## Menu
North and East of Sudbury Integrated Regional Resource Plan Data Tables April 2023
Table 2: IRRP CDM (Codes and Standards + Energy Efficiency) Forecast Winter
Table 3: IRRP CDM (Codes and Standards + Energy Efficiency) Forecast Summer
Table 4: Distributed Generation Contribution Factor Assumptions Winter
Table 5: Distributed Generation Contribution Factor Assumptions Summer
Table 6: Installed Distributed Generation Output Assumptions Winter
Table 7: Installed Distributed Generation Output Assumptions Summer
Table 8: Extreme Winter Net of CDM+DG
Table 9: Extreme Summer Net of CDM+DG
Table 10: Ramore TS, Non-Coincident Hourly Forecast Load and Capacity Need (2041)
This document and the information contained herein is provided for informational purposes only. The IESO has prepared this document based on information currently available to the IESO and reasonable assumptions associated therewith, including relating to electricity supply and demand. The information, statements and conclusions contained in this document are subject to risks, uncertainties and other factors that could cause actual results or circumstances to differ materially from the information, statements and assumptions contained herein. The IESO provides no guarantee, representation, or warranty, express or implied, with respect to any statement or information contained herein and disclaims any liability in connection therewith. Readers are cautioned not to place undue reliance on forward-looking information contained in this document, as actual results could differ materially from the plans, expectations, estimates, intentions and statements expressed herein. The IESO undertakes no obligation to revise or update any information contained in this document as a result of new information, future events or otherwise. In the event there is any conflict or inconsistency between this document and the IESO market rules, any IESO contract, any legislation or regulation, or any request for proposals or other procurement document, the terms in the market rules, or the subject contract, legislation, regulation, or procurement document, as applicable, govern.

## Table 2
Back to main menu
| Transformer Station | Table 2 Winter Weather Station CDM Forecast (MW)
|  | 2021 | 2022 | 2023 | 2024 | 2025 | 2026 | 2027 | 2028 | 2029 | 2030 | 2031 | 2032 | 2033 | 2034 | 2035 | 2036 | 2037 | 2038 | 2039 | 2040
| Crystal Falls TS | 0.13575 | 0.24026 | 0.41571 | 0.55553 | 0.67082 | 0.78171 | 0.91585 | 1.0269 | 1.1753 | 1.2987 | 1.5268 | 1.6829 | 1.8027 | 1.9038 | 1.9912 | 2.0496 | 2.0685 | 2.0768 | 2.0873 | 2.103
| Hearst TS | 0.18493 | 0.23818 | 0.3982 | 0.51145 | 0.60222 | 0.68985 | 0.80336 | 0.89325 | 1.0052 | 1.0958 | 1.2048 | 1.3174 | 1.3988 | 1.4677 | 1.5278 | 1.5679 | 1.577 | 1.5773 | 1.5785 | 1.5826
| Kapuskasing TS | 0.082968 | 0.13912 | 0.22814 | 0.28999 | 0.33859 | 0.3852 | 0.44586 | 0.49274 | 0.54935 | 0.59419 | 0.65009 | 0.70853 | 0.7496 | 0.78435 | 0.81447 | 0.83565 | 0.83928 | 0.83817 | 0.83734 | 0.83779
| Kirkland Lake TS | 0.37432 | 0.60937 | 0.95077 | 1.1724 | 1.3352 | 1.4941 | 1.7163 | 1.879 | 2.0431 | 2.1645 | 2.3485 | 2.5561 | 2.6954 | 2.822 | 2.9378 | 3.0519 | 3.0841 | 3.0967 | 3.1071 | 3.1181
| North Bay TS | 0.11344 | 0.18051 | 0.28443 | 0.38781 | 0.48768 | 0.61279 | 0.69682 | 0.78032 | 0.87826 | 0.95298 | 1.0535 | 1.1756 | 1.2714 | 1.3488 | 1.3976 | 1.4344 | 1.4639 | 1.487 | 1.5102 | 1.5345
| Ramone TS | 0.035418 | 0.059154 | 0.099554 | 0.1561 | 0.22309 | 0.28916 | 0.3202 | 0.35468 | 0.39462 | 0.42171 | 0.46053 | 0.51114 | 0.54965 | 0.57746 | 0.58784 | 0.59305 | 0.60058 | 0.60595 | 0.61135 | 0.61719
| Timmins TS | 0.57484 | 0.94443 | 1.4946 | 1.8622 | 2.1405 | 2.4142 | 2.7882 | 3.0708 | 3.3705 | 3.6008 | 3.9286 | 4.2927 | 4.5462 | 4.7756 | 4.9852 | 5.1809 | 5.2455 | 5.2778 | 5.3076 | 5.3402
| Dymond TS | 0.31648 | 0.52514 | 0.84543 | 1.0657 | 1.2375 | 1.4051 | 1.6244 | 1.7932 | 1.9836 | 2.1318 | 2.3297 | 2.5442 | 2.6947 | 2.8263 | 2.9426 | 3.0393 | 3.0664 | 3.0753 | 3.0839 | 3.0954
| Trout Lake | 0.58265 | 1.0319 | 1.8121 | 2.3859 | 2.8583 | 3.433 | 4.0581 | 4.5853 | 5.307 | 5.923 | 6.6013 | 7.2787 | 7.8031 | 8.2434 | 8.627 | 8.8367 | 8.9102 | 8.939 | 8.9793 | 9.0447
| Calstock DS | 0.09015 | 0.14367 | 0.21548 | 0.25948 | 0.28956 | 0.31963 | 0.36441 | 0.39537 | 0.41929 | 0.43472 | 0.4676 | 0.50842 | 0.53445 | 0.56017 | 0.58499 | 0.6165 | 0.62762 | 0.6343 | 0.63982 | 0.64455
| Cochrane DS | 0.096119 | 0.1607 | 0.26269 | 0.33321 | 0.3883 | 0.44075 | 0.50887 | 0.56098 | 0.62399 | 0.6735 | 0.73533 | 0.79979 | 0.84443 | 0.8818 | 0.91385 | 0.93579 | 0.93804 | 0.93499 | 0.93228 | 0.931
| Cochran West DS | 0.022263 | 0.038856 | 0.067471 | 0.088509 | 0.10601 | 0.12291 | 0.14427 | 0.16179 | 0.18487 | 0.20407 | 0.2259 | 0.24792 | 0.26442 | 0.27823 | 0.29019 | 0.29713 | 0.29895 | 0.29922 | 0.29979 | 0.30109
| Fauquier DS | 0.0093671 | 0.017291 | 0.032338 | 0.044001 | 0.054148 | 0.063958 | 0.076013 | 0.08635 | 0.10109 | 0.11376 | 0.12715 | 0.14018 | 0.15037 | 0.15873 | 0.1659 | 0.16907 | 0.16996 | 0.17005 | 0.17043 | 0.17138
| Herridge Lake DS | 0.027935 | 0.04727 | 0.078327 | 0.10018 | 0.11762 | 0.13466 | 0.15709 | 0.17488 | 0.1964 | 0.21389 | 0.23551 | 0.25823 | 0.27483 | 0.28927 | 0.30217 | 0.31177 | 0.31486 | 0.31618 | 0.3176 | 0.31952
| Hoyle DS | 0.058412 | 0.097404 | 0.15821 | 0.2023 | 0.2385 | 0.27377 | 0.31611 | 0.34967 | 0.38829 | 0.41841 | 0.45799 | 0.50112 | 0.53188 | 0.55834 | 0.58083 | 0.59877 | 0.60437 | 0.60654 | 0.60873 | 0.61158
| Iroquois Falls DS | 0.041903 | 0.070513 | 0.11631 | 0.14819 | 0.1733 | 0.19729 | 0.22852 | 0.2527 | 0.28236 | 0.30596 | 0.33489 | 0.36487 | 0.38596 | 0.40367 | 0.41897 | 0.42922 | 0.43065 | 0.42968 | 0.42891 | 0.42885
| Laforest Road DS | 0.12381 | 0.20573 | 0.33144 | 0.41716 | 0.48351 | 0.54845 | 0.63583 | 0.70317 | 0.77902 | 0.83883 | 0.9185 | 1.0048 | 1.0661 | 1.1205 | 1.1698 | 1.2116 | 1.2251 | 1.2313 | 1.2374 | 1.2447
| Mattawa DS | 0.044205 | 0.074283 | 0.12176 | 0.15479 | 0.18087 | 0.20639 | 0.24028 | 0.2669 | 0.2983 | 0.32357 | 0.35564 | 0.38972 | 0.41441 | 0.43608 | 0.45554 | 0.47083 | 0.47583 | 0.4781 | 0.48046 | 0.48345
| Monteith DS | 0.018399 | 0.032192 | 0.056036 | 0.073634 | 0.088324 | 0.10261 | 0.12077 | 0.13577 | 0.15553 | 0.17211 | 0.19096 | 0.21005 | 0.22452 | 0.23676 | 0.2475 | 0.25397 | 0.25606 | 0.25682 | 0.25783 | 0.25946
| Moosonee DS | 0.14158 | 0.23335 | 0.37145 | 0.46678 | 0.54143 | 0.61464 | 0.70881 | 0.78113 | 0.85948 | 0.91958 | 1.0036 | 1.0967 | 1.1619 | 1.2197 | 1.2708 | 1.3167 | 1.3314 | 1.3382 | 1.3445 | 1.3516
| Shiningtree DS | 0.04441 | 0.072072 | 0.11202 | 0.13897 | 0.15959 | 0.17975 | 0.20558 | 0.22477 | 0.24376 | 0.25746 | 0.27891 | 0.30364 | 0.3202 | 0.33505 | 0.34807 | 0.36121 | 0.36507 | 0.36664 | 0.36791 | 0.3692
| Smooth Rock Falls DS | 0.01915 | 0.031522 | 0.050049 | 0.062399 | 0.071725 | 0.080853 | 0.093347 | 0.10276 | 0.11291 | 0.1207 | 0.13161 | 0.14361 | 0.15191 | 0.15933 | 0.16606 | 0.17213 | 0.1739 | 0.17462 | 0.17526 | 0.17602
| Temagami DS 2 | 0.013575 | 0.022612 | 0.036482 | 0.046021 | 0.053467 | 0.060824 | 0.07076 | 0.078514 | 0.087216 | 0.094181 | 0.10347 | 0.1136 | 0.12096 | 0.1276 | 0.1337 | 0.13906 | 0.14115 | 0.14241 | 0.14365 | 0.14503
| Verner DS | 0.031289 | 0.056038 | 0.10089 | 0.13461 | 0.16319 | 0.19062 | 0.22467 | 0.25308 | 0.29233 | 0.32533 | 0.36112 | 0.39631 | 0.42294 | 0.44468 | 0.46314 | 0.47174 | 0.47321 | 0.47234 | 0.47214 | 0.47332
| Warren DS | 0.043957 | 0.076821 | 0.13374 | 0.17538 | 0.20982 | 0.24293 | 0.28483 | 0.31902 | 0.36441 | 0.40199 | 0.44433 | 0.48672 | 0.51817 | 0.54416 | 0.56644 | 0.57854 | 0.58076 | 0.57997 | 0.57981 | 0.58108
Back to main menu
Peak demand savings from codes and standards, as well as the delivery of conservation programs, were estimated for each sector and totalled for each station in the region. The analyses were conducted under normal weather conditions and can be adjusted to reflect extreme weather conditions. The resulting forecast savings were applied to gross demand to help determine the net peak demand for the IRRP planning forecast. Additional details on the overall IRRP forecast methodology will be provided in the final report.

## Table 3
Back to main menu
| Transformer Station | Table 3 Summer Weather Station CDM Forecast (MW)
|  | 2021 | 2022 | 2023 | 2024 | 2025 | 2026 | 2027 | 2028 | 2029 | 2030 | 2031 | 2032 | 2033 | 2034 | 2035 | 2036 | 2037 | 2038 | 2039 | 2040
| Crystal Falls TS | 0.13879 | 0.25839 | 0.45512 | 0.62063 | 0.75781 | 0.88628 | 1.048 | 1.1887 | 1.3727 | 1.5273 | 1.7102 | 1.8871 | 2.0256 | 2.1435 | 2.246 | 2.3239 | 2.3497 | 2.3614 | 2.3768 | 2.4005
| Hearst TS | 0.12307 | 0.21592 | 0.37021 | 0.4915 | 0.58486 | 0.66957 | 0.78082 | 0.87213 | 0.98598 | 1.0751 | 1.1812 | 1.2882 | 1.3663 | 1.4312 | 1.4861 | 1.5216 | 1.5259 | 1.5208 | 1.5176 | 1.5188
| Kapuskasing TS | 0.3755 | 0.67172 | 1.1674 | 1.5355 | 1.8368 | 2.1132 | 2.472 | 2.7704 | 3.15 | 3.4518 | 3.8028 | 4.1543 | 4.4142 | 4.6296 | 4.8119 | 4.9262 | 4.943 | 4.9296 | 4.9233 | 4.9325
| Kirkland Lake TS | 0.25509 | 0.42479 | 0.67155 | 0.84372 | 0.97455 | 1.0869 | 1.2523 | 1.3786 | 1.4986 | 1.5788 | 1.7125 | 1.8632 | 1.9682 | 2.0647 | 2.1513 | 2.2361 | 2.2588 | 2.2662 | 2.2723 | 2.2794
| North Bay TS | 0.082818 | 0.13448 | 0.21348 | 0.28462 | 0.34536 | 0.4371 | 0.50945 | 0.58271 | 0.66125 | 0.73861 | 0.82903 | 0.93437 | 1.0218 | 1.0962 | 1.1502 | 1.1919 | 1.2253 | 1.2524 | 1.2802 | 1.3102
| Ramone TS | 0.013147 | 0.02323 | 0.041386 | 0.067924 | 0.099543 | 0.13006 | 0.14457 | 0.1611 | 0.17649 | 0.19343 | 0.21186 | 0.23504 | 0.25302 | 0.26584 | 0.27051 | 0.2717 | 0.27447 | 0.27619 | 0.2781 | 0.28048
| Timmins TS | 0.39912 | 0.68602 | 1.1328 | 1.4562 | 1.7132 | 1.9436 | 2.2616 | 2.5176 | 2.8038 | 3.0191 | 3.3085 | 3.6159 | 3.8404 | 4.0382 | 4.2126 | 4.3563 | 4.3965 | 4.4083 | 4.422 | 4.4434
| Dymond TS | 0.28584 | 0.49865 | 0.83992 | 1.0908 | 1.2937 | 1.4771 | 1.7195 | 1.9174 | 2.151 | 2.3312 | 2.5573 | 2.7916 | 2.9625 | 3.1077 | 3.2319 | 3.3224 | 3.3407 | 3.338 | 3.338 | 3.3459
| Trout Lake | 0.49746 | 0.92462 | 1.6828 | 2.2399 | 2.6906 | 3.2859 | 3.8991 | 4.4376 | 5.1903 | 5.8294 | 6.509 | 7.1693 | 7.6863 | 8.1125 | 8.4776 | 8.6763 | 8.7342 | 8.7408 | 8.7671 | 8.8315
| Calstock DS | 0.067251 | 0.11007 | 0.16938 | 0.21018 | 0.2405 | 0.26605 | 0.30576 | 0.3353 | 0.35892 | 0.37285 | 0.40288 | 0.439 | 0.46404 | 0.48846 | 0.51116 | 0.53677 | 0.54563 | 0.5506 | 0.55478 | 0.55852
| Cochrane DS | 0.093897 | 0.16637 | 0.2862 | 0.37441 | 0.44562 | 0.50962 | 0.59221 | 0.65943 | 0.74531 | 0.81228 | 0.89007 | 0.9672 | 1.0224 | 1.0668 | 1.1032 | 1.1238 | 1.1221 | 1.1136 | 1.1068 | 1.1036
| Cochran West DS | 0.01853 | 0.034892 | 0.064337 | 0.0868 | 0.10578 | 0.12362 | 0.14581 | 0.16495 | 0.19147 | 0.21346 | 0.23687 | 0.25945 | 0.2766 | 0.29039 | 0.30189 | 0.30755 | 0.30812 | 0.3069 | 0.30636 | 0.30714
| Fauquier DS | 0.016962 | 0.03072 | 0.05414 | 0.071725 | 0.08631 | 0.099878 | 0.11747 | 0.13237 | 0.15163 | 0.16727 | 0.18518 | 0.20309 | 0.21666 | 0.22806 | 0.23788 | 0.24416 | 0.24575 | 0.24585 | 0.24633 | 0.24764
| Herridge Lake DS | 0.016121 | 0.028645 | 0.049331 | 0.06466 | 0.077187 | 0.088698 | 0.10392 | 0.11659 | 0.13231 | 0.14479 | 0.15971 | 0.17489 | 0.18624 | 0.19589 | 0.20425 | 0.21004 | 0.21149 | 0.21163 | 0.21203 | 0.21304
| Hoyle DS | 0.040239 | 0.070843 | 0.1209 | 0.15951 | 0.19216 | 0.22202 | 0.25814 | 0.28843 | 0.3246 | 0.35347 | 0.38844 | 0.4248 | 0.45165 | 0.47408 | 0.49251 | 0.50518 | 0.50809 | 0.50791 | 0.50825 | 0.50991
| Iroquois Falls DS | 0.043926 | 0.078894 | 0.13791 | 0.18162 | 0.21721 | 0.24955 | 0.29101 | 0.32521 | 0.36997 | 0.40542 | 0.44553 | 0.48489 | 0.51345 | 0.53637 | 0.55525 | 0.56541 | 0.56481 | 0.56082 | 0.5578 | 0.55672
| Laforest Road DS | 0.11303 | 0.19907 | 0.33912 | 0.44219 | 0.52576 | 0.60192 | 0.70353 | 0.78727 | 0.8889 | 0.96851 | 1.066 | 1.1659 | 1.24 | 1.3032 | 1.358 | 1.3973 | 1.4067 | 1.4074 | 1.4095 | 1.4154
| Mattawa DS | 0.043778 | 0.077442 | 0.13263 | 0.17341 | 0.20663 | 0.23708 | 0.27755 | 0.31112 | 0.35227 | 0.38477 | 0.42413 | 0.46437 | 0.4944 | 0.52004 | 0.54232 | 0.55812 | 0.5622 | 0.56277 | 0.56397 | 0.5667
| Monteith DS | 0.015717 | 0.028833 | 0.051595 | 0.068804 | 0.08319 | 0.096656 | 0.11389 | 0.12861 | 0.14811 | 0.16412 | 0.18198 | 0.19964 | 0.2131 | 0.22428 | 0.23385 | 0.23958 | 0.24092 | 0.24083 | 0.24116 | 0.24238
| Moosonee DS | 0.063967 | 0.10805 | 0.17423 | 0.22219 | 0.26018 | 0.29375 | 0.33981 | 0.37627 | 0.41357 | 0.44053 | 0.48044 | 0.52447 | 0.55609 | 0.58446 | 0.60937 | 0.63198 | 0.63871 | 0.64122 | 0.64364 | 0.64671
| Shiningtree DS | 0.035621 | 0.059125 | 0.093092 | 0.11711 | 0.13561 | 0.15149 | 0.17417 | 0.1915 | 0.20752 | 0.21816 | 0.23636 | 0.25715 | 0.2716 | 0.28486 | 0.29659 | 0.30829 | 0.3115 | 0.3126 | 0.31349 | 0.31445
| Smooth Rock Falls DS | 0.017381 | 0.030423 | 0.051437 | 0.066775 | 0.079094 | 0.090251 | 0.10525 | 0.11748 | 0.13212 | 0.14342 | 0.15749 | 0.17196 | 0.18254 | 0.19155 | 0.19932 | 0.20493 | 0.20607 | 0.2059 | 0.20592 | 0.20645
| Temagami DS 2 | 0.010925 | 0.019031 | 0.031923 | 0.041417 | 0.049108 | 0.056121 | 0.065675 | 0.073544 | 0.082675 | 0.08979 | 0.098949 | 0.10859 | 0.11584 | 0.12224 | 0.12796 | 0.13256 | 0.13416 | 0.13491 | 0.13575 | 0.13689
| Verner DS | 0.028442 | 0.053797 | 0.099683 | 0.13457 | 0.16396 | 0.19155 | 0.22582 | 0.25533 | 0.29658 | 0.33071 | 0.36669 | 0.40112 | 0.42712 | 0.44778 | 0.46486 | 0.47267 | 0.47275 | 0.4701 | 0.46854 | 0.46905
| Warren DS | 0.03668 | 0.068807 | 0.12636 | 0.16987 | 0.20631 | 0.24037 | 0.28294 | 0.31935 | 0.36978 | 0.41122 | 0.45532 | 0.49765 | 0.52941 | 0.55467 | 0.57553 | 0.58528 | 0.58521 | 0.58173 | 0.57955 | 0.57985
Back to main menu
Peak demand savings from codes and standards, as well as the delivery of conservation programs, were estimated for each sector and totalled for each station in the region. The analyses were conducted under normal weather conditions and can be adjusted to reflect extreme weather conditions. The resulting forecast savings were applied to gross demand to help determine the net peak demand for the IRRP planning forecast. Additional details on the overall IRRP forecast methodology will be provided in the final report.

## Table 4
Back to main menu
Table 4: Distributed Generation Contribution Factor Assumptions
Resource Type | Winter Peak Contribution Factor
Solar | 0%
Wind | 37.8%
Waterpower | 81.6%
Back to main menu

## Table 5
Back to main menu
Table 5: Distributed Generation Contribution Factor Assumptions
Resource Type | Summer Peak Contribution Factor
Solar | 13.8%
Wind | 13.7%
Waterpower | 86.2%
Back to main menu

## Table 6
Back to main menu
| Transformer Station | Table 6 Winter Weather Effective DG Contribution to Peak (MW)
|  | 2021 | 2022 | 2023 | 2024 | 2025 | 2026 | 2027 | 2028 | 2029 | 2030 | 2031 | 2032 | 2033 | 2034 | 2035 | 2036 | 2037 | 2038 | 2039 | 2040
| Crystal Falls TS | 3.2806 | 3.2806 | 3.2806 | 3.2806 | 3.2806 | 3.2806 | 3.2806 | 3.2806 | 3.2806 | 0 | 0 | 0 | 0 | 0 | 0 | 0 | 0 | 0 | 0 | 0
| Kapuskasing TS | 4.07 | 4.07 | 4.07 | 4.07 | 4.07 | 4.07 | 4.07 | 4.07 | 4.07 | 4.07 | 4.07 | 4.07 | 4.07 | 4.07 | 4.07 | 4.07 | 4.07 | 4.07 | 4.07 | 4.07
| Otto Holden TS * | 0.228 | 0.228 | 0.228 | 0.228 | 0.228 | 0.228 | 0.228 | 0.228 | 0.228 | 0.228 | 0 | 0 | 0 | 0 | 0 | 0 | 0 | 0 | 0 | 0
| Ramone TS | 0.2088 | 0.2088 | 0.2088 | 0.2088 | 0.2088 | 0.2088 | 0.2088 | 0.2088 | 0.2088 | 0 | 0 | 0 | 0 | 0 | 0 | 0 | 0 | 0 | 0 | 0
| Dymond TS | 2.8578 | 2.8578 | 2.8578 | 2.8578 | 2.8578 | 2.8578 | 2.8578 | 2.8578 | 2.8578 | 2.8578 | 2.8578 | 2.8578 | 0 | 0 | 0 | 0 | 0 | 0 | 0 | 0
| Trout Lake | 5.4866 | 5.4866 | 5.4866 | 5.4866 | 5.4866 | 5.4866 | 5.4866 | 5.4866 | 5.4866 | 5.4866 | 5.2693 | 5.2693 | 5.0066 | 5.0066 | 5.0066 | 5.0066 | 5.0066 | 5.0066 | 5.0066 | 3.95
Back to main menu
Peak demand contribution from contracted, existing distributed generation was estimated based on technology type and totalled for each station in the region. The resulting forecast savings were applied to gross demand to help determine the net peak demand for the IRRP planning forecast. Additional details on the overall IRRP forecast methodology will be provided in the final report.

## Table 7
Back to main menu
| Transformer Station | Table 7 Summer Weather Effective DG Contribution to Peak (MW)
|  | 2021 | 2022 | 2023 | 2024 | 2025 | 2026 | 2027 | 2028 | 2029 | 2030 | 2031 | 2032 | 2033 | 2034 | 2035 | 2036 | 2037 | 2038 | 2039 | 2040
| Crystal Falls TS | 3.139 | 3.139 | 3.139 | 3.139 | 3.139 | 3.139 | 3.139 | 3.139 | 3.139 | 0.74134 | 0.74134 | 0.74134 | 0.74134 | 0.72271 | 0.7107 | 0.23874 | 0 | 0 | 0 | 0
| Hearst TS | 1.38 | 1.38 | 1.38 | 1.38 | 1.38 | 1.38 | 1.38 | 1.38 | 1.38 | 1.38 | 1.38 | 1.38 | 1.38 | 0 | 0 | 0 | 0 | 0 | 0 | 0
| Kapuskasing TS | 5.6799 | 5.6799 | 5.6799 | 5.6799 | 5.6799 | 5.6799 | 5.6799 | 5.6799 | 5.6799 | 5.6799 | 5.6799 | 5.6799 | 5.6799 | 4.645 | 4.576 | 4.576 | 4.576 | 4.576 | 4.576 | 4.576
| Kirkland Lake TS | 1.1543 | 1.1543 | 1.1543 | 1.1543 | 1.1543 | 1.1543 | 1.1543 | 1.1543 | 1.1543 | 1.1543 | 1.1543 | 1.1543 | 1.1543 | 1.1543 | 0.97207 | 0.897 | 0.069 | 0 | 0 | 0
| North Bay TS | 0.01104 | 0.01104 | 0.01104 | 0.01104 | 0.01104 | 0.01104 | 0.01104 | 0.01104 | 0.01104 | 0.01104 | 0.01104 | 0.01104 | 0.01104 | 0.01104 | 0 | 0 | 0 | 0 | 0 | 0
| Otto Holden TS * | 0.114 | 0.114 | 0.114 | 0.114 | 0.114 | 0.114 | 0.114 | 0.114 | 0.114 | 0.114 | 0 | 0 | 0 | 0 | 0 | 0 | 0 | 0 | 0 | 0
| Ramone TS | 1.2084 | 1.2084 | 1.2084 | 1.2084 | 1.2084 | 1.2084 | 1.2084 | 1.2084 | 1.2084 | 1.104 | 1.104 | 1.104 | 1.104 | 0 | 0 | 0 | 0 | 0 | 0 | 0
| Dymond TS | 2.6103 | 2.6103 | 2.6103 | 2.6103 | 2.6103 | 2.6103 | 2.6103 | 2.6103 | 2.6103 | 2.6103 | 2.5965 | 2.5965 | 1.2759 | 1.2621 | 0.5313 | 0 | 0 | 0 | 0 | 0
| Trout Lake | 2.3276 | 2.3276 | 2.3276 | 2.3276 | 2.3276 | 2.3276 | 2.3276 | 2.3276 | 2.3276 | 2.3276 | 2.2374 | 2.2333 | 2.1242 | 2.0787 | 2.0787 | 2.0787 | 2.0787 | 2.0787 | 2.0787 | 1.64
Back to main menu
Peak demand contribution from contracted, existing distributed generation was estimated based on technology type and totalled for each station in the region. The resulting forecast savings were applied to gross demand to help determine the net peak demand for the IRRP planning forecast. Additional details on the overall IRRP forecast methodology will be provided in the final report.

## Table 8
Back to main menu
| Transformer Station | Table 8 Net Extreme Winter Weather Station Peak Demand Forecast, Coincident to NE of Sudbury Region (MW)
|  | 2021 | 2022 | 2023 | 2024 | 2025 | 2026 | 2027 | 2028 | 2029 | 2030 | 2031 | 2032 | 2033 | 2034 | 2035 | 2036 | 2037 | 2038 | 2039 | 2040
| Crystal Falls TS | 19.8554 | 20.1624 | 19.9373 | 20.1893 | 20.2279 | 20.2769 | 20.3104 | 20.3662 | 20.3802 | 23.6955 | 25.1812 | 25.3073 | 25.4696 | 25.6504 | 25.8447 | 26.1622 | 26.4247 | 26.6981 | 26.9694 | 27.2359
| Hearst TS | 24.2688 | 18.4144 | 18.3944 | 18.3698 | 18.3626 | 18.373 | 18.3693 | 18.3873 | 18.3753 | 18.3768 | 18.3589 | 18.3364 | 18.3441 | 18.3634 | 18.3907 | 18.437 | 18.5136 | 18.5987 | 18.6828 | 18.7638
| Kapuskasing TS | 5.9671 | 5.9401 | 5.8842 | 5.8434 | 5.8146 | 5.7912 | 5.7565 | 5.7352 | 5.7022 | 5.6792 | 5.6448 | 5.6077 | 5.5878 | 5.5739 | 5.5645 | 5.5637 | 5.5804 | 5.6017 | 5.6227 | 5.6424
| Kirkland Lake TS | 31.4056 | 31.396 | 31.3207 | 31.2425 | 31.2139 | 31.2119 | 31.1753 | 31.1937 | 31.1922 | 31.2155 | 31.174 | 31.107 | 31.1064 | 31.1168 | 31.1364 | 31.156 | 31.256 | 31.3755 | 31.4973 | 31.6184
| North Bay TS | 27.4086 | 26.3021 | 25.1589 | 24.0161 | 22.8769 | 23.2715 | 23.7071 | 24.1433 | 24.565 | 25.01 | 25.4292 | 25.8267 | 26.2506 | 26.6929 | 27.1637 | 27.6467 | 28.1368 | 28.6333 | 29.1299 | 29.6252
| Ramone TS | 12.0732 | 12.2154 | 12.3584 | 12.4386 | 12.5059 | 12.5844 | 12.7108 | 12.8333 | 12.9443 | 13.2709 | 13.3774 | 13.4726 | 13.5803 | 13.6993 | 13.8363 | 13.9791 | 14.1201 | 14.2646 | 14.4103 | 14.5569
| Timmins TS | 52.559 | 52.7068 | 52.7691 | 52.8099 | 52.9202 | 53.0938 | 53.2153 | 53.4213 | 53.5792 | 53.776 | 53.8719 | 53.9283 | 54.0921 | 54.2772 | 54.4793 | 54.6925 | 55.0342 | 55.4082 | 55.7846 | 56.1584
| Dymond TS | 30.7516 | 30.822 | 30.8233 | 30.7935 | 30.7988 | 30.8445 | 30.8681 | 30.9366 | 30.963 | 31.0114 | 31.0071 | 30.9832 | 33.8783 | 33.9318 | 33.9979 | 34.0812 | 34.2314 | 34.399 | 34.5661 | 34.7295
| Trout Lake | 100.4079 | 100.3446 | 98.8542 | 97.8641 | 96.959 | 100.1837 | 100.7933 | 101.5005 | 101.9966 | 102.5819 | 103.3229 | 103.8485 | 104.7908 | 105.5556 | 106.3782 | 107.3758 | 108.5105 | 109.6928 | 110.8666 | 113.0749
| Calstock DS | 5.2954 | 5.2959 | 5.2851 | 5.2814 | 5.2896 | 5.3037 | 5.308 | 5.3254 | 5.3467 | 5.3734 | 5.3822 | 5.3828 | 5.3978 | 5.4128 | 5.4284 | 5.4371 | 5.4658 | 5.499 | 5.5333 | 5.5684
| Cochrane DS | 11.6278 | 11.5632 | 11.4612 | 11.3907 | 11.3356 | 11.2831 | 11.215 | 11.1629 | 11.0999 | 11.0504 | 10.9885 | 10.9241 | 10.8794 | 10.8421 | 10.81 | 10.7881 | 10.7858 | 10.7889 | 10.7916 | 10.7929
| Cochran West DS | 3.5166 | 3.5345 | 3.545 | 3.5496 | 3.5567 | 3.5671 | 3.5764 | 3.5892 | 3.5944 | 3.6016 | 3.6061 | 3.6102 | 3.6197 | 3.6318 | 3.6457 | 3.6645 | 3.6883 | 3.7139 | 3.7392 | 3.7639
| Fauquier DS | 2.0526 | 2.0695 | 2.082 | 2.0901 | 2.099 | 2.1106 | 2.1219 | 2.1347 | 2.1419 | 2.1501 | 2.1576 | 2.1653 | 2.1758 | 2.1881 | 2.2015 | 2.2189 | 2.2385 | 2.259 | 2.2793 | 2.2991
| Herridge Lake DS | 3.3842 | 3.4025 | 3.4136 | 3.4209 | 3.4313 | 3.4459 | 3.4583 | 3.475 | 3.486 | 3.4991 | 3.5078 | 3.5154 | 3.5288 | 3.5443 | 3.5612 | 3.5813 | 3.6078 | 3.636 | 3.6642 | 3.692
| Hoyle DS | 7.0153 | 7.0411 | 7.0544 | 7.0571 | 7.0657 | 7.0804 | 7.0946 | 7.1167 | 7.1297 | 7.1472 | 7.1548 | 7.1586 | 7.1743 | 7.1941 | 7.2175 | 7.2452 | 7.2849 | 7.3281 | 7.3714 | 7.4141
| Iroquois Falls DS | 5.2393 | 5.2215 | 5.1882 | 5.1639 | 5.146 | 5.1302 | 5.1082 | 5.0932 | 5.072 | 5.0561 | 5.0349 | 5.0125 | 4.9989 | 4.9887 | 4.9808 | 4.978 | 4.9839 | 4.9922 | 5.0003 | 5.0078
| Laforest Road DS | 12.7174 | 12.7668 | 12.7892 | 12.8024 | 12.8307 | 12.8729 | 12.9046 | 12.9548 | 12.9893 | 13.0327 | 13.0556 | 13.0714 | 13.1116 | 13.1583 | 13.2098 | 13.2682 | 13.3545 | 13.4484 | 13.5427 | 13.636
| Mattawa DS | 5.0235 | 5.0494 | 5.0646 | 5.0747 | 5.09 | 5.1115 | 5.1294 | 5.1539 | 5.1708 | 5.191 | 5.204 | 5.2149 | 5.2349 | 5.2577 | 5.2825 | 5.3112 | 5.3501 | 5.3918 | 5.4334 | 5.4745
| Monteith DS | 2.8963 | 2.9176 | 2.9328 | 2.9431 | 2.9553 | 2.9713 | 2.9861 | 3.0038 | 3.0152 | 3.0281 | 3.0387 | 3.0489 | 3.0637 | 3.0806 | 3.099 | 3.1216 | 3.1485 | 3.1769 | 3.205 | 3.2327
| Moosonee DS | 14.2467 | 14.2921 | 14.3096 | 14.3144 | 14.3344 | 14.3716 | 14.4007 | 14.4496 | 14.4839 | 14.5281 | 14.5473 | 14.5563 | 14.5924 | 14.6348 | 14.6831 | 14.7358 | 14.8186 | 14.9094 | 15.0005 | 15.0906
| Shiningtree DS | 3.9564 | 3.9566 | 3.9496 | 3.9401 | 3.9358 | 3.9348 | 3.9317 | 3.9347 | 3.9355 | 3.9393 | 3.9352 | 3.9274 | 3.9276 | 3.9293 | 3.9326 | 3.9355 | 3.9475 | 3.9618 | 3.9764 | 3.9909
| Smooth Rock Falls DS | 1.8014 | 1.8045 | 1.8038 | 1.8022 | 1.803 | 1.8059 | 1.807 | 1.8109 | 1.813 | 1.8164 | 1.8165 | 1.8153 | 1.8177 | 1.8208 | 1.8245 | 1.8288 | 1.8372 | 1.8466 | 1.856 | 1.8653
| Temagami DS 2 | 1.3711 | 1.3816 | 1.3891 | 1.3957 | 1.404 | 1.4141 | 1.4229 | 1.4339 | 1.4433 | 1.4536 | 1.4616 | 1.4689 | 1.4789 | 1.4897 | 1.501 | 1.5131 | 1.5285 | 1.5449 | 1.5614 | 1.5779
| Verner DS | 5.8958 | 5.9208 | 5.9333 | 5.9341 | 5.9381 | 5.9477 | 5.9562 | 5.9695 | 5.9686 | 5.9707 | 5.9696 | 5.9689 | 5.9764 | 5.9886 | 6.0038 | 6.0286 | 6.0604 | 6.0945 | 6.1281 | 6.1603
| Warren DS | 7.0718 | 7.0934 | 7.1001 | 7.0945 | 7.094 | 7.1 | 7.1037 | 7.1141 | 7.1093 | 7.1083 | 7.1021 | 7.0954 | 7.0993 | 7.1084 | 7.1208 | 7.1431 | 7.175 | 7.2099 | 7.2442 | 7.2772
Back to main menu
The IRRP planning forecast accounts for the median weather gross forecast provided by the local distributors, savings from distributed generation and conservation and demand management, as well as extreme weather adjustments. Full details on the overall IRRP forecast methodology will be provided in the IRRP report, once finalized.
This document and the information contained herein is provided for informational purposes only. The IESO has prepared this document based on information currently available to the IESO and reasonable assumptions associated therewith, including relating to electricity supply and demand. The information, statements and conclusions contained herein are subject to risks, uncertainties and other factors, and actual results or circumstances may differ materially. The IESO provides no guarantee, representation, or warranty, express or implied, with respect to any statement or information contained herein and disclaims any liability in connection therewith. Readers are cautioned not to place undue reliance on forward-looking information contained in this document as actual results could differ materially from the plans, expectations, estimates, intentions and statements expressed herein. The IESO undertakes no obligation to revise or update any information contained in this document as a result of new information, future events or otherwise. In the event there is any conflict or inconsistency between this document and the IESO market rules, any IESO contract, any legislation or regulation, or any request for proposals or other procurement document, the terms in the market rules, or the subject contract, legislation, regulation, or procurement document, as applicable, govern.

## Table 9
Back to main menu
| Transformer Station | Table 9 Net Extreme Summer Weather Station Peak Demand Forecast, Coincident to NE of Sudbury Region (MW)
|  | 2021 | 2022 | 2023 | 2024 | 2025 | 2026 | 2027 | 2028 | 2029 | 2030 | 2031 | 2032 | 2033 | 2034 | 2035 | 2036 | 2037 | 2038 | 2039 | 2040
| Crystal Falls TS | 14.4377 | 14.9113 | 14.8019 | 15.1815 | 15.3449 | 15.4965 | 15.6442 | 15.8124 | 15.9346 | 18.4811 | 18.6988 | 18.825 | 18.9896 | 19.1746 | 19.3749 | 19.697 | 19.9737 | 20.2648 | 20.5523 | 20.8318
| Hearst TS | 12.6622 | 12.5549 | 12.4967 | 12.6328 | 12.5876 | 12.5597 | 12.5121 | 12.4834 | 12.4276 | 12.3919 | 12.3388 | 12.2842 | 12.2579 | 12.2443 | 12.2402 | 12.255 | 12.3006 | 12.3554 | 12.4082 | 12.4565
| Kapuskasing TS | 36.1429 | 36.2416 | 36.1733 | 36.0323 | 35.9454 | 35.9214 | 35.8461 | 35.8261 | 35.7047 | 35.6409 | 35.5254 | 35.407 | 35.3776 | 35.3905 | 35.4341 | 35.5437 | 35.7484 | 35.983 | 36.21 | 36.421
| Kirkland Lake TS | 17.0955 | 17.0878 | 17.0195 | 16.9247 | 16.8664 | 16.8395 | 16.7752 | 16.7478 | 16.7165 | 16.7154 | 16.6597 | 16.5859 | 16.5568 | 16.5353 | 16.5229 | 16.5113 | 16.5609 | 16.626 | 16.6923 | 16.7576
| North Bay TS | 17.1725 | 16.0892 | 14.9785 | 13.8757 | 12.7833 | 13.2074 | 13.6509 | 14.0935 | 14.5307 | 14.9692 | 15.3946 | 15.8051 | 16.2335 | 16.675 | 17.1368 | 17.6109 | 18.0934 | 18.5821 | 19.0702 | 19.556
| Ramone TS | 4.8244 | 4.892 | 4.9571 | 4.9853 | 5.0074 | 5.035 | 5.0837 | 5.1303 | 5.1756 | 5.3213 | 5.3614 | 5.3969 | 5.4378 | 5.4841 | 5.5387 | 5.5971 | 5.6542 | 5.7128 | 5.7717 | 5.8307
| Timmins TS | 33.3281 | 33.4456 | 33.4526 | 33.387 | 33.3758 | 33.429 | 33.4258 | 33.4803 | 33.4851 | 33.5415 | 33.5218 | 33.4819 | 33.5232 | 33.5894 | 33.6771 | 33.794 | 34.0125 | 34.2595 | 34.5047 | 34.7421
| Dymond TS | 25.8842 | 25.9592 | 25.9311 | 25.833 | 25.7727 | 25.7616 | 25.7158 | 25.7102 | 25.6524 | 25.6317 | 25.5626 | 25.4831 | 26.7716 | 26.7767 | 26.8008 | 26.8564 | 26.9823 | 27.1285 | 27.2712 | 27.4054
| Trout Lake | 68.3726 | 67.4058 | 66.1318 | 64.9412 | 63.8465 | 66.7818 | 67.1422 | 67.5773 | 67.7877 | 68.1011 | 68.4649 | 68.7584 | 69.3049 | 69.8339 | 70.4246 | 71.1826 | 72.0819 | 73.0344 | 73.9692 | 75.3064
| Calstock DS | 3.7652 | 3.7695 | 3.761 | 3.7487 | 3.7455 | 3.7514 | 3.7466 | 3.7515 | 3.7601 | 3.7762 | 3.7759 | 3.7694 | 3.7736 | 3.7783 | 3.7845 | 3.7875 | 3.8071 | 3.8306 | 3.8549 | 3.8796
| Cochrane DS | 10.1815 | 10.109 | 9.9892 | 9.901 | 9.8298 | 9.7658 | 9.6832 | 9.616 | 9.5301 | 9.4631 | 9.3853 | 9.3082 | 9.253 | 9.2086 | 9.1722 | 9.1516 | 9.1533 | 9.1618 | 9.1686 | 9.1718
| Cochran West DS | 2.5638 | 2.5784 | 2.5825 | 2.5786 | 2.5775 | 2.5796 | 2.5798 | 2.5828 | 2.577 | 2.5743 | 2.57 | 2.5666 | 2.5685 | 2.5737 | 2.5811 | 2.5943 | 2.6125 | 2.6326 | 2.6521 | 2.6704
| Fauquier DS | 1.9047 | 1.9184 | 1.9245 | 1.9252 | 1.9283 | 1.9347 | 1.9389 | 1.9456 | 1.9469 | 1.9507 | 1.9523 | 1.9538 | 1.9595 | 1.9674 | 1.9769 | 1.9898 | 2.0074 | 2.0266 | 2.0454 | 2.0635
| Herridge Lake DS | 1.6381 | 1.6476 | 1.6505 | 1.6492 | 1.6502 | 1.654 | 1.6557 | 1.6598 | 1.6598 | 1.6622 | 1.6621 | 1.6616 | 1.6649 | 1.6698 | 1.6759 | 1.6846 | 1.6975 | 1.7117 | 1.7258 | 1.7392
| Hoyle DS | 4.4481 | 4.4687 | 4.4743 | 4.4652 | 4.4608 | 4.4626 | 4.4624 | 4.4674 | 4.4641 | 4.4655 | 4.4605 | 4.454 | 4.4568 | 4.4637 | 4.4745 | 4.4909 | 4.5168 | 4.5459 | 4.5745 | 4.6019
| Iroquois Falls DS | 5.0318 | 5.009 | 4.9631 | 4.9261 | 4.8969 | 4.8717 | 4.8385 | 4.8124 | 4.7752 | 4.7466 | 4.7133 | 4.6806 | 4.6588 | 4.6425 | 4.6302 | 4.6266 | 4.6338 | 4.6443 | 4.6539 | 4.6615
| Laforest Road DS | 10.9831 | 11.0339 | 11.0417 | 11.0219 | 11.0183 | 11.0328 | 11.0324 | 11.0486 | 11.0407 | 11.0486 | 11.0381 | 11.0247 | 11.0367 | 11.0592 | 11.0896 | 11.1353 | 11.2104 | 11.2944 | 11.3772 | 11.4564
| Mattawa DS | 4.3353 | 4.3599 | 4.3673 | 4.3637 | 4.3661 | 4.3763 | 4.3806 | 4.3913 | 4.392 | 4.3988 | 4.3985 | 4.3972 | 4.4059 | 4.4188 | 4.4349 | 4.4573 | 4.4913 | 4.5289 | 4.5658 | 4.6013
| Monteith DS | 1.8883 | 1.9024 | 1.9089 | 1.9098 | 1.913 | 1.9192 | 1.9236 | 1.9303 | 1.9312 | 1.9345 | 1.9359 | 1.9374 | 1.9431 | 1.9511 | 1.9606 | 1.9739 | 1.9916 | 2.0108 | 2.0296 | 2.0476
| Moosonee DS | 4.9598 | 4.9749 | 4.9728 | 4.9595 | 4.9545 | 4.9594 | 4.9564 | 4.9623 | 4.9644 | 4.9739 | 4.9701 | 4.9619 | 4.9657 | 4.9724 | 4.9823 | 4.9942 | 5.0217 | 5.0534 | 5.0851 | 5.1161
| Shiningtree DS | 2.4431 | 2.4425 | 2.4336 | 2.4203 | 2.4118 | 2.4077 | 2.3991 | 2.3955 | 2.3918 | 2.392 | 2.3845 | 2.3743 | 2.3703 | 2.3673 | 2.3657 | 2.364 | 2.3706 | 2.3794 | 2.3884 | 2.3972
| Smooth Rock Falls DS | 1.6391 | 1.6439 | 1.6422 | 1.6366 | 1.6334 | 1.6332 | 1.6306 | 1.6305 | 1.627 | 1.6259 | 1.6218 | 1.6172 | 1.6164 | 1.6171 | 1.6188 | 1.6226 | 1.6307 | 1.6401 | 1.6493 | 1.658
| Temagami DS 2 | 0.96651 | 0.97436 | 0.97849 | 0.98038 | 0.9838 | 0.98907 | 0.99281 | 0.9982 | 1.0018 | 1.007 | 1.0101 | 1.0127 | 1.0178 | 1.0237 | 1.0304 | 1.0381 | 1.0489 | 1.0607 | 1.0724 | 1.0839
| Verner DS | 4.0186 | 4.0364 | 4.0374 | 4.0259 | 4.0186 | 4.0163 | 4.011 | 4.01 | 3.995 | 3.9848 | 3.9726 | 3.9618 | 3.9592 | 3.9617 | 3.9677 | 3.9828 | 4.0055 | 4.0309 | 4.0554 | 4.0778
| Warren DS | 5.0029 | 5.0207 | 5.0178 | 4.9996 | 4.987 | 4.9805 | 4.9702 | 4.9654 | 4.9437 | 4.9282 | 4.9098 | 4.8928 | 4.8862 | 4.8858 | 4.8896 | 4.9043 | 4.9286 | 4.9563 | 4.9828 | 5.0068
Back to main menu
The IRRP planning forecast accounts for the median weather gross forecast provided by the local distributors, savings from distributed generation and conservation and demand management, as well as extreme weather adjustments. Full details on the overall IRRP forecast methodology will be provided in the IRRP report, once finalized.
This document and the information contained herein is provided for informational purposes only. The IESO has prepared this document based on information currently available to the IESO and reasonable assumptions associated therewith, including relating to electricity supply and demand. The information, statements and conclusions contained herein are subject to risks, uncertainties and other factors, and actual results or circumstances may differ materially. The IESO provides no guarantee, representation, or warranty, express or implied, with respect to any statement or information contained herein and disclaims any liability in connection therewith. Readers are cautioned not to place undue reliance on forward-looking information contained in this document as actual results could differ materially from the plans, expectations, estimates, intentions and statements expressed herein. The IESO undertakes no obligation to revise or update any information contained in this document as a result of new information, future events or otherwise. In the event there is any conflict or inconsistency between this document and the IESO market rules, any IESO contract, any legislation or regulation, or any request for proposals or other procurement document, the terms in the market rules, or the subject contract, legislation, regulation, or procurement document, as applicable, govern.

## Table 10
Back to main menu
Table 10 Ramore TS’ forecast hourly load profile and need up to 2041 - Unserved Energy
DateTime | Year | Month | Low Peak - Normalized Median Ranking | Median Peak - Normalized Median Ranking | High Peak - Normalized Median Ranking
2033-01-01 | 2033 | 1 | 0 | 0 | 0
2033-01-01 01:00 | 2033 | 1 | 0 | 0 | 0
2033-01-01 02:00 | 2033 | 1 | 0 | 0 | 0
2033-01-01 03:00 | 2033 | 1 | 0 | 0 | 0
2033-01-01 04:00 | 2033 | 1 | 0 | 0 | 0
2033-01-01 05:00 | 2033 | 1 | 0 | 0 | 0
2033-01-01 06:00 | 2033 | 1 | 0 | 0 | 0
2033-01-01 07:00 | 2033 | 1 | 0 | 0 | 0
2033-01-01 08:00 | 2033 | 1 | 0 | 0 | 0
2033-01-01 09:00 | 2033 | 1 | 0 | 0 | 0
2033-01-01 10:00 | 2033 | 1 | 0 | 0 | 0
2033-01-01 11:00 | 2033 | 1 | 0 | 0 | 0
2033-01-01 12:00 | 2033 | 1 | 0 | 0 | 0
2033-01-01 13:00 | 2033 | 1 | 0 | 0 | 0
2033-01-01 14:00 | 2033 | 1 | 0 | 0 | 0
2033-01-01 15:00 | 2033 | 1 | 0 | 0 | 0
2033-01-01 16:00 | 2033 | 1 | 0 | 0 | 0
2033-01-01 17:00 | 2033 | 1 | 0 | 0 | 0
2033-01-01 18:00 | 2033 | 1 | 0 | 0 | 0
2033-01-01 19:00 | 2033 | 1 | 0 | 0 | 0
2033-01-01 20:00 | 2033 | 1 | 0 | 0 | 0
2033-01-01 21:00 | 2033 | 1 | 0 | 0 | 0
2033-01-01 22:00 | 2033 | 1 | 0 | 0 | 0
2033-01-01 23:00 | 2033 | 1 | 0 | 0 | 0
2033-01-02 | 2033 | 1 | 0 | 0 | 0
2033-01-02 01:00 | 2033 | 1 | 0 | 0 | 0
2033-01-02 02:00 | 2033 | 1 | 0 | 0 | 0
2033-01-02 03:00 | 2033 | 1 | 0 | 0 | 0
2033-01-02 04:00 | 2033 | 1 | 0 | 0 | 0
2033-01-02 05:00 | 2033 | 1 | 0 | 0 | 0
2033-01-02 06:00 | 2033 | 1 | 0 | 0 | 0
2033-01-02 07:00 | 2033 | 1 | 0 | 0 | 0
2033-01-02 08:00 | 2033 | 1 | 0 | 0 | 0
2033-01-02 09:00 | 2033 | 1 | 0 | 0 | 0
2033-01-02 10:00 | 2033 | 1 | 0 | 0 | 0
2033-01-02 11:00 | 2033 | 1 | 0 | 0 | 0
2033-01-02 12:00 | 2033 | 1 | 0 | 0 | 0
2033-01-02 13:00 | 2033 | 1 | 0 | 0 | 0
2033-01-02 14:00 | 2033 | 1 | 0 | 0 | 0
2033-01-02 15:00 | 2033 | 1 | 0 | 0 | 0
2033-01-02 16:00 | 2033 | 1 | 0 | 0 | 0
2033-01-02 17:00 | 2033 | 1 | 0 | 0 | 0
2033-01-02 18:00 | 2033 | 1 | 0 | 0 | 0
2033-01-02 19:00 | 2033 | 1 | 0 | 0 | 0
2033-01-02 20:00 | 2033 | 1 | 0 | 0 | 0
2033-01-02 21:00 | 2033 | 1 | 0 | 0 | 0
2033-01-02 22:00 | 2033 | 1 | 0 | 0 | 0
2033-01-02 23:00 | 2033 | 1 | 0 | 0 | 0
2033-01-03 | 2033 | 1 | 0 | 0 | 0
2033-01-03 01:00 | 2033 | 1 | 0 | 0 | 0
2033-01-03 02:00 | 2033 | 1 | 0 | 0 | 0
2033-01-03 03:00 | 2033 | 1 | 0 | 0 | 0
2033-01-03 04:00 | 2033 | 1 | 0 | 0 | 0
2033-01-03 05:00 | 2033 | 1 | 0 | 0 | 0
2033-01-03 06:00 | 2033 | 1 | 0 | 0 | 0
2033-01-03 07:00 | 2033 | 1 | 0 | 0 | 0
2033-01-03 08:00 | 2033 | 1 | 0 | 0 | 0
2033-01-03 09:00 | 2033 | 1 | 0 | 0 | 0
2033-01-03 10:00 | 2033 | 1 | 0 | 0 | 0
2033-01-03 11:00 | 2033 | 1 | 0 | 0 | 0
2033-01-03 12:00 | 2033 | 1 | 0 | 0 | 0
2033-01-03 13:00 | 2033 | 1 | 0 | 0 | 0
2033-01-03 14:00 | 2033 | 1 | 0 | 0 | 0
2033-01-03 15:00 | 2033 | 1 | 0 | 0 | 0
2033-01-03 16:00 | 2033 | 1 | 0 | 0 | 0
2033-01-03 17:00 | 2033 | 1 | 0 | 0 | 0
2033-01-03 18:00 | 2033 | 1 | 0 | 0 | 0
2033-01-03 19:00 | 2033 | 1 | 0 | 0 | 0
2033-01-03 20:00 | 2033 | 1 | 0 | 0 | 0
2033-01-03 21:00 | 2033 | 1 | 0 | 0 | 0
2033-01-03 22:00 | 2033 | 1 | 0 | 0 | 0
2033-01-03 23:00 | 2033 | 1 | 0 | 0 | 0
2033-01-04 | 2033 | 1 | 0 | 0 | 0
2033-01-04 01:00 | 2033 | 1 | 0 | 0 | 0
2033-01-04 02:00 | 2033 | 1 | 0 | 0 | 0
2033-01-04 03:00 | 2033 | 1 | 0 | 0 | 0
2033-01-04 04:00 | 2033 | 1 | 0 | 0 | 0
2033-01-04 05:00 | 2033 | 1 | 0 | 0 | 0
2033-01-04 06:00 | 2033 | 1 | 0 | 0 | 0
2033-01-04 07:00 | 2033 | 1 | 0 | 0 | 0
2033-01-04 08:00 | 2033 | 1 | 0 | 0 | 0
2033-01-04 09:00 | 2033 | 1 | 0 | 0 | 0
2033-01-04 10:00 | 2033 | 1 | 0 | 0 | 0
2033-01-04 11:00 | 2033 | 1 | 0 | 0 | 0
2033-01-04 12:00 | 2033 | 1 | 0 | 0 | 0
2033-01-04 13:00 | 2033 | 1 | 0 | 0 | 0
2033-01-04 14:00 | 2033 | 1 | 0 | 0 | 0
2033-01-04 15:00 | 2033 | 1 | 0 | 0 | 0
2033-01-04 16:00 | 2033 | 1 | 0 | 0 | 0
2033-01-04 17:00 | 2033 | 1 | 0 | 0 | 0
2033-01-04 18:00 | 2033 | 1 | 0 | 0 | 0
2033-01-04 19:00 | 2033 | 1 | 0 | 0 | 0
2033-01-04 20:00 | 2033 | 1 | 0 | 0 | 0
2033-01-04 21:00 | 2033 | 1 | 0 | 0 | 0
2033-01-04 22:00 | 2033 | 1 | 0 | 0 | 0
2033-01-04 23:00 | 2033 | 1 | 0 | 0 | 0
2033-01-05 | 2033 | 1 | 0 | 0 | 0
2033-01-05 01:00 | 2033 | 1 | 0 | 0 | 0
2033-01-05 02:00 | 2033 | 1 | 0 | 0 | 0
2033-01-05 03:00 | 2033 | 1 | 0 | 0 | 0
2033-01-05 04:00 | 2033 | 1 | 0 | 0 | 0
2033-01-05 05:00 | 2033 | 1 | 0 | 0 | 0
2033-01-05 06:00 | 2033 | 1 | 0 | 0 | 0
2033-01-05 07:00 | 2033 | 1 | 0 | 0 | 0
2033-01-05 08:00 | 2033 | 1 | 0 | 0 | 0
2033-01-05 09:00 | 2033 | 1 | 0 | 0 | 0
2033-01-05 10:00 | 2033 | 1 | 0 | 0 | 0
2033-01-05 11:00 | 2033 | 1 | 0 | 0 | 0
2033-01-05 12:00 | 2033 | 1 | 0 | 0 | 0
2033-01-05 13:00 | 2033 | 1 | 0 | 0 | 0
2033-01-05 14:00 | 2033 | 1 | 0 | 0 | 0
2033-01-05 15:00 | 2033 | 1 | 0 | 0 | 0
2033-01-05 16:00 | 2033 | 1 | 0 | 0 | 0
2033-01-05 17:00 | 2033 | 1 | 0 | 0 | 0
2033-01-05 18:00 | 2033 | 1 | 0 | 0 | 0
2033-01-05 19:00 | 2033 | 1 | 0 | 0 | 0
2033-01-05 20:00 | 2033 | 1 | 0 | 0 | 0
2033-01-05 21:00 | 2033 | 1 | 0 | 0 | 0
2033-01-05 22:00 | 2033 | 1 | 0 | 0 | 0
2033-01-05 23:00 | 2033 | 1 | 0 | 0 | 0
2033-01-06 | 2033 | 1 | 0 | 0 | 0
2033-01-06 01:00 | 2033 | 1 | 0 | 0 | 0
2033-01-06 02:00 | 2033 | 1 | 0 | 0 | 0
2033-01-06 03:00 | 2033 | 1 | 0 | 0 | 0
2033-01-06 04:00 | 2033 | 1 | 0 | 0 | 0
2033-01-06 05:00 | 2033 | 1 | 0 | 0 | 0
2033-01-06 06:00 | 2033 | 1 | 0 | 0 | 0
2033-01-06 07:00 | 2033 | 1 | 0 | 0 | 0
2033-01-06 08:00 | 2033 | 1 | 0 | 0 | 0
2033-01-06 09:00 | 2033 | 1 | 0 | 0 | 0
2033-01-06 10:00 | 2033 | 1 | 0 | 0 | 0
2033-01-06 11:00 | 2033 | 1 | 0 | 0 | 0
2033-01-06 12:00 | 2033 | 1 | 0 | 0 | 0
2033-01-06 13:00 | 2033 | 1 | 0 | 0 | 0
2033-01-06 14:00 | 2033 | 1 | 0 | 0 | 0
2033-01-06 15:00 | 2033 | 1 | 0 | 0 | 0
2033-01-06 16:00 | 2033 | 1 | 0 | 0 | 0
2033-01-06 17:00 | 2033 | 1 | 0 | 0 | 0
2033-01-06 18:00 | 2033 | 1 | 0 | 0 | 0
2033-01-06 19:00 | 2033 | 1 | 0 | 0 | 0
2033-01-06 20:00 | 2033 | 1 | 0 | 0 | 0
2033-01-06 21:00 | 2033 | 1 | 0 | 0 | 0
2033-01-06 22:00 | 2033 | 1 | 0 | 0 | 0
2033-01-06 23:00 | 2033 | 1 | 0 | 0 | 0
2033-01-07 | 2033 | 1 | 0 | 0 | 0
2033-01-07 01:00 | 2033 | 1 | 0 | 0 | 0
2033-01-07 02:00 | 2033 | 1 | 0 | 0 | 0
2033-01-07 03:00 | 2033 | 1 | 0 | 0 | 0
2033-01-07 04:00 | 2033 | 1 | 0 | 0 | 0
2033-01-07 05:00 | 2033 | 1 | 0 | 0 | 0
2033-01-07 06:00 | 2033 | 1 | 0 | 0 | 0
2033-01-07 07:00 | 2033 | 1 | 0 | 0 | 0
2033-01-07 08:00 | 2033 | 1 | 0 | 0 | 0
2033-01-07 09:00 | 2033 | 1 | 0 | 0 | 0
2033-01-07 10:00 | 2033 | 1 | 0 | 0 | 0
2033-01-07 11:00 | 2033 | 1 | 0 | 0 | 0
2033-01-07 12:00 | 2033 | 1 | 0 | 0 | 0
2033-01-07 13:00 | 2033 | 1 | 0 | 0 | 0
2033-01-07 14:00 | 2033 | 1 | 0 | 0 | 0
2033-01-07 15:00 | 2033 | 1 | 0 | 0 | 0
2033-01-07 16:00 | 2033 | 1 | 0 | 0 | 0
2033-01-07 17:00 | 2033 | 1 | 0 | 0 | 0
2033-01-07 18:00 | 2033 | 1 | 0 | 0 | 0
2033-01-07 19:00 | 2033 | 1 | 0 | 0 | 0
2033-01-07 20:00 | 2033 | 1 | 0 | 0 | 0
2033-01-07 21:00 | 2033 | 1 | 0 | 0 | 0
2033-01-07 22:00 | 2033 | 1 | 0 | 0 | 0
2033-01-07 23:00 | 2033 | 1 | 0 | 0 | 0
2033-01-08 | 2033 | 1 | 0 | 0 | 0
2033-01-08 01:00 | 2033 | 1 | 0 | 0 | 0
2033-01-08 02:00 | 2033 | 1 | 0 | 0 | 0
2033-01-08 03:00 | 2033 | 1 | 0 | 0 | 0
2033-01-08 04:00 | 2033 | 1 | 0 | 0 | 0
2033-01-08 05:00 | 2033 | 1 | 0 | 0 | 0
2033-01-08 06:00 | 2033 | 1 | 0 | 0 | 0
2033-01-08 07:00 | 2033 | 1 | 0 | 0 | 0
2033-01-08 08:00 | 2033 | 1 | 0 | 0 | 0
2033-01-08 09:00 | 2033 | 1 | 0 | 0 | 0
2033-01-08 10:00 | 2033 | 1 | 0 | 0 | 0
2033-01-08 11:00 | 2033 | 1 | 0 | 0 | 0
2033-01-08 12:00 | 2033 | 1 | 0 | 0 | 0
2033-01-08 13:00 | 2033 | 1 | 0 | 0 | 0
2033-01-08 14:00 | 2033 | 1 | 0 | 0 | 0
2033-01-08 15:00 | 2033 | 1 | 0 | 0 | 0
2033-01-08 16:00 | 2033 | 1 | 0 | 0 | 0
2033-01-08 17:00 | 2033 | 1 | 0 | 0 | 0
2033-01-08 18:00 | 2033 | 1 | 0 | 0 | 0
2033-01-08 19:00 | 2033 | 1 | 0 | 0 | 0
2033-01-08 20:00 | 2033 | 1 | 0 | 0 | 0
2033-01-08 21:00 | 2033 | 1 | 0 | 0 | 0
2033-01-08 22:00 | 2033 | 1 | 0 | 0 | 0
2033-01-08 23:00 | 2033 | 1 | 0 | 0 | 0
2033-01-09 | 2033 | 1 | 0 | 0 | 0
2033-01-09 01:00 | 2033 | 1 | 0 | 0 | 0
2033-01-09 02:00 | 2033 | 1 | 0 | 0 | 0
2033-01-09 03:00 | 2033 | 1 | 0 | 0 | 0
2033-01-09 04:00 | 2033 | 1 | 0 | 0 | 0
2033-01-09 05:00 | 2033 | 1 | 0 | 0 | 0
2033-01-09 06:00 | 2033 | 1 | 0 | 0 | 0
2033-01-09 07:00 | 2033 | 1 | 0 | 0 | 0
2033-01-09 08:00 | 2033 | 1 | 0 | 0 | 0
2033-01-09 09:00 | 2033 | 1 | 0 | 0 | 0
2033-01-09 10:00 | 2033 | 1 | 0 | 0 | 0
2033-01-09 11:00 | 2033 | 1 | 0 | 0 | 0
2033-01-09 12:00 | 2033 | 1 | 0 | 0 | 0
2033-01-09 13:00 | 2033 | 1 | 0 | 0 | 0
2033-01-09 14:00 | 2033 | 1 | 0 | 0 | 0
2033-01-09 15:00 | 2033 | 1 | 0 | 0 | 0
2033-01-09 16:00 | 2033 | 1 | 0 | 0 | 0
2033-01-09 17:00 | 2033 | 1 | 0 | 0 | 0
2033-01-09 18:00 | 2033 | 1 | 0 | 0 | 0
2033-01-09 19:00 | 2033 | 1 | 0 | 0 | 0
2033-01-09 20:00 | 2033 | 1 | 0 | 0 | 0
2033-01-09 21:00 | 2033 | 1 | 0 | 0 | 0
2033-01-09 22:00 | 2033 | 1 | 0 | 0 | 0
2033-01-09 23:00 | 2033 | 1 | 0 | 0 | 0
2033-01-10 | 2033 | 1 | 0 | 0 | 0
2033-01-10 01:00 | 2033 | 1 | 0 | 0 | 0
2033-01-10 02:00 | 2033 | 1 | 0 | 0 | 0
2033-01-10 03:00 | 2033 | 1 | 0 | 0 | 0
2033-01-10 04:00 | 2033 | 1 | 0 | 0 | 0
2033-01-10 05:00 | 2033 | 1 | 0 | 0 | 0
2033-01-10 06:00 | 2033 | 1 | 0 | 0 | 0
2033-01-10 07:00 | 2033 | 1 | 0 | 0 | 0
2033-01-10 08:00 | 2033 | 1 | 0 | 0 | 0
2033-01-10 09:00 | 2033 | 1 | 0 | 0 | 0
2033-01-10 10:00 | 2033 | 1 | 0 | 0 | 0
2033-01-10 11:00 | 2033 | 1 | 0 | 0 | 0
2033-01-10 12:00 | 2033 | 1 | 0 | 0 | 0
2033-01-10 13:00 | 2033 | 1 | 0 | 0 | 0
2033-01-10 14:00 | 2033 | 1 | 0 | 0 | 0
2033-01-10 15:00 | 2033 | 1 | 0 | 0 | 0
2033-01-10 16:00 | 2033 | 1 | 0 | 0 | 0
2033-01-10 17:00 | 2033 | 1 | 0 | 0 | 0
2033-01-10 18:00 | 2033 | 1 | 0 | 0 | 0
2033-01-10 19:00 | 2033 | 1 | 0 | 0 | 0
2033-01-10 20:00 | 2033 | 1 | 0 | 0 | 0
2033-01-10 21:00 | 2033 | 1 | 0 | 0 | 0
2033-01-10 22:00 | 2033 | 1 | 0 | 0 | 0
2033-01-10 23:00 | 2033 | 1 | 0 | 0 | 0
2033-01-11 | 2033 | 1 | 0 | 0 | 0
2033-01-11 01:00 | 2033 | 1 | 0 | 0 | 0
2033-01-11 02:00 | 2033 | 1 | 0 | 0 | 0
2033-01-11 03:00 | 2033 | 1 | 0 | 0 | 0
2033-01-11 04:00 | 2033 | 1 | 0 | 0 | 0
2033-01-11 05:00 | 2033 | 1 | 0 | 0 | 0
2033-01-11 06:00 | 2033 | 1 | 0 | 0 | 0
2033-01-11 07:00 | 2033 | 1 | 0 | 0 | 0
2033-01-11 08:00 | 2033 | 1 | 0 | 0 | 0
2033-01-11 09:00 | 2033 | 1 | 0 | 0 | 0
2033-01-11 10:00 | 2033 | 1 | 0 | 0 | 0
2033-01-11 11:00 | 2033 | 1 | 0 | 0 | 0
2033-01-11 12:00 | 2033 | 1 | 0 | 0 | 0
2033-01-11 13:00 | 2033 | 1 | 0 | 0 | 0
2033-01-11 14:00 | 2033 | 1 | 0 | 0 | 0
2033-01-11 15:00 | 2033 | 1 | 0 | 0 | 0
2033-01-11 16:00 | 2033 | 1 | 0 | 0 | 0
2033-01-11 17:00 | 2033 | 1 | 0 | 0 | 0
2033-01-11 18:00 | 2033 | 1 | 0 | 0 | 0
2033-01-11 19:00 | 2033 | 1 | 0 | 0 | 0
2033-01-11 20:00 | 2033 | 1 | 0 | 0 | 0
2033-01-11 21:00 | 2033 | 1 | 0 | 0 | 0
2033-01-11 22:00 | 2033 | 1 | 0 | 0 | 0
2033-01-11 23:00 | 2033 | 1 | 0 | 0 | 0
2033-01-12 | 2033 | 1 | 0 | 0 | 0
2033-01-12 01:00 | 2033 | 1 | 0 | 0 | 0
2033-01-12 02:00 | 2033 | 1 | 0 | 0 | 0
2033-01-12 03:00 | 2033 | 1 | 0 | 0 | 0
2033-01-12 04:00 | 2033 | 1 | 0 | 0 | 0
2033-01-12 05:00 | 2033 | 1 | 0 | 0 | 0
2033-01-12 06:00 | 2033 | 1 | 0 | 0 | 0
2033-01-12 07:00 | 2033 | 1 | 0 | 0 | 0
2033-01-12 08:00 | 2033 | 1 | 0 | 0 | 0
2033-01-12 09:00 | 2033 | 1 | 0 | 0 | 0
2033-01-12 10:00 | 2033 | 1 | 0 | 0 | 0
2033-01-12 11:00 | 2033 | 1 | 0 | 0 | 0
2033-01-12 12:00 | 2033 | 1 | 0 | 0 | 0
2033-01-12 13:00 | 2033 | 1 | 0 | 0 | 0
2033-01-12 14:00 | 2033 | 1 | 0 | 0 | 0
2033-01-12 15:00 | 2033 | 1 | 0 | 0 | 0
2033-01-12 16:00 | 2033 | 1 | 0 | 0 | 0
2033-01-12 17:00 | 2033 | 1 | 0 | 0 | 0
2033-01-12 18:00 | 2033 | 1 | 0 | 0 | 0
2033-01-12 19:00 | 2033 | 1 | 0 | 0 | 0
2033-01-12 20:00 | 2033 | 1 | 0 | 0 | 0
2033-01-12 21:00 | 2033 | 1 | 0 | 0 | 0
2033-01-12 22:00 | 2033 | 1 | 0 | 0 | 0
2033-01-12 23:00 | 2033 | 1 | 0 | 0 | 0
2033-01-13 | 2033 | 1 | 0 | 0 | 0
2033-01-13 01:00 | 2033 | 1 | 0 | 0 | 0
2033-01-13 02:00 | 2033 | 1 | 0 | 0 | 0
2033-01-13 03:00 | 2033 | 1 | 0 | 0 | 0
2033-01-13 04:00 | 2033 | 1 | 0 | 0 | 0
2033-01-13 05:00 | 2033 | 1 | 0 | 0 | 0
2033-01-13 06:00 | 2033 | 1 | 0 | 0 | 0
2033-01-13 07:00 | 2033 | 1 | 0 | 0 | 0
2033-01-13 08:00 | 2033 | 1 | 0 | 0 | 0
2033-01-13 09:00 | 2033 | 1 | 0 | 0 | 0
2033-01-13 10:00 | 2033 | 1 | 0 | 0 | 0
2033-01-13 11:00 | 2033 | 1 | 0 | 0 | 0
2033-01-13 12:00 | 2033 | 1 | 0 | 0 | 0
2033-01-13 13:00 | 2033 | 1 | 0 | 0 | 0
2033-01-13 14:00 | 2033 | 1 | 0 | 0 | 0
2033-01-13 15:00 | 2033 | 1 | 0 | 0 | 0
2033-01-13 16:00 | 2033 | 1 | 0 | 0 | 0
2033-01-13 17:00 | 2033 | 1 | 0 | 0 | 0
2033-01-13 18:00 | 2033 | 1 | 0 | 0 | 0
2033-01-13 19:00 | 2033 | 1 | 0 | 0 | 0
2033-01-13 20:00 | 2033 | 1 | 0 | 0 | 0
2033-01-13 21:00 | 2033 | 1 | 0 | 0 | 0
2033-01-13 22:00 | 2033 | 1 | 0 | 0 | 0
2033-01-13 23:00 | 2033 | 1 | 0 | 0 | 0
2033-01-14 | 2033 | 1 | 0 | 0 | 0
2033-01-14 01:00 | 2033 | 1 | 0 | 0 | 0
2033-01-14 02:00 | 2033 | 1 | 0 | 0 | 0
2033-01-14 03:00 | 2033 | 1 | 0 | 0 | 0
2033-01-14 04:00 | 2033 | 1 | 0 | 0 | 0
2033-01-14 05:00 | 2033 | 1 | 0 | 0 | 0
2033-01-14 06:00 | 2033 | 1 | 0 | 0 | 0
2033-01-14 07:00 | 2033 | 1 | 0 | 0 | 0
2033-01-14 08:00 | 2033 | 1 | 0 | 0 | 0
2033-01-14 09:00 | 2033 | 1 | 0 | 0 | 0
2033-01-14 10:00 | 2033 | 1 | 0 | 0 | 0
2033-01-14 11:00 | 2033 | 1 | 0 | 0 | 0
2033-01-14 12:00 | 2033 | 1 | 0 | 0 | 0
2033-01-14 13:00 | 2033 | 1 | 0 | 0 | 0
2033-01-14 14:00 | 2033 | 1 | 0 | 0 | 0
2033-01-14 15:00 | 2033 | 1 | 0 | 0 | 0
2033-01-14 16:00 | 2033 | 1 | 0 | 0 | 0
2033-01-14 17:00 | 2033 | 1 | 0 | 0 | 0
2033-01-14 18:00 | 2033 | 1 | 0 | 0 | 0
2033-01-14 19:00 | 2033 | 1 | 0 | 0 | 0
2033-01-14 20:00 | 2033 | 1 | 0 | 0 | 0
2033-01-14 21:00 | 2033 | 1 | 0 | 0 | 0
2033-01-14 22:00 | 2033 | 1 | 0 | 0 | 0
2033-01-14 23:00 | 2033 | 1 | 0 | 0 | 0
2033-01-15 | 2033 | 1 | 0 | 0 | 0
2033-01-15 01:00 | 2033 | 1 | 0 | 0 | 0
2033-01-15 02:00 | 2033 | 1 | 0 | 0 | 0
2033-01-15 03:00 | 2033 | 1 | 0 | 0 | 0
2033-01-15 04:00 | 2033 | 1 | 0 | 0 | 0
2033-01-15 05:00 | 2033 | 1 | 0 | 0 | 0
2033-01-15 06:00 | 2033 | 1 | 0 | 0 | 0
2033-01-15 07:00 | 2033 | 1 | 0 | 0 | 0
2033-01-15 08:00 | 2033 | 1 | 0 | 0 | 0
2033-01-15 09:00 | 2033 | 1 | 0 | 0 | 0
2033-01-15 10:00 | 2033 | 1 | 0 | 0 | 0
2033-01-15 11:00 | 2033 | 1 | 0 | 0 | 0
2033-01-15 12:00 | 2033 | 1 | 0 | 0 | 0
2033-01-15 13:00 | 2033 | 1 | 0 | 0 | 0
2033-01-15 14:00 | 2033 | 1 | 0 | 0 | 0
2033-01-15 15:00 | 2033 | 1 | 0 | 0 | 0
2033-01-15 16:00 | 2033 | 1 | 0 | 0 | 0
2033-01-15 17:00 | 2033 | 1 | 0 | 0 | 0
2033-01-15 18:00 | 2033 | 1 | 0 | 0 | 0
2033-01-15 19:00 | 2033 | 1 | 0 | 0 | 0
2033-01-15 20:00 | 2033 | 1 | 0 | 0 | 0
2033-01-15 21:00 | 2033 | 1 | 0 | 0 | 0
2033-01-15 22:00 | 2033 | 1 | 0 | 0 | 0
2033-01-15 23:00 | 2033 | 1 | 0 | 0 | 0
2033-01-16 | 2033 | 1 | 0 | 0 | 0
2033-01-16 01:00 | 2033 | 1 | 0 | 0 | 0
2033-01-16 02:00 | 2033 | 1 | 0 | 0 | 0
2033-01-16 03:00 | 2033 | 1 | 0 | 0 | 0
2033-01-16 04:00 | 2033 | 1 | 0 | 0 | 0
2033-01-16 05:00 | 2033 | 1 | 0 | 0 | 0
2033-01-16 06:00 | 2033 | 1 | 0 | 0 | 0
2033-01-16 07:00 | 2033 | 1 | 0 | 0 | 0
2033-01-16 08:00 | 2033 | 1 | 0 | 0 | 0
2033-01-16 09:00 | 2033 | 1 | 0 | 0 | 0
2033-01-16 10:00 | 2033 | 1 | 0 | 0 | 0
2033-01-16 11:00 | 2033 | 1 | 0 | 0 | 0
2033-01-16 12:00 | 2033 | 1 | 0 | 0 | 0
2033-01-16 13:00 | 2033 | 1 | 0 | 0 | 0
2033-01-16 14:00 | 2033 | 1 | 0 | 0 | 0
2033-01-16 15:00 | 2033 | 1 | 0 | 0 | 0
2033-01-16 16:00 | 2033 | 1 | 0 | 0 | 0
2033-01-16 17:00 | 2033 | 1 | 0 | 0 | 0
2033-01-16 18:00 | 2033 | 1 | 0 | 0 | 0
2033-01-16 19:00 | 2033 | 1 | 0 | 0 | 0
2033-01-16 20:00 | 2033 | 1 | 0 | 0 | 0
2033-01-16 21:00 | 2033 | 1 | 0 | 0 | 0
2033-01-16 22:00 | 2033 | 1 | 0 | 0 | 0
2033-01-16 23:00 | 2033 | 1 | 0 | 0 | 0
2033-01-17 | 2033 | 1 | 0 | 0 | 0
2033-01-17 01:00 | 2033 | 1 | 0 | 0 | 0
2033-01-17 02:00 | 2033 | 1 | 0 | 0 | 0
2033-01-17 03:00 | 2033 | 1 | 0 | 0 | 0
2033-01-17 04:00 | 2033 | 1 | 0 | 0 | 0
2033-01-17 05:00 | 2033 | 1 | 0 | 0 | 0
2033-01-17 06:00 | 2033 | 1 | 0 | 0 | 0
2033-01-17 07:00 | 2033 | 1 | 0 | 0 | 0
2033-01-17 08:00 | 2033 | 1 | 0 | 0 | 0
2033-01-17 09:00 | 2033 | 1 | 0 | 0 | 0
2033-01-17 10:00 | 2033 | 1 | 0 | 0 | 0
2033-01-17 11:00 | 2033 | 1 | 0 | 0 | 0
2033-01-17 12:00 | 2033 | 1 | 0 | 0 | 0
2033-01-17 13:00 | 2033 | 1 | 0 | 0 | 0
2033-01-17 14:00 | 2033 | 1 | 0 | 0 | 0
2033-01-17 15:00 | 2033 | 1 | 0 | 0 | 0
2033-01-17 16:00 | 2033 | 1 | 0 | 0 | 0
2033-01-17 17:00 | 2033 | 1 | 0 | 0 | 0
2033-01-17 18:00 | 2033 | 1 | 0 | 0 | 0
2033-01-17 19:00 | 2033 | 1 | 0 | 0 | 0
2033-01-17 20:00 | 2033 | 1 | 0 | 0 | 0
2033-01-17 21:00 | 2033 | 1 | 0 | 0 | 0
2033-01-17 22:00 | 2033 | 1 | 0 | 0 | 0
2033-01-17 23:00 | 2033 | 1 | 0 | 0 | 0
2033-01-18 | 2033 | 1 | 0 | 0 | 0
2033-01-18 01:00 | 2033 | 1 | 0 | 0 | 0
2033-01-18 02:00 | 2033 | 1 | 0 | 0 | 0
2033-01-18 03:00 | 2033 | 1 | 0 | 0 | 0
2033-01-18 04:00 | 2033 | 1 | 0 | 0 | 0
2033-01-18 05:00 | 2033 | 1 | 0 | 0 | 0
2033-01-18 06:00 | 2033 | 1 | 0 | 0 | 0
2033-01-18 07:00 | 2033 | 1 | 0 | 0 | 0
2033-01-18 08:00 | 2033 | 1 | 0 | 0 | 0
2033-01-18 09:00 | 2033 | 1 | 0 | 0 | 0
2033-01-18 10:00 | 2033 | 1 | 0 | 0 | 0
2033-01-18 11:00 | 2033 | 1 | 0 | 0 | 0
2033-01-18 12:00 | 2033 | 1 | 0 | 0 | 0
2033-01-18 13:00 | 2033 | 1 | 0 | 0 | 0
2033-01-18 14:00 | 2033 | 1 | 0 | 0 | 0
2033-01-18 15:00 | 2033 | 1 | 0 | 0 | 0
2033-01-18 16:00 | 2033 | 1 | 0 | 0 | 0
2033-01-18 17:00 | 2033 | 1 | 0 | 0 | 0
2033-01-18 18:00 | 2033 | 1 | 0 | 0 | 0
2033-01-18 19:00 | 2033 | 1 | 0 | 0 | 0
2033-01-18 20:00 | 2033 | 1 | 0 | 0 | 0
2033-01-18 21:00 | 2033 | 1 | 0 | 0 | 0
2033-01-18 22:00 | 2033 | 1 | 0 | 0 | 0
2033-01-18 23:00 | 2033 | 1 | 0 | 0 | 0
2033-01-19 | 2033 | 1 | 0 | 0 | 0
2033-01-19 01:00 | 2033 | 1 | 0 | 0 | 0
2033-01-19 02:00 | 2033 | 1 | 0 | 0 | 0
2033-01-19 03:00 | 2033 | 1 | 0 | 0 | 0
2033-01-19 04:00 | 2033 | 1 | 0 | 0 | 0
2033-01-19 05:00 | 2033 | 1 | 0 | 0 | 0
2033-01-19 06:00 | 2033 | 1 | 0 | 0 | 0
2033-01-19 07:00 | 2033 | 1 | 0 | 0 | 0
2033-01-19 08:00 | 2033 | 1 | 0 | 0 | 0
2033-01-19 09:00 | 2033 | 1 | 0 | 0.1 | 0
2033-01-19 10:00 | 2033 | 1 | 0 | 0 | 0
2033-01-19 11:00 | 2033 | 1 | 0 | 0 | 0
2033-01-19 12:00 | 2033 | 1 | 0 | 0 | 0
2033-01-19 13:00 | 2033 | 1 | 0 | 0 | 0
2033-01-19 14:00 | 2033 | 1 | 0 | 0 | 0
2033-01-19 15:00 | 2033 | 1 | 0 | 0 | 0
2033-01-19 16:00 | 2033 | 1 | 0 | 0 | 0
2033-01-19 17:00 | 2033 | 1 | 0 | 0 | 0
2033-01-19 18:00 | 2033 | 1 | 0 | 0 | 0
2033-01-19 19:00 | 2033 | 1 | 0 | 0 | 0
2033-01-19 20:00 | 2033 | 1 | 0 | 0 | 0
2033-01-19 21:00 | 2033 | 1 | 0 | 0 | 0
2033-01-19 22:00 | 2033 | 1 | 0 | 0 | 0
2033-01-19 23:00 | 2033 | 1 | 0 | 0 | 0
2033-01-20 | 2033 | 1 | 0 | 0 | 0
2033-01-20 01:00 | 2033 | 1 | 0 | 0 | 0
2033-01-20 02:00 | 2033 | 1 | 0 | 0 | 0
2033-01-20 03:00 | 2033 | 1 | 0 | 0 | 0
2033-01-20 04:00 | 2033 | 1 | 0 | 0 | 0
2033-01-20 05:00 | 2033 | 1 | 0 | 0 | 0
2033-01-20 06:00 | 2033 | 1 | 0 | 0 | 0
2033-01-20 07:00 | 2033 | 1 | 0 | 0 | 0
2033-01-20 08:00 | 2033 | 1 | 0 | 0 | 0
2033-01-20 09:00 | 2033 | 1 | 0 | 0 | 0
2033-01-20 10:00 | 2033 | 1 | 0 | 0 | 0
2033-01-20 11:00 | 2033 | 1 | 0 | 0 | 0
2033-01-20 12:00 | 2033 | 1 | 0 | 0 | 0
2033-01-20 13:00 | 2033 | 1 | 0 | 0 | 0
2033-01-20 14:00 | 2033 | 1 | 0 | 0 | 0
2033-01-20 15:00 | 2033 | 1 | 0 | 0 | 0
2033-01-20 16:00 | 2033 | 1 | 0 | 0 | 0
2033-01-20 17:00 | 2033 | 1 | 0 | 0 | 0
2033-01-20 18:00 | 2033 | 1 | 0 | 0 | 0
2033-01-20 19:00 | 2033 | 1 | 0 | 0 | 0
2033-01-20 20:00 | 2033 | 1 | 0 | 0 | 0
2033-01-20 21:00 | 2033 | 1 | 0 | 0 | 0
2033-01-20 22:00 | 2033 | 1 | 0 | 0 | 0
2033-01-20 23:00 | 2033 | 1 | 0 | 0 | 0
2033-01-21 | 2033 | 1 | 0 | 0 | 0
2033-01-21 01:00 | 2033 | 1 | 0 | 0 | 0
2033-01-21 02:00 | 2033 | 1 | 0 | 0 | 0
2033-01-21 03:00 | 2033 | 1 | 0 | 0 | 0
2033-01-21 04:00 | 2033 | 1 | 0 | 0 | 0
2033-01-21 05:00 | 2033 | 1 | 0 | 0 | 0
2033-01-21 06:00 | 2033 | 1 | 0 | 0 | 0
2033-01-21 07:00 | 2033 | 1 | 0 | 0 | 0
2033-01-21 08:00 | 2033 | 1 | 0 | 0 | 0
2033-01-21 09:00 | 2033 | 1 | 0 | 0 | 0
2033-01-21 10:00 | 2033 | 1 | 0 | 0 | 0
2033-01-21 11:00 | 2033 | 1 | 0 | 0 | 0
2033-01-21 12:00 | 2033 | 1 | 0 | 0 | 0
2033-01-21 13:00 | 2033 | 1 | 0 | 0 | 0
2033-01-21 14:00 | 2033 | 1 | 0 | 0 | 0
2033-01-21 15:00 | 2033 | 1 | 0 | 0 | 0
2033-01-21 16:00 | 2033 | 1 | 0 | 0 | 0
2033-01-21 17:00 | 2033 | 1 | 0 | 0 | 0
2033-01-21 18:00 | 2033 | 1 | 0 | 0 | 0
2033-01-21 19:00 | 2033 | 1 | 0 | 0 | 0
2033-01-21 20:00 | 2033 | 1 | 0 | 0 | 0
2033-01-21 21:00 | 2033 | 1 | 0 | 0 | 0
2033-01-21 22:00 | 2033 | 1 | 0 | 0 | 0
2033-01-21 23:00 | 2033 | 1 | 0 | 0 | 0
2033-01-22 | 2033 | 1 | 0 | 0 | 0
2033-01-22 01:00 | 2033 | 1 | 0 | 0 | 0
2033-01-22 02:00 | 2033 | 1 | 0 | 0 | 0
2033-01-22 03:00 | 2033 | 1 | 0 | 0 | 0
2033-01-22 04:00 | 2033 | 1 | 0 | 0 | 0
2033-01-22 05:00 | 2033 | 1 | 0 | 0 | 0
2033-01-22 06:00 | 2033 | 1 | 0 | 0 | 0
2033-01-22 07:00 | 2033 | 1 | 0 | 0 | 0
2033-01-22 08:00 | 2033 | 1 | 0 | 0 | 0
2033-01-22 09:00 | 2033 | 1 | 0 | 0 | 0
2033-01-22 10:00 | 2033 | 1 | 0 | 0 | 0
2033-01-22 11:00 | 2033 | 1 | 0 | 0 | 0
2033-01-22 12:00 | 2033 | 1 | 0 | 0 | 0
2033-01-22 13:00 | 2033 | 1 | 0 | 0 | 0
2033-01-22 14:00 | 2033 | 1 | 0 | 0 | 0
2033-01-22 15:00 | 2033 | 1 | 0 | 0 | 0
2033-01-22 16:00 | 2033 | 1 | 0 | 0 | 0
2033-01-22 17:00 | 2033 | 1 | 0 | 0 | 0
2033-01-22 18:00 | 2033 | 1 | 0 | 0 | 0
2033-01-22 19:00 | 2033 | 1 | 0 | 0 | 0
2033-01-22 20:00 | 2033 | 1 | 0 | 0 | 0
2033-01-22 21:00 | 2033 | 1 | 0 | 0 | 0
2033-01-22 22:00 | 2033 | 1 | 0 | 0 | 0
2033-01-22 23:00 | 2033 | 1 | 0 | 0 | 0
2033-01-23 | 2033 | 1 | 0 | 0 | 0
2033-01-23 01:00 | 2033 | 1 | 0 | 0 | 0
2033-01-23 02:00 | 2033 | 1 | 0 | 0 | 0
2033-01-23 03:00 | 2033 | 1 | 0 | 0 | 0
2033-01-23 04:00 | 2033 | 1 | 0 | 0 | 0
2033-01-23 05:00 | 2033 | 1 | 0 | 0 | 0
2033-01-23 06:00 | 2033 | 1 | 0 | 0 | 0
2033-01-23 07:00 | 2033 | 1 | 0 | 0 | 0
2033-01-23 08:00 | 2033 | 1 | 0 | 0 | 0
2033-01-23 09:00 | 2033 | 1 | 0 | 0 | 0
2033-01-23 10:00 | 2033 | 1 | 0 | 0 | 0
2033-01-23 11:00 | 2033 | 1 | 0 | 0 | 0
2033-01-23 12:00 | 2033 | 1 | 0 | 0 | 0
2033-01-23 13:00 | 2033 | 1 | 0 | 0 | 0
2033-01-23 14:00 | 2033 | 1 | 0 | 0 | 0
2033-01-23 15:00 | 2033 | 1 | 0 | 0 | 0
2033-01-23 16:00 | 2033 | 1 | 0 | 0 | 0
2033-01-23 17:00 | 2033 | 1 | 0 | 0 | 0
2033-01-23 18:00 | 2033 | 1 | 0 | 0 | 0
2033-01-23 19:00 | 2033 | 1 | 0 | 0 | 0
2033-01-23 20:00 | 2033 | 1 | 0 | 0 | 0
2033-01-23 21:00 | 2033 | 1 | 0 | 0 | 0
2033-01-23 22:00 | 2033 | 1 | 0 | 0 | 0
2033-01-23 23:00 | 2033 | 1 | 0 | 0 | 0
2033-01-24 | 2033 | 1 | 0 | 0 | 0
2033-01-24 01:00 | 2033 | 1 | 0 | 0 | 0
2033-01-24 02:00 | 2033 | 1 | 0 | 0 | 0
2033-01-24 03:00 | 2033 | 1 | 0 | 0 | 0
2033-01-24 04:00 | 2033 | 1 | 0 | 0 | 0
2033-01-24 05:00 | 2033 | 1 | 0 | 0 | 0
2033-01-24 06:00 | 2033 | 1 | 0 | 0 | 0
2033-01-24 07:00 | 2033 | 1 | 0 | 0 | 0
2033-01-24 08:00 | 2033 | 1 | 0 | 0 | 0
2033-01-24 09:00 | 2033 | 1 | 0 | 0 | 0
2033-01-24 10:00 | 2033 | 1 | 0 | 0 | 0
2033-01-24 11:00 | 2033 | 1 | 0 | 0 | 0
2033-01-24 12:00 | 2033 | 1 | 0 | 0 | 0
2033-01-24 13:00 | 2033 | 1 | 0 | 0 | 0
2033-01-24 14:00 | 2033 | 1 | 0 | 0 | 0
2033-01-24 15:00 | 2033 | 1 | 0 | 0 | 0
2033-01-24 16:00 | 2033 | 1 | 0 | 0 | 0
2033-01-24 17:00 | 2033 | 1 | 0 | 0 | 0
2033-01-24 18:00 | 2033 | 1 | 0 | 0 | 0
2033-01-24 19:00 | 2033 | 1 | 0 | 0 | 0
2033-01-24 20:00 | 2033 | 1 | 0 | 0 | 0
2033-01-24 21:00 | 2033 | 1 | 0 | 0 | 0
2033-01-24 22:00 | 2033 | 1 | 0 | 0 | 0
2033-01-24 23:00 | 2033 | 1 | 0 | 0 | 0
2033-01-25 | 2033 | 1 | 0 | 0 | 0
2033-01-25 01:00 | 2033 | 1 | 0 | 0 | 0
2033-01-25 02:00 | 2033 | 1 | 0 | 0 | 0
2033-01-25 03:00 | 2033 | 1 | 0 | 0 | 0
2033-01-25 04:00 | 2033 | 1 | 0 | 0 | 0
2033-01-25 05:00 | 2033 | 1 | 0 | 0 | 0
2033-01-25 06:00 | 2033 | 1 | 0 | 0 | 0
2033-01-25 07:00 | 2033 | 1 | 0 | 0 | 0
2033-01-25 08:00 | 2033 | 1 | 0 | 0 | 0
2033-01-25 09:00 | 2033 | 1 | 0 | 0 | 0
2033-01-25 10:00 | 2033 | 1 | 0 | 0 | 0
2033-01-25 11:00 | 2033 | 1 | 0 | 0 | 0
2033-01-25 12:00 | 2033 | 1 | 0 | 0 | 0
2033-01-25 13:00 | 2033 | 1 | 0 | 0 | 0
2033-01-25 14:00 | 2033 | 1 | 0 | 0 | 0
2033-01-25 15:00 | 2033 | 1 | 0 | 0 | 0
2033-01-25 16:00 | 2033 | 1 | 0 | 0 | 0
2033-01-25 17:00 | 2033 | 1 | 0 | 0 | 0
2033-01-25 18:00 | 2033 | 1 | 0 | 0 | 0
2033-01-25 19:00 | 2033 | 1 | 0 | 0 | 0
2033-01-25 20:00 | 2033 | 1 | 0 | 0 | 0
2033-01-25 21:00 | 2033 | 1 | 0 | 0 | 0
2033-01-25 22:00 | 2033 | 1 | 0 | 0 | 0
2033-01-25 23:00 | 2033 | 1 | 0 | 0 | 0
2033-01-26 | 2033 | 1 | 0 | 0 | 0
2033-01-26 01:00 | 2033 | 1 | 0 | 0 | 0
2033-01-26 02:00 | 2033 | 1 | 0 | 0 | 0
2033-01-26 03:00 | 2033 | 1 | 0 | 0 | 0
2033-01-26 04:00 | 2033 | 1 | 0 | 0 | 0
2033-01-26 05:00 | 2033 | 1 | 0 | 0 | 0
2033-01-26 06:00 | 2033 | 1 | 0 | 0 | 0
2033-01-26 07:00 | 2033 | 1 | 0 | 0 | 0
2033-01-26 08:00 | 2033 | 1 | 0 | 0 | 0
2033-01-26 09:00 | 2033 | 1 | 0 | 0 | 0
2033-01-26 10:00 | 2033 | 1 | 0 | 0 | 0
2033-01-26 11:00 | 2033 | 1 | 0 | 0 | 0
2033-01-26 12:00 | 2033 | 1 | 0 | 0 | 0
2033-01-26 13:00 | 2033 | 1 | 0 | 0 | 0
2033-01-26 14:00 | 2033 | 1 | 0 | 0 | 0
2033-01-26 15:00 | 2033 | 1 | 0 | 0 | 0
2033-01-26 16:00 | 2033 | 1 | 0 | 0 | 0
2033-01-26 17:00 | 2033 | 1 | 0 | 0 | 0
2033-01-26 18:00 | 2033 | 1 | 0 | 0 | 0
2033-01-26 19:00 | 2033 | 1 | 0 | 0 | 0
2033-01-26 20:00 | 2033 | 1 | 0 | 0 | 0
2033-01-26 21:00 | 2033 | 1 | 0 | 0 | 0
2033-01-26 22:00 | 2033 | 1 | 0 | 0 | 0
2033-01-26 23:00 | 2033 | 1 | 0 | 0 | 0
2033-01-27 | 2033 | 1 | 0 | 0 | 0
2033-01-27 01:00 | 2033 | 1 | 0 | 0 | 0
2033-01-27 02:00 | 2033 | 1 | 0 | 0 | 0
2033-01-27 03:00 | 2033 | 1 | 0 | 0 | 0
2033-01-27 04:00 | 2033 | 1 | 0 | 0 | 0
2033-01-27 05:00 | 2033 | 1 | 0 | 0 | 0
2033-01-27 06:00 | 2033 | 1 | 0 | 0 | 0
2033-01-27 07:00 | 2033 | 1 | 0 | 0 | 0
2033-01-27 08:00 | 2033 | 1 | 0 | 0 | 0
2033-01-27 09:00 | 2033 | 1 | 0 | 0 | 0
2033-01-27 10:00 | 2033 | 1 | 0 | 0 | 0
2033-01-27 11:00 | 2033 | 1 | 0 | 0 | 0
2033-01-27 12:00 | 2033 | 1 | 0 | 0 | 0
2033-01-27 13:00 | 2033 | 1 | 0 | 0 | 0
2033-01-27 14:00 | 2033 | 1 | 0 | 0 | 0
2033-01-27 15:00 | 2033 | 1 | 0 | 0 | 0
2033-01-27 16:00 | 2033 | 1 | 0 | 0 | 0
2033-01-27 17:00 | 2033 | 1 | 0 | 0 | 0
2033-01-27 18:00 | 2033 | 1 | 0 | 0 | 0
2033-01-27 19:00 | 2033 | 1 | 0 | 0 | 0
2033-01-27 20:00 | 2033 | 1 | 0 | 0 | 0
2033-01-27 21:00 | 2033 | 1 | 0 | 0 | 0
2033-01-27 22:00 | 2033 | 1 | 0 | 0 | 0
2033-01-27 23:00 | 2033 | 1 | 0 | 0 | 0
2033-01-28 | 2033 | 1 | 0 | 0 | 0
2033-01-28 01:00 | 2033 | 1 | 0 | 0 | 0
2033-01-28 02:00 | 2033 | 1 | 0 | 0 | 0
2033-01-28 03:00 | 2033 | 1 | 0 | 0 | 0
2033-01-28 04:00 | 2033 | 1 | 0 | 0 | 0
2033-01-28 05:00 | 2033 | 1 | 0 | 0 | 0
2033-01-28 06:00 | 2033 | 1 | 0 | 0 | 0
2033-01-28 07:00 | 2033 | 1 | 0 | 0 | 0
2033-01-28 08:00 | 2033 | 1 | 0 | 0 | 0
2033-01-28 09:00 | 2033 | 1 | 0 | 0 | 0
2033-01-28 10:00 | 2033 | 1 | 0 | 0 | 0
2033-01-28 11:00 | 2033 | 1 | 0 | 0 | 0
2033-01-28 12:00 | 2033 | 1 | 0 | 0 | 0
2033-01-28 13:00 | 2033 | 1 | 0 | 0 | 0
2033-01-28 14:00 | 2033 | 1 | 0 | 0 | 0
2033-01-28 15:00 | 2033 | 1 | 0 | 0 | 0
2033-01-28 16:00 | 2033 | 1 | 0 | 0 | 0
2033-01-28 17:00 | 2033 | 1 | 0 | 0 | 0
2033-01-28 18:00 | 2033 | 1 | 0 | 0 | 0
2033-01-28 19:00 | 2033 | 1 | 0 | 0 | 0
2033-01-28 20:00 | 2033 | 1 | 0 | 0 | 0
2033-01-28 21:00 | 2033 | 1 | 0 | 0 | 0
2033-01-28 22:00 | 2033 | 1 | 0 | 0 | 0
2033-01-28 23:00 | 2033 | 1 | 0 | 0 | 0
2033-01-29 | 2033 | 1 | 0 | 0 | 0
2033-01-29 01:00 | 2033 | 1 | 0 | 0 | 0
2033-01-29 02:00 | 2033 | 1 | 0 | 0 | 0
2033-01-29 03:00 | 2033 | 1 | 0 | 0 | 0
2033-01-29 04:00 | 2033 | 1 | 0 | 0 | 0
2033-01-29 05:00 | 2033 | 1 | 0 | 0 | 0
2033-01-29 06:00 | 2033 | 1 | 0 | 0 | 0
2033-01-29 07:00 | 2033 | 1 | 0 | 0 | 0
2033-01-29 08:00 | 2033 | 1 | 0 | 0 | 0
2033-01-29 09:00 | 2033 | 1 | 0 | 0 | 0
2033-01-29 10:00 | 2033 | 1 | 0 | 0 | 0
2033-01-29 11:00 | 2033 | 1 | 0 | 0 | 0
2033-01-29 12:00 | 2033 | 1 | 0 | 0 | 0
2033-01-29 13:00 | 2033 | 1 | 0 | 0 | 0
2033-01-29 14:00 | 2033 | 1 | 0 | 0 | 0
2033-01-29 15:00 | 2033 | 1 | 0 | 0 | 0
2033-01-29 16:00 | 2033 | 1 | 0 | 0 | 0
2033-01-29 17:00 | 2033 | 1 | 0 | 0 | 0
2033-01-29 18:00 | 2033 | 1 | 0 | 0 | 0
2033-01-29 19:00 | 2033 | 1 | 0 | 0 | 0
2033-01-29 20:00 | 2033 | 1 | 0 | 0 | 0
2033-01-29 21:00 | 2033 | 1 | 0 | 0 | 0
2033-01-29 22:00 | 2033 | 1 | 0 | 0 | 0
2033-01-29 23:00 | 2033 | 1 | 0 | 0 | 0
2033-01-30 | 2033 | 1 | 0 | 0 | 0
2033-01-30 01:00 | 2033 | 1 | 0 | 0 | 0
2033-01-30 02:00 | 2033 | 1 | 0 | 0 | 0
2033-01-30 03:00 | 2033 | 1 | 0 | 0 | 0
2033-01-30 04:00 | 2033 | 1 | 0 | 0 | 0
2033-01-30 05:00 | 2033 | 1 | 0 | 0 | 0
2033-01-30 06:00 | 2033 | 1 | 0 | 0 | 0
2033-01-30 07:00 | 2033 | 1 | 0 | 0 | 0
2033-01-30 08:00 | 2033 | 1 | 0 | 0 | 0
2033-01-30 09:00 | 2033 | 1 | 0 | 0 | 0
2033-01-30 10:00 | 2033 | 1 | 0 | 0 | 0
2033-01-30 11:00 | 2033 | 1 | 0 | 0 | 0
2033-01-30 12:00 | 2033 | 1 | 0 | 0 | 0
2033-01-30 13:00 | 2033 | 1 | 0 | 0 | 0
2033-01-30 14:00 | 2033 | 1 | 0 | 0 | 0
2033-01-30 15:00 | 2033 | 1 | 0 | 0 | 0
2033-01-30 16:00 | 2033 | 1 | 0 | 0 | 0
2033-01-30 17:00 | 2033 | 1 | 0 | 0 | 0
2033-01-30 18:00 | 2033 | 1 | 0 | 0 | 0
2033-01-30 19:00 | 2033 | 1 | 0 | 0 | 0
2033-01-30 20:00 | 2033 | 1 | 0 | 0 | 0
2033-01-30 21:00 | 2033 | 1 | 0 | 0 | 0
2033-01-30 22:00 | 2033 | 1 | 0 | 0 | 0
2033-01-30 23:00 | 2033 | 1 | 0 | 0 | 0
2033-01-31 | 2033 | 1 | 0 | 0 | 0
2033-01-31 01:00 | 2033 | 1 | 0 | 0 | 0
2033-01-31 02:00 | 2033 | 1 | 0 | 0 | 0
2033-01-31 03:00 | 2033 | 1 | 0 | 0 | 0
2033-01-31 04:00 | 2033 | 1 | 0 | 0 | 0
2033-01-31 05:00 | 2033 | 1 | 0 | 0 | 0
2033-01-31 06:00 | 2033 | 1 | 0 | 0 | 0
2033-01-31 07:00 | 2033 | 1 | 0 | 0 | 0
2033-01-31 08:00 | 2033 | 1 | 0 | 0 | 0
2033-01-31 09:00 | 2033 | 1 | 0 | 0 | 0
2033-01-31 10:00 | 2033 | 1 | 0 | 0 | 0
2033-01-31 11:00 | 2033 | 1 | 0 | 0 | 0
2033-01-31 12:00 | 2033 | 1 | 0 | 0 | 0
2033-01-31 13:00 | 2033 | 1 | 0 | 0 | 0
2033-01-31 14:00 | 2033 | 1 | 0 | 0 | 0
2033-01-31 15:00 | 2033 | 1 | 0 | 0 | 0
2033-01-31 16:00 | 2033 | 1 | 0 | 0 | 0
2033-01-31 17:00 | 2033 | 1 | 0 | 0 | 0
2033-01-31 18:00 | 2033 | 1 | 0 | 0 | 0
2033-01-31 19:00 | 2033 | 1 | 0 | 0 | 0
2033-01-31 20:00 | 2033 | 1 | 0 | 0 | 0
2033-01-31 21:00 | 2033 | 1 | 0 | 0 | 0
2033-01-31 22:00 | 2033 | 1 | 0 | 0 | 0
2033-01-31 23:00 | 2033 | 1 | 0 | 0 | 0
2033-02-01 | 2033 | 2 | 0 | 0 | 0
2033-02-01 01:00 | 2033 | 2 | 0 | 0 | 0
2033-02-01 02:00 | 2033 | 2 | 0 | 0 | 0
2033-02-01 03:00 | 2033 | 2 | 0 | 0 | 0
2033-02-01 04:00 | 2033 | 2 | 0 | 0 | 0
2033-02-01 05:00 | 2033 | 2 | 0 | 0 | 0
2033-02-01 06:00 | 2033 | 2 | 0 | 0 | 0
2033-02-01 07:00 | 2033 | 2 | 0 | 0 | 0
2033-02-01 08:00 | 2033 | 2 | 0 | 0 | 0
2033-02-01 09:00 | 2033 | 2 | 0 | 0 | 0
2033-02-01 10:00 | 2033 | 2 | 0 | 0 | 0
2033-02-01 11:00 | 2033 | 2 | 0 | 0 | 0
2033-02-01 12:00 | 2033 | 2 | 0 | 0 | 0
2033-02-01 13:00 | 2033 | 2 | 0 | 0 | 0
2033-02-01 14:00 | 2033 | 2 | 0 | 0 | 0
2033-02-01 15:00 | 2033 | 2 | 0 | 0 | 0
2033-02-01 16:00 | 2033 | 2 | 0 | 0 | 0
2033-02-01 17:00 | 2033 | 2 | 0 | 0 | 0
2033-02-01 18:00 | 2033 | 2 | 0 | 0 | 0
2033-02-01 19:00 | 2033 | 2 | 0 | 0 | 0
2033-02-01 20:00 | 2033 | 2 | 0 | 0 | 0
2033-02-01 21:00 | 2033 | 2 | 0 | 0 | 0
2033-02-01 22:00 | 2033 | 2 | 0 | 0 | 0
2033-02-01 23:00 | 2033 | 2 | 0 | 0 | 0
2033-02-02 | 2033 | 2 | 0 | 0 | 0
2033-02-02 01:00 | 2033 | 2 | 0 | 0 | 0
2033-02-02 02:00 | 2033 | 2 | 0 | 0 | 0
2033-02-02 03:00 | 2033 | 2 | 0 | 0 | 0
2033-02-02 04:00 | 2033 | 2 | 0 | 0 | 0
2033-02-02 05:00 | 2033 | 2 | 0 | 0 | 0
2033-02-02 06:00 | 2033 | 2 | 0 | 0 | 0
2033-02-02 07:00 | 2033 | 2 | 0 | 0 | 0
2033-02-02 08:00 | 2033 | 2 | 0 | 0 | 0
2033-02-02 09:00 | 2033 | 2 | 0 | 0 | 0
2033-02-02 10:00 | 2033 | 2 | 0 | 0 | 0
2033-02-02 11:00 | 2033 | 2 | 0 | 0 | 0
2033-02-02 12:00 | 2033 | 2 | 0 | 0 | 0
2033-02-02 13:00 | 2033 | 2 | 0 | 0 | 0
2033-02-02 14:00 | 2033 | 2 | 0 | 0 | 0
2033-02-02 15:00 | 2033 | 2 | 0 | 0 | 0
2033-02-02 16:00 | 2033 | 2 | 0 | 0 | 0
2033-02-02 17:00 | 2033 | 2 | 0 | 0 | 0
2033-02-02 18:00 | 2033 | 2 | 0 | 0 | 0
2033-02-02 19:00 | 2033 | 2 | 0 | 0 | 0
2033-02-02 20:00 | 2033 | 2 | 0 | 0 | 0
2033-02-02 21:00 | 2033 | 2 | 0 | 0 | 0
2033-02-02 22:00 | 2033 | 2 | 0 | 0 | 0
2033-02-02 23:00 | 2033 | 2 | 0 | 0 | 0
2033-02-03 | 2033 | 2 | 0 | 0 | 0
2033-02-03 01:00 | 2033 | 2 | 0 | 0 | 0
2033-02-03 02:00 | 2033 | 2 | 0 | 0 | 0
2033-02-03 03:00 | 2033 | 2 | 0 | 0 | 0
2033-02-03 04:00 | 2033 | 2 | 0 | 0 | 0
2033-02-03 05:00 | 2033 | 2 | 0 | 0 | 0
2033-02-03 06:00 | 2033 | 2 | 0 | 0 | 0
2033-02-03 07:00 | 2033 | 2 | 0 | 0 | 0
2033-02-03 08:00 | 2033 | 2 | 0 | 0 | 0
2033-02-03 09:00 | 2033 | 2 | 0 | 0 | 0
2033-02-03 10:00 | 2033 | 2 | 0 | 0 | 0
2033-02-03 11:00 | 2033 | 2 | 0 | 0 | 0
2033-02-03 12:00 | 2033 | 2 | 0 | 0 | 0
2033-02-03 13:00 | 2033 | 2 | 0 | 0 | 0
2033-02-03 14:00 | 2033 | 2 | 0 | 0 | 0
2033-02-03 15:00 | 2033 | 2 | 0 | 0 | 0
2033-02-03 16:00 | 2033 | 2 | 0 | 0 | 0
2033-02-03 17:00 | 2033 | 2 | 0 | 0 | 0
2033-02-03 18:00 | 2033 | 2 | 0 | 0 | 0
2033-02-03 19:00 | 2033 | 2 | 0 | 0 | 0
2033-02-03 20:00 | 2033 | 2 | 0 | 0 | 0
2033-02-03 21:00 | 2033 | 2 | 0 | 0 | 0
2033-02-03 22:00 | 2033 | 2 | 0 | 0 | 0
2033-02-03 23:00 | 2033 | 2 | 0 | 0 | 0
2033-02-04 | 2033 | 2 | 0 | 0 | 0
2033-02-04 01:00 | 2033 | 2 | 0 | 0 | 0
2033-02-04 02:00 | 2033 | 2 | 0 | 0 | 0
2033-02-04 03:00 | 2033 | 2 | 0 | 0 | 0
2033-02-04 04:00 | 2033 | 2 | 0 | 0 | 0
2033-02-04 05:00 | 2033 | 2 | 0 | 0 | 0
2033-02-04 06:00 | 2033 | 2 | 0 | 0 | 0
2033-02-04 07:00 | 2033 | 2 | 0 | 0 | 0
2033-02-04 08:00 | 2033 | 2 | 0 | 0 | 0
2033-02-04 09:00 | 2033 | 2 | 0 | 0 | 0
2033-02-04 10:00 | 2033 | 2 | 0 | 0 | 0
2033-02-04 11:00 | 2033 | 2 | 0 | 0 | 0
2033-02-04 12:00 | 2033 | 2 | 0 | 0 | 0
2033-02-04 13:00 | 2033 | 2 | 0 | 0 | 0
2033-02-04 14:00 | 2033 | 2 | 0 | 0 | 0
2033-02-04 15:00 | 2033 | 2 | 0 | 0 | 0
2033-02-04 16:00 | 2033 | 2 | 0 | 0 | 0
2033-02-04 17:00 | 2033 | 2 | 0 | 0 | 0
2033-02-04 18:00 | 2033 | 2 | 0 | 0 | 0
2033-02-04 19:00 | 2033 | 2 | 0 | 0 | 0
2033-02-04 20:00 | 2033 | 2 | 0 | 0 | 0
2033-02-04 21:00 | 2033 | 2 | 0 | 0 | 0
2033-02-04 22:00 | 2033 | 2 | 0 | 0 | 0
2033-02-04 23:00 | 2033 | 2 | 0 | 0 | 0
2033-02-05 | 2033 | 2 | 0 | 0 | 0
2033-02-05 01:00 | 2033 | 2 | 0 | 0 | 0
2033-02-05 02:00 | 2033 | 2 | 0 | 0 | 0
2033-02-05 03:00 | 2033 | 2 | 0 | 0 | 0
2033-02-05 04:00 | 2033 | 2 | 0 | 0 | 0
2033-02-05 05:00 | 2033 | 2 | 0 | 0 | 0
2033-02-05 06:00 | 2033 | 2 | 0 | 0 | 0
2033-02-05 07:00 | 2033 | 2 | 0 | 0 | 0
2033-02-05 08:00 | 2033 | 2 | 0 | 0 | 0
2033-02-05 09:00 | 2033 | 2 | 0 | 0 | 0
2033-02-05 10:00 | 2033 | 2 | 0 | 0 | 0
2033-02-05 11:00 | 2033 | 2 | 0 | 0 | 0
2033-02-05 12:00 | 2033 | 2 | 0 | 0 | 0
2033-02-05 13:00 | 2033 | 2 | 0 | 0 | 0
2033-02-05 14:00 | 2033 | 2 | 0 | 0 | 0
2033-02-05 15:00 | 2033 | 2 | 0 | 0 | 0
2033-02-05 16:00 | 2033 | 2 | 0 | 0 | 0
2033-02-05 17:00 | 2033 | 2 | 0 | 0 | 0
2033-02-05 18:00 | 2033 | 2 | 0 | 0 | 0
2033-02-05 19:00 | 2033 | 2 | 0 | 0 | 0
2033-02-05 20:00 | 2033 | 2 | 0 | 0 | 0
2033-02-05 21:00 | 2033 | 2 | 0 | 0 | 0
2033-02-05 22:00 | 2033 | 2 | 0 | 0 | 0
2033-02-05 23:00 | 2033 | 2 | 0 | 0 | 0
2033-02-06 | 2033 | 2 | 0 | 0 | 0
2033-02-06 01:00 | 2033 | 2 | 0 | 0 | 0
2033-02-06 02:00 | 2033 | 2 | 0 | 0 | 0
2033-02-06 03:00 | 2033 | 2 | 0 | 0 | 0
2033-02-06 04:00 | 2033 | 2 | 0 | 0 | 0
2033-02-06 05:00 | 2033 | 2 | 0 | 0 | 0
2033-02-06 06:00 | 2033 | 2 | 0 | 0 | 0
2033-02-06 07:00 | 2033 | 2 | 0 | 0 | 0
2033-02-06 08:00 | 2033 | 2 | 0 | 0 | 0
2033-02-06 09:00 | 2033 | 2 | 0 | 0 | 0
2033-02-06 10:00 | 2033 | 2 | 0 | 0 | 0
2033-02-06 11:00 | 2033 | 2 | 0 | 0 | 0
2033-02-06 12:00 | 2033 | 2 | 0 | 0 | 0
2033-02-06 13:00 | 2033 | 2 | 0 | 0 | 0
2033-02-06 14:00 | 2033 | 2 | 0 | 0 | 0
2033-02-06 15:00 | 2033 | 2 | 0 | 0 | 0
2033-02-06 16:00 | 2033 | 2 | 0 | 0 | 0
2033-02-06 17:00 | 2033 | 2 | 0 | 0 | 0
2033-02-06 18:00 | 2033 | 2 | 0 | 0 | 0
2033-02-06 19:00 | 2033 | 2 | 0 | 0 | 0
2033-02-06 20:00 | 2033 | 2 | 0 | 0 | 0
2033-02-06 21:00 | 2033 | 2 | 0 | 0 | 0
2033-02-06 22:00 | 2033 | 2 | 0 | 0 | 0
2033-02-06 23:00 | 2033 | 2 | 0 | 0 | 0
2033-02-07 | 2033 | 2 | 0 | 0 | 0
2033-02-07 01:00 | 2033 | 2 | 0 | 0 | 0
2033-02-07 02:00 | 2033 | 2 | 0 | 0 | 0
2033-02-07 03:00 | 2033 | 2 | 0 | 0 | 0
2033-02-07 04:00 | 2033 | 2 | 0 | 0 | 0
2033-02-07 05:00 | 2033 | 2 | 0 | 0 | 0
2033-02-07 06:00 | 2033 | 2 | 0 | 0 | 0
2033-02-07 07:00 | 2033 | 2 | 0 | 0 | 0
2033-02-07 08:00 | 2033 | 2 | 0 | 0 | 0
2033-02-07 09:00 | 2033 | 2 | 0 | 0 | 0
2033-02-07 10:00 | 2033 | 2 | 0 | 0 | 0
2033-02-07 11:00 | 2033 | 2 | 0 | 0 | 0
2033-02-07 12:00 | 2033 | 2 | 0 | 0 | 0
2033-02-07 13:00 | 2033 | 2 | 0 | 0 | 0
2033-02-07 14:00 | 2033 | 2 | 0 | 0 | 0
2033-02-07 15:00 | 2033 | 2 | 0 | 0 | 0
2033-02-07 16:00 | 2033 | 2 | 0 | 0 | 0
2033-02-07 17:00 | 2033 | 2 | 0 | 0 | 0
2033-02-07 18:00 | 2033 | 2 | 0 | 0 | 0
2033-02-07 19:00 | 2033 | 2 | 0 | 0 | 0
2033-02-07 20:00 | 2033 | 2 | 0 | 0 | 0
2033-02-07 21:00 | 2033 | 2 | 0 | 0 | 0
2033-02-07 22:00 | 2033 | 2 | 0 | 0 | 0
2033-02-07 23:00 | 2033 | 2 | 0 | 0 | 0
2033-02-08 | 2033 | 2 | 0 | 0 | 0
2033-02-08 01:00 | 2033 | 2 | 0 | 0 | 0
2033-02-08 02:00 | 2033 | 2 | 0 | 0 | 0
2033-02-08 03:00 | 2033 | 2 | 0 | 0 | 0
2033-02-08 04:00 | 2033 | 2 | 0 | 0 | 0
2033-02-08 05:00 | 2033 | 2 | 0 | 0 | 0
2033-02-08 06:00 | 2033 | 2 | 0 | 0 | 0
2033-02-08 07:00 | 2033 | 2 | 0 | 0 | 0
2033-02-08 08:00 | 2033 | 2 | 0 | 0 | 0
2033-02-08 09:00 | 2033 | 2 | 0 | 0 | 0.1
2033-02-08 10:00 | 2033 | 2 | 0 | 0 | 0
2033-02-08 11:00 | 2033 | 2 | 0 | 0 | 0
2033-02-08 12:00 | 2033 | 2 | 0 | 0 | 0
2033-02-08 13:00 | 2033 | 2 | 0 | 0 | 0
2033-02-08 14:00 | 2033 | 2 | 0 | 0 | 0
2033-02-08 15:00 | 2033 | 2 | 0 | 0 | 0
2033-02-08 16:00 | 2033 | 2 | 0 | 0 | 0
2033-02-08 17:00 | 2033 | 2 | 0 | 0 | 0
2033-02-08 18:00 | 2033 | 2 | 0 | 0 | 0
2033-02-08 19:00 | 2033 | 2 | 0 | 0 | 0
2033-02-08 20:00 | 2033 | 2 | 0 | 0 | 0
2033-02-08 21:00 | 2033 | 2 | 0 | 0 | 0
2033-02-08 22:00 | 2033 | 2 | 0 | 0 | 0
2033-02-08 23:00 | 2033 | 2 | 0 | 0 | 0
2033-02-09 | 2033 | 2 | 0 | 0 | 0
2033-02-09 01:00 | 2033 | 2 | 0 | 0 | 0
2033-02-09 02:00 | 2033 | 2 | 0 | 0 | 0
2033-02-09 03:00 | 2033 | 2 | 0 | 0 | 0
2033-02-09 04:00 | 2033 | 2 | 0 | 0 | 0
2033-02-09 05:00 | 2033 | 2 | 0 | 0 | 0
2033-02-09 06:00 | 2033 | 2 | 0 | 0 | 0
2033-02-09 07:00 | 2033 | 2 | 0 | 0 | 0
2033-02-09 08:00 | 2033 | 2 | 0 | 0 | 0
2033-02-09 09:00 | 2033 | 2 | 0 | 0 | 0
2033-02-09 10:00 | 2033 | 2 | 0 | 0 | 0
2033-02-09 11:00 | 2033 | 2 | 0 | 0 | 0
2033-02-09 12:00 | 2033 | 2 | 0 | 0 | 0
2033-02-09 13:00 | 2033 | 2 | 0 | 0 | 0
2033-02-09 14:00 | 2033 | 2 | 0 | 0 | 0
2033-02-09 15:00 | 2033 | 2 | 0 | 0 | 0
2033-02-09 16:00 | 2033 | 2 | 0 | 0 | 0
2033-02-09 17:00 | 2033 | 2 | 0 | 0 | 0
2033-02-09 18:00 | 2033 | 2 | 0 | 0 | 0
2033-02-09 19:00 | 2033 | 2 | 0 | 0 | 0
2033-02-09 20:00 | 2033 | 2 | 0 | 0 | 0
2033-02-09 21:00 | 2033 | 2 | 0 | 0 | 0
2033-02-09 22:00 | 2033 | 2 | 0 | 0 | 0
2033-02-09 23:00 | 2033 | 2 | 0 | 0 | 0
2033-02-10 | 2033 | 2 | 0 | 0 | 0
2033-02-10 01:00 | 2033 | 2 | 0 | 0 | 0
2033-02-10 02:00 | 2033 | 2 | 0 | 0 | 0
2033-02-10 03:00 | 2033 | 2 | 0 | 0 | 0
2033-02-10 04:00 | 2033 | 2 | 0 | 0 | 0
2033-02-10 05:00 | 2033 | 2 | 0 | 0 | 0
2033-02-10 06:00 | 2033 | 2 | 0 | 0 | 0
2033-02-10 07:00 | 2033 | 2 | 0 | 0 | 0
2033-02-10 08:00 | 2033 | 2 | 0 | 0 | 0
2033-02-10 09:00 | 2033 | 2 | 0 | 0 | 0
2033-02-10 10:00 | 2033 | 2 | 0 | 0 | 0
2033-02-10 11:00 | 2033 | 2 | 0 | 0 | 0
2033-02-10 12:00 | 2033 | 2 | 0 | 0 | 0
2033-02-10 13:00 | 2033 | 2 | 0 | 0 | 0
2033-02-10 14:00 | 2033 | 2 | 0 | 0 | 0
2033-02-10 15:00 | 2033 | 2 | 0 | 0 | 0
2033-02-10 16:00 | 2033 | 2 | 0 | 0 | 0
2033-02-10 17:00 | 2033 | 2 | 0 | 0 | 0
2033-02-10 18:00 | 2033 | 2 | 0 | 0 | 0
2033-02-10 19:00 | 2033 | 2 | 0 | 0 | 0
2033-02-10 20:00 | 2033 | 2 | 0 | 0 | 0
2033-02-10 21:00 | 2033 | 2 | 0 | 0 | 0
2033-02-10 22:00 | 2033 | 2 | 0 | 0 | 0
2033-02-10 23:00 | 2033 | 2 | 0 | 0 | 0
2033-02-11 | 2033 | 2 | 0 | 0 | 0
2033-02-11 01:00 | 2033 | 2 | 0 | 0 | 0
2033-02-11 02:00 | 2033 | 2 | 0 | 0 | 0
2033-02-11 03:00 | 2033 | 2 | 0 | 0 | 0
2033-02-11 04:00 | 2033 | 2 | 0 | 0 | 0
2033-02-11 05:00 | 2033 | 2 | 0 | 0 | 0
2033-02-11 06:00 | 2033 | 2 | 0 | 0 | 0
2033-02-11 07:00 | 2033 | 2 | 0 | 0 | 0
2033-02-11 08:00 | 2033 | 2 | 0 | 0 | 0
2033-02-11 09:00 | 2033 | 2 | 0 | 0 | 0
2033-02-11 10:00 | 2033 | 2 | 0 | 0 | 0
2033-02-11 11:00 | 2033 | 2 | 0 | 0 | 0
2033-02-11 12:00 | 2033 | 2 | 0 | 0 | 0
2033-02-11 13:00 | 2033 | 2 | 0 | 0 | 0
2033-02-11 14:00 | 2033 | 2 | 0 | 0 | 0
2033-02-11 15:00 | 2033 | 2 | 0 | 0 | 0
2033-02-11 16:00 | 2033 | 2 | 0 | 0 | 0
2033-02-11 17:00 | 2033 | 2 | 0 | 0 | 0
2033-02-11 18:00 | 2033 | 2 | 0 | 0 | 0
2033-02-11 19:00 | 2033 | 2 | 0 | 0 | 0
2033-02-11 20:00 | 2033 | 2 | 0 | 0 | 0
2033-02-11 21:00 | 2033 | 2 | 0 | 0 | 0
2033-02-11 22:00 | 2033 | 2 | 0 | 0 | 0
2033-02-11 23:00 | 2033 | 2 | 0 | 0 | 0
2033-02-12 | 2033 | 2 | 0 | 0 | 0
2033-02-12 01:00 | 2033 | 2 | 0 | 0 | 0
2033-02-12 02:00 | 2033 | 2 | 0 | 0 | 0
2033-02-12 03:00 | 2033 | 2 | 0 | 0 | 0
2033-02-12 04:00 | 2033 | 2 | 0 | 0 | 0
2033-02-12 05:00 | 2033 | 2 | 0 | 0 | 0
2033-02-12 06:00 | 2033 | 2 | 0 | 0 | 0
2033-02-12 07:00 | 2033 | 2 | 0 | 0 | 0
2033-02-12 08:00 | 2033 | 2 | 0 | 0 | 0
2033-02-12 09:00 | 2033 | 2 | 0 | 0 | 0
2033-02-12 10:00 | 2033 | 2 | 0 | 0 | 0
2033-02-12 11:00 | 2033 | 2 | 0 | 0 | 0
2033-02-12 12:00 | 2033 | 2 | 0 | 0 | 0
2033-02-12 13:00 | 2033 | 2 | 0 | 0 | 0
2033-02-12 14:00 | 2033 | 2 | 0 | 0 | 0
2033-02-12 15:00 | 2033 | 2 | 0 | 0 | 0
2033-02-12 16:00 | 2033 | 2 | 0 | 0 | 0
2033-02-12 17:00 | 2033 | 2 | 0 | 0 | 0
2033-02-12 18:00 | 2033 | 2 | 0 | 0 | 0
2033-02-12 19:00 | 2033 | 2 | 0 | 0 | 0
2033-02-12 20:00 | 2033 | 2 | 0 | 0 | 0
2033-02-12 21:00 | 2033 | 2 | 0 | 0 | 0
2033-02-12 22:00 | 2033 | 2 | 0 | 0 | 0
2033-02-12 23:00 | 2033 | 2 | 0 | 0 | 0
2033-02-13 | 2033 | 2 | 0 | 0 | 0
2033-02-13 01:00 | 2033 | 2 | 0 | 0 | 0
2033-02-13 02:00 | 2033 | 2 | 0 | 0 | 0
2033-02-13 03:00 | 2033 | 2 | 0 | 0 | 0
2033-02-13 04:00 | 2033 | 2 | 0 | 0 | 0
2033-02-13 05:00 | 2033 | 2 | 0 | 0 | 0
2033-02-13 06:00 | 2033 | 2 | 0 | 0 | 0
2033-02-13 07:00 | 2033 | 2 | 0 | 0 | 0
2033-02-13 08:00 | 2033 | 2 | 0 | 0 | 0
2033-02-13 09:00 | 2033 | 2 | 0 | 0 | 0
2033-02-13 10:00 | 2033 | 2 | 0 | 0 | 0
2033-02-13 11:00 | 2033 | 2 | 0 | 0 | 0
2033-02-13 12:00 | 2033 | 2 | 0 | 0 | 0
2033-02-13 13:00 | 2033 | 2 | 0 | 0 | 0
2033-02-13 14:00 | 2033 | 2 | 0 | 0 | 0
2033-02-13 15:00 | 2033 | 2 | 0 | 0 | 0
2033-02-13 16:00 | 2033 | 2 | 0 | 0 | 0
2033-02-13 17:00 | 2033 | 2 | 0 | 0 | 0
2033-02-13 18:00 | 2033 | 2 | 0 | 0 | 0
2033-02-13 19:00 | 2033 | 2 | 0 | 0 | 0
2033-02-13 20:00 | 2033 | 2 | 0 | 0 | 0
2033-02-13 21:00 | 2033 | 2 | 0 | 0 | 0
2033-02-13 22:00 | 2033 | 2 | 0 | 0 | 0
2033-02-13 23:00 | 2033 | 2 | 0 | 0 | 0
2033-02-14 | 2033 | 2 | 0 | 0 | 0
2033-02-14 01:00 | 2033 | 2 | 0 | 0 | 0
2033-02-14 02:00 | 2033 | 2 | 0 | 0 | 0
2033-02-14 03:00 | 2033 | 2 | 0 | 0 | 0
2033-02-14 04:00 | 2033 | 2 | 0 | 0 | 0
2033-02-14 05:00 | 2033 | 2 | 0 | 0 | 0
2033-02-14 06:00 | 2033 | 2 | 0 | 0 | 0
2033-02-14 07:00 | 2033 | 2 | 0 | 0 | 0
2033-02-14 08:00 | 2033 | 2 | 0 | 0 | 0
2033-02-14 09:00 | 2033 | 2 | 0 | 0 | 0
2033-02-14 10:00 | 2033 | 2 | 0 | 0 | 0
2033-02-14 11:00 | 2033 | 2 | 0 | 0 | 0
2033-02-14 12:00 | 2033 | 2 | 0 | 0 | 0
2033-02-14 13:00 | 2033 | 2 | 0 | 0 | 0
2033-02-14 14:00 | 2033 | 2 | 0 | 0 | 0
2033-02-14 15:00 | 2033 | 2 | 0 | 0 | 0
2033-02-14 16:00 | 2033 | 2 | 0 | 0 | 0
2033-02-14 17:00 | 2033 | 2 | 0 | 0 | 0
2033-02-14 18:00 | 2033 | 2 | 0 | 0 | 0
2033-02-14 19:00 | 2033 | 2 | 0 | 0 | 0
2033-02-14 20:00 | 2033 | 2 | 0 | 0 | 0
2033-02-14 21:00 | 2033 | 2 | 0 | 0 | 0
2033-02-14 22:00 | 2033 | 2 | 0 | 0 | 0
2033-02-14 23:00 | 2033 | 2 | 0 | 0 | 0
2033-02-15 | 2033 | 2 | 0 | 0 | 0
2033-02-15 01:00 | 2033 | 2 | 0 | 0 | 0
2033-02-15 02:00 | 2033 | 2 | 0 | 0 | 0
2033-02-15 03:00 | 2033 | 2 | 0 | 0 | 0
2033-02-15 04:00 | 2033 | 2 | 0 | 0 | 0
2033-02-15 05:00 | 2033 | 2 | 0 | 0 | 0
2033-02-15 06:00 | 2033 | 2 | 0 | 0 | 0
2033-02-15 07:00 | 2033 | 2 | 0 | 0 | 0
2033-02-15 08:00 | 2033 | 2 | 0 | 0 | 0
2033-02-15 09:00 | 2033 | 2 | 0 | 0 | 0
2033-02-15 10:00 | 2033 | 2 | 0 | 0 | 0
2033-02-15 11:00 | 2033 | 2 | 0 | 0 | 0
2033-02-15 12:00 | 2033 | 2 | 0 | 0 | 0
2033-02-15 13:00 | 2033 | 2 | 0 | 0 | 0
2033-02-15 14:00 | 2033 | 2 | 0 | 0 | 0
2033-02-15 15:00 | 2033 | 2 | 0 | 0 | 0
2033-02-15 16:00 | 2033 | 2 | 0 | 0 | 0
2033-02-15 17:00 | 2033 | 2 | 0 | 0 | 0
2033-02-15 18:00 | 2033 | 2 | 0 | 0 | 0
2033-02-15 19:00 | 2033 | 2 | 0 | 0 | 0
2033-02-15 20:00 | 2033 | 2 | 0 | 0 | 0
2033-02-15 21:00 | 2033 | 2 | 0 | 0 | 0
2033-02-15 22:00 | 2033 | 2 | 0 | 0 | 0
2033-02-15 23:00 | 2033 | 2 | 0 | 0 | 0
2033-02-16 | 2033 | 2 | 0 | 0 | 0
2033-02-16 01:00 | 2033 | 2 | 0 | 0 | 0
2033-02-16 02:00 | 2033 | 2 | 0 | 0 | 0
2033-02-16 03:00 | 2033 | 2 | 0 | 0 | 0
2033-02-16 04:00 | 2033 | 2 | 0 | 0 | 0
2033-02-16 05:00 | 2033 | 2 | 0 | 0 | 0
2033-02-16 06:00 | 2033 | 2 | 0 | 0 | 0
2033-02-16 07:00 | 2033 | 2 | 0 | 0 | 0
2033-02-16 08:00 | 2033 | 2 | 0 | 0 | 0
2033-02-16 09:00 | 2033 | 2 | 0 | 0 | 0
2033-02-16 10:00 | 2033 | 2 | 0 | 0 | 0
2033-02-16 11:00 | 2033 | 2 | 0 | 0 | 0
2033-02-16 12:00 | 2033 | 2 | 0 | 0 | 0
2033-02-16 13:00 | 2033 | 2 | 0 | 0 | 0
2033-02-16 14:00 | 2033 | 2 | 0 | 0 | 0
2033-02-16 15:00 | 2033 | 2 | 0 | 0 | 0
2033-02-16 16:00 | 2033 | 2 | 0 | 0 | 0
2033-02-16 17:00 | 2033 | 2 | 0 | 0 | 0
2033-02-16 18:00 | 2033 | 2 | 0 | 0 | 0
2033-02-16 19:00 | 2033 | 2 | 0 | 0 | 0
2033-02-16 20:00 | 2033 | 2 | 0 | 0 | 0
2033-02-16 21:00 | 2033 | 2 | 0 | 0 | 0
2033-02-16 22:00 | 2033 | 2 | 0 | 0 | 0
2033-02-16 23:00 | 2033 | 2 | 0 | 0 | 0
2033-02-17 | 2033 | 2 | 0 | 0 | 0
2033-02-17 01:00 | 2033 | 2 | 0 | 0 | 0
2033-02-17 02:00 | 2033 | 2 | 0 | 0 | 0
2033-02-17 03:00 | 2033 | 2 | 0 | 0 | 0
2033-02-17 04:00 | 2033 | 2 | 0 | 0 | 0
2033-02-17 05:00 | 2033 | 2 | 0 | 0 | 0
2033-02-17 06:00 | 2033 | 2 | 0 | 0 | 0
2033-02-17 07:00 | 2033 | 2 | 0 | 0 | 0
2033-02-17 08:00 | 2033 | 2 | 0 | 0 | 0
2033-02-17 09:00 | 2033 | 2 | 0 | 0 | 0
2033-02-17 10:00 | 2033 | 2 | 0 | 0 | 0
2033-02-17 11:00 | 2033 | 2 | 0 | 0 | 0
2033-02-17 12:00 | 2033 | 2 | 0 | 0 | 0
2033-02-17 13:00 | 2033 | 2 | 0 | 0 | 0
2033-02-17 14:00 | 2033 | 2 | 0 | 0 | 0
2033-02-17 15:00 | 2033 | 2 | 0 | 0 | 0
2033-02-17 16:00 | 2033 | 2 | 0 | 0 | 0
2033-02-17 17:00 | 2033 | 2 | 0 | 0 | 0
2033-02-17 18:00 | 2033 | 2 | 0 | 0 | 0
2033-02-17 19:00 | 2033 | 2 | 0 | 0 | 0
2033-02-17 20:00 | 2033 | 2 | 0 | 0 | 0
2033-02-17 21:00 | 2033 | 2 | 0 | 0 | 0
2033-02-17 22:00 | 2033 | 2 | 0 | 0 | 0
2033-02-17 23:00 | 2033 | 2 | 0 | 0 | 0
2033-02-18 | 2033 | 2 | 0 | 0 | 0
2033-02-18 01:00 | 2033 | 2 | 0 | 0 | 0
2033-02-18 02:00 | 2033 | 2 | 0 | 0 | 0
2033-02-18 03:00 | 2033 | 2 | 0 | 0 | 0
2033-02-18 04:00 | 2033 | 2 | 0 | 0 | 0
2033-02-18 05:00 | 2033 | 2 | 0 | 0 | 0
2033-02-18 06:00 | 2033 | 2 | 0 | 0 | 0
2033-02-18 07:00 | 2033 | 2 | 0 | 0 | 0
2033-02-18 08:00 | 2033 | 2 | 0 | 0 | 0
2033-02-18 09:00 | 2033 | 2 | 0 | 0 | 0
2033-02-18 10:00 | 2033 | 2 | 0 | 0 | 0
2033-02-18 11:00 | 2033 | 2 | 0 | 0 | 0
2033-02-18 12:00 | 2033 | 2 | 0 | 0 | 0
2033-02-18 13:00 | 2033 | 2 | 0 | 0 | 0
2033-02-18 14:00 | 2033 | 2 | 0 | 0 | 0
2033-02-18 15:00 | 2033 | 2 | 0 | 0 | 0
2033-02-18 16:00 | 2033 | 2 | 0 | 0 | 0
2033-02-18 17:00 | 2033 | 2 | 0 | 0 | 0
2033-02-18 18:00 | 2033 | 2 | 0 | 0 | 0
2033-02-18 19:00 | 2033 | 2 | 0 | 0 | 0
2033-02-18 20:00 | 2033 | 2 | 0 | 0 | 0
2033-02-18 21:00 | 2033 | 2 | 0 | 0 | 0
2033-02-18 22:00 | 2033 | 2 | 0 | 0 | 0
2033-02-18 23:00 | 2033 | 2 | 0 | 0 | 0
2033-02-19 | 2033 | 2 | 0 | 0 | 0
2033-02-19 01:00 | 2033 | 2 | 0 | 0 | 0
2033-02-19 02:00 | 2033 | 2 | 0 | 0 | 0
2033-02-19 03:00 | 2033 | 2 | 0 | 0 | 0
2033-02-19 04:00 | 2033 | 2 | 0 | 0 | 0
2033-02-19 05:00 | 2033 | 2 | 0 | 0 | 0
2033-02-19 06:00 | 2033 | 2 | 0 | 0 | 0
2033-02-19 07:00 | 2033 | 2 | 0 | 0 | 0
2033-02-19 08:00 | 2033 | 2 | 0 | 0 | 0
2033-02-19 09:00 | 2033 | 2 | 0 | 0 | 0
2033-02-19 10:00 | 2033 | 2 | 0 | 0 | 0
2033-02-19 11:00 | 2033 | 2 | 0 | 0 | 0
2033-02-19 12:00 | 2033 | 2 | 0 | 0 | 0
2033-02-19 13:00 | 2033 | 2 | 0 | 0 | 0
2033-02-19 14:00 | 2033 | 2 | 0 | 0 | 0
2033-02-19 15:00 | 2033 | 2 | 0 | 0 | 0
2033-02-19 16:00 | 2033 | 2 | 0 | 0 | 0
2033-02-19 17:00 | 2033 | 2 | 0 | 0 | 0
2033-02-19 18:00 | 2033 | 2 | 0 | 0 | 0
2033-02-19 19:00 | 2033 | 2 | 0 | 0 | 0
2033-02-19 20:00 | 2033 | 2 | 0 | 0 | 0
2033-02-19 21:00 | 2033 | 2 | 0 | 0 | 0
2033-02-19 22:00 | 2033 | 2 | 0 | 0 | 0
2033-02-19 23:00 | 2033 | 2 | 0 | 0 | 0
2033-02-20 | 2033 | 2 | 0 | 0 | 0
2033-02-20 01:00 | 2033 | 2 | 0 | 0 | 0
2033-02-20 02:00 | 2033 | 2 | 0 | 0 | 0
2033-02-20 03:00 | 2033 | 2 | 0 | 0 | 0
2033-02-20 04:00 | 2033 | 2 | 0 | 0 | 0
2033-02-20 05:00 | 2033 | 2 | 0 | 0 | 0
2033-02-20 06:00 | 2033 | 2 | 0 | 0 | 0
2033-02-20 07:00 | 2033 | 2 | 0 | 0 | 0
2033-02-20 08:00 | 2033 | 2 | 0 | 0 | 0
2033-02-20 09:00 | 2033 | 2 | 0 | 0 | 0
2033-02-20 10:00 | 2033 | 2 | 0 | 0 | 0
2033-02-20 11:00 | 2033 | 2 | 0 | 0 | 0
2033-02-20 12:00 | 2033 | 2 | 0 | 0 | 0
2033-02-20 13:00 | 2033 | 2 | 0 | 0 | 0
2033-02-20 14:00 | 2033 | 2 | 0 | 0 | 0
2033-02-20 15:00 | 2033 | 2 | 0 | 0 | 0
2033-02-20 16:00 | 2033 | 2 | 0 | 0 | 0
2033-02-20 17:00 | 2033 | 2 | 0 | 0 | 0
2033-02-20 18:00 | 2033 | 2 | 0 | 0 | 0
2033-02-20 19:00 | 2033 | 2 | 0 | 0 | 0
2033-02-20 20:00 | 2033 | 2 | 0 | 0 | 0
2033-02-20 21:00 | 2033 | 2 | 0 | 0 | 0
2033-02-20 22:00 | 2033 | 2 | 0 | 0 | 0
2033-02-20 23:00 | 2033 | 2 | 0 | 0 | 0
2033-02-21 | 2033 | 2 | 0 | 0 | 0
2033-02-21 01:00 | 2033 | 2 | 0 | 0 | 0
2033-02-21 02:00 | 2033 | 2 | 0 | 0 | 0
2033-02-21 03:00 | 2033 | 2 | 0 | 0 | 0
2033-02-21 04:00 | 2033 | 2 | 0 | 0 | 0
2033-02-21 05:00 | 2033 | 2 | 0 | 0 | 0
2033-02-21 06:00 | 2033 | 2 | 0 | 0 | 0
2033-02-21 07:00 | 2033 | 2 | 0 | 0 | 0
2033-02-21 08:00 | 2033 | 2 | 0 | 0 | 0
2033-02-21 09:00 | 2033 | 2 | 0 | 0 | 0
2033-02-21 10:00 | 2033 | 2 | 0 | 0 | 0
2033-02-21 11:00 | 2033 | 2 | 0 | 0 | 0
2033-02-21 12:00 | 2033 | 2 | 0 | 0 | 0
2033-02-21 13:00 | 2033 | 2 | 0 | 0 | 0
2033-02-21 14:00 | 2033 | 2 | 0 | 0 | 0
2033-02-21 15:00 | 2033 | 2 | 0 | 0 | 0
2033-02-21 16:00 | 2033 | 2 | 0 | 0 | 0
2033-02-21 17:00 | 2033 | 2 | 0 | 0 | 0
2033-02-21 18:00 | 2033 | 2 | 0 | 0 | 0
2033-02-21 19:00 | 2033 | 2 | 0 | 0 | 0
2033-02-21 20:00 | 2033 | 2 | 0 | 0 | 0
2033-02-21 21:00 | 2033 | 2 | 0 | 0 | 0
2033-02-21 22:00 | 2033 | 2 | 0 | 0 | 0
2033-02-21 23:00 | 2033 | 2 | 0 | 0 | 0
2033-02-22 | 2033 | 2 | 0 | 0 | 0
2033-02-22 01:00 | 2033 | 2 | 0 | 0 | 0
2033-02-22 02:00 | 2033 | 2 | 0 | 0 | 0
2033-02-22 03:00 | 2033 | 2 | 0 | 0 | 0
2033-02-22 04:00 | 2033 | 2 | 0 | 0 | 0
2033-02-22 05:00 | 2033 | 2 | 0 | 0 | 0
2033-02-22 06:00 | 2033 | 2 | 0 | 0 | 0
2033-02-22 07:00 | 2033 | 2 | 0 | 0 | 0
2033-02-22 08:00 | 2033 | 2 | 0 | 0 | 0
2033-02-22 09:00 | 2033 | 2 | 0 | 0 | 0
2033-02-22 10:00 | 2033 | 2 | 0 | 0 | 0
2033-02-22 11:00 | 2033 | 2 | 0 | 0 | 0
2033-02-22 12:00 | 2033 | 2 | 0 | 0 | 0
2033-02-22 13:00 | 2033 | 2 | 0 | 0 | 0
2033-02-22 14:00 | 2033 | 2 | 0 | 0 | 0
2033-02-22 15:00 | 2033 | 2 | 0 | 0 | 0
2033-02-22 16:00 | 2033 | 2 | 0 | 0 | 0
2033-02-22 17:00 | 2033 | 2 | 0 | 0 | 0
2033-02-22 18:00 | 2033 | 2 | 0 | 0 | 0
2033-02-22 19:00 | 2033 | 2 | 0 | 0 | 0
2033-02-22 20:00 | 2033 | 2 | 0 | 0 | 0
2033-02-22 21:00 | 2033 | 2 | 0 | 0 | 0
2033-02-22 22:00 | 2033 | 2 | 0 | 0 | 0
2033-02-22 23:00 | 2033 | 2 | 0 | 0 | 0
2033-02-23 | 2033 | 2 | 0 | 0 | 0
2033-02-23 01:00 | 2033 | 2 | 0 | 0 | 0
2033-02-23 02:00 | 2033 | 2 | 0 | 0 | 0
2033-02-23 03:00 | 2033 | 2 | 0 | 0 | 0
2033-02-23 04:00 | 2033 | 2 | 0 | 0 | 0
2033-02-23 05:00 | 2033 | 2 | 0 | 0 | 0
2033-02-23 06:00 | 2033 | 2 | 0 | 0 | 0
2033-02-23 07:00 | 2033 | 2 | 0 | 0 | 0
2033-02-23 08:00 | 2033 | 2 | 0 | 0 | 0
2033-02-23 09:00 | 2033 | 2 | 0 | 0 | 0
2033-02-23 10:00 | 2033 | 2 | 0 | 0 | 0
2033-02-23 11:00 | 2033 | 2 | 0 | 0 | 0
2033-02-23 12:00 | 2033 | 2 | 0 | 0 | 0
2033-02-23 13:00 | 2033 | 2 | 0 | 0 | 0
2033-02-23 14:00 | 2033 | 2 | 0 | 0 | 0
2033-02-23 15:00 | 2033 | 2 | 0 | 0 | 0
2033-02-23 16:00 | 2033 | 2 | 0 | 0 | 0
2033-02-23 17:00 | 2033 | 2 | 0 | 0 | 0
2033-02-23 18:00 | 2033 | 2 | 0 | 0 | 0
2033-02-23 19:00 | 2033 | 2 | 0 | 0 | 0
2033-02-23 20:00 | 2033 | 2 | 0 | 0 | 0
2033-02-23 21:00 | 2033 | 2 | 0 | 0 | 0
2033-02-23 22:00 | 2033 | 2 | 0 | 0 | 0
2033-02-23 23:00 | 2033 | 2 | 0 | 0 | 0
2033-02-24 | 2033 | 2 | 0 | 0 | 0
2033-02-24 01:00 | 2033 | 2 | 0 | 0 | 0
2033-02-24 02:00 | 2033 | 2 | 0 | 0 | 0
2033-02-24 03:00 | 2033 | 2 | 0 | 0 | 0
2033-02-24 04:00 | 2033 | 2 | 0 | 0 | 0
2033-02-24 05:00 | 2033 | 2 | 0 | 0 | 0
2033-02-24 06:00 | 2033 | 2 | 0 | 0 | 0
2033-02-24 07:00 | 2033 | 2 | 0 | 0 | 0
2033-02-24 08:00 | 2033 | 2 | 0 | 0 | 0
2033-02-24 09:00 | 2033 | 2 | 0 | 0 | 0
2033-02-24 10:00 | 2033 | 2 | 0 | 0 | 0
2033-02-24 11:00 | 2033 | 2 | 0 | 0 | 0
2033-02-24 12:00 | 2033 | 2 | 0 | 0 | 0
2033-02-24 13:00 | 2033 | 2 | 0 | 0 | 0
2033-02-24 14:00 | 2033 | 2 | 0 | 0 | 0
2033-02-24 15:00 | 2033 | 2 | 0 | 0 | 0
2033-02-24 16:00 | 2033 | 2 | 0 | 0 | 0
2033-02-24 17:00 | 2033 | 2 | 0 | 0 | 0
2033-02-24 18:00 | 2033 | 2 | 0 | 0 | 0
2033-02-24 19:00 | 2033 | 2 | 0 | 0 | 0
2033-02-24 20:00 | 2033 | 2 | 0 | 0 | 0
2033-02-24 21:00 | 2033 | 2 | 0 | 0 | 0
2033-02-24 22:00 | 2033 | 2 | 0 | 0 | 0
2033-02-24 23:00 | 2033 | 2 | 0 | 0 | 0
2033-02-25 | 2033 | 2 | 0 | 0 | 0
2033-02-25 01:00 | 2033 | 2 | 0 | 0 | 0
2033-02-25 02:00 | 2033 | 2 | 0 | 0 | 0
2033-02-25 03:00 | 2033 | 2 | 0 | 0 | 0
2033-02-25 04:00 | 2033 | 2 | 0 | 0 | 0
2033-02-25 05:00 | 2033 | 2 | 0 | 0 | 0
2033-02-25 06:00 | 2033 | 2 | 0 | 0 | 0
2033-02-25 07:00 | 2033 | 2 | 0 | 0 | 0
2033-02-25 08:00 | 2033 | 2 | 0 | 0 | 0
2033-02-25 09:00 | 2033 | 2 | 0 | 0 | 0
2033-02-25 10:00 | 2033 | 2 | 0 | 0 | 0
2033-02-25 11:00 | 2033 | 2 | 0 | 0 | 0
2033-02-25 12:00 | 2033 | 2 | 0 | 0 | 0
2033-02-25 13:00 | 2033 | 2 | 0 | 0 | 0
2033-02-25 14:00 | 2033 | 2 | 0 | 0 | 0
2033-02-25 15:00 | 2033 | 2 | 0 | 0 | 0
2033-02-25 16:00 | 2033 | 2 | 0 | 0 | 0
2033-02-25 17:00 | 2033 | 2 | 0 | 0 | 0
2033-02-25 18:00 | 2033 | 2 | 0 | 0 | 0
2033-02-25 19:00 | 2033 | 2 | 0 | 0 | 0
2033-02-25 20:00 | 2033 | 2 | 0 | 0 | 0
2033-02-25 21:00 | 2033 | 2 | 0 | 0 | 0
2033-02-25 22:00 | 2033 | 2 | 0 | 0 | 0
2033-02-25 23:00 | 2033 | 2 | 0 | 0 | 0
2033-02-26 | 2033 | 2 | 0 | 0 | 0
2033-02-26 01:00 | 2033 | 2 | 0 | 0 | 0
2033-02-26 02:00 | 2033 | 2 | 0 | 0 | 0
2033-02-26 03:00 | 2033 | 2 | 0 | 0 | 0
2033-02-26 04:00 | 2033 | 2 | 0 | 0 | 0
2033-02-26 05:00 | 2033 | 2 | 0 | 0 | 0
2033-02-26 06:00 | 2033 | 2 | 0 | 0 | 0
2033-02-26 07:00 | 2033 | 2 | 0 | 0 | 0
2033-02-26 08:00 | 2033 | 2 | 0 | 0 | 0
2033-02-26 09:00 | 2033 | 2 | 0 | 0 | 0
2033-02-26 10:00 | 2033 | 2 | 0 | 0 | 0
2033-02-26 11:00 | 2033 | 2 | 0 | 0 | 0
2033-02-26 12:00 | 2033 | 2 | 0 | 0 | 0
2033-02-26 13:00 | 2033 | 2 | 0 | 0 | 0
2033-02-26 14:00 | 2033 | 2 | 0 | 0 | 0
2033-02-26 15:00 | 2033 | 2 | 0 | 0 | 0
2033-02-26 16:00 | 2033 | 2 | 0 | 0 | 0
2033-02-26 17:00 | 2033 | 2 | 0 | 0 | 0
2033-02-26 18:00 | 2033 | 2 | 0 | 0 | 0
2033-02-26 19:00 | 2033 | 2 | 0 | 0 | 0
2033-02-26 20:00 | 2033 | 2 | 0 | 0 | 0
2033-02-26 21:00 | 2033 | 2 | 0 | 0 | 0
2033-02-26 22:00 | 2033 | 2 | 0 | 0 | 0
2033-02-26 23:00 | 2033 | 2 | 0 | 0 | 0
2033-02-27 | 2033 | 2 | 0 | 0 | 0
2033-02-27 01:00 | 2033 | 2 | 0 | 0 | 0
2033-02-27 02:00 | 2033 | 2 | 0 | 0 | 0
2033-02-27 03:00 | 2033 | 2 | 0 | 0 | 0
2033-02-27 04:00 | 2033 | 2 | 0 | 0 | 0
2033-02-27 05:00 | 2033 | 2 | 0 | 0 | 0
2033-02-27 06:00 | 2033 | 2 | 0 | 0 | 0
2033-02-27 07:00 | 2033 | 2 | 0 | 0 | 0
2033-02-27 08:00 | 2033 | 2 | 0 | 0 | 0
2033-02-27 09:00 | 2033 | 2 | 0 | 0 | 0
2033-02-27 10:00 | 2033 | 2 | 0 | 0 | 0
2033-02-27 11:00 | 2033 | 2 | 0 | 0 | 0
2033-02-27 12:00 | 2033 | 2 | 0 | 0 | 0
2033-02-27 13:00 | 2033 | 2 | 0 | 0 | 0
2033-02-27 14:00 | 2033 | 2 | 0 | 0 | 0
2033-02-27 15:00 | 2033 | 2 | 0 | 0 | 0
2033-02-27 16:00 | 2033 | 2 | 0 | 0 | 0
2033-02-27 17:00 | 2033 | 2 | 0 | 0 | 0
2033-02-27 18:00 | 2033 | 2 | 0 | 0 | 0
2033-02-27 19:00 | 2033 | 2 | 0 | 0 | 0
2033-02-27 20:00 | 2033 | 2 | 0 | 0 | 0
2033-02-27 21:00 | 2033 | 2 | 0 | 0 | 0
2033-02-27 22:00 | 2033 | 2 | 0 | 0 | 0
2033-02-27 23:00 | 2033 | 2 | 0 | 0 | 0
2033-02-28 | 2033 | 2 | 0 | 0 | 0
2033-02-28 01:00 | 2033 | 2 | 0 | 0 | 0
2033-02-28 02:00 | 2033 | 2 | 0 | 0 | 0
2033-02-28 03:00 | 2033 | 2 | 0 | 0 | 0
2033-02-28 04:00 | 2033 | 2 | 0 | 0 | 0
2033-02-28 05:00 | 2033 | 2 | 0 | 0 | 0
2033-02-28 06:00 | 2033 | 2 | 0 | 0 | 0
2033-02-28 07:00 | 2033 | 2 | 0 | 0 | 0
2033-02-28 08:00 | 2033 | 2 | 0 | 0 | 0
2033-02-28 09:00 | 2033 | 2 | 0 | 0 | 0
2033-02-28 10:00 | 2033 | 2 | 0 | 0 | 0
2033-02-28 11:00 | 2033 | 2 | 0 | 0 | 0
2033-02-28 12:00 | 2033 | 2 | 0 | 0 | 0
2033-02-28 13:00 | 2033 | 2 | 0 | 0 | 0
2033-02-28 14:00 | 2033 | 2 | 0 | 0 | 0
2033-02-28 15:00 | 2033 | 2 | 0 | 0 | 0
2033-02-28 16:00 | 2033 | 2 | 0 | 0 | 0
2033-02-28 17:00 | 2033 | 2 | 0 | 0 | 0
2033-02-28 18:00 | 2033 | 2 | 0 | 0 | 0
2033-02-28 19:00 | 2033 | 2 | 0 | 0 | 0
2033-02-28 20:00 | 2033 | 2 | 0 | 0 | 0
2033-02-28 21:00 | 2033 | 2 | 0 | 0 | 0
2033-02-28 22:00 | 2033 | 2 | 0 | 0 | 0
2033-02-28 23:00 | 2033 | 2 | 0 | 0 | 0
2033-03-01 | 2033 | 3 | 0 | 0 | 0
2033-03-01 01:00 | 2033 | 3 | 0 | 0 | 0
2033-03-01 02:00 | 2033 | 3 | 0 | 0 | 0
2033-03-01 03:00 | 2033 | 3 | 0 | 0 | 0
2033-03-01 04:00 | 2033 | 3 | 0 | 0 | 0
2033-03-01 05:00 | 2033 | 3 | 0 | 0 | 0
2033-03-01 06:00 | 2033 | 3 | 0 | 0 | 0
2033-03-01 07:00 | 2033 | 3 | 0 | 0 | 0
2033-03-01 08:00 | 2033 | 3 | 0 | 0 | 0
2033-03-01 09:00 | 2033 | 3 | 0 | 0 | 0
2033-03-01 10:00 | 2033 | 3 | 0 | 0 | 0
2033-03-01 11:00 | 2033 | 3 | 0 | 0 | 0
2033-03-01 12:00 | 2033 | 3 | 0 | 0 | 0
2033-03-01 13:00 | 2033 | 3 | 0 | 0 | 0
2033-03-01 14:00 | 2033 | 3 | 0 | 0 | 0
2033-03-01 15:00 | 2033 | 3 | 0 | 0 | 0
2033-03-01 16:00 | 2033 | 3 | 0 | 0 | 0
2033-03-01 17:00 | 2033 | 3 | 0 | 0 | 0
2033-03-01 18:00 | 2033 | 3 | 0 | 0 | 0
2033-03-01 19:00 | 2033 | 3 | 0 | 0 | 0
2033-03-01 20:00 | 2033 | 3 | 0 | 0 | 0
2033-03-01 21:00 | 2033 | 3 | 0 | 0 | 0
2033-03-01 22:00 | 2033 | 3 | 0 | 0 | 0
2033-03-01 23:00 | 2033 | 3 | 0 | 0 | 0
2033-03-02 | 2033 | 3 | 0 | 0 | 0
2033-03-02 01:00 | 2033 | 3 | 0 | 0 | 0
2033-03-02 02:00 | 2033 | 3 | 0 | 0 | 0
2033-03-02 03:00 | 2033 | 3 | 0 | 0 | 0
2033-03-02 04:00 | 2033 | 3 | 0 | 0 | 0
2033-03-02 05:00 | 2033 | 3 | 0 | 0 | 0
2033-03-02 06:00 | 2033 | 3 | 0 | 0 | 0
2033-03-02 07:00 | 2033 | 3 | 0 | 0 | 0
2033-03-02 08:00 | 2033 | 3 | 0 | 0 | 0
2033-03-02 09:00 | 2033 | 3 | 0 | 0 | 0
2033-03-02 10:00 | 2033 | 3 | 0 | 0 | 0
2033-03-02 11:00 | 2033 | 3 | 0 | 0 | 0
2033-03-02 12:00 | 2033 | 3 | 0 | 0 | 0
2033-03-02 13:00 | 2033 | 3 | 0 | 0 | 0
2033-03-02 14:00 | 2033 | 3 | 0 | 0 | 0
2033-03-02 15:00 | 2033 | 3 | 0 | 0 | 0
2033-03-02 16:00 | 2033 | 3 | 0 | 0 | 0
2033-03-02 17:00 | 2033 | 3 | 0 | 0 | 0
2033-03-02 18:00 | 2033 | 3 | 0 | 0 | 0
2033-03-02 19:00 | 2033 | 3 | 0 | 0 | 0
2033-03-02 20:00 | 2033 | 3 | 0 | 0 | 0
2033-03-02 21:00 | 2033 | 3 | 0 | 0 | 0
2033-03-02 22:00 | 2033 | 3 | 0 | 0 | 0
2033-03-02 23:00 | 2033 | 3 | 0 | 0 | 0
2033-03-03 | 2033 | 3 | 0 | 0 | 0
2033-03-03 01:00 | 2033 | 3 | 0 | 0 | 0
2033-03-03 02:00 | 2033 | 3 | 0 | 0 | 0
2033-03-03 03:00 | 2033 | 3 | 0 | 0 | 0
2033-03-03 04:00 | 2033 | 3 | 0 | 0 | 0
2033-03-03 05:00 | 2033 | 3 | 0 | 0 | 0
2033-03-03 06:00 | 2033 | 3 | 0 | 0 | 0
2033-03-03 07:00 | 2033 | 3 | 0 | 0 | 0
2033-03-03 08:00 | 2033 | 3 | 0 | 0 | 0
2033-03-03 09:00 | 2033 | 3 | 0 | 0 | 0
2033-03-03 10:00 | 2033 | 3 | 0 | 0 | 0
2033-03-03 11:00 | 2033 | 3 | 0 | 0 | 0
2033-03-03 12:00 | 2033 | 3 | 0 | 0 | 0
2033-03-03 13:00 | 2033 | 3 | 0 | 0 | 0
2033-03-03 14:00 | 2033 | 3 | 0 | 0 | 0
2033-03-03 15:00 | 2033 | 3 | 0 | 0 | 0
2033-03-03 16:00 | 2033 | 3 | 0 | 0 | 0
2033-03-03 17:00 | 2033 | 3 | 0 | 0 | 0
2033-03-03 18:00 | 2033 | 3 | 0 | 0 | 0
2033-03-03 19:00 | 2033 | 3 | 0 | 0 | 0
2033-03-03 20:00 | 2033 | 3 | 0 | 0 | 0
2033-03-03 21:00 | 2033 | 3 | 0 | 0 | 0
2033-03-03 22:00 | 2033 | 3 | 0 | 0 | 0
2033-03-03 23:00 | 2033 | 3 | 0 | 0 | 0
2033-03-04 | 2033 | 3 | 0 | 0 | 0
2033-03-04 01:00 | 2033 | 3 | 0 | 0 | 0
2033-03-04 02:00 | 2033 | 3 | 0 | 0 | 0
2033-03-04 03:00 | 2033 | 3 | 0 | 0 | 0
2033-03-04 04:00 | 2033 | 3 | 0 | 0 | 0
2033-03-04 05:00 | 2033 | 3 | 0 | 0 | 0
2033-03-04 06:00 | 2033 | 3 | 0 | 0 | 0
2033-03-04 07:00 | 2033 | 3 | 0 | 0 | 0
2033-03-04 08:00 | 2033 | 3 | 0 | 0 | 0
2033-03-04 09:00 | 2033 | 3 | 0 | 0 | 0
2033-03-04 10:00 | 2033 | 3 | 0 | 0 | 0
2033-03-04 11:00 | 2033 | 3 | 0 | 0 | 0
2033-03-04 12:00 | 2033 | 3 | 0 | 0 | 0
2033-03-04 13:00 | 2033 | 3 | 0 | 0 | 0
2033-03-04 14:00 | 2033 | 3 | 0 | 0 | 0
2033-03-04 15:00 | 2033 | 3 | 0 | 0 | 0
2033-03-04 16:00 | 2033 | 3 | 0 | 0 | 0
2033-03-04 17:00 | 2033 | 3 | 0 | 0 | 0
2033-03-04 18:00 | 2033 | 3 | 0 | 0 | 0
2033-03-04 19:00 | 2033 | 3 | 0 | 0 | 0
2033-03-04 20:00 | 2033 | 3 | 0 | 0 | 0
2033-03-04 21:00 | 2033 | 3 | 0 | 0 | 0
2033-03-04 22:00 | 2033 | 3 | 0 | 0 | 0
2033-03-04 23:00 | 2033 | 3 | 0 | 0 | 0
2033-03-05 | 2033 | 3 | 0 | 0 | 0
2033-03-05 01:00 | 2033 | 3 | 0 | 0 | 0
2033-03-05 02:00 | 2033 | 3 | 0 | 0 | 0
2033-03-05 03:00 | 2033 | 3 | 0 | 0 | 0
2033-03-05 04:00 | 2033 | 3 | 0 | 0 | 0
2033-03-05 05:00 | 2033 | 3 | 0 | 0 | 0
2033-03-05 06:00 | 2033 | 3 | 0 | 0 | 0
2033-03-05 07:00 | 2033 | 3 | 0 | 0 | 0
2033-03-05 08:00 | 2033 | 3 | 0 | 0 | 0
2033-03-05 09:00 | 2033 | 3 | 0 | 0 | 0
2033-03-05 10:00 | 2033 | 3 | 0 | 0 | 0
2033-03-05 11:00 | 2033 | 3 | 0 | 0 | 0
2033-03-05 12:00 | 2033 | 3 | 0 | 0 | 0
2033-03-05 13:00 | 2033 | 3 | 0 | 0 | 0
2033-03-05 14:00 | 2033 | 3 | 0 | 0 | 0
2033-03-05 15:00 | 2033 | 3 | 0 | 0 | 0
2033-03-05 16:00 | 2033 | 3 | 0 | 0 | 0
2033-03-05 17:00 | 2033 | 3 | 0 | 0 | 0
2033-03-05 18:00 | 2033 | 3 | 0 | 0 | 0
2033-03-05 19:00 | 2033 | 3 | 0 | 0 | 0
2033-03-05 20:00 | 2033 | 3 | 0 | 0 | 0
2033-03-05 21:00 | 2033 | 3 | 0 | 0 | 0
2033-03-05 22:00 | 2033 | 3 | 0 | 0 | 0
2033-03-05 23:00 | 2033 | 3 | 0 | 0 | 0
2033-03-06 | 2033 | 3 | 0 | 0 | 0
2033-03-06 01:00 | 2033 | 3 | 0 | 0 | 0
2033-03-06 02:00 | 2033 | 3 | 0 | 0 | 0
2033-03-06 03:00 | 2033 | 3 | 0 | 0 | 0
2033-03-06 04:00 | 2033 | 3 | 0 | 0 | 0
2033-03-06 05:00 | 2033 | 3 | 0 | 0 | 0
2033-03-06 06:00 | 2033 | 3 | 0 | 0 | 0
2033-03-06 07:00 | 2033 | 3 | 0 | 0 | 0
2033-03-06 08:00 | 2033 | 3 | 0 | 0 | 0
2033-03-06 09:00 | 2033 | 3 | 0 | 0 | 0
2033-03-06 10:00 | 2033 | 3 | 0 | 0 | 0
2033-03-06 11:00 | 2033 | 3 | 0 | 0 | 0
2033-03-06 12:00 | 2033 | 3 | 0 | 0 | 0
2033-03-06 13:00 | 2033 | 3 | 0 | 0 | 0
2033-03-06 14:00 | 2033 | 3 | 0 | 0 | 0
2033-03-06 15:00 | 2033 | 3 | 0 | 0 | 0
2033-03-06 16:00 | 2033 | 3 | 0 | 0 | 0
2033-03-06 17:00 | 2033 | 3 | 0 | 0 | 0
2033-03-06 18:00 | 2033 | 3 | 0 | 0 | 0
2033-03-06 19:00 | 2033 | 3 | 0 | 0 | 0
2033-03-06 20:00 | 2033 | 3 | 0 | 0 | 0
2033-03-06 21:00 | 2033 | 3 | 0 | 0 | 0
2033-03-06 22:00 | 2033 | 3 | 0 | 0 | 0
2033-03-06 23:00 | 2033 | 3 | 0 | 0 | 0
2033-03-07 | 2033 | 3 | 0 | 0 | 0
2033-03-07 01:00 | 2033 | 3 | 0 | 0 | 0
2033-03-07 02:00 | 2033 | 3 | 0 | 0 | 0
2033-03-07 03:00 | 2033 | 3 | 0 | 0 | 0
2033-03-07 04:00 | 2033 | 3 | 0 | 0 | 0
2033-03-07 05:00 | 2033 | 3 | 0 | 0 | 0
2033-03-07 06:00 | 2033 | 3 | 0 | 0 | 0
2033-03-07 07:00 | 2033 | 3 | 0 | 0 | 0
2033-03-07 08:00 | 2033 | 3 | 0 | 0 | 0
2033-03-07 09:00 | 2033 | 3 | 0 | 0 | 0
2033-03-07 10:00 | 2033 | 3 | 0 | 0 | 0
2033-03-07 11:00 | 2033 | 3 | 0 | 0 | 0
2033-03-07 12:00 | 2033 | 3 | 0 | 0 | 0
2033-03-07 13:00 | 2033 | 3 | 0 | 0 | 0
2033-03-07 14:00 | 2033 | 3 | 0 | 0 | 0
2033-03-07 15:00 | 2033 | 3 | 0 | 0 | 0
2033-03-07 16:00 | 2033 | 3 | 0 | 0 | 0
2033-03-07 17:00 | 2033 | 3 | 0 | 0 | 0
2033-03-07 18:00 | 2033 | 3 | 0 | 0 | 0
2033-03-07 19:00 | 2033 | 3 | 0 | 0 | 0
2033-03-07 20:00 | 2033 | 3 | 0 | 0 | 0
2033-03-07 21:00 | 2033 | 3 | 0 | 0 | 0
2033-03-07 22:00 | 2033 | 3 | 0 | 0 | 0
2033-03-07 23:00 | 2033 | 3 | 0 | 0 | 0
2033-03-08 | 2033 | 3 | 0 | 0 | 0
2033-03-08 01:00 | 2033 | 3 | 0 | 0 | 0
2033-03-08 02:00 | 2033 | 3 | 0 | 0 | 0
2033-03-08 03:00 | 2033 | 3 | 0 | 0 | 0
2033-03-08 04:00 | 2033 | 3 | 0 | 0 | 0
2033-03-08 05:00 | 2033 | 3 | 0 | 0 | 0
2033-03-08 06:00 | 2033 | 3 | 0 | 0 | 0
2033-03-08 07:00 | 2033 | 3 | 0 | 0 | 0
2033-03-08 08:00 | 2033 | 3 | 0 | 0 | 0
2033-03-08 09:00 | 2033 | 3 | 0 | 0 | 0
2033-03-08 10:00 | 2033 | 3 | 0 | 0 | 0
2033-03-08 11:00 | 2033 | 3 | 0 | 0 | 0
2033-03-08 12:00 | 2033 | 3 | 0 | 0 | 0
2033-03-08 13:00 | 2033 | 3 | 0 | 0 | 0
2033-03-08 14:00 | 2033 | 3 | 0 | 0 | 0
2033-03-08 15:00 | 2033 | 3 | 0 | 0 | 0
2033-03-08 16:00 | 2033 | 3 | 0 | 0 | 0
2033-03-08 17:00 | 2033 | 3 | 0 | 0 | 0
2033-03-08 18:00 | 2033 | 3 | 0 | 0 | 0
2033-03-08 19:00 | 2033 | 3 | 0 | 0 | 0
2033-03-08 20:00 | 2033 | 3 | 0 | 0 | 0
2033-03-08 21:00 | 2033 | 3 | 0 | 0 | 0
2033-03-08 22:00 | 2033 | 3 | 0 | 0 | 0
2033-03-08 23:00 | 2033 | 3 | 0 | 0 | 0
2033-03-09 | 2033 | 3 | 0 | 0 | 0
2033-03-09 01:00 | 2033 | 3 | 0 | 0 | 0
2033-03-09 02:00 | 2033 | 3 | 0 | 0 | 0
2033-03-09 03:00 | 2033 | 3 | 0 | 0 | 0
2033-03-09 04:00 | 2033 | 3 | 0 | 0 | 0
2033-03-09 05:00 | 2033 | 3 | 0 | 0 | 0
2033-03-09 06:00 | 2033 | 3 | 0 | 0 | 0
2033-03-09 07:00 | 2033 | 3 | 0 | 0 | 0
2033-03-09 08:00 | 2033 | 3 | 0 | 0 | 0
2033-03-09 09:00 | 2033 | 3 | 0 | 0 | 0
2033-03-09 10:00 | 2033 | 3 | 0 | 0 | 0
2033-03-09 11:00 | 2033 | 3 | 0 | 0 | 0
2033-03-09 12:00 | 2033 | 3 | 0 | 0 | 0
2033-03-09 13:00 | 2033 | 3 | 0 | 0 | 0
2033-03-09 14:00 | 2033 | 3 | 0 | 0 | 0
2033-03-09 15:00 | 2033 | 3 | 0 | 0 | 0
2033-03-09 16:00 | 2033 | 3 | 0 | 0 | 0
2033-03-09 17:00 | 2033 | 3 | 0 | 0 | 0
2033-03-09 18:00 | 2033 | 3 | 0 | 0 | 0
2033-03-09 19:00 | 2033 | 3 | 0 | 0 | 0
2033-03-09 20:00 | 2033 | 3 | 0 | 0 | 0
2033-03-09 21:00 | 2033 | 3 | 0 | 0 | 0
2033-03-09 22:00 | 2033 | 3 | 0 | 0 | 0
2033-03-09 23:00 | 2033 | 3 | 0 | 0 | 0
2033-03-10 | 2033 | 3 | 0 | 0 | 0
2033-03-10 01:00 | 2033 | 3 | 0 | 0 | 0
2033-03-10 02:00 | 2033 | 3 | 0 | 0 | 0
2033-03-10 03:00 | 2033 | 3 | 0 | 0 | 0
2033-03-10 04:00 | 2033 | 3 | 0 | 0 | 0
2033-03-10 05:00 | 2033 | 3 | 0 | 0 | 0
2033-03-10 06:00 | 2033 | 3 | 0 | 0 | 0
2033-03-10 07:00 | 2033 | 3 | 0 | 0 | 0
2033-03-10 08:00 | 2033 | 3 | 0 | 0 | 0
2033-03-10 09:00 | 2033 | 3 | 0 | 0 | 0
2033-03-10 10:00 | 2033 | 3 | 0 | 0 | 0
2033-03-10 11:00 | 2033 | 3 | 0 | 0 | 0
2033-03-10 12:00 | 2033 | 3 | 0 | 0 | 0
2033-03-10 13:00 | 2033 | 3 | 0 | 0 | 0
2033-03-10 14:00 | 2033 | 3 | 0 | 0 | 0
2033-03-10 15:00 | 2033 | 3 | 0 | 0 | 0
2033-03-10 16:00 | 2033 | 3 | 0 | 0 | 0
2033-03-10 17:00 | 2033 | 3 | 0 | 0 | 0
2033-03-10 18:00 | 2033 | 3 | 0 | 0 | 0
2033-03-10 19:00 | 2033 | 3 | 0 | 0 | 0
2033-03-10 20:00 | 2033 | 3 | 0 | 0 | 0
2033-03-10 21:00 | 2033 | 3 | 0 | 0 | 0
2033-03-10 22:00 | 2033 | 3 | 0 | 0 | 0
2033-03-10 23:00 | 2033 | 3 | 0 | 0 | 0
2033-03-11 | 2033 | 3 | 0 | 0 | 0
2033-03-11 01:00 | 2033 | 3 | 0 | 0 | 0
2033-03-11 02:00 | 2033 | 3 | 0 | 0 | 0
2033-03-11 03:00 | 2033 | 3 | 0 | 0 | 0
2033-03-11 04:00 | 2033 | 3 | 0 | 0 | 0
2033-03-11 05:00 | 2033 | 3 | 0 | 0 | 0
2033-03-11 06:00 | 2033 | 3 | 0 | 0 | 0
2033-03-11 07:00 | 2033 | 3 | 0 | 0 | 0
2033-03-11 08:00 | 2033 | 3 | 0 | 0 | 0
2033-03-11 09:00 | 2033 | 3 | 0 | 0 | 0
2033-03-11 10:00 | 2033 | 3 | 0 | 0 | 0
2033-03-11 11:00 | 2033 | 3 | 0 | 0 | 0
2033-03-11 12:00 | 2033 | 3 | 0 | 0 | 0
2033-03-11 13:00 | 2033 | 3 | 0 | 0 | 0
2033-03-11 14:00 | 2033 | 3 | 0 | 0 | 0
2033-03-11 15:00 | 2033 | 3 | 0 | 0 | 0
2033-03-11 16:00 | 2033 | 3 | 0 | 0 | 0
2033-03-11 17:00 | 2033 | 3 | 0 | 0 | 0
2033-03-11 18:00 | 2033 | 3 | 0 | 0 | 0
2033-03-11 19:00 | 2033 | 3 | 0 | 0 | 0
2033-03-11 20:00 | 2033 | 3 | 0 | 0 | 0
2033-03-11 21:00 | 2033 | 3 | 0 | 0 | 0
2033-03-11 22:00 | 2033 | 3 | 0 | 0 | 0
2033-03-11 23:00 | 2033 | 3 | 0 | 0 | 0
2033-03-12 | 2033 | 3 | 0 | 0 | 0
2033-03-12 01:00 | 2033 | 3 | 0 | 0 | 0
2033-03-12 02:00 | 2033 | 3 | 0 | 0 | 0
2033-03-12 03:00 | 2033 | 3 | 0 | 0 | 0
2033-03-12 04:00 | 2033 | 3 | 0 | 0 | 0
2033-03-12 05:00 | 2033 | 3 | 0 | 0 | 0
2033-03-12 06:00 | 2033 | 3 | 0 | 0 | 0
2033-03-12 07:00 | 2033 | 3 | 0 | 0 | 0
2033-03-12 08:00 | 2033 | 3 | 0 | 0 | 0
2033-03-12 09:00 | 2033 | 3 | 0 | 0 | 0
2033-03-12 10:00 | 2033 | 3 | 0 | 0 | 0
2033-03-12 11:00 | 2033 | 3 | 0 | 0 | 0
2033-03-12 12:00 | 2033 | 3 | 0 | 0 | 0
2033-03-12 13:00 | 2033 | 3 | 0 | 0 | 0
2033-03-12 14:00 | 2033 | 3 | 0 | 0 | 0
2033-03-12 15:00 | 2033 | 3 | 0 | 0 | 0
2033-03-12 16:00 | 2033 | 3 | 0 | 0 | 0
2033-03-12 17:00 | 2033 | 3 | 0 | 0 | 0
2033-03-12 18:00 | 2033 | 3 | 0 | 0 | 0
2033-03-12 19:00 | 2033 | 3 | 0 | 0 | 0
2033-03-12 20:00 | 2033 | 3 | 0 | 0 | 0
2033-03-12 21:00 | 2033 | 3 | 0 | 0 | 0
2033-03-12 22:00 | 2033 | 3 | 0 | 0 | 0
2033-03-12 23:00 | 2033 | 3 | 0 | 0 | 0
2033-03-13 | 2033 | 3 | 0 | 0 | 0
2033-03-13 01:00 | 2033 | 3 | 0 | 0 | 0
2033-03-13 02:00 | 2033 | 3 | 0 | 0 | 0
2033-03-13 03:00 | 2033 | 3 | 0 | 0 | 0
2033-03-13 04:00 | 2033 | 3 | 0 | 0 | 0
2033-03-13 05:00 | 2033 | 3 | 0 | 0 | 0
2033-03-13 06:00 | 2033 | 3 | 0 | 0 | 0
2033-03-13 07:00 | 2033 | 3 | 0 | 0 | 0
2033-03-13 08:00 | 2033 | 3 | 0 | 0 | 0
2033-03-13 09:00 | 2033 | 3 | 0 | 0 | 0
2033-03-13 10:00 | 2033 | 3 | 0 | 0 | 0
2033-03-13 11:00 | 2033 | 3 | 0 | 0 | 0
2033-03-13 12:00 | 2033 | 3 | 0 | 0 | 0
2033-03-13 13:00 | 2033 | 3 | 0 | 0 | 0
2033-03-13 14:00 | 2033 | 3 | 0 | 0 | 0
2033-03-13 15:00 | 2033 | 3 | 0 | 0 | 0
2033-03-13 16:00 | 2033 | 3 | 0 | 0 | 0
2033-03-13 17:00 | 2033 | 3 | 0 | 0 | 0
2033-03-13 18:00 | 2033 | 3 | 0 | 0 | 0
2033-03-13 19:00 | 2033 | 3 | 0 | 0 | 0
2033-03-13 20:00 | 2033 | 3 | 0 | 0 | 0
2033-03-13 21:00 | 2033 | 3 | 0 | 0 | 0
2033-03-13 22:00 | 2033 | 3 | 0 | 0 | 0
2033-03-13 23:00 | 2033 | 3 | 0 | 0 | 0
2033-03-14 | 2033 | 3 | 0 | 0 | 0
2033-03-14 01:00 | 2033 | 3 | 0 | 0 | 0
2033-03-14 02:00 | 2033 | 3 | 0 | 0 | 0
2033-03-14 03:00 | 2033 | 3 | 0 | 0 | 0
2033-03-14 04:00 | 2033 | 3 | 0 | 0 | 0
2033-03-14 05:00 | 2033 | 3 | 0 | 0 | 0
2033-03-14 06:00 | 2033 | 3 | 0 | 0 | 0
2033-03-14 07:00 | 2033 | 3 | 0 | 0 | 0
2033-03-14 08:00 | 2033 | 3 | 0 | 0 | 0
2033-03-14 09:00 | 2033 | 3 | 0 | 0 | 0
2033-03-14 10:00 | 2033 | 3 | 0 | 0 | 0
2033-03-14 11:00 | 2033 | 3 | 0 | 0 | 0
2033-03-14 12:00 | 2033 | 3 | 0 | 0 | 0
2033-03-14 13:00 | 2033 | 3 | 0 | 0 | 0
2033-03-14 14:00 | 2033 | 3 | 0 | 0 | 0
2033-03-14 15:00 | 2033 | 3 | 0 | 0 | 0
2033-03-14 16:00 | 2033 | 3 | 0 | 0 | 0
2033-03-14 17:00 | 2033 | 3 | 0 | 0 | 0
2033-03-14 18:00 | 2033 | 3 | 0 | 0 | 0
2033-03-14 19:00 | 2033 | 3 | 0 | 0 | 0
2033-03-14 20:00 | 2033 | 3 | 0 | 0 | 0
2033-03-14 21:00 | 2033 | 3 | 0 | 0 | 0
2033-03-14 22:00 | 2033 | 3 | 0 | 0 | 0
2033-03-14 23:00 | 2033 | 3 | 0 | 0 | 0
2033-03-15 | 2033 | 3 | 0 | 0 | 0
2033-03-15 01:00 | 2033 | 3 | 0 | 0 | 0
2033-03-15 02:00 | 2033 | 3 | 0 | 0 | 0
2033-03-15 03:00 | 2033 | 3 | 0 | 0 | 0
2033-03-15 04:00 | 2033 | 3 | 0 | 0 | 0
2033-03-15 05:00 | 2033 | 3 | 0 | 0 | 0
2033-03-15 06:00 | 2033 | 3 | 0 | 0 | 0
2033-03-15 07:00 | 2033 | 3 | 0 | 0 | 0
2033-03-15 08:00 | 2033 | 3 | 0.0076611 | 0 | 0
2033-03-15 09:00 | 2033 | 3 | 0.1 | 0 | 0
2033-03-15 10:00 | 2033 | 3 | 0 | 0 | 0
2033-03-15 11:00 | 2033 | 3 | 0 | 0 | 0
2033-03-15 12:00 | 2033 | 3 | 0 | 0 | 0
2033-03-15 13:00 | 2033 | 3 | 0 | 0 | 0
2033-03-15 14:00 | 2033 | 3 | 0 | 0 | 0
2033-03-15 15:00 | 2033 | 3 | 0 | 0 | 0
2033-03-15 16:00 | 2033 | 3 | 0 | 0 | 0
2033-03-15 17:00 | 2033 | 3 | 0 | 0 | 0
2033-03-15 18:00 | 2033 | 3 | 0 | 0 | 0
2033-03-15 19:00 | 2033 | 3 | 0 | 0 | 0
2033-03-15 20:00 | 2033 | 3 | 0 | 0 | 0
2033-03-15 21:00 | 2033 | 3 | 0 | 0 | 0
2033-03-15 22:00 | 2033 | 3 | 0 | 0 | 0
2033-03-15 23:00 | 2033 | 3 | 0 | 0 | 0
2033-03-16 | 2033 | 3 | 0 | 0 | 0
2033-03-16 01:00 | 2033 | 3 | 0 | 0 | 0
2033-03-16 02:00 | 2033 | 3 | 0 | 0 | 0
2033-03-16 03:00 | 2033 | 3 | 0 | 0 | 0
2033-03-16 04:00 | 2033 | 3 | 0 | 0 | 0
2033-03-16 05:00 | 2033 | 3 | 0 | 0 | 0
2033-03-16 06:00 | 2033 | 3 | 0 | 0 | 0
2033-03-16 07:00 | 2033 | 3 | 0 | 0 | 0
2033-03-16 08:00 | 2033 | 3 | 0 | 0 | 0
2033-03-16 09:00 | 2033 | 3 | 0 | 0 | 0
2033-03-16 10:00 | 2033 | 3 | 0 | 0 | 0
2033-03-16 11:00 | 2033 | 3 | 0 | 0 | 0
2033-03-16 12:00 | 2033 | 3 | 0 | 0 | 0
2033-03-16 13:00 | 2033 | 3 | 0 | 0 | 0
2033-03-16 14:00 | 2033 | 3 | 0 | 0 | 0
2033-03-16 15:00 | 2033 | 3 | 0 | 0 | 0
2033-03-16 16:00 | 2033 | 3 | 0 | 0 | 0
2033-03-16 17:00 | 2033 | 3 | 0 | 0 | 0
2033-03-16 18:00 | 2033 | 3 | 0 | 0 | 0
2033-03-16 19:00 | 2033 | 3 | 0 | 0 | 0
2033-03-16 20:00 | 2033 | 3 | 0 | 0 | 0
2033-03-16 21:00 | 2033 | 3 | 0 | 0 | 0
2033-03-16 22:00 | 2033 | 3 | 0 | 0 | 0
2033-03-16 23:00 | 2033 | 3 | 0 | 0 | 0
2033-03-17 | 2033 | 3 | 0 | 0 | 0
2033-03-17 01:00 | 2033 | 3 | 0 | 0 | 0
2033-03-17 02:00 | 2033 | 3 | 0 | 0 | 0
2033-03-17 03:00 | 2033 | 3 | 0 | 0 | 0
2033-03-17 04:00 | 2033 | 3 | 0 | 0 | 0
2033-03-17 05:00 | 2033 | 3 | 0 | 0 | 0
2033-03-17 06:00 | 2033 | 3 | 0 | 0 | 0
2033-03-17 07:00 | 2033 | 3 | 0 | 0 | 0
2033-03-17 08:00 | 2033 | 3 | 0 | 0 | 0
2033-03-17 09:00 | 2033 | 3 | 0 | 0 | 0
2033-03-17 10:00 | 2033 | 3 | 0 | 0 | 0
2033-03-17 11:00 | 2033 | 3 | 0 | 0 | 0
2033-03-17 12:00 | 2033 | 3 | 0 | 0 | 0
2033-03-17 13:00 | 2033 | 3 | 0 | 0 | 0
2033-03-17 14:00 | 2033 | 3 | 0 | 0 | 0
2033-03-17 15:00 | 2033 | 3 | 0 | 0 | 0
2033-03-17 16:00 | 2033 | 3 | 0 | 0 | 0
2033-03-17 17:00 | 2033 | 3 | 0 | 0 | 0
2033-03-17 18:00 | 2033 | 3 | 0 | 0 | 0
2033-03-17 19:00 | 2033 | 3 | 0 | 0 | 0
2033-03-17 20:00 | 2033 | 3 | 0 | 0 | 0
2033-03-17 21:00 | 2033 | 3 | 0 | 0 | 0
2033-03-17 22:00 | 2033 | 3 | 0 | 0 | 0
2033-03-17 23:00 | 2033 | 3 | 0 | 0 | 0
2033-03-18 | 2033 | 3 | 0 | 0 | 0
2033-03-18 01:00 | 2033 | 3 | 0 | 0 | 0
2033-03-18 02:00 | 2033 | 3 | 0 | 0 | 0
2033-03-18 03:00 | 2033 | 3 | 0 | 0 | 0
2033-03-18 04:00 | 2033 | 3 | 0 | 0 | 0
2033-03-18 05:00 | 2033 | 3 | 0 | 0 | 0
2033-03-18 06:00 | 2033 | 3 | 0 | 0 | 0
2033-03-18 07:00 | 2033 | 3 | 0 | 0 | 0
2033-03-18 08:00 | 2033 | 3 | 0 | 0 | 0
2033-03-18 09:00 | 2033 | 3 | 0 | 0 | 0
2033-03-18 10:00 | 2033 | 3 | 0 | 0 | 0
2033-03-18 11:00 | 2033 | 3 | 0 | 0 | 0
2033-03-18 12:00 | 2033 | 3 | 0 | 0 | 0
2033-03-18 13:00 | 2033 | 3 | 0 | 0 | 0
2033-03-18 14:00 | 2033 | 3 | 0 | 0 | 0
2033-03-18 15:00 | 2033 | 3 | 0 | 0 | 0
2033-03-18 16:00 | 2033 | 3 | 0 | 0 | 0
2033-03-18 17:00 | 2033 | 3 | 0 | 0 | 0
2033-03-18 18:00 | 2033 | 3 | 0 | 0 | 0
2033-03-18 19:00 | 2033 | 3 | 0 | 0 | 0
2033-03-18 20:00 | 2033 | 3 | 0 | 0 | 0
2033-03-18 21:00 | 2033 | 3 | 0 | 0 | 0
2033-03-18 22:00 | 2033 | 3 | 0 | 0 | 0
2033-03-18 23:00 | 2033 | 3 | 0 | 0 | 0
2033-03-19 | 2033 | 3 | 0 | 0 | 0
2033-03-19 01:00 | 2033 | 3 | 0 | 0 | 0
2033-03-19 02:00 | 2033 | 3 | 0 | 0 | 0
2033-03-19 03:00 | 2033 | 3 | 0 | 0 | 0
2033-03-19 04:00 | 2033 | 3 | 0 | 0 | 0
2033-03-19 05:00 | 2033 | 3 | 0 | 0 | 0
2033-03-19 06:00 | 2033 | 3 | 0 | 0 | 0
2033-03-19 07:00 | 2033 | 3 | 0 | 0 | 0
2033-03-19 08:00 | 2033 | 3 | 0 | 0 | 0
2033-03-19 09:00 | 2033 | 3 | 0 | 0 | 0
2033-03-19 10:00 | 2033 | 3 | 0 | 0 | 0
2033-03-19 11:00 | 2033 | 3 | 0 | 0 | 0
2033-03-19 12:00 | 2033 | 3 | 0 | 0 | 0
2033-03-19 13:00 | 2033 | 3 | 0 | 0 | 0
2033-03-19 14:00 | 2033 | 3 | 0 | 0 | 0
2033-03-19 15:00 | 2033 | 3 | 0 | 0 | 0
2033-03-19 16:00 | 2033 | 3 | 0 | 0 | 0
2033-03-19 17:00 | 2033 | 3 | 0 | 0 | 0
2033-03-19 18:00 | 2033 | 3 | 0 | 0 | 0
2033-03-19 19:00 | 2033 | 3 | 0 | 0 | 0
2033-03-19 20:00 | 2033 | 3 | 0 | 0 | 0
2033-03-19 21:00 | 2033 | 3 | 0 | 0 | 0
2033-03-19 22:00 | 2033 | 3 | 0 | 0 | 0
2033-03-19 23:00 | 2033 | 3 | 0 | 0 | 0
2033-03-20 | 2033 | 3 | 0 | 0 | 0
2033-03-20 01:00 | 2033 | 3 | 0 | 0 | 0
2033-03-20 02:00 | 2033 | 3 | 0 | 0 | 0
2033-03-20 03:00 | 2033 | 3 | 0 | 0 | 0
2033-03-20 04:00 | 2033 | 3 | 0 | 0 | 0
2033-03-20 05:00 | 2033 | 3 | 0 | 0 | 0
2033-03-20 06:00 | 2033 | 3 | 0 | 0 | 0
2033-03-20 07:00 | 2033 | 3 | 0 | 0 | 0
2033-03-20 08:00 | 2033 | 3 | 0 | 0 | 0
2033-03-20 09:00 | 2033 | 3 | 0 | 0 | 0
2033-03-20 10:00 | 2033 | 3 | 0 | 0 | 0
2033-03-20 11:00 | 2033 | 3 | 0 | 0 | 0
2033-03-20 12:00 | 2033 | 3 | 0 | 0 | 0
2033-03-20 13:00 | 2033 | 3 | 0 | 0 | 0
2033-03-20 14:00 | 2033 | 3 | 0 | 0 | 0
2033-03-20 15:00 | 2033 | 3 | 0 | 0 | 0
2033-03-20 16:00 | 2033 | 3 | 0 | 0 | 0
2033-03-20 17:00 | 2033 | 3 | 0 | 0 | 0
2033-03-20 18:00 | 2033 | 3 | 0 | 0 | 0
2033-03-20 19:00 | 2033 | 3 | 0 | 0 | 0
2033-03-20 20:00 | 2033 | 3 | 0 | 0 | 0
2033-03-20 21:00 | 2033 | 3 | 0 | 0 | 0
2033-03-20 22:00 | 2033 | 3 | 0 | 0 | 0
2033-03-20 23:00 | 2033 | 3 | 0 | 0 | 0
2033-03-21 | 2033 | 3 | 0 | 0 | 0
2033-03-21 01:00 | 2033 | 3 | 0 | 0 | 0
2033-03-21 02:00 | 2033 | 3 | 0 | 0 | 0
2033-03-21 03:00 | 2033 | 3 | 0 | 0 | 0
2033-03-21 04:00 | 2033 | 3 | 0 | 0 | 0
2033-03-21 05:00 | 2033 | 3 | 0 | 0 | 0
2033-03-21 06:00 | 2033 | 3 | 0 | 0 | 0
2033-03-21 07:00 | 2033 | 3 | 0 | 0 | 0
2033-03-21 08:00 | 2033 | 3 | 0 | 0 | 0
2033-03-21 09:00 | 2033 | 3 | 0 | 0 | 0
2033-03-21 10:00 | 2033 | 3 | 0 | 0 | 0
2033-03-21 11:00 | 2033 | 3 | 0 | 0 | 0
2033-03-21 12:00 | 2033 | 3 | 0 | 0 | 0
2033-03-21 13:00 | 2033 | 3 | 0 | 0 | 0
2033-03-21 14:00 | 2033 | 3 | 0 | 0 | 0
2033-03-21 15:00 | 2033 | 3 | 0 | 0 | 0
2033-03-21 16:00 | 2033 | 3 | 0 | 0 | 0
2033-03-21 17:00 | 2033 | 3 | 0 | 0 | 0
2033-03-21 18:00 | 2033 | 3 | 0 | 0 | 0
2033-03-21 19:00 | 2033 | 3 | 0 | 0 | 0
2033-03-21 20:00 | 2033 | 3 | 0 | 0 | 0
2033-03-21 21:00 | 2033 | 3 | 0 | 0 | 0
2033-03-21 22:00 | 2033 | 3 | 0 | 0 | 0
2033-03-21 23:00 | 2033 | 3 | 0 | 0 | 0
2033-03-22 | 2033 | 3 | 0 | 0 | 0
2033-03-22 01:00 | 2033 | 3 | 0 | 0 | 0
2033-03-22 02:00 | 2033 | 3 | 0 | 0 | 0
2033-03-22 03:00 | 2033 | 3 | 0 | 0 | 0
2033-03-22 04:00 | 2033 | 3 | 0 | 0 | 0
2033-03-22 05:00 | 2033 | 3 | 0 | 0 | 0
2033-03-22 06:00 | 2033 | 3 | 0 | 0 | 0
2033-03-22 07:00 | 2033 | 3 | 0 | 0 | 0
2033-03-22 08:00 | 2033 | 3 | 0 | 0 | 0
2033-03-22 09:00 | 2033 | 3 | 0 | 0 | 0
2033-03-22 10:00 | 2033 | 3 | 0 | 0 | 0
2033-03-22 11:00 | 2033 | 3 | 0 | 0 | 0
2033-03-22 12:00 | 2033 | 3 | 0 | 0 | 0
2033-03-22 13:00 | 2033 | 3 | 0 | 0 | 0
2033-03-22 14:00 | 2033 | 3 | 0 | 0 | 0
2033-03-22 15:00 | 2033 | 3 | 0 | 0 | 0
2033-03-22 16:00 | 2033 | 3 | 0 | 0 | 0
2033-03-22 17:00 | 2033 | 3 | 0 | 0 | 0
2033-03-22 18:00 | 2033 | 3 | 0 | 0 | 0
2033-03-22 19:00 | 2033 | 3 | 0 | 0 | 0
2033-03-22 20:00 | 2033 | 3 | 0 | 0 | 0
2033-03-22 21:00 | 2033 | 3 | 0 | 0 | 0
2033-03-22 22:00 | 2033 | 3 | 0 | 0 | 0
2033-03-22 23:00 | 2033 | 3 | 0 | 0 | 0
2033-03-23 | 2033 | 3 | 0 | 0 | 0
2033-03-23 01:00 | 2033 | 3 | 0 | 0 | 0
2033-03-23 02:00 | 2033 | 3 | 0 | 0 | 0
2033-03-23 03:00 | 2033 | 3 | 0 | 0 | 0
2033-03-23 04:00 | 2033 | 3 | 0 | 0 | 0
2033-03-23 05:00 | 2033 | 3 | 0 | 0 | 0
2033-03-23 06:00 | 2033 | 3 | 0 | 0 | 0
2033-03-23 07:00 | 2033 | 3 | 0 | 0 | 0
2033-03-23 08:00 | 2033 | 3 | 0 | 0 | 0
2033-03-23 09:00 | 2033 | 3 | 0 | 0 | 0
2033-03-23 10:00 | 2033 | 3 | 0 | 0 | 0
2033-03-23 11:00 | 2033 | 3 | 0 | 0 | 0
2033-03-23 12:00 | 2033 | 3 | 0 | 0 | 0
2033-03-23 13:00 | 2033 | 3 | 0 | 0 | 0
2033-03-23 14:00 | 2033 | 3 | 0 | 0 | 0
2033-03-23 15:00 | 2033 | 3 | 0 | 0 | 0
2033-03-23 16:00 | 2033 | 3 | 0 | 0 | 0
2033-03-23 17:00 | 2033 | 3 | 0 | 0 | 0
2033-03-23 18:00 | 2033 | 3 | 0 | 0 | 0
2033-03-23 19:00 | 2033 | 3 | 0 | 0 | 0
2033-03-23 20:00 | 2033 | 3 | 0 | 0 | 0
2033-03-23 21:00 | 2033 | 3 | 0 | 0 | 0
2033-03-23 22:00 | 2033 | 3 | 0 | 0 | 0
2033-03-23 23:00 | 2033 | 3 | 0 | 0 | 0
2033-03-24 | 2033 | 3 | 0 | 0 | 0
2033-03-24 01:00 | 2033 | 3 | 0 | 0 | 0
2033-03-24 02:00 | 2033 | 3 | 0 | 0 | 0
2033-03-24 03:00 | 2033 | 3 | 0 | 0 | 0
2033-03-24 04:00 | 2033 | 3 | 0 | 0 | 0
2033-03-24 05:00 | 2033 | 3 | 0 | 0 | 0
2033-03-24 06:00 | 2033 | 3 | 0 | 0 | 0
2033-03-24 07:00 | 2033 | 3 | 0 | 0 | 0
2033-03-24 08:00 | 2033 | 3 | 0 | 0 | 0
2033-03-24 09:00 | 2033 | 3 | 0 | 0 | 0
2033-03-24 10:00 | 2033 | 3 | 0 | 0 | 0
2033-03-24 11:00 | 2033 | 3 | 0 | 0 | 0
2033-03-24 12:00 | 2033 | 3 | 0 | 0 | 0
2033-03-24 13:00 | 2033 | 3 | 0 | 0 | 0
2033-03-24 14:00 | 2033 | 3 | 0 | 0 | 0
2033-03-24 15:00 | 2033 | 3 | 0 | 0 | 0
2033-03-24 16:00 | 2033 | 3 | 0 | 0 | 0
2033-03-24 17:00 | 2033 | 3 | 0 | 0 | 0
2033-03-24 18:00 | 2033 | 3 | 0 | 0 | 0
2033-03-24 19:00 | 2033 | 3 | 0 | 0 | 0
2033-03-24 20:00 | 2033 | 3 | 0 | 0 | 0
2033-03-24 21:00 | 2033 | 3 | 0 | 0 | 0
2033-03-24 22:00 | 2033 | 3 | 0 | 0 | 0
2033-03-24 23:00 | 2033 | 3 | 0 | 0 | 0
2033-03-25 | 2033 | 3 | 0 | 0 | 0
2033-03-25 01:00 | 2033 | 3 | 0 | 0 | 0
2033-03-25 02:00 | 2033 | 3 | 0 | 0 | 0
2033-03-25 03:00 | 2033 | 3 | 0 | 0 | 0
2033-03-25 04:00 | 2033 | 3 | 0 | 0 | 0
2033-03-25 05:00 | 2033 | 3 | 0 | 0 | 0
2033-03-25 06:00 | 2033 | 3 | 0 | 0 | 0
2033-03-25 07:00 | 2033 | 3 | 0 | 0 | 0
2033-03-25 08:00 | 2033 | 3 | 0 | 0 | 0
2033-03-25 09:00 | 2033 | 3 | 0 | 0 | 0
2033-03-25 10:00 | 2033 | 3 | 0 | 0 | 0
2033-03-25 11:00 | 2033 | 3 | 0 | 0 | 0
2033-03-25 12:00 | 2033 | 3 | 0 | 0 | 0
2033-03-25 13:00 | 2033 | 3 | 0 | 0 | 0
2033-03-25 14:00 | 2033 | 3 | 0 | 0 | 0
2033-03-25 15:00 | 2033 | 3 | 0 | 0 | 0
2033-03-25 16:00 | 2033 | 3 | 0 | 0 | 0
2033-03-25 17:00 | 2033 | 3 | 0 | 0 | 0
2033-03-25 18:00 | 2033 | 3 | 0 | 0 | 0
2033-03-25 19:00 | 2033 | 3 | 0 | 0 | 0
2033-03-25 20:00 | 2033 | 3 | 0 | 0 | 0
2033-03-25 21:00 | 2033 | 3 | 0 | 0 | 0
2033-03-25 22:00 | 2033 | 3 | 0 | 0 | 0
2033-03-25 23:00 | 2033 | 3 | 0 | 0 | 0
2033-03-26 | 2033 | 3 | 0 | 0 | 0
2033-03-26 01:00 | 2033 | 3 | 0 | 0 | 0
2033-03-26 02:00 | 2033 | 3 | 0 | 0 | 0
2033-03-26 03:00 | 2033 | 3 | 0 | 0 | 0
2033-03-26 04:00 | 2033 | 3 | 0 | 0 | 0
2033-03-26 05:00 | 2033 | 3 | 0 | 0 | 0
2033-03-26 06:00 | 2033 | 3 | 0 | 0 | 0
2033-03-26 07:00 | 2033 | 3 | 0 | 0 | 0
2033-03-26 08:00 | 2033 | 3 | 0 | 0 | 0
2033-03-26 09:00 | 2033 | 3 | 0 | 0 | 0
2033-03-26 10:00 | 2033 | 3 | 0 | 0 | 0
2033-03-26 11:00 | 2033 | 3 | 0 | 0 | 0
2033-03-26 12:00 | 2033 | 3 | 0 | 0 | 0
2033-03-26 13:00 | 2033 | 3 | 0 | 0 | 0
2033-03-26 14:00 | 2033 | 3 | 0 | 0 | 0
2033-03-26 15:00 | 2033 | 3 | 0 | 0 | 0
2033-03-26 16:00 | 2033 | 3 | 0 | 0 | 0
2033-03-26 17:00 | 2033 | 3 | 0 | 0 | 0
2033-03-26 18:00 | 2033 | 3 | 0 | 0 | 0
2033-03-26 19:00 | 2033 | 3 | 0 | 0 | 0
2033-03-26 20:00 | 2033 | 3 | 0 | 0 | 0
2033-03-26 21:00 | 2033 | 3 | 0 | 0 | 0
2033-03-26 22:00 | 2033 | 3 | 0 | 0 | 0
2033-03-26 23:00 | 2033 | 3 | 0 | 0 | 0
2033-03-27 | 2033 | 3 | 0 | 0 | 0
2033-03-27 01:00 | 2033 | 3 | 0 | 0 | 0
2033-03-27 02:00 | 2033 | 3 | 0 | 0 | 0
2033-03-27 03:00 | 2033 | 3 | 0 | 0 | 0
2033-03-27 04:00 | 2033 | 3 | 0 | 0 | 0
2033-03-27 05:00 | 2033 | 3 | 0 | 0 | 0
2033-03-27 06:00 | 2033 | 3 | 0 | 0 | 0
2033-03-27 07:00 | 2033 | 3 | 0 | 0 | 0
2033-03-27 08:00 | 2033 | 3 | 0 | 0 | 0
2033-03-27 09:00 | 2033 | 3 | 0 | 0 | 0
2033-03-27 10:00 | 2033 | 3 | 0 | 0 | 0
2033-03-27 11:00 | 2033 | 3 | 0 | 0 | 0
2033-03-27 12:00 | 2033 | 3 | 0 | 0 | 0
2033-03-27 13:00 | 2033 | 3 | 0 | 0 | 0
2033-03-27 14:00 | 2033 | 3 | 0 | 0 | 0
2033-03-27 15:00 | 2033 | 3 | 0 | 0 | 0
2033-03-27 16:00 | 2033 | 3 | 0 | 0 | 0
2033-03-27 17:00 | 2033 | 3 | 0 | 0 | 0
2033-03-27 18:00 | 2033 | 3 | 0 | 0 | 0
2033-03-27 19:00 | 2033 | 3 | 0 | 0 | 0
2033-03-27 20:00 | 2033 | 3 | 0 | 0 | 0
2033-03-27 21:00 | 2033 | 3 | 0 | 0 | 0
2033-03-27 22:00 | 2033 | 3 | 0 | 0 | 0
2033-03-27 23:00 | 2033 | 3 | 0 | 0 | 0
2033-03-28 | 2033 | 3 | 0 | 0 | 0
2033-03-28 01:00 | 2033 | 3 | 0 | 0 | 0
2033-03-28 02:00 | 2033 | 3 | 0 | 0 | 0
2033-03-28 03:00 | 2033 | 3 | 0 | 0 | 0
2033-03-28 04:00 | 2033 | 3 | 0 | 0 | 0
2033-03-28 05:00 | 2033 | 3 | 0 | 0 | 0
2033-03-28 06:00 | 2033 | 3 | 0 | 0 | 0
2033-03-28 07:00 | 2033 | 3 | 0 | 0 | 0
2033-03-28 08:00 | 2033 | 3 | 0 | 0 | 0
2033-03-28 09:00 | 2033 | 3 | 0 | 0 | 0
2033-03-28 10:00 | 2033 | 3 | 0 | 0 | 0
2033-03-28 11:00 | 2033 | 3 | 0 | 0 | 0
2033-03-28 12:00 | 2033 | 3 | 0 | 0 | 0
2033-03-28 13:00 | 2033 | 3 | 0 | 0 | 0
2033-03-28 14:00 | 2033 | 3 | 0 | 0 | 0
2033-03-28 15:00 | 2033 | 3 | 0 | 0 | 0
2033-03-28 16:00 | 2033 | 3 | 0 | 0 | 0
2033-03-28 17:00 | 2033 | 3 | 0 | 0 | 0
2033-03-28 18:00 | 2033 | 3 | 0 | 0 | 0
2033-03-28 19:00 | 2033 | 3 | 0 | 0 | 0
2033-03-28 20:00 | 2033 | 3 | 0 | 0 | 0
2033-03-28 21:00 | 2033 | 3 | 0 | 0 | 0
2033-03-28 22:00 | 2033 | 3 | 0 | 0 | 0
2033-03-28 23:00 | 2033 | 3 | 0 | 0 | 0
2033-03-29 | 2033 | 3 | 0 | 0 | 0
2033-03-29 01:00 | 2033 | 3 | 0 | 0 | 0
2033-03-29 02:00 | 2033 | 3 | 0 | 0 | 0
2033-03-29 03:00 | 2033 | 3 | 0 | 0 | 0
2033-03-29 04:00 | 2033 | 3 | 0 | 0 | 0
2033-03-29 05:00 | 2033 | 3 | 0 | 0 | 0
2033-03-29 06:00 | 2033 | 3 | 0 | 0 | 0
2033-03-29 07:00 | 2033 | 3 | 0 | 0 | 0
2033-03-29 08:00 | 2033 | 3 | 0 | 0 | 0
2033-03-29 09:00 | 2033 | 3 | 0 | 0 | 0
2033-03-29 10:00 | 2033 | 3 | 0 | 0 | 0
2033-03-29 11:00 | 2033 | 3 | 0 | 0 | 0
2033-03-29 12:00 | 2033 | 3 | 0 | 0 | 0
2033-03-29 13:00 | 2033 | 3 | 0 | 0 | 0
2033-03-29 14:00 | 2033 | 3 | 0 | 0 | 0
2033-03-29 15:00 | 2033 | 3 | 0 | 0 | 0
2033-03-29 16:00 | 2033 | 3 | 0 | 0 | 0
2033-03-29 17:00 | 2033 | 3 | 0 | 0 | 0
2033-03-29 18:00 | 2033 | 3 | 0 | 0 | 0
2033-03-29 19:00 | 2033 | 3 | 0 | 0 | 0
2033-03-29 20:00 | 2033 | 3 | 0 | 0 | 0
2033-03-29 21:00 | 2033 | 3 | 0 | 0 | 0
2033-03-29 22:00 | 2033 | 3 | 0 | 0 | 0
2033-03-29 23:00 | 2033 | 3 | 0 | 0 | 0
2033-03-30 | 2033 | 3 | 0 | 0 | 0
2033-03-30 01:00 | 2033 | 3 | 0 | 0 | 0
2033-03-30 02:00 | 2033 | 3 | 0 | 0 | 0
2033-03-30 03:00 | 2033 | 3 | 0 | 0 | 0
2033-03-30 04:00 | 2033 | 3 | 0 | 0 | 0
2033-03-30 05:00 | 2033 | 3 | 0 | 0 | 0
2033-03-30 06:00 | 2033 | 3 | 0 | 0 | 0
2033-03-30 07:00 | 2033 | 3 | 0 | 0 | 0
2033-03-30 08:00 | 2033 | 3 | 0 | 0 | 0
2033-03-30 09:00 | 2033 | 3 | 0 | 0 | 0
2033-03-30 10:00 | 2033 | 3 | 0 | 0 | 0
2033-03-30 11:00 | 2033 | 3 | 0 | 0 | 0
2033-03-30 12:00 | 2033 | 3 | 0 | 0 | 0
2033-03-30 13:00 | 2033 | 3 | 0 | 0 | 0
2033-03-30 14:00 | 2033 | 3 | 0 | 0 | 0
2033-03-30 15:00 | 2033 | 3 | 0 | 0 | 0
2033-03-30 16:00 | 2033 | 3 | 0 | 0 | 0
2033-03-30 17:00 | 2033 | 3 | 0 | 0 | 0
2033-03-30 18:00 | 2033 | 3 | 0 | 0 | 0
2033-03-30 19:00 | 2033 | 3 | 0 | 0 | 0
2033-03-30 20:00 | 2033 | 3 | 0 | 0 | 0
2033-03-30 21:00 | 2033 | 3 | 0 | 0 | 0
2033-03-30 22:00 | 2033 | 3 | 0 | 0 | 0
2033-03-30 23:00 | 2033 | 3 | 0 | 0 | 0
2033-03-31 | 2033 | 3 | 0 | 0 | 0
2033-03-31 01:00 | 2033 | 3 | 0 | 0 | 0
2033-03-31 02:00 | 2033 | 3 | 0 | 0 | 0
2033-03-31 03:00 | 2033 | 3 | 0 | 0 | 0
2033-03-31 04:00 | 2033 | 3 | 0 | 0 | 0
2033-03-31 05:00 | 2033 | 3 | 0 | 0 | 0
2033-03-31 06:00 | 2033 | 3 | 0 | 0 | 0
2033-03-31 07:00 | 2033 | 3 | 0 | 0 | 0
2033-03-31 08:00 | 2033 | 3 | 0 | 0 | 0
2033-03-31 09:00 | 2033 | 3 | 0 | 0 | 0
2033-03-31 10:00 | 2033 | 3 | 0 | 0 | 0
2033-03-31 11:00 | 2033 | 3 | 0 | 0 | 0
2033-03-31 12:00 | 2033 | 3 | 0 | 0 | 0
2033-03-31 13:00 | 2033 | 3 | 0 | 0 | 0
2033-03-31 14:00 | 2033 | 3 | 0 | 0 | 0
2033-03-31 15:00 | 2033 | 3 | 0 | 0 | 0
2033-03-31 16:00 | 2033 | 3 | 0 | 0 | 0
2033-03-31 17:00 | 2033 | 3 | 0 | 0 | 0
2033-03-31 18:00 | 2033 | 3 | 0 | 0 | 0
2033-03-31 19:00 | 2033 | 3 | 0 | 0 | 0
2033-03-31 20:00 | 2033 | 3 | 0 | 0 | 0
2033-03-31 21:00 | 2033 | 3 | 0 | 0 | 0
2033-03-31 22:00 | 2033 | 3 | 0 | 0 | 0
2033-03-31 23:00 | 2033 | 3 | 0 | 0 | 0
2033-04-01 | 2033 | 4 | 0 | 0 | 0
2033-04-01 01:00 | 2033 | 4 | 0 | 0 | 0
2033-04-01 02:00 | 2033 | 4 | 0 | 0 | 0
2033-04-01 03:00 | 2033 | 4 | 0 | 0 | 0
2033-04-01 04:00 | 2033 | 4 | 0 | 0 | 0
2033-04-01 05:00 | 2033 | 4 | 0 | 0 | 0
2033-04-01 06:00 | 2033 | 4 | 0 | 0 | 0
2033-04-01 07:00 | 2033 | 4 | 0 | 0 | 0
2033-04-01 08:00 | 2033 | 4 | 0 | 0 | 0
2033-04-01 09:00 | 2033 | 4 | 0 | 0 | 0
2033-04-01 10:00 | 2033 | 4 | 0 | 0 | 0
2033-04-01 11:00 | 2033 | 4 | 0 | 0 | 0
2033-04-01 12:00 | 2033 | 4 | 0 | 0 | 0
2033-04-01 13:00 | 2033 | 4 | 0 | 0 | 0
2033-04-01 14:00 | 2033 | 4 | 0 | 0 | 0
2033-04-01 15:00 | 2033 | 4 | 0 | 0 | 0
2033-04-01 16:00 | 2033 | 4 | 0 | 0 | 0
2033-04-01 17:00 | 2033 | 4 | 0 | 0 | 0
2033-04-01 18:00 | 2033 | 4 | 0 | 0 | 0
2033-04-01 19:00 | 2033 | 4 | 0 | 0 | 0
2033-04-01 20:00 | 2033 | 4 | 0 | 0 | 0
2033-04-01 21:00 | 2033 | 4 | 0 | 0 | 0
2033-04-01 22:00 | 2033 | 4 | 0 | 0 | 0
2033-04-01 23:00 | 2033 | 4 | 0 | 0 | 0
2033-04-02 | 2033 | 4 | 0 | 0 | 0
2033-04-02 01:00 | 2033 | 4 | 0 | 0 | 0
2033-04-02 02:00 | 2033 | 4 | 0 | 0 | 0
2033-04-02 03:00 | 2033 | 4 | 0 | 0 | 0
2033-04-02 04:00 | 2033 | 4 | 0 | 0 | 0
2033-04-02 05:00 | 2033 | 4 | 0 | 0 | 0
2033-04-02 06:00 | 2033 | 4 | 0 | 0 | 0
2033-04-02 07:00 | 2033 | 4 | 0 | 0 | 0
2033-04-02 08:00 | 2033 | 4 | 0 | 0 | 0
2033-04-02 09:00 | 2033 | 4 | 0 | 0 | 0
2033-04-02 10:00 | 2033 | 4 | 0 | 0 | 0
2033-04-02 11:00 | 2033 | 4 | 0 | 0 | 0
2033-04-02 12:00 | 2033 | 4 | 0 | 0 | 0
2033-04-02 13:00 | 2033 | 4 | 0 | 0 | 0
2033-04-02 14:00 | 2033 | 4 | 0 | 0 | 0
2033-04-02 15:00 | 2033 | 4 | 0 | 0 | 0
2033-04-02 16:00 | 2033 | 4 | 0 | 0 | 0
2033-04-02 17:00 | 2033 | 4 | 0 | 0 | 0
2033-04-02 18:00 | 2033 | 4 | 0 | 0 | 0
2033-04-02 19:00 | 2033 | 4 | 0 | 0 | 0
2033-04-02 20:00 | 2033 | 4 | 0 | 0 | 0
2033-04-02 21:00 | 2033 | 4 | 0 | 0 | 0
2033-04-02 22:00 | 2033 | 4 | 0 | 0 | 0
2033-04-02 23:00 | 2033 | 4 | 0 | 0 | 0
2033-04-03 | 2033 | 4 | 0 | 0 | 0
2033-04-03 01:00 | 2033 | 4 | 0 | 0 | 0
2033-04-03 02:00 | 2033 | 4 | 0 | 0 | 0
2033-04-03 03:00 | 2033 | 4 | 0 | 0 | 0
2033-04-03 04:00 | 2033 | 4 | 0 | 0 | 0
2033-04-03 05:00 | 2033 | 4 | 0 | 0 | 0
2033-04-03 06:00 | 2033 | 4 | 0 | 0 | 0
2033-04-03 07:00 | 2033 | 4 | 0 | 0 | 0
2033-04-03 08:00 | 2033 | 4 | 0 | 0 | 0
2033-04-03 09:00 | 2033 | 4 | 0 | 0 | 0
2033-04-03 10:00 | 2033 | 4 | 0 | 0 | 0
2033-04-03 11:00 | 2033 | 4 | 0 | 0 | 0
2033-04-03 12:00 | 2033 | 4 | 0 | 0 | 0
2033-04-03 13:00 | 2033 | 4 | 0 | 0 | 0
2033-04-03 14:00 | 2033 | 4 | 0 | 0 | 0
2033-04-03 15:00 | 2033 | 4 | 0 | 0 | 0
2033-04-03 16:00 | 2033 | 4 | 0 | 0 | 0
2033-04-03 17:00 | 2033 | 4 | 0 | 0 | 0
2033-04-03 18:00 | 2033 | 4 | 0 | 0 | 0
2033-04-03 19:00 | 2033 | 4 | 0 | 0 | 0
2033-04-03 20:00 | 2033 | 4 | 0 | 0 | 0
2033-04-03 21:00 | 2033 | 4 | 0 | 0 | 0
2033-04-03 22:00 | 2033 | 4 | 0 | 0 | 0
2033-04-03 23:00 | 2033 | 4 | 0 | 0 | 0
2033-04-04 | 2033 | 4 | 0 | 0 | 0
2033-04-04 01:00 | 2033 | 4 | 0 | 0 | 0
2033-04-04 02:00 | 2033 | 4 | 0 | 0 | 0
2033-04-04 03:00 | 2033 | 4 | 0 | 0 | 0
2033-04-04 04:00 | 2033 | 4 | 0 | 0 | 0
2033-04-04 05:00 | 2033 | 4 | 0 | 0 | 0
2033-04-04 06:00 | 2033 | 4 | 0 | 0 | 0
2033-04-04 07:00 | 2033 | 4 | 0 | 0 | 0
2033-04-04 08:00 | 2033 | 4 | 0 | 0 | 0
2033-04-04 09:00 | 2033 | 4 | 0 | 0 | 0
2033-04-04 10:00 | 2033 | 4 | 0 | 0 | 0
2033-04-04 11:00 | 2033 | 4 | 0 | 0 | 0
2033-04-04 12:00 | 2033 | 4 | 0 | 0 | 0
2033-04-04 13:00 | 2033 | 4 | 0 | 0 | 0
2033-04-04 14:00 | 2033 | 4 | 0 | 0 | 0
2033-04-04 15:00 | 2033 | 4 | 0 | 0 | 0
2033-04-04 16:00 | 2033 | 4 | 0 | 0 | 0
2033-04-04 17:00 | 2033 | 4 | 0 | 0 | 0
2033-04-04 18:00 | 2033 | 4 | 0 | 0 | 0
2033-04-04 19:00 | 2033 | 4 | 0 | 0 | 0
2033-04-04 20:00 | 2033 | 4 | 0 | 0 | 0
2033-04-04 21:00 | 2033 | 4 | 0 | 0 | 0
2033-04-04 22:00 | 2033 | 4 | 0 | 0 | 0
2033-04-04 23:00 | 2033 | 4 | 0 | 0 | 0
2033-04-05 | 2033 | 4 | 0 | 0 | 0
2033-04-05 01:00 | 2033 | 4 | 0 | 0 | 0
2033-04-05 02:00 | 2033 | 4 | 0 | 0 | 0
2033-04-05 03:00 | 2033 | 4 | 0 | 0 | 0
2033-04-05 04:00 | 2033 | 4 | 0 | 0 | 0
2033-04-05 05:00 | 2033 | 4 | 0 | 0 | 0
2033-04-05 06:00 | 2033 | 4 | 0 | 0 | 0
2033-04-05 07:00 | 2033 | 4 | 0 | 0 | 0
2033-04-05 08:00 | 2033 | 4 | 0 | 0 | 0
2033-04-05 09:00 | 2033 | 4 | 0 | 0 | 0
2033-04-05 10:00 | 2033 | 4 | 0 | 0 | 0
2033-04-05 11:00 | 2033 | 4 | 0 | 0 | 0
2033-04-05 12:00 | 2033 | 4 | 0 | 0 | 0
2033-04-05 13:00 | 2033 | 4 | 0 | 0 | 0
2033-04-05 14:00 | 2033 | 4 | 0 | 0 | 0
2033-04-05 15:00 | 2033 | 4 | 0 | 0 | 0
2033-04-05 16:00 | 2033 | 4 | 0 | 0 | 0
2033-04-05 17:00 | 2033 | 4 | 0 | 0 | 0
2033-04-05 18:00 | 2033 | 4 | 0 | 0 | 0
2033-04-05 19:00 | 2033 | 4 | 0 | 0 | 0
2033-04-05 20:00 | 2033 | 4 | 0 | 0 | 0
2033-04-05 21:00 | 2033 | 4 | 0 | 0 | 0
2033-04-05 22:00 | 2033 | 4 | 0 | 0 | 0
2033-04-05 23:00 | 2033 | 4 | 0 | 0 | 0
2033-04-06 | 2033 | 4 | 0 | 0 | 0
2033-04-06 01:00 | 2033 | 4 | 0 | 0 | 0
2033-04-06 02:00 | 2033 | 4 | 0 | 0 | 0
2033-04-06 03:00 | 2033 | 4 | 0 | 0 | 0
2033-04-06 04:00 | 2033 | 4 | 0 | 0 | 0
2033-04-06 05:00 | 2033 | 4 | 0 | 0 | 0
2033-04-06 06:00 | 2033 | 4 | 0 | 0 | 0
2033-04-06 07:00 | 2033 | 4 | 0 | 0 | 0
2033-04-06 08:00 | 2033 | 4 | 0 | 0 | 0
2033-04-06 09:00 | 2033 | 4 | 0 | 0 | 0
2033-04-06 10:00 | 2033 | 4 | 0 | 0 | 0
2033-04-06 11:00 | 2033 | 4 | 0 | 0 | 0
2033-04-06 12:00 | 2033 | 4 | 0 | 0 | 0
2033-04-06 13:00 | 2033 | 4 | 0 | 0 | 0
2033-04-06 14:00 | 2033 | 4 | 0 | 0 | 0
2033-04-06 15:00 | 2033 | 4 | 0 | 0 | 0
2033-04-06 16:00 | 2033 | 4 | 0 | 0 | 0
2033-04-06 17:00 | 2033 | 4 | 0 | 0 | 0
2033-04-06 18:00 | 2033 | 4 | 0 | 0 | 0
2033-04-06 19:00 | 2033 | 4 | 0 | 0 | 0
2033-04-06 20:00 | 2033 | 4 | 0 | 0 | 0
2033-04-06 21:00 | 2033 | 4 | 0 | 0 | 0
2033-04-06 22:00 | 2033 | 4 | 0 | 0 | 0
2033-04-06 23:00 | 2033 | 4 | 0 | 0 | 0
2033-04-07 | 2033 | 4 | 0 | 0 | 0
2033-04-07 01:00 | 2033 | 4 | 0 | 0 | 0
2033-04-07 02:00 | 2033 | 4 | 0 | 0 | 0
2033-04-07 03:00 | 2033 | 4 | 0 | 0 | 0
2033-04-07 04:00 | 2033 | 4 | 0 | 0 | 0
2033-04-07 05:00 | 2033 | 4 | 0 | 0 | 0
2033-04-07 06:00 | 2033 | 4 | 0 | 0 | 0
2033-04-07 07:00 | 2033 | 4 | 0 | 0 | 0
2033-04-07 08:00 | 2033 | 4 | 0 | 0 | 0
2033-04-07 09:00 | 2033 | 4 | 0 | 0 | 0
2033-04-07 10:00 | 2033 | 4 | 0 | 0 | 0
2033-04-07 11:00 | 2033 | 4 | 0 | 0 | 0
2033-04-07 12:00 | 2033 | 4 | 0 | 0 | 0
2033-04-07 13:00 | 2033 | 4 | 0 | 0 | 0
2033-04-07 14:00 | 2033 | 4 | 0 | 0 | 0
2033-04-07 15:00 | 2033 | 4 | 0 | 0 | 0
2033-04-07 16:00 | 2033 | 4 | 0 | 0 | 0
2033-04-07 17:00 | 2033 | 4 | 0 | 0 | 0
2033-04-07 18:00 | 2033 | 4 | 0 | 0 | 0
2033-04-07 19:00 | 2033 | 4 | 0 | 0 | 0
2033-04-07 20:00 | 2033 | 4 | 0 | 0 | 0
2033-04-07 21:00 | 2033 | 4 | 0 | 0 | 0
2033-04-07 22:00 | 2033 | 4 | 0 | 0 | 0
2033-04-07 23:00 | 2033 | 4 | 0 | 0 | 0
2033-04-08 | 2033 | 4 | 0 | 0 | 0
2033-04-08 01:00 | 2033 | 4 | 0 | 0 | 0
2033-04-08 02:00 | 2033 | 4 | 0 | 0 | 0
2033-04-08 03:00 | 2033 | 4 | 0 | 0 | 0
2033-04-08 04:00 | 2033 | 4 | 0 | 0 | 0
2033-04-08 05:00 | 2033 | 4 | 0 | 0 | 0
2033-04-08 06:00 | 2033 | 4 | 0 | 0 | 0
2033-04-08 07:00 | 2033 | 4 | 0 | 0 | 0
2033-04-08 08:00 | 2033 | 4 | 0 | 0 | 0
2033-04-08 09:00 | 2033 | 4 | 0 | 0 | 0
2033-04-08 10:00 | 2033 | 4 | 0 | 0 | 0
2033-04-08 11:00 | 2033 | 4 | 0 | 0 | 0
2033-04-08 12:00 | 2033 | 4 | 0 | 0 | 0
2033-04-08 13:00 | 2033 | 4 | 0 | 0 | 0
2033-04-08 14:00 | 2033 | 4 | 0 | 0 | 0
2033-04-08 15:00 | 2033 | 4 | 0 | 0 | 0
2033-04-08 16:00 | 2033 | 4 | 0 | 0 | 0
2033-04-08 17:00 | 2033 | 4 | 0 | 0 | 0
2033-04-08 18:00 | 2033 | 4 | 0 | 0 | 0
2033-04-08 19:00 | 2033 | 4 | 0 | 0 | 0
2033-04-08 20:00 | 2033 | 4 | 0 | 0 | 0
2033-04-08 21:00 | 2033 | 4 | 0 | 0 | 0
2033-04-08 22:00 | 2033 | 4 | 0 | 0 | 0
2033-04-08 23:00 | 2033 | 4 | 0 | 0 | 0
2033-04-09 | 2033 | 4 | 0 | 0 | 0
2033-04-09 01:00 | 2033 | 4 | 0 | 0 | 0
2033-04-09 02:00 | 2033 | 4 | 0 | 0 | 0
2033-04-09 03:00 | 2033 | 4 | 0 | 0 | 0
2033-04-09 04:00 | 2033 | 4 | 0 | 0 | 0
2033-04-09 05:00 | 2033 | 4 | 0 | 0 | 0
2033-04-09 06:00 | 2033 | 4 | 0 | 0 | 0
2033-04-09 07:00 | 2033 | 4 | 0 | 0 | 0
2033-04-09 08:00 | 2033 | 4 | 0 | 0 | 0
2033-04-09 09:00 | 2033 | 4 | 0 | 0 | 0
2033-04-09 10:00 | 2033 | 4 | 0 | 0 | 0
2033-04-09 11:00 | 2033 | 4 | 0 | 0 | 0
2033-04-09 12:00 | 2033 | 4 | 0 | 0 | 0
2033-04-09 13:00 | 2033 | 4 | 0 | 0 | 0
2033-04-09 14:00 | 2033 | 4 | 0 | 0 | 0
2033-04-09 15:00 | 2033 | 4 | 0 | 0 | 0
2033-04-09 16:00 | 2033 | 4 | 0 | 0 | 0
2033-04-09 17:00 | 2033 | 4 | 0 | 0 | 0
2033-04-09 18:00 | 2033 | 4 | 0 | 0 | 0
2033-04-09 19:00 | 2033 | 4 | 0 | 0 | 0
2033-04-09 20:00 | 2033 | 4 | 0 | 0 | 0
2033-04-09 21:00 | 2033 | 4 | 0 | 0 | 0
2033-04-09 22:00 | 2033 | 4 | 0 | 0 | 0
2033-04-09 23:00 | 2033 | 4 | 0 | 0 | 0
2033-04-10 | 2033 | 4 | 0 | 0 | 0
2033-04-10 01:00 | 2033 | 4 | 0 | 0 | 0
2033-04-10 02:00 | 2033 | 4 | 0 | 0 | 0
2033-04-10 03:00 | 2033 | 4 | 0 | 0 | 0
2033-04-10 04:00 | 2033 | 4 | 0 | 0 | 0
2033-04-10 05:00 | 2033 | 4 | 0 | 0 | 0
2033-04-10 06:00 | 2033 | 4 | 0 | 0 | 0
2033-04-10 07:00 | 2033 | 4 | 0 | 0 | 0
2033-04-10 08:00 | 2033 | 4 | 0 | 0 | 0
2033-04-10 09:00 | 2033 | 4 | 0 | 0 | 0
2033-04-10 10:00 | 2033 | 4 | 0 | 0 | 0
2033-04-10 11:00 | 2033 | 4 | 0 | 0 | 0
2033-04-10 12:00 | 2033 | 4 | 0 | 0 | 0
2033-04-10 13:00 | 2033 | 4 | 0 | 0 | 0
2033-04-10 14:00 | 2033 | 4 | 0 | 0 | 0
2033-04-10 15:00 | 2033 | 4 | 0 | 0 | 0
2033-04-10 16:00 | 2033 | 4 | 0 | 0 | 0
2033-04-10 17:00 | 2033 | 4 | 0 | 0 | 0
2033-04-10 18:00 | 2033 | 4 | 0 | 0 | 0
2033-04-10 19:00 | 2033 | 4 | 0 | 0 | 0
2033-04-10 20:00 | 2033 | 4 | 0 | 0 | 0
2033-04-10 21:00 | 2033 | 4 | 0 | 0 | 0
2033-04-10 22:00 | 2033 | 4 | 0 | 0 | 0
2033-04-10 23:00 | 2033 | 4 | 0 | 0 | 0
2033-04-11 | 2033 | 4 | 0 | 0 | 0
2033-04-11 01:00 | 2033 | 4 | 0 | 0 | 0
2033-04-11 02:00 | 2033 | 4 | 0 | 0 | 0
2033-04-11 03:00 | 2033 | 4 | 0 | 0 | 0
2033-04-11 04:00 | 2033 | 4 | 0 | 0 | 0
2033-04-11 05:00 | 2033 | 4 | 0 | 0 | 0
2033-04-11 06:00 | 2033 | 4 | 0 | 0 | 0
2033-04-11 07:00 | 2033 | 4 | 0 | 0 | 0
2033-04-11 08:00 | 2033 | 4 | 0 | 0 | 0
2033-04-11 09:00 | 2033 | 4 | 0 | 0 | 0
2033-04-11 10:00 | 2033 | 4 | 0 | 0 | 0
2033-04-11 11:00 | 2033 | 4 | 0 | 0 | 0
2033-04-11 12:00 | 2033 | 4 | 0 | 0 | 0
2033-04-11 13:00 | 2033 | 4 | 0 | 0 | 0
2033-04-11 14:00 | 2033 | 4 | 0 | 0 | 0
2033-04-11 15:00 | 2033 | 4 | 0 | 0 | 0
2033-04-11 16:00 | 2033 | 4 | 0 | 0 | 0
2033-04-11 17:00 | 2033 | 4 | 0 | 0 | 0
2033-04-11 18:00 | 2033 | 4 | 0 | 0 | 0
2033-04-11 19:00 | 2033 | 4 | 0 | 0 | 0
2033-04-11 20:00 | 2033 | 4 | 0 | 0 | 0
2033-04-11 21:00 | 2033 | 4 | 0 | 0 | 0
2033-04-11 22:00 | 2033 | 4 | 0 | 0 | 0
2033-04-11 23:00 | 2033 | 4 | 0 | 0 | 0
2033-04-12 | 2033 | 4 | 0 | 0 | 0
2033-04-12 01:00 | 2033 | 4 | 0 | 0 | 0
2033-04-12 02:00 | 2033 | 4 | 0 | 0 | 0
2033-04-12 03:00 | 2033 | 4 | 0 | 0 | 0
2033-04-12 04:00 | 2033 | 4 | 0 | 0 | 0
2033-04-12 05:00 | 2033 | 4 | 0 | 0 | 0
2033-04-12 06:00 | 2033 | 4 | 0 | 0 | 0
2033-04-12 07:00 | 2033 | 4 | 0 | 0 | 0
2033-04-12 08:00 | 2033 | 4 | 0 | 0 | 0
2033-04-12 09:00 | 2033 | 4 | 0 | 0 | 0
2033-04-12 10:00 | 2033 | 4 | 0 | 0 | 0
2033-04-12 11:00 | 2033 | 4 | 0 | 0 | 0
2033-04-12 12:00 | 2033 | 4 | 0 | 0 | 0
2033-04-12 13:00 | 2033 | 4 | 0 | 0 | 0
2033-04-12 14:00 | 2033 | 4 | 0 | 0 | 0
2033-04-12 15:00 | 2033 | 4 | 0 | 0 | 0
2033-04-12 16:00 | 2033 | 4 | 0 | 0 | 0
2033-04-12 17:00 | 2033 | 4 | 0 | 0 | 0
2033-04-12 18:00 | 2033 | 4 | 0 | 0 | 0
2033-04-12 19:00 | 2033 | 4 | 0 | 0 | 0
2033-04-12 20:00 | 2033 | 4 | 0 | 0 | 0
2033-04-12 21:00 | 2033 | 4 | 0 | 0 | 0
2033-04-12 22:00 | 2033 | 4 | 0 | 0 | 0
2033-04-12 23:00 | 2033 | 4 | 0 | 0 | 0
2033-04-13 | 2033 | 4 | 0 | 0 | 0
2033-04-13 01:00 | 2033 | 4 | 0 | 0 | 0
2033-04-13 02:00 | 2033 | 4 | 0 | 0 | 0
2033-04-13 03:00 | 2033 | 4 | 0 | 0 | 0
2033-04-13 04:00 | 2033 | 4 | 0 | 0 | 0
2033-04-13 05:00 | 2033 | 4 | 0 | 0 | 0
2033-04-13 06:00 | 2033 | 4 | 0 | 0 | 0
2033-04-13 07:00 | 2033 | 4 | 0 | 0 | 0
2033-04-13 08:00 | 2033 | 4 | 0 | 0 | 0
2033-04-13 09:00 | 2033 | 4 | 0 | 0 | 0
2033-04-13 10:00 | 2033 | 4 | 0 | 0 | 0
2033-04-13 11:00 | 2033 | 4 | 0 | 0 | 0
2033-04-13 12:00 | 2033 | 4 | 0 | 0 | 0
2033-04-13 13:00 | 2033 | 4 | 0 | 0 | 0
2033-04-13 14:00 | 2033 | 4 | 0 | 0 | 0
2033-04-13 15:00 | 2033 | 4 | 0 | 0 | 0
2033-04-13 16:00 | 2033 | 4 | 0 | 0 | 0
2033-04-13 17:00 | 2033 | 4 | 0 | 0 | 0
2033-04-13 18:00 | 2033 | 4 | 0 | 0 | 0
2033-04-13 19:00 | 2033 | 4 | 0 | 0 | 0
2033-04-13 20:00 | 2033 | 4 | 0 | 0 | 0
2033-04-13 21:00 | 2033 | 4 | 0 | 0 | 0
2033-04-13 22:00 | 2033 | 4 | 0 | 0 | 0
2033-04-13 23:00 | 2033 | 4 | 0 | 0 | 0
2033-04-14 | 2033 | 4 | 0 | 0 | 0
2033-04-14 01:00 | 2033 | 4 | 0 | 0 | 0
2033-04-14 02:00 | 2033 | 4 | 0 | 0 | 0
2033-04-14 03:00 | 2033 | 4 | 0 | 0 | 0
2033-04-14 04:00 | 2033 | 4 | 0 | 0 | 0
2033-04-14 05:00 | 2033 | 4 | 0 | 0 | 0
2033-04-14 06:00 | 2033 | 4 | 0 | 0 | 0
2033-04-14 07:00 | 2033 | 4 | 0 | 0 | 0
2033-04-14 08:00 | 2033 | 4 | 0 | 0 | 0
2033-04-14 09:00 | 2033 | 4 | 0 | 0 | 0
2033-04-14 10:00 | 2033 | 4 | 0 | 0 | 0
2033-04-14 11:00 | 2033 | 4 | 0 | 0 | 0
2033-04-14 12:00 | 2033 | 4 | 0 | 0 | 0
2033-04-14 13:00 | 2033 | 4 | 0 | 0 | 0
2033-04-14 14:00 | 2033 | 4 | 0 | 0 | 0
2033-04-14 15:00 | 2033 | 4 | 0 | 0 | 0
2033-04-14 16:00 | 2033 | 4 | 0 | 0 | 0
2033-04-14 17:00 | 2033 | 4 | 0 | 0 | 0
2033-04-14 18:00 | 2033 | 4 | 0 | 0 | 0
2033-04-14 19:00 | 2033 | 4 | 0 | 0 | 0
2033-04-14 20:00 | 2033 | 4 | 0 | 0 | 0
2033-04-14 21:00 | 2033 | 4 | 0 | 0 | 0
2033-04-14 22:00 | 2033 | 4 | 0 | 0 | 0
2033-04-14 23:00 | 2033 | 4 | 0 | 0 | 0
2033-04-15 | 2033 | 4 | 0 | 0 | 0
2033-04-15 01:00 | 2033 | 4 | 0 | 0 | 0
2033-04-15 02:00 | 2033 | 4 | 0 | 0 | 0
2033-04-15 03:00 | 2033 | 4 | 0 | 0 | 0
2033-04-15 04:00 | 2033 | 4 | 0 | 0 | 0
2033-04-15 05:00 | 2033 | 4 | 0 | 0 | 0
2033-04-15 06:00 | 2033 | 4 | 0 | 0 | 0
2033-04-15 07:00 | 2033 | 4 | 0 | 0 | 0
2033-04-15 08:00 | 2033 | 4 | 0 | 0 | 0
2033-04-15 09:00 | 2033 | 4 | 0 | 0 | 0
2033-04-15 10:00 | 2033 | 4 | 0 | 0 | 0
2033-04-15 11:00 | 2033 | 4 | 0 | 0 | 0
2033-04-15 12:00 | 2033 | 4 | 0 | 0 | 0
2033-04-15 13:00 | 2033 | 4 | 0 | 0 | 0
2033-04-15 14:00 | 2033 | 4 | 0 | 0 | 0
2033-04-15 15:00 | 2033 | 4 | 0 | 0 | 0
2033-04-15 16:00 | 2033 | 4 | 0 | 0 | 0
2033-04-15 17:00 | 2033 | 4 | 0 | 0 | 0
2033-04-15 18:00 | 2033 | 4 | 0 | 0 | 0
2033-04-15 19:00 | 2033 | 4 | 0 | 0 | 0
2033-04-15 20:00 | 2033 | 4 | 0 | 0 | 0
2033-04-15 21:00 | 2033 | 4 | 0 | 0 | 0
2033-04-15 22:00 | 2033 | 4 | 0 | 0 | 0
2033-04-15 23:00 | 2033 | 4 | 0 | 0 | 0
2033-04-16 | 2033 | 4 | 0 | 0 | 0
2033-04-16 01:00 | 2033 | 4 | 0 | 0 | 0
2033-04-16 02:00 | 2033 | 4 | 0 | 0 | 0
2033-04-16 03:00 | 2033 | 4 | 0 | 0 | 0
2033-04-16 04:00 | 2033 | 4 | 0 | 0 | 0
2033-04-16 05:00 | 2033 | 4 | 0 | 0 | 0
2033-04-16 06:00 | 2033 | 4 | 0 | 0 | 0
2033-04-16 07:00 | 2033 | 4 | 0 | 0 | 0
2033-04-16 08:00 | 2033 | 4 | 0 | 0 | 0
2033-04-16 09:00 | 2033 | 4 | 0 | 0 | 0
2033-04-16 10:00 | 2033 | 4 | 0 | 0 | 0
2033-04-16 11:00 | 2033 | 4 | 0 | 0 | 0
2033-04-16 12:00 | 2033 | 4 | 0 | 0 | 0
2033-04-16 13:00 | 2033 | 4 | 0 | 0 | 0
2033-04-16 14:00 | 2033 | 4 | 0 | 0 | 0
2033-04-16 15:00 | 2033 | 4 | 0 | 0 | 0
2033-04-16 16:00 | 2033 | 4 | 0 | 0 | 0
2033-04-16 17:00 | 2033 | 4 | 0 | 0 | 0
2033-04-16 18:00 | 2033 | 4 | 0 | 0 | 0
2033-04-16 19:00 | 2033 | 4 | 0 | 0 | 0
2033-04-16 20:00 | 2033 | 4 | 0 | 0 | 0
2033-04-16 21:00 | 2033 | 4 | 0 | 0 | 0
2033-04-16 22:00 | 2033 | 4 | 0 | 0 | 0
2033-04-16 23:00 | 2033 | 4 | 0 | 0 | 0
2033-04-17 | 2033 | 4 | 0 | 0 | 0
2033-04-17 01:00 | 2033 | 4 | 0 | 0 | 0
2033-04-17 02:00 | 2033 | 4 | 0 | 0 | 0
2033-04-17 03:00 | 2033 | 4 | 0 | 0 | 0
2033-04-17 04:00 | 2033 | 4 | 0 | 0 | 0
2033-04-17 05:00 | 2033 | 4 | 0 | 0 | 0
2033-04-17 06:00 | 2033 | 4 | 0 | 0 | 0
2033-04-17 07:00 | 2033 | 4 | 0 | 0 | 0
2033-04-17 08:00 | 2033 | 4 | 0 | 0 | 0
2033-04-17 09:00 | 2033 | 4 | 0 | 0 | 0
2033-04-17 10:00 | 2033 | 4 | 0 | 0 | 0
2033-04-17 11:00 | 2033 | 4 | 0 | 0 | 0
2033-04-17 12:00 | 2033 | 4 | 0 | 0 | 0
2033-04-17 13:00 | 2033 | 4 | 0 | 0 | 0
2033-04-17 14:00 | 2033 | 4 | 0 | 0 | 0
2033-04-17 15:00 | 2033 | 4 | 0 | 0 | 0
2033-04-17 16:00 | 2033 | 4 | 0 | 0 | 0
2033-04-17 17:00 | 2033 | 4 | 0 | 0 | 0
2033-04-17 18:00 | 2033 | 4 | 0 | 0 | 0
2033-04-17 19:00 | 2033 | 4 | 0 | 0 | 0
2033-04-17 20:00 | 2033 | 4 | 0 | 0 | 0
2033-04-17 21:00 | 2033 | 4 | 0 | 0 | 0
2033-04-17 22:00 | 2033 | 4 | 0 | 0 | 0
2033-04-17 23:00 | 2033 | 4 | 0 | 0 | 0
2033-04-18 | 2033 | 4 | 0 | 0 | 0
2033-04-18 01:00 | 2033 | 4 | 0 | 0 | 0
2033-04-18 02:00 | 2033 | 4 | 0 | 0 | 0
2033-04-18 03:00 | 2033 | 4 | 0 | 0 | 0
2033-04-18 04:00 | 2033 | 4 | 0 | 0 | 0
2033-04-18 05:00 | 2033 | 4 | 0 | 0 | 0
2033-04-18 06:00 | 2033 | 4 | 0 | 0 | 0
2033-04-18 07:00 | 2033 | 4 | 0 | 0 | 0
2033-04-18 08:00 | 2033 | 4 | 0 | 0 | 0
2033-04-18 09:00 | 2033 | 4 | 0 | 0 | 0
2033-04-18 10:00 | 2033 | 4 | 0 | 0 | 0
2033-04-18 11:00 | 2033 | 4 | 0 | 0 | 0
2033-04-18 12:00 | 2033 | 4 | 0 | 0 | 0
2033-04-18 13:00 | 2033 | 4 | 0 | 0 | 0
2033-04-18 14:00 | 2033 | 4 | 0 | 0 | 0
2033-04-18 15:00 | 2033 | 4 | 0 | 0 | 0
2033-04-18 16:00 | 2033 | 4 | 0 | 0 | 0
2033-04-18 17:00 | 2033 | 4 | 0 | 0 | 0
2033-04-18 18:00 | 2033 | 4 | 0 | 0 | 0
2033-04-18 19:00 | 2033 | 4 | 0 | 0 | 0
2033-04-18 20:00 | 2033 | 4 | 0 | 0 | 0
2033-04-18 21:00 | 2033 | 4 | 0 | 0 | 0
2033-04-18 22:00 | 2033 | 4 | 0 | 0 | 0
2033-04-18 23:00 | 2033 | 4 | 0 | 0 | 0
2033-04-19 | 2033 | 4 | 0 | 0 | 0
2033-04-19 01:00 | 2033 | 4 | 0 | 0 | 0
2033-04-19 02:00 | 2033 | 4 | 0 | 0 | 0
2033-04-19 03:00 | 2033 | 4 | 0 | 0 | 0
2033-04-19 04:00 | 2033 | 4 | 0 | 0 | 0
2033-04-19 05:00 | 2033 | 4 | 0 | 0 | 0
2033-04-19 06:00 | 2033 | 4 | 0 | 0 | 0
2033-04-19 07:00 | 2033 | 4 | 0 | 0 | 0
2033-04-19 08:00 | 2033 | 4 | 0 | 0 | 0
2033-04-19 09:00 | 2033 | 4 | 0 | 0 | 0
2033-04-19 10:00 | 2033 | 4 | 0 | 0 | 0
2033-04-19 11:00 | 2033 | 4 | 0 | 0 | 0
2033-04-19 12:00 | 2033 | 4 | 0 | 0 | 0
2033-04-19 13:00 | 2033 | 4 | 0 | 0 | 0
2033-04-19 14:00 | 2033 | 4 | 0 | 0 | 0
2033-04-19 15:00 | 2033 | 4 | 0 | 0 | 0
2033-04-19 16:00 | 2033 | 4 | 0 | 0 | 0
2033-04-19 17:00 | 2033 | 4 | 0 | 0 | 0
2033-04-19 18:00 | 2033 | 4 | 0 | 0 | 0
2033-04-19 19:00 | 2033 | 4 | 0 | 0 | 0
2033-04-19 20:00 | 2033 | 4 | 0 | 0 | 0
2033-04-19 21:00 | 2033 | 4 | 0 | 0 | 0
2033-04-19 22:00 | 2033 | 4 | 0 | 0 | 0
2033-04-19 23:00 | 2033 | 4 | 0 | 0 | 0
2033-04-20 | 2033 | 4 | 0 | 0 | 0
2033-04-20 01:00 | 2033 | 4 | 0 | 0 | 0
2033-04-20 02:00 | 2033 | 4 | 0 | 0 | 0
2033-04-20 03:00 | 2033 | 4 | 0 | 0 | 0
2033-04-20 04:00 | 2033 | 4 | 0 | 0 | 0
2033-04-20 05:00 | 2033 | 4 | 0 | 0 | 0
2033-04-20 06:00 | 2033 | 4 | 0 | 0 | 0
2033-04-20 07:00 | 2033 | 4 | 0 | 0 | 0
2033-04-20 08:00 | 2033 | 4 | 0 | 0 | 0
2033-04-20 09:00 | 2033 | 4 | 0 | 0 | 0
2033-04-20 10:00 | 2033 | 4 | 0 | 0 | 0
2033-04-20 11:00 | 2033 | 4 | 0 | 0 | 0
2033-04-20 12:00 | 2033 | 4 | 0 | 0 | 0
2033-04-20 13:00 | 2033 | 4 | 0 | 0 | 0
2033-04-20 14:00 | 2033 | 4 | 0 | 0 | 0
2033-04-20 15:00 | 2033 | 4 | 0 | 0 | 0
2033-04-20 16:00 | 2033 | 4 | 0 | 0 | 0
2033-04-20 17:00 | 2033 | 4 | 0 | 0 | 0
2033-04-20 18:00 | 2033 | 4 | 0 | 0 | 0
2033-04-20 19:00 | 2033 | 4 | 0 | 0 | 0
2033-04-20 20:00 | 2033 | 4 | 0 | 0 | 0
2033-04-20 21:00 | 2033 | 4 | 0 | 0 | 0
2033-04-20 22:00 | 2033 | 4 | 0 | 0 | 0
2033-04-20 23:00 | 2033 | 4 | 0 | 0 | 0
2033-04-21 | 2033 | 4 | 0 | 0 | 0
2033-04-21 01:00 | 2033 | 4 | 0 | 0 | 0
2033-04-21 02:00 | 2033 | 4 | 0 | 0 | 0
2033-04-21 03:00 | 2033 | 4 | 0 | 0 | 0
2033-04-21 04:00 | 2033 | 4 | 0 | 0 | 0
2033-04-21 05:00 | 2033 | 4 | 0 | 0 | 0
2033-04-21 06:00 | 2033 | 4 | 0 | 0 | 0
2033-04-21 07:00 | 2033 | 4 | 0 | 0 | 0
2033-04-21 08:00 | 2033 | 4 | 0 | 0 | 0
2033-04-21 09:00 | 2033 | 4 | 0 | 0 | 0
2033-04-21 10:00 | 2033 | 4 | 0 | 0 | 0
2033-04-21 11:00 | 2033 | 4 | 0 | 0 | 0
2033-04-21 12:00 | 2033 | 4 | 0 | 0 | 0
2033-04-21 13:00 | 2033 | 4 | 0 | 0 | 0
2033-04-21 14:00 | 2033 | 4 | 0 | 0 | 0
2033-04-21 15:00 | 2033 | 4 | 0 | 0 | 0
2033-04-21 16:00 | 2033 | 4 | 0 | 0 | 0
2033-04-21 17:00 | 2033 | 4 | 0 | 0 | 0
2033-04-21 18:00 | 2033 | 4 | 0 | 0 | 0
2033-04-21 19:00 | 2033 | 4 | 0 | 0 | 0
2033-04-21 20:00 | 2033 | 4 | 0 | 0 | 0
2033-04-21 21:00 | 2033 | 4 | 0 | 0 | 0
2033-04-21 22:00 | 2033 | 4 | 0 | 0 | 0
2033-04-21 23:00 | 2033 | 4 | 0 | 0 | 0
2033-04-22 | 2033 | 4 | 0 | 0 | 0
2033-04-22 01:00 | 2033 | 4 | 0 | 0 | 0
2033-04-22 02:00 | 2033 | 4 | 0 | 0 | 0
2033-04-22 03:00 | 2033 | 4 | 0 | 0 | 0
2033-04-22 04:00 | 2033 | 4 | 0 | 0 | 0
2033-04-22 05:00 | 2033 | 4 | 0 | 0 | 0
2033-04-22 06:00 | 2033 | 4 | 0 | 0 | 0
2033-04-22 07:00 | 2033 | 4 | 0 | 0 | 0
2033-04-22 08:00 | 2033 | 4 | 0 | 0 | 0
2033-04-22 09:00 | 2033 | 4 | 0 | 0 | 0
2033-04-22 10:00 | 2033 | 4 | 0 | 0 | 0
2033-04-22 11:00 | 2033 | 4 | 0 | 0 | 0
2033-04-22 12:00 | 2033 | 4 | 0 | 0 | 0
2033-04-22 13:00 | 2033 | 4 | 0 | 0 | 0
2033-04-22 14:00 | 2033 | 4 | 0 | 0 | 0
2033-04-22 15:00 | 2033 | 4 | 0 | 0 | 0
2033-04-22 16:00 | 2033 | 4 | 0 | 0 | 0
2033-04-22 17:00 | 2033 | 4 | 0 | 0 | 0
2033-04-22 18:00 | 2033 | 4 | 0 | 0 | 0
2033-04-22 19:00 | 2033 | 4 | 0 | 0 | 0
2033-04-22 20:00 | 2033 | 4 | 0 | 0 | 0
2033-04-22 21:00 | 2033 | 4 | 0 | 0 | 0
2033-04-22 22:00 | 2033 | 4 | 0 | 0 | 0
2033-04-22 23:00 | 2033 | 4 | 0 | 0 | 0
2033-04-23 | 2033 | 4 | 0 | 0 | 0
2033-04-23 01:00 | 2033 | 4 | 0 | 0 | 0
2033-04-23 02:00 | 2033 | 4 | 0 | 0 | 0
2033-04-23 03:00 | 2033 | 4 | 0 | 0 | 0
2033-04-23 04:00 | 2033 | 4 | 0 | 0 | 0
2033-04-23 05:00 | 2033 | 4 | 0 | 0 | 0
2033-04-23 06:00 | 2033 | 4 | 0 | 0 | 0
2033-04-23 07:00 | 2033 | 4 | 0 | 0 | 0
2033-04-23 08:00 | 2033 | 4 | 0 | 0 | 0
2033-04-23 09:00 | 2033 | 4 | 0 | 0 | 0
2033-04-23 10:00 | 2033 | 4 | 0 | 0 | 0
2033-04-23 11:00 | 2033 | 4 | 0 | 0 | 0
2033-04-23 12:00 | 2033 | 4 | 0 | 0 | 0
2033-04-23 13:00 | 2033 | 4 | 0 | 0 | 0
2033-04-23 14:00 | 2033 | 4 | 0 | 0 | 0
2033-04-23 15:00 | 2033 | 4 | 0 | 0 | 0
2033-04-23 16:00 | 2033 | 4 | 0 | 0 | 0
2033-04-23 17:00 | 2033 | 4 | 0 | 0 | 0
2033-04-23 18:00 | 2033 | 4 | 0 | 0 | 0
2033-04-23 19:00 | 2033 | 4 | 0 | 0 | 0
2033-04-23 20:00 | 2033 | 4 | 0 | 0 | 0
2033-04-23 21:00 | 2033 | 4 | 0 | 0 | 0
2033-04-23 22:00 | 2033 | 4 | 0 | 0 | 0
2033-04-23 23:00 | 2033 | 4 | 0 | 0 | 0
2033-04-24 | 2033 | 4 | 0 | 0 | 0
2033-04-24 01:00 | 2033 | 4 | 0 | 0 | 0
2033-04-24 02:00 | 2033 | 4 | 0 | 0 | 0
2033-04-24 03:00 | 2033 | 4 | 0 | 0 | 0
2033-04-24 04:00 | 2033 | 4 | 0 | 0 | 0
2033-04-24 05:00 | 2033 | 4 | 0 | 0 | 0
2033-04-24 06:00 | 2033 | 4 | 0 | 0 | 0
2033-04-24 07:00 | 2033 | 4 | 0 | 0 | 0
2033-04-24 08:00 | 2033 | 4 | 0 | 0 | 0
2033-04-24 09:00 | 2033 | 4 | 0 | 0 | 0
2033-04-24 10:00 | 2033 | 4 | 0 | 0 | 0
2033-04-24 11:00 | 2033 | 4 | 0 | 0 | 0
2033-04-24 12:00 | 2033 | 4 | 0 | 0 | 0
2033-04-24 13:00 | 2033 | 4 | 0 | 0 | 0
2033-04-24 14:00 | 2033 | 4 | 0 | 0 | 0
2033-04-24 15:00 | 2033 | 4 | 0 | 0 | 0
2033-04-24 16:00 | 2033 | 4 | 0 | 0 | 0
2033-04-24 17:00 | 2033 | 4 | 0 | 0 | 0
2033-04-24 18:00 | 2033 | 4 | 0 | 0 | 0
2033-04-24 19:00 | 2033 | 4 | 0 | 0 | 0
2033-04-24 20:00 | 2033 | 4 | 0 | 0 | 0
2033-04-24 21:00 | 2033 | 4 | 0 | 0 | 0
2033-04-24 22:00 | 2033 | 4 | 0 | 0 | 0
2033-04-24 23:00 | 2033 | 4 | 0 | 0 | 0
2033-04-25 | 2033 | 4 | 0 | 0 | 0
2033-04-25 01:00 | 2033 | 4 | 0 | 0 | 0
2033-04-25 02:00 | 2033 | 4 | 0 | 0 | 0
2033-04-25 03:00 | 2033 | 4 | 0 | 0 | 0
2033-04-25 04:00 | 2033 | 4 | 0 | 0 | 0
2033-04-25 05:00 | 2033 | 4 | 0 | 0 | 0
2033-04-25 06:00 | 2033 | 4 | 0 | 0 | 0
2033-04-25 07:00 | 2033 | 4 | 0 | 0 | 0
2033-04-25 08:00 | 2033 | 4 | 0 | 0 | 0
2033-04-25 09:00 | 2033 | 4 | 0 | 0 | 0
2033-04-25 10:00 | 2033 | 4 | 0 | 0 | 0
2033-04-25 11:00 | 2033 | 4 | 0 | 0 | 0
2033-04-25 12:00 | 2033 | 4 | 0 | 0 | 0
2033-04-25 13:00 | 2033 | 4 | 0 | 0 | 0
2033-04-25 14:00 | 2033 | 4 | 0 | 0 | 0
2033-04-25 15:00 | 2033 | 4 | 0 | 0 | 0
2033-04-25 16:00 | 2033 | 4 | 0 | 0 | 0
2033-04-25 17:00 | 2033 | 4 | 0 | 0 | 0
2033-04-25 18:00 | 2033 | 4 | 0 | 0 | 0
2033-04-25 19:00 | 2033 | 4 | 0 | 0 | 0
2033-04-25 20:00 | 2033 | 4 | 0 | 0 | 0
2033-04-25 21:00 | 2033 | 4 | 0 | 0 | 0
2033-04-25 22:00 | 2033 | 4 | 0 | 0 | 0
2033-04-25 23:00 | 2033 | 4 | 0 | 0 | 0
2033-04-26 | 2033 | 4 | 0 | 0 | 0
2033-04-26 01:00 | 2033 | 4 | 0 | 0 | 0
2033-04-26 02:00 | 2033 | 4 | 0 | 0 | 0
2033-04-26 03:00 | 2033 | 4 | 0 | 0 | 0
2033-04-26 04:00 | 2033 | 4 | 0 | 0 | 0
2033-04-26 05:00 | 2033 | 4 | 0 | 0 | 0
2033-04-26 06:00 | 2033 | 4 | 0 | 0 | 0
2033-04-26 07:00 | 2033 | 4 | 0 | 0 | 0
2033-04-26 08:00 | 2033 | 4 | 0 | 0 | 0
2033-04-26 09:00 | 2033 | 4 | 0 | 0 | 0
2033-04-26 10:00 | 2033 | 4 | 0 | 0 | 0
2033-04-26 11:00 | 2033 | 4 | 0 | 0 | 0
2033-04-26 12:00 | 2033 | 4 | 0 | 0 | 0
2033-04-26 13:00 | 2033 | 4 | 0 | 0 | 0
2033-04-26 14:00 | 2033 | 4 | 0 | 0 | 0
2033-04-26 15:00 | 2033 | 4 | 0 | 0 | 0
2033-04-26 16:00 | 2033 | 4 | 0 | 0 | 0
2033-04-26 17:00 | 2033 | 4 | 0 | 0 | 0
2033-04-26 18:00 | 2033 | 4 | 0 | 0 | 0
2033-04-26 19:00 | 2033 | 4 | 0 | 0 | 0
2033-04-26 20:00 | 2033 | 4 | 0 | 0 | 0
2033-04-26 21:00 | 2033 | 4 | 0 | 0 | 0
2033-04-26 22:00 | 2033 | 4 | 0 | 0 | 0
2033-04-26 23:00 | 2033 | 4 | 0 | 0 | 0
2033-04-27 | 2033 | 4 | 0 | 0 | 0
2033-04-27 01:00 | 2033 | 4 | 0 | 0 | 0
2033-04-27 02:00 | 2033 | 4 | 0 | 0 | 0
2033-04-27 03:00 | 2033 | 4 | 0 | 0 | 0
2033-04-27 04:00 | 2033 | 4 | 0 | 0 | 0
2033-04-27 05:00 | 2033 | 4 | 0 | 0 | 0
2033-04-27 06:00 | 2033 | 4 | 0 | 0 | 0
2033-04-27 07:00 | 2033 | 4 | 0 | 0 | 0
2033-04-27 08:00 | 2033 | 4 | 0 | 0 | 0
2033-04-27 09:00 | 2033 | 4 | 0 | 0 | 0
2033-04-27 10:00 | 2033 | 4 | 0 | 0 | 0
2033-04-27 11:00 | 2033 | 4 | 0 | 0 | 0
2033-04-27 12:00 | 2033 | 4 | 0 | 0 | 0
2033-04-27 13:00 | 2033 | 4 | 0 | 0 | 0
2033-04-27 14:00 | 2033 | 4 | 0 | 0 | 0
2033-04-27 15:00 | 2033 | 4 | 0 | 0 | 0
2033-04-27 16:00 | 2033 | 4 | 0 | 0 | 0
2033-04-27 17:00 | 2033 | 4 | 0 | 0 | 0
2033-04-27 18:00 | 2033 | 4 | 0 | 0 | 0
2033-04-27 19:00 | 2033 | 4 | 0 | 0 | 0
2033-04-27 20:00 | 2033 | 4 | 0 | 0 | 0
2033-04-27 21:00 | 2033 | 4 | 0 | 0 | 0
2033-04-27 22:00 | 2033 | 4 | 0 | 0 | 0
2033-04-27 23:00 | 2033 | 4 | 0 | 0 | 0
2033-04-28 | 2033 | 4 | 0 | 0 | 0
2033-04-28 01:00 | 2033 | 4 | 0 | 0 | 0
2033-04-28 02:00 | 2033 | 4 | 0 | 0 | 0
2033-04-28 03:00 | 2033 | 4 | 0 | 0 | 0
2033-04-28 04:00 | 2033 | 4 | 0 | 0 | 0
2033-04-28 05:00 | 2033 | 4 | 0 | 0 | 0
2033-04-28 06:00 | 2033 | 4 | 0 | 0 | 0
2033-04-28 07:00 | 2033 | 4 | 0 | 0 | 0
2033-04-28 08:00 | 2033 | 4 | 0 | 0 | 0
2033-04-28 09:00 | 2033 | 4 | 0 | 0 | 0
2033-04-28 10:00 | 2033 | 4 | 0 | 0 | 0
2033-04-28 11:00 | 2033 | 4 | 0 | 0 | 0
2033-04-28 12:00 | 2033 | 4 | 0 | 0 | 0
2033-04-28 13:00 | 2033 | 4 | 0 | 0 | 0
2033-04-28 14:00 | 2033 | 4 | 0 | 0 | 0
2033-04-28 15:00 | 2033 | 4 | 0 | 0 | 0
2033-04-28 16:00 | 2033 | 4 | 0 | 0 | 0
2033-04-28 17:00 | 2033 | 4 | 0 | 0 | 0
2033-04-28 18:00 | 2033 | 4 | 0 | 0 | 0
2033-04-28 19:00 | 2033 | 4 | 0 | 0 | 0
2033-04-28 20:00 | 2033 | 4 | 0 | 0 | 0
2033-04-28 21:00 | 2033 | 4 | 0 | 0 | 0
2033-04-28 22:00 | 2033 | 4 | 0 | 0 | 0
2033-04-28 23:00 | 2033 | 4 | 0 | 0 | 0
2033-04-29 | 2033 | 4 | 0 | 0 | 0
2033-04-29 01:00 | 2033 | 4 | 0 | 0 | 0
2033-04-29 02:00 | 2033 | 4 | 0 | 0 | 0
2033-04-29 03:00 | 2033 | 4 | 0 | 0 | 0
2033-04-29 04:00 | 2033 | 4 | 0 | 0 | 0
2033-04-29 05:00 | 2033 | 4 | 0 | 0 | 0
2033-04-29 06:00 | 2033 | 4 | 0 | 0 | 0
2033-04-29 07:00 | 2033 | 4 | 0 | 0 | 0
2033-04-29 08:00 | 2033 | 4 | 0 | 0 | 0
2033-04-29 09:00 | 2033 | 4 | 0 | 0 | 0
2033-04-29 10:00 | 2033 | 4 | 0 | 0 | 0
2033-04-29 11:00 | 2033 | 4 | 0 | 0 | 0
2033-04-29 12:00 | 2033 | 4 | 0 | 0 | 0
2033-04-29 13:00 | 2033 | 4 | 0 | 0 | 0
2033-04-29 14:00 | 2033 | 4 | 0 | 0 | 0
2033-04-29 15:00 | 2033 | 4 | 0 | 0 | 0
2033-04-29 16:00 | 2033 | 4 | 0 | 0 | 0
2033-04-29 17:00 | 2033 | 4 | 0 | 0 | 0
2033-04-29 18:00 | 2033 | 4 | 0 | 0 | 0
2033-04-29 19:00 | 2033 | 4 | 0 | 0 | 0
2033-04-29 20:00 | 2033 | 4 | 0 | 0 | 0
2033-04-29 21:00 | 2033 | 4 | 0 | 0 | 0
2033-04-29 22:00 | 2033 | 4 | 0 | 0 | 0
2033-04-29 23:00 | 2033 | 4 | 0 | 0 | 0
2033-04-30 | 2033 | 4 | 0 | 0 | 0
2033-04-30 01:00 | 2033 | 4 | 0 | 0 | 0
2033-04-30 02:00 | 2033 | 4 | 0 | 0 | 0
2033-04-30 03:00 | 2033 | 4 | 0 | 0 | 0
2033-04-30 04:00 | 2033 | 4 | 0 | 0 | 0
2033-04-30 05:00 | 2033 | 4 | 0 | 0 | 0
2033-04-30 06:00 | 2033 | 4 | 0 | 0 | 0
2033-04-30 07:00 | 2033 | 4 | 0 | 0 | 0
2033-04-30 08:00 | 2033 | 4 | 0 | 0 | 0
2033-04-30 09:00 | 2033 | 4 | 0 | 0 | 0
2033-04-30 10:00 | 2033 | 4 | 0 | 0 | 0
2033-04-30 11:00 | 2033 | 4 | 0 | 0 | 0
2033-04-30 12:00 | 2033 | 4 | 0 | 0 | 0
2033-04-30 13:00 | 2033 | 4 | 0 | 0 | 0
2033-04-30 14:00 | 2033 | 4 | 0 | 0 | 0
2033-04-30 15:00 | 2033 | 4 | 0 | 0 | 0
2033-04-30 16:00 | 2033 | 4 | 0 | 0 | 0
2033-04-30 17:00 | 2033 | 4 | 0 | 0 | 0
2033-04-30 18:00 | 2033 | 4 | 0 | 0 | 0
2033-04-30 19:00 | 2033 | 4 | 0 | 0 | 0
2033-04-30 20:00 | 2033 | 4 | 0 | 0 | 0
2033-04-30 21:00 | 2033 | 4 | 0 | 0 | 0
2033-04-30 22:00 | 2033 | 4 | 0 | 0 | 0
2033-04-30 23:00 | 2033 | 4 | 0 | 0 | 0
2033-05-01 | 2033 | 5 | 0 | 0 | 0
2033-05-01 01:00 | 2033 | 5 | 0 | 0 | 0
2033-05-01 02:00 | 2033 | 5 | 0 | 0 | 0
2033-05-01 03:00 | 2033 | 5 | 0 | 0 | 0
2033-05-01 04:00 | 2033 | 5 | 0 | 0 | 0
2033-05-01 05:00 | 2033 | 5 | 0 | 0 | 0
2033-05-01 06:00 | 2033 | 5 | 0 | 0 | 0
2033-05-01 07:00 | 2033 | 5 | 0 | 0 | 0
2033-05-01 08:00 | 2033 | 5 | 0 | 0 | 0
2033-05-01 09:00 | 2033 | 5 | 0 | 0 | 0
2033-05-01 10:00 | 2033 | 5 | 0 | 0 | 0
2033-05-01 11:00 | 2033 | 5 | 0 | 0 | 0
2033-05-01 12:00 | 2033 | 5 | 0 | 0 | 0
2033-05-01 13:00 | 2033 | 5 | 0 | 0 | 0
2033-05-01 14:00 | 2033 | 5 | 0 | 0 | 0
2033-05-01 15:00 | 2033 | 5 | 0 | 0 | 0
2033-05-01 16:00 | 2033 | 5 | 0 | 0 | 0
2033-05-01 17:00 | 2033 | 5 | 0 | 0 | 0
2033-05-01 18:00 | 2033 | 5 | 0 | 0 | 0
2033-05-01 19:00 | 2033 | 5 | 0 | 0 | 0
2033-05-01 20:00 | 2033 | 5 | 0 | 0 | 0
2033-05-01 21:00 | 2033 | 5 | 0 | 0 | 0
2033-05-01 22:00 | 2033 | 5 | 0 | 0 | 0
2033-05-01 23:00 | 2033 | 5 | 0 | 0 | 0
2033-05-02 | 2033 | 5 | 0 | 0 | 0
2033-05-02 01:00 | 2033 | 5 | 0 | 0 | 0
2033-05-02 02:00 | 2033 | 5 | 0 | 0 | 0
2033-05-02 03:00 | 2033 | 5 | 0 | 0 | 0
2033-05-02 04:00 | 2033 | 5 | 0 | 0 | 0
2033-05-02 05:00 | 2033 | 5 | 0 | 0 | 0
2033-05-02 06:00 | 2033 | 5 | 0 | 0 | 0
2033-05-02 07:00 | 2033 | 5 | 0 | 0 | 0
2033-05-02 08:00 | 2033 | 5 | 0 | 0 | 0
2033-05-02 09:00 | 2033 | 5 | 0 | 0 | 0
2033-05-02 10:00 | 2033 | 5 | 0 | 0 | 0
2033-05-02 11:00 | 2033 | 5 | 0 | 0 | 0
2033-05-02 12:00 | 2033 | 5 | 0 | 0 | 0
2033-05-02 13:00 | 2033 | 5 | 0 | 0 | 0
2033-05-02 14:00 | 2033 | 5 | 0 | 0 | 0
2033-05-02 15:00 | 2033 | 5 | 0 | 0 | 0
2033-05-02 16:00 | 2033 | 5 | 0 | 0 | 0
2033-05-02 17:00 | 2033 | 5 | 0 | 0 | 0
2033-05-02 18:00 | 2033 | 5 | 0 | 0 | 0
2033-05-02 19:00 | 2033 | 5 | 0 | 0 | 0
2033-05-02 20:00 | 2033 | 5 | 0 | 0 | 0
2033-05-02 21:00 | 2033 | 5 | 0 | 0 | 0
2033-05-02 22:00 | 2033 | 5 | 0 | 0 | 0
2033-05-02 23:00 | 2033 | 5 | 0 | 0 | 0
2033-05-03 | 2033 | 5 | 0 | 0 | 0
2033-05-03 01:00 | 2033 | 5 | 0 | 0 | 0
2033-05-03 02:00 | 2033 | 5 | 0 | 0 | 0
2033-05-03 03:00 | 2033 | 5 | 0 | 0 | 0
2033-05-03 04:00 | 2033 | 5 | 0 | 0 | 0
2033-05-03 05:00 | 2033 | 5 | 0 | 0 | 0
2033-05-03 06:00 | 2033 | 5 | 0 | 0 | 0
2033-05-03 07:00 | 2033 | 5 | 0 | 0 | 0
2033-05-03 08:00 | 2033 | 5 | 0 | 0 | 0
2033-05-03 09:00 | 2033 | 5 | 0 | 0 | 0
2033-05-03 10:00 | 2033 | 5 | 0 | 0 | 0
2033-05-03 11:00 | 2033 | 5 | 0 | 0 | 0
2033-05-03 12:00 | 2033 | 5 | 0 | 0 | 0
2033-05-03 13:00 | 2033 | 5 | 0 | 0 | 0
2033-05-03 14:00 | 2033 | 5 | 0 | 0 | 0
2033-05-03 15:00 | 2033 | 5 | 0 | 0 | 0
2033-05-03 16:00 | 2033 | 5 | 0 | 0 | 0
2033-05-03 17:00 | 2033 | 5 | 0 | 0 | 0
2033-05-03 18:00 | 2033 | 5 | 0 | 0 | 0
2033-05-03 19:00 | 2033 | 5 | 0 | 0 | 0
2033-05-03 20:00 | 2033 | 5 | 0 | 0 | 0
2033-05-03 21:00 | 2033 | 5 | 0 | 0 | 0
2033-05-03 22:00 | 2033 | 5 | 0 | 0 | 0
2033-05-03 23:00 | 2033 | 5 | 0 | 0 | 0
2033-05-04 | 2033 | 5 | 0 | 0 | 0
2033-05-04 01:00 | 2033 | 5 | 0 | 0 | 0
2033-05-04 02:00 | 2033 | 5 | 0 | 0 | 0
2033-05-04 03:00 | 2033 | 5 | 0 | 0 | 0
2033-05-04 04:00 | 2033 | 5 | 0 | 0 | 0
2033-05-04 05:00 | 2033 | 5 | 0 | 0 | 0
2033-05-04 06:00 | 2033 | 5 | 0 | 0 | 0
2033-05-04 07:00 | 2033 | 5 | 0 | 0 | 0
2033-05-04 08:00 | 2033 | 5 | 0 | 0 | 0
2033-05-04 09:00 | 2033 | 5 | 0 | 0 | 0
2033-05-04 10:00 | 2033 | 5 | 0 | 0 | 0
2033-05-04 11:00 | 2033 | 5 | 0 | 0 | 0
2033-05-04 12:00 | 2033 | 5 | 0 | 0 | 0
2033-05-04 13:00 | 2033 | 5 | 0 | 0 | 0
2033-05-04 14:00 | 2033 | 5 | 0 | 0 | 0
2033-05-04 15:00 | 2033 | 5 | 0 | 0 | 0
2033-05-04 16:00 | 2033 | 5 | 0 | 0 | 0
2033-05-04 17:00 | 2033 | 5 | 0 | 0 | 0
2033-05-04 18:00 | 2033 | 5 | 0 | 0 | 0
2033-05-04 19:00 | 2033 | 5 | 0 | 0 | 0
2033-05-04 20:00 | 2033 | 5 | 0 | 0 | 0
2033-05-04 21:00 | 2033 | 5 | 0 | 0 | 0
2033-05-04 22:00 | 2033 | 5 | 0 | 0 | 0
2033-05-04 23:00 | 2033 | 5 | 0 | 0 | 0
2033-05-05 | 2033 | 5 | 0 | 0 | 0
2033-05-05 01:00 | 2033 | 5 | 0 | 0 | 0
2033-05-05 02:00 | 2033 | 5 | 0 | 0 | 0
2033-05-05 03:00 | 2033 | 5 | 0 | 0 | 0
2033-05-05 04:00 | 2033 | 5 | 0 | 0 | 0
2033-05-05 05:00 | 2033 | 5 | 0 | 0 | 0
2033-05-05 06:00 | 2033 | 5 | 0 | 0 | 0
2033-05-05 07:00 | 2033 | 5 | 0 | 0 | 0
2033-05-05 08:00 | 2033 | 5 | 0 | 0 | 0
2033-05-05 09:00 | 2033 | 5 | 0 | 0 | 0
2033-05-05 10:00 | 2033 | 5 | 0 | 0 | 0
2033-05-05 11:00 | 2033 | 5 | 0 | 0 | 0
2033-05-05 12:00 | 2033 | 5 | 0 | 0 | 0
2033-05-05 13:00 | 2033 | 5 | 0 | 0 | 0
2033-05-05 14:00 | 2033 | 5 | 0 | 0 | 0
2033-05-05 15:00 | 2033 | 5 | 0 | 0 | 0
2033-05-05 16:00 | 2033 | 5 | 0 | 0 | 0
2033-05-05 17:00 | 2033 | 5 | 0 | 0 | 0
2033-05-05 18:00 | 2033 | 5 | 0 | 0 | 0
2033-05-05 19:00 | 2033 | 5 | 0 | 0 | 0
2033-05-05 20:00 | 2033 | 5 | 0 | 0 | 0
2033-05-05 21:00 | 2033 | 5 | 0 | 0 | 0
2033-05-05 22:00 | 2033 | 5 | 0 | 0 | 0
2033-05-05 23:00 | 2033 | 5 | 0 | 0 | 0
2033-05-06 | 2033 | 5 | 0 | 0 | 0
2033-05-06 01:00 | 2033 | 5 | 0 | 0 | 0
2033-05-06 02:00 | 2033 | 5 | 0 | 0 | 0
2033-05-06 03:00 | 2033 | 5 | 0 | 0 | 0
2033-05-06 04:00 | 2033 | 5 | 0 | 0 | 0
2033-05-06 05:00 | 2033 | 5 | 0 | 0 | 0
2033-05-06 06:00 | 2033 | 5 | 0 | 0 | 0
2033-05-06 07:00 | 2033 | 5 | 0 | 0 | 0
2033-05-06 08:00 | 2033 | 5 | 0 | 0 | 0
2033-05-06 09:00 | 2033 | 5 | 0 | 0 | 0
2033-05-06 10:00 | 2033 | 5 | 0 | 0 | 0
2033-05-06 11:00 | 2033 | 5 | 0 | 0 | 0
2033-05-06 12:00 | 2033 | 5 | 0 | 0 | 0
2033-05-06 13:00 | 2033 | 5 | 0 | 0 | 0
2033-05-06 14:00 | 2033 | 5 | 0 | 0 | 0
2033-05-06 15:00 | 2033 | 5 | 0 | 0 | 0
2033-05-06 16:00 | 2033 | 5 | 0 | 0 | 0
2033-05-06 17:00 | 2033 | 5 | 0 | 0 | 0
2033-05-06 18:00 | 2033 | 5 | 0 | 0 | 0
2033-05-06 19:00 | 2033 | 5 | 0 | 0 | 0
2033-05-06 20:00 | 2033 | 5 | 0 | 0 | 0
2033-05-06 21:00 | 2033 | 5 | 0 | 0 | 0
2033-05-06 22:00 | 2033 | 5 | 0 | 0 | 0
2033-05-06 23:00 | 2033 | 5 | 0 | 0 | 0
2033-05-07 | 2033 | 5 | 0 | 0 | 0
2033-05-07 01:00 | 2033 | 5 | 0 | 0 | 0
2033-05-07 02:00 | 2033 | 5 | 0 | 0 | 0
2033-05-07 03:00 | 2033 | 5 | 0 | 0 | 0
2033-05-07 04:00 | 2033 | 5 | 0 | 0 | 0
2033-05-07 05:00 | 2033 | 5 | 0 | 0 | 0
2033-05-07 06:00 | 2033 | 5 | 0 | 0 | 0
2033-05-07 07:00 | 2033 | 5 | 0 | 0 | 0
2033-05-07 08:00 | 2033 | 5 | 0 | 0 | 0
2033-05-07 09:00 | 2033 | 5 | 0 | 0 | 0
2033-05-07 10:00 | 2033 | 5 | 0 | 0 | 0
2033-05-07 11:00 | 2033 | 5 | 0 | 0 | 0
2033-05-07 12:00 | 2033 | 5 | 0 | 0 | 0
2033-05-07 13:00 | 2033 | 5 | 0 | 0 | 0
2033-05-07 14:00 | 2033 | 5 | 0 | 0 | 0
2033-05-07 15:00 | 2033 | 5 | 0 | 0 | 0
2033-05-07 16:00 | 2033 | 5 | 0 | 0 | 0
2033-05-07 17:00 | 2033 | 5 | 0 | 0 | 0
2033-05-07 18:00 | 2033 | 5 | 0 | 0 | 0
2033-05-07 19:00 | 2033 | 5 | 0 | 0 | 0
2033-05-07 20:00 | 2033 | 5 | 0 | 0 | 0
2033-05-07 21:00 | 2033 | 5 | 0 | 0 | 0
2033-05-07 22:00 | 2033 | 5 | 0 | 0 | 0
2033-05-07 23:00 | 2033 | 5 | 0 | 0 | 0
2033-05-08 | 2033 | 5 | 0 | 0 | 0
2033-05-08 01:00 | 2033 | 5 | 0 | 0 | 0
2033-05-08 02:00 | 2033 | 5 | 0 | 0 | 0
2033-05-08 03:00 | 2033 | 5 | 0 | 0 | 0
2033-05-08 04:00 | 2033 | 5 | 0 | 0 | 0
2033-05-08 05:00 | 2033 | 5 | 0 | 0 | 0
2033-05-08 06:00 | 2033 | 5 | 0 | 0 | 0
2033-05-08 07:00 | 2033 | 5 | 0 | 0 | 0
2033-05-08 08:00 | 2033 | 5 | 0 | 0 | 0
2033-05-08 09:00 | 2033 | 5 | 0 | 0 | 0
2033-05-08 10:00 | 2033 | 5 | 0 | 0 | 0
2033-05-08 11:00 | 2033 | 5 | 0 | 0 | 0
2033-05-08 12:00 | 2033 | 5 | 0 | 0 | 0
2033-05-08 13:00 | 2033 | 5 | 0 | 0 | 0
2033-05-08 14:00 | 2033 | 5 | 0 | 0 | 0
2033-05-08 15:00 | 2033 | 5 | 0 | 0 | 0
2033-05-08 16:00 | 2033 | 5 | 0 | 0 | 0
2033-05-08 17:00 | 2033 | 5 | 0 | 0 | 0
2033-05-08 18:00 | 2033 | 5 | 0 | 0 | 0
2033-05-08 19:00 | 2033 | 5 | 0 | 0 | 0
2033-05-08 20:00 | 2033 | 5 | 0 | 0 | 0
2033-05-08 21:00 | 2033 | 5 | 0 | 0 | 0
2033-05-08 22:00 | 2033 | 5 | 0 | 0 | 0
2033-05-08 23:00 | 2033 | 5 | 0 | 0 | 0
2033-05-09 | 2033 | 5 | 0 | 0 | 0
2033-05-09 01:00 | 2033 | 5 | 0 | 0 | 0
2033-05-09 02:00 | 2033 | 5 | 0 | 0 | 0
2033-05-09 03:00 | 2033 | 5 | 0 | 0 | 0
2033-05-09 04:00 | 2033 | 5 | 0 | 0 | 0
2033-05-09 05:00 | 2033 | 5 | 0 | 0 | 0
2033-05-09 06:00 | 2033 | 5 | 0 | 0 | 0
2033-05-09 07:00 | 2033 | 5 | 0 | 0 | 0
2033-05-09 08:00 | 2033 | 5 | 0 | 0 | 0
2033-05-09 09:00 | 2033 | 5 | 0 | 0 | 0
2033-05-09 10:00 | 2033 | 5 | 0 | 0 | 0
2033-05-09 11:00 | 2033 | 5 | 0 | 0 | 0
2033-05-09 12:00 | 2033 | 5 | 0 | 0 | 0
2033-05-09 13:00 | 2033 | 5 | 0 | 0 | 0
2033-05-09 14:00 | 2033 | 5 | 0 | 0 | 0
2033-05-09 15:00 | 2033 | 5 | 0 | 0 | 0
2033-05-09 16:00 | 2033 | 5 | 0 | 0 | 0
2033-05-09 17:00 | 2033 | 5 | 0 | 0 | 0
2033-05-09 18:00 | 2033 | 5 | 0 | 0 | 0
2033-05-09 19:00 | 2033 | 5 | 0 | 0 | 0
2033-05-09 20:00 | 2033 | 5 | 0 | 0 | 0
2033-05-09 21:00 | 2033 | 5 | 0 | 0 | 0
2033-05-09 22:00 | 2033 | 5 | 0 | 0 | 0
2033-05-09 23:00 | 2033 | 5 | 0 | 0 | 0
2033-05-10 | 2033 | 5 | 0 | 0 | 0
2033-05-10 01:00 | 2033 | 5 | 0 | 0 | 0
2033-05-10 02:00 | 2033 | 5 | 0 | 0 | 0
2033-05-10 03:00 | 2033 | 5 | 0 | 0 | 0
2033-05-10 04:00 | 2033 | 5 | 0 | 0 | 0
2033-05-10 05:00 | 2033 | 5 | 0 | 0 | 0
2033-05-10 06:00 | 2033 | 5 | 0 | 0 | 0
2033-05-10 07:00 | 2033 | 5 | 0 | 0 | 0
2033-05-10 08:00 | 2033 | 5 | 0 | 0 | 0
2033-05-10 09:00 | 2033 | 5 | 0 | 0 | 0
2033-05-10 10:00 | 2033 | 5 | 0 | 0 | 0
2033-05-10 11:00 | 2033 | 5 | 0 | 0 | 0
2033-05-10 12:00 | 2033 | 5 | 0 | 0 | 0
2033-05-10 13:00 | 2033 | 5 | 0 | 0 | 0
2033-05-10 14:00 | 2033 | 5 | 0 | 0 | 0
2033-05-10 15:00 | 2033 | 5 | 0 | 0 | 0
2033-05-10 16:00 | 2033 | 5 | 0 | 0 | 0
2033-05-10 17:00 | 2033 | 5 | 0 | 0 | 0
2033-05-10 18:00 | 2033 | 5 | 0 | 0 | 0
2033-05-10 19:00 | 2033 | 5 | 0 | 0 | 0
2033-05-10 20:00 | 2033 | 5 | 0 | 0 | 0
2033-05-10 21:00 | 2033 | 5 | 0 | 0 | 0
2033-05-10 22:00 | 2033 | 5 | 0 | 0 | 0
2033-05-10 23:00 | 2033 | 5 | 0 | 0 | 0
2033-05-11 | 2033 | 5 | 0 | 0 | 0
2033-05-11 01:00 | 2033 | 5 | 0 | 0 | 0
2033-05-11 02:00 | 2033 | 5 | 0 | 0 | 0
2033-05-11 03:00 | 2033 | 5 | 0 | 0 | 0
2033-05-11 04:00 | 2033 | 5 | 0 | 0 | 0
2033-05-11 05:00 | 2033 | 5 | 0 | 0 | 0
2033-05-11 06:00 | 2033 | 5 | 0 | 0 | 0
2033-05-11 07:00 | 2033 | 5 | 0 | 0 | 0
2033-05-11 08:00 | 2033 | 5 | 0 | 0 | 0
2033-05-11 09:00 | 2033 | 5 | 0 | 0 | 0
2033-05-11 10:00 | 2033 | 5 | 0 | 0 | 0
2033-05-11 11:00 | 2033 | 5 | 0 | 0 | 0
2033-05-11 12:00 | 2033 | 5 | 0 | 0 | 0
2033-05-11 13:00 | 2033 | 5 | 0 | 0 | 0
2033-05-11 14:00 | 2033 | 5 | 0 | 0 | 0
2033-05-11 15:00 | 2033 | 5 | 0 | 0 | 0
2033-05-11 16:00 | 2033 | 5 | 0 | 0 | 0
2033-05-11 17:00 | 2033 | 5 | 0 | 0 | 0
2033-05-11 18:00 | 2033 | 5 | 0 | 0 | 0
2033-05-11 19:00 | 2033 | 5 | 0 | 0 | 0
2033-05-11 20:00 | 2033 | 5 | 0 | 0 | 0
2033-05-11 21:00 | 2033 | 5 | 0 | 0 | 0
2033-05-11 22:00 | 2033 | 5 | 0 | 0 | 0
2033-05-11 23:00 | 2033 | 5 | 0 | 0 | 0
2033-05-12 | 2033 | 5 | 0 | 0 | 0
2033-05-12 01:00 | 2033 | 5 | 0 | 0 | 0
2033-05-12 02:00 | 2033 | 5 | 0 | 0 | 0
2033-05-12 03:00 | 2033 | 5 | 0 | 0 | 0
2033-05-12 04:00 | 2033 | 5 | 0 | 0 | 0
2033-05-12 05:00 | 2033 | 5 | 0 | 0 | 0
2033-05-12 06:00 | 2033 | 5 | 0 | 0 | 0
2033-05-12 07:00 | 2033 | 5 | 0 | 0 | 0
2033-05-12 08:00 | 2033 | 5 | 0 | 0 | 0
2033-05-12 09:00 | 2033 | 5 | 0 | 0 | 0
2033-05-12 10:00 | 2033 | 5 | 0 | 0 | 0
2033-05-12 11:00 | 2033 | 5 | 0 | 0 | 0
2033-05-12 12:00 | 2033 | 5 | 0 | 0 | 0
2033-05-12 13:00 | 2033 | 5 | 0 | 0 | 0
2033-05-12 14:00 | 2033 | 5 | 0 | 0 | 0
2033-05-12 15:00 | 2033 | 5 | 0 | 0 | 0
2033-05-12 16:00 | 2033 | 5 | 0 | 0 | 0
2033-05-12 17:00 | 2033 | 5 | 0 | 0 | 0
2033-05-12 18:00 | 2033 | 5 | 0 | 0 | 0
2033-05-12 19:00 | 2033 | 5 | 0 | 0 | 0
2033-05-12 20:00 | 2033 | 5 | 0 | 0 | 0
2033-05-12 21:00 | 2033 | 5 | 0 | 0 | 0
2033-05-12 22:00 | 2033 | 5 | 0 | 0 | 0
2033-05-12 23:00 | 2033 | 5 | 0 | 0 | 0
2033-05-13 | 2033 | 5 | 0 | 0 | 0
2033-05-13 01:00 | 2033 | 5 | 0 | 0 | 0
2033-05-13 02:00 | 2033 | 5 | 0 | 0 | 0
2033-05-13 03:00 | 2033 | 5 | 0 | 0 | 0
2033-05-13 04:00 | 2033 | 5 | 0 | 0 | 0
2033-05-13 05:00 | 2033 | 5 | 0 | 0 | 0
2033-05-13 06:00 | 2033 | 5 | 0 | 0 | 0
2033-05-13 07:00 | 2033 | 5 | 0 | 0 | 0
2033-05-13 08:00 | 2033 | 5 | 0 | 0 | 0
2033-05-13 09:00 | 2033 | 5 | 0 | 0 | 0
2033-05-13 10:00 | 2033 | 5 | 0 | 0 | 0
2033-05-13 11:00 | 2033 | 5 | 0 | 0 | 0
2033-05-13 12:00 | 2033 | 5 | 0 | 0 | 0
2033-05-13 13:00 | 2033 | 5 | 0 | 0 | 0
2033-05-13 14:00 | 2033 | 5 | 0 | 0 | 0
2033-05-13 15:00 | 2033 | 5 | 0 | 0 | 0
2033-05-13 16:00 | 2033 | 5 | 0 | 0 | 0
2033-05-13 17:00 | 2033 | 5 | 0 | 0 | 0
2033-05-13 18:00 | 2033 | 5 | 0 | 0 | 0
2033-05-13 19:00 | 2033 | 5 | 0 | 0 | 0
2033-05-13 20:00 | 2033 | 5 | 0 | 0 | 0
2033-05-13 21:00 | 2033 | 5 | 0 | 0 | 0
2033-05-13 22:00 | 2033 | 5 | 0 | 0 | 0
2033-05-13 23:00 | 2033 | 5 | 0 | 0 | 0
2033-05-14 | 2033 | 5 | 0 | 0 | 0
2033-05-14 01:00 | 2033 | 5 | 0 | 0 | 0
2033-05-14 02:00 | 2033 | 5 | 0 | 0 | 0
2033-05-14 03:00 | 2033 | 5 | 0 | 0 | 0
2033-05-14 04:00 | 2033 | 5 | 0 | 0 | 0
2033-05-14 05:00 | 2033 | 5 | 0 | 0 | 0
2033-05-14 06:00 | 2033 | 5 | 0 | 0 | 0
2033-05-14 07:00 | 2033 | 5 | 0 | 0 | 0
2033-05-14 08:00 | 2033 | 5 | 0 | 0 | 0
2033-05-14 09:00 | 2033 | 5 | 0 | 0 | 0
2033-05-14 10:00 | 2033 | 5 | 0 | 0 | 0
2033-05-14 11:00 | 2033 | 5 | 0 | 0 | 0
2033-05-14 12:00 | 2033 | 5 | 0 | 0 | 0
2033-05-14 13:00 | 2033 | 5 | 0 | 0 | 0
2033-05-14 14:00 | 2033 | 5 | 0 | 0 | 0
2033-05-14 15:00 | 2033 | 5 | 0 | 0 | 0
2033-05-14 16:00 | 2033 | 5 | 0 | 0 | 0
2033-05-14 17:00 | 2033 | 5 | 0 | 0 | 0
2033-05-14 18:00 | 2033 | 5 | 0 | 0 | 0
2033-05-14 19:00 | 2033 | 5 | 0 | 0 | 0
2033-05-14 20:00 | 2033 | 5 | 0 | 0 | 0
2033-05-14 21:00 | 2033 | 5 | 0 | 0 | 0
2033-05-14 22:00 | 2033 | 5 | 0 | 0 | 0
2033-05-14 23:00 | 2033 | 5 | 0 | 0 | 0
2033-05-15 | 2033 | 5 | 0 | 0 | 0
2033-05-15 01:00 | 2033 | 5 | 0 | 0 | 0
2033-05-15 02:00 | 2033 | 5 | 0 | 0 | 0
2033-05-15 03:00 | 2033 | 5 | 0 | 0 | 0
2033-05-15 04:00 | 2033 | 5 | 0 | 0 | 0
2033-05-15 05:00 | 2033 | 5 | 0 | 0 | 0
2033-05-15 06:00 | 2033 | 5 | 0 | 0 | 0
2033-05-15 07:00 | 2033 | 5 | 0 | 0 | 0
2033-05-15 08:00 | 2033 | 5 | 0 | 0 | 0
2033-05-15 09:00 | 2033 | 5 | 0 | 0 | 0
2033-05-15 10:00 | 2033 | 5 | 0 | 0 | 0
2033-05-15 11:00 | 2033 | 5 | 0 | 0 | 0
2033-05-15 12:00 | 2033 | 5 | 0 | 0 | 0
2033-05-15 13:00 | 2033 | 5 | 0 | 0 | 0
2033-05-15 14:00 | 2033 | 5 | 0 | 0 | 0
2033-05-15 15:00 | 2033 | 5 | 0 | 0 | 0
2033-05-15 16:00 | 2033 | 5 | 0 | 0 | 0
2033-05-15 17:00 | 2033 | 5 | 0 | 0 | 0
2033-05-15 18:00 | 2033 | 5 | 0 | 0 | 0
2033-05-15 19:00 | 2033 | 5 | 0 | 0 | 0
2033-05-15 20:00 | 2033 | 5 | 0 | 0 | 0
2033-05-15 21:00 | 2033 | 5 | 0 | 0 | 0
2033-05-15 22:00 | 2033 | 5 | 0 | 0 | 0
2033-05-15 23:00 | 2033 | 5 | 0 | 0 | 0
2033-05-16 | 2033 | 5 | 0 | 0 | 0
2033-05-16 01:00 | 2033 | 5 | 0 | 0 | 0
2033-05-16 02:00 | 2033 | 5 | 0 | 0 | 0
2033-05-16 03:00 | 2033 | 5 | 0 | 0 | 0
2033-05-16 04:00 | 2033 | 5 | 0 | 0 | 0
2033-05-16 05:00 | 2033 | 5 | 0 | 0 | 0
2033-05-16 06:00 | 2033 | 5 | 0 | 0 | 0
2033-05-16 07:00 | 2033 | 5 | 0 | 0 | 0
2033-05-16 08:00 | 2033 | 5 | 0 | 0 | 0
2033-05-16 09:00 | 2033 | 5 | 0 | 0 | 0
2033-05-16 10:00 | 2033 | 5 | 0 | 0 | 0
2033-05-16 11:00 | 2033 | 5 | 0 | 0 | 0
2033-05-16 12:00 | 2033 | 5 | 0 | 0 | 0
2033-05-16 13:00 | 2033 | 5 | 0 | 0 | 0
2033-05-16 14:00 | 2033 | 5 | 0 | 0 | 0
2033-05-16 15:00 | 2033 | 5 | 0 | 0 | 0
2033-05-16 16:00 | 2033 | 5 | 0 | 0 | 0
2033-05-16 17:00 | 2033 | 5 | 0 | 0 | 0
2033-05-16 18:00 | 2033 | 5 | 0 | 0 | 0
2033-05-16 19:00 | 2033 | 5 | 0 | 0 | 0
2033-05-16 20:00 | 2033 | 5 | 0 | 0 | 0
2033-05-16 21:00 | 2033 | 5 | 0 | 0 | 0
2033-05-16 22:00 | 2033 | 5 | 0 | 0 | 0
2033-05-16 23:00 | 2033 | 5 | 0 | 0 | 0
2033-05-17 | 2033 | 5 | 0 | 0 | 0
2033-05-17 01:00 | 2033 | 5 | 0 | 0 | 0
2033-05-17 02:00 | 2033 | 5 | 0 | 0 | 0
2033-05-17 03:00 | 2033 | 5 | 0 | 0 | 0
2033-05-17 04:00 | 2033 | 5 | 0 | 0 | 0
2033-05-17 05:00 | 2033 | 5 | 0 | 0 | 0
2033-05-17 06:00 | 2033 | 5 | 0 | 0 | 0
2033-05-17 07:00 | 2033 | 5 | 0 | 0 | 0
2033-05-17 08:00 | 2033 | 5 | 0 | 0 | 0
2033-05-17 09:00 | 2033 | 5 | 0 | 0 | 0
2033-05-17 10:00 | 2033 | 5 | 0 | 0 | 0
2033-05-17 11:00 | 2033 | 5 | 0 | 0 | 0
2033-05-17 12:00 | 2033 | 5 | 0 | 0 | 0
2033-05-17 13:00 | 2033 | 5 | 0 | 0 | 0
2033-05-17 14:00 | 2033 | 5 | 0 | 0 | 0
2033-05-17 15:00 | 2033 | 5 | 0 | 0 | 0
2033-05-17 16:00 | 2033 | 5 | 0 | 0 | 0
2033-05-17 17:00 | 2033 | 5 | 0 | 0 | 0
2033-05-17 18:00 | 2033 | 5 | 0 | 0 | 0
2033-05-17 19:00 | 2033 | 5 | 0 | 0 | 0
2033-05-17 20:00 | 2033 | 5 | 0 | 0 | 0
2033-05-17 21:00 | 2033 | 5 | 0 | 0 | 0
2033-05-17 22:00 | 2033 | 5 | 0 | 0 | 0
2033-05-17 23:00 | 2033 | 5 | 0 | 0 | 0
2033-05-18 | 2033 | 5 | 0 | 0 | 0
2033-05-18 01:00 | 2033 | 5 | 0 | 0 | 0
2033-05-18 02:00 | 2033 | 5 | 0 | 0 | 0
2033-05-18 03:00 | 2033 | 5 | 0 | 0 | 0
2033-05-18 04:00 | 2033 | 5 | 0 | 0 | 0
2033-05-18 05:00 | 2033 | 5 | 0 | 0 | 0
2033-05-18 06:00 | 2033 | 5 | 0 | 0 | 0
2033-05-18 07:00 | 2033 | 5 | 0 | 0 | 0
2033-05-18 08:00 | 2033 | 5 | 0 | 0 | 0
2033-05-18 09:00 | 2033 | 5 | 0 | 0 | 0
2033-05-18 10:00 | 2033 | 5 | 0 | 0 | 0
2033-05-18 11:00 | 2033 | 5 | 0 | 0 | 0
2033-05-18 12:00 | 2033 | 5 | 0 | 0 | 0
2033-05-18 13:00 | 2033 | 5 | 0 | 0 | 0
2033-05-18 14:00 | 2033 | 5 | 0 | 0 | 0
2033-05-18 15:00 | 2033 | 5 | 0 | 0 | 0
2033-05-18 16:00 | 2033 | 5 | 0 | 0 | 0
2033-05-18 17:00 | 2033 | 5 | 0 | 0 | 0
2033-05-18 18:00 | 2033 | 5 | 0 | 0 | 0
2033-05-18 19:00 | 2033 | 5 | 0 | 0 | 0
2033-05-18 20:00 | 2033 | 5 | 0 | 0 | 0
2033-05-18 21:00 | 2033 | 5 | 0 | 0 | 0
2033-05-18 22:00 | 2033 | 5 | 0 | 0 | 0
2033-05-18 23:00 | 2033 | 5 | 0 | 0 | 0
2033-05-19 | 2033 | 5 | 0 | 0 | 0
2033-05-19 01:00 | 2033 | 5 | 0 | 0 | 0
2033-05-19 02:00 | 2033 | 5 | 0 | 0 | 0
2033-05-19 03:00 | 2033 | 5 | 0 | 0 | 0
2033-05-19 04:00 | 2033 | 5 | 0 | 0 | 0
2033-05-19 05:00 | 2033 | 5 | 0 | 0 | 0
2033-05-19 06:00 | 2033 | 5 | 0 | 0 | 0
2033-05-19 07:00 | 2033 | 5 | 0 | 0 | 0
2033-05-19 08:00 | 2033 | 5 | 0 | 0 | 0
2033-05-19 09:00 | 2033 | 5 | 0 | 0 | 0
2033-05-19 10:00 | 2033 | 5 | 0 | 0 | 0
2033-05-19 11:00 | 2033 | 5 | 0 | 0 | 0
2033-05-19 12:00 | 2033 | 5 | 0 | 0 | 0
2033-05-19 13:00 | 2033 | 5 | 0 | 0 | 0
2033-05-19 14:00 | 2033 | 5 | 0 | 0 | 0
2033-05-19 15:00 | 2033 | 5 | 0 | 0 | 0
2033-05-19 16:00 | 2033 | 5 | 0 | 0 | 0
2033-05-19 17:00 | 2033 | 5 | 0 | 0 | 0
2033-05-19 18:00 | 2033 | 5 | 0 | 0 | 0
2033-05-19 19:00 | 2033 | 5 | 0 | 0 | 0
2033-05-19 20:00 | 2033 | 5 | 0 | 0 | 0
2033-05-19 21:00 | 2033 | 5 | 0 | 0 | 0
2033-05-19 22:00 | 2033 | 5 | 0 | 0 | 0
2033-05-19 23:00 | 2033 | 5 | 0 | 0 | 0
2033-05-20 | 2033 | 5 | 0 | 0 | 0
2033-05-20 01:00 | 2033 | 5 | 0 | 0 | 0
2033-05-20 02:00 | 2033 | 5 | 0 | 0 | 0
2033-05-20 03:00 | 2033 | 5 | 0 | 0 | 0
2033-05-20 04:00 | 2033 | 5 | 0 | 0 | 0
2033-05-20 05:00 | 2033 | 5 | 0 | 0 | 0
2033-05-20 06:00 | 2033 | 5 | 0 | 0 | 0
2033-05-20 07:00 | 2033 | 5 | 0 | 0 | 0
2033-05-20 08:00 | 2033 | 5 | 0 | 0 | 0
2033-05-20 09:00 | 2033 | 5 | 0 | 0 | 0
2033-05-20 10:00 | 2033 | 5 | 0 | 0 | 0
2033-05-20 11:00 | 2033 | 5 | 0 | 0 | 0
2033-05-20 12:00 | 2033 | 5 | 0 | 0 | 0
2033-05-20 13:00 | 2033 | 5 | 0 | 0 | 0
2033-05-20 14:00 | 2033 | 5 | 0 | 0 | 0
2033-05-20 15:00 | 2033 | 5 | 0 | 0 | 0
2033-05-20 16:00 | 2033 | 5 | 0 | 0 | 0
2033-05-20 17:00 | 2033 | 5 | 0 | 0 | 0
2033-05-20 18:00 | 2033 | 5 | 0 | 0 | 0
2033-05-20 19:00 | 2033 | 5 | 0 | 0 | 0
2033-05-20 20:00 | 2033 | 5 | 0 | 0 | 0
2033-05-20 21:00 | 2033 | 5 | 0 | 0 | 0
2033-05-20 22:00 | 2033 | 5 | 0 | 0 | 0
2033-05-20 23:00 | 2033 | 5 | 0 | 0 | 0
2033-05-21 | 2033 | 5 | 0 | 0 | 0
2033-05-21 01:00 | 2033 | 5 | 0 | 0 | 0
2033-05-21 02:00 | 2033 | 5 | 0 | 0 | 0
2033-05-21 03:00 | 2033 | 5 | 0 | 0 | 0
2033-05-21 04:00 | 2033 | 5 | 0 | 0 | 0
2033-05-21 05:00 | 2033 | 5 | 0 | 0 | 0
2033-05-21 06:00 | 2033 | 5 | 0 | 0 | 0
2033-05-21 07:00 | 2033 | 5 | 0 | 0 | 0
2033-05-21 08:00 | 2033 | 5 | 0 | 0 | 0
2033-05-21 09:00 | 2033 | 5 | 0 | 0 | 0
2033-05-21 10:00 | 2033 | 5 | 0 | 0 | 0
2033-05-21 11:00 | 2033 | 5 | 0 | 0 | 0
2033-05-21 12:00 | 2033 | 5 | 0 | 0 | 0
2033-05-21 13:00 | 2033 | 5 | 0 | 0 | 0
2033-05-21 14:00 | 2033 | 5 | 0 | 0 | 0
2033-05-21 15:00 | 2033 | 5 | 0 | 0 | 0
2033-05-21 16:00 | 2033 | 5 | 0 | 0 | 0
2033-05-21 17:00 | 2033 | 5 | 0 | 0 | 0
2033-05-21 18:00 | 2033 | 5 | 0 | 0 | 0
2033-05-21 19:00 | 2033 | 5 | 0 | 0 | 0
2033-05-21 20:00 | 2033 | 5 | 0 | 0 | 0
2033-05-21 21:00 | 2033 | 5 | 0 | 0 | 0
2033-05-21 22:00 | 2033 | 5 | 0 | 0 | 0
2033-05-21 23:00 | 2033 | 5 | 0 | 0 | 0
2033-05-22 | 2033 | 5 | 0 | 0 | 0
2033-05-22 01:00 | 2033 | 5 | 0 | 0 | 0
2033-05-22 02:00 | 2033 | 5 | 0 | 0 | 0
2033-05-22 03:00 | 2033 | 5 | 0 | 0 | 0
2033-05-22 04:00 | 2033 | 5 | 0 | 0 | 0
2033-05-22 05:00 | 2033 | 5 | 0 | 0 | 0
2033-05-22 06:00 | 2033 | 5 | 0 | 0 | 0
2033-05-22 07:00 | 2033 | 5 | 0 | 0 | 0
2033-05-22 08:00 | 2033 | 5 | 0 | 0 | 0
2033-05-22 09:00 | 2033 | 5 | 0 | 0 | 0
2033-05-22 10:00 | 2033 | 5 | 0 | 0 | 0
2033-05-22 11:00 | 2033 | 5 | 0 | 0 | 0
2033-05-22 12:00 | 2033 | 5 | 0 | 0 | 0
2033-05-22 13:00 | 2033 | 5 | 0 | 0 | 0
2033-05-22 14:00 | 2033 | 5 | 0 | 0 | 0
2033-05-22 15:00 | 2033 | 5 | 0 | 0 | 0
2033-05-22 16:00 | 2033 | 5 | 0 | 0 | 0
2033-05-22 17:00 | 2033 | 5 | 0 | 0 | 0
2033-05-22 18:00 | 2033 | 5 | 0 | 0 | 0
2033-05-22 19:00 | 2033 | 5 | 0 | 0 | 0
2033-05-22 20:00 | 2033 | 5 | 0 | 0 | 0
2033-05-22 21:00 | 2033 | 5 | 0 | 0 | 0
2033-05-22 22:00 | 2033 | 5 | 0 | 0 | 0
2033-05-22 23:00 | 2033 | 5 | 0 | 0 | 0
2033-05-23 | 2033 | 5 | 0 | 0 | 0
2033-05-23 01:00 | 2033 | 5 | 0 | 0 | 0
2033-05-23 02:00 | 2033 | 5 | 0 | 0 | 0
2033-05-23 03:00 | 2033 | 5 | 0 | 0 | 0
2033-05-23 04:00 | 2033 | 5 | 0 | 0 | 0
2033-05-23 05:00 | 2033 | 5 | 0 | 0 | 0
2033-05-23 06:00 | 2033 | 5 | 0 | 0 | 0
2033-05-23 07:00 | 2033 | 5 | 0 | 0 | 0
2033-05-23 08:00 | 2033 | 5 | 0 | 0 | 0
2033-05-23 09:00 | 2033 | 5 | 0 | 0 | 0
2033-05-23 10:00 | 2033 | 5 | 0 | 0 | 0
2033-05-23 11:00 | 2033 | 5 | 0 | 0 | 0
2033-05-23 12:00 | 2033 | 5 | 0 | 0 | 0
2033-05-23 13:00 | 2033 | 5 | 0 | 0 | 0
2033-05-23 14:00 | 2033 | 5 | 0 | 0 | 0
2033-05-23 15:00 | 2033 | 5 | 0 | 0 | 0
2033-05-23 16:00 | 2033 | 5 | 0 | 0 | 0
2033-05-23 17:00 | 2033 | 5 | 0 | 0 | 0
2033-05-23 18:00 | 2033 | 5 | 0 | 0 | 0
2033-05-23 19:00 | 2033 | 5 | 0 | 0 | 0
2033-05-23 20:00 | 2033 | 5 | 0 | 0 | 0
2033-05-23 21:00 | 2033 | 5 | 0 | 0 | 0
2033-05-23 22:00 | 2033 | 5 | 0 | 0 | 0
2033-05-23 23:00 | 2033 | 5 | 0 | 0 | 0
2033-05-24 | 2033 | 5 | 0 | 0 | 0
2033-05-24 01:00 | 2033 | 5 | 0 | 0 | 0
2033-05-24 02:00 | 2033 | 5 | 0 | 0 | 0
2033-05-24 03:00 | 2033 | 5 | 0 | 0 | 0
2033-05-24 04:00 | 2033 | 5 | 0 | 0 | 0
2033-05-24 05:00 | 2033 | 5 | 0 | 0 | 0
2033-05-24 06:00 | 2033 | 5 | 0 | 0 | 0
2033-05-24 07:00 | 2033 | 5 | 0 | 0 | 0
2033-05-24 08:00 | 2033 | 5 | 0 | 0 | 0
2033-05-24 09:00 | 2033 | 5 | 0 | 0 | 0
2033-05-24 10:00 | 2033 | 5 | 0 | 0 | 0
2033-05-24 11:00 | 2033 | 5 | 0 | 0 | 0
2033-05-24 12:00 | 2033 | 5 | 0 | 0 | 0
2033-05-24 13:00 | 2033 | 5 | 0 | 0 | 0
2033-05-24 14:00 | 2033 | 5 | 0 | 0 | 0
2033-05-24 15:00 | 2033 | 5 | 0 | 0 | 0
2033-05-24 16:00 | 2033 | 5 | 0 | 0 | 0
2033-05-24 17:00 | 2033 | 5 | 0 | 0 | 0
2033-05-24 18:00 | 2033 | 5 | 0 | 0 | 0
2033-05-24 19:00 | 2033 | 5 | 0 | 0 | 0
2033-05-24 20:00 | 2033 | 5 | 0 | 0 | 0
2033-05-24 21:00 | 2033 | 5 | 0 | 0 | 0
2033-05-24 22:00 | 2033 | 5 | 0 | 0 | 0
2033-05-24 23:00 | 2033 | 5 | 0 | 0 | 0
2033-05-25 | 2033 | 5 | 0 | 0 | 0
2033-05-25 01:00 | 2033 | 5 | 0 | 0 | 0
2033-05-25 02:00 | 2033 | 5 | 0 | 0 | 0
2033-05-25 03:00 | 2033 | 5 | 0 | 0 | 0
2033-05-25 04:00 | 2033 | 5 | 0 | 0 | 0
2033-05-25 05:00 | 2033 | 5 | 0 | 0 | 0
2033-05-25 06:00 | 2033 | 5 | 0 | 0 | 0
2033-05-25 07:00 | 2033 | 5 | 0 | 0 | 0
2033-05-25 08:00 | 2033 | 5 | 0 | 0 | 0
2033-05-25 09:00 | 2033 | 5 | 0 | 0 | 0
2033-05-25 10:00 | 2033 | 5 | 0 | 0 | 0
2033-05-25 11:00 | 2033 | 5 | 0 | 0 | 0
2033-05-25 12:00 | 2033 | 5 | 0 | 0 | 0
2033-05-25 13:00 | 2033 | 5 | 0 | 0 | 0
2033-05-25 14:00 | 2033 | 5 | 0 | 0 | 0
2033-05-25 15:00 | 2033 | 5 | 0 | 0 | 0
2033-05-25 16:00 | 2033 | 5 | 0 | 0 | 0
2033-05-25 17:00 | 2033 | 5 | 0 | 0 | 0
2033-05-25 18:00 | 2033 | 5 | 0 | 0 | 0
2033-05-25 19:00 | 2033 | 5 | 0 | 0 | 0
2033-05-25 20:00 | 2033 | 5 | 0 | 0 | 0
2033-05-25 21:00 | 2033 | 5 | 0 | 0 | 0
2033-05-25 22:00 | 2033 | 5 | 0 | 0 | 0
2033-05-25 23:00 | 2033 | 5 | 0 | 0 | 0
2033-05-26 | 2033 | 5 | 0 | 0 | 0
2033-05-26 01:00 | 2033 | 5 | 0 | 0 | 0
2033-05-26 02:00 | 2033 | 5 | 0 | 0 | 0
2033-05-26 03:00 | 2033 | 5 | 0 | 0 | 0
2033-05-26 04:00 | 2033 | 5 | 0 | 0 | 0
2033-05-26 05:00 | 2033 | 5 | 0 | 0 | 0
2033-05-26 06:00 | 2033 | 5 | 0 | 0 | 0
2033-05-26 07:00 | 2033 | 5 | 0 | 0 | 0
2033-05-26 08:00 | 2033 | 5 | 0 | 0 | 0
2033-05-26 09:00 | 2033 | 5 | 0 | 0 | 0
2033-05-26 10:00 | 2033 | 5 | 0 | 0 | 0
2033-05-26 11:00 | 2033 | 5 | 0 | 0 | 0
2033-05-26 12:00 | 2033 | 5 | 0 | 0 | 0
2033-05-26 13:00 | 2033 | 5 | 0 | 0 | 0
2033-05-26 14:00 | 2033 | 5 | 0 | 0 | 0
2033-05-26 15:00 | 2033 | 5 | 0 | 0 | 0
2033-05-26 16:00 | 2033 | 5 | 0 | 0 | 0
2033-05-26 17:00 | 2033 | 5 | 0 | 0 | 0
2033-05-26 18:00 | 2033 | 5 | 0 | 0 | 0
2033-05-26 19:00 | 2033 | 5 | 0 | 0 | 0
2033-05-26 20:00 | 2033 | 5 | 0 | 0 | 0
2033-05-26 21:00 | 2033 | 5 | 0 | 0 | 0
2033-05-26 22:00 | 2033 | 5 | 0 | 0 | 0
2033-05-26 23:00 | 2033 | 5 | 0 | 0 | 0
2033-05-27 | 2033 | 5 | 0 | 0 | 0
2033-05-27 01:00 | 2033 | 5 | 0 | 0 | 0
2033-05-27 02:00 | 2033 | 5 | 0 | 0 | 0
2033-05-27 03:00 | 2033 | 5 | 0 | 0 | 0
2033-05-27 04:00 | 2033 | 5 | 0 | 0 | 0
2033-05-27 05:00 | 2033 | 5 | 0 | 0 | 0
2033-05-27 06:00 | 2033 | 5 | 0 | 0 | 0
2033-05-27 07:00 | 2033 | 5 | 0 | 0 | 0
2033-05-27 08:00 | 2033 | 5 | 0 | 0 | 0
2033-05-27 09:00 | 2033 | 5 | 0 | 0 | 0
2033-05-27 10:00 | 2033 | 5 | 0 | 0 | 0
2033-05-27 11:00 | 2033 | 5 | 0 | 0 | 0
2033-05-27 12:00 | 2033 | 5 | 0 | 0 | 0
2033-05-27 13:00 | 2033 | 5 | 0 | 0 | 0
2033-05-27 14:00 | 2033 | 5 | 0 | 0 | 0
2033-05-27 15:00 | 2033 | 5 | 0 | 0 | 0
2033-05-27 16:00 | 2033 | 5 | 0 | 0 | 0
2033-05-27 17:00 | 2033 | 5 | 0 | 0 | 0
2033-05-27 18:00 | 2033 | 5 | 0 | 0 | 0
2033-05-27 19:00 | 2033 | 5 | 0 | 0 | 0
2033-05-27 20:00 | 2033 | 5 | 0 | 0 | 0
2033-05-27 21:00 | 2033 | 5 | 0 | 0 | 0
2033-05-27 22:00 | 2033 | 5 | 0 | 0 | 0
2033-05-27 23:00 | 2033 | 5 | 0 | 0 | 0
2033-05-28 | 2033 | 5 | 0 | 0 | 0
2033-05-28 01:00 | 2033 | 5 | 0 | 0 | 0
2033-05-28 02:00 | 2033 | 5 | 0 | 0 | 0
2033-05-28 03:00 | 2033 | 5 | 0 | 0 | 0
2033-05-28 04:00 | 2033 | 5 | 0 | 0 | 0
2033-05-28 05:00 | 2033 | 5 | 0 | 0 | 0
2033-05-28 06:00 | 2033 | 5 | 0 | 0 | 0
2033-05-28 07:00 | 2033 | 5 | 0 | 0 | 0
2033-05-28 08:00 | 2033 | 5 | 0 | 0 | 0
2033-05-28 09:00 | 2033 | 5 | 0 | 0 | 0
2033-05-28 10:00 | 2033 | 5 | 0 | 0 | 0
2033-05-28 11:00 | 2033 | 5 | 0 | 0 | 0
2033-05-28 12:00 | 2033 | 5 | 0 | 0 | 0
2033-05-28 13:00 | 2033 | 5 | 0 | 0 | 0
2033-05-28 14:00 | 2033 | 5 | 0 | 0 | 0
2033-05-28 15:00 | 2033 | 5 | 0 | 0 | 0
2033-05-28 16:00 | 2033 | 5 | 0 | 0 | 0
2033-05-28 17:00 | 2033 | 5 | 0 | 0 | 0
2033-05-28 18:00 | 2033 | 5 | 0 | 0 | 0
2033-05-28 19:00 | 2033 | 5 | 0 | 0 | 0
2033-05-28 20:00 | 2033 | 5 | 0 | 0 | 0
2033-05-28 21:00 | 2033 | 5 | 0 | 0 | 0
2033-05-28 22:00 | 2033 | 5 | 0 | 0 | 0
2033-05-28 23:00 | 2033 | 5 | 0 | 0 | 0
2033-05-29 | 2033 | 5 | 0 | 0 | 0
2033-05-29 01:00 | 2033 | 5 | 0 | 0 | 0
2033-05-29 02:00 | 2033 | 5 | 0 | 0 | 0
2033-05-29 03:00 | 2033 | 5 | 0 | 0 | 0
2033-05-29 04:00 | 2033 | 5 | 0 | 0 | 0
2033-05-29 05:00 | 2033 | 5 | 0 | 0 | 0
2033-05-29 06:00 | 2033 | 5 | 0 | 0 | 0
2033-05-29 07:00 | 2033 | 5 | 0 | 0 | 0
2033-05-29 08:00 | 2033 | 5 | 0 | 0 | 0
2033-05-29 09:00 | 2033 | 5 | 0 | 0 | 0
2033-05-29 10:00 | 2033 | 5 | 0 | 0 | 0
2033-05-29 11:00 | 2033 | 5 | 0 | 0 | 0
2033-05-29 12:00 | 2033 | 5 | 0 | 0 | 0
2033-05-29 13:00 | 2033 | 5 | 0 | 0 | 0
2033-05-29 14:00 | 2033 | 5 | 0 | 0 | 0
2033-05-29 15:00 | 2033 | 5 | 0 | 0 | 0
2033-05-29 16:00 | 2033 | 5 | 0 | 0 | 0
2033-05-29 17:00 | 2033 | 5 | 0 | 0 | 0
2033-05-29 18:00 | 2033 | 5 | 0 | 0 | 0
2033-05-29 19:00 | 2033 | 5 | 0 | 0 | 0
2033-05-29 20:00 | 2033 | 5 | 0 | 0 | 0
2033-05-29 21:00 | 2033 | 5 | 0 | 0 | 0
2033-05-29 22:00 | 2033 | 5 | 0 | 0 | 0
2033-05-29 23:00 | 2033 | 5 | 0 | 0 | 0
2033-05-30 | 2033 | 5 | 0 | 0 | 0
2033-05-30 01:00 | 2033 | 5 | 0 | 0 | 0
2033-05-30 02:00 | 2033 | 5 | 0 | 0 | 0
2033-05-30 03:00 | 2033 | 5 | 0 | 0 | 0
2033-05-30 04:00 | 2033 | 5 | 0 | 0 | 0
2033-05-30 05:00 | 2033 | 5 | 0 | 0 | 0
2033-05-30 06:00 | 2033 | 5 | 0 | 0 | 0
2033-05-30 07:00 | 2033 | 5 | 0 | 0 | 0
2033-05-30 08:00 | 2033 | 5 | 0 | 0 | 0
2033-05-30 09:00 | 2033 | 5 | 0 | 0 | 0
2033-05-30 10:00 | 2033 | 5 | 0 | 0 | 0
2033-05-30 11:00 | 2033 | 5 | 0 | 0 | 0
2033-05-30 12:00 | 2033 | 5 | 0 | 0 | 0
2033-05-30 13:00 | 2033 | 5 | 0 | 0 | 0
2033-05-30 14:00 | 2033 | 5 | 0 | 0 | 0
2033-05-30 15:00 | 2033 | 5 | 0 | 0 | 0
2033-05-30 16:00 | 2033 | 5 | 0 | 0 | 0
2033-05-30 17:00 | 2033 | 5 | 0 | 0 | 0
2033-05-30 18:00 | 2033 | 5 | 0 | 0 | 0
2033-05-30 19:00 | 2033 | 5 | 0 | 0 | 0
2033-05-30 20:00 | 2033 | 5 | 0 | 0 | 0
2033-05-30 21:00 | 2033 | 5 | 0 | 0 | 0
2033-05-30 22:00 | 2033 | 5 | 0 | 0 | 0
2033-05-30 23:00 | 2033 | 5 | 0 | 0 | 0
2033-05-31 | 2033 | 5 | 0 | 0 | 0
2033-05-31 01:00 | 2033 | 5 | 0 | 0 | 0
2033-05-31 02:00 | 2033 | 5 | 0 | 0 | 0
2033-05-31 03:00 | 2033 | 5 | 0 | 0 | 0
2033-05-31 04:00 | 2033 | 5 | 0 | 0 | 0
2033-05-31 05:00 | 2033 | 5 | 0 | 0 | 0
2033-05-31 06:00 | 2033 | 5 | 0 | 0 | 0
2033-05-31 07:00 | 2033 | 5 | 0 | 0 | 0
2033-05-31 08:00 | 2033 | 5 | 0 | 0 | 0
2033-05-31 09:00 | 2033 | 5 | 0 | 0 | 0
2033-05-31 10:00 | 2033 | 5 | 0 | 0 | 0
2033-05-31 11:00 | 2033 | 5 | 0 | 0 | 0
2033-05-31 12:00 | 2033 | 5 | 0 | 0 | 0
2033-05-31 13:00 | 2033 | 5 | 0 | 0 | 0
2033-05-31 14:00 | 2033 | 5 | 0 | 0 | 0
2033-05-31 15:00 | 2033 | 5 | 0 | 0 | 0
2033-05-31 16:00 | 2033 | 5 | 0 | 0 | 0
2033-05-31 17:00 | 2033 | 5 | 0 | 0 | 0
2033-05-31 18:00 | 2033 | 5 | 0 | 0 | 0
2033-05-31 19:00 | 2033 | 5 | 0 | 0 | 0
2033-05-31 20:00 | 2033 | 5 | 0 | 0 | 0
2033-05-31 21:00 | 2033 | 5 | 0 | 0 | 0
2033-05-31 22:00 | 2033 | 5 | 0 | 0 | 0
2033-05-31 23:00 | 2033 | 5 | 0 | 0 | 0
2033-06-01 | 2033 | 6 | 0 | 0 | 0
2033-06-01 01:00 | 2033 | 6 | 0 | 0 | 0
2033-06-01 02:00 | 2033 | 6 | 0 | 0 | 0
2033-06-01 03:00 | 2033 | 6 | 0 | 0 | 0
2033-06-01 04:00 | 2033 | 6 | 0 | 0 | 0
2033-06-01 05:00 | 2033 | 6 | 0 | 0 | 0
2033-06-01 06:00 | 2033 | 6 | 0 | 0 | 0
2033-06-01 07:00 | 2033 | 6 | 0 | 0 | 0
2033-06-01 08:00 | 2033 | 6 | 0 | 0 | 0
2033-06-01 09:00 | 2033 | 6 | 0 | 0 | 0
2033-06-01 10:00 | 2033 | 6 | 0 | 0 | 0
2033-06-01 11:00 | 2033 | 6 | 0 | 0 | 0
2033-06-01 12:00 | 2033 | 6 | 0 | 0 | 0
2033-06-01 13:00 | 2033 | 6 | 0 | 0 | 0
2033-06-01 14:00 | 2033 | 6 | 0 | 0 | 0
2033-06-01 15:00 | 2033 | 6 | 0 | 0 | 0
2033-06-01 16:00 | 2033 | 6 | 0 | 0 | 0
2033-06-01 17:00 | 2033 | 6 | 0 | 0 | 0
2033-06-01 18:00 | 2033 | 6 | 0 | 0 | 0
2033-06-01 19:00 | 2033 | 6 | 0 | 0 | 0
2033-06-01 20:00 | 2033 | 6 | 0 | 0 | 0
2033-06-01 21:00 | 2033 | 6 | 0 | 0 | 0
2033-06-01 22:00 | 2033 | 6 | 0 | 0 | 0
2033-06-01 23:00 | 2033 | 6 | 0 | 0 | 0
2033-06-02 | 2033 | 6 | 0 | 0 | 0
2033-06-02 01:00 | 2033 | 6 | 0 | 0 | 0
2033-06-02 02:00 | 2033 | 6 | 0 | 0 | 0
2033-06-02 03:00 | 2033 | 6 | 0 | 0 | 0
2033-06-02 04:00 | 2033 | 6 | 0 | 0 | 0
2033-06-02 05:00 | 2033 | 6 | 0 | 0 | 0
2033-06-02 06:00 | 2033 | 6 | 0 | 0 | 0
2033-06-02 07:00 | 2033 | 6 | 0 | 0 | 0
2033-06-02 08:00 | 2033 | 6 | 0 | 0 | 0
2033-06-02 09:00 | 2033 | 6 | 0 | 0 | 0
2033-06-02 10:00 | 2033 | 6 | 0 | 0 | 0
2033-06-02 11:00 | 2033 | 6 | 0 | 0 | 0
2033-06-02 12:00 | 2033 | 6 | 0 | 0 | 0
2033-06-02 13:00 | 2033 | 6 | 0 | 0 | 0
2033-06-02 14:00 | 2033 | 6 | 0 | 0 | 0
2033-06-02 15:00 | 2033 | 6 | 0 | 0 | 0
2033-06-02 16:00 | 2033 | 6 | 0 | 0 | 0
2033-06-02 17:00 | 2033 | 6 | 0 | 0 | 0
2033-06-02 18:00 | 2033 | 6 | 0 | 0 | 0
2033-06-02 19:00 | 2033 | 6 | 0 | 0 | 0
2033-06-02 20:00 | 2033 | 6 | 0 | 0 | 0
2033-06-02 21:00 | 2033 | 6 | 0 | 0 | 0
2033-06-02 22:00 | 2033 | 6 | 0 | 0 | 0
2033-06-02 23:00 | 2033 | 6 | 0 | 0 | 0
2033-06-03 | 2033 | 6 | 0 | 0 | 0
2033-06-03 01:00 | 2033 | 6 | 0 | 0 | 0
2033-06-03 02:00 | 2033 | 6 | 0 | 0 | 0
2033-06-03 03:00 | 2033 | 6 | 0 | 0 | 0
2033-06-03 04:00 | 2033 | 6 | 0 | 0 | 0
2033-06-03 05:00 | 2033 | 6 | 0 | 0 | 0
2033-06-03 06:00 | 2033 | 6 | 0 | 0 | 0
2033-06-03 07:00 | 2033 | 6 | 0 | 0 | 0
2033-06-03 08:00 | 2033 | 6 | 0 | 0 | 0
2033-06-03 09:00 | 2033 | 6 | 0 | 0 | 0
2033-06-03 10:00 | 2033 | 6 | 0 | 0 | 0
2033-06-03 11:00 | 2033 | 6 | 0 | 0 | 0
2033-06-03 12:00 | 2033 | 6 | 0 | 0 | 0
2033-06-03 13:00 | 2033 | 6 | 0 | 0 | 0
2033-06-03 14:00 | 2033 | 6 | 0 | 0 | 0
2033-06-03 15:00 | 2033 | 6 | 0 | 0 | 0
2033-06-03 16:00 | 2033 | 6 | 0 | 0 | 0
2033-06-03 17:00 | 2033 | 6 | 0 | 0 | 0
2033-06-03 18:00 | 2033 | 6 | 0 | 0 | 0
2033-06-03 19:00 | 2033 | 6 | 0 | 0 | 0
2033-06-03 20:00 | 2033 | 6 | 0 | 0 | 0
2033-06-03 21:00 | 2033 | 6 | 0 | 0 | 0
2033-06-03 22:00 | 2033 | 6 | 0 | 0 | 0
2033-06-03 23:00 | 2033 | 6 | 0 | 0 | 0
2033-06-04 | 2033 | 6 | 0 | 0 | 0
2033-06-04 01:00 | 2033 | 6 | 0 | 0 | 0
2033-06-04 02:00 | 2033 | 6 | 0 | 0 | 0
2033-06-04 03:00 | 2033 | 6 | 0 | 0 | 0
2033-06-04 04:00 | 2033 | 6 | 0 | 0 | 0
2033-06-04 05:00 | 2033 | 6 | 0 | 0 | 0
2033-06-04 06:00 | 2033 | 6 | 0 | 0 | 0
2033-06-04 07:00 | 2033 | 6 | 0 | 0 | 0
2033-06-04 08:00 | 2033 | 6 | 0 | 0 | 0
2033-06-04 09:00 | 2033 | 6 | 0 | 0 | 0
2033-06-04 10:00 | 2033 | 6 | 0 | 0 | 0
2033-06-04 11:00 | 2033 | 6 | 0 | 0 | 0
2033-06-04 12:00 | 2033 | 6 | 0 | 0 | 0
2033-06-04 13:00 | 2033 | 6 | 0 | 0 | 0
2033-06-04 14:00 | 2033 | 6 | 0 | 0 | 0
2033-06-04 15:00 | 2033 | 6 | 0 | 0 | 0
2033-06-04 16:00 | 2033 | 6 | 0 | 0 | 0
2033-06-04 17:00 | 2033 | 6 | 0 | 0 | 0
2033-06-04 18:00 | 2033 | 6 | 0 | 0 | 0
2033-06-04 19:00 | 2033 | 6 | 0 | 0 | 0
2033-06-04 20:00 | 2033 | 6 | 0 | 0 | 0
2033-06-04 21:00 | 2033 | 6 | 0 | 0 | 0
2033-06-04 22:00 | 2033 | 6 | 0 | 0 | 0
2033-06-04 23:00 | 2033 | 6 | 0 | 0 | 0
2033-06-05 | 2033 | 6 | 0 | 0 | 0
2033-06-05 01:00 | 2033 | 6 | 0 | 0 | 0
2033-06-05 02:00 | 2033 | 6 | 0 | 0 | 0
2033-06-05 03:00 | 2033 | 6 | 0 | 0 | 0
2033-06-05 04:00 | 2033 | 6 | 0 | 0 | 0
2033-06-05 05:00 | 2033 | 6 | 0 | 0 | 0
2033-06-05 06:00 | 2033 | 6 | 0 | 0 | 0
2033-06-05 07:00 | 2033 | 6 | 0 | 0 | 0
2033-06-05 08:00 | 2033 | 6 | 0 | 0 | 0
2033-06-05 09:00 | 2033 | 6 | 0 | 0 | 0
2033-06-05 10:00 | 2033 | 6 | 0 | 0 | 0
2033-06-05 11:00 | 2033 | 6 | 0 | 0 | 0
2033-06-05 12:00 | 2033 | 6 | 0 | 0 | 0
2033-06-05 13:00 | 2033 | 6 | 0 | 0 | 0
2033-06-05 14:00 | 2033 | 6 | 0 | 0 | 0
2033-06-05 15:00 | 2033 | 6 | 0 | 0 | 0
2033-06-05 16:00 | 2033 | 6 | 0 | 0 | 0
2033-06-05 17:00 | 2033 | 6 | 0 | 0 | 0
2033-06-05 18:00 | 2033 | 6 | 0 | 0 | 0
2033-06-05 19:00 | 2033 | 6 | 0 | 0 | 0
2033-06-05 20:00 | 2033 | 6 | 0 | 0 | 0
2033-06-05 21:00 | 2033 | 6 | 0 | 0 | 0
2033-06-05 22:00 | 2033 | 6 | 0 | 0 | 0
2033-06-05 23:00 | 2033 | 6 | 0 | 0 | 0
2033-06-06 | 2033 | 6 | 0 | 0 | 0
2033-06-06 01:00 | 2033 | 6 | 0 | 0 | 0
2033-06-06 02:00 | 2033 | 6 | 0 | 0 | 0
2033-06-06 03:00 | 2033 | 6 | 0 | 0 | 0
2033-06-06 04:00 | 2033 | 6 | 0 | 0 | 0
2033-06-06 05:00 | 2033 | 6 | 0 | 0 | 0
2033-06-06 06:00 | 2033 | 6 | 0 | 0 | 0
2033-06-06 07:00 | 2033 | 6 | 0 | 0 | 0
2033-06-06 08:00 | 2033 | 6 | 0 | 0 | 0
2033-06-06 09:00 | 2033 | 6 | 0 | 0 | 0
2033-06-06 10:00 | 2033 | 6 | 0 | 0 | 0
2033-06-06 11:00 | 2033 | 6 | 0 | 0 | 0
2033-06-06 12:00 | 2033 | 6 | 0 | 0 | 0
2033-06-06 13:00 | 2033 | 6 | 0 | 0 | 0
2033-06-06 14:00 | 2033 | 6 | 0 | 0 | 0
2033-06-06 15:00 | 2033 | 6 | 0 | 0 | 0
2033-06-06 16:00 | 2033 | 6 | 0 | 0 | 0
2033-06-06 17:00 | 2033 | 6 | 0 | 0 | 0
2033-06-06 18:00 | 2033 | 6 | 0 | 0 | 0
2033-06-06 19:00 | 2033 | 6 | 0 | 0 | 0
2033-06-06 20:00 | 2033 | 6 | 0 | 0 | 0
2033-06-06 21:00 | 2033 | 6 | 0 | 0 | 0
2033-06-06 22:00 | 2033 | 6 | 0 | 0 | 0
2033-06-06 23:00 | 2033 | 6 | 0 | 0 | 0
2033-06-07 | 2033 | 6 | 0 | 0 | 0
2033-06-07 01:00 | 2033 | 6 | 0 | 0 | 0
2033-06-07 02:00 | 2033 | 6 | 0 | 0 | 0
2033-06-07 03:00 | 2033 | 6 | 0 | 0 | 0
2033-06-07 04:00 | 2033 | 6 | 0 | 0 | 0
2033-06-07 05:00 | 2033 | 6 | 0 | 0 | 0
2033-06-07 06:00 | 2033 | 6 | 0 | 0 | 0
2033-06-07 07:00 | 2033 | 6 | 0 | 0 | 0
2033-06-07 08:00 | 2033 | 6 | 0 | 0 | 0
2033-06-07 09:00 | 2033 | 6 | 0 | 0 | 0
2033-06-07 10:00 | 2033 | 6 | 0 | 0 | 0
2033-06-07 11:00 | 2033 | 6 | 0 | 0 | 0
2033-06-07 12:00 | 2033 | 6 | 0 | 0 | 0
2033-06-07 13:00 | 2033 | 6 | 0 | 0 | 0
2033-06-07 14:00 | 2033 | 6 | 0 | 0 | 0
2033-06-07 15:00 | 2033 | 6 | 0 | 0 | 0
2033-06-07 16:00 | 2033 | 6 | 0 | 0 | 0
2033-06-07 17:00 | 2033 | 6 | 0 | 0 | 0
2033-06-07 18:00 | 2033 | 6 | 0 | 0 | 0
2033-06-07 19:00 | 2033 | 6 | 0 | 0 | 0
2033-06-07 20:00 | 2033 | 6 | 0 | 0 | 0
2033-06-07 21:00 | 2033 | 6 | 0 | 0 | 0
2033-06-07 22:00 | 2033 | 6 | 0 | 0 | 0
2033-06-07 23:00 | 2033 | 6 | 0 | 0 | 0
2033-06-08 | 2033 | 6 | 0 | 0 | 0
2033-06-08 01:00 | 2033 | 6 | 0 | 0 | 0
2033-06-08 02:00 | 2033 | 6 | 0 | 0 | 0
2033-06-08 03:00 | 2033 | 6 | 0 | 0 | 0
2033-06-08 04:00 | 2033 | 6 | 0 | 0 | 0
2033-06-08 05:00 | 2033 | 6 | 0 | 0 | 0
2033-06-08 06:00 | 2033 | 6 | 0 | 0 | 0
2033-06-08 07:00 | 2033 | 6 | 0 | 0 | 0
2033-06-08 08:00 | 2033 | 6 | 0 | 0 | 0
2033-06-08 09:00 | 2033 | 6 | 0 | 0 | 0
2033-06-08 10:00 | 2033 | 6 | 0 | 0 | 0
2033-06-08 11:00 | 2033 | 6 | 0 | 0 | 0
2033-06-08 12:00 | 2033 | 6 | 0 | 0 | 0
2033-06-08 13:00 | 2033 | 6 | 0 | 0 | 0
2033-06-08 14:00 | 2033 | 6 | 0 | 0 | 0
2033-06-08 15:00 | 2033 | 6 | 0 | 0 | 0
2033-06-08 16:00 | 2033 | 6 | 0 | 0 | 0
2033-06-08 17:00 | 2033 | 6 | 0 | 0 | 0
2033-06-08 18:00 | 2033 | 6 | 0 | 0 | 0
2033-06-08 19:00 | 2033 | 6 | 0 | 0 | 0
2033-06-08 20:00 | 2033 | 6 | 0 | 0 | 0
2033-06-08 21:00 | 2033 | 6 | 0 | 0 | 0
2033-06-08 22:00 | 2033 | 6 | 0 | 0 | 0
2033-06-08 23:00 | 2033 | 6 | 0 | 0 | 0
2033-06-09 | 2033 | 6 | 0 | 0 | 0
2033-06-09 01:00 | 2033 | 6 | 0 | 0 | 0
2033-06-09 02:00 | 2033 | 6 | 0 | 0 | 0
2033-06-09 03:00 | 2033 | 6 | 0 | 0 | 0
2033-06-09 04:00 | 2033 | 6 | 0 | 0 | 0
2033-06-09 05:00 | 2033 | 6 | 0 | 0 | 0
2033-06-09 06:00 | 2033 | 6 | 0 | 0 | 0
2033-06-09 07:00 | 2033 | 6 | 0 | 0 | 0
2033-06-09 08:00 | 2033 | 6 | 0 | 0 | 0
2033-06-09 09:00 | 2033 | 6 | 0 | 0 | 0
2033-06-09 10:00 | 2033 | 6 | 0 | 0 | 0
2033-06-09 11:00 | 2033 | 6 | 0 | 0 | 0
2033-06-09 12:00 | 2033 | 6 | 0 | 0 | 0
2033-06-09 13:00 | 2033 | 6 | 0 | 0 | 0
2033-06-09 14:00 | 2033 | 6 | 0 | 0 | 0
2033-06-09 15:00 | 2033 | 6 | 0 | 0 | 0
2033-06-09 16:00 | 2033 | 6 | 0 | 0 | 0
2033-06-09 17:00 | 2033 | 6 | 0 | 0 | 0
2033-06-09 18:00 | 2033 | 6 | 0 | 0 | 0
2033-06-09 19:00 | 2033 | 6 | 0 | 0 | 0
2033-06-09 20:00 | 2033 | 6 | 0 | 0 | 0
2033-06-09 21:00 | 2033 | 6 | 0 | 0 | 0
2033-06-09 22:00 | 2033 | 6 | 0 | 0 | 0
2033-06-09 23:00 | 2033 | 6 | 0 | 0 | 0
2033-06-10 | 2033 | 6 | 0 | 0 | 0
2033-06-10 01:00 | 2033 | 6 | 0 | 0 | 0
2033-06-10 02:00 | 2033 | 6 | 0 | 0 | 0
2033-06-10 03:00 | 2033 | 6 | 0 | 0 | 0
2033-06-10 04:00 | 2033 | 6 | 0 | 0 | 0
2033-06-10 05:00 | 2033 | 6 | 0 | 0 | 0
2033-06-10 06:00 | 2033 | 6 | 0 | 0 | 0
2033-06-10 07:00 | 2033 | 6 | 0 | 0 | 0
2033-06-10 08:00 | 2033 | 6 | 0 | 0 | 0
2033-06-10 09:00 | 2033 | 6 | 0 | 0 | 0
2033-06-10 10:00 | 2033 | 6 | 0 | 0 | 0
2033-06-10 11:00 | 2033 | 6 | 0 | 0 | 0
2033-06-10 12:00 | 2033 | 6 | 0 | 0 | 0
2033-06-10 13:00 | 2033 | 6 | 0 | 0 | 0
2033-06-10 14:00 | 2033 | 6 | 0 | 0 | 0
2033-06-10 15:00 | 2033 | 6 | 0 | 0 | 0
2033-06-10 16:00 | 2033 | 6 | 0 | 0 | 0
2033-06-10 17:00 | 2033 | 6 | 0 | 0 | 0
2033-06-10 18:00 | 2033 | 6 | 0 | 0 | 0
2033-06-10 19:00 | 2033 | 6 | 0 | 0 | 0
2033-06-10 20:00 | 2033 | 6 | 0 | 0 | 0
2033-06-10 21:00 | 2033 | 6 | 0 | 0 | 0
2033-06-10 22:00 | 2033 | 6 | 0 | 0 | 0
2033-06-10 23:00 | 2033 | 6 | 0 | 0 | 0
2033-06-11 | 2033 | 6 | 0 | 0 | 0
2033-06-11 01:00 | 2033 | 6 | 0 | 0 | 0
2033-06-11 02:00 | 2033 | 6 | 0 | 0 | 0
2033-06-11 03:00 | 2033 | 6 | 0 | 0 | 0
2033-06-11 04:00 | 2033 | 6 | 0 | 0 | 0
2033-06-11 05:00 | 2033 | 6 | 0 | 0 | 0
2033-06-11 06:00 | 2033 | 6 | 0 | 0 | 0
2033-06-11 07:00 | 2033 | 6 | 0 | 0 | 0
2033-06-11 08:00 | 2033 | 6 | 0 | 0 | 0
2033-06-11 09:00 | 2033 | 6 | 0 | 0 | 0
2033-06-11 10:00 | 2033 | 6 | 0 | 0 | 0
2033-06-11 11:00 | 2033 | 6 | 0 | 0 | 0
2033-06-11 12:00 | 2033 | 6 | 0 | 0 | 0
2033-06-11 13:00 | 2033 | 6 | 0 | 0 | 0
2033-06-11 14:00 | 2033 | 6 | 0 | 0 | 0
2033-06-11 15:00 | 2033 | 6 | 0 | 0 | 0
2033-06-11 16:00 | 2033 | 6 | 0 | 0 | 0
2033-06-11 17:00 | 2033 | 6 | 0 | 0 | 0
2033-06-11 18:00 | 2033 | 6 | 0 | 0 | 0
2033-06-11 19:00 | 2033 | 6 | 0 | 0 | 0
2033-06-11 20:00 | 2033 | 6 | 0 | 0 | 0
2033-06-11 21:00 | 2033 | 6 | 0 | 0 | 0
2033-06-11 22:00 | 2033 | 6 | 0 | 0 | 0
2033-06-11 23:00 | 2033 | 6 | 0 | 0 | 0
2033-06-12 | 2033 | 6 | 0 | 0 | 0
2033-06-12 01:00 | 2033 | 6 | 0 | 0 | 0
2033-06-12 02:00 | 2033 | 6 | 0 | 0 | 0
2033-06-12 03:00 | 2033 | 6 | 0 | 0 | 0
2033-06-12 04:00 | 2033 | 6 | 0 | 0 | 0
2033-06-12 05:00 | 2033 | 6 | 0 | 0 | 0
2033-06-12 06:00 | 2033 | 6 | 0 | 0 | 0
2033-06-12 07:00 | 2033 | 6 | 0 | 0 | 0
2033-06-12 08:00 | 2033 | 6 | 0 | 0 | 0
2033-06-12 09:00 | 2033 | 6 | 0 | 0 | 0
2033-06-12 10:00 | 2033 | 6 | 0 | 0 | 0
2033-06-12 11:00 | 2033 | 6 | 0 | 0 | 0
2033-06-12 12:00 | 2033 | 6 | 0 | 0 | 0
2033-06-12 13:00 | 2033 | 6 | 0 | 0 | 0
2033-06-12 14:00 | 2033 | 6 | 0 | 0 | 0
2033-06-12 15:00 | 2033 | 6 | 0 | 0 | 0
2033-06-12 16:00 | 2033 | 6 | 0 | 0 | 0
2033-06-12 17:00 | 2033 | 6 | 0 | 0 | 0
2033-06-12 18:00 | 2033 | 6 | 0 | 0 | 0
2033-06-12 19:00 | 2033 | 6 | 0 | 0 | 0
2033-06-12 20:00 | 2033 | 6 | 0 | 0 | 0
2033-06-12 21:00 | 2033 | 6 | 0 | 0 | 0
2033-06-12 22:00 | 2033 | 6 | 0 | 0 | 0
2033-06-12 23:00 | 2033 | 6 | 0 | 0 | 0
2033-06-13 | 2033 | 6 | 0 | 0 | 0
2033-06-13 01:00 | 2033 | 6 | 0 | 0 | 0
2033-06-13 02:00 | 2033 | 6 | 0 | 0 | 0
2033-06-13 03:00 | 2033 | 6 | 0 | 0 | 0
2033-06-13 04:00 | 2033 | 6 | 0 | 0 | 0
2033-06-13 05:00 | 2033 | 6 | 0 | 0 | 0
2033-06-13 06:00 | 2033 | 6 | 0 | 0 | 0
2033-06-13 07:00 | 2033 | 6 | 0 | 0 | 0
2033-06-13 08:00 | 2033 | 6 | 0 | 0 | 0
2033-06-13 09:00 | 2033 | 6 | 0 | 0 | 0
2033-06-13 10:00 | 2033 | 6 | 0 | 0 | 0
2033-06-13 11:00 | 2033 | 6 | 0 | 0 | 0
2033-06-13 12:00 | 2033 | 6 | 0 | 0 | 0
2033-06-13 13:00 | 2033 | 6 | 0 | 0 | 0
2033-06-13 14:00 | 2033 | 6 | 0 | 0 | 0
2033-06-13 15:00 | 2033 | 6 | 0 | 0 | 0
2033-06-13 16:00 | 2033 | 6 | 0 | 0 | 0
2033-06-13 17:00 | 2033 | 6 | 0 | 0 | 0
2033-06-13 18:00 | 2033 | 6 | 0 | 0 | 0
2033-06-13 19:00 | 2033 | 6 | 0 | 0 | 0
2033-06-13 20:00 | 2033 | 6 | 0 | 0 | 0
2033-06-13 21:00 | 2033 | 6 | 0 | 0 | 0
2033-06-13 22:00 | 2033 | 6 | 0 | 0 | 0
2033-06-13 23:00 | 2033 | 6 | 0 | 0 | 0
2033-06-14 | 2033 | 6 | 0 | 0 | 0
2033-06-14 01:00 | 2033 | 6 | 0 | 0 | 0
2033-06-14 02:00 | 2033 | 6 | 0 | 0 | 0
2033-06-14 03:00 | 2033 | 6 | 0 | 0 | 0
2033-06-14 04:00 | 2033 | 6 | 0 | 0 | 0
2033-06-14 05:00 | 2033 | 6 | 0 | 0 | 0
2033-06-14 06:00 | 2033 | 6 | 0 | 0 | 0
2033-06-14 07:00 | 2033 | 6 | 0 | 0 | 0
2033-06-14 08:00 | 2033 | 6 | 0 | 0 | 0
2033-06-14 09:00 | 2033 | 6 | 0 | 0 | 0
2033-06-14 10:00 | 2033 | 6 | 0 | 0 | 0
2033-06-14 11:00 | 2033 | 6 | 0 | 0 | 0
2033-06-14 12:00 | 2033 | 6 | 0 | 0 | 0
2033-06-14 13:00 | 2033 | 6 | 0 | 0 | 0
2033-06-14 14:00 | 2033 | 6 | 0 | 0 | 0
2033-06-14 15:00 | 2033 | 6 | 0 | 0 | 0
2033-06-14 16:00 | 2033 | 6 | 0 | 0 | 0
2033-06-14 17:00 | 2033 | 6 | 0 | 0 | 0
2033-06-14 18:00 | 2033 | 6 | 0 | 0 | 0
2033-06-14 19:00 | 2033 | 6 | 0 | 0 | 0
2033-06-14 20:00 | 2033 | 6 | 0 | 0 | 0
2033-06-14 21:00 | 2033 | 6 | 0 | 0 | 0
2033-06-14 22:00 | 2033 | 6 | 0 | 0 | 0
2033-06-14 23:00 | 2033 | 6 | 0 | 0 | 0
2033-06-15 | 2033 | 6 | 0 | 0 | 0
2033-06-15 01:00 | 2033 | 6 | 0 | 0 | 0
2033-06-15 02:00 | 2033 | 6 | 0 | 0 | 0
2033-06-15 03:00 | 2033 | 6 | 0 | 0 | 0
2033-06-15 04:00 | 2033 | 6 | 0 | 0 | 0
2033-06-15 05:00 | 2033 | 6 | 0 | 0 | 0
2033-06-15 06:00 | 2033 | 6 | 0 | 0 | 0
2033-06-15 07:00 | 2033 | 6 | 0 | 0 | 0
2033-06-15 08:00 | 2033 | 6 | 0 | 0 | 0
2033-06-15 09:00 | 2033 | 6 | 0 | 0 | 0
2033-06-15 10:00 | 2033 | 6 | 0 | 0 | 0
2033-06-15 11:00 | 2033 | 6 | 0 | 0 | 0
2033-06-15 12:00 | 2033 | 6 | 0 | 0 | 0
2033-06-15 13:00 | 2033 | 6 | 0 | 0 | 0
2033-06-15 14:00 | 2033 | 6 | 0 | 0 | 0
2033-06-15 15:00 | 2033 | 6 | 0 | 0 | 0
2033-06-15 16:00 | 2033 | 6 | 0 | 0 | 0
2033-06-15 17:00 | 2033 | 6 | 0 | 0 | 0
2033-06-15 18:00 | 2033 | 6 | 0 | 0 | 0
2033-06-15 19:00 | 2033 | 6 | 0 | 0 | 0
2033-06-15 20:00 | 2033 | 6 | 0 | 0 | 0
2033-06-15 21:00 | 2033 | 6 | 0 | 0 | 0
2033-06-15 22:00 | 2033 | 6 | 0 | 0 | 0
2033-06-15 23:00 | 2033 | 6 | 0 | 0 | 0
2033-06-16 | 2033 | 6 | 0 | 0 | 0
2033-06-16 01:00 | 2033 | 6 | 0 | 0 | 0
2033-06-16 02:00 | 2033 | 6 | 0 | 0 | 0
2033-06-16 03:00 | 2033 | 6 | 0 | 0 | 0
2033-06-16 04:00 | 2033 | 6 | 0 | 0 | 0
2033-06-16 05:00 | 2033 | 6 | 0 | 0 | 0
2033-06-16 06:00 | 2033 | 6 | 0 | 0 | 0
2033-06-16 07:00 | 2033 | 6 | 0 | 0 | 0
2033-06-16 08:00 | 2033 | 6 | 0 | 0 | 0
2033-06-16 09:00 | 2033 | 6 | 0 | 0 | 0
2033-06-16 10:00 | 2033 | 6 | 0 | 0 | 0
2033-06-16 11:00 | 2033 | 6 | 0 | 0 | 0
2033-06-16 12:00 | 2033 | 6 | 0 | 0 | 0
2033-06-16 13:00 | 2033 | 6 | 0 | 0 | 0
2033-06-16 14:00 | 2033 | 6 | 0 | 0 | 0
2033-06-16 15:00 | 2033 | 6 | 0 | 0 | 0
2033-06-16 16:00 | 2033 | 6 | 0 | 0 | 0
2033-06-16 17:00 | 2033 | 6 | 0 | 0 | 0
2033-06-16 18:00 | 2033 | 6 | 0 | 0 | 0
2033-06-16 19:00 | 2033 | 6 | 0 | 0 | 0
2033-06-16 20:00 | 2033 | 6 | 0 | 0 | 0
2033-06-16 21:00 | 2033 | 6 | 0 | 0 | 0
2033-06-16 22:00 | 2033 | 6 | 0 | 0 | 0
2033-06-16 23:00 | 2033 | 6 | 0 | 0 | 0
2033-06-17 | 2033 | 6 | 0 | 0 | 0
2033-06-17 01:00 | 2033 | 6 | 0 | 0 | 0
2033-06-17 02:00 | 2033 | 6 | 0 | 0 | 0
2033-06-17 03:00 | 2033 | 6 | 0 | 0 | 0
2033-06-17 04:00 | 2033 | 6 | 0 | 0 | 0
2033-06-17 05:00 | 2033 | 6 | 0 | 0 | 0
2033-06-17 06:00 | 2033 | 6 | 0 | 0 | 0
2033-06-17 07:00 | 2033 | 6 | 0 | 0 | 0
2033-06-17 08:00 | 2033 | 6 | 0 | 0 | 0
2033-06-17 09:00 | 2033 | 6 | 0 | 0 | 0
2033-06-17 10:00 | 2033 | 6 | 0 | 0 | 0
2033-06-17 11:00 | 2033 | 6 | 0 | 0 | 0
2033-06-17 12:00 | 2033 | 6 | 0 | 0 | 0
2033-06-17 13:00 | 2033 | 6 | 0 | 0 | 0
2033-06-17 14:00 | 2033 | 6 | 0 | 0 | 0
2033-06-17 15:00 | 2033 | 6 | 0 | 0 | 0
2033-06-17 16:00 | 2033 | 6 | 0 | 0 | 0
2033-06-17 17:00 | 2033 | 6 | 0 | 0 | 0
2033-06-17 18:00 | 2033 | 6 | 0 | 0 | 0
2033-06-17 19:00 | 2033 | 6 | 0 | 0 | 0
2033-06-17 20:00 | 2033 | 6 | 0 | 0 | 0
2033-06-17 21:00 | 2033 | 6 | 0 | 0 | 0
2033-06-17 22:00 | 2033 | 6 | 0 | 0 | 0
2033-06-17 23:00 | 2033 | 6 | 0 | 0 | 0
2033-06-18 | 2033 | 6 | 0 | 0 | 0
2033-06-18 01:00 | 2033 | 6 | 0 | 0 | 0
2033-06-18 02:00 | 2033 | 6 | 0 | 0 | 0
2033-06-18 03:00 | 2033 | 6 | 0 | 0 | 0
2033-06-18 04:00 | 2033 | 6 | 0 | 0 | 0
2033-06-18 05:00 | 2033 | 6 | 0 | 0 | 0
2033-06-18 06:00 | 2033 | 6 | 0 | 0 | 0
2033-06-18 07:00 | 2033 | 6 | 0 | 0 | 0
2033-06-18 08:00 | 2033 | 6 | 0 | 0 | 0
2033-06-18 09:00 | 2033 | 6 | 0 | 0 | 0
2033-06-18 10:00 | 2033 | 6 | 0 | 0 | 0
2033-06-18 11:00 | 2033 | 6 | 0 | 0 | 0
2033-06-18 12:00 | 2033 | 6 | 0 | 0 | 0
2033-06-18 13:00 | 2033 | 6 | 0 | 0 | 0
2033-06-18 14:00 | 2033 | 6 | 0 | 0 | 0
2033-06-18 15:00 | 2033 | 6 | 0 | 0 | 0
2033-06-18 16:00 | 2033 | 6 | 0 | 0 | 0
2033-06-18 17:00 | 2033 | 6 | 0 | 0 | 0
2033-06-18 18:00 | 2033 | 6 | 0 | 0 | 0
2033-06-18 19:00 | 2033 | 6 | 0 | 0 | 0
2033-06-18 20:00 | 2033 | 6 | 0 | 0 | 0
2033-06-18 21:00 | 2033 | 6 | 0 | 0 | 0
2033-06-18 22:00 | 2033 | 6 | 0 | 0 | 0
2033-06-18 23:00 | 2033 | 6 | 0 | 0 | 0
2033-06-19 | 2033 | 6 | 0 | 0 | 0
2033-06-19 01:00 | 2033 | 6 | 0 | 0 | 0
2033-06-19 02:00 | 2033 | 6 | 0 | 0 | 0
2033-06-19 03:00 | 2033 | 6 | 0 | 0 | 0
2033-06-19 04:00 | 2033 | 6 | 0 | 0 | 0
2033-06-19 05:00 | 2033 | 6 | 0 | 0 | 0
2033-06-19 06:00 | 2033 | 6 | 0 | 0 | 0
2033-06-19 07:00 | 2033 | 6 | 0 | 0 | 0
2033-06-19 08:00 | 2033 | 6 | 0 | 0 | 0
2033-06-19 09:00 | 2033 | 6 | 0 | 0 | 0
2033-06-19 10:00 | 2033 | 6 | 0 | 0 | 0
2033-06-19 11:00 | 2033 | 6 | 0 | 0 | 0
2033-06-19 12:00 | 2033 | 6 | 0 | 0 | 0
2033-06-19 13:00 | 2033 | 6 | 0 | 0 | 0
2033-06-19 14:00 | 2033 | 6 | 0 | 0 | 0
2033-06-19 15:00 | 2033 | 6 | 0 | 0 | 0
2033-06-19 16:00 | 2033 | 6 | 0 | 0 | 0
2033-06-19 17:00 | 2033 | 6 | 0 | 0 | 0
2033-06-19 18:00 | 2033 | 6 | 0 | 0 | 0
2033-06-19 19:00 | 2033 | 6 | 0 | 0 | 0
2033-06-19 20:00 | 2033 | 6 | 0 | 0 | 0
2033-06-19 21:00 | 2033 | 6 | 0 | 0 | 0
2033-06-19 22:00 | 2033 | 6 | 0 | 0 | 0
2033-06-19 23:00 | 2033 | 6 | 0 | 0 | 0
2033-06-20 | 2033 | 6 | 0 | 0 | 0
2033-06-20 01:00 | 2033 | 6 | 0 | 0 | 0
2033-06-20 02:00 | 2033 | 6 | 0 | 0 | 0
2033-06-20 03:00 | 2033 | 6 | 0 | 0 | 0
2033-06-20 04:00 | 2033 | 6 | 0 | 0 | 0
2033-06-20 05:00 | 2033 | 6 | 0 | 0 | 0
2033-06-20 06:00 | 2033 | 6 | 0 | 0 | 0
2033-06-20 07:00 | 2033 | 6 | 0 | 0 | 0
2033-06-20 08:00 | 2033 | 6 | 0 | 0 | 0
2033-06-20 09:00 | 2033 | 6 | 0 | 0 | 0
2033-06-20 10:00 | 2033 | 6 | 0 | 0 | 0
2033-06-20 11:00 | 2033 | 6 | 0 | 0 | 0
2033-06-20 12:00 | 2033 | 6 | 0 | 0 | 0
2033-06-20 13:00 | 2033 | 6 | 0 | 0 | 0
2033-06-20 14:00 | 2033 | 6 | 0 | 0 | 0
2033-06-20 15:00 | 2033 | 6 | 0 | 0 | 0
2033-06-20 16:00 | 2033 | 6 | 0 | 0 | 0
2033-06-20 17:00 | 2033 | 6 | 0 | 0 | 0
2033-06-20 18:00 | 2033 | 6 | 0 | 0 | 0
2033-06-20 19:00 | 2033 | 6 | 0 | 0 | 0
2033-06-20 20:00 | 2033 | 6 | 0 | 0 | 0
2033-06-20 21:00 | 2033 | 6 | 0 | 0 | 0
2033-06-20 22:00 | 2033 | 6 | 0 | 0 | 0
2033-06-20 23:00 | 2033 | 6 | 0 | 0 | 0
2033-06-21 | 2033 | 6 | 0 | 0 | 0
2033-06-21 01:00 | 2033 | 6 | 0 | 0 | 0
2033-06-21 02:00 | 2033 | 6 | 0 | 0 | 0
2033-06-21 03:00 | 2033 | 6 | 0 | 0 | 0
2033-06-21 04:00 | 2033 | 6 | 0 | 0 | 0
2033-06-21 05:00 | 2033 | 6 | 0 | 0 | 0
2033-06-21 06:00 | 2033 | 6 | 0 | 0 | 0
2033-06-21 07:00 | 2033 | 6 | 0 | 0 | 0
2033-06-21 08:00 | 2033 | 6 | 0 | 0 | 0
2033-06-21 09:00 | 2033 | 6 | 0 | 0 | 0
2033-06-21 10:00 | 2033 | 6 | 0 | 0 | 0
2033-06-21 11:00 | 2033 | 6 | 0 | 0 | 0
2033-06-21 12:00 | 2033 | 6 | 0 | 0 | 0
2033-06-21 13:00 | 2033 | 6 | 0 | 0 | 0
2033-06-21 14:00 | 2033 | 6 | 0 | 0 | 0
2033-06-21 15:00 | 2033 | 6 | 0 | 0 | 0
2033-06-21 16:00 | 2033 | 6 | 0 | 0 | 0
2033-06-21 17:00 | 2033 | 6 | 0 | 0 | 0
2033-06-21 18:00 | 2033 | 6 | 0 | 0 | 0
2033-06-21 19:00 | 2033 | 6 | 0 | 0 | 0
2033-06-21 20:00 | 2033 | 6 | 0 | 0 | 0
2033-06-21 21:00 | 2033 | 6 | 0 | 0 | 0
2033-06-21 22:00 | 2033 | 6 | 0 | 0 | 0
2033-06-21 23:00 | 2033 | 6 | 0 | 0 | 0
2033-06-22 | 2033 | 6 | 0 | 0 | 0
2033-06-22 01:00 | 2033 | 6 | 0 | 0 | 0
2033-06-22 02:00 | 2033 | 6 | 0 | 0 | 0
2033-06-22 03:00 | 2033 | 6 | 0 | 0 | 0
2033-06-22 04:00 | 2033 | 6 | 0 | 0 | 0
2033-06-22 05:00 | 2033 | 6 | 0 | 0 | 0
2033-06-22 06:00 | 2033 | 6 | 0 | 0 | 0
2033-06-22 07:00 | 2033 | 6 | 0 | 0 | 0
2033-06-22 08:00 | 2033 | 6 | 0 | 0 | 0
2033-06-22 09:00 | 2033 | 6 | 0 | 0 | 0
2033-06-22 10:00 | 2033 | 6 | 0 | 0 | 0
2033-06-22 11:00 | 2033 | 6 | 0 | 0 | 0
2033-06-22 12:00 | 2033 | 6 | 0 | 0 | 0
2033-06-22 13:00 | 2033 | 6 | 0 | 0 | 0
2033-06-22 14:00 | 2033 | 6 | 0 | 0 | 0
2033-06-22 15:00 | 2033 | 6 | 0 | 0 | 0
2033-06-22 16:00 | 2033 | 6 | 0 | 0 | 0
2033-06-22 17:00 | 2033 | 6 | 0 | 0 | 0
2033-06-22 18:00 | 2033 | 6 | 0 | 0 | 0
2033-06-22 19:00 | 2033 | 6 | 0 | 0 | 0
2033-06-22 20:00 | 2033 | 6 | 0 | 0 | 0
2033-06-22 21:00 | 2033 | 6 | 0 | 0 | 0
2033-06-22 22:00 | 2033 | 6 | 0 | 0 | 0
2033-06-22 23:00 | 2033 | 6 | 0 | 0 | 0
2033-06-23 | 2033 | 6 | 0 | 0 | 0
2033-06-23 01:00 | 2033 | 6 | 0 | 0 | 0
2033-06-23 02:00 | 2033 | 6 | 0 | 0 | 0
2033-06-23 03:00 | 2033 | 6 | 0 | 0 | 0
2033-06-23 04:00 | 2033 | 6 | 0 | 0 | 0
2033-06-23 05:00 | 2033 | 6 | 0 | 0 | 0
2033-06-23 06:00 | 2033 | 6 | 0 | 0 | 0
2033-06-23 07:00 | 2033 | 6 | 0 | 0 | 0
2033-06-23 08:00 | 2033 | 6 | 0 | 0 | 0
2033-06-23 09:00 | 2033 | 6 | 0 | 0 | 0
2033-06-23 10:00 | 2033 | 6 | 0 | 0 | 0
2033-06-23 11:00 | 2033 | 6 | 0 | 0 | 0
2033-06-23 12:00 | 2033 | 6 | 0 | 0 | 0
2033-06-23 13:00 | 2033 | 6 | 0 | 0 | 0
2033-06-23 14:00 | 2033 | 6 | 0 | 0 | 0
2033-06-23 15:00 | 2033 | 6 | 0 | 0 | 0
2033-06-23 16:00 | 2033 | 6 | 0 | 0 | 0
2033-06-23 17:00 | 2033 | 6 | 0 | 0 | 0
2033-06-23 18:00 | 2033 | 6 | 0 | 0 | 0
2033-06-23 19:00 | 2033 | 6 | 0 | 0 | 0
2033-06-23 20:00 | 2033 | 6 | 0 | 0 | 0
2033-06-23 21:00 | 2033 | 6 | 0 | 0 | 0
2033-06-23 22:00 | 2033 | 6 | 0 | 0 | 0
2033-06-23 23:00 | 2033 | 6 | 0 | 0 | 0
2033-06-24 | 2033 | 6 | 0 | 0 | 0
2033-06-24 01:00 | 2033 | 6 | 0 | 0 | 0
2033-06-24 02:00 | 2033 | 6 | 0 | 0 | 0
2033-06-24 03:00 | 2033 | 6 | 0 | 0 | 0
2033-06-24 04:00 | 2033 | 6 | 0 | 0 | 0
2033-06-24 05:00 | 2033 | 6 | 0 | 0 | 0
2033-06-24 06:00 | 2033 | 6 | 0 | 0 | 0
2033-06-24 07:00 | 2033 | 6 | 0 | 0 | 0
2033-06-24 08:00 | 2033 | 6 | 0 | 0 | 0
2033-06-24 09:00 | 2033 | 6 | 0 | 0 | 0
2033-06-24 10:00 | 2033 | 6 | 0 | 0 | 0
2033-06-24 11:00 | 2033 | 6 | 0 | 0 | 0
2033-06-24 12:00 | 2033 | 6 | 0 | 0 | 0
2033-06-24 13:00 | 2033 | 6 | 0 | 0 | 0
2033-06-24 14:00 | 2033 | 6 | 0 | 0 | 0
2033-06-24 15:00 | 2033 | 6 | 0 | 0 | 0
2033-06-24 16:00 | 2033 | 6 | 0 | 0 | 0
2033-06-24 17:00 | 2033 | 6 | 0 | 0 | 0
2033-06-24 18:00 | 2033 | 6 | 0 | 0 | 0
2033-06-24 19:00 | 2033 | 6 | 0 | 0 | 0
2033-06-24 20:00 | 2033 | 6 | 0 | 0 | 0
2033-06-24 21:00 | 2033 | 6 | 0 | 0 | 0
2033-06-24 22:00 | 2033 | 6 | 0 | 0 | 0
2033-06-24 23:00 | 2033 | 6 | 0 | 0 | 0
2033-06-25 | 2033 | 6 | 0 | 0 | 0
2033-06-25 01:00 | 2033 | 6 | 0 | 0 | 0
2033-06-25 02:00 | 2033 | 6 | 0 | 0 | 0
2033-06-25 03:00 | 2033 | 6 | 0 | 0 | 0
2033-06-25 04:00 | 2033 | 6 | 0 | 0 | 0
2033-06-25 05:00 | 2033 | 6 | 0 | 0 | 0
2033-06-25 06:00 | 2033 | 6 | 0 | 0 | 0
2033-06-25 07:00 | 2033 | 6 | 0 | 0 | 0
2033-06-25 08:00 | 2033 | 6 | 0 | 0 | 0
2033-06-25 09:00 | 2033 | 6 | 0 | 0 | 0
2033-06-25 10:00 | 2033 | 6 | 0 | 0 | 0
2033-06-25 11:00 | 2033 | 6 | 0 | 0 | 0
2033-06-25 12:00 | 2033 | 6 | 0 | 0 | 0
2033-06-25 13:00 | 2033 | 6 | 0 | 0 | 0
2033-06-25 14:00 | 2033 | 6 | 0 | 0 | 0
2033-06-25 15:00 | 2033 | 6 | 0 | 0 | 0
2033-06-25 16:00 | 2033 | 6 | 0 | 0 | 0
2033-06-25 17:00 | 2033 | 6 | 0 | 0 | 0
2033-06-25 18:00 | 2033 | 6 | 0 | 0 | 0
2033-06-25 19:00 | 2033 | 6 | 0 | 0 | 0
2033-06-25 20:00 | 2033 | 6 | 0 | 0 | 0
2033-06-25 21:00 | 2033 | 6 | 0 | 0 | 0
2033-06-25 22:00 | 2033 | 6 | 0 | 0 | 0
2033-06-25 23:00 | 2033 | 6 | 0 | 0 | 0
2033-06-26 | 2033 | 6 | 0 | 0 | 0
2033-06-26 01:00 | 2033 | 6 | 0 | 0 | 0
2033-06-26 02:00 | 2033 | 6 | 0 | 0 | 0
2033-06-26 03:00 | 2033 | 6 | 0 | 0 | 0
2033-06-26 04:00 | 2033 | 6 | 0 | 0 | 0
2033-06-26 05:00 | 2033 | 6 | 0 | 0 | 0
2033-06-26 06:00 | 2033 | 6 | 0 | 0 | 0
2033-06-26 07:00 | 2033 | 6 | 0 | 0 | 0
2033-06-26 08:00 | 2033 | 6 | 0 | 0 | 0
2033-06-26 09:00 | 2033 | 6 | 0 | 0 | 0
2033-06-26 10:00 | 2033 | 6 | 0 | 0 | 0
2033-06-26 11:00 | 2033 | 6 | 0 | 0 | 0
2033-06-26 12:00 | 2033 | 6 | 0 | 0 | 0
2033-06-26 13:00 | 2033 | 6 | 0 | 0 | 0
2033-06-26 14:00 | 2033 | 6 | 0 | 0 | 0
2033-06-26 15:00 | 2033 | 6 | 0 | 0 | 0
2033-06-26 16:00 | 2033 | 6 | 0 | 0 | 0
2033-06-26 17:00 | 2033 | 6 | 0 | 0 | 0
2033-06-26 18:00 | 2033 | 6 | 0 | 0 | 0
2033-06-26 19:00 | 2033 | 6 | 0 | 0 | 0
2033-06-26 20:00 | 2033 | 6 | 0 | 0 | 0
2033-06-26 21:00 | 2033 | 6 | 0 | 0 | 0
2033-06-26 22:00 | 2033 | 6 | 0 | 0 | 0
2033-06-26 23:00 | 2033 | 6 | 0 | 0 | 0
2033-06-27 | 2033 | 6 | 0 | 0 | 0
2033-06-27 01:00 | 2033 | 6 | 0 | 0 | 0
2033-06-27 02:00 | 2033 | 6 | 0 | 0 | 0
2033-06-27 03:00 | 2033 | 6 | 0 | 0 | 0
2033-06-27 04:00 | 2033 | 6 | 0 | 0 | 0
2033-06-27 05:00 | 2033 | 6 | 0 | 0 | 0
2033-06-27 06:00 | 2033 | 6 | 0 | 0 | 0
2033-06-27 07:00 | 2033 | 6 | 0 | 0 | 0
2033-06-27 08:00 | 2033 | 6 | 0 | 0 | 0
2033-06-27 09:00 | 2033 | 6 | 0 | 0 | 0
2033-06-27 10:00 | 2033 | 6 | 0 | 0 | 0
2033-06-27 11:00 | 2033 | 6 | 0 | 0 | 0
2033-06-27 12:00 | 2033 | 6 | 0 | 0 | 0
2033-06-27 13:00 | 2033 | 6 | 0 | 0 | 0
2033-06-27 14:00 | 2033 | 6 | 0 | 0 | 0
2033-06-27 15:00 | 2033 | 6 | 0 | 0 | 0
2033-06-27 16:00 | 2033 | 6 | 0 | 0 | 0
2033-06-27 17:00 | 2033 | 6 | 0 | 0 | 0
2033-06-27 18:00 | 2033 | 6 | 0 | 0 | 0
2033-06-27 19:00 | 2033 | 6 | 0 | 0 | 0
2033-06-27 20:00 | 2033 | 6 | 0 | 0 | 0
2033-06-27 21:00 | 2033 | 6 | 0 | 0 | 0
2033-06-27 22:00 | 2033 | 6 | 0 | 0 | 0
2033-06-27 23:00 | 2033 | 6 | 0 | 0 | 0
2033-06-28 | 2033 | 6 | 0 | 0 | 0
2033-06-28 01:00 | 2033 | 6 | 0 | 0 | 0
2033-06-28 02:00 | 2033 | 6 | 0 | 0 | 0
2033-06-28 03:00 | 2033 | 6 | 0 | 0 | 0
2033-06-28 04:00 | 2033 | 6 | 0 | 0 | 0
2033-06-28 05:00 | 2033 | 6 | 0 | 0 | 0
2033-06-28 06:00 | 2033 | 6 | 0 | 0 | 0
2033-06-28 07:00 | 2033 | 6 | 0 | 0 | 0
2033-06-28 08:00 | 2033 | 6 | 0 | 0 | 0
2033-06-28 09:00 | 2033 | 6 | 0 | 0 | 0
2033-06-28 10:00 | 2033 | 6 | 0 | 0 | 0
2033-06-28 11:00 | 2033 | 6 | 0 | 0 | 0
2033-06-28 12:00 | 2033 | 6 | 0 | 0 | 0
2033-06-28 13:00 | 2033 | 6 | 0 | 0 | 0
2033-06-28 14:00 | 2033 | 6 | 0 | 0 | 0
2033-06-28 15:00 | 2033 | 6 | 0 | 0 | 0
2033-06-28 16:00 | 2033 | 6 | 0 | 0 | 0
2033-06-28 17:00 | 2033 | 6 | 0 | 0 | 0
2033-06-28 18:00 | 2033 | 6 | 0 | 0 | 0
2033-06-28 19:00 | 2033 | 6 | 0 | 0 | 0
2033-06-28 20:00 | 2033 | 6 | 0 | 0 | 0
2033-06-28 21:00 | 2033 | 6 | 0 | 0 | 0
2033-06-28 22:00 | 2033 | 6 | 0 | 0 | 0
2033-06-28 23:00 | 2033 | 6 | 0 | 0 | 0
2033-06-29 | 2033 | 6 | 0 | 0 | 0
2033-06-29 01:00 | 2033 | 6 | 0 | 0 | 0
2033-06-29 02:00 | 2033 | 6 | 0 | 0 | 0
2033-06-29 03:00 | 2033 | 6 | 0 | 0 | 0
2033-06-29 04:00 | 2033 | 6 | 0 | 0 | 0
2033-06-29 05:00 | 2033 | 6 | 0 | 0 | 0
2033-06-29 06:00 | 2033 | 6 | 0 | 0 | 0
2033-06-29 07:00 | 2033 | 6 | 0 | 0 | 0
2033-06-29 08:00 | 2033 | 6 | 0 | 0 | 0
2033-06-29 09:00 | 2033 | 6 | 0 | 0 | 0
2033-06-29 10:00 | 2033 | 6 | 0 | 0 | 0
2033-06-29 11:00 | 2033 | 6 | 0 | 0 | 0
2033-06-29 12:00 | 2033 | 6 | 0 | 0 | 0
2033-06-29 13:00 | 2033 | 6 | 0 | 0 | 0
2033-06-29 14:00 | 2033 | 6 | 0 | 0 | 0
2033-06-29 15:00 | 2033 | 6 | 0 | 0 | 0
2033-06-29 16:00 | 2033 | 6 | 0 | 0 | 0
2033-06-29 17:00 | 2033 | 6 | 0 | 0 | 0
2033-06-29 18:00 | 2033 | 6 | 0 | 0 | 0
2033-06-29 19:00 | 2033 | 6 | 0 | 0 | 0
2033-06-29 20:00 | 2033 | 6 | 0 | 0 | 0
2033-06-29 21:00 | 2033 | 6 | 0 | 0 | 0
2033-06-29 22:00 | 2033 | 6 | 0 | 0 | 0
2033-06-29 23:00 | 2033 | 6 | 0 | 0 | 0
2033-06-30 | 2033 | 6 | 0 | 0 | 0
2033-06-30 01:00 | 2033 | 6 | 0 | 0 | 0
2033-06-30 02:00 | 2033 | 6 | 0 | 0 | 0
2033-06-30 03:00 | 2033 | 6 | 0 | 0 | 0
2033-06-30 04:00 | 2033 | 6 | 0 | 0 | 0
2033-06-30 05:00 | 2033 | 6 | 0 | 0 | 0
2033-06-30 06:00 | 2033 | 6 | 0 | 0 | 0
2033-06-30 07:00 | 2033 | 6 | 0 | 0 | 0
2033-06-30 08:00 | 2033 | 6 | 0 | 0 | 0
2033-06-30 09:00 | 2033 | 6 | 0 | 0 | 0
2033-06-30 10:00 | 2033 | 6 | 0 | 0 | 0
2033-06-30 11:00 | 2033 | 6 | 0 | 0 | 0
2033-06-30 12:00 | 2033 | 6 | 0 | 0 | 0
2033-06-30 13:00 | 2033 | 6 | 0 | 0 | 0
2033-06-30 14:00 | 2033 | 6 | 0 | 0 | 0
2033-06-30 15:00 | 2033 | 6 | 0 | 0 | 0
2033-06-30 16:00 | 2033 | 6 | 0 | 0 | 0
2033-06-30 17:00 | 2033 | 6 | 0 | 0 | 0
2033-06-30 18:00 | 2033 | 6 | 0 | 0 | 0
2033-06-30 19:00 | 2033 | 6 | 0 | 0 | 0
2033-06-30 20:00 | 2033 | 6 | 0 | 0 | 0
2033-06-30 21:00 | 2033 | 6 | 0 | 0 | 0
2033-06-30 22:00 | 2033 | 6 | 0 | 0 | 0
2033-06-30 23:00 | 2033 | 6 | 0 | 0 | 0
2033-07-01 | 2033 | 7 | 0 | 0 | 0
2033-07-01 01:00 | 2033 | 7 | 0 | 0 | 0
2033-07-01 02:00 | 2033 | 7 | 0 | 0 | 0
2033-07-01 03:00 | 2033 | 7 | 0 | 0 | 0
2033-07-01 04:00 | 2033 | 7 | 0 | 0 | 0
2033-07-01 05:00 | 2033 | 7 | 0 | 0 | 0
2033-07-01 06:00 | 2033 | 7 | 0 | 0 | 0
2033-07-01 07:00 | 2033 | 7 | 0 | 0 | 0
2033-07-01 08:00 | 2033 | 7 | 0 | 0 | 0
2033-07-01 09:00 | 2033 | 7 | 0 | 0 | 0
2033-07-01 10:00 | 2033 | 7 | 0 | 0 | 0
2033-07-01 11:00 | 2033 | 7 | 0 | 0 | 0
2033-07-01 12:00 | 2033 | 7 | 0 | 0 | 0
2033-07-01 13:00 | 2033 | 7 | 0 | 0 | 0
2033-07-01 14:00 | 2033 | 7 | 0 | 0 | 0
2033-07-01 15:00 | 2033 | 7 | 0 | 0 | 0
2033-07-01 16:00 | 2033 | 7 | 0 | 0 | 0
2033-07-01 17:00 | 2033 | 7 | 0 | 0 | 0
2033-07-01 18:00 | 2033 | 7 | 0 | 0 | 0
2033-07-01 19:00 | 2033 | 7 | 0 | 0 | 0
2033-07-01 20:00 | 2033 | 7 | 0 | 0 | 0
2033-07-01 21:00 | 2033 | 7 | 0 | 0 | 0
2033-07-01 22:00 | 2033 | 7 | 0 | 0 | 0
2033-07-01 23:00 | 2033 | 7 | 0 | 0 | 0
2033-07-02 | 2033 | 7 | 0 | 0 | 0
2033-07-02 01:00 | 2033 | 7 | 0 | 0 | 0
2033-07-02 02:00 | 2033 | 7 | 0 | 0 | 0
2033-07-02 03:00 | 2033 | 7 | 0 | 0 | 0
2033-07-02 04:00 | 2033 | 7 | 0 | 0 | 0
2033-07-02 05:00 | 2033 | 7 | 0 | 0 | 0
2033-07-02 06:00 | 2033 | 7 | 0 | 0 | 0
2033-07-02 07:00 | 2033 | 7 | 0 | 0 | 0
2033-07-02 08:00 | 2033 | 7 | 0 | 0 | 0
2033-07-02 09:00 | 2033 | 7 | 0 | 0 | 0
2033-07-02 10:00 | 2033 | 7 | 0 | 0 | 0
2033-07-02 11:00 | 2033 | 7 | 0 | 0 | 0
2033-07-02 12:00 | 2033 | 7 | 0 | 0 | 0
2033-07-02 13:00 | 2033 | 7 | 0 | 0 | 0
2033-07-02 14:00 | 2033 | 7 | 0 | 0 | 0
2033-07-02 15:00 | 2033 | 7 | 0 | 0 | 0
2033-07-02 16:00 | 2033 | 7 | 0 | 0 | 0
2033-07-02 17:00 | 2033 | 7 | 0 | 0 | 0
2033-07-02 18:00 | 2033 | 7 | 0 | 0 | 0
2033-07-02 19:00 | 2033 | 7 | 0 | 0 | 0
2033-07-02 20:00 | 2033 | 7 | 0 | 0 | 0
2033-07-02 21:00 | 2033 | 7 | 0 | 0 | 0
2033-07-02 22:00 | 2033 | 7 | 0 | 0 | 0
2033-07-02 23:00 | 2033 | 7 | 0 | 0 | 0
2033-07-03 | 2033 | 7 | 0 | 0 | 0
2033-07-03 01:00 | 2033 | 7 | 0 | 0 | 0
2033-07-03 02:00 | 2033 | 7 | 0 | 0 | 0
2033-07-03 03:00 | 2033 | 7 | 0 | 0 | 0
2033-07-03 04:00 | 2033 | 7 | 0 | 0 | 0
2033-07-03 05:00 | 2033 | 7 | 0 | 0 | 0
2033-07-03 06:00 | 2033 | 7 | 0 | 0 | 0
2033-07-03 07:00 | 2033 | 7 | 0 | 0 | 0
2033-07-03 08:00 | 2033 | 7 | 0 | 0 | 0
2033-07-03 09:00 | 2033 | 7 | 0 | 0 | 0
2033-07-03 10:00 | 2033 | 7 | 0 | 0 | 0
2033-07-03 11:00 | 2033 | 7 | 0 | 0 | 0
2033-07-03 12:00 | 2033 | 7 | 0 | 0 | 0
2033-07-03 13:00 | 2033 | 7 | 0 | 0 | 0
2033-07-03 14:00 | 2033 | 7 | 0 | 0 | 0
2033-07-03 15:00 | 2033 | 7 | 0 | 0 | 0
2033-07-03 16:00 | 2033 | 7 | 0 | 0 | 0
2033-07-03 17:00 | 2033 | 7 | 0 | 0 | 0
2033-07-03 18:00 | 2033 | 7 | 0 | 0 | 0
2033-07-03 19:00 | 2033 | 7 | 0 | 0 | 0
2033-07-03 20:00 | 2033 | 7 | 0 | 0 | 0
2033-07-03 21:00 | 2033 | 7 | 0 | 0 | 0
2033-07-03 22:00 | 2033 | 7 | 0 | 0 | 0
2033-07-03 23:00 | 2033 | 7 | 0 | 0 | 0
2033-07-04 | 2033 | 7 | 0 | 0 | 0
2033-07-04 01:00 | 2033 | 7 | 0 | 0 | 0
2033-07-04 02:00 | 2033 | 7 | 0 | 0 | 0
2033-07-04 03:00 | 2033 | 7 | 0 | 0 | 0
2033-07-04 04:00 | 2033 | 7 | 0 | 0 | 0
2033-07-04 05:00 | 2033 | 7 | 0 | 0 | 0
2033-07-04 06:00 | 2033 | 7 | 0 | 0 | 0
2033-07-04 07:00 | 2033 | 7 | 0 | 0 | 0
2033-07-04 08:00 | 2033 | 7 | 0 | 0 | 0
2033-07-04 09:00 | 2033 | 7 | 0 | 0 | 0
2033-07-04 10:00 | 2033 | 7 | 0 | 0 | 0
2033-07-04 11:00 | 2033 | 7 | 0 | 0 | 0
2033-07-04 12:00 | 2033 | 7 | 0 | 0 | 0
2033-07-04 13:00 | 2033 | 7 | 0 | 0 | 0
2033-07-04 14:00 | 2033 | 7 | 0 | 0 | 0
2033-07-04 15:00 | 2033 | 7 | 0 | 0 | 0
2033-07-04 16:00 | 2033 | 7 | 0 | 0 | 0
2033-07-04 17:00 | 2033 | 7 | 0 | 0 | 0
2033-07-04 18:00 | 2033 | 7 | 0 | 0 | 0
2033-07-04 19:00 | 2033 | 7 | 0 | 0 | 0
2033-07-04 20:00 | 2033 | 7 | 0 | 0 | 0
2033-07-04 21:00 | 2033 | 7 | 0 | 0 | 0
2033-07-04 22:00 | 2033 | 7 | 0 | 0 | 0
2033-07-04 23:00 | 2033 | 7 | 0 | 0 | 0
2033-07-05 | 2033 | 7 | 0 | 0 | 0
2033-07-05 01:00 | 2033 | 7 | 0 | 0 | 0
2033-07-05 02:00 | 2033 | 7 | 0 | 0 | 0
2033-07-05 03:00 | 2033 | 7 | 0 | 0 | 0
2033-07-05 04:00 | 2033 | 7 | 0 | 0 | 0
2033-07-05 05:00 | 2033 | 7 | 0 | 0 | 0
2033-07-05 06:00 | 2033 | 7 | 0 | 0 | 0
2033-07-05 07:00 | 2033 | 7 | 0 | 0 | 0
2033-07-05 08:00 | 2033 | 7 | 0 | 0 | 0
2033-07-05 09:00 | 2033 | 7 | 0 | 0 | 0
2033-07-05 10:00 | 2033 | 7 | 0 | 0 | 0
2033-07-05 11:00 | 2033 | 7 | 0 | 0 | 0
2033-07-05 12:00 | 2033 | 7 | 0 | 0 | 0
2033-07-05 13:00 | 2033 | 7 | 0 | 0 | 0
2033-07-05 14:00 | 2033 | 7 | 0 | 0 | 0
2033-07-05 15:00 | 2033 | 7 | 0 | 0 | 0
2033-07-05 16:00 | 2033 | 7 | 0 | 0 | 0
2033-07-05 17:00 | 2033 | 7 | 0 | 0 | 0
2033-07-05 18:00 | 2033 | 7 | 0 | 0 | 0
2033-07-05 19:00 | 2033 | 7 | 0 | 0 | 0
2033-07-05 20:00 | 2033 | 7 | 0 | 0 | 0
2033-07-05 21:00 | 2033 | 7 | 0 | 0 | 0
2033-07-05 22:00 | 2033 | 7 | 0 | 0 | 0
2033-07-05 23:00 | 2033 | 7 | 0 | 0 | 0
2033-07-06 | 2033 | 7 | 0 | 0 | 0
2033-07-06 01:00 | 2033 | 7 | 0 | 0 | 0
2033-07-06 02:00 | 2033 | 7 | 0 | 0 | 0
2033-07-06 03:00 | 2033 | 7 | 0 | 0 | 0
2033-07-06 04:00 | 2033 | 7 | 0 | 0 | 0
2033-07-06 05:00 | 2033 | 7 | 0 | 0 | 0
2033-07-06 06:00 | 2033 | 7 | 0 | 0 | 0
2033-07-06 07:00 | 2033 | 7 | 0 | 0 | 0
2033-07-06 08:00 | 2033 | 7 | 0 | 0 | 0
2033-07-06 09:00 | 2033 | 7 | 0 | 0 | 0
2033-07-06 10:00 | 2033 | 7 | 0 | 0 | 0
2033-07-06 11:00 | 2033 | 7 | 0 | 0 | 0
2033-07-06 12:00 | 2033 | 7 | 0 | 0 | 0
2033-07-06 13:00 | 2033 | 7 | 0 | 0 | 0
2033-07-06 14:00 | 2033 | 7 | 0 | 0 | 0
2033-07-06 15:00 | 2033 | 7 | 0 | 0 | 0
2033-07-06 16:00 | 2033 | 7 | 0 | 0 | 0
2033-07-06 17:00 | 2033 | 7 | 0 | 0 | 0
2033-07-06 18:00 | 2033 | 7 | 0 | 0 | 0
2033-07-06 19:00 | 2033 | 7 | 0 | 0 | 0
2033-07-06 20:00 | 2033 | 7 | 0 | 0 | 0
2033-07-06 21:00 | 2033 | 7 | 0 | 0 | 0
2033-07-06 22:00 | 2033 | 7 | 0 | 0 | 0
2033-07-06 23:00 | 2033 | 7 | 0 | 0 | 0
2033-07-07 | 2033 | 7 | 0 | 0 | 0
2033-07-07 01:00 | 2033 | 7 | 0 | 0 | 0
2033-07-07 02:00 | 2033 | 7 | 0 | 0 | 0
2033-07-07 03:00 | 2033 | 7 | 0 | 0 | 0
2033-07-07 04:00 | 2033 | 7 | 0 | 0 | 0
2033-07-07 05:00 | 2033 | 7 | 0 | 0 | 0
2033-07-07 06:00 | 2033 | 7 | 0 | 0 | 0
2033-07-07 07:00 | 2033 | 7 | 0 | 0 | 0
2033-07-07 08:00 | 2033 | 7 | 0 | 0 | 0
2033-07-07 09:00 | 2033 | 7 | 0 | 0 | 0
2033-07-07 10:00 | 2033 | 7 | 0 | 0 | 0
2033-07-07 11:00 | 2033 | 7 | 0 | 0 | 0
2033-07-07 12:00 | 2033 | 7 | 0 | 0 | 0
2033-07-07 13:00 | 2033 | 7 | 0 | 0 | 0
2033-07-07 14:00 | 2033 | 7 | 0 | 0 | 0
2033-07-07 15:00 | 2033 | 7 | 0 | 0 | 0
2033-07-07 16:00 | 2033 | 7 | 0 | 0 | 0
2033-07-07 17:00 | 2033 | 7 | 0 | 0 | 0
2033-07-07 18:00 | 2033 | 7 | 0 | 0 | 0
2033-07-07 19:00 | 2033 | 7 | 0 | 0 | 0
2033-07-07 20:00 | 2033 | 7 | 0 | 0 | 0
2033-07-07 21:00 | 2033 | 7 | 0 | 0 | 0
2033-07-07 22:00 | 2033 | 7 | 0 | 0 | 0
2033-07-07 23:00 | 2033 | 7 | 0 | 0 | 0
2033-07-08 | 2033 | 7 | 0 | 0 | 0
2033-07-08 01:00 | 2033 | 7 | 0 | 0 | 0
2033-07-08 02:00 | 2033 | 7 | 0 | 0 | 0
2033-07-08 03:00 | 2033 | 7 | 0 | 0 | 0
2033-07-08 04:00 | 2033 | 7 | 0 | 0 | 0
2033-07-08 05:00 | 2033 | 7 | 0 | 0 | 0
2033-07-08 06:00 | 2033 | 7 | 0 | 0 | 0
2033-07-08 07:00 | 2033 | 7 | 0 | 0 | 0
2033-07-08 08:00 | 2033 | 7 | 0 | 0 | 0
2033-07-08 09:00 | 2033 | 7 | 0 | 0 | 0
2033-07-08 10:00 | 2033 | 7 | 0 | 0 | 0
2033-07-08 11:00 | 2033 | 7 | 0 | 0 | 0
2033-07-08 12:00 | 2033 | 7 | 0 | 0 | 0
2033-07-08 13:00 | 2033 | 7 | 0 | 0 | 0
2033-07-08 14:00 | 2033 | 7 | 0 | 0 | 0
2033-07-08 15:00 | 2033 | 7 | 0 | 0 | 0
2033-07-08 16:00 | 2033 | 7 | 0 | 0 | 0
2033-07-08 17:00 | 2033 | 7 | 0 | 0 | 0
2033-07-08 18:00 | 2033 | 7 | 0 | 0 | 0
2033-07-08 19:00 | 2033 | 7 | 0 | 0 | 0
2033-07-08 20:00 | 2033 | 7 | 0 | 0 | 0
2033-07-08 21:00 | 2033 | 7 | 0 | 0 | 0
2033-07-08 22:00 | 2033 | 7 | 0 | 0 | 0
2033-07-08 23:00 | 2033 | 7 | 0 | 0 | 0
2033-07-09 | 2033 | 7 | 0 | 0 | 0
2033-07-09 01:00 | 2033 | 7 | 0 | 0 | 0
2033-07-09 02:00 | 2033 | 7 | 0 | 0 | 0
2033-07-09 03:00 | 2033 | 7 | 0 | 0 | 0
2033-07-09 04:00 | 2033 | 7 | 0 | 0 | 0
2033-07-09 05:00 | 2033 | 7 | 0 | 0 | 0
2033-07-09 06:00 | 2033 | 7 | 0 | 0 | 0
2033-07-09 07:00 | 2033 | 7 | 0 | 0 | 0
2033-07-09 08:00 | 2033 | 7 | 0 | 0 | 0
2033-07-09 09:00 | 2033 | 7 | 0 | 0 | 0
2033-07-09 10:00 | 2033 | 7 | 0 | 0 | 0
2033-07-09 11:00 | 2033 | 7 | 0 | 0 | 0
2033-07-09 12:00 | 2033 | 7 | 0 | 0 | 0
2033-07-09 13:00 | 2033 | 7 | 0 | 0 | 0
2033-07-09 14:00 | 2033 | 7 | 0 | 0 | 0
2033-07-09 15:00 | 2033 | 7 | 0 | 0 | 0
2033-07-09 16:00 | 2033 | 7 | 0 | 0 | 0
2033-07-09 17:00 | 2033 | 7 | 0 | 0 | 0
2033-07-09 18:00 | 2033 | 7 | 0 | 0 | 0
2033-07-09 19:00 | 2033 | 7 | 0 | 0 | 0
2033-07-09 20:00 | 2033 | 7 | 0 | 0 | 0
2033-07-09 21:00 | 2033 | 7 | 0 | 0 | 0
2033-07-09 22:00 | 2033 | 7 | 0 | 0 | 0
2033-07-09 23:00 | 2033 | 7 | 0 | 0 | 0
2033-07-10 | 2033 | 7 | 0 | 0 | 0
2033-07-10 01:00 | 2033 | 7 | 0 | 0 | 0
2033-07-10 02:00 | 2033 | 7 | 0 | 0 | 0
2033-07-10 03:00 | 2033 | 7 | 0 | 0 | 0
2033-07-10 04:00 | 2033 | 7 | 0 | 0 | 0
2033-07-10 05:00 | 2033 | 7 | 0 | 0 | 0
2033-07-10 06:00 | 2033 | 7 | 0 | 0 | 0
2033-07-10 07:00 | 2033 | 7 | 0 | 0 | 0
2033-07-10 08:00 | 2033 | 7 | 0 | 0 | 0
2033-07-10 09:00 | 2033 | 7 | 0 | 0 | 0
2033-07-10 10:00 | 2033 | 7 | 0 | 0 | 0
2033-07-10 11:00 | 2033 | 7 | 0 | 0 | 0
2033-07-10 12:00 | 2033 | 7 | 0 | 0 | 0
2033-07-10 13:00 | 2033 | 7 | 0 | 0 | 0
2033-07-10 14:00 | 2033 | 7 | 0 | 0 | 0
2033-07-10 15:00 | 2033 | 7 | 0 | 0 | 0
2033-07-10 16:00 | 2033 | 7 | 0 | 0 | 0
2033-07-10 17:00 | 2033 | 7 | 0 | 0 | 0
2033-07-10 18:00 | 2033 | 7 | 0 | 0 | 0
2033-07-10 19:00 | 2033 | 7 | 0 | 0 | 0
2033-07-10 20:00 | 2033 | 7 | 0 | 0 | 0
2033-07-10 21:00 | 2033 | 7 | 0 | 0 | 0
2033-07-10 22:00 | 2033 | 7 | 0 | 0 | 0
2033-07-10 23:00 | 2033 | 7 | 0 | 0 | 0
2033-07-11 | 2033 | 7 | 0 | 0 | 0
2033-07-11 01:00 | 2033 | 7 | 0 | 0 | 0
2033-07-11 02:00 | 2033 | 7 | 0 | 0 | 0
2033-07-11 03:00 | 2033 | 7 | 0 | 0 | 0
2033-07-11 04:00 | 2033 | 7 | 0 | 0 | 0
2033-07-11 05:00 | 2033 | 7 | 0 | 0 | 0
2033-07-11 06:00 | 2033 | 7 | 0 | 0 | 0
2033-07-11 07:00 | 2033 | 7 | 0 | 0 | 0
2033-07-11 08:00 | 2033 | 7 | 0 | 0 | 0
2033-07-11 09:00 | 2033 | 7 | 0 | 0 | 0
2033-07-11 10:00 | 2033 | 7 | 0 | 0 | 0
2033-07-11 11:00 | 2033 | 7 | 0 | 0 | 0
2033-07-11 12:00 | 2033 | 7 | 0 | 0 | 0
2033-07-11 13:00 | 2033 | 7 | 0 | 0 | 0
2033-07-11 14:00 | 2033 | 7 | 0 | 0 | 0
2033-07-11 15:00 | 2033 | 7 | 0 | 0 | 0
2033-07-11 16:00 | 2033 | 7 | 0 | 0 | 0
2033-07-11 17:00 | 2033 | 7 | 0 | 0 | 0
2033-07-11 18:00 | 2033 | 7 | 0 | 0 | 0
2033-07-11 19:00 | 2033 | 7 | 0 | 0 | 0
2033-07-11 20:00 | 2033 | 7 | 0 | 0 | 0
2033-07-11 21:00 | 2033 | 7 | 0 | 0 | 0
2033-07-11 22:00 | 2033 | 7 | 0 | 0 | 0
2033-07-11 23:00 | 2033 | 7 | 0 | 0 | 0
2033-07-12 | 2033 | 7 | 0 | 0 | 0
2033-07-12 01:00 | 2033 | 7 | 0 | 0 | 0
2033-07-12 02:00 | 2033 | 7 | 0 | 0 | 0
2033-07-12 03:00 | 2033 | 7 | 0 | 0 | 0
2033-07-12 04:00 | 2033 | 7 | 0 | 0 | 0
2033-07-12 05:00 | 2033 | 7 | 0 | 0 | 0
2033-07-12 06:00 | 2033 | 7 | 0 | 0 | 0
2033-07-12 07:00 | 2033 | 7 | 0 | 0 | 0
2033-07-12 08:00 | 2033 | 7 | 0 | 0 | 0
2033-07-12 09:00 | 2033 | 7 | 0 | 0 | 0
2033-07-12 10:00 | 2033 | 7 | 0 | 0 | 0
2033-07-12 11:00 | 2033 | 7 | 0 | 0 | 0
2033-07-12 12:00 | 2033 | 7 | 0 | 0 | 0
2033-07-12 13:00 | 2033 | 7 | 0 | 0 | 0
2033-07-12 14:00 | 2033 | 7 | 0 | 0 | 0
2033-07-12 15:00 | 2033 | 7 | 0 | 0 | 0
2033-07-12 16:00 | 2033 | 7 | 0 | 0 | 0
2033-07-12 17:00 | 2033 | 7 | 0 | 0 | 0
2033-07-12 18:00 | 2033 | 7 | 0 | 0 | 0
2033-07-12 19:00 | 2033 | 7 | 0 | 0 | 0
2033-07-12 20:00 | 2033 | 7 | 0 | 0 | 0
2033-07-12 21:00 | 2033 | 7 | 0 | 0 | 0
2033-07-12 22:00 | 2033 | 7 | 0 | 0 | 0
2033-07-12 23:00 | 2033 | 7 | 0 | 0 | 0
2033-07-13 | 2033 | 7 | 0 | 0 | 0
2033-07-13 01:00 | 2033 | 7 | 0 | 0 | 0
2033-07-13 02:00 | 2033 | 7 | 0 | 0 | 0
2033-07-13 03:00 | 2033 | 7 | 0 | 0 | 0
2033-07-13 04:00 | 2033 | 7 | 0 | 0 | 0
2033-07-13 05:00 | 2033 | 7 | 0 | 0 | 0
2033-07-13 06:00 | 2033 | 7 | 0 | 0 | 0
2033-07-13 07:00 | 2033 | 7 | 0 | 0 | 0
2033-07-13 08:00 | 2033 | 7 | 0 | 0 | 0
2033-07-13 09:00 | 2033 | 7 | 0 | 0 | 0
2033-07-13 10:00 | 2033 | 7 | 0 | 0 | 0
2033-07-13 11:00 | 2033 | 7 | 0 | 0 | 0
2033-07-13 12:00 | 2033 | 7 | 0 | 0 | 0
2033-07-13 13:00 | 2033 | 7 | 0 | 0 | 0
2033-07-13 14:00 | 2033 | 7 | 0 | 0 | 0
2033-07-13 15:00 | 2033 | 7 | 0 | 0 | 0
2033-07-13 16:00 | 2033 | 7 | 0 | 0 | 0
2033-07-13 17:00 | 2033 | 7 | 0 | 0 | 0
2033-07-13 18:00 | 2033 | 7 | 0 | 0 | 0
2033-07-13 19:00 | 2033 | 7 | 0 | 0 | 0
2033-07-13 20:00 | 2033 | 7 | 0 | 0 | 0
2033-07-13 21:00 | 2033 | 7 | 0 | 0 | 0
2033-07-13 22:00 | 2033 | 7 | 0 | 0 | 0
2033-07-13 23:00 | 2033 | 7 | 0 | 0 | 0
2033-07-14 | 2033 | 7 | 0 | 0 | 0
2033-07-14 01:00 | 2033 | 7 | 0 | 0 | 0
2033-07-14 02:00 | 2033 | 7 | 0 | 0 | 0
2033-07-14 03:00 | 2033 | 7 | 0 | 0 | 0
2033-07-14 04:00 | 2033 | 7 | 0 | 0 | 0
2033-07-14 05:00 | 2033 | 7 | 0 | 0 | 0
2033-07-14 06:00 | 2033 | 7 | 0 | 0 | 0
2033-07-14 07:00 | 2033 | 7 | 0 | 0 | 0
2033-07-14 08:00 | 2033 | 7 | 0 | 0 | 0
2033-07-14 09:00 | 2033 | 7 | 0 | 0 | 0
2033-07-14 10:00 | 2033 | 7 | 0 | 0 | 0
2033-07-14 11:00 | 2033 | 7 | 0 | 0 | 0
2033-07-14 12:00 | 2033 | 7 | 0 | 0 | 0
2033-07-14 13:00 | 2033 | 7 | 0 | 0 | 0
2033-07-14 14:00 | 2033 | 7 | 0 | 0 | 0
2033-07-14 15:00 | 2033 | 7 | 0 | 0 | 0
2033-07-14 16:00 | 2033 | 7 | 0 | 0 | 0
2033-07-14 17:00 | 2033 | 7 | 0 | 0 | 0
2033-07-14 18:00 | 2033 | 7 | 0 | 0 | 0
2033-07-14 19:00 | 2033 | 7 | 0 | 0 | 0
2033-07-14 20:00 | 2033 | 7 | 0 | 0 | 0
2033-07-14 21:00 | 2033 | 7 | 0 | 0 | 0
2033-07-14 22:00 | 2033 | 7 | 0 | 0 | 0
2033-07-14 23:00 | 2033 | 7 | 0 | 0 | 0
2033-07-15 | 2033 | 7 | 0 | 0 | 0
2033-07-15 01:00 | 2033 | 7 | 0 | 0 | 0
2033-07-15 02:00 | 2033 | 7 | 0 | 0 | 0
2033-07-15 03:00 | 2033 | 7 | 0 | 0 | 0
2033-07-15 04:00 | 2033 | 7 | 0 | 0 | 0
2033-07-15 05:00 | 2033 | 7 | 0 | 0 | 0
2033-07-15 06:00 | 2033 | 7 | 0 | 0 | 0
2033-07-15 07:00 | 2033 | 7 | 0 | 0 | 0
2033-07-15 08:00 | 2033 | 7 | 0 | 0 | 0
2033-07-15 09:00 | 2033 | 7 | 0 | 0 | 0
2033-07-15 10:00 | 2033 | 7 | 0 | 0 | 0
2033-07-15 11:00 | 2033 | 7 | 0 | 0 | 0
2033-07-15 12:00 | 2033 | 7 | 0 | 0 | 0
2033-07-15 13:00 | 2033 | 7 | 0 | 0 | 0
2033-07-15 14:00 | 2033 | 7 | 0 | 0 | 0
2033-07-15 15:00 | 2033 | 7 | 0 | 0 | 0
2033-07-15 16:00 | 2033 | 7 | 0 | 0 | 0
2033-07-15 17:00 | 2033 | 7 | 0 | 0 | 0
2033-07-15 18:00 | 2033 | 7 | 0 | 0 | 0
2033-07-15 19:00 | 2033 | 7 | 0 | 0 | 0
2033-07-15 20:00 | 2033 | 7 | 0 | 0 | 0
2033-07-15 21:00 | 2033 | 7 | 0 | 0 | 0
2033-07-15 22:00 | 2033 | 7 | 0 | 0 | 0
2033-07-15 23:00 | 2033 | 7 | 0 | 0 | 0
2033-07-16 | 2033 | 7 | 0 | 0 | 0
2033-07-16 01:00 | 2033 | 7 | 0 | 0 | 0
2033-07-16 02:00 | 2033 | 7 | 0 | 0 | 0
2033-07-16 03:00 | 2033 | 7 | 0 | 0 | 0
2033-07-16 04:00 | 2033 | 7 | 0 | 0 | 0
2033-07-16 05:00 | 2033 | 7 | 0 | 0 | 0
2033-07-16 06:00 | 2033 | 7 | 0 | 0 | 0
2033-07-16 07:00 | 2033 | 7 | 0 | 0 | 0
2033-07-16 08:00 | 2033 | 7 | 0 | 0 | 0
2033-07-16 09:00 | 2033 | 7 | 0 | 0 | 0
2033-07-16 10:00 | 2033 | 7 | 0 | 0 | 0
2033-07-16 11:00 | 2033 | 7 | 0 | 0 | 0
2033-07-16 12:00 | 2033 | 7 | 0 | 0 | 0
2033-07-16 13:00 | 2033 | 7 | 0 | 0 | 0
2033-07-16 14:00 | 2033 | 7 | 0 | 0 | 0
2033-07-16 15:00 | 2033 | 7 | 0 | 0 | 0
2033-07-16 16:00 | 2033 | 7 | 0 | 0 | 0
2033-07-16 17:00 | 2033 | 7 | 0 | 0 | 0
2033-07-16 18:00 | 2033 | 7 | 0 | 0 | 0
2033-07-16 19:00 | 2033 | 7 | 0 | 0 | 0
2033-07-16 20:00 | 2033 | 7 | 0 | 0 | 0
2033-07-16 21:00 | 2033 | 7 | 0 | 0 | 0
2033-07-16 22:00 | 2033 | 7 | 0 | 0 | 0
2033-07-16 23:00 | 2033 | 7 | 0 | 0 | 0
2033-07-17 | 2033 | 7 | 0 | 0 | 0
2033-07-17 01:00 | 2033 | 7 | 0 | 0 | 0
2033-07-17 02:00 | 2033 | 7 | 0 | 0 | 0
2033-07-17 03:00 | 2033 | 7 | 0 | 0 | 0
2033-07-17 04:00 | 2033 | 7 | 0 | 0 | 0
2033-07-17 05:00 | 2033 | 7 | 0 | 0 | 0
2033-07-17 06:00 | 2033 | 7 | 0 | 0 | 0
2033-07-17 07:00 | 2033 | 7 | 0 | 0 | 0
2033-07-17 08:00 | 2033 | 7 | 0 | 0 | 0
2033-07-17 09:00 | 2033 | 7 | 0 | 0 | 0
2033-07-17 10:00 | 2033 | 7 | 0 | 0 | 0
2033-07-17 11:00 | 2033 | 7 | 0 | 0 | 0
2033-07-17 12:00 | 2033 | 7 | 0 | 0 | 0
2033-07-17 13:00 | 2033 | 7 | 0 | 0 | 0
2033-07-17 14:00 | 2033 | 7 | 0 | 0 | 0
2033-07-17 15:00 | 2033 | 7 | 0 | 0 | 0
2033-07-17 16:00 | 2033 | 7 | 0 | 0 | 0
2033-07-17 17:00 | 2033 | 7 | 0 | 0 | 0
2033-07-17 18:00 | 2033 | 7 | 0 | 0 | 0
2033-07-17 19:00 | 2033 | 7 | 0 | 0 | 0
2033-07-17 20:00 | 2033 | 7 | 0 | 0 | 0
2033-07-17 21:00 | 2033 | 7 | 0 | 0 | 0
2033-07-17 22:00 | 2033 | 7 | 0 | 0 | 0
2033-07-17 23:00 | 2033 | 7 | 0 | 0 | 0
2033-07-18 | 2033 | 7 | 0 | 0 | 0
2033-07-18 01:00 | 2033 | 7 | 0 | 0 | 0
2033-07-18 02:00 | 2033 | 7 | 0 | 0 | 0
2033-07-18 03:00 | 2033 | 7 | 0 | 0 | 0
2033-07-18 04:00 | 2033 | 7 | 0 | 0 | 0
2033-07-18 05:00 | 2033 | 7 | 0 | 0 | 0
2033-07-18 06:00 | 2033 | 7 | 0 | 0 | 0
2033-07-18 07:00 | 2033 | 7 | 0 | 0 | 0
2033-07-18 08:00 | 2033 | 7 | 0 | 0 | 0
2033-07-18 09:00 | 2033 | 7 | 0 | 0 | 0
2033-07-18 10:00 | 2033 | 7 | 0 | 0 | 0
2033-07-18 11:00 | 2033 | 7 | 0 | 0 | 0
2033-07-18 12:00 | 2033 | 7 | 0 | 0 | 0
2033-07-18 13:00 | 2033 | 7 | 0 | 0 | 0
2033-07-18 14:00 | 2033 | 7 | 0 | 0 | 0
2033-07-18 15:00 | 2033 | 7 | 0 | 0 | 0
2033-07-18 16:00 | 2033 | 7 | 0 | 0 | 0
2033-07-18 17:00 | 2033 | 7 | 0 | 0 | 0
2033-07-18 18:00 | 2033 | 7 | 0 | 0 | 0
2033-07-18 19:00 | 2033 | 7 | 0 | 0 | 0
2033-07-18 20:00 | 2033 | 7 | 0 | 0 | 0
2033-07-18 21:00 | 2033 | 7 | 0 | 0 | 0
2033-07-18 22:00 | 2033 | 7 | 0 | 0 | 0
2033-07-18 23:00 | 2033 | 7 | 0 | 0 | 0
2033-07-19 | 2033 | 7 | 0 | 0 | 0
2033-07-19 01:00 | 2033 | 7 | 0 | 0 | 0
2033-07-19 02:00 | 2033 | 7 | 0 | 0 | 0
2033-07-19 03:00 | 2033 | 7 | 0 | 0 | 0
2033-07-19 04:00 | 2033 | 7 | 0 | 0 | 0
2033-07-19 05:00 | 2033 | 7 | 0 | 0 | 0
2033-07-19 06:00 | 2033 | 7 | 0 | 0 | 0
2033-07-19 07:00 | 2033 | 7 | 0 | 0 | 0
2033-07-19 08:00 | 2033 | 7 | 0 | 0 | 0
2033-07-19 09:00 | 2033 | 7 | 0 | 0 | 0
2033-07-19 10:00 | 2033 | 7 | 0 | 0 | 0
2033-07-19 11:00 | 2033 | 7 | 0 | 0 | 0
2033-07-19 12:00 | 2033 | 7 | 0 | 0 | 0
2033-07-19 13:00 | 2033 | 7 | 0 | 0 | 0
2033-07-19 14:00 | 2033 | 7 | 0 | 0 | 0
2033-07-19 15:00 | 2033 | 7 | 0 | 0 | 0
2033-07-19 16:00 | 2033 | 7 | 0 | 0 | 0
2033-07-19 17:00 | 2033 | 7 | 0 | 0 | 0
2033-07-19 18:00 | 2033 | 7 | 0 | 0 | 0
2033-07-19 19:00 | 2033 | 7 | 0 | 0 | 0
2033-07-19 20:00 | 2033 | 7 | 0 | 0 | 0
2033-07-19 21:00 | 2033 | 7 | 0 | 0 | 0
2033-07-19 22:00 | 2033 | 7 | 0 | 0 | 0
2033-07-19 23:00 | 2033 | 7 | 0 | 0 | 0
2033-07-20 | 2033 | 7 | 0 | 0 | 0
2033-07-20 01:00 | 2033 | 7 | 0 | 0 | 0
2033-07-20 02:00 | 2033 | 7 | 0 | 0 | 0
2033-07-20 03:00 | 2033 | 7 | 0 | 0 | 0
2033-07-20 04:00 | 2033 | 7 | 0 | 0 | 0
2033-07-20 05:00 | 2033 | 7 | 0 | 0 | 0
2033-07-20 06:00 | 2033 | 7 | 0 | 0 | 0
2033-07-20 07:00 | 2033 | 7 | 0 | 0 | 0
2033-07-20 08:00 | 2033 | 7 | 0 | 0 | 0
2033-07-20 09:00 | 2033 | 7 | 0 | 0 | 0
2033-07-20 10:00 | 2033 | 7 | 0 | 0 | 0
2033-07-20 11:00 | 2033 | 7 | 0 | 0 | 0
2033-07-20 12:00 | 2033 | 7 | 0 | 0 | 0
2033-07-20 13:00 | 2033 | 7 | 0 | 0 | 0
2033-07-20 14:00 | 2033 | 7 | 0 | 0 | 0
2033-07-20 15:00 | 2033 | 7 | 0 | 0 | 0
2033-07-20 16:00 | 2033 | 7 | 0 | 0 | 0
2033-07-20 17:00 | 2033 | 7 | 0 | 0 | 0
2033-07-20 18:00 | 2033 | 7 | 0 | 0 | 0
2033-07-20 19:00 | 2033 | 7 | 0 | 0 | 0
2033-07-20 20:00 | 2033 | 7 | 0 | 0 | 0
2033-07-20 21:00 | 2033 | 7 | 0 | 0 | 0
2033-07-20 22:00 | 2033 | 7 | 0 | 0 | 0
2033-07-20 23:00 | 2033 | 7 | 0 | 0 | 0
2033-07-21 | 2033 | 7 | 0 | 0 | 0
2033-07-21 01:00 | 2033 | 7 | 0 | 0 | 0
2033-07-21 02:00 | 2033 | 7 | 0 | 0 | 0
2033-07-21 03:00 | 2033 | 7 | 0 | 0 | 0
2033-07-21 04:00 | 2033 | 7 | 0 | 0 | 0
2033-07-21 05:00 | 2033 | 7 | 0 | 0 | 0
2033-07-21 06:00 | 2033 | 7 | 0 | 0 | 0
2033-07-21 07:00 | 2033 | 7 | 0 | 0 | 0
2033-07-21 08:00 | 2033 | 7 | 0 | 0 | 0
2033-07-21 09:00 | 2033 | 7 | 0 | 0 | 0
2033-07-21 10:00 | 2033 | 7 | 0 | 0 | 0
2033-07-21 11:00 | 2033 | 7 | 0 | 0 | 0
2033-07-21 12:00 | 2033 | 7 | 0 | 0 | 0
2033-07-21 13:00 | 2033 | 7 | 0 | 0 | 0
2033-07-21 14:00 | 2033 | 7 | 0 | 0 | 0
2033-07-21 15:00 | 2033 | 7 | 0 | 0 | 0
2033-07-21 16:00 | 2033 | 7 | 0 | 0 | 0
2033-07-21 17:00 | 2033 | 7 | 0 | 0 | 0
2033-07-21 18:00 | 2033 | 7 | 0 | 0 | 0
2033-07-21 19:00 | 2033 | 7 | 0 | 0 | 0
2033-07-21 20:00 | 2033 | 7 | 0 | 0 | 0
2033-07-21 21:00 | 2033 | 7 | 0 | 0 | 0
2033-07-21 22:00 | 2033 | 7 | 0 | 0 | 0
2033-07-21 23:00 | 2033 | 7 | 0 | 0 | 0
2033-07-22 | 2033 | 7 | 0 | 0 | 0
2033-07-22 01:00 | 2033 | 7 | 0 | 0 | 0
2033-07-22 02:00 | 2033 | 7 | 0 | 0 | 0
2033-07-22 03:00 | 2033 | 7 | 0 | 0 | 0
2033-07-22 04:00 | 2033 | 7 | 0 | 0 | 0
2033-07-22 05:00 | 2033 | 7 | 0 | 0 | 0
2033-07-22 06:00 | 2033 | 7 | 0 | 0 | 0
2033-07-22 07:00 | 2033 | 7 | 0 | 0 | 0
2033-07-22 08:00 | 2033 | 7 | 0 | 0 | 0
2033-07-22 09:00 | 2033 | 7 | 0 | 0 | 0
2033-07-22 10:00 | 2033 | 7 | 0 | 0 | 0
2033-07-22 11:00 | 2033 | 7 | 0 | 0 | 0
2033-07-22 12:00 | 2033 | 7 | 0 | 0 | 0
2033-07-22 13:00 | 2033 | 7 | 0 | 0 | 0
2033-07-22 14:00 | 2033 | 7 | 0 | 0 | 0
2033-07-22 15:00 | 2033 | 7 | 0 | 0 | 0
2033-07-22 16:00 | 2033 | 7 | 0 | 0 | 0
2033-07-22 17:00 | 2033 | 7 | 0 | 0 | 0
2033-07-22 18:00 | 2033 | 7 | 0 | 0 | 0
2033-07-22 19:00 | 2033 | 7 | 0 | 0 | 0
2033-07-22 20:00 | 2033 | 7 | 0 | 0 | 0
2033-07-22 21:00 | 2033 | 7 | 0 | 0 | 0
2033-07-22 22:00 | 2033 | 7 | 0 | 0 | 0
2033-07-22 23:00 | 2033 | 7 | 0 | 0 | 0
2033-07-23 | 2033 | 7 | 0 | 0 | 0
2033-07-23 01:00 | 2033 | 7 | 0 | 0 | 0
2033-07-23 02:00 | 2033 | 7 | 0 | 0 | 0
2033-07-23 03:00 | 2033 | 7 | 0 | 0 | 0
2033-07-23 04:00 | 2033 | 7 | 0 | 0 | 0
2033-07-23 05:00 | 2033 | 7 | 0 | 0 | 0
2033-07-23 06:00 | 2033 | 7 | 0 | 0 | 0
2033-07-23 07:00 | 2033 | 7 | 0 | 0 | 0
2033-07-23 08:00 | 2033 | 7 | 0 | 0 | 0
2033-07-23 09:00 | 2033 | 7 | 0 | 0 | 0
2033-07-23 10:00 | 2033 | 7 | 0 | 0 | 0
2033-07-23 11:00 | 2033 | 7 | 0 | 0 | 0
2033-07-23 12:00 | 2033 | 7 | 0 | 0 | 0
2033-07-23 13:00 | 2033 | 7 | 0 | 0 | 0
2033-07-23 14:00 | 2033 | 7 | 0 | 0 | 0
2033-07-23 15:00 | 2033 | 7 | 0 | 0 | 0
2033-07-23 16:00 | 2033 | 7 | 0 | 0 | 0
2033-07-23 17:00 | 2033 | 7 | 0 | 0 | 0
2033-07-23 18:00 | 2033 | 7 | 0 | 0 | 0
2033-07-23 19:00 | 2033 | 7 | 0 | 0 | 0
2033-07-23 20:00 | 2033 | 7 | 0 | 0 | 0
2033-07-23 21:00 | 2033 | 7 | 0 | 0 | 0
2033-07-23 22:00 | 2033 | 7 | 0 | 0 | 0
2033-07-23 23:00 | 2033 | 7 | 0 | 0 | 0
2033-07-24 | 2033 | 7 | 0 | 0 | 0
2033-07-24 01:00 | 2033 | 7 | 0 | 0 | 0
2033-07-24 02:00 | 2033 | 7 | 0 | 0 | 0
2033-07-24 03:00 | 2033 | 7 | 0 | 0 | 0
2033-07-24 04:00 | 2033 | 7 | 0 | 0 | 0
2033-07-24 05:00 | 2033 | 7 | 0 | 0 | 0
2033-07-24 06:00 | 2033 | 7 | 0 | 0 | 0
2033-07-24 07:00 | 2033 | 7 | 0 | 0 | 0
2033-07-24 08:00 | 2033 | 7 | 0 | 0 | 0
2033-07-24 09:00 | 2033 | 7 | 0 | 0 | 0
2033-07-24 10:00 | 2033 | 7 | 0 | 0 | 0
2033-07-24 11:00 | 2033 | 7 | 0 | 0 | 0
2033-07-24 12:00 | 2033 | 7 | 0 | 0 | 0
2033-07-24 13:00 | 2033 | 7 | 0 | 0 | 0
2033-07-24 14:00 | 2033 | 7 | 0 | 0 | 0
2033-07-24 15:00 | 2033 | 7 | 0 | 0 | 0
2033-07-24 16:00 | 2033 | 7 | 0 | 0 | 0
2033-07-24 17:00 | 2033 | 7 | 0 | 0 | 0
2033-07-24 18:00 | 2033 | 7 | 0 | 0 | 0
2033-07-24 19:00 | 2033 | 7 | 0 | 0 | 0
2033-07-24 20:00 | 2033 | 7 | 0 | 0 | 0
2033-07-24 21:00 | 2033 | 7 | 0 | 0 | 0
2033-07-24 22:00 | 2033 | 7 | 0 | 0 | 0
2033-07-24 23:00 | 2033 | 7 | 0 | 0 | 0
2033-07-25 | 2033 | 7 | 0 | 0 | 0
2033-07-25 01:00 | 2033 | 7 | 0 | 0 | 0
2033-07-25 02:00 | 2033 | 7 | 0 | 0 | 0
2033-07-25 03:00 | 2033 | 7 | 0 | 0 | 0
2033-07-25 04:00 | 2033 | 7 | 0 | 0 | 0
2033-07-25 05:00 | 2033 | 7 | 0 | 0 | 0
2033-07-25 06:00 | 2033 | 7 | 0 | 0 | 0
2033-07-25 07:00 | 2033 | 7 | 0 | 0 | 0
2033-07-25 08:00 | 2033 | 7 | 0 | 0 | 0
2033-07-25 09:00 | 2033 | 7 | 0 | 0 | 0
2033-07-25 10:00 | 2033 | 7 | 0 | 0 | 0
2033-07-25 11:00 | 2033 | 7 | 0 | 0 | 0
2033-07-25 12:00 | 2033 | 7 | 0 | 0 | 0
2033-07-25 13:00 | 2033 | 7 | 0 | 0 | 0
2033-07-25 14:00 | 2033 | 7 | 0 | 0 | 0
2033-07-25 15:00 | 2033 | 7 | 0 | 0 | 0
2033-07-25 16:00 | 2033 | 7 | 0 | 0 | 0
2033-07-25 17:00 | 2033 | 7 | 0 | 0 | 0
2033-07-25 18:00 | 2033 | 7 | 0 | 0 | 0
2033-07-25 19:00 | 2033 | 7 | 0 | 0 | 0
2033-07-25 20:00 | 2033 | 7 | 0 | 0 | 0
2033-07-25 21:00 | 2033 | 7 | 0 | 0 | 0
2033-07-25 22:00 | 2033 | 7 | 0 | 0 | 0
2033-07-25 23:00 | 2033 | 7 | 0 | 0 | 0
2033-07-26 | 2033 | 7 | 0 | 0 | 0
2033-07-26 01:00 | 2033 | 7 | 0 | 0 | 0
2033-07-26 02:00 | 2033 | 7 | 0 | 0 | 0
2033-07-26 03:00 | 2033 | 7 | 0 | 0 | 0
2033-07-26 04:00 | 2033 | 7 | 0 | 0 | 0
2033-07-26 05:00 | 2033 | 7 | 0 | 0 | 0
2033-07-26 06:00 | 2033 | 7 | 0 | 0 | 0
2033-07-26 07:00 | 2033 | 7 | 0 | 0 | 0
2033-07-26 08:00 | 2033 | 7 | 0 | 0 | 0
2033-07-26 09:00 | 2033 | 7 | 0 | 0 | 0
2033-07-26 10:00 | 2033 | 7 | 0 | 0 | 0
2033-07-26 11:00 | 2033 | 7 | 0 | 0 | 0
2033-07-26 12:00 | 2033 | 7 | 0 | 0 | 0
2033-07-26 13:00 | 2033 | 7 | 0 | 0 | 0
2033-07-26 14:00 | 2033 | 7 | 0 | 0 | 0
2033-07-26 15:00 | 2033 | 7 | 0 | 0 | 0
2033-07-26 16:00 | 2033 | 7 | 0 | 0 | 0
2033-07-26 17:00 | 2033 | 7 | 0 | 0 | 0
2033-07-26 18:00 | 2033 | 7 | 0 | 0 | 0
2033-07-26 19:00 | 2033 | 7 | 0 | 0 | 0
2033-07-26 20:00 | 2033 | 7 | 0 | 0 | 0
2033-07-26 21:00 | 2033 | 7 | 0 | 0 | 0
2033-07-26 22:00 | 2033 | 7 | 0 | 0 | 0
2033-07-26 23:00 | 2033 | 7 | 0 | 0 | 0
2033-07-27 | 2033 | 7 | 0 | 0 | 0
2033-07-27 01:00 | 2033 | 7 | 0 | 0 | 0
2033-07-27 02:00 | 2033 | 7 | 0 | 0 | 0
2033-07-27 03:00 | 2033 | 7 | 0 | 0 | 0
2033-07-27 04:00 | 2033 | 7 | 0 | 0 | 0
2033-07-27 05:00 | 2033 | 7 | 0 | 0 | 0
2033-07-27 06:00 | 2033 | 7 | 0 | 0 | 0
2033-07-27 07:00 | 2033 | 7 | 0 | 0 | 0
2033-07-27 08:00 | 2033 | 7 | 0 | 0 | 0
2033-07-27 09:00 | 2033 | 7 | 0 | 0 | 0
2033-07-27 10:00 | 2033 | 7 | 0 | 0 | 0
2033-07-27 11:00 | 2033 | 7 | 0 | 0 | 0
2033-07-27 12:00 | 2033 | 7 | 0 | 0 | 0
2033-07-27 13:00 | 2033 | 7 | 0 | 0 | 0
2033-07-27 14:00 | 2033 | 7 | 0 | 0 | 0
2033-07-27 15:00 | 2033 | 7 | 0 | 0 | 0
2033-07-27 16:00 | 2033 | 7 | 0 | 0 | 0
2033-07-27 17:00 | 2033 | 7 | 0 | 0 | 0
2033-07-27 18:00 | 2033 | 7 | 0 | 0 | 0
2033-07-27 19:00 | 2033 | 7 | 0 | 0 | 0
2033-07-27 20:00 | 2033 | 7 | 0 | 0 | 0
2033-07-27 21:00 | 2033 | 7 | 0 | 0 | 0
2033-07-27 22:00 | 2033 | 7 | 0 | 0 | 0
2033-07-27 23:00 | 2033 | 7 | 0 | 0 | 0
2033-07-28 | 2033 | 7 | 0 | 0 | 0
2033-07-28 01:00 | 2033 | 7 | 0 | 0 | 0
2033-07-28 02:00 | 2033 | 7 | 0 | 0 | 0
2033-07-28 03:00 | 2033 | 7 | 0 | 0 | 0
2033-07-28 04:00 | 2033 | 7 | 0 | 0 | 0
2033-07-28 05:00 | 2033 | 7 | 0 | 0 | 0
2033-07-28 06:00 | 2033 | 7 | 0 | 0 | 0
2033-07-28 07:00 | 2033 | 7 | 0 | 0 | 0
2033-07-28 08:00 | 2033 | 7 | 0 | 0 | 0
2033-07-28 09:00 | 2033 | 7 | 0 | 0 | 0
2033-07-28 10:00 | 2033 | 7 | 0 | 0 | 0
2033-07-28 11:00 | 2033 | 7 | 0 | 0 | 0
2033-07-28 12:00 | 2033 | 7 | 0 | 0 | 0
2033-07-28 13:00 | 2033 | 7 | 0 | 0 | 0
2033-07-28 14:00 | 2033 | 7 | 0 | 0 | 0
2033-07-28 15:00 | 2033 | 7 | 0 | 0 | 0
2033-07-28 16:00 | 2033 | 7 | 0 | 0 | 0
2033-07-28 17:00 | 2033 | 7 | 0 | 0 | 0
2033-07-28 18:00 | 2033 | 7 | 0 | 0 | 0
2033-07-28 19:00 | 2033 | 7 | 0 | 0 | 0
2033-07-28 20:00 | 2033 | 7 | 0 | 0 | 0
2033-07-28 21:00 | 2033 | 7 | 0 | 0 | 0
2033-07-28 22:00 | 2033 | 7 | 0 | 0 | 0
2033-07-28 23:00 | 2033 | 7 | 0 | 0 | 0
2033-07-29 | 2033 | 7 | 0 | 0 | 0
2033-07-29 01:00 | 2033 | 7 | 0 | 0 | 0
2033-07-29 02:00 | 2033 | 7 | 0 | 0 | 0
2033-07-29 03:00 | 2033 | 7 | 0 | 0 | 0
2033-07-29 04:00 | 2033 | 7 | 0 | 0 | 0
2033-07-29 05:00 | 2033 | 7 | 0 | 0 | 0
2033-07-29 06:00 | 2033 | 7 | 0 | 0 | 0
2033-07-29 07:00 | 2033 | 7 | 0 | 0 | 0
2033-07-29 08:00 | 2033 | 7 | 0 | 0 | 0
2033-07-29 09:00 | 2033 | 7 | 0 | 0 | 0
2033-07-29 10:00 | 2033 | 7 | 0 | 0 | 0
2033-07-29 11:00 | 2033 | 7 | 0 | 0 | 0
2033-07-29 12:00 | 2033 | 7 | 0 | 0 | 0
2033-07-29 13:00 | 2033 | 7 | 0 | 0 | 0
2033-07-29 14:00 | 2033 | 7 | 0 | 0 | 0
2033-07-29 15:00 | 2033 | 7 | 0 | 0 | 0
2033-07-29 16:00 | 2033 | 7 | 0 | 0 | 0
2033-07-29 17:00 | 2033 | 7 | 0 | 0 | 0
2033-07-29 18:00 | 2033 | 7 | 0 | 0 | 0
2033-07-29 19:00 | 2033 | 7 | 0 | 0 | 0
2033-07-29 20:00 | 2033 | 7 | 0 | 0 | 0
2033-07-29 21:00 | 2033 | 7 | 0 | 0 | 0
2033-07-29 22:00 | 2033 | 7 | 0 | 0 | 0
2033-07-29 23:00 | 2033 | 7 | 0 | 0 | 0
2033-07-30 | 2033 | 7 | 0 | 0 | 0
2033-07-30 01:00 | 2033 | 7 | 0 | 0 | 0
2033-07-30 02:00 | 2033 | 7 | 0 | 0 | 0
2033-07-30 03:00 | 2033 | 7 | 0 | 0 | 0
2033-07-30 04:00 | 2033 | 7 | 0 | 0 | 0
2033-07-30 05:00 | 2033 | 7 | 0 | 0 | 0
2033-07-30 06:00 | 2033 | 7 | 0 | 0 | 0
2033-07-30 07:00 | 2033 | 7 | 0 | 0 | 0
2033-07-30 08:00 | 2033 | 7 | 0 | 0 | 0
2033-07-30 09:00 | 2033 | 7 | 0 | 0 | 0
2033-07-30 10:00 | 2033 | 7 | 0 | 0 | 0
2033-07-30 11:00 | 2033 | 7 | 0 | 0 | 0
2033-07-30 12:00 | 2033 | 7 | 0 | 0 | 0
2033-07-30 13:00 | 2033 | 7 | 0 | 0 | 0
2033-07-30 14:00 | 2033 | 7 | 0 | 0 | 0
2033-07-30 15:00 | 2033 | 7 | 0 | 0 | 0
2033-07-30 16:00 | 2033 | 7 | 0 | 0 | 0
2033-07-30 17:00 | 2033 | 7 | 0 | 0 | 0
2033-07-30 18:00 | 2033 | 7 | 0 | 0 | 0
2033-07-30 19:00 | 2033 | 7 | 0 | 0 | 0
2033-07-30 20:00 | 2033 | 7 | 0 | 0 | 0
2033-07-30 21:00 | 2033 | 7 | 0 | 0 | 0
2033-07-30 22:00 | 2033 | 7 | 0 | 0 | 0
2033-07-30 23:00 | 2033 | 7 | 0 | 0 | 0
2033-07-31 | 2033 | 7 | 0 | 0 | 0
2033-07-31 01:00 | 2033 | 7 | 0 | 0 | 0
2033-07-31 02:00 | 2033 | 7 | 0 | 0 | 0
2033-07-31 03:00 | 2033 | 7 | 0 | 0 | 0
2033-07-31 04:00 | 2033 | 7 | 0 | 0 | 0
2033-07-31 05:00 | 2033 | 7 | 0 | 0 | 0
2033-07-31 06:00 | 2033 | 7 | 0 | 0 | 0
2033-07-31 07:00 | 2033 | 7 | 0 | 0 | 0
2033-07-31 08:00 | 2033 | 7 | 0 | 0 | 0
2033-07-31 09:00 | 2033 | 7 | 0 | 0 | 0
2033-07-31 10:00 | 2033 | 7 | 0 | 0 | 0
2033-07-31 11:00 | 2033 | 7 | 0 | 0 | 0
2033-07-31 12:00 | 2033 | 7 | 0 | 0 | 0
2033-07-31 13:00 | 2033 | 7 | 0 | 0 | 0
2033-07-31 14:00 | 2033 | 7 | 0 | 0 | 0
2033-07-31 15:00 | 2033 | 7 | 0 | 0 | 0
2033-07-31 16:00 | 2033 | 7 | 0 | 0 | 0
2033-07-31 17:00 | 2033 | 7 | 0 | 0 | 0
2033-07-31 18:00 | 2033 | 7 | 0 | 0 | 0
2033-07-31 19:00 | 2033 | 7 | 0 | 0 | 0
2033-07-31 20:00 | 2033 | 7 | 0 | 0 | 0
2033-07-31 21:00 | 2033 | 7 | 0 | 0 | 0
2033-07-31 22:00 | 2033 | 7 | 0 | 0 | 0
2033-07-31 23:00 | 2033 | 7 | 0 | 0 | 0
2033-08-01 | 2033 | 8 | 0 | 0 | 0
2033-08-01 01:00 | 2033 | 8 | 0 | 0 | 0
2033-08-01 02:00 | 2033 | 8 | 0 | 0 | 0
2033-08-01 03:00 | 2033 | 8 | 0 | 0 | 0
2033-08-01 04:00 | 2033 | 8 | 0 | 0 | 0
2033-08-01 05:00 | 2033 | 8 | 0 | 0 | 0
2033-08-01 06:00 | 2033 | 8 | 0 | 0 | 0
2033-08-01 07:00 | 2033 | 8 | 0 | 0 | 0
2033-08-01 08:00 | 2033 | 8 | 0 | 0 | 0
2033-08-01 09:00 | 2033 | 8 | 0 | 0 | 0
2033-08-01 10:00 | 2033 | 8 | 0 | 0 | 0
2033-08-01 11:00 | 2033 | 8 | 0 | 0 | 0
2033-08-01 12:00 | 2033 | 8 | 0 | 0 | 0
2033-08-01 13:00 | 2033 | 8 | 0 | 0 | 0
2033-08-01 14:00 | 2033 | 8 | 0 | 0 | 0
2033-08-01 15:00 | 2033 | 8 | 0 | 0 | 0
2033-08-01 16:00 | 2033 | 8 | 0 | 0 | 0
2033-08-01 17:00 | 2033 | 8 | 0 | 0 | 0
2033-08-01 18:00 | 2033 | 8 | 0 | 0 | 0
2033-08-01 19:00 | 2033 | 8 | 0 | 0 | 0
2033-08-01 20:00 | 2033 | 8 | 0 | 0 | 0
2033-08-01 21:00 | 2033 | 8 | 0 | 0 | 0
2033-08-01 22:00 | 2033 | 8 | 0 | 0 | 0
2033-08-01 23:00 | 2033 | 8 | 0 | 0 | 0
2033-08-02 | 2033 | 8 | 0 | 0 | 0
2033-08-02 01:00 | 2033 | 8 | 0 | 0 | 0
2033-08-02 02:00 | 2033 | 8 | 0 | 0 | 0
2033-08-02 03:00 | 2033 | 8 | 0 | 0 | 0
2033-08-02 04:00 | 2033 | 8 | 0 | 0 | 0
2033-08-02 05:00 | 2033 | 8 | 0 | 0 | 0
2033-08-02 06:00 | 2033 | 8 | 0 | 0 | 0
2033-08-02 07:00 | 2033 | 8 | 0 | 0 | 0
2033-08-02 08:00 | 2033 | 8 | 0 | 0 | 0
2033-08-02 09:00 | 2033 | 8 | 0 | 0 | 0
2033-08-02 10:00 | 2033 | 8 | 0 | 0 | 0
2033-08-02 11:00 | 2033 | 8 | 0 | 0 | 0
2033-08-02 12:00 | 2033 | 8 | 0 | 0 | 0
2033-08-02 13:00 | 2033 | 8 | 0 | 0 | 0
2033-08-02 14:00 | 2033 | 8 | 0 | 0 | 0
2033-08-02 15:00 | 2033 | 8 | 0 | 0 | 0
2033-08-02 16:00 | 2033 | 8 | 0 | 0 | 0
2033-08-02 17:00 | 2033 | 8 | 0 | 0 | 0
2033-08-02 18:00 | 2033 | 8 | 0 | 0 | 0
2033-08-02 19:00 | 2033 | 8 | 0 | 0 | 0
2033-08-02 20:00 | 2033 | 8 | 0 | 0 | 0
2033-08-02 21:00 | 2033 | 8 | 0 | 0 | 0
2033-08-02 22:00 | 2033 | 8 | 0 | 0 | 0
2033-08-02 23:00 | 2033 | 8 | 0 | 0 | 0
2033-08-03 | 2033 | 8 | 0 | 0 | 0
2033-08-03 01:00 | 2033 | 8 | 0 | 0 | 0
2033-08-03 02:00 | 2033 | 8 | 0 | 0 | 0
2033-08-03 03:00 | 2033 | 8 | 0 | 0 | 0
2033-08-03 04:00 | 2033 | 8 | 0 | 0 | 0
2033-08-03 05:00 | 2033 | 8 | 0 | 0 | 0
2033-08-03 06:00 | 2033 | 8 | 0 | 0 | 0
2033-08-03 07:00 | 2033 | 8 | 0 | 0 | 0
2033-08-03 08:00 | 2033 | 8 | 0 | 0 | 0
2033-08-03 09:00 | 2033 | 8 | 0 | 0 | 0
2033-08-03 10:00 | 2033 | 8 | 0 | 0 | 0
2033-08-03 11:00 | 2033 | 8 | 0 | 0 | 0
2033-08-03 12:00 | 2033 | 8 | 0 | 0 | 0
2033-08-03 13:00 | 2033 | 8 | 0 | 0 | 0
2033-08-03 14:00 | 2033 | 8 | 0 | 0 | 0
2033-08-03 15:00 | 2033 | 8 | 0 | 0 | 0
2033-08-03 16:00 | 2033 | 8 | 0 | 0 | 0
2033-08-03 17:00 | 2033 | 8 | 0 | 0 | 0
2033-08-03 18:00 | 2033 | 8 | 0 | 0 | 0
2033-08-03 19:00 | 2033 | 8 | 0 | 0 | 0
2033-08-03 20:00 | 2033 | 8 | 0 | 0 | 0
2033-08-03 21:00 | 2033 | 8 | 0 | 0 | 0
2033-08-03 22:00 | 2033 | 8 | 0 | 0 | 0
2033-08-03 23:00 | 2033 | 8 | 0 | 0 | 0
2033-08-04 | 2033 | 8 | 0 | 0 | 0
2033-08-04 01:00 | 2033 | 8 | 0 | 0 | 0
2033-08-04 02:00 | 2033 | 8 | 0 | 0 | 0
2033-08-04 03:00 | 2033 | 8 | 0 | 0 | 0
2033-08-04 04:00 | 2033 | 8 | 0 | 0 | 0
2033-08-04 05:00 | 2033 | 8 | 0 | 0 | 0
2033-08-04 06:00 | 2033 | 8 | 0 | 0 | 0
2033-08-04 07:00 | 2033 | 8 | 0 | 0 | 0
2033-08-04 08:00 | 2033 | 8 | 0 | 0 | 0
2033-08-04 09:00 | 2033 | 8 | 0 | 0 | 0
2033-08-04 10:00 | 2033 | 8 | 0 | 0 | 0
2033-08-04 11:00 | 2033 | 8 | 0 | 0 | 0
2033-08-04 12:00 | 2033 | 8 | 0 | 0 | 0
2033-08-04 13:00 | 2033 | 8 | 0 | 0 | 0
2033-08-04 14:00 | 2033 | 8 | 0 | 0 | 0
2033-08-04 15:00 | 2033 | 8 | 0 | 0 | 0
2033-08-04 16:00 | 2033 | 8 | 0 | 0 | 0
2033-08-04 17:00 | 2033 | 8 | 0 | 0 | 0
2033-08-04 18:00 | 2033 | 8 | 0 | 0 | 0
2033-08-04 19:00 | 2033 | 8 | 0 | 0 | 0
2033-08-04 20:00 | 2033 | 8 | 0 | 0 | 0
2033-08-04 21:00 | 2033 | 8 | 0 | 0 | 0
2033-08-04 22:00 | 2033 | 8 | 0 | 0 | 0
2033-08-04 23:00 | 2033 | 8 | 0 | 0 | 0
2033-08-05 | 2033 | 8 | 0 | 0 | 0
2033-08-05 01:00 | 2033 | 8 | 0 | 0 | 0
2033-08-05 02:00 | 2033 | 8 | 0 | 0 | 0
2033-08-05 03:00 | 2033 | 8 | 0 | 0 | 0
2033-08-05 04:00 | 2033 | 8 | 0 | 0 | 0
2033-08-05 05:00 | 2033 | 8 | 0 | 0 | 0
2033-08-05 06:00 | 2033 | 8 | 0 | 0 | 0
2033-08-05 07:00 | 2033 | 8 | 0 | 0 | 0
2033-08-05 08:00 | 2033 | 8 | 0 | 0 | 0
2033-08-05 09:00 | 2033 | 8 | 0 | 0 | 0
2033-08-05 10:00 | 2033 | 8 | 0 | 0 | 0
2033-08-05 11:00 | 2033 | 8 | 0 | 0 | 0
2033-08-05 12:00 | 2033 | 8 | 0 | 0 | 0
2033-08-05 13:00 | 2033 | 8 | 0 | 0 | 0
2033-08-05 14:00 | 2033 | 8 | 0 | 0 | 0
2033-08-05 15:00 | 2033 | 8 | 0 | 0 | 0
2033-08-05 16:00 | 2033 | 8 | 0 | 0 | 0
2033-08-05 17:00 | 2033 | 8 | 0 | 0 | 0
2033-08-05 18:00 | 2033 | 8 | 0 | 0 | 0
2033-08-05 19:00 | 2033 | 8 | 0 | 0 | 0
2033-08-05 20:00 | 2033 | 8 | 0 | 0 | 0
2033-08-05 21:00 | 2033 | 8 | 0 | 0 | 0
2033-08-05 22:00 | 2033 | 8 | 0 | 0 | 0
2033-08-05 23:00 | 2033 | 8 | 0 | 0 | 0
2033-08-06 | 2033 | 8 | 0 | 0 | 0
2033-08-06 01:00 | 2033 | 8 | 0 | 0 | 0
2033-08-06 02:00 | 2033 | 8 | 0 | 0 | 0
2033-08-06 03:00 | 2033 | 8 | 0 | 0 | 0
2033-08-06 04:00 | 2033 | 8 | 0 | 0 | 0
2033-08-06 05:00 | 2033 | 8 | 0 | 0 | 0
2033-08-06 06:00 | 2033 | 8 | 0 | 0 | 0
2033-08-06 07:00 | 2033 | 8 | 0 | 0 | 0
2033-08-06 08:00 | 2033 | 8 | 0 | 0 | 0
2033-08-06 09:00 | 2033 | 8 | 0 | 0 | 0
2033-08-06 10:00 | 2033 | 8 | 0 | 0 | 0
2033-08-06 11:00 | 2033 | 8 | 0 | 0 | 0
2033-08-06 12:00 | 2033 | 8 | 0 | 0 | 0
2033-08-06 13:00 | 2033 | 8 | 0 | 0 | 0
2033-08-06 14:00 | 2033 | 8 | 0 | 0 | 0
2033-08-06 15:00 | 2033 | 8 | 0 | 0 | 0
2033-08-06 16:00 | 2033 | 8 | 0 | 0 | 0
2033-08-06 17:00 | 2033 | 8 | 0 | 0 | 0
2033-08-06 18:00 | 2033 | 8 | 0 | 0 | 0
2033-08-06 19:00 | 2033 | 8 | 0 | 0 | 0
2033-08-06 20:00 | 2033 | 8 | 0 | 0 | 0
2033-08-06 21:00 | 2033 | 8 | 0 | 0 | 0
2033-08-06 22:00 | 2033 | 8 | 0 | 0 | 0
2033-08-06 23:00 | 2033 | 8 | 0 | 0 | 0
2033-08-07 | 2033 | 8 | 0 | 0 | 0
2033-08-07 01:00 | 2033 | 8 | 0 | 0 | 0
2033-08-07 02:00 | 2033 | 8 | 0 | 0 | 0
2033-08-07 03:00 | 2033 | 8 | 0 | 0 | 0
2033-08-07 04:00 | 2033 | 8 | 0 | 0 | 0
2033-08-07 05:00 | 2033 | 8 | 0 | 0 | 0
2033-08-07 06:00 | 2033 | 8 | 0 | 0 | 0
2033-08-07 07:00 | 2033 | 8 | 0 | 0 | 0
2033-08-07 08:00 | 2033 | 8 | 0 | 0 | 0
2033-08-07 09:00 | 2033 | 8 | 0 | 0 | 0
2033-08-07 10:00 | 2033 | 8 | 0 | 0 | 0
2033-08-07 11:00 | 2033 | 8 | 0 | 0 | 0
2033-08-07 12:00 | 2033 | 8 | 0 | 0 | 0
2033-08-07 13:00 | 2033 | 8 | 0 | 0 | 0
2033-08-07 14:00 | 2033 | 8 | 0 | 0 | 0
2033-08-07 15:00 | 2033 | 8 | 0 | 0 | 0
2033-08-07 16:00 | 2033 | 8 | 0 | 0 | 0
2033-08-07 17:00 | 2033 | 8 | 0 | 0 | 0
2033-08-07 18:00 | 2033 | 8 | 0 | 0 | 0
2033-08-07 19:00 | 2033 | 8 | 0 | 0 | 0
2033-08-07 20:00 | 2033 | 8 | 0 | 0 | 0
2033-08-07 21:00 | 2033 | 8 | 0 | 0 | 0
2033-08-07 22:00 | 2033 | 8 | 0 | 0 | 0
2033-08-07 23:00 | 2033 | 8 | 0 | 0 | 0
2033-08-08 | 2033 | 8 | 0 | 0 | 0
2033-08-08 01:00 | 2033 | 8 | 0 | 0 | 0
2033-08-08 02:00 | 2033 | 8 | 0 | 0 | 0
2033-08-08 03:00 | 2033 | 8 | 0 | 0 | 0
2033-08-08 04:00 | 2033 | 8 | 0 | 0 | 0
2033-08-08 05:00 | 2033 | 8 | 0 | 0 | 0
2033-08-08 06:00 | 2033 | 8 | 0 | 0 | 0
2033-08-08 07:00 | 2033 | 8 | 0 | 0 | 0
2033-08-08 08:00 | 2033 | 8 | 0 | 0 | 0
2033-08-08 09:00 | 2033 | 8 | 0 | 0 | 0
2033-08-08 10:00 | 2033 | 8 | 0 | 0 | 0
2033-08-08 11:00 | 2033 | 8 | 0 | 0 | 0
2033-08-08 12:00 | 2033 | 8 | 0 | 0 | 0
2033-08-08 13:00 | 2033 | 8 | 0 | 0 | 0
2033-08-08 14:00 | 2033 | 8 | 0 | 0 | 0
2033-08-08 15:00 | 2033 | 8 | 0 | 0 | 0
2033-08-08 16:00 | 2033 | 8 | 0 | 0 | 0
2033-08-08 17:00 | 2033 | 8 | 0 | 0 | 0
2033-08-08 18:00 | 2033 | 8 | 0 | 0 | 0
2033-08-08 19:00 | 2033 | 8 | 0 | 0 | 0
2033-08-08 20:00 | 2033 | 8 | 0 | 0 | 0
2033-08-08 21:00 | 2033 | 8 | 0 | 0 | 0
2033-08-08 22:00 | 2033 | 8 | 0 | 0 | 0
2033-08-08 23:00 | 2033 | 8 | 0 | 0 | 0
2033-08-09 | 2033 | 8 | 0 | 0 | 0
2033-08-09 01:00 | 2033 | 8 | 0 | 0 | 0
2033-08-09 02:00 | 2033 | 8 | 0 | 0 | 0
2033-08-09 03:00 | 2033 | 8 | 0 | 0 | 0
2033-08-09 04:00 | 2033 | 8 | 0 | 0 | 0
2033-08-09 05:00 | 2033 | 8 | 0 | 0 | 0
2033-08-09 06:00 | 2033 | 8 | 0 | 0 | 0
2033-08-09 07:00 | 2033 | 8 | 0 | 0 | 0
2033-08-09 08:00 | 2033 | 8 | 0 | 0 | 0
2033-08-09 09:00 | 2033 | 8 | 0 | 0 | 0
2033-08-09 10:00 | 2033 | 8 | 0 | 0 | 0
2033-08-09 11:00 | 2033 | 8 | 0 | 0 | 0
2033-08-09 12:00 | 2033 | 8 | 0 | 0 | 0
2033-08-09 13:00 | 2033 | 8 | 0 | 0 | 0
2033-08-09 14:00 | 2033 | 8 | 0 | 0 | 0
2033-08-09 15:00 | 2033 | 8 | 0 | 0 | 0
2033-08-09 16:00 | 2033 | 8 | 0 | 0 | 0
2033-08-09 17:00 | 2033 | 8 | 0 | 0 | 0
2033-08-09 18:00 | 2033 | 8 | 0 | 0 | 0
2033-08-09 19:00 | 2033 | 8 | 0 | 0 | 0
2033-08-09 20:00 | 2033 | 8 | 0 | 0 | 0
2033-08-09 21:00 | 2033 | 8 | 0 | 0 | 0
2033-08-09 22:00 | 2033 | 8 | 0 | 0 | 0
2033-08-09 23:00 | 2033 | 8 | 0 | 0 | 0
2033-08-10 | 2033 | 8 | 0 | 0 | 0
2033-08-10 01:00 | 2033 | 8 | 0 | 0 | 0
2033-08-10 02:00 | 2033 | 8 | 0 | 0 | 0
2033-08-10 03:00 | 2033 | 8 | 0 | 0 | 0
2033-08-10 04:00 | 2033 | 8 | 0 | 0 | 0
2033-08-10 05:00 | 2033 | 8 | 0 | 0 | 0
2033-08-10 06:00 | 2033 | 8 | 0 | 0 | 0
2033-08-10 07:00 | 2033 | 8 | 0 | 0 | 0
2033-08-10 08:00 | 2033 | 8 | 0 | 0 | 0
2033-08-10 09:00 | 2033 | 8 | 0 | 0 | 0
2033-08-10 10:00 | 2033 | 8 | 0 | 0 | 0
2033-08-10 11:00 | 2033 | 8 | 0 | 0 | 0
2033-08-10 12:00 | 2033 | 8 | 0 | 0 | 0
2033-08-10 13:00 | 2033 | 8 | 0 | 0 | 0
2033-08-10 14:00 | 2033 | 8 | 0 | 0 | 0
2033-08-10 15:00 | 2033 | 8 | 0 | 0 | 0
2033-08-10 16:00 | 2033 | 8 | 0 | 0 | 0
2033-08-10 17:00 | 2033 | 8 | 0 | 0 | 0
2033-08-10 18:00 | 2033 | 8 | 0 | 0 | 0
2033-08-10 19:00 | 2033 | 8 | 0 | 0 | 0
2033-08-10 20:00 | 2033 | 8 | 0 | 0 | 0
2033-08-10 21:00 | 2033 | 8 | 0 | 0 | 0
2033-08-10 22:00 | 2033 | 8 | 0 | 0 | 0
2033-08-10 23:00 | 2033 | 8 | 0 | 0 | 0
2033-08-11 | 2033 | 8 | 0 | 0 | 0
2033-08-11 01:00 | 2033 | 8 | 0 | 0 | 0
2033-08-11 02:00 | 2033 | 8 | 0 | 0 | 0
2033-08-11 03:00 | 2033 | 8 | 0 | 0 | 0
2033-08-11 04:00 | 2033 | 8 | 0 | 0 | 0
2033-08-11 05:00 | 2033 | 8 | 0 | 0 | 0
2033-08-11 06:00 | 2033 | 8 | 0 | 0 | 0
2033-08-11 07:00 | 2033 | 8 | 0 | 0 | 0
2033-08-11 08:00 | 2033 | 8 | 0 | 0 | 0
2033-08-11 09:00 | 2033 | 8 | 0 | 0 | 0
2033-08-11 10:00 | 2033 | 8 | 0 | 0 | 0
2033-08-11 11:00 | 2033 | 8 | 0 | 0 | 0
2033-08-11 12:00 | 2033 | 8 | 0 | 0 | 0
2033-08-11 13:00 | 2033 | 8 | 0 | 0 | 0
2033-08-11 14:00 | 2033 | 8 | 0 | 0 | 0
2033-08-11 15:00 | 2033 | 8 | 0 | 0 | 0
2033-08-11 16:00 | 2033 | 8 | 0 | 0 | 0
2033-08-11 17:00 | 2033 | 8 | 0 | 0 | 0
2033-08-11 18:00 | 2033 | 8 | 0 | 0 | 0
2033-08-11 19:00 | 2033 | 8 | 0 | 0 | 0
2033-08-11 20:00 | 2033 | 8 | 0 | 0 | 0
2033-08-11 21:00 | 2033 | 8 | 0 | 0 | 0
2033-08-11 22:00 | 2033 | 8 | 0 | 0 | 0
2033-08-11 23:00 | 2033 | 8 | 0 | 0 | 0
2033-08-12 | 2033 | 8 | 0 | 0 | 0
2033-08-12 01:00 | 2033 | 8 | 0 | 0 | 0
2033-08-12 02:00 | 2033 | 8 | 0 | 0 | 0
2033-08-12 03:00 | 2033 | 8 | 0 | 0 | 0
2033-08-12 04:00 | 2033 | 8 | 0 | 0 | 0
2033-08-12 05:00 | 2033 | 8 | 0 | 0 | 0
2033-08-12 06:00 | 2033 | 8 | 0 | 0 | 0
2033-08-12 07:00 | 2033 | 8 | 0 | 0 | 0
2033-08-12 08:00 | 2033 | 8 | 0 | 0 | 0
2033-08-12 09:00 | 2033 | 8 | 0 | 0 | 0
2033-08-12 10:00 | 2033 | 8 | 0 | 0 | 0
2033-08-12 11:00 | 2033 | 8 | 0 | 0 | 0
2033-08-12 12:00 | 2033 | 8 | 0 | 0 | 0
2033-08-12 13:00 | 2033 | 8 | 0 | 0 | 0
2033-08-12 14:00 | 2033 | 8 | 0 | 0 | 0
2033-08-12 15:00 | 2033 | 8 | 0 | 0 | 0
2033-08-12 16:00 | 2033 | 8 | 0 | 0 | 0
2033-08-12 17:00 | 2033 | 8 | 0 | 0 | 0
2033-08-12 18:00 | 2033 | 8 | 0 | 0 | 0
2033-08-12 19:00 | 2033 | 8 | 0 | 0 | 0
2033-08-12 20:00 | 2033 | 8 | 0 | 0 | 0
2033-08-12 21:00 | 2033 | 8 | 0 | 0 | 0
2033-08-12 22:00 | 2033 | 8 | 0 | 0 | 0
2033-08-12 23:00 | 2033 | 8 | 0 | 0 | 0
2033-08-13 | 2033 | 8 | 0 | 0 | 0
2033-08-13 01:00 | 2033 | 8 | 0 | 0 | 0
2033-08-13 02:00 | 2033 | 8 | 0 | 0 | 0
2033-08-13 03:00 | 2033 | 8 | 0 | 0 | 0
2033-08-13 04:00 | 2033 | 8 | 0 | 0 | 0
2033-08-13 05:00 | 2033 | 8 | 0 | 0 | 0
2033-08-13 06:00 | 2033 | 8 | 0 | 0 | 0
2033-08-13 07:00 | 2033 | 8 | 0 | 0 | 0
2033-08-13 08:00 | 2033 | 8 | 0 | 0 | 0
2033-08-13 09:00 | 2033 | 8 | 0 | 0 | 0
2033-08-13 10:00 | 2033 | 8 | 0 | 0 | 0
2033-08-13 11:00 | 2033 | 8 | 0 | 0 | 0
2033-08-13 12:00 | 2033 | 8 | 0 | 0 | 0
2033-08-13 13:00 | 2033 | 8 | 0 | 0 | 0
2033-08-13 14:00 | 2033 | 8 | 0 | 0 | 0
2033-08-13 15:00 | 2033 | 8 | 0 | 0 | 0
2033-08-13 16:00 | 2033 | 8 | 0 | 0 | 0
2033-08-13 17:00 | 2033 | 8 | 0 | 0 | 0
2033-08-13 18:00 | 2033 | 8 | 0 | 0 | 0
2033-08-13 19:00 | 2033 | 8 | 0 | 0 | 0
2033-08-13 20:00 | 2033 | 8 | 0 | 0 | 0
2033-08-13 21:00 | 2033 | 8 | 0 | 0 | 0
2033-08-13 22:00 | 2033 | 8 | 0 | 0 | 0
2033-08-13 23:00 | 2033 | 8 | 0 | 0 | 0
2033-08-14 | 2033 | 8 | 0 | 0 | 0
2033-08-14 01:00 | 2033 | 8 | 0 | 0 | 0
2033-08-14 02:00 | 2033 | 8 | 0 | 0 | 0
2033-08-14 03:00 | 2033 | 8 | 0 | 0 | 0
2033-08-14 04:00 | 2033 | 8 | 0 | 0 | 0
2033-08-14 05:00 | 2033 | 8 | 0 | 0 | 0
2033-08-14 06:00 | 2033 | 8 | 0 | 0 | 0
2033-08-14 07:00 | 2033 | 8 | 0 | 0 | 0
2033-08-14 08:00 | 2033 | 8 | 0 | 0 | 0
2033-08-14 09:00 | 2033 | 8 | 0 | 0 | 0
2033-08-14 10:00 | 2033 | 8 | 0 | 0 | 0
2033-08-14 11:00 | 2033 | 8 | 0 | 0 | 0
2033-08-14 12:00 | 2033 | 8 | 0 | 0 | 0
2033-08-14 13:00 | 2033 | 8 | 0 | 0 | 0
2033-08-14 14:00 | 2033 | 8 | 0 | 0 | 0
2033-08-14 15:00 | 2033 | 8 | 0 | 0 | 0
2033-08-14 16:00 | 2033 | 8 | 0 | 0 | 0
2033-08-14 17:00 | 2033 | 8 | 0 | 0 | 0
2033-08-14 18:00 | 2033 | 8 | 0 | 0 | 0
2033-08-14 19:00 | 2033 | 8 | 0 | 0 | 0
2033-08-14 20:00 | 2033 | 8 | 0 | 0 | 0
2033-08-14 21:00 | 2033 | 8 | 0 | 0 | 0
2033-08-14 22:00 | 2033 | 8 | 0 | 0 | 0
2033-08-14 23:00 | 2033 | 8 | 0 | 0 | 0
2033-08-15 | 2033 | 8 | 0 | 0 | 0
2033-08-15 01:00 | 2033 | 8 | 0 | 0 | 0
2033-08-15 02:00 | 2033 | 8 | 0 | 0 | 0
2033-08-15 03:00 | 2033 | 8 | 0 | 0 | 0
2033-08-15 04:00 | 2033 | 8 | 0 | 0 | 0
2033-08-15 05:00 | 2033 | 8 | 0 | 0 | 0
2033-08-15 06:00 | 2033 | 8 | 0 | 0 | 0
2033-08-15 07:00 | 2033 | 8 | 0 | 0 | 0
2033-08-15 08:00 | 2033 | 8 | 0 | 0 | 0
2033-08-15 09:00 | 2033 | 8 | 0 | 0 | 0
2033-08-15 10:00 | 2033 | 8 | 0 | 0 | 0
2033-08-15 11:00 | 2033 | 8 | 0 | 0 | 0
2033-08-15 12:00 | 2033 | 8 | 0 | 0 | 0
2033-08-15 13:00 | 2033 | 8 | 0 | 0 | 0
2033-08-15 14:00 | 2033 | 8 | 0 | 0 | 0
2033-08-15 15:00 | 2033 | 8 | 0 | 0 | 0
2033-08-15 16:00 | 2033 | 8 | 0 | 0 | 0
2033-08-15 17:00 | 2033 | 8 | 0 | 0 | 0
2033-08-15 18:00 | 2033 | 8 | 0 | 0 | 0
2033-08-15 19:00 | 2033 | 8 | 0 | 0 | 0
2033-08-15 20:00 | 2033 | 8 | 0 | 0 | 0
2033-08-15 21:00 | 2033 | 8 | 0 | 0 | 0
2033-08-15 22:00 | 2033 | 8 | 0 | 0 | 0
2033-08-15 23:00 | 2033 | 8 | 0 | 0 | 0
2033-08-16 | 2033 | 8 | 0 | 0 | 0
2033-08-16 01:00 | 2033 | 8 | 0 | 0 | 0
2033-08-16 02:00 | 2033 | 8 | 0 | 0 | 0
2033-08-16 03:00 | 2033 | 8 | 0 | 0 | 0
2033-08-16 04:00 | 2033 | 8 | 0 | 0 | 0
2033-08-16 05:00 | 2033 | 8 | 0 | 0 | 0
2033-08-16 06:00 | 2033 | 8 | 0 | 0 | 0
2033-08-16 07:00 | 2033 | 8 | 0 | 0 | 0
2033-08-16 08:00 | 2033 | 8 | 0 | 0 | 0
2033-08-16 09:00 | 2033 | 8 | 0 | 0 | 0
2033-08-16 10:00 | 2033 | 8 | 0 | 0 | 0
2033-08-16 11:00 | 2033 | 8 | 0 | 0 | 0
2033-08-16 12:00 | 2033 | 8 | 0 | 0 | 0
2033-08-16 13:00 | 2033 | 8 | 0 | 0 | 0
2033-08-16 14:00 | 2033 | 8 | 0 | 0 | 0
2033-08-16 15:00 | 2033 | 8 | 0 | 0 | 0
2033-08-16 16:00 | 2033 | 8 | 0 | 0 | 0
2033-08-16 17:00 | 2033 | 8 | 0 | 0 | 0
2033-08-16 18:00 | 2033 | 8 | 0 | 0 | 0
2033-08-16 19:00 | 2033 | 8 | 0 | 0 | 0
2033-08-16 20:00 | 2033 | 8 | 0 | 0 | 0
2033-08-16 21:00 | 2033 | 8 | 0 | 0 | 0
2033-08-16 22:00 | 2033 | 8 | 0 | 0 | 0
2033-08-16 23:00 | 2033 | 8 | 0 | 0 | 0
2033-08-17 | 2033 | 8 | 0 | 0 | 0
2033-08-17 01:00 | 2033 | 8 | 0 | 0 | 0
2033-08-17 02:00 | 2033 | 8 | 0 | 0 | 0
2033-08-17 03:00 | 2033 | 8 | 0 | 0 | 0
2033-08-17 04:00 | 2033 | 8 | 0 | 0 | 0
2033-08-17 05:00 | 2033 | 8 | 0 | 0 | 0
2033-08-17 06:00 | 2033 | 8 | 0 | 0 | 0
2033-08-17 07:00 | 2033 | 8 | 0 | 0 | 0
2033-08-17 08:00 | 2033 | 8 | 0 | 0 | 0
2033-08-17 09:00 | 2033 | 8 | 0 | 0 | 0
2033-08-17 10:00 | 2033 | 8 | 0 | 0 | 0
2033-08-17 11:00 | 2033 | 8 | 0 | 0 | 0
2033-08-17 12:00 | 2033 | 8 | 0 | 0 | 0
2033-08-17 13:00 | 2033 | 8 | 0 | 0 | 0
2033-08-17 14:00 | 2033 | 8 | 0 | 0 | 0
2033-08-17 15:00 | 2033 | 8 | 0 | 0 | 0
2033-08-17 16:00 | 2033 | 8 | 0 | 0 | 0
2033-08-17 17:00 | 2033 | 8 | 0 | 0 | 0
2033-08-17 18:00 | 2033 | 8 | 0 | 0 | 0
2033-08-17 19:00 | 2033 | 8 | 0 | 0 | 0
2033-08-17 20:00 | 2033 | 8 | 0 | 0 | 0
2033-08-17 21:00 | 2033 | 8 | 0 | 0 | 0
2033-08-17 22:00 | 2033 | 8 | 0 | 0 | 0
2033-08-17 23:00 | 2033 | 8 | 0 | 0 | 0
2033-08-18 | 2033 | 8 | 0 | 0 | 0
2033-08-18 01:00 | 2033 | 8 | 0 | 0 | 0
2033-08-18 02:00 | 2033 | 8 | 0 | 0 | 0
2033-08-18 03:00 | 2033 | 8 | 0 | 0 | 0
2033-08-18 04:00 | 2033 | 8 | 0 | 0 | 0
2033-08-18 05:00 | 2033 | 8 | 0 | 0 | 0
2033-08-18 06:00 | 2033 | 8 | 0 | 0 | 0
2033-08-18 07:00 | 2033 | 8 | 0 | 0 | 0
2033-08-18 08:00 | 2033 | 8 | 0 | 0 | 0
2033-08-18 09:00 | 2033 | 8 | 0 | 0 | 0
2033-08-18 10:00 | 2033 | 8 | 0 | 0 | 0
2033-08-18 11:00 | 2033 | 8 | 0 | 0 | 0
2033-08-18 12:00 | 2033 | 8 | 0 | 0 | 0
2033-08-18 13:00 | 2033 | 8 | 0 | 0 | 0
2033-08-18 14:00 | 2033 | 8 | 0 | 0 | 0
2033-08-18 15:00 | 2033 | 8 | 0 | 0 | 0
2033-08-18 16:00 | 2033 | 8 | 0 | 0 | 0
2033-08-18 17:00 | 2033 | 8 | 0 | 0 | 0
2033-08-18 18:00 | 2033 | 8 | 0 | 0 | 0
2033-08-18 19:00 | 2033 | 8 | 0 | 0 | 0
2033-08-18 20:00 | 2033 | 8 | 0 | 0 | 0
2033-08-18 21:00 | 2033 | 8 | 0 | 0 | 0
2033-08-18 22:00 | 2033 | 8 | 0 | 0 | 0
2033-08-18 23:00 | 2033 | 8 | 0 | 0 | 0
2033-08-19 | 2033 | 8 | 0 | 0 | 0
2033-08-19 01:00 | 2033 | 8 | 0 | 0 | 0
2033-08-19 02:00 | 2033 | 8 | 0 | 0 | 0
2033-08-19 03:00 | 2033 | 8 | 0 | 0 | 0
2033-08-19 04:00 | 2033 | 8 | 0 | 0 | 0
2033-08-19 05:00 | 2033 | 8 | 0 | 0 | 0
2033-08-19 06:00 | 2033 | 8 | 0 | 0 | 0
2033-08-19 07:00 | 2033 | 8 | 0 | 0 | 0
2033-08-19 08:00 | 2033 | 8 | 0 | 0 | 0
2033-08-19 09:00 | 2033 | 8 | 0 | 0 | 0
2033-08-19 10:00 | 2033 | 8 | 0 | 0 | 0
2033-08-19 11:00 | 2033 | 8 | 0 | 0 | 0
2033-08-19 12:00 | 2033 | 8 | 0 | 0 | 0
2033-08-19 13:00 | 2033 | 8 | 0 | 0 | 0
2033-08-19 14:00 | 2033 | 8 | 0 | 0 | 0
2033-08-19 15:00 | 2033 | 8 | 0 | 0 | 0
2033-08-19 16:00 | 2033 | 8 | 0 | 0 | 0
2033-08-19 17:00 | 2033 | 8 | 0 | 0 | 0
2033-08-19 18:00 | 2033 | 8 | 0 | 0 | 0
2033-08-19 19:00 | 2033 | 8 | 0 | 0 | 0
2033-08-19 20:00 | 2033 | 8 | 0 | 0 | 0
2033-08-19 21:00 | 2033 | 8 | 0 | 0 | 0
2033-08-19 22:00 | 2033 | 8 | 0 | 0 | 0
2033-08-19 23:00 | 2033 | 8 | 0 | 0 | 0
2033-08-20 | 2033 | 8 | 0 | 0 | 0
2033-08-20 01:00 | 2033 | 8 | 0 | 0 | 0
2033-08-20 02:00 | 2033 | 8 | 0 | 0 | 0
2033-08-20 03:00 | 2033 | 8 | 0 | 0 | 0
2033-08-20 04:00 | 2033 | 8 | 0 | 0 | 0
2033-08-20 05:00 | 2033 | 8 | 0 | 0 | 0
2033-08-20 06:00 | 2033 | 8 | 0 | 0 | 0
2033-08-20 07:00 | 2033 | 8 | 0 | 0 | 0
2033-08-20 08:00 | 2033 | 8 | 0 | 0 | 0
2033-08-20 09:00 | 2033 | 8 | 0 | 0 | 0
2033-08-20 10:00 | 2033 | 8 | 0 | 0 | 0
2033-08-20 11:00 | 2033 | 8 | 0 | 0 | 0
2033-08-20 12:00 | 2033 | 8 | 0 | 0 | 0
2033-08-20 13:00 | 2033 | 8 | 0 | 0 | 0
2033-08-20 14:00 | 2033 | 8 | 0 | 0 | 0
2033-08-20 15:00 | 2033 | 8 | 0 | 0 | 0
2033-08-20 16:00 | 2033 | 8 | 0 | 0 | 0
2033-08-20 17:00 | 2033 | 8 | 0 | 0 | 0
2033-08-20 18:00 | 2033 | 8 | 0 | 0 | 0
2033-08-20 19:00 | 2033 | 8 | 0 | 0 | 0
2033-08-20 20:00 | 2033 | 8 | 0 | 0 | 0
2033-08-20 21:00 | 2033 | 8 | 0 | 0 | 0
2033-08-20 22:00 | 2033 | 8 | 0 | 0 | 0
2033-08-20 23:00 | 2033 | 8 | 0 | 0 | 0
2033-08-21 | 2033 | 8 | 0 | 0 | 0
2033-08-21 01:00 | 2033 | 8 | 0 | 0 | 0
2033-08-21 02:00 | 2033 | 8 | 0 | 0 | 0
2033-08-21 03:00 | 2033 | 8 | 0 | 0 | 0
2033-08-21 04:00 | 2033 | 8 | 0 | 0 | 0
2033-08-21 05:00 | 2033 | 8 | 0 | 0 | 0
2033-08-21 06:00 | 2033 | 8 | 0 | 0 | 0
2033-08-21 07:00 | 2033 | 8 | 0 | 0 | 0
2033-08-21 08:00 | 2033 | 8 | 0 | 0 | 0
2033-08-21 09:00 | 2033 | 8 | 0 | 0 | 0
2033-08-21 10:00 | 2033 | 8 | 0 | 0 | 0
2033-08-21 11:00 | 2033 | 8 | 0 | 0 | 0
2033-08-21 12:00 | 2033 | 8 | 0 | 0 | 0
2033-08-21 13:00 | 2033 | 8 | 0 | 0 | 0
2033-08-21 14:00 | 2033 | 8 | 0 | 0 | 0
2033-08-21 15:00 | 2033 | 8 | 0 | 0 | 0
2033-08-21 16:00 | 2033 | 8 | 0 | 0 | 0
2033-08-21 17:00 | 2033 | 8 | 0 | 0 | 0
2033-08-21 18:00 | 2033 | 8 | 0 | 0 | 0
2033-08-21 19:00 | 2033 | 8 | 0 | 0 | 0
2033-08-21 20:00 | 2033 | 8 | 0 | 0 | 0
2033-08-21 21:00 | 2033 | 8 | 0 | 0 | 0
2033-08-21 22:00 | 2033 | 8 | 0 | 0 | 0
2033-08-21 23:00 | 2033 | 8 | 0 | 0 | 0
2033-08-22 | 2033 | 8 | 0 | 0 | 0
2033-08-22 01:00 | 2033 | 8 | 0 | 0 | 0
2033-08-22 02:00 | 2033 | 8 | 0 | 0 | 0
2033-08-22 03:00 | 2033 | 8 | 0 | 0 | 0
2033-08-22 04:00 | 2033 | 8 | 0 | 0 | 0
2033-08-22 05:00 | 2033 | 8 | 0 | 0 | 0
2033-08-22 06:00 | 2033 | 8 | 0 | 0 | 0
2033-08-22 07:00 | 2033 | 8 | 0 | 0 | 0
2033-08-22 08:00 | 2033 | 8 | 0 | 0 | 0
2033-08-22 09:00 | 2033 | 8 | 0 | 0 | 0
2033-08-22 10:00 | 2033 | 8 | 0 | 0 | 0
2033-08-22 11:00 | 2033 | 8 | 0 | 0 | 0
2033-08-22 12:00 | 2033 | 8 | 0 | 0 | 0
2033-08-22 13:00 | 2033 | 8 | 0 | 0 | 0
2033-08-22 14:00 | 2033 | 8 | 0 | 0 | 0
2033-08-22 15:00 | 2033 | 8 | 0 | 0 | 0
2033-08-22 16:00 | 2033 | 8 | 0 | 0 | 0
2033-08-22 17:00 | 2033 | 8 | 0 | 0 | 0
2033-08-22 18:00 | 2033 | 8 | 0 | 0 | 0
2033-08-22 19:00 | 2033 | 8 | 0 | 0 | 0
2033-08-22 20:00 | 2033 | 8 | 0 | 0 | 0
2033-08-22 21:00 | 2033 | 8 | 0 | 0 | 0
2033-08-22 22:00 | 2033 | 8 | 0 | 0 | 0
2033-08-22 23:00 | 2033 | 8 | 0 | 0 | 0
2033-08-23 | 2033 | 8 | 0 | 0 | 0
2033-08-23 01:00 | 2033 | 8 | 0 | 0 | 0
2033-08-23 02:00 | 2033 | 8 | 0 | 0 | 0
2033-08-23 03:00 | 2033 | 8 | 0 | 0 | 0
2033-08-23 04:00 | 2033 | 8 | 0 | 0 | 0
2033-08-23 05:00 | 2033 | 8 | 0 | 0 | 0
2033-08-23 06:00 | 2033 | 8 | 0 | 0 | 0
2033-08-23 07:00 | 2033 | 8 | 0 | 0 | 0
2033-08-23 08:00 | 2033 | 8 | 0 | 0 | 0
2033-08-23 09:00 | 2033 | 8 | 0 | 0 | 0
2033-08-23 10:00 | 2033 | 8 | 0 | 0 | 0
2033-08-23 11:00 | 2033 | 8 | 0 | 0 | 0
2033-08-23 12:00 | 2033 | 8 | 0 | 0 | 0
2033-08-23 13:00 | 2033 | 8 | 0 | 0 | 0
2033-08-23 14:00 | 2033 | 8 | 0 | 0 | 0
2033-08-23 15:00 | 2033 | 8 | 0 | 0 | 0
2033-08-23 16:00 | 2033 | 8 | 0 | 0 | 0
2033-08-23 17:00 | 2033 | 8 | 0 | 0 | 0
2033-08-23 18:00 | 2033 | 8 | 0 | 0 | 0
2033-08-23 19:00 | 2033 | 8 | 0 | 0 | 0
2033-08-23 20:00 | 2033 | 8 | 0 | 0 | 0
2033-08-23 21:00 | 2033 | 8 | 0 | 0 | 0
2033-08-23 22:00 | 2033 | 8 | 0 | 0 | 0
2033-08-23 23:00 | 2033 | 8 | 0 | 0 | 0
2033-08-24 | 2033 | 8 | 0 | 0 | 0
2033-08-24 01:00 | 2033 | 8 | 0 | 0 | 0
2033-08-24 02:00 | 2033 | 8 | 0 | 0 | 0
2033-08-24 03:00 | 2033 | 8 | 0 | 0 | 0
2033-08-24 04:00 | 2033 | 8 | 0 | 0 | 0
2033-08-24 05:00 | 2033 | 8 | 0 | 0 | 0
2033-08-24 06:00 | 2033 | 8 | 0 | 0 | 0
2033-08-24 07:00 | 2033 | 8 | 0 | 0 | 0
2033-08-24 08:00 | 2033 | 8 | 0 | 0 | 0
2033-08-24 09:00 | 2033 | 8 | 0 | 0 | 0
2033-08-24 10:00 | 2033 | 8 | 0 | 0 | 0
2033-08-24 11:00 | 2033 | 8 | 0 | 0 | 0
2033-08-24 12:00 | 2033 | 8 | 0 | 0 | 0
2033-08-24 13:00 | 2033 | 8 | 0 | 0 | 0
2033-08-24 14:00 | 2033 | 8 | 0 | 0 | 0
2033-08-24 15:00 | 2033 | 8 | 0 | 0 | 0
2033-08-24 16:00 | 2033 | 8 | 0 | 0 | 0
2033-08-24 17:00 | 2033 | 8 | 0 | 0 | 0
2033-08-24 18:00 | 2033 | 8 | 0 | 0 | 0
2033-08-24 19:00 | 2033 | 8 | 0 | 0 | 0
2033-08-24 20:00 | 2033 | 8 | 0 | 0 | 0
2033-08-24 21:00 | 2033 | 8 | 0 | 0 | 0
2033-08-24 22:00 | 2033 | 8 | 0 | 0 | 0
2033-08-24 23:00 | 2033 | 8 | 0 | 0 | 0
2033-08-25 | 2033 | 8 | 0 | 0 | 0
2033-08-25 01:00 | 2033 | 8 | 0 | 0 | 0
2033-08-25 02:00 | 2033 | 8 | 0 | 0 | 0
2033-08-25 03:00 | 2033 | 8 | 0 | 0 | 0
2033-08-25 04:00 | 2033 | 8 | 0 | 0 | 0
2033-08-25 05:00 | 2033 | 8 | 0 | 0 | 0
2033-08-25 06:00 | 2033 | 8 | 0 | 0 | 0
2033-08-25 07:00 | 2033 | 8 | 0 | 0 | 0
2033-08-25 08:00 | 2033 | 8 | 0 | 0 | 0
2033-08-25 09:00 | 2033 | 8 | 0 | 0 | 0
2033-08-25 10:00 | 2033 | 8 | 0 | 0 | 0
2033-08-25 11:00 | 2033 | 8 | 0 | 0 | 0
2033-08-25 12:00 | 2033 | 8 | 0 | 0 | 0
2033-08-25 13:00 | 2033 | 8 | 0 | 0 | 0
2033-08-25 14:00 | 2033 | 8 | 0 | 0 | 0
2033-08-25 15:00 | 2033 | 8 | 0 | 0 | 0
2033-08-25 16:00 | 2033 | 8 | 0 | 0 | 0
2033-08-25 17:00 | 2033 | 8 | 0 | 0 | 0
2033-08-25 18:00 | 2033 | 8 | 0 | 0 | 0
2033-08-25 19:00 | 2033 | 8 | 0 | 0 | 0
2033-08-25 20:00 | 2033 | 8 | 0 | 0 | 0
2033-08-25 21:00 | 2033 | 8 | 0 | 0 | 0
2033-08-25 22:00 | 2033 | 8 | 0 | 0 | 0
2033-08-25 23:00 | 2033 | 8 | 0 | 0 | 0
2033-08-26 | 2033 | 8 | 0 | 0 | 0
2033-08-26 01:00 | 2033 | 8 | 0 | 0 | 0
2033-08-26 02:00 | 2033 | 8 | 0 | 0 | 0
2033-08-26 03:00 | 2033 | 8 | 0 | 0 | 0
2033-08-26 04:00 | 2033 | 8 | 0 | 0 | 0
2033-08-26 05:00 | 2033 | 8 | 0 | 0 | 0
2033-08-26 06:00 | 2033 | 8 | 0 | 0 | 0
2033-08-26 07:00 | 2033 | 8 | 0 | 0 | 0
2033-08-26 08:00 | 2033 | 8 | 0 | 0 | 0
2033-08-26 09:00 | 2033 | 8 | 0 | 0 | 0
2033-08-26 10:00 | 2033 | 8 | 0 | 0 | 0
2033-08-26 11:00 | 2033 | 8 | 0 | 0 | 0
2033-08-26 12:00 | 2033 | 8 | 0 | 0 | 0
2033-08-26 13:00 | 2033 | 8 | 0 | 0 | 0
2033-08-26 14:00 | 2033 | 8 | 0 | 0 | 0
2033-08-26 15:00 | 2033 | 8 | 0 | 0 | 0
2033-08-26 16:00 | 2033 | 8 | 0 | 0 | 0
2033-08-26 17:00 | 2033 | 8 | 0 | 0 | 0
2033-08-26 18:00 | 2033 | 8 | 0 | 0 | 0
2033-08-26 19:00 | 2033 | 8 | 0 | 0 | 0
2033-08-26 20:00 | 2033 | 8 | 0 | 0 | 0
2033-08-26 21:00 | 2033 | 8 | 0 | 0 | 0
2033-08-26 22:00 | 2033 | 8 | 0 | 0 | 0
2033-08-26 23:00 | 2033 | 8 | 0 | 0 | 0
2033-08-27 | 2033 | 8 | 0 | 0 | 0
2033-08-27 01:00 | 2033 | 8 | 0 | 0 | 0
2033-08-27 02:00 | 2033 | 8 | 0 | 0 | 0
2033-08-27 03:00 | 2033 | 8 | 0 | 0 | 0
2033-08-27 04:00 | 2033 | 8 | 0 | 0 | 0
2033-08-27 05:00 | 2033 | 8 | 0 | 0 | 0
2033-08-27 06:00 | 2033 | 8 | 0 | 0 | 0
2033-08-27 07:00 | 2033 | 8 | 0 | 0 | 0
2033-08-27 08:00 | 2033 | 8 | 0 | 0 | 0
2033-08-27 09:00 | 2033 | 8 | 0 | 0 | 0
2033-08-27 10:00 | 2033 | 8 | 0 | 0 | 0
2033-08-27 11:00 | 2033 | 8 | 0 | 0 | 0
2033-08-27 12:00 | 2033 | 8 | 0 | 0 | 0
2033-08-27 13:00 | 2033 | 8 | 0 | 0 | 0
2033-08-27 14:00 | 2033 | 8 | 0 | 0 | 0
2033-08-27 15:00 | 2033 | 8 | 0 | 0 | 0
2033-08-27 16:00 | 2033 | 8 | 0 | 0 | 0
2033-08-27 17:00 | 2033 | 8 | 0 | 0 | 0
2033-08-27 18:00 | 2033 | 8 | 0 | 0 | 0
2033-08-27 19:00 | 2033 | 8 | 0 | 0 | 0
2033-08-27 20:00 | 2033 | 8 | 0 | 0 | 0
2033-08-27 21:00 | 2033 | 8 | 0 | 0 | 0
2033-08-27 22:00 | 2033 | 8 | 0 | 0 | 0
2033-08-27 23:00 | 2033 | 8 | 0 | 0 | 0
2033-08-28 | 2033 | 8 | 0 | 0 | 0
2033-08-28 01:00 | 2033 | 8 | 0 | 0 | 0
2033-08-28 02:00 | 2033 | 8 | 0 | 0 | 0
2033-08-28 03:00 | 2033 | 8 | 0 | 0 | 0
2033-08-28 04:00 | 2033 | 8 | 0 | 0 | 0
2033-08-28 05:00 | 2033 | 8 | 0 | 0 | 0
2033-08-28 06:00 | 2033 | 8 | 0 | 0 | 0
2033-08-28 07:00 | 2033 | 8 | 0 | 0 | 0
2033-08-28 08:00 | 2033 | 8 | 0 | 0 | 0
2033-08-28 09:00 | 2033 | 8 | 0 | 0 | 0
2033-08-28 10:00 | 2033 | 8 | 0 | 0 | 0
2033-08-28 11:00 | 2033 | 8 | 0 | 0 | 0
2033-08-28 12:00 | 2033 | 8 | 0 | 0 | 0
2033-08-28 13:00 | 2033 | 8 | 0 | 0 | 0
2033-08-28 14:00 | 2033 | 8 | 0 | 0 | 0
2033-08-28 15:00 | 2033 | 8 | 0 | 0 | 0
2033-08-28 16:00 | 2033 | 8 | 0 | 0 | 0
2033-08-28 17:00 | 2033 | 8 | 0 | 0 | 0
2033-08-28 18:00 | 2033 | 8 | 0 | 0 | 0
2033-08-28 19:00 | 2033 | 8 | 0 | 0 | 0
2033-08-28 20:00 | 2033 | 8 | 0 | 0 | 0
2033-08-28 21:00 | 2033 | 8 | 0 | 0 | 0
2033-08-28 22:00 | 2033 | 8 | 0 | 0 | 0
2033-08-28 23:00 | 2033 | 8 | 0 | 0 | 0
2033-08-29 | 2033 | 8 | 0 | 0 | 0
2033-08-29 01:00 | 2033 | 8 | 0 | 0 | 0
2033-08-29 02:00 | 2033 | 8 | 0 | 0 | 0
2033-08-29 03:00 | 2033 | 8 | 0 | 0 | 0
2033-08-29 04:00 | 2033 | 8 | 0 | 0 | 0
2033-08-29 05:00 | 2033 | 8 | 0 | 0 | 0
2033-08-29 06:00 | 2033 | 8 | 0 | 0 | 0
2033-08-29 07:00 | 2033 | 8 | 0 | 0 | 0
2033-08-29 08:00 | 2033 | 8 | 0 | 0 | 0
2033-08-29 09:00 | 2033 | 8 | 0 | 0 | 0
2033-08-29 10:00 | 2033 | 8 | 0 | 0 | 0
2033-08-29 11:00 | 2033 | 8 | 0 | 0 | 0
2033-08-29 12:00 | 2033 | 8 | 0 | 0 | 0
2033-08-29 13:00 | 2033 | 8 | 0 | 0 | 0
2033-08-29 14:00 | 2033 | 8 | 0 | 0 | 0
2033-08-29 15:00 | 2033 | 8 | 0 | 0 | 0
2033-08-29 16:00 | 2033 | 8 | 0 | 0 | 0
2033-08-29 17:00 | 2033 | 8 | 0 | 0 | 0
2033-08-29 18:00 | 2033 | 8 | 0 | 0 | 0
2033-08-29 19:00 | 2033 | 8 | 0 | 0 | 0
2033-08-29 20:00 | 2033 | 8 | 0 | 0 | 0
2033-08-29 21:00 | 2033 | 8 | 0 | 0 | 0
2033-08-29 22:00 | 2033 | 8 | 0 | 0 | 0
2033-08-29 23:00 | 2033 | 8 | 0 | 0 | 0
2033-08-30 | 2033 | 8 | 0 | 0 | 0
2033-08-30 01:00 | 2033 | 8 | 0 | 0 | 0
2033-08-30 02:00 | 2033 | 8 | 0 | 0 | 0
2033-08-30 03:00 | 2033 | 8 | 0 | 0 | 0
2033-08-30 04:00 | 2033 | 8 | 0 | 0 | 0
2033-08-30 05:00 | 2033 | 8 | 0 | 0 | 0
2033-08-30 06:00 | 2033 | 8 | 0 | 0 | 0
2033-08-30 07:00 | 2033 | 8 | 0 | 0 | 0
2033-08-30 08:00 | 2033 | 8 | 0 | 0 | 0
2033-08-30 09:00 | 2033 | 8 | 0 | 0 | 0
2033-08-30 10:00 | 2033 | 8 | 0 | 0 | 0
2033-08-30 11:00 | 2033 | 8 | 0 | 0 | 0
2033-08-30 12:00 | 2033 | 8 | 0 | 0 | 0
2033-08-30 13:00 | 2033 | 8 | 0 | 0 | 0
2033-08-30 14:00 | 2033 | 8 | 0 | 0 | 0
2033-08-30 15:00 | 2033 | 8 | 0 | 0 | 0
2033-08-30 16:00 | 2033 | 8 | 0 | 0 | 0
2033-08-30 17:00 | 2033 | 8 | 0 | 0 | 0
2033-08-30 18:00 | 2033 | 8 | 0 | 0 | 0
2033-08-30 19:00 | 2033 | 8 | 0 | 0 | 0
2033-08-30 20:00 | 2033 | 8 | 0 | 0 | 0
2033-08-30 21:00 | 2033 | 8 | 0 | 0 | 0
2033-08-30 22:00 | 2033 | 8 | 0 | 0 | 0
2033-08-30 23:00 | 2033 | 8 | 0 | 0 | 0
2033-08-31 | 2033 | 8 | 0 | 0 | 0
2033-08-31 01:00 | 2033 | 8 | 0 | 0 | 0
2033-08-31 02:00 | 2033 | 8 | 0 | 0 | 0
2033-08-31 03:00 | 2033 | 8 | 0 | 0 | 0
2033-08-31 04:00 | 2033 | 8 | 0 | 0 | 0
2033-08-31 05:00 | 2033 | 8 | 0 | 0 | 0
2033-08-31 06:00 | 2033 | 8 | 0 | 0 | 0
2033-08-31 07:00 | 2033 | 8 | 0 | 0 | 0
2033-08-31 08:00 | 2033 | 8 | 0 | 0 | 0
2033-08-31 09:00 | 2033 | 8 | 0 | 0 | 0
2033-08-31 10:00 | 2033 | 8 | 0 | 0 | 0
2033-08-31 11:00 | 2033 | 8 | 0 | 0 | 0
2033-08-31 12:00 | 2033 | 8 | 0 | 0 | 0
2033-08-31 13:00 | 2033 | 8 | 0 | 0 | 0
2033-08-31 14:00 | 2033 | 8 | 0 | 0 | 0
2033-08-31 15:00 | 2033 | 8 | 0 | 0 | 0
2033-08-31 16:00 | 2033 | 8 | 0 | 0 | 0
2033-08-31 17:00 | 2033 | 8 | 0 | 0 | 0
2033-08-31 18:00 | 2033 | 8 | 0 | 0 | 0
2033-08-31 19:00 | 2033 | 8 | 0 | 0 | 0
2033-08-31 20:00 | 2033 | 8 | 0 | 0 | 0
2033-08-31 21:00 | 2033 | 8 | 0 | 0 | 0
2033-08-31 22:00 | 2033 | 8 | 0 | 0 | 0
2033-08-31 23:00 | 2033 | 8 | 0 | 0 | 0
2033-09-01 | 2033 | 9 | 0 | 0 | 0
2033-09-01 01:00 | 2033 | 9 | 0 | 0 | 0
2033-09-01 02:00 | 2033 | 9 | 0 | 0 | 0
2033-09-01 03:00 | 2033 | 9 | 0 | 0 | 0
2033-09-01 04:00 | 2033 | 9 | 0 | 0 | 0
2033-09-01 05:00 | 2033 | 9 | 0 | 0 | 0
2033-09-01 06:00 | 2033 | 9 | 0 | 0 | 0
2033-09-01 07:00 | 2033 | 9 | 0 | 0 | 0
2033-09-01 08:00 | 2033 | 9 | 0 | 0 | 0
2033-09-01 09:00 | 2033 | 9 | 0 | 0 | 0
2033-09-01 10:00 | 2033 | 9 | 0 | 0 | 0
2033-09-01 11:00 | 2033 | 9 | 0 | 0 | 0
2033-09-01 12:00 | 2033 | 9 | 0 | 0 | 0
2033-09-01 13:00 | 2033 | 9 | 0 | 0 | 0
2033-09-01 14:00 | 2033 | 9 | 0 | 0 | 0
2033-09-01 15:00 | 2033 | 9 | 0 | 0 | 0
2033-09-01 16:00 | 2033 | 9 | 0 | 0 | 0
2033-09-01 17:00 | 2033 | 9 | 0 | 0 | 0
2033-09-01 18:00 | 2033 | 9 | 0 | 0 | 0
2033-09-01 19:00 | 2033 | 9 | 0 | 0 | 0
2033-09-01 20:00 | 2033 | 9 | 0 | 0 | 0
2033-09-01 21:00 | 2033 | 9 | 0 | 0 | 0
2033-09-01 22:00 | 2033 | 9 | 0 | 0 | 0
2033-09-01 23:00 | 2033 | 9 | 0 | 0 | 0
2033-09-02 | 2033 | 9 | 0 | 0 | 0
2033-09-02 01:00 | 2033 | 9 | 0 | 0 | 0
2033-09-02 02:00 | 2033 | 9 | 0 | 0 | 0
2033-09-02 03:00 | 2033 | 9 | 0 | 0 | 0
2033-09-02 04:00 | 2033 | 9 | 0 | 0 | 0
2033-09-02 05:00 | 2033 | 9 | 0 | 0 | 0
2033-09-02 06:00 | 2033 | 9 | 0 | 0 | 0
2033-09-02 07:00 | 2033 | 9 | 0 | 0 | 0
2033-09-02 08:00 | 2033 | 9 | 0 | 0 | 0
2033-09-02 09:00 | 2033 | 9 | 0 | 0 | 0
2033-09-02 10:00 | 2033 | 9 | 0 | 0 | 0
2033-09-02 11:00 | 2033 | 9 | 0 | 0 | 0
2033-09-02 12:00 | 2033 | 9 | 0 | 0 | 0
2033-09-02 13:00 | 2033 | 9 | 0 | 0 | 0
2033-09-02 14:00 | 2033 | 9 | 0 | 0 | 0
2033-09-02 15:00 | 2033 | 9 | 0 | 0 | 0
2033-09-02 16:00 | 2033 | 9 | 0 | 0 | 0
2033-09-02 17:00 | 2033 | 9 | 0 | 0 | 0
2033-09-02 18:00 | 2033 | 9 | 0 | 0 | 0
2033-09-02 19:00 | 2033 | 9 | 0 | 0 | 0
2033-09-02 20:00 | 2033 | 9 | 0 | 0 | 0
2033-09-02 21:00 | 2033 | 9 | 0 | 0 | 0
2033-09-02 22:00 | 2033 | 9 | 0 | 0 | 0
2033-09-02 23:00 | 2033 | 9 | 0 | 0 | 0
2033-09-03 | 2033 | 9 | 0 | 0 | 0
2033-09-03 01:00 | 2033 | 9 | 0 | 0 | 0
2033-09-03 02:00 | 2033 | 9 | 0 | 0 | 0
2033-09-03 03:00 | 2033 | 9 | 0 | 0 | 0
2033-09-03 04:00 | 2033 | 9 | 0 | 0 | 0
2033-09-03 05:00 | 2033 | 9 | 0 | 0 | 0
2033-09-03 06:00 | 2033 | 9 | 0 | 0 | 0
2033-09-03 07:00 | 2033 | 9 | 0 | 0 | 0
2033-09-03 08:00 | 2033 | 9 | 0 | 0 | 0
2033-09-03 09:00 | 2033 | 9 | 0 | 0 | 0
2033-09-03 10:00 | 2033 | 9 | 0 | 0 | 0
2033-09-03 11:00 | 2033 | 9 | 0 | 0 | 0
2033-09-03 12:00 | 2033 | 9 | 0 | 0 | 0
2033-09-03 13:00 | 2033 | 9 | 0 | 0 | 0
2033-09-03 14:00 | 2033 | 9 | 0 | 0 | 0
2033-09-03 15:00 | 2033 | 9 | 0 | 0 | 0
2033-09-03 16:00 | 2033 | 9 | 0 | 0 | 0
2033-09-03 17:00 | 2033 | 9 | 0 | 0 | 0
2033-09-03 18:00 | 2033 | 9 | 0 | 0 | 0
2033-09-03 19:00 | 2033 | 9 | 0 | 0 | 0
2033-09-03 20:00 | 2033 | 9 | 0 | 0 | 0
2033-09-03 21:00 | 2033 | 9 | 0 | 0 | 0
2033-09-03 22:00 | 2033 | 9 | 0 | 0 | 0
2033-09-03 23:00 | 2033 | 9 | 0 | 0 | 0
2033-09-04 | 2033 | 9 | 0 | 0 | 0
2033-09-04 01:00 | 2033 | 9 | 0 | 0 | 0
2033-09-04 02:00 | 2033 | 9 | 0 | 0 | 0
2033-09-04 03:00 | 2033 | 9 | 0 | 0 | 0
2033-09-04 04:00 | 2033 | 9 | 0 | 0 | 0
2033-09-04 05:00 | 2033 | 9 | 0 | 0 | 0
2033-09-04 06:00 | 2033 | 9 | 0 | 0 | 0
2033-09-04 07:00 | 2033 | 9 | 0 | 0 | 0
2033-09-04 08:00 | 2033 | 9 | 0 | 0 | 0
2033-09-04 09:00 | 2033 | 9 | 0 | 0 | 0
2033-09-04 10:00 | 2033 | 9 | 0 | 0 | 0
2033-09-04 11:00 | 2033 | 9 | 0 | 0 | 0
2033-09-04 12:00 | 2033 | 9 | 0 | 0 | 0
2033-09-04 13:00 | 2033 | 9 | 0 | 0 | 0
2033-09-04 14:00 | 2033 | 9 | 0 | 0 | 0
2033-09-04 15:00 | 2033 | 9 | 0 | 0 | 0
2033-09-04 16:00 | 2033 | 9 | 0 | 0 | 0
2033-09-04 17:00 | 2033 | 9 | 0 | 0 | 0
2033-09-04 18:00 | 2033 | 9 | 0 | 0 | 0
2033-09-04 19:00 | 2033 | 9 | 0 | 0 | 0
2033-09-04 20:00 | 2033 | 9 | 0 | 0 | 0
2033-09-04 21:00 | 2033 | 9 | 0 | 0 | 0
2033-09-04 22:00 | 2033 | 9 | 0 | 0 | 0
2033-09-04 23:00 | 2033 | 9 | 0 | 0 | 0
2033-09-05 | 2033 | 9 | 0 | 0 | 0
2033-09-05 01:00 | 2033 | 9 | 0 | 0 | 0
2033-09-05 02:00 | 2033 | 9 | 0 | 0 | 0
2033-09-05 03:00 | 2033 | 9 | 0 | 0 | 0
2033-09-05 04:00 | 2033 | 9 | 0 | 0 | 0
2033-09-05 05:00 | 2033 | 9 | 0 | 0 | 0
2033-09-05 06:00 | 2033 | 9 | 0 | 0 | 0
2033-09-05 07:00 | 2033 | 9 | 0 | 0 | 0
2033-09-05 08:00 | 2033 | 9 | 0 | 0 | 0
2033-09-05 09:00 | 2033 | 9 | 0 | 0 | 0
2033-09-05 10:00 | 2033 | 9 | 0 | 0 | 0
2033-09-05 11:00 | 2033 | 9 | 0 | 0 | 0
2033-09-05 12:00 | 2033 | 9 | 0 | 0 | 0
2033-09-05 13:00 | 2033 | 9 | 0 | 0 | 0
2033-09-05 14:00 | 2033 | 9 | 0 | 0 | 0
2033-09-05 15:00 | 2033 | 9 | 0 | 0 | 0
2033-09-05 16:00 | 2033 | 9 | 0 | 0 | 0
2033-09-05 17:00 | 2033 | 9 | 0 | 0 | 0
2033-09-05 18:00 | 2033 | 9 | 0 | 0 | 0
2033-09-05 19:00 | 2033 | 9 | 0 | 0 | 0
2033-09-05 20:00 | 2033 | 9 | 0 | 0 | 0
2033-09-05 21:00 | 2033 | 9 | 0 | 0 | 0
2033-09-05 22:00 | 2033 | 9 | 0 | 0 | 0
2033-09-05 23:00 | 2033 | 9 | 0 | 0 | 0
2033-09-06 | 2033 | 9 | 0 | 0 | 0
2033-09-06 01:00 | 2033 | 9 | 0 | 0 | 0
2033-09-06 02:00 | 2033 | 9 | 0 | 0 | 0
2033-09-06 03:00 | 2033 | 9 | 0 | 0 | 0
2033-09-06 04:00 | 2033 | 9 | 0 | 0 | 0
2033-09-06 05:00 | 2033 | 9 | 0 | 0 | 0
2033-09-06 06:00 | 2033 | 9 | 0 | 0 | 0
2033-09-06 07:00 | 2033 | 9 | 0 | 0 | 0
2033-09-06 08:00 | 2033 | 9 | 0 | 0 | 0
2033-09-06 09:00 | 2033 | 9 | 0 | 0 | 0
2033-09-06 10:00 | 2033 | 9 | 0 | 0 | 0
2033-09-06 11:00 | 2033 | 9 | 0 | 0 | 0
2033-09-06 12:00 | 2033 | 9 | 0 | 0 | 0
2033-09-06 13:00 | 2033 | 9 | 0 | 0 | 0
2033-09-06 14:00 | 2033 | 9 | 0 | 0 | 0
2033-09-06 15:00 | 2033 | 9 | 0 | 0 | 0
2033-09-06 16:00 | 2033 | 9 | 0 | 0 | 0
2033-09-06 17:00 | 2033 | 9 | 0 | 0 | 0
2033-09-06 18:00 | 2033 | 9 | 0 | 0 | 0
2033-09-06 19:00 | 2033 | 9 | 0 | 0 | 0
2033-09-06 20:00 | 2033 | 9 | 0 | 0 | 0
2033-09-06 21:00 | 2033 | 9 | 0 | 0 | 0
2033-09-06 22:00 | 2033 | 9 | 0 | 0 | 0
2033-09-06 23:00 | 2033 | 9 | 0 | 0 | 0
2033-09-07 | 2033 | 9 | 0 | 0 | 0
2033-09-07 01:00 | 2033 | 9 | 0 | 0 | 0
2033-09-07 02:00 | 2033 | 9 | 0 | 0 | 0
2033-09-07 03:00 | 2033 | 9 | 0 | 0 | 0
2033-09-07 04:00 | 2033 | 9 | 0 | 0 | 0
2033-09-07 05:00 | 2033 | 9 | 0 | 0 | 0
2033-09-07 06:00 | 2033 | 9 | 0 | 0 | 0
2033-09-07 07:00 | 2033 | 9 | 0 | 0 | 0
2033-09-07 08:00 | 2033 | 9 | 0 | 0 | 0
2033-09-07 09:00 | 2033 | 9 | 0 | 0 | 0
2033-09-07 10:00 | 2033 | 9 | 0 | 0 | 0
2033-09-07 11:00 | 2033 | 9 | 0 | 0 | 0
2033-09-07 12:00 | 2033 | 9 | 0 | 0 | 0
2033-09-07 13:00 | 2033 | 9 | 0 | 0 | 0
2033-09-07 14:00 | 2033 | 9 | 0 | 0 | 0
2033-09-07 15:00 | 2033 | 9 | 0 | 0 | 0
2033-09-07 16:00 | 2033 | 9 | 0 | 0 | 0
2033-09-07 17:00 | 2033 | 9 | 0 | 0 | 0
2033-09-07 18:00 | 2033 | 9 | 0 | 0 | 0
2033-09-07 19:00 | 2033 | 9 | 0 | 0 | 0
2033-09-07 20:00 | 2033 | 9 | 0 | 0 | 0
2033-09-07 21:00 | 2033 | 9 | 0 | 0 | 0
2033-09-07 22:00 | 2033 | 9 | 0 | 0 | 0
2033-09-07 23:00 | 2033 | 9 | 0 | 0 | 0
2033-09-08 | 2033 | 9 | 0 | 0 | 0
2033-09-08 01:00 | 2033 | 9 | 0 | 0 | 0
2033-09-08 02:00 | 2033 | 9 | 0 | 0 | 0
2033-09-08 03:00 | 2033 | 9 | 0 | 0 | 0
2033-09-08 04:00 | 2033 | 9 | 0 | 0 | 0
2033-09-08 05:00 | 2033 | 9 | 0 | 0 | 0
2033-09-08 06:00 | 2033 | 9 | 0 | 0 | 0
2033-09-08 07:00 | 2033 | 9 | 0 | 0 | 0
2033-09-08 08:00 | 2033 | 9 | 0 | 0 | 0
2033-09-08 09:00 | 2033 | 9 | 0 | 0 | 0
2033-09-08 10:00 | 2033 | 9 | 0 | 0 | 0
2033-09-08 11:00 | 2033 | 9 | 0 | 0 | 0
2033-09-08 12:00 | 2033 | 9 | 0 | 0 | 0
2033-09-08 13:00 | 2033 | 9 | 0 | 0 | 0
2033-09-08 14:00 | 2033 | 9 | 0 | 0 | 0
2033-09-08 15:00 | 2033 | 9 | 0 | 0 | 0
2033-09-08 16:00 | 2033 | 9 | 0 | 0 | 0
2033-09-08 17:00 | 2033 | 9 | 0 | 0 | 0
2033-09-08 18:00 | 2033 | 9 | 0 | 0 | 0
2033-09-08 19:00 | 2033 | 9 | 0 | 0 | 0
2033-09-08 20:00 | 2033 | 9 | 0 | 0 | 0
2033-09-08 21:00 | 2033 | 9 | 0 | 0 | 0
2033-09-08 22:00 | 2033 | 9 | 0 | 0 | 0
2033-09-08 23:00 | 2033 | 9 | 0 | 0 | 0
2033-09-09 | 2033 | 9 | 0 | 0 | 0
2033-09-09 01:00 | 2033 | 9 | 0 | 0 | 0
2033-09-09 02:00 | 2033 | 9 | 0 | 0 | 0
2033-09-09 03:00 | 2033 | 9 | 0 | 0 | 0
2033-09-09 04:00 | 2033 | 9 | 0 | 0 | 0
2033-09-09 05:00 | 2033 | 9 | 0 | 0 | 0
2033-09-09 06:00 | 2033 | 9 | 0 | 0 | 0
2033-09-09 07:00 | 2033 | 9 | 0 | 0 | 0
2033-09-09 08:00 | 2033 | 9 | 0 | 0 | 0
2033-09-09 09:00 | 2033 | 9 | 0 | 0 | 0
2033-09-09 10:00 | 2033 | 9 | 0 | 0 | 0
2033-09-09 11:00 | 2033 | 9 | 0 | 0 | 0
2033-09-09 12:00 | 2033 | 9 | 0 | 0 | 0
2033-09-09 13:00 | 2033 | 9 | 0 | 0 | 0
2033-09-09 14:00 | 2033 | 9 | 0 | 0 | 0
2033-09-09 15:00 | 2033 | 9 | 0 | 0 | 0
2033-09-09 16:00 | 2033 | 9 | 0 | 0 | 0
2033-09-09 17:00 | 2033 | 9 | 0 | 0 | 0
2033-09-09 18:00 | 2033 | 9 | 0 | 0 | 0
2033-09-09 19:00 | 2033 | 9 | 0 | 0 | 0
2033-09-09 20:00 | 2033 | 9 | 0 | 0 | 0
2033-09-09 21:00 | 2033 | 9 | 0 | 0 | 0
2033-09-09 22:00 | 2033 | 9 | 0 | 0 | 0
2033-09-09 23:00 | 2033 | 9 | 0 | 0 | 0
2033-09-10 | 2033 | 9 | 0 | 0 | 0
2033-09-10 01:00 | 2033 | 9 | 0 | 0 | 0
2033-09-10 02:00 | 2033 | 9 | 0 | 0 | 0
2033-09-10 03:00 | 2033 | 9 | 0 | 0 | 0
2033-09-10 04:00 | 2033 | 9 | 0 | 0 | 0
2033-09-10 05:00 | 2033 | 9 | 0 | 0 | 0
2033-09-10 06:00 | 2033 | 9 | 0 | 0 | 0
2033-09-10 07:00 | 2033 | 9 | 0 | 0 | 0
2033-09-10 08:00 | 2033 | 9 | 0 | 0 | 0
2033-09-10 09:00 | 2033 | 9 | 0 | 0 | 0
2033-09-10 10:00 | 2033 | 9 | 0 | 0 | 0
2033-09-10 11:00 | 2033 | 9 | 0 | 0 | 0
2033-09-10 12:00 | 2033 | 9 | 0 | 0 | 0
2033-09-10 13:00 | 2033 | 9 | 0 | 0 | 0
2033-09-10 14:00 | 2033 | 9 | 0 | 0 | 0
2033-09-10 15:00 | 2033 | 9 | 0 | 0 | 0
2033-09-10 16:00 | 2033 | 9 | 0 | 0 | 0
2033-09-10 17:00 | 2033 | 9 | 0 | 0 | 0
2033-09-10 18:00 | 2033 | 9 | 0 | 0 | 0
2033-09-10 19:00 | 2033 | 9 | 0 | 0 | 0
2033-09-10 20:00 | 2033 | 9 | 0 | 0 | 0
2033-09-10 21:00 | 2033 | 9 | 0 | 0 | 0
2033-09-10 22:00 | 2033 | 9 | 0 | 0 | 0
2033-09-10 23:00 | 2033 | 9 | 0 | 0 | 0
2033-09-11 | 2033 | 9 | 0 | 0 | 0
2033-09-11 01:00 | 2033 | 9 | 0 | 0 | 0
2033-09-11 02:00 | 2033 | 9 | 0 | 0 | 0
2033-09-11 03:00 | 2033 | 9 | 0 | 0 | 0
2033-09-11 04:00 | 2033 | 9 | 0 | 0 | 0
2033-09-11 05:00 | 2033 | 9 | 0 | 0 | 0
2033-09-11 06:00 | 2033 | 9 | 0 | 0 | 0
2033-09-11 07:00 | 2033 | 9 | 0 | 0 | 0
2033-09-11 08:00 | 2033 | 9 | 0 | 0 | 0
2033-09-11 09:00 | 2033 | 9 | 0 | 0 | 0
2033-09-11 10:00 | 2033 | 9 | 0 | 0 | 0
2033-09-11 11:00 | 2033 | 9 | 0 | 0 | 0
2033-09-11 12:00 | 2033 | 9 | 0 | 0 | 0
2033-09-11 13:00 | 2033 | 9 | 0 | 0 | 0
2033-09-11 14:00 | 2033 | 9 | 0 | 0 | 0
2033-09-11 15:00 | 2033 | 9 | 0 | 0 | 0
2033-09-11 16:00 | 2033 | 9 | 0 | 0 | 0
2033-09-11 17:00 | 2033 | 9 | 0 | 0 | 0
2033-09-11 18:00 | 2033 | 9 | 0 | 0 | 0
2033-09-11 19:00 | 2033 | 9 | 0 | 0 | 0
2033-09-11 20:00 | 2033 | 9 | 0 | 0 | 0
2033-09-11 21:00 | 2033 | 9 | 0 | 0 | 0
2033-09-11 22:00 | 2033 | 9 | 0 | 0 | 0
2033-09-11 23:00 | 2033 | 9 | 0 | 0 | 0
2033-09-12 | 2033 | 9 | 0 | 0 | 0
2033-09-12 01:00 | 2033 | 9 | 0 | 0 | 0
2033-09-12 02:00 | 2033 | 9 | 0 | 0 | 0
2033-09-12 03:00 | 2033 | 9 | 0 | 0 | 0
2033-09-12 04:00 | 2033 | 9 | 0 | 0 | 0
2033-09-12 05:00 | 2033 | 9 | 0 | 0 | 0
2033-09-12 06:00 | 2033 | 9 | 0 | 0 | 0
2033-09-12 07:00 | 2033 | 9 | 0 | 0 | 0
2033-09-12 08:00 | 2033 | 9 | 0 | 0 | 0
2033-09-12 09:00 | 2033 | 9 | 0 | 0 | 0
2033-09-12 10:00 | 2033 | 9 | 0 | 0 | 0
2033-09-12 11:00 | 2033 | 9 | 0 | 0 | 0
2033-09-12 12:00 | 2033 | 9 | 0 | 0 | 0
2033-09-12 13:00 | 2033 | 9 | 0 | 0 | 0
2033-09-12 14:00 | 2033 | 9 | 0 | 0 | 0
2033-09-12 15:00 | 2033 | 9 | 0 | 0 | 0
2033-09-12 16:00 | 2033 | 9 | 0 | 0 | 0
2033-09-12 17:00 | 2033 | 9 | 0 | 0 | 0
2033-09-12 18:00 | 2033 | 9 | 0 | 0 | 0
2033-09-12 19:00 | 2033 | 9 | 0 | 0 | 0
2033-09-12 20:00 | 2033 | 9 | 0 | 0 | 0
2033-09-12 21:00 | 2033 | 9 | 0 | 0 | 0
2033-09-12 22:00 | 2033 | 9 | 0 | 0 | 0
2033-09-12 23:00 | 2033 | 9 | 0 | 0 | 0
2033-09-13 | 2033 | 9 | 0 | 0 | 0
2033-09-13 01:00 | 2033 | 9 | 0 | 0 | 0
2033-09-13 02:00 | 2033 | 9 | 0 | 0 | 0
2033-09-13 03:00 | 2033 | 9 | 0 | 0 | 0
2033-09-13 04:00 | 2033 | 9 | 0 | 0 | 0
2033-09-13 05:00 | 2033 | 9 | 0 | 0 | 0
2033-09-13 06:00 | 2033 | 9 | 0 | 0 | 0
2033-09-13 07:00 | 2033 | 9 | 0 | 0 | 0
2033-09-13 08:00 | 2033 | 9 | 0 | 0 | 0
2033-09-13 09:00 | 2033 | 9 | 0 | 0 | 0
2033-09-13 10:00 | 2033 | 9 | 0 | 0 | 0
2033-09-13 11:00 | 2033 | 9 | 0 | 0 | 0
2033-09-13 12:00 | 2033 | 9 | 0 | 0 | 0
2033-09-13 13:00 | 2033 | 9 | 0 | 0 | 0
2033-09-13 14:00 | 2033 | 9 | 0 | 0 | 0
2033-09-13 15:00 | 2033 | 9 | 0 | 0 | 0
2033-09-13 16:00 | 2033 | 9 | 0 | 0 | 0
2033-09-13 17:00 | 2033 | 9 | 0 | 0 | 0
2033-09-13 18:00 | 2033 | 9 | 0 | 0 | 0
2033-09-13 19:00 | 2033 | 9 | 0 | 0 | 0
2033-09-13 20:00 | 2033 | 9 | 0 | 0 | 0
2033-09-13 21:00 | 2033 | 9 | 0 | 0 | 0
2033-09-13 22:00 | 2033 | 9 | 0 | 0 | 0
2033-09-13 23:00 | 2033 | 9 | 0 | 0 | 0
2033-09-14 | 2033 | 9 | 0 | 0 | 0
2033-09-14 01:00 | 2033 | 9 | 0 | 0 | 0
2033-09-14 02:00 | 2033 | 9 | 0 | 0 | 0
2033-09-14 03:00 | 2033 | 9 | 0 | 0 | 0
2033-09-14 04:00 | 2033 | 9 | 0 | 0 | 0
2033-09-14 05:00 | 2033 | 9 | 0 | 0 | 0
2033-09-14 06:00 | 2033 | 9 | 0 | 0 | 0
2033-09-14 07:00 | 2033 | 9 | 0 | 0 | 0
2033-09-14 08:00 | 2033 | 9 | 0 | 0 | 0
2033-09-14 09:00 | 2033 | 9 | 0 | 0 | 0
2033-09-14 10:00 | 2033 | 9 | 0 | 0 | 0
2033-09-14 11:00 | 2033 | 9 | 0 | 0 | 0
2033-09-14 12:00 | 2033 | 9 | 0 | 0 | 0
2033-09-14 13:00 | 2033 | 9 | 0 | 0 | 0
2033-09-14 14:00 | 2033 | 9 | 0 | 0 | 0
2033-09-14 15:00 | 2033 | 9 | 0 | 0 | 0
2033-09-14 16:00 | 2033 | 9 | 0 | 0 | 0
2033-09-14 17:00 | 2033 | 9 | 0 | 0 | 0
2033-09-14 18:00 | 2033 | 9 | 0 | 0 | 0
2033-09-14 19:00 | 2033 | 9 | 0 | 0 | 0
2033-09-14 20:00 | 2033 | 9 | 0 | 0 | 0
2033-09-14 21:00 | 2033 | 9 | 0 | 0 | 0
2033-09-14 22:00 | 2033 | 9 | 0 | 0 | 0
2033-09-14 23:00 | 2033 | 9 | 0 | 0 | 0
2033-09-15 | 2033 | 9 | 0 | 0 | 0
2033-09-15 01:00 | 2033 | 9 | 0 | 0 | 0
2033-09-15 02:00 | 2033 | 9 | 0 | 0 | 0
2033-09-15 03:00 | 2033 | 9 | 0 | 0 | 0
2033-09-15 04:00 | 2033 | 9 | 0 | 0 | 0
2033-09-15 05:00 | 2033 | 9 | 0 | 0 | 0
2033-09-15 06:00 | 2033 | 9 | 0 | 0 | 0
2033-09-15 07:00 | 2033 | 9 | 0 | 0 | 0
2033-09-15 08:00 | 2033 | 9 | 0 | 0 | 0
2033-09-15 09:00 | 2033 | 9 | 0 | 0 | 0
2033-09-15 10:00 | 2033 | 9 | 0 | 0 | 0
2033-09-15 11:00 | 2033 | 9 | 0 | 0 | 0
2033-09-15 12:00 | 2033 | 9 | 0 | 0 | 0
2033-09-15 13:00 | 2033 | 9 | 0 | 0 | 0
2033-09-15 14:00 | 2033 | 9 | 0 | 0 | 0
2033-09-15 15:00 | 2033 | 9 | 0 | 0 | 0
2033-09-15 16:00 | 2033 | 9 | 0 | 0 | 0
2033-09-15 17:00 | 2033 | 9 | 0 | 0 | 0
2033-09-15 18:00 | 2033 | 9 | 0 | 0 | 0
2033-09-15 19:00 | 2033 | 9 | 0 | 0 | 0
2033-09-15 20:00 | 2033 | 9 | 0 | 0 | 0
2033-09-15 21:00 | 2033 | 9 | 0 | 0 | 0
2033-09-15 22:00 | 2033 | 9 | 0 | 0 | 0
2033-09-15 23:00 | 2033 | 9 | 0 | 0 | 0
2033-09-16 | 2033 | 9 | 0 | 0 | 0
2033-09-16 01:00 | 2033 | 9 | 0 | 0 | 0
2033-09-16 02:00 | 2033 | 9 | 0 | 0 | 0
2033-09-16 03:00 | 2033 | 9 | 0 | 0 | 0
2033-09-16 04:00 | 2033 | 9 | 0 | 0 | 0
2033-09-16 05:00 | 2033 | 9 | 0 | 0 | 0
2033-09-16 06:00 | 2033 | 9 | 0 | 0 | 0
2033-09-16 07:00 | 2033 | 9 | 0 | 0 | 0
2033-09-16 08:00 | 2033 | 9 | 0 | 0 | 0
2033-09-16 09:00 | 2033 | 9 | 0 | 0 | 0
2033-09-16 10:00 | 2033 | 9 | 0 | 0 | 0
2033-09-16 11:00 | 2033 | 9 | 0 | 0 | 0
2033-09-16 12:00 | 2033 | 9 | 0 | 0 | 0
2033-09-16 13:00 | 2033 | 9 | 0 | 0 | 0
2033-09-16 14:00 | 2033 | 9 | 0 | 0 | 0
2033-09-16 15:00 | 2033 | 9 | 0 | 0 | 0
2033-09-16 16:00 | 2033 | 9 | 0 | 0 | 0
2033-09-16 17:00 | 2033 | 9 | 0 | 0 | 0
2033-09-16 18:00 | 2033 | 9 | 0 | 0 | 0
2033-09-16 19:00 | 2033 | 9 | 0 | 0 | 0
2033-09-16 20:00 | 2033 | 9 | 0 | 0 | 0
2033-09-16 21:00 | 2033 | 9 | 0 | 0 | 0
2033-09-16 22:00 | 2033 | 9 | 0 | 0 | 0
2033-09-16 23:00 | 2033 | 9 | 0 | 0 | 0
2033-09-17 | 2033 | 9 | 0 | 0 | 0
2033-09-17 01:00 | 2033 | 9 | 0 | 0 | 0
2033-09-17 02:00 | 2033 | 9 | 0 | 0 | 0
2033-09-17 03:00 | 2033 | 9 | 0 | 0 | 0
2033-09-17 04:00 | 2033 | 9 | 0 | 0 | 0
2033-09-17 05:00 | 2033 | 9 | 0 | 0 | 0
2033-09-17 06:00 | 2033 | 9 | 0 | 0 | 0
2033-09-17 07:00 | 2033 | 9 | 0 | 0 | 0
2033-09-17 08:00 | 2033 | 9 | 0 | 0 | 0
2033-09-17 09:00 | 2033 | 9 | 0 | 0 | 0
2033-09-17 10:00 | 2033 | 9 | 0 | 0 | 0
2033-09-17 11:00 | 2033 | 9 | 0 | 0 | 0
2033-09-17 12:00 | 2033 | 9 | 0 | 0 | 0
2033-09-17 13:00 | 2033 | 9 | 0 | 0 | 0
2033-09-17 14:00 | 2033 | 9 | 0 | 0 | 0
2033-09-17 15:00 | 2033 | 9 | 0 | 0 | 0
2033-09-17 16:00 | 2033 | 9 | 0 | 0 | 0
2033-09-17 17:00 | 2033 | 9 | 0 | 0 | 0
2033-09-17 18:00 | 2033 | 9 | 0 | 0 | 0
2033-09-17 19:00 | 2033 | 9 | 0 | 0 | 0
2033-09-17 20:00 | 2033 | 9 | 0 | 0 | 0
2033-09-17 21:00 | 2033 | 9 | 0 | 0 | 0
2033-09-17 22:00 | 2033 | 9 | 0 | 0 | 0
2033-09-17 23:00 | 2033 | 9 | 0 | 0 | 0
2033-09-18 | 2033 | 9 | 0 | 0 | 0
2033-09-18 01:00 | 2033 | 9 | 0 | 0 | 0
2033-09-18 02:00 | 2033 | 9 | 0 | 0 | 0
2033-09-18 03:00 | 2033 | 9 | 0 | 0 | 0
2033-09-18 04:00 | 2033 | 9 | 0 | 0 | 0
2033-09-18 05:00 | 2033 | 9 | 0 | 0 | 0
2033-09-18 06:00 | 2033 | 9 | 0 | 0 | 0
2033-09-18 07:00 | 2033 | 9 | 0 | 0 | 0
2033-09-18 08:00 | 2033 | 9 | 0 | 0 | 0
2033-09-18 09:00 | 2033 | 9 | 0 | 0 | 0
2033-09-18 10:00 | 2033 | 9 | 0 | 0 | 0
2033-09-18 11:00 | 2033 | 9 | 0 | 0 | 0
2033-09-18 12:00 | 2033 | 9 | 0 | 0 | 0
2033-09-18 13:00 | 2033 | 9 | 0 | 0 | 0
2033-09-18 14:00 | 2033 | 9 | 0 | 0 | 0
2033-09-18 15:00 | 2033 | 9 | 0 | 0 | 0
2033-09-18 16:00 | 2033 | 9 | 0 | 0 | 0
2033-09-18 17:00 | 2033 | 9 | 0 | 0 | 0
2033-09-18 18:00 | 2033 | 9 | 0 | 0 | 0
2033-09-18 19:00 | 2033 | 9 | 0 | 0 | 0
2033-09-18 20:00 | 2033 | 9 | 0 | 0 | 0
2033-09-18 21:00 | 2033 | 9 | 0 | 0 | 0
2033-09-18 22:00 | 2033 | 9 | 0 | 0 | 0
2033-09-18 23:00 | 2033 | 9 | 0 | 0 | 0
2033-09-19 | 2033 | 9 | 0 | 0 | 0
2033-09-19 01:00 | 2033 | 9 | 0 | 0 | 0
2033-09-19 02:00 | 2033 | 9 | 0 | 0 | 0
2033-09-19 03:00 | 2033 | 9 | 0 | 0 | 0
2033-09-19 04:00 | 2033 | 9 | 0 | 0 | 0
2033-09-19 05:00 | 2033 | 9 | 0 | 0 | 0
2033-09-19 06:00 | 2033 | 9 | 0 | 0 | 0
2033-09-19 07:00 | 2033 | 9 | 0 | 0 | 0
2033-09-19 08:00 | 2033 | 9 | 0 | 0 | 0
2033-09-19 09:00 | 2033 | 9 | 0 | 0 | 0
2033-09-19 10:00 | 2033 | 9 | 0 | 0 | 0
2033-09-19 11:00 | 2033 | 9 | 0 | 0 | 0
2033-09-19 12:00 | 2033 | 9 | 0 | 0 | 0
2033-09-19 13:00 | 2033 | 9 | 0 | 0 | 0
2033-09-19 14:00 | 2033 | 9 | 0 | 0 | 0
2033-09-19 15:00 | 2033 | 9 | 0 | 0 | 0
2033-09-19 16:00 | 2033 | 9 | 0 | 0 | 0
2033-09-19 17:00 | 2033 | 9 | 0 | 0 | 0
2033-09-19 18:00 | 2033 | 9 | 0 | 0 | 0
2033-09-19 19:00 | 2033 | 9 | 0 | 0 | 0
2033-09-19 20:00 | 2033 | 9 | 0 | 0 | 0
2033-09-19 21:00 | 2033 | 9 | 0 | 0 | 0
2033-09-19 22:00 | 2033 | 9 | 0 | 0 | 0
2033-09-19 23:00 | 2033 | 9 | 0 | 0 | 0
2033-09-20 | 2033 | 9 | 0 | 0 | 0
2033-09-20 01:00 | 2033 | 9 | 0 | 0 | 0
2033-09-20 02:00 | 2033 | 9 | 0 | 0 | 0
2033-09-20 03:00 | 2033 | 9 | 0 | 0 | 0
2033-09-20 04:00 | 2033 | 9 | 0 | 0 | 0
2033-09-20 05:00 | 2033 | 9 | 0 | 0 | 0
2033-09-20 06:00 | 2033 | 9 | 0 | 0 | 0
2033-09-20 07:00 | 2033 | 9 | 0 | 0 | 0
2033-09-20 08:00 | 2033 | 9 | 0 | 0 | 0
2033-09-20 09:00 | 2033 | 9 | 0 | 0 | 0
2033-09-20 10:00 | 2033 | 9 | 0 | 0 | 0
2033-09-20 11:00 | 2033 | 9 | 0 | 0 | 0
2033-09-20 12:00 | 2033 | 9 | 0 | 0 | 0
2033-09-20 13:00 | 2033 | 9 | 0 | 0 | 0
2033-09-20 14:00 | 2033 | 9 | 0 | 0 | 0
2033-09-20 15:00 | 2033 | 9 | 0 | 0 | 0
2033-09-20 16:00 | 2033 | 9 | 0 | 0 | 0
2033-09-20 17:00 | 2033 | 9 | 0 | 0 | 0
2033-09-20 18:00 | 2033 | 9 | 0 | 0 | 0
2033-09-20 19:00 | 2033 | 9 | 0 | 0 | 0
2033-09-20 20:00 | 2033 | 9 | 0 | 0 | 0
2033-09-20 21:00 | 2033 | 9 | 0 | 0 | 0
2033-09-20 22:00 | 2033 | 9 | 0 | 0 | 0
2033-09-20 23:00 | 2033 | 9 | 0 | 0 | 0
2033-09-21 | 2033 | 9 | 0 | 0 | 0
2033-09-21 01:00 | 2033 | 9 | 0 | 0 | 0
2033-09-21 02:00 | 2033 | 9 | 0 | 0 | 0
2033-09-21 03:00 | 2033 | 9 | 0 | 0 | 0
2033-09-21 04:00 | 2033 | 9 | 0 | 0 | 0
2033-09-21 05:00 | 2033 | 9 | 0 | 0 | 0
2033-09-21 06:00 | 2033 | 9 | 0 | 0 | 0
2033-09-21 07:00 | 2033 | 9 | 0 | 0 | 0
2033-09-21 08:00 | 2033 | 9 | 0 | 0 | 0
2033-09-21 09:00 | 2033 | 9 | 0 | 0 | 0
2033-09-21 10:00 | 2033 | 9 | 0 | 0 | 0
2033-09-21 11:00 | 2033 | 9 | 0 | 0 | 0
2033-09-21 12:00 | 2033 | 9 | 0 | 0 | 0
2033-09-21 13:00 | 2033 | 9 | 0 | 0 | 0
2033-09-21 14:00 | 2033 | 9 | 0 | 0 | 0
2033-09-21 15:00 | 2033 | 9 | 0 | 0 | 0
2033-09-21 16:00 | 2033 | 9 | 0 | 0 | 0
2033-09-21 17:00 | 2033 | 9 | 0 | 0 | 0
2033-09-21 18:00 | 2033 | 9 | 0 | 0 | 0
2033-09-21 19:00 | 2033 | 9 | 0 | 0 | 0
2033-09-21 20:00 | 2033 | 9 | 0 | 0 | 0
2033-09-21 21:00 | 2033 | 9 | 0 | 0 | 0
2033-09-21 22:00 | 2033 | 9 | 0 | 0 | 0
2033-09-21 23:00 | 2033 | 9 | 0 | 0 | 0
2033-09-22 | 2033 | 9 | 0 | 0 | 0
2033-09-22 01:00 | 2033 | 9 | 0 | 0 | 0
2033-09-22 02:00 | 2033 | 9 | 0 | 0 | 0
2033-09-22 03:00 | 2033 | 9 | 0 | 0 | 0
2033-09-22 04:00 | 2033 | 9 | 0 | 0 | 0
2033-09-22 05:00 | 2033 | 9 | 0 | 0 | 0
2033-09-22 06:00 | 2033 | 9 | 0 | 0 | 0
2033-09-22 07:00 | 2033 | 9 | 0 | 0 | 0
2033-09-22 08:00 | 2033 | 9 | 0 | 0 | 0
2033-09-22 09:00 | 2033 | 9 | 0 | 0 | 0
2033-09-22 10:00 | 2033 | 9 | 0 | 0 | 0
2033-09-22 11:00 | 2033 | 9 | 0 | 0 | 0
2033-09-22 12:00 | 2033 | 9 | 0 | 0 | 0
2033-09-22 13:00 | 2033 | 9 | 0 | 0 | 0
2033-09-22 14:00 | 2033 | 9 | 0 | 0 | 0
2033-09-22 15:00 | 2033 | 9 | 0 | 0 | 0
2033-09-22 16:00 | 2033 | 9 | 0 | 0 | 0
2033-09-22 17:00 | 2033 | 9 | 0 | 0 | 0
2033-09-22 18:00 | 2033 | 9 | 0 | 0 | 0
2033-09-22 19:00 | 2033 | 9 | 0 | 0 | 0
2033-09-22 20:00 | 2033 | 9 | 0 | 0 | 0
2033-09-22 21:00 | 2033 | 9 | 0 | 0 | 0
2033-09-22 22:00 | 2033 | 9 | 0 | 0 | 0
2033-09-22 23:00 | 2033 | 9 | 0 | 0 | 0
2033-09-23 | 2033 | 9 | 0 | 0 | 0
2033-09-23 01:00 | 2033 | 9 | 0 | 0 | 0
2033-09-23 02:00 | 2033 | 9 | 0 | 0 | 0
2033-09-23 03:00 | 2033 | 9 | 0 | 0 | 0
2033-09-23 04:00 | 2033 | 9 | 0 | 0 | 0
2033-09-23 05:00 | 2033 | 9 | 0 | 0 | 0
2033-09-23 06:00 | 2033 | 9 | 0 | 0 | 0
2033-09-23 07:00 | 2033 | 9 | 0 | 0 | 0
2033-09-23 08:00 | 2033 | 9 | 0 | 0 | 0
2033-09-23 09:00 | 2033 | 9 | 0 | 0 | 0
2033-09-23 10:00 | 2033 | 9 | 0 | 0 | 0
2033-09-23 11:00 | 2033 | 9 | 0 | 0 | 0
2033-09-23 12:00 | 2033 | 9 | 0 | 0 | 0
2033-09-23 13:00 | 2033 | 9 | 0 | 0 | 0
2033-09-23 14:00 | 2033 | 9 | 0 | 0 | 0
2033-09-23 15:00 | 2033 | 9 | 0 | 0 | 0
2033-09-23 16:00 | 2033 | 9 | 0 | 0 | 0
2033-09-23 17:00 | 2033 | 9 | 0 | 0 | 0
2033-09-23 18:00 | 2033 | 9 | 0 | 0 | 0
2033-09-23 19:00 | 2033 | 9 | 0 | 0 | 0
2033-09-23 20:00 | 2033 | 9 | 0 | 0 | 0
2033-09-23 21:00 | 2033 | 9 | 0 | 0 | 0
2033-09-23 22:00 | 2033 | 9 | 0 | 0 | 0
2033-09-23 23:00 | 2033 | 9 | 0 | 0 | 0
2033-09-24 | 2033 | 9 | 0 | 0 | 0
2033-09-24 01:00 | 2033 | 9 | 0 | 0 | 0
2033-09-24 02:00 | 2033 | 9 | 0 | 0 | 0
2033-09-24 03:00 | 2033 | 9 | 0 | 0 | 0
2033-09-24 04:00 | 2033 | 9 | 0 | 0 | 0
2033-09-24 05:00 | 2033 | 9 | 0 | 0 | 0
2033-09-24 06:00 | 2033 | 9 | 0 | 0 | 0
2033-09-24 07:00 | 2033 | 9 | 0 | 0 | 0
2033-09-24 08:00 | 2033 | 9 | 0 | 0 | 0
2033-09-24 09:00 | 2033 | 9 | 0 | 0 | 0
2033-09-24 10:00 | 2033 | 9 | 0 | 0 | 0
2033-09-24 11:00 | 2033 | 9 | 0 | 0 | 0
2033-09-24 12:00 | 2033 | 9 | 0 | 0 | 0
2033-09-24 13:00 | 2033 | 9 | 0 | 0 | 0
2033-09-24 14:00 | 2033 | 9 | 0 | 0 | 0
2033-09-24 15:00 | 2033 | 9 | 0 | 0 | 0
2033-09-24 16:00 | 2033 | 9 | 0 | 0 | 0
2033-09-24 17:00 | 2033 | 9 | 0 | 0 | 0
2033-09-24 18:00 | 2033 | 9 | 0 | 0 | 0
2033-09-24 19:00 | 2033 | 9 | 0 | 0 | 0
2033-09-24 20:00 | 2033 | 9 | 0 | 0 | 0
2033-09-24 21:00 | 2033 | 9 | 0 | 0 | 0
2033-09-24 22:00 | 2033 | 9 | 0 | 0 | 0
2033-09-24 23:00 | 2033 | 9 | 0 | 0 | 0
2033-09-25 | 2033 | 9 | 0 | 0 | 0
2033-09-25 01:00 | 2033 | 9 | 0 | 0 | 0
2033-09-25 02:00 | 2033 | 9 | 0 | 0 | 0
2033-09-25 03:00 | 2033 | 9 | 0 | 0 | 0
2033-09-25 04:00 | 2033 | 9 | 0 | 0 | 0
2033-09-25 05:00 | 2033 | 9 | 0 | 0 | 0
2033-09-25 06:00 | 2033 | 9 | 0 | 0 | 0
2033-09-25 07:00 | 2033 | 9 | 0 | 0 | 0
2033-09-25 08:00 | 2033 | 9 | 0 | 0 | 0
2033-09-25 09:00 | 2033 | 9 | 0 | 0 | 0
2033-09-25 10:00 | 2033 | 9 | 0 | 0 | 0
2033-09-25 11:00 | 2033 | 9 | 0 | 0 | 0
2033-09-25 12:00 | 2033 | 9 | 0 | 0 | 0
2033-09-25 13:00 | 2033 | 9 | 0 | 0 | 0
2033-09-25 14:00 | 2033 | 9 | 0 | 0 | 0
2033-09-25 15:00 | 2033 | 9 | 0 | 0 | 0
2033-09-25 16:00 | 2033 | 9 | 0 | 0 | 0
2033-09-25 17:00 | 2033 | 9 | 0 | 0 | 0
2033-09-25 18:00 | 2033 | 9 | 0 | 0 | 0
2033-09-25 19:00 | 2033 | 9 | 0 | 0 | 0
2033-09-25 20:00 | 2033 | 9 | 0 | 0 | 0
2033-09-25 21:00 | 2033 | 9 | 0 | 0 | 0
2033-09-25 22:00 | 2033 | 9 | 0 | 0 | 0
2033-09-25 23:00 | 2033 | 9 | 0 | 0 | 0
2033-09-26 | 2033 | 9 | 0 | 0 | 0
2033-09-26 01:00 | 2033 | 9 | 0 | 0 | 0
2033-09-26 02:00 | 2033 | 9 | 0 | 0 | 0
2033-09-26 03:00 | 2033 | 9 | 0 | 0 | 0
2033-09-26 04:00 | 2033 | 9 | 0 | 0 | 0
2033-09-26 05:00 | 2033 | 9 | 0 | 0 | 0
2033-09-26 06:00 | 2033 | 9 | 0 | 0 | 0
2033-09-26 07:00 | 2033 | 9 | 0 | 0 | 0
2033-09-26 08:00 | 2033 | 9 | 0 | 0 | 0
2033-09-26 09:00 | 2033 | 9 | 0 | 0 | 0
2033-09-26 10:00 | 2033 | 9 | 0 | 0 | 0
2033-09-26 11:00 | 2033 | 9 | 0 | 0 | 0
2033-09-26 12:00 | 2033 | 9 | 0 | 0 | 0
2033-09-26 13:00 | 2033 | 9 | 0 | 0 | 0
2033-09-26 14:00 | 2033 | 9 | 0 | 0 | 0
2033-09-26 15:00 | 2033 | 9 | 0 | 0 | 0
2033-09-26 16:00 | 2033 | 9 | 0 | 0 | 0
2033-09-26 17:00 | 2033 | 9 | 0 | 0 | 0
2033-09-26 18:00 | 2033 | 9 | 0 | 0 | 0
2033-09-26 19:00 | 2033 | 9 | 0 | 0 | 0
2033-09-26 20:00 | 2033 | 9 | 0 | 0 | 0
2033-09-26 21:00 | 2033 | 9 | 0 | 0 | 0
2033-09-26 22:00 | 2033 | 9 | 0 | 0 | 0
2033-09-26 23:00 | 2033 | 9 | 0 | 0 | 0
2033-09-27 | 2033 | 9 | 0 | 0 | 0
2033-09-27 01:00 | 2033 | 9 | 0 | 0 | 0
2033-09-27 02:00 | 2033 | 9 | 0 | 0 | 0
2033-09-27 03:00 | 2033 | 9 | 0 | 0 | 0
2033-09-27 04:00 | 2033 | 9 | 0 | 0 | 0
2033-09-27 05:00 | 2033 | 9 | 0 | 0 | 0
2033-09-27 06:00 | 2033 | 9 | 0 | 0 | 0
2033-09-27 07:00 | 2033 | 9 | 0 | 0 | 0
2033-09-27 08:00 | 2033 | 9 | 0 | 0 | 0
2033-09-27 09:00 | 2033 | 9 | 0 | 0 | 0
2033-09-27 10:00 | 2033 | 9 | 0 | 0 | 0
2033-09-27 11:00 | 2033 | 9 | 0 | 0 | 0
2033-09-27 12:00 | 2033 | 9 | 0 | 0 | 0
2033-09-27 13:00 | 2033 | 9 | 0 | 0 | 0
2033-09-27 14:00 | 2033 | 9 | 0 | 0 | 0
2033-09-27 15:00 | 2033 | 9 | 0 | 0 | 0
2033-09-27 16:00 | 2033 | 9 | 0 | 0 | 0
2033-09-27 17:00 | 2033 | 9 | 0 | 0 | 0
2033-09-27 18:00 | 2033 | 9 | 0 | 0 | 0
2033-09-27 19:00 | 2033 | 9 | 0 | 0 | 0
2033-09-27 20:00 | 2033 | 9 | 0 | 0 | 0
2033-09-27 21:00 | 2033 | 9 | 0 | 0 | 0
2033-09-27 22:00 | 2033 | 9 | 0 | 0 | 0
2033-09-27 23:00 | 2033 | 9 | 0 | 0 | 0
2033-09-28 | 2033 | 9 | 0 | 0 | 0
2033-09-28 01:00 | 2033 | 9 | 0 | 0 | 0
2033-09-28 02:00 | 2033 | 9 | 0 | 0 | 0
2033-09-28 03:00 | 2033 | 9 | 0 | 0 | 0
2033-09-28 04:00 | 2033 | 9 | 0 | 0 | 0
2033-09-28 05:00 | 2033 | 9 | 0 | 0 | 0
2033-09-28 06:00 | 2033 | 9 | 0 | 0 | 0
2033-09-28 07:00 | 2033 | 9 | 0 | 0 | 0
2033-09-28 08:00 | 2033 | 9 | 0 | 0 | 0
2033-09-28 09:00 | 2033 | 9 | 0 | 0 | 0
2033-09-28 10:00 | 2033 | 9 | 0 | 0 | 0
2033-09-28 11:00 | 2033 | 9 | 0 | 0 | 0
2033-09-28 12:00 | 2033 | 9 | 0 | 0 | 0
2033-09-28 13:00 | 2033 | 9 | 0 | 0 | 0
2033-09-28 14:00 | 2033 | 9 | 0 | 0 | 0
2033-09-28 15:00 | 2033 | 9 | 0 | 0 | 0
2033-09-28 16:00 | 2033 | 9 | 0 | 0 | 0
2033-09-28 17:00 | 2033 | 9 | 0 | 0 | 0
2033-09-28 18:00 | 2033 | 9 | 0 | 0 | 0
2033-09-28 19:00 | 2033 | 9 | 0 | 0 | 0
2033-09-28 20:00 | 2033 | 9 | 0 | 0 | 0
2033-09-28 21:00 | 2033 | 9 | 0 | 0 | 0
2033-09-28 22:00 | 2033 | 9 | 0 | 0 | 0
2033-09-28 23:00 | 2033 | 9 | 0 | 0 | 0
2033-09-29 | 2033 | 9 | 0 | 0 | 0
2033-09-29 01:00 | 2033 | 9 | 0 | 0 | 0
2033-09-29 02:00 | 2033 | 9 | 0 | 0 | 0
2033-09-29 03:00 | 2033 | 9 | 0 | 0 | 0
2033-09-29 04:00 | 2033 | 9 | 0 | 0 | 0
2033-09-29 05:00 | 2033 | 9 | 0 | 0 | 0
2033-09-29 06:00 | 2033 | 9 | 0 | 0 | 0
2033-09-29 07:00 | 2033 | 9 | 0 | 0 | 0
2033-09-29 08:00 | 2033 | 9 | 0 | 0 | 0
2033-09-29 09:00 | 2033 | 9 | 0 | 0 | 0
2033-09-29 10:00 | 2033 | 9 | 0 | 0 | 0
2033-09-29 11:00 | 2033 | 9 | 0 | 0 | 0
2033-09-29 12:00 | 2033 | 9 | 0 | 0 | 0
2033-09-29 13:00 | 2033 | 9 | 0 | 0 | 0
2033-09-29 14:00 | 2033 | 9 | 0 | 0 | 0
2033-09-29 15:00 | 2033 | 9 | 0 | 0 | 0
2033-09-29 16:00 | 2033 | 9 | 0 | 0 | 0
2033-09-29 17:00 | 2033 | 9 | 0 | 0 | 0
2033-09-29 18:00 | 2033 | 9 | 0 | 0 | 0
2033-09-29 19:00 | 2033 | 9 | 0 | 0 | 0
2033-09-29 20:00 | 2033 | 9 | 0 | 0 | 0
2033-09-29 21:00 | 2033 | 9 | 0 | 0 | 0
2033-09-29 22:00 | 2033 | 9 | 0 | 0 | 0
2033-09-29 23:00 | 2033 | 9 | 0 | 0 | 0
2033-09-30 | 2033 | 9 | 0 | 0 | 0
2033-09-30 01:00 | 2033 | 9 | 0 | 0 | 0
2033-09-30 02:00 | 2033 | 9 | 0 | 0 | 0
2033-09-30 03:00 | 2033 | 9 | 0 | 0 | 0
2033-09-30 04:00 | 2033 | 9 | 0 | 0 | 0
2033-09-30 05:00 | 2033 | 9 | 0 | 0 | 0
2033-09-30 06:00 | 2033 | 9 | 0 | 0 | 0
2033-09-30 07:00 | 2033 | 9 | 0 | 0 | 0
2033-09-30 08:00 | 2033 | 9 | 0 | 0 | 0
2033-09-30 09:00 | 2033 | 9 | 0 | 0 | 0
2033-09-30 10:00 | 2033 | 9 | 0 | 0 | 0
2033-09-30 11:00 | 2033 | 9 | 0 | 0 | 0
2033-09-30 12:00 | 2033 | 9 | 0 | 0 | 0
2033-09-30 13:00 | 2033 | 9 | 0 | 0 | 0
2033-09-30 14:00 | 2033 | 9 | 0 | 0 | 0
2033-09-30 15:00 | 2033 | 9 | 0 | 0 | 0
2033-09-30 16:00 | 2033 | 9 | 0 | 0 | 0
2033-09-30 17:00 | 2033 | 9 | 0 | 0 | 0
2033-09-30 18:00 | 2033 | 9 | 0 | 0 | 0
2033-09-30 19:00 | 2033 | 9 | 0 | 0 | 0
2033-09-30 20:00 | 2033 | 9 | 0 | 0 | 0
2033-09-30 21:00 | 2033 | 9 | 0 | 0 | 0
2033-09-30 22:00 | 2033 | 9 | 0 | 0 | 0
2033-09-30 23:00 | 2033 | 9 | 0 | 0 | 0
2033-10-01 | 2033 | 10 | 0 | 0 | 0
2033-10-01 01:00 | 2033 | 10 | 0 | 0 | 0
2033-10-01 02:00 | 2033 | 10 | 0 | 0 | 0
2033-10-01 03:00 | 2033 | 10 | 0 | 0 | 0
2033-10-01 04:00 | 2033 | 10 | 0 | 0 | 0
2033-10-01 05:00 | 2033 | 10 | 0 | 0 | 0
2033-10-01 06:00 | 2033 | 10 | 0 | 0 | 0
2033-10-01 07:00 | 2033 | 10 | 0 | 0 | 0
2033-10-01 08:00 | 2033 | 10 | 0 | 0 | 0
2033-10-01 09:00 | 2033 | 10 | 0 | 0 | 0
2033-10-01 10:00 | 2033 | 10 | 0 | 0 | 0
2033-10-01 11:00 | 2033 | 10 | 0 | 0 | 0
2033-10-01 12:00 | 2033 | 10 | 0 | 0 | 0
2033-10-01 13:00 | 2033 | 10 | 0 | 0 | 0
2033-10-01 14:00 | 2033 | 10 | 0 | 0 | 0
2033-10-01 15:00 | 2033 | 10 | 0 | 0 | 0
2033-10-01 16:00 | 2033 | 10 | 0 | 0 | 0
2033-10-01 17:00 | 2033 | 10 | 0 | 0 | 0
2033-10-01 18:00 | 2033 | 10 | 0 | 0 | 0
2033-10-01 19:00 | 2033 | 10 | 0 | 0 | 0
2033-10-01 20:00 | 2033 | 10 | 0 | 0 | 0
2033-10-01 21:00 | 2033 | 10 | 0 | 0 | 0
2033-10-01 22:00 | 2033 | 10 | 0 | 0 | 0
2033-10-01 23:00 | 2033 | 10 | 0 | 0 | 0
2033-10-02 | 2033 | 10 | 0 | 0 | 0
2033-10-02 01:00 | 2033 | 10 | 0 | 0 | 0
2033-10-02 02:00 | 2033 | 10 | 0 | 0 | 0
2033-10-02 03:00 | 2033 | 10 | 0 | 0 | 0
2033-10-02 04:00 | 2033 | 10 | 0 | 0 | 0
2033-10-02 05:00 | 2033 | 10 | 0 | 0 | 0
2033-10-02 06:00 | 2033 | 10 | 0 | 0 | 0
2033-10-02 07:00 | 2033 | 10 | 0 | 0 | 0
2033-10-02 08:00 | 2033 | 10 | 0 | 0 | 0
2033-10-02 09:00 | 2033 | 10 | 0 | 0 | 0
2033-10-02 10:00 | 2033 | 10 | 0 | 0 | 0
2033-10-02 11:00 | 2033 | 10 | 0 | 0 | 0
2033-10-02 12:00 | 2033 | 10 | 0 | 0 | 0
2033-10-02 13:00 | 2033 | 10 | 0 | 0 | 0
2033-10-02 14:00 | 2033 | 10 | 0 | 0 | 0
2033-10-02 15:00 | 2033 | 10 | 0 | 0 | 0
2033-10-02 16:00 | 2033 | 10 | 0 | 0 | 0
2033-10-02 17:00 | 2033 | 10 | 0 | 0 | 0
2033-10-02 18:00 | 2033 | 10 | 0 | 0 | 0
2033-10-02 19:00 | 2033 | 10 | 0 | 0 | 0
2033-10-02 20:00 | 2033 | 10 | 0 | 0 | 0
2033-10-02 21:00 | 2033 | 10 | 0 | 0 | 0
2033-10-02 22:00 | 2033 | 10 | 0 | 0 | 0
2033-10-02 23:00 | 2033 | 10 | 0 | 0 | 0
2033-10-03 | 2033 | 10 | 0 | 0 | 0
2033-10-03 01:00 | 2033 | 10 | 0 | 0 | 0
2033-10-03 02:00 | 2033 | 10 | 0 | 0 | 0
2033-10-03 03:00 | 2033 | 10 | 0 | 0 | 0
2033-10-03 04:00 | 2033 | 10 | 0 | 0 | 0
2033-10-03 05:00 | 2033 | 10 | 0 | 0 | 0
2033-10-03 06:00 | 2033 | 10 | 0 | 0 | 0
2033-10-03 07:00 | 2033 | 10 | 0 | 0 | 0
2033-10-03 08:00 | 2033 | 10 | 0 | 0 | 0
2033-10-03 09:00 | 2033 | 10 | 0 | 0 | 0
2033-10-03 10:00 | 2033 | 10 | 0 | 0 | 0
2033-10-03 11:00 | 2033 | 10 | 0 | 0 | 0
2033-10-03 12:00 | 2033 | 10 | 0 | 0 | 0
2033-10-03 13:00 | 2033 | 10 | 0 | 0 | 0
2033-10-03 14:00 | 2033 | 10 | 0 | 0 | 0
2033-10-03 15:00 | 2033 | 10 | 0 | 0 | 0
2033-10-03 16:00 | 2033 | 10 | 0 | 0 | 0
2033-10-03 17:00 | 2033 | 10 | 0 | 0 | 0
2033-10-03 18:00 | 2033 | 10 | 0 | 0 | 0
2033-10-03 19:00 | 2033 | 10 | 0 | 0 | 0
2033-10-03 20:00 | 2033 | 10 | 0 | 0 | 0
2033-10-03 21:00 | 2033 | 10 | 0 | 0 | 0
2033-10-03 22:00 | 2033 | 10 | 0 | 0 | 0
2033-10-03 23:00 | 2033 | 10 | 0 | 0 | 0
2033-10-04 | 2033 | 10 | 0 | 0 | 0
2033-10-04 01:00 | 2033 | 10 | 0 | 0 | 0
2033-10-04 02:00 | 2033 | 10 | 0 | 0 | 0
2033-10-04 03:00 | 2033 | 10 | 0 | 0 | 0
2033-10-04 04:00 | 2033 | 10 | 0 | 0 | 0
2033-10-04 05:00 | 2033 | 10 | 0 | 0 | 0
2033-10-04 06:00 | 2033 | 10 | 0 | 0 | 0
2033-10-04 07:00 | 2033 | 10 | 0 | 0 | 0
2033-10-04 08:00 | 2033 | 10 | 0 | 0 | 0
2033-10-04 09:00 | 2033 | 10 | 0 | 0 | 0
2033-10-04 10:00 | 2033 | 10 | 0 | 0 | 0
2033-10-04 11:00 | 2033 | 10 | 0 | 0 | 0
2033-10-04 12:00 | 2033 | 10 | 0 | 0 | 0
2033-10-04 13:00 | 2033 | 10 | 0 | 0 | 0
2033-10-04 14:00 | 2033 | 10 | 0 | 0 | 0
2033-10-04 15:00 | 2033 | 10 | 0 | 0 | 0
2033-10-04 16:00 | 2033 | 10 | 0 | 0 | 0
2033-10-04 17:00 | 2033 | 10 | 0 | 0 | 0
2033-10-04 18:00 | 2033 | 10 | 0 | 0 | 0
2033-10-04 19:00 | 2033 | 10 | 0 | 0 | 0
2033-10-04 20:00 | 2033 | 10 | 0 | 0 | 0
2033-10-04 21:00 | 2033 | 10 | 0 | 0 | 0
2033-10-04 22:00 | 2033 | 10 | 0 | 0 | 0
2033-10-04 23:00 | 2033 | 10 | 0 | 0 | 0
2033-10-05 | 2033 | 10 | 0 | 0 | 0
2033-10-05 01:00 | 2033 | 10 | 0 | 0 | 0
2033-10-05 02:00 | 2033 | 10 | 0 | 0 | 0
2033-10-05 03:00 | 2033 | 10 | 0 | 0 | 0
2033-10-05 04:00 | 2033 | 10 | 0 | 0 | 0
2033-10-05 05:00 | 2033 | 10 | 0 | 0 | 0
2033-10-05 06:00 | 2033 | 10 | 0 | 0 | 0
2033-10-05 07:00 | 2033 | 10 | 0 | 0 | 0
2033-10-05 08:00 | 2033 | 10 | 0 | 0 | 0
2033-10-05 09:00 | 2033 | 10 | 0 | 0 | 0
2033-10-05 10:00 | 2033 | 10 | 0 | 0 | 0
2033-10-05 11:00 | 2033 | 10 | 0 | 0 | 0
2033-10-05 12:00 | 2033 | 10 | 0 | 0 | 0
2033-10-05 13:00 | 2033 | 10 | 0 | 0 | 0
2033-10-05 14:00 | 2033 | 10 | 0 | 0 | 0
2033-10-05 15:00 | 2033 | 10 | 0 | 0 | 0
2033-10-05 16:00 | 2033 | 10 | 0 | 0 | 0
2033-10-05 17:00 | 2033 | 10 | 0 | 0 | 0
2033-10-05 18:00 | 2033 | 10 | 0 | 0 | 0
2033-10-05 19:00 | 2033 | 10 | 0 | 0 | 0
2033-10-05 20:00 | 2033 | 10 | 0 | 0 | 0
2033-10-05 21:00 | 2033 | 10 | 0 | 0 | 0
2033-10-05 22:00 | 2033 | 10 | 0 | 0 | 0
2033-10-05 23:00 | 2033 | 10 | 0 | 0 | 0
2033-10-06 | 2033 | 10 | 0 | 0 | 0
2033-10-06 01:00 | 2033 | 10 | 0 | 0 | 0
2033-10-06 02:00 | 2033 | 10 | 0 | 0 | 0
2033-10-06 03:00 | 2033 | 10 | 0 | 0 | 0
2033-10-06 04:00 | 2033 | 10 | 0 | 0 | 0
2033-10-06 05:00 | 2033 | 10 | 0 | 0 | 0
2033-10-06 06:00 | 2033 | 10 | 0 | 0 | 0
2033-10-06 07:00 | 2033 | 10 | 0 | 0 | 0
2033-10-06 08:00 | 2033 | 10 | 0 | 0 | 0
2033-10-06 09:00 | 2033 | 10 | 0 | 0 | 0
2033-10-06 10:00 | 2033 | 10 | 0 | 0 | 0
2033-10-06 11:00 | 2033 | 10 | 0 | 0 | 0
2033-10-06 12:00 | 2033 | 10 | 0 | 0 | 0
2033-10-06 13:00 | 2033 | 10 | 0 | 0 | 0
2033-10-06 14:00 | 2033 | 10 | 0 | 0 | 0
2033-10-06 15:00 | 2033 | 10 | 0 | 0 | 0
2033-10-06 16:00 | 2033 | 10 | 0 | 0 | 0
2033-10-06 17:00 | 2033 | 10 | 0 | 0 | 0
2033-10-06 18:00 | 2033 | 10 | 0 | 0 | 0
2033-10-06 19:00 | 2033 | 10 | 0 | 0 | 0
2033-10-06 20:00 | 2033 | 10 | 0 | 0 | 0
2033-10-06 21:00 | 2033 | 10 | 0 | 0 | 0
2033-10-06 22:00 | 2033 | 10 | 0 | 0 | 0
2033-10-06 23:00 | 2033 | 10 | 0 | 0 | 0
2033-10-07 | 2033 | 10 | 0 | 0 | 0
2033-10-07 01:00 | 2033 | 10 | 0 | 0 | 0
2033-10-07 02:00 | 2033 | 10 | 0 | 0 | 0
2033-10-07 03:00 | 2033 | 10 | 0 | 0 | 0
2033-10-07 04:00 | 2033 | 10 | 0 | 0 | 0
2033-10-07 05:00 | 2033 | 10 | 0 | 0 | 0
2033-10-07 06:00 | 2033 | 10 | 0 | 0 | 0
2033-10-07 07:00 | 2033 | 10 | 0 | 0 | 0
2033-10-07 08:00 | 2033 | 10 | 0 | 0 | 0
2033-10-07 09:00 | 2033 | 10 | 0 | 0 | 0
2033-10-07 10:00 | 2033 | 10 | 0 | 0 | 0
2033-10-07 11:00 | 2033 | 10 | 0 | 0 | 0
2033-10-07 12:00 | 2033 | 10 | 0 | 0 | 0
2033-10-07 13:00 | 2033 | 10 | 0 | 0 | 0
2033-10-07 14:00 | 2033 | 10 | 0 | 0 | 0
2033-10-07 15:00 | 2033 | 10 | 0 | 0 | 0
2033-10-07 16:00 | 2033 | 10 | 0 | 0 | 0
2033-10-07 17:00 | 2033 | 10 | 0 | 0 | 0
2033-10-07 18:00 | 2033 | 10 | 0 | 0 | 0
2033-10-07 19:00 | 2033 | 10 | 0 | 0 | 0
2033-10-07 20:00 | 2033 | 10 | 0 | 0 | 0
2033-10-07 21:00 | 2033 | 10 | 0 | 0 | 0
2033-10-07 22:00 | 2033 | 10 | 0 | 0 | 0
2033-10-07 23:00 | 2033 | 10 | 0 | 0 | 0
2033-10-08 | 2033 | 10 | 0 | 0 | 0
2033-10-08 01:00 | 2033 | 10 | 0 | 0 | 0
2033-10-08 02:00 | 2033 | 10 | 0 | 0 | 0
2033-10-08 03:00 | 2033 | 10 | 0 | 0 | 0
2033-10-08 04:00 | 2033 | 10 | 0 | 0 | 0
2033-10-08 05:00 | 2033 | 10 | 0 | 0 | 0
2033-10-08 06:00 | 2033 | 10 | 0 | 0 | 0
2033-10-08 07:00 | 2033 | 10 | 0 | 0 | 0
2033-10-08 08:00 | 2033 | 10 | 0 | 0 | 0
2033-10-08 09:00 | 2033 | 10 | 0 | 0 | 0
2033-10-08 10:00 | 2033 | 10 | 0 | 0 | 0
2033-10-08 11:00 | 2033 | 10 | 0 | 0 | 0
2033-10-08 12:00 | 2033 | 10 | 0 | 0 | 0
2033-10-08 13:00 | 2033 | 10 | 0 | 0 | 0
2033-10-08 14:00 | 2033 | 10 | 0 | 0 | 0
2033-10-08 15:00 | 2033 | 10 | 0 | 0 | 0
2033-10-08 16:00 | 2033 | 10 | 0 | 0 | 0
2033-10-08 17:00 | 2033 | 10 | 0 | 0 | 0
2033-10-08 18:00 | 2033 | 10 | 0 | 0 | 0
2033-10-08 19:00 | 2033 | 10 | 0 | 0 | 0
2033-10-08 20:00 | 2033 | 10 | 0 | 0 | 0
2033-10-08 21:00 | 2033 | 10 | 0 | 0 | 0
2033-10-08 22:00 | 2033 | 10 | 0 | 0 | 0
2033-10-08 23:00 | 2033 | 10 | 0 | 0 | 0
2033-10-09 | 2033 | 10 | 0 | 0 | 0
2033-10-09 01:00 | 2033 | 10 | 0 | 0 | 0
2033-10-09 02:00 | 2033 | 10 | 0 | 0 | 0
2033-10-09 03:00 | 2033 | 10 | 0 | 0 | 0
2033-10-09 04:00 | 2033 | 10 | 0 | 0 | 0
2033-10-09 05:00 | 2033 | 10 | 0 | 0 | 0
2033-10-09 06:00 | 2033 | 10 | 0 | 0 | 0
2033-10-09 07:00 | 2033 | 10 | 0 | 0 | 0
2033-10-09 08:00 | 2033 | 10 | 0 | 0 | 0
2033-10-09 09:00 | 2033 | 10 | 0 | 0 | 0
2033-10-09 10:00 | 2033 | 10 | 0 | 0 | 0
2033-10-09 11:00 | 2033 | 10 | 0 | 0 | 0
2033-10-09 12:00 | 2033 | 10 | 0 | 0 | 0
2033-10-09 13:00 | 2033 | 10 | 0 | 0 | 0
2033-10-09 14:00 | 2033 | 10 | 0 | 0 | 0
2033-10-09 15:00 | 2033 | 10 | 0 | 0 | 0
2033-10-09 16:00 | 2033 | 10 | 0 | 0 | 0
2033-10-09 17:00 | 2033 | 10 | 0 | 0 | 0
2033-10-09 18:00 | 2033 | 10 | 0 | 0 | 0
2033-10-09 19:00 | 2033 | 10 | 0 | 0 | 0
2033-10-09 20:00 | 2033 | 10 | 0 | 0 | 0
2033-10-09 21:00 | 2033 | 10 | 0 | 0 | 0
2033-10-09 22:00 | 2033 | 10 | 0 | 0 | 0
2033-10-09 23:00 | 2033 | 10 | 0 | 0 | 0
2033-10-10 | 2033 | 10 | 0 | 0 | 0
2033-10-10 01:00 | 2033 | 10 | 0 | 0 | 0
2033-10-10 02:00 | 2033 | 10 | 0 | 0 | 0
2033-10-10 03:00 | 2033 | 10 | 0 | 0 | 0
2033-10-10 04:00 | 2033 | 10 | 0 | 0 | 0
2033-10-10 05:00 | 2033 | 10 | 0 | 0 | 0
2033-10-10 06:00 | 2033 | 10 | 0 | 0 | 0
2033-10-10 07:00 | 2033 | 10 | 0 | 0 | 0
2033-10-10 08:00 | 2033 | 10 | 0 | 0 | 0
2033-10-10 09:00 | 2033 | 10 | 0 | 0 | 0
2033-10-10 10:00 | 2033 | 10 | 0 | 0 | 0
2033-10-10 11:00 | 2033 | 10 | 0 | 0 | 0
2033-10-10 12:00 | 2033 | 10 | 0 | 0 | 0
2033-10-10 13:00 | 2033 | 10 | 0 | 0 | 0
2033-10-10 14:00 | 2033 | 10 | 0 | 0 | 0
2033-10-10 15:00 | 2033 | 10 | 0 | 0 | 0
2033-10-10 16:00 | 2033 | 10 | 0 | 0 | 0
2033-10-10 17:00 | 2033 | 10 | 0 | 0 | 0
2033-10-10 18:00 | 2033 | 10 | 0 | 0 | 0
2033-10-10 19:00 | 2033 | 10 | 0 | 0 | 0
2033-10-10 20:00 | 2033 | 10 | 0 | 0 | 0
2033-10-10 21:00 | 2033 | 10 | 0 | 0 | 0
2033-10-10 22:00 | 2033 | 10 | 0 | 0 | 0
2033-10-10 23:00 | 2033 | 10 | 0 | 0 | 0
2033-10-11 | 2033 | 10 | 0 | 0 | 0
2033-10-11 01:00 | 2033 | 10 | 0 | 0 | 0
2033-10-11 02:00 | 2033 | 10 | 0 | 0 | 0
2033-10-11 03:00 | 2033 | 10 | 0 | 0 | 0
2033-10-11 04:00 | 2033 | 10 | 0 | 0 | 0
2033-10-11 05:00 | 2033 | 10 | 0 | 0 | 0
2033-10-11 06:00 | 2033 | 10 | 0 | 0 | 0
2033-10-11 07:00 | 2033 | 10 | 0 | 0 | 0
2033-10-11 08:00 | 2033 | 10 | 0 | 0 | 0
2033-10-11 09:00 | 2033 | 10 | 0 | 0 | 0
2033-10-11 10:00 | 2033 | 10 | 0 | 0 | 0
2033-10-11 11:00 | 2033 | 10 | 0 | 0 | 0
2033-10-11 12:00 | 2033 | 10 | 0 | 0 | 0
2033-10-11 13:00 | 2033 | 10 | 0 | 0 | 0
2033-10-11 14:00 | 2033 | 10 | 0 | 0 | 0
2033-10-11 15:00 | 2033 | 10 | 0 | 0 | 0
2033-10-11 16:00 | 2033 | 10 | 0 | 0 | 0
2033-10-11 17:00 | 2033 | 10 | 0 | 0 | 0
2033-10-11 18:00 | 2033 | 10 | 0 | 0 | 0
2033-10-11 19:00 | 2033 | 10 | 0 | 0 | 0
2033-10-11 20:00 | 2033 | 10 | 0 | 0 | 0
2033-10-11 21:00 | 2033 | 10 | 0 | 0 | 0
2033-10-11 22:00 | 2033 | 10 | 0 | 0 | 0
2033-10-11 23:00 | 2033 | 10 | 0 | 0 | 0
2033-10-12 | 2033 | 10 | 0 | 0 | 0
2033-10-12 01:00 | 2033 | 10 | 0 | 0 | 0
2033-10-12 02:00 | 2033 | 10 | 0 | 0 | 0
2033-10-12 03:00 | 2033 | 10 | 0 | 0 | 0
2033-10-12 04:00 | 2033 | 10 | 0 | 0 | 0
2033-10-12 05:00 | 2033 | 10 | 0 | 0 | 0
2033-10-12 06:00 | 2033 | 10 | 0 | 0 | 0
2033-10-12 07:00 | 2033 | 10 | 0 | 0 | 0
2033-10-12 08:00 | 2033 | 10 | 0 | 0 | 0
2033-10-12 09:00 | 2033 | 10 | 0 | 0 | 0
2033-10-12 10:00 | 2033 | 10 | 0 | 0 | 0
2033-10-12 11:00 | 2033 | 10 | 0 | 0 | 0
2033-10-12 12:00 | 2033 | 10 | 0 | 0 | 0
2033-10-12 13:00 | 2033 | 10 | 0 | 0 | 0
2033-10-12 14:00 | 2033 | 10 | 0 | 0 | 0
2033-10-12 15:00 | 2033 | 10 | 0 | 0 | 0
2033-10-12 16:00 | 2033 | 10 | 0 | 0 | 0
2033-10-12 17:00 | 2033 | 10 | 0 | 0 | 0
2033-10-12 18:00 | 2033 | 10 | 0 | 0 | 0
2033-10-12 19:00 | 2033 | 10 | 0 | 0 | 0
2033-10-12 20:00 | 2033 | 10 | 0 | 0 | 0
2033-10-12 21:00 | 2033 | 10 | 0 | 0 | 0
2033-10-12 22:00 | 2033 | 10 | 0 | 0 | 0
2033-10-12 23:00 | 2033 | 10 | 0 | 0 | 0
2033-10-13 | 2033 | 10 | 0 | 0 | 0
2033-10-13 01:00 | 2033 | 10 | 0 | 0 | 0
2033-10-13 02:00 | 2033 | 10 | 0 | 0 | 0
2033-10-13 03:00 | 2033 | 10 | 0 | 0 | 0
2033-10-13 04:00 | 2033 | 10 | 0 | 0 | 0
2033-10-13 05:00 | 2033 | 10 | 0 | 0 | 0
2033-10-13 06:00 | 2033 | 10 | 0 | 0 | 0
2033-10-13 07:00 | 2033 | 10 | 0 | 0 | 0
2033-10-13 08:00 | 2033 | 10 | 0 | 0 | 0
2033-10-13 09:00 | 2033 | 10 | 0 | 0 | 0
2033-10-13 10:00 | 2033 | 10 | 0 | 0 | 0
2033-10-13 11:00 | 2033 | 10 | 0 | 0 | 0
2033-10-13 12:00 | 2033 | 10 | 0 | 0 | 0
2033-10-13 13:00 | 2033 | 10 | 0 | 0 | 0
2033-10-13 14:00 | 2033 | 10 | 0 | 0 | 0
2033-10-13 15:00 | 2033 | 10 | 0 | 0 | 0
2033-10-13 16:00 | 2033 | 10 | 0 | 0 | 0
2033-10-13 17:00 | 2033 | 10 | 0 | 0 | 0
2033-10-13 18:00 | 2033 | 10 | 0 | 0 | 0
2033-10-13 19:00 | 2033 | 10 | 0 | 0 | 0
2033-10-13 20:00 | 2033 | 10 | 0 | 0 | 0
2033-10-13 21:00 | 2033 | 10 | 0 | 0 | 0
2033-10-13 22:00 | 2033 | 10 | 0 | 0 | 0
2033-10-13 23:00 | 2033 | 10 | 0 | 0 | 0
2033-10-14 | 2033 | 10 | 0 | 0 | 0
2033-10-14 01:00 | 2033 | 10 | 0 | 0 | 0
2033-10-14 02:00 | 2033 | 10 | 0 | 0 | 0
2033-10-14 03:00 | 2033 | 10 | 0 | 0 | 0
2033-10-14 04:00 | 2033 | 10 | 0 | 0 | 0
2033-10-14 05:00 | 2033 | 10 | 0 | 0 | 0
2033-10-14 06:00 | 2033 | 10 | 0 | 0 | 0
2033-10-14 07:00 | 2033 | 10 | 0 | 0 | 0
2033-10-14 08:00 | 2033 | 10 | 0 | 0 | 0
2033-10-14 09:00 | 2033 | 10 | 0 | 0 | 0
2033-10-14 10:00 | 2033 | 10 | 0 | 0 | 0
2033-10-14 11:00 | 2033 | 10 | 0 | 0 | 0
2033-10-14 12:00 | 2033 | 10 | 0 | 0 | 0
2033-10-14 13:00 | 2033 | 10 | 0 | 0 | 0
2033-10-14 14:00 | 2033 | 10 | 0 | 0 | 0
2033-10-14 15:00 | 2033 | 10 | 0 | 0 | 0
2033-10-14 16:00 | 2033 | 10 | 0 | 0 | 0
2033-10-14 17:00 | 2033 | 10 | 0 | 0 | 0
2033-10-14 18:00 | 2033 | 10 | 0 | 0 | 0
2033-10-14 19:00 | 2033 | 10 | 0 | 0 | 0
2033-10-14 20:00 | 2033 | 10 | 0 | 0 | 0
2033-10-14 21:00 | 2033 | 10 | 0 | 0 | 0
2033-10-14 22:00 | 2033 | 10 | 0 | 0 | 0
2033-10-14 23:00 | 2033 | 10 | 0 | 0 | 0
2033-10-15 | 2033 | 10 | 0 | 0 | 0
2033-10-15 01:00 | 2033 | 10 | 0 | 0 | 0
2033-10-15 02:00 | 2033 | 10 | 0 | 0 | 0
2033-10-15 03:00 | 2033 | 10 | 0 | 0 | 0
2033-10-15 04:00 | 2033 | 10 | 0 | 0 | 0
2033-10-15 05:00 | 2033 | 10 | 0 | 0 | 0
2033-10-15 06:00 | 2033 | 10 | 0 | 0 | 0
2033-10-15 07:00 | 2033 | 10 | 0 | 0 | 0
2033-10-15 08:00 | 2033 | 10 | 0 | 0 | 0
2033-10-15 09:00 | 2033 | 10 | 0 | 0 | 0
2033-10-15 10:00 | 2033 | 10 | 0 | 0 | 0
2033-10-15 11:00 | 2033 | 10 | 0 | 0 | 0
2033-10-15 12:00 | 2033 | 10 | 0 | 0 | 0
2033-10-15 13:00 | 2033 | 10 | 0 | 0 | 0
2033-10-15 14:00 | 2033 | 10 | 0 | 0 | 0
2033-10-15 15:00 | 2033 | 10 | 0 | 0 | 0
2033-10-15 16:00 | 2033 | 10 | 0 | 0 | 0
2033-10-15 17:00 | 2033 | 10 | 0 | 0 | 0
2033-10-15 18:00 | 2033 | 10 | 0 | 0 | 0
2033-10-15 19:00 | 2033 | 10 | 0 | 0 | 0
2033-10-15 20:00 | 2033 | 10 | 0 | 0 | 0
2033-10-15 21:00 | 2033 | 10 | 0 | 0 | 0
2033-10-15 22:00 | 2033 | 10 | 0 | 0 | 0
2033-10-15 23:00 | 2033 | 10 | 0 | 0 | 0
2033-10-16 | 2033 | 10 | 0 | 0 | 0
2033-10-16 01:00 | 2033 | 10 | 0 | 0 | 0
2033-10-16 02:00 | 2033 | 10 | 0 | 0 | 0
2033-10-16 03:00 | 2033 | 10 | 0 | 0 | 0
2033-10-16 04:00 | 2033 | 10 | 0 | 0 | 0
2033-10-16 05:00 | 2033 | 10 | 0 | 0 | 0
2033-10-16 06:00 | 2033 | 10 | 0 | 0 | 0
2033-10-16 07:00 | 2033 | 10 | 0 | 0 | 0
2033-10-16 08:00 | 2033 | 10 | 0 | 0 | 0
2033-10-16 09:00 | 2033 | 10 | 0 | 0 | 0
2033-10-16 10:00 | 2033 | 10 | 0 | 0 | 0
2033-10-16 11:00 | 2033 | 10 | 0 | 0 | 0
2033-10-16 12:00 | 2033 | 10 | 0 | 0 | 0
2033-10-16 13:00 | 2033 | 10 | 0 | 0 | 0
2033-10-16 14:00 | 2033 | 10 | 0 | 0 | 0
2033-10-16 15:00 | 2033 | 10 | 0 | 0 | 0
2033-10-16 16:00 | 2033 | 10 | 0 | 0 | 0
2033-10-16 17:00 | 2033 | 10 | 0 | 0 | 0
2033-10-16 18:00 | 2033 | 10 | 0 | 0 | 0
2033-10-16 19:00 | 2033 | 10 | 0 | 0 | 0
2033-10-16 20:00 | 2033 | 10 | 0 | 0 | 0
2033-10-16 21:00 | 2033 | 10 | 0 | 0 | 0
2033-10-16 22:00 | 2033 | 10 | 0 | 0 | 0
2033-10-16 23:00 | 2033 | 10 | 0 | 0 | 0
2033-10-17 | 2033 | 10 | 0 | 0 | 0
2033-10-17 01:00 | 2033 | 10 | 0 | 0 | 0
2033-10-17 02:00 | 2033 | 10 | 0 | 0 | 0
2033-10-17 03:00 | 2033 | 10 | 0 | 0 | 0
2033-10-17 04:00 | 2033 | 10 | 0 | 0 | 0
2033-10-17 05:00 | 2033 | 10 | 0 | 0 | 0
2033-10-17 06:00 | 2033 | 10 | 0 | 0 | 0
2033-10-17 07:00 | 2033 | 10 | 0 | 0 | 0
2033-10-17 08:00 | 2033 | 10 | 0 | 0 | 0
2033-10-17 09:00 | 2033 | 10 | 0 | 0 | 0
2033-10-17 10:00 | 2033 | 10 | 0 | 0 | 0
2033-10-17 11:00 | 2033 | 10 | 0 | 0 | 0
2033-10-17 12:00 | 2033 | 10 | 0 | 0 | 0
2033-10-17 13:00 | 2033 | 10 | 0 | 0 | 0
2033-10-17 14:00 | 2033 | 10 | 0 | 0 | 0
2033-10-17 15:00 | 2033 | 10 | 0 | 0 | 0
2033-10-17 16:00 | 2033 | 10 | 0 | 0 | 0
2033-10-17 17:00 | 2033 | 10 | 0 | 0 | 0
2033-10-17 18:00 | 2033 | 10 | 0 | 0 | 0
2033-10-17 19:00 | 2033 | 10 | 0 | 0 | 0
2033-10-17 20:00 | 2033 | 10 | 0 | 0 | 0
2033-10-17 21:00 | 2033 | 10 | 0 | 0 | 0
2033-10-17 22:00 | 2033 | 10 | 0 | 0 | 0
2033-10-17 23:00 | 2033 | 10 | 0 | 0 | 0
2033-10-18 | 2033 | 10 | 0 | 0 | 0
2033-10-18 01:00 | 2033 | 10 | 0 | 0 | 0
2033-10-18 02:00 | 2033 | 10 | 0 | 0 | 0
2033-10-18 03:00 | 2033 | 10 | 0 | 0 | 0
2033-10-18 04:00 | 2033 | 10 | 0 | 0 | 0
2033-10-18 05:00 | 2033 | 10 | 0 | 0 | 0
2033-10-18 06:00 | 2033 | 10 | 0 | 0 | 0
2033-10-18 07:00 | 2033 | 10 | 0 | 0 | 0
2033-10-18 08:00 | 2033 | 10 | 0 | 0 | 0
2033-10-18 09:00 | 2033 | 10 | 0 | 0 | 0
2033-10-18 10:00 | 2033 | 10 | 0 | 0 | 0
2033-10-18 11:00 | 2033 | 10 | 0 | 0 | 0
2033-10-18 12:00 | 2033 | 10 | 0 | 0 | 0
2033-10-18 13:00 | 2033 | 10 | 0 | 0 | 0
2033-10-18 14:00 | 2033 | 10 | 0 | 0 | 0
2033-10-18 15:00 | 2033 | 10 | 0 | 0 | 0
2033-10-18 16:00 | 2033 | 10 | 0 | 0 | 0
2033-10-18 17:00 | 2033 | 10 | 0 | 0 | 0
2033-10-18 18:00 | 2033 | 10 | 0 | 0 | 0
2033-10-18 19:00 | 2033 | 10 | 0 | 0 | 0
2033-10-18 20:00 | 2033 | 10 | 0 | 0 | 0
2033-10-18 21:00 | 2033 | 10 | 0 | 0 | 0
2033-10-18 22:00 | 2033 | 10 | 0 | 0 | 0
2033-10-18 23:00 | 2033 | 10 | 0 | 0 | 0
2033-10-19 | 2033 | 10 | 0 | 0 | 0
2033-10-19 01:00 | 2033 | 10 | 0 | 0 | 0
2033-10-19 02:00 | 2033 | 10 | 0 | 0 | 0
2033-10-19 03:00 | 2033 | 10 | 0 | 0 | 0
2033-10-19 04:00 | 2033 | 10 | 0 | 0 | 0
2033-10-19 05:00 | 2033 | 10 | 0 | 0 | 0
2033-10-19 06:00 | 2033 | 10 | 0 | 0 | 0
2033-10-19 07:00 | 2033 | 10 | 0 | 0 | 0
2033-10-19 08:00 | 2033 | 10 | 0 | 0 | 0
2033-10-19 09:00 | 2033 | 10 | 0 | 0 | 0
2033-10-19 10:00 | 2033 | 10 | 0 | 0 | 0
2033-10-19 11:00 | 2033 | 10 | 0 | 0 | 0
2033-10-19 12:00 | 2033 | 10 | 0 | 0 | 0
2033-10-19 13:00 | 2033 | 10 | 0 | 0 | 0
2033-10-19 14:00 | 2033 | 10 | 0 | 0 | 0
2033-10-19 15:00 | 2033 | 10 | 0 | 0 | 0
2033-10-19 16:00 | 2033 | 10 | 0 | 0 | 0
2033-10-19 17:00 | 2033 | 10 | 0 | 0 | 0
2033-10-19 18:00 | 2033 | 10 | 0 | 0 | 0
2033-10-19 19:00 | 2033 | 10 | 0 | 0 | 0
2033-10-19 20:00 | 2033 | 10 | 0 | 0 | 0
2033-10-19 21:00 | 2033 | 10 | 0 | 0 | 0
2033-10-19 22:00 | 2033 | 10 | 0 | 0 | 0
2033-10-19 23:00 | 2033 | 10 | 0 | 0 | 0
2033-10-20 | 2033 | 10 | 0 | 0 | 0
2033-10-20 01:00 | 2033 | 10 | 0 | 0 | 0
2033-10-20 02:00 | 2033 | 10 | 0 | 0 | 0
2033-10-20 03:00 | 2033 | 10 | 0 | 0 | 0
2033-10-20 04:00 | 2033 | 10 | 0 | 0 | 0
2033-10-20 05:00 | 2033 | 10 | 0 | 0 | 0
2033-10-20 06:00 | 2033 | 10 | 0 | 0 | 0
2033-10-20 07:00 | 2033 | 10 | 0 | 0 | 0
2033-10-20 08:00 | 2033 | 10 | 0 | 0 | 0
2033-10-20 09:00 | 2033 | 10 | 0 | 0 | 0
2033-10-20 10:00 | 2033 | 10 | 0 | 0 | 0
2033-10-20 11:00 | 2033 | 10 | 0 | 0 | 0
2033-10-20 12:00 | 2033 | 10 | 0 | 0 | 0
2033-10-20 13:00 | 2033 | 10 | 0 | 0 | 0
2033-10-20 14:00 | 2033 | 10 | 0 | 0 | 0
2033-10-20 15:00 | 2033 | 10 | 0 | 0 | 0
2033-10-20 16:00 | 2033 | 10 | 0 | 0 | 0
2033-10-20 17:00 | 2033 | 10 | 0 | 0 | 0
2033-10-20 18:00 | 2033 | 10 | 0 | 0 | 0
2033-10-20 19:00 | 2033 | 10 | 0 | 0 | 0
2033-10-20 20:00 | 2033 | 10 | 0 | 0 | 0
2033-10-20 21:00 | 2033 | 10 | 0 | 0 | 0
2033-10-20 22:00 | 2033 | 10 | 0 | 0 | 0
2033-10-20 23:00 | 2033 | 10 | 0 | 0 | 0
2033-10-21 | 2033 | 10 | 0 | 0 | 0
2033-10-21 01:00 | 2033 | 10 | 0 | 0 | 0
2033-10-21 02:00 | 2033 | 10 | 0 | 0 | 0
2033-10-21 03:00 | 2033 | 10 | 0 | 0 | 0
2033-10-21 04:00 | 2033 | 10 | 0 | 0 | 0
2033-10-21 05:00 | 2033 | 10 | 0 | 0 | 0
2033-10-21 06:00 | 2033 | 10 | 0 | 0 | 0
2033-10-21 07:00 | 2033 | 10 | 0 | 0 | 0
2033-10-21 08:00 | 2033 | 10 | 0 | 0 | 0
2033-10-21 09:00 | 2033 | 10 | 0 | 0 | 0
2033-10-21 10:00 | 2033 | 10 | 0 | 0 | 0
2033-10-21 11:00 | 2033 | 10 | 0 | 0 | 0
2033-10-21 12:00 | 2033 | 10 | 0 | 0 | 0
2033-10-21 13:00 | 2033 | 10 | 0 | 0 | 0
2033-10-21 14:00 | 2033 | 10 | 0 | 0 | 0
2033-10-21 15:00 | 2033 | 10 | 0 | 0 | 0
2033-10-21 16:00 | 2033 | 10 | 0 | 0 | 0
2033-10-21 17:00 | 2033 | 10 | 0 | 0 | 0
2033-10-21 18:00 | 2033 | 10 | 0 | 0 | 0
2033-10-21 19:00 | 2033 | 10 | 0 | 0 | 0
2033-10-21 20:00 | 2033 | 10 | 0 | 0 | 0
2033-10-21 21:00 | 2033 | 10 | 0 | 0 | 0
2033-10-21 22:00 | 2033 | 10 | 0 | 0 | 0
2033-10-21 23:00 | 2033 | 10 | 0 | 0 | 0
2033-10-22 | 2033 | 10 | 0 | 0 | 0
2033-10-22 01:00 | 2033 | 10 | 0 | 0 | 0
2033-10-22 02:00 | 2033 | 10 | 0 | 0 | 0
2033-10-22 03:00 | 2033 | 10 | 0 | 0 | 0
2033-10-22 04:00 | 2033 | 10 | 0 | 0 | 0
2033-10-22 05:00 | 2033 | 10 | 0 | 0 | 0
2033-10-22 06:00 | 2033 | 10 | 0 | 0 | 0
2033-10-22 07:00 | 2033 | 10 | 0 | 0 | 0
2033-10-22 08:00 | 2033 | 10 | 0 | 0 | 0
2033-10-22 09:00 | 2033 | 10 | 0 | 0 | 0
2033-10-22 10:00 | 2033 | 10 | 0 | 0 | 0
2033-10-22 11:00 | 2033 | 10 | 0 | 0 | 0
2033-10-22 12:00 | 2033 | 10 | 0 | 0 | 0
2033-10-22 13:00 | 2033 | 10 | 0 | 0 | 0
2033-10-22 14:00 | 2033 | 10 | 0 | 0 | 0
2033-10-22 15:00 | 2033 | 10 | 0 | 0 | 0
2033-10-22 16:00 | 2033 | 10 | 0 | 0 | 0
2033-10-22 17:00 | 2033 | 10 | 0 | 0 | 0
2033-10-22 18:00 | 2033 | 10 | 0 | 0 | 0
2033-10-22 19:00 | 2033 | 10 | 0 | 0 | 0
2033-10-22 20:00 | 2033 | 10 | 0 | 0 | 0
2033-10-22 21:00 | 2033 | 10 | 0 | 0 | 0
2033-10-22 22:00 | 2033 | 10 | 0 | 0 | 0
2033-10-22 23:00 | 2033 | 10 | 0 | 0 | 0
2033-10-23 | 2033 | 10 | 0 | 0 | 0
2033-10-23 01:00 | 2033 | 10 | 0 | 0 | 0
2033-10-23 02:00 | 2033 | 10 | 0 | 0 | 0
2033-10-23 03:00 | 2033 | 10 | 0 | 0 | 0
2033-10-23 04:00 | 2033 | 10 | 0 | 0 | 0
2033-10-23 05:00 | 2033 | 10 | 0 | 0 | 0
2033-10-23 06:00 | 2033 | 10 | 0 | 0 | 0
2033-10-23 07:00 | 2033 | 10 | 0 | 0 | 0
2033-10-23 08:00 | 2033 | 10 | 0 | 0 | 0
2033-10-23 09:00 | 2033 | 10 | 0 | 0 | 0
2033-10-23 10:00 | 2033 | 10 | 0 | 0 | 0
2033-10-23 11:00 | 2033 | 10 | 0 | 0 | 0
2033-10-23 12:00 | 2033 | 10 | 0 | 0 | 0
2033-10-23 13:00 | 2033 | 10 | 0 | 0 | 0
2033-10-23 14:00 | 2033 | 10 | 0 | 0 | 0
2033-10-23 15:00 | 2033 | 10 | 0 | 0 | 0
2033-10-23 16:00 | 2033 | 10 | 0 | 0 | 0
2033-10-23 17:00 | 2033 | 10 | 0 | 0 | 0
2033-10-23 18:00 | 2033 | 10 | 0 | 0 | 0
2033-10-23 19:00 | 2033 | 10 | 0 | 0 | 0
2033-10-23 20:00 | 2033 | 10 | 0 | 0 | 0
2033-10-23 21:00 | 2033 | 10 | 0 | 0 | 0
2033-10-23 22:00 | 2033 | 10 | 0 | 0 | 0
2033-10-23 23:00 | 2033 | 10 | 0 | 0 | 0
2033-10-24 | 2033 | 10 | 0 | 0 | 0
2033-10-24 01:00 | 2033 | 10 | 0 | 0 | 0
2033-10-24 02:00 | 2033 | 10 | 0 | 0 | 0
2033-10-24 03:00 | 2033 | 10 | 0 | 0 | 0
2033-10-24 04:00 | 2033 | 10 | 0 | 0 | 0
2033-10-24 05:00 | 2033 | 10 | 0 | 0 | 0
2033-10-24 06:00 | 2033 | 10 | 0 | 0 | 0
2033-10-24 07:00 | 2033 | 10 | 0 | 0 | 0
2033-10-24 08:00 | 2033 | 10 | 0 | 0 | 0
2033-10-24 09:00 | 2033 | 10 | 0 | 0 | 0
2033-10-24 10:00 | 2033 | 10 | 0 | 0 | 0
2033-10-24 11:00 | 2033 | 10 | 0 | 0 | 0
2033-10-24 12:00 | 2033 | 10 | 0 | 0 | 0
2033-10-24 13:00 | 2033 | 10 | 0 | 0 | 0
2033-10-24 14:00 | 2033 | 10 | 0 | 0 | 0
2033-10-24 15:00 | 2033 | 10 | 0 | 0 | 0
2033-10-24 16:00 | 2033 | 10 | 0 | 0 | 0
2033-10-24 17:00 | 2033 | 10 | 0 | 0 | 0
2033-10-24 18:00 | 2033 | 10 | 0 | 0 | 0
2033-10-24 19:00 | 2033 | 10 | 0 | 0 | 0
2033-10-24 20:00 | 2033 | 10 | 0 | 0 | 0
2033-10-24 21:00 | 2033 | 10 | 0 | 0 | 0
2033-10-24 22:00 | 2033 | 10 | 0 | 0 | 0
2033-10-24 23:00 | 2033 | 10 | 0 | 0 | 0
2033-10-25 | 2033 | 10 | 0 | 0 | 0
2033-10-25 01:00 | 2033 | 10 | 0 | 0 | 0
2033-10-25 02:00 | 2033 | 10 | 0 | 0 | 0
2033-10-25 03:00 | 2033 | 10 | 0 | 0 | 0
2033-10-25 04:00 | 2033 | 10 | 0 | 0 | 0
2033-10-25 05:00 | 2033 | 10 | 0 | 0 | 0
2033-10-25 06:00 | 2033 | 10 | 0 | 0 | 0
2033-10-25 07:00 | 2033 | 10 | 0 | 0 | 0
2033-10-25 08:00 | 2033 | 10 | 0 | 0 | 0
2033-10-25 09:00 | 2033 | 10 | 0 | 0 | 0
2033-10-25 10:00 | 2033 | 10 | 0 | 0 | 0
2033-10-25 11:00 | 2033 | 10 | 0 | 0 | 0
2033-10-25 12:00 | 2033 | 10 | 0 | 0 | 0
2033-10-25 13:00 | 2033 | 10 | 0 | 0 | 0
2033-10-25 14:00 | 2033 | 10 | 0 | 0 | 0
2033-10-25 15:00 | 2033 | 10 | 0 | 0 | 0
2033-10-25 16:00 | 2033 | 10 | 0 | 0 | 0
2033-10-25 17:00 | 2033 | 10 | 0 | 0 | 0
2033-10-25 18:00 | 2033 | 10 | 0 | 0 | 0
2033-10-25 19:00 | 2033 | 10 | 0 | 0 | 0
2033-10-25 20:00 | 2033 | 10 | 0 | 0 | 0
2033-10-25 21:00 | 2033 | 10 | 0 | 0 | 0
2033-10-25 22:00 | 2033 | 10 | 0 | 0 | 0
2033-10-25 23:00 | 2033 | 10 | 0 | 0 | 0
2033-10-26 | 2033 | 10 | 0 | 0 | 0
2033-10-26 01:00 | 2033 | 10 | 0 | 0 | 0
2033-10-26 02:00 | 2033 | 10 | 0 | 0 | 0
2033-10-26 03:00 | 2033 | 10 | 0 | 0 | 0
2033-10-26 04:00 | 2033 | 10 | 0 | 0 | 0
2033-10-26 05:00 | 2033 | 10 | 0 | 0 | 0
2033-10-26 06:00 | 2033 | 10 | 0 | 0 | 0
2033-10-26 07:00 | 2033 | 10 | 0 | 0 | 0
2033-10-26 08:00 | 2033 | 10 | 0 | 0 | 0
2033-10-26 09:00 | 2033 | 10 | 0 | 0 | 0
2033-10-26 10:00 | 2033 | 10 | 0 | 0 | 0
2033-10-26 11:00 | 2033 | 10 | 0 | 0 | 0
2033-10-26 12:00 | 2033 | 10 | 0 | 0 | 0
2033-10-26 13:00 | 2033 | 10 | 0 | 0 | 0
2033-10-26 14:00 | 2033 | 10 | 0 | 0 | 0
2033-10-26 15:00 | 2033 | 10 | 0 | 0 | 0
2033-10-26 16:00 | 2033 | 10 | 0 | 0 | 0
2033-10-26 17:00 | 2033 | 10 | 0 | 0 | 0
2033-10-26 18:00 | 2033 | 10 | 0 | 0 | 0
2033-10-26 19:00 | 2033 | 10 | 0 | 0 | 0
2033-10-26 20:00 | 2033 | 10 | 0 | 0 | 0
2033-10-26 21:00 | 2033 | 10 | 0 | 0 | 0
2033-10-26 22:00 | 2033 | 10 | 0 | 0 | 0
2033-10-26 23:00 | 2033 | 10 | 0 | 0 | 0
2033-10-27 | 2033 | 10 | 0 | 0 | 0
2033-10-27 01:00 | 2033 | 10 | 0 | 0 | 0
2033-10-27 02:00 | 2033 | 10 | 0 | 0 | 0
2033-10-27 03:00 | 2033 | 10 | 0 | 0 | 0
2033-10-27 04:00 | 2033 | 10 | 0 | 0 | 0
2033-10-27 05:00 | 2033 | 10 | 0 | 0 | 0
2033-10-27 06:00 | 2033 | 10 | 0 | 0 | 0
2033-10-27 07:00 | 2033 | 10 | 0 | 0 | 0
2033-10-27 08:00 | 2033 | 10 | 0 | 0 | 0
2033-10-27 09:00 | 2033 | 10 | 0 | 0 | 0
2033-10-27 10:00 | 2033 | 10 | 0 | 0 | 0
2033-10-27 11:00 | 2033 | 10 | 0 | 0 | 0
2033-10-27 12:00 | 2033 | 10 | 0 | 0 | 0
2033-10-27 13:00 | 2033 | 10 | 0 | 0 | 0
2033-10-27 14:00 | 2033 | 10 | 0 | 0 | 0
2033-10-27 15:00 | 2033 | 10 | 0 | 0 | 0
2033-10-27 16:00 | 2033 | 10 | 0 | 0 | 0
2033-10-27 17:00 | 2033 | 10 | 0 | 0 | 0
2033-10-27 18:00 | 2033 | 10 | 0 | 0 | 0
2033-10-27 19:00 | 2033 | 10 | 0 | 0 | 0
2033-10-27 20:00 | 2033 | 10 | 0 | 0 | 0
2033-10-27 21:00 | 2033 | 10 | 0 | 0 | 0
2033-10-27 22:00 | 2033 | 10 | 0 | 0 | 0
2033-10-27 23:00 | 2033 | 10 | 0 | 0 | 0
2033-10-28 | 2033 | 10 | 0 | 0 | 0
2033-10-28 01:00 | 2033 | 10 | 0 | 0 | 0
2033-10-28 02:00 | 2033 | 10 | 0 | 0 | 0
2033-10-28 03:00 | 2033 | 10 | 0 | 0 | 0
2033-10-28 04:00 | 2033 | 10 | 0 | 0 | 0
2033-10-28 05:00 | 2033 | 10 | 0 | 0 | 0
2033-10-28 06:00 | 2033 | 10 | 0 | 0 | 0
2033-10-28 07:00 | 2033 | 10 | 0 | 0 | 0
2033-10-28 08:00 | 2033 | 10 | 0 | 0 | 0
2033-10-28 09:00 | 2033 | 10 | 0 | 0 | 0
2033-10-28 10:00 | 2033 | 10 | 0 | 0 | 0
2033-10-28 11:00 | 2033 | 10 | 0 | 0 | 0
2033-10-28 12:00 | 2033 | 10 | 0 | 0 | 0
2033-10-28 13:00 | 2033 | 10 | 0 | 0 | 0
2033-10-28 14:00 | 2033 | 10 | 0 | 0 | 0
2033-10-28 15:00 | 2033 | 10 | 0 | 0 | 0
2033-10-28 16:00 | 2033 | 10 | 0 | 0 | 0
2033-10-28 17:00 | 2033 | 10 | 0 | 0 | 0
2033-10-28 18:00 | 2033 | 10 | 0 | 0 | 0
2033-10-28 19:00 | 2033 | 10 | 0 | 0 | 0
2033-10-28 20:00 | 2033 | 10 | 0 | 0 | 0
2033-10-28 21:00 | 2033 | 10 | 0 | 0 | 0
2033-10-28 22:00 | 2033 | 10 | 0 | 0 | 0
2033-10-28 23:00 | 2033 | 10 | 0 | 0 | 0
2033-10-29 | 2033 | 10 | 0 | 0 | 0
2033-10-29 01:00 | 2033 | 10 | 0 | 0 | 0
2033-10-29 02:00 | 2033 | 10 | 0 | 0 | 0
2033-10-29 03:00 | 2033 | 10 | 0 | 0 | 0
2033-10-29 04:00 | 2033 | 10 | 0 | 0 | 0
2033-10-29 05:00 | 2033 | 10 | 0 | 0 | 0
2033-10-29 06:00 | 2033 | 10 | 0 | 0 | 0
2033-10-29 07:00 | 2033 | 10 | 0 | 0 | 0
2033-10-29 08:00 | 2033 | 10 | 0 | 0 | 0
2033-10-29 09:00 | 2033 | 10 | 0 | 0 | 0
2033-10-29 10:00 | 2033 | 10 | 0 | 0 | 0
2033-10-29 11:00 | 2033 | 10 | 0 | 0 | 0
2033-10-29 12:00 | 2033 | 10 | 0 | 0 | 0
2033-10-29 13:00 | 2033 | 10 | 0 | 0 | 0
2033-10-29 14:00 | 2033 | 10 | 0 | 0 | 0
2033-10-29 15:00 | 2033 | 10 | 0 | 0 | 0
2033-10-29 16:00 | 2033 | 10 | 0 | 0 | 0
2033-10-29 17:00 | 2033 | 10 | 0 | 0 | 0
2033-10-29 18:00 | 2033 | 10 | 0 | 0 | 0
2033-10-29 19:00 | 2033 | 10 | 0 | 0 | 0
2033-10-29 20:00 | 2033 | 10 | 0 | 0 | 0
2033-10-29 21:00 | 2033 | 10 | 0 | 0 | 0
2033-10-29 22:00 | 2033 | 10 | 0 | 0 | 0
2033-10-29 23:00 | 2033 | 10 | 0 | 0 | 0
2033-10-30 | 2033 | 10 | 0 | 0 | 0
2033-10-30 01:00 | 2033 | 10 | 0 | 0 | 0
2033-10-30 02:00 | 2033 | 10 | 0 | 0 | 0
2033-10-30 03:00 | 2033 | 10 | 0 | 0 | 0
2033-10-30 04:00 | 2033 | 10 | 0 | 0 | 0
2033-10-30 05:00 | 2033 | 10 | 0 | 0 | 0
2033-10-30 06:00 | 2033 | 10 | 0 | 0 | 0
2033-10-30 07:00 | 2033 | 10 | 0 | 0 | 0
2033-10-30 08:00 | 2033 | 10 | 0 | 0 | 0
2033-10-30 09:00 | 2033 | 10 | 0 | 0 | 0
2033-10-30 10:00 | 2033 | 10 | 0 | 0 | 0
2033-10-30 11:00 | 2033 | 10 | 0 | 0 | 0
2033-10-30 12:00 | 2033 | 10 | 0 | 0 | 0
2033-10-30 13:00 | 2033 | 10 | 0 | 0 | 0
2033-10-30 14:00 | 2033 | 10 | 0 | 0 | 0
2033-10-30 15:00 | 2033 | 10 | 0 | 0 | 0
2033-10-30 16:00 | 2033 | 10 | 0 | 0 | 0
2033-10-30 17:00 | 2033 | 10 | 0 | 0 | 0
2033-10-30 18:00 | 2033 | 10 | 0 | 0 | 0
2033-10-30 19:00 | 2033 | 10 | 0 | 0 | 0
2033-10-30 20:00 | 2033 | 10 | 0 | 0 | 0
2033-10-30 21:00 | 2033 | 10 | 0 | 0 | 0
2033-10-30 22:00 | 2033 | 10 | 0 | 0 | 0
2033-10-30 23:00 | 2033 | 10 | 0 | 0 | 0
2033-10-31 | 2033 | 10 | 0 | 0 | 0
2033-10-31 01:00 | 2033 | 10 | 0 | 0 | 0
2033-10-31 02:00 | 2033 | 10 | 0 | 0 | 0
2033-10-31 03:00 | 2033 | 10 | 0 | 0 | 0
2033-10-31 04:00 | 2033 | 10 | 0 | 0 | 0
2033-10-31 05:00 | 2033 | 10 | 0 | 0 | 0
2033-10-31 06:00 | 2033 | 10 | 0 | 0 | 0
2033-10-31 07:00 | 2033 | 10 | 0 | 0 | 0
2033-10-31 08:00 | 2033 | 10 | 0 | 0 | 0
2033-10-31 09:00 | 2033 | 10 | 0 | 0 | 0
2033-10-31 10:00 | 2033 | 10 | 0 | 0 | 0
2033-10-31 11:00 | 2033 | 10 | 0 | 0 | 0
2033-10-31 12:00 | 2033 | 10 | 0 | 0 | 0
2033-10-31 13:00 | 2033 | 10 | 0 | 0 | 0
2033-10-31 14:00 | 2033 | 10 | 0 | 0 | 0
2033-10-31 15:00 | 2033 | 10 | 0 | 0 | 0
2033-10-31 16:00 | 2033 | 10 | 0 | 0 | 0
2033-10-31 17:00 | 2033 | 10 | 0 | 0 | 0
2033-10-31 18:00 | 2033 | 10 | 0 | 0 | 0
2033-10-31 19:00 | 2033 | 10 | 0 | 0 | 0
2033-10-31 20:00 | 2033 | 10 | 0 | 0 | 0
2033-10-31 21:00 | 2033 | 10 | 0 | 0 | 0
2033-10-31 22:00 | 2033 | 10 | 0 | 0 | 0
2033-10-31 23:00 | 2033 | 10 | 0 | 0 | 0
2033-11-01 | 2033 | 11 | 0 | 0 | 0
2033-11-01 01:00 | 2033 | 11 | 0 | 0 | 0
2033-11-01 02:00 | 2033 | 11 | 0 | 0 | 0
2033-11-01 03:00 | 2033 | 11 | 0 | 0 | 0
2033-11-01 04:00 | 2033 | 11 | 0 | 0 | 0
2033-11-01 05:00 | 2033 | 11 | 0 | 0 | 0
2033-11-01 06:00 | 2033 | 11 | 0 | 0 | 0
2033-11-01 07:00 | 2033 | 11 | 0 | 0 | 0
2033-11-01 08:00 | 2033 | 11 | 0 | 0 | 0
2033-11-01 09:00 | 2033 | 11 | 0 | 0 | 0
2033-11-01 10:00 | 2033 | 11 | 0 | 0 | 0
2033-11-01 11:00 | 2033 | 11 | 0 | 0 | 0
2033-11-01 12:00 | 2033 | 11 | 0 | 0 | 0
2033-11-01 13:00 | 2033 | 11 | 0 | 0 | 0
2033-11-01 14:00 | 2033 | 11 | 0 | 0 | 0
2033-11-01 15:00 | 2033 | 11 | 0 | 0 | 0
2033-11-01 16:00 | 2033 | 11 | 0 | 0 | 0
2033-11-01 17:00 | 2033 | 11 | 0 | 0 | 0
2033-11-01 18:00 | 2033 | 11 | 0 | 0 | 0
2033-11-01 19:00 | 2033 | 11 | 0 | 0 | 0
2033-11-01 20:00 | 2033 | 11 | 0 | 0 | 0
2033-11-01 21:00 | 2033 | 11 | 0 | 0 | 0
2033-11-01 22:00 | 2033 | 11 | 0 | 0 | 0
2033-11-01 23:00 | 2033 | 11 | 0 | 0 | 0
2033-11-02 | 2033 | 11 | 0 | 0 | 0
2033-11-02 01:00 | 2033 | 11 | 0 | 0 | 0
2033-11-02 02:00 | 2033 | 11 | 0 | 0 | 0
2033-11-02 03:00 | 2033 | 11 | 0 | 0 | 0
2033-11-02 04:00 | 2033 | 11 | 0 | 0 | 0
2033-11-02 05:00 | 2033 | 11 | 0 | 0 | 0
2033-11-02 06:00 | 2033 | 11 | 0 | 0 | 0
2033-11-02 07:00 | 2033 | 11 | 0 | 0 | 0
2033-11-02 08:00 | 2033 | 11 | 0 | 0 | 0
2033-11-02 09:00 | 2033 | 11 | 0 | 0 | 0
2033-11-02 10:00 | 2033 | 11 | 0 | 0 | 0
2033-11-02 11:00 | 2033 | 11 | 0 | 0 | 0
2033-11-02 12:00 | 2033 | 11 | 0 | 0 | 0
2033-11-02 13:00 | 2033 | 11 | 0 | 0 | 0
2033-11-02 14:00 | 2033 | 11 | 0 | 0 | 0
2033-11-02 15:00 | 2033 | 11 | 0 | 0 | 0
2033-11-02 16:00 | 2033 | 11 | 0 | 0 | 0
2033-11-02 17:00 | 2033 | 11 | 0 | 0 | 0
2033-11-02 18:00 | 2033 | 11 | 0 | 0 | 0
2033-11-02 19:00 | 2033 | 11 | 0 | 0 | 0
2033-11-02 20:00 | 2033 | 11 | 0 | 0 | 0
2033-11-02 21:00 | 2033 | 11 | 0 | 0 | 0
2033-11-02 22:00 | 2033 | 11 | 0 | 0 | 0
2033-11-02 23:00 | 2033 | 11 | 0 | 0 | 0
2033-11-03 | 2033 | 11 | 0 | 0 | 0
2033-11-03 01:00 | 2033 | 11 | 0 | 0 | 0
2033-11-03 02:00 | 2033 | 11 | 0 | 0 | 0
2033-11-03 03:00 | 2033 | 11 | 0 | 0 | 0
2033-11-03 04:00 | 2033 | 11 | 0 | 0 | 0
2033-11-03 05:00 | 2033 | 11 | 0 | 0 | 0
2033-11-03 06:00 | 2033 | 11 | 0 | 0 | 0
2033-11-03 07:00 | 2033 | 11 | 0 | 0 | 0
2033-11-03 08:00 | 2033 | 11 | 0 | 0 | 0
2033-11-03 09:00 | 2033 | 11 | 0 | 0 | 0
2033-11-03 10:00 | 2033 | 11 | 0 | 0 | 0
2033-11-03 11:00 | 2033 | 11 | 0 | 0 | 0
2033-11-03 12:00 | 2033 | 11 | 0 | 0 | 0
2033-11-03 13:00 | 2033 | 11 | 0 | 0 | 0
2033-11-03 14:00 | 2033 | 11 | 0 | 0 | 0
2033-11-03 15:00 | 2033 | 11 | 0 | 0 | 0
2033-11-03 16:00 | 2033 | 11 | 0 | 0 | 0
2033-11-03 17:00 | 2033 | 11 | 0 | 0 | 0
2033-11-03 18:00 | 2033 | 11 | 0 | 0 | 0
2033-11-03 19:00 | 2033 | 11 | 0 | 0 | 0
2033-11-03 20:00 | 2033 | 11 | 0 | 0 | 0
2033-11-03 21:00 | 2033 | 11 | 0 | 0 | 0
2033-11-03 22:00 | 2033 | 11 | 0 | 0 | 0
2033-11-03 23:00 | 2033 | 11 | 0 | 0 | 0
2033-11-04 | 2033 | 11 | 0 | 0 | 0
2033-11-04 01:00 | 2033 | 11 | 0 | 0 | 0
2033-11-04 02:00 | 2033 | 11 | 0 | 0 | 0
2033-11-04 03:00 | 2033 | 11 | 0 | 0 | 0
2033-11-04 04:00 | 2033 | 11 | 0 | 0 | 0
2033-11-04 05:00 | 2033 | 11 | 0 | 0 | 0
2033-11-04 06:00 | 2033 | 11 | 0 | 0 | 0
2033-11-04 07:00 | 2033 | 11 | 0 | 0 | 0
2033-11-04 08:00 | 2033 | 11 | 0 | 0 | 0
2033-11-04 09:00 | 2033 | 11 | 0 | 0 | 0
2033-11-04 10:00 | 2033 | 11 | 0 | 0 | 0
2033-11-04 11:00 | 2033 | 11 | 0 | 0 | 0
2033-11-04 12:00 | 2033 | 11 | 0 | 0 | 0
2033-11-04 13:00 | 2033 | 11 | 0 | 0 | 0
2033-11-04 14:00 | 2033 | 11 | 0 | 0 | 0
2033-11-04 15:00 | 2033 | 11 | 0 | 0 | 0
2033-11-04 16:00 | 2033 | 11 | 0 | 0 | 0
2033-11-04 17:00 | 2033 | 11 | 0 | 0 | 0
2033-11-04 18:00 | 2033 | 11 | 0 | 0 | 0
2033-11-04 19:00 | 2033 | 11 | 0 | 0 | 0
2033-11-04 20:00 | 2033 | 11 | 0 | 0 | 0
2033-11-04 21:00 | 2033 | 11 | 0 | 0 | 0
2033-11-04 22:00 | 2033 | 11 | 0 | 0 | 0
2033-11-04 23:00 | 2033 | 11 | 0 | 0 | 0
2033-11-05 | 2033 | 11 | 0 | 0 | 0
2033-11-05 01:00 | 2033 | 11 | 0 | 0 | 0
2033-11-05 02:00 | 2033 | 11 | 0 | 0 | 0
2033-11-05 03:00 | 2033 | 11 | 0 | 0 | 0
2033-11-05 04:00 | 2033 | 11 | 0 | 0 | 0
2033-11-05 05:00 | 2033 | 11 | 0 | 0 | 0
2033-11-05 06:00 | 2033 | 11 | 0 | 0 | 0
2033-11-05 07:00 | 2033 | 11 | 0 | 0 | 0
2033-11-05 08:00 | 2033 | 11 | 0 | 0 | 0
2033-11-05 09:00 | 2033 | 11 | 0 | 0 | 0
2033-11-05 10:00 | 2033 | 11 | 0 | 0 | 0
2033-11-05 11:00 | 2033 | 11 | 0 | 0 | 0
2033-11-05 12:00 | 2033 | 11 | 0 | 0 | 0
2033-11-05 13:00 | 2033 | 11 | 0 | 0 | 0
2033-11-05 14:00 | 2033 | 11 | 0 | 0 | 0
2033-11-05 15:00 | 2033 | 11 | 0 | 0 | 0
2033-11-05 16:00 | 2033 | 11 | 0 | 0 | 0
2033-11-05 17:00 | 2033 | 11 | 0 | 0 | 0
2033-11-05 18:00 | 2033 | 11 | 0 | 0 | 0
2033-11-05 19:00 | 2033 | 11 | 0 | 0 | 0
2033-11-05 20:00 | 2033 | 11 | 0 | 0 | 0
2033-11-05 21:00 | 2033 | 11 | 0 | 0 | 0
2033-11-05 22:00 | 2033 | 11 | 0 | 0 | 0
2033-11-05 23:00 | 2033 | 11 | 0 | 0 | 0
2033-11-06 | 2033 | 11 | 0 | 0 | 0
2033-11-06 01:00 | 2033 | 11 | 0 | 0 | 0
2033-11-06 02:00 | 2033 | 11 | 0 | 0 | 0
2033-11-06 03:00 | 2033 | 11 | 0 | 0 | 0
2033-11-06 04:00 | 2033 | 11 | 0 | 0 | 0
2033-11-06 05:00 | 2033 | 11 | 0 | 0 | 0
2033-11-06 06:00 | 2033 | 11 | 0 | 0 | 0
2033-11-06 07:00 | 2033 | 11 | 0 | 0 | 0
2033-11-06 08:00 | 2033 | 11 | 0 | 0 | 0
2033-11-06 09:00 | 2033 | 11 | 0 | 0 | 0
2033-11-06 10:00 | 2033 | 11 | 0 | 0 | 0
2033-11-06 11:00 | 2033 | 11 | 0 | 0 | 0
2033-11-06 12:00 | 2033 | 11 | 0 | 0 | 0
2033-11-06 13:00 | 2033 | 11 | 0 | 0 | 0
2033-11-06 14:00 | 2033 | 11 | 0 | 0 | 0
2033-11-06 15:00 | 2033 | 11 | 0 | 0 | 0
2033-11-06 16:00 | 2033 | 11 | 0 | 0 | 0
2033-11-06 17:00 | 2033 | 11 | 0 | 0 | 0
2033-11-06 18:00 | 2033 | 11 | 0 | 0 | 0
2033-11-06 19:00 | 2033 | 11 | 0 | 0 | 0
2033-11-06 20:00 | 2033 | 11 | 0 | 0 | 0
2033-11-06 21:00 | 2033 | 11 | 0 | 0 | 0
2033-11-06 22:00 | 2033 | 11 | 0 | 0 | 0
2033-11-06 23:00 | 2033 | 11 | 0 | 0 | 0
2033-11-07 | 2033 | 11 | 0 | 0 | 0
2033-11-07 01:00 | 2033 | 11 | 0 | 0 | 0
2033-11-07 02:00 | 2033 | 11 | 0 | 0 | 0
2033-11-07 03:00 | 2033 | 11 | 0 | 0 | 0
2033-11-07 04:00 | 2033 | 11 | 0 | 0 | 0
2033-11-07 05:00 | 2033 | 11 | 0 | 0 | 0
2033-11-07 06:00 | 2033 | 11 | 0 | 0 | 0
2033-11-07 07:00 | 2033 | 11 | 0 | 0 | 0
2033-11-07 08:00 | 2033 | 11 | 0 | 0 | 0
2033-11-07 09:00 | 2033 | 11 | 0 | 0 | 0
2033-11-07 10:00 | 2033 | 11 | 0 | 0 | 0
2033-11-07 11:00 | 2033 | 11 | 0 | 0 | 0
2033-11-07 12:00 | 2033 | 11 | 0 | 0 | 0
2033-11-07 13:00 | 2033 | 11 | 0 | 0 | 0
2033-11-07 14:00 | 2033 | 11 | 0 | 0 | 0
2033-11-07 15:00 | 2033 | 11 | 0 | 0 | 0
2033-11-07 16:00 | 2033 | 11 | 0 | 0 | 0
2033-11-07 17:00 | 2033 | 11 | 0 | 0 | 0
2033-11-07 18:00 | 2033 | 11 | 0 | 0 | 0
2033-11-07 19:00 | 2033 | 11 | 0 | 0 | 0
2033-11-07 20:00 | 2033 | 11 | 0 | 0 | 0
2033-11-07 21:00 | 2033 | 11 | 0 | 0 | 0
2033-11-07 22:00 | 2033 | 11 | 0 | 0 | 0
2033-11-07 23:00 | 2033 | 11 | 0 | 0 | 0
2033-11-08 | 2033 | 11 | 0 | 0 | 0
2033-11-08 01:00 | 2033 | 11 | 0 | 0 | 0
2033-11-08 02:00 | 2033 | 11 | 0 | 0 | 0
2033-11-08 03:00 | 2033 | 11 | 0 | 0 | 0
2033-11-08 04:00 | 2033 | 11 | 0 | 0 | 0
2033-11-08 05:00 | 2033 | 11 | 0 | 0 | 0
2033-11-08 06:00 | 2033 | 11 | 0 | 0 | 0
2033-11-08 07:00 | 2033 | 11 | 0 | 0 | 0
2033-11-08 08:00 | 2033 | 11 | 0 | 0 | 0
2033-11-08 09:00 | 2033 | 11 | 0 | 0 | 0
2033-11-08 10:00 | 2033 | 11 | 0 | 0 | 0
2033-11-08 11:00 | 2033 | 11 | 0 | 0 | 0
2033-11-08 12:00 | 2033 | 11 | 0 | 0 | 0
2033-11-08 13:00 | 2033 | 11 | 0 | 0 | 0
2033-11-08 14:00 | 2033 | 11 | 0 | 0 | 0
2033-11-08 15:00 | 2033 | 11 | 0 | 0 | 0
2033-11-08 16:00 | 2033 | 11 | 0 | 0 | 0
2033-11-08 17:00 | 2033 | 11 | 0 | 0 | 0
2033-11-08 18:00 | 2033 | 11 | 0 | 0 | 0
2033-11-08 19:00 | 2033 | 11 | 0 | 0 | 0
2033-11-08 20:00 | 2033 | 11 | 0 | 0 | 0
2033-11-08 21:00 | 2033 | 11 | 0 | 0 | 0
2033-11-08 22:00 | 2033 | 11 | 0 | 0 | 0
2033-11-08 23:00 | 2033 | 11 | 0 | 0 | 0
2033-11-09 | 2033 | 11 | 0 | 0 | 0
2033-11-09 01:00 | 2033 | 11 | 0 | 0 | 0
2033-11-09 02:00 | 2033 | 11 | 0 | 0 | 0
2033-11-09 03:00 | 2033 | 11 | 0 | 0 | 0
2033-11-09 04:00 | 2033 | 11 | 0 | 0 | 0
2033-11-09 05:00 | 2033 | 11 | 0 | 0 | 0
2033-11-09 06:00 | 2033 | 11 | 0 | 0 | 0
2033-11-09 07:00 | 2033 | 11 | 0 | 0 | 0
2033-11-09 08:00 | 2033 | 11 | 0 | 0 | 0
2033-11-09 09:00 | 2033 | 11 | 0 | 0 | 0
2033-11-09 10:00 | 2033 | 11 | 0 | 0 | 0
2033-11-09 11:00 | 2033 | 11 | 0 | 0 | 0
2033-11-09 12:00 | 2033 | 11 | 0 | 0 | 0
2033-11-09 13:00 | 2033 | 11 | 0 | 0 | 0
2033-11-09 14:00 | 2033 | 11 | 0 | 0 | 0
2033-11-09 15:00 | 2033 | 11 | 0 | 0 | 0
2033-11-09 16:00 | 2033 | 11 | 0 | 0 | 0
2033-11-09 17:00 | 2033 | 11 | 0 | 0 | 0
2033-11-09 18:00 | 2033 | 11 | 0 | 0 | 0
2033-11-09 19:00 | 2033 | 11 | 0 | 0 | 0
2033-11-09 20:00 | 2033 | 11 | 0 | 0 | 0
2033-11-09 21:00 | 2033 | 11 | 0 | 0 | 0
2033-11-09 22:00 | 2033 | 11 | 0 | 0 | 0
2033-11-09 23:00 | 2033 | 11 | 0 | 0 | 0
2033-11-10 | 2033 | 11 | 0 | 0 | 0
2033-11-10 01:00 | 2033 | 11 | 0 | 0 | 0
2033-11-10 02:00 | 2033 | 11 | 0 | 0 | 0
2033-11-10 03:00 | 2033 | 11 | 0 | 0 | 0
2033-11-10 04:00 | 2033 | 11 | 0 | 0 | 0
2033-11-10 05:00 | 2033 | 11 | 0 | 0 | 0
2033-11-10 06:00 | 2033 | 11 | 0 | 0 | 0
2033-11-10 07:00 | 2033 | 11 | 0 | 0 | 0
2033-11-10 08:00 | 2033 | 11 | 0 | 0 | 0
2033-11-10 09:00 | 2033 | 11 | 0 | 0 | 0
2033-11-10 10:00 | 2033 | 11 | 0 | 0 | 0
2033-11-10 11:00 | 2033 | 11 | 0 | 0 | 0
2033-11-10 12:00 | 2033 | 11 | 0 | 0 | 0
2033-11-10 13:00 | 2033 | 11 | 0 | 0 | 0
2033-11-10 14:00 | 2033 | 11 | 0 | 0 | 0
2033-11-10 15:00 | 2033 | 11 | 0 | 0 | 0
2033-11-10 16:00 | 2033 | 11 | 0 | 0 | 0
2033-11-10 17:00 | 2033 | 11 | 0 | 0 | 0
2033-11-10 18:00 | 2033 | 11 | 0 | 0 | 0
2033-11-10 19:00 | 2033 | 11 | 0 | 0 | 0
2033-11-10 20:00 | 2033 | 11 | 0 | 0 | 0
2033-11-10 21:00 | 2033 | 11 | 0 | 0 | 0
2033-11-10 22:00 | 2033 | 11 | 0 | 0 | 0
2033-11-10 23:00 | 2033 | 11 | 0 | 0 | 0
2033-11-11 | 2033 | 11 | 0 | 0 | 0
2033-11-11 01:00 | 2033 | 11 | 0 | 0 | 0
2033-11-11 02:00 | 2033 | 11 | 0 | 0 | 0
2033-11-11 03:00 | 2033 | 11 | 0 | 0 | 0
2033-11-11 04:00 | 2033 | 11 | 0 | 0 | 0
2033-11-11 05:00 | 2033 | 11 | 0 | 0 | 0
2033-11-11 06:00 | 2033 | 11 | 0 | 0 | 0
2033-11-11 07:00 | 2033 | 11 | 0 | 0 | 0
2033-11-11 08:00 | 2033 | 11 | 0 | 0 | 0
2033-11-11 09:00 | 2033 | 11 | 0 | 0 | 0
2033-11-11 10:00 | 2033 | 11 | 0 | 0 | 0
2033-11-11 11:00 | 2033 | 11 | 0 | 0 | 0
2033-11-11 12:00 | 2033 | 11 | 0 | 0 | 0
2033-11-11 13:00 | 2033 | 11 | 0 | 0 | 0
2033-11-11 14:00 | 2033 | 11 | 0 | 0 | 0
2033-11-11 15:00 | 2033 | 11 | 0 | 0 | 0
2033-11-11 16:00 | 2033 | 11 | 0 | 0 | 0
2033-11-11 17:00 | 2033 | 11 | 0 | 0 | 0
2033-11-11 18:00 | 2033 | 11 | 0 | 0 | 0
2033-11-11 19:00 | 2033 | 11 | 0 | 0 | 0
2033-11-11 20:00 | 2033 | 11 | 0 | 0 | 0
2033-11-11 21:00 | 2033 | 11 | 0 | 0 | 0
2033-11-11 22:00 | 2033 | 11 | 0 | 0 | 0
2033-11-11 23:00 | 2033 | 11 | 0 | 0 | 0
2033-11-12 | 2033 | 11 | 0 | 0 | 0
2033-11-12 01:00 | 2033 | 11 | 0 | 0 | 0
2033-11-12 02:00 | 2033 | 11 | 0 | 0 | 0
2033-11-12 03:00 | 2033 | 11 | 0 | 0 | 0
2033-11-12 04:00 | 2033 | 11 | 0 | 0 | 0
2033-11-12 05:00 | 2033 | 11 | 0 | 0 | 0
2033-11-12 06:00 | 2033 | 11 | 0 | 0 | 0
2033-11-12 07:00 | 2033 | 11 | 0 | 0 | 0
2033-11-12 08:00 | 2033 | 11 | 0 | 0 | 0
2033-11-12 09:00 | 2033 | 11 | 0 | 0 | 0
2033-11-12 10:00 | 2033 | 11 | 0 | 0 | 0
2033-11-12 11:00 | 2033 | 11 | 0 | 0 | 0
2033-11-12 12:00 | 2033 | 11 | 0 | 0 | 0
2033-11-12 13:00 | 2033 | 11 | 0 | 0 | 0
2033-11-12 14:00 | 2033 | 11 | 0 | 0 | 0
2033-11-12 15:00 | 2033 | 11 | 0 | 0 | 0
2033-11-12 16:00 | 2033 | 11 | 0 | 0 | 0
2033-11-12 17:00 | 2033 | 11 | 0 | 0 | 0
2033-11-12 18:00 | 2033 | 11 | 0 | 0 | 0
2033-11-12 19:00 | 2033 | 11 | 0 | 0 | 0
2033-11-12 20:00 | 2033 | 11 | 0 | 0 | 0
2033-11-12 21:00 | 2033 | 11 | 0 | 0 | 0
2033-11-12 22:00 | 2033 | 11 | 0 | 0 | 0
2033-11-12 23:00 | 2033 | 11 | 0 | 0 | 0
2033-11-13 | 2033 | 11 | 0 | 0 | 0
2033-11-13 01:00 | 2033 | 11 | 0 | 0 | 0
2033-11-13 02:00 | 2033 | 11 | 0 | 0 | 0
2033-11-13 03:00 | 2033 | 11 | 0 | 0 | 0
2033-11-13 04:00 | 2033 | 11 | 0 | 0 | 0
2033-11-13 05:00 | 2033 | 11 | 0 | 0 | 0
2033-11-13 06:00 | 2033 | 11 | 0 | 0 | 0
2033-11-13 07:00 | 2033 | 11 | 0 | 0 | 0
2033-11-13 08:00 | 2033 | 11 | 0 | 0 | 0
2033-11-13 09:00 | 2033 | 11 | 0 | 0 | 0
2033-11-13 10:00 | 2033 | 11 | 0 | 0 | 0
2033-11-13 11:00 | 2033 | 11 | 0 | 0 | 0
2033-11-13 12:00 | 2033 | 11 | 0 | 0 | 0
2033-11-13 13:00 | 2033 | 11 | 0 | 0 | 0
2033-11-13 14:00 | 2033 | 11 | 0 | 0 | 0
2033-11-13 15:00 | 2033 | 11 | 0 | 0 | 0
2033-11-13 16:00 | 2033 | 11 | 0 | 0 | 0
2033-11-13 17:00 | 2033 | 11 | 0 | 0 | 0
2033-11-13 18:00 | 2033 | 11 | 0 | 0 | 0
2033-11-13 19:00 | 2033 | 11 | 0 | 0 | 0
2033-11-13 20:00 | 2033 | 11 | 0 | 0 | 0
2033-11-13 21:00 | 2033 | 11 | 0 | 0 | 0
2033-11-13 22:00 | 2033 | 11 | 0 | 0 | 0
2033-11-13 23:00 | 2033 | 11 | 0 | 0 | 0
2033-11-14 | 2033 | 11 | 0 | 0 | 0
2033-11-14 01:00 | 2033 | 11 | 0 | 0 | 0
2033-11-14 02:00 | 2033 | 11 | 0 | 0 | 0
2033-11-14 03:00 | 2033 | 11 | 0 | 0 | 0
2033-11-14 04:00 | 2033 | 11 | 0 | 0 | 0
2033-11-14 05:00 | 2033 | 11 | 0 | 0 | 0
2033-11-14 06:00 | 2033 | 11 | 0 | 0 | 0
2033-11-14 07:00 | 2033 | 11 | 0 | 0 | 0
2033-11-14 08:00 | 2033 | 11 | 0 | 0 | 0
2033-11-14 09:00 | 2033 | 11 | 0 | 0 | 0
2033-11-14 10:00 | 2033 | 11 | 0 | 0 | 0
2033-11-14 11:00 | 2033 | 11 | 0 | 0 | 0
2033-11-14 12:00 | 2033 | 11 | 0 | 0 | 0
2033-11-14 13:00 | 2033 | 11 | 0 | 0 | 0
2033-11-14 14:00 | 2033 | 11 | 0 | 0 | 0
2033-11-14 15:00 | 2033 | 11 | 0 | 0 | 0
2033-11-14 16:00 | 2033 | 11 | 0 | 0 | 0
2033-11-14 17:00 | 2033 | 11 | 0 | 0 | 0
2033-11-14 18:00 | 2033 | 11 | 0 | 0 | 0
2033-11-14 19:00 | 2033 | 11 | 0 | 0 | 0
2033-11-14 20:00 | 2033 | 11 | 0 | 0 | 0
2033-11-14 21:00 | 2033 | 11 | 0 | 0 | 0
2033-11-14 22:00 | 2033 | 11 | 0 | 0 | 0
2033-11-14 23:00 | 2033 | 11 | 0 | 0 | 0
2033-11-15 | 2033 | 11 | 0 | 0 | 0
2033-11-15 01:00 | 2033 | 11 | 0 | 0 | 0
2033-11-15 02:00 | 2033 | 11 | 0 | 0 | 0
2033-11-15 03:00 | 2033 | 11 | 0 | 0 | 0
2033-11-15 04:00 | 2033 | 11 | 0 | 0 | 0
2033-11-15 05:00 | 2033 | 11 | 0 | 0 | 0
2033-11-15 06:00 | 2033 | 11 | 0 | 0 | 0
2033-11-15 07:00 | 2033 | 11 | 0 | 0 | 0
2033-11-15 08:00 | 2033 | 11 | 0 | 0 | 0
2033-11-15 09:00 | 2033 | 11 | 0 | 0 | 0
2033-11-15 10:00 | 2033 | 11 | 0 | 0 | 0
2033-11-15 11:00 | 2033 | 11 | 0 | 0 | 0
2033-11-15 12:00 | 2033 | 11 | 0 | 0 | 0
2033-11-15 13:00 | 2033 | 11 | 0 | 0 | 0
2033-11-15 14:00 | 2033 | 11 | 0 | 0 | 0
2033-11-15 15:00 | 2033 | 11 | 0 | 0 | 0
2033-11-15 16:00 | 2033 | 11 | 0 | 0 | 0
2033-11-15 17:00 | 2033 | 11 | 0 | 0 | 0
2033-11-15 18:00 | 2033 | 11 | 0 | 0 | 0
2033-11-15 19:00 | 2033 | 11 | 0 | 0 | 0
2033-11-15 20:00 | 2033 | 11 | 0 | 0 | 0
2033-11-15 21:00 | 2033 | 11 | 0 | 0 | 0
2033-11-15 22:00 | 2033 | 11 | 0 | 0 | 0
2033-11-15 23:00 | 2033 | 11 | 0 | 0 | 0
2033-11-16 | 2033 | 11 | 0 | 0 | 0
2033-11-16 01:00 | 2033 | 11 | 0 | 0 | 0
2033-11-16 02:00 | 2033 | 11 | 0 | 0 | 0
2033-11-16 03:00 | 2033 | 11 | 0 | 0 | 0
2033-11-16 04:00 | 2033 | 11 | 0 | 0 | 0
2033-11-16 05:00 | 2033 | 11 | 0 | 0 | 0
2033-11-16 06:00 | 2033 | 11 | 0 | 0 | 0
2033-11-16 07:00 | 2033 | 11 | 0 | 0 | 0
2033-11-16 08:00 | 2033 | 11 | 0 | 0 | 0
2033-11-16 09:00 | 2033 | 11 | 0 | 0 | 0
2033-11-16 10:00 | 2033 | 11 | 0 | 0 | 0
2033-11-16 11:00 | 2033 | 11 | 0 | 0 | 0
2033-11-16 12:00 | 2033 | 11 | 0 | 0 | 0
2033-11-16 13:00 | 2033 | 11 | 0 | 0 | 0
2033-11-16 14:00 | 2033 | 11 | 0 | 0 | 0
2033-11-16 15:00 | 2033 | 11 | 0 | 0 | 0
2033-11-16 16:00 | 2033 | 11 | 0 | 0 | 0
2033-11-16 17:00 | 2033 | 11 | 0 | 0 | 0
2033-11-16 18:00 | 2033 | 11 | 0 | 0 | 0
2033-11-16 19:00 | 2033 | 11 | 0 | 0 | 0
2033-11-16 20:00 | 2033 | 11 | 0 | 0 | 0
2033-11-16 21:00 | 2033 | 11 | 0 | 0 | 0
2033-11-16 22:00 | 2033 | 11 | 0 | 0 | 0
2033-11-16 23:00 | 2033 | 11 | 0 | 0 | 0
2033-11-17 | 2033 | 11 | 0 | 0 | 0
2033-11-17 01:00 | 2033 | 11 | 0 | 0 | 0
2033-11-17 02:00 | 2033 | 11 | 0 | 0 | 0
2033-11-17 03:00 | 2033 | 11 | 0 | 0 | 0
2033-11-17 04:00 | 2033 | 11 | 0 | 0 | 0
2033-11-17 05:00 | 2033 | 11 | 0 | 0 | 0
2033-11-17 06:00 | 2033 | 11 | 0 | 0 | 0
2033-11-17 07:00 | 2033 | 11 | 0 | 0 | 0
2033-11-17 08:00 | 2033 | 11 | 0 | 0 | 0
2033-11-17 09:00 | 2033 | 11 | 0 | 0 | 0
2033-11-17 10:00 | 2033 | 11 | 0 | 0 | 0
2033-11-17 11:00 | 2033 | 11 | 0 | 0 | 0
2033-11-17 12:00 | 2033 | 11 | 0 | 0 | 0
2033-11-17 13:00 | 2033 | 11 | 0 | 0 | 0
2033-11-17 14:00 | 2033 | 11 | 0 | 0 | 0
2033-11-17 15:00 | 2033 | 11 | 0 | 0 | 0
2033-11-17 16:00 | 2033 | 11 | 0 | 0 | 0
2033-11-17 17:00 | 2033 | 11 | 0 | 0 | 0
2033-11-17 18:00 | 2033 | 11 | 0 | 0 | 0
2033-11-17 19:00 | 2033 | 11 | 0 | 0 | 0
2033-11-17 20:00 | 2033 | 11 | 0 | 0 | 0
2033-11-17 21:00 | 2033 | 11 | 0 | 0 | 0
2033-11-17 22:00 | 2033 | 11 | 0 | 0 | 0
2033-11-17 23:00 | 2033 | 11 | 0 | 0 | 0
2033-11-18 | 2033 | 11 | 0 | 0 | 0
2033-11-18 01:00 | 2033 | 11 | 0 | 0 | 0
2033-11-18 02:00 | 2033 | 11 | 0 | 0 | 0
2033-11-18 03:00 | 2033 | 11 | 0 | 0 | 0
2033-11-18 04:00 | 2033 | 11 | 0 | 0 | 0
2033-11-18 05:00 | 2033 | 11 | 0 | 0 | 0
2033-11-18 06:00 | 2033 | 11 | 0 | 0 | 0
2033-11-18 07:00 | 2033 | 11 | 0 | 0 | 0
2033-11-18 08:00 | 2033 | 11 | 0 | 0 | 0
2033-11-18 09:00 | 2033 | 11 | 0 | 0 | 0
2033-11-18 10:00 | 2033 | 11 | 0 | 0 | 0
2033-11-18 11:00 | 2033 | 11 | 0 | 0 | 0
2033-11-18 12:00 | 2033 | 11 | 0 | 0 | 0
2033-11-18 13:00 | 2033 | 11 | 0 | 0 | 0
2033-11-18 14:00 | 2033 | 11 | 0 | 0 | 0
2033-11-18 15:00 | 2033 | 11 | 0 | 0 | 0
2033-11-18 16:00 | 2033 | 11 | 0 | 0 | 0
2033-11-18 17:00 | 2033 | 11 | 0 | 0 | 0
2033-11-18 18:00 | 2033 | 11 | 0 | 0 | 0
2033-11-18 19:00 | 2033 | 11 | 0 | 0 | 0
2033-11-18 20:00 | 2033 | 11 | 0 | 0 | 0
2033-11-18 21:00 | 2033 | 11 | 0 | 0 | 0
2033-11-18 22:00 | 2033 | 11 | 0 | 0 | 0
2033-11-18 23:00 | 2033 | 11 | 0 | 0 | 0
2033-11-19 | 2033 | 11 | 0 | 0 | 0
2033-11-19 01:00 | 2033 | 11 | 0 | 0 | 0
2033-11-19 02:00 | 2033 | 11 | 0 | 0 | 0
2033-11-19 03:00 | 2033 | 11 | 0 | 0 | 0
2033-11-19 04:00 | 2033 | 11 | 0 | 0 | 0
2033-11-19 05:00 | 2033 | 11 | 0 | 0 | 0
2033-11-19 06:00 | 2033 | 11 | 0 | 0 | 0
2033-11-19 07:00 | 2033 | 11 | 0 | 0 | 0
2033-11-19 08:00 | 2033 | 11 | 0 | 0 | 0
2033-11-19 09:00 | 2033 | 11 | 0 | 0 | 0
2033-11-19 10:00 | 2033 | 11 | 0 | 0 | 0
2033-11-19 11:00 | 2033 | 11 | 0 | 0 | 0
2033-11-19 12:00 | 2033 | 11 | 0 | 0 | 0
2033-11-19 13:00 | 2033 | 11 | 0 | 0 | 0
2033-11-19 14:00 | 2033 | 11 | 0 | 0 | 0
2033-11-19 15:00 | 2033 | 11 | 0 | 0 | 0
2033-11-19 16:00 | 2033 | 11 | 0 | 0 | 0
2033-11-19 17:00 | 2033 | 11 | 0 | 0 | 0
2033-11-19 18:00 | 2033 | 11 | 0 | 0 | 0
2033-11-19 19:00 | 2033 | 11 | 0 | 0 | 0
2033-11-19 20:00 | 2033 | 11 | 0 | 0 | 0
2033-11-19 21:00 | 2033 | 11 | 0 | 0 | 0
2033-11-19 22:00 | 2033 | 11 | 0 | 0 | 0
2033-11-19 23:00 | 2033 | 11 | 0 | 0 | 0
2033-11-20 | 2033 | 11 | 0 | 0 | 0
2033-11-20 01:00 | 2033 | 11 | 0 | 0 | 0
2033-11-20 02:00 | 2033 | 11 | 0 | 0 | 0
2033-11-20 03:00 | 2033 | 11 | 0 | 0 | 0
2033-11-20 04:00 | 2033 | 11 | 0 | 0 | 0
2033-11-20 05:00 | 2033 | 11 | 0 | 0 | 0
2033-11-20 06:00 | 2033 | 11 | 0 | 0 | 0
2033-11-20 07:00 | 2033 | 11 | 0 | 0 | 0
2033-11-20 08:00 | 2033 | 11 | 0 | 0 | 0
2033-11-20 09:00 | 2033 | 11 | 0 | 0 | 0
2033-11-20 10:00 | 2033 | 11 | 0 | 0 | 0
2033-11-20 11:00 | 2033 | 11 | 0 | 0 | 0
2033-11-20 12:00 | 2033 | 11 | 0 | 0 | 0
2033-11-20 13:00 | 2033 | 11 | 0 | 0 | 0
2033-11-20 14:00 | 2033 | 11 | 0 | 0 | 0
2033-11-20 15:00 | 2033 | 11 | 0 | 0 | 0
2033-11-20 16:00 | 2033 | 11 | 0 | 0 | 0
2033-11-20 17:00 | 2033 | 11 | 0 | 0 | 0
2033-11-20 18:00 | 2033 | 11 | 0 | 0 | 0
2033-11-20 19:00 | 2033 | 11 | 0 | 0 | 0
2033-11-20 20:00 | 2033 | 11 | 0 | 0 | 0
2033-11-20 21:00 | 2033 | 11 | 0 | 0 | 0
2033-11-20 22:00 | 2033 | 11 | 0 | 0 | 0
2033-11-20 23:00 | 2033 | 11 | 0 | 0 | 0
2033-11-21 | 2033 | 11 | 0 | 0 | 0
2033-11-21 01:00 | 2033 | 11 | 0 | 0 | 0
2033-11-21 02:00 | 2033 | 11 | 0 | 0 | 0
2033-11-21 03:00 | 2033 | 11 | 0 | 0 | 0
2033-11-21 04:00 | 2033 | 11 | 0 | 0 | 0
2033-11-21 05:00 | 2033 | 11 | 0 | 0 | 0
2033-11-21 06:00 | 2033 | 11 | 0 | 0 | 0
2033-11-21 07:00 | 2033 | 11 | 0 | 0 | 0
2033-11-21 08:00 | 2033 | 11 | 0 | 0 | 0
2033-11-21 09:00 | 2033 | 11 | 0 | 0 | 0
2033-11-21 10:00 | 2033 | 11 | 0 | 0 | 0
2033-11-21 11:00 | 2033 | 11 | 0 | 0 | 0
2033-11-21 12:00 | 2033 | 11 | 0 | 0 | 0
2033-11-21 13:00 | 2033 | 11 | 0 | 0 | 0
2033-11-21 14:00 | 2033 | 11 | 0 | 0 | 0
2033-11-21 15:00 | 2033 | 11 | 0 | 0 | 0
2033-11-21 16:00 | 2033 | 11 | 0 | 0 | 0
2033-11-21 17:00 | 2033 | 11 | 0 | 0 | 0
2033-11-21 18:00 | 2033 | 11 | 0 | 0 | 0
2033-11-21 19:00 | 2033 | 11 | 0 | 0 | 0
2033-11-21 20:00 | 2033 | 11 | 0 | 0 | 0
2033-11-21 21:00 | 2033 | 11 | 0 | 0 | 0
2033-11-21 22:00 | 2033 | 11 | 0 | 0 | 0
2033-11-21 23:00 | 2033 | 11 | 0 | 0 | 0
2033-11-22 | 2033 | 11 | 0 | 0 | 0
2033-11-22 01:00 | 2033 | 11 | 0 | 0 | 0
2033-11-22 02:00 | 2033 | 11 | 0 | 0 | 0
2033-11-22 03:00 | 2033 | 11 | 0 | 0 | 0
2033-11-22 04:00 | 2033 | 11 | 0 | 0 | 0
2033-11-22 05:00 | 2033 | 11 | 0 | 0 | 0
2033-11-22 06:00 | 2033 | 11 | 0 | 0 | 0
2033-11-22 07:00 | 2033 | 11 | 0 | 0 | 0
2033-11-22 08:00 | 2033 | 11 | 0 | 0 | 0
2033-11-22 09:00 | 2033 | 11 | 0 | 0 | 0
2033-11-22 10:00 | 2033 | 11 | 0 | 0 | 0
2033-11-22 11:00 | 2033 | 11 | 0 | 0 | 0
2033-11-22 12:00 | 2033 | 11 | 0 | 0 | 0
2033-11-22 13:00 | 2033 | 11 | 0 | 0 | 0
2033-11-22 14:00 | 2033 | 11 | 0 | 0 | 0
2033-11-22 15:00 | 2033 | 11 | 0 | 0 | 0
2033-11-22 16:00 | 2033 | 11 | 0 | 0 | 0
2033-11-22 17:00 | 2033 | 11 | 0 | 0 | 0
2033-11-22 18:00 | 2033 | 11 | 0 | 0 | 0
2033-11-22 19:00 | 2033 | 11 | 0 | 0 | 0
2033-11-22 20:00 | 2033 | 11 | 0 | 0 | 0
2033-11-22 21:00 | 2033 | 11 | 0 | 0 | 0
2033-11-22 22:00 | 2033 | 11 | 0 | 0 | 0
2033-11-22 23:00 | 2033 | 11 | 0 | 0 | 0
2033-11-23 | 2033 | 11 | 0 | 0 | 0
2033-11-23 01:00 | 2033 | 11 | 0 | 0 | 0
2033-11-23 02:00 | 2033 | 11 | 0 | 0 | 0
2033-11-23 03:00 | 2033 | 11 | 0 | 0 | 0
2033-11-23 04:00 | 2033 | 11 | 0 | 0 | 0
2033-11-23 05:00 | 2033 | 11 | 0 | 0 | 0
2033-11-23 06:00 | 2033 | 11 | 0 | 0 | 0
2033-11-23 07:00 | 2033 | 11 | 0 | 0 | 0
2033-11-23 08:00 | 2033 | 11 | 0 | 0 | 0
2033-11-23 09:00 | 2033 | 11 | 0 | 0 | 0
2033-11-23 10:00 | 2033 | 11 | 0 | 0 | 0
2033-11-23 11:00 | 2033 | 11 | 0 | 0 | 0
2033-11-23 12:00 | 2033 | 11 | 0 | 0 | 0
2033-11-23 13:00 | 2033 | 11 | 0 | 0 | 0
2033-11-23 14:00 | 2033 | 11 | 0 | 0 | 0
2033-11-23 15:00 | 2033 | 11 | 0 | 0 | 0
2033-11-23 16:00 | 2033 | 11 | 0 | 0 | 0
2033-11-23 17:00 | 2033 | 11 | 0 | 0 | 0
2033-11-23 18:00 | 2033 | 11 | 0 | 0 | 0
2033-11-23 19:00 | 2033 | 11 | 0 | 0 | 0
2033-11-23 20:00 | 2033 | 11 | 0 | 0 | 0
2033-11-23 21:00 | 2033 | 11 | 0 | 0 | 0
2033-11-23 22:00 | 2033 | 11 | 0 | 0 | 0
2033-11-23 23:00 | 2033 | 11 | 0 | 0 | 0
2033-11-24 | 2033 | 11 | 0 | 0 | 0
2033-11-24 01:00 | 2033 | 11 | 0 | 0 | 0
2033-11-24 02:00 | 2033 | 11 | 0 | 0 | 0
2033-11-24 03:00 | 2033 | 11 | 0 | 0 | 0
2033-11-24 04:00 | 2033 | 11 | 0 | 0 | 0
2033-11-24 05:00 | 2033 | 11 | 0 | 0 | 0
2033-11-24 06:00 | 2033 | 11 | 0 | 0 | 0
2033-11-24 07:00 | 2033 | 11 | 0 | 0 | 0
2033-11-24 08:00 | 2033 | 11 | 0 | 0 | 0
2033-11-24 09:00 | 2033 | 11 | 0 | 0 | 0
2033-11-24 10:00 | 2033 | 11 | 0 | 0 | 0
2033-11-24 11:00 | 2033 | 11 | 0 | 0 | 0
2033-11-24 12:00 | 2033 | 11 | 0 | 0 | 0
2033-11-24 13:00 | 2033 | 11 | 0 | 0 | 0
2033-11-24 14:00 | 2033 | 11 | 0 | 0 | 0
2033-11-24 15:00 | 2033 | 11 | 0 | 0 | 0
2033-11-24 16:00 | 2033 | 11 | 0 | 0 | 0
2033-11-24 17:00 | 2033 | 11 | 0 | 0 | 0
2033-11-24 18:00 | 2033 | 11 | 0 | 0 | 0
2033-11-24 19:00 | 2033 | 11 | 0 | 0 | 0
2033-11-24 20:00 | 2033 | 11 | 0 | 0 | 0
2033-11-24 21:00 | 2033 | 11 | 0 | 0 | 0
2033-11-24 22:00 | 2033 | 11 | 0 | 0 | 0
2033-11-24 23:00 | 2033 | 11 | 0 | 0 | 0
2033-11-25 | 2033 | 11 | 0 | 0 | 0
2033-11-25 01:00 | 2033 | 11 | 0 | 0 | 0
2033-11-25 02:00 | 2033 | 11 | 0 | 0 | 0
2033-11-25 03:00 | 2033 | 11 | 0 | 0 | 0
2033-11-25 04:00 | 2033 | 11 | 0 | 0 | 0
2033-11-25 05:00 | 2033 | 11 | 0 | 0 | 0
2033-11-25 06:00 | 2033 | 11 | 0 | 0 | 0
2033-11-25 07:00 | 2033 | 11 | 0 | 0 | 0
2033-11-25 08:00 | 2033 | 11 | 0 | 0 | 0
2033-11-25 09:00 | 2033 | 11 | 0 | 0 | 0
2033-11-25 10:00 | 2033 | 11 | 0 | 0 | 0
2033-11-25 11:00 | 2033 | 11 | 0 | 0 | 0
2033-11-25 12:00 | 2033 | 11 | 0 | 0 | 0
2033-11-25 13:00 | 2033 | 11 | 0 | 0 | 0
2033-11-25 14:00 | 2033 | 11 | 0 | 0 | 0
2033-11-25 15:00 | 2033 | 11 | 0 | 0 | 0
2033-11-25 16:00 | 2033 | 11 | 0 | 0 | 0
2033-11-25 17:00 | 2033 | 11 | 0 | 0 | 0
2033-11-25 18:00 | 2033 | 11 | 0 | 0 | 0
2033-11-25 19:00 | 2033 | 11 | 0 | 0 | 0
2033-11-25 20:00 | 2033 | 11 | 0 | 0 | 0
2033-11-25 21:00 | 2033 | 11 | 0 | 0 | 0
2033-11-25 22:00 | 2033 | 11 | 0 | 0 | 0
2033-11-25 23:00 | 2033 | 11 | 0 | 0 | 0
2033-11-26 | 2033 | 11 | 0 | 0 | 0
2033-11-26 01:00 | 2033 | 11 | 0 | 0 | 0
2033-11-26 02:00 | 2033 | 11 | 0 | 0 | 0
2033-11-26 03:00 | 2033 | 11 | 0 | 0 | 0
2033-11-26 04:00 | 2033 | 11 | 0 | 0 | 0
2033-11-26 05:00 | 2033 | 11 | 0 | 0 | 0
2033-11-26 06:00 | 2033 | 11 | 0 | 0 | 0
2033-11-26 07:00 | 2033 | 11 | 0 | 0 | 0
2033-11-26 08:00 | 2033 | 11 | 0 | 0 | 0
2033-11-26 09:00 | 2033 | 11 | 0 | 0 | 0
2033-11-26 10:00 | 2033 | 11 | 0 | 0 | 0
2033-11-26 11:00 | 2033 | 11 | 0 | 0 | 0
2033-11-26 12:00 | 2033 | 11 | 0 | 0 | 0
2033-11-26 13:00 | 2033 | 11 | 0 | 0 | 0
2033-11-26 14:00 | 2033 | 11 | 0 | 0 | 0
2033-11-26 15:00 | 2033 | 11 | 0 | 0 | 0
2033-11-26 16:00 | 2033 | 11 | 0 | 0 | 0
2033-11-26 17:00 | 2033 | 11 | 0 | 0 | 0
2033-11-26 18:00 | 2033 | 11 | 0 | 0 | 0
2033-11-26 19:00 | 2033 | 11 | 0 | 0 | 0
2033-11-26 20:00 | 2033 | 11 | 0 | 0 | 0
2033-11-26 21:00 | 2033 | 11 | 0 | 0 | 0
2033-11-26 22:00 | 2033 | 11 | 0 | 0 | 0
2033-11-26 23:00 | 2033 | 11 | 0 | 0 | 0
2033-11-27 | 2033 | 11 | 0 | 0 | 0
2033-11-27 01:00 | 2033 | 11 | 0 | 0 | 0
2033-11-27 02:00 | 2033 | 11 | 0 | 0 | 0
2033-11-27 03:00 | 2033 | 11 | 0 | 0 | 0
2033-11-27 04:00 | 2033 | 11 | 0 | 0 | 0
2033-11-27 05:00 | 2033 | 11 | 0 | 0 | 0
2033-11-27 06:00 | 2033 | 11 | 0 | 0 | 0
2033-11-27 07:00 | 2033 | 11 | 0 | 0 | 0
2033-11-27 08:00 | 2033 | 11 | 0 | 0 | 0
2033-11-27 09:00 | 2033 | 11 | 0 | 0 | 0
2033-11-27 10:00 | 2033 | 11 | 0 | 0 | 0
2033-11-27 11:00 | 2033 | 11 | 0 | 0 | 0
2033-11-27 12:00 | 2033 | 11 | 0 | 0 | 0
2033-11-27 13:00 | 2033 | 11 | 0 | 0 | 0
2033-11-27 14:00 | 2033 | 11 | 0 | 0 | 0
2033-11-27 15:00 | 2033 | 11 | 0 | 0 | 0
2033-11-27 16:00 | 2033 | 11 | 0 | 0 | 0
2033-11-27 17:00 | 2033 | 11 | 0 | 0 | 0
2033-11-27 18:00 | 2033 | 11 | 0 | 0 | 0
2033-11-27 19:00 | 2033 | 11 | 0 | 0 | 0
2033-11-27 20:00 | 2033 | 11 | 0 | 0 | 0
2033-11-27 21:00 | 2033 | 11 | 0 | 0 | 0
2033-11-27 22:00 | 2033 | 11 | 0 | 0 | 0
2033-11-27 23:00 | 2033 | 11 | 0 | 0 | 0
2033-11-28 | 2033 | 11 | 0 | 0 | 0
2033-11-28 01:00 | 2033 | 11 | 0 | 0 | 0
2033-11-28 02:00 | 2033 | 11 | 0 | 0 | 0
2033-11-28 03:00 | 2033 | 11 | 0 | 0 | 0
2033-11-28 04:00 | 2033 | 11 | 0 | 0 | 0
2033-11-28 05:00 | 2033 | 11 | 0 | 0 | 0
2033-11-28 06:00 | 2033 | 11 | 0 | 0 | 0
2033-11-28 07:00 | 2033 | 11 | 0 | 0 | 0
2033-11-28 08:00 | 2033 | 11 | 0 | 0 | 0
2033-11-28 09:00 | 2033 | 11 | 0 | 0 | 0
2033-11-28 10:00 | 2033 | 11 | 0 | 0 | 0
2033-11-28 11:00 | 2033 | 11 | 0 | 0 | 0
2033-11-28 12:00 | 2033 | 11 | 0 | 0 | 0
2033-11-28 13:00 | 2033 | 11 | 0 | 0 | 0
2033-11-28 14:00 | 2033 | 11 | 0 | 0 | 0
2033-11-28 15:00 | 2033 | 11 | 0 | 0 | 0
2033-11-28 16:00 | 2033 | 11 | 0 | 0 | 0
2033-11-28 17:00 | 2033 | 11 | 0 | 0 | 0
2033-11-28 18:00 | 2033 | 11 | 0 | 0 | 0
2033-11-28 19:00 | 2033 | 11 | 0 | 0 | 0
2033-11-28 20:00 | 2033 | 11 | 0 | 0 | 0
2033-11-28 21:00 | 2033 | 11 | 0 | 0 | 0
2033-11-28 22:00 | 2033 | 11 | 0 | 0 | 0
2033-11-28 23:00 | 2033 | 11 | 0 | 0 | 0
2033-11-29 | 2033 | 11 | 0 | 0 | 0
2033-11-29 01:00 | 2033 | 11 | 0 | 0 | 0
2033-11-29 02:00 | 2033 | 11 | 0 | 0 | 0
2033-11-29 03:00 | 2033 | 11 | 0 | 0 | 0
2033-11-29 04:00 | 2033 | 11 | 0 | 0 | 0
2033-11-29 05:00 | 2033 | 11 | 0 | 0 | 0
2033-11-29 06:00 | 2033 | 11 | 0 | 0 | 0
2033-11-29 07:00 | 2033 | 11 | 0 | 0 | 0
2033-11-29 08:00 | 2033 | 11 | 0 | 0 | 0
2033-11-29 09:00 | 2033 | 11 | 0 | 0 | 0
2033-11-29 10:00 | 2033 | 11 | 0 | 0 | 0
2033-11-29 11:00 | 2033 | 11 | 0 | 0 | 0
2033-11-29 12:00 | 2033 | 11 | 0 | 0 | 0
2033-11-29 13:00 | 2033 | 11 | 0 | 0 | 0
2033-11-29 14:00 | 2033 | 11 | 0 | 0 | 0
2033-11-29 15:00 | 2033 | 11 | 0 | 0 | 0
2033-11-29 16:00 | 2033 | 11 | 0 | 0 | 0
2033-11-29 17:00 | 2033 | 11 | 0 | 0 | 0
2033-11-29 18:00 | 2033 | 11 | 0 | 0 | 0
2033-11-29 19:00 | 2033 | 11 | 0 | 0 | 0
2033-11-29 20:00 | 2033 | 11 | 0 | 0 | 0
2033-11-29 21:00 | 2033 | 11 | 0 | 0 | 0
2033-11-29 22:00 | 2033 | 11 | 0 | 0 | 0
2033-11-29 23:00 | 2033 | 11 | 0 | 0 | 0
2033-11-30 | 2033 | 11 | 0 | 0 | 0
2033-11-30 01:00 | 2033 | 11 | 0 | 0 | 0
2033-11-30 02:00 | 2033 | 11 | 0 | 0 | 0
2033-11-30 03:00 | 2033 | 11 | 0 | 0 | 0
2033-11-30 04:00 | 2033 | 11 | 0 | 0 | 0
2033-11-30 05:00 | 2033 | 11 | 0 | 0 | 0
2033-11-30 06:00 | 2033 | 11 | 0 | 0 | 0
2033-11-30 07:00 | 2033 | 11 | 0 | 0 | 0
2033-11-30 08:00 | 2033 | 11 | 0 | 0 | 0
2033-11-30 09:00 | 2033 | 11 | 0 | 0 | 0
2033-11-30 10:00 | 2033 | 11 | 0 | 0 | 0
2033-11-30 11:00 | 2033 | 11 | 0 | 0 | 0
2033-11-30 12:00 | 2033 | 11 | 0 | 0 | 0
2033-11-30 13:00 | 2033 | 11 | 0 | 0 | 0
2033-11-30 14:00 | 2033 | 11 | 0 | 0 | 0
2033-11-30 15:00 | 2033 | 11 | 0 | 0 | 0
2033-11-30 16:00 | 2033 | 11 | 0 | 0 | 0
2033-11-30 17:00 | 2033 | 11 | 0 | 0 | 0
2033-11-30 18:00 | 2033 | 11 | 0 | 0 | 0
2033-11-30 19:00 | 2033 | 11 | 0 | 0 | 0
2033-11-30 20:00 | 2033 | 11 | 0 | 0 | 0
2033-11-30 21:00 | 2033 | 11 | 0 | 0 | 0
2033-11-30 22:00 | 2033 | 11 | 0 | 0 | 0
2033-11-30 23:00 | 2033 | 11 | 0 | 0 | 0
2033-12-01 | 2033 | 12 | 0 | 0 | 0
2033-12-01 01:00 | 2033 | 12 | 0 | 0 | 0
2033-12-01 02:00 | 2033 | 12 | 0 | 0 | 0
2033-12-01 03:00 | 2033 | 12 | 0 | 0 | 0
2033-12-01 04:00 | 2033 | 12 | 0 | 0 | 0
2033-12-01 05:00 | 2033 | 12 | 0 | 0 | 0
2033-12-01 06:00 | 2033 | 12 | 0 | 0 | 0
2033-12-01 07:00 | 2033 | 12 | 0 | 0 | 0
2033-12-01 08:00 | 2033 | 12 | 0 | 0 | 0
2033-12-01 09:00 | 2033 | 12 | 0 | 0 | 0
2033-12-01 10:00 | 2033 | 12 | 0 | 0 | 0
2033-12-01 11:00 | 2033 | 12 | 0 | 0 | 0
2033-12-01 12:00 | 2033 | 12 | 0 | 0 | 0
2033-12-01 13:00 | 2033 | 12 | 0 | 0 | 0
2033-12-01 14:00 | 2033 | 12 | 0 | 0 | 0
2033-12-01 15:00 | 2033 | 12 | 0 | 0 | 0
2033-12-01 16:00 | 2033 | 12 | 0 | 0 | 0
2033-12-01 17:00 | 2033 | 12 | 0 | 0 | 0
2033-12-01 18:00 | 2033 | 12 | 0 | 0 | 0
2033-12-01 19:00 | 2033 | 12 | 0 | 0 | 0
2033-12-01 20:00 | 2033 | 12 | 0 | 0 | 0
2033-12-01 21:00 | 2033 | 12 | 0 | 0 | 0
2033-12-01 22:00 | 2033 | 12 | 0 | 0 | 0
2033-12-01 23:00 | 2033 | 12 | 0 | 0 | 0
2033-12-02 | 2033 | 12 | 0 | 0 | 0
2033-12-02 01:00 | 2033 | 12 | 0 | 0 | 0
2033-12-02 02:00 | 2033 | 12 | 0 | 0 | 0
2033-12-02 03:00 | 2033 | 12 | 0 | 0 | 0
2033-12-02 04:00 | 2033 | 12 | 0 | 0 | 0
2033-12-02 05:00 | 2033 | 12 | 0 | 0 | 0
2033-12-02 06:00 | 2033 | 12 | 0 | 0 | 0
2033-12-02 07:00 | 2033 | 12 | 0 | 0 | 0
2033-12-02 08:00 | 2033 | 12 | 0 | 0 | 0
2033-12-02 09:00 | 2033 | 12 | 0 | 0 | 0
2033-12-02 10:00 | 2033 | 12 | 0 | 0 | 0
2033-12-02 11:00 | 2033 | 12 | 0 | 0 | 0
2033-12-02 12:00 | 2033 | 12 | 0 | 0 | 0
2033-12-02 13:00 | 2033 | 12 | 0 | 0 | 0
2033-12-02 14:00 | 2033 | 12 | 0 | 0 | 0
2033-12-02 15:00 | 2033 | 12 | 0 | 0 | 0
2033-12-02 16:00 | 2033 | 12 | 0 | 0 | 0
2033-12-02 17:00 | 2033 | 12 | 0 | 0 | 0
2033-12-02 18:00 | 2033 | 12 | 0 | 0 | 0
2033-12-02 19:00 | 2033 | 12 | 0 | 0 | 0
2033-12-02 20:00 | 2033 | 12 | 0 | 0 | 0
2033-12-02 21:00 | 2033 | 12 | 0 | 0 | 0
2033-12-02 22:00 | 2033 | 12 | 0 | 0 | 0
2033-12-02 23:00 | 2033 | 12 | 0 | 0 | 0
2033-12-03 | 2033 | 12 | 0 | 0 | 0
2033-12-03 01:00 | 2033 | 12 | 0 | 0 | 0
2033-12-03 02:00 | 2033 | 12 | 0 | 0 | 0
2033-12-03 03:00 | 2033 | 12 | 0 | 0 | 0
2033-12-03 04:00 | 2033 | 12 | 0 | 0 | 0
2033-12-03 05:00 | 2033 | 12 | 0 | 0 | 0
2033-12-03 06:00 | 2033 | 12 | 0 | 0 | 0
2033-12-03 07:00 | 2033 | 12 | 0 | 0 | 0
2033-12-03 08:00 | 2033 | 12 | 0 | 0 | 0
2033-12-03 09:00 | 2033 | 12 | 0 | 0 | 0
2033-12-03 10:00 | 2033 | 12 | 0 | 0 | 0
2033-12-03 11:00 | 2033 | 12 | 0 | 0 | 0
2033-12-03 12:00 | 2033 | 12 | 0 | 0 | 0
2033-12-03 13:00 | 2033 | 12 | 0 | 0 | 0
2033-12-03 14:00 | 2033 | 12 | 0 | 0 | 0
2033-12-03 15:00 | 2033 | 12 | 0 | 0 | 0
2033-12-03 16:00 | 2033 | 12 | 0 | 0 | 0
2033-12-03 17:00 | 2033 | 12 | 0 | 0 | 0
2033-12-03 18:00 | 2033 | 12 | 0 | 0 | 0
2033-12-03 19:00 | 2033 | 12 | 0 | 0 | 0
2033-12-03 20:00 | 2033 | 12 | 0 | 0 | 0
2033-12-03 21:00 | 2033 | 12 | 0 | 0 | 0
2033-12-03 22:00 | 2033 | 12 | 0 | 0 | 0
2033-12-03 23:00 | 2033 | 12 | 0 | 0 | 0
2033-12-04 | 2033 | 12 | 0 | 0 | 0
2033-12-04 01:00 | 2033 | 12 | 0 | 0 | 0
2033-12-04 02:00 | 2033 | 12 | 0 | 0 | 0
2033-12-04 03:00 | 2033 | 12 | 0 | 0 | 0
2033-12-04 04:00 | 2033 | 12 | 0 | 0 | 0
2033-12-04 05:00 | 2033 | 12 | 0 | 0 | 0
2033-12-04 06:00 | 2033 | 12 | 0 | 0 | 0
2033-12-04 07:00 | 2033 | 12 | 0 | 0 | 0
2033-12-04 08:00 | 2033 | 12 | 0 | 0 | 0
2033-12-04 09:00 | 2033 | 12 | 0 | 0 | 0
2033-12-04 10:00 | 2033 | 12 | 0 | 0 | 0
2033-12-04 11:00 | 2033 | 12 | 0 | 0 | 0
2033-12-04 12:00 | 2033 | 12 | 0 | 0 | 0
2033-12-04 13:00 | 2033 | 12 | 0 | 0 | 0
2033-12-04 14:00 | 2033 | 12 | 0 | 0 | 0
2033-12-04 15:00 | 2033 | 12 | 0 | 0 | 0
2033-12-04 16:00 | 2033 | 12 | 0 | 0 | 0
2033-12-04 17:00 | 2033 | 12 | 0 | 0 | 0
2033-12-04 18:00 | 2033 | 12 | 0 | 0 | 0
2033-12-04 19:00 | 2033 | 12 | 0 | 0 | 0
2033-12-04 20:00 | 2033 | 12 | 0 | 0 | 0
2033-12-04 21:00 | 2033 | 12 | 0 | 0 | 0
2033-12-04 22:00 | 2033 | 12 | 0 | 0 | 0
2033-12-04 23:00 | 2033 | 12 | 0 | 0 | 0
2033-12-05 | 2033 | 12 | 0 | 0 | 0
2033-12-05 01:00 | 2033 | 12 | 0 | 0 | 0
2033-12-05 02:00 | 2033 | 12 | 0 | 0 | 0
2033-12-05 03:00 | 2033 | 12 | 0 | 0 | 0
2033-12-05 04:00 | 2033 | 12 | 0 | 0 | 0
2033-12-05 05:00 | 2033 | 12 | 0 | 0 | 0
2033-12-05 06:00 | 2033 | 12 | 0 | 0 | 0
2033-12-05 07:00 | 2033 | 12 | 0 | 0 | 0
2033-12-05 08:00 | 2033 | 12 | 0 | 0 | 0
2033-12-05 09:00 | 2033 | 12 | 0 | 0 | 0
2033-12-05 10:00 | 2033 | 12 | 0 | 0 | 0
2033-12-05 11:00 | 2033 | 12 | 0 | 0 | 0
2033-12-05 12:00 | 2033 | 12 | 0 | 0 | 0
2033-12-05 13:00 | 2033 | 12 | 0 | 0 | 0
2033-12-05 14:00 | 2033 | 12 | 0 | 0 | 0
2033-12-05 15:00 | 2033 | 12 | 0 | 0 | 0
2033-12-05 16:00 | 2033 | 12 | 0 | 0 | 0
2033-12-05 17:00 | 2033 | 12 | 0 | 0 | 0
2033-12-05 18:00 | 2033 | 12 | 0 | 0 | 0
2033-12-05 19:00 | 2033 | 12 | 0 | 0 | 0
2033-12-05 20:00 | 2033 | 12 | 0 | 0 | 0
2033-12-05 21:00 | 2033 | 12 | 0 | 0 | 0
2033-12-05 22:00 | 2033 | 12 | 0 | 0 | 0
2033-12-05 23:00 | 2033 | 12 | 0 | 0 | 0
2033-12-06 | 2033 | 12 | 0 | 0 | 0
2033-12-06 01:00 | 2033 | 12 | 0 | 0 | 0
2033-12-06 02:00 | 2033 | 12 | 0 | 0 | 0
2033-12-06 03:00 | 2033 | 12 | 0 | 0 | 0
2033-12-06 04:00 | 2033 | 12 | 0 | 0 | 0
2033-12-06 05:00 | 2033 | 12 | 0 | 0 | 0
2033-12-06 06:00 | 2033 | 12 | 0 | 0 | 0
2033-12-06 07:00 | 2033 | 12 | 0 | 0 | 0
2033-12-06 08:00 | 2033 | 12 | 0 | 0 | 0
2033-12-06 09:00 | 2033 | 12 | 0 | 0 | 0
2033-12-06 10:00 | 2033 | 12 | 0 | 0 | 0
2033-12-06 11:00 | 2033 | 12 | 0 | 0 | 0
2033-12-06 12:00 | 2033 | 12 | 0 | 0 | 0
2033-12-06 13:00 | 2033 | 12 | 0 | 0 | 0
2033-12-06 14:00 | 2033 | 12 | 0 | 0 | 0
2033-12-06 15:00 | 2033 | 12 | 0 | 0 | 0
2033-12-06 16:00 | 2033 | 12 | 0 | 0 | 0
2033-12-06 17:00 | 2033 | 12 | 0 | 0 | 0
2033-12-06 18:00 | 2033 | 12 | 0 | 0 | 0
2033-12-06 19:00 | 2033 | 12 | 0 | 0 | 0
2033-12-06 20:00 | 2033 | 12 | 0 | 0 | 0
2033-12-06 21:00 | 2033 | 12 | 0 | 0 | 0
2033-12-06 22:00 | 2033 | 12 | 0 | 0 | 0
2033-12-06 23:00 | 2033 | 12 | 0 | 0 | 0
2033-12-07 | 2033 | 12 | 0 | 0 | 0
2033-12-07 01:00 | 2033 | 12 | 0 | 0 | 0
2033-12-07 02:00 | 2033 | 12 | 0 | 0 | 0
2033-12-07 03:00 | 2033 | 12 | 0 | 0 | 0
2033-12-07 04:00 | 2033 | 12 | 0 | 0 | 0
2033-12-07 05:00 | 2033 | 12 | 0 | 0 | 0
2033-12-07 06:00 | 2033 | 12 | 0 | 0 | 0
2033-12-07 07:00 | 2033 | 12 | 0 | 0 | 0
2033-12-07 08:00 | 2033 | 12 | 0 | 0 | 0
2033-12-07 09:00 | 2033 | 12 | 0 | 0 | 0
2033-12-07 10:00 | 2033 | 12 | 0 | 0 | 0
2033-12-07 11:00 | 2033 | 12 | 0 | 0 | 0
2033-12-07 12:00 | 2033 | 12 | 0 | 0 | 0
2033-12-07 13:00 | 2033 | 12 | 0 | 0 | 0
2033-12-07 14:00 | 2033 | 12 | 0 | 0 | 0
2033-12-07 15:00 | 2033 | 12 | 0 | 0 | 0
2033-12-07 16:00 | 2033 | 12 | 0 | 0 | 0
2033-12-07 17:00 | 2033 | 12 | 0 | 0 | 0
2033-12-07 18:00 | 2033 | 12 | 0 | 0 | 0
2033-12-07 19:00 | 2033 | 12 | 0 | 0 | 0
2033-12-07 20:00 | 2033 | 12 | 0 | 0 | 0
2033-12-07 21:00 | 2033 | 12 | 0 | 0 | 0
2033-12-07 22:00 | 2033 | 12 | 0 | 0 | 0
2033-12-07 23:00 | 2033 | 12 | 0 | 0 | 0
2033-12-08 | 2033 | 12 | 0 | 0 | 0
2033-12-08 01:00 | 2033 | 12 | 0 | 0 | 0
2033-12-08 02:00 | 2033 | 12 | 0 | 0 | 0
2033-12-08 03:00 | 2033 | 12 | 0 | 0 | 0
2033-12-08 04:00 | 2033 | 12 | 0 | 0 | 0
2033-12-08 05:00 | 2033 | 12 | 0 | 0 | 0
2033-12-08 06:00 | 2033 | 12 | 0 | 0 | 0
2033-12-08 07:00 | 2033 | 12 | 0 | 0 | 0
2033-12-08 08:00 | 2033 | 12 | 0 | 0 | 0
2033-12-08 09:00 | 2033 | 12 | 0 | 0 | 0
2033-12-08 10:00 | 2033 | 12 | 0 | 0 | 0
2033-12-08 11:00 | 2033 | 12 | 0 | 0 | 0
2033-12-08 12:00 | 2033 | 12 | 0 | 0 | 0
2033-12-08 13:00 | 2033 | 12 | 0 | 0 | 0
2033-12-08 14:00 | 2033 | 12 | 0 | 0 | 0
2033-12-08 15:00 | 2033 | 12 | 0 | 0 | 0
2033-12-08 16:00 | 2033 | 12 | 0 | 0 | 0
2033-12-08 17:00 | 2033 | 12 | 0 | 0 | 0
2033-12-08 18:00 | 2033 | 12 | 0 | 0 | 0
2033-12-08 19:00 | 2033 | 12 | 0 | 0 | 0
2033-12-08 20:00 | 2033 | 12 | 0 | 0 | 0
2033-12-08 21:00 | 2033 | 12 | 0 | 0 | 0
2033-12-08 22:00 | 2033 | 12 | 0 | 0 | 0
2033-12-08 23:00 | 2033 | 12 | 0 | 0 | 0
2033-12-09 | 2033 | 12 | 0 | 0 | 0
2033-12-09 01:00 | 2033 | 12 | 0 | 0 | 0
2033-12-09 02:00 | 2033 | 12 | 0 | 0 | 0
2033-12-09 03:00 | 2033 | 12 | 0 | 0 | 0
2033-12-09 04:00 | 2033 | 12 | 0 | 0 | 0
2033-12-09 05:00 | 2033 | 12 | 0 | 0 | 0
2033-12-09 06:00 | 2033 | 12 | 0 | 0 | 0
2033-12-09 07:00 | 2033 | 12 | 0 | 0 | 0
2033-12-09 08:00 | 2033 | 12 | 0 | 0 | 0
2033-12-09 09:00 | 2033 | 12 | 0 | 0 | 0
2033-12-09 10:00 | 2033 | 12 | 0 | 0 | 0
2033-12-09 11:00 | 2033 | 12 | 0 | 0 | 0
2033-12-09 12:00 | 2033 | 12 | 0 | 0 | 0
2033-12-09 13:00 | 2033 | 12 | 0 | 0 | 0
2033-12-09 14:00 | 2033 | 12 | 0 | 0 | 0
2033-12-09 15:00 | 2033 | 12 | 0 | 0 | 0
2033-12-09 16:00 | 2033 | 12 | 0 | 0 | 0
2033-12-09 17:00 | 2033 | 12 | 0 | 0 | 0
2033-12-09 18:00 | 2033 | 12 | 0 | 0 | 0
2033-12-09 19:00 | 2033 | 12 | 0 | 0 | 0
2033-12-09 20:00 | 2033 | 12 | 0 | 0 | 0
2033-12-09 21:00 | 2033 | 12 | 0 | 0 | 0
2033-12-09 22:00 | 2033 | 12 | 0 | 0 | 0
2033-12-09 23:00 | 2033 | 12 | 0 | 0 | 0
2033-12-10 | 2033 | 12 | 0 | 0 | 0
2033-12-10 01:00 | 2033 | 12 | 0 | 0 | 0
2033-12-10 02:00 | 2033 | 12 | 0 | 0 | 0
2033-12-10 03:00 | 2033 | 12 | 0 | 0 | 0
2033-12-10 04:00 | 2033 | 12 | 0 | 0 | 0
2033-12-10 05:00 | 2033 | 12 | 0 | 0 | 0
2033-12-10 06:00 | 2033 | 12 | 0 | 0 | 0
2033-12-10 07:00 | 2033 | 12 | 0 | 0 | 0
2033-12-10 08:00 | 2033 | 12 | 0 | 0 | 0
2033-12-10 09:00 | 2033 | 12 | 0 | 0 | 0
2033-12-10 10:00 | 2033 | 12 | 0 | 0 | 0
2033-12-10 11:00 | 2033 | 12 | 0 | 0 | 0
2033-12-10 12:00 | 2033 | 12 | 0 | 0 | 0
2033-12-10 13:00 | 2033 | 12 | 0 | 0 | 0
2033-12-10 14:00 | 2033 | 12 | 0 | 0 | 0
2033-12-10 15:00 | 2033 | 12 | 0 | 0 | 0
2033-12-10 16:00 | 2033 | 12 | 0 | 0 | 0
2033-12-10 17:00 | 2033 | 12 | 0 | 0 | 0
2033-12-10 18:00 | 2033 | 12 | 0 | 0 | 0
2033-12-10 19:00 | 2033 | 12 | 0 | 0 | 0
2033-12-10 20:00 | 2033 | 12 | 0 | 0 | 0
2033-12-10 21:00 | 2033 | 12 | 0 | 0 | 0
2033-12-10 22:00 | 2033 | 12 | 0 | 0 | 0
2033-12-10 23:00 | 2033 | 12 | 0 | 0 | 0
2033-12-11 | 2033 | 12 | 0 | 0 | 0
2033-12-11 01:00 | 2033 | 12 | 0 | 0 | 0
2033-12-11 02:00 | 2033 | 12 | 0 | 0 | 0
2033-12-11 03:00 | 2033 | 12 | 0 | 0 | 0
2033-12-11 04:00 | 2033 | 12 | 0 | 0 | 0
2033-12-11 05:00 | 2033 | 12 | 0 | 0 | 0
2033-12-11 06:00 | 2033 | 12 | 0 | 0 | 0
2033-12-11 07:00 | 2033 | 12 | 0 | 0 | 0
2033-12-11 08:00 | 2033 | 12 | 0 | 0 | 0
2033-12-11 09:00 | 2033 | 12 | 0 | 0 | 0
2033-12-11 10:00 | 2033 | 12 | 0 | 0 | 0
2033-12-11 11:00 | 2033 | 12 | 0 | 0 | 0
2033-12-11 12:00 | 2033 | 12 | 0 | 0 | 0
2033-12-11 13:00 | 2033 | 12 | 0 | 0 | 0
2033-12-11 14:00 | 2033 | 12 | 0 | 0 | 0
2033-12-11 15:00 | 2033 | 12 | 0 | 0 | 0
2033-12-11 16:00 | 2033 | 12 | 0 | 0 | 0
2033-12-11 17:00 | 2033 | 12 | 0 | 0 | 0
2033-12-11 18:00 | 2033 | 12 | 0 | 0 | 0
2033-12-11 19:00 | 2033 | 12 | 0 | 0 | 0
2033-12-11 20:00 | 2033 | 12 | 0 | 0 | 0
2033-12-11 21:00 | 2033 | 12 | 0 | 0 | 0
2033-12-11 22:00 | 2033 | 12 | 0 | 0 | 0
2033-12-11 23:00 | 2033 | 12 | 0 | 0 | 0
2033-12-12 | 2033 | 12 | 0 | 0 | 0
2033-12-12 01:00 | 2033 | 12 | 0 | 0 | 0
2033-12-12 02:00 | 2033 | 12 | 0 | 0 | 0
2033-12-12 03:00 | 2033 | 12 | 0 | 0 | 0
2033-12-12 04:00 | 2033 | 12 | 0 | 0 | 0
2033-12-12 05:00 | 2033 | 12 | 0 | 0 | 0
2033-12-12 06:00 | 2033 | 12 | 0 | 0 | 0
2033-12-12 07:00 | 2033 | 12 | 0 | 0 | 0
2033-12-12 08:00 | 2033 | 12 | 0 | 0 | 0
2033-12-12 09:00 | 2033 | 12 | 0 | 0 | 0
2033-12-12 10:00 | 2033 | 12 | 0 | 0 | 0
2033-12-12 11:00 | 2033 | 12 | 0 | 0 | 0
2033-12-12 12:00 | 2033 | 12 | 0 | 0 | 0
2033-12-12 13:00 | 2033 | 12 | 0 | 0 | 0
2033-12-12 14:00 | 2033 | 12 | 0 | 0 | 0
2033-12-12 15:00 | 2033 | 12 | 0 | 0 | 0
2033-12-12 16:00 | 2033 | 12 | 0 | 0 | 0
2033-12-12 17:00 | 2033 | 12 | 0 | 0 | 0
2033-12-12 18:00 | 2033 | 12 | 0 | 0 | 0
2033-12-12 19:00 | 2033 | 12 | 0 | 0 | 0
2033-12-12 20:00 | 2033 | 12 | 0 | 0 | 0
2033-12-12 21:00 | 2033 | 12 | 0 | 0 | 0
2033-12-12 22:00 | 2033 | 12 | 0 | 0 | 0
2033-12-12 23:00 | 2033 | 12 | 0 | 0 | 0
2033-12-13 | 2033 | 12 | 0 | 0 | 0
2033-12-13 01:00 | 2033 | 12 | 0 | 0 | 0
2033-12-13 02:00 | 2033 | 12 | 0 | 0 | 0
2033-12-13 03:00 | 2033 | 12 | 0 | 0 | 0
2033-12-13 04:00 | 2033 | 12 | 0 | 0 | 0
2033-12-13 05:00 | 2033 | 12 | 0 | 0 | 0
2033-12-13 06:00 | 2033 | 12 | 0 | 0 | 0
2033-12-13 07:00 | 2033 | 12 | 0 | 0 | 0
2033-12-13 08:00 | 2033 | 12 | 0 | 0 | 0
2033-12-13 09:00 | 2033 | 12 | 0 | 0 | 0
2033-12-13 10:00 | 2033 | 12 | 0 | 0 | 0
2033-12-13 11:00 | 2033 | 12 | 0 | 0 | 0
2033-12-13 12:00 | 2033 | 12 | 0 | 0 | 0
2033-12-13 13:00 | 2033 | 12 | 0 | 0 | 0
2033-12-13 14:00 | 2033 | 12 | 0 | 0 | 0
2033-12-13 15:00 | 2033 | 12 | 0 | 0 | 0
2033-12-13 16:00 | 2033 | 12 | 0 | 0 | 0
2033-12-13 17:00 | 2033 | 12 | 0 | 0 | 0
2033-12-13 18:00 | 2033 | 12 | 0 | 0 | 0
2033-12-13 19:00 | 2033 | 12 | 0 | 0 | 0
2033-12-13 20:00 | 2033 | 12 | 0 | 0 | 0
2033-12-13 21:00 | 2033 | 12 | 0 | 0 | 0
2033-12-13 22:00 | 2033 | 12 | 0 | 0 | 0
2033-12-13 23:00 | 2033 | 12 | 0 | 0 | 0
2033-12-14 | 2033 | 12 | 0 | 0 | 0
2033-12-14 01:00 | 2033 | 12 | 0 | 0 | 0
2033-12-14 02:00 | 2033 | 12 | 0 | 0 | 0
2033-12-14 03:00 | 2033 | 12 | 0 | 0 | 0
2033-12-14 04:00 | 2033 | 12 | 0 | 0 | 0
2033-12-14 05:00 | 2033 | 12 | 0 | 0 | 0
2033-12-14 06:00 | 2033 | 12 | 0 | 0 | 0
2033-12-14 07:00 | 2033 | 12 | 0 | 0 | 0
2033-12-14 08:00 | 2033 | 12 | 0 | 0 | 0
2033-12-14 09:00 | 2033 | 12 | 0 | 0 | 0
2033-12-14 10:00 | 2033 | 12 | 0 | 0 | 0
2033-12-14 11:00 | 2033 | 12 | 0 | 0 | 0
2033-12-14 12:00 | 2033 | 12 | 0 | 0 | 0
2033-12-14 13:00 | 2033 | 12 | 0 | 0 | 0
2033-12-14 14:00 | 2033 | 12 | 0 | 0 | 0
2033-12-14 15:00 | 2033 | 12 | 0 | 0 | 0
2033-12-14 16:00 | 2033 | 12 | 0 | 0 | 0
2033-12-14 17:00 | 2033 | 12 | 0 | 0 | 0
2033-12-14 18:00 | 2033 | 12 | 0 | 0 | 0
2033-12-14 19:00 | 2033 | 12 | 0 | 0 | 0
2033-12-14 20:00 | 2033 | 12 | 0 | 0 | 0
2033-12-14 21:00 | 2033 | 12 | 0 | 0 | 0
2033-12-14 22:00 | 2033 | 12 | 0 | 0 | 0
2033-12-14 23:00 | 2033 | 12 | 0 | 0 | 0
2033-12-15 | 2033 | 12 | 0 | 0 | 0
2033-12-15 01:00 | 2033 | 12 | 0 | 0 | 0
2033-12-15 02:00 | 2033 | 12 | 0 | 0 | 0
2033-12-15 03:00 | 2033 | 12 | 0 | 0 | 0
2033-12-15 04:00 | 2033 | 12 | 0 | 0 | 0
2033-12-15 05:00 | 2033 | 12 | 0 | 0 | 0
2033-12-15 06:00 | 2033 | 12 | 0 | 0 | 0
2033-12-15 07:00 | 2033 | 12 | 0 | 0 | 0
2033-12-15 08:00 | 2033 | 12 | 0 | 0 | 0
2033-12-15 09:00 | 2033 | 12 | 0 | 0 | 0
2033-12-15 10:00 | 2033 | 12 | 0 | 0 | 0
2033-12-15 11:00 | 2033 | 12 | 0 | 0 | 0
2033-12-15 12:00 | 2033 | 12 | 0 | 0 | 0
2033-12-15 13:00 | 2033 | 12 | 0 | 0 | 0
2033-12-15 14:00 | 2033 | 12 | 0 | 0 | 0
2033-12-15 15:00 | 2033 | 12 | 0 | 0 | 0
2033-12-15 16:00 | 2033 | 12 | 0 | 0 | 0
2033-12-15 17:00 | 2033 | 12 | 0 | 0 | 0
2033-12-15 18:00 | 2033 | 12 | 0 | 0 | 0
2033-12-15 19:00 | 2033 | 12 | 0 | 0 | 0
2033-12-15 20:00 | 2033 | 12 | 0 | 0 | 0
2033-12-15 21:00 | 2033 | 12 | 0 | 0 | 0
2033-12-15 22:00 | 2033 | 12 | 0 | 0 | 0
2033-12-15 23:00 | 2033 | 12 | 0 | 0 | 0
2033-12-16 | 2033 | 12 | 0 | 0 | 0
2033-12-16 01:00 | 2033 | 12 | 0 | 0 | 0
2033-12-16 02:00 | 2033 | 12 | 0 | 0 | 0
2033-12-16 03:00 | 2033 | 12 | 0 | 0 | 0
2033-12-16 04:00 | 2033 | 12 | 0 | 0 | 0
2033-12-16 05:00 | 2033 | 12 | 0 | 0 | 0
2033-12-16 06:00 | 2033 | 12 | 0 | 0 | 0
2033-12-16 07:00 | 2033 | 12 | 0 | 0 | 0
2033-12-16 08:00 | 2033 | 12 | 0 | 0 | 0
2033-12-16 09:00 | 2033 | 12 | 0 | 0 | 0
2033-12-16 10:00 | 2033 | 12 | 0 | 0 | 0
2033-12-16 11:00 | 2033 | 12 | 0 | 0 | 0
2033-12-16 12:00 | 2033 | 12 | 0 | 0 | 0
2033-12-16 13:00 | 2033 | 12 | 0 | 0 | 0
2033-12-16 14:00 | 2033 | 12 | 0 | 0 | 0
2033-12-16 15:00 | 2033 | 12 | 0 | 0 | 0
2033-12-16 16:00 | 2033 | 12 | 0 | 0 | 0
2033-12-16 17:00 | 2033 | 12 | 0 | 0 | 0
2033-12-16 18:00 | 2033 | 12 | 0 | 0 | 0
2033-12-16 19:00 | 2033 | 12 | 0 | 0 | 0
2033-12-16 20:00 | 2033 | 12 | 0 | 0 | 0
2033-12-16 21:00 | 2033 | 12 | 0 | 0 | 0
2033-12-16 22:00 | 2033 | 12 | 0 | 0 | 0
2033-12-16 23:00 | 2033 | 12 | 0 | 0 | 0
2033-12-17 | 2033 | 12 | 0 | 0 | 0
2033-12-17 01:00 | 2033 | 12 | 0 | 0 | 0
2033-12-17 02:00 | 2033 | 12 | 0 | 0 | 0
2033-12-17 03:00 | 2033 | 12 | 0 | 0 | 0
2033-12-17 04:00 | 2033 | 12 | 0 | 0 | 0
2033-12-17 05:00 | 2033 | 12 | 0 | 0 | 0
2033-12-17 06:00 | 2033 | 12 | 0 | 0 | 0
2033-12-17 07:00 | 2033 | 12 | 0 | 0 | 0
2033-12-17 08:00 | 2033 | 12 | 0 | 0 | 0
2033-12-17 09:00 | 2033 | 12 | 0 | 0 | 0
2033-12-17 10:00 | 2033 | 12 | 0 | 0 | 0
2033-12-17 11:00 | 2033 | 12 | 0 | 0 | 0
2033-12-17 12:00 | 2033 | 12 | 0 | 0 | 0
2033-12-17 13:00 | 2033 | 12 | 0 | 0 | 0
2033-12-17 14:00 | 2033 | 12 | 0 | 0 | 0
2033-12-17 15:00 | 2033 | 12 | 0 | 0 | 0
2033-12-17 16:00 | 2033 | 12 | 0 | 0 | 0
2033-12-17 17:00 | 2033 | 12 | 0 | 0 | 0
2033-12-17 18:00 | 2033 | 12 | 0 | 0 | 0
2033-12-17 19:00 | 2033 | 12 | 0 | 0 | 0
2033-12-17 20:00 | 2033 | 12 | 0 | 0 | 0
2033-12-17 21:00 | 2033 | 12 | 0 | 0 | 0
2033-12-17 22:00 | 2033 | 12 | 0 | 0 | 0
2033-12-17 23:00 | 2033 | 12 | 0 | 0 | 0
2033-12-18 | 2033 | 12 | 0 | 0 | 0
2033-12-18 01:00 | 2033 | 12 | 0 | 0 | 0
2033-12-18 02:00 | 2033 | 12 | 0 | 0 | 0
2033-12-18 03:00 | 2033 | 12 | 0 | 0 | 0
2033-12-18 04:00 | 2033 | 12 | 0 | 0 | 0
2033-12-18 05:00 | 2033 | 12 | 0 | 0 | 0
2033-12-18 06:00 | 2033 | 12 | 0 | 0 | 0
2033-12-18 07:00 | 2033 | 12 | 0 | 0 | 0
2033-12-18 08:00 | 2033 | 12 | 0 | 0 | 0
2033-12-18 09:00 | 2033 | 12 | 0 | 0 | 0
2033-12-18 10:00 | 2033 | 12 | 0 | 0 | 0
2033-12-18 11:00 | 2033 | 12 | 0 | 0 | 0
2033-12-18 12:00 | 2033 | 12 | 0 | 0 | 0
2033-12-18 13:00 | 2033 | 12 | 0 | 0 | 0
2033-12-18 14:00 | 2033 | 12 | 0 | 0 | 0
2033-12-18 15:00 | 2033 | 12 | 0 | 0 | 0
2033-12-18 16:00 | 2033 | 12 | 0 | 0 | 0
2033-12-18 17:00 | 2033 | 12 | 0 | 0 | 0
2033-12-18 18:00 | 2033 | 12 | 0 | 0 | 0
2033-12-18 19:00 | 2033 | 12 | 0 | 0 | 0
2033-12-18 20:00 | 2033 | 12 | 0 | 0 | 0
2033-12-18 21:00 | 2033 | 12 | 0 | 0 | 0
2033-12-18 22:00 | 2033 | 12 | 0 | 0 | 0
2033-12-18 23:00 | 2033 | 12 | 0 | 0 | 0
2033-12-19 | 2033 | 12 | 0 | 0 | 0
2033-12-19 01:00 | 2033 | 12 | 0 | 0 | 0
2033-12-19 02:00 | 2033 | 12 | 0 | 0 | 0
2033-12-19 03:00 | 2033 | 12 | 0 | 0 | 0
2033-12-19 04:00 | 2033 | 12 | 0 | 0 | 0
2033-12-19 05:00 | 2033 | 12 | 0 | 0 | 0
2033-12-19 06:00 | 2033 | 12 | 0 | 0 | 0
2033-12-19 07:00 | 2033 | 12 | 0 | 0 | 0
2033-12-19 08:00 | 2033 | 12 | 0 | 0 | 0
2033-12-19 09:00 | 2033 | 12 | 0 | 0 | 0
2033-12-19 10:00 | 2033 | 12 | 0 | 0 | 0
2033-12-19 11:00 | 2033 | 12 | 0 | 0 | 0
2033-12-19 12:00 | 2033 | 12 | 0 | 0 | 0
2033-12-19 13:00 | 2033 | 12 | 0 | 0 | 0
2033-12-19 14:00 | 2033 | 12 | 0 | 0 | 0
2033-12-19 15:00 | 2033 | 12 | 0 | 0 | 0
2033-12-19 16:00 | 2033 | 12 | 0 | 0 | 0
2033-12-19 17:00 | 2033 | 12 | 0 | 0 | 0
2033-12-19 18:00 | 2033 | 12 | 0 | 0 | 0
2033-12-19 19:00 | 2033 | 12 | 0 | 0 | 0
2033-12-19 20:00 | 2033 | 12 | 0 | 0 | 0
2033-12-19 21:00 | 2033 | 12 | 0 | 0 | 0
2033-12-19 22:00 | 2033 | 12 | 0 | 0 | 0
2033-12-19 23:00 | 2033 | 12 | 0 | 0 | 0
2033-12-20 | 2033 | 12 | 0 | 0 | 0
2033-12-20 01:00 | 2033 | 12 | 0 | 0 | 0
2033-12-20 02:00 | 2033 | 12 | 0 | 0 | 0
2033-12-20 03:00 | 2033 | 12 | 0 | 0 | 0
2033-12-20 04:00 | 2033 | 12 | 0 | 0 | 0
2033-12-20 05:00 | 2033 | 12 | 0 | 0 | 0
2033-12-20 06:00 | 2033 | 12 | 0 | 0 | 0
2033-12-20 07:00 | 2033 | 12 | 0 | 0 | 0
2033-12-20 08:00 | 2033 | 12 | 0 | 0 | 0
2033-12-20 09:00 | 2033 | 12 | 0 | 0 | 0
2033-12-20 10:00 | 2033 | 12 | 0 | 0 | 0
2033-12-20 11:00 | 2033 | 12 | 0 | 0 | 0
2033-12-20 12:00 | 2033 | 12 | 0 | 0 | 0
2033-12-20 13:00 | 2033 | 12 | 0 | 0 | 0
2033-12-20 14:00 | 2033 | 12 | 0 | 0 | 0
2033-12-20 15:00 | 2033 | 12 | 0 | 0 | 0
2033-12-20 16:00 | 2033 | 12 | 0 | 0 | 0
2033-12-20 17:00 | 2033 | 12 | 0 | 0 | 0
2033-12-20 18:00 | 2033 | 12 | 0 | 0 | 0
2033-12-20 19:00 | 2033 | 12 | 0 | 0 | 0
2033-12-20 20:00 | 2033 | 12 | 0 | 0 | 0
2033-12-20 21:00 | 2033 | 12 | 0 | 0 | 0
2033-12-20 22:00 | 2033 | 12 | 0 | 0 | 0
2033-12-20 23:00 | 2033 | 12 | 0 | 0 | 0
2033-12-21 | 2033 | 12 | 0 | 0 | 0
2033-12-21 01:00 | 2033 | 12 | 0 | 0 | 0
2033-12-21 02:00 | 2033 | 12 | 0 | 0 | 0
2033-12-21 03:00 | 2033 | 12 | 0 | 0 | 0
2033-12-21 04:00 | 2033 | 12 | 0 | 0 | 0
2033-12-21 05:00 | 2033 | 12 | 0 | 0 | 0
2033-12-21 06:00 | 2033 | 12 | 0 | 0 | 0
2033-12-21 07:00 | 2033 | 12 | 0 | 0 | 0
2033-12-21 08:00 | 2033 | 12 | 0 | 0 | 0
2033-12-21 09:00 | 2033 | 12 | 0 | 0 | 0
2033-12-21 10:00 | 2033 | 12 | 0 | 0 | 0
2033-12-21 11:00 | 2033 | 12 | 0 | 0 | 0
2033-12-21 12:00 | 2033 | 12 | 0 | 0 | 0
2033-12-21 13:00 | 2033 | 12 | 0 | 0 | 0
2033-12-21 14:00 | 2033 | 12 | 0 | 0 | 0
2033-12-21 15:00 | 2033 | 12 | 0 | 0 | 0
2033-12-21 16:00 | 2033 | 12 | 0 | 0 | 0
2033-12-21 17:00 | 2033 | 12 | 0 | 0 | 0
2033-12-21 18:00 | 2033 | 12 | 0 | 0 | 0
2033-12-21 19:00 | 2033 | 12 | 0 | 0 | 0
2033-12-21 20:00 | 2033 | 12 | 0 | 0 | 0
2033-12-21 21:00 | 2033 | 12 | 0 | 0 | 0
2033-12-21 22:00 | 2033 | 12 | 0 | 0 | 0
2033-12-21 23:00 | 2033 | 12 | 0 | 0 | 0
2033-12-22 | 2033 | 12 | 0 | 0 | 0
2033-12-22 01:00 | 2033 | 12 | 0 | 0 | 0
2033-12-22 02:00 | 2033 | 12 | 0 | 0 | 0
2033-12-22 03:00 | 2033 | 12 | 0 | 0 | 0
2033-12-22 04:00 | 2033 | 12 | 0 | 0 | 0
2033-12-22 05:00 | 2033 | 12 | 0 | 0 | 0
2033-12-22 06:00 | 2033 | 12 | 0 | 0 | 0
2033-12-22 07:00 | 2033 | 12 | 0 | 0 | 0
2033-12-22 08:00 | 2033 | 12 | 0 | 0 | 0
2033-12-22 09:00 | 2033 | 12 | 0 | 0 | 0
2033-12-22 10:00 | 2033 | 12 | 0 | 0 | 0
2033-12-22 11:00 | 2033 | 12 | 0 | 0 | 0
2033-12-22 12:00 | 2033 | 12 | 0 | 0 | 0
2033-12-22 13:00 | 2033 | 12 | 0 | 0 | 0
2033-12-22 14:00 | 2033 | 12 | 0 | 0 | 0
2033-12-22 15:00 | 2033 | 12 | 0 | 0 | 0
2033-12-22 16:00 | 2033 | 12 | 0 | 0 | 0
2033-12-22 17:00 | 2033 | 12 | 0 | 0 | 0
2033-12-22 18:00 | 2033 | 12 | 0 | 0 | 0
2033-12-22 19:00 | 2033 | 12 | 0 | 0 | 0
2033-12-22 20:00 | 2033 | 12 | 0 | 0 | 0
2033-12-22 21:00 | 2033 | 12 | 0 | 0 | 0
2033-12-22 22:00 | 2033 | 12 | 0 | 0 | 0
2033-12-22 23:00 | 2033 | 12 | 0 | 0 | 0
2033-12-23 | 2033 | 12 | 0 | 0 | 0
2033-12-23 01:00 | 2033 | 12 | 0 | 0 | 0
2033-12-23 02:00 | 2033 | 12 | 0 | 0 | 0
2033-12-23 03:00 | 2033 | 12 | 0 | 0 | 0
2033-12-23 04:00 | 2033 | 12 | 0 | 0 | 0
2033-12-23 05:00 | 2033 | 12 | 0 | 0 | 0
2033-12-23 06:00 | 2033 | 12 | 0 | 0 | 0
2033-12-23 07:00 | 2033 | 12 | 0 | 0 | 0
2033-12-23 08:00 | 2033 | 12 | 0 | 0 | 0
2033-12-23 09:00 | 2033 | 12 | 0 | 0 | 0
2033-12-23 10:00 | 2033 | 12 | 0 | 0 | 0
2033-12-23 11:00 | 2033 | 12 | 0 | 0 | 0
2033-12-23 12:00 | 2033 | 12 | 0 | 0 | 0
2033-12-23 13:00 | 2033 | 12 | 0 | 0 | 0
2033-12-23 14:00 | 2033 | 12 | 0 | 0 | 0
2033-12-23 15:00 | 2033 | 12 | 0 | 0 | 0
2033-12-23 16:00 | 2033 | 12 | 0 | 0 | 0
2033-12-23 17:00 | 2033 | 12 | 0 | 0 | 0
2033-12-23 18:00 | 2033 | 12 | 0 | 0 | 0
2033-12-23 19:00 | 2033 | 12 | 0 | 0 | 0
2033-12-23 20:00 | 2033 | 12 | 0 | 0 | 0
2033-12-23 21:00 | 2033 | 12 | 0 | 0 | 0
2033-12-23 22:00 | 2033 | 12 | 0 | 0 | 0
2033-12-23 23:00 | 2033 | 12 | 0 | 0 | 0
2033-12-24 | 2033 | 12 | 0 | 0 | 0
2033-12-24 01:00 | 2033 | 12 | 0 | 0 | 0
2033-12-24 02:00 | 2033 | 12 | 0 | 0 | 0
2033-12-24 03:00 | 2033 | 12 | 0 | 0 | 0
2033-12-24 04:00 | 2033 | 12 | 0 | 0 | 0
2033-12-24 05:00 | 2033 | 12 | 0 | 0 | 0
2033-12-24 06:00 | 2033 | 12 | 0 | 0 | 0
2033-12-24 07:00 | 2033 | 12 | 0 | 0 | 0
2033-12-24 08:00 | 2033 | 12 | 0 | 0 | 0
2033-12-24 09:00 | 2033 | 12 | 0 | 0 | 0
2033-12-24 10:00 | 2033 | 12 | 0 | 0 | 0
2033-12-24 11:00 | 2033 | 12 | 0 | 0 | 0
2033-12-24 12:00 | 2033 | 12 | 0 | 0 | 0
2033-12-24 13:00 | 2033 | 12 | 0 | 0 | 0
2033-12-24 14:00 | 2033 | 12 | 0 | 0 | 0
2033-12-24 15:00 | 2033 | 12 | 0 | 0 | 0
2033-12-24 16:00 | 2033 | 12 | 0 | 0 | 0
2033-12-24 17:00 | 2033 | 12 | 0 | 0 | 0
2033-12-24 18:00 | 2033 | 12 | 0 | 0 | 0
2033-12-24 19:00 | 2033 | 12 | 0 | 0 | 0
2033-12-24 20:00 | 2033 | 12 | 0 | 0 | 0
2033-12-24 21:00 | 2033 | 12 | 0 | 0 | 0
2033-12-24 22:00 | 2033 | 12 | 0 | 0 | 0
2033-12-24 23:00 | 2033 | 12 | 0 | 0 | 0
2033-12-25 | 2033 | 12 | 0 | 0 | 0
2033-12-25 01:00 | 2033 | 12 | 0 | 0 | 0
2033-12-25 02:00 | 2033 | 12 | 0 | 0 | 0
2033-12-25 03:00 | 2033 | 12 | 0 | 0 | 0
2033-12-25 04:00 | 2033 | 12 | 0 | 0 | 0
2033-12-25 05:00 | 2033 | 12 | 0 | 0 | 0
2033-12-25 06:00 | 2033 | 12 | 0 | 0 | 0
2033-12-25 07:00 | 2033 | 12 | 0 | 0 | 0
2033-12-25 08:00 | 2033 | 12 | 0 | 0 | 0
2033-12-25 09:00 | 2033 | 12 | 0 | 0 | 0
2033-12-25 10:00 | 2033 | 12 | 0 | 0 | 0
2033-12-25 11:00 | 2033 | 12 | 0 | 0 | 0
2033-12-25 12:00 | 2033 | 12 | 0 | 0 | 0
2033-12-25 13:00 | 2033 | 12 | 0 | 0 | 0
2033-12-25 14:00 | 2033 | 12 | 0 | 0 | 0
2033-12-25 15:00 | 2033 | 12 | 0 | 0 | 0
2033-12-25 16:00 | 2033 | 12 | 0 | 0 | 0
2033-12-25 17:00 | 2033 | 12 | 0 | 0 | 0
2033-12-25 18:00 | 2033 | 12 | 0 | 0 | 0
2033-12-25 19:00 | 2033 | 12 | 0 | 0 | 0
2033-12-25 20:00 | 2033 | 12 | 0 | 0 | 0
2033-12-25 21:00 | 2033 | 12 | 0 | 0 | 0
2033-12-25 22:00 | 2033 | 12 | 0 | 0 | 0
2033-12-25 23:00 | 2033 | 12 | 0 | 0 | 0
2033-12-26 | 2033 | 12 | 0 | 0 | 0
2033-12-26 01:00 | 2033 | 12 | 0 | 0 | 0
2033-12-26 02:00 | 2033 | 12 | 0 | 0 | 0
2033-12-26 03:00 | 2033 | 12 | 0 | 0 | 0
2033-12-26 04:00 | 2033 | 12 | 0 | 0 | 0
2033-12-26 05:00 | 2033 | 12 | 0 | 0 | 0
2033-12-26 06:00 | 2033 | 12 | 0 | 0 | 0
2033-12-26 07:00 | 2033 | 12 | 0 | 0 | 0
2033-12-26 08:00 | 2033 | 12 | 0 | 0 | 0
2033-12-26 09:00 | 2033 | 12 | 0 | 0 | 0
2033-12-26 10:00 | 2033 | 12 | 0 | 0 | 0
2033-12-26 11:00 | 2033 | 12 | 0 | 0 | 0
2033-12-26 12:00 | 2033 | 12 | 0 | 0 | 0
2033-12-26 13:00 | 2033 | 12 | 0 | 0 | 0
2033-12-26 14:00 | 2033 | 12 | 0 | 0 | 0
2033-12-26 15:00 | 2033 | 12 | 0 | 0 | 0
2033-12-26 16:00 | 2033 | 12 | 0 | 0 | 0
2033-12-26 17:00 | 2033 | 12 | 0 | 0 | 0
2033-12-26 18:00 | 2033 | 12 | 0 | 0 | 0
2033-12-26 19:00 | 2033 | 12 | 0 | 0 | 0
2033-12-26 20:00 | 2033 | 12 | 0 | 0 | 0
2033-12-26 21:00 | 2033 | 12 | 0 | 0 | 0
2033-12-26 22:00 | 2033 | 12 | 0 | 0 | 0
2033-12-26 23:00 | 2033 | 12 | 0 | 0 | 0
2033-12-27 | 2033 | 12 | 0 | 0 | 0
2033-12-27 01:00 | 2033 | 12 | 0 | 0 | 0
2033-12-27 02:00 | 2033 | 12 | 0 | 0 | 0
2033-12-27 03:00 | 2033 | 12 | 0 | 0 | 0
2033-12-27 04:00 | 2033 | 12 | 0 | 0 | 0
2033-12-27 05:00 | 2033 | 12 | 0 | 0 | 0
2033-12-27 06:00 | 2033 | 12 | 0 | 0 | 0
2033-12-27 07:00 | 2033 | 12 | 0 | 0 | 0
2033-12-27 08:00 | 2033 | 12 | 0 | 0 | 0
2033-12-27 09:00 | 2033 | 12 | 0 | 0 | 0
2033-12-27 10:00 | 2033 | 12 | 0 | 0 | 0
2033-12-27 11:00 | 2033 | 12 | 0 | 0 | 0
2033-12-27 12:00 | 2033 | 12 | 0 | 0 | 0
2033-12-27 13:00 | 2033 | 12 | 0 | 0 | 0
2033-12-27 14:00 | 2033 | 12 | 0 | 0 | 0
2033-12-27 15:00 | 2033 | 12 | 0 | 0 | 0
2033-12-27 16:00 | 2033 | 12 | 0 | 0 | 0
2033-12-27 17:00 | 2033 | 12 | 0 | 0 | 0
2033-12-27 18:00 | 2033 | 12 | 0 | 0 | 0
2033-12-27 19:00 | 2033 | 12 | 0 | 0 | 0
2033-12-27 20:00 | 2033 | 12 | 0 | 0 | 0
2033-12-27 21:00 | 2033 | 12 | 0 | 0 | 0
2033-12-27 22:00 | 2033 | 12 | 0 | 0 | 0
2033-12-27 23:00 | 2033 | 12 | 0 | 0 | 0
2033-12-28 | 2033 | 12 | 0 | 0 | 0
2033-12-28 01:00 | 2033 | 12 | 0 | 0 | 0
2033-12-28 02:00 | 2033 | 12 | 0 | 0 | 0
2033-12-28 03:00 | 2033 | 12 | 0 | 0 | 0
2033-12-28 04:00 | 2033 | 12 | 0 | 0 | 0
2033-12-28 05:00 | 2033 | 12 | 0 | 0 | 0
2033-12-28 06:00 | 2033 | 12 | 0 | 0 | 0
2033-12-28 07:00 | 2033 | 12 | 0 | 0 | 0
2033-12-28 08:00 | 2033 | 12 | 0 | 0 | 0
2033-12-28 09:00 | 2033 | 12 | 0 | 0 | 0
2033-12-28 10:00 | 2033 | 12 | 0 | 0 | 0
2033-12-28 11:00 | 2033 | 12 | 0 | 0 | 0
2033-12-28 12:00 | 2033 | 12 | 0 | 0 | 0
2033-12-28 13:00 | 2033 | 12 | 0 | 0 | 0
2033-12-28 14:00 | 2033 | 12 | 0 | 0 | 0
2033-12-28 15:00 | 2033 | 12 | 0 | 0 | 0
2033-12-28 16:00 | 2033 | 12 | 0 | 0 | 0
2033-12-28 17:00 | 2033 | 12 | 0 | 0 | 0
2033-12-28 18:00 | 2033 | 12 | 0 | 0 | 0
2033-12-28 19:00 | 2033 | 12 | 0 | 0 | 0
2033-12-28 20:00 | 2033 | 12 | 0 | 0 | 0
2033-12-28 21:00 | 2033 | 12 | 0 | 0 | 0
2033-12-28 22:00 | 2033 | 12 | 0 | 0 | 0
2033-12-28 23:00 | 2033 | 12 | 0 | 0 | 0
2033-12-29 | 2033 | 12 | 0 | 0 | 0
2033-12-29 01:00 | 2033 | 12 | 0 | 0 | 0
2033-12-29 02:00 | 2033 | 12 | 0 | 0 | 0
2033-12-29 03:00 | 2033 | 12 | 0 | 0 | 0
2033-12-29 04:00 | 2033 | 12 | 0 | 0 | 0
2033-12-29 05:00 | 2033 | 12 | 0 | 0 | 0
2033-12-29 06:00 | 2033 | 12 | 0 | 0 | 0
2033-12-29 07:00 | 2033 | 12 | 0 | 0 | 0
2033-12-29 08:00 | 2033 | 12 | 0 | 0 | 0
2033-12-29 09:00 | 2033 | 12 | 0 | 0 | 0
2033-12-29 10:00 | 2033 | 12 | 0 | 0 | 0
2033-12-29 11:00 | 2033 | 12 | 0 | 0 | 0
2033-12-29 12:00 | 2033 | 12 | 0 | 0 | 0
2033-12-29 13:00 | 2033 | 12 | 0 | 0 | 0
2033-12-29 14:00 | 2033 | 12 | 0 | 0 | 0
2033-12-29 15:00 | 2033 | 12 | 0 | 0 | 0
2033-12-29 16:00 | 2033 | 12 | 0 | 0 | 0
2033-12-29 17:00 | 2033 | 12 | 0 | 0 | 0
2033-12-29 18:00 | 2033 | 12 | 0 | 0 | 0
2033-12-29 19:00 | 2033 | 12 | 0 | 0 | 0
2033-12-29 20:00 | 2033 | 12 | 0 | 0 | 0
2033-12-29 21:00 | 2033 | 12 | 0 | 0 | 0
2033-12-29 22:00 | 2033 | 12 | 0 | 0 | 0
2033-12-29 23:00 | 2033 | 12 | 0 | 0 | 0
2033-12-30 | 2033 | 12 | 0 | 0 | 0
2033-12-30 01:00 | 2033 | 12 | 0 | 0 | 0
2033-12-30 02:00 | 2033 | 12 | 0 | 0 | 0
2033-12-30 03:00 | 2033 | 12 | 0 | 0 | 0
2033-12-30 04:00 | 2033 | 12 | 0 | 0 | 0
2033-12-30 05:00 | 2033 | 12 | 0 | 0 | 0
2033-12-30 06:00 | 2033 | 12 | 0 | 0 | 0
2033-12-30 07:00 | 2033 | 12 | 0 | 0 | 0
2033-12-30 08:00 | 2033 | 12 | 0 | 0 | 0
2033-12-30 09:00 | 2033 | 12 | 0 | 0 | 0
2033-12-30 10:00 | 2033 | 12 | 0 | 0 | 0
2033-12-30 11:00 | 2033 | 12 | 0 | 0 | 0
2033-12-30 12:00 | 2033 | 12 | 0 | 0 | 0
2033-12-30 13:00 | 2033 | 12 | 0 | 0 | 0
2033-12-30 14:00 | 2033 | 12 | 0 | 0 | 0
2033-12-30 15:00 | 2033 | 12 | 0 | 0 | 0
2033-12-30 16:00 | 2033 | 12 | 0 | 0 | 0
2033-12-30 17:00 | 2033 | 12 | 0 | 0 | 0
2033-12-30 18:00 | 2033 | 12 | 0 | 0 | 0
2033-12-30 19:00 | 2033 | 12 | 0 | 0 | 0
2033-12-30 20:00 | 2033 | 12 | 0 | 0 | 0
2033-12-30 21:00 | 2033 | 12 | 0 | 0 | 0
2033-12-30 22:00 | 2033 | 12 | 0 | 0 | 0
2033-12-30 23:00 | 2033 | 12 | 0 | 0 | 0
2033-12-31 | 2033 | 12 | 0 | 0 | 0
2033-12-31 01:00 | 2033 | 12 | 0 | 0 | 0
2033-12-31 02:00 | 2033 | 12 | 0 | 0 | 0
2033-12-31 03:00 | 2033 | 12 | 0 | 0 | 0
2033-12-31 04:00 | 2033 | 12 | 0 | 0 | 0
2033-12-31 05:00 | 2033 | 12 | 0 | 0 | 0
2033-12-31 06:00 | 2033 | 12 | 0 | 0 | 0
2033-12-31 07:00 | 2033 | 12 | 0 | 0 | 0
2033-12-31 08:00 | 2033 | 12 | 0 | 0 | 0
2033-12-31 09:00 | 2033 | 12 | 0 | 0 | 0
2033-12-31 10:00 | 2033 | 12 | 0 | 0 | 0
2033-12-31 11:00 | 2033 | 12 | 0 | 0 | 0
2033-12-31 12:00 | 2033 | 12 | 0 | 0 | 0
2033-12-31 13:00 | 2033 | 12 | 0 | 0 | 0
2033-12-31 14:00 | 2033 | 12 | 0 | 0 | 0
2033-12-31 15:00 | 2033 | 12 | 0 | 0 | 0
2033-12-31 16:00 | 2033 | 12 | 0 | 0 | 0
2033-12-31 17:00 | 2033 | 12 | 0 | 0 | 0
2033-12-31 18:00 | 2033 | 12 | 0 | 0 | 0
2033-12-31 19:00 | 2033 | 12 | 0 | 0 | 0
2033-12-31 20:00 | 2033 | 12 | 0 | 0 | 0
2033-12-31 21:00 | 2033 | 12 | 0 | 0 | 0
2033-12-31 22:00 | 2033 | 12 | 0 | 0 | 0
2033-12-31 23:00 | 2033 | 12 | 0 | 0 | 0
2034-01-01 | 2034 | 1 | 0 | 0 | 0
2034-01-01 01:00 | 2034 | 1 | 0 | 0 | 0
2034-01-01 02:00 | 2034 | 1 | 0 | 0 | 0
2034-01-01 03:00 | 2034 | 1 | 0 | 0 | 0
2034-01-01 04:00 | 2034 | 1 | 0 | 0 | 0
2034-01-01 05:00 | 2034 | 1 | 0 | 0 | 0
2034-01-01 06:00 | 2034 | 1 | 0 | 0 | 0
2034-01-01 07:00 | 2034 | 1 | 0 | 0 | 0
2034-01-01 08:00 | 2034 | 1 | 0 | 0 | 0
2034-01-01 09:00 | 2034 | 1 | 0 | 0 | 0
2034-01-01 10:00 | 2034 | 1 | 0 | 0 | 0
2034-01-01 11:00 | 2034 | 1 | 0 | 0 | 0
2034-01-01 12:00 | 2034 | 1 | 0 | 0 | 0
2034-01-01 13:00 | 2034 | 1 | 0 | 0 | 0
2034-01-01 14:00 | 2034 | 1 | 0 | 0 | 0
2034-01-01 15:00 | 2034 | 1 | 0 | 0 | 0
2034-01-01 16:00 | 2034 | 1 | 0 | 0 | 0
2034-01-01 17:00 | 2034 | 1 | 0 | 0 | 0
2034-01-01 18:00 | 2034 | 1 | 0 | 0 | 0
2034-01-01 19:00 | 2034 | 1 | 0 | 0 | 0
2034-01-01 20:00 | 2034 | 1 | 0 | 0 | 0
2034-01-01 21:00 | 2034 | 1 | 0 | 0 | 0
2034-01-01 22:00 | 2034 | 1 | 0 | 0 | 0
2034-01-01 23:00 | 2034 | 1 | 0 | 0 | 0
2034-01-02 | 2034 | 1 | 0 | 0 | 0
2034-01-02 01:00 | 2034 | 1 | 0 | 0 | 0
2034-01-02 02:00 | 2034 | 1 | 0 | 0 | 0
2034-01-02 03:00 | 2034 | 1 | 0 | 0 | 0
2034-01-02 04:00 | 2034 | 1 | 0 | 0 | 0
2034-01-02 05:00 | 2034 | 1 | 0 | 0 | 0
2034-01-02 06:00 | 2034 | 1 | 0 | 0 | 0
2034-01-02 07:00 | 2034 | 1 | 0 | 0 | 0
2034-01-02 08:00 | 2034 | 1 | 0 | 0 | 0
2034-01-02 09:00 | 2034 | 1 | 0 | 0 | 0
2034-01-02 10:00 | 2034 | 1 | 0 | 0 | 0
2034-01-02 11:00 | 2034 | 1 | 0 | 0 | 0
2034-01-02 12:00 | 2034 | 1 | 0 | 0 | 0
2034-01-02 13:00 | 2034 | 1 | 0 | 0 | 0
2034-01-02 14:00 | 2034 | 1 | 0 | 0 | 0
2034-01-02 15:00 | 2034 | 1 | 0 | 0 | 0
2034-01-02 16:00 | 2034 | 1 | 0 | 0 | 0
2034-01-02 17:00 | 2034 | 1 | 0 | 0 | 0
2034-01-02 18:00 | 2034 | 1 | 0 | 0 | 0
2034-01-02 19:00 | 2034 | 1 | 0 | 0 | 0
2034-01-02 20:00 | 2034 | 1 | 0 | 0 | 0
2034-01-02 21:00 | 2034 | 1 | 0 | 0 | 0
2034-01-02 22:00 | 2034 | 1 | 0 | 0 | 0
2034-01-02 23:00 | 2034 | 1 | 0 | 0 | 0
2034-01-03 | 2034 | 1 | 0 | 0 | 0
2034-01-03 01:00 | 2034 | 1 | 0 | 0 | 0
2034-01-03 02:00 | 2034 | 1 | 0 | 0 | 0
2034-01-03 03:00 | 2034 | 1 | 0 | 0 | 0
2034-01-03 04:00 | 2034 | 1 | 0 | 0 | 0
2034-01-03 05:00 | 2034 | 1 | 0 | 0 | 0
2034-01-03 06:00 | 2034 | 1 | 0 | 0 | 0
2034-01-03 07:00 | 2034 | 1 | 0 | 0 | 0
2034-01-03 08:00 | 2034 | 1 | 0 | 0 | 0
2034-01-03 09:00 | 2034 | 1 | 0 | 0 | 0.054411
2034-01-03 10:00 | 2034 | 1 | 0 | 0 | 0
2034-01-03 11:00 | 2034 | 1 | 0 | 0 | 0
2034-01-03 12:00 | 2034 | 1 | 0 | 0 | 0
2034-01-03 13:00 | 2034 | 1 | 0 | 0 | 0
2034-01-03 14:00 | 2034 | 1 | 0 | 0 | 0.09659
2034-01-03 15:00 | 2034 | 1 | 0 | 0 | 0
2034-01-03 16:00 | 2034 | 1 | 0 | 0 | 0
2034-01-03 17:00 | 2034 | 1 | 0 | 0 | 0
2034-01-03 18:00 | 2034 | 1 | 0 | 0 | 0
2034-01-03 19:00 | 2034 | 1 | 0 | 0 | 0
2034-01-03 20:00 | 2034 | 1 | 0 | 0 | 0
2034-01-03 21:00 | 2034 | 1 | 0 | 0 | 0
2034-01-03 22:00 | 2034 | 1 | 0 | 0 | 0
2034-01-03 23:00 | 2034 | 1 | 0 | 0 | 0
2034-01-04 | 2034 | 1 | 0 | 0 | 0
2034-01-04 01:00 | 2034 | 1 | 0 | 0 | 0
2034-01-04 02:00 | 2034 | 1 | 0 | 0 | 0
2034-01-04 03:00 | 2034 | 1 | 0 | 0 | 0
2034-01-04 04:00 | 2034 | 1 | 0 | 0 | 0
2034-01-04 05:00 | 2034 | 1 | 0 | 0 | 0
2034-01-04 06:00 | 2034 | 1 | 0 | 0 | 0
2034-01-04 07:00 | 2034 | 1 | 0 | 0 | 0
2034-01-04 08:00 | 2034 | 1 | 0 | 0 | 0
2034-01-04 09:00 | 2034 | 1 | 0 | 0 | 0
2034-01-04 10:00 | 2034 | 1 | 0 | 0 | 0
2034-01-04 11:00 | 2034 | 1 | 0 | 0 | 0
2034-01-04 12:00 | 2034 | 1 | 0 | 0 | 0
2034-01-04 13:00 | 2034 | 1 | 0 | 0 | 0
2034-01-04 14:00 | 2034 | 1 | 0 | 0 | 0
2034-01-04 15:00 | 2034 | 1 | 0 | 0 | 0
2034-01-04 16:00 | 2034 | 1 | 0 | 0 | 0
2034-01-04 17:00 | 2034 | 1 | 0 | 0 | 0
2034-01-04 18:00 | 2034 | 1 | 0 | 0 | 0
2034-01-04 19:00 | 2034 | 1 | 0 | 0 | 0
2034-01-04 20:00 | 2034 | 1 | 0 | 0 | 0
2034-01-04 21:00 | 2034 | 1 | 0 | 0 | 0
2034-01-04 22:00 | 2034 | 1 | 0 | 0 | 0
2034-01-04 23:00 | 2034 | 1 | 0 | 0 | 0
2034-01-05 | 2034 | 1 | 0 | 0 | 0
2034-01-05 01:00 | 2034 | 1 | 0 | 0 | 0
2034-01-05 02:00 | 2034 | 1 | 0 | 0 | 0
2034-01-05 03:00 | 2034 | 1 | 0 | 0 | 0
2034-01-05 04:00 | 2034 | 1 | 0 | 0 | 0
2034-01-05 05:00 | 2034 | 1 | 0 | 0 | 0
2034-01-05 06:00 | 2034 | 1 | 0 | 0 | 0
2034-01-05 07:00 | 2034 | 1 | 0 | 0 | 0
2034-01-05 08:00 | 2034 | 1 | 0 | 0 | 0
2034-01-05 09:00 | 2034 | 1 | 0 | 0 | 0.15986
2034-01-05 10:00 | 2034 | 1 | 0 | 0 | 0.008575
2034-01-05 11:00 | 2034 | 1 | 0 | 0 | 0
2034-01-05 12:00 | 2034 | 1 | 0 | 0 | 0
2034-01-05 13:00 | 2034 | 1 | 0 | 0 | 0
2034-01-05 14:00 | 2034 | 1 | 0 | 0 | 0
2034-01-05 15:00 | 2034 | 1 | 0 | 0 | 0
2034-01-05 16:00 | 2034 | 1 | 0 | 0 | 0
2034-01-05 17:00 | 2034 | 1 | 0 | 0 | 0
2034-01-05 18:00 | 2034 | 1 | 0 | 0 | 0
2034-01-05 19:00 | 2034 | 1 | 0 | 0 | 0
2034-01-05 20:00 | 2034 | 1 | 0 | 0 | 0
2034-01-05 21:00 | 2034 | 1 | 0 | 0 | 0
2034-01-05 22:00 | 2034 | 1 | 0 | 0 | 0
2034-01-05 23:00 | 2034 | 1 | 0 | 0 | 0
2034-01-06 | 2034 | 1 | 0 | 0 | 0
2034-01-06 01:00 | 2034 | 1 | 0 | 0 | 0
2034-01-06 02:00 | 2034 | 1 | 0 | 0 | 0
2034-01-06 03:00 | 2034 | 1 | 0 | 0 | 0
2034-01-06 04:00 | 2034 | 1 | 0 | 0 | 0
2034-01-06 05:00 | 2034 | 1 | 0 | 0 | 0
2034-01-06 06:00 | 2034 | 1 | 0 | 0 | 0
2034-01-06 07:00 | 2034 | 1 | 0 | 0 | 0
2034-01-06 08:00 | 2034 | 1 | 0 | 0 | 0
2034-01-06 09:00 | 2034 | 1 | 0 | 0 | 0
2034-01-06 10:00 | 2034 | 1 | 0 | 0 | 0
2034-01-06 11:00 | 2034 | 1 | 0 | 0 | 0
2034-01-06 12:00 | 2034 | 1 | 0 | 0 | 0
2034-01-06 13:00 | 2034 | 1 | 0 | 0 | 0
2034-01-06 14:00 | 2034 | 1 | 0 | 0 | 0
2034-01-06 15:00 | 2034 | 1 | 0 | 0 | 0
2034-01-06 16:00 | 2034 | 1 | 0 | 0 | 0
2034-01-06 17:00 | 2034 | 1 | 0 | 0 | 0
2034-01-06 18:00 | 2034 | 1 | 0 | 0 | 0
2034-01-06 19:00 | 2034 | 1 | 0 | 0 | 0
2034-01-06 20:00 | 2034 | 1 | 0 | 0 | 0
2034-01-06 21:00 | 2034 | 1 | 0 | 0 | 0
2034-01-06 22:00 | 2034 | 1 | 0 | 0 | 0
2034-01-06 23:00 | 2034 | 1 | 0 | 0 | 0
2034-01-07 | 2034 | 1 | 0 | 0 | 0
2034-01-07 01:00 | 2034 | 1 | 0 | 0 | 0
2034-01-07 02:00 | 2034 | 1 | 0 | 0 | 0
2034-01-07 03:00 | 2034 | 1 | 0 | 0 | 0
2034-01-07 04:00 | 2034 | 1 | 0 | 0 | 0
2034-01-07 05:00 | 2034 | 1 | 0 | 0 | 0
2034-01-07 06:00 | 2034 | 1 | 0 | 0 | 0
2034-01-07 07:00 | 2034 | 1 | 0 | 0 | 0
2034-01-07 08:00 | 2034 | 1 | 0 | 0 | 0
2034-01-07 09:00 | 2034 | 1 | 0 | 0 | 0
2034-01-07 10:00 | 2034 | 1 | 0 | 0 | 0
2034-01-07 11:00 | 2034 | 1 | 0 | 0 | 0
2034-01-07 12:00 | 2034 | 1 | 0 | 0 | 0
2034-01-07 13:00 | 2034 | 1 | 0 | 0 | 0
2034-01-07 14:00 | 2034 | 1 | 0 | 0 | 0
2034-01-07 15:00 | 2034 | 1 | 0 | 0 | 0
2034-01-07 16:00 | 2034 | 1 | 0 | 0 | 0
2034-01-07 17:00 | 2034 | 1 | 0 | 0 | 0
2034-01-07 18:00 | 2034 | 1 | 0 | 0 | 0
2034-01-07 19:00 | 2034 | 1 | 0 | 0 | 0
2034-01-07 20:00 | 2034 | 1 | 0 | 0 | 0
2034-01-07 21:00 | 2034 | 1 | 0 | 0 | 0
2034-01-07 22:00 | 2034 | 1 | 0 | 0 | 0
2034-01-07 23:00 | 2034 | 1 | 0 | 0 | 0
2034-01-08 | 2034 | 1 | 0 | 0 | 0
2034-01-08 01:00 | 2034 | 1 | 0 | 0 | 0
2034-01-08 02:00 | 2034 | 1 | 0 | 0 | 0
2034-01-08 03:00 | 2034 | 1 | 0 | 0 | 0
2034-01-08 04:00 | 2034 | 1 | 0 | 0 | 0
2034-01-08 05:00 | 2034 | 1 | 0 | 0 | 0
2034-01-08 06:00 | 2034 | 1 | 0 | 0 | 0
2034-01-08 07:00 | 2034 | 1 | 0 | 0 | 0
2034-01-08 08:00 | 2034 | 1 | 0 | 0 | 0
2034-01-08 09:00 | 2034 | 1 | 0 | 0 | 0
2034-01-08 10:00 | 2034 | 1 | 0 | 0 | 0
2034-01-08 11:00 | 2034 | 1 | 0 | 0 | 0
2034-01-08 12:00 | 2034 | 1 | 0 | 0 | 0
2034-01-08 13:00 | 2034 | 1 | 0.2 | 0 | 0
2034-01-08 14:00 | 2034 | 1 | 0.0075537 | 0 | 0
2034-01-08 15:00 | 2034 | 1 | 0 | 0 | 0
2034-01-08 16:00 | 2034 | 1 | 0 | 0 | 0
2034-01-08 17:00 | 2034 | 1 | 0 | 0 | 0
2034-01-08 18:00 | 2034 | 1 | 0 | 0 | 0
2034-01-08 19:00 | 2034 | 1 | 0 | 0 | 0
2034-01-08 20:00 | 2034 | 1 | 0 | 0 | 0
2034-01-08 21:00 | 2034 | 1 | 0 | 0 | 0
2034-01-08 22:00 | 2034 | 1 | 0 | 0 | 0
2034-01-08 23:00 | 2034 | 1 | 0 | 0 | 0
2034-01-09 | 2034 | 1 | 0 | 0 | 0
2034-01-09 01:00 | 2034 | 1 | 0 | 0 | 0
2034-01-09 02:00 | 2034 | 1 | 0 | 0 | 0
2034-01-09 03:00 | 2034 | 1 | 0 | 0 | 0
2034-01-09 04:00 | 2034 | 1 | 0 | 0 | 0
2034-01-09 05:00 | 2034 | 1 | 0 | 0 | 0
2034-01-09 06:00 | 2034 | 1 | 0 | 0 | 0
2034-01-09 07:00 | 2034 | 1 | 0 | 0 | 0
2034-01-09 08:00 | 2034 | 1 | 0 | 0 | 0
2034-01-09 09:00 | 2034 | 1 | 0.041187 | 0 | 0
2034-01-09 10:00 | 2034 | 1 | 0 | 0 | 0
2034-01-09 11:00 | 2034 | 1 | 0 | 0 | 0
2034-01-09 12:00 | 2034 | 1 | 0 | 0 | 0
2034-01-09 13:00 | 2034 | 1 | 0 | 0 | 0
2034-01-09 14:00 | 2034 | 1 | 0 | 0 | 0
2034-01-09 15:00 | 2034 | 1 | 0 | 0 | 0
2034-01-09 16:00 | 2034 | 1 | 0 | 0 | 0
2034-01-09 17:00 | 2034 | 1 | 0 | 0 | 0
2034-01-09 18:00 | 2034 | 1 | 0 | 0 | 0
2034-01-09 19:00 | 2034 | 1 | 0 | 0 | 0
2034-01-09 20:00 | 2034 | 1 | 0 | 0 | 0
2034-01-09 21:00 | 2034 | 1 | 0 | 0 | 0
2034-01-09 22:00 | 2034 | 1 | 0 | 0 | 0
2034-01-09 23:00 | 2034 | 1 | 0 | 0 | 0
2034-01-10 | 2034 | 1 | 0 | 0 | 0
2034-01-10 01:00 | 2034 | 1 | 0 | 0 | 0
2034-01-10 02:00 | 2034 | 1 | 0 | 0 | 0
2034-01-10 03:00 | 2034 | 1 | 0 | 0 | 0
2034-01-10 04:00 | 2034 | 1 | 0 | 0 | 0
2034-01-10 05:00 | 2034 | 1 | 0 | 0 | 0
2034-01-10 06:00 | 2034 | 1 | 0 | 0 | 0
2034-01-10 07:00 | 2034 | 1 | 0 | 0 | 0
2034-01-10 08:00 | 2034 | 1 | 0 | 0 | 0
2034-01-10 09:00 | 2034 | 1 | 0 | 0 | 0
2034-01-10 10:00 | 2034 | 1 | 0 | 0 | 0
2034-01-10 11:00 | 2034 | 1 | 0 | 0 | 0
2034-01-10 12:00 | 2034 | 1 | 0 | 0 | 0
2034-01-10 13:00 | 2034 | 1 | 0 | 0 | 0
2034-01-10 14:00 | 2034 | 1 | 0 | 0 | 0
2034-01-10 15:00 | 2034 | 1 | 0 | 0 | 0
2034-01-10 16:00 | 2034 | 1 | 0 | 0 | 0
2034-01-10 17:00 | 2034 | 1 | 0 | 0 | 0
2034-01-10 18:00 | 2034 | 1 | 0 | 0 | 0
2034-01-10 19:00 | 2034 | 1 | 0 | 0 | 0
2034-01-10 20:00 | 2034 | 1 | 0 | 0 | 0
2034-01-10 21:00 | 2034 | 1 | 0 | 0 | 0
2034-01-10 22:00 | 2034 | 1 | 0 | 0 | 0
2034-01-10 23:00 | 2034 | 1 | 0 | 0 | 0
2034-01-11 | 2034 | 1 | 0 | 0 | 0
2034-01-11 01:00 | 2034 | 1 | 0 | 0 | 0
2034-01-11 02:00 | 2034 | 1 | 0 | 0 | 0
2034-01-11 03:00 | 2034 | 1 | 0 | 0 | 0
2034-01-11 04:00 | 2034 | 1 | 0 | 0 | 0
2034-01-11 05:00 | 2034 | 1 | 0 | 0 | 0
2034-01-11 06:00 | 2034 | 1 | 0 | 0 | 0
2034-01-11 07:00 | 2034 | 1 | 0 | 0 | 0
2034-01-11 08:00 | 2034 | 1 | 0 | 0 | 0
2034-01-11 09:00 | 2034 | 1 | 0 | 0 | 0
2034-01-11 10:00 | 2034 | 1 | 0 | 0 | 0
2034-01-11 11:00 | 2034 | 1 | 0 | 0 | 0
2034-01-11 12:00 | 2034 | 1 | 0 | 0 | 0
2034-01-11 13:00 | 2034 | 1 | 0.10413 | 0 | 0
2034-01-11 14:00 | 2034 | 1 | 0 | 0 | 0
2034-01-11 15:00 | 2034 | 1 | 0 | 0 | 0
2034-01-11 16:00 | 2034 | 1 | 0 | 0 | 0
2034-01-11 17:00 | 2034 | 1 | 0 | 0 | 0
2034-01-11 18:00 | 2034 | 1 | 0 | 0 | 0
2034-01-11 19:00 | 2034 | 1 | 0 | 0 | 0
2034-01-11 20:00 | 2034 | 1 | 0 | 0 | 0
2034-01-11 21:00 | 2034 | 1 | 0 | 0 | 0
2034-01-11 22:00 | 2034 | 1 | 0 | 0 | 0
2034-01-11 23:00 | 2034 | 1 | 0 | 0 | 0
2034-01-12 | 2034 | 1 | 0 | 0 | 0
2034-01-12 01:00 | 2034 | 1 | 0 | 0 | 0
2034-01-12 02:00 | 2034 | 1 | 0 | 0 | 0
2034-01-12 03:00 | 2034 | 1 | 0 | 0 | 0
2034-01-12 04:00 | 2034 | 1 | 0 | 0 | 0
2034-01-12 05:00 | 2034 | 1 | 0 | 0 | 0
2034-01-12 06:00 | 2034 | 1 | 0 | 0 | 0
2034-01-12 07:00 | 2034 | 1 | 0 | 0 | 0
2034-01-12 08:00 | 2034 | 1 | 0 | 0 | 0
2034-01-12 09:00 | 2034 | 1 | 0.14102 | 0 | 0
2034-01-12 10:00 | 2034 | 1 | 0 | 0 | 0
2034-01-12 11:00 | 2034 | 1 | 0 | 0 | 0
2034-01-12 12:00 | 2034 | 1 | 0 | 0 | 0
2034-01-12 13:00 | 2034 | 1 | 0 | 0 | 0
2034-01-12 14:00 | 2034 | 1 | 0 | 0 | 0
2034-01-12 15:00 | 2034 | 1 | 0 | 0 | 0
2034-01-12 16:00 | 2034 | 1 | 0 | 0 | 0
2034-01-12 17:00 | 2034 | 1 | 0 | 0 | 0
2034-01-12 18:00 | 2034 | 1 | 0 | 0 | 0
2034-01-12 19:00 | 2034 | 1 | 0 | 0 | 0
2034-01-12 20:00 | 2034 | 1 | 0 | 0 | 0
2034-01-12 21:00 | 2034 | 1 | 0 | 0 | 0
2034-01-12 22:00 | 2034 | 1 | 0 | 0 | 0
2034-01-12 23:00 | 2034 | 1 | 0 | 0 | 0
2034-01-13 | 2034 | 1 | 0 | 0 | 0
2034-01-13 01:00 | 2034 | 1 | 0 | 0 | 0
2034-01-13 02:00 | 2034 | 1 | 0 | 0 | 0
2034-01-13 03:00 | 2034 | 1 | 0 | 0 | 0
2034-01-13 04:00 | 2034 | 1 | 0 | 0 | 0
2034-01-13 05:00 | 2034 | 1 | 0 | 0 | 0
2034-01-13 06:00 | 2034 | 1 | 0 | 0 | 0
2034-01-13 07:00 | 2034 | 1 | 0 | 0 | 0
2034-01-13 08:00 | 2034 | 1 | 0 | 0 | 0
2034-01-13 09:00 | 2034 | 1 | 0 | 0 | 0
2034-01-13 10:00 | 2034 | 1 | 0 | 0 | 0
2034-01-13 11:00 | 2034 | 1 | 0 | 0 | 0
2034-01-13 12:00 | 2034 | 1 | 0 | 0 | 0
2034-01-13 13:00 | 2034 | 1 | 0 | 0 | 0
2034-01-13 14:00 | 2034 | 1 | 0 | 0 | 0
2034-01-13 15:00 | 2034 | 1 | 0 | 0 | 0
2034-01-13 16:00 | 2034 | 1 | 0 | 0 | 0
2034-01-13 17:00 | 2034 | 1 | 0 | 0 | 0
2034-01-13 18:00 | 2034 | 1 | 0 | 0 | 0
2034-01-13 19:00 | 2034 | 1 | 0 | 0 | 0
2034-01-13 20:00 | 2034 | 1 | 0 | 0 | 0
2034-01-13 21:00 | 2034 | 1 | 0 | 0 | 0
2034-01-13 22:00 | 2034 | 1 | 0 | 0 | 0
2034-01-13 23:00 | 2034 | 1 | 0 | 0 | 0
2034-01-14 | 2034 | 1 | 0 | 0 | 0
2034-01-14 01:00 | 2034 | 1 | 0 | 0 | 0
2034-01-14 02:00 | 2034 | 1 | 0 | 0 | 0
2034-01-14 03:00 | 2034 | 1 | 0 | 0 | 0
2034-01-14 04:00 | 2034 | 1 | 0 | 0 | 0
2034-01-14 05:00 | 2034 | 1 | 0 | 0 | 0
2034-01-14 06:00 | 2034 | 1 | 0 | 0 | 0
2034-01-14 07:00 | 2034 | 1 | 0 | 0 | 0
2034-01-14 08:00 | 2034 | 1 | 0 | 0 | 0
2034-01-14 09:00 | 2034 | 1 | 0 | 0 | 0
2034-01-14 10:00 | 2034 | 1 | 0 | 0 | 0
2034-01-14 11:00 | 2034 | 1 | 0 | 0 | 0
2034-01-14 12:00 | 2034 | 1 | 0 | 0 | 0
2034-01-14 13:00 | 2034 | 1 | 0 | 0 | 0
2034-01-14 14:00 | 2034 | 1 | 0 | 0 | 0
2034-01-14 15:00 | 2034 | 1 | 0 | 0 | 0
2034-01-14 16:00 | 2034 | 1 | 0 | 0 | 0
2034-01-14 17:00 | 2034 | 1 | 0 | 0 | 0
2034-01-14 18:00 | 2034 | 1 | 0 | 0 | 0
2034-01-14 19:00 | 2034 | 1 | 0 | 0 | 0
2034-01-14 20:00 | 2034 | 1 | 0 | 0 | 0
2034-01-14 21:00 | 2034 | 1 | 0 | 0 | 0
2034-01-14 22:00 | 2034 | 1 | 0 | 0 | 0
2034-01-14 23:00 | 2034 | 1 | 0 | 0 | 0
2034-01-15 | 2034 | 1 | 0 | 0 | 0
2034-01-15 01:00 | 2034 | 1 | 0 | 0 | 0
2034-01-15 02:00 | 2034 | 1 | 0 | 0 | 0
2034-01-15 03:00 | 2034 | 1 | 0 | 0 | 0
2034-01-15 04:00 | 2034 | 1 | 0 | 0 | 0
2034-01-15 05:00 | 2034 | 1 | 0 | 0 | 0
2034-01-15 06:00 | 2034 | 1 | 0 | 0 | 0
2034-01-15 07:00 | 2034 | 1 | 0 | 0 | 0
2034-01-15 08:00 | 2034 | 1 | 0 | 0 | 0
2034-01-15 09:00 | 2034 | 1 | 0 | 0 | 0
2034-01-15 10:00 | 2034 | 1 | 0 | 0 | 0
2034-01-15 11:00 | 2034 | 1 | 0 | 0 | 0
2034-01-15 12:00 | 2034 | 1 | 0 | 0 | 0
2034-01-15 13:00 | 2034 | 1 | 0 | 0 | 0
2034-01-15 14:00 | 2034 | 1 | 0 | 0 | 0
2034-01-15 15:00 | 2034 | 1 | 0 | 0 | 0
2034-01-15 16:00 | 2034 | 1 | 0 | 0 | 0
2034-01-15 17:00 | 2034 | 1 | 0 | 0 | 0
2034-01-15 18:00 | 2034 | 1 | 0 | 0 | 0
2034-01-15 19:00 | 2034 | 1 | 0 | 0 | 0
2034-01-15 20:00 | 2034 | 1 | 0 | 0 | 0
2034-01-15 21:00 | 2034 | 1 | 0 | 0 | 0
2034-01-15 22:00 | 2034 | 1 | 0 | 0 | 0
2034-01-15 23:00 | 2034 | 1 | 0 | 0 | 0
2034-01-16 | 2034 | 1 | 0 | 0 | 0
2034-01-16 01:00 | 2034 | 1 | 0 | 0 | 0
2034-01-16 02:00 | 2034 | 1 | 0 | 0 | 0
2034-01-16 03:00 | 2034 | 1 | 0 | 0 | 0
2034-01-16 04:00 | 2034 | 1 | 0 | 0 | 0
2034-01-16 05:00 | 2034 | 1 | 0 | 0 | 0
2034-01-16 06:00 | 2034 | 1 | 0 | 0 | 0
2034-01-16 07:00 | 2034 | 1 | 0 | 0 | 0
2034-01-16 08:00 | 2034 | 1 | 0 | 0 | 0
2034-01-16 09:00 | 2034 | 1 | 0 | 0 | 0
2034-01-16 10:00 | 2034 | 1 | 0 | 0 | 0
2034-01-16 11:00 | 2034 | 1 | 0 | 0 | 0
2034-01-16 12:00 | 2034 | 1 | 0 | 0 | 0
2034-01-16 13:00 | 2034 | 1 | 0 | 0.1356 | 0
2034-01-16 14:00 | 2034 | 1 | 0 | 0.089302 | 0
2034-01-16 15:00 | 2034 | 1 | 0 | 0 | 0
2034-01-16 16:00 | 2034 | 1 | 0 | 0 | 0
2034-01-16 17:00 | 2034 | 1 | 0 | 0 | 0
2034-01-16 18:00 | 2034 | 1 | 0 | 0 | 0
2034-01-16 19:00 | 2034 | 1 | 0 | 0 | 0
2034-01-16 20:00 | 2034 | 1 | 0 | 0 | 0
2034-01-16 21:00 | 2034 | 1 | 0 | 0 | 0
2034-01-16 22:00 | 2034 | 1 | 0 | 0 | 0
2034-01-16 23:00 | 2034 | 1 | 0 | 0 | 0
2034-01-17 | 2034 | 1 | 0 | 0 | 0
2034-01-17 01:00 | 2034 | 1 | 0 | 0 | 0
2034-01-17 02:00 | 2034 | 1 | 0 | 0 | 0
2034-01-17 03:00 | 2034 | 1 | 0 | 0 | 0
2034-01-17 04:00 | 2034 | 1 | 0 | 0 | 0
2034-01-17 05:00 | 2034 | 1 | 0 | 0 | 0
2034-01-17 06:00 | 2034 | 1 | 0 | 0 | 0
2034-01-17 07:00 | 2034 | 1 | 0 | 0 | 0
2034-01-17 08:00 | 2034 | 1 | 0 | 0 | 0
2034-01-17 09:00 | 2034 | 1 | 0 | 0.028167 | 0
2034-01-17 10:00 | 2034 | 1 | 0 | 0 | 0
2034-01-17 11:00 | 2034 | 1 | 0 | 0 | 0
2034-01-17 12:00 | 2034 | 1 | 0 | 0 | 0
2034-01-17 13:00 | 2034 | 1 | 0 | 0 | 0
2034-01-17 14:00 | 2034 | 1 | 0 | 0 | 0
2034-01-17 15:00 | 2034 | 1 | 0 | 0 | 0
2034-01-17 16:00 | 2034 | 1 | 0 | 0 | 0
2034-01-17 17:00 | 2034 | 1 | 0 | 0 | 0
2034-01-17 18:00 | 2034 | 1 | 0 | 0 | 0
2034-01-17 19:00 | 2034 | 1 | 0 | 0 | 0
2034-01-17 20:00 | 2034 | 1 | 0 | 0 | 0
2034-01-17 21:00 | 2034 | 1 | 0 | 0 | 0
2034-01-17 22:00 | 2034 | 1 | 0 | 0 | 0
2034-01-17 23:00 | 2034 | 1 | 0 | 0 | 0
2034-01-18 | 2034 | 1 | 0 | 0 | 0
2034-01-18 01:00 | 2034 | 1 | 0 | 0 | 0
2034-01-18 02:00 | 2034 | 1 | 0 | 0 | 0
2034-01-18 03:00 | 2034 | 1 | 0 | 0 | 0
2034-01-18 04:00 | 2034 | 1 | 0 | 0 | 0
2034-01-18 05:00 | 2034 | 1 | 0 | 0 | 0
2034-01-18 06:00 | 2034 | 1 | 0 | 0 | 0
2034-01-18 07:00 | 2034 | 1 | 0 | 0 | 0
2034-01-18 08:00 | 2034 | 1 | 0 | 0 | 0
2034-01-18 09:00 | 2034 | 1 | 0 | 0 | 0
2034-01-18 10:00 | 2034 | 1 | 0 | 0 | 0
2034-01-18 11:00 | 2034 | 1 | 0 | 0 | 0
2034-01-18 12:00 | 2034 | 1 | 0 | 0 | 0
2034-01-18 13:00 | 2034 | 1 | 0 | 0 | 0
2034-01-18 14:00 | 2034 | 1 | 0 | 0 | 0
2034-01-18 15:00 | 2034 | 1 | 0 | 0 | 0
2034-01-18 16:00 | 2034 | 1 | 0 | 0 | 0
2034-01-18 17:00 | 2034 | 1 | 0 | 0 | 0
2034-01-18 18:00 | 2034 | 1 | 0 | 0 | 0
2034-01-18 19:00 | 2034 | 1 | 0 | 0 | 0
2034-01-18 20:00 | 2034 | 1 | 0 | 0 | 0
2034-01-18 21:00 | 2034 | 1 | 0 | 0 | 0
2034-01-18 22:00 | 2034 | 1 | 0 | 0 | 0
2034-01-18 23:00 | 2034 | 1 | 0 | 0 | 0
2034-01-19 | 2034 | 1 | 0 | 0 | 0
2034-01-19 01:00 | 2034 | 1 | 0 | 0 | 0
2034-01-19 02:00 | 2034 | 1 | 0 | 0 | 0
2034-01-19 03:00 | 2034 | 1 | 0 | 0 | 0
2034-01-19 04:00 | 2034 | 1 | 0 | 0 | 0
2034-01-19 05:00 | 2034 | 1 | 0 | 0 | 0
2034-01-19 06:00 | 2034 | 1 | 0 | 0 | 0
2034-01-19 07:00 | 2034 | 1 | 0 | 0 | 0
2034-01-19 08:00 | 2034 | 1 | 0 | 0 | 0
2034-01-19 09:00 | 2034 | 1 | 0 | 0 | 0
2034-01-19 10:00 | 2034 | 1 | 0 | 0 | 0
2034-01-19 11:00 | 2034 | 1 | 0 | 0 | 0
2034-01-19 12:00 | 2034 | 1 | 0 | 0 | 0
2034-01-19 13:00 | 2034 | 1 | 0 | 0 | 0
2034-01-19 14:00 | 2034 | 1 | 0 | 0 | 0
2034-01-19 15:00 | 2034 | 1 | 0 | 0 | 0
2034-01-19 16:00 | 2034 | 1 | 0 | 0 | 0
2034-01-19 17:00 | 2034 | 1 | 0 | 0 | 0
2034-01-19 18:00 | 2034 | 1 | 0 | 0 | 0
2034-01-19 19:00 | 2034 | 1 | 0 | 0 | 0
2034-01-19 20:00 | 2034 | 1 | 0 | 0 | 0
2034-01-19 21:00 | 2034 | 1 | 0 | 0 | 0
2034-01-19 22:00 | 2034 | 1 | 0 | 0 | 0
2034-01-19 23:00 | 2034 | 1 | 0 | 0 | 0
2034-01-20 | 2034 | 1 | 0 | 0 | 0
2034-01-20 01:00 | 2034 | 1 | 0 | 0 | 0
2034-01-20 02:00 | 2034 | 1 | 0 | 0 | 0
2034-01-20 03:00 | 2034 | 1 | 0 | 0 | 0
2034-01-20 04:00 | 2034 | 1 | 0 | 0 | 0
2034-01-20 05:00 | 2034 | 1 | 0 | 0 | 0
2034-01-20 06:00 | 2034 | 1 | 0 | 0 | 0
2034-01-20 07:00 | 2034 | 1 | 0 | 0 | 0
2034-01-20 08:00 | 2034 | 1 | 0 | 0 | 0
2034-01-20 09:00 | 2034 | 1 | 0 | 0 | 0
2034-01-20 10:00 | 2034 | 1 | 0 | 0 | 0
2034-01-20 11:00 | 2034 | 1 | 0 | 0 | 0
2034-01-20 12:00 | 2034 | 1 | 0 | 0 | 0
2034-01-20 13:00 | 2034 | 1 | 0 | 0 | 0
2034-01-20 14:00 | 2034 | 1 | 0 | 0 | 0
2034-01-20 15:00 | 2034 | 1 | 0 | 0 | 0
2034-01-20 16:00 | 2034 | 1 | 0 | 0 | 0
2034-01-20 17:00 | 2034 | 1 | 0 | 0 | 0
2034-01-20 18:00 | 2034 | 1 | 0 | 0 | 0
2034-01-20 19:00 | 2034 | 1 | 0 | 0 | 0
2034-01-20 20:00 | 2034 | 1 | 0 | 0 | 0
2034-01-20 21:00 | 2034 | 1 | 0 | 0 | 0
2034-01-20 22:00 | 2034 | 1 | 0 | 0 | 0
2034-01-20 23:00 | 2034 | 1 | 0 | 0 | 0
2034-01-21 | 2034 | 1 | 0 | 0 | 0
2034-01-21 01:00 | 2034 | 1 | 0 | 0 | 0
2034-01-21 02:00 | 2034 | 1 | 0 | 0 | 0
2034-01-21 03:00 | 2034 | 1 | 0 | 0 | 0
2034-01-21 04:00 | 2034 | 1 | 0 | 0 | 0
2034-01-21 05:00 | 2034 | 1 | 0 | 0 | 0
2034-01-21 06:00 | 2034 | 1 | 0 | 0 | 0
2034-01-21 07:00 | 2034 | 1 | 0 | 0 | 0
2034-01-21 08:00 | 2034 | 1 | 0 | 0 | 0
2034-01-21 09:00 | 2034 | 1 | 0 | 0 | 0
2034-01-21 10:00 | 2034 | 1 | 0 | 0 | 0
2034-01-21 11:00 | 2034 | 1 | 0 | 0 | 0
2034-01-21 12:00 | 2034 | 1 | 0 | 0 | 0
2034-01-21 13:00 | 2034 | 1 | 0 | 0 | 0
2034-01-21 14:00 | 2034 | 1 | 0 | 0 | 0
2034-01-21 15:00 | 2034 | 1 | 0 | 0 | 0
2034-01-21 16:00 | 2034 | 1 | 0 | 0 | 0
2034-01-21 17:00 | 2034 | 1 | 0 | 0 | 0
2034-01-21 18:00 | 2034 | 1 | 0 | 0 | 0
2034-01-21 19:00 | 2034 | 1 | 0 | 0 | 0
2034-01-21 20:00 | 2034 | 1 | 0 | 0 | 0
2034-01-21 21:00 | 2034 | 1 | 0 | 0 | 0
2034-01-21 22:00 | 2034 | 1 | 0 | 0 | 0
2034-01-21 23:00 | 2034 | 1 | 0 | 0 | 0
2034-01-22 | 2034 | 1 | 0 | 0 | 0
2034-01-22 01:00 | 2034 | 1 | 0 | 0 | 0
2034-01-22 02:00 | 2034 | 1 | 0 | 0 | 0
2034-01-22 03:00 | 2034 | 1 | 0 | 0 | 0
2034-01-22 04:00 | 2034 | 1 | 0 | 0 | 0
2034-01-22 05:00 | 2034 | 1 | 0 | 0 | 0
2034-01-22 06:00 | 2034 | 1 | 0 | 0 | 0
2034-01-22 07:00 | 2034 | 1 | 0 | 0 | 0
2034-01-22 08:00 | 2034 | 1 | 0 | 0 | 0
2034-01-22 09:00 | 2034 | 1 | 0 | 0 | 0
2034-01-22 10:00 | 2034 | 1 | 0 | 0 | 0
2034-01-22 11:00 | 2034 | 1 | 0 | 0 | 0
2034-01-22 12:00 | 2034 | 1 | 0 | 0 | 0
2034-01-22 13:00 | 2034 | 1 | 0 | 0 | 0
2034-01-22 14:00 | 2034 | 1 | 0 | 0 | 0
2034-01-22 15:00 | 2034 | 1 | 0 | 0 | 0
2034-01-22 16:00 | 2034 | 1 | 0 | 0 | 0
2034-01-22 17:00 | 2034 | 1 | 0 | 0 | 0
2034-01-22 18:00 | 2034 | 1 | 0 | 0 | 0
2034-01-22 19:00 | 2034 | 1 | 0 | 0 | 0
2034-01-22 20:00 | 2034 | 1 | 0 | 0 | 0
2034-01-22 21:00 | 2034 | 1 | 0 | 0 | 0
2034-01-22 22:00 | 2034 | 1 | 0 | 0 | 0
2034-01-22 23:00 | 2034 | 1 | 0 | 0 | 0
2034-01-23 | 2034 | 1 | 0 | 0 | 0
2034-01-23 01:00 | 2034 | 1 | 0 | 0 | 0
2034-01-23 02:00 | 2034 | 1 | 0 | 0 | 0
2034-01-23 03:00 | 2034 | 1 | 0 | 0 | 0
2034-01-23 04:00 | 2034 | 1 | 0 | 0 | 0
2034-01-23 05:00 | 2034 | 1 | 0 | 0 | 0
2034-01-23 06:00 | 2034 | 1 | 0 | 0 | 0
2034-01-23 07:00 | 2034 | 1 | 0 | 0 | 0
2034-01-23 08:00 | 2034 | 1 | 0 | 0 | 0
2034-01-23 09:00 | 2034 | 1 | 0 | 0 | 0
2034-01-23 10:00 | 2034 | 1 | 0 | 0 | 0
2034-01-23 11:00 | 2034 | 1 | 0 | 0 | 0
2034-01-23 12:00 | 2034 | 1 | 0 | 0 | 0
2034-01-23 13:00 | 2034 | 1 | 0 | 0 | 0
2034-01-23 14:00 | 2034 | 1 | 0 | 0 | 0
2034-01-23 15:00 | 2034 | 1 | 0 | 0 | 0
2034-01-23 16:00 | 2034 | 1 | 0 | 0 | 0
2034-01-23 17:00 | 2034 | 1 | 0 | 0 | 0
2034-01-23 18:00 | 2034 | 1 | 0 | 0 | 0
2034-01-23 19:00 | 2034 | 1 | 0 | 0 | 0
2034-01-23 20:00 | 2034 | 1 | 0 | 0 | 0
2034-01-23 21:00 | 2034 | 1 | 0 | 0 | 0
2034-01-23 22:00 | 2034 | 1 | 0 | 0 | 0
2034-01-23 23:00 | 2034 | 1 | 0 | 0 | 0
2034-01-24 | 2034 | 1 | 0 | 0 | 0
2034-01-24 01:00 | 2034 | 1 | 0 | 0 | 0
2034-01-24 02:00 | 2034 | 1 | 0 | 0 | 0
2034-01-24 03:00 | 2034 | 1 | 0 | 0 | 0
2034-01-24 04:00 | 2034 | 1 | 0 | 0 | 0
2034-01-24 05:00 | 2034 | 1 | 0 | 0 | 0
2034-01-24 06:00 | 2034 | 1 | 0 | 0 | 0
2034-01-24 07:00 | 2034 | 1 | 0 | 0 | 0
2034-01-24 08:00 | 2034 | 1 | 0 | 0 | 0
2034-01-24 09:00 | 2034 | 1 | 0 | 0 | 0
2034-01-24 10:00 | 2034 | 1 | 0 | 0 | 0
2034-01-24 11:00 | 2034 | 1 | 0 | 0 | 0
2034-01-24 12:00 | 2034 | 1 | 0 | 0 | 0
2034-01-24 13:00 | 2034 | 1 | 0 | 0 | 0
2034-01-24 14:00 | 2034 | 1 | 0 | 0 | 0
2034-01-24 15:00 | 2034 | 1 | 0 | 0 | 0
2034-01-24 16:00 | 2034 | 1 | 0 | 0 | 0
2034-01-24 17:00 | 2034 | 1 | 0 | 0 | 0
2034-01-24 18:00 | 2034 | 1 | 0 | 0 | 0
2034-01-24 19:00 | 2034 | 1 | 0 | 0 | 0
2034-01-24 20:00 | 2034 | 1 | 0 | 0 | 0
2034-01-24 21:00 | 2034 | 1 | 0 | 0 | 0
2034-01-24 22:00 | 2034 | 1 | 0 | 0 | 0
2034-01-24 23:00 | 2034 | 1 | 0 | 0 | 0
2034-01-25 | 2034 | 1 | 0 | 0 | 0
2034-01-25 01:00 | 2034 | 1 | 0 | 0 | 0
2034-01-25 02:00 | 2034 | 1 | 0 | 0 | 0
2034-01-25 03:00 | 2034 | 1 | 0 | 0 | 0
2034-01-25 04:00 | 2034 | 1 | 0 | 0 | 0
2034-01-25 05:00 | 2034 | 1 | 0 | 0 | 0
2034-01-25 06:00 | 2034 | 1 | 0 | 0 | 0
2034-01-25 07:00 | 2034 | 1 | 0 | 0 | 0
2034-01-25 08:00 | 2034 | 1 | 0 | 0 | 0
2034-01-25 09:00 | 2034 | 1 | 0 | 0 | 0
2034-01-25 10:00 | 2034 | 1 | 0 | 0 | 0
2034-01-25 11:00 | 2034 | 1 | 0 | 0 | 0
2034-01-25 12:00 | 2034 | 1 | 0 | 0 | 0
2034-01-25 13:00 | 2034 | 1 | 0 | 0 | 0
2034-01-25 14:00 | 2034 | 1 | 0 | 0 | 0
2034-01-25 15:00 | 2034 | 1 | 0 | 0 | 0
2034-01-25 16:00 | 2034 | 1 | 0 | 0 | 0
2034-01-25 17:00 | 2034 | 1 | 0 | 0 | 0
2034-01-25 18:00 | 2034 | 1 | 0 | 0 | 0
2034-01-25 19:00 | 2034 | 1 | 0 | 0 | 0
2034-01-25 20:00 | 2034 | 1 | 0 | 0 | 0
2034-01-25 21:00 | 2034 | 1 | 0 | 0 | 0
2034-01-25 22:00 | 2034 | 1 | 0 | 0 | 0
2034-01-25 23:00 | 2034 | 1 | 0 | 0 | 0
2034-01-26 | 2034 | 1 | 0 | 0 | 0
2034-01-26 01:00 | 2034 | 1 | 0 | 0 | 0
2034-01-26 02:00 | 2034 | 1 | 0 | 0 | 0
2034-01-26 03:00 | 2034 | 1 | 0 | 0 | 0
2034-01-26 04:00 | 2034 | 1 | 0 | 0 | 0
2034-01-26 05:00 | 2034 | 1 | 0 | 0 | 0
2034-01-26 06:00 | 2034 | 1 | 0 | 0 | 0
2034-01-26 07:00 | 2034 | 1 | 0 | 0 | 0
2034-01-26 08:00 | 2034 | 1 | 0 | 0 | 0
2034-01-26 09:00 | 2034 | 1 | 0 | 0 | 0
2034-01-26 10:00 | 2034 | 1 | 0 | 0 | 0
2034-01-26 11:00 | 2034 | 1 | 0 | 0 | 0
2034-01-26 12:00 | 2034 | 1 | 0 | 0 | 0
2034-01-26 13:00 | 2034 | 1 | 0 | 0 | 0
2034-01-26 14:00 | 2034 | 1 | 0 | 0 | 0
2034-01-26 15:00 | 2034 | 1 | 0 | 0 | 0
2034-01-26 16:00 | 2034 | 1 | 0 | 0 | 0
2034-01-26 17:00 | 2034 | 1 | 0 | 0 | 0
2034-01-26 18:00 | 2034 | 1 | 0 | 0 | 0
2034-01-26 19:00 | 2034 | 1 | 0 | 0 | 0
2034-01-26 20:00 | 2034 | 1 | 0 | 0 | 0
2034-01-26 21:00 | 2034 | 1 | 0 | 0 | 0
2034-01-26 22:00 | 2034 | 1 | 0 | 0 | 0
2034-01-26 23:00 | 2034 | 1 | 0 | 0 | 0
2034-01-27 | 2034 | 1 | 0 | 0 | 0
2034-01-27 01:00 | 2034 | 1 | 0 | 0 | 0
2034-01-27 02:00 | 2034 | 1 | 0 | 0 | 0
2034-01-27 03:00 | 2034 | 1 | 0 | 0 | 0
2034-01-27 04:00 | 2034 | 1 | 0 | 0 | 0
2034-01-27 05:00 | 2034 | 1 | 0 | 0 | 0
2034-01-27 06:00 | 2034 | 1 | 0 | 0 | 0
2034-01-27 07:00 | 2034 | 1 | 0 | 0 | 0
2034-01-27 08:00 | 2034 | 1 | 0 | 0 | 0
2034-01-27 09:00 | 2034 | 1 | 0 | 0 | 0
2034-01-27 10:00 | 2034 | 1 | 0 | 0 | 0
2034-01-27 11:00 | 2034 | 1 | 0 | 0 | 0
2034-01-27 12:00 | 2034 | 1 | 0 | 0 | 0
2034-01-27 13:00 | 2034 | 1 | 0 | 0 | 0
2034-01-27 14:00 | 2034 | 1 | 0 | 0 | 0
2034-01-27 15:00 | 2034 | 1 | 0 | 0 | 0
2034-01-27 16:00 | 2034 | 1 | 0 | 0 | 0
2034-01-27 17:00 | 2034 | 1 | 0 | 0 | 0
2034-01-27 18:00 | 2034 | 1 | 0 | 0 | 0
2034-01-27 19:00 | 2034 | 1 | 0 | 0 | 0
2034-01-27 20:00 | 2034 | 1 | 0 | 0 | 0
2034-01-27 21:00 | 2034 | 1 | 0 | 0 | 0
2034-01-27 22:00 | 2034 | 1 | 0 | 0 | 0
2034-01-27 23:00 | 2034 | 1 | 0 | 0 | 0
2034-01-28 | 2034 | 1 | 0 | 0 | 0
2034-01-28 01:00 | 2034 | 1 | 0 | 0 | 0
2034-01-28 02:00 | 2034 | 1 | 0 | 0 | 0
2034-01-28 03:00 | 2034 | 1 | 0 | 0 | 0
2034-01-28 04:00 | 2034 | 1 | 0 | 0 | 0
2034-01-28 05:00 | 2034 | 1 | 0 | 0 | 0
2034-01-28 06:00 | 2034 | 1 | 0 | 0 | 0
2034-01-28 07:00 | 2034 | 1 | 0 | 0 | 0
2034-01-28 08:00 | 2034 | 1 | 0 | 0 | 0
2034-01-28 09:00 | 2034 | 1 | 0 | 0 | 0
2034-01-28 10:00 | 2034 | 1 | 0 | 0 | 0
2034-01-28 11:00 | 2034 | 1 | 0 | 0 | 0
2034-01-28 12:00 | 2034 | 1 | 0 | 0 | 0
2034-01-28 13:00 | 2034 | 1 | 0 | 0 | 0
2034-01-28 14:00 | 2034 | 1 | 0 | 0 | 0
2034-01-28 15:00 | 2034 | 1 | 0 | 0 | 0
2034-01-28 16:00 | 2034 | 1 | 0 | 0 | 0
2034-01-28 17:00 | 2034 | 1 | 0 | 0 | 0
2034-01-28 18:00 | 2034 | 1 | 0 | 0 | 0
2034-01-28 19:00 | 2034 | 1 | 0 | 0 | 0
2034-01-28 20:00 | 2034 | 1 | 0 | 0 | 0
2034-01-28 21:00 | 2034 | 1 | 0 | 0 | 0
2034-01-28 22:00 | 2034 | 1 | 0 | 0 | 0
2034-01-28 23:00 | 2034 | 1 | 0 | 0 | 0
2034-01-29 | 2034 | 1 | 0 | 0 | 0
2034-01-29 01:00 | 2034 | 1 | 0 | 0 | 0
2034-01-29 02:00 | 2034 | 1 | 0 | 0 | 0
2034-01-29 03:00 | 2034 | 1 | 0 | 0 | 0
2034-01-29 04:00 | 2034 | 1 | 0 | 0 | 0
2034-01-29 05:00 | 2034 | 1 | 0 | 0 | 0
2034-01-29 06:00 | 2034 | 1 | 0 | 0 | 0
2034-01-29 07:00 | 2034 | 1 | 0 | 0 | 0
2034-01-29 08:00 | 2034 | 1 | 0 | 0 | 0
2034-01-29 09:00 | 2034 | 1 | 0 | 0 | 0
2034-01-29 10:00 | 2034 | 1 | 0 | 0 | 0
2034-01-29 11:00 | 2034 | 1 | 0 | 0 | 0
2034-01-29 12:00 | 2034 | 1 | 0 | 0 | 0
2034-01-29 13:00 | 2034 | 1 | 0 | 0 | 0
2034-01-29 14:00 | 2034 | 1 | 0 | 0 | 0
2034-01-29 15:00 | 2034 | 1 | 0 | 0 | 0
2034-01-29 16:00 | 2034 | 1 | 0 | 0 | 0
2034-01-29 17:00 | 2034 | 1 | 0 | 0 | 0
2034-01-29 18:00 | 2034 | 1 | 0 | 0 | 0
2034-01-29 19:00 | 2034 | 1 | 0 | 0 | 0
2034-01-29 20:00 | 2034 | 1 | 0 | 0 | 0
2034-01-29 21:00 | 2034 | 1 | 0 | 0 | 0
2034-01-29 22:00 | 2034 | 1 | 0 | 0 | 0
2034-01-29 23:00 | 2034 | 1 | 0 | 0 | 0
2034-01-30 | 2034 | 1 | 0 | 0 | 0
2034-01-30 01:00 | 2034 | 1 | 0 | 0 | 0
2034-01-30 02:00 | 2034 | 1 | 0 | 0 | 0
2034-01-30 03:00 | 2034 | 1 | 0 | 0 | 0
2034-01-30 04:00 | 2034 | 1 | 0 | 0 | 0
2034-01-30 05:00 | 2034 | 1 | 0 | 0 | 0
2034-01-30 06:00 | 2034 | 1 | 0 | 0 | 0
2034-01-30 07:00 | 2034 | 1 | 0 | 0 | 0
2034-01-30 08:00 | 2034 | 1 | 0 | 0 | 0
2034-01-30 09:00 | 2034 | 1 | 0 | 0 | 0
2034-01-30 10:00 | 2034 | 1 | 0 | 0 | 0
2034-01-30 11:00 | 2034 | 1 | 0 | 0 | 0
2034-01-30 12:00 | 2034 | 1 | 0 | 0 | 0
2034-01-30 13:00 | 2034 | 1 | 0 | 0 | 0.048373
2034-01-30 14:00 | 2034 | 1 | 0 | 0 | 0.0063784
2034-01-30 15:00 | 2034 | 1 | 0 | 0 | 0
2034-01-30 16:00 | 2034 | 1 | 0 | 0 | 0
2034-01-30 17:00 | 2034 | 1 | 0 | 0 | 0
2034-01-30 18:00 | 2034 | 1 | 0 | 0 | 0
2034-01-30 19:00 | 2034 | 1 | 0 | 0 | 0
2034-01-30 20:00 | 2034 | 1 | 0 | 0 | 0
2034-01-30 21:00 | 2034 | 1 | 0 | 0 | 0
2034-01-30 22:00 | 2034 | 1 | 0 | 0 | 0
2034-01-30 23:00 | 2034 | 1 | 0 | 0 | 0
2034-01-31 | 2034 | 1 | 0 | 0 | 0
2034-01-31 01:00 | 2034 | 1 | 0 | 0 | 0
2034-01-31 02:00 | 2034 | 1 | 0 | 0 | 0
2034-01-31 03:00 | 2034 | 1 | 0 | 0 | 0
2034-01-31 04:00 | 2034 | 1 | 0 | 0 | 0
2034-01-31 05:00 | 2034 | 1 | 0 | 0 | 0
2034-01-31 06:00 | 2034 | 1 | 0 | 0 | 0
2034-01-31 07:00 | 2034 | 1 | 0 | 0 | 0
2034-01-31 08:00 | 2034 | 1 | 0 | 0 | 0
2034-01-31 09:00 | 2034 | 1 | 0 | 0 | 0
2034-01-31 10:00 | 2034 | 1 | 0 | 0 | 0
2034-01-31 11:00 | 2034 | 1 | 0 | 0 | 0
2034-01-31 12:00 | 2034 | 1 | 0 | 0 | 0
2034-01-31 13:00 | 2034 | 1 | 0 | 0 | 0
2034-01-31 14:00 | 2034 | 1 | 0 | 0 | 0
2034-01-31 15:00 | 2034 | 1 | 0 | 0 | 0
2034-01-31 16:00 | 2034 | 1 | 0 | 0 | 0
2034-01-31 17:00 | 2034 | 1 | 0 | 0 | 0
2034-01-31 18:00 | 2034 | 1 | 0 | 0 | 0
2034-01-31 19:00 | 2034 | 1 | 0 | 0 | 0
2034-01-31 20:00 | 2034 | 1 | 0 | 0 | 0
2034-01-31 21:00 | 2034 | 1 | 0 | 0 | 0
2034-01-31 22:00 | 2034 | 1 | 0 | 0 | 0
2034-01-31 23:00 | 2034 | 1 | 0 | 0 | 0
2034-02-01 | 2034 | 2 | 0 | 0 | 0
2034-02-01 01:00 | 2034 | 2 | 0 | 0 | 0
2034-02-01 02:00 | 2034 | 2 | 0 | 0 | 0
2034-02-01 03:00 | 2034 | 2 | 0 | 0 | 0
2034-02-01 04:00 | 2034 | 2 | 0 | 0 | 0
2034-02-01 05:00 | 2034 | 2 | 0 | 0 | 0
2034-02-01 06:00 | 2034 | 2 | 0 | 0 | 0
2034-02-01 07:00 | 2034 | 2 | 0 | 0 | 0
2034-02-01 08:00 | 2034 | 2 | 0 | 0 | 0
2034-02-01 09:00 | 2034 | 2 | 0 | 0 | 0
2034-02-01 10:00 | 2034 | 2 | 0 | 0 | 0
2034-02-01 11:00 | 2034 | 2 | 0 | 0 | 0
2034-02-01 12:00 | 2034 | 2 | 0 | 0 | 0
2034-02-01 13:00 | 2034 | 2 | 0 | 0 | 0
2034-02-01 14:00 | 2034 | 2 | 0 | 0 | 0
2034-02-01 15:00 | 2034 | 2 | 0 | 0 | 0
2034-02-01 16:00 | 2034 | 2 | 0 | 0 | 0
2034-02-01 17:00 | 2034 | 2 | 0 | 0 | 0
2034-02-01 18:00 | 2034 | 2 | 0 | 0 | 0
2034-02-01 19:00 | 2034 | 2 | 0 | 0 | 0
2034-02-01 20:00 | 2034 | 2 | 0 | 0 | 0
2034-02-01 21:00 | 2034 | 2 | 0 | 0 | 0
2034-02-01 22:00 | 2034 | 2 | 0 | 0 | 0
2034-02-01 23:00 | 2034 | 2 | 0 | 0 | 0
2034-02-02 | 2034 | 2 | 0 | 0 | 0
2034-02-02 01:00 | 2034 | 2 | 0 | 0 | 0
2034-02-02 02:00 | 2034 | 2 | 0 | 0 | 0
2034-02-02 03:00 | 2034 | 2 | 0 | 0 | 0
2034-02-02 04:00 | 2034 | 2 | 0 | 0 | 0
2034-02-02 05:00 | 2034 | 2 | 0 | 0 | 0
2034-02-02 06:00 | 2034 | 2 | 0 | 0 | 0
2034-02-02 07:00 | 2034 | 2 | 0 | 0 | 0
2034-02-02 08:00 | 2034 | 2 | 0 | 0 | 0
2034-02-02 09:00 | 2034 | 2 | 0 | 0 | 0
2034-02-02 10:00 | 2034 | 2 | 0 | 0 | 0
2034-02-02 11:00 | 2034 | 2 | 0 | 0 | 0
2034-02-02 12:00 | 2034 | 2 | 0 | 0 | 0
2034-02-02 13:00 | 2034 | 2 | 0 | 0 | 0
2034-02-02 14:00 | 2034 | 2 | 0 | 0 | 0
2034-02-02 15:00 | 2034 | 2 | 0 | 0 | 0
2034-02-02 16:00 | 2034 | 2 | 0 | 0 | 0
2034-02-02 17:00 | 2034 | 2 | 0 | 0 | 0
2034-02-02 18:00 | 2034 | 2 | 0 | 0 | 0
2034-02-02 19:00 | 2034 | 2 | 0 | 0 | 0
2034-02-02 20:00 | 2034 | 2 | 0 | 0 | 0
2034-02-02 21:00 | 2034 | 2 | 0 | 0 | 0
2034-02-02 22:00 | 2034 | 2 | 0 | 0 | 0
2034-02-02 23:00 | 2034 | 2 | 0 | 0 | 0
2034-02-03 | 2034 | 2 | 0 | 0 | 0
2034-02-03 01:00 | 2034 | 2 | 0 | 0 | 0
2034-02-03 02:00 | 2034 | 2 | 0 | 0 | 0
2034-02-03 03:00 | 2034 | 2 | 0 | 0 | 0
2034-02-03 04:00 | 2034 | 2 | 0 | 0 | 0
2034-02-03 05:00 | 2034 | 2 | 0 | 0 | 0
2034-02-03 06:00 | 2034 | 2 | 0 | 0 | 0
2034-02-03 07:00 | 2034 | 2 | 0 | 0 | 0
2034-02-03 08:00 | 2034 | 2 | 0 | 0 | 0
2034-02-03 09:00 | 2034 | 2 | 0 | 0 | 0
2034-02-03 10:00 | 2034 | 2 | 0 | 0 | 0
2034-02-03 11:00 | 2034 | 2 | 0 | 0 | 0
2034-02-03 12:00 | 2034 | 2 | 0 | 0 | 0
2034-02-03 13:00 | 2034 | 2 | 0 | 0 | 0
2034-02-03 14:00 | 2034 | 2 | 0 | 0 | 0
2034-02-03 15:00 | 2034 | 2 | 0 | 0 | 0
2034-02-03 16:00 | 2034 | 2 | 0 | 0 | 0
2034-02-03 17:00 | 2034 | 2 | 0 | 0 | 0
2034-02-03 18:00 | 2034 | 2 | 0 | 0 | 0
2034-02-03 19:00 | 2034 | 2 | 0 | 0 | 0
2034-02-03 20:00 | 2034 | 2 | 0 | 0 | 0
2034-02-03 21:00 | 2034 | 2 | 0 | 0 | 0
2034-02-03 22:00 | 2034 | 2 | 0 | 0 | 0
2034-02-03 23:00 | 2034 | 2 | 0 | 0 | 0
2034-02-04 | 2034 | 2 | 0 | 0 | 0
2034-02-04 01:00 | 2034 | 2 | 0 | 0 | 0
2034-02-04 02:00 | 2034 | 2 | 0 | 0 | 0
2034-02-04 03:00 | 2034 | 2 | 0 | 0 | 0
2034-02-04 04:00 | 2034 | 2 | 0 | 0 | 0
2034-02-04 05:00 | 2034 | 2 | 0 | 0 | 0
2034-02-04 06:00 | 2034 | 2 | 0 | 0 | 0
2034-02-04 07:00 | 2034 | 2 | 0 | 0 | 0
2034-02-04 08:00 | 2034 | 2 | 0 | 0 | 0
2034-02-04 09:00 | 2034 | 2 | 0 | 0 | 0
2034-02-04 10:00 | 2034 | 2 | 0 | 0 | 0
2034-02-04 11:00 | 2034 | 2 | 0 | 0 | 0
2034-02-04 12:00 | 2034 | 2 | 0 | 0 | 0
2034-02-04 13:00 | 2034 | 2 | 0 | 0 | 0
2034-02-04 14:00 | 2034 | 2 | 0 | 0 | 0
2034-02-04 15:00 | 2034 | 2 | 0 | 0 | 0
2034-02-04 16:00 | 2034 | 2 | 0 | 0 | 0
2034-02-04 17:00 | 2034 | 2 | 0 | 0 | 0
2034-02-04 18:00 | 2034 | 2 | 0 | 0 | 0
2034-02-04 19:00 | 2034 | 2 | 0 | 0 | 0
2034-02-04 20:00 | 2034 | 2 | 0 | 0 | 0
2034-02-04 21:00 | 2034 | 2 | 0 | 0 | 0
2034-02-04 22:00 | 2034 | 2 | 0 | 0 | 0
2034-02-04 23:00 | 2034 | 2 | 0 | 0 | 0
2034-02-05 | 2034 | 2 | 0 | 0 | 0
2034-02-05 01:00 | 2034 | 2 | 0 | 0 | 0
2034-02-05 02:00 | 2034 | 2 | 0 | 0 | 0
2034-02-05 03:00 | 2034 | 2 | 0 | 0 | 0
2034-02-05 04:00 | 2034 | 2 | 0 | 0 | 0
2034-02-05 05:00 | 2034 | 2 | 0 | 0 | 0
2034-02-05 06:00 | 2034 | 2 | 0 | 0 | 0
2034-02-05 07:00 | 2034 | 2 | 0 | 0 | 0
2034-02-05 08:00 | 2034 | 2 | 0 | 0 | 0
2034-02-05 09:00 | 2034 | 2 | 0 | 0 | 0
2034-02-05 10:00 | 2034 | 2 | 0 | 0 | 0
2034-02-05 11:00 | 2034 | 2 | 0 | 0 | 0
2034-02-05 12:00 | 2034 | 2 | 0 | 0 | 0
2034-02-05 13:00 | 2034 | 2 | 0 | 0 | 0
2034-02-05 14:00 | 2034 | 2 | 0 | 0 | 0
2034-02-05 15:00 | 2034 | 2 | 0 | 0 | 0
2034-02-05 16:00 | 2034 | 2 | 0 | 0 | 0
2034-02-05 17:00 | 2034 | 2 | 0 | 0 | 0
2034-02-05 18:00 | 2034 | 2 | 0 | 0 | 0
2034-02-05 19:00 | 2034 | 2 | 0 | 0 | 0
2034-02-05 20:00 | 2034 | 2 | 0 | 0 | 0
2034-02-05 21:00 | 2034 | 2 | 0 | 0 | 0
2034-02-05 22:00 | 2034 | 2 | 0 | 0 | 0
2034-02-05 23:00 | 2034 | 2 | 0 | 0 | 0
2034-02-06 | 2034 | 2 | 0 | 0 | 0
2034-02-06 01:00 | 2034 | 2 | 0 | 0 | 0
2034-02-06 02:00 | 2034 | 2 | 0 | 0 | 0
2034-02-06 03:00 | 2034 | 2 | 0 | 0 | 0
2034-02-06 04:00 | 2034 | 2 | 0 | 0 | 0
2034-02-06 05:00 | 2034 | 2 | 0 | 0 | 0
2034-02-06 06:00 | 2034 | 2 | 0 | 0 | 0
2034-02-06 07:00 | 2034 | 2 | 0 | 0 | 0
2034-02-06 08:00 | 2034 | 2 | 0 | 0 | 0
2034-02-06 09:00 | 2034 | 2 | 0 | 0 | 0
2034-02-06 10:00 | 2034 | 2 | 0 | 0 | 0
2034-02-06 11:00 | 2034 | 2 | 0 | 0 | 0
2034-02-06 12:00 | 2034 | 2 | 0 | 0 | 0
2034-02-06 13:00 | 2034 | 2 | 0 | 0 | 0
2034-02-06 14:00 | 2034 | 2 | 0 | 0 | 0
2034-02-06 15:00 | 2034 | 2 | 0 | 0 | 0
2034-02-06 16:00 | 2034 | 2 | 0 | 0 | 0
2034-02-06 17:00 | 2034 | 2 | 0 | 0 | 0
2034-02-06 18:00 | 2034 | 2 | 0 | 0 | 0
2034-02-06 19:00 | 2034 | 2 | 0 | 0 | 0
2034-02-06 20:00 | 2034 | 2 | 0 | 0 | 0
2034-02-06 21:00 | 2034 | 2 | 0 | 0 | 0
2034-02-06 22:00 | 2034 | 2 | 0 | 0 | 0
2034-02-06 23:00 | 2034 | 2 | 0 | 0 | 0
2034-02-07 | 2034 | 2 | 0 | 0 | 0
2034-02-07 01:00 | 2034 | 2 | 0 | 0 | 0
2034-02-07 02:00 | 2034 | 2 | 0 | 0 | 0
2034-02-07 03:00 | 2034 | 2 | 0 | 0 | 0
2034-02-07 04:00 | 2034 | 2 | 0 | 0 | 0
2034-02-07 05:00 | 2034 | 2 | 0 | 0 | 0
2034-02-07 06:00 | 2034 | 2 | 0 | 0 | 0
2034-02-07 07:00 | 2034 | 2 | 0 | 0 | 0
2034-02-07 08:00 | 2034 | 2 | 0 | 0 | 0
2034-02-07 09:00 | 2034 | 2 | 0 | 0 | 0
2034-02-07 10:00 | 2034 | 2 | 0 | 0 | 0
2034-02-07 11:00 | 2034 | 2 | 0 | 0 | 0
2034-02-07 12:00 | 2034 | 2 | 0 | 0 | 0
2034-02-07 13:00 | 2034 | 2 | 0 | 0 | 0
2034-02-07 14:00 | 2034 | 2 | 0 | 0 | 0
2034-02-07 15:00 | 2034 | 2 | 0 | 0 | 0
2034-02-07 16:00 | 2034 | 2 | 0 | 0 | 0
2034-02-07 17:00 | 2034 | 2 | 0 | 0 | 0
2034-02-07 18:00 | 2034 | 2 | 0 | 0 | 0
2034-02-07 19:00 | 2034 | 2 | 0 | 0 | 0
2034-02-07 20:00 | 2034 | 2 | 0 | 0 | 0
2034-02-07 21:00 | 2034 | 2 | 0 | 0 | 0
2034-02-07 22:00 | 2034 | 2 | 0 | 0 | 0
2034-02-07 23:00 | 2034 | 2 | 0 | 0 | 0
2034-02-08 | 2034 | 2 | 0 | 0 | 0
2034-02-08 01:00 | 2034 | 2 | 0 | 0 | 0
2034-02-08 02:00 | 2034 | 2 | 0 | 0 | 0
2034-02-08 03:00 | 2034 | 2 | 0 | 0 | 0
2034-02-08 04:00 | 2034 | 2 | 0 | 0 | 0
2034-02-08 05:00 | 2034 | 2 | 0 | 0 | 0
2034-02-08 06:00 | 2034 | 2 | 0 | 0 | 0
2034-02-08 07:00 | 2034 | 2 | 0 | 0 | 0
2034-02-08 08:00 | 2034 | 2 | 0 | 0 | 0
2034-02-08 09:00 | 2034 | 2 | 0 | 0 | 0
2034-02-08 10:00 | 2034 | 2 | 0 | 0 | 0
2034-02-08 11:00 | 2034 | 2 | 0 | 0 | 0
2034-02-08 12:00 | 2034 | 2 | 0 | 0 | 0
2034-02-08 13:00 | 2034 | 2 | 0 | 0 | 0
2034-02-08 14:00 | 2034 | 2 | 0 | 0 | 0
2034-02-08 15:00 | 2034 | 2 | 0 | 0 | 0
2034-02-08 16:00 | 2034 | 2 | 0 | 0 | 0
2034-02-08 17:00 | 2034 | 2 | 0 | 0 | 0
2034-02-08 18:00 | 2034 | 2 | 0 | 0 | 0
2034-02-08 19:00 | 2034 | 2 | 0 | 0 | 0
2034-02-08 20:00 | 2034 | 2 | 0 | 0 | 0
2034-02-08 21:00 | 2034 | 2 | 0 | 0 | 0
2034-02-08 22:00 | 2034 | 2 | 0 | 0 | 0
2034-02-08 23:00 | 2034 | 2 | 0 | 0 | 0
2034-02-09 | 2034 | 2 | 0 | 0 | 0
2034-02-09 01:00 | 2034 | 2 | 0 | 0 | 0
2034-02-09 02:00 | 2034 | 2 | 0 | 0 | 0
2034-02-09 03:00 | 2034 | 2 | 0 | 0 | 0
2034-02-09 04:00 | 2034 | 2 | 0 | 0 | 0
2034-02-09 05:00 | 2034 | 2 | 0 | 0 | 0
2034-02-09 06:00 | 2034 | 2 | 0 | 0 | 0
2034-02-09 07:00 | 2034 | 2 | 0 | 0 | 0
2034-02-09 08:00 | 2034 | 2 | 0 | 0 | 0
2034-02-09 09:00 | 2034 | 2 | 0 | 0 | 0
2034-02-09 10:00 | 2034 | 2 | 0 | 0 | 0
2034-02-09 11:00 | 2034 | 2 | 0 | 0 | 0
2034-02-09 12:00 | 2034 | 2 | 0 | 0 | 0
2034-02-09 13:00 | 2034 | 2 | 0 | 0 | 0
2034-02-09 14:00 | 2034 | 2 | 0 | 0 | 0
2034-02-09 15:00 | 2034 | 2 | 0 | 0 | 0
2034-02-09 16:00 | 2034 | 2 | 0 | 0 | 0
2034-02-09 17:00 | 2034 | 2 | 0 | 0 | 0
2034-02-09 18:00 | 2034 | 2 | 0 | 0 | 0
2034-02-09 19:00 | 2034 | 2 | 0 | 0 | 0
2034-02-09 20:00 | 2034 | 2 | 0 | 0 | 0
2034-02-09 21:00 | 2034 | 2 | 0 | 0 | 0
2034-02-09 22:00 | 2034 | 2 | 0 | 0 | 0
2034-02-09 23:00 | 2034 | 2 | 0 | 0 | 0
2034-02-10 | 2034 | 2 | 0 | 0 | 0
2034-02-10 01:00 | 2034 | 2 | 0 | 0 | 0
2034-02-10 02:00 | 2034 | 2 | 0 | 0 | 0
2034-02-10 03:00 | 2034 | 2 | 0 | 0 | 0
2034-02-10 04:00 | 2034 | 2 | 0 | 0 | 0
2034-02-10 05:00 | 2034 | 2 | 0 | 0 | 0
2034-02-10 06:00 | 2034 | 2 | 0 | 0 | 0
2034-02-10 07:00 | 2034 | 2 | 0 | 0 | 0
2034-02-10 08:00 | 2034 | 2 | 0 | 0 | 0
2034-02-10 09:00 | 2034 | 2 | 0 | 0 | 0
2034-02-10 10:00 | 2034 | 2 | 0 | 0 | 0
2034-02-10 11:00 | 2034 | 2 | 0 | 0 | 0
2034-02-10 12:00 | 2034 | 2 | 0 | 0 | 0
2034-02-10 13:00 | 2034 | 2 | 0 | 0 | 0
2034-02-10 14:00 | 2034 | 2 | 0 | 0 | 0
2034-02-10 15:00 | 2034 | 2 | 0 | 0 | 0
2034-02-10 16:00 | 2034 | 2 | 0 | 0 | 0
2034-02-10 17:00 | 2034 | 2 | 0 | 0 | 0
2034-02-10 18:00 | 2034 | 2 | 0 | 0 | 0
2034-02-10 19:00 | 2034 | 2 | 0 | 0 | 0
2034-02-10 20:00 | 2034 | 2 | 0 | 0 | 0
2034-02-10 21:00 | 2034 | 2 | 0 | 0 | 0
2034-02-10 22:00 | 2034 | 2 | 0 | 0 | 0
2034-02-10 23:00 | 2034 | 2 | 0 | 0 | 0
2034-02-11 | 2034 | 2 | 0 | 0 | 0
2034-02-11 01:00 | 2034 | 2 | 0 | 0 | 0
2034-02-11 02:00 | 2034 | 2 | 0 | 0 | 0
2034-02-11 03:00 | 2034 | 2 | 0 | 0 | 0
2034-02-11 04:00 | 2034 | 2 | 0 | 0 | 0
2034-02-11 05:00 | 2034 | 2 | 0 | 0 | 0
2034-02-11 06:00 | 2034 | 2 | 0 | 0 | 0
2034-02-11 07:00 | 2034 | 2 | 0 | 0 | 0
2034-02-11 08:00 | 2034 | 2 | 0 | 0 | 0
2034-02-11 09:00 | 2034 | 2 | 0 | 0 | 0
2034-02-11 10:00 | 2034 | 2 | 0 | 0 | 0
2034-02-11 11:00 | 2034 | 2 | 0 | 0 | 0
2034-02-11 12:00 | 2034 | 2 | 0 | 0 | 0
2034-02-11 13:00 | 2034 | 2 | 0 | 0 | 0
2034-02-11 14:00 | 2034 | 2 | 0 | 0 | 0
2034-02-11 15:00 | 2034 | 2 | 0 | 0 | 0
2034-02-11 16:00 | 2034 | 2 | 0 | 0 | 0
2034-02-11 17:00 | 2034 | 2 | 0 | 0 | 0
2034-02-11 18:00 | 2034 | 2 | 0 | 0 | 0
2034-02-11 19:00 | 2034 | 2 | 0 | 0 | 0
2034-02-11 20:00 | 2034 | 2 | 0 | 0 | 0
2034-02-11 21:00 | 2034 | 2 | 0 | 0 | 0
2034-02-11 22:00 | 2034 | 2 | 0 | 0 | 0
2034-02-11 23:00 | 2034 | 2 | 0 | 0 | 0
2034-02-12 | 2034 | 2 | 0 | 0 | 0
2034-02-12 01:00 | 2034 | 2 | 0 | 0 | 0
2034-02-12 02:00 | 2034 | 2 | 0 | 0 | 0
2034-02-12 03:00 | 2034 | 2 | 0 | 0 | 0
2034-02-12 04:00 | 2034 | 2 | 0 | 0 | 0
2034-02-12 05:00 | 2034 | 2 | 0 | 0 | 0
2034-02-12 06:00 | 2034 | 2 | 0 | 0 | 0
2034-02-12 07:00 | 2034 | 2 | 0 | 0 | 0
2034-02-12 08:00 | 2034 | 2 | 0 | 0 | 0
2034-02-12 09:00 | 2034 | 2 | 0 | 0 | 0
2034-02-12 10:00 | 2034 | 2 | 0 | 0 | 0
2034-02-12 11:00 | 2034 | 2 | 0 | 0 | 0
2034-02-12 12:00 | 2034 | 2 | 0 | 0 | 0
2034-02-12 13:00 | 2034 | 2 | 0 | 0 | 0
2034-02-12 14:00 | 2034 | 2 | 0 | 0 | 0
2034-02-12 15:00 | 2034 | 2 | 0 | 0 | 0
2034-02-12 16:00 | 2034 | 2 | 0 | 0 | 0
2034-02-12 17:00 | 2034 | 2 | 0 | 0 | 0
2034-02-12 18:00 | 2034 | 2 | 0 | 0 | 0
2034-02-12 19:00 | 2034 | 2 | 0 | 0 | 0
2034-02-12 20:00 | 2034 | 2 | 0 | 0 | 0
2034-02-12 21:00 | 2034 | 2 | 0 | 0 | 0
2034-02-12 22:00 | 2034 | 2 | 0 | 0 | 0
2034-02-12 23:00 | 2034 | 2 | 0 | 0 | 0
2034-02-13 | 2034 | 2 | 0 | 0 | 0
2034-02-13 01:00 | 2034 | 2 | 0 | 0 | 0
2034-02-13 02:00 | 2034 | 2 | 0 | 0 | 0
2034-02-13 03:00 | 2034 | 2 | 0 | 0 | 0
2034-02-13 04:00 | 2034 | 2 | 0 | 0 | 0
2034-02-13 05:00 | 2034 | 2 | 0 | 0 | 0
2034-02-13 06:00 | 2034 | 2 | 0 | 0 | 0
2034-02-13 07:00 | 2034 | 2 | 0 | 0 | 0
2034-02-13 08:00 | 2034 | 2 | 0 | 0 | 0
2034-02-13 09:00 | 2034 | 2 | 0 | 0 | 0
2034-02-13 10:00 | 2034 | 2 | 0 | 0 | 0
2034-02-13 11:00 | 2034 | 2 | 0 | 0 | 0
2034-02-13 12:00 | 2034 | 2 | 0 | 0 | 0
2034-02-13 13:00 | 2034 | 2 | 0 | 0 | 0
2034-02-13 14:00 | 2034 | 2 | 0 | 0 | 0
2034-02-13 15:00 | 2034 | 2 | 0 | 0 | 0
2034-02-13 16:00 | 2034 | 2 | 0 | 0 | 0
2034-02-13 17:00 | 2034 | 2 | 0 | 0 | 0
2034-02-13 18:00 | 2034 | 2 | 0 | 0 | 0
2034-02-13 19:00 | 2034 | 2 | 0 | 0 | 0
2034-02-13 20:00 | 2034 | 2 | 0 | 0 | 0
2034-02-13 21:00 | 2034 | 2 | 0 | 0 | 0
2034-02-13 22:00 | 2034 | 2 | 0 | 0 | 0
2034-02-13 23:00 | 2034 | 2 | 0 | 0 | 0
2034-02-14 | 2034 | 2 | 0 | 0 | 0
2034-02-14 01:00 | 2034 | 2 | 0 | 0 | 0
2034-02-14 02:00 | 2034 | 2 | 0 | 0 | 0
2034-02-14 03:00 | 2034 | 2 | 0 | 0 | 0
2034-02-14 04:00 | 2034 | 2 | 0 | 0 | 0
2034-02-14 05:00 | 2034 | 2 | 0 | 0 | 0
2034-02-14 06:00 | 2034 | 2 | 0 | 0 | 0
2034-02-14 07:00 | 2034 | 2 | 0 | 0 | 0
2034-02-14 08:00 | 2034 | 2 | 0 | 0 | 0
2034-02-14 09:00 | 2034 | 2 | 0 | 0 | 0
2034-02-14 10:00 | 2034 | 2 | 0 | 0 | 0
2034-02-14 11:00 | 2034 | 2 | 0 | 0 | 0
2034-02-14 12:00 | 2034 | 2 | 0 | 0 | 0
2034-02-14 13:00 | 2034 | 2 | 0 | 0 | 0
2034-02-14 14:00 | 2034 | 2 | 0 | 0 | 0
2034-02-14 15:00 | 2034 | 2 | 0 | 0 | 0
2034-02-14 16:00 | 2034 | 2 | 0 | 0 | 0
2034-02-14 17:00 | 2034 | 2 | 0 | 0 | 0
2034-02-14 18:00 | 2034 | 2 | 0 | 0 | 0
2034-02-14 19:00 | 2034 | 2 | 0 | 0 | 0
2034-02-14 20:00 | 2034 | 2 | 0 | 0 | 0
2034-02-14 21:00 | 2034 | 2 | 0 | 0 | 0
2034-02-14 22:00 | 2034 | 2 | 0 | 0 | 0
2034-02-14 23:00 | 2034 | 2 | 0 | 0 | 0
2034-02-15 | 2034 | 2 | 0 | 0 | 0
2034-02-15 01:00 | 2034 | 2 | 0 | 0 | 0
2034-02-15 02:00 | 2034 | 2 | 0 | 0 | 0
2034-02-15 03:00 | 2034 | 2 | 0 | 0 | 0
2034-02-15 04:00 | 2034 | 2 | 0 | 0 | 0
2034-02-15 05:00 | 2034 | 2 | 0 | 0 | 0
2034-02-15 06:00 | 2034 | 2 | 0 | 0 | 0
2034-02-15 07:00 | 2034 | 2 | 0 | 0 | 0
2034-02-15 08:00 | 2034 | 2 | 0 | 0 | 0
2034-02-15 09:00 | 2034 | 2 | 0 | 0 | 0
2034-02-15 10:00 | 2034 | 2 | 0 | 0 | 0
2034-02-15 11:00 | 2034 | 2 | 0 | 0 | 0
2034-02-15 12:00 | 2034 | 2 | 0 | 0 | 0
2034-02-15 13:00 | 2034 | 2 | 0 | 0 | 0
2034-02-15 14:00 | 2034 | 2 | 0 | 0 | 0
2034-02-15 15:00 | 2034 | 2 | 0 | 0 | 0
2034-02-15 16:00 | 2034 | 2 | 0 | 0 | 0
2034-02-15 17:00 | 2034 | 2 | 0 | 0 | 0
2034-02-15 18:00 | 2034 | 2 | 0 | 0 | 0
2034-02-15 19:00 | 2034 | 2 | 0 | 0 | 0
2034-02-15 20:00 | 2034 | 2 | 0 | 0 | 0
2034-02-15 21:00 | 2034 | 2 | 0 | 0 | 0
2034-02-15 22:00 | 2034 | 2 | 0 | 0 | 0
2034-02-15 23:00 | 2034 | 2 | 0 | 0 | 0
2034-02-16 | 2034 | 2 | 0 | 0 | 0
2034-02-16 01:00 | 2034 | 2 | 0 | 0 | 0
2034-02-16 02:00 | 2034 | 2 | 0 | 0 | 0
2034-02-16 03:00 | 2034 | 2 | 0 | 0 | 0
2034-02-16 04:00 | 2034 | 2 | 0 | 0 | 0
2034-02-16 05:00 | 2034 | 2 | 0 | 0 | 0
2034-02-16 06:00 | 2034 | 2 | 0 | 0 | 0
2034-02-16 07:00 | 2034 | 2 | 0 | 0 | 0
2034-02-16 08:00 | 2034 | 2 | 0 | 0 | 0
2034-02-16 09:00 | 2034 | 2 | 0 | 0 | 0
2034-02-16 10:00 | 2034 | 2 | 0 | 0 | 0
2034-02-16 11:00 | 2034 | 2 | 0 | 0 | 0
2034-02-16 12:00 | 2034 | 2 | 0 | 0 | 0
2034-02-16 13:00 | 2034 | 2 | 0 | 0 | 0
2034-02-16 14:00 | 2034 | 2 | 0 | 0 | 0
2034-02-16 15:00 | 2034 | 2 | 0 | 0 | 0
2034-02-16 16:00 | 2034 | 2 | 0 | 0 | 0
2034-02-16 17:00 | 2034 | 2 | 0 | 0 | 0
2034-02-16 18:00 | 2034 | 2 | 0 | 0 | 0
2034-02-16 19:00 | 2034 | 2 | 0 | 0 | 0
2034-02-16 20:00 | 2034 | 2 | 0 | 0 | 0
2034-02-16 21:00 | 2034 | 2 | 0 | 0 | 0
2034-02-16 22:00 | 2034 | 2 | 0 | 0 | 0
2034-02-16 23:00 | 2034 | 2 | 0 | 0 | 0
2034-02-17 | 2034 | 2 | 0 | 0 | 0
2034-02-17 01:00 | 2034 | 2 | 0 | 0 | 0
2034-02-17 02:00 | 2034 | 2 | 0 | 0 | 0
2034-02-17 03:00 | 2034 | 2 | 0 | 0 | 0
2034-02-17 04:00 | 2034 | 2 | 0 | 0 | 0
2034-02-17 05:00 | 2034 | 2 | 0 | 0 | 0
2034-02-17 06:00 | 2034 | 2 | 0 | 0 | 0
2034-02-17 07:00 | 2034 | 2 | 0 | 0 | 0
2034-02-17 08:00 | 2034 | 2 | 0 | 0 | 0
2034-02-17 09:00 | 2034 | 2 | 0 | 0 | 0
2034-02-17 10:00 | 2034 | 2 | 0 | 0 | 0
2034-02-17 11:00 | 2034 | 2 | 0 | 0 | 0
2034-02-17 12:00 | 2034 | 2 | 0 | 0 | 0
2034-02-17 13:00 | 2034 | 2 | 0 | 0 | 0.057162
2034-02-17 14:00 | 2034 | 2 | 0 | 0 | 0.2
2034-02-17 15:00 | 2034 | 2 | 0 | 0 | 0
2034-02-17 16:00 | 2034 | 2 | 0 | 0 | 0
2034-02-17 17:00 | 2034 | 2 | 0 | 0 | 0
2034-02-17 18:00 | 2034 | 2 | 0 | 0 | 0
2034-02-17 19:00 | 2034 | 2 | 0 | 0 | 0
2034-02-17 20:00 | 2034 | 2 | 0 | 0 | 0
2034-02-17 21:00 | 2034 | 2 | 0 | 0 | 0
2034-02-17 22:00 | 2034 | 2 | 0 | 0 | 0
2034-02-17 23:00 | 2034 | 2 | 0 | 0 | 0
2034-02-18 | 2034 | 2 | 0 | 0 | 0
2034-02-18 01:00 | 2034 | 2 | 0 | 0 | 0
2034-02-18 02:00 | 2034 | 2 | 0 | 0 | 0
2034-02-18 03:00 | 2034 | 2 | 0 | 0 | 0
2034-02-18 04:00 | 2034 | 2 | 0 | 0 | 0
2034-02-18 05:00 | 2034 | 2 | 0 | 0 | 0
2034-02-18 06:00 | 2034 | 2 | 0 | 0 | 0
2034-02-18 07:00 | 2034 | 2 | 0 | 0 | 0
2034-02-18 08:00 | 2034 | 2 | 0 | 0 | 0
2034-02-18 09:00 | 2034 | 2 | 0 | 0 | 0
2034-02-18 10:00 | 2034 | 2 | 0 | 0 | 0
2034-02-18 11:00 | 2034 | 2 | 0 | 0 | 0
2034-02-18 12:00 | 2034 | 2 | 0 | 0 | 0
2034-02-18 13:00 | 2034 | 2 | 0 | 0 | 0
2034-02-18 14:00 | 2034 | 2 | 0 | 0 | 0
2034-02-18 15:00 | 2034 | 2 | 0 | 0 | 0
2034-02-18 16:00 | 2034 | 2 | 0 | 0 | 0
2034-02-18 17:00 | 2034 | 2 | 0 | 0 | 0
2034-02-18 18:00 | 2034 | 2 | 0 | 0 | 0
2034-02-18 19:00 | 2034 | 2 | 0 | 0 | 0
2034-02-18 20:00 | 2034 | 2 | 0 | 0 | 0
2034-02-18 21:00 | 2034 | 2 | 0 | 0 | 0
2034-02-18 22:00 | 2034 | 2 | 0 | 0 | 0
2034-02-18 23:00 | 2034 | 2 | 0 | 0 | 0
2034-02-19 | 2034 | 2 | 0 | 0 | 0
2034-02-19 01:00 | 2034 | 2 | 0 | 0 | 0
2034-02-19 02:00 | 2034 | 2 | 0 | 0 | 0
2034-02-19 03:00 | 2034 | 2 | 0 | 0 | 0
2034-02-19 04:00 | 2034 | 2 | 0 | 0 | 0
2034-02-19 05:00 | 2034 | 2 | 0 | 0 | 0
2034-02-19 06:00 | 2034 | 2 | 0 | 0 | 0
2034-02-19 07:00 | 2034 | 2 | 0 | 0 | 0
2034-02-19 08:00 | 2034 | 2 | 0 | 0 | 0
2034-02-19 09:00 | 2034 | 2 | 0 | 0 | 0
2034-02-19 10:00 | 2034 | 2 | 0 | 0 | 0
2034-02-19 11:00 | 2034 | 2 | 0 | 0 | 0
2034-02-19 12:00 | 2034 | 2 | 0 | 0 | 0
2034-02-19 13:00 | 2034 | 2 | 0 | 0 | 0
2034-02-19 14:00 | 2034 | 2 | 0 | 0 | 0.011924
2034-02-19 15:00 | 2034 | 2 | 0 | 0 | 0
2034-02-19 16:00 | 2034 | 2 | 0 | 0 | 0
2034-02-19 17:00 | 2034 | 2 | 0 | 0 | 0
2034-02-19 18:00 | 2034 | 2 | 0 | 0 | 0
2034-02-19 19:00 | 2034 | 2 | 0 | 0 | 0
2034-02-19 20:00 | 2034 | 2 | 0 | 0 | 0
2034-02-19 21:00 | 2034 | 2 | 0 | 0 | 0
2034-02-19 22:00 | 2034 | 2 | 0 | 0 | 0
2034-02-19 23:00 | 2034 | 2 | 0 | 0 | 0
2034-02-20 | 2034 | 2 | 0 | 0 | 0
2034-02-20 01:00 | 2034 | 2 | 0 | 0 | 0
2034-02-20 02:00 | 2034 | 2 | 0 | 0 | 0
2034-02-20 03:00 | 2034 | 2 | 0 | 0 | 0
2034-02-20 04:00 | 2034 | 2 | 0 | 0 | 0
2034-02-20 05:00 | 2034 | 2 | 0 | 0 | 0
2034-02-20 06:00 | 2034 | 2 | 0 | 0 | 0
2034-02-20 07:00 | 2034 | 2 | 0 | 0 | 0
2034-02-20 08:00 | 2034 | 2 | 0 | 0 | 0
2034-02-20 09:00 | 2034 | 2 | 0 | 0 | 0
2034-02-20 10:00 | 2034 | 2 | 0 | 0 | 0
2034-02-20 11:00 | 2034 | 2 | 0 | 0 | 0
2034-02-20 12:00 | 2034 | 2 | 0 | 0 | 0
2034-02-20 13:00 | 2034 | 2 | 0 | 0 | 0
2034-02-20 14:00 | 2034 | 2 | 0 | 0 | 0
2034-02-20 15:00 | 2034 | 2 | 0 | 0 | 0
2034-02-20 16:00 | 2034 | 2 | 0 | 0 | 0
2034-02-20 17:00 | 2034 | 2 | 0 | 0 | 0
2034-02-20 18:00 | 2034 | 2 | 0 | 0 | 0
2034-02-20 19:00 | 2034 | 2 | 0 | 0 | 0
2034-02-20 20:00 | 2034 | 2 | 0 | 0 | 0
2034-02-20 21:00 | 2034 | 2 | 0 | 0 | 0
2034-02-20 22:00 | 2034 | 2 | 0 | 0 | 0
2034-02-20 23:00 | 2034 | 2 | 0 | 0 | 0
2034-02-21 | 2034 | 2 | 0 | 0 | 0
2034-02-21 01:00 | 2034 | 2 | 0 | 0 | 0
2034-02-21 02:00 | 2034 | 2 | 0 | 0 | 0
2034-02-21 03:00 | 2034 | 2 | 0 | 0 | 0
2034-02-21 04:00 | 2034 | 2 | 0 | 0 | 0
2034-02-21 05:00 | 2034 | 2 | 0 | 0 | 0
2034-02-21 06:00 | 2034 | 2 | 0 | 0 | 0
2034-02-21 07:00 | 2034 | 2 | 0 | 0 | 0
2034-02-21 08:00 | 2034 | 2 | 0 | 0 | 0
2034-02-21 09:00 | 2034 | 2 | 0 | 0 | 0
2034-02-21 10:00 | 2034 | 2 | 0 | 0 | 0
2034-02-21 11:00 | 2034 | 2 | 0 | 0 | 0
2034-02-21 12:00 | 2034 | 2 | 0 | 0 | 0
2034-02-21 13:00 | 2034 | 2 | 0 | 0 | 0
2034-02-21 14:00 | 2034 | 2 | 0 | 0 | 0
2034-02-21 15:00 | 2034 | 2 | 0 | 0 | 0
2034-02-21 16:00 | 2034 | 2 | 0 | 0 | 0
2034-02-21 17:00 | 2034 | 2 | 0 | 0 | 0
2034-02-21 18:00 | 2034 | 2 | 0 | 0 | 0
2034-02-21 19:00 | 2034 | 2 | 0 | 0 | 0
2034-02-21 20:00 | 2034 | 2 | 0 | 0 | 0
2034-02-21 21:00 | 2034 | 2 | 0 | 0 | 0
2034-02-21 22:00 | 2034 | 2 | 0 | 0 | 0
2034-02-21 23:00 | 2034 | 2 | 0 | 0 | 0
2034-02-22 | 2034 | 2 | 0 | 0 | 0
2034-02-22 01:00 | 2034 | 2 | 0 | 0 | 0
2034-02-22 02:00 | 2034 | 2 | 0 | 0 | 0
2034-02-22 03:00 | 2034 | 2 | 0 | 0 | 0
2034-02-22 04:00 | 2034 | 2 | 0 | 0 | 0
2034-02-22 05:00 | 2034 | 2 | 0 | 0 | 0
2034-02-22 06:00 | 2034 | 2 | 0 | 0 | 0
2034-02-22 07:00 | 2034 | 2 | 0 | 0 | 0
2034-02-22 08:00 | 2034 | 2 | 0 | 0 | 0
2034-02-22 09:00 | 2034 | 2 | 0 | 0 | 0
2034-02-22 10:00 | 2034 | 2 | 0 | 0 | 0
2034-02-22 11:00 | 2034 | 2 | 0 | 0 | 0
2034-02-22 12:00 | 2034 | 2 | 0 | 0 | 0
2034-02-22 13:00 | 2034 | 2 | 0 | 0 | 0
2034-02-22 14:00 | 2034 | 2 | 0 | 0 | 0
2034-02-22 15:00 | 2034 | 2 | 0 | 0 | 0
2034-02-22 16:00 | 2034 | 2 | 0 | 0 | 0
2034-02-22 17:00 | 2034 | 2 | 0 | 0 | 0
2034-02-22 18:00 | 2034 | 2 | 0 | 0 | 0
2034-02-22 19:00 | 2034 | 2 | 0 | 0 | 0
2034-02-22 20:00 | 2034 | 2 | 0 | 0 | 0
2034-02-22 21:00 | 2034 | 2 | 0 | 0 | 0
2034-02-22 22:00 | 2034 | 2 | 0 | 0 | 0
2034-02-22 23:00 | 2034 | 2 | 0 | 0 | 0
2034-02-23 | 2034 | 2 | 0 | 0 | 0
2034-02-23 01:00 | 2034 | 2 | 0 | 0 | 0
2034-02-23 02:00 | 2034 | 2 | 0 | 0 | 0
2034-02-23 03:00 | 2034 | 2 | 0 | 0 | 0
2034-02-23 04:00 | 2034 | 2 | 0 | 0 | 0
2034-02-23 05:00 | 2034 | 2 | 0 | 0 | 0
2034-02-23 06:00 | 2034 | 2 | 0 | 0 | 0
2034-02-23 07:00 | 2034 | 2 | 0 | 0 | 0
2034-02-23 08:00 | 2034 | 2 | 0 | 0 | 0
2034-02-23 09:00 | 2034 | 2 | 0 | 0 | 0
2034-02-23 10:00 | 2034 | 2 | 0 | 0 | 0
2034-02-23 11:00 | 2034 | 2 | 0 | 0 | 0
2034-02-23 12:00 | 2034 | 2 | 0 | 0 | 0
2034-02-23 13:00 | 2034 | 2 | 0 | 0 | 0
2034-02-23 14:00 | 2034 | 2 | 0 | 0 | 0
2034-02-23 15:00 | 2034 | 2 | 0 | 0 | 0
2034-02-23 16:00 | 2034 | 2 | 0 | 0 | 0
2034-02-23 17:00 | 2034 | 2 | 0 | 0 | 0
2034-02-23 18:00 | 2034 | 2 | 0 | 0 | 0
2034-02-23 19:00 | 2034 | 2 | 0 | 0 | 0
2034-02-23 20:00 | 2034 | 2 | 0 | 0 | 0
2034-02-23 21:00 | 2034 | 2 | 0 | 0 | 0
2034-02-23 22:00 | 2034 | 2 | 0 | 0 | 0
2034-02-23 23:00 | 2034 | 2 | 0 | 0 | 0
2034-02-24 | 2034 | 2 | 0 | 0 | 0
2034-02-24 01:00 | 2034 | 2 | 0 | 0 | 0
2034-02-24 02:00 | 2034 | 2 | 0 | 0 | 0
2034-02-24 03:00 | 2034 | 2 | 0 | 0 | 0
2034-02-24 04:00 | 2034 | 2 | 0 | 0 | 0
2034-02-24 05:00 | 2034 | 2 | 0 | 0 | 0
2034-02-24 06:00 | 2034 | 2 | 0 | 0 | 0
2034-02-24 07:00 | 2034 | 2 | 0 | 0 | 0
2034-02-24 08:00 | 2034 | 2 | 0 | 0 | 0
2034-02-24 09:00 | 2034 | 2 | 0 | 0 | 0
2034-02-24 10:00 | 2034 | 2 | 0 | 0 | 0
2034-02-24 11:00 | 2034 | 2 | 0 | 0 | 0
2034-02-24 12:00 | 2034 | 2 | 0 | 0 | 0
2034-02-24 13:00 | 2034 | 2 | 0 | 0 | 0
2034-02-24 14:00 | 2034 | 2 | 0 | 0 | 0
2034-02-24 15:00 | 2034 | 2 | 0 | 0 | 0
2034-02-24 16:00 | 2034 | 2 | 0 | 0 | 0
2034-02-24 17:00 | 2034 | 2 | 0 | 0 | 0
2034-02-24 18:00 | 2034 | 2 | 0 | 0 | 0
2034-02-24 19:00 | 2034 | 2 | 0 | 0 | 0
2034-02-24 20:00 | 2034 | 2 | 0 | 0 | 0
2034-02-24 21:00 | 2034 | 2 | 0 | 0 | 0
2034-02-24 22:00 | 2034 | 2 | 0 | 0 | 0
2034-02-24 23:00 | 2034 | 2 | 0 | 0 | 0
2034-02-25 | 2034 | 2 | 0 | 0 | 0
2034-02-25 01:00 | 2034 | 2 | 0 | 0 | 0
2034-02-25 02:00 | 2034 | 2 | 0 | 0 | 0
2034-02-25 03:00 | 2034 | 2 | 0 | 0 | 0
2034-02-25 04:00 | 2034 | 2 | 0 | 0 | 0
2034-02-25 05:00 | 2034 | 2 | 0 | 0 | 0
2034-02-25 06:00 | 2034 | 2 | 0 | 0 | 0
2034-02-25 07:00 | 2034 | 2 | 0 | 0 | 0
2034-02-25 08:00 | 2034 | 2 | 0 | 0 | 0
2034-02-25 09:00 | 2034 | 2 | 0 | 0 | 0
2034-02-25 10:00 | 2034 | 2 | 0 | 0 | 0.040243
2034-02-25 11:00 | 2034 | 2 | 0 | 0 | 0
2034-02-25 12:00 | 2034 | 2 | 0 | 0 | 0
2034-02-25 13:00 | 2034 | 2 | 0 | 0 | 0
2034-02-25 14:00 | 2034 | 2 | 0 | 0 | 0
2034-02-25 15:00 | 2034 | 2 | 0 | 0 | 0
2034-02-25 16:00 | 2034 | 2 | 0 | 0 | 0
2034-02-25 17:00 | 2034 | 2 | 0 | 0 | 0
2034-02-25 18:00 | 2034 | 2 | 0 | 0 | 0
2034-02-25 19:00 | 2034 | 2 | 0 | 0 | 0
2034-02-25 20:00 | 2034 | 2 | 0 | 0 | 0
2034-02-25 21:00 | 2034 | 2 | 0 | 0 | 0
2034-02-25 22:00 | 2034 | 2 | 0 | 0 | 0
2034-02-25 23:00 | 2034 | 2 | 0 | 0 | 0
2034-02-26 | 2034 | 2 | 0 | 0 | 0
2034-02-26 01:00 | 2034 | 2 | 0 | 0 | 0
2034-02-26 02:00 | 2034 | 2 | 0 | 0 | 0
2034-02-26 03:00 | 2034 | 2 | 0 | 0 | 0
2034-02-26 04:00 | 2034 | 2 | 0 | 0 | 0
2034-02-26 05:00 | 2034 | 2 | 0 | 0 | 0
2034-02-26 06:00 | 2034 | 2 | 0 | 0 | 0
2034-02-26 07:00 | 2034 | 2 | 0 | 0 | 0
2034-02-26 08:00 | 2034 | 2 | 0 | 0 | 0
2034-02-26 09:00 | 2034 | 2 | 0 | 0 | 0.046099
2034-02-26 10:00 | 2034 | 2 | 0 | 0 | 0.054848
2034-02-26 11:00 | 2034 | 2 | 0 | 0 | 0
2034-02-26 12:00 | 2034 | 2 | 0 | 0 | 0
2034-02-26 13:00 | 2034 | 2 | 0 | 0 | 0
2034-02-26 14:00 | 2034 | 2 | 0 | 0 | 0
2034-02-26 15:00 | 2034 | 2 | 0 | 0 | 0
2034-02-26 16:00 | 2034 | 2 | 0 | 0 | 0
2034-02-26 17:00 | 2034 | 2 | 0 | 0 | 0
2034-02-26 18:00 | 2034 | 2 | 0 | 0 | 0
2034-02-26 19:00 | 2034 | 2 | 0 | 0 | 0
2034-02-26 20:00 | 2034 | 2 | 0 | 0 | 0
2034-02-26 21:00 | 2034 | 2 | 0 | 0 | 0
2034-02-26 22:00 | 2034 | 2 | 0 | 0 | 0
2034-02-26 23:00 | 2034 | 2 | 0 | 0 | 0
2034-02-27 | 2034 | 2 | 0 | 0 | 0
2034-02-27 01:00 | 2034 | 2 | 0 | 0 | 0
2034-02-27 02:00 | 2034 | 2 | 0 | 0 | 0
2034-02-27 03:00 | 2034 | 2 | 0 | 0 | 0
2034-02-27 04:00 | 2034 | 2 | 0 | 0 | 0
2034-02-27 05:00 | 2034 | 2 | 0 | 0 | 0
2034-02-27 06:00 | 2034 | 2 | 0 | 0 | 0
2034-02-27 07:00 | 2034 | 2 | 0 | 0 | 0
2034-02-27 08:00 | 2034 | 2 | 0 | 0 | 0
2034-02-27 09:00 | 2034 | 2 | 0 | 0 | 0
2034-02-27 10:00 | 2034 | 2 | 0 | 0 | 0
2034-02-27 11:00 | 2034 | 2 | 0 | 0 | 0
2034-02-27 12:00 | 2034 | 2 | 0 | 0 | 0
2034-02-27 13:00 | 2034 | 2 | 0 | 0 | 0.085127
2034-02-27 14:00 | 2034 | 2 | 0 | 0 | 0
2034-02-27 15:00 | 2034 | 2 | 0 | 0 | 0
2034-02-27 16:00 | 2034 | 2 | 0 | 0 | 0
2034-02-27 17:00 | 2034 | 2 | 0 | 0 | 0
2034-02-27 18:00 | 2034 | 2 | 0 | 0 | 0
2034-02-27 19:00 | 2034 | 2 | 0 | 0 | 0
2034-02-27 20:00 | 2034 | 2 | 0 | 0 | 0
2034-02-27 21:00 | 2034 | 2 | 0 | 0 | 0
2034-02-27 22:00 | 2034 | 2 | 0 | 0 | 0
2034-02-27 23:00 | 2034 | 2 | 0 | 0 | 0
2034-02-28 | 2034 | 2 | 0 | 0 | 0
2034-02-28 01:00 | 2034 | 2 | 0 | 0 | 0
2034-02-28 02:00 | 2034 | 2 | 0 | 0 | 0
2034-02-28 03:00 | 2034 | 2 | 0 | 0 | 0
2034-02-28 04:00 | 2034 | 2 | 0 | 0 | 0
2034-02-28 05:00 | 2034 | 2 | 0 | 0 | 0
2034-02-28 06:00 | 2034 | 2 | 0 | 0 | 0
2034-02-28 07:00 | 2034 | 2 | 0 | 0 | 0
2034-02-28 08:00 | 2034 | 2 | 0 | 0 | 0
2034-02-28 09:00 | 2034 | 2 | 0 | 0 | 0
2034-02-28 10:00 | 2034 | 2 | 0 | 0 | 0
2034-02-28 11:00 | 2034 | 2 | 0 | 0 | 0
2034-02-28 12:00 | 2034 | 2 | 0 | 0 | 0
2034-02-28 13:00 | 2034 | 2 | 0 | 0 | 0
2034-02-28 14:00 | 2034 | 2 | 0 | 0 | 0
2034-02-28 15:00 | 2034 | 2 | 0 | 0 | 0
2034-02-28 16:00 | 2034 | 2 | 0 | 0 | 0
2034-02-28 17:00 | 2034 | 2 | 0 | 0 | 0
2034-02-28 18:00 | 2034 | 2 | 0 | 0 | 0
2034-02-28 19:00 | 2034 | 2 | 0 | 0 | 0
2034-02-28 20:00 | 2034 | 2 | 0 | 0 | 0
2034-02-28 21:00 | 2034 | 2 | 0 | 0 | 0
2034-02-28 22:00 | 2034 | 2 | 0 | 0 | 0
2034-02-28 23:00 | 2034 | 2 | 0 | 0 | 0
2034-03-01 | 2034 | 3 | 0 | 0 | 0
2034-03-01 01:00 | 2034 | 3 | 0 | 0 | 0
2034-03-01 02:00 | 2034 | 3 | 0 | 0 | 0
2034-03-01 03:00 | 2034 | 3 | 0 | 0 | 0
2034-03-01 04:00 | 2034 | 3 | 0 | 0 | 0
2034-03-01 05:00 | 2034 | 3 | 0 | 0 | 0
2034-03-01 06:00 | 2034 | 3 | 0 | 0 | 0
2034-03-01 07:00 | 2034 | 3 | 0 | 0 | 0
2034-03-01 08:00 | 2034 | 3 | 0 | 0 | 0
2034-03-01 09:00 | 2034 | 3 | 0 | 0 | 0
2034-03-01 10:00 | 2034 | 3 | 0 | 0 | 0
2034-03-01 11:00 | 2034 | 3 | 0 | 0 | 0
2034-03-01 12:00 | 2034 | 3 | 0 | 0 | 0
2034-03-01 13:00 | 2034 | 3 | 0 | 0 | 0
2034-03-01 14:00 | 2034 | 3 | 0 | 0 | 0
2034-03-01 15:00 | 2034 | 3 | 0 | 0 | 0
2034-03-01 16:00 | 2034 | 3 | 0 | 0 | 0
2034-03-01 17:00 | 2034 | 3 | 0 | 0 | 0
2034-03-01 18:00 | 2034 | 3 | 0 | 0 | 0
2034-03-01 19:00 | 2034 | 3 | 0 | 0 | 0
2034-03-01 20:00 | 2034 | 3 | 0 | 0 | 0
2034-03-01 21:00 | 2034 | 3 | 0 | 0 | 0
2034-03-01 22:00 | 2034 | 3 | 0 | 0 | 0
2034-03-01 23:00 | 2034 | 3 | 0 | 0 | 0
2034-03-02 | 2034 | 3 | 0 | 0 | 0
2034-03-02 01:00 | 2034 | 3 | 0 | 0 | 0
2034-03-02 02:00 | 2034 | 3 | 0 | 0 | 0
2034-03-02 03:00 | 2034 | 3 | 0 | 0 | 0
2034-03-02 04:00 | 2034 | 3 | 0 | 0 | 0
2034-03-02 05:00 | 2034 | 3 | 0 | 0 | 0
2034-03-02 06:00 | 2034 | 3 | 0 | 0 | 0
2034-03-02 07:00 | 2034 | 3 | 0 | 0 | 0
2034-03-02 08:00 | 2034 | 3 | 0 | 0 | 0
2034-03-02 09:00 | 2034 | 3 | 0 | 0 | 0
2034-03-02 10:00 | 2034 | 3 | 0 | 0 | 0
2034-03-02 11:00 | 2034 | 3 | 0 | 0 | 0
2034-03-02 12:00 | 2034 | 3 | 0 | 0 | 0
2034-03-02 13:00 | 2034 | 3 | 0 | 0 | 0
2034-03-02 14:00 | 2034 | 3 | 0 | 0 | 0
2034-03-02 15:00 | 2034 | 3 | 0 | 0 | 0
2034-03-02 16:00 | 2034 | 3 | 0 | 0 | 0
2034-03-02 17:00 | 2034 | 3 | 0 | 0 | 0
2034-03-02 18:00 | 2034 | 3 | 0 | 0 | 0
2034-03-02 19:00 | 2034 | 3 | 0 | 0 | 0
2034-03-02 20:00 | 2034 | 3 | 0 | 0 | 0
2034-03-02 21:00 | 2034 | 3 | 0 | 0 | 0
2034-03-02 22:00 | 2034 | 3 | 0 | 0 | 0
2034-03-02 23:00 | 2034 | 3 | 0 | 0 | 0
2034-03-03 | 2034 | 3 | 0 | 0 | 0
2034-03-03 01:00 | 2034 | 3 | 0 | 0 | 0
2034-03-03 02:00 | 2034 | 3 | 0 | 0 | 0
2034-03-03 03:00 | 2034 | 3 | 0 | 0 | 0
2034-03-03 04:00 | 2034 | 3 | 0 | 0 | 0
2034-03-03 05:00 | 2034 | 3 | 0 | 0 | 0
2034-03-03 06:00 | 2034 | 3 | 0 | 0 | 0
2034-03-03 07:00 | 2034 | 3 | 0 | 0 | 0
2034-03-03 08:00 | 2034 | 3 | 0 | 0 | 0
2034-03-03 09:00 | 2034 | 3 | 0 | 0 | 0
2034-03-03 10:00 | 2034 | 3 | 0 | 0 | 0
2034-03-03 11:00 | 2034 | 3 | 0 | 0 | 0
2034-03-03 12:00 | 2034 | 3 | 0 | 0 | 0
2034-03-03 13:00 | 2034 | 3 | 0 | 0 | 0
2034-03-03 14:00 | 2034 | 3 | 0 | 0 | 0
2034-03-03 15:00 | 2034 | 3 | 0 | 0 | 0
2034-03-03 16:00 | 2034 | 3 | 0 | 0 | 0
2034-03-03 17:00 | 2034 | 3 | 0 | 0 | 0
2034-03-03 18:00 | 2034 | 3 | 0 | 0 | 0
2034-03-03 19:00 | 2034 | 3 | 0 | 0 | 0
2034-03-03 20:00 | 2034 | 3 | 0 | 0 | 0
2034-03-03 21:00 | 2034 | 3 | 0 | 0 | 0
2034-03-03 22:00 | 2034 | 3 | 0 | 0 | 0
2034-03-03 23:00 | 2034 | 3 | 0 | 0 | 0
2034-03-04 | 2034 | 3 | 0 | 0 | 0
2034-03-04 01:00 | 2034 | 3 | 0 | 0 | 0
2034-03-04 02:00 | 2034 | 3 | 0 | 0 | 0
2034-03-04 03:00 | 2034 | 3 | 0 | 0 | 0
2034-03-04 04:00 | 2034 | 3 | 0 | 0 | 0
2034-03-04 05:00 | 2034 | 3 | 0 | 0 | 0
2034-03-04 06:00 | 2034 | 3 | 0 | 0 | 0
2034-03-04 07:00 | 2034 | 3 | 0 | 0 | 0
2034-03-04 08:00 | 2034 | 3 | 0 | 0 | 0
2034-03-04 09:00 | 2034 | 3 | 0 | 0 | 0
2034-03-04 10:00 | 2034 | 3 | 0 | 0 | 0
2034-03-04 11:00 | 2034 | 3 | 0 | 0 | 0
2034-03-04 12:00 | 2034 | 3 | 0 | 0 | 0
2034-03-04 13:00 | 2034 | 3 | 0 | 0 | 0
2034-03-04 14:00 | 2034 | 3 | 0 | 0 | 0
2034-03-04 15:00 | 2034 | 3 | 0 | 0 | 0
2034-03-04 16:00 | 2034 | 3 | 0 | 0 | 0
2034-03-04 17:00 | 2034 | 3 | 0 | 0 | 0
2034-03-04 18:00 | 2034 | 3 | 0 | 0 | 0
2034-03-04 19:00 | 2034 | 3 | 0 | 0 | 0
2034-03-04 20:00 | 2034 | 3 | 0 | 0 | 0
2034-03-04 21:00 | 2034 | 3 | 0 | 0 | 0
2034-03-04 22:00 | 2034 | 3 | 0 | 0 | 0
2034-03-04 23:00 | 2034 | 3 | 0 | 0 | 0
2034-03-05 | 2034 | 3 | 0 | 0 | 0
2034-03-05 01:00 | 2034 | 3 | 0 | 0 | 0
2034-03-05 02:00 | 2034 | 3 | 0 | 0 | 0
2034-03-05 03:00 | 2034 | 3 | 0 | 0 | 0
2034-03-05 04:00 | 2034 | 3 | 0 | 0 | 0
2034-03-05 05:00 | 2034 | 3 | 0 | 0 | 0
2034-03-05 06:00 | 2034 | 3 | 0 | 0 | 0
2034-03-05 07:00 | 2034 | 3 | 0 | 0 | 0
2034-03-05 08:00 | 2034 | 3 | 0 | 0 | 0
2034-03-05 09:00 | 2034 | 3 | 0 | 0 | 0
2034-03-05 10:00 | 2034 | 3 | 0 | 0 | 0
2034-03-05 11:00 | 2034 | 3 | 0 | 0 | 0
2034-03-05 12:00 | 2034 | 3 | 0 | 0 | 0
2034-03-05 13:00 | 2034 | 3 | 0 | 0 | 0
2034-03-05 14:00 | 2034 | 3 | 0 | 0 | 0
2034-03-05 15:00 | 2034 | 3 | 0 | 0 | 0
2034-03-05 16:00 | 2034 | 3 | 0 | 0 | 0
2034-03-05 17:00 | 2034 | 3 | 0 | 0 | 0
2034-03-05 18:00 | 2034 | 3 | 0 | 0 | 0
2034-03-05 19:00 | 2034 | 3 | 0 | 0 | 0
2034-03-05 20:00 | 2034 | 3 | 0 | 0 | 0
2034-03-05 21:00 | 2034 | 3 | 0 | 0 | 0
2034-03-05 22:00 | 2034 | 3 | 0 | 0 | 0
2034-03-05 23:00 | 2034 | 3 | 0 | 0 | 0
2034-03-06 | 2034 | 3 | 0 | 0 | 0
2034-03-06 01:00 | 2034 | 3 | 0 | 0 | 0
2034-03-06 02:00 | 2034 | 3 | 0 | 0 | 0
2034-03-06 03:00 | 2034 | 3 | 0 | 0 | 0
2034-03-06 04:00 | 2034 | 3 | 0 | 0 | 0
2034-03-06 05:00 | 2034 | 3 | 0 | 0 | 0
2034-03-06 06:00 | 2034 | 3 | 0 | 0 | 0
2034-03-06 07:00 | 2034 | 3 | 0 | 0 | 0
2034-03-06 08:00 | 2034 | 3 | 0 | 0 | 0
2034-03-06 09:00 | 2034 | 3 | 0 | 0 | 0
2034-03-06 10:00 | 2034 | 3 | 0 | 0 | 0
2034-03-06 11:00 | 2034 | 3 | 0 | 0 | 0
2034-03-06 12:00 | 2034 | 3 | 0 | 0 | 0
2034-03-06 13:00 | 2034 | 3 | 0 | 0 | 0
2034-03-06 14:00 | 2034 | 3 | 0 | 0 | 0
2034-03-06 15:00 | 2034 | 3 | 0 | 0 | 0
2034-03-06 16:00 | 2034 | 3 | 0 | 0 | 0
2034-03-06 17:00 | 2034 | 3 | 0 | 0 | 0
2034-03-06 18:00 | 2034 | 3 | 0 | 0 | 0
2034-03-06 19:00 | 2034 | 3 | 0 | 0 | 0
2034-03-06 20:00 | 2034 | 3 | 0 | 0 | 0
2034-03-06 21:00 | 2034 | 3 | 0 | 0 | 0
2034-03-06 22:00 | 2034 | 3 | 0 | 0 | 0
2034-03-06 23:00 | 2034 | 3 | 0 | 0 | 0
2034-03-07 | 2034 | 3 | 0 | 0 | 0
2034-03-07 01:00 | 2034 | 3 | 0 | 0 | 0
2034-03-07 02:00 | 2034 | 3 | 0 | 0 | 0
2034-03-07 03:00 | 2034 | 3 | 0 | 0 | 0
2034-03-07 04:00 | 2034 | 3 | 0 | 0 | 0
2034-03-07 05:00 | 2034 | 3 | 0 | 0 | 0
2034-03-07 06:00 | 2034 | 3 | 0 | 0 | 0
2034-03-07 07:00 | 2034 | 3 | 0 | 0 | 0
2034-03-07 08:00 | 2034 | 3 | 0 | 0 | 0
2034-03-07 09:00 | 2034 | 3 | 0 | 0 | 0
2034-03-07 10:00 | 2034 | 3 | 0 | 0 | 0
2034-03-07 11:00 | 2034 | 3 | 0 | 0 | 0
2034-03-07 12:00 | 2034 | 3 | 0 | 0 | 0
2034-03-07 13:00 | 2034 | 3 | 0 | 0 | 0
2034-03-07 14:00 | 2034 | 3 | 0 | 0 | 0
2034-03-07 15:00 | 2034 | 3 | 0 | 0 | 0
2034-03-07 16:00 | 2034 | 3 | 0 | 0 | 0
2034-03-07 17:00 | 2034 | 3 | 0 | 0 | 0
2034-03-07 18:00 | 2034 | 3 | 0 | 0 | 0
2034-03-07 19:00 | 2034 | 3 | 0 | 0 | 0
2034-03-07 20:00 | 2034 | 3 | 0 | 0 | 0
2034-03-07 21:00 | 2034 | 3 | 0 | 0 | 0
2034-03-07 22:00 | 2034 | 3 | 0 | 0 | 0
2034-03-07 23:00 | 2034 | 3 | 0 | 0 | 0
2034-03-08 | 2034 | 3 | 0 | 0 | 0
2034-03-08 01:00 | 2034 | 3 | 0 | 0 | 0
2034-03-08 02:00 | 2034 | 3 | 0 | 0 | 0
2034-03-08 03:00 | 2034 | 3 | 0 | 0 | 0
2034-03-08 04:00 | 2034 | 3 | 0 | 0 | 0
2034-03-08 05:00 | 2034 | 3 | 0 | 0 | 0
2034-03-08 06:00 | 2034 | 3 | 0 | 0 | 0
2034-03-08 07:00 | 2034 | 3 | 0 | 0 | 0
2034-03-08 08:00 | 2034 | 3 | 0 | 0 | 0
2034-03-08 09:00 | 2034 | 3 | 0 | 0 | 0
2034-03-08 10:00 | 2034 | 3 | 0 | 0 | 0
2034-03-08 11:00 | 2034 | 3 | 0 | 0 | 0
2034-03-08 12:00 | 2034 | 3 | 0 | 0 | 0
2034-03-08 13:00 | 2034 | 3 | 0 | 0 | 0
2034-03-08 14:00 | 2034 | 3 | 0 | 0 | 0
2034-03-08 15:00 | 2034 | 3 | 0 | 0 | 0
2034-03-08 16:00 | 2034 | 3 | 0 | 0 | 0
2034-03-08 17:00 | 2034 | 3 | 0 | 0 | 0
2034-03-08 18:00 | 2034 | 3 | 0 | 0 | 0
2034-03-08 19:00 | 2034 | 3 | 0 | 0 | 0
2034-03-08 20:00 | 2034 | 3 | 0 | 0 | 0
2034-03-08 21:00 | 2034 | 3 | 0 | 0 | 0
2034-03-08 22:00 | 2034 | 3 | 0 | 0 | 0
2034-03-08 23:00 | 2034 | 3 | 0 | 0 | 0
2034-03-09 | 2034 | 3 | 0 | 0 | 0
2034-03-09 01:00 | 2034 | 3 | 0 | 0 | 0
2034-03-09 02:00 | 2034 | 3 | 0 | 0 | 0
2034-03-09 03:00 | 2034 | 3 | 0 | 0 | 0
2034-03-09 04:00 | 2034 | 3 | 0 | 0 | 0
2034-03-09 05:00 | 2034 | 3 | 0 | 0 | 0
2034-03-09 06:00 | 2034 | 3 | 0 | 0 | 0
2034-03-09 07:00 | 2034 | 3 | 0 | 0 | 0
2034-03-09 08:00 | 2034 | 3 | 0 | 0 | 0
2034-03-09 09:00 | 2034 | 3 | 0 | 0 | 0
2034-03-09 10:00 | 2034 | 3 | 0 | 0 | 0
2034-03-09 11:00 | 2034 | 3 | 0 | 0 | 0
2034-03-09 12:00 | 2034 | 3 | 0 | 0 | 0
2034-03-09 13:00 | 2034 | 3 | 0 | 0 | 0
2034-03-09 14:00 | 2034 | 3 | 0 | 0 | 0
2034-03-09 15:00 | 2034 | 3 | 0 | 0 | 0
2034-03-09 16:00 | 2034 | 3 | 0 | 0 | 0
2034-03-09 17:00 | 2034 | 3 | 0 | 0 | 0
2034-03-09 18:00 | 2034 | 3 | 0 | 0 | 0
2034-03-09 19:00 | 2034 | 3 | 0 | 0 | 0
2034-03-09 20:00 | 2034 | 3 | 0 | 0 | 0
2034-03-09 21:00 | 2034 | 3 | 0 | 0 | 0
2034-03-09 22:00 | 2034 | 3 | 0 | 0 | 0
2034-03-09 23:00 | 2034 | 3 | 0 | 0 | 0
2034-03-10 | 2034 | 3 | 0 | 0 | 0
2034-03-10 01:00 | 2034 | 3 | 0 | 0 | 0
2034-03-10 02:00 | 2034 | 3 | 0 | 0 | 0
2034-03-10 03:00 | 2034 | 3 | 0 | 0 | 0
2034-03-10 04:00 | 2034 | 3 | 0 | 0 | 0
2034-03-10 05:00 | 2034 | 3 | 0 | 0 | 0
2034-03-10 06:00 | 2034 | 3 | 0 | 0 | 0
2034-03-10 07:00 | 2034 | 3 | 0 | 0 | 0
2034-03-10 08:00 | 2034 | 3 | 0 | 0 | 0
2034-03-10 09:00 | 2034 | 3 | 0 | 0 | 0
2034-03-10 10:00 | 2034 | 3 | 0 | 0 | 0
2034-03-10 11:00 | 2034 | 3 | 0 | 0 | 0
2034-03-10 12:00 | 2034 | 3 | 0 | 0 | 0
2034-03-10 13:00 | 2034 | 3 | 0 | 0 | 0
2034-03-10 14:00 | 2034 | 3 | 0 | 0 | 0
2034-03-10 15:00 | 2034 | 3 | 0 | 0 | 0
2034-03-10 16:00 | 2034 | 3 | 0 | 0 | 0
2034-03-10 17:00 | 2034 | 3 | 0 | 0 | 0
2034-03-10 18:00 | 2034 | 3 | 0 | 0 | 0
2034-03-10 19:00 | 2034 | 3 | 0 | 0 | 0
2034-03-10 20:00 | 2034 | 3 | 0 | 0 | 0
2034-03-10 21:00 | 2034 | 3 | 0 | 0 | 0
2034-03-10 22:00 | 2034 | 3 | 0 | 0 | 0
2034-03-10 23:00 | 2034 | 3 | 0 | 0 | 0
2034-03-11 | 2034 | 3 | 0 | 0 | 0
2034-03-11 01:00 | 2034 | 3 | 0 | 0 | 0
2034-03-11 02:00 | 2034 | 3 | 0 | 0 | 0
2034-03-11 03:00 | 2034 | 3 | 0 | 0 | 0
2034-03-11 04:00 | 2034 | 3 | 0 | 0 | 0
2034-03-11 05:00 | 2034 | 3 | 0 | 0 | 0
2034-03-11 06:00 | 2034 | 3 | 0 | 0 | 0
2034-03-11 07:00 | 2034 | 3 | 0 | 0 | 0
2034-03-11 08:00 | 2034 | 3 | 0 | 0 | 0
2034-03-11 09:00 | 2034 | 3 | 0 | 0 | 0
2034-03-11 10:00 | 2034 | 3 | 0 | 0 | 0
2034-03-11 11:00 | 2034 | 3 | 0 | 0 | 0
2034-03-11 12:00 | 2034 | 3 | 0 | 0 | 0
2034-03-11 13:00 | 2034 | 3 | 0 | 0 | 0
2034-03-11 14:00 | 2034 | 3 | 0 | 0 | 0
2034-03-11 15:00 | 2034 | 3 | 0 | 0 | 0
2034-03-11 16:00 | 2034 | 3 | 0 | 0 | 0
2034-03-11 17:00 | 2034 | 3 | 0 | 0 | 0
2034-03-11 18:00 | 2034 | 3 | 0 | 0 | 0
2034-03-11 19:00 | 2034 | 3 | 0 | 0 | 0
2034-03-11 20:00 | 2034 | 3 | 0 | 0 | 0
2034-03-11 21:00 | 2034 | 3 | 0 | 0 | 0
2034-03-11 22:00 | 2034 | 3 | 0 | 0 | 0
2034-03-11 23:00 | 2034 | 3 | 0 | 0 | 0
2034-03-12 | 2034 | 3 | 0 | 0 | 0
2034-03-12 01:00 | 2034 | 3 | 0 | 0 | 0
2034-03-12 02:00 | 2034 | 3 | 0 | 0 | 0
2034-03-12 03:00 | 2034 | 3 | 0 | 0 | 0
2034-03-12 04:00 | 2034 | 3 | 0 | 0 | 0
2034-03-12 05:00 | 2034 | 3 | 0 | 0 | 0
2034-03-12 06:00 | 2034 | 3 | 0 | 0 | 0
2034-03-12 07:00 | 2034 | 3 | 0 | 0 | 0
2034-03-12 08:00 | 2034 | 3 | 0 | 0 | 0
2034-03-12 09:00 | 2034 | 3 | 0 | 0 | 0
2034-03-12 10:00 | 2034 | 3 | 0 | 0 | 0
2034-03-12 11:00 | 2034 | 3 | 0 | 0 | 0
2034-03-12 12:00 | 2034 | 3 | 0 | 0 | 0
2034-03-12 13:00 | 2034 | 3 | 0 | 0 | 0
2034-03-12 14:00 | 2034 | 3 | 0 | 0 | 0
2034-03-12 15:00 | 2034 | 3 | 0 | 0 | 0
2034-03-12 16:00 | 2034 | 3 | 0 | 0 | 0
2034-03-12 17:00 | 2034 | 3 | 0 | 0 | 0
2034-03-12 18:00 | 2034 | 3 | 0 | 0 | 0
2034-03-12 19:00 | 2034 | 3 | 0 | 0 | 0
2034-03-12 20:00 | 2034 | 3 | 0 | 0 | 0
2034-03-12 21:00 | 2034 | 3 | 0 | 0 | 0
2034-03-12 22:00 | 2034 | 3 | 0 | 0 | 0
2034-03-12 23:00 | 2034 | 3 | 0 | 0 | 0
2034-03-13 | 2034 | 3 | 0 | 0 | 0
2034-03-13 01:00 | 2034 | 3 | 0 | 0 | 0
2034-03-13 02:00 | 2034 | 3 | 0 | 0 | 0
2034-03-13 03:00 | 2034 | 3 | 0 | 0 | 0
2034-03-13 04:00 | 2034 | 3 | 0 | 0 | 0
2034-03-13 05:00 | 2034 | 3 | 0 | 0 | 0
2034-03-13 06:00 | 2034 | 3 | 0 | 0 | 0
2034-03-13 07:00 | 2034 | 3 | 0 | 0 | 0
2034-03-13 08:00 | 2034 | 3 | 0 | 0 | 0
2034-03-13 09:00 | 2034 | 3 | 0 | 0 | 0
2034-03-13 10:00 | 2034 | 3 | 0 | 0 | 0
2034-03-13 11:00 | 2034 | 3 | 0 | 0 | 0
2034-03-13 12:00 | 2034 | 3 | 0 | 0 | 0
2034-03-13 13:00 | 2034 | 3 | 0 | 0 | 0
2034-03-13 14:00 | 2034 | 3 | 0 | 0 | 0
2034-03-13 15:00 | 2034 | 3 | 0 | 0 | 0
2034-03-13 16:00 | 2034 | 3 | 0 | 0 | 0
2034-03-13 17:00 | 2034 | 3 | 0 | 0 | 0
2034-03-13 18:00 | 2034 | 3 | 0 | 0 | 0
2034-03-13 19:00 | 2034 | 3 | 0 | 0 | 0
2034-03-13 20:00 | 2034 | 3 | 0 | 0 | 0
2034-03-13 21:00 | 2034 | 3 | 0 | 0 | 0
2034-03-13 22:00 | 2034 | 3 | 0 | 0 | 0
2034-03-13 23:00 | 2034 | 3 | 0 | 0 | 0
2034-03-14 | 2034 | 3 | 0 | 0 | 0
2034-03-14 01:00 | 2034 | 3 | 0 | 0 | 0
2034-03-14 02:00 | 2034 | 3 | 0 | 0 | 0
2034-03-14 03:00 | 2034 | 3 | 0 | 0 | 0
2034-03-14 04:00 | 2034 | 3 | 0 | 0 | 0
2034-03-14 05:00 | 2034 | 3 | 0 | 0 | 0
2034-03-14 06:00 | 2034 | 3 | 0 | 0 | 0
2034-03-14 07:00 | 2034 | 3 | 0 | 0 | 0
2034-03-14 08:00 | 2034 | 3 | 0 | 0 | 0
2034-03-14 09:00 | 2034 | 3 | 0 | 0 | 0
2034-03-14 10:00 | 2034 | 3 | 0 | 0 | 0
2034-03-14 11:00 | 2034 | 3 | 0 | 0 | 0
2034-03-14 12:00 | 2034 | 3 | 0 | 0 | 0
2034-03-14 13:00 | 2034 | 3 | 0 | 0 | 0
2034-03-14 14:00 | 2034 | 3 | 0 | 0 | 0
2034-03-14 15:00 | 2034 | 3 | 0 | 0 | 0
2034-03-14 16:00 | 2034 | 3 | 0 | 0 | 0
2034-03-14 17:00 | 2034 | 3 | 0 | 0 | 0
2034-03-14 18:00 | 2034 | 3 | 0 | 0 | 0
2034-03-14 19:00 | 2034 | 3 | 0 | 0 | 0
2034-03-14 20:00 | 2034 | 3 | 0 | 0 | 0
2034-03-14 21:00 | 2034 | 3 | 0 | 0 | 0
2034-03-14 22:00 | 2034 | 3 | 0 | 0 | 0
2034-03-14 23:00 | 2034 | 3 | 0 | 0 | 0
2034-03-15 | 2034 | 3 | 0 | 0 | 0
2034-03-15 01:00 | 2034 | 3 | 0 | 0 | 0
2034-03-15 02:00 | 2034 | 3 | 0 | 0 | 0
2034-03-15 03:00 | 2034 | 3 | 0 | 0 | 0
2034-03-15 04:00 | 2034 | 3 | 0 | 0 | 0
2034-03-15 05:00 | 2034 | 3 | 0 | 0 | 0
2034-03-15 06:00 | 2034 | 3 | 0 | 0 | 0
2034-03-15 07:00 | 2034 | 3 | 0 | 0 | 0
2034-03-15 08:00 | 2034 | 3 | 0 | 0 | 0
2034-03-15 09:00 | 2034 | 3 | 0 | 0 | 0
2034-03-15 10:00 | 2034 | 3 | 0 | 0 | 0
2034-03-15 11:00 | 2034 | 3 | 0 | 0 | 0
2034-03-15 12:00 | 2034 | 3 | 0 | 0 | 0
2034-03-15 13:00 | 2034 | 3 | 0 | 0 | 0
2034-03-15 14:00 | 2034 | 3 | 0 | 0 | 0
2034-03-15 15:00 | 2034 | 3 | 0 | 0 | 0
2034-03-15 16:00 | 2034 | 3 | 0 | 0 | 0
2034-03-15 17:00 | 2034 | 3 | 0 | 0 | 0
2034-03-15 18:00 | 2034 | 3 | 0 | 0 | 0
2034-03-15 19:00 | 2034 | 3 | 0 | 0 | 0
2034-03-15 20:00 | 2034 | 3 | 0 | 0 | 0
2034-03-15 21:00 | 2034 | 3 | 0 | 0 | 0
2034-03-15 22:00 | 2034 | 3 | 0 | 0 | 0
2034-03-15 23:00 | 2034 | 3 | 0 | 0 | 0
2034-03-16 | 2034 | 3 | 0 | 0 | 0
2034-03-16 01:00 | 2034 | 3 | 0 | 0 | 0
2034-03-16 02:00 | 2034 | 3 | 0 | 0 | 0
2034-03-16 03:00 | 2034 | 3 | 0 | 0 | 0
2034-03-16 04:00 | 2034 | 3 | 0 | 0 | 0
2034-03-16 05:00 | 2034 | 3 | 0 | 0 | 0
2034-03-16 06:00 | 2034 | 3 | 0 | 0 | 0
2034-03-16 07:00 | 2034 | 3 | 0 | 0 | 0
2034-03-16 08:00 | 2034 | 3 | 0 | 0 | 0
2034-03-16 09:00 | 2034 | 3 | 0 | 0 | 0
2034-03-16 10:00 | 2034 | 3 | 0 | 0 | 0
2034-03-16 11:00 | 2034 | 3 | 0 | 0 | 0
2034-03-16 12:00 | 2034 | 3 | 0 | 0 | 0
2034-03-16 13:00 | 2034 | 3 | 0 | 0 | 0
2034-03-16 14:00 | 2034 | 3 | 0 | 0 | 0
2034-03-16 15:00 | 2034 | 3 | 0 | 0 | 0
2034-03-16 16:00 | 2034 | 3 | 0 | 0 | 0
2034-03-16 17:00 | 2034 | 3 | 0 | 0 | 0
2034-03-16 18:00 | 2034 | 3 | 0 | 0 | 0
2034-03-16 19:00 | 2034 | 3 | 0 | 0 | 0
2034-03-16 20:00 | 2034 | 3 | 0 | 0 | 0
2034-03-16 21:00 | 2034 | 3 | 0 | 0 | 0
2034-03-16 22:00 | 2034 | 3 | 0 | 0 | 0
2034-03-16 23:00 | 2034 | 3 | 0 | 0 | 0
2034-03-17 | 2034 | 3 | 0 | 0 | 0
2034-03-17 01:00 | 2034 | 3 | 0 | 0 | 0
2034-03-17 02:00 | 2034 | 3 | 0 | 0 | 0
2034-03-17 03:00 | 2034 | 3 | 0 | 0 | 0
2034-03-17 04:00 | 2034 | 3 | 0 | 0 | 0
2034-03-17 05:00 | 2034 | 3 | 0 | 0 | 0
2034-03-17 06:00 | 2034 | 3 | 0 | 0 | 0
2034-03-17 07:00 | 2034 | 3 | 0 | 0 | 0
2034-03-17 08:00 | 2034 | 3 | 0 | 0 | 0
2034-03-17 09:00 | 2034 | 3 | 0 | 0 | 0
2034-03-17 10:00 | 2034 | 3 | 0 | 0 | 0
2034-03-17 11:00 | 2034 | 3 | 0 | 0 | 0
2034-03-17 12:00 | 2034 | 3 | 0 | 0 | 0
2034-03-17 13:00 | 2034 | 3 | 0 | 0 | 0
2034-03-17 14:00 | 2034 | 3 | 0 | 0 | 0
2034-03-17 15:00 | 2034 | 3 | 0 | 0 | 0
2034-03-17 16:00 | 2034 | 3 | 0 | 0 | 0
2034-03-17 17:00 | 2034 | 3 | 0 | 0 | 0
2034-03-17 18:00 | 2034 | 3 | 0 | 0 | 0
2034-03-17 19:00 | 2034 | 3 | 0 | 0 | 0
2034-03-17 20:00 | 2034 | 3 | 0 | 0 | 0
2034-03-17 21:00 | 2034 | 3 | 0 | 0 | 0
2034-03-17 22:00 | 2034 | 3 | 0 | 0 | 0
2034-03-17 23:00 | 2034 | 3 | 0 | 0 | 0
2034-03-18 | 2034 | 3 | 0 | 0 | 0
2034-03-18 01:00 | 2034 | 3 | 0 | 0 | 0
2034-03-18 02:00 | 2034 | 3 | 0 | 0 | 0
2034-03-18 03:00 | 2034 | 3 | 0 | 0 | 0
2034-03-18 04:00 | 2034 | 3 | 0 | 0 | 0
2034-03-18 05:00 | 2034 | 3 | 0 | 0 | 0
2034-03-18 06:00 | 2034 | 3 | 0 | 0 | 0
2034-03-18 07:00 | 2034 | 3 | 0 | 0 | 0
2034-03-18 08:00 | 2034 | 3 | 0 | 0 | 0
2034-03-18 09:00 | 2034 | 3 | 0 | 0 | 0
2034-03-18 10:00 | 2034 | 3 | 0 | 0 | 0
2034-03-18 11:00 | 2034 | 3 | 0 | 0 | 0
2034-03-18 12:00 | 2034 | 3 | 0 | 0 | 0
2034-03-18 13:00 | 2034 | 3 | 0 | 0 | 0
2034-03-18 14:00 | 2034 | 3 | 0 | 0 | 0
2034-03-18 15:00 | 2034 | 3 | 0 | 0 | 0
2034-03-18 16:00 | 2034 | 3 | 0 | 0 | 0
2034-03-18 17:00 | 2034 | 3 | 0 | 0 | 0
2034-03-18 18:00 | 2034 | 3 | 0 | 0 | 0
2034-03-18 19:00 | 2034 | 3 | 0 | 0 | 0
2034-03-18 20:00 | 2034 | 3 | 0 | 0 | 0
2034-03-18 21:00 | 2034 | 3 | 0 | 0 | 0
2034-03-18 22:00 | 2034 | 3 | 0 | 0 | 0
2034-03-18 23:00 | 2034 | 3 | 0 | 0 | 0
2034-03-19 | 2034 | 3 | 0 | 0 | 0
2034-03-19 01:00 | 2034 | 3 | 0 | 0 | 0
2034-03-19 02:00 | 2034 | 3 | 0 | 0 | 0
2034-03-19 03:00 | 2034 | 3 | 0 | 0 | 0
2034-03-19 04:00 | 2034 | 3 | 0 | 0 | 0
2034-03-19 05:00 | 2034 | 3 | 0 | 0 | 0
2034-03-19 06:00 | 2034 | 3 | 0 | 0 | 0
2034-03-19 07:00 | 2034 | 3 | 0 | 0 | 0
2034-03-19 08:00 | 2034 | 3 | 0 | 0 | 0
2034-03-19 09:00 | 2034 | 3 | 0 | 0 | 0
2034-03-19 10:00 | 2034 | 3 | 0 | 0 | 0
2034-03-19 11:00 | 2034 | 3 | 0 | 0 | 0
2034-03-19 12:00 | 2034 | 3 | 0 | 0 | 0
2034-03-19 13:00 | 2034 | 3 | 0 | 0 | 0
2034-03-19 14:00 | 2034 | 3 | 0 | 0 | 0
2034-03-19 15:00 | 2034 | 3 | 0 | 0 | 0
2034-03-19 16:00 | 2034 | 3 | 0 | 0 | 0
2034-03-19 17:00 | 2034 | 3 | 0 | 0 | 0
2034-03-19 18:00 | 2034 | 3 | 0 | 0 | 0
2034-03-19 19:00 | 2034 | 3 | 0 | 0 | 0
2034-03-19 20:00 | 2034 | 3 | 0 | 0 | 0
2034-03-19 21:00 | 2034 | 3 | 0 | 0 | 0
2034-03-19 22:00 | 2034 | 3 | 0 | 0 | 0
2034-03-19 23:00 | 2034 | 3 | 0 | 0 | 0
2034-03-20 | 2034 | 3 | 0 | 0 | 0
2034-03-20 01:00 | 2034 | 3 | 0 | 0 | 0
2034-03-20 02:00 | 2034 | 3 | 0 | 0 | 0
2034-03-20 03:00 | 2034 | 3 | 0 | 0 | 0
2034-03-20 04:00 | 2034 | 3 | 0 | 0 | 0
2034-03-20 05:00 | 2034 | 3 | 0 | 0 | 0
2034-03-20 06:00 | 2034 | 3 | 0 | 0 | 0
2034-03-20 07:00 | 2034 | 3 | 0 | 0 | 0
2034-03-20 08:00 | 2034 | 3 | 0 | 0 | 0
2034-03-20 09:00 | 2034 | 3 | 0 | 0 | 0
2034-03-20 10:00 | 2034 | 3 | 0 | 0 | 0
2034-03-20 11:00 | 2034 | 3 | 0 | 0 | 0
2034-03-20 12:00 | 2034 | 3 | 0 | 0 | 0
2034-03-20 13:00 | 2034 | 3 | 0 | 0 | 0
2034-03-20 14:00 | 2034 | 3 | 0 | 0 | 0
2034-03-20 15:00 | 2034 | 3 | 0 | 0 | 0
2034-03-20 16:00 | 2034 | 3 | 0 | 0 | 0
2034-03-20 17:00 | 2034 | 3 | 0 | 0 | 0
2034-03-20 18:00 | 2034 | 3 | 0 | 0 | 0
2034-03-20 19:00 | 2034 | 3 | 0 | 0 | 0
2034-03-20 20:00 | 2034 | 3 | 0 | 0 | 0
2034-03-20 21:00 | 2034 | 3 | 0 | 0 | 0
2034-03-20 22:00 | 2034 | 3 | 0 | 0 | 0
2034-03-20 23:00 | 2034 | 3 | 0 | 0 | 0
2034-03-21 | 2034 | 3 | 0 | 0 | 0
2034-03-21 01:00 | 2034 | 3 | 0 | 0 | 0
2034-03-21 02:00 | 2034 | 3 | 0 | 0 | 0
2034-03-21 03:00 | 2034 | 3 | 0 | 0 | 0
2034-03-21 04:00 | 2034 | 3 | 0 | 0 | 0
2034-03-21 05:00 | 2034 | 3 | 0 | 0 | 0
2034-03-21 06:00 | 2034 | 3 | 0 | 0 | 0
2034-03-21 07:00 | 2034 | 3 | 0 | 0 | 0
2034-03-21 08:00 | 2034 | 3 | 0 | 0 | 0
2034-03-21 09:00 | 2034 | 3 | 0 | 0 | 0
2034-03-21 10:00 | 2034 | 3 | 0 | 0 | 0
2034-03-21 11:00 | 2034 | 3 | 0 | 0 | 0
2034-03-21 12:00 | 2034 | 3 | 0 | 0 | 0
2034-03-21 13:00 | 2034 | 3 | 0 | 0 | 0
2034-03-21 14:00 | 2034 | 3 | 0 | 0 | 0
2034-03-21 15:00 | 2034 | 3 | 0 | 0 | 0
2034-03-21 16:00 | 2034 | 3 | 0 | 0 | 0
2034-03-21 17:00 | 2034 | 3 | 0 | 0 | 0
2034-03-21 18:00 | 2034 | 3 | 0 | 0 | 0
2034-03-21 19:00 | 2034 | 3 | 0 | 0 | 0
2034-03-21 20:00 | 2034 | 3 | 0 | 0 | 0
2034-03-21 21:00 | 2034 | 3 | 0 | 0 | 0
2034-03-21 22:00 | 2034 | 3 | 0 | 0 | 0
2034-03-21 23:00 | 2034 | 3 | 0 | 0 | 0
2034-03-22 | 2034 | 3 | 0 | 0 | 0
2034-03-22 01:00 | 2034 | 3 | 0 | 0 | 0
2034-03-22 02:00 | 2034 | 3 | 0 | 0 | 0
2034-03-22 03:00 | 2034 | 3 | 0 | 0 | 0
2034-03-22 04:00 | 2034 | 3 | 0 | 0 | 0
2034-03-22 05:00 | 2034 | 3 | 0 | 0 | 0
2034-03-22 06:00 | 2034 | 3 | 0 | 0 | 0
2034-03-22 07:00 | 2034 | 3 | 0 | 0 | 0
2034-03-22 08:00 | 2034 | 3 | 0 | 0 | 0
2034-03-22 09:00 | 2034 | 3 | 0 | 0 | 0
2034-03-22 10:00 | 2034 | 3 | 0 | 0 | 0
2034-03-22 11:00 | 2034 | 3 | 0 | 0 | 0
2034-03-22 12:00 | 2034 | 3 | 0 | 0 | 0
2034-03-22 13:00 | 2034 | 3 | 0 | 0 | 0
2034-03-22 14:00 | 2034 | 3 | 0 | 0 | 0
2034-03-22 15:00 | 2034 | 3 | 0 | 0 | 0
2034-03-22 16:00 | 2034 | 3 | 0 | 0 | 0
2034-03-22 17:00 | 2034 | 3 | 0 | 0 | 0
2034-03-22 18:00 | 2034 | 3 | 0 | 0 | 0
2034-03-22 19:00 | 2034 | 3 | 0 | 0 | 0
2034-03-22 20:00 | 2034 | 3 | 0 | 0 | 0
2034-03-22 21:00 | 2034 | 3 | 0 | 0 | 0
2034-03-22 22:00 | 2034 | 3 | 0 | 0 | 0
2034-03-22 23:00 | 2034 | 3 | 0 | 0 | 0
2034-03-23 | 2034 | 3 | 0 | 0 | 0
2034-03-23 01:00 | 2034 | 3 | 0 | 0 | 0
2034-03-23 02:00 | 2034 | 3 | 0 | 0 | 0
2034-03-23 03:00 | 2034 | 3 | 0 | 0 | 0
2034-03-23 04:00 | 2034 | 3 | 0 | 0 | 0
2034-03-23 05:00 | 2034 | 3 | 0 | 0 | 0
2034-03-23 06:00 | 2034 | 3 | 0 | 0 | 0
2034-03-23 07:00 | 2034 | 3 | 0 | 0 | 0
2034-03-23 08:00 | 2034 | 3 | 0 | 0 | 0
2034-03-23 09:00 | 2034 | 3 | 0 | 0 | 0
2034-03-23 10:00 | 2034 | 3 | 0 | 0 | 0
2034-03-23 11:00 | 2034 | 3 | 0 | 0 | 0
2034-03-23 12:00 | 2034 | 3 | 0 | 0 | 0
2034-03-23 13:00 | 2034 | 3 | 0 | 0 | 0
2034-03-23 14:00 | 2034 | 3 | 0 | 0 | 0
2034-03-23 15:00 | 2034 | 3 | 0 | 0 | 0
2034-03-23 16:00 | 2034 | 3 | 0 | 0 | 0
2034-03-23 17:00 | 2034 | 3 | 0 | 0 | 0
2034-03-23 18:00 | 2034 | 3 | 0 | 0 | 0
2034-03-23 19:00 | 2034 | 3 | 0 | 0 | 0
2034-03-23 20:00 | 2034 | 3 | 0 | 0 | 0
2034-03-23 21:00 | 2034 | 3 | 0 | 0 | 0
2034-03-23 22:00 | 2034 | 3 | 0 | 0 | 0
2034-03-23 23:00 | 2034 | 3 | 0 | 0 | 0
2034-03-24 | 2034 | 3 | 0 | 0 | 0
2034-03-24 01:00 | 2034 | 3 | 0 | 0 | 0
2034-03-24 02:00 | 2034 | 3 | 0 | 0 | 0
2034-03-24 03:00 | 2034 | 3 | 0 | 0 | 0
2034-03-24 04:00 | 2034 | 3 | 0 | 0 | 0
2034-03-24 05:00 | 2034 | 3 | 0 | 0 | 0
2034-03-24 06:00 | 2034 | 3 | 0 | 0 | 0
2034-03-24 07:00 | 2034 | 3 | 0 | 0 | 0
2034-03-24 08:00 | 2034 | 3 | 0 | 0 | 0
2034-03-24 09:00 | 2034 | 3 | 0 | 0 | 0
2034-03-24 10:00 | 2034 | 3 | 0 | 0 | 0
2034-03-24 11:00 | 2034 | 3 | 0 | 0 | 0
2034-03-24 12:00 | 2034 | 3 | 0 | 0 | 0
2034-03-24 13:00 | 2034 | 3 | 0 | 0 | 0
2034-03-24 14:00 | 2034 | 3 | 0 | 0 | 0
2034-03-24 15:00 | 2034 | 3 | 0 | 0 | 0
2034-03-24 16:00 | 2034 | 3 | 0 | 0 | 0
2034-03-24 17:00 | 2034 | 3 | 0 | 0 | 0
2034-03-24 18:00 | 2034 | 3 | 0 | 0 | 0
2034-03-24 19:00 | 2034 | 3 | 0 | 0 | 0
2034-03-24 20:00 | 2034 | 3 | 0 | 0 | 0
2034-03-24 21:00 | 2034 | 3 | 0 | 0 | 0
2034-03-24 22:00 | 2034 | 3 | 0 | 0 | 0
2034-03-24 23:00 | 2034 | 3 | 0 | 0 | 0
2034-03-25 | 2034 | 3 | 0 | 0 | 0
2034-03-25 01:00 | 2034 | 3 | 0 | 0 | 0
2034-03-25 02:00 | 2034 | 3 | 0 | 0 | 0
2034-03-25 03:00 | 2034 | 3 | 0 | 0 | 0
2034-03-25 04:00 | 2034 | 3 | 0 | 0 | 0
2034-03-25 05:00 | 2034 | 3 | 0 | 0 | 0
2034-03-25 06:00 | 2034 | 3 | 0 | 0 | 0
2034-03-25 07:00 | 2034 | 3 | 0 | 0 | 0
2034-03-25 08:00 | 2034 | 3 | 0 | 0 | 0
2034-03-25 09:00 | 2034 | 3 | 0 | 0 | 0
2034-03-25 10:00 | 2034 | 3 | 0 | 0 | 0
2034-03-25 11:00 | 2034 | 3 | 0 | 0 | 0
2034-03-25 12:00 | 2034 | 3 | 0 | 0 | 0
2034-03-25 13:00 | 2034 | 3 | 0 | 0 | 0
2034-03-25 14:00 | 2034 | 3 | 0 | 0 | 0
2034-03-25 15:00 | 2034 | 3 | 0 | 0 | 0
2034-03-25 16:00 | 2034 | 3 | 0 | 0 | 0
2034-03-25 17:00 | 2034 | 3 | 0 | 0 | 0
2034-03-25 18:00 | 2034 | 3 | 0 | 0 | 0
2034-03-25 19:00 | 2034 | 3 | 0 | 0 | 0
2034-03-25 20:00 | 2034 | 3 | 0 | 0 | 0
2034-03-25 21:00 | 2034 | 3 | 0 | 0 | 0
2034-03-25 22:00 | 2034 | 3 | 0 | 0 | 0
2034-03-25 23:00 | 2034 | 3 | 0 | 0 | 0
2034-03-26 | 2034 | 3 | 0 | 0 | 0
2034-03-26 01:00 | 2034 | 3 | 0 | 0 | 0
2034-03-26 02:00 | 2034 | 3 | 0 | 0 | 0
2034-03-26 03:00 | 2034 | 3 | 0 | 0 | 0
2034-03-26 04:00 | 2034 | 3 | 0 | 0 | 0
2034-03-26 05:00 | 2034 | 3 | 0 | 0 | 0
2034-03-26 06:00 | 2034 | 3 | 0 | 0 | 0
2034-03-26 07:00 | 2034 | 3 | 0 | 0 | 0
2034-03-26 08:00 | 2034 | 3 | 0 | 0 | 0
2034-03-26 09:00 | 2034 | 3 | 0 | 0 | 0
2034-03-26 10:00 | 2034 | 3 | 0 | 0 | 0
2034-03-26 11:00 | 2034 | 3 | 0 | 0 | 0
2034-03-26 12:00 | 2034 | 3 | 0 | 0 | 0
2034-03-26 13:00 | 2034 | 3 | 0 | 0 | 0
2034-03-26 14:00 | 2034 | 3 | 0 | 0 | 0
2034-03-26 15:00 | 2034 | 3 | 0 | 0 | 0
2034-03-26 16:00 | 2034 | 3 | 0 | 0 | 0
2034-03-26 17:00 | 2034 | 3 | 0 | 0 | 0
2034-03-26 18:00 | 2034 | 3 | 0 | 0 | 0
2034-03-26 19:00 | 2034 | 3 | 0 | 0 | 0
2034-03-26 20:00 | 2034 | 3 | 0 | 0 | 0
2034-03-26 21:00 | 2034 | 3 | 0 | 0 | 0
2034-03-26 22:00 | 2034 | 3 | 0 | 0 | 0
2034-03-26 23:00 | 2034 | 3 | 0 | 0 | 0
2034-03-27 | 2034 | 3 | 0 | 0 | 0
2034-03-27 01:00 | 2034 | 3 | 0 | 0 | 0
2034-03-27 02:00 | 2034 | 3 | 0 | 0 | 0
2034-03-27 03:00 | 2034 | 3 | 0 | 0 | 0
2034-03-27 04:00 | 2034 | 3 | 0 | 0 | 0
2034-03-27 05:00 | 2034 | 3 | 0 | 0 | 0
2034-03-27 06:00 | 2034 | 3 | 0 | 0 | 0
2034-03-27 07:00 | 2034 | 3 | 0 | 0 | 0
2034-03-27 08:00 | 2034 | 3 | 0 | 0 | 0
2034-03-27 09:00 | 2034 | 3 | 0 | 0 | 0
2034-03-27 10:00 | 2034 | 3 | 0 | 0 | 0
2034-03-27 11:00 | 2034 | 3 | 0 | 0 | 0
2034-03-27 12:00 | 2034 | 3 | 0 | 0 | 0
2034-03-27 13:00 | 2034 | 3 | 0 | 0 | 0
2034-03-27 14:00 | 2034 | 3 | 0 | 0 | 0
2034-03-27 15:00 | 2034 | 3 | 0 | 0 | 0
2034-03-27 16:00 | 2034 | 3 | 0 | 0 | 0
2034-03-27 17:00 | 2034 | 3 | 0 | 0 | 0
2034-03-27 18:00 | 2034 | 3 | 0 | 0 | 0
2034-03-27 19:00 | 2034 | 3 | 0 | 0 | 0
2034-03-27 20:00 | 2034 | 3 | 0 | 0 | 0
2034-03-27 21:00 | 2034 | 3 | 0 | 0 | 0
2034-03-27 22:00 | 2034 | 3 | 0 | 0 | 0
2034-03-27 23:00 | 2034 | 3 | 0 | 0 | 0
2034-03-28 | 2034 | 3 | 0 | 0 | 0
2034-03-28 01:00 | 2034 | 3 | 0 | 0 | 0
2034-03-28 02:00 | 2034 | 3 | 0 | 0 | 0
2034-03-28 03:00 | 2034 | 3 | 0 | 0 | 0
2034-03-28 04:00 | 2034 | 3 | 0 | 0 | 0
2034-03-28 05:00 | 2034 | 3 | 0 | 0 | 0
2034-03-28 06:00 | 2034 | 3 | 0 | 0 | 0
2034-03-28 07:00 | 2034 | 3 | 0 | 0 | 0
2034-03-28 08:00 | 2034 | 3 | 0 | 0 | 0
2034-03-28 09:00 | 2034 | 3 | 0 | 0 | 0
2034-03-28 10:00 | 2034 | 3 | 0 | 0 | 0
2034-03-28 11:00 | 2034 | 3 | 0 | 0 | 0
2034-03-28 12:00 | 2034 | 3 | 0 | 0 | 0
2034-03-28 13:00 | 2034 | 3 | 0 | 0 | 0
2034-03-28 14:00 | 2034 | 3 | 0 | 0 | 0
2034-03-28 15:00 | 2034 | 3 | 0 | 0 | 0
2034-03-28 16:00 | 2034 | 3 | 0 | 0 | 0
2034-03-28 17:00 | 2034 | 3 | 0 | 0 | 0
2034-03-28 18:00 | 2034 | 3 | 0 | 0 | 0
2034-03-28 19:00 | 2034 | 3 | 0 | 0 | 0
2034-03-28 20:00 | 2034 | 3 | 0 | 0 | 0
2034-03-28 21:00 | 2034 | 3 | 0 | 0 | 0
2034-03-28 22:00 | 2034 | 3 | 0 | 0 | 0
2034-03-28 23:00 | 2034 | 3 | 0 | 0 | 0
2034-03-29 | 2034 | 3 | 0 | 0 | 0
2034-03-29 01:00 | 2034 | 3 | 0 | 0 | 0
2034-03-29 02:00 | 2034 | 3 | 0 | 0 | 0
2034-03-29 03:00 | 2034 | 3 | 0 | 0 | 0
2034-03-29 04:00 | 2034 | 3 | 0 | 0 | 0
2034-03-29 05:00 | 2034 | 3 | 0 | 0 | 0
2034-03-29 06:00 | 2034 | 3 | 0 | 0 | 0
2034-03-29 07:00 | 2034 | 3 | 0 | 0 | 0
2034-03-29 08:00 | 2034 | 3 | 0 | 0 | 0
2034-03-29 09:00 | 2034 | 3 | 0 | 0 | 0
2034-03-29 10:00 | 2034 | 3 | 0 | 0 | 0
2034-03-29 11:00 | 2034 | 3 | 0 | 0 | 0
2034-03-29 12:00 | 2034 | 3 | 0 | 0 | 0
2034-03-29 13:00 | 2034 | 3 | 0 | 0 | 0
2034-03-29 14:00 | 2034 | 3 | 0 | 0 | 0
2034-03-29 15:00 | 2034 | 3 | 0 | 0 | 0
2034-03-29 16:00 | 2034 | 3 | 0 | 0 | 0
2034-03-29 17:00 | 2034 | 3 | 0 | 0 | 0
2034-03-29 18:00 | 2034 | 3 | 0 | 0 | 0
2034-03-29 19:00 | 2034 | 3 | 0 | 0 | 0
2034-03-29 20:00 | 2034 | 3 | 0 | 0 | 0
2034-03-29 21:00 | 2034 | 3 | 0 | 0 | 0
2034-03-29 22:00 | 2034 | 3 | 0 | 0 | 0
2034-03-29 23:00 | 2034 | 3 | 0 | 0 | 0
2034-03-30 | 2034 | 3 | 0 | 0 | 0
2034-03-30 01:00 | 2034 | 3 | 0 | 0 | 0
2034-03-30 02:00 | 2034 | 3 | 0 | 0 | 0
2034-03-30 03:00 | 2034 | 3 | 0 | 0 | 0
2034-03-30 04:00 | 2034 | 3 | 0 | 0 | 0
2034-03-30 05:00 | 2034 | 3 | 0 | 0 | 0
2034-03-30 06:00 | 2034 | 3 | 0 | 0 | 0
2034-03-30 07:00 | 2034 | 3 | 0 | 0 | 0
2034-03-30 08:00 | 2034 | 3 | 0 | 0 | 0
2034-03-30 09:00 | 2034 | 3 | 0 | 0 | 0
2034-03-30 10:00 | 2034 | 3 | 0 | 0 | 0
2034-03-30 11:00 | 2034 | 3 | 0 | 0 | 0
2034-03-30 12:00 | 2034 | 3 | 0 | 0 | 0
2034-03-30 13:00 | 2034 | 3 | 0 | 0 | 0
2034-03-30 14:00 | 2034 | 3 | 0 | 0 | 0
2034-03-30 15:00 | 2034 | 3 | 0 | 0 | 0
2034-03-30 16:00 | 2034 | 3 | 0 | 0 | 0
2034-03-30 17:00 | 2034 | 3 | 0 | 0 | 0
2034-03-30 18:00 | 2034 | 3 | 0 | 0 | 0
2034-03-30 19:00 | 2034 | 3 | 0 | 0 | 0
2034-03-30 20:00 | 2034 | 3 | 0 | 0 | 0
2034-03-30 21:00 | 2034 | 3 | 0 | 0 | 0
2034-03-30 22:00 | 2034 | 3 | 0 | 0 | 0
2034-03-30 23:00 | 2034 | 3 | 0 | 0 | 0
2034-03-31 | 2034 | 3 | 0 | 0 | 0
2034-03-31 01:00 | 2034 | 3 | 0 | 0 | 0
2034-03-31 02:00 | 2034 | 3 | 0 | 0 | 0
2034-03-31 03:00 | 2034 | 3 | 0 | 0 | 0
2034-03-31 04:00 | 2034 | 3 | 0 | 0 | 0
2034-03-31 05:00 | 2034 | 3 | 0 | 0 | 0
2034-03-31 06:00 | 2034 | 3 | 0 | 0 | 0
2034-03-31 07:00 | 2034 | 3 | 0 | 0 | 0
2034-03-31 08:00 | 2034 | 3 | 0 | 0 | 0
2034-03-31 09:00 | 2034 | 3 | 0 | 0 | 0
2034-03-31 10:00 | 2034 | 3 | 0 | 0 | 0
2034-03-31 11:00 | 2034 | 3 | 0 | 0 | 0
2034-03-31 12:00 | 2034 | 3 | 0 | 0 | 0
2034-03-31 13:00 | 2034 | 3 | 0 | 0 | 0
2034-03-31 14:00 | 2034 | 3 | 0 | 0 | 0
2034-03-31 15:00 | 2034 | 3 | 0 | 0 | 0
2034-03-31 16:00 | 2034 | 3 | 0 | 0 | 0
2034-03-31 17:00 | 2034 | 3 | 0 | 0 | 0
2034-03-31 18:00 | 2034 | 3 | 0 | 0 | 0
2034-03-31 19:00 | 2034 | 3 | 0 | 0 | 0
2034-03-31 20:00 | 2034 | 3 | 0 | 0 | 0
2034-03-31 21:00 | 2034 | 3 | 0 | 0 | 0
2034-03-31 22:00 | 2034 | 3 | 0 | 0 | 0
2034-03-31 23:00 | 2034 | 3 | 0 | 0 | 0
2034-04-01 | 2034 | 4 | 0 | 0 | 0
2034-04-01 01:00 | 2034 | 4 | 0 | 0 | 0
2034-04-01 02:00 | 2034 | 4 | 0 | 0 | 0
2034-04-01 03:00 | 2034 | 4 | 0 | 0 | 0
2034-04-01 04:00 | 2034 | 4 | 0 | 0 | 0
2034-04-01 05:00 | 2034 | 4 | 0 | 0 | 0
2034-04-01 06:00 | 2034 | 4 | 0 | 0 | 0
2034-04-01 07:00 | 2034 | 4 | 0 | 0 | 0
2034-04-01 08:00 | 2034 | 4 | 0 | 0 | 0
2034-04-01 09:00 | 2034 | 4 | 0 | 0 | 0
2034-04-01 10:00 | 2034 | 4 | 0 | 0 | 0
2034-04-01 11:00 | 2034 | 4 | 0 | 0.11954 | 0
2034-04-01 12:00 | 2034 | 4 | 0 | 0 | 0
2034-04-01 13:00 | 2034 | 4 | 0 | 0 | 0
2034-04-01 14:00 | 2034 | 4 | 0 | 0 | 0
2034-04-01 15:00 | 2034 | 4 | 0 | 0 | 0
2034-04-01 16:00 | 2034 | 4 | 0 | 0 | 0
2034-04-01 17:00 | 2034 | 4 | 0 | 0 | 0
2034-04-01 18:00 | 2034 | 4 | 0 | 0 | 0
2034-04-01 19:00 | 2034 | 4 | 0 | 0 | 0
2034-04-01 20:00 | 2034 | 4 | 0 | 0 | 0
2034-04-01 21:00 | 2034 | 4 | 0 | 0 | 0
2034-04-01 22:00 | 2034 | 4 | 0 | 0 | 0
2034-04-01 23:00 | 2034 | 4 | 0 | 0 | 0
2034-04-02 | 2034 | 4 | 0 | 0 | 0
2034-04-02 01:00 | 2034 | 4 | 0 | 0 | 0
2034-04-02 02:00 | 2034 | 4 | 0 | 0 | 0
2034-04-02 03:00 | 2034 | 4 | 0 | 0 | 0
2034-04-02 04:00 | 2034 | 4 | 0 | 0 | 0
2034-04-02 05:00 | 2034 | 4 | 0 | 0 | 0
2034-04-02 06:00 | 2034 | 4 | 0 | 0 | 0
2034-04-02 07:00 | 2034 | 4 | 0 | 0 | 0
2034-04-02 08:00 | 2034 | 4 | 0 | 0 | 0
2034-04-02 09:00 | 2034 | 4 | 0 | 0 | 0
2034-04-02 10:00 | 2034 | 4 | 0 | 0 | 0
2034-04-02 11:00 | 2034 | 4 | 0 | 0 | 0
2034-04-02 12:00 | 2034 | 4 | 0 | 0 | 0
2034-04-02 13:00 | 2034 | 4 | 0 | 0 | 0
2034-04-02 14:00 | 2034 | 4 | 0 | 0 | 0
2034-04-02 15:00 | 2034 | 4 | 0 | 0 | 0
2034-04-02 16:00 | 2034 | 4 | 0 | 0 | 0
2034-04-02 17:00 | 2034 | 4 | 0 | 0 | 0
2034-04-02 18:00 | 2034 | 4 | 0 | 0 | 0
2034-04-02 19:00 | 2034 | 4 | 0 | 0 | 0
2034-04-02 20:00 | 2034 | 4 | 0 | 0 | 0
2034-04-02 21:00 | 2034 | 4 | 0 | 0 | 0
2034-04-02 22:00 | 2034 | 4 | 0 | 0 | 0
2034-04-02 23:00 | 2034 | 4 | 0 | 0 | 0
2034-04-03 | 2034 | 4 | 0 | 0 | 0
2034-04-03 01:00 | 2034 | 4 | 0 | 0 | 0
2034-04-03 02:00 | 2034 | 4 | 0 | 0 | 0
2034-04-03 03:00 | 2034 | 4 | 0 | 0 | 0
2034-04-03 04:00 | 2034 | 4 | 0 | 0 | 0
2034-04-03 05:00 | 2034 | 4 | 0 | 0 | 0
2034-04-03 06:00 | 2034 | 4 | 0 | 0 | 0
2034-04-03 07:00 | 2034 | 4 | 0 | 0 | 0
2034-04-03 08:00 | 2034 | 4 | 0 | 0 | 0
2034-04-03 09:00 | 2034 | 4 | 0 | 0 | 0
2034-04-03 10:00 | 2034 | 4 | 0 | 0 | 0
2034-04-03 11:00 | 2034 | 4 | 0 | 0 | 0
2034-04-03 12:00 | 2034 | 4 | 0 | 0 | 0
2034-04-03 13:00 | 2034 | 4 | 0 | 0 | 0
2034-04-03 14:00 | 2034 | 4 | 0 | 0 | 0
2034-04-03 15:00 | 2034 | 4 | 0 | 0 | 0
2034-04-03 16:00 | 2034 | 4 | 0 | 0 | 0
2034-04-03 17:00 | 2034 | 4 | 0 | 0 | 0
2034-04-03 18:00 | 2034 | 4 | 0 | 0 | 0
2034-04-03 19:00 | 2034 | 4 | 0 | 0 | 0
2034-04-03 20:00 | 2034 | 4 | 0 | 0 | 0
2034-04-03 21:00 | 2034 | 4 | 0 | 0 | 0
2034-04-03 22:00 | 2034 | 4 | 0 | 0 | 0
2034-04-03 23:00 | 2034 | 4 | 0 | 0 | 0
2034-04-04 | 2034 | 4 | 0 | 0 | 0
2034-04-04 01:00 | 2034 | 4 | 0 | 0 | 0
2034-04-04 02:00 | 2034 | 4 | 0 | 0 | 0
2034-04-04 03:00 | 2034 | 4 | 0 | 0 | 0
2034-04-04 04:00 | 2034 | 4 | 0 | 0 | 0
2034-04-04 05:00 | 2034 | 4 | 0 | 0 | 0
2034-04-04 06:00 | 2034 | 4 | 0 | 0 | 0
2034-04-04 07:00 | 2034 | 4 | 0 | 0 | 0
2034-04-04 08:00 | 2034 | 4 | 0 | 0 | 0
2034-04-04 09:00 | 2034 | 4 | 0 | 0 | 0
2034-04-04 10:00 | 2034 | 4 | 0 | 0 | 0
2034-04-04 11:00 | 2034 | 4 | 0 | 0 | 0
2034-04-04 12:00 | 2034 | 4 | 0 | 0 | 0
2034-04-04 13:00 | 2034 | 4 | 0 | 0 | 0
2034-04-04 14:00 | 2034 | 4 | 0 | 0 | 0
2034-04-04 15:00 | 2034 | 4 | 0 | 0 | 0
2034-04-04 16:00 | 2034 | 4 | 0 | 0 | 0
2034-04-04 17:00 | 2034 | 4 | 0 | 0 | 0
2034-04-04 18:00 | 2034 | 4 | 0 | 0 | 0
2034-04-04 19:00 | 2034 | 4 | 0 | 0 | 0
2034-04-04 20:00 | 2034 | 4 | 0 | 0 | 0
2034-04-04 21:00 | 2034 | 4 | 0 | 0 | 0
2034-04-04 22:00 | 2034 | 4 | 0 | 0 | 0
2034-04-04 23:00 | 2034 | 4 | 0 | 0 | 0
2034-04-05 | 2034 | 4 | 0 | 0 | 0
2034-04-05 01:00 | 2034 | 4 | 0 | 0 | 0
2034-04-05 02:00 | 2034 | 4 | 0 | 0 | 0
2034-04-05 03:00 | 2034 | 4 | 0 | 0 | 0
2034-04-05 04:00 | 2034 | 4 | 0 | 0 | 0
2034-04-05 05:00 | 2034 | 4 | 0 | 0 | 0
2034-04-05 06:00 | 2034 | 4 | 0 | 0 | 0
2034-04-05 07:00 | 2034 | 4 | 0 | 0 | 0
2034-04-05 08:00 | 2034 | 4 | 0 | 0 | 0
2034-04-05 09:00 | 2034 | 4 | 0 | 0 | 0
2034-04-05 10:00 | 2034 | 4 | 0 | 0 | 0
2034-04-05 11:00 | 2034 | 4 | 0 | 0 | 0
2034-04-05 12:00 | 2034 | 4 | 0 | 0 | 0
2034-04-05 13:00 | 2034 | 4 | 0 | 0 | 0
2034-04-05 14:00 | 2034 | 4 | 0 | 0 | 0
2034-04-05 15:00 | 2034 | 4 | 0 | 0 | 0
2034-04-05 16:00 | 2034 | 4 | 0 | 0 | 0
2034-04-05 17:00 | 2034 | 4 | 0 | 0 | 0
2034-04-05 18:00 | 2034 | 4 | 0 | 0 | 0
2034-04-05 19:00 | 2034 | 4 | 0 | 0 | 0
2034-04-05 20:00 | 2034 | 4 | 0 | 0 | 0
2034-04-05 21:00 | 2034 | 4 | 0 | 0 | 0
2034-04-05 22:00 | 2034 | 4 | 0 | 0 | 0
2034-04-05 23:00 | 2034 | 4 | 0 | 0 | 0
2034-04-06 | 2034 | 4 | 0 | 0 | 0
2034-04-06 01:00 | 2034 | 4 | 0 | 0 | 0
2034-04-06 02:00 | 2034 | 4 | 0 | 0 | 0
2034-04-06 03:00 | 2034 | 4 | 0 | 0 | 0
2034-04-06 04:00 | 2034 | 4 | 0 | 0 | 0
2034-04-06 05:00 | 2034 | 4 | 0 | 0 | 0
2034-04-06 06:00 | 2034 | 4 | 0 | 0 | 0
2034-04-06 07:00 | 2034 | 4 | 0 | 0 | 0
2034-04-06 08:00 | 2034 | 4 | 0 | 0 | 0
2034-04-06 09:00 | 2034 | 4 | 0 | 0 | 0
2034-04-06 10:00 | 2034 | 4 | 0 | 0 | 0
2034-04-06 11:00 | 2034 | 4 | 0 | 0 | 0
2034-04-06 12:00 | 2034 | 4 | 0 | 0 | 0
2034-04-06 13:00 | 2034 | 4 | 0 | 0 | 0
2034-04-06 14:00 | 2034 | 4 | 0 | 0 | 0
2034-04-06 15:00 | 2034 | 4 | 0 | 0 | 0
2034-04-06 16:00 | 2034 | 4 | 0 | 0 | 0
2034-04-06 17:00 | 2034 | 4 | 0 | 0 | 0
2034-04-06 18:00 | 2034 | 4 | 0 | 0 | 0
2034-04-06 19:00 | 2034 | 4 | 0 | 0 | 0
2034-04-06 20:00 | 2034 | 4 | 0 | 0 | 0
2034-04-06 21:00 | 2034 | 4 | 0 | 0 | 0
2034-04-06 22:00 | 2034 | 4 | 0 | 0 | 0
2034-04-06 23:00 | 2034 | 4 | 0 | 0 | 0
2034-04-07 | 2034 | 4 | 0 | 0 | 0
2034-04-07 01:00 | 2034 | 4 | 0 | 0 | 0
2034-04-07 02:00 | 2034 | 4 | 0 | 0 | 0
2034-04-07 03:00 | 2034 | 4 | 0 | 0 | 0
2034-04-07 04:00 | 2034 | 4 | 0 | 0 | 0
2034-04-07 05:00 | 2034 | 4 | 0 | 0 | 0
2034-04-07 06:00 | 2034 | 4 | 0 | 0 | 0
2034-04-07 07:00 | 2034 | 4 | 0 | 0 | 0
2034-04-07 08:00 | 2034 | 4 | 0 | 0 | 0
2034-04-07 09:00 | 2034 | 4 | 0 | 0 | 0
2034-04-07 10:00 | 2034 | 4 | 0 | 0 | 0
2034-04-07 11:00 | 2034 | 4 | 0 | 0 | 0
2034-04-07 12:00 | 2034 | 4 | 0 | 0 | 0
2034-04-07 13:00 | 2034 | 4 | 0 | 0 | 0
2034-04-07 14:00 | 2034 | 4 | 0 | 0 | 0
2034-04-07 15:00 | 2034 | 4 | 0 | 0 | 0
2034-04-07 16:00 | 2034 | 4 | 0 | 0 | 0
2034-04-07 17:00 | 2034 | 4 | 0 | 0 | 0
2034-04-07 18:00 | 2034 | 4 | 0 | 0 | 0
2034-04-07 19:00 | 2034 | 4 | 0 | 0 | 0
2034-04-07 20:00 | 2034 | 4 | 0 | 0 | 0
2034-04-07 21:00 | 2034 | 4 | 0 | 0 | 0
2034-04-07 22:00 | 2034 | 4 | 0 | 0 | 0
2034-04-07 23:00 | 2034 | 4 | 0 | 0 | 0
2034-04-08 | 2034 | 4 | 0 | 0 | 0
2034-04-08 01:00 | 2034 | 4 | 0 | 0 | 0
2034-04-08 02:00 | 2034 | 4 | 0 | 0 | 0
2034-04-08 03:00 | 2034 | 4 | 0 | 0 | 0
2034-04-08 04:00 | 2034 | 4 | 0 | 0 | 0
2034-04-08 05:00 | 2034 | 4 | 0 | 0 | 0
2034-04-08 06:00 | 2034 | 4 | 0 | 0 | 0
2034-04-08 07:00 | 2034 | 4 | 0 | 0 | 0
2034-04-08 08:00 | 2034 | 4 | 0 | 0 | 0
2034-04-08 09:00 | 2034 | 4 | 0 | 0 | 0
2034-04-08 10:00 | 2034 | 4 | 0 | 0 | 0
2034-04-08 11:00 | 2034 | 4 | 0 | 0 | 0
2034-04-08 12:00 | 2034 | 4 | 0 | 0 | 0
2034-04-08 13:00 | 2034 | 4 | 0 | 0 | 0
2034-04-08 14:00 | 2034 | 4 | 0 | 0 | 0
2034-04-08 15:00 | 2034 | 4 | 0 | 0 | 0
2034-04-08 16:00 | 2034 | 4 | 0 | 0 | 0
2034-04-08 17:00 | 2034 | 4 | 0 | 0 | 0
2034-04-08 18:00 | 2034 | 4 | 0 | 0 | 0
2034-04-08 19:00 | 2034 | 4 | 0 | 0 | 0
2034-04-08 20:00 | 2034 | 4 | 0 | 0 | 0
2034-04-08 21:00 | 2034 | 4 | 0 | 0 | 0
2034-04-08 22:00 | 2034 | 4 | 0 | 0 | 0
2034-04-08 23:00 | 2034 | 4 | 0 | 0 | 0
2034-04-09 | 2034 | 4 | 0 | 0 | 0
2034-04-09 01:00 | 2034 | 4 | 0 | 0 | 0
2034-04-09 02:00 | 2034 | 4 | 0 | 0 | 0
2034-04-09 03:00 | 2034 | 4 | 0 | 0 | 0
2034-04-09 04:00 | 2034 | 4 | 0 | 0 | 0
2034-04-09 05:00 | 2034 | 4 | 0 | 0 | 0
2034-04-09 06:00 | 2034 | 4 | 0 | 0 | 0
2034-04-09 07:00 | 2034 | 4 | 0 | 0 | 0
2034-04-09 08:00 | 2034 | 4 | 0 | 0 | 0
2034-04-09 09:00 | 2034 | 4 | 0 | 0 | 0
2034-04-09 10:00 | 2034 | 4 | 0 | 0 | 0
2034-04-09 11:00 | 2034 | 4 | 0 | 0 | 0
2034-04-09 12:00 | 2034 | 4 | 0 | 0 | 0
2034-04-09 13:00 | 2034 | 4 | 0 | 0 | 0
2034-04-09 14:00 | 2034 | 4 | 0 | 0 | 0
2034-04-09 15:00 | 2034 | 4 | 0 | 0 | 0
2034-04-09 16:00 | 2034 | 4 | 0 | 0 | 0
2034-04-09 17:00 | 2034 | 4 | 0 | 0 | 0
2034-04-09 18:00 | 2034 | 4 | 0 | 0 | 0
2034-04-09 19:00 | 2034 | 4 | 0 | 0 | 0
2034-04-09 20:00 | 2034 | 4 | 0 | 0 | 0
2034-04-09 21:00 | 2034 | 4 | 0 | 0 | 0
2034-04-09 22:00 | 2034 | 4 | 0 | 0 | 0
2034-04-09 23:00 | 2034 | 4 | 0 | 0 | 0
2034-04-10 | 2034 | 4 | 0 | 0 | 0
2034-04-10 01:00 | 2034 | 4 | 0 | 0 | 0
2034-04-10 02:00 | 2034 | 4 | 0 | 0 | 0
2034-04-10 03:00 | 2034 | 4 | 0 | 0 | 0
2034-04-10 04:00 | 2034 | 4 | 0 | 0 | 0
2034-04-10 05:00 | 2034 | 4 | 0 | 0 | 0
2034-04-10 06:00 | 2034 | 4 | 0 | 0 | 0
2034-04-10 07:00 | 2034 | 4 | 0 | 0 | 0
2034-04-10 08:00 | 2034 | 4 | 0 | 0 | 0
2034-04-10 09:00 | 2034 | 4 | 0 | 0 | 0
2034-04-10 10:00 | 2034 | 4 | 0 | 0 | 0
2034-04-10 11:00 | 2034 | 4 | 0 | 0 | 0
2034-04-10 12:00 | 2034 | 4 | 0 | 0 | 0
2034-04-10 13:00 | 2034 | 4 | 0 | 0.2 | 0
2034-04-10 14:00 | 2034 | 4 | 0 | 0 | 0
2034-04-10 15:00 | 2034 | 4 | 0 | 0 | 0
2034-04-10 16:00 | 2034 | 4 | 0 | 0 | 0
2034-04-10 17:00 | 2034 | 4 | 0 | 0 | 0
2034-04-10 18:00 | 2034 | 4 | 0 | 0 | 0
2034-04-10 19:00 | 2034 | 4 | 0 | 0 | 0
2034-04-10 20:00 | 2034 | 4 | 0 | 0 | 0
2034-04-10 21:00 | 2034 | 4 | 0 | 0 | 0
2034-04-10 22:00 | 2034 | 4 | 0 | 0 | 0
2034-04-10 23:00 | 2034 | 4 | 0 | 0 | 0
2034-04-11 | 2034 | 4 | 0 | 0 | 0
2034-04-11 01:00 | 2034 | 4 | 0 | 0 | 0
2034-04-11 02:00 | 2034 | 4 | 0 | 0 | 0
2034-04-11 03:00 | 2034 | 4 | 0 | 0 | 0
2034-04-11 04:00 | 2034 | 4 | 0 | 0 | 0
2034-04-11 05:00 | 2034 | 4 | 0 | 0 | 0
2034-04-11 06:00 | 2034 | 4 | 0 | 0 | 0
2034-04-11 07:00 | 2034 | 4 | 0 | 0 | 0
2034-04-11 08:00 | 2034 | 4 | 0 | 0 | 0
2034-04-11 09:00 | 2034 | 4 | 0 | 0 | 0
2034-04-11 10:00 | 2034 | 4 | 0 | 0 | 0
2034-04-11 11:00 | 2034 | 4 | 0 | 0 | 0
2034-04-11 12:00 | 2034 | 4 | 0 | 0 | 0
2034-04-11 13:00 | 2034 | 4 | 0 | 0 | 0
2034-04-11 14:00 | 2034 | 4 | 0 | 0 | 0
2034-04-11 15:00 | 2034 | 4 | 0 | 0 | 0
2034-04-11 16:00 | 2034 | 4 | 0 | 0 | 0
2034-04-11 17:00 | 2034 | 4 | 0 | 0 | 0
2034-04-11 18:00 | 2034 | 4 | 0 | 0 | 0
2034-04-11 19:00 | 2034 | 4 | 0 | 0 | 0
2034-04-11 20:00 | 2034 | 4 | 0 | 0 | 0
2034-04-11 21:00 | 2034 | 4 | 0 | 0 | 0
2034-04-11 22:00 | 2034 | 4 | 0 | 0 | 0
2034-04-11 23:00 | 2034 | 4 | 0 | 0 | 0
2034-04-12 | 2034 | 4 | 0 | 0 | 0
2034-04-12 01:00 | 2034 | 4 | 0 | 0 | 0
2034-04-12 02:00 | 2034 | 4 | 0 | 0 | 0
2034-04-12 03:00 | 2034 | 4 | 0 | 0 | 0
2034-04-12 04:00 | 2034 | 4 | 0 | 0 | 0
2034-04-12 05:00 | 2034 | 4 | 0 | 0 | 0
2034-04-12 06:00 | 2034 | 4 | 0 | 0 | 0
2034-04-12 07:00 | 2034 | 4 | 0 | 0 | 0
2034-04-12 08:00 | 2034 | 4 | 0 | 0 | 0
2034-04-12 09:00 | 2034 | 4 | 0 | 0 | 0
2034-04-12 10:00 | 2034 | 4 | 0 | 0 | 0
2034-04-12 11:00 | 2034 | 4 | 0 | 0 | 0
2034-04-12 12:00 | 2034 | 4 | 0 | 0 | 0
2034-04-12 13:00 | 2034 | 4 | 0 | 0 | 0
2034-04-12 14:00 | 2034 | 4 | 0 | 0 | 0
2034-04-12 15:00 | 2034 | 4 | 0 | 0 | 0
2034-04-12 16:00 | 2034 | 4 | 0 | 0 | 0
2034-04-12 17:00 | 2034 | 4 | 0 | 0 | 0
2034-04-12 18:00 | 2034 | 4 | 0 | 0 | 0
2034-04-12 19:00 | 2034 | 4 | 0 | 0 | 0
2034-04-12 20:00 | 2034 | 4 | 0 | 0 | 0
2034-04-12 21:00 | 2034 | 4 | 0 | 0 | 0
2034-04-12 22:00 | 2034 | 4 | 0 | 0 | 0
2034-04-12 23:00 | 2034 | 4 | 0 | 0 | 0
2034-04-13 | 2034 | 4 | 0 | 0 | 0
2034-04-13 01:00 | 2034 | 4 | 0 | 0 | 0
2034-04-13 02:00 | 2034 | 4 | 0 | 0 | 0
2034-04-13 03:00 | 2034 | 4 | 0 | 0 | 0
2034-04-13 04:00 | 2034 | 4 | 0 | 0 | 0
2034-04-13 05:00 | 2034 | 4 | 0 | 0 | 0
2034-04-13 06:00 | 2034 | 4 | 0 | 0 | 0
2034-04-13 07:00 | 2034 | 4 | 0 | 0 | 0
2034-04-13 08:00 | 2034 | 4 | 0 | 0 | 0
2034-04-13 09:00 | 2034 | 4 | 0 | 0 | 0
2034-04-13 10:00 | 2034 | 4 | 0 | 0 | 0
2034-04-13 11:00 | 2034 | 4 | 0 | 0 | 0
2034-04-13 12:00 | 2034 | 4 | 0 | 0 | 0
2034-04-13 13:00 | 2034 | 4 | 0 | 0 | 0
2034-04-13 14:00 | 2034 | 4 | 0 | 0 | 0
2034-04-13 15:00 | 2034 | 4 | 0 | 0 | 0
2034-04-13 16:00 | 2034 | 4 | 0 | 0 | 0
2034-04-13 17:00 | 2034 | 4 | 0 | 0 | 0
2034-04-13 18:00 | 2034 | 4 | 0 | 0 | 0
2034-04-13 19:00 | 2034 | 4 | 0 | 0 | 0
2034-04-13 20:00 | 2034 | 4 | 0 | 0 | 0
2034-04-13 21:00 | 2034 | 4 | 0 | 0 | 0
2034-04-13 22:00 | 2034 | 4 | 0 | 0 | 0
2034-04-13 23:00 | 2034 | 4 | 0 | 0 | 0
2034-04-14 | 2034 | 4 | 0 | 0 | 0
2034-04-14 01:00 | 2034 | 4 | 0 | 0 | 0
2034-04-14 02:00 | 2034 | 4 | 0 | 0 | 0
2034-04-14 03:00 | 2034 | 4 | 0 | 0 | 0
2034-04-14 04:00 | 2034 | 4 | 0 | 0 | 0
2034-04-14 05:00 | 2034 | 4 | 0 | 0 | 0
2034-04-14 06:00 | 2034 | 4 | 0 | 0 | 0
2034-04-14 07:00 | 2034 | 4 | 0 | 0 | 0
2034-04-14 08:00 | 2034 | 4 | 0 | 0 | 0
2034-04-14 09:00 | 2034 | 4 | 0 | 0 | 0
2034-04-14 10:00 | 2034 | 4 | 0 | 0 | 0
2034-04-14 11:00 | 2034 | 4 | 0 | 0 | 0
2034-04-14 12:00 | 2034 | 4 | 0 | 0 | 0
2034-04-14 13:00 | 2034 | 4 | 0 | 0 | 0
2034-04-14 14:00 | 2034 | 4 | 0 | 0 | 0
2034-04-14 15:00 | 2034 | 4 | 0 | 0 | 0
2034-04-14 16:00 | 2034 | 4 | 0 | 0 | 0
2034-04-14 17:00 | 2034 | 4 | 0 | 0 | 0
2034-04-14 18:00 | 2034 | 4 | 0 | 0 | 0
2034-04-14 19:00 | 2034 | 4 | 0 | 0 | 0
2034-04-14 20:00 | 2034 | 4 | 0 | 0 | 0
2034-04-14 21:00 | 2034 | 4 | 0 | 0 | 0
2034-04-14 22:00 | 2034 | 4 | 0 | 0 | 0
2034-04-14 23:00 | 2034 | 4 | 0 | 0 | 0
2034-04-15 | 2034 | 4 | 0 | 0 | 0
2034-04-15 01:00 | 2034 | 4 | 0 | 0 | 0
2034-04-15 02:00 | 2034 | 4 | 0 | 0 | 0
2034-04-15 03:00 | 2034 | 4 | 0 | 0 | 0
2034-04-15 04:00 | 2034 | 4 | 0 | 0 | 0
2034-04-15 05:00 | 2034 | 4 | 0 | 0 | 0
2034-04-15 06:00 | 2034 | 4 | 0 | 0 | 0
2034-04-15 07:00 | 2034 | 4 | 0 | 0 | 0
2034-04-15 08:00 | 2034 | 4 | 0 | 0 | 0
2034-04-15 09:00 | 2034 | 4 | 0 | 0 | 0
2034-04-15 10:00 | 2034 | 4 | 0 | 0 | 0
2034-04-15 11:00 | 2034 | 4 | 0 | 0 | 0
2034-04-15 12:00 | 2034 | 4 | 0 | 0 | 0
2034-04-15 13:00 | 2034 | 4 | 0 | 0 | 0
2034-04-15 14:00 | 2034 | 4 | 0 | 0 | 0
2034-04-15 15:00 | 2034 | 4 | 0 | 0 | 0
2034-04-15 16:00 | 2034 | 4 | 0 | 0 | 0
2034-04-15 17:00 | 2034 | 4 | 0 | 0 | 0
2034-04-15 18:00 | 2034 | 4 | 0 | 0 | 0
2034-04-15 19:00 | 2034 | 4 | 0 | 0 | 0
2034-04-15 20:00 | 2034 | 4 | 0 | 0 | 0
2034-04-15 21:00 | 2034 | 4 | 0 | 0 | 0
2034-04-15 22:00 | 2034 | 4 | 0 | 0 | 0
2034-04-15 23:00 | 2034 | 4 | 0 | 0 | 0
2034-04-16 | 2034 | 4 | 0 | 0 | 0
2034-04-16 01:00 | 2034 | 4 | 0 | 0 | 0
2034-04-16 02:00 | 2034 | 4 | 0 | 0 | 0
2034-04-16 03:00 | 2034 | 4 | 0 | 0 | 0
2034-04-16 04:00 | 2034 | 4 | 0 | 0 | 0
2034-04-16 05:00 | 2034 | 4 | 0 | 0 | 0
2034-04-16 06:00 | 2034 | 4 | 0 | 0 | 0
2034-04-16 07:00 | 2034 | 4 | 0 | 0 | 0
2034-04-16 08:00 | 2034 | 4 | 0 | 0 | 0
2034-04-16 09:00 | 2034 | 4 | 0 | 0 | 0
2034-04-16 10:00 | 2034 | 4 | 0 | 0 | 0
2034-04-16 11:00 | 2034 | 4 | 0 | 0 | 0
2034-04-16 12:00 | 2034 | 4 | 0 | 0 | 0
2034-04-16 13:00 | 2034 | 4 | 0 | 0 | 0
2034-04-16 14:00 | 2034 | 4 | 0 | 0 | 0
2034-04-16 15:00 | 2034 | 4 | 0 | 0 | 0
2034-04-16 16:00 | 2034 | 4 | 0 | 0 | 0
2034-04-16 17:00 | 2034 | 4 | 0 | 0 | 0
2034-04-16 18:00 | 2034 | 4 | 0 | 0 | 0
2034-04-16 19:00 | 2034 | 4 | 0 | 0 | 0
2034-04-16 20:00 | 2034 | 4 | 0 | 0 | 0
2034-04-16 21:00 | 2034 | 4 | 0 | 0 | 0
2034-04-16 22:00 | 2034 | 4 | 0 | 0 | 0
2034-04-16 23:00 | 2034 | 4 | 0 | 0 | 0
2034-04-17 | 2034 | 4 | 0 | 0 | 0
2034-04-17 01:00 | 2034 | 4 | 0 | 0 | 0
2034-04-17 02:00 | 2034 | 4 | 0 | 0 | 0
2034-04-17 03:00 | 2034 | 4 | 0 | 0 | 0
2034-04-17 04:00 | 2034 | 4 | 0 | 0 | 0
2034-04-17 05:00 | 2034 | 4 | 0 | 0 | 0
2034-04-17 06:00 | 2034 | 4 | 0 | 0 | 0
2034-04-17 07:00 | 2034 | 4 | 0 | 0 | 0
2034-04-17 08:00 | 2034 | 4 | 0 | 0 | 0
2034-04-17 09:00 | 2034 | 4 | 0 | 0 | 0
2034-04-17 10:00 | 2034 | 4 | 0 | 0 | 0
2034-04-17 11:00 | 2034 | 4 | 0 | 0 | 0
2034-04-17 12:00 | 2034 | 4 | 0 | 0 | 0
2034-04-17 13:00 | 2034 | 4 | 0 | 0 | 0
2034-04-17 14:00 | 2034 | 4 | 0 | 0 | 0
2034-04-17 15:00 | 2034 | 4 | 0 | 0 | 0
2034-04-17 16:00 | 2034 | 4 | 0 | 0 | 0
2034-04-17 17:00 | 2034 | 4 | 0 | 0 | 0
2034-04-17 18:00 | 2034 | 4 | 0 | 0 | 0
2034-04-17 19:00 | 2034 | 4 | 0 | 0 | 0
2034-04-17 20:00 | 2034 | 4 | 0 | 0 | 0
2034-04-17 21:00 | 2034 | 4 | 0 | 0 | 0
2034-04-17 22:00 | 2034 | 4 | 0 | 0 | 0
2034-04-17 23:00 | 2034 | 4 | 0 | 0 | 0
2034-04-18 | 2034 | 4 | 0 | 0 | 0
2034-04-18 01:00 | 2034 | 4 | 0 | 0 | 0
2034-04-18 02:00 | 2034 | 4 | 0 | 0 | 0
2034-04-18 03:00 | 2034 | 4 | 0 | 0 | 0
2034-04-18 04:00 | 2034 | 4 | 0 | 0 | 0
2034-04-18 05:00 | 2034 | 4 | 0 | 0 | 0
2034-04-18 06:00 | 2034 | 4 | 0 | 0 | 0
2034-04-18 07:00 | 2034 | 4 | 0 | 0 | 0
2034-04-18 08:00 | 2034 | 4 | 0 | 0 | 0
2034-04-18 09:00 | 2034 | 4 | 0 | 0 | 0
2034-04-18 10:00 | 2034 | 4 | 0 | 0 | 0
2034-04-18 11:00 | 2034 | 4 | 0 | 0 | 0
2034-04-18 12:00 | 2034 | 4 | 0 | 0 | 0
2034-04-18 13:00 | 2034 | 4 | 0 | 0 | 0
2034-04-18 14:00 | 2034 | 4 | 0 | 0 | 0
2034-04-18 15:00 | 2034 | 4 | 0 | 0 | 0
2034-04-18 16:00 | 2034 | 4 | 0 | 0 | 0
2034-04-18 17:00 | 2034 | 4 | 0 | 0 | 0
2034-04-18 18:00 | 2034 | 4 | 0 | 0 | 0
2034-04-18 19:00 | 2034 | 4 | 0 | 0 | 0
2034-04-18 20:00 | 2034 | 4 | 0 | 0 | 0
2034-04-18 21:00 | 2034 | 4 | 0 | 0 | 0
2034-04-18 22:00 | 2034 | 4 | 0 | 0 | 0
2034-04-18 23:00 | 2034 | 4 | 0 | 0 | 0
2034-04-19 | 2034 | 4 | 0 | 0 | 0
2034-04-19 01:00 | 2034 | 4 | 0 | 0 | 0
2034-04-19 02:00 | 2034 | 4 | 0 | 0 | 0
2034-04-19 03:00 | 2034 | 4 | 0 | 0 | 0
2034-04-19 04:00 | 2034 | 4 | 0 | 0 | 0
2034-04-19 05:00 | 2034 | 4 | 0 | 0 | 0
2034-04-19 06:00 | 2034 | 4 | 0 | 0 | 0
2034-04-19 07:00 | 2034 | 4 | 0 | 0 | 0
2034-04-19 08:00 | 2034 | 4 | 0 | 0 | 0
2034-04-19 09:00 | 2034 | 4 | 0 | 0 | 0
2034-04-19 10:00 | 2034 | 4 | 0 | 0 | 0
2034-04-19 11:00 | 2034 | 4 | 0 | 0 | 0
2034-04-19 12:00 | 2034 | 4 | 0 | 0 | 0
2034-04-19 13:00 | 2034 | 4 | 0 | 0 | 0
2034-04-19 14:00 | 2034 | 4 | 0 | 0 | 0
2034-04-19 15:00 | 2034 | 4 | 0 | 0 | 0
2034-04-19 16:00 | 2034 | 4 | 0 | 0 | 0
2034-04-19 17:00 | 2034 | 4 | 0 | 0 | 0
2034-04-19 18:00 | 2034 | 4 | 0 | 0 | 0
2034-04-19 19:00 | 2034 | 4 | 0 | 0 | 0
2034-04-19 20:00 | 2034 | 4 | 0 | 0 | 0
2034-04-19 21:00 | 2034 | 4 | 0 | 0 | 0
2034-04-19 22:00 | 2034 | 4 | 0 | 0 | 0
2034-04-19 23:00 | 2034 | 4 | 0 | 0 | 0
2034-04-20 | 2034 | 4 | 0 | 0 | 0
2034-04-20 01:00 | 2034 | 4 | 0 | 0 | 0
2034-04-20 02:00 | 2034 | 4 | 0 | 0 | 0
2034-04-20 03:00 | 2034 | 4 | 0 | 0 | 0
2034-04-20 04:00 | 2034 | 4 | 0 | 0 | 0
2034-04-20 05:00 | 2034 | 4 | 0 | 0 | 0
2034-04-20 06:00 | 2034 | 4 | 0 | 0 | 0
2034-04-20 07:00 | 2034 | 4 | 0 | 0 | 0
2034-04-20 08:00 | 2034 | 4 | 0 | 0 | 0
2034-04-20 09:00 | 2034 | 4 | 0 | 0 | 0
2034-04-20 10:00 | 2034 | 4 | 0 | 0 | 0
2034-04-20 11:00 | 2034 | 4 | 0 | 0 | 0
2034-04-20 12:00 | 2034 | 4 | 0 | 0 | 0
2034-04-20 13:00 | 2034 | 4 | 0 | 0 | 0
2034-04-20 14:00 | 2034 | 4 | 0 | 0 | 0
2034-04-20 15:00 | 2034 | 4 | 0 | 0 | 0
2034-04-20 16:00 | 2034 | 4 | 0 | 0 | 0
2034-04-20 17:00 | 2034 | 4 | 0 | 0 | 0
2034-04-20 18:00 | 2034 | 4 | 0 | 0 | 0
2034-04-20 19:00 | 2034 | 4 | 0 | 0 | 0
2034-04-20 20:00 | 2034 | 4 | 0 | 0 | 0
2034-04-20 21:00 | 2034 | 4 | 0 | 0 | 0
2034-04-20 22:00 | 2034 | 4 | 0 | 0 | 0
2034-04-20 23:00 | 2034 | 4 | 0 | 0 | 0
2034-04-21 | 2034 | 4 | 0 | 0 | 0
2034-04-21 01:00 | 2034 | 4 | 0 | 0 | 0
2034-04-21 02:00 | 2034 | 4 | 0 | 0 | 0
2034-04-21 03:00 | 2034 | 4 | 0 | 0 | 0
2034-04-21 04:00 | 2034 | 4 | 0 | 0 | 0
2034-04-21 05:00 | 2034 | 4 | 0 | 0 | 0
2034-04-21 06:00 | 2034 | 4 | 0 | 0 | 0
2034-04-21 07:00 | 2034 | 4 | 0 | 0 | 0
2034-04-21 08:00 | 2034 | 4 | 0 | 0 | 0
2034-04-21 09:00 | 2034 | 4 | 0 | 0 | 0
2034-04-21 10:00 | 2034 | 4 | 0 | 0 | 0
2034-04-21 11:00 | 2034 | 4 | 0 | 0 | 0
2034-04-21 12:00 | 2034 | 4 | 0 | 0 | 0
2034-04-21 13:00 | 2034 | 4 | 0 | 0 | 0
2034-04-21 14:00 | 2034 | 4 | 0 | 0 | 0
2034-04-21 15:00 | 2034 | 4 | 0 | 0 | 0
2034-04-21 16:00 | 2034 | 4 | 0 | 0 | 0
2034-04-21 17:00 | 2034 | 4 | 0 | 0 | 0
2034-04-21 18:00 | 2034 | 4 | 0 | 0 | 0
2034-04-21 19:00 | 2034 | 4 | 0 | 0 | 0
2034-04-21 20:00 | 2034 | 4 | 0 | 0 | 0
2034-04-21 21:00 | 2034 | 4 | 0 | 0 | 0
2034-04-21 22:00 | 2034 | 4 | 0 | 0 | 0
2034-04-21 23:00 | 2034 | 4 | 0 | 0 | 0
2034-04-22 | 2034 | 4 | 0 | 0 | 0
2034-04-22 01:00 | 2034 | 4 | 0 | 0 | 0
2034-04-22 02:00 | 2034 | 4 | 0 | 0 | 0
2034-04-22 03:00 | 2034 | 4 | 0 | 0 | 0
2034-04-22 04:00 | 2034 | 4 | 0 | 0 | 0
2034-04-22 05:00 | 2034 | 4 | 0 | 0 | 0
2034-04-22 06:00 | 2034 | 4 | 0 | 0 | 0
2034-04-22 07:00 | 2034 | 4 | 0 | 0 | 0
2034-04-22 08:00 | 2034 | 4 | 0 | 0 | 0
2034-04-22 09:00 | 2034 | 4 | 0 | 0 | 0
2034-04-22 10:00 | 2034 | 4 | 0 | 0 | 0
2034-04-22 11:00 | 2034 | 4 | 0 | 0 | 0
2034-04-22 12:00 | 2034 | 4 | 0 | 0 | 0
2034-04-22 13:00 | 2034 | 4 | 0 | 0 | 0
2034-04-22 14:00 | 2034 | 4 | 0 | 0 | 0
2034-04-22 15:00 | 2034 | 4 | 0 | 0 | 0
2034-04-22 16:00 | 2034 | 4 | 0 | 0 | 0
2034-04-22 17:00 | 2034 | 4 | 0 | 0 | 0
2034-04-22 18:00 | 2034 | 4 | 0 | 0 | 0
2034-04-22 19:00 | 2034 | 4 | 0 | 0 | 0
2034-04-22 20:00 | 2034 | 4 | 0 | 0 | 0
2034-04-22 21:00 | 2034 | 4 | 0 | 0 | 0
2034-04-22 22:00 | 2034 | 4 | 0 | 0 | 0
2034-04-22 23:00 | 2034 | 4 | 0 | 0 | 0
2034-04-23 | 2034 | 4 | 0 | 0 | 0
2034-04-23 01:00 | 2034 | 4 | 0 | 0 | 0
2034-04-23 02:00 | 2034 | 4 | 0 | 0 | 0
2034-04-23 03:00 | 2034 | 4 | 0 | 0 | 0
2034-04-23 04:00 | 2034 | 4 | 0 | 0 | 0
2034-04-23 05:00 | 2034 | 4 | 0 | 0 | 0
2034-04-23 06:00 | 2034 | 4 | 0 | 0 | 0
2034-04-23 07:00 | 2034 | 4 | 0 | 0 | 0
2034-04-23 08:00 | 2034 | 4 | 0 | 0 | 0
2034-04-23 09:00 | 2034 | 4 | 0 | 0 | 0
2034-04-23 10:00 | 2034 | 4 | 0 | 0 | 0
2034-04-23 11:00 | 2034 | 4 | 0 | 0 | 0
2034-04-23 12:00 | 2034 | 4 | 0 | 0 | 0
2034-04-23 13:00 | 2034 | 4 | 0 | 0 | 0
2034-04-23 14:00 | 2034 | 4 | 0 | 0 | 0
2034-04-23 15:00 | 2034 | 4 | 0 | 0 | 0
2034-04-23 16:00 | 2034 | 4 | 0 | 0 | 0
2034-04-23 17:00 | 2034 | 4 | 0 | 0 | 0
2034-04-23 18:00 | 2034 | 4 | 0 | 0 | 0
2034-04-23 19:00 | 2034 | 4 | 0 | 0 | 0
2034-04-23 20:00 | 2034 | 4 | 0 | 0 | 0
2034-04-23 21:00 | 2034 | 4 | 0 | 0 | 0
2034-04-23 22:00 | 2034 | 4 | 0 | 0 | 0
2034-04-23 23:00 | 2034 | 4 | 0 | 0 | 0
2034-04-24 | 2034 | 4 | 0 | 0 | 0
2034-04-24 01:00 | 2034 | 4 | 0 | 0 | 0
2034-04-24 02:00 | 2034 | 4 | 0 | 0 | 0
2034-04-24 03:00 | 2034 | 4 | 0 | 0 | 0
2034-04-24 04:00 | 2034 | 4 | 0 | 0 | 0
2034-04-24 05:00 | 2034 | 4 | 0 | 0 | 0
2034-04-24 06:00 | 2034 | 4 | 0 | 0 | 0
2034-04-24 07:00 | 2034 | 4 | 0 | 0 | 0
2034-04-24 08:00 | 2034 | 4 | 0 | 0 | 0
2034-04-24 09:00 | 2034 | 4 | 0 | 0 | 0
2034-04-24 10:00 | 2034 | 4 | 0 | 0 | 0
2034-04-24 11:00 | 2034 | 4 | 0 | 0 | 0
2034-04-24 12:00 | 2034 | 4 | 0 | 0 | 0
2034-04-24 13:00 | 2034 | 4 | 0 | 0 | 0
2034-04-24 14:00 | 2034 | 4 | 0 | 0 | 0
2034-04-24 15:00 | 2034 | 4 | 0 | 0 | 0
2034-04-24 16:00 | 2034 | 4 | 0 | 0 | 0
2034-04-24 17:00 | 2034 | 4 | 0 | 0 | 0
2034-04-24 18:00 | 2034 | 4 | 0 | 0 | 0
2034-04-24 19:00 | 2034 | 4 | 0 | 0 | 0
2034-04-24 20:00 | 2034 | 4 | 0 | 0 | 0
2034-04-24 21:00 | 2034 | 4 | 0 | 0 | 0
2034-04-24 22:00 | 2034 | 4 | 0 | 0 | 0
2034-04-24 23:00 | 2034 | 4 | 0 | 0 | 0
2034-04-25 | 2034 | 4 | 0 | 0 | 0
2034-04-25 01:00 | 2034 | 4 | 0 | 0 | 0
2034-04-25 02:00 | 2034 | 4 | 0 | 0 | 0
2034-04-25 03:00 | 2034 | 4 | 0 | 0 | 0
2034-04-25 04:00 | 2034 | 4 | 0 | 0 | 0
2034-04-25 05:00 | 2034 | 4 | 0 | 0 | 0
2034-04-25 06:00 | 2034 | 4 | 0 | 0 | 0
2034-04-25 07:00 | 2034 | 4 | 0 | 0 | 0
2034-04-25 08:00 | 2034 | 4 | 0 | 0 | 0
2034-04-25 09:00 | 2034 | 4 | 0 | 0 | 0
2034-04-25 10:00 | 2034 | 4 | 0 | 0 | 0
2034-04-25 11:00 | 2034 | 4 | 0 | 0 | 0
2034-04-25 12:00 | 2034 | 4 | 0 | 0 | 0
2034-04-25 13:00 | 2034 | 4 | 0 | 0 | 0
2034-04-25 14:00 | 2034 | 4 | 0 | 0 | 0
2034-04-25 15:00 | 2034 | 4 | 0 | 0 | 0
2034-04-25 16:00 | 2034 | 4 | 0 | 0 | 0
2034-04-25 17:00 | 2034 | 4 | 0 | 0 | 0
2034-04-25 18:00 | 2034 | 4 | 0 | 0 | 0
2034-04-25 19:00 | 2034 | 4 | 0 | 0 | 0
2034-04-25 20:00 | 2034 | 4 | 0 | 0 | 0
2034-04-25 21:00 | 2034 | 4 | 0 | 0 | 0
2034-04-25 22:00 | 2034 | 4 | 0 | 0 | 0
2034-04-25 23:00 | 2034 | 4 | 0 | 0 | 0
2034-04-26 | 2034 | 4 | 0 | 0 | 0
2034-04-26 01:00 | 2034 | 4 | 0 | 0 | 0
2034-04-26 02:00 | 2034 | 4 | 0 | 0 | 0
2034-04-26 03:00 | 2034 | 4 | 0 | 0 | 0
2034-04-26 04:00 | 2034 | 4 | 0 | 0 | 0
2034-04-26 05:00 | 2034 | 4 | 0 | 0 | 0
2034-04-26 06:00 | 2034 | 4 | 0 | 0 | 0
2034-04-26 07:00 | 2034 | 4 | 0 | 0 | 0
2034-04-26 08:00 | 2034 | 4 | 0 | 0 | 0
2034-04-26 09:00 | 2034 | 4 | 0 | 0 | 0
2034-04-26 10:00 | 2034 | 4 | 0 | 0 | 0
2034-04-26 11:00 | 2034 | 4 | 0 | 0 | 0
2034-04-26 12:00 | 2034 | 4 | 0 | 0 | 0
2034-04-26 13:00 | 2034 | 4 | 0 | 0 | 0
2034-04-26 14:00 | 2034 | 4 | 0 | 0 | 0
2034-04-26 15:00 | 2034 | 4 | 0 | 0 | 0
2034-04-26 16:00 | 2034 | 4 | 0 | 0 | 0
2034-04-26 17:00 | 2034 | 4 | 0 | 0 | 0
2034-04-26 18:00 | 2034 | 4 | 0 | 0 | 0
2034-04-26 19:00 | 2034 | 4 | 0 | 0 | 0
2034-04-26 20:00 | 2034 | 4 | 0 | 0 | 0
2034-04-26 21:00 | 2034 | 4 | 0 | 0 | 0
2034-04-26 22:00 | 2034 | 4 | 0 | 0 | 0
2034-04-26 23:00 | 2034 | 4 | 0 | 0 | 0
2034-04-27 | 2034 | 4 | 0 | 0 | 0
2034-04-27 01:00 | 2034 | 4 | 0 | 0 | 0
2034-04-27 02:00 | 2034 | 4 | 0 | 0 | 0
2034-04-27 03:00 | 2034 | 4 | 0 | 0 | 0
2034-04-27 04:00 | 2034 | 4 | 0 | 0 | 0
2034-04-27 05:00 | 2034 | 4 | 0 | 0 | 0
2034-04-27 06:00 | 2034 | 4 | 0 | 0 | 0
2034-04-27 07:00 | 2034 | 4 | 0 | 0 | 0
2034-04-27 08:00 | 2034 | 4 | 0 | 0 | 0
2034-04-27 09:00 | 2034 | 4 | 0 | 0 | 0
2034-04-27 10:00 | 2034 | 4 | 0 | 0 | 0
2034-04-27 11:00 | 2034 | 4 | 0 | 0 | 0
2034-04-27 12:00 | 2034 | 4 | 0 | 0 | 0
2034-04-27 13:00 | 2034 | 4 | 0 | 0 | 0
2034-04-27 14:00 | 2034 | 4 | 0 | 0 | 0
2034-04-27 15:00 | 2034 | 4 | 0 | 0 | 0
2034-04-27 16:00 | 2034 | 4 | 0 | 0 | 0
2034-04-27 17:00 | 2034 | 4 | 0 | 0 | 0
2034-04-27 18:00 | 2034 | 4 | 0 | 0 | 0
2034-04-27 19:00 | 2034 | 4 | 0 | 0 | 0
2034-04-27 20:00 | 2034 | 4 | 0 | 0 | 0
2034-04-27 21:00 | 2034 | 4 | 0 | 0 | 0
2034-04-27 22:00 | 2034 | 4 | 0 | 0 | 0
2034-04-27 23:00 | 2034 | 4 | 0 | 0 | 0
2034-04-28 | 2034 | 4 | 0 | 0 | 0
2034-04-28 01:00 | 2034 | 4 | 0 | 0 | 0
2034-04-28 02:00 | 2034 | 4 | 0 | 0 | 0
2034-04-28 03:00 | 2034 | 4 | 0 | 0 | 0
2034-04-28 04:00 | 2034 | 4 | 0 | 0 | 0
2034-04-28 05:00 | 2034 | 4 | 0 | 0 | 0
2034-04-28 06:00 | 2034 | 4 | 0 | 0 | 0
2034-04-28 07:00 | 2034 | 4 | 0 | 0 | 0
2034-04-28 08:00 | 2034 | 4 | 0 | 0 | 0
2034-04-28 09:00 | 2034 | 4 | 0 | 0 | 0
2034-04-28 10:00 | 2034 | 4 | 0 | 0 | 0
2034-04-28 11:00 | 2034 | 4 | 0 | 0 | 0
2034-04-28 12:00 | 2034 | 4 | 0 | 0 | 0
2034-04-28 13:00 | 2034 | 4 | 0 | 0 | 0
2034-04-28 14:00 | 2034 | 4 | 0 | 0 | 0
2034-04-28 15:00 | 2034 | 4 | 0 | 0 | 0
2034-04-28 16:00 | 2034 | 4 | 0 | 0 | 0
2034-04-28 17:00 | 2034 | 4 | 0 | 0 | 0
2034-04-28 18:00 | 2034 | 4 | 0 | 0 | 0
2034-04-28 19:00 | 2034 | 4 | 0 | 0 | 0
2034-04-28 20:00 | 2034 | 4 | 0 | 0 | 0
2034-04-28 21:00 | 2034 | 4 | 0 | 0 | 0
2034-04-28 22:00 | 2034 | 4 | 0 | 0 | 0
2034-04-28 23:00 | 2034 | 4 | 0 | 0 | 0
2034-04-29 | 2034 | 4 | 0 | 0 | 0
2034-04-29 01:00 | 2034 | 4 | 0 | 0 | 0
2034-04-29 02:00 | 2034 | 4 | 0 | 0 | 0
2034-04-29 03:00 | 2034 | 4 | 0 | 0 | 0
2034-04-29 04:00 | 2034 | 4 | 0 | 0 | 0
2034-04-29 05:00 | 2034 | 4 | 0 | 0 | 0
2034-04-29 06:00 | 2034 | 4 | 0 | 0 | 0
2034-04-29 07:00 | 2034 | 4 | 0 | 0 | 0
2034-04-29 08:00 | 2034 | 4 | 0 | 0 | 0
2034-04-29 09:00 | 2034 | 4 | 0 | 0 | 0
2034-04-29 10:00 | 2034 | 4 | 0 | 0 | 0
2034-04-29 11:00 | 2034 | 4 | 0 | 0 | 0
2034-04-29 12:00 | 2034 | 4 | 0 | 0 | 0
2034-04-29 13:00 | 2034 | 4 | 0 | 0 | 0
2034-04-29 14:00 | 2034 | 4 | 0 | 0 | 0
2034-04-29 15:00 | 2034 | 4 | 0 | 0 | 0
2034-04-29 16:00 | 2034 | 4 | 0 | 0 | 0
2034-04-29 17:00 | 2034 | 4 | 0 | 0 | 0
2034-04-29 18:00 | 2034 | 4 | 0 | 0 | 0
2034-04-29 19:00 | 2034 | 4 | 0 | 0 | 0
2034-04-29 20:00 | 2034 | 4 | 0 | 0 | 0
2034-04-29 21:00 | 2034 | 4 | 0 | 0 | 0
2034-04-29 22:00 | 2034 | 4 | 0 | 0 | 0
2034-04-29 23:00 | 2034 | 4 | 0 | 0 | 0
2034-04-30 | 2034 | 4 | 0 | 0 | 0
2034-04-30 01:00 | 2034 | 4 | 0 | 0 | 0
2034-04-30 02:00 | 2034 | 4 | 0 | 0 | 0
2034-04-30 03:00 | 2034 | 4 | 0 | 0 | 0
2034-04-30 04:00 | 2034 | 4 | 0 | 0 | 0
2034-04-30 05:00 | 2034 | 4 | 0 | 0 | 0
2034-04-30 06:00 | 2034 | 4 | 0 | 0 | 0
2034-04-30 07:00 | 2034 | 4 | 0 | 0 | 0
2034-04-30 08:00 | 2034 | 4 | 0 | 0 | 0
2034-04-30 09:00 | 2034 | 4 | 0 | 0 | 0
2034-04-30 10:00 | 2034 | 4 | 0 | 0 | 0
2034-04-30 11:00 | 2034 | 4 | 0 | 0 | 0
2034-04-30 12:00 | 2034 | 4 | 0 | 0 | 0
2034-04-30 13:00 | 2034 | 4 | 0 | 0 | 0
2034-04-30 14:00 | 2034 | 4 | 0 | 0 | 0
2034-04-30 15:00 | 2034 | 4 | 0 | 0 | 0
2034-04-30 16:00 | 2034 | 4 | 0 | 0 | 0
2034-04-30 17:00 | 2034 | 4 | 0 | 0 | 0
2034-04-30 18:00 | 2034 | 4 | 0 | 0 | 0
2034-04-30 19:00 | 2034 | 4 | 0 | 0 | 0
2034-04-30 20:00 | 2034 | 4 | 0 | 0 | 0
2034-04-30 21:00 | 2034 | 4 | 0 | 0 | 0
2034-04-30 22:00 | 2034 | 4 | 0 | 0 | 0
2034-04-30 23:00 | 2034 | 4 | 0 | 0 | 0
2034-05-01 | 2034 | 5 | 0 | 0 | 0
2034-05-01 01:00 | 2034 | 5 | 0 | 0 | 0
2034-05-01 02:00 | 2034 | 5 | 0 | 0 | 0
2034-05-01 03:00 | 2034 | 5 | 0 | 0 | 0
2034-05-01 04:00 | 2034 | 5 | 0 | 0 | 0
2034-05-01 05:00 | 2034 | 5 | 0 | 0 | 0
2034-05-01 06:00 | 2034 | 5 | 0 | 0 | 0
2034-05-01 07:00 | 2034 | 5 | 0 | 0 | 0
2034-05-01 08:00 | 2034 | 5 | 0 | 0 | 0
2034-05-01 09:00 | 2034 | 5 | 0 | 0 | 0
2034-05-01 10:00 | 2034 | 5 | 0 | 0 | 0
2034-05-01 11:00 | 2034 | 5 | 0 | 0 | 0
2034-05-01 12:00 | 2034 | 5 | 0 | 0 | 0
2034-05-01 13:00 | 2034 | 5 | 0 | 0 | 0
2034-05-01 14:00 | 2034 | 5 | 0 | 0 | 0
2034-05-01 15:00 | 2034 | 5 | 0 | 0 | 0
2034-05-01 16:00 | 2034 | 5 | 0 | 0 | 0
2034-05-01 17:00 | 2034 | 5 | 0 | 0 | 0
2034-05-01 18:00 | 2034 | 5 | 0 | 0 | 0
2034-05-01 19:00 | 2034 | 5 | 0 | 0 | 0
2034-05-01 20:00 | 2034 | 5 | 0 | 0 | 0
2034-05-01 21:00 | 2034 | 5 | 0 | 0 | 0
2034-05-01 22:00 | 2034 | 5 | 0 | 0 | 0
2034-05-01 23:00 | 2034 | 5 | 0 | 0 | 0
2034-05-02 | 2034 | 5 | 0 | 0 | 0
2034-05-02 01:00 | 2034 | 5 | 0 | 0 | 0
2034-05-02 02:00 | 2034 | 5 | 0 | 0 | 0
2034-05-02 03:00 | 2034 | 5 | 0 | 0 | 0
2034-05-02 04:00 | 2034 | 5 | 0 | 0 | 0
2034-05-02 05:00 | 2034 | 5 | 0 | 0 | 0
2034-05-02 06:00 | 2034 | 5 | 0 | 0 | 0
2034-05-02 07:00 | 2034 | 5 | 0 | 0 | 0
2034-05-02 08:00 | 2034 | 5 | 0 | 0 | 0
2034-05-02 09:00 | 2034 | 5 | 0 | 0 | 0
2034-05-02 10:00 | 2034 | 5 | 0 | 0 | 0
2034-05-02 11:00 | 2034 | 5 | 0 | 0 | 0
2034-05-02 12:00 | 2034 | 5 | 0 | 0 | 0
2034-05-02 13:00 | 2034 | 5 | 0 | 0 | 0
2034-05-02 14:00 | 2034 | 5 | 0 | 0 | 0
2034-05-02 15:00 | 2034 | 5 | 0 | 0 | 0
2034-05-02 16:00 | 2034 | 5 | 0 | 0 | 0
2034-05-02 17:00 | 2034 | 5 | 0 | 0 | 0
2034-05-02 18:00 | 2034 | 5 | 0 | 0 | 0
2034-05-02 19:00 | 2034 | 5 | 0 | 0 | 0
2034-05-02 20:00 | 2034 | 5 | 0 | 0 | 0
2034-05-02 21:00 | 2034 | 5 | 0 | 0 | 0
2034-05-02 22:00 | 2034 | 5 | 0 | 0 | 0
2034-05-02 23:00 | 2034 | 5 | 0 | 0 | 0
2034-05-03 | 2034 | 5 | 0 | 0 | 0
2034-05-03 01:00 | 2034 | 5 | 0 | 0 | 0
2034-05-03 02:00 | 2034 | 5 | 0 | 0 | 0
2034-05-03 03:00 | 2034 | 5 | 0 | 0 | 0
2034-05-03 04:00 | 2034 | 5 | 0 | 0 | 0
2034-05-03 05:00 | 2034 | 5 | 0 | 0 | 0
2034-05-03 06:00 | 2034 | 5 | 0 | 0 | 0
2034-05-03 07:00 | 2034 | 5 | 0 | 0 | 0
2034-05-03 08:00 | 2034 | 5 | 0 | 0 | 0
2034-05-03 09:00 | 2034 | 5 | 0 | 0 | 0
2034-05-03 10:00 | 2034 | 5 | 0 | 0 | 0
2034-05-03 11:00 | 2034 | 5 | 0 | 0 | 0
2034-05-03 12:00 | 2034 | 5 | 0 | 0 | 0
2034-05-03 13:00 | 2034 | 5 | 0 | 0 | 0
2034-05-03 14:00 | 2034 | 5 | 0 | 0 | 0
2034-05-03 15:00 | 2034 | 5 | 0 | 0 | 0
2034-05-03 16:00 | 2034 | 5 | 0 | 0 | 0
2034-05-03 17:00 | 2034 | 5 | 0 | 0 | 0
2034-05-03 18:00 | 2034 | 5 | 0 | 0 | 0
2034-05-03 19:00 | 2034 | 5 | 0 | 0 | 0
2034-05-03 20:00 | 2034 | 5 | 0 | 0 | 0
2034-05-03 21:00 | 2034 | 5 | 0 | 0 | 0
2034-05-03 22:00 | 2034 | 5 | 0 | 0 | 0
2034-05-03 23:00 | 2034 | 5 | 0 | 0 | 0
2034-05-04 | 2034 | 5 | 0 | 0 | 0
2034-05-04 01:00 | 2034 | 5 | 0 | 0 | 0
2034-05-04 02:00 | 2034 | 5 | 0 | 0 | 0
2034-05-04 03:00 | 2034 | 5 | 0 | 0 | 0
2034-05-04 04:00 | 2034 | 5 | 0 | 0 | 0
2034-05-04 05:00 | 2034 | 5 | 0 | 0 | 0
2034-05-04 06:00 | 2034 | 5 | 0 | 0 | 0
2034-05-04 07:00 | 2034 | 5 | 0 | 0 | 0
2034-05-04 08:00 | 2034 | 5 | 0 | 0 | 0
2034-05-04 09:00 | 2034 | 5 | 0 | 0 | 0
2034-05-04 10:00 | 2034 | 5 | 0 | 0 | 0
2034-05-04 11:00 | 2034 | 5 | 0 | 0 | 0
2034-05-04 12:00 | 2034 | 5 | 0 | 0 | 0
2034-05-04 13:00 | 2034 | 5 | 0 | 0 | 0
2034-05-04 14:00 | 2034 | 5 | 0 | 0 | 0
2034-05-04 15:00 | 2034 | 5 | 0 | 0 | 0
2034-05-04 16:00 | 2034 | 5 | 0 | 0 | 0
2034-05-04 17:00 | 2034 | 5 | 0 | 0 | 0
2034-05-04 18:00 | 2034 | 5 | 0 | 0 | 0
2034-05-04 19:00 | 2034 | 5 | 0 | 0 | 0
2034-05-04 20:00 | 2034 | 5 | 0 | 0 | 0
2034-05-04 21:00 | 2034 | 5 | 0 | 0 | 0
2034-05-04 22:00 | 2034 | 5 | 0 | 0 | 0
2034-05-04 23:00 | 2034 | 5 | 0 | 0 | 0
2034-05-05 | 2034 | 5 | 0 | 0 | 0
2034-05-05 01:00 | 2034 | 5 | 0 | 0 | 0
2034-05-05 02:00 | 2034 | 5 | 0 | 0 | 0
2034-05-05 03:00 | 2034 | 5 | 0 | 0 | 0
2034-05-05 04:00 | 2034 | 5 | 0 | 0 | 0
2034-05-05 05:00 | 2034 | 5 | 0 | 0 | 0
2034-05-05 06:00 | 2034 | 5 | 0 | 0 | 0
2034-05-05 07:00 | 2034 | 5 | 0 | 0 | 0
2034-05-05 08:00 | 2034 | 5 | 0 | 0 | 0
2034-05-05 09:00 | 2034 | 5 | 0 | 0 | 0
2034-05-05 10:00 | 2034 | 5 | 0 | 0 | 0
2034-05-05 11:00 | 2034 | 5 | 0 | 0 | 0
2034-05-05 12:00 | 2034 | 5 | 0 | 0 | 0
2034-05-05 13:00 | 2034 | 5 | 0 | 0 | 0
2034-05-05 14:00 | 2034 | 5 | 0 | 0 | 0
2034-05-05 15:00 | 2034 | 5 | 0 | 0 | 0
2034-05-05 16:00 | 2034 | 5 | 0 | 0 | 0
2034-05-05 17:00 | 2034 | 5 | 0 | 0 | 0
2034-05-05 18:00 | 2034 | 5 | 0 | 0 | 0
2034-05-05 19:00 | 2034 | 5 | 0 | 0 | 0
2034-05-05 20:00 | 2034 | 5 | 0 | 0 | 0
2034-05-05 21:00 | 2034 | 5 | 0 | 0 | 0
2034-05-05 22:00 | 2034 | 5 | 0 | 0 | 0
2034-05-05 23:00 | 2034 | 5 | 0 | 0 | 0
2034-05-06 | 2034 | 5 | 0 | 0 | 0
2034-05-06 01:00 | 2034 | 5 | 0 | 0 | 0
2034-05-06 02:00 | 2034 | 5 | 0 | 0 | 0
2034-05-06 03:00 | 2034 | 5 | 0 | 0 | 0
2034-05-06 04:00 | 2034 | 5 | 0 | 0 | 0
2034-05-06 05:00 | 2034 | 5 | 0 | 0 | 0
2034-05-06 06:00 | 2034 | 5 | 0 | 0 | 0
2034-05-06 07:00 | 2034 | 5 | 0 | 0 | 0
2034-05-06 08:00 | 2034 | 5 | 0 | 0 | 0
2034-05-06 09:00 | 2034 | 5 | 0 | 0 | 0
2034-05-06 10:00 | 2034 | 5 | 0 | 0 | 0
2034-05-06 11:00 | 2034 | 5 | 0 | 0 | 0
2034-05-06 12:00 | 2034 | 5 | 0 | 0 | 0
2034-05-06 13:00 | 2034 | 5 | 0 | 0 | 0
2034-05-06 14:00 | 2034 | 5 | 0 | 0 | 0
2034-05-06 15:00 | 2034 | 5 | 0 | 0 | 0
2034-05-06 16:00 | 2034 | 5 | 0 | 0 | 0
2034-05-06 17:00 | 2034 | 5 | 0 | 0 | 0
2034-05-06 18:00 | 2034 | 5 | 0 | 0 | 0
2034-05-06 19:00 | 2034 | 5 | 0 | 0 | 0
2034-05-06 20:00 | 2034 | 5 | 0 | 0 | 0
2034-05-06 21:00 | 2034 | 5 | 0 | 0 | 0
2034-05-06 22:00 | 2034 | 5 | 0 | 0 | 0
2034-05-06 23:00 | 2034 | 5 | 0 | 0 | 0
2034-05-07 | 2034 | 5 | 0 | 0 | 0
2034-05-07 01:00 | 2034 | 5 | 0 | 0 | 0
2034-05-07 02:00 | 2034 | 5 | 0 | 0 | 0
2034-05-07 03:00 | 2034 | 5 | 0 | 0 | 0
2034-05-07 04:00 | 2034 | 5 | 0 | 0 | 0
2034-05-07 05:00 | 2034 | 5 | 0 | 0 | 0
2034-05-07 06:00 | 2034 | 5 | 0 | 0 | 0
2034-05-07 07:00 | 2034 | 5 | 0 | 0 | 0
2034-05-07 08:00 | 2034 | 5 | 0 | 0 | 0
2034-05-07 09:00 | 2034 | 5 | 0 | 0 | 0
2034-05-07 10:00 | 2034 | 5 | 0 | 0 | 0
2034-05-07 11:00 | 2034 | 5 | 0 | 0 | 0
2034-05-07 12:00 | 2034 | 5 | 0 | 0 | 0
2034-05-07 13:00 | 2034 | 5 | 0 | 0 | 0
2034-05-07 14:00 | 2034 | 5 | 0 | 0 | 0
2034-05-07 15:00 | 2034 | 5 | 0 | 0 | 0
2034-05-07 16:00 | 2034 | 5 | 0 | 0 | 0
2034-05-07 17:00 | 2034 | 5 | 0 | 0 | 0
2034-05-07 18:00 | 2034 | 5 | 0 | 0 | 0
2034-05-07 19:00 | 2034 | 5 | 0 | 0 | 0
2034-05-07 20:00 | 2034 | 5 | 0 | 0 | 0
2034-05-07 21:00 | 2034 | 5 | 0 | 0 | 0
2034-05-07 22:00 | 2034 | 5 | 0 | 0 | 0
2034-05-07 23:00 | 2034 | 5 | 0 | 0 | 0
2034-05-08 | 2034 | 5 | 0 | 0 | 0
2034-05-08 01:00 | 2034 | 5 | 0 | 0 | 0
2034-05-08 02:00 | 2034 | 5 | 0 | 0 | 0
2034-05-08 03:00 | 2034 | 5 | 0 | 0 | 0
2034-05-08 04:00 | 2034 | 5 | 0 | 0 | 0
2034-05-08 05:00 | 2034 | 5 | 0 | 0 | 0
2034-05-08 06:00 | 2034 | 5 | 0 | 0 | 0
2034-05-08 07:00 | 2034 | 5 | 0 | 0 | 0
2034-05-08 08:00 | 2034 | 5 | 0 | 0 | 0
2034-05-08 09:00 | 2034 | 5 | 0 | 0 | 0
2034-05-08 10:00 | 2034 | 5 | 0 | 0 | 0
2034-05-08 11:00 | 2034 | 5 | 0 | 0 | 0
2034-05-08 12:00 | 2034 | 5 | 0 | 0 | 0
2034-05-08 13:00 | 2034 | 5 | 0 | 0 | 0
2034-05-08 14:00 | 2034 | 5 | 0 | 0 | 0
2034-05-08 15:00 | 2034 | 5 | 0 | 0 | 0
2034-05-08 16:00 | 2034 | 5 | 0 | 0 | 0
2034-05-08 17:00 | 2034 | 5 | 0 | 0 | 0
2034-05-08 18:00 | 2034 | 5 | 0 | 0 | 0
2034-05-08 19:00 | 2034 | 5 | 0 | 0 | 0
2034-05-08 20:00 | 2034 | 5 | 0 | 0 | 0
2034-05-08 21:00 | 2034 | 5 | 0 | 0 | 0
2034-05-08 22:00 | 2034 | 5 | 0 | 0 | 0
2034-05-08 23:00 | 2034 | 5 | 0 | 0 | 0
2034-05-09 | 2034 | 5 | 0 | 0 | 0
2034-05-09 01:00 | 2034 | 5 | 0 | 0 | 0
2034-05-09 02:00 | 2034 | 5 | 0 | 0 | 0
2034-05-09 03:00 | 2034 | 5 | 0 | 0 | 0
2034-05-09 04:00 | 2034 | 5 | 0 | 0 | 0
2034-05-09 05:00 | 2034 | 5 | 0 | 0 | 0
2034-05-09 06:00 | 2034 | 5 | 0 | 0 | 0
2034-05-09 07:00 | 2034 | 5 | 0 | 0 | 0
2034-05-09 08:00 | 2034 | 5 | 0 | 0 | 0
2034-05-09 09:00 | 2034 | 5 | 0 | 0 | 0
2034-05-09 10:00 | 2034 | 5 | 0 | 0 | 0
2034-05-09 11:00 | 2034 | 5 | 0 | 0 | 0
2034-05-09 12:00 | 2034 | 5 | 0 | 0 | 0
2034-05-09 13:00 | 2034 | 5 | 0 | 0 | 0
2034-05-09 14:00 | 2034 | 5 | 0 | 0 | 0
2034-05-09 15:00 | 2034 | 5 | 0 | 0 | 0
2034-05-09 16:00 | 2034 | 5 | 0 | 0 | 0
2034-05-09 17:00 | 2034 | 5 | 0 | 0 | 0
2034-05-09 18:00 | 2034 | 5 | 0 | 0 | 0
2034-05-09 19:00 | 2034 | 5 | 0 | 0 | 0
2034-05-09 20:00 | 2034 | 5 | 0 | 0 | 0
2034-05-09 21:00 | 2034 | 5 | 0 | 0 | 0
2034-05-09 22:00 | 2034 | 5 | 0 | 0 | 0
2034-05-09 23:00 | 2034 | 5 | 0 | 0 | 0
2034-05-10 | 2034 | 5 | 0 | 0 | 0
2034-05-10 01:00 | 2034 | 5 | 0 | 0 | 0
2034-05-10 02:00 | 2034 | 5 | 0 | 0 | 0
2034-05-10 03:00 | 2034 | 5 | 0 | 0 | 0
2034-05-10 04:00 | 2034 | 5 | 0 | 0 | 0
2034-05-10 05:00 | 2034 | 5 | 0 | 0 | 0
2034-05-10 06:00 | 2034 | 5 | 0 | 0 | 0
2034-05-10 07:00 | 2034 | 5 | 0 | 0 | 0
2034-05-10 08:00 | 2034 | 5 | 0 | 0 | 0
2034-05-10 09:00 | 2034 | 5 | 0 | 0 | 0
2034-05-10 10:00 | 2034 | 5 | 0 | 0 | 0
2034-05-10 11:00 | 2034 | 5 | 0 | 0 | 0
2034-05-10 12:00 | 2034 | 5 | 0 | 0 | 0
2034-05-10 13:00 | 2034 | 5 | 0 | 0 | 0
2034-05-10 14:00 | 2034 | 5 | 0 | 0 | 0
2034-05-10 15:00 | 2034 | 5 | 0 | 0 | 0
2034-05-10 16:00 | 2034 | 5 | 0 | 0 | 0
2034-05-10 17:00 | 2034 | 5 | 0 | 0 | 0
2034-05-10 18:00 | 2034 | 5 | 0 | 0 | 0
2034-05-10 19:00 | 2034 | 5 | 0 | 0 | 0
2034-05-10 20:00 | 2034 | 5 | 0 | 0 | 0
2034-05-10 21:00 | 2034 | 5 | 0 | 0 | 0
2034-05-10 22:00 | 2034 | 5 | 0 | 0 | 0
2034-05-10 23:00 | 2034 | 5 | 0 | 0 | 0
2034-05-11 | 2034 | 5 | 0 | 0 | 0
2034-05-11 01:00 | 2034 | 5 | 0 | 0 | 0
2034-05-11 02:00 | 2034 | 5 | 0 | 0 | 0
2034-05-11 03:00 | 2034 | 5 | 0 | 0 | 0
2034-05-11 04:00 | 2034 | 5 | 0 | 0 | 0
2034-05-11 05:00 | 2034 | 5 | 0 | 0 | 0
2034-05-11 06:00 | 2034 | 5 | 0 | 0 | 0
2034-05-11 07:00 | 2034 | 5 | 0 | 0 | 0
2034-05-11 08:00 | 2034 | 5 | 0 | 0 | 0
2034-05-11 09:00 | 2034 | 5 | 0 | 0 | 0
2034-05-11 10:00 | 2034 | 5 | 0 | 0 | 0
2034-05-11 11:00 | 2034 | 5 | 0 | 0 | 0
2034-05-11 12:00 | 2034 | 5 | 0 | 0 | 0
2034-05-11 13:00 | 2034 | 5 | 0 | 0 | 0
2034-05-11 14:00 | 2034 | 5 | 0 | 0 | 0
2034-05-11 15:00 | 2034 | 5 | 0 | 0 | 0
2034-05-11 16:00 | 2034 | 5 | 0 | 0 | 0
2034-05-11 17:00 | 2034 | 5 | 0 | 0 | 0
2034-05-11 18:00 | 2034 | 5 | 0 | 0 | 0
2034-05-11 19:00 | 2034 | 5 | 0 | 0 | 0
2034-05-11 20:00 | 2034 | 5 | 0 | 0 | 0
2034-05-11 21:00 | 2034 | 5 | 0 | 0 | 0
2034-05-11 22:00 | 2034 | 5 | 0 | 0 | 0
2034-05-11 23:00 | 2034 | 5 | 0 | 0 | 0
2034-05-12 | 2034 | 5 | 0 | 0 | 0
2034-05-12 01:00 | 2034 | 5 | 0 | 0 | 0
2034-05-12 02:00 | 2034 | 5 | 0 | 0 | 0
2034-05-12 03:00 | 2034 | 5 | 0 | 0 | 0
2034-05-12 04:00 | 2034 | 5 | 0 | 0 | 0
2034-05-12 05:00 | 2034 | 5 | 0 | 0 | 0
2034-05-12 06:00 | 2034 | 5 | 0 | 0 | 0
2034-05-12 07:00 | 2034 | 5 | 0 | 0 | 0
2034-05-12 08:00 | 2034 | 5 | 0 | 0 | 0
2034-05-12 09:00 | 2034 | 5 | 0 | 0 | 0
2034-05-12 10:00 | 2034 | 5 | 0 | 0 | 0
2034-05-12 11:00 | 2034 | 5 | 0 | 0 | 0
2034-05-12 12:00 | 2034 | 5 | 0 | 0 | 0
2034-05-12 13:00 | 2034 | 5 | 0 | 0 | 0
2034-05-12 14:00 | 2034 | 5 | 0 | 0 | 0
2034-05-12 15:00 | 2034 | 5 | 0 | 0 | 0
2034-05-12 16:00 | 2034 | 5 | 0 | 0 | 0
2034-05-12 17:00 | 2034 | 5 | 0 | 0 | 0
2034-05-12 18:00 | 2034 | 5 | 0 | 0 | 0
2034-05-12 19:00 | 2034 | 5 | 0 | 0 | 0
2034-05-12 20:00 | 2034 | 5 | 0 | 0 | 0
2034-05-12 21:00 | 2034 | 5 | 0 | 0 | 0
2034-05-12 22:00 | 2034 | 5 | 0 | 0 | 0
2034-05-12 23:00 | 2034 | 5 | 0 | 0 | 0
2034-05-13 | 2034 | 5 | 0 | 0 | 0
2034-05-13 01:00 | 2034 | 5 | 0 | 0 | 0
2034-05-13 02:00 | 2034 | 5 | 0 | 0 | 0
2034-05-13 03:00 | 2034 | 5 | 0 | 0 | 0
2034-05-13 04:00 | 2034 | 5 | 0 | 0 | 0
2034-05-13 05:00 | 2034 | 5 | 0 | 0 | 0
2034-05-13 06:00 | 2034 | 5 | 0 | 0 | 0
2034-05-13 07:00 | 2034 | 5 | 0 | 0 | 0
2034-05-13 08:00 | 2034 | 5 | 0 | 0 | 0
2034-05-13 09:00 | 2034 | 5 | 0 | 0 | 0
2034-05-13 10:00 | 2034 | 5 | 0 | 0 | 0
2034-05-13 11:00 | 2034 | 5 | 0 | 0 | 0
2034-05-13 12:00 | 2034 | 5 | 0 | 0 | 0
2034-05-13 13:00 | 2034 | 5 | 0 | 0 | 0
2034-05-13 14:00 | 2034 | 5 | 0 | 0 | 0
2034-05-13 15:00 | 2034 | 5 | 0 | 0 | 0
2034-05-13 16:00 | 2034 | 5 | 0 | 0 | 0
2034-05-13 17:00 | 2034 | 5 | 0 | 0 | 0
2034-05-13 18:00 | 2034 | 5 | 0 | 0 | 0
2034-05-13 19:00 | 2034 | 5 | 0 | 0 | 0
2034-05-13 20:00 | 2034 | 5 | 0 | 0 | 0
2034-05-13 21:00 | 2034 | 5 | 0 | 0 | 0
2034-05-13 22:00 | 2034 | 5 | 0 | 0 | 0
2034-05-13 23:00 | 2034 | 5 | 0 | 0 | 0
2034-05-14 | 2034 | 5 | 0 | 0 | 0
2034-05-14 01:00 | 2034 | 5 | 0 | 0 | 0
2034-05-14 02:00 | 2034 | 5 | 0 | 0 | 0
2034-05-14 03:00 | 2034 | 5 | 0 | 0 | 0
2034-05-14 04:00 | 2034 | 5 | 0 | 0 | 0
2034-05-14 05:00 | 2034 | 5 | 0 | 0 | 0
2034-05-14 06:00 | 2034 | 5 | 0 | 0 | 0
2034-05-14 07:00 | 2034 | 5 | 0 | 0 | 0
2034-05-14 08:00 | 2034 | 5 | 0 | 0 | 0
2034-05-14 09:00 | 2034 | 5 | 0 | 0 | 0
2034-05-14 10:00 | 2034 | 5 | 0 | 0 | 0
2034-05-14 11:00 | 2034 | 5 | 0 | 0 | 0
2034-05-14 12:00 | 2034 | 5 | 0 | 0 | 0
2034-05-14 13:00 | 2034 | 5 | 0 | 0 | 0
2034-05-14 14:00 | 2034 | 5 | 0 | 0 | 0
2034-05-14 15:00 | 2034 | 5 | 0 | 0 | 0
2034-05-14 16:00 | 2034 | 5 | 0 | 0 | 0
2034-05-14 17:00 | 2034 | 5 | 0 | 0 | 0
2034-05-14 18:00 | 2034 | 5 | 0 | 0 | 0
2034-05-14 19:00 | 2034 | 5 | 0 | 0 | 0
2034-05-14 20:00 | 2034 | 5 | 0 | 0 | 0
2034-05-14 21:00 | 2034 | 5 | 0 | 0 | 0
2034-05-14 22:00 | 2034 | 5 | 0 | 0 | 0
2034-05-14 23:00 | 2034 | 5 | 0 | 0 | 0
2034-05-15 | 2034 | 5 | 0 | 0 | 0
2034-05-15 01:00 | 2034 | 5 | 0 | 0 | 0
2034-05-15 02:00 | 2034 | 5 | 0 | 0 | 0
2034-05-15 03:00 | 2034 | 5 | 0 | 0 | 0
2034-05-15 04:00 | 2034 | 5 | 0 | 0 | 0
2034-05-15 05:00 | 2034 | 5 | 0 | 0 | 0
2034-05-15 06:00 | 2034 | 5 | 0 | 0 | 0
2034-05-15 07:00 | 2034 | 5 | 0 | 0 | 0
2034-05-15 08:00 | 2034 | 5 | 0 | 0 | 0
2034-05-15 09:00 | 2034 | 5 | 0 | 0 | 0
2034-05-15 10:00 | 2034 | 5 | 0 | 0 | 0
2034-05-15 11:00 | 2034 | 5 | 0 | 0 | 0
2034-05-15 12:00 | 2034 | 5 | 0 | 0 | 0
2034-05-15 13:00 | 2034 | 5 | 0 | 0 | 0
2034-05-15 14:00 | 2034 | 5 | 0 | 0 | 0
2034-05-15 15:00 | 2034 | 5 | 0 | 0 | 0
2034-05-15 16:00 | 2034 | 5 | 0 | 0 | 0
2034-05-15 17:00 | 2034 | 5 | 0 | 0 | 0
2034-05-15 18:00 | 2034 | 5 | 0 | 0 | 0
2034-05-15 19:00 | 2034 | 5 | 0 | 0 | 0
2034-05-15 20:00 | 2034 | 5 | 0 | 0 | 0
2034-05-15 21:00 | 2034 | 5 | 0 | 0 | 0
2034-05-15 22:00 | 2034 | 5 | 0 | 0 | 0
2034-05-15 23:00 | 2034 | 5 | 0 | 0 | 0
2034-05-16 | 2034 | 5 | 0 | 0 | 0
2034-05-16 01:00 | 2034 | 5 | 0 | 0 | 0
2034-05-16 02:00 | 2034 | 5 | 0 | 0 | 0
2034-05-16 03:00 | 2034 | 5 | 0 | 0 | 0
2034-05-16 04:00 | 2034 | 5 | 0 | 0 | 0
2034-05-16 05:00 | 2034 | 5 | 0 | 0 | 0
2034-05-16 06:00 | 2034 | 5 | 0 | 0 | 0
2034-05-16 07:00 | 2034 | 5 | 0 | 0 | 0
2034-05-16 08:00 | 2034 | 5 | 0 | 0 | 0
2034-05-16 09:00 | 2034 | 5 | 0 | 0 | 0
2034-05-16 10:00 | 2034 | 5 | 0 | 0 | 0
2034-05-16 11:00 | 2034 | 5 | 0 | 0 | 0
2034-05-16 12:00 | 2034 | 5 | 0 | 0 | 0
2034-05-16 13:00 | 2034 | 5 | 0 | 0 | 0
2034-05-16 14:00 | 2034 | 5 | 0 | 0 | 0
2034-05-16 15:00 | 2034 | 5 | 0 | 0 | 0
2034-05-16 16:00 | 2034 | 5 | 0 | 0 | 0
2034-05-16 17:00 | 2034 | 5 | 0 | 0 | 0
2034-05-16 18:00 | 2034 | 5 | 0 | 0 | 0
2034-05-16 19:00 | 2034 | 5 | 0 | 0 | 0
2034-05-16 20:00 | 2034 | 5 | 0 | 0 | 0
2034-05-16 21:00 | 2034 | 5 | 0 | 0 | 0
2034-05-16 22:00 | 2034 | 5 | 0 | 0 | 0
2034-05-16 23:00 | 2034 | 5 | 0 | 0 | 0
2034-05-17 | 2034 | 5 | 0 | 0 | 0
2034-05-17 01:00 | 2034 | 5 | 0 | 0 | 0
2034-05-17 02:00 | 2034 | 5 | 0 | 0 | 0
2034-05-17 03:00 | 2034 | 5 | 0 | 0 | 0
2034-05-17 04:00 | 2034 | 5 | 0 | 0 | 0
2034-05-17 05:00 | 2034 | 5 | 0 | 0 | 0
2034-05-17 06:00 | 2034 | 5 | 0 | 0 | 0
2034-05-17 07:00 | 2034 | 5 | 0 | 0 | 0
2034-05-17 08:00 | 2034 | 5 | 0 | 0 | 0
2034-05-17 09:00 | 2034 | 5 | 0 | 0 | 0
2034-05-17 10:00 | 2034 | 5 | 0 | 0 | 0
2034-05-17 11:00 | 2034 | 5 | 0 | 0 | 0
2034-05-17 12:00 | 2034 | 5 | 0 | 0 | 0
2034-05-17 13:00 | 2034 | 5 | 0 | 0 | 0
2034-05-17 14:00 | 2034 | 5 | 0 | 0 | 0
2034-05-17 15:00 | 2034 | 5 | 0 | 0 | 0
2034-05-17 16:00 | 2034 | 5 | 0 | 0 | 0
2034-05-17 17:00 | 2034 | 5 | 0 | 0 | 0
2034-05-17 18:00 | 2034 | 5 | 0 | 0 | 0
2034-05-17 19:00 | 2034 | 5 | 0 | 0 | 0
2034-05-17 20:00 | 2034 | 5 | 0 | 0 | 0
2034-05-17 21:00 | 2034 | 5 | 0 | 0 | 0
2034-05-17 22:00 | 2034 | 5 | 0 | 0 | 0
2034-05-17 23:00 | 2034 | 5 | 0 | 0 | 0
2034-05-18 | 2034 | 5 | 0 | 0 | 0
2034-05-18 01:00 | 2034 | 5 | 0 | 0 | 0
2034-05-18 02:00 | 2034 | 5 | 0 | 0 | 0
2034-05-18 03:00 | 2034 | 5 | 0 | 0 | 0
2034-05-18 04:00 | 2034 | 5 | 0 | 0 | 0
2034-05-18 05:00 | 2034 | 5 | 0 | 0 | 0
2034-05-18 06:00 | 2034 | 5 | 0 | 0 | 0
2034-05-18 07:00 | 2034 | 5 | 0 | 0 | 0
2034-05-18 08:00 | 2034 | 5 | 0 | 0 | 0
2034-05-18 09:00 | 2034 | 5 | 0 | 0 | 0
2034-05-18 10:00 | 2034 | 5 | 0 | 0 | 0
2034-05-18 11:00 | 2034 | 5 | 0 | 0 | 0
2034-05-18 12:00 | 2034 | 5 | 0 | 0 | 0
2034-05-18 13:00 | 2034 | 5 | 0 | 0 | 0
2034-05-18 14:00 | 2034 | 5 | 0 | 0 | 0
2034-05-18 15:00 | 2034 | 5 | 0 | 0 | 0
2034-05-18 16:00 | 2034 | 5 | 0 | 0 | 0
2034-05-18 17:00 | 2034 | 5 | 0 | 0 | 0
2034-05-18 18:00 | 2034 | 5 | 0 | 0 | 0
2034-05-18 19:00 | 2034 | 5 | 0 | 0 | 0
2034-05-18 20:00 | 2034 | 5 | 0 | 0 | 0
2034-05-18 21:00 | 2034 | 5 | 0 | 0 | 0
2034-05-18 22:00 | 2034 | 5 | 0 | 0 | 0
2034-05-18 23:00 | 2034 | 5 | 0 | 0 | 0
2034-05-19 | 2034 | 5 | 0 | 0 | 0
2034-05-19 01:00 | 2034 | 5 | 0 | 0 | 0
2034-05-19 02:00 | 2034 | 5 | 0 | 0 | 0
2034-05-19 03:00 | 2034 | 5 | 0 | 0 | 0
2034-05-19 04:00 | 2034 | 5 | 0 | 0 | 0
2034-05-19 05:00 | 2034 | 5 | 0 | 0 | 0
2034-05-19 06:00 | 2034 | 5 | 0 | 0 | 0
2034-05-19 07:00 | 2034 | 5 | 0 | 0 | 0
2034-05-19 08:00 | 2034 | 5 | 0 | 0 | 0
2034-05-19 09:00 | 2034 | 5 | 0 | 0 | 0
2034-05-19 10:00 | 2034 | 5 | 0 | 0 | 0
2034-05-19 11:00 | 2034 | 5 | 0 | 0 | 0
2034-05-19 12:00 | 2034 | 5 | 0 | 0 | 0
2034-05-19 13:00 | 2034 | 5 | 0 | 0 | 0
2034-05-19 14:00 | 2034 | 5 | 0 | 0 | 0
2034-05-19 15:00 | 2034 | 5 | 0 | 0 | 0
2034-05-19 16:00 | 2034 | 5 | 0 | 0 | 0
2034-05-19 17:00 | 2034 | 5 | 0 | 0 | 0
2034-05-19 18:00 | 2034 | 5 | 0 | 0 | 0
2034-05-19 19:00 | 2034 | 5 | 0 | 0 | 0
2034-05-19 20:00 | 2034 | 5 | 0 | 0 | 0
2034-05-19 21:00 | 2034 | 5 | 0 | 0 | 0
2034-05-19 22:00 | 2034 | 5 | 0 | 0 | 0
2034-05-19 23:00 | 2034 | 5 | 0 | 0 | 0
2034-05-20 | 2034 | 5 | 0 | 0 | 0
2034-05-20 01:00 | 2034 | 5 | 0 | 0 | 0
2034-05-20 02:00 | 2034 | 5 | 0 | 0 | 0
2034-05-20 03:00 | 2034 | 5 | 0 | 0 | 0
2034-05-20 04:00 | 2034 | 5 | 0 | 0 | 0
2034-05-20 05:00 | 2034 | 5 | 0 | 0 | 0
2034-05-20 06:00 | 2034 | 5 | 0 | 0 | 0
2034-05-20 07:00 | 2034 | 5 | 0 | 0 | 0
2034-05-20 08:00 | 2034 | 5 | 0 | 0 | 0
2034-05-20 09:00 | 2034 | 5 | 0 | 0 | 0
2034-05-20 10:00 | 2034 | 5 | 0 | 0 | 0
2034-05-20 11:00 | 2034 | 5 | 0 | 0 | 0
2034-05-20 12:00 | 2034 | 5 | 0 | 0 | 0
2034-05-20 13:00 | 2034 | 5 | 0 | 0 | 0
2034-05-20 14:00 | 2034 | 5 | 0 | 0 | 0
2034-05-20 15:00 | 2034 | 5 | 0 | 0 | 0
2034-05-20 16:00 | 2034 | 5 | 0 | 0 | 0
2034-05-20 17:00 | 2034 | 5 | 0 | 0 | 0
2034-05-20 18:00 | 2034 | 5 | 0 | 0 | 0
2034-05-20 19:00 | 2034 | 5 | 0 | 0 | 0
2034-05-20 20:00 | 2034 | 5 | 0 | 0 | 0
2034-05-20 21:00 | 2034 | 5 | 0 | 0 | 0
2034-05-20 22:00 | 2034 | 5 | 0 | 0 | 0
2034-05-20 23:00 | 2034 | 5 | 0 | 0 | 0
2034-05-21 | 2034 | 5 | 0 | 0 | 0
2034-05-21 01:00 | 2034 | 5 | 0 | 0 | 0
2034-05-21 02:00 | 2034 | 5 | 0 | 0 | 0
2034-05-21 03:00 | 2034 | 5 | 0 | 0 | 0
2034-05-21 04:00 | 2034 | 5 | 0 | 0 | 0
2034-05-21 05:00 | 2034 | 5 | 0 | 0 | 0
2034-05-21 06:00 | 2034 | 5 | 0 | 0 | 0
2034-05-21 07:00 | 2034 | 5 | 0 | 0 | 0
2034-05-21 08:00 | 2034 | 5 | 0 | 0 | 0
2034-05-21 09:00 | 2034 | 5 | 0 | 0 | 0
2034-05-21 10:00 | 2034 | 5 | 0 | 0 | 0
2034-05-21 11:00 | 2034 | 5 | 0 | 0 | 0
2034-05-21 12:00 | 2034 | 5 | 0 | 0 | 0
2034-05-21 13:00 | 2034 | 5 | 0 | 0 | 0
2034-05-21 14:00 | 2034 | 5 | 0 | 0 | 0
2034-05-21 15:00 | 2034 | 5 | 0 | 0 | 0
2034-05-21 16:00 | 2034 | 5 | 0 | 0 | 0
2034-05-21 17:00 | 2034 | 5 | 0 | 0 | 0
2034-05-21 18:00 | 2034 | 5 | 0 | 0 | 0
2034-05-21 19:00 | 2034 | 5 | 0 | 0 | 0
2034-05-21 20:00 | 2034 | 5 | 0 | 0 | 0
2034-05-21 21:00 | 2034 | 5 | 0 | 0 | 0
2034-05-21 22:00 | 2034 | 5 | 0 | 0 | 0
2034-05-21 23:00 | 2034 | 5 | 0 | 0 | 0
2034-05-22 | 2034 | 5 | 0 | 0 | 0
2034-05-22 01:00 | 2034 | 5 | 0 | 0 | 0
2034-05-22 02:00 | 2034 | 5 | 0 | 0 | 0
2034-05-22 03:00 | 2034 | 5 | 0 | 0 | 0
2034-05-22 04:00 | 2034 | 5 | 0 | 0 | 0
2034-05-22 05:00 | 2034 | 5 | 0 | 0 | 0
2034-05-22 06:00 | 2034 | 5 | 0 | 0 | 0
2034-05-22 07:00 | 2034 | 5 | 0 | 0 | 0
2034-05-22 08:00 | 2034 | 5 | 0 | 0 | 0
2034-05-22 09:00 | 2034 | 5 | 0 | 0 | 0
2034-05-22 10:00 | 2034 | 5 | 0 | 0 | 0
2034-05-22 11:00 | 2034 | 5 | 0 | 0 | 0
2034-05-22 12:00 | 2034 | 5 | 0 | 0 | 0
2034-05-22 13:00 | 2034 | 5 | 0 | 0 | 0
2034-05-22 14:00 | 2034 | 5 | 0 | 0 | 0
2034-05-22 15:00 | 2034 | 5 | 0 | 0 | 0
2034-05-22 16:00 | 2034 | 5 | 0 | 0 | 0
2034-05-22 17:00 | 2034 | 5 | 0 | 0 | 0
2034-05-22 18:00 | 2034 | 5 | 0 | 0 | 0
2034-05-22 19:00 | 2034 | 5 | 0 | 0 | 0
2034-05-22 20:00 | 2034 | 5 | 0 | 0 | 0
2034-05-22 21:00 | 2034 | 5 | 0 | 0 | 0
2034-05-22 22:00 | 2034 | 5 | 0 | 0 | 0
2034-05-22 23:00 | 2034 | 5 | 0 | 0 | 0
2034-05-23 | 2034 | 5 | 0 | 0 | 0
2034-05-23 01:00 | 2034 | 5 | 0 | 0 | 0
2034-05-23 02:00 | 2034 | 5 | 0 | 0 | 0
2034-05-23 03:00 | 2034 | 5 | 0 | 0 | 0
2034-05-23 04:00 | 2034 | 5 | 0 | 0 | 0
2034-05-23 05:00 | 2034 | 5 | 0 | 0 | 0
2034-05-23 06:00 | 2034 | 5 | 0 | 0 | 0
2034-05-23 07:00 | 2034 | 5 | 0 | 0 | 0
2034-05-23 08:00 | 2034 | 5 | 0 | 0 | 0
2034-05-23 09:00 | 2034 | 5 | 0 | 0 | 0
2034-05-23 10:00 | 2034 | 5 | 0 | 0 | 0
2034-05-23 11:00 | 2034 | 5 | 0 | 0 | 0
2034-05-23 12:00 | 2034 | 5 | 0 | 0 | 0
2034-05-23 13:00 | 2034 | 5 | 0 | 0 | 0
2034-05-23 14:00 | 2034 | 5 | 0 | 0 | 0
2034-05-23 15:00 | 2034 | 5 | 0 | 0 | 0
2034-05-23 16:00 | 2034 | 5 | 0 | 0 | 0
2034-05-23 17:00 | 2034 | 5 | 0 | 0 | 0
2034-05-23 18:00 | 2034 | 5 | 0 | 0 | 0
2034-05-23 19:00 | 2034 | 5 | 0 | 0 | 0
2034-05-23 20:00 | 2034 | 5 | 0 | 0 | 0
2034-05-23 21:00 | 2034 | 5 | 0 | 0 | 0
2034-05-23 22:00 | 2034 | 5 | 0 | 0 | 0
2034-05-23 23:00 | 2034 | 5 | 0 | 0 | 0
2034-05-24 | 2034 | 5 | 0 | 0 | 0
2034-05-24 01:00 | 2034 | 5 | 0 | 0 | 0
2034-05-24 02:00 | 2034 | 5 | 0 | 0 | 0
2034-05-24 03:00 | 2034 | 5 | 0 | 0 | 0
2034-05-24 04:00 | 2034 | 5 | 0 | 0 | 0
2034-05-24 05:00 | 2034 | 5 | 0 | 0 | 0
2034-05-24 06:00 | 2034 | 5 | 0 | 0 | 0
2034-05-24 07:00 | 2034 | 5 | 0 | 0 | 0
2034-05-24 08:00 | 2034 | 5 | 0 | 0 | 0
2034-05-24 09:00 | 2034 | 5 | 0 | 0 | 0
2034-05-24 10:00 | 2034 | 5 | 0 | 0 | 0
2034-05-24 11:00 | 2034 | 5 | 0 | 0 | 0
2034-05-24 12:00 | 2034 | 5 | 0 | 0 | 0
2034-05-24 13:00 | 2034 | 5 | 0 | 0 | 0
2034-05-24 14:00 | 2034 | 5 | 0 | 0 | 0
2034-05-24 15:00 | 2034 | 5 | 0 | 0 | 0
2034-05-24 16:00 | 2034 | 5 | 0 | 0 | 0
2034-05-24 17:00 | 2034 | 5 | 0 | 0 | 0
2034-05-24 18:00 | 2034 | 5 | 0 | 0 | 0
2034-05-24 19:00 | 2034 | 5 | 0 | 0 | 0
2034-05-24 20:00 | 2034 | 5 | 0 | 0 | 0
2034-05-24 21:00 | 2034 | 5 | 0 | 0 | 0
2034-05-24 22:00 | 2034 | 5 | 0 | 0 | 0
2034-05-24 23:00 | 2034 | 5 | 0 | 0 | 0
2034-05-25 | 2034 | 5 | 0 | 0 | 0
2034-05-25 01:00 | 2034 | 5 | 0 | 0 | 0
2034-05-25 02:00 | 2034 | 5 | 0 | 0 | 0
2034-05-25 03:00 | 2034 | 5 | 0 | 0 | 0
2034-05-25 04:00 | 2034 | 5 | 0 | 0 | 0
2034-05-25 05:00 | 2034 | 5 | 0 | 0 | 0
2034-05-25 06:00 | 2034 | 5 | 0 | 0 | 0
2034-05-25 07:00 | 2034 | 5 | 0 | 0 | 0
2034-05-25 08:00 | 2034 | 5 | 0 | 0 | 0
2034-05-25 09:00 | 2034 | 5 | 0 | 0 | 0
2034-05-25 10:00 | 2034 | 5 | 0 | 0 | 0
2034-05-25 11:00 | 2034 | 5 | 0 | 0 | 0
2034-05-25 12:00 | 2034 | 5 | 0 | 0 | 0
2034-05-25 13:00 | 2034 | 5 | 0 | 0 | 0
2034-05-25 14:00 | 2034 | 5 | 0 | 0 | 0
2034-05-25 15:00 | 2034 | 5 | 0 | 0 | 0
2034-05-25 16:00 | 2034 | 5 | 0 | 0 | 0
2034-05-25 17:00 | 2034 | 5 | 0 | 0 | 0
2034-05-25 18:00 | 2034 | 5 | 0 | 0 | 0
2034-05-25 19:00 | 2034 | 5 | 0 | 0 | 0
2034-05-25 20:00 | 2034 | 5 | 0 | 0 | 0
2034-05-25 21:00 | 2034 | 5 | 0 | 0 | 0
2034-05-25 22:00 | 2034 | 5 | 0 | 0 | 0
2034-05-25 23:00 | 2034 | 5 | 0 | 0 | 0
2034-05-26 | 2034 | 5 | 0 | 0 | 0
2034-05-26 01:00 | 2034 | 5 | 0 | 0 | 0
2034-05-26 02:00 | 2034 | 5 | 0 | 0 | 0
2034-05-26 03:00 | 2034 | 5 | 0 | 0 | 0
2034-05-26 04:00 | 2034 | 5 | 0 | 0 | 0
2034-05-26 05:00 | 2034 | 5 | 0 | 0 | 0
2034-05-26 06:00 | 2034 | 5 | 0 | 0 | 0
2034-05-26 07:00 | 2034 | 5 | 0 | 0 | 0
2034-05-26 08:00 | 2034 | 5 | 0 | 0 | 0
2034-05-26 09:00 | 2034 | 5 | 0 | 0 | 0
2034-05-26 10:00 | 2034 | 5 | 0 | 0 | 0
2034-05-26 11:00 | 2034 | 5 | 0 | 0 | 0
2034-05-26 12:00 | 2034 | 5 | 0 | 0 | 0
2034-05-26 13:00 | 2034 | 5 | 0 | 0 | 0
2034-05-26 14:00 | 2034 | 5 | 0 | 0 | 0
2034-05-26 15:00 | 2034 | 5 | 0 | 0 | 0
2034-05-26 16:00 | 2034 | 5 | 0 | 0 | 0
2034-05-26 17:00 | 2034 | 5 | 0 | 0 | 0
2034-05-26 18:00 | 2034 | 5 | 0 | 0 | 0
2034-05-26 19:00 | 2034 | 5 | 0 | 0 | 0
2034-05-26 20:00 | 2034 | 5 | 0 | 0 | 0
2034-05-26 21:00 | 2034 | 5 | 0 | 0 | 0
2034-05-26 22:00 | 2034 | 5 | 0 | 0 | 0
2034-05-26 23:00 | 2034 | 5 | 0 | 0 | 0
2034-05-27 | 2034 | 5 | 0 | 0 | 0
2034-05-27 01:00 | 2034 | 5 | 0 | 0 | 0
2034-05-27 02:00 | 2034 | 5 | 0 | 0 | 0
2034-05-27 03:00 | 2034 | 5 | 0 | 0 | 0
2034-05-27 04:00 | 2034 | 5 | 0 | 0 | 0
2034-05-27 05:00 | 2034 | 5 | 0 | 0 | 0
2034-05-27 06:00 | 2034 | 5 | 0 | 0 | 0
2034-05-27 07:00 | 2034 | 5 | 0 | 0 | 0
2034-05-27 08:00 | 2034 | 5 | 0 | 0 | 0
2034-05-27 09:00 | 2034 | 5 | 0 | 0 | 0
2034-05-27 10:00 | 2034 | 5 | 0 | 0 | 0
2034-05-27 11:00 | 2034 | 5 | 0 | 0 | 0
2034-05-27 12:00 | 2034 | 5 | 0 | 0 | 0
2034-05-27 13:00 | 2034 | 5 | 0 | 0 | 0
2034-05-27 14:00 | 2034 | 5 | 0 | 0 | 0
2034-05-27 15:00 | 2034 | 5 | 0 | 0 | 0
2034-05-27 16:00 | 2034 | 5 | 0 | 0 | 0
2034-05-27 17:00 | 2034 | 5 | 0 | 0 | 0
2034-05-27 18:00 | 2034 | 5 | 0 | 0 | 0
2034-05-27 19:00 | 2034 | 5 | 0 | 0 | 0
2034-05-27 20:00 | 2034 | 5 | 0 | 0 | 0
2034-05-27 21:00 | 2034 | 5 | 0 | 0 | 0
2034-05-27 22:00 | 2034 | 5 | 0 | 0 | 0
2034-05-27 23:00 | 2034 | 5 | 0 | 0 | 0
2034-05-28 | 2034 | 5 | 0 | 0 | 0
2034-05-28 01:00 | 2034 | 5 | 0 | 0 | 0
2034-05-28 02:00 | 2034 | 5 | 0 | 0 | 0
2034-05-28 03:00 | 2034 | 5 | 0 | 0 | 0
2034-05-28 04:00 | 2034 | 5 | 0 | 0 | 0
2034-05-28 05:00 | 2034 | 5 | 0 | 0 | 0
2034-05-28 06:00 | 2034 | 5 | 0 | 0 | 0
2034-05-28 07:00 | 2034 | 5 | 0 | 0 | 0
2034-05-28 08:00 | 2034 | 5 | 0 | 0 | 0
2034-05-28 09:00 | 2034 | 5 | 0 | 0 | 0
2034-05-28 10:00 | 2034 | 5 | 0 | 0 | 0
2034-05-28 11:00 | 2034 | 5 | 0 | 0 | 0
2034-05-28 12:00 | 2034 | 5 | 0 | 0 | 0
2034-05-28 13:00 | 2034 | 5 | 0 | 0 | 0
2034-05-28 14:00 | 2034 | 5 | 0 | 0 | 0
2034-05-28 15:00 | 2034 | 5 | 0 | 0 | 0
2034-05-28 16:00 | 2034 | 5 | 0 | 0 | 0
2034-05-28 17:00 | 2034 | 5 | 0 | 0 | 0
2034-05-28 18:00 | 2034 | 5 | 0 | 0 | 0
2034-05-28 19:00 | 2034 | 5 | 0 | 0 | 0
2034-05-28 20:00 | 2034 | 5 | 0 | 0 | 0
2034-05-28 21:00 | 2034 | 5 | 0 | 0 | 0
2034-05-28 22:00 | 2034 | 5 | 0 | 0 | 0
2034-05-28 23:00 | 2034 | 5 | 0 | 0 | 0
2034-05-29 | 2034 | 5 | 0 | 0 | 0
2034-05-29 01:00 | 2034 | 5 | 0 | 0 | 0
2034-05-29 02:00 | 2034 | 5 | 0 | 0 | 0
2034-05-29 03:00 | 2034 | 5 | 0 | 0 | 0
2034-05-29 04:00 | 2034 | 5 | 0 | 0 | 0
2034-05-29 05:00 | 2034 | 5 | 0 | 0 | 0
2034-05-29 06:00 | 2034 | 5 | 0 | 0 | 0
2034-05-29 07:00 | 2034 | 5 | 0 | 0 | 0
2034-05-29 08:00 | 2034 | 5 | 0 | 0 | 0
2034-05-29 09:00 | 2034 | 5 | 0 | 0 | 0
2034-05-29 10:00 | 2034 | 5 | 0 | 0 | 0
2034-05-29 11:00 | 2034 | 5 | 0 | 0 | 0
2034-05-29 12:00 | 2034 | 5 | 0 | 0 | 0
2034-05-29 13:00 | 2034 | 5 | 0 | 0 | 0
2034-05-29 14:00 | 2034 | 5 | 0 | 0 | 0
2034-05-29 15:00 | 2034 | 5 | 0 | 0 | 0
2034-05-29 16:00 | 2034 | 5 | 0 | 0 | 0
2034-05-29 17:00 | 2034 | 5 | 0 | 0 | 0
2034-05-29 18:00 | 2034 | 5 | 0 | 0 | 0
2034-05-29 19:00 | 2034 | 5 | 0 | 0 | 0
2034-05-29 20:00 | 2034 | 5 | 0 | 0 | 0
2034-05-29 21:00 | 2034 | 5 | 0 | 0 | 0
2034-05-29 22:00 | 2034 | 5 | 0 | 0 | 0
2034-05-29 23:00 | 2034 | 5 | 0 | 0 | 0
2034-05-30 | 2034 | 5 | 0 | 0 | 0
2034-05-30 01:00 | 2034 | 5 | 0 | 0 | 0
2034-05-30 02:00 | 2034 | 5 | 0 | 0 | 0
2034-05-30 03:00 | 2034 | 5 | 0 | 0 | 0
2034-05-30 04:00 | 2034 | 5 | 0 | 0 | 0
2034-05-30 05:00 | 2034 | 5 | 0 | 0 | 0
2034-05-30 06:00 | 2034 | 5 | 0 | 0 | 0
2034-05-30 07:00 | 2034 | 5 | 0 | 0 | 0
2034-05-30 08:00 | 2034 | 5 | 0 | 0 | 0
2034-05-30 09:00 | 2034 | 5 | 0 | 0 | 0
2034-05-30 10:00 | 2034 | 5 | 0 | 0 | 0
2034-05-30 11:00 | 2034 | 5 | 0 | 0 | 0
2034-05-30 12:00 | 2034 | 5 | 0 | 0 | 0
2034-05-30 13:00 | 2034 | 5 | 0 | 0 | 0
2034-05-30 14:00 | 2034 | 5 | 0 | 0 | 0
2034-05-30 15:00 | 2034 | 5 | 0 | 0 | 0
2034-05-30 16:00 | 2034 | 5 | 0 | 0 | 0
2034-05-30 17:00 | 2034 | 5 | 0 | 0 | 0
2034-05-30 18:00 | 2034 | 5 | 0 | 0 | 0
2034-05-30 19:00 | 2034 | 5 | 0 | 0 | 0
2034-05-30 20:00 | 2034 | 5 | 0 | 0 | 0
2034-05-30 21:00 | 2034 | 5 | 0 | 0 | 0
2034-05-30 22:00 | 2034 | 5 | 0 | 0 | 0
2034-05-30 23:00 | 2034 | 5 | 0 | 0 | 0
2034-05-31 | 2034 | 5 | 0 | 0 | 0
2034-05-31 01:00 | 2034 | 5 | 0 | 0 | 0
2034-05-31 02:00 | 2034 | 5 | 0 | 0 | 0
2034-05-31 03:00 | 2034 | 5 | 0 | 0 | 0
2034-05-31 04:00 | 2034 | 5 | 0 | 0 | 0
2034-05-31 05:00 | 2034 | 5 | 0 | 0 | 0
2034-05-31 06:00 | 2034 | 5 | 0 | 0 | 0
2034-05-31 07:00 | 2034 | 5 | 0 | 0 | 0
2034-05-31 08:00 | 2034 | 5 | 0 | 0 | 0
2034-05-31 09:00 | 2034 | 5 | 0 | 0 | 0
2034-05-31 10:00 | 2034 | 5 | 0 | 0 | 0
2034-05-31 11:00 | 2034 | 5 | 0 | 0 | 0
2034-05-31 12:00 | 2034 | 5 | 0 | 0 | 0
2034-05-31 13:00 | 2034 | 5 | 0 | 0 | 0
2034-05-31 14:00 | 2034 | 5 | 0 | 0 | 0
2034-05-31 15:00 | 2034 | 5 | 0 | 0 | 0
2034-05-31 16:00 | 2034 | 5 | 0 | 0 | 0
2034-05-31 17:00 | 2034 | 5 | 0 | 0 | 0
2034-05-31 18:00 | 2034 | 5 | 0 | 0 | 0
2034-05-31 19:00 | 2034 | 5 | 0 | 0 | 0
2034-05-31 20:00 | 2034 | 5 | 0 | 0 | 0
2034-05-31 21:00 | 2034 | 5 | 0 | 0 | 0
2034-05-31 22:00 | 2034 | 5 | 0 | 0 | 0
2034-05-31 23:00 | 2034 | 5 | 0 | 0 | 0
2034-06-01 | 2034 | 6 | 0 | 0 | 0
2034-06-01 01:00 | 2034 | 6 | 0 | 0 | 0
2034-06-01 02:00 | 2034 | 6 | 0 | 0 | 0
2034-06-01 03:00 | 2034 | 6 | 0 | 0 | 0
2034-06-01 04:00 | 2034 | 6 | 0 | 0 | 0
2034-06-01 05:00 | 2034 | 6 | 0 | 0 | 0
2034-06-01 06:00 | 2034 | 6 | 0 | 0 | 0
2034-06-01 07:00 | 2034 | 6 | 0 | 0 | 0
2034-06-01 08:00 | 2034 | 6 | 0 | 0 | 0
2034-06-01 09:00 | 2034 | 6 | 0 | 0 | 0
2034-06-01 10:00 | 2034 | 6 | 0 | 0 | 0
2034-06-01 11:00 | 2034 | 6 | 0 | 0 | 0
2034-06-01 12:00 | 2034 | 6 | 0 | 0 | 0
2034-06-01 13:00 | 2034 | 6 | 0 | 0 | 0
2034-06-01 14:00 | 2034 | 6 | 0 | 0 | 0
2034-06-01 15:00 | 2034 | 6 | 0 | 0 | 0
2034-06-01 16:00 | 2034 | 6 | 0 | 0 | 0
2034-06-01 17:00 | 2034 | 6 | 0 | 0 | 0
2034-06-01 18:00 | 2034 | 6 | 0 | 0 | 0
2034-06-01 19:00 | 2034 | 6 | 0 | 0 | 0
2034-06-01 20:00 | 2034 | 6 | 0 | 0 | 0
2034-06-01 21:00 | 2034 | 6 | 0 | 0 | 0
2034-06-01 22:00 | 2034 | 6 | 0 | 0 | 0
2034-06-01 23:00 | 2034 | 6 | 0 | 0 | 0
2034-06-02 | 2034 | 6 | 0 | 0 | 0
2034-06-02 01:00 | 2034 | 6 | 0 | 0 | 0
2034-06-02 02:00 | 2034 | 6 | 0 | 0 | 0
2034-06-02 03:00 | 2034 | 6 | 0 | 0 | 0
2034-06-02 04:00 | 2034 | 6 | 0 | 0 | 0
2034-06-02 05:00 | 2034 | 6 | 0 | 0 | 0
2034-06-02 06:00 | 2034 | 6 | 0 | 0 | 0
2034-06-02 07:00 | 2034 | 6 | 0 | 0 | 0
2034-06-02 08:00 | 2034 | 6 | 0 | 0 | 0
2034-06-02 09:00 | 2034 | 6 | 0 | 0 | 0
2034-06-02 10:00 | 2034 | 6 | 0 | 0 | 0
2034-06-02 11:00 | 2034 | 6 | 0 | 0 | 0
2034-06-02 12:00 | 2034 | 6 | 0 | 0 | 0
2034-06-02 13:00 | 2034 | 6 | 0 | 0 | 0
2034-06-02 14:00 | 2034 | 6 | 0 | 0 | 0
2034-06-02 15:00 | 2034 | 6 | 0 | 0 | 0
2034-06-02 16:00 | 2034 | 6 | 0 | 0 | 0
2034-06-02 17:00 | 2034 | 6 | 0 | 0 | 0
2034-06-02 18:00 | 2034 | 6 | 0 | 0 | 0
2034-06-02 19:00 | 2034 | 6 | 0 | 0 | 0
2034-06-02 20:00 | 2034 | 6 | 0 | 0 | 0
2034-06-02 21:00 | 2034 | 6 | 0 | 0 | 0
2034-06-02 22:00 | 2034 | 6 | 0 | 0 | 0
2034-06-02 23:00 | 2034 | 6 | 0 | 0 | 0
2034-06-03 | 2034 | 6 | 0 | 0 | 0
2034-06-03 01:00 | 2034 | 6 | 0 | 0 | 0
2034-06-03 02:00 | 2034 | 6 | 0 | 0 | 0
2034-06-03 03:00 | 2034 | 6 | 0 | 0 | 0
2034-06-03 04:00 | 2034 | 6 | 0 | 0 | 0
2034-06-03 05:00 | 2034 | 6 | 0 | 0 | 0
2034-06-03 06:00 | 2034 | 6 | 0 | 0 | 0
2034-06-03 07:00 | 2034 | 6 | 0 | 0 | 0
2034-06-03 08:00 | 2034 | 6 | 0 | 0 | 0
2034-06-03 09:00 | 2034 | 6 | 0 | 0 | 0
2034-06-03 10:00 | 2034 | 6 | 0 | 0 | 0
2034-06-03 11:00 | 2034 | 6 | 0 | 0 | 0
2034-06-03 12:00 | 2034 | 6 | 0 | 0 | 0
2034-06-03 13:00 | 2034 | 6 | 0 | 0 | 0
2034-06-03 14:00 | 2034 | 6 | 0 | 0 | 0
2034-06-03 15:00 | 2034 | 6 | 0 | 0 | 0
2034-06-03 16:00 | 2034 | 6 | 0 | 0 | 0
2034-06-03 17:00 | 2034 | 6 | 0 | 0 | 0
2034-06-03 18:00 | 2034 | 6 | 0 | 0 | 0
2034-06-03 19:00 | 2034 | 6 | 0 | 0 | 0
2034-06-03 20:00 | 2034 | 6 | 0 | 0 | 0
2034-06-03 21:00 | 2034 | 6 | 0 | 0 | 0
2034-06-03 22:00 | 2034 | 6 | 0 | 0 | 0
2034-06-03 23:00 | 2034 | 6 | 0 | 0 | 0
2034-06-04 | 2034 | 6 | 0 | 0 | 0
2034-06-04 01:00 | 2034 | 6 | 0 | 0 | 0
2034-06-04 02:00 | 2034 | 6 | 0 | 0 | 0
2034-06-04 03:00 | 2034 | 6 | 0 | 0 | 0
2034-06-04 04:00 | 2034 | 6 | 0 | 0 | 0
2034-06-04 05:00 | 2034 | 6 | 0 | 0 | 0
2034-06-04 06:00 | 2034 | 6 | 0 | 0 | 0
2034-06-04 07:00 | 2034 | 6 | 0 | 0 | 0
2034-06-04 08:00 | 2034 | 6 | 0 | 0 | 0
2034-06-04 09:00 | 2034 | 6 | 0 | 0 | 0
2034-06-04 10:00 | 2034 | 6 | 0 | 0 | 0
2034-06-04 11:00 | 2034 | 6 | 0 | 0 | 0
2034-06-04 12:00 | 2034 | 6 | 0 | 0 | 0
2034-06-04 13:00 | 2034 | 6 | 0 | 0 | 0
2034-06-04 14:00 | 2034 | 6 | 0 | 0 | 0
2034-06-04 15:00 | 2034 | 6 | 0 | 0 | 0
2034-06-04 16:00 | 2034 | 6 | 0 | 0 | 0
2034-06-04 17:00 | 2034 | 6 | 0 | 0 | 0
2034-06-04 18:00 | 2034 | 6 | 0 | 0 | 0
2034-06-04 19:00 | 2034 | 6 | 0 | 0 | 0
2034-06-04 20:00 | 2034 | 6 | 0 | 0 | 0
2034-06-04 21:00 | 2034 | 6 | 0 | 0 | 0
2034-06-04 22:00 | 2034 | 6 | 0 | 0 | 0
2034-06-04 23:00 | 2034 | 6 | 0 | 0 | 0
2034-06-05 | 2034 | 6 | 0 | 0 | 0
2034-06-05 01:00 | 2034 | 6 | 0 | 0 | 0
2034-06-05 02:00 | 2034 | 6 | 0 | 0 | 0
2034-06-05 03:00 | 2034 | 6 | 0 | 0 | 0
2034-06-05 04:00 | 2034 | 6 | 0 | 0 | 0
2034-06-05 05:00 | 2034 | 6 | 0 | 0 | 0
2034-06-05 06:00 | 2034 | 6 | 0 | 0 | 0
2034-06-05 07:00 | 2034 | 6 | 0 | 0 | 0
2034-06-05 08:00 | 2034 | 6 | 0 | 0 | 0
2034-06-05 09:00 | 2034 | 6 | 0 | 0 | 0
2034-06-05 10:00 | 2034 | 6 | 0 | 0 | 0
2034-06-05 11:00 | 2034 | 6 | 0 | 0 | 0
2034-06-05 12:00 | 2034 | 6 | 0 | 0 | 0
2034-06-05 13:00 | 2034 | 6 | 0 | 0 | 0
2034-06-05 14:00 | 2034 | 6 | 0 | 0 | 0
2034-06-05 15:00 | 2034 | 6 | 0 | 0 | 0
2034-06-05 16:00 | 2034 | 6 | 0 | 0 | 0
2034-06-05 17:00 | 2034 | 6 | 0 | 0 | 0
2034-06-05 18:00 | 2034 | 6 | 0 | 0 | 0
2034-06-05 19:00 | 2034 | 6 | 0 | 0 | 0
2034-06-05 20:00 | 2034 | 6 | 0 | 0 | 0
2034-06-05 21:00 | 2034 | 6 | 0 | 0 | 0
2034-06-05 22:00 | 2034 | 6 | 0 | 0 | 0
2034-06-05 23:00 | 2034 | 6 | 0 | 0 | 0
2034-06-06 | 2034 | 6 | 0 | 0 | 0
2034-06-06 01:00 | 2034 | 6 | 0 | 0 | 0
2034-06-06 02:00 | 2034 | 6 | 0 | 0 | 0
2034-06-06 03:00 | 2034 | 6 | 0 | 0 | 0
2034-06-06 04:00 | 2034 | 6 | 0 | 0 | 0
2034-06-06 05:00 | 2034 | 6 | 0 | 0 | 0
2034-06-06 06:00 | 2034 | 6 | 0 | 0 | 0
2034-06-06 07:00 | 2034 | 6 | 0 | 0 | 0
2034-06-06 08:00 | 2034 | 6 | 0 | 0 | 0
2034-06-06 09:00 | 2034 | 6 | 0 | 0 | 0
2034-06-06 10:00 | 2034 | 6 | 0 | 0 | 0
2034-06-06 11:00 | 2034 | 6 | 0 | 0 | 0
2034-06-06 12:00 | 2034 | 6 | 0 | 0 | 0
2034-06-06 13:00 | 2034 | 6 | 0 | 0 | 0
2034-06-06 14:00 | 2034 | 6 | 0 | 0 | 0
2034-06-06 15:00 | 2034 | 6 | 0 | 0 | 0
2034-06-06 16:00 | 2034 | 6 | 0 | 0 | 0
2034-06-06 17:00 | 2034 | 6 | 0 | 0 | 0
2034-06-06 18:00 | 2034 | 6 | 0 | 0 | 0
2034-06-06 19:00 | 2034 | 6 | 0 | 0 | 0
2034-06-06 20:00 | 2034 | 6 | 0 | 0 | 0
2034-06-06 21:00 | 2034 | 6 | 0 | 0 | 0
2034-06-06 22:00 | 2034 | 6 | 0 | 0 | 0
2034-06-06 23:00 | 2034 | 6 | 0 | 0 | 0
2034-06-07 | 2034 | 6 | 0 | 0 | 0
2034-06-07 01:00 | 2034 | 6 | 0 | 0 | 0
2034-06-07 02:00 | 2034 | 6 | 0 | 0 | 0
2034-06-07 03:00 | 2034 | 6 | 0 | 0 | 0
2034-06-07 04:00 | 2034 | 6 | 0 | 0 | 0
2034-06-07 05:00 | 2034 | 6 | 0 | 0 | 0
2034-06-07 06:00 | 2034 | 6 | 0 | 0 | 0
2034-06-07 07:00 | 2034 | 6 | 0 | 0 | 0
2034-06-07 08:00 | 2034 | 6 | 0 | 0 | 0
2034-06-07 09:00 | 2034 | 6 | 0 | 0 | 0
2034-06-07 10:00 | 2034 | 6 | 0 | 0 | 0
2034-06-07 11:00 | 2034 | 6 | 0 | 0 | 0
2034-06-07 12:00 | 2034 | 6 | 0 | 0 | 0
2034-06-07 13:00 | 2034 | 6 | 0 | 0 | 0
2034-06-07 14:00 | 2034 | 6 | 0 | 0 | 0
2034-06-07 15:00 | 2034 | 6 | 0 | 0 | 0
2034-06-07 16:00 | 2034 | 6 | 0 | 0 | 0
2034-06-07 17:00 | 2034 | 6 | 0 | 0 | 0
2034-06-07 18:00 | 2034 | 6 | 0 | 0 | 0
2034-06-07 19:00 | 2034 | 6 | 0 | 0 | 0
2034-06-07 20:00 | 2034 | 6 | 0 | 0 | 0
2034-06-07 21:00 | 2034 | 6 | 0 | 0 | 0
2034-06-07 22:00 | 2034 | 6 | 0 | 0 | 0
2034-06-07 23:00 | 2034 | 6 | 0 | 0 | 0
2034-06-08 | 2034 | 6 | 0 | 0 | 0
2034-06-08 01:00 | 2034 | 6 | 0 | 0 | 0
2034-06-08 02:00 | 2034 | 6 | 0 | 0 | 0
2034-06-08 03:00 | 2034 | 6 | 0 | 0 | 0
2034-06-08 04:00 | 2034 | 6 | 0 | 0 | 0
2034-06-08 05:00 | 2034 | 6 | 0 | 0 | 0
2034-06-08 06:00 | 2034 | 6 | 0 | 0 | 0
2034-06-08 07:00 | 2034 | 6 | 0 | 0 | 0
2034-06-08 08:00 | 2034 | 6 | 0 | 0 | 0
2034-06-08 09:00 | 2034 | 6 | 0 | 0 | 0
2034-06-08 10:00 | 2034 | 6 | 0 | 0 | 0
2034-06-08 11:00 | 2034 | 6 | 0 | 0 | 0
2034-06-08 12:00 | 2034 | 6 | 0 | 0 | 0
2034-06-08 13:00 | 2034 | 6 | 0 | 0 | 0
2034-06-08 14:00 | 2034 | 6 | 0 | 0 | 0
2034-06-08 15:00 | 2034 | 6 | 0 | 0 | 0
2034-06-08 16:00 | 2034 | 6 | 0 | 0 | 0
2034-06-08 17:00 | 2034 | 6 | 0 | 0 | 0
2034-06-08 18:00 | 2034 | 6 | 0 | 0 | 0
2034-06-08 19:00 | 2034 | 6 | 0 | 0 | 0
2034-06-08 20:00 | 2034 | 6 | 0 | 0 | 0
2034-06-08 21:00 | 2034 | 6 | 0 | 0 | 0
2034-06-08 22:00 | 2034 | 6 | 0 | 0 | 0
2034-06-08 23:00 | 2034 | 6 | 0 | 0 | 0
2034-06-09 | 2034 | 6 | 0 | 0 | 0
2034-06-09 01:00 | 2034 | 6 | 0 | 0 | 0
2034-06-09 02:00 | 2034 | 6 | 0 | 0 | 0
2034-06-09 03:00 | 2034 | 6 | 0 | 0 | 0
2034-06-09 04:00 | 2034 | 6 | 0 | 0 | 0
2034-06-09 05:00 | 2034 | 6 | 0 | 0 | 0
2034-06-09 06:00 | 2034 | 6 | 0 | 0 | 0
2034-06-09 07:00 | 2034 | 6 | 0 | 0 | 0
2034-06-09 08:00 | 2034 | 6 | 0 | 0 | 0
2034-06-09 09:00 | 2034 | 6 | 0 | 0 | 0
2034-06-09 10:00 | 2034 | 6 | 0 | 0 | 0
2034-06-09 11:00 | 2034 | 6 | 0 | 0 | 0
2034-06-09 12:00 | 2034 | 6 | 0 | 0 | 0
2034-06-09 13:00 | 2034 | 6 | 0 | 0 | 0
2034-06-09 14:00 | 2034 | 6 | 0 | 0 | 0
2034-06-09 15:00 | 2034 | 6 | 0 | 0 | 0
2034-06-09 16:00 | 2034 | 6 | 0 | 0 | 0
2034-06-09 17:00 | 2034 | 6 | 0 | 0 | 0
2034-06-09 18:00 | 2034 | 6 | 0 | 0 | 0
2034-06-09 19:00 | 2034 | 6 | 0 | 0 | 0
2034-06-09 20:00 | 2034 | 6 | 0 | 0 | 0
2034-06-09 21:00 | 2034 | 6 | 0 | 0 | 0
2034-06-09 22:00 | 2034 | 6 | 0 | 0 | 0
2034-06-09 23:00 | 2034 | 6 | 0 | 0 | 0
2034-06-10 | 2034 | 6 | 0 | 0 | 0
2034-06-10 01:00 | 2034 | 6 | 0 | 0 | 0
2034-06-10 02:00 | 2034 | 6 | 0 | 0 | 0
2034-06-10 03:00 | 2034 | 6 | 0 | 0 | 0
2034-06-10 04:00 | 2034 | 6 | 0 | 0 | 0
2034-06-10 05:00 | 2034 | 6 | 0 | 0 | 0
2034-06-10 06:00 | 2034 | 6 | 0 | 0 | 0
2034-06-10 07:00 | 2034 | 6 | 0 | 0 | 0
2034-06-10 08:00 | 2034 | 6 | 0 | 0 | 0
2034-06-10 09:00 | 2034 | 6 | 0 | 0 | 0
2034-06-10 10:00 | 2034 | 6 | 0 | 0 | 0
2034-06-10 11:00 | 2034 | 6 | 0 | 0 | 0
2034-06-10 12:00 | 2034 | 6 | 0 | 0 | 0
2034-06-10 13:00 | 2034 | 6 | 0 | 0 | 0
2034-06-10 14:00 | 2034 | 6 | 0 | 0 | 0
2034-06-10 15:00 | 2034 | 6 | 0 | 0 | 0
2034-06-10 16:00 | 2034 | 6 | 0 | 0 | 0
2034-06-10 17:00 | 2034 | 6 | 0 | 0 | 0
2034-06-10 18:00 | 2034 | 6 | 0 | 0 | 0
2034-06-10 19:00 | 2034 | 6 | 0 | 0 | 0
2034-06-10 20:00 | 2034 | 6 | 0 | 0 | 0
2034-06-10 21:00 | 2034 | 6 | 0 | 0 | 0
2034-06-10 22:00 | 2034 | 6 | 0 | 0 | 0
2034-06-10 23:00 | 2034 | 6 | 0 | 0 | 0
2034-06-11 | 2034 | 6 | 0 | 0 | 0
2034-06-11 01:00 | 2034 | 6 | 0 | 0 | 0
2034-06-11 02:00 | 2034 | 6 | 0 | 0 | 0
2034-06-11 03:00 | 2034 | 6 | 0 | 0 | 0
2034-06-11 04:00 | 2034 | 6 | 0 | 0 | 0
2034-06-11 05:00 | 2034 | 6 | 0 | 0 | 0
2034-06-11 06:00 | 2034 | 6 | 0 | 0 | 0
2034-06-11 07:00 | 2034 | 6 | 0 | 0 | 0
2034-06-11 08:00 | 2034 | 6 | 0 | 0 | 0
2034-06-11 09:00 | 2034 | 6 | 0 | 0 | 0
2034-06-11 10:00 | 2034 | 6 | 0 | 0 | 0
2034-06-11 11:00 | 2034 | 6 | 0 | 0 | 0
2034-06-11 12:00 | 2034 | 6 | 0 | 0 | 0
2034-06-11 13:00 | 2034 | 6 | 0 | 0 | 0
2034-06-11 14:00 | 2034 | 6 | 0 | 0 | 0
2034-06-11 15:00 | 2034 | 6 | 0 | 0 | 0
2034-06-11 16:00 | 2034 | 6 | 0 | 0 | 0
2034-06-11 17:00 | 2034 | 6 | 0 | 0 | 0
2034-06-11 18:00 | 2034 | 6 | 0 | 0 | 0
2034-06-11 19:00 | 2034 | 6 | 0 | 0 | 0
2034-06-11 20:00 | 2034 | 6 | 0 | 0 | 0
2034-06-11 21:00 | 2034 | 6 | 0 | 0 | 0
2034-06-11 22:00 | 2034 | 6 | 0 | 0 | 0
2034-06-11 23:00 | 2034 | 6 | 0 | 0 | 0
2034-06-12 | 2034 | 6 | 0 | 0 | 0
2034-06-12 01:00 | 2034 | 6 | 0 | 0 | 0
2034-06-12 02:00 | 2034 | 6 | 0 | 0 | 0
2034-06-12 03:00 | 2034 | 6 | 0 | 0 | 0
2034-06-12 04:00 | 2034 | 6 | 0 | 0 | 0
2034-06-12 05:00 | 2034 | 6 | 0 | 0 | 0
2034-06-12 06:00 | 2034 | 6 | 0 | 0 | 0
2034-06-12 07:00 | 2034 | 6 | 0 | 0 | 0
2034-06-12 08:00 | 2034 | 6 | 0 | 0 | 0
2034-06-12 09:00 | 2034 | 6 | 0 | 0 | 0
2034-06-12 10:00 | 2034 | 6 | 0 | 0 | 0
2034-06-12 11:00 | 2034 | 6 | 0 | 0 | 0
2034-06-12 12:00 | 2034 | 6 | 0 | 0 | 0
2034-06-12 13:00 | 2034 | 6 | 0 | 0 | 0
2034-06-12 14:00 | 2034 | 6 | 0 | 0 | 0
2034-06-12 15:00 | 2034 | 6 | 0 | 0 | 0
2034-06-12 16:00 | 2034 | 6 | 0 | 0 | 0
2034-06-12 17:00 | 2034 | 6 | 0 | 0 | 0
2034-06-12 18:00 | 2034 | 6 | 0 | 0 | 0
2034-06-12 19:00 | 2034 | 6 | 0 | 0 | 0
2034-06-12 20:00 | 2034 | 6 | 0 | 0 | 0
2034-06-12 21:00 | 2034 | 6 | 0 | 0 | 0
2034-06-12 22:00 | 2034 | 6 | 0 | 0 | 0
2034-06-12 23:00 | 2034 | 6 | 0 | 0 | 0
2034-06-13 | 2034 | 6 | 0 | 0 | 0
2034-06-13 01:00 | 2034 | 6 | 0 | 0 | 0
2034-06-13 02:00 | 2034 | 6 | 0 | 0 | 0
2034-06-13 03:00 | 2034 | 6 | 0 | 0 | 0
2034-06-13 04:00 | 2034 | 6 | 0 | 0 | 0
2034-06-13 05:00 | 2034 | 6 | 0 | 0 | 0
2034-06-13 06:00 | 2034 | 6 | 0 | 0 | 0
2034-06-13 07:00 | 2034 | 6 | 0 | 0 | 0
2034-06-13 08:00 | 2034 | 6 | 0 | 0 | 0
2034-06-13 09:00 | 2034 | 6 | 0 | 0 | 0
2034-06-13 10:00 | 2034 | 6 | 0 | 0 | 0
2034-06-13 11:00 | 2034 | 6 | 0 | 0 | 0
2034-06-13 12:00 | 2034 | 6 | 0 | 0 | 0
2034-06-13 13:00 | 2034 | 6 | 0 | 0 | 0
2034-06-13 14:00 | 2034 | 6 | 0 | 0 | 0
2034-06-13 15:00 | 2034 | 6 | 0 | 0 | 0
2034-06-13 16:00 | 2034 | 6 | 0 | 0 | 0
2034-06-13 17:00 | 2034 | 6 | 0 | 0 | 0
2034-06-13 18:00 | 2034 | 6 | 0 | 0 | 0
2034-06-13 19:00 | 2034 | 6 | 0 | 0 | 0
2034-06-13 20:00 | 2034 | 6 | 0 | 0 | 0
2034-06-13 21:00 | 2034 | 6 | 0 | 0 | 0
2034-06-13 22:00 | 2034 | 6 | 0 | 0 | 0
2034-06-13 23:00 | 2034 | 6 | 0 | 0 | 0
2034-06-14 | 2034 | 6 | 0 | 0 | 0
2034-06-14 01:00 | 2034 | 6 | 0 | 0 | 0
2034-06-14 02:00 | 2034 | 6 | 0 | 0 | 0
2034-06-14 03:00 | 2034 | 6 | 0 | 0 | 0
2034-06-14 04:00 | 2034 | 6 | 0 | 0 | 0
2034-06-14 05:00 | 2034 | 6 | 0 | 0 | 0
2034-06-14 06:00 | 2034 | 6 | 0 | 0 | 0
2034-06-14 07:00 | 2034 | 6 | 0 | 0 | 0
2034-06-14 08:00 | 2034 | 6 | 0 | 0 | 0
2034-06-14 09:00 | 2034 | 6 | 0 | 0 | 0
2034-06-14 10:00 | 2034 | 6 | 0 | 0 | 0
2034-06-14 11:00 | 2034 | 6 | 0 | 0 | 0
2034-06-14 12:00 | 2034 | 6 | 0 | 0 | 0
2034-06-14 13:00 | 2034 | 6 | 0 | 0 | 0
2034-06-14 14:00 | 2034 | 6 | 0 | 0 | 0
2034-06-14 15:00 | 2034 | 6 | 0 | 0 | 0
2034-06-14 16:00 | 2034 | 6 | 0 | 0 | 0
2034-06-14 17:00 | 2034 | 6 | 0 | 0 | 0
2034-06-14 18:00 | 2034 | 6 | 0 | 0 | 0
2034-06-14 19:00 | 2034 | 6 | 0 | 0 | 0
2034-06-14 20:00 | 2034 | 6 | 0 | 0 | 0
2034-06-14 21:00 | 2034 | 6 | 0 | 0 | 0
2034-06-14 22:00 | 2034 | 6 | 0 | 0 | 0
2034-06-14 23:00 | 2034 | 6 | 0 | 0 | 0
2034-06-15 | 2034 | 6 | 0 | 0 | 0
2034-06-15 01:00 | 2034 | 6 | 0 | 0 | 0
2034-06-15 02:00 | 2034 | 6 | 0 | 0 | 0
2034-06-15 03:00 | 2034 | 6 | 0 | 0 | 0
2034-06-15 04:00 | 2034 | 6 | 0 | 0 | 0
2034-06-15 05:00 | 2034 | 6 | 0 | 0 | 0
2034-06-15 06:00 | 2034 | 6 | 0 | 0 | 0
2034-06-15 07:00 | 2034 | 6 | 0 | 0 | 0
2034-06-15 08:00 | 2034 | 6 | 0 | 0 | 0
2034-06-15 09:00 | 2034 | 6 | 0 | 0 | 0
2034-06-15 10:00 | 2034 | 6 | 0 | 0 | 0
2034-06-15 11:00 | 2034 | 6 | 0 | 0 | 0
2034-06-15 12:00 | 2034 | 6 | 0 | 0 | 0
2034-06-15 13:00 | 2034 | 6 | 0 | 0 | 0
2034-06-15 14:00 | 2034 | 6 | 0 | 0 | 0
2034-06-15 15:00 | 2034 | 6 | 0 | 0 | 0
2034-06-15 16:00 | 2034 | 6 | 0 | 0 | 0
2034-06-15 17:00 | 2034 | 6 | 0 | 0 | 0
2034-06-15 18:00 | 2034 | 6 | 0 | 0 | 0
2034-06-15 19:00 | 2034 | 6 | 0 | 0 | 0
2034-06-15 20:00 | 2034 | 6 | 0 | 0 | 0
2034-06-15 21:00 | 2034 | 6 | 0 | 0 | 0
2034-06-15 22:00 | 2034 | 6 | 0 | 0 | 0
2034-06-15 23:00 | 2034 | 6 | 0 | 0 | 0
2034-06-16 | 2034 | 6 | 0 | 0 | 0
2034-06-16 01:00 | 2034 | 6 | 0 | 0 | 0
2034-06-16 02:00 | 2034 | 6 | 0 | 0 | 0
2034-06-16 03:00 | 2034 | 6 | 0 | 0 | 0
2034-06-16 04:00 | 2034 | 6 | 0 | 0 | 0
2034-06-16 05:00 | 2034 | 6 | 0 | 0 | 0
2034-06-16 06:00 | 2034 | 6 | 0 | 0 | 0
2034-06-16 07:00 | 2034 | 6 | 0 | 0 | 0
2034-06-16 08:00 | 2034 | 6 | 0 | 0 | 0
2034-06-16 09:00 | 2034 | 6 | 0 | 0 | 0
2034-06-16 10:00 | 2034 | 6 | 0 | 0 | 0
2034-06-16 11:00 | 2034 | 6 | 0 | 0 | 0
2034-06-16 12:00 | 2034 | 6 | 0 | 0 | 0
2034-06-16 13:00 | 2034 | 6 | 0 | 0 | 0
2034-06-16 14:00 | 2034 | 6 | 0 | 0 | 0
2034-06-16 15:00 | 2034 | 6 | 0 | 0 | 0
2034-06-16 16:00 | 2034 | 6 | 0 | 0 | 0
2034-06-16 17:00 | 2034 | 6 | 0 | 0 | 0
2034-06-16 18:00 | 2034 | 6 | 0 | 0 | 0
2034-06-16 19:00 | 2034 | 6 | 0 | 0 | 0
2034-06-16 20:00 | 2034 | 6 | 0 | 0 | 0
2034-06-16 21:00 | 2034 | 6 | 0 | 0 | 0
2034-06-16 22:00 | 2034 | 6 | 0 | 0 | 0
2034-06-16 23:00 | 2034 | 6 | 0 | 0 | 0
2034-06-17 | 2034 | 6 | 0 | 0 | 0
2034-06-17 01:00 | 2034 | 6 | 0 | 0 | 0
2034-06-17 02:00 | 2034 | 6 | 0 | 0 | 0
2034-06-17 03:00 | 2034 | 6 | 0 | 0 | 0
2034-06-17 04:00 | 2034 | 6 | 0 | 0 | 0
2034-06-17 05:00 | 2034 | 6 | 0 | 0 | 0
2034-06-17 06:00 | 2034 | 6 | 0 | 0 | 0
2034-06-17 07:00 | 2034 | 6 | 0 | 0 | 0
2034-06-17 08:00 | 2034 | 6 | 0 | 0 | 0
2034-06-17 09:00 | 2034 | 6 | 0 | 0 | 0
2034-06-17 10:00 | 2034 | 6 | 0 | 0 | 0
2034-06-17 11:00 | 2034 | 6 | 0 | 0 | 0
2034-06-17 12:00 | 2034 | 6 | 0 | 0 | 0
2034-06-17 13:00 | 2034 | 6 | 0 | 0 | 0
2034-06-17 14:00 | 2034 | 6 | 0 | 0 | 0
2034-06-17 15:00 | 2034 | 6 | 0 | 0 | 0
2034-06-17 16:00 | 2034 | 6 | 0 | 0 | 0
2034-06-17 17:00 | 2034 | 6 | 0 | 0 | 0
2034-06-17 18:00 | 2034 | 6 | 0 | 0 | 0
2034-06-17 19:00 | 2034 | 6 | 0 | 0 | 0
2034-06-17 20:00 | 2034 | 6 | 0 | 0 | 0
2034-06-17 21:00 | 2034 | 6 | 0 | 0 | 0
2034-06-17 22:00 | 2034 | 6 | 0 | 0 | 0
2034-06-17 23:00 | 2034 | 6 | 0 | 0 | 0
2034-06-18 | 2034 | 6 | 0 | 0 | 0
2034-06-18 01:00 | 2034 | 6 | 0 | 0 | 0
2034-06-18 02:00 | 2034 | 6 | 0 | 0 | 0
2034-06-18 03:00 | 2034 | 6 | 0 | 0 | 0
2034-06-18 04:00 | 2034 | 6 | 0 | 0 | 0
2034-06-18 05:00 | 2034 | 6 | 0 | 0 | 0
2034-06-18 06:00 | 2034 | 6 | 0 | 0 | 0
2034-06-18 07:00 | 2034 | 6 | 0 | 0 | 0
2034-06-18 08:00 | 2034 | 6 | 0 | 0 | 0
2034-06-18 09:00 | 2034 | 6 | 0 | 0 | 0
2034-06-18 10:00 | 2034 | 6 | 0 | 0 | 0
2034-06-18 11:00 | 2034 | 6 | 0 | 0 | 0
2034-06-18 12:00 | 2034 | 6 | 0 | 0 | 0
2034-06-18 13:00 | 2034 | 6 | 0 | 0 | 0
2034-06-18 14:00 | 2034 | 6 | 0 | 0 | 0
2034-06-18 15:00 | 2034 | 6 | 0 | 0 | 0
2034-06-18 16:00 | 2034 | 6 | 0 | 0 | 0
2034-06-18 17:00 | 2034 | 6 | 0 | 0 | 0
2034-06-18 18:00 | 2034 | 6 | 0 | 0 | 0
2034-06-18 19:00 | 2034 | 6 | 0 | 0 | 0
2034-06-18 20:00 | 2034 | 6 | 0 | 0 | 0
2034-06-18 21:00 | 2034 | 6 | 0 | 0 | 0
2034-06-18 22:00 | 2034 | 6 | 0 | 0 | 0
2034-06-18 23:00 | 2034 | 6 | 0 | 0 | 0
2034-06-19 | 2034 | 6 | 0 | 0 | 0
2034-06-19 01:00 | 2034 | 6 | 0 | 0 | 0
2034-06-19 02:00 | 2034 | 6 | 0 | 0 | 0
2034-06-19 03:00 | 2034 | 6 | 0 | 0 | 0
2034-06-19 04:00 | 2034 | 6 | 0 | 0 | 0
2034-06-19 05:00 | 2034 | 6 | 0 | 0 | 0
2034-06-19 06:00 | 2034 | 6 | 0 | 0 | 0
2034-06-19 07:00 | 2034 | 6 | 0 | 0 | 0
2034-06-19 08:00 | 2034 | 6 | 0 | 0 | 0
2034-06-19 09:00 | 2034 | 6 | 0 | 0 | 0
2034-06-19 10:00 | 2034 | 6 | 0 | 0 | 0
2034-06-19 11:00 | 2034 | 6 | 0 | 0 | 0
2034-06-19 12:00 | 2034 | 6 | 0 | 0 | 0
2034-06-19 13:00 | 2034 | 6 | 0 | 0 | 0
2034-06-19 14:00 | 2034 | 6 | 0 | 0 | 0
2034-06-19 15:00 | 2034 | 6 | 0 | 0 | 0
2034-06-19 16:00 | 2034 | 6 | 0 | 0 | 0
2034-06-19 17:00 | 2034 | 6 | 0 | 0 | 0
2034-06-19 18:00 | 2034 | 6 | 0 | 0 | 0
2034-06-19 19:00 | 2034 | 6 | 0 | 0 | 0
2034-06-19 20:00 | 2034 | 6 | 0 | 0 | 0
2034-06-19 21:00 | 2034 | 6 | 0 | 0 | 0
2034-06-19 22:00 | 2034 | 6 | 0 | 0 | 0
2034-06-19 23:00 | 2034 | 6 | 0 | 0 | 0
2034-06-20 | 2034 | 6 | 0 | 0 | 0
2034-06-20 01:00 | 2034 | 6 | 0 | 0 | 0
2034-06-20 02:00 | 2034 | 6 | 0 | 0 | 0
2034-06-20 03:00 | 2034 | 6 | 0 | 0 | 0
2034-06-20 04:00 | 2034 | 6 | 0 | 0 | 0
2034-06-20 05:00 | 2034 | 6 | 0 | 0 | 0
2034-06-20 06:00 | 2034 | 6 | 0 | 0 | 0
2034-06-20 07:00 | 2034 | 6 | 0 | 0 | 0
2034-06-20 08:00 | 2034 | 6 | 0 | 0 | 0
2034-06-20 09:00 | 2034 | 6 | 0 | 0 | 0
2034-06-20 10:00 | 2034 | 6 | 0 | 0 | 0
2034-06-20 11:00 | 2034 | 6 | 0 | 0 | 0
2034-06-20 12:00 | 2034 | 6 | 0 | 0 | 0
2034-06-20 13:00 | 2034 | 6 | 0 | 0 | 0
2034-06-20 14:00 | 2034 | 6 | 0 | 0 | 0
2034-06-20 15:00 | 2034 | 6 | 0 | 0 | 0
2034-06-20 16:00 | 2034 | 6 | 0 | 0 | 0
2034-06-20 17:00 | 2034 | 6 | 0 | 0 | 0
2034-06-20 18:00 | 2034 | 6 | 0 | 0 | 0
2034-06-20 19:00 | 2034 | 6 | 0 | 0 | 0
2034-06-20 20:00 | 2034 | 6 | 0 | 0 | 0
2034-06-20 21:00 | 2034 | 6 | 0 | 0 | 0
2034-06-20 22:00 | 2034 | 6 | 0 | 0 | 0
2034-06-20 23:00 | 2034 | 6 | 0 | 0 | 0
2034-06-21 | 2034 | 6 | 0 | 0 | 0
2034-06-21 01:00 | 2034 | 6 | 0 | 0 | 0
2034-06-21 02:00 | 2034 | 6 | 0 | 0 | 0
2034-06-21 03:00 | 2034 | 6 | 0 | 0 | 0
2034-06-21 04:00 | 2034 | 6 | 0 | 0 | 0
2034-06-21 05:00 | 2034 | 6 | 0 | 0 | 0
2034-06-21 06:00 | 2034 | 6 | 0 | 0 | 0
2034-06-21 07:00 | 2034 | 6 | 0 | 0 | 0
2034-06-21 08:00 | 2034 | 6 | 0 | 0 | 0
2034-06-21 09:00 | 2034 | 6 | 0 | 0 | 0
2034-06-21 10:00 | 2034 | 6 | 0 | 0 | 0
2034-06-21 11:00 | 2034 | 6 | 0 | 0 | 0
2034-06-21 12:00 | 2034 | 6 | 0 | 0 | 0
2034-06-21 13:00 | 2034 | 6 | 0 | 0 | 0
2034-06-21 14:00 | 2034 | 6 | 0 | 0 | 0
2034-06-21 15:00 | 2034 | 6 | 0 | 0 | 0
2034-06-21 16:00 | 2034 | 6 | 0 | 0 | 0
2034-06-21 17:00 | 2034 | 6 | 0 | 0 | 0
2034-06-21 18:00 | 2034 | 6 | 0 | 0 | 0
2034-06-21 19:00 | 2034 | 6 | 0 | 0 | 0
2034-06-21 20:00 | 2034 | 6 | 0 | 0 | 0
2034-06-21 21:00 | 2034 | 6 | 0 | 0 | 0
2034-06-21 22:00 | 2034 | 6 | 0 | 0 | 0
2034-06-21 23:00 | 2034 | 6 | 0 | 0 | 0
2034-06-22 | 2034 | 6 | 0 | 0 | 0
2034-06-22 01:00 | 2034 | 6 | 0 | 0 | 0
2034-06-22 02:00 | 2034 | 6 | 0 | 0 | 0
2034-06-22 03:00 | 2034 | 6 | 0 | 0 | 0
2034-06-22 04:00 | 2034 | 6 | 0 | 0 | 0
2034-06-22 05:00 | 2034 | 6 | 0 | 0 | 0
2034-06-22 06:00 | 2034 | 6 | 0 | 0 | 0
2034-06-22 07:00 | 2034 | 6 | 0 | 0 | 0
2034-06-22 08:00 | 2034 | 6 | 0 | 0 | 0
2034-06-22 09:00 | 2034 | 6 | 0 | 0 | 0
2034-06-22 10:00 | 2034 | 6 | 0 | 0 | 0
2034-06-22 11:00 | 2034 | 6 | 0 | 0 | 0
2034-06-22 12:00 | 2034 | 6 | 0 | 0 | 0
2034-06-22 13:00 | 2034 | 6 | 0 | 0 | 0
2034-06-22 14:00 | 2034 | 6 | 0 | 0 | 0
2034-06-22 15:00 | 2034 | 6 | 0 | 0 | 0
2034-06-22 16:00 | 2034 | 6 | 0 | 0 | 0
2034-06-22 17:00 | 2034 | 6 | 0 | 0 | 0
2034-06-22 18:00 | 2034 | 6 | 0 | 0 | 0
2034-06-22 19:00 | 2034 | 6 | 0 | 0 | 0
2034-06-22 20:00 | 2034 | 6 | 0 | 0 | 0
2034-06-22 21:00 | 2034 | 6 | 0 | 0 | 0
2034-06-22 22:00 | 2034 | 6 | 0 | 0 | 0
2034-06-22 23:00 | 2034 | 6 | 0 | 0 | 0
2034-06-23 | 2034 | 6 | 0 | 0 | 0
2034-06-23 01:00 | 2034 | 6 | 0 | 0 | 0
2034-06-23 02:00 | 2034 | 6 | 0 | 0 | 0
2034-06-23 03:00 | 2034 | 6 | 0 | 0 | 0
2034-06-23 04:00 | 2034 | 6 | 0 | 0 | 0
2034-06-23 05:00 | 2034 | 6 | 0 | 0 | 0
2034-06-23 06:00 | 2034 | 6 | 0 | 0 | 0
2034-06-23 07:00 | 2034 | 6 | 0 | 0 | 0
2034-06-23 08:00 | 2034 | 6 | 0 | 0 | 0
2034-06-23 09:00 | 2034 | 6 | 0 | 0 | 0
2034-06-23 10:00 | 2034 | 6 | 0 | 0 | 0
2034-06-23 11:00 | 2034 | 6 | 0 | 0 | 0
2034-06-23 12:00 | 2034 | 6 | 0 | 0 | 0
2034-06-23 13:00 | 2034 | 6 | 0 | 0 | 0
2034-06-23 14:00 | 2034 | 6 | 0 | 0 | 0
2034-06-23 15:00 | 2034 | 6 | 0 | 0 | 0
2034-06-23 16:00 | 2034 | 6 | 0 | 0 | 0
2034-06-23 17:00 | 2034 | 6 | 0 | 0 | 0
2034-06-23 18:00 | 2034 | 6 | 0 | 0 | 0
2034-06-23 19:00 | 2034 | 6 | 0 | 0 | 0
2034-06-23 20:00 | 2034 | 6 | 0 | 0 | 0
2034-06-23 21:00 | 2034 | 6 | 0 | 0 | 0
2034-06-23 22:00 | 2034 | 6 | 0 | 0 | 0
2034-06-23 23:00 | 2034 | 6 | 0 | 0 | 0
2034-06-24 | 2034 | 6 | 0 | 0 | 0
2034-06-24 01:00 | 2034 | 6 | 0 | 0 | 0
2034-06-24 02:00 | 2034 | 6 | 0 | 0 | 0
2034-06-24 03:00 | 2034 | 6 | 0 | 0 | 0
2034-06-24 04:00 | 2034 | 6 | 0 | 0 | 0
2034-06-24 05:00 | 2034 | 6 | 0 | 0 | 0
2034-06-24 06:00 | 2034 | 6 | 0 | 0 | 0
2034-06-24 07:00 | 2034 | 6 | 0 | 0 | 0
2034-06-24 08:00 | 2034 | 6 | 0 | 0 | 0
2034-06-24 09:00 | 2034 | 6 | 0 | 0 | 0
2034-06-24 10:00 | 2034 | 6 | 0 | 0 | 0
2034-06-24 11:00 | 2034 | 6 | 0 | 0 | 0
2034-06-24 12:00 | 2034 | 6 | 0 | 0 | 0
2034-06-24 13:00 | 2034 | 6 | 0 | 0 | 0
2034-06-24 14:00 | 2034 | 6 | 0 | 0 | 0
2034-06-24 15:00 | 2034 | 6 | 0 | 0 | 0
2034-06-24 16:00 | 2034 | 6 | 0 | 0 | 0
2034-06-24 17:00 | 2034 | 6 | 0 | 0 | 0
2034-06-24 18:00 | 2034 | 6 | 0 | 0 | 0
2034-06-24 19:00 | 2034 | 6 | 0 | 0 | 0
2034-06-24 20:00 | 2034 | 6 | 0 | 0 | 0
2034-06-24 21:00 | 2034 | 6 | 0 | 0 | 0
2034-06-24 22:00 | 2034 | 6 | 0 | 0 | 0
2034-06-24 23:00 | 2034 | 6 | 0 | 0 | 0
2034-06-25 | 2034 | 6 | 0 | 0 | 0
2034-06-25 01:00 | 2034 | 6 | 0 | 0 | 0
2034-06-25 02:00 | 2034 | 6 | 0 | 0 | 0
2034-06-25 03:00 | 2034 | 6 | 0 | 0 | 0
2034-06-25 04:00 | 2034 | 6 | 0 | 0 | 0
2034-06-25 05:00 | 2034 | 6 | 0 | 0 | 0
2034-06-25 06:00 | 2034 | 6 | 0 | 0 | 0
2034-06-25 07:00 | 2034 | 6 | 0 | 0 | 0
2034-06-25 08:00 | 2034 | 6 | 0 | 0 | 0
2034-06-25 09:00 | 2034 | 6 | 0 | 0 | 0
2034-06-25 10:00 | 2034 | 6 | 0 | 0 | 0
2034-06-25 11:00 | 2034 | 6 | 0 | 0 | 0
2034-06-25 12:00 | 2034 | 6 | 0 | 0 | 0
2034-06-25 13:00 | 2034 | 6 | 0 | 0 | 0
2034-06-25 14:00 | 2034 | 6 | 0 | 0 | 0
2034-06-25 15:00 | 2034 | 6 | 0 | 0 | 0
2034-06-25 16:00 | 2034 | 6 | 0 | 0 | 0
2034-06-25 17:00 | 2034 | 6 | 0 | 0 | 0
2034-06-25 18:00 | 2034 | 6 | 0 | 0 | 0
2034-06-25 19:00 | 2034 | 6 | 0 | 0 | 0
2034-06-25 20:00 | 2034 | 6 | 0 | 0 | 0
2034-06-25 21:00 | 2034 | 6 | 0 | 0 | 0
2034-06-25 22:00 | 2034 | 6 | 0 | 0 | 0
2034-06-25 23:00 | 2034 | 6 | 0 | 0 | 0
2034-06-26 | 2034 | 6 | 0 | 0 | 0
2034-06-26 01:00 | 2034 | 6 | 0 | 0 | 0
2034-06-26 02:00 | 2034 | 6 | 0 | 0 | 0
2034-06-26 03:00 | 2034 | 6 | 0 | 0 | 0
2034-06-26 04:00 | 2034 | 6 | 0 | 0 | 0
2034-06-26 05:00 | 2034 | 6 | 0 | 0 | 0
2034-06-26 06:00 | 2034 | 6 | 0 | 0 | 0
2034-06-26 07:00 | 2034 | 6 | 0 | 0 | 0
2034-06-26 08:00 | 2034 | 6 | 0 | 0 | 0
2034-06-26 09:00 | 2034 | 6 | 0 | 0 | 0
2034-06-26 10:00 | 2034 | 6 | 0 | 0 | 0
2034-06-26 11:00 | 2034 | 6 | 0 | 0 | 0
2034-06-26 12:00 | 2034 | 6 | 0 | 0 | 0
2034-06-26 13:00 | 2034 | 6 | 0 | 0 | 0
2034-06-26 14:00 | 2034 | 6 | 0 | 0 | 0
2034-06-26 15:00 | 2034 | 6 | 0 | 0 | 0
2034-06-26 16:00 | 2034 | 6 | 0 | 0 | 0
2034-06-26 17:00 | 2034 | 6 | 0 | 0 | 0
2034-06-26 18:00 | 2034 | 6 | 0 | 0 | 0
2034-06-26 19:00 | 2034 | 6 | 0 | 0 | 0
2034-06-26 20:00 | 2034 | 6 | 0 | 0 | 0
2034-06-26 21:00 | 2034 | 6 | 0 | 0 | 0
2034-06-26 22:00 | 2034 | 6 | 0 | 0 | 0
2034-06-26 23:00 | 2034 | 6 | 0 | 0 | 0
2034-06-27 | 2034 | 6 | 0 | 0 | 0
2034-06-27 01:00 | 2034 | 6 | 0 | 0 | 0
2034-06-27 02:00 | 2034 | 6 | 0 | 0 | 0
2034-06-27 03:00 | 2034 | 6 | 0 | 0 | 0
2034-06-27 04:00 | 2034 | 6 | 0 | 0 | 0
2034-06-27 05:00 | 2034 | 6 | 0 | 0 | 0
2034-06-27 06:00 | 2034 | 6 | 0 | 0 | 0
2034-06-27 07:00 | 2034 | 6 | 0 | 0 | 0
2034-06-27 08:00 | 2034 | 6 | 0 | 0 | 0
2034-06-27 09:00 | 2034 | 6 | 0 | 0 | 0
2034-06-27 10:00 | 2034 | 6 | 0 | 0 | 0
2034-06-27 11:00 | 2034 | 6 | 0 | 0 | 0
2034-06-27 12:00 | 2034 | 6 | 0 | 0 | 0
2034-06-27 13:00 | 2034 | 6 | 0 | 0 | 0
2034-06-27 14:00 | 2034 | 6 | 0 | 0 | 0
2034-06-27 15:00 | 2034 | 6 | 0 | 0 | 0
2034-06-27 16:00 | 2034 | 6 | 0 | 0 | 0
2034-06-27 17:00 | 2034 | 6 | 0 | 0 | 0
2034-06-27 18:00 | 2034 | 6 | 0 | 0 | 0
2034-06-27 19:00 | 2034 | 6 | 0 | 0 | 0
2034-06-27 20:00 | 2034 | 6 | 0 | 0 | 0
2034-06-27 21:00 | 2034 | 6 | 0 | 0 | 0
2034-06-27 22:00 | 2034 | 6 | 0 | 0 | 0
2034-06-27 23:00 | 2034 | 6 | 0 | 0 | 0
2034-06-28 | 2034 | 6 | 0 | 0 | 0
2034-06-28 01:00 | 2034 | 6 | 0 | 0 | 0
2034-06-28 02:00 | 2034 | 6 | 0 | 0 | 0
2034-06-28 03:00 | 2034 | 6 | 0 | 0 | 0
2034-06-28 04:00 | 2034 | 6 | 0 | 0 | 0
2034-06-28 05:00 | 2034 | 6 | 0 | 0 | 0
2034-06-28 06:00 | 2034 | 6 | 0 | 0 | 0
2034-06-28 07:00 | 2034 | 6 | 0 | 0 | 0
2034-06-28 08:00 | 2034 | 6 | 0 | 0 | 0
2034-06-28 09:00 | 2034 | 6 | 0 | 0 | 0
2034-06-28 10:00 | 2034 | 6 | 0 | 0 | 0
2034-06-28 11:00 | 2034 | 6 | 0 | 0 | 0
2034-06-28 12:00 | 2034 | 6 | 0 | 0 | 0
2034-06-28 13:00 | 2034 | 6 | 0 | 0 | 0
2034-06-28 14:00 | 2034 | 6 | 0 | 0 | 0
2034-06-28 15:00 | 2034 | 6 | 0 | 0 | 0
2034-06-28 16:00 | 2034 | 6 | 0 | 0 | 0
2034-06-28 17:00 | 2034 | 6 | 0 | 0 | 0
2034-06-28 18:00 | 2034 | 6 | 0 | 0 | 0
2034-06-28 19:00 | 2034 | 6 | 0 | 0 | 0
2034-06-28 20:00 | 2034 | 6 | 0 | 0 | 0
2034-06-28 21:00 | 2034 | 6 | 0 | 0 | 0
2034-06-28 22:00 | 2034 | 6 | 0 | 0 | 0
2034-06-28 23:00 | 2034 | 6 | 0 | 0 | 0
2034-06-29 | 2034 | 6 | 0 | 0 | 0
2034-06-29 01:00 | 2034 | 6 | 0 | 0 | 0
2034-06-29 02:00 | 2034 | 6 | 0 | 0 | 0
2034-06-29 03:00 | 2034 | 6 | 0 | 0 | 0
2034-06-29 04:00 | 2034 | 6 | 0 | 0 | 0
2034-06-29 05:00 | 2034 | 6 | 0 | 0 | 0
2034-06-29 06:00 | 2034 | 6 | 0 | 0 | 0
2034-06-29 07:00 | 2034 | 6 | 0 | 0 | 0
2034-06-29 08:00 | 2034 | 6 | 0 | 0 | 0
2034-06-29 09:00 | 2034 | 6 | 0 | 0 | 0
2034-06-29 10:00 | 2034 | 6 | 0 | 0 | 0
2034-06-29 11:00 | 2034 | 6 | 0 | 0 | 0
2034-06-29 12:00 | 2034 | 6 | 0 | 0 | 0
2034-06-29 13:00 | 2034 | 6 | 0 | 0 | 0
2034-06-29 14:00 | 2034 | 6 | 0 | 0 | 0
2034-06-29 15:00 | 2034 | 6 | 0 | 0 | 0
2034-06-29 16:00 | 2034 | 6 | 0 | 0 | 0
2034-06-29 17:00 | 2034 | 6 | 0 | 0 | 0
2034-06-29 18:00 | 2034 | 6 | 0 | 0 | 0
2034-06-29 19:00 | 2034 | 6 | 0 | 0 | 0
2034-06-29 20:00 | 2034 | 6 | 0 | 0 | 0
2034-06-29 21:00 | 2034 | 6 | 0 | 0 | 0
2034-06-29 22:00 | 2034 | 6 | 0 | 0 | 0
2034-06-29 23:00 | 2034 | 6 | 0 | 0 | 0
2034-06-30 | 2034 | 6 | 0 | 0 | 0
2034-06-30 01:00 | 2034 | 6 | 0 | 0 | 0
2034-06-30 02:00 | 2034 | 6 | 0 | 0 | 0
2034-06-30 03:00 | 2034 | 6 | 0 | 0 | 0
2034-06-30 04:00 | 2034 | 6 | 0 | 0 | 0
2034-06-30 05:00 | 2034 | 6 | 0 | 0 | 0
2034-06-30 06:00 | 2034 | 6 | 0 | 0 | 0
2034-06-30 07:00 | 2034 | 6 | 0 | 0 | 0
2034-06-30 08:00 | 2034 | 6 | 0 | 0 | 0
2034-06-30 09:00 | 2034 | 6 | 0 | 0 | 0
2034-06-30 10:00 | 2034 | 6 | 0 | 0 | 0
2034-06-30 11:00 | 2034 | 6 | 0 | 0 | 0
2034-06-30 12:00 | 2034 | 6 | 0 | 0 | 0
2034-06-30 13:00 | 2034 | 6 | 0 | 0 | 0
2034-06-30 14:00 | 2034 | 6 | 0 | 0 | 0
2034-06-30 15:00 | 2034 | 6 | 0 | 0 | 0
2034-06-30 16:00 | 2034 | 6 | 0 | 0 | 0
2034-06-30 17:00 | 2034 | 6 | 0 | 0 | 0
2034-06-30 18:00 | 2034 | 6 | 0 | 0 | 0
2034-06-30 19:00 | 2034 | 6 | 0 | 0 | 0
2034-06-30 20:00 | 2034 | 6 | 0 | 0 | 0
2034-06-30 21:00 | 2034 | 6 | 0 | 0 | 0
2034-06-30 22:00 | 2034 | 6 | 0 | 0 | 0
2034-06-30 23:00 | 2034 | 6 | 0 | 0 | 0
2034-07-01 | 2034 | 7 | 0 | 0 | 0
2034-07-01 01:00 | 2034 | 7 | 0 | 0 | 0
2034-07-01 02:00 | 2034 | 7 | 0 | 0 | 0
2034-07-01 03:00 | 2034 | 7 | 0 | 0 | 0
2034-07-01 04:00 | 2034 | 7 | 0 | 0 | 0
2034-07-01 05:00 | 2034 | 7 | 0 | 0 | 0
2034-07-01 06:00 | 2034 | 7 | 0 | 0 | 0
2034-07-01 07:00 | 2034 | 7 | 0 | 0 | 0
2034-07-01 08:00 | 2034 | 7 | 0 | 0 | 0
2034-07-01 09:00 | 2034 | 7 | 0 | 0 | 0
2034-07-01 10:00 | 2034 | 7 | 0 | 0 | 0
2034-07-01 11:00 | 2034 | 7 | 0 | 0 | 0
2034-07-01 12:00 | 2034 | 7 | 0 | 0 | 0
2034-07-01 13:00 | 2034 | 7 | 0 | 0 | 0
2034-07-01 14:00 | 2034 | 7 | 0 | 0 | 0
2034-07-01 15:00 | 2034 | 7 | 0 | 0 | 0
2034-07-01 16:00 | 2034 | 7 | 0 | 0 | 0
2034-07-01 17:00 | 2034 | 7 | 0 | 0 | 0
2034-07-01 18:00 | 2034 | 7 | 0 | 0 | 0
2034-07-01 19:00 | 2034 | 7 | 0 | 0 | 0
2034-07-01 20:00 | 2034 | 7 | 0 | 0 | 0
2034-07-01 21:00 | 2034 | 7 | 0 | 0 | 0
2034-07-01 22:00 | 2034 | 7 | 0 | 0 | 0
2034-07-01 23:00 | 2034 | 7 | 0 | 0 | 0
2034-07-02 | 2034 | 7 | 0 | 0 | 0
2034-07-02 01:00 | 2034 | 7 | 0 | 0 | 0
2034-07-02 02:00 | 2034 | 7 | 0 | 0 | 0
2034-07-02 03:00 | 2034 | 7 | 0 | 0 | 0
2034-07-02 04:00 | 2034 | 7 | 0 | 0 | 0
2034-07-02 05:00 | 2034 | 7 | 0 | 0 | 0
2034-07-02 06:00 | 2034 | 7 | 0 | 0 | 0
2034-07-02 07:00 | 2034 | 7 | 0 | 0 | 0
2034-07-02 08:00 | 2034 | 7 | 0 | 0 | 0
2034-07-02 09:00 | 2034 | 7 | 0 | 0 | 0
2034-07-02 10:00 | 2034 | 7 | 0 | 0 | 0
2034-07-02 11:00 | 2034 | 7 | 0 | 0 | 0
2034-07-02 12:00 | 2034 | 7 | 0 | 0 | 0
2034-07-02 13:00 | 2034 | 7 | 0 | 0 | 0
2034-07-02 14:00 | 2034 | 7 | 0 | 0 | 0
2034-07-02 15:00 | 2034 | 7 | 0 | 0 | 0
2034-07-02 16:00 | 2034 | 7 | 0 | 0 | 0
2034-07-02 17:00 | 2034 | 7 | 0 | 0 | 0
2034-07-02 18:00 | 2034 | 7 | 0 | 0 | 0
2034-07-02 19:00 | 2034 | 7 | 0 | 0 | 0
2034-07-02 20:00 | 2034 | 7 | 0 | 0 | 0
2034-07-02 21:00 | 2034 | 7 | 0 | 0 | 0
2034-07-02 22:00 | 2034 | 7 | 0 | 0 | 0
2034-07-02 23:00 | 2034 | 7 | 0 | 0 | 0
2034-07-03 | 2034 | 7 | 0 | 0 | 0
2034-07-03 01:00 | 2034 | 7 | 0 | 0 | 0
2034-07-03 02:00 | 2034 | 7 | 0 | 0 | 0
2034-07-03 03:00 | 2034 | 7 | 0 | 0 | 0
2034-07-03 04:00 | 2034 | 7 | 0 | 0 | 0
2034-07-03 05:00 | 2034 | 7 | 0 | 0 | 0
2034-07-03 06:00 | 2034 | 7 | 0 | 0 | 0
2034-07-03 07:00 | 2034 | 7 | 0 | 0 | 0
2034-07-03 08:00 | 2034 | 7 | 0 | 0 | 0
2034-07-03 09:00 | 2034 | 7 | 0 | 0 | 0
2034-07-03 10:00 | 2034 | 7 | 0 | 0 | 0
2034-07-03 11:00 | 2034 | 7 | 0 | 0 | 0
2034-07-03 12:00 | 2034 | 7 | 0 | 0 | 0
2034-07-03 13:00 | 2034 | 7 | 0 | 0 | 0
2034-07-03 14:00 | 2034 | 7 | 0 | 0 | 0
2034-07-03 15:00 | 2034 | 7 | 0 | 0 | 0
2034-07-03 16:00 | 2034 | 7 | 0 | 0 | 0
2034-07-03 17:00 | 2034 | 7 | 0 | 0 | 0
2034-07-03 18:00 | 2034 | 7 | 0 | 0 | 0
2034-07-03 19:00 | 2034 | 7 | 0 | 0 | 0
2034-07-03 20:00 | 2034 | 7 | 0 | 0 | 0
2034-07-03 21:00 | 2034 | 7 | 0 | 0 | 0
2034-07-03 22:00 | 2034 | 7 | 0 | 0 | 0
2034-07-03 23:00 | 2034 | 7 | 0 | 0 | 0
2034-07-04 | 2034 | 7 | 0 | 0 | 0
2034-07-04 01:00 | 2034 | 7 | 0 | 0 | 0
2034-07-04 02:00 | 2034 | 7 | 0 | 0 | 0
2034-07-04 03:00 | 2034 | 7 | 0 | 0 | 0
2034-07-04 04:00 | 2034 | 7 | 0 | 0 | 0
2034-07-04 05:00 | 2034 | 7 | 0 | 0 | 0
2034-07-04 06:00 | 2034 | 7 | 0 | 0 | 0
2034-07-04 07:00 | 2034 | 7 | 0 | 0 | 0
2034-07-04 08:00 | 2034 | 7 | 0 | 0 | 0
2034-07-04 09:00 | 2034 | 7 | 0 | 0 | 0
2034-07-04 10:00 | 2034 | 7 | 0 | 0 | 0
2034-07-04 11:00 | 2034 | 7 | 0 | 0 | 0
2034-07-04 12:00 | 2034 | 7 | 0 | 0 | 0
2034-07-04 13:00 | 2034 | 7 | 0 | 0 | 0
2034-07-04 14:00 | 2034 | 7 | 0 | 0 | 0
2034-07-04 15:00 | 2034 | 7 | 0 | 0 | 0
2034-07-04 16:00 | 2034 | 7 | 0 | 0 | 0
2034-07-04 17:00 | 2034 | 7 | 0 | 0 | 0
2034-07-04 18:00 | 2034 | 7 | 0 | 0 | 0
2034-07-04 19:00 | 2034 | 7 | 0 | 0 | 0
2034-07-04 20:00 | 2034 | 7 | 0 | 0 | 0
2034-07-04 21:00 | 2034 | 7 | 0 | 0 | 0
2034-07-04 22:00 | 2034 | 7 | 0 | 0 | 0
2034-07-04 23:00 | 2034 | 7 | 0 | 0 | 0
2034-07-05 | 2034 | 7 | 0 | 0 | 0
2034-07-05 01:00 | 2034 | 7 | 0 | 0 | 0
2034-07-05 02:00 | 2034 | 7 | 0 | 0 | 0
2034-07-05 03:00 | 2034 | 7 | 0 | 0 | 0
2034-07-05 04:00 | 2034 | 7 | 0 | 0 | 0
2034-07-05 05:00 | 2034 | 7 | 0 | 0 | 0
2034-07-05 06:00 | 2034 | 7 | 0 | 0 | 0
2034-07-05 07:00 | 2034 | 7 | 0 | 0 | 0
2034-07-05 08:00 | 2034 | 7 | 0 | 0 | 0
2034-07-05 09:00 | 2034 | 7 | 0 | 0 | 0
2034-07-05 10:00 | 2034 | 7 | 0 | 0 | 0
2034-07-05 11:00 | 2034 | 7 | 0 | 0 | 0
2034-07-05 12:00 | 2034 | 7 | 0 | 0 | 0
2034-07-05 13:00 | 2034 | 7 | 0 | 0 | 0
2034-07-05 14:00 | 2034 | 7 | 0 | 0 | 0
2034-07-05 15:00 | 2034 | 7 | 0 | 0 | 0
2034-07-05 16:00 | 2034 | 7 | 0 | 0 | 0
2034-07-05 17:00 | 2034 | 7 | 0 | 0 | 0
2034-07-05 18:00 | 2034 | 7 | 0 | 0 | 0
2034-07-05 19:00 | 2034 | 7 | 0 | 0 | 0
2034-07-05 20:00 | 2034 | 7 | 0 | 0 | 0
2034-07-05 21:00 | 2034 | 7 | 0 | 0 | 0
2034-07-05 22:00 | 2034 | 7 | 0 | 0 | 0
2034-07-05 23:00 | 2034 | 7 | 0 | 0 | 0
2034-07-06 | 2034 | 7 | 0 | 0 | 0
2034-07-06 01:00 | 2034 | 7 | 0 | 0 | 0
2034-07-06 02:00 | 2034 | 7 | 0 | 0 | 0
2034-07-06 03:00 | 2034 | 7 | 0 | 0 | 0
2034-07-06 04:00 | 2034 | 7 | 0 | 0 | 0
2034-07-06 05:00 | 2034 | 7 | 0 | 0 | 0
2034-07-06 06:00 | 2034 | 7 | 0 | 0 | 0
2034-07-06 07:00 | 2034 | 7 | 0 | 0 | 0
2034-07-06 08:00 | 2034 | 7 | 0 | 0 | 0
2034-07-06 09:00 | 2034 | 7 | 0 | 0 | 0
2034-07-06 10:00 | 2034 | 7 | 0 | 0 | 0
2034-07-06 11:00 | 2034 | 7 | 0 | 0 | 0
2034-07-06 12:00 | 2034 | 7 | 0 | 0 | 0
2034-07-06 13:00 | 2034 | 7 | 0 | 0 | 0
2034-07-06 14:00 | 2034 | 7 | 0 | 0 | 0
2034-07-06 15:00 | 2034 | 7 | 0 | 0 | 0
2034-07-06 16:00 | 2034 | 7 | 0 | 0 | 0
2034-07-06 17:00 | 2034 | 7 | 0 | 0 | 0
2034-07-06 18:00 | 2034 | 7 | 0 | 0 | 0
2034-07-06 19:00 | 2034 | 7 | 0 | 0 | 0
2034-07-06 20:00 | 2034 | 7 | 0 | 0 | 0
2034-07-06 21:00 | 2034 | 7 | 0 | 0 | 0
2034-07-06 22:00 | 2034 | 7 | 0 | 0 | 0
2034-07-06 23:00 | 2034 | 7 | 0 | 0 | 0
2034-07-07 | 2034 | 7 | 0 | 0 | 0
2034-07-07 01:00 | 2034 | 7 | 0 | 0 | 0
2034-07-07 02:00 | 2034 | 7 | 0 | 0 | 0
2034-07-07 03:00 | 2034 | 7 | 0 | 0 | 0
2034-07-07 04:00 | 2034 | 7 | 0 | 0 | 0
2034-07-07 05:00 | 2034 | 7 | 0 | 0 | 0
2034-07-07 06:00 | 2034 | 7 | 0 | 0 | 0
2034-07-07 07:00 | 2034 | 7 | 0 | 0 | 0
2034-07-07 08:00 | 2034 | 7 | 0 | 0 | 0
2034-07-07 09:00 | 2034 | 7 | 0 | 0 | 0
2034-07-07 10:00 | 2034 | 7 | 0 | 0 | 0
2034-07-07 11:00 | 2034 | 7 | 0 | 0 | 0
2034-07-07 12:00 | 2034 | 7 | 0 | 0 | 0
2034-07-07 13:00 | 2034 | 7 | 0 | 0 | 0
2034-07-07 14:00 | 2034 | 7 | 0 | 0 | 0
2034-07-07 15:00 | 2034 | 7 | 0 | 0 | 0
2034-07-07 16:00 | 2034 | 7 | 0 | 0 | 0
2034-07-07 17:00 | 2034 | 7 | 0 | 0 | 0
2034-07-07 18:00 | 2034 | 7 | 0 | 0 | 0
2034-07-07 19:00 | 2034 | 7 | 0 | 0 | 0
2034-07-07 20:00 | 2034 | 7 | 0 | 0 | 0
2034-07-07 21:00 | 2034 | 7 | 0 | 0 | 0
2034-07-07 22:00 | 2034 | 7 | 0 | 0 | 0
2034-07-07 23:00 | 2034 | 7 | 0 | 0 | 0
2034-07-08 | 2034 | 7 | 0 | 0 | 0
2034-07-08 01:00 | 2034 | 7 | 0 | 0 | 0
2034-07-08 02:00 | 2034 | 7 | 0 | 0 | 0
2034-07-08 03:00 | 2034 | 7 | 0 | 0 | 0
2034-07-08 04:00 | 2034 | 7 | 0 | 0 | 0
2034-07-08 05:00 | 2034 | 7 | 0 | 0 | 0
2034-07-08 06:00 | 2034 | 7 | 0 | 0 | 0
2034-07-08 07:00 | 2034 | 7 | 0 | 0 | 0
2034-07-08 08:00 | 2034 | 7 | 0 | 0 | 0
2034-07-08 09:00 | 2034 | 7 | 0 | 0 | 0
2034-07-08 10:00 | 2034 | 7 | 0 | 0 | 0
2034-07-08 11:00 | 2034 | 7 | 0 | 0 | 0
2034-07-08 12:00 | 2034 | 7 | 0 | 0 | 0
2034-07-08 13:00 | 2034 | 7 | 0 | 0 | 0
2034-07-08 14:00 | 2034 | 7 | 0 | 0 | 0
2034-07-08 15:00 | 2034 | 7 | 0 | 0 | 0
2034-07-08 16:00 | 2034 | 7 | 0 | 0 | 0
2034-07-08 17:00 | 2034 | 7 | 0 | 0 | 0
2034-07-08 18:00 | 2034 | 7 | 0 | 0 | 0
2034-07-08 19:00 | 2034 | 7 | 0 | 0 | 0
2034-07-08 20:00 | 2034 | 7 | 0 | 0 | 0
2034-07-08 21:00 | 2034 | 7 | 0 | 0 | 0
2034-07-08 22:00 | 2034 | 7 | 0 | 0 | 0
2034-07-08 23:00 | 2034 | 7 | 0 | 0 | 0
2034-07-09 | 2034 | 7 | 0 | 0 | 0
2034-07-09 01:00 | 2034 | 7 | 0 | 0 | 0
2034-07-09 02:00 | 2034 | 7 | 0 | 0 | 0
2034-07-09 03:00 | 2034 | 7 | 0 | 0 | 0
2034-07-09 04:00 | 2034 | 7 | 0 | 0 | 0
2034-07-09 05:00 | 2034 | 7 | 0 | 0 | 0
2034-07-09 06:00 | 2034 | 7 | 0 | 0 | 0
2034-07-09 07:00 | 2034 | 7 | 0 | 0 | 0
2034-07-09 08:00 | 2034 | 7 | 0 | 0 | 0
2034-07-09 09:00 | 2034 | 7 | 0 | 0 | 0
2034-07-09 10:00 | 2034 | 7 | 0 | 0 | 0
2034-07-09 11:00 | 2034 | 7 | 0 | 0 | 0
2034-07-09 12:00 | 2034 | 7 | 0 | 0 | 0
2034-07-09 13:00 | 2034 | 7 | 0 | 0 | 0
2034-07-09 14:00 | 2034 | 7 | 0 | 0 | 0
2034-07-09 15:00 | 2034 | 7 | 0 | 0 | 0
2034-07-09 16:00 | 2034 | 7 | 0 | 0 | 0
2034-07-09 17:00 | 2034 | 7 | 0 | 0 | 0
2034-07-09 18:00 | 2034 | 7 | 0 | 0 | 0
2034-07-09 19:00 | 2034 | 7 | 0 | 0 | 0
2034-07-09 20:00 | 2034 | 7 | 0 | 0 | 0
2034-07-09 21:00 | 2034 | 7 | 0 | 0 | 0
2034-07-09 22:00 | 2034 | 7 | 0 | 0 | 0
2034-07-09 23:00 | 2034 | 7 | 0 | 0 | 0
2034-07-10 | 2034 | 7 | 0 | 0 | 0
2034-07-10 01:00 | 2034 | 7 | 0 | 0 | 0
2034-07-10 02:00 | 2034 | 7 | 0 | 0 | 0
2034-07-10 03:00 | 2034 | 7 | 0 | 0 | 0
2034-07-10 04:00 | 2034 | 7 | 0 | 0 | 0
2034-07-10 05:00 | 2034 | 7 | 0 | 0 | 0
2034-07-10 06:00 | 2034 | 7 | 0 | 0 | 0
2034-07-10 07:00 | 2034 | 7 | 0 | 0 | 0
2034-07-10 08:00 | 2034 | 7 | 0 | 0 | 0
2034-07-10 09:00 | 2034 | 7 | 0 | 0 | 0
2034-07-10 10:00 | 2034 | 7 | 0 | 0 | 0
2034-07-10 11:00 | 2034 | 7 | 0 | 0 | 0
2034-07-10 12:00 | 2034 | 7 | 0 | 0 | 0
2034-07-10 13:00 | 2034 | 7 | 0 | 0 | 0
2034-07-10 14:00 | 2034 | 7 | 0 | 0 | 0
2034-07-10 15:00 | 2034 | 7 | 0 | 0 | 0
2034-07-10 16:00 | 2034 | 7 | 0 | 0 | 0
2034-07-10 17:00 | 2034 | 7 | 0 | 0 | 0
2034-07-10 18:00 | 2034 | 7 | 0 | 0 | 0
2034-07-10 19:00 | 2034 | 7 | 0 | 0 | 0
2034-07-10 20:00 | 2034 | 7 | 0 | 0 | 0
2034-07-10 21:00 | 2034 | 7 | 0 | 0 | 0
2034-07-10 22:00 | 2034 | 7 | 0 | 0 | 0
2034-07-10 23:00 | 2034 | 7 | 0 | 0 | 0
2034-07-11 | 2034 | 7 | 0 | 0 | 0
2034-07-11 01:00 | 2034 | 7 | 0 | 0 | 0
2034-07-11 02:00 | 2034 | 7 | 0 | 0 | 0
2034-07-11 03:00 | 2034 | 7 | 0 | 0 | 0
2034-07-11 04:00 | 2034 | 7 | 0 | 0 | 0
2034-07-11 05:00 | 2034 | 7 | 0 | 0 | 0
2034-07-11 06:00 | 2034 | 7 | 0 | 0 | 0
2034-07-11 07:00 | 2034 | 7 | 0 | 0 | 0
2034-07-11 08:00 | 2034 | 7 | 0 | 0 | 0
2034-07-11 09:00 | 2034 | 7 | 0 | 0 | 0
2034-07-11 10:00 | 2034 | 7 | 0 | 0 | 0
2034-07-11 11:00 | 2034 | 7 | 0 | 0 | 0
2034-07-11 12:00 | 2034 | 7 | 0 | 0 | 0
2034-07-11 13:00 | 2034 | 7 | 0 | 0 | 0
2034-07-11 14:00 | 2034 | 7 | 0 | 0 | 0
2034-07-11 15:00 | 2034 | 7 | 0 | 0 | 0
2034-07-11 16:00 | 2034 | 7 | 0 | 0 | 0
2034-07-11 17:00 | 2034 | 7 | 0 | 0 | 0
2034-07-11 18:00 | 2034 | 7 | 0 | 0 | 0
2034-07-11 19:00 | 2034 | 7 | 0 | 0 | 0
2034-07-11 20:00 | 2034 | 7 | 0 | 0 | 0
2034-07-11 21:00 | 2034 | 7 | 0 | 0 | 0
2034-07-11 22:00 | 2034 | 7 | 0 | 0 | 0
2034-07-11 23:00 | 2034 | 7 | 0 | 0 | 0
2034-07-12 | 2034 | 7 | 0 | 0 | 0
2034-07-12 01:00 | 2034 | 7 | 0 | 0 | 0
2034-07-12 02:00 | 2034 | 7 | 0 | 0 | 0
2034-07-12 03:00 | 2034 | 7 | 0 | 0 | 0
2034-07-12 04:00 | 2034 | 7 | 0 | 0 | 0
2034-07-12 05:00 | 2034 | 7 | 0 | 0 | 0
2034-07-12 06:00 | 2034 | 7 | 0 | 0 | 0
2034-07-12 07:00 | 2034 | 7 | 0 | 0 | 0
2034-07-12 08:00 | 2034 | 7 | 0 | 0 | 0
2034-07-12 09:00 | 2034 | 7 | 0 | 0 | 0
2034-07-12 10:00 | 2034 | 7 | 0 | 0 | 0
2034-07-12 11:00 | 2034 | 7 | 0 | 0 | 0
2034-07-12 12:00 | 2034 | 7 | 0 | 0 | 0
2034-07-12 13:00 | 2034 | 7 | 0 | 0 | 0
2034-07-12 14:00 | 2034 | 7 | 0 | 0 | 0
2034-07-12 15:00 | 2034 | 7 | 0 | 0 | 0
2034-07-12 16:00 | 2034 | 7 | 0 | 0 | 0
2034-07-12 17:00 | 2034 | 7 | 0 | 0 | 0
2034-07-12 18:00 | 2034 | 7 | 0 | 0 | 0
2034-07-12 19:00 | 2034 | 7 | 0 | 0 | 0
2034-07-12 20:00 | 2034 | 7 | 0 | 0 | 0
2034-07-12 21:00 | 2034 | 7 | 0 | 0 | 0
2034-07-12 22:00 | 2034 | 7 | 0 | 0 | 0
2034-07-12 23:00 | 2034 | 7 | 0 | 0 | 0
2034-07-13 | 2034 | 7 | 0 | 0 | 0
2034-07-13 01:00 | 2034 | 7 | 0 | 0 | 0
2034-07-13 02:00 | 2034 | 7 | 0 | 0 | 0
2034-07-13 03:00 | 2034 | 7 | 0 | 0 | 0
2034-07-13 04:00 | 2034 | 7 | 0 | 0 | 0
2034-07-13 05:00 | 2034 | 7 | 0 | 0 | 0
2034-07-13 06:00 | 2034 | 7 | 0 | 0 | 0
2034-07-13 07:00 | 2034 | 7 | 0 | 0 | 0
2034-07-13 08:00 | 2034 | 7 | 0 | 0 | 0
2034-07-13 09:00 | 2034 | 7 | 0 | 0 | 0
2034-07-13 10:00 | 2034 | 7 | 0 | 0 | 0
2034-07-13 11:00 | 2034 | 7 | 0 | 0 | 0
2034-07-13 12:00 | 2034 | 7 | 0 | 0 | 0
2034-07-13 13:00 | 2034 | 7 | 0 | 0 | 0
2034-07-13 14:00 | 2034 | 7 | 0 | 0 | 0
2034-07-13 15:00 | 2034 | 7 | 0 | 0 | 0
2034-07-13 16:00 | 2034 | 7 | 0 | 0 | 0
2034-07-13 17:00 | 2034 | 7 | 0 | 0 | 0
2034-07-13 18:00 | 2034 | 7 | 0 | 0 | 0
2034-07-13 19:00 | 2034 | 7 | 0 | 0 | 0
2034-07-13 20:00 | 2034 | 7 | 0 | 0 | 0
2034-07-13 21:00 | 2034 | 7 | 0 | 0 | 0
2034-07-13 22:00 | 2034 | 7 | 0 | 0 | 0
2034-07-13 23:00 | 2034 | 7 | 0 | 0 | 0
2034-07-14 | 2034 | 7 | 0 | 0 | 0
2034-07-14 01:00 | 2034 | 7 | 0 | 0 | 0
2034-07-14 02:00 | 2034 | 7 | 0 | 0 | 0
2034-07-14 03:00 | 2034 | 7 | 0 | 0 | 0
2034-07-14 04:00 | 2034 | 7 | 0 | 0 | 0
2034-07-14 05:00 | 2034 | 7 | 0 | 0 | 0
2034-07-14 06:00 | 2034 | 7 | 0 | 0 | 0
2034-07-14 07:00 | 2034 | 7 | 0 | 0 | 0
2034-07-14 08:00 | 2034 | 7 | 0 | 0 | 0
2034-07-14 09:00 | 2034 | 7 | 0 | 0 | 0
2034-07-14 10:00 | 2034 | 7 | 0 | 0 | 0
2034-07-14 11:00 | 2034 | 7 | 0 | 0 | 0
2034-07-14 12:00 | 2034 | 7 | 0 | 0 | 0
2034-07-14 13:00 | 2034 | 7 | 0 | 0 | 0
2034-07-14 14:00 | 2034 | 7 | 0 | 0 | 0
2034-07-14 15:00 | 2034 | 7 | 0 | 0 | 0
2034-07-14 16:00 | 2034 | 7 | 0 | 0 | 0
2034-07-14 17:00 | 2034 | 7 | 0 | 0 | 0
2034-07-14 18:00 | 2034 | 7 | 0 | 0 | 0
2034-07-14 19:00 | 2034 | 7 | 0 | 0 | 0
2034-07-14 20:00 | 2034 | 7 | 0 | 0 | 0
2034-07-14 21:00 | 2034 | 7 | 0 | 0 | 0
2034-07-14 22:00 | 2034 | 7 | 0 | 0 | 0
2034-07-14 23:00 | 2034 | 7 | 0 | 0 | 0
2034-07-15 | 2034 | 7 | 0 | 0 | 0
2034-07-15 01:00 | 2034 | 7 | 0 | 0 | 0
2034-07-15 02:00 | 2034 | 7 | 0 | 0 | 0
2034-07-15 03:00 | 2034 | 7 | 0 | 0 | 0
2034-07-15 04:00 | 2034 | 7 | 0 | 0 | 0
2034-07-15 05:00 | 2034 | 7 | 0 | 0 | 0
2034-07-15 06:00 | 2034 | 7 | 0 | 0 | 0
2034-07-15 07:00 | 2034 | 7 | 0 | 0 | 0
2034-07-15 08:00 | 2034 | 7 | 0 | 0 | 0
2034-07-15 09:00 | 2034 | 7 | 0 | 0 | 0
2034-07-15 10:00 | 2034 | 7 | 0 | 0 | 0
2034-07-15 11:00 | 2034 | 7 | 0 | 0 | 0
2034-07-15 12:00 | 2034 | 7 | 0 | 0 | 0
2034-07-15 13:00 | 2034 | 7 | 0 | 0 | 0
2034-07-15 14:00 | 2034 | 7 | 0 | 0 | 0
2034-07-15 15:00 | 2034 | 7 | 0 | 0 | 0
2034-07-15 16:00 | 2034 | 7 | 0 | 0 | 0
2034-07-15 17:00 | 2034 | 7 | 0 | 0 | 0
2034-07-15 18:00 | 2034 | 7 | 0 | 0 | 0
2034-07-15 19:00 | 2034 | 7 | 0 | 0 | 0
2034-07-15 20:00 | 2034 | 7 | 0 | 0 | 0
2034-07-15 21:00 | 2034 | 7 | 0 | 0 | 0
2034-07-15 22:00 | 2034 | 7 | 0 | 0 | 0
2034-07-15 23:00 | 2034 | 7 | 0 | 0 | 0
2034-07-16 | 2034 | 7 | 0 | 0 | 0
2034-07-16 01:00 | 2034 | 7 | 0 | 0 | 0
2034-07-16 02:00 | 2034 | 7 | 0 | 0 | 0
2034-07-16 03:00 | 2034 | 7 | 0 | 0 | 0
2034-07-16 04:00 | 2034 | 7 | 0 | 0 | 0
2034-07-16 05:00 | 2034 | 7 | 0 | 0 | 0
2034-07-16 06:00 | 2034 | 7 | 0 | 0 | 0
2034-07-16 07:00 | 2034 | 7 | 0 | 0 | 0
2034-07-16 08:00 | 2034 | 7 | 0 | 0 | 0
2034-07-16 09:00 | 2034 | 7 | 0 | 0 | 0
2034-07-16 10:00 | 2034 | 7 | 0 | 0 | 0
2034-07-16 11:00 | 2034 | 7 | 0 | 0 | 0
2034-07-16 12:00 | 2034 | 7 | 0 | 0 | 0
2034-07-16 13:00 | 2034 | 7 | 0 | 0 | 0
2034-07-16 14:00 | 2034 | 7 | 0 | 0 | 0
2034-07-16 15:00 | 2034 | 7 | 0 | 0 | 0
2034-07-16 16:00 | 2034 | 7 | 0 | 0 | 0
2034-07-16 17:00 | 2034 | 7 | 0 | 0 | 0
2034-07-16 18:00 | 2034 | 7 | 0 | 0 | 0
2034-07-16 19:00 | 2034 | 7 | 0 | 0 | 0
2034-07-16 20:00 | 2034 | 7 | 0 | 0 | 0
2034-07-16 21:00 | 2034 | 7 | 0 | 0 | 0
2034-07-16 22:00 | 2034 | 7 | 0 | 0 | 0
2034-07-16 23:00 | 2034 | 7 | 0 | 0 | 0
2034-07-17 | 2034 | 7 | 0 | 0 | 0
2034-07-17 01:00 | 2034 | 7 | 0 | 0 | 0
2034-07-17 02:00 | 2034 | 7 | 0 | 0 | 0
2034-07-17 03:00 | 2034 | 7 | 0 | 0 | 0
2034-07-17 04:00 | 2034 | 7 | 0 | 0 | 0
2034-07-17 05:00 | 2034 | 7 | 0 | 0 | 0
2034-07-17 06:00 | 2034 | 7 | 0 | 0 | 0
2034-07-17 07:00 | 2034 | 7 | 0 | 0 | 0
2034-07-17 08:00 | 2034 | 7 | 0 | 0 | 0
2034-07-17 09:00 | 2034 | 7 | 0 | 0 | 0
2034-07-17 10:00 | 2034 | 7 | 0 | 0 | 0
2034-07-17 11:00 | 2034 | 7 | 0 | 0 | 0
2034-07-17 12:00 | 2034 | 7 | 0 | 0 | 0
2034-07-17 13:00 | 2034 | 7 | 0 | 0 | 0
2034-07-17 14:00 | 2034 | 7 | 0 | 0 | 0
2034-07-17 15:00 | 2034 | 7 | 0 | 0 | 0
2034-07-17 16:00 | 2034 | 7 | 0 | 0 | 0
2034-07-17 17:00 | 2034 | 7 | 0 | 0 | 0
2034-07-17 18:00 | 2034 | 7 | 0 | 0 | 0
2034-07-17 19:00 | 2034 | 7 | 0 | 0 | 0
2034-07-17 20:00 | 2034 | 7 | 0 | 0 | 0
2034-07-17 21:00 | 2034 | 7 | 0 | 0 | 0
2034-07-17 22:00 | 2034 | 7 | 0 | 0 | 0
2034-07-17 23:00 | 2034 | 7 | 0 | 0 | 0
2034-07-18 | 2034 | 7 | 0 | 0 | 0
2034-07-18 01:00 | 2034 | 7 | 0 | 0 | 0
2034-07-18 02:00 | 2034 | 7 | 0 | 0 | 0
2034-07-18 03:00 | 2034 | 7 | 0 | 0 | 0
2034-07-18 04:00 | 2034 | 7 | 0 | 0 | 0
2034-07-18 05:00 | 2034 | 7 | 0 | 0 | 0
2034-07-18 06:00 | 2034 | 7 | 0 | 0 | 0
2034-07-18 07:00 | 2034 | 7 | 0 | 0 | 0
2034-07-18 08:00 | 2034 | 7 | 0 | 0 | 0
2034-07-18 09:00 | 2034 | 7 | 0 | 0 | 0
2034-07-18 10:00 | 2034 | 7 | 0 | 0 | 0
2034-07-18 11:00 | 2034 | 7 | 0 | 0 | 0
2034-07-18 12:00 | 2034 | 7 | 0 | 0 | 0
2034-07-18 13:00 | 2034 | 7 | 0 | 0 | 0
2034-07-18 14:00 | 2034 | 7 | 0 | 0 | 0
2034-07-18 15:00 | 2034 | 7 | 0 | 0 | 0
2034-07-18 16:00 | 2034 | 7 | 0 | 0 | 0
2034-07-18 17:00 | 2034 | 7 | 0 | 0 | 0
2034-07-18 18:00 | 2034 | 7 | 0 | 0 | 0
2034-07-18 19:00 | 2034 | 7 | 0 | 0 | 0
2034-07-18 20:00 | 2034 | 7 | 0 | 0 | 0
2034-07-18 21:00 | 2034 | 7 | 0 | 0 | 0
2034-07-18 22:00 | 2034 | 7 | 0 | 0 | 0
2034-07-18 23:00 | 2034 | 7 | 0 | 0 | 0
2034-07-19 | 2034 | 7 | 0 | 0 | 0
2034-07-19 01:00 | 2034 | 7 | 0 | 0 | 0
2034-07-19 02:00 | 2034 | 7 | 0 | 0 | 0
2034-07-19 03:00 | 2034 | 7 | 0 | 0 | 0
2034-07-19 04:00 | 2034 | 7 | 0 | 0 | 0
2034-07-19 05:00 | 2034 | 7 | 0 | 0 | 0
2034-07-19 06:00 | 2034 | 7 | 0 | 0 | 0
2034-07-19 07:00 | 2034 | 7 | 0 | 0 | 0
2034-07-19 08:00 | 2034 | 7 | 0 | 0 | 0
2034-07-19 09:00 | 2034 | 7 | 0 | 0 | 0
2034-07-19 10:00 | 2034 | 7 | 0 | 0 | 0
2034-07-19 11:00 | 2034 | 7 | 0 | 0 | 0
2034-07-19 12:00 | 2034 | 7 | 0 | 0 | 0
2034-07-19 13:00 | 2034 | 7 | 0 | 0 | 0
2034-07-19 14:00 | 2034 | 7 | 0 | 0 | 0
2034-07-19 15:00 | 2034 | 7 | 0 | 0 | 0
2034-07-19 16:00 | 2034 | 7 | 0 | 0 | 0
2034-07-19 17:00 | 2034 | 7 | 0 | 0 | 0
2034-07-19 18:00 | 2034 | 7 | 0 | 0 | 0
2034-07-19 19:00 | 2034 | 7 | 0 | 0 | 0
2034-07-19 20:00 | 2034 | 7 | 0 | 0 | 0
2034-07-19 21:00 | 2034 | 7 | 0 | 0 | 0
2034-07-19 22:00 | 2034 | 7 | 0 | 0 | 0
2034-07-19 23:00 | 2034 | 7 | 0 | 0 | 0
2034-07-20 | 2034 | 7 | 0 | 0 | 0
2034-07-20 01:00 | 2034 | 7 | 0 | 0 | 0
2034-07-20 02:00 | 2034 | 7 | 0 | 0 | 0
2034-07-20 03:00 | 2034 | 7 | 0 | 0 | 0
2034-07-20 04:00 | 2034 | 7 | 0 | 0 | 0
2034-07-20 05:00 | 2034 | 7 | 0 | 0 | 0
2034-07-20 06:00 | 2034 | 7 | 0 | 0 | 0
2034-07-20 07:00 | 2034 | 7 | 0 | 0 | 0
2034-07-20 08:00 | 2034 | 7 | 0 | 0 | 0
2034-07-20 09:00 | 2034 | 7 | 0 | 0 | 0
2034-07-20 10:00 | 2034 | 7 | 0 | 0 | 0
2034-07-20 11:00 | 2034 | 7 | 0 | 0 | 0
2034-07-20 12:00 | 2034 | 7 | 0 | 0 | 0
2034-07-20 13:00 | 2034 | 7 | 0 | 0 | 0
2034-07-20 14:00 | 2034 | 7 | 0 | 0 | 0
2034-07-20 15:00 | 2034 | 7 | 0 | 0 | 0
2034-07-20 16:00 | 2034 | 7 | 0 | 0 | 0
2034-07-20 17:00 | 2034 | 7 | 0 | 0 | 0
2034-07-20 18:00 | 2034 | 7 | 0 | 0 | 0
2034-07-20 19:00 | 2034 | 7 | 0 | 0 | 0
2034-07-20 20:00 | 2034 | 7 | 0 | 0 | 0
2034-07-20 21:00 | 2034 | 7 | 0 | 0 | 0
2034-07-20 22:00 | 2034 | 7 | 0 | 0 | 0
2034-07-20 23:00 | 2034 | 7 | 0 | 0 | 0
2034-07-21 | 2034 | 7 | 0 | 0 | 0
2034-07-21 01:00 | 2034 | 7 | 0 | 0 | 0
2034-07-21 02:00 | 2034 | 7 | 0 | 0 | 0
2034-07-21 03:00 | 2034 | 7 | 0 | 0 | 0
2034-07-21 04:00 | 2034 | 7 | 0 | 0 | 0
2034-07-21 05:00 | 2034 | 7 | 0 | 0 | 0
2034-07-21 06:00 | 2034 | 7 | 0 | 0 | 0
2034-07-21 07:00 | 2034 | 7 | 0 | 0 | 0
2034-07-21 08:00 | 2034 | 7 | 0 | 0 | 0
2034-07-21 09:00 | 2034 | 7 | 0 | 0 | 0
2034-07-21 10:00 | 2034 | 7 | 0 | 0 | 0
2034-07-21 11:00 | 2034 | 7 | 0 | 0 | 0
2034-07-21 12:00 | 2034 | 7 | 0 | 0 | 0
2034-07-21 13:00 | 2034 | 7 | 0 | 0 | 0
2034-07-21 14:00 | 2034 | 7 | 0 | 0 | 0
2034-07-21 15:00 | 2034 | 7 | 0 | 0 | 0
2034-07-21 16:00 | 2034 | 7 | 0 | 0 | 0
2034-07-21 17:00 | 2034 | 7 | 0 | 0 | 0
2034-07-21 18:00 | 2034 | 7 | 0 | 0 | 0
2034-07-21 19:00 | 2034 | 7 | 0 | 0 | 0
2034-07-21 20:00 | 2034 | 7 | 0 | 0 | 0
2034-07-21 21:00 | 2034 | 7 | 0 | 0 | 0
2034-07-21 22:00 | 2034 | 7 | 0 | 0 | 0
2034-07-21 23:00 | 2034 | 7 | 0 | 0 | 0
2034-07-22 | 2034 | 7 | 0 | 0 | 0
2034-07-22 01:00 | 2034 | 7 | 0 | 0 | 0
2034-07-22 02:00 | 2034 | 7 | 0 | 0 | 0
2034-07-22 03:00 | 2034 | 7 | 0 | 0 | 0
2034-07-22 04:00 | 2034 | 7 | 0 | 0 | 0
2034-07-22 05:00 | 2034 | 7 | 0 | 0 | 0
2034-07-22 06:00 | 2034 | 7 | 0 | 0 | 0
2034-07-22 07:00 | 2034 | 7 | 0 | 0 | 0
2034-07-22 08:00 | 2034 | 7 | 0 | 0 | 0
2034-07-22 09:00 | 2034 | 7 | 0 | 0 | 0
2034-07-22 10:00 | 2034 | 7 | 0 | 0 | 0
2034-07-22 11:00 | 2034 | 7 | 0 | 0 | 0
2034-07-22 12:00 | 2034 | 7 | 0 | 0 | 0
2034-07-22 13:00 | 2034 | 7 | 0 | 0 | 0
2034-07-22 14:00 | 2034 | 7 | 0 | 0 | 0
2034-07-22 15:00 | 2034 | 7 | 0 | 0 | 0
2034-07-22 16:00 | 2034 | 7 | 0 | 0 | 0
2034-07-22 17:00 | 2034 | 7 | 0 | 0 | 0
2034-07-22 18:00 | 2034 | 7 | 0 | 0 | 0
2034-07-22 19:00 | 2034 | 7 | 0 | 0 | 0
2034-07-22 20:00 | 2034 | 7 | 0 | 0 | 0
2034-07-22 21:00 | 2034 | 7 | 0 | 0 | 0
2034-07-22 22:00 | 2034 | 7 | 0 | 0 | 0
2034-07-22 23:00 | 2034 | 7 | 0 | 0 | 0
2034-07-23 | 2034 | 7 | 0 | 0 | 0
2034-07-23 01:00 | 2034 | 7 | 0 | 0 | 0
2034-07-23 02:00 | 2034 | 7 | 0 | 0 | 0
2034-07-23 03:00 | 2034 | 7 | 0 | 0 | 0
2034-07-23 04:00 | 2034 | 7 | 0 | 0 | 0
2034-07-23 05:00 | 2034 | 7 | 0 | 0 | 0
2034-07-23 06:00 | 2034 | 7 | 0 | 0 | 0
2034-07-23 07:00 | 2034 | 7 | 0 | 0 | 0
2034-07-23 08:00 | 2034 | 7 | 0 | 0 | 0
2034-07-23 09:00 | 2034 | 7 | 0 | 0 | 0
2034-07-23 10:00 | 2034 | 7 | 0 | 0 | 0
2034-07-23 11:00 | 2034 | 7 | 0 | 0 | 0
2034-07-23 12:00 | 2034 | 7 | 0 | 0 | 0
2034-07-23 13:00 | 2034 | 7 | 0 | 0 | 0
2034-07-23 14:00 | 2034 | 7 | 0 | 0 | 0
2034-07-23 15:00 | 2034 | 7 | 0 | 0 | 0
2034-07-23 16:00 | 2034 | 7 | 0 | 0 | 0
2034-07-23 17:00 | 2034 | 7 | 0 | 0 | 0
2034-07-23 18:00 | 2034 | 7 | 0 | 0 | 0
2034-07-23 19:00 | 2034 | 7 | 0 | 0 | 0
2034-07-23 20:00 | 2034 | 7 | 0 | 0 | 0
2034-07-23 21:00 | 2034 | 7 | 0 | 0 | 0
2034-07-23 22:00 | 2034 | 7 | 0 | 0 | 0
2034-07-23 23:00 | 2034 | 7 | 0 | 0 | 0
2034-07-24 | 2034 | 7 | 0 | 0 | 0
2034-07-24 01:00 | 2034 | 7 | 0 | 0 | 0
2034-07-24 02:00 | 2034 | 7 | 0 | 0 | 0
2034-07-24 03:00 | 2034 | 7 | 0 | 0 | 0
2034-07-24 04:00 | 2034 | 7 | 0 | 0 | 0
2034-07-24 05:00 | 2034 | 7 | 0 | 0 | 0
2034-07-24 06:00 | 2034 | 7 | 0 | 0 | 0
2034-07-24 07:00 | 2034 | 7 | 0 | 0 | 0
2034-07-24 08:00 | 2034 | 7 | 0 | 0 | 0
2034-07-24 09:00 | 2034 | 7 | 0 | 0 | 0
2034-07-24 10:00 | 2034 | 7 | 0 | 0 | 0
2034-07-24 11:00 | 2034 | 7 | 0 | 0 | 0
2034-07-24 12:00 | 2034 | 7 | 0 | 0 | 0
2034-07-24 13:00 | 2034 | 7 | 0 | 0 | 0
2034-07-24 14:00 | 2034 | 7 | 0 | 0 | 0
2034-07-24 15:00 | 2034 | 7 | 0 | 0 | 0
2034-07-24 16:00 | 2034 | 7 | 0 | 0 | 0
2034-07-24 17:00 | 2034 | 7 | 0 | 0 | 0
2034-07-24 18:00 | 2034 | 7 | 0 | 0 | 0
2034-07-24 19:00 | 2034 | 7 | 0 | 0 | 0
2034-07-24 20:00 | 2034 | 7 | 0 | 0 | 0
2034-07-24 21:00 | 2034 | 7 | 0 | 0 | 0
2034-07-24 22:00 | 2034 | 7 | 0 | 0 | 0
2034-07-24 23:00 | 2034 | 7 | 0 | 0 | 0
2034-07-25 | 2034 | 7 | 0 | 0 | 0
2034-07-25 01:00 | 2034 | 7 | 0 | 0 | 0
2034-07-25 02:00 | 2034 | 7 | 0 | 0 | 0
2034-07-25 03:00 | 2034 | 7 | 0 | 0 | 0
2034-07-25 04:00 | 2034 | 7 | 0 | 0 | 0
2034-07-25 05:00 | 2034 | 7 | 0 | 0 | 0
2034-07-25 06:00 | 2034 | 7 | 0 | 0 | 0
2034-07-25 07:00 | 2034 | 7 | 0 | 0 | 0
2034-07-25 08:00 | 2034 | 7 | 0 | 0 | 0
2034-07-25 09:00 | 2034 | 7 | 0 | 0 | 0
2034-07-25 10:00 | 2034 | 7 | 0 | 0 | 0
2034-07-25 11:00 | 2034 | 7 | 0 | 0 | 0
2034-07-25 12:00 | 2034 | 7 | 0 | 0 | 0
2034-07-25 13:00 | 2034 | 7 | 0 | 0 | 0
2034-07-25 14:00 | 2034 | 7 | 0 | 0 | 0
2034-07-25 15:00 | 2034 | 7 | 0 | 0 | 0
2034-07-25 16:00 | 2034 | 7 | 0 | 0 | 0
2034-07-25 17:00 | 2034 | 7 | 0 | 0 | 0
2034-07-25 18:00 | 2034 | 7 | 0 | 0 | 0
2034-07-25 19:00 | 2034 | 7 | 0 | 0 | 0
2034-07-25 20:00 | 2034 | 7 | 0 | 0 | 0
2034-07-25 21:00 | 2034 | 7 | 0 | 0 | 0
2034-07-25 22:00 | 2034 | 7 | 0 | 0 | 0
2034-07-25 23:00 | 2034 | 7 | 0 | 0 | 0
2034-07-26 | 2034 | 7 | 0 | 0 | 0
2034-07-26 01:00 | 2034 | 7 | 0 | 0 | 0
2034-07-26 02:00 | 2034 | 7 | 0 | 0 | 0
2034-07-26 03:00 | 2034 | 7 | 0 | 0 | 0
2034-07-26 04:00 | 2034 | 7 | 0 | 0 | 0
2034-07-26 05:00 | 2034 | 7 | 0 | 0 | 0
2034-07-26 06:00 | 2034 | 7 | 0 | 0 | 0
2034-07-26 07:00 | 2034 | 7 | 0 | 0 | 0
2034-07-26 08:00 | 2034 | 7 | 0 | 0 | 0
2034-07-26 09:00 | 2034 | 7 | 0 | 0 | 0
2034-07-26 10:00 | 2034 | 7 | 0 | 0 | 0
2034-07-26 11:00 | 2034 | 7 | 0 | 0 | 0
2034-07-26 12:00 | 2034 | 7 | 0 | 0 | 0
2034-07-26 13:00 | 2034 | 7 | 0 | 0 | 0
2034-07-26 14:00 | 2034 | 7 | 0 | 0 | 0
2034-07-26 15:00 | 2034 | 7 | 0 | 0 | 0
2034-07-26 16:00 | 2034 | 7 | 0 | 0 | 0
2034-07-26 17:00 | 2034 | 7 | 0 | 0 | 0
2034-07-26 18:00 | 2034 | 7 | 0 | 0 | 0
2034-07-26 19:00 | 2034 | 7 | 0 | 0 | 0
2034-07-26 20:00 | 2034 | 7 | 0 | 0 | 0
2034-07-26 21:00 | 2034 | 7 | 0 | 0 | 0
2034-07-26 22:00 | 2034 | 7 | 0 | 0 | 0
2034-07-26 23:00 | 2034 | 7 | 0 | 0 | 0
2034-07-27 | 2034 | 7 | 0 | 0 | 0
2034-07-27 01:00 | 2034 | 7 | 0 | 0 | 0
2034-07-27 02:00 | 2034 | 7 | 0 | 0 | 0
2034-07-27 03:00 | 2034 | 7 | 0 | 0 | 0
2034-07-27 04:00 | 2034 | 7 | 0 | 0 | 0
2034-07-27 05:00 | 2034 | 7 | 0 | 0 | 0
2034-07-27 06:00 | 2034 | 7 | 0 | 0 | 0
2034-07-27 07:00 | 2034 | 7 | 0 | 0 | 0
2034-07-27 08:00 | 2034 | 7 | 0 | 0 | 0
2034-07-27 09:00 | 2034 | 7 | 0 | 0 | 0
2034-07-27 10:00 | 2034 | 7 | 0 | 0 | 0
2034-07-27 11:00 | 2034 | 7 | 0 | 0 | 0
2034-07-27 12:00 | 2034 | 7 | 0 | 0 | 0
2034-07-27 13:00 | 2034 | 7 | 0 | 0 | 0
2034-07-27 14:00 | 2034 | 7 | 0 | 0 | 0
2034-07-27 15:00 | 2034 | 7 | 0 | 0 | 0
2034-07-27 16:00 | 2034 | 7 | 0 | 0 | 0
2034-07-27 17:00 | 2034 | 7 | 0 | 0 | 0
2034-07-27 18:00 | 2034 | 7 | 0 | 0 | 0
2034-07-27 19:00 | 2034 | 7 | 0 | 0 | 0
2034-07-27 20:00 | 2034 | 7 | 0 | 0 | 0
2034-07-27 21:00 | 2034 | 7 | 0 | 0 | 0
2034-07-27 22:00 | 2034 | 7 | 0 | 0 | 0
2034-07-27 23:00 | 2034 | 7 | 0 | 0 | 0
2034-07-28 | 2034 | 7 | 0 | 0 | 0
2034-07-28 01:00 | 2034 | 7 | 0 | 0 | 0
2034-07-28 02:00 | 2034 | 7 | 0 | 0 | 0
2034-07-28 03:00 | 2034 | 7 | 0 | 0 | 0
2034-07-28 04:00 | 2034 | 7 | 0 | 0 | 0
2034-07-28 05:00 | 2034 | 7 | 0 | 0 | 0
2034-07-28 06:00 | 2034 | 7 | 0 | 0 | 0
2034-07-28 07:00 | 2034 | 7 | 0 | 0 | 0
2034-07-28 08:00 | 2034 | 7 | 0 | 0 | 0
2034-07-28 09:00 | 2034 | 7 | 0 | 0 | 0
2034-07-28 10:00 | 2034 | 7 | 0 | 0 | 0
2034-07-28 11:00 | 2034 | 7 | 0 | 0 | 0
2034-07-28 12:00 | 2034 | 7 | 0 | 0 | 0
2034-07-28 13:00 | 2034 | 7 | 0 | 0 | 0
2034-07-28 14:00 | 2034 | 7 | 0 | 0 | 0
2034-07-28 15:00 | 2034 | 7 | 0 | 0 | 0
2034-07-28 16:00 | 2034 | 7 | 0 | 0 | 0
2034-07-28 17:00 | 2034 | 7 | 0 | 0 | 0
2034-07-28 18:00 | 2034 | 7 | 0 | 0 | 0
2034-07-28 19:00 | 2034 | 7 | 0 | 0 | 0
2034-07-28 20:00 | 2034 | 7 | 0 | 0 | 0
2034-07-28 21:00 | 2034 | 7 | 0 | 0 | 0
2034-07-28 22:00 | 2034 | 7 | 0 | 0 | 0
2034-07-28 23:00 | 2034 | 7 | 0 | 0 | 0
2034-07-29 | 2034 | 7 | 0 | 0 | 0
2034-07-29 01:00 | 2034 | 7 | 0 | 0 | 0
2034-07-29 02:00 | 2034 | 7 | 0 | 0 | 0
2034-07-29 03:00 | 2034 | 7 | 0 | 0 | 0
2034-07-29 04:00 | 2034 | 7 | 0 | 0 | 0
2034-07-29 05:00 | 2034 | 7 | 0 | 0 | 0
2034-07-29 06:00 | 2034 | 7 | 0 | 0 | 0
2034-07-29 07:00 | 2034 | 7 | 0 | 0 | 0
2034-07-29 08:00 | 2034 | 7 | 0 | 0 | 0
2034-07-29 09:00 | 2034 | 7 | 0 | 0 | 0
2034-07-29 10:00 | 2034 | 7 | 0 | 0 | 0
2034-07-29 11:00 | 2034 | 7 | 0 | 0 | 0
2034-07-29 12:00 | 2034 | 7 | 0 | 0 | 0
2034-07-29 13:00 | 2034 | 7 | 0 | 0 | 0
2034-07-29 14:00 | 2034 | 7 | 0 | 0 | 0
2034-07-29 15:00 | 2034 | 7 | 0 | 0 | 0
2034-07-29 16:00 | 2034 | 7 | 0 | 0 | 0
2034-07-29 17:00 | 2034 | 7 | 0 | 0 | 0
2034-07-29 18:00 | 2034 | 7 | 0 | 0 | 0
2034-07-29 19:00 | 2034 | 7 | 0 | 0 | 0
2034-07-29 20:00 | 2034 | 7 | 0 | 0 | 0
2034-07-29 21:00 | 2034 | 7 | 0 | 0 | 0
2034-07-29 22:00 | 2034 | 7 | 0 | 0 | 0
2034-07-29 23:00 | 2034 | 7 | 0 | 0 | 0
2034-07-30 | 2034 | 7 | 0 | 0 | 0
2034-07-30 01:00 | 2034 | 7 | 0 | 0 | 0
2034-07-30 02:00 | 2034 | 7 | 0 | 0 | 0
2034-07-30 03:00 | 2034 | 7 | 0 | 0 | 0
2034-07-30 04:00 | 2034 | 7 | 0 | 0 | 0
2034-07-30 05:00 | 2034 | 7 | 0 | 0 | 0
2034-07-30 06:00 | 2034 | 7 | 0 | 0 | 0
2034-07-30 07:00 | 2034 | 7 | 0 | 0 | 0
2034-07-30 08:00 | 2034 | 7 | 0 | 0 | 0
2034-07-30 09:00 | 2034 | 7 | 0 | 0 | 0
2034-07-30 10:00 | 2034 | 7 | 0 | 0 | 0
2034-07-30 11:00 | 2034 | 7 | 0 | 0 | 0
2034-07-30 12:00 | 2034 | 7 | 0 | 0 | 0
2034-07-30 13:00 | 2034 | 7 | 0 | 0 | 0
2034-07-30 14:00 | 2034 | 7 | 0 | 0 | 0
2034-07-30 15:00 | 2034 | 7 | 0 | 0 | 0
2034-07-30 16:00 | 2034 | 7 | 0 | 0 | 0
2034-07-30 17:00 | 2034 | 7 | 0 | 0 | 0
2034-07-30 18:00 | 2034 | 7 | 0 | 0 | 0
2034-07-30 19:00 | 2034 | 7 | 0 | 0 | 0
2034-07-30 20:00 | 2034 | 7 | 0 | 0 | 0
2034-07-30 21:00 | 2034 | 7 | 0 | 0 | 0
2034-07-30 22:00 | 2034 | 7 | 0 | 0 | 0
2034-07-30 23:00 | 2034 | 7 | 0 | 0 | 0
2034-07-31 | 2034 | 7 | 0 | 0 | 0
2034-07-31 01:00 | 2034 | 7 | 0 | 0 | 0
2034-07-31 02:00 | 2034 | 7 | 0 | 0 | 0
2034-07-31 03:00 | 2034 | 7 | 0 | 0 | 0
2034-07-31 04:00 | 2034 | 7 | 0 | 0 | 0
2034-07-31 05:00 | 2034 | 7 | 0 | 0 | 0
2034-07-31 06:00 | 2034 | 7 | 0 | 0 | 0
2034-07-31 07:00 | 2034 | 7 | 0 | 0 | 0
2034-07-31 08:00 | 2034 | 7 | 0 | 0 | 0
2034-07-31 09:00 | 2034 | 7 | 0 | 0 | 0
2034-07-31 10:00 | 2034 | 7 | 0 | 0 | 0
2034-07-31 11:00 | 2034 | 7 | 0 | 0 | 0
2034-07-31 12:00 | 2034 | 7 | 0 | 0 | 0
2034-07-31 13:00 | 2034 | 7 | 0 | 0 | 0
2034-07-31 14:00 | 2034 | 7 | 0 | 0 | 0
2034-07-31 15:00 | 2034 | 7 | 0 | 0 | 0
2034-07-31 16:00 | 2034 | 7 | 0 | 0 | 0
2034-07-31 17:00 | 2034 | 7 | 0 | 0 | 0
2034-07-31 18:00 | 2034 | 7 | 0 | 0 | 0
2034-07-31 19:00 | 2034 | 7 | 0 | 0 | 0
2034-07-31 20:00 | 2034 | 7 | 0 | 0 | 0
2034-07-31 21:00 | 2034 | 7 | 0 | 0 | 0
2034-07-31 22:00 | 2034 | 7 | 0 | 0 | 0
2034-07-31 23:00 | 2034 | 7 | 0 | 0 | 0
2034-08-01 | 2034 | 8 | 0 | 0 | 0
2034-08-01 01:00 | 2034 | 8 | 0 | 0 | 0
2034-08-01 02:00 | 2034 | 8 | 0 | 0 | 0
2034-08-01 03:00 | 2034 | 8 | 0 | 0 | 0
2034-08-01 04:00 | 2034 | 8 | 0 | 0 | 0
2034-08-01 05:00 | 2034 | 8 | 0 | 0 | 0
2034-08-01 06:00 | 2034 | 8 | 0 | 0 | 0
2034-08-01 07:00 | 2034 | 8 | 0 | 0 | 0
2034-08-01 08:00 | 2034 | 8 | 0 | 0 | 0
2034-08-01 09:00 | 2034 | 8 | 0 | 0 | 0
2034-08-01 10:00 | 2034 | 8 | 0 | 0 | 0
2034-08-01 11:00 | 2034 | 8 | 0 | 0 | 0
2034-08-01 12:00 | 2034 | 8 | 0 | 0 | 0
2034-08-01 13:00 | 2034 | 8 | 0 | 0 | 0
2034-08-01 14:00 | 2034 | 8 | 0 | 0 | 0
2034-08-01 15:00 | 2034 | 8 | 0 | 0 | 0
2034-08-01 16:00 | 2034 | 8 | 0 | 0 | 0
2034-08-01 17:00 | 2034 | 8 | 0 | 0 | 0
2034-08-01 18:00 | 2034 | 8 | 0 | 0 | 0
2034-08-01 19:00 | 2034 | 8 | 0 | 0 | 0
2034-08-01 20:00 | 2034 | 8 | 0 | 0 | 0
2034-08-01 21:00 | 2034 | 8 | 0 | 0 | 0
2034-08-01 22:00 | 2034 | 8 | 0 | 0 | 0
2034-08-01 23:00 | 2034 | 8 | 0 | 0 | 0
2034-08-02 | 2034 | 8 | 0 | 0 | 0
2034-08-02 01:00 | 2034 | 8 | 0 | 0 | 0
2034-08-02 02:00 | 2034 | 8 | 0 | 0 | 0
2034-08-02 03:00 | 2034 | 8 | 0 | 0 | 0
2034-08-02 04:00 | 2034 | 8 | 0 | 0 | 0
2034-08-02 05:00 | 2034 | 8 | 0 | 0 | 0
2034-08-02 06:00 | 2034 | 8 | 0 | 0 | 0
2034-08-02 07:00 | 2034 | 8 | 0 | 0 | 0
2034-08-02 08:00 | 2034 | 8 | 0 | 0 | 0
2034-08-02 09:00 | 2034 | 8 | 0 | 0 | 0
2034-08-02 10:00 | 2034 | 8 | 0 | 0 | 0
2034-08-02 11:00 | 2034 | 8 | 0 | 0 | 0
2034-08-02 12:00 | 2034 | 8 | 0 | 0 | 0
2034-08-02 13:00 | 2034 | 8 | 0 | 0 | 0
2034-08-02 14:00 | 2034 | 8 | 0 | 0 | 0
2034-08-02 15:00 | 2034 | 8 | 0 | 0 | 0
2034-08-02 16:00 | 2034 | 8 | 0 | 0 | 0
2034-08-02 17:00 | 2034 | 8 | 0 | 0 | 0
2034-08-02 18:00 | 2034 | 8 | 0 | 0 | 0
2034-08-02 19:00 | 2034 | 8 | 0 | 0 | 0
2034-08-02 20:00 | 2034 | 8 | 0 | 0 | 0
2034-08-02 21:00 | 2034 | 8 | 0 | 0 | 0
2034-08-02 22:00 | 2034 | 8 | 0 | 0 | 0
2034-08-02 23:00 | 2034 | 8 | 0 | 0 | 0
2034-08-03 | 2034 | 8 | 0 | 0 | 0
2034-08-03 01:00 | 2034 | 8 | 0 | 0 | 0
2034-08-03 02:00 | 2034 | 8 | 0 | 0 | 0
2034-08-03 03:00 | 2034 | 8 | 0 | 0 | 0
2034-08-03 04:00 | 2034 | 8 | 0 | 0 | 0
2034-08-03 05:00 | 2034 | 8 | 0 | 0 | 0
2034-08-03 06:00 | 2034 | 8 | 0 | 0 | 0
2034-08-03 07:00 | 2034 | 8 | 0 | 0 | 0
2034-08-03 08:00 | 2034 | 8 | 0 | 0 | 0
2034-08-03 09:00 | 2034 | 8 | 0 | 0 | 0
2034-08-03 10:00 | 2034 | 8 | 0 | 0 | 0
2034-08-03 11:00 | 2034 | 8 | 0 | 0 | 0
2034-08-03 12:00 | 2034 | 8 | 0 | 0 | 0
2034-08-03 13:00 | 2034 | 8 | 0 | 0 | 0
2034-08-03 14:00 | 2034 | 8 | 0 | 0 | 0
2034-08-03 15:00 | 2034 | 8 | 0 | 0 | 0
2034-08-03 16:00 | 2034 | 8 | 0 | 0 | 0
2034-08-03 17:00 | 2034 | 8 | 0 | 0 | 0
2034-08-03 18:00 | 2034 | 8 | 0 | 0 | 0
2034-08-03 19:00 | 2034 | 8 | 0 | 0 | 0
2034-08-03 20:00 | 2034 | 8 | 0 | 0 | 0
2034-08-03 21:00 | 2034 | 8 | 0 | 0 | 0
2034-08-03 22:00 | 2034 | 8 | 0 | 0 | 0
2034-08-03 23:00 | 2034 | 8 | 0 | 0 | 0
2034-08-04 | 2034 | 8 | 0 | 0 | 0
2034-08-04 01:00 | 2034 | 8 | 0 | 0 | 0
2034-08-04 02:00 | 2034 | 8 | 0 | 0 | 0
2034-08-04 03:00 | 2034 | 8 | 0 | 0 | 0
2034-08-04 04:00 | 2034 | 8 | 0 | 0 | 0
2034-08-04 05:00 | 2034 | 8 | 0 | 0 | 0
2034-08-04 06:00 | 2034 | 8 | 0 | 0 | 0
2034-08-04 07:00 | 2034 | 8 | 0 | 0 | 0
2034-08-04 08:00 | 2034 | 8 | 0 | 0 | 0
2034-08-04 09:00 | 2034 | 8 | 0 | 0 | 0
2034-08-04 10:00 | 2034 | 8 | 0 | 0 | 0
2034-08-04 11:00 | 2034 | 8 | 0 | 0 | 0
2034-08-04 12:00 | 2034 | 8 | 0 | 0 | 0
2034-08-04 13:00 | 2034 | 8 | 0 | 0 | 0
2034-08-04 14:00 | 2034 | 8 | 0 | 0 | 0
2034-08-04 15:00 | 2034 | 8 | 0 | 0 | 0
2034-08-04 16:00 | 2034 | 8 | 0 | 0 | 0
2034-08-04 17:00 | 2034 | 8 | 0 | 0 | 0
2034-08-04 18:00 | 2034 | 8 | 0 | 0 | 0
2034-08-04 19:00 | 2034 | 8 | 0 | 0 | 0
2034-08-04 20:00 | 2034 | 8 | 0 | 0 | 0
2034-08-04 21:00 | 2034 | 8 | 0 | 0 | 0
2034-08-04 22:00 | 2034 | 8 | 0 | 0 | 0
2034-08-04 23:00 | 2034 | 8 | 0 | 0 | 0
2034-08-05 | 2034 | 8 | 0 | 0 | 0
2034-08-05 01:00 | 2034 | 8 | 0 | 0 | 0
2034-08-05 02:00 | 2034 | 8 | 0 | 0 | 0
2034-08-05 03:00 | 2034 | 8 | 0 | 0 | 0
2034-08-05 04:00 | 2034 | 8 | 0 | 0 | 0
2034-08-05 05:00 | 2034 | 8 | 0 | 0 | 0
2034-08-05 06:00 | 2034 | 8 | 0 | 0 | 0
2034-08-05 07:00 | 2034 | 8 | 0 | 0 | 0
2034-08-05 08:00 | 2034 | 8 | 0 | 0 | 0
2034-08-05 09:00 | 2034 | 8 | 0 | 0 | 0
2034-08-05 10:00 | 2034 | 8 | 0 | 0 | 0
2034-08-05 11:00 | 2034 | 8 | 0 | 0 | 0
2034-08-05 12:00 | 2034 | 8 | 0 | 0 | 0
2034-08-05 13:00 | 2034 | 8 | 0 | 0 | 0
2034-08-05 14:00 | 2034 | 8 | 0 | 0 | 0
2034-08-05 15:00 | 2034 | 8 | 0 | 0 | 0
2034-08-05 16:00 | 2034 | 8 | 0 | 0 | 0
2034-08-05 17:00 | 2034 | 8 | 0 | 0 | 0
2034-08-05 18:00 | 2034 | 8 | 0 | 0 | 0
2034-08-05 19:00 | 2034 | 8 | 0 | 0 | 0
2034-08-05 20:00 | 2034 | 8 | 0 | 0 | 0
2034-08-05 21:00 | 2034 | 8 | 0 | 0 | 0
2034-08-05 22:00 | 2034 | 8 | 0 | 0 | 0
2034-08-05 23:00 | 2034 | 8 | 0 | 0 | 0
2034-08-06 | 2034 | 8 | 0 | 0 | 0
2034-08-06 01:00 | 2034 | 8 | 0 | 0 | 0
2034-08-06 02:00 | 2034 | 8 | 0 | 0 | 0
2034-08-06 03:00 | 2034 | 8 | 0 | 0 | 0
2034-08-06 04:00 | 2034 | 8 | 0 | 0 | 0
2034-08-06 05:00 | 2034 | 8 | 0 | 0 | 0
2034-08-06 06:00 | 2034 | 8 | 0 | 0 | 0
2034-08-06 07:00 | 2034 | 8 | 0 | 0 | 0
2034-08-06 08:00 | 2034 | 8 | 0 | 0 | 0
2034-08-06 09:00 | 2034 | 8 | 0 | 0 | 0
2034-08-06 10:00 | 2034 | 8 | 0 | 0 | 0
2034-08-06 11:00 | 2034 | 8 | 0 | 0 | 0
2034-08-06 12:00 | 2034 | 8 | 0 | 0 | 0
2034-08-06 13:00 | 2034 | 8 | 0 | 0 | 0
2034-08-06 14:00 | 2034 | 8 | 0 | 0 | 0
2034-08-06 15:00 | 2034 | 8 | 0 | 0 | 0
2034-08-06 16:00 | 2034 | 8 | 0 | 0 | 0
2034-08-06 17:00 | 2034 | 8 | 0 | 0 | 0
2034-08-06 18:00 | 2034 | 8 | 0 | 0 | 0
2034-08-06 19:00 | 2034 | 8 | 0 | 0 | 0
2034-08-06 20:00 | 2034 | 8 | 0 | 0 | 0
2034-08-06 21:00 | 2034 | 8 | 0 | 0 | 0
2034-08-06 22:00 | 2034 | 8 | 0 | 0 | 0
2034-08-06 23:00 | 2034 | 8 | 0 | 0 | 0
2034-08-07 | 2034 | 8 | 0 | 0 | 0
2034-08-07 01:00 | 2034 | 8 | 0 | 0 | 0
2034-08-07 02:00 | 2034 | 8 | 0 | 0 | 0
2034-08-07 03:00 | 2034 | 8 | 0 | 0 | 0
2034-08-07 04:00 | 2034 | 8 | 0 | 0 | 0
2034-08-07 05:00 | 2034 | 8 | 0 | 0 | 0
2034-08-07 06:00 | 2034 | 8 | 0 | 0 | 0
2034-08-07 07:00 | 2034 | 8 | 0 | 0 | 0
2034-08-07 08:00 | 2034 | 8 | 0 | 0 | 0
2034-08-07 09:00 | 2034 | 8 | 0 | 0 | 0
2034-08-07 10:00 | 2034 | 8 | 0 | 0 | 0
2034-08-07 11:00 | 2034 | 8 | 0 | 0 | 0
2034-08-07 12:00 | 2034 | 8 | 0 | 0 | 0
2034-08-07 13:00 | 2034 | 8 | 0 | 0 | 0
2034-08-07 14:00 | 2034 | 8 | 0 | 0 | 0
2034-08-07 15:00 | 2034 | 8 | 0 | 0 | 0
2034-08-07 16:00 | 2034 | 8 | 0 | 0 | 0
2034-08-07 17:00 | 2034 | 8 | 0 | 0 | 0
2034-08-07 18:00 | 2034 | 8 | 0 | 0 | 0
2034-08-07 19:00 | 2034 | 8 | 0 | 0 | 0
2034-08-07 20:00 | 2034 | 8 | 0 | 0 | 0
2034-08-07 21:00 | 2034 | 8 | 0 | 0 | 0
2034-08-07 22:00 | 2034 | 8 | 0 | 0 | 0
2034-08-07 23:00 | 2034 | 8 | 0 | 0 | 0
2034-08-08 | 2034 | 8 | 0 | 0 | 0
2034-08-08 01:00 | 2034 | 8 | 0 | 0 | 0
2034-08-08 02:00 | 2034 | 8 | 0 | 0 | 0
2034-08-08 03:00 | 2034 | 8 | 0 | 0 | 0
2034-08-08 04:00 | 2034 | 8 | 0 | 0 | 0
2034-08-08 05:00 | 2034 | 8 | 0 | 0 | 0
2034-08-08 06:00 | 2034 | 8 | 0 | 0 | 0
2034-08-08 07:00 | 2034 | 8 | 0 | 0 | 0
2034-08-08 08:00 | 2034 | 8 | 0 | 0 | 0
2034-08-08 09:00 | 2034 | 8 | 0 | 0 | 0
2034-08-08 10:00 | 2034 | 8 | 0 | 0 | 0
2034-08-08 11:00 | 2034 | 8 | 0 | 0 | 0
2034-08-08 12:00 | 2034 | 8 | 0 | 0 | 0
2034-08-08 13:00 | 2034 | 8 | 0 | 0 | 0
2034-08-08 14:00 | 2034 | 8 | 0 | 0 | 0
2034-08-08 15:00 | 2034 | 8 | 0 | 0 | 0
2034-08-08 16:00 | 2034 | 8 | 0 | 0 | 0
2034-08-08 17:00 | 2034 | 8 | 0 | 0 | 0
2034-08-08 18:00 | 2034 | 8 | 0 | 0 | 0
2034-08-08 19:00 | 2034 | 8 | 0 | 0 | 0
2034-08-08 20:00 | 2034 | 8 | 0 | 0 | 0
2034-08-08 21:00 | 2034 | 8 | 0 | 0 | 0
2034-08-08 22:00 | 2034 | 8 | 0 | 0 | 0
2034-08-08 23:00 | 2034 | 8 | 0 | 0 | 0
2034-08-09 | 2034 | 8 | 0 | 0 | 0
2034-08-09 01:00 | 2034 | 8 | 0 | 0 | 0
2034-08-09 02:00 | 2034 | 8 | 0 | 0 | 0
2034-08-09 03:00 | 2034 | 8 | 0 | 0 | 0
2034-08-09 04:00 | 2034 | 8 | 0 | 0 | 0
2034-08-09 05:00 | 2034 | 8 | 0 | 0 | 0
2034-08-09 06:00 | 2034 | 8 | 0 | 0 | 0
2034-08-09 07:00 | 2034 | 8 | 0 | 0 | 0
2034-08-09 08:00 | 2034 | 8 | 0 | 0 | 0
2034-08-09 09:00 | 2034 | 8 | 0 | 0 | 0
2034-08-09 10:00 | 2034 | 8 | 0 | 0 | 0
2034-08-09 11:00 | 2034 | 8 | 0 | 0 | 0
2034-08-09 12:00 | 2034 | 8 | 0 | 0 | 0
2034-08-09 13:00 | 2034 | 8 | 0 | 0 | 0
2034-08-09 14:00 | 2034 | 8 | 0 | 0 | 0
2034-08-09 15:00 | 2034 | 8 | 0 | 0 | 0
2034-08-09 16:00 | 2034 | 8 | 0 | 0 | 0
2034-08-09 17:00 | 2034 | 8 | 0 | 0 | 0
2034-08-09 18:00 | 2034 | 8 | 0 | 0 | 0
2034-08-09 19:00 | 2034 | 8 | 0 | 0 | 0
2034-08-09 20:00 | 2034 | 8 | 0 | 0 | 0
2034-08-09 21:00 | 2034 | 8 | 0 | 0 | 0
2034-08-09 22:00 | 2034 | 8 | 0 | 0 | 0
2034-08-09 23:00 | 2034 | 8 | 0 | 0 | 0
2034-08-10 | 2034 | 8 | 0 | 0 | 0
2034-08-10 01:00 | 2034 | 8 | 0 | 0 | 0
2034-08-10 02:00 | 2034 | 8 | 0 | 0 | 0
2034-08-10 03:00 | 2034 | 8 | 0 | 0 | 0
2034-08-10 04:00 | 2034 | 8 | 0 | 0 | 0
2034-08-10 05:00 | 2034 | 8 | 0 | 0 | 0
2034-08-10 06:00 | 2034 | 8 | 0 | 0 | 0
2034-08-10 07:00 | 2034 | 8 | 0 | 0 | 0
2034-08-10 08:00 | 2034 | 8 | 0 | 0 | 0
2034-08-10 09:00 | 2034 | 8 | 0 | 0 | 0
2034-08-10 10:00 | 2034 | 8 | 0 | 0 | 0
2034-08-10 11:00 | 2034 | 8 | 0 | 0 | 0
2034-08-10 12:00 | 2034 | 8 | 0 | 0 | 0
2034-08-10 13:00 | 2034 | 8 | 0 | 0 | 0
2034-08-10 14:00 | 2034 | 8 | 0 | 0 | 0
2034-08-10 15:00 | 2034 | 8 | 0 | 0 | 0
2034-08-10 16:00 | 2034 | 8 | 0 | 0 | 0
2034-08-10 17:00 | 2034 | 8 | 0 | 0 | 0
2034-08-10 18:00 | 2034 | 8 | 0 | 0 | 0
2034-08-10 19:00 | 2034 | 8 | 0 | 0 | 0
2034-08-10 20:00 | 2034 | 8 | 0 | 0 | 0
2034-08-10 21:00 | 2034 | 8 | 0 | 0 | 0
2034-08-10 22:00 | 2034 | 8 | 0 | 0 | 0
2034-08-10 23:00 | 2034 | 8 | 0 | 0 | 0
2034-08-11 | 2034 | 8 | 0 | 0 | 0
2034-08-11 01:00 | 2034 | 8 | 0 | 0 | 0
2034-08-11 02:00 | 2034 | 8 | 0 | 0 | 0
2034-08-11 03:00 | 2034 | 8 | 0 | 0 | 0
2034-08-11 04:00 | 2034 | 8 | 0 | 0 | 0
2034-08-11 05:00 | 2034 | 8 | 0 | 0 | 0
2034-08-11 06:00 | 2034 | 8 | 0 | 0 | 0
2034-08-11 07:00 | 2034 | 8 | 0 | 0 | 0
2034-08-11 08:00 | 2034 | 8 | 0 | 0 | 0
2034-08-11 09:00 | 2034 | 8 | 0 | 0 | 0
2034-08-11 10:00 | 2034 | 8 | 0 | 0 | 0
2034-08-11 11:00 | 2034 | 8 | 0 | 0 | 0
2034-08-11 12:00 | 2034 | 8 | 0 | 0 | 0
2034-08-11 13:00 | 2034 | 8 | 0 | 0 | 0
2034-08-11 14:00 | 2034 | 8 | 0 | 0 | 0
2034-08-11 15:00 | 2034 | 8 | 0 | 0 | 0
2034-08-11 16:00 | 2034 | 8 | 0 | 0 | 0
2034-08-11 17:00 | 2034 | 8 | 0 | 0 | 0
2034-08-11 18:00 | 2034 | 8 | 0 | 0 | 0
2034-08-11 19:00 | 2034 | 8 | 0 | 0 | 0
2034-08-11 20:00 | 2034 | 8 | 0 | 0 | 0
2034-08-11 21:00 | 2034 | 8 | 0 | 0 | 0
2034-08-11 22:00 | 2034 | 8 | 0 | 0 | 0
2034-08-11 23:00 | 2034 | 8 | 0 | 0 | 0
2034-08-12 | 2034 | 8 | 0 | 0 | 0
2034-08-12 01:00 | 2034 | 8 | 0 | 0 | 0
2034-08-12 02:00 | 2034 | 8 | 0 | 0 | 0
2034-08-12 03:00 | 2034 | 8 | 0 | 0 | 0
2034-08-12 04:00 | 2034 | 8 | 0 | 0 | 0
2034-08-12 05:00 | 2034 | 8 | 0 | 0 | 0
2034-08-12 06:00 | 2034 | 8 | 0 | 0 | 0
2034-08-12 07:00 | 2034 | 8 | 0 | 0 | 0
2034-08-12 08:00 | 2034 | 8 | 0 | 0 | 0
2034-08-12 09:00 | 2034 | 8 | 0 | 0 | 0
2034-08-12 10:00 | 2034 | 8 | 0 | 0 | 0
2034-08-12 11:00 | 2034 | 8 | 0 | 0 | 0
2034-08-12 12:00 | 2034 | 8 | 0 | 0 | 0
2034-08-12 13:00 | 2034 | 8 | 0 | 0 | 0
2034-08-12 14:00 | 2034 | 8 | 0 | 0 | 0
2034-08-12 15:00 | 2034 | 8 | 0 | 0 | 0
2034-08-12 16:00 | 2034 | 8 | 0 | 0 | 0
2034-08-12 17:00 | 2034 | 8 | 0 | 0 | 0
2034-08-12 18:00 | 2034 | 8 | 0 | 0 | 0
2034-08-12 19:00 | 2034 | 8 | 0 | 0 | 0
2034-08-12 20:00 | 2034 | 8 | 0 | 0 | 0
2034-08-12 21:00 | 2034 | 8 | 0 | 0 | 0
2034-08-12 22:00 | 2034 | 8 | 0 | 0 | 0
2034-08-12 23:00 | 2034 | 8 | 0 | 0 | 0
2034-08-13 | 2034 | 8 | 0 | 0 | 0
2034-08-13 01:00 | 2034 | 8 | 0 | 0 | 0
2034-08-13 02:00 | 2034 | 8 | 0 | 0 | 0
2034-08-13 03:00 | 2034 | 8 | 0 | 0 | 0
2034-08-13 04:00 | 2034 | 8 | 0 | 0 | 0
2034-08-13 05:00 | 2034 | 8 | 0 | 0 | 0
2034-08-13 06:00 | 2034 | 8 | 0 | 0 | 0
2034-08-13 07:00 | 2034 | 8 | 0 | 0 | 0
2034-08-13 08:00 | 2034 | 8 | 0 | 0 | 0
2034-08-13 09:00 | 2034 | 8 | 0 | 0 | 0
2034-08-13 10:00 | 2034 | 8 | 0 | 0 | 0
2034-08-13 11:00 | 2034 | 8 | 0 | 0 | 0
2034-08-13 12:00 | 2034 | 8 | 0 | 0 | 0
2034-08-13 13:00 | 2034 | 8 | 0 | 0 | 0
2034-08-13 14:00 | 2034 | 8 | 0 | 0 | 0
2034-08-13 15:00 | 2034 | 8 | 0 | 0 | 0
2034-08-13 16:00 | 2034 | 8 | 0 | 0 | 0
2034-08-13 17:00 | 2034 | 8 | 0 | 0 | 0
2034-08-13 18:00 | 2034 | 8 | 0 | 0 | 0
2034-08-13 19:00 | 2034 | 8 | 0 | 0 | 0
2034-08-13 20:00 | 2034 | 8 | 0 | 0 | 0
2034-08-13 21:00 | 2034 | 8 | 0 | 0 | 0
2034-08-13 22:00 | 2034 | 8 | 0 | 0 | 0
2034-08-13 23:00 | 2034 | 8 | 0 | 0 | 0
2034-08-14 | 2034 | 8 | 0 | 0 | 0
2034-08-14 01:00 | 2034 | 8 | 0 | 0 | 0
2034-08-14 02:00 | 2034 | 8 | 0 | 0 | 0
2034-08-14 03:00 | 2034 | 8 | 0 | 0 | 0
2034-08-14 04:00 | 2034 | 8 | 0 | 0 | 0
2034-08-14 05:00 | 2034 | 8 | 0 | 0 | 0
2034-08-14 06:00 | 2034 | 8 | 0 | 0 | 0
2034-08-14 07:00 | 2034 | 8 | 0 | 0 | 0
2034-08-14 08:00 | 2034 | 8 | 0 | 0 | 0
2034-08-14 09:00 | 2034 | 8 | 0 | 0 | 0
2034-08-14 10:00 | 2034 | 8 | 0 | 0 | 0
2034-08-14 11:00 | 2034 | 8 | 0 | 0 | 0
2034-08-14 12:00 | 2034 | 8 | 0 | 0 | 0
2034-08-14 13:00 | 2034 | 8 | 0 | 0 | 0
2034-08-14 14:00 | 2034 | 8 | 0 | 0 | 0
2034-08-14 15:00 | 2034 | 8 | 0 | 0 | 0
2034-08-14 16:00 | 2034 | 8 | 0 | 0 | 0
2034-08-14 17:00 | 2034 | 8 | 0 | 0 | 0
2034-08-14 18:00 | 2034 | 8 | 0 | 0 | 0
2034-08-14 19:00 | 2034 | 8 | 0 | 0 | 0
2034-08-14 20:00 | 2034 | 8 | 0 | 0 | 0
2034-08-14 21:00 | 2034 | 8 | 0 | 0 | 0
2034-08-14 22:00 | 2034 | 8 | 0 | 0 | 0
2034-08-14 23:00 | 2034 | 8 | 0 | 0 | 0
2034-08-15 | 2034 | 8 | 0 | 0 | 0
2034-08-15 01:00 | 2034 | 8 | 0 | 0 | 0
2034-08-15 02:00 | 2034 | 8 | 0 | 0 | 0
2034-08-15 03:00 | 2034 | 8 | 0 | 0 | 0
2034-08-15 04:00 | 2034 | 8 | 0 | 0 | 0
2034-08-15 05:00 | 2034 | 8 | 0 | 0 | 0
2034-08-15 06:00 | 2034 | 8 | 0 | 0 | 0
2034-08-15 07:00 | 2034 | 8 | 0 | 0 | 0
2034-08-15 08:00 | 2034 | 8 | 0 | 0 | 0
2034-08-15 09:00 | 2034 | 8 | 0 | 0 | 0
2034-08-15 10:00 | 2034 | 8 | 0 | 0 | 0
2034-08-15 11:00 | 2034 | 8 | 0 | 0 | 0
2034-08-15 12:00 | 2034 | 8 | 0 | 0 | 0
2034-08-15 13:00 | 2034 | 8 | 0 | 0 | 0
2034-08-15 14:00 | 2034 | 8 | 0 | 0 | 0
2034-08-15 15:00 | 2034 | 8 | 0 | 0 | 0
2034-08-15 16:00 | 2034 | 8 | 0 | 0 | 0
2034-08-15 17:00 | 2034 | 8 | 0 | 0 | 0
2034-08-15 18:00 | 2034 | 8 | 0 | 0 | 0
2034-08-15 19:00 | 2034 | 8 | 0 | 0 | 0
2034-08-15 20:00 | 2034 | 8 | 0 | 0 | 0
2034-08-15 21:00 | 2034 | 8 | 0 | 0 | 0
2034-08-15 22:00 | 2034 | 8 | 0 | 0 | 0
2034-08-15 23:00 | 2034 | 8 | 0 | 0 | 0
2034-08-16 | 2034 | 8 | 0 | 0 | 0
2034-08-16 01:00 | 2034 | 8 | 0 | 0 | 0
2034-08-16 02:00 | 2034 | 8 | 0 | 0 | 0
2034-08-16 03:00 | 2034 | 8 | 0 | 0 | 0
2034-08-16 04:00 | 2034 | 8 | 0 | 0 | 0
2034-08-16 05:00 | 2034 | 8 | 0 | 0 | 0
2034-08-16 06:00 | 2034 | 8 | 0 | 0 | 0
2034-08-16 07:00 | 2034 | 8 | 0 | 0 | 0
2034-08-16 08:00 | 2034 | 8 | 0 | 0 | 0
2034-08-16 09:00 | 2034 | 8 | 0 | 0 | 0
2034-08-16 10:00 | 2034 | 8 | 0 | 0 | 0
2034-08-16 11:00 | 2034 | 8 | 0 | 0 | 0
2034-08-16 12:00 | 2034 | 8 | 0 | 0 | 0
2034-08-16 13:00 | 2034 | 8 | 0 | 0 | 0
2034-08-16 14:00 | 2034 | 8 | 0 | 0 | 0
2034-08-16 15:00 | 2034 | 8 | 0 | 0 | 0
2034-08-16 16:00 | 2034 | 8 | 0 | 0 | 0
2034-08-16 17:00 | 2034 | 8 | 0 | 0 | 0
2034-08-16 18:00 | 2034 | 8 | 0 | 0 | 0
2034-08-16 19:00 | 2034 | 8 | 0 | 0 | 0
2034-08-16 20:00 | 2034 | 8 | 0 | 0 | 0
2034-08-16 21:00 | 2034 | 8 | 0 | 0 | 0
2034-08-16 22:00 | 2034 | 8 | 0 | 0 | 0
2034-08-16 23:00 | 2034 | 8 | 0 | 0 | 0
2034-08-17 | 2034 | 8 | 0 | 0 | 0
2034-08-17 01:00 | 2034 | 8 | 0 | 0 | 0
2034-08-17 02:00 | 2034 | 8 | 0 | 0 | 0
2034-08-17 03:00 | 2034 | 8 | 0 | 0 | 0
2034-08-17 04:00 | 2034 | 8 | 0 | 0 | 0
2034-08-17 05:00 | 2034 | 8 | 0 | 0 | 0
2034-08-17 06:00 | 2034 | 8 | 0 | 0 | 0
2034-08-17 07:00 | 2034 | 8 | 0 | 0 | 0
2034-08-17 08:00 | 2034 | 8 | 0 | 0 | 0
2034-08-17 09:00 | 2034 | 8 | 0 | 0 | 0
2034-08-17 10:00 | 2034 | 8 | 0 | 0 | 0
2034-08-17 11:00 | 2034 | 8 | 0 | 0 | 0
2034-08-17 12:00 | 2034 | 8 | 0 | 0 | 0
2034-08-17 13:00 | 2034 | 8 | 0 | 0 | 0
2034-08-17 14:00 | 2034 | 8 | 0 | 0 | 0
2034-08-17 15:00 | 2034 | 8 | 0 | 0 | 0
2034-08-17 16:00 | 2034 | 8 | 0 | 0 | 0
2034-08-17 17:00 | 2034 | 8 | 0 | 0 | 0
2034-08-17 18:00 | 2034 | 8 | 0 | 0 | 0
2034-08-17 19:00 | 2034 | 8 | 0 | 0 | 0
2034-08-17 20:00 | 2034 | 8 | 0 | 0 | 0
2034-08-17 21:00 | 2034 | 8 | 0 | 0 | 0
2034-08-17 22:00 | 2034 | 8 | 0 | 0 | 0
2034-08-17 23:00 | 2034 | 8 | 0 | 0 | 0
2034-08-18 | 2034 | 8 | 0 | 0 | 0
2034-08-18 01:00 | 2034 | 8 | 0 | 0 | 0
2034-08-18 02:00 | 2034 | 8 | 0 | 0 | 0
2034-08-18 03:00 | 2034 | 8 | 0 | 0 | 0
2034-08-18 04:00 | 2034 | 8 | 0 | 0 | 0
2034-08-18 05:00 | 2034 | 8 | 0 | 0 | 0
2034-08-18 06:00 | 2034 | 8 | 0 | 0 | 0
2034-08-18 07:00 | 2034 | 8 | 0 | 0 | 0
2034-08-18 08:00 | 2034 | 8 | 0 | 0 | 0
2034-08-18 09:00 | 2034 | 8 | 0 | 0 | 0
2034-08-18 10:00 | 2034 | 8 | 0 | 0 | 0
2034-08-18 11:00 | 2034 | 8 | 0 | 0 | 0
2034-08-18 12:00 | 2034 | 8 | 0 | 0 | 0
2034-08-18 13:00 | 2034 | 8 | 0 | 0 | 0
2034-08-18 14:00 | 2034 | 8 | 0 | 0 | 0
2034-08-18 15:00 | 2034 | 8 | 0 | 0 | 0
2034-08-18 16:00 | 2034 | 8 | 0 | 0 | 0
2034-08-18 17:00 | 2034 | 8 | 0 | 0 | 0
2034-08-18 18:00 | 2034 | 8 | 0 | 0 | 0
2034-08-18 19:00 | 2034 | 8 | 0 | 0 | 0
2034-08-18 20:00 | 2034 | 8 | 0 | 0 | 0
2034-08-18 21:00 | 2034 | 8 | 0 | 0 | 0
2034-08-18 22:00 | 2034 | 8 | 0 | 0 | 0
2034-08-18 23:00 | 2034 | 8 | 0 | 0 | 0
2034-08-19 | 2034 | 8 | 0 | 0 | 0
2034-08-19 01:00 | 2034 | 8 | 0 | 0 | 0
2034-08-19 02:00 | 2034 | 8 | 0 | 0 | 0
2034-08-19 03:00 | 2034 | 8 | 0 | 0 | 0
2034-08-19 04:00 | 2034 | 8 | 0 | 0 | 0
2034-08-19 05:00 | 2034 | 8 | 0 | 0 | 0
2034-08-19 06:00 | 2034 | 8 | 0 | 0 | 0
2034-08-19 07:00 | 2034 | 8 | 0 | 0 | 0
2034-08-19 08:00 | 2034 | 8 | 0 | 0 | 0
2034-08-19 09:00 | 2034 | 8 | 0 | 0 | 0
2034-08-19 10:00 | 2034 | 8 | 0 | 0 | 0
2034-08-19 11:00 | 2034 | 8 | 0 | 0 | 0
2034-08-19 12:00 | 2034 | 8 | 0 | 0 | 0
2034-08-19 13:00 | 2034 | 8 | 0 | 0 | 0
2034-08-19 14:00 | 2034 | 8 | 0 | 0 | 0
2034-08-19 15:00 | 2034 | 8 | 0 | 0 | 0
2034-08-19 16:00 | 2034 | 8 | 0 | 0 | 0
2034-08-19 17:00 | 2034 | 8 | 0 | 0 | 0
2034-08-19 18:00 | 2034 | 8 | 0 | 0 | 0
2034-08-19 19:00 | 2034 | 8 | 0 | 0 | 0
2034-08-19 20:00 | 2034 | 8 | 0 | 0 | 0
2034-08-19 21:00 | 2034 | 8 | 0 | 0 | 0
2034-08-19 22:00 | 2034 | 8 | 0 | 0 | 0
2034-08-19 23:00 | 2034 | 8 | 0 | 0 | 0
2034-08-20 | 2034 | 8 | 0 | 0 | 0
2034-08-20 01:00 | 2034 | 8 | 0 | 0 | 0
2034-08-20 02:00 | 2034 | 8 | 0 | 0 | 0
2034-08-20 03:00 | 2034 | 8 | 0 | 0 | 0
2034-08-20 04:00 | 2034 | 8 | 0 | 0 | 0
2034-08-20 05:00 | 2034 | 8 | 0 | 0 | 0
2034-08-20 06:00 | 2034 | 8 | 0 | 0 | 0
2034-08-20 07:00 | 2034 | 8 | 0 | 0 | 0
2034-08-20 08:00 | 2034 | 8 | 0 | 0 | 0
2034-08-20 09:00 | 2034 | 8 | 0 | 0 | 0
2034-08-20 10:00 | 2034 | 8 | 0 | 0 | 0
2034-08-20 11:00 | 2034 | 8 | 0 | 0 | 0
2034-08-20 12:00 | 2034 | 8 | 0 | 0 | 0
2034-08-20 13:00 | 2034 | 8 | 0 | 0 | 0
2034-08-20 14:00 | 2034 | 8 | 0 | 0 | 0
2034-08-20 15:00 | 2034 | 8 | 0 | 0 | 0
2034-08-20 16:00 | 2034 | 8 | 0 | 0 | 0
2034-08-20 17:00 | 2034 | 8 | 0 | 0 | 0
2034-08-20 18:00 | 2034 | 8 | 0 | 0 | 0
2034-08-20 19:00 | 2034 | 8 | 0 | 0 | 0
2034-08-20 20:00 | 2034 | 8 | 0 | 0 | 0
2034-08-20 21:00 | 2034 | 8 | 0 | 0 | 0
2034-08-20 22:00 | 2034 | 8 | 0 | 0 | 0
2034-08-20 23:00 | 2034 | 8 | 0 | 0 | 0
2034-08-21 | 2034 | 8 | 0 | 0 | 0
2034-08-21 01:00 | 2034 | 8 | 0 | 0 | 0
2034-08-21 02:00 | 2034 | 8 | 0 | 0 | 0
2034-08-21 03:00 | 2034 | 8 | 0 | 0 | 0
2034-08-21 04:00 | 2034 | 8 | 0 | 0 | 0
2034-08-21 05:00 | 2034 | 8 | 0 | 0 | 0
2034-08-21 06:00 | 2034 | 8 | 0 | 0 | 0
2034-08-21 07:00 | 2034 | 8 | 0 | 0 | 0
2034-08-21 08:00 | 2034 | 8 | 0 | 0 | 0
2034-08-21 09:00 | 2034 | 8 | 0 | 0 | 0
2034-08-21 10:00 | 2034 | 8 | 0 | 0 | 0
2034-08-21 11:00 | 2034 | 8 | 0 | 0 | 0
2034-08-21 12:00 | 2034 | 8 | 0 | 0 | 0
2034-08-21 13:00 | 2034 | 8 | 0 | 0 | 0
2034-08-21 14:00 | 2034 | 8 | 0 | 0 | 0
2034-08-21 15:00 | 2034 | 8 | 0 | 0 | 0
2034-08-21 16:00 | 2034 | 8 | 0 | 0 | 0
2034-08-21 17:00 | 2034 | 8 | 0 | 0 | 0
2034-08-21 18:00 | 2034 | 8 | 0 | 0 | 0
2034-08-21 19:00 | 2034 | 8 | 0 | 0 | 0
2034-08-21 20:00 | 2034 | 8 | 0 | 0 | 0
2034-08-21 21:00 | 2034 | 8 | 0 | 0 | 0
2034-08-21 22:00 | 2034 | 8 | 0 | 0 | 0
2034-08-21 23:00 | 2034 | 8 | 0 | 0 | 0
2034-08-22 | 2034 | 8 | 0 | 0 | 0
2034-08-22 01:00 | 2034 | 8 | 0 | 0 | 0
2034-08-22 02:00 | 2034 | 8 | 0 | 0 | 0
2034-08-22 03:00 | 2034 | 8 | 0 | 0 | 0
2034-08-22 04:00 | 2034 | 8 | 0 | 0 | 0
2034-08-22 05:00 | 2034 | 8 | 0 | 0 | 0
2034-08-22 06:00 | 2034 | 8 | 0 | 0 | 0
2034-08-22 07:00 | 2034 | 8 | 0 | 0 | 0
2034-08-22 08:00 | 2034 | 8 | 0 | 0 | 0
2034-08-22 09:00 | 2034 | 8 | 0 | 0 | 0
2034-08-22 10:00 | 2034 | 8 | 0 | 0 | 0
2034-08-22 11:00 | 2034 | 8 | 0 | 0 | 0
2034-08-22 12:00 | 2034 | 8 | 0 | 0 | 0
2034-08-22 13:00 | 2034 | 8 | 0 | 0 | 0
2034-08-22 14:00 | 2034 | 8 | 0 | 0 | 0
2034-08-22 15:00 | 2034 | 8 | 0 | 0 | 0
2034-08-22 16:00 | 2034 | 8 | 0 | 0 | 0
2034-08-22 17:00 | 2034 | 8 | 0 | 0 | 0
2034-08-22 18:00 | 2034 | 8 | 0 | 0 | 0
2034-08-22 19:00 | 2034 | 8 | 0 | 0 | 0
2034-08-22 20:00 | 2034 | 8 | 0 | 0 | 0
2034-08-22 21:00 | 2034 | 8 | 0 | 0 | 0
2034-08-22 22:00 | 2034 | 8 | 0 | 0 | 0
2034-08-22 23:00 | 2034 | 8 | 0 | 0 | 0
2034-08-23 | 2034 | 8 | 0 | 0 | 0
2034-08-23 01:00 | 2034 | 8 | 0 | 0 | 0
2034-08-23 02:00 | 2034 | 8 | 0 | 0 | 0
2034-08-23 03:00 | 2034 | 8 | 0 | 0 | 0
2034-08-23 04:00 | 2034 | 8 | 0 | 0 | 0
2034-08-23 05:00 | 2034 | 8 | 0 | 0 | 0
2034-08-23 06:00 | 2034 | 8 | 0 | 0 | 0
2034-08-23 07:00 | 2034 | 8 | 0 | 0 | 0
2034-08-23 08:00 | 2034 | 8 | 0 | 0 | 0
2034-08-23 09:00 | 2034 | 8 | 0 | 0 | 0
2034-08-23 10:00 | 2034 | 8 | 0 | 0 | 0
2034-08-23 11:00 | 2034 | 8 | 0 | 0 | 0
2034-08-23 12:00 | 2034 | 8 | 0 | 0 | 0
2034-08-23 13:00 | 2034 | 8 | 0 | 0 | 0
2034-08-23 14:00 | 2034 | 8 | 0 | 0 | 0
2034-08-23 15:00 | 2034 | 8 | 0 | 0 | 0
2034-08-23 16:00 | 2034 | 8 | 0 | 0 | 0
2034-08-23 17:00 | 2034 | 8 | 0 | 0 | 0
2034-08-23 18:00 | 2034 | 8 | 0 | 0 | 0
2034-08-23 19:00 | 2034 | 8 | 0 | 0 | 0
2034-08-23 20:00 | 2034 | 8 | 0 | 0 | 0
2034-08-23 21:00 | 2034 | 8 | 0 | 0 | 0
2034-08-23 22:00 | 2034 | 8 | 0 | 0 | 0
2034-08-23 23:00 | 2034 | 8 | 0 | 0 | 0
2034-08-24 | 2034 | 8 | 0 | 0 | 0
2034-08-24 01:00 | 2034 | 8 | 0 | 0 | 0
2034-08-24 02:00 | 2034 | 8 | 0 | 0 | 0
2034-08-24 03:00 | 2034 | 8 | 0 | 0 | 0
2034-08-24 04:00 | 2034 | 8 | 0 | 0 | 0
2034-08-24 05:00 | 2034 | 8 | 0 | 0 | 0
2034-08-24 06:00 | 2034 | 8 | 0 | 0 | 0
2034-08-24 07:00 | 2034 | 8 | 0 | 0 | 0
2034-08-24 08:00 | 2034 | 8 | 0 | 0 | 0
2034-08-24 09:00 | 2034 | 8 | 0 | 0 | 0
2034-08-24 10:00 | 2034 | 8 | 0 | 0 | 0
2034-08-24 11:00 | 2034 | 8 | 0 | 0 | 0
2034-08-24 12:00 | 2034 | 8 | 0 | 0 | 0
2034-08-24 13:00 | 2034 | 8 | 0 | 0 | 0
2034-08-24 14:00 | 2034 | 8 | 0 | 0 | 0
2034-08-24 15:00 | 2034 | 8 | 0 | 0 | 0
2034-08-24 16:00 | 2034 | 8 | 0 | 0 | 0
2034-08-24 17:00 | 2034 | 8 | 0 | 0 | 0
2034-08-24 18:00 | 2034 | 8 | 0 | 0 | 0
2034-08-24 19:00 | 2034 | 8 | 0 | 0 | 0
2034-08-24 20:00 | 2034 | 8 | 0 | 0 | 0
2034-08-24 21:00 | 2034 | 8 | 0 | 0 | 0
2034-08-24 22:00 | 2034 | 8 | 0 | 0 | 0
2034-08-24 23:00 | 2034 | 8 | 0 | 0 | 0
2034-08-25 | 2034 | 8 | 0 | 0 | 0
2034-08-25 01:00 | 2034 | 8 | 0 | 0 | 0
2034-08-25 02:00 | 2034 | 8 | 0 | 0 | 0
2034-08-25 03:00 | 2034 | 8 | 0 | 0 | 0
2034-08-25 04:00 | 2034 | 8 | 0 | 0 | 0
2034-08-25 05:00 | 2034 | 8 | 0 | 0 | 0
2034-08-25 06:00 | 2034 | 8 | 0 | 0 | 0
2034-08-25 07:00 | 2034 | 8 | 0 | 0 | 0
2034-08-25 08:00 | 2034 | 8 | 0 | 0 | 0
2034-08-25 09:00 | 2034 | 8 | 0 | 0 | 0
2034-08-25 10:00 | 2034 | 8 | 0 | 0 | 0
2034-08-25 11:00 | 2034 | 8 | 0 | 0 | 0
2034-08-25 12:00 | 2034 | 8 | 0 | 0 | 0
2034-08-25 13:00 | 2034 | 8 | 0 | 0 | 0
2034-08-25 14:00 | 2034 | 8 | 0 | 0 | 0
2034-08-25 15:00 | 2034 | 8 | 0 | 0 | 0
2034-08-25 16:00 | 2034 | 8 | 0 | 0 | 0
2034-08-25 17:00 | 2034 | 8 | 0 | 0 | 0
2034-08-25 18:00 | 2034 | 8 | 0 | 0 | 0
2034-08-25 19:00 | 2034 | 8 | 0 | 0 | 0
2034-08-25 20:00 | 2034 | 8 | 0 | 0 | 0
2034-08-25 21:00 | 2034 | 8 | 0 | 0 | 0
2034-08-25 22:00 | 2034 | 8 | 0 | 0 | 0
2034-08-25 23:00 | 2034 | 8 | 0 | 0 | 0
2034-08-26 | 2034 | 8 | 0 | 0 | 0
2034-08-26 01:00 | 2034 | 8 | 0 | 0 | 0
2034-08-26 02:00 | 2034 | 8 | 0 | 0 | 0
2034-08-26 03:00 | 2034 | 8 | 0 | 0 | 0
2034-08-26 04:00 | 2034 | 8 | 0 | 0 | 0
2034-08-26 05:00 | 2034 | 8 | 0 | 0 | 0
2034-08-26 06:00 | 2034 | 8 | 0 | 0 | 0
2034-08-26 07:00 | 2034 | 8 | 0 | 0 | 0
2034-08-26 08:00 | 2034 | 8 | 0 | 0 | 0
2034-08-26 09:00 | 2034 | 8 | 0 | 0 | 0
2034-08-26 10:00 | 2034 | 8 | 0 | 0 | 0
2034-08-26 11:00 | 2034 | 8 | 0 | 0 | 0
2034-08-26 12:00 | 2034 | 8 | 0 | 0 | 0
2034-08-26 13:00 | 2034 | 8 | 0 | 0 | 0
2034-08-26 14:00 | 2034 | 8 | 0 | 0 | 0
2034-08-26 15:00 | 2034 | 8 | 0 | 0 | 0
2034-08-26 16:00 | 2034 | 8 | 0 | 0 | 0
2034-08-26 17:00 | 2034 | 8 | 0 | 0 | 0
2034-08-26 18:00 | 2034 | 8 | 0 | 0 | 0
2034-08-26 19:00 | 2034 | 8 | 0 | 0 | 0
2034-08-26 20:00 | 2034 | 8 | 0 | 0 | 0
2034-08-26 21:00 | 2034 | 8 | 0 | 0 | 0
2034-08-26 22:00 | 2034 | 8 | 0 | 0 | 0
2034-08-26 23:00 | 2034 | 8 | 0 | 0 | 0
2034-08-27 | 2034 | 8 | 0 | 0 | 0
2034-08-27 01:00 | 2034 | 8 | 0 | 0 | 0
2034-08-27 02:00 | 2034 | 8 | 0 | 0 | 0
2034-08-27 03:00 | 2034 | 8 | 0 | 0 | 0
2034-08-27 04:00 | 2034 | 8 | 0 | 0 | 0
2034-08-27 05:00 | 2034 | 8 | 0 | 0 | 0
2034-08-27 06:00 | 2034 | 8 | 0 | 0 | 0
2034-08-27 07:00 | 2034 | 8 | 0 | 0 | 0
2034-08-27 08:00 | 2034 | 8 | 0 | 0 | 0
2034-08-27 09:00 | 2034 | 8 | 0 | 0 | 0
2034-08-27 10:00 | 2034 | 8 | 0 | 0 | 0
2034-08-27 11:00 | 2034 | 8 | 0 | 0 | 0
2034-08-27 12:00 | 2034 | 8 | 0 | 0 | 0
2034-08-27 13:00 | 2034 | 8 | 0 | 0 | 0
2034-08-27 14:00 | 2034 | 8 | 0 | 0 | 0
2034-08-27 15:00 | 2034 | 8 | 0 | 0 | 0
2034-08-27 16:00 | 2034 | 8 | 0 | 0 | 0
2034-08-27 17:00 | 2034 | 8 | 0 | 0 | 0
2034-08-27 18:00 | 2034 | 8 | 0 | 0 | 0
2034-08-27 19:00 | 2034 | 8 | 0 | 0 | 0
2034-08-27 20:00 | 2034 | 8 | 0 | 0 | 0
2034-08-27 21:00 | 2034 | 8 | 0 | 0 | 0
2034-08-27 22:00 | 2034 | 8 | 0 | 0 | 0
2034-08-27 23:00 | 2034 | 8 | 0 | 0 | 0
2034-08-28 | 2034 | 8 | 0 | 0 | 0
2034-08-28 01:00 | 2034 | 8 | 0 | 0 | 0
2034-08-28 02:00 | 2034 | 8 | 0 | 0 | 0
2034-08-28 03:00 | 2034 | 8 | 0 | 0 | 0
2034-08-28 04:00 | 2034 | 8 | 0 | 0 | 0
2034-08-28 05:00 | 2034 | 8 | 0 | 0 | 0
2034-08-28 06:00 | 2034 | 8 | 0 | 0 | 0
2034-08-28 07:00 | 2034 | 8 | 0 | 0 | 0
2034-08-28 08:00 | 2034 | 8 | 0 | 0 | 0
2034-08-28 09:00 | 2034 | 8 | 0 | 0 | 0
2034-08-28 10:00 | 2034 | 8 | 0 | 0 | 0
2034-08-28 11:00 | 2034 | 8 | 0 | 0 | 0
2034-08-28 12:00 | 2034 | 8 | 0 | 0 | 0
2034-08-28 13:00 | 2034 | 8 | 0 | 0 | 0
2034-08-28 14:00 | 2034 | 8 | 0 | 0 | 0
2034-08-28 15:00 | 2034 | 8 | 0 | 0 | 0
2034-08-28 16:00 | 2034 | 8 | 0 | 0 | 0
2034-08-28 17:00 | 2034 | 8 | 0 | 0 | 0
2034-08-28 18:00 | 2034 | 8 | 0 | 0 | 0
2034-08-28 19:00 | 2034 | 8 | 0 | 0 | 0
2034-08-28 20:00 | 2034 | 8 | 0 | 0 | 0
2034-08-28 21:00 | 2034 | 8 | 0 | 0 | 0
2034-08-28 22:00 | 2034 | 8 | 0 | 0 | 0
2034-08-28 23:00 | 2034 | 8 | 0 | 0 | 0
2034-08-29 | 2034 | 8 | 0 | 0 | 0
2034-08-29 01:00 | 2034 | 8 | 0 | 0 | 0
2034-08-29 02:00 | 2034 | 8 | 0 | 0 | 0
2034-08-29 03:00 | 2034 | 8 | 0 | 0 | 0
2034-08-29 04:00 | 2034 | 8 | 0 | 0 | 0
2034-08-29 05:00 | 2034 | 8 | 0 | 0 | 0
2034-08-29 06:00 | 2034 | 8 | 0 | 0 | 0
2034-08-29 07:00 | 2034 | 8 | 0 | 0 | 0
2034-08-29 08:00 | 2034 | 8 | 0 | 0 | 0
2034-08-29 09:00 | 2034 | 8 | 0 | 0 | 0
2034-08-29 10:00 | 2034 | 8 | 0 | 0 | 0
2034-08-29 11:00 | 2034 | 8 | 0 | 0 | 0
2034-08-29 12:00 | 2034 | 8 | 0 | 0 | 0
2034-08-29 13:00 | 2034 | 8 | 0 | 0 | 0
2034-08-29 14:00 | 2034 | 8 | 0 | 0 | 0
2034-08-29 15:00 | 2034 | 8 | 0 | 0 | 0
2034-08-29 16:00 | 2034 | 8 | 0 | 0 | 0
2034-08-29 17:00 | 2034 | 8 | 0 | 0 | 0
2034-08-29 18:00 | 2034 | 8 | 0 | 0 | 0
2034-08-29 19:00 | 2034 | 8 | 0 | 0 | 0
2034-08-29 20:00 | 2034 | 8 | 0 | 0 | 0
2034-08-29 21:00 | 2034 | 8 | 0 | 0 | 0
2034-08-29 22:00 | 2034 | 8 | 0 | 0 | 0
2034-08-29 23:00 | 2034 | 8 | 0 | 0 | 0
2034-08-30 | 2034 | 8 | 0 | 0 | 0
2034-08-30 01:00 | 2034 | 8 | 0 | 0 | 0
2034-08-30 02:00 | 2034 | 8 | 0 | 0 | 0
2034-08-30 03:00 | 2034 | 8 | 0 | 0 | 0
2034-08-30 04:00 | 2034 | 8 | 0 | 0 | 0
2034-08-30 05:00 | 2034 | 8 | 0 | 0 | 0
2034-08-30 06:00 | 2034 | 8 | 0 | 0 | 0
2034-08-30 07:00 | 2034 | 8 | 0 | 0 | 0
2034-08-30 08:00 | 2034 | 8 | 0 | 0 | 0
2034-08-30 09:00 | 2034 | 8 | 0 | 0 | 0
2034-08-30 10:00 | 2034 | 8 | 0 | 0 | 0
2034-08-30 11:00 | 2034 | 8 | 0 | 0 | 0
2034-08-30 12:00 | 2034 | 8 | 0 | 0 | 0
2034-08-30 13:00 | 2034 | 8 | 0 | 0 | 0
2034-08-30 14:00 | 2034 | 8 | 0 | 0 | 0
2034-08-30 15:00 | 2034 | 8 | 0 | 0 | 0
2034-08-30 16:00 | 2034 | 8 | 0 | 0 | 0
2034-08-30 17:00 | 2034 | 8 | 0 | 0 | 0
2034-08-30 18:00 | 2034 | 8 | 0 | 0 | 0
2034-08-30 19:00 | 2034 | 8 | 0 | 0 | 0
2034-08-30 20:00 | 2034 | 8 | 0 | 0 | 0
2034-08-30 21:00 | 2034 | 8 | 0 | 0 | 0
2034-08-30 22:00 | 2034 | 8 | 0 | 0 | 0
2034-08-30 23:00 | 2034 | 8 | 0 | 0 | 0
2034-08-31 | 2034 | 8 | 0 | 0 | 0
2034-08-31 01:00 | 2034 | 8 | 0 | 0 | 0
2034-08-31 02:00 | 2034 | 8 | 0 | 0 | 0
2034-08-31 03:00 | 2034 | 8 | 0 | 0 | 0
2034-08-31 04:00 | 2034 | 8 | 0 | 0 | 0
2034-08-31 05:00 | 2034 | 8 | 0 | 0 | 0
2034-08-31 06:00 | 2034 | 8 | 0 | 0 | 0
2034-08-31 07:00 | 2034 | 8 | 0 | 0 | 0
2034-08-31 08:00 | 2034 | 8 | 0 | 0 | 0
2034-08-31 09:00 | 2034 | 8 | 0 | 0 | 0
2034-08-31 10:00 | 2034 | 8 | 0 | 0 | 0
2034-08-31 11:00 | 2034 | 8 | 0 | 0 | 0
2034-08-31 12:00 | 2034 | 8 | 0 | 0 | 0
2034-08-31 13:00 | 2034 | 8 | 0 | 0 | 0
2034-08-31 14:00 | 2034 | 8 | 0 | 0 | 0
2034-08-31 15:00 | 2034 | 8 | 0 | 0 | 0
2034-08-31 16:00 | 2034 | 8 | 0 | 0 | 0
2034-08-31 17:00 | 2034 | 8 | 0 | 0 | 0
2034-08-31 18:00 | 2034 | 8 | 0 | 0 | 0
2034-08-31 19:00 | 2034 | 8 | 0 | 0 | 0
2034-08-31 20:00 | 2034 | 8 | 0 | 0 | 0
2034-08-31 21:00 | 2034 | 8 | 0 | 0 | 0
2034-08-31 22:00 | 2034 | 8 | 0 | 0 | 0
2034-08-31 23:00 | 2034 | 8 | 0 | 0 | 0
2034-09-01 | 2034 | 9 | 0 | 0 | 0
2034-09-01 01:00 | 2034 | 9 | 0 | 0 | 0
2034-09-01 02:00 | 2034 | 9 | 0 | 0 | 0
2034-09-01 03:00 | 2034 | 9 | 0 | 0 | 0
2034-09-01 04:00 | 2034 | 9 | 0 | 0 | 0
2034-09-01 05:00 | 2034 | 9 | 0 | 0 | 0
2034-09-01 06:00 | 2034 | 9 | 0 | 0 | 0
2034-09-01 07:00 | 2034 | 9 | 0 | 0 | 0
2034-09-01 08:00 | 2034 | 9 | 0 | 0 | 0
2034-09-01 09:00 | 2034 | 9 | 0 | 0 | 0
2034-09-01 10:00 | 2034 | 9 | 0 | 0 | 0
2034-09-01 11:00 | 2034 | 9 | 0 | 0 | 0
2034-09-01 12:00 | 2034 | 9 | 0 | 0 | 0
2034-09-01 13:00 | 2034 | 9 | 0 | 0 | 0
2034-09-01 14:00 | 2034 | 9 | 0 | 0 | 0
2034-09-01 15:00 | 2034 | 9 | 0 | 0 | 0
2034-09-01 16:00 | 2034 | 9 | 0 | 0 | 0
2034-09-01 17:00 | 2034 | 9 | 0 | 0 | 0
2034-09-01 18:00 | 2034 | 9 | 0 | 0 | 0
2034-09-01 19:00 | 2034 | 9 | 0 | 0 | 0
2034-09-01 20:00 | 2034 | 9 | 0 | 0 | 0
2034-09-01 21:00 | 2034 | 9 | 0 | 0 | 0
2034-09-01 22:00 | 2034 | 9 | 0 | 0 | 0
2034-09-01 23:00 | 2034 | 9 | 0 | 0 | 0
2034-09-02 | 2034 | 9 | 0 | 0 | 0
2034-09-02 01:00 | 2034 | 9 | 0 | 0 | 0
2034-09-02 02:00 | 2034 | 9 | 0 | 0 | 0
2034-09-02 03:00 | 2034 | 9 | 0 | 0 | 0
2034-09-02 04:00 | 2034 | 9 | 0 | 0 | 0
2034-09-02 05:00 | 2034 | 9 | 0 | 0 | 0
2034-09-02 06:00 | 2034 | 9 | 0 | 0 | 0
2034-09-02 07:00 | 2034 | 9 | 0 | 0 | 0
2034-09-02 08:00 | 2034 | 9 | 0 | 0 | 0
2034-09-02 09:00 | 2034 | 9 | 0 | 0 | 0
2034-09-02 10:00 | 2034 | 9 | 0 | 0 | 0
2034-09-02 11:00 | 2034 | 9 | 0 | 0 | 0
2034-09-02 12:00 | 2034 | 9 | 0 | 0 | 0
2034-09-02 13:00 | 2034 | 9 | 0 | 0 | 0
2034-09-02 14:00 | 2034 | 9 | 0 | 0 | 0
2034-09-02 15:00 | 2034 | 9 | 0 | 0 | 0
2034-09-02 16:00 | 2034 | 9 | 0 | 0 | 0
2034-09-02 17:00 | 2034 | 9 | 0 | 0 | 0
2034-09-02 18:00 | 2034 | 9 | 0 | 0 | 0
2034-09-02 19:00 | 2034 | 9 | 0 | 0 | 0
2034-09-02 20:00 | 2034 | 9 | 0 | 0 | 0
2034-09-02 21:00 | 2034 | 9 | 0 | 0 | 0
2034-09-02 22:00 | 2034 | 9 | 0 | 0 | 0
2034-09-02 23:00 | 2034 | 9 | 0 | 0 | 0
2034-09-03 | 2034 | 9 | 0 | 0 | 0
2034-09-03 01:00 | 2034 | 9 | 0 | 0 | 0
2034-09-03 02:00 | 2034 | 9 | 0 | 0 | 0
2034-09-03 03:00 | 2034 | 9 | 0 | 0 | 0
2034-09-03 04:00 | 2034 | 9 | 0 | 0 | 0
2034-09-03 05:00 | 2034 | 9 | 0 | 0 | 0
2034-09-03 06:00 | 2034 | 9 | 0 | 0 | 0
2034-09-03 07:00 | 2034 | 9 | 0 | 0 | 0
2034-09-03 08:00 | 2034 | 9 | 0 | 0 | 0
2034-09-03 09:00 | 2034 | 9 | 0 | 0 | 0
2034-09-03 10:00 | 2034 | 9 | 0 | 0 | 0
2034-09-03 11:00 | 2034 | 9 | 0 | 0 | 0
2034-09-03 12:00 | 2034 | 9 | 0 | 0 | 0
2034-09-03 13:00 | 2034 | 9 | 0 | 0 | 0
2034-09-03 14:00 | 2034 | 9 | 0 | 0 | 0
2034-09-03 15:00 | 2034 | 9 | 0 | 0 | 0
2034-09-03 16:00 | 2034 | 9 | 0 | 0 | 0
2034-09-03 17:00 | 2034 | 9 | 0 | 0 | 0
2034-09-03 18:00 | 2034 | 9 | 0 | 0 | 0
2034-09-03 19:00 | 2034 | 9 | 0 | 0 | 0
2034-09-03 20:00 | 2034 | 9 | 0 | 0 | 0
2034-09-03 21:00 | 2034 | 9 | 0 | 0 | 0
2034-09-03 22:00 | 2034 | 9 | 0 | 0 | 0
2034-09-03 23:00 | 2034 | 9 | 0 | 0 | 0
2034-09-04 | 2034 | 9 | 0 | 0 | 0
2034-09-04 01:00 | 2034 | 9 | 0 | 0 | 0
2034-09-04 02:00 | 2034 | 9 | 0 | 0 | 0
2034-09-04 03:00 | 2034 | 9 | 0 | 0 | 0
2034-09-04 04:00 | 2034 | 9 | 0 | 0 | 0
2034-09-04 05:00 | 2034 | 9 | 0 | 0 | 0
2034-09-04 06:00 | 2034 | 9 | 0 | 0 | 0
2034-09-04 07:00 | 2034 | 9 | 0 | 0 | 0
2034-09-04 08:00 | 2034 | 9 | 0 | 0 | 0
2034-09-04 09:00 | 2034 | 9 | 0 | 0 | 0
2034-09-04 10:00 | 2034 | 9 | 0 | 0 | 0
2034-09-04 11:00 | 2034 | 9 | 0 | 0 | 0
2034-09-04 12:00 | 2034 | 9 | 0 | 0 | 0
2034-09-04 13:00 | 2034 | 9 | 0 | 0 | 0
2034-09-04 14:00 | 2034 | 9 | 0 | 0 | 0
2034-09-04 15:00 | 2034 | 9 | 0 | 0 | 0
2034-09-04 16:00 | 2034 | 9 | 0 | 0 | 0
2034-09-04 17:00 | 2034 | 9 | 0 | 0 | 0
2034-09-04 18:00 | 2034 | 9 | 0 | 0 | 0
2034-09-04 19:00 | 2034 | 9 | 0 | 0 | 0
2034-09-04 20:00 | 2034 | 9 | 0 | 0 | 0
2034-09-04 21:00 | 2034 | 9 | 0 | 0 | 0
2034-09-04 22:00 | 2034 | 9 | 0 | 0 | 0
2034-09-04 23:00 | 2034 | 9 | 0 | 0 | 0
2034-09-05 | 2034 | 9 | 0 | 0 | 0
2034-09-05 01:00 | 2034 | 9 | 0 | 0 | 0
2034-09-05 02:00 | 2034 | 9 | 0 | 0 | 0
2034-09-05 03:00 | 2034 | 9 | 0 | 0 | 0
2034-09-05 04:00 | 2034 | 9 | 0 | 0 | 0
2034-09-05 05:00 | 2034 | 9 | 0 | 0 | 0
2034-09-05 06:00 | 2034 | 9 | 0 | 0 | 0
2034-09-05 07:00 | 2034 | 9 | 0 | 0 | 0
2034-09-05 08:00 | 2034 | 9 | 0 | 0 | 0
2034-09-05 09:00 | 2034 | 9 | 0 | 0 | 0
2034-09-05 10:00 | 2034 | 9 | 0 | 0 | 0
2034-09-05 11:00 | 2034 | 9 | 0 | 0 | 0
2034-09-05 12:00 | 2034 | 9 | 0 | 0 | 0
2034-09-05 13:00 | 2034 | 9 | 0 | 0 | 0
2034-09-05 14:00 | 2034 | 9 | 0 | 0 | 0
2034-09-05 15:00 | 2034 | 9 | 0 | 0 | 0
2034-09-05 16:00 | 2034 | 9 | 0 | 0 | 0
2034-09-05 17:00 | 2034 | 9 | 0 | 0 | 0
2034-09-05 18:00 | 2034 | 9 | 0 | 0 | 0
2034-09-05 19:00 | 2034 | 9 | 0 | 0 | 0
2034-09-05 20:00 | 2034 | 9 | 0 | 0 | 0
2034-09-05 21:00 | 2034 | 9 | 0 | 0 | 0
2034-09-05 22:00 | 2034 | 9 | 0 | 0 | 0
2034-09-05 23:00 | 2034 | 9 | 0 | 0 | 0
2034-09-06 | 2034 | 9 | 0 | 0 | 0
2034-09-06 01:00 | 2034 | 9 | 0 | 0 | 0
2034-09-06 02:00 | 2034 | 9 | 0 | 0 | 0
2034-09-06 03:00 | 2034 | 9 | 0 | 0 | 0
2034-09-06 04:00 | 2034 | 9 | 0 | 0 | 0
2034-09-06 05:00 | 2034 | 9 | 0 | 0 | 0
2034-09-06 06:00 | 2034 | 9 | 0 | 0 | 0
2034-09-06 07:00 | 2034 | 9 | 0 | 0 | 0
2034-09-06 08:00 | 2034 | 9 | 0 | 0 | 0
2034-09-06 09:00 | 2034 | 9 | 0 | 0 | 0
2034-09-06 10:00 | 2034 | 9 | 0 | 0 | 0
2034-09-06 11:00 | 2034 | 9 | 0 | 0 | 0
2034-09-06 12:00 | 2034 | 9 | 0 | 0 | 0
2034-09-06 13:00 | 2034 | 9 | 0 | 0 | 0
2034-09-06 14:00 | 2034 | 9 | 0 | 0 | 0
2034-09-06 15:00 | 2034 | 9 | 0 | 0 | 0
2034-09-06 16:00 | 2034 | 9 | 0 | 0 | 0
2034-09-06 17:00 | 2034 | 9 | 0 | 0 | 0
2034-09-06 18:00 | 2034 | 9 | 0 | 0 | 0
2034-09-06 19:00 | 2034 | 9 | 0 | 0 | 0
2034-09-06 20:00 | 2034 | 9 | 0 | 0 | 0
2034-09-06 21:00 | 2034 | 9 | 0 | 0 | 0
2034-09-06 22:00 | 2034 | 9 | 0 | 0 | 0
2034-09-06 23:00 | 2034 | 9 | 0 | 0 | 0
2034-09-07 | 2034 | 9 | 0 | 0 | 0
2034-09-07 01:00 | 2034 | 9 | 0 | 0 | 0
2034-09-07 02:00 | 2034 | 9 | 0 | 0 | 0
2034-09-07 03:00 | 2034 | 9 | 0 | 0 | 0
2034-09-07 04:00 | 2034 | 9 | 0 | 0 | 0
2034-09-07 05:00 | 2034 | 9 | 0 | 0 | 0
2034-09-07 06:00 | 2034 | 9 | 0 | 0 | 0
2034-09-07 07:00 | 2034 | 9 | 0 | 0 | 0
2034-09-07 08:00 | 2034 | 9 | 0 | 0 | 0
2034-09-07 09:00 | 2034 | 9 | 0 | 0 | 0
2034-09-07 10:00 | 2034 | 9 | 0 | 0 | 0
2034-09-07 11:00 | 2034 | 9 | 0 | 0 | 0
2034-09-07 12:00 | 2034 | 9 | 0 | 0 | 0
2034-09-07 13:00 | 2034 | 9 | 0 | 0 | 0
2034-09-07 14:00 | 2034 | 9 | 0 | 0 | 0
2034-09-07 15:00 | 2034 | 9 | 0 | 0 | 0
2034-09-07 16:00 | 2034 | 9 | 0 | 0 | 0
2034-09-07 17:00 | 2034 | 9 | 0 | 0 | 0
2034-09-07 18:00 | 2034 | 9 | 0 | 0 | 0
2034-09-07 19:00 | 2034 | 9 | 0 | 0 | 0
2034-09-07 20:00 | 2034 | 9 | 0 | 0 | 0
2034-09-07 21:00 | 2034 | 9 | 0 | 0 | 0
2034-09-07 22:00 | 2034 | 9 | 0 | 0 | 0
2034-09-07 23:00 | 2034 | 9 | 0 | 0 | 0
2034-09-08 | 2034 | 9 | 0 | 0 | 0
2034-09-08 01:00 | 2034 | 9 | 0 | 0 | 0
2034-09-08 02:00 | 2034 | 9 | 0 | 0 | 0
2034-09-08 03:00 | 2034 | 9 | 0 | 0 | 0
2034-09-08 04:00 | 2034 | 9 | 0 | 0 | 0
2034-09-08 05:00 | 2034 | 9 | 0 | 0 | 0
2034-09-08 06:00 | 2034 | 9 | 0 | 0 | 0
2034-09-08 07:00 | 2034 | 9 | 0 | 0 | 0
2034-09-08 08:00 | 2034 | 9 | 0 | 0 | 0
2034-09-08 09:00 | 2034 | 9 | 0 | 0 | 0
2034-09-08 10:00 | 2034 | 9 | 0 | 0 | 0
2034-09-08 11:00 | 2034 | 9 | 0 | 0 | 0
2034-09-08 12:00 | 2034 | 9 | 0 | 0 | 0
2034-09-08 13:00 | 2034 | 9 | 0 | 0 | 0
2034-09-08 14:00 | 2034 | 9 | 0 | 0 | 0
2034-09-08 15:00 | 2034 | 9 | 0 | 0 | 0
2034-09-08 16:00 | 2034 | 9 | 0 | 0 | 0
2034-09-08 17:00 | 2034 | 9 | 0 | 0 | 0
2034-09-08 18:00 | 2034 | 9 | 0 | 0 | 0
2034-09-08 19:00 | 2034 | 9 | 0 | 0 | 0
2034-09-08 20:00 | 2034 | 9 | 0 | 0 | 0
2034-09-08 21:00 | 2034 | 9 | 0 | 0 | 0
2034-09-08 22:00 | 2034 | 9 | 0 | 0 | 0
2034-09-08 23:00 | 2034 | 9 | 0 | 0 | 0
2034-09-09 | 2034 | 9 | 0 | 0 | 0
2034-09-09 01:00 | 2034 | 9 | 0 | 0 | 0
2034-09-09 02:00 | 2034 | 9 | 0 | 0 | 0
2034-09-09 03:00 | 2034 | 9 | 0 | 0 | 0
2034-09-09 04:00 | 2034 | 9 | 0 | 0 | 0
2034-09-09 05:00 | 2034 | 9 | 0 | 0 | 0
2034-09-09 06:00 | 2034 | 9 | 0 | 0 | 0
2034-09-09 07:00 | 2034 | 9 | 0 | 0 | 0
2034-09-09 08:00 | 2034 | 9 | 0 | 0 | 0
2034-09-09 09:00 | 2034 | 9 | 0 | 0 | 0
2034-09-09 10:00 | 2034 | 9 | 0 | 0 | 0
2034-09-09 11:00 | 2034 | 9 | 0 | 0 | 0
2034-09-09 12:00 | 2034 | 9 | 0 | 0 | 0
2034-09-09 13:00 | 2034 | 9 | 0 | 0 | 0
2034-09-09 14:00 | 2034 | 9 | 0 | 0 | 0
2034-09-09 15:00 | 2034 | 9 | 0 | 0 | 0
2034-09-09 16:00 | 2034 | 9 | 0 | 0 | 0
2034-09-09 17:00 | 2034 | 9 | 0 | 0 | 0
2034-09-09 18:00 | 2034 | 9 | 0 | 0 | 0
2034-09-09 19:00 | 2034 | 9 | 0 | 0 | 0
2034-09-09 20:00 | 2034 | 9 | 0 | 0 | 0
2034-09-09 21:00 | 2034 | 9 | 0 | 0 | 0
2034-09-09 22:00 | 2034 | 9 | 0 | 0 | 0
2034-09-09 23:00 | 2034 | 9 | 0 | 0 | 0
2034-09-10 | 2034 | 9 | 0 | 0 | 0
2034-09-10 01:00 | 2034 | 9 | 0 | 0 | 0
2034-09-10 02:00 | 2034 | 9 | 0 | 0 | 0
2034-09-10 03:00 | 2034 | 9 | 0 | 0 | 0
2034-09-10 04:00 | 2034 | 9 | 0 | 0 | 0
2034-09-10 05:00 | 2034 | 9 | 0 | 0 | 0
2034-09-10 06:00 | 2034 | 9 | 0 | 0 | 0
2034-09-10 07:00 | 2034 | 9 | 0 | 0 | 0
2034-09-10 08:00 | 2034 | 9 | 0 | 0 | 0
2034-09-10 09:00 | 2034 | 9 | 0 | 0 | 0
2034-09-10 10:00 | 2034 | 9 | 0 | 0 | 0
2034-09-10 11:00 | 2034 | 9 | 0 | 0 | 0
2034-09-10 12:00 | 2034 | 9 | 0 | 0 | 0
2034-09-10 13:00 | 2034 | 9 | 0 | 0 | 0
2034-09-10 14:00 | 2034 | 9 | 0 | 0 | 0
2034-09-10 15:00 | 2034 | 9 | 0 | 0 | 0
2034-09-10 16:00 | 2034 | 9 | 0 | 0 | 0
2034-09-10 17:00 | 2034 | 9 | 0 | 0 | 0
2034-09-10 18:00 | 2034 | 9 | 0 | 0 | 0
2034-09-10 19:00 | 2034 | 9 | 0 | 0 | 0
2034-09-10 20:00 | 2034 | 9 | 0 | 0 | 0
2034-09-10 21:00 | 2034 | 9 | 0 | 0 | 0
2034-09-10 22:00 | 2034 | 9 | 0 | 0 | 0
2034-09-10 23:00 | 2034 | 9 | 0 | 0 | 0
2034-09-11 | 2034 | 9 | 0 | 0 | 0
2034-09-11 01:00 | 2034 | 9 | 0 | 0 | 0
2034-09-11 02:00 | 2034 | 9 | 0 | 0 | 0
2034-09-11 03:00 | 2034 | 9 | 0 | 0 | 0
2034-09-11 04:00 | 2034 | 9 | 0 | 0 | 0
2034-09-11 05:00 | 2034 | 9 | 0 | 0 | 0
2034-09-11 06:00 | 2034 | 9 | 0 | 0 | 0
2034-09-11 07:00 | 2034 | 9 | 0 | 0 | 0
2034-09-11 08:00 | 2034 | 9 | 0 | 0 | 0
2034-09-11 09:00 | 2034 | 9 | 0 | 0 | 0
2034-09-11 10:00 | 2034 | 9 | 0 | 0 | 0
2034-09-11 11:00 | 2034 | 9 | 0 | 0 | 0
2034-09-11 12:00 | 2034 | 9 | 0 | 0 | 0
2034-09-11 13:00 | 2034 | 9 | 0 | 0 | 0
2034-09-11 14:00 | 2034 | 9 | 0 | 0 | 0
2034-09-11 15:00 | 2034 | 9 | 0 | 0 | 0
2034-09-11 16:00 | 2034 | 9 | 0 | 0 | 0
2034-09-11 17:00 | 2034 | 9 | 0 | 0 | 0
2034-09-11 18:00 | 2034 | 9 | 0 | 0 | 0
2034-09-11 19:00 | 2034 | 9 | 0 | 0 | 0
2034-09-11 20:00 | 2034 | 9 | 0 | 0 | 0
2034-09-11 21:00 | 2034 | 9 | 0 | 0 | 0
2034-09-11 22:00 | 2034 | 9 | 0 | 0 | 0
2034-09-11 23:00 | 2034 | 9 | 0 | 0 | 0
2034-09-12 | 2034 | 9 | 0 | 0 | 0
2034-09-12 01:00 | 2034 | 9 | 0 | 0 | 0
2034-09-12 02:00 | 2034 | 9 | 0 | 0 | 0
2034-09-12 03:00 | 2034 | 9 | 0 | 0 | 0
2034-09-12 04:00 | 2034 | 9 | 0 | 0 | 0
2034-09-12 05:00 | 2034 | 9 | 0 | 0 | 0
2034-09-12 06:00 | 2034 | 9 | 0 | 0 | 0
2034-09-12 07:00 | 2034 | 9 | 0 | 0 | 0
2034-09-12 08:00 | 2034 | 9 | 0 | 0 | 0
2034-09-12 09:00 | 2034 | 9 | 0 | 0 | 0
2034-09-12 10:00 | 2034 | 9 | 0 | 0 | 0
2034-09-12 11:00 | 2034 | 9 | 0 | 0 | 0
2034-09-12 12:00 | 2034 | 9 | 0 | 0 | 0
2034-09-12 13:00 | 2034 | 9 | 0 | 0 | 0
2034-09-12 14:00 | 2034 | 9 | 0 | 0 | 0
2034-09-12 15:00 | 2034 | 9 | 0 | 0 | 0
2034-09-12 16:00 | 2034 | 9 | 0 | 0 | 0
2034-09-12 17:00 | 2034 | 9 | 0 | 0 | 0
2034-09-12 18:00 | 2034 | 9 | 0 | 0 | 0
2034-09-12 19:00 | 2034 | 9 | 0 | 0 | 0
2034-09-12 20:00 | 2034 | 9 | 0 | 0 | 0
2034-09-12 21:00 | 2034 | 9 | 0 | 0 | 0
2034-09-12 22:00 | 2034 | 9 | 0 | 0 | 0
2034-09-12 23:00 | 2034 | 9 | 0 | 0 | 0
2034-09-13 | 2034 | 9 | 0 | 0 | 0
2034-09-13 01:00 | 2034 | 9 | 0 | 0 | 0
2034-09-13 02:00 | 2034 | 9 | 0 | 0 | 0
2034-09-13 03:00 | 2034 | 9 | 0 | 0 | 0
2034-09-13 04:00 | 2034 | 9 | 0 | 0 | 0
2034-09-13 05:00 | 2034 | 9 | 0 | 0 | 0
2034-09-13 06:00 | 2034 | 9 | 0 | 0 | 0
2034-09-13 07:00 | 2034 | 9 | 0 | 0 | 0
2034-09-13 08:00 | 2034 | 9 | 0 | 0 | 0
2034-09-13 09:00 | 2034 | 9 | 0 | 0 | 0
2034-09-13 10:00 | 2034 | 9 | 0 | 0 | 0
2034-09-13 11:00 | 2034 | 9 | 0 | 0 | 0
2034-09-13 12:00 | 2034 | 9 | 0 | 0 | 0
2034-09-13 13:00 | 2034 | 9 | 0 | 0 | 0
2034-09-13 14:00 | 2034 | 9 | 0 | 0 | 0
2034-09-13 15:00 | 2034 | 9 | 0 | 0 | 0
2034-09-13 16:00 | 2034 | 9 | 0 | 0 | 0
2034-09-13 17:00 | 2034 | 9 | 0 | 0 | 0
2034-09-13 18:00 | 2034 | 9 | 0 | 0 | 0
2034-09-13 19:00 | 2034 | 9 | 0 | 0 | 0
2034-09-13 20:00 | 2034 | 9 | 0 | 0 | 0
2034-09-13 21:00 | 2034 | 9 | 0 | 0 | 0
2034-09-13 22:00 | 2034 | 9 | 0 | 0 | 0
2034-09-13 23:00 | 2034 | 9 | 0 | 0 | 0
2034-09-14 | 2034 | 9 | 0 | 0 | 0
2034-09-14 01:00 | 2034 | 9 | 0 | 0 | 0
2034-09-14 02:00 | 2034 | 9 | 0 | 0 | 0
2034-09-14 03:00 | 2034 | 9 | 0 | 0 | 0
2034-09-14 04:00 | 2034 | 9 | 0 | 0 | 0
2034-09-14 05:00 | 2034 | 9 | 0 | 0 | 0
2034-09-14 06:00 | 2034 | 9 | 0 | 0 | 0
2034-09-14 07:00 | 2034 | 9 | 0 | 0 | 0
2034-09-14 08:00 | 2034 | 9 | 0 | 0 | 0
2034-09-14 09:00 | 2034 | 9 | 0 | 0 | 0
2034-09-14 10:00 | 2034 | 9 | 0 | 0 | 0
2034-09-14 11:00 | 2034 | 9 | 0 | 0 | 0
2034-09-14 12:00 | 2034 | 9 | 0 | 0 | 0
2034-09-14 13:00 | 2034 | 9 | 0 | 0 | 0
2034-09-14 14:00 | 2034 | 9 | 0 | 0 | 0
2034-09-14 15:00 | 2034 | 9 | 0 | 0 | 0
2034-09-14 16:00 | 2034 | 9 | 0 | 0 | 0
2034-09-14 17:00 | 2034 | 9 | 0 | 0 | 0
2034-09-14 18:00 | 2034 | 9 | 0 | 0 | 0
2034-09-14 19:00 | 2034 | 9 | 0 | 0 | 0
2034-09-14 20:00 | 2034 | 9 | 0 | 0 | 0
2034-09-14 21:00 | 2034 | 9 | 0 | 0 | 0
2034-09-14 22:00 | 2034 | 9 | 0 | 0 | 0
2034-09-14 23:00 | 2034 | 9 | 0 | 0 | 0
2034-09-15 | 2034 | 9 | 0 | 0 | 0
2034-09-15 01:00 | 2034 | 9 | 0 | 0 | 0
2034-09-15 02:00 | 2034 | 9 | 0 | 0 | 0
2034-09-15 03:00 | 2034 | 9 | 0 | 0 | 0
2034-09-15 04:00 | 2034 | 9 | 0 | 0 | 0
2034-09-15 05:00 | 2034 | 9 | 0 | 0 | 0
2034-09-15 06:00 | 2034 | 9 | 0 | 0 | 0
2034-09-15 07:00 | 2034 | 9 | 0 | 0 | 0
2034-09-15 08:00 | 2034 | 9 | 0 | 0 | 0
2034-09-15 09:00 | 2034 | 9 | 0 | 0 | 0
2034-09-15 10:00 | 2034 | 9 | 0 | 0 | 0
2034-09-15 11:00 | 2034 | 9 | 0 | 0 | 0
2034-09-15 12:00 | 2034 | 9 | 0 | 0 | 0
2034-09-15 13:00 | 2034 | 9 | 0 | 0 | 0
2034-09-15 14:00 | 2034 | 9 | 0 | 0 | 0
2034-09-15 15:00 | 2034 | 9 | 0 | 0 | 0
2034-09-15 16:00 | 2034 | 9 | 0 | 0 | 0
2034-09-15 17:00 | 2034 | 9 | 0 | 0 | 0
2034-09-15 18:00 | 2034 | 9 | 0 | 0 | 0
2034-09-15 19:00 | 2034 | 9 | 0 | 0 | 0
2034-09-15 20:00 | 2034 | 9 | 0 | 0 | 0
2034-09-15 21:00 | 2034 | 9 | 0 | 0 | 0
2034-09-15 22:00 | 2034 | 9 | 0 | 0 | 0
2034-09-15 23:00 | 2034 | 9 | 0 | 0 | 0
2034-09-16 | 2034 | 9 | 0 | 0 | 0
2034-09-16 01:00 | 2034 | 9 | 0 | 0 | 0
2034-09-16 02:00 | 2034 | 9 | 0 | 0 | 0
2034-09-16 03:00 | 2034 | 9 | 0 | 0 | 0
2034-09-16 04:00 | 2034 | 9 | 0 | 0 | 0
2034-09-16 05:00 | 2034 | 9 | 0 | 0 | 0
2034-09-16 06:00 | 2034 | 9 | 0 | 0 | 0
2034-09-16 07:00 | 2034 | 9 | 0 | 0 | 0
2034-09-16 08:00 | 2034 | 9 | 0 | 0 | 0
2034-09-16 09:00 | 2034 | 9 | 0 | 0 | 0
2034-09-16 10:00 | 2034 | 9 | 0 | 0 | 0
2034-09-16 11:00 | 2034 | 9 | 0 | 0 | 0
2034-09-16 12:00 | 2034 | 9 | 0 | 0 | 0
2034-09-16 13:00 | 2034 | 9 | 0 | 0 | 0
2034-09-16 14:00 | 2034 | 9 | 0 | 0 | 0
2034-09-16 15:00 | 2034 | 9 | 0 | 0 | 0
2034-09-16 16:00 | 2034 | 9 | 0 | 0 | 0
2034-09-16 17:00 | 2034 | 9 | 0 | 0 | 0
2034-09-16 18:00 | 2034 | 9 | 0 | 0 | 0
2034-09-16 19:00 | 2034 | 9 | 0 | 0 | 0
2034-09-16 20:00 | 2034 | 9 | 0 | 0 | 0
2034-09-16 21:00 | 2034 | 9 | 0 | 0 | 0
2034-09-16 22:00 | 2034 | 9 | 0 | 0 | 0
2034-09-16 23:00 | 2034 | 9 | 0 | 0 | 0
2034-09-17 | 2034 | 9 | 0 | 0 | 0
2034-09-17 01:00 | 2034 | 9 | 0 | 0 | 0
2034-09-17 02:00 | 2034 | 9 | 0 | 0 | 0
2034-09-17 03:00 | 2034 | 9 | 0 | 0 | 0
2034-09-17 04:00 | 2034 | 9 | 0 | 0 | 0
2034-09-17 05:00 | 2034 | 9 | 0 | 0 | 0
2034-09-17 06:00 | 2034 | 9 | 0 | 0 | 0
2034-09-17 07:00 | 2034 | 9 | 0 | 0 | 0
2034-09-17 08:00 | 2034 | 9 | 0 | 0 | 0
2034-09-17 09:00 | 2034 | 9 | 0 | 0 | 0
2034-09-17 10:00 | 2034 | 9 | 0 | 0 | 0
2034-09-17 11:00 | 2034 | 9 | 0 | 0 | 0
2034-09-17 12:00 | 2034 | 9 | 0 | 0 | 0
2034-09-17 13:00 | 2034 | 9 | 0 | 0 | 0
2034-09-17 14:00 | 2034 | 9 | 0 | 0 | 0
2034-09-17 15:00 | 2034 | 9 | 0 | 0 | 0
2034-09-17 16:00 | 2034 | 9 | 0 | 0 | 0
2034-09-17 17:00 | 2034 | 9 | 0 | 0 | 0
2034-09-17 18:00 | 2034 | 9 | 0 | 0 | 0
2034-09-17 19:00 | 2034 | 9 | 0 | 0 | 0
2034-09-17 20:00 | 2034 | 9 | 0 | 0 | 0
2034-09-17 21:00 | 2034 | 9 | 0 | 0 | 0
2034-09-17 22:00 | 2034 | 9 | 0 | 0 | 0
2034-09-17 23:00 | 2034 | 9 | 0 | 0 | 0
2034-09-18 | 2034 | 9 | 0 | 0 | 0
2034-09-18 01:00 | 2034 | 9 | 0 | 0 | 0
2034-09-18 02:00 | 2034 | 9 | 0 | 0 | 0
2034-09-18 03:00 | 2034 | 9 | 0 | 0 | 0
2034-09-18 04:00 | 2034 | 9 | 0 | 0 | 0
2034-09-18 05:00 | 2034 | 9 | 0 | 0 | 0
2034-09-18 06:00 | 2034 | 9 | 0 | 0 | 0
2034-09-18 07:00 | 2034 | 9 | 0 | 0 | 0
2034-09-18 08:00 | 2034 | 9 | 0 | 0 | 0
2034-09-18 09:00 | 2034 | 9 | 0 | 0 | 0
2034-09-18 10:00 | 2034 | 9 | 0 | 0 | 0
2034-09-18 11:00 | 2034 | 9 | 0 | 0 | 0
2034-09-18 12:00 | 2034 | 9 | 0 | 0 | 0
2034-09-18 13:00 | 2034 | 9 | 0 | 0 | 0
2034-09-18 14:00 | 2034 | 9 | 0 | 0 | 0
2034-09-18 15:00 | 2034 | 9 | 0 | 0 | 0
2034-09-18 16:00 | 2034 | 9 | 0 | 0 | 0
2034-09-18 17:00 | 2034 | 9 | 0 | 0 | 0
2034-09-18 18:00 | 2034 | 9 | 0 | 0 | 0
2034-09-18 19:00 | 2034 | 9 | 0 | 0 | 0
2034-09-18 20:00 | 2034 | 9 | 0 | 0 | 0
2034-09-18 21:00 | 2034 | 9 | 0 | 0 | 0
2034-09-18 22:00 | 2034 | 9 | 0 | 0 | 0
2034-09-18 23:00 | 2034 | 9 | 0 | 0 | 0
2034-09-19 | 2034 | 9 | 0 | 0 | 0
2034-09-19 01:00 | 2034 | 9 | 0 | 0 | 0
2034-09-19 02:00 | 2034 | 9 | 0 | 0 | 0
2034-09-19 03:00 | 2034 | 9 | 0 | 0 | 0
2034-09-19 04:00 | 2034 | 9 | 0 | 0 | 0
2034-09-19 05:00 | 2034 | 9 | 0 | 0 | 0
2034-09-19 06:00 | 2034 | 9 | 0 | 0 | 0
2034-09-19 07:00 | 2034 | 9 | 0 | 0 | 0
2034-09-19 08:00 | 2034 | 9 | 0 | 0 | 0
2034-09-19 09:00 | 2034 | 9 | 0 | 0 | 0
2034-09-19 10:00 | 2034 | 9 | 0 | 0 | 0
2034-09-19 11:00 | 2034 | 9 | 0 | 0 | 0
2034-09-19 12:00 | 2034 | 9 | 0 | 0 | 0
2034-09-19 13:00 | 2034 | 9 | 0 | 0 | 0
2034-09-19 14:00 | 2034 | 9 | 0 | 0 | 0
2034-09-19 15:00 | 2034 | 9 | 0 | 0 | 0
2034-09-19 16:00 | 2034 | 9 | 0 | 0 | 0
2034-09-19 17:00 | 2034 | 9 | 0 | 0 | 0
2034-09-19 18:00 | 2034 | 9 | 0 | 0 | 0
2034-09-19 19:00 | 2034 | 9 | 0 | 0 | 0
2034-09-19 20:00 | 2034 | 9 | 0 | 0 | 0
2034-09-19 21:00 | 2034 | 9 | 0 | 0 | 0
2034-09-19 22:00 | 2034 | 9 | 0 | 0 | 0
2034-09-19 23:00 | 2034 | 9 | 0 | 0 | 0
2034-09-20 | 2034 | 9 | 0 | 0 | 0
2034-09-20 01:00 | 2034 | 9 | 0 | 0 | 0
2034-09-20 02:00 | 2034 | 9 | 0 | 0 | 0
2034-09-20 03:00 | 2034 | 9 | 0 | 0 | 0
2034-09-20 04:00 | 2034 | 9 | 0 | 0 | 0
2034-09-20 05:00 | 2034 | 9 | 0 | 0 | 0
2034-09-20 06:00 | 2034 | 9 | 0 | 0 | 0
2034-09-20 07:00 | 2034 | 9 | 0 | 0 | 0
2034-09-20 08:00 | 2034 | 9 | 0 | 0 | 0
2034-09-20 09:00 | 2034 | 9 | 0 | 0 | 0
2034-09-20 10:00 | 2034 | 9 | 0 | 0 | 0
2034-09-20 11:00 | 2034 | 9 | 0 | 0 | 0
2034-09-20 12:00 | 2034 | 9 | 0 | 0 | 0
2034-09-20 13:00 | 2034 | 9 | 0 | 0 | 0
2034-09-20 14:00 | 2034 | 9 | 0 | 0 | 0
2034-09-20 15:00 | 2034 | 9 | 0 | 0 | 0
2034-09-20 16:00 | 2034 | 9 | 0 | 0 | 0
2034-09-20 17:00 | 2034 | 9 | 0 | 0 | 0
2034-09-20 18:00 | 2034 | 9 | 0 | 0 | 0
2034-09-20 19:00 | 2034 | 9 | 0 | 0 | 0
2034-09-20 20:00 | 2034 | 9 | 0 | 0 | 0
2034-09-20 21:00 | 2034 | 9 | 0 | 0 | 0
2034-09-20 22:00 | 2034 | 9 | 0 | 0 | 0
2034-09-20 23:00 | 2034 | 9 | 0 | 0 | 0
2034-09-21 | 2034 | 9 | 0 | 0 | 0
2034-09-21 01:00 | 2034 | 9 | 0 | 0 | 0
2034-09-21 02:00 | 2034 | 9 | 0 | 0 | 0
2034-09-21 03:00 | 2034 | 9 | 0 | 0 | 0
2034-09-21 04:00 | 2034 | 9 | 0 | 0 | 0
2034-09-21 05:00 | 2034 | 9 | 0 | 0 | 0
2034-09-21 06:00 | 2034 | 9 | 0 | 0 | 0
2034-09-21 07:00 | 2034 | 9 | 0 | 0 | 0
2034-09-21 08:00 | 2034 | 9 | 0 | 0 | 0
2034-09-21 09:00 | 2034 | 9 | 0 | 0 | 0
2034-09-21 10:00 | 2034 | 9 | 0 | 0 | 0
2034-09-21 11:00 | 2034 | 9 | 0 | 0 | 0
2034-09-21 12:00 | 2034 | 9 | 0 | 0 | 0
2034-09-21 13:00 | 2034 | 9 | 0 | 0 | 0
2034-09-21 14:00 | 2034 | 9 | 0 | 0 | 0
2034-09-21 15:00 | 2034 | 9 | 0 | 0 | 0
2034-09-21 16:00 | 2034 | 9 | 0 | 0 | 0
2034-09-21 17:00 | 2034 | 9 | 0 | 0 | 0
2034-09-21 18:00 | 2034 | 9 | 0 | 0 | 0
2034-09-21 19:00 | 2034 | 9 | 0 | 0 | 0
2034-09-21 20:00 | 2034 | 9 | 0 | 0 | 0
2034-09-21 21:00 | 2034 | 9 | 0 | 0 | 0
2034-09-21 22:00 | 2034 | 9 | 0 | 0 | 0
2034-09-21 23:00 | 2034 | 9 | 0 | 0 | 0
2034-09-22 | 2034 | 9 | 0 | 0 | 0
2034-09-22 01:00 | 2034 | 9 | 0 | 0 | 0
2034-09-22 02:00 | 2034 | 9 | 0 | 0 | 0
2034-09-22 03:00 | 2034 | 9 | 0 | 0 | 0
2034-09-22 04:00 | 2034 | 9 | 0 | 0 | 0
2034-09-22 05:00 | 2034 | 9 | 0 | 0 | 0
2034-09-22 06:00 | 2034 | 9 | 0 | 0 | 0
2034-09-22 07:00 | 2034 | 9 | 0 | 0 | 0
2034-09-22 08:00 | 2034 | 9 | 0 | 0 | 0
2034-09-22 09:00 | 2034 | 9 | 0 | 0 | 0
2034-09-22 10:00 | 2034 | 9 | 0 | 0 | 0
2034-09-22 11:00 | 2034 | 9 | 0 | 0 | 0
2034-09-22 12:00 | 2034 | 9 | 0 | 0 | 0
2034-09-22 13:00 | 2034 | 9 | 0 | 0 | 0
2034-09-22 14:00 | 2034 | 9 | 0 | 0 | 0
2034-09-22 15:00 | 2034 | 9 | 0 | 0 | 0
2034-09-22 16:00 | 2034 | 9 | 0 | 0 | 0
2034-09-22 17:00 | 2034 | 9 | 0 | 0 | 0
2034-09-22 18:00 | 2034 | 9 | 0 | 0 | 0
2034-09-22 19:00 | 2034 | 9 | 0 | 0 | 0
2034-09-22 20:00 | 2034 | 9 | 0 | 0 | 0
2034-09-22 21:00 | 2034 | 9 | 0 | 0 | 0
2034-09-22 22:00 | 2034 | 9 | 0 | 0 | 0
2034-09-22 23:00 | 2034 | 9 | 0 | 0 | 0
2034-09-23 | 2034 | 9 | 0 | 0 | 0
2034-09-23 01:00 | 2034 | 9 | 0 | 0 | 0
2034-09-23 02:00 | 2034 | 9 | 0 | 0 | 0
2034-09-23 03:00 | 2034 | 9 | 0 | 0 | 0
2034-09-23 04:00 | 2034 | 9 | 0 | 0 | 0
2034-09-23 05:00 | 2034 | 9 | 0 | 0 | 0
2034-09-23 06:00 | 2034 | 9 | 0 | 0 | 0
2034-09-23 07:00 | 2034 | 9 | 0 | 0 | 0
2034-09-23 08:00 | 2034 | 9 | 0 | 0 | 0
2034-09-23 09:00 | 2034 | 9 | 0 | 0 | 0
2034-09-23 10:00 | 2034 | 9 | 0 | 0 | 0
2034-09-23 11:00 | 2034 | 9 | 0 | 0 | 0
2034-09-23 12:00 | 2034 | 9 | 0 | 0 | 0
2034-09-23 13:00 | 2034 | 9 | 0 | 0 | 0
2034-09-23 14:00 | 2034 | 9 | 0 | 0 | 0
2034-09-23 15:00 | 2034 | 9 | 0 | 0 | 0
2034-09-23 16:00 | 2034 | 9 | 0 | 0 | 0
2034-09-23 17:00 | 2034 | 9 | 0 | 0 | 0
2034-09-23 18:00 | 2034 | 9 | 0 | 0 | 0
2034-09-23 19:00 | 2034 | 9 | 0 | 0 | 0
2034-09-23 20:00 | 2034 | 9 | 0 | 0 | 0
2034-09-23 21:00 | 2034 | 9 | 0 | 0 | 0
2034-09-23 22:00 | 2034 | 9 | 0 | 0 | 0
2034-09-23 23:00 | 2034 | 9 | 0 | 0 | 0
2034-09-24 | 2034 | 9 | 0 | 0 | 0
2034-09-24 01:00 | 2034 | 9 | 0 | 0 | 0
2034-09-24 02:00 | 2034 | 9 | 0 | 0 | 0
2034-09-24 03:00 | 2034 | 9 | 0 | 0 | 0
2034-09-24 04:00 | 2034 | 9 | 0 | 0 | 0
2034-09-24 05:00 | 2034 | 9 | 0 | 0 | 0
2034-09-24 06:00 | 2034 | 9 | 0 | 0 | 0
2034-09-24 07:00 | 2034 | 9 | 0 | 0 | 0
2034-09-24 08:00 | 2034 | 9 | 0 | 0 | 0
2034-09-24 09:00 | 2034 | 9 | 0 | 0 | 0
2034-09-24 10:00 | 2034 | 9 | 0 | 0 | 0
2034-09-24 11:00 | 2034 | 9 | 0 | 0 | 0
2034-09-24 12:00 | 2034 | 9 | 0 | 0 | 0
2034-09-24 13:00 | 2034 | 9 | 0 | 0 | 0
2034-09-24 14:00 | 2034 | 9 | 0 | 0 | 0
2034-09-24 15:00 | 2034 | 9 | 0 | 0 | 0
2034-09-24 16:00 | 2034 | 9 | 0 | 0 | 0
2034-09-24 17:00 | 2034 | 9 | 0 | 0 | 0
2034-09-24 18:00 | 2034 | 9 | 0 | 0 | 0
2034-09-24 19:00 | 2034 | 9 | 0 | 0 | 0
2034-09-24 20:00 | 2034 | 9 | 0 | 0 | 0
2034-09-24 21:00 | 2034 | 9 | 0 | 0 | 0
2034-09-24 22:00 | 2034 | 9 | 0 | 0 | 0
2034-09-24 23:00 | 2034 | 9 | 0 | 0 | 0
2034-09-25 | 2034 | 9 | 0 | 0 | 0
2034-09-25 01:00 | 2034 | 9 | 0 | 0 | 0
2034-09-25 02:00 | 2034 | 9 | 0 | 0 | 0
2034-09-25 03:00 | 2034 | 9 | 0 | 0 | 0
2034-09-25 04:00 | 2034 | 9 | 0 | 0 | 0
2034-09-25 05:00 | 2034 | 9 | 0 | 0 | 0
2034-09-25 06:00 | 2034 | 9 | 0 | 0 | 0
2034-09-25 07:00 | 2034 | 9 | 0 | 0 | 0
2034-09-25 08:00 | 2034 | 9 | 0 | 0 | 0
2034-09-25 09:00 | 2034 | 9 | 0 | 0 | 0
2034-09-25 10:00 | 2034 | 9 | 0 | 0 | 0
2034-09-25 11:00 | 2034 | 9 | 0 | 0 | 0
2034-09-25 12:00 | 2034 | 9 | 0 | 0 | 0
2034-09-25 13:00 | 2034 | 9 | 0 | 0 | 0
2034-09-25 14:00 | 2034 | 9 | 0 | 0 | 0
2034-09-25 15:00 | 2034 | 9 | 0 | 0 | 0
2034-09-25 16:00 | 2034 | 9 | 0 | 0 | 0
2034-09-25 17:00 | 2034 | 9 | 0 | 0 | 0
2034-09-25 18:00 | 2034 | 9 | 0 | 0 | 0
2034-09-25 19:00 | 2034 | 9 | 0 | 0 | 0
2034-09-25 20:00 | 2034 | 9 | 0 | 0 | 0
2034-09-25 21:00 | 2034 | 9 | 0 | 0 | 0
2034-09-25 22:00 | 2034 | 9 | 0 | 0 | 0
2034-09-25 23:00 | 2034 | 9 | 0 | 0 | 0
2034-09-26 | 2034 | 9 | 0 | 0 | 0
2034-09-26 01:00 | 2034 | 9 | 0 | 0 | 0
2034-09-26 02:00 | 2034 | 9 | 0 | 0 | 0
2034-09-26 03:00 | 2034 | 9 | 0 | 0 | 0
2034-09-26 04:00 | 2034 | 9 | 0 | 0 | 0
2034-09-26 05:00 | 2034 | 9 | 0 | 0 | 0
2034-09-26 06:00 | 2034 | 9 | 0 | 0 | 0
2034-09-26 07:00 | 2034 | 9 | 0 | 0 | 0
2034-09-26 08:00 | 2034 | 9 | 0 | 0 | 0
2034-09-26 09:00 | 2034 | 9 | 0 | 0 | 0
2034-09-26 10:00 | 2034 | 9 | 0 | 0 | 0
2034-09-26 11:00 | 2034 | 9 | 0 | 0 | 0
2034-09-26 12:00 | 2034 | 9 | 0 | 0 | 0
2034-09-26 13:00 | 2034 | 9 | 0 | 0 | 0
2034-09-26 14:00 | 2034 | 9 | 0 | 0 | 0
2034-09-26 15:00 | 2034 | 9 | 0 | 0 | 0
2034-09-26 16:00 | 2034 | 9 | 0 | 0 | 0
2034-09-26 17:00 | 2034 | 9 | 0 | 0 | 0
2034-09-26 18:00 | 2034 | 9 | 0 | 0 | 0
2034-09-26 19:00 | 2034 | 9 | 0 | 0 | 0
2034-09-26 20:00 | 2034 | 9 | 0 | 0 | 0
2034-09-26 21:00 | 2034 | 9 | 0 | 0 | 0
2034-09-26 22:00 | 2034 | 9 | 0 | 0 | 0
2034-09-26 23:00 | 2034 | 9 | 0 | 0 | 0
2034-09-27 | 2034 | 9 | 0 | 0 | 0
2034-09-27 01:00 | 2034 | 9 | 0 | 0 | 0
2034-09-27 02:00 | 2034 | 9 | 0 | 0 | 0
2034-09-27 03:00 | 2034 | 9 | 0 | 0 | 0
2034-09-27 04:00 | 2034 | 9 | 0 | 0 | 0
2034-09-27 05:00 | 2034 | 9 | 0 | 0 | 0
2034-09-27 06:00 | 2034 | 9 | 0 | 0 | 0
2034-09-27 07:00 | 2034 | 9 | 0 | 0 | 0
2034-09-27 08:00 | 2034 | 9 | 0 | 0 | 0
2034-09-27 09:00 | 2034 | 9 | 0 | 0 | 0
2034-09-27 10:00 | 2034 | 9 | 0 | 0 | 0
2034-09-27 11:00 | 2034 | 9 | 0 | 0 | 0
2034-09-27 12:00 | 2034 | 9 | 0 | 0 | 0
2034-09-27 13:00 | 2034 | 9 | 0 | 0 | 0
2034-09-27 14:00 | 2034 | 9 | 0 | 0 | 0
2034-09-27 15:00 | 2034 | 9 | 0 | 0 | 0
2034-09-27 16:00 | 2034 | 9 | 0 | 0 | 0
2034-09-27 17:00 | 2034 | 9 | 0 | 0 | 0
2034-09-27 18:00 | 2034 | 9 | 0 | 0 | 0
2034-09-27 19:00 | 2034 | 9 | 0 | 0 | 0
2034-09-27 20:00 | 2034 | 9 | 0 | 0 | 0
2034-09-27 21:00 | 2034 | 9 | 0 | 0 | 0
2034-09-27 22:00 | 2034 | 9 | 0 | 0 | 0
2034-09-27 23:00 | 2034 | 9 | 0 | 0 | 0
2034-09-28 | 2034 | 9 | 0 | 0 | 0
2034-09-28 01:00 | 2034 | 9 | 0 | 0 | 0
2034-09-28 02:00 | 2034 | 9 | 0 | 0 | 0
2034-09-28 03:00 | 2034 | 9 | 0 | 0 | 0
2034-09-28 04:00 | 2034 | 9 | 0 | 0 | 0
2034-09-28 05:00 | 2034 | 9 | 0 | 0 | 0
2034-09-28 06:00 | 2034 | 9 | 0 | 0 | 0
2034-09-28 07:00 | 2034 | 9 | 0 | 0 | 0
2034-09-28 08:00 | 2034 | 9 | 0 | 0 | 0
2034-09-28 09:00 | 2034 | 9 | 0 | 0 | 0
2034-09-28 10:00 | 2034 | 9 | 0 | 0 | 0
2034-09-28 11:00 | 2034 | 9 | 0 | 0 | 0
2034-09-28 12:00 | 2034 | 9 | 0 | 0 | 0
2034-09-28 13:00 | 2034 | 9 | 0 | 0 | 0
2034-09-28 14:00 | 2034 | 9 | 0 | 0 | 0
2034-09-28 15:00 | 2034 | 9 | 0 | 0 | 0
2034-09-28 16:00 | 2034 | 9 | 0 | 0 | 0
2034-09-28 17:00 | 2034 | 9 | 0 | 0 | 0
2034-09-28 18:00 | 2034 | 9 | 0 | 0 | 0
2034-09-28 19:00 | 2034 | 9 | 0 | 0 | 0
2034-09-28 20:00 | 2034 | 9 | 0 | 0 | 0
2034-09-28 21:00 | 2034 | 9 | 0 | 0 | 0
2034-09-28 22:00 | 2034 | 9 | 0 | 0 | 0
2034-09-28 23:00 | 2034 | 9 | 0 | 0 | 0
2034-09-29 | 2034 | 9 | 0 | 0 | 0
2034-09-29 01:00 | 2034 | 9 | 0 | 0 | 0
2034-09-29 02:00 | 2034 | 9 | 0 | 0 | 0
2034-09-29 03:00 | 2034 | 9 | 0 | 0 | 0
2034-09-29 04:00 | 2034 | 9 | 0 | 0 | 0
2034-09-29 05:00 | 2034 | 9 | 0 | 0 | 0
2034-09-29 06:00 | 2034 | 9 | 0 | 0 | 0
2034-09-29 07:00 | 2034 | 9 | 0 | 0 | 0
2034-09-29 08:00 | 2034 | 9 | 0 | 0 | 0
2034-09-29 09:00 | 2034 | 9 | 0 | 0 | 0
2034-09-29 10:00 | 2034 | 9 | 0 | 0 | 0
2034-09-29 11:00 | 2034 | 9 | 0 | 0 | 0
2034-09-29 12:00 | 2034 | 9 | 0 | 0 | 0
2034-09-29 13:00 | 2034 | 9 | 0 | 0 | 0
2034-09-29 14:00 | 2034 | 9 | 0 | 0 | 0
2034-09-29 15:00 | 2034 | 9 | 0 | 0 | 0
2034-09-29 16:00 | 2034 | 9 | 0 | 0 | 0
2034-09-29 17:00 | 2034 | 9 | 0 | 0 | 0
2034-09-29 18:00 | 2034 | 9 | 0 | 0 | 0
2034-09-29 19:00 | 2034 | 9 | 0 | 0 | 0
2034-09-29 20:00 | 2034 | 9 | 0 | 0 | 0
2034-09-29 21:00 | 2034 | 9 | 0 | 0 | 0
2034-09-29 22:00 | 2034 | 9 | 0 | 0 | 0
2034-09-29 23:00 | 2034 | 9 | 0 | 0 | 0
2034-09-30 | 2034 | 9 | 0 | 0 | 0
2034-09-30 01:00 | 2034 | 9 | 0 | 0 | 0
2034-09-30 02:00 | 2034 | 9 | 0 | 0 | 0
2034-09-30 03:00 | 2034 | 9 | 0 | 0 | 0
2034-09-30 04:00 | 2034 | 9 | 0 | 0 | 0
2034-09-30 05:00 | 2034 | 9 | 0 | 0 | 0
2034-09-30 06:00 | 2034 | 9 | 0 | 0 | 0
2034-09-30 07:00 | 2034 | 9 | 0 | 0 | 0
2034-09-30 08:00 | 2034 | 9 | 0 | 0 | 0
2034-09-30 09:00 | 2034 | 9 | 0 | 0 | 0
2034-09-30 10:00 | 2034 | 9 | 0 | 0 | 0
2034-09-30 11:00 | 2034 | 9 | 0 | 0 | 0
2034-09-30 12:00 | 2034 | 9 | 0 | 0 | 0
2034-09-30 13:00 | 2034 | 9 | 0 | 0 | 0
2034-09-30 14:00 | 2034 | 9 | 0 | 0 | 0
2034-09-30 15:00 | 2034 | 9 | 0 | 0 | 0
2034-09-30 16:00 | 2034 | 9 | 0 | 0 | 0
2034-09-30 17:00 | 2034 | 9 | 0 | 0 | 0
2034-09-30 18:00 | 2034 | 9 | 0 | 0 | 0
2034-09-30 19:00 | 2034 | 9 | 0 | 0 | 0
2034-09-30 20:00 | 2034 | 9 | 0 | 0 | 0
2034-09-30 21:00 | 2034 | 9 | 0 | 0 | 0
2034-09-30 22:00 | 2034 | 9 | 0 | 0 | 0
2034-09-30 23:00 | 2034 | 9 | 0 | 0 | 0
2034-10-01 | 2034 | 10 | 0 | 0 | 0
2034-10-01 01:00 | 2034 | 10 | 0 | 0 | 0
2034-10-01 02:00 | 2034 | 10 | 0 | 0 | 0
2034-10-01 03:00 | 2034 | 10 | 0 | 0 | 0
2034-10-01 04:00 | 2034 | 10 | 0 | 0 | 0
2034-10-01 05:00 | 2034 | 10 | 0 | 0 | 0
2034-10-01 06:00 | 2034 | 10 | 0 | 0 | 0
2034-10-01 07:00 | 2034 | 10 | 0 | 0 | 0
2034-10-01 08:00 | 2034 | 10 | 0 | 0 | 0
2034-10-01 09:00 | 2034 | 10 | 0 | 0 | 0
2034-10-01 10:00 | 2034 | 10 | 0 | 0 | 0
2034-10-01 11:00 | 2034 | 10 | 0 | 0 | 0
2034-10-01 12:00 | 2034 | 10 | 0 | 0 | 0
2034-10-01 13:00 | 2034 | 10 | 0 | 0 | 0
2034-10-01 14:00 | 2034 | 10 | 0 | 0 | 0
2034-10-01 15:00 | 2034 | 10 | 0 | 0 | 0
2034-10-01 16:00 | 2034 | 10 | 0 | 0 | 0
2034-10-01 17:00 | 2034 | 10 | 0 | 0 | 0
2034-10-01 18:00 | 2034 | 10 | 0 | 0 | 0
2034-10-01 19:00 | 2034 | 10 | 0 | 0 | 0
2034-10-01 20:00 | 2034 | 10 | 0 | 0 | 0
2034-10-01 21:00 | 2034 | 10 | 0 | 0 | 0
2034-10-01 22:00 | 2034 | 10 | 0 | 0 | 0
2034-10-01 23:00 | 2034 | 10 | 0 | 0 | 0
2034-10-02 | 2034 | 10 | 0 | 0 | 0
2034-10-02 01:00 | 2034 | 10 | 0 | 0 | 0
2034-10-02 02:00 | 2034 | 10 | 0 | 0 | 0
2034-10-02 03:00 | 2034 | 10 | 0 | 0 | 0
2034-10-02 04:00 | 2034 | 10 | 0 | 0 | 0
2034-10-02 05:00 | 2034 | 10 | 0 | 0 | 0
2034-10-02 06:00 | 2034 | 10 | 0 | 0 | 0
2034-10-02 07:00 | 2034 | 10 | 0 | 0 | 0
2034-10-02 08:00 | 2034 | 10 | 0 | 0 | 0
2034-10-02 09:00 | 2034 | 10 | 0 | 0 | 0
2034-10-02 10:00 | 2034 | 10 | 0 | 0 | 0
2034-10-02 11:00 | 2034 | 10 | 0 | 0 | 0
2034-10-02 12:00 | 2034 | 10 | 0 | 0 | 0
2034-10-02 13:00 | 2034 | 10 | 0 | 0 | 0
2034-10-02 14:00 | 2034 | 10 | 0 | 0 | 0
2034-10-02 15:00 | 2034 | 10 | 0 | 0 | 0
2034-10-02 16:00 | 2034 | 10 | 0 | 0 | 0
2034-10-02 17:00 | 2034 | 10 | 0 | 0 | 0
2034-10-02 18:00 | 2034 | 10 | 0 | 0 | 0
2034-10-02 19:00 | 2034 | 10 | 0 | 0 | 0
2034-10-02 20:00 | 2034 | 10 | 0 | 0 | 0
2034-10-02 21:00 | 2034 | 10 | 0 | 0 | 0
2034-10-02 22:00 | 2034 | 10 | 0 | 0 | 0
2034-10-02 23:00 | 2034 | 10 | 0 | 0 | 0
2034-10-03 | 2034 | 10 | 0 | 0 | 0
2034-10-03 01:00 | 2034 | 10 | 0 | 0 | 0
2034-10-03 02:00 | 2034 | 10 | 0 | 0 | 0
2034-10-03 03:00 | 2034 | 10 | 0 | 0 | 0
2034-10-03 04:00 | 2034 | 10 | 0 | 0 | 0
2034-10-03 05:00 | 2034 | 10 | 0 | 0 | 0
2034-10-03 06:00 | 2034 | 10 | 0 | 0 | 0
2034-10-03 07:00 | 2034 | 10 | 0 | 0 | 0
2034-10-03 08:00 | 2034 | 10 | 0 | 0 | 0
2034-10-03 09:00 | 2034 | 10 | 0 | 0 | 0
2034-10-03 10:00 | 2034 | 10 | 0 | 0 | 0
2034-10-03 11:00 | 2034 | 10 | 0 | 0 | 0
2034-10-03 12:00 | 2034 | 10 | 0 | 0 | 0
2034-10-03 13:00 | 2034 | 10 | 0 | 0 | 0
2034-10-03 14:00 | 2034 | 10 | 0 | 0 | 0
2034-10-03 15:00 | 2034 | 10 | 0 | 0 | 0
2034-10-03 16:00 | 2034 | 10 | 0 | 0 | 0
2034-10-03 17:00 | 2034 | 10 | 0 | 0 | 0
2034-10-03 18:00 | 2034 | 10 | 0 | 0 | 0
2034-10-03 19:00 | 2034 | 10 | 0 | 0 | 0
2034-10-03 20:00 | 2034 | 10 | 0 | 0 | 0
2034-10-03 21:00 | 2034 | 10 | 0 | 0 | 0
2034-10-03 22:00 | 2034 | 10 | 0 | 0 | 0
2034-10-03 23:00 | 2034 | 10 | 0 | 0 | 0
2034-10-04 | 2034 | 10 | 0 | 0 | 0
2034-10-04 01:00 | 2034 | 10 | 0 | 0 | 0
2034-10-04 02:00 | 2034 | 10 | 0 | 0 | 0
2034-10-04 03:00 | 2034 | 10 | 0 | 0 | 0
2034-10-04 04:00 | 2034 | 10 | 0 | 0 | 0
2034-10-04 05:00 | 2034 | 10 | 0 | 0 | 0
2034-10-04 06:00 | 2034 | 10 | 0 | 0 | 0
2034-10-04 07:00 | 2034 | 10 | 0 | 0 | 0
2034-10-04 08:00 | 2034 | 10 | 0 | 0 | 0
2034-10-04 09:00 | 2034 | 10 | 0 | 0 | 0
2034-10-04 10:00 | 2034 | 10 | 0 | 0 | 0
2034-10-04 11:00 | 2034 | 10 | 0 | 0 | 0
2034-10-04 12:00 | 2034 | 10 | 0 | 0 | 0
2034-10-04 13:00 | 2034 | 10 | 0 | 0 | 0
2034-10-04 14:00 | 2034 | 10 | 0 | 0 | 0
2034-10-04 15:00 | 2034 | 10 | 0 | 0 | 0
2034-10-04 16:00 | 2034 | 10 | 0 | 0 | 0
2034-10-04 17:00 | 2034 | 10 | 0 | 0 | 0
2034-10-04 18:00 | 2034 | 10 | 0 | 0 | 0
2034-10-04 19:00 | 2034 | 10 | 0 | 0 | 0
2034-10-04 20:00 | 2034 | 10 | 0 | 0 | 0
2034-10-04 21:00 | 2034 | 10 | 0 | 0 | 0
2034-10-04 22:00 | 2034 | 10 | 0 | 0 | 0
2034-10-04 23:00 | 2034 | 10 | 0 | 0 | 0
2034-10-05 | 2034 | 10 | 0 | 0 | 0
2034-10-05 01:00 | 2034 | 10 | 0 | 0 | 0
2034-10-05 02:00 | 2034 | 10 | 0 | 0 | 0
2034-10-05 03:00 | 2034 | 10 | 0 | 0 | 0
2034-10-05 04:00 | 2034 | 10 | 0 | 0 | 0
2034-10-05 05:00 | 2034 | 10 | 0 | 0 | 0
2034-10-05 06:00 | 2034 | 10 | 0 | 0 | 0
2034-10-05 07:00 | 2034 | 10 | 0 | 0 | 0
2034-10-05 08:00 | 2034 | 10 | 0 | 0 | 0
2034-10-05 09:00 | 2034 | 10 | 0 | 0 | 0
2034-10-05 10:00 | 2034 | 10 | 0 | 0 | 0
2034-10-05 11:00 | 2034 | 10 | 0 | 0 | 0
2034-10-05 12:00 | 2034 | 10 | 0 | 0 | 0
2034-10-05 13:00 | 2034 | 10 | 0 | 0 | 0
2034-10-05 14:00 | 2034 | 10 | 0 | 0 | 0
2034-10-05 15:00 | 2034 | 10 | 0 | 0 | 0
2034-10-05 16:00 | 2034 | 10 | 0 | 0 | 0
2034-10-05 17:00 | 2034 | 10 | 0 | 0 | 0
2034-10-05 18:00 | 2034 | 10 | 0 | 0 | 0
2034-10-05 19:00 | 2034 | 10 | 0 | 0 | 0
2034-10-05 20:00 | 2034 | 10 | 0 | 0 | 0
2034-10-05 21:00 | 2034 | 10 | 0 | 0 | 0
2034-10-05 22:00 | 2034 | 10 | 0 | 0 | 0
2034-10-05 23:00 | 2034 | 10 | 0 | 0 | 0
2034-10-06 | 2034 | 10 | 0 | 0 | 0
2034-10-06 01:00 | 2034 | 10 | 0 | 0 | 0
2034-10-06 02:00 | 2034 | 10 | 0 | 0 | 0
2034-10-06 03:00 | 2034 | 10 | 0 | 0 | 0
2034-10-06 04:00 | 2034 | 10 | 0 | 0 | 0
2034-10-06 05:00 | 2034 | 10 | 0 | 0 | 0
2034-10-06 06:00 | 2034 | 10 | 0 | 0 | 0
2034-10-06 07:00 | 2034 | 10 | 0 | 0 | 0
2034-10-06 08:00 | 2034 | 10 | 0 | 0 | 0
2034-10-06 09:00 | 2034 | 10 | 0 | 0 | 0
2034-10-06 10:00 | 2034 | 10 | 0 | 0 | 0
2034-10-06 11:00 | 2034 | 10 | 0 | 0 | 0
2034-10-06 12:00 | 2034 | 10 | 0 | 0 | 0
2034-10-06 13:00 | 2034 | 10 | 0 | 0 | 0
2034-10-06 14:00 | 2034 | 10 | 0 | 0 | 0
2034-10-06 15:00 | 2034 | 10 | 0 | 0 | 0
2034-10-06 16:00 | 2034 | 10 | 0 | 0 | 0
2034-10-06 17:00 | 2034 | 10 | 0 | 0 | 0
2034-10-06 18:00 | 2034 | 10 | 0 | 0 | 0
2034-10-06 19:00 | 2034 | 10 | 0 | 0 | 0
2034-10-06 20:00 | 2034 | 10 | 0 | 0 | 0
2034-10-06 21:00 | 2034 | 10 | 0 | 0 | 0
2034-10-06 22:00 | 2034 | 10 | 0 | 0 | 0
2034-10-06 23:00 | 2034 | 10 | 0 | 0 | 0
2034-10-07 | 2034 | 10 | 0 | 0 | 0
2034-10-07 01:00 | 2034 | 10 | 0 | 0 | 0
2034-10-07 02:00 | 2034 | 10 | 0 | 0 | 0
2034-10-07 03:00 | 2034 | 10 | 0 | 0 | 0
2034-10-07 04:00 | 2034 | 10 | 0 | 0 | 0
2034-10-07 05:00 | 2034 | 10 | 0 | 0 | 0
2034-10-07 06:00 | 2034 | 10 | 0 | 0 | 0
2034-10-07 07:00 | 2034 | 10 | 0 | 0 | 0
2034-10-07 08:00 | 2034 | 10 | 0 | 0 | 0
2034-10-07 09:00 | 2034 | 10 | 0 | 0 | 0
2034-10-07 10:00 | 2034 | 10 | 0 | 0 | 0
2034-10-07 11:00 | 2034 | 10 | 0 | 0 | 0
2034-10-07 12:00 | 2034 | 10 | 0 | 0 | 0
2034-10-07 13:00 | 2034 | 10 | 0 | 0 | 0
2034-10-07 14:00 | 2034 | 10 | 0 | 0 | 0
2034-10-07 15:00 | 2034 | 10 | 0 | 0 | 0
2034-10-07 16:00 | 2034 | 10 | 0 | 0 | 0
2034-10-07 17:00 | 2034 | 10 | 0 | 0 | 0
2034-10-07 18:00 | 2034 | 10 | 0 | 0 | 0
2034-10-07 19:00 | 2034 | 10 | 0 | 0 | 0
2034-10-07 20:00 | 2034 | 10 | 0 | 0 | 0
2034-10-07 21:00 | 2034 | 10 | 0 | 0 | 0
2034-10-07 22:00 | 2034 | 10 | 0 | 0 | 0
2034-10-07 23:00 | 2034 | 10 | 0 | 0 | 0
2034-10-08 | 2034 | 10 | 0 | 0 | 0
2034-10-08 01:00 | 2034 | 10 | 0 | 0 | 0
2034-10-08 02:00 | 2034 | 10 | 0 | 0 | 0
2034-10-08 03:00 | 2034 | 10 | 0 | 0 | 0
2034-10-08 04:00 | 2034 | 10 | 0 | 0 | 0
2034-10-08 05:00 | 2034 | 10 | 0 | 0 | 0
2034-10-08 06:00 | 2034 | 10 | 0 | 0 | 0
2034-10-08 07:00 | 2034 | 10 | 0 | 0 | 0
2034-10-08 08:00 | 2034 | 10 | 0 | 0 | 0
2034-10-08 09:00 | 2034 | 10 | 0 | 0 | 0
2034-10-08 10:00 | 2034 | 10 | 0 | 0 | 0
2034-10-08 11:00 | 2034 | 10 | 0 | 0 | 0
2034-10-08 12:00 | 2034 | 10 | 0 | 0 | 0
2034-10-08 13:00 | 2034 | 10 | 0 | 0 | 0
2034-10-08 14:00 | 2034 | 10 | 0 | 0 | 0
2034-10-08 15:00 | 2034 | 10 | 0 | 0 | 0
2034-10-08 16:00 | 2034 | 10 | 0 | 0 | 0
2034-10-08 17:00 | 2034 | 10 | 0 | 0 | 0
2034-10-08 18:00 | 2034 | 10 | 0 | 0 | 0
2034-10-08 19:00 | 2034 | 10 | 0 | 0 | 0
2034-10-08 20:00 | 2034 | 10 | 0 | 0 | 0
2034-10-08 21:00 | 2034 | 10 | 0 | 0 | 0
2034-10-08 22:00 | 2034 | 10 | 0 | 0 | 0
2034-10-08 23:00 | 2034 | 10 | 0 | 0 | 0
2034-10-09 | 2034 | 10 | 0 | 0 | 0
2034-10-09 01:00 | 2034 | 10 | 0 | 0 | 0
2034-10-09 02:00 | 2034 | 10 | 0 | 0 | 0
2034-10-09 03:00 | 2034 | 10 | 0 | 0 | 0
2034-10-09 04:00 | 2034 | 10 | 0 | 0 | 0
2034-10-09 05:00 | 2034 | 10 | 0 | 0 | 0
2034-10-09 06:00 | 2034 | 10 | 0 | 0 | 0
2034-10-09 07:00 | 2034 | 10 | 0 | 0 | 0
2034-10-09 08:00 | 2034 | 10 | 0 | 0 | 0
2034-10-09 09:00 | 2034 | 10 | 0 | 0 | 0
2034-10-09 10:00 | 2034 | 10 | 0 | 0 | 0
2034-10-09 11:00 | 2034 | 10 | 0 | 0 | 0
2034-10-09 12:00 | 2034 | 10 | 0 | 0 | 0
2034-10-09 13:00 | 2034 | 10 | 0 | 0 | 0
2034-10-09 14:00 | 2034 | 10 | 0 | 0 | 0
2034-10-09 15:00 | 2034 | 10 | 0 | 0 | 0
2034-10-09 16:00 | 2034 | 10 | 0 | 0 | 0
2034-10-09 17:00 | 2034 | 10 | 0 | 0 | 0
2034-10-09 18:00 | 2034 | 10 | 0 | 0 | 0
2034-10-09 19:00 | 2034 | 10 | 0 | 0 | 0
2034-10-09 20:00 | 2034 | 10 | 0 | 0 | 0
2034-10-09 21:00 | 2034 | 10 | 0 | 0 | 0
2034-10-09 22:00 | 2034 | 10 | 0 | 0 | 0
2034-10-09 23:00 | 2034 | 10 | 0 | 0 | 0
2034-10-10 | 2034 | 10 | 0 | 0 | 0
2034-10-10 01:00 | 2034 | 10 | 0 | 0 | 0
2034-10-10 02:00 | 2034 | 10 | 0 | 0 | 0
2034-10-10 03:00 | 2034 | 10 | 0 | 0 | 0
2034-10-10 04:00 | 2034 | 10 | 0 | 0 | 0
2034-10-10 05:00 | 2034 | 10 | 0 | 0 | 0
2034-10-10 06:00 | 2034 | 10 | 0 | 0 | 0
2034-10-10 07:00 | 2034 | 10 | 0 | 0 | 0
2034-10-10 08:00 | 2034 | 10 | 0 | 0 | 0
2034-10-10 09:00 | 2034 | 10 | 0 | 0 | 0
2034-10-10 10:00 | 2034 | 10 | 0 | 0 | 0
2034-10-10 11:00 | 2034 | 10 | 0 | 0 | 0
2034-10-10 12:00 | 2034 | 10 | 0 | 0 | 0
2034-10-10 13:00 | 2034 | 10 | 0 | 0 | 0
2034-10-10 14:00 | 2034 | 10 | 0 | 0 | 0
2034-10-10 15:00 | 2034 | 10 | 0 | 0 | 0
2034-10-10 16:00 | 2034 | 10 | 0 | 0 | 0
2034-10-10 17:00 | 2034 | 10 | 0 | 0 | 0
2034-10-10 18:00 | 2034 | 10 | 0 | 0 | 0
2034-10-10 19:00 | 2034 | 10 | 0 | 0 | 0
2034-10-10 20:00 | 2034 | 10 | 0 | 0 | 0
2034-10-10 21:00 | 2034 | 10 | 0 | 0 | 0
2034-10-10 22:00 | 2034 | 10 | 0 | 0 | 0
2034-10-10 23:00 | 2034 | 10 | 0 | 0 | 0
2034-10-11 | 2034 | 10 | 0 | 0 | 0
2034-10-11 01:00 | 2034 | 10 | 0 | 0 | 0
2034-10-11 02:00 | 2034 | 10 | 0 | 0 | 0
2034-10-11 03:00 | 2034 | 10 | 0 | 0 | 0
2034-10-11 04:00 | 2034 | 10 | 0 | 0 | 0
2034-10-11 05:00 | 2034 | 10 | 0 | 0 | 0
2034-10-11 06:00 | 2034 | 10 | 0 | 0 | 0
2034-10-11 07:00 | 2034 | 10 | 0 | 0 | 0
2034-10-11 08:00 | 2034 | 10 | 0 | 0 | 0
2034-10-11 09:00 | 2034 | 10 | 0 | 0 | 0
2034-10-11 10:00 | 2034 | 10 | 0 | 0 | 0
2034-10-11 11:00 | 2034 | 10 | 0 | 0 | 0
2034-10-11 12:00 | 2034 | 10 | 0 | 0 | 0
2034-10-11 13:00 | 2034 | 10 | 0 | 0 | 0
2034-10-11 14:00 | 2034 | 10 | 0 | 0 | 0
2034-10-11 15:00 | 2034 | 10 | 0 | 0 | 0
2034-10-11 16:00 | 2034 | 10 | 0 | 0 | 0
2034-10-11 17:00 | 2034 | 10 | 0 | 0 | 0
2034-10-11 18:00 | 2034 | 10 | 0 | 0 | 0
2034-10-11 19:00 | 2034 | 10 | 0 | 0 | 0
2034-10-11 20:00 | 2034 | 10 | 0 | 0 | 0
2034-10-11 21:00 | 2034 | 10 | 0 | 0 | 0
2034-10-11 22:00 | 2034 | 10 | 0 | 0 | 0
2034-10-11 23:00 | 2034 | 10 | 0 | 0 | 0
2034-10-12 | 2034 | 10 | 0 | 0 | 0
2034-10-12 01:00 | 2034 | 10 | 0 | 0 | 0
2034-10-12 02:00 | 2034 | 10 | 0 | 0 | 0
2034-10-12 03:00 | 2034 | 10 | 0 | 0 | 0
2034-10-12 04:00 | 2034 | 10 | 0 | 0 | 0
2034-10-12 05:00 | 2034 | 10 | 0 | 0 | 0
2034-10-12 06:00 | 2034 | 10 | 0 | 0 | 0
2034-10-12 07:00 | 2034 | 10 | 0 | 0 | 0
2034-10-12 08:00 | 2034 | 10 | 0 | 0 | 0
2034-10-12 09:00 | 2034 | 10 | 0 | 0 | 0
2034-10-12 10:00 | 2034 | 10 | 0 | 0 | 0
2034-10-12 11:00 | 2034 | 10 | 0 | 0 | 0
2034-10-12 12:00 | 2034 | 10 | 0 | 0 | 0
2034-10-12 13:00 | 2034 | 10 | 0 | 0 | 0
2034-10-12 14:00 | 2034 | 10 | 0 | 0 | 0
2034-10-12 15:00 | 2034 | 10 | 0 | 0 | 0
2034-10-12 16:00 | 2034 | 10 | 0 | 0 | 0
2034-10-12 17:00 | 2034 | 10 | 0 | 0 | 0
2034-10-12 18:00 | 2034 | 10 | 0 | 0 | 0
2034-10-12 19:00 | 2034 | 10 | 0 | 0 | 0
2034-10-12 20:00 | 2034 | 10 | 0 | 0 | 0
2034-10-12 21:00 | 2034 | 10 | 0 | 0 | 0
2034-10-12 22:00 | 2034 | 10 | 0 | 0 | 0
2034-10-12 23:00 | 2034 | 10 | 0 | 0 | 0
2034-10-13 | 2034 | 10 | 0 | 0 | 0
2034-10-13 01:00 | 2034 | 10 | 0 | 0 | 0
2034-10-13 02:00 | 2034 | 10 | 0 | 0 | 0
2034-10-13 03:00 | 2034 | 10 | 0 | 0 | 0
2034-10-13 04:00 | 2034 | 10 | 0 | 0 | 0
2034-10-13 05:00 | 2034 | 10 | 0 | 0 | 0
2034-10-13 06:00 | 2034 | 10 | 0 | 0 | 0
2034-10-13 07:00 | 2034 | 10 | 0 | 0 | 0
2034-10-13 08:00 | 2034 | 10 | 0 | 0 | 0
2034-10-13 09:00 | 2034 | 10 | 0 | 0 | 0
2034-10-13 10:00 | 2034 | 10 | 0 | 0 | 0
2034-10-13 11:00 | 2034 | 10 | 0 | 0 | 0
2034-10-13 12:00 | 2034 | 10 | 0 | 0 | 0
2034-10-13 13:00 | 2034 | 10 | 0 | 0 | 0
2034-10-13 14:00 | 2034 | 10 | 0 | 0 | 0
2034-10-13 15:00 | 2034 | 10 | 0 | 0 | 0
2034-10-13 16:00 | 2034 | 10 | 0 | 0 | 0
2034-10-13 17:00 | 2034 | 10 | 0 | 0 | 0
2034-10-13 18:00 | 2034 | 10 | 0 | 0 | 0
2034-10-13 19:00 | 2034 | 10 | 0 | 0 | 0
2034-10-13 20:00 | 2034 | 10 | 0 | 0 | 0
2034-10-13 21:00 | 2034 | 10 | 0 | 0 | 0
2034-10-13 22:00 | 2034 | 10 | 0 | 0 | 0
2034-10-13 23:00 | 2034 | 10 | 0 | 0 | 0
2034-10-14 | 2034 | 10 | 0 | 0 | 0
2034-10-14 01:00 | 2034 | 10 | 0 | 0 | 0
2034-10-14 02:00 | 2034 | 10 | 0 | 0 | 0
2034-10-14 03:00 | 2034 | 10 | 0 | 0 | 0
2034-10-14 04:00 | 2034 | 10 | 0 | 0 | 0
2034-10-14 05:00 | 2034 | 10 | 0 | 0 | 0
2034-10-14 06:00 | 2034 | 10 | 0 | 0 | 0
2034-10-14 07:00 | 2034 | 10 | 0 | 0 | 0
2034-10-14 08:00 | 2034 | 10 | 0 | 0 | 0
2034-10-14 09:00 | 2034 | 10 | 0 | 0 | 0
2034-10-14 10:00 | 2034 | 10 | 0 | 0 | 0
2034-10-14 11:00 | 2034 | 10 | 0 | 0 | 0
2034-10-14 12:00 | 2034 | 10 | 0 | 0 | 0
2034-10-14 13:00 | 2034 | 10 | 0 | 0 | 0
2034-10-14 14:00 | 2034 | 10 | 0 | 0 | 0
2034-10-14 15:00 | 2034 | 10 | 0 | 0 | 0
2034-10-14 16:00 | 2034 | 10 | 0 | 0 | 0
2034-10-14 17:00 | 2034 | 10 | 0 | 0 | 0
2034-10-14 18:00 | 2034 | 10 | 0 | 0 | 0
2034-10-14 19:00 | 2034 | 10 | 0 | 0 | 0
2034-10-14 20:00 | 2034 | 10 | 0 | 0 | 0
2034-10-14 21:00 | 2034 | 10 | 0 | 0 | 0
2034-10-14 22:00 | 2034 | 10 | 0 | 0 | 0
2034-10-14 23:00 | 2034 | 10 | 0 | 0 | 0
2034-10-15 | 2034 | 10 | 0 | 0 | 0
2034-10-15 01:00 | 2034 | 10 | 0 | 0 | 0
2034-10-15 02:00 | 2034 | 10 | 0 | 0 | 0
2034-10-15 03:00 | 2034 | 10 | 0 | 0 | 0
2034-10-15 04:00 | 2034 | 10 | 0 | 0 | 0
2034-10-15 05:00 | 2034 | 10 | 0 | 0 | 0
2034-10-15 06:00 | 2034 | 10 | 0 | 0 | 0
2034-10-15 07:00 | 2034 | 10 | 0 | 0 | 0
2034-10-15 08:00 | 2034 | 10 | 0 | 0 | 0
2034-10-15 09:00 | 2034 | 10 | 0 | 0 | 0
2034-10-15 10:00 | 2034 | 10 | 0 | 0 | 0
2034-10-15 11:00 | 2034 | 10 | 0 | 0 | 0
2034-10-15 12:00 | 2034 | 10 | 0 | 0 | 0
2034-10-15 13:00 | 2034 | 10 | 0 | 0 | 0
2034-10-15 14:00 | 2034 | 10 | 0 | 0 | 0
2034-10-15 15:00 | 2034 | 10 | 0 | 0 | 0
2034-10-15 16:00 | 2034 | 10 | 0 | 0 | 0
2034-10-15 17:00 | 2034 | 10 | 0 | 0 | 0
2034-10-15 18:00 | 2034 | 10 | 0 | 0 | 0
2034-10-15 19:00 | 2034 | 10 | 0 | 0 | 0
2034-10-15 20:00 | 2034 | 10 | 0 | 0 | 0
2034-10-15 21:00 | 2034 | 10 | 0 | 0 | 0
2034-10-15 22:00 | 2034 | 10 | 0 | 0 | 0
2034-10-15 23:00 | 2034 | 10 | 0 | 0 | 0
2034-10-16 | 2034 | 10 | 0 | 0 | 0
2034-10-16 01:00 | 2034 | 10 | 0 | 0 | 0
2034-10-16 02:00 | 2034 | 10 | 0 | 0 | 0
2034-10-16 03:00 | 2034 | 10 | 0 | 0 | 0
2034-10-16 04:00 | 2034 | 10 | 0 | 0 | 0
2034-10-16 05:00 | 2034 | 10 | 0 | 0 | 0
2034-10-16 06:00 | 2034 | 10 | 0 | 0 | 0
2034-10-16 07:00 | 2034 | 10 | 0 | 0 | 0
2034-10-16 08:00 | 2034 | 10 | 0 | 0 | 0
2034-10-16 09:00 | 2034 | 10 | 0 | 0 | 0
2034-10-16 10:00 | 2034 | 10 | 0 | 0 | 0
2034-10-16 11:00 | 2034 | 10 | 0 | 0 | 0
2034-10-16 12:00 | 2034 | 10 | 0 | 0 | 0
2034-10-16 13:00 | 2034 | 10 | 0 | 0 | 0
2034-10-16 14:00 | 2034 | 10 | 0 | 0 | 0
2034-10-16 15:00 | 2034 | 10 | 0 | 0 | 0
2034-10-16 16:00 | 2034 | 10 | 0 | 0 | 0
2034-10-16 17:00 | 2034 | 10 | 0 | 0 | 0
2034-10-16 18:00 | 2034 | 10 | 0 | 0 | 0
2034-10-16 19:00 | 2034 | 10 | 0 | 0 | 0
2034-10-16 20:00 | 2034 | 10 | 0 | 0 | 0
2034-10-16 21:00 | 2034 | 10 | 0 | 0 | 0
2034-10-16 22:00 | 2034 | 10 | 0 | 0 | 0
2034-10-16 23:00 | 2034 | 10 | 0 | 0 | 0
2034-10-17 | 2034 | 10 | 0 | 0 | 0
2034-10-17 01:00 | 2034 | 10 | 0 | 0 | 0
2034-10-17 02:00 | 2034 | 10 | 0 | 0 | 0
2034-10-17 03:00 | 2034 | 10 | 0 | 0 | 0
2034-10-17 04:00 | 2034 | 10 | 0 | 0 | 0
2034-10-17 05:00 | 2034 | 10 | 0 | 0 | 0
2034-10-17 06:00 | 2034 | 10 | 0 | 0 | 0
2034-10-17 07:00 | 2034 | 10 | 0 | 0 | 0
2034-10-17 08:00 | 2034 | 10 | 0 | 0 | 0
2034-10-17 09:00 | 2034 | 10 | 0 | 0 | 0
2034-10-17 10:00 | 2034 | 10 | 0 | 0 | 0
2034-10-17 11:00 | 2034 | 10 | 0 | 0 | 0
2034-10-17 12:00 | 2034 | 10 | 0 | 0 | 0
2034-10-17 13:00 | 2034 | 10 | 0 | 0 | 0
2034-10-17 14:00 | 2034 | 10 | 0 | 0 | 0
2034-10-17 15:00 | 2034 | 10 | 0 | 0 | 0
2034-10-17 16:00 | 2034 | 10 | 0 | 0 | 0
2034-10-17 17:00 | 2034 | 10 | 0 | 0 | 0
2034-10-17 18:00 | 2034 | 10 | 0 | 0 | 0
2034-10-17 19:00 | 2034 | 10 | 0 | 0 | 0
2034-10-17 20:00 | 2034 | 10 | 0 | 0 | 0
2034-10-17 21:00 | 2034 | 10 | 0 | 0 | 0
2034-10-17 22:00 | 2034 | 10 | 0 | 0 | 0
2034-10-17 23:00 | 2034 | 10 | 0 | 0 | 0
2034-10-18 | 2034 | 10 | 0 | 0 | 0
2034-10-18 01:00 | 2034 | 10 | 0 | 0 | 0
2034-10-18 02:00 | 2034 | 10 | 0 | 0 | 0
2034-10-18 03:00 | 2034 | 10 | 0 | 0 | 0
2034-10-18 04:00 | 2034 | 10 | 0 | 0 | 0
2034-10-18 05:00 | 2034 | 10 | 0 | 0 | 0
2034-10-18 06:00 | 2034 | 10 | 0 | 0 | 0
2034-10-18 07:00 | 2034 | 10 | 0 | 0 | 0
2034-10-18 08:00 | 2034 | 10 | 0 | 0 | 0
2034-10-18 09:00 | 2034 | 10 | 0 | 0 | 0
2034-10-18 10:00 | 2034 | 10 | 0 | 0 | 0
2034-10-18 11:00 | 2034 | 10 | 0 | 0 | 0
2034-10-18 12:00 | 2034 | 10 | 0 | 0 | 0
2034-10-18 13:00 | 2034 | 10 | 0 | 0 | 0
2034-10-18 14:00 | 2034 | 10 | 0 | 0 | 0
2034-10-18 15:00 | 2034 | 10 | 0 | 0 | 0
2034-10-18 16:00 | 2034 | 10 | 0 | 0 | 0
2034-10-18 17:00 | 2034 | 10 | 0 | 0 | 0
2034-10-18 18:00 | 2034 | 10 | 0 | 0 | 0
2034-10-18 19:00 | 2034 | 10 | 0 | 0 | 0
2034-10-18 20:00 | 2034 | 10 | 0 | 0 | 0
2034-10-18 21:00 | 2034 | 10 | 0 | 0 | 0
2034-10-18 22:00 | 2034 | 10 | 0 | 0 | 0
2034-10-18 23:00 | 2034 | 10 | 0 | 0 | 0
2034-10-19 | 2034 | 10 | 0 | 0 | 0
2034-10-19 01:00 | 2034 | 10 | 0 | 0 | 0
2034-10-19 02:00 | 2034 | 10 | 0 | 0 | 0
2034-10-19 03:00 | 2034 | 10 | 0 | 0 | 0
2034-10-19 04:00 | 2034 | 10 | 0 | 0 | 0
2034-10-19 05:00 | 2034 | 10 | 0 | 0 | 0
2034-10-19 06:00 | 2034 | 10 | 0 | 0 | 0
2034-10-19 07:00 | 2034 | 10 | 0 | 0 | 0
2034-10-19 08:00 | 2034 | 10 | 0 | 0 | 0
2034-10-19 09:00 | 2034 | 10 | 0 | 0 | 0
2034-10-19 10:00 | 2034 | 10 | 0 | 0 | 0
2034-10-19 11:00 | 2034 | 10 | 0 | 0 | 0
2034-10-19 12:00 | 2034 | 10 | 0 | 0 | 0
2034-10-19 13:00 | 2034 | 10 | 0 | 0 | 0
2034-10-19 14:00 | 2034 | 10 | 0 | 0 | 0
2034-10-19 15:00 | 2034 | 10 | 0 | 0 | 0
2034-10-19 16:00 | 2034 | 10 | 0 | 0 | 0
2034-10-19 17:00 | 2034 | 10 | 0 | 0 | 0
2034-10-19 18:00 | 2034 | 10 | 0 | 0 | 0
2034-10-19 19:00 | 2034 | 10 | 0 | 0 | 0
2034-10-19 20:00 | 2034 | 10 | 0 | 0 | 0
2034-10-19 21:00 | 2034 | 10 | 0 | 0 | 0
2034-10-19 22:00 | 2034 | 10 | 0 | 0 | 0
2034-10-19 23:00 | 2034 | 10 | 0 | 0 | 0
2034-10-20 | 2034 | 10 | 0 | 0 | 0
2034-10-20 01:00 | 2034 | 10 | 0 | 0 | 0
2034-10-20 02:00 | 2034 | 10 | 0 | 0 | 0
2034-10-20 03:00 | 2034 | 10 | 0 | 0 | 0
2034-10-20 04:00 | 2034 | 10 | 0 | 0 | 0
2034-10-20 05:00 | 2034 | 10 | 0 | 0 | 0
2034-10-20 06:00 | 2034 | 10 | 0 | 0 | 0
2034-10-20 07:00 | 2034 | 10 | 0 | 0 | 0
2034-10-20 08:00 | 2034 | 10 | 0 | 0 | 0
2034-10-20 09:00 | 2034 | 10 | 0 | 0 | 0
2034-10-20 10:00 | 2034 | 10 | 0 | 0 | 0
2034-10-20 11:00 | 2034 | 10 | 0 | 0 | 0
2034-10-20 12:00 | 2034 | 10 | 0 | 0 | 0
2034-10-20 13:00 | 2034 | 10 | 0 | 0 | 0
2034-10-20 14:00 | 2034 | 10 | 0 | 0 | 0
2034-10-20 15:00 | 2034 | 10 | 0 | 0 | 0
2034-10-20 16:00 | 2034 | 10 | 0 | 0 | 0
2034-10-20 17:00 | 2034 | 10 | 0 | 0 | 0
2034-10-20 18:00 | 2034 | 10 | 0 | 0 | 0
2034-10-20 19:00 | 2034 | 10 | 0 | 0 | 0
2034-10-20 20:00 | 2034 | 10 | 0 | 0 | 0
2034-10-20 21:00 | 2034 | 10 | 0 | 0 | 0
2034-10-20 22:00 | 2034 | 10 | 0 | 0 | 0
2034-10-20 23:00 | 2034 | 10 | 0 | 0 | 0
2034-10-21 | 2034 | 10 | 0 | 0 | 0
2034-10-21 01:00 | 2034 | 10 | 0 | 0 | 0
2034-10-21 02:00 | 2034 | 10 | 0 | 0 | 0
2034-10-21 03:00 | 2034 | 10 | 0 | 0 | 0
2034-10-21 04:00 | 2034 | 10 | 0 | 0 | 0
2034-10-21 05:00 | 2034 | 10 | 0 | 0 | 0
2034-10-21 06:00 | 2034 | 10 | 0 | 0 | 0
2034-10-21 07:00 | 2034 | 10 | 0 | 0 | 0
2034-10-21 08:00 | 2034 | 10 | 0 | 0 | 0
2034-10-21 09:00 | 2034 | 10 | 0 | 0 | 0
2034-10-21 10:00 | 2034 | 10 | 0 | 0 | 0
2034-10-21 11:00 | 2034 | 10 | 0 | 0 | 0
2034-10-21 12:00 | 2034 | 10 | 0 | 0 | 0
2034-10-21 13:00 | 2034 | 10 | 0 | 0 | 0
2034-10-21 14:00 | 2034 | 10 | 0 | 0 | 0
2034-10-21 15:00 | 2034 | 10 | 0 | 0 | 0
2034-10-21 16:00 | 2034 | 10 | 0 | 0 | 0
2034-10-21 17:00 | 2034 | 10 | 0 | 0 | 0
2034-10-21 18:00 | 2034 | 10 | 0 | 0 | 0
2034-10-21 19:00 | 2034 | 10 | 0 | 0 | 0
2034-10-21 20:00 | 2034 | 10 | 0 | 0 | 0
2034-10-21 21:00 | 2034 | 10 | 0 | 0 | 0
2034-10-21 22:00 | 2034 | 10 | 0 | 0 | 0
2034-10-21 23:00 | 2034 | 10 | 0 | 0 | 0
2034-10-22 | 2034 | 10 | 0 | 0 | 0
2034-10-22 01:00 | 2034 | 10 | 0 | 0 | 0
2034-10-22 02:00 | 2034 | 10 | 0 | 0 | 0
2034-10-22 03:00 | 2034 | 10 | 0 | 0 | 0
2034-10-22 04:00 | 2034 | 10 | 0 | 0 | 0
2034-10-22 05:00 | 2034 | 10 | 0 | 0 | 0
2034-10-22 06:00 | 2034 | 10 | 0 | 0 | 0
2034-10-22 07:00 | 2034 | 10 | 0 | 0 | 0
2034-10-22 08:00 | 2034 | 10 | 0 | 0 | 0
2034-10-22 09:00 | 2034 | 10 | 0 | 0 | 0
2034-10-22 10:00 | 2034 | 10 | 0 | 0 | 0
2034-10-22 11:00 | 2034 | 10 | 0 | 0 | 0
2034-10-22 12:00 | 2034 | 10 | 0 | 0 | 0
2034-10-22 13:00 | 2034 | 10 | 0 | 0 | 0
2034-10-22 14:00 | 2034 | 10 | 0 | 0 | 0
2034-10-22 15:00 | 2034 | 10 | 0 | 0 | 0
2034-10-22 16:00 | 2034 | 10 | 0 | 0 | 0
2034-10-22 17:00 | 2034 | 10 | 0 | 0 | 0
2034-10-22 18:00 | 2034 | 10 | 0 | 0 | 0
2034-10-22 19:00 | 2034 | 10 | 0 | 0 | 0
2034-10-22 20:00 | 2034 | 10 | 0 | 0 | 0
2034-10-22 21:00 | 2034 | 10 | 0 | 0 | 0
2034-10-22 22:00 | 2034 | 10 | 0 | 0 | 0
2034-10-22 23:00 | 2034 | 10 | 0 | 0 | 0
2034-10-23 | 2034 | 10 | 0 | 0 | 0
2034-10-23 01:00 | 2034 | 10 | 0 | 0 | 0
2034-10-23 02:00 | 2034 | 10 | 0 | 0 | 0
2034-10-23 03:00 | 2034 | 10 | 0 | 0 | 0
2034-10-23 04:00 | 2034 | 10 | 0 | 0 | 0
2034-10-23 05:00 | 2034 | 10 | 0 | 0 | 0
2034-10-23 06:00 | 2034 | 10 | 0 | 0 | 0
2034-10-23 07:00 | 2034 | 10 | 0 | 0 | 0
2034-10-23 08:00 | 2034 | 10 | 0 | 0 | 0
2034-10-23 09:00 | 2034 | 10 | 0 | 0 | 0
2034-10-23 10:00 | 2034 | 10 | 0 | 0 | 0
2034-10-23 11:00 | 2034 | 10 | 0 | 0 | 0
2034-10-23 12:00 | 2034 | 10 | 0 | 0 | 0
2034-10-23 13:00 | 2034 | 10 | 0 | 0 | 0
2034-10-23 14:00 | 2034 | 10 | 0 | 0 | 0
2034-10-23 15:00 | 2034 | 10 | 0 | 0 | 0
2034-10-23 16:00 | 2034 | 10 | 0 | 0 | 0
2034-10-23 17:00 | 2034 | 10 | 0 | 0 | 0
2034-10-23 18:00 | 2034 | 10 | 0 | 0 | 0
2034-10-23 19:00 | 2034 | 10 | 0 | 0 | 0
2034-10-23 20:00 | 2034 | 10 | 0 | 0 | 0
2034-10-23 21:00 | 2034 | 10 | 0 | 0 | 0
2034-10-23 22:00 | 2034 | 10 | 0 | 0 | 0
2034-10-23 23:00 | 2034 | 10 | 0 | 0 | 0
2034-10-24 | 2034 | 10 | 0 | 0 | 0
2034-10-24 01:00 | 2034 | 10 | 0 | 0 | 0
2034-10-24 02:00 | 2034 | 10 | 0 | 0 | 0
2034-10-24 03:00 | 2034 | 10 | 0 | 0 | 0
2034-10-24 04:00 | 2034 | 10 | 0 | 0 | 0
2034-10-24 05:00 | 2034 | 10 | 0 | 0 | 0
2034-10-24 06:00 | 2034 | 10 | 0 | 0 | 0
2034-10-24 07:00 | 2034 | 10 | 0 | 0 | 0
2034-10-24 08:00 | 2034 | 10 | 0 | 0 | 0
2034-10-24 09:00 | 2034 | 10 | 0 | 0 | 0
2034-10-24 10:00 | 2034 | 10 | 0 | 0 | 0
2034-10-24 11:00 | 2034 | 10 | 0 | 0 | 0
2034-10-24 12:00 | 2034 | 10 | 0 | 0 | 0
2034-10-24 13:00 | 2034 | 10 | 0 | 0 | 0
2034-10-24 14:00 | 2034 | 10 | 0 | 0 | 0
2034-10-24 15:00 | 2034 | 10 | 0 | 0 | 0
2034-10-24 16:00 | 2034 | 10 | 0 | 0 | 0
2034-10-24 17:00 | 2034 | 10 | 0 | 0 | 0
2034-10-24 18:00 | 2034 | 10 | 0 | 0 | 0
2034-10-24 19:00 | 2034 | 10 | 0 | 0 | 0
2034-10-24 20:00 | 2034 | 10 | 0 | 0 | 0
2034-10-24 21:00 | 2034 | 10 | 0 | 0 | 0
2034-10-24 22:00 | 2034 | 10 | 0 | 0 | 0
2034-10-24 23:00 | 2034 | 10 | 0 | 0 | 0
2034-10-25 | 2034 | 10 | 0 | 0 | 0
2034-10-25 01:00 | 2034 | 10 | 0 | 0 | 0
2034-10-25 02:00 | 2034 | 10 | 0 | 0 | 0
2034-10-25 03:00 | 2034 | 10 | 0 | 0 | 0
2034-10-25 04:00 | 2034 | 10 | 0 | 0 | 0
2034-10-25 05:00 | 2034 | 10 | 0 | 0 | 0
2034-10-25 06:00 | 2034 | 10 | 0 | 0 | 0
2034-10-25 07:00 | 2034 | 10 | 0 | 0 | 0
2034-10-25 08:00 | 2034 | 10 | 0 | 0 | 0
2034-10-25 09:00 | 2034 | 10 | 0 | 0 | 0
2034-10-25 10:00 | 2034 | 10 | 0 | 0 | 0
2034-10-25 11:00 | 2034 | 10 | 0 | 0 | 0
2034-10-25 12:00 | 2034 | 10 | 0 | 0 | 0
2034-10-25 13:00 | 2034 | 10 | 0 | 0 | 0
2034-10-25 14:00 | 2034 | 10 | 0 | 0 | 0
2034-10-25 15:00 | 2034 | 10 | 0 | 0 | 0
2034-10-25 16:00 | 2034 | 10 | 0 | 0 | 0
2034-10-25 17:00 | 2034 | 10 | 0 | 0 | 0
2034-10-25 18:00 | 2034 | 10 | 0 | 0 | 0
2034-10-25 19:00 | 2034 | 10 | 0 | 0 | 0
2034-10-25 20:00 | 2034 | 10 | 0 | 0 | 0
2034-10-25 21:00 | 2034 | 10 | 0 | 0 | 0
2034-10-25 22:00 | 2034 | 10 | 0 | 0 | 0
2034-10-25 23:00 | 2034 | 10 | 0 | 0 | 0
2034-10-26 | 2034 | 10 | 0 | 0 | 0
2034-10-26 01:00 | 2034 | 10 | 0 | 0 | 0
2034-10-26 02:00 | 2034 | 10 | 0 | 0 | 0
2034-10-26 03:00 | 2034 | 10 | 0 | 0 | 0
2034-10-26 04:00 | 2034 | 10 | 0 | 0 | 0
2034-10-26 05:00 | 2034 | 10 | 0 | 0 | 0
2034-10-26 06:00 | 2034 | 10 | 0 | 0 | 0
2034-10-26 07:00 | 2034 | 10 | 0 | 0 | 0
2034-10-26 08:00 | 2034 | 10 | 0 | 0 | 0
2034-10-26 09:00 | 2034 | 10 | 0 | 0 | 0
2034-10-26 10:00 | 2034 | 10 | 0 | 0 | 0
2034-10-26 11:00 | 2034 | 10 | 0 | 0 | 0
2034-10-26 12:00 | 2034 | 10 | 0 | 0 | 0
2034-10-26 13:00 | 2034 | 10 | 0 | 0 | 0
2034-10-26 14:00 | 2034 | 10 | 0 | 0 | 0
2034-10-26 15:00 | 2034 | 10 | 0 | 0 | 0
2034-10-26 16:00 | 2034 | 10 | 0 | 0 | 0
2034-10-26 17:00 | 2034 | 10 | 0 | 0 | 0
2034-10-26 18:00 | 2034 | 10 | 0 | 0 | 0
2034-10-26 19:00 | 2034 | 10 | 0 | 0 | 0
2034-10-26 20:00 | 2034 | 10 | 0 | 0 | 0
2034-10-26 21:00 | 2034 | 10 | 0 | 0 | 0
2034-10-26 22:00 | 2034 | 10 | 0 | 0 | 0
2034-10-26 23:00 | 2034 | 10 | 0 | 0 | 0
2034-10-27 | 2034 | 10 | 0 | 0 | 0
2034-10-27 01:00 | 2034 | 10 | 0 | 0 | 0
2034-10-27 02:00 | 2034 | 10 | 0 | 0 | 0
2034-10-27 03:00 | 2034 | 10 | 0 | 0 | 0
2034-10-27 04:00 | 2034 | 10 | 0 | 0 | 0
2034-10-27 05:00 | 2034 | 10 | 0 | 0 | 0
2034-10-27 06:00 | 2034 | 10 | 0 | 0 | 0
2034-10-27 07:00 | 2034 | 10 | 0 | 0 | 0
2034-10-27 08:00 | 2034 | 10 | 0 | 0 | 0
2034-10-27 09:00 | 2034 | 10 | 0 | 0 | 0
2034-10-27 10:00 | 2034 | 10 | 0 | 0 | 0
2034-10-27 11:00 | 2034 | 10 | 0 | 0 | 0
2034-10-27 12:00 | 2034 | 10 | 0 | 0 | 0
2034-10-27 13:00 | 2034 | 10 | 0 | 0 | 0
2034-10-27 14:00 | 2034 | 10 | 0 | 0 | 0
2034-10-27 15:00 | 2034 | 10 | 0 | 0 | 0
2034-10-27 16:00 | 2034 | 10 | 0 | 0 | 0
2034-10-27 17:00 | 2034 | 10 | 0 | 0 | 0
2034-10-27 18:00 | 2034 | 10 | 0 | 0 | 0
2034-10-27 19:00 | 2034 | 10 | 0 | 0 | 0
2034-10-27 20:00 | 2034 | 10 | 0 | 0 | 0
2034-10-27 21:00 | 2034 | 10 | 0 | 0 | 0
2034-10-27 22:00 | 2034 | 10 | 0 | 0 | 0
2034-10-27 23:00 | 2034 | 10 | 0 | 0 | 0
2034-10-28 | 2034 | 10 | 0 | 0 | 0
2034-10-28 01:00 | 2034 | 10 | 0 | 0 | 0
2034-10-28 02:00 | 2034 | 10 | 0 | 0 | 0
2034-10-28 03:00 | 2034 | 10 | 0 | 0 | 0
2034-10-28 04:00 | 2034 | 10 | 0 | 0 | 0
2034-10-28 05:00 | 2034 | 10 | 0 | 0 | 0
2034-10-28 06:00 | 2034 | 10 | 0 | 0 | 0
2034-10-28 07:00 | 2034 | 10 | 0 | 0 | 0
2034-10-28 08:00 | 2034 | 10 | 0 | 0 | 0
2034-10-28 09:00 | 2034 | 10 | 0 | 0 | 0
2034-10-28 10:00 | 2034 | 10 | 0 | 0 | 0
2034-10-28 11:00 | 2034 | 10 | 0 | 0 | 0
2034-10-28 12:00 | 2034 | 10 | 0 | 0 | 0
2034-10-28 13:00 | 2034 | 10 | 0 | 0 | 0
2034-10-28 14:00 | 2034 | 10 | 0 | 0 | 0
2034-10-28 15:00 | 2034 | 10 | 0 | 0 | 0
2034-10-28 16:00 | 2034 | 10 | 0 | 0 | 0
2034-10-28 17:00 | 2034 | 10 | 0 | 0 | 0
2034-10-28 18:00 | 2034 | 10 | 0 | 0 | 0
2034-10-28 19:00 | 2034 | 10 | 0 | 0 | 0
2034-10-28 20:00 | 2034 | 10 | 0 | 0 | 0
2034-10-28 21:00 | 2034 | 10 | 0 | 0 | 0
2034-10-28 22:00 | 2034 | 10 | 0 | 0 | 0
2034-10-28 23:00 | 2034 | 10 | 0 | 0 | 0
2034-10-29 | 2034 | 10 | 0 | 0 | 0
2034-10-29 01:00 | 2034 | 10 | 0 | 0 | 0
2034-10-29 02:00 | 2034 | 10 | 0 | 0 | 0
2034-10-29 03:00 | 2034 | 10 | 0 | 0 | 0
2034-10-29 04:00 | 2034 | 10 | 0 | 0 | 0
2034-10-29 05:00 | 2034 | 10 | 0 | 0 | 0
2034-10-29 06:00 | 2034 | 10 | 0 | 0 | 0
2034-10-29 07:00 | 2034 | 10 | 0 | 0 | 0
2034-10-29 08:00 | 2034 | 10 | 0 | 0 | 0
2034-10-29 09:00 | 2034 | 10 | 0 | 0 | 0
2034-10-29 10:00 | 2034 | 10 | 0 | 0 | 0
2034-10-29 11:00 | 2034 | 10 | 0 | 0 | 0
2034-10-29 12:00 | 2034 | 10 | 0 | 0 | 0
2034-10-29 13:00 | 2034 | 10 | 0 | 0 | 0
2034-10-29 14:00 | 2034 | 10 | 0 | 0 | 0
2034-10-29 15:00 | 2034 | 10 | 0 | 0 | 0
2034-10-29 16:00 | 2034 | 10 | 0 | 0 | 0
2034-10-29 17:00 | 2034 | 10 | 0 | 0 | 0
2034-10-29 18:00 | 2034 | 10 | 0 | 0 | 0
2034-10-29 19:00 | 2034 | 10 | 0 | 0 | 0
2034-10-29 20:00 | 2034 | 10 | 0 | 0 | 0
2034-10-29 21:00 | 2034 | 10 | 0 | 0 | 0
2034-10-29 22:00 | 2034 | 10 | 0 | 0 | 0
2034-10-29 23:00 | 2034 | 10 | 0 | 0 | 0
2034-10-30 | 2034 | 10 | 0 | 0 | 0
2034-10-30 01:00 | 2034 | 10 | 0 | 0 | 0
2034-10-30 02:00 | 2034 | 10 | 0 | 0 | 0
2034-10-30 03:00 | 2034 | 10 | 0 | 0 | 0
2034-10-30 04:00 | 2034 | 10 | 0 | 0 | 0
2034-10-30 05:00 | 2034 | 10 | 0 | 0 | 0
2034-10-30 06:00 | 2034 | 10 | 0 | 0 | 0
2034-10-30 07:00 | 2034 | 10 | 0 | 0 | 0
2034-10-30 08:00 | 2034 | 10 | 0 | 0 | 0
2034-10-30 09:00 | 2034 | 10 | 0 | 0 | 0
2034-10-30 10:00 | 2034 | 10 | 0 | 0 | 0
2034-10-30 11:00 | 2034 | 10 | 0 | 0 | 0
2034-10-30 12:00 | 2034 | 10 | 0 | 0 | 0
2034-10-30 13:00 | 2034 | 10 | 0 | 0 | 0
2034-10-30 14:00 | 2034 | 10 | 0 | 0 | 0
2034-10-30 15:00 | 2034 | 10 | 0 | 0 | 0
2034-10-30 16:00 | 2034 | 10 | 0 | 0 | 0
2034-10-30 17:00 | 2034 | 10 | 0 | 0 | 0
2034-10-30 18:00 | 2034 | 10 | 0 | 0 | 0
2034-10-30 19:00 | 2034 | 10 | 0 | 0 | 0
2034-10-30 20:00 | 2034 | 10 | 0 | 0 | 0
2034-10-30 21:00 | 2034 | 10 | 0 | 0 | 0
2034-10-30 22:00 | 2034 | 10 | 0 | 0 | 0
2034-10-30 23:00 | 2034 | 10 | 0 | 0 | 0
2034-10-31 | 2034 | 10 | 0 | 0 | 0
2034-10-31 01:00 | 2034 | 10 | 0 | 0 | 0
2034-10-31 02:00 | 2034 | 10 | 0 | 0 | 0
2034-10-31 03:00 | 2034 | 10 | 0 | 0 | 0
2034-10-31 04:00 | 2034 | 10 | 0 | 0 | 0
2034-10-31 05:00 | 2034 | 10 | 0 | 0 | 0
2034-10-31 06:00 | 2034 | 10 | 0 | 0 | 0
2034-10-31 07:00 | 2034 | 10 | 0 | 0 | 0
2034-10-31 08:00 | 2034 | 10 | 0 | 0 | 0
2034-10-31 09:00 | 2034 | 10 | 0 | 0 | 0
2034-10-31 10:00 | 2034 | 10 | 0 | 0 | 0
2034-10-31 11:00 | 2034 | 10 | 0 | 0 | 0
2034-10-31 12:00 | 2034 | 10 | 0 | 0 | 0
2034-10-31 13:00 | 2034 | 10 | 0 | 0 | 0
2034-10-31 14:00 | 2034 | 10 | 0 | 0 | 0
2034-10-31 15:00 | 2034 | 10 | 0 | 0 | 0
2034-10-31 16:00 | 2034 | 10 | 0 | 0 | 0
2034-10-31 17:00 | 2034 | 10 | 0 | 0 | 0
2034-10-31 18:00 | 2034 | 10 | 0 | 0 | 0
2034-10-31 19:00 | 2034 | 10 | 0 | 0 | 0
2034-10-31 20:00 | 2034 | 10 | 0 | 0 | 0
2034-10-31 21:00 | 2034 | 10 | 0 | 0 | 0
2034-10-31 22:00 | 2034 | 10 | 0 | 0 | 0
2034-10-31 23:00 | 2034 | 10 | 0 | 0 | 0
2034-11-01 | 2034 | 11 | 0 | 0 | 0
2034-11-01 01:00 | 2034 | 11 | 0 | 0 | 0
2034-11-01 02:00 | 2034 | 11 | 0 | 0 | 0
2034-11-01 03:00 | 2034 | 11 | 0 | 0 | 0
2034-11-01 04:00 | 2034 | 11 | 0 | 0 | 0
2034-11-01 05:00 | 2034 | 11 | 0 | 0 | 0
2034-11-01 06:00 | 2034 | 11 | 0 | 0 | 0
2034-11-01 07:00 | 2034 | 11 | 0 | 0 | 0
2034-11-01 08:00 | 2034 | 11 | 0 | 0 | 0
2034-11-01 09:00 | 2034 | 11 | 0 | 0 | 0
2034-11-01 10:00 | 2034 | 11 | 0 | 0 | 0
2034-11-01 11:00 | 2034 | 11 | 0 | 0 | 0
2034-11-01 12:00 | 2034 | 11 | 0 | 0 | 0
2034-11-01 13:00 | 2034 | 11 | 0 | 0 | 0
2034-11-01 14:00 | 2034 | 11 | 0 | 0 | 0
2034-11-01 15:00 | 2034 | 11 | 0 | 0 | 0
2034-11-01 16:00 | 2034 | 11 | 0 | 0 | 0
2034-11-01 17:00 | 2034 | 11 | 0 | 0 | 0
2034-11-01 18:00 | 2034 | 11 | 0 | 0 | 0
2034-11-01 19:00 | 2034 | 11 | 0 | 0 | 0
2034-11-01 20:00 | 2034 | 11 | 0 | 0 | 0
2034-11-01 21:00 | 2034 | 11 | 0 | 0 | 0
2034-11-01 22:00 | 2034 | 11 | 0 | 0 | 0
2034-11-01 23:00 | 2034 | 11 | 0 | 0 | 0
2034-11-02 | 2034 | 11 | 0 | 0 | 0
2034-11-02 01:00 | 2034 | 11 | 0 | 0 | 0
2034-11-02 02:00 | 2034 | 11 | 0 | 0 | 0
2034-11-02 03:00 | 2034 | 11 | 0 | 0 | 0
2034-11-02 04:00 | 2034 | 11 | 0 | 0 | 0
2034-11-02 05:00 | 2034 | 11 | 0 | 0 | 0
2034-11-02 06:00 | 2034 | 11 | 0 | 0 | 0
2034-11-02 07:00 | 2034 | 11 | 0 | 0 | 0
2034-11-02 08:00 | 2034 | 11 | 0 | 0 | 0
2034-11-02 09:00 | 2034 | 11 | 0 | 0 | 0
2034-11-02 10:00 | 2034 | 11 | 0 | 0 | 0
2034-11-02 11:00 | 2034 | 11 | 0 | 0 | 0
2034-11-02 12:00 | 2034 | 11 | 0 | 0 | 0
2034-11-02 13:00 | 2034 | 11 | 0 | 0 | 0
2034-11-02 14:00 | 2034 | 11 | 0 | 0 | 0
2034-11-02 15:00 | 2034 | 11 | 0 | 0 | 0
2034-11-02 16:00 | 2034 | 11 | 0 | 0 | 0
2034-11-02 17:00 | 2034 | 11 | 0 | 0 | 0
2034-11-02 18:00 | 2034 | 11 | 0 | 0 | 0
2034-11-02 19:00 | 2034 | 11 | 0 | 0 | 0
2034-11-02 20:00 | 2034 | 11 | 0 | 0 | 0
2034-11-02 21:00 | 2034 | 11 | 0 | 0 | 0
2034-11-02 22:00 | 2034 | 11 | 0 | 0 | 0
2034-11-02 23:00 | 2034 | 11 | 0 | 0 | 0
2034-11-03 | 2034 | 11 | 0 | 0 | 0
2034-11-03 01:00 | 2034 | 11 | 0 | 0 | 0
2034-11-03 02:00 | 2034 | 11 | 0 | 0 | 0
2034-11-03 03:00 | 2034 | 11 | 0 | 0 | 0
2034-11-03 04:00 | 2034 | 11 | 0 | 0 | 0
2034-11-03 05:00 | 2034 | 11 | 0 | 0 | 0
2034-11-03 06:00 | 2034 | 11 | 0 | 0 | 0
2034-11-03 07:00 | 2034 | 11 | 0 | 0 | 0
2034-11-03 08:00 | 2034 | 11 | 0 | 0 | 0
2034-11-03 09:00 | 2034 | 11 | 0 | 0 | 0
2034-11-03 10:00 | 2034 | 11 | 0 | 0 | 0
2034-11-03 11:00 | 2034 | 11 | 0 | 0 | 0
2034-11-03 12:00 | 2034 | 11 | 0 | 0 | 0
2034-11-03 13:00 | 2034 | 11 | 0 | 0 | 0
2034-11-03 14:00 | 2034 | 11 | 0 | 0 | 0
2034-11-03 15:00 | 2034 | 11 | 0 | 0 | 0
2034-11-03 16:00 | 2034 | 11 | 0 | 0 | 0
2034-11-03 17:00 | 2034 | 11 | 0 | 0 | 0
2034-11-03 18:00 | 2034 | 11 | 0 | 0 | 0
2034-11-03 19:00 | 2034 | 11 | 0 | 0 | 0
2034-11-03 20:00 | 2034 | 11 | 0 | 0 | 0
2034-11-03 21:00 | 2034 | 11 | 0 | 0 | 0
2034-11-03 22:00 | 2034 | 11 | 0 | 0 | 0
2034-11-03 23:00 | 2034 | 11 | 0 | 0 | 0
2034-11-04 | 2034 | 11 | 0 | 0 | 0
2034-11-04 01:00 | 2034 | 11 | 0 | 0 | 0
2034-11-04 02:00 | 2034 | 11 | 0 | 0 | 0
2034-11-04 03:00 | 2034 | 11 | 0 | 0 | 0
2034-11-04 04:00 | 2034 | 11 | 0 | 0 | 0
2034-11-04 05:00 | 2034 | 11 | 0 | 0 | 0
2034-11-04 06:00 | 2034 | 11 | 0 | 0 | 0
2034-11-04 07:00 | 2034 | 11 | 0 | 0 | 0
2034-11-04 08:00 | 2034 | 11 | 0 | 0 | 0
2034-11-04 09:00 | 2034 | 11 | 0 | 0 | 0
2034-11-04 10:00 | 2034 | 11 | 0 | 0 | 0
2034-11-04 11:00 | 2034 | 11 | 0 | 0 | 0
2034-11-04 12:00 | 2034 | 11 | 0 | 0 | 0
2034-11-04 13:00 | 2034 | 11 | 0 | 0 | 0
2034-11-04 14:00 | 2034 | 11 | 0 | 0 | 0
2034-11-04 15:00 | 2034 | 11 | 0 | 0 | 0
2034-11-04 16:00 | 2034 | 11 | 0 | 0 | 0
2034-11-04 17:00 | 2034 | 11 | 0 | 0 | 0
2034-11-04 18:00 | 2034 | 11 | 0 | 0 | 0
2034-11-04 19:00 | 2034 | 11 | 0 | 0 | 0
2034-11-04 20:00 | 2034 | 11 | 0 | 0 | 0
2034-11-04 21:00 | 2034 | 11 | 0 | 0 | 0
2034-11-04 22:00 | 2034 | 11 | 0 | 0 | 0
2034-11-04 23:00 | 2034 | 11 | 0 | 0 | 0
2034-11-05 | 2034 | 11 | 0 | 0 | 0
2034-11-05 01:00 | 2034 | 11 | 0 | 0 | 0
2034-11-05 02:00 | 2034 | 11 | 0 | 0 | 0
2034-11-05 03:00 | 2034 | 11 | 0 | 0 | 0
2034-11-05 04:00 | 2034 | 11 | 0 | 0 | 0
2034-11-05 05:00 | 2034 | 11 | 0 | 0 | 0
2034-11-05 06:00 | 2034 | 11 | 0 | 0 | 0
2034-11-05 07:00 | 2034 | 11 | 0 | 0 | 0
2034-11-05 08:00 | 2034 | 11 | 0 | 0 | 0
2034-11-05 09:00 | 2034 | 11 | 0 | 0 | 0
2034-11-05 10:00 | 2034 | 11 | 0 | 0 | 0
2034-11-05 11:00 | 2034 | 11 | 0 | 0 | 0
2034-11-05 12:00 | 2034 | 11 | 0 | 0 | 0
2034-11-05 13:00 | 2034 | 11 | 0 | 0 | 0
2034-11-05 14:00 | 2034 | 11 | 0 | 0 | 0
2034-11-05 15:00 | 2034 | 11 | 0 | 0 | 0
2034-11-05 16:00 | 2034 | 11 | 0 | 0 | 0
2034-11-05 17:00 | 2034 | 11 | 0 | 0 | 0
2034-11-05 18:00 | 2034 | 11 | 0 | 0 | 0
2034-11-05 19:00 | 2034 | 11 | 0 | 0 | 0
2034-11-05 20:00 | 2034 | 11 | 0 | 0 | 0
2034-11-05 21:00 | 2034 | 11 | 0 | 0 | 0
2034-11-05 22:00 | 2034 | 11 | 0 | 0 | 0
2034-11-05 23:00 | 2034 | 11 | 0 | 0 | 0
2034-11-06 | 2034 | 11 | 0 | 0 | 0
2034-11-06 01:00 | 2034 | 11 | 0 | 0 | 0
2034-11-06 02:00 | 2034 | 11 | 0 | 0 | 0
2034-11-06 03:00 | 2034 | 11 | 0 | 0 | 0
2034-11-06 04:00 | 2034 | 11 | 0 | 0 | 0
2034-11-06 05:00 | 2034 | 11 | 0 | 0 | 0
2034-11-06 06:00 | 2034 | 11 | 0 | 0 | 0
2034-11-06 07:00 | 2034 | 11 | 0 | 0 | 0
2034-11-06 08:00 | 2034 | 11 | 0 | 0 | 0
2034-11-06 09:00 | 2034 | 11 | 0 | 0 | 0
2034-11-06 10:00 | 2034 | 11 | 0 | 0 | 0
2034-11-06 11:00 | 2034 | 11 | 0 | 0 | 0
2034-11-06 12:00 | 2034 | 11 | 0 | 0 | 0
2034-11-06 13:00 | 2034 | 11 | 0 | 0 | 0
2034-11-06 14:00 | 2034 | 11 | 0 | 0 | 0
2034-11-06 15:00 | 2034 | 11 | 0 | 0 | 0
2034-11-06 16:00 | 2034 | 11 | 0 | 0 | 0
2034-11-06 17:00 | 2034 | 11 | 0 | 0 | 0
2034-11-06 18:00 | 2034 | 11 | 0 | 0 | 0
2034-11-06 19:00 | 2034 | 11 | 0 | 0 | 0
2034-11-06 20:00 | 2034 | 11 | 0 | 0 | 0
2034-11-06 21:00 | 2034 | 11 | 0 | 0 | 0
2034-11-06 22:00 | 2034 | 11 | 0 | 0 | 0
2034-11-06 23:00 | 2034 | 11 | 0 | 0 | 0
2034-11-07 | 2034 | 11 | 0 | 0 | 0
2034-11-07 01:00 | 2034 | 11 | 0 | 0 | 0
2034-11-07 02:00 | 2034 | 11 | 0 | 0 | 0
2034-11-07 03:00 | 2034 | 11 | 0 | 0 | 0
2034-11-07 04:00 | 2034 | 11 | 0 | 0 | 0
2034-11-07 05:00 | 2034 | 11 | 0 | 0 | 0
2034-11-07 06:00 | 2034 | 11 | 0 | 0 | 0
2034-11-07 07:00 | 2034 | 11 | 0 | 0 | 0
2034-11-07 08:00 | 2034 | 11 | 0 | 0 | 0
2034-11-07 09:00 | 2034 | 11 | 0 | 0 | 0
2034-11-07 10:00 | 2034 | 11 | 0 | 0 | 0
2034-11-07 11:00 | 2034 | 11 | 0 | 0 | 0
2034-11-07 12:00 | 2034 | 11 | 0 | 0 | 0
2034-11-07 13:00 | 2034 | 11 | 0 | 0 | 0
2034-11-07 14:00 | 2034 | 11 | 0 | 0 | 0
2034-11-07 15:00 | 2034 | 11 | 0 | 0 | 0
2034-11-07 16:00 | 2034 | 11 | 0 | 0 | 0
2034-11-07 17:00 | 2034 | 11 | 0 | 0 | 0
2034-11-07 18:00 | 2034 | 11 | 0 | 0 | 0
2034-11-07 19:00 | 2034 | 11 | 0 | 0 | 0
2034-11-07 20:00 | 2034 | 11 | 0 | 0 | 0
2034-11-07 21:00 | 2034 | 11 | 0 | 0 | 0
2034-11-07 22:00 | 2034 | 11 | 0 | 0 | 0
2034-11-07 23:00 | 2034 | 11 | 0 | 0 | 0
2034-11-08 | 2034 | 11 | 0 | 0 | 0
2034-11-08 01:00 | 2034 | 11 | 0 | 0 | 0
2034-11-08 02:00 | 2034 | 11 | 0 | 0 | 0
2034-11-08 03:00 | 2034 | 11 | 0 | 0 | 0
2034-11-08 04:00 | 2034 | 11 | 0 | 0 | 0
2034-11-08 05:00 | 2034 | 11 | 0 | 0 | 0
2034-11-08 06:00 | 2034 | 11 | 0 | 0 | 0
2034-11-08 07:00 | 2034 | 11 | 0 | 0 | 0
2034-11-08 08:00 | 2034 | 11 | 0 | 0 | 0
2034-11-08 09:00 | 2034 | 11 | 0 | 0 | 0
2034-11-08 10:00 | 2034 | 11 | 0 | 0 | 0
2034-11-08 11:00 | 2034 | 11 | 0 | 0 | 0
2034-11-08 12:00 | 2034 | 11 | 0 | 0 | 0
2034-11-08 13:00 | 2034 | 11 | 0 | 0 | 0
2034-11-08 14:00 | 2034 | 11 | 0 | 0 | 0
2034-11-08 15:00 | 2034 | 11 | 0 | 0 | 0
2034-11-08 16:00 | 2034 | 11 | 0 | 0 | 0
2034-11-08 17:00 | 2034 | 11 | 0 | 0 | 0
2034-11-08 18:00 | 2034 | 11 | 0 | 0 | 0
2034-11-08 19:00 | 2034 | 11 | 0 | 0 | 0
2034-11-08 20:00 | 2034 | 11 | 0 | 0 | 0
2034-11-08 21:00 | 2034 | 11 | 0 | 0 | 0
2034-11-08 22:00 | 2034 | 11 | 0 | 0 | 0
2034-11-08 23:00 | 2034 | 11 | 0 | 0 | 0
2034-11-09 | 2034 | 11 | 0 | 0 | 0
2034-11-09 01:00 | 2034 | 11 | 0 | 0 | 0
2034-11-09 02:00 | 2034 | 11 | 0 | 0 | 0
2034-11-09 03:00 | 2034 | 11 | 0 | 0 | 0
2034-11-09 04:00 | 2034 | 11 | 0 | 0 | 0
2034-11-09 05:00 | 2034 | 11 | 0 | 0 | 0
2034-11-09 06:00 | 2034 | 11 | 0 | 0 | 0
2034-11-09 07:00 | 2034 | 11 | 0 | 0 | 0
2034-11-09 08:00 | 2034 | 11 | 0 | 0 | 0
2034-11-09 09:00 | 2034 | 11 | 0 | 0 | 0
2034-11-09 10:00 | 2034 | 11 | 0 | 0 | 0
2034-11-09 11:00 | 2034 | 11 | 0 | 0 | 0
2034-11-09 12:00 | 2034 | 11 | 0 | 0 | 0
2034-11-09 13:00 | 2034 | 11 | 0 | 0 | 0
2034-11-09 14:00 | 2034 | 11 | 0 | 0 | 0
2034-11-09 15:00 | 2034 | 11 | 0 | 0 | 0
2034-11-09 16:00 | 2034 | 11 | 0 | 0 | 0
2034-11-09 17:00 | 2034 | 11 | 0 | 0 | 0
2034-11-09 18:00 | 2034 | 11 | 0 | 0 | 0
2034-11-09 19:00 | 2034 | 11 | 0 | 0 | 0
2034-11-09 20:00 | 2034 | 11 | 0 | 0 | 0
2034-11-09 21:00 | 2034 | 11 | 0 | 0 | 0
2034-11-09 22:00 | 2034 | 11 | 0 | 0 | 0
2034-11-09 23:00 | 2034 | 11 | 0 | 0 | 0
2034-11-10 | 2034 | 11 | 0 | 0 | 0
2034-11-10 01:00 | 2034 | 11 | 0 | 0 | 0
2034-11-10 02:00 | 2034 | 11 | 0 | 0 | 0
2034-11-10 03:00 | 2034 | 11 | 0 | 0 | 0
2034-11-10 04:00 | 2034 | 11 | 0 | 0 | 0
2034-11-10 05:00 | 2034 | 11 | 0 | 0 | 0
2034-11-10 06:00 | 2034 | 11 | 0 | 0 | 0
2034-11-10 07:00 | 2034 | 11 | 0 | 0 | 0
2034-11-10 08:00 | 2034 | 11 | 0 | 0 | 0
2034-11-10 09:00 | 2034 | 11 | 0 | 0 | 0
2034-11-10 10:00 | 2034 | 11 | 0 | 0 | 0
2034-11-10 11:00 | 2034 | 11 | 0 | 0 | 0
2034-11-10 12:00 | 2034 | 11 | 0 | 0 | 0
2034-11-10 13:00 | 2034 | 11 | 0 | 0 | 0
2034-11-10 14:00 | 2034 | 11 | 0 | 0 | 0
2034-11-10 15:00 | 2034 | 11 | 0 | 0 | 0
2034-11-10 16:00 | 2034 | 11 | 0 | 0 | 0
2034-11-10 17:00 | 2034 | 11 | 0 | 0 | 0
2034-11-10 18:00 | 2034 | 11 | 0 | 0 | 0
2034-11-10 19:00 | 2034 | 11 | 0 | 0 | 0
2034-11-10 20:00 | 2034 | 11 | 0 | 0 | 0
2034-11-10 21:00 | 2034 | 11 | 0 | 0 | 0
2034-11-10 22:00 | 2034 | 11 | 0 | 0 | 0
2034-11-10 23:00 | 2034 | 11 | 0 | 0 | 0
2034-11-11 | 2034 | 11 | 0 | 0 | 0
2034-11-11 01:00 | 2034 | 11 | 0 | 0 | 0
2034-11-11 02:00 | 2034 | 11 | 0 | 0 | 0
2034-11-11 03:00 | 2034 | 11 | 0 | 0 | 0
2034-11-11 04:00 | 2034 | 11 | 0 | 0 | 0
2034-11-11 05:00 | 2034 | 11 | 0 | 0 | 0
2034-11-11 06:00 | 2034 | 11 | 0 | 0 | 0
2034-11-11 07:00 | 2034 | 11 | 0 | 0 | 0
2034-11-11 08:00 | 2034 | 11 | 0 | 0 | 0
2034-11-11 09:00 | 2034 | 11 | 0 | 0 | 0
2034-11-11 10:00 | 2034 | 11 | 0 | 0 | 0
2034-11-11 11:00 | 2034 | 11 | 0 | 0 | 0
2034-11-11 12:00 | 2034 | 11 | 0 | 0 | 0
2034-11-11 13:00 | 2034 | 11 | 0 | 0 | 0
2034-11-11 14:00 | 2034 | 11 | 0 | 0 | 0
2034-11-11 15:00 | 2034 | 11 | 0 | 0 | 0
2034-11-11 16:00 | 2034 | 11 | 0 | 0 | 0
2034-11-11 17:00 | 2034 | 11 | 0 | 0 | 0
2034-11-11 18:00 | 2034 | 11 | 0 | 0 | 0
2034-11-11 19:00 | 2034 | 11 | 0 | 0 | 0
2034-11-11 20:00 | 2034 | 11 | 0 | 0 | 0
2034-11-11 21:00 | 2034 | 11 | 0 | 0 | 0
2034-11-11 22:00 | 2034 | 11 | 0 | 0 | 0
2034-11-11 23:00 | 2034 | 11 | 0 | 0 | 0
2034-11-12 | 2034 | 11 | 0 | 0 | 0
2034-11-12 01:00 | 2034 | 11 | 0 | 0 | 0
2034-11-12 02:00 | 2034 | 11 | 0 | 0 | 0
2034-11-12 03:00 | 2034 | 11 | 0 | 0 | 0
2034-11-12 04:00 | 2034 | 11 | 0 | 0 | 0
2034-11-12 05:00 | 2034 | 11 | 0 | 0 | 0
2034-11-12 06:00 | 2034 | 11 | 0 | 0 | 0
2034-11-12 07:00 | 2034 | 11 | 0 | 0 | 0
2034-11-12 08:00 | 2034 | 11 | 0 | 0 | 0
2034-11-12 09:00 | 2034 | 11 | 0 | 0 | 0
2034-11-12 10:00 | 2034 | 11 | 0 | 0 | 0
2034-11-12 11:00 | 2034 | 11 | 0 | 0 | 0
2034-11-12 12:00 | 2034 | 11 | 0 | 0 | 0
2034-11-12 13:00 | 2034 | 11 | 0 | 0 | 0
2034-11-12 14:00 | 2034 | 11 | 0 | 0 | 0
2034-11-12 15:00 | 2034 | 11 | 0 | 0 | 0
2034-11-12 16:00 | 2034 | 11 | 0 | 0 | 0
2034-11-12 17:00 | 2034 | 11 | 0 | 0 | 0
2034-11-12 18:00 | 2034 | 11 | 0 | 0 | 0
2034-11-12 19:00 | 2034 | 11 | 0 | 0 | 0
2034-11-12 20:00 | 2034 | 11 | 0 | 0 | 0
2034-11-12 21:00 | 2034 | 11 | 0 | 0 | 0
2034-11-12 22:00 | 2034 | 11 | 0 | 0 | 0
2034-11-12 23:00 | 2034 | 11 | 0 | 0 | 0
2034-11-13 | 2034 | 11 | 0 | 0 | 0
2034-11-13 01:00 | 2034 | 11 | 0 | 0 | 0
2034-11-13 02:00 | 2034 | 11 | 0 | 0 | 0
2034-11-13 03:00 | 2034 | 11 | 0 | 0 | 0
2034-11-13 04:00 | 2034 | 11 | 0 | 0 | 0
2034-11-13 05:00 | 2034 | 11 | 0 | 0 | 0
2034-11-13 06:00 | 2034 | 11 | 0 | 0 | 0
2034-11-13 07:00 | 2034 | 11 | 0 | 0 | 0
2034-11-13 08:00 | 2034 | 11 | 0 | 0 | 0
2034-11-13 09:00 | 2034 | 11 | 0 | 0 | 0
2034-11-13 10:00 | 2034 | 11 | 0 | 0 | 0
2034-11-13 11:00 | 2034 | 11 | 0 | 0 | 0
2034-11-13 12:00 | 2034 | 11 | 0 | 0 | 0
2034-11-13 13:00 | 2034 | 11 | 0 | 0 | 0
2034-11-13 14:00 | 2034 | 11 | 0 | 0 | 0
2034-11-13 15:00 | 2034 | 11 | 0 | 0 | 0
2034-11-13 16:00 | 2034 | 11 | 0 | 0 | 0
2034-11-13 17:00 | 2034 | 11 | 0 | 0 | 0
2034-11-13 18:00 | 2034 | 11 | 0 | 0 | 0
2034-11-13 19:00 | 2034 | 11 | 0 | 0 | 0
2034-11-13 20:00 | 2034 | 11 | 0 | 0 | 0
2034-11-13 21:00 | 2034 | 11 | 0 | 0 | 0
2034-11-13 22:00 | 2034 | 11 | 0 | 0 | 0
2034-11-13 23:00 | 2034 | 11 | 0 | 0 | 0
2034-11-14 | 2034 | 11 | 0 | 0 | 0
2034-11-14 01:00 | 2034 | 11 | 0 | 0 | 0
2034-11-14 02:00 | 2034 | 11 | 0 | 0 | 0
2034-11-14 03:00 | 2034 | 11 | 0 | 0 | 0
2034-11-14 04:00 | 2034 | 11 | 0 | 0 | 0
2034-11-14 05:00 | 2034 | 11 | 0 | 0 | 0
2034-11-14 06:00 | 2034 | 11 | 0 | 0 | 0
2034-11-14 07:00 | 2034 | 11 | 0 | 0 | 0
2034-11-14 08:00 | 2034 | 11 | 0 | 0 | 0
2034-11-14 09:00 | 2034 | 11 | 0 | 0 | 0
2034-11-14 10:00 | 2034 | 11 | 0 | 0 | 0
2034-11-14 11:00 | 2034 | 11 | 0 | 0 | 0
2034-11-14 12:00 | 2034 | 11 | 0 | 0 | 0
2034-11-14 13:00 | 2034 | 11 | 0 | 0 | 0
2034-11-14 14:00 | 2034 | 11 | 0 | 0 | 0
2034-11-14 15:00 | 2034 | 11 | 0 | 0 | 0
2034-11-14 16:00 | 2034 | 11 | 0 | 0 | 0
2034-11-14 17:00 | 2034 | 11 | 0 | 0 | 0
2034-11-14 18:00 | 2034 | 11 | 0 | 0 | 0
2034-11-14 19:00 | 2034 | 11 | 0 | 0 | 0
2034-11-14 20:00 | 2034 | 11 | 0 | 0 | 0
2034-11-14 21:00 | 2034 | 11 | 0 | 0 | 0
2034-11-14 22:00 | 2034 | 11 | 0 | 0 | 0
2034-11-14 23:00 | 2034 | 11 | 0 | 0 | 0
2034-11-15 | 2034 | 11 | 0 | 0 | 0
2034-11-15 01:00 | 2034 | 11 | 0 | 0 | 0
2034-11-15 02:00 | 2034 | 11 | 0 | 0 | 0
2034-11-15 03:00 | 2034 | 11 | 0 | 0 | 0
2034-11-15 04:00 | 2034 | 11 | 0 | 0 | 0
2034-11-15 05:00 | 2034 | 11 | 0 | 0 | 0
2034-11-15 06:00 | 2034 | 11 | 0 | 0 | 0
2034-11-15 07:00 | 2034 | 11 | 0 | 0 | 0
2034-11-15 08:00 | 2034 | 11 | 0 | 0 | 0
2034-11-15 09:00 | 2034 | 11 | 0 | 0 | 0
2034-11-15 10:00 | 2034 | 11 | 0 | 0 | 0
2034-11-15 11:00 | 2034 | 11 | 0 | 0 | 0
2034-11-15 12:00 | 2034 | 11 | 0 | 0 | 0
2034-11-15 13:00 | 2034 | 11 | 0 | 0 | 0
2034-11-15 14:00 | 2034 | 11 | 0 | 0 | 0
2034-11-15 15:00 | 2034 | 11 | 0 | 0 | 0
2034-11-15 16:00 | 2034 | 11 | 0 | 0 | 0
2034-11-15 17:00 | 2034 | 11 | 0 | 0 | 0
2034-11-15 18:00 | 2034 | 11 | 0 | 0 | 0
2034-11-15 19:00 | 2034 | 11 | 0 | 0 | 0
2034-11-15 20:00 | 2034 | 11 | 0 | 0 | 0
2034-11-15 21:00 | 2034 | 11 | 0 | 0 | 0
2034-11-15 22:00 | 2034 | 11 | 0 | 0 | 0
2034-11-15 23:00 | 2034 | 11 | 0 | 0 | 0
2034-11-16 | 2034 | 11 | 0 | 0 | 0
2034-11-16 01:00 | 2034 | 11 | 0 | 0 | 0
2034-11-16 02:00 | 2034 | 11 | 0 | 0 | 0
2034-11-16 03:00 | 2034 | 11 | 0 | 0 | 0
2034-11-16 04:00 | 2034 | 11 | 0 | 0 | 0
2034-11-16 05:00 | 2034 | 11 | 0 | 0 | 0
2034-11-16 06:00 | 2034 | 11 | 0 | 0 | 0
2034-11-16 07:00 | 2034 | 11 | 0 | 0 | 0
2034-11-16 08:00 | 2034 | 11 | 0 | 0 | 0
2034-11-16 09:00 | 2034 | 11 | 0 | 0 | 0
2034-11-16 10:00 | 2034 | 11 | 0 | 0 | 0
2034-11-16 11:00 | 2034 | 11 | 0 | 0 | 0
2034-11-16 12:00 | 2034 | 11 | 0 | 0 | 0
2034-11-16 13:00 | 2034 | 11 | 0 | 0 | 0
2034-11-16 14:00 | 2034 | 11 | 0 | 0 | 0
2034-11-16 15:00 | 2034 | 11 | 0 | 0 | 0
2034-11-16 16:00 | 2034 | 11 | 0 | 0 | 0
2034-11-16 17:00 | 2034 | 11 | 0 | 0 | 0
2034-11-16 18:00 | 2034 | 11 | 0 | 0 | 0
2034-11-16 19:00 | 2034 | 11 | 0 | 0 | 0
2034-11-16 20:00 | 2034 | 11 | 0 | 0 | 0
2034-11-16 21:00 | 2034 | 11 | 0 | 0 | 0
2034-11-16 22:00 | 2034 | 11 | 0 | 0 | 0
2034-11-16 23:00 | 2034 | 11 | 0 | 0 | 0
2034-11-17 | 2034 | 11 | 0 | 0 | 0
2034-11-17 01:00 | 2034 | 11 | 0 | 0 | 0
2034-11-17 02:00 | 2034 | 11 | 0 | 0 | 0
2034-11-17 03:00 | 2034 | 11 | 0 | 0 | 0
2034-11-17 04:00 | 2034 | 11 | 0 | 0 | 0
2034-11-17 05:00 | 2034 | 11 | 0 | 0 | 0
2034-11-17 06:00 | 2034 | 11 | 0 | 0 | 0
2034-11-17 07:00 | 2034 | 11 | 0 | 0 | 0
2034-11-17 08:00 | 2034 | 11 | 0 | 0 | 0
2034-11-17 09:00 | 2034 | 11 | 0 | 0 | 0
2034-11-17 10:00 | 2034 | 11 | 0 | 0 | 0
2034-11-17 11:00 | 2034 | 11 | 0 | 0 | 0
2034-11-17 12:00 | 2034 | 11 | 0 | 0 | 0
2034-11-17 13:00 | 2034 | 11 | 0 | 0 | 0
2034-11-17 14:00 | 2034 | 11 | 0 | 0 | 0
2034-11-17 15:00 | 2034 | 11 | 0 | 0 | 0
2034-11-17 16:00 | 2034 | 11 | 0 | 0 | 0
2034-11-17 17:00 | 2034 | 11 | 0 | 0 | 0
2034-11-17 18:00 | 2034 | 11 | 0 | 0 | 0
2034-11-17 19:00 | 2034 | 11 | 0 | 0 | 0
2034-11-17 20:00 | 2034 | 11 | 0 | 0 | 0
2034-11-17 21:00 | 2034 | 11 | 0 | 0 | 0
2034-11-17 22:00 | 2034 | 11 | 0 | 0 | 0
2034-11-17 23:00 | 2034 | 11 | 0 | 0 | 0
2034-11-18 | 2034 | 11 | 0 | 0 | 0
2034-11-18 01:00 | 2034 | 11 | 0 | 0 | 0
2034-11-18 02:00 | 2034 | 11 | 0 | 0 | 0
2034-11-18 03:00 | 2034 | 11 | 0 | 0 | 0
2034-11-18 04:00 | 2034 | 11 | 0 | 0 | 0
2034-11-18 05:00 | 2034 | 11 | 0 | 0 | 0
2034-11-18 06:00 | 2034 | 11 | 0 | 0 | 0
2034-11-18 07:00 | 2034 | 11 | 0 | 0 | 0
2034-11-18 08:00 | 2034 | 11 | 0 | 0 | 0
2034-11-18 09:00 | 2034 | 11 | 0 | 0 | 0
2034-11-18 10:00 | 2034 | 11 | 0 | 0 | 0
2034-11-18 11:00 | 2034 | 11 | 0 | 0 | 0
2034-11-18 12:00 | 2034 | 11 | 0 | 0 | 0
2034-11-18 13:00 | 2034 | 11 | 0 | 0 | 0
2034-11-18 14:00 | 2034 | 11 | 0 | 0 | 0
2034-11-18 15:00 | 2034 | 11 | 0 | 0 | 0
2034-11-18 16:00 | 2034 | 11 | 0 | 0 | 0
2034-11-18 17:00 | 2034 | 11 | 0 | 0 | 0
2034-11-18 18:00 | 2034 | 11 | 0 | 0 | 0
2034-11-18 19:00 | 2034 | 11 | 0 | 0 | 0
2034-11-18 20:00 | 2034 | 11 | 0 | 0 | 0
2034-11-18 21:00 | 2034 | 11 | 0 | 0 | 0
2034-11-18 22:00 | 2034 | 11 | 0 | 0 | 0
2034-11-18 23:00 | 2034 | 11 | 0 | 0 | 0
2034-11-19 | 2034 | 11 | 0 | 0 | 0
2034-11-19 01:00 | 2034 | 11 | 0 | 0 | 0
2034-11-19 02:00 | 2034 | 11 | 0 | 0 | 0
2034-11-19 03:00 | 2034 | 11 | 0 | 0 | 0
2034-11-19 04:00 | 2034 | 11 | 0 | 0 | 0
2034-11-19 05:00 | 2034 | 11 | 0 | 0 | 0
2034-11-19 06:00 | 2034 | 11 | 0 | 0 | 0
2034-11-19 07:00 | 2034 | 11 | 0 | 0 | 0
2034-11-19 08:00 | 2034 | 11 | 0 | 0 | 0
2034-11-19 09:00 | 2034 | 11 | 0 | 0 | 0
2034-11-19 10:00 | 2034 | 11 | 0 | 0 | 0
2034-11-19 11:00 | 2034 | 11 | 0 | 0 | 0
2034-11-19 12:00 | 2034 | 11 | 0 | 0 | 0
2034-11-19 13:00 | 2034 | 11 | 0 | 0 | 0
2034-11-19 14:00 | 2034 | 11 | 0 | 0 | 0
2034-11-19 15:00 | 2034 | 11 | 0 | 0 | 0
2034-11-19 16:00 | 2034 | 11 | 0 | 0 | 0
2034-11-19 17:00 | 2034 | 11 | 0 | 0 | 0
2034-11-19 18:00 | 2034 | 11 | 0 | 0 | 0
2034-11-19 19:00 | 2034 | 11 | 0 | 0 | 0
2034-11-19 20:00 | 2034 | 11 | 0 | 0 | 0
2034-11-19 21:00 | 2034 | 11 | 0 | 0 | 0
2034-11-19 22:00 | 2034 | 11 | 0 | 0 | 0
2034-11-19 23:00 | 2034 | 11 | 0 | 0 | 0
2034-11-20 | 2034 | 11 | 0 | 0 | 0
2034-11-20 01:00 | 2034 | 11 | 0 | 0 | 0
2034-11-20 02:00 | 2034 | 11 | 0 | 0 | 0
2034-11-20 03:00 | 2034 | 11 | 0 | 0 | 0
2034-11-20 04:00 | 2034 | 11 | 0 | 0 | 0
2034-11-20 05:00 | 2034 | 11 | 0 | 0 | 0
2034-11-20 06:00 | 2034 | 11 | 0 | 0 | 0
2034-11-20 07:00 | 2034 | 11 | 0 | 0 | 0
2034-11-20 08:00 | 2034 | 11 | 0 | 0 | 0
2034-11-20 09:00 | 2034 | 11 | 0 | 0 | 0
2034-11-20 10:00 | 2034 | 11 | 0 | 0 | 0
2034-11-20 11:00 | 2034 | 11 | 0 | 0 | 0
2034-11-20 12:00 | 2034 | 11 | 0 | 0 | 0
2034-11-20 13:00 | 2034 | 11 | 0 | 0 | 0
2034-11-20 14:00 | 2034 | 11 | 0 | 0 | 0
2034-11-20 15:00 | 2034 | 11 | 0 | 0 | 0
2034-11-20 16:00 | 2034 | 11 | 0 | 0 | 0
2034-11-20 17:00 | 2034 | 11 | 0 | 0 | 0
2034-11-20 18:00 | 2034 | 11 | 0 | 0 | 0
2034-11-20 19:00 | 2034 | 11 | 0 | 0 | 0
2034-11-20 20:00 | 2034 | 11 | 0 | 0 | 0
2034-11-20 21:00 | 2034 | 11 | 0 | 0 | 0
2034-11-20 22:00 | 2034 | 11 | 0 | 0 | 0
2034-11-20 23:00 | 2034 | 11 | 0 | 0 | 0
2034-11-21 | 2034 | 11 | 0 | 0 | 0
2034-11-21 01:00 | 2034 | 11 | 0 | 0 | 0
2034-11-21 02:00 | 2034 | 11 | 0 | 0 | 0
2034-11-21 03:00 | 2034 | 11 | 0 | 0 | 0
2034-11-21 04:00 | 2034 | 11 | 0 | 0 | 0
2034-11-21 05:00 | 2034 | 11 | 0 | 0 | 0
2034-11-21 06:00 | 2034 | 11 | 0 | 0 | 0
2034-11-21 07:00 | 2034 | 11 | 0 | 0 | 0
2034-11-21 08:00 | 2034 | 11 | 0 | 0 | 0
2034-11-21 09:00 | 2034 | 11 | 0 | 0 | 0
2034-11-21 10:00 | 2034 | 11 | 0 | 0 | 0
2034-11-21 11:00 | 2034 | 11 | 0 | 0 | 0
2034-11-21 12:00 | 2034 | 11 | 0 | 0 | 0
2034-11-21 13:00 | 2034 | 11 | 0 | 0 | 0
2034-11-21 14:00 | 2034 | 11 | 0 | 0 | 0
2034-11-21 15:00 | 2034 | 11 | 0 | 0 | 0
2034-11-21 16:00 | 2034 | 11 | 0 | 0 | 0
2034-11-21 17:00 | 2034 | 11 | 0 | 0 | 0
2034-11-21 18:00 | 2034 | 11 | 0 | 0 | 0
2034-11-21 19:00 | 2034 | 11 | 0 | 0 | 0
2034-11-21 20:00 | 2034 | 11 | 0 | 0 | 0
2034-11-21 21:00 | 2034 | 11 | 0 | 0 | 0
2034-11-21 22:00 | 2034 | 11 | 0 | 0 | 0
2034-11-21 23:00 | 2034 | 11 | 0 | 0 | 0
2034-11-22 | 2034 | 11 | 0 | 0 | 0
2034-11-22 01:00 | 2034 | 11 | 0 | 0 | 0
2034-11-22 02:00 | 2034 | 11 | 0 | 0 | 0
2034-11-22 03:00 | 2034 | 11 | 0 | 0 | 0
2034-11-22 04:00 | 2034 | 11 | 0 | 0 | 0
2034-11-22 05:00 | 2034 | 11 | 0 | 0 | 0
2034-11-22 06:00 | 2034 | 11 | 0 | 0 | 0
2034-11-22 07:00 | 2034 | 11 | 0 | 0 | 0
2034-11-22 08:00 | 2034 | 11 | 0 | 0 | 0
2034-11-22 09:00 | 2034 | 11 | 0 | 0 | 0
2034-11-22 10:00 | 2034 | 11 | 0 | 0 | 0
2034-11-22 11:00 | 2034 | 11 | 0 | 0 | 0
2034-11-22 12:00 | 2034 | 11 | 0 | 0 | 0
2034-11-22 13:00 | 2034 | 11 | 0 | 0 | 0
2034-11-22 14:00 | 2034 | 11 | 0 | 0 | 0
2034-11-22 15:00 | 2034 | 11 | 0 | 0 | 0
2034-11-22 16:00 | 2034 | 11 | 0 | 0 | 0
2034-11-22 17:00 | 2034 | 11 | 0 | 0 | 0
2034-11-22 18:00 | 2034 | 11 | 0 | 0 | 0
2034-11-22 19:00 | 2034 | 11 | 0 | 0 | 0
2034-11-22 20:00 | 2034 | 11 | 0 | 0 | 0
2034-11-22 21:00 | 2034 | 11 | 0 | 0 | 0
2034-11-22 22:00 | 2034 | 11 | 0 | 0 | 0
2034-11-22 23:00 | 2034 | 11 | 0 | 0 | 0
2034-11-23 | 2034 | 11 | 0 | 0 | 0
2034-11-23 01:00 | 2034 | 11 | 0 | 0 | 0
2034-11-23 02:00 | 2034 | 11 | 0 | 0 | 0
2034-11-23 03:00 | 2034 | 11 | 0 | 0 | 0
2034-11-23 04:00 | 2034 | 11 | 0 | 0 | 0
2034-11-23 05:00 | 2034 | 11 | 0 | 0 | 0
2034-11-23 06:00 | 2034 | 11 | 0 | 0 | 0
2034-11-23 07:00 | 2034 | 11 | 0 | 0 | 0
2034-11-23 08:00 | 2034 | 11 | 0 | 0 | 0
2034-11-23 09:00 | 2034 | 11 | 0 | 0 | 0
2034-11-23 10:00 | 2034 | 11 | 0 | 0 | 0
2034-11-23 11:00 | 2034 | 11 | 0 | 0 | 0
2034-11-23 12:00 | 2034 | 11 | 0 | 0 | 0
2034-11-23 13:00 | 2034 | 11 | 0 | 0 | 0
2034-11-23 14:00 | 2034 | 11 | 0 | 0 | 0
2034-11-23 15:00 | 2034 | 11 | 0 | 0 | 0
2034-11-23 16:00 | 2034 | 11 | 0 | 0 | 0
2034-11-23 17:00 | 2034 | 11 | 0 | 0 | 0
2034-11-23 18:00 | 2034 | 11 | 0 | 0 | 0
2034-11-23 19:00 | 2034 | 11 | 0 | 0 | 0
2034-11-23 20:00 | 2034 | 11 | 0 | 0 | 0
2034-11-23 21:00 | 2034 | 11 | 0 | 0 | 0
2034-11-23 22:00 | 2034 | 11 | 0 | 0 | 0
2034-11-23 23:00 | 2034 | 11 | 0 | 0 | 0
2034-11-24 | 2034 | 11 | 0 | 0 | 0
2034-11-24 01:00 | 2034 | 11 | 0 | 0 | 0
2034-11-24 02:00 | 2034 | 11 | 0 | 0 | 0
2034-11-24 03:00 | 2034 | 11 | 0 | 0 | 0
2034-11-24 04:00 | 2034 | 11 | 0 | 0 | 0
2034-11-24 05:00 | 2034 | 11 | 0 | 0 | 0
2034-11-24 06:00 | 2034 | 11 | 0 | 0 | 0
2034-11-24 07:00 | 2034 | 11 | 0 | 0 | 0
2034-11-24 08:00 | 2034 | 11 | 0 | 0 | 0
2034-11-24 09:00 | 2034 | 11 | 0 | 0 | 0
2034-11-24 10:00 | 2034 | 11 | 0 | 0 | 0
2034-11-24 11:00 | 2034 | 11 | 0 | 0 | 0
2034-11-24 12:00 | 2034 | 11 | 0 | 0 | 0
2034-11-24 13:00 | 2034 | 11 | 0 | 0 | 0
2034-11-24 14:00 | 2034 | 11 | 0 | 0 | 0
2034-11-24 15:00 | 2034 | 11 | 0 | 0 | 0
2034-11-24 16:00 | 2034 | 11 | 0 | 0 | 0
2034-11-24 17:00 | 2034 | 11 | 0 | 0 | 0
2034-11-24 18:00 | 2034 | 11 | 0 | 0 | 0
2034-11-24 19:00 | 2034 | 11 | 0 | 0 | 0
2034-11-24 20:00 | 2034 | 11 | 0 | 0 | 0
2034-11-24 21:00 | 2034 | 11 | 0 | 0 | 0
2034-11-24 22:00 | 2034 | 11 | 0 | 0 | 0
2034-11-24 23:00 | 2034 | 11 | 0 | 0 | 0
2034-11-25 | 2034 | 11 | 0 | 0 | 0
2034-11-25 01:00 | 2034 | 11 | 0 | 0 | 0
2034-11-25 02:00 | 2034 | 11 | 0 | 0 | 0
2034-11-25 03:00 | 2034 | 11 | 0 | 0 | 0
2034-11-25 04:00 | 2034 | 11 | 0 | 0 | 0
2034-11-25 05:00 | 2034 | 11 | 0 | 0 | 0
2034-11-25 06:00 | 2034 | 11 | 0 | 0 | 0
2034-11-25 07:00 | 2034 | 11 | 0 | 0 | 0
2034-11-25 08:00 | 2034 | 11 | 0 | 0 | 0
2034-11-25 09:00 | 2034 | 11 | 0 | 0 | 0
2034-11-25 10:00 | 2034 | 11 | 0 | 0 | 0
2034-11-25 11:00 | 2034 | 11 | 0 | 0 | 0
2034-11-25 12:00 | 2034 | 11 | 0 | 0 | 0
2034-11-25 13:00 | 2034 | 11 | 0 | 0 | 0
2034-11-25 14:00 | 2034 | 11 | 0 | 0 | 0
2034-11-25 15:00 | 2034 | 11 | 0 | 0 | 0
2034-11-25 16:00 | 2034 | 11 | 0 | 0 | 0
2034-11-25 17:00 | 2034 | 11 | 0 | 0 | 0
2034-11-25 18:00 | 2034 | 11 | 0 | 0 | 0
2034-11-25 19:00 | 2034 | 11 | 0 | 0 | 0
2034-11-25 20:00 | 2034 | 11 | 0 | 0 | 0
2034-11-25 21:00 | 2034 | 11 | 0 | 0 | 0
2034-11-25 22:00 | 2034 | 11 | 0 | 0 | 0
2034-11-25 23:00 | 2034 | 11 | 0 | 0 | 0
2034-11-26 | 2034 | 11 | 0 | 0 | 0
2034-11-26 01:00 | 2034 | 11 | 0 | 0 | 0
2034-11-26 02:00 | 2034 | 11 | 0 | 0 | 0
2034-11-26 03:00 | 2034 | 11 | 0 | 0 | 0
2034-11-26 04:00 | 2034 | 11 | 0 | 0 | 0
2034-11-26 05:00 | 2034 | 11 | 0 | 0 | 0
2034-11-26 06:00 | 2034 | 11 | 0 | 0 | 0
2034-11-26 07:00 | 2034 | 11 | 0 | 0 | 0
2034-11-26 08:00 | 2034 | 11 | 0 | 0 | 0
2034-11-26 09:00 | 2034 | 11 | 0 | 0 | 0
2034-11-26 10:00 | 2034 | 11 | 0 | 0 | 0
2034-11-26 11:00 | 2034 | 11 | 0 | 0 | 0
2034-11-26 12:00 | 2034 | 11 | 0 | 0 | 0
2034-11-26 13:00 | 2034 | 11 | 0 | 0 | 0
2034-11-26 14:00 | 2034 | 11 | 0 | 0 | 0
2034-11-26 15:00 | 2034 | 11 | 0 | 0 | 0
2034-11-26 16:00 | 2034 | 11 | 0 | 0 | 0
2034-11-26 17:00 | 2034 | 11 | 0 | 0 | 0
2034-11-26 18:00 | 2034 | 11 | 0 | 0 | 0
2034-11-26 19:00 | 2034 | 11 | 0 | 0 | 0
2034-11-26 20:00 | 2034 | 11 | 0 | 0 | 0
2034-11-26 21:00 | 2034 | 11 | 0 | 0 | 0
2034-11-26 22:00 | 2034 | 11 | 0 | 0 | 0
2034-11-26 23:00 | 2034 | 11 | 0 | 0 | 0
2034-11-27 | 2034 | 11 | 0 | 0 | 0
2034-11-27 01:00 | 2034 | 11 | 0 | 0 | 0
2034-11-27 02:00 | 2034 | 11 | 0 | 0 | 0
2034-11-27 03:00 | 2034 | 11 | 0 | 0 | 0
2034-11-27 04:00 | 2034 | 11 | 0 | 0 | 0
2034-11-27 05:00 | 2034 | 11 | 0 | 0 | 0
2034-11-27 06:00 | 2034 | 11 | 0 | 0 | 0
2034-11-27 07:00 | 2034 | 11 | 0 | 0 | 0
2034-11-27 08:00 | 2034 | 11 | 0 | 0 | 0
2034-11-27 09:00 | 2034 | 11 | 0 | 0 | 0
2034-11-27 10:00 | 2034 | 11 | 0 | 0 | 0
2034-11-27 11:00 | 2034 | 11 | 0 | 0 | 0
2034-11-27 12:00 | 2034 | 11 | 0 | 0 | 0
2034-11-27 13:00 | 2034 | 11 | 0 | 0 | 0
2034-11-27 14:00 | 2034 | 11 | 0 | 0 | 0
2034-11-27 15:00 | 2034 | 11 | 0 | 0 | 0
2034-11-27 16:00 | 2034 | 11 | 0 | 0 | 0
2034-11-27 17:00 | 2034 | 11 | 0 | 0 | 0
2034-11-27 18:00 | 2034 | 11 | 0 | 0 | 0
2034-11-27 19:00 | 2034 | 11 | 0 | 0 | 0
2034-11-27 20:00 | 2034 | 11 | 0 | 0 | 0
2034-11-27 21:00 | 2034 | 11 | 0 | 0 | 0
2034-11-27 22:00 | 2034 | 11 | 0 | 0 | 0
2034-11-27 23:00 | 2034 | 11 | 0 | 0 | 0
2034-11-28 | 2034 | 11 | 0 | 0 | 0
2034-11-28 01:00 | 2034 | 11 | 0 | 0 | 0
2034-11-28 02:00 | 2034 | 11 | 0 | 0 | 0
2034-11-28 03:00 | 2034 | 11 | 0 | 0 | 0
2034-11-28 04:00 | 2034 | 11 | 0 | 0 | 0
2034-11-28 05:00 | 2034 | 11 | 0 | 0 | 0
2034-11-28 06:00 | 2034 | 11 | 0 | 0 | 0
2034-11-28 07:00 | 2034 | 11 | 0 | 0 | 0
2034-11-28 08:00 | 2034 | 11 | 0 | 0 | 0
2034-11-28 09:00 | 2034 | 11 | 0 | 0 | 0
2034-11-28 10:00 | 2034 | 11 | 0 | 0 | 0
2034-11-28 11:00 | 2034 | 11 | 0 | 0 | 0
2034-11-28 12:00 | 2034 | 11 | 0 | 0 | 0
2034-11-28 13:00 | 2034 | 11 | 0 | 0 | 0
2034-11-28 14:00 | 2034 | 11 | 0 | 0 | 0
2034-11-28 15:00 | 2034 | 11 | 0 | 0 | 0
2034-11-28 16:00 | 2034 | 11 | 0 | 0 | 0
2034-11-28 17:00 | 2034 | 11 | 0 | 0 | 0
2034-11-28 18:00 | 2034 | 11 | 0 | 0 | 0
2034-11-28 19:00 | 2034 | 11 | 0 | 0 | 0
2034-11-28 20:00 | 2034 | 11 | 0 | 0 | 0
2034-11-28 21:00 | 2034 | 11 | 0 | 0 | 0
2034-11-28 22:00 | 2034 | 11 | 0 | 0 | 0
2034-11-28 23:00 | 2034 | 11 | 0 | 0 | 0
2034-11-29 | 2034 | 11 | 0 | 0 | 0
2034-11-29 01:00 | 2034 | 11 | 0 | 0 | 0
2034-11-29 02:00 | 2034 | 11 | 0 | 0 | 0
2034-11-29 03:00 | 2034 | 11 | 0 | 0 | 0
2034-11-29 04:00 | 2034 | 11 | 0 | 0 | 0
2034-11-29 05:00 | 2034 | 11 | 0 | 0 | 0
2034-11-29 06:00 | 2034 | 11 | 0 | 0 | 0
2034-11-29 07:00 | 2034 | 11 | 0 | 0 | 0
2034-11-29 08:00 | 2034 | 11 | 0 | 0 | 0
2034-11-29 09:00 | 2034 | 11 | 0 | 0 | 0
2034-11-29 10:00 | 2034 | 11 | 0 | 0 | 0
2034-11-29 11:00 | 2034 | 11 | 0 | 0 | 0
2034-11-29 12:00 | 2034 | 11 | 0 | 0 | 0
2034-11-29 13:00 | 2034 | 11 | 0 | 0 | 0
2034-11-29 14:00 | 2034 | 11 | 0 | 0 | 0
2034-11-29 15:00 | 2034 | 11 | 0 | 0 | 0
2034-11-29 16:00 | 2034 | 11 | 0 | 0 | 0
2034-11-29 17:00 | 2034 | 11 | 0 | 0 | 0
2034-11-29 18:00 | 2034 | 11 | 0 | 0 | 0
2034-11-29 19:00 | 2034 | 11 | 0 | 0 | 0
2034-11-29 20:00 | 2034 | 11 | 0 | 0 | 0
2034-11-29 21:00 | 2034 | 11 | 0 | 0 | 0
2034-11-29 22:00 | 2034 | 11 | 0 | 0 | 0
2034-11-29 23:00 | 2034 | 11 | 0 | 0 | 0
2034-11-30 | 2034 | 11 | 0 | 0 | 0
2034-11-30 01:00 | 2034 | 11 | 0 | 0 | 0
2034-11-30 02:00 | 2034 | 11 | 0 | 0 | 0
2034-11-30 03:00 | 2034 | 11 | 0 | 0 | 0
2034-11-30 04:00 | 2034 | 11 | 0 | 0 | 0
2034-11-30 05:00 | 2034 | 11 | 0 | 0 | 0
2034-11-30 06:00 | 2034 | 11 | 0 | 0 | 0
2034-11-30 07:00 | 2034 | 11 | 0 | 0 | 0
2034-11-30 08:00 | 2034 | 11 | 0 | 0 | 0
2034-11-30 09:00 | 2034 | 11 | 0 | 0 | 0
2034-11-30 10:00 | 2034 | 11 | 0 | 0 | 0
2034-11-30 11:00 | 2034 | 11 | 0 | 0 | 0
2034-11-30 12:00 | 2034 | 11 | 0 | 0 | 0
2034-11-30 13:00 | 2034 | 11 | 0 | 0 | 0
2034-11-30 14:00 | 2034 | 11 | 0 | 0 | 0
2034-11-30 15:00 | 2034 | 11 | 0 | 0 | 0
2034-11-30 16:00 | 2034 | 11 | 0 | 0 | 0
2034-11-30 17:00 | 2034 | 11 | 0 | 0 | 0
2034-11-30 18:00 | 2034 | 11 | 0 | 0 | 0
2034-11-30 19:00 | 2034 | 11 | 0 | 0 | 0
2034-11-30 20:00 | 2034 | 11 | 0 | 0 | 0
2034-11-30 21:00 | 2034 | 11 | 0 | 0 | 0
2034-11-30 22:00 | 2034 | 11 | 0 | 0 | 0
2034-11-30 23:00 | 2034 | 11 | 0 | 0 | 0
2034-12-01 | 2034 | 12 | 0 | 0 | 0
2034-12-01 01:00 | 2034 | 12 | 0 | 0 | 0
2034-12-01 02:00 | 2034 | 12 | 0 | 0 | 0
2034-12-01 03:00 | 2034 | 12 | 0 | 0 | 0
2034-12-01 04:00 | 2034 | 12 | 0 | 0 | 0
2034-12-01 05:00 | 2034 | 12 | 0 | 0 | 0
2034-12-01 06:00 | 2034 | 12 | 0 | 0 | 0
2034-12-01 07:00 | 2034 | 12 | 0 | 0 | 0
2034-12-01 08:00 | 2034 | 12 | 0 | 0 | 0
2034-12-01 09:00 | 2034 | 12 | 0 | 0 | 0
2034-12-01 10:00 | 2034 | 12 | 0 | 0 | 0
2034-12-01 11:00 | 2034 | 12 | 0 | 0 | 0
2034-12-01 12:00 | 2034 | 12 | 0 | 0 | 0
2034-12-01 13:00 | 2034 | 12 | 0 | 0 | 0
2034-12-01 14:00 | 2034 | 12 | 0 | 0 | 0
2034-12-01 15:00 | 2034 | 12 | 0 | 0 | 0
2034-12-01 16:00 | 2034 | 12 | 0 | 0 | 0
2034-12-01 17:00 | 2034 | 12 | 0 | 0 | 0
2034-12-01 18:00 | 2034 | 12 | 0 | 0 | 0
2034-12-01 19:00 | 2034 | 12 | 0 | 0 | 0
2034-12-01 20:00 | 2034 | 12 | 0 | 0 | 0
2034-12-01 21:00 | 2034 | 12 | 0 | 0 | 0
2034-12-01 22:00 | 2034 | 12 | 0 | 0 | 0
2034-12-01 23:00 | 2034 | 12 | 0 | 0 | 0
2034-12-02 | 2034 | 12 | 0 | 0 | 0
2034-12-02 01:00 | 2034 | 12 | 0 | 0 | 0
2034-12-02 02:00 | 2034 | 12 | 0 | 0 | 0
2034-12-02 03:00 | 2034 | 12 | 0 | 0 | 0
2034-12-02 04:00 | 2034 | 12 | 0 | 0 | 0
2034-12-02 05:00 | 2034 | 12 | 0 | 0 | 0
2034-12-02 06:00 | 2034 | 12 | 0 | 0 | 0
2034-12-02 07:00 | 2034 | 12 | 0 | 0 | 0
2034-12-02 08:00 | 2034 | 12 | 0 | 0 | 0
2034-12-02 09:00 | 2034 | 12 | 0 | 0 | 0
2034-12-02 10:00 | 2034 | 12 | 0 | 0 | 0
2034-12-02 11:00 | 2034 | 12 | 0 | 0 | 0
2034-12-02 12:00 | 2034 | 12 | 0 | 0 | 0
2034-12-02 13:00 | 2034 | 12 | 0 | 0 | 0
2034-12-02 14:00 | 2034 | 12 | 0 | 0 | 0
2034-12-02 15:00 | 2034 | 12 | 0 | 0 | 0
2034-12-02 16:00 | 2034 | 12 | 0 | 0 | 0
2034-12-02 17:00 | 2034 | 12 | 0 | 0 | 0
2034-12-02 18:00 | 2034 | 12 | 0 | 0 | 0
2034-12-02 19:00 | 2034 | 12 | 0 | 0 | 0
2034-12-02 20:00 | 2034 | 12 | 0 | 0 | 0
2034-12-02 21:00 | 2034 | 12 | 0 | 0 | 0
2034-12-02 22:00 | 2034 | 12 | 0 | 0 | 0
2034-12-02 23:00 | 2034 | 12 | 0 | 0 | 0
2034-12-03 | 2034 | 12 | 0 | 0 | 0
2034-12-03 01:00 | 2034 | 12 | 0 | 0 | 0
2034-12-03 02:00 | 2034 | 12 | 0 | 0 | 0
2034-12-03 03:00 | 2034 | 12 | 0 | 0 | 0
2034-12-03 04:00 | 2034 | 12 | 0 | 0 | 0
2034-12-03 05:00 | 2034 | 12 | 0 | 0 | 0
2034-12-03 06:00 | 2034 | 12 | 0 | 0 | 0
2034-12-03 07:00 | 2034 | 12 | 0 | 0 | 0
2034-12-03 08:00 | 2034 | 12 | 0 | 0 | 0
2034-12-03 09:00 | 2034 | 12 | 0 | 0 | 0
2034-12-03 10:00 | 2034 | 12 | 0 | 0 | 0
2034-12-03 11:00 | 2034 | 12 | 0 | 0 | 0
2034-12-03 12:00 | 2034 | 12 | 0 | 0 | 0
2034-12-03 13:00 | 2034 | 12 | 0 | 0 | 0
2034-12-03 14:00 | 2034 | 12 | 0 | 0 | 0
2034-12-03 15:00 | 2034 | 12 | 0 | 0 | 0
2034-12-03 16:00 | 2034 | 12 | 0 | 0 | 0
2034-12-03 17:00 | 2034 | 12 | 0 | 0 | 0
2034-12-03 18:00 | 2034 | 12 | 0 | 0 | 0
2034-12-03 19:00 | 2034 | 12 | 0 | 0 | 0
2034-12-03 20:00 | 2034 | 12 | 0 | 0 | 0
2034-12-03 21:00 | 2034 | 12 | 0 | 0 | 0
2034-12-03 22:00 | 2034 | 12 | 0 | 0 | 0
2034-12-03 23:00 | 2034 | 12 | 0 | 0 | 0
2034-12-04 | 2034 | 12 | 0 | 0 | 0
2034-12-04 01:00 | 2034 | 12 | 0 | 0 | 0
2034-12-04 02:00 | 2034 | 12 | 0 | 0 | 0
2034-12-04 03:00 | 2034 | 12 | 0 | 0 | 0
2034-12-04 04:00 | 2034 | 12 | 0 | 0 | 0
2034-12-04 05:00 | 2034 | 12 | 0 | 0 | 0
2034-12-04 06:00 | 2034 | 12 | 0 | 0 | 0
2034-12-04 07:00 | 2034 | 12 | 0 | 0 | 0
2034-12-04 08:00 | 2034 | 12 | 0 | 0 | 0
2034-12-04 09:00 | 2034 | 12 | 0 | 0 | 0
2034-12-04 10:00 | 2034 | 12 | 0 | 0 | 0
2034-12-04 11:00 | 2034 | 12 | 0 | 0 | 0
2034-12-04 12:00 | 2034 | 12 | 0 | 0 | 0
2034-12-04 13:00 | 2034 | 12 | 0 | 0 | 0
2034-12-04 14:00 | 2034 | 12 | 0 | 0 | 0
2034-12-04 15:00 | 2034 | 12 | 0 | 0 | 0
2034-12-04 16:00 | 2034 | 12 | 0 | 0 | 0
2034-12-04 17:00 | 2034 | 12 | 0 | 0 | 0
2034-12-04 18:00 | 2034 | 12 | 0 | 0 | 0
2034-12-04 19:00 | 2034 | 12 | 0 | 0 | 0
2034-12-04 20:00 | 2034 | 12 | 0 | 0 | 0
2034-12-04 21:00 | 2034 | 12 | 0 | 0 | 0
2034-12-04 22:00 | 2034 | 12 | 0 | 0 | 0
2034-12-04 23:00 | 2034 | 12 | 0 | 0 | 0
2034-12-05 | 2034 | 12 | 0 | 0 | 0
2034-12-05 01:00 | 2034 | 12 | 0 | 0 | 0
2034-12-05 02:00 | 2034 | 12 | 0 | 0 | 0
2034-12-05 03:00 | 2034 | 12 | 0 | 0 | 0
2034-12-05 04:00 | 2034 | 12 | 0 | 0 | 0
2034-12-05 05:00 | 2034 | 12 | 0 | 0 | 0
2034-12-05 06:00 | 2034 | 12 | 0 | 0 | 0
2034-12-05 07:00 | 2034 | 12 | 0 | 0 | 0
2034-12-05 08:00 | 2034 | 12 | 0 | 0 | 0
2034-12-05 09:00 | 2034 | 12 | 0 | 0 | 0
2034-12-05 10:00 | 2034 | 12 | 0 | 0 | 0
2034-12-05 11:00 | 2034 | 12 | 0 | 0 | 0
2034-12-05 12:00 | 2034 | 12 | 0 | 0 | 0
2034-12-05 13:00 | 2034 | 12 | 0 | 0 | 0
2034-12-05 14:00 | 2034 | 12 | 0 | 0 | 0
2034-12-05 15:00 | 2034 | 12 | 0 | 0 | 0
2034-12-05 16:00 | 2034 | 12 | 0 | 0 | 0
2034-12-05 17:00 | 2034 | 12 | 0 | 0 | 0
2034-12-05 18:00 | 2034 | 12 | 0 | 0 | 0
2034-12-05 19:00 | 2034 | 12 | 0 | 0 | 0
2034-12-05 20:00 | 2034 | 12 | 0 | 0 | 0
2034-12-05 21:00 | 2034 | 12 | 0 | 0 | 0
2034-12-05 22:00 | 2034 | 12 | 0 | 0 | 0
2034-12-05 23:00 | 2034 | 12 | 0 | 0 | 0
2034-12-06 | 2034 | 12 | 0 | 0 | 0
2034-12-06 01:00 | 2034 | 12 | 0 | 0 | 0
2034-12-06 02:00 | 2034 | 12 | 0 | 0 | 0
2034-12-06 03:00 | 2034 | 12 | 0 | 0 | 0
2034-12-06 04:00 | 2034 | 12 | 0 | 0 | 0
2034-12-06 05:00 | 2034 | 12 | 0 | 0 | 0
2034-12-06 06:00 | 2034 | 12 | 0 | 0 | 0
2034-12-06 07:00 | 2034 | 12 | 0 | 0 | 0
2034-12-06 08:00 | 2034 | 12 | 0 | 0 | 0
2034-12-06 09:00 | 2034 | 12 | 0 | 0 | 0
2034-12-06 10:00 | 2034 | 12 | 0 | 0 | 0
2034-12-06 11:00 | 2034 | 12 | 0 | 0 | 0
2034-12-06 12:00 | 2034 | 12 | 0 | 0 | 0
2034-12-06 13:00 | 2034 | 12 | 0 | 0 | 0
2034-12-06 14:00 | 2034 | 12 | 0 | 0 | 0
2034-12-06 15:00 | 2034 | 12 | 0 | 0 | 0
2034-12-06 16:00 | 2034 | 12 | 0 | 0 | 0
2034-12-06 17:00 | 2034 | 12 | 0 | 0 | 0
2034-12-06 18:00 | 2034 | 12 | 0 | 0 | 0
2034-12-06 19:00 | 2034 | 12 | 0 | 0 | 0
2034-12-06 20:00 | 2034 | 12 | 0 | 0 | 0
2034-12-06 21:00 | 2034 | 12 | 0 | 0 | 0
2034-12-06 22:00 | 2034 | 12 | 0 | 0 | 0
2034-12-06 23:00 | 2034 | 12 | 0 | 0 | 0
2034-12-07 | 2034 | 12 | 0 | 0 | 0
2034-12-07 01:00 | 2034 | 12 | 0 | 0 | 0
2034-12-07 02:00 | 2034 | 12 | 0 | 0 | 0
2034-12-07 03:00 | 2034 | 12 | 0 | 0 | 0
2034-12-07 04:00 | 2034 | 12 | 0 | 0 | 0
2034-12-07 05:00 | 2034 | 12 | 0 | 0 | 0
2034-12-07 06:00 | 2034 | 12 | 0 | 0 | 0
2034-12-07 07:00 | 2034 | 12 | 0 | 0 | 0
2034-12-07 08:00 | 2034 | 12 | 0 | 0 | 0
2034-12-07 09:00 | 2034 | 12 | 0 | 0 | 0
2034-12-07 10:00 | 2034 | 12 | 0 | 0 | 0
2034-12-07 11:00 | 2034 | 12 | 0 | 0 | 0
2034-12-07 12:00 | 2034 | 12 | 0 | 0 | 0
2034-12-07 13:00 | 2034 | 12 | 0 | 0 | 0
2034-12-07 14:00 | 2034 | 12 | 0 | 0 | 0
2034-12-07 15:00 | 2034 | 12 | 0 | 0 | 0
2034-12-07 16:00 | 2034 | 12 | 0 | 0 | 0
2034-12-07 17:00 | 2034 | 12 | 0 | 0 | 0
2034-12-07 18:00 | 2034 | 12 | 0 | 0 | 0
2034-12-07 19:00 | 2034 | 12 | 0 | 0 | 0
2034-12-07 20:00 | 2034 | 12 | 0 | 0 | 0
2034-12-07 21:00 | 2034 | 12 | 0 | 0 | 0
2034-12-07 22:00 | 2034 | 12 | 0 | 0 | 0
2034-12-07 23:00 | 2034 | 12 | 0 | 0 | 0
2034-12-08 | 2034 | 12 | 0 | 0 | 0
2034-12-08 01:00 | 2034 | 12 | 0 | 0 | 0
2034-12-08 02:00 | 2034 | 12 | 0 | 0 | 0
2034-12-08 03:00 | 2034 | 12 | 0 | 0 | 0
2034-12-08 04:00 | 2034 | 12 | 0 | 0 | 0
2034-12-08 05:00 | 2034 | 12 | 0 | 0 | 0
2034-12-08 06:00 | 2034 | 12 | 0 | 0 | 0
2034-12-08 07:00 | 2034 | 12 | 0 | 0 | 0
2034-12-08 08:00 | 2034 | 12 | 0 | 0 | 0
2034-12-08 09:00 | 2034 | 12 | 0 | 0 | 0
2034-12-08 10:00 | 2034 | 12 | 0 | 0 | 0
2034-12-08 11:00 | 2034 | 12 | 0 | 0 | 0
2034-12-08 12:00 | 2034 | 12 | 0 | 0 | 0
2034-12-08 13:00 | 2034 | 12 | 0 | 0 | 0
2034-12-08 14:00 | 2034 | 12 | 0 | 0 | 0
2034-12-08 15:00 | 2034 | 12 | 0 | 0 | 0
2034-12-08 16:00 | 2034 | 12 | 0 | 0 | 0
2034-12-08 17:00 | 2034 | 12 | 0 | 0 | 0
2034-12-08 18:00 | 2034 | 12 | 0 | 0 | 0
2034-12-08 19:00 | 2034 | 12 | 0 | 0 | 0
2034-12-08 20:00 | 2034 | 12 | 0 | 0 | 0
2034-12-08 21:00 | 2034 | 12 | 0 | 0 | 0
2034-12-08 22:00 | 2034 | 12 | 0 | 0 | 0
2034-12-08 23:00 | 2034 | 12 | 0 | 0 | 0
2034-12-09 | 2034 | 12 | 0 | 0 | 0
2034-12-09 01:00 | 2034 | 12 | 0 | 0 | 0
2034-12-09 02:00 | 2034 | 12 | 0 | 0 | 0
2034-12-09 03:00 | 2034 | 12 | 0 | 0 | 0
2034-12-09 04:00 | 2034 | 12 | 0 | 0 | 0
2034-12-09 05:00 | 2034 | 12 | 0 | 0 | 0
2034-12-09 06:00 | 2034 | 12 | 0 | 0 | 0
2034-12-09 07:00 | 2034 | 12 | 0 | 0 | 0
2034-12-09 08:00 | 2034 | 12 | 0 | 0 | 0
2034-12-09 09:00 | 2034 | 12 | 0 | 0 | 0
2034-12-09 10:00 | 2034 | 12 | 0 | 0 | 0
2034-12-09 11:00 | 2034 | 12 | 0 | 0 | 0
2034-12-09 12:00 | 2034 | 12 | 0 | 0 | 0
2034-12-09 13:00 | 2034 | 12 | 0 | 0 | 0
2034-12-09 14:00 | 2034 | 12 | 0 | 0 | 0
2034-12-09 15:00 | 2034 | 12 | 0 | 0 | 0
2034-12-09 16:00 | 2034 | 12 | 0 | 0 | 0
2034-12-09 17:00 | 2034 | 12 | 0 | 0 | 0
2034-12-09 18:00 | 2034 | 12 | 0 | 0 | 0
2034-12-09 19:00 | 2034 | 12 | 0 | 0 | 0
2034-12-09 20:00 | 2034 | 12 | 0 | 0 | 0
2034-12-09 21:00 | 2034 | 12 | 0 | 0 | 0
2034-12-09 22:00 | 2034 | 12 | 0 | 0 | 0
2034-12-09 23:00 | 2034 | 12 | 0 | 0 | 0
2034-12-10 | 2034 | 12 | 0 | 0 | 0
2034-12-10 01:00 | 2034 | 12 | 0 | 0 | 0
2034-12-10 02:00 | 2034 | 12 | 0 | 0 | 0
2034-12-10 03:00 | 2034 | 12 | 0 | 0 | 0
2034-12-10 04:00 | 2034 | 12 | 0 | 0 | 0
2034-12-10 05:00 | 2034 | 12 | 0 | 0 | 0
2034-12-10 06:00 | 2034 | 12 | 0 | 0 | 0
2034-12-10 07:00 | 2034 | 12 | 0 | 0 | 0
2034-12-10 08:00 | 2034 | 12 | 0 | 0 | 0
2034-12-10 09:00 | 2034 | 12 | 0 | 0 | 0
2034-12-10 10:00 | 2034 | 12 | 0 | 0 | 0
2034-12-10 11:00 | 2034 | 12 | 0 | 0 | 0
2034-12-10 12:00 | 2034 | 12 | 0 | 0 | 0
2034-12-10 13:00 | 2034 | 12 | 0 | 0 | 0
2034-12-10 14:00 | 2034 | 12 | 0 | 0 | 0
2034-12-10 15:00 | 2034 | 12 | 0 | 0 | 0
2034-12-10 16:00 | 2034 | 12 | 0 | 0 | 0
2034-12-10 17:00 | 2034 | 12 | 0 | 0 | 0
2034-12-10 18:00 | 2034 | 12 | 0 | 0 | 0
2034-12-10 19:00 | 2034 | 12 | 0 | 0 | 0
2034-12-10 20:00 | 2034 | 12 | 0 | 0 | 0
2034-12-10 21:00 | 2034 | 12 | 0 | 0 | 0
2034-12-10 22:00 | 2034 | 12 | 0 | 0 | 0
2034-12-10 23:00 | 2034 | 12 | 0 | 0 | 0
2034-12-11 | 2034 | 12 | 0 | 0 | 0
2034-12-11 01:00 | 2034 | 12 | 0 | 0 | 0
2034-12-11 02:00 | 2034 | 12 | 0 | 0 | 0
2034-12-11 03:00 | 2034 | 12 | 0 | 0 | 0
2034-12-11 04:00 | 2034 | 12 | 0 | 0 | 0
2034-12-11 05:00 | 2034 | 12 | 0 | 0 | 0
2034-12-11 06:00 | 2034 | 12 | 0 | 0 | 0
2034-12-11 07:00 | 2034 | 12 | 0 | 0 | 0
2034-12-11 08:00 | 2034 | 12 | 0 | 0 | 0
2034-12-11 09:00 | 2034 | 12 | 0 | 0 | 0
2034-12-11 10:00 | 2034 | 12 | 0 | 0 | 0
2034-12-11 11:00 | 2034 | 12 | 0 | 0 | 0
2034-12-11 12:00 | 2034 | 12 | 0 | 0 | 0
2034-12-11 13:00 | 2034 | 12 | 0 | 0 | 0
2034-12-11 14:00 | 2034 | 12 | 0 | 0 | 0
2034-12-11 15:00 | 2034 | 12 | 0 | 0 | 0
2034-12-11 16:00 | 2034 | 12 | 0 | 0 | 0
2034-12-11 17:00 | 2034 | 12 | 0 | 0 | 0
2034-12-11 18:00 | 2034 | 12 | 0 | 0 | 0
2034-12-11 19:00 | 2034 | 12 | 0 | 0 | 0
2034-12-11 20:00 | 2034 | 12 | 0 | 0 | 0
2034-12-11 21:00 | 2034 | 12 | 0 | 0 | 0
2034-12-11 22:00 | 2034 | 12 | 0 | 0 | 0
2034-12-11 23:00 | 2034 | 12 | 0 | 0 | 0
2034-12-12 | 2034 | 12 | 0 | 0 | 0
2034-12-12 01:00 | 2034 | 12 | 0 | 0 | 0
2034-12-12 02:00 | 2034 | 12 | 0 | 0 | 0
2034-12-12 03:00 | 2034 | 12 | 0 | 0 | 0
2034-12-12 04:00 | 2034 | 12 | 0 | 0 | 0
2034-12-12 05:00 | 2034 | 12 | 0 | 0 | 0
2034-12-12 06:00 | 2034 | 12 | 0 | 0 | 0
2034-12-12 07:00 | 2034 | 12 | 0 | 0 | 0
2034-12-12 08:00 | 2034 | 12 | 0 | 0 | 0
2034-12-12 09:00 | 2034 | 12 | 0 | 0 | 0
2034-12-12 10:00 | 2034 | 12 | 0 | 0 | 0
2034-12-12 11:00 | 2034 | 12 | 0 | 0 | 0
2034-12-12 12:00 | 2034 | 12 | 0 | 0 | 0
2034-12-12 13:00 | 2034 | 12 | 0 | 0 | 0
2034-12-12 14:00 | 2034 | 12 | 0 | 0 | 0
2034-12-12 15:00 | 2034 | 12 | 0 | 0 | 0
2034-12-12 16:00 | 2034 | 12 | 0 | 0 | 0
2034-12-12 17:00 | 2034 | 12 | 0 | 0 | 0
2034-12-12 18:00 | 2034 | 12 | 0 | 0 | 0
2034-12-12 19:00 | 2034 | 12 | 0 | 0 | 0
2034-12-12 20:00 | 2034 | 12 | 0 | 0 | 0
2034-12-12 21:00 | 2034 | 12 | 0 | 0 | 0
2034-12-12 22:00 | 2034 | 12 | 0 | 0 | 0
2034-12-12 23:00 | 2034 | 12 | 0 | 0 | 0
2034-12-13 | 2034 | 12 | 0 | 0 | 0
2034-12-13 01:00 | 2034 | 12 | 0 | 0 | 0
2034-12-13 02:00 | 2034 | 12 | 0 | 0 | 0
2034-12-13 03:00 | 2034 | 12 | 0 | 0 | 0
2034-12-13 04:00 | 2034 | 12 | 0 | 0 | 0
2034-12-13 05:00 | 2034 | 12 | 0 | 0 | 0
2034-12-13 06:00 | 2034 | 12 | 0 | 0 | 0
2034-12-13 07:00 | 2034 | 12 | 0 | 0 | 0
2034-12-13 08:00 | 2034 | 12 | 0 | 0 | 0
2034-12-13 09:00 | 2034 | 12 | 0 | 0 | 0
2034-12-13 10:00 | 2034 | 12 | 0 | 0 | 0
2034-12-13 11:00 | 2034 | 12 | 0 | 0 | 0
2034-12-13 12:00 | 2034 | 12 | 0 | 0 | 0
2034-12-13 13:00 | 2034 | 12 | 0 | 0 | 0
2034-12-13 14:00 | 2034 | 12 | 0 | 0 | 0
2034-12-13 15:00 | 2034 | 12 | 0 | 0 | 0
2034-12-13 16:00 | 2034 | 12 | 0 | 0 | 0
2034-12-13 17:00 | 2034 | 12 | 0 | 0 | 0
2034-12-13 18:00 | 2034 | 12 | 0 | 0 | 0
2034-12-13 19:00 | 2034 | 12 | 0 | 0 | 0
2034-12-13 20:00 | 2034 | 12 | 0 | 0 | 0
2034-12-13 21:00 | 2034 | 12 | 0 | 0 | 0
2034-12-13 22:00 | 2034 | 12 | 0 | 0 | 0
2034-12-13 23:00 | 2034 | 12 | 0 | 0 | 0
2034-12-14 | 2034 | 12 | 0 | 0 | 0
2034-12-14 01:00 | 2034 | 12 | 0 | 0 | 0
2034-12-14 02:00 | 2034 | 12 | 0 | 0 | 0
2034-12-14 03:00 | 2034 | 12 | 0 | 0 | 0
2034-12-14 04:00 | 2034 | 12 | 0 | 0 | 0
2034-12-14 05:00 | 2034 | 12 | 0 | 0 | 0
2034-12-14 06:00 | 2034 | 12 | 0 | 0 | 0
2034-12-14 07:00 | 2034 | 12 | 0 | 0 | 0
2034-12-14 08:00 | 2034 | 12 | 0 | 0 | 0
2034-12-14 09:00 | 2034 | 12 | 0 | 0 | 0
2034-12-14 10:00 | 2034 | 12 | 0 | 0 | 0
2034-12-14 11:00 | 2034 | 12 | 0 | 0 | 0
2034-12-14 12:00 | 2034 | 12 | 0 | 0 | 0
2034-12-14 13:00 | 2034 | 12 | 0 | 0 | 0
2034-12-14 14:00 | 2034 | 12 | 0 | 0 | 0
2034-12-14 15:00 | 2034 | 12 | 0 | 0 | 0
2034-12-14 16:00 | 2034 | 12 | 0 | 0 | 0
2034-12-14 17:00 | 2034 | 12 | 0 | 0 | 0
2034-12-14 18:00 | 2034 | 12 | 0 | 0 | 0
2034-12-14 19:00 | 2034 | 12 | 0 | 0 | 0
2034-12-14 20:00 | 2034 | 12 | 0 | 0 | 0
2034-12-14 21:00 | 2034 | 12 | 0 | 0 | 0
2034-12-14 22:00 | 2034 | 12 | 0 | 0 | 0
2034-12-14 23:00 | 2034 | 12 | 0 | 0 | 0
2034-12-15 | 2034 | 12 | 0 | 0 | 0
2034-12-15 01:00 | 2034 | 12 | 0 | 0 | 0
2034-12-15 02:00 | 2034 | 12 | 0 | 0 | 0
2034-12-15 03:00 | 2034 | 12 | 0 | 0 | 0
2034-12-15 04:00 | 2034 | 12 | 0 | 0 | 0
2034-12-15 05:00 | 2034 | 12 | 0 | 0 | 0
2034-12-15 06:00 | 2034 | 12 | 0 | 0 | 0
2034-12-15 07:00 | 2034 | 12 | 0 | 0 | 0
2034-12-15 08:00 | 2034 | 12 | 0 | 0 | 0
2034-12-15 09:00 | 2034 | 12 | 0 | 0 | 0
2034-12-15 10:00 | 2034 | 12 | 0 | 0 | 0
2034-12-15 11:00 | 2034 | 12 | 0 | 0 | 0
2034-12-15 12:00 | 2034 | 12 | 0 | 0 | 0
2034-12-15 13:00 | 2034 | 12 | 0 | 0 | 0
2034-12-15 14:00 | 2034 | 12 | 0 | 0 | 0
2034-12-15 15:00 | 2034 | 12 | 0 | 0 | 0
2034-12-15 16:00 | 2034 | 12 | 0 | 0 | 0
2034-12-15 17:00 | 2034 | 12 | 0 | 0 | 0
2034-12-15 18:00 | 2034 | 12 | 0 | 0 | 0
2034-12-15 19:00 | 2034 | 12 | 0 | 0 | 0
2034-12-15 20:00 | 2034 | 12 | 0 | 0 | 0
2034-12-15 21:00 | 2034 | 12 | 0 | 0 | 0
2034-12-15 22:00 | 2034 | 12 | 0 | 0 | 0
2034-12-15 23:00 | 2034 | 12 | 0 | 0 | 0
2034-12-16 | 2034 | 12 | 0 | 0 | 0
2034-12-16 01:00 | 2034 | 12 | 0 | 0 | 0
2034-12-16 02:00 | 2034 | 12 | 0 | 0 | 0
2034-12-16 03:00 | 2034 | 12 | 0 | 0 | 0
2034-12-16 04:00 | 2034 | 12 | 0 | 0 | 0
2034-12-16 05:00 | 2034 | 12 | 0 | 0 | 0
2034-12-16 06:00 | 2034 | 12 | 0 | 0 | 0
2034-12-16 07:00 | 2034 | 12 | 0 | 0 | 0
2034-12-16 08:00 | 2034 | 12 | 0 | 0 | 0
2034-12-16 09:00 | 2034 | 12 | 0 | 0 | 0
2034-12-16 10:00 | 2034 | 12 | 0 | 0 | 0
2034-12-16 11:00 | 2034 | 12 | 0 | 0 | 0
2034-12-16 12:00 | 2034 | 12 | 0 | 0 | 0
2034-12-16 13:00 | 2034 | 12 | 0 | 0 | 0
2034-12-16 14:00 | 2034 | 12 | 0 | 0 | 0
2034-12-16 15:00 | 2034 | 12 | 0 | 0 | 0
2034-12-16 16:00 | 2034 | 12 | 0 | 0 | 0
2034-12-16 17:00 | 2034 | 12 | 0 | 0 | 0
2034-12-16 18:00 | 2034 | 12 | 0 | 0 | 0
2034-12-16 19:00 | 2034 | 12 | 0 | 0 | 0
2034-12-16 20:00 | 2034 | 12 | 0 | 0 | 0
2034-12-16 21:00 | 2034 | 12 | 0 | 0 | 0
2034-12-16 22:00 | 2034 | 12 | 0 | 0 | 0
2034-12-16 23:00 | 2034 | 12 | 0 | 0 | 0
2034-12-17 | 2034 | 12 | 0 | 0 | 0
2034-12-17 01:00 | 2034 | 12 | 0 | 0 | 0
2034-12-17 02:00 | 2034 | 12 | 0 | 0 | 0
2034-12-17 03:00 | 2034 | 12 | 0 | 0 | 0
2034-12-17 04:00 | 2034 | 12 | 0 | 0 | 0
2034-12-17 05:00 | 2034 | 12 | 0 | 0 | 0
2034-12-17 06:00 | 2034 | 12 | 0 | 0 | 0
2034-12-17 07:00 | 2034 | 12 | 0 | 0 | 0
2034-12-17 08:00 | 2034 | 12 | 0 | 0 | 0
2034-12-17 09:00 | 2034 | 12 | 0 | 0 | 0
2034-12-17 10:00 | 2034 | 12 | 0 | 0 | 0
2034-12-17 11:00 | 2034 | 12 | 0 | 0 | 0
2034-12-17 12:00 | 2034 | 12 | 0 | 0 | 0
2034-12-17 13:00 | 2034 | 12 | 0 | 0 | 0
2034-12-17 14:00 | 2034 | 12 | 0 | 0 | 0
2034-12-17 15:00 | 2034 | 12 | 0 | 0 | 0
2034-12-17 16:00 | 2034 | 12 | 0 | 0 | 0
2034-12-17 17:00 | 2034 | 12 | 0 | 0 | 0
2034-12-17 18:00 | 2034 | 12 | 0 | 0 | 0
2034-12-17 19:00 | 2034 | 12 | 0 | 0 | 0
2034-12-17 20:00 | 2034 | 12 | 0 | 0 | 0
2034-12-17 21:00 | 2034 | 12 | 0 | 0 | 0
2034-12-17 22:00 | 2034 | 12 | 0 | 0 | 0
2034-12-17 23:00 | 2034 | 12 | 0 | 0 | 0
2034-12-18 | 2034 | 12 | 0 | 0 | 0
2034-12-18 01:00 | 2034 | 12 | 0 | 0 | 0
2034-12-18 02:00 | 2034 | 12 | 0 | 0 | 0
2034-12-18 03:00 | 2034 | 12 | 0 | 0 | 0
2034-12-18 04:00 | 2034 | 12 | 0 | 0 | 0
2034-12-18 05:00 | 2034 | 12 | 0 | 0 | 0
2034-12-18 06:00 | 2034 | 12 | 0 | 0 | 0
2034-12-18 07:00 | 2034 | 12 | 0 | 0 | 0
2034-12-18 08:00 | 2034 | 12 | 0 | 0 | 0
2034-12-18 09:00 | 2034 | 12 | 0 | 0 | 0
2034-12-18 10:00 | 2034 | 12 | 0 | 0 | 0
2034-12-18 11:00 | 2034 | 12 | 0 | 0 | 0
2034-12-18 12:00 | 2034 | 12 | 0 | 0 | 0
2034-12-18 13:00 | 2034 | 12 | 0 | 0 | 0
2034-12-18 14:00 | 2034 | 12 | 0 | 0 | 0
2034-12-18 15:00 | 2034 | 12 | 0 | 0 | 0
2034-12-18 16:00 | 2034 | 12 | 0 | 0 | 0
2034-12-18 17:00 | 2034 | 12 | 0 | 0 | 0
2034-12-18 18:00 | 2034 | 12 | 0 | 0 | 0
2034-12-18 19:00 | 2034 | 12 | 0 | 0 | 0
2034-12-18 20:00 | 2034 | 12 | 0 | 0 | 0
2034-12-18 21:00 | 2034 | 12 | 0 | 0 | 0
2034-12-18 22:00 | 2034 | 12 | 0 | 0 | 0
2034-12-18 23:00 | 2034 | 12 | 0 | 0 | 0
2034-12-19 | 2034 | 12 | 0 | 0 | 0
2034-12-19 01:00 | 2034 | 12 | 0 | 0 | 0
2034-12-19 02:00 | 2034 | 12 | 0 | 0 | 0
2034-12-19 03:00 | 2034 | 12 | 0 | 0 | 0
2034-12-19 04:00 | 2034 | 12 | 0 | 0 | 0
2034-12-19 05:00 | 2034 | 12 | 0 | 0 | 0
2034-12-19 06:00 | 2034 | 12 | 0 | 0 | 0
2034-12-19 07:00 | 2034 | 12 | 0 | 0 | 0
2034-12-19 08:00 | 2034 | 12 | 0 | 0 | 0
2034-12-19 09:00 | 2034 | 12 | 0 | 0 | 0
2034-12-19 10:00 | 2034 | 12 | 0 | 0 | 0
2034-12-19 11:00 | 2034 | 12 | 0 | 0 | 0
2034-12-19 12:00 | 2034 | 12 | 0 | 0 | 0
2034-12-19 13:00 | 2034 | 12 | 0 | 0 | 0
2034-12-19 14:00 | 2034 | 12 | 0 | 0 | 0
2034-12-19 15:00 | 2034 | 12 | 0 | 0 | 0
2034-12-19 16:00 | 2034 | 12 | 0 | 0 | 0
2034-12-19 17:00 | 2034 | 12 | 0 | 0 | 0
2034-12-19 18:00 | 2034 | 12 | 0 | 0 | 0
2034-12-19 19:00 | 2034 | 12 | 0 | 0 | 0
2034-12-19 20:00 | 2034 | 12 | 0 | 0 | 0
2034-12-19 21:00 | 2034 | 12 | 0 | 0 | 0
2034-12-19 22:00 | 2034 | 12 | 0 | 0 | 0
2034-12-19 23:00 | 2034 | 12 | 0 | 0 | 0
2034-12-20 | 2034 | 12 | 0 | 0 | 0
2034-12-20 01:00 | 2034 | 12 | 0 | 0 | 0
2034-12-20 02:00 | 2034 | 12 | 0 | 0 | 0
2034-12-20 03:00 | 2034 | 12 | 0 | 0 | 0
2034-12-20 04:00 | 2034 | 12 | 0 | 0 | 0
2034-12-20 05:00 | 2034 | 12 | 0 | 0 | 0
2034-12-20 06:00 | 2034 | 12 | 0 | 0 | 0
2034-12-20 07:00 | 2034 | 12 | 0 | 0 | 0
2034-12-20 08:00 | 2034 | 12 | 0 | 0 | 0
2034-12-20 09:00 | 2034 | 12 | 0 | 0 | 0
2034-12-20 10:00 | 2034 | 12 | 0 | 0 | 0
2034-12-20 11:00 | 2034 | 12 | 0 | 0 | 0
2034-12-20 12:00 | 2034 | 12 | 0 | 0 | 0
2034-12-20 13:00 | 2034 | 12 | 0 | 0 | 0
2034-12-20 14:00 | 2034 | 12 | 0 | 0 | 0
2034-12-20 15:00 | 2034 | 12 | 0 | 0 | 0
2034-12-20 16:00 | 2034 | 12 | 0 | 0 | 0
2034-12-20 17:00 | 2034 | 12 | 0 | 0 | 0
2034-12-20 18:00 | 2034 | 12 | 0 | 0 | 0
2034-12-20 19:00 | 2034 | 12 | 0 | 0 | 0
2034-12-20 20:00 | 2034 | 12 | 0 | 0 | 0
2034-12-20 21:00 | 2034 | 12 | 0 | 0 | 0
2034-12-20 22:00 | 2034 | 12 | 0 | 0 | 0
2034-12-20 23:00 | 2034 | 12 | 0 | 0 | 0
2034-12-21 | 2034 | 12 | 0 | 0 | 0
2034-12-21 01:00 | 2034 | 12 | 0 | 0 | 0
2034-12-21 02:00 | 2034 | 12 | 0 | 0 | 0
2034-12-21 03:00 | 2034 | 12 | 0 | 0 | 0
2034-12-21 04:00 | 2034 | 12 | 0 | 0 | 0
2034-12-21 05:00 | 2034 | 12 | 0 | 0 | 0
2034-12-21 06:00 | 2034 | 12 | 0 | 0 | 0
2034-12-21 07:00 | 2034 | 12 | 0 | 0 | 0
2034-12-21 08:00 | 2034 | 12 | 0 | 0 | 0
2034-12-21 09:00 | 2034 | 12 | 0 | 0 | 0
2034-12-21 10:00 | 2034 | 12 | 0 | 0 | 0
2034-12-21 11:00 | 2034 | 12 | 0 | 0 | 0
2034-12-21 12:00 | 2034 | 12 | 0 | 0 | 0
2034-12-21 13:00 | 2034 | 12 | 0 | 0 | 0
2034-12-21 14:00 | 2034 | 12 | 0 | 0 | 0
2034-12-21 15:00 | 2034 | 12 | 0 | 0 | 0
2034-12-21 16:00 | 2034 | 12 | 0 | 0 | 0
2034-12-21 17:00 | 2034 | 12 | 0 | 0 | 0
2034-12-21 18:00 | 2034 | 12 | 0 | 0 | 0
2034-12-21 19:00 | 2034 | 12 | 0 | 0 | 0
2034-12-21 20:00 | 2034 | 12 | 0 | 0 | 0
2034-12-21 21:00 | 2034 | 12 | 0 | 0 | 0
2034-12-21 22:00 | 2034 | 12 | 0 | 0 | 0
2034-12-21 23:00 | 2034 | 12 | 0 | 0 | 0
2034-12-22 | 2034 | 12 | 0 | 0 | 0
2034-12-22 01:00 | 2034 | 12 | 0 | 0 | 0
2034-12-22 02:00 | 2034 | 12 | 0 | 0 | 0
2034-12-22 03:00 | 2034 | 12 | 0 | 0 | 0
2034-12-22 04:00 | 2034 | 12 | 0 | 0 | 0
2034-12-22 05:00 | 2034 | 12 | 0 | 0 | 0
2034-12-22 06:00 | 2034 | 12 | 0 | 0 | 0
2034-12-22 07:00 | 2034 | 12 | 0 | 0 | 0
2034-12-22 08:00 | 2034 | 12 | 0 | 0 | 0
2034-12-22 09:00 | 2034 | 12 | 0 | 0 | 0
2034-12-22 10:00 | 2034 | 12 | 0 | 0 | 0
2034-12-22 11:00 | 2034 | 12 | 0 | 0 | 0
2034-12-22 12:00 | 2034 | 12 | 0 | 0 | 0
2034-12-22 13:00 | 2034 | 12 | 0 | 0 | 0
2034-12-22 14:00 | 2034 | 12 | 0 | 0 | 0
2034-12-22 15:00 | 2034 | 12 | 0 | 0 | 0
2034-12-22 16:00 | 2034 | 12 | 0 | 0 | 0
2034-12-22 17:00 | 2034 | 12 | 0 | 0 | 0
2034-12-22 18:00 | 2034 | 12 | 0 | 0 | 0
2034-12-22 19:00 | 2034 | 12 | 0 | 0 | 0
2034-12-22 20:00 | 2034 | 12 | 0 | 0 | 0
2034-12-22 21:00 | 2034 | 12 | 0 | 0 | 0
2034-12-22 22:00 | 2034 | 12 | 0 | 0 | 0
2034-12-22 23:00 | 2034 | 12 | 0 | 0 | 0
2034-12-23 | 2034 | 12 | 0 | 0 | 0
2034-12-23 01:00 | 2034 | 12 | 0 | 0 | 0
2034-12-23 02:00 | 2034 | 12 | 0 | 0 | 0
2034-12-23 03:00 | 2034 | 12 | 0 | 0 | 0
2034-12-23 04:00 | 2034 | 12 | 0 | 0 | 0
2034-12-23 05:00 | 2034 | 12 | 0 | 0 | 0
2034-12-23 06:00 | 2034 | 12 | 0 | 0 | 0
2034-12-23 07:00 | 2034 | 12 | 0 | 0 | 0
2034-12-23 08:00 | 2034 | 12 | 0 | 0 | 0
2034-12-23 09:00 | 2034 | 12 | 0 | 0 | 0
2034-12-23 10:00 | 2034 | 12 | 0 | 0 | 0
2034-12-23 11:00 | 2034 | 12 | 0 | 0 | 0
2034-12-23 12:00 | 2034 | 12 | 0 | 0 | 0
2034-12-23 13:00 | 2034 | 12 | 0 | 0 | 0
2034-12-23 14:00 | 2034 | 12 | 0 | 0 | 0
2034-12-23 15:00 | 2034 | 12 | 0 | 0 | 0
2034-12-23 16:00 | 2034 | 12 | 0 | 0 | 0
2034-12-23 17:00 | 2034 | 12 | 0 | 0 | 0
2034-12-23 18:00 | 2034 | 12 | 0 | 0 | 0
2034-12-23 19:00 | 2034 | 12 | 0 | 0 | 0
2034-12-23 20:00 | 2034 | 12 | 0 | 0 | 0
2034-12-23 21:00 | 2034 | 12 | 0 | 0 | 0
2034-12-23 22:00 | 2034 | 12 | 0 | 0 | 0
2034-12-23 23:00 | 2034 | 12 | 0 | 0 | 0
2034-12-24 | 2034 | 12 | 0 | 0 | 0
2034-12-24 01:00 | 2034 | 12 | 0 | 0 | 0
2034-12-24 02:00 | 2034 | 12 | 0 | 0 | 0
2034-12-24 03:00 | 2034 | 12 | 0 | 0 | 0
2034-12-24 04:00 | 2034 | 12 | 0 | 0 | 0
2034-12-24 05:00 | 2034 | 12 | 0 | 0 | 0
2034-12-24 06:00 | 2034 | 12 | 0 | 0 | 0
2034-12-24 07:00 | 2034 | 12 | 0 | 0 | 0
2034-12-24 08:00 | 2034 | 12 | 0 | 0 | 0
2034-12-24 09:00 | 2034 | 12 | 0 | 0 | 0
2034-12-24 10:00 | 2034 | 12 | 0 | 0 | 0
2034-12-24 11:00 | 2034 | 12 | 0 | 0 | 0
2034-12-24 12:00 | 2034 | 12 | 0 | 0 | 0
2034-12-24 13:00 | 2034 | 12 | 0 | 0 | 0
2034-12-24 14:00 | 2034 | 12 | 0 | 0 | 0
2034-12-24 15:00 | 2034 | 12 | 0 | 0 | 0
2034-12-24 16:00 | 2034 | 12 | 0 | 0 | 0
2034-12-24 17:00 | 2034 | 12 | 0 | 0 | 0
2034-12-24 18:00 | 2034 | 12 | 0 | 0 | 0
2034-12-24 19:00 | 2034 | 12 | 0 | 0 | 0
2034-12-24 20:00 | 2034 | 12 | 0 | 0 | 0
2034-12-24 21:00 | 2034 | 12 | 0 | 0 | 0
2034-12-24 22:00 | 2034 | 12 | 0 | 0 | 0
2034-12-24 23:00 | 2034 | 12 | 0 | 0 | 0
2034-12-25 | 2034 | 12 | 0 | 0 | 0
2034-12-25 01:00 | 2034 | 12 | 0 | 0 | 0
2034-12-25 02:00 | 2034 | 12 | 0 | 0 | 0
2034-12-25 03:00 | 2034 | 12 | 0 | 0 | 0
2034-12-25 04:00 | 2034 | 12 | 0 | 0 | 0
2034-12-25 05:00 | 2034 | 12 | 0 | 0 | 0
2034-12-25 06:00 | 2034 | 12 | 0 | 0 | 0
2034-12-25 07:00 | 2034 | 12 | 0 | 0 | 0
2034-12-25 08:00 | 2034 | 12 | 0 | 0 | 0
2034-12-25 09:00 | 2034 | 12 | 0 | 0 | 0
2034-12-25 10:00 | 2034 | 12 | 0 | 0 | 0
2034-12-25 11:00 | 2034 | 12 | 0 | 0 | 0
2034-12-25 12:00 | 2034 | 12 | 0 | 0 | 0
2034-12-25 13:00 | 2034 | 12 | 0 | 0 | 0
2034-12-25 14:00 | 2034 | 12 | 0 | 0 | 0
2034-12-25 15:00 | 2034 | 12 | 0 | 0 | 0
2034-12-25 16:00 | 2034 | 12 | 0 | 0 | 0
2034-12-25 17:00 | 2034 | 12 | 0 | 0 | 0
2034-12-25 18:00 | 2034 | 12 | 0 | 0 | 0
2034-12-25 19:00 | 2034 | 12 | 0 | 0 | 0
2034-12-25 20:00 | 2034 | 12 | 0 | 0 | 0
2034-12-25 21:00 | 2034 | 12 | 0 | 0 | 0
2034-12-25 22:00 | 2034 | 12 | 0 | 0 | 0
2034-12-25 23:00 | 2034 | 12 | 0 | 0 | 0
2034-12-26 | 2034 | 12 | 0 | 0 | 0
2034-12-26 01:00 | 2034 | 12 | 0 | 0 | 0
2034-12-26 02:00 | 2034 | 12 | 0 | 0 | 0
2034-12-26 03:00 | 2034 | 12 | 0 | 0 | 0
2034-12-26 04:00 | 2034 | 12 | 0 | 0 | 0
2034-12-26 05:00 | 2034 | 12 | 0 | 0 | 0
2034-12-26 06:00 | 2034 | 12 | 0 | 0 | 0
2034-12-26 07:00 | 2034 | 12 | 0 | 0 | 0
2034-12-26 08:00 | 2034 | 12 | 0 | 0 | 0
2034-12-26 09:00 | 2034 | 12 | 0 | 0 | 0
2034-12-26 10:00 | 2034 | 12 | 0 | 0 | 0
2034-12-26 11:00 | 2034 | 12 | 0 | 0 | 0
2034-12-26 12:00 | 2034 | 12 | 0 | 0 | 0
2034-12-26 13:00 | 2034 | 12 | 0 | 0 | 0
2034-12-26 14:00 | 2034 | 12 | 0 | 0 | 0
2034-12-26 15:00 | 2034 | 12 | 0 | 0 | 0
2034-12-26 16:00 | 2034 | 12 | 0 | 0 | 0
2034-12-26 17:00 | 2034 | 12 | 0 | 0 | 0
2034-12-26 18:00 | 2034 | 12 | 0 | 0 | 0
2034-12-26 19:00 | 2034 | 12 | 0 | 0 | 0
2034-12-26 20:00 | 2034 | 12 | 0 | 0 | 0
2034-12-26 21:00 | 2034 | 12 | 0 | 0 | 0
2034-12-26 22:00 | 2034 | 12 | 0 | 0 | 0
2034-12-26 23:00 | 2034 | 12 | 0 | 0 | 0
2034-12-27 | 2034 | 12 | 0 | 0 | 0
2034-12-27 01:00 | 2034 | 12 | 0 | 0 | 0
2034-12-27 02:00 | 2034 | 12 | 0 | 0 | 0
2034-12-27 03:00 | 2034 | 12 | 0 | 0 | 0
2034-12-27 04:00 | 2034 | 12 | 0 | 0 | 0
2034-12-27 05:00 | 2034 | 12 | 0 | 0 | 0
2034-12-27 06:00 | 2034 | 12 | 0 | 0 | 0
2034-12-27 07:00 | 2034 | 12 | 0 | 0 | 0
2034-12-27 08:00 | 2034 | 12 | 0 | 0 | 0
2034-12-27 09:00 | 2034 | 12 | 0 | 0 | 0
2034-12-27 10:00 | 2034 | 12 | 0 | 0 | 0
2034-12-27 11:00 | 2034 | 12 | 0 | 0 | 0
2034-12-27 12:00 | 2034 | 12 | 0 | 0 | 0
2034-12-27 13:00 | 2034 | 12 | 0 | 0 | 0
2034-12-27 14:00 | 2034 | 12 | 0 | 0 | 0
2034-12-27 15:00 | 2034 | 12 | 0 | 0 | 0
2034-12-27 16:00 | 2034 | 12 | 0 | 0 | 0
2034-12-27 17:00 | 2034 | 12 | 0 | 0 | 0
2034-12-27 18:00 | 2034 | 12 | 0 | 0 | 0
2034-12-27 19:00 | 2034 | 12 | 0 | 0 | 0
2034-12-27 20:00 | 2034 | 12 | 0 | 0 | 0
2034-12-27 21:00 | 2034 | 12 | 0 | 0 | 0
2034-12-27 22:00 | 2034 | 12 | 0 | 0 | 0
2034-12-27 23:00 | 2034 | 12 | 0 | 0 | 0
2034-12-28 | 2034 | 12 | 0 | 0 | 0
2034-12-28 01:00 | 2034 | 12 | 0 | 0 | 0
2034-12-28 02:00 | 2034 | 12 | 0 | 0 | 0
2034-12-28 03:00 | 2034 | 12 | 0 | 0 | 0
2034-12-28 04:00 | 2034 | 12 | 0 | 0 | 0
2034-12-28 05:00 | 2034 | 12 | 0 | 0 | 0
2034-12-28 06:00 | 2034 | 12 | 0 | 0 | 0
2034-12-28 07:00 | 2034 | 12 | 0 | 0 | 0
2034-12-28 08:00 | 2034 | 12 | 0 | 0 | 0
2034-12-28 09:00 | 2034 | 12 | 0 | 0 | 0
2034-12-28 10:00 | 2034 | 12 | 0 | 0 | 0
2034-12-28 11:00 | 2034 | 12 | 0 | 0 | 0
2034-12-28 12:00 | 2034 | 12 | 0 | 0 | 0
2034-12-28 13:00 | 2034 | 12 | 0 | 0 | 0
2034-12-28 14:00 | 2034 | 12 | 0 | 0 | 0
2034-12-28 15:00 | 2034 | 12 | 0 | 0 | 0
2034-12-28 16:00 | 2034 | 12 | 0 | 0 | 0
2034-12-28 17:00 | 2034 | 12 | 0 | 0 | 0
2034-12-28 18:00 | 2034 | 12 | 0 | 0 | 0
2034-12-28 19:00 | 2034 | 12 | 0 | 0 | 0
2034-12-28 20:00 | 2034 | 12 | 0 | 0 | 0
2034-12-28 21:00 | 2034 | 12 | 0 | 0 | 0
2034-12-28 22:00 | 2034 | 12 | 0 | 0 | 0
2034-12-28 23:00 | 2034 | 12 | 0 | 0 | 0
2034-12-29 | 2034 | 12 | 0 | 0 | 0
2034-12-29 01:00 | 2034 | 12 | 0 | 0 | 0
2034-12-29 02:00 | 2034 | 12 | 0 | 0 | 0
2034-12-29 03:00 | 2034 | 12 | 0 | 0 | 0
2034-12-29 04:00 | 2034 | 12 | 0 | 0 | 0
2034-12-29 05:00 | 2034 | 12 | 0 | 0 | 0
2034-12-29 06:00 | 2034 | 12 | 0 | 0 | 0
2034-12-29 07:00 | 2034 | 12 | 0 | 0 | 0
2034-12-29 08:00 | 2034 | 12 | 0 | 0 | 0
2034-12-29 09:00 | 2034 | 12 | 0 | 0 | 0
2034-12-29 10:00 | 2034 | 12 | 0 | 0 | 0
2034-12-29 11:00 | 2034 | 12 | 0 | 0 | 0
2034-12-29 12:00 | 2034 | 12 | 0 | 0 | 0
2034-12-29 13:00 | 2034 | 12 | 0 | 0 | 0
2034-12-29 14:00 | 2034 | 12 | 0 | 0 | 0
2034-12-29 15:00 | 2034 | 12 | 0 | 0 | 0
2034-12-29 16:00 | 2034 | 12 | 0 | 0 | 0
2034-12-29 17:00 | 2034 | 12 | 0 | 0 | 0
2034-12-29 18:00 | 2034 | 12 | 0 | 0 | 0
2034-12-29 19:00 | 2034 | 12 | 0 | 0 | 0
2034-12-29 20:00 | 2034 | 12 | 0 | 0 | 0
2034-12-29 21:00 | 2034 | 12 | 0 | 0 | 0
2034-12-29 22:00 | 2034 | 12 | 0 | 0 | 0
2034-12-29 23:00 | 2034 | 12 | 0 | 0 | 0
2034-12-30 | 2034 | 12 | 0 | 0 | 0
2034-12-30 01:00 | 2034 | 12 | 0 | 0 | 0
2034-12-30 02:00 | 2034 | 12 | 0 | 0 | 0
2034-12-30 03:00 | 2034 | 12 | 0 | 0 | 0
2034-12-30 04:00 | 2034 | 12 | 0 | 0 | 0
2034-12-30 05:00 | 2034 | 12 | 0 | 0 | 0
2034-12-30 06:00 | 2034 | 12 | 0 | 0 | 0
2034-12-30 07:00 | 2034 | 12 | 0 | 0 | 0
2034-12-30 08:00 | 2034 | 12 | 0 | 0 | 0
2034-12-30 09:00 | 2034 | 12 | 0 | 0 | 0
2034-12-30 10:00 | 2034 | 12 | 0 | 0 | 0
2034-12-30 11:00 | 2034 | 12 | 0 | 0 | 0
2034-12-30 12:00 | 2034 | 12 | 0 | 0 | 0
2034-12-30 13:00 | 2034 | 12 | 0 | 0 | 0
2034-12-30 14:00 | 2034 | 12 | 0 | 0 | 0
2034-12-30 15:00 | 2034 | 12 | 0 | 0 | 0
2034-12-30 16:00 | 2034 | 12 | 0 | 0 | 0
2034-12-30 17:00 | 2034 | 12 | 0 | 0 | 0
2034-12-30 18:00 | 2034 | 12 | 0 | 0 | 0
2034-12-30 19:00 | 2034 | 12 | 0 | 0 | 0
2034-12-30 20:00 | 2034 | 12 | 0 | 0 | 0
2034-12-30 21:00 | 2034 | 12 | 0 | 0 | 0
2034-12-30 22:00 | 2034 | 12 | 0 | 0 | 0
2034-12-30 23:00 | 2034 | 12 | 0 | 0 | 0
2034-12-31 | 2034 | 12 | 0 | 0 | 0
2034-12-31 01:00 | 2034 | 12 | 0 | 0 | 0
2034-12-31 02:00 | 2034 | 12 | 0 | 0 | 0
2034-12-31 03:00 | 2034 | 12 | 0 | 0 | 0
2034-12-31 04:00 | 2034 | 12 | 0 | 0 | 0
2034-12-31 05:00 | 2034 | 12 | 0 | 0 | 0
2034-12-31 06:00 | 2034 | 12 | 0 | 0 | 0
2034-12-31 07:00 | 2034 | 12 | 0 | 0 | 0
2034-12-31 08:00 | 2034 | 12 | 0 | 0 | 0
2034-12-31 09:00 | 2034 | 12 | 0 | 0 | 0
2034-12-31 10:00 | 2034 | 12 | 0 | 0 | 0
2034-12-31 11:00 | 2034 | 12 | 0 | 0 | 0
2034-12-31 12:00 | 2034 | 12 | 0 | 0 | 0
2034-12-31 13:00 | 2034 | 12 | 0 | 0 | 0
2034-12-31 14:00 | 2034 | 12 | 0 | 0 | 0
2034-12-31 15:00 | 2034 | 12 | 0 | 0 | 0
2034-12-31 16:00 | 2034 | 12 | 0 | 0 | 0
2034-12-31 17:00 | 2034 | 12 | 0 | 0 | 0
2034-12-31 18:00 | 2034 | 12 | 0 | 0 | 0
2034-12-31 19:00 | 2034 | 12 | 0 | 0 | 0
2034-12-31 20:00 | 2034 | 12 | 0 | 0 | 0
2034-12-31 21:00 | 2034 | 12 | 0 | 0 | 0
2034-12-31 22:00 | 2034 | 12 | 0 | 0 | 0
2034-12-31 23:00 | 2034 | 12 | 0 | 0 | 0
2035-01-01 | 2035 | 1 | 0 | 0 | 0
2035-01-01 01:00 | 2035 | 1 | 0 | 0 | 0
2035-01-01 02:00 | 2035 | 1 | 0 | 0 | 0
2035-01-01 03:00 | 2035 | 1 | 0 | 0 | 0
2035-01-01 04:00 | 2035 | 1 | 0 | 0 | 0
2035-01-01 05:00 | 2035 | 1 | 0 | 0 | 0
2035-01-01 06:00 | 2035 | 1 | 0 | 0 | 0
2035-01-01 07:00 | 2035 | 1 | 0 | 0 | 0
2035-01-01 08:00 | 2035 | 1 | 0 | 0 | 0
2035-01-01 09:00 | 2035 | 1 | 0 | 0 | 0
2035-01-01 10:00 | 2035 | 1 | 0 | 0 | 0
2035-01-01 11:00 | 2035 | 1 | 0 | 0 | 0
2035-01-01 12:00 | 2035 | 1 | 0 | 0 | 0
2035-01-01 13:00 | 2035 | 1 | 0 | 0 | 0
2035-01-01 14:00 | 2035 | 1 | 0 | 0 | 0
2035-01-01 15:00 | 2035 | 1 | 0 | 0 | 0
2035-01-01 16:00 | 2035 | 1 | 0 | 0 | 0
2035-01-01 17:00 | 2035 | 1 | 0 | 0 | 0
2035-01-01 18:00 | 2035 | 1 | 0 | 0 | 0
2035-01-01 19:00 | 2035 | 1 | 0 | 0 | 0
2035-01-01 20:00 | 2035 | 1 | 0 | 0 | 0
2035-01-01 21:00 | 2035 | 1 | 0 | 0 | 0
2035-01-01 22:00 | 2035 | 1 | 0 | 0 | 0
2035-01-01 23:00 | 2035 | 1 | 0 | 0 | 0
2035-01-02 | 2035 | 1 | 0 | 0 | 0
2035-01-02 01:00 | 2035 | 1 | 0 | 0 | 0
2035-01-02 02:00 | 2035 | 1 | 0 | 0 | 0
2035-01-02 03:00 | 2035 | 1 | 0 | 0 | 0
2035-01-02 04:00 | 2035 | 1 | 0 | 0 | 0
2035-01-02 05:00 | 2035 | 1 | 0 | 0 | 0
2035-01-02 06:00 | 2035 | 1 | 0 | 0 | 0
2035-01-02 07:00 | 2035 | 1 | 0 | 0 | 0
2035-01-02 08:00 | 2035 | 1 | 0 | 0 | 0
2035-01-02 09:00 | 2035 | 1 | 0 | 0 | 0
2035-01-02 10:00 | 2035 | 1 | 0 | 0 | 0
2035-01-02 11:00 | 2035 | 1 | 0 | 0 | 0
2035-01-02 12:00 | 2035 | 1 | 0 | 0 | 0
2035-01-02 13:00 | 2035 | 1 | 0.081097 | 0 | 0
2035-01-02 14:00 | 2035 | 1 | 0 | 0.067035 | 0
2035-01-02 15:00 | 2035 | 1 | 0 | 0 | 0
2035-01-02 16:00 | 2035 | 1 | 0 | 0 | 0
2035-01-02 17:00 | 2035 | 1 | 0 | 0 | 0
2035-01-02 18:00 | 2035 | 1 | 0 | 0 | 0
2035-01-02 19:00 | 2035 | 1 | 0 | 0 | 0
2035-01-02 20:00 | 2035 | 1 | 0 | 0 | 0
2035-01-02 21:00 | 2035 | 1 | 0 | 0 | 0
2035-01-02 22:00 | 2035 | 1 | 0 | 0 | 0
2035-01-02 23:00 | 2035 | 1 | 0 | 0 | 0
2035-01-03 | 2035 | 1 | 0 | 0 | 0
2035-01-03 01:00 | 2035 | 1 | 0 | 0 | 0
2035-01-03 02:00 | 2035 | 1 | 0 | 0 | 0
2035-01-03 03:00 | 2035 | 1 | 0 | 0 | 0
2035-01-03 04:00 | 2035 | 1 | 0 | 0 | 0
2035-01-03 05:00 | 2035 | 1 | 0 | 0 | 0
2035-01-03 06:00 | 2035 | 1 | 0 | 0 | 0
2035-01-03 07:00 | 2035 | 1 | 0 | 0 | 0
2035-01-03 08:00 | 2035 | 1 | 0 | 0 | 0
2035-01-03 09:00 | 2035 | 1 | 0 | 0 | 0
2035-01-03 10:00 | 2035 | 1 | 0 | 0 | 0
2035-01-03 11:00 | 2035 | 1 | 0 | 0 | 0
2035-01-03 12:00 | 2035 | 1 | 0 | 0 | 0
2035-01-03 13:00 | 2035 | 1 | 0 | 0 | 0
2035-01-03 14:00 | 2035 | 1 | 0 | 0 | 0
2035-01-03 15:00 | 2035 | 1 | 0 | 0 | 0
2035-01-03 16:00 | 2035 | 1 | 0 | 0 | 0
2035-01-03 17:00 | 2035 | 1 | 0 | 0 | 0
2035-01-03 18:00 | 2035 | 1 | 0 | 0 | 0
2035-01-03 19:00 | 2035 | 1 | 0 | 0 | 0
2035-01-03 20:00 | 2035 | 1 | 0 | 0 | 0
2035-01-03 21:00 | 2035 | 1 | 0 | 0 | 0
2035-01-03 22:00 | 2035 | 1 | 0 | 0 | 0
2035-01-03 23:00 | 2035 | 1 | 0 | 0 | 0
2035-01-04 | 2035 | 1 | 0 | 0 | 0
2035-01-04 01:00 | 2035 | 1 | 0 | 0 | 0
2035-01-04 02:00 | 2035 | 1 | 0 | 0 | 0
2035-01-04 03:00 | 2035 | 1 | 0 | 0 | 0
2035-01-04 04:00 | 2035 | 1 | 0 | 0 | 0
2035-01-04 05:00 | 2035 | 1 | 0 | 0 | 0
2035-01-04 06:00 | 2035 | 1 | 0 | 0 | 0
2035-01-04 07:00 | 2035 | 1 | 0 | 0 | 0
2035-01-04 08:00 | 2035 | 1 | 0 | 0 | 0
2035-01-04 09:00 | 2035 | 1 | 0 | 0 | 0
2035-01-04 10:00 | 2035 | 1 | 0 | 0 | 0
2035-01-04 11:00 | 2035 | 1 | 0 | 0 | 0
2035-01-04 12:00 | 2035 | 1 | 0 | 0 | 0
2035-01-04 13:00 | 2035 | 1 | 0 | 0 | 0
2035-01-04 14:00 | 2035 | 1 | 0 | 0 | 0
2035-01-04 15:00 | 2035 | 1 | 0 | 0 | 0
2035-01-04 16:00 | 2035 | 1 | 0 | 0 | 0
2035-01-04 17:00 | 2035 | 1 | 0 | 0 | 0
2035-01-04 18:00 | 2035 | 1 | 0 | 0 | 0
2035-01-04 19:00 | 2035 | 1 | 0 | 0 | 0
2035-01-04 20:00 | 2035 | 1 | 0 | 0 | 0
2035-01-04 21:00 | 2035 | 1 | 0 | 0 | 0
2035-01-04 22:00 | 2035 | 1 | 0 | 0 | 0
2035-01-04 23:00 | 2035 | 1 | 0 | 0 | 0
2035-01-05 | 2035 | 1 | 0 | 0 | 0
2035-01-05 01:00 | 2035 | 1 | 0 | 0 | 0
2035-01-05 02:00 | 2035 | 1 | 0 | 0 | 0
2035-01-05 03:00 | 2035 | 1 | 0 | 0 | 0
2035-01-05 04:00 | 2035 | 1 | 0 | 0 | 0
2035-01-05 05:00 | 2035 | 1 | 0 | 0 | 0
2035-01-05 06:00 | 2035 | 1 | 0 | 0 | 0
2035-01-05 07:00 | 2035 | 1 | 0 | 0 | 0
2035-01-05 08:00 | 2035 | 1 | 0 | 0 | 0
2035-01-05 09:00 | 2035 | 1 | 0 | 0 | 0
2035-01-05 10:00 | 2035 | 1 | 0 | 0 | 0
2035-01-05 11:00 | 2035 | 1 | 0 | 0 | 0
2035-01-05 12:00 | 2035 | 1 | 0 | 0 | 0
2035-01-05 13:00 | 2035 | 1 | 0 | 0 | 0
2035-01-05 14:00 | 2035 | 1 | 0 | 0 | 0
2035-01-05 15:00 | 2035 | 1 | 0 | 0 | 0
2035-01-05 16:00 | 2035 | 1 | 0 | 0 | 0
2035-01-05 17:00 | 2035 | 1 | 0 | 0 | 0
2035-01-05 18:00 | 2035 | 1 | 0 | 0 | 0
2035-01-05 19:00 | 2035 | 1 | 0 | 0 | 0
2035-01-05 20:00 | 2035 | 1 | 0 | 0 | 0
2035-01-05 21:00 | 2035 | 1 | 0 | 0 | 0
2035-01-05 22:00 | 2035 | 1 | 0 | 0 | 0
2035-01-05 23:00 | 2035 | 1 | 0 | 0 | 0
2035-01-06 | 2035 | 1 | 0 | 0 | 0
2035-01-06 01:00 | 2035 | 1 | 0 | 0 | 0
2035-01-06 02:00 | 2035 | 1 | 0 | 0 | 0
2035-01-06 03:00 | 2035 | 1 | 0 | 0 | 0
2035-01-06 04:00 | 2035 | 1 | 0 | 0 | 0
2035-01-06 05:00 | 2035 | 1 | 0 | 0 | 0
2035-01-06 06:00 | 2035 | 1 | 0 | 0 | 0
2035-01-06 07:00 | 2035 | 1 | 0 | 0 | 0
2035-01-06 08:00 | 2035 | 1 | 0 | 0 | 0
2035-01-06 09:00 | 2035 | 1 | 0 | 0 | 0
2035-01-06 10:00 | 2035 | 1 | 0 | 0 | 0
2035-01-06 11:00 | 2035 | 1 | 0 | 0 | 0
2035-01-06 12:00 | 2035 | 1 | 0 | 0 | 0
2035-01-06 13:00 | 2035 | 1 | 0 | 0 | 0
2035-01-06 14:00 | 2035 | 1 | 0 | 0 | 0
2035-01-06 15:00 | 2035 | 1 | 0 | 0 | 0
2035-01-06 16:00 | 2035 | 1 | 0 | 0 | 0
2035-01-06 17:00 | 2035 | 1 | 0 | 0 | 0
2035-01-06 18:00 | 2035 | 1 | 0 | 0 | 0
2035-01-06 19:00 | 2035 | 1 | 0 | 0 | 0
2035-01-06 20:00 | 2035 | 1 | 0 | 0 | 0
2035-01-06 21:00 | 2035 | 1 | 0 | 0 | 0
2035-01-06 22:00 | 2035 | 1 | 0 | 0 | 0
2035-01-06 23:00 | 2035 | 1 | 0 | 0 | 0
2035-01-07 | 2035 | 1 | 0 | 0 | 0
2035-01-07 01:00 | 2035 | 1 | 0 | 0 | 0
2035-01-07 02:00 | 2035 | 1 | 0 | 0 | 0
2035-01-07 03:00 | 2035 | 1 | 0 | 0 | 0
2035-01-07 04:00 | 2035 | 1 | 0 | 0 | 0
2035-01-07 05:00 | 2035 | 1 | 0 | 0 | 0
2035-01-07 06:00 | 2035 | 1 | 0 | 0 | 0
2035-01-07 07:00 | 2035 | 1 | 0 | 0 | 0
2035-01-07 08:00 | 2035 | 1 | 0 | 0 | 0
2035-01-07 09:00 | 2035 | 1 | 0 | 0 | 0
2035-01-07 10:00 | 2035 | 1 | 0 | 0 | 0
2035-01-07 11:00 | 2035 | 1 | 0 | 0 | 0
2035-01-07 12:00 | 2035 | 1 | 0 | 0 | 0
2035-01-07 13:00 | 2035 | 1 | 0 | 0 | 0
2035-01-07 14:00 | 2035 | 1 | 0 | 0 | 0
2035-01-07 15:00 | 2035 | 1 | 0 | 0 | 0
2035-01-07 16:00 | 2035 | 1 | 0 | 0 | 0
2035-01-07 17:00 | 2035 | 1 | 0 | 0 | 0
2035-01-07 18:00 | 2035 | 1 | 0 | 0 | 0
2035-01-07 19:00 | 2035 | 1 | 0 | 0 | 0
2035-01-07 20:00 | 2035 | 1 | 0 | 0 | 0
2035-01-07 21:00 | 2035 | 1 | 0 | 0 | 0
2035-01-07 22:00 | 2035 | 1 | 0 | 0 | 0
2035-01-07 23:00 | 2035 | 1 | 0 | 0 | 0
2035-01-08 | 2035 | 1 | 0 | 0 | 0
2035-01-08 01:00 | 2035 | 1 | 0 | 0 | 0
2035-01-08 02:00 | 2035 | 1 | 0 | 0 | 0
2035-01-08 03:00 | 2035 | 1 | 0 | 0 | 0
2035-01-08 04:00 | 2035 | 1 | 0 | 0 | 0
2035-01-08 05:00 | 2035 | 1 | 0 | 0 | 0
2035-01-08 06:00 | 2035 | 1 | 0 | 0 | 0
2035-01-08 07:00 | 2035 | 1 | 0 | 0 | 0
2035-01-08 08:00 | 2035 | 1 | 0.010622 | 0 | 0
2035-01-08 09:00 | 2035 | 1 | 0.16871 | 0 | 0
2035-01-08 10:00 | 2035 | 1 | 0 | 0 | 0
2035-01-08 11:00 | 2035 | 1 | 0.034333 | 0 | 0
2035-01-08 12:00 | 2035 | 1 | 0 | 0 | 0
2035-01-08 13:00 | 2035 | 1 | 0.3 | 0 | 0
2035-01-08 14:00 | 2035 | 1 | 0.16818 | 0 | 0
2035-01-08 15:00 | 2035 | 1 | 0 | 0 | 0
2035-01-08 16:00 | 2035 | 1 | 0 | 0 | 0
2035-01-08 17:00 | 2035 | 1 | 0 | 0 | 0
2035-01-08 18:00 | 2035 | 1 | 0 | 0 | 0
2035-01-08 19:00 | 2035 | 1 | 0 | 0 | 0
2035-01-08 20:00 | 2035 | 1 | 0 | 0 | 0
2035-01-08 21:00 | 2035 | 1 | 0 | 0 | 0
2035-01-08 22:00 | 2035 | 1 | 0 | 0 | 0
2035-01-08 23:00 | 2035 | 1 | 0 | 0 | 0
2035-01-09 | 2035 | 1 | 0 | 0 | 0
2035-01-09 01:00 | 2035 | 1 | 0 | 0 | 0
2035-01-09 02:00 | 2035 | 1 | 0 | 0 | 0
2035-01-09 03:00 | 2035 | 1 | 0 | 0 | 0
2035-01-09 04:00 | 2035 | 1 | 0 | 0 | 0
2035-01-09 05:00 | 2035 | 1 | 0 | 0 | 0
2035-01-09 06:00 | 2035 | 1 | 0 | 0 | 0
2035-01-09 07:00 | 2035 | 1 | 0 | 0 | 0
2035-01-09 08:00 | 2035 | 1 | 0.086415 | 0 | 0
2035-01-09 09:00 | 2035 | 1 | 0.18408 | 0 | 0
2035-01-09 10:00 | 2035 | 1 | 0 | 0 | 0
2035-01-09 11:00 | 2035 | 1 | 0 | 0 | 0
2035-01-09 12:00 | 2035 | 1 | 0 | 0 | 0
2035-01-09 13:00 | 2035 | 1 | 0 | 0 | 0
2035-01-09 14:00 | 2035 | 1 | 0 | 0 | 0
2035-01-09 15:00 | 2035 | 1 | 0 | 0 | 0
2035-01-09 16:00 | 2035 | 1 | 0 | 0 | 0
2035-01-09 17:00 | 2035 | 1 | 0 | 0 | 0
2035-01-09 18:00 | 2035 | 1 | 0 | 0 | 0
2035-01-09 19:00 | 2035 | 1 | 0 | 0 | 0
2035-01-09 20:00 | 2035 | 1 | 0 | 0 | 0
2035-01-09 21:00 | 2035 | 1 | 0 | 0 | 0
2035-01-09 22:00 | 2035 | 1 | 0 | 0 | 0
2035-01-09 23:00 | 2035 | 1 | 0 | 0 | 0
2035-01-10 | 2035 | 1 | 0 | 0 | 0
2035-01-10 01:00 | 2035 | 1 | 0 | 0 | 0
2035-01-10 02:00 | 2035 | 1 | 0 | 0 | 0
2035-01-10 03:00 | 2035 | 1 | 0 | 0 | 0
2035-01-10 04:00 | 2035 | 1 | 0 | 0 | 0
2035-01-10 05:00 | 2035 | 1 | 0 | 0 | 0
2035-01-10 06:00 | 2035 | 1 | 0 | 0 | 0
2035-01-10 07:00 | 2035 | 1 | 0 | 0 | 0
2035-01-10 08:00 | 2035 | 1 | 0 | 0 | 0
2035-01-10 09:00 | 2035 | 1 | 0 | 0 | 0
2035-01-10 10:00 | 2035 | 1 | 0 | 0 | 0
2035-01-10 11:00 | 2035 | 1 | 0 | 0 | 0
2035-01-10 12:00 | 2035 | 1 | 0 | 0 | 0
2035-01-10 13:00 | 2035 | 1 | 0 | 0 | 0
2035-01-10 14:00 | 2035 | 1 | 0 | 0 | 0
2035-01-10 15:00 | 2035 | 1 | 0 | 0 | 0
2035-01-10 16:00 | 2035 | 1 | 0 | 0 | 0
2035-01-10 17:00 | 2035 | 1 | 0 | 0 | 0
2035-01-10 18:00 | 2035 | 1 | 0 | 0 | 0
2035-01-10 19:00 | 2035 | 1 | 0 | 0 | 0
2035-01-10 20:00 | 2035 | 1 | 0 | 0 | 0
2035-01-10 21:00 | 2035 | 1 | 0 | 0 | 0
2035-01-10 22:00 | 2035 | 1 | 0 | 0 | 0
2035-01-10 23:00 | 2035 | 1 | 0 | 0 | 0
2035-01-11 | 2035 | 1 | 0 | 0 | 0
2035-01-11 01:00 | 2035 | 1 | 0 | 0 | 0
2035-01-11 02:00 | 2035 | 1 | 0 | 0 | 0
2035-01-11 03:00 | 2035 | 1 | 0 | 0 | 0
2035-01-11 04:00 | 2035 | 1 | 0 | 0 | 0
2035-01-11 05:00 | 2035 | 1 | 0 | 0 | 0
2035-01-11 06:00 | 2035 | 1 | 0 | 0 | 0
2035-01-11 07:00 | 2035 | 1 | 0 | 0 | 0
2035-01-11 08:00 | 2035 | 1 | 0 | 0 | 0
2035-01-11 09:00 | 2035 | 1 | 0 | 0 | 0
2035-01-11 10:00 | 2035 | 1 | 0 | 0 | 0
2035-01-11 11:00 | 2035 | 1 | 0 | 0 | 0
2035-01-11 12:00 | 2035 | 1 | 0 | 0 | 0
2035-01-11 13:00 | 2035 | 1 | 0.16732 | 0 | 0
2035-01-11 14:00 | 2035 | 1 | 0 | 0 | 0
2035-01-11 15:00 | 2035 | 1 | 0 | 0 | 0
2035-01-11 16:00 | 2035 | 1 | 0 | 0 | 0
2035-01-11 17:00 | 2035 | 1 | 0 | 0 | 0
2035-01-11 18:00 | 2035 | 1 | 0 | 0 | 0
2035-01-11 19:00 | 2035 | 1 | 0 | 0 | 0
2035-01-11 20:00 | 2035 | 1 | 0 | 0 | 0
2035-01-11 21:00 | 2035 | 1 | 0 | 0 | 0
2035-01-11 22:00 | 2035 | 1 | 0 | 0 | 0
2035-01-11 23:00 | 2035 | 1 | 0 | 0 | 0
2035-01-12 | 2035 | 1 | 0 | 0 | 0
2035-01-12 01:00 | 2035 | 1 | 0 | 0 | 0
2035-01-12 02:00 | 2035 | 1 | 0 | 0 | 0
2035-01-12 03:00 | 2035 | 1 | 0 | 0 | 0
2035-01-12 04:00 | 2035 | 1 | 0 | 0 | 0
2035-01-12 05:00 | 2035 | 1 | 0 | 0 | 0
2035-01-12 06:00 | 2035 | 1 | 0 | 0 | 0
2035-01-12 07:00 | 2035 | 1 | 0 | 0 | 0
2035-01-12 08:00 | 2035 | 1 | 0.1295 | 0 | 0
2035-01-12 09:00 | 2035 | 1 | 0.25902 | 0 | 0
2035-01-12 10:00 | 2035 | 1 | 0.10995 | 0 | 0
2035-01-12 11:00 | 2035 | 1 | 0.13543 | 0 | 0
2035-01-12 12:00 | 2035 | 1 | 0.039739 | 0 | 0
2035-01-12 13:00 | 2035 | 1 | 0.22619 | 0 | 0
2035-01-12 14:00 | 2035 | 1 | 0.090233 | 0 | 0
2035-01-12 15:00 | 2035 | 1 | 0 | 0 | 0
2035-01-12 16:00 | 2035 | 1 | 0 | 0 | 0
2035-01-12 17:00 | 2035 | 1 | 0 | 0 | 0
2035-01-12 18:00 | 2035 | 1 | 0 | 0 | 0
2035-01-12 19:00 | 2035 | 1 | 0 | 0 | 0
2035-01-12 20:00 | 2035 | 1 | 0 | 0 | 0
2035-01-12 21:00 | 2035 | 1 | 0 | 0 | 0
2035-01-12 22:00 | 2035 | 1 | 0 | 0 | 0
2035-01-12 23:00 | 2035 | 1 | 0 | 0 | 0
2035-01-13 | 2035 | 1 | 0 | 0 | 0
2035-01-13 01:00 | 2035 | 1 | 0 | 0 | 0
2035-01-13 02:00 | 2035 | 1 | 0 | 0 | 0
2035-01-13 03:00 | 2035 | 1 | 0 | 0 | 0
2035-01-13 04:00 | 2035 | 1 | 0 | 0 | 0
2035-01-13 05:00 | 2035 | 1 | 0 | 0 | 0
2035-01-13 06:00 | 2035 | 1 | 0 | 0 | 0
2035-01-13 07:00 | 2035 | 1 | 0 | 0 | 0
2035-01-13 08:00 | 2035 | 1 | 0 | 0 | 0
2035-01-13 09:00 | 2035 | 1 | 0 | 0 | 0
2035-01-13 10:00 | 2035 | 1 | 0 | 0 | 0
2035-01-13 11:00 | 2035 | 1 | 0 | 0 | 0
2035-01-13 12:00 | 2035 | 1 | 0 | 0 | 0
2035-01-13 13:00 | 2035 | 1 | 0 | 0 | 0
2035-01-13 14:00 | 2035 | 1 | 0 | 0 | 0
2035-01-13 15:00 | 2035 | 1 | 0 | 0 | 0
2035-01-13 16:00 | 2035 | 1 | 0 | 0 | 0
2035-01-13 17:00 | 2035 | 1 | 0 | 0 | 0
2035-01-13 18:00 | 2035 | 1 | 0 | 0 | 0
2035-01-13 19:00 | 2035 | 1 | 0 | 0 | 0
2035-01-13 20:00 | 2035 | 1 | 0 | 0 | 0
2035-01-13 21:00 | 2035 | 1 | 0 | 0 | 0
2035-01-13 22:00 | 2035 | 1 | 0 | 0 | 0
2035-01-13 23:00 | 2035 | 1 | 0 | 0 | 0
2035-01-14 | 2035 | 1 | 0 | 0 | 0
2035-01-14 01:00 | 2035 | 1 | 0 | 0 | 0
2035-01-14 02:00 | 2035 | 1 | 0 | 0 | 0
2035-01-14 03:00 | 2035 | 1 | 0 | 0 | 0
2035-01-14 04:00 | 2035 | 1 | 0 | 0 | 0
2035-01-14 05:00 | 2035 | 1 | 0 | 0 | 0
2035-01-14 06:00 | 2035 | 1 | 0 | 0 | 0
2035-01-14 07:00 | 2035 | 1 | 0 | 0 | 0
2035-01-14 08:00 | 2035 | 1 | 0 | 0 | 0
2035-01-14 09:00 | 2035 | 1 | 0 | 0 | 0
2035-01-14 10:00 | 2035 | 1 | 0 | 0 | 0
2035-01-14 11:00 | 2035 | 1 | 0 | 0 | 0
2035-01-14 12:00 | 2035 | 1 | 0 | 0 | 0
2035-01-14 13:00 | 2035 | 1 | 0 | 0 | 0
2035-01-14 14:00 | 2035 | 1 | 0 | 0 | 0
2035-01-14 15:00 | 2035 | 1 | 0 | 0 | 0
2035-01-14 16:00 | 2035 | 1 | 0 | 0 | 0
2035-01-14 17:00 | 2035 | 1 | 0 | 0 | 0
2035-01-14 18:00 | 2035 | 1 | 0 | 0 | 0
2035-01-14 19:00 | 2035 | 1 | 0 | 0 | 0
2035-01-14 20:00 | 2035 | 1 | 0 | 0 | 0
2035-01-14 21:00 | 2035 | 1 | 0 | 0 | 0
2035-01-14 22:00 | 2035 | 1 | 0 | 0 | 0
2035-01-14 23:00 | 2035 | 1 | 0 | 0 | 0
2035-01-15 | 2035 | 1 | 0 | 0 | 0
2035-01-15 01:00 | 2035 | 1 | 0 | 0 | 0
2035-01-15 02:00 | 2035 | 1 | 0 | 0 | 0
2035-01-15 03:00 | 2035 | 1 | 0 | 0 | 0
2035-01-15 04:00 | 2035 | 1 | 0 | 0 | 0
2035-01-15 05:00 | 2035 | 1 | 0 | 0 | 0
2035-01-15 06:00 | 2035 | 1 | 0 | 0 | 0
2035-01-15 07:00 | 2035 | 1 | 0 | 0 | 0
2035-01-15 08:00 | 2035 | 1 | 0 | 0 | 0
2035-01-15 09:00 | 2035 | 1 | 0 | 0 | 0
2035-01-15 10:00 | 2035 | 1 | 0 | 0 | 0
2035-01-15 11:00 | 2035 | 1 | 0 | 0 | 0
2035-01-15 12:00 | 2035 | 1 | 0 | 0 | 0
2035-01-15 13:00 | 2035 | 1 | 0 | 0 | 0
2035-01-15 14:00 | 2035 | 1 | 0 | 0 | 0
2035-01-15 15:00 | 2035 | 1 | 0 | 0 | 0
2035-01-15 16:00 | 2035 | 1 | 0 | 0 | 0
2035-01-15 17:00 | 2035 | 1 | 0 | 0 | 0
2035-01-15 18:00 | 2035 | 1 | 0 | 0 | 0
2035-01-15 19:00 | 2035 | 1 | 0 | 0 | 0
2035-01-15 20:00 | 2035 | 1 | 0 | 0 | 0
2035-01-15 21:00 | 2035 | 1 | 0 | 0 | 0
2035-01-15 22:00 | 2035 | 1 | 0 | 0 | 0
2035-01-15 23:00 | 2035 | 1 | 0 | 0 | 0
2035-01-16 | 2035 | 1 | 0 | 0 | 0
2035-01-16 01:00 | 2035 | 1 | 0 | 0 | 0
2035-01-16 02:00 | 2035 | 1 | 0 | 0 | 0
2035-01-16 03:00 | 2035 | 1 | 0 | 0 | 0
2035-01-16 04:00 | 2035 | 1 | 0 | 0 | 0
2035-01-16 05:00 | 2035 | 1 | 0 | 0 | 0
2035-01-16 06:00 | 2035 | 1 | 0 | 0 | 0
2035-01-16 07:00 | 2035 | 1 | 0 | 0 | 0
2035-01-16 08:00 | 2035 | 1 | 0 | 0 | 0
2035-01-16 09:00 | 2035 | 1 | 0 | 0 | 0
2035-01-16 10:00 | 2035 | 1 | 0 | 0 | 0
2035-01-16 11:00 | 2035 | 1 | 0 | 0 | 0
2035-01-16 12:00 | 2035 | 1 | 0 | 0 | 0
2035-01-16 13:00 | 2035 | 1 | 0 | 0 | 0
2035-01-16 14:00 | 2035 | 1 | 0 | 0 | 0
2035-01-16 15:00 | 2035 | 1 | 0 | 0 | 0
2035-01-16 16:00 | 2035 | 1 | 0 | 0 | 0
2035-01-16 17:00 | 2035 | 1 | 0 | 0 | 0
2035-01-16 18:00 | 2035 | 1 | 0 | 0 | 0
2035-01-16 19:00 | 2035 | 1 | 0 | 0 | 0
2035-01-16 20:00 | 2035 | 1 | 0 | 0 | 0
2035-01-16 21:00 | 2035 | 1 | 0 | 0 | 0
2035-01-16 22:00 | 2035 | 1 | 0 | 0 | 0
2035-01-16 23:00 | 2035 | 1 | 0 | 0 | 0
2035-01-17 | 2035 | 1 | 0 | 0 | 0
2035-01-17 01:00 | 2035 | 1 | 0 | 0 | 0
2035-01-17 02:00 | 2035 | 1 | 0 | 0 | 0
2035-01-17 03:00 | 2035 | 1 | 0 | 0 | 0
2035-01-17 04:00 | 2035 | 1 | 0 | 0 | 0
2035-01-17 05:00 | 2035 | 1 | 0 | 0 | 0
2035-01-17 06:00 | 2035 | 1 | 0 | 0 | 0
2035-01-17 07:00 | 2035 | 1 | 0 | 0 | 0
2035-01-17 08:00 | 2035 | 1 | 0 | 0 | 0
2035-01-17 09:00 | 2035 | 1 | 0 | 0.033004 | 0
2035-01-17 10:00 | 2035 | 1 | 0 | 0 | 0
2035-01-17 11:00 | 2035 | 1 | 0 | 0 | 0
2035-01-17 12:00 | 2035 | 1 | 0 | 0 | 0
2035-01-17 13:00 | 2035 | 1 | 0 | 0 | 0
2035-01-17 14:00 | 2035 | 1 | 0 | 0 | 0
2035-01-17 15:00 | 2035 | 1 | 0 | 0 | 0
2035-01-17 16:00 | 2035 | 1 | 0 | 0 | 0
2035-01-17 17:00 | 2035 | 1 | 0 | 0 | 0
2035-01-17 18:00 | 2035 | 1 | 0 | 0 | 0
2035-01-17 19:00 | 2035 | 1 | 0 | 0 | 0
2035-01-17 20:00 | 2035 | 1 | 0 | 0 | 0
2035-01-17 21:00 | 2035 | 1 | 0 | 0 | 0
2035-01-17 22:00 | 2035 | 1 | 0 | 0 | 0
2035-01-17 23:00 | 2035 | 1 | 0 | 0 | 0
2035-01-18 | 2035 | 1 | 0 | 0 | 0
2035-01-18 01:00 | 2035 | 1 | 0 | 0 | 0
2035-01-18 02:00 | 2035 | 1 | 0 | 0 | 0
2035-01-18 03:00 | 2035 | 1 | 0 | 0 | 0
2035-01-18 04:00 | 2035 | 1 | 0 | 0 | 0
2035-01-18 05:00 | 2035 | 1 | 0 | 0 | 0
2035-01-18 06:00 | 2035 | 1 | 0 | 0 | 0
2035-01-18 07:00 | 2035 | 1 | 0 | 0 | 0
2035-01-18 08:00 | 2035 | 1 | 0 | 0 | 0
2035-01-18 09:00 | 2035 | 1 | 0 | 0.065343 | 0
2035-01-18 10:00 | 2035 | 1 | 0 | 0 | 0
2035-01-18 11:00 | 2035 | 1 | 0 | 0 | 0
2035-01-18 12:00 | 2035 | 1 | 0 | 0 | 0
2035-01-18 13:00 | 2035 | 1 | 0 | 0 | 0
2035-01-18 14:00 | 2035 | 1 | 0 | 0 | 0
2035-01-18 15:00 | 2035 | 1 | 0 | 0 | 0
2035-01-18 16:00 | 2035 | 1 | 0 | 0 | 0
2035-01-18 17:00 | 2035 | 1 | 0 | 0 | 0
2035-01-18 18:00 | 2035 | 1 | 0 | 0 | 0
2035-01-18 19:00 | 2035 | 1 | 0 | 0 | 0
2035-01-18 20:00 | 2035 | 1 | 0 | 0 | 0
2035-01-18 21:00 | 2035 | 1 | 0 | 0 | 0
2035-01-18 22:00 | 2035 | 1 | 0 | 0 | 0
2035-01-18 23:00 | 2035 | 1 | 0 | 0 | 0
2035-01-19 | 2035 | 1 | 0 | 0 | 0
2035-01-19 01:00 | 2035 | 1 | 0 | 0 | 0
2035-01-19 02:00 | 2035 | 1 | 0 | 0 | 0
2035-01-19 03:00 | 2035 | 1 | 0 | 0 | 0
2035-01-19 04:00 | 2035 | 1 | 0 | 0 | 0
2035-01-19 05:00 | 2035 | 1 | 0 | 0 | 0
2035-01-19 06:00 | 2035 | 1 | 0 | 0 | 0
2035-01-19 07:00 | 2035 | 1 | 0 | 0 | 0
2035-01-19 08:00 | 2035 | 1 | 0 | 0.13634 | 0
2035-01-19 09:00 | 2035 | 1 | 0 | 0.29283 | 0
2035-01-19 10:00 | 2035 | 1 | 0 | 0.3 | 0
2035-01-19 11:00 | 2035 | 1 | 0 | 0.19064 | 0
2035-01-19 12:00 | 2035 | 1 | 0 | 0 | 0
2035-01-19 13:00 | 2035 | 1 | 0.0049214 | 0.23228 | 0
2035-01-19 14:00 | 2035 | 1 | 0 | 0.1532 | 0
2035-01-19 15:00 | 2035 | 1 | 0 | 0 | 0
2035-01-19 16:00 | 2035 | 1 | 0 | 0 | 0
2035-01-19 17:00 | 2035 | 1 | 0 | 0 | 0
2035-01-19 18:00 | 2035 | 1 | 0 | 0 | 0
2035-01-19 19:00 | 2035 | 1 | 0 | 0 | 0
2035-01-19 20:00 | 2035 | 1 | 0 | 0 | 0
2035-01-19 21:00 | 2035 | 1 | 0 | 0 | 0
2035-01-19 22:00 | 2035 | 1 | 0 | 0 | 0
2035-01-19 23:00 | 2035 | 1 | 0 | 0 | 0
2035-01-20 | 2035 | 1 | 0 | 0 | 0
2035-01-20 01:00 | 2035 | 1 | 0 | 0 | 0
2035-01-20 02:00 | 2035 | 1 | 0 | 0 | 0
2035-01-20 03:00 | 2035 | 1 | 0 | 0 | 0
2035-01-20 04:00 | 2035 | 1 | 0 | 0 | 0
2035-01-20 05:00 | 2035 | 1 | 0 | 0 | 0
2035-01-20 06:00 | 2035 | 1 | 0 | 0 | 0
2035-01-20 07:00 | 2035 | 1 | 0 | 0 | 0
2035-01-20 08:00 | 2035 | 1 | 0 | 0 | 0
2035-01-20 09:00 | 2035 | 1 | 0 | 0 | 0
2035-01-20 10:00 | 2035 | 1 | 0 | 0 | 0
2035-01-20 11:00 | 2035 | 1 | 0 | 0 | 0
2035-01-20 12:00 | 2035 | 1 | 0 | 0 | 0
2035-01-20 13:00 | 2035 | 1 | 0 | 0 | 0
2035-01-20 14:00 | 2035 | 1 | 0 | 0 | 0
2035-01-20 15:00 | 2035 | 1 | 0 | 0 | 0
2035-01-20 16:00 | 2035 | 1 | 0 | 0 | 0
2035-01-20 17:00 | 2035 | 1 | 0 | 0 | 0
2035-01-20 18:00 | 2035 | 1 | 0 | 0 | 0
2035-01-20 19:00 | 2035 | 1 | 0 | 0 | 0
2035-01-20 20:00 | 2035 | 1 | 0 | 0 | 0
2035-01-20 21:00 | 2035 | 1 | 0 | 0 | 0
2035-01-20 22:00 | 2035 | 1 | 0 | 0 | 0
2035-01-20 23:00 | 2035 | 1 | 0 | 0 | 0
2035-01-21 | 2035 | 1 | 0 | 0 | 0
2035-01-21 01:00 | 2035 | 1 | 0 | 0 | 0
2035-01-21 02:00 | 2035 | 1 | 0 | 0 | 0
2035-01-21 03:00 | 2035 | 1 | 0 | 0 | 0
2035-01-21 04:00 | 2035 | 1 | 0 | 0 | 0
2035-01-21 05:00 | 2035 | 1 | 0 | 0 | 0
2035-01-21 06:00 | 2035 | 1 | 0 | 0 | 0
2035-01-21 07:00 | 2035 | 1 | 0 | 0 | 0
2035-01-21 08:00 | 2035 | 1 | 0 | 0 | 0
2035-01-21 09:00 | 2035 | 1 | 0 | 0 | 0
2035-01-21 10:00 | 2035 | 1 | 0 | 0 | 0
2035-01-21 11:00 | 2035 | 1 | 0 | 0 | 0
2035-01-21 12:00 | 2035 | 1 | 0 | 0 | 0
2035-01-21 13:00 | 2035 | 1 | 0 | 0 | 0
2035-01-21 14:00 | 2035 | 1 | 0 | 0 | 0
2035-01-21 15:00 | 2035 | 1 | 0 | 0 | 0
2035-01-21 16:00 | 2035 | 1 | 0 | 0 | 0
2035-01-21 17:00 | 2035 | 1 | 0 | 0 | 0
2035-01-21 18:00 | 2035 | 1 | 0 | 0 | 0
2035-01-21 19:00 | 2035 | 1 | 0 | 0 | 0
2035-01-21 20:00 | 2035 | 1 | 0 | 0 | 0
2035-01-21 21:00 | 2035 | 1 | 0 | 0 | 0
2035-01-21 22:00 | 2035 | 1 | 0 | 0 | 0
2035-01-21 23:00 | 2035 | 1 | 0 | 0 | 0
2035-01-22 | 2035 | 1 | 0 | 0 | 0
2035-01-22 01:00 | 2035 | 1 | 0 | 0 | 0
2035-01-22 02:00 | 2035 | 1 | 0 | 0 | 0
2035-01-22 03:00 | 2035 | 1 | 0 | 0 | 0
2035-01-22 04:00 | 2035 | 1 | 0 | 0 | 0
2035-01-22 05:00 | 2035 | 1 | 0 | 0 | 0
2035-01-22 06:00 | 2035 | 1 | 0 | 0 | 0
2035-01-22 07:00 | 2035 | 1 | 0 | 0 | 0
2035-01-22 08:00 | 2035 | 1 | 0 | 0 | 0
2035-01-22 09:00 | 2035 | 1 | 0 | 0 | 0
2035-01-22 10:00 | 2035 | 1 | 0 | 0 | 0
2035-01-22 11:00 | 2035 | 1 | 0 | 0 | 0
2035-01-22 12:00 | 2035 | 1 | 0 | 0 | 0
2035-01-22 13:00 | 2035 | 1 | 0 | 0.060779 | 0
2035-01-22 14:00 | 2035 | 1 | 0 | 0.076334 | 0
2035-01-22 15:00 | 2035 | 1 | 0 | 0 | 0
2035-01-22 16:00 | 2035 | 1 | 0 | 0 | 0
2035-01-22 17:00 | 2035 | 1 | 0 | 0 | 0
2035-01-22 18:00 | 2035 | 1 | 0 | 0 | 0
2035-01-22 19:00 | 2035 | 1 | 0 | 0 | 0
2035-01-22 20:00 | 2035 | 1 | 0 | 0 | 0
2035-01-22 21:00 | 2035 | 1 | 0 | 0 | 0
2035-01-22 22:00 | 2035 | 1 | 0 | 0 | 0
2035-01-22 23:00 | 2035 | 1 | 0 | 0 | 0
2035-01-23 | 2035 | 1 | 0 | 0 | 0
2035-01-23 01:00 | 2035 | 1 | 0 | 0 | 0
2035-01-23 02:00 | 2035 | 1 | 0 | 0 | 0
2035-01-23 03:00 | 2035 | 1 | 0 | 0 | 0
2035-01-23 04:00 | 2035 | 1 | 0 | 0 | 0
2035-01-23 05:00 | 2035 | 1 | 0 | 0 | 0
2035-01-23 06:00 | 2035 | 1 | 0 | 0 | 0
2035-01-23 07:00 | 2035 | 1 | 0 | 0 | 0
2035-01-23 08:00 | 2035 | 1 | 0 | 0 | 0
2035-01-23 09:00 | 2035 | 1 | 0 | 0 | 0
2035-01-23 10:00 | 2035 | 1 | 0 | 0 | 0
2035-01-23 11:00 | 2035 | 1 | 0 | 0 | 0
2035-01-23 12:00 | 2035 | 1 | 0 | 0 | 0
2035-01-23 13:00 | 2035 | 1 | 0 | 0 | 0
2035-01-23 14:00 | 2035 | 1 | 0 | 0 | 0
2035-01-23 15:00 | 2035 | 1 | 0 | 0 | 0
2035-01-23 16:00 | 2035 | 1 | 0 | 0 | 0
2035-01-23 17:00 | 2035 | 1 | 0 | 0 | 0
2035-01-23 18:00 | 2035 | 1 | 0 | 0 | 0
2035-01-23 19:00 | 2035 | 1 | 0 | 0 | 0
2035-01-23 20:00 | 2035 | 1 | 0 | 0 | 0
2035-01-23 21:00 | 2035 | 1 | 0 | 0 | 0
2035-01-23 22:00 | 2035 | 1 | 0 | 0 | 0
2035-01-23 23:00 | 2035 | 1 | 0 | 0 | 0
2035-01-24 | 2035 | 1 | 0 | 0 | 0
2035-01-24 01:00 | 2035 | 1 | 0 | 0 | 0
2035-01-24 02:00 | 2035 | 1 | 0 | 0 | 0
2035-01-24 03:00 | 2035 | 1 | 0 | 0 | 0
2035-01-24 04:00 | 2035 | 1 | 0 | 0 | 0
2035-01-24 05:00 | 2035 | 1 | 0 | 0 | 0
2035-01-24 06:00 | 2035 | 1 | 0 | 0 | 0
2035-01-24 07:00 | 2035 | 1 | 0 | 0 | 0
2035-01-24 08:00 | 2035 | 1 | 0 | 0 | 0
2035-01-24 09:00 | 2035 | 1 | 0 | 0 | 0
2035-01-24 10:00 | 2035 | 1 | 0 | 0 | 0
2035-01-24 11:00 | 2035 | 1 | 0 | 0 | 0
2035-01-24 12:00 | 2035 | 1 | 0 | 0 | 0
2035-01-24 13:00 | 2035 | 1 | 0 | 0 | 0
2035-01-24 14:00 | 2035 | 1 | 0 | 0 | 0
2035-01-24 15:00 | 2035 | 1 | 0 | 0 | 0
2035-01-24 16:00 | 2035 | 1 | 0 | 0 | 0
2035-01-24 17:00 | 2035 | 1 | 0 | 0 | 0
2035-01-24 18:00 | 2035 | 1 | 0 | 0 | 0
2035-01-24 19:00 | 2035 | 1 | 0 | 0 | 0
2035-01-24 20:00 | 2035 | 1 | 0 | 0 | 0
2035-01-24 21:00 | 2035 | 1 | 0 | 0 | 0
2035-01-24 22:00 | 2035 | 1 | 0 | 0 | 0
2035-01-24 23:00 | 2035 | 1 | 0 | 0 | 0
2035-01-25 | 2035 | 1 | 0 | 0 | 0
2035-01-25 01:00 | 2035 | 1 | 0 | 0 | 0
2035-01-25 02:00 | 2035 | 1 | 0 | 0 | 0
2035-01-25 03:00 | 2035 | 1 | 0 | 0 | 0
2035-01-25 04:00 | 2035 | 1 | 0 | 0 | 0
2035-01-25 05:00 | 2035 | 1 | 0 | 0 | 0
2035-01-25 06:00 | 2035 | 1 | 0 | 0 | 0
2035-01-25 07:00 | 2035 | 1 | 0 | 0 | 0
2035-01-25 08:00 | 2035 | 1 | 0 | 0 | 0
2035-01-25 09:00 | 2035 | 1 | 0 | 0 | 0
2035-01-25 10:00 | 2035 | 1 | 0 | 0 | 0
2035-01-25 11:00 | 2035 | 1 | 0 | 0 | 0
2035-01-25 12:00 | 2035 | 1 | 0 | 0 | 0
2035-01-25 13:00 | 2035 | 1 | 0 | 0 | 0
2035-01-25 14:00 | 2035 | 1 | 0 | 0 | 0
2035-01-25 15:00 | 2035 | 1 | 0 | 0 | 0
2035-01-25 16:00 | 2035 | 1 | 0 | 0 | 0
2035-01-25 17:00 | 2035 | 1 | 0 | 0 | 0
2035-01-25 18:00 | 2035 | 1 | 0 | 0 | 0
2035-01-25 19:00 | 2035 | 1 | 0 | 0 | 0
2035-01-25 20:00 | 2035 | 1 | 0 | 0 | 0
2035-01-25 21:00 | 2035 | 1 | 0 | 0 | 0
2035-01-25 22:00 | 2035 | 1 | 0 | 0 | 0
2035-01-25 23:00 | 2035 | 1 | 0 | 0 | 0
2035-01-26 | 2035 | 1 | 0 | 0 | 0
2035-01-26 01:00 | 2035 | 1 | 0 | 0 | 0
2035-01-26 02:00 | 2035 | 1 | 0 | 0 | 0
2035-01-26 03:00 | 2035 | 1 | 0 | 0 | 0
2035-01-26 04:00 | 2035 | 1 | 0 | 0 | 0
2035-01-26 05:00 | 2035 | 1 | 0 | 0 | 0
2035-01-26 06:00 | 2035 | 1 | 0 | 0 | 0
2035-01-26 07:00 | 2035 | 1 | 0 | 0 | 0
2035-01-26 08:00 | 2035 | 1 | 0 | 0 | 0
2035-01-26 09:00 | 2035 | 1 | 0 | 0 | 0
2035-01-26 10:00 | 2035 | 1 | 0 | 0 | 0
2035-01-26 11:00 | 2035 | 1 | 0 | 0 | 0
2035-01-26 12:00 | 2035 | 1 | 0 | 0 | 0
2035-01-26 13:00 | 2035 | 1 | 0 | 0 | 0
2035-01-26 14:00 | 2035 | 1 | 0 | 0 | 0
2035-01-26 15:00 | 2035 | 1 | 0 | 0 | 0
2035-01-26 16:00 | 2035 | 1 | 0 | 0 | 0
2035-01-26 17:00 | 2035 | 1 | 0 | 0 | 0
2035-01-26 18:00 | 2035 | 1 | 0 | 0 | 0
2035-01-26 19:00 | 2035 | 1 | 0 | 0 | 0
2035-01-26 20:00 | 2035 | 1 | 0 | 0 | 0
2035-01-26 21:00 | 2035 | 1 | 0 | 0 | 0
2035-01-26 22:00 | 2035 | 1 | 0 | 0 | 0
2035-01-26 23:00 | 2035 | 1 | 0 | 0 | 0
2035-01-27 | 2035 | 1 | 0 | 0 | 0
2035-01-27 01:00 | 2035 | 1 | 0 | 0 | 0
2035-01-27 02:00 | 2035 | 1 | 0 | 0 | 0
2035-01-27 03:00 | 2035 | 1 | 0 | 0 | 0
2035-01-27 04:00 | 2035 | 1 | 0 | 0 | 0
2035-01-27 05:00 | 2035 | 1 | 0 | 0 | 0
2035-01-27 06:00 | 2035 | 1 | 0 | 0 | 0
2035-01-27 07:00 | 2035 | 1 | 0 | 0 | 0
2035-01-27 08:00 | 2035 | 1 | 0 | 0 | 0
2035-01-27 09:00 | 2035 | 1 | 0 | 0 | 0
2035-01-27 10:00 | 2035 | 1 | 0 | 0 | 0
2035-01-27 11:00 | 2035 | 1 | 0 | 0 | 0
2035-01-27 12:00 | 2035 | 1 | 0 | 0 | 0
2035-01-27 13:00 | 2035 | 1 | 0 | 0 | 0
2035-01-27 14:00 | 2035 | 1 | 0 | 0 | 0
2035-01-27 15:00 | 2035 | 1 | 0 | 0 | 0
2035-01-27 16:00 | 2035 | 1 | 0 | 0 | 0
2035-01-27 17:00 | 2035 | 1 | 0 | 0 | 0
2035-01-27 18:00 | 2035 | 1 | 0 | 0 | 0
2035-01-27 19:00 | 2035 | 1 | 0 | 0 | 0
2035-01-27 20:00 | 2035 | 1 | 0 | 0 | 0
2035-01-27 21:00 | 2035 | 1 | 0 | 0 | 0
2035-01-27 22:00 | 2035 | 1 | 0 | 0 | 0
2035-01-27 23:00 | 2035 | 1 | 0 | 0 | 0
2035-01-28 | 2035 | 1 | 0 | 0 | 0
2035-01-28 01:00 | 2035 | 1 | 0 | 0 | 0
2035-01-28 02:00 | 2035 | 1 | 0 | 0 | 0
2035-01-28 03:00 | 2035 | 1 | 0 | 0 | 0
2035-01-28 04:00 | 2035 | 1 | 0 | 0 | 0
2035-01-28 05:00 | 2035 | 1 | 0 | 0 | 0
2035-01-28 06:00 | 2035 | 1 | 0 | 0 | 0
2035-01-28 07:00 | 2035 | 1 | 0 | 0 | 0
2035-01-28 08:00 | 2035 | 1 | 0 | 0 | 0
2035-01-28 09:00 | 2035 | 1 | 0 | 0 | 0
2035-01-28 10:00 | 2035 | 1 | 0 | 0 | 0
2035-01-28 11:00 | 2035 | 1 | 0 | 0 | 0
2035-01-28 12:00 | 2035 | 1 | 0 | 0 | 0
2035-01-28 13:00 | 2035 | 1 | 0 | 0 | 0
2035-01-28 14:00 | 2035 | 1 | 0 | 0 | 0
2035-01-28 15:00 | 2035 | 1 | 0 | 0 | 0
2035-01-28 16:00 | 2035 | 1 | 0 | 0 | 0
2035-01-28 17:00 | 2035 | 1 | 0 | 0 | 0
2035-01-28 18:00 | 2035 | 1 | 0 | 0 | 0
2035-01-28 19:00 | 2035 | 1 | 0 | 0 | 0
2035-01-28 20:00 | 2035 | 1 | 0 | 0 | 0
2035-01-28 21:00 | 2035 | 1 | 0 | 0 | 0
2035-01-28 22:00 | 2035 | 1 | 0 | 0 | 0
2035-01-28 23:00 | 2035 | 1 | 0 | 0 | 0
2035-01-29 | 2035 | 1 | 0 | 0 | 0
2035-01-29 01:00 | 2035 | 1 | 0 | 0 | 0
2035-01-29 02:00 | 2035 | 1 | 0 | 0 | 0
2035-01-29 03:00 | 2035 | 1 | 0 | 0 | 0
2035-01-29 04:00 | 2035 | 1 | 0 | 0 | 0
2035-01-29 05:00 | 2035 | 1 | 0 | 0 | 0
2035-01-29 06:00 | 2035 | 1 | 0 | 0 | 0
2035-01-29 07:00 | 2035 | 1 | 0 | 0 | 0
2035-01-29 08:00 | 2035 | 1 | 0 | 0 | 0
2035-01-29 09:00 | 2035 | 1 | 0 | 0 | 0
2035-01-29 10:00 | 2035 | 1 | 0 | 0 | 0
2035-01-29 11:00 | 2035 | 1 | 0 | 0 | 0
2035-01-29 12:00 | 2035 | 1 | 0 | 0 | 0
2035-01-29 13:00 | 2035 | 1 | 0 | 0 | 0
2035-01-29 14:00 | 2035 | 1 | 0 | 0 | 0
2035-01-29 15:00 | 2035 | 1 | 0 | 0 | 0
2035-01-29 16:00 | 2035 | 1 | 0 | 0 | 0
2035-01-29 17:00 | 2035 | 1 | 0 | 0 | 0
2035-01-29 18:00 | 2035 | 1 | 0 | 0 | 0
2035-01-29 19:00 | 2035 | 1 | 0 | 0 | 0
2035-01-29 20:00 | 2035 | 1 | 0 | 0 | 0
2035-01-29 21:00 | 2035 | 1 | 0 | 0 | 0
2035-01-29 22:00 | 2035 | 1 | 0 | 0 | 0
2035-01-29 23:00 | 2035 | 1 | 0 | 0 | 0
2035-01-30 | 2035 | 1 | 0 | 0 | 0
2035-01-30 01:00 | 2035 | 1 | 0 | 0 | 0
2035-01-30 02:00 | 2035 | 1 | 0 | 0 | 0
2035-01-30 03:00 | 2035 | 1 | 0 | 0 | 0
2035-01-30 04:00 | 2035 | 1 | 0 | 0 | 0
2035-01-30 05:00 | 2035 | 1 | 0 | 0 | 0
2035-01-30 06:00 | 2035 | 1 | 0 | 0 | 0
2035-01-30 07:00 | 2035 | 1 | 0 | 0 | 0
2035-01-30 08:00 | 2035 | 1 | 0 | 0 | 0
2035-01-30 09:00 | 2035 | 1 | 0 | 0 | 0
2035-01-30 10:00 | 2035 | 1 | 0 | 0 | 0
2035-01-30 11:00 | 2035 | 1 | 0 | 0 | 0
2035-01-30 12:00 | 2035 | 1 | 0 | 0 | 0
2035-01-30 13:00 | 2035 | 1 | 0 | 0 | 0
2035-01-30 14:00 | 2035 | 1 | 0 | 0 | 0
2035-01-30 15:00 | 2035 | 1 | 0 | 0 | 0
2035-01-30 16:00 | 2035 | 1 | 0 | 0 | 0
2035-01-30 17:00 | 2035 | 1 | 0 | 0 | 0
2035-01-30 18:00 | 2035 | 1 | 0 | 0 | 0
2035-01-30 19:00 | 2035 | 1 | 0 | 0 | 0
2035-01-30 20:00 | 2035 | 1 | 0 | 0 | 0
2035-01-30 21:00 | 2035 | 1 | 0 | 0 | 0
2035-01-30 22:00 | 2035 | 1 | 0 | 0 | 0
2035-01-30 23:00 | 2035 | 1 | 0 | 0 | 0
2035-01-31 | 2035 | 1 | 0 | 0 | 0
2035-01-31 01:00 | 2035 | 1 | 0 | 0 | 0
2035-01-31 02:00 | 2035 | 1 | 0 | 0 | 0
2035-01-31 03:00 | 2035 | 1 | 0 | 0 | 0
2035-01-31 04:00 | 2035 | 1 | 0 | 0 | 0
2035-01-31 05:00 | 2035 | 1 | 0 | 0 | 0
2035-01-31 06:00 | 2035 | 1 | 0 | 0 | 0
2035-01-31 07:00 | 2035 | 1 | 0 | 0 | 0
2035-01-31 08:00 | 2035 | 1 | 0 | 0 | 0
2035-01-31 09:00 | 2035 | 1 | 0 | 0 | 0
2035-01-31 10:00 | 2035 | 1 | 0 | 0 | 0
2035-01-31 11:00 | 2035 | 1 | 0 | 0 | 0
2035-01-31 12:00 | 2035 | 1 | 0 | 0 | 0
2035-01-31 13:00 | 2035 | 1 | 0 | 0 | 0
2035-01-31 14:00 | 2035 | 1 | 0 | 0 | 0
2035-01-31 15:00 | 2035 | 1 | 0 | 0 | 0
2035-01-31 16:00 | 2035 | 1 | 0 | 0 | 0
2035-01-31 17:00 | 2035 | 1 | 0 | 0 | 0
2035-01-31 18:00 | 2035 | 1 | 0 | 0 | 0
2035-01-31 19:00 | 2035 | 1 | 0 | 0 | 0
2035-01-31 20:00 | 2035 | 1 | 0 | 0 | 0
2035-01-31 21:00 | 2035 | 1 | 0 | 0 | 0
2035-01-31 22:00 | 2035 | 1 | 0 | 0 | 0
2035-01-31 23:00 | 2035 | 1 | 0 | 0 | 0
2035-02-01 | 2035 | 2 | 0 | 0 | 0
2035-02-01 01:00 | 2035 | 2 | 0 | 0 | 0
2035-02-01 02:00 | 2035 | 2 | 0 | 0 | 0
2035-02-01 03:00 | 2035 | 2 | 0 | 0 | 0
2035-02-01 04:00 | 2035 | 2 | 0 | 0 | 0
2035-02-01 05:00 | 2035 | 2 | 0 | 0 | 0
2035-02-01 06:00 | 2035 | 2 | 0 | 0 | 0
2035-02-01 07:00 | 2035 | 2 | 0 | 0 | 0
2035-02-01 08:00 | 2035 | 2 | 0 | 0 | 0
2035-02-01 09:00 | 2035 | 2 | 0 | 0 | 0
2035-02-01 10:00 | 2035 | 2 | 0 | 0 | 0
2035-02-01 11:00 | 2035 | 2 | 0 | 0 | 0
2035-02-01 12:00 | 2035 | 2 | 0 | 0 | 0
2035-02-01 13:00 | 2035 | 2 | 0 | 0 | 0
2035-02-01 14:00 | 2035 | 2 | 0 | 0 | 0
2035-02-01 15:00 | 2035 | 2 | 0 | 0 | 0
2035-02-01 16:00 | 2035 | 2 | 0 | 0 | 0
2035-02-01 17:00 | 2035 | 2 | 0 | 0 | 0
2035-02-01 18:00 | 2035 | 2 | 0 | 0 | 0
2035-02-01 19:00 | 2035 | 2 | 0 | 0 | 0
2035-02-01 20:00 | 2035 | 2 | 0 | 0 | 0
2035-02-01 21:00 | 2035 | 2 | 0 | 0 | 0
2035-02-01 22:00 | 2035 | 2 | 0 | 0 | 0
2035-02-01 23:00 | 2035 | 2 | 0 | 0 | 0
2035-02-02 | 2035 | 2 | 0 | 0 | 0
2035-02-02 01:00 | 2035 | 2 | 0 | 0 | 0
2035-02-02 02:00 | 2035 | 2 | 0 | 0 | 0
2035-02-02 03:00 | 2035 | 2 | 0 | 0 | 0
2035-02-02 04:00 | 2035 | 2 | 0 | 0 | 0
2035-02-02 05:00 | 2035 | 2 | 0 | 0 | 0
2035-02-02 06:00 | 2035 | 2 | 0 | 0 | 0
2035-02-02 07:00 | 2035 | 2 | 0 | 0 | 0
2035-02-02 08:00 | 2035 | 2 | 0 | 0 | 0
2035-02-02 09:00 | 2035 | 2 | 0 | 0 | 0
2035-02-02 10:00 | 2035 | 2 | 0 | 0 | 0
2035-02-02 11:00 | 2035 | 2 | 0 | 0 | 0
2035-02-02 12:00 | 2035 | 2 | 0 | 0 | 0
2035-02-02 13:00 | 2035 | 2 | 0 | 0 | 0
2035-02-02 14:00 | 2035 | 2 | 0 | 0 | 0
2035-02-02 15:00 | 2035 | 2 | 0 | 0 | 0
2035-02-02 16:00 | 2035 | 2 | 0 | 0 | 0
2035-02-02 17:00 | 2035 | 2 | 0 | 0 | 0
2035-02-02 18:00 | 2035 | 2 | 0 | 0 | 0
2035-02-02 19:00 | 2035 | 2 | 0 | 0 | 0
2035-02-02 20:00 | 2035 | 2 | 0 | 0 | 0
2035-02-02 21:00 | 2035 | 2 | 0 | 0 | 0
2035-02-02 22:00 | 2035 | 2 | 0 | 0 | 0
2035-02-02 23:00 | 2035 | 2 | 0 | 0 | 0
2035-02-03 | 2035 | 2 | 0 | 0 | 0
2035-02-03 01:00 | 2035 | 2 | 0 | 0 | 0
2035-02-03 02:00 | 2035 | 2 | 0 | 0 | 0
2035-02-03 03:00 | 2035 | 2 | 0 | 0 | 0
2035-02-03 04:00 | 2035 | 2 | 0 | 0 | 0
2035-02-03 05:00 | 2035 | 2 | 0 | 0 | 0
2035-02-03 06:00 | 2035 | 2 | 0 | 0 | 0
2035-02-03 07:00 | 2035 | 2 | 0 | 0 | 0
2035-02-03 08:00 | 2035 | 2 | 0 | 0 | 0
2035-02-03 09:00 | 2035 | 2 | 0 | 0 | 0
2035-02-03 10:00 | 2035 | 2 | 0 | 0 | 0
2035-02-03 11:00 | 2035 | 2 | 0 | 0 | 0
2035-02-03 12:00 | 2035 | 2 | 0 | 0 | 0
2035-02-03 13:00 | 2035 | 2 | 0 | 0 | 0
2035-02-03 14:00 | 2035 | 2 | 0 | 0 | 0
2035-02-03 15:00 | 2035 | 2 | 0 | 0 | 0
2035-02-03 16:00 | 2035 | 2 | 0 | 0 | 0
2035-02-03 17:00 | 2035 | 2 | 0 | 0 | 0
2035-02-03 18:00 | 2035 | 2 | 0 | 0 | 0
2035-02-03 19:00 | 2035 | 2 | 0 | 0 | 0
2035-02-03 20:00 | 2035 | 2 | 0 | 0 | 0
2035-02-03 21:00 | 2035 | 2 | 0 | 0 | 0
2035-02-03 22:00 | 2035 | 2 | 0 | 0 | 0
2035-02-03 23:00 | 2035 | 2 | 0 | 0 | 0
2035-02-04 | 2035 | 2 | 0 | 0 | 0
2035-02-04 01:00 | 2035 | 2 | 0 | 0 | 0
2035-02-04 02:00 | 2035 | 2 | 0 | 0 | 0
2035-02-04 03:00 | 2035 | 2 | 0 | 0 | 0
2035-02-04 04:00 | 2035 | 2 | 0 | 0 | 0
2035-02-04 05:00 | 2035 | 2 | 0 | 0 | 0
2035-02-04 06:00 | 2035 | 2 | 0 | 0 | 0
2035-02-04 07:00 | 2035 | 2 | 0 | 0 | 0
2035-02-04 08:00 | 2035 | 2 | 0 | 0 | 0
2035-02-04 09:00 | 2035 | 2 | 0 | 0 | 0
2035-02-04 10:00 | 2035 | 2 | 0 | 0 | 0
2035-02-04 11:00 | 2035 | 2 | 0 | 0 | 0
2035-02-04 12:00 | 2035 | 2 | 0 | 0 | 0
2035-02-04 13:00 | 2035 | 2 | 0 | 0 | 0
2035-02-04 14:00 | 2035 | 2 | 0 | 0 | 0
2035-02-04 15:00 | 2035 | 2 | 0 | 0 | 0
2035-02-04 16:00 | 2035 | 2 | 0 | 0 | 0
2035-02-04 17:00 | 2035 | 2 | 0 | 0 | 0
2035-02-04 18:00 | 2035 | 2 | 0 | 0 | 0
2035-02-04 19:00 | 2035 | 2 | 0 | 0 | 0
2035-02-04 20:00 | 2035 | 2 | 0 | 0 | 0
2035-02-04 21:00 | 2035 | 2 | 0 | 0 | 0
2035-02-04 22:00 | 2035 | 2 | 0 | 0 | 0
2035-02-04 23:00 | 2035 | 2 | 0 | 0 | 0
2035-02-05 | 2035 | 2 | 0 | 0 | 0
2035-02-05 01:00 | 2035 | 2 | 0 | 0 | 0
2035-02-05 02:00 | 2035 | 2 | 0 | 0 | 0
2035-02-05 03:00 | 2035 | 2 | 0 | 0 | 0
2035-02-05 04:00 | 2035 | 2 | 0 | 0 | 0
2035-02-05 05:00 | 2035 | 2 | 0 | 0 | 0
2035-02-05 06:00 | 2035 | 2 | 0 | 0 | 0
2035-02-05 07:00 | 2035 | 2 | 0 | 0 | 0
2035-02-05 08:00 | 2035 | 2 | 0 | 0 | 0
2035-02-05 09:00 | 2035 | 2 | 0 | 0 | 0
2035-02-05 10:00 | 2035 | 2 | 0 | 0 | 0
2035-02-05 11:00 | 2035 | 2 | 0 | 0 | 0
2035-02-05 12:00 | 2035 | 2 | 0 | 0 | 0
2035-02-05 13:00 | 2035 | 2 | 0 | 0 | 0
2035-02-05 14:00 | 2035 | 2 | 0 | 0 | 0
2035-02-05 15:00 | 2035 | 2 | 0 | 0 | 0
2035-02-05 16:00 | 2035 | 2 | 0 | 0 | 0
2035-02-05 17:00 | 2035 | 2 | 0 | 0 | 0
2035-02-05 18:00 | 2035 | 2 | 0 | 0 | 0
2035-02-05 19:00 | 2035 | 2 | 0 | 0 | 0
2035-02-05 20:00 | 2035 | 2 | 0 | 0 | 0
2035-02-05 21:00 | 2035 | 2 | 0 | 0 | 0
2035-02-05 22:00 | 2035 | 2 | 0 | 0 | 0
2035-02-05 23:00 | 2035 | 2 | 0 | 0 | 0
2035-02-06 | 2035 | 2 | 0 | 0 | 0
2035-02-06 01:00 | 2035 | 2 | 0 | 0 | 0
2035-02-06 02:00 | 2035 | 2 | 0 | 0 | 0
2035-02-06 03:00 | 2035 | 2 | 0 | 0 | 0
2035-02-06 04:00 | 2035 | 2 | 0 | 0 | 0
2035-02-06 05:00 | 2035 | 2 | 0 | 0 | 0
2035-02-06 06:00 | 2035 | 2 | 0 | 0 | 0
2035-02-06 07:00 | 2035 | 2 | 0 | 0 | 0
2035-02-06 08:00 | 2035 | 2 | 0 | 0 | 0
2035-02-06 09:00 | 2035 | 2 | 0 | 0 | 0
2035-02-06 10:00 | 2035 | 2 | 0 | 0 | 0
2035-02-06 11:00 | 2035 | 2 | 0 | 0 | 0
2035-02-06 12:00 | 2035 | 2 | 0 | 0 | 0
2035-02-06 13:00 | 2035 | 2 | 0 | 0 | 0
2035-02-06 14:00 | 2035 | 2 | 0 | 0 | 0
2035-02-06 15:00 | 2035 | 2 | 0 | 0 | 0
2035-02-06 16:00 | 2035 | 2 | 0 | 0 | 0
2035-02-06 17:00 | 2035 | 2 | 0 | 0 | 0
2035-02-06 18:00 | 2035 | 2 | 0 | 0 | 0
2035-02-06 19:00 | 2035 | 2 | 0 | 0 | 0
2035-02-06 20:00 | 2035 | 2 | 0 | 0 | 0
2035-02-06 21:00 | 2035 | 2 | 0 | 0 | 0
2035-02-06 22:00 | 2035 | 2 | 0 | 0 | 0
2035-02-06 23:00 | 2035 | 2 | 0 | 0 | 0
2035-02-07 | 2035 | 2 | 0 | 0 | 0
2035-02-07 01:00 | 2035 | 2 | 0 | 0 | 0
2035-02-07 02:00 | 2035 | 2 | 0 | 0 | 0
2035-02-07 03:00 | 2035 | 2 | 0 | 0 | 0
2035-02-07 04:00 | 2035 | 2 | 0 | 0 | 0
2035-02-07 05:00 | 2035 | 2 | 0 | 0 | 0
2035-02-07 06:00 | 2035 | 2 | 0 | 0 | 0
2035-02-07 07:00 | 2035 | 2 | 0 | 0 | 0
2035-02-07 08:00 | 2035 | 2 | 0 | 0 | 0
2035-02-07 09:00 | 2035 | 2 | 0 | 0 | 0
2035-02-07 10:00 | 2035 | 2 | 0 | 0 | 0
2035-02-07 11:00 | 2035 | 2 | 0 | 0 | 0
2035-02-07 12:00 | 2035 | 2 | 0 | 0 | 0
2035-02-07 13:00 | 2035 | 2 | 0 | 0 | 0
2035-02-07 14:00 | 2035 | 2 | 0 | 0 | 0
2035-02-07 15:00 | 2035 | 2 | 0 | 0 | 0
2035-02-07 16:00 | 2035 | 2 | 0 | 0 | 0
2035-02-07 17:00 | 2035 | 2 | 0 | 0 | 0
2035-02-07 18:00 | 2035 | 2 | 0 | 0 | 0
2035-02-07 19:00 | 2035 | 2 | 0 | 0 | 0
2035-02-07 20:00 | 2035 | 2 | 0 | 0 | 0
2035-02-07 21:00 | 2035 | 2 | 0 | 0 | 0
2035-02-07 22:00 | 2035 | 2 | 0 | 0 | 0
2035-02-07 23:00 | 2035 | 2 | 0 | 0 | 0
2035-02-08 | 2035 | 2 | 0 | 0 | 0
2035-02-08 01:00 | 2035 | 2 | 0 | 0 | 0
2035-02-08 02:00 | 2035 | 2 | 0 | 0 | 0
2035-02-08 03:00 | 2035 | 2 | 0 | 0 | 0
2035-02-08 04:00 | 2035 | 2 | 0 | 0 | 0
2035-02-08 05:00 | 2035 | 2 | 0 | 0 | 0
2035-02-08 06:00 | 2035 | 2 | 0 | 0 | 0
2035-02-08 07:00 | 2035 | 2 | 0 | 0 | 0
2035-02-08 08:00 | 2035 | 2 | 0 | 0 | 0
2035-02-08 09:00 | 2035 | 2 | 0 | 0 | 0
2035-02-08 10:00 | 2035 | 2 | 0 | 0 | 0
2035-02-08 11:00 | 2035 | 2 | 0 | 0 | 0
2035-02-08 12:00 | 2035 | 2 | 0 | 0 | 0
2035-02-08 13:00 | 2035 | 2 | 0 | 0 | 0
2035-02-08 14:00 | 2035 | 2 | 0 | 0 | 0
2035-02-08 15:00 | 2035 | 2 | 0 | 0 | 0
2035-02-08 16:00 | 2035 | 2 | 0 | 0 | 0
2035-02-08 17:00 | 2035 | 2 | 0 | 0 | 0
2035-02-08 18:00 | 2035 | 2 | 0 | 0 | 0
2035-02-08 19:00 | 2035 | 2 | 0 | 0 | 0
2035-02-08 20:00 | 2035 | 2 | 0 | 0 | 0
2035-02-08 21:00 | 2035 | 2 | 0 | 0 | 0
2035-02-08 22:00 | 2035 | 2 | 0 | 0 | 0
2035-02-08 23:00 | 2035 | 2 | 0 | 0 | 0
2035-02-09 | 2035 | 2 | 0 | 0 | 0
2035-02-09 01:00 | 2035 | 2 | 0 | 0 | 0
2035-02-09 02:00 | 2035 | 2 | 0 | 0 | 0
2035-02-09 03:00 | 2035 | 2 | 0 | 0 | 0
2035-02-09 04:00 | 2035 | 2 | 0 | 0 | 0
2035-02-09 05:00 | 2035 | 2 | 0 | 0 | 0
2035-02-09 06:00 | 2035 | 2 | 0 | 0 | 0
2035-02-09 07:00 | 2035 | 2 | 0 | 0 | 0
2035-02-09 08:00 | 2035 | 2 | 0 | 0 | 0
2035-02-09 09:00 | 2035 | 2 | 0 | 0 | 0
2035-02-09 10:00 | 2035 | 2 | 0 | 0 | 0
2035-02-09 11:00 | 2035 | 2 | 0 | 0 | 0
2035-02-09 12:00 | 2035 | 2 | 0 | 0 | 0
2035-02-09 13:00 | 2035 | 2 | 0 | 0 | 0
2035-02-09 14:00 | 2035 | 2 | 0 | 0 | 0
2035-02-09 15:00 | 2035 | 2 | 0 | 0 | 0
2035-02-09 16:00 | 2035 | 2 | 0 | 0 | 0
2035-02-09 17:00 | 2035 | 2 | 0 | 0 | 0
2035-02-09 18:00 | 2035 | 2 | 0 | 0 | 0
2035-02-09 19:00 | 2035 | 2 | 0 | 0 | 0
2035-02-09 20:00 | 2035 | 2 | 0 | 0 | 0
2035-02-09 21:00 | 2035 | 2 | 0 | 0 | 0
2035-02-09 22:00 | 2035 | 2 | 0 | 0 | 0
2035-02-09 23:00 | 2035 | 2 | 0 | 0 | 0
2035-02-10 | 2035 | 2 | 0 | 0 | 0
2035-02-10 01:00 | 2035 | 2 | 0 | 0 | 0
2035-02-10 02:00 | 2035 | 2 | 0 | 0 | 0
2035-02-10 03:00 | 2035 | 2 | 0 | 0 | 0
2035-02-10 04:00 | 2035 | 2 | 0 | 0 | 0
2035-02-10 05:00 | 2035 | 2 | 0 | 0 | 0
2035-02-10 06:00 | 2035 | 2 | 0 | 0 | 0
2035-02-10 07:00 | 2035 | 2 | 0 | 0 | 0
2035-02-10 08:00 | 2035 | 2 | 0 | 0 | 0
2035-02-10 09:00 | 2035 | 2 | 0 | 0 | 0
2035-02-10 10:00 | 2035 | 2 | 0 | 0 | 0
2035-02-10 11:00 | 2035 | 2 | 0 | 0 | 0
2035-02-10 12:00 | 2035 | 2 | 0 | 0 | 0
2035-02-10 13:00 | 2035 | 2 | 0 | 0 | 0
2035-02-10 14:00 | 2035 | 2 | 0 | 0 | 0
2035-02-10 15:00 | 2035 | 2 | 0 | 0 | 0
2035-02-10 16:00 | 2035 | 2 | 0 | 0 | 0
2035-02-10 17:00 | 2035 | 2 | 0 | 0 | 0
2035-02-10 18:00 | 2035 | 2 | 0 | 0 | 0
2035-02-10 19:00 | 2035 | 2 | 0 | 0 | 0
2035-02-10 20:00 | 2035 | 2 | 0 | 0 | 0
2035-02-10 21:00 | 2035 | 2 | 0 | 0 | 0
2035-02-10 22:00 | 2035 | 2 | 0 | 0 | 0
2035-02-10 23:00 | 2035 | 2 | 0 | 0 | 0
2035-02-11 | 2035 | 2 | 0 | 0 | 0
2035-02-11 01:00 | 2035 | 2 | 0 | 0 | 0
2035-02-11 02:00 | 2035 | 2 | 0 | 0 | 0
2035-02-11 03:00 | 2035 | 2 | 0 | 0 | 0
2035-02-11 04:00 | 2035 | 2 | 0 | 0 | 0
2035-02-11 05:00 | 2035 | 2 | 0 | 0 | 0
2035-02-11 06:00 | 2035 | 2 | 0 | 0 | 0
2035-02-11 07:00 | 2035 | 2 | 0 | 0 | 0
2035-02-11 08:00 | 2035 | 2 | 0 | 0 | 0
2035-02-11 09:00 | 2035 | 2 | 0 | 0 | 0
2035-02-11 10:00 | 2035 | 2 | 0 | 0 | 0
2035-02-11 11:00 | 2035 | 2 | 0 | 0 | 0
2035-02-11 12:00 | 2035 | 2 | 0 | 0 | 0
2035-02-11 13:00 | 2035 | 2 | 0 | 0 | 0
2035-02-11 14:00 | 2035 | 2 | 0 | 0 | 0
2035-02-11 15:00 | 2035 | 2 | 0 | 0 | 0
2035-02-11 16:00 | 2035 | 2 | 0 | 0 | 0
2035-02-11 17:00 | 2035 | 2 | 0 | 0 | 0
2035-02-11 18:00 | 2035 | 2 | 0 | 0 | 0
2035-02-11 19:00 | 2035 | 2 | 0 | 0 | 0
2035-02-11 20:00 | 2035 | 2 | 0 | 0 | 0
2035-02-11 21:00 | 2035 | 2 | 0 | 0 | 0
2035-02-11 22:00 | 2035 | 2 | 0 | 0 | 0
2035-02-11 23:00 | 2035 | 2 | 0 | 0 | 0
2035-02-12 | 2035 | 2 | 0 | 0 | 0
2035-02-12 01:00 | 2035 | 2 | 0 | 0 | 0
2035-02-12 02:00 | 2035 | 2 | 0 | 0 | 0
2035-02-12 03:00 | 2035 | 2 | 0 | 0 | 0
2035-02-12 04:00 | 2035 | 2 | 0 | 0 | 0
2035-02-12 05:00 | 2035 | 2 | 0 | 0 | 0
2035-02-12 06:00 | 2035 | 2 | 0 | 0 | 0
2035-02-12 07:00 | 2035 | 2 | 0 | 0 | 0
2035-02-12 08:00 | 2035 | 2 | 0 | 0 | 0
2035-02-12 09:00 | 2035 | 2 | 0 | 0 | 0
2035-02-12 10:00 | 2035 | 2 | 0 | 0 | 0
2035-02-12 11:00 | 2035 | 2 | 0 | 0 | 0
2035-02-12 12:00 | 2035 | 2 | 0 | 0 | 0
2035-02-12 13:00 | 2035 | 2 | 0 | 0 | 0
2035-02-12 14:00 | 2035 | 2 | 0 | 0 | 0
2035-02-12 15:00 | 2035 | 2 | 0 | 0 | 0
2035-02-12 16:00 | 2035 | 2 | 0 | 0 | 0
2035-02-12 17:00 | 2035 | 2 | 0 | 0 | 0
2035-02-12 18:00 | 2035 | 2 | 0 | 0 | 0
2035-02-12 19:00 | 2035 | 2 | 0 | 0 | 0
2035-02-12 20:00 | 2035 | 2 | 0 | 0 | 0
2035-02-12 21:00 | 2035 | 2 | 0 | 0 | 0
2035-02-12 22:00 | 2035 | 2 | 0 | 0 | 0
2035-02-12 23:00 | 2035 | 2 | 0 | 0 | 0
2035-02-13 | 2035 | 2 | 0 | 0 | 0
2035-02-13 01:00 | 2035 | 2 | 0 | 0 | 0
2035-02-13 02:00 | 2035 | 2 | 0 | 0 | 0
2035-02-13 03:00 | 2035 | 2 | 0 | 0 | 0
2035-02-13 04:00 | 2035 | 2 | 0 | 0 | 0
2035-02-13 05:00 | 2035 | 2 | 0 | 0 | 0
2035-02-13 06:00 | 2035 | 2 | 0 | 0 | 0
2035-02-13 07:00 | 2035 | 2 | 0 | 0 | 0
2035-02-13 08:00 | 2035 | 2 | 0 | 0 | 0
2035-02-13 09:00 | 2035 | 2 | 0 | 0 | 0
2035-02-13 10:00 | 2035 | 2 | 0 | 0 | 0
2035-02-13 11:00 | 2035 | 2 | 0 | 0 | 0
2035-02-13 12:00 | 2035 | 2 | 0 | 0 | 0
2035-02-13 13:00 | 2035 | 2 | 0 | 0 | 0
2035-02-13 14:00 | 2035 | 2 | 0 | 0 | 0
2035-02-13 15:00 | 2035 | 2 | 0 | 0 | 0
2035-02-13 16:00 | 2035 | 2 | 0 | 0 | 0
2035-02-13 17:00 | 2035 | 2 | 0 | 0 | 0
2035-02-13 18:00 | 2035 | 2 | 0 | 0 | 0
2035-02-13 19:00 | 2035 | 2 | 0 | 0 | 0
2035-02-13 20:00 | 2035 | 2 | 0 | 0 | 0
2035-02-13 21:00 | 2035 | 2 | 0 | 0 | 0
2035-02-13 22:00 | 2035 | 2 | 0 | 0 | 0
2035-02-13 23:00 | 2035 | 2 | 0 | 0 | 0
2035-02-14 | 2035 | 2 | 0 | 0 | 0
2035-02-14 01:00 | 2035 | 2 | 0 | 0 | 0
2035-02-14 02:00 | 2035 | 2 | 0 | 0 | 0
2035-02-14 03:00 | 2035 | 2 | 0 | 0 | 0
2035-02-14 04:00 | 2035 | 2 | 0 | 0 | 0
2035-02-14 05:00 | 2035 | 2 | 0 | 0 | 0
2035-02-14 06:00 | 2035 | 2 | 0 | 0 | 0
2035-02-14 07:00 | 2035 | 2 | 0 | 0 | 0
2035-02-14 08:00 | 2035 | 2 | 0 | 0 | 0
2035-02-14 09:00 | 2035 | 2 | 0 | 0 | 0
2035-02-14 10:00 | 2035 | 2 | 0 | 0 | 0
2035-02-14 11:00 | 2035 | 2 | 0 | 0 | 0
2035-02-14 12:00 | 2035 | 2 | 0 | 0 | 0
2035-02-14 13:00 | 2035 | 2 | 0 | 0 | 0
2035-02-14 14:00 | 2035 | 2 | 0 | 0 | 0
2035-02-14 15:00 | 2035 | 2 | 0 | 0 | 0
2035-02-14 16:00 | 2035 | 2 | 0 | 0 | 0
2035-02-14 17:00 | 2035 | 2 | 0 | 0 | 0
2035-02-14 18:00 | 2035 | 2 | 0 | 0 | 0
2035-02-14 19:00 | 2035 | 2 | 0 | 0 | 0
2035-02-14 20:00 | 2035 | 2 | 0 | 0 | 0
2035-02-14 21:00 | 2035 | 2 | 0 | 0 | 0
2035-02-14 22:00 | 2035 | 2 | 0 | 0 | 0
2035-02-14 23:00 | 2035 | 2 | 0 | 0 | 0
2035-02-15 | 2035 | 2 | 0 | 0 | 0
2035-02-15 01:00 | 2035 | 2 | 0 | 0 | 0
2035-02-15 02:00 | 2035 | 2 | 0 | 0 | 0
2035-02-15 03:00 | 2035 | 2 | 0 | 0 | 0
2035-02-15 04:00 | 2035 | 2 | 0 | 0 | 0
2035-02-15 05:00 | 2035 | 2 | 0 | 0 | 0
2035-02-15 06:00 | 2035 | 2 | 0 | 0 | 0
2035-02-15 07:00 | 2035 | 2 | 0 | 0 | 0
2035-02-15 08:00 | 2035 | 2 | 0 | 0 | 0
2035-02-15 09:00 | 2035 | 2 | 0 | 0 | 0
2035-02-15 10:00 | 2035 | 2 | 0 | 0 | 0
2035-02-15 11:00 | 2035 | 2 | 0 | 0 | 0
2035-02-15 12:00 | 2035 | 2 | 0 | 0 | 0
2035-02-15 13:00 | 2035 | 2 | 0 | 0 | 0
2035-02-15 14:00 | 2035 | 2 | 0 | 0 | 0
2035-02-15 15:00 | 2035 | 2 | 0 | 0 | 0
2035-02-15 16:00 | 2035 | 2 | 0 | 0 | 0
2035-02-15 17:00 | 2035 | 2 | 0 | 0 | 0
2035-02-15 18:00 | 2035 | 2 | 0 | 0 | 0
2035-02-15 19:00 | 2035 | 2 | 0 | 0 | 0
2035-02-15 20:00 | 2035 | 2 | 0 | 0 | 0
2035-02-15 21:00 | 2035 | 2 | 0 | 0 | 0
2035-02-15 22:00 | 2035 | 2 | 0 | 0 | 0
2035-02-15 23:00 | 2035 | 2 | 0 | 0 | 0
2035-02-16 | 2035 | 2 | 0 | 0 | 0
2035-02-16 01:00 | 2035 | 2 | 0 | 0 | 0
2035-02-16 02:00 | 2035 | 2 | 0 | 0 | 0
2035-02-16 03:00 | 2035 | 2 | 0 | 0 | 0
2035-02-16 04:00 | 2035 | 2 | 0 | 0 | 0
2035-02-16 05:00 | 2035 | 2 | 0 | 0 | 0
2035-02-16 06:00 | 2035 | 2 | 0 | 0 | 0
2035-02-16 07:00 | 2035 | 2 | 0 | 0 | 0
2035-02-16 08:00 | 2035 | 2 | 0 | 0 | 0
2035-02-16 09:00 | 2035 | 2 | 0 | 0 | 0
2035-02-16 10:00 | 2035 | 2 | 0 | 0 | 0
2035-02-16 11:00 | 2035 | 2 | 0 | 0 | 0
2035-02-16 12:00 | 2035 | 2 | 0 | 0 | 0
2035-02-16 13:00 | 2035 | 2 | 0 | 0 | 0
2035-02-16 14:00 | 2035 | 2 | 0 | 0 | 0
2035-02-16 15:00 | 2035 | 2 | 0 | 0 | 0
2035-02-16 16:00 | 2035 | 2 | 0 | 0 | 0
2035-02-16 17:00 | 2035 | 2 | 0 | 0 | 0
2035-02-16 18:00 | 2035 | 2 | 0 | 0 | 0
2035-02-16 19:00 | 2035 | 2 | 0 | 0 | 0
2035-02-16 20:00 | 2035 | 2 | 0 | 0 | 0
2035-02-16 21:00 | 2035 | 2 | 0 | 0 | 0
2035-02-16 22:00 | 2035 | 2 | 0 | 0 | 0
2035-02-16 23:00 | 2035 | 2 | 0 | 0 | 0
2035-02-17 | 2035 | 2 | 0 | 0 | 0
2035-02-17 01:00 | 2035 | 2 | 0 | 0 | 0
2035-02-17 02:00 | 2035 | 2 | 0 | 0 | 0
2035-02-17 03:00 | 2035 | 2 | 0 | 0 | 0
2035-02-17 04:00 | 2035 | 2 | 0 | 0 | 0
2035-02-17 05:00 | 2035 | 2 | 0 | 0 | 0
2035-02-17 06:00 | 2035 | 2 | 0 | 0 | 0
2035-02-17 07:00 | 2035 | 2 | 0 | 0 | 0
2035-02-17 08:00 | 2035 | 2 | 0 | 0 | 0
2035-02-17 09:00 | 2035 | 2 | 0 | 0 | 0
2035-02-17 10:00 | 2035 | 2 | 0 | 0 | 0
2035-02-17 11:00 | 2035 | 2 | 0 | 0 | 0
2035-02-17 12:00 | 2035 | 2 | 0 | 0 | 0
2035-02-17 13:00 | 2035 | 2 | 0 | 0 | 0
2035-02-17 14:00 | 2035 | 2 | 0 | 0 | 0
2035-02-17 15:00 | 2035 | 2 | 0 | 0 | 0
2035-02-17 16:00 | 2035 | 2 | 0 | 0 | 0
2035-02-17 17:00 | 2035 | 2 | 0 | 0 | 0
2035-02-17 18:00 | 2035 | 2 | 0 | 0 | 0
2035-02-17 19:00 | 2035 | 2 | 0 | 0 | 0
2035-02-17 20:00 | 2035 | 2 | 0 | 0 | 0
2035-02-17 21:00 | 2035 | 2 | 0 | 0 | 0
2035-02-17 22:00 | 2035 | 2 | 0 | 0 | 0
2035-02-17 23:00 | 2035 | 2 | 0 | 0 | 0
2035-02-18 | 2035 | 2 | 0 | 0 | 0
2035-02-18 01:00 | 2035 | 2 | 0 | 0 | 0
2035-02-18 02:00 | 2035 | 2 | 0 | 0 | 0
2035-02-18 03:00 | 2035 | 2 | 0 | 0 | 0
2035-02-18 04:00 | 2035 | 2 | 0 | 0 | 0
2035-02-18 05:00 | 2035 | 2 | 0 | 0 | 0
2035-02-18 06:00 | 2035 | 2 | 0 | 0 | 0
2035-02-18 07:00 | 2035 | 2 | 0 | 0 | 0
2035-02-18 08:00 | 2035 | 2 | 0 | 0 | 0
2035-02-18 09:00 | 2035 | 2 | 0 | 0 | 0
2035-02-18 10:00 | 2035 | 2 | 0 | 0 | 0
2035-02-18 11:00 | 2035 | 2 | 0 | 0 | 0
2035-02-18 12:00 | 2035 | 2 | 0 | 0 | 0
2035-02-18 13:00 | 2035 | 2 | 0 | 0 | 0
2035-02-18 14:00 | 2035 | 2 | 0 | 0 | 0
2035-02-18 15:00 | 2035 | 2 | 0 | 0 | 0
2035-02-18 16:00 | 2035 | 2 | 0 | 0 | 0
2035-02-18 17:00 | 2035 | 2 | 0 | 0 | 0
2035-02-18 18:00 | 2035 | 2 | 0 | 0 | 0
2035-02-18 19:00 | 2035 | 2 | 0 | 0 | 0
2035-02-18 20:00 | 2035 | 2 | 0 | 0 | 0
2035-02-18 21:00 | 2035 | 2 | 0 | 0 | 0
2035-02-18 22:00 | 2035 | 2 | 0 | 0 | 0
2035-02-18 23:00 | 2035 | 2 | 0 | 0 | 0
2035-02-19 | 2035 | 2 | 0 | 0 | 0
2035-02-19 01:00 | 2035 | 2 | 0 | 0 | 0
2035-02-19 02:00 | 2035 | 2 | 0 | 0 | 0
2035-02-19 03:00 | 2035 | 2 | 0 | 0 | 0
2035-02-19 04:00 | 2035 | 2 | 0 | 0 | 0
2035-02-19 05:00 | 2035 | 2 | 0 | 0 | 0
2035-02-19 06:00 | 2035 | 2 | 0 | 0 | 0
2035-02-19 07:00 | 2035 | 2 | 0 | 0 | 0
2035-02-19 08:00 | 2035 | 2 | 0 | 0 | 0
2035-02-19 09:00 | 2035 | 2 | 0 | 0 | 0
2035-02-19 10:00 | 2035 | 2 | 0 | 0 | 0
2035-02-19 11:00 | 2035 | 2 | 0 | 0 | 0
2035-02-19 12:00 | 2035 | 2 | 0 | 0 | 0
2035-02-19 13:00 | 2035 | 2 | 0 | 0 | 0
2035-02-19 14:00 | 2035 | 2 | 0 | 0 | 0
2035-02-19 15:00 | 2035 | 2 | 0 | 0 | 0
2035-02-19 16:00 | 2035 | 2 | 0 | 0 | 0
2035-02-19 17:00 | 2035 | 2 | 0 | 0 | 0
2035-02-19 18:00 | 2035 | 2 | 0 | 0 | 0
2035-02-19 19:00 | 2035 | 2 | 0 | 0 | 0
2035-02-19 20:00 | 2035 | 2 | 0 | 0 | 0
2035-02-19 21:00 | 2035 | 2 | 0 | 0 | 0
2035-02-19 22:00 | 2035 | 2 | 0 | 0 | 0
2035-02-19 23:00 | 2035 | 2 | 0 | 0 | 0
2035-02-20 | 2035 | 2 | 0 | 0 | 0
2035-02-20 01:00 | 2035 | 2 | 0 | 0 | 0
2035-02-20 02:00 | 2035 | 2 | 0 | 0 | 0
2035-02-20 03:00 | 2035 | 2 | 0 | 0 | 0
2035-02-20 04:00 | 2035 | 2 | 0 | 0 | 0
2035-02-20 05:00 | 2035 | 2 | 0 | 0 | 0
2035-02-20 06:00 | 2035 | 2 | 0 | 0 | 0
2035-02-20 07:00 | 2035 | 2 | 0 | 0 | 0
2035-02-20 08:00 | 2035 | 2 | 0 | 0 | 0
2035-02-20 09:00 | 2035 | 2 | 0 | 0 | 0
2035-02-20 10:00 | 2035 | 2 | 0 | 0 | 0
2035-02-20 11:00 | 2035 | 2 | 0 | 0 | 0
2035-02-20 12:00 | 2035 | 2 | 0 | 0 | 0
2035-02-20 13:00 | 2035 | 2 | 0 | 0 | 0
2035-02-20 14:00 | 2035 | 2 | 0 | 0 | 0
2035-02-20 15:00 | 2035 | 2 | 0 | 0 | 0
2035-02-20 16:00 | 2035 | 2 | 0 | 0 | 0
2035-02-20 17:00 | 2035 | 2 | 0 | 0 | 0
2035-02-20 18:00 | 2035 | 2 | 0 | 0 | 0
2035-02-20 19:00 | 2035 | 2 | 0 | 0 | 0
2035-02-20 20:00 | 2035 | 2 | 0 | 0 | 0
2035-02-20 21:00 | 2035 | 2 | 0 | 0 | 0
2035-02-20 22:00 | 2035 | 2 | 0 | 0 | 0
2035-02-20 23:00 | 2035 | 2 | 0 | 0 | 0
2035-02-21 | 2035 | 2 | 0 | 0 | 0
2035-02-21 01:00 | 2035 | 2 | 0 | 0 | 0
2035-02-21 02:00 | 2035 | 2 | 0 | 0 | 0
2035-02-21 03:00 | 2035 | 2 | 0 | 0 | 0
2035-02-21 04:00 | 2035 | 2 | 0 | 0 | 0
2035-02-21 05:00 | 2035 | 2 | 0 | 0 | 0
2035-02-21 06:00 | 2035 | 2 | 0 | 0 | 0
2035-02-21 07:00 | 2035 | 2 | 0 | 0 | 0
2035-02-21 08:00 | 2035 | 2 | 0 | 0 | 0
2035-02-21 09:00 | 2035 | 2 | 0 | 0 | 0
2035-02-21 10:00 | 2035 | 2 | 0 | 0 | 0
2035-02-21 11:00 | 2035 | 2 | 0 | 0 | 0
2035-02-21 12:00 | 2035 | 2 | 0 | 0 | 0
2035-02-21 13:00 | 2035 | 2 | 0 | 0 | 0
2035-02-21 14:00 | 2035 | 2 | 0 | 0 | 0
2035-02-21 15:00 | 2035 | 2 | 0 | 0 | 0
2035-02-21 16:00 | 2035 | 2 | 0 | 0 | 0
2035-02-21 17:00 | 2035 | 2 | 0 | 0 | 0
2035-02-21 18:00 | 2035 | 2 | 0 | 0 | 0
2035-02-21 19:00 | 2035 | 2 | 0 | 0 | 0
2035-02-21 20:00 | 2035 | 2 | 0 | 0 | 0
2035-02-21 21:00 | 2035 | 2 | 0 | 0 | 0
2035-02-21 22:00 | 2035 | 2 | 0 | 0 | 0
2035-02-21 23:00 | 2035 | 2 | 0 | 0 | 0
2035-02-22 | 2035 | 2 | 0 | 0 | 0
2035-02-22 01:00 | 2035 | 2 | 0 | 0 | 0
2035-02-22 02:00 | 2035 | 2 | 0 | 0 | 0
2035-02-22 03:00 | 2035 | 2 | 0 | 0 | 0
2035-02-22 04:00 | 2035 | 2 | 0 | 0 | 0
2035-02-22 05:00 | 2035 | 2 | 0 | 0 | 0
2035-02-22 06:00 | 2035 | 2 | 0 | 0 | 0
2035-02-22 07:00 | 2035 | 2 | 0 | 0 | 0
2035-02-22 08:00 | 2035 | 2 | 0 | 0 | 0
2035-02-22 09:00 | 2035 | 2 | 0 | 0 | 0
2035-02-22 10:00 | 2035 | 2 | 0 | 0 | 0
2035-02-22 11:00 | 2035 | 2 | 0 | 0 | 0
2035-02-22 12:00 | 2035 | 2 | 0 | 0 | 0
2035-02-22 13:00 | 2035 | 2 | 0 | 0 | 0
2035-02-22 14:00 | 2035 | 2 | 0 | 0 | 0
2035-02-22 15:00 | 2035 | 2 | 0 | 0 | 0
2035-02-22 16:00 | 2035 | 2 | 0 | 0 | 0
2035-02-22 17:00 | 2035 | 2 | 0 | 0 | 0
2035-02-22 18:00 | 2035 | 2 | 0 | 0 | 0
2035-02-22 19:00 | 2035 | 2 | 0 | 0 | 0
2035-02-22 20:00 | 2035 | 2 | 0 | 0 | 0
2035-02-22 21:00 | 2035 | 2 | 0 | 0 | 0
2035-02-22 22:00 | 2035 | 2 | 0 | 0 | 0
2035-02-22 23:00 | 2035 | 2 | 0 | 0 | 0
2035-02-23 | 2035 | 2 | 0 | 0 | 0
2035-02-23 01:00 | 2035 | 2 | 0 | 0 | 0
2035-02-23 02:00 | 2035 | 2 | 0 | 0 | 0
2035-02-23 03:00 | 2035 | 2 | 0 | 0 | 0
2035-02-23 04:00 | 2035 | 2 | 0 | 0 | 0
2035-02-23 05:00 | 2035 | 2 | 0 | 0 | 0
2035-02-23 06:00 | 2035 | 2 | 0 | 0 | 0
2035-02-23 07:00 | 2035 | 2 | 0 | 0 | 0
2035-02-23 08:00 | 2035 | 2 | 0 | 0 | 0
2035-02-23 09:00 | 2035 | 2 | 0 | 0 | 0
2035-02-23 10:00 | 2035 | 2 | 0 | 0 | 0
2035-02-23 11:00 | 2035 | 2 | 0 | 0 | 0
2035-02-23 12:00 | 2035 | 2 | 0 | 0 | 0
2035-02-23 13:00 | 2035 | 2 | 0 | 0 | 0
2035-02-23 14:00 | 2035 | 2 | 0 | 0 | 0
2035-02-23 15:00 | 2035 | 2 | 0 | 0 | 0
2035-02-23 16:00 | 2035 | 2 | 0 | 0 | 0
2035-02-23 17:00 | 2035 | 2 | 0 | 0 | 0
2035-02-23 18:00 | 2035 | 2 | 0 | 0 | 0
2035-02-23 19:00 | 2035 | 2 | 0 | 0 | 0
2035-02-23 20:00 | 2035 | 2 | 0 | 0 | 0
2035-02-23 21:00 | 2035 | 2 | 0 | 0 | 0
2035-02-23 22:00 | 2035 | 2 | 0 | 0 | 0
2035-02-23 23:00 | 2035 | 2 | 0 | 0 | 0
2035-02-24 | 2035 | 2 | 0 | 0 | 0
2035-02-24 01:00 | 2035 | 2 | 0 | 0 | 0
2035-02-24 02:00 | 2035 | 2 | 0 | 0 | 0
2035-02-24 03:00 | 2035 | 2 | 0 | 0 | 0
2035-02-24 04:00 | 2035 | 2 | 0 | 0 | 0
2035-02-24 05:00 | 2035 | 2 | 0 | 0 | 0
2035-02-24 06:00 | 2035 | 2 | 0 | 0 | 0
2035-02-24 07:00 | 2035 | 2 | 0 | 0 | 0
2035-02-24 08:00 | 2035 | 2 | 0 | 0 | 0
2035-02-24 09:00 | 2035 | 2 | 0 | 0 | 0
2035-02-24 10:00 | 2035 | 2 | 0 | 0 | 0
2035-02-24 11:00 | 2035 | 2 | 0 | 0 | 0
2035-02-24 12:00 | 2035 | 2 | 0 | 0 | 0
2035-02-24 13:00 | 2035 | 2 | 0 | 0 | 0
2035-02-24 14:00 | 2035 | 2 | 0 | 0 | 0
2035-02-24 15:00 | 2035 | 2 | 0 | 0 | 0
2035-02-24 16:00 | 2035 | 2 | 0 | 0 | 0
2035-02-24 17:00 | 2035 | 2 | 0 | 0 | 0
2035-02-24 18:00 | 2035 | 2 | 0 | 0 | 0
2035-02-24 19:00 | 2035 | 2 | 0 | 0 | 0
2035-02-24 20:00 | 2035 | 2 | 0 | 0 | 0
2035-02-24 21:00 | 2035 | 2 | 0 | 0 | 0
2035-02-24 22:00 | 2035 | 2 | 0 | 0 | 0
2035-02-24 23:00 | 2035 | 2 | 0 | 0 | 0
2035-02-25 | 2035 | 2 | 0 | 0 | 0
2035-02-25 01:00 | 2035 | 2 | 0 | 0 | 0
2035-02-25 02:00 | 2035 | 2 | 0 | 0 | 0
2035-02-25 03:00 | 2035 | 2 | 0 | 0 | 0
2035-02-25 04:00 | 2035 | 2 | 0 | 0 | 0
2035-02-25 05:00 | 2035 | 2 | 0 | 0 | 0
2035-02-25 06:00 | 2035 | 2 | 0 | 0 | 0
2035-02-25 07:00 | 2035 | 2 | 0 | 0 | 0
2035-02-25 08:00 | 2035 | 2 | 0 | 0 | 0
2035-02-25 09:00 | 2035 | 2 | 0 | 0 | 0
2035-02-25 10:00 | 2035 | 2 | 0 | 0 | 0
2035-02-25 11:00 | 2035 | 2 | 0 | 0 | 0
2035-02-25 12:00 | 2035 | 2 | 0 | 0 | 0
2035-02-25 13:00 | 2035 | 2 | 0 | 0 | 0
2035-02-25 14:00 | 2035 | 2 | 0 | 0 | 0
2035-02-25 15:00 | 2035 | 2 | 0 | 0 | 0
2035-02-25 16:00 | 2035 | 2 | 0 | 0 | 0
2035-02-25 17:00 | 2035 | 2 | 0 | 0 | 0
2035-02-25 18:00 | 2035 | 2 | 0 | 0 | 0
2035-02-25 19:00 | 2035 | 2 | 0 | 0 | 0
2035-02-25 20:00 | 2035 | 2 | 0 | 0 | 0
2035-02-25 21:00 | 2035 | 2 | 0 | 0 | 0
2035-02-25 22:00 | 2035 | 2 | 0 | 0 | 0
2035-02-25 23:00 | 2035 | 2 | 0 | 0 | 0
2035-02-26 | 2035 | 2 | 0 | 0 | 0
2035-02-26 01:00 | 2035 | 2 | 0 | 0 | 0
2035-02-26 02:00 | 2035 | 2 | 0 | 0 | 0
2035-02-26 03:00 | 2035 | 2 | 0 | 0 | 0
2035-02-26 04:00 | 2035 | 2 | 0 | 0 | 0
2035-02-26 05:00 | 2035 | 2 | 0 | 0 | 0
2035-02-26 06:00 | 2035 | 2 | 0 | 0 | 0
2035-02-26 07:00 | 2035 | 2 | 0 | 0 | 0
2035-02-26 08:00 | 2035 | 2 | 0 | 0 | 0
2035-02-26 09:00 | 2035 | 2 | 0 | 0 | 0
2035-02-26 10:00 | 2035 | 2 | 0 | 0 | 0
2035-02-26 11:00 | 2035 | 2 | 0 | 0 | 0
2035-02-26 12:00 | 2035 | 2 | 0 | 0 | 0
2035-02-26 13:00 | 2035 | 2 | 0 | 0 | 0
2035-02-26 14:00 | 2035 | 2 | 0 | 0 | 0
2035-02-26 15:00 | 2035 | 2 | 0 | 0 | 0
2035-02-26 16:00 | 2035 | 2 | 0 | 0 | 0
2035-02-26 17:00 | 2035 | 2 | 0 | 0 | 0
2035-02-26 18:00 | 2035 | 2 | 0 | 0 | 0
2035-02-26 19:00 | 2035 | 2 | 0 | 0 | 0
2035-02-26 20:00 | 2035 | 2 | 0 | 0 | 0
2035-02-26 21:00 | 2035 | 2 | 0 | 0 | 0
2035-02-26 22:00 | 2035 | 2 | 0 | 0 | 0
2035-02-26 23:00 | 2035 | 2 | 0 | 0 | 0
2035-02-27 | 2035 | 2 | 0 | 0 | 0
2035-02-27 01:00 | 2035 | 2 | 0 | 0 | 0
2035-02-27 02:00 | 2035 | 2 | 0 | 0 | 0
2035-02-27 03:00 | 2035 | 2 | 0 | 0 | 0
2035-02-27 04:00 | 2035 | 2 | 0 | 0 | 0
2035-02-27 05:00 | 2035 | 2 | 0 | 0 | 0
2035-02-27 06:00 | 2035 | 2 | 0 | 0 | 0
2035-02-27 07:00 | 2035 | 2 | 0 | 0 | 0
2035-02-27 08:00 | 2035 | 2 | 0 | 0 | 0
2035-02-27 09:00 | 2035 | 2 | 0 | 0 | 0
2035-02-27 10:00 | 2035 | 2 | 0 | 0 | 0
2035-02-27 11:00 | 2035 | 2 | 0 | 0 | 0
2035-02-27 12:00 | 2035 | 2 | 0 | 0 | 0
2035-02-27 13:00 | 2035 | 2 | 0 | 0.10127 | 0
2035-02-27 14:00 | 2035 | 2 | 0 | 0.024314 | 0
2035-02-27 15:00 | 2035 | 2 | 0 | 0 | 0
2035-02-27 16:00 | 2035 | 2 | 0 | 0 | 0
2035-02-27 17:00 | 2035 | 2 | 0 | 0 | 0
2035-02-27 18:00 | 2035 | 2 | 0 | 0 | 0
2035-02-27 19:00 | 2035 | 2 | 0 | 0 | 0
2035-02-27 20:00 | 2035 | 2 | 0 | 0 | 0
2035-02-27 21:00 | 2035 | 2 | 0 | 0 | 0
2035-02-27 22:00 | 2035 | 2 | 0 | 0 | 0
2035-02-27 23:00 | 2035 | 2 | 0 | 0 | 0
2035-02-28 | 2035 | 2 | 0 | 0 | 0
2035-02-28 01:00 | 2035 | 2 | 0 | 0 | 0
2035-02-28 02:00 | 2035 | 2 | 0 | 0 | 0
2035-02-28 03:00 | 2035 | 2 | 0 | 0 | 0
2035-02-28 04:00 | 2035 | 2 | 0 | 0 | 0
2035-02-28 05:00 | 2035 | 2 | 0 | 0 | 0
2035-02-28 06:00 | 2035 | 2 | 0 | 0 | 0
2035-02-28 07:00 | 2035 | 2 | 0 | 0 | 0
2035-02-28 08:00 | 2035 | 2 | 0 | 0 | 0
2035-02-28 09:00 | 2035 | 2 | 0 | 0 | 0
2035-02-28 10:00 | 2035 | 2 | 0 | 0 | 0
2035-02-28 11:00 | 2035 | 2 | 0 | 0 | 0
2035-02-28 12:00 | 2035 | 2 | 0 | 0 | 0
2035-02-28 13:00 | 2035 | 2 | 0 | 0 | 0
2035-02-28 14:00 | 2035 | 2 | 0 | 0 | 0
2035-02-28 15:00 | 2035 | 2 | 0 | 0 | 0
2035-02-28 16:00 | 2035 | 2 | 0 | 0 | 0
2035-02-28 17:00 | 2035 | 2 | 0 | 0 | 0
2035-02-28 18:00 | 2035 | 2 | 0 | 0 | 0
2035-02-28 19:00 | 2035 | 2 | 0 | 0 | 0
2035-02-28 20:00 | 2035 | 2 | 0 | 0 | 0
2035-02-28 21:00 | 2035 | 2 | 0 | 0 | 0
2035-02-28 22:00 | 2035 | 2 | 0 | 0 | 0
2035-02-28 23:00 | 2035 | 2 | 0 | 0 | 0
2035-03-01 | 2035 | 3 | 0 | 0 | 0
2035-03-01 01:00 | 2035 | 3 | 0 | 0 | 0
2035-03-01 02:00 | 2035 | 3 | 0 | 0 | 0
2035-03-01 03:00 | 2035 | 3 | 0 | 0 | 0
2035-03-01 04:00 | 2035 | 3 | 0 | 0 | 0
2035-03-01 05:00 | 2035 | 3 | 0 | 0 | 0
2035-03-01 06:00 | 2035 | 3 | 0 | 0 | 0
2035-03-01 07:00 | 2035 | 3 | 0 | 0 | 0
2035-03-01 08:00 | 2035 | 3 | 0 | 0.049956 | 0
2035-03-01 09:00 | 2035 | 3 | 0 | 0.15134 | 0
2035-03-01 10:00 | 2035 | 3 | 0 | 0 | 0
2035-03-01 11:00 | 2035 | 3 | 0 | 0 | 0
2035-03-01 12:00 | 2035 | 3 | 0 | 0 | 0
2035-03-01 13:00 | 2035 | 3 | 0 | 0 | 0
2035-03-01 14:00 | 2035 | 3 | 0 | 0 | 0
2035-03-01 15:00 | 2035 | 3 | 0 | 0 | 0
2035-03-01 16:00 | 2035 | 3 | 0 | 0 | 0
2035-03-01 17:00 | 2035 | 3 | 0 | 0 | 0
2035-03-01 18:00 | 2035 | 3 | 0 | 0 | 0
2035-03-01 19:00 | 2035 | 3 | 0 | 0 | 0
2035-03-01 20:00 | 2035 | 3 | 0 | 0 | 0
2035-03-01 21:00 | 2035 | 3 | 0 | 0 | 0
2035-03-01 22:00 | 2035 | 3 | 0 | 0 | 0
2035-03-01 23:00 | 2035 | 3 | 0 | 0 | 0
2035-03-02 | 2035 | 3 | 0 | 0 | 0
2035-03-02 01:00 | 2035 | 3 | 0 | 0 | 0
2035-03-02 02:00 | 2035 | 3 | 0 | 0 | 0
2035-03-02 03:00 | 2035 | 3 | 0 | 0 | 0
2035-03-02 04:00 | 2035 | 3 | 0 | 0 | 0
2035-03-02 05:00 | 2035 | 3 | 0 | 0 | 0
2035-03-02 06:00 | 2035 | 3 | 0 | 0 | 0
2035-03-02 07:00 | 2035 | 3 | 0 | 0 | 0
2035-03-02 08:00 | 2035 | 3 | 0 | 0 | 0
2035-03-02 09:00 | 2035 | 3 | 0 | 0 | 0
2035-03-02 10:00 | 2035 | 3 | 0 | 0 | 0
2035-03-02 11:00 | 2035 | 3 | 0 | 0 | 0
2035-03-02 12:00 | 2035 | 3 | 0 | 0 | 0
2035-03-02 13:00 | 2035 | 3 | 0 | 0 | 0
2035-03-02 14:00 | 2035 | 3 | 0 | 0 | 0
2035-03-02 15:00 | 2035 | 3 | 0 | 0 | 0
2035-03-02 16:00 | 2035 | 3 | 0 | 0 | 0
2035-03-02 17:00 | 2035 | 3 | 0 | 0 | 0
2035-03-02 18:00 | 2035 | 3 | 0 | 0 | 0
2035-03-02 19:00 | 2035 | 3 | 0 | 0 | 0
2035-03-02 20:00 | 2035 | 3 | 0 | 0 | 0
2035-03-02 21:00 | 2035 | 3 | 0 | 0 | 0
2035-03-02 22:00 | 2035 | 3 | 0 | 0 | 0
2035-03-02 23:00 | 2035 | 3 | 0 | 0 | 0
2035-03-03 | 2035 | 3 | 0 | 0 | 0
2035-03-03 01:00 | 2035 | 3 | 0 | 0 | 0
2035-03-03 02:00 | 2035 | 3 | 0 | 0 | 0
2035-03-03 03:00 | 2035 | 3 | 0 | 0 | 0
2035-03-03 04:00 | 2035 | 3 | 0 | 0 | 0
2035-03-03 05:00 | 2035 | 3 | 0 | 0 | 0
2035-03-03 06:00 | 2035 | 3 | 0 | 0 | 0
2035-03-03 07:00 | 2035 | 3 | 0 | 0 | 0
2035-03-03 08:00 | 2035 | 3 | 0 | 0 | 0
2035-03-03 09:00 | 2035 | 3 | 0 | 0 | 0
2035-03-03 10:00 | 2035 | 3 | 0 | 0 | 0
2035-03-03 11:00 | 2035 | 3 | 0 | 0 | 0
2035-03-03 12:00 | 2035 | 3 | 0 | 0 | 0
2035-03-03 13:00 | 2035 | 3 | 0 | 0 | 0
2035-03-03 14:00 | 2035 | 3 | 0 | 0 | 0
2035-03-03 15:00 | 2035 | 3 | 0 | 0 | 0
2035-03-03 16:00 | 2035 | 3 | 0 | 0 | 0
2035-03-03 17:00 | 2035 | 3 | 0 | 0 | 0
2035-03-03 18:00 | 2035 | 3 | 0 | 0 | 0
2035-03-03 19:00 | 2035 | 3 | 0 | 0 | 0
2035-03-03 20:00 | 2035 | 3 | 0 | 0 | 0
2035-03-03 21:00 | 2035 | 3 | 0 | 0 | 0
2035-03-03 22:00 | 2035 | 3 | 0 | 0 | 0
2035-03-03 23:00 | 2035 | 3 | 0 | 0 | 0
2035-03-04 | 2035 | 3 | 0 | 0 | 0
2035-03-04 01:00 | 2035 | 3 | 0 | 0 | 0
2035-03-04 02:00 | 2035 | 3 | 0 | 0 | 0
2035-03-04 03:00 | 2035 | 3 | 0 | 0 | 0
2035-03-04 04:00 | 2035 | 3 | 0 | 0 | 0
2035-03-04 05:00 | 2035 | 3 | 0 | 0 | 0
2035-03-04 06:00 | 2035 | 3 | 0 | 0 | 0
2035-03-04 07:00 | 2035 | 3 | 0 | 0 | 0
2035-03-04 08:00 | 2035 | 3 | 0 | 0 | 0
2035-03-04 09:00 | 2035 | 3 | 0 | 0 | 0
2035-03-04 10:00 | 2035 | 3 | 0 | 0 | 0
2035-03-04 11:00 | 2035 | 3 | 0 | 0 | 0
2035-03-04 12:00 | 2035 | 3 | 0 | 0 | 0
2035-03-04 13:00 | 2035 | 3 | 0 | 0 | 0
2035-03-04 14:00 | 2035 | 3 | 0 | 0 | 0
2035-03-04 15:00 | 2035 | 3 | 0 | 0 | 0
2035-03-04 16:00 | 2035 | 3 | 0 | 0 | 0
2035-03-04 17:00 | 2035 | 3 | 0 | 0 | 0
2035-03-04 18:00 | 2035 | 3 | 0 | 0 | 0
2035-03-04 19:00 | 2035 | 3 | 0 | 0 | 0
2035-03-04 20:00 | 2035 | 3 | 0 | 0 | 0
2035-03-04 21:00 | 2035 | 3 | 0 | 0 | 0
2035-03-04 22:00 | 2035 | 3 | 0 | 0 | 0
2035-03-04 23:00 | 2035 | 3 | 0 | 0 | 0
2035-03-05 | 2035 | 3 | 0 | 0 | 0
2035-03-05 01:00 | 2035 | 3 | 0 | 0 | 0
2035-03-05 02:00 | 2035 | 3 | 0 | 0 | 0
2035-03-05 03:00 | 2035 | 3 | 0 | 0 | 0
2035-03-05 04:00 | 2035 | 3 | 0 | 0 | 0
2035-03-05 05:00 | 2035 | 3 | 0 | 0 | 0
2035-03-05 06:00 | 2035 | 3 | 0 | 0 | 0
2035-03-05 07:00 | 2035 | 3 | 0 | 0 | 0
2035-03-05 08:00 | 2035 | 3 | 0 | 0 | 0
2035-03-05 09:00 | 2035 | 3 | 0 | 0 | 0
2035-03-05 10:00 | 2035 | 3 | 0 | 0 | 0
2035-03-05 11:00 | 2035 | 3 | 0 | 0 | 0
2035-03-05 12:00 | 2035 | 3 | 0 | 0 | 0
2035-03-05 13:00 | 2035 | 3 | 0 | 0 | 0
2035-03-05 14:00 | 2035 | 3 | 0 | 0 | 0
2035-03-05 15:00 | 2035 | 3 | 0 | 0 | 0
2035-03-05 16:00 | 2035 | 3 | 0 | 0 | 0
2035-03-05 17:00 | 2035 | 3 | 0 | 0 | 0
2035-03-05 18:00 | 2035 | 3 | 0 | 0 | 0
2035-03-05 19:00 | 2035 | 3 | 0 | 0 | 0
2035-03-05 20:00 | 2035 | 3 | 0 | 0 | 0
2035-03-05 21:00 | 2035 | 3 | 0 | 0 | 0
2035-03-05 22:00 | 2035 | 3 | 0 | 0 | 0
2035-03-05 23:00 | 2035 | 3 | 0 | 0 | 0
2035-03-06 | 2035 | 3 | 0 | 0 | 0
2035-03-06 01:00 | 2035 | 3 | 0 | 0 | 0
2035-03-06 02:00 | 2035 | 3 | 0 | 0 | 0
2035-03-06 03:00 | 2035 | 3 | 0 | 0 | 0
2035-03-06 04:00 | 2035 | 3 | 0 | 0 | 0
2035-03-06 05:00 | 2035 | 3 | 0 | 0 | 0
2035-03-06 06:00 | 2035 | 3 | 0 | 0 | 0
2035-03-06 07:00 | 2035 | 3 | 0 | 0 | 0
2035-03-06 08:00 | 2035 | 3 | 0 | 0 | 0
2035-03-06 09:00 | 2035 | 3 | 0 | 0 | 0
2035-03-06 10:00 | 2035 | 3 | 0 | 0 | 0
2035-03-06 11:00 | 2035 | 3 | 0 | 0 | 0
2035-03-06 12:00 | 2035 | 3 | 0 | 0 | 0
2035-03-06 13:00 | 2035 | 3 | 0 | 0 | 0
2035-03-06 14:00 | 2035 | 3 | 0 | 0 | 0
2035-03-06 15:00 | 2035 | 3 | 0 | 0 | 0
2035-03-06 16:00 | 2035 | 3 | 0 | 0 | 0
2035-03-06 17:00 | 2035 | 3 | 0 | 0 | 0
2035-03-06 18:00 | 2035 | 3 | 0 | 0 | 0
2035-03-06 19:00 | 2035 | 3 | 0 | 0 | 0
2035-03-06 20:00 | 2035 | 3 | 0 | 0 | 0
2035-03-06 21:00 | 2035 | 3 | 0 | 0 | 0
2035-03-06 22:00 | 2035 | 3 | 0 | 0 | 0
2035-03-06 23:00 | 2035 | 3 | 0 | 0 | 0
2035-03-07 | 2035 | 3 | 0 | 0 | 0
2035-03-07 01:00 | 2035 | 3 | 0 | 0 | 0
2035-03-07 02:00 | 2035 | 3 | 0 | 0 | 0
2035-03-07 03:00 | 2035 | 3 | 0 | 0 | 0
2035-03-07 04:00 | 2035 | 3 | 0 | 0 | 0
2035-03-07 05:00 | 2035 | 3 | 0 | 0 | 0
2035-03-07 06:00 | 2035 | 3 | 0 | 0 | 0
2035-03-07 07:00 | 2035 | 3 | 0 | 0 | 0
2035-03-07 08:00 | 2035 | 3 | 0 | 0 | 0
2035-03-07 09:00 | 2035 | 3 | 0 | 0 | 0
2035-03-07 10:00 | 2035 | 3 | 0 | 0 | 0
2035-03-07 11:00 | 2035 | 3 | 0 | 0 | 0
2035-03-07 12:00 | 2035 | 3 | 0 | 0 | 0
2035-03-07 13:00 | 2035 | 3 | 0 | 0 | 0
2035-03-07 14:00 | 2035 | 3 | 0 | 0 | 0
2035-03-07 15:00 | 2035 | 3 | 0 | 0 | 0
2035-03-07 16:00 | 2035 | 3 | 0 | 0 | 0
2035-03-07 17:00 | 2035 | 3 | 0 | 0 | 0
2035-03-07 18:00 | 2035 | 3 | 0 | 0 | 0
2035-03-07 19:00 | 2035 | 3 | 0 | 0 | 0
2035-03-07 20:00 | 2035 | 3 | 0 | 0 | 0
2035-03-07 21:00 | 2035 | 3 | 0 | 0 | 0
2035-03-07 22:00 | 2035 | 3 | 0 | 0 | 0
2035-03-07 23:00 | 2035 | 3 | 0 | 0 | 0
2035-03-08 | 2035 | 3 | 0 | 0 | 0
2035-03-08 01:00 | 2035 | 3 | 0 | 0 | 0
2035-03-08 02:00 | 2035 | 3 | 0 | 0 | 0
2035-03-08 03:00 | 2035 | 3 | 0 | 0 | 0
2035-03-08 04:00 | 2035 | 3 | 0 | 0 | 0
2035-03-08 05:00 | 2035 | 3 | 0 | 0 | 0
2035-03-08 06:00 | 2035 | 3 | 0 | 0 | 0
2035-03-08 07:00 | 2035 | 3 | 0 | 0 | 0
2035-03-08 08:00 | 2035 | 3 | 0 | 0 | 0
2035-03-08 09:00 | 2035 | 3 | 0 | 0 | 0.24007
2035-03-08 10:00 | 2035 | 3 | 0 | 0 | 0
2035-03-08 11:00 | 2035 | 3 | 0 | 0 | 0
2035-03-08 12:00 | 2035 | 3 | 0 | 0 | 0
2035-03-08 13:00 | 2035 | 3 | 0 | 0 | 0
2035-03-08 14:00 | 2035 | 3 | 0 | 0 | 0
2035-03-08 15:00 | 2035 | 3 | 0 | 0 | 0
2035-03-08 16:00 | 2035 | 3 | 0 | 0 | 0
2035-03-08 17:00 | 2035 | 3 | 0 | 0 | 0
2035-03-08 18:00 | 2035 | 3 | 0 | 0 | 0
2035-03-08 19:00 | 2035 | 3 | 0 | 0 | 0
2035-03-08 20:00 | 2035 | 3 | 0 | 0 | 0
2035-03-08 21:00 | 2035 | 3 | 0 | 0 | 0
2035-03-08 22:00 | 2035 | 3 | 0 | 0 | 0
2035-03-08 23:00 | 2035 | 3 | 0 | 0 | 0
2035-03-09 | 2035 | 3 | 0 | 0 | 0
2035-03-09 01:00 | 2035 | 3 | 0 | 0 | 0
2035-03-09 02:00 | 2035 | 3 | 0 | 0 | 0
2035-03-09 03:00 | 2035 | 3 | 0 | 0 | 0
2035-03-09 04:00 | 2035 | 3 | 0 | 0 | 0
2035-03-09 05:00 | 2035 | 3 | 0 | 0 | 0
2035-03-09 06:00 | 2035 | 3 | 0 | 0 | 0
2035-03-09 07:00 | 2035 | 3 | 0 | 0 | 0
2035-03-09 08:00 | 2035 | 3 | 0 | 0 | 0
2035-03-09 09:00 | 2035 | 3 | 0 | 0 | 0
2035-03-09 10:00 | 2035 | 3 | 0 | 0 | 0
2035-03-09 11:00 | 2035 | 3 | 0 | 0 | 0
2035-03-09 12:00 | 2035 | 3 | 0 | 0 | 0
2035-03-09 13:00 | 2035 | 3 | 0 | 0 | 0
2035-03-09 14:00 | 2035 | 3 | 0 | 0 | 0
2035-03-09 15:00 | 2035 | 3 | 0 | 0 | 0
2035-03-09 16:00 | 2035 | 3 | 0 | 0 | 0
2035-03-09 17:00 | 2035 | 3 | 0 | 0 | 0
2035-03-09 18:00 | 2035 | 3 | 0 | 0 | 0
2035-03-09 19:00 | 2035 | 3 | 0 | 0 | 0
2035-03-09 20:00 | 2035 | 3 | 0 | 0 | 0
2035-03-09 21:00 | 2035 | 3 | 0 | 0 | 0
2035-03-09 22:00 | 2035 | 3 | 0 | 0 | 0
2035-03-09 23:00 | 2035 | 3 | 0 | 0 | 0
2035-03-10 | 2035 | 3 | 0 | 0 | 0
2035-03-10 01:00 | 2035 | 3 | 0 | 0 | 0
2035-03-10 02:00 | 2035 | 3 | 0 | 0 | 0
2035-03-10 03:00 | 2035 | 3 | 0 | 0 | 0
2035-03-10 04:00 | 2035 | 3 | 0 | 0 | 0
2035-03-10 05:00 | 2035 | 3 | 0 | 0 | 0
2035-03-10 06:00 | 2035 | 3 | 0 | 0 | 0
2035-03-10 07:00 | 2035 | 3 | 0 | 0 | 0
2035-03-10 08:00 | 2035 | 3 | 0 | 0 | 0
2035-03-10 09:00 | 2035 | 3 | 0 | 0 | 0
2035-03-10 10:00 | 2035 | 3 | 0 | 0 | 0
2035-03-10 11:00 | 2035 | 3 | 0 | 0 | 0
2035-03-10 12:00 | 2035 | 3 | 0 | 0 | 0
2035-03-10 13:00 | 2035 | 3 | 0 | 0 | 0
2035-03-10 14:00 | 2035 | 3 | 0 | 0 | 0
2035-03-10 15:00 | 2035 | 3 | 0 | 0 | 0
2035-03-10 16:00 | 2035 | 3 | 0 | 0 | 0
2035-03-10 17:00 | 2035 | 3 | 0 | 0 | 0
2035-03-10 18:00 | 2035 | 3 | 0 | 0 | 0
2035-03-10 19:00 | 2035 | 3 | 0 | 0 | 0
2035-03-10 20:00 | 2035 | 3 | 0 | 0 | 0
2035-03-10 21:00 | 2035 | 3 | 0 | 0 | 0
2035-03-10 22:00 | 2035 | 3 | 0 | 0 | 0
2035-03-10 23:00 | 2035 | 3 | 0 | 0 | 0
2035-03-11 | 2035 | 3 | 0 | 0 | 0
2035-03-11 01:00 | 2035 | 3 | 0 | 0 | 0
2035-03-11 02:00 | 2035 | 3 | 0 | 0 | 0
2035-03-11 03:00 | 2035 | 3 | 0 | 0 | 0
2035-03-11 04:00 | 2035 | 3 | 0 | 0 | 0
2035-03-11 05:00 | 2035 | 3 | 0 | 0 | 0
2035-03-11 06:00 | 2035 | 3 | 0 | 0 | 0
2035-03-11 07:00 | 2035 | 3 | 0 | 0 | 0
2035-03-11 08:00 | 2035 | 3 | 0 | 0 | 0.3
2035-03-11 09:00 | 2035 | 3 | 0 | 0 | 0.0025089
2035-03-11 10:00 | 2035 | 3 | 0 | 0 | 0.010263
2035-03-11 11:00 | 2035 | 3 | 0 | 0 | 0
2035-03-11 12:00 | 2035 | 3 | 0 | 0 | 0
2035-03-11 13:00 | 2035 | 3 | 0 | 0 | 0
2035-03-11 14:00 | 2035 | 3 | 0 | 0 | 0
2035-03-11 15:00 | 2035 | 3 | 0 | 0 | 0
2035-03-11 16:00 | 2035 | 3 | 0 | 0 | 0
2035-03-11 17:00 | 2035 | 3 | 0 | 0 | 0
2035-03-11 18:00 | 2035 | 3 | 0 | 0 | 0
2035-03-11 19:00 | 2035 | 3 | 0 | 0 | 0
2035-03-11 20:00 | 2035 | 3 | 0 | 0 | 0
2035-03-11 21:00 | 2035 | 3 | 0 | 0 | 0
2035-03-11 22:00 | 2035 | 3 | 0 | 0 | 0
2035-03-11 23:00 | 2035 | 3 | 0 | 0 | 0
2035-03-12 | 2035 | 3 | 0 | 0 | 0
2035-03-12 01:00 | 2035 | 3 | 0 | 0 | 0
2035-03-12 02:00 | 2035 | 3 | 0 | 0 | 0
2035-03-12 03:00 | 2035 | 3 | 0 | 0 | 0
2035-03-12 04:00 | 2035 | 3 | 0 | 0 | 0
2035-03-12 05:00 | 2035 | 3 | 0 | 0 | 0
2035-03-12 06:00 | 2035 | 3 | 0 | 0 | 0
2035-03-12 07:00 | 2035 | 3 | 0 | 0 | 0
2035-03-12 08:00 | 2035 | 3 | 0 | 0.19036 | 0.22617
2035-03-12 09:00 | 2035 | 3 | 0 | 0.073104 | 0.090492
2035-03-12 10:00 | 2035 | 3 | 0 | 0 | 0
2035-03-12 11:00 | 2035 | 3 | 0 | 0 | 0
2035-03-12 12:00 | 2035 | 3 | 0 | 0 | 0
2035-03-12 13:00 | 2035 | 3 | 0 | 0.052991 | 0
2035-03-12 14:00 | 2035 | 3 | 0 | 0.047701 | 0
2035-03-12 15:00 | 2035 | 3 | 0 | 0 | 0
2035-03-12 16:00 | 2035 | 3 | 0 | 0 | 0
2035-03-12 17:00 | 2035 | 3 | 0 | 0 | 0
2035-03-12 18:00 | 2035 | 3 | 0 | 0 | 0
2035-03-12 19:00 | 2035 | 3 | 0 | 0 | 0
2035-03-12 20:00 | 2035 | 3 | 0 | 0 | 0
2035-03-12 21:00 | 2035 | 3 | 0 | 0 | 0
2035-03-12 22:00 | 2035 | 3 | 0 | 0 | 0
2035-03-12 23:00 | 2035 | 3 | 0 | 0 | 0
2035-03-13 | 2035 | 3 | 0 | 0 | 0
2035-03-13 01:00 | 2035 | 3 | 0 | 0 | 0
2035-03-13 02:00 | 2035 | 3 | 0 | 0 | 0
2035-03-13 03:00 | 2035 | 3 | 0 | 0 | 0
2035-03-13 04:00 | 2035 | 3 | 0 | 0 | 0
2035-03-13 05:00 | 2035 | 3 | 0 | 0 | 0
2035-03-13 06:00 | 2035 | 3 | 0 | 0 | 0
2035-03-13 07:00 | 2035 | 3 | 0 | 0 | 0
2035-03-13 08:00 | 2035 | 3 | 0 | 0.25559 | 0.16773
2035-03-13 09:00 | 2035 | 3 | 0 | 0.078782 | 0
2035-03-13 10:00 | 2035 | 3 | 0 | 0 | 0
2035-03-13 11:00 | 2035 | 3 | 0 | 0 | 0
2035-03-13 12:00 | 2035 | 3 | 0 | 0 | 0
2035-03-13 13:00 | 2035 | 3 | 0 | 0 | 0
2035-03-13 14:00 | 2035 | 3 | 0 | 0 | 0
2035-03-13 15:00 | 2035 | 3 | 0 | 0 | 0
2035-03-13 16:00 | 2035 | 3 | 0 | 0 | 0
2035-03-13 17:00 | 2035 | 3 | 0 | 0 | 0
2035-03-13 18:00 | 2035 | 3 | 0 | 0 | 0
2035-03-13 19:00 | 2035 | 3 | 0 | 0 | 0
2035-03-13 20:00 | 2035 | 3 | 0 | 0 | 0
2035-03-13 21:00 | 2035 | 3 | 0 | 0 | 0
2035-03-13 22:00 | 2035 | 3 | 0 | 0 | 0
2035-03-13 23:00 | 2035 | 3 | 0 | 0 | 0
2035-03-14 | 2035 | 3 | 0 | 0 | 0
2035-03-14 01:00 | 2035 | 3 | 0 | 0 | 0
2035-03-14 02:00 | 2035 | 3 | 0 | 0 | 0
2035-03-14 03:00 | 2035 | 3 | 0 | 0 | 0
2035-03-14 04:00 | 2035 | 3 | 0 | 0 | 0
2035-03-14 05:00 | 2035 | 3 | 0 | 0 | 0
2035-03-14 06:00 | 2035 | 3 | 0 | 0 | 0
2035-03-14 07:00 | 2035 | 3 | 0 | 0 | 0
2035-03-14 08:00 | 2035 | 3 | 0 | 0 | 0
2035-03-14 09:00 | 2035 | 3 | 0 | 0 | 0
2035-03-14 10:00 | 2035 | 3 | 0 | 0 | 0
2035-03-14 11:00 | 2035 | 3 | 0 | 0 | 0
2035-03-14 12:00 | 2035 | 3 | 0 | 0 | 0
2035-03-14 13:00 | 2035 | 3 | 0 | 0 | 0
2035-03-14 14:00 | 2035 | 3 | 0 | 0 | 0
2035-03-14 15:00 | 2035 | 3 | 0 | 0 | 0
2035-03-14 16:00 | 2035 | 3 | 0 | 0 | 0
2035-03-14 17:00 | 2035 | 3 | 0 | 0 | 0
2035-03-14 18:00 | 2035 | 3 | 0 | 0 | 0
2035-03-14 19:00 | 2035 | 3 | 0 | 0 | 0
2035-03-14 20:00 | 2035 | 3 | 0 | 0 | 0
2035-03-14 21:00 | 2035 | 3 | 0 | 0 | 0
2035-03-14 22:00 | 2035 | 3 | 0 | 0 | 0
2035-03-14 23:00 | 2035 | 3 | 0 | 0 | 0
2035-03-15 | 2035 | 3 | 0 | 0 | 0
2035-03-15 01:00 | 2035 | 3 | 0 | 0 | 0
2035-03-15 02:00 | 2035 | 3 | 0 | 0 | 0
2035-03-15 03:00 | 2035 | 3 | 0 | 0 | 0
2035-03-15 04:00 | 2035 | 3 | 0 | 0 | 0
2035-03-15 05:00 | 2035 | 3 | 0 | 0 | 0
2035-03-15 06:00 | 2035 | 3 | 0 | 0 | 0
2035-03-15 07:00 | 2035 | 3 | 0 | 0 | 0
2035-03-15 08:00 | 2035 | 3 | 0 | 0 | 0
2035-03-15 09:00 | 2035 | 3 | 0 | 0 | 0
2035-03-15 10:00 | 2035 | 3 | 0 | 0 | 0
2035-03-15 11:00 | 2035 | 3 | 0 | 0 | 0
2035-03-15 12:00 | 2035 | 3 | 0 | 0 | 0
2035-03-15 13:00 | 2035 | 3 | 0 | 0 | 0
2035-03-15 14:00 | 2035 | 3 | 0 | 0 | 0
2035-03-15 15:00 | 2035 | 3 | 0 | 0 | 0
2035-03-15 16:00 | 2035 | 3 | 0 | 0 | 0
2035-03-15 17:00 | 2035 | 3 | 0 | 0 | 0
2035-03-15 18:00 | 2035 | 3 | 0 | 0 | 0
2035-03-15 19:00 | 2035 | 3 | 0 | 0 | 0
2035-03-15 20:00 | 2035 | 3 | 0 | 0 | 0
2035-03-15 21:00 | 2035 | 3 | 0 | 0 | 0
2035-03-15 22:00 | 2035 | 3 | 0 | 0 | 0
2035-03-15 23:00 | 2035 | 3 | 0 | 0 | 0
2035-03-16 | 2035 | 3 | 0 | 0 | 0
2035-03-16 01:00 | 2035 | 3 | 0 | 0 | 0
2035-03-16 02:00 | 2035 | 3 | 0 | 0 | 0
2035-03-16 03:00 | 2035 | 3 | 0 | 0 | 0
2035-03-16 04:00 | 2035 | 3 | 0 | 0 | 0
2035-03-16 05:00 | 2035 | 3 | 0 | 0 | 0
2035-03-16 06:00 | 2035 | 3 | 0 | 0 | 0
2035-03-16 07:00 | 2035 | 3 | 0 | 0 | 0
2035-03-16 08:00 | 2035 | 3 | 0 | 0 | 0
2035-03-16 09:00 | 2035 | 3 | 0 | 0 | 0
2035-03-16 10:00 | 2035 | 3 | 0 | 0 | 0
2035-03-16 11:00 | 2035 | 3 | 0 | 0 | 0
2035-03-16 12:00 | 2035 | 3 | 0 | 0 | 0
2035-03-16 13:00 | 2035 | 3 | 0 | 0 | 0
2035-03-16 14:00 | 2035 | 3 | 0 | 0 | 0
2035-03-16 15:00 | 2035 | 3 | 0 | 0 | 0
2035-03-16 16:00 | 2035 | 3 | 0 | 0 | 0
2035-03-16 17:00 | 2035 | 3 | 0 | 0 | 0
2035-03-16 18:00 | 2035 | 3 | 0 | 0 | 0
2035-03-16 19:00 | 2035 | 3 | 0 | 0 | 0
2035-03-16 20:00 | 2035 | 3 | 0 | 0 | 0
2035-03-16 21:00 | 2035 | 3 | 0 | 0 | 0
2035-03-16 22:00 | 2035 | 3 | 0 | 0 | 0
2035-03-16 23:00 | 2035 | 3 | 0 | 0 | 0
2035-03-17 | 2035 | 3 | 0 | 0 | 0
2035-03-17 01:00 | 2035 | 3 | 0 | 0 | 0
2035-03-17 02:00 | 2035 | 3 | 0 | 0 | 0
2035-03-17 03:00 | 2035 | 3 | 0 | 0 | 0
2035-03-17 04:00 | 2035 | 3 | 0 | 0 | 0
2035-03-17 05:00 | 2035 | 3 | 0 | 0 | 0
2035-03-17 06:00 | 2035 | 3 | 0 | 0 | 0
2035-03-17 07:00 | 2035 | 3 | 0 | 0 | 0
2035-03-17 08:00 | 2035 | 3 | 0 | 0 | 0
2035-03-17 09:00 | 2035 | 3 | 0 | 0 | 0
2035-03-17 10:00 | 2035 | 3 | 0 | 0 | 0
2035-03-17 11:00 | 2035 | 3 | 0 | 0 | 0
2035-03-17 12:00 | 2035 | 3 | 0 | 0 | 0
2035-03-17 13:00 | 2035 | 3 | 0 | 0 | 0
2035-03-17 14:00 | 2035 | 3 | 0 | 0 | 0
2035-03-17 15:00 | 2035 | 3 | 0 | 0 | 0
2035-03-17 16:00 | 2035 | 3 | 0 | 0 | 0
2035-03-17 17:00 | 2035 | 3 | 0 | 0 | 0
2035-03-17 18:00 | 2035 | 3 | 0 | 0 | 0
2035-03-17 19:00 | 2035 | 3 | 0 | 0 | 0
2035-03-17 20:00 | 2035 | 3 | 0 | 0 | 0
2035-03-17 21:00 | 2035 | 3 | 0 | 0 | 0
2035-03-17 22:00 | 2035 | 3 | 0 | 0 | 0
2035-03-17 23:00 | 2035 | 3 | 0 | 0 | 0
2035-03-18 | 2035 | 3 | 0 | 0 | 0
2035-03-18 01:00 | 2035 | 3 | 0 | 0 | 0
2035-03-18 02:00 | 2035 | 3 | 0 | 0 | 0
2035-03-18 03:00 | 2035 | 3 | 0 | 0 | 0
2035-03-18 04:00 | 2035 | 3 | 0 | 0 | 0
2035-03-18 05:00 | 2035 | 3 | 0 | 0 | 0
2035-03-18 06:00 | 2035 | 3 | 0 | 0 | 0
2035-03-18 07:00 | 2035 | 3 | 0 | 0 | 0
2035-03-18 08:00 | 2035 | 3 | 0 | 0 | 0
2035-03-18 09:00 | 2035 | 3 | 0 | 0 | 0
2035-03-18 10:00 | 2035 | 3 | 0 | 0 | 0
2035-03-18 11:00 | 2035 | 3 | 0 | 0 | 0
2035-03-18 12:00 | 2035 | 3 | 0 | 0 | 0
2035-03-18 13:00 | 2035 | 3 | 0 | 0 | 0
2035-03-18 14:00 | 2035 | 3 | 0 | 0 | 0
2035-03-18 15:00 | 2035 | 3 | 0 | 0 | 0
2035-03-18 16:00 | 2035 | 3 | 0 | 0 | 0
2035-03-18 17:00 | 2035 | 3 | 0 | 0 | 0
2035-03-18 18:00 | 2035 | 3 | 0 | 0 | 0
2035-03-18 19:00 | 2035 | 3 | 0 | 0 | 0
2035-03-18 20:00 | 2035 | 3 | 0 | 0 | 0
2035-03-18 21:00 | 2035 | 3 | 0 | 0 | 0
2035-03-18 22:00 | 2035 | 3 | 0 | 0 | 0
2035-03-18 23:00 | 2035 | 3 | 0 | 0 | 0
2035-03-19 | 2035 | 3 | 0 | 0 | 0
2035-03-19 01:00 | 2035 | 3 | 0 | 0 | 0
2035-03-19 02:00 | 2035 | 3 | 0 | 0 | 0
2035-03-19 03:00 | 2035 | 3 | 0 | 0 | 0
2035-03-19 04:00 | 2035 | 3 | 0 | 0 | 0
2035-03-19 05:00 | 2035 | 3 | 0 | 0 | 0
2035-03-19 06:00 | 2035 | 3 | 0 | 0 | 0
2035-03-19 07:00 | 2035 | 3 | 0 | 0 | 0
2035-03-19 08:00 | 2035 | 3 | 0 | 0 | 0
2035-03-19 09:00 | 2035 | 3 | 0 | 0 | 0
2035-03-19 10:00 | 2035 | 3 | 0 | 0 | 0
2035-03-19 11:00 | 2035 | 3 | 0 | 0 | 0
2035-03-19 12:00 | 2035 | 3 | 0 | 0 | 0
2035-03-19 13:00 | 2035 | 3 | 0 | 0 | 0
2035-03-19 14:00 | 2035 | 3 | 0 | 0 | 0
2035-03-19 15:00 | 2035 | 3 | 0 | 0 | 0
2035-03-19 16:00 | 2035 | 3 | 0 | 0 | 0
2035-03-19 17:00 | 2035 | 3 | 0 | 0 | 0
2035-03-19 18:00 | 2035 | 3 | 0 | 0 | 0
2035-03-19 19:00 | 2035 | 3 | 0 | 0 | 0
2035-03-19 20:00 | 2035 | 3 | 0 | 0 | 0
2035-03-19 21:00 | 2035 | 3 | 0 | 0 | 0
2035-03-19 22:00 | 2035 | 3 | 0 | 0 | 0
2035-03-19 23:00 | 2035 | 3 | 0 | 0 | 0
2035-03-20 | 2035 | 3 | 0 | 0 | 0
2035-03-20 01:00 | 2035 | 3 | 0 | 0 | 0
2035-03-20 02:00 | 2035 | 3 | 0 | 0 | 0
2035-03-20 03:00 | 2035 | 3 | 0 | 0 | 0
2035-03-20 04:00 | 2035 | 3 | 0 | 0 | 0
2035-03-20 05:00 | 2035 | 3 | 0 | 0 | 0
2035-03-20 06:00 | 2035 | 3 | 0 | 0 | 0
2035-03-20 07:00 | 2035 | 3 | 0 | 0 | 0
2035-03-20 08:00 | 2035 | 3 | 0 | 0 | 0
2035-03-20 09:00 | 2035 | 3 | 0 | 0 | 0
2035-03-20 10:00 | 2035 | 3 | 0 | 0 | 0
2035-03-20 11:00 | 2035 | 3 | 0 | 0 | 0
2035-03-20 12:00 | 2035 | 3 | 0 | 0 | 0
2035-03-20 13:00 | 2035 | 3 | 0 | 0 | 0
2035-03-20 14:00 | 2035 | 3 | 0 | 0 | 0
2035-03-20 15:00 | 2035 | 3 | 0 | 0 | 0
2035-03-20 16:00 | 2035 | 3 | 0 | 0 | 0
2035-03-20 17:00 | 2035 | 3 | 0 | 0 | 0
2035-03-20 18:00 | 2035 | 3 | 0 | 0 | 0
2035-03-20 19:00 | 2035 | 3 | 0 | 0 | 0
2035-03-20 20:00 | 2035 | 3 | 0 | 0 | 0
2035-03-20 21:00 | 2035 | 3 | 0 | 0 | 0
2035-03-20 22:00 | 2035 | 3 | 0 | 0 | 0
2035-03-20 23:00 | 2035 | 3 | 0 | 0 | 0
2035-03-21 | 2035 | 3 | 0 | 0 | 0
2035-03-21 01:00 | 2035 | 3 | 0 | 0 | 0
2035-03-21 02:00 | 2035 | 3 | 0 | 0 | 0
2035-03-21 03:00 | 2035 | 3 | 0 | 0 | 0
2035-03-21 04:00 | 2035 | 3 | 0 | 0 | 0
2035-03-21 05:00 | 2035 | 3 | 0 | 0 | 0
2035-03-21 06:00 | 2035 | 3 | 0 | 0 | 0
2035-03-21 07:00 | 2035 | 3 | 0 | 0 | 0
2035-03-21 08:00 | 2035 | 3 | 0 | 0 | 0
2035-03-21 09:00 | 2035 | 3 | 0 | 0 | 0
2035-03-21 10:00 | 2035 | 3 | 0 | 0 | 0
2035-03-21 11:00 | 2035 | 3 | 0 | 0 | 0
2035-03-21 12:00 | 2035 | 3 | 0 | 0 | 0
2035-03-21 13:00 | 2035 | 3 | 0 | 0 | 0
2035-03-21 14:00 | 2035 | 3 | 0 | 0 | 0
2035-03-21 15:00 | 2035 | 3 | 0 | 0 | 0
2035-03-21 16:00 | 2035 | 3 | 0 | 0 | 0
2035-03-21 17:00 | 2035 | 3 | 0 | 0 | 0
2035-03-21 18:00 | 2035 | 3 | 0 | 0 | 0
2035-03-21 19:00 | 2035 | 3 | 0 | 0 | 0
2035-03-21 20:00 | 2035 | 3 | 0 | 0 | 0
2035-03-21 21:00 | 2035 | 3 | 0 | 0 | 0
2035-03-21 22:00 | 2035 | 3 | 0 | 0 | 0
2035-03-21 23:00 | 2035 | 3 | 0 | 0 | 0
2035-03-22 | 2035 | 3 | 0 | 0 | 0
2035-03-22 01:00 | 2035 | 3 | 0 | 0 | 0
2035-03-22 02:00 | 2035 | 3 | 0 | 0 | 0
2035-03-22 03:00 | 2035 | 3 | 0 | 0 | 0
2035-03-22 04:00 | 2035 | 3 | 0 | 0 | 0
2035-03-22 05:00 | 2035 | 3 | 0 | 0 | 0
2035-03-22 06:00 | 2035 | 3 | 0 | 0 | 0
2035-03-22 07:00 | 2035 | 3 | 0 | 0 | 0
2035-03-22 08:00 | 2035 | 3 | 0 | 0 | 0
2035-03-22 09:00 | 2035 | 3 | 0 | 0 | 0
2035-03-22 10:00 | 2035 | 3 | 0 | 0 | 0
2035-03-22 11:00 | 2035 | 3 | 0 | 0 | 0
2035-03-22 12:00 | 2035 | 3 | 0 | 0 | 0
2035-03-22 13:00 | 2035 | 3 | 0 | 0 | 0
2035-03-22 14:00 | 2035 | 3 | 0 | 0 | 0
2035-03-22 15:00 | 2035 | 3 | 0 | 0 | 0
2035-03-22 16:00 | 2035 | 3 | 0 | 0 | 0
2035-03-22 17:00 | 2035 | 3 | 0 | 0 | 0
2035-03-22 18:00 | 2035 | 3 | 0 | 0 | 0
2035-03-22 19:00 | 2035 | 3 | 0 | 0 | 0
2035-03-22 20:00 | 2035 | 3 | 0 | 0 | 0
2035-03-22 21:00 | 2035 | 3 | 0 | 0 | 0
2035-03-22 22:00 | 2035 | 3 | 0 | 0 | 0
2035-03-22 23:00 | 2035 | 3 | 0 | 0 | 0
2035-03-23 | 2035 | 3 | 0 | 0 | 0
2035-03-23 01:00 | 2035 | 3 | 0 | 0 | 0
2035-03-23 02:00 | 2035 | 3 | 0 | 0 | 0
2035-03-23 03:00 | 2035 | 3 | 0 | 0 | 0
2035-03-23 04:00 | 2035 | 3 | 0 | 0 | 0
2035-03-23 05:00 | 2035 | 3 | 0 | 0 | 0
2035-03-23 06:00 | 2035 | 3 | 0 | 0 | 0
2035-03-23 07:00 | 2035 | 3 | 0 | 0 | 0
2035-03-23 08:00 | 2035 | 3 | 0 | 0 | 0
2035-03-23 09:00 | 2035 | 3 | 0 | 0 | 0
2035-03-23 10:00 | 2035 | 3 | 0 | 0 | 0
2035-03-23 11:00 | 2035 | 3 | 0 | 0 | 0
2035-03-23 12:00 | 2035 | 3 | 0 | 0 | 0
2035-03-23 13:00 | 2035 | 3 | 0 | 0 | 0
2035-03-23 14:00 | 2035 | 3 | 0 | 0 | 0
2035-03-23 15:00 | 2035 | 3 | 0 | 0 | 0
2035-03-23 16:00 | 2035 | 3 | 0 | 0 | 0
2035-03-23 17:00 | 2035 | 3 | 0 | 0 | 0
2035-03-23 18:00 | 2035 | 3 | 0 | 0 | 0
2035-03-23 19:00 | 2035 | 3 | 0 | 0 | 0
2035-03-23 20:00 | 2035 | 3 | 0 | 0 | 0
2035-03-23 21:00 | 2035 | 3 | 0 | 0 | 0
2035-03-23 22:00 | 2035 | 3 | 0 | 0 | 0
2035-03-23 23:00 | 2035 | 3 | 0 | 0 | 0
2035-03-24 | 2035 | 3 | 0 | 0 | 0
2035-03-24 01:00 | 2035 | 3 | 0 | 0 | 0
2035-03-24 02:00 | 2035 | 3 | 0 | 0 | 0
2035-03-24 03:00 | 2035 | 3 | 0 | 0 | 0
2035-03-24 04:00 | 2035 | 3 | 0 | 0 | 0
2035-03-24 05:00 | 2035 | 3 | 0 | 0 | 0
2035-03-24 06:00 | 2035 | 3 | 0 | 0 | 0
2035-03-24 07:00 | 2035 | 3 | 0 | 0 | 0
2035-03-24 08:00 | 2035 | 3 | 0 | 0 | 0
2035-03-24 09:00 | 2035 | 3 | 0 | 0 | 0
2035-03-24 10:00 | 2035 | 3 | 0 | 0 | 0
2035-03-24 11:00 | 2035 | 3 | 0 | 0 | 0
2035-03-24 12:00 | 2035 | 3 | 0 | 0 | 0
2035-03-24 13:00 | 2035 | 3 | 0 | 0 | 0
2035-03-24 14:00 | 2035 | 3 | 0 | 0 | 0
2035-03-24 15:00 | 2035 | 3 | 0 | 0 | 0
2035-03-24 16:00 | 2035 | 3 | 0 | 0 | 0
2035-03-24 17:00 | 2035 | 3 | 0 | 0 | 0
2035-03-24 18:00 | 2035 | 3 | 0 | 0 | 0
2035-03-24 19:00 | 2035 | 3 | 0 | 0 | 0
2035-03-24 20:00 | 2035 | 3 | 0 | 0 | 0
2035-03-24 21:00 | 2035 | 3 | 0 | 0 | 0
2035-03-24 22:00 | 2035 | 3 | 0 | 0 | 0
2035-03-24 23:00 | 2035 | 3 | 0 | 0 | 0
2035-03-25 | 2035 | 3 | 0 | 0 | 0
2035-03-25 01:00 | 2035 | 3 | 0 | 0 | 0
2035-03-25 02:00 | 2035 | 3 | 0 | 0 | 0
2035-03-25 03:00 | 2035 | 3 | 0 | 0 | 0
2035-03-25 04:00 | 2035 | 3 | 0 | 0 | 0
2035-03-25 05:00 | 2035 | 3 | 0 | 0 | 0
2035-03-25 06:00 | 2035 | 3 | 0 | 0 | 0
2035-03-25 07:00 | 2035 | 3 | 0 | 0 | 0
2035-03-25 08:00 | 2035 | 3 | 0 | 0 | 0
2035-03-25 09:00 | 2035 | 3 | 0 | 0 | 0
2035-03-25 10:00 | 2035 | 3 | 0 | 0 | 0
2035-03-25 11:00 | 2035 | 3 | 0 | 0 | 0
2035-03-25 12:00 | 2035 | 3 | 0 | 0 | 0
2035-03-25 13:00 | 2035 | 3 | 0 | 0 | 0
2035-03-25 14:00 | 2035 | 3 | 0 | 0 | 0
2035-03-25 15:00 | 2035 | 3 | 0 | 0 | 0
2035-03-25 16:00 | 2035 | 3 | 0 | 0 | 0
2035-03-25 17:00 | 2035 | 3 | 0 | 0 | 0
2035-03-25 18:00 | 2035 | 3 | 0 | 0 | 0
2035-03-25 19:00 | 2035 | 3 | 0 | 0 | 0
2035-03-25 20:00 | 2035 | 3 | 0 | 0 | 0
2035-03-25 21:00 | 2035 | 3 | 0 | 0 | 0
2035-03-25 22:00 | 2035 | 3 | 0 | 0 | 0
2035-03-25 23:00 | 2035 | 3 | 0 | 0 | 0
2035-03-26 | 2035 | 3 | 0 | 0 | 0
2035-03-26 01:00 | 2035 | 3 | 0 | 0 | 0
2035-03-26 02:00 | 2035 | 3 | 0 | 0 | 0
2035-03-26 03:00 | 2035 | 3 | 0 | 0 | 0
2035-03-26 04:00 | 2035 | 3 | 0 | 0 | 0
2035-03-26 05:00 | 2035 | 3 | 0 | 0 | 0
2035-03-26 06:00 | 2035 | 3 | 0 | 0 | 0
2035-03-26 07:00 | 2035 | 3 | 0 | 0 | 0
2035-03-26 08:00 | 2035 | 3 | 0 | 0 | 0
2035-03-26 09:00 | 2035 | 3 | 0 | 0 | 0
2035-03-26 10:00 | 2035 | 3 | 0 | 0 | 0
2035-03-26 11:00 | 2035 | 3 | 0 | 0 | 0
2035-03-26 12:00 | 2035 | 3 | 0 | 0 | 0
2035-03-26 13:00 | 2035 | 3 | 0 | 0 | 0
2035-03-26 14:00 | 2035 | 3 | 0 | 0 | 0
2035-03-26 15:00 | 2035 | 3 | 0 | 0 | 0
2035-03-26 16:00 | 2035 | 3 | 0 | 0 | 0
2035-03-26 17:00 | 2035 | 3 | 0 | 0 | 0
2035-03-26 18:00 | 2035 | 3 | 0 | 0 | 0
2035-03-26 19:00 | 2035 | 3 | 0 | 0 | 0
2035-03-26 20:00 | 2035 | 3 | 0 | 0 | 0
2035-03-26 21:00 | 2035 | 3 | 0 | 0 | 0
2035-03-26 22:00 | 2035 | 3 | 0 | 0 | 0
2035-03-26 23:00 | 2035 | 3 | 0 | 0 | 0
2035-03-27 | 2035 | 3 | 0 | 0 | 0
2035-03-27 01:00 | 2035 | 3 | 0 | 0 | 0
2035-03-27 02:00 | 2035 | 3 | 0 | 0 | 0
2035-03-27 03:00 | 2035 | 3 | 0 | 0 | 0
2035-03-27 04:00 | 2035 | 3 | 0 | 0 | 0
2035-03-27 05:00 | 2035 | 3 | 0 | 0 | 0
2035-03-27 06:00 | 2035 | 3 | 0 | 0 | 0
2035-03-27 07:00 | 2035 | 3 | 0 | 0 | 0
2035-03-27 08:00 | 2035 | 3 | 0 | 0 | 0
2035-03-27 09:00 | 2035 | 3 | 0 | 0 | 0
2035-03-27 10:00 | 2035 | 3 | 0 | 0 | 0
2035-03-27 11:00 | 2035 | 3 | 0 | 0 | 0
2035-03-27 12:00 | 2035 | 3 | 0 | 0 | 0
2035-03-27 13:00 | 2035 | 3 | 0 | 0 | 0
2035-03-27 14:00 | 2035 | 3 | 0 | 0 | 0
2035-03-27 15:00 | 2035 | 3 | 0 | 0 | 0
2035-03-27 16:00 | 2035 | 3 | 0 | 0 | 0
2035-03-27 17:00 | 2035 | 3 | 0 | 0 | 0
2035-03-27 18:00 | 2035 | 3 | 0 | 0 | 0
2035-03-27 19:00 | 2035 | 3 | 0 | 0 | 0
2035-03-27 20:00 | 2035 | 3 | 0 | 0 | 0
2035-03-27 21:00 | 2035 | 3 | 0 | 0 | 0
2035-03-27 22:00 | 2035 | 3 | 0 | 0 | 0
2035-03-27 23:00 | 2035 | 3 | 0 | 0 | 0
2035-03-28 | 2035 | 3 | 0 | 0 | 0
2035-03-28 01:00 | 2035 | 3 | 0 | 0 | 0
2035-03-28 02:00 | 2035 | 3 | 0 | 0 | 0
2035-03-28 03:00 | 2035 | 3 | 0 | 0 | 0
2035-03-28 04:00 | 2035 | 3 | 0 | 0 | 0
2035-03-28 05:00 | 2035 | 3 | 0 | 0 | 0
2035-03-28 06:00 | 2035 | 3 | 0 | 0 | 0
2035-03-28 07:00 | 2035 | 3 | 0 | 0 | 0
2035-03-28 08:00 | 2035 | 3 | 0 | 0 | 0
2035-03-28 09:00 | 2035 | 3 | 0 | 0 | 0
2035-03-28 10:00 | 2035 | 3 | 0 | 0 | 0
2035-03-28 11:00 | 2035 | 3 | 0 | 0 | 0
2035-03-28 12:00 | 2035 | 3 | 0 | 0 | 0
2035-03-28 13:00 | 2035 | 3 | 0 | 0 | 0
2035-03-28 14:00 | 2035 | 3 | 0 | 0 | 0
2035-03-28 15:00 | 2035 | 3 | 0 | 0 | 0
2035-03-28 16:00 | 2035 | 3 | 0 | 0 | 0
2035-03-28 17:00 | 2035 | 3 | 0 | 0 | 0
2035-03-28 18:00 | 2035 | 3 | 0 | 0 | 0
2035-03-28 19:00 | 2035 | 3 | 0 | 0 | 0
2035-03-28 20:00 | 2035 | 3 | 0 | 0 | 0
2035-03-28 21:00 | 2035 | 3 | 0 | 0 | 0
2035-03-28 22:00 | 2035 | 3 | 0 | 0 | 0
2035-03-28 23:00 | 2035 | 3 | 0 | 0 | 0
2035-03-29 | 2035 | 3 | 0 | 0 | 0
2035-03-29 01:00 | 2035 | 3 | 0 | 0 | 0
2035-03-29 02:00 | 2035 | 3 | 0 | 0 | 0
2035-03-29 03:00 | 2035 | 3 | 0 | 0 | 0
2035-03-29 04:00 | 2035 | 3 | 0 | 0 | 0
2035-03-29 05:00 | 2035 | 3 | 0 | 0 | 0
2035-03-29 06:00 | 2035 | 3 | 0 | 0 | 0
2035-03-29 07:00 | 2035 | 3 | 0 | 0 | 0
2035-03-29 08:00 | 2035 | 3 | 0 | 0 | 0
2035-03-29 09:00 | 2035 | 3 | 0 | 0 | 0
2035-03-29 10:00 | 2035 | 3 | 0 | 0 | 0
2035-03-29 11:00 | 2035 | 3 | 0 | 0 | 0
2035-03-29 12:00 | 2035 | 3 | 0 | 0 | 0
2035-03-29 13:00 | 2035 | 3 | 0 | 0 | 0
2035-03-29 14:00 | 2035 | 3 | 0 | 0 | 0
2035-03-29 15:00 | 2035 | 3 | 0 | 0 | 0
2035-03-29 16:00 | 2035 | 3 | 0 | 0 | 0
2035-03-29 17:00 | 2035 | 3 | 0 | 0 | 0
2035-03-29 18:00 | 2035 | 3 | 0 | 0 | 0
2035-03-29 19:00 | 2035 | 3 | 0 | 0 | 0
2035-03-29 20:00 | 2035 | 3 | 0 | 0 | 0
2035-03-29 21:00 | 2035 | 3 | 0 | 0 | 0
2035-03-29 22:00 | 2035 | 3 | 0 | 0 | 0
2035-03-29 23:00 | 2035 | 3 | 0 | 0 | 0
2035-03-30 | 2035 | 3 | 0 | 0 | 0
2035-03-30 01:00 | 2035 | 3 | 0 | 0 | 0
2035-03-30 02:00 | 2035 | 3 | 0 | 0 | 0
2035-03-30 03:00 | 2035 | 3 | 0 | 0 | 0
2035-03-30 04:00 | 2035 | 3 | 0 | 0 | 0
2035-03-30 05:00 | 2035 | 3 | 0 | 0 | 0
2035-03-30 06:00 | 2035 | 3 | 0 | 0 | 0
2035-03-30 07:00 | 2035 | 3 | 0 | 0 | 0
2035-03-30 08:00 | 2035 | 3 | 0 | 0 | 0
2035-03-30 09:00 | 2035 | 3 | 0 | 0 | 0
2035-03-30 10:00 | 2035 | 3 | 0 | 0 | 0
2035-03-30 11:00 | 2035 | 3 | 0 | 0 | 0
2035-03-30 12:00 | 2035 | 3 | 0 | 0 | 0
2035-03-30 13:00 | 2035 | 3 | 0 | 0 | 0
2035-03-30 14:00 | 2035 | 3 | 0 | 0 | 0
2035-03-30 15:00 | 2035 | 3 | 0 | 0 | 0
2035-03-30 16:00 | 2035 | 3 | 0 | 0 | 0
2035-03-30 17:00 | 2035 | 3 | 0 | 0 | 0
2035-03-30 18:00 | 2035 | 3 | 0 | 0 | 0
2035-03-30 19:00 | 2035 | 3 | 0 | 0 | 0
2035-03-30 20:00 | 2035 | 3 | 0 | 0 | 0
2035-03-30 21:00 | 2035 | 3 | 0 | 0 | 0
2035-03-30 22:00 | 2035 | 3 | 0 | 0 | 0
2035-03-30 23:00 | 2035 | 3 | 0 | 0 | 0
2035-03-31 | 2035 | 3 | 0 | 0 | 0
2035-03-31 01:00 | 2035 | 3 | 0 | 0 | 0
2035-03-31 02:00 | 2035 | 3 | 0 | 0 | 0
2035-03-31 03:00 | 2035 | 3 | 0 | 0 | 0
2035-03-31 04:00 | 2035 | 3 | 0 | 0 | 0
2035-03-31 05:00 | 2035 | 3 | 0 | 0 | 0
2035-03-31 06:00 | 2035 | 3 | 0 | 0 | 0
2035-03-31 07:00 | 2035 | 3 | 0 | 0 | 0
2035-03-31 08:00 | 2035 | 3 | 0 | 0 | 0
2035-03-31 09:00 | 2035 | 3 | 0 | 0 | 0
2035-03-31 10:00 | 2035 | 3 | 0 | 0 | 0
2035-03-31 11:00 | 2035 | 3 | 0 | 0 | 0
2035-03-31 12:00 | 2035 | 3 | 0 | 0 | 0
2035-03-31 13:00 | 2035 | 3 | 0 | 0 | 0
2035-03-31 14:00 | 2035 | 3 | 0 | 0 | 0
2035-03-31 15:00 | 2035 | 3 | 0 | 0 | 0
2035-03-31 16:00 | 2035 | 3 | 0 | 0 | 0
2035-03-31 17:00 | 2035 | 3 | 0 | 0 | 0
2035-03-31 18:00 | 2035 | 3 | 0 | 0 | 0
2035-03-31 19:00 | 2035 | 3 | 0 | 0 | 0
2035-03-31 20:00 | 2035 | 3 | 0 | 0 | 0
2035-03-31 21:00 | 2035 | 3 | 0 | 0 | 0
2035-03-31 22:00 | 2035 | 3 | 0 | 0 | 0
2035-03-31 23:00 | 2035 | 3 | 0 | 0 | 0
2035-04-01 | 2035 | 4 | 0 | 0 | 0
2035-04-01 01:00 | 2035 | 4 | 0 | 0 | 0
2035-04-01 02:00 | 2035 | 4 | 0 | 0 | 0
2035-04-01 03:00 | 2035 | 4 | 0 | 0 | 0
2035-04-01 04:00 | 2035 | 4 | 0 | 0 | 0
2035-04-01 05:00 | 2035 | 4 | 0 | 0 | 0
2035-04-01 06:00 | 2035 | 4 | 0 | 0 | 0
2035-04-01 07:00 | 2035 | 4 | 0 | 0 | 0
2035-04-01 08:00 | 2035 | 4 | 0 | 0 | 0
2035-04-01 09:00 | 2035 | 4 | 0 | 0 | 0
2035-04-01 10:00 | 2035 | 4 | 0 | 0 | 0
2035-04-01 11:00 | 2035 | 4 | 0 | 0 | 0
2035-04-01 12:00 | 2035 | 4 | 0 | 0 | 0
2035-04-01 13:00 | 2035 | 4 | 0 | 0 | 0
2035-04-01 14:00 | 2035 | 4 | 0 | 0 | 0
2035-04-01 15:00 | 2035 | 4 | 0 | 0 | 0
2035-04-01 16:00 | 2035 | 4 | 0 | 0 | 0
2035-04-01 17:00 | 2035 | 4 | 0 | 0 | 0
2035-04-01 18:00 | 2035 | 4 | 0 | 0 | 0
2035-04-01 19:00 | 2035 | 4 | 0 | 0 | 0
2035-04-01 20:00 | 2035 | 4 | 0 | 0 | 0
2035-04-01 21:00 | 2035 | 4 | 0 | 0 | 0
2035-04-01 22:00 | 2035 | 4 | 0 | 0 | 0
2035-04-01 23:00 | 2035 | 4 | 0 | 0 | 0
2035-04-02 | 2035 | 4 | 0 | 0 | 0
2035-04-02 01:00 | 2035 | 4 | 0 | 0 | 0
2035-04-02 02:00 | 2035 | 4 | 0 | 0 | 0
2035-04-02 03:00 | 2035 | 4 | 0 | 0 | 0
2035-04-02 04:00 | 2035 | 4 | 0 | 0 | 0
2035-04-02 05:00 | 2035 | 4 | 0 | 0 | 0
2035-04-02 06:00 | 2035 | 4 | 0 | 0 | 0
2035-04-02 07:00 | 2035 | 4 | 0 | 0 | 0
2035-04-02 08:00 | 2035 | 4 | 0 | 0 | 0
2035-04-02 09:00 | 2035 | 4 | 0 | 0 | 0
2035-04-02 10:00 | 2035 | 4 | 0 | 0 | 0
2035-04-02 11:00 | 2035 | 4 | 0 | 0 | 0
2035-04-02 12:00 | 2035 | 4 | 0 | 0 | 0
2035-04-02 13:00 | 2035 | 4 | 0 | 0 | 0
2035-04-02 14:00 | 2035 | 4 | 0 | 0 | 0
2035-04-02 15:00 | 2035 | 4 | 0 | 0 | 0
2035-04-02 16:00 | 2035 | 4 | 0 | 0 | 0
2035-04-02 17:00 | 2035 | 4 | 0 | 0 | 0
2035-04-02 18:00 | 2035 | 4 | 0 | 0 | 0
2035-04-02 19:00 | 2035 | 4 | 0 | 0 | 0
2035-04-02 20:00 | 2035 | 4 | 0 | 0 | 0
2035-04-02 21:00 | 2035 | 4 | 0 | 0 | 0
2035-04-02 22:00 | 2035 | 4 | 0 | 0 | 0
2035-04-02 23:00 | 2035 | 4 | 0 | 0 | 0
2035-04-03 | 2035 | 4 | 0 | 0 | 0
2035-04-03 01:00 | 2035 | 4 | 0 | 0 | 0
2035-04-03 02:00 | 2035 | 4 | 0 | 0 | 0
2035-04-03 03:00 | 2035 | 4 | 0 | 0 | 0
2035-04-03 04:00 | 2035 | 4 | 0 | 0 | 0
2035-04-03 05:00 | 2035 | 4 | 0 | 0 | 0
2035-04-03 06:00 | 2035 | 4 | 0 | 0 | 0
2035-04-03 07:00 | 2035 | 4 | 0 | 0 | 0
2035-04-03 08:00 | 2035 | 4 | 0 | 0 | 0
2035-04-03 09:00 | 2035 | 4 | 0 | 0 | 0
2035-04-03 10:00 | 2035 | 4 | 0 | 0 | 0
2035-04-03 11:00 | 2035 | 4 | 0 | 0 | 0
2035-04-03 12:00 | 2035 | 4 | 0 | 0 | 0
2035-04-03 13:00 | 2035 | 4 | 0 | 0 | 0
2035-04-03 14:00 | 2035 | 4 | 0 | 0 | 0
2035-04-03 15:00 | 2035 | 4 | 0 | 0 | 0
2035-04-03 16:00 | 2035 | 4 | 0 | 0 | 0
2035-04-03 17:00 | 2035 | 4 | 0 | 0 | 0
2035-04-03 18:00 | 2035 | 4 | 0 | 0 | 0
2035-04-03 19:00 | 2035 | 4 | 0 | 0 | 0
2035-04-03 20:00 | 2035 | 4 | 0 | 0 | 0
2035-04-03 21:00 | 2035 | 4 | 0 | 0 | 0
2035-04-03 22:00 | 2035 | 4 | 0 | 0 | 0
2035-04-03 23:00 | 2035 | 4 | 0 | 0 | 0
2035-04-04 | 2035 | 4 | 0 | 0 | 0
2035-04-04 01:00 | 2035 | 4 | 0 | 0 | 0
2035-04-04 02:00 | 2035 | 4 | 0 | 0 | 0
2035-04-04 03:00 | 2035 | 4 | 0 | 0 | 0
2035-04-04 04:00 | 2035 | 4 | 0 | 0 | 0
2035-04-04 05:00 | 2035 | 4 | 0 | 0 | 0
2035-04-04 06:00 | 2035 | 4 | 0 | 0 | 0
2035-04-04 07:00 | 2035 | 4 | 0 | 0 | 0
2035-04-04 08:00 | 2035 | 4 | 0 | 0 | 0
2035-04-04 09:00 | 2035 | 4 | 0 | 0 | 0
2035-04-04 10:00 | 2035 | 4 | 0 | 0 | 0
2035-04-04 11:00 | 2035 | 4 | 0 | 0 | 0
2035-04-04 12:00 | 2035 | 4 | 0 | 0 | 0
2035-04-04 13:00 | 2035 | 4 | 0 | 0 | 0
2035-04-04 14:00 | 2035 | 4 | 0 | 0 | 0
2035-04-04 15:00 | 2035 | 4 | 0 | 0 | 0
2035-04-04 16:00 | 2035 | 4 | 0 | 0 | 0
2035-04-04 17:00 | 2035 | 4 | 0 | 0 | 0
2035-04-04 18:00 | 2035 | 4 | 0 | 0 | 0
2035-04-04 19:00 | 2035 | 4 | 0 | 0 | 0
2035-04-04 20:00 | 2035 | 4 | 0 | 0 | 0
2035-04-04 21:00 | 2035 | 4 | 0 | 0 | 0
2035-04-04 22:00 | 2035 | 4 | 0 | 0 | 0
2035-04-04 23:00 | 2035 | 4 | 0 | 0 | 0
2035-04-05 | 2035 | 4 | 0 | 0 | 0
2035-04-05 01:00 | 2035 | 4 | 0 | 0 | 0
2035-04-05 02:00 | 2035 | 4 | 0 | 0 | 0
2035-04-05 03:00 | 2035 | 4 | 0 | 0 | 0
2035-04-05 04:00 | 2035 | 4 | 0 | 0 | 0
2035-04-05 05:00 | 2035 | 4 | 0 | 0 | 0
2035-04-05 06:00 | 2035 | 4 | 0 | 0 | 0
2035-04-05 07:00 | 2035 | 4 | 0 | 0 | 0
2035-04-05 08:00 | 2035 | 4 | 0 | 0 | 0
2035-04-05 09:00 | 2035 | 4 | 0 | 0 | 0
2035-04-05 10:00 | 2035 | 4 | 0 | 0 | 0
2035-04-05 11:00 | 2035 | 4 | 0 | 0 | 0
2035-04-05 12:00 | 2035 | 4 | 0 | 0 | 0
2035-04-05 13:00 | 2035 | 4 | 0 | 0 | 0
2035-04-05 14:00 | 2035 | 4 | 0 | 0 | 0
2035-04-05 15:00 | 2035 | 4 | 0 | 0 | 0
2035-04-05 16:00 | 2035 | 4 | 0 | 0 | 0
2035-04-05 17:00 | 2035 | 4 | 0 | 0 | 0
2035-04-05 18:00 | 2035 | 4 | 0 | 0 | 0
2035-04-05 19:00 | 2035 | 4 | 0 | 0 | 0
2035-04-05 20:00 | 2035 | 4 | 0 | 0 | 0
2035-04-05 21:00 | 2035 | 4 | 0 | 0 | 0
2035-04-05 22:00 | 2035 | 4 | 0 | 0 | 0
2035-04-05 23:00 | 2035 | 4 | 0 | 0 | 0
2035-04-06 | 2035 | 4 | 0 | 0 | 0
2035-04-06 01:00 | 2035 | 4 | 0 | 0 | 0
2035-04-06 02:00 | 2035 | 4 | 0 | 0 | 0
2035-04-06 03:00 | 2035 | 4 | 0 | 0 | 0
2035-04-06 04:00 | 2035 | 4 | 0 | 0 | 0
2035-04-06 05:00 | 2035 | 4 | 0 | 0 | 0
2035-04-06 06:00 | 2035 | 4 | 0 | 0 | 0
2035-04-06 07:00 | 2035 | 4 | 0 | 0 | 0
2035-04-06 08:00 | 2035 | 4 | 0 | 0 | 0
2035-04-06 09:00 | 2035 | 4 | 0 | 0 | 0
2035-04-06 10:00 | 2035 | 4 | 0 | 0 | 0
2035-04-06 11:00 | 2035 | 4 | 0 | 0 | 0
2035-04-06 12:00 | 2035 | 4 | 0 | 0 | 0
2035-04-06 13:00 | 2035 | 4 | 0 | 0 | 0
2035-04-06 14:00 | 2035 | 4 | 0 | 0 | 0
2035-04-06 15:00 | 2035 | 4 | 0 | 0 | 0
2035-04-06 16:00 | 2035 | 4 | 0 | 0 | 0
2035-04-06 17:00 | 2035 | 4 | 0 | 0 | 0
2035-04-06 18:00 | 2035 | 4 | 0 | 0 | 0
2035-04-06 19:00 | 2035 | 4 | 0 | 0 | 0
2035-04-06 20:00 | 2035 | 4 | 0 | 0 | 0
2035-04-06 21:00 | 2035 | 4 | 0 | 0 | 0
2035-04-06 22:00 | 2035 | 4 | 0 | 0 | 0
2035-04-06 23:00 | 2035 | 4 | 0 | 0 | 0
2035-04-07 | 2035 | 4 | 0 | 0 | 0
2035-04-07 01:00 | 2035 | 4 | 0 | 0 | 0
2035-04-07 02:00 | 2035 | 4 | 0 | 0 | 0
2035-04-07 03:00 | 2035 | 4 | 0 | 0 | 0
2035-04-07 04:00 | 2035 | 4 | 0 | 0 | 0
2035-04-07 05:00 | 2035 | 4 | 0 | 0 | 0
2035-04-07 06:00 | 2035 | 4 | 0 | 0 | 0
2035-04-07 07:00 | 2035 | 4 | 0 | 0 | 0
2035-04-07 08:00 | 2035 | 4 | 0 | 0 | 0
2035-04-07 09:00 | 2035 | 4 | 0 | 0 | 0
2035-04-07 10:00 | 2035 | 4 | 0 | 0 | 0
2035-04-07 11:00 | 2035 | 4 | 0 | 0 | 0
2035-04-07 12:00 | 2035 | 4 | 0 | 0 | 0
2035-04-07 13:00 | 2035 | 4 | 0 | 0 | 0
2035-04-07 14:00 | 2035 | 4 | 0 | 0 | 0
2035-04-07 15:00 | 2035 | 4 | 0 | 0 | 0
2035-04-07 16:00 | 2035 | 4 | 0 | 0 | 0
2035-04-07 17:00 | 2035 | 4 | 0 | 0 | 0
2035-04-07 18:00 | 2035 | 4 | 0 | 0 | 0
2035-04-07 19:00 | 2035 | 4 | 0 | 0 | 0
2035-04-07 20:00 | 2035 | 4 | 0 | 0 | 0
2035-04-07 21:00 | 2035 | 4 | 0 | 0 | 0
2035-04-07 22:00 | 2035 | 4 | 0 | 0 | 0
2035-04-07 23:00 | 2035 | 4 | 0 | 0 | 0
2035-04-08 | 2035 | 4 | 0 | 0 | 0
2035-04-08 01:00 | 2035 | 4 | 0 | 0 | 0
2035-04-08 02:00 | 2035 | 4 | 0 | 0 | 0
2035-04-08 03:00 | 2035 | 4 | 0 | 0 | 0
2035-04-08 04:00 | 2035 | 4 | 0 | 0 | 0
2035-04-08 05:00 | 2035 | 4 | 0 | 0 | 0
2035-04-08 06:00 | 2035 | 4 | 0 | 0 | 0
2035-04-08 07:00 | 2035 | 4 | 0 | 0 | 0
2035-04-08 08:00 | 2035 | 4 | 0 | 0 | 0
2035-04-08 09:00 | 2035 | 4 | 0 | 0 | 0
2035-04-08 10:00 | 2035 | 4 | 0 | 0 | 0
2035-04-08 11:00 | 2035 | 4 | 0 | 0 | 0
2035-04-08 12:00 | 2035 | 4 | 0 | 0 | 0
2035-04-08 13:00 | 2035 | 4 | 0 | 0 | 0
2035-04-08 14:00 | 2035 | 4 | 0 | 0 | 0
2035-04-08 15:00 | 2035 | 4 | 0 | 0 | 0
2035-04-08 16:00 | 2035 | 4 | 0 | 0 | 0
2035-04-08 17:00 | 2035 | 4 | 0 | 0 | 0
2035-04-08 18:00 | 2035 | 4 | 0 | 0 | 0
2035-04-08 19:00 | 2035 | 4 | 0 | 0 | 0
2035-04-08 20:00 | 2035 | 4 | 0 | 0 | 0
2035-04-08 21:00 | 2035 | 4 | 0 | 0 | 0
2035-04-08 22:00 | 2035 | 4 | 0 | 0 | 0
2035-04-08 23:00 | 2035 | 4 | 0 | 0 | 0
2035-04-09 | 2035 | 4 | 0 | 0 | 0
2035-04-09 01:00 | 2035 | 4 | 0 | 0 | 0
2035-04-09 02:00 | 2035 | 4 | 0 | 0 | 0
2035-04-09 03:00 | 2035 | 4 | 0 | 0 | 0
2035-04-09 04:00 | 2035 | 4 | 0 | 0 | 0
2035-04-09 05:00 | 2035 | 4 | 0 | 0 | 0
2035-04-09 06:00 | 2035 | 4 | 0 | 0 | 0
2035-04-09 07:00 | 2035 | 4 | 0 | 0 | 0
2035-04-09 08:00 | 2035 | 4 | 0 | 0 | 0
2035-04-09 09:00 | 2035 | 4 | 0 | 0 | 0
2035-04-09 10:00 | 2035 | 4 | 0 | 0 | 0
2035-04-09 11:00 | 2035 | 4 | 0 | 0 | 0
2035-04-09 12:00 | 2035 | 4 | 0 | 0 | 0
2035-04-09 13:00 | 2035 | 4 | 0 | 0 | 0
2035-04-09 14:00 | 2035 | 4 | 0 | 0 | 0
2035-04-09 15:00 | 2035 | 4 | 0 | 0 | 0
2035-04-09 16:00 | 2035 | 4 | 0 | 0 | 0
2035-04-09 17:00 | 2035 | 4 | 0 | 0 | 0
2035-04-09 18:00 | 2035 | 4 | 0 | 0 | 0
2035-04-09 19:00 | 2035 | 4 | 0 | 0 | 0
2035-04-09 20:00 | 2035 | 4 | 0 | 0 | 0
2035-04-09 21:00 | 2035 | 4 | 0 | 0 | 0
2035-04-09 22:00 | 2035 | 4 | 0 | 0 | 0
2035-04-09 23:00 | 2035 | 4 | 0 | 0 | 0
2035-04-10 | 2035 | 4 | 0 | 0 | 0
2035-04-10 01:00 | 2035 | 4 | 0 | 0 | 0
2035-04-10 02:00 | 2035 | 4 | 0 | 0 | 0
2035-04-10 03:00 | 2035 | 4 | 0 | 0 | 0
2035-04-10 04:00 | 2035 | 4 | 0 | 0 | 0
2035-04-10 05:00 | 2035 | 4 | 0 | 0 | 0
2035-04-10 06:00 | 2035 | 4 | 0 | 0 | 0
2035-04-10 07:00 | 2035 | 4 | 0 | 0 | 0
2035-04-10 08:00 | 2035 | 4 | 0 | 0 | 0
2035-04-10 09:00 | 2035 | 4 | 0 | 0 | 0
2035-04-10 10:00 | 2035 | 4 | 0 | 0 | 0
2035-04-10 11:00 | 2035 | 4 | 0 | 0 | 0
2035-04-10 12:00 | 2035 | 4 | 0 | 0 | 0
2035-04-10 13:00 | 2035 | 4 | 0 | 0 | 0
2035-04-10 14:00 | 2035 | 4 | 0 | 0 | 0
2035-04-10 15:00 | 2035 | 4 | 0 | 0 | 0
2035-04-10 16:00 | 2035 | 4 | 0 | 0 | 0
2035-04-10 17:00 | 2035 | 4 | 0 | 0 | 0
2035-04-10 18:00 | 2035 | 4 | 0 | 0 | 0
2035-04-10 19:00 | 2035 | 4 | 0 | 0 | 0
2035-04-10 20:00 | 2035 | 4 | 0 | 0 | 0
2035-04-10 21:00 | 2035 | 4 | 0 | 0 | 0
2035-04-10 22:00 | 2035 | 4 | 0 | 0 | 0
2035-04-10 23:00 | 2035 | 4 | 0 | 0 | 0
2035-04-11 | 2035 | 4 | 0 | 0 | 0
2035-04-11 01:00 | 2035 | 4 | 0 | 0 | 0
2035-04-11 02:00 | 2035 | 4 | 0 | 0 | 0
2035-04-11 03:00 | 2035 | 4 | 0 | 0 | 0
2035-04-11 04:00 | 2035 | 4 | 0 | 0 | 0
2035-04-11 05:00 | 2035 | 4 | 0 | 0 | 0
2035-04-11 06:00 | 2035 | 4 | 0 | 0 | 0
2035-04-11 07:00 | 2035 | 4 | 0 | 0 | 0
2035-04-11 08:00 | 2035 | 4 | 0 | 0 | 0
2035-04-11 09:00 | 2035 | 4 | 0 | 0 | 0
2035-04-11 10:00 | 2035 | 4 | 0 | 0 | 0
2035-04-11 11:00 | 2035 | 4 | 0 | 0 | 0
2035-04-11 12:00 | 2035 | 4 | 0 | 0 | 0
2035-04-11 13:00 | 2035 | 4 | 0 | 0 | 0
2035-04-11 14:00 | 2035 | 4 | 0 | 0 | 0
2035-04-11 15:00 | 2035 | 4 | 0 | 0 | 0
2035-04-11 16:00 | 2035 | 4 | 0 | 0 | 0
2035-04-11 17:00 | 2035 | 4 | 0 | 0 | 0
2035-04-11 18:00 | 2035 | 4 | 0 | 0 | 0
2035-04-11 19:00 | 2035 | 4 | 0 | 0 | 0
2035-04-11 20:00 | 2035 | 4 | 0 | 0 | 0
2035-04-11 21:00 | 2035 | 4 | 0 | 0 | 0
2035-04-11 22:00 | 2035 | 4 | 0 | 0 | 0
2035-04-11 23:00 | 2035 | 4 | 0 | 0 | 0
2035-04-12 | 2035 | 4 | 0 | 0 | 0
2035-04-12 01:00 | 2035 | 4 | 0 | 0 | 0
2035-04-12 02:00 | 2035 | 4 | 0 | 0 | 0
2035-04-12 03:00 | 2035 | 4 | 0 | 0 | 0
2035-04-12 04:00 | 2035 | 4 | 0 | 0 | 0
2035-04-12 05:00 | 2035 | 4 | 0 | 0 | 0
2035-04-12 06:00 | 2035 | 4 | 0 | 0 | 0
2035-04-12 07:00 | 2035 | 4 | 0 | 0 | 0
2035-04-12 08:00 | 2035 | 4 | 0 | 0 | 0
2035-04-12 09:00 | 2035 | 4 | 0 | 0 | 0
2035-04-12 10:00 | 2035 | 4 | 0 | 0 | 0
2035-04-12 11:00 | 2035 | 4 | 0 | 0 | 0
2035-04-12 12:00 | 2035 | 4 | 0 | 0 | 0
2035-04-12 13:00 | 2035 | 4 | 0 | 0 | 0
2035-04-12 14:00 | 2035 | 4 | 0 | 0 | 0
2035-04-12 15:00 | 2035 | 4 | 0 | 0 | 0
2035-04-12 16:00 | 2035 | 4 | 0 | 0 | 0
2035-04-12 17:00 | 2035 | 4 | 0 | 0 | 0
2035-04-12 18:00 | 2035 | 4 | 0 | 0 | 0
2035-04-12 19:00 | 2035 | 4 | 0 | 0 | 0
2035-04-12 20:00 | 2035 | 4 | 0 | 0 | 0
2035-04-12 21:00 | 2035 | 4 | 0 | 0 | 0
2035-04-12 22:00 | 2035 | 4 | 0 | 0 | 0
2035-04-12 23:00 | 2035 | 4 | 0 | 0 | 0
2035-04-13 | 2035 | 4 | 0 | 0 | 0
2035-04-13 01:00 | 2035 | 4 | 0 | 0 | 0
2035-04-13 02:00 | 2035 | 4 | 0 | 0 | 0
2035-04-13 03:00 | 2035 | 4 | 0 | 0 | 0
2035-04-13 04:00 | 2035 | 4 | 0 | 0 | 0
2035-04-13 05:00 | 2035 | 4 | 0 | 0 | 0
2035-04-13 06:00 | 2035 | 4 | 0 | 0 | 0
2035-04-13 07:00 | 2035 | 4 | 0 | 0 | 0
2035-04-13 08:00 | 2035 | 4 | 0 | 0 | 0
2035-04-13 09:00 | 2035 | 4 | 0 | 0 | 0
2035-04-13 10:00 | 2035 | 4 | 0 | 0 | 0
2035-04-13 11:00 | 2035 | 4 | 0 | 0 | 0
2035-04-13 12:00 | 2035 | 4 | 0 | 0 | 0
2035-04-13 13:00 | 2035 | 4 | 0 | 0 | 0
2035-04-13 14:00 | 2035 | 4 | 0 | 0 | 0
2035-04-13 15:00 | 2035 | 4 | 0 | 0 | 0
2035-04-13 16:00 | 2035 | 4 | 0 | 0 | 0
2035-04-13 17:00 | 2035 | 4 | 0 | 0 | 0
2035-04-13 18:00 | 2035 | 4 | 0 | 0 | 0
2035-04-13 19:00 | 2035 | 4 | 0 | 0 | 0
2035-04-13 20:00 | 2035 | 4 | 0 | 0 | 0
2035-04-13 21:00 | 2035 | 4 | 0 | 0 | 0
2035-04-13 22:00 | 2035 | 4 | 0 | 0 | 0
2035-04-13 23:00 | 2035 | 4 | 0 | 0 | 0
2035-04-14 | 2035 | 4 | 0 | 0 | 0
2035-04-14 01:00 | 2035 | 4 | 0 | 0 | 0
2035-04-14 02:00 | 2035 | 4 | 0 | 0 | 0
2035-04-14 03:00 | 2035 | 4 | 0 | 0 | 0
2035-04-14 04:00 | 2035 | 4 | 0 | 0 | 0
2035-04-14 05:00 | 2035 | 4 | 0 | 0 | 0
2035-04-14 06:00 | 2035 | 4 | 0 | 0 | 0
2035-04-14 07:00 | 2035 | 4 | 0 | 0 | 0
2035-04-14 08:00 | 2035 | 4 | 0 | 0 | 0
2035-04-14 09:00 | 2035 | 4 | 0 | 0 | 0
2035-04-14 10:00 | 2035 | 4 | 0 | 0 | 0
2035-04-14 11:00 | 2035 | 4 | 0 | 0 | 0
2035-04-14 12:00 | 2035 | 4 | 0 | 0 | 0
2035-04-14 13:00 | 2035 | 4 | 0 | 0 | 0
2035-04-14 14:00 | 2035 | 4 | 0 | 0 | 0
2035-04-14 15:00 | 2035 | 4 | 0 | 0 | 0
2035-04-14 16:00 | 2035 | 4 | 0 | 0 | 0
2035-04-14 17:00 | 2035 | 4 | 0 | 0 | 0
2035-04-14 18:00 | 2035 | 4 | 0 | 0 | 0
2035-04-14 19:00 | 2035 | 4 | 0 | 0 | 0
2035-04-14 20:00 | 2035 | 4 | 0 | 0 | 0
2035-04-14 21:00 | 2035 | 4 | 0 | 0 | 0
2035-04-14 22:00 | 2035 | 4 | 0 | 0 | 0
2035-04-14 23:00 | 2035 | 4 | 0 | 0 | 0
2035-04-15 | 2035 | 4 | 0 | 0 | 0
2035-04-15 01:00 | 2035 | 4 | 0 | 0 | 0
2035-04-15 02:00 | 2035 | 4 | 0 | 0 | 0
2035-04-15 03:00 | 2035 | 4 | 0 | 0 | 0
2035-04-15 04:00 | 2035 | 4 | 0 | 0 | 0
2035-04-15 05:00 | 2035 | 4 | 0 | 0 | 0
2035-04-15 06:00 | 2035 | 4 | 0 | 0 | 0
2035-04-15 07:00 | 2035 | 4 | 0 | 0 | 0
2035-04-15 08:00 | 2035 | 4 | 0 | 0 | 0
2035-04-15 09:00 | 2035 | 4 | 0 | 0 | 0
2035-04-15 10:00 | 2035 | 4 | 0 | 0 | 0
2035-04-15 11:00 | 2035 | 4 | 0 | 0 | 0
2035-04-15 12:00 | 2035 | 4 | 0 | 0 | 0
2035-04-15 13:00 | 2035 | 4 | 0 | 0 | 0
2035-04-15 14:00 | 2035 | 4 | 0 | 0 | 0
2035-04-15 15:00 | 2035 | 4 | 0 | 0 | 0
2035-04-15 16:00 | 2035 | 4 | 0 | 0 | 0
2035-04-15 17:00 | 2035 | 4 | 0 | 0 | 0
2035-04-15 18:00 | 2035 | 4 | 0 | 0 | 0
2035-04-15 19:00 | 2035 | 4 | 0 | 0 | 0
2035-04-15 20:00 | 2035 | 4 | 0 | 0 | 0
2035-04-15 21:00 | 2035 | 4 | 0 | 0 | 0
2035-04-15 22:00 | 2035 | 4 | 0 | 0 | 0
2035-04-15 23:00 | 2035 | 4 | 0 | 0 | 0
2035-04-16 | 2035 | 4 | 0 | 0 | 0
2035-04-16 01:00 | 2035 | 4 | 0 | 0 | 0
2035-04-16 02:00 | 2035 | 4 | 0 | 0 | 0
2035-04-16 03:00 | 2035 | 4 | 0 | 0 | 0
2035-04-16 04:00 | 2035 | 4 | 0 | 0 | 0
2035-04-16 05:00 | 2035 | 4 | 0 | 0 | 0
2035-04-16 06:00 | 2035 | 4 | 0 | 0 | 0
2035-04-16 07:00 | 2035 | 4 | 0 | 0 | 0
2035-04-16 08:00 | 2035 | 4 | 0 | 0 | 0
2035-04-16 09:00 | 2035 | 4 | 0 | 0 | 0
2035-04-16 10:00 | 2035 | 4 | 0 | 0 | 0
2035-04-16 11:00 | 2035 | 4 | 0 | 0 | 0
2035-04-16 12:00 | 2035 | 4 | 0 | 0 | 0
2035-04-16 13:00 | 2035 | 4 | 0 | 0 | 0
2035-04-16 14:00 | 2035 | 4 | 0 | 0 | 0
2035-04-16 15:00 | 2035 | 4 | 0 | 0 | 0
2035-04-16 16:00 | 2035 | 4 | 0 | 0 | 0
2035-04-16 17:00 | 2035 | 4 | 0 | 0 | 0
2035-04-16 18:00 | 2035 | 4 | 0 | 0 | 0
2035-04-16 19:00 | 2035 | 4 | 0 | 0 | 0
2035-04-16 20:00 | 2035 | 4 | 0 | 0 | 0
2035-04-16 21:00 | 2035 | 4 | 0 | 0 | 0
2035-04-16 22:00 | 2035 | 4 | 0 | 0 | 0
2035-04-16 23:00 | 2035 | 4 | 0 | 0 | 0
2035-04-17 | 2035 | 4 | 0 | 0 | 0
2035-04-17 01:00 | 2035 | 4 | 0 | 0 | 0
2035-04-17 02:00 | 2035 | 4 | 0 | 0 | 0
2035-04-17 03:00 | 2035 | 4 | 0 | 0 | 0
2035-04-17 04:00 | 2035 | 4 | 0 | 0 | 0
2035-04-17 05:00 | 2035 | 4 | 0 | 0 | 0
2035-04-17 06:00 | 2035 | 4 | 0 | 0 | 0
2035-04-17 07:00 | 2035 | 4 | 0 | 0 | 0
2035-04-17 08:00 | 2035 | 4 | 0 | 0 | 0
2035-04-17 09:00 | 2035 | 4 | 0 | 0 | 0
2035-04-17 10:00 | 2035 | 4 | 0 | 0 | 0
2035-04-17 11:00 | 2035 | 4 | 0 | 0 | 0
2035-04-17 12:00 | 2035 | 4 | 0 | 0 | 0
2035-04-17 13:00 | 2035 | 4 | 0 | 0 | 0
2035-04-17 14:00 | 2035 | 4 | 0 | 0 | 0
2035-04-17 15:00 | 2035 | 4 | 0 | 0 | 0
2035-04-17 16:00 | 2035 | 4 | 0 | 0 | 0
2035-04-17 17:00 | 2035 | 4 | 0 | 0 | 0
2035-04-17 18:00 | 2035 | 4 | 0 | 0 | 0
2035-04-17 19:00 | 2035 | 4 | 0 | 0 | 0
2035-04-17 20:00 | 2035 | 4 | 0 | 0 | 0
2035-04-17 21:00 | 2035 | 4 | 0 | 0 | 0
2035-04-17 22:00 | 2035 | 4 | 0 | 0 | 0
2035-04-17 23:00 | 2035 | 4 | 0 | 0 | 0
2035-04-18 | 2035 | 4 | 0 | 0 | 0
2035-04-18 01:00 | 2035 | 4 | 0 | 0 | 0
2035-04-18 02:00 | 2035 | 4 | 0 | 0 | 0
2035-04-18 03:00 | 2035 | 4 | 0 | 0 | 0
2035-04-18 04:00 | 2035 | 4 | 0 | 0 | 0
2035-04-18 05:00 | 2035 | 4 | 0 | 0 | 0
2035-04-18 06:00 | 2035 | 4 | 0 | 0 | 0
2035-04-18 07:00 | 2035 | 4 | 0 | 0 | 0
2035-04-18 08:00 | 2035 | 4 | 0 | 0 | 0
2035-04-18 09:00 | 2035 | 4 | 0 | 0 | 0
2035-04-18 10:00 | 2035 | 4 | 0 | 0 | 0
2035-04-18 11:00 | 2035 | 4 | 0 | 0 | 0
2035-04-18 12:00 | 2035 | 4 | 0 | 0 | 0
2035-04-18 13:00 | 2035 | 4 | 0 | 0 | 0
2035-04-18 14:00 | 2035 | 4 | 0 | 0 | 0
2035-04-18 15:00 | 2035 | 4 | 0 | 0 | 0
2035-04-18 16:00 | 2035 | 4 | 0 | 0 | 0
2035-04-18 17:00 | 2035 | 4 | 0 | 0 | 0
2035-04-18 18:00 | 2035 | 4 | 0 | 0 | 0
2035-04-18 19:00 | 2035 | 4 | 0 | 0 | 0
2035-04-18 20:00 | 2035 | 4 | 0 | 0 | 0
2035-04-18 21:00 | 2035 | 4 | 0 | 0 | 0
2035-04-18 22:00 | 2035 | 4 | 0 | 0 | 0
2035-04-18 23:00 | 2035 | 4 | 0 | 0 | 0
2035-04-19 | 2035 | 4 | 0 | 0 | 0
2035-04-19 01:00 | 2035 | 4 | 0 | 0 | 0
2035-04-19 02:00 | 2035 | 4 | 0 | 0 | 0
2035-04-19 03:00 | 2035 | 4 | 0 | 0 | 0
2035-04-19 04:00 | 2035 | 4 | 0 | 0 | 0
2035-04-19 05:00 | 2035 | 4 | 0 | 0 | 0
2035-04-19 06:00 | 2035 | 4 | 0 | 0 | 0
2035-04-19 07:00 | 2035 | 4 | 0 | 0 | 0
2035-04-19 08:00 | 2035 | 4 | 0 | 0 | 0
2035-04-19 09:00 | 2035 | 4 | 0 | 0 | 0
2035-04-19 10:00 | 2035 | 4 | 0 | 0 | 0
2035-04-19 11:00 | 2035 | 4 | 0 | 0 | 0
2035-04-19 12:00 | 2035 | 4 | 0 | 0 | 0
2035-04-19 13:00 | 2035 | 4 | 0 | 0 | 0
2035-04-19 14:00 | 2035 | 4 | 0 | 0 | 0
2035-04-19 15:00 | 2035 | 4 | 0 | 0 | 0
2035-04-19 16:00 | 2035 | 4 | 0 | 0 | 0
2035-04-19 17:00 | 2035 | 4 | 0 | 0 | 0
2035-04-19 18:00 | 2035 | 4 | 0 | 0 | 0
2035-04-19 19:00 | 2035 | 4 | 0 | 0 | 0
2035-04-19 20:00 | 2035 | 4 | 0 | 0 | 0
2035-04-19 21:00 | 2035 | 4 | 0 | 0 | 0
2035-04-19 22:00 | 2035 | 4 | 0 | 0 | 0
2035-04-19 23:00 | 2035 | 4 | 0 | 0 | 0
2035-04-20 | 2035 | 4 | 0 | 0 | 0
2035-04-20 01:00 | 2035 | 4 | 0 | 0 | 0
2035-04-20 02:00 | 2035 | 4 | 0 | 0 | 0
2035-04-20 03:00 | 2035 | 4 | 0 | 0 | 0
2035-04-20 04:00 | 2035 | 4 | 0 | 0 | 0
2035-04-20 05:00 | 2035 | 4 | 0 | 0 | 0
2035-04-20 06:00 | 2035 | 4 | 0 | 0 | 0
2035-04-20 07:00 | 2035 | 4 | 0 | 0 | 0
2035-04-20 08:00 | 2035 | 4 | 0 | 0 | 0
2035-04-20 09:00 | 2035 | 4 | 0 | 0 | 0
2035-04-20 10:00 | 2035 | 4 | 0 | 0 | 0
2035-04-20 11:00 | 2035 | 4 | 0 | 0 | 0
2035-04-20 12:00 | 2035 | 4 | 0 | 0 | 0
2035-04-20 13:00 | 2035 | 4 | 0 | 0 | 0
2035-04-20 14:00 | 2035 | 4 | 0 | 0 | 0
2035-04-20 15:00 | 2035 | 4 | 0 | 0 | 0
2035-04-20 16:00 | 2035 | 4 | 0 | 0 | 0
2035-04-20 17:00 | 2035 | 4 | 0 | 0 | 0
2035-04-20 18:00 | 2035 | 4 | 0 | 0 | 0
2035-04-20 19:00 | 2035 | 4 | 0 | 0 | 0
2035-04-20 20:00 | 2035 | 4 | 0 | 0 | 0
2035-04-20 21:00 | 2035 | 4 | 0 | 0 | 0
2035-04-20 22:00 | 2035 | 4 | 0 | 0 | 0
2035-04-20 23:00 | 2035 | 4 | 0 | 0 | 0
2035-04-21 | 2035 | 4 | 0 | 0 | 0
2035-04-21 01:00 | 2035 | 4 | 0 | 0 | 0
2035-04-21 02:00 | 2035 | 4 | 0 | 0 | 0
2035-04-21 03:00 | 2035 | 4 | 0 | 0 | 0
2035-04-21 04:00 | 2035 | 4 | 0 | 0 | 0
2035-04-21 05:00 | 2035 | 4 | 0 | 0 | 0
2035-04-21 06:00 | 2035 | 4 | 0 | 0 | 0
2035-04-21 07:00 | 2035 | 4 | 0 | 0 | 0
2035-04-21 08:00 | 2035 | 4 | 0 | 0 | 0
2035-04-21 09:00 | 2035 | 4 | 0 | 0 | 0
2035-04-21 10:00 | 2035 | 4 | 0 | 0 | 0
2035-04-21 11:00 | 2035 | 4 | 0 | 0 | 0
2035-04-21 12:00 | 2035 | 4 | 0 | 0 | 0
2035-04-21 13:00 | 2035 | 4 | 0 | 0 | 0
2035-04-21 14:00 | 2035 | 4 | 0 | 0 | 0
2035-04-21 15:00 | 2035 | 4 | 0 | 0 | 0
2035-04-21 16:00 | 2035 | 4 | 0 | 0 | 0
2035-04-21 17:00 | 2035 | 4 | 0 | 0 | 0
2035-04-21 18:00 | 2035 | 4 | 0 | 0 | 0
2035-04-21 19:00 | 2035 | 4 | 0 | 0 | 0
2035-04-21 20:00 | 2035 | 4 | 0 | 0 | 0
2035-04-21 21:00 | 2035 | 4 | 0 | 0 | 0
2035-04-21 22:00 | 2035 | 4 | 0 | 0 | 0
2035-04-21 23:00 | 2035 | 4 | 0 | 0 | 0
2035-04-22 | 2035 | 4 | 0 | 0 | 0
2035-04-22 01:00 | 2035 | 4 | 0 | 0 | 0
2035-04-22 02:00 | 2035 | 4 | 0 | 0 | 0
2035-04-22 03:00 | 2035 | 4 | 0 | 0 | 0
2035-04-22 04:00 | 2035 | 4 | 0 | 0 | 0
2035-04-22 05:00 | 2035 | 4 | 0 | 0 | 0
2035-04-22 06:00 | 2035 | 4 | 0 | 0 | 0
2035-04-22 07:00 | 2035 | 4 | 0 | 0 | 0
2035-04-22 08:00 | 2035 | 4 | 0 | 0 | 0
2035-04-22 09:00 | 2035 | 4 | 0 | 0 | 0
2035-04-22 10:00 | 2035 | 4 | 0 | 0 | 0
2035-04-22 11:00 | 2035 | 4 | 0 | 0 | 0
2035-04-22 12:00 | 2035 | 4 | 0 | 0 | 0
2035-04-22 13:00 | 2035 | 4 | 0 | 0 | 0
2035-04-22 14:00 | 2035 | 4 | 0 | 0 | 0
2035-04-22 15:00 | 2035 | 4 | 0 | 0 | 0
2035-04-22 16:00 | 2035 | 4 | 0 | 0 | 0
2035-04-22 17:00 | 2035 | 4 | 0 | 0 | 0
2035-04-22 18:00 | 2035 | 4 | 0 | 0 | 0
2035-04-22 19:00 | 2035 | 4 | 0 | 0 | 0
2035-04-22 20:00 | 2035 | 4 | 0 | 0 | 0
2035-04-22 21:00 | 2035 | 4 | 0 | 0 | 0
2035-04-22 22:00 | 2035 | 4 | 0 | 0 | 0
2035-04-22 23:00 | 2035 | 4 | 0 | 0 | 0
2035-04-23 | 2035 | 4 | 0 | 0 | 0
2035-04-23 01:00 | 2035 | 4 | 0 | 0 | 0
2035-04-23 02:00 | 2035 | 4 | 0 | 0 | 0
2035-04-23 03:00 | 2035 | 4 | 0 | 0 | 0
2035-04-23 04:00 | 2035 | 4 | 0 | 0 | 0
2035-04-23 05:00 | 2035 | 4 | 0 | 0 | 0
2035-04-23 06:00 | 2035 | 4 | 0 | 0 | 0
2035-04-23 07:00 | 2035 | 4 | 0 | 0 | 0
2035-04-23 08:00 | 2035 | 4 | 0 | 0 | 0
2035-04-23 09:00 | 2035 | 4 | 0 | 0 | 0
2035-04-23 10:00 | 2035 | 4 | 0 | 0 | 0
2035-04-23 11:00 | 2035 | 4 | 0 | 0 | 0
2035-04-23 12:00 | 2035 | 4 | 0 | 0 | 0
2035-04-23 13:00 | 2035 | 4 | 0 | 0 | 0
2035-04-23 14:00 | 2035 | 4 | 0 | 0 | 0
2035-04-23 15:00 | 2035 | 4 | 0 | 0 | 0
2035-04-23 16:00 | 2035 | 4 | 0 | 0 | 0
2035-04-23 17:00 | 2035 | 4 | 0 | 0 | 0
2035-04-23 18:00 | 2035 | 4 | 0 | 0 | 0
2035-04-23 19:00 | 2035 | 4 | 0 | 0 | 0
2035-04-23 20:00 | 2035 | 4 | 0 | 0 | 0
2035-04-23 21:00 | 2035 | 4 | 0 | 0 | 0
2035-04-23 22:00 | 2035 | 4 | 0 | 0 | 0
2035-04-23 23:00 | 2035 | 4 | 0 | 0 | 0
2035-04-24 | 2035 | 4 | 0 | 0 | 0
2035-04-24 01:00 | 2035 | 4 | 0 | 0 | 0
2035-04-24 02:00 | 2035 | 4 | 0 | 0 | 0
2035-04-24 03:00 | 2035 | 4 | 0 | 0 | 0
2035-04-24 04:00 | 2035 | 4 | 0 | 0 | 0
2035-04-24 05:00 | 2035 | 4 | 0 | 0 | 0
2035-04-24 06:00 | 2035 | 4 | 0 | 0 | 0
2035-04-24 07:00 | 2035 | 4 | 0 | 0 | 0
2035-04-24 08:00 | 2035 | 4 | 0 | 0 | 0
2035-04-24 09:00 | 2035 | 4 | 0 | 0 | 0
2035-04-24 10:00 | 2035 | 4 | 0 | 0 | 0
2035-04-24 11:00 | 2035 | 4 | 0 | 0 | 0
2035-04-24 12:00 | 2035 | 4 | 0 | 0 | 0
2035-04-24 13:00 | 2035 | 4 | 0 | 0 | 0
2035-04-24 14:00 | 2035 | 4 | 0 | 0 | 0
2035-04-24 15:00 | 2035 | 4 | 0 | 0 | 0
2035-04-24 16:00 | 2035 | 4 | 0 | 0 | 0
2035-04-24 17:00 | 2035 | 4 | 0 | 0 | 0
2035-04-24 18:00 | 2035 | 4 | 0 | 0 | 0
2035-04-24 19:00 | 2035 | 4 | 0 | 0 | 0
2035-04-24 20:00 | 2035 | 4 | 0 | 0 | 0
2035-04-24 21:00 | 2035 | 4 | 0 | 0 | 0
2035-04-24 22:00 | 2035 | 4 | 0 | 0 | 0
2035-04-24 23:00 | 2035 | 4 | 0 | 0 | 0
2035-04-25 | 2035 | 4 | 0 | 0 | 0
2035-04-25 01:00 | 2035 | 4 | 0 | 0 | 0
2035-04-25 02:00 | 2035 | 4 | 0 | 0 | 0
2035-04-25 03:00 | 2035 | 4 | 0 | 0 | 0
2035-04-25 04:00 | 2035 | 4 | 0 | 0 | 0
2035-04-25 05:00 | 2035 | 4 | 0 | 0 | 0
2035-04-25 06:00 | 2035 | 4 | 0 | 0 | 0
2035-04-25 07:00 | 2035 | 4 | 0 | 0 | 0
2035-04-25 08:00 | 2035 | 4 | 0 | 0 | 0
2035-04-25 09:00 | 2035 | 4 | 0 | 0 | 0
2035-04-25 10:00 | 2035 | 4 | 0 | 0 | 0
2035-04-25 11:00 | 2035 | 4 | 0 | 0 | 0
2035-04-25 12:00 | 2035 | 4 | 0 | 0 | 0
2035-04-25 13:00 | 2035 | 4 | 0 | 0 | 0
2035-04-25 14:00 | 2035 | 4 | 0 | 0 | 0
2035-04-25 15:00 | 2035 | 4 | 0 | 0 | 0
2035-04-25 16:00 | 2035 | 4 | 0 | 0 | 0
2035-04-25 17:00 | 2035 | 4 | 0 | 0 | 0
2035-04-25 18:00 | 2035 | 4 | 0 | 0 | 0
2035-04-25 19:00 | 2035 | 4 | 0 | 0 | 0
2035-04-25 20:00 | 2035 | 4 | 0 | 0 | 0
2035-04-25 21:00 | 2035 | 4 | 0 | 0 | 0
2035-04-25 22:00 | 2035 | 4 | 0 | 0 | 0
2035-04-25 23:00 | 2035 | 4 | 0 | 0 | 0
2035-04-26 | 2035 | 4 | 0 | 0 | 0
2035-04-26 01:00 | 2035 | 4 | 0 | 0 | 0
2035-04-26 02:00 | 2035 | 4 | 0 | 0 | 0
2035-04-26 03:00 | 2035 | 4 | 0 | 0 | 0
2035-04-26 04:00 | 2035 | 4 | 0 | 0 | 0
2035-04-26 05:00 | 2035 | 4 | 0 | 0 | 0
2035-04-26 06:00 | 2035 | 4 | 0 | 0 | 0
2035-04-26 07:00 | 2035 | 4 | 0 | 0 | 0
2035-04-26 08:00 | 2035 | 4 | 0 | 0 | 0
2035-04-26 09:00 | 2035 | 4 | 0 | 0 | 0
2035-04-26 10:00 | 2035 | 4 | 0 | 0 | 0
2035-04-26 11:00 | 2035 | 4 | 0 | 0 | 0
2035-04-26 12:00 | 2035 | 4 | 0 | 0 | 0
2035-04-26 13:00 | 2035 | 4 | 0 | 0 | 0
2035-04-26 14:00 | 2035 | 4 | 0 | 0 | 0
2035-04-26 15:00 | 2035 | 4 | 0 | 0 | 0
2035-04-26 16:00 | 2035 | 4 | 0 | 0 | 0
2035-04-26 17:00 | 2035 | 4 | 0 | 0 | 0
2035-04-26 18:00 | 2035 | 4 | 0 | 0 | 0
2035-04-26 19:00 | 2035 | 4 | 0 | 0 | 0
2035-04-26 20:00 | 2035 | 4 | 0 | 0 | 0
2035-04-26 21:00 | 2035 | 4 | 0 | 0 | 0
2035-04-26 22:00 | 2035 | 4 | 0 | 0 | 0
2035-04-26 23:00 | 2035 | 4 | 0 | 0 | 0
2035-04-27 | 2035 | 4 | 0 | 0 | 0
2035-04-27 01:00 | 2035 | 4 | 0 | 0 | 0
2035-04-27 02:00 | 2035 | 4 | 0 | 0 | 0
2035-04-27 03:00 | 2035 | 4 | 0 | 0 | 0
2035-04-27 04:00 | 2035 | 4 | 0 | 0 | 0
2035-04-27 05:00 | 2035 | 4 | 0 | 0 | 0
2035-04-27 06:00 | 2035 | 4 | 0 | 0 | 0
2035-04-27 07:00 | 2035 | 4 | 0 | 0 | 0
2035-04-27 08:00 | 2035 | 4 | 0 | 0 | 0
2035-04-27 09:00 | 2035 | 4 | 0 | 0 | 0
2035-04-27 10:00 | 2035 | 4 | 0 | 0 | 0
2035-04-27 11:00 | 2035 | 4 | 0 | 0 | 0
2035-04-27 12:00 | 2035 | 4 | 0 | 0 | 0
2035-04-27 13:00 | 2035 | 4 | 0 | 0 | 0
2035-04-27 14:00 | 2035 | 4 | 0 | 0 | 0
2035-04-27 15:00 | 2035 | 4 | 0 | 0 | 0
2035-04-27 16:00 | 2035 | 4 | 0 | 0 | 0
2035-04-27 17:00 | 2035 | 4 | 0 | 0 | 0
2035-04-27 18:00 | 2035 | 4 | 0 | 0 | 0
2035-04-27 19:00 | 2035 | 4 | 0 | 0 | 0
2035-04-27 20:00 | 2035 | 4 | 0 | 0 | 0
2035-04-27 21:00 | 2035 | 4 | 0 | 0 | 0
2035-04-27 22:00 | 2035 | 4 | 0 | 0 | 0
2035-04-27 23:00 | 2035 | 4 | 0 | 0 | 0
2035-04-28 | 2035 | 4 | 0 | 0 | 0
2035-04-28 01:00 | 2035 | 4 | 0 | 0 | 0
2035-04-28 02:00 | 2035 | 4 | 0 | 0 | 0
2035-04-28 03:00 | 2035 | 4 | 0 | 0 | 0
2035-04-28 04:00 | 2035 | 4 | 0 | 0 | 0
2035-04-28 05:00 | 2035 | 4 | 0 | 0 | 0
2035-04-28 06:00 | 2035 | 4 | 0 | 0 | 0
2035-04-28 07:00 | 2035 | 4 | 0 | 0 | 0
2035-04-28 08:00 | 2035 | 4 | 0 | 0 | 0
2035-04-28 09:00 | 2035 | 4 | 0 | 0 | 0
2035-04-28 10:00 | 2035 | 4 | 0 | 0 | 0
2035-04-28 11:00 | 2035 | 4 | 0 | 0 | 0
2035-04-28 12:00 | 2035 | 4 | 0 | 0 | 0
2035-04-28 13:00 | 2035 | 4 | 0 | 0 | 0
2035-04-28 14:00 | 2035 | 4 | 0 | 0 | 0
2035-04-28 15:00 | 2035 | 4 | 0 | 0 | 0
2035-04-28 16:00 | 2035 | 4 | 0 | 0 | 0
2035-04-28 17:00 | 2035 | 4 | 0 | 0 | 0
2035-04-28 18:00 | 2035 | 4 | 0 | 0 | 0
2035-04-28 19:00 | 2035 | 4 | 0 | 0 | 0
2035-04-28 20:00 | 2035 | 4 | 0 | 0 | 0
2035-04-28 21:00 | 2035 | 4 | 0 | 0 | 0
2035-04-28 22:00 | 2035 | 4 | 0 | 0 | 0
2035-04-28 23:00 | 2035 | 4 | 0 | 0 | 0
2035-04-29 | 2035 | 4 | 0 | 0 | 0
2035-04-29 01:00 | 2035 | 4 | 0 | 0 | 0
2035-04-29 02:00 | 2035 | 4 | 0 | 0 | 0
2035-04-29 03:00 | 2035 | 4 | 0 | 0 | 0
2035-04-29 04:00 | 2035 | 4 | 0 | 0 | 0
2035-04-29 05:00 | 2035 | 4 | 0 | 0 | 0
2035-04-29 06:00 | 2035 | 4 | 0 | 0 | 0
2035-04-29 07:00 | 2035 | 4 | 0 | 0 | 0
2035-04-29 08:00 | 2035 | 4 | 0 | 0 | 0
2035-04-29 09:00 | 2035 | 4 | 0 | 0 | 0
2035-04-29 10:00 | 2035 | 4 | 0 | 0 | 0
2035-04-29 11:00 | 2035 | 4 | 0 | 0 | 0
2035-04-29 12:00 | 2035 | 4 | 0 | 0 | 0
2035-04-29 13:00 | 2035 | 4 | 0 | 0 | 0
2035-04-29 14:00 | 2035 | 4 | 0 | 0 | 0
2035-04-29 15:00 | 2035 | 4 | 0 | 0 | 0
2035-04-29 16:00 | 2035 | 4 | 0 | 0 | 0
2035-04-29 17:00 | 2035 | 4 | 0 | 0 | 0
2035-04-29 18:00 | 2035 | 4 | 0 | 0 | 0
2035-04-29 19:00 | 2035 | 4 | 0 | 0 | 0
2035-04-29 20:00 | 2035 | 4 | 0 | 0 | 0
2035-04-29 21:00 | 2035 | 4 | 0 | 0 | 0
2035-04-29 22:00 | 2035 | 4 | 0 | 0 | 0
2035-04-29 23:00 | 2035 | 4 | 0 | 0 | 0
2035-04-30 | 2035 | 4 | 0 | 0 | 0
2035-04-30 01:00 | 2035 | 4 | 0 | 0 | 0
2035-04-30 02:00 | 2035 | 4 | 0 | 0 | 0
2035-04-30 03:00 | 2035 | 4 | 0 | 0 | 0
2035-04-30 04:00 | 2035 | 4 | 0 | 0 | 0
2035-04-30 05:00 | 2035 | 4 | 0 | 0 | 0
2035-04-30 06:00 | 2035 | 4 | 0 | 0 | 0
2035-04-30 07:00 | 2035 | 4 | 0 | 0 | 0
2035-04-30 08:00 | 2035 | 4 | 0 | 0 | 0
2035-04-30 09:00 | 2035 | 4 | 0 | 0 | 0
2035-04-30 10:00 | 2035 | 4 | 0 | 0 | 0
2035-04-30 11:00 | 2035 | 4 | 0 | 0 | 0
2035-04-30 12:00 | 2035 | 4 | 0 | 0 | 0
2035-04-30 13:00 | 2035 | 4 | 0 | 0 | 0
2035-04-30 14:00 | 2035 | 4 | 0 | 0 | 0
2035-04-30 15:00 | 2035 | 4 | 0 | 0 | 0
2035-04-30 16:00 | 2035 | 4 | 0 | 0 | 0
2035-04-30 17:00 | 2035 | 4 | 0 | 0 | 0
2035-04-30 18:00 | 2035 | 4 | 0 | 0 | 0
2035-04-30 19:00 | 2035 | 4 | 0 | 0 | 0
2035-04-30 20:00 | 2035 | 4 | 0 | 0 | 0
2035-04-30 21:00 | 2035 | 4 | 0 | 0 | 0
2035-04-30 22:00 | 2035 | 4 | 0 | 0 | 0
2035-04-30 23:00 | 2035 | 4 | 0 | 0 | 0
2035-05-01 | 2035 | 5 | 0 | 0 | 0
2035-05-01 01:00 | 2035 | 5 | 0 | 0 | 0
2035-05-01 02:00 | 2035 | 5 | 0 | 0 | 0
2035-05-01 03:00 | 2035 | 5 | 0 | 0 | 0
2035-05-01 04:00 | 2035 | 5 | 0 | 0 | 0
2035-05-01 05:00 | 2035 | 5 | 0 | 0 | 0
2035-05-01 06:00 | 2035 | 5 | 0 | 0 | 0
2035-05-01 07:00 | 2035 | 5 | 0 | 0 | 0
2035-05-01 08:00 | 2035 | 5 | 0 | 0 | 0
2035-05-01 09:00 | 2035 | 5 | 0 | 0 | 0
2035-05-01 10:00 | 2035 | 5 | 0 | 0 | 0
2035-05-01 11:00 | 2035 | 5 | 0 | 0 | 0
2035-05-01 12:00 | 2035 | 5 | 0 | 0 | 0
2035-05-01 13:00 | 2035 | 5 | 0 | 0 | 0
2035-05-01 14:00 | 2035 | 5 | 0 | 0 | 0
2035-05-01 15:00 | 2035 | 5 | 0 | 0 | 0
2035-05-01 16:00 | 2035 | 5 | 0 | 0 | 0
2035-05-01 17:00 | 2035 | 5 | 0 | 0 | 0
2035-05-01 18:00 | 2035 | 5 | 0 | 0 | 0
2035-05-01 19:00 | 2035 | 5 | 0 | 0 | 0
2035-05-01 20:00 | 2035 | 5 | 0 | 0 | 0
2035-05-01 21:00 | 2035 | 5 | 0 | 0 | 0
2035-05-01 22:00 | 2035 | 5 | 0 | 0 | 0
2035-05-01 23:00 | 2035 | 5 | 0 | 0 | 0
2035-05-02 | 2035 | 5 | 0 | 0 | 0
2035-05-02 01:00 | 2035 | 5 | 0 | 0 | 0
2035-05-02 02:00 | 2035 | 5 | 0 | 0 | 0
2035-05-02 03:00 | 2035 | 5 | 0 | 0 | 0
2035-05-02 04:00 | 2035 | 5 | 0 | 0 | 0
2035-05-02 05:00 | 2035 | 5 | 0 | 0 | 0
2035-05-02 06:00 | 2035 | 5 | 0 | 0 | 0
2035-05-02 07:00 | 2035 | 5 | 0 | 0 | 0
2035-05-02 08:00 | 2035 | 5 | 0 | 0 | 0
2035-05-02 09:00 | 2035 | 5 | 0 | 0 | 0
2035-05-02 10:00 | 2035 | 5 | 0 | 0 | 0
2035-05-02 11:00 | 2035 | 5 | 0 | 0 | 0
2035-05-02 12:00 | 2035 | 5 | 0 | 0 | 0
2035-05-02 13:00 | 2035 | 5 | 0 | 0 | 0
2035-05-02 14:00 | 2035 | 5 | 0 | 0 | 0
2035-05-02 15:00 | 2035 | 5 | 0 | 0 | 0
2035-05-02 16:00 | 2035 | 5 | 0 | 0 | 0
2035-05-02 17:00 | 2035 | 5 | 0 | 0 | 0
2035-05-02 18:00 | 2035 | 5 | 0 | 0 | 0
2035-05-02 19:00 | 2035 | 5 | 0 | 0 | 0
2035-05-02 20:00 | 2035 | 5 | 0 | 0 | 0
2035-05-02 21:00 | 2035 | 5 | 0 | 0 | 0
2035-05-02 22:00 | 2035 | 5 | 0 | 0 | 0
2035-05-02 23:00 | 2035 | 5 | 0 | 0 | 0
2035-05-03 | 2035 | 5 | 0 | 0 | 0
2035-05-03 01:00 | 2035 | 5 | 0 | 0 | 0
2035-05-03 02:00 | 2035 | 5 | 0 | 0 | 0
2035-05-03 03:00 | 2035 | 5 | 0 | 0 | 0
2035-05-03 04:00 | 2035 | 5 | 0 | 0 | 0
2035-05-03 05:00 | 2035 | 5 | 0 | 0 | 0
2035-05-03 06:00 | 2035 | 5 | 0 | 0 | 0
2035-05-03 07:00 | 2035 | 5 | 0 | 0 | 0
2035-05-03 08:00 | 2035 | 5 | 0 | 0 | 0
2035-05-03 09:00 | 2035 | 5 | 0 | 0 | 0
2035-05-03 10:00 | 2035 | 5 | 0 | 0 | 0
2035-05-03 11:00 | 2035 | 5 | 0 | 0 | 0
2035-05-03 12:00 | 2035 | 5 | 0 | 0 | 0
2035-05-03 13:00 | 2035 | 5 | 0 | 0 | 0
2035-05-03 14:00 | 2035 | 5 | 0 | 0 | 0
2035-05-03 15:00 | 2035 | 5 | 0 | 0 | 0
2035-05-03 16:00 | 2035 | 5 | 0 | 0 | 0
2035-05-03 17:00 | 2035 | 5 | 0 | 0 | 0
2035-05-03 18:00 | 2035 | 5 | 0 | 0 | 0
2035-05-03 19:00 | 2035 | 5 | 0 | 0 | 0
2035-05-03 20:00 | 2035 | 5 | 0 | 0 | 0
2035-05-03 21:00 | 2035 | 5 | 0 | 0 | 0
2035-05-03 22:00 | 2035 | 5 | 0 | 0 | 0
2035-05-03 23:00 | 2035 | 5 | 0 | 0 | 0
2035-05-04 | 2035 | 5 | 0 | 0 | 0
2035-05-04 01:00 | 2035 | 5 | 0 | 0 | 0
2035-05-04 02:00 | 2035 | 5 | 0 | 0 | 0
2035-05-04 03:00 | 2035 | 5 | 0 | 0 | 0
2035-05-04 04:00 | 2035 | 5 | 0 | 0 | 0
2035-05-04 05:00 | 2035 | 5 | 0 | 0 | 0
2035-05-04 06:00 | 2035 | 5 | 0 | 0 | 0
2035-05-04 07:00 | 2035 | 5 | 0 | 0 | 0
2035-05-04 08:00 | 2035 | 5 | 0 | 0 | 0
2035-05-04 09:00 | 2035 | 5 | 0 | 0 | 0
2035-05-04 10:00 | 2035 | 5 | 0 | 0 | 0
2035-05-04 11:00 | 2035 | 5 | 0 | 0 | 0
2035-05-04 12:00 | 2035 | 5 | 0 | 0 | 0
2035-05-04 13:00 | 2035 | 5 | 0 | 0 | 0
2035-05-04 14:00 | 2035 | 5 | 0 | 0 | 0
2035-05-04 15:00 | 2035 | 5 | 0 | 0 | 0
2035-05-04 16:00 | 2035 | 5 | 0 | 0 | 0
2035-05-04 17:00 | 2035 | 5 | 0 | 0 | 0
2035-05-04 18:00 | 2035 | 5 | 0 | 0 | 0
2035-05-04 19:00 | 2035 | 5 | 0 | 0 | 0
2035-05-04 20:00 | 2035 | 5 | 0 | 0 | 0
2035-05-04 21:00 | 2035 | 5 | 0 | 0 | 0
2035-05-04 22:00 | 2035 | 5 | 0 | 0 | 0
2035-05-04 23:00 | 2035 | 5 | 0 | 0 | 0
2035-05-05 | 2035 | 5 | 0 | 0 | 0
2035-05-05 01:00 | 2035 | 5 | 0 | 0 | 0
2035-05-05 02:00 | 2035 | 5 | 0 | 0 | 0
2035-05-05 03:00 | 2035 | 5 | 0 | 0 | 0
2035-05-05 04:00 | 2035 | 5 | 0 | 0 | 0
2035-05-05 05:00 | 2035 | 5 | 0 | 0 | 0
2035-05-05 06:00 | 2035 | 5 | 0 | 0 | 0
2035-05-05 07:00 | 2035 | 5 | 0 | 0 | 0
2035-05-05 08:00 | 2035 | 5 | 0 | 0 | 0
2035-05-05 09:00 | 2035 | 5 | 0 | 0 | 0
2035-05-05 10:00 | 2035 | 5 | 0 | 0 | 0
2035-05-05 11:00 | 2035 | 5 | 0 | 0 | 0
2035-05-05 12:00 | 2035 | 5 | 0 | 0 | 0
2035-05-05 13:00 | 2035 | 5 | 0 | 0 | 0
2035-05-05 14:00 | 2035 | 5 | 0 | 0 | 0
2035-05-05 15:00 | 2035 | 5 | 0 | 0 | 0
2035-05-05 16:00 | 2035 | 5 | 0 | 0 | 0
2035-05-05 17:00 | 2035 | 5 | 0 | 0 | 0
2035-05-05 18:00 | 2035 | 5 | 0 | 0 | 0
2035-05-05 19:00 | 2035 | 5 | 0 | 0 | 0
2035-05-05 20:00 | 2035 | 5 | 0 | 0 | 0
2035-05-05 21:00 | 2035 | 5 | 0 | 0 | 0
2035-05-05 22:00 | 2035 | 5 | 0 | 0 | 0
2035-05-05 23:00 | 2035 | 5 | 0 | 0 | 0
2035-05-06 | 2035 | 5 | 0 | 0 | 0
2035-05-06 01:00 | 2035 | 5 | 0 | 0 | 0
2035-05-06 02:00 | 2035 | 5 | 0 | 0 | 0
2035-05-06 03:00 | 2035 | 5 | 0 | 0 | 0
2035-05-06 04:00 | 2035 | 5 | 0 | 0 | 0
2035-05-06 05:00 | 2035 | 5 | 0 | 0 | 0
2035-05-06 06:00 | 2035 | 5 | 0 | 0 | 0
2035-05-06 07:00 | 2035 | 5 | 0 | 0 | 0
2035-05-06 08:00 | 2035 | 5 | 0 | 0 | 0
2035-05-06 09:00 | 2035 | 5 | 0 | 0 | 0
2035-05-06 10:00 | 2035 | 5 | 0 | 0 | 0
2035-05-06 11:00 | 2035 | 5 | 0 | 0 | 0
2035-05-06 12:00 | 2035 | 5 | 0 | 0 | 0
2035-05-06 13:00 | 2035 | 5 | 0 | 0 | 0
2035-05-06 14:00 | 2035 | 5 | 0 | 0 | 0
2035-05-06 15:00 | 2035 | 5 | 0 | 0 | 0
2035-05-06 16:00 | 2035 | 5 | 0 | 0 | 0
2035-05-06 17:00 | 2035 | 5 | 0 | 0 | 0
2035-05-06 18:00 | 2035 | 5 | 0 | 0 | 0
2035-05-06 19:00 | 2035 | 5 | 0 | 0 | 0
2035-05-06 20:00 | 2035 | 5 | 0 | 0 | 0
2035-05-06 21:00 | 2035 | 5 | 0 | 0 | 0
2035-05-06 22:00 | 2035 | 5 | 0 | 0 | 0
2035-05-06 23:00 | 2035 | 5 | 0 | 0 | 0
2035-05-07 | 2035 | 5 | 0 | 0 | 0
2035-05-07 01:00 | 2035 | 5 | 0 | 0 | 0
2035-05-07 02:00 | 2035 | 5 | 0 | 0 | 0
2035-05-07 03:00 | 2035 | 5 | 0 | 0 | 0
2035-05-07 04:00 | 2035 | 5 | 0 | 0 | 0
2035-05-07 05:00 | 2035 | 5 | 0 | 0 | 0
2035-05-07 06:00 | 2035 | 5 | 0 | 0 | 0
2035-05-07 07:00 | 2035 | 5 | 0 | 0 | 0
2035-05-07 08:00 | 2035 | 5 | 0 | 0 | 0
2035-05-07 09:00 | 2035 | 5 | 0 | 0 | 0
2035-05-07 10:00 | 2035 | 5 | 0 | 0 | 0
2035-05-07 11:00 | 2035 | 5 | 0 | 0 | 0
2035-05-07 12:00 | 2035 | 5 | 0 | 0 | 0
2035-05-07 13:00 | 2035 | 5 | 0 | 0 | 0
2035-05-07 14:00 | 2035 | 5 | 0 | 0 | 0
2035-05-07 15:00 | 2035 | 5 | 0 | 0 | 0
2035-05-07 16:00 | 2035 | 5 | 0 | 0 | 0
2035-05-07 17:00 | 2035 | 5 | 0 | 0 | 0
2035-05-07 18:00 | 2035 | 5 | 0 | 0 | 0
2035-05-07 19:00 | 2035 | 5 | 0 | 0 | 0
2035-05-07 20:00 | 2035 | 5 | 0 | 0 | 0
2035-05-07 21:00 | 2035 | 5 | 0 | 0 | 0
2035-05-07 22:00 | 2035 | 5 | 0 | 0 | 0
2035-05-07 23:00 | 2035 | 5 | 0 | 0 | 0
2035-05-08 | 2035 | 5 | 0 | 0 | 0
2035-05-08 01:00 | 2035 | 5 | 0 | 0 | 0
2035-05-08 02:00 | 2035 | 5 | 0 | 0 | 0
2035-05-08 03:00 | 2035 | 5 | 0 | 0 | 0
2035-05-08 04:00 | 2035 | 5 | 0 | 0 | 0
2035-05-08 05:00 | 2035 | 5 | 0 | 0 | 0
2035-05-08 06:00 | 2035 | 5 | 0 | 0 | 0
2035-05-08 07:00 | 2035 | 5 | 0 | 0 | 0
2035-05-08 08:00 | 2035 | 5 | 0 | 0 | 0
2035-05-08 09:00 | 2035 | 5 | 0 | 0 | 0
2035-05-08 10:00 | 2035 | 5 | 0 | 0 | 0
2035-05-08 11:00 | 2035 | 5 | 0 | 0 | 0
2035-05-08 12:00 | 2035 | 5 | 0 | 0 | 0
2035-05-08 13:00 | 2035 | 5 | 0 | 0 | 0
2035-05-08 14:00 | 2035 | 5 | 0 | 0 | 0
2035-05-08 15:00 | 2035 | 5 | 0 | 0 | 0
2035-05-08 16:00 | 2035 | 5 | 0 | 0 | 0
2035-05-08 17:00 | 2035 | 5 | 0 | 0 | 0
2035-05-08 18:00 | 2035 | 5 | 0 | 0 | 0
2035-05-08 19:00 | 2035 | 5 | 0 | 0 | 0
2035-05-08 20:00 | 2035 | 5 | 0 | 0 | 0
2035-05-08 21:00 | 2035 | 5 | 0 | 0 | 0
2035-05-08 22:00 | 2035 | 5 | 0 | 0 | 0
2035-05-08 23:00 | 2035 | 5 | 0 | 0 | 0
2035-05-09 | 2035 | 5 | 0 | 0 | 0
2035-05-09 01:00 | 2035 | 5 | 0 | 0 | 0
2035-05-09 02:00 | 2035 | 5 | 0 | 0 | 0
2035-05-09 03:00 | 2035 | 5 | 0 | 0 | 0
2035-05-09 04:00 | 2035 | 5 | 0 | 0 | 0
2035-05-09 05:00 | 2035 | 5 | 0 | 0 | 0
2035-05-09 06:00 | 2035 | 5 | 0 | 0 | 0
2035-05-09 07:00 | 2035 | 5 | 0 | 0 | 0
2035-05-09 08:00 | 2035 | 5 | 0 | 0 | 0
2035-05-09 09:00 | 2035 | 5 | 0 | 0 | 0
2035-05-09 10:00 | 2035 | 5 | 0 | 0 | 0
2035-05-09 11:00 | 2035 | 5 | 0 | 0 | 0
2035-05-09 12:00 | 2035 | 5 | 0 | 0 | 0
2035-05-09 13:00 | 2035 | 5 | 0 | 0 | 0
2035-05-09 14:00 | 2035 | 5 | 0 | 0 | 0
2035-05-09 15:00 | 2035 | 5 | 0 | 0 | 0
2035-05-09 16:00 | 2035 | 5 | 0 | 0 | 0
2035-05-09 17:00 | 2035 | 5 | 0 | 0 | 0
2035-05-09 18:00 | 2035 | 5 | 0 | 0 | 0
2035-05-09 19:00 | 2035 | 5 | 0 | 0 | 0
2035-05-09 20:00 | 2035 | 5 | 0 | 0 | 0
2035-05-09 21:00 | 2035 | 5 | 0 | 0 | 0
2035-05-09 22:00 | 2035 | 5 | 0 | 0 | 0
2035-05-09 23:00 | 2035 | 5 | 0 | 0 | 0
2035-05-10 | 2035 | 5 | 0 | 0 | 0
2035-05-10 01:00 | 2035 | 5 | 0 | 0 | 0
2035-05-10 02:00 | 2035 | 5 | 0 | 0 | 0
2035-05-10 03:00 | 2035 | 5 | 0 | 0 | 0
2035-05-10 04:00 | 2035 | 5 | 0 | 0 | 0
2035-05-10 05:00 | 2035 | 5 | 0 | 0 | 0
2035-05-10 06:00 | 2035 | 5 | 0 | 0 | 0
2035-05-10 07:00 | 2035 | 5 | 0 | 0 | 0
2035-05-10 08:00 | 2035 | 5 | 0 | 0 | 0
2035-05-10 09:00 | 2035 | 5 | 0 | 0 | 0
2035-05-10 10:00 | 2035 | 5 | 0 | 0 | 0
2035-05-10 11:00 | 2035 | 5 | 0 | 0 | 0
2035-05-10 12:00 | 2035 | 5 | 0 | 0 | 0
2035-05-10 13:00 | 2035 | 5 | 0 | 0 | 0
2035-05-10 14:00 | 2035 | 5 | 0 | 0 | 0
2035-05-10 15:00 | 2035 | 5 | 0 | 0 | 0
2035-05-10 16:00 | 2035 | 5 | 0 | 0 | 0
2035-05-10 17:00 | 2035 | 5 | 0 | 0 | 0
2035-05-10 18:00 | 2035 | 5 | 0 | 0 | 0
2035-05-10 19:00 | 2035 | 5 | 0 | 0 | 0
2035-05-10 20:00 | 2035 | 5 | 0 | 0 | 0
2035-05-10 21:00 | 2035 | 5 | 0 | 0 | 0
2035-05-10 22:00 | 2035 | 5 | 0 | 0 | 0
2035-05-10 23:00 | 2035 | 5 | 0 | 0 | 0
2035-05-11 | 2035 | 5 | 0 | 0 | 0
2035-05-11 01:00 | 2035 | 5 | 0 | 0 | 0
2035-05-11 02:00 | 2035 | 5 | 0 | 0 | 0
2035-05-11 03:00 | 2035 | 5 | 0 | 0 | 0
2035-05-11 04:00 | 2035 | 5 | 0 | 0 | 0
2035-05-11 05:00 | 2035 | 5 | 0 | 0 | 0
2035-05-11 06:00 | 2035 | 5 | 0 | 0 | 0
2035-05-11 07:00 | 2035 | 5 | 0 | 0 | 0
2035-05-11 08:00 | 2035 | 5 | 0 | 0 | 0
2035-05-11 09:00 | 2035 | 5 | 0 | 0 | 0
2035-05-11 10:00 | 2035 | 5 | 0 | 0 | 0
2035-05-11 11:00 | 2035 | 5 | 0 | 0 | 0
2035-05-11 12:00 | 2035 | 5 | 0 | 0 | 0
2035-05-11 13:00 | 2035 | 5 | 0 | 0 | 0
2035-05-11 14:00 | 2035 | 5 | 0 | 0 | 0
2035-05-11 15:00 | 2035 | 5 | 0 | 0 | 0
2035-05-11 16:00 | 2035 | 5 | 0 | 0 | 0
2035-05-11 17:00 | 2035 | 5 | 0 | 0 | 0
2035-05-11 18:00 | 2035 | 5 | 0 | 0 | 0
2035-05-11 19:00 | 2035 | 5 | 0 | 0 | 0
2035-05-11 20:00 | 2035 | 5 | 0 | 0 | 0
2035-05-11 21:00 | 2035 | 5 | 0 | 0 | 0
2035-05-11 22:00 | 2035 | 5 | 0 | 0 | 0
2035-05-11 23:00 | 2035 | 5 | 0 | 0 | 0
2035-05-12 | 2035 | 5 | 0 | 0 | 0
2035-05-12 01:00 | 2035 | 5 | 0 | 0 | 0
2035-05-12 02:00 | 2035 | 5 | 0 | 0 | 0
2035-05-12 03:00 | 2035 | 5 | 0 | 0 | 0
2035-05-12 04:00 | 2035 | 5 | 0 | 0 | 0
2035-05-12 05:00 | 2035 | 5 | 0 | 0 | 0
2035-05-12 06:00 | 2035 | 5 | 0 | 0 | 0
2035-05-12 07:00 | 2035 | 5 | 0 | 0 | 0
2035-05-12 08:00 | 2035 | 5 | 0 | 0 | 0
2035-05-12 09:00 | 2035 | 5 | 0 | 0 | 0
2035-05-12 10:00 | 2035 | 5 | 0 | 0 | 0
2035-05-12 11:00 | 2035 | 5 | 0 | 0 | 0
2035-05-12 12:00 | 2035 | 5 | 0 | 0 | 0
2035-05-12 13:00 | 2035 | 5 | 0 | 0 | 0
2035-05-12 14:00 | 2035 | 5 | 0 | 0 | 0
2035-05-12 15:00 | 2035 | 5 | 0 | 0 | 0
2035-05-12 16:00 | 2035 | 5 | 0 | 0 | 0
2035-05-12 17:00 | 2035 | 5 | 0 | 0 | 0
2035-05-12 18:00 | 2035 | 5 | 0 | 0 | 0
2035-05-12 19:00 | 2035 | 5 | 0 | 0 | 0
2035-05-12 20:00 | 2035 | 5 | 0 | 0 | 0
2035-05-12 21:00 | 2035 | 5 | 0 | 0 | 0
2035-05-12 22:00 | 2035 | 5 | 0 | 0 | 0
2035-05-12 23:00 | 2035 | 5 | 0 | 0 | 0
2035-05-13 | 2035 | 5 | 0 | 0 | 0
2035-05-13 01:00 | 2035 | 5 | 0 | 0 | 0
2035-05-13 02:00 | 2035 | 5 | 0 | 0 | 0
2035-05-13 03:00 | 2035 | 5 | 0 | 0 | 0
2035-05-13 04:00 | 2035 | 5 | 0 | 0 | 0
2035-05-13 05:00 | 2035 | 5 | 0 | 0 | 0
2035-05-13 06:00 | 2035 | 5 | 0 | 0 | 0
2035-05-13 07:00 | 2035 | 5 | 0 | 0 | 0
2035-05-13 08:00 | 2035 | 5 | 0 | 0 | 0
2035-05-13 09:00 | 2035 | 5 | 0 | 0 | 0
2035-05-13 10:00 | 2035 | 5 | 0 | 0 | 0
2035-05-13 11:00 | 2035 | 5 | 0 | 0 | 0
2035-05-13 12:00 | 2035 | 5 | 0 | 0 | 0
2035-05-13 13:00 | 2035 | 5 | 0 | 0 | 0
2035-05-13 14:00 | 2035 | 5 | 0 | 0 | 0
2035-05-13 15:00 | 2035 | 5 | 0 | 0 | 0
2035-05-13 16:00 | 2035 | 5 | 0 | 0 | 0
2035-05-13 17:00 | 2035 | 5 | 0 | 0 | 0
2035-05-13 18:00 | 2035 | 5 | 0 | 0 | 0
2035-05-13 19:00 | 2035 | 5 | 0 | 0 | 0
2035-05-13 20:00 | 2035 | 5 | 0 | 0 | 0
2035-05-13 21:00 | 2035 | 5 | 0 | 0 | 0
2035-05-13 22:00 | 2035 | 5 | 0 | 0 | 0
2035-05-13 23:00 | 2035 | 5 | 0 | 0 | 0
2035-05-14 | 2035 | 5 | 0 | 0 | 0
2035-05-14 01:00 | 2035 | 5 | 0 | 0 | 0
2035-05-14 02:00 | 2035 | 5 | 0 | 0 | 0
2035-05-14 03:00 | 2035 | 5 | 0 | 0 | 0
2035-05-14 04:00 | 2035 | 5 | 0 | 0 | 0
2035-05-14 05:00 | 2035 | 5 | 0 | 0 | 0
2035-05-14 06:00 | 2035 | 5 | 0 | 0 | 0
2035-05-14 07:00 | 2035 | 5 | 0 | 0 | 0
2035-05-14 08:00 | 2035 | 5 | 0 | 0 | 0
2035-05-14 09:00 | 2035 | 5 | 0 | 0 | 0
2035-05-14 10:00 | 2035 | 5 | 0 | 0 | 0
2035-05-14 11:00 | 2035 | 5 | 0 | 0 | 0
2035-05-14 12:00 | 2035 | 5 | 0 | 0 | 0
2035-05-14 13:00 | 2035 | 5 | 0 | 0 | 0
2035-05-14 14:00 | 2035 | 5 | 0 | 0 | 0
2035-05-14 15:00 | 2035 | 5 | 0 | 0 | 0
2035-05-14 16:00 | 2035 | 5 | 0 | 0 | 0
2035-05-14 17:00 | 2035 | 5 | 0 | 0 | 0
2035-05-14 18:00 | 2035 | 5 | 0 | 0 | 0
2035-05-14 19:00 | 2035 | 5 | 0 | 0 | 0
2035-05-14 20:00 | 2035 | 5 | 0 | 0 | 0
2035-05-14 21:00 | 2035 | 5 | 0 | 0 | 0
2035-05-14 22:00 | 2035 | 5 | 0 | 0 | 0
2035-05-14 23:00 | 2035 | 5 | 0 | 0 | 0
2035-05-15 | 2035 | 5 | 0 | 0 | 0
2035-05-15 01:00 | 2035 | 5 | 0 | 0 | 0
2035-05-15 02:00 | 2035 | 5 | 0 | 0 | 0
2035-05-15 03:00 | 2035 | 5 | 0 | 0 | 0
2035-05-15 04:00 | 2035 | 5 | 0 | 0 | 0
2035-05-15 05:00 | 2035 | 5 | 0 | 0 | 0
2035-05-15 06:00 | 2035 | 5 | 0 | 0 | 0
2035-05-15 07:00 | 2035 | 5 | 0 | 0 | 0
2035-05-15 08:00 | 2035 | 5 | 0 | 0 | 0
2035-05-15 09:00 | 2035 | 5 | 0 | 0 | 0
2035-05-15 10:00 | 2035 | 5 | 0 | 0 | 0
2035-05-15 11:00 | 2035 | 5 | 0 | 0 | 0
2035-05-15 12:00 | 2035 | 5 | 0 | 0 | 0
2035-05-15 13:00 | 2035 | 5 | 0 | 0 | 0
2035-05-15 14:00 | 2035 | 5 | 0 | 0 | 0
2035-05-15 15:00 | 2035 | 5 | 0 | 0 | 0
2035-05-15 16:00 | 2035 | 5 | 0 | 0 | 0
2035-05-15 17:00 | 2035 | 5 | 0 | 0 | 0
2035-05-15 18:00 | 2035 | 5 | 0 | 0 | 0
2035-05-15 19:00 | 2035 | 5 | 0 | 0 | 0
2035-05-15 20:00 | 2035 | 5 | 0 | 0 | 0
2035-05-15 21:00 | 2035 | 5 | 0 | 0 | 0
2035-05-15 22:00 | 2035 | 5 | 0 | 0 | 0
2035-05-15 23:00 | 2035 | 5 | 0 | 0 | 0
2035-05-16 | 2035 | 5 | 0 | 0 | 0
2035-05-16 01:00 | 2035 | 5 | 0 | 0 | 0
2035-05-16 02:00 | 2035 | 5 | 0 | 0 | 0
2035-05-16 03:00 | 2035 | 5 | 0 | 0 | 0
2035-05-16 04:00 | 2035 | 5 | 0 | 0 | 0
2035-05-16 05:00 | 2035 | 5 | 0 | 0 | 0
2035-05-16 06:00 | 2035 | 5 | 0 | 0 | 0
2035-05-16 07:00 | 2035 | 5 | 0 | 0 | 0
2035-05-16 08:00 | 2035 | 5 | 0 | 0 | 0
2035-05-16 09:00 | 2035 | 5 | 0 | 0 | 0
2035-05-16 10:00 | 2035 | 5 | 0 | 0 | 0
2035-05-16 11:00 | 2035 | 5 | 0 | 0 | 0
2035-05-16 12:00 | 2035 | 5 | 0 | 0 | 0
2035-05-16 13:00 | 2035 | 5 | 0 | 0 | 0
2035-05-16 14:00 | 2035 | 5 | 0 | 0 | 0
2035-05-16 15:00 | 2035 | 5 | 0 | 0 | 0
2035-05-16 16:00 | 2035 | 5 | 0 | 0 | 0
2035-05-16 17:00 | 2035 | 5 | 0 | 0 | 0
2035-05-16 18:00 | 2035 | 5 | 0 | 0 | 0
2035-05-16 19:00 | 2035 | 5 | 0 | 0 | 0
2035-05-16 20:00 | 2035 | 5 | 0 | 0 | 0
2035-05-16 21:00 | 2035 | 5 | 0 | 0 | 0
2035-05-16 22:00 | 2035 | 5 | 0 | 0 | 0
2035-05-16 23:00 | 2035 | 5 | 0 | 0 | 0
2035-05-17 | 2035 | 5 | 0 | 0 | 0
2035-05-17 01:00 | 2035 | 5 | 0 | 0 | 0
2035-05-17 02:00 | 2035 | 5 | 0 | 0 | 0
2035-05-17 03:00 | 2035 | 5 | 0 | 0 | 0
2035-05-17 04:00 | 2035 | 5 | 0 | 0 | 0
2035-05-17 05:00 | 2035 | 5 | 0 | 0 | 0
2035-05-17 06:00 | 2035 | 5 | 0 | 0 | 0
2035-05-17 07:00 | 2035 | 5 | 0 | 0 | 0
2035-05-17 08:00 | 2035 | 5 | 0 | 0 | 0
2035-05-17 09:00 | 2035 | 5 | 0 | 0 | 0
2035-05-17 10:00 | 2035 | 5 | 0 | 0 | 0
2035-05-17 11:00 | 2035 | 5 | 0 | 0 | 0
2035-05-17 12:00 | 2035 | 5 | 0 | 0 | 0
2035-05-17 13:00 | 2035 | 5 | 0 | 0 | 0
2035-05-17 14:00 | 2035 | 5 | 0 | 0 | 0
2035-05-17 15:00 | 2035 | 5 | 0 | 0 | 0
2035-05-17 16:00 | 2035 | 5 | 0 | 0 | 0
2035-05-17 17:00 | 2035 | 5 | 0 | 0 | 0
2035-05-17 18:00 | 2035 | 5 | 0 | 0 | 0
2035-05-17 19:00 | 2035 | 5 | 0 | 0 | 0
2035-05-17 20:00 | 2035 | 5 | 0 | 0 | 0
2035-05-17 21:00 | 2035 | 5 | 0 | 0 | 0
2035-05-17 22:00 | 2035 | 5 | 0 | 0 | 0
2035-05-17 23:00 | 2035 | 5 | 0 | 0 | 0
2035-05-18 | 2035 | 5 | 0 | 0 | 0
2035-05-18 01:00 | 2035 | 5 | 0 | 0 | 0
2035-05-18 02:00 | 2035 | 5 | 0 | 0 | 0
2035-05-18 03:00 | 2035 | 5 | 0 | 0 | 0
2035-05-18 04:00 | 2035 | 5 | 0 | 0 | 0
2035-05-18 05:00 | 2035 | 5 | 0 | 0 | 0
2035-05-18 06:00 | 2035 | 5 | 0 | 0 | 0
2035-05-18 07:00 | 2035 | 5 | 0 | 0 | 0
2035-05-18 08:00 | 2035 | 5 | 0 | 0 | 0
2035-05-18 09:00 | 2035 | 5 | 0 | 0 | 0
2035-05-18 10:00 | 2035 | 5 | 0 | 0 | 0
2035-05-18 11:00 | 2035 | 5 | 0 | 0 | 0
2035-05-18 12:00 | 2035 | 5 | 0 | 0 | 0
2035-05-18 13:00 | 2035 | 5 | 0 | 0 | 0
2035-05-18 14:00 | 2035 | 5 | 0 | 0 | 0
2035-05-18 15:00 | 2035 | 5 | 0 | 0 | 0
2035-05-18 16:00 | 2035 | 5 | 0 | 0 | 0
2035-05-18 17:00 | 2035 | 5 | 0 | 0 | 0
2035-05-18 18:00 | 2035 | 5 | 0 | 0 | 0
2035-05-18 19:00 | 2035 | 5 | 0 | 0 | 0
2035-05-18 20:00 | 2035 | 5 | 0 | 0 | 0
2035-05-18 21:00 | 2035 | 5 | 0 | 0 | 0
2035-05-18 22:00 | 2035 | 5 | 0 | 0 | 0
2035-05-18 23:00 | 2035 | 5 | 0 | 0 | 0
2035-05-19 | 2035 | 5 | 0 | 0 | 0
2035-05-19 01:00 | 2035 | 5 | 0 | 0 | 0
2035-05-19 02:00 | 2035 | 5 | 0 | 0 | 0
2035-05-19 03:00 | 2035 | 5 | 0 | 0 | 0
2035-05-19 04:00 | 2035 | 5 | 0 | 0 | 0
2035-05-19 05:00 | 2035 | 5 | 0 | 0 | 0
2035-05-19 06:00 | 2035 | 5 | 0 | 0 | 0
2035-05-19 07:00 | 2035 | 5 | 0 | 0 | 0
2035-05-19 08:00 | 2035 | 5 | 0 | 0 | 0
2035-05-19 09:00 | 2035 | 5 | 0 | 0 | 0
2035-05-19 10:00 | 2035 | 5 | 0 | 0 | 0
2035-05-19 11:00 | 2035 | 5 | 0 | 0 | 0
2035-05-19 12:00 | 2035 | 5 | 0 | 0 | 0
2035-05-19 13:00 | 2035 | 5 | 0 | 0 | 0
2035-05-19 14:00 | 2035 | 5 | 0 | 0 | 0
2035-05-19 15:00 | 2035 | 5 | 0 | 0 | 0
2035-05-19 16:00 | 2035 | 5 | 0 | 0 | 0
2035-05-19 17:00 | 2035 | 5 | 0 | 0 | 0
2035-05-19 18:00 | 2035 | 5 | 0 | 0 | 0
2035-05-19 19:00 | 2035 | 5 | 0 | 0 | 0
2035-05-19 20:00 | 2035 | 5 | 0 | 0 | 0
2035-05-19 21:00 | 2035 | 5 | 0 | 0 | 0
2035-05-19 22:00 | 2035 | 5 | 0 | 0 | 0
2035-05-19 23:00 | 2035 | 5 | 0 | 0 | 0
2035-05-20 | 2035 | 5 | 0 | 0 | 0
2035-05-20 01:00 | 2035 | 5 | 0 | 0 | 0
2035-05-20 02:00 | 2035 | 5 | 0 | 0 | 0
2035-05-20 03:00 | 2035 | 5 | 0 | 0 | 0
2035-05-20 04:00 | 2035 | 5 | 0 | 0 | 0
2035-05-20 05:00 | 2035 | 5 | 0 | 0 | 0
2035-05-20 06:00 | 2035 | 5 | 0 | 0 | 0
2035-05-20 07:00 | 2035 | 5 | 0 | 0 | 0
2035-05-20 08:00 | 2035 | 5 | 0 | 0 | 0
2035-05-20 09:00 | 2035 | 5 | 0 | 0 | 0
2035-05-20 10:00 | 2035 | 5 | 0 | 0 | 0
2035-05-20 11:00 | 2035 | 5 | 0 | 0 | 0
2035-05-20 12:00 | 2035 | 5 | 0 | 0 | 0
2035-05-20 13:00 | 2035 | 5 | 0 | 0 | 0
2035-05-20 14:00 | 2035 | 5 | 0 | 0 | 0
2035-05-20 15:00 | 2035 | 5 | 0 | 0 | 0
2035-05-20 16:00 | 2035 | 5 | 0 | 0 | 0
2035-05-20 17:00 | 2035 | 5 | 0 | 0 | 0
2035-05-20 18:00 | 2035 | 5 | 0 | 0 | 0
2035-05-20 19:00 | 2035 | 5 | 0 | 0 | 0
2035-05-20 20:00 | 2035 | 5 | 0 | 0 | 0
2035-05-20 21:00 | 2035 | 5 | 0 | 0 | 0
2035-05-20 22:00 | 2035 | 5 | 0 | 0 | 0
2035-05-20 23:00 | 2035 | 5 | 0 | 0 | 0
2035-05-21 | 2035 | 5 | 0 | 0 | 0
2035-05-21 01:00 | 2035 | 5 | 0 | 0 | 0
2035-05-21 02:00 | 2035 | 5 | 0 | 0 | 0
2035-05-21 03:00 | 2035 | 5 | 0 | 0 | 0
2035-05-21 04:00 | 2035 | 5 | 0 | 0 | 0
2035-05-21 05:00 | 2035 | 5 | 0 | 0 | 0
2035-05-21 06:00 | 2035 | 5 | 0 | 0 | 0
2035-05-21 07:00 | 2035 | 5 | 0 | 0 | 0
2035-05-21 08:00 | 2035 | 5 | 0 | 0 | 0
2035-05-21 09:00 | 2035 | 5 | 0 | 0 | 0
2035-05-21 10:00 | 2035 | 5 | 0 | 0 | 0
2035-05-21 11:00 | 2035 | 5 | 0 | 0 | 0
2035-05-21 12:00 | 2035 | 5 | 0 | 0 | 0
2035-05-21 13:00 | 2035 | 5 | 0 | 0 | 0
2035-05-21 14:00 | 2035 | 5 | 0 | 0 | 0
2035-05-21 15:00 | 2035 | 5 | 0 | 0 | 0
2035-05-21 16:00 | 2035 | 5 | 0 | 0 | 0
2035-05-21 17:00 | 2035 | 5 | 0 | 0 | 0
2035-05-21 18:00 | 2035 | 5 | 0 | 0 | 0
2035-05-21 19:00 | 2035 | 5 | 0 | 0 | 0
2035-05-21 20:00 | 2035 | 5 | 0 | 0 | 0
2035-05-21 21:00 | 2035 | 5 | 0 | 0 | 0
2035-05-21 22:00 | 2035 | 5 | 0 | 0 | 0
2035-05-21 23:00 | 2035 | 5 | 0 | 0 | 0
2035-05-22 | 2035 | 5 | 0 | 0 | 0
2035-05-22 01:00 | 2035 | 5 | 0 | 0 | 0
2035-05-22 02:00 | 2035 | 5 | 0 | 0 | 0
2035-05-22 03:00 | 2035 | 5 | 0 | 0 | 0
2035-05-22 04:00 | 2035 | 5 | 0 | 0 | 0
2035-05-22 05:00 | 2035 | 5 | 0 | 0 | 0
2035-05-22 06:00 | 2035 | 5 | 0 | 0 | 0
2035-05-22 07:00 | 2035 | 5 | 0 | 0 | 0
2035-05-22 08:00 | 2035 | 5 | 0 | 0 | 0
2035-05-22 09:00 | 2035 | 5 | 0 | 0 | 0
2035-05-22 10:00 | 2035 | 5 | 0 | 0 | 0
2035-05-22 11:00 | 2035 | 5 | 0 | 0 | 0
2035-05-22 12:00 | 2035 | 5 | 0 | 0 | 0
2035-05-22 13:00 | 2035 | 5 | 0 | 0 | 0
2035-05-22 14:00 | 2035 | 5 | 0 | 0 | 0
2035-05-22 15:00 | 2035 | 5 | 0 | 0 | 0
2035-05-22 16:00 | 2035 | 5 | 0 | 0 | 0
2035-05-22 17:00 | 2035 | 5 | 0 | 0 | 0
2035-05-22 18:00 | 2035 | 5 | 0 | 0 | 0
2035-05-22 19:00 | 2035 | 5 | 0 | 0 | 0
2035-05-22 20:00 | 2035 | 5 | 0 | 0 | 0
2035-05-22 21:00 | 2035 | 5 | 0 | 0 | 0
2035-05-22 22:00 | 2035 | 5 | 0 | 0 | 0
2035-05-22 23:00 | 2035 | 5 | 0 | 0 | 0
2035-05-23 | 2035 | 5 | 0 | 0 | 0
2035-05-23 01:00 | 2035 | 5 | 0 | 0 | 0
2035-05-23 02:00 | 2035 | 5 | 0 | 0 | 0
2035-05-23 03:00 | 2035 | 5 | 0 | 0 | 0
2035-05-23 04:00 | 2035 | 5 | 0 | 0 | 0
2035-05-23 05:00 | 2035 | 5 | 0 | 0 | 0
2035-05-23 06:00 | 2035 | 5 | 0 | 0 | 0
2035-05-23 07:00 | 2035 | 5 | 0 | 0 | 0
2035-05-23 08:00 | 2035 | 5 | 0 | 0 | 0
2035-05-23 09:00 | 2035 | 5 | 0 | 0 | 0
2035-05-23 10:00 | 2035 | 5 | 0 | 0 | 0
2035-05-23 11:00 | 2035 | 5 | 0 | 0 | 0
2035-05-23 12:00 | 2035 | 5 | 0 | 0 | 0
2035-05-23 13:00 | 2035 | 5 | 0 | 0 | 0
2035-05-23 14:00 | 2035 | 5 | 0 | 0 | 0
2035-05-23 15:00 | 2035 | 5 | 0 | 0 | 0
2035-05-23 16:00 | 2035 | 5 | 0 | 0 | 0
2035-05-23 17:00 | 2035 | 5 | 0 | 0 | 0
2035-05-23 18:00 | 2035 | 5 | 0 | 0 | 0
2035-05-23 19:00 | 2035 | 5 | 0 | 0 | 0
2035-05-23 20:00 | 2035 | 5 | 0 | 0 | 0
2035-05-23 21:00 | 2035 | 5 | 0 | 0 | 0
2035-05-23 22:00 | 2035 | 5 | 0 | 0 | 0
2035-05-23 23:00 | 2035 | 5 | 0 | 0 | 0
2035-05-24 | 2035 | 5 | 0 | 0 | 0
2035-05-24 01:00 | 2035 | 5 | 0 | 0 | 0
2035-05-24 02:00 | 2035 | 5 | 0 | 0 | 0
2035-05-24 03:00 | 2035 | 5 | 0 | 0 | 0
2035-05-24 04:00 | 2035 | 5 | 0 | 0 | 0
2035-05-24 05:00 | 2035 | 5 | 0 | 0 | 0
2035-05-24 06:00 | 2035 | 5 | 0 | 0 | 0
2035-05-24 07:00 | 2035 | 5 | 0 | 0 | 0
2035-05-24 08:00 | 2035 | 5 | 0 | 0 | 0
2035-05-24 09:00 | 2035 | 5 | 0 | 0 | 0
2035-05-24 10:00 | 2035 | 5 | 0 | 0 | 0
2035-05-24 11:00 | 2035 | 5 | 0 | 0 | 0
2035-05-24 12:00 | 2035 | 5 | 0 | 0 | 0
2035-05-24 13:00 | 2035 | 5 | 0 | 0 | 0
2035-05-24 14:00 | 2035 | 5 | 0 | 0 | 0
2035-05-24 15:00 | 2035 | 5 | 0 | 0 | 0
2035-05-24 16:00 | 2035 | 5 | 0 | 0 | 0
2035-05-24 17:00 | 2035 | 5 | 0 | 0 | 0
2035-05-24 18:00 | 2035 | 5 | 0 | 0 | 0
2035-05-24 19:00 | 2035 | 5 | 0 | 0 | 0
2035-05-24 20:00 | 2035 | 5 | 0 | 0 | 0
2035-05-24 21:00 | 2035 | 5 | 0 | 0 | 0
2035-05-24 22:00 | 2035 | 5 | 0 | 0 | 0
2035-05-24 23:00 | 2035 | 5 | 0 | 0 | 0
2035-05-25 | 2035 | 5 | 0 | 0 | 0
2035-05-25 01:00 | 2035 | 5 | 0 | 0 | 0
2035-05-25 02:00 | 2035 | 5 | 0 | 0 | 0
2035-05-25 03:00 | 2035 | 5 | 0 | 0 | 0
2035-05-25 04:00 | 2035 | 5 | 0 | 0 | 0
2035-05-25 05:00 | 2035 | 5 | 0 | 0 | 0
2035-05-25 06:00 | 2035 | 5 | 0 | 0 | 0
2035-05-25 07:00 | 2035 | 5 | 0 | 0 | 0
2035-05-25 08:00 | 2035 | 5 | 0 | 0 | 0
2035-05-25 09:00 | 2035 | 5 | 0 | 0 | 0
2035-05-25 10:00 | 2035 | 5 | 0 | 0 | 0
2035-05-25 11:00 | 2035 | 5 | 0 | 0 | 0
2035-05-25 12:00 | 2035 | 5 | 0 | 0 | 0
2035-05-25 13:00 | 2035 | 5 | 0 | 0 | 0
2035-05-25 14:00 | 2035 | 5 | 0 | 0 | 0
2035-05-25 15:00 | 2035 | 5 | 0 | 0 | 0
2035-05-25 16:00 | 2035 | 5 | 0 | 0 | 0
2035-05-25 17:00 | 2035 | 5 | 0 | 0 | 0
2035-05-25 18:00 | 2035 | 5 | 0 | 0 | 0
2035-05-25 19:00 | 2035 | 5 | 0 | 0 | 0
2035-05-25 20:00 | 2035 | 5 | 0 | 0 | 0
2035-05-25 21:00 | 2035 | 5 | 0 | 0 | 0
2035-05-25 22:00 | 2035 | 5 | 0 | 0 | 0
2035-05-25 23:00 | 2035 | 5 | 0 | 0 | 0
2035-05-26 | 2035 | 5 | 0 | 0 | 0
2035-05-26 01:00 | 2035 | 5 | 0 | 0 | 0
2035-05-26 02:00 | 2035 | 5 | 0 | 0 | 0
2035-05-26 03:00 | 2035 | 5 | 0 | 0 | 0
2035-05-26 04:00 | 2035 | 5 | 0 | 0 | 0
2035-05-26 05:00 | 2035 | 5 | 0 | 0 | 0
2035-05-26 06:00 | 2035 | 5 | 0 | 0 | 0
2035-05-26 07:00 | 2035 | 5 | 0 | 0 | 0
2035-05-26 08:00 | 2035 | 5 | 0 | 0 | 0
2035-05-26 09:00 | 2035 | 5 | 0 | 0 | 0
2035-05-26 10:00 | 2035 | 5 | 0 | 0 | 0
2035-05-26 11:00 | 2035 | 5 | 0 | 0 | 0
2035-05-26 12:00 | 2035 | 5 | 0 | 0 | 0
2035-05-26 13:00 | 2035 | 5 | 0 | 0 | 0
2035-05-26 14:00 | 2035 | 5 | 0 | 0 | 0
2035-05-26 15:00 | 2035 | 5 | 0 | 0 | 0
2035-05-26 16:00 | 2035 | 5 | 0 | 0 | 0
2035-05-26 17:00 | 2035 | 5 | 0 | 0 | 0
2035-05-26 18:00 | 2035 | 5 | 0 | 0 | 0
2035-05-26 19:00 | 2035 | 5 | 0 | 0 | 0
2035-05-26 20:00 | 2035 | 5 | 0 | 0 | 0
2035-05-26 21:00 | 2035 | 5 | 0 | 0 | 0
2035-05-26 22:00 | 2035 | 5 | 0 | 0 | 0
2035-05-26 23:00 | 2035 | 5 | 0 | 0 | 0
2035-05-27 | 2035 | 5 | 0 | 0 | 0
2035-05-27 01:00 | 2035 | 5 | 0 | 0 | 0
2035-05-27 02:00 | 2035 | 5 | 0 | 0 | 0
2035-05-27 03:00 | 2035 | 5 | 0 | 0 | 0
2035-05-27 04:00 | 2035 | 5 | 0 | 0 | 0
2035-05-27 05:00 | 2035 | 5 | 0 | 0 | 0
2035-05-27 06:00 | 2035 | 5 | 0 | 0 | 0
2035-05-27 07:00 | 2035 | 5 | 0 | 0 | 0
2035-05-27 08:00 | 2035 | 5 | 0 | 0 | 0
2035-05-27 09:00 | 2035 | 5 | 0 | 0 | 0
2035-05-27 10:00 | 2035 | 5 | 0 | 0 | 0
2035-05-27 11:00 | 2035 | 5 | 0 | 0 | 0
2035-05-27 12:00 | 2035 | 5 | 0 | 0 | 0
2035-05-27 13:00 | 2035 | 5 | 0 | 0 | 0
2035-05-27 14:00 | 2035 | 5 | 0 | 0 | 0
2035-05-27 15:00 | 2035 | 5 | 0 | 0 | 0
2035-05-27 16:00 | 2035 | 5 | 0 | 0 | 0
2035-05-27 17:00 | 2035 | 5 | 0 | 0 | 0
2035-05-27 18:00 | 2035 | 5 | 0 | 0 | 0
2035-05-27 19:00 | 2035 | 5 | 0 | 0 | 0
2035-05-27 20:00 | 2035 | 5 | 0 | 0 | 0
2035-05-27 21:00 | 2035 | 5 | 0 | 0 | 0
2035-05-27 22:00 | 2035 | 5 | 0 | 0 | 0
2035-05-27 23:00 | 2035 | 5 | 0 | 0 | 0
2035-05-28 | 2035 | 5 | 0 | 0 | 0
2035-05-28 01:00 | 2035 | 5 | 0 | 0 | 0
2035-05-28 02:00 | 2035 | 5 | 0 | 0 | 0
2035-05-28 03:00 | 2035 | 5 | 0 | 0 | 0
2035-05-28 04:00 | 2035 | 5 | 0 | 0 | 0
2035-05-28 05:00 | 2035 | 5 | 0 | 0 | 0
2035-05-28 06:00 | 2035 | 5 | 0 | 0 | 0
2035-05-28 07:00 | 2035 | 5 | 0 | 0 | 0
2035-05-28 08:00 | 2035 | 5 | 0 | 0 | 0
2035-05-28 09:00 | 2035 | 5 | 0 | 0 | 0
2035-05-28 10:00 | 2035 | 5 | 0 | 0 | 0
2035-05-28 11:00 | 2035 | 5 | 0 | 0 | 0
2035-05-28 12:00 | 2035 | 5 | 0 | 0 | 0
2035-05-28 13:00 | 2035 | 5 | 0 | 0 | 0
2035-05-28 14:00 | 2035 | 5 | 0 | 0 | 0
2035-05-28 15:00 | 2035 | 5 | 0 | 0 | 0
2035-05-28 16:00 | 2035 | 5 | 0 | 0 | 0
2035-05-28 17:00 | 2035 | 5 | 0 | 0 | 0
2035-05-28 18:00 | 2035 | 5 | 0 | 0 | 0
2035-05-28 19:00 | 2035 | 5 | 0 | 0 | 0
2035-05-28 20:00 | 2035 | 5 | 0 | 0 | 0
2035-05-28 21:00 | 2035 | 5 | 0 | 0 | 0
2035-05-28 22:00 | 2035 | 5 | 0 | 0 | 0
2035-05-28 23:00 | 2035 | 5 | 0 | 0 | 0
2035-05-29 | 2035 | 5 | 0 | 0 | 0
2035-05-29 01:00 | 2035 | 5 | 0 | 0 | 0
2035-05-29 02:00 | 2035 | 5 | 0 | 0 | 0
2035-05-29 03:00 | 2035 | 5 | 0 | 0 | 0
2035-05-29 04:00 | 2035 | 5 | 0 | 0 | 0
2035-05-29 05:00 | 2035 | 5 | 0 | 0 | 0
2035-05-29 06:00 | 2035 | 5 | 0 | 0 | 0
2035-05-29 07:00 | 2035 | 5 | 0 | 0 | 0
2035-05-29 08:00 | 2035 | 5 | 0 | 0 | 0
2035-05-29 09:00 | 2035 | 5 | 0 | 0 | 0
2035-05-29 10:00 | 2035 | 5 | 0 | 0 | 0
2035-05-29 11:00 | 2035 | 5 | 0 | 0 | 0
2035-05-29 12:00 | 2035 | 5 | 0 | 0 | 0
2035-05-29 13:00 | 2035 | 5 | 0 | 0 | 0
2035-05-29 14:00 | 2035 | 5 | 0 | 0 | 0
2035-05-29 15:00 | 2035 | 5 | 0 | 0 | 0
2035-05-29 16:00 | 2035 | 5 | 0 | 0 | 0
2035-05-29 17:00 | 2035 | 5 | 0 | 0 | 0
2035-05-29 18:00 | 2035 | 5 | 0 | 0 | 0
2035-05-29 19:00 | 2035 | 5 | 0 | 0 | 0
2035-05-29 20:00 | 2035 | 5 | 0 | 0 | 0
2035-05-29 21:00 | 2035 | 5 | 0 | 0 | 0
2035-05-29 22:00 | 2035 | 5 | 0 | 0 | 0
2035-05-29 23:00 | 2035 | 5 | 0 | 0 | 0
2035-05-30 | 2035 | 5 | 0 | 0 | 0
2035-05-30 01:00 | 2035 | 5 | 0 | 0 | 0
2035-05-30 02:00 | 2035 | 5 | 0 | 0 | 0
2035-05-30 03:00 | 2035 | 5 | 0 | 0 | 0
2035-05-30 04:00 | 2035 | 5 | 0 | 0 | 0
2035-05-30 05:00 | 2035 | 5 | 0 | 0 | 0
2035-05-30 06:00 | 2035 | 5 | 0 | 0 | 0
2035-05-30 07:00 | 2035 | 5 | 0 | 0 | 0
2035-05-30 08:00 | 2035 | 5 | 0 | 0 | 0
2035-05-30 09:00 | 2035 | 5 | 0 | 0 | 0
2035-05-30 10:00 | 2035 | 5 | 0 | 0 | 0
2035-05-30 11:00 | 2035 | 5 | 0 | 0 | 0
2035-05-30 12:00 | 2035 | 5 | 0 | 0 | 0
2035-05-30 13:00 | 2035 | 5 | 0 | 0 | 0
2035-05-30 14:00 | 2035 | 5 | 0 | 0 | 0
2035-05-30 15:00 | 2035 | 5 | 0 | 0 | 0
2035-05-30 16:00 | 2035 | 5 | 0 | 0 | 0
2035-05-30 17:00 | 2035 | 5 | 0 | 0 | 0
2035-05-30 18:00 | 2035 | 5 | 0 | 0 | 0
2035-05-30 19:00 | 2035 | 5 | 0 | 0 | 0
2035-05-30 20:00 | 2035 | 5 | 0 | 0 | 0
2035-05-30 21:00 | 2035 | 5 | 0 | 0 | 0
2035-05-30 22:00 | 2035 | 5 | 0 | 0 | 0
2035-05-30 23:00 | 2035 | 5 | 0 | 0 | 0
2035-05-31 | 2035 | 5 | 0 | 0 | 0
2035-05-31 01:00 | 2035 | 5 | 0 | 0 | 0
2035-05-31 02:00 | 2035 | 5 | 0 | 0 | 0
2035-05-31 03:00 | 2035 | 5 | 0 | 0 | 0
2035-05-31 04:00 | 2035 | 5 | 0 | 0 | 0
2035-05-31 05:00 | 2035 | 5 | 0 | 0 | 0
2035-05-31 06:00 | 2035 | 5 | 0 | 0 | 0
2035-05-31 07:00 | 2035 | 5 | 0 | 0 | 0
2035-05-31 08:00 | 2035 | 5 | 0 | 0 | 0
2035-05-31 09:00 | 2035 | 5 | 0 | 0 | 0
2035-05-31 10:00 | 2035 | 5 | 0 | 0 | 0
2035-05-31 11:00 | 2035 | 5 | 0 | 0 | 0
2035-05-31 12:00 | 2035 | 5 | 0 | 0 | 0
2035-05-31 13:00 | 2035 | 5 | 0 | 0 | 0
2035-05-31 14:00 | 2035 | 5 | 0 | 0 | 0
2035-05-31 15:00 | 2035 | 5 | 0 | 0 | 0
2035-05-31 16:00 | 2035 | 5 | 0 | 0 | 0
2035-05-31 17:00 | 2035 | 5 | 0 | 0 | 0
2035-05-31 18:00 | 2035 | 5 | 0 | 0 | 0
2035-05-31 19:00 | 2035 | 5 | 0 | 0 | 0
2035-05-31 20:00 | 2035 | 5 | 0 | 0 | 0
2035-05-31 21:00 | 2035 | 5 | 0 | 0 | 0
2035-05-31 22:00 | 2035 | 5 | 0 | 0 | 0
2035-05-31 23:00 | 2035 | 5 | 0 | 0 | 0
2035-06-01 | 2035 | 6 | 0 | 0 | 0
2035-06-01 01:00 | 2035 | 6 | 0 | 0 | 0
2035-06-01 02:00 | 2035 | 6 | 0 | 0 | 0
2035-06-01 03:00 | 2035 | 6 | 0 | 0 | 0
2035-06-01 04:00 | 2035 | 6 | 0 | 0 | 0
2035-06-01 05:00 | 2035 | 6 | 0 | 0 | 0
2035-06-01 06:00 | 2035 | 6 | 0 | 0 | 0
2035-06-01 07:00 | 2035 | 6 | 0 | 0 | 0
2035-06-01 08:00 | 2035 | 6 | 0 | 0 | 0
2035-06-01 09:00 | 2035 | 6 | 0 | 0 | 0
2035-06-01 10:00 | 2035 | 6 | 0 | 0 | 0
2035-06-01 11:00 | 2035 | 6 | 0 | 0 | 0
2035-06-01 12:00 | 2035 | 6 | 0 | 0 | 0
2035-06-01 13:00 | 2035 | 6 | 0 | 0 | 0
2035-06-01 14:00 | 2035 | 6 | 0 | 0 | 0
2035-06-01 15:00 | 2035 | 6 | 0 | 0 | 0
2035-06-01 16:00 | 2035 | 6 | 0 | 0 | 0
2035-06-01 17:00 | 2035 | 6 | 0 | 0 | 0
2035-06-01 18:00 | 2035 | 6 | 0 | 0 | 0
2035-06-01 19:00 | 2035 | 6 | 0 | 0 | 0
2035-06-01 20:00 | 2035 | 6 | 0 | 0 | 0
2035-06-01 21:00 | 2035 | 6 | 0 | 0 | 0
2035-06-01 22:00 | 2035 | 6 | 0 | 0 | 0
2035-06-01 23:00 | 2035 | 6 | 0 | 0 | 0
2035-06-02 | 2035 | 6 | 0 | 0 | 0
2035-06-02 01:00 | 2035 | 6 | 0 | 0 | 0
2035-06-02 02:00 | 2035 | 6 | 0 | 0 | 0
2035-06-02 03:00 | 2035 | 6 | 0 | 0 | 0
2035-06-02 04:00 | 2035 | 6 | 0 | 0 | 0
2035-06-02 05:00 | 2035 | 6 | 0 | 0 | 0
2035-06-02 06:00 | 2035 | 6 | 0 | 0 | 0
2035-06-02 07:00 | 2035 | 6 | 0 | 0 | 0
2035-06-02 08:00 | 2035 | 6 | 0 | 0 | 0
2035-06-02 09:00 | 2035 | 6 | 0 | 0 | 0
2035-06-02 10:00 | 2035 | 6 | 0 | 0 | 0
2035-06-02 11:00 | 2035 | 6 | 0 | 0 | 0
2035-06-02 12:00 | 2035 | 6 | 0 | 0 | 0
2035-06-02 13:00 | 2035 | 6 | 0 | 0 | 0
2035-06-02 14:00 | 2035 | 6 | 0 | 0 | 0
2035-06-02 15:00 | 2035 | 6 | 0 | 0 | 0
2035-06-02 16:00 | 2035 | 6 | 0 | 0 | 0
2035-06-02 17:00 | 2035 | 6 | 0 | 0 | 0
2035-06-02 18:00 | 2035 | 6 | 0 | 0 | 0
2035-06-02 19:00 | 2035 | 6 | 0 | 0 | 0
2035-06-02 20:00 | 2035 | 6 | 0 | 0 | 0
2035-06-02 21:00 | 2035 | 6 | 0 | 0 | 0
2035-06-02 22:00 | 2035 | 6 | 0 | 0 | 0
2035-06-02 23:00 | 2035 | 6 | 0 | 0 | 0
2035-06-03 | 2035 | 6 | 0 | 0 | 0
2035-06-03 01:00 | 2035 | 6 | 0 | 0 | 0
2035-06-03 02:00 | 2035 | 6 | 0 | 0 | 0
2035-06-03 03:00 | 2035 | 6 | 0 | 0 | 0
2035-06-03 04:00 | 2035 | 6 | 0 | 0 | 0
2035-06-03 05:00 | 2035 | 6 | 0 | 0 | 0
2035-06-03 06:00 | 2035 | 6 | 0 | 0 | 0
2035-06-03 07:00 | 2035 | 6 | 0 | 0 | 0
2035-06-03 08:00 | 2035 | 6 | 0 | 0 | 0
2035-06-03 09:00 | 2035 | 6 | 0 | 0 | 0
2035-06-03 10:00 | 2035 | 6 | 0 | 0 | 0
2035-06-03 11:00 | 2035 | 6 | 0 | 0 | 0
2035-06-03 12:00 | 2035 | 6 | 0 | 0 | 0
2035-06-03 13:00 | 2035 | 6 | 0 | 0 | 0
2035-06-03 14:00 | 2035 | 6 | 0 | 0 | 0
2035-06-03 15:00 | 2035 | 6 | 0 | 0 | 0
2035-06-03 16:00 | 2035 | 6 | 0 | 0 | 0
2035-06-03 17:00 | 2035 | 6 | 0 | 0 | 0
2035-06-03 18:00 | 2035 | 6 | 0 | 0 | 0
2035-06-03 19:00 | 2035 | 6 | 0 | 0 | 0
2035-06-03 20:00 | 2035 | 6 | 0 | 0 | 0
2035-06-03 21:00 | 2035 | 6 | 0 | 0 | 0
2035-06-03 22:00 | 2035 | 6 | 0 | 0 | 0
2035-06-03 23:00 | 2035 | 6 | 0 | 0 | 0
2035-06-04 | 2035 | 6 | 0 | 0 | 0
2035-06-04 01:00 | 2035 | 6 | 0 | 0 | 0
2035-06-04 02:00 | 2035 | 6 | 0 | 0 | 0
2035-06-04 03:00 | 2035 | 6 | 0 | 0 | 0
2035-06-04 04:00 | 2035 | 6 | 0 | 0 | 0
2035-06-04 05:00 | 2035 | 6 | 0 | 0 | 0
2035-06-04 06:00 | 2035 | 6 | 0 | 0 | 0
2035-06-04 07:00 | 2035 | 6 | 0 | 0 | 0
2035-06-04 08:00 | 2035 | 6 | 0 | 0 | 0
2035-06-04 09:00 | 2035 | 6 | 0 | 0 | 0
2035-06-04 10:00 | 2035 | 6 | 0 | 0 | 0
2035-06-04 11:00 | 2035 | 6 | 0 | 0 | 0
2035-06-04 12:00 | 2035 | 6 | 0 | 0 | 0
2035-06-04 13:00 | 2035 | 6 | 0 | 0 | 0
2035-06-04 14:00 | 2035 | 6 | 0 | 0 | 0
2035-06-04 15:00 | 2035 | 6 | 0 | 0 | 0
2035-06-04 16:00 | 2035 | 6 | 0 | 0 | 0
2035-06-04 17:00 | 2035 | 6 | 0 | 0 | 0
2035-06-04 18:00 | 2035 | 6 | 0 | 0 | 0
2035-06-04 19:00 | 2035 | 6 | 0 | 0 | 0
2035-06-04 20:00 | 2035 | 6 | 0 | 0 | 0
2035-06-04 21:00 | 2035 | 6 | 0 | 0 | 0
2035-06-04 22:00 | 2035 | 6 | 0 | 0 | 0
2035-06-04 23:00 | 2035 | 6 | 0 | 0 | 0
2035-06-05 | 2035 | 6 | 0 | 0 | 0
2035-06-05 01:00 | 2035 | 6 | 0 | 0 | 0
2035-06-05 02:00 | 2035 | 6 | 0 | 0 | 0
2035-06-05 03:00 | 2035 | 6 | 0 | 0 | 0
2035-06-05 04:00 | 2035 | 6 | 0 | 0 | 0
2035-06-05 05:00 | 2035 | 6 | 0 | 0 | 0
2035-06-05 06:00 | 2035 | 6 | 0 | 0 | 0
2035-06-05 07:00 | 2035 | 6 | 0 | 0 | 0
2035-06-05 08:00 | 2035 | 6 | 0 | 0 | 0
2035-06-05 09:00 | 2035 | 6 | 0 | 0 | 0
2035-06-05 10:00 | 2035 | 6 | 0 | 0 | 0
2035-06-05 11:00 | 2035 | 6 | 0 | 0 | 0
2035-06-05 12:00 | 2035 | 6 | 0 | 0 | 0
2035-06-05 13:00 | 2035 | 6 | 0 | 0 | 0
2035-06-05 14:00 | 2035 | 6 | 0 | 0 | 0
2035-06-05 15:00 | 2035 | 6 | 0 | 0 | 0
2035-06-05 16:00 | 2035 | 6 | 0 | 0 | 0
2035-06-05 17:00 | 2035 | 6 | 0 | 0 | 0
2035-06-05 18:00 | 2035 | 6 | 0 | 0 | 0
2035-06-05 19:00 | 2035 | 6 | 0 | 0 | 0
2035-06-05 20:00 | 2035 | 6 | 0 | 0 | 0
2035-06-05 21:00 | 2035 | 6 | 0 | 0 | 0
2035-06-05 22:00 | 2035 | 6 | 0 | 0 | 0
2035-06-05 23:00 | 2035 | 6 | 0 | 0 | 0
2035-06-06 | 2035 | 6 | 0 | 0 | 0
2035-06-06 01:00 | 2035 | 6 | 0 | 0 | 0
2035-06-06 02:00 | 2035 | 6 | 0 | 0 | 0
2035-06-06 03:00 | 2035 | 6 | 0 | 0 | 0
2035-06-06 04:00 | 2035 | 6 | 0 | 0 | 0
2035-06-06 05:00 | 2035 | 6 | 0 | 0 | 0
2035-06-06 06:00 | 2035 | 6 | 0 | 0 | 0
2035-06-06 07:00 | 2035 | 6 | 0 | 0 | 0
2035-06-06 08:00 | 2035 | 6 | 0 | 0 | 0
2035-06-06 09:00 | 2035 | 6 | 0 | 0 | 0
2035-06-06 10:00 | 2035 | 6 | 0 | 0 | 0
2035-06-06 11:00 | 2035 | 6 | 0 | 0 | 0
2035-06-06 12:00 | 2035 | 6 | 0 | 0 | 0
2035-06-06 13:00 | 2035 | 6 | 0 | 0 | 0
2035-06-06 14:00 | 2035 | 6 | 0 | 0 | 0
2035-06-06 15:00 | 2035 | 6 | 0 | 0 | 0
2035-06-06 16:00 | 2035 | 6 | 0 | 0 | 0
2035-06-06 17:00 | 2035 | 6 | 0 | 0 | 0
2035-06-06 18:00 | 2035 | 6 | 0 | 0 | 0
2035-06-06 19:00 | 2035 | 6 | 0 | 0 | 0
2035-06-06 20:00 | 2035 | 6 | 0 | 0 | 0
2035-06-06 21:00 | 2035 | 6 | 0 | 0 | 0
2035-06-06 22:00 | 2035 | 6 | 0 | 0 | 0
2035-06-06 23:00 | 2035 | 6 | 0 | 0 | 0
2035-06-07 | 2035 | 6 | 0 | 0 | 0
2035-06-07 01:00 | 2035 | 6 | 0 | 0 | 0
2035-06-07 02:00 | 2035 | 6 | 0 | 0 | 0
2035-06-07 03:00 | 2035 | 6 | 0 | 0 | 0
2035-06-07 04:00 | 2035 | 6 | 0 | 0 | 0
2035-06-07 05:00 | 2035 | 6 | 0 | 0 | 0
2035-06-07 06:00 | 2035 | 6 | 0 | 0 | 0
2035-06-07 07:00 | 2035 | 6 | 0 | 0 | 0
2035-06-07 08:00 | 2035 | 6 | 0 | 0 | 0
2035-06-07 09:00 | 2035 | 6 | 0 | 0 | 0
2035-06-07 10:00 | 2035 | 6 | 0 | 0 | 0
2035-06-07 11:00 | 2035 | 6 | 0 | 0 | 0
2035-06-07 12:00 | 2035 | 6 | 0 | 0 | 0
2035-06-07 13:00 | 2035 | 6 | 0 | 0 | 0
2035-06-07 14:00 | 2035 | 6 | 0 | 0 | 0
2035-06-07 15:00 | 2035 | 6 | 0 | 0 | 0
2035-06-07 16:00 | 2035 | 6 | 0 | 0 | 0
2035-06-07 17:00 | 2035 | 6 | 0 | 0 | 0
2035-06-07 18:00 | 2035 | 6 | 0 | 0 | 0
2035-06-07 19:00 | 2035 | 6 | 0 | 0 | 0
2035-06-07 20:00 | 2035 | 6 | 0 | 0 | 0
2035-06-07 21:00 | 2035 | 6 | 0 | 0 | 0
2035-06-07 22:00 | 2035 | 6 | 0 | 0 | 0
2035-06-07 23:00 | 2035 | 6 | 0 | 0 | 0
2035-06-08 | 2035 | 6 | 0 | 0 | 0
2035-06-08 01:00 | 2035 | 6 | 0 | 0 | 0
2035-06-08 02:00 | 2035 | 6 | 0 | 0 | 0
2035-06-08 03:00 | 2035 | 6 | 0 | 0 | 0
2035-06-08 04:00 | 2035 | 6 | 0 | 0 | 0
2035-06-08 05:00 | 2035 | 6 | 0 | 0 | 0
2035-06-08 06:00 | 2035 | 6 | 0 | 0 | 0
2035-06-08 07:00 | 2035 | 6 | 0 | 0 | 0
2035-06-08 08:00 | 2035 | 6 | 0 | 0 | 0
2035-06-08 09:00 | 2035 | 6 | 0 | 0 | 0
2035-06-08 10:00 | 2035 | 6 | 0 | 0 | 0
2035-06-08 11:00 | 2035 | 6 | 0 | 0 | 0
2035-06-08 12:00 | 2035 | 6 | 0 | 0 | 0
2035-06-08 13:00 | 2035 | 6 | 0 | 0 | 0
2035-06-08 14:00 | 2035 | 6 | 0 | 0 | 0
2035-06-08 15:00 | 2035 | 6 | 0 | 0 | 0
2035-06-08 16:00 | 2035 | 6 | 0 | 0 | 0
2035-06-08 17:00 | 2035 | 6 | 0 | 0 | 0
2035-06-08 18:00 | 2035 | 6 | 0 | 0 | 0
2035-06-08 19:00 | 2035 | 6 | 0 | 0 | 0
2035-06-08 20:00 | 2035 | 6 | 0 | 0 | 0
2035-06-08 21:00 | 2035 | 6 | 0 | 0 | 0
2035-06-08 22:00 | 2035 | 6 | 0 | 0 | 0
2035-06-08 23:00 | 2035 | 6 | 0 | 0 | 0
2035-06-09 | 2035 | 6 | 0 | 0 | 0
2035-06-09 01:00 | 2035 | 6 | 0 | 0 | 0
2035-06-09 02:00 | 2035 | 6 | 0 | 0 | 0
2035-06-09 03:00 | 2035 | 6 | 0 | 0 | 0
2035-06-09 04:00 | 2035 | 6 | 0 | 0 | 0
2035-06-09 05:00 | 2035 | 6 | 0 | 0 | 0
2035-06-09 06:00 | 2035 | 6 | 0 | 0 | 0
2035-06-09 07:00 | 2035 | 6 | 0 | 0 | 0
2035-06-09 08:00 | 2035 | 6 | 0 | 0 | 0
2035-06-09 09:00 | 2035 | 6 | 0 | 0 | 0
2035-06-09 10:00 | 2035 | 6 | 0 | 0 | 0
2035-06-09 11:00 | 2035 | 6 | 0 | 0 | 0
2035-06-09 12:00 | 2035 | 6 | 0 | 0 | 0
2035-06-09 13:00 | 2035 | 6 | 0 | 0 | 0
2035-06-09 14:00 | 2035 | 6 | 0 | 0 | 0
2035-06-09 15:00 | 2035 | 6 | 0 | 0 | 0
2035-06-09 16:00 | 2035 | 6 | 0 | 0 | 0
2035-06-09 17:00 | 2035 | 6 | 0 | 0 | 0
2035-06-09 18:00 | 2035 | 6 | 0 | 0 | 0
2035-06-09 19:00 | 2035 | 6 | 0 | 0 | 0
2035-06-09 20:00 | 2035 | 6 | 0 | 0 | 0
2035-06-09 21:00 | 2035 | 6 | 0 | 0 | 0
2035-06-09 22:00 | 2035 | 6 | 0 | 0 | 0
2035-06-09 23:00 | 2035 | 6 | 0 | 0 | 0
2035-06-10 | 2035 | 6 | 0 | 0 | 0
2035-06-10 01:00 | 2035 | 6 | 0 | 0 | 0
2035-06-10 02:00 | 2035 | 6 | 0 | 0 | 0
2035-06-10 03:00 | 2035 | 6 | 0 | 0 | 0
2035-06-10 04:00 | 2035 | 6 | 0 | 0 | 0
2035-06-10 05:00 | 2035 | 6 | 0 | 0 | 0
2035-06-10 06:00 | 2035 | 6 | 0 | 0 | 0
2035-06-10 07:00 | 2035 | 6 | 0 | 0 | 0
2035-06-10 08:00 | 2035 | 6 | 0 | 0 | 0
2035-06-10 09:00 | 2035 | 6 | 0 | 0 | 0
2035-06-10 10:00 | 2035 | 6 | 0 | 0 | 0
2035-06-10 11:00 | 2035 | 6 | 0 | 0 | 0
2035-06-10 12:00 | 2035 | 6 | 0 | 0 | 0
2035-06-10 13:00 | 2035 | 6 | 0 | 0 | 0
2035-06-10 14:00 | 2035 | 6 | 0 | 0 | 0
2035-06-10 15:00 | 2035 | 6 | 0 | 0 | 0
2035-06-10 16:00 | 2035 | 6 | 0 | 0 | 0
2035-06-10 17:00 | 2035 | 6 | 0 | 0 | 0
2035-06-10 18:00 | 2035 | 6 | 0 | 0 | 0
2035-06-10 19:00 | 2035 | 6 | 0 | 0 | 0
2035-06-10 20:00 | 2035 | 6 | 0 | 0 | 0
2035-06-10 21:00 | 2035 | 6 | 0 | 0 | 0
2035-06-10 22:00 | 2035 | 6 | 0 | 0 | 0
2035-06-10 23:00 | 2035 | 6 | 0 | 0 | 0
2035-06-11 | 2035 | 6 | 0 | 0 | 0
2035-06-11 01:00 | 2035 | 6 | 0 | 0 | 0
2035-06-11 02:00 | 2035 | 6 | 0 | 0 | 0
2035-06-11 03:00 | 2035 | 6 | 0 | 0 | 0
2035-06-11 04:00 | 2035 | 6 | 0 | 0 | 0
2035-06-11 05:00 | 2035 | 6 | 0 | 0 | 0
2035-06-11 06:00 | 2035 | 6 | 0 | 0 | 0
2035-06-11 07:00 | 2035 | 6 | 0 | 0 | 0
2035-06-11 08:00 | 2035 | 6 | 0 | 0 | 0
2035-06-11 09:00 | 2035 | 6 | 0 | 0 | 0
2035-06-11 10:00 | 2035 | 6 | 0 | 0 | 0
2035-06-11 11:00 | 2035 | 6 | 0 | 0 | 0
2035-06-11 12:00 | 2035 | 6 | 0 | 0 | 0
2035-06-11 13:00 | 2035 | 6 | 0 | 0 | 0
2035-06-11 14:00 | 2035 | 6 | 0 | 0 | 0
2035-06-11 15:00 | 2035 | 6 | 0 | 0 | 0
2035-06-11 16:00 | 2035 | 6 | 0 | 0 | 0
2035-06-11 17:00 | 2035 | 6 | 0 | 0 | 0
2035-06-11 18:00 | 2035 | 6 | 0 | 0 | 0
2035-06-11 19:00 | 2035 | 6 | 0 | 0 | 0
2035-06-11 20:00 | 2035 | 6 | 0 | 0 | 0
2035-06-11 21:00 | 2035 | 6 | 0 | 0 | 0
2035-06-11 22:00 | 2035 | 6 | 0 | 0 | 0
2035-06-11 23:00 | 2035 | 6 | 0 | 0 | 0
2035-06-12 | 2035 | 6 | 0 | 0 | 0
2035-06-12 01:00 | 2035 | 6 | 0 | 0 | 0
2035-06-12 02:00 | 2035 | 6 | 0 | 0 | 0
2035-06-12 03:00 | 2035 | 6 | 0 | 0 | 0
2035-06-12 04:00 | 2035 | 6 | 0 | 0 | 0
2035-06-12 05:00 | 2035 | 6 | 0 | 0 | 0
2035-06-12 06:00 | 2035 | 6 | 0 | 0 | 0
2035-06-12 07:00 | 2035 | 6 | 0 | 0 | 0
2035-06-12 08:00 | 2035 | 6 | 0 | 0 | 0
2035-06-12 09:00 | 2035 | 6 | 0 | 0 | 0
2035-06-12 10:00 | 2035 | 6 | 0 | 0 | 0
2035-06-12 11:00 | 2035 | 6 | 0 | 0 | 0
2035-06-12 12:00 | 2035 | 6 | 0 | 0 | 0
2035-06-12 13:00 | 2035 | 6 | 0 | 0 | 0
2035-06-12 14:00 | 2035 | 6 | 0 | 0 | 0
2035-06-12 15:00 | 2035 | 6 | 0 | 0 | 0
2035-06-12 16:00 | 2035 | 6 | 0 | 0 | 0
2035-06-12 17:00 | 2035 | 6 | 0 | 0 | 0
2035-06-12 18:00 | 2035 | 6 | 0 | 0 | 0
2035-06-12 19:00 | 2035 | 6 | 0 | 0 | 0
2035-06-12 20:00 | 2035 | 6 | 0 | 0 | 0
2035-06-12 21:00 | 2035 | 6 | 0 | 0 | 0
2035-06-12 22:00 | 2035 | 6 | 0 | 0 | 0
2035-06-12 23:00 | 2035 | 6 | 0 | 0 | 0
2035-06-13 | 2035 | 6 | 0 | 0 | 0
2035-06-13 01:00 | 2035 | 6 | 0 | 0 | 0
2035-06-13 02:00 | 2035 | 6 | 0 | 0 | 0
2035-06-13 03:00 | 2035 | 6 | 0 | 0 | 0
2035-06-13 04:00 | 2035 | 6 | 0 | 0 | 0
2035-06-13 05:00 | 2035 | 6 | 0 | 0 | 0
2035-06-13 06:00 | 2035 | 6 | 0 | 0 | 0
2035-06-13 07:00 | 2035 | 6 | 0 | 0 | 0
2035-06-13 08:00 | 2035 | 6 | 0 | 0 | 0
2035-06-13 09:00 | 2035 | 6 | 0 | 0 | 0
2035-06-13 10:00 | 2035 | 6 | 0 | 0 | 0
2035-06-13 11:00 | 2035 | 6 | 0 | 0 | 0
2035-06-13 12:00 | 2035 | 6 | 0 | 0 | 0
2035-06-13 13:00 | 2035 | 6 | 0 | 0 | 0
2035-06-13 14:00 | 2035 | 6 | 0 | 0 | 0
2035-06-13 15:00 | 2035 | 6 | 0 | 0 | 0
2035-06-13 16:00 | 2035 | 6 | 0 | 0 | 0
2035-06-13 17:00 | 2035 | 6 | 0 | 0 | 0
2035-06-13 18:00 | 2035 | 6 | 0 | 0 | 0
2035-06-13 19:00 | 2035 | 6 | 0 | 0 | 0
2035-06-13 20:00 | 2035 | 6 | 0 | 0 | 0
2035-06-13 21:00 | 2035 | 6 | 0 | 0 | 0
2035-06-13 22:00 | 2035 | 6 | 0 | 0 | 0
2035-06-13 23:00 | 2035 | 6 | 0 | 0 | 0
2035-06-14 | 2035 | 6 | 0 | 0 | 0
2035-06-14 01:00 | 2035 | 6 | 0 | 0 | 0
2035-06-14 02:00 | 2035 | 6 | 0 | 0 | 0
2035-06-14 03:00 | 2035 | 6 | 0 | 0 | 0
2035-06-14 04:00 | 2035 | 6 | 0 | 0 | 0
2035-06-14 05:00 | 2035 | 6 | 0 | 0 | 0
2035-06-14 06:00 | 2035 | 6 | 0 | 0 | 0
2035-06-14 07:00 | 2035 | 6 | 0 | 0 | 0
2035-06-14 08:00 | 2035 | 6 | 0 | 0 | 0
2035-06-14 09:00 | 2035 | 6 | 0 | 0 | 0
2035-06-14 10:00 | 2035 | 6 | 0 | 0 | 0
2035-06-14 11:00 | 2035 | 6 | 0 | 0 | 0
2035-06-14 12:00 | 2035 | 6 | 0 | 0 | 0
2035-06-14 13:00 | 2035 | 6 | 0 | 0 | 0
2035-06-14 14:00 | 2035 | 6 | 0 | 0 | 0
2035-06-14 15:00 | 2035 | 6 | 0 | 0 | 0
2035-06-14 16:00 | 2035 | 6 | 0 | 0 | 0
2035-06-14 17:00 | 2035 | 6 | 0 | 0 | 0
2035-06-14 18:00 | 2035 | 6 | 0 | 0 | 0
2035-06-14 19:00 | 2035 | 6 | 0 | 0 | 0
2035-06-14 20:00 | 2035 | 6 | 0 | 0 | 0
2035-06-14 21:00 | 2035 | 6 | 0 | 0 | 0
2035-06-14 22:00 | 2035 | 6 | 0 | 0 | 0
2035-06-14 23:00 | 2035 | 6 | 0 | 0 | 0
2035-06-15 | 2035 | 6 | 0 | 0 | 0
2035-06-15 01:00 | 2035 | 6 | 0 | 0 | 0
2035-06-15 02:00 | 2035 | 6 | 0 | 0 | 0
2035-06-15 03:00 | 2035 | 6 | 0 | 0 | 0
2035-06-15 04:00 | 2035 | 6 | 0 | 0 | 0
2035-06-15 05:00 | 2035 | 6 | 0 | 0 | 0
2035-06-15 06:00 | 2035 | 6 | 0 | 0 | 0
2035-06-15 07:00 | 2035 | 6 | 0 | 0 | 0
2035-06-15 08:00 | 2035 | 6 | 0 | 0 | 0
2035-06-15 09:00 | 2035 | 6 | 0 | 0 | 0
2035-06-15 10:00 | 2035 | 6 | 0 | 0 | 0
2035-06-15 11:00 | 2035 | 6 | 0 | 0 | 0
2035-06-15 12:00 | 2035 | 6 | 0 | 0 | 0
2035-06-15 13:00 | 2035 | 6 | 0 | 0 | 0
2035-06-15 14:00 | 2035 | 6 | 0 | 0 | 0
2035-06-15 15:00 | 2035 | 6 | 0 | 0 | 0
2035-06-15 16:00 | 2035 | 6 | 0 | 0 | 0
2035-06-15 17:00 | 2035 | 6 | 0 | 0 | 0
2035-06-15 18:00 | 2035 | 6 | 0 | 0 | 0
2035-06-15 19:00 | 2035 | 6 | 0 | 0 | 0
2035-06-15 20:00 | 2035 | 6 | 0 | 0 | 0
2035-06-15 21:00 | 2035 | 6 | 0 | 0 | 0
2035-06-15 22:00 | 2035 | 6 | 0 | 0 | 0
2035-06-15 23:00 | 2035 | 6 | 0 | 0 | 0
2035-06-16 | 2035 | 6 | 0 | 0 | 0
2035-06-16 01:00 | 2035 | 6 | 0 | 0 | 0
2035-06-16 02:00 | 2035 | 6 | 0 | 0 | 0
2035-06-16 03:00 | 2035 | 6 | 0 | 0 | 0
2035-06-16 04:00 | 2035 | 6 | 0 | 0 | 0
2035-06-16 05:00 | 2035 | 6 | 0 | 0 | 0
2035-06-16 06:00 | 2035 | 6 | 0 | 0 | 0
2035-06-16 07:00 | 2035 | 6 | 0 | 0 | 0
2035-06-16 08:00 | 2035 | 6 | 0 | 0 | 0
2035-06-16 09:00 | 2035 | 6 | 0 | 0 | 0
2035-06-16 10:00 | 2035 | 6 | 0 | 0 | 0
2035-06-16 11:00 | 2035 | 6 | 0 | 0 | 0
2035-06-16 12:00 | 2035 | 6 | 0 | 0 | 0
2035-06-16 13:00 | 2035 | 6 | 0 | 0 | 0
2035-06-16 14:00 | 2035 | 6 | 0 | 0 | 0
2035-06-16 15:00 | 2035 | 6 | 0 | 0 | 0
2035-06-16 16:00 | 2035 | 6 | 0 | 0 | 0
2035-06-16 17:00 | 2035 | 6 | 0 | 0 | 0
2035-06-16 18:00 | 2035 | 6 | 0 | 0 | 0
2035-06-16 19:00 | 2035 | 6 | 0 | 0 | 0
2035-06-16 20:00 | 2035 | 6 | 0 | 0 | 0
2035-06-16 21:00 | 2035 | 6 | 0 | 0 | 0
2035-06-16 22:00 | 2035 | 6 | 0 | 0 | 0
2035-06-16 23:00 | 2035 | 6 | 0 | 0 | 0
2035-06-17 | 2035 | 6 | 0 | 0 | 0
2035-06-17 01:00 | 2035 | 6 | 0 | 0 | 0
2035-06-17 02:00 | 2035 | 6 | 0 | 0 | 0
2035-06-17 03:00 | 2035 | 6 | 0 | 0 | 0
2035-06-17 04:00 | 2035 | 6 | 0 | 0 | 0
2035-06-17 05:00 | 2035 | 6 | 0 | 0 | 0
2035-06-17 06:00 | 2035 | 6 | 0 | 0 | 0
2035-06-17 07:00 | 2035 | 6 | 0 | 0 | 0
2035-06-17 08:00 | 2035 | 6 | 0 | 0 | 0
2035-06-17 09:00 | 2035 | 6 | 0 | 0 | 0
2035-06-17 10:00 | 2035 | 6 | 0 | 0 | 0
2035-06-17 11:00 | 2035 | 6 | 0 | 0 | 0
2035-06-17 12:00 | 2035 | 6 | 0 | 0 | 0
2035-06-17 13:00 | 2035 | 6 | 0 | 0 | 0
2035-06-17 14:00 | 2035 | 6 | 0 | 0 | 0
2035-06-17 15:00 | 2035 | 6 | 0 | 0 | 0
2035-06-17 16:00 | 2035 | 6 | 0 | 0 | 0
2035-06-17 17:00 | 2035 | 6 | 0 | 0 | 0
2035-06-17 18:00 | 2035 | 6 | 0 | 0 | 0
2035-06-17 19:00 | 2035 | 6 | 0 | 0 | 0
2035-06-17 20:00 | 2035 | 6 | 0 | 0 | 0
2035-06-17 21:00 | 2035 | 6 | 0 | 0 | 0
2035-06-17 22:00 | 2035 | 6 | 0 | 0 | 0
2035-06-17 23:00 | 2035 | 6 | 0 | 0 | 0
2035-06-18 | 2035 | 6 | 0 | 0 | 0
2035-06-18 01:00 | 2035 | 6 | 0 | 0 | 0
2035-06-18 02:00 | 2035 | 6 | 0 | 0 | 0
2035-06-18 03:00 | 2035 | 6 | 0 | 0 | 0
2035-06-18 04:00 | 2035 | 6 | 0 | 0 | 0
2035-06-18 05:00 | 2035 | 6 | 0 | 0 | 0
2035-06-18 06:00 | 2035 | 6 | 0 | 0 | 0
2035-06-18 07:00 | 2035 | 6 | 0 | 0 | 0
2035-06-18 08:00 | 2035 | 6 | 0 | 0 | 0
2035-06-18 09:00 | 2035 | 6 | 0 | 0 | 0
2035-06-18 10:00 | 2035 | 6 | 0 | 0 | 0
2035-06-18 11:00 | 2035 | 6 | 0 | 0 | 0
2035-06-18 12:00 | 2035 | 6 | 0 | 0 | 0
2035-06-18 13:00 | 2035 | 6 | 0 | 0 | 0
2035-06-18 14:00 | 2035 | 6 | 0 | 0 | 0
2035-06-18 15:00 | 2035 | 6 | 0 | 0 | 0
2035-06-18 16:00 | 2035 | 6 | 0 | 0 | 0
2035-06-18 17:00 | 2035 | 6 | 0 | 0 | 0
2035-06-18 18:00 | 2035 | 6 | 0 | 0 | 0
2035-06-18 19:00 | 2035 | 6 | 0 | 0 | 0
2035-06-18 20:00 | 2035 | 6 | 0 | 0 | 0
2035-06-18 21:00 | 2035 | 6 | 0 | 0 | 0
2035-06-18 22:00 | 2035 | 6 | 0 | 0 | 0
2035-06-18 23:00 | 2035 | 6 | 0 | 0 | 0
2035-06-19 | 2035 | 6 | 0 | 0 | 0
2035-06-19 01:00 | 2035 | 6 | 0 | 0 | 0
2035-06-19 02:00 | 2035 | 6 | 0 | 0 | 0
2035-06-19 03:00 | 2035 | 6 | 0 | 0 | 0
2035-06-19 04:00 | 2035 | 6 | 0 | 0 | 0
2035-06-19 05:00 | 2035 | 6 | 0 | 0 | 0
2035-06-19 06:00 | 2035 | 6 | 0 | 0 | 0
2035-06-19 07:00 | 2035 | 6 | 0 | 0 | 0
2035-06-19 08:00 | 2035 | 6 | 0 | 0 | 0
2035-06-19 09:00 | 2035 | 6 | 0 | 0 | 0
2035-06-19 10:00 | 2035 | 6 | 0 | 0 | 0
2035-06-19 11:00 | 2035 | 6 | 0 | 0 | 0
2035-06-19 12:00 | 2035 | 6 | 0 | 0 | 0
2035-06-19 13:00 | 2035 | 6 | 0 | 0 | 0
2035-06-19 14:00 | 2035 | 6 | 0 | 0 | 0
2035-06-19 15:00 | 2035 | 6 | 0 | 0 | 0
2035-06-19 16:00 | 2035 | 6 | 0 | 0 | 0
2035-06-19 17:00 | 2035 | 6 | 0 | 0 | 0
2035-06-19 18:00 | 2035 | 6 | 0 | 0 | 0
2035-06-19 19:00 | 2035 | 6 | 0 | 0 | 0
2035-06-19 20:00 | 2035 | 6 | 0 | 0 | 0
2035-06-19 21:00 | 2035 | 6 | 0 | 0 | 0
2035-06-19 22:00 | 2035 | 6 | 0 | 0 | 0
2035-06-19 23:00 | 2035 | 6 | 0 | 0 | 0
2035-06-20 | 2035 | 6 | 0 | 0 | 0
2035-06-20 01:00 | 2035 | 6 | 0 | 0 | 0
2035-06-20 02:00 | 2035 | 6 | 0 | 0 | 0
2035-06-20 03:00 | 2035 | 6 | 0 | 0 | 0
2035-06-20 04:00 | 2035 | 6 | 0 | 0 | 0
2035-06-20 05:00 | 2035 | 6 | 0 | 0 | 0
2035-06-20 06:00 | 2035 | 6 | 0 | 0 | 0
2035-06-20 07:00 | 2035 | 6 | 0 | 0 | 0
2035-06-20 08:00 | 2035 | 6 | 0 | 0 | 0
2035-06-20 09:00 | 2035 | 6 | 0 | 0 | 0
2035-06-20 10:00 | 2035 | 6 | 0 | 0 | 0
2035-06-20 11:00 | 2035 | 6 | 0 | 0 | 0
2035-06-20 12:00 | 2035 | 6 | 0 | 0 | 0
2035-06-20 13:00 | 2035 | 6 | 0 | 0 | 0
2035-06-20 14:00 | 2035 | 6 | 0 | 0 | 0
2035-06-20 15:00 | 2035 | 6 | 0 | 0 | 0
2035-06-20 16:00 | 2035 | 6 | 0 | 0 | 0
2035-06-20 17:00 | 2035 | 6 | 0 | 0 | 0
2035-06-20 18:00 | 2035 | 6 | 0 | 0 | 0
2035-06-20 19:00 | 2035 | 6 | 0 | 0 | 0
2035-06-20 20:00 | 2035 | 6 | 0 | 0 | 0
2035-06-20 21:00 | 2035 | 6 | 0 | 0 | 0
2035-06-20 22:00 | 2035 | 6 | 0 | 0 | 0
2035-06-20 23:00 | 2035 | 6 | 0 | 0 | 0
2035-06-21 | 2035 | 6 | 0 | 0 | 0
2035-06-21 01:00 | 2035 | 6 | 0 | 0 | 0
2035-06-21 02:00 | 2035 | 6 | 0 | 0 | 0
2035-06-21 03:00 | 2035 | 6 | 0 | 0 | 0
2035-06-21 04:00 | 2035 | 6 | 0 | 0 | 0
2035-06-21 05:00 | 2035 | 6 | 0 | 0 | 0
2035-06-21 06:00 | 2035 | 6 | 0 | 0 | 0
2035-06-21 07:00 | 2035 | 6 | 0 | 0 | 0
2035-06-21 08:00 | 2035 | 6 | 0 | 0 | 0
2035-06-21 09:00 | 2035 | 6 | 0 | 0 | 0
2035-06-21 10:00 | 2035 | 6 | 0 | 0 | 0
2035-06-21 11:00 | 2035 | 6 | 0 | 0 | 0
2035-06-21 12:00 | 2035 | 6 | 0 | 0 | 0
2035-06-21 13:00 | 2035 | 6 | 0 | 0 | 0
2035-06-21 14:00 | 2035 | 6 | 0 | 0 | 0
2035-06-21 15:00 | 2035 | 6 | 0 | 0 | 0
2035-06-21 16:00 | 2035 | 6 | 0 | 0 | 0
2035-06-21 17:00 | 2035 | 6 | 0 | 0 | 0
2035-06-21 18:00 | 2035 | 6 | 0 | 0 | 0
2035-06-21 19:00 | 2035 | 6 | 0 | 0 | 0
2035-06-21 20:00 | 2035 | 6 | 0 | 0 | 0
2035-06-21 21:00 | 2035 | 6 | 0 | 0 | 0
2035-06-21 22:00 | 2035 | 6 | 0 | 0 | 0
2035-06-21 23:00 | 2035 | 6 | 0 | 0 | 0
2035-06-22 | 2035 | 6 | 0 | 0 | 0
2035-06-22 01:00 | 2035 | 6 | 0 | 0 | 0
2035-06-22 02:00 | 2035 | 6 | 0 | 0 | 0
2035-06-22 03:00 | 2035 | 6 | 0 | 0 | 0
2035-06-22 04:00 | 2035 | 6 | 0 | 0 | 0
2035-06-22 05:00 | 2035 | 6 | 0 | 0 | 0
2035-06-22 06:00 | 2035 | 6 | 0 | 0 | 0
2035-06-22 07:00 | 2035 | 6 | 0 | 0 | 0
2035-06-22 08:00 | 2035 | 6 | 0 | 0 | 0
2035-06-22 09:00 | 2035 | 6 | 0 | 0 | 0
2035-06-22 10:00 | 2035 | 6 | 0 | 0 | 0
2035-06-22 11:00 | 2035 | 6 | 0 | 0 | 0
2035-06-22 12:00 | 2035 | 6 | 0 | 0 | 0
2035-06-22 13:00 | 2035 | 6 | 0 | 0 | 0
2035-06-22 14:00 | 2035 | 6 | 0 | 0 | 0
2035-06-22 15:00 | 2035 | 6 | 0 | 0 | 0
2035-06-22 16:00 | 2035 | 6 | 0 | 0 | 0
2035-06-22 17:00 | 2035 | 6 | 0 | 0 | 0
2035-06-22 18:00 | 2035 | 6 | 0 | 0 | 0
2035-06-22 19:00 | 2035 | 6 | 0 | 0 | 0
2035-06-22 20:00 | 2035 | 6 | 0 | 0 | 0
2035-06-22 21:00 | 2035 | 6 | 0 | 0 | 0
2035-06-22 22:00 | 2035 | 6 | 0 | 0 | 0
2035-06-22 23:00 | 2035 | 6 | 0 | 0 | 0
2035-06-23 | 2035 | 6 | 0 | 0 | 0
2035-06-23 01:00 | 2035 | 6 | 0 | 0 | 0
2035-06-23 02:00 | 2035 | 6 | 0 | 0 | 0
2035-06-23 03:00 | 2035 | 6 | 0 | 0 | 0
2035-06-23 04:00 | 2035 | 6 | 0 | 0 | 0
2035-06-23 05:00 | 2035 | 6 | 0 | 0 | 0
2035-06-23 06:00 | 2035 | 6 | 0 | 0 | 0
2035-06-23 07:00 | 2035 | 6 | 0 | 0 | 0
2035-06-23 08:00 | 2035 | 6 | 0 | 0 | 0
2035-06-23 09:00 | 2035 | 6 | 0 | 0 | 0
2035-06-23 10:00 | 2035 | 6 | 0 | 0 | 0
2035-06-23 11:00 | 2035 | 6 | 0 | 0 | 0
2035-06-23 12:00 | 2035 | 6 | 0 | 0 | 0
2035-06-23 13:00 | 2035 | 6 | 0 | 0 | 0
2035-06-23 14:00 | 2035 | 6 | 0 | 0 | 0
2035-06-23 15:00 | 2035 | 6 | 0 | 0 | 0
2035-06-23 16:00 | 2035 | 6 | 0 | 0 | 0
2035-06-23 17:00 | 2035 | 6 | 0 | 0 | 0
2035-06-23 18:00 | 2035 | 6 | 0 | 0 | 0
2035-06-23 19:00 | 2035 | 6 | 0 | 0 | 0
2035-06-23 20:00 | 2035 | 6 | 0 | 0 | 0
2035-06-23 21:00 | 2035 | 6 | 0 | 0 | 0
2035-06-23 22:00 | 2035 | 6 | 0 | 0 | 0
2035-06-23 23:00 | 2035 | 6 | 0 | 0 | 0
2035-06-24 | 2035 | 6 | 0 | 0 | 0
2035-06-24 01:00 | 2035 | 6 | 0 | 0 | 0
2035-06-24 02:00 | 2035 | 6 | 0 | 0 | 0
2035-06-24 03:00 | 2035 | 6 | 0 | 0 | 0
2035-06-24 04:00 | 2035 | 6 | 0 | 0 | 0
2035-06-24 05:00 | 2035 | 6 | 0 | 0 | 0
2035-06-24 06:00 | 2035 | 6 | 0 | 0 | 0
2035-06-24 07:00 | 2035 | 6 | 0 | 0 | 0
2035-06-24 08:00 | 2035 | 6 | 0 | 0 | 0
2035-06-24 09:00 | 2035 | 6 | 0 | 0 | 0
2035-06-24 10:00 | 2035 | 6 | 0 | 0 | 0
2035-06-24 11:00 | 2035 | 6 | 0 | 0 | 0
2035-06-24 12:00 | 2035 | 6 | 0 | 0 | 0
2035-06-24 13:00 | 2035 | 6 | 0 | 0 | 0
2035-06-24 14:00 | 2035 | 6 | 0 | 0 | 0
2035-06-24 15:00 | 2035 | 6 | 0 | 0 | 0
2035-06-24 16:00 | 2035 | 6 | 0 | 0 | 0
2035-06-24 17:00 | 2035 | 6 | 0 | 0 | 0
2035-06-24 18:00 | 2035 | 6 | 0 | 0 | 0
2035-06-24 19:00 | 2035 | 6 | 0 | 0 | 0
2035-06-24 20:00 | 2035 | 6 | 0 | 0 | 0
2035-06-24 21:00 | 2035 | 6 | 0 | 0 | 0
2035-06-24 22:00 | 2035 | 6 | 0 | 0 | 0
2035-06-24 23:00 | 2035 | 6 | 0 | 0 | 0
2035-06-25 | 2035 | 6 | 0 | 0 | 0
2035-06-25 01:00 | 2035 | 6 | 0 | 0 | 0
2035-06-25 02:00 | 2035 | 6 | 0 | 0 | 0
2035-06-25 03:00 | 2035 | 6 | 0 | 0 | 0
2035-06-25 04:00 | 2035 | 6 | 0 | 0 | 0
2035-06-25 05:00 | 2035 | 6 | 0 | 0 | 0
2035-06-25 06:00 | 2035 | 6 | 0 | 0 | 0
2035-06-25 07:00 | 2035 | 6 | 0 | 0 | 0
2035-06-25 08:00 | 2035 | 6 | 0 | 0 | 0
2035-06-25 09:00 | 2035 | 6 | 0 | 0 | 0
2035-06-25 10:00 | 2035 | 6 | 0 | 0 | 0
2035-06-25 11:00 | 2035 | 6 | 0 | 0 | 0
2035-06-25 12:00 | 2035 | 6 | 0 | 0 | 0
2035-06-25 13:00 | 2035 | 6 | 0 | 0 | 0
2035-06-25 14:00 | 2035 | 6 | 0 | 0 | 0
2035-06-25 15:00 | 2035 | 6 | 0 | 0 | 0
2035-06-25 16:00 | 2035 | 6 | 0 | 0 | 0
2035-06-25 17:00 | 2035 | 6 | 0 | 0 | 0
2035-06-25 18:00 | 2035 | 6 | 0 | 0 | 0
2035-06-25 19:00 | 2035 | 6 | 0 | 0 | 0
2035-06-25 20:00 | 2035 | 6 | 0 | 0 | 0
2035-06-25 21:00 | 2035 | 6 | 0 | 0 | 0
2035-06-25 22:00 | 2035 | 6 | 0 | 0 | 0
2035-06-25 23:00 | 2035 | 6 | 0 | 0 | 0
2035-06-26 | 2035 | 6 | 0 | 0 | 0
2035-06-26 01:00 | 2035 | 6 | 0 | 0 | 0
2035-06-26 02:00 | 2035 | 6 | 0 | 0 | 0
2035-06-26 03:00 | 2035 | 6 | 0 | 0 | 0
2035-06-26 04:00 | 2035 | 6 | 0 | 0 | 0
2035-06-26 05:00 | 2035 | 6 | 0 | 0 | 0
2035-06-26 06:00 | 2035 | 6 | 0 | 0 | 0
2035-06-26 07:00 | 2035 | 6 | 0 | 0 | 0
2035-06-26 08:00 | 2035 | 6 | 0 | 0 | 0
2035-06-26 09:00 | 2035 | 6 | 0 | 0 | 0
2035-06-26 10:00 | 2035 | 6 | 0 | 0 | 0
2035-06-26 11:00 | 2035 | 6 | 0 | 0 | 0
2035-06-26 12:00 | 2035 | 6 | 0 | 0 | 0
2035-06-26 13:00 | 2035 | 6 | 0 | 0 | 0
2035-06-26 14:00 | 2035 | 6 | 0 | 0 | 0
2035-06-26 15:00 | 2035 | 6 | 0 | 0 | 0
2035-06-26 16:00 | 2035 | 6 | 0 | 0 | 0
2035-06-26 17:00 | 2035 | 6 | 0 | 0 | 0
2035-06-26 18:00 | 2035 | 6 | 0 | 0 | 0
2035-06-26 19:00 | 2035 | 6 | 0 | 0 | 0
2035-06-26 20:00 | 2035 | 6 | 0 | 0 | 0
2035-06-26 21:00 | 2035 | 6 | 0 | 0 | 0
2035-06-26 22:00 | 2035 | 6 | 0 | 0 | 0
2035-06-26 23:00 | 2035 | 6 | 0 | 0 | 0
2035-06-27 | 2035 | 6 | 0 | 0 | 0
2035-06-27 01:00 | 2035 | 6 | 0 | 0 | 0
2035-06-27 02:00 | 2035 | 6 | 0 | 0 | 0
2035-06-27 03:00 | 2035 | 6 | 0 | 0 | 0
2035-06-27 04:00 | 2035 | 6 | 0 | 0 | 0
2035-06-27 05:00 | 2035 | 6 | 0 | 0 | 0
2035-06-27 06:00 | 2035 | 6 | 0 | 0 | 0
2035-06-27 07:00 | 2035 | 6 | 0 | 0 | 0
2035-06-27 08:00 | 2035 | 6 | 0 | 0 | 0
2035-06-27 09:00 | 2035 | 6 | 0 | 0 | 0
2035-06-27 10:00 | 2035 | 6 | 0 | 0 | 0
2035-06-27 11:00 | 2035 | 6 | 0 | 0 | 0
2035-06-27 12:00 | 2035 | 6 | 0 | 0 | 0
2035-06-27 13:00 | 2035 | 6 | 0 | 0 | 0
2035-06-27 14:00 | 2035 | 6 | 0 | 0 | 0
2035-06-27 15:00 | 2035 | 6 | 0 | 0 | 0
2035-06-27 16:00 | 2035 | 6 | 0 | 0 | 0
2035-06-27 17:00 | 2035 | 6 | 0 | 0 | 0
2035-06-27 18:00 | 2035 | 6 | 0 | 0 | 0
2035-06-27 19:00 | 2035 | 6 | 0 | 0 | 0
2035-06-27 20:00 | 2035 | 6 | 0 | 0 | 0
2035-06-27 21:00 | 2035 | 6 | 0 | 0 | 0
2035-06-27 22:00 | 2035 | 6 | 0 | 0 | 0
2035-06-27 23:00 | 2035 | 6 | 0 | 0 | 0
2035-06-28 | 2035 | 6 | 0 | 0 | 0
2035-06-28 01:00 | 2035 | 6 | 0 | 0 | 0
2035-06-28 02:00 | 2035 | 6 | 0 | 0 | 0
2035-06-28 03:00 | 2035 | 6 | 0 | 0 | 0
2035-06-28 04:00 | 2035 | 6 | 0 | 0 | 0
2035-06-28 05:00 | 2035 | 6 | 0 | 0 | 0
2035-06-28 06:00 | 2035 | 6 | 0 | 0 | 0
2035-06-28 07:00 | 2035 | 6 | 0 | 0 | 0
2035-06-28 08:00 | 2035 | 6 | 0 | 0 | 0
2035-06-28 09:00 | 2035 | 6 | 0 | 0 | 0
2035-06-28 10:00 | 2035 | 6 | 0 | 0 | 0
2035-06-28 11:00 | 2035 | 6 | 0 | 0 | 0
2035-06-28 12:00 | 2035 | 6 | 0 | 0 | 0
2035-06-28 13:00 | 2035 | 6 | 0 | 0 | 0
2035-06-28 14:00 | 2035 | 6 | 0 | 0 | 0
2035-06-28 15:00 | 2035 | 6 | 0 | 0 | 0
2035-06-28 16:00 | 2035 | 6 | 0 | 0 | 0
2035-06-28 17:00 | 2035 | 6 | 0 | 0 | 0
2035-06-28 18:00 | 2035 | 6 | 0 | 0 | 0
2035-06-28 19:00 | 2035 | 6 | 0 | 0 | 0
2035-06-28 20:00 | 2035 | 6 | 0 | 0 | 0
2035-06-28 21:00 | 2035 | 6 | 0 | 0 | 0
2035-06-28 22:00 | 2035 | 6 | 0 | 0 | 0
2035-06-28 23:00 | 2035 | 6 | 0 | 0 | 0
2035-06-29 | 2035 | 6 | 0 | 0 | 0
2035-06-29 01:00 | 2035 | 6 | 0 | 0 | 0
2035-06-29 02:00 | 2035 | 6 | 0 | 0 | 0
2035-06-29 03:00 | 2035 | 6 | 0 | 0 | 0
2035-06-29 04:00 | 2035 | 6 | 0 | 0 | 0
2035-06-29 05:00 | 2035 | 6 | 0 | 0 | 0
2035-06-29 06:00 | 2035 | 6 | 0 | 0 | 0
2035-06-29 07:00 | 2035 | 6 | 0 | 0 | 0
2035-06-29 08:00 | 2035 | 6 | 0 | 0 | 0
2035-06-29 09:00 | 2035 | 6 | 0 | 0 | 0
2035-06-29 10:00 | 2035 | 6 | 0 | 0 | 0
2035-06-29 11:00 | 2035 | 6 | 0 | 0 | 0
2035-06-29 12:00 | 2035 | 6 | 0 | 0 | 0
2035-06-29 13:00 | 2035 | 6 | 0 | 0 | 0
2035-06-29 14:00 | 2035 | 6 | 0 | 0 | 0
2035-06-29 15:00 | 2035 | 6 | 0 | 0 | 0
2035-06-29 16:00 | 2035 | 6 | 0 | 0 | 0
2035-06-29 17:00 | 2035 | 6 | 0 | 0 | 0
2035-06-29 18:00 | 2035 | 6 | 0 | 0 | 0
2035-06-29 19:00 | 2035 | 6 | 0 | 0 | 0
2035-06-29 20:00 | 2035 | 6 | 0 | 0 | 0
2035-06-29 21:00 | 2035 | 6 | 0 | 0 | 0
2035-06-29 22:00 | 2035 | 6 | 0 | 0 | 0
2035-06-29 23:00 | 2035 | 6 | 0 | 0 | 0
2035-06-30 | 2035 | 6 | 0 | 0 | 0
2035-06-30 01:00 | 2035 | 6 | 0 | 0 | 0
2035-06-30 02:00 | 2035 | 6 | 0 | 0 | 0
2035-06-30 03:00 | 2035 | 6 | 0 | 0 | 0
2035-06-30 04:00 | 2035 | 6 | 0 | 0 | 0
2035-06-30 05:00 | 2035 | 6 | 0 | 0 | 0
2035-06-30 06:00 | 2035 | 6 | 0 | 0 | 0
2035-06-30 07:00 | 2035 | 6 | 0 | 0 | 0
2035-06-30 08:00 | 2035 | 6 | 0 | 0 | 0
2035-06-30 09:00 | 2035 | 6 | 0 | 0 | 0
2035-06-30 10:00 | 2035 | 6 | 0 | 0 | 0
2035-06-30 11:00 | 2035 | 6 | 0 | 0 | 0
2035-06-30 12:00 | 2035 | 6 | 0 | 0 | 0
2035-06-30 13:00 | 2035 | 6 | 0 | 0 | 0
2035-06-30 14:00 | 2035 | 6 | 0 | 0 | 0
2035-06-30 15:00 | 2035 | 6 | 0 | 0 | 0
2035-06-30 16:00 | 2035 | 6 | 0 | 0 | 0
2035-06-30 17:00 | 2035 | 6 | 0 | 0 | 0
2035-06-30 18:00 | 2035 | 6 | 0 | 0 | 0
2035-06-30 19:00 | 2035 | 6 | 0 | 0 | 0
2035-06-30 20:00 | 2035 | 6 | 0 | 0 | 0
2035-06-30 21:00 | 2035 | 6 | 0 | 0 | 0
2035-06-30 22:00 | 2035 | 6 | 0 | 0 | 0
2035-06-30 23:00 | 2035 | 6 | 0 | 0 | 0
2035-07-01 | 2035 | 7 | 0 | 0 | 0
2035-07-01 01:00 | 2035 | 7 | 0 | 0 | 0
2035-07-01 02:00 | 2035 | 7 | 0 | 0 | 0
2035-07-01 03:00 | 2035 | 7 | 0 | 0 | 0
2035-07-01 04:00 | 2035 | 7 | 0 | 0 | 0
2035-07-01 05:00 | 2035 | 7 | 0 | 0 | 0
2035-07-01 06:00 | 2035 | 7 | 0 | 0 | 0
2035-07-01 07:00 | 2035 | 7 | 0 | 0 | 0
2035-07-01 08:00 | 2035 | 7 | 0 | 0 | 0
2035-07-01 09:00 | 2035 | 7 | 0 | 0 | 0
2035-07-01 10:00 | 2035 | 7 | 0 | 0 | 0
2035-07-01 11:00 | 2035 | 7 | 0 | 0 | 0
2035-07-01 12:00 | 2035 | 7 | 0 | 0 | 0
2035-07-01 13:00 | 2035 | 7 | 0 | 0 | 0
2035-07-01 14:00 | 2035 | 7 | 0 | 0 | 0
2035-07-01 15:00 | 2035 | 7 | 0 | 0 | 0
2035-07-01 16:00 | 2035 | 7 | 0 | 0 | 0
2035-07-01 17:00 | 2035 | 7 | 0 | 0 | 0
2035-07-01 18:00 | 2035 | 7 | 0 | 0 | 0
2035-07-01 19:00 | 2035 | 7 | 0 | 0 | 0
2035-07-01 20:00 | 2035 | 7 | 0 | 0 | 0
2035-07-01 21:00 | 2035 | 7 | 0 | 0 | 0
2035-07-01 22:00 | 2035 | 7 | 0 | 0 | 0
2035-07-01 23:00 | 2035 | 7 | 0 | 0 | 0
2035-07-02 | 2035 | 7 | 0 | 0 | 0
2035-07-02 01:00 | 2035 | 7 | 0 | 0 | 0
2035-07-02 02:00 | 2035 | 7 | 0 | 0 | 0
2035-07-02 03:00 | 2035 | 7 | 0 | 0 | 0
2035-07-02 04:00 | 2035 | 7 | 0 | 0 | 0
2035-07-02 05:00 | 2035 | 7 | 0 | 0 | 0
2035-07-02 06:00 | 2035 | 7 | 0 | 0 | 0
2035-07-02 07:00 | 2035 | 7 | 0 | 0 | 0
2035-07-02 08:00 | 2035 | 7 | 0 | 0 | 0
2035-07-02 09:00 | 2035 | 7 | 0 | 0 | 0
2035-07-02 10:00 | 2035 | 7 | 0 | 0 | 0
2035-07-02 11:00 | 2035 | 7 | 0 | 0 | 0
2035-07-02 12:00 | 2035 | 7 | 0 | 0 | 0
2035-07-02 13:00 | 2035 | 7 | 0 | 0 | 0
2035-07-02 14:00 | 2035 | 7 | 0 | 0 | 0
2035-07-02 15:00 | 2035 | 7 | 0 | 0 | 0
2035-07-02 16:00 | 2035 | 7 | 0 | 0 | 0
2035-07-02 17:00 | 2035 | 7 | 0 | 0 | 0
2035-07-02 18:00 | 2035 | 7 | 0 | 0 | 0
2035-07-02 19:00 | 2035 | 7 | 0 | 0 | 0
2035-07-02 20:00 | 2035 | 7 | 0 | 0 | 0
2035-07-02 21:00 | 2035 | 7 | 0 | 0 | 0
2035-07-02 22:00 | 2035 | 7 | 0 | 0 | 0
2035-07-02 23:00 | 2035 | 7 | 0 | 0 | 0
2035-07-03 | 2035 | 7 | 0 | 0 | 0
2035-07-03 01:00 | 2035 | 7 | 0 | 0 | 0
2035-07-03 02:00 | 2035 | 7 | 0 | 0 | 0
2035-07-03 03:00 | 2035 | 7 | 0 | 0 | 0
2035-07-03 04:00 | 2035 | 7 | 0 | 0 | 0
2035-07-03 05:00 | 2035 | 7 | 0 | 0 | 0
2035-07-03 06:00 | 2035 | 7 | 0 | 0 | 0
2035-07-03 07:00 | 2035 | 7 | 0 | 0 | 0
2035-07-03 08:00 | 2035 | 7 | 0 | 0 | 0
2035-07-03 09:00 | 2035 | 7 | 0 | 0 | 0
2035-07-03 10:00 | 2035 | 7 | 0 | 0 | 0
2035-07-03 11:00 | 2035 | 7 | 0 | 0 | 0
2035-07-03 12:00 | 2035 | 7 | 0 | 0 | 0
2035-07-03 13:00 | 2035 | 7 | 0 | 0 | 0
2035-07-03 14:00 | 2035 | 7 | 0 | 0 | 0
2035-07-03 15:00 | 2035 | 7 | 0 | 0 | 0
2035-07-03 16:00 | 2035 | 7 | 0 | 0 | 0
2035-07-03 17:00 | 2035 | 7 | 0 | 0 | 0
2035-07-03 18:00 | 2035 | 7 | 0 | 0 | 0
2035-07-03 19:00 | 2035 | 7 | 0 | 0 | 0
2035-07-03 20:00 | 2035 | 7 | 0 | 0 | 0
2035-07-03 21:00 | 2035 | 7 | 0 | 0 | 0
2035-07-03 22:00 | 2035 | 7 | 0 | 0 | 0
2035-07-03 23:00 | 2035 | 7 | 0 | 0 | 0
2035-07-04 | 2035 | 7 | 0 | 0 | 0
2035-07-04 01:00 | 2035 | 7 | 0 | 0 | 0
2035-07-04 02:00 | 2035 | 7 | 0 | 0 | 0
2035-07-04 03:00 | 2035 | 7 | 0 | 0 | 0
2035-07-04 04:00 | 2035 | 7 | 0 | 0 | 0
2035-07-04 05:00 | 2035 | 7 | 0 | 0 | 0
2035-07-04 06:00 | 2035 | 7 | 0 | 0 | 0
2035-07-04 07:00 | 2035 | 7 | 0 | 0 | 0
2035-07-04 08:00 | 2035 | 7 | 0 | 0 | 0
2035-07-04 09:00 | 2035 | 7 | 0 | 0 | 0
2035-07-04 10:00 | 2035 | 7 | 0 | 0 | 0
2035-07-04 11:00 | 2035 | 7 | 0 | 0 | 0
2035-07-04 12:00 | 2035 | 7 | 0 | 0 | 0
2035-07-04 13:00 | 2035 | 7 | 0 | 0 | 0
2035-07-04 14:00 | 2035 | 7 | 0 | 0 | 0
2035-07-04 15:00 | 2035 | 7 | 0 | 0 | 0
2035-07-04 16:00 | 2035 | 7 | 0 | 0 | 0
2035-07-04 17:00 | 2035 | 7 | 0 | 0 | 0
2035-07-04 18:00 | 2035 | 7 | 0 | 0 | 0
2035-07-04 19:00 | 2035 | 7 | 0 | 0 | 0
2035-07-04 20:00 | 2035 | 7 | 0 | 0 | 0
2035-07-04 21:00 | 2035 | 7 | 0 | 0 | 0
2035-07-04 22:00 | 2035 | 7 | 0 | 0 | 0
2035-07-04 23:00 | 2035 | 7 | 0 | 0 | 0
2035-07-05 | 2035 | 7 | 0 | 0 | 0
2035-07-05 01:00 | 2035 | 7 | 0 | 0 | 0
2035-07-05 02:00 | 2035 | 7 | 0 | 0 | 0
2035-07-05 03:00 | 2035 | 7 | 0 | 0 | 0
2035-07-05 04:00 | 2035 | 7 | 0 | 0 | 0
2035-07-05 05:00 | 2035 | 7 | 0 | 0 | 0
2035-07-05 06:00 | 2035 | 7 | 0 | 0 | 0
2035-07-05 07:00 | 2035 | 7 | 0 | 0 | 0
2035-07-05 08:00 | 2035 | 7 | 0 | 0 | 0
2035-07-05 09:00 | 2035 | 7 | 0 | 0 | 0
2035-07-05 10:00 | 2035 | 7 | 0 | 0 | 0
2035-07-05 11:00 | 2035 | 7 | 0 | 0 | 0
2035-07-05 12:00 | 2035 | 7 | 0 | 0 | 0
2035-07-05 13:00 | 2035 | 7 | 0 | 0 | 0
2035-07-05 14:00 | 2035 | 7 | 0 | 0 | 0
2035-07-05 15:00 | 2035 | 7 | 0 | 0 | 0
2035-07-05 16:00 | 2035 | 7 | 0 | 0 | 0
2035-07-05 17:00 | 2035 | 7 | 0 | 0 | 0
2035-07-05 18:00 | 2035 | 7 | 0 | 0 | 0
2035-07-05 19:00 | 2035 | 7 | 0 | 0 | 0
2035-07-05 20:00 | 2035 | 7 | 0 | 0 | 0
2035-07-05 21:00 | 2035 | 7 | 0 | 0 | 0
2035-07-05 22:00 | 2035 | 7 | 0 | 0 | 0
2035-07-05 23:00 | 2035 | 7 | 0 | 0 | 0
2035-07-06 | 2035 | 7 | 0 | 0 | 0
2035-07-06 01:00 | 2035 | 7 | 0 | 0 | 0
2035-07-06 02:00 | 2035 | 7 | 0 | 0 | 0
2035-07-06 03:00 | 2035 | 7 | 0 | 0 | 0
2035-07-06 04:00 | 2035 | 7 | 0 | 0 | 0
2035-07-06 05:00 | 2035 | 7 | 0 | 0 | 0
2035-07-06 06:00 | 2035 | 7 | 0 | 0 | 0
2035-07-06 07:00 | 2035 | 7 | 0 | 0 | 0
2035-07-06 08:00 | 2035 | 7 | 0 | 0 | 0
2035-07-06 09:00 | 2035 | 7 | 0 | 0 | 0
2035-07-06 10:00 | 2035 | 7 | 0 | 0 | 0
2035-07-06 11:00 | 2035 | 7 | 0 | 0 | 0
2035-07-06 12:00 | 2035 | 7 | 0 | 0 | 0
2035-07-06 13:00 | 2035 | 7 | 0 | 0 | 0
2035-07-06 14:00 | 2035 | 7 | 0 | 0 | 0
2035-07-06 15:00 | 2035 | 7 | 0 | 0 | 0
2035-07-06 16:00 | 2035 | 7 | 0 | 0 | 0
2035-07-06 17:00 | 2035 | 7 | 0 | 0 | 0
2035-07-06 18:00 | 2035 | 7 | 0 | 0 | 0
2035-07-06 19:00 | 2035 | 7 | 0 | 0 | 0
2035-07-06 20:00 | 2035 | 7 | 0 | 0 | 0
2035-07-06 21:00 | 2035 | 7 | 0 | 0 | 0
2035-07-06 22:00 | 2035 | 7 | 0 | 0 | 0
2035-07-06 23:00 | 2035 | 7 | 0 | 0 | 0
2035-07-07 | 2035 | 7 | 0 | 0 | 0
2035-07-07 01:00 | 2035 | 7 | 0 | 0 | 0
2035-07-07 02:00 | 2035 | 7 | 0 | 0 | 0
2035-07-07 03:00 | 2035 | 7 | 0 | 0 | 0
2035-07-07 04:00 | 2035 | 7 | 0 | 0 | 0
2035-07-07 05:00 | 2035 | 7 | 0 | 0 | 0
2035-07-07 06:00 | 2035 | 7 | 0 | 0 | 0
2035-07-07 07:00 | 2035 | 7 | 0 | 0 | 0
2035-07-07 08:00 | 2035 | 7 | 0 | 0 | 0
2035-07-07 09:00 | 2035 | 7 | 0 | 0 | 0
2035-07-07 10:00 | 2035 | 7 | 0 | 0 | 0
2035-07-07 11:00 | 2035 | 7 | 0 | 0 | 0
2035-07-07 12:00 | 2035 | 7 | 0 | 0 | 0
2035-07-07 13:00 | 2035 | 7 | 0 | 0 | 0
2035-07-07 14:00 | 2035 | 7 | 0 | 0 | 0
2035-07-07 15:00 | 2035 | 7 | 0 | 0 | 0
2035-07-07 16:00 | 2035 | 7 | 0 | 0 | 0
2035-07-07 17:00 | 2035 | 7 | 0 | 0 | 0
2035-07-07 18:00 | 2035 | 7 | 0 | 0 | 0
2035-07-07 19:00 | 2035 | 7 | 0 | 0 | 0
2035-07-07 20:00 | 2035 | 7 | 0 | 0 | 0
2035-07-07 21:00 | 2035 | 7 | 0 | 0 | 0
2035-07-07 22:00 | 2035 | 7 | 0 | 0 | 0
2035-07-07 23:00 | 2035 | 7 | 0 | 0 | 0
2035-07-08 | 2035 | 7 | 0 | 0 | 0
2035-07-08 01:00 | 2035 | 7 | 0 | 0 | 0
2035-07-08 02:00 | 2035 | 7 | 0 | 0 | 0
2035-07-08 03:00 | 2035 | 7 | 0 | 0 | 0
2035-07-08 04:00 | 2035 | 7 | 0 | 0 | 0
2035-07-08 05:00 | 2035 | 7 | 0 | 0 | 0
2035-07-08 06:00 | 2035 | 7 | 0 | 0 | 0
2035-07-08 07:00 | 2035 | 7 | 0 | 0 | 0
2035-07-08 08:00 | 2035 | 7 | 0 | 0 | 0
2035-07-08 09:00 | 2035 | 7 | 0 | 0 | 0
2035-07-08 10:00 | 2035 | 7 | 0 | 0 | 0
2035-07-08 11:00 | 2035 | 7 | 0 | 0 | 0
2035-07-08 12:00 | 2035 | 7 | 0 | 0 | 0
2035-07-08 13:00 | 2035 | 7 | 0 | 0 | 0
2035-07-08 14:00 | 2035 | 7 | 0 | 0 | 0
2035-07-08 15:00 | 2035 | 7 | 0 | 0 | 0
2035-07-08 16:00 | 2035 | 7 | 0 | 0 | 0
2035-07-08 17:00 | 2035 | 7 | 0 | 0 | 0
2035-07-08 18:00 | 2035 | 7 | 0 | 0 | 0
2035-07-08 19:00 | 2035 | 7 | 0 | 0 | 0
2035-07-08 20:00 | 2035 | 7 | 0 | 0 | 0
2035-07-08 21:00 | 2035 | 7 | 0 | 0 | 0
2035-07-08 22:00 | 2035 | 7 | 0 | 0 | 0
2035-07-08 23:00 | 2035 | 7 | 0 | 0 | 0
2035-07-09 | 2035 | 7 | 0 | 0 | 0
2035-07-09 01:00 | 2035 | 7 | 0 | 0 | 0
2035-07-09 02:00 | 2035 | 7 | 0 | 0 | 0
2035-07-09 03:00 | 2035 | 7 | 0 | 0 | 0
2035-07-09 04:00 | 2035 | 7 | 0 | 0 | 0
2035-07-09 05:00 | 2035 | 7 | 0 | 0 | 0
2035-07-09 06:00 | 2035 | 7 | 0 | 0 | 0
2035-07-09 07:00 | 2035 | 7 | 0 | 0 | 0
2035-07-09 08:00 | 2035 | 7 | 0 | 0 | 0
2035-07-09 09:00 | 2035 | 7 | 0 | 0 | 0
2035-07-09 10:00 | 2035 | 7 | 0 | 0 | 0
2035-07-09 11:00 | 2035 | 7 | 0 | 0 | 0
2035-07-09 12:00 | 2035 | 7 | 0 | 0 | 0
2035-07-09 13:00 | 2035 | 7 | 0 | 0 | 0
2035-07-09 14:00 | 2035 | 7 | 0 | 0 | 0
2035-07-09 15:00 | 2035 | 7 | 0 | 0 | 0
2035-07-09 16:00 | 2035 | 7 | 0 | 0 | 0
2035-07-09 17:00 | 2035 | 7 | 0 | 0 | 0
2035-07-09 18:00 | 2035 | 7 | 0 | 0 | 0
2035-07-09 19:00 | 2035 | 7 | 0 | 0 | 0
2035-07-09 20:00 | 2035 | 7 | 0 | 0 | 0
2035-07-09 21:00 | 2035 | 7 | 0 | 0 | 0
2035-07-09 22:00 | 2035 | 7 | 0 | 0 | 0
2035-07-09 23:00 | 2035 | 7 | 0 | 0 | 0
2035-07-10 | 2035 | 7 | 0 | 0 | 0
2035-07-10 01:00 | 2035 | 7 | 0 | 0 | 0
2035-07-10 02:00 | 2035 | 7 | 0 | 0 | 0
2035-07-10 03:00 | 2035 | 7 | 0 | 0 | 0
2035-07-10 04:00 | 2035 | 7 | 0 | 0 | 0
2035-07-10 05:00 | 2035 | 7 | 0 | 0 | 0
2035-07-10 06:00 | 2035 | 7 | 0 | 0 | 0
2035-07-10 07:00 | 2035 | 7 | 0 | 0 | 0
2035-07-10 08:00 | 2035 | 7 | 0 | 0 | 0
2035-07-10 09:00 | 2035 | 7 | 0 | 0 | 0
2035-07-10 10:00 | 2035 | 7 | 0 | 0 | 0
2035-07-10 11:00 | 2035 | 7 | 0 | 0 | 0
2035-07-10 12:00 | 2035 | 7 | 0 | 0 | 0
2035-07-10 13:00 | 2035 | 7 | 0 | 0 | 0
2035-07-10 14:00 | 2035 | 7 | 0 | 0 | 0
2035-07-10 15:00 | 2035 | 7 | 0 | 0 | 0
2035-07-10 16:00 | 2035 | 7 | 0 | 0 | 0
2035-07-10 17:00 | 2035 | 7 | 0 | 0 | 0
2035-07-10 18:00 | 2035 | 7 | 0 | 0 | 0
2035-07-10 19:00 | 2035 | 7 | 0 | 0 | 0
2035-07-10 20:00 | 2035 | 7 | 0 | 0 | 0
2035-07-10 21:00 | 2035 | 7 | 0 | 0 | 0
2035-07-10 22:00 | 2035 | 7 | 0 | 0 | 0
2035-07-10 23:00 | 2035 | 7 | 0 | 0 | 0
2035-07-11 | 2035 | 7 | 0 | 0 | 0
2035-07-11 01:00 | 2035 | 7 | 0 | 0 | 0
2035-07-11 02:00 | 2035 | 7 | 0 | 0 | 0
2035-07-11 03:00 | 2035 | 7 | 0 | 0 | 0
2035-07-11 04:00 | 2035 | 7 | 0 | 0 | 0
2035-07-11 05:00 | 2035 | 7 | 0 | 0 | 0
2035-07-11 06:00 | 2035 | 7 | 0 | 0 | 0
2035-07-11 07:00 | 2035 | 7 | 0 | 0 | 0
2035-07-11 08:00 | 2035 | 7 | 0 | 0 | 0
2035-07-11 09:00 | 2035 | 7 | 0 | 0 | 0
2035-07-11 10:00 | 2035 | 7 | 0 | 0 | 0
2035-07-11 11:00 | 2035 | 7 | 0 | 0 | 0
2035-07-11 12:00 | 2035 | 7 | 0 | 0 | 0
2035-07-11 13:00 | 2035 | 7 | 0 | 0 | 0
2035-07-11 14:00 | 2035 | 7 | 0 | 0 | 0
2035-07-11 15:00 | 2035 | 7 | 0 | 0 | 0
2035-07-11 16:00 | 2035 | 7 | 0 | 0 | 0
2035-07-11 17:00 | 2035 | 7 | 0 | 0 | 0
2035-07-11 18:00 | 2035 | 7 | 0 | 0 | 0
2035-07-11 19:00 | 2035 | 7 | 0 | 0 | 0
2035-07-11 20:00 | 2035 | 7 | 0 | 0 | 0
2035-07-11 21:00 | 2035 | 7 | 0 | 0 | 0
2035-07-11 22:00 | 2035 | 7 | 0 | 0 | 0
2035-07-11 23:00 | 2035 | 7 | 0 | 0 | 0
2035-07-12 | 2035 | 7 | 0 | 0 | 0
2035-07-12 01:00 | 2035 | 7 | 0 | 0 | 0
2035-07-12 02:00 | 2035 | 7 | 0 | 0 | 0
2035-07-12 03:00 | 2035 | 7 | 0 | 0 | 0
2035-07-12 04:00 | 2035 | 7 | 0 | 0 | 0
2035-07-12 05:00 | 2035 | 7 | 0 | 0 | 0
2035-07-12 06:00 | 2035 | 7 | 0 | 0 | 0
2035-07-12 07:00 | 2035 | 7 | 0 | 0 | 0
2035-07-12 08:00 | 2035 | 7 | 0 | 0 | 0
2035-07-12 09:00 | 2035 | 7 | 0 | 0 | 0
2035-07-12 10:00 | 2035 | 7 | 0 | 0 | 0
2035-07-12 11:00 | 2035 | 7 | 0 | 0 | 0
2035-07-12 12:00 | 2035 | 7 | 0 | 0 | 0
2035-07-12 13:00 | 2035 | 7 | 0 | 0 | 0
2035-07-12 14:00 | 2035 | 7 | 0 | 0 | 0
2035-07-12 15:00 | 2035 | 7 | 0 | 0 | 0
2035-07-12 16:00 | 2035 | 7 | 0 | 0 | 0
2035-07-12 17:00 | 2035 | 7 | 0 | 0 | 0
2035-07-12 18:00 | 2035 | 7 | 0 | 0 | 0
2035-07-12 19:00 | 2035 | 7 | 0 | 0 | 0
2035-07-12 20:00 | 2035 | 7 | 0 | 0 | 0
2035-07-12 21:00 | 2035 | 7 | 0 | 0 | 0
2035-07-12 22:00 | 2035 | 7 | 0 | 0 | 0
2035-07-12 23:00 | 2035 | 7 | 0 | 0 | 0
2035-07-13 | 2035 | 7 | 0 | 0 | 0
2035-07-13 01:00 | 2035 | 7 | 0 | 0 | 0
2035-07-13 02:00 | 2035 | 7 | 0 | 0 | 0
2035-07-13 03:00 | 2035 | 7 | 0 | 0 | 0
2035-07-13 04:00 | 2035 | 7 | 0 | 0 | 0
2035-07-13 05:00 | 2035 | 7 | 0 | 0 | 0
2035-07-13 06:00 | 2035 | 7 | 0 | 0 | 0
2035-07-13 07:00 | 2035 | 7 | 0 | 0 | 0
2035-07-13 08:00 | 2035 | 7 | 0 | 0 | 0
2035-07-13 09:00 | 2035 | 7 | 0 | 0 | 0
2035-07-13 10:00 | 2035 | 7 | 0 | 0 | 0
2035-07-13 11:00 | 2035 | 7 | 0 | 0 | 0
2035-07-13 12:00 | 2035 | 7 | 0 | 0 | 0
2035-07-13 13:00 | 2035 | 7 | 0 | 0 | 0
2035-07-13 14:00 | 2035 | 7 | 0 | 0 | 0
2035-07-13 15:00 | 2035 | 7 | 0 | 0 | 0
2035-07-13 16:00 | 2035 | 7 | 0 | 0 | 0
2035-07-13 17:00 | 2035 | 7 | 0 | 0 | 0
2035-07-13 18:00 | 2035 | 7 | 0 | 0 | 0
2035-07-13 19:00 | 2035 | 7 | 0 | 0 | 0
2035-07-13 20:00 | 2035 | 7 | 0 | 0 | 0
2035-07-13 21:00 | 2035 | 7 | 0 | 0 | 0
2035-07-13 22:00 | 2035 | 7 | 0 | 0 | 0
2035-07-13 23:00 | 2035 | 7 | 0 | 0 | 0
2035-07-14 | 2035 | 7 | 0 | 0 | 0
2035-07-14 01:00 | 2035 | 7 | 0 | 0 | 0
2035-07-14 02:00 | 2035 | 7 | 0 | 0 | 0
2035-07-14 03:00 | 2035 | 7 | 0 | 0 | 0
2035-07-14 04:00 | 2035 | 7 | 0 | 0 | 0
2035-07-14 05:00 | 2035 | 7 | 0 | 0 | 0
2035-07-14 06:00 | 2035 | 7 | 0 | 0 | 0
2035-07-14 07:00 | 2035 | 7 | 0 | 0 | 0
2035-07-14 08:00 | 2035 | 7 | 0 | 0 | 0
2035-07-14 09:00 | 2035 | 7 | 0 | 0 | 0
2035-07-14 10:00 | 2035 | 7 | 0 | 0 | 0
2035-07-14 11:00 | 2035 | 7 | 0 | 0 | 0
2035-07-14 12:00 | 2035 | 7 | 0 | 0 | 0
2035-07-14 13:00 | 2035 | 7 | 0 | 0 | 0
2035-07-14 14:00 | 2035 | 7 | 0 | 0 | 0
2035-07-14 15:00 | 2035 | 7 | 0 | 0 | 0
2035-07-14 16:00 | 2035 | 7 | 0 | 0 | 0
2035-07-14 17:00 | 2035 | 7 | 0 | 0 | 0
2035-07-14 18:00 | 2035 | 7 | 0 | 0 | 0
2035-07-14 19:00 | 2035 | 7 | 0 | 0 | 0
2035-07-14 20:00 | 2035 | 7 | 0 | 0 | 0
2035-07-14 21:00 | 2035 | 7 | 0 | 0 | 0
2035-07-14 22:00 | 2035 | 7 | 0 | 0 | 0
2035-07-14 23:00 | 2035 | 7 | 0 | 0 | 0
2035-07-15 | 2035 | 7 | 0 | 0 | 0
2035-07-15 01:00 | 2035 | 7 | 0 | 0 | 0
2035-07-15 02:00 | 2035 | 7 | 0 | 0 | 0
2035-07-15 03:00 | 2035 | 7 | 0 | 0 | 0
2035-07-15 04:00 | 2035 | 7 | 0 | 0 | 0
2035-07-15 05:00 | 2035 | 7 | 0 | 0 | 0
2035-07-15 06:00 | 2035 | 7 | 0 | 0 | 0
2035-07-15 07:00 | 2035 | 7 | 0 | 0 | 0
2035-07-15 08:00 | 2035 | 7 | 0 | 0 | 0
2035-07-15 09:00 | 2035 | 7 | 0 | 0 | 0
2035-07-15 10:00 | 2035 | 7 | 0 | 0 | 0
2035-07-15 11:00 | 2035 | 7 | 0 | 0 | 0
2035-07-15 12:00 | 2035 | 7 | 0 | 0 | 0
2035-07-15 13:00 | 2035 | 7 | 0 | 0 | 0
2035-07-15 14:00 | 2035 | 7 | 0 | 0 | 0
2035-07-15 15:00 | 2035 | 7 | 0 | 0 | 0
2035-07-15 16:00 | 2035 | 7 | 0 | 0 | 0
2035-07-15 17:00 | 2035 | 7 | 0 | 0 | 0
2035-07-15 18:00 | 2035 | 7 | 0 | 0 | 0
2035-07-15 19:00 | 2035 | 7 | 0 | 0 | 0
2035-07-15 20:00 | 2035 | 7 | 0 | 0 | 0
2035-07-15 21:00 | 2035 | 7 | 0 | 0 | 0
2035-07-15 22:00 | 2035 | 7 | 0 | 0 | 0
2035-07-15 23:00 | 2035 | 7 | 0 | 0 | 0
2035-07-16 | 2035 | 7 | 0 | 0 | 0
2035-07-16 01:00 | 2035 | 7 | 0 | 0 | 0
2035-07-16 02:00 | 2035 | 7 | 0 | 0 | 0
2035-07-16 03:00 | 2035 | 7 | 0 | 0 | 0
2035-07-16 04:00 | 2035 | 7 | 0 | 0 | 0
2035-07-16 05:00 | 2035 | 7 | 0 | 0 | 0
2035-07-16 06:00 | 2035 | 7 | 0 | 0 | 0
2035-07-16 07:00 | 2035 | 7 | 0 | 0 | 0
2035-07-16 08:00 | 2035 | 7 | 0 | 0 | 0
2035-07-16 09:00 | 2035 | 7 | 0 | 0 | 0
2035-07-16 10:00 | 2035 | 7 | 0 | 0 | 0
2035-07-16 11:00 | 2035 | 7 | 0 | 0 | 0
2035-07-16 12:00 | 2035 | 7 | 0 | 0 | 0
2035-07-16 13:00 | 2035 | 7 | 0 | 0 | 0
2035-07-16 14:00 | 2035 | 7 | 0 | 0 | 0
2035-07-16 15:00 | 2035 | 7 | 0 | 0 | 0
2035-07-16 16:00 | 2035 | 7 | 0 | 0 | 0
2035-07-16 17:00 | 2035 | 7 | 0 | 0 | 0
2035-07-16 18:00 | 2035 | 7 | 0 | 0 | 0
2035-07-16 19:00 | 2035 | 7 | 0 | 0 | 0
2035-07-16 20:00 | 2035 | 7 | 0 | 0 | 0
2035-07-16 21:00 | 2035 | 7 | 0 | 0 | 0
2035-07-16 22:00 | 2035 | 7 | 0 | 0 | 0
2035-07-16 23:00 | 2035 | 7 | 0 | 0 | 0
2035-07-17 | 2035 | 7 | 0 | 0 | 0
2035-07-17 01:00 | 2035 | 7 | 0 | 0 | 0
2035-07-17 02:00 | 2035 | 7 | 0 | 0 | 0
2035-07-17 03:00 | 2035 | 7 | 0 | 0 | 0
2035-07-17 04:00 | 2035 | 7 | 0 | 0 | 0
2035-07-17 05:00 | 2035 | 7 | 0 | 0 | 0
2035-07-17 06:00 | 2035 | 7 | 0 | 0 | 0
2035-07-17 07:00 | 2035 | 7 | 0 | 0 | 0
2035-07-17 08:00 | 2035 | 7 | 0 | 0 | 0
2035-07-17 09:00 | 2035 | 7 | 0 | 0 | 0
2035-07-17 10:00 | 2035 | 7 | 0 | 0 | 0
2035-07-17 11:00 | 2035 | 7 | 0 | 0 | 0
2035-07-17 12:00 | 2035 | 7 | 0 | 0 | 0
2035-07-17 13:00 | 2035 | 7 | 0 | 0 | 0
2035-07-17 14:00 | 2035 | 7 | 0 | 0 | 0
2035-07-17 15:00 | 2035 | 7 | 0 | 0 | 0
2035-07-17 16:00 | 2035 | 7 | 0 | 0 | 0
2035-07-17 17:00 | 2035 | 7 | 0 | 0 | 0
2035-07-17 18:00 | 2035 | 7 | 0 | 0 | 0
2035-07-17 19:00 | 2035 | 7 | 0 | 0 | 0
2035-07-17 20:00 | 2035 | 7 | 0 | 0 | 0
2035-07-17 21:00 | 2035 | 7 | 0 | 0 | 0
2035-07-17 22:00 | 2035 | 7 | 0 | 0 | 0
2035-07-17 23:00 | 2035 | 7 | 0 | 0 | 0
2035-07-18 | 2035 | 7 | 0 | 0 | 0
2035-07-18 01:00 | 2035 | 7 | 0 | 0 | 0
2035-07-18 02:00 | 2035 | 7 | 0 | 0 | 0
2035-07-18 03:00 | 2035 | 7 | 0 | 0 | 0
2035-07-18 04:00 | 2035 | 7 | 0 | 0 | 0
2035-07-18 05:00 | 2035 | 7 | 0 | 0 | 0
2035-07-18 06:00 | 2035 | 7 | 0 | 0 | 0
2035-07-18 07:00 | 2035 | 7 | 0 | 0 | 0
2035-07-18 08:00 | 2035 | 7 | 0 | 0 | 0
2035-07-18 09:00 | 2035 | 7 | 0 | 0 | 0
2035-07-18 10:00 | 2035 | 7 | 0 | 0 | 0
2035-07-18 11:00 | 2035 | 7 | 0 | 0 | 0
2035-07-18 12:00 | 2035 | 7 | 0 | 0 | 0
2035-07-18 13:00 | 2035 | 7 | 0 | 0 | 0
2035-07-18 14:00 | 2035 | 7 | 0 | 0 | 0
2035-07-18 15:00 | 2035 | 7 | 0 | 0 | 0
2035-07-18 16:00 | 2035 | 7 | 0 | 0 | 0
2035-07-18 17:00 | 2035 | 7 | 0 | 0 | 0
2035-07-18 18:00 | 2035 | 7 | 0 | 0 | 0
2035-07-18 19:00 | 2035 | 7 | 0 | 0 | 0
2035-07-18 20:00 | 2035 | 7 | 0 | 0 | 0
2035-07-18 21:00 | 2035 | 7 | 0 | 0 | 0
2035-07-18 22:00 | 2035 | 7 | 0 | 0 | 0
2035-07-18 23:00 | 2035 | 7 | 0 | 0 | 0
2035-07-19 | 2035 | 7 | 0 | 0 | 0
2035-07-19 01:00 | 2035 | 7 | 0 | 0 | 0
2035-07-19 02:00 | 2035 | 7 | 0 | 0 | 0
2035-07-19 03:00 | 2035 | 7 | 0 | 0 | 0
2035-07-19 04:00 | 2035 | 7 | 0 | 0 | 0
2035-07-19 05:00 | 2035 | 7 | 0 | 0 | 0
2035-07-19 06:00 | 2035 | 7 | 0 | 0 | 0
2035-07-19 07:00 | 2035 | 7 | 0 | 0 | 0
2035-07-19 08:00 | 2035 | 7 | 0 | 0 | 0
2035-07-19 09:00 | 2035 | 7 | 0 | 0 | 0
2035-07-19 10:00 | 2035 | 7 | 0 | 0 | 0
2035-07-19 11:00 | 2035 | 7 | 0 | 0 | 0
2035-07-19 12:00 | 2035 | 7 | 0 | 0 | 0
2035-07-19 13:00 | 2035 | 7 | 0 | 0 | 0
2035-07-19 14:00 | 2035 | 7 | 0 | 0 | 0
2035-07-19 15:00 | 2035 | 7 | 0 | 0 | 0
2035-07-19 16:00 | 2035 | 7 | 0 | 0 | 0
2035-07-19 17:00 | 2035 | 7 | 0 | 0 | 0
2035-07-19 18:00 | 2035 | 7 | 0 | 0 | 0
2035-07-19 19:00 | 2035 | 7 | 0 | 0 | 0
2035-07-19 20:00 | 2035 | 7 | 0 | 0 | 0
2035-07-19 21:00 | 2035 | 7 | 0 | 0 | 0
2035-07-19 22:00 | 2035 | 7 | 0 | 0 | 0
2035-07-19 23:00 | 2035 | 7 | 0 | 0 | 0
2035-07-20 | 2035 | 7 | 0 | 0 | 0
2035-07-20 01:00 | 2035 | 7 | 0 | 0 | 0
2035-07-20 02:00 | 2035 | 7 | 0 | 0 | 0
2035-07-20 03:00 | 2035 | 7 | 0 | 0 | 0
2035-07-20 04:00 | 2035 | 7 | 0 | 0 | 0
2035-07-20 05:00 | 2035 | 7 | 0 | 0 | 0
2035-07-20 06:00 | 2035 | 7 | 0 | 0 | 0
2035-07-20 07:00 | 2035 | 7 | 0 | 0 | 0
2035-07-20 08:00 | 2035 | 7 | 0 | 0 | 0
2035-07-20 09:00 | 2035 | 7 | 0 | 0 | 0
2035-07-20 10:00 | 2035 | 7 | 0 | 0 | 0
2035-07-20 11:00 | 2035 | 7 | 0 | 0 | 0
2035-07-20 12:00 | 2035 | 7 | 0 | 0 | 0
2035-07-20 13:00 | 2035 | 7 | 0 | 0 | 0
2035-07-20 14:00 | 2035 | 7 | 0 | 0 | 0
2035-07-20 15:00 | 2035 | 7 | 0 | 0 | 0
2035-07-20 16:00 | 2035 | 7 | 0 | 0 | 0
2035-07-20 17:00 | 2035 | 7 | 0 | 0 | 0
2035-07-20 18:00 | 2035 | 7 | 0 | 0 | 0
2035-07-20 19:00 | 2035 | 7 | 0 | 0 | 0
2035-07-20 20:00 | 2035 | 7 | 0 | 0 | 0
2035-07-20 21:00 | 2035 | 7 | 0 | 0 | 0
2035-07-20 22:00 | 2035 | 7 | 0 | 0 | 0
2035-07-20 23:00 | 2035 | 7 | 0 | 0 | 0
2035-07-21 | 2035 | 7 | 0 | 0 | 0
2035-07-21 01:00 | 2035 | 7 | 0 | 0 | 0
2035-07-21 02:00 | 2035 | 7 | 0 | 0 | 0
2035-07-21 03:00 | 2035 | 7 | 0 | 0 | 0
2035-07-21 04:00 | 2035 | 7 | 0 | 0 | 0
2035-07-21 05:00 | 2035 | 7 | 0 | 0 | 0
2035-07-21 06:00 | 2035 | 7 | 0 | 0 | 0
2035-07-21 07:00 | 2035 | 7 | 0 | 0 | 0
2035-07-21 08:00 | 2035 | 7 | 0 | 0 | 0
2035-07-21 09:00 | 2035 | 7 | 0 | 0 | 0
2035-07-21 10:00 | 2035 | 7 | 0 | 0 | 0
2035-07-21 11:00 | 2035 | 7 | 0 | 0 | 0
2035-07-21 12:00 | 2035 | 7 | 0 | 0 | 0
2035-07-21 13:00 | 2035 | 7 | 0 | 0 | 0
2035-07-21 14:00 | 2035 | 7 | 0 | 0 | 0
2035-07-21 15:00 | 2035 | 7 | 0 | 0 | 0
2035-07-21 16:00 | 2035 | 7 | 0 | 0 | 0
2035-07-21 17:00 | 2035 | 7 | 0 | 0 | 0
2035-07-21 18:00 | 2035 | 7 | 0 | 0 | 0
2035-07-21 19:00 | 2035 | 7 | 0 | 0 | 0
2035-07-21 20:00 | 2035 | 7 | 0 | 0 | 0
2035-07-21 21:00 | 2035 | 7 | 0 | 0 | 0
2035-07-21 22:00 | 2035 | 7 | 0 | 0 | 0
2035-07-21 23:00 | 2035 | 7 | 0 | 0 | 0
2035-07-22 | 2035 | 7 | 0 | 0 | 0
2035-07-22 01:00 | 2035 | 7 | 0 | 0 | 0
2035-07-22 02:00 | 2035 | 7 | 0 | 0 | 0
2035-07-22 03:00 | 2035 | 7 | 0 | 0 | 0
2035-07-22 04:00 | 2035 | 7 | 0 | 0 | 0
2035-07-22 05:00 | 2035 | 7 | 0 | 0 | 0
2035-07-22 06:00 | 2035 | 7 | 0 | 0 | 0
2035-07-22 07:00 | 2035 | 7 | 0 | 0 | 0
2035-07-22 08:00 | 2035 | 7 | 0 | 0 | 0
2035-07-22 09:00 | 2035 | 7 | 0 | 0 | 0
2035-07-22 10:00 | 2035 | 7 | 0 | 0 | 0
2035-07-22 11:00 | 2035 | 7 | 0 | 0 | 0
2035-07-22 12:00 | 2035 | 7 | 0 | 0 | 0
2035-07-22 13:00 | 2035 | 7 | 0 | 0 | 0
2035-07-22 14:00 | 2035 | 7 | 0 | 0 | 0
2035-07-22 15:00 | 2035 | 7 | 0 | 0 | 0
2035-07-22 16:00 | 2035 | 7 | 0 | 0 | 0
2035-07-22 17:00 | 2035 | 7 | 0 | 0 | 0
2035-07-22 18:00 | 2035 | 7 | 0 | 0 | 0
2035-07-22 19:00 | 2035 | 7 | 0 | 0 | 0
2035-07-22 20:00 | 2035 | 7 | 0 | 0 | 0
2035-07-22 21:00 | 2035 | 7 | 0 | 0 | 0
2035-07-22 22:00 | 2035 | 7 | 0 | 0 | 0
2035-07-22 23:00 | 2035 | 7 | 0 | 0 | 0
2035-07-23 | 2035 | 7 | 0 | 0 | 0
2035-07-23 01:00 | 2035 | 7 | 0 | 0 | 0
2035-07-23 02:00 | 2035 | 7 | 0 | 0 | 0
2035-07-23 03:00 | 2035 | 7 | 0 | 0 | 0
2035-07-23 04:00 | 2035 | 7 | 0 | 0 | 0
2035-07-23 05:00 | 2035 | 7 | 0 | 0 | 0
2035-07-23 06:00 | 2035 | 7 | 0 | 0 | 0
2035-07-23 07:00 | 2035 | 7 | 0 | 0 | 0
2035-07-23 08:00 | 2035 | 7 | 0 | 0 | 0
2035-07-23 09:00 | 2035 | 7 | 0 | 0 | 0
2035-07-23 10:00 | 2035 | 7 | 0 | 0 | 0
2035-07-23 11:00 | 2035 | 7 | 0 | 0 | 0
2035-07-23 12:00 | 2035 | 7 | 0 | 0 | 0
2035-07-23 13:00 | 2035 | 7 | 0 | 0 | 0
2035-07-23 14:00 | 2035 | 7 | 0 | 0 | 0
2035-07-23 15:00 | 2035 | 7 | 0 | 0 | 0
2035-07-23 16:00 | 2035 | 7 | 0 | 0 | 0
2035-07-23 17:00 | 2035 | 7 | 0 | 0 | 0
2035-07-23 18:00 | 2035 | 7 | 0 | 0 | 0
2035-07-23 19:00 | 2035 | 7 | 0 | 0 | 0
2035-07-23 20:00 | 2035 | 7 | 0 | 0 | 0
2035-07-23 21:00 | 2035 | 7 | 0 | 0 | 0
2035-07-23 22:00 | 2035 | 7 | 0 | 0 | 0
2035-07-23 23:00 | 2035 | 7 | 0 | 0 | 0
2035-07-24 | 2035 | 7 | 0 | 0 | 0
2035-07-24 01:00 | 2035 | 7 | 0 | 0 | 0
2035-07-24 02:00 | 2035 | 7 | 0 | 0 | 0
2035-07-24 03:00 | 2035 | 7 | 0 | 0 | 0
2035-07-24 04:00 | 2035 | 7 | 0 | 0 | 0
2035-07-24 05:00 | 2035 | 7 | 0 | 0 | 0
2035-07-24 06:00 | 2035 | 7 | 0 | 0 | 0
2035-07-24 07:00 | 2035 | 7 | 0 | 0 | 0
2035-07-24 08:00 | 2035 | 7 | 0 | 0 | 0
2035-07-24 09:00 | 2035 | 7 | 0 | 0 | 0
2035-07-24 10:00 | 2035 | 7 | 0 | 0 | 0
2035-07-24 11:00 | 2035 | 7 | 0 | 0 | 0
2035-07-24 12:00 | 2035 | 7 | 0 | 0 | 0
2035-07-24 13:00 | 2035 | 7 | 0 | 0 | 0
2035-07-24 14:00 | 2035 | 7 | 0 | 0 | 0
2035-07-24 15:00 | 2035 | 7 | 0 | 0 | 0
2035-07-24 16:00 | 2035 | 7 | 0 | 0 | 0
2035-07-24 17:00 | 2035 | 7 | 0 | 0 | 0
2035-07-24 18:00 | 2035 | 7 | 0 | 0 | 0
2035-07-24 19:00 | 2035 | 7 | 0 | 0 | 0
2035-07-24 20:00 | 2035 | 7 | 0 | 0 | 0
2035-07-24 21:00 | 2035 | 7 | 0 | 0 | 0
2035-07-24 22:00 | 2035 | 7 | 0 | 0 | 0
2035-07-24 23:00 | 2035 | 7 | 0 | 0 | 0
2035-07-25 | 2035 | 7 | 0 | 0 | 0
2035-07-25 01:00 | 2035 | 7 | 0 | 0 | 0
2035-07-25 02:00 | 2035 | 7 | 0 | 0 | 0
2035-07-25 03:00 | 2035 | 7 | 0 | 0 | 0
2035-07-25 04:00 | 2035 | 7 | 0 | 0 | 0
2035-07-25 05:00 | 2035 | 7 | 0 | 0 | 0
2035-07-25 06:00 | 2035 | 7 | 0 | 0 | 0
2035-07-25 07:00 | 2035 | 7 | 0 | 0 | 0
2035-07-25 08:00 | 2035 | 7 | 0 | 0 | 0
2035-07-25 09:00 | 2035 | 7 | 0 | 0 | 0
2035-07-25 10:00 | 2035 | 7 | 0 | 0 | 0
2035-07-25 11:00 | 2035 | 7 | 0 | 0 | 0
2035-07-25 12:00 | 2035 | 7 | 0 | 0 | 0
2035-07-25 13:00 | 2035 | 7 | 0 | 0 | 0
2035-07-25 14:00 | 2035 | 7 | 0 | 0 | 0
2035-07-25 15:00 | 2035 | 7 | 0 | 0 | 0
2035-07-25 16:00 | 2035 | 7 | 0 | 0 | 0
2035-07-25 17:00 | 2035 | 7 | 0 | 0 | 0
2035-07-25 18:00 | 2035 | 7 | 0 | 0 | 0
2035-07-25 19:00 | 2035 | 7 | 0 | 0 | 0
2035-07-25 20:00 | 2035 | 7 | 0 | 0 | 0
2035-07-25 21:00 | 2035 | 7 | 0 | 0 | 0
2035-07-25 22:00 | 2035 | 7 | 0 | 0 | 0
2035-07-25 23:00 | 2035 | 7 | 0 | 0 | 0
2035-07-26 | 2035 | 7 | 0 | 0 | 0
2035-07-26 01:00 | 2035 | 7 | 0 | 0 | 0
2035-07-26 02:00 | 2035 | 7 | 0 | 0 | 0
2035-07-26 03:00 | 2035 | 7 | 0 | 0 | 0
2035-07-26 04:00 | 2035 | 7 | 0 | 0 | 0
2035-07-26 05:00 | 2035 | 7 | 0 | 0 | 0
2035-07-26 06:00 | 2035 | 7 | 0 | 0 | 0
2035-07-26 07:00 | 2035 | 7 | 0 | 0 | 0
2035-07-26 08:00 | 2035 | 7 | 0 | 0 | 0
2035-07-26 09:00 | 2035 | 7 | 0 | 0 | 0
2035-07-26 10:00 | 2035 | 7 | 0 | 0 | 0
2035-07-26 11:00 | 2035 | 7 | 0 | 0 | 0
2035-07-26 12:00 | 2035 | 7 | 0 | 0 | 0
2035-07-26 13:00 | 2035 | 7 | 0 | 0 | 0
2035-07-26 14:00 | 2035 | 7 | 0 | 0 | 0
2035-07-26 15:00 | 2035 | 7 | 0 | 0 | 0
2035-07-26 16:00 | 2035 | 7 | 0 | 0 | 0
2035-07-26 17:00 | 2035 | 7 | 0 | 0 | 0
2035-07-26 18:00 | 2035 | 7 | 0 | 0 | 0
2035-07-26 19:00 | 2035 | 7 | 0 | 0 | 0
2035-07-26 20:00 | 2035 | 7 | 0 | 0 | 0
2035-07-26 21:00 | 2035 | 7 | 0 | 0 | 0
2035-07-26 22:00 | 2035 | 7 | 0 | 0 | 0
2035-07-26 23:00 | 2035 | 7 | 0 | 0 | 0
2035-07-27 | 2035 | 7 | 0 | 0 | 0
2035-07-27 01:00 | 2035 | 7 | 0 | 0 | 0
2035-07-27 02:00 | 2035 | 7 | 0 | 0 | 0
2035-07-27 03:00 | 2035 | 7 | 0 | 0 | 0
2035-07-27 04:00 | 2035 | 7 | 0 | 0 | 0
2035-07-27 05:00 | 2035 | 7 | 0 | 0 | 0
2035-07-27 06:00 | 2035 | 7 | 0 | 0 | 0
2035-07-27 07:00 | 2035 | 7 | 0 | 0 | 0
2035-07-27 08:00 | 2035 | 7 | 0 | 0 | 0
2035-07-27 09:00 | 2035 | 7 | 0 | 0 | 0
2035-07-27 10:00 | 2035 | 7 | 0 | 0 | 0
2035-07-27 11:00 | 2035 | 7 | 0 | 0 | 0
2035-07-27 12:00 | 2035 | 7 | 0 | 0 | 0
2035-07-27 13:00 | 2035 | 7 | 0 | 0 | 0
2035-07-27 14:00 | 2035 | 7 | 0 | 0 | 0
2035-07-27 15:00 | 2035 | 7 | 0 | 0 | 0
2035-07-27 16:00 | 2035 | 7 | 0 | 0 | 0
2035-07-27 17:00 | 2035 | 7 | 0 | 0 | 0
2035-07-27 18:00 | 2035 | 7 | 0 | 0 | 0
2035-07-27 19:00 | 2035 | 7 | 0 | 0 | 0
2035-07-27 20:00 | 2035 | 7 | 0 | 0 | 0
2035-07-27 21:00 | 2035 | 7 | 0 | 0 | 0
2035-07-27 22:00 | 2035 | 7 | 0 | 0 | 0
2035-07-27 23:00 | 2035 | 7 | 0 | 0 | 0
2035-07-28 | 2035 | 7 | 0 | 0 | 0
2035-07-28 01:00 | 2035 | 7 | 0 | 0 | 0
2035-07-28 02:00 | 2035 | 7 | 0 | 0 | 0
2035-07-28 03:00 | 2035 | 7 | 0 | 0 | 0
2035-07-28 04:00 | 2035 | 7 | 0 | 0 | 0
2035-07-28 05:00 | 2035 | 7 | 0 | 0 | 0
2035-07-28 06:00 | 2035 | 7 | 0 | 0 | 0
2035-07-28 07:00 | 2035 | 7 | 0 | 0 | 0
2035-07-28 08:00 | 2035 | 7 | 0 | 0 | 0
2035-07-28 09:00 | 2035 | 7 | 0 | 0 | 0
2035-07-28 10:00 | 2035 | 7 | 0 | 0 | 0
2035-07-28 11:00 | 2035 | 7 | 0 | 0 | 0
2035-07-28 12:00 | 2035 | 7 | 0 | 0 | 0
2035-07-28 13:00 | 2035 | 7 | 0 | 0 | 0
2035-07-28 14:00 | 2035 | 7 | 0 | 0 | 0
2035-07-28 15:00 | 2035 | 7 | 0 | 0 | 0
2035-07-28 16:00 | 2035 | 7 | 0 | 0 | 0
2035-07-28 17:00 | 2035 | 7 | 0 | 0 | 0
2035-07-28 18:00 | 2035 | 7 | 0 | 0 | 0
2035-07-28 19:00 | 2035 | 7 | 0 | 0 | 0
2035-07-28 20:00 | 2035 | 7 | 0 | 0 | 0
2035-07-28 21:00 | 2035 | 7 | 0 | 0 | 0
2035-07-28 22:00 | 2035 | 7 | 0 | 0 | 0
2035-07-28 23:00 | 2035 | 7 | 0 | 0 | 0
2035-07-29 | 2035 | 7 | 0 | 0 | 0
2035-07-29 01:00 | 2035 | 7 | 0 | 0 | 0
2035-07-29 02:00 | 2035 | 7 | 0 | 0 | 0
2035-07-29 03:00 | 2035 | 7 | 0 | 0 | 0
2035-07-29 04:00 | 2035 | 7 | 0 | 0 | 0
2035-07-29 05:00 | 2035 | 7 | 0 | 0 | 0
2035-07-29 06:00 | 2035 | 7 | 0 | 0 | 0
2035-07-29 07:00 | 2035 | 7 | 0 | 0 | 0
2035-07-29 08:00 | 2035 | 7 | 0 | 0 | 0
2035-07-29 09:00 | 2035 | 7 | 0 | 0 | 0
2035-07-29 10:00 | 2035 | 7 | 0 | 0 | 0
2035-07-29 11:00 | 2035 | 7 | 0 | 0 | 0
2035-07-29 12:00 | 2035 | 7 | 0 | 0 | 0
2035-07-29 13:00 | 2035 | 7 | 0 | 0 | 0
2035-07-29 14:00 | 2035 | 7 | 0 | 0 | 0
2035-07-29 15:00 | 2035 | 7 | 0 | 0 | 0
2035-07-29 16:00 | 2035 | 7 | 0 | 0 | 0
2035-07-29 17:00 | 2035 | 7 | 0 | 0 | 0
2035-07-29 18:00 | 2035 | 7 | 0 | 0 | 0
2035-07-29 19:00 | 2035 | 7 | 0 | 0 | 0
2035-07-29 20:00 | 2035 | 7 | 0 | 0 | 0
2035-07-29 21:00 | 2035 | 7 | 0 | 0 | 0
2035-07-29 22:00 | 2035 | 7 | 0 | 0 | 0
2035-07-29 23:00 | 2035 | 7 | 0 | 0 | 0
2035-07-30 | 2035 | 7 | 0 | 0 | 0
2035-07-30 01:00 | 2035 | 7 | 0 | 0 | 0
2035-07-30 02:00 | 2035 | 7 | 0 | 0 | 0
2035-07-30 03:00 | 2035 | 7 | 0 | 0 | 0
2035-07-30 04:00 | 2035 | 7 | 0 | 0 | 0
2035-07-30 05:00 | 2035 | 7 | 0 | 0 | 0
2035-07-30 06:00 | 2035 | 7 | 0 | 0 | 0
2035-07-30 07:00 | 2035 | 7 | 0 | 0 | 0
2035-07-30 08:00 | 2035 | 7 | 0 | 0 | 0
2035-07-30 09:00 | 2035 | 7 | 0 | 0 | 0
2035-07-30 10:00 | 2035 | 7 | 0 | 0 | 0
2035-07-30 11:00 | 2035 | 7 | 0 | 0 | 0
2035-07-30 12:00 | 2035 | 7 | 0 | 0 | 0
2035-07-30 13:00 | 2035 | 7 | 0 | 0 | 0
2035-07-30 14:00 | 2035 | 7 | 0 | 0 | 0
2035-07-30 15:00 | 2035 | 7 | 0 | 0 | 0
2035-07-30 16:00 | 2035 | 7 | 0 | 0 | 0
2035-07-30 17:00 | 2035 | 7 | 0 | 0 | 0
2035-07-30 18:00 | 2035 | 7 | 0 | 0 | 0
2035-07-30 19:00 | 2035 | 7 | 0 | 0 | 0
2035-07-30 20:00 | 2035 | 7 | 0 | 0 | 0
2035-07-30 21:00 | 2035 | 7 | 0 | 0 | 0
2035-07-30 22:00 | 2035 | 7 | 0 | 0 | 0
2035-07-30 23:00 | 2035 | 7 | 0 | 0 | 0
2035-07-31 | 2035 | 7 | 0 | 0 | 0
2035-07-31 01:00 | 2035 | 7 | 0 | 0 | 0
2035-07-31 02:00 | 2035 | 7 | 0 | 0 | 0
2035-07-31 03:00 | 2035 | 7 | 0 | 0 | 0
2035-07-31 04:00 | 2035 | 7 | 0 | 0 | 0
2035-07-31 05:00 | 2035 | 7 | 0 | 0 | 0
2035-07-31 06:00 | 2035 | 7 | 0 | 0 | 0
2035-07-31 07:00 | 2035 | 7 | 0 | 0 | 0
2035-07-31 08:00 | 2035 | 7 | 0 | 0 | 0
2035-07-31 09:00 | 2035 | 7 | 0 | 0 | 0
2035-07-31 10:00 | 2035 | 7 | 0 | 0 | 0
2035-07-31 11:00 | 2035 | 7 | 0 | 0 | 0
2035-07-31 12:00 | 2035 | 7 | 0 | 0 | 0
2035-07-31 13:00 | 2035 | 7 | 0 | 0 | 0
2035-07-31 14:00 | 2035 | 7 | 0 | 0 | 0
2035-07-31 15:00 | 2035 | 7 | 0 | 0 | 0
2035-07-31 16:00 | 2035 | 7 | 0 | 0 | 0
2035-07-31 17:00 | 2035 | 7 | 0 | 0 | 0
2035-07-31 18:00 | 2035 | 7 | 0 | 0 | 0
2035-07-31 19:00 | 2035 | 7 | 0 | 0 | 0
2035-07-31 20:00 | 2035 | 7 | 0 | 0 | 0
2035-07-31 21:00 | 2035 | 7 | 0 | 0 | 0
2035-07-31 22:00 | 2035 | 7 | 0 | 0 | 0
2035-07-31 23:00 | 2035 | 7 | 0 | 0 | 0
2035-08-01 | 2035 | 8 | 0 | 0 | 0
2035-08-01 01:00 | 2035 | 8 | 0 | 0 | 0
2035-08-01 02:00 | 2035 | 8 | 0 | 0 | 0
2035-08-01 03:00 | 2035 | 8 | 0 | 0 | 0
2035-08-01 04:00 | 2035 | 8 | 0 | 0 | 0
2035-08-01 05:00 | 2035 | 8 | 0 | 0 | 0
2035-08-01 06:00 | 2035 | 8 | 0 | 0 | 0
2035-08-01 07:00 | 2035 | 8 | 0 | 0 | 0
2035-08-01 08:00 | 2035 | 8 | 0 | 0 | 0
2035-08-01 09:00 | 2035 | 8 | 0 | 0 | 0
2035-08-01 10:00 | 2035 | 8 | 0 | 0 | 0
2035-08-01 11:00 | 2035 | 8 | 0 | 0 | 0
2035-08-01 12:00 | 2035 | 8 | 0 | 0 | 0
2035-08-01 13:00 | 2035 | 8 | 0 | 0 | 0
2035-08-01 14:00 | 2035 | 8 | 0 | 0 | 0
2035-08-01 15:00 | 2035 | 8 | 0 | 0 | 0
2035-08-01 16:00 | 2035 | 8 | 0 | 0 | 0
2035-08-01 17:00 | 2035 | 8 | 0 | 0 | 0
2035-08-01 18:00 | 2035 | 8 | 0 | 0 | 0
2035-08-01 19:00 | 2035 | 8 | 0 | 0 | 0
2035-08-01 20:00 | 2035 | 8 | 0 | 0 | 0
2035-08-01 21:00 | 2035 | 8 | 0 | 0 | 0
2035-08-01 22:00 | 2035 | 8 | 0 | 0 | 0
2035-08-01 23:00 | 2035 | 8 | 0 | 0 | 0
2035-08-02 | 2035 | 8 | 0 | 0 | 0
2035-08-02 01:00 | 2035 | 8 | 0 | 0 | 0
2035-08-02 02:00 | 2035 | 8 | 0 | 0 | 0
2035-08-02 03:00 | 2035 | 8 | 0 | 0 | 0
2035-08-02 04:00 | 2035 | 8 | 0 | 0 | 0
2035-08-02 05:00 | 2035 | 8 | 0 | 0 | 0
2035-08-02 06:00 | 2035 | 8 | 0 | 0 | 0
2035-08-02 07:00 | 2035 | 8 | 0 | 0 | 0
2035-08-02 08:00 | 2035 | 8 | 0 | 0 | 0
2035-08-02 09:00 | 2035 | 8 | 0 | 0 | 0
2035-08-02 10:00 | 2035 | 8 | 0 | 0 | 0
2035-08-02 11:00 | 2035 | 8 | 0 | 0 | 0
2035-08-02 12:00 | 2035 | 8 | 0 | 0 | 0
2035-08-02 13:00 | 2035 | 8 | 0 | 0 | 0
2035-08-02 14:00 | 2035 | 8 | 0 | 0 | 0
2035-08-02 15:00 | 2035 | 8 | 0 | 0 | 0
2035-08-02 16:00 | 2035 | 8 | 0 | 0 | 0
2035-08-02 17:00 | 2035 | 8 | 0 | 0 | 0
2035-08-02 18:00 | 2035 | 8 | 0 | 0 | 0
2035-08-02 19:00 | 2035 | 8 | 0 | 0 | 0
2035-08-02 20:00 | 2035 | 8 | 0 | 0 | 0
2035-08-02 21:00 | 2035 | 8 | 0 | 0 | 0
2035-08-02 22:00 | 2035 | 8 | 0 | 0 | 0
2035-08-02 23:00 | 2035 | 8 | 0 | 0 | 0
2035-08-03 | 2035 | 8 | 0 | 0 | 0
2035-08-03 01:00 | 2035 | 8 | 0 | 0 | 0
2035-08-03 02:00 | 2035 | 8 | 0 | 0 | 0
2035-08-03 03:00 | 2035 | 8 | 0 | 0 | 0
2035-08-03 04:00 | 2035 | 8 | 0 | 0 | 0
2035-08-03 05:00 | 2035 | 8 | 0 | 0 | 0
2035-08-03 06:00 | 2035 | 8 | 0 | 0 | 0
2035-08-03 07:00 | 2035 | 8 | 0 | 0 | 0
2035-08-03 08:00 | 2035 | 8 | 0 | 0 | 0
2035-08-03 09:00 | 2035 | 8 | 0 | 0 | 0
2035-08-03 10:00 | 2035 | 8 | 0 | 0 | 0
2035-08-03 11:00 | 2035 | 8 | 0 | 0 | 0
2035-08-03 12:00 | 2035 | 8 | 0 | 0 | 0
2035-08-03 13:00 | 2035 | 8 | 0 | 0 | 0
2035-08-03 14:00 | 2035 | 8 | 0 | 0 | 0
2035-08-03 15:00 | 2035 | 8 | 0 | 0 | 0
2035-08-03 16:00 | 2035 | 8 | 0 | 0 | 0
2035-08-03 17:00 | 2035 | 8 | 0 | 0 | 0
2035-08-03 18:00 | 2035 | 8 | 0 | 0 | 0
2035-08-03 19:00 | 2035 | 8 | 0 | 0 | 0
2035-08-03 20:00 | 2035 | 8 | 0 | 0 | 0
2035-08-03 21:00 | 2035 | 8 | 0 | 0 | 0
2035-08-03 22:00 | 2035 | 8 | 0 | 0 | 0
2035-08-03 23:00 | 2035 | 8 | 0 | 0 | 0
2035-08-04 | 2035 | 8 | 0 | 0 | 0
2035-08-04 01:00 | 2035 | 8 | 0 | 0 | 0
2035-08-04 02:00 | 2035 | 8 | 0 | 0 | 0
2035-08-04 03:00 | 2035 | 8 | 0 | 0 | 0
2035-08-04 04:00 | 2035 | 8 | 0 | 0 | 0
2035-08-04 05:00 | 2035 | 8 | 0 | 0 | 0
2035-08-04 06:00 | 2035 | 8 | 0 | 0 | 0
2035-08-04 07:00 | 2035 | 8 | 0 | 0 | 0
2035-08-04 08:00 | 2035 | 8 | 0 | 0 | 0
2035-08-04 09:00 | 2035 | 8 | 0 | 0 | 0
2035-08-04 10:00 | 2035 | 8 | 0 | 0 | 0
2035-08-04 11:00 | 2035 | 8 | 0 | 0 | 0
2035-08-04 12:00 | 2035 | 8 | 0 | 0 | 0
2035-08-04 13:00 | 2035 | 8 | 0 | 0 | 0
2035-08-04 14:00 | 2035 | 8 | 0 | 0 | 0
2035-08-04 15:00 | 2035 | 8 | 0 | 0 | 0
2035-08-04 16:00 | 2035 | 8 | 0 | 0 | 0
2035-08-04 17:00 | 2035 | 8 | 0 | 0 | 0
2035-08-04 18:00 | 2035 | 8 | 0 | 0 | 0
2035-08-04 19:00 | 2035 | 8 | 0 | 0 | 0
2035-08-04 20:00 | 2035 | 8 | 0 | 0 | 0
2035-08-04 21:00 | 2035 | 8 | 0 | 0 | 0
2035-08-04 22:00 | 2035 | 8 | 0 | 0 | 0
2035-08-04 23:00 | 2035 | 8 | 0 | 0 | 0
2035-08-05 | 2035 | 8 | 0 | 0 | 0
2035-08-05 01:00 | 2035 | 8 | 0 | 0 | 0
2035-08-05 02:00 | 2035 | 8 | 0 | 0 | 0
2035-08-05 03:00 | 2035 | 8 | 0 | 0 | 0
2035-08-05 04:00 | 2035 | 8 | 0 | 0 | 0
2035-08-05 05:00 | 2035 | 8 | 0 | 0 | 0
2035-08-05 06:00 | 2035 | 8 | 0 | 0 | 0
2035-08-05 07:00 | 2035 | 8 | 0 | 0 | 0
2035-08-05 08:00 | 2035 | 8 | 0 | 0 | 0
2035-08-05 09:00 | 2035 | 8 | 0 | 0 | 0
2035-08-05 10:00 | 2035 | 8 | 0 | 0 | 0
2035-08-05 11:00 | 2035 | 8 | 0 | 0 | 0
2035-08-05 12:00 | 2035 | 8 | 0 | 0 | 0
2035-08-05 13:00 | 2035 | 8 | 0 | 0 | 0
2035-08-05 14:00 | 2035 | 8 | 0 | 0 | 0
2035-08-05 15:00 | 2035 | 8 | 0 | 0 | 0
2035-08-05 16:00 | 2035 | 8 | 0 | 0 | 0
2035-08-05 17:00 | 2035 | 8 | 0 | 0 | 0
2035-08-05 18:00 | 2035 | 8 | 0 | 0 | 0
2035-08-05 19:00 | 2035 | 8 | 0 | 0 | 0
2035-08-05 20:00 | 2035 | 8 | 0 | 0 | 0
2035-08-05 21:00 | 2035 | 8 | 0 | 0 | 0
2035-08-05 22:00 | 2035 | 8 | 0 | 0 | 0
2035-08-05 23:00 | 2035 | 8 | 0 | 0 | 0
2035-08-06 | 2035 | 8 | 0 | 0 | 0
2035-08-06 01:00 | 2035 | 8 | 0 | 0 | 0
2035-08-06 02:00 | 2035 | 8 | 0 | 0 | 0
2035-08-06 03:00 | 2035 | 8 | 0 | 0 | 0
2035-08-06 04:00 | 2035 | 8 | 0 | 0 | 0
2035-08-06 05:00 | 2035 | 8 | 0 | 0 | 0
2035-08-06 06:00 | 2035 | 8 | 0 | 0 | 0
2035-08-06 07:00 | 2035 | 8 | 0 | 0 | 0
2035-08-06 08:00 | 2035 | 8 | 0 | 0 | 0
2035-08-06 09:00 | 2035 | 8 | 0 | 0 | 0
2035-08-06 10:00 | 2035 | 8 | 0 | 0 | 0
2035-08-06 11:00 | 2035 | 8 | 0 | 0 | 0
2035-08-06 12:00 | 2035 | 8 | 0 | 0 | 0
2035-08-06 13:00 | 2035 | 8 | 0 | 0 | 0
2035-08-06 14:00 | 2035 | 8 | 0 | 0 | 0
2035-08-06 15:00 | 2035 | 8 | 0 | 0 | 0
2035-08-06 16:00 | 2035 | 8 | 0 | 0 | 0
2035-08-06 17:00 | 2035 | 8 | 0 | 0 | 0
2035-08-06 18:00 | 2035 | 8 | 0 | 0 | 0
2035-08-06 19:00 | 2035 | 8 | 0 | 0 | 0
2035-08-06 20:00 | 2035 | 8 | 0 | 0 | 0
2035-08-06 21:00 | 2035 | 8 | 0 | 0 | 0
2035-08-06 22:00 | 2035 | 8 | 0 | 0 | 0
2035-08-06 23:00 | 2035 | 8 | 0 | 0 | 0
2035-08-07 | 2035 | 8 | 0 | 0 | 0
2035-08-07 01:00 | 2035 | 8 | 0 | 0 | 0
2035-08-07 02:00 | 2035 | 8 | 0 | 0 | 0
2035-08-07 03:00 | 2035 | 8 | 0 | 0 | 0
2035-08-07 04:00 | 2035 | 8 | 0 | 0 | 0
2035-08-07 05:00 | 2035 | 8 | 0 | 0 | 0
2035-08-07 06:00 | 2035 | 8 | 0 | 0 | 0
2035-08-07 07:00 | 2035 | 8 | 0 | 0 | 0
2035-08-07 08:00 | 2035 | 8 | 0 | 0 | 0
2035-08-07 09:00 | 2035 | 8 | 0 | 0 | 0
2035-08-07 10:00 | 2035 | 8 | 0 | 0 | 0
2035-08-07 11:00 | 2035 | 8 | 0 | 0 | 0
2035-08-07 12:00 | 2035 | 8 | 0 | 0 | 0
2035-08-07 13:00 | 2035 | 8 | 0 | 0 | 0
2035-08-07 14:00 | 2035 | 8 | 0 | 0 | 0
2035-08-07 15:00 | 2035 | 8 | 0 | 0 | 0
2035-08-07 16:00 | 2035 | 8 | 0 | 0 | 0
2035-08-07 17:00 | 2035 | 8 | 0 | 0 | 0
2035-08-07 18:00 | 2035 | 8 | 0 | 0 | 0
2035-08-07 19:00 | 2035 | 8 | 0 | 0 | 0
2035-08-07 20:00 | 2035 | 8 | 0 | 0 | 0
2035-08-07 21:00 | 2035 | 8 | 0 | 0 | 0
2035-08-07 22:00 | 2035 | 8 | 0 | 0 | 0
2035-08-07 23:00 | 2035 | 8 | 0 | 0 | 0
2035-08-08 | 2035 | 8 | 0 | 0 | 0
2035-08-08 01:00 | 2035 | 8 | 0 | 0 | 0
2035-08-08 02:00 | 2035 | 8 | 0 | 0 | 0
2035-08-08 03:00 | 2035 | 8 | 0 | 0 | 0
2035-08-08 04:00 | 2035 | 8 | 0 | 0 | 0
2035-08-08 05:00 | 2035 | 8 | 0 | 0 | 0
2035-08-08 06:00 | 2035 | 8 | 0 | 0 | 0
2035-08-08 07:00 | 2035 | 8 | 0 | 0 | 0
2035-08-08 08:00 | 2035 | 8 | 0 | 0 | 0
2035-08-08 09:00 | 2035 | 8 | 0 | 0 | 0
2035-08-08 10:00 | 2035 | 8 | 0 | 0 | 0
2035-08-08 11:00 | 2035 | 8 | 0 | 0 | 0
2035-08-08 12:00 | 2035 | 8 | 0 | 0 | 0
2035-08-08 13:00 | 2035 | 8 | 0 | 0 | 0
2035-08-08 14:00 | 2035 | 8 | 0 | 0 | 0
2035-08-08 15:00 | 2035 | 8 | 0 | 0 | 0
2035-08-08 16:00 | 2035 | 8 | 0 | 0 | 0
2035-08-08 17:00 | 2035 | 8 | 0 | 0 | 0
2035-08-08 18:00 | 2035 | 8 | 0 | 0 | 0
2035-08-08 19:00 | 2035 | 8 | 0 | 0 | 0
2035-08-08 20:00 | 2035 | 8 | 0 | 0 | 0
2035-08-08 21:00 | 2035 | 8 | 0 | 0 | 0
2035-08-08 22:00 | 2035 | 8 | 0 | 0 | 0
2035-08-08 23:00 | 2035 | 8 | 0 | 0 | 0
2035-08-09 | 2035 | 8 | 0 | 0 | 0
2035-08-09 01:00 | 2035 | 8 | 0 | 0 | 0
2035-08-09 02:00 | 2035 | 8 | 0 | 0 | 0
2035-08-09 03:00 | 2035 | 8 | 0 | 0 | 0
2035-08-09 04:00 | 2035 | 8 | 0 | 0 | 0
2035-08-09 05:00 | 2035 | 8 | 0 | 0 | 0
2035-08-09 06:00 | 2035 | 8 | 0 | 0 | 0
2035-08-09 07:00 | 2035 | 8 | 0 | 0 | 0
2035-08-09 08:00 | 2035 | 8 | 0 | 0 | 0
2035-08-09 09:00 | 2035 | 8 | 0 | 0 | 0
2035-08-09 10:00 | 2035 | 8 | 0 | 0 | 0
2035-08-09 11:00 | 2035 | 8 | 0 | 0 | 0
2035-08-09 12:00 | 2035 | 8 | 0 | 0 | 0
2035-08-09 13:00 | 2035 | 8 | 0 | 0 | 0
2035-08-09 14:00 | 2035 | 8 | 0 | 0 | 0
2035-08-09 15:00 | 2035 | 8 | 0 | 0 | 0
2035-08-09 16:00 | 2035 | 8 | 0 | 0 | 0
2035-08-09 17:00 | 2035 | 8 | 0 | 0 | 0
2035-08-09 18:00 | 2035 | 8 | 0 | 0 | 0
2035-08-09 19:00 | 2035 | 8 | 0 | 0 | 0
2035-08-09 20:00 | 2035 | 8 | 0 | 0 | 0
2035-08-09 21:00 | 2035 | 8 | 0 | 0 | 0
2035-08-09 22:00 | 2035 | 8 | 0 | 0 | 0
2035-08-09 23:00 | 2035 | 8 | 0 | 0 | 0
2035-08-10 | 2035 | 8 | 0 | 0 | 0
2035-08-10 01:00 | 2035 | 8 | 0 | 0 | 0
2035-08-10 02:00 | 2035 | 8 | 0 | 0 | 0
2035-08-10 03:00 | 2035 | 8 | 0 | 0 | 0
2035-08-10 04:00 | 2035 | 8 | 0 | 0 | 0
2035-08-10 05:00 | 2035 | 8 | 0 | 0 | 0
2035-08-10 06:00 | 2035 | 8 | 0 | 0 | 0
2035-08-10 07:00 | 2035 | 8 | 0 | 0 | 0
2035-08-10 08:00 | 2035 | 8 | 0 | 0 | 0
2035-08-10 09:00 | 2035 | 8 | 0 | 0 | 0
2035-08-10 10:00 | 2035 | 8 | 0 | 0 | 0
2035-08-10 11:00 | 2035 | 8 | 0 | 0 | 0
2035-08-10 12:00 | 2035 | 8 | 0 | 0 | 0
2035-08-10 13:00 | 2035 | 8 | 0 | 0 | 0
2035-08-10 14:00 | 2035 | 8 | 0 | 0 | 0
2035-08-10 15:00 | 2035 | 8 | 0 | 0 | 0
2035-08-10 16:00 | 2035 | 8 | 0 | 0 | 0
2035-08-10 17:00 | 2035 | 8 | 0 | 0 | 0
2035-08-10 18:00 | 2035 | 8 | 0 | 0 | 0
2035-08-10 19:00 | 2035 | 8 | 0 | 0 | 0
2035-08-10 20:00 | 2035 | 8 | 0 | 0 | 0
2035-08-10 21:00 | 2035 | 8 | 0 | 0 | 0
2035-08-10 22:00 | 2035 | 8 | 0 | 0 | 0
2035-08-10 23:00 | 2035 | 8 | 0 | 0 | 0
2035-08-11 | 2035 | 8 | 0 | 0 | 0
2035-08-11 01:00 | 2035 | 8 | 0 | 0 | 0
2035-08-11 02:00 | 2035 | 8 | 0 | 0 | 0
2035-08-11 03:00 | 2035 | 8 | 0 | 0 | 0
2035-08-11 04:00 | 2035 | 8 | 0 | 0 | 0
2035-08-11 05:00 | 2035 | 8 | 0 | 0 | 0
2035-08-11 06:00 | 2035 | 8 | 0 | 0 | 0
2035-08-11 07:00 | 2035 | 8 | 0 | 0 | 0
2035-08-11 08:00 | 2035 | 8 | 0 | 0 | 0
2035-08-11 09:00 | 2035 | 8 | 0 | 0 | 0
2035-08-11 10:00 | 2035 | 8 | 0 | 0 | 0
2035-08-11 11:00 | 2035 | 8 | 0 | 0 | 0
2035-08-11 12:00 | 2035 | 8 | 0 | 0 | 0
2035-08-11 13:00 | 2035 | 8 | 0 | 0 | 0
2035-08-11 14:00 | 2035 | 8 | 0 | 0 | 0
2035-08-11 15:00 | 2035 | 8 | 0 | 0 | 0
2035-08-11 16:00 | 2035 | 8 | 0 | 0 | 0
2035-08-11 17:00 | 2035 | 8 | 0 | 0 | 0
2035-08-11 18:00 | 2035 | 8 | 0 | 0 | 0
2035-08-11 19:00 | 2035 | 8 | 0 | 0 | 0
2035-08-11 20:00 | 2035 | 8 | 0 | 0 | 0
2035-08-11 21:00 | 2035 | 8 | 0 | 0 | 0
2035-08-11 22:00 | 2035 | 8 | 0 | 0 | 0
2035-08-11 23:00 | 2035 | 8 | 0 | 0 | 0
2035-08-12 | 2035 | 8 | 0 | 0 | 0
2035-08-12 01:00 | 2035 | 8 | 0 | 0 | 0
2035-08-12 02:00 | 2035 | 8 | 0 | 0 | 0
2035-08-12 03:00 | 2035 | 8 | 0 | 0 | 0
2035-08-12 04:00 | 2035 | 8 | 0 | 0 | 0
2035-08-12 05:00 | 2035 | 8 | 0 | 0 | 0
2035-08-12 06:00 | 2035 | 8 | 0 | 0 | 0
2035-08-12 07:00 | 2035 | 8 | 0 | 0 | 0
2035-08-12 08:00 | 2035 | 8 | 0 | 0 | 0
2035-08-12 09:00 | 2035 | 8 | 0 | 0 | 0
2035-08-12 10:00 | 2035 | 8 | 0 | 0 | 0
2035-08-12 11:00 | 2035 | 8 | 0 | 0 | 0
2035-08-12 12:00 | 2035 | 8 | 0 | 0 | 0
2035-08-12 13:00 | 2035 | 8 | 0 | 0 | 0
2035-08-12 14:00 | 2035 | 8 | 0 | 0 | 0
2035-08-12 15:00 | 2035 | 8 | 0 | 0 | 0
2035-08-12 16:00 | 2035 | 8 | 0 | 0 | 0
2035-08-12 17:00 | 2035 | 8 | 0 | 0 | 0
2035-08-12 18:00 | 2035 | 8 | 0 | 0 | 0
2035-08-12 19:00 | 2035 | 8 | 0 | 0 | 0
2035-08-12 20:00 | 2035 | 8 | 0 | 0 | 0
2035-08-12 21:00 | 2035 | 8 | 0 | 0 | 0
2035-08-12 22:00 | 2035 | 8 | 0 | 0 | 0
2035-08-12 23:00 | 2035 | 8 | 0 | 0 | 0
2035-08-13 | 2035 | 8 | 0 | 0 | 0
2035-08-13 01:00 | 2035 | 8 | 0 | 0 | 0
2035-08-13 02:00 | 2035 | 8 | 0 | 0 | 0
2035-08-13 03:00 | 2035 | 8 | 0 | 0 | 0
2035-08-13 04:00 | 2035 | 8 | 0 | 0 | 0
2035-08-13 05:00 | 2035 | 8 | 0 | 0 | 0
2035-08-13 06:00 | 2035 | 8 | 0 | 0 | 0
2035-08-13 07:00 | 2035 | 8 | 0 | 0 | 0
2035-08-13 08:00 | 2035 | 8 | 0 | 0 | 0
2035-08-13 09:00 | 2035 | 8 | 0 | 0 | 0
2035-08-13 10:00 | 2035 | 8 | 0 | 0 | 0
2035-08-13 11:00 | 2035 | 8 | 0 | 0 | 0
2035-08-13 12:00 | 2035 | 8 | 0 | 0 | 0
2035-08-13 13:00 | 2035 | 8 | 0 | 0 | 0
2035-08-13 14:00 | 2035 | 8 | 0 | 0 | 0
2035-08-13 15:00 | 2035 | 8 | 0 | 0 | 0
2035-08-13 16:00 | 2035 | 8 | 0 | 0 | 0
2035-08-13 17:00 | 2035 | 8 | 0 | 0 | 0
2035-08-13 18:00 | 2035 | 8 | 0 | 0 | 0
2035-08-13 19:00 | 2035 | 8 | 0 | 0 | 0
2035-08-13 20:00 | 2035 | 8 | 0 | 0 | 0
2035-08-13 21:00 | 2035 | 8 | 0 | 0 | 0
2035-08-13 22:00 | 2035 | 8 | 0 | 0 | 0
2035-08-13 23:00 | 2035 | 8 | 0 | 0 | 0
2035-08-14 | 2035 | 8 | 0 | 0 | 0
2035-08-14 01:00 | 2035 | 8 | 0 | 0 | 0
2035-08-14 02:00 | 2035 | 8 | 0 | 0 | 0
2035-08-14 03:00 | 2035 | 8 | 0 | 0 | 0
2035-08-14 04:00 | 2035 | 8 | 0 | 0 | 0
2035-08-14 05:00 | 2035 | 8 | 0 | 0 | 0
2035-08-14 06:00 | 2035 | 8 | 0 | 0 | 0
2035-08-14 07:00 | 2035 | 8 | 0 | 0 | 0
2035-08-14 08:00 | 2035 | 8 | 0 | 0 | 0
2035-08-14 09:00 | 2035 | 8 | 0 | 0 | 0
2035-08-14 10:00 | 2035 | 8 | 0 | 0 | 0
2035-08-14 11:00 | 2035 | 8 | 0 | 0 | 0
2035-08-14 12:00 | 2035 | 8 | 0 | 0 | 0
2035-08-14 13:00 | 2035 | 8 | 0 | 0 | 0
2035-08-14 14:00 | 2035 | 8 | 0 | 0 | 0
2035-08-14 15:00 | 2035 | 8 | 0 | 0 | 0
2035-08-14 16:00 | 2035 | 8 | 0 | 0 | 0
2035-08-14 17:00 | 2035 | 8 | 0 | 0 | 0
2035-08-14 18:00 | 2035 | 8 | 0 | 0 | 0
2035-08-14 19:00 | 2035 | 8 | 0 | 0 | 0
2035-08-14 20:00 | 2035 | 8 | 0 | 0 | 0
2035-08-14 21:00 | 2035 | 8 | 0 | 0 | 0
2035-08-14 22:00 | 2035 | 8 | 0 | 0 | 0
2035-08-14 23:00 | 2035 | 8 | 0 | 0 | 0
2035-08-15 | 2035 | 8 | 0 | 0 | 0
2035-08-15 01:00 | 2035 | 8 | 0 | 0 | 0
2035-08-15 02:00 | 2035 | 8 | 0 | 0 | 0
2035-08-15 03:00 | 2035 | 8 | 0 | 0 | 0
2035-08-15 04:00 | 2035 | 8 | 0 | 0 | 0
2035-08-15 05:00 | 2035 | 8 | 0 | 0 | 0
2035-08-15 06:00 | 2035 | 8 | 0 | 0 | 0
2035-08-15 07:00 | 2035 | 8 | 0 | 0 | 0
2035-08-15 08:00 | 2035 | 8 | 0 | 0 | 0
2035-08-15 09:00 | 2035 | 8 | 0 | 0 | 0
2035-08-15 10:00 | 2035 | 8 | 0 | 0 | 0
2035-08-15 11:00 | 2035 | 8 | 0 | 0 | 0
2035-08-15 12:00 | 2035 | 8 | 0 | 0 | 0
2035-08-15 13:00 | 2035 | 8 | 0 | 0 | 0
2035-08-15 14:00 | 2035 | 8 | 0 | 0 | 0
2035-08-15 15:00 | 2035 | 8 | 0 | 0 | 0
2035-08-15 16:00 | 2035 | 8 | 0 | 0 | 0
2035-08-15 17:00 | 2035 | 8 | 0 | 0 | 0
2035-08-15 18:00 | 2035 | 8 | 0 | 0 | 0
2035-08-15 19:00 | 2035 | 8 | 0 | 0 | 0
2035-08-15 20:00 | 2035 | 8 | 0 | 0 | 0
2035-08-15 21:00 | 2035 | 8 | 0 | 0 | 0
2035-08-15 22:00 | 2035 | 8 | 0 | 0 | 0
2035-08-15 23:00 | 2035 | 8 | 0 | 0 | 0
2035-08-16 | 2035 | 8 | 0 | 0 | 0
2035-08-16 01:00 | 2035 | 8 | 0 | 0 | 0
2035-08-16 02:00 | 2035 | 8 | 0 | 0 | 0
2035-08-16 03:00 | 2035 | 8 | 0 | 0 | 0
2035-08-16 04:00 | 2035 | 8 | 0 | 0 | 0
2035-08-16 05:00 | 2035 | 8 | 0 | 0 | 0
2035-08-16 06:00 | 2035 | 8 | 0 | 0 | 0
2035-08-16 07:00 | 2035 | 8 | 0 | 0 | 0
2035-08-16 08:00 | 2035 | 8 | 0 | 0 | 0
2035-08-16 09:00 | 2035 | 8 | 0 | 0 | 0
2035-08-16 10:00 | 2035 | 8 | 0 | 0 | 0
2035-08-16 11:00 | 2035 | 8 | 0 | 0 | 0
2035-08-16 12:00 | 2035 | 8 | 0 | 0 | 0
2035-08-16 13:00 | 2035 | 8 | 0 | 0 | 0
2035-08-16 14:00 | 2035 | 8 | 0 | 0 | 0
2035-08-16 15:00 | 2035 | 8 | 0 | 0 | 0
2035-08-16 16:00 | 2035 | 8 | 0 | 0 | 0
2035-08-16 17:00 | 2035 | 8 | 0 | 0 | 0
2035-08-16 18:00 | 2035 | 8 | 0 | 0 | 0
2035-08-16 19:00 | 2035 | 8 | 0 | 0 | 0
2035-08-16 20:00 | 2035 | 8 | 0 | 0 | 0
2035-08-16 21:00 | 2035 | 8 | 0 | 0 | 0
2035-08-16 22:00 | 2035 | 8 | 0 | 0 | 0
2035-08-16 23:00 | 2035 | 8 | 0 | 0 | 0
2035-08-17 | 2035 | 8 | 0 | 0 | 0
2035-08-17 01:00 | 2035 | 8 | 0 | 0 | 0
2035-08-17 02:00 | 2035 | 8 | 0 | 0 | 0
2035-08-17 03:00 | 2035 | 8 | 0 | 0 | 0
2035-08-17 04:00 | 2035 | 8 | 0 | 0 | 0
2035-08-17 05:00 | 2035 | 8 | 0 | 0 | 0
2035-08-17 06:00 | 2035 | 8 | 0 | 0 | 0
2035-08-17 07:00 | 2035 | 8 | 0 | 0 | 0
2035-08-17 08:00 | 2035 | 8 | 0 | 0 | 0
2035-08-17 09:00 | 2035 | 8 | 0 | 0 | 0
2035-08-17 10:00 | 2035 | 8 | 0 | 0 | 0
2035-08-17 11:00 | 2035 | 8 | 0 | 0 | 0
2035-08-17 12:00 | 2035 | 8 | 0 | 0 | 0
2035-08-17 13:00 | 2035 | 8 | 0 | 0 | 0
2035-08-17 14:00 | 2035 | 8 | 0 | 0 | 0
2035-08-17 15:00 | 2035 | 8 | 0 | 0 | 0
2035-08-17 16:00 | 2035 | 8 | 0 | 0 | 0
2035-08-17 17:00 | 2035 | 8 | 0 | 0 | 0
2035-08-17 18:00 | 2035 | 8 | 0 | 0 | 0
2035-08-17 19:00 | 2035 | 8 | 0 | 0 | 0
2035-08-17 20:00 | 2035 | 8 | 0 | 0 | 0
2035-08-17 21:00 | 2035 | 8 | 0 | 0 | 0
2035-08-17 22:00 | 2035 | 8 | 0 | 0 | 0
2035-08-17 23:00 | 2035 | 8 | 0 | 0 | 0
2035-08-18 | 2035 | 8 | 0 | 0 | 0
2035-08-18 01:00 | 2035 | 8 | 0 | 0 | 0
2035-08-18 02:00 | 2035 | 8 | 0 | 0 | 0
2035-08-18 03:00 | 2035 | 8 | 0 | 0 | 0
2035-08-18 04:00 | 2035 | 8 | 0 | 0 | 0
2035-08-18 05:00 | 2035 | 8 | 0 | 0 | 0
2035-08-18 06:00 | 2035 | 8 | 0 | 0 | 0
2035-08-18 07:00 | 2035 | 8 | 0 | 0 | 0
2035-08-18 08:00 | 2035 | 8 | 0 | 0 | 0
2035-08-18 09:00 | 2035 | 8 | 0 | 0 | 0
2035-08-18 10:00 | 2035 | 8 | 0 | 0 | 0
2035-08-18 11:00 | 2035 | 8 | 0 | 0 | 0
2035-08-18 12:00 | 2035 | 8 | 0 | 0 | 0
2035-08-18 13:00 | 2035 | 8 | 0 | 0 | 0
2035-08-18 14:00 | 2035 | 8 | 0 | 0 | 0
2035-08-18 15:00 | 2035 | 8 | 0 | 0 | 0
2035-08-18 16:00 | 2035 | 8 | 0 | 0 | 0
2035-08-18 17:00 | 2035 | 8 | 0 | 0 | 0
2035-08-18 18:00 | 2035 | 8 | 0 | 0 | 0
2035-08-18 19:00 | 2035 | 8 | 0 | 0 | 0
2035-08-18 20:00 | 2035 | 8 | 0 | 0 | 0
2035-08-18 21:00 | 2035 | 8 | 0 | 0 | 0
2035-08-18 22:00 | 2035 | 8 | 0 | 0 | 0
2035-08-18 23:00 | 2035 | 8 | 0 | 0 | 0
2035-08-19 | 2035 | 8 | 0 | 0 | 0
2035-08-19 01:00 | 2035 | 8 | 0 | 0 | 0
2035-08-19 02:00 | 2035 | 8 | 0 | 0 | 0
2035-08-19 03:00 | 2035 | 8 | 0 | 0 | 0
2035-08-19 04:00 | 2035 | 8 | 0 | 0 | 0
2035-08-19 05:00 | 2035 | 8 | 0 | 0 | 0
2035-08-19 06:00 | 2035 | 8 | 0 | 0 | 0
2035-08-19 07:00 | 2035 | 8 | 0 | 0 | 0
2035-08-19 08:00 | 2035 | 8 | 0 | 0 | 0
2035-08-19 09:00 | 2035 | 8 | 0 | 0 | 0
2035-08-19 10:00 | 2035 | 8 | 0 | 0 | 0
2035-08-19 11:00 | 2035 | 8 | 0 | 0 | 0
2035-08-19 12:00 | 2035 | 8 | 0 | 0 | 0
2035-08-19 13:00 | 2035 | 8 | 0 | 0 | 0
2035-08-19 14:00 | 2035 | 8 | 0 | 0 | 0
2035-08-19 15:00 | 2035 | 8 | 0 | 0 | 0
2035-08-19 16:00 | 2035 | 8 | 0 | 0 | 0
2035-08-19 17:00 | 2035 | 8 | 0 | 0 | 0
2035-08-19 18:00 | 2035 | 8 | 0 | 0 | 0
2035-08-19 19:00 | 2035 | 8 | 0 | 0 | 0
2035-08-19 20:00 | 2035 | 8 | 0 | 0 | 0
2035-08-19 21:00 | 2035 | 8 | 0 | 0 | 0
2035-08-19 22:00 | 2035 | 8 | 0 | 0 | 0
2035-08-19 23:00 | 2035 | 8 | 0 | 0 | 0
2035-08-20 | 2035 | 8 | 0 | 0 | 0
2035-08-20 01:00 | 2035 | 8 | 0 | 0 | 0
2035-08-20 02:00 | 2035 | 8 | 0 | 0 | 0
2035-08-20 03:00 | 2035 | 8 | 0 | 0 | 0
2035-08-20 04:00 | 2035 | 8 | 0 | 0 | 0
2035-08-20 05:00 | 2035 | 8 | 0 | 0 | 0
2035-08-20 06:00 | 2035 | 8 | 0 | 0 | 0
2035-08-20 07:00 | 2035 | 8 | 0 | 0 | 0
2035-08-20 08:00 | 2035 | 8 | 0 | 0 | 0
2035-08-20 09:00 | 2035 | 8 | 0 | 0 | 0
2035-08-20 10:00 | 2035 | 8 | 0 | 0 | 0
2035-08-20 11:00 | 2035 | 8 | 0 | 0 | 0
2035-08-20 12:00 | 2035 | 8 | 0 | 0 | 0
2035-08-20 13:00 | 2035 | 8 | 0 | 0 | 0
2035-08-20 14:00 | 2035 | 8 | 0 | 0 | 0
2035-08-20 15:00 | 2035 | 8 | 0 | 0 | 0
2035-08-20 16:00 | 2035 | 8 | 0 | 0 | 0
2035-08-20 17:00 | 2035 | 8 | 0 | 0 | 0
2035-08-20 18:00 | 2035 | 8 | 0 | 0 | 0
2035-08-20 19:00 | 2035 | 8 | 0 | 0 | 0
2035-08-20 20:00 | 2035 | 8 | 0 | 0 | 0
2035-08-20 21:00 | 2035 | 8 | 0 | 0 | 0
2035-08-20 22:00 | 2035 | 8 | 0 | 0 | 0
2035-08-20 23:00 | 2035 | 8 | 0 | 0 | 0
2035-08-21 | 2035 | 8 | 0 | 0 | 0
2035-08-21 01:00 | 2035 | 8 | 0 | 0 | 0
2035-08-21 02:00 | 2035 | 8 | 0 | 0 | 0
2035-08-21 03:00 | 2035 | 8 | 0 | 0 | 0
2035-08-21 04:00 | 2035 | 8 | 0 | 0 | 0
2035-08-21 05:00 | 2035 | 8 | 0 | 0 | 0
2035-08-21 06:00 | 2035 | 8 | 0 | 0 | 0
2035-08-21 07:00 | 2035 | 8 | 0 | 0 | 0
2035-08-21 08:00 | 2035 | 8 | 0 | 0 | 0
2035-08-21 09:00 | 2035 | 8 | 0 | 0 | 0
2035-08-21 10:00 | 2035 | 8 | 0 | 0 | 0
2035-08-21 11:00 | 2035 | 8 | 0 | 0 | 0
2035-08-21 12:00 | 2035 | 8 | 0 | 0 | 0
2035-08-21 13:00 | 2035 | 8 | 0 | 0 | 0
2035-08-21 14:00 | 2035 | 8 | 0 | 0 | 0
2035-08-21 15:00 | 2035 | 8 | 0 | 0 | 0
2035-08-21 16:00 | 2035 | 8 | 0 | 0 | 0
2035-08-21 17:00 | 2035 | 8 | 0 | 0 | 0
2035-08-21 18:00 | 2035 | 8 | 0 | 0 | 0
2035-08-21 19:00 | 2035 | 8 | 0 | 0 | 0
2035-08-21 20:00 | 2035 | 8 | 0 | 0 | 0
2035-08-21 21:00 | 2035 | 8 | 0 | 0 | 0
2035-08-21 22:00 | 2035 | 8 | 0 | 0 | 0
2035-08-21 23:00 | 2035 | 8 | 0 | 0 | 0
2035-08-22 | 2035 | 8 | 0 | 0 | 0
2035-08-22 01:00 | 2035 | 8 | 0 | 0 | 0
2035-08-22 02:00 | 2035 | 8 | 0 | 0 | 0
2035-08-22 03:00 | 2035 | 8 | 0 | 0 | 0
2035-08-22 04:00 | 2035 | 8 | 0 | 0 | 0
2035-08-22 05:00 | 2035 | 8 | 0 | 0 | 0
2035-08-22 06:00 | 2035 | 8 | 0 | 0 | 0
2035-08-22 07:00 | 2035 | 8 | 0 | 0 | 0
2035-08-22 08:00 | 2035 | 8 | 0 | 0 | 0
2035-08-22 09:00 | 2035 | 8 | 0 | 0 | 0
2035-08-22 10:00 | 2035 | 8 | 0 | 0 | 0
2035-08-22 11:00 | 2035 | 8 | 0 | 0 | 0
2035-08-22 12:00 | 2035 | 8 | 0 | 0 | 0
2035-08-22 13:00 | 2035 | 8 | 0 | 0 | 0
2035-08-22 14:00 | 2035 | 8 | 0 | 0 | 0
2035-08-22 15:00 | 2035 | 8 | 0 | 0 | 0
2035-08-22 16:00 | 2035 | 8 | 0 | 0 | 0
2035-08-22 17:00 | 2035 | 8 | 0 | 0 | 0
2035-08-22 18:00 | 2035 | 8 | 0 | 0 | 0
2035-08-22 19:00 | 2035 | 8 | 0 | 0 | 0
2035-08-22 20:00 | 2035 | 8 | 0 | 0 | 0
2035-08-22 21:00 | 2035 | 8 | 0 | 0 | 0
2035-08-22 22:00 | 2035 | 8 | 0 | 0 | 0
2035-08-22 23:00 | 2035 | 8 | 0 | 0 | 0
2035-08-23 | 2035 | 8 | 0 | 0 | 0
2035-08-23 01:00 | 2035 | 8 | 0 | 0 | 0
2035-08-23 02:00 | 2035 | 8 | 0 | 0 | 0
2035-08-23 03:00 | 2035 | 8 | 0 | 0 | 0
2035-08-23 04:00 | 2035 | 8 | 0 | 0 | 0
2035-08-23 05:00 | 2035 | 8 | 0 | 0 | 0
2035-08-23 06:00 | 2035 | 8 | 0 | 0 | 0
2035-08-23 07:00 | 2035 | 8 | 0 | 0 | 0
2035-08-23 08:00 | 2035 | 8 | 0 | 0 | 0
2035-08-23 09:00 | 2035 | 8 | 0 | 0 | 0
2035-08-23 10:00 | 2035 | 8 | 0 | 0 | 0
2035-08-23 11:00 | 2035 | 8 | 0 | 0 | 0
2035-08-23 12:00 | 2035 | 8 | 0 | 0 | 0
2035-08-23 13:00 | 2035 | 8 | 0 | 0 | 0
2035-08-23 14:00 | 2035 | 8 | 0 | 0 | 0
2035-08-23 15:00 | 2035 | 8 | 0 | 0 | 0
2035-08-23 16:00 | 2035 | 8 | 0 | 0 | 0
2035-08-23 17:00 | 2035 | 8 | 0 | 0 | 0
2035-08-23 18:00 | 2035 | 8 | 0 | 0 | 0
2035-08-23 19:00 | 2035 | 8 | 0 | 0 | 0
2035-08-23 20:00 | 2035 | 8 | 0 | 0 | 0
2035-08-23 21:00 | 2035 | 8 | 0 | 0 | 0
2035-08-23 22:00 | 2035 | 8 | 0 | 0 | 0
2035-08-23 23:00 | 2035 | 8 | 0 | 0 | 0
2035-08-24 | 2035 | 8 | 0 | 0 | 0
2035-08-24 01:00 | 2035 | 8 | 0 | 0 | 0
2035-08-24 02:00 | 2035 | 8 | 0 | 0 | 0
2035-08-24 03:00 | 2035 | 8 | 0 | 0 | 0
2035-08-24 04:00 | 2035 | 8 | 0 | 0 | 0
2035-08-24 05:00 | 2035 | 8 | 0 | 0 | 0
2035-08-24 06:00 | 2035 | 8 | 0 | 0 | 0
2035-08-24 07:00 | 2035 | 8 | 0 | 0 | 0
2035-08-24 08:00 | 2035 | 8 | 0 | 0 | 0
2035-08-24 09:00 | 2035 | 8 | 0 | 0 | 0
2035-08-24 10:00 | 2035 | 8 | 0 | 0 | 0
2035-08-24 11:00 | 2035 | 8 | 0 | 0 | 0
2035-08-24 12:00 | 2035 | 8 | 0 | 0 | 0
2035-08-24 13:00 | 2035 | 8 | 0 | 0 | 0
2035-08-24 14:00 | 2035 | 8 | 0 | 0 | 0
2035-08-24 15:00 | 2035 | 8 | 0 | 0 | 0
2035-08-24 16:00 | 2035 | 8 | 0 | 0 | 0
2035-08-24 17:00 | 2035 | 8 | 0 | 0 | 0
2035-08-24 18:00 | 2035 | 8 | 0 | 0 | 0
2035-08-24 19:00 | 2035 | 8 | 0 | 0 | 0
2035-08-24 20:00 | 2035 | 8 | 0 | 0 | 0
2035-08-24 21:00 | 2035 | 8 | 0 | 0 | 0
2035-08-24 22:00 | 2035 | 8 | 0 | 0 | 0
2035-08-24 23:00 | 2035 | 8 | 0 | 0 | 0
2035-08-25 | 2035 | 8 | 0 | 0 | 0
2035-08-25 01:00 | 2035 | 8 | 0 | 0 | 0
2035-08-25 02:00 | 2035 | 8 | 0 | 0 | 0
2035-08-25 03:00 | 2035 | 8 | 0 | 0 | 0
2035-08-25 04:00 | 2035 | 8 | 0 | 0 | 0
2035-08-25 05:00 | 2035 | 8 | 0 | 0 | 0
2035-08-25 06:00 | 2035 | 8 | 0 | 0 | 0
2035-08-25 07:00 | 2035 | 8 | 0 | 0 | 0
2035-08-25 08:00 | 2035 | 8 | 0 | 0 | 0
2035-08-25 09:00 | 2035 | 8 | 0 | 0 | 0
2035-08-25 10:00 | 2035 | 8 | 0 | 0 | 0
2035-08-25 11:00 | 2035 | 8 | 0 | 0 | 0
2035-08-25 12:00 | 2035 | 8 | 0 | 0 | 0
2035-08-25 13:00 | 2035 | 8 | 0 | 0 | 0
2035-08-25 14:00 | 2035 | 8 | 0 | 0 | 0
2035-08-25 15:00 | 2035 | 8 | 0 | 0 | 0
2035-08-25 16:00 | 2035 | 8 | 0 | 0 | 0
2035-08-25 17:00 | 2035 | 8 | 0 | 0 | 0
2035-08-25 18:00 | 2035 | 8 | 0 | 0 | 0
2035-08-25 19:00 | 2035 | 8 | 0 | 0 | 0
2035-08-25 20:00 | 2035 | 8 | 0 | 0 | 0
2035-08-25 21:00 | 2035 | 8 | 0 | 0 | 0
2035-08-25 22:00 | 2035 | 8 | 0 | 0 | 0
2035-08-25 23:00 | 2035 | 8 | 0 | 0 | 0
2035-08-26 | 2035 | 8 | 0 | 0 | 0
2035-08-26 01:00 | 2035 | 8 | 0 | 0 | 0
2035-08-26 02:00 | 2035 | 8 | 0 | 0 | 0
2035-08-26 03:00 | 2035 | 8 | 0 | 0 | 0
2035-08-26 04:00 | 2035 | 8 | 0 | 0 | 0
2035-08-26 05:00 | 2035 | 8 | 0 | 0 | 0
2035-08-26 06:00 | 2035 | 8 | 0 | 0 | 0
2035-08-26 07:00 | 2035 | 8 | 0 | 0 | 0
2035-08-26 08:00 | 2035 | 8 | 0 | 0 | 0
2035-08-26 09:00 | 2035 | 8 | 0 | 0 | 0
2035-08-26 10:00 | 2035 | 8 | 0 | 0 | 0
2035-08-26 11:00 | 2035 | 8 | 0 | 0 | 0
2035-08-26 12:00 | 2035 | 8 | 0 | 0 | 0
2035-08-26 13:00 | 2035 | 8 | 0 | 0 | 0
2035-08-26 14:00 | 2035 | 8 | 0 | 0 | 0
2035-08-26 15:00 | 2035 | 8 | 0 | 0 | 0
2035-08-26 16:00 | 2035 | 8 | 0 | 0 | 0
2035-08-26 17:00 | 2035 | 8 | 0 | 0 | 0
2035-08-26 18:00 | 2035 | 8 | 0 | 0 | 0
2035-08-26 19:00 | 2035 | 8 | 0 | 0 | 0
2035-08-26 20:00 | 2035 | 8 | 0 | 0 | 0
2035-08-26 21:00 | 2035 | 8 | 0 | 0 | 0
2035-08-26 22:00 | 2035 | 8 | 0 | 0 | 0
2035-08-26 23:00 | 2035 | 8 | 0 | 0 | 0
2035-08-27 | 2035 | 8 | 0 | 0 | 0
2035-08-27 01:00 | 2035 | 8 | 0 | 0 | 0
2035-08-27 02:00 | 2035 | 8 | 0 | 0 | 0
2035-08-27 03:00 | 2035 | 8 | 0 | 0 | 0
2035-08-27 04:00 | 2035 | 8 | 0 | 0 | 0
2035-08-27 05:00 | 2035 | 8 | 0 | 0 | 0
2035-08-27 06:00 | 2035 | 8 | 0 | 0 | 0
2035-08-27 07:00 | 2035 | 8 | 0 | 0 | 0
2035-08-27 08:00 | 2035 | 8 | 0 | 0 | 0
2035-08-27 09:00 | 2035 | 8 | 0 | 0 | 0
2035-08-27 10:00 | 2035 | 8 | 0 | 0 | 0
2035-08-27 11:00 | 2035 | 8 | 0 | 0 | 0
2035-08-27 12:00 | 2035 | 8 | 0 | 0 | 0
2035-08-27 13:00 | 2035 | 8 | 0 | 0 | 0
2035-08-27 14:00 | 2035 | 8 | 0 | 0 | 0
2035-08-27 15:00 | 2035 | 8 | 0 | 0 | 0
2035-08-27 16:00 | 2035 | 8 | 0 | 0 | 0
2035-08-27 17:00 | 2035 | 8 | 0 | 0 | 0
2035-08-27 18:00 | 2035 | 8 | 0 | 0 | 0
2035-08-27 19:00 | 2035 | 8 | 0 | 0 | 0
2035-08-27 20:00 | 2035 | 8 | 0 | 0 | 0
2035-08-27 21:00 | 2035 | 8 | 0 | 0 | 0
2035-08-27 22:00 | 2035 | 8 | 0 | 0 | 0
2035-08-27 23:00 | 2035 | 8 | 0 | 0 | 0
2035-08-28 | 2035 | 8 | 0 | 0 | 0
2035-08-28 01:00 | 2035 | 8 | 0 | 0 | 0
2035-08-28 02:00 | 2035 | 8 | 0 | 0 | 0
2035-08-28 03:00 | 2035 | 8 | 0 | 0 | 0
2035-08-28 04:00 | 2035 | 8 | 0 | 0 | 0
2035-08-28 05:00 | 2035 | 8 | 0 | 0 | 0
2035-08-28 06:00 | 2035 | 8 | 0 | 0 | 0
2035-08-28 07:00 | 2035 | 8 | 0 | 0 | 0
2035-08-28 08:00 | 2035 | 8 | 0 | 0 | 0
2035-08-28 09:00 | 2035 | 8 | 0 | 0 | 0
2035-08-28 10:00 | 2035 | 8 | 0 | 0 | 0
2035-08-28 11:00 | 2035 | 8 | 0 | 0 | 0
2035-08-28 12:00 | 2035 | 8 | 0 | 0 | 0
2035-08-28 13:00 | 2035 | 8 | 0 | 0 | 0
2035-08-28 14:00 | 2035 | 8 | 0 | 0 | 0
2035-08-28 15:00 | 2035 | 8 | 0 | 0 | 0
2035-08-28 16:00 | 2035 | 8 | 0 | 0 | 0
2035-08-28 17:00 | 2035 | 8 | 0 | 0 | 0
2035-08-28 18:00 | 2035 | 8 | 0 | 0 | 0
2035-08-28 19:00 | 2035 | 8 | 0 | 0 | 0
2035-08-28 20:00 | 2035 | 8 | 0 | 0 | 0
2035-08-28 21:00 | 2035 | 8 | 0 | 0 | 0
2035-08-28 22:00 | 2035 | 8 | 0 | 0 | 0
2035-08-28 23:00 | 2035 | 8 | 0 | 0 | 0
2035-08-29 | 2035 | 8 | 0 | 0 | 0
2035-08-29 01:00 | 2035 | 8 | 0 | 0 | 0
2035-08-29 02:00 | 2035 | 8 | 0 | 0 | 0
2035-08-29 03:00 | 2035 | 8 | 0 | 0 | 0
2035-08-29 04:00 | 2035 | 8 | 0 | 0 | 0
2035-08-29 05:00 | 2035 | 8 | 0 | 0 | 0
2035-08-29 06:00 | 2035 | 8 | 0 | 0 | 0
2035-08-29 07:00 | 2035 | 8 | 0 | 0 | 0
2035-08-29 08:00 | 2035 | 8 | 0 | 0 | 0
2035-08-29 09:00 | 2035 | 8 | 0 | 0 | 0
2035-08-29 10:00 | 2035 | 8 | 0 | 0 | 0
2035-08-29 11:00 | 2035 | 8 | 0 | 0 | 0
2035-08-29 12:00 | 2035 | 8 | 0 | 0 | 0
2035-08-29 13:00 | 2035 | 8 | 0 | 0 | 0
2035-08-29 14:00 | 2035 | 8 | 0 | 0 | 0
2035-08-29 15:00 | 2035 | 8 | 0 | 0 | 0
2035-08-29 16:00 | 2035 | 8 | 0 | 0 | 0
2035-08-29 17:00 | 2035 | 8 | 0 | 0 | 0
2035-08-29 18:00 | 2035 | 8 | 0 | 0 | 0
2035-08-29 19:00 | 2035 | 8 | 0 | 0 | 0
2035-08-29 20:00 | 2035 | 8 | 0 | 0 | 0
2035-08-29 21:00 | 2035 | 8 | 0 | 0 | 0
2035-08-29 22:00 | 2035 | 8 | 0 | 0 | 0
2035-08-29 23:00 | 2035 | 8 | 0 | 0 | 0
2035-08-30 | 2035 | 8 | 0 | 0 | 0
2035-08-30 01:00 | 2035 | 8 | 0 | 0 | 0
2035-08-30 02:00 | 2035 | 8 | 0 | 0 | 0
2035-08-30 03:00 | 2035 | 8 | 0 | 0 | 0
2035-08-30 04:00 | 2035 | 8 | 0 | 0 | 0
2035-08-30 05:00 | 2035 | 8 | 0 | 0 | 0
2035-08-30 06:00 | 2035 | 8 | 0 | 0 | 0
2035-08-30 07:00 | 2035 | 8 | 0 | 0 | 0
2035-08-30 08:00 | 2035 | 8 | 0 | 0 | 0
2035-08-30 09:00 | 2035 | 8 | 0 | 0 | 0
2035-08-30 10:00 | 2035 | 8 | 0 | 0 | 0
2035-08-30 11:00 | 2035 | 8 | 0 | 0 | 0
2035-08-30 12:00 | 2035 | 8 | 0 | 0 | 0
2035-08-30 13:00 | 2035 | 8 | 0 | 0 | 0
2035-08-30 14:00 | 2035 | 8 | 0 | 0 | 0
2035-08-30 15:00 | 2035 | 8 | 0 | 0 | 0
2035-08-30 16:00 | 2035 | 8 | 0 | 0 | 0
2035-08-30 17:00 | 2035 | 8 | 0 | 0 | 0
2035-08-30 18:00 | 2035 | 8 | 0 | 0 | 0
2035-08-30 19:00 | 2035 | 8 | 0 | 0 | 0
2035-08-30 20:00 | 2035 | 8 | 0 | 0 | 0
2035-08-30 21:00 | 2035 | 8 | 0 | 0 | 0
2035-08-30 22:00 | 2035 | 8 | 0 | 0 | 0
2035-08-30 23:00 | 2035 | 8 | 0 | 0 | 0
2035-08-31 | 2035 | 8 | 0 | 0 | 0
2035-08-31 01:00 | 2035 | 8 | 0 | 0 | 0
2035-08-31 02:00 | 2035 | 8 | 0 | 0 | 0
2035-08-31 03:00 | 2035 | 8 | 0 | 0 | 0
2035-08-31 04:00 | 2035 | 8 | 0 | 0 | 0
2035-08-31 05:00 | 2035 | 8 | 0 | 0 | 0
2035-08-31 06:00 | 2035 | 8 | 0 | 0 | 0
2035-08-31 07:00 | 2035 | 8 | 0 | 0 | 0
2035-08-31 08:00 | 2035 | 8 | 0 | 0 | 0
2035-08-31 09:00 | 2035 | 8 | 0 | 0 | 0
2035-08-31 10:00 | 2035 | 8 | 0 | 0 | 0
2035-08-31 11:00 | 2035 | 8 | 0 | 0 | 0
2035-08-31 12:00 | 2035 | 8 | 0 | 0 | 0
2035-08-31 13:00 | 2035 | 8 | 0 | 0 | 0
2035-08-31 14:00 | 2035 | 8 | 0 | 0 | 0
2035-08-31 15:00 | 2035 | 8 | 0 | 0 | 0
2035-08-31 16:00 | 2035 | 8 | 0 | 0 | 0
2035-08-31 17:00 | 2035 | 8 | 0 | 0 | 0
2035-08-31 18:00 | 2035 | 8 | 0 | 0 | 0
2035-08-31 19:00 | 2035 | 8 | 0 | 0 | 0
2035-08-31 20:00 | 2035 | 8 | 0 | 0 | 0
2035-08-31 21:00 | 2035 | 8 | 0 | 0 | 0
2035-08-31 22:00 | 2035 | 8 | 0 | 0 | 0
2035-08-31 23:00 | 2035 | 8 | 0 | 0 | 0
2035-09-01 | 2035 | 9 | 0 | 0 | 0
2035-09-01 01:00 | 2035 | 9 | 0 | 0 | 0
2035-09-01 02:00 | 2035 | 9 | 0 | 0 | 0
2035-09-01 03:00 | 2035 | 9 | 0 | 0 | 0
2035-09-01 04:00 | 2035 | 9 | 0 | 0 | 0
2035-09-01 05:00 | 2035 | 9 | 0 | 0 | 0
2035-09-01 06:00 | 2035 | 9 | 0 | 0 | 0
2035-09-01 07:00 | 2035 | 9 | 0 | 0 | 0
2035-09-01 08:00 | 2035 | 9 | 0 | 0 | 0
2035-09-01 09:00 | 2035 | 9 | 0 | 0 | 0
2035-09-01 10:00 | 2035 | 9 | 0 | 0 | 0
2035-09-01 11:00 | 2035 | 9 | 0 | 0 | 0
2035-09-01 12:00 | 2035 | 9 | 0 | 0 | 0
2035-09-01 13:00 | 2035 | 9 | 0 | 0 | 0
2035-09-01 14:00 | 2035 | 9 | 0 | 0 | 0
2035-09-01 15:00 | 2035 | 9 | 0 | 0 | 0
2035-09-01 16:00 | 2035 | 9 | 0 | 0 | 0
2035-09-01 17:00 | 2035 | 9 | 0 | 0 | 0
2035-09-01 18:00 | 2035 | 9 | 0 | 0 | 0
2035-09-01 19:00 | 2035 | 9 | 0 | 0 | 0
2035-09-01 20:00 | 2035 | 9 | 0 | 0 | 0
2035-09-01 21:00 | 2035 | 9 | 0 | 0 | 0
2035-09-01 22:00 | 2035 | 9 | 0 | 0 | 0
2035-09-01 23:00 | 2035 | 9 | 0 | 0 | 0
2035-09-02 | 2035 | 9 | 0 | 0 | 0
2035-09-02 01:00 | 2035 | 9 | 0 | 0 | 0
2035-09-02 02:00 | 2035 | 9 | 0 | 0 | 0
2035-09-02 03:00 | 2035 | 9 | 0 | 0 | 0
2035-09-02 04:00 | 2035 | 9 | 0 | 0 | 0
2035-09-02 05:00 | 2035 | 9 | 0 | 0 | 0
2035-09-02 06:00 | 2035 | 9 | 0 | 0 | 0
2035-09-02 07:00 | 2035 | 9 | 0 | 0 | 0
2035-09-02 08:00 | 2035 | 9 | 0 | 0 | 0
2035-09-02 09:00 | 2035 | 9 | 0 | 0 | 0
2035-09-02 10:00 | 2035 | 9 | 0 | 0 | 0
2035-09-02 11:00 | 2035 | 9 | 0 | 0 | 0
2035-09-02 12:00 | 2035 | 9 | 0 | 0 | 0
2035-09-02 13:00 | 2035 | 9 | 0 | 0 | 0
2035-09-02 14:00 | 2035 | 9 | 0 | 0 | 0
2035-09-02 15:00 | 2035 | 9 | 0 | 0 | 0
2035-09-02 16:00 | 2035 | 9 | 0 | 0 | 0
2035-09-02 17:00 | 2035 | 9 | 0 | 0 | 0
2035-09-02 18:00 | 2035 | 9 | 0 | 0 | 0
2035-09-02 19:00 | 2035 | 9 | 0 | 0 | 0
2035-09-02 20:00 | 2035 | 9 | 0 | 0 | 0
2035-09-02 21:00 | 2035 | 9 | 0 | 0 | 0
2035-09-02 22:00 | 2035 | 9 | 0 | 0 | 0
2035-09-02 23:00 | 2035 | 9 | 0 | 0 | 0
2035-09-03 | 2035 | 9 | 0 | 0 | 0
2035-09-03 01:00 | 2035 | 9 | 0 | 0 | 0
2035-09-03 02:00 | 2035 | 9 | 0 | 0 | 0
2035-09-03 03:00 | 2035 | 9 | 0 | 0 | 0
2035-09-03 04:00 | 2035 | 9 | 0 | 0 | 0
2035-09-03 05:00 | 2035 | 9 | 0 | 0 | 0
2035-09-03 06:00 | 2035 | 9 | 0 | 0 | 0
2035-09-03 07:00 | 2035 | 9 | 0 | 0 | 0
2035-09-03 08:00 | 2035 | 9 | 0 | 0 | 0
2035-09-03 09:00 | 2035 | 9 | 0 | 0 | 0
2035-09-03 10:00 | 2035 | 9 | 0 | 0 | 0
2035-09-03 11:00 | 2035 | 9 | 0 | 0 | 0
2035-09-03 12:00 | 2035 | 9 | 0 | 0 | 0
2035-09-03 13:00 | 2035 | 9 | 0 | 0 | 0
2035-09-03 14:00 | 2035 | 9 | 0 | 0 | 0
2035-09-03 15:00 | 2035 | 9 | 0 | 0 | 0
2035-09-03 16:00 | 2035 | 9 | 0 | 0 | 0
2035-09-03 17:00 | 2035 | 9 | 0 | 0 | 0
2035-09-03 18:00 | 2035 | 9 | 0 | 0 | 0
2035-09-03 19:00 | 2035 | 9 | 0 | 0 | 0
2035-09-03 20:00 | 2035 | 9 | 0 | 0 | 0
2035-09-03 21:00 | 2035 | 9 | 0 | 0 | 0
2035-09-03 22:00 | 2035 | 9 | 0 | 0 | 0
2035-09-03 23:00 | 2035 | 9 | 0 | 0 | 0
2035-09-04 | 2035 | 9 | 0 | 0 | 0
2035-09-04 01:00 | 2035 | 9 | 0 | 0 | 0
2035-09-04 02:00 | 2035 | 9 | 0 | 0 | 0
2035-09-04 03:00 | 2035 | 9 | 0 | 0 | 0
2035-09-04 04:00 | 2035 | 9 | 0 | 0 | 0
2035-09-04 05:00 | 2035 | 9 | 0 | 0 | 0
2035-09-04 06:00 | 2035 | 9 | 0 | 0 | 0
2035-09-04 07:00 | 2035 | 9 | 0 | 0 | 0
2035-09-04 08:00 | 2035 | 9 | 0 | 0 | 0
2035-09-04 09:00 | 2035 | 9 | 0 | 0 | 0
2035-09-04 10:00 | 2035 | 9 | 0 | 0 | 0
2035-09-04 11:00 | 2035 | 9 | 0 | 0 | 0
2035-09-04 12:00 | 2035 | 9 | 0 | 0 | 0
2035-09-04 13:00 | 2035 | 9 | 0 | 0 | 0
2035-09-04 14:00 | 2035 | 9 | 0 | 0 | 0
2035-09-04 15:00 | 2035 | 9 | 0 | 0 | 0
2035-09-04 16:00 | 2035 | 9 | 0 | 0 | 0
2035-09-04 17:00 | 2035 | 9 | 0 | 0 | 0
2035-09-04 18:00 | 2035 | 9 | 0 | 0 | 0
2035-09-04 19:00 | 2035 | 9 | 0 | 0 | 0
2035-09-04 20:00 | 2035 | 9 | 0 | 0 | 0
2035-09-04 21:00 | 2035 | 9 | 0 | 0 | 0
2035-09-04 22:00 | 2035 | 9 | 0 | 0 | 0
2035-09-04 23:00 | 2035 | 9 | 0 | 0 | 0
2035-09-05 | 2035 | 9 | 0 | 0 | 0
2035-09-05 01:00 | 2035 | 9 | 0 | 0 | 0
2035-09-05 02:00 | 2035 | 9 | 0 | 0 | 0
2035-09-05 03:00 | 2035 | 9 | 0 | 0 | 0
2035-09-05 04:00 | 2035 | 9 | 0 | 0 | 0
2035-09-05 05:00 | 2035 | 9 | 0 | 0 | 0
2035-09-05 06:00 | 2035 | 9 | 0 | 0 | 0
2035-09-05 07:00 | 2035 | 9 | 0 | 0 | 0
2035-09-05 08:00 | 2035 | 9 | 0 | 0 | 0
2035-09-05 09:00 | 2035 | 9 | 0 | 0 | 0
2035-09-05 10:00 | 2035 | 9 | 0 | 0 | 0
2035-09-05 11:00 | 2035 | 9 | 0 | 0 | 0
2035-09-05 12:00 | 2035 | 9 | 0 | 0 | 0
2035-09-05 13:00 | 2035 | 9 | 0 | 0 | 0
2035-09-05 14:00 | 2035 | 9 | 0 | 0 | 0
2035-09-05 15:00 | 2035 | 9 | 0 | 0 | 0
2035-09-05 16:00 | 2035 | 9 | 0 | 0 | 0
2035-09-05 17:00 | 2035 | 9 | 0 | 0 | 0
2035-09-05 18:00 | 2035 | 9 | 0 | 0 | 0
2035-09-05 19:00 | 2035 | 9 | 0 | 0 | 0
2035-09-05 20:00 | 2035 | 9 | 0 | 0 | 0
2035-09-05 21:00 | 2035 | 9 | 0 | 0 | 0
2035-09-05 22:00 | 2035 | 9 | 0 | 0 | 0
2035-09-05 23:00 | 2035 | 9 | 0 | 0 | 0
2035-09-06 | 2035 | 9 | 0 | 0 | 0
2035-09-06 01:00 | 2035 | 9 | 0 | 0 | 0
2035-09-06 02:00 | 2035 | 9 | 0 | 0 | 0
2035-09-06 03:00 | 2035 | 9 | 0 | 0 | 0
2035-09-06 04:00 | 2035 | 9 | 0 | 0 | 0
2035-09-06 05:00 | 2035 | 9 | 0 | 0 | 0
2035-09-06 06:00 | 2035 | 9 | 0 | 0 | 0
2035-09-06 07:00 | 2035 | 9 | 0 | 0 | 0
2035-09-06 08:00 | 2035 | 9 | 0 | 0 | 0
2035-09-06 09:00 | 2035 | 9 | 0 | 0 | 0
2035-09-06 10:00 | 2035 | 9 | 0 | 0 | 0
2035-09-06 11:00 | 2035 | 9 | 0 | 0 | 0
2035-09-06 12:00 | 2035 | 9 | 0 | 0 | 0
2035-09-06 13:00 | 2035 | 9 | 0 | 0 | 0
2035-09-06 14:00 | 2035 | 9 | 0 | 0 | 0
2035-09-06 15:00 | 2035 | 9 | 0 | 0 | 0
2035-09-06 16:00 | 2035 | 9 | 0 | 0 | 0
2035-09-06 17:00 | 2035 | 9 | 0 | 0 | 0
2035-09-06 18:00 | 2035 | 9 | 0 | 0 | 0
2035-09-06 19:00 | 2035 | 9 | 0 | 0 | 0
2035-09-06 20:00 | 2035 | 9 | 0 | 0 | 0
2035-09-06 21:00 | 2035 | 9 | 0 | 0 | 0
2035-09-06 22:00 | 2035 | 9 | 0 | 0 | 0
2035-09-06 23:00 | 2035 | 9 | 0 | 0 | 0
2035-09-07 | 2035 | 9 | 0 | 0 | 0
2035-09-07 01:00 | 2035 | 9 | 0 | 0 | 0
2035-09-07 02:00 | 2035 | 9 | 0 | 0 | 0
2035-09-07 03:00 | 2035 | 9 | 0 | 0 | 0
2035-09-07 04:00 | 2035 | 9 | 0 | 0 | 0
2035-09-07 05:00 | 2035 | 9 | 0 | 0 | 0
2035-09-07 06:00 | 2035 | 9 | 0 | 0 | 0
2035-09-07 07:00 | 2035 | 9 | 0 | 0 | 0
2035-09-07 08:00 | 2035 | 9 | 0 | 0 | 0
2035-09-07 09:00 | 2035 | 9 | 0 | 0 | 0
2035-09-07 10:00 | 2035 | 9 | 0 | 0 | 0
2035-09-07 11:00 | 2035 | 9 | 0 | 0 | 0
2035-09-07 12:00 | 2035 | 9 | 0 | 0 | 0
2035-09-07 13:00 | 2035 | 9 | 0 | 0 | 0
2035-09-07 14:00 | 2035 | 9 | 0 | 0 | 0
2035-09-07 15:00 | 2035 | 9 | 0 | 0 | 0
2035-09-07 16:00 | 2035 | 9 | 0 | 0 | 0
2035-09-07 17:00 | 2035 | 9 | 0 | 0 | 0
2035-09-07 18:00 | 2035 | 9 | 0 | 0 | 0
2035-09-07 19:00 | 2035 | 9 | 0 | 0 | 0
2035-09-07 20:00 | 2035 | 9 | 0 | 0 | 0
2035-09-07 21:00 | 2035 | 9 | 0 | 0 | 0
2035-09-07 22:00 | 2035 | 9 | 0 | 0 | 0
2035-09-07 23:00 | 2035 | 9 | 0 | 0 | 0
2035-09-08 | 2035 | 9 | 0 | 0 | 0
2035-09-08 01:00 | 2035 | 9 | 0 | 0 | 0
2035-09-08 02:00 | 2035 | 9 | 0 | 0 | 0
2035-09-08 03:00 | 2035 | 9 | 0 | 0 | 0
2035-09-08 04:00 | 2035 | 9 | 0 | 0 | 0
2035-09-08 05:00 | 2035 | 9 | 0 | 0 | 0
2035-09-08 06:00 | 2035 | 9 | 0 | 0 | 0
2035-09-08 07:00 | 2035 | 9 | 0 | 0 | 0
2035-09-08 08:00 | 2035 | 9 | 0 | 0 | 0
2035-09-08 09:00 | 2035 | 9 | 0 | 0 | 0
2035-09-08 10:00 | 2035 | 9 | 0 | 0 | 0
2035-09-08 11:00 | 2035 | 9 | 0 | 0 | 0
2035-09-08 12:00 | 2035 | 9 | 0 | 0 | 0
2035-09-08 13:00 | 2035 | 9 | 0 | 0 | 0
2035-09-08 14:00 | 2035 | 9 | 0 | 0 | 0
2035-09-08 15:00 | 2035 | 9 | 0 | 0 | 0
2035-09-08 16:00 | 2035 | 9 | 0 | 0 | 0
2035-09-08 17:00 | 2035 | 9 | 0 | 0 | 0
2035-09-08 18:00 | 2035 | 9 | 0 | 0 | 0
2035-09-08 19:00 | 2035 | 9 | 0 | 0 | 0
2035-09-08 20:00 | 2035 | 9 | 0 | 0 | 0
2035-09-08 21:00 | 2035 | 9 | 0 | 0 | 0
2035-09-08 22:00 | 2035 | 9 | 0 | 0 | 0
2035-09-08 23:00 | 2035 | 9 | 0 | 0 | 0
2035-09-09 | 2035 | 9 | 0 | 0 | 0
2035-09-09 01:00 | 2035 | 9 | 0 | 0 | 0
2035-09-09 02:00 | 2035 | 9 | 0 | 0 | 0
2035-09-09 03:00 | 2035 | 9 | 0 | 0 | 0
2035-09-09 04:00 | 2035 | 9 | 0 | 0 | 0
2035-09-09 05:00 | 2035 | 9 | 0 | 0 | 0
2035-09-09 06:00 | 2035 | 9 | 0 | 0 | 0
2035-09-09 07:00 | 2035 | 9 | 0 | 0 | 0
2035-09-09 08:00 | 2035 | 9 | 0 | 0 | 0
2035-09-09 09:00 | 2035 | 9 | 0 | 0 | 0
2035-09-09 10:00 | 2035 | 9 | 0 | 0 | 0
2035-09-09 11:00 | 2035 | 9 | 0 | 0 | 0
2035-09-09 12:00 | 2035 | 9 | 0 | 0 | 0
2035-09-09 13:00 | 2035 | 9 | 0 | 0 | 0
2035-09-09 14:00 | 2035 | 9 | 0 | 0 | 0
2035-09-09 15:00 | 2035 | 9 | 0 | 0 | 0
2035-09-09 16:00 | 2035 | 9 | 0 | 0 | 0
2035-09-09 17:00 | 2035 | 9 | 0 | 0 | 0
2035-09-09 18:00 | 2035 | 9 | 0 | 0 | 0
2035-09-09 19:00 | 2035 | 9 | 0 | 0 | 0
2035-09-09 20:00 | 2035 | 9 | 0 | 0 | 0
2035-09-09 21:00 | 2035 | 9 | 0 | 0 | 0
2035-09-09 22:00 | 2035 | 9 | 0 | 0 | 0
2035-09-09 23:00 | 2035 | 9 | 0 | 0 | 0
2035-09-10 | 2035 | 9 | 0 | 0 | 0
2035-09-10 01:00 | 2035 | 9 | 0 | 0 | 0
2035-09-10 02:00 | 2035 | 9 | 0 | 0 | 0
2035-09-10 03:00 | 2035 | 9 | 0 | 0 | 0
2035-09-10 04:00 | 2035 | 9 | 0 | 0 | 0
2035-09-10 05:00 | 2035 | 9 | 0 | 0 | 0
2035-09-10 06:00 | 2035 | 9 | 0 | 0 | 0
2035-09-10 07:00 | 2035 | 9 | 0 | 0 | 0
2035-09-10 08:00 | 2035 | 9 | 0 | 0 | 0
2035-09-10 09:00 | 2035 | 9 | 0 | 0 | 0
2035-09-10 10:00 | 2035 | 9 | 0 | 0 | 0
2035-09-10 11:00 | 2035 | 9 | 0 | 0 | 0
2035-09-10 12:00 | 2035 | 9 | 0 | 0 | 0
2035-09-10 13:00 | 2035 | 9 | 0 | 0 | 0
2035-09-10 14:00 | 2035 | 9 | 0 | 0 | 0
2035-09-10 15:00 | 2035 | 9 | 0 | 0 | 0
2035-09-10 16:00 | 2035 | 9 | 0 | 0 | 0
2035-09-10 17:00 | 2035 | 9 | 0 | 0 | 0
2035-09-10 18:00 | 2035 | 9 | 0 | 0 | 0
2035-09-10 19:00 | 2035 | 9 | 0 | 0 | 0
2035-09-10 20:00 | 2035 | 9 | 0 | 0 | 0
2035-09-10 21:00 | 2035 | 9 | 0 | 0 | 0
2035-09-10 22:00 | 2035 | 9 | 0 | 0 | 0
2035-09-10 23:00 | 2035 | 9 | 0 | 0 | 0
2035-09-11 | 2035 | 9 | 0 | 0 | 0
2035-09-11 01:00 | 2035 | 9 | 0 | 0 | 0
2035-09-11 02:00 | 2035 | 9 | 0 | 0 | 0
2035-09-11 03:00 | 2035 | 9 | 0 | 0 | 0
2035-09-11 04:00 | 2035 | 9 | 0 | 0 | 0
2035-09-11 05:00 | 2035 | 9 | 0 | 0 | 0
2035-09-11 06:00 | 2035 | 9 | 0 | 0 | 0
2035-09-11 07:00 | 2035 | 9 | 0 | 0 | 0
2035-09-11 08:00 | 2035 | 9 | 0 | 0 | 0
2035-09-11 09:00 | 2035 | 9 | 0 | 0 | 0
2035-09-11 10:00 | 2035 | 9 | 0 | 0 | 0
2035-09-11 11:00 | 2035 | 9 | 0 | 0 | 0
2035-09-11 12:00 | 2035 | 9 | 0 | 0 | 0
2035-09-11 13:00 | 2035 | 9 | 0 | 0 | 0
2035-09-11 14:00 | 2035 | 9 | 0 | 0 | 0
2035-09-11 15:00 | 2035 | 9 | 0 | 0 | 0
2035-09-11 16:00 | 2035 | 9 | 0 | 0 | 0
2035-09-11 17:00 | 2035 | 9 | 0 | 0 | 0
2035-09-11 18:00 | 2035 | 9 | 0 | 0 | 0
2035-09-11 19:00 | 2035 | 9 | 0 | 0 | 0
2035-09-11 20:00 | 2035 | 9 | 0 | 0 | 0
2035-09-11 21:00 | 2035 | 9 | 0 | 0 | 0
2035-09-11 22:00 | 2035 | 9 | 0 | 0 | 0
2035-09-11 23:00 | 2035 | 9 | 0 | 0 | 0
2035-09-12 | 2035 | 9 | 0 | 0 | 0
2035-09-12 01:00 | 2035 | 9 | 0 | 0 | 0
2035-09-12 02:00 | 2035 | 9 | 0 | 0 | 0
2035-09-12 03:00 | 2035 | 9 | 0 | 0 | 0
2035-09-12 04:00 | 2035 | 9 | 0 | 0 | 0
2035-09-12 05:00 | 2035 | 9 | 0 | 0 | 0
2035-09-12 06:00 | 2035 | 9 | 0 | 0 | 0
2035-09-12 07:00 | 2035 | 9 | 0 | 0 | 0
2035-09-12 08:00 | 2035 | 9 | 0 | 0 | 0
2035-09-12 09:00 | 2035 | 9 | 0 | 0 | 0
2035-09-12 10:00 | 2035 | 9 | 0 | 0 | 0
2035-09-12 11:00 | 2035 | 9 | 0 | 0 | 0
2035-09-12 12:00 | 2035 | 9 | 0 | 0 | 0
2035-09-12 13:00 | 2035 | 9 | 0 | 0 | 0
2035-09-12 14:00 | 2035 | 9 | 0 | 0 | 0
2035-09-12 15:00 | 2035 | 9 | 0 | 0 | 0
2035-09-12 16:00 | 2035 | 9 | 0 | 0 | 0
2035-09-12 17:00 | 2035 | 9 | 0 | 0 | 0
2035-09-12 18:00 | 2035 | 9 | 0 | 0 | 0
2035-09-12 19:00 | 2035 | 9 | 0 | 0 | 0
2035-09-12 20:00 | 2035 | 9 | 0 | 0 | 0
2035-09-12 21:00 | 2035 | 9 | 0 | 0 | 0
2035-09-12 22:00 | 2035 | 9 | 0 | 0 | 0
2035-09-12 23:00 | 2035 | 9 | 0 | 0 | 0
2035-09-13 | 2035 | 9 | 0 | 0 | 0
2035-09-13 01:00 | 2035 | 9 | 0 | 0 | 0
2035-09-13 02:00 | 2035 | 9 | 0 | 0 | 0
2035-09-13 03:00 | 2035 | 9 | 0 | 0 | 0
2035-09-13 04:00 | 2035 | 9 | 0 | 0 | 0
2035-09-13 05:00 | 2035 | 9 | 0 | 0 | 0
2035-09-13 06:00 | 2035 | 9 | 0 | 0 | 0
2035-09-13 07:00 | 2035 | 9 | 0 | 0 | 0
2035-09-13 08:00 | 2035 | 9 | 0 | 0 | 0
2035-09-13 09:00 | 2035 | 9 | 0 | 0 | 0
2035-09-13 10:00 | 2035 | 9 | 0 | 0 | 0
2035-09-13 11:00 | 2035 | 9 | 0 | 0 | 0
2035-09-13 12:00 | 2035 | 9 | 0 | 0 | 0
2035-09-13 13:00 | 2035 | 9 | 0 | 0 | 0
2035-09-13 14:00 | 2035 | 9 | 0 | 0 | 0
2035-09-13 15:00 | 2035 | 9 | 0 | 0 | 0
2035-09-13 16:00 | 2035 | 9 | 0 | 0 | 0
2035-09-13 17:00 | 2035 | 9 | 0 | 0 | 0
2035-09-13 18:00 | 2035 | 9 | 0 | 0 | 0
2035-09-13 19:00 | 2035 | 9 | 0 | 0 | 0
2035-09-13 20:00 | 2035 | 9 | 0 | 0 | 0
2035-09-13 21:00 | 2035 | 9 | 0 | 0 | 0
2035-09-13 22:00 | 2035 | 9 | 0 | 0 | 0
2035-09-13 23:00 | 2035 | 9 | 0 | 0 | 0
2035-09-14 | 2035 | 9 | 0 | 0 | 0
2035-09-14 01:00 | 2035 | 9 | 0 | 0 | 0
2035-09-14 02:00 | 2035 | 9 | 0 | 0 | 0
2035-09-14 03:00 | 2035 | 9 | 0 | 0 | 0
2035-09-14 04:00 | 2035 | 9 | 0 | 0 | 0
2035-09-14 05:00 | 2035 | 9 | 0 | 0 | 0
2035-09-14 06:00 | 2035 | 9 | 0 | 0 | 0
2035-09-14 07:00 | 2035 | 9 | 0 | 0 | 0
2035-09-14 08:00 | 2035 | 9 | 0 | 0 | 0
2035-09-14 09:00 | 2035 | 9 | 0 | 0 | 0
2035-09-14 10:00 | 2035 | 9 | 0 | 0 | 0
2035-09-14 11:00 | 2035 | 9 | 0 | 0 | 0
2035-09-14 12:00 | 2035 | 9 | 0 | 0 | 0
2035-09-14 13:00 | 2035 | 9 | 0 | 0 | 0
2035-09-14 14:00 | 2035 | 9 | 0 | 0 | 0
2035-09-14 15:00 | 2035 | 9 | 0 | 0 | 0
2035-09-14 16:00 | 2035 | 9 | 0 | 0 | 0
2035-09-14 17:00 | 2035 | 9 | 0 | 0 | 0
2035-09-14 18:00 | 2035 | 9 | 0 | 0 | 0
2035-09-14 19:00 | 2035 | 9 | 0 | 0 | 0
2035-09-14 20:00 | 2035 | 9 | 0 | 0 | 0
2035-09-14 21:00 | 2035 | 9 | 0 | 0 | 0
2035-09-14 22:00 | 2035 | 9 | 0 | 0 | 0
2035-09-14 23:00 | 2035 | 9 | 0 | 0 | 0
2035-09-15 | 2035 | 9 | 0 | 0 | 0
2035-09-15 01:00 | 2035 | 9 | 0 | 0 | 0
2035-09-15 02:00 | 2035 | 9 | 0 | 0 | 0
2035-09-15 03:00 | 2035 | 9 | 0 | 0 | 0
2035-09-15 04:00 | 2035 | 9 | 0 | 0 | 0
2035-09-15 05:00 | 2035 | 9 | 0 | 0 | 0
2035-09-15 06:00 | 2035 | 9 | 0 | 0 | 0
2035-09-15 07:00 | 2035 | 9 | 0 | 0 | 0
2035-09-15 08:00 | 2035 | 9 | 0 | 0 | 0
2035-09-15 09:00 | 2035 | 9 | 0 | 0 | 0
2035-09-15 10:00 | 2035 | 9 | 0 | 0 | 0
2035-09-15 11:00 | 2035 | 9 | 0 | 0 | 0
2035-09-15 12:00 | 2035 | 9 | 0 | 0 | 0
2035-09-15 13:00 | 2035 | 9 | 0 | 0 | 0
2035-09-15 14:00 | 2035 | 9 | 0 | 0 | 0
2035-09-15 15:00 | 2035 | 9 | 0 | 0 | 0
2035-09-15 16:00 | 2035 | 9 | 0 | 0 | 0
2035-09-15 17:00 | 2035 | 9 | 0 | 0 | 0
2035-09-15 18:00 | 2035 | 9 | 0 | 0 | 0
2035-09-15 19:00 | 2035 | 9 | 0 | 0 | 0
2035-09-15 20:00 | 2035 | 9 | 0 | 0 | 0
2035-09-15 21:00 | 2035 | 9 | 0 | 0 | 0
2035-09-15 22:00 | 2035 | 9 | 0 | 0 | 0
2035-09-15 23:00 | 2035 | 9 | 0 | 0 | 0
2035-09-16 | 2035 | 9 | 0 | 0 | 0
2035-09-16 01:00 | 2035 | 9 | 0 | 0 | 0
2035-09-16 02:00 | 2035 | 9 | 0 | 0 | 0
2035-09-16 03:00 | 2035 | 9 | 0 | 0 | 0
2035-09-16 04:00 | 2035 | 9 | 0 | 0 | 0
2035-09-16 05:00 | 2035 | 9 | 0 | 0 | 0
2035-09-16 06:00 | 2035 | 9 | 0 | 0 | 0
2035-09-16 07:00 | 2035 | 9 | 0 | 0 | 0
2035-09-16 08:00 | 2035 | 9 | 0 | 0 | 0
2035-09-16 09:00 | 2035 | 9 | 0 | 0 | 0
2035-09-16 10:00 | 2035 | 9 | 0 | 0 | 0
2035-09-16 11:00 | 2035 | 9 | 0 | 0 | 0
2035-09-16 12:00 | 2035 | 9 | 0 | 0 | 0
2035-09-16 13:00 | 2035 | 9 | 0 | 0 | 0
2035-09-16 14:00 | 2035 | 9 | 0 | 0 | 0
2035-09-16 15:00 | 2035 | 9 | 0 | 0 | 0
2035-09-16 16:00 | 2035 | 9 | 0 | 0 | 0
2035-09-16 17:00 | 2035 | 9 | 0 | 0 | 0
2035-09-16 18:00 | 2035 | 9 | 0 | 0 | 0
2035-09-16 19:00 | 2035 | 9 | 0 | 0 | 0
2035-09-16 20:00 | 2035 | 9 | 0 | 0 | 0
2035-09-16 21:00 | 2035 | 9 | 0 | 0 | 0
2035-09-16 22:00 | 2035 | 9 | 0 | 0 | 0
2035-09-16 23:00 | 2035 | 9 | 0 | 0 | 0
2035-09-17 | 2035 | 9 | 0 | 0 | 0
2035-09-17 01:00 | 2035 | 9 | 0 | 0 | 0
2035-09-17 02:00 | 2035 | 9 | 0 | 0 | 0
2035-09-17 03:00 | 2035 | 9 | 0 | 0 | 0
2035-09-17 04:00 | 2035 | 9 | 0 | 0 | 0
2035-09-17 05:00 | 2035 | 9 | 0 | 0 | 0
2035-09-17 06:00 | 2035 | 9 | 0 | 0 | 0
2035-09-17 07:00 | 2035 | 9 | 0 | 0 | 0
2035-09-17 08:00 | 2035 | 9 | 0 | 0 | 0
2035-09-17 09:00 | 2035 | 9 | 0 | 0 | 0
2035-09-17 10:00 | 2035 | 9 | 0 | 0 | 0
2035-09-17 11:00 | 2035 | 9 | 0 | 0 | 0
2035-09-17 12:00 | 2035 | 9 | 0 | 0 | 0
2035-09-17 13:00 | 2035 | 9 | 0 | 0 | 0
2035-09-17 14:00 | 2035 | 9 | 0 | 0 | 0
2035-09-17 15:00 | 2035 | 9 | 0 | 0 | 0
2035-09-17 16:00 | 2035 | 9 | 0 | 0 | 0
2035-09-17 17:00 | 2035 | 9 | 0 | 0 | 0
2035-09-17 18:00 | 2035 | 9 | 0 | 0 | 0
2035-09-17 19:00 | 2035 | 9 | 0 | 0 | 0
2035-09-17 20:00 | 2035 | 9 | 0 | 0 | 0
2035-09-17 21:00 | 2035 | 9 | 0 | 0 | 0
2035-09-17 22:00 | 2035 | 9 | 0 | 0 | 0
2035-09-17 23:00 | 2035 | 9 | 0 | 0 | 0
2035-09-18 | 2035 | 9 | 0 | 0 | 0
2035-09-18 01:00 | 2035 | 9 | 0 | 0 | 0
2035-09-18 02:00 | 2035 | 9 | 0 | 0 | 0
2035-09-18 03:00 | 2035 | 9 | 0 | 0 | 0
2035-09-18 04:00 | 2035 | 9 | 0 | 0 | 0
2035-09-18 05:00 | 2035 | 9 | 0 | 0 | 0
2035-09-18 06:00 | 2035 | 9 | 0 | 0 | 0
2035-09-18 07:00 | 2035 | 9 | 0 | 0 | 0
2035-09-18 08:00 | 2035 | 9 | 0 | 0 | 0
2035-09-18 09:00 | 2035 | 9 | 0 | 0 | 0
2035-09-18 10:00 | 2035 | 9 | 0 | 0 | 0
2035-09-18 11:00 | 2035 | 9 | 0 | 0 | 0
2035-09-18 12:00 | 2035 | 9 | 0 | 0 | 0
2035-09-18 13:00 | 2035 | 9 | 0 | 0 | 0
2035-09-18 14:00 | 2035 | 9 | 0 | 0 | 0
2035-09-18 15:00 | 2035 | 9 | 0 | 0 | 0
2035-09-18 16:00 | 2035 | 9 | 0 | 0 | 0
2035-09-18 17:00 | 2035 | 9 | 0 | 0 | 0
2035-09-18 18:00 | 2035 | 9 | 0 | 0 | 0
2035-09-18 19:00 | 2035 | 9 | 0 | 0 | 0
2035-09-18 20:00 | 2035 | 9 | 0 | 0 | 0
2035-09-18 21:00 | 2035 | 9 | 0 | 0 | 0
2035-09-18 22:00 | 2035 | 9 | 0 | 0 | 0
2035-09-18 23:00 | 2035 | 9 | 0 | 0 | 0
2035-09-19 | 2035 | 9 | 0 | 0 | 0
2035-09-19 01:00 | 2035 | 9 | 0 | 0 | 0
2035-09-19 02:00 | 2035 | 9 | 0 | 0 | 0
2035-09-19 03:00 | 2035 | 9 | 0 | 0 | 0
2035-09-19 04:00 | 2035 | 9 | 0 | 0 | 0
2035-09-19 05:00 | 2035 | 9 | 0 | 0 | 0
2035-09-19 06:00 | 2035 | 9 | 0 | 0 | 0
2035-09-19 07:00 | 2035 | 9 | 0 | 0 | 0
2035-09-19 08:00 | 2035 | 9 | 0 | 0 | 0
2035-09-19 09:00 | 2035 | 9 | 0 | 0 | 0
2035-09-19 10:00 | 2035 | 9 | 0 | 0 | 0
2035-09-19 11:00 | 2035 | 9 | 0 | 0 | 0
2035-09-19 12:00 | 2035 | 9 | 0 | 0 | 0
2035-09-19 13:00 | 2035 | 9 | 0 | 0 | 0
2035-09-19 14:00 | 2035 | 9 | 0 | 0 | 0
2035-09-19 15:00 | 2035 | 9 | 0 | 0 | 0
2035-09-19 16:00 | 2035 | 9 | 0 | 0 | 0
2035-09-19 17:00 | 2035 | 9 | 0 | 0 | 0
2035-09-19 18:00 | 2035 | 9 | 0 | 0 | 0
2035-09-19 19:00 | 2035 | 9 | 0 | 0 | 0
2035-09-19 20:00 | 2035 | 9 | 0 | 0 | 0
2035-09-19 21:00 | 2035 | 9 | 0 | 0 | 0
2035-09-19 22:00 | 2035 | 9 | 0 | 0 | 0
2035-09-19 23:00 | 2035 | 9 | 0 | 0 | 0
2035-09-20 | 2035 | 9 | 0 | 0 | 0
2035-09-20 01:00 | 2035 | 9 | 0 | 0 | 0
2035-09-20 02:00 | 2035 | 9 | 0 | 0 | 0
2035-09-20 03:00 | 2035 | 9 | 0 | 0 | 0
2035-09-20 04:00 | 2035 | 9 | 0 | 0 | 0
2035-09-20 05:00 | 2035 | 9 | 0 | 0 | 0
2035-09-20 06:00 | 2035 | 9 | 0 | 0 | 0
2035-09-20 07:00 | 2035 | 9 | 0 | 0 | 0
2035-09-20 08:00 | 2035 | 9 | 0 | 0 | 0
2035-09-20 09:00 | 2035 | 9 | 0 | 0 | 0
2035-09-20 10:00 | 2035 | 9 | 0 | 0 | 0
2035-09-20 11:00 | 2035 | 9 | 0 | 0 | 0
2035-09-20 12:00 | 2035 | 9 | 0 | 0 | 0
2035-09-20 13:00 | 2035 | 9 | 0 | 0 | 0
2035-09-20 14:00 | 2035 | 9 | 0 | 0 | 0
2035-09-20 15:00 | 2035 | 9 | 0 | 0 | 0
2035-09-20 16:00 | 2035 | 9 | 0 | 0 | 0
2035-09-20 17:00 | 2035 | 9 | 0 | 0 | 0
2035-09-20 18:00 | 2035 | 9 | 0 | 0 | 0
2035-09-20 19:00 | 2035 | 9 | 0 | 0 | 0
2035-09-20 20:00 | 2035 | 9 | 0 | 0 | 0
2035-09-20 21:00 | 2035 | 9 | 0 | 0 | 0
2035-09-20 22:00 | 2035 | 9 | 0 | 0 | 0
2035-09-20 23:00 | 2035 | 9 | 0 | 0 | 0
2035-09-21 | 2035 | 9 | 0 | 0 | 0
2035-09-21 01:00 | 2035 | 9 | 0 | 0 | 0
2035-09-21 02:00 | 2035 | 9 | 0 | 0 | 0
2035-09-21 03:00 | 2035 | 9 | 0 | 0 | 0
2035-09-21 04:00 | 2035 | 9 | 0 | 0 | 0
2035-09-21 05:00 | 2035 | 9 | 0 | 0 | 0
2035-09-21 06:00 | 2035 | 9 | 0 | 0 | 0
2035-09-21 07:00 | 2035 | 9 | 0 | 0 | 0
2035-09-21 08:00 | 2035 | 9 | 0 | 0 | 0
2035-09-21 09:00 | 2035 | 9 | 0 | 0 | 0
2035-09-21 10:00 | 2035 | 9 | 0 | 0 | 0
2035-09-21 11:00 | 2035 | 9 | 0 | 0 | 0
2035-09-21 12:00 | 2035 | 9 | 0 | 0 | 0
2035-09-21 13:00 | 2035 | 9 | 0 | 0 | 0
2035-09-21 14:00 | 2035 | 9 | 0 | 0 | 0
2035-09-21 15:00 | 2035 | 9 | 0 | 0 | 0
2035-09-21 16:00 | 2035 | 9 | 0 | 0 | 0
2035-09-21 17:00 | 2035 | 9 | 0 | 0 | 0
2035-09-21 18:00 | 2035 | 9 | 0 | 0 | 0
2035-09-21 19:00 | 2035 | 9 | 0 | 0 | 0
2035-09-21 20:00 | 2035 | 9 | 0 | 0 | 0
2035-09-21 21:00 | 2035 | 9 | 0 | 0 | 0
2035-09-21 22:00 | 2035 | 9 | 0 | 0 | 0
2035-09-21 23:00 | 2035 | 9 | 0 | 0 | 0
2035-09-22 | 2035 | 9 | 0 | 0 | 0
2035-09-22 01:00 | 2035 | 9 | 0 | 0 | 0
2035-09-22 02:00 | 2035 | 9 | 0 | 0 | 0
2035-09-22 03:00 | 2035 | 9 | 0 | 0 | 0
2035-09-22 04:00 | 2035 | 9 | 0 | 0 | 0
2035-09-22 05:00 | 2035 | 9 | 0 | 0 | 0
2035-09-22 06:00 | 2035 | 9 | 0 | 0 | 0
2035-09-22 07:00 | 2035 | 9 | 0 | 0 | 0
2035-09-22 08:00 | 2035 | 9 | 0 | 0 | 0
2035-09-22 09:00 | 2035 | 9 | 0 | 0 | 0
2035-09-22 10:00 | 2035 | 9 | 0 | 0 | 0
2035-09-22 11:00 | 2035 | 9 | 0 | 0 | 0
2035-09-22 12:00 | 2035 | 9 | 0 | 0 | 0
2035-09-22 13:00 | 2035 | 9 | 0 | 0 | 0
2035-09-22 14:00 | 2035 | 9 | 0 | 0 | 0
2035-09-22 15:00 | 2035 | 9 | 0 | 0 | 0
2035-09-22 16:00 | 2035 | 9 | 0 | 0 | 0
2035-09-22 17:00 | 2035 | 9 | 0 | 0 | 0
2035-09-22 18:00 | 2035 | 9 | 0 | 0 | 0
2035-09-22 19:00 | 2035 | 9 | 0 | 0 | 0
2035-09-22 20:00 | 2035 | 9 | 0 | 0 | 0
2035-09-22 21:00 | 2035 | 9 | 0 | 0 | 0
2035-09-22 22:00 | 2035 | 9 | 0 | 0 | 0
2035-09-22 23:00 | 2035 | 9 | 0 | 0 | 0
2035-09-23 | 2035 | 9 | 0 | 0 | 0
2035-09-23 01:00 | 2035 | 9 | 0 | 0 | 0
2035-09-23 02:00 | 2035 | 9 | 0 | 0 | 0
2035-09-23 03:00 | 2035 | 9 | 0 | 0 | 0
2035-09-23 04:00 | 2035 | 9 | 0 | 0 | 0
2035-09-23 05:00 | 2035 | 9 | 0 | 0 | 0
2035-09-23 06:00 | 2035 | 9 | 0 | 0 | 0
2035-09-23 07:00 | 2035 | 9 | 0 | 0 | 0
2035-09-23 08:00 | 2035 | 9 | 0 | 0 | 0
2035-09-23 09:00 | 2035 | 9 | 0 | 0 | 0
2035-09-23 10:00 | 2035 | 9 | 0 | 0 | 0
2035-09-23 11:00 | 2035 | 9 | 0 | 0 | 0
2035-09-23 12:00 | 2035 | 9 | 0 | 0 | 0
2035-09-23 13:00 | 2035 | 9 | 0 | 0 | 0
2035-09-23 14:00 | 2035 | 9 | 0 | 0 | 0
2035-09-23 15:00 | 2035 | 9 | 0 | 0 | 0
2035-09-23 16:00 | 2035 | 9 | 0 | 0 | 0
2035-09-23 17:00 | 2035 | 9 | 0 | 0 | 0
2035-09-23 18:00 | 2035 | 9 | 0 | 0 | 0
2035-09-23 19:00 | 2035 | 9 | 0 | 0 | 0
2035-09-23 20:00 | 2035 | 9 | 0 | 0 | 0
2035-09-23 21:00 | 2035 | 9 | 0 | 0 | 0
2035-09-23 22:00 | 2035 | 9 | 0 | 0 | 0
2035-09-23 23:00 | 2035 | 9 | 0 | 0 | 0
2035-09-24 | 2035 | 9 | 0 | 0 | 0
2035-09-24 01:00 | 2035 | 9 | 0 | 0 | 0
2035-09-24 02:00 | 2035 | 9 | 0 | 0 | 0
2035-09-24 03:00 | 2035 | 9 | 0 | 0 | 0
2035-09-24 04:00 | 2035 | 9 | 0 | 0 | 0
2035-09-24 05:00 | 2035 | 9 | 0 | 0 | 0
2035-09-24 06:00 | 2035 | 9 | 0 | 0 | 0
2035-09-24 07:00 | 2035 | 9 | 0 | 0 | 0
2035-09-24 08:00 | 2035 | 9 | 0 | 0 | 0
2035-09-24 09:00 | 2035 | 9 | 0 | 0 | 0
2035-09-24 10:00 | 2035 | 9 | 0 | 0 | 0
2035-09-24 11:00 | 2035 | 9 | 0 | 0 | 0
2035-09-24 12:00 | 2035 | 9 | 0 | 0 | 0
2035-09-24 13:00 | 2035 | 9 | 0 | 0 | 0
2035-09-24 14:00 | 2035 | 9 | 0 | 0 | 0
2035-09-24 15:00 | 2035 | 9 | 0 | 0 | 0
2035-09-24 16:00 | 2035 | 9 | 0 | 0 | 0
2035-09-24 17:00 | 2035 | 9 | 0 | 0 | 0
2035-09-24 18:00 | 2035 | 9 | 0 | 0 | 0
2035-09-24 19:00 | 2035 | 9 | 0 | 0 | 0
2035-09-24 20:00 | 2035 | 9 | 0 | 0 | 0
2035-09-24 21:00 | 2035 | 9 | 0 | 0 | 0
2035-09-24 22:00 | 2035 | 9 | 0 | 0 | 0
2035-09-24 23:00 | 2035 | 9 | 0 | 0 | 0
2035-09-25 | 2035 | 9 | 0 | 0 | 0
2035-09-25 01:00 | 2035 | 9 | 0 | 0 | 0
2035-09-25 02:00 | 2035 | 9 | 0 | 0 | 0
2035-09-25 03:00 | 2035 | 9 | 0 | 0 | 0
2035-09-25 04:00 | 2035 | 9 | 0 | 0 | 0
2035-09-25 05:00 | 2035 | 9 | 0 | 0 | 0
2035-09-25 06:00 | 2035 | 9 | 0 | 0 | 0
2035-09-25 07:00 | 2035 | 9 | 0 | 0 | 0
2035-09-25 08:00 | 2035 | 9 | 0 | 0 | 0
2035-09-25 09:00 | 2035 | 9 | 0 | 0 | 0
2035-09-25 10:00 | 2035 | 9 | 0 | 0 | 0
2035-09-25 11:00 | 2035 | 9 | 0 | 0 | 0
2035-09-25 12:00 | 2035 | 9 | 0 | 0 | 0
2035-09-25 13:00 | 2035 | 9 | 0 | 0 | 0
2035-09-25 14:00 | 2035 | 9 | 0 | 0 | 0
2035-09-25 15:00 | 2035 | 9 | 0 | 0 | 0
2035-09-25 16:00 | 2035 | 9 | 0 | 0 | 0
2035-09-25 17:00 | 2035 | 9 | 0 | 0 | 0
2035-09-25 18:00 | 2035 | 9 | 0 | 0 | 0
2035-09-25 19:00 | 2035 | 9 | 0 | 0 | 0
2035-09-25 20:00 | 2035 | 9 | 0 | 0 | 0
2035-09-25 21:00 | 2035 | 9 | 0 | 0 | 0
2035-09-25 22:00 | 2035 | 9 | 0 | 0 | 0
2035-09-25 23:00 | 2035 | 9 | 0 | 0 | 0
2035-09-26 | 2035 | 9 | 0 | 0 | 0
2035-09-26 01:00 | 2035 | 9 | 0 | 0 | 0
2035-09-26 02:00 | 2035 | 9 | 0 | 0 | 0
2035-09-26 03:00 | 2035 | 9 | 0 | 0 | 0
2035-09-26 04:00 | 2035 | 9 | 0 | 0 | 0
2035-09-26 05:00 | 2035 | 9 | 0 | 0 | 0
2035-09-26 06:00 | 2035 | 9 | 0 | 0 | 0
2035-09-26 07:00 | 2035 | 9 | 0 | 0 | 0
2035-09-26 08:00 | 2035 | 9 | 0 | 0 | 0
2035-09-26 09:00 | 2035 | 9 | 0 | 0 | 0
2035-09-26 10:00 | 2035 | 9 | 0 | 0 | 0
2035-09-26 11:00 | 2035 | 9 | 0 | 0 | 0
2035-09-26 12:00 | 2035 | 9 | 0 | 0 | 0
2035-09-26 13:00 | 2035 | 9 | 0 | 0 | 0
2035-09-26 14:00 | 2035 | 9 | 0 | 0 | 0
2035-09-26 15:00 | 2035 | 9 | 0 | 0 | 0
2035-09-26 16:00 | 2035 | 9 | 0 | 0 | 0
2035-09-26 17:00 | 2035 | 9 | 0 | 0 | 0
2035-09-26 18:00 | 2035 | 9 | 0 | 0 | 0
2035-09-26 19:00 | 2035 | 9 | 0 | 0 | 0
2035-09-26 20:00 | 2035 | 9 | 0 | 0 | 0
2035-09-26 21:00 | 2035 | 9 | 0 | 0 | 0
2035-09-26 22:00 | 2035 | 9 | 0 | 0 | 0
2035-09-26 23:00 | 2035 | 9 | 0 | 0 | 0
2035-09-27 | 2035 | 9 | 0 | 0 | 0
2035-09-27 01:00 | 2035 | 9 | 0 | 0 | 0
2035-09-27 02:00 | 2035 | 9 | 0 | 0 | 0
2035-09-27 03:00 | 2035 | 9 | 0 | 0 | 0
2035-09-27 04:00 | 2035 | 9 | 0 | 0 | 0
2035-09-27 05:00 | 2035 | 9 | 0 | 0 | 0
2035-09-27 06:00 | 2035 | 9 | 0 | 0 | 0
2035-09-27 07:00 | 2035 | 9 | 0 | 0 | 0
2035-09-27 08:00 | 2035 | 9 | 0 | 0 | 0
2035-09-27 09:00 | 2035 | 9 | 0 | 0 | 0
2035-09-27 10:00 | 2035 | 9 | 0 | 0 | 0
2035-09-27 11:00 | 2035 | 9 | 0 | 0 | 0
2035-09-27 12:00 | 2035 | 9 | 0 | 0 | 0
2035-09-27 13:00 | 2035 | 9 | 0 | 0 | 0
2035-09-27 14:00 | 2035 | 9 | 0 | 0 | 0
2035-09-27 15:00 | 2035 | 9 | 0 | 0 | 0
2035-09-27 16:00 | 2035 | 9 | 0 | 0 | 0
2035-09-27 17:00 | 2035 | 9 | 0 | 0 | 0
2035-09-27 18:00 | 2035 | 9 | 0 | 0 | 0
2035-09-27 19:00 | 2035 | 9 | 0 | 0 | 0
2035-09-27 20:00 | 2035 | 9 | 0 | 0 | 0
2035-09-27 21:00 | 2035 | 9 | 0 | 0 | 0
2035-09-27 22:00 | 2035 | 9 | 0 | 0 | 0
2035-09-27 23:00 | 2035 | 9 | 0 | 0 | 0
2035-09-28 | 2035 | 9 | 0 | 0 | 0
2035-09-28 01:00 | 2035 | 9 | 0 | 0 | 0
2035-09-28 02:00 | 2035 | 9 | 0 | 0 | 0
2035-09-28 03:00 | 2035 | 9 | 0 | 0 | 0
2035-09-28 04:00 | 2035 | 9 | 0 | 0 | 0
2035-09-28 05:00 | 2035 | 9 | 0 | 0 | 0
2035-09-28 06:00 | 2035 | 9 | 0 | 0 | 0
2035-09-28 07:00 | 2035 | 9 | 0 | 0 | 0
2035-09-28 08:00 | 2035 | 9 | 0 | 0 | 0
2035-09-28 09:00 | 2035 | 9 | 0 | 0 | 0
2035-09-28 10:00 | 2035 | 9 | 0 | 0 | 0
2035-09-28 11:00 | 2035 | 9 | 0 | 0 | 0
2035-09-28 12:00 | 2035 | 9 | 0 | 0 | 0
2035-09-28 13:00 | 2035 | 9 | 0 | 0 | 0
2035-09-28 14:00 | 2035 | 9 | 0 | 0 | 0
2035-09-28 15:00 | 2035 | 9 | 0 | 0 | 0
2035-09-28 16:00 | 2035 | 9 | 0 | 0 | 0
2035-09-28 17:00 | 2035 | 9 | 0 | 0 | 0
2035-09-28 18:00 | 2035 | 9 | 0 | 0 | 0
2035-09-28 19:00 | 2035 | 9 | 0 | 0 | 0
2035-09-28 20:00 | 2035 | 9 | 0 | 0 | 0
2035-09-28 21:00 | 2035 | 9 | 0 | 0 | 0
2035-09-28 22:00 | 2035 | 9 | 0 | 0 | 0
2035-09-28 23:00 | 2035 | 9 | 0 | 0 | 0
2035-09-29 | 2035 | 9 | 0 | 0 | 0
2035-09-29 01:00 | 2035 | 9 | 0 | 0 | 0
2035-09-29 02:00 | 2035 | 9 | 0 | 0 | 0
2035-09-29 03:00 | 2035 | 9 | 0 | 0 | 0
2035-09-29 04:00 | 2035 | 9 | 0 | 0 | 0
2035-09-29 05:00 | 2035 | 9 | 0 | 0 | 0
2035-09-29 06:00 | 2035 | 9 | 0 | 0 | 0
2035-09-29 07:00 | 2035 | 9 | 0 | 0 | 0
2035-09-29 08:00 | 2035 | 9 | 0 | 0 | 0
2035-09-29 09:00 | 2035 | 9 | 0 | 0 | 0
2035-09-29 10:00 | 2035 | 9 | 0 | 0 | 0
2035-09-29 11:00 | 2035 | 9 | 0 | 0 | 0
2035-09-29 12:00 | 2035 | 9 | 0 | 0 | 0
2035-09-29 13:00 | 2035 | 9 | 0 | 0 | 0
2035-09-29 14:00 | 2035 | 9 | 0 | 0 | 0
2035-09-29 15:00 | 2035 | 9 | 0 | 0 | 0
2035-09-29 16:00 | 2035 | 9 | 0 | 0 | 0
2035-09-29 17:00 | 2035 | 9 | 0 | 0 | 0
2035-09-29 18:00 | 2035 | 9 | 0 | 0 | 0
2035-09-29 19:00 | 2035 | 9 | 0 | 0 | 0
2035-09-29 20:00 | 2035 | 9 | 0 | 0 | 0
2035-09-29 21:00 | 2035 | 9 | 0 | 0 | 0
2035-09-29 22:00 | 2035 | 9 | 0 | 0 | 0
2035-09-29 23:00 | 2035 | 9 | 0 | 0 | 0
2035-09-30 | 2035 | 9 | 0 | 0 | 0
2035-09-30 01:00 | 2035 | 9 | 0 | 0 | 0
2035-09-30 02:00 | 2035 | 9 | 0 | 0 | 0
2035-09-30 03:00 | 2035 | 9 | 0 | 0 | 0
2035-09-30 04:00 | 2035 | 9 | 0 | 0 | 0
2035-09-30 05:00 | 2035 | 9 | 0 | 0 | 0
2035-09-30 06:00 | 2035 | 9 | 0 | 0 | 0
2035-09-30 07:00 | 2035 | 9 | 0 | 0 | 0
2035-09-30 08:00 | 2035 | 9 | 0 | 0 | 0
2035-09-30 09:00 | 2035 | 9 | 0 | 0 | 0
2035-09-30 10:00 | 2035 | 9 | 0 | 0 | 0
2035-09-30 11:00 | 2035 | 9 | 0 | 0 | 0
2035-09-30 12:00 | 2035 | 9 | 0 | 0 | 0
2035-09-30 13:00 | 2035 | 9 | 0 | 0 | 0
2035-09-30 14:00 | 2035 | 9 | 0 | 0 | 0
2035-09-30 15:00 | 2035 | 9 | 0 | 0 | 0
2035-09-30 16:00 | 2035 | 9 | 0 | 0 | 0
2035-09-30 17:00 | 2035 | 9 | 0 | 0 | 0
2035-09-30 18:00 | 2035 | 9 | 0 | 0 | 0
2035-09-30 19:00 | 2035 | 9 | 0 | 0 | 0
2035-09-30 20:00 | 2035 | 9 | 0 | 0 | 0
2035-09-30 21:00 | 2035 | 9 | 0 | 0 | 0
2035-09-30 22:00 | 2035 | 9 | 0 | 0 | 0
2035-09-30 23:00 | 2035 | 9 | 0 | 0 | 0
2035-10-01 | 2035 | 10 | 0 | 0 | 0
2035-10-01 01:00 | 2035 | 10 | 0 | 0 | 0
2035-10-01 02:00 | 2035 | 10 | 0 | 0 | 0
2035-10-01 03:00 | 2035 | 10 | 0 | 0 | 0
2035-10-01 04:00 | 2035 | 10 | 0 | 0 | 0
2035-10-01 05:00 | 2035 | 10 | 0 | 0 | 0
2035-10-01 06:00 | 2035 | 10 | 0 | 0 | 0
2035-10-01 07:00 | 2035 | 10 | 0 | 0 | 0
2035-10-01 08:00 | 2035 | 10 | 0 | 0 | 0
2035-10-01 09:00 | 2035 | 10 | 0 | 0 | 0
2035-10-01 10:00 | 2035 | 10 | 0 | 0 | 0
2035-10-01 11:00 | 2035 | 10 | 0 | 0 | 0
2035-10-01 12:00 | 2035 | 10 | 0 | 0 | 0
2035-10-01 13:00 | 2035 | 10 | 0 | 0 | 0
2035-10-01 14:00 | 2035 | 10 | 0 | 0 | 0
2035-10-01 15:00 | 2035 | 10 | 0 | 0 | 0
2035-10-01 16:00 | 2035 | 10 | 0 | 0 | 0
2035-10-01 17:00 | 2035 | 10 | 0 | 0 | 0
2035-10-01 18:00 | 2035 | 10 | 0 | 0 | 0
2035-10-01 19:00 | 2035 | 10 | 0 | 0 | 0
2035-10-01 20:00 | 2035 | 10 | 0 | 0 | 0
2035-10-01 21:00 | 2035 | 10 | 0 | 0 | 0
2035-10-01 22:00 | 2035 | 10 | 0 | 0 | 0
2035-10-01 23:00 | 2035 | 10 | 0 | 0 | 0
2035-10-02 | 2035 | 10 | 0 | 0 | 0
2035-10-02 01:00 | 2035 | 10 | 0 | 0 | 0
2035-10-02 02:00 | 2035 | 10 | 0 | 0 | 0
2035-10-02 03:00 | 2035 | 10 | 0 | 0 | 0
2035-10-02 04:00 | 2035 | 10 | 0 | 0 | 0
2035-10-02 05:00 | 2035 | 10 | 0 | 0 | 0
2035-10-02 06:00 | 2035 | 10 | 0 | 0 | 0
2035-10-02 07:00 | 2035 | 10 | 0 | 0 | 0
2035-10-02 08:00 | 2035 | 10 | 0 | 0 | 0
2035-10-02 09:00 | 2035 | 10 | 0 | 0 | 0
2035-10-02 10:00 | 2035 | 10 | 0 | 0 | 0
2035-10-02 11:00 | 2035 | 10 | 0 | 0 | 0
2035-10-02 12:00 | 2035 | 10 | 0 | 0 | 0
2035-10-02 13:00 | 2035 | 10 | 0 | 0 | 0
2035-10-02 14:00 | 2035 | 10 | 0 | 0 | 0
2035-10-02 15:00 | 2035 | 10 | 0 | 0 | 0
2035-10-02 16:00 | 2035 | 10 | 0 | 0 | 0
2035-10-02 17:00 | 2035 | 10 | 0 | 0 | 0
2035-10-02 18:00 | 2035 | 10 | 0 | 0 | 0
2035-10-02 19:00 | 2035 | 10 | 0 | 0 | 0
2035-10-02 20:00 | 2035 | 10 | 0 | 0 | 0
2035-10-02 21:00 | 2035 | 10 | 0 | 0 | 0
2035-10-02 22:00 | 2035 | 10 | 0 | 0 | 0
2035-10-02 23:00 | 2035 | 10 | 0 | 0 | 0
2035-10-03 | 2035 | 10 | 0 | 0 | 0
2035-10-03 01:00 | 2035 | 10 | 0 | 0 | 0
2035-10-03 02:00 | 2035 | 10 | 0 | 0 | 0
2035-10-03 03:00 | 2035 | 10 | 0 | 0 | 0
2035-10-03 04:00 | 2035 | 10 | 0 | 0 | 0
2035-10-03 05:00 | 2035 | 10 | 0 | 0 | 0
2035-10-03 06:00 | 2035 | 10 | 0 | 0 | 0
2035-10-03 07:00 | 2035 | 10 | 0 | 0 | 0
2035-10-03 08:00 | 2035 | 10 | 0 | 0 | 0
2035-10-03 09:00 | 2035 | 10 | 0 | 0 | 0
2035-10-03 10:00 | 2035 | 10 | 0 | 0 | 0
2035-10-03 11:00 | 2035 | 10 | 0 | 0 | 0
2035-10-03 12:00 | 2035 | 10 | 0 | 0 | 0
2035-10-03 13:00 | 2035 | 10 | 0 | 0 | 0
2035-10-03 14:00 | 2035 | 10 | 0 | 0 | 0
2035-10-03 15:00 | 2035 | 10 | 0 | 0 | 0
2035-10-03 16:00 | 2035 | 10 | 0 | 0 | 0
2035-10-03 17:00 | 2035 | 10 | 0 | 0 | 0
2035-10-03 18:00 | 2035 | 10 | 0 | 0 | 0
2035-10-03 19:00 | 2035 | 10 | 0 | 0 | 0
2035-10-03 20:00 | 2035 | 10 | 0 | 0 | 0
2035-10-03 21:00 | 2035 | 10 | 0 | 0 | 0
2035-10-03 22:00 | 2035 | 10 | 0 | 0 | 0
2035-10-03 23:00 | 2035 | 10 | 0 | 0 | 0
2035-10-04 | 2035 | 10 | 0 | 0 | 0
2035-10-04 01:00 | 2035 | 10 | 0 | 0 | 0
2035-10-04 02:00 | 2035 | 10 | 0 | 0 | 0
2035-10-04 03:00 | 2035 | 10 | 0 | 0 | 0
2035-10-04 04:00 | 2035 | 10 | 0 | 0 | 0
2035-10-04 05:00 | 2035 | 10 | 0 | 0 | 0
2035-10-04 06:00 | 2035 | 10 | 0 | 0 | 0
2035-10-04 07:00 | 2035 | 10 | 0 | 0 | 0
2035-10-04 08:00 | 2035 | 10 | 0 | 0 | 0
2035-10-04 09:00 | 2035 | 10 | 0 | 0 | 0
2035-10-04 10:00 | 2035 | 10 | 0 | 0 | 0
2035-10-04 11:00 | 2035 | 10 | 0 | 0 | 0
2035-10-04 12:00 | 2035 | 10 | 0 | 0 | 0
2035-10-04 13:00 | 2035 | 10 | 0 | 0 | 0
2035-10-04 14:00 | 2035 | 10 | 0 | 0 | 0
2035-10-04 15:00 | 2035 | 10 | 0 | 0 | 0
2035-10-04 16:00 | 2035 | 10 | 0 | 0 | 0
2035-10-04 17:00 | 2035 | 10 | 0 | 0 | 0
2035-10-04 18:00 | 2035 | 10 | 0 | 0 | 0
2035-10-04 19:00 | 2035 | 10 | 0 | 0 | 0
2035-10-04 20:00 | 2035 | 10 | 0 | 0 | 0
2035-10-04 21:00 | 2035 | 10 | 0 | 0 | 0
2035-10-04 22:00 | 2035 | 10 | 0 | 0 | 0
2035-10-04 23:00 | 2035 | 10 | 0 | 0 | 0
2035-10-05 | 2035 | 10 | 0 | 0 | 0
2035-10-05 01:00 | 2035 | 10 | 0 | 0 | 0
2035-10-05 02:00 | 2035 | 10 | 0 | 0 | 0
2035-10-05 03:00 | 2035 | 10 | 0 | 0 | 0
2035-10-05 04:00 | 2035 | 10 | 0 | 0 | 0
2035-10-05 05:00 | 2035 | 10 | 0 | 0 | 0
2035-10-05 06:00 | 2035 | 10 | 0 | 0 | 0
2035-10-05 07:00 | 2035 | 10 | 0 | 0 | 0
2035-10-05 08:00 | 2035 | 10 | 0 | 0 | 0
2035-10-05 09:00 | 2035 | 10 | 0 | 0 | 0
2035-10-05 10:00 | 2035 | 10 | 0 | 0 | 0
2035-10-05 11:00 | 2035 | 10 | 0 | 0 | 0
2035-10-05 12:00 | 2035 | 10 | 0 | 0 | 0
2035-10-05 13:00 | 2035 | 10 | 0 | 0 | 0
2035-10-05 14:00 | 2035 | 10 | 0 | 0 | 0
2035-10-05 15:00 | 2035 | 10 | 0 | 0 | 0
2035-10-05 16:00 | 2035 | 10 | 0 | 0 | 0
2035-10-05 17:00 | 2035 | 10 | 0 | 0 | 0
2035-10-05 18:00 | 2035 | 10 | 0 | 0 | 0
2035-10-05 19:00 | 2035 | 10 | 0 | 0 | 0
2035-10-05 20:00 | 2035 | 10 | 0 | 0 | 0
2035-10-05 21:00 | 2035 | 10 | 0 | 0 | 0
2035-10-05 22:00 | 2035 | 10 | 0 | 0 | 0
2035-10-05 23:00 | 2035 | 10 | 0 | 0 | 0
2035-10-06 | 2035 | 10 | 0 | 0 | 0
2035-10-06 01:00 | 2035 | 10 | 0 | 0 | 0
2035-10-06 02:00 | 2035 | 10 | 0 | 0 | 0
2035-10-06 03:00 | 2035 | 10 | 0 | 0 | 0
2035-10-06 04:00 | 2035 | 10 | 0 | 0 | 0
2035-10-06 05:00 | 2035 | 10 | 0 | 0 | 0
2035-10-06 06:00 | 2035 | 10 | 0 | 0 | 0
2035-10-06 07:00 | 2035 | 10 | 0 | 0 | 0
2035-10-06 08:00 | 2035 | 10 | 0 | 0 | 0
2035-10-06 09:00 | 2035 | 10 | 0 | 0 | 0
2035-10-06 10:00 | 2035 | 10 | 0 | 0 | 0
2035-10-06 11:00 | 2035 | 10 | 0 | 0 | 0
2035-10-06 12:00 | 2035 | 10 | 0 | 0 | 0
2035-10-06 13:00 | 2035 | 10 | 0 | 0 | 0
2035-10-06 14:00 | 2035 | 10 | 0 | 0 | 0
2035-10-06 15:00 | 2035 | 10 | 0 | 0 | 0
2035-10-06 16:00 | 2035 | 10 | 0 | 0 | 0
2035-10-06 17:00 | 2035 | 10 | 0 | 0 | 0
2035-10-06 18:00 | 2035 | 10 | 0 | 0 | 0
2035-10-06 19:00 | 2035 | 10 | 0 | 0 | 0
2035-10-06 20:00 | 2035 | 10 | 0 | 0 | 0
2035-10-06 21:00 | 2035 | 10 | 0 | 0 | 0
2035-10-06 22:00 | 2035 | 10 | 0 | 0 | 0
2035-10-06 23:00 | 2035 | 10 | 0 | 0 | 0
2035-10-07 | 2035 | 10 | 0 | 0 | 0
2035-10-07 01:00 | 2035 | 10 | 0 | 0 | 0
2035-10-07 02:00 | 2035 | 10 | 0 | 0 | 0
2035-10-07 03:00 | 2035 | 10 | 0 | 0 | 0
2035-10-07 04:00 | 2035 | 10 | 0 | 0 | 0
2035-10-07 05:00 | 2035 | 10 | 0 | 0 | 0
2035-10-07 06:00 | 2035 | 10 | 0 | 0 | 0
2035-10-07 07:00 | 2035 | 10 | 0 | 0 | 0
2035-10-07 08:00 | 2035 | 10 | 0 | 0 | 0
2035-10-07 09:00 | 2035 | 10 | 0 | 0 | 0
2035-10-07 10:00 | 2035 | 10 | 0 | 0 | 0
2035-10-07 11:00 | 2035 | 10 | 0 | 0 | 0
2035-10-07 12:00 | 2035 | 10 | 0 | 0 | 0
2035-10-07 13:00 | 2035 | 10 | 0 | 0 | 0
2035-10-07 14:00 | 2035 | 10 | 0 | 0 | 0
2035-10-07 15:00 | 2035 | 10 | 0 | 0 | 0
2035-10-07 16:00 | 2035 | 10 | 0 | 0 | 0
2035-10-07 17:00 | 2035 | 10 | 0 | 0 | 0
2035-10-07 18:00 | 2035 | 10 | 0 | 0 | 0
2035-10-07 19:00 | 2035 | 10 | 0 | 0 | 0
2035-10-07 20:00 | 2035 | 10 | 0 | 0 | 0
2035-10-07 21:00 | 2035 | 10 | 0 | 0 | 0
2035-10-07 22:00 | 2035 | 10 | 0 | 0 | 0
2035-10-07 23:00 | 2035 | 10 | 0 | 0 | 0
2035-10-08 | 2035 | 10 | 0 | 0 | 0
2035-10-08 01:00 | 2035 | 10 | 0 | 0 | 0
2035-10-08 02:00 | 2035 | 10 | 0 | 0 | 0
2035-10-08 03:00 | 2035 | 10 | 0 | 0 | 0
2035-10-08 04:00 | 2035 | 10 | 0 | 0 | 0
2035-10-08 05:00 | 2035 | 10 | 0 | 0 | 0
2035-10-08 06:00 | 2035 | 10 | 0 | 0 | 0
2035-10-08 07:00 | 2035 | 10 | 0 | 0 | 0
2035-10-08 08:00 | 2035 | 10 | 0 | 0 | 0
2035-10-08 09:00 | 2035 | 10 | 0 | 0 | 0
2035-10-08 10:00 | 2035 | 10 | 0 | 0 | 0
2035-10-08 11:00 | 2035 | 10 | 0 | 0 | 0
2035-10-08 12:00 | 2035 | 10 | 0 | 0 | 0
2035-10-08 13:00 | 2035 | 10 | 0 | 0 | 0
2035-10-08 14:00 | 2035 | 10 | 0 | 0 | 0
2035-10-08 15:00 | 2035 | 10 | 0 | 0 | 0
2035-10-08 16:00 | 2035 | 10 | 0 | 0 | 0
2035-10-08 17:00 | 2035 | 10 | 0 | 0 | 0
2035-10-08 18:00 | 2035 | 10 | 0 | 0 | 0
2035-10-08 19:00 | 2035 | 10 | 0 | 0 | 0
2035-10-08 20:00 | 2035 | 10 | 0 | 0 | 0
2035-10-08 21:00 | 2035 | 10 | 0 | 0 | 0
2035-10-08 22:00 | 2035 | 10 | 0 | 0 | 0
2035-10-08 23:00 | 2035 | 10 | 0 | 0 | 0
2035-10-09 | 2035 | 10 | 0 | 0 | 0
2035-10-09 01:00 | 2035 | 10 | 0 | 0 | 0
2035-10-09 02:00 | 2035 | 10 | 0 | 0 | 0
2035-10-09 03:00 | 2035 | 10 | 0 | 0 | 0
2035-10-09 04:00 | 2035 | 10 | 0 | 0 | 0
2035-10-09 05:00 | 2035 | 10 | 0 | 0 | 0
2035-10-09 06:00 | 2035 | 10 | 0 | 0 | 0
2035-10-09 07:00 | 2035 | 10 | 0 | 0 | 0
2035-10-09 08:00 | 2035 | 10 | 0 | 0 | 0
2035-10-09 09:00 | 2035 | 10 | 0 | 0 | 0
2035-10-09 10:00 | 2035 | 10 | 0 | 0 | 0
2035-10-09 11:00 | 2035 | 10 | 0 | 0 | 0
2035-10-09 12:00 | 2035 | 10 | 0 | 0 | 0
2035-10-09 13:00 | 2035 | 10 | 0 | 0 | 0
2035-10-09 14:00 | 2035 | 10 | 0 | 0 | 0
2035-10-09 15:00 | 2035 | 10 | 0 | 0 | 0
2035-10-09 16:00 | 2035 | 10 | 0 | 0 | 0
2035-10-09 17:00 | 2035 | 10 | 0 | 0 | 0
2035-10-09 18:00 | 2035 | 10 | 0 | 0 | 0
2035-10-09 19:00 | 2035 | 10 | 0 | 0 | 0
2035-10-09 20:00 | 2035 | 10 | 0 | 0 | 0
2035-10-09 21:00 | 2035 | 10 | 0 | 0 | 0
2035-10-09 22:00 | 2035 | 10 | 0 | 0 | 0
2035-10-09 23:00 | 2035 | 10 | 0 | 0 | 0
2035-10-10 | 2035 | 10 | 0 | 0 | 0
2035-10-10 01:00 | 2035 | 10 | 0 | 0 | 0
2035-10-10 02:00 | 2035 | 10 | 0 | 0 | 0
2035-10-10 03:00 | 2035 | 10 | 0 | 0 | 0
2035-10-10 04:00 | 2035 | 10 | 0 | 0 | 0
2035-10-10 05:00 | 2035 | 10 | 0 | 0 | 0
2035-10-10 06:00 | 2035 | 10 | 0 | 0 | 0
2035-10-10 07:00 | 2035 | 10 | 0 | 0 | 0
2035-10-10 08:00 | 2035 | 10 | 0 | 0 | 0
2035-10-10 09:00 | 2035 | 10 | 0 | 0 | 0
2035-10-10 10:00 | 2035 | 10 | 0 | 0 | 0
2035-10-10 11:00 | 2035 | 10 | 0 | 0 | 0
2035-10-10 12:00 | 2035 | 10 | 0 | 0 | 0
2035-10-10 13:00 | 2035 | 10 | 0 | 0 | 0
2035-10-10 14:00 | 2035 | 10 | 0 | 0 | 0
2035-10-10 15:00 | 2035 | 10 | 0 | 0 | 0
2035-10-10 16:00 | 2035 | 10 | 0 | 0 | 0
2035-10-10 17:00 | 2035 | 10 | 0 | 0 | 0
2035-10-10 18:00 | 2035 | 10 | 0 | 0 | 0
2035-10-10 19:00 | 2035 | 10 | 0 | 0 | 0
2035-10-10 20:00 | 2035 | 10 | 0 | 0 | 0
2035-10-10 21:00 | 2035 | 10 | 0 | 0 | 0
2035-10-10 22:00 | 2035 | 10 | 0 | 0 | 0
2035-10-10 23:00 | 2035 | 10 | 0 | 0 | 0
2035-10-11 | 2035 | 10 | 0 | 0 | 0
2035-10-11 01:00 | 2035 | 10 | 0 | 0 | 0
2035-10-11 02:00 | 2035 | 10 | 0 | 0 | 0
2035-10-11 03:00 | 2035 | 10 | 0 | 0 | 0
2035-10-11 04:00 | 2035 | 10 | 0 | 0 | 0
2035-10-11 05:00 | 2035 | 10 | 0 | 0 | 0
2035-10-11 06:00 | 2035 | 10 | 0 | 0 | 0
2035-10-11 07:00 | 2035 | 10 | 0 | 0 | 0
2035-10-11 08:00 | 2035 | 10 | 0 | 0 | 0
2035-10-11 09:00 | 2035 | 10 | 0 | 0 | 0
2035-10-11 10:00 | 2035 | 10 | 0 | 0 | 0
2035-10-11 11:00 | 2035 | 10 | 0 | 0 | 0
2035-10-11 12:00 | 2035 | 10 | 0 | 0 | 0
2035-10-11 13:00 | 2035 | 10 | 0 | 0 | 0
2035-10-11 14:00 | 2035 | 10 | 0 | 0 | 0
2035-10-11 15:00 | 2035 | 10 | 0 | 0 | 0
2035-10-11 16:00 | 2035 | 10 | 0 | 0 | 0
2035-10-11 17:00 | 2035 | 10 | 0 | 0 | 0
2035-10-11 18:00 | 2035 | 10 | 0 | 0 | 0
2035-10-11 19:00 | 2035 | 10 | 0 | 0 | 0
2035-10-11 20:00 | 2035 | 10 | 0 | 0 | 0
2035-10-11 21:00 | 2035 | 10 | 0 | 0 | 0
2035-10-11 22:00 | 2035 | 10 | 0 | 0 | 0
2035-10-11 23:00 | 2035 | 10 | 0 | 0 | 0
2035-10-12 | 2035 | 10 | 0 | 0 | 0
2035-10-12 01:00 | 2035 | 10 | 0 | 0 | 0
2035-10-12 02:00 | 2035 | 10 | 0 | 0 | 0
2035-10-12 03:00 | 2035 | 10 | 0 | 0 | 0
2035-10-12 04:00 | 2035 | 10 | 0 | 0 | 0
2035-10-12 05:00 | 2035 | 10 | 0 | 0 | 0
2035-10-12 06:00 | 2035 | 10 | 0 | 0 | 0
2035-10-12 07:00 | 2035 | 10 | 0 | 0 | 0
2035-10-12 08:00 | 2035 | 10 | 0 | 0 | 0
2035-10-12 09:00 | 2035 | 10 | 0 | 0 | 0
2035-10-12 10:00 | 2035 | 10 | 0 | 0 | 0
2035-10-12 11:00 | 2035 | 10 | 0 | 0 | 0
2035-10-12 12:00 | 2035 | 10 | 0 | 0 | 0
2035-10-12 13:00 | 2035 | 10 | 0 | 0 | 0
2035-10-12 14:00 | 2035 | 10 | 0 | 0 | 0
2035-10-12 15:00 | 2035 | 10 | 0 | 0 | 0
2035-10-12 16:00 | 2035 | 10 | 0 | 0 | 0
2035-10-12 17:00 | 2035 | 10 | 0 | 0 | 0
2035-10-12 18:00 | 2035 | 10 | 0 | 0 | 0
2035-10-12 19:00 | 2035 | 10 | 0 | 0 | 0
2035-10-12 20:00 | 2035 | 10 | 0 | 0 | 0
2035-10-12 21:00 | 2035 | 10 | 0 | 0 | 0
2035-10-12 22:00 | 2035 | 10 | 0 | 0 | 0
2035-10-12 23:00 | 2035 | 10 | 0 | 0 | 0
2035-10-13 | 2035 | 10 | 0 | 0 | 0
2035-10-13 01:00 | 2035 | 10 | 0 | 0 | 0
2035-10-13 02:00 | 2035 | 10 | 0 | 0 | 0
2035-10-13 03:00 | 2035 | 10 | 0 | 0 | 0
2035-10-13 04:00 | 2035 | 10 | 0 | 0 | 0
2035-10-13 05:00 | 2035 | 10 | 0 | 0 | 0
2035-10-13 06:00 | 2035 | 10 | 0 | 0 | 0
2035-10-13 07:00 | 2035 | 10 | 0 | 0 | 0
2035-10-13 08:00 | 2035 | 10 | 0 | 0 | 0
2035-10-13 09:00 | 2035 | 10 | 0 | 0 | 0
2035-10-13 10:00 | 2035 | 10 | 0 | 0 | 0
2035-10-13 11:00 | 2035 | 10 | 0 | 0 | 0
2035-10-13 12:00 | 2035 | 10 | 0 | 0 | 0
2035-10-13 13:00 | 2035 | 10 | 0 | 0 | 0
2035-10-13 14:00 | 2035 | 10 | 0 | 0 | 0
2035-10-13 15:00 | 2035 | 10 | 0 | 0 | 0
2035-10-13 16:00 | 2035 | 10 | 0 | 0 | 0
2035-10-13 17:00 | 2035 | 10 | 0 | 0 | 0
2035-10-13 18:00 | 2035 | 10 | 0 | 0 | 0
2035-10-13 19:00 | 2035 | 10 | 0 | 0 | 0
2035-10-13 20:00 | 2035 | 10 | 0 | 0 | 0
2035-10-13 21:00 | 2035 | 10 | 0 | 0 | 0
2035-10-13 22:00 | 2035 | 10 | 0 | 0 | 0
2035-10-13 23:00 | 2035 | 10 | 0 | 0 | 0
2035-10-14 | 2035 | 10 | 0 | 0 | 0
2035-10-14 01:00 | 2035 | 10 | 0 | 0 | 0
2035-10-14 02:00 | 2035 | 10 | 0 | 0 | 0
2035-10-14 03:00 | 2035 | 10 | 0 | 0 | 0
2035-10-14 04:00 | 2035 | 10 | 0 | 0 | 0
2035-10-14 05:00 | 2035 | 10 | 0 | 0 | 0
2035-10-14 06:00 | 2035 | 10 | 0 | 0 | 0
2035-10-14 07:00 | 2035 | 10 | 0 | 0 | 0
2035-10-14 08:00 | 2035 | 10 | 0 | 0 | 0
2035-10-14 09:00 | 2035 | 10 | 0 | 0 | 0
2035-10-14 10:00 | 2035 | 10 | 0 | 0 | 0
2035-10-14 11:00 | 2035 | 10 | 0 | 0 | 0
2035-10-14 12:00 | 2035 | 10 | 0 | 0 | 0
2035-10-14 13:00 | 2035 | 10 | 0 | 0 | 0
2035-10-14 14:00 | 2035 | 10 | 0 | 0 | 0
2035-10-14 15:00 | 2035 | 10 | 0 | 0 | 0
2035-10-14 16:00 | 2035 | 10 | 0 | 0 | 0
2035-10-14 17:00 | 2035 | 10 | 0 | 0 | 0
2035-10-14 18:00 | 2035 | 10 | 0 | 0 | 0
2035-10-14 19:00 | 2035 | 10 | 0 | 0 | 0
2035-10-14 20:00 | 2035 | 10 | 0 | 0 | 0
2035-10-14 21:00 | 2035 | 10 | 0 | 0 | 0
2035-10-14 22:00 | 2035 | 10 | 0 | 0 | 0
2035-10-14 23:00 | 2035 | 10 | 0 | 0 | 0
2035-10-15 | 2035 | 10 | 0 | 0 | 0
2035-10-15 01:00 | 2035 | 10 | 0 | 0 | 0
2035-10-15 02:00 | 2035 | 10 | 0 | 0 | 0
2035-10-15 03:00 | 2035 | 10 | 0 | 0 | 0
2035-10-15 04:00 | 2035 | 10 | 0 | 0 | 0
2035-10-15 05:00 | 2035 | 10 | 0 | 0 | 0
2035-10-15 06:00 | 2035 | 10 | 0 | 0 | 0
2035-10-15 07:00 | 2035 | 10 | 0 | 0 | 0
2035-10-15 08:00 | 2035 | 10 | 0 | 0 | 0
2035-10-15 09:00 | 2035 | 10 | 0 | 0 | 0
2035-10-15 10:00 | 2035 | 10 | 0 | 0 | 0
2035-10-15 11:00 | 2035 | 10 | 0 | 0 | 0
2035-10-15 12:00 | 2035 | 10 | 0 | 0 | 0
2035-10-15 13:00 | 2035 | 10 | 0 | 0 | 0
2035-10-15 14:00 | 2035 | 10 | 0 | 0 | 0
2035-10-15 15:00 | 2035 | 10 | 0 | 0 | 0
2035-10-15 16:00 | 2035 | 10 | 0 | 0 | 0
2035-10-15 17:00 | 2035 | 10 | 0 | 0 | 0
2035-10-15 18:00 | 2035 | 10 | 0 | 0 | 0
2035-10-15 19:00 | 2035 | 10 | 0 | 0 | 0
2035-10-15 20:00 | 2035 | 10 | 0 | 0 | 0
2035-10-15 21:00 | 2035 | 10 | 0 | 0 | 0
2035-10-15 22:00 | 2035 | 10 | 0 | 0 | 0
2035-10-15 23:00 | 2035 | 10 | 0 | 0 | 0
2035-10-16 | 2035 | 10 | 0 | 0 | 0
2035-10-16 01:00 | 2035 | 10 | 0 | 0 | 0
2035-10-16 02:00 | 2035 | 10 | 0 | 0 | 0
2035-10-16 03:00 | 2035 | 10 | 0 | 0 | 0
2035-10-16 04:00 | 2035 | 10 | 0 | 0 | 0
2035-10-16 05:00 | 2035 | 10 | 0 | 0 | 0
2035-10-16 06:00 | 2035 | 10 | 0 | 0 | 0
2035-10-16 07:00 | 2035 | 10 | 0 | 0 | 0
2035-10-16 08:00 | 2035 | 10 | 0 | 0 | 0
2035-10-16 09:00 | 2035 | 10 | 0 | 0 | 0
2035-10-16 10:00 | 2035 | 10 | 0 | 0 | 0
2035-10-16 11:00 | 2035 | 10 | 0 | 0 | 0
2035-10-16 12:00 | 2035 | 10 | 0 | 0 | 0
2035-10-16 13:00 | 2035 | 10 | 0 | 0 | 0
2035-10-16 14:00 | 2035 | 10 | 0 | 0 | 0
2035-10-16 15:00 | 2035 | 10 | 0 | 0 | 0
2035-10-16 16:00 | 2035 | 10 | 0 | 0 | 0
2035-10-16 17:00 | 2035 | 10 | 0 | 0 | 0
2035-10-16 18:00 | 2035 | 10 | 0 | 0 | 0
2035-10-16 19:00 | 2035 | 10 | 0 | 0 | 0
2035-10-16 20:00 | 2035 | 10 | 0 | 0 | 0
2035-10-16 21:00 | 2035 | 10 | 0 | 0 | 0
2035-10-16 22:00 | 2035 | 10 | 0 | 0 | 0
2035-10-16 23:00 | 2035 | 10 | 0 | 0 | 0
2035-10-17 | 2035 | 10 | 0 | 0 | 0
2035-10-17 01:00 | 2035 | 10 | 0 | 0 | 0
2035-10-17 02:00 | 2035 | 10 | 0 | 0 | 0
2035-10-17 03:00 | 2035 | 10 | 0 | 0 | 0
2035-10-17 04:00 | 2035 | 10 | 0 | 0 | 0
2035-10-17 05:00 | 2035 | 10 | 0 | 0 | 0
2035-10-17 06:00 | 2035 | 10 | 0 | 0 | 0
2035-10-17 07:00 | 2035 | 10 | 0 | 0 | 0
2035-10-17 08:00 | 2035 | 10 | 0 | 0 | 0
2035-10-17 09:00 | 2035 | 10 | 0 | 0 | 0
2035-10-17 10:00 | 2035 | 10 | 0 | 0 | 0
2035-10-17 11:00 | 2035 | 10 | 0 | 0 | 0
2035-10-17 12:00 | 2035 | 10 | 0 | 0 | 0
2035-10-17 13:00 | 2035 | 10 | 0 | 0 | 0
2035-10-17 14:00 | 2035 | 10 | 0 | 0 | 0
2035-10-17 15:00 | 2035 | 10 | 0 | 0 | 0
2035-10-17 16:00 | 2035 | 10 | 0 | 0 | 0
2035-10-17 17:00 | 2035 | 10 | 0 | 0 | 0
2035-10-17 18:00 | 2035 | 10 | 0 | 0 | 0
2035-10-17 19:00 | 2035 | 10 | 0 | 0 | 0
2035-10-17 20:00 | 2035 | 10 | 0 | 0 | 0
2035-10-17 21:00 | 2035 | 10 | 0 | 0 | 0
2035-10-17 22:00 | 2035 | 10 | 0 | 0 | 0
2035-10-17 23:00 | 2035 | 10 | 0 | 0 | 0
2035-10-18 | 2035 | 10 | 0 | 0 | 0
2035-10-18 01:00 | 2035 | 10 | 0 | 0 | 0
2035-10-18 02:00 | 2035 | 10 | 0 | 0 | 0
2035-10-18 03:00 | 2035 | 10 | 0 | 0 | 0
2035-10-18 04:00 | 2035 | 10 | 0 | 0 | 0
2035-10-18 05:00 | 2035 | 10 | 0 | 0 | 0
2035-10-18 06:00 | 2035 | 10 | 0 | 0 | 0
2035-10-18 07:00 | 2035 | 10 | 0 | 0 | 0
2035-10-18 08:00 | 2035 | 10 | 0 | 0 | 0
2035-10-18 09:00 | 2035 | 10 | 0 | 0 | 0
2035-10-18 10:00 | 2035 | 10 | 0 | 0 | 0
2035-10-18 11:00 | 2035 | 10 | 0 | 0 | 0
2035-10-18 12:00 | 2035 | 10 | 0 | 0 | 0
2035-10-18 13:00 | 2035 | 10 | 0 | 0 | 0
2035-10-18 14:00 | 2035 | 10 | 0 | 0 | 0
2035-10-18 15:00 | 2035 | 10 | 0 | 0 | 0
2035-10-18 16:00 | 2035 | 10 | 0 | 0 | 0
2035-10-18 17:00 | 2035 | 10 | 0 | 0 | 0
2035-10-18 18:00 | 2035 | 10 | 0 | 0 | 0
2035-10-18 19:00 | 2035 | 10 | 0 | 0 | 0
2035-10-18 20:00 | 2035 | 10 | 0 | 0 | 0
2035-10-18 21:00 | 2035 | 10 | 0 | 0 | 0
2035-10-18 22:00 | 2035 | 10 | 0 | 0 | 0
2035-10-18 23:00 | 2035 | 10 | 0 | 0 | 0
2035-10-19 | 2035 | 10 | 0 | 0 | 0
2035-10-19 01:00 | 2035 | 10 | 0 | 0 | 0
2035-10-19 02:00 | 2035 | 10 | 0 | 0 | 0
2035-10-19 03:00 | 2035 | 10 | 0 | 0 | 0
2035-10-19 04:00 | 2035 | 10 | 0 | 0 | 0
2035-10-19 05:00 | 2035 | 10 | 0 | 0 | 0
2035-10-19 06:00 | 2035 | 10 | 0 | 0 | 0
2035-10-19 07:00 | 2035 | 10 | 0 | 0 | 0
2035-10-19 08:00 | 2035 | 10 | 0 | 0 | 0
2035-10-19 09:00 | 2035 | 10 | 0 | 0 | 0
2035-10-19 10:00 | 2035 | 10 | 0 | 0 | 0
2035-10-19 11:00 | 2035 | 10 | 0 | 0 | 0
2035-10-19 12:00 | 2035 | 10 | 0 | 0 | 0
2035-10-19 13:00 | 2035 | 10 | 0 | 0 | 0
2035-10-19 14:00 | 2035 | 10 | 0 | 0 | 0
2035-10-19 15:00 | 2035 | 10 | 0 | 0 | 0
2035-10-19 16:00 | 2035 | 10 | 0 | 0 | 0
2035-10-19 17:00 | 2035 | 10 | 0 | 0 | 0
2035-10-19 18:00 | 2035 | 10 | 0 | 0 | 0
2035-10-19 19:00 | 2035 | 10 | 0 | 0 | 0
2035-10-19 20:00 | 2035 | 10 | 0 | 0 | 0
2035-10-19 21:00 | 2035 | 10 | 0 | 0 | 0
2035-10-19 22:00 | 2035 | 10 | 0 | 0 | 0
2035-10-19 23:00 | 2035 | 10 | 0 | 0 | 0
2035-10-20 | 2035 | 10 | 0 | 0 | 0
2035-10-20 01:00 | 2035 | 10 | 0 | 0 | 0
2035-10-20 02:00 | 2035 | 10 | 0 | 0 | 0
2035-10-20 03:00 | 2035 | 10 | 0 | 0 | 0
2035-10-20 04:00 | 2035 | 10 | 0 | 0 | 0
2035-10-20 05:00 | 2035 | 10 | 0 | 0 | 0
2035-10-20 06:00 | 2035 | 10 | 0 | 0 | 0
2035-10-20 07:00 | 2035 | 10 | 0 | 0 | 0
2035-10-20 08:00 | 2035 | 10 | 0 | 0 | 0
2035-10-20 09:00 | 2035 | 10 | 0 | 0 | 0
2035-10-20 10:00 | 2035 | 10 | 0 | 0 | 0
2035-10-20 11:00 | 2035 | 10 | 0 | 0 | 0
2035-10-20 12:00 | 2035 | 10 | 0 | 0 | 0
2035-10-20 13:00 | 2035 | 10 | 0 | 0 | 0
2035-10-20 14:00 | 2035 | 10 | 0 | 0 | 0
2035-10-20 15:00 | 2035 | 10 | 0 | 0 | 0
2035-10-20 16:00 | 2035 | 10 | 0 | 0 | 0
2035-10-20 17:00 | 2035 | 10 | 0 | 0 | 0
2035-10-20 18:00 | 2035 | 10 | 0 | 0 | 0
2035-10-20 19:00 | 2035 | 10 | 0 | 0 | 0
2035-10-20 20:00 | 2035 | 10 | 0 | 0 | 0
2035-10-20 21:00 | 2035 | 10 | 0 | 0 | 0
2035-10-20 22:00 | 2035 | 10 | 0 | 0 | 0
2035-10-20 23:00 | 2035 | 10 | 0 | 0 | 0
2035-10-21 | 2035 | 10 | 0 | 0 | 0
2035-10-21 01:00 | 2035 | 10 | 0 | 0 | 0
2035-10-21 02:00 | 2035 | 10 | 0 | 0 | 0
2035-10-21 03:00 | 2035 | 10 | 0 | 0 | 0
2035-10-21 04:00 | 2035 | 10 | 0 | 0 | 0
2035-10-21 05:00 | 2035 | 10 | 0 | 0 | 0
2035-10-21 06:00 | 2035 | 10 | 0 | 0 | 0
2035-10-21 07:00 | 2035 | 10 | 0 | 0 | 0
2035-10-21 08:00 | 2035 | 10 | 0 | 0 | 0
2035-10-21 09:00 | 2035 | 10 | 0 | 0 | 0
2035-10-21 10:00 | 2035 | 10 | 0 | 0 | 0
2035-10-21 11:00 | 2035 | 10 | 0 | 0 | 0
2035-10-21 12:00 | 2035 | 10 | 0 | 0 | 0
2035-10-21 13:00 | 2035 | 10 | 0 | 0 | 0
2035-10-21 14:00 | 2035 | 10 | 0 | 0 | 0
2035-10-21 15:00 | 2035 | 10 | 0 | 0 | 0
2035-10-21 16:00 | 2035 | 10 | 0 | 0 | 0
2035-10-21 17:00 | 2035 | 10 | 0 | 0 | 0
2035-10-21 18:00 | 2035 | 10 | 0 | 0 | 0
2035-10-21 19:00 | 2035 | 10 | 0 | 0 | 0
2035-10-21 20:00 | 2035 | 10 | 0 | 0 | 0
2035-10-21 21:00 | 2035 | 10 | 0 | 0 | 0
2035-10-21 22:00 | 2035 | 10 | 0 | 0 | 0
2035-10-21 23:00 | 2035 | 10 | 0 | 0 | 0
2035-10-22 | 2035 | 10 | 0 | 0 | 0
2035-10-22 01:00 | 2035 | 10 | 0 | 0 | 0
2035-10-22 02:00 | 2035 | 10 | 0 | 0 | 0
2035-10-22 03:00 | 2035 | 10 | 0 | 0 | 0
2035-10-22 04:00 | 2035 | 10 | 0 | 0 | 0
2035-10-22 05:00 | 2035 | 10 | 0 | 0 | 0
2035-10-22 06:00 | 2035 | 10 | 0 | 0 | 0
2035-10-22 07:00 | 2035 | 10 | 0 | 0 | 0
2035-10-22 08:00 | 2035 | 10 | 0 | 0 | 0
2035-10-22 09:00 | 2035 | 10 | 0 | 0 | 0
2035-10-22 10:00 | 2035 | 10 | 0 | 0 | 0
2035-10-22 11:00 | 2035 | 10 | 0 | 0 | 0
2035-10-22 12:00 | 2035 | 10 | 0 | 0 | 0
2035-10-22 13:00 | 2035 | 10 | 0 | 0 | 0
2035-10-22 14:00 | 2035 | 10 | 0 | 0 | 0
2035-10-22 15:00 | 2035 | 10 | 0 | 0 | 0
2035-10-22 16:00 | 2035 | 10 | 0 | 0 | 0
2035-10-22 17:00 | 2035 | 10 | 0 | 0 | 0
2035-10-22 18:00 | 2035 | 10 | 0 | 0 | 0
2035-10-22 19:00 | 2035 | 10 | 0 | 0 | 0
2035-10-22 20:00 | 2035 | 10 | 0 | 0 | 0
2035-10-22 21:00 | 2035 | 10 | 0 | 0 | 0
2035-10-22 22:00 | 2035 | 10 | 0 | 0 | 0
2035-10-22 23:00 | 2035 | 10 | 0 | 0 | 0
2035-10-23 | 2035 | 10 | 0 | 0 | 0
2035-10-23 01:00 | 2035 | 10 | 0 | 0 | 0
2035-10-23 02:00 | 2035 | 10 | 0 | 0 | 0
2035-10-23 03:00 | 2035 | 10 | 0 | 0 | 0
2035-10-23 04:00 | 2035 | 10 | 0 | 0 | 0
2035-10-23 05:00 | 2035 | 10 | 0 | 0 | 0
2035-10-23 06:00 | 2035 | 10 | 0 | 0 | 0
2035-10-23 07:00 | 2035 | 10 | 0 | 0 | 0
2035-10-23 08:00 | 2035 | 10 | 0 | 0 | 0
2035-10-23 09:00 | 2035 | 10 | 0 | 0 | 0
2035-10-23 10:00 | 2035 | 10 | 0 | 0 | 0
2035-10-23 11:00 | 2035 | 10 | 0 | 0 | 0
2035-10-23 12:00 | 2035 | 10 | 0 | 0 | 0
2035-10-23 13:00 | 2035 | 10 | 0 | 0 | 0
2035-10-23 14:00 | 2035 | 10 | 0 | 0 | 0
2035-10-23 15:00 | 2035 | 10 | 0 | 0 | 0
2035-10-23 16:00 | 2035 | 10 | 0 | 0 | 0
2035-10-23 17:00 | 2035 | 10 | 0 | 0 | 0
2035-10-23 18:00 | 2035 | 10 | 0 | 0 | 0
2035-10-23 19:00 | 2035 | 10 | 0 | 0 | 0
2035-10-23 20:00 | 2035 | 10 | 0 | 0 | 0
2035-10-23 21:00 | 2035 | 10 | 0 | 0 | 0
2035-10-23 22:00 | 2035 | 10 | 0 | 0 | 0
2035-10-23 23:00 | 2035 | 10 | 0 | 0 | 0
2035-10-24 | 2035 | 10 | 0 | 0 | 0
2035-10-24 01:00 | 2035 | 10 | 0 | 0 | 0
2035-10-24 02:00 | 2035 | 10 | 0 | 0 | 0
2035-10-24 03:00 | 2035 | 10 | 0 | 0 | 0
2035-10-24 04:00 | 2035 | 10 | 0 | 0 | 0
2035-10-24 05:00 | 2035 | 10 | 0 | 0 | 0
2035-10-24 06:00 | 2035 | 10 | 0 | 0 | 0
2035-10-24 07:00 | 2035 | 10 | 0 | 0 | 0
2035-10-24 08:00 | 2035 | 10 | 0 | 0 | 0
2035-10-24 09:00 | 2035 | 10 | 0 | 0 | 0
2035-10-24 10:00 | 2035 | 10 | 0 | 0 | 0
2035-10-24 11:00 | 2035 | 10 | 0 | 0 | 0
2035-10-24 12:00 | 2035 | 10 | 0 | 0 | 0
2035-10-24 13:00 | 2035 | 10 | 0 | 0 | 0
2035-10-24 14:00 | 2035 | 10 | 0 | 0 | 0
2035-10-24 15:00 | 2035 | 10 | 0 | 0 | 0
2035-10-24 16:00 | 2035 | 10 | 0 | 0 | 0
2035-10-24 17:00 | 2035 | 10 | 0 | 0 | 0
2035-10-24 18:00 | 2035 | 10 | 0 | 0 | 0
2035-10-24 19:00 | 2035 | 10 | 0 | 0 | 0
2035-10-24 20:00 | 2035 | 10 | 0 | 0 | 0
2035-10-24 21:00 | 2035 | 10 | 0 | 0 | 0
2035-10-24 22:00 | 2035 | 10 | 0 | 0 | 0
2035-10-24 23:00 | 2035 | 10 | 0 | 0 | 0
2035-10-25 | 2035 | 10 | 0 | 0 | 0
2035-10-25 01:00 | 2035 | 10 | 0 | 0 | 0
2035-10-25 02:00 | 2035 | 10 | 0 | 0 | 0
2035-10-25 03:00 | 2035 | 10 | 0 | 0 | 0
2035-10-25 04:00 | 2035 | 10 | 0 | 0 | 0
2035-10-25 05:00 | 2035 | 10 | 0 | 0 | 0
2035-10-25 06:00 | 2035 | 10 | 0 | 0 | 0
2035-10-25 07:00 | 2035 | 10 | 0 | 0 | 0
2035-10-25 08:00 | 2035 | 10 | 0 | 0 | 0
2035-10-25 09:00 | 2035 | 10 | 0 | 0 | 0
2035-10-25 10:00 | 2035 | 10 | 0 | 0 | 0
2035-10-25 11:00 | 2035 | 10 | 0 | 0 | 0
2035-10-25 12:00 | 2035 | 10 | 0 | 0 | 0
2035-10-25 13:00 | 2035 | 10 | 0 | 0 | 0
2035-10-25 14:00 | 2035 | 10 | 0 | 0 | 0
2035-10-25 15:00 | 2035 | 10 | 0 | 0 | 0
2035-10-25 16:00 | 2035 | 10 | 0 | 0 | 0
2035-10-25 17:00 | 2035 | 10 | 0 | 0 | 0
2035-10-25 18:00 | 2035 | 10 | 0 | 0 | 0
2035-10-25 19:00 | 2035 | 10 | 0 | 0 | 0
2035-10-25 20:00 | 2035 | 10 | 0 | 0 | 0
2035-10-25 21:00 | 2035 | 10 | 0 | 0 | 0
2035-10-25 22:00 | 2035 | 10 | 0 | 0 | 0
2035-10-25 23:00 | 2035 | 10 | 0 | 0 | 0
2035-10-26 | 2035 | 10 | 0 | 0 | 0
2035-10-26 01:00 | 2035 | 10 | 0 | 0 | 0
2035-10-26 02:00 | 2035 | 10 | 0 | 0 | 0
2035-10-26 03:00 | 2035 | 10 | 0 | 0 | 0
2035-10-26 04:00 | 2035 | 10 | 0 | 0 | 0
2035-10-26 05:00 | 2035 | 10 | 0 | 0 | 0
2035-10-26 06:00 | 2035 | 10 | 0 | 0 | 0
2035-10-26 07:00 | 2035 | 10 | 0 | 0 | 0
2035-10-26 08:00 | 2035 | 10 | 0 | 0 | 0
2035-10-26 09:00 | 2035 | 10 | 0 | 0 | 0
2035-10-26 10:00 | 2035 | 10 | 0 | 0 | 0
2035-10-26 11:00 | 2035 | 10 | 0 | 0 | 0
2035-10-26 12:00 | 2035 | 10 | 0 | 0 | 0
2035-10-26 13:00 | 2035 | 10 | 0 | 0 | 0
2035-10-26 14:00 | 2035 | 10 | 0 | 0 | 0
2035-10-26 15:00 | 2035 | 10 | 0 | 0 | 0
2035-10-26 16:00 | 2035 | 10 | 0 | 0 | 0
2035-10-26 17:00 | 2035 | 10 | 0 | 0 | 0
2035-10-26 18:00 | 2035 | 10 | 0 | 0 | 0
2035-10-26 19:00 | 2035 | 10 | 0 | 0 | 0
2035-10-26 20:00 | 2035 | 10 | 0 | 0 | 0
2035-10-26 21:00 | 2035 | 10 | 0 | 0 | 0
2035-10-26 22:00 | 2035 | 10 | 0 | 0 | 0
2035-10-26 23:00 | 2035 | 10 | 0 | 0 | 0
2035-10-27 | 2035 | 10 | 0 | 0 | 0
2035-10-27 01:00 | 2035 | 10 | 0 | 0 | 0
2035-10-27 02:00 | 2035 | 10 | 0 | 0 | 0
2035-10-27 03:00 | 2035 | 10 | 0 | 0 | 0
2035-10-27 04:00 | 2035 | 10 | 0 | 0 | 0
2035-10-27 05:00 | 2035 | 10 | 0 | 0 | 0
2035-10-27 06:00 | 2035 | 10 | 0 | 0 | 0
2035-10-27 07:00 | 2035 | 10 | 0 | 0 | 0
2035-10-27 08:00 | 2035 | 10 | 0 | 0 | 0
2035-10-27 09:00 | 2035 | 10 | 0 | 0 | 0
2035-10-27 10:00 | 2035 | 10 | 0 | 0 | 0
2035-10-27 11:00 | 2035 | 10 | 0 | 0 | 0
2035-10-27 12:00 | 2035 | 10 | 0 | 0 | 0
2035-10-27 13:00 | 2035 | 10 | 0 | 0 | 0
2035-10-27 14:00 | 2035 | 10 | 0 | 0 | 0
2035-10-27 15:00 | 2035 | 10 | 0 | 0 | 0
2035-10-27 16:00 | 2035 | 10 | 0 | 0 | 0
2035-10-27 17:00 | 2035 | 10 | 0 | 0 | 0
2035-10-27 18:00 | 2035 | 10 | 0 | 0 | 0
2035-10-27 19:00 | 2035 | 10 | 0 | 0 | 0
2035-10-27 20:00 | 2035 | 10 | 0 | 0 | 0
2035-10-27 21:00 | 2035 | 10 | 0 | 0 | 0
2035-10-27 22:00 | 2035 | 10 | 0 | 0 | 0
2035-10-27 23:00 | 2035 | 10 | 0 | 0 | 0
2035-10-28 | 2035 | 10 | 0 | 0 | 0
2035-10-28 01:00 | 2035 | 10 | 0 | 0 | 0
2035-10-28 02:00 | 2035 | 10 | 0 | 0 | 0
2035-10-28 03:00 | 2035 | 10 | 0 | 0 | 0
2035-10-28 04:00 | 2035 | 10 | 0 | 0 | 0
2035-10-28 05:00 | 2035 | 10 | 0 | 0 | 0
2035-10-28 06:00 | 2035 | 10 | 0 | 0 | 0
2035-10-28 07:00 | 2035 | 10 | 0 | 0 | 0
2035-10-28 08:00 | 2035 | 10 | 0 | 0 | 0
2035-10-28 09:00 | 2035 | 10 | 0 | 0 | 0
2035-10-28 10:00 | 2035 | 10 | 0 | 0 | 0
2035-10-28 11:00 | 2035 | 10 | 0 | 0 | 0
2035-10-28 12:00 | 2035 | 10 | 0 | 0 | 0
2035-10-28 13:00 | 2035 | 10 | 0 | 0 | 0
2035-10-28 14:00 | 2035 | 10 | 0 | 0 | 0
2035-10-28 15:00 | 2035 | 10 | 0 | 0 | 0
2035-10-28 16:00 | 2035 | 10 | 0 | 0 | 0
2035-10-28 17:00 | 2035 | 10 | 0 | 0 | 0
2035-10-28 18:00 | 2035 | 10 | 0 | 0 | 0
2035-10-28 19:00 | 2035 | 10 | 0 | 0 | 0
2035-10-28 20:00 | 2035 | 10 | 0 | 0 | 0
2035-10-28 21:00 | 2035 | 10 | 0 | 0 | 0
2035-10-28 22:00 | 2035 | 10 | 0 | 0 | 0
2035-10-28 23:00 | 2035 | 10 | 0 | 0 | 0
2035-10-29 | 2035 | 10 | 0 | 0 | 0
2035-10-29 01:00 | 2035 | 10 | 0 | 0 | 0
2035-10-29 02:00 | 2035 | 10 | 0 | 0 | 0
2035-10-29 03:00 | 2035 | 10 | 0 | 0 | 0
2035-10-29 04:00 | 2035 | 10 | 0 | 0 | 0
2035-10-29 05:00 | 2035 | 10 | 0 | 0 | 0
2035-10-29 06:00 | 2035 | 10 | 0 | 0 | 0
2035-10-29 07:00 | 2035 | 10 | 0 | 0 | 0
2035-10-29 08:00 | 2035 | 10 | 0 | 0 | 0
2035-10-29 09:00 | 2035 | 10 | 0 | 0 | 0
2035-10-29 10:00 | 2035 | 10 | 0 | 0 | 0
2035-10-29 11:00 | 2035 | 10 | 0 | 0 | 0
2035-10-29 12:00 | 2035 | 10 | 0 | 0 | 0
2035-10-29 13:00 | 2035 | 10 | 0 | 0 | 0
2035-10-29 14:00 | 2035 | 10 | 0 | 0 | 0
2035-10-29 15:00 | 2035 | 10 | 0 | 0 | 0
2035-10-29 16:00 | 2035 | 10 | 0 | 0 | 0
2035-10-29 17:00 | 2035 | 10 | 0 | 0 | 0
2035-10-29 18:00 | 2035 | 10 | 0 | 0 | 0
2035-10-29 19:00 | 2035 | 10 | 0 | 0 | 0
2035-10-29 20:00 | 2035 | 10 | 0 | 0 | 0
2035-10-29 21:00 | 2035 | 10 | 0 | 0 | 0
2035-10-29 22:00 | 2035 | 10 | 0 | 0 | 0
2035-10-29 23:00 | 2035 | 10 | 0 | 0 | 0
2035-10-30 | 2035 | 10 | 0 | 0 | 0
2035-10-30 01:00 | 2035 | 10 | 0 | 0 | 0
2035-10-30 02:00 | 2035 | 10 | 0 | 0 | 0
2035-10-30 03:00 | 2035 | 10 | 0 | 0 | 0
2035-10-30 04:00 | 2035 | 10 | 0 | 0 | 0
2035-10-30 05:00 | 2035 | 10 | 0 | 0 | 0
2035-10-30 06:00 | 2035 | 10 | 0 | 0 | 0
2035-10-30 07:00 | 2035 | 10 | 0 | 0 | 0
2035-10-30 08:00 | 2035 | 10 | 0 | 0 | 0
2035-10-30 09:00 | 2035 | 10 | 0 | 0 | 0
2035-10-30 10:00 | 2035 | 10 | 0 | 0 | 0
2035-10-30 11:00 | 2035 | 10 | 0 | 0 | 0
2035-10-30 12:00 | 2035 | 10 | 0 | 0 | 0
2035-10-30 13:00 | 2035 | 10 | 0 | 0 | 0
2035-10-30 14:00 | 2035 | 10 | 0 | 0 | 0
2035-10-30 15:00 | 2035 | 10 | 0 | 0 | 0
2035-10-30 16:00 | 2035 | 10 | 0 | 0 | 0
2035-10-30 17:00 | 2035 | 10 | 0 | 0 | 0
2035-10-30 18:00 | 2035 | 10 | 0 | 0 | 0
2035-10-30 19:00 | 2035 | 10 | 0 | 0 | 0
2035-10-30 20:00 | 2035 | 10 | 0 | 0 | 0
2035-10-30 21:00 | 2035 | 10 | 0 | 0 | 0
2035-10-30 22:00 | 2035 | 10 | 0 | 0 | 0
2035-10-30 23:00 | 2035 | 10 | 0 | 0 | 0
2035-10-31 | 2035 | 10 | 0 | 0 | 0
2035-10-31 01:00 | 2035 | 10 | 0 | 0 | 0
2035-10-31 02:00 | 2035 | 10 | 0 | 0 | 0
2035-10-31 03:00 | 2035 | 10 | 0 | 0 | 0
2035-10-31 04:00 | 2035 | 10 | 0 | 0 | 0
2035-10-31 05:00 | 2035 | 10 | 0 | 0 | 0
2035-10-31 06:00 | 2035 | 10 | 0 | 0 | 0
2035-10-31 07:00 | 2035 | 10 | 0 | 0 | 0
2035-10-31 08:00 | 2035 | 10 | 0 | 0 | 0
2035-10-31 09:00 | 2035 | 10 | 0 | 0 | 0
2035-10-31 10:00 | 2035 | 10 | 0 | 0 | 0
2035-10-31 11:00 | 2035 | 10 | 0 | 0 | 0
2035-10-31 12:00 | 2035 | 10 | 0 | 0 | 0
2035-10-31 13:00 | 2035 | 10 | 0 | 0 | 0
2035-10-31 14:00 | 2035 | 10 | 0 | 0 | 0
2035-10-31 15:00 | 2035 | 10 | 0 | 0 | 0
2035-10-31 16:00 | 2035 | 10 | 0 | 0 | 0
2035-10-31 17:00 | 2035 | 10 | 0 | 0 | 0
2035-10-31 18:00 | 2035 | 10 | 0 | 0 | 0
2035-10-31 19:00 | 2035 | 10 | 0 | 0 | 0
2035-10-31 20:00 | 2035 | 10 | 0 | 0 | 0
2035-10-31 21:00 | 2035 | 10 | 0 | 0 | 0
2035-10-31 22:00 | 2035 | 10 | 0 | 0 | 0
2035-10-31 23:00 | 2035 | 10 | 0 | 0 | 0
2035-11-01 | 2035 | 11 | 0 | 0 | 0
2035-11-01 01:00 | 2035 | 11 | 0 | 0 | 0
2035-11-01 02:00 | 2035 | 11 | 0 | 0 | 0
2035-11-01 03:00 | 2035 | 11 | 0 | 0 | 0
2035-11-01 04:00 | 2035 | 11 | 0 | 0 | 0
2035-11-01 05:00 | 2035 | 11 | 0 | 0 | 0
2035-11-01 06:00 | 2035 | 11 | 0 | 0 | 0
2035-11-01 07:00 | 2035 | 11 | 0 | 0 | 0
2035-11-01 08:00 | 2035 | 11 | 0 | 0 | 0
2035-11-01 09:00 | 2035 | 11 | 0 | 0 | 0
2035-11-01 10:00 | 2035 | 11 | 0 | 0 | 0
2035-11-01 11:00 | 2035 | 11 | 0 | 0 | 0
2035-11-01 12:00 | 2035 | 11 | 0 | 0 | 0
2035-11-01 13:00 | 2035 | 11 | 0 | 0 | 0
2035-11-01 14:00 | 2035 | 11 | 0 | 0 | 0
2035-11-01 15:00 | 2035 | 11 | 0 | 0 | 0
2035-11-01 16:00 | 2035 | 11 | 0 | 0 | 0
2035-11-01 17:00 | 2035 | 11 | 0 | 0 | 0
2035-11-01 18:00 | 2035 | 11 | 0 | 0 | 0
2035-11-01 19:00 | 2035 | 11 | 0 | 0 | 0
2035-11-01 20:00 | 2035 | 11 | 0 | 0 | 0
2035-11-01 21:00 | 2035 | 11 | 0 | 0 | 0
2035-11-01 22:00 | 2035 | 11 | 0 | 0 | 0
2035-11-01 23:00 | 2035 | 11 | 0 | 0 | 0
2035-11-02 | 2035 | 11 | 0 | 0 | 0
2035-11-02 01:00 | 2035 | 11 | 0 | 0 | 0
2035-11-02 02:00 | 2035 | 11 | 0 | 0 | 0
2035-11-02 03:00 | 2035 | 11 | 0 | 0 | 0
2035-11-02 04:00 | 2035 | 11 | 0 | 0 | 0
2035-11-02 05:00 | 2035 | 11 | 0 | 0 | 0
2035-11-02 06:00 | 2035 | 11 | 0 | 0 | 0
2035-11-02 07:00 | 2035 | 11 | 0 | 0 | 0
2035-11-02 08:00 | 2035 | 11 | 0 | 0 | 0
2035-11-02 09:00 | 2035 | 11 | 0 | 0 | 0
2035-11-02 10:00 | 2035 | 11 | 0 | 0 | 0
2035-11-02 11:00 | 2035 | 11 | 0 | 0 | 0
2035-11-02 12:00 | 2035 | 11 | 0 | 0 | 0
2035-11-02 13:00 | 2035 | 11 | 0 | 0 | 0
2035-11-02 14:00 | 2035 | 11 | 0 | 0 | 0
2035-11-02 15:00 | 2035 | 11 | 0 | 0 | 0
2035-11-02 16:00 | 2035 | 11 | 0 | 0 | 0
2035-11-02 17:00 | 2035 | 11 | 0 | 0 | 0
2035-11-02 18:00 | 2035 | 11 | 0 | 0 | 0
2035-11-02 19:00 | 2035 | 11 | 0 | 0 | 0
2035-11-02 20:00 | 2035 | 11 | 0 | 0 | 0
2035-11-02 21:00 | 2035 | 11 | 0 | 0 | 0
2035-11-02 22:00 | 2035 | 11 | 0 | 0 | 0
2035-11-02 23:00 | 2035 | 11 | 0 | 0 | 0
2035-11-03 | 2035 | 11 | 0 | 0 | 0
2035-11-03 01:00 | 2035 | 11 | 0 | 0 | 0
2035-11-03 02:00 | 2035 | 11 | 0 | 0 | 0
2035-11-03 03:00 | 2035 | 11 | 0 | 0 | 0
2035-11-03 04:00 | 2035 | 11 | 0 | 0 | 0
2035-11-03 05:00 | 2035 | 11 | 0 | 0 | 0
2035-11-03 06:00 | 2035 | 11 | 0 | 0 | 0
2035-11-03 07:00 | 2035 | 11 | 0 | 0 | 0
2035-11-03 08:00 | 2035 | 11 | 0 | 0 | 0
2035-11-03 09:00 | 2035 | 11 | 0 | 0 | 0
2035-11-03 10:00 | 2035 | 11 | 0 | 0 | 0
2035-11-03 11:00 | 2035 | 11 | 0 | 0 | 0
2035-11-03 12:00 | 2035 | 11 | 0 | 0 | 0
2035-11-03 13:00 | 2035 | 11 | 0 | 0 | 0
2035-11-03 14:00 | 2035 | 11 | 0 | 0 | 0
2035-11-03 15:00 | 2035 | 11 | 0 | 0 | 0
2035-11-03 16:00 | 2035 | 11 | 0 | 0 | 0
2035-11-03 17:00 | 2035 | 11 | 0 | 0 | 0
2035-11-03 18:00 | 2035 | 11 | 0 | 0 | 0
2035-11-03 19:00 | 2035 | 11 | 0 | 0 | 0
2035-11-03 20:00 | 2035 | 11 | 0 | 0 | 0
2035-11-03 21:00 | 2035 | 11 | 0 | 0 | 0
2035-11-03 22:00 | 2035 | 11 | 0 | 0 | 0
2035-11-03 23:00 | 2035 | 11 | 0 | 0 | 0
2035-11-04 | 2035 | 11 | 0 | 0 | 0
2035-11-04 01:00 | 2035 | 11 | 0 | 0 | 0
2035-11-04 02:00 | 2035 | 11 | 0 | 0 | 0
2035-11-04 03:00 | 2035 | 11 | 0 | 0 | 0
2035-11-04 04:00 | 2035 | 11 | 0 | 0 | 0
2035-11-04 05:00 | 2035 | 11 | 0 | 0 | 0
2035-11-04 06:00 | 2035 | 11 | 0 | 0 | 0
2035-11-04 07:00 | 2035 | 11 | 0 | 0 | 0
2035-11-04 08:00 | 2035 | 11 | 0 | 0 | 0
2035-11-04 09:00 | 2035 | 11 | 0 | 0 | 0
2035-11-04 10:00 | 2035 | 11 | 0 | 0 | 0
2035-11-04 11:00 | 2035 | 11 | 0 | 0 | 0
2035-11-04 12:00 | 2035 | 11 | 0 | 0 | 0
2035-11-04 13:00 | 2035 | 11 | 0 | 0 | 0
2035-11-04 14:00 | 2035 | 11 | 0 | 0 | 0
2035-11-04 15:00 | 2035 | 11 | 0 | 0 | 0
2035-11-04 16:00 | 2035 | 11 | 0 | 0 | 0
2035-11-04 17:00 | 2035 | 11 | 0 | 0 | 0
2035-11-04 18:00 | 2035 | 11 | 0 | 0 | 0
2035-11-04 19:00 | 2035 | 11 | 0 | 0 | 0
2035-11-04 20:00 | 2035 | 11 | 0 | 0 | 0
2035-11-04 21:00 | 2035 | 11 | 0 | 0 | 0
2035-11-04 22:00 | 2035 | 11 | 0 | 0 | 0
2035-11-04 23:00 | 2035 | 11 | 0 | 0 | 0
2035-11-05 | 2035 | 11 | 0 | 0 | 0
2035-11-05 01:00 | 2035 | 11 | 0 | 0 | 0
2035-11-05 02:00 | 2035 | 11 | 0 | 0 | 0
2035-11-05 03:00 | 2035 | 11 | 0 | 0 | 0
2035-11-05 04:00 | 2035 | 11 | 0 | 0 | 0
2035-11-05 05:00 | 2035 | 11 | 0 | 0 | 0
2035-11-05 06:00 | 2035 | 11 | 0 | 0 | 0
2035-11-05 07:00 | 2035 | 11 | 0 | 0 | 0
2035-11-05 08:00 | 2035 | 11 | 0 | 0 | 0
2035-11-05 09:00 | 2035 | 11 | 0 | 0 | 0
2035-11-05 10:00 | 2035 | 11 | 0 | 0 | 0
2035-11-05 11:00 | 2035 | 11 | 0 | 0 | 0
2035-11-05 12:00 | 2035 | 11 | 0 | 0 | 0
2035-11-05 13:00 | 2035 | 11 | 0 | 0 | 0
2035-11-05 14:00 | 2035 | 11 | 0 | 0 | 0
2035-11-05 15:00 | 2035 | 11 | 0 | 0 | 0
2035-11-05 16:00 | 2035 | 11 | 0 | 0 | 0
2035-11-05 17:00 | 2035 | 11 | 0 | 0 | 0
2035-11-05 18:00 | 2035 | 11 | 0 | 0 | 0
2035-11-05 19:00 | 2035 | 11 | 0 | 0 | 0
2035-11-05 20:00 | 2035 | 11 | 0 | 0 | 0
2035-11-05 21:00 | 2035 | 11 | 0 | 0 | 0
2035-11-05 22:00 | 2035 | 11 | 0 | 0 | 0
2035-11-05 23:00 | 2035 | 11 | 0 | 0 | 0
2035-11-06 | 2035 | 11 | 0 | 0 | 0
2035-11-06 01:00 | 2035 | 11 | 0 | 0 | 0
2035-11-06 02:00 | 2035 | 11 | 0 | 0 | 0
2035-11-06 03:00 | 2035 | 11 | 0 | 0 | 0
2035-11-06 04:00 | 2035 | 11 | 0 | 0 | 0
2035-11-06 05:00 | 2035 | 11 | 0 | 0 | 0
2035-11-06 06:00 | 2035 | 11 | 0 | 0 | 0
2035-11-06 07:00 | 2035 | 11 | 0 | 0 | 0
2035-11-06 08:00 | 2035 | 11 | 0 | 0 | 0
2035-11-06 09:00 | 2035 | 11 | 0 | 0 | 0
2035-11-06 10:00 | 2035 | 11 | 0 | 0 | 0
2035-11-06 11:00 | 2035 | 11 | 0 | 0 | 0
2035-11-06 12:00 | 2035 | 11 | 0 | 0 | 0
2035-11-06 13:00 | 2035 | 11 | 0 | 0 | 0
2035-11-06 14:00 | 2035 | 11 | 0 | 0 | 0
2035-11-06 15:00 | 2035 | 11 | 0 | 0 | 0
2035-11-06 16:00 | 2035 | 11 | 0 | 0 | 0
2035-11-06 17:00 | 2035 | 11 | 0 | 0 | 0
2035-11-06 18:00 | 2035 | 11 | 0 | 0 | 0
2035-11-06 19:00 | 2035 | 11 | 0 | 0 | 0
2035-11-06 20:00 | 2035 | 11 | 0 | 0 | 0
2035-11-06 21:00 | 2035 | 11 | 0 | 0 | 0
2035-11-06 22:00 | 2035 | 11 | 0 | 0 | 0
2035-11-06 23:00 | 2035 | 11 | 0 | 0 | 0
2035-11-07 | 2035 | 11 | 0 | 0 | 0
2035-11-07 01:00 | 2035 | 11 | 0 | 0 | 0
2035-11-07 02:00 | 2035 | 11 | 0 | 0 | 0
2035-11-07 03:00 | 2035 | 11 | 0 | 0 | 0
2035-11-07 04:00 | 2035 | 11 | 0 | 0 | 0
2035-11-07 05:00 | 2035 | 11 | 0 | 0 | 0
2035-11-07 06:00 | 2035 | 11 | 0 | 0 | 0
2035-11-07 07:00 | 2035 | 11 | 0 | 0 | 0
2035-11-07 08:00 | 2035 | 11 | 0 | 0 | 0
2035-11-07 09:00 | 2035 | 11 | 0 | 0 | 0
2035-11-07 10:00 | 2035 | 11 | 0 | 0 | 0
2035-11-07 11:00 | 2035 | 11 | 0 | 0 | 0
2035-11-07 12:00 | 2035 | 11 | 0 | 0 | 0
2035-11-07 13:00 | 2035 | 11 | 0 | 0 | 0
2035-11-07 14:00 | 2035 | 11 | 0 | 0 | 0
2035-11-07 15:00 | 2035 | 11 | 0 | 0 | 0
2035-11-07 16:00 | 2035 | 11 | 0 | 0 | 0
2035-11-07 17:00 | 2035 | 11 | 0 | 0 | 0
2035-11-07 18:00 | 2035 | 11 | 0 | 0 | 0
2035-11-07 19:00 | 2035 | 11 | 0 | 0 | 0
2035-11-07 20:00 | 2035 | 11 | 0 | 0 | 0
2035-11-07 21:00 | 2035 | 11 | 0 | 0 | 0
2035-11-07 22:00 | 2035 | 11 | 0 | 0 | 0
2035-11-07 23:00 | 2035 | 11 | 0 | 0 | 0
2035-11-08 | 2035 | 11 | 0 | 0 | 0
2035-11-08 01:00 | 2035 | 11 | 0 | 0 | 0
2035-11-08 02:00 | 2035 | 11 | 0 | 0 | 0
2035-11-08 03:00 | 2035 | 11 | 0 | 0 | 0
2035-11-08 04:00 | 2035 | 11 | 0 | 0 | 0
2035-11-08 05:00 | 2035 | 11 | 0 | 0 | 0
2035-11-08 06:00 | 2035 | 11 | 0 | 0 | 0
2035-11-08 07:00 | 2035 | 11 | 0 | 0 | 0
2035-11-08 08:00 | 2035 | 11 | 0 | 0 | 0
2035-11-08 09:00 | 2035 | 11 | 0 | 0 | 0
2035-11-08 10:00 | 2035 | 11 | 0 | 0 | 0
2035-11-08 11:00 | 2035 | 11 | 0 | 0 | 0
2035-11-08 12:00 | 2035 | 11 | 0 | 0 | 0
2035-11-08 13:00 | 2035 | 11 | 0 | 0 | 0
2035-11-08 14:00 | 2035 | 11 | 0 | 0 | 0
2035-11-08 15:00 | 2035 | 11 | 0 | 0 | 0
2035-11-08 16:00 | 2035 | 11 | 0 | 0 | 0
2035-11-08 17:00 | 2035 | 11 | 0 | 0 | 0
2035-11-08 18:00 | 2035 | 11 | 0 | 0 | 0
2035-11-08 19:00 | 2035 | 11 | 0 | 0 | 0
2035-11-08 20:00 | 2035 | 11 | 0 | 0 | 0
2035-11-08 21:00 | 2035 | 11 | 0 | 0 | 0
2035-11-08 22:00 | 2035 | 11 | 0 | 0 | 0
2035-11-08 23:00 | 2035 | 11 | 0 | 0 | 0
2035-11-09 | 2035 | 11 | 0 | 0 | 0
2035-11-09 01:00 | 2035 | 11 | 0 | 0 | 0
2035-11-09 02:00 | 2035 | 11 | 0 | 0 | 0
2035-11-09 03:00 | 2035 | 11 | 0 | 0 | 0
2035-11-09 04:00 | 2035 | 11 | 0 | 0 | 0
2035-11-09 05:00 | 2035 | 11 | 0 | 0 | 0
2035-11-09 06:00 | 2035 | 11 | 0 | 0 | 0
2035-11-09 07:00 | 2035 | 11 | 0 | 0 | 0
2035-11-09 08:00 | 2035 | 11 | 0 | 0 | 0
2035-11-09 09:00 | 2035 | 11 | 0 | 0 | 0
2035-11-09 10:00 | 2035 | 11 | 0 | 0 | 0
2035-11-09 11:00 | 2035 | 11 | 0 | 0 | 0
2035-11-09 12:00 | 2035 | 11 | 0 | 0 | 0
2035-11-09 13:00 | 2035 | 11 | 0 | 0 | 0
2035-11-09 14:00 | 2035 | 11 | 0 | 0 | 0
2035-11-09 15:00 | 2035 | 11 | 0 | 0 | 0
2035-11-09 16:00 | 2035 | 11 | 0 | 0 | 0
2035-11-09 17:00 | 2035 | 11 | 0 | 0 | 0
2035-11-09 18:00 | 2035 | 11 | 0 | 0 | 0
2035-11-09 19:00 | 2035 | 11 | 0 | 0 | 0
2035-11-09 20:00 | 2035 | 11 | 0 | 0 | 0
2035-11-09 21:00 | 2035 | 11 | 0 | 0 | 0
2035-11-09 22:00 | 2035 | 11 | 0 | 0 | 0
2035-11-09 23:00 | 2035 | 11 | 0 | 0 | 0
2035-11-10 | 2035 | 11 | 0 | 0 | 0
2035-11-10 01:00 | 2035 | 11 | 0 | 0 | 0
2035-11-10 02:00 | 2035 | 11 | 0 | 0 | 0
2035-11-10 03:00 | 2035 | 11 | 0 | 0 | 0
2035-11-10 04:00 | 2035 | 11 | 0 | 0 | 0
2035-11-10 05:00 | 2035 | 11 | 0 | 0 | 0
2035-11-10 06:00 | 2035 | 11 | 0 | 0 | 0
2035-11-10 07:00 | 2035 | 11 | 0 | 0 | 0
2035-11-10 08:00 | 2035 | 11 | 0 | 0 | 0
2035-11-10 09:00 | 2035 | 11 | 0 | 0 | 0
2035-11-10 10:00 | 2035 | 11 | 0 | 0 | 0
2035-11-10 11:00 | 2035 | 11 | 0 | 0 | 0
2035-11-10 12:00 | 2035 | 11 | 0 | 0 | 0
2035-11-10 13:00 | 2035 | 11 | 0 | 0 | 0
2035-11-10 14:00 | 2035 | 11 | 0 | 0 | 0
2035-11-10 15:00 | 2035 | 11 | 0 | 0 | 0
2035-11-10 16:00 | 2035 | 11 | 0 | 0 | 0
2035-11-10 17:00 | 2035 | 11 | 0 | 0 | 0
2035-11-10 18:00 | 2035 | 11 | 0 | 0 | 0
2035-11-10 19:00 | 2035 | 11 | 0 | 0 | 0
2035-11-10 20:00 | 2035 | 11 | 0 | 0 | 0
2035-11-10 21:00 | 2035 | 11 | 0 | 0 | 0
2035-11-10 22:00 | 2035 | 11 | 0 | 0 | 0
2035-11-10 23:00 | 2035 | 11 | 0 | 0 | 0
2035-11-11 | 2035 | 11 | 0 | 0 | 0
2035-11-11 01:00 | 2035 | 11 | 0 | 0 | 0
2035-11-11 02:00 | 2035 | 11 | 0 | 0 | 0
2035-11-11 03:00 | 2035 | 11 | 0 | 0 | 0
2035-11-11 04:00 | 2035 | 11 | 0 | 0 | 0
2035-11-11 05:00 | 2035 | 11 | 0 | 0 | 0
2035-11-11 06:00 | 2035 | 11 | 0 | 0 | 0
2035-11-11 07:00 | 2035 | 11 | 0 | 0 | 0
2035-11-11 08:00 | 2035 | 11 | 0 | 0 | 0
2035-11-11 09:00 | 2035 | 11 | 0 | 0 | 0
2035-11-11 10:00 | 2035 | 11 | 0 | 0 | 0
2035-11-11 11:00 | 2035 | 11 | 0 | 0 | 0
2035-11-11 12:00 | 2035 | 11 | 0 | 0 | 0
2035-11-11 13:00 | 2035 | 11 | 0 | 0 | 0
2035-11-11 14:00 | 2035 | 11 | 0 | 0 | 0
2035-11-11 15:00 | 2035 | 11 | 0 | 0 | 0
2035-11-11 16:00 | 2035 | 11 | 0 | 0 | 0
2035-11-11 17:00 | 2035 | 11 | 0 | 0 | 0
2035-11-11 18:00 | 2035 | 11 | 0 | 0 | 0
2035-11-11 19:00 | 2035 | 11 | 0 | 0 | 0
2035-11-11 20:00 | 2035 | 11 | 0 | 0 | 0
2035-11-11 21:00 | 2035 | 11 | 0 | 0 | 0
2035-11-11 22:00 | 2035 | 11 | 0 | 0 | 0
2035-11-11 23:00 | 2035 | 11 | 0 | 0 | 0
2035-11-12 | 2035 | 11 | 0 | 0 | 0
2035-11-12 01:00 | 2035 | 11 | 0 | 0 | 0
2035-11-12 02:00 | 2035 | 11 | 0 | 0 | 0
2035-11-12 03:00 | 2035 | 11 | 0 | 0 | 0
2035-11-12 04:00 | 2035 | 11 | 0 | 0 | 0
2035-11-12 05:00 | 2035 | 11 | 0 | 0 | 0
2035-11-12 06:00 | 2035 | 11 | 0 | 0 | 0
2035-11-12 07:00 | 2035 | 11 | 0 | 0 | 0
2035-11-12 08:00 | 2035 | 11 | 0 | 0 | 0
2035-11-12 09:00 | 2035 | 11 | 0 | 0 | 0
2035-11-12 10:00 | 2035 | 11 | 0 | 0 | 0
2035-11-12 11:00 | 2035 | 11 | 0 | 0 | 0
2035-11-12 12:00 | 2035 | 11 | 0 | 0 | 0
2035-11-12 13:00 | 2035 | 11 | 0 | 0 | 0
2035-11-12 14:00 | 2035 | 11 | 0 | 0 | 0
2035-11-12 15:00 | 2035 | 11 | 0 | 0 | 0
2035-11-12 16:00 | 2035 | 11 | 0 | 0 | 0
2035-11-12 17:00 | 2035 | 11 | 0 | 0 | 0
2035-11-12 18:00 | 2035 | 11 | 0 | 0 | 0
2035-11-12 19:00 | 2035 | 11 | 0 | 0 | 0
2035-11-12 20:00 | 2035 | 11 | 0 | 0 | 0
2035-11-12 21:00 | 2035 | 11 | 0 | 0 | 0
2035-11-12 22:00 | 2035 | 11 | 0 | 0 | 0
2035-11-12 23:00 | 2035 | 11 | 0 | 0 | 0
2035-11-13 | 2035 | 11 | 0 | 0 | 0
2035-11-13 01:00 | 2035 | 11 | 0 | 0 | 0
2035-11-13 02:00 | 2035 | 11 | 0 | 0 | 0
2035-11-13 03:00 | 2035 | 11 | 0 | 0 | 0
2035-11-13 04:00 | 2035 | 11 | 0 | 0 | 0
2035-11-13 05:00 | 2035 | 11 | 0 | 0 | 0
2035-11-13 06:00 | 2035 | 11 | 0 | 0 | 0
2035-11-13 07:00 | 2035 | 11 | 0 | 0 | 0
2035-11-13 08:00 | 2035 | 11 | 0 | 0 | 0
2035-11-13 09:00 | 2035 | 11 | 0 | 0 | 0
2035-11-13 10:00 | 2035 | 11 | 0 | 0 | 0
2035-11-13 11:00 | 2035 | 11 | 0 | 0 | 0
2035-11-13 12:00 | 2035 | 11 | 0 | 0 | 0
2035-11-13 13:00 | 2035 | 11 | 0 | 0 | 0
2035-11-13 14:00 | 2035 | 11 | 0 | 0 | 0
2035-11-13 15:00 | 2035 | 11 | 0 | 0 | 0
2035-11-13 16:00 | 2035 | 11 | 0 | 0 | 0
2035-11-13 17:00 | 2035 | 11 | 0 | 0 | 0
2035-11-13 18:00 | 2035 | 11 | 0 | 0 | 0
2035-11-13 19:00 | 2035 | 11 | 0 | 0 | 0
2035-11-13 20:00 | 2035 | 11 | 0 | 0 | 0
2035-11-13 21:00 | 2035 | 11 | 0 | 0 | 0
2035-11-13 22:00 | 2035 | 11 | 0 | 0 | 0
2035-11-13 23:00 | 2035 | 11 | 0 | 0 | 0
2035-11-14 | 2035 | 11 | 0 | 0 | 0
2035-11-14 01:00 | 2035 | 11 | 0 | 0 | 0
2035-11-14 02:00 | 2035 | 11 | 0 | 0 | 0
2035-11-14 03:00 | 2035 | 11 | 0 | 0 | 0
2035-11-14 04:00 | 2035 | 11 | 0 | 0 | 0
2035-11-14 05:00 | 2035 | 11 | 0 | 0 | 0
2035-11-14 06:00 | 2035 | 11 | 0 | 0 | 0
2035-11-14 07:00 | 2035 | 11 | 0 | 0 | 0
2035-11-14 08:00 | 2035 | 11 | 0 | 0 | 0
2035-11-14 09:00 | 2035 | 11 | 0 | 0 | 0
2035-11-14 10:00 | 2035 | 11 | 0 | 0 | 0
2035-11-14 11:00 | 2035 | 11 | 0 | 0 | 0
2035-11-14 12:00 | 2035 | 11 | 0 | 0 | 0
2035-11-14 13:00 | 2035 | 11 | 0 | 0 | 0
2035-11-14 14:00 | 2035 | 11 | 0 | 0 | 0
2035-11-14 15:00 | 2035 | 11 | 0 | 0 | 0
2035-11-14 16:00 | 2035 | 11 | 0 | 0 | 0
2035-11-14 17:00 | 2035 | 11 | 0 | 0 | 0
2035-11-14 18:00 | 2035 | 11 | 0 | 0 | 0
2035-11-14 19:00 | 2035 | 11 | 0 | 0 | 0
2035-11-14 20:00 | 2035 | 11 | 0 | 0 | 0
2035-11-14 21:00 | 2035 | 11 | 0 | 0 | 0
2035-11-14 22:00 | 2035 | 11 | 0 | 0 | 0
2035-11-14 23:00 | 2035 | 11 | 0 | 0 | 0
2035-11-15 | 2035 | 11 | 0 | 0 | 0
2035-11-15 01:00 | 2035 | 11 | 0 | 0 | 0
2035-11-15 02:00 | 2035 | 11 | 0 | 0 | 0
2035-11-15 03:00 | 2035 | 11 | 0 | 0 | 0
2035-11-15 04:00 | 2035 | 11 | 0 | 0 | 0
2035-11-15 05:00 | 2035 | 11 | 0 | 0 | 0
2035-11-15 06:00 | 2035 | 11 | 0 | 0 | 0
2035-11-15 07:00 | 2035 | 11 | 0 | 0 | 0
2035-11-15 08:00 | 2035 | 11 | 0 | 0 | 0
2035-11-15 09:00 | 2035 | 11 | 0 | 0 | 0
2035-11-15 10:00 | 2035 | 11 | 0 | 0 | 0
2035-11-15 11:00 | 2035 | 11 | 0 | 0 | 0
2035-11-15 12:00 | 2035 | 11 | 0 | 0 | 0
2035-11-15 13:00 | 2035 | 11 | 0 | 0 | 0
2035-11-15 14:00 | 2035 | 11 | 0 | 0 | 0
2035-11-15 15:00 | 2035 | 11 | 0 | 0 | 0
2035-11-15 16:00 | 2035 | 11 | 0 | 0 | 0
2035-11-15 17:00 | 2035 | 11 | 0 | 0 | 0
2035-11-15 18:00 | 2035 | 11 | 0 | 0 | 0
2035-11-15 19:00 | 2035 | 11 | 0 | 0 | 0
2035-11-15 20:00 | 2035 | 11 | 0 | 0 | 0
2035-11-15 21:00 | 2035 | 11 | 0 | 0 | 0
2035-11-15 22:00 | 2035 | 11 | 0 | 0 | 0
2035-11-15 23:00 | 2035 | 11 | 0 | 0 | 0
2035-11-16 | 2035 | 11 | 0 | 0 | 0
2035-11-16 01:00 | 2035 | 11 | 0 | 0 | 0
2035-11-16 02:00 | 2035 | 11 | 0 | 0 | 0
2035-11-16 03:00 | 2035 | 11 | 0 | 0 | 0
2035-11-16 04:00 | 2035 | 11 | 0 | 0 | 0
2035-11-16 05:00 | 2035 | 11 | 0 | 0 | 0
2035-11-16 06:00 | 2035 | 11 | 0 | 0 | 0
2035-11-16 07:00 | 2035 | 11 | 0 | 0 | 0
2035-11-16 08:00 | 2035 | 11 | 0 | 0 | 0
2035-11-16 09:00 | 2035 | 11 | 0 | 0 | 0
2035-11-16 10:00 | 2035 | 11 | 0 | 0 | 0
2035-11-16 11:00 | 2035 | 11 | 0 | 0 | 0
2035-11-16 12:00 | 2035 | 11 | 0 | 0 | 0
2035-11-16 13:00 | 2035 | 11 | 0 | 0 | 0
2035-11-16 14:00 | 2035 | 11 | 0 | 0 | 0
2035-11-16 15:00 | 2035 | 11 | 0 | 0 | 0
2035-11-16 16:00 | 2035 | 11 | 0 | 0 | 0
2035-11-16 17:00 | 2035 | 11 | 0 | 0 | 0
2035-11-16 18:00 | 2035 | 11 | 0 | 0 | 0
2035-11-16 19:00 | 2035 | 11 | 0 | 0 | 0
2035-11-16 20:00 | 2035 | 11 | 0 | 0 | 0
2035-11-16 21:00 | 2035 | 11 | 0 | 0 | 0
2035-11-16 22:00 | 2035 | 11 | 0 | 0 | 0
2035-11-16 23:00 | 2035 | 11 | 0 | 0 | 0
2035-11-17 | 2035 | 11 | 0 | 0 | 0
2035-11-17 01:00 | 2035 | 11 | 0 | 0 | 0
2035-11-17 02:00 | 2035 | 11 | 0 | 0 | 0
2035-11-17 03:00 | 2035 | 11 | 0 | 0 | 0
2035-11-17 04:00 | 2035 | 11 | 0 | 0 | 0
2035-11-17 05:00 | 2035 | 11 | 0 | 0 | 0
2035-11-17 06:00 | 2035 | 11 | 0 | 0 | 0
2035-11-17 07:00 | 2035 | 11 | 0 | 0 | 0
2035-11-17 08:00 | 2035 | 11 | 0 | 0 | 0
2035-11-17 09:00 | 2035 | 11 | 0 | 0 | 0
2035-11-17 10:00 | 2035 | 11 | 0 | 0 | 0
2035-11-17 11:00 | 2035 | 11 | 0 | 0 | 0
2035-11-17 12:00 | 2035 | 11 | 0 | 0 | 0
2035-11-17 13:00 | 2035 | 11 | 0 | 0 | 0
2035-11-17 14:00 | 2035 | 11 | 0 | 0 | 0
2035-11-17 15:00 | 2035 | 11 | 0 | 0 | 0
2035-11-17 16:00 | 2035 | 11 | 0 | 0 | 0
2035-11-17 17:00 | 2035 | 11 | 0 | 0 | 0
2035-11-17 18:00 | 2035 | 11 | 0 | 0 | 0
2035-11-17 19:00 | 2035 | 11 | 0 | 0 | 0
2035-11-17 20:00 | 2035 | 11 | 0 | 0 | 0
2035-11-17 21:00 | 2035 | 11 | 0 | 0 | 0
2035-11-17 22:00 | 2035 | 11 | 0 | 0 | 0
2035-11-17 23:00 | 2035 | 11 | 0 | 0 | 0
2035-11-18 | 2035 | 11 | 0 | 0 | 0
2035-11-18 01:00 | 2035 | 11 | 0 | 0 | 0
2035-11-18 02:00 | 2035 | 11 | 0 | 0 | 0
2035-11-18 03:00 | 2035 | 11 | 0 | 0 | 0
2035-11-18 04:00 | 2035 | 11 | 0 | 0 | 0
2035-11-18 05:00 | 2035 | 11 | 0 | 0 | 0
2035-11-18 06:00 | 2035 | 11 | 0 | 0 | 0
2035-11-18 07:00 | 2035 | 11 | 0 | 0 | 0
2035-11-18 08:00 | 2035 | 11 | 0 | 0 | 0
2035-11-18 09:00 | 2035 | 11 | 0 | 0 | 0
2035-11-18 10:00 | 2035 | 11 | 0 | 0 | 0
2035-11-18 11:00 | 2035 | 11 | 0 | 0 | 0
2035-11-18 12:00 | 2035 | 11 | 0 | 0 | 0
2035-11-18 13:00 | 2035 | 11 | 0 | 0 | 0
2035-11-18 14:00 | 2035 | 11 | 0 | 0 | 0
2035-11-18 15:00 | 2035 | 11 | 0 | 0 | 0
2035-11-18 16:00 | 2035 | 11 | 0 | 0 | 0
2035-11-18 17:00 | 2035 | 11 | 0 | 0 | 0
2035-11-18 18:00 | 2035 | 11 | 0 | 0 | 0
2035-11-18 19:00 | 2035 | 11 | 0 | 0 | 0
2035-11-18 20:00 | 2035 | 11 | 0 | 0 | 0
2035-11-18 21:00 | 2035 | 11 | 0 | 0 | 0
2035-11-18 22:00 | 2035 | 11 | 0 | 0 | 0
2035-11-18 23:00 | 2035 | 11 | 0 | 0 | 0
2035-11-19 | 2035 | 11 | 0 | 0 | 0
2035-11-19 01:00 | 2035 | 11 | 0 | 0 | 0
2035-11-19 02:00 | 2035 | 11 | 0 | 0 | 0
2035-11-19 03:00 | 2035 | 11 | 0 | 0 | 0
2035-11-19 04:00 | 2035 | 11 | 0 | 0 | 0
2035-11-19 05:00 | 2035 | 11 | 0 | 0 | 0
2035-11-19 06:00 | 2035 | 11 | 0 | 0 | 0
2035-11-19 07:00 | 2035 | 11 | 0 | 0 | 0
2035-11-19 08:00 | 2035 | 11 | 0 | 0 | 0
2035-11-19 09:00 | 2035 | 11 | 0 | 0 | 0
2035-11-19 10:00 | 2035 | 11 | 0 | 0 | 0
2035-11-19 11:00 | 2035 | 11 | 0 | 0 | 0
2035-11-19 12:00 | 2035 | 11 | 0 | 0 | 0
2035-11-19 13:00 | 2035 | 11 | 0 | 0 | 0
2035-11-19 14:00 | 2035 | 11 | 0 | 0 | 0
2035-11-19 15:00 | 2035 | 11 | 0 | 0 | 0
2035-11-19 16:00 | 2035 | 11 | 0 | 0 | 0
2035-11-19 17:00 | 2035 | 11 | 0 | 0 | 0
2035-11-19 18:00 | 2035 | 11 | 0 | 0 | 0
2035-11-19 19:00 | 2035 | 11 | 0 | 0 | 0
2035-11-19 20:00 | 2035 | 11 | 0 | 0 | 0
2035-11-19 21:00 | 2035 | 11 | 0 | 0 | 0
2035-11-19 22:00 | 2035 | 11 | 0 | 0 | 0
2035-11-19 23:00 | 2035 | 11 | 0 | 0 | 0
2035-11-20 | 2035 | 11 | 0 | 0 | 0
2035-11-20 01:00 | 2035 | 11 | 0 | 0 | 0
2035-11-20 02:00 | 2035 | 11 | 0 | 0 | 0
2035-11-20 03:00 | 2035 | 11 | 0 | 0 | 0
2035-11-20 04:00 | 2035 | 11 | 0 | 0 | 0
2035-11-20 05:00 | 2035 | 11 | 0 | 0 | 0
2035-11-20 06:00 | 2035 | 11 | 0 | 0 | 0
2035-11-20 07:00 | 2035 | 11 | 0 | 0 | 0
2035-11-20 08:00 | 2035 | 11 | 0 | 0 | 0
2035-11-20 09:00 | 2035 | 11 | 0 | 0 | 0
2035-11-20 10:00 | 2035 | 11 | 0 | 0 | 0
2035-11-20 11:00 | 2035 | 11 | 0 | 0 | 0
2035-11-20 12:00 | 2035 | 11 | 0 | 0 | 0
2035-11-20 13:00 | 2035 | 11 | 0 | 0 | 0
2035-11-20 14:00 | 2035 | 11 | 0 | 0 | 0
2035-11-20 15:00 | 2035 | 11 | 0 | 0 | 0
2035-11-20 16:00 | 2035 | 11 | 0 | 0 | 0
2035-11-20 17:00 | 2035 | 11 | 0 | 0 | 0
2035-11-20 18:00 | 2035 | 11 | 0 | 0 | 0
2035-11-20 19:00 | 2035 | 11 | 0 | 0 | 0
2035-11-20 20:00 | 2035 | 11 | 0 | 0 | 0
2035-11-20 21:00 | 2035 | 11 | 0 | 0 | 0
2035-11-20 22:00 | 2035 | 11 | 0 | 0 | 0
2035-11-20 23:00 | 2035 | 11 | 0 | 0 | 0
2035-11-21 | 2035 | 11 | 0 | 0 | 0
2035-11-21 01:00 | 2035 | 11 | 0 | 0 | 0
2035-11-21 02:00 | 2035 | 11 | 0 | 0 | 0
2035-11-21 03:00 | 2035 | 11 | 0 | 0 | 0
2035-11-21 04:00 | 2035 | 11 | 0 | 0 | 0
2035-11-21 05:00 | 2035 | 11 | 0 | 0 | 0
2035-11-21 06:00 | 2035 | 11 | 0 | 0 | 0
2035-11-21 07:00 | 2035 | 11 | 0 | 0 | 0
2035-11-21 08:00 | 2035 | 11 | 0 | 0 | 0
2035-11-21 09:00 | 2035 | 11 | 0 | 0 | 0
2035-11-21 10:00 | 2035 | 11 | 0 | 0 | 0
2035-11-21 11:00 | 2035 | 11 | 0 | 0 | 0
2035-11-21 12:00 | 2035 | 11 | 0 | 0 | 0
2035-11-21 13:00 | 2035 | 11 | 0 | 0 | 0
2035-11-21 14:00 | 2035 | 11 | 0 | 0 | 0
2035-11-21 15:00 | 2035 | 11 | 0 | 0 | 0
2035-11-21 16:00 | 2035 | 11 | 0 | 0 | 0
2035-11-21 17:00 | 2035 | 11 | 0 | 0 | 0
2035-11-21 18:00 | 2035 | 11 | 0 | 0 | 0
2035-11-21 19:00 | 2035 | 11 | 0 | 0 | 0
2035-11-21 20:00 | 2035 | 11 | 0 | 0 | 0
2035-11-21 21:00 | 2035 | 11 | 0 | 0 | 0
2035-11-21 22:00 | 2035 | 11 | 0 | 0 | 0
2035-11-21 23:00 | 2035 | 11 | 0 | 0 | 0
2035-11-22 | 2035 | 11 | 0 | 0 | 0
2035-11-22 01:00 | 2035 | 11 | 0 | 0 | 0
2035-11-22 02:00 | 2035 | 11 | 0 | 0 | 0
2035-11-22 03:00 | 2035 | 11 | 0 | 0 | 0
2035-11-22 04:00 | 2035 | 11 | 0 | 0 | 0
2035-11-22 05:00 | 2035 | 11 | 0 | 0 | 0
2035-11-22 06:00 | 2035 | 11 | 0 | 0 | 0
2035-11-22 07:00 | 2035 | 11 | 0 | 0 | 0
2035-11-22 08:00 | 2035 | 11 | 0 | 0 | 0
2035-11-22 09:00 | 2035 | 11 | 0 | 0 | 0
2035-11-22 10:00 | 2035 | 11 | 0 | 0 | 0
2035-11-22 11:00 | 2035 | 11 | 0 | 0 | 0
2035-11-22 12:00 | 2035 | 11 | 0 | 0 | 0
2035-11-22 13:00 | 2035 | 11 | 0 | 0 | 0
2035-11-22 14:00 | 2035 | 11 | 0 | 0 | 0
2035-11-22 15:00 | 2035 | 11 | 0 | 0 | 0
2035-11-22 16:00 | 2035 | 11 | 0 | 0 | 0
2035-11-22 17:00 | 2035 | 11 | 0 | 0 | 0
2035-11-22 18:00 | 2035 | 11 | 0 | 0 | 0
2035-11-22 19:00 | 2035 | 11 | 0 | 0 | 0
2035-11-22 20:00 | 2035 | 11 | 0 | 0 | 0
2035-11-22 21:00 | 2035 | 11 | 0 | 0 | 0
2035-11-22 22:00 | 2035 | 11 | 0 | 0 | 0
2035-11-22 23:00 | 2035 | 11 | 0 | 0 | 0
2035-11-23 | 2035 | 11 | 0 | 0 | 0
2035-11-23 01:00 | 2035 | 11 | 0 | 0 | 0
2035-11-23 02:00 | 2035 | 11 | 0 | 0 | 0
2035-11-23 03:00 | 2035 | 11 | 0 | 0 | 0
2035-11-23 04:00 | 2035 | 11 | 0 | 0 | 0
2035-11-23 05:00 | 2035 | 11 | 0 | 0 | 0
2035-11-23 06:00 | 2035 | 11 | 0 | 0 | 0
2035-11-23 07:00 | 2035 | 11 | 0 | 0 | 0
2035-11-23 08:00 | 2035 | 11 | 0 | 0 | 0
2035-11-23 09:00 | 2035 | 11 | 0 | 0 | 0
2035-11-23 10:00 | 2035 | 11 | 0 | 0 | 0
2035-11-23 11:00 | 2035 | 11 | 0 | 0 | 0
2035-11-23 12:00 | 2035 | 11 | 0 | 0 | 0
2035-11-23 13:00 | 2035 | 11 | 0 | 0 | 0
2035-11-23 14:00 | 2035 | 11 | 0 | 0 | 0
2035-11-23 15:00 | 2035 | 11 | 0 | 0 | 0
2035-11-23 16:00 | 2035 | 11 | 0 | 0 | 0
2035-11-23 17:00 | 2035 | 11 | 0 | 0 | 0
2035-11-23 18:00 | 2035 | 11 | 0 | 0 | 0
2035-11-23 19:00 | 2035 | 11 | 0 | 0 | 0
2035-11-23 20:00 | 2035 | 11 | 0 | 0 | 0
2035-11-23 21:00 | 2035 | 11 | 0 | 0 | 0
2035-11-23 22:00 | 2035 | 11 | 0 | 0 | 0
2035-11-23 23:00 | 2035 | 11 | 0 | 0 | 0
2035-11-24 | 2035 | 11 | 0 | 0 | 0
2035-11-24 01:00 | 2035 | 11 | 0 | 0 | 0
2035-11-24 02:00 | 2035 | 11 | 0 | 0 | 0
2035-11-24 03:00 | 2035 | 11 | 0 | 0 | 0
2035-11-24 04:00 | 2035 | 11 | 0 | 0 | 0
2035-11-24 05:00 | 2035 | 11 | 0 | 0 | 0
2035-11-24 06:00 | 2035 | 11 | 0 | 0 | 0
2035-11-24 07:00 | 2035 | 11 | 0 | 0 | 0
2035-11-24 08:00 | 2035 | 11 | 0 | 0 | 0
2035-11-24 09:00 | 2035 | 11 | 0 | 0 | 0
2035-11-24 10:00 | 2035 | 11 | 0 | 0 | 0
2035-11-24 11:00 | 2035 | 11 | 0 | 0 | 0
2035-11-24 12:00 | 2035 | 11 | 0 | 0 | 0
2035-11-24 13:00 | 2035 | 11 | 0 | 0 | 0
2035-11-24 14:00 | 2035 | 11 | 0 | 0 | 0
2035-11-24 15:00 | 2035 | 11 | 0 | 0 | 0
2035-11-24 16:00 | 2035 | 11 | 0 | 0 | 0
2035-11-24 17:00 | 2035 | 11 | 0 | 0 | 0
2035-11-24 18:00 | 2035 | 11 | 0 | 0 | 0
2035-11-24 19:00 | 2035 | 11 | 0 | 0 | 0
2035-11-24 20:00 | 2035 | 11 | 0 | 0 | 0
2035-11-24 21:00 | 2035 | 11 | 0 | 0 | 0
2035-11-24 22:00 | 2035 | 11 | 0 | 0 | 0
2035-11-24 23:00 | 2035 | 11 | 0 | 0 | 0
2035-11-25 | 2035 | 11 | 0 | 0 | 0
2035-11-25 01:00 | 2035 | 11 | 0 | 0 | 0
2035-11-25 02:00 | 2035 | 11 | 0 | 0 | 0
2035-11-25 03:00 | 2035 | 11 | 0 | 0 | 0
2035-11-25 04:00 | 2035 | 11 | 0 | 0 | 0
2035-11-25 05:00 | 2035 | 11 | 0 | 0 | 0
2035-11-25 06:00 | 2035 | 11 | 0 | 0 | 0
2035-11-25 07:00 | 2035 | 11 | 0 | 0 | 0
2035-11-25 08:00 | 2035 | 11 | 0 | 0 | 0
2035-11-25 09:00 | 2035 | 11 | 0 | 0 | 0
2035-11-25 10:00 | 2035 | 11 | 0 | 0 | 0
2035-11-25 11:00 | 2035 | 11 | 0 | 0 | 0
2035-11-25 12:00 | 2035 | 11 | 0 | 0 | 0
2035-11-25 13:00 | 2035 | 11 | 0 | 0 | 0
2035-11-25 14:00 | 2035 | 11 | 0 | 0 | 0
2035-11-25 15:00 | 2035 | 11 | 0 | 0 | 0
2035-11-25 16:00 | 2035 | 11 | 0 | 0 | 0
2035-11-25 17:00 | 2035 | 11 | 0 | 0 | 0
2035-11-25 18:00 | 2035 | 11 | 0 | 0 | 0
2035-11-25 19:00 | 2035 | 11 | 0 | 0 | 0
2035-11-25 20:00 | 2035 | 11 | 0 | 0 | 0
2035-11-25 21:00 | 2035 | 11 | 0 | 0 | 0
2035-11-25 22:00 | 2035 | 11 | 0 | 0 | 0
2035-11-25 23:00 | 2035 | 11 | 0 | 0 | 0
2035-11-26 | 2035 | 11 | 0 | 0 | 0
2035-11-26 01:00 | 2035 | 11 | 0 | 0 | 0
2035-11-26 02:00 | 2035 | 11 | 0 | 0 | 0
2035-11-26 03:00 | 2035 | 11 | 0 | 0 | 0
2035-11-26 04:00 | 2035 | 11 | 0 | 0 | 0
2035-11-26 05:00 | 2035 | 11 | 0 | 0 | 0
2035-11-26 06:00 | 2035 | 11 | 0 | 0 | 0
2035-11-26 07:00 | 2035 | 11 | 0 | 0 | 0
2035-11-26 08:00 | 2035 | 11 | 0 | 0 | 0
2035-11-26 09:00 | 2035 | 11 | 0 | 0 | 0
2035-11-26 10:00 | 2035 | 11 | 0 | 0 | 0
2035-11-26 11:00 | 2035 | 11 | 0 | 0 | 0
2035-11-26 12:00 | 2035 | 11 | 0 | 0 | 0
2035-11-26 13:00 | 2035 | 11 | 0 | 0 | 0
2035-11-26 14:00 | 2035 | 11 | 0 | 0 | 0
2035-11-26 15:00 | 2035 | 11 | 0 | 0 | 0
2035-11-26 16:00 | 2035 | 11 | 0 | 0 | 0
2035-11-26 17:00 | 2035 | 11 | 0 | 0 | 0
2035-11-26 18:00 | 2035 | 11 | 0 | 0 | 0
2035-11-26 19:00 | 2035 | 11 | 0 | 0 | 0
2035-11-26 20:00 | 2035 | 11 | 0 | 0 | 0
2035-11-26 21:00 | 2035 | 11 | 0 | 0 | 0
2035-11-26 22:00 | 2035 | 11 | 0 | 0 | 0
2035-11-26 23:00 | 2035 | 11 | 0 | 0 | 0
2035-11-27 | 2035 | 11 | 0 | 0 | 0
2035-11-27 01:00 | 2035 | 11 | 0 | 0 | 0
2035-11-27 02:00 | 2035 | 11 | 0 | 0 | 0
2035-11-27 03:00 | 2035 | 11 | 0 | 0 | 0
2035-11-27 04:00 | 2035 | 11 | 0 | 0 | 0
2035-11-27 05:00 | 2035 | 11 | 0 | 0 | 0
2035-11-27 06:00 | 2035 | 11 | 0 | 0 | 0
2035-11-27 07:00 | 2035 | 11 | 0 | 0 | 0
2035-11-27 08:00 | 2035 | 11 | 0 | 0 | 0
2035-11-27 09:00 | 2035 | 11 | 0 | 0 | 0
2035-11-27 10:00 | 2035 | 11 | 0 | 0 | 0
2035-11-27 11:00 | 2035 | 11 | 0 | 0 | 0
2035-11-27 12:00 | 2035 | 11 | 0 | 0 | 0
2035-11-27 13:00 | 2035 | 11 | 0 | 0 | 0
2035-11-27 14:00 | 2035 | 11 | 0 | 0 | 0
2035-11-27 15:00 | 2035 | 11 | 0 | 0 | 0
2035-11-27 16:00 | 2035 | 11 | 0 | 0 | 0
2035-11-27 17:00 | 2035 | 11 | 0 | 0 | 0
2035-11-27 18:00 | 2035 | 11 | 0 | 0 | 0
2035-11-27 19:00 | 2035 | 11 | 0 | 0 | 0
2035-11-27 20:00 | 2035 | 11 | 0 | 0 | 0
2035-11-27 21:00 | 2035 | 11 | 0 | 0 | 0
2035-11-27 22:00 | 2035 | 11 | 0 | 0 | 0
2035-11-27 23:00 | 2035 | 11 | 0 | 0 | 0
2035-11-28 | 2035 | 11 | 0 | 0 | 0
2035-11-28 01:00 | 2035 | 11 | 0 | 0 | 0
2035-11-28 02:00 | 2035 | 11 | 0 | 0 | 0
2035-11-28 03:00 | 2035 | 11 | 0 | 0 | 0
2035-11-28 04:00 | 2035 | 11 | 0 | 0 | 0
2035-11-28 05:00 | 2035 | 11 | 0 | 0 | 0
2035-11-28 06:00 | 2035 | 11 | 0 | 0 | 0
2035-11-28 07:00 | 2035 | 11 | 0 | 0 | 0
2035-11-28 08:00 | 2035 | 11 | 0 | 0 | 0
2035-11-28 09:00 | 2035 | 11 | 0 | 0 | 0
2035-11-28 10:00 | 2035 | 11 | 0 | 0 | 0
2035-11-28 11:00 | 2035 | 11 | 0 | 0 | 0
2035-11-28 12:00 | 2035 | 11 | 0 | 0 | 0
2035-11-28 13:00 | 2035 | 11 | 0 | 0 | 0
2035-11-28 14:00 | 2035 | 11 | 0 | 0 | 0
2035-11-28 15:00 | 2035 | 11 | 0 | 0 | 0
2035-11-28 16:00 | 2035 | 11 | 0 | 0 | 0
2035-11-28 17:00 | 2035 | 11 | 0 | 0 | 0
2035-11-28 18:00 | 2035 | 11 | 0 | 0 | 0
2035-11-28 19:00 | 2035 | 11 | 0 | 0 | 0
2035-11-28 20:00 | 2035 | 11 | 0 | 0 | 0
2035-11-28 21:00 | 2035 | 11 | 0 | 0 | 0
2035-11-28 22:00 | 2035 | 11 | 0 | 0 | 0
2035-11-28 23:00 | 2035 | 11 | 0 | 0 | 0
2035-11-29 | 2035 | 11 | 0 | 0 | 0
2035-11-29 01:00 | 2035 | 11 | 0 | 0 | 0
2035-11-29 02:00 | 2035 | 11 | 0 | 0 | 0
2035-11-29 03:00 | 2035 | 11 | 0 | 0 | 0
2035-11-29 04:00 | 2035 | 11 | 0 | 0 | 0
2035-11-29 05:00 | 2035 | 11 | 0 | 0 | 0
2035-11-29 06:00 | 2035 | 11 | 0 | 0 | 0
2035-11-29 07:00 | 2035 | 11 | 0 | 0 | 0
2035-11-29 08:00 | 2035 | 11 | 0 | 0 | 0
2035-11-29 09:00 | 2035 | 11 | 0 | 0 | 0
2035-11-29 10:00 | 2035 | 11 | 0 | 0 | 0
2035-11-29 11:00 | 2035 | 11 | 0 | 0 | 0
2035-11-29 12:00 | 2035 | 11 | 0 | 0 | 0
2035-11-29 13:00 | 2035 | 11 | 0 | 0 | 0
2035-11-29 14:00 | 2035 | 11 | 0 | 0 | 0
2035-11-29 15:00 | 2035 | 11 | 0 | 0 | 0
2035-11-29 16:00 | 2035 | 11 | 0 | 0 | 0
2035-11-29 17:00 | 2035 | 11 | 0 | 0 | 0
2035-11-29 18:00 | 2035 | 11 | 0 | 0 | 0
2035-11-29 19:00 | 2035 | 11 | 0 | 0 | 0
2035-11-29 20:00 | 2035 | 11 | 0 | 0 | 0
2035-11-29 21:00 | 2035 | 11 | 0 | 0 | 0
2035-11-29 22:00 | 2035 | 11 | 0 | 0 | 0
2035-11-29 23:00 | 2035 | 11 | 0 | 0 | 0
2035-11-30 | 2035 | 11 | 0 | 0 | 0
2035-11-30 01:00 | 2035 | 11 | 0 | 0 | 0
2035-11-30 02:00 | 2035 | 11 | 0 | 0 | 0
2035-11-30 03:00 | 2035 | 11 | 0 | 0 | 0
2035-11-30 04:00 | 2035 | 11 | 0 | 0 | 0
2035-11-30 05:00 | 2035 | 11 | 0 | 0 | 0
2035-11-30 06:00 | 2035 | 11 | 0 | 0 | 0
2035-11-30 07:00 | 2035 | 11 | 0 | 0 | 0
2035-11-30 08:00 | 2035 | 11 | 0 | 0 | 0
2035-11-30 09:00 | 2035 | 11 | 0 | 0 | 0
2035-11-30 10:00 | 2035 | 11 | 0 | 0 | 0
2035-11-30 11:00 | 2035 | 11 | 0 | 0 | 0
2035-11-30 12:00 | 2035 | 11 | 0 | 0 | 0
2035-11-30 13:00 | 2035 | 11 | 0 | 0 | 0
2035-11-30 14:00 | 2035 | 11 | 0 | 0 | 0
2035-11-30 15:00 | 2035 | 11 | 0 | 0 | 0
2035-11-30 16:00 | 2035 | 11 | 0 | 0 | 0
2035-11-30 17:00 | 2035 | 11 | 0 | 0 | 0
2035-11-30 18:00 | 2035 | 11 | 0 | 0 | 0
2035-11-30 19:00 | 2035 | 11 | 0 | 0 | 0
2035-11-30 20:00 | 2035 | 11 | 0 | 0 | 0
2035-11-30 21:00 | 2035 | 11 | 0 | 0 | 0
2035-11-30 22:00 | 2035 | 11 | 0 | 0 | 0
2035-11-30 23:00 | 2035 | 11 | 0 | 0 | 0
2035-12-01 | 2035 | 12 | 0 | 0 | 0
2035-12-01 01:00 | 2035 | 12 | 0 | 0 | 0
2035-12-01 02:00 | 2035 | 12 | 0 | 0 | 0
2035-12-01 03:00 | 2035 | 12 | 0 | 0 | 0
2035-12-01 04:00 | 2035 | 12 | 0 | 0 | 0
2035-12-01 05:00 | 2035 | 12 | 0 | 0 | 0
2035-12-01 06:00 | 2035 | 12 | 0 | 0 | 0
2035-12-01 07:00 | 2035 | 12 | 0 | 0 | 0
2035-12-01 08:00 | 2035 | 12 | 0 | 0 | 0
2035-12-01 09:00 | 2035 | 12 | 0 | 0 | 0
2035-12-01 10:00 | 2035 | 12 | 0 | 0 | 0
2035-12-01 11:00 | 2035 | 12 | 0 | 0 | 0
2035-12-01 12:00 | 2035 | 12 | 0 | 0 | 0
2035-12-01 13:00 | 2035 | 12 | 0 | 0 | 0
2035-12-01 14:00 | 2035 | 12 | 0 | 0 | 0
2035-12-01 15:00 | 2035 | 12 | 0 | 0 | 0
2035-12-01 16:00 | 2035 | 12 | 0 | 0 | 0
2035-12-01 17:00 | 2035 | 12 | 0 | 0 | 0
2035-12-01 18:00 | 2035 | 12 | 0 | 0 | 0
2035-12-01 19:00 | 2035 | 12 | 0 | 0 | 0
2035-12-01 20:00 | 2035 | 12 | 0 | 0 | 0
2035-12-01 21:00 | 2035 | 12 | 0 | 0 | 0
2035-12-01 22:00 | 2035 | 12 | 0 | 0 | 0
2035-12-01 23:00 | 2035 | 12 | 0 | 0 | 0
2035-12-02 | 2035 | 12 | 0 | 0 | 0
2035-12-02 01:00 | 2035 | 12 | 0 | 0 | 0
2035-12-02 02:00 | 2035 | 12 | 0 | 0 | 0
2035-12-02 03:00 | 2035 | 12 | 0 | 0 | 0
2035-12-02 04:00 | 2035 | 12 | 0 | 0 | 0
2035-12-02 05:00 | 2035 | 12 | 0 | 0 | 0
2035-12-02 06:00 | 2035 | 12 | 0 | 0 | 0
2035-12-02 07:00 | 2035 | 12 | 0 | 0 | 0
2035-12-02 08:00 | 2035 | 12 | 0 | 0 | 0
2035-12-02 09:00 | 2035 | 12 | 0 | 0 | 0
2035-12-02 10:00 | 2035 | 12 | 0 | 0 | 0
2035-12-02 11:00 | 2035 | 12 | 0 | 0 | 0
2035-12-02 12:00 | 2035 | 12 | 0 | 0 | 0
2035-12-02 13:00 | 2035 | 12 | 0 | 0 | 0
2035-12-02 14:00 | 2035 | 12 | 0 | 0 | 0
2035-12-02 15:00 | 2035 | 12 | 0 | 0 | 0
2035-12-02 16:00 | 2035 | 12 | 0 | 0 | 0
2035-12-02 17:00 | 2035 | 12 | 0 | 0 | 0
2035-12-02 18:00 | 2035 | 12 | 0 | 0 | 0
2035-12-02 19:00 | 2035 | 12 | 0 | 0 | 0
2035-12-02 20:00 | 2035 | 12 | 0 | 0 | 0
2035-12-02 21:00 | 2035 | 12 | 0 | 0 | 0
2035-12-02 22:00 | 2035 | 12 | 0 | 0 | 0
2035-12-02 23:00 | 2035 | 12 | 0 | 0 | 0
2035-12-03 | 2035 | 12 | 0 | 0 | 0
2035-12-03 01:00 | 2035 | 12 | 0 | 0 | 0
2035-12-03 02:00 | 2035 | 12 | 0 | 0 | 0
2035-12-03 03:00 | 2035 | 12 | 0 | 0 | 0
2035-12-03 04:00 | 2035 | 12 | 0 | 0 | 0
2035-12-03 05:00 | 2035 | 12 | 0 | 0 | 0
2035-12-03 06:00 | 2035 | 12 | 0 | 0 | 0
2035-12-03 07:00 | 2035 | 12 | 0 | 0 | 0
2035-12-03 08:00 | 2035 | 12 | 0 | 0 | 0
2035-12-03 09:00 | 2035 | 12 | 0 | 0 | 0
2035-12-03 10:00 | 2035 | 12 | 0 | 0 | 0
2035-12-03 11:00 | 2035 | 12 | 0 | 0 | 0
2035-12-03 12:00 | 2035 | 12 | 0 | 0 | 0
2035-12-03 13:00 | 2035 | 12 | 0 | 0 | 0
2035-12-03 14:00 | 2035 | 12 | 0 | 0 | 0
2035-12-03 15:00 | 2035 | 12 | 0 | 0 | 0
2035-12-03 16:00 | 2035 | 12 | 0 | 0 | 0
2035-12-03 17:00 | 2035 | 12 | 0 | 0 | 0
2035-12-03 18:00 | 2035 | 12 | 0 | 0 | 0
2035-12-03 19:00 | 2035 | 12 | 0 | 0 | 0
2035-12-03 20:00 | 2035 | 12 | 0 | 0 | 0
2035-12-03 21:00 | 2035 | 12 | 0 | 0 | 0
2035-12-03 22:00 | 2035 | 12 | 0 | 0 | 0
2035-12-03 23:00 | 2035 | 12 | 0 | 0 | 0
2035-12-04 | 2035 | 12 | 0 | 0 | 0
2035-12-04 01:00 | 2035 | 12 | 0 | 0 | 0
2035-12-04 02:00 | 2035 | 12 | 0 | 0 | 0
2035-12-04 03:00 | 2035 | 12 | 0 | 0 | 0
2035-12-04 04:00 | 2035 | 12 | 0 | 0 | 0
2035-12-04 05:00 | 2035 | 12 | 0 | 0 | 0
2035-12-04 06:00 | 2035 | 12 | 0 | 0 | 0
2035-12-04 07:00 | 2035 | 12 | 0 | 0 | 0
2035-12-04 08:00 | 2035 | 12 | 0 | 0 | 0
2035-12-04 09:00 | 2035 | 12 | 0 | 0 | 0
2035-12-04 10:00 | 2035 | 12 | 0 | 0 | 0
2035-12-04 11:00 | 2035 | 12 | 0 | 0 | 0
2035-12-04 12:00 | 2035 | 12 | 0 | 0 | 0
2035-12-04 13:00 | 2035 | 12 | 0 | 0 | 0
2035-12-04 14:00 | 2035 | 12 | 0 | 0 | 0
2035-12-04 15:00 | 2035 | 12 | 0 | 0 | 0
2035-12-04 16:00 | 2035 | 12 | 0 | 0 | 0
2035-12-04 17:00 | 2035 | 12 | 0 | 0 | 0
2035-12-04 18:00 | 2035 | 12 | 0 | 0 | 0
2035-12-04 19:00 | 2035 | 12 | 0 | 0 | 0
2035-12-04 20:00 | 2035 | 12 | 0 | 0 | 0
2035-12-04 21:00 | 2035 | 12 | 0 | 0 | 0
2035-12-04 22:00 | 2035 | 12 | 0 | 0 | 0
2035-12-04 23:00 | 2035 | 12 | 0 | 0 | 0
2035-12-05 | 2035 | 12 | 0 | 0 | 0
2035-12-05 01:00 | 2035 | 12 | 0 | 0 | 0
2035-12-05 02:00 | 2035 | 12 | 0 | 0 | 0
2035-12-05 03:00 | 2035 | 12 | 0 | 0 | 0
2035-12-05 04:00 | 2035 | 12 | 0 | 0 | 0
2035-12-05 05:00 | 2035 | 12 | 0 | 0 | 0
2035-12-05 06:00 | 2035 | 12 | 0 | 0 | 0
2035-12-05 07:00 | 2035 | 12 | 0 | 0 | 0
2035-12-05 08:00 | 2035 | 12 | 0 | 0 | 0
2035-12-05 09:00 | 2035 | 12 | 0 | 0 | 0
2035-12-05 10:00 | 2035 | 12 | 0 | 0 | 0
2035-12-05 11:00 | 2035 | 12 | 0 | 0 | 0
2035-12-05 12:00 | 2035 | 12 | 0 | 0 | 0
2035-12-05 13:00 | 2035 | 12 | 0 | 0 | 0
2035-12-05 14:00 | 2035 | 12 | 0 | 0 | 0
2035-12-05 15:00 | 2035 | 12 | 0 | 0 | 0
2035-12-05 16:00 | 2035 | 12 | 0 | 0 | 0
2035-12-05 17:00 | 2035 | 12 | 0 | 0 | 0
2035-12-05 18:00 | 2035 | 12 | 0 | 0 | 0
2035-12-05 19:00 | 2035 | 12 | 0 | 0 | 0
2035-12-05 20:00 | 2035 | 12 | 0 | 0 | 0
2035-12-05 21:00 | 2035 | 12 | 0 | 0 | 0
2035-12-05 22:00 | 2035 | 12 | 0 | 0 | 0
2035-12-05 23:00 | 2035 | 12 | 0 | 0 | 0
2035-12-06 | 2035 | 12 | 0 | 0 | 0
2035-12-06 01:00 | 2035 | 12 | 0 | 0 | 0
2035-12-06 02:00 | 2035 | 12 | 0 | 0 | 0
2035-12-06 03:00 | 2035 | 12 | 0 | 0 | 0
2035-12-06 04:00 | 2035 | 12 | 0 | 0 | 0
2035-12-06 05:00 | 2035 | 12 | 0 | 0 | 0
2035-12-06 06:00 | 2035 | 12 | 0 | 0 | 0
2035-12-06 07:00 | 2035 | 12 | 0 | 0 | 0
2035-12-06 08:00 | 2035 | 12 | 0 | 0 | 0
2035-12-06 09:00 | 2035 | 12 | 0 | 0 | 0
2035-12-06 10:00 | 2035 | 12 | 0 | 0 | 0
2035-12-06 11:00 | 2035 | 12 | 0 | 0 | 0
2035-12-06 12:00 | 2035 | 12 | 0 | 0 | 0
2035-12-06 13:00 | 2035 | 12 | 0 | 0 | 0
2035-12-06 14:00 | 2035 | 12 | 0 | 0 | 0
2035-12-06 15:00 | 2035 | 12 | 0 | 0 | 0
2035-12-06 16:00 | 2035 | 12 | 0 | 0 | 0
2035-12-06 17:00 | 2035 | 12 | 0 | 0 | 0
2035-12-06 18:00 | 2035 | 12 | 0 | 0 | 0
2035-12-06 19:00 | 2035 | 12 | 0 | 0 | 0
2035-12-06 20:00 | 2035 | 12 | 0 | 0 | 0
2035-12-06 21:00 | 2035 | 12 | 0 | 0 | 0
2035-12-06 22:00 | 2035 | 12 | 0 | 0 | 0
2035-12-06 23:00 | 2035 | 12 | 0 | 0 | 0
2035-12-07 | 2035 | 12 | 0 | 0 | 0
2035-12-07 01:00 | 2035 | 12 | 0 | 0 | 0
2035-12-07 02:00 | 2035 | 12 | 0 | 0 | 0
2035-12-07 03:00 | 2035 | 12 | 0 | 0 | 0
2035-12-07 04:00 | 2035 | 12 | 0 | 0 | 0
2035-12-07 05:00 | 2035 | 12 | 0 | 0 | 0
2035-12-07 06:00 | 2035 | 12 | 0 | 0 | 0
2035-12-07 07:00 | 2035 | 12 | 0 | 0 | 0
2035-12-07 08:00 | 2035 | 12 | 0 | 0 | 0
2035-12-07 09:00 | 2035 | 12 | 0 | 0 | 0
2035-12-07 10:00 | 2035 | 12 | 0 | 0 | 0
2035-12-07 11:00 | 2035 | 12 | 0 | 0 | 0
2035-12-07 12:00 | 2035 | 12 | 0 | 0 | 0
2035-12-07 13:00 | 2035 | 12 | 0 | 0 | 0
2035-12-07 14:00 | 2035 | 12 | 0 | 0 | 0
2035-12-07 15:00 | 2035 | 12 | 0 | 0 | 0
2035-12-07 16:00 | 2035 | 12 | 0 | 0 | 0
2035-12-07 17:00 | 2035 | 12 | 0 | 0 | 0
2035-12-07 18:00 | 2035 | 12 | 0 | 0 | 0
2035-12-07 19:00 | 2035 | 12 | 0 | 0 | 0
2035-12-07 20:00 | 2035 | 12 | 0 | 0 | 0
2035-12-07 21:00 | 2035 | 12 | 0 | 0 | 0
2035-12-07 22:00 | 2035 | 12 | 0 | 0 | 0
2035-12-07 23:00 | 2035 | 12 | 0 | 0 | 0
2035-12-08 | 2035 | 12 | 0 | 0 | 0
2035-12-08 01:00 | 2035 | 12 | 0 | 0 | 0
2035-12-08 02:00 | 2035 | 12 | 0 | 0 | 0
2035-12-08 03:00 | 2035 | 12 | 0 | 0 | 0
2035-12-08 04:00 | 2035 | 12 | 0 | 0 | 0
2035-12-08 05:00 | 2035 | 12 | 0 | 0 | 0
2035-12-08 06:00 | 2035 | 12 | 0 | 0 | 0
2035-12-08 07:00 | 2035 | 12 | 0 | 0 | 0
2035-12-08 08:00 | 2035 | 12 | 0 | 0 | 0
2035-12-08 09:00 | 2035 | 12 | 0 | 0 | 0
2035-12-08 10:00 | 2035 | 12 | 0 | 0 | 0
2035-12-08 11:00 | 2035 | 12 | 0 | 0 | 0
2035-12-08 12:00 | 2035 | 12 | 0 | 0 | 0
2035-12-08 13:00 | 2035 | 12 | 0 | 0 | 0
2035-12-08 14:00 | 2035 | 12 | 0 | 0 | 0
2035-12-08 15:00 | 2035 | 12 | 0 | 0 | 0
2035-12-08 16:00 | 2035 | 12 | 0 | 0 | 0
2035-12-08 17:00 | 2035 | 12 | 0 | 0 | 0
2035-12-08 18:00 | 2035 | 12 | 0 | 0 | 0
2035-12-08 19:00 | 2035 | 12 | 0 | 0 | 0
2035-12-08 20:00 | 2035 | 12 | 0 | 0 | 0
2035-12-08 21:00 | 2035 | 12 | 0 | 0 | 0
2035-12-08 22:00 | 2035 | 12 | 0 | 0 | 0
2035-12-08 23:00 | 2035 | 12 | 0 | 0 | 0
2035-12-09 | 2035 | 12 | 0 | 0 | 0
2035-12-09 01:00 | 2035 | 12 | 0 | 0 | 0
2035-12-09 02:00 | 2035 | 12 | 0 | 0 | 0
2035-12-09 03:00 | 2035 | 12 | 0 | 0 | 0
2035-12-09 04:00 | 2035 | 12 | 0 | 0 | 0
2035-12-09 05:00 | 2035 | 12 | 0 | 0 | 0
2035-12-09 06:00 | 2035 | 12 | 0 | 0 | 0
2035-12-09 07:00 | 2035 | 12 | 0 | 0 | 0
2035-12-09 08:00 | 2035 | 12 | 0 | 0 | 0
2035-12-09 09:00 | 2035 | 12 | 0 | 0 | 0
2035-12-09 10:00 | 2035 | 12 | 0 | 0 | 0
2035-12-09 11:00 | 2035 | 12 | 0 | 0 | 0
2035-12-09 12:00 | 2035 | 12 | 0 | 0 | 0
2035-12-09 13:00 | 2035 | 12 | 0 | 0 | 0
2035-12-09 14:00 | 2035 | 12 | 0 | 0 | 0
2035-12-09 15:00 | 2035 | 12 | 0 | 0 | 0
2035-12-09 16:00 | 2035 | 12 | 0 | 0 | 0
2035-12-09 17:00 | 2035 | 12 | 0 | 0 | 0
2035-12-09 18:00 | 2035 | 12 | 0 | 0 | 0
2035-12-09 19:00 | 2035 | 12 | 0 | 0 | 0
2035-12-09 20:00 | 2035 | 12 | 0 | 0 | 0
2035-12-09 21:00 | 2035 | 12 | 0 | 0 | 0
2035-12-09 22:00 | 2035 | 12 | 0 | 0 | 0
2035-12-09 23:00 | 2035 | 12 | 0 | 0 | 0
2035-12-10 | 2035 | 12 | 0 | 0 | 0
2035-12-10 01:00 | 2035 | 12 | 0 | 0 | 0
2035-12-10 02:00 | 2035 | 12 | 0 | 0 | 0
2035-12-10 03:00 | 2035 | 12 | 0 | 0 | 0
2035-12-10 04:00 | 2035 | 12 | 0 | 0 | 0
2035-12-10 05:00 | 2035 | 12 | 0 | 0 | 0
2035-12-10 06:00 | 2035 | 12 | 0 | 0 | 0
2035-12-10 07:00 | 2035 | 12 | 0 | 0 | 0
2035-12-10 08:00 | 2035 | 12 | 0 | 0 | 0
2035-12-10 09:00 | 2035 | 12 | 0 | 0 | 0
2035-12-10 10:00 | 2035 | 12 | 0 | 0 | 0
2035-12-10 11:00 | 2035 | 12 | 0 | 0 | 0
2035-12-10 12:00 | 2035 | 12 | 0 | 0 | 0
2035-12-10 13:00 | 2035 | 12 | 0 | 0 | 0
2035-12-10 14:00 | 2035 | 12 | 0 | 0 | 0
2035-12-10 15:00 | 2035 | 12 | 0 | 0 | 0
2035-12-10 16:00 | 2035 | 12 | 0 | 0 | 0
2035-12-10 17:00 | 2035 | 12 | 0 | 0 | 0
2035-12-10 18:00 | 2035 | 12 | 0 | 0 | 0
2035-12-10 19:00 | 2035 | 12 | 0 | 0 | 0
2035-12-10 20:00 | 2035 | 12 | 0 | 0 | 0
2035-12-10 21:00 | 2035 | 12 | 0 | 0 | 0
2035-12-10 22:00 | 2035 | 12 | 0 | 0 | 0
2035-12-10 23:00 | 2035 | 12 | 0 | 0 | 0
2035-12-11 | 2035 | 12 | 0 | 0 | 0
2035-12-11 01:00 | 2035 | 12 | 0 | 0 | 0
2035-12-11 02:00 | 2035 | 12 | 0 | 0 | 0
2035-12-11 03:00 | 2035 | 12 | 0 | 0 | 0
2035-12-11 04:00 | 2035 | 12 | 0 | 0 | 0
2035-12-11 05:00 | 2035 | 12 | 0 | 0 | 0
2035-12-11 06:00 | 2035 | 12 | 0 | 0 | 0
2035-12-11 07:00 | 2035 | 12 | 0 | 0 | 0
2035-12-11 08:00 | 2035 | 12 | 0 | 0 | 0
2035-12-11 09:00 | 2035 | 12 | 0 | 0 | 0
2035-12-11 10:00 | 2035 | 12 | 0 | 0 | 0
2035-12-11 11:00 | 2035 | 12 | 0 | 0 | 0
2035-12-11 12:00 | 2035 | 12 | 0 | 0 | 0
2035-12-11 13:00 | 2035 | 12 | 0 | 0 | 0
2035-12-11 14:00 | 2035 | 12 | 0 | 0 | 0
2035-12-11 15:00 | 2035 | 12 | 0 | 0 | 0
2035-12-11 16:00 | 2035 | 12 | 0 | 0 | 0
2035-12-11 17:00 | 2035 | 12 | 0 | 0 | 0
2035-12-11 18:00 | 2035 | 12 | 0 | 0 | 0
2035-12-11 19:00 | 2035 | 12 | 0 | 0 | 0
2035-12-11 20:00 | 2035 | 12 | 0 | 0 | 0
2035-12-11 21:00 | 2035 | 12 | 0 | 0 | 0
2035-12-11 22:00 | 2035 | 12 | 0 | 0 | 0
2035-12-11 23:00 | 2035 | 12 | 0 | 0 | 0
2035-12-12 | 2035 | 12 | 0 | 0 | 0
2035-12-12 01:00 | 2035 | 12 | 0 | 0 | 0
2035-12-12 02:00 | 2035 | 12 | 0 | 0 | 0
2035-12-12 03:00 | 2035 | 12 | 0 | 0 | 0
2035-12-12 04:00 | 2035 | 12 | 0 | 0 | 0
2035-12-12 05:00 | 2035 | 12 | 0 | 0 | 0
2035-12-12 06:00 | 2035 | 12 | 0 | 0 | 0
2035-12-12 07:00 | 2035 | 12 | 0 | 0 | 0
2035-12-12 08:00 | 2035 | 12 | 0 | 0 | 0
2035-12-12 09:00 | 2035 | 12 | 0 | 0 | 0
2035-12-12 10:00 | 2035 | 12 | 0 | 0 | 0
2035-12-12 11:00 | 2035 | 12 | 0 | 0 | 0
2035-12-12 12:00 | 2035 | 12 | 0 | 0 | 0
2035-12-12 13:00 | 2035 | 12 | 0 | 0 | 0
2035-12-12 14:00 | 2035 | 12 | 0 | 0 | 0
2035-12-12 15:00 | 2035 | 12 | 0 | 0 | 0
2035-12-12 16:00 | 2035 | 12 | 0 | 0 | 0
2035-12-12 17:00 | 2035 | 12 | 0 | 0 | 0
2035-12-12 18:00 | 2035 | 12 | 0 | 0 | 0
2035-12-12 19:00 | 2035 | 12 | 0 | 0 | 0
2035-12-12 20:00 | 2035 | 12 | 0 | 0 | 0
2035-12-12 21:00 | 2035 | 12 | 0 | 0 | 0
2035-12-12 22:00 | 2035 | 12 | 0 | 0 | 0
2035-12-12 23:00 | 2035 | 12 | 0 | 0 | 0
2035-12-13 | 2035 | 12 | 0 | 0 | 0
2035-12-13 01:00 | 2035 | 12 | 0 | 0 | 0
2035-12-13 02:00 | 2035 | 12 | 0 | 0 | 0
2035-12-13 03:00 | 2035 | 12 | 0 | 0 | 0
2035-12-13 04:00 | 2035 | 12 | 0 | 0 | 0
2035-12-13 05:00 | 2035 | 12 | 0 | 0 | 0
2035-12-13 06:00 | 2035 | 12 | 0 | 0 | 0
2035-12-13 07:00 | 2035 | 12 | 0 | 0 | 0
2035-12-13 08:00 | 2035 | 12 | 0 | 0 | 0
2035-12-13 09:00 | 2035 | 12 | 0 | 0 | 0
2035-12-13 10:00 | 2035 | 12 | 0 | 0 | 0
2035-12-13 11:00 | 2035 | 12 | 0 | 0 | 0
2035-12-13 12:00 | 2035 | 12 | 0 | 0 | 0
2035-12-13 13:00 | 2035 | 12 | 0 | 0 | 0
2035-12-13 14:00 | 2035 | 12 | 0 | 0 | 0
2035-12-13 15:00 | 2035 | 12 | 0 | 0 | 0
2035-12-13 16:00 | 2035 | 12 | 0 | 0 | 0
2035-12-13 17:00 | 2035 | 12 | 0 | 0 | 0
2035-12-13 18:00 | 2035 | 12 | 0 | 0 | 0
2035-12-13 19:00 | 2035 | 12 | 0 | 0 | 0
2035-12-13 20:00 | 2035 | 12 | 0 | 0 | 0
2035-12-13 21:00 | 2035 | 12 | 0 | 0 | 0
2035-12-13 22:00 | 2035 | 12 | 0 | 0 | 0
2035-12-13 23:00 | 2035 | 12 | 0 | 0 | 0
2035-12-14 | 2035 | 12 | 0 | 0 | 0
2035-12-14 01:00 | 2035 | 12 | 0 | 0 | 0
2035-12-14 02:00 | 2035 | 12 | 0 | 0 | 0
2035-12-14 03:00 | 2035 | 12 | 0 | 0 | 0
2035-12-14 04:00 | 2035 | 12 | 0 | 0 | 0
2035-12-14 05:00 | 2035 | 12 | 0 | 0 | 0
2035-12-14 06:00 | 2035 | 12 | 0 | 0 | 0
2035-12-14 07:00 | 2035 | 12 | 0 | 0 | 0
2035-12-14 08:00 | 2035 | 12 | 0 | 0 | 0
2035-12-14 09:00 | 2035 | 12 | 0 | 0 | 0
2035-12-14 10:00 | 2035 | 12 | 0 | 0 | 0
2035-12-14 11:00 | 2035 | 12 | 0 | 0 | 0
2035-12-14 12:00 | 2035 | 12 | 0 | 0 | 0
2035-12-14 13:00 | 2035 | 12 | 0 | 0 | 0
2035-12-14 14:00 | 2035 | 12 | 0 | 0 | 0
2035-12-14 15:00 | 2035 | 12 | 0 | 0 | 0
2035-12-14 16:00 | 2035 | 12 | 0 | 0 | 0
2035-12-14 17:00 | 2035 | 12 | 0 | 0 | 0
2035-12-14 18:00 | 2035 | 12 | 0 | 0 | 0
2035-12-14 19:00 | 2035 | 12 | 0 | 0 | 0
2035-12-14 20:00 | 2035 | 12 | 0 | 0 | 0
2035-12-14 21:00 | 2035 | 12 | 0 | 0 | 0
2035-12-14 22:00 | 2035 | 12 | 0 | 0 | 0
2035-12-14 23:00 | 2035 | 12 | 0 | 0 | 0
2035-12-15 | 2035 | 12 | 0 | 0 | 0
2035-12-15 01:00 | 2035 | 12 | 0 | 0 | 0
2035-12-15 02:00 | 2035 | 12 | 0 | 0 | 0
2035-12-15 03:00 | 2035 | 12 | 0 | 0 | 0
2035-12-15 04:00 | 2035 | 12 | 0 | 0 | 0
2035-12-15 05:00 | 2035 | 12 | 0 | 0 | 0
2035-12-15 06:00 | 2035 | 12 | 0 | 0 | 0
2035-12-15 07:00 | 2035 | 12 | 0 | 0 | 0
2035-12-15 08:00 | 2035 | 12 | 0 | 0 | 0
2035-12-15 09:00 | 2035 | 12 | 0 | 0 | 0
2035-12-15 10:00 | 2035 | 12 | 0 | 0 | 0
2035-12-15 11:00 | 2035 | 12 | 0 | 0 | 0
2035-12-15 12:00 | 2035 | 12 | 0 | 0 | 0
2035-12-15 13:00 | 2035 | 12 | 0 | 0 | 0
2035-12-15 14:00 | 2035 | 12 | 0 | 0 | 0
2035-12-15 15:00 | 2035 | 12 | 0 | 0 | 0
2035-12-15 16:00 | 2035 | 12 | 0 | 0 | 0
2035-12-15 17:00 | 2035 | 12 | 0 | 0 | 0
2035-12-15 18:00 | 2035 | 12 | 0 | 0 | 0
2035-12-15 19:00 | 2035 | 12 | 0 | 0 | 0
2035-12-15 20:00 | 2035 | 12 | 0 | 0 | 0
2035-12-15 21:00 | 2035 | 12 | 0 | 0 | 0
2035-12-15 22:00 | 2035 | 12 | 0 | 0 | 0
2035-12-15 23:00 | 2035 | 12 | 0 | 0 | 0
2035-12-16 | 2035 | 12 | 0 | 0 | 0
2035-12-16 01:00 | 2035 | 12 | 0 | 0 | 0
2035-12-16 02:00 | 2035 | 12 | 0 | 0 | 0
2035-12-16 03:00 | 2035 | 12 | 0 | 0 | 0
2035-12-16 04:00 | 2035 | 12 | 0 | 0 | 0
2035-12-16 05:00 | 2035 | 12 | 0 | 0 | 0
2035-12-16 06:00 | 2035 | 12 | 0 | 0 | 0
2035-12-16 07:00 | 2035 | 12 | 0 | 0 | 0
2035-12-16 08:00 | 2035 | 12 | 0 | 0 | 0
2035-12-16 09:00 | 2035 | 12 | 0 | 0 | 0
2035-12-16 10:00 | 2035 | 12 | 0 | 0 | 0
2035-12-16 11:00 | 2035 | 12 | 0 | 0 | 0
2035-12-16 12:00 | 2035 | 12 | 0 | 0 | 0
2035-12-16 13:00 | 2035 | 12 | 0 | 0 | 0
2035-12-16 14:00 | 2035 | 12 | 0 | 0 | 0
2035-12-16 15:00 | 2035 | 12 | 0 | 0 | 0
2035-12-16 16:00 | 2035 | 12 | 0 | 0 | 0
2035-12-16 17:00 | 2035 | 12 | 0 | 0 | 0
2035-12-16 18:00 | 2035 | 12 | 0 | 0 | 0
2035-12-16 19:00 | 2035 | 12 | 0 | 0 | 0
2035-12-16 20:00 | 2035 | 12 | 0 | 0 | 0
2035-12-16 21:00 | 2035 | 12 | 0 | 0 | 0
2035-12-16 22:00 | 2035 | 12 | 0 | 0 | 0
2035-12-16 23:00 | 2035 | 12 | 0 | 0 | 0
2035-12-17 | 2035 | 12 | 0 | 0 | 0
2035-12-17 01:00 | 2035 | 12 | 0 | 0 | 0
2035-12-17 02:00 | 2035 | 12 | 0 | 0 | 0
2035-12-17 03:00 | 2035 | 12 | 0 | 0 | 0
2035-12-17 04:00 | 2035 | 12 | 0 | 0 | 0
2035-12-17 05:00 | 2035 | 12 | 0 | 0 | 0
2035-12-17 06:00 | 2035 | 12 | 0 | 0 | 0
2035-12-17 07:00 | 2035 | 12 | 0 | 0 | 0
2035-12-17 08:00 | 2035 | 12 | 0 | 0 | 0
2035-12-17 09:00 | 2035 | 12 | 0 | 0 | 0
2035-12-17 10:00 | 2035 | 12 | 0 | 0 | 0
2035-12-17 11:00 | 2035 | 12 | 0 | 0 | 0
2035-12-17 12:00 | 2035 | 12 | 0 | 0 | 0
2035-12-17 13:00 | 2035 | 12 | 0 | 0 | 0
2035-12-17 14:00 | 2035 | 12 | 0 | 0 | 0
2035-12-17 15:00 | 2035 | 12 | 0 | 0 | 0
2035-12-17 16:00 | 2035 | 12 | 0 | 0 | 0
2035-12-17 17:00 | 2035 | 12 | 0 | 0 | 0
2035-12-17 18:00 | 2035 | 12 | 0 | 0 | 0
2035-12-17 19:00 | 2035 | 12 | 0 | 0 | 0
2035-12-17 20:00 | 2035 | 12 | 0 | 0 | 0
2035-12-17 21:00 | 2035 | 12 | 0 | 0 | 0
2035-12-17 22:00 | 2035 | 12 | 0 | 0 | 0
2035-12-17 23:00 | 2035 | 12 | 0 | 0 | 0
2035-12-18 | 2035 | 12 | 0 | 0 | 0
2035-12-18 01:00 | 2035 | 12 | 0 | 0 | 0
2035-12-18 02:00 | 2035 | 12 | 0 | 0 | 0
2035-12-18 03:00 | 2035 | 12 | 0 | 0 | 0
2035-12-18 04:00 | 2035 | 12 | 0 | 0 | 0
2035-12-18 05:00 | 2035 | 12 | 0 | 0 | 0
2035-12-18 06:00 | 2035 | 12 | 0 | 0 | 0
2035-12-18 07:00 | 2035 | 12 | 0 | 0 | 0
2035-12-18 08:00 | 2035 | 12 | 0 | 0 | 0
2035-12-18 09:00 | 2035 | 12 | 0 | 0 | 0
2035-12-18 10:00 | 2035 | 12 | 0 | 0 | 0
2035-12-18 11:00 | 2035 | 12 | 0 | 0 | 0
2035-12-18 12:00 | 2035 | 12 | 0 | 0 | 0
2035-12-18 13:00 | 2035 | 12 | 0 | 0 | 0
2035-12-18 14:00 | 2035 | 12 | 0 | 0 | 0
2035-12-18 15:00 | 2035 | 12 | 0 | 0 | 0
2035-12-18 16:00 | 2035 | 12 | 0 | 0 | 0
2035-12-18 17:00 | 2035 | 12 | 0 | 0 | 0
2035-12-18 18:00 | 2035 | 12 | 0 | 0 | 0
2035-12-18 19:00 | 2035 | 12 | 0 | 0 | 0
2035-12-18 20:00 | 2035 | 12 | 0 | 0 | 0
2035-12-18 21:00 | 2035 | 12 | 0 | 0 | 0
2035-12-18 22:00 | 2035 | 12 | 0 | 0 | 0
2035-12-18 23:00 | 2035 | 12 | 0 | 0 | 0
2035-12-19 | 2035 | 12 | 0 | 0 | 0
2035-12-19 01:00 | 2035 | 12 | 0 | 0 | 0
2035-12-19 02:00 | 2035 | 12 | 0 | 0 | 0
2035-12-19 03:00 | 2035 | 12 | 0 | 0 | 0
2035-12-19 04:00 | 2035 | 12 | 0 | 0 | 0
2035-12-19 05:00 | 2035 | 12 | 0 | 0 | 0
2035-12-19 06:00 | 2035 | 12 | 0 | 0 | 0
2035-12-19 07:00 | 2035 | 12 | 0 | 0 | 0
2035-12-19 08:00 | 2035 | 12 | 0 | 0 | 0
2035-12-19 09:00 | 2035 | 12 | 0 | 0 | 0
2035-12-19 10:00 | 2035 | 12 | 0 | 0 | 0
2035-12-19 11:00 | 2035 | 12 | 0 | 0 | 0
2035-12-19 12:00 | 2035 | 12 | 0 | 0 | 0
2035-12-19 13:00 | 2035 | 12 | 0 | 0 | 0
2035-12-19 14:00 | 2035 | 12 | 0 | 0 | 0
2035-12-19 15:00 | 2035 | 12 | 0 | 0 | 0
2035-12-19 16:00 | 2035 | 12 | 0 | 0 | 0
2035-12-19 17:00 | 2035 | 12 | 0 | 0 | 0
2035-12-19 18:00 | 2035 | 12 | 0 | 0 | 0
2035-12-19 19:00 | 2035 | 12 | 0 | 0 | 0
2035-12-19 20:00 | 2035 | 12 | 0 | 0 | 0
2035-12-19 21:00 | 2035 | 12 | 0 | 0 | 0
2035-12-19 22:00 | 2035 | 12 | 0 | 0 | 0
2035-12-19 23:00 | 2035 | 12 | 0 | 0 | 0
2035-12-20 | 2035 | 12 | 0 | 0 | 0
2035-12-20 01:00 | 2035 | 12 | 0 | 0 | 0
2035-12-20 02:00 | 2035 | 12 | 0 | 0 | 0
2035-12-20 03:00 | 2035 | 12 | 0 | 0 | 0
2035-12-20 04:00 | 2035 | 12 | 0 | 0 | 0
2035-12-20 05:00 | 2035 | 12 | 0 | 0 | 0
2035-12-20 06:00 | 2035 | 12 | 0 | 0 | 0
2035-12-20 07:00 | 2035 | 12 | 0 | 0 | 0
2035-12-20 08:00 | 2035 | 12 | 0 | 0 | 0
2035-12-20 09:00 | 2035 | 12 | 0 | 0 | 0
2035-12-20 10:00 | 2035 | 12 | 0 | 0 | 0
2035-12-20 11:00 | 2035 | 12 | 0 | 0 | 0
2035-12-20 12:00 | 2035 | 12 | 0 | 0 | 0
2035-12-20 13:00 | 2035 | 12 | 0 | 0 | 0
2035-12-20 14:00 | 2035 | 12 | 0 | 0 | 0
2035-12-20 15:00 | 2035 | 12 | 0 | 0 | 0
2035-12-20 16:00 | 2035 | 12 | 0 | 0 | 0
2035-12-20 17:00 | 2035 | 12 | 0 | 0 | 0
2035-12-20 18:00 | 2035 | 12 | 0 | 0 | 0
2035-12-20 19:00 | 2035 | 12 | 0 | 0 | 0
2035-12-20 20:00 | 2035 | 12 | 0 | 0 | 0
2035-12-20 21:00 | 2035 | 12 | 0 | 0 | 0
2035-12-20 22:00 | 2035 | 12 | 0 | 0 | 0
2035-12-20 23:00 | 2035 | 12 | 0 | 0 | 0
2035-12-21 | 2035 | 12 | 0 | 0 | 0
2035-12-21 01:00 | 2035 | 12 | 0 | 0 | 0
2035-12-21 02:00 | 2035 | 12 | 0 | 0 | 0
2035-12-21 03:00 | 2035 | 12 | 0 | 0 | 0
2035-12-21 04:00 | 2035 | 12 | 0 | 0 | 0
2035-12-21 05:00 | 2035 | 12 | 0 | 0 | 0
2035-12-21 06:00 | 2035 | 12 | 0 | 0 | 0
2035-12-21 07:00 | 2035 | 12 | 0 | 0 | 0
2035-12-21 08:00 | 2035 | 12 | 0 | 0 | 0
2035-12-21 09:00 | 2035 | 12 | 0 | 0 | 0
2035-12-21 10:00 | 2035 | 12 | 0 | 0 | 0
2035-12-21 11:00 | 2035 | 12 | 0 | 0 | 0
2035-12-21 12:00 | 2035 | 12 | 0 | 0 | 0
2035-12-21 13:00 | 2035 | 12 | 0 | 0 | 0
2035-12-21 14:00 | 2035 | 12 | 0 | 0 | 0
2035-12-21 15:00 | 2035 | 12 | 0 | 0 | 0
2035-12-21 16:00 | 2035 | 12 | 0 | 0 | 0
2035-12-21 17:00 | 2035 | 12 | 0 | 0 | 0
2035-12-21 18:00 | 2035 | 12 | 0 | 0 | 0
2035-12-21 19:00 | 2035 | 12 | 0 | 0 | 0
2035-12-21 20:00 | 2035 | 12 | 0 | 0 | 0
2035-12-21 21:00 | 2035 | 12 | 0 | 0 | 0
2035-12-21 22:00 | 2035 | 12 | 0 | 0 | 0
2035-12-21 23:00 | 2035 | 12 | 0 | 0 | 0
2035-12-22 | 2035 | 12 | 0 | 0 | 0
2035-12-22 01:00 | 2035 | 12 | 0 | 0 | 0
2035-12-22 02:00 | 2035 | 12 | 0 | 0 | 0
2035-12-22 03:00 | 2035 | 12 | 0 | 0 | 0
2035-12-22 04:00 | 2035 | 12 | 0 | 0 | 0
2035-12-22 05:00 | 2035 | 12 | 0 | 0 | 0
2035-12-22 06:00 | 2035 | 12 | 0 | 0 | 0
2035-12-22 07:00 | 2035 | 12 | 0 | 0 | 0
2035-12-22 08:00 | 2035 | 12 | 0 | 0 | 0
2035-12-22 09:00 | 2035 | 12 | 0 | 0 | 0
2035-12-22 10:00 | 2035 | 12 | 0 | 0 | 0
2035-12-22 11:00 | 2035 | 12 | 0 | 0 | 0
2035-12-22 12:00 | 2035 | 12 | 0 | 0 | 0
2035-12-22 13:00 | 2035 | 12 | 0 | 0 | 0
2035-12-22 14:00 | 2035 | 12 | 0 | 0 | 0
2035-12-22 15:00 | 2035 | 12 | 0 | 0 | 0
2035-12-22 16:00 | 2035 | 12 | 0 | 0 | 0
2035-12-22 17:00 | 2035 | 12 | 0 | 0 | 0
2035-12-22 18:00 | 2035 | 12 | 0 | 0 | 0
2035-12-22 19:00 | 2035 | 12 | 0 | 0 | 0
2035-12-22 20:00 | 2035 | 12 | 0 | 0 | 0
2035-12-22 21:00 | 2035 | 12 | 0 | 0 | 0
2035-12-22 22:00 | 2035 | 12 | 0 | 0 | 0
2035-12-22 23:00 | 2035 | 12 | 0 | 0 | 0
2035-12-23 | 2035 | 12 | 0 | 0 | 0
2035-12-23 01:00 | 2035 | 12 | 0 | 0 | 0
2035-12-23 02:00 | 2035 | 12 | 0 | 0 | 0
2035-12-23 03:00 | 2035 | 12 | 0 | 0 | 0
2035-12-23 04:00 | 2035 | 12 | 0 | 0 | 0
2035-12-23 05:00 | 2035 | 12 | 0 | 0 | 0
2035-12-23 06:00 | 2035 | 12 | 0 | 0 | 0
2035-12-23 07:00 | 2035 | 12 | 0 | 0 | 0
2035-12-23 08:00 | 2035 | 12 | 0 | 0 | 0
2035-12-23 09:00 | 2035 | 12 | 0 | 0 | 0
2035-12-23 10:00 | 2035 | 12 | 0 | 0 | 0
2035-12-23 11:00 | 2035 | 12 | 0 | 0 | 0
2035-12-23 12:00 | 2035 | 12 | 0 | 0 | 0
2035-12-23 13:00 | 2035 | 12 | 0 | 0 | 0
2035-12-23 14:00 | 2035 | 12 | 0 | 0 | 0
2035-12-23 15:00 | 2035 | 12 | 0 | 0 | 0
2035-12-23 16:00 | 2035 | 12 | 0 | 0 | 0
2035-12-23 17:00 | 2035 | 12 | 0 | 0 | 0
2035-12-23 18:00 | 2035 | 12 | 0 | 0 | 0
2035-12-23 19:00 | 2035 | 12 | 0 | 0 | 0
2035-12-23 20:00 | 2035 | 12 | 0 | 0 | 0
2035-12-23 21:00 | 2035 | 12 | 0 | 0 | 0
2035-12-23 22:00 | 2035 | 12 | 0 | 0 | 0
2035-12-23 23:00 | 2035 | 12 | 0 | 0 | 0
2035-12-24 | 2035 | 12 | 0 | 0 | 0
2035-12-24 01:00 | 2035 | 12 | 0 | 0 | 0
2035-12-24 02:00 | 2035 | 12 | 0 | 0 | 0
2035-12-24 03:00 | 2035 | 12 | 0 | 0 | 0
2035-12-24 04:00 | 2035 | 12 | 0 | 0 | 0
2035-12-24 05:00 | 2035 | 12 | 0 | 0 | 0
2035-12-24 06:00 | 2035 | 12 | 0 | 0 | 0
2035-12-24 07:00 | 2035 | 12 | 0 | 0 | 0
2035-12-24 08:00 | 2035 | 12 | 0 | 0 | 0
2035-12-24 09:00 | 2035 | 12 | 0 | 0 | 0
2035-12-24 10:00 | 2035 | 12 | 0 | 0 | 0
2035-12-24 11:00 | 2035 | 12 | 0 | 0 | 0
2035-12-24 12:00 | 2035 | 12 | 0 | 0 | 0
2035-12-24 13:00 | 2035 | 12 | 0 | 0 | 0
2035-12-24 14:00 | 2035 | 12 | 0 | 0 | 0
2035-12-24 15:00 | 2035 | 12 | 0 | 0 | 0
2035-12-24 16:00 | 2035 | 12 | 0 | 0 | 0
2035-12-24 17:00 | 2035 | 12 | 0 | 0 | 0
2035-12-24 18:00 | 2035 | 12 | 0 | 0 | 0
2035-12-24 19:00 | 2035 | 12 | 0 | 0 | 0
2035-12-24 20:00 | 2035 | 12 | 0 | 0 | 0
2035-12-24 21:00 | 2035 | 12 | 0 | 0 | 0
2035-12-24 22:00 | 2035 | 12 | 0 | 0 | 0
2035-12-24 23:00 | 2035 | 12 | 0 | 0 | 0
2035-12-25 | 2035 | 12 | 0 | 0 | 0
2035-12-25 01:00 | 2035 | 12 | 0 | 0 | 0
2035-12-25 02:00 | 2035 | 12 | 0 | 0 | 0
2035-12-25 03:00 | 2035 | 12 | 0 | 0 | 0
2035-12-25 04:00 | 2035 | 12 | 0 | 0 | 0
2035-12-25 05:00 | 2035 | 12 | 0 | 0 | 0
2035-12-25 06:00 | 2035 | 12 | 0 | 0 | 0
2035-12-25 07:00 | 2035 | 12 | 0 | 0 | 0
2035-12-25 08:00 | 2035 | 12 | 0 | 0 | 0
2035-12-25 09:00 | 2035 | 12 | 0 | 0 | 0
2035-12-25 10:00 | 2035 | 12 | 0 | 0 | 0
2035-12-25 11:00 | 2035 | 12 | 0 | 0 | 0
2035-12-25 12:00 | 2035 | 12 | 0 | 0 | 0
2035-12-25 13:00 | 2035 | 12 | 0 | 0 | 0
2035-12-25 14:00 | 2035 | 12 | 0 | 0 | 0
2035-12-25 15:00 | 2035 | 12 | 0 | 0 | 0
2035-12-25 16:00 | 2035 | 12 | 0 | 0 | 0
2035-12-25 17:00 | 2035 | 12 | 0 | 0 | 0
2035-12-25 18:00 | 2035 | 12 | 0 | 0 | 0
2035-12-25 19:00 | 2035 | 12 | 0 | 0 | 0
2035-12-25 20:00 | 2035 | 12 | 0 | 0 | 0
2035-12-25 21:00 | 2035 | 12 | 0 | 0 | 0
2035-12-25 22:00 | 2035 | 12 | 0 | 0 | 0
2035-12-25 23:00 | 2035 | 12 | 0 | 0 | 0
2035-12-26 | 2035 | 12 | 0 | 0 | 0
2035-12-26 01:00 | 2035 | 12 | 0 | 0 | 0
2035-12-26 02:00 | 2035 | 12 | 0 | 0 | 0
2035-12-26 03:00 | 2035 | 12 | 0 | 0 | 0
2035-12-26 04:00 | 2035 | 12 | 0 | 0 | 0
2035-12-26 05:00 | 2035 | 12 | 0 | 0 | 0
2035-12-26 06:00 | 2035 | 12 | 0 | 0 | 0
2035-12-26 07:00 | 2035 | 12 | 0 | 0 | 0
2035-12-26 08:00 | 2035 | 12 | 0 | 0 | 0
2035-12-26 09:00 | 2035 | 12 | 0 | 0 | 0
2035-12-26 10:00 | 2035 | 12 | 0 | 0 | 0
2035-12-26 11:00 | 2035 | 12 | 0 | 0 | 0
2035-12-26 12:00 | 2035 | 12 | 0 | 0 | 0
2035-12-26 13:00 | 2035 | 12 | 0 | 0 | 0
2035-12-26 14:00 | 2035 | 12 | 0 | 0 | 0
2035-12-26 15:00 | 2035 | 12 | 0 | 0 | 0
2035-12-26 16:00 | 2035 | 12 | 0 | 0 | 0
2035-12-26 17:00 | 2035 | 12 | 0 | 0 | 0
2035-12-26 18:00 | 2035 | 12 | 0 | 0 | 0
2035-12-26 19:00 | 2035 | 12 | 0 | 0 | 0
2035-12-26 20:00 | 2035 | 12 | 0 | 0 | 0
2035-12-26 21:00 | 2035 | 12 | 0 | 0 | 0
2035-12-26 22:00 | 2035 | 12 | 0 | 0 | 0
2035-12-26 23:00 | 2035 | 12 | 0 | 0 | 0
2035-12-27 | 2035 | 12 | 0 | 0 | 0
2035-12-27 01:00 | 2035 | 12 | 0 | 0 | 0
2035-12-27 02:00 | 2035 | 12 | 0 | 0 | 0
2035-12-27 03:00 | 2035 | 12 | 0 | 0 | 0
2035-12-27 04:00 | 2035 | 12 | 0 | 0 | 0
2035-12-27 05:00 | 2035 | 12 | 0 | 0 | 0
2035-12-27 06:00 | 2035 | 12 | 0 | 0 | 0
2035-12-27 07:00 | 2035 | 12 | 0 | 0 | 0
2035-12-27 08:00 | 2035 | 12 | 0 | 0 | 0
2035-12-27 09:00 | 2035 | 12 | 0 | 0 | 0
2035-12-27 10:00 | 2035 | 12 | 0 | 0 | 0
2035-12-27 11:00 | 2035 | 12 | 0 | 0 | 0
2035-12-27 12:00 | 2035 | 12 | 0 | 0 | 0
2035-12-27 13:00 | 2035 | 12 | 0 | 0 | 0
2035-12-27 14:00 | 2035 | 12 | 0 | 0 | 0
2035-12-27 15:00 | 2035 | 12 | 0 | 0 | 0
2035-12-27 16:00 | 2035 | 12 | 0 | 0 | 0
2035-12-27 17:00 | 2035 | 12 | 0 | 0 | 0
2035-12-27 18:00 | 2035 | 12 | 0 | 0 | 0
2035-12-27 19:00 | 2035 | 12 | 0 | 0 | 0
2035-12-27 20:00 | 2035 | 12 | 0 | 0 | 0
2035-12-27 21:00 | 2035 | 12 | 0 | 0 | 0
2035-12-27 22:00 | 2035 | 12 | 0 | 0 | 0
2035-12-27 23:00 | 2035 | 12 | 0 | 0 | 0
2035-12-28 | 2035 | 12 | 0 | 0 | 0
2035-12-28 01:00 | 2035 | 12 | 0 | 0 | 0
2035-12-28 02:00 | 2035 | 12 | 0 | 0 | 0
2035-12-28 03:00 | 2035 | 12 | 0 | 0 | 0
2035-12-28 04:00 | 2035 | 12 | 0 | 0 | 0
2035-12-28 05:00 | 2035 | 12 | 0 | 0 | 0
2035-12-28 06:00 | 2035 | 12 | 0 | 0 | 0
2035-12-28 07:00 | 2035 | 12 | 0 | 0 | 0
2035-12-28 08:00 | 2035 | 12 | 0 | 0 | 0
2035-12-28 09:00 | 2035 | 12 | 0 | 0 | 0
2035-12-28 10:00 | 2035 | 12 | 0 | 0 | 0
2035-12-28 11:00 | 2035 | 12 | 0 | 0 | 0
2035-12-28 12:00 | 2035 | 12 | 0 | 0 | 0
2035-12-28 13:00 | 2035 | 12 | 0 | 0 | 0
2035-12-28 14:00 | 2035 | 12 | 0 | 0 | 0
2035-12-28 15:00 | 2035 | 12 | 0 | 0 | 0
2035-12-28 16:00 | 2035 | 12 | 0 | 0 | 0
2035-12-28 17:00 | 2035 | 12 | 0 | 0 | 0
2035-12-28 18:00 | 2035 | 12 | 0 | 0 | 0
2035-12-28 19:00 | 2035 | 12 | 0 | 0 | 0
2035-12-28 20:00 | 2035 | 12 | 0 | 0 | 0
2035-12-28 21:00 | 2035 | 12 | 0 | 0 | 0
2035-12-28 22:00 | 2035 | 12 | 0 | 0 | 0
2035-12-28 23:00 | 2035 | 12 | 0 | 0 | 0
2035-12-29 | 2035 | 12 | 0 | 0 | 0
2035-12-29 01:00 | 2035 | 12 | 0 | 0 | 0
2035-12-29 02:00 | 2035 | 12 | 0 | 0 | 0
2035-12-29 03:00 | 2035 | 12 | 0 | 0 | 0
2035-12-29 04:00 | 2035 | 12 | 0 | 0 | 0
2035-12-29 05:00 | 2035 | 12 | 0 | 0 | 0
2035-12-29 06:00 | 2035 | 12 | 0 | 0 | 0
2035-12-29 07:00 | 2035 | 12 | 0 | 0 | 0
2035-12-29 08:00 | 2035 | 12 | 0 | 0 | 0
2035-12-29 09:00 | 2035 | 12 | 0 | 0 | 0
2035-12-29 10:00 | 2035 | 12 | 0 | 0 | 0
2035-12-29 11:00 | 2035 | 12 | 0 | 0 | 0
2035-12-29 12:00 | 2035 | 12 | 0 | 0 | 0
2035-12-29 13:00 | 2035 | 12 | 0 | 0 | 0
2035-12-29 14:00 | 2035 | 12 | 0 | 0 | 0
2035-12-29 15:00 | 2035 | 12 | 0 | 0 | 0
2035-12-29 16:00 | 2035 | 12 | 0 | 0 | 0
2035-12-29 17:00 | 2035 | 12 | 0 | 0 | 0
2035-12-29 18:00 | 2035 | 12 | 0 | 0 | 0
2035-12-29 19:00 | 2035 | 12 | 0 | 0 | 0
2035-12-29 20:00 | 2035 | 12 | 0 | 0 | 0
2035-12-29 21:00 | 2035 | 12 | 0 | 0 | 0
2035-12-29 22:00 | 2035 | 12 | 0 | 0 | 0
2035-12-29 23:00 | 2035 | 12 | 0 | 0 | 0
2035-12-30 | 2035 | 12 | 0 | 0 | 0
2035-12-30 01:00 | 2035 | 12 | 0 | 0 | 0
2035-12-30 02:00 | 2035 | 12 | 0 | 0 | 0
2035-12-30 03:00 | 2035 | 12 | 0 | 0 | 0
2035-12-30 04:00 | 2035 | 12 | 0 | 0 | 0
2035-12-30 05:00 | 2035 | 12 | 0 | 0 | 0
2035-12-30 06:00 | 2035 | 12 | 0 | 0 | 0
2035-12-30 07:00 | 2035 | 12 | 0 | 0 | 0
2035-12-30 08:00 | 2035 | 12 | 0 | 0 | 0
2035-12-30 09:00 | 2035 | 12 | 0 | 0 | 0
2035-12-30 10:00 | 2035 | 12 | 0 | 0 | 0
2035-12-30 11:00 | 2035 | 12 | 0 | 0 | 0
2035-12-30 12:00 | 2035 | 12 | 0 | 0 | 0
2035-12-30 13:00 | 2035 | 12 | 0 | 0 | 0
2035-12-30 14:00 | 2035 | 12 | 0 | 0 | 0
2035-12-30 15:00 | 2035 | 12 | 0 | 0 | 0
2035-12-30 16:00 | 2035 | 12 | 0 | 0 | 0
2035-12-30 17:00 | 2035 | 12 | 0 | 0 | 0
2035-12-30 18:00 | 2035 | 12 | 0 | 0 | 0
2035-12-30 19:00 | 2035 | 12 | 0 | 0 | 0
2035-12-30 20:00 | 2035 | 12 | 0 | 0 | 0
2035-12-30 21:00 | 2035 | 12 | 0 | 0 | 0
2035-12-30 22:00 | 2035 | 12 | 0 | 0 | 0
2035-12-30 23:00 | 2035 | 12 | 0 | 0 | 0
2035-12-31 | 2035 | 12 | 0 | 0 | 0
2035-12-31 01:00 | 2035 | 12 | 0 | 0 | 0
2035-12-31 02:00 | 2035 | 12 | 0 | 0 | 0
2035-12-31 03:00 | 2035 | 12 | 0 | 0 | 0
2035-12-31 04:00 | 2035 | 12 | 0 | 0 | 0
2035-12-31 05:00 | 2035 | 12 | 0 | 0 | 0
2035-12-31 06:00 | 2035 | 12 | 0 | 0 | 0
2035-12-31 07:00 | 2035 | 12 | 0 | 0 | 0
2035-12-31 08:00 | 2035 | 12 | 0 | 0 | 0
2035-12-31 09:00 | 2035 | 12 | 0 | 0 | 0
2035-12-31 10:00 | 2035 | 12 | 0 | 0 | 0
2035-12-31 11:00 | 2035 | 12 | 0 | 0 | 0
2035-12-31 12:00 | 2035 | 12 | 0 | 0 | 0
2035-12-31 13:00 | 2035 | 12 | 0 | 0 | 0
2035-12-31 14:00 | 2035 | 12 | 0 | 0 | 0
2035-12-31 15:00 | 2035 | 12 | 0 | 0 | 0
2035-12-31 16:00 | 2035 | 12 | 0 | 0 | 0
2035-12-31 17:00 | 2035 | 12 | 0 | 0 | 0
2035-12-31 18:00 | 2035 | 12 | 0 | 0 | 0
2035-12-31 19:00 | 2035 | 12 | 0 | 0 | 0
2035-12-31 20:00 | 2035 | 12 | 0 | 0 | 0
2035-12-31 21:00 | 2035 | 12 | 0 | 0 | 0
2035-12-31 22:00 | 2035 | 12 | 0 | 0 | 0
2035-12-31 23:00 | 2035 | 12 | 0 | 0 | 0
2036-01-01 | 2036 | 1 | 0 | 0 | 0
2036-01-01 01:00 | 2036 | 1 | 0 | 0 | 0
2036-01-01 02:00 | 2036 | 1 | 0 | 0 | 0
2036-01-01 03:00 | 2036 | 1 | 0 | 0 | 0
2036-01-01 04:00 | 2036 | 1 | 0 | 0 | 0
2036-01-01 05:00 | 2036 | 1 | 0 | 0 | 0
2036-01-01 06:00 | 2036 | 1 | 0 | 0 | 0
2036-01-01 07:00 | 2036 | 1 | 0 | 0 | 0
2036-01-01 08:00 | 2036 | 1 | 0 | 0 | 0
2036-01-01 09:00 | 2036 | 1 | 0 | 0 | 0
2036-01-01 10:00 | 2036 | 1 | 0 | 0 | 0
2036-01-01 11:00 | 2036 | 1 | 0 | 0 | 0
2036-01-01 12:00 | 2036 | 1 | 0 | 0 | 0
2036-01-01 13:00 | 2036 | 1 | 0 | 0 | 0
2036-01-01 14:00 | 2036 | 1 | 0 | 0 | 0
2036-01-01 15:00 | 2036 | 1 | 0 | 0 | 0
2036-01-01 16:00 | 2036 | 1 | 0 | 0 | 0
2036-01-01 17:00 | 2036 | 1 | 0 | 0 | 0
2036-01-01 18:00 | 2036 | 1 | 0 | 0 | 0
2036-01-01 19:00 | 2036 | 1 | 0 | 0 | 0
2036-01-01 20:00 | 2036 | 1 | 0 | 0 | 0
2036-01-01 21:00 | 2036 | 1 | 0 | 0 | 0
2036-01-01 22:00 | 2036 | 1 | 0 | 0 | 0
2036-01-01 23:00 | 2036 | 1 | 0 | 0 | 0
2036-01-02 | 2036 | 1 | 0 | 0 | 0
2036-01-02 01:00 | 2036 | 1 | 0 | 0 | 0
2036-01-02 02:00 | 2036 | 1 | 0 | 0 | 0
2036-01-02 03:00 | 2036 | 1 | 0 | 0 | 0
2036-01-02 04:00 | 2036 | 1 | 0 | 0 | 0
2036-01-02 05:00 | 2036 | 1 | 0 | 0 | 0
2036-01-02 06:00 | 2036 | 1 | 0 | 0 | 0
2036-01-02 07:00 | 2036 | 1 | 0 | 0 | 0
2036-01-02 08:00 | 2036 | 1 | 0 | 0 | 0
2036-01-02 09:00 | 2036 | 1 | 0 | 0 | 0
2036-01-02 10:00 | 2036 | 1 | 0 | 0 | 0
2036-01-02 11:00 | 2036 | 1 | 0 | 0 | 0
2036-01-02 12:00 | 2036 | 1 | 0 | 0 | 0
2036-01-02 13:00 | 2036 | 1 | 0 | 0 | 0
2036-01-02 14:00 | 2036 | 1 | 0 | 0 | 0
2036-01-02 15:00 | 2036 | 1 | 0 | 0 | 0
2036-01-02 16:00 | 2036 | 1 | 0 | 0 | 0
2036-01-02 17:00 | 2036 | 1 | 0 | 0 | 0
2036-01-02 18:00 | 2036 | 1 | 0 | 0 | 0
2036-01-02 19:00 | 2036 | 1 | 0 | 0 | 0
2036-01-02 20:00 | 2036 | 1 | 0 | 0 | 0
2036-01-02 21:00 | 2036 | 1 | 0 | 0 | 0
2036-01-02 22:00 | 2036 | 1 | 0 | 0 | 0
2036-01-02 23:00 | 2036 | 1 | 0 | 0 | 0
2036-01-03 | 2036 | 1 | 0 | 0 | 0
2036-01-03 01:00 | 2036 | 1 | 0 | 0 | 0
2036-01-03 02:00 | 2036 | 1 | 0 | 0 | 0
2036-01-03 03:00 | 2036 | 1 | 0 | 0 | 0
2036-01-03 04:00 | 2036 | 1 | 0 | 0 | 0
2036-01-03 05:00 | 2036 | 1 | 0 | 0 | 0
2036-01-03 06:00 | 2036 | 1 | 0 | 0 | 0
2036-01-03 07:00 | 2036 | 1 | 0 | 0 | 0
2036-01-03 08:00 | 2036 | 1 | 0 | 0 | 0
2036-01-03 09:00 | 2036 | 1 | 0 | 0 | 0
2036-01-03 10:00 | 2036 | 1 | 0 | 0 | 0
2036-01-03 11:00 | 2036 | 1 | 0 | 0 | 0
2036-01-03 12:00 | 2036 | 1 | 0 | 0 | 0
2036-01-03 13:00 | 2036 | 1 | 0 | 0 | 0
2036-01-03 14:00 | 2036 | 1 | 0 | 0 | 0
2036-01-03 15:00 | 2036 | 1 | 0 | 0 | 0
2036-01-03 16:00 | 2036 | 1 | 0 | 0 | 0
2036-01-03 17:00 | 2036 | 1 | 0 | 0 | 0
2036-01-03 18:00 | 2036 | 1 | 0 | 0 | 0
2036-01-03 19:00 | 2036 | 1 | 0 | 0 | 0
2036-01-03 20:00 | 2036 | 1 | 0 | 0 | 0
2036-01-03 21:00 | 2036 | 1 | 0 | 0 | 0
2036-01-03 22:00 | 2036 | 1 | 0 | 0 | 0
2036-01-03 23:00 | 2036 | 1 | 0 | 0 | 0
2036-01-04 | 2036 | 1 | 0 | 0 | 0
2036-01-04 01:00 | 2036 | 1 | 0 | 0 | 0
2036-01-04 02:00 | 2036 | 1 | 0 | 0 | 0
2036-01-04 03:00 | 2036 | 1 | 0 | 0 | 0
2036-01-04 04:00 | 2036 | 1 | 0 | 0 | 0
2036-01-04 05:00 | 2036 | 1 | 0 | 0 | 0
2036-01-04 06:00 | 2036 | 1 | 0 | 0 | 0
2036-01-04 07:00 | 2036 | 1 | 0 | 0 | 0
2036-01-04 08:00 | 2036 | 1 | 0 | 0 | 0
2036-01-04 09:00 | 2036 | 1 | 0 | 0 | 0
2036-01-04 10:00 | 2036 | 1 | 0 | 0 | 0
2036-01-04 11:00 | 2036 | 1 | 0 | 0 | 0
2036-01-04 12:00 | 2036 | 1 | 0 | 0 | 0
2036-01-04 13:00 | 2036 | 1 | 0 | 0 | 0
2036-01-04 14:00 | 2036 | 1 | 0 | 0 | 0
2036-01-04 15:00 | 2036 | 1 | 0 | 0 | 0
2036-01-04 16:00 | 2036 | 1 | 0 | 0 | 0
2036-01-04 17:00 | 2036 | 1 | 0 | 0 | 0
2036-01-04 18:00 | 2036 | 1 | 0 | 0 | 0
2036-01-04 19:00 | 2036 | 1 | 0 | 0 | 0
2036-01-04 20:00 | 2036 | 1 | 0 | 0 | 0
2036-01-04 21:00 | 2036 | 1 | 0 | 0 | 0
2036-01-04 22:00 | 2036 | 1 | 0 | 0 | 0
2036-01-04 23:00 | 2036 | 1 | 0 | 0 | 0
2036-01-05 | 2036 | 1 | 0 | 0 | 0
2036-01-05 01:00 | 2036 | 1 | 0 | 0 | 0
2036-01-05 02:00 | 2036 | 1 | 0 | 0 | 0
2036-01-05 03:00 | 2036 | 1 | 0 | 0 | 0
2036-01-05 04:00 | 2036 | 1 | 0 | 0 | 0
2036-01-05 05:00 | 2036 | 1 | 0 | 0 | 0
2036-01-05 06:00 | 2036 | 1 | 0 | 0 | 0
2036-01-05 07:00 | 2036 | 1 | 0 | 0 | 0
2036-01-05 08:00 | 2036 | 1 | 0 | 0 | 0
2036-01-05 09:00 | 2036 | 1 | 0 | 0 | 0
2036-01-05 10:00 | 2036 | 1 | 0 | 0 | 0
2036-01-05 11:00 | 2036 | 1 | 0 | 0 | 0
2036-01-05 12:00 | 2036 | 1 | 0 | 0 | 0
2036-01-05 13:00 | 2036 | 1 | 0 | 0 | 0
2036-01-05 14:00 | 2036 | 1 | 0 | 0 | 0
2036-01-05 15:00 | 2036 | 1 | 0 | 0 | 0
2036-01-05 16:00 | 2036 | 1 | 0 | 0 | 0
2036-01-05 17:00 | 2036 | 1 | 0 | 0 | 0
2036-01-05 18:00 | 2036 | 1 | 0 | 0 | 0
2036-01-05 19:00 | 2036 | 1 | 0 | 0 | 0
2036-01-05 20:00 | 2036 | 1 | 0 | 0 | 0
2036-01-05 21:00 | 2036 | 1 | 0 | 0 | 0
2036-01-05 22:00 | 2036 | 1 | 0 | 0 | 0
2036-01-05 23:00 | 2036 | 1 | 0 | 0 | 0
2036-01-06 | 2036 | 1 | 0 | 0 | 0
2036-01-06 01:00 | 2036 | 1 | 0 | 0 | 0
2036-01-06 02:00 | 2036 | 1 | 0 | 0 | 0
2036-01-06 03:00 | 2036 | 1 | 0 | 0 | 0
2036-01-06 04:00 | 2036 | 1 | 0 | 0 | 0
2036-01-06 05:00 | 2036 | 1 | 0 | 0 | 0
2036-01-06 06:00 | 2036 | 1 | 0 | 0 | 0
2036-01-06 07:00 | 2036 | 1 | 0 | 0 | 0
2036-01-06 08:00 | 2036 | 1 | 0 | 0 | 0
2036-01-06 09:00 | 2036 | 1 | 0 | 0 | 0
2036-01-06 10:00 | 2036 | 1 | 0 | 0 | 0
2036-01-06 11:00 | 2036 | 1 | 0 | 0 | 0
2036-01-06 12:00 | 2036 | 1 | 0 | 0 | 0
2036-01-06 13:00 | 2036 | 1 | 0 | 0 | 0
2036-01-06 14:00 | 2036 | 1 | 0 | 0 | 0
2036-01-06 15:00 | 2036 | 1 | 0 | 0 | 0
2036-01-06 16:00 | 2036 | 1 | 0 | 0 | 0
2036-01-06 17:00 | 2036 | 1 | 0 | 0 | 0
2036-01-06 18:00 | 2036 | 1 | 0 | 0 | 0
2036-01-06 19:00 | 2036 | 1 | 0 | 0 | 0
2036-01-06 20:00 | 2036 | 1 | 0 | 0 | 0
2036-01-06 21:00 | 2036 | 1 | 0 | 0 | 0
2036-01-06 22:00 | 2036 | 1 | 0 | 0 | 0
2036-01-06 23:00 | 2036 | 1 | 0 | 0 | 0
2036-01-07 | 2036 | 1 | 0 | 0 | 0
2036-01-07 01:00 | 2036 | 1 | 0 | 0 | 0
2036-01-07 02:00 | 2036 | 1 | 0 | 0 | 0
2036-01-07 03:00 | 2036 | 1 | 0 | 0 | 0
2036-01-07 04:00 | 2036 | 1 | 0 | 0 | 0
2036-01-07 05:00 | 2036 | 1 | 0 | 0 | 0
2036-01-07 06:00 | 2036 | 1 | 0 | 0 | 0
2036-01-07 07:00 | 2036 | 1 | 0 | 0 | 0
2036-01-07 08:00 | 2036 | 1 | 0 | 0 | 0.11347
2036-01-07 09:00 | 2036 | 1 | 0 | 0 | 0.23939
2036-01-07 10:00 | 2036 | 1 | 0 | 0 | 0.012491
2036-01-07 11:00 | 2036 | 1 | 0 | 0 | 0.11942
2036-01-07 12:00 | 2036 | 1 | 0 | 0 | 0.032826
2036-01-07 13:00 | 2036 | 1 | 0 | 0 | 0.3174
2036-01-07 14:00 | 2036 | 1 | 0 | 0 | 0.31366
2036-01-07 15:00 | 2036 | 1 | 0 | 0 | 0
2036-01-07 16:00 | 2036 | 1 | 0 | 0 | 0
2036-01-07 17:00 | 2036 | 1 | 0 | 0 | 0
2036-01-07 18:00 | 2036 | 1 | 0 | 0 | 0
2036-01-07 19:00 | 2036 | 1 | 0 | 0 | 0
2036-01-07 20:00 | 2036 | 1 | 0 | 0 | 0
2036-01-07 21:00 | 2036 | 1 | 0 | 0 | 0
2036-01-07 22:00 | 2036 | 1 | 0 | 0 | 0
2036-01-07 23:00 | 2036 | 1 | 0 | 0 | 0.0092468
2036-01-08 | 2036 | 1 | 0 | 0 | 0
2036-01-08 01:00 | 2036 | 1 | 0 | 0 | 0
2036-01-08 02:00 | 2036 | 1 | 0 | 0 | 0
2036-01-08 03:00 | 2036 | 1 | 0 | 0 | 0
2036-01-08 04:00 | 2036 | 1 | 0 | 0 | 0
2036-01-08 05:00 | 2036 | 1 | 0 | 0 | 0
2036-01-08 06:00 | 2036 | 1 | 0 | 0 | 0
2036-01-08 07:00 | 2036 | 1 | 0 | 0 | 0
2036-01-08 08:00 | 2036 | 1 | 0 | 0 | 0.11866
2036-01-08 09:00 | 2036 | 1 | 0 | 0 | 0.2127
2036-01-08 10:00 | 2036 | 1 | 0 | 0 | 0
2036-01-08 11:00 | 2036 | 1 | 0 | 0 | 0
2036-01-08 12:00 | 2036 | 1 | 0 | 0 | 0
2036-01-08 13:00 | 2036 | 1 | 0 | 0 | 0
2036-01-08 14:00 | 2036 | 1 | 0 | 0 | 0
2036-01-08 15:00 | 2036 | 1 | 0 | 0 | 0
2036-01-08 16:00 | 2036 | 1 | 0 | 0 | 0
2036-01-08 17:00 | 2036 | 1 | 0 | 0 | 0
2036-01-08 18:00 | 2036 | 1 | 0 | 0 | 0
2036-01-08 19:00 | 2036 | 1 | 0 | 0 | 0
2036-01-08 20:00 | 2036 | 1 | 0 | 0.053009 | 0
2036-01-08 21:00 | 2036 | 1 | 0 | 0 | 0
2036-01-08 22:00 | 2036 | 1 | 0 | 0 | 0
2036-01-08 23:00 | 2036 | 1 | 0 | 0 | 0
2036-01-09 | 2036 | 1 | 0 | 0 | 0
2036-01-09 01:00 | 2036 | 1 | 0 | 0 | 0
2036-01-09 02:00 | 2036 | 1 | 0 | 0 | 0
2036-01-09 03:00 | 2036 | 1 | 0 | 0 | 0
2036-01-09 04:00 | 2036 | 1 | 0 | 0 | 0
2036-01-09 05:00 | 2036 | 1 | 0 | 0 | 0
2036-01-09 06:00 | 2036 | 1 | 0 | 0 | 0
2036-01-09 07:00 | 2036 | 1 | 0 | 0 | 0
2036-01-09 08:00 | 2036 | 1 | 0 | 0 | 0
2036-01-09 09:00 | 2036 | 1 | 0 | 0.082997 | 0
2036-01-09 10:00 | 2036 | 1 | 0 | 0 | 0
2036-01-09 11:00 | 2036 | 1 | 0 | 0 | 0
2036-01-09 12:00 | 2036 | 1 | 0 | 0 | 0
2036-01-09 13:00 | 2036 | 1 | 0 | 0 | 0
2036-01-09 14:00 | 2036 | 1 | 0 | 0 | 0
2036-01-09 15:00 | 2036 | 1 | 0 | 0 | 0
2036-01-09 16:00 | 2036 | 1 | 0 | 0 | 0
2036-01-09 17:00 | 2036 | 1 | 0 | 0 | 0
2036-01-09 18:00 | 2036 | 1 | 0 | 0 | 0
2036-01-09 19:00 | 2036 | 1 | 0 | 0 | 0
2036-01-09 20:00 | 2036 | 1 | 0 | 0 | 0
2036-01-09 21:00 | 2036 | 1 | 0 | 0 | 0
2036-01-09 22:00 | 2036 | 1 | 0 | 0 | 0
2036-01-09 23:00 | 2036 | 1 | 0 | 0 | 0
2036-01-10 | 2036 | 1 | 0 | 0 | 0
2036-01-10 01:00 | 2036 | 1 | 0 | 0 | 0
2036-01-10 02:00 | 2036 | 1 | 0 | 0 | 0
2036-01-10 03:00 | 2036 | 1 | 0 | 0 | 0
2036-01-10 04:00 | 2036 | 1 | 0 | 0 | 0
2036-01-10 05:00 | 2036 | 1 | 0 | 0 | 0
2036-01-10 06:00 | 2036 | 1 | 0 | 0 | 0
2036-01-10 07:00 | 2036 | 1 | 0 | 0 | 0
2036-01-10 08:00 | 2036 | 1 | 0 | 0 | 0
2036-01-10 09:00 | 2036 | 1 | 0 | 0 | 0
2036-01-10 10:00 | 2036 | 1 | 0 | 0 | 0
2036-01-10 11:00 | 2036 | 1 | 0 | 0 | 0
2036-01-10 12:00 | 2036 | 1 | 0 | 0 | 0
2036-01-10 13:00 | 2036 | 1 | 0 | 0 | 0
2036-01-10 14:00 | 2036 | 1 | 0 | 0 | 0
2036-01-10 15:00 | 2036 | 1 | 0 | 0 | 0
2036-01-10 16:00 | 2036 | 1 | 0 | 0 | 0
2036-01-10 17:00 | 2036 | 1 | 0 | 0 | 0
2036-01-10 18:00 | 2036 | 1 | 0 | 0 | 0
2036-01-10 19:00 | 2036 | 1 | 0 | 0 | 0
2036-01-10 20:00 | 2036 | 1 | 0 | 0 | 0
2036-01-10 21:00 | 2036 | 1 | 0 | 0 | 0
2036-01-10 22:00 | 2036 | 1 | 0 | 0 | 0
2036-01-10 23:00 | 2036 | 1 | 0 | 0 | 0
2036-01-11 | 2036 | 1 | 0 | 0 | 0
2036-01-11 01:00 | 2036 | 1 | 0 | 0 | 0
2036-01-11 02:00 | 2036 | 1 | 0 | 0 | 0
2036-01-11 03:00 | 2036 | 1 | 0 | 0 | 0
2036-01-11 04:00 | 2036 | 1 | 0 | 0 | 0
2036-01-11 05:00 | 2036 | 1 | 0 | 0 | 0
2036-01-11 06:00 | 2036 | 1 | 0 | 0 | 0
2036-01-11 07:00 | 2036 | 1 | 0 | 0 | 0
2036-01-11 08:00 | 2036 | 1 | 0 | 0 | 0
2036-01-11 09:00 | 2036 | 1 | 0 | 0 | 0
2036-01-11 10:00 | 2036 | 1 | 0 | 0 | 0
2036-01-11 11:00 | 2036 | 1 | 0 | 0 | 0
2036-01-11 12:00 | 2036 | 1 | 0 | 0 | 0
2036-01-11 13:00 | 2036 | 1 | 0 | 0 | 0.19716
2036-01-11 14:00 | 2036 | 1 | 0 | 0 | 0.090308
2036-01-11 15:00 | 2036 | 1 | 0 | 0 | 0
2036-01-11 16:00 | 2036 | 1 | 0 | 0 | 0
2036-01-11 17:00 | 2036 | 1 | 0 | 0 | 0
2036-01-11 18:00 | 2036 | 1 | 0 | 0 | 0
2036-01-11 19:00 | 2036 | 1 | 0 | 0 | 0.11757
2036-01-11 20:00 | 2036 | 1 | 0 | 0 | 0.067985
2036-01-11 21:00 | 2036 | 1 | 0 | 0 | 0.074917
2036-01-11 22:00 | 2036 | 1 | 0 | 0 | 0.015206
2036-01-11 23:00 | 2036 | 1 | 0 | 0 | 0.13579
2036-01-12 | 2036 | 1 | 0 | 0 | 0
2036-01-12 01:00 | 2036 | 1 | 0 | 0 | 0
2036-01-12 02:00 | 2036 | 1 | 0 | 0 | 0
2036-01-12 03:00 | 2036 | 1 | 0 | 0 | 0
2036-01-12 04:00 | 2036 | 1 | 0 | 0 | 0
2036-01-12 05:00 | 2036 | 1 | 0 | 0 | 0
2036-01-12 06:00 | 2036 | 1 | 0 | 0 | 0
2036-01-12 07:00 | 2036 | 1 | 0 | 0 | 0
2036-01-12 08:00 | 2036 | 1 | 0 | 0 | 0
2036-01-12 09:00 | 2036 | 1 | 0 | 0 | 0
2036-01-12 10:00 | 2036 | 1 | 0 | 0 | 0
2036-01-12 11:00 | 2036 | 1 | 0 | 0 | 0
2036-01-12 12:00 | 2036 | 1 | 0 | 0 | 0
2036-01-12 13:00 | 2036 | 1 | 0 | 0 | 0
2036-01-12 14:00 | 2036 | 1 | 0 | 0 | 0.091723
2036-01-12 15:00 | 2036 | 1 | 0 | 0 | 0
2036-01-12 16:00 | 2036 | 1 | 0 | 0 | 0
2036-01-12 17:00 | 2036 | 1 | 0 | 0 | 0
2036-01-12 18:00 | 2036 | 1 | 0 | 0 | 0
2036-01-12 19:00 | 2036 | 1 | 0 | 0 | 0
2036-01-12 20:00 | 2036 | 1 | 0 | 0 | 0
2036-01-12 21:00 | 2036 | 1 | 0 | 0 | 0
2036-01-12 22:00 | 2036 | 1 | 0 | 0 | 0
2036-01-12 23:00 | 2036 | 1 | 0 | 0 | 0
2036-01-13 | 2036 | 1 | 0 | 0 | 0
2036-01-13 01:00 | 2036 | 1 | 0 | 0 | 0
2036-01-13 02:00 | 2036 | 1 | 0 | 0 | 0
2036-01-13 03:00 | 2036 | 1 | 0 | 0 | 0
2036-01-13 04:00 | 2036 | 1 | 0 | 0 | 0
2036-01-13 05:00 | 2036 | 1 | 0 | 0 | 0
2036-01-13 06:00 | 2036 | 1 | 0 | 0 | 0
2036-01-13 07:00 | 2036 | 1 | 0 | 0 | 0
2036-01-13 08:00 | 2036 | 1 | 0 | 0 | 0
2036-01-13 09:00 | 2036 | 1 | 0 | 0 | 0
2036-01-13 10:00 | 2036 | 1 | 0 | 0 | 0
2036-01-13 11:00 | 2036 | 1 | 0 | 0 | 0
2036-01-13 12:00 | 2036 | 1 | 0 | 0 | 0
2036-01-13 13:00 | 2036 | 1 | 0 | 0 | 0.02224
2036-01-13 14:00 | 2036 | 1 | 0 | 0 | 0.039531
2036-01-13 15:00 | 2036 | 1 | 0 | 0 | 0
2036-01-13 16:00 | 2036 | 1 | 0 | 0 | 0
2036-01-13 17:00 | 2036 | 1 | 0 | 0 | 0
2036-01-13 18:00 | 2036 | 1 | 0 | 0 | 0
2036-01-13 19:00 | 2036 | 1 | 0 | 0 | 0.06502
2036-01-13 20:00 | 2036 | 1 | 0 | 0 | 0.12471
2036-01-13 21:00 | 2036 | 1 | 0 | 0 | 0.15198
2036-01-13 22:00 | 2036 | 1 | 0 | 0 | 0.082139
2036-01-13 23:00 | 2036 | 1 | 0 | 0 | 0.19794
2036-01-14 | 2036 | 1 | 0 | 0 | 0
2036-01-14 01:00 | 2036 | 1 | 0 | 0 | 0
2036-01-14 02:00 | 2036 | 1 | 0 | 0 | 0
2036-01-14 03:00 | 2036 | 1 | 0 | 0 | 0
2036-01-14 04:00 | 2036 | 1 | 0 | 0 | 0
2036-01-14 05:00 | 2036 | 1 | 0 | 0 | 0
2036-01-14 06:00 | 2036 | 1 | 0 | 0 | 0
2036-01-14 07:00 | 2036 | 1 | 0 | 0 | 0
2036-01-14 08:00 | 2036 | 1 | 0 | 0 | 0.26821
2036-01-14 09:00 | 2036 | 1 | 0 | 0 | 0.3659
2036-01-14 10:00 | 2036 | 1 | 0 | 0 | 0.21816
2036-01-14 11:00 | 2036 | 1 | 0 | 0 | 0.25607
2036-01-14 12:00 | 2036 | 1 | 0 | 0 | 0.26853
2036-01-14 13:00 | 2036 | 1 | 0 | 0 | 0.5
2036-01-14 14:00 | 2036 | 1 | 0 | 0 | 0.34698
2036-01-14 15:00 | 2036 | 1 | 0 | 0 | 0
2036-01-14 16:00 | 2036 | 1 | 0 | 0 | 0
2036-01-14 17:00 | 2036 | 1 | 0 | 0 | 0
2036-01-14 18:00 | 2036 | 1 | 0 | 0 | 0
2036-01-14 19:00 | 2036 | 1 | 0 | 0 | 0
2036-01-14 20:00 | 2036 | 1 | 0 | 0 | 0
2036-01-14 21:00 | 2036 | 1 | 0 | 0 | 0
2036-01-14 22:00 | 2036 | 1 | 0 | 0 | 0
2036-01-14 23:00 | 2036 | 1 | 0 | 0 | 0
2036-01-15 | 2036 | 1 | 0 | 0 | 0
2036-01-15 01:00 | 2036 | 1 | 0 | 0 | 0
2036-01-15 02:00 | 2036 | 1 | 0 | 0 | 0
2036-01-15 03:00 | 2036 | 1 | 0 | 0 | 0
2036-01-15 04:00 | 2036 | 1 | 0 | 0 | 0
2036-01-15 05:00 | 2036 | 1 | 0 | 0 | 0
2036-01-15 06:00 | 2036 | 1 | 0 | 0 | 0
2036-01-15 07:00 | 2036 | 1 | 0 | 0 | 0
2036-01-15 08:00 | 2036 | 1 | 0 | 0 | 0
2036-01-15 09:00 | 2036 | 1 | 0 | 0 | 0
2036-01-15 10:00 | 2036 | 1 | 0 | 0 | 0
2036-01-15 11:00 | 2036 | 1 | 0 | 0 | 0
2036-01-15 12:00 | 2036 | 1 | 0 | 0 | 0
2036-01-15 13:00 | 2036 | 1 | 0 | 0 | 0
2036-01-15 14:00 | 2036 | 1 | 0 | 0 | 0
2036-01-15 15:00 | 2036 | 1 | 0 | 0 | 0
2036-01-15 16:00 | 2036 | 1 | 0 | 0 | 0
2036-01-15 17:00 | 2036 | 1 | 0 | 0 | 0
2036-01-15 18:00 | 2036 | 1 | 0 | 0 | 0
2036-01-15 19:00 | 2036 | 1 | 0 | 0 | 0
2036-01-15 20:00 | 2036 | 1 | 0 | 0 | 0
2036-01-15 21:00 | 2036 | 1 | 0 | 0 | 0
2036-01-15 22:00 | 2036 | 1 | 0 | 0 | 0
2036-01-15 23:00 | 2036 | 1 | 0 | 0 | 0
2036-01-16 | 2036 | 1 | 0 | 0 | 0
2036-01-16 01:00 | 2036 | 1 | 0 | 0 | 0
2036-01-16 02:00 | 2036 | 1 | 0 | 0 | 0
2036-01-16 03:00 | 2036 | 1 | 0 | 0 | 0
2036-01-16 04:00 | 2036 | 1 | 0 | 0 | 0
2036-01-16 05:00 | 2036 | 1 | 0 | 0 | 0
2036-01-16 06:00 | 2036 | 1 | 0 | 0 | 0
2036-01-16 07:00 | 2036 | 1 | 0 | 0 | 0
2036-01-16 08:00 | 2036 | 1 | 0 | 0 | 0
2036-01-16 09:00 | 2036 | 1 | 0 | 0 | 0
2036-01-16 10:00 | 2036 | 1 | 0 | 0 | 0
2036-01-16 11:00 | 2036 | 1 | 0 | 0 | 0
2036-01-16 12:00 | 2036 | 1 | 0 | 0 | 0
2036-01-16 13:00 | 2036 | 1 | 0 | 0 | 0
2036-01-16 14:00 | 2036 | 1 | 0 | 0 | 0
2036-01-16 15:00 | 2036 | 1 | 0 | 0 | 0
2036-01-16 16:00 | 2036 | 1 | 0 | 0 | 0
2036-01-16 17:00 | 2036 | 1 | 0 | 0 | 0
2036-01-16 18:00 | 2036 | 1 | 0 | 0 | 0
2036-01-16 19:00 | 2036 | 1 | 0 | 0 | 0
2036-01-16 20:00 | 2036 | 1 | 0 | 0 | 0
2036-01-16 21:00 | 2036 | 1 | 0 | 0 | 0
2036-01-16 22:00 | 2036 | 1 | 0 | 0 | 0
2036-01-16 23:00 | 2036 | 1 | 0 | 0 | 0
2036-01-17 | 2036 | 1 | 0 | 0 | 0
2036-01-17 01:00 | 2036 | 1 | 0 | 0 | 0
2036-01-17 02:00 | 2036 | 1 | 0 | 0 | 0
2036-01-17 03:00 | 2036 | 1 | 0 | 0 | 0
2036-01-17 04:00 | 2036 | 1 | 0 | 0 | 0
2036-01-17 05:00 | 2036 | 1 | 0 | 0 | 0
2036-01-17 06:00 | 2036 | 1 | 0 | 0 | 0
2036-01-17 07:00 | 2036 | 1 | 0 | 0 | 0
2036-01-17 08:00 | 2036 | 1 | 0 | 0 | 0
2036-01-17 09:00 | 2036 | 1 | 0 | 0 | 0
2036-01-17 10:00 | 2036 | 1 | 0 | 0 | 0
2036-01-17 11:00 | 2036 | 1 | 0 | 0 | 0
2036-01-17 12:00 | 2036 | 1 | 0 | 0 | 0
2036-01-17 13:00 | 2036 | 1 | 0 | 0 | 0
2036-01-17 14:00 | 2036 | 1 | 0 | 0 | 0
2036-01-17 15:00 | 2036 | 1 | 0 | 0 | 0
2036-01-17 16:00 | 2036 | 1 | 0 | 0 | 0
2036-01-17 17:00 | 2036 | 1 | 0 | 0 | 0
2036-01-17 18:00 | 2036 | 1 | 0 | 0 | 0
2036-01-17 19:00 | 2036 | 1 | 0 | 0 | 0
2036-01-17 20:00 | 2036 | 1 | 0 | 0 | 0
2036-01-17 21:00 | 2036 | 1 | 0 | 0 | 0
2036-01-17 22:00 | 2036 | 1 | 0 | 0 | 0
2036-01-17 23:00 | 2036 | 1 | 0 | 0 | 0
2036-01-18 | 2036 | 1 | 0 | 0 | 0
2036-01-18 01:00 | 2036 | 1 | 0 | 0 | 0
2036-01-18 02:00 | 2036 | 1 | 0 | 0 | 0
2036-01-18 03:00 | 2036 | 1 | 0 | 0 | 0
2036-01-18 04:00 | 2036 | 1 | 0 | 0 | 0
2036-01-18 05:00 | 2036 | 1 | 0 | 0 | 0
2036-01-18 06:00 | 2036 | 1 | 0 | 0 | 0
2036-01-18 07:00 | 2036 | 1 | 0 | 0 | 0
2036-01-18 08:00 | 2036 | 1 | 0 | 0 | 0
2036-01-18 09:00 | 2036 | 1 | 0 | 0 | 0
2036-01-18 10:00 | 2036 | 1 | 0 | 0 | 0
2036-01-18 11:00 | 2036 | 1 | 0 | 0 | 0
2036-01-18 12:00 | 2036 | 1 | 0 | 0 | 0
2036-01-18 13:00 | 2036 | 1 | 0 | 0 | 0
2036-01-18 14:00 | 2036 | 1 | 0 | 0 | 0
2036-01-18 15:00 | 2036 | 1 | 0 | 0 | 0
2036-01-18 16:00 | 2036 | 1 | 0 | 0 | 0
2036-01-18 17:00 | 2036 | 1 | 0 | 0 | 0
2036-01-18 18:00 | 2036 | 1 | 0 | 0 | 0
2036-01-18 19:00 | 2036 | 1 | 0 | 0 | 0
2036-01-18 20:00 | 2036 | 1 | 0 | 0 | 0
2036-01-18 21:00 | 2036 | 1 | 0 | 0 | 0
2036-01-18 22:00 | 2036 | 1 | 0 | 0 | 0
2036-01-18 23:00 | 2036 | 1 | 0 | 0 | 0
2036-01-19 | 2036 | 1 | 0 | 0 | 0
2036-01-19 01:00 | 2036 | 1 | 0 | 0 | 0
2036-01-19 02:00 | 2036 | 1 | 0 | 0 | 0
2036-01-19 03:00 | 2036 | 1 | 0 | 0 | 0
2036-01-19 04:00 | 2036 | 1 | 0 | 0 | 0
2036-01-19 05:00 | 2036 | 1 | 0 | 0 | 0
2036-01-19 06:00 | 2036 | 1 | 0 | 0 | 0
2036-01-19 07:00 | 2036 | 1 | 0 | 0 | 0
2036-01-19 08:00 | 2036 | 1 | 0 | 0 | 0
2036-01-19 09:00 | 2036 | 1 | 0 | 0 | 0
2036-01-19 10:00 | 2036 | 1 | 0 | 0 | 0
2036-01-19 11:00 | 2036 | 1 | 0 | 0 | 0
2036-01-19 12:00 | 2036 | 1 | 0 | 0 | 0
2036-01-19 13:00 | 2036 | 1 | 0 | 0 | 0
2036-01-19 14:00 | 2036 | 1 | 0 | 0 | 0
2036-01-19 15:00 | 2036 | 1 | 0 | 0 | 0
2036-01-19 16:00 | 2036 | 1 | 0 | 0 | 0
2036-01-19 17:00 | 2036 | 1 | 0 | 0 | 0
2036-01-19 18:00 | 2036 | 1 | 0 | 0 | 0
2036-01-19 19:00 | 2036 | 1 | 0 | 0 | 0
2036-01-19 20:00 | 2036 | 1 | 0 | 0 | 0
2036-01-19 21:00 | 2036 | 1 | 0 | 0 | 0
2036-01-19 22:00 | 2036 | 1 | 0 | 0 | 0
2036-01-19 23:00 | 2036 | 1 | 0 | 0 | 0
2036-01-20 | 2036 | 1 | 0 | 0 | 0
2036-01-20 01:00 | 2036 | 1 | 0 | 0 | 0
2036-01-20 02:00 | 2036 | 1 | 0 | 0 | 0
2036-01-20 03:00 | 2036 | 1 | 0 | 0 | 0
2036-01-20 04:00 | 2036 | 1 | 0 | 0 | 0
2036-01-20 05:00 | 2036 | 1 | 0 | 0 | 0
2036-01-20 06:00 | 2036 | 1 | 0 | 0 | 0
2036-01-20 07:00 | 2036 | 1 | 0 | 0 | 0
2036-01-20 08:00 | 2036 | 1 | 0 | 0 | 0
2036-01-20 09:00 | 2036 | 1 | 0 | 0 | 0
2036-01-20 10:00 | 2036 | 1 | 0 | 0 | 0
2036-01-20 11:00 | 2036 | 1 | 0 | 0 | 0
2036-01-20 12:00 | 2036 | 1 | 0 | 0 | 0
2036-01-20 13:00 | 2036 | 1 | 0 | 0 | 0
2036-01-20 14:00 | 2036 | 1 | 0 | 0 | 0
2036-01-20 15:00 | 2036 | 1 | 0 | 0 | 0
2036-01-20 16:00 | 2036 | 1 | 0 | 0 | 0
2036-01-20 17:00 | 2036 | 1 | 0 | 0 | 0
2036-01-20 18:00 | 2036 | 1 | 0 | 0 | 0
2036-01-20 19:00 | 2036 | 1 | 0 | 0 | 0
2036-01-20 20:00 | 2036 | 1 | 0 | 0 | 0
2036-01-20 21:00 | 2036 | 1 | 0 | 0 | 0
2036-01-20 22:00 | 2036 | 1 | 0 | 0 | 0
2036-01-20 23:00 | 2036 | 1 | 0 | 0 | 0
2036-01-21 | 2036 | 1 | 0 | 0 | 0
2036-01-21 01:00 | 2036 | 1 | 0 | 0 | 0
2036-01-21 02:00 | 2036 | 1 | 0 | 0 | 0
2036-01-21 03:00 | 2036 | 1 | 0 | 0 | 0
2036-01-21 04:00 | 2036 | 1 | 0 | 0 | 0
2036-01-21 05:00 | 2036 | 1 | 0 | 0 | 0
2036-01-21 06:00 | 2036 | 1 | 0 | 0 | 0
2036-01-21 07:00 | 2036 | 1 | 0 | 0 | 0
2036-01-21 08:00 | 2036 | 1 | 0 | 0 | 0
2036-01-21 09:00 | 2036 | 1 | 0 | 0 | 0
2036-01-21 10:00 | 2036 | 1 | 0 | 0 | 0
2036-01-21 11:00 | 2036 | 1 | 0 | 0 | 0
2036-01-21 12:00 | 2036 | 1 | 0 | 0 | 0
2036-01-21 13:00 | 2036 | 1 | 0 | 0 | 0
2036-01-21 14:00 | 2036 | 1 | 0 | 0 | 0
2036-01-21 15:00 | 2036 | 1 | 0 | 0 | 0
2036-01-21 16:00 | 2036 | 1 | 0 | 0 | 0
2036-01-21 17:00 | 2036 | 1 | 0 | 0 | 0
2036-01-21 18:00 | 2036 | 1 | 0 | 0 | 0
2036-01-21 19:00 | 2036 | 1 | 0 | 0 | 0
2036-01-21 20:00 | 2036 | 1 | 0 | 0 | 0
2036-01-21 21:00 | 2036 | 1 | 0 | 0 | 0
2036-01-21 22:00 | 2036 | 1 | 0 | 0 | 0
2036-01-21 23:00 | 2036 | 1 | 0 | 0 | 0
2036-01-22 | 2036 | 1 | 0 | 0 | 0
2036-01-22 01:00 | 2036 | 1 | 0 | 0 | 0
2036-01-22 02:00 | 2036 | 1 | 0 | 0 | 0
2036-01-22 03:00 | 2036 | 1 | 0 | 0 | 0
2036-01-22 04:00 | 2036 | 1 | 0 | 0 | 0
2036-01-22 05:00 | 2036 | 1 | 0 | 0 | 0
2036-01-22 06:00 | 2036 | 1 | 0 | 0 | 0
2036-01-22 07:00 | 2036 | 1 | 0 | 0 | 0
2036-01-22 08:00 | 2036 | 1 | 0 | 0 | 0
2036-01-22 09:00 | 2036 | 1 | 0 | 0 | 0
2036-01-22 10:00 | 2036 | 1 | 0 | 0 | 0
2036-01-22 11:00 | 2036 | 1 | 0 | 0 | 0
2036-01-22 12:00 | 2036 | 1 | 0 | 0 | 0
2036-01-22 13:00 | 2036 | 1 | 0 | 0 | 0
2036-01-22 14:00 | 2036 | 1 | 0 | 0 | 0
2036-01-22 15:00 | 2036 | 1 | 0 | 0 | 0
2036-01-22 16:00 | 2036 | 1 | 0 | 0 | 0
2036-01-22 17:00 | 2036 | 1 | 0 | 0 | 0
2036-01-22 18:00 | 2036 | 1 | 0 | 0 | 0
2036-01-22 19:00 | 2036 | 1 | 0 | 0 | 0
2036-01-22 20:00 | 2036 | 1 | 0 | 0 | 0
2036-01-22 21:00 | 2036 | 1 | 0 | 0 | 0
2036-01-22 22:00 | 2036 | 1 | 0 | 0 | 0
2036-01-22 23:00 | 2036 | 1 | 0 | 0 | 0
2036-01-23 | 2036 | 1 | 0 | 0 | 0
2036-01-23 01:00 | 2036 | 1 | 0 | 0 | 0
2036-01-23 02:00 | 2036 | 1 | 0 | 0 | 0
2036-01-23 03:00 | 2036 | 1 | 0 | 0 | 0
2036-01-23 04:00 | 2036 | 1 | 0 | 0 | 0
2036-01-23 05:00 | 2036 | 1 | 0 | 0 | 0
2036-01-23 06:00 | 2036 | 1 | 0 | 0 | 0
2036-01-23 07:00 | 2036 | 1 | 0 | 0 | 0
2036-01-23 08:00 | 2036 | 1 | 0 | 0 | 0
2036-01-23 09:00 | 2036 | 1 | 0 | 0 | 0
2036-01-23 10:00 | 2036 | 1 | 0 | 0 | 0
2036-01-23 11:00 | 2036 | 1 | 0 | 0 | 0
2036-01-23 12:00 | 2036 | 1 | 0 | 0 | 0
2036-01-23 13:00 | 2036 | 1 | 0 | 0 | 0
2036-01-23 14:00 | 2036 | 1 | 0 | 0 | 0
2036-01-23 15:00 | 2036 | 1 | 0 | 0 | 0
2036-01-23 16:00 | 2036 | 1 | 0 | 0 | 0
2036-01-23 17:00 | 2036 | 1 | 0 | 0 | 0
2036-01-23 18:00 | 2036 | 1 | 0 | 0 | 0
2036-01-23 19:00 | 2036 | 1 | 0 | 0 | 0
2036-01-23 20:00 | 2036 | 1 | 0 | 0 | 0
2036-01-23 21:00 | 2036 | 1 | 0 | 0 | 0
2036-01-23 22:00 | 2036 | 1 | 0 | 0 | 0
2036-01-23 23:00 | 2036 | 1 | 0 | 0 | 0
2036-01-24 | 2036 | 1 | 0 | 0 | 0
2036-01-24 01:00 | 2036 | 1 | 0 | 0 | 0
2036-01-24 02:00 | 2036 | 1 | 0 | 0 | 0
2036-01-24 03:00 | 2036 | 1 | 0 | 0 | 0
2036-01-24 04:00 | 2036 | 1 | 0 | 0 | 0
2036-01-24 05:00 | 2036 | 1 | 0 | 0 | 0
2036-01-24 06:00 | 2036 | 1 | 0 | 0 | 0
2036-01-24 07:00 | 2036 | 1 | 0 | 0 | 0
2036-01-24 08:00 | 2036 | 1 | 0 | 0 | 0
2036-01-24 09:00 | 2036 | 1 | 0 | 0 | 0
2036-01-24 10:00 | 2036 | 1 | 0 | 0 | 0
2036-01-24 11:00 | 2036 | 1 | 0 | 0 | 0
2036-01-24 12:00 | 2036 | 1 | 0 | 0 | 0
2036-01-24 13:00 | 2036 | 1 | 0 | 0 | 0
2036-01-24 14:00 | 2036 | 1 | 0 | 0 | 0
2036-01-24 15:00 | 2036 | 1 | 0 | 0 | 0
2036-01-24 16:00 | 2036 | 1 | 0 | 0 | 0
2036-01-24 17:00 | 2036 | 1 | 0 | 0 | 0
2036-01-24 18:00 | 2036 | 1 | 0 | 0 | 0
2036-01-24 19:00 | 2036 | 1 | 0 | 0 | 0
2036-01-24 20:00 | 2036 | 1 | 0 | 0 | 0
2036-01-24 21:00 | 2036 | 1 | 0 | 0 | 0
2036-01-24 22:00 | 2036 | 1 | 0 | 0 | 0
2036-01-24 23:00 | 2036 | 1 | 0 | 0 | 0
2036-01-25 | 2036 | 1 | 0 | 0 | 0
2036-01-25 01:00 | 2036 | 1 | 0 | 0 | 0
2036-01-25 02:00 | 2036 | 1 | 0 | 0 | 0
2036-01-25 03:00 | 2036 | 1 | 0 | 0 | 0
2036-01-25 04:00 | 2036 | 1 | 0 | 0 | 0
2036-01-25 05:00 | 2036 | 1 | 0 | 0 | 0
2036-01-25 06:00 | 2036 | 1 | 0 | 0 | 0
2036-01-25 07:00 | 2036 | 1 | 0 | 0 | 0
2036-01-25 08:00 | 2036 | 1 | 0 | 0 | 0
2036-01-25 09:00 | 2036 | 1 | 0 | 0 | 0
2036-01-25 10:00 | 2036 | 1 | 0 | 0 | 0
2036-01-25 11:00 | 2036 | 1 | 0 | 0 | 0
2036-01-25 12:00 | 2036 | 1 | 0 | 0 | 0
2036-01-25 13:00 | 2036 | 1 | 0 | 0 | 0
2036-01-25 14:00 | 2036 | 1 | 0 | 0 | 0
2036-01-25 15:00 | 2036 | 1 | 0 | 0 | 0
2036-01-25 16:00 | 2036 | 1 | 0 | 0 | 0
2036-01-25 17:00 | 2036 | 1 | 0 | 0 | 0
2036-01-25 18:00 | 2036 | 1 | 0 | 0 | 0
2036-01-25 19:00 | 2036 | 1 | 0 | 0 | 0
2036-01-25 20:00 | 2036 | 1 | 0 | 0 | 0
2036-01-25 21:00 | 2036 | 1 | 0 | 0 | 0
2036-01-25 22:00 | 2036 | 1 | 0 | 0 | 0
2036-01-25 23:00 | 2036 | 1 | 0 | 0 | 0
2036-01-26 | 2036 | 1 | 0 | 0 | 0
2036-01-26 01:00 | 2036 | 1 | 0 | 0 | 0
2036-01-26 02:00 | 2036 | 1 | 0 | 0 | 0
2036-01-26 03:00 | 2036 | 1 | 0 | 0 | 0
2036-01-26 04:00 | 2036 | 1 | 0 | 0 | 0
2036-01-26 05:00 | 2036 | 1 | 0 | 0 | 0
2036-01-26 06:00 | 2036 | 1 | 0 | 0 | 0
2036-01-26 07:00 | 2036 | 1 | 0 | 0 | 0
2036-01-26 08:00 | 2036 | 1 | 0 | 0 | 0
2036-01-26 09:00 | 2036 | 1 | 0 | 0 | 0
2036-01-26 10:00 | 2036 | 1 | 0 | 0 | 0
2036-01-26 11:00 | 2036 | 1 | 0 | 0 | 0
2036-01-26 12:00 | 2036 | 1 | 0 | 0 | 0
2036-01-26 13:00 | 2036 | 1 | 0 | 0 | 0
2036-01-26 14:00 | 2036 | 1 | 0 | 0 | 0
2036-01-26 15:00 | 2036 | 1 | 0 | 0 | 0
2036-01-26 16:00 | 2036 | 1 | 0 | 0 | 0
2036-01-26 17:00 | 2036 | 1 | 0 | 0 | 0
2036-01-26 18:00 | 2036 | 1 | 0 | 0 | 0
2036-01-26 19:00 | 2036 | 1 | 0 | 0 | 0
2036-01-26 20:00 | 2036 | 1 | 0 | 0 | 0
2036-01-26 21:00 | 2036 | 1 | 0 | 0 | 0
2036-01-26 22:00 | 2036 | 1 | 0 | 0 | 0
2036-01-26 23:00 | 2036 | 1 | 0 | 0 | 0
2036-01-27 | 2036 | 1 | 0 | 0 | 0
2036-01-27 01:00 | 2036 | 1 | 0 | 0 | 0
2036-01-27 02:00 | 2036 | 1 | 0 | 0 | 0
2036-01-27 03:00 | 2036 | 1 | 0 | 0 | 0
2036-01-27 04:00 | 2036 | 1 | 0 | 0 | 0
2036-01-27 05:00 | 2036 | 1 | 0 | 0 | 0
2036-01-27 06:00 | 2036 | 1 | 0 | 0 | 0
2036-01-27 07:00 | 2036 | 1 | 0 | 0 | 0
2036-01-27 08:00 | 2036 | 1 | 0 | 0 | 0
2036-01-27 09:00 | 2036 | 1 | 0 | 0 | 0
2036-01-27 10:00 | 2036 | 1 | 0 | 0 | 0
2036-01-27 11:00 | 2036 | 1 | 0 | 0 | 0
2036-01-27 12:00 | 2036 | 1 | 0 | 0 | 0
2036-01-27 13:00 | 2036 | 1 | 0 | 0 | 0
2036-01-27 14:00 | 2036 | 1 | 0 | 0 | 0
2036-01-27 15:00 | 2036 | 1 | 0 | 0 | 0
2036-01-27 16:00 | 2036 | 1 | 0 | 0 | 0
2036-01-27 17:00 | 2036 | 1 | 0 | 0 | 0
2036-01-27 18:00 | 2036 | 1 | 0 | 0 | 0
2036-01-27 19:00 | 2036 | 1 | 0 | 0 | 0
2036-01-27 20:00 | 2036 | 1 | 0 | 0 | 0
2036-01-27 21:00 | 2036 | 1 | 0 | 0 | 0
2036-01-27 22:00 | 2036 | 1 | 0 | 0 | 0
2036-01-27 23:00 | 2036 | 1 | 0 | 0 | 0
2036-01-28 | 2036 | 1 | 0 | 0 | 0
2036-01-28 01:00 | 2036 | 1 | 0 | 0 | 0
2036-01-28 02:00 | 2036 | 1 | 0 | 0 | 0
2036-01-28 03:00 | 2036 | 1 | 0 | 0 | 0
2036-01-28 04:00 | 2036 | 1 | 0 | 0 | 0
2036-01-28 05:00 | 2036 | 1 | 0 | 0 | 0
2036-01-28 06:00 | 2036 | 1 | 0 | 0 | 0
2036-01-28 07:00 | 2036 | 1 | 0 | 0 | 0
2036-01-28 08:00 | 2036 | 1 | 0 | 0 | 0
2036-01-28 09:00 | 2036 | 1 | 0 | 0 | 0
2036-01-28 10:00 | 2036 | 1 | 0 | 0 | 0
2036-01-28 11:00 | 2036 | 1 | 0 | 0 | 0
2036-01-28 12:00 | 2036 | 1 | 0 | 0 | 0
2036-01-28 13:00 | 2036 | 1 | 0 | 0 | 0
2036-01-28 14:00 | 2036 | 1 | 0 | 0 | 0
2036-01-28 15:00 | 2036 | 1 | 0 | 0 | 0
2036-01-28 16:00 | 2036 | 1 | 0 | 0 | 0
2036-01-28 17:00 | 2036 | 1 | 0 | 0 | 0
2036-01-28 18:00 | 2036 | 1 | 0 | 0 | 0
2036-01-28 19:00 | 2036 | 1 | 0 | 0 | 0
2036-01-28 20:00 | 2036 | 1 | 0 | 0 | 0
2036-01-28 21:00 | 2036 | 1 | 0 | 0 | 0
2036-01-28 22:00 | 2036 | 1 | 0 | 0 | 0
2036-01-28 23:00 | 2036 | 1 | 0 | 0 | 0
2036-01-29 | 2036 | 1 | 0 | 0 | 0
2036-01-29 01:00 | 2036 | 1 | 0 | 0 | 0
2036-01-29 02:00 | 2036 | 1 | 0 | 0 | 0
2036-01-29 03:00 | 2036 | 1 | 0 | 0 | 0
2036-01-29 04:00 | 2036 | 1 | 0 | 0 | 0
2036-01-29 05:00 | 2036 | 1 | 0 | 0 | 0
2036-01-29 06:00 | 2036 | 1 | 0 | 0 | 0
2036-01-29 07:00 | 2036 | 1 | 0 | 0 | 0
2036-01-29 08:00 | 2036 | 1 | 0 | 0 | 0
2036-01-29 09:00 | 2036 | 1 | 0 | 0 | 0
2036-01-29 10:00 | 2036 | 1 | 0 | 0 | 0
2036-01-29 11:00 | 2036 | 1 | 0 | 0 | 0
2036-01-29 12:00 | 2036 | 1 | 0 | 0 | 0
2036-01-29 13:00 | 2036 | 1 | 0 | 0 | 0
2036-01-29 14:00 | 2036 | 1 | 0 | 0 | 0
2036-01-29 15:00 | 2036 | 1 | 0 | 0 | 0
2036-01-29 16:00 | 2036 | 1 | 0 | 0 | 0
2036-01-29 17:00 | 2036 | 1 | 0 | 0 | 0
2036-01-29 18:00 | 2036 | 1 | 0 | 0 | 0
2036-01-29 19:00 | 2036 | 1 | 0 | 0 | 0
2036-01-29 20:00 | 2036 | 1 | 0 | 0 | 0
2036-01-29 21:00 | 2036 | 1 | 0 | 0 | 0
2036-01-29 22:00 | 2036 | 1 | 0 | 0 | 0
2036-01-29 23:00 | 2036 | 1 | 0 | 0 | 0
2036-01-30 | 2036 | 1 | 0 | 0 | 0
2036-01-30 01:00 | 2036 | 1 | 0 | 0 | 0
2036-01-30 02:00 | 2036 | 1 | 0 | 0 | 0
2036-01-30 03:00 | 2036 | 1 | 0 | 0 | 0
2036-01-30 04:00 | 2036 | 1 | 0 | 0 | 0
2036-01-30 05:00 | 2036 | 1 | 0 | 0 | 0
2036-01-30 06:00 | 2036 | 1 | 0 | 0 | 0
2036-01-30 07:00 | 2036 | 1 | 0 | 0 | 0
2036-01-30 08:00 | 2036 | 1 | 0 | 0 | 0
2036-01-30 09:00 | 2036 | 1 | 0 | 0 | 0
2036-01-30 10:00 | 2036 | 1 | 0 | 0 | 0
2036-01-30 11:00 | 2036 | 1 | 0 | 0 | 0
2036-01-30 12:00 | 2036 | 1 | 0 | 0 | 0
2036-01-30 13:00 | 2036 | 1 | 0 | 0 | 0
2036-01-30 14:00 | 2036 | 1 | 0 | 0 | 0
2036-01-30 15:00 | 2036 | 1 | 0 | 0 | 0
2036-01-30 16:00 | 2036 | 1 | 0 | 0 | 0
2036-01-30 17:00 | 2036 | 1 | 0 | 0 | 0
2036-01-30 18:00 | 2036 | 1 | 0 | 0 | 0
2036-01-30 19:00 | 2036 | 1 | 0 | 0 | 0
2036-01-30 20:00 | 2036 | 1 | 0 | 0 | 0
2036-01-30 21:00 | 2036 | 1 | 0 | 0 | 0
2036-01-30 22:00 | 2036 | 1 | 0 | 0 | 0
2036-01-30 23:00 | 2036 | 1 | 0 | 0 | 0
2036-01-31 | 2036 | 1 | 0 | 0 | 0
2036-01-31 01:00 | 2036 | 1 | 0 | 0 | 0
2036-01-31 02:00 | 2036 | 1 | 0 | 0 | 0
2036-01-31 03:00 | 2036 | 1 | 0 | 0 | 0
2036-01-31 04:00 | 2036 | 1 | 0 | 0 | 0
2036-01-31 05:00 | 2036 | 1 | 0 | 0 | 0
2036-01-31 06:00 | 2036 | 1 | 0 | 0 | 0
2036-01-31 07:00 | 2036 | 1 | 0 | 0 | 0
2036-01-31 08:00 | 2036 | 1 | 0 | 0 | 0
2036-01-31 09:00 | 2036 | 1 | 0 | 0 | 0
2036-01-31 10:00 | 2036 | 1 | 0 | 0 | 0
2036-01-31 11:00 | 2036 | 1 | 0 | 0 | 0
2036-01-31 12:00 | 2036 | 1 | 0 | 0 | 0
2036-01-31 13:00 | 2036 | 1 | 0 | 0 | 0
2036-01-31 14:00 | 2036 | 1 | 0 | 0 | 0
2036-01-31 15:00 | 2036 | 1 | 0 | 0 | 0
2036-01-31 16:00 | 2036 | 1 | 0 | 0 | 0
2036-01-31 17:00 | 2036 | 1 | 0 | 0 | 0
2036-01-31 18:00 | 2036 | 1 | 0 | 0 | 0
2036-01-31 19:00 | 2036 | 1 | 0 | 0 | 0
2036-01-31 20:00 | 2036 | 1 | 0 | 0 | 0
2036-01-31 21:00 | 2036 | 1 | 0 | 0 | 0
2036-01-31 22:00 | 2036 | 1 | 0 | 0 | 0
2036-01-31 23:00 | 2036 | 1 | 0 | 0 | 0
2036-02-01 | 2036 | 2 | 0 | 0 | 0
2036-02-01 01:00 | 2036 | 2 | 0 | 0 | 0
2036-02-01 02:00 | 2036 | 2 | 0 | 0 | 0
2036-02-01 03:00 | 2036 | 2 | 0 | 0 | 0
2036-02-01 04:00 | 2036 | 2 | 0 | 0 | 0
2036-02-01 05:00 | 2036 | 2 | 0 | 0 | 0
2036-02-01 06:00 | 2036 | 2 | 0 | 0 | 0
2036-02-01 07:00 | 2036 | 2 | 0 | 0 | 0
2036-02-01 08:00 | 2036 | 2 | 0 | 0 | 0
2036-02-01 09:00 | 2036 | 2 | 0 | 0 | 0
2036-02-01 10:00 | 2036 | 2 | 0 | 0 | 0
2036-02-01 11:00 | 2036 | 2 | 0 | 0 | 0
2036-02-01 12:00 | 2036 | 2 | 0 | 0 | 0
2036-02-01 13:00 | 2036 | 2 | 0 | 0 | 0
2036-02-01 14:00 | 2036 | 2 | 0 | 0 | 0
2036-02-01 15:00 | 2036 | 2 | 0 | 0 | 0
2036-02-01 16:00 | 2036 | 2 | 0 | 0 | 0
2036-02-01 17:00 | 2036 | 2 | 0 | 0 | 0
2036-02-01 18:00 | 2036 | 2 | 0 | 0 | 0
2036-02-01 19:00 | 2036 | 2 | 0 | 0 | 0
2036-02-01 20:00 | 2036 | 2 | 0 | 0 | 0
2036-02-01 21:00 | 2036 | 2 | 0 | 0 | 0
2036-02-01 22:00 | 2036 | 2 | 0 | 0 | 0
2036-02-01 23:00 | 2036 | 2 | 0 | 0 | 0
2036-02-02 | 2036 | 2 | 0 | 0 | 0
2036-02-02 01:00 | 2036 | 2 | 0 | 0 | 0
2036-02-02 02:00 | 2036 | 2 | 0 | 0 | 0
2036-02-02 03:00 | 2036 | 2 | 0 | 0 | 0
2036-02-02 04:00 | 2036 | 2 | 0 | 0 | 0
2036-02-02 05:00 | 2036 | 2 | 0 | 0 | 0
2036-02-02 06:00 | 2036 | 2 | 0 | 0 | 0
2036-02-02 07:00 | 2036 | 2 | 0 | 0 | 0
2036-02-02 08:00 | 2036 | 2 | 0 | 0 | 0
2036-02-02 09:00 | 2036 | 2 | 0 | 0 | 0
2036-02-02 10:00 | 2036 | 2 | 0 | 0 | 0
2036-02-02 11:00 | 2036 | 2 | 0 | 0 | 0
2036-02-02 12:00 | 2036 | 2 | 0 | 0 | 0
2036-02-02 13:00 | 2036 | 2 | 0 | 0 | 0
2036-02-02 14:00 | 2036 | 2 | 0 | 0 | 0
2036-02-02 15:00 | 2036 | 2 | 0 | 0 | 0
2036-02-02 16:00 | 2036 | 2 | 0 | 0 | 0
2036-02-02 17:00 | 2036 | 2 | 0 | 0 | 0
2036-02-02 18:00 | 2036 | 2 | 0 | 0 | 0
2036-02-02 19:00 | 2036 | 2 | 0 | 0 | 0
2036-02-02 20:00 | 2036 | 2 | 0 | 0 | 0
2036-02-02 21:00 | 2036 | 2 | 0 | 0 | 0
2036-02-02 22:00 | 2036 | 2 | 0 | 0 | 0
2036-02-02 23:00 | 2036 | 2 | 0 | 0 | 0
2036-02-03 | 2036 | 2 | 0 | 0 | 0
2036-02-03 01:00 | 2036 | 2 | 0 | 0 | 0
2036-02-03 02:00 | 2036 | 2 | 0 | 0 | 0
2036-02-03 03:00 | 2036 | 2 | 0 | 0 | 0
2036-02-03 04:00 | 2036 | 2 | 0 | 0 | 0
2036-02-03 05:00 | 2036 | 2 | 0 | 0 | 0
2036-02-03 06:00 | 2036 | 2 | 0 | 0 | 0
2036-02-03 07:00 | 2036 | 2 | 0 | 0 | 0
2036-02-03 08:00 | 2036 | 2 | 0 | 0 | 0
2036-02-03 09:00 | 2036 | 2 | 0 | 0 | 0
2036-02-03 10:00 | 2036 | 2 | 0 | 0 | 0
2036-02-03 11:00 | 2036 | 2 | 0 | 0 | 0
2036-02-03 12:00 | 2036 | 2 | 0 | 0 | 0
2036-02-03 13:00 | 2036 | 2 | 0 | 0 | 0
2036-02-03 14:00 | 2036 | 2 | 0 | 0 | 0
2036-02-03 15:00 | 2036 | 2 | 0 | 0 | 0
2036-02-03 16:00 | 2036 | 2 | 0 | 0 | 0
2036-02-03 17:00 | 2036 | 2 | 0 | 0 | 0
2036-02-03 18:00 | 2036 | 2 | 0 | 0 | 0
2036-02-03 19:00 | 2036 | 2 | 0 | 0 | 0
2036-02-03 20:00 | 2036 | 2 | 0 | 0 | 0
2036-02-03 21:00 | 2036 | 2 | 0 | 0 | 0
2036-02-03 22:00 | 2036 | 2 | 0 | 0 | 0
2036-02-03 23:00 | 2036 | 2 | 0 | 0 | 0
2036-02-04 | 2036 | 2 | 0 | 0 | 0
2036-02-04 01:00 | 2036 | 2 | 0 | 0 | 0
2036-02-04 02:00 | 2036 | 2 | 0 | 0 | 0
2036-02-04 03:00 | 2036 | 2 | 0 | 0 | 0
2036-02-04 04:00 | 2036 | 2 | 0 | 0 | 0
2036-02-04 05:00 | 2036 | 2 | 0 | 0 | 0
2036-02-04 06:00 | 2036 | 2 | 0 | 0 | 0
2036-02-04 07:00 | 2036 | 2 | 0 | 0 | 0
2036-02-04 08:00 | 2036 | 2 | 0 | 0 | 0
2036-02-04 09:00 | 2036 | 2 | 0 | 0 | 0.06898
2036-02-04 10:00 | 2036 | 2 | 0 | 0 | 0
2036-02-04 11:00 | 2036 | 2 | 0 | 0 | 0
2036-02-04 12:00 | 2036 | 2 | 0 | 0 | 0
2036-02-04 13:00 | 2036 | 2 | 0 | 0 | 0
2036-02-04 14:00 | 2036 | 2 | 0 | 0 | 0.1074
2036-02-04 15:00 | 2036 | 2 | 0 | 0 | 0
2036-02-04 16:00 | 2036 | 2 | 0 | 0 | 0
2036-02-04 17:00 | 2036 | 2 | 0 | 0 | 0
2036-02-04 18:00 | 2036 | 2 | 0 | 0 | 0
2036-02-04 19:00 | 2036 | 2 | 0 | 0 | 0
2036-02-04 20:00 | 2036 | 2 | 0 | 0 | 0
2036-02-04 21:00 | 2036 | 2 | 0 | 0 | 0
2036-02-04 22:00 | 2036 | 2 | 0 | 0 | 0
2036-02-04 23:00 | 2036 | 2 | 0 | 0 | 0
2036-02-05 | 2036 | 2 | 0 | 0 | 0
2036-02-05 01:00 | 2036 | 2 | 0 | 0 | 0
2036-02-05 02:00 | 2036 | 2 | 0 | 0 | 0
2036-02-05 03:00 | 2036 | 2 | 0 | 0 | 0
2036-02-05 04:00 | 2036 | 2 | 0 | 0 | 0
2036-02-05 05:00 | 2036 | 2 | 0 | 0 | 0
2036-02-05 06:00 | 2036 | 2 | 0 | 0 | 0
2036-02-05 07:00 | 2036 | 2 | 0 | 0 | 0
2036-02-05 08:00 | 2036 | 2 | 0 | 0 | 0
2036-02-05 09:00 | 2036 | 2 | 0 | 0 | 0
2036-02-05 10:00 | 2036 | 2 | 0 | 0 | 0
2036-02-05 11:00 | 2036 | 2 | 0 | 0 | 0
2036-02-05 12:00 | 2036 | 2 | 0 | 0 | 0
2036-02-05 13:00 | 2036 | 2 | 0 | 0 | 0
2036-02-05 14:00 | 2036 | 2 | 0 | 0 | 0
2036-02-05 15:00 | 2036 | 2 | 0 | 0 | 0
2036-02-05 16:00 | 2036 | 2 | 0 | 0 | 0
2036-02-05 17:00 | 2036 | 2 | 0 | 0 | 0
2036-02-05 18:00 | 2036 | 2 | 0 | 0 | 0
2036-02-05 19:00 | 2036 | 2 | 0 | 0 | 0
2036-02-05 20:00 | 2036 | 2 | 0 | 0 | 0
2036-02-05 21:00 | 2036 | 2 | 0 | 0 | 0
2036-02-05 22:00 | 2036 | 2 | 0 | 0 | 0
2036-02-05 23:00 | 2036 | 2 | 0 | 0 | 0
2036-02-06 | 2036 | 2 | 0 | 0 | 0
2036-02-06 01:00 | 2036 | 2 | 0 | 0 | 0
2036-02-06 02:00 | 2036 | 2 | 0 | 0 | 0
2036-02-06 03:00 | 2036 | 2 | 0 | 0 | 0
2036-02-06 04:00 | 2036 | 2 | 0 | 0 | 0
2036-02-06 05:00 | 2036 | 2 | 0 | 0 | 0
2036-02-06 06:00 | 2036 | 2 | 0 | 0 | 0
2036-02-06 07:00 | 2036 | 2 | 0 | 0 | 0
2036-02-06 08:00 | 2036 | 2 | 0 | 0 | 0
2036-02-06 09:00 | 2036 | 2 | 0 | 0 | 0
2036-02-06 10:00 | 2036 | 2 | 0 | 0 | 0
2036-02-06 11:00 | 2036 | 2 | 0 | 0 | 0
2036-02-06 12:00 | 2036 | 2 | 0 | 0 | 0
2036-02-06 13:00 | 2036 | 2 | 0 | 0 | 0
2036-02-06 14:00 | 2036 | 2 | 0 | 0 | 0
2036-02-06 15:00 | 2036 | 2 | 0 | 0 | 0
2036-02-06 16:00 | 2036 | 2 | 0 | 0 | 0
2036-02-06 17:00 | 2036 | 2 | 0 | 0 | 0
2036-02-06 18:00 | 2036 | 2 | 0 | 0 | 0
2036-02-06 19:00 | 2036 | 2 | 0 | 0 | 0
2036-02-06 20:00 | 2036 | 2 | 0 | 0 | 0
2036-02-06 21:00 | 2036 | 2 | 0 | 0 | 0
2036-02-06 22:00 | 2036 | 2 | 0 | 0 | 0
2036-02-06 23:00 | 2036 | 2 | 0 | 0 | 0
2036-02-07 | 2036 | 2 | 0 | 0 | 0
2036-02-07 01:00 | 2036 | 2 | 0 | 0 | 0
2036-02-07 02:00 | 2036 | 2 | 0 | 0 | 0
2036-02-07 03:00 | 2036 | 2 | 0 | 0 | 0
2036-02-07 04:00 | 2036 | 2 | 0 | 0 | 0
2036-02-07 05:00 | 2036 | 2 | 0 | 0 | 0
2036-02-07 06:00 | 2036 | 2 | 0 | 0 | 0
2036-02-07 07:00 | 2036 | 2 | 0 | 0 | 0
2036-02-07 08:00 | 2036 | 2 | 0 | 0.0031557 | 0
2036-02-07 09:00 | 2036 | 2 | 0 | 0.19782 | 0
2036-02-07 10:00 | 2036 | 2 | 0 | 0 | 0
2036-02-07 11:00 | 2036 | 2 | 0 | 0 | 0
2036-02-07 12:00 | 2036 | 2 | 0 | 0 | 0
2036-02-07 13:00 | 2036 | 2 | 0 | 0 | 0
2036-02-07 14:00 | 2036 | 2 | 0 | 0 | 0
2036-02-07 15:00 | 2036 | 2 | 0 | 0 | 0
2036-02-07 16:00 | 2036 | 2 | 0 | 0 | 0
2036-02-07 17:00 | 2036 | 2 | 0 | 0 | 0
2036-02-07 18:00 | 2036 | 2 | 0 | 0 | 0
2036-02-07 19:00 | 2036 | 2 | 0 | 0 | 0
2036-02-07 20:00 | 2036 | 2 | 0 | 0 | 0
2036-02-07 21:00 | 2036 | 2 | 0 | 0 | 0
2036-02-07 22:00 | 2036 | 2 | 0 | 0 | 0
2036-02-07 23:00 | 2036 | 2 | 0 | 0 | 0
2036-02-08 | 2036 | 2 | 0 | 0 | 0
2036-02-08 01:00 | 2036 | 2 | 0 | 0 | 0
2036-02-08 02:00 | 2036 | 2 | 0 | 0 | 0
2036-02-08 03:00 | 2036 | 2 | 0 | 0 | 0
2036-02-08 04:00 | 2036 | 2 | 0 | 0 | 0
2036-02-08 05:00 | 2036 | 2 | 0 | 0 | 0
2036-02-08 06:00 | 2036 | 2 | 0 | 0 | 0
2036-02-08 07:00 | 2036 | 2 | 0 | 0 | 0
2036-02-08 08:00 | 2036 | 2 | 0 | 0.32844 | 0
2036-02-08 09:00 | 2036 | 2 | 0 | 0.38262 | 0
2036-02-08 10:00 | 2036 | 2 | 0 | 0.31911 | 0
2036-02-08 11:00 | 2036 | 2 | 0 | 0.27242 | 0
2036-02-08 12:00 | 2036 | 2 | 0 | 0 | 0
2036-02-08 13:00 | 2036 | 2 | 0 | 0.24949 | 0
2036-02-08 14:00 | 2036 | 2 | 0 | 0.5 | 0
2036-02-08 15:00 | 2036 | 2 | 0 | 0 | 0
2036-02-08 16:00 | 2036 | 2 | 0 | 0 | 0
2036-02-08 17:00 | 2036 | 2 | 0 | 0 | 0
2036-02-08 18:00 | 2036 | 2 | 0 | 0 | 0
2036-02-08 19:00 | 2036 | 2 | 0 | 0 | 0
2036-02-08 20:00 | 2036 | 2 | 0 | 0 | 0
2036-02-08 21:00 | 2036 | 2 | 0 | 0 | 0
2036-02-08 22:00 | 2036 | 2 | 0 | 0 | 0
2036-02-08 23:00 | 2036 | 2 | 0 | 0.1068 | 0
2036-02-09 | 2036 | 2 | 0 | 0 | 0
2036-02-09 01:00 | 2036 | 2 | 0 | 0 | 0
2036-02-09 02:00 | 2036 | 2 | 0 | 0.027166 | 0
2036-02-09 03:00 | 2036 | 2 | 0 | 0 | 0
2036-02-09 04:00 | 2036 | 2 | 0 | 0 | 0
2036-02-09 05:00 | 2036 | 2 | 0 | 0 | 0
2036-02-09 06:00 | 2036 | 2 | 0 | 0 | 0
2036-02-09 07:00 | 2036 | 2 | 0 | 0 | 0
2036-02-09 08:00 | 2036 | 2 | 0 | 0.18086 | 0
2036-02-09 09:00 | 2036 | 2 | 0 | 0.085914 | 0
2036-02-09 10:00 | 2036 | 2 | 0 | 0.15579 | 0
2036-02-09 11:00 | 2036 | 2 | 0 | 0.2197 | 0
2036-02-09 12:00 | 2036 | 2 | 0 | 0.056318 | 0
2036-02-09 13:00 | 2036 | 2 | 0 | 0.15224 | 0
2036-02-09 14:00 | 2036 | 2 | 0 | 0.15109 | 0
2036-02-09 15:00 | 2036 | 2 | 0 | 0 | 0
2036-02-09 16:00 | 2036 | 2 | 0 | 0 | 0
2036-02-09 17:00 | 2036 | 2 | 0 | 0 | 0
2036-02-09 18:00 | 2036 | 2 | 0 | 0 | 0
2036-02-09 19:00 | 2036 | 2 | 0 | 0 | 0
2036-02-09 20:00 | 2036 | 2 | 0 | 0 | 0
2036-02-09 21:00 | 2036 | 2 | 0 | 0 | 0
2036-02-09 22:00 | 2036 | 2 | 0 | 0 | 0
2036-02-09 23:00 | 2036 | 2 | 0 | 0 | 0
2036-02-10 | 2036 | 2 | 0 | 0 | 0
2036-02-10 01:00 | 2036 | 2 | 0 | 0 | 0
2036-02-10 02:00 | 2036 | 2 | 0 | 0 | 0
2036-02-10 03:00 | 2036 | 2 | 0 | 0 | 0
2036-02-10 04:00 | 2036 | 2 | 0 | 0 | 0
2036-02-10 05:00 | 2036 | 2 | 0 | 0 | 0
2036-02-10 06:00 | 2036 | 2 | 0 | 0 | 0
2036-02-10 07:00 | 2036 | 2 | 0 | 0 | 0
2036-02-10 08:00 | 2036 | 2 | 0 | 0 | 0
2036-02-10 09:00 | 2036 | 2 | 0 | 0 | 0
2036-02-10 10:00 | 2036 | 2 | 0 | 0 | 0
2036-02-10 11:00 | 2036 | 2 | 0 | 0 | 0
2036-02-10 12:00 | 2036 | 2 | 0 | 0 | 0
2036-02-10 13:00 | 2036 | 2 | 0 | 0 | 0
2036-02-10 14:00 | 2036 | 2 | 0 | 0 | 0
2036-02-10 15:00 | 2036 | 2 | 0 | 0 | 0
2036-02-10 16:00 | 2036 | 2 | 0 | 0 | 0
2036-02-10 17:00 | 2036 | 2 | 0 | 0 | 0
2036-02-10 18:00 | 2036 | 2 | 0 | 0 | 0
2036-02-10 19:00 | 2036 | 2 | 0 | 0 | 0
2036-02-10 20:00 | 2036 | 2 | 0 | 0 | 0
2036-02-10 21:00 | 2036 | 2 | 0 | 0 | 0
2036-02-10 22:00 | 2036 | 2 | 0 | 0 | 0
2036-02-10 23:00 | 2036 | 2 | 0 | 0 | 0
2036-02-11 | 2036 | 2 | 0 | 0 | 0
2036-02-11 01:00 | 2036 | 2 | 0 | 0 | 0
2036-02-11 02:00 | 2036 | 2 | 0 | 0 | 0
2036-02-11 03:00 | 2036 | 2 | 0 | 0 | 0
2036-02-11 04:00 | 2036 | 2 | 0 | 0 | 0
2036-02-11 05:00 | 2036 | 2 | 0 | 0 | 0
2036-02-11 06:00 | 2036 | 2 | 0 | 0 | 0
2036-02-11 07:00 | 2036 | 2 | 0 | 0 | 0
2036-02-11 08:00 | 2036 | 2 | 0 | 0 | 0
2036-02-11 09:00 | 2036 | 2 | 0 | 0 | 0
2036-02-11 10:00 | 2036 | 2 | 0 | 0 | 0
2036-02-11 11:00 | 2036 | 2 | 0 | 0 | 0
2036-02-11 12:00 | 2036 | 2 | 0 | 0 | 0
2036-02-11 13:00 | 2036 | 2 | 0 | 0 | 0
2036-02-11 14:00 | 2036 | 2 | 0 | 0 | 0
2036-02-11 15:00 | 2036 | 2 | 0 | 0 | 0
2036-02-11 16:00 | 2036 | 2 | 0 | 0 | 0
2036-02-11 17:00 | 2036 | 2 | 0 | 0 | 0
2036-02-11 18:00 | 2036 | 2 | 0 | 0 | 0
2036-02-11 19:00 | 2036 | 2 | 0 | 0 | 0
2036-02-11 20:00 | 2036 | 2 | 0 | 0 | 0
2036-02-11 21:00 | 2036 | 2 | 0 | 0 | 0
2036-02-11 22:00 | 2036 | 2 | 0 | 0 | 0
2036-02-11 23:00 | 2036 | 2 | 0 | 0 | 0
2036-02-12 | 2036 | 2 | 0 | 0 | 0
2036-02-12 01:00 | 2036 | 2 | 0 | 0 | 0
2036-02-12 02:00 | 2036 | 2 | 0 | 0 | 0
2036-02-12 03:00 | 2036 | 2 | 0 | 0 | 0
2036-02-12 04:00 | 2036 | 2 | 0 | 0 | 0
2036-02-12 05:00 | 2036 | 2 | 0 | 0 | 0
2036-02-12 06:00 | 2036 | 2 | 0 | 0 | 0
2036-02-12 07:00 | 2036 | 2 | 0 | 0 | 0
2036-02-12 08:00 | 2036 | 2 | 0 | 0 | 0
2036-02-12 09:00 | 2036 | 2 | 0 | 0 | 0
2036-02-12 10:00 | 2036 | 2 | 0 | 0 | 0
2036-02-12 11:00 | 2036 | 2 | 0 | 0 | 0
2036-02-12 12:00 | 2036 | 2 | 0 | 0 | 0
2036-02-12 13:00 | 2036 | 2 | 0 | 0 | 0
2036-02-12 14:00 | 2036 | 2 | 0 | 0 | 0
2036-02-12 15:00 | 2036 | 2 | 0 | 0 | 0
2036-02-12 16:00 | 2036 | 2 | 0 | 0 | 0
2036-02-12 17:00 | 2036 | 2 | 0 | 0 | 0
2036-02-12 18:00 | 2036 | 2 | 0 | 0 | 0
2036-02-12 19:00 | 2036 | 2 | 0 | 0 | 0
2036-02-12 20:00 | 2036 | 2 | 0 | 0 | 0
2036-02-12 21:00 | 2036 | 2 | 0 | 0 | 0
2036-02-12 22:00 | 2036 | 2 | 0 | 0 | 0
2036-02-12 23:00 | 2036 | 2 | 0 | 0 | 0
2036-02-13 | 2036 | 2 | 0 | 0 | 0
2036-02-13 01:00 | 2036 | 2 | 0 | 0 | 0
2036-02-13 02:00 | 2036 | 2 | 0 | 0 | 0
2036-02-13 03:00 | 2036 | 2 | 0 | 0 | 0
2036-02-13 04:00 | 2036 | 2 | 0 | 0 | 0
2036-02-13 05:00 | 2036 | 2 | 0 | 0 | 0
2036-02-13 06:00 | 2036 | 2 | 0 | 0 | 0
2036-02-13 07:00 | 2036 | 2 | 0 | 0 | 0
2036-02-13 08:00 | 2036 | 2 | 0 | 0 | 0
2036-02-13 09:00 | 2036 | 2 | 0 | 0 | 0
2036-02-13 10:00 | 2036 | 2 | 0 | 0 | 0
2036-02-13 11:00 | 2036 | 2 | 0 | 0 | 0
2036-02-13 12:00 | 2036 | 2 | 0 | 0 | 0
2036-02-13 13:00 | 2036 | 2 | 0 | 0 | 0
2036-02-13 14:00 | 2036 | 2 | 0 | 0 | 0
2036-02-13 15:00 | 2036 | 2 | 0 | 0 | 0
2036-02-13 16:00 | 2036 | 2 | 0 | 0 | 0
2036-02-13 17:00 | 2036 | 2 | 0 | 0 | 0
2036-02-13 18:00 | 2036 | 2 | 0 | 0 | 0
2036-02-13 19:00 | 2036 | 2 | 0 | 0 | 0
2036-02-13 20:00 | 2036 | 2 | 0 | 0 | 0
2036-02-13 21:00 | 2036 | 2 | 0 | 0 | 0
2036-02-13 22:00 | 2036 | 2 | 0 | 0 | 0
2036-02-13 23:00 | 2036 | 2 | 0 | 0 | 0
2036-02-14 | 2036 | 2 | 0 | 0 | 0
2036-02-14 01:00 | 2036 | 2 | 0 | 0 | 0
2036-02-14 02:00 | 2036 | 2 | 0 | 0 | 0
2036-02-14 03:00 | 2036 | 2 | 0 | 0 | 0
2036-02-14 04:00 | 2036 | 2 | 0 | 0 | 0
2036-02-14 05:00 | 2036 | 2 | 0 | 0 | 0
2036-02-14 06:00 | 2036 | 2 | 0 | 0 | 0
2036-02-14 07:00 | 2036 | 2 | 0 | 0 | 0
2036-02-14 08:00 | 2036 | 2 | 0 | 0 | 0
2036-02-14 09:00 | 2036 | 2 | 0 | 0 | 0
2036-02-14 10:00 | 2036 | 2 | 0 | 0 | 0
2036-02-14 11:00 | 2036 | 2 | 0 | 0 | 0
2036-02-14 12:00 | 2036 | 2 | 0 | 0 | 0
2036-02-14 13:00 | 2036 | 2 | 0 | 0 | 0
2036-02-14 14:00 | 2036 | 2 | 0 | 0 | 0
2036-02-14 15:00 | 2036 | 2 | 0 | 0 | 0
2036-02-14 16:00 | 2036 | 2 | 0 | 0 | 0
2036-02-14 17:00 | 2036 | 2 | 0 | 0 | 0
2036-02-14 18:00 | 2036 | 2 | 0 | 0 | 0
2036-02-14 19:00 | 2036 | 2 | 0 | 0 | 0
2036-02-14 20:00 | 2036 | 2 | 0 | 0 | 0
2036-02-14 21:00 | 2036 | 2 | 0 | 0 | 0
2036-02-14 22:00 | 2036 | 2 | 0 | 0 | 0
2036-02-14 23:00 | 2036 | 2 | 0 | 0 | 0
2036-02-15 | 2036 | 2 | 0 | 0 | 0
2036-02-15 01:00 | 2036 | 2 | 0 | 0 | 0
2036-02-15 02:00 | 2036 | 2 | 0 | 0 | 0
2036-02-15 03:00 | 2036 | 2 | 0 | 0 | 0
2036-02-15 04:00 | 2036 | 2 | 0 | 0 | 0
2036-02-15 05:00 | 2036 | 2 | 0 | 0 | 0
2036-02-15 06:00 | 2036 | 2 | 0 | 0 | 0
2036-02-15 07:00 | 2036 | 2 | 0 | 0 | 0
2036-02-15 08:00 | 2036 | 2 | 0 | 0 | 0
2036-02-15 09:00 | 2036 | 2 | 0 | 0 | 0
2036-02-15 10:00 | 2036 | 2 | 0 | 0 | 0
2036-02-15 11:00 | 2036 | 2 | 0 | 0 | 0
2036-02-15 12:00 | 2036 | 2 | 0 | 0 | 0
2036-02-15 13:00 | 2036 | 2 | 0 | 0 | 0
2036-02-15 14:00 | 2036 | 2 | 0 | 0 | 0
2036-02-15 15:00 | 2036 | 2 | 0 | 0 | 0
2036-02-15 16:00 | 2036 | 2 | 0 | 0 | 0
2036-02-15 17:00 | 2036 | 2 | 0 | 0 | 0
2036-02-15 18:00 | 2036 | 2 | 0 | 0 | 0
2036-02-15 19:00 | 2036 | 2 | 0 | 0 | 0
2036-02-15 20:00 | 2036 | 2 | 0 | 0 | 0
2036-02-15 21:00 | 2036 | 2 | 0 | 0 | 0
2036-02-15 22:00 | 2036 | 2 | 0 | 0 | 0
2036-02-15 23:00 | 2036 | 2 | 0 | 0 | 0
2036-02-16 | 2036 | 2 | 0 | 0 | 0
2036-02-16 01:00 | 2036 | 2 | 0 | 0 | 0
2036-02-16 02:00 | 2036 | 2 | 0 | 0 | 0
2036-02-16 03:00 | 2036 | 2 | 0 | 0 | 0
2036-02-16 04:00 | 2036 | 2 | 0 | 0 | 0
2036-02-16 05:00 | 2036 | 2 | 0 | 0 | 0
2036-02-16 06:00 | 2036 | 2 | 0 | 0 | 0
2036-02-16 07:00 | 2036 | 2 | 0 | 0 | 0
2036-02-16 08:00 | 2036 | 2 | 0 | 0 | 0
2036-02-16 09:00 | 2036 | 2 | 0 | 0 | 0
2036-02-16 10:00 | 2036 | 2 | 0 | 0 | 0
2036-02-16 11:00 | 2036 | 2 | 0 | 0 | 0
2036-02-16 12:00 | 2036 | 2 | 0 | 0 | 0
2036-02-16 13:00 | 2036 | 2 | 0 | 0 | 0
2036-02-16 14:00 | 2036 | 2 | 0 | 0 | 0
2036-02-16 15:00 | 2036 | 2 | 0 | 0 | 0
2036-02-16 16:00 | 2036 | 2 | 0 | 0 | 0
2036-02-16 17:00 | 2036 | 2 | 0 | 0 | 0
2036-02-16 18:00 | 2036 | 2 | 0 | 0 | 0
2036-02-16 19:00 | 2036 | 2 | 0 | 0 | 0
2036-02-16 20:00 | 2036 | 2 | 0 | 0 | 0
2036-02-16 21:00 | 2036 | 2 | 0 | 0 | 0
2036-02-16 22:00 | 2036 | 2 | 0 | 0 | 0
2036-02-16 23:00 | 2036 | 2 | 0 | 0 | 0
2036-02-17 | 2036 | 2 | 0 | 0 | 0
2036-02-17 01:00 | 2036 | 2 | 0 | 0 | 0
2036-02-17 02:00 | 2036 | 2 | 0 | 0 | 0
2036-02-17 03:00 | 2036 | 2 | 0 | 0 | 0
2036-02-17 04:00 | 2036 | 2 | 0 | 0 | 0
2036-02-17 05:00 | 2036 | 2 | 0 | 0 | 0
2036-02-17 06:00 | 2036 | 2 | 0 | 0 | 0
2036-02-17 07:00 | 2036 | 2 | 0 | 0 | 0
2036-02-17 08:00 | 2036 | 2 | 0 | 0 | 0
2036-02-17 09:00 | 2036 | 2 | 0 | 0 | 0
2036-02-17 10:00 | 2036 | 2 | 0 | 0 | 0
2036-02-17 11:00 | 2036 | 2 | 0 | 0 | 0
2036-02-17 12:00 | 2036 | 2 | 0 | 0 | 0
2036-02-17 13:00 | 2036 | 2 | 0 | 0 | 0
2036-02-17 14:00 | 2036 | 2 | 0 | 0 | 0
2036-02-17 15:00 | 2036 | 2 | 0 | 0 | 0
2036-02-17 16:00 | 2036 | 2 | 0 | 0 | 0
2036-02-17 17:00 | 2036 | 2 | 0 | 0 | 0
2036-02-17 18:00 | 2036 | 2 | 0 | 0 | 0
2036-02-17 19:00 | 2036 | 2 | 0 | 0 | 0
2036-02-17 20:00 | 2036 | 2 | 0 | 0 | 0
2036-02-17 21:00 | 2036 | 2 | 0 | 0 | 0
2036-02-17 22:00 | 2036 | 2 | 0 | 0 | 0
2036-02-17 23:00 | 2036 | 2 | 0 | 0 | 0
2036-02-18 | 2036 | 2 | 0 | 0 | 0
2036-02-18 01:00 | 2036 | 2 | 0 | 0 | 0
2036-02-18 02:00 | 2036 | 2 | 0 | 0 | 0
2036-02-18 03:00 | 2036 | 2 | 0 | 0 | 0
2036-02-18 04:00 | 2036 | 2 | 0 | 0 | 0
2036-02-18 05:00 | 2036 | 2 | 0 | 0 | 0
2036-02-18 06:00 | 2036 | 2 | 0 | 0 | 0
2036-02-18 07:00 | 2036 | 2 | 0 | 0 | 0
2036-02-18 08:00 | 2036 | 2 | 0 | 0 | 0
2036-02-18 09:00 | 2036 | 2 | 0 | 0 | 0
2036-02-18 10:00 | 2036 | 2 | 0 | 0 | 0
2036-02-18 11:00 | 2036 | 2 | 0 | 0 | 0
2036-02-18 12:00 | 2036 | 2 | 0 | 0 | 0
2036-02-18 13:00 | 2036 | 2 | 0 | 0 | 0
2036-02-18 14:00 | 2036 | 2 | 0 | 0 | 0
2036-02-18 15:00 | 2036 | 2 | 0 | 0 | 0
2036-02-18 16:00 | 2036 | 2 | 0 | 0 | 0
2036-02-18 17:00 | 2036 | 2 | 0 | 0 | 0
2036-02-18 18:00 | 2036 | 2 | 0 | 0 | 0
2036-02-18 19:00 | 2036 | 2 | 0 | 0 | 0
2036-02-18 20:00 | 2036 | 2 | 0 | 0 | 0
2036-02-18 21:00 | 2036 | 2 | 0 | 0 | 0
2036-02-18 22:00 | 2036 | 2 | 0 | 0 | 0
2036-02-18 23:00 | 2036 | 2 | 0 | 0 | 0
2036-02-19 | 2036 | 2 | 0 | 0 | 0
2036-02-19 01:00 | 2036 | 2 | 0 | 0 | 0
2036-02-19 02:00 | 2036 | 2 | 0 | 0 | 0
2036-02-19 03:00 | 2036 | 2 | 0 | 0 | 0
2036-02-19 04:00 | 2036 | 2 | 0 | 0 | 0
2036-02-19 05:00 | 2036 | 2 | 0 | 0 | 0
2036-02-19 06:00 | 2036 | 2 | 0 | 0 | 0
2036-02-19 07:00 | 2036 | 2 | 0 | 0 | 0
2036-02-19 08:00 | 2036 | 2 | 0 | 0 | 0
2036-02-19 09:00 | 2036 | 2 | 0 | 0 | 0
2036-02-19 10:00 | 2036 | 2 | 0 | 0 | 0
2036-02-19 11:00 | 2036 | 2 | 0 | 0 | 0
2036-02-19 12:00 | 2036 | 2 | 0 | 0 | 0
2036-02-19 13:00 | 2036 | 2 | 0 | 0 | 0
2036-02-19 14:00 | 2036 | 2 | 0 | 0 | 0
2036-02-19 15:00 | 2036 | 2 | 0 | 0 | 0
2036-02-19 16:00 | 2036 | 2 | 0 | 0 | 0
2036-02-19 17:00 | 2036 | 2 | 0 | 0 | 0
2036-02-19 18:00 | 2036 | 2 | 0 | 0 | 0
2036-02-19 19:00 | 2036 | 2 | 0 | 0 | 0
2036-02-19 20:00 | 2036 | 2 | 0 | 0 | 0
2036-02-19 21:00 | 2036 | 2 | 0 | 0 | 0
2036-02-19 22:00 | 2036 | 2 | 0 | 0 | 0
2036-02-19 23:00 | 2036 | 2 | 0 | 0 | 0
2036-02-20 | 2036 | 2 | 0 | 0 | 0
2036-02-20 01:00 | 2036 | 2 | 0 | 0 | 0
2036-02-20 02:00 | 2036 | 2 | 0 | 0 | 0
2036-02-20 03:00 | 2036 | 2 | 0 | 0 | 0
2036-02-20 04:00 | 2036 | 2 | 0 | 0 | 0
2036-02-20 05:00 | 2036 | 2 | 0 | 0 | 0
2036-02-20 06:00 | 2036 | 2 | 0 | 0 | 0
2036-02-20 07:00 | 2036 | 2 | 0 | 0 | 0
2036-02-20 08:00 | 2036 | 2 | 0 | 0 | 0
2036-02-20 09:00 | 2036 | 2 | 0 | 0 | 0
2036-02-20 10:00 | 2036 | 2 | 0 | 0 | 0
2036-02-20 11:00 | 2036 | 2 | 0 | 0 | 0
2036-02-20 12:00 | 2036 | 2 | 0 | 0 | 0
2036-02-20 13:00 | 2036 | 2 | 0 | 0 | 0
2036-02-20 14:00 | 2036 | 2 | 0 | 0 | 0
2036-02-20 15:00 | 2036 | 2 | 0 | 0 | 0
2036-02-20 16:00 | 2036 | 2 | 0 | 0 | 0
2036-02-20 17:00 | 2036 | 2 | 0 | 0 | 0
2036-02-20 18:00 | 2036 | 2 | 0 | 0 | 0
2036-02-20 19:00 | 2036 | 2 | 0 | 0 | 0
2036-02-20 20:00 | 2036 | 2 | 0 | 0 | 0
2036-02-20 21:00 | 2036 | 2 | 0 | 0 | 0
2036-02-20 22:00 | 2036 | 2 | 0 | 0 | 0
2036-02-20 23:00 | 2036 | 2 | 0 | 0 | 0
2036-02-21 | 2036 | 2 | 0 | 0 | 0
2036-02-21 01:00 | 2036 | 2 | 0 | 0 | 0
2036-02-21 02:00 | 2036 | 2 | 0 | 0 | 0
2036-02-21 03:00 | 2036 | 2 | 0 | 0 | 0
2036-02-21 04:00 | 2036 | 2 | 0 | 0 | 0
2036-02-21 05:00 | 2036 | 2 | 0 | 0 | 0
2036-02-21 06:00 | 2036 | 2 | 0 | 0 | 0
2036-02-21 07:00 | 2036 | 2 | 0 | 0 | 0
2036-02-21 08:00 | 2036 | 2 | 0 | 0 | 0
2036-02-21 09:00 | 2036 | 2 | 0 | 0 | 0
2036-02-21 10:00 | 2036 | 2 | 0 | 0 | 0
2036-02-21 11:00 | 2036 | 2 | 0 | 0 | 0
2036-02-21 12:00 | 2036 | 2 | 0 | 0 | 0
2036-02-21 13:00 | 2036 | 2 | 0 | 0 | 0
2036-02-21 14:00 | 2036 | 2 | 0 | 0 | 0
2036-02-21 15:00 | 2036 | 2 | 0 | 0 | 0
2036-02-21 16:00 | 2036 | 2 | 0 | 0 | 0
2036-02-21 17:00 | 2036 | 2 | 0 | 0 | 0
2036-02-21 18:00 | 2036 | 2 | 0 | 0 | 0
2036-02-21 19:00 | 2036 | 2 | 0 | 0 | 0
2036-02-21 20:00 | 2036 | 2 | 0 | 0 | 0
2036-02-21 21:00 | 2036 | 2 | 0 | 0 | 0
2036-02-21 22:00 | 2036 | 2 | 0 | 0 | 0
2036-02-21 23:00 | 2036 | 2 | 0 | 0 | 0
2036-02-22 | 2036 | 2 | 0 | 0 | 0
2036-02-22 01:00 | 2036 | 2 | 0 | 0 | 0
2036-02-22 02:00 | 2036 | 2 | 0 | 0 | 0
2036-02-22 03:00 | 2036 | 2 | 0 | 0 | 0
2036-02-22 04:00 | 2036 | 2 | 0 | 0 | 0
2036-02-22 05:00 | 2036 | 2 | 0 | 0 | 0
2036-02-22 06:00 | 2036 | 2 | 0 | 0 | 0
2036-02-22 07:00 | 2036 | 2 | 0 | 0 | 0
2036-02-22 08:00 | 2036 | 2 | 0 | 0 | 0
2036-02-22 09:00 | 2036 | 2 | 0 | 0 | 0
2036-02-22 10:00 | 2036 | 2 | 0 | 0 | 0
2036-02-22 11:00 | 2036 | 2 | 0 | 0 | 0
2036-02-22 12:00 | 2036 | 2 | 0 | 0 | 0
2036-02-22 13:00 | 2036 | 2 | 0 | 0 | 0
2036-02-22 14:00 | 2036 | 2 | 0 | 0 | 0
2036-02-22 15:00 | 2036 | 2 | 0 | 0 | 0
2036-02-22 16:00 | 2036 | 2 | 0 | 0 | 0
2036-02-22 17:00 | 2036 | 2 | 0 | 0 | 0
2036-02-22 18:00 | 2036 | 2 | 0 | 0 | 0
2036-02-22 19:00 | 2036 | 2 | 0 | 0 | 0
2036-02-22 20:00 | 2036 | 2 | 0 | 0 | 0
2036-02-22 21:00 | 2036 | 2 | 0 | 0 | 0
2036-02-22 22:00 | 2036 | 2 | 0 | 0 | 0
2036-02-22 23:00 | 2036 | 2 | 0 | 0 | 0
2036-02-23 | 2036 | 2 | 0 | 0 | 0
2036-02-23 01:00 | 2036 | 2 | 0 | 0 | 0
2036-02-23 02:00 | 2036 | 2 | 0 | 0 | 0
2036-02-23 03:00 | 2036 | 2 | 0 | 0 | 0
2036-02-23 04:00 | 2036 | 2 | 0 | 0 | 0
2036-02-23 05:00 | 2036 | 2 | 0 | 0 | 0
2036-02-23 06:00 | 2036 | 2 | 0 | 0 | 0
2036-02-23 07:00 | 2036 | 2 | 0 | 0 | 0
2036-02-23 08:00 | 2036 | 2 | 0 | 0 | 0
2036-02-23 09:00 | 2036 | 2 | 0 | 0 | 0
2036-02-23 10:00 | 2036 | 2 | 0 | 0 | 0
2036-02-23 11:00 | 2036 | 2 | 0 | 0 | 0
2036-02-23 12:00 | 2036 | 2 | 0 | 0 | 0
2036-02-23 13:00 | 2036 | 2 | 0 | 0 | 0
2036-02-23 14:00 | 2036 | 2 | 0 | 0 | 0
2036-02-23 15:00 | 2036 | 2 | 0 | 0 | 0
2036-02-23 16:00 | 2036 | 2 | 0 | 0 | 0
2036-02-23 17:00 | 2036 | 2 | 0 | 0 | 0
2036-02-23 18:00 | 2036 | 2 | 0 | 0 | 0
2036-02-23 19:00 | 2036 | 2 | 0 | 0 | 0
2036-02-23 20:00 | 2036 | 2 | 0 | 0 | 0
2036-02-23 21:00 | 2036 | 2 | 0 | 0 | 0
2036-02-23 22:00 | 2036 | 2 | 0 | 0 | 0
2036-02-23 23:00 | 2036 | 2 | 0 | 0 | 0
2036-02-24 | 2036 | 2 | 0 | 0 | 0
2036-02-24 01:00 | 2036 | 2 | 0 | 0 | 0
2036-02-24 02:00 | 2036 | 2 | 0 | 0 | 0
2036-02-24 03:00 | 2036 | 2 | 0 | 0 | 0
2036-02-24 04:00 | 2036 | 2 | 0 | 0 | 0
2036-02-24 05:00 | 2036 | 2 | 0 | 0 | 0
2036-02-24 06:00 | 2036 | 2 | 0 | 0 | 0
2036-02-24 07:00 | 2036 | 2 | 0 | 0 | 0
2036-02-24 08:00 | 2036 | 2 | 0 | 0 | 0
2036-02-24 09:00 | 2036 | 2 | 0 | 0 | 0
2036-02-24 10:00 | 2036 | 2 | 0 | 0 | 0
2036-02-24 11:00 | 2036 | 2 | 0 | 0 | 0
2036-02-24 12:00 | 2036 | 2 | 0 | 0 | 0
2036-02-24 13:00 | 2036 | 2 | 0 | 0 | 0
2036-02-24 14:00 | 2036 | 2 | 0 | 0 | 0
2036-02-24 15:00 | 2036 | 2 | 0 | 0 | 0
2036-02-24 16:00 | 2036 | 2 | 0 | 0 | 0
2036-02-24 17:00 | 2036 | 2 | 0 | 0 | 0
2036-02-24 18:00 | 2036 | 2 | 0 | 0 | 0
2036-02-24 19:00 | 2036 | 2 | 0 | 0 | 0
2036-02-24 20:00 | 2036 | 2 | 0 | 0 | 0
2036-02-24 21:00 | 2036 | 2 | 0 | 0 | 0
2036-02-24 22:00 | 2036 | 2 | 0 | 0 | 0
2036-02-24 23:00 | 2036 | 2 | 0 | 0 | 0
2036-02-25 | 2036 | 2 | 0 | 0 | 0
2036-02-25 01:00 | 2036 | 2 | 0 | 0 | 0
2036-02-25 02:00 | 2036 | 2 | 0 | 0 | 0
2036-02-25 03:00 | 2036 | 2 | 0 | 0 | 0
2036-02-25 04:00 | 2036 | 2 | 0 | 0 | 0
2036-02-25 05:00 | 2036 | 2 | 0 | 0 | 0
2036-02-25 06:00 | 2036 | 2 | 0 | 0 | 0
2036-02-25 07:00 | 2036 | 2 | 0 | 0 | 0
2036-02-25 08:00 | 2036 | 2 | 0 | 0 | 0
2036-02-25 09:00 | 2036 | 2 | 0 | 0 | 0
2036-02-25 10:00 | 2036 | 2 | 0 | 0 | 0
2036-02-25 11:00 | 2036 | 2 | 0 | 0 | 0
2036-02-25 12:00 | 2036 | 2 | 0 | 0 | 0
2036-02-25 13:00 | 2036 | 2 | 0 | 0 | 0
2036-02-25 14:00 | 2036 | 2 | 0 | 0 | 0
2036-02-25 15:00 | 2036 | 2 | 0 | 0 | 0
2036-02-25 16:00 | 2036 | 2 | 0 | 0 | 0
2036-02-25 17:00 | 2036 | 2 | 0 | 0 | 0
2036-02-25 18:00 | 2036 | 2 | 0 | 0 | 0
2036-02-25 19:00 | 2036 | 2 | 0 | 0 | 0
2036-02-25 20:00 | 2036 | 2 | 0 | 0 | 0
2036-02-25 21:00 | 2036 | 2 | 0 | 0 | 0
2036-02-25 22:00 | 2036 | 2 | 0 | 0 | 0
2036-02-25 23:00 | 2036 | 2 | 0 | 0 | 0
2036-02-26 | 2036 | 2 | 0 | 0 | 0
2036-02-26 01:00 | 2036 | 2 | 0 | 0 | 0
2036-02-26 02:00 | 2036 | 2 | 0 | 0 | 0
2036-02-26 03:00 | 2036 | 2 | 0 | 0 | 0
2036-02-26 04:00 | 2036 | 2 | 0 | 0 | 0
2036-02-26 05:00 | 2036 | 2 | 0 | 0 | 0
2036-02-26 06:00 | 2036 | 2 | 0 | 0 | 0
2036-02-26 07:00 | 2036 | 2 | 0 | 0 | 0
2036-02-26 08:00 | 2036 | 2 | 0 | 0 | 0.07831
2036-02-26 09:00 | 2036 | 2 | 0 | 0 | 0.25899
2036-02-26 10:00 | 2036 | 2 | 0 | 0 | 0
2036-02-26 11:00 | 2036 | 2 | 0 | 0 | 0
2036-02-26 12:00 | 2036 | 2 | 0 | 0 | 0
2036-02-26 13:00 | 2036 | 2 | 0 | 0 | 0.13412
2036-02-26 14:00 | 2036 | 2 | 0 | 0 | 0.30631
2036-02-26 15:00 | 2036 | 2 | 0 | 0 | 0
2036-02-26 16:00 | 2036 | 2 | 0 | 0 | 0
2036-02-26 17:00 | 2036 | 2 | 0 | 0 | 0
2036-02-26 18:00 | 2036 | 2 | 0 | 0 | 0
2036-02-26 19:00 | 2036 | 2 | 0 | 0 | 0
2036-02-26 20:00 | 2036 | 2 | 0 | 0 | 0
2036-02-26 21:00 | 2036 | 2 | 0 | 0 | 0
2036-02-26 22:00 | 2036 | 2 | 0 | 0 | 0
2036-02-26 23:00 | 2036 | 2 | 0 | 0 | 0.005293
2036-02-27 | 2036 | 2 | 0 | 0 | 0
2036-02-27 01:00 | 2036 | 2 | 0 | 0 | 0
2036-02-27 02:00 | 2036 | 2 | 0 | 0 | 0
2036-02-27 03:00 | 2036 | 2 | 0 | 0 | 0
2036-02-27 04:00 | 2036 | 2 | 0 | 0 | 0
2036-02-27 05:00 | 2036 | 2 | 0 | 0 | 0
2036-02-27 06:00 | 2036 | 2 | 0 | 0 | 0
2036-02-27 07:00 | 2036 | 2 | 0 | 0 | 0
2036-02-27 08:00 | 2036 | 2 | 0 | 0.048521 | 0.32342
2036-02-27 09:00 | 2036 | 2 | 0 | 0.065507 | 0.34943
2036-02-27 10:00 | 2036 | 2 | 0 | 0 | 0.039962
2036-02-27 11:00 | 2036 | 2 | 0 | 0 | 0.001942
2036-02-27 12:00 | 2036 | 2 | 0 | 0 | 0
2036-02-27 13:00 | 2036 | 2 | 0 | 0 | 0.11147
2036-02-27 14:00 | 2036 | 2 | 0 | 0 | 0.051797
2036-02-27 15:00 | 2036 | 2 | 0 | 0 | 0
2036-02-27 16:00 | 2036 | 2 | 0 | 0 | 0
2036-02-27 17:00 | 2036 | 2 | 0 | 0 | 0
2036-02-27 18:00 | 2036 | 2 | 0 | 0 | 0
2036-02-27 19:00 | 2036 | 2 | 0 | 0 | 0
2036-02-27 20:00 | 2036 | 2 | 0 | 0 | 0
2036-02-27 21:00 | 2036 | 2 | 0 | 0 | 0
2036-02-27 22:00 | 2036 | 2 | 0 | 0 | 0
2036-02-27 23:00 | 2036 | 2 | 0 | 0 | 0
2036-02-28 | 2036 | 2 | 0 | 0 | 0
2036-02-28 01:00 | 2036 | 2 | 0 | 0 | 0
2036-02-28 02:00 | 2036 | 2 | 0 | 0 | 0
2036-02-28 03:00 | 2036 | 2 | 0 | 0 | 0
2036-02-28 04:00 | 2036 | 2 | 0 | 0 | 0
2036-02-28 05:00 | 2036 | 2 | 0 | 0 | 0
2036-02-28 06:00 | 2036 | 2 | 0 | 0 | 0
2036-02-28 07:00 | 2036 | 2 | 0 | 0 | 0
2036-02-28 08:00 | 2036 | 2 | 0 | 0 | 0
2036-02-28 09:00 | 2036 | 2 | 0 | 0 | 0.11213
2036-02-28 10:00 | 2036 | 2 | 0 | 0 | 0
2036-02-28 11:00 | 2036 | 2 | 0 | 0 | 0
2036-02-28 12:00 | 2036 | 2 | 0 | 0 | 0
2036-02-28 13:00 | 2036 | 2 | 0 | 0 | 0
2036-02-28 14:00 | 2036 | 2 | 0 | 0 | 0
2036-02-28 15:00 | 2036 | 2 | 0 | 0 | 0
2036-02-28 16:00 | 2036 | 2 | 0 | 0 | 0
2036-02-28 17:00 | 2036 | 2 | 0 | 0 | 0
2036-02-28 18:00 | 2036 | 2 | 0 | 0 | 0
2036-02-28 19:00 | 2036 | 2 | 0 | 0 | 0
2036-02-28 20:00 | 2036 | 2 | 0 | 0 | 0
2036-02-28 21:00 | 2036 | 2 | 0 | 0 | 0
2036-02-28 22:00 | 2036 | 2 | 0 | 0 | 0
2036-02-28 23:00 | 2036 | 2 | 0 | 0 | 0
2036-02-29 | 2036 | 2 | 0 | 0 | 0
2036-02-29 01:00 | 2036 | 2 | 0 | 0 | 0
2036-02-29 02:00 | 2036 | 2 | 0 | 0 | 0
2036-02-29 03:00 | 2036 | 2 | 0 | 0 | 0
2036-02-29 04:00 | 2036 | 2 | 0 | 0 | 0
2036-02-29 05:00 | 2036 | 2 | 0 | 0 | 0
2036-02-29 06:00 | 2036 | 2 | 0 | 0 | 0
2036-02-29 07:00 | 2036 | 2 | 0 | 0 | 0
2036-02-29 08:00 | 2036 | 2 | 0 | 0 | 0
2036-02-29 09:00 | 2036 | 2 | 0 | 0 | 0
2036-02-29 10:00 | 2036 | 2 | 0 | 0 | 0
2036-02-29 11:00 | 2036 | 2 | 0 | 0 | 0
2036-02-29 12:00 | 2036 | 2 | 0 | 0 | 0
2036-02-29 13:00 | 2036 | 2 | 0 | 0 | 0
2036-02-29 14:00 | 2036 | 2 | 0 | 0 | 0
2036-02-29 15:00 | 2036 | 2 | 0 | 0 | 0
2036-02-29 16:00 | 2036 | 2 | 0 | 0 | 0
2036-02-29 17:00 | 2036 | 2 | 0 | 0 | 0
2036-02-29 18:00 | 2036 | 2 | 0 | 0 | 0
2036-02-29 19:00 | 2036 | 2 | 0 | 0 | 0
2036-02-29 20:00 | 2036 | 2 | 0 | 0 | 0
2036-02-29 21:00 | 2036 | 2 | 0 | 0 | 0
2036-02-29 22:00 | 2036 | 2 | 0 | 0 | 0
2036-02-29 23:00 | 2036 | 2 | 0 | 0 | 0
2036-03-01 | 2036 | 3 | 0 | 0 | 0
2036-03-01 01:00 | 2036 | 3 | 0 | 0 | 0
2036-03-01 02:00 | 2036 | 3 | 0 | 0 | 0
2036-03-01 03:00 | 2036 | 3 | 0 | 0 | 0
2036-03-01 04:00 | 2036 | 3 | 0 | 0 | 0
2036-03-01 05:00 | 2036 | 3 | 0 | 0 | 0
2036-03-01 06:00 | 2036 | 3 | 0 | 0 | 0
2036-03-01 07:00 | 2036 | 3 | 0 | 0 | 0
2036-03-01 08:00 | 2036 | 3 | 0 | 0 | 0
2036-03-01 09:00 | 2036 | 3 | 0 | 0 | 0
2036-03-01 10:00 | 2036 | 3 | 0 | 0 | 0
2036-03-01 11:00 | 2036 | 3 | 0 | 0 | 0
2036-03-01 12:00 | 2036 | 3 | 0 | 0 | 0
2036-03-01 13:00 | 2036 | 3 | 0 | 0 | 0
2036-03-01 14:00 | 2036 | 3 | 0 | 0 | 0
2036-03-01 15:00 | 2036 | 3 | 0 | 0 | 0
2036-03-01 16:00 | 2036 | 3 | 0 | 0 | 0
2036-03-01 17:00 | 2036 | 3 | 0 | 0 | 0
2036-03-01 18:00 | 2036 | 3 | 0 | 0 | 0
2036-03-01 19:00 | 2036 | 3 | 0 | 0 | 0
2036-03-01 20:00 | 2036 | 3 | 0 | 0 | 0
2036-03-01 21:00 | 2036 | 3 | 0 | 0 | 0
2036-03-01 22:00 | 2036 | 3 | 0 | 0 | 0
2036-03-01 23:00 | 2036 | 3 | 0 | 0 | 0
2036-03-02 | 2036 | 3 | 0 | 0 | 0
2036-03-02 01:00 | 2036 | 3 | 0 | 0 | 0
2036-03-02 02:00 | 2036 | 3 | 0 | 0 | 0
2036-03-02 03:00 | 2036 | 3 | 0 | 0 | 0
2036-03-02 04:00 | 2036 | 3 | 0 | 0 | 0
2036-03-02 05:00 | 2036 | 3 | 0 | 0 | 0
2036-03-02 06:00 | 2036 | 3 | 0 | 0 | 0
2036-03-02 07:00 | 2036 | 3 | 0 | 0 | 0
2036-03-02 08:00 | 2036 | 3 | 0 | 0 | 0
2036-03-02 09:00 | 2036 | 3 | 0 | 0 | 0
2036-03-02 10:00 | 2036 | 3 | 0 | 0 | 0
2036-03-02 11:00 | 2036 | 3 | 0 | 0 | 0
2036-03-02 12:00 | 2036 | 3 | 0 | 0 | 0
2036-03-02 13:00 | 2036 | 3 | 0 | 0 | 0
2036-03-02 14:00 | 2036 | 3 | 0 | 0 | 0
2036-03-02 15:00 | 2036 | 3 | 0 | 0 | 0
2036-03-02 16:00 | 2036 | 3 | 0 | 0 | 0
2036-03-02 17:00 | 2036 | 3 | 0 | 0 | 0
2036-03-02 18:00 | 2036 | 3 | 0 | 0 | 0
2036-03-02 19:00 | 2036 | 3 | 0 | 0 | 0
2036-03-02 20:00 | 2036 | 3 | 0 | 0 | 0
2036-03-02 21:00 | 2036 | 3 | 0 | 0 | 0
2036-03-02 22:00 | 2036 | 3 | 0 | 0 | 0
2036-03-02 23:00 | 2036 | 3 | 0 | 0 | 0
2036-03-03 | 2036 | 3 | 0 | 0 | 0
2036-03-03 01:00 | 2036 | 3 | 0 | 0 | 0
2036-03-03 02:00 | 2036 | 3 | 0 | 0 | 0
2036-03-03 03:00 | 2036 | 3 | 0 | 0 | 0
2036-03-03 04:00 | 2036 | 3 | 0 | 0 | 0
2036-03-03 05:00 | 2036 | 3 | 0 | 0 | 0
2036-03-03 06:00 | 2036 | 3 | 0 | 0 | 0
2036-03-03 07:00 | 2036 | 3 | 0 | 0 | 0
2036-03-03 08:00 | 2036 | 3 | 0 | 0 | 0
2036-03-03 09:00 | 2036 | 3 | 0 | 0 | 0
2036-03-03 10:00 | 2036 | 3 | 0 | 0 | 0
2036-03-03 11:00 | 2036 | 3 | 0 | 0 | 0
2036-03-03 12:00 | 2036 | 3 | 0 | 0 | 0
2036-03-03 13:00 | 2036 | 3 | 0 | 0 | 0
2036-03-03 14:00 | 2036 | 3 | 0 | 0 | 0
2036-03-03 15:00 | 2036 | 3 | 0 | 0 | 0
2036-03-03 16:00 | 2036 | 3 | 0 | 0 | 0
2036-03-03 17:00 | 2036 | 3 | 0 | 0 | 0
2036-03-03 18:00 | 2036 | 3 | 0 | 0 | 0
2036-03-03 19:00 | 2036 | 3 | 0 | 0 | 0
2036-03-03 20:00 | 2036 | 3 | 0 | 0 | 0
2036-03-03 21:00 | 2036 | 3 | 0 | 0 | 0
2036-03-03 22:00 | 2036 | 3 | 0 | 0 | 0
2036-03-03 23:00 | 2036 | 3 | 0 | 0 | 0
2036-03-04 | 2036 | 3 | 0 | 0 | 0
2036-03-04 01:00 | 2036 | 3 | 0 | 0 | 0
2036-03-04 02:00 | 2036 | 3 | 0 | 0 | 0
2036-03-04 03:00 | 2036 | 3 | 0 | 0 | 0
2036-03-04 04:00 | 2036 | 3 | 0 | 0 | 0
2036-03-04 05:00 | 2036 | 3 | 0 | 0 | 0
2036-03-04 06:00 | 2036 | 3 | 0 | 0 | 0
2036-03-04 07:00 | 2036 | 3 | 0 | 0 | 0
2036-03-04 08:00 | 2036 | 3 | 0 | 0 | 0
2036-03-04 09:00 | 2036 | 3 | 0 | 0 | 0
2036-03-04 10:00 | 2036 | 3 | 0 | 0 | 0
2036-03-04 11:00 | 2036 | 3 | 0 | 0 | 0
2036-03-04 12:00 | 2036 | 3 | 0 | 0 | 0
2036-03-04 13:00 | 2036 | 3 | 0 | 0 | 0
2036-03-04 14:00 | 2036 | 3 | 0 | 0 | 0
2036-03-04 15:00 | 2036 | 3 | 0 | 0 | 0
2036-03-04 16:00 | 2036 | 3 | 0 | 0 | 0
2036-03-04 17:00 | 2036 | 3 | 0 | 0 | 0
2036-03-04 18:00 | 2036 | 3 | 0 | 0 | 0
2036-03-04 19:00 | 2036 | 3 | 0 | 0 | 0
2036-03-04 20:00 | 2036 | 3 | 0 | 0 | 0
2036-03-04 21:00 | 2036 | 3 | 0 | 0 | 0
2036-03-04 22:00 | 2036 | 3 | 0 | 0 | 0
2036-03-04 23:00 | 2036 | 3 | 0 | 0 | 0
2036-03-05 | 2036 | 3 | 0 | 0 | 0
2036-03-05 01:00 | 2036 | 3 | 0 | 0 | 0
2036-03-05 02:00 | 2036 | 3 | 0 | 0 | 0
2036-03-05 03:00 | 2036 | 3 | 0 | 0 | 0
2036-03-05 04:00 | 2036 | 3 | 0 | 0 | 0
2036-03-05 05:00 | 2036 | 3 | 0 | 0 | 0
2036-03-05 06:00 | 2036 | 3 | 0 | 0 | 0
2036-03-05 07:00 | 2036 | 3 | 0 | 0 | 0
2036-03-05 08:00 | 2036 | 3 | 0 | 0 | 0
2036-03-05 09:00 | 2036 | 3 | 0 | 0 | 0
2036-03-05 10:00 | 2036 | 3 | 0 | 0 | 0
2036-03-05 11:00 | 2036 | 3 | 0 | 0 | 0
2036-03-05 12:00 | 2036 | 3 | 0 | 0 | 0
2036-03-05 13:00 | 2036 | 3 | 0 | 0 | 0
2036-03-05 14:00 | 2036 | 3 | 0 | 0 | 0
2036-03-05 15:00 | 2036 | 3 | 0 | 0 | 0
2036-03-05 16:00 | 2036 | 3 | 0 | 0 | 0
2036-03-05 17:00 | 2036 | 3 | 0 | 0 | 0
2036-03-05 18:00 | 2036 | 3 | 0 | 0 | 0
2036-03-05 19:00 | 2036 | 3 | 0 | 0 | 0
2036-03-05 20:00 | 2036 | 3 | 0 | 0 | 0
2036-03-05 21:00 | 2036 | 3 | 0 | 0 | 0
2036-03-05 22:00 | 2036 | 3 | 0 | 0 | 0
2036-03-05 23:00 | 2036 | 3 | 0 | 0 | 0
2036-03-06 | 2036 | 3 | 0 | 0 | 0
2036-03-06 01:00 | 2036 | 3 | 0 | 0 | 0
2036-03-06 02:00 | 2036 | 3 | 0 | 0 | 0
2036-03-06 03:00 | 2036 | 3 | 0 | 0 | 0
2036-03-06 04:00 | 2036 | 3 | 0 | 0 | 0
2036-03-06 05:00 | 2036 | 3 | 0 | 0 | 0
2036-03-06 06:00 | 2036 | 3 | 0 | 0 | 0
2036-03-06 07:00 | 2036 | 3 | 0 | 0 | 0
2036-03-06 08:00 | 2036 | 3 | 0 | 0 | 0
2036-03-06 09:00 | 2036 | 3 | 0 | 0 | 0
2036-03-06 10:00 | 2036 | 3 | 0 | 0 | 0
2036-03-06 11:00 | 2036 | 3 | 0 | 0 | 0
2036-03-06 12:00 | 2036 | 3 | 0 | 0 | 0
2036-03-06 13:00 | 2036 | 3 | 0 | 0 | 0
2036-03-06 14:00 | 2036 | 3 | 0 | 0 | 0
2036-03-06 15:00 | 2036 | 3 | 0 | 0 | 0
2036-03-06 16:00 | 2036 | 3 | 0 | 0 | 0
2036-03-06 17:00 | 2036 | 3 | 0 | 0 | 0
2036-03-06 18:00 | 2036 | 3 | 0 | 0 | 0
2036-03-06 19:00 | 2036 | 3 | 0 | 0 | 0
2036-03-06 20:00 | 2036 | 3 | 0 | 0 | 0
2036-03-06 21:00 | 2036 | 3 | 0 | 0 | 0
2036-03-06 22:00 | 2036 | 3 | 0 | 0 | 0
2036-03-06 23:00 | 2036 | 3 | 0 | 0 | 0
2036-03-07 | 2036 | 3 | 0 | 0 | 0
2036-03-07 01:00 | 2036 | 3 | 0 | 0 | 0
2036-03-07 02:00 | 2036 | 3 | 0 | 0 | 0
2036-03-07 03:00 | 2036 | 3 | 0 | 0 | 0
2036-03-07 04:00 | 2036 | 3 | 0 | 0 | 0
2036-03-07 05:00 | 2036 | 3 | 0 | 0 | 0
2036-03-07 06:00 | 2036 | 3 | 0 | 0 | 0
2036-03-07 07:00 | 2036 | 3 | 0 | 0 | 0
2036-03-07 08:00 | 2036 | 3 | 0 | 0 | 0
2036-03-07 09:00 | 2036 | 3 | 0 | 0 | 0
2036-03-07 10:00 | 2036 | 3 | 0 | 0 | 0
2036-03-07 11:00 | 2036 | 3 | 0 | 0 | 0
2036-03-07 12:00 | 2036 | 3 | 0 | 0 | 0
2036-03-07 13:00 | 2036 | 3 | 0 | 0 | 0
2036-03-07 14:00 | 2036 | 3 | 0 | 0 | 0
2036-03-07 15:00 | 2036 | 3 | 0 | 0 | 0
2036-03-07 16:00 | 2036 | 3 | 0 | 0 | 0
2036-03-07 17:00 | 2036 | 3 | 0 | 0 | 0
2036-03-07 18:00 | 2036 | 3 | 0 | 0 | 0
2036-03-07 19:00 | 2036 | 3 | 0 | 0 | 0
2036-03-07 20:00 | 2036 | 3 | 0 | 0 | 0
2036-03-07 21:00 | 2036 | 3 | 0 | 0 | 0
2036-03-07 22:00 | 2036 | 3 | 0 | 0 | 0
2036-03-07 23:00 | 2036 | 3 | 0 | 0 | 0
2036-03-08 | 2036 | 3 | 0 | 0 | 0
2036-03-08 01:00 | 2036 | 3 | 0 | 0 | 0
2036-03-08 02:00 | 2036 | 3 | 0 | 0 | 0
2036-03-08 03:00 | 2036 | 3 | 0 | 0 | 0
2036-03-08 04:00 | 2036 | 3 | 0 | 0 | 0
2036-03-08 05:00 | 2036 | 3 | 0 | 0 | 0
2036-03-08 06:00 | 2036 | 3 | 0 | 0 | 0
2036-03-08 07:00 | 2036 | 3 | 0 | 0 | 0
2036-03-08 08:00 | 2036 | 3 | 0 | 0 | 0
2036-03-08 09:00 | 2036 | 3 | 0 | 0 | 0
2036-03-08 10:00 | 2036 | 3 | 0 | 0 | 0
2036-03-08 11:00 | 2036 | 3 | 0 | 0 | 0
2036-03-08 12:00 | 2036 | 3 | 0 | 0 | 0
2036-03-08 13:00 | 2036 | 3 | 0 | 0 | 0
2036-03-08 14:00 | 2036 | 3 | 0 | 0 | 0
2036-03-08 15:00 | 2036 | 3 | 0 | 0 | 0
2036-03-08 16:00 | 2036 | 3 | 0 | 0 | 0
2036-03-08 17:00 | 2036 | 3 | 0 | 0 | 0
2036-03-08 18:00 | 2036 | 3 | 0 | 0 | 0
2036-03-08 19:00 | 2036 | 3 | 0 | 0 | 0
2036-03-08 20:00 | 2036 | 3 | 0 | 0 | 0
2036-03-08 21:00 | 2036 | 3 | 0 | 0 | 0
2036-03-08 22:00 | 2036 | 3 | 0 | 0 | 0
2036-03-08 23:00 | 2036 | 3 | 0 | 0 | 0
2036-03-09 | 2036 | 3 | 0 | 0 | 0
2036-03-09 01:00 | 2036 | 3 | 0 | 0 | 0
2036-03-09 02:00 | 2036 | 3 | 0 | 0 | 0
2036-03-09 03:00 | 2036 | 3 | 0 | 0 | 0
2036-03-09 04:00 | 2036 | 3 | 0 | 0 | 0
2036-03-09 05:00 | 2036 | 3 | 0 | 0 | 0
2036-03-09 06:00 | 2036 | 3 | 0 | 0 | 0
2036-03-09 07:00 | 2036 | 3 | 0 | 0 | 0
2036-03-09 08:00 | 2036 | 3 | 0.34774 | 0 | 0
2036-03-09 09:00 | 2036 | 3 | 0.031869 | 0 | 0
2036-03-09 10:00 | 2036 | 3 | 0 | 0 | 0
2036-03-09 11:00 | 2036 | 3 | 0 | 0 | 0
2036-03-09 12:00 | 2036 | 3 | 0 | 0 | 0
2036-03-09 13:00 | 2036 | 3 | 0.0057519 | 0 | 0
2036-03-09 14:00 | 2036 | 3 | 0 | 0 | 0
2036-03-09 15:00 | 2036 | 3 | 0 | 0 | 0
2036-03-09 16:00 | 2036 | 3 | 0 | 0 | 0
2036-03-09 17:00 | 2036 | 3 | 0 | 0 | 0
2036-03-09 18:00 | 2036 | 3 | 0 | 0 | 0
2036-03-09 19:00 | 2036 | 3 | 0 | 0 | 0
2036-03-09 20:00 | 2036 | 3 | 0 | 0 | 0
2036-03-09 21:00 | 2036 | 3 | 0 | 0 | 0
2036-03-09 22:00 | 2036 | 3 | 0 | 0 | 0
2036-03-09 23:00 | 2036 | 3 | 0 | 0 | 0
2036-03-10 | 2036 | 3 | 0 | 0 | 0
2036-03-10 01:00 | 2036 | 3 | 0 | 0 | 0
2036-03-10 02:00 | 2036 | 3 | 0 | 0 | 0
2036-03-10 03:00 | 2036 | 3 | 0 | 0 | 0
2036-03-10 04:00 | 2036 | 3 | 0 | 0 | 0
2036-03-10 05:00 | 2036 | 3 | 0 | 0 | 0
2036-03-10 06:00 | 2036 | 3 | 0 | 0 | 0
2036-03-10 07:00 | 2036 | 3 | 0 | 0 | 0
2036-03-10 08:00 | 2036 | 3 | 0.41731 | 0 | 0
2036-03-10 09:00 | 2036 | 3 | 0.29007 | 0 | 0
2036-03-10 10:00 | 2036 | 3 | 0.0029142 | 0 | 0
2036-03-10 11:00 | 2036 | 3 | 0 | 0 | 0
2036-03-10 12:00 | 2036 | 3 | 0 | 0 | 0
2036-03-10 13:00 | 2036 | 3 | 0 | 0 | 0
2036-03-10 14:00 | 2036 | 3 | 0 | 0 | 0
2036-03-10 15:00 | 2036 | 3 | 0 | 0 | 0
2036-03-10 16:00 | 2036 | 3 | 0 | 0 | 0
2036-03-10 17:00 | 2036 | 3 | 0 | 0 | 0
2036-03-10 18:00 | 2036 | 3 | 0 | 0 | 0
2036-03-10 19:00 | 2036 | 3 | 0 | 0 | 0
2036-03-10 20:00 | 2036 | 3 | 0 | 0 | 0
2036-03-10 21:00 | 2036 | 3 | 0 | 0 | 0
2036-03-10 22:00 | 2036 | 3 | 0 | 0 | 0
2036-03-10 23:00 | 2036 | 3 | 0 | 0 | 0
2036-03-11 | 2036 | 3 | 0 | 0 | 0
2036-03-11 01:00 | 2036 | 3 | 0 | 0 | 0
2036-03-11 02:00 | 2036 | 3 | 0 | 0 | 0
2036-03-11 03:00 | 2036 | 3 | 0 | 0 | 0
2036-03-11 04:00 | 2036 | 3 | 0 | 0 | 0
2036-03-11 05:00 | 2036 | 3 | 0 | 0 | 0
2036-03-11 06:00 | 2036 | 3 | 0 | 0 | 0
2036-03-11 07:00 | 2036 | 3 | 0 | 0 | 0
2036-03-11 08:00 | 2036 | 3 | 0.5 | 0 | 0
2036-03-11 09:00 | 2036 | 3 | 0.33798 | 0 | 0
2036-03-11 10:00 | 2036 | 3 | 0.1402 | 0 | 0
2036-03-11 11:00 | 2036 | 3 | 0 | 0 | 0
2036-03-11 12:00 | 2036 | 3 | 0 | 0 | 0
2036-03-11 13:00 | 2036 | 3 | 0 | 0 | 0
2036-03-11 14:00 | 2036 | 3 | 0 | 0 | 0
2036-03-11 15:00 | 2036 | 3 | 0 | 0 | 0
2036-03-11 16:00 | 2036 | 3 | 0 | 0 | 0
2036-03-11 17:00 | 2036 | 3 | 0 | 0 | 0
2036-03-11 18:00 | 2036 | 3 | 0 | 0 | 0
2036-03-11 19:00 | 2036 | 3 | 0 | 0 | 0
2036-03-11 20:00 | 2036 | 3 | 0.093915 | 0 | 0
2036-03-11 21:00 | 2036 | 3 | 0 | 0 | 0
2036-03-11 22:00 | 2036 | 3 | 0 | 0 | 0
2036-03-11 23:00 | 2036 | 3 | 0 | 0 | 0
2036-03-12 | 2036 | 3 | 0 | 0 | 0
2036-03-12 01:00 | 2036 | 3 | 0 | 0 | 0
2036-03-12 02:00 | 2036 | 3 | 0 | 0 | 0
2036-03-12 03:00 | 2036 | 3 | 0 | 0 | 0
2036-03-12 04:00 | 2036 | 3 | 0 | 0 | 0
2036-03-12 05:00 | 2036 | 3 | 0 | 0 | 0
2036-03-12 06:00 | 2036 | 3 | 0 | 0 | 0
2036-03-12 07:00 | 2036 | 3 | 0 | 0 | 0
2036-03-12 08:00 | 2036 | 3 | 0.14121 | 0 | 0
2036-03-12 09:00 | 2036 | 3 | 0.18493 | 0 | 0
2036-03-12 10:00 | 2036 | 3 | 0 | 0 | 0
2036-03-12 11:00 | 2036 | 3 | 0 | 0 | 0
2036-03-12 12:00 | 2036 | 3 | 0 | 0 | 0
2036-03-12 13:00 | 2036 | 3 | 0 | 0 | 0
2036-03-12 14:00 | 2036 | 3 | 0 | 0 | 0
2036-03-12 15:00 | 2036 | 3 | 0 | 0 | 0
2036-03-12 16:00 | 2036 | 3 | 0 | 0 | 0
2036-03-12 17:00 | 2036 | 3 | 0 | 0 | 0
2036-03-12 18:00 | 2036 | 3 | 0 | 0 | 0
2036-03-12 19:00 | 2036 | 3 | 0 | 0 | 0
2036-03-12 20:00 | 2036 | 3 | 0 | 0 | 0
2036-03-12 21:00 | 2036 | 3 | 0 | 0 | 0
2036-03-12 22:00 | 2036 | 3 | 0 | 0 | 0
2036-03-12 23:00 | 2036 | 3 | 0 | 0 | 0
2036-03-13 | 2036 | 3 | 0 | 0 | 0
2036-03-13 01:00 | 2036 | 3 | 0 | 0 | 0
2036-03-13 02:00 | 2036 | 3 | 0 | 0 | 0
2036-03-13 03:00 | 2036 | 3 | 0 | 0 | 0
2036-03-13 04:00 | 2036 | 3 | 0 | 0 | 0
2036-03-13 05:00 | 2036 | 3 | 0 | 0 | 0
2036-03-13 06:00 | 2036 | 3 | 0 | 0 | 0
2036-03-13 07:00 | 2036 | 3 | 0 | 0 | 0
2036-03-13 08:00 | 2036 | 3 | 0 | 0 | 0
2036-03-13 09:00 | 2036 | 3 | 0 | 0 | 0
2036-03-13 10:00 | 2036 | 3 | 0 | 0 | 0
2036-03-13 11:00 | 2036 | 3 | 0 | 0 | 0
2036-03-13 12:00 | 2036 | 3 | 0 | 0 | 0
2036-03-13 13:00 | 2036 | 3 | 0 | 0 | 0
2036-03-13 14:00 | 2036 | 3 | 0 | 0 | 0
2036-03-13 15:00 | 2036 | 3 | 0 | 0 | 0
2036-03-13 16:00 | 2036 | 3 | 0 | 0 | 0
2036-03-13 17:00 | 2036 | 3 | 0 | 0 | 0
2036-03-13 18:00 | 2036 | 3 | 0 | 0 | 0
2036-03-13 19:00 | 2036 | 3 | 0 | 0 | 0
2036-03-13 20:00 | 2036 | 3 | 0 | 0 | 0
2036-03-13 21:00 | 2036 | 3 | 0 | 0 | 0
2036-03-13 22:00 | 2036 | 3 | 0 | 0 | 0
2036-03-13 23:00 | 2036 | 3 | 0 | 0 | 0
2036-03-14 | 2036 | 3 | 0 | 0 | 0
2036-03-14 01:00 | 2036 | 3 | 0 | 0 | 0
2036-03-14 02:00 | 2036 | 3 | 0 | 0 | 0
2036-03-14 03:00 | 2036 | 3 | 0 | 0 | 0
2036-03-14 04:00 | 2036 | 3 | 0 | 0 | 0
2036-03-14 05:00 | 2036 | 3 | 0 | 0 | 0
2036-03-14 06:00 | 2036 | 3 | 0 | 0 | 0
2036-03-14 07:00 | 2036 | 3 | 0 | 0 | 0
2036-03-14 08:00 | 2036 | 3 | 0 | 0 | 0
2036-03-14 09:00 | 2036 | 3 | 0 | 0 | 0
2036-03-14 10:00 | 2036 | 3 | 0 | 0 | 0
2036-03-14 11:00 | 2036 | 3 | 0 | 0 | 0
2036-03-14 12:00 | 2036 | 3 | 0 | 0 | 0
2036-03-14 13:00 | 2036 | 3 | 0 | 0 | 0
2036-03-14 14:00 | 2036 | 3 | 0 | 0 | 0
2036-03-14 15:00 | 2036 | 3 | 0 | 0 | 0
2036-03-14 16:00 | 2036 | 3 | 0 | 0 | 0
2036-03-14 17:00 | 2036 | 3 | 0 | 0 | 0
2036-03-14 18:00 | 2036 | 3 | 0 | 0 | 0
2036-03-14 19:00 | 2036 | 3 | 0 | 0 | 0
2036-03-14 20:00 | 2036 | 3 | 0 | 0 | 0
2036-03-14 21:00 | 2036 | 3 | 0 | 0 | 0
2036-03-14 22:00 | 2036 | 3 | 0 | 0 | 0
2036-03-14 23:00 | 2036 | 3 | 0 | 0 | 0
2036-03-15 | 2036 | 3 | 0 | 0 | 0
2036-03-15 01:00 | 2036 | 3 | 0 | 0 | 0
2036-03-15 02:00 | 2036 | 3 | 0 | 0 | 0
2036-03-15 03:00 | 2036 | 3 | 0 | 0 | 0
2036-03-15 04:00 | 2036 | 3 | 0 | 0 | 0
2036-03-15 05:00 | 2036 | 3 | 0 | 0 | 0
2036-03-15 06:00 | 2036 | 3 | 0 | 0 | 0
2036-03-15 07:00 | 2036 | 3 | 0 | 0 | 0
2036-03-15 08:00 | 2036 | 3 | 0 | 0 | 0
2036-03-15 09:00 | 2036 | 3 | 0 | 0 | 0
2036-03-15 10:00 | 2036 | 3 | 0 | 0 | 0
2036-03-15 11:00 | 2036 | 3 | 0 | 0 | 0
2036-03-15 12:00 | 2036 | 3 | 0 | 0 | 0
2036-03-15 13:00 | 2036 | 3 | 0 | 0 | 0
2036-03-15 14:00 | 2036 | 3 | 0 | 0 | 0
2036-03-15 15:00 | 2036 | 3 | 0 | 0 | 0
2036-03-15 16:00 | 2036 | 3 | 0 | 0 | 0
2036-03-15 17:00 | 2036 | 3 | 0 | 0 | 0
2036-03-15 18:00 | 2036 | 3 | 0 | 0 | 0
2036-03-15 19:00 | 2036 | 3 | 0 | 0 | 0
2036-03-15 20:00 | 2036 | 3 | 0 | 0 | 0
2036-03-15 21:00 | 2036 | 3 | 0 | 0 | 0
2036-03-15 22:00 | 2036 | 3 | 0 | 0 | 0
2036-03-15 23:00 | 2036 | 3 | 0 | 0 | 0
2036-03-16 | 2036 | 3 | 0 | 0 | 0
2036-03-16 01:00 | 2036 | 3 | 0 | 0 | 0
2036-03-16 02:00 | 2036 | 3 | 0 | 0 | 0
2036-03-16 03:00 | 2036 | 3 | 0 | 0 | 0
2036-03-16 04:00 | 2036 | 3 | 0 | 0 | 0
2036-03-16 05:00 | 2036 | 3 | 0 | 0 | 0
2036-03-16 06:00 | 2036 | 3 | 0 | 0 | 0
2036-03-16 07:00 | 2036 | 3 | 0 | 0 | 0
2036-03-16 08:00 | 2036 | 3 | 0 | 0 | 0
2036-03-16 09:00 | 2036 | 3 | 0 | 0 | 0
2036-03-16 10:00 | 2036 | 3 | 0 | 0 | 0
2036-03-16 11:00 | 2036 | 3 | 0 | 0 | 0
2036-03-16 12:00 | 2036 | 3 | 0 | 0 | 0
2036-03-16 13:00 | 2036 | 3 | 0 | 0 | 0
2036-03-16 14:00 | 2036 | 3 | 0 | 0 | 0
2036-03-16 15:00 | 2036 | 3 | 0 | 0 | 0
2036-03-16 16:00 | 2036 | 3 | 0 | 0 | 0
2036-03-16 17:00 | 2036 | 3 | 0 | 0 | 0
2036-03-16 18:00 | 2036 | 3 | 0 | 0 | 0
2036-03-16 19:00 | 2036 | 3 | 0 | 0 | 0
2036-03-16 20:00 | 2036 | 3 | 0 | 0 | 0
2036-03-16 21:00 | 2036 | 3 | 0 | 0 | 0
2036-03-16 22:00 | 2036 | 3 | 0 | 0 | 0
2036-03-16 23:00 | 2036 | 3 | 0 | 0 | 0
2036-03-17 | 2036 | 3 | 0 | 0 | 0
2036-03-17 01:00 | 2036 | 3 | 0 | 0 | 0
2036-03-17 02:00 | 2036 | 3 | 0 | 0 | 0
2036-03-17 03:00 | 2036 | 3 | 0 | 0 | 0
2036-03-17 04:00 | 2036 | 3 | 0 | 0 | 0
2036-03-17 05:00 | 2036 | 3 | 0 | 0 | 0
2036-03-17 06:00 | 2036 | 3 | 0 | 0 | 0
2036-03-17 07:00 | 2036 | 3 | 0 | 0 | 0
2036-03-17 08:00 | 2036 | 3 | 0 | 0 | 0
2036-03-17 09:00 | 2036 | 3 | 0 | 0 | 0
2036-03-17 10:00 | 2036 | 3 | 0 | 0 | 0
2036-03-17 11:00 | 2036 | 3 | 0 | 0 | 0
2036-03-17 12:00 | 2036 | 3 | 0 | 0 | 0
2036-03-17 13:00 | 2036 | 3 | 0 | 0 | 0
2036-03-17 14:00 | 2036 | 3 | 0 | 0 | 0
2036-03-17 15:00 | 2036 | 3 | 0 | 0 | 0
2036-03-17 16:00 | 2036 | 3 | 0 | 0 | 0
2036-03-17 17:00 | 2036 | 3 | 0 | 0 | 0
2036-03-17 18:00 | 2036 | 3 | 0 | 0 | 0
2036-03-17 19:00 | 2036 | 3 | 0 | 0 | 0
2036-03-17 20:00 | 2036 | 3 | 0 | 0 | 0
2036-03-17 21:00 | 2036 | 3 | 0 | 0 | 0
2036-03-17 22:00 | 2036 | 3 | 0 | 0 | 0
2036-03-17 23:00 | 2036 | 3 | 0 | 0 | 0
2036-03-18 | 2036 | 3 | 0 | 0 | 0
2036-03-18 01:00 | 2036 | 3 | 0 | 0 | 0
2036-03-18 02:00 | 2036 | 3 | 0 | 0 | 0
2036-03-18 03:00 | 2036 | 3 | 0 | 0 | 0
2036-03-18 04:00 | 2036 | 3 | 0 | 0 | 0
2036-03-18 05:00 | 2036 | 3 | 0 | 0 | 0
2036-03-18 06:00 | 2036 | 3 | 0 | 0 | 0
2036-03-18 07:00 | 2036 | 3 | 0 | 0 | 0
2036-03-18 08:00 | 2036 | 3 | 0 | 0 | 0
2036-03-18 09:00 | 2036 | 3 | 0 | 0 | 0
2036-03-18 10:00 | 2036 | 3 | 0 | 0 | 0
2036-03-18 11:00 | 2036 | 3 | 0 | 0 | 0
2036-03-18 12:00 | 2036 | 3 | 0 | 0 | 0
2036-03-18 13:00 | 2036 | 3 | 0 | 0 | 0
2036-03-18 14:00 | 2036 | 3 | 0 | 0 | 0
2036-03-18 15:00 | 2036 | 3 | 0 | 0 | 0
2036-03-18 16:00 | 2036 | 3 | 0 | 0 | 0
2036-03-18 17:00 | 2036 | 3 | 0 | 0 | 0
2036-03-18 18:00 | 2036 | 3 | 0 | 0 | 0
2036-03-18 19:00 | 2036 | 3 | 0 | 0 | 0
2036-03-18 20:00 | 2036 | 3 | 0 | 0 | 0
2036-03-18 21:00 | 2036 | 3 | 0 | 0 | 0
2036-03-18 22:00 | 2036 | 3 | 0 | 0 | 0
2036-03-18 23:00 | 2036 | 3 | 0 | 0 | 0
2036-03-19 | 2036 | 3 | 0 | 0 | 0
2036-03-19 01:00 | 2036 | 3 | 0 | 0 | 0
2036-03-19 02:00 | 2036 | 3 | 0 | 0 | 0
2036-03-19 03:00 | 2036 | 3 | 0 | 0 | 0
2036-03-19 04:00 | 2036 | 3 | 0 | 0 | 0
2036-03-19 05:00 | 2036 | 3 | 0 | 0 | 0
2036-03-19 06:00 | 2036 | 3 | 0 | 0 | 0
2036-03-19 07:00 | 2036 | 3 | 0 | 0 | 0
2036-03-19 08:00 | 2036 | 3 | 0 | 0 | 0
2036-03-19 09:00 | 2036 | 3 | 0 | 0 | 0
2036-03-19 10:00 | 2036 | 3 | 0 | 0 | 0
2036-03-19 11:00 | 2036 | 3 | 0 | 0 | 0
2036-03-19 12:00 | 2036 | 3 | 0 | 0 | 0
2036-03-19 13:00 | 2036 | 3 | 0 | 0 | 0
2036-03-19 14:00 | 2036 | 3 | 0 | 0 | 0
2036-03-19 15:00 | 2036 | 3 | 0 | 0 | 0
2036-03-19 16:00 | 2036 | 3 | 0 | 0 | 0
2036-03-19 17:00 | 2036 | 3 | 0 | 0 | 0
2036-03-19 18:00 | 2036 | 3 | 0 | 0 | 0
2036-03-19 19:00 | 2036 | 3 | 0 | 0 | 0
2036-03-19 20:00 | 2036 | 3 | 0 | 0 | 0
2036-03-19 21:00 | 2036 | 3 | 0 | 0 | 0
2036-03-19 22:00 | 2036 | 3 | 0 | 0 | 0
2036-03-19 23:00 | 2036 | 3 | 0 | 0 | 0
2036-03-20 | 2036 | 3 | 0 | 0 | 0
2036-03-20 01:00 | 2036 | 3 | 0 | 0 | 0
2036-03-20 02:00 | 2036 | 3 | 0 | 0 | 0
2036-03-20 03:00 | 2036 | 3 | 0 | 0 | 0
2036-03-20 04:00 | 2036 | 3 | 0 | 0 | 0
2036-03-20 05:00 | 2036 | 3 | 0 | 0 | 0
2036-03-20 06:00 | 2036 | 3 | 0 | 0 | 0
2036-03-20 07:00 | 2036 | 3 | 0 | 0 | 0
2036-03-20 08:00 | 2036 | 3 | 0 | 0 | 0
2036-03-20 09:00 | 2036 | 3 | 0 | 0 | 0
2036-03-20 10:00 | 2036 | 3 | 0 | 0 | 0
2036-03-20 11:00 | 2036 | 3 | 0 | 0 | 0
2036-03-20 12:00 | 2036 | 3 | 0 | 0 | 0
2036-03-20 13:00 | 2036 | 3 | 0 | 0 | 0
2036-03-20 14:00 | 2036 | 3 | 0 | 0 | 0
2036-03-20 15:00 | 2036 | 3 | 0 | 0 | 0
2036-03-20 16:00 | 2036 | 3 | 0 | 0 | 0
2036-03-20 17:00 | 2036 | 3 | 0 | 0 | 0
2036-03-20 18:00 | 2036 | 3 | 0 | 0 | 0
2036-03-20 19:00 | 2036 | 3 | 0 | 0 | 0
2036-03-20 20:00 | 2036 | 3 | 0 | 0 | 0
2036-03-20 21:00 | 2036 | 3 | 0 | 0 | 0
2036-03-20 22:00 | 2036 | 3 | 0 | 0 | 0
2036-03-20 23:00 | 2036 | 3 | 0 | 0 | 0
2036-03-21 | 2036 | 3 | 0 | 0 | 0
2036-03-21 01:00 | 2036 | 3 | 0 | 0 | 0
2036-03-21 02:00 | 2036 | 3 | 0 | 0 | 0
2036-03-21 03:00 | 2036 | 3 | 0 | 0 | 0
2036-03-21 04:00 | 2036 | 3 | 0 | 0 | 0
2036-03-21 05:00 | 2036 | 3 | 0 | 0 | 0
2036-03-21 06:00 | 2036 | 3 | 0 | 0 | 0
2036-03-21 07:00 | 2036 | 3 | 0 | 0 | 0
2036-03-21 08:00 | 2036 | 3 | 0 | 0 | 0
2036-03-21 09:00 | 2036 | 3 | 0 | 0 | 0
2036-03-21 10:00 | 2036 | 3 | 0 | 0 | 0
2036-03-21 11:00 | 2036 | 3 | 0 | 0 | 0
2036-03-21 12:00 | 2036 | 3 | 0 | 0 | 0
2036-03-21 13:00 | 2036 | 3 | 0 | 0 | 0
2036-03-21 14:00 | 2036 | 3 | 0 | 0 | 0
2036-03-21 15:00 | 2036 | 3 | 0 | 0 | 0
2036-03-21 16:00 | 2036 | 3 | 0 | 0 | 0
2036-03-21 17:00 | 2036 | 3 | 0 | 0 | 0
2036-03-21 18:00 | 2036 | 3 | 0 | 0 | 0
2036-03-21 19:00 | 2036 | 3 | 0 | 0 | 0
2036-03-21 20:00 | 2036 | 3 | 0 | 0 | 0
2036-03-21 21:00 | 2036 | 3 | 0 | 0 | 0
2036-03-21 22:00 | 2036 | 3 | 0 | 0 | 0
2036-03-21 23:00 | 2036 | 3 | 0 | 0 | 0
2036-03-22 | 2036 | 3 | 0 | 0 | 0
2036-03-22 01:00 | 2036 | 3 | 0 | 0 | 0
2036-03-22 02:00 | 2036 | 3 | 0 | 0 | 0
2036-03-22 03:00 | 2036 | 3 | 0 | 0 | 0
2036-03-22 04:00 | 2036 | 3 | 0 | 0 | 0
2036-03-22 05:00 | 2036 | 3 | 0 | 0 | 0
2036-03-22 06:00 | 2036 | 3 | 0 | 0 | 0
2036-03-22 07:00 | 2036 | 3 | 0 | 0 | 0
2036-03-22 08:00 | 2036 | 3 | 0 | 0 | 0
2036-03-22 09:00 | 2036 | 3 | 0 | 0 | 0
2036-03-22 10:00 | 2036 | 3 | 0 | 0 | 0
2036-03-22 11:00 | 2036 | 3 | 0 | 0 | 0
2036-03-22 12:00 | 2036 | 3 | 0 | 0 | 0
2036-03-22 13:00 | 2036 | 3 | 0 | 0 | 0
2036-03-22 14:00 | 2036 | 3 | 0 | 0 | 0
2036-03-22 15:00 | 2036 | 3 | 0 | 0 | 0
2036-03-22 16:00 | 2036 | 3 | 0 | 0 | 0
2036-03-22 17:00 | 2036 | 3 | 0 | 0 | 0
2036-03-22 18:00 | 2036 | 3 | 0 | 0 | 0
2036-03-22 19:00 | 2036 | 3 | 0 | 0 | 0
2036-03-22 20:00 | 2036 | 3 | 0 | 0 | 0
2036-03-22 21:00 | 2036 | 3 | 0 | 0 | 0
2036-03-22 22:00 | 2036 | 3 | 0 | 0 | 0
2036-03-22 23:00 | 2036 | 3 | 0 | 0 | 0
2036-03-23 | 2036 | 3 | 0 | 0 | 0
2036-03-23 01:00 | 2036 | 3 | 0 | 0 | 0
2036-03-23 02:00 | 2036 | 3 | 0 | 0 | 0
2036-03-23 03:00 | 2036 | 3 | 0 | 0 | 0
2036-03-23 04:00 | 2036 | 3 | 0 | 0 | 0
2036-03-23 05:00 | 2036 | 3 | 0 | 0 | 0
2036-03-23 06:00 | 2036 | 3 | 0 | 0 | 0
2036-03-23 07:00 | 2036 | 3 | 0 | 0 | 0
2036-03-23 08:00 | 2036 | 3 | 0 | 0 | 0
2036-03-23 09:00 | 2036 | 3 | 0 | 0 | 0
2036-03-23 10:00 | 2036 | 3 | 0 | 0 | 0
2036-03-23 11:00 | 2036 | 3 | 0 | 0 | 0
2036-03-23 12:00 | 2036 | 3 | 0 | 0 | 0
2036-03-23 13:00 | 2036 | 3 | 0 | 0 | 0
2036-03-23 14:00 | 2036 | 3 | 0 | 0 | 0
2036-03-23 15:00 | 2036 | 3 | 0 | 0 | 0
2036-03-23 16:00 | 2036 | 3 | 0 | 0 | 0
2036-03-23 17:00 | 2036 | 3 | 0 | 0 | 0
2036-03-23 18:00 | 2036 | 3 | 0 | 0 | 0
2036-03-23 19:00 | 2036 | 3 | 0 | 0 | 0
2036-03-23 20:00 | 2036 | 3 | 0 | 0 | 0
2036-03-23 21:00 | 2036 | 3 | 0 | 0 | 0
2036-03-23 22:00 | 2036 | 3 | 0 | 0 | 0
2036-03-23 23:00 | 2036 | 3 | 0 | 0 | 0
2036-03-24 | 2036 | 3 | 0 | 0 | 0
2036-03-24 01:00 | 2036 | 3 | 0 | 0 | 0
2036-03-24 02:00 | 2036 | 3 | 0 | 0 | 0
2036-03-24 03:00 | 2036 | 3 | 0 | 0 | 0
2036-03-24 04:00 | 2036 | 3 | 0 | 0 | 0
2036-03-24 05:00 | 2036 | 3 | 0 | 0 | 0
2036-03-24 06:00 | 2036 | 3 | 0 | 0 | 0
2036-03-24 07:00 | 2036 | 3 | 0 | 0 | 0
2036-03-24 08:00 | 2036 | 3 | 0 | 0 | 0
2036-03-24 09:00 | 2036 | 3 | 0 | 0 | 0
2036-03-24 10:00 | 2036 | 3 | 0 | 0 | 0
2036-03-24 11:00 | 2036 | 3 | 0 | 0 | 0
2036-03-24 12:00 | 2036 | 3 | 0 | 0 | 0
2036-03-24 13:00 | 2036 | 3 | 0 | 0 | 0
2036-03-24 14:00 | 2036 | 3 | 0 | 0 | 0
2036-03-24 15:00 | 2036 | 3 | 0 | 0 | 0
2036-03-24 16:00 | 2036 | 3 | 0 | 0 | 0
2036-03-24 17:00 | 2036 | 3 | 0 | 0 | 0
2036-03-24 18:00 | 2036 | 3 | 0 | 0 | 0
2036-03-24 19:00 | 2036 | 3 | 0 | 0 | 0
2036-03-24 20:00 | 2036 | 3 | 0 | 0 | 0
2036-03-24 21:00 | 2036 | 3 | 0 | 0 | 0
2036-03-24 22:00 | 2036 | 3 | 0 | 0 | 0
2036-03-24 23:00 | 2036 | 3 | 0 | 0 | 0
2036-03-25 | 2036 | 3 | 0 | 0 | 0
2036-03-25 01:00 | 2036 | 3 | 0 | 0 | 0
2036-03-25 02:00 | 2036 | 3 | 0 | 0 | 0
2036-03-25 03:00 | 2036 | 3 | 0 | 0 | 0
2036-03-25 04:00 | 2036 | 3 | 0 | 0 | 0
2036-03-25 05:00 | 2036 | 3 | 0 | 0 | 0
2036-03-25 06:00 | 2036 | 3 | 0 | 0 | 0
2036-03-25 07:00 | 2036 | 3 | 0 | 0 | 0
2036-03-25 08:00 | 2036 | 3 | 0 | 0 | 0
2036-03-25 09:00 | 2036 | 3 | 0 | 0 | 0
2036-03-25 10:00 | 2036 | 3 | 0 | 0 | 0
2036-03-25 11:00 | 2036 | 3 | 0 | 0 | 0
2036-03-25 12:00 | 2036 | 3 | 0 | 0 | 0
2036-03-25 13:00 | 2036 | 3 | 0 | 0 | 0
2036-03-25 14:00 | 2036 | 3 | 0 | 0 | 0
2036-03-25 15:00 | 2036 | 3 | 0 | 0 | 0
2036-03-25 16:00 | 2036 | 3 | 0 | 0 | 0
2036-03-25 17:00 | 2036 | 3 | 0 | 0 | 0
2036-03-25 18:00 | 2036 | 3 | 0 | 0 | 0
2036-03-25 19:00 | 2036 | 3 | 0 | 0 | 0
2036-03-25 20:00 | 2036 | 3 | 0 | 0 | 0
2036-03-25 21:00 | 2036 | 3 | 0 | 0 | 0
2036-03-25 22:00 | 2036 | 3 | 0 | 0 | 0
2036-03-25 23:00 | 2036 | 3 | 0 | 0 | 0
2036-03-26 | 2036 | 3 | 0 | 0 | 0
2036-03-26 01:00 | 2036 | 3 | 0 | 0 | 0
2036-03-26 02:00 | 2036 | 3 | 0 | 0 | 0
2036-03-26 03:00 | 2036 | 3 | 0 | 0 | 0
2036-03-26 04:00 | 2036 | 3 | 0 | 0 | 0
2036-03-26 05:00 | 2036 | 3 | 0 | 0 | 0
2036-03-26 06:00 | 2036 | 3 | 0 | 0 | 0
2036-03-26 07:00 | 2036 | 3 | 0 | 0 | 0
2036-03-26 08:00 | 2036 | 3 | 0 | 0 | 0
2036-03-26 09:00 | 2036 | 3 | 0 | 0 | 0
2036-03-26 10:00 | 2036 | 3 | 0 | 0 | 0
2036-03-26 11:00 | 2036 | 3 | 0 | 0 | 0
2036-03-26 12:00 | 2036 | 3 | 0 | 0 | 0
2036-03-26 13:00 | 2036 | 3 | 0 | 0 | 0
2036-03-26 14:00 | 2036 | 3 | 0 | 0 | 0
2036-03-26 15:00 | 2036 | 3 | 0 | 0 | 0
2036-03-26 16:00 | 2036 | 3 | 0 | 0 | 0
2036-03-26 17:00 | 2036 | 3 | 0 | 0 | 0
2036-03-26 18:00 | 2036 | 3 | 0 | 0 | 0
2036-03-26 19:00 | 2036 | 3 | 0 | 0 | 0
2036-03-26 20:00 | 2036 | 3 | 0 | 0 | 0
2036-03-26 21:00 | 2036 | 3 | 0 | 0 | 0
2036-03-26 22:00 | 2036 | 3 | 0 | 0 | 0
2036-03-26 23:00 | 2036 | 3 | 0 | 0 | 0
2036-03-27 | 2036 | 3 | 0 | 0 | 0
2036-03-27 01:00 | 2036 | 3 | 0 | 0 | 0
2036-03-27 02:00 | 2036 | 3 | 0 | 0 | 0
2036-03-27 03:00 | 2036 | 3 | 0 | 0 | 0
2036-03-27 04:00 | 2036 | 3 | 0 | 0 | 0
2036-03-27 05:00 | 2036 | 3 | 0 | 0 | 0
2036-03-27 06:00 | 2036 | 3 | 0 | 0 | 0
2036-03-27 07:00 | 2036 | 3 | 0 | 0 | 0
2036-03-27 08:00 | 2036 | 3 | 0 | 0 | 0
2036-03-27 09:00 | 2036 | 3 | 0 | 0 | 0
2036-03-27 10:00 | 2036 | 3 | 0 | 0 | 0
2036-03-27 11:00 | 2036 | 3 | 0 | 0 | 0
2036-03-27 12:00 | 2036 | 3 | 0 | 0 | 0
2036-03-27 13:00 | 2036 | 3 | 0 | 0 | 0
2036-03-27 14:00 | 2036 | 3 | 0 | 0 | 0
2036-03-27 15:00 | 2036 | 3 | 0 | 0 | 0
2036-03-27 16:00 | 2036 | 3 | 0 | 0 | 0
2036-03-27 17:00 | 2036 | 3 | 0 | 0 | 0
2036-03-27 18:00 | 2036 | 3 | 0 | 0 | 0
2036-03-27 19:00 | 2036 | 3 | 0 | 0 | 0
2036-03-27 20:00 | 2036 | 3 | 0 | 0 | 0
2036-03-27 21:00 | 2036 | 3 | 0 | 0 | 0
2036-03-27 22:00 | 2036 | 3 | 0 | 0 | 0
2036-03-27 23:00 | 2036 | 3 | 0 | 0 | 0
2036-03-28 | 2036 | 3 | 0 | 0 | 0
2036-03-28 01:00 | 2036 | 3 | 0 | 0 | 0
2036-03-28 02:00 | 2036 | 3 | 0 | 0 | 0
2036-03-28 03:00 | 2036 | 3 | 0 | 0 | 0
2036-03-28 04:00 | 2036 | 3 | 0 | 0 | 0
2036-03-28 05:00 | 2036 | 3 | 0 | 0 | 0
2036-03-28 06:00 | 2036 | 3 | 0 | 0 | 0
2036-03-28 07:00 | 2036 | 3 | 0 | 0 | 0
2036-03-28 08:00 | 2036 | 3 | 0 | 0 | 0
2036-03-28 09:00 | 2036 | 3 | 0 | 0 | 0
2036-03-28 10:00 | 2036 | 3 | 0 | 0 | 0
2036-03-28 11:00 | 2036 | 3 | 0 | 0 | 0
2036-03-28 12:00 | 2036 | 3 | 0 | 0 | 0
2036-03-28 13:00 | 2036 | 3 | 0 | 0 | 0
2036-03-28 14:00 | 2036 | 3 | 0 | 0 | 0
2036-03-28 15:00 | 2036 | 3 | 0 | 0 | 0
2036-03-28 16:00 | 2036 | 3 | 0 | 0 | 0
2036-03-28 17:00 | 2036 | 3 | 0 | 0 | 0
2036-03-28 18:00 | 2036 | 3 | 0 | 0 | 0
2036-03-28 19:00 | 2036 | 3 | 0 | 0 | 0
2036-03-28 20:00 | 2036 | 3 | 0 | 0 | 0
2036-03-28 21:00 | 2036 | 3 | 0 | 0 | 0
2036-03-28 22:00 | 2036 | 3 | 0 | 0 | 0
2036-03-28 23:00 | 2036 | 3 | 0 | 0 | 0
2036-03-29 | 2036 | 3 | 0 | 0 | 0
2036-03-29 01:00 | 2036 | 3 | 0 | 0 | 0
2036-03-29 02:00 | 2036 | 3 | 0 | 0 | 0
2036-03-29 03:00 | 2036 | 3 | 0 | 0 | 0
2036-03-29 04:00 | 2036 | 3 | 0 | 0 | 0
2036-03-29 05:00 | 2036 | 3 | 0 | 0 | 0
2036-03-29 06:00 | 2036 | 3 | 0 | 0 | 0
2036-03-29 07:00 | 2036 | 3 | 0 | 0 | 0
2036-03-29 08:00 | 2036 | 3 | 0 | 0 | 0
2036-03-29 09:00 | 2036 | 3 | 0 | 0 | 0
2036-03-29 10:00 | 2036 | 3 | 0 | 0 | 0
2036-03-29 11:00 | 2036 | 3 | 0 | 0 | 0
2036-03-29 12:00 | 2036 | 3 | 0 | 0 | 0
2036-03-29 13:00 | 2036 | 3 | 0 | 0 | 0
2036-03-29 14:00 | 2036 | 3 | 0 | 0 | 0
2036-03-29 15:00 | 2036 | 3 | 0 | 0 | 0
2036-03-29 16:00 | 2036 | 3 | 0 | 0 | 0
2036-03-29 17:00 | 2036 | 3 | 0 | 0 | 0
2036-03-29 18:00 | 2036 | 3 | 0 | 0 | 0
2036-03-29 19:00 | 2036 | 3 | 0 | 0 | 0
2036-03-29 20:00 | 2036 | 3 | 0 | 0 | 0
2036-03-29 21:00 | 2036 | 3 | 0 | 0 | 0
2036-03-29 22:00 | 2036 | 3 | 0 | 0 | 0
2036-03-29 23:00 | 2036 | 3 | 0 | 0 | 0
2036-03-30 | 2036 | 3 | 0 | 0 | 0
2036-03-30 01:00 | 2036 | 3 | 0 | 0 | 0
2036-03-30 02:00 | 2036 | 3 | 0 | 0 | 0
2036-03-30 03:00 | 2036 | 3 | 0 | 0 | 0
2036-03-30 04:00 | 2036 | 3 | 0 | 0 | 0
2036-03-30 05:00 | 2036 | 3 | 0 | 0 | 0
2036-03-30 06:00 | 2036 | 3 | 0 | 0 | 0
2036-03-30 07:00 | 2036 | 3 | 0 | 0 | 0
2036-03-30 08:00 | 2036 | 3 | 0 | 0 | 0
2036-03-30 09:00 | 2036 | 3 | 0 | 0 | 0
2036-03-30 10:00 | 2036 | 3 | 0 | 0 | 0
2036-03-30 11:00 | 2036 | 3 | 0 | 0 | 0
2036-03-30 12:00 | 2036 | 3 | 0 | 0 | 0
2036-03-30 13:00 | 2036 | 3 | 0 | 0 | 0
2036-03-30 14:00 | 2036 | 3 | 0 | 0 | 0
2036-03-30 15:00 | 2036 | 3 | 0 | 0 | 0
2036-03-30 16:00 | 2036 | 3 | 0 | 0 | 0
2036-03-30 17:00 | 2036 | 3 | 0 | 0 | 0
2036-03-30 18:00 | 2036 | 3 | 0 | 0 | 0
2036-03-30 19:00 | 2036 | 3 | 0 | 0 | 0
2036-03-30 20:00 | 2036 | 3 | 0 | 0 | 0
2036-03-30 21:00 | 2036 | 3 | 0 | 0 | 0
2036-03-30 22:00 | 2036 | 3 | 0 | 0 | 0
2036-03-30 23:00 | 2036 | 3 | 0 | 0 | 0
2036-03-31 | 2036 | 3 | 0 | 0 | 0
2036-03-31 01:00 | 2036 | 3 | 0 | 0 | 0
2036-03-31 02:00 | 2036 | 3 | 0 | 0 | 0
2036-03-31 03:00 | 2036 | 3 | 0 | 0 | 0
2036-03-31 04:00 | 2036 | 3 | 0 | 0 | 0
2036-03-31 05:00 | 2036 | 3 | 0 | 0 | 0
2036-03-31 06:00 | 2036 | 3 | 0 | 0 | 0
2036-03-31 07:00 | 2036 | 3 | 0 | 0 | 0
2036-03-31 08:00 | 2036 | 3 | 0 | 0 | 0
2036-03-31 09:00 | 2036 | 3 | 0 | 0 | 0
2036-03-31 10:00 | 2036 | 3 | 0 | 0 | 0
2036-03-31 11:00 | 2036 | 3 | 0 | 0 | 0
2036-03-31 12:00 | 2036 | 3 | 0 | 0 | 0
2036-03-31 13:00 | 2036 | 3 | 0 | 0 | 0
2036-03-31 14:00 | 2036 | 3 | 0 | 0 | 0
2036-03-31 15:00 | 2036 | 3 | 0 | 0 | 0
2036-03-31 16:00 | 2036 | 3 | 0 | 0 | 0
2036-03-31 17:00 | 2036 | 3 | 0 | 0 | 0
2036-03-31 18:00 | 2036 | 3 | 0 | 0 | 0
2036-03-31 19:00 | 2036 | 3 | 0 | 0 | 0
2036-03-31 20:00 | 2036 | 3 | 0 | 0 | 0
2036-03-31 21:00 | 2036 | 3 | 0 | 0 | 0
2036-03-31 22:00 | 2036 | 3 | 0 | 0 | 0
2036-03-31 23:00 | 2036 | 3 | 0 | 0 | 0
2036-04-01 | 2036 | 4 | 0 | 0 | 0
2036-04-01 01:00 | 2036 | 4 | 0 | 0 | 0
2036-04-01 02:00 | 2036 | 4 | 0 | 0 | 0
2036-04-01 03:00 | 2036 | 4 | 0 | 0 | 0
2036-04-01 04:00 | 2036 | 4 | 0 | 0 | 0
2036-04-01 05:00 | 2036 | 4 | 0 | 0 | 0
2036-04-01 06:00 | 2036 | 4 | 0 | 0 | 0
2036-04-01 07:00 | 2036 | 4 | 0 | 0 | 0
2036-04-01 08:00 | 2036 | 4 | 0 | 0 | 0
2036-04-01 09:00 | 2036 | 4 | 0 | 0 | 0
2036-04-01 10:00 | 2036 | 4 | 0 | 0 | 0
2036-04-01 11:00 | 2036 | 4 | 0 | 0 | 0
2036-04-01 12:00 | 2036 | 4 | 0 | 0 | 0
2036-04-01 13:00 | 2036 | 4 | 0 | 0 | 0
2036-04-01 14:00 | 2036 | 4 | 0 | 0 | 0
2036-04-01 15:00 | 2036 | 4 | 0 | 0 | 0
2036-04-01 16:00 | 2036 | 4 | 0 | 0 | 0
2036-04-01 17:00 | 2036 | 4 | 0 | 0 | 0
2036-04-01 18:00 | 2036 | 4 | 0 | 0 | 0
2036-04-01 19:00 | 2036 | 4 | 0 | 0 | 0
2036-04-01 20:00 | 2036 | 4 | 0 | 0 | 0
2036-04-01 21:00 | 2036 | 4 | 0 | 0 | 0
2036-04-01 22:00 | 2036 | 4 | 0 | 0 | 0
2036-04-01 23:00 | 2036 | 4 | 0 | 0 | 0
2036-04-02 | 2036 | 4 | 0 | 0 | 0
2036-04-02 01:00 | 2036 | 4 | 0 | 0 | 0
2036-04-02 02:00 | 2036 | 4 | 0 | 0 | 0
2036-04-02 03:00 | 2036 | 4 | 0 | 0 | 0
2036-04-02 04:00 | 2036 | 4 | 0 | 0 | 0
2036-04-02 05:00 | 2036 | 4 | 0 | 0 | 0
2036-04-02 06:00 | 2036 | 4 | 0 | 0 | 0
2036-04-02 07:00 | 2036 | 4 | 0 | 0 | 0
2036-04-02 08:00 | 2036 | 4 | 0 | 0 | 0
2036-04-02 09:00 | 2036 | 4 | 0 | 0 | 0
2036-04-02 10:00 | 2036 | 4 | 0 | 0 | 0
2036-04-02 11:00 | 2036 | 4 | 0 | 0 | 0
2036-04-02 12:00 | 2036 | 4 | 0 | 0 | 0
2036-04-02 13:00 | 2036 | 4 | 0 | 0 | 0
2036-04-02 14:00 | 2036 | 4 | 0 | 0 | 0
2036-04-02 15:00 | 2036 | 4 | 0 | 0 | 0
2036-04-02 16:00 | 2036 | 4 | 0 | 0 | 0
2036-04-02 17:00 | 2036 | 4 | 0 | 0 | 0
2036-04-02 18:00 | 2036 | 4 | 0 | 0 | 0
2036-04-02 19:00 | 2036 | 4 | 0 | 0 | 0
2036-04-02 20:00 | 2036 | 4 | 0 | 0 | 0
2036-04-02 21:00 | 2036 | 4 | 0 | 0 | 0
2036-04-02 22:00 | 2036 | 4 | 0 | 0 | 0
2036-04-02 23:00 | 2036 | 4 | 0 | 0 | 0
2036-04-03 | 2036 | 4 | 0 | 0 | 0
2036-04-03 01:00 | 2036 | 4 | 0 | 0 | 0
2036-04-03 02:00 | 2036 | 4 | 0 | 0 | 0
2036-04-03 03:00 | 2036 | 4 | 0 | 0 | 0
2036-04-03 04:00 | 2036 | 4 | 0 | 0 | 0
2036-04-03 05:00 | 2036 | 4 | 0 | 0 | 0
2036-04-03 06:00 | 2036 | 4 | 0 | 0 | 0
2036-04-03 07:00 | 2036 | 4 | 0 | 0 | 0
2036-04-03 08:00 | 2036 | 4 | 0 | 0 | 0
2036-04-03 09:00 | 2036 | 4 | 0 | 0 | 0
2036-04-03 10:00 | 2036 | 4 | 0 | 0 | 0
2036-04-03 11:00 | 2036 | 4 | 0 | 0.063676 | 0
2036-04-03 12:00 | 2036 | 4 | 0 | 0 | 0
2036-04-03 13:00 | 2036 | 4 | 0 | 0 | 0
2036-04-03 14:00 | 2036 | 4 | 0 | 0 | 0
2036-04-03 15:00 | 2036 | 4 | 0 | 0 | 0
2036-04-03 16:00 | 2036 | 4 | 0 | 0 | 0
2036-04-03 17:00 | 2036 | 4 | 0 | 0 | 0
2036-04-03 18:00 | 2036 | 4 | 0 | 0 | 0
2036-04-03 19:00 | 2036 | 4 | 0 | 0 | 0
2036-04-03 20:00 | 2036 | 4 | 0 | 0 | 0
2036-04-03 21:00 | 2036 | 4 | 0 | 0 | 0
2036-04-03 22:00 | 2036 | 4 | 0 | 0 | 0
2036-04-03 23:00 | 2036 | 4 | 0 | 0 | 0
2036-04-04 | 2036 | 4 | 0 | 0 | 0
2036-04-04 01:00 | 2036 | 4 | 0 | 0 | 0
2036-04-04 02:00 | 2036 | 4 | 0 | 0 | 0
2036-04-04 03:00 | 2036 | 4 | 0 | 0 | 0
2036-04-04 04:00 | 2036 | 4 | 0 | 0 | 0
2036-04-04 05:00 | 2036 | 4 | 0 | 0 | 0
2036-04-04 06:00 | 2036 | 4 | 0 | 0 | 0
2036-04-04 07:00 | 2036 | 4 | 0 | 0 | 0
2036-04-04 08:00 | 2036 | 4 | 0 | 0 | 0
2036-04-04 09:00 | 2036 | 4 | 0 | 0 | 0
2036-04-04 10:00 | 2036 | 4 | 0 | 0 | 0
2036-04-04 11:00 | 2036 | 4 | 0 | 0.11181 | 0
2036-04-04 12:00 | 2036 | 4 | 0 | 0 | 0
2036-04-04 13:00 | 2036 | 4 | 0 | 0.037238 | 0
2036-04-04 14:00 | 2036 | 4 | 0 | 0 | 0
2036-04-04 15:00 | 2036 | 4 | 0 | 0 | 0
2036-04-04 16:00 | 2036 | 4 | 0 | 0 | 0
2036-04-04 17:00 | 2036 | 4 | 0 | 0 | 0
2036-04-04 18:00 | 2036 | 4 | 0 | 0 | 0
2036-04-04 19:00 | 2036 | 4 | 0 | 0 | 0
2036-04-04 20:00 | 2036 | 4 | 0 | 0 | 0
2036-04-04 21:00 | 2036 | 4 | 0 | 0 | 0
2036-04-04 22:00 | 2036 | 4 | 0 | 0 | 0
2036-04-04 23:00 | 2036 | 4 | 0 | 0 | 0
2036-04-05 | 2036 | 4 | 0 | 0 | 0
2036-04-05 01:00 | 2036 | 4 | 0 | 0 | 0
2036-04-05 02:00 | 2036 | 4 | 0 | 0 | 0
2036-04-05 03:00 | 2036 | 4 | 0 | 0 | 0
2036-04-05 04:00 | 2036 | 4 | 0 | 0 | 0
2036-04-05 05:00 | 2036 | 4 | 0 | 0 | 0
2036-04-05 06:00 | 2036 | 4 | 0 | 0 | 0
2036-04-05 07:00 | 2036 | 4 | 0 | 0 | 0
2036-04-05 08:00 | 2036 | 4 | 0 | 0 | 0
2036-04-05 09:00 | 2036 | 4 | 0 | 0 | 0
2036-04-05 10:00 | 2036 | 4 | 0 | 0 | 0
2036-04-05 11:00 | 2036 | 4 | 0 | 0.028624 | 0
2036-04-05 12:00 | 2036 | 4 | 0 | 0 | 0
2036-04-05 13:00 | 2036 | 4 | 0 | 0 | 0
2036-04-05 14:00 | 2036 | 4 | 0 | 0 | 0
2036-04-05 15:00 | 2036 | 4 | 0 | 0 | 0
2036-04-05 16:00 | 2036 | 4 | 0 | 0 | 0
2036-04-05 17:00 | 2036 | 4 | 0 | 0 | 0
2036-04-05 18:00 | 2036 | 4 | 0 | 0 | 0
2036-04-05 19:00 | 2036 | 4 | 0 | 0 | 0
2036-04-05 20:00 | 2036 | 4 | 0 | 0 | 0
2036-04-05 21:00 | 2036 | 4 | 0 | 0 | 0
2036-04-05 22:00 | 2036 | 4 | 0 | 0 | 0
2036-04-05 23:00 | 2036 | 4 | 0 | 0 | 0
2036-04-06 | 2036 | 4 | 0 | 0 | 0
2036-04-06 01:00 | 2036 | 4 | 0 | 0 | 0
2036-04-06 02:00 | 2036 | 4 | 0 | 0 | 0
2036-04-06 03:00 | 2036 | 4 | 0 | 0 | 0
2036-04-06 04:00 | 2036 | 4 | 0 | 0 | 0
2036-04-06 05:00 | 2036 | 4 | 0 | 0 | 0
2036-04-06 06:00 | 2036 | 4 | 0 | 0 | 0
2036-04-06 07:00 | 2036 | 4 | 0 | 0 | 0
2036-04-06 08:00 | 2036 | 4 | 0 | 0 | 0
2036-04-06 09:00 | 2036 | 4 | 0 | 0 | 0
2036-04-06 10:00 | 2036 | 4 | 0 | 0 | 0
2036-04-06 11:00 | 2036 | 4 | 0 | 0 | 0
2036-04-06 12:00 | 2036 | 4 | 0 | 0 | 0
2036-04-06 13:00 | 2036 | 4 | 0 | 0 | 0
2036-04-06 14:00 | 2036 | 4 | 0 | 0 | 0
2036-04-06 15:00 | 2036 | 4 | 0 | 0 | 0
2036-04-06 16:00 | 2036 | 4 | 0 | 0 | 0
2036-04-06 17:00 | 2036 | 4 | 0 | 0 | 0
2036-04-06 18:00 | 2036 | 4 | 0 | 0 | 0
2036-04-06 19:00 | 2036 | 4 | 0 | 0 | 0
2036-04-06 20:00 | 2036 | 4 | 0 | 0 | 0
2036-04-06 21:00 | 2036 | 4 | 0 | 0 | 0
2036-04-06 22:00 | 2036 | 4 | 0 | 0 | 0
2036-04-06 23:00 | 2036 | 4 | 0 | 0 | 0
2036-04-07 | 2036 | 4 | 0 | 0 | 0
2036-04-07 01:00 | 2036 | 4 | 0 | 0 | 0
2036-04-07 02:00 | 2036 | 4 | 0 | 0 | 0
2036-04-07 03:00 | 2036 | 4 | 0 | 0 | 0
2036-04-07 04:00 | 2036 | 4 | 0 | 0 | 0
2036-04-07 05:00 | 2036 | 4 | 0 | 0 | 0
2036-04-07 06:00 | 2036 | 4 | 0 | 0 | 0
2036-04-07 07:00 | 2036 | 4 | 0 | 0 | 0
2036-04-07 08:00 | 2036 | 4 | 0 | 0 | 0
2036-04-07 09:00 | 2036 | 4 | 0 | 0 | 0
2036-04-07 10:00 | 2036 | 4 | 0 | 0 | 0
2036-04-07 11:00 | 2036 | 4 | 0 | 0 | 0
2036-04-07 12:00 | 2036 | 4 | 0 | 0 | 0
2036-04-07 13:00 | 2036 | 4 | 0 | 0 | 0
2036-04-07 14:00 | 2036 | 4 | 0 | 0 | 0
2036-04-07 15:00 | 2036 | 4 | 0 | 0 | 0
2036-04-07 16:00 | 2036 | 4 | 0 | 0 | 0
2036-04-07 17:00 | 2036 | 4 | 0 | 0 | 0
2036-04-07 18:00 | 2036 | 4 | 0 | 0 | 0
2036-04-07 19:00 | 2036 | 4 | 0 | 0 | 0
2036-04-07 20:00 | 2036 | 4 | 0 | 0 | 0
2036-04-07 21:00 | 2036 | 4 | 0 | 0 | 0
2036-04-07 22:00 | 2036 | 4 | 0 | 0 | 0
2036-04-07 23:00 | 2036 | 4 | 0 | 0 | 0
2036-04-08 | 2036 | 4 | 0 | 0 | 0
2036-04-08 01:00 | 2036 | 4 | 0 | 0 | 0
2036-04-08 02:00 | 2036 | 4 | 0 | 0 | 0
2036-04-08 03:00 | 2036 | 4 | 0 | 0 | 0
2036-04-08 04:00 | 2036 | 4 | 0 | 0 | 0
2036-04-08 05:00 | 2036 | 4 | 0 | 0 | 0
2036-04-08 06:00 | 2036 | 4 | 0 | 0 | 0
2036-04-08 07:00 | 2036 | 4 | 0 | 0 | 0
2036-04-08 08:00 | 2036 | 4 | 0 | 0 | 0
2036-04-08 09:00 | 2036 | 4 | 0 | 0 | 0
2036-04-08 10:00 | 2036 | 4 | 0 | 0 | 0
2036-04-08 11:00 | 2036 | 4 | 0 | 0 | 0
2036-04-08 12:00 | 2036 | 4 | 0 | 0 | 0
2036-04-08 13:00 | 2036 | 4 | 0 | 0 | 0
2036-04-08 14:00 | 2036 | 4 | 0 | 0 | 0
2036-04-08 15:00 | 2036 | 4 | 0 | 0 | 0
2036-04-08 16:00 | 2036 | 4 | 0 | 0 | 0
2036-04-08 17:00 | 2036 | 4 | 0 | 0 | 0
2036-04-08 18:00 | 2036 | 4 | 0 | 0 | 0
2036-04-08 19:00 | 2036 | 4 | 0 | 0 | 0
2036-04-08 20:00 | 2036 | 4 | 0 | 0 | 0
2036-04-08 21:00 | 2036 | 4 | 0 | 0 | 0
2036-04-08 22:00 | 2036 | 4 | 0 | 0 | 0
2036-04-08 23:00 | 2036 | 4 | 0 | 0 | 0
2036-04-09 | 2036 | 4 | 0 | 0 | 0
2036-04-09 01:00 | 2036 | 4 | 0 | 0 | 0
2036-04-09 02:00 | 2036 | 4 | 0 | 0 | 0
2036-04-09 03:00 | 2036 | 4 | 0 | 0 | 0
2036-04-09 04:00 | 2036 | 4 | 0 | 0 | 0
2036-04-09 05:00 | 2036 | 4 | 0 | 0 | 0
2036-04-09 06:00 | 2036 | 4 | 0 | 0 | 0
2036-04-09 07:00 | 2036 | 4 | 0 | 0 | 0
2036-04-09 08:00 | 2036 | 4 | 0 | 0 | 0
2036-04-09 09:00 | 2036 | 4 | 0 | 0 | 0
2036-04-09 10:00 | 2036 | 4 | 0 | 0 | 0
2036-04-09 11:00 | 2036 | 4 | 0 | 0 | 0
2036-04-09 12:00 | 2036 | 4 | 0 | 0 | 0
2036-04-09 13:00 | 2036 | 4 | 0 | 0 | 0
2036-04-09 14:00 | 2036 | 4 | 0 | 0 | 0
2036-04-09 15:00 | 2036 | 4 | 0 | 0 | 0
2036-04-09 16:00 | 2036 | 4 | 0 | 0 | 0
2036-04-09 17:00 | 2036 | 4 | 0 | 0 | 0
2036-04-09 18:00 | 2036 | 4 | 0 | 0 | 0
2036-04-09 19:00 | 2036 | 4 | 0 | 0 | 0
2036-04-09 20:00 | 2036 | 4 | 0 | 0 | 0
2036-04-09 21:00 | 2036 | 4 | 0 | 0 | 0
2036-04-09 22:00 | 2036 | 4 | 0 | 0 | 0
2036-04-09 23:00 | 2036 | 4 | 0 | 0 | 0
2036-04-10 | 2036 | 4 | 0 | 0 | 0
2036-04-10 01:00 | 2036 | 4 | 0 | 0 | 0
2036-04-10 02:00 | 2036 | 4 | 0 | 0 | 0
2036-04-10 03:00 | 2036 | 4 | 0 | 0 | 0
2036-04-10 04:00 | 2036 | 4 | 0 | 0 | 0
2036-04-10 05:00 | 2036 | 4 | 0 | 0 | 0
2036-04-10 06:00 | 2036 | 4 | 0 | 0 | 0
2036-04-10 07:00 | 2036 | 4 | 0 | 0 | 0
2036-04-10 08:00 | 2036 | 4 | 0 | 0 | 0
2036-04-10 09:00 | 2036 | 4 | 0 | 0 | 0
2036-04-10 10:00 | 2036 | 4 | 0 | 0 | 0
2036-04-10 11:00 | 2036 | 4 | 0 | 0 | 0
2036-04-10 12:00 | 2036 | 4 | 0 | 0 | 0
2036-04-10 13:00 | 2036 | 4 | 0 | 0 | 0
2036-04-10 14:00 | 2036 | 4 | 0 | 0 | 0
2036-04-10 15:00 | 2036 | 4 | 0 | 0 | 0
2036-04-10 16:00 | 2036 | 4 | 0 | 0 | 0
2036-04-10 17:00 | 2036 | 4 | 0 | 0 | 0
2036-04-10 18:00 | 2036 | 4 | 0 | 0 | 0
2036-04-10 19:00 | 2036 | 4 | 0 | 0 | 0
2036-04-10 20:00 | 2036 | 4 | 0 | 0 | 0
2036-04-10 21:00 | 2036 | 4 | 0 | 0 | 0
2036-04-10 22:00 | 2036 | 4 | 0 | 0 | 0
2036-04-10 23:00 | 2036 | 4 | 0 | 0 | 0
2036-04-11 | 2036 | 4 | 0 | 0 | 0
2036-04-11 01:00 | 2036 | 4 | 0 | 0 | 0
2036-04-11 02:00 | 2036 | 4 | 0 | 0 | 0
2036-04-11 03:00 | 2036 | 4 | 0 | 0 | 0
2036-04-11 04:00 | 2036 | 4 | 0 | 0 | 0
2036-04-11 05:00 | 2036 | 4 | 0 | 0 | 0
2036-04-11 06:00 | 2036 | 4 | 0 | 0 | 0
2036-04-11 07:00 | 2036 | 4 | 0 | 0 | 0
2036-04-11 08:00 | 2036 | 4 | 0 | 0 | 0
2036-04-11 09:00 | 2036 | 4 | 0 | 0 | 0
2036-04-11 10:00 | 2036 | 4 | 0 | 0 | 0
2036-04-11 11:00 | 2036 | 4 | 0 | 0 | 0.054353
2036-04-11 12:00 | 2036 | 4 | 0 | 0 | 0
2036-04-11 13:00 | 2036 | 4 | 0 | 0 | 0
2036-04-11 14:00 | 2036 | 4 | 0 | 0 | 0
2036-04-11 15:00 | 2036 | 4 | 0 | 0 | 0
2036-04-11 16:00 | 2036 | 4 | 0 | 0 | 0
2036-04-11 17:00 | 2036 | 4 | 0 | 0 | 0
2036-04-11 18:00 | 2036 | 4 | 0 | 0 | 0
2036-04-11 19:00 | 2036 | 4 | 0 | 0 | 0
2036-04-11 20:00 | 2036 | 4 | 0 | 0 | 0
2036-04-11 21:00 | 2036 | 4 | 0 | 0 | 0
2036-04-11 22:00 | 2036 | 4 | 0 | 0 | 0
2036-04-11 23:00 | 2036 | 4 | 0 | 0 | 0
2036-04-12 | 2036 | 4 | 0 | 0 | 0
2036-04-12 01:00 | 2036 | 4 | 0 | 0 | 0
2036-04-12 02:00 | 2036 | 4 | 0 | 0 | 0
2036-04-12 03:00 | 2036 | 4 | 0 | 0 | 0
2036-04-12 04:00 | 2036 | 4 | 0 | 0 | 0
2036-04-12 05:00 | 2036 | 4 | 0 | 0 | 0
2036-04-12 06:00 | 2036 | 4 | 0 | 0 | 0
2036-04-12 07:00 | 2036 | 4 | 0 | 0 | 0
2036-04-12 08:00 | 2036 | 4 | 0 | 0 | 0
2036-04-12 09:00 | 2036 | 4 | 0 | 0 | 0
2036-04-12 10:00 | 2036 | 4 | 0 | 0 | 0
2036-04-12 11:00 | 2036 | 4 | 0 | 0 | 0
2036-04-12 12:00 | 2036 | 4 | 0 | 0 | 0
2036-04-12 13:00 | 2036 | 4 | 0 | 0 | 0
2036-04-12 14:00 | 2036 | 4 | 0 | 0 | 0
2036-04-12 15:00 | 2036 | 4 | 0 | 0 | 0
2036-04-12 16:00 | 2036 | 4 | 0 | 0 | 0
2036-04-12 17:00 | 2036 | 4 | 0 | 0 | 0
2036-04-12 18:00 | 2036 | 4 | 0 | 0 | 0
2036-04-12 19:00 | 2036 | 4 | 0 | 0 | 0
2036-04-12 20:00 | 2036 | 4 | 0 | 0 | 0
2036-04-12 21:00 | 2036 | 4 | 0 | 0 | 0
2036-04-12 22:00 | 2036 | 4 | 0 | 0 | 0
2036-04-12 23:00 | 2036 | 4 | 0 | 0 | 0
2036-04-13 | 2036 | 4 | 0 | 0 | 0
2036-04-13 01:00 | 2036 | 4 | 0 | 0 | 0
2036-04-13 02:00 | 2036 | 4 | 0 | 0 | 0
2036-04-13 03:00 | 2036 | 4 | 0 | 0 | 0
2036-04-13 04:00 | 2036 | 4 | 0 | 0 | 0
2036-04-13 05:00 | 2036 | 4 | 0 | 0 | 0
2036-04-13 06:00 | 2036 | 4 | 0 | 0 | 0
2036-04-13 07:00 | 2036 | 4 | 0 | 0 | 0
2036-04-13 08:00 | 2036 | 4 | 0 | 0 | 0
2036-04-13 09:00 | 2036 | 4 | 0 | 0 | 0
2036-04-13 10:00 | 2036 | 4 | 0 | 0 | 0
2036-04-13 11:00 | 2036 | 4 | 0 | 0 | 0
2036-04-13 12:00 | 2036 | 4 | 0 | 0 | 0
2036-04-13 13:00 | 2036 | 4 | 0 | 0 | 0
2036-04-13 14:00 | 2036 | 4 | 0 | 0 | 0
2036-04-13 15:00 | 2036 | 4 | 0 | 0 | 0
2036-04-13 16:00 | 2036 | 4 | 0 | 0 | 0
2036-04-13 17:00 | 2036 | 4 | 0 | 0 | 0
2036-04-13 18:00 | 2036 | 4 | 0 | 0 | 0
2036-04-13 19:00 | 2036 | 4 | 0 | 0 | 0
2036-04-13 20:00 | 2036 | 4 | 0 | 0 | 0
2036-04-13 21:00 | 2036 | 4 | 0 | 0 | 0
2036-04-13 22:00 | 2036 | 4 | 0 | 0 | 0
2036-04-13 23:00 | 2036 | 4 | 0 | 0 | 0
2036-04-14 | 2036 | 4 | 0 | 0 | 0
2036-04-14 01:00 | 2036 | 4 | 0 | 0 | 0
2036-04-14 02:00 | 2036 | 4 | 0 | 0 | 0
2036-04-14 03:00 | 2036 | 4 | 0 | 0 | 0
2036-04-14 04:00 | 2036 | 4 | 0 | 0 | 0
2036-04-14 05:00 | 2036 | 4 | 0 | 0 | 0
2036-04-14 06:00 | 2036 | 4 | 0 | 0 | 0
2036-04-14 07:00 | 2036 | 4 | 0 | 0 | 0
2036-04-14 08:00 | 2036 | 4 | 0 | 0 | 0
2036-04-14 09:00 | 2036 | 4 | 0 | 0 | 0
2036-04-14 10:00 | 2036 | 4 | 0 | 0 | 0
2036-04-14 11:00 | 2036 | 4 | 0 | 0 | 0
2036-04-14 12:00 | 2036 | 4 | 0 | 0 | 0
2036-04-14 13:00 | 2036 | 4 | 0 | 0 | 0.30374
2036-04-14 14:00 | 2036 | 4 | 0 | 0 | 0
2036-04-14 15:00 | 2036 | 4 | 0 | 0 | 0
2036-04-14 16:00 | 2036 | 4 | 0 | 0 | 0
2036-04-14 17:00 | 2036 | 4 | 0 | 0 | 0
2036-04-14 18:00 | 2036 | 4 | 0 | 0 | 0
2036-04-14 19:00 | 2036 | 4 | 0 | 0 | 0
2036-04-14 20:00 | 2036 | 4 | 0 | 0 | 0
2036-04-14 21:00 | 2036 | 4 | 0 | 0 | 0
2036-04-14 22:00 | 2036 | 4 | 0 | 0 | 0
2036-04-14 23:00 | 2036 | 4 | 0 | 0 | 0
2036-04-15 | 2036 | 4 | 0 | 0 | 0
2036-04-15 01:00 | 2036 | 4 | 0 | 0 | 0
2036-04-15 02:00 | 2036 | 4 | 0 | 0 | 0
2036-04-15 03:00 | 2036 | 4 | 0 | 0 | 0
2036-04-15 04:00 | 2036 | 4 | 0 | 0 | 0
2036-04-15 05:00 | 2036 | 4 | 0 | 0 | 0
2036-04-15 06:00 | 2036 | 4 | 0 | 0 | 0
2036-04-15 07:00 | 2036 | 4 | 0 | 0 | 0
2036-04-15 08:00 | 2036 | 4 | 0 | 0 | 0
2036-04-15 09:00 | 2036 | 4 | 0 | 0 | 0
2036-04-15 10:00 | 2036 | 4 | 0 | 0 | 0
2036-04-15 11:00 | 2036 | 4 | 0 | 0 | 0
2036-04-15 12:00 | 2036 | 4 | 0 | 0 | 0
2036-04-15 13:00 | 2036 | 4 | 0 | 0 | 0
2036-04-15 14:00 | 2036 | 4 | 0 | 0 | 0
2036-04-15 15:00 | 2036 | 4 | 0 | 0 | 0
2036-04-15 16:00 | 2036 | 4 | 0 | 0 | 0
2036-04-15 17:00 | 2036 | 4 | 0 | 0 | 0
2036-04-15 18:00 | 2036 | 4 | 0 | 0 | 0
2036-04-15 19:00 | 2036 | 4 | 0 | 0 | 0
2036-04-15 20:00 | 2036 | 4 | 0 | 0 | 0
2036-04-15 21:00 | 2036 | 4 | 0 | 0 | 0
2036-04-15 22:00 | 2036 | 4 | 0 | 0 | 0
2036-04-15 23:00 | 2036 | 4 | 0 | 0 | 0
2036-04-16 | 2036 | 4 | 0 | 0 | 0
2036-04-16 01:00 | 2036 | 4 | 0 | 0 | 0
2036-04-16 02:00 | 2036 | 4 | 0 | 0 | 0
2036-04-16 03:00 | 2036 | 4 | 0 | 0 | 0
2036-04-16 04:00 | 2036 | 4 | 0 | 0 | 0
2036-04-16 05:00 | 2036 | 4 | 0 | 0 | 0
2036-04-16 06:00 | 2036 | 4 | 0 | 0 | 0
2036-04-16 07:00 | 2036 | 4 | 0 | 0 | 0
2036-04-16 08:00 | 2036 | 4 | 0 | 0 | 0
2036-04-16 09:00 | 2036 | 4 | 0 | 0 | 0
2036-04-16 10:00 | 2036 | 4 | 0 | 0 | 0
2036-04-16 11:00 | 2036 | 4 | 0 | 0 | 0
2036-04-16 12:00 | 2036 | 4 | 0 | 0 | 0
2036-04-16 13:00 | 2036 | 4 | 0 | 0 | 0
2036-04-16 14:00 | 2036 | 4 | 0 | 0 | 0
2036-04-16 15:00 | 2036 | 4 | 0 | 0 | 0
2036-04-16 16:00 | 2036 | 4 | 0 | 0 | 0
2036-04-16 17:00 | 2036 | 4 | 0 | 0 | 0
2036-04-16 18:00 | 2036 | 4 | 0 | 0 | 0
2036-04-16 19:00 | 2036 | 4 | 0 | 0 | 0
2036-04-16 20:00 | 2036 | 4 | 0 | 0 | 0
2036-04-16 21:00 | 2036 | 4 | 0 | 0 | 0
2036-04-16 22:00 | 2036 | 4 | 0 | 0 | 0
2036-04-16 23:00 | 2036 | 4 | 0 | 0 | 0
2036-04-17 | 2036 | 4 | 0 | 0 | 0
2036-04-17 01:00 | 2036 | 4 | 0 | 0 | 0
2036-04-17 02:00 | 2036 | 4 | 0 | 0 | 0
2036-04-17 03:00 | 2036 | 4 | 0 | 0 | 0
2036-04-17 04:00 | 2036 | 4 | 0 | 0 | 0
2036-04-17 05:00 | 2036 | 4 | 0 | 0 | 0
2036-04-17 06:00 | 2036 | 4 | 0 | 0 | 0
2036-04-17 07:00 | 2036 | 4 | 0 | 0 | 0
2036-04-17 08:00 | 2036 | 4 | 0 | 0 | 0
2036-04-17 09:00 | 2036 | 4 | 0 | 0 | 0
2036-04-17 10:00 | 2036 | 4 | 0 | 0 | 0
2036-04-17 11:00 | 2036 | 4 | 0 | 0 | 0
2036-04-17 12:00 | 2036 | 4 | 0 | 0 | 0
2036-04-17 13:00 | 2036 | 4 | 0 | 0 | 0
2036-04-17 14:00 | 2036 | 4 | 0 | 0 | 0
2036-04-17 15:00 | 2036 | 4 | 0 | 0 | 0
2036-04-17 16:00 | 2036 | 4 | 0 | 0 | 0
2036-04-17 17:00 | 2036 | 4 | 0 | 0 | 0
2036-04-17 18:00 | 2036 | 4 | 0 | 0 | 0
2036-04-17 19:00 | 2036 | 4 | 0 | 0 | 0
2036-04-17 20:00 | 2036 | 4 | 0 | 0 | 0
2036-04-17 21:00 | 2036 | 4 | 0 | 0 | 0
2036-04-17 22:00 | 2036 | 4 | 0 | 0 | 0
2036-04-17 23:00 | 2036 | 4 | 0 | 0 | 0
2036-04-18 | 2036 | 4 | 0 | 0 | 0
2036-04-18 01:00 | 2036 | 4 | 0 | 0 | 0
2036-04-18 02:00 | 2036 | 4 | 0 | 0 | 0
2036-04-18 03:00 | 2036 | 4 | 0 | 0 | 0
2036-04-18 04:00 | 2036 | 4 | 0 | 0 | 0
2036-04-18 05:00 | 2036 | 4 | 0 | 0 | 0
2036-04-18 06:00 | 2036 | 4 | 0 | 0 | 0
2036-04-18 07:00 | 2036 | 4 | 0 | 0 | 0
2036-04-18 08:00 | 2036 | 4 | 0 | 0 | 0
2036-04-18 09:00 | 2036 | 4 | 0 | 0 | 0
2036-04-18 10:00 | 2036 | 4 | 0 | 0 | 0
2036-04-18 11:00 | 2036 | 4 | 0 | 0 | 0
2036-04-18 12:00 | 2036 | 4 | 0 | 0 | 0
2036-04-18 13:00 | 2036 | 4 | 0 | 0 | 0
2036-04-18 14:00 | 2036 | 4 | 0 | 0 | 0
2036-04-18 15:00 | 2036 | 4 | 0 | 0 | 0
2036-04-18 16:00 | 2036 | 4 | 0 | 0 | 0
2036-04-18 17:00 | 2036 | 4 | 0 | 0 | 0
2036-04-18 18:00 | 2036 | 4 | 0 | 0 | 0
2036-04-18 19:00 | 2036 | 4 | 0 | 0 | 0
2036-04-18 20:00 | 2036 | 4 | 0 | 0 | 0
2036-04-18 21:00 | 2036 | 4 | 0 | 0 | 0
2036-04-18 22:00 | 2036 | 4 | 0 | 0 | 0
2036-04-18 23:00 | 2036 | 4 | 0 | 0 | 0
2036-04-19 | 2036 | 4 | 0 | 0 | 0
2036-04-19 01:00 | 2036 | 4 | 0 | 0 | 0
2036-04-19 02:00 | 2036 | 4 | 0 | 0 | 0
2036-04-19 03:00 | 2036 | 4 | 0 | 0 | 0
2036-04-19 04:00 | 2036 | 4 | 0 | 0 | 0
2036-04-19 05:00 | 2036 | 4 | 0 | 0 | 0
2036-04-19 06:00 | 2036 | 4 | 0 | 0 | 0
2036-04-19 07:00 | 2036 | 4 | 0 | 0 | 0
2036-04-19 08:00 | 2036 | 4 | 0 | 0 | 0
2036-04-19 09:00 | 2036 | 4 | 0 | 0 | 0
2036-04-19 10:00 | 2036 | 4 | 0 | 0 | 0
2036-04-19 11:00 | 2036 | 4 | 0 | 0 | 0
2036-04-19 12:00 | 2036 | 4 | 0 | 0 | 0
2036-04-19 13:00 | 2036 | 4 | 0 | 0 | 0
2036-04-19 14:00 | 2036 | 4 | 0 | 0 | 0
2036-04-19 15:00 | 2036 | 4 | 0 | 0 | 0
2036-04-19 16:00 | 2036 | 4 | 0 | 0 | 0
2036-04-19 17:00 | 2036 | 4 | 0 | 0 | 0
2036-04-19 18:00 | 2036 | 4 | 0 | 0 | 0
2036-04-19 19:00 | 2036 | 4 | 0 | 0 | 0
2036-04-19 20:00 | 2036 | 4 | 0 | 0 | 0
2036-04-19 21:00 | 2036 | 4 | 0 | 0 | 0
2036-04-19 22:00 | 2036 | 4 | 0 | 0 | 0
2036-04-19 23:00 | 2036 | 4 | 0 | 0 | 0
2036-04-20 | 2036 | 4 | 0 | 0 | 0
2036-04-20 01:00 | 2036 | 4 | 0 | 0 | 0
2036-04-20 02:00 | 2036 | 4 | 0 | 0 | 0
2036-04-20 03:00 | 2036 | 4 | 0 | 0 | 0
2036-04-20 04:00 | 2036 | 4 | 0 | 0 | 0
2036-04-20 05:00 | 2036 | 4 | 0 | 0 | 0
2036-04-20 06:00 | 2036 | 4 | 0 | 0 | 0
2036-04-20 07:00 | 2036 | 4 | 0 | 0 | 0
2036-04-20 08:00 | 2036 | 4 | 0 | 0 | 0
2036-04-20 09:00 | 2036 | 4 | 0 | 0 | 0
2036-04-20 10:00 | 2036 | 4 | 0 | 0 | 0
2036-04-20 11:00 | 2036 | 4 | 0 | 0 | 0
2036-04-20 12:00 | 2036 | 4 | 0 | 0 | 0
2036-04-20 13:00 | 2036 | 4 | 0 | 0 | 0
2036-04-20 14:00 | 2036 | 4 | 0 | 0 | 0
2036-04-20 15:00 | 2036 | 4 | 0 | 0 | 0
2036-04-20 16:00 | 2036 | 4 | 0 | 0 | 0
2036-04-20 17:00 | 2036 | 4 | 0 | 0 | 0
2036-04-20 18:00 | 2036 | 4 | 0 | 0 | 0
2036-04-20 19:00 | 2036 | 4 | 0 | 0 | 0
2036-04-20 20:00 | 2036 | 4 | 0 | 0 | 0
2036-04-20 21:00 | 2036 | 4 | 0 | 0 | 0
2036-04-20 22:00 | 2036 | 4 | 0 | 0 | 0
2036-04-20 23:00 | 2036 | 4 | 0 | 0 | 0
2036-04-21 | 2036 | 4 | 0 | 0 | 0
2036-04-21 01:00 | 2036 | 4 | 0 | 0 | 0
2036-04-21 02:00 | 2036 | 4 | 0 | 0 | 0
2036-04-21 03:00 | 2036 | 4 | 0 | 0 | 0
2036-04-21 04:00 | 2036 | 4 | 0 | 0 | 0
2036-04-21 05:00 | 2036 | 4 | 0 | 0 | 0
2036-04-21 06:00 | 2036 | 4 | 0 | 0 | 0
2036-04-21 07:00 | 2036 | 4 | 0 | 0 | 0
2036-04-21 08:00 | 2036 | 4 | 0 | 0 | 0
2036-04-21 09:00 | 2036 | 4 | 0 | 0 | 0
2036-04-21 10:00 | 2036 | 4 | 0 | 0 | 0
2036-04-21 11:00 | 2036 | 4 | 0 | 0 | 0
2036-04-21 12:00 | 2036 | 4 | 0 | 0 | 0
2036-04-21 13:00 | 2036 | 4 | 0 | 0 | 0
2036-04-21 14:00 | 2036 | 4 | 0 | 0 | 0
2036-04-21 15:00 | 2036 | 4 | 0 | 0 | 0
2036-04-21 16:00 | 2036 | 4 | 0 | 0 | 0
2036-04-21 17:00 | 2036 | 4 | 0 | 0 | 0
2036-04-21 18:00 | 2036 | 4 | 0 | 0 | 0
2036-04-21 19:00 | 2036 | 4 | 0 | 0 | 0
2036-04-21 20:00 | 2036 | 4 | 0 | 0 | 0
2036-04-21 21:00 | 2036 | 4 | 0 | 0 | 0
2036-04-21 22:00 | 2036 | 4 | 0 | 0 | 0
2036-04-21 23:00 | 2036 | 4 | 0 | 0 | 0
2036-04-22 | 2036 | 4 | 0 | 0 | 0
2036-04-22 01:00 | 2036 | 4 | 0 | 0 | 0
2036-04-22 02:00 | 2036 | 4 | 0 | 0 | 0
2036-04-22 03:00 | 2036 | 4 | 0 | 0 | 0
2036-04-22 04:00 | 2036 | 4 | 0 | 0 | 0
2036-04-22 05:00 | 2036 | 4 | 0 | 0 | 0
2036-04-22 06:00 | 2036 | 4 | 0 | 0 | 0
2036-04-22 07:00 | 2036 | 4 | 0 | 0 | 0
2036-04-22 08:00 | 2036 | 4 | 0 | 0 | 0
2036-04-22 09:00 | 2036 | 4 | 0 | 0 | 0
2036-04-22 10:00 | 2036 | 4 | 0 | 0 | 0
2036-04-22 11:00 | 2036 | 4 | 0 | 0 | 0
2036-04-22 12:00 | 2036 | 4 | 0 | 0 | 0
2036-04-22 13:00 | 2036 | 4 | 0 | 0 | 0
2036-04-22 14:00 | 2036 | 4 | 0 | 0 | 0
2036-04-22 15:00 | 2036 | 4 | 0 | 0 | 0
2036-04-22 16:00 | 2036 | 4 | 0 | 0 | 0
2036-04-22 17:00 | 2036 | 4 | 0 | 0 | 0
2036-04-22 18:00 | 2036 | 4 | 0 | 0 | 0
2036-04-22 19:00 | 2036 | 4 | 0 | 0 | 0
2036-04-22 20:00 | 2036 | 4 | 0 | 0 | 0
2036-04-22 21:00 | 2036 | 4 | 0 | 0 | 0
2036-04-22 22:00 | 2036 | 4 | 0 | 0 | 0
2036-04-22 23:00 | 2036 | 4 | 0 | 0 | 0
2036-04-23 | 2036 | 4 | 0 | 0 | 0
2036-04-23 01:00 | 2036 | 4 | 0 | 0 | 0
2036-04-23 02:00 | 2036 | 4 | 0 | 0 | 0
2036-04-23 03:00 | 2036 | 4 | 0 | 0 | 0
2036-04-23 04:00 | 2036 | 4 | 0 | 0 | 0
2036-04-23 05:00 | 2036 | 4 | 0 | 0 | 0
2036-04-23 06:00 | 2036 | 4 | 0 | 0 | 0
2036-04-23 07:00 | 2036 | 4 | 0 | 0 | 0
2036-04-23 08:00 | 2036 | 4 | 0 | 0 | 0
2036-04-23 09:00 | 2036 | 4 | 0 | 0 | 0
2036-04-23 10:00 | 2036 | 4 | 0 | 0 | 0
2036-04-23 11:00 | 2036 | 4 | 0 | 0 | 0
2036-04-23 12:00 | 2036 | 4 | 0 | 0 | 0
2036-04-23 13:00 | 2036 | 4 | 0 | 0 | 0
2036-04-23 14:00 | 2036 | 4 | 0 | 0 | 0
2036-04-23 15:00 | 2036 | 4 | 0 | 0 | 0
2036-04-23 16:00 | 2036 | 4 | 0 | 0 | 0
2036-04-23 17:00 | 2036 | 4 | 0 | 0 | 0
2036-04-23 18:00 | 2036 | 4 | 0 | 0 | 0
2036-04-23 19:00 | 2036 | 4 | 0 | 0 | 0
2036-04-23 20:00 | 2036 | 4 | 0 | 0 | 0
2036-04-23 21:00 | 2036 | 4 | 0 | 0 | 0
2036-04-23 22:00 | 2036 | 4 | 0 | 0 | 0
2036-04-23 23:00 | 2036 | 4 | 0 | 0 | 0
2036-04-24 | 2036 | 4 | 0 | 0 | 0
2036-04-24 01:00 | 2036 | 4 | 0 | 0 | 0
2036-04-24 02:00 | 2036 | 4 | 0 | 0 | 0
2036-04-24 03:00 | 2036 | 4 | 0 | 0 | 0
2036-04-24 04:00 | 2036 | 4 | 0 | 0 | 0
2036-04-24 05:00 | 2036 | 4 | 0 | 0 | 0
2036-04-24 06:00 | 2036 | 4 | 0 | 0 | 0
2036-04-24 07:00 | 2036 | 4 | 0 | 0 | 0
2036-04-24 08:00 | 2036 | 4 | 0 | 0 | 0
2036-04-24 09:00 | 2036 | 4 | 0 | 0 | 0
2036-04-24 10:00 | 2036 | 4 | 0 | 0 | 0
2036-04-24 11:00 | 2036 | 4 | 0 | 0 | 0
2036-04-24 12:00 | 2036 | 4 | 0 | 0 | 0
2036-04-24 13:00 | 2036 | 4 | 0 | 0 | 0
2036-04-24 14:00 | 2036 | 4 | 0 | 0 | 0
2036-04-24 15:00 | 2036 | 4 | 0 | 0 | 0
2036-04-24 16:00 | 2036 | 4 | 0 | 0 | 0
2036-04-24 17:00 | 2036 | 4 | 0 | 0 | 0
2036-04-24 18:00 | 2036 | 4 | 0 | 0 | 0
2036-04-24 19:00 | 2036 | 4 | 0 | 0 | 0
2036-04-24 20:00 | 2036 | 4 | 0 | 0 | 0
2036-04-24 21:00 | 2036 | 4 | 0 | 0 | 0
2036-04-24 22:00 | 2036 | 4 | 0 | 0 | 0
2036-04-24 23:00 | 2036 | 4 | 0 | 0 | 0
2036-04-25 | 2036 | 4 | 0 | 0 | 0
2036-04-25 01:00 | 2036 | 4 | 0 | 0 | 0
2036-04-25 02:00 | 2036 | 4 | 0 | 0 | 0
2036-04-25 03:00 | 2036 | 4 | 0 | 0 | 0
2036-04-25 04:00 | 2036 | 4 | 0 | 0 | 0
2036-04-25 05:00 | 2036 | 4 | 0 | 0 | 0
2036-04-25 06:00 | 2036 | 4 | 0 | 0 | 0
2036-04-25 07:00 | 2036 | 4 | 0 | 0 | 0
2036-04-25 08:00 | 2036 | 4 | 0 | 0 | 0
2036-04-25 09:00 | 2036 | 4 | 0 | 0 | 0
2036-04-25 10:00 | 2036 | 4 | 0 | 0 | 0
2036-04-25 11:00 | 2036 | 4 | 0 | 0 | 0
2036-04-25 12:00 | 2036 | 4 | 0 | 0 | 0
2036-04-25 13:00 | 2036 | 4 | 0 | 0 | 0
2036-04-25 14:00 | 2036 | 4 | 0 | 0 | 0
2036-04-25 15:00 | 2036 | 4 | 0 | 0 | 0
2036-04-25 16:00 | 2036 | 4 | 0 | 0 | 0
2036-04-25 17:00 | 2036 | 4 | 0 | 0 | 0
2036-04-25 18:00 | 2036 | 4 | 0 | 0 | 0
2036-04-25 19:00 | 2036 | 4 | 0 | 0 | 0
2036-04-25 20:00 | 2036 | 4 | 0 | 0 | 0
2036-04-25 21:00 | 2036 | 4 | 0 | 0 | 0
2036-04-25 22:00 | 2036 | 4 | 0 | 0 | 0
2036-04-25 23:00 | 2036 | 4 | 0 | 0 | 0
2036-04-26 | 2036 | 4 | 0 | 0 | 0
2036-04-26 01:00 | 2036 | 4 | 0 | 0 | 0
2036-04-26 02:00 | 2036 | 4 | 0 | 0 | 0
2036-04-26 03:00 | 2036 | 4 | 0 | 0 | 0
2036-04-26 04:00 | 2036 | 4 | 0 | 0 | 0
2036-04-26 05:00 | 2036 | 4 | 0 | 0 | 0
2036-04-26 06:00 | 2036 | 4 | 0 | 0 | 0
2036-04-26 07:00 | 2036 | 4 | 0 | 0 | 0
2036-04-26 08:00 | 2036 | 4 | 0 | 0 | 0
2036-04-26 09:00 | 2036 | 4 | 0 | 0 | 0
2036-04-26 10:00 | 2036 | 4 | 0 | 0 | 0
2036-04-26 11:00 | 2036 | 4 | 0 | 0 | 0
2036-04-26 12:00 | 2036 | 4 | 0 | 0 | 0
2036-04-26 13:00 | 2036 | 4 | 0 | 0 | 0
2036-04-26 14:00 | 2036 | 4 | 0 | 0 | 0
2036-04-26 15:00 | 2036 | 4 | 0 | 0 | 0
2036-04-26 16:00 | 2036 | 4 | 0 | 0 | 0
2036-04-26 17:00 | 2036 | 4 | 0 | 0 | 0
2036-04-26 18:00 | 2036 | 4 | 0 | 0 | 0
2036-04-26 19:00 | 2036 | 4 | 0 | 0 | 0
2036-04-26 20:00 | 2036 | 4 | 0 | 0 | 0
2036-04-26 21:00 | 2036 | 4 | 0 | 0 | 0
2036-04-26 22:00 | 2036 | 4 | 0 | 0 | 0
2036-04-26 23:00 | 2036 | 4 | 0 | 0 | 0
2036-04-27 | 2036 | 4 | 0 | 0 | 0
2036-04-27 01:00 | 2036 | 4 | 0 | 0 | 0
2036-04-27 02:00 | 2036 | 4 | 0 | 0 | 0
2036-04-27 03:00 | 2036 | 4 | 0 | 0 | 0
2036-04-27 04:00 | 2036 | 4 | 0 | 0 | 0
2036-04-27 05:00 | 2036 | 4 | 0 | 0 | 0
2036-04-27 06:00 | 2036 | 4 | 0 | 0 | 0
2036-04-27 07:00 | 2036 | 4 | 0 | 0 | 0
2036-04-27 08:00 | 2036 | 4 | 0 | 0 | 0
2036-04-27 09:00 | 2036 | 4 | 0 | 0 | 0
2036-04-27 10:00 | 2036 | 4 | 0 | 0 | 0
2036-04-27 11:00 | 2036 | 4 | 0 | 0 | 0
2036-04-27 12:00 | 2036 | 4 | 0 | 0 | 0
2036-04-27 13:00 | 2036 | 4 | 0 | 0 | 0
2036-04-27 14:00 | 2036 | 4 | 0 | 0 | 0
2036-04-27 15:00 | 2036 | 4 | 0 | 0 | 0
2036-04-27 16:00 | 2036 | 4 | 0 | 0 | 0
2036-04-27 17:00 | 2036 | 4 | 0 | 0 | 0
2036-04-27 18:00 | 2036 | 4 | 0 | 0 | 0
2036-04-27 19:00 | 2036 | 4 | 0 | 0 | 0
2036-04-27 20:00 | 2036 | 4 | 0 | 0 | 0
2036-04-27 21:00 | 2036 | 4 | 0 | 0 | 0
2036-04-27 22:00 | 2036 | 4 | 0 | 0 | 0
2036-04-27 23:00 | 2036 | 4 | 0 | 0 | 0
2036-04-28 | 2036 | 4 | 0 | 0 | 0
2036-04-28 01:00 | 2036 | 4 | 0 | 0 | 0
2036-04-28 02:00 | 2036 | 4 | 0 | 0 | 0
2036-04-28 03:00 | 2036 | 4 | 0 | 0 | 0
2036-04-28 04:00 | 2036 | 4 | 0 | 0 | 0
2036-04-28 05:00 | 2036 | 4 | 0 | 0 | 0
2036-04-28 06:00 | 2036 | 4 | 0 | 0 | 0
2036-04-28 07:00 | 2036 | 4 | 0 | 0 | 0
2036-04-28 08:00 | 2036 | 4 | 0 | 0 | 0
2036-04-28 09:00 | 2036 | 4 | 0 | 0 | 0
2036-04-28 10:00 | 2036 | 4 | 0 | 0 | 0
2036-04-28 11:00 | 2036 | 4 | 0 | 0 | 0
2036-04-28 12:00 | 2036 | 4 | 0 | 0 | 0
2036-04-28 13:00 | 2036 | 4 | 0 | 0 | 0
2036-04-28 14:00 | 2036 | 4 | 0 | 0 | 0
2036-04-28 15:00 | 2036 | 4 | 0 | 0 | 0
2036-04-28 16:00 | 2036 | 4 | 0 | 0 | 0
2036-04-28 17:00 | 2036 | 4 | 0 | 0 | 0
2036-04-28 18:00 | 2036 | 4 | 0 | 0 | 0
2036-04-28 19:00 | 2036 | 4 | 0 | 0 | 0
2036-04-28 20:00 | 2036 | 4 | 0 | 0 | 0
2036-04-28 21:00 | 2036 | 4 | 0 | 0 | 0
2036-04-28 22:00 | 2036 | 4 | 0 | 0 | 0
2036-04-28 23:00 | 2036 | 4 | 0 | 0 | 0
2036-04-29 | 2036 | 4 | 0 | 0 | 0
2036-04-29 01:00 | 2036 | 4 | 0 | 0 | 0
2036-04-29 02:00 | 2036 | 4 | 0 | 0 | 0
2036-04-29 03:00 | 2036 | 4 | 0 | 0 | 0
2036-04-29 04:00 | 2036 | 4 | 0 | 0 | 0
2036-04-29 05:00 | 2036 | 4 | 0 | 0 | 0
2036-04-29 06:00 | 2036 | 4 | 0 | 0 | 0
2036-04-29 07:00 | 2036 | 4 | 0 | 0 | 0
2036-04-29 08:00 | 2036 | 4 | 0 | 0 | 0
2036-04-29 09:00 | 2036 | 4 | 0 | 0 | 0
2036-04-29 10:00 | 2036 | 4 | 0 | 0 | 0
2036-04-29 11:00 | 2036 | 4 | 0 | 0 | 0
2036-04-29 12:00 | 2036 | 4 | 0 | 0 | 0
2036-04-29 13:00 | 2036 | 4 | 0 | 0 | 0
2036-04-29 14:00 | 2036 | 4 | 0 | 0 | 0
2036-04-29 15:00 | 2036 | 4 | 0 | 0 | 0
2036-04-29 16:00 | 2036 | 4 | 0 | 0 | 0
2036-04-29 17:00 | 2036 | 4 | 0 | 0 | 0
2036-04-29 18:00 | 2036 | 4 | 0 | 0 | 0
2036-04-29 19:00 | 2036 | 4 | 0 | 0 | 0
2036-04-29 20:00 | 2036 | 4 | 0 | 0 | 0
2036-04-29 21:00 | 2036 | 4 | 0 | 0 | 0
2036-04-29 22:00 | 2036 | 4 | 0 | 0 | 0
2036-04-29 23:00 | 2036 | 4 | 0 | 0 | 0
2036-04-30 | 2036 | 4 | 0 | 0 | 0
2036-04-30 01:00 | 2036 | 4 | 0 | 0 | 0
2036-04-30 02:00 | 2036 | 4 | 0 | 0 | 0
2036-04-30 03:00 | 2036 | 4 | 0 | 0 | 0
2036-04-30 04:00 | 2036 | 4 | 0 | 0 | 0
2036-04-30 05:00 | 2036 | 4 | 0 | 0 | 0
2036-04-30 06:00 | 2036 | 4 | 0 | 0 | 0
2036-04-30 07:00 | 2036 | 4 | 0 | 0 | 0
2036-04-30 08:00 | 2036 | 4 | 0 | 0 | 0
2036-04-30 09:00 | 2036 | 4 | 0 | 0 | 0
2036-04-30 10:00 | 2036 | 4 | 0 | 0 | 0
2036-04-30 11:00 | 2036 | 4 | 0 | 0 | 0
2036-04-30 12:00 | 2036 | 4 | 0 | 0 | 0
2036-04-30 13:00 | 2036 | 4 | 0 | 0 | 0
2036-04-30 14:00 | 2036 | 4 | 0 | 0 | 0
2036-04-30 15:00 | 2036 | 4 | 0 | 0 | 0
2036-04-30 16:00 | 2036 | 4 | 0 | 0 | 0
2036-04-30 17:00 | 2036 | 4 | 0 | 0 | 0
2036-04-30 18:00 | 2036 | 4 | 0 | 0 | 0
2036-04-30 19:00 | 2036 | 4 | 0 | 0 | 0
2036-04-30 20:00 | 2036 | 4 | 0 | 0 | 0
2036-04-30 21:00 | 2036 | 4 | 0 | 0 | 0
2036-04-30 22:00 | 2036 | 4 | 0 | 0 | 0
2036-04-30 23:00 | 2036 | 4 | 0 | 0 | 0
2036-05-01 | 2036 | 5 | 0 | 0 | 0
2036-05-01 01:00 | 2036 | 5 | 0 | 0 | 0
2036-05-01 02:00 | 2036 | 5 | 0 | 0 | 0
2036-05-01 03:00 | 2036 | 5 | 0 | 0 | 0
2036-05-01 04:00 | 2036 | 5 | 0 | 0 | 0
2036-05-01 05:00 | 2036 | 5 | 0 | 0 | 0
2036-05-01 06:00 | 2036 | 5 | 0 | 0 | 0
2036-05-01 07:00 | 2036 | 5 | 0 | 0 | 0
2036-05-01 08:00 | 2036 | 5 | 0 | 0 | 0
2036-05-01 09:00 | 2036 | 5 | 0 | 0 | 0
2036-05-01 10:00 | 2036 | 5 | 0 | 0 | 0
2036-05-01 11:00 | 2036 | 5 | 0 | 0 | 0
2036-05-01 12:00 | 2036 | 5 | 0 | 0 | 0
2036-05-01 13:00 | 2036 | 5 | 0 | 0 | 0
2036-05-01 14:00 | 2036 | 5 | 0 | 0 | 0
2036-05-01 15:00 | 2036 | 5 | 0 | 0 | 0
2036-05-01 16:00 | 2036 | 5 | 0 | 0 | 0
2036-05-01 17:00 | 2036 | 5 | 0 | 0 | 0
2036-05-01 18:00 | 2036 | 5 | 0 | 0 | 0
2036-05-01 19:00 | 2036 | 5 | 0 | 0 | 0
2036-05-01 20:00 | 2036 | 5 | 0 | 0 | 0
2036-05-01 21:00 | 2036 | 5 | 0 | 0 | 0
2036-05-01 22:00 | 2036 | 5 | 0 | 0 | 0
2036-05-01 23:00 | 2036 | 5 | 0 | 0 | 0
2036-05-02 | 2036 | 5 | 0 | 0 | 0
2036-05-02 01:00 | 2036 | 5 | 0 | 0 | 0
2036-05-02 02:00 | 2036 | 5 | 0 | 0 | 0
2036-05-02 03:00 | 2036 | 5 | 0 | 0 | 0
2036-05-02 04:00 | 2036 | 5 | 0 | 0 | 0
2036-05-02 05:00 | 2036 | 5 | 0 | 0 | 0
2036-05-02 06:00 | 2036 | 5 | 0 | 0 | 0
2036-05-02 07:00 | 2036 | 5 | 0 | 0 | 0
2036-05-02 08:00 | 2036 | 5 | 0 | 0 | 0
2036-05-02 09:00 | 2036 | 5 | 0 | 0 | 0
2036-05-02 10:00 | 2036 | 5 | 0 | 0 | 0
2036-05-02 11:00 | 2036 | 5 | 0 | 0 | 0
2036-05-02 12:00 | 2036 | 5 | 0 | 0 | 0
2036-05-02 13:00 | 2036 | 5 | 0 | 0 | 0
2036-05-02 14:00 | 2036 | 5 | 0 | 0 | 0
2036-05-02 15:00 | 2036 | 5 | 0 | 0 | 0
2036-05-02 16:00 | 2036 | 5 | 0 | 0 | 0
2036-05-02 17:00 | 2036 | 5 | 0 | 0 | 0
2036-05-02 18:00 | 2036 | 5 | 0 | 0 | 0
2036-05-02 19:00 | 2036 | 5 | 0 | 0 | 0
2036-05-02 20:00 | 2036 | 5 | 0 | 0 | 0
2036-05-02 21:00 | 2036 | 5 | 0 | 0 | 0
2036-05-02 22:00 | 2036 | 5 | 0 | 0 | 0
2036-05-02 23:00 | 2036 | 5 | 0 | 0 | 0
2036-05-03 | 2036 | 5 | 0 | 0 | 0
2036-05-03 01:00 | 2036 | 5 | 0 | 0 | 0
2036-05-03 02:00 | 2036 | 5 | 0 | 0 | 0
2036-05-03 03:00 | 2036 | 5 | 0 | 0 | 0
2036-05-03 04:00 | 2036 | 5 | 0 | 0 | 0
2036-05-03 05:00 | 2036 | 5 | 0 | 0 | 0
2036-05-03 06:00 | 2036 | 5 | 0 | 0 | 0
2036-05-03 07:00 | 2036 | 5 | 0 | 0 | 0
2036-05-03 08:00 | 2036 | 5 | 0 | 0 | 0
2036-05-03 09:00 | 2036 | 5 | 0 | 0 | 0
2036-05-03 10:00 | 2036 | 5 | 0 | 0 | 0
2036-05-03 11:00 | 2036 | 5 | 0 | 0 | 0
2036-05-03 12:00 | 2036 | 5 | 0 | 0 | 0
2036-05-03 13:00 | 2036 | 5 | 0 | 0 | 0
2036-05-03 14:00 | 2036 | 5 | 0 | 0 | 0
2036-05-03 15:00 | 2036 | 5 | 0 | 0 | 0
2036-05-03 16:00 | 2036 | 5 | 0 | 0 | 0
2036-05-03 17:00 | 2036 | 5 | 0 | 0 | 0
2036-05-03 18:00 | 2036 | 5 | 0 | 0 | 0
2036-05-03 19:00 | 2036 | 5 | 0 | 0 | 0
2036-05-03 20:00 | 2036 | 5 | 0 | 0 | 0
2036-05-03 21:00 | 2036 | 5 | 0 | 0 | 0
2036-05-03 22:00 | 2036 | 5 | 0 | 0 | 0
2036-05-03 23:00 | 2036 | 5 | 0 | 0 | 0
2036-05-04 | 2036 | 5 | 0 | 0 | 0
2036-05-04 01:00 | 2036 | 5 | 0 | 0 | 0
2036-05-04 02:00 | 2036 | 5 | 0 | 0 | 0
2036-05-04 03:00 | 2036 | 5 | 0 | 0 | 0
2036-05-04 04:00 | 2036 | 5 | 0 | 0 | 0
2036-05-04 05:00 | 2036 | 5 | 0 | 0 | 0
2036-05-04 06:00 | 2036 | 5 | 0 | 0 | 0
2036-05-04 07:00 | 2036 | 5 | 0 | 0 | 0
2036-05-04 08:00 | 2036 | 5 | 0 | 0 | 0
2036-05-04 09:00 | 2036 | 5 | 0 | 0 | 0
2036-05-04 10:00 | 2036 | 5 | 0 | 0 | 0
2036-05-04 11:00 | 2036 | 5 | 0 | 0 | 0
2036-05-04 12:00 | 2036 | 5 | 0 | 0 | 0
2036-05-04 13:00 | 2036 | 5 | 0 | 0 | 0
2036-05-04 14:00 | 2036 | 5 | 0 | 0 | 0
2036-05-04 15:00 | 2036 | 5 | 0 | 0 | 0
2036-05-04 16:00 | 2036 | 5 | 0 | 0 | 0
2036-05-04 17:00 | 2036 | 5 | 0 | 0 | 0
2036-05-04 18:00 | 2036 | 5 | 0 | 0 | 0
2036-05-04 19:00 | 2036 | 5 | 0 | 0 | 0
2036-05-04 20:00 | 2036 | 5 | 0 | 0 | 0
2036-05-04 21:00 | 2036 | 5 | 0 | 0 | 0
2036-05-04 22:00 | 2036 | 5 | 0 | 0 | 0
2036-05-04 23:00 | 2036 | 5 | 0 | 0 | 0
2036-05-05 | 2036 | 5 | 0 | 0 | 0
2036-05-05 01:00 | 2036 | 5 | 0 | 0 | 0
2036-05-05 02:00 | 2036 | 5 | 0 | 0 | 0
2036-05-05 03:00 | 2036 | 5 | 0 | 0 | 0
2036-05-05 04:00 | 2036 | 5 | 0 | 0 | 0
2036-05-05 05:00 | 2036 | 5 | 0 | 0 | 0
2036-05-05 06:00 | 2036 | 5 | 0 | 0 | 0
2036-05-05 07:00 | 2036 | 5 | 0 | 0 | 0
2036-05-05 08:00 | 2036 | 5 | 0 | 0 | 0
2036-05-05 09:00 | 2036 | 5 | 0 | 0 | 0
2036-05-05 10:00 | 2036 | 5 | 0 | 0 | 0
2036-05-05 11:00 | 2036 | 5 | 0 | 0 | 0
2036-05-05 12:00 | 2036 | 5 | 0 | 0 | 0
2036-05-05 13:00 | 2036 | 5 | 0 | 0 | 0
2036-05-05 14:00 | 2036 | 5 | 0 | 0 | 0
2036-05-05 15:00 | 2036 | 5 | 0 | 0 | 0
2036-05-05 16:00 | 2036 | 5 | 0 | 0 | 0
2036-05-05 17:00 | 2036 | 5 | 0 | 0 | 0
2036-05-05 18:00 | 2036 | 5 | 0 | 0 | 0
2036-05-05 19:00 | 2036 | 5 | 0 | 0 | 0
2036-05-05 20:00 | 2036 | 5 | 0 | 0 | 0
2036-05-05 21:00 | 2036 | 5 | 0 | 0 | 0
2036-05-05 22:00 | 2036 | 5 | 0 | 0 | 0
2036-05-05 23:00 | 2036 | 5 | 0 | 0 | 0
2036-05-06 | 2036 | 5 | 0 | 0 | 0
2036-05-06 01:00 | 2036 | 5 | 0 | 0 | 0
2036-05-06 02:00 | 2036 | 5 | 0 | 0 | 0
2036-05-06 03:00 | 2036 | 5 | 0 | 0 | 0
2036-05-06 04:00 | 2036 | 5 | 0 | 0 | 0
2036-05-06 05:00 | 2036 | 5 | 0 | 0 | 0
2036-05-06 06:00 | 2036 | 5 | 0 | 0 | 0
2036-05-06 07:00 | 2036 | 5 | 0 | 0 | 0
2036-05-06 08:00 | 2036 | 5 | 0 | 0 | 0
2036-05-06 09:00 | 2036 | 5 | 0 | 0 | 0
2036-05-06 10:00 | 2036 | 5 | 0 | 0 | 0
2036-05-06 11:00 | 2036 | 5 | 0 | 0 | 0
2036-05-06 12:00 | 2036 | 5 | 0 | 0 | 0
2036-05-06 13:00 | 2036 | 5 | 0 | 0 | 0
2036-05-06 14:00 | 2036 | 5 | 0 | 0 | 0
2036-05-06 15:00 | 2036 | 5 | 0 | 0 | 0
2036-05-06 16:00 | 2036 | 5 | 0 | 0 | 0
2036-05-06 17:00 | 2036 | 5 | 0 | 0 | 0
2036-05-06 18:00 | 2036 | 5 | 0 | 0 | 0
2036-05-06 19:00 | 2036 | 5 | 0 | 0 | 0
2036-05-06 20:00 | 2036 | 5 | 0 | 0 | 0
2036-05-06 21:00 | 2036 | 5 | 0 | 0 | 0
2036-05-06 22:00 | 2036 | 5 | 0 | 0 | 0
2036-05-06 23:00 | 2036 | 5 | 0 | 0 | 0
2036-05-07 | 2036 | 5 | 0 | 0 | 0
2036-05-07 01:00 | 2036 | 5 | 0 | 0 | 0
2036-05-07 02:00 | 2036 | 5 | 0 | 0 | 0
2036-05-07 03:00 | 2036 | 5 | 0 | 0 | 0
2036-05-07 04:00 | 2036 | 5 | 0 | 0 | 0
2036-05-07 05:00 | 2036 | 5 | 0 | 0 | 0
2036-05-07 06:00 | 2036 | 5 | 0 | 0 | 0
2036-05-07 07:00 | 2036 | 5 | 0 | 0 | 0
2036-05-07 08:00 | 2036 | 5 | 0 | 0 | 0
2036-05-07 09:00 | 2036 | 5 | 0 | 0 | 0
2036-05-07 10:00 | 2036 | 5 | 0 | 0 | 0
2036-05-07 11:00 | 2036 | 5 | 0 | 0 | 0
2036-05-07 12:00 | 2036 | 5 | 0 | 0 | 0
2036-05-07 13:00 | 2036 | 5 | 0 | 0 | 0
2036-05-07 14:00 | 2036 | 5 | 0 | 0 | 0
2036-05-07 15:00 | 2036 | 5 | 0 | 0 | 0
2036-05-07 16:00 | 2036 | 5 | 0 | 0 | 0
2036-05-07 17:00 | 2036 | 5 | 0 | 0 | 0
2036-05-07 18:00 | 2036 | 5 | 0 | 0 | 0
2036-05-07 19:00 | 2036 | 5 | 0 | 0 | 0
2036-05-07 20:00 | 2036 | 5 | 0 | 0 | 0
2036-05-07 21:00 | 2036 | 5 | 0 | 0 | 0
2036-05-07 22:00 | 2036 | 5 | 0 | 0 | 0
2036-05-07 23:00 | 2036 | 5 | 0 | 0 | 0
2036-05-08 | 2036 | 5 | 0 | 0 | 0
2036-05-08 01:00 | 2036 | 5 | 0 | 0 | 0
2036-05-08 02:00 | 2036 | 5 | 0 | 0 | 0
2036-05-08 03:00 | 2036 | 5 | 0 | 0 | 0
2036-05-08 04:00 | 2036 | 5 | 0 | 0 | 0
2036-05-08 05:00 | 2036 | 5 | 0 | 0 | 0
2036-05-08 06:00 | 2036 | 5 | 0 | 0 | 0
2036-05-08 07:00 | 2036 | 5 | 0 | 0 | 0
2036-05-08 08:00 | 2036 | 5 | 0 | 0 | 0
2036-05-08 09:00 | 2036 | 5 | 0 | 0 | 0
2036-05-08 10:00 | 2036 | 5 | 0 | 0 | 0
2036-05-08 11:00 | 2036 | 5 | 0 | 0 | 0
2036-05-08 12:00 | 2036 | 5 | 0 | 0 | 0
2036-05-08 13:00 | 2036 | 5 | 0 | 0 | 0
2036-05-08 14:00 | 2036 | 5 | 0 | 0 | 0
2036-05-08 15:00 | 2036 | 5 | 0 | 0 | 0
2036-05-08 16:00 | 2036 | 5 | 0 | 0 | 0
2036-05-08 17:00 | 2036 | 5 | 0 | 0 | 0
2036-05-08 18:00 | 2036 | 5 | 0 | 0 | 0
2036-05-08 19:00 | 2036 | 5 | 0 | 0 | 0
2036-05-08 20:00 | 2036 | 5 | 0 | 0 | 0
2036-05-08 21:00 | 2036 | 5 | 0 | 0 | 0
2036-05-08 22:00 | 2036 | 5 | 0 | 0 | 0
2036-05-08 23:00 | 2036 | 5 | 0 | 0 | 0
2036-05-09 | 2036 | 5 | 0 | 0 | 0
2036-05-09 01:00 | 2036 | 5 | 0 | 0 | 0
2036-05-09 02:00 | 2036 | 5 | 0 | 0 | 0
2036-05-09 03:00 | 2036 | 5 | 0 | 0 | 0
2036-05-09 04:00 | 2036 | 5 | 0 | 0 | 0
2036-05-09 05:00 | 2036 | 5 | 0 | 0 | 0
2036-05-09 06:00 | 2036 | 5 | 0 | 0 | 0
2036-05-09 07:00 | 2036 | 5 | 0 | 0 | 0
2036-05-09 08:00 | 2036 | 5 | 0 | 0 | 0
2036-05-09 09:00 | 2036 | 5 | 0 | 0 | 0
2036-05-09 10:00 | 2036 | 5 | 0 | 0 | 0
2036-05-09 11:00 | 2036 | 5 | 0 | 0 | 0
2036-05-09 12:00 | 2036 | 5 | 0 | 0 | 0
2036-05-09 13:00 | 2036 | 5 | 0 | 0 | 0
2036-05-09 14:00 | 2036 | 5 | 0 | 0 | 0
2036-05-09 15:00 | 2036 | 5 | 0 | 0 | 0
2036-05-09 16:00 | 2036 | 5 | 0 | 0 | 0
2036-05-09 17:00 | 2036 | 5 | 0 | 0 | 0
2036-05-09 18:00 | 2036 | 5 | 0 | 0 | 0
2036-05-09 19:00 | 2036 | 5 | 0 | 0 | 0
2036-05-09 20:00 | 2036 | 5 | 0 | 0 | 0
2036-05-09 21:00 | 2036 | 5 | 0 | 0 | 0
2036-05-09 22:00 | 2036 | 5 | 0 | 0 | 0
2036-05-09 23:00 | 2036 | 5 | 0 | 0 | 0
2036-05-10 | 2036 | 5 | 0 | 0 | 0
2036-05-10 01:00 | 2036 | 5 | 0 | 0 | 0
2036-05-10 02:00 | 2036 | 5 | 0 | 0 | 0
2036-05-10 03:00 | 2036 | 5 | 0 | 0 | 0
2036-05-10 04:00 | 2036 | 5 | 0 | 0 | 0
2036-05-10 05:00 | 2036 | 5 | 0 | 0 | 0
2036-05-10 06:00 | 2036 | 5 | 0 | 0 | 0
2036-05-10 07:00 | 2036 | 5 | 0 | 0 | 0
2036-05-10 08:00 | 2036 | 5 | 0 | 0 | 0
2036-05-10 09:00 | 2036 | 5 | 0 | 0 | 0
2036-05-10 10:00 | 2036 | 5 | 0 | 0 | 0
2036-05-10 11:00 | 2036 | 5 | 0 | 0 | 0
2036-05-10 12:00 | 2036 | 5 | 0 | 0 | 0
2036-05-10 13:00 | 2036 | 5 | 0 | 0 | 0
2036-05-10 14:00 | 2036 | 5 | 0 | 0 | 0
2036-05-10 15:00 | 2036 | 5 | 0 | 0 | 0
2036-05-10 16:00 | 2036 | 5 | 0 | 0 | 0
2036-05-10 17:00 | 2036 | 5 | 0 | 0 | 0
2036-05-10 18:00 | 2036 | 5 | 0 | 0 | 0
2036-05-10 19:00 | 2036 | 5 | 0 | 0 | 0
2036-05-10 20:00 | 2036 | 5 | 0 | 0 | 0
2036-05-10 21:00 | 2036 | 5 | 0 | 0 | 0
2036-05-10 22:00 | 2036 | 5 | 0 | 0 | 0
2036-05-10 23:00 | 2036 | 5 | 0 | 0 | 0
2036-05-11 | 2036 | 5 | 0 | 0 | 0
2036-05-11 01:00 | 2036 | 5 | 0 | 0 | 0
2036-05-11 02:00 | 2036 | 5 | 0 | 0 | 0
2036-05-11 03:00 | 2036 | 5 | 0 | 0 | 0
2036-05-11 04:00 | 2036 | 5 | 0 | 0 | 0
2036-05-11 05:00 | 2036 | 5 | 0 | 0 | 0
2036-05-11 06:00 | 2036 | 5 | 0 | 0 | 0
2036-05-11 07:00 | 2036 | 5 | 0 | 0 | 0
2036-05-11 08:00 | 2036 | 5 | 0 | 0 | 0
2036-05-11 09:00 | 2036 | 5 | 0 | 0 | 0
2036-05-11 10:00 | 2036 | 5 | 0 | 0 | 0
2036-05-11 11:00 | 2036 | 5 | 0 | 0 | 0
2036-05-11 12:00 | 2036 | 5 | 0 | 0 | 0
2036-05-11 13:00 | 2036 | 5 | 0 | 0 | 0
2036-05-11 14:00 | 2036 | 5 | 0 | 0 | 0
2036-05-11 15:00 | 2036 | 5 | 0 | 0 | 0
2036-05-11 16:00 | 2036 | 5 | 0 | 0 | 0
2036-05-11 17:00 | 2036 | 5 | 0 | 0 | 0
2036-05-11 18:00 | 2036 | 5 | 0 | 0 | 0
2036-05-11 19:00 | 2036 | 5 | 0 | 0 | 0
2036-05-11 20:00 | 2036 | 5 | 0 | 0 | 0
2036-05-11 21:00 | 2036 | 5 | 0 | 0 | 0
2036-05-11 22:00 | 2036 | 5 | 0 | 0 | 0
2036-05-11 23:00 | 2036 | 5 | 0 | 0 | 0
2036-05-12 | 2036 | 5 | 0 | 0 | 0
2036-05-12 01:00 | 2036 | 5 | 0 | 0 | 0
2036-05-12 02:00 | 2036 | 5 | 0 | 0 | 0
2036-05-12 03:00 | 2036 | 5 | 0 | 0 | 0
2036-05-12 04:00 | 2036 | 5 | 0 | 0 | 0
2036-05-12 05:00 | 2036 | 5 | 0 | 0 | 0
2036-05-12 06:00 | 2036 | 5 | 0 | 0 | 0
2036-05-12 07:00 | 2036 | 5 | 0 | 0 | 0
2036-05-12 08:00 | 2036 | 5 | 0 | 0 | 0
2036-05-12 09:00 | 2036 | 5 | 0 | 0 | 0
2036-05-12 10:00 | 2036 | 5 | 0 | 0 | 0
2036-05-12 11:00 | 2036 | 5 | 0 | 0 | 0
2036-05-12 12:00 | 2036 | 5 | 0 | 0 | 0
2036-05-12 13:00 | 2036 | 5 | 0 | 0 | 0
2036-05-12 14:00 | 2036 | 5 | 0 | 0 | 0
2036-05-12 15:00 | 2036 | 5 | 0 | 0 | 0
2036-05-12 16:00 | 2036 | 5 | 0 | 0 | 0
2036-05-12 17:00 | 2036 | 5 | 0 | 0 | 0
2036-05-12 18:00 | 2036 | 5 | 0 | 0 | 0
2036-05-12 19:00 | 2036 | 5 | 0 | 0 | 0
2036-05-12 20:00 | 2036 | 5 | 0 | 0 | 0
2036-05-12 21:00 | 2036 | 5 | 0 | 0 | 0
2036-05-12 22:00 | 2036 | 5 | 0 | 0 | 0
2036-05-12 23:00 | 2036 | 5 | 0 | 0 | 0
2036-05-13 | 2036 | 5 | 0 | 0 | 0
2036-05-13 01:00 | 2036 | 5 | 0 | 0 | 0
2036-05-13 02:00 | 2036 | 5 | 0 | 0 | 0
2036-05-13 03:00 | 2036 | 5 | 0 | 0 | 0
2036-05-13 04:00 | 2036 | 5 | 0 | 0 | 0
2036-05-13 05:00 | 2036 | 5 | 0 | 0 | 0
2036-05-13 06:00 | 2036 | 5 | 0 | 0 | 0
2036-05-13 07:00 | 2036 | 5 | 0 | 0 | 0
2036-05-13 08:00 | 2036 | 5 | 0 | 0 | 0
2036-05-13 09:00 | 2036 | 5 | 0 | 0 | 0
2036-05-13 10:00 | 2036 | 5 | 0 | 0 | 0
2036-05-13 11:00 | 2036 | 5 | 0 | 0 | 0
2036-05-13 12:00 | 2036 | 5 | 0 | 0 | 0
2036-05-13 13:00 | 2036 | 5 | 0 | 0 | 0
2036-05-13 14:00 | 2036 | 5 | 0 | 0 | 0
2036-05-13 15:00 | 2036 | 5 | 0 | 0 | 0
2036-05-13 16:00 | 2036 | 5 | 0 | 0 | 0
2036-05-13 17:00 | 2036 | 5 | 0 | 0 | 0
2036-05-13 18:00 | 2036 | 5 | 0 | 0 | 0
2036-05-13 19:00 | 2036 | 5 | 0 | 0 | 0
2036-05-13 20:00 | 2036 | 5 | 0 | 0 | 0
2036-05-13 21:00 | 2036 | 5 | 0 | 0 | 0
2036-05-13 22:00 | 2036 | 5 | 0 | 0 | 0
2036-05-13 23:00 | 2036 | 5 | 0 | 0 | 0
2036-05-14 | 2036 | 5 | 0 | 0 | 0
2036-05-14 01:00 | 2036 | 5 | 0 | 0 | 0
2036-05-14 02:00 | 2036 | 5 | 0 | 0 | 0
2036-05-14 03:00 | 2036 | 5 | 0 | 0 | 0
2036-05-14 04:00 | 2036 | 5 | 0 | 0 | 0
2036-05-14 05:00 | 2036 | 5 | 0 | 0 | 0
2036-05-14 06:00 | 2036 | 5 | 0 | 0 | 0
2036-05-14 07:00 | 2036 | 5 | 0 | 0 | 0
2036-05-14 08:00 | 2036 | 5 | 0 | 0 | 0
2036-05-14 09:00 | 2036 | 5 | 0 | 0 | 0
2036-05-14 10:00 | 2036 | 5 | 0 | 0 | 0
2036-05-14 11:00 | 2036 | 5 | 0 | 0 | 0
2036-05-14 12:00 | 2036 | 5 | 0 | 0 | 0
2036-05-14 13:00 | 2036 | 5 | 0 | 0 | 0
2036-05-14 14:00 | 2036 | 5 | 0 | 0 | 0
2036-05-14 15:00 | 2036 | 5 | 0 | 0 | 0
2036-05-14 16:00 | 2036 | 5 | 0 | 0 | 0
2036-05-14 17:00 | 2036 | 5 | 0 | 0 | 0
2036-05-14 18:00 | 2036 | 5 | 0 | 0 | 0
2036-05-14 19:00 | 2036 | 5 | 0 | 0 | 0
2036-05-14 20:00 | 2036 | 5 | 0 | 0 | 0
2036-05-14 21:00 | 2036 | 5 | 0 | 0 | 0
2036-05-14 22:00 | 2036 | 5 | 0 | 0 | 0
2036-05-14 23:00 | 2036 | 5 | 0 | 0 | 0
2036-05-15 | 2036 | 5 | 0 | 0 | 0
2036-05-15 01:00 | 2036 | 5 | 0 | 0 | 0
2036-05-15 02:00 | 2036 | 5 | 0 | 0 | 0
2036-05-15 03:00 | 2036 | 5 | 0 | 0 | 0
2036-05-15 04:00 | 2036 | 5 | 0 | 0 | 0
2036-05-15 05:00 | 2036 | 5 | 0 | 0 | 0
2036-05-15 06:00 | 2036 | 5 | 0 | 0 | 0
2036-05-15 07:00 | 2036 | 5 | 0 | 0 | 0
2036-05-15 08:00 | 2036 | 5 | 0 | 0 | 0
2036-05-15 09:00 | 2036 | 5 | 0 | 0 | 0
2036-05-15 10:00 | 2036 | 5 | 0 | 0 | 0
2036-05-15 11:00 | 2036 | 5 | 0 | 0 | 0
2036-05-15 12:00 | 2036 | 5 | 0 | 0 | 0
2036-05-15 13:00 | 2036 | 5 | 0 | 0 | 0
2036-05-15 14:00 | 2036 | 5 | 0 | 0 | 0
2036-05-15 15:00 | 2036 | 5 | 0 | 0 | 0
2036-05-15 16:00 | 2036 | 5 | 0 | 0 | 0
2036-05-15 17:00 | 2036 | 5 | 0 | 0 | 0
2036-05-15 18:00 | 2036 | 5 | 0 | 0 | 0
2036-05-15 19:00 | 2036 | 5 | 0 | 0 | 0
2036-05-15 20:00 | 2036 | 5 | 0 | 0 | 0
2036-05-15 21:00 | 2036 | 5 | 0 | 0 | 0
2036-05-15 22:00 | 2036 | 5 | 0 | 0 | 0
2036-05-15 23:00 | 2036 | 5 | 0 | 0 | 0
2036-05-16 | 2036 | 5 | 0 | 0 | 0
2036-05-16 01:00 | 2036 | 5 | 0 | 0 | 0
2036-05-16 02:00 | 2036 | 5 | 0 | 0 | 0
2036-05-16 03:00 | 2036 | 5 | 0 | 0 | 0
2036-05-16 04:00 | 2036 | 5 | 0 | 0 | 0
2036-05-16 05:00 | 2036 | 5 | 0 | 0 | 0
2036-05-16 06:00 | 2036 | 5 | 0 | 0 | 0
2036-05-16 07:00 | 2036 | 5 | 0 | 0 | 0
2036-05-16 08:00 | 2036 | 5 | 0 | 0 | 0
2036-05-16 09:00 | 2036 | 5 | 0 | 0 | 0
2036-05-16 10:00 | 2036 | 5 | 0 | 0 | 0
2036-05-16 11:00 | 2036 | 5 | 0 | 0 | 0
2036-05-16 12:00 | 2036 | 5 | 0 | 0 | 0
2036-05-16 13:00 | 2036 | 5 | 0 | 0 | 0
2036-05-16 14:00 | 2036 | 5 | 0 | 0 | 0
2036-05-16 15:00 | 2036 | 5 | 0 | 0 | 0
2036-05-16 16:00 | 2036 | 5 | 0 | 0 | 0
2036-05-16 17:00 | 2036 | 5 | 0 | 0 | 0
2036-05-16 18:00 | 2036 | 5 | 0 | 0 | 0
2036-05-16 19:00 | 2036 | 5 | 0 | 0 | 0
2036-05-16 20:00 | 2036 | 5 | 0 | 0 | 0
2036-05-16 21:00 | 2036 | 5 | 0 | 0 | 0
2036-05-16 22:00 | 2036 | 5 | 0 | 0 | 0
2036-05-16 23:00 | 2036 | 5 | 0 | 0 | 0
2036-05-17 | 2036 | 5 | 0 | 0 | 0
2036-05-17 01:00 | 2036 | 5 | 0 | 0 | 0
2036-05-17 02:00 | 2036 | 5 | 0 | 0 | 0
2036-05-17 03:00 | 2036 | 5 | 0 | 0 | 0
2036-05-17 04:00 | 2036 | 5 | 0 | 0 | 0
2036-05-17 05:00 | 2036 | 5 | 0 | 0 | 0
2036-05-17 06:00 | 2036 | 5 | 0 | 0 | 0
2036-05-17 07:00 | 2036 | 5 | 0 | 0 | 0
2036-05-17 08:00 | 2036 | 5 | 0 | 0 | 0
2036-05-17 09:00 | 2036 | 5 | 0 | 0 | 0
2036-05-17 10:00 | 2036 | 5 | 0 | 0 | 0
2036-05-17 11:00 | 2036 | 5 | 0 | 0 | 0
2036-05-17 12:00 | 2036 | 5 | 0 | 0 | 0
2036-05-17 13:00 | 2036 | 5 | 0 | 0 | 0
2036-05-17 14:00 | 2036 | 5 | 0 | 0 | 0
2036-05-17 15:00 | 2036 | 5 | 0 | 0 | 0
2036-05-17 16:00 | 2036 | 5 | 0 | 0 | 0
2036-05-17 17:00 | 2036 | 5 | 0 | 0 | 0
2036-05-17 18:00 | 2036 | 5 | 0 | 0 | 0
2036-05-17 19:00 | 2036 | 5 | 0 | 0 | 0
2036-05-17 20:00 | 2036 | 5 | 0 | 0 | 0
2036-05-17 21:00 | 2036 | 5 | 0 | 0 | 0
2036-05-17 22:00 | 2036 | 5 | 0 | 0 | 0
2036-05-17 23:00 | 2036 | 5 | 0 | 0 | 0
2036-05-18 | 2036 | 5 | 0 | 0 | 0
2036-05-18 01:00 | 2036 | 5 | 0 | 0 | 0
2036-05-18 02:00 | 2036 | 5 | 0 | 0 | 0
2036-05-18 03:00 | 2036 | 5 | 0 | 0 | 0
2036-05-18 04:00 | 2036 | 5 | 0 | 0 | 0
2036-05-18 05:00 | 2036 | 5 | 0 | 0 | 0
2036-05-18 06:00 | 2036 | 5 | 0 | 0 | 0
2036-05-18 07:00 | 2036 | 5 | 0 | 0 | 0
2036-05-18 08:00 | 2036 | 5 | 0 | 0 | 0
2036-05-18 09:00 | 2036 | 5 | 0 | 0 | 0
2036-05-18 10:00 | 2036 | 5 | 0 | 0 | 0
2036-05-18 11:00 | 2036 | 5 | 0 | 0 | 0
2036-05-18 12:00 | 2036 | 5 | 0 | 0 | 0
2036-05-18 13:00 | 2036 | 5 | 0 | 0 | 0
2036-05-18 14:00 | 2036 | 5 | 0 | 0 | 0
2036-05-18 15:00 | 2036 | 5 | 0 | 0 | 0
2036-05-18 16:00 | 2036 | 5 | 0 | 0 | 0
2036-05-18 17:00 | 2036 | 5 | 0 | 0 | 0
2036-05-18 18:00 | 2036 | 5 | 0 | 0 | 0
2036-05-18 19:00 | 2036 | 5 | 0 | 0 | 0
2036-05-18 20:00 | 2036 | 5 | 0 | 0 | 0
2036-05-18 21:00 | 2036 | 5 | 0 | 0 | 0
2036-05-18 22:00 | 2036 | 5 | 0 | 0 | 0
2036-05-18 23:00 | 2036 | 5 | 0 | 0 | 0
2036-05-19 | 2036 | 5 | 0 | 0 | 0
2036-05-19 01:00 | 2036 | 5 | 0 | 0 | 0
2036-05-19 02:00 | 2036 | 5 | 0 | 0 | 0
2036-05-19 03:00 | 2036 | 5 | 0 | 0 | 0
2036-05-19 04:00 | 2036 | 5 | 0 | 0 | 0
2036-05-19 05:00 | 2036 | 5 | 0 | 0 | 0
2036-05-19 06:00 | 2036 | 5 | 0 | 0 | 0
2036-05-19 07:00 | 2036 | 5 | 0 | 0 | 0
2036-05-19 08:00 | 2036 | 5 | 0 | 0 | 0
2036-05-19 09:00 | 2036 | 5 | 0 | 0 | 0
2036-05-19 10:00 | 2036 | 5 | 0 | 0 | 0
2036-05-19 11:00 | 2036 | 5 | 0 | 0 | 0
2036-05-19 12:00 | 2036 | 5 | 0 | 0 | 0
2036-05-19 13:00 | 2036 | 5 | 0 | 0 | 0
2036-05-19 14:00 | 2036 | 5 | 0 | 0 | 0
2036-05-19 15:00 | 2036 | 5 | 0 | 0 | 0
2036-05-19 16:00 | 2036 | 5 | 0 | 0 | 0
2036-05-19 17:00 | 2036 | 5 | 0 | 0 | 0
2036-05-19 18:00 | 2036 | 5 | 0 | 0 | 0
2036-05-19 19:00 | 2036 | 5 | 0 | 0 | 0
2036-05-19 20:00 | 2036 | 5 | 0 | 0 | 0
2036-05-19 21:00 | 2036 | 5 | 0 | 0 | 0
2036-05-19 22:00 | 2036 | 5 | 0 | 0 | 0
2036-05-19 23:00 | 2036 | 5 | 0 | 0 | 0
2036-05-20 | 2036 | 5 | 0 | 0 | 0
2036-05-20 01:00 | 2036 | 5 | 0 | 0 | 0
2036-05-20 02:00 | 2036 | 5 | 0 | 0 | 0
2036-05-20 03:00 | 2036 | 5 | 0 | 0 | 0
2036-05-20 04:00 | 2036 | 5 | 0 | 0 | 0
2036-05-20 05:00 | 2036 | 5 | 0 | 0 | 0
2036-05-20 06:00 | 2036 | 5 | 0 | 0 | 0
2036-05-20 07:00 | 2036 | 5 | 0 | 0 | 0
2036-05-20 08:00 | 2036 | 5 | 0 | 0 | 0
2036-05-20 09:00 | 2036 | 5 | 0 | 0 | 0
2036-05-20 10:00 | 2036 | 5 | 0 | 0 | 0
2036-05-20 11:00 | 2036 | 5 | 0 | 0 | 0
2036-05-20 12:00 | 2036 | 5 | 0 | 0 | 0
2036-05-20 13:00 | 2036 | 5 | 0 | 0 | 0
2036-05-20 14:00 | 2036 | 5 | 0 | 0 | 0
2036-05-20 15:00 | 2036 | 5 | 0 | 0 | 0
2036-05-20 16:00 | 2036 | 5 | 0 | 0 | 0
2036-05-20 17:00 | 2036 | 5 | 0 | 0 | 0
2036-05-20 18:00 | 2036 | 5 | 0 | 0 | 0
2036-05-20 19:00 | 2036 | 5 | 0 | 0 | 0
2036-05-20 20:00 | 2036 | 5 | 0 | 0 | 0
2036-05-20 21:00 | 2036 | 5 | 0 | 0 | 0
2036-05-20 22:00 | 2036 | 5 | 0 | 0 | 0
2036-05-20 23:00 | 2036 | 5 | 0 | 0 | 0
2036-05-21 | 2036 | 5 | 0 | 0 | 0
2036-05-21 01:00 | 2036 | 5 | 0 | 0 | 0
2036-05-21 02:00 | 2036 | 5 | 0 | 0 | 0
2036-05-21 03:00 | 2036 | 5 | 0 | 0 | 0
2036-05-21 04:00 | 2036 | 5 | 0 | 0 | 0
2036-05-21 05:00 | 2036 | 5 | 0 | 0 | 0
2036-05-21 06:00 | 2036 | 5 | 0 | 0 | 0
2036-05-21 07:00 | 2036 | 5 | 0 | 0 | 0
2036-05-21 08:00 | 2036 | 5 | 0 | 0 | 0
2036-05-21 09:00 | 2036 | 5 | 0 | 0 | 0
2036-05-21 10:00 | 2036 | 5 | 0 | 0 | 0
2036-05-21 11:00 | 2036 | 5 | 0 | 0 | 0
2036-05-21 12:00 | 2036 | 5 | 0 | 0 | 0
2036-05-21 13:00 | 2036 | 5 | 0 | 0 | 0
2036-05-21 14:00 | 2036 | 5 | 0 | 0 | 0
2036-05-21 15:00 | 2036 | 5 | 0 | 0 | 0
2036-05-21 16:00 | 2036 | 5 | 0 | 0 | 0
2036-05-21 17:00 | 2036 | 5 | 0 | 0 | 0
2036-05-21 18:00 | 2036 | 5 | 0 | 0 | 0
2036-05-21 19:00 | 2036 | 5 | 0 | 0 | 0
2036-05-21 20:00 | 2036 | 5 | 0 | 0 | 0
2036-05-21 21:00 | 2036 | 5 | 0 | 0 | 0
2036-05-21 22:00 | 2036 | 5 | 0 | 0 | 0
2036-05-21 23:00 | 2036 | 5 | 0 | 0 | 0
2036-05-22 | 2036 | 5 | 0 | 0 | 0
2036-05-22 01:00 | 2036 | 5 | 0 | 0 | 0
2036-05-22 02:00 | 2036 | 5 | 0 | 0 | 0
2036-05-22 03:00 | 2036 | 5 | 0 | 0 | 0
2036-05-22 04:00 | 2036 | 5 | 0 | 0 | 0
2036-05-22 05:00 | 2036 | 5 | 0 | 0 | 0
2036-05-22 06:00 | 2036 | 5 | 0 | 0 | 0
2036-05-22 07:00 | 2036 | 5 | 0 | 0 | 0
2036-05-22 08:00 | 2036 | 5 | 0 | 0 | 0
2036-05-22 09:00 | 2036 | 5 | 0 | 0 | 0
2036-05-22 10:00 | 2036 | 5 | 0 | 0 | 0
2036-05-22 11:00 | 2036 | 5 | 0 | 0 | 0
2036-05-22 12:00 | 2036 | 5 | 0 | 0 | 0
2036-05-22 13:00 | 2036 | 5 | 0 | 0 | 0
2036-05-22 14:00 | 2036 | 5 | 0 | 0 | 0
2036-05-22 15:00 | 2036 | 5 | 0 | 0 | 0
2036-05-22 16:00 | 2036 | 5 | 0 | 0 | 0
2036-05-22 17:00 | 2036 | 5 | 0 | 0 | 0
2036-05-22 18:00 | 2036 | 5 | 0 | 0 | 0
2036-05-22 19:00 | 2036 | 5 | 0 | 0 | 0
2036-05-22 20:00 | 2036 | 5 | 0 | 0 | 0
2036-05-22 21:00 | 2036 | 5 | 0 | 0 | 0
2036-05-22 22:00 | 2036 | 5 | 0 | 0 | 0
2036-05-22 23:00 | 2036 | 5 | 0 | 0 | 0
2036-05-23 | 2036 | 5 | 0 | 0 | 0
2036-05-23 01:00 | 2036 | 5 | 0 | 0 | 0
2036-05-23 02:00 | 2036 | 5 | 0 | 0 | 0
2036-05-23 03:00 | 2036 | 5 | 0 | 0 | 0
2036-05-23 04:00 | 2036 | 5 | 0 | 0 | 0
2036-05-23 05:00 | 2036 | 5 | 0 | 0 | 0
2036-05-23 06:00 | 2036 | 5 | 0 | 0 | 0
2036-05-23 07:00 | 2036 | 5 | 0 | 0 | 0
2036-05-23 08:00 | 2036 | 5 | 0 | 0 | 0
2036-05-23 09:00 | 2036 | 5 | 0 | 0 | 0
2036-05-23 10:00 | 2036 | 5 | 0 | 0 | 0
2036-05-23 11:00 | 2036 | 5 | 0 | 0 | 0
2036-05-23 12:00 | 2036 | 5 | 0 | 0 | 0
2036-05-23 13:00 | 2036 | 5 | 0 | 0 | 0
2036-05-23 14:00 | 2036 | 5 | 0 | 0 | 0
2036-05-23 15:00 | 2036 | 5 | 0 | 0 | 0
2036-05-23 16:00 | 2036 | 5 | 0 | 0 | 0
2036-05-23 17:00 | 2036 | 5 | 0 | 0 | 0
2036-05-23 18:00 | 2036 | 5 | 0 | 0 | 0
2036-05-23 19:00 | 2036 | 5 | 0 | 0 | 0
2036-05-23 20:00 | 2036 | 5 | 0 | 0 | 0
2036-05-23 21:00 | 2036 | 5 | 0 | 0 | 0
2036-05-23 22:00 | 2036 | 5 | 0 | 0 | 0
2036-05-23 23:00 | 2036 | 5 | 0 | 0 | 0
2036-05-24 | 2036 | 5 | 0 | 0 | 0
2036-05-24 01:00 | 2036 | 5 | 0 | 0 | 0
2036-05-24 02:00 | 2036 | 5 | 0 | 0 | 0
2036-05-24 03:00 | 2036 | 5 | 0 | 0 | 0
2036-05-24 04:00 | 2036 | 5 | 0 | 0 | 0
2036-05-24 05:00 | 2036 | 5 | 0 | 0 | 0
2036-05-24 06:00 | 2036 | 5 | 0 | 0 | 0
2036-05-24 07:00 | 2036 | 5 | 0 | 0 | 0
2036-05-24 08:00 | 2036 | 5 | 0 | 0 | 0
2036-05-24 09:00 | 2036 | 5 | 0 | 0 | 0
2036-05-24 10:00 | 2036 | 5 | 0 | 0 | 0
2036-05-24 11:00 | 2036 | 5 | 0 | 0 | 0
2036-05-24 12:00 | 2036 | 5 | 0 | 0 | 0
2036-05-24 13:00 | 2036 | 5 | 0 | 0 | 0
2036-05-24 14:00 | 2036 | 5 | 0 | 0 | 0
2036-05-24 15:00 | 2036 | 5 | 0 | 0 | 0
2036-05-24 16:00 | 2036 | 5 | 0 | 0 | 0
2036-05-24 17:00 | 2036 | 5 | 0 | 0 | 0
2036-05-24 18:00 | 2036 | 5 | 0 | 0 | 0
2036-05-24 19:00 | 2036 | 5 | 0 | 0 | 0
2036-05-24 20:00 | 2036 | 5 | 0 | 0 | 0
2036-05-24 21:00 | 2036 | 5 | 0 | 0 | 0
2036-05-24 22:00 | 2036 | 5 | 0 | 0 | 0
2036-05-24 23:00 | 2036 | 5 | 0 | 0 | 0
2036-05-25 | 2036 | 5 | 0 | 0 | 0
2036-05-25 01:00 | 2036 | 5 | 0 | 0 | 0
2036-05-25 02:00 | 2036 | 5 | 0 | 0 | 0
2036-05-25 03:00 | 2036 | 5 | 0 | 0 | 0
2036-05-25 04:00 | 2036 | 5 | 0 | 0 | 0
2036-05-25 05:00 | 2036 | 5 | 0 | 0 | 0
2036-05-25 06:00 | 2036 | 5 | 0 | 0 | 0
2036-05-25 07:00 | 2036 | 5 | 0 | 0 | 0
2036-05-25 08:00 | 2036 | 5 | 0 | 0 | 0
2036-05-25 09:00 | 2036 | 5 | 0 | 0 | 0
2036-05-25 10:00 | 2036 | 5 | 0 | 0 | 0
2036-05-25 11:00 | 2036 | 5 | 0 | 0 | 0
2036-05-25 12:00 | 2036 | 5 | 0 | 0 | 0
2036-05-25 13:00 | 2036 | 5 | 0 | 0 | 0
2036-05-25 14:00 | 2036 | 5 | 0 | 0 | 0
2036-05-25 15:00 | 2036 | 5 | 0 | 0 | 0
2036-05-25 16:00 | 2036 | 5 | 0 | 0 | 0
2036-05-25 17:00 | 2036 | 5 | 0 | 0 | 0
2036-05-25 18:00 | 2036 | 5 | 0 | 0 | 0
2036-05-25 19:00 | 2036 | 5 | 0 | 0 | 0
2036-05-25 20:00 | 2036 | 5 | 0 | 0 | 0
2036-05-25 21:00 | 2036 | 5 | 0 | 0 | 0
2036-05-25 22:00 | 2036 | 5 | 0 | 0 | 0
2036-05-25 23:00 | 2036 | 5 | 0 | 0 | 0
2036-05-26 | 2036 | 5 | 0 | 0 | 0
2036-05-26 01:00 | 2036 | 5 | 0 | 0 | 0
2036-05-26 02:00 | 2036 | 5 | 0 | 0 | 0
2036-05-26 03:00 | 2036 | 5 | 0 | 0 | 0
2036-05-26 04:00 | 2036 | 5 | 0 | 0 | 0
2036-05-26 05:00 | 2036 | 5 | 0 | 0 | 0
2036-05-26 06:00 | 2036 | 5 | 0 | 0 | 0
2036-05-26 07:00 | 2036 | 5 | 0 | 0 | 0
2036-05-26 08:00 | 2036 | 5 | 0 | 0 | 0
2036-05-26 09:00 | 2036 | 5 | 0 | 0 | 0
2036-05-26 10:00 | 2036 | 5 | 0 | 0 | 0
2036-05-26 11:00 | 2036 | 5 | 0 | 0 | 0
2036-05-26 12:00 | 2036 | 5 | 0 | 0 | 0
2036-05-26 13:00 | 2036 | 5 | 0 | 0 | 0
2036-05-26 14:00 | 2036 | 5 | 0 | 0 | 0
2036-05-26 15:00 | 2036 | 5 | 0 | 0 | 0
2036-05-26 16:00 | 2036 | 5 | 0 | 0 | 0
2036-05-26 17:00 | 2036 | 5 | 0 | 0 | 0
2036-05-26 18:00 | 2036 | 5 | 0 | 0 | 0
2036-05-26 19:00 | 2036 | 5 | 0 | 0 | 0
2036-05-26 20:00 | 2036 | 5 | 0 | 0 | 0
2036-05-26 21:00 | 2036 | 5 | 0 | 0 | 0
2036-05-26 22:00 | 2036 | 5 | 0 | 0 | 0
2036-05-26 23:00 | 2036 | 5 | 0 | 0 | 0
2036-05-27 | 2036 | 5 | 0 | 0 | 0
2036-05-27 01:00 | 2036 | 5 | 0 | 0 | 0
2036-05-27 02:00 | 2036 | 5 | 0 | 0 | 0
2036-05-27 03:00 | 2036 | 5 | 0 | 0 | 0
2036-05-27 04:00 | 2036 | 5 | 0 | 0 | 0
2036-05-27 05:00 | 2036 | 5 | 0 | 0 | 0
2036-05-27 06:00 | 2036 | 5 | 0 | 0 | 0
2036-05-27 07:00 | 2036 | 5 | 0 | 0 | 0
2036-05-27 08:00 | 2036 | 5 | 0 | 0 | 0
2036-05-27 09:00 | 2036 | 5 | 0 | 0 | 0
2036-05-27 10:00 | 2036 | 5 | 0 | 0 | 0
2036-05-27 11:00 | 2036 | 5 | 0 | 0 | 0
2036-05-27 12:00 | 2036 | 5 | 0 | 0 | 0
2036-05-27 13:00 | 2036 | 5 | 0 | 0 | 0
2036-05-27 14:00 | 2036 | 5 | 0 | 0 | 0
2036-05-27 15:00 | 2036 | 5 | 0 | 0 | 0
2036-05-27 16:00 | 2036 | 5 | 0 | 0 | 0
2036-05-27 17:00 | 2036 | 5 | 0 | 0 | 0
2036-05-27 18:00 | 2036 | 5 | 0 | 0 | 0
2036-05-27 19:00 | 2036 | 5 | 0 | 0 | 0
2036-05-27 20:00 | 2036 | 5 | 0 | 0 | 0
2036-05-27 21:00 | 2036 | 5 | 0 | 0 | 0
2036-05-27 22:00 | 2036 | 5 | 0 | 0 | 0
2036-05-27 23:00 | 2036 | 5 | 0 | 0 | 0
2036-05-28 | 2036 | 5 | 0 | 0 | 0
2036-05-28 01:00 | 2036 | 5 | 0 | 0 | 0
2036-05-28 02:00 | 2036 | 5 | 0 | 0 | 0
2036-05-28 03:00 | 2036 | 5 | 0 | 0 | 0
2036-05-28 04:00 | 2036 | 5 | 0 | 0 | 0
2036-05-28 05:00 | 2036 | 5 | 0 | 0 | 0
2036-05-28 06:00 | 2036 | 5 | 0 | 0 | 0
2036-05-28 07:00 | 2036 | 5 | 0 | 0 | 0
2036-05-28 08:00 | 2036 | 5 | 0 | 0 | 0
2036-05-28 09:00 | 2036 | 5 | 0 | 0 | 0
2036-05-28 10:00 | 2036 | 5 | 0 | 0 | 0
2036-05-28 11:00 | 2036 | 5 | 0 | 0 | 0
2036-05-28 12:00 | 2036 | 5 | 0 | 0 | 0
2036-05-28 13:00 | 2036 | 5 | 0 | 0 | 0
2036-05-28 14:00 | 2036 | 5 | 0 | 0 | 0
2036-05-28 15:00 | 2036 | 5 | 0 | 0 | 0
2036-05-28 16:00 | 2036 | 5 | 0 | 0 | 0
2036-05-28 17:00 | 2036 | 5 | 0 | 0 | 0
2036-05-28 18:00 | 2036 | 5 | 0 | 0 | 0
2036-05-28 19:00 | 2036 | 5 | 0 | 0 | 0
2036-05-28 20:00 | 2036 | 5 | 0 | 0 | 0
2036-05-28 21:00 | 2036 | 5 | 0 | 0 | 0
2036-05-28 22:00 | 2036 | 5 | 0 | 0 | 0
2036-05-28 23:00 | 2036 | 5 | 0 | 0 | 0
2036-05-29 | 2036 | 5 | 0 | 0 | 0
2036-05-29 01:00 | 2036 | 5 | 0 | 0 | 0
2036-05-29 02:00 | 2036 | 5 | 0 | 0 | 0
2036-05-29 03:00 | 2036 | 5 | 0 | 0 | 0
2036-05-29 04:00 | 2036 | 5 | 0 | 0 | 0
2036-05-29 05:00 | 2036 | 5 | 0 | 0 | 0
2036-05-29 06:00 | 2036 | 5 | 0 | 0 | 0
2036-05-29 07:00 | 2036 | 5 | 0 | 0 | 0
2036-05-29 08:00 | 2036 | 5 | 0 | 0 | 0
2036-05-29 09:00 | 2036 | 5 | 0 | 0 | 0
2036-05-29 10:00 | 2036 | 5 | 0 | 0 | 0
2036-05-29 11:00 | 2036 | 5 | 0 | 0 | 0
2036-05-29 12:00 | 2036 | 5 | 0 | 0 | 0
2036-05-29 13:00 | 2036 | 5 | 0 | 0 | 0
2036-05-29 14:00 | 2036 | 5 | 0 | 0 | 0
2036-05-29 15:00 | 2036 | 5 | 0 | 0 | 0
2036-05-29 16:00 | 2036 | 5 | 0 | 0 | 0
2036-05-29 17:00 | 2036 | 5 | 0 | 0 | 0
2036-05-29 18:00 | 2036 | 5 | 0 | 0 | 0
2036-05-29 19:00 | 2036 | 5 | 0 | 0 | 0
2036-05-29 20:00 | 2036 | 5 | 0 | 0 | 0
2036-05-29 21:00 | 2036 | 5 | 0 | 0 | 0
2036-05-29 22:00 | 2036 | 5 | 0 | 0 | 0
2036-05-29 23:00 | 2036 | 5 | 0 | 0 | 0
2036-05-30 | 2036 | 5 | 0 | 0 | 0
2036-05-30 01:00 | 2036 | 5 | 0 | 0 | 0
2036-05-30 02:00 | 2036 | 5 | 0 | 0 | 0
2036-05-30 03:00 | 2036 | 5 | 0 | 0 | 0
2036-05-30 04:00 | 2036 | 5 | 0 | 0 | 0
2036-05-30 05:00 | 2036 | 5 | 0 | 0 | 0
2036-05-30 06:00 | 2036 | 5 | 0 | 0 | 0
2036-05-30 07:00 | 2036 | 5 | 0 | 0 | 0
2036-05-30 08:00 | 2036 | 5 | 0 | 0 | 0
2036-05-30 09:00 | 2036 | 5 | 0 | 0 | 0
2036-05-30 10:00 | 2036 | 5 | 0 | 0 | 0
2036-05-30 11:00 | 2036 | 5 | 0 | 0 | 0
2036-05-30 12:00 | 2036 | 5 | 0 | 0 | 0
2036-05-30 13:00 | 2036 | 5 | 0 | 0 | 0
2036-05-30 14:00 | 2036 | 5 | 0 | 0 | 0
2036-05-30 15:00 | 2036 | 5 | 0 | 0 | 0
2036-05-30 16:00 | 2036 | 5 | 0 | 0 | 0
2036-05-30 17:00 | 2036 | 5 | 0 | 0 | 0
2036-05-30 18:00 | 2036 | 5 | 0 | 0 | 0
2036-05-30 19:00 | 2036 | 5 | 0 | 0 | 0
2036-05-30 20:00 | 2036 | 5 | 0 | 0 | 0
2036-05-30 21:00 | 2036 | 5 | 0 | 0 | 0
2036-05-30 22:00 | 2036 | 5 | 0 | 0 | 0
2036-05-30 23:00 | 2036 | 5 | 0 | 0 | 0
2036-05-31 | 2036 | 5 | 0 | 0 | 0
2036-05-31 01:00 | 2036 | 5 | 0 | 0 | 0
2036-05-31 02:00 | 2036 | 5 | 0 | 0 | 0
2036-05-31 03:00 | 2036 | 5 | 0 | 0 | 0
2036-05-31 04:00 | 2036 | 5 | 0 | 0 | 0
2036-05-31 05:00 | 2036 | 5 | 0 | 0 | 0
2036-05-31 06:00 | 2036 | 5 | 0 | 0 | 0
2036-05-31 07:00 | 2036 | 5 | 0 | 0 | 0
2036-05-31 08:00 | 2036 | 5 | 0 | 0 | 0
2036-05-31 09:00 | 2036 | 5 | 0 | 0 | 0
2036-05-31 10:00 | 2036 | 5 | 0 | 0 | 0
2036-05-31 11:00 | 2036 | 5 | 0 | 0 | 0
2036-05-31 12:00 | 2036 | 5 | 0 | 0 | 0
2036-05-31 13:00 | 2036 | 5 | 0 | 0 | 0
2036-05-31 14:00 | 2036 | 5 | 0 | 0 | 0
2036-05-31 15:00 | 2036 | 5 | 0 | 0 | 0
2036-05-31 16:00 | 2036 | 5 | 0 | 0 | 0
2036-05-31 17:00 | 2036 | 5 | 0 | 0 | 0
2036-05-31 18:00 | 2036 | 5 | 0 | 0 | 0
2036-05-31 19:00 | 2036 | 5 | 0 | 0 | 0
2036-05-31 20:00 | 2036 | 5 | 0 | 0 | 0
2036-05-31 21:00 | 2036 | 5 | 0 | 0 | 0
2036-05-31 22:00 | 2036 | 5 | 0 | 0 | 0
2036-05-31 23:00 | 2036 | 5 | 0 | 0 | 0
2036-06-01 | 2036 | 6 | 0 | 0 | 0
2036-06-01 01:00 | 2036 | 6 | 0 | 0 | 0
2036-06-01 02:00 | 2036 | 6 | 0 | 0 | 0
2036-06-01 03:00 | 2036 | 6 | 0 | 0 | 0
2036-06-01 04:00 | 2036 | 6 | 0 | 0 | 0
2036-06-01 05:00 | 2036 | 6 | 0 | 0 | 0
2036-06-01 06:00 | 2036 | 6 | 0 | 0 | 0
2036-06-01 07:00 | 2036 | 6 | 0 | 0 | 0
2036-06-01 08:00 | 2036 | 6 | 0 | 0 | 0
2036-06-01 09:00 | 2036 | 6 | 0 | 0 | 0
2036-06-01 10:00 | 2036 | 6 | 0 | 0 | 0
2036-06-01 11:00 | 2036 | 6 | 0 | 0 | 0
2036-06-01 12:00 | 2036 | 6 | 0 | 0 | 0
2036-06-01 13:00 | 2036 | 6 | 0 | 0 | 0
2036-06-01 14:00 | 2036 | 6 | 0 | 0 | 0
2036-06-01 15:00 | 2036 | 6 | 0 | 0 | 0
2036-06-01 16:00 | 2036 | 6 | 0 | 0 | 0
2036-06-01 17:00 | 2036 | 6 | 0 | 0 | 0
2036-06-01 18:00 | 2036 | 6 | 0 | 0 | 0
2036-06-01 19:00 | 2036 | 6 | 0 | 0 | 0
2036-06-01 20:00 | 2036 | 6 | 0 | 0 | 0
2036-06-01 21:00 | 2036 | 6 | 0 | 0 | 0
2036-06-01 22:00 | 2036 | 6 | 0 | 0 | 0
2036-06-01 23:00 | 2036 | 6 | 0 | 0 | 0
2036-06-02 | 2036 | 6 | 0 | 0 | 0
2036-06-02 01:00 | 2036 | 6 | 0 | 0 | 0
2036-06-02 02:00 | 2036 | 6 | 0 | 0 | 0
2036-06-02 03:00 | 2036 | 6 | 0 | 0 | 0
2036-06-02 04:00 | 2036 | 6 | 0 | 0 | 0
2036-06-02 05:00 | 2036 | 6 | 0 | 0 | 0
2036-06-02 06:00 | 2036 | 6 | 0 | 0 | 0
2036-06-02 07:00 | 2036 | 6 | 0 | 0 | 0
2036-06-02 08:00 | 2036 | 6 | 0 | 0 | 0
2036-06-02 09:00 | 2036 | 6 | 0 | 0 | 0
2036-06-02 10:00 | 2036 | 6 | 0 | 0 | 0
2036-06-02 11:00 | 2036 | 6 | 0 | 0 | 0
2036-06-02 12:00 | 2036 | 6 | 0 | 0 | 0
2036-06-02 13:00 | 2036 | 6 | 0 | 0 | 0
2036-06-02 14:00 | 2036 | 6 | 0 | 0 | 0
2036-06-02 15:00 | 2036 | 6 | 0 | 0 | 0
2036-06-02 16:00 | 2036 | 6 | 0 | 0 | 0
2036-06-02 17:00 | 2036 | 6 | 0 | 0 | 0
2036-06-02 18:00 | 2036 | 6 | 0 | 0 | 0
2036-06-02 19:00 | 2036 | 6 | 0 | 0 | 0
2036-06-02 20:00 | 2036 | 6 | 0 | 0 | 0
2036-06-02 21:00 | 2036 | 6 | 0 | 0 | 0
2036-06-02 22:00 | 2036 | 6 | 0 | 0 | 0
2036-06-02 23:00 | 2036 | 6 | 0 | 0 | 0
2036-06-03 | 2036 | 6 | 0 | 0 | 0
2036-06-03 01:00 | 2036 | 6 | 0 | 0 | 0
2036-06-03 02:00 | 2036 | 6 | 0 | 0 | 0
2036-06-03 03:00 | 2036 | 6 | 0 | 0 | 0
2036-06-03 04:00 | 2036 | 6 | 0 | 0 | 0
2036-06-03 05:00 | 2036 | 6 | 0 | 0 | 0
2036-06-03 06:00 | 2036 | 6 | 0 | 0 | 0
2036-06-03 07:00 | 2036 | 6 | 0 | 0 | 0
2036-06-03 08:00 | 2036 | 6 | 0 | 0 | 0
2036-06-03 09:00 | 2036 | 6 | 0 | 0 | 0
2036-06-03 10:00 | 2036 | 6 | 0 | 0 | 0
2036-06-03 11:00 | 2036 | 6 | 0 | 0 | 0
2036-06-03 12:00 | 2036 | 6 | 0 | 0 | 0
2036-06-03 13:00 | 2036 | 6 | 0 | 0 | 0
2036-06-03 14:00 | 2036 | 6 | 0 | 0 | 0
2036-06-03 15:00 | 2036 | 6 | 0 | 0 | 0
2036-06-03 16:00 | 2036 | 6 | 0 | 0 | 0
2036-06-03 17:00 | 2036 | 6 | 0 | 0 | 0
2036-06-03 18:00 | 2036 | 6 | 0 | 0 | 0
2036-06-03 19:00 | 2036 | 6 | 0 | 0 | 0
2036-06-03 20:00 | 2036 | 6 | 0 | 0 | 0
2036-06-03 21:00 | 2036 | 6 | 0 | 0 | 0
2036-06-03 22:00 | 2036 | 6 | 0 | 0 | 0
2036-06-03 23:00 | 2036 | 6 | 0 | 0 | 0
2036-06-04 | 2036 | 6 | 0 | 0 | 0
2036-06-04 01:00 | 2036 | 6 | 0 | 0 | 0
2036-06-04 02:00 | 2036 | 6 | 0 | 0 | 0
2036-06-04 03:00 | 2036 | 6 | 0 | 0 | 0
2036-06-04 04:00 | 2036 | 6 | 0 | 0 | 0
2036-06-04 05:00 | 2036 | 6 | 0 | 0 | 0
2036-06-04 06:00 | 2036 | 6 | 0 | 0 | 0
2036-06-04 07:00 | 2036 | 6 | 0 | 0 | 0
2036-06-04 08:00 | 2036 | 6 | 0 | 0 | 0
2036-06-04 09:00 | 2036 | 6 | 0 | 0 | 0
2036-06-04 10:00 | 2036 | 6 | 0 | 0 | 0
2036-06-04 11:00 | 2036 | 6 | 0 | 0 | 0
2036-06-04 12:00 | 2036 | 6 | 0 | 0 | 0
2036-06-04 13:00 | 2036 | 6 | 0 | 0 | 0
2036-06-04 14:00 | 2036 | 6 | 0 | 0 | 0
2036-06-04 15:00 | 2036 | 6 | 0 | 0 | 0
2036-06-04 16:00 | 2036 | 6 | 0 | 0 | 0
2036-06-04 17:00 | 2036 | 6 | 0 | 0 | 0
2036-06-04 18:00 | 2036 | 6 | 0 | 0 | 0
2036-06-04 19:00 | 2036 | 6 | 0 | 0 | 0
2036-06-04 20:00 | 2036 | 6 | 0 | 0 | 0
2036-06-04 21:00 | 2036 | 6 | 0 | 0 | 0
2036-06-04 22:00 | 2036 | 6 | 0 | 0 | 0
2036-06-04 23:00 | 2036 | 6 | 0 | 0 | 0
2036-06-05 | 2036 | 6 | 0 | 0 | 0
2036-06-05 01:00 | 2036 | 6 | 0 | 0 | 0
2036-06-05 02:00 | 2036 | 6 | 0 | 0 | 0
2036-06-05 03:00 | 2036 | 6 | 0 | 0 | 0
2036-06-05 04:00 | 2036 | 6 | 0 | 0 | 0
2036-06-05 05:00 | 2036 | 6 | 0 | 0 | 0
2036-06-05 06:00 | 2036 | 6 | 0 | 0 | 0
2036-06-05 07:00 | 2036 | 6 | 0 | 0 | 0
2036-06-05 08:00 | 2036 | 6 | 0 | 0 | 0
2036-06-05 09:00 | 2036 | 6 | 0 | 0 | 0
2036-06-05 10:00 | 2036 | 6 | 0 | 0 | 0
2036-06-05 11:00 | 2036 | 6 | 0 | 0 | 0
2036-06-05 12:00 | 2036 | 6 | 0 | 0 | 0
2036-06-05 13:00 | 2036 | 6 | 0 | 0 | 0
2036-06-05 14:00 | 2036 | 6 | 0 | 0 | 0
2036-06-05 15:00 | 2036 | 6 | 0 | 0 | 0
2036-06-05 16:00 | 2036 | 6 | 0 | 0 | 0
2036-06-05 17:00 | 2036 | 6 | 0 | 0 | 0
2036-06-05 18:00 | 2036 | 6 | 0 | 0 | 0
2036-06-05 19:00 | 2036 | 6 | 0 | 0 | 0
2036-06-05 20:00 | 2036 | 6 | 0 | 0 | 0
2036-06-05 21:00 | 2036 | 6 | 0 | 0 | 0
2036-06-05 22:00 | 2036 | 6 | 0 | 0 | 0
2036-06-05 23:00 | 2036 | 6 | 0 | 0 | 0
2036-06-06 | 2036 | 6 | 0 | 0 | 0
2036-06-06 01:00 | 2036 | 6 | 0 | 0 | 0
2036-06-06 02:00 | 2036 | 6 | 0 | 0 | 0
2036-06-06 03:00 | 2036 | 6 | 0 | 0 | 0
2036-06-06 04:00 | 2036 | 6 | 0 | 0 | 0
2036-06-06 05:00 | 2036 | 6 | 0 | 0 | 0
2036-06-06 06:00 | 2036 | 6 | 0 | 0 | 0
2036-06-06 07:00 | 2036 | 6 | 0 | 0 | 0
2036-06-06 08:00 | 2036 | 6 | 0 | 0 | 0
2036-06-06 09:00 | 2036 | 6 | 0 | 0 | 0
2036-06-06 10:00 | 2036 | 6 | 0 | 0 | 0
2036-06-06 11:00 | 2036 | 6 | 0 | 0 | 0
2036-06-06 12:00 | 2036 | 6 | 0 | 0 | 0
2036-06-06 13:00 | 2036 | 6 | 0 | 0 | 0
2036-06-06 14:00 | 2036 | 6 | 0 | 0 | 0
2036-06-06 15:00 | 2036 | 6 | 0 | 0 | 0
2036-06-06 16:00 | 2036 | 6 | 0 | 0 | 0
2036-06-06 17:00 | 2036 | 6 | 0 | 0 | 0
2036-06-06 18:00 | 2036 | 6 | 0 | 0 | 0
2036-06-06 19:00 | 2036 | 6 | 0 | 0 | 0
2036-06-06 20:00 | 2036 | 6 | 0 | 0 | 0
2036-06-06 21:00 | 2036 | 6 | 0 | 0 | 0
2036-06-06 22:00 | 2036 | 6 | 0 | 0 | 0
2036-06-06 23:00 | 2036 | 6 | 0 | 0 | 0
2036-06-07 | 2036 | 6 | 0 | 0 | 0
2036-06-07 01:00 | 2036 | 6 | 0 | 0 | 0
2036-06-07 02:00 | 2036 | 6 | 0 | 0 | 0
2036-06-07 03:00 | 2036 | 6 | 0 | 0 | 0
2036-06-07 04:00 | 2036 | 6 | 0 | 0 | 0
2036-06-07 05:00 | 2036 | 6 | 0 | 0 | 0
2036-06-07 06:00 | 2036 | 6 | 0 | 0 | 0
2036-06-07 07:00 | 2036 | 6 | 0 | 0 | 0
2036-06-07 08:00 | 2036 | 6 | 0 | 0 | 0
2036-06-07 09:00 | 2036 | 6 | 0 | 0 | 0
2036-06-07 10:00 | 2036 | 6 | 0 | 0 | 0
2036-06-07 11:00 | 2036 | 6 | 0 | 0 | 0
2036-06-07 12:00 | 2036 | 6 | 0 | 0 | 0
2036-06-07 13:00 | 2036 | 6 | 0 | 0 | 0
2036-06-07 14:00 | 2036 | 6 | 0 | 0 | 0
2036-06-07 15:00 | 2036 | 6 | 0 | 0 | 0
2036-06-07 16:00 | 2036 | 6 | 0 | 0 | 0
2036-06-07 17:00 | 2036 | 6 | 0 | 0 | 0
2036-06-07 18:00 | 2036 | 6 | 0 | 0 | 0
2036-06-07 19:00 | 2036 | 6 | 0 | 0 | 0
2036-06-07 20:00 | 2036 | 6 | 0 | 0 | 0
2036-06-07 21:00 | 2036 | 6 | 0 | 0 | 0
2036-06-07 22:00 | 2036 | 6 | 0 | 0 | 0
2036-06-07 23:00 | 2036 | 6 | 0 | 0 | 0
2036-06-08 | 2036 | 6 | 0 | 0 | 0
2036-06-08 01:00 | 2036 | 6 | 0 | 0 | 0
2036-06-08 02:00 | 2036 | 6 | 0 | 0 | 0
2036-06-08 03:00 | 2036 | 6 | 0 | 0 | 0
2036-06-08 04:00 | 2036 | 6 | 0 | 0 | 0
2036-06-08 05:00 | 2036 | 6 | 0 | 0 | 0
2036-06-08 06:00 | 2036 | 6 | 0 | 0 | 0
2036-06-08 07:00 | 2036 | 6 | 0 | 0 | 0
2036-06-08 08:00 | 2036 | 6 | 0 | 0 | 0
2036-06-08 09:00 | 2036 | 6 | 0 | 0 | 0
2036-06-08 10:00 | 2036 | 6 | 0 | 0 | 0
2036-06-08 11:00 | 2036 | 6 | 0 | 0 | 0
2036-06-08 12:00 | 2036 | 6 | 0 | 0 | 0
2036-06-08 13:00 | 2036 | 6 | 0 | 0 | 0
2036-06-08 14:00 | 2036 | 6 | 0 | 0 | 0
2036-06-08 15:00 | 2036 | 6 | 0 | 0 | 0
2036-06-08 16:00 | 2036 | 6 | 0 | 0 | 0
2036-06-08 17:00 | 2036 | 6 | 0 | 0 | 0
2036-06-08 18:00 | 2036 | 6 | 0 | 0 | 0
2036-06-08 19:00 | 2036 | 6 | 0 | 0 | 0
2036-06-08 20:00 | 2036 | 6 | 0 | 0 | 0
2036-06-08 21:00 | 2036 | 6 | 0 | 0 | 0
2036-06-08 22:00 | 2036 | 6 | 0 | 0 | 0
2036-06-08 23:00 | 2036 | 6 | 0 | 0 | 0
2036-06-09 | 2036 | 6 | 0 | 0 | 0
2036-06-09 01:00 | 2036 | 6 | 0 | 0 | 0
2036-06-09 02:00 | 2036 | 6 | 0 | 0 | 0
2036-06-09 03:00 | 2036 | 6 | 0 | 0 | 0
2036-06-09 04:00 | 2036 | 6 | 0 | 0 | 0
2036-06-09 05:00 | 2036 | 6 | 0 | 0 | 0
2036-06-09 06:00 | 2036 | 6 | 0 | 0 | 0
2036-06-09 07:00 | 2036 | 6 | 0 | 0 | 0
2036-06-09 08:00 | 2036 | 6 | 0 | 0 | 0
2036-06-09 09:00 | 2036 | 6 | 0 | 0 | 0
2036-06-09 10:00 | 2036 | 6 | 0 | 0 | 0
2036-06-09 11:00 | 2036 | 6 | 0 | 0 | 0
2036-06-09 12:00 | 2036 | 6 | 0 | 0 | 0
2036-06-09 13:00 | 2036 | 6 | 0 | 0 | 0
2036-06-09 14:00 | 2036 | 6 | 0 | 0 | 0
2036-06-09 15:00 | 2036 | 6 | 0 | 0 | 0
2036-06-09 16:00 | 2036 | 6 | 0 | 0 | 0
2036-06-09 17:00 | 2036 | 6 | 0 | 0 | 0
2036-06-09 18:00 | 2036 | 6 | 0 | 0 | 0
2036-06-09 19:00 | 2036 | 6 | 0 | 0 | 0
2036-06-09 20:00 | 2036 | 6 | 0 | 0 | 0
2036-06-09 21:00 | 2036 | 6 | 0 | 0 | 0
2036-06-09 22:00 | 2036 | 6 | 0 | 0 | 0
2036-06-09 23:00 | 2036 | 6 | 0 | 0 | 0
2036-06-10 | 2036 | 6 | 0 | 0 | 0
2036-06-10 01:00 | 2036 | 6 | 0 | 0 | 0
2036-06-10 02:00 | 2036 | 6 | 0 | 0 | 0
2036-06-10 03:00 | 2036 | 6 | 0 | 0 | 0
2036-06-10 04:00 | 2036 | 6 | 0 | 0 | 0
2036-06-10 05:00 | 2036 | 6 | 0 | 0 | 0
2036-06-10 06:00 | 2036 | 6 | 0 | 0 | 0
2036-06-10 07:00 | 2036 | 6 | 0 | 0 | 0
2036-06-10 08:00 | 2036 | 6 | 0 | 0 | 0
2036-06-10 09:00 | 2036 | 6 | 0 | 0 | 0
2036-06-10 10:00 | 2036 | 6 | 0 | 0 | 0
2036-06-10 11:00 | 2036 | 6 | 0 | 0 | 0
2036-06-10 12:00 | 2036 | 6 | 0 | 0 | 0
2036-06-10 13:00 | 2036 | 6 | 0 | 0 | 0
2036-06-10 14:00 | 2036 | 6 | 0 | 0 | 0
2036-06-10 15:00 | 2036 | 6 | 0 | 0 | 0
2036-06-10 16:00 | 2036 | 6 | 0 | 0 | 0
2036-06-10 17:00 | 2036 | 6 | 0 | 0 | 0
2036-06-10 18:00 | 2036 | 6 | 0 | 0 | 0
2036-06-10 19:00 | 2036 | 6 | 0 | 0 | 0
2036-06-10 20:00 | 2036 | 6 | 0 | 0 | 0
2036-06-10 21:00 | 2036 | 6 | 0 | 0 | 0
2036-06-10 22:00 | 2036 | 6 | 0 | 0 | 0
2036-06-10 23:00 | 2036 | 6 | 0 | 0 | 0
2036-06-11 | 2036 | 6 | 0 | 0 | 0
2036-06-11 01:00 | 2036 | 6 | 0 | 0 | 0
2036-06-11 02:00 | 2036 | 6 | 0 | 0 | 0
2036-06-11 03:00 | 2036 | 6 | 0 | 0 | 0
2036-06-11 04:00 | 2036 | 6 | 0 | 0 | 0
2036-06-11 05:00 | 2036 | 6 | 0 | 0 | 0
2036-06-11 06:00 | 2036 | 6 | 0 | 0 | 0
2036-06-11 07:00 | 2036 | 6 | 0 | 0 | 0
2036-06-11 08:00 | 2036 | 6 | 0 | 0 | 0
2036-06-11 09:00 | 2036 | 6 | 0 | 0 | 0
2036-06-11 10:00 | 2036 | 6 | 0 | 0 | 0
2036-06-11 11:00 | 2036 | 6 | 0 | 0 | 0
2036-06-11 12:00 | 2036 | 6 | 0 | 0 | 0
2036-06-11 13:00 | 2036 | 6 | 0 | 0 | 0
2036-06-11 14:00 | 2036 | 6 | 0 | 0 | 0
2036-06-11 15:00 | 2036 | 6 | 0 | 0 | 0
2036-06-11 16:00 | 2036 | 6 | 0 | 0 | 0
2036-06-11 17:00 | 2036 | 6 | 0 | 0 | 0
2036-06-11 18:00 | 2036 | 6 | 0 | 0 | 0
2036-06-11 19:00 | 2036 | 6 | 0 | 0 | 0
2036-06-11 20:00 | 2036 | 6 | 0 | 0 | 0
2036-06-11 21:00 | 2036 | 6 | 0 | 0 | 0
2036-06-11 22:00 | 2036 | 6 | 0 | 0 | 0
2036-06-11 23:00 | 2036 | 6 | 0 | 0 | 0
2036-06-12 | 2036 | 6 | 0 | 0 | 0
2036-06-12 01:00 | 2036 | 6 | 0 | 0 | 0
2036-06-12 02:00 | 2036 | 6 | 0 | 0 | 0
2036-06-12 03:00 | 2036 | 6 | 0 | 0 | 0
2036-06-12 04:00 | 2036 | 6 | 0 | 0 | 0
2036-06-12 05:00 | 2036 | 6 | 0 | 0 | 0
2036-06-12 06:00 | 2036 | 6 | 0 | 0 | 0
2036-06-12 07:00 | 2036 | 6 | 0 | 0 | 0
2036-06-12 08:00 | 2036 | 6 | 0 | 0 | 0
2036-06-12 09:00 | 2036 | 6 | 0 | 0 | 0
2036-06-12 10:00 | 2036 | 6 | 0 | 0 | 0
2036-06-12 11:00 | 2036 | 6 | 0 | 0 | 0
2036-06-12 12:00 | 2036 | 6 | 0 | 0 | 0
2036-06-12 13:00 | 2036 | 6 | 0 | 0 | 0
2036-06-12 14:00 | 2036 | 6 | 0 | 0 | 0
2036-06-12 15:00 | 2036 | 6 | 0 | 0 | 0
2036-06-12 16:00 | 2036 | 6 | 0 | 0 | 0
2036-06-12 17:00 | 2036 | 6 | 0 | 0 | 0
2036-06-12 18:00 | 2036 | 6 | 0 | 0 | 0
2036-06-12 19:00 | 2036 | 6 | 0 | 0 | 0
2036-06-12 20:00 | 2036 | 6 | 0 | 0 | 0
2036-06-12 21:00 | 2036 | 6 | 0 | 0 | 0
2036-06-12 22:00 | 2036 | 6 | 0 | 0 | 0
2036-06-12 23:00 | 2036 | 6 | 0 | 0 | 0
2036-06-13 | 2036 | 6 | 0 | 0 | 0
2036-06-13 01:00 | 2036 | 6 | 0 | 0 | 0
2036-06-13 02:00 | 2036 | 6 | 0 | 0 | 0
2036-06-13 03:00 | 2036 | 6 | 0 | 0 | 0
2036-06-13 04:00 | 2036 | 6 | 0 | 0 | 0
2036-06-13 05:00 | 2036 | 6 | 0 | 0 | 0
2036-06-13 06:00 | 2036 | 6 | 0 | 0 | 0
2036-06-13 07:00 | 2036 | 6 | 0 | 0 | 0
2036-06-13 08:00 | 2036 | 6 | 0 | 0 | 0
2036-06-13 09:00 | 2036 | 6 | 0 | 0 | 0
2036-06-13 10:00 | 2036 | 6 | 0 | 0 | 0
2036-06-13 11:00 | 2036 | 6 | 0 | 0 | 0
2036-06-13 12:00 | 2036 | 6 | 0 | 0 | 0
2036-06-13 13:00 | 2036 | 6 | 0 | 0 | 0
2036-06-13 14:00 | 2036 | 6 | 0 | 0 | 0
2036-06-13 15:00 | 2036 | 6 | 0 | 0 | 0
2036-06-13 16:00 | 2036 | 6 | 0 | 0 | 0
2036-06-13 17:00 | 2036 | 6 | 0 | 0 | 0
2036-06-13 18:00 | 2036 | 6 | 0 | 0 | 0
2036-06-13 19:00 | 2036 | 6 | 0 | 0 | 0
2036-06-13 20:00 | 2036 | 6 | 0 | 0 | 0
2036-06-13 21:00 | 2036 | 6 | 0 | 0 | 0
2036-06-13 22:00 | 2036 | 6 | 0 | 0 | 0
2036-06-13 23:00 | 2036 | 6 | 0 | 0 | 0
2036-06-14 | 2036 | 6 | 0 | 0 | 0
2036-06-14 01:00 | 2036 | 6 | 0 | 0 | 0
2036-06-14 02:00 | 2036 | 6 | 0 | 0 | 0
2036-06-14 03:00 | 2036 | 6 | 0 | 0 | 0
2036-06-14 04:00 | 2036 | 6 | 0 | 0 | 0
2036-06-14 05:00 | 2036 | 6 | 0 | 0 | 0
2036-06-14 06:00 | 2036 | 6 | 0 | 0 | 0
2036-06-14 07:00 | 2036 | 6 | 0 | 0 | 0
2036-06-14 08:00 | 2036 | 6 | 0 | 0 | 0
2036-06-14 09:00 | 2036 | 6 | 0 | 0 | 0
2036-06-14 10:00 | 2036 | 6 | 0 | 0 | 0
2036-06-14 11:00 | 2036 | 6 | 0 | 0 | 0
2036-06-14 12:00 | 2036 | 6 | 0 | 0 | 0
2036-06-14 13:00 | 2036 | 6 | 0 | 0 | 0
2036-06-14 14:00 | 2036 | 6 | 0 | 0 | 0
2036-06-14 15:00 | 2036 | 6 | 0 | 0 | 0
2036-06-14 16:00 | 2036 | 6 | 0 | 0 | 0
2036-06-14 17:00 | 2036 | 6 | 0 | 0 | 0
2036-06-14 18:00 | 2036 | 6 | 0 | 0 | 0
2036-06-14 19:00 | 2036 | 6 | 0 | 0 | 0
2036-06-14 20:00 | 2036 | 6 | 0 | 0 | 0
2036-06-14 21:00 | 2036 | 6 | 0 | 0 | 0
2036-06-14 22:00 | 2036 | 6 | 0 | 0 | 0
2036-06-14 23:00 | 2036 | 6 | 0 | 0 | 0
2036-06-15 | 2036 | 6 | 0 | 0 | 0
2036-06-15 01:00 | 2036 | 6 | 0 | 0 | 0
2036-06-15 02:00 | 2036 | 6 | 0 | 0 | 0
2036-06-15 03:00 | 2036 | 6 | 0 | 0 | 0
2036-06-15 04:00 | 2036 | 6 | 0 | 0 | 0
2036-06-15 05:00 | 2036 | 6 | 0 | 0 | 0
2036-06-15 06:00 | 2036 | 6 | 0 | 0 | 0
2036-06-15 07:00 | 2036 | 6 | 0 | 0 | 0
2036-06-15 08:00 | 2036 | 6 | 0 | 0 | 0
2036-06-15 09:00 | 2036 | 6 | 0 | 0 | 0
2036-06-15 10:00 | 2036 | 6 | 0 | 0 | 0
2036-06-15 11:00 | 2036 | 6 | 0 | 0 | 0
2036-06-15 12:00 | 2036 | 6 | 0 | 0 | 0
2036-06-15 13:00 | 2036 | 6 | 0 | 0 | 0
2036-06-15 14:00 | 2036 | 6 | 0 | 0 | 0
2036-06-15 15:00 | 2036 | 6 | 0 | 0 | 0
2036-06-15 16:00 | 2036 | 6 | 0 | 0 | 0
2036-06-15 17:00 | 2036 | 6 | 0 | 0 | 0
2036-06-15 18:00 | 2036 | 6 | 0 | 0 | 0
2036-06-15 19:00 | 2036 | 6 | 0 | 0 | 0
2036-06-15 20:00 | 2036 | 6 | 0 | 0 | 0
2036-06-15 21:00 | 2036 | 6 | 0 | 0 | 0
2036-06-15 22:00 | 2036 | 6 | 0 | 0 | 0
2036-06-15 23:00 | 2036 | 6 | 0 | 0 | 0
2036-06-16 | 2036 | 6 | 0 | 0 | 0
2036-06-16 01:00 | 2036 | 6 | 0 | 0 | 0
2036-06-16 02:00 | 2036 | 6 | 0 | 0 | 0
2036-06-16 03:00 | 2036 | 6 | 0 | 0 | 0
2036-06-16 04:00 | 2036 | 6 | 0 | 0 | 0
2036-06-16 05:00 | 2036 | 6 | 0 | 0 | 0
2036-06-16 06:00 | 2036 | 6 | 0 | 0 | 0
2036-06-16 07:00 | 2036 | 6 | 0 | 0 | 0
2036-06-16 08:00 | 2036 | 6 | 0 | 0 | 0
2036-06-16 09:00 | 2036 | 6 | 0 | 0 | 0
2036-06-16 10:00 | 2036 | 6 | 0 | 0 | 0
2036-06-16 11:00 | 2036 | 6 | 0 | 0 | 0
2036-06-16 12:00 | 2036 | 6 | 0 | 0 | 0
2036-06-16 13:00 | 2036 | 6 | 0 | 0 | 0
2036-06-16 14:00 | 2036 | 6 | 0 | 0 | 0
2036-06-16 15:00 | 2036 | 6 | 0 | 0 | 0
2036-06-16 16:00 | 2036 | 6 | 0 | 0 | 0
2036-06-16 17:00 | 2036 | 6 | 0 | 0 | 0
2036-06-16 18:00 | 2036 | 6 | 0 | 0 | 0
2036-06-16 19:00 | 2036 | 6 | 0 | 0 | 0
2036-06-16 20:00 | 2036 | 6 | 0 | 0 | 0
2036-06-16 21:00 | 2036 | 6 | 0 | 0 | 0
2036-06-16 22:00 | 2036 | 6 | 0 | 0 | 0
2036-06-16 23:00 | 2036 | 6 | 0 | 0 | 0
2036-06-17 | 2036 | 6 | 0 | 0 | 0
2036-06-17 01:00 | 2036 | 6 | 0 | 0 | 0
2036-06-17 02:00 | 2036 | 6 | 0 | 0 | 0
2036-06-17 03:00 | 2036 | 6 | 0 | 0 | 0
2036-06-17 04:00 | 2036 | 6 | 0 | 0 | 0
2036-06-17 05:00 | 2036 | 6 | 0 | 0 | 0
2036-06-17 06:00 | 2036 | 6 | 0 | 0 | 0
2036-06-17 07:00 | 2036 | 6 | 0 | 0 | 0
2036-06-17 08:00 | 2036 | 6 | 0 | 0 | 0
2036-06-17 09:00 | 2036 | 6 | 0 | 0 | 0
2036-06-17 10:00 | 2036 | 6 | 0 | 0 | 0
2036-06-17 11:00 | 2036 | 6 | 0 | 0 | 0
2036-06-17 12:00 | 2036 | 6 | 0 | 0 | 0
2036-06-17 13:00 | 2036 | 6 | 0 | 0 | 0
2036-06-17 14:00 | 2036 | 6 | 0 | 0 | 0
2036-06-17 15:00 | 2036 | 6 | 0 | 0 | 0
2036-06-17 16:00 | 2036 | 6 | 0 | 0 | 0
2036-06-17 17:00 | 2036 | 6 | 0 | 0 | 0
2036-06-17 18:00 | 2036 | 6 | 0 | 0 | 0
2036-06-17 19:00 | 2036 | 6 | 0 | 0 | 0
2036-06-17 20:00 | 2036 | 6 | 0 | 0 | 0
2036-06-17 21:00 | 2036 | 6 | 0 | 0 | 0
2036-06-17 22:00 | 2036 | 6 | 0 | 0 | 0
2036-06-17 23:00 | 2036 | 6 | 0 | 0 | 0
2036-06-18 | 2036 | 6 | 0 | 0 | 0
2036-06-18 01:00 | 2036 | 6 | 0 | 0 | 0
2036-06-18 02:00 | 2036 | 6 | 0 | 0 | 0
2036-06-18 03:00 | 2036 | 6 | 0 | 0 | 0
2036-06-18 04:00 | 2036 | 6 | 0 | 0 | 0
2036-06-18 05:00 | 2036 | 6 | 0 | 0 | 0
2036-06-18 06:00 | 2036 | 6 | 0 | 0 | 0
2036-06-18 07:00 | 2036 | 6 | 0 | 0 | 0
2036-06-18 08:00 | 2036 | 6 | 0 | 0 | 0
2036-06-18 09:00 | 2036 | 6 | 0 | 0 | 0
2036-06-18 10:00 | 2036 | 6 | 0 | 0 | 0
2036-06-18 11:00 | 2036 | 6 | 0 | 0 | 0
2036-06-18 12:00 | 2036 | 6 | 0 | 0 | 0
2036-06-18 13:00 | 2036 | 6 | 0 | 0 | 0
2036-06-18 14:00 | 2036 | 6 | 0 | 0 | 0
2036-06-18 15:00 | 2036 | 6 | 0 | 0 | 0
2036-06-18 16:00 | 2036 | 6 | 0 | 0 | 0
2036-06-18 17:00 | 2036 | 6 | 0 | 0 | 0
2036-06-18 18:00 | 2036 | 6 | 0 | 0 | 0
2036-06-18 19:00 | 2036 | 6 | 0 | 0 | 0
2036-06-18 20:00 | 2036 | 6 | 0 | 0 | 0
2036-06-18 21:00 | 2036 | 6 | 0 | 0 | 0
2036-06-18 22:00 | 2036 | 6 | 0 | 0 | 0
2036-06-18 23:00 | 2036 | 6 | 0 | 0 | 0
2036-06-19 | 2036 | 6 | 0 | 0 | 0
2036-06-19 01:00 | 2036 | 6 | 0 | 0 | 0
2036-06-19 02:00 | 2036 | 6 | 0 | 0 | 0
2036-06-19 03:00 | 2036 | 6 | 0 | 0 | 0
2036-06-19 04:00 | 2036 | 6 | 0 | 0 | 0
2036-06-19 05:00 | 2036 | 6 | 0 | 0 | 0
2036-06-19 06:00 | 2036 | 6 | 0 | 0 | 0
2036-06-19 07:00 | 2036 | 6 | 0 | 0 | 0
2036-06-19 08:00 | 2036 | 6 | 0 | 0 | 0
2036-06-19 09:00 | 2036 | 6 | 0 | 0 | 0
2036-06-19 10:00 | 2036 | 6 | 0 | 0 | 0
2036-06-19 11:00 | 2036 | 6 | 0 | 0 | 0
2036-06-19 12:00 | 2036 | 6 | 0 | 0 | 0
2036-06-19 13:00 | 2036 | 6 | 0 | 0 | 0
2036-06-19 14:00 | 2036 | 6 | 0 | 0 | 0
2036-06-19 15:00 | 2036 | 6 | 0 | 0 | 0
2036-06-19 16:00 | 2036 | 6 | 0 | 0 | 0
2036-06-19 17:00 | 2036 | 6 | 0 | 0 | 0
2036-06-19 18:00 | 2036 | 6 | 0 | 0 | 0
2036-06-19 19:00 | 2036 | 6 | 0 | 0 | 0
2036-06-19 20:00 | 2036 | 6 | 0 | 0 | 0
2036-06-19 21:00 | 2036 | 6 | 0 | 0 | 0
2036-06-19 22:00 | 2036 | 6 | 0 | 0 | 0
2036-06-19 23:00 | 2036 | 6 | 0 | 0 | 0
2036-06-20 | 2036 | 6 | 0 | 0 | 0
2036-06-20 01:00 | 2036 | 6 | 0 | 0 | 0
2036-06-20 02:00 | 2036 | 6 | 0 | 0 | 0
2036-06-20 03:00 | 2036 | 6 | 0 | 0 | 0
2036-06-20 04:00 | 2036 | 6 | 0 | 0 | 0
2036-06-20 05:00 | 2036 | 6 | 0 | 0 | 0
2036-06-20 06:00 | 2036 | 6 | 0 | 0 | 0
2036-06-20 07:00 | 2036 | 6 | 0 | 0 | 0
2036-06-20 08:00 | 2036 | 6 | 0 | 0 | 0
2036-06-20 09:00 | 2036 | 6 | 0 | 0 | 0
2036-06-20 10:00 | 2036 | 6 | 0 | 0 | 0
2036-06-20 11:00 | 2036 | 6 | 0 | 0 | 0
2036-06-20 12:00 | 2036 | 6 | 0 | 0 | 0
2036-06-20 13:00 | 2036 | 6 | 0 | 0 | 0
2036-06-20 14:00 | 2036 | 6 | 0 | 0 | 0
2036-06-20 15:00 | 2036 | 6 | 0 | 0 | 0
2036-06-20 16:00 | 2036 | 6 | 0 | 0 | 0
2036-06-20 17:00 | 2036 | 6 | 0 | 0 | 0
2036-06-20 18:00 | 2036 | 6 | 0 | 0 | 0
2036-06-20 19:00 | 2036 | 6 | 0 | 0 | 0
2036-06-20 20:00 | 2036 | 6 | 0 | 0 | 0
2036-06-20 21:00 | 2036 | 6 | 0 | 0 | 0
2036-06-20 22:00 | 2036 | 6 | 0 | 0 | 0
2036-06-20 23:00 | 2036 | 6 | 0 | 0 | 0
2036-06-21 | 2036 | 6 | 0 | 0 | 0
2036-06-21 01:00 | 2036 | 6 | 0 | 0 | 0
2036-06-21 02:00 | 2036 | 6 | 0 | 0 | 0
2036-06-21 03:00 | 2036 | 6 | 0 | 0 | 0
2036-06-21 04:00 | 2036 | 6 | 0 | 0 | 0
2036-06-21 05:00 | 2036 | 6 | 0 | 0 | 0
2036-06-21 06:00 | 2036 | 6 | 0 | 0 | 0
2036-06-21 07:00 | 2036 | 6 | 0 | 0 | 0
2036-06-21 08:00 | 2036 | 6 | 0 | 0 | 0
2036-06-21 09:00 | 2036 | 6 | 0 | 0 | 0
2036-06-21 10:00 | 2036 | 6 | 0 | 0 | 0
2036-06-21 11:00 | 2036 | 6 | 0 | 0 | 0
2036-06-21 12:00 | 2036 | 6 | 0 | 0 | 0
2036-06-21 13:00 | 2036 | 6 | 0 | 0 | 0
2036-06-21 14:00 | 2036 | 6 | 0 | 0 | 0
2036-06-21 15:00 | 2036 | 6 | 0 | 0 | 0
2036-06-21 16:00 | 2036 | 6 | 0 | 0 | 0
2036-06-21 17:00 | 2036 | 6 | 0 | 0 | 0
2036-06-21 18:00 | 2036 | 6 | 0 | 0 | 0
2036-06-21 19:00 | 2036 | 6 | 0 | 0 | 0
2036-06-21 20:00 | 2036 | 6 | 0 | 0 | 0
2036-06-21 21:00 | 2036 | 6 | 0 | 0 | 0
2036-06-21 22:00 | 2036 | 6 | 0 | 0 | 0
2036-06-21 23:00 | 2036 | 6 | 0 | 0 | 0
2036-06-22 | 2036 | 6 | 0 | 0 | 0
2036-06-22 01:00 | 2036 | 6 | 0 | 0 | 0
2036-06-22 02:00 | 2036 | 6 | 0 | 0 | 0
2036-06-22 03:00 | 2036 | 6 | 0 | 0 | 0
2036-06-22 04:00 | 2036 | 6 | 0 | 0 | 0
2036-06-22 05:00 | 2036 | 6 | 0 | 0 | 0
2036-06-22 06:00 | 2036 | 6 | 0 | 0 | 0
2036-06-22 07:00 | 2036 | 6 | 0 | 0 | 0
2036-06-22 08:00 | 2036 | 6 | 0 | 0 | 0
2036-06-22 09:00 | 2036 | 6 | 0 | 0 | 0
2036-06-22 10:00 | 2036 | 6 | 0 | 0 | 0
2036-06-22 11:00 | 2036 | 6 | 0 | 0 | 0
2036-06-22 12:00 | 2036 | 6 | 0 | 0 | 0
2036-06-22 13:00 | 2036 | 6 | 0 | 0 | 0
2036-06-22 14:00 | 2036 | 6 | 0 | 0 | 0
2036-06-22 15:00 | 2036 | 6 | 0 | 0 | 0
2036-06-22 16:00 | 2036 | 6 | 0 | 0 | 0
2036-06-22 17:00 | 2036 | 6 | 0 | 0 | 0
2036-06-22 18:00 | 2036 | 6 | 0 | 0 | 0
2036-06-22 19:00 | 2036 | 6 | 0 | 0 | 0
2036-06-22 20:00 | 2036 | 6 | 0 | 0 | 0
2036-06-22 21:00 | 2036 | 6 | 0 | 0 | 0
2036-06-22 22:00 | 2036 | 6 | 0 | 0 | 0
2036-06-22 23:00 | 2036 | 6 | 0 | 0 | 0
2036-06-23 | 2036 | 6 | 0 | 0 | 0
2036-06-23 01:00 | 2036 | 6 | 0 | 0 | 0
2036-06-23 02:00 | 2036 | 6 | 0 | 0 | 0
2036-06-23 03:00 | 2036 | 6 | 0 | 0 | 0
2036-06-23 04:00 | 2036 | 6 | 0 | 0 | 0
2036-06-23 05:00 | 2036 | 6 | 0 | 0 | 0
2036-06-23 06:00 | 2036 | 6 | 0 | 0 | 0
2036-06-23 07:00 | 2036 | 6 | 0 | 0 | 0
2036-06-23 08:00 | 2036 | 6 | 0 | 0 | 0
2036-06-23 09:00 | 2036 | 6 | 0 | 0 | 0
2036-06-23 10:00 | 2036 | 6 | 0 | 0 | 0
2036-06-23 11:00 | 2036 | 6 | 0 | 0 | 0
2036-06-23 12:00 | 2036 | 6 | 0 | 0 | 0
2036-06-23 13:00 | 2036 | 6 | 0 | 0 | 0
2036-06-23 14:00 | 2036 | 6 | 0 | 0 | 0
2036-06-23 15:00 | 2036 | 6 | 0 | 0 | 0
2036-06-23 16:00 | 2036 | 6 | 0 | 0 | 0
2036-06-23 17:00 | 2036 | 6 | 0 | 0 | 0
2036-06-23 18:00 | 2036 | 6 | 0 | 0 | 0
2036-06-23 19:00 | 2036 | 6 | 0 | 0 | 0
2036-06-23 20:00 | 2036 | 6 | 0 | 0 | 0
2036-06-23 21:00 | 2036 | 6 | 0 | 0 | 0
2036-06-23 22:00 | 2036 | 6 | 0 | 0 | 0
2036-06-23 23:00 | 2036 | 6 | 0 | 0 | 0
2036-06-24 | 2036 | 6 | 0 | 0 | 0
2036-06-24 01:00 | 2036 | 6 | 0 | 0 | 0
2036-06-24 02:00 | 2036 | 6 | 0 | 0 | 0
2036-06-24 03:00 | 2036 | 6 | 0 | 0 | 0
2036-06-24 04:00 | 2036 | 6 | 0 | 0 | 0
2036-06-24 05:00 | 2036 | 6 | 0 | 0 | 0
2036-06-24 06:00 | 2036 | 6 | 0 | 0 | 0
2036-06-24 07:00 | 2036 | 6 | 0 | 0 | 0
2036-06-24 08:00 | 2036 | 6 | 0 | 0 | 0
2036-06-24 09:00 | 2036 | 6 | 0 | 0 | 0
2036-06-24 10:00 | 2036 | 6 | 0 | 0 | 0
2036-06-24 11:00 | 2036 | 6 | 0 | 0 | 0
2036-06-24 12:00 | 2036 | 6 | 0 | 0 | 0
2036-06-24 13:00 | 2036 | 6 | 0 | 0 | 0
2036-06-24 14:00 | 2036 | 6 | 0 | 0 | 0
2036-06-24 15:00 | 2036 | 6 | 0 | 0 | 0
2036-06-24 16:00 | 2036 | 6 | 0 | 0 | 0
2036-06-24 17:00 | 2036 | 6 | 0 | 0 | 0
2036-06-24 18:00 | 2036 | 6 | 0 | 0 | 0
2036-06-24 19:00 | 2036 | 6 | 0 | 0 | 0
2036-06-24 20:00 | 2036 | 6 | 0 | 0 | 0
2036-06-24 21:00 | 2036 | 6 | 0 | 0 | 0
2036-06-24 22:00 | 2036 | 6 | 0 | 0 | 0
2036-06-24 23:00 | 2036 | 6 | 0 | 0 | 0
2036-06-25 | 2036 | 6 | 0 | 0 | 0
2036-06-25 01:00 | 2036 | 6 | 0 | 0 | 0
2036-06-25 02:00 | 2036 | 6 | 0 | 0 | 0
2036-06-25 03:00 | 2036 | 6 | 0 | 0 | 0
2036-06-25 04:00 | 2036 | 6 | 0 | 0 | 0
2036-06-25 05:00 | 2036 | 6 | 0 | 0 | 0
2036-06-25 06:00 | 2036 | 6 | 0 | 0 | 0
2036-06-25 07:00 | 2036 | 6 | 0 | 0 | 0
2036-06-25 08:00 | 2036 | 6 | 0 | 0 | 0
2036-06-25 09:00 | 2036 | 6 | 0 | 0 | 0
2036-06-25 10:00 | 2036 | 6 | 0 | 0 | 0
2036-06-25 11:00 | 2036 | 6 | 0 | 0 | 0
2036-06-25 12:00 | 2036 | 6 | 0 | 0 | 0
2036-06-25 13:00 | 2036 | 6 | 0 | 0 | 0
2036-06-25 14:00 | 2036 | 6 | 0 | 0 | 0
2036-06-25 15:00 | 2036 | 6 | 0 | 0 | 0
2036-06-25 16:00 | 2036 | 6 | 0 | 0 | 0
2036-06-25 17:00 | 2036 | 6 | 0 | 0 | 0
2036-06-25 18:00 | 2036 | 6 | 0 | 0 | 0
2036-06-25 19:00 | 2036 | 6 | 0 | 0 | 0
2036-06-25 20:00 | 2036 | 6 | 0 | 0 | 0
2036-06-25 21:00 | 2036 | 6 | 0 | 0 | 0
2036-06-25 22:00 | 2036 | 6 | 0 | 0 | 0
2036-06-25 23:00 | 2036 | 6 | 0 | 0 | 0
2036-06-26 | 2036 | 6 | 0 | 0 | 0
2036-06-26 01:00 | 2036 | 6 | 0 | 0 | 0
2036-06-26 02:00 | 2036 | 6 | 0 | 0 | 0
2036-06-26 03:00 | 2036 | 6 | 0 | 0 | 0
2036-06-26 04:00 | 2036 | 6 | 0 | 0 | 0
2036-06-26 05:00 | 2036 | 6 | 0 | 0 | 0
2036-06-26 06:00 | 2036 | 6 | 0 | 0 | 0
2036-06-26 07:00 | 2036 | 6 | 0 | 0 | 0
2036-06-26 08:00 | 2036 | 6 | 0 | 0 | 0
2036-06-26 09:00 | 2036 | 6 | 0 | 0 | 0
2036-06-26 10:00 | 2036 | 6 | 0 | 0 | 0
2036-06-26 11:00 | 2036 | 6 | 0 | 0 | 0
2036-06-26 12:00 | 2036 | 6 | 0 | 0 | 0
2036-06-26 13:00 | 2036 | 6 | 0 | 0 | 0
2036-06-26 14:00 | 2036 | 6 | 0 | 0 | 0
2036-06-26 15:00 | 2036 | 6 | 0 | 0 | 0
2036-06-26 16:00 | 2036 | 6 | 0 | 0 | 0
2036-06-26 17:00 | 2036 | 6 | 0 | 0 | 0
2036-06-26 18:00 | 2036 | 6 | 0 | 0 | 0
2036-06-26 19:00 | 2036 | 6 | 0 | 0 | 0
2036-06-26 20:00 | 2036 | 6 | 0 | 0 | 0
2036-06-26 21:00 | 2036 | 6 | 0 | 0 | 0
2036-06-26 22:00 | 2036 | 6 | 0 | 0 | 0
2036-06-26 23:00 | 2036 | 6 | 0 | 0 | 0
2036-06-27 | 2036 | 6 | 0 | 0 | 0
2036-06-27 01:00 | 2036 | 6 | 0 | 0 | 0
2036-06-27 02:00 | 2036 | 6 | 0 | 0 | 0
2036-06-27 03:00 | 2036 | 6 | 0 | 0 | 0
2036-06-27 04:00 | 2036 | 6 | 0 | 0 | 0
2036-06-27 05:00 | 2036 | 6 | 0 | 0 | 0
2036-06-27 06:00 | 2036 | 6 | 0 | 0 | 0
2036-06-27 07:00 | 2036 | 6 | 0 | 0 | 0
2036-06-27 08:00 | 2036 | 6 | 0 | 0 | 0
2036-06-27 09:00 | 2036 | 6 | 0 | 0 | 0
2036-06-27 10:00 | 2036 | 6 | 0 | 0 | 0
2036-06-27 11:00 | 2036 | 6 | 0 | 0 | 0
2036-06-27 12:00 | 2036 | 6 | 0 | 0 | 0
2036-06-27 13:00 | 2036 | 6 | 0 | 0 | 0
2036-06-27 14:00 | 2036 | 6 | 0 | 0 | 0
2036-06-27 15:00 | 2036 | 6 | 0 | 0 | 0
2036-06-27 16:00 | 2036 | 6 | 0 | 0 | 0
2036-06-27 17:00 | 2036 | 6 | 0 | 0 | 0
2036-06-27 18:00 | 2036 | 6 | 0 | 0 | 0
2036-06-27 19:00 | 2036 | 6 | 0 | 0 | 0
2036-06-27 20:00 | 2036 | 6 | 0 | 0 | 0
2036-06-27 21:00 | 2036 | 6 | 0 | 0 | 0
2036-06-27 22:00 | 2036 | 6 | 0 | 0 | 0
2036-06-27 23:00 | 2036 | 6 | 0 | 0 | 0
2036-06-28 | 2036 | 6 | 0 | 0 | 0
2036-06-28 01:00 | 2036 | 6 | 0 | 0 | 0
2036-06-28 02:00 | 2036 | 6 | 0 | 0 | 0
2036-06-28 03:00 | 2036 | 6 | 0 | 0 | 0
2036-06-28 04:00 | 2036 | 6 | 0 | 0 | 0
2036-06-28 05:00 | 2036 | 6 | 0 | 0 | 0
2036-06-28 06:00 | 2036 | 6 | 0 | 0 | 0
2036-06-28 07:00 | 2036 | 6 | 0 | 0 | 0
2036-06-28 08:00 | 2036 | 6 | 0 | 0 | 0
2036-06-28 09:00 | 2036 | 6 | 0 | 0 | 0
2036-06-28 10:00 | 2036 | 6 | 0 | 0 | 0
2036-06-28 11:00 | 2036 | 6 | 0 | 0 | 0
2036-06-28 12:00 | 2036 | 6 | 0 | 0 | 0
2036-06-28 13:00 | 2036 | 6 | 0 | 0 | 0
2036-06-28 14:00 | 2036 | 6 | 0 | 0 | 0
2036-06-28 15:00 | 2036 | 6 | 0 | 0 | 0
2036-06-28 16:00 | 2036 | 6 | 0 | 0 | 0
2036-06-28 17:00 | 2036 | 6 | 0 | 0 | 0
2036-06-28 18:00 | 2036 | 6 | 0 | 0 | 0
2036-06-28 19:00 | 2036 | 6 | 0 | 0 | 0
2036-06-28 20:00 | 2036 | 6 | 0 | 0 | 0
2036-06-28 21:00 | 2036 | 6 | 0 | 0 | 0
2036-06-28 22:00 | 2036 | 6 | 0 | 0 | 0
2036-06-28 23:00 | 2036 | 6 | 0 | 0 | 0
2036-06-29 | 2036 | 6 | 0 | 0 | 0
2036-06-29 01:00 | 2036 | 6 | 0 | 0 | 0
2036-06-29 02:00 | 2036 | 6 | 0 | 0 | 0
2036-06-29 03:00 | 2036 | 6 | 0 | 0 | 0
2036-06-29 04:00 | 2036 | 6 | 0 | 0 | 0
2036-06-29 05:00 | 2036 | 6 | 0 | 0 | 0
2036-06-29 06:00 | 2036 | 6 | 0 | 0 | 0
2036-06-29 07:00 | 2036 | 6 | 0 | 0 | 0
2036-06-29 08:00 | 2036 | 6 | 0 | 0 | 0
2036-06-29 09:00 | 2036 | 6 | 0 | 0 | 0
2036-06-29 10:00 | 2036 | 6 | 0 | 0 | 0
2036-06-29 11:00 | 2036 | 6 | 0 | 0 | 0
2036-06-29 12:00 | 2036 | 6 | 0 | 0 | 0
2036-06-29 13:00 | 2036 | 6 | 0 | 0 | 0
2036-06-29 14:00 | 2036 | 6 | 0 | 0 | 0
2036-06-29 15:00 | 2036 | 6 | 0 | 0 | 0
2036-06-29 16:00 | 2036 | 6 | 0 | 0 | 0
2036-06-29 17:00 | 2036 | 6 | 0 | 0 | 0
2036-06-29 18:00 | 2036 | 6 | 0 | 0 | 0
2036-06-29 19:00 | 2036 | 6 | 0 | 0 | 0
2036-06-29 20:00 | 2036 | 6 | 0 | 0 | 0
2036-06-29 21:00 | 2036 | 6 | 0 | 0 | 0
2036-06-29 22:00 | 2036 | 6 | 0 | 0 | 0
2036-06-29 23:00 | 2036 | 6 | 0 | 0 | 0
2036-06-30 | 2036 | 6 | 0 | 0 | 0
2036-06-30 01:00 | 2036 | 6 | 0 | 0 | 0
2036-06-30 02:00 | 2036 | 6 | 0 | 0 | 0
2036-06-30 03:00 | 2036 | 6 | 0 | 0 | 0
2036-06-30 04:00 | 2036 | 6 | 0 | 0 | 0
2036-06-30 05:00 | 2036 | 6 | 0 | 0 | 0
2036-06-30 06:00 | 2036 | 6 | 0 | 0 | 0
2036-06-30 07:00 | 2036 | 6 | 0 | 0 | 0
2036-06-30 08:00 | 2036 | 6 | 0 | 0 | 0
2036-06-30 09:00 | 2036 | 6 | 0 | 0 | 0
2036-06-30 10:00 | 2036 | 6 | 0 | 0 | 0
2036-06-30 11:00 | 2036 | 6 | 0 | 0 | 0
2036-06-30 12:00 | 2036 | 6 | 0 | 0 | 0
2036-06-30 13:00 | 2036 | 6 | 0 | 0 | 0
2036-06-30 14:00 | 2036 | 6 | 0 | 0 | 0
2036-06-30 15:00 | 2036 | 6 | 0 | 0 | 0
2036-06-30 16:00 | 2036 | 6 | 0 | 0 | 0
2036-06-30 17:00 | 2036 | 6 | 0 | 0 | 0
2036-06-30 18:00 | 2036 | 6 | 0 | 0 | 0
2036-06-30 19:00 | 2036 | 6 | 0 | 0 | 0
2036-06-30 20:00 | 2036 | 6 | 0 | 0 | 0
2036-06-30 21:00 | 2036 | 6 | 0 | 0 | 0
2036-06-30 22:00 | 2036 | 6 | 0 | 0 | 0
2036-06-30 23:00 | 2036 | 6 | 0 | 0 | 0
2036-07-01 | 2036 | 7 | 0 | 0 | 0
2036-07-01 01:00 | 2036 | 7 | 0 | 0 | 0
2036-07-01 02:00 | 2036 | 7 | 0 | 0 | 0
2036-07-01 03:00 | 2036 | 7 | 0 | 0 | 0
2036-07-01 04:00 | 2036 | 7 | 0 | 0 | 0
2036-07-01 05:00 | 2036 | 7 | 0 | 0 | 0
2036-07-01 06:00 | 2036 | 7 | 0 | 0 | 0
2036-07-01 07:00 | 2036 | 7 | 0 | 0 | 0
2036-07-01 08:00 | 2036 | 7 | 0 | 0 | 0
2036-07-01 09:00 | 2036 | 7 | 0 | 0 | 0
2036-07-01 10:00 | 2036 | 7 | 0 | 0 | 0
2036-07-01 11:00 | 2036 | 7 | 0 | 0 | 0
2036-07-01 12:00 | 2036 | 7 | 0 | 0 | 0
2036-07-01 13:00 | 2036 | 7 | 0 | 0 | 0
2036-07-01 14:00 | 2036 | 7 | 0 | 0 | 0
2036-07-01 15:00 | 2036 | 7 | 0 | 0 | 0
2036-07-01 16:00 | 2036 | 7 | 0 | 0 | 0
2036-07-01 17:00 | 2036 | 7 | 0 | 0 | 0
2036-07-01 18:00 | 2036 | 7 | 0 | 0 | 0
2036-07-01 19:00 | 2036 | 7 | 0 | 0 | 0
2036-07-01 20:00 | 2036 | 7 | 0 | 0 | 0
2036-07-01 21:00 | 2036 | 7 | 0 | 0 | 0
2036-07-01 22:00 | 2036 | 7 | 0 | 0 | 0
2036-07-01 23:00 | 2036 | 7 | 0 | 0 | 0
2036-07-02 | 2036 | 7 | 0 | 0 | 0
2036-07-02 01:00 | 2036 | 7 | 0 | 0 | 0
2036-07-02 02:00 | 2036 | 7 | 0 | 0 | 0
2036-07-02 03:00 | 2036 | 7 | 0 | 0 | 0
2036-07-02 04:00 | 2036 | 7 | 0 | 0 | 0
2036-07-02 05:00 | 2036 | 7 | 0 | 0 | 0
2036-07-02 06:00 | 2036 | 7 | 0 | 0 | 0
2036-07-02 07:00 | 2036 | 7 | 0 | 0 | 0
2036-07-02 08:00 | 2036 | 7 | 0 | 0 | 0
2036-07-02 09:00 | 2036 | 7 | 0 | 0 | 0
2036-07-02 10:00 | 2036 | 7 | 0 | 0 | 0
2036-07-02 11:00 | 2036 | 7 | 0 | 0 | 0
2036-07-02 12:00 | 2036 | 7 | 0 | 0 | 0
2036-07-02 13:00 | 2036 | 7 | 0 | 0 | 0
2036-07-02 14:00 | 2036 | 7 | 0 | 0 | 0
2036-07-02 15:00 | 2036 | 7 | 0 | 0 | 0
2036-07-02 16:00 | 2036 | 7 | 0 | 0 | 0
2036-07-02 17:00 | 2036 | 7 | 0 | 0 | 0
2036-07-02 18:00 | 2036 | 7 | 0 | 0 | 0
2036-07-02 19:00 | 2036 | 7 | 0 | 0 | 0
2036-07-02 20:00 | 2036 | 7 | 0 | 0 | 0
2036-07-02 21:00 | 2036 | 7 | 0 | 0 | 0
2036-07-02 22:00 | 2036 | 7 | 0 | 0 | 0
2036-07-02 23:00 | 2036 | 7 | 0 | 0 | 0
2036-07-03 | 2036 | 7 | 0 | 0 | 0
2036-07-03 01:00 | 2036 | 7 | 0 | 0 | 0
2036-07-03 02:00 | 2036 | 7 | 0 | 0 | 0
2036-07-03 03:00 | 2036 | 7 | 0 | 0 | 0
2036-07-03 04:00 | 2036 | 7 | 0 | 0 | 0
2036-07-03 05:00 | 2036 | 7 | 0 | 0 | 0
2036-07-03 06:00 | 2036 | 7 | 0 | 0 | 0
2036-07-03 07:00 | 2036 | 7 | 0 | 0 | 0
2036-07-03 08:00 | 2036 | 7 | 0 | 0 | 0
2036-07-03 09:00 | 2036 | 7 | 0 | 0 | 0
2036-07-03 10:00 | 2036 | 7 | 0 | 0 | 0
2036-07-03 11:00 | 2036 | 7 | 0 | 0 | 0
2036-07-03 12:00 | 2036 | 7 | 0 | 0 | 0
2036-07-03 13:00 | 2036 | 7 | 0 | 0 | 0
2036-07-03 14:00 | 2036 | 7 | 0 | 0 | 0
2036-07-03 15:00 | 2036 | 7 | 0 | 0 | 0
2036-07-03 16:00 | 2036 | 7 | 0 | 0 | 0
2036-07-03 17:00 | 2036 | 7 | 0 | 0 | 0
2036-07-03 18:00 | 2036 | 7 | 0 | 0 | 0
2036-07-03 19:00 | 2036 | 7 | 0 | 0 | 0
2036-07-03 20:00 | 2036 | 7 | 0 | 0 | 0
2036-07-03 21:00 | 2036 | 7 | 0 | 0 | 0
2036-07-03 22:00 | 2036 | 7 | 0 | 0 | 0
2036-07-03 23:00 | 2036 | 7 | 0 | 0 | 0
2036-07-04 | 2036 | 7 | 0 | 0 | 0
2036-07-04 01:00 | 2036 | 7 | 0 | 0 | 0
2036-07-04 02:00 | 2036 | 7 | 0 | 0 | 0
2036-07-04 03:00 | 2036 | 7 | 0 | 0 | 0
2036-07-04 04:00 | 2036 | 7 | 0 | 0 | 0
2036-07-04 05:00 | 2036 | 7 | 0 | 0 | 0
2036-07-04 06:00 | 2036 | 7 | 0 | 0 | 0
2036-07-04 07:00 | 2036 | 7 | 0 | 0 | 0
2036-07-04 08:00 | 2036 | 7 | 0 | 0 | 0
2036-07-04 09:00 | 2036 | 7 | 0 | 0 | 0
2036-07-04 10:00 | 2036 | 7 | 0 | 0 | 0
2036-07-04 11:00 | 2036 | 7 | 0 | 0 | 0
2036-07-04 12:00 | 2036 | 7 | 0 | 0 | 0
2036-07-04 13:00 | 2036 | 7 | 0 | 0 | 0
2036-07-04 14:00 | 2036 | 7 | 0 | 0 | 0
2036-07-04 15:00 | 2036 | 7 | 0 | 0 | 0
2036-07-04 16:00 | 2036 | 7 | 0 | 0 | 0
2036-07-04 17:00 | 2036 | 7 | 0 | 0 | 0
2036-07-04 18:00 | 2036 | 7 | 0 | 0 | 0
2036-07-04 19:00 | 2036 | 7 | 0 | 0 | 0
2036-07-04 20:00 | 2036 | 7 | 0 | 0 | 0
2036-07-04 21:00 | 2036 | 7 | 0 | 0 | 0
2036-07-04 22:00 | 2036 | 7 | 0 | 0 | 0
2036-07-04 23:00 | 2036 | 7 | 0 | 0 | 0
2036-07-05 | 2036 | 7 | 0 | 0 | 0
2036-07-05 01:00 | 2036 | 7 | 0 | 0 | 0
2036-07-05 02:00 | 2036 | 7 | 0 | 0 | 0
2036-07-05 03:00 | 2036 | 7 | 0 | 0 | 0
2036-07-05 04:00 | 2036 | 7 | 0 | 0 | 0
2036-07-05 05:00 | 2036 | 7 | 0 | 0 | 0
2036-07-05 06:00 | 2036 | 7 | 0 | 0 | 0
2036-07-05 07:00 | 2036 | 7 | 0 | 0 | 0
2036-07-05 08:00 | 2036 | 7 | 0 | 0 | 0
2036-07-05 09:00 | 2036 | 7 | 0 | 0 | 0
2036-07-05 10:00 | 2036 | 7 | 0 | 0 | 0
2036-07-05 11:00 | 2036 | 7 | 0 | 0 | 0
2036-07-05 12:00 | 2036 | 7 | 0 | 0 | 0
2036-07-05 13:00 | 2036 | 7 | 0 | 0 | 0
2036-07-05 14:00 | 2036 | 7 | 0 | 0 | 0
2036-07-05 15:00 | 2036 | 7 | 0 | 0 | 0
2036-07-05 16:00 | 2036 | 7 | 0 | 0 | 0
2036-07-05 17:00 | 2036 | 7 | 0 | 0 | 0
2036-07-05 18:00 | 2036 | 7 | 0 | 0 | 0
2036-07-05 19:00 | 2036 | 7 | 0 | 0 | 0
2036-07-05 20:00 | 2036 | 7 | 0 | 0 | 0
2036-07-05 21:00 | 2036 | 7 | 0 | 0 | 0
2036-07-05 22:00 | 2036 | 7 | 0 | 0 | 0
2036-07-05 23:00 | 2036 | 7 | 0 | 0 | 0
2036-07-06 | 2036 | 7 | 0 | 0 | 0
2036-07-06 01:00 | 2036 | 7 | 0 | 0 | 0
2036-07-06 02:00 | 2036 | 7 | 0 | 0 | 0
2036-07-06 03:00 | 2036 | 7 | 0 | 0 | 0
2036-07-06 04:00 | 2036 | 7 | 0 | 0 | 0
2036-07-06 05:00 | 2036 | 7 | 0 | 0 | 0
2036-07-06 06:00 | 2036 | 7 | 0 | 0 | 0
2036-07-06 07:00 | 2036 | 7 | 0 | 0 | 0
2036-07-06 08:00 | 2036 | 7 | 0 | 0 | 0
2036-07-06 09:00 | 2036 | 7 | 0 | 0 | 0
2036-07-06 10:00 | 2036 | 7 | 0 | 0 | 0
2036-07-06 11:00 | 2036 | 7 | 0 | 0 | 0
2036-07-06 12:00 | 2036 | 7 | 0 | 0 | 0
2036-07-06 13:00 | 2036 | 7 | 0 | 0 | 0
2036-07-06 14:00 | 2036 | 7 | 0 | 0 | 0
2036-07-06 15:00 | 2036 | 7 | 0 | 0 | 0
2036-07-06 16:00 | 2036 | 7 | 0 | 0 | 0
2036-07-06 17:00 | 2036 | 7 | 0 | 0 | 0
2036-07-06 18:00 | 2036 | 7 | 0 | 0 | 0
2036-07-06 19:00 | 2036 | 7 | 0 | 0 | 0
2036-07-06 20:00 | 2036 | 7 | 0 | 0 | 0
2036-07-06 21:00 | 2036 | 7 | 0 | 0 | 0
2036-07-06 22:00 | 2036 | 7 | 0 | 0 | 0
2036-07-06 23:00 | 2036 | 7 | 0 | 0 | 0
2036-07-07 | 2036 | 7 | 0 | 0 | 0
2036-07-07 01:00 | 2036 | 7 | 0 | 0 | 0
2036-07-07 02:00 | 2036 | 7 | 0 | 0 | 0
2036-07-07 03:00 | 2036 | 7 | 0 | 0 | 0
2036-07-07 04:00 | 2036 | 7 | 0 | 0 | 0
2036-07-07 05:00 | 2036 | 7 | 0 | 0 | 0
2036-07-07 06:00 | 2036 | 7 | 0 | 0 | 0
2036-07-07 07:00 | 2036 | 7 | 0 | 0 | 0
2036-07-07 08:00 | 2036 | 7 | 0 | 0 | 0
2036-07-07 09:00 | 2036 | 7 | 0 | 0 | 0
2036-07-07 10:00 | 2036 | 7 | 0 | 0 | 0
2036-07-07 11:00 | 2036 | 7 | 0 | 0 | 0
2036-07-07 12:00 | 2036 | 7 | 0 | 0 | 0
2036-07-07 13:00 | 2036 | 7 | 0 | 0 | 0
2036-07-07 14:00 | 2036 | 7 | 0 | 0 | 0
2036-07-07 15:00 | 2036 | 7 | 0 | 0 | 0
2036-07-07 16:00 | 2036 | 7 | 0 | 0 | 0
2036-07-07 17:00 | 2036 | 7 | 0 | 0 | 0
2036-07-07 18:00 | 2036 | 7 | 0 | 0 | 0
2036-07-07 19:00 | 2036 | 7 | 0 | 0 | 0
2036-07-07 20:00 | 2036 | 7 | 0 | 0 | 0
2036-07-07 21:00 | 2036 | 7 | 0 | 0 | 0
2036-07-07 22:00 | 2036 | 7 | 0 | 0 | 0
2036-07-07 23:00 | 2036 | 7 | 0 | 0 | 0
2036-07-08 | 2036 | 7 | 0 | 0 | 0
2036-07-08 01:00 | 2036 | 7 | 0 | 0 | 0
2036-07-08 02:00 | 2036 | 7 | 0 | 0 | 0
2036-07-08 03:00 | 2036 | 7 | 0 | 0 | 0
2036-07-08 04:00 | 2036 | 7 | 0 | 0 | 0
2036-07-08 05:00 | 2036 | 7 | 0 | 0 | 0
2036-07-08 06:00 | 2036 | 7 | 0 | 0 | 0
2036-07-08 07:00 | 2036 | 7 | 0 | 0 | 0
2036-07-08 08:00 | 2036 | 7 | 0 | 0 | 0
2036-07-08 09:00 | 2036 | 7 | 0 | 0 | 0
2036-07-08 10:00 | 2036 | 7 | 0 | 0 | 0
2036-07-08 11:00 | 2036 | 7 | 0 | 0 | 0
2036-07-08 12:00 | 2036 | 7 | 0 | 0 | 0
2036-07-08 13:00 | 2036 | 7 | 0 | 0 | 0
2036-07-08 14:00 | 2036 | 7 | 0 | 0 | 0
2036-07-08 15:00 | 2036 | 7 | 0 | 0 | 0
2036-07-08 16:00 | 2036 | 7 | 0 | 0 | 0
2036-07-08 17:00 | 2036 | 7 | 0 | 0 | 0
2036-07-08 18:00 | 2036 | 7 | 0 | 0 | 0
2036-07-08 19:00 | 2036 | 7 | 0 | 0 | 0
2036-07-08 20:00 | 2036 | 7 | 0 | 0 | 0
2036-07-08 21:00 | 2036 | 7 | 0 | 0 | 0
2036-07-08 22:00 | 2036 | 7 | 0 | 0 | 0
2036-07-08 23:00 | 2036 | 7 | 0 | 0 | 0
2036-07-09 | 2036 | 7 | 0 | 0 | 0
2036-07-09 01:00 | 2036 | 7 | 0 | 0 | 0
2036-07-09 02:00 | 2036 | 7 | 0 | 0 | 0
2036-07-09 03:00 | 2036 | 7 | 0 | 0 | 0
2036-07-09 04:00 | 2036 | 7 | 0 | 0 | 0
2036-07-09 05:00 | 2036 | 7 | 0 | 0 | 0
2036-07-09 06:00 | 2036 | 7 | 0 | 0 | 0
2036-07-09 07:00 | 2036 | 7 | 0 | 0 | 0
2036-07-09 08:00 | 2036 | 7 | 0 | 0 | 0
2036-07-09 09:00 | 2036 | 7 | 0 | 0 | 0
2036-07-09 10:00 | 2036 | 7 | 0 | 0 | 0
2036-07-09 11:00 | 2036 | 7 | 0 | 0 | 0
2036-07-09 12:00 | 2036 | 7 | 0 | 0 | 0
2036-07-09 13:00 | 2036 | 7 | 0 | 0 | 0
2036-07-09 14:00 | 2036 | 7 | 0 | 0 | 0
2036-07-09 15:00 | 2036 | 7 | 0 | 0 | 0
2036-07-09 16:00 | 2036 | 7 | 0 | 0 | 0
2036-07-09 17:00 | 2036 | 7 | 0 | 0 | 0
2036-07-09 18:00 | 2036 | 7 | 0 | 0 | 0
2036-07-09 19:00 | 2036 | 7 | 0 | 0 | 0
2036-07-09 20:00 | 2036 | 7 | 0 | 0 | 0
2036-07-09 21:00 | 2036 | 7 | 0 | 0 | 0
2036-07-09 22:00 | 2036 | 7 | 0 | 0 | 0
2036-07-09 23:00 | 2036 | 7 | 0 | 0 | 0
2036-07-10 | 2036 | 7 | 0 | 0 | 0
2036-07-10 01:00 | 2036 | 7 | 0 | 0 | 0
2036-07-10 02:00 | 2036 | 7 | 0 | 0 | 0
2036-07-10 03:00 | 2036 | 7 | 0 | 0 | 0
2036-07-10 04:00 | 2036 | 7 | 0 | 0 | 0
2036-07-10 05:00 | 2036 | 7 | 0 | 0 | 0
2036-07-10 06:00 | 2036 | 7 | 0 | 0 | 0
2036-07-10 07:00 | 2036 | 7 | 0 | 0 | 0
2036-07-10 08:00 | 2036 | 7 | 0 | 0 | 0
2036-07-10 09:00 | 2036 | 7 | 0 | 0 | 0
2036-07-10 10:00 | 2036 | 7 | 0 | 0 | 0
2036-07-10 11:00 | 2036 | 7 | 0 | 0 | 0
2036-07-10 12:00 | 2036 | 7 | 0 | 0 | 0
2036-07-10 13:00 | 2036 | 7 | 0 | 0 | 0
2036-07-10 14:00 | 2036 | 7 | 0 | 0 | 0
2036-07-10 15:00 | 2036 | 7 | 0 | 0 | 0
2036-07-10 16:00 | 2036 | 7 | 0 | 0 | 0
2036-07-10 17:00 | 2036 | 7 | 0 | 0 | 0
2036-07-10 18:00 | 2036 | 7 | 0 | 0 | 0
2036-07-10 19:00 | 2036 | 7 | 0 | 0 | 0
2036-07-10 20:00 | 2036 | 7 | 0 | 0 | 0
2036-07-10 21:00 | 2036 | 7 | 0 | 0 | 0
2036-07-10 22:00 | 2036 | 7 | 0 | 0 | 0
2036-07-10 23:00 | 2036 | 7 | 0 | 0 | 0
2036-07-11 | 2036 | 7 | 0 | 0 | 0
2036-07-11 01:00 | 2036 | 7 | 0 | 0 | 0
2036-07-11 02:00 | 2036 | 7 | 0 | 0 | 0
2036-07-11 03:00 | 2036 | 7 | 0 | 0 | 0
2036-07-11 04:00 | 2036 | 7 | 0 | 0 | 0
2036-07-11 05:00 | 2036 | 7 | 0 | 0 | 0
2036-07-11 06:00 | 2036 | 7 | 0 | 0 | 0
2036-07-11 07:00 | 2036 | 7 | 0 | 0 | 0
2036-07-11 08:00 | 2036 | 7 | 0 | 0 | 0
2036-07-11 09:00 | 2036 | 7 | 0 | 0 | 0
2036-07-11 10:00 | 2036 | 7 | 0 | 0 | 0
2036-07-11 11:00 | 2036 | 7 | 0 | 0 | 0
2036-07-11 12:00 | 2036 | 7 | 0 | 0 | 0
2036-07-11 13:00 | 2036 | 7 | 0 | 0 | 0
2036-07-11 14:00 | 2036 | 7 | 0 | 0 | 0
2036-07-11 15:00 | 2036 | 7 | 0 | 0 | 0
2036-07-11 16:00 | 2036 | 7 | 0 | 0 | 0
2036-07-11 17:00 | 2036 | 7 | 0 | 0 | 0
2036-07-11 18:00 | 2036 | 7 | 0 | 0 | 0
2036-07-11 19:00 | 2036 | 7 | 0 | 0 | 0
2036-07-11 20:00 | 2036 | 7 | 0 | 0 | 0
2036-07-11 21:00 | 2036 | 7 | 0 | 0 | 0
2036-07-11 22:00 | 2036 | 7 | 0 | 0 | 0
2036-07-11 23:00 | 2036 | 7 | 0 | 0 | 0
2036-07-12 | 2036 | 7 | 0 | 0 | 0
2036-07-12 01:00 | 2036 | 7 | 0 | 0 | 0
2036-07-12 02:00 | 2036 | 7 | 0 | 0 | 0
2036-07-12 03:00 | 2036 | 7 | 0 | 0 | 0
2036-07-12 04:00 | 2036 | 7 | 0 | 0 | 0
2036-07-12 05:00 | 2036 | 7 | 0 | 0 | 0
2036-07-12 06:00 | 2036 | 7 | 0 | 0 | 0
2036-07-12 07:00 | 2036 | 7 | 0 | 0 | 0
2036-07-12 08:00 | 2036 | 7 | 0 | 0 | 0
2036-07-12 09:00 | 2036 | 7 | 0 | 0 | 0
2036-07-12 10:00 | 2036 | 7 | 0 | 0 | 0
2036-07-12 11:00 | 2036 | 7 | 0 | 0 | 0
2036-07-12 12:00 | 2036 | 7 | 0 | 0 | 0
2036-07-12 13:00 | 2036 | 7 | 0 | 0 | 0
2036-07-12 14:00 | 2036 | 7 | 0 | 0 | 0
2036-07-12 15:00 | 2036 | 7 | 0 | 0 | 0
2036-07-12 16:00 | 2036 | 7 | 0 | 0 | 0
2036-07-12 17:00 | 2036 | 7 | 0 | 0 | 0
2036-07-12 18:00 | 2036 | 7 | 0 | 0 | 0
2036-07-12 19:00 | 2036 | 7 | 0 | 0 | 0
2036-07-12 20:00 | 2036 | 7 | 0 | 0 | 0
2036-07-12 21:00 | 2036 | 7 | 0 | 0 | 0
2036-07-12 22:00 | 2036 | 7 | 0 | 0 | 0
2036-07-12 23:00 | 2036 | 7 | 0 | 0 | 0
2036-07-13 | 2036 | 7 | 0 | 0 | 0
2036-07-13 01:00 | 2036 | 7 | 0 | 0 | 0
2036-07-13 02:00 | 2036 | 7 | 0 | 0 | 0
2036-07-13 03:00 | 2036 | 7 | 0 | 0 | 0
2036-07-13 04:00 | 2036 | 7 | 0 | 0 | 0
2036-07-13 05:00 | 2036 | 7 | 0 | 0 | 0
2036-07-13 06:00 | 2036 | 7 | 0 | 0 | 0
2036-07-13 07:00 | 2036 | 7 | 0 | 0 | 0
2036-07-13 08:00 | 2036 | 7 | 0 | 0 | 0
2036-07-13 09:00 | 2036 | 7 | 0 | 0 | 0
2036-07-13 10:00 | 2036 | 7 | 0 | 0 | 0
2036-07-13 11:00 | 2036 | 7 | 0 | 0 | 0
2036-07-13 12:00 | 2036 | 7 | 0 | 0 | 0
2036-07-13 13:00 | 2036 | 7 | 0 | 0 | 0
2036-07-13 14:00 | 2036 | 7 | 0 | 0 | 0
2036-07-13 15:00 | 2036 | 7 | 0 | 0 | 0
2036-07-13 16:00 | 2036 | 7 | 0 | 0 | 0
2036-07-13 17:00 | 2036 | 7 | 0 | 0 | 0
2036-07-13 18:00 | 2036 | 7 | 0 | 0 | 0
2036-07-13 19:00 | 2036 | 7 | 0 | 0 | 0
2036-07-13 20:00 | 2036 | 7 | 0 | 0 | 0
2036-07-13 21:00 | 2036 | 7 | 0 | 0 | 0
2036-07-13 22:00 | 2036 | 7 | 0 | 0 | 0
2036-07-13 23:00 | 2036 | 7 | 0 | 0 | 0
2036-07-14 | 2036 | 7 | 0 | 0 | 0
2036-07-14 01:00 | 2036 | 7 | 0 | 0 | 0
2036-07-14 02:00 | 2036 | 7 | 0 | 0 | 0
2036-07-14 03:00 | 2036 | 7 | 0 | 0 | 0
2036-07-14 04:00 | 2036 | 7 | 0 | 0 | 0
2036-07-14 05:00 | 2036 | 7 | 0 | 0 | 0
2036-07-14 06:00 | 2036 | 7 | 0 | 0 | 0
2036-07-14 07:00 | 2036 | 7 | 0 | 0 | 0
2036-07-14 08:00 | 2036 | 7 | 0 | 0 | 0
2036-07-14 09:00 | 2036 | 7 | 0 | 0 | 0
2036-07-14 10:00 | 2036 | 7 | 0 | 0 | 0
2036-07-14 11:00 | 2036 | 7 | 0 | 0 | 0
2036-07-14 12:00 | 2036 | 7 | 0 | 0 | 0
2036-07-14 13:00 | 2036 | 7 | 0 | 0 | 0
2036-07-14 14:00 | 2036 | 7 | 0 | 0 | 0
2036-07-14 15:00 | 2036 | 7 | 0 | 0 | 0
2036-07-14 16:00 | 2036 | 7 | 0 | 0 | 0
2036-07-14 17:00 | 2036 | 7 | 0 | 0 | 0
2036-07-14 18:00 | 2036 | 7 | 0 | 0 | 0
2036-07-14 19:00 | 2036 | 7 | 0 | 0 | 0
2036-07-14 20:00 | 2036 | 7 | 0 | 0 | 0
2036-07-14 21:00 | 2036 | 7 | 0 | 0 | 0
2036-07-14 22:00 | 2036 | 7 | 0 | 0 | 0
2036-07-14 23:00 | 2036 | 7 | 0 | 0 | 0
2036-07-15 | 2036 | 7 | 0 | 0 | 0
2036-07-15 01:00 | 2036 | 7 | 0 | 0 | 0
2036-07-15 02:00 | 2036 | 7 | 0 | 0 | 0
2036-07-15 03:00 | 2036 | 7 | 0 | 0 | 0
2036-07-15 04:00 | 2036 | 7 | 0 | 0 | 0
2036-07-15 05:00 | 2036 | 7 | 0 | 0 | 0
2036-07-15 06:00 | 2036 | 7 | 0 | 0 | 0
2036-07-15 07:00 | 2036 | 7 | 0 | 0 | 0
2036-07-15 08:00 | 2036 | 7 | 0 | 0 | 0
2036-07-15 09:00 | 2036 | 7 | 0 | 0 | 0
2036-07-15 10:00 | 2036 | 7 | 0 | 0 | 0
2036-07-15 11:00 | 2036 | 7 | 0 | 0 | 0
2036-07-15 12:00 | 2036 | 7 | 0 | 0 | 0
2036-07-15 13:00 | 2036 | 7 | 0 | 0 | 0
2036-07-15 14:00 | 2036 | 7 | 0 | 0 | 0
2036-07-15 15:00 | 2036 | 7 | 0 | 0 | 0
2036-07-15 16:00 | 2036 | 7 | 0 | 0 | 0
2036-07-15 17:00 | 2036 | 7 | 0 | 0 | 0
2036-07-15 18:00 | 2036 | 7 | 0 | 0 | 0
2036-07-15 19:00 | 2036 | 7 | 0 | 0 | 0
2036-07-15 20:00 | 2036 | 7 | 0 | 0 | 0
2036-07-15 21:00 | 2036 | 7 | 0 | 0 | 0
2036-07-15 22:00 | 2036 | 7 | 0 | 0 | 0
2036-07-15 23:00 | 2036 | 7 | 0 | 0 | 0
2036-07-16 | 2036 | 7 | 0 | 0 | 0
2036-07-16 01:00 | 2036 | 7 | 0 | 0 | 0
2036-07-16 02:00 | 2036 | 7 | 0 | 0 | 0
2036-07-16 03:00 | 2036 | 7 | 0 | 0 | 0
2036-07-16 04:00 | 2036 | 7 | 0 | 0 | 0
2036-07-16 05:00 | 2036 | 7 | 0 | 0 | 0
2036-07-16 06:00 | 2036 | 7 | 0 | 0 | 0
2036-07-16 07:00 | 2036 | 7 | 0 | 0 | 0
2036-07-16 08:00 | 2036 | 7 | 0 | 0 | 0
2036-07-16 09:00 | 2036 | 7 | 0 | 0 | 0
2036-07-16 10:00 | 2036 | 7 | 0 | 0 | 0
2036-07-16 11:00 | 2036 | 7 | 0 | 0 | 0
2036-07-16 12:00 | 2036 | 7 | 0 | 0 | 0
2036-07-16 13:00 | 2036 | 7 | 0 | 0 | 0
2036-07-16 14:00 | 2036 | 7 | 0 | 0 | 0
2036-07-16 15:00 | 2036 | 7 | 0 | 0 | 0
2036-07-16 16:00 | 2036 | 7 | 0 | 0 | 0
2036-07-16 17:00 | 2036 | 7 | 0 | 0 | 0
2036-07-16 18:00 | 2036 | 7 | 0 | 0 | 0
2036-07-16 19:00 | 2036 | 7 | 0 | 0 | 0
2036-07-16 20:00 | 2036 | 7 | 0 | 0 | 0
2036-07-16 21:00 | 2036 | 7 | 0 | 0 | 0
2036-07-16 22:00 | 2036 | 7 | 0 | 0 | 0
2036-07-16 23:00 | 2036 | 7 | 0 | 0 | 0
2036-07-17 | 2036 | 7 | 0 | 0 | 0
2036-07-17 01:00 | 2036 | 7 | 0 | 0 | 0
2036-07-17 02:00 | 2036 | 7 | 0 | 0 | 0
2036-07-17 03:00 | 2036 | 7 | 0 | 0 | 0
2036-07-17 04:00 | 2036 | 7 | 0 | 0 | 0
2036-07-17 05:00 | 2036 | 7 | 0 | 0 | 0
2036-07-17 06:00 | 2036 | 7 | 0 | 0 | 0
2036-07-17 07:00 | 2036 | 7 | 0 | 0 | 0
2036-07-17 08:00 | 2036 | 7 | 0 | 0 | 0
2036-07-17 09:00 | 2036 | 7 | 0 | 0 | 0
2036-07-17 10:00 | 2036 | 7 | 0 | 0 | 0
2036-07-17 11:00 | 2036 | 7 | 0 | 0 | 0
2036-07-17 12:00 | 2036 | 7 | 0 | 0 | 0
2036-07-17 13:00 | 2036 | 7 | 0 | 0 | 0
2036-07-17 14:00 | 2036 | 7 | 0 | 0 | 0
2036-07-17 15:00 | 2036 | 7 | 0 | 0 | 0
2036-07-17 16:00 | 2036 | 7 | 0 | 0 | 0
2036-07-17 17:00 | 2036 | 7 | 0 | 0 | 0
2036-07-17 18:00 | 2036 | 7 | 0 | 0 | 0
2036-07-17 19:00 | 2036 | 7 | 0 | 0 | 0
2036-07-17 20:00 | 2036 | 7 | 0 | 0 | 0
2036-07-17 21:00 | 2036 | 7 | 0 | 0 | 0
2036-07-17 22:00 | 2036 | 7 | 0 | 0 | 0
2036-07-17 23:00 | 2036 | 7 | 0 | 0 | 0
2036-07-18 | 2036 | 7 | 0 | 0 | 0
2036-07-18 01:00 | 2036 | 7 | 0 | 0 | 0
2036-07-18 02:00 | 2036 | 7 | 0 | 0 | 0
2036-07-18 03:00 | 2036 | 7 | 0 | 0 | 0
2036-07-18 04:00 | 2036 | 7 | 0 | 0 | 0
2036-07-18 05:00 | 2036 | 7 | 0 | 0 | 0
2036-07-18 06:00 | 2036 | 7 | 0 | 0 | 0
2036-07-18 07:00 | 2036 | 7 | 0 | 0 | 0
2036-07-18 08:00 | 2036 | 7 | 0 | 0 | 0
2036-07-18 09:00 | 2036 | 7 | 0 | 0 | 0
2036-07-18 10:00 | 2036 | 7 | 0 | 0 | 0
2036-07-18 11:00 | 2036 | 7 | 0 | 0 | 0
2036-07-18 12:00 | 2036 | 7 | 0 | 0 | 0
2036-07-18 13:00 | 2036 | 7 | 0 | 0 | 0
2036-07-18 14:00 | 2036 | 7 | 0 | 0 | 0
2036-07-18 15:00 | 2036 | 7 | 0 | 0 | 0
2036-07-18 16:00 | 2036 | 7 | 0 | 0 | 0
2036-07-18 17:00 | 2036 | 7 | 0 | 0 | 0
2036-07-18 18:00 | 2036 | 7 | 0 | 0 | 0
2036-07-18 19:00 | 2036 | 7 | 0 | 0 | 0
2036-07-18 20:00 | 2036 | 7 | 0 | 0 | 0
2036-07-18 21:00 | 2036 | 7 | 0 | 0 | 0
2036-07-18 22:00 | 2036 | 7 | 0 | 0 | 0
2036-07-18 23:00 | 2036 | 7 | 0 | 0 | 0
2036-07-19 | 2036 | 7 | 0 | 0 | 0
2036-07-19 01:00 | 2036 | 7 | 0 | 0 | 0
2036-07-19 02:00 | 2036 | 7 | 0 | 0 | 0
2036-07-19 03:00 | 2036 | 7 | 0 | 0 | 0
2036-07-19 04:00 | 2036 | 7 | 0 | 0 | 0
2036-07-19 05:00 | 2036 | 7 | 0 | 0 | 0
2036-07-19 06:00 | 2036 | 7 | 0 | 0 | 0
2036-07-19 07:00 | 2036 | 7 | 0 | 0 | 0
2036-07-19 08:00 | 2036 | 7 | 0 | 0 | 0
2036-07-19 09:00 | 2036 | 7 | 0 | 0 | 0
2036-07-19 10:00 | 2036 | 7 | 0 | 0 | 0
2036-07-19 11:00 | 2036 | 7 | 0 | 0 | 0
2036-07-19 12:00 | 2036 | 7 | 0 | 0 | 0
2036-07-19 13:00 | 2036 | 7 | 0 | 0 | 0
2036-07-19 14:00 | 2036 | 7 | 0 | 0 | 0
2036-07-19 15:00 | 2036 | 7 | 0 | 0 | 0
2036-07-19 16:00 | 2036 | 7 | 0 | 0 | 0
2036-07-19 17:00 | 2036 | 7 | 0 | 0 | 0
2036-07-19 18:00 | 2036 | 7 | 0 | 0 | 0
2036-07-19 19:00 | 2036 | 7 | 0 | 0 | 0
2036-07-19 20:00 | 2036 | 7 | 0 | 0 | 0
2036-07-19 21:00 | 2036 | 7 | 0 | 0 | 0
2036-07-19 22:00 | 2036 | 7 | 0 | 0 | 0
2036-07-19 23:00 | 2036 | 7 | 0 | 0 | 0
2036-07-20 | 2036 | 7 | 0 | 0 | 0
2036-07-20 01:00 | 2036 | 7 | 0 | 0 | 0
2036-07-20 02:00 | 2036 | 7 | 0 | 0 | 0
2036-07-20 03:00 | 2036 | 7 | 0 | 0 | 0
2036-07-20 04:00 | 2036 | 7 | 0 | 0 | 0
2036-07-20 05:00 | 2036 | 7 | 0 | 0 | 0
2036-07-20 06:00 | 2036 | 7 | 0 | 0 | 0
2036-07-20 07:00 | 2036 | 7 | 0 | 0 | 0
2036-07-20 08:00 | 2036 | 7 | 0 | 0 | 0
2036-07-20 09:00 | 2036 | 7 | 0 | 0 | 0
2036-07-20 10:00 | 2036 | 7 | 0 | 0 | 0
2036-07-20 11:00 | 2036 | 7 | 0 | 0 | 0
2036-07-20 12:00 | 2036 | 7 | 0 | 0 | 0
2036-07-20 13:00 | 2036 | 7 | 0 | 0 | 0
2036-07-20 14:00 | 2036 | 7 | 0 | 0 | 0
2036-07-20 15:00 | 2036 | 7 | 0 | 0 | 0
2036-07-20 16:00 | 2036 | 7 | 0 | 0 | 0
2036-07-20 17:00 | 2036 | 7 | 0 | 0 | 0
2036-07-20 18:00 | 2036 | 7 | 0 | 0 | 0
2036-07-20 19:00 | 2036 | 7 | 0 | 0 | 0
2036-07-20 20:00 | 2036 | 7 | 0 | 0 | 0
2036-07-20 21:00 | 2036 | 7 | 0 | 0 | 0
2036-07-20 22:00 | 2036 | 7 | 0 | 0 | 0
2036-07-20 23:00 | 2036 | 7 | 0 | 0 | 0
2036-07-21 | 2036 | 7 | 0 | 0 | 0
2036-07-21 01:00 | 2036 | 7 | 0 | 0 | 0
2036-07-21 02:00 | 2036 | 7 | 0 | 0 | 0
2036-07-21 03:00 | 2036 | 7 | 0 | 0 | 0
2036-07-21 04:00 | 2036 | 7 | 0 | 0 | 0
2036-07-21 05:00 | 2036 | 7 | 0 | 0 | 0
2036-07-21 06:00 | 2036 | 7 | 0 | 0 | 0
2036-07-21 07:00 | 2036 | 7 | 0 | 0 | 0
2036-07-21 08:00 | 2036 | 7 | 0 | 0 | 0
2036-07-21 09:00 | 2036 | 7 | 0 | 0 | 0
2036-07-21 10:00 | 2036 | 7 | 0 | 0 | 0
2036-07-21 11:00 | 2036 | 7 | 0 | 0 | 0
2036-07-21 12:00 | 2036 | 7 | 0 | 0 | 0
2036-07-21 13:00 | 2036 | 7 | 0 | 0 | 0
2036-07-21 14:00 | 2036 | 7 | 0 | 0 | 0
2036-07-21 15:00 | 2036 | 7 | 0 | 0 | 0
2036-07-21 16:00 | 2036 | 7 | 0 | 0 | 0
2036-07-21 17:00 | 2036 | 7 | 0 | 0 | 0
2036-07-21 18:00 | 2036 | 7 | 0 | 0 | 0
2036-07-21 19:00 | 2036 | 7 | 0 | 0 | 0
2036-07-21 20:00 | 2036 | 7 | 0 | 0 | 0
2036-07-21 21:00 | 2036 | 7 | 0 | 0 | 0
2036-07-21 22:00 | 2036 | 7 | 0 | 0 | 0
2036-07-21 23:00 | 2036 | 7 | 0 | 0 | 0
2036-07-22 | 2036 | 7 | 0 | 0 | 0
2036-07-22 01:00 | 2036 | 7 | 0 | 0 | 0
2036-07-22 02:00 | 2036 | 7 | 0 | 0 | 0
2036-07-22 03:00 | 2036 | 7 | 0 | 0 | 0
2036-07-22 04:00 | 2036 | 7 | 0 | 0 | 0
2036-07-22 05:00 | 2036 | 7 | 0 | 0 | 0
2036-07-22 06:00 | 2036 | 7 | 0 | 0 | 0
2036-07-22 07:00 | 2036 | 7 | 0 | 0 | 0
2036-07-22 08:00 | 2036 | 7 | 0 | 0 | 0
2036-07-22 09:00 | 2036 | 7 | 0 | 0 | 0
2036-07-22 10:00 | 2036 | 7 | 0 | 0 | 0
2036-07-22 11:00 | 2036 | 7 | 0 | 0 | 0
2036-07-22 12:00 | 2036 | 7 | 0 | 0 | 0
2036-07-22 13:00 | 2036 | 7 | 0 | 0 | 0
2036-07-22 14:00 | 2036 | 7 | 0 | 0 | 0
2036-07-22 15:00 | 2036 | 7 | 0 | 0 | 0
2036-07-22 16:00 | 2036 | 7 | 0 | 0 | 0
2036-07-22 17:00 | 2036 | 7 | 0 | 0 | 0
2036-07-22 18:00 | 2036 | 7 | 0 | 0 | 0
2036-07-22 19:00 | 2036 | 7 | 0 | 0 | 0
2036-07-22 20:00 | 2036 | 7 | 0 | 0 | 0
2036-07-22 21:00 | 2036 | 7 | 0 | 0 | 0
2036-07-22 22:00 | 2036 | 7 | 0 | 0 | 0
2036-07-22 23:00 | 2036 | 7 | 0 | 0 | 0
2036-07-23 | 2036 | 7 | 0 | 0 | 0
2036-07-23 01:00 | 2036 | 7 | 0 | 0 | 0
2036-07-23 02:00 | 2036 | 7 | 0 | 0 | 0
2036-07-23 03:00 | 2036 | 7 | 0 | 0 | 0
2036-07-23 04:00 | 2036 | 7 | 0 | 0 | 0
2036-07-23 05:00 | 2036 | 7 | 0 | 0 | 0
2036-07-23 06:00 | 2036 | 7 | 0 | 0 | 0
2036-07-23 07:00 | 2036 | 7 | 0 | 0 | 0
2036-07-23 08:00 | 2036 | 7 | 0 | 0 | 0
2036-07-23 09:00 | 2036 | 7 | 0 | 0 | 0
2036-07-23 10:00 | 2036 | 7 | 0 | 0 | 0
2036-07-23 11:00 | 2036 | 7 | 0 | 0 | 0
2036-07-23 12:00 | 2036 | 7 | 0 | 0 | 0
2036-07-23 13:00 | 2036 | 7 | 0 | 0 | 0
2036-07-23 14:00 | 2036 | 7 | 0 | 0 | 0
2036-07-23 15:00 | 2036 | 7 | 0 | 0 | 0
2036-07-23 16:00 | 2036 | 7 | 0 | 0 | 0
2036-07-23 17:00 | 2036 | 7 | 0 | 0 | 0
2036-07-23 18:00 | 2036 | 7 | 0 | 0 | 0
2036-07-23 19:00 | 2036 | 7 | 0 | 0 | 0
2036-07-23 20:00 | 2036 | 7 | 0 | 0 | 0
2036-07-23 21:00 | 2036 | 7 | 0 | 0 | 0
2036-07-23 22:00 | 2036 | 7 | 0 | 0 | 0
2036-07-23 23:00 | 2036 | 7 | 0 | 0 | 0
2036-07-24 | 2036 | 7 | 0 | 0 | 0
2036-07-24 01:00 | 2036 | 7 | 0 | 0 | 0
2036-07-24 02:00 | 2036 | 7 | 0 | 0 | 0
2036-07-24 03:00 | 2036 | 7 | 0 | 0 | 0
2036-07-24 04:00 | 2036 | 7 | 0 | 0 | 0
2036-07-24 05:00 | 2036 | 7 | 0 | 0 | 0
2036-07-24 06:00 | 2036 | 7 | 0 | 0 | 0
2036-07-24 07:00 | 2036 | 7 | 0 | 0 | 0
2036-07-24 08:00 | 2036 | 7 | 0 | 0 | 0
2036-07-24 09:00 | 2036 | 7 | 0 | 0 | 0
2036-07-24 10:00 | 2036 | 7 | 0 | 0 | 0
2036-07-24 11:00 | 2036 | 7 | 0 | 0 | 0
2036-07-24 12:00 | 2036 | 7 | 0 | 0 | 0
2036-07-24 13:00 | 2036 | 7 | 0 | 0 | 0
2036-07-24 14:00 | 2036 | 7 | 0 | 0 | 0
2036-07-24 15:00 | 2036 | 7 | 0 | 0 | 0
2036-07-24 16:00 | 2036 | 7 | 0 | 0 | 0
2036-07-24 17:00 | 2036 | 7 | 0 | 0 | 0
2036-07-24 18:00 | 2036 | 7 | 0 | 0 | 0
2036-07-24 19:00 | 2036 | 7 | 0 | 0 | 0
2036-07-24 20:00 | 2036 | 7 | 0 | 0 | 0
2036-07-24 21:00 | 2036 | 7 | 0 | 0 | 0
2036-07-24 22:00 | 2036 | 7 | 0 | 0 | 0
2036-07-24 23:00 | 2036 | 7 | 0 | 0 | 0
2036-07-25 | 2036 | 7 | 0 | 0 | 0
2036-07-25 01:00 | 2036 | 7 | 0 | 0 | 0
2036-07-25 02:00 | 2036 | 7 | 0 | 0 | 0
2036-07-25 03:00 | 2036 | 7 | 0 | 0 | 0
2036-07-25 04:00 | 2036 | 7 | 0 | 0 | 0
2036-07-25 05:00 | 2036 | 7 | 0 | 0 | 0
2036-07-25 06:00 | 2036 | 7 | 0 | 0 | 0
2036-07-25 07:00 | 2036 | 7 | 0 | 0 | 0
2036-07-25 08:00 | 2036 | 7 | 0 | 0 | 0
2036-07-25 09:00 | 2036 | 7 | 0 | 0 | 0
2036-07-25 10:00 | 2036 | 7 | 0 | 0 | 0
2036-07-25 11:00 | 2036 | 7 | 0 | 0 | 0
2036-07-25 12:00 | 2036 | 7 | 0 | 0 | 0
2036-07-25 13:00 | 2036 | 7 | 0 | 0 | 0
2036-07-25 14:00 | 2036 | 7 | 0 | 0 | 0
2036-07-25 15:00 | 2036 | 7 | 0 | 0 | 0
2036-07-25 16:00 | 2036 | 7 | 0 | 0 | 0
2036-07-25 17:00 | 2036 | 7 | 0 | 0 | 0
2036-07-25 18:00 | 2036 | 7 | 0 | 0 | 0
2036-07-25 19:00 | 2036 | 7 | 0 | 0 | 0
2036-07-25 20:00 | 2036 | 7 | 0 | 0 | 0
2036-07-25 21:00 | 2036 | 7 | 0 | 0 | 0
2036-07-25 22:00 | 2036 | 7 | 0 | 0 | 0
2036-07-25 23:00 | 2036 | 7 | 0 | 0 | 0
2036-07-26 | 2036 | 7 | 0 | 0 | 0
2036-07-26 01:00 | 2036 | 7 | 0 | 0 | 0
2036-07-26 02:00 | 2036 | 7 | 0 | 0 | 0
2036-07-26 03:00 | 2036 | 7 | 0 | 0 | 0
2036-07-26 04:00 | 2036 | 7 | 0 | 0 | 0
2036-07-26 05:00 | 2036 | 7 | 0 | 0 | 0
2036-07-26 06:00 | 2036 | 7 | 0 | 0 | 0
2036-07-26 07:00 | 2036 | 7 | 0 | 0 | 0
2036-07-26 08:00 | 2036 | 7 | 0 | 0 | 0
2036-07-26 09:00 | 2036 | 7 | 0 | 0 | 0
2036-07-26 10:00 | 2036 | 7 | 0 | 0 | 0
2036-07-26 11:00 | 2036 | 7 | 0 | 0 | 0
2036-07-26 12:00 | 2036 | 7 | 0 | 0 | 0
2036-07-26 13:00 | 2036 | 7 | 0 | 0 | 0
2036-07-26 14:00 | 2036 | 7 | 0 | 0 | 0
2036-07-26 15:00 | 2036 | 7 | 0 | 0 | 0
2036-07-26 16:00 | 2036 | 7 | 0 | 0 | 0
2036-07-26 17:00 | 2036 | 7 | 0 | 0 | 0
2036-07-26 18:00 | 2036 | 7 | 0 | 0 | 0
2036-07-26 19:00 | 2036 | 7 | 0 | 0 | 0
2036-07-26 20:00 | 2036 | 7 | 0 | 0 | 0
2036-07-26 21:00 | 2036 | 7 | 0 | 0 | 0
2036-07-26 22:00 | 2036 | 7 | 0 | 0 | 0
2036-07-26 23:00 | 2036 | 7 | 0 | 0 | 0
2036-07-27 | 2036 | 7 | 0 | 0 | 0
2036-07-27 01:00 | 2036 | 7 | 0 | 0 | 0
2036-07-27 02:00 | 2036 | 7 | 0 | 0 | 0
2036-07-27 03:00 | 2036 | 7 | 0 | 0 | 0
2036-07-27 04:00 | 2036 | 7 | 0 | 0 | 0
2036-07-27 05:00 | 2036 | 7 | 0 | 0 | 0
2036-07-27 06:00 | 2036 | 7 | 0 | 0 | 0
2036-07-27 07:00 | 2036 | 7 | 0 | 0 | 0
2036-07-27 08:00 | 2036 | 7 | 0 | 0 | 0
2036-07-27 09:00 | 2036 | 7 | 0 | 0 | 0
2036-07-27 10:00 | 2036 | 7 | 0 | 0 | 0
2036-07-27 11:00 | 2036 | 7 | 0 | 0 | 0
2036-07-27 12:00 | 2036 | 7 | 0 | 0 | 0
2036-07-27 13:00 | 2036 | 7 | 0 | 0 | 0
2036-07-27 14:00 | 2036 | 7 | 0 | 0 | 0
2036-07-27 15:00 | 2036 | 7 | 0 | 0 | 0
2036-07-27 16:00 | 2036 | 7 | 0 | 0 | 0
2036-07-27 17:00 | 2036 | 7 | 0 | 0 | 0
2036-07-27 18:00 | 2036 | 7 | 0 | 0 | 0
2036-07-27 19:00 | 2036 | 7 | 0 | 0 | 0
2036-07-27 20:00 | 2036 | 7 | 0 | 0 | 0
2036-07-27 21:00 | 2036 | 7 | 0 | 0 | 0
2036-07-27 22:00 | 2036 | 7 | 0 | 0 | 0
2036-07-27 23:00 | 2036 | 7 | 0 | 0 | 0
2036-07-28 | 2036 | 7 | 0 | 0 | 0
2036-07-28 01:00 | 2036 | 7 | 0 | 0 | 0
2036-07-28 02:00 | 2036 | 7 | 0 | 0 | 0
2036-07-28 03:00 | 2036 | 7 | 0 | 0 | 0
2036-07-28 04:00 | 2036 | 7 | 0 | 0 | 0
2036-07-28 05:00 | 2036 | 7 | 0 | 0 | 0
2036-07-28 06:00 | 2036 | 7 | 0 | 0 | 0
2036-07-28 07:00 | 2036 | 7 | 0 | 0 | 0
2036-07-28 08:00 | 2036 | 7 | 0 | 0 | 0
2036-07-28 09:00 | 2036 | 7 | 0 | 0 | 0
2036-07-28 10:00 | 2036 | 7 | 0 | 0 | 0
2036-07-28 11:00 | 2036 | 7 | 0 | 0 | 0
2036-07-28 12:00 | 2036 | 7 | 0 | 0 | 0
2036-07-28 13:00 | 2036 | 7 | 0 | 0 | 0
2036-07-28 14:00 | 2036 | 7 | 0 | 0 | 0
2036-07-28 15:00 | 2036 | 7 | 0 | 0 | 0
2036-07-28 16:00 | 2036 | 7 | 0 | 0 | 0
2036-07-28 17:00 | 2036 | 7 | 0 | 0 | 0
2036-07-28 18:00 | 2036 | 7 | 0 | 0 | 0
2036-07-28 19:00 | 2036 | 7 | 0 | 0 | 0
2036-07-28 20:00 | 2036 | 7 | 0 | 0 | 0
2036-07-28 21:00 | 2036 | 7 | 0 | 0 | 0
2036-07-28 22:00 | 2036 | 7 | 0 | 0 | 0
2036-07-28 23:00 | 2036 | 7 | 0 | 0 | 0
2036-07-29 | 2036 | 7 | 0 | 0 | 0
2036-07-29 01:00 | 2036 | 7 | 0 | 0 | 0
2036-07-29 02:00 | 2036 | 7 | 0 | 0 | 0
2036-07-29 03:00 | 2036 | 7 | 0 | 0 | 0
2036-07-29 04:00 | 2036 | 7 | 0 | 0 | 0
2036-07-29 05:00 | 2036 | 7 | 0 | 0 | 0
2036-07-29 06:00 | 2036 | 7 | 0 | 0 | 0
2036-07-29 07:00 | 2036 | 7 | 0 | 0 | 0
2036-07-29 08:00 | 2036 | 7 | 0 | 0 | 0
2036-07-29 09:00 | 2036 | 7 | 0 | 0 | 0
2036-07-29 10:00 | 2036 | 7 | 0 | 0 | 0
2036-07-29 11:00 | 2036 | 7 | 0 | 0 | 0
2036-07-29 12:00 | 2036 | 7 | 0 | 0 | 0
2036-07-29 13:00 | 2036 | 7 | 0 | 0 | 0
2036-07-29 14:00 | 2036 | 7 | 0 | 0 | 0
2036-07-29 15:00 | 2036 | 7 | 0 | 0 | 0
2036-07-29 16:00 | 2036 | 7 | 0 | 0 | 0
2036-07-29 17:00 | 2036 | 7 | 0 | 0 | 0
2036-07-29 18:00 | 2036 | 7 | 0 | 0 | 0
2036-07-29 19:00 | 2036 | 7 | 0 | 0 | 0
2036-07-29 20:00 | 2036 | 7 | 0 | 0 | 0
2036-07-29 21:00 | 2036 | 7 | 0 | 0 | 0
2036-07-29 22:00 | 2036 | 7 | 0 | 0 | 0
2036-07-29 23:00 | 2036 | 7 | 0 | 0 | 0
2036-07-30 | 2036 | 7 | 0 | 0 | 0
2036-07-30 01:00 | 2036 | 7 | 0 | 0 | 0
2036-07-30 02:00 | 2036 | 7 | 0 | 0 | 0
2036-07-30 03:00 | 2036 | 7 | 0 | 0 | 0
2036-07-30 04:00 | 2036 | 7 | 0 | 0 | 0
2036-07-30 05:00 | 2036 | 7 | 0 | 0 | 0
2036-07-30 06:00 | 2036 | 7 | 0 | 0 | 0
2036-07-30 07:00 | 2036 | 7 | 0 | 0 | 0
2036-07-30 08:00 | 2036 | 7 | 0 | 0 | 0
2036-07-30 09:00 | 2036 | 7 | 0 | 0 | 0
2036-07-30 10:00 | 2036 | 7 | 0 | 0 | 0
2036-07-30 11:00 | 2036 | 7 | 0 | 0 | 0
2036-07-30 12:00 | 2036 | 7 | 0 | 0 | 0
2036-07-30 13:00 | 2036 | 7 | 0 | 0 | 0
2036-07-30 14:00 | 2036 | 7 | 0 | 0 | 0
2036-07-30 15:00 | 2036 | 7 | 0 | 0 | 0
2036-07-30 16:00 | 2036 | 7 | 0 | 0 | 0
2036-07-30 17:00 | 2036 | 7 | 0 | 0 | 0
2036-07-30 18:00 | 2036 | 7 | 0 | 0 | 0
2036-07-30 19:00 | 2036 | 7 | 0 | 0 | 0
2036-07-30 20:00 | 2036 | 7 | 0 | 0 | 0
2036-07-30 21:00 | 2036 | 7 | 0 | 0 | 0
2036-07-30 22:00 | 2036 | 7 | 0 | 0 | 0
2036-07-30 23:00 | 2036 | 7 | 0 | 0 | 0
2036-07-31 | 2036 | 7 | 0 | 0 | 0
2036-07-31 01:00 | 2036 | 7 | 0 | 0 | 0
2036-07-31 02:00 | 2036 | 7 | 0 | 0 | 0
2036-07-31 03:00 | 2036 | 7 | 0 | 0 | 0
2036-07-31 04:00 | 2036 | 7 | 0 | 0 | 0
2036-07-31 05:00 | 2036 | 7 | 0 | 0 | 0
2036-07-31 06:00 | 2036 | 7 | 0 | 0 | 0
2036-07-31 07:00 | 2036 | 7 | 0 | 0 | 0
2036-07-31 08:00 | 2036 | 7 | 0 | 0 | 0
2036-07-31 09:00 | 2036 | 7 | 0 | 0 | 0
2036-07-31 10:00 | 2036 | 7 | 0 | 0 | 0
2036-07-31 11:00 | 2036 | 7 | 0 | 0 | 0
2036-07-31 12:00 | 2036 | 7 | 0 | 0 | 0
2036-07-31 13:00 | 2036 | 7 | 0 | 0 | 0
2036-07-31 14:00 | 2036 | 7 | 0 | 0 | 0
2036-07-31 15:00 | 2036 | 7 | 0 | 0 | 0
2036-07-31 16:00 | 2036 | 7 | 0 | 0 | 0
2036-07-31 17:00 | 2036 | 7 | 0 | 0 | 0
2036-07-31 18:00 | 2036 | 7 | 0 | 0 | 0
2036-07-31 19:00 | 2036 | 7 | 0 | 0 | 0
2036-07-31 20:00 | 2036 | 7 | 0 | 0 | 0
2036-07-31 21:00 | 2036 | 7 | 0 | 0 | 0
2036-07-31 22:00 | 2036 | 7 | 0 | 0 | 0
2036-07-31 23:00 | 2036 | 7 | 0 | 0 | 0
2036-08-01 | 2036 | 8 | 0 | 0 | 0
2036-08-01 01:00 | 2036 | 8 | 0 | 0 | 0
2036-08-01 02:00 | 2036 | 8 | 0 | 0 | 0
2036-08-01 03:00 | 2036 | 8 | 0 | 0 | 0
2036-08-01 04:00 | 2036 | 8 | 0 | 0 | 0
2036-08-01 05:00 | 2036 | 8 | 0 | 0 | 0
2036-08-01 06:00 | 2036 | 8 | 0 | 0 | 0
2036-08-01 07:00 | 2036 | 8 | 0 | 0 | 0
2036-08-01 08:00 | 2036 | 8 | 0 | 0 | 0
2036-08-01 09:00 | 2036 | 8 | 0 | 0 | 0
2036-08-01 10:00 | 2036 | 8 | 0 | 0 | 0
2036-08-01 11:00 | 2036 | 8 | 0 | 0 | 0
2036-08-01 12:00 | 2036 | 8 | 0 | 0 | 0
2036-08-01 13:00 | 2036 | 8 | 0 | 0 | 0
2036-08-01 14:00 | 2036 | 8 | 0 | 0 | 0
2036-08-01 15:00 | 2036 | 8 | 0 | 0 | 0
2036-08-01 16:00 | 2036 | 8 | 0 | 0 | 0
2036-08-01 17:00 | 2036 | 8 | 0 | 0 | 0
2036-08-01 18:00 | 2036 | 8 | 0 | 0 | 0
2036-08-01 19:00 | 2036 | 8 | 0 | 0 | 0
2036-08-01 20:00 | 2036 | 8 | 0 | 0 | 0
2036-08-01 21:00 | 2036 | 8 | 0 | 0 | 0
2036-08-01 22:00 | 2036 | 8 | 0 | 0 | 0
2036-08-01 23:00 | 2036 | 8 | 0 | 0 | 0
2036-08-02 | 2036 | 8 | 0 | 0 | 0
2036-08-02 01:00 | 2036 | 8 | 0 | 0 | 0
2036-08-02 02:00 | 2036 | 8 | 0 | 0 | 0
2036-08-02 03:00 | 2036 | 8 | 0 | 0 | 0
2036-08-02 04:00 | 2036 | 8 | 0 | 0 | 0
2036-08-02 05:00 | 2036 | 8 | 0 | 0 | 0
2036-08-02 06:00 | 2036 | 8 | 0 | 0 | 0
2036-08-02 07:00 | 2036 | 8 | 0 | 0 | 0
2036-08-02 08:00 | 2036 | 8 | 0 | 0 | 0
2036-08-02 09:00 | 2036 | 8 | 0 | 0 | 0
2036-08-02 10:00 | 2036 | 8 | 0 | 0 | 0
2036-08-02 11:00 | 2036 | 8 | 0 | 0 | 0
2036-08-02 12:00 | 2036 | 8 | 0 | 0 | 0
2036-08-02 13:00 | 2036 | 8 | 0 | 0 | 0
2036-08-02 14:00 | 2036 | 8 | 0 | 0 | 0
2036-08-02 15:00 | 2036 | 8 | 0 | 0 | 0
2036-08-02 16:00 | 2036 | 8 | 0 | 0 | 0
2036-08-02 17:00 | 2036 | 8 | 0 | 0 | 0
2036-08-02 18:00 | 2036 | 8 | 0 | 0 | 0
2036-08-02 19:00 | 2036 | 8 | 0 | 0 | 0
2036-08-02 20:00 | 2036 | 8 | 0 | 0 | 0
2036-08-02 21:00 | 2036 | 8 | 0 | 0 | 0
2036-08-02 22:00 | 2036 | 8 | 0 | 0 | 0
2036-08-02 23:00 | 2036 | 8 | 0 | 0 | 0
2036-08-03 | 2036 | 8 | 0 | 0 | 0
2036-08-03 01:00 | 2036 | 8 | 0 | 0 | 0
2036-08-03 02:00 | 2036 | 8 | 0 | 0 | 0
2036-08-03 03:00 | 2036 | 8 | 0 | 0 | 0
2036-08-03 04:00 | 2036 | 8 | 0 | 0 | 0
2036-08-03 05:00 | 2036 | 8 | 0 | 0 | 0
2036-08-03 06:00 | 2036 | 8 | 0 | 0 | 0
2036-08-03 07:00 | 2036 | 8 | 0 | 0 | 0
2036-08-03 08:00 | 2036 | 8 | 0 | 0 | 0
2036-08-03 09:00 | 2036 | 8 | 0 | 0 | 0
2036-08-03 10:00 | 2036 | 8 | 0 | 0 | 0
2036-08-03 11:00 | 2036 | 8 | 0 | 0 | 0
2036-08-03 12:00 | 2036 | 8 | 0 | 0 | 0
2036-08-03 13:00 | 2036 | 8 | 0 | 0 | 0
2036-08-03 14:00 | 2036 | 8 | 0 | 0 | 0
2036-08-03 15:00 | 2036 | 8 | 0 | 0 | 0
2036-08-03 16:00 | 2036 | 8 | 0 | 0 | 0
2036-08-03 17:00 | 2036 | 8 | 0 | 0 | 0
2036-08-03 18:00 | 2036 | 8 | 0 | 0 | 0
2036-08-03 19:00 | 2036 | 8 | 0 | 0 | 0
2036-08-03 20:00 | 2036 | 8 | 0 | 0 | 0
2036-08-03 21:00 | 2036 | 8 | 0 | 0 | 0
2036-08-03 22:00 | 2036 | 8 | 0 | 0 | 0
2036-08-03 23:00 | 2036 | 8 | 0 | 0 | 0
2036-08-04 | 2036 | 8 | 0 | 0 | 0
2036-08-04 01:00 | 2036 | 8 | 0 | 0 | 0
2036-08-04 02:00 | 2036 | 8 | 0 | 0 | 0
2036-08-04 03:00 | 2036 | 8 | 0 | 0 | 0
2036-08-04 04:00 | 2036 | 8 | 0 | 0 | 0
2036-08-04 05:00 | 2036 | 8 | 0 | 0 | 0
2036-08-04 06:00 | 2036 | 8 | 0 | 0 | 0
2036-08-04 07:00 | 2036 | 8 | 0 | 0 | 0
2036-08-04 08:00 | 2036 | 8 | 0 | 0 | 0
2036-08-04 09:00 | 2036 | 8 | 0 | 0 | 0
2036-08-04 10:00 | 2036 | 8 | 0 | 0 | 0
2036-08-04 11:00 | 2036 | 8 | 0 | 0 | 0
2036-08-04 12:00 | 2036 | 8 | 0 | 0 | 0
2036-08-04 13:00 | 2036 | 8 | 0 | 0 | 0
2036-08-04 14:00 | 2036 | 8 | 0 | 0 | 0
2036-08-04 15:00 | 2036 | 8 | 0 | 0 | 0
2036-08-04 16:00 | 2036 | 8 | 0 | 0 | 0
2036-08-04 17:00 | 2036 | 8 | 0 | 0 | 0
2036-08-04 18:00 | 2036 | 8 | 0 | 0 | 0
2036-08-04 19:00 | 2036 | 8 | 0 | 0 | 0
2036-08-04 20:00 | 2036 | 8 | 0 | 0 | 0
2036-08-04 21:00 | 2036 | 8 | 0 | 0 | 0
2036-08-04 22:00 | 2036 | 8 | 0 | 0 | 0
2036-08-04 23:00 | 2036 | 8 | 0 | 0 | 0
2036-08-05 | 2036 | 8 | 0 | 0 | 0
2036-08-05 01:00 | 2036 | 8 | 0 | 0 | 0
2036-08-05 02:00 | 2036 | 8 | 0 | 0 | 0
2036-08-05 03:00 | 2036 | 8 | 0 | 0 | 0
2036-08-05 04:00 | 2036 | 8 | 0 | 0 | 0
2036-08-05 05:00 | 2036 | 8 | 0 | 0 | 0
2036-08-05 06:00 | 2036 | 8 | 0 | 0 | 0
2036-08-05 07:00 | 2036 | 8 | 0 | 0 | 0
2036-08-05 08:00 | 2036 | 8 | 0 | 0 | 0
2036-08-05 09:00 | 2036 | 8 | 0 | 0 | 0
2036-08-05 10:00 | 2036 | 8 | 0 | 0 | 0
2036-08-05 11:00 | 2036 | 8 | 0 | 0 | 0
2036-08-05 12:00 | 2036 | 8 | 0 | 0 | 0
2036-08-05 13:00 | 2036 | 8 | 0 | 0 | 0
2036-08-05 14:00 | 2036 | 8 | 0 | 0 | 0
2036-08-05 15:00 | 2036 | 8 | 0 | 0 | 0
2036-08-05 16:00 | 2036 | 8 | 0 | 0 | 0
2036-08-05 17:00 | 2036 | 8 | 0 | 0 | 0
2036-08-05 18:00 | 2036 | 8 | 0 | 0 | 0
2036-08-05 19:00 | 2036 | 8 | 0 | 0 | 0
2036-08-05 20:00 | 2036 | 8 | 0 | 0 | 0
2036-08-05 21:00 | 2036 | 8 | 0 | 0 | 0
2036-08-05 22:00 | 2036 | 8 | 0 | 0 | 0
2036-08-05 23:00 | 2036 | 8 | 0 | 0 | 0
2036-08-06 | 2036 | 8 | 0 | 0 | 0
2036-08-06 01:00 | 2036 | 8 | 0 | 0 | 0
2036-08-06 02:00 | 2036 | 8 | 0 | 0 | 0
2036-08-06 03:00 | 2036 | 8 | 0 | 0 | 0
2036-08-06 04:00 | 2036 | 8 | 0 | 0 | 0
2036-08-06 05:00 | 2036 | 8 | 0 | 0 | 0
2036-08-06 06:00 | 2036 | 8 | 0 | 0 | 0
2036-08-06 07:00 | 2036 | 8 | 0 | 0 | 0
2036-08-06 08:00 | 2036 | 8 | 0 | 0 | 0
2036-08-06 09:00 | 2036 | 8 | 0 | 0 | 0
2036-08-06 10:00 | 2036 | 8 | 0 | 0 | 0
2036-08-06 11:00 | 2036 | 8 | 0 | 0 | 0
2036-08-06 12:00 | 2036 | 8 | 0 | 0 | 0
2036-08-06 13:00 | 2036 | 8 | 0 | 0 | 0
2036-08-06 14:00 | 2036 | 8 | 0 | 0 | 0
2036-08-06 15:00 | 2036 | 8 | 0 | 0 | 0
2036-08-06 16:00 | 2036 | 8 | 0 | 0 | 0
2036-08-06 17:00 | 2036 | 8 | 0 | 0 | 0
2036-08-06 18:00 | 2036 | 8 | 0 | 0 | 0
2036-08-06 19:00 | 2036 | 8 | 0 | 0 | 0
2036-08-06 20:00 | 2036 | 8 | 0 | 0 | 0
2036-08-06 21:00 | 2036 | 8 | 0 | 0 | 0
2036-08-06 22:00 | 2036 | 8 | 0 | 0 | 0
2036-08-06 23:00 | 2036 | 8 | 0 | 0 | 0
2036-08-07 | 2036 | 8 | 0 | 0 | 0
2036-08-07 01:00 | 2036 | 8 | 0 | 0 | 0
2036-08-07 02:00 | 2036 | 8 | 0 | 0 | 0
2036-08-07 03:00 | 2036 | 8 | 0 | 0 | 0
2036-08-07 04:00 | 2036 | 8 | 0 | 0 | 0
2036-08-07 05:00 | 2036 | 8 | 0 | 0 | 0
2036-08-07 06:00 | 2036 | 8 | 0 | 0 | 0
2036-08-07 07:00 | 2036 | 8 | 0 | 0 | 0
2036-08-07 08:00 | 2036 | 8 | 0 | 0 | 0
2036-08-07 09:00 | 2036 | 8 | 0 | 0 | 0
2036-08-07 10:00 | 2036 | 8 | 0 | 0 | 0
2036-08-07 11:00 | 2036 | 8 | 0 | 0 | 0
2036-08-07 12:00 | 2036 | 8 | 0 | 0 | 0
2036-08-07 13:00 | 2036 | 8 | 0 | 0 | 0
2036-08-07 14:00 | 2036 | 8 | 0 | 0 | 0
2036-08-07 15:00 | 2036 | 8 | 0 | 0 | 0
2036-08-07 16:00 | 2036 | 8 | 0 | 0 | 0
2036-08-07 17:00 | 2036 | 8 | 0 | 0 | 0
2036-08-07 18:00 | 2036 | 8 | 0 | 0 | 0
2036-08-07 19:00 | 2036 | 8 | 0 | 0 | 0
2036-08-07 20:00 | 2036 | 8 | 0 | 0 | 0
2036-08-07 21:00 | 2036 | 8 | 0 | 0 | 0
2036-08-07 22:00 | 2036 | 8 | 0 | 0 | 0
2036-08-07 23:00 | 2036 | 8 | 0 | 0 | 0
2036-08-08 | 2036 | 8 | 0 | 0 | 0
2036-08-08 01:00 | 2036 | 8 | 0 | 0 | 0
2036-08-08 02:00 | 2036 | 8 | 0 | 0 | 0
2036-08-08 03:00 | 2036 | 8 | 0 | 0 | 0
2036-08-08 04:00 | 2036 | 8 | 0 | 0 | 0
2036-08-08 05:00 | 2036 | 8 | 0 | 0 | 0
2036-08-08 06:00 | 2036 | 8 | 0 | 0 | 0
2036-08-08 07:00 | 2036 | 8 | 0 | 0 | 0
2036-08-08 08:00 | 2036 | 8 | 0 | 0 | 0
2036-08-08 09:00 | 2036 | 8 | 0 | 0 | 0
2036-08-08 10:00 | 2036 | 8 | 0 | 0 | 0
2036-08-08 11:00 | 2036 | 8 | 0 | 0 | 0
2036-08-08 12:00 | 2036 | 8 | 0 | 0 | 0
2036-08-08 13:00 | 2036 | 8 | 0 | 0 | 0
2036-08-08 14:00 | 2036 | 8 | 0 | 0 | 0
2036-08-08 15:00 | 2036 | 8 | 0 | 0 | 0
2036-08-08 16:00 | 2036 | 8 | 0 | 0 | 0
2036-08-08 17:00 | 2036 | 8 | 0 | 0 | 0
2036-08-08 18:00 | 2036 | 8 | 0 | 0 | 0
2036-08-08 19:00 | 2036 | 8 | 0 | 0 | 0
2036-08-08 20:00 | 2036 | 8 | 0 | 0 | 0
2036-08-08 21:00 | 2036 | 8 | 0 | 0 | 0
2036-08-08 22:00 | 2036 | 8 | 0 | 0 | 0
2036-08-08 23:00 | 2036 | 8 | 0 | 0 | 0
2036-08-09 | 2036 | 8 | 0 | 0 | 0
2036-08-09 01:00 | 2036 | 8 | 0 | 0 | 0
2036-08-09 02:00 | 2036 | 8 | 0 | 0 | 0
2036-08-09 03:00 | 2036 | 8 | 0 | 0 | 0
2036-08-09 04:00 | 2036 | 8 | 0 | 0 | 0
2036-08-09 05:00 | 2036 | 8 | 0 | 0 | 0
2036-08-09 06:00 | 2036 | 8 | 0 | 0 | 0
2036-08-09 07:00 | 2036 | 8 | 0 | 0 | 0
2036-08-09 08:00 | 2036 | 8 | 0 | 0 | 0
2036-08-09 09:00 | 2036 | 8 | 0 | 0 | 0
2036-08-09 10:00 | 2036 | 8 | 0 | 0 | 0
2036-08-09 11:00 | 2036 | 8 | 0 | 0 | 0
2036-08-09 12:00 | 2036 | 8 | 0 | 0 | 0
2036-08-09 13:00 | 2036 | 8 | 0 | 0 | 0
2036-08-09 14:00 | 2036 | 8 | 0 | 0 | 0
2036-08-09 15:00 | 2036 | 8 | 0 | 0 | 0
2036-08-09 16:00 | 2036 | 8 | 0 | 0 | 0
2036-08-09 17:00 | 2036 | 8 | 0 | 0 | 0
2036-08-09 18:00 | 2036 | 8 | 0 | 0 | 0
2036-08-09 19:00 | 2036 | 8 | 0 | 0 | 0
2036-08-09 20:00 | 2036 | 8 | 0 | 0 | 0
2036-08-09 21:00 | 2036 | 8 | 0 | 0 | 0
2036-08-09 22:00 | 2036 | 8 | 0 | 0 | 0
2036-08-09 23:00 | 2036 | 8 | 0 | 0 | 0
2036-08-10 | 2036 | 8 | 0 | 0 | 0
2036-08-10 01:00 | 2036 | 8 | 0 | 0 | 0
2036-08-10 02:00 | 2036 | 8 | 0 | 0 | 0
2036-08-10 03:00 | 2036 | 8 | 0 | 0 | 0
2036-08-10 04:00 | 2036 | 8 | 0 | 0 | 0
2036-08-10 05:00 | 2036 | 8 | 0 | 0 | 0
2036-08-10 06:00 | 2036 | 8 | 0 | 0 | 0
2036-08-10 07:00 | 2036 | 8 | 0 | 0 | 0
2036-08-10 08:00 | 2036 | 8 | 0 | 0 | 0
2036-08-10 09:00 | 2036 | 8 | 0 | 0 | 0
2036-08-10 10:00 | 2036 | 8 | 0 | 0 | 0
2036-08-10 11:00 | 2036 | 8 | 0 | 0 | 0
2036-08-10 12:00 | 2036 | 8 | 0 | 0 | 0
2036-08-10 13:00 | 2036 | 8 | 0 | 0 | 0
2036-08-10 14:00 | 2036 | 8 | 0 | 0 | 0
2036-08-10 15:00 | 2036 | 8 | 0 | 0 | 0
2036-08-10 16:00 | 2036 | 8 | 0 | 0 | 0
2036-08-10 17:00 | 2036 | 8 | 0 | 0 | 0
2036-08-10 18:00 | 2036 | 8 | 0 | 0 | 0
2036-08-10 19:00 | 2036 | 8 | 0 | 0 | 0
2036-08-10 20:00 | 2036 | 8 | 0 | 0 | 0
2036-08-10 21:00 | 2036 | 8 | 0 | 0 | 0
2036-08-10 22:00 | 2036 | 8 | 0 | 0 | 0
2036-08-10 23:00 | 2036 | 8 | 0 | 0 | 0
2036-08-11 | 2036 | 8 | 0 | 0 | 0
2036-08-11 01:00 | 2036 | 8 | 0 | 0 | 0
2036-08-11 02:00 | 2036 | 8 | 0 | 0 | 0
2036-08-11 03:00 | 2036 | 8 | 0 | 0 | 0
2036-08-11 04:00 | 2036 | 8 | 0 | 0 | 0
2036-08-11 05:00 | 2036 | 8 | 0 | 0 | 0
2036-08-11 06:00 | 2036 | 8 | 0 | 0 | 0
2036-08-11 07:00 | 2036 | 8 | 0 | 0 | 0
2036-08-11 08:00 | 2036 | 8 | 0 | 0 | 0
2036-08-11 09:00 | 2036 | 8 | 0 | 0 | 0
2036-08-11 10:00 | 2036 | 8 | 0 | 0 | 0
2036-08-11 11:00 | 2036 | 8 | 0 | 0 | 0
2036-08-11 12:00 | 2036 | 8 | 0 | 0 | 0
2036-08-11 13:00 | 2036 | 8 | 0 | 0 | 0
2036-08-11 14:00 | 2036 | 8 | 0 | 0 | 0
2036-08-11 15:00 | 2036 | 8 | 0 | 0 | 0
2036-08-11 16:00 | 2036 | 8 | 0 | 0 | 0
2036-08-11 17:00 | 2036 | 8 | 0 | 0 | 0
2036-08-11 18:00 | 2036 | 8 | 0 | 0 | 0
2036-08-11 19:00 | 2036 | 8 | 0 | 0 | 0
2036-08-11 20:00 | 2036 | 8 | 0 | 0 | 0
2036-08-11 21:00 | 2036 | 8 | 0 | 0 | 0
2036-08-11 22:00 | 2036 | 8 | 0 | 0 | 0
2036-08-11 23:00 | 2036 | 8 | 0 | 0 | 0
2036-08-12 | 2036 | 8 | 0 | 0 | 0
2036-08-12 01:00 | 2036 | 8 | 0 | 0 | 0
2036-08-12 02:00 | 2036 | 8 | 0 | 0 | 0
2036-08-12 03:00 | 2036 | 8 | 0 | 0 | 0
2036-08-12 04:00 | 2036 | 8 | 0 | 0 | 0
2036-08-12 05:00 | 2036 | 8 | 0 | 0 | 0
2036-08-12 06:00 | 2036 | 8 | 0 | 0 | 0
2036-08-12 07:00 | 2036 | 8 | 0 | 0 | 0
2036-08-12 08:00 | 2036 | 8 | 0 | 0 | 0
2036-08-12 09:00 | 2036 | 8 | 0 | 0 | 0
2036-08-12 10:00 | 2036 | 8 | 0 | 0 | 0
2036-08-12 11:00 | 2036 | 8 | 0 | 0 | 0
2036-08-12 12:00 | 2036 | 8 | 0 | 0 | 0
2036-08-12 13:00 | 2036 | 8 | 0 | 0 | 0
2036-08-12 14:00 | 2036 | 8 | 0 | 0 | 0
2036-08-12 15:00 | 2036 | 8 | 0 | 0 | 0
2036-08-12 16:00 | 2036 | 8 | 0 | 0 | 0
2036-08-12 17:00 | 2036 | 8 | 0 | 0 | 0
2036-08-12 18:00 | 2036 | 8 | 0 | 0 | 0
2036-08-12 19:00 | 2036 | 8 | 0 | 0 | 0
2036-08-12 20:00 | 2036 | 8 | 0 | 0 | 0
2036-08-12 21:00 | 2036 | 8 | 0 | 0 | 0
2036-08-12 22:00 | 2036 | 8 | 0 | 0 | 0
2036-08-12 23:00 | 2036 | 8 | 0 | 0 | 0
2036-08-13 | 2036 | 8 | 0 | 0 | 0
2036-08-13 01:00 | 2036 | 8 | 0 | 0 | 0
2036-08-13 02:00 | 2036 | 8 | 0 | 0 | 0
2036-08-13 03:00 | 2036 | 8 | 0 | 0 | 0
2036-08-13 04:00 | 2036 | 8 | 0 | 0 | 0
2036-08-13 05:00 | 2036 | 8 | 0 | 0 | 0
2036-08-13 06:00 | 2036 | 8 | 0 | 0 | 0
2036-08-13 07:00 | 2036 | 8 | 0 | 0 | 0
2036-08-13 08:00 | 2036 | 8 | 0 | 0 | 0
2036-08-13 09:00 | 2036 | 8 | 0 | 0 | 0
2036-08-13 10:00 | 2036 | 8 | 0 | 0 | 0
2036-08-13 11:00 | 2036 | 8 | 0 | 0 | 0
2036-08-13 12:00 | 2036 | 8 | 0 | 0 | 0
2036-08-13 13:00 | 2036 | 8 | 0 | 0 | 0
2036-08-13 14:00 | 2036 | 8 | 0 | 0 | 0
2036-08-13 15:00 | 2036 | 8 | 0 | 0 | 0
2036-08-13 16:00 | 2036 | 8 | 0 | 0 | 0
2036-08-13 17:00 | 2036 | 8 | 0 | 0 | 0
2036-08-13 18:00 | 2036 | 8 | 0 | 0 | 0
2036-08-13 19:00 | 2036 | 8 | 0 | 0 | 0
2036-08-13 20:00 | 2036 | 8 | 0 | 0 | 0
2036-08-13 21:00 | 2036 | 8 | 0 | 0 | 0
2036-08-13 22:00 | 2036 | 8 | 0 | 0 | 0
2036-08-13 23:00 | 2036 | 8 | 0 | 0 | 0
2036-08-14 | 2036 | 8 | 0 | 0 | 0
2036-08-14 01:00 | 2036 | 8 | 0 | 0 | 0
2036-08-14 02:00 | 2036 | 8 | 0 | 0 | 0
2036-08-14 03:00 | 2036 | 8 | 0 | 0 | 0
2036-08-14 04:00 | 2036 | 8 | 0 | 0 | 0
2036-08-14 05:00 | 2036 | 8 | 0 | 0 | 0
2036-08-14 06:00 | 2036 | 8 | 0 | 0 | 0
2036-08-14 07:00 | 2036 | 8 | 0 | 0 | 0
2036-08-14 08:00 | 2036 | 8 | 0 | 0 | 0
2036-08-14 09:00 | 2036 | 8 | 0 | 0 | 0
2036-08-14 10:00 | 2036 | 8 | 0 | 0 | 0
2036-08-14 11:00 | 2036 | 8 | 0 | 0 | 0
2036-08-14 12:00 | 2036 | 8 | 0 | 0 | 0
2036-08-14 13:00 | 2036 | 8 | 0 | 0 | 0
2036-08-14 14:00 | 2036 | 8 | 0 | 0 | 0
2036-08-14 15:00 | 2036 | 8 | 0 | 0 | 0
2036-08-14 16:00 | 2036 | 8 | 0 | 0 | 0
2036-08-14 17:00 | 2036 | 8 | 0 | 0 | 0
2036-08-14 18:00 | 2036 | 8 | 0 | 0 | 0
2036-08-14 19:00 | 2036 | 8 | 0 | 0 | 0
2036-08-14 20:00 | 2036 | 8 | 0 | 0 | 0
2036-08-14 21:00 | 2036 | 8 | 0 | 0 | 0
2036-08-14 22:00 | 2036 | 8 | 0 | 0 | 0
2036-08-14 23:00 | 2036 | 8 | 0 | 0 | 0
2036-08-15 | 2036 | 8 | 0 | 0 | 0
2036-08-15 01:00 | 2036 | 8 | 0 | 0 | 0
2036-08-15 02:00 | 2036 | 8 | 0 | 0 | 0
2036-08-15 03:00 | 2036 | 8 | 0 | 0 | 0
2036-08-15 04:00 | 2036 | 8 | 0 | 0 | 0
2036-08-15 05:00 | 2036 | 8 | 0 | 0 | 0
2036-08-15 06:00 | 2036 | 8 | 0 | 0 | 0
2036-08-15 07:00 | 2036 | 8 | 0 | 0 | 0
2036-08-15 08:00 | 2036 | 8 | 0 | 0 | 0
2036-08-15 09:00 | 2036 | 8 | 0 | 0 | 0
2036-08-15 10:00 | 2036 | 8 | 0 | 0 | 0
2036-08-15 11:00 | 2036 | 8 | 0 | 0 | 0
2036-08-15 12:00 | 2036 | 8 | 0 | 0 | 0
2036-08-15 13:00 | 2036 | 8 | 0 | 0 | 0
2036-08-15 14:00 | 2036 | 8 | 0 | 0 | 0
2036-08-15 15:00 | 2036 | 8 | 0 | 0 | 0
2036-08-15 16:00 | 2036 | 8 | 0 | 0 | 0
2036-08-15 17:00 | 2036 | 8 | 0 | 0 | 0
2036-08-15 18:00 | 2036 | 8 | 0 | 0 | 0
2036-08-15 19:00 | 2036 | 8 | 0 | 0 | 0
2036-08-15 20:00 | 2036 | 8 | 0 | 0 | 0
2036-08-15 21:00 | 2036 | 8 | 0 | 0 | 0
2036-08-15 22:00 | 2036 | 8 | 0 | 0 | 0
2036-08-15 23:00 | 2036 | 8 | 0 | 0 | 0
2036-08-16 | 2036 | 8 | 0 | 0 | 0
2036-08-16 01:00 | 2036 | 8 | 0 | 0 | 0
2036-08-16 02:00 | 2036 | 8 | 0 | 0 | 0
2036-08-16 03:00 | 2036 | 8 | 0 | 0 | 0
2036-08-16 04:00 | 2036 | 8 | 0 | 0 | 0
2036-08-16 05:00 | 2036 | 8 | 0 | 0 | 0
2036-08-16 06:00 | 2036 | 8 | 0 | 0 | 0
2036-08-16 07:00 | 2036 | 8 | 0 | 0 | 0
2036-08-16 08:00 | 2036 | 8 | 0 | 0 | 0
2036-08-16 09:00 | 2036 | 8 | 0 | 0 | 0
2036-08-16 10:00 | 2036 | 8 | 0 | 0 | 0
2036-08-16 11:00 | 2036 | 8 | 0 | 0 | 0
2036-08-16 12:00 | 2036 | 8 | 0 | 0 | 0
2036-08-16 13:00 | 2036 | 8 | 0 | 0 | 0
2036-08-16 14:00 | 2036 | 8 | 0 | 0 | 0
2036-08-16 15:00 | 2036 | 8 | 0 | 0 | 0
2036-08-16 16:00 | 2036 | 8 | 0 | 0 | 0
2036-08-16 17:00 | 2036 | 8 | 0 | 0 | 0
2036-08-16 18:00 | 2036 | 8 | 0 | 0 | 0
2036-08-16 19:00 | 2036 | 8 | 0 | 0 | 0
2036-08-16 20:00 | 2036 | 8 | 0 | 0 | 0
2036-08-16 21:00 | 2036 | 8 | 0 | 0 | 0
2036-08-16 22:00 | 2036 | 8 | 0 | 0 | 0
2036-08-16 23:00 | 2036 | 8 | 0 | 0 | 0
2036-08-17 | 2036 | 8 | 0 | 0 | 0
2036-08-17 01:00 | 2036 | 8 | 0 | 0 | 0
2036-08-17 02:00 | 2036 | 8 | 0 | 0 | 0
2036-08-17 03:00 | 2036 | 8 | 0 | 0 | 0
2036-08-17 04:00 | 2036 | 8 | 0 | 0 | 0
2036-08-17 05:00 | 2036 | 8 | 0 | 0 | 0
2036-08-17 06:00 | 2036 | 8 | 0 | 0 | 0
2036-08-17 07:00 | 2036 | 8 | 0 | 0 | 0
2036-08-17 08:00 | 2036 | 8 | 0 | 0 | 0
2036-08-17 09:00 | 2036 | 8 | 0 | 0 | 0
2036-08-17 10:00 | 2036 | 8 | 0 | 0 | 0
2036-08-17 11:00 | 2036 | 8 | 0 | 0 | 0
2036-08-17 12:00 | 2036 | 8 | 0 | 0 | 0
2036-08-17 13:00 | 2036 | 8 | 0 | 0 | 0
2036-08-17 14:00 | 2036 | 8 | 0 | 0 | 0
2036-08-17 15:00 | 2036 | 8 | 0 | 0 | 0
2036-08-17 16:00 | 2036 | 8 | 0 | 0 | 0
2036-08-17 17:00 | 2036 | 8 | 0 | 0 | 0
2036-08-17 18:00 | 2036 | 8 | 0 | 0 | 0
2036-08-17 19:00 | 2036 | 8 | 0 | 0 | 0
2036-08-17 20:00 | 2036 | 8 | 0 | 0 | 0
2036-08-17 21:00 | 2036 | 8 | 0 | 0 | 0
2036-08-17 22:00 | 2036 | 8 | 0 | 0 | 0
2036-08-17 23:00 | 2036 | 8 | 0 | 0 | 0
2036-08-18 | 2036 | 8 | 0 | 0 | 0
2036-08-18 01:00 | 2036 | 8 | 0 | 0 | 0
2036-08-18 02:00 | 2036 | 8 | 0 | 0 | 0
2036-08-18 03:00 | 2036 | 8 | 0 | 0 | 0
2036-08-18 04:00 | 2036 | 8 | 0 | 0 | 0
2036-08-18 05:00 | 2036 | 8 | 0 | 0 | 0
2036-08-18 06:00 | 2036 | 8 | 0 | 0 | 0
2036-08-18 07:00 | 2036 | 8 | 0 | 0 | 0
2036-08-18 08:00 | 2036 | 8 | 0 | 0 | 0
2036-08-18 09:00 | 2036 | 8 | 0 | 0 | 0
2036-08-18 10:00 | 2036 | 8 | 0 | 0 | 0
2036-08-18 11:00 | 2036 | 8 | 0 | 0 | 0
2036-08-18 12:00 | 2036 | 8 | 0 | 0 | 0
2036-08-18 13:00 | 2036 | 8 | 0 | 0 | 0
2036-08-18 14:00 | 2036 | 8 | 0 | 0 | 0
2036-08-18 15:00 | 2036 | 8 | 0 | 0 | 0
2036-08-18 16:00 | 2036 | 8 | 0 | 0 | 0
2036-08-18 17:00 | 2036 | 8 | 0 | 0 | 0
2036-08-18 18:00 | 2036 | 8 | 0 | 0 | 0
2036-08-18 19:00 | 2036 | 8 | 0 | 0 | 0
2036-08-18 20:00 | 2036 | 8 | 0 | 0 | 0
2036-08-18 21:00 | 2036 | 8 | 0 | 0 | 0
2036-08-18 22:00 | 2036 | 8 | 0 | 0 | 0
2036-08-18 23:00 | 2036 | 8 | 0 | 0 | 0
2036-08-19 | 2036 | 8 | 0 | 0 | 0
2036-08-19 01:00 | 2036 | 8 | 0 | 0 | 0
2036-08-19 02:00 | 2036 | 8 | 0 | 0 | 0
2036-08-19 03:00 | 2036 | 8 | 0 | 0 | 0
2036-08-19 04:00 | 2036 | 8 | 0 | 0 | 0
2036-08-19 05:00 | 2036 | 8 | 0 | 0 | 0
2036-08-19 06:00 | 2036 | 8 | 0 | 0 | 0
2036-08-19 07:00 | 2036 | 8 | 0 | 0 | 0
2036-08-19 08:00 | 2036 | 8 | 0 | 0 | 0
2036-08-19 09:00 | 2036 | 8 | 0 | 0 | 0
2036-08-19 10:00 | 2036 | 8 | 0 | 0 | 0
2036-08-19 11:00 | 2036 | 8 | 0 | 0 | 0
2036-08-19 12:00 | 2036 | 8 | 0 | 0 | 0
2036-08-19 13:00 | 2036 | 8 | 0 | 0 | 0
2036-08-19 14:00 | 2036 | 8 | 0 | 0 | 0
2036-08-19 15:00 | 2036 | 8 | 0 | 0 | 0
2036-08-19 16:00 | 2036 | 8 | 0 | 0 | 0
2036-08-19 17:00 | 2036 | 8 | 0 | 0 | 0
2036-08-19 18:00 | 2036 | 8 | 0 | 0 | 0
2036-08-19 19:00 | 2036 | 8 | 0 | 0 | 0
2036-08-19 20:00 | 2036 | 8 | 0 | 0 | 0
2036-08-19 21:00 | 2036 | 8 | 0 | 0 | 0
2036-08-19 22:00 | 2036 | 8 | 0 | 0 | 0
2036-08-19 23:00 | 2036 | 8 | 0 | 0 | 0
2036-08-20 | 2036 | 8 | 0 | 0 | 0
2036-08-20 01:00 | 2036 | 8 | 0 | 0 | 0
2036-08-20 02:00 | 2036 | 8 | 0 | 0 | 0
2036-08-20 03:00 | 2036 | 8 | 0 | 0 | 0
2036-08-20 04:00 | 2036 | 8 | 0 | 0 | 0
2036-08-20 05:00 | 2036 | 8 | 0 | 0 | 0
2036-08-20 06:00 | 2036 | 8 | 0 | 0 | 0
2036-08-20 07:00 | 2036 | 8 | 0 | 0 | 0
2036-08-20 08:00 | 2036 | 8 | 0 | 0 | 0
2036-08-20 09:00 | 2036 | 8 | 0 | 0 | 0
2036-08-20 10:00 | 2036 | 8 | 0 | 0 | 0
2036-08-20 11:00 | 2036 | 8 | 0 | 0 | 0
2036-08-20 12:00 | 2036 | 8 | 0 | 0 | 0
2036-08-20 13:00 | 2036 | 8 | 0 | 0 | 0
2036-08-20 14:00 | 2036 | 8 | 0 | 0 | 0
2036-08-20 15:00 | 2036 | 8 | 0 | 0 | 0
2036-08-20 16:00 | 2036 | 8 | 0 | 0 | 0
2036-08-20 17:00 | 2036 | 8 | 0 | 0 | 0
2036-08-20 18:00 | 2036 | 8 | 0 | 0 | 0
2036-08-20 19:00 | 2036 | 8 | 0 | 0 | 0
2036-08-20 20:00 | 2036 | 8 | 0 | 0 | 0
2036-08-20 21:00 | 2036 | 8 | 0 | 0 | 0
2036-08-20 22:00 | 2036 | 8 | 0 | 0 | 0
2036-08-20 23:00 | 2036 | 8 | 0 | 0 | 0
2036-08-21 | 2036 | 8 | 0 | 0 | 0
2036-08-21 01:00 | 2036 | 8 | 0 | 0 | 0
2036-08-21 02:00 | 2036 | 8 | 0 | 0 | 0
2036-08-21 03:00 | 2036 | 8 | 0 | 0 | 0
2036-08-21 04:00 | 2036 | 8 | 0 | 0 | 0
2036-08-21 05:00 | 2036 | 8 | 0 | 0 | 0
2036-08-21 06:00 | 2036 | 8 | 0 | 0 | 0
2036-08-21 07:00 | 2036 | 8 | 0 | 0 | 0
2036-08-21 08:00 | 2036 | 8 | 0 | 0 | 0
2036-08-21 09:00 | 2036 | 8 | 0 | 0 | 0
2036-08-21 10:00 | 2036 | 8 | 0 | 0 | 0
2036-08-21 11:00 | 2036 | 8 | 0 | 0 | 0
2036-08-21 12:00 | 2036 | 8 | 0 | 0 | 0
2036-08-21 13:00 | 2036 | 8 | 0 | 0 | 0
2036-08-21 14:00 | 2036 | 8 | 0 | 0 | 0
2036-08-21 15:00 | 2036 | 8 | 0 | 0 | 0
2036-08-21 16:00 | 2036 | 8 | 0 | 0 | 0
2036-08-21 17:00 | 2036 | 8 | 0 | 0 | 0
2036-08-21 18:00 | 2036 | 8 | 0 | 0 | 0
2036-08-21 19:00 | 2036 | 8 | 0 | 0 | 0
2036-08-21 20:00 | 2036 | 8 | 0 | 0 | 0
2036-08-21 21:00 | 2036 | 8 | 0 | 0 | 0
2036-08-21 22:00 | 2036 | 8 | 0 | 0 | 0
2036-08-21 23:00 | 2036 | 8 | 0 | 0 | 0
2036-08-22 | 2036 | 8 | 0 | 0 | 0
2036-08-22 01:00 | 2036 | 8 | 0 | 0 | 0
2036-08-22 02:00 | 2036 | 8 | 0 | 0 | 0
2036-08-22 03:00 | 2036 | 8 | 0 | 0 | 0
2036-08-22 04:00 | 2036 | 8 | 0 | 0 | 0
2036-08-22 05:00 | 2036 | 8 | 0 | 0 | 0
2036-08-22 06:00 | 2036 | 8 | 0 | 0 | 0
2036-08-22 07:00 | 2036 | 8 | 0 | 0 | 0
2036-08-22 08:00 | 2036 | 8 | 0 | 0 | 0
2036-08-22 09:00 | 2036 | 8 | 0 | 0 | 0
2036-08-22 10:00 | 2036 | 8 | 0 | 0 | 0
2036-08-22 11:00 | 2036 | 8 | 0 | 0 | 0
2036-08-22 12:00 | 2036 | 8 | 0 | 0 | 0
2036-08-22 13:00 | 2036 | 8 | 0 | 0 | 0
2036-08-22 14:00 | 2036 | 8 | 0 | 0 | 0
2036-08-22 15:00 | 2036 | 8 | 0 | 0 | 0
2036-08-22 16:00 | 2036 | 8 | 0 | 0 | 0
2036-08-22 17:00 | 2036 | 8 | 0 | 0 | 0
2036-08-22 18:00 | 2036 | 8 | 0 | 0 | 0
2036-08-22 19:00 | 2036 | 8 | 0 | 0 | 0
2036-08-22 20:00 | 2036 | 8 | 0 | 0 | 0
2036-08-22 21:00 | 2036 | 8 | 0 | 0 | 0
2036-08-22 22:00 | 2036 | 8 | 0 | 0 | 0
2036-08-22 23:00 | 2036 | 8 | 0 | 0 | 0
2036-08-23 | 2036 | 8 | 0 | 0 | 0
2036-08-23 01:00 | 2036 | 8 | 0 | 0 | 0
2036-08-23 02:00 | 2036 | 8 | 0 | 0 | 0
2036-08-23 03:00 | 2036 | 8 | 0 | 0 | 0
2036-08-23 04:00 | 2036 | 8 | 0 | 0 | 0
2036-08-23 05:00 | 2036 | 8 | 0 | 0 | 0
2036-08-23 06:00 | 2036 | 8 | 0 | 0 | 0
2036-08-23 07:00 | 2036 | 8 | 0 | 0 | 0
2036-08-23 08:00 | 2036 | 8 | 0 | 0 | 0
2036-08-23 09:00 | 2036 | 8 | 0 | 0 | 0
2036-08-23 10:00 | 2036 | 8 | 0 | 0 | 0
2036-08-23 11:00 | 2036 | 8 | 0 | 0 | 0
2036-08-23 12:00 | 2036 | 8 | 0 | 0 | 0
2036-08-23 13:00 | 2036 | 8 | 0 | 0 | 0
2036-08-23 14:00 | 2036 | 8 | 0 | 0 | 0
2036-08-23 15:00 | 2036 | 8 | 0 | 0 | 0
2036-08-23 16:00 | 2036 | 8 | 0 | 0 | 0
2036-08-23 17:00 | 2036 | 8 | 0 | 0 | 0
2036-08-23 18:00 | 2036 | 8 | 0 | 0 | 0
2036-08-23 19:00 | 2036 | 8 | 0 | 0 | 0
2036-08-23 20:00 | 2036 | 8 | 0 | 0 | 0
2036-08-23 21:00 | 2036 | 8 | 0 | 0 | 0
2036-08-23 22:00 | 2036 | 8 | 0 | 0 | 0
2036-08-23 23:00 | 2036 | 8 | 0 | 0 | 0
2036-08-24 | 2036 | 8 | 0 | 0 | 0
2036-08-24 01:00 | 2036 | 8 | 0 | 0 | 0
2036-08-24 02:00 | 2036 | 8 | 0 | 0 | 0
2036-08-24 03:00 | 2036 | 8 | 0 | 0 | 0
2036-08-24 04:00 | 2036 | 8 | 0 | 0 | 0
2036-08-24 05:00 | 2036 | 8 | 0 | 0 | 0
2036-08-24 06:00 | 2036 | 8 | 0 | 0 | 0
2036-08-24 07:00 | 2036 | 8 | 0 | 0 | 0
2036-08-24 08:00 | 2036 | 8 | 0 | 0 | 0
2036-08-24 09:00 | 2036 | 8 | 0 | 0 | 0
2036-08-24 10:00 | 2036 | 8 | 0 | 0 | 0
2036-08-24 11:00 | 2036 | 8 | 0 | 0 | 0
2036-08-24 12:00 | 2036 | 8 | 0 | 0 | 0
2036-08-24 13:00 | 2036 | 8 | 0 | 0 | 0
2036-08-24 14:00 | 2036 | 8 | 0 | 0 | 0
2036-08-24 15:00 | 2036 | 8 | 0 | 0 | 0
2036-08-24 16:00 | 2036 | 8 | 0 | 0 | 0
2036-08-24 17:00 | 2036 | 8 | 0 | 0 | 0
2036-08-24 18:00 | 2036 | 8 | 0 | 0 | 0
2036-08-24 19:00 | 2036 | 8 | 0 | 0 | 0
2036-08-24 20:00 | 2036 | 8 | 0 | 0 | 0
2036-08-24 21:00 | 2036 | 8 | 0 | 0 | 0
2036-08-24 22:00 | 2036 | 8 | 0 | 0 | 0
2036-08-24 23:00 | 2036 | 8 | 0 | 0 | 0
2036-08-25 | 2036 | 8 | 0 | 0 | 0
2036-08-25 01:00 | 2036 | 8 | 0 | 0 | 0
2036-08-25 02:00 | 2036 | 8 | 0 | 0 | 0
2036-08-25 03:00 | 2036 | 8 | 0 | 0 | 0
2036-08-25 04:00 | 2036 | 8 | 0 | 0 | 0
2036-08-25 05:00 | 2036 | 8 | 0 | 0 | 0
2036-08-25 06:00 | 2036 | 8 | 0 | 0 | 0
2036-08-25 07:00 | 2036 | 8 | 0 | 0 | 0
2036-08-25 08:00 | 2036 | 8 | 0 | 0 | 0
2036-08-25 09:00 | 2036 | 8 | 0 | 0 | 0
2036-08-25 10:00 | 2036 | 8 | 0 | 0 | 0
2036-08-25 11:00 | 2036 | 8 | 0 | 0 | 0
2036-08-25 12:00 | 2036 | 8 | 0 | 0 | 0
2036-08-25 13:00 | 2036 | 8 | 0 | 0 | 0
2036-08-25 14:00 | 2036 | 8 | 0 | 0 | 0
2036-08-25 15:00 | 2036 | 8 | 0 | 0 | 0
2036-08-25 16:00 | 2036 | 8 | 0 | 0 | 0
2036-08-25 17:00 | 2036 | 8 | 0 | 0 | 0
2036-08-25 18:00 | 2036 | 8 | 0 | 0 | 0
2036-08-25 19:00 | 2036 | 8 | 0 | 0 | 0
2036-08-25 20:00 | 2036 | 8 | 0 | 0 | 0
2036-08-25 21:00 | 2036 | 8 | 0 | 0 | 0
2036-08-25 22:00 | 2036 | 8 | 0 | 0 | 0
2036-08-25 23:00 | 2036 | 8 | 0 | 0 | 0
2036-08-26 | 2036 | 8 | 0 | 0 | 0
2036-08-26 01:00 | 2036 | 8 | 0 | 0 | 0
2036-08-26 02:00 | 2036 | 8 | 0 | 0 | 0
2036-08-26 03:00 | 2036 | 8 | 0 | 0 | 0
2036-08-26 04:00 | 2036 | 8 | 0 | 0 | 0
2036-08-26 05:00 | 2036 | 8 | 0 | 0 | 0
2036-08-26 06:00 | 2036 | 8 | 0 | 0 | 0
2036-08-26 07:00 | 2036 | 8 | 0 | 0 | 0
2036-08-26 08:00 | 2036 | 8 | 0 | 0 | 0
2036-08-26 09:00 | 2036 | 8 | 0 | 0 | 0
2036-08-26 10:00 | 2036 | 8 | 0 | 0 | 0
2036-08-26 11:00 | 2036 | 8 | 0 | 0 | 0
2036-08-26 12:00 | 2036 | 8 | 0 | 0 | 0
2036-08-26 13:00 | 2036 | 8 | 0 | 0 | 0
2036-08-26 14:00 | 2036 | 8 | 0 | 0 | 0
2036-08-26 15:00 | 2036 | 8 | 0 | 0 | 0
2036-08-26 16:00 | 2036 | 8 | 0 | 0 | 0
2036-08-26 17:00 | 2036 | 8 | 0 | 0 | 0
2036-08-26 18:00 | 2036 | 8 | 0 | 0 | 0
2036-08-26 19:00 | 2036 | 8 | 0 | 0 | 0
2036-08-26 20:00 | 2036 | 8 | 0 | 0 | 0
2036-08-26 21:00 | 2036 | 8 | 0 | 0 | 0
2036-08-26 22:00 | 2036 | 8 | 0 | 0 | 0
2036-08-26 23:00 | 2036 | 8 | 0 | 0 | 0
2036-08-27 | 2036 | 8 | 0 | 0 | 0
2036-08-27 01:00 | 2036 | 8 | 0 | 0 | 0
2036-08-27 02:00 | 2036 | 8 | 0 | 0 | 0
2036-08-27 03:00 | 2036 | 8 | 0 | 0 | 0
2036-08-27 04:00 | 2036 | 8 | 0 | 0 | 0
2036-08-27 05:00 | 2036 | 8 | 0 | 0 | 0
2036-08-27 06:00 | 2036 | 8 | 0 | 0 | 0
2036-08-27 07:00 | 2036 | 8 | 0 | 0 | 0
2036-08-27 08:00 | 2036 | 8 | 0 | 0 | 0
2036-08-27 09:00 | 2036 | 8 | 0 | 0 | 0
2036-08-27 10:00 | 2036 | 8 | 0 | 0 | 0
2036-08-27 11:00 | 2036 | 8 | 0 | 0 | 0
2036-08-27 12:00 | 2036 | 8 | 0 | 0 | 0
2036-08-27 13:00 | 2036 | 8 | 0 | 0 | 0
2036-08-27 14:00 | 2036 | 8 | 0 | 0 | 0
2036-08-27 15:00 | 2036 | 8 | 0 | 0 | 0
2036-08-27 16:00 | 2036 | 8 | 0 | 0 | 0
2036-08-27 17:00 | 2036 | 8 | 0 | 0 | 0
2036-08-27 18:00 | 2036 | 8 | 0 | 0 | 0
2036-08-27 19:00 | 2036 | 8 | 0 | 0 | 0
2036-08-27 20:00 | 2036 | 8 | 0 | 0 | 0
2036-08-27 21:00 | 2036 | 8 | 0 | 0 | 0
2036-08-27 22:00 | 2036 | 8 | 0 | 0 | 0
2036-08-27 23:00 | 2036 | 8 | 0 | 0 | 0
2036-08-28 | 2036 | 8 | 0 | 0 | 0
2036-08-28 01:00 | 2036 | 8 | 0 | 0 | 0
2036-08-28 02:00 | 2036 | 8 | 0 | 0 | 0
2036-08-28 03:00 | 2036 | 8 | 0 | 0 | 0
2036-08-28 04:00 | 2036 | 8 | 0 | 0 | 0
2036-08-28 05:00 | 2036 | 8 | 0 | 0 | 0
2036-08-28 06:00 | 2036 | 8 | 0 | 0 | 0
2036-08-28 07:00 | 2036 | 8 | 0 | 0 | 0
2036-08-28 08:00 | 2036 | 8 | 0 | 0 | 0
2036-08-28 09:00 | 2036 | 8 | 0 | 0 | 0
2036-08-28 10:00 | 2036 | 8 | 0 | 0 | 0
2036-08-28 11:00 | 2036 | 8 | 0 | 0 | 0
2036-08-28 12:00 | 2036 | 8 | 0 | 0 | 0
2036-08-28 13:00 | 2036 | 8 | 0 | 0 | 0
2036-08-28 14:00 | 2036 | 8 | 0 | 0 | 0
2036-08-28 15:00 | 2036 | 8 | 0 | 0 | 0
2036-08-28 16:00 | 2036 | 8 | 0 | 0 | 0
2036-08-28 17:00 | 2036 | 8 | 0 | 0 | 0
2036-08-28 18:00 | 2036 | 8 | 0 | 0 | 0
2036-08-28 19:00 | 2036 | 8 | 0 | 0 | 0
2036-08-28 20:00 | 2036 | 8 | 0 | 0 | 0
2036-08-28 21:00 | 2036 | 8 | 0 | 0 | 0
2036-08-28 22:00 | 2036 | 8 | 0 | 0 | 0
2036-08-28 23:00 | 2036 | 8 | 0 | 0 | 0
2036-08-29 | 2036 | 8 | 0 | 0 | 0
2036-08-29 01:00 | 2036 | 8 | 0 | 0 | 0
2036-08-29 02:00 | 2036 | 8 | 0 | 0 | 0
2036-08-29 03:00 | 2036 | 8 | 0 | 0 | 0
2036-08-29 04:00 | 2036 | 8 | 0 | 0 | 0
2036-08-29 05:00 | 2036 | 8 | 0 | 0 | 0
2036-08-29 06:00 | 2036 | 8 | 0 | 0 | 0
2036-08-29 07:00 | 2036 | 8 | 0 | 0 | 0
2036-08-29 08:00 | 2036 | 8 | 0 | 0 | 0
2036-08-29 09:00 | 2036 | 8 | 0 | 0 | 0
2036-08-29 10:00 | 2036 | 8 | 0 | 0 | 0
2036-08-29 11:00 | 2036 | 8 | 0 | 0 | 0
2036-08-29 12:00 | 2036 | 8 | 0 | 0 | 0
2036-08-29 13:00 | 2036 | 8 | 0 | 0 | 0
2036-08-29 14:00 | 2036 | 8 | 0 | 0 | 0
2036-08-29 15:00 | 2036 | 8 | 0 | 0 | 0
2036-08-29 16:00 | 2036 | 8 | 0 | 0 | 0
2036-08-29 17:00 | 2036 | 8 | 0 | 0 | 0
2036-08-29 18:00 | 2036 | 8 | 0 | 0 | 0
2036-08-29 19:00 | 2036 | 8 | 0 | 0 | 0
2036-08-29 20:00 | 2036 | 8 | 0 | 0 | 0
2036-08-29 21:00 | 2036 | 8 | 0 | 0 | 0
2036-08-29 22:00 | 2036 | 8 | 0 | 0 | 0
2036-08-29 23:00 | 2036 | 8 | 0 | 0 | 0
2036-08-30 | 2036 | 8 | 0 | 0 | 0
2036-08-30 01:00 | 2036 | 8 | 0 | 0 | 0
2036-08-30 02:00 | 2036 | 8 | 0 | 0 | 0
2036-08-30 03:00 | 2036 | 8 | 0 | 0 | 0
2036-08-30 04:00 | 2036 | 8 | 0 | 0 | 0
2036-08-30 05:00 | 2036 | 8 | 0 | 0 | 0
2036-08-30 06:00 | 2036 | 8 | 0 | 0 | 0
2036-08-30 07:00 | 2036 | 8 | 0 | 0 | 0
2036-08-30 08:00 | 2036 | 8 | 0 | 0 | 0
2036-08-30 09:00 | 2036 | 8 | 0 | 0 | 0
2036-08-30 10:00 | 2036 | 8 | 0 | 0 | 0
2036-08-30 11:00 | 2036 | 8 | 0 | 0 | 0
2036-08-30 12:00 | 2036 | 8 | 0 | 0 | 0
2036-08-30 13:00 | 2036 | 8 | 0 | 0 | 0
2036-08-30 14:00 | 2036 | 8 | 0 | 0 | 0
2036-08-30 15:00 | 2036 | 8 | 0 | 0 | 0
2036-08-30 16:00 | 2036 | 8 | 0 | 0 | 0
2036-08-30 17:00 | 2036 | 8 | 0 | 0 | 0
2036-08-30 18:00 | 2036 | 8 | 0 | 0 | 0
2036-08-30 19:00 | 2036 | 8 | 0 | 0 | 0
2036-08-30 20:00 | 2036 | 8 | 0 | 0 | 0
2036-08-30 21:00 | 2036 | 8 | 0 | 0 | 0
2036-08-30 22:00 | 2036 | 8 | 0 | 0 | 0
2036-08-30 23:00 | 2036 | 8 | 0 | 0 | 0
2036-08-31 | 2036 | 8 | 0 | 0 | 0
2036-08-31 01:00 | 2036 | 8 | 0 | 0 | 0
2036-08-31 02:00 | 2036 | 8 | 0 | 0 | 0
2036-08-31 03:00 | 2036 | 8 | 0 | 0 | 0
2036-08-31 04:00 | 2036 | 8 | 0 | 0 | 0
2036-08-31 05:00 | 2036 | 8 | 0 | 0 | 0
2036-08-31 06:00 | 2036 | 8 | 0 | 0 | 0
2036-08-31 07:00 | 2036 | 8 | 0 | 0 | 0
2036-08-31 08:00 | 2036 | 8 | 0 | 0 | 0
2036-08-31 09:00 | 2036 | 8 | 0 | 0 | 0
2036-08-31 10:00 | 2036 | 8 | 0 | 0 | 0
2036-08-31 11:00 | 2036 | 8 | 0 | 0 | 0
2036-08-31 12:00 | 2036 | 8 | 0 | 0 | 0
2036-08-31 13:00 | 2036 | 8 | 0 | 0 | 0
2036-08-31 14:00 | 2036 | 8 | 0 | 0 | 0
2036-08-31 15:00 | 2036 | 8 | 0 | 0 | 0
2036-08-31 16:00 | 2036 | 8 | 0 | 0 | 0
2036-08-31 17:00 | 2036 | 8 | 0 | 0 | 0
2036-08-31 18:00 | 2036 | 8 | 0 | 0 | 0
2036-08-31 19:00 | 2036 | 8 | 0 | 0 | 0
2036-08-31 20:00 | 2036 | 8 | 0 | 0 | 0
2036-08-31 21:00 | 2036 | 8 | 0 | 0 | 0
2036-08-31 22:00 | 2036 | 8 | 0 | 0 | 0
2036-08-31 23:00 | 2036 | 8 | 0 | 0 | 0
2036-09-01 | 2036 | 9 | 0 | 0 | 0
2036-09-01 01:00 | 2036 | 9 | 0 | 0 | 0
2036-09-01 02:00 | 2036 | 9 | 0 | 0 | 0
2036-09-01 03:00 | 2036 | 9 | 0 | 0 | 0
2036-09-01 04:00 | 2036 | 9 | 0 | 0 | 0
2036-09-01 05:00 | 2036 | 9 | 0 | 0 | 0
2036-09-01 06:00 | 2036 | 9 | 0 | 0 | 0
2036-09-01 07:00 | 2036 | 9 | 0 | 0 | 0
2036-09-01 08:00 | 2036 | 9 | 0 | 0 | 0
2036-09-01 09:00 | 2036 | 9 | 0 | 0 | 0
2036-09-01 10:00 | 2036 | 9 | 0 | 0 | 0
2036-09-01 11:00 | 2036 | 9 | 0 | 0 | 0
2036-09-01 12:00 | 2036 | 9 | 0 | 0 | 0
2036-09-01 13:00 | 2036 | 9 | 0 | 0 | 0
2036-09-01 14:00 | 2036 | 9 | 0 | 0 | 0
2036-09-01 15:00 | 2036 | 9 | 0 | 0 | 0
2036-09-01 16:00 | 2036 | 9 | 0 | 0 | 0
2036-09-01 17:00 | 2036 | 9 | 0 | 0 | 0
2036-09-01 18:00 | 2036 | 9 | 0 | 0 | 0
2036-09-01 19:00 | 2036 | 9 | 0 | 0 | 0
2036-09-01 20:00 | 2036 | 9 | 0 | 0 | 0
2036-09-01 21:00 | 2036 | 9 | 0 | 0 | 0
2036-09-01 22:00 | 2036 | 9 | 0 | 0 | 0
2036-09-01 23:00 | 2036 | 9 | 0 | 0 | 0
2036-09-02 | 2036 | 9 | 0 | 0 | 0
2036-09-02 01:00 | 2036 | 9 | 0 | 0 | 0
2036-09-02 02:00 | 2036 | 9 | 0 | 0 | 0
2036-09-02 03:00 | 2036 | 9 | 0 | 0 | 0
2036-09-02 04:00 | 2036 | 9 | 0 | 0 | 0
2036-09-02 05:00 | 2036 | 9 | 0 | 0 | 0
2036-09-02 06:00 | 2036 | 9 | 0 | 0 | 0
2036-09-02 07:00 | 2036 | 9 | 0 | 0 | 0
2036-09-02 08:00 | 2036 | 9 | 0 | 0 | 0
2036-09-02 09:00 | 2036 | 9 | 0 | 0 | 0
2036-09-02 10:00 | 2036 | 9 | 0 | 0 | 0
2036-09-02 11:00 | 2036 | 9 | 0 | 0 | 0
2036-09-02 12:00 | 2036 | 9 | 0 | 0 | 0
2036-09-02 13:00 | 2036 | 9 | 0 | 0 | 0
2036-09-02 14:00 | 2036 | 9 | 0 | 0 | 0
2036-09-02 15:00 | 2036 | 9 | 0 | 0 | 0
2036-09-02 16:00 | 2036 | 9 | 0 | 0 | 0
2036-09-02 17:00 | 2036 | 9 | 0 | 0 | 0
2036-09-02 18:00 | 2036 | 9 | 0 | 0 | 0
2036-09-02 19:00 | 2036 | 9 | 0 | 0 | 0
2036-09-02 20:00 | 2036 | 9 | 0 | 0 | 0
2036-09-02 21:00 | 2036 | 9 | 0 | 0 | 0
2036-09-02 22:00 | 2036 | 9 | 0 | 0 | 0
2036-09-02 23:00 | 2036 | 9 | 0 | 0 | 0
2036-09-03 | 2036 | 9 | 0 | 0 | 0
2036-09-03 01:00 | 2036 | 9 | 0 | 0 | 0
2036-09-03 02:00 | 2036 | 9 | 0 | 0 | 0
2036-09-03 03:00 | 2036 | 9 | 0 | 0 | 0
2036-09-03 04:00 | 2036 | 9 | 0 | 0 | 0
2036-09-03 05:00 | 2036 | 9 | 0 | 0 | 0
2036-09-03 06:00 | 2036 | 9 | 0 | 0 | 0
2036-09-03 07:00 | 2036 | 9 | 0 | 0 | 0
2036-09-03 08:00 | 2036 | 9 | 0 | 0 | 0
2036-09-03 09:00 | 2036 | 9 | 0 | 0 | 0
2036-09-03 10:00 | 2036 | 9 | 0 | 0 | 0
2036-09-03 11:00 | 2036 | 9 | 0 | 0 | 0
2036-09-03 12:00 | 2036 | 9 | 0 | 0 | 0
2036-09-03 13:00 | 2036 | 9 | 0 | 0 | 0
2036-09-03 14:00 | 2036 | 9 | 0 | 0 | 0
2036-09-03 15:00 | 2036 | 9 | 0 | 0 | 0
2036-09-03 16:00 | 2036 | 9 | 0 | 0 | 0
2036-09-03 17:00 | 2036 | 9 | 0 | 0 | 0
2036-09-03 18:00 | 2036 | 9 | 0 | 0 | 0
2036-09-03 19:00 | 2036 | 9 | 0 | 0 | 0
2036-09-03 20:00 | 2036 | 9 | 0 | 0 | 0
2036-09-03 21:00 | 2036 | 9 | 0 | 0 | 0
2036-09-03 22:00 | 2036 | 9 | 0 | 0 | 0
2036-09-03 23:00 | 2036 | 9 | 0 | 0 | 0
2036-09-04 | 2036 | 9 | 0 | 0 | 0
2036-09-04 01:00 | 2036 | 9 | 0 | 0 | 0
2036-09-04 02:00 | 2036 | 9 | 0 | 0 | 0
2036-09-04 03:00 | 2036 | 9 | 0 | 0 | 0
2036-09-04 04:00 | 2036 | 9 | 0 | 0 | 0
2036-09-04 05:00 | 2036 | 9 | 0 | 0 | 0
2036-09-04 06:00 | 2036 | 9 | 0 | 0 | 0
2036-09-04 07:00 | 2036 | 9 | 0 | 0 | 0
2036-09-04 08:00 | 2036 | 9 | 0 | 0 | 0
2036-09-04 09:00 | 2036 | 9 | 0 | 0 | 0
2036-09-04 10:00 | 2036 | 9 | 0 | 0 | 0
2036-09-04 11:00 | 2036 | 9 | 0 | 0 | 0
2036-09-04 12:00 | 2036 | 9 | 0 | 0 | 0
2036-09-04 13:00 | 2036 | 9 | 0 | 0 | 0
2036-09-04 14:00 | 2036 | 9 | 0 | 0 | 0
2036-09-04 15:00 | 2036 | 9 | 0 | 0 | 0
2036-09-04 16:00 | 2036 | 9 | 0 | 0 | 0
2036-09-04 17:00 | 2036 | 9 | 0 | 0 | 0
2036-09-04 18:00 | 2036 | 9 | 0 | 0 | 0
2036-09-04 19:00 | 2036 | 9 | 0 | 0 | 0
2036-09-04 20:00 | 2036 | 9 | 0 | 0 | 0
2036-09-04 21:00 | 2036 | 9 | 0 | 0 | 0
2036-09-04 22:00 | 2036 | 9 | 0 | 0 | 0
2036-09-04 23:00 | 2036 | 9 | 0 | 0 | 0
2036-09-05 | 2036 | 9 | 0 | 0 | 0
2036-09-05 01:00 | 2036 | 9 | 0 | 0 | 0
2036-09-05 02:00 | 2036 | 9 | 0 | 0 | 0
2036-09-05 03:00 | 2036 | 9 | 0 | 0 | 0
2036-09-05 04:00 | 2036 | 9 | 0 | 0 | 0
2036-09-05 05:00 | 2036 | 9 | 0 | 0 | 0
2036-09-05 06:00 | 2036 | 9 | 0 | 0 | 0
2036-09-05 07:00 | 2036 | 9 | 0 | 0 | 0
2036-09-05 08:00 | 2036 | 9 | 0 | 0 | 0
2036-09-05 09:00 | 2036 | 9 | 0 | 0 | 0
2036-09-05 10:00 | 2036 | 9 | 0 | 0 | 0
2036-09-05 11:00 | 2036 | 9 | 0 | 0 | 0
2036-09-05 12:00 | 2036 | 9 | 0 | 0 | 0
2036-09-05 13:00 | 2036 | 9 | 0 | 0 | 0
2036-09-05 14:00 | 2036 | 9 | 0 | 0 | 0
2036-09-05 15:00 | 2036 | 9 | 0 | 0 | 0
2036-09-05 16:00 | 2036 | 9 | 0 | 0 | 0
2036-09-05 17:00 | 2036 | 9 | 0 | 0 | 0
2036-09-05 18:00 | 2036 | 9 | 0 | 0 | 0
2036-09-05 19:00 | 2036 | 9 | 0 | 0 | 0
2036-09-05 20:00 | 2036 | 9 | 0 | 0 | 0
2036-09-05 21:00 | 2036 | 9 | 0 | 0 | 0
2036-09-05 22:00 | 2036 | 9 | 0 | 0 | 0
2036-09-05 23:00 | 2036 | 9 | 0 | 0 | 0
2036-09-06 | 2036 | 9 | 0 | 0 | 0
2036-09-06 01:00 | 2036 | 9 | 0 | 0 | 0
2036-09-06 02:00 | 2036 | 9 | 0 | 0 | 0
2036-09-06 03:00 | 2036 | 9 | 0 | 0 | 0
2036-09-06 04:00 | 2036 | 9 | 0 | 0 | 0
2036-09-06 05:00 | 2036 | 9 | 0 | 0 | 0
2036-09-06 06:00 | 2036 | 9 | 0 | 0 | 0
2036-09-06 07:00 | 2036 | 9 | 0 | 0 | 0
2036-09-06 08:00 | 2036 | 9 | 0 | 0 | 0
2036-09-06 09:00 | 2036 | 9 | 0 | 0 | 0
2036-09-06 10:00 | 2036 | 9 | 0 | 0 | 0
2036-09-06 11:00 | 2036 | 9 | 0 | 0 | 0
2036-09-06 12:00 | 2036 | 9 | 0 | 0 | 0
2036-09-06 13:00 | 2036 | 9 | 0 | 0 | 0
2036-09-06 14:00 | 2036 | 9 | 0 | 0 | 0
2036-09-06 15:00 | 2036 | 9 | 0 | 0 | 0
2036-09-06 16:00 | 2036 | 9 | 0 | 0 | 0
2036-09-06 17:00 | 2036 | 9 | 0 | 0 | 0
2036-09-06 18:00 | 2036 | 9 | 0 | 0 | 0
2036-09-06 19:00 | 2036 | 9 | 0 | 0 | 0
2036-09-06 20:00 | 2036 | 9 | 0 | 0 | 0
2036-09-06 21:00 | 2036 | 9 | 0 | 0 | 0
2036-09-06 22:00 | 2036 | 9 | 0 | 0 | 0
2036-09-06 23:00 | 2036 | 9 | 0 | 0 | 0
2036-09-07 | 2036 | 9 | 0 | 0 | 0
2036-09-07 01:00 | 2036 | 9 | 0 | 0 | 0
2036-09-07 02:00 | 2036 | 9 | 0 | 0 | 0
2036-09-07 03:00 | 2036 | 9 | 0 | 0 | 0
2036-09-07 04:00 | 2036 | 9 | 0 | 0 | 0
2036-09-07 05:00 | 2036 | 9 | 0 | 0 | 0
2036-09-07 06:00 | 2036 | 9 | 0 | 0 | 0
2036-09-07 07:00 | 2036 | 9 | 0 | 0 | 0
2036-09-07 08:00 | 2036 | 9 | 0 | 0 | 0
2036-09-07 09:00 | 2036 | 9 | 0 | 0 | 0
2036-09-07 10:00 | 2036 | 9 | 0 | 0 | 0
2036-09-07 11:00 | 2036 | 9 | 0 | 0 | 0
2036-09-07 12:00 | 2036 | 9 | 0 | 0 | 0
2036-09-07 13:00 | 2036 | 9 | 0 | 0 | 0
2036-09-07 14:00 | 2036 | 9 | 0 | 0 | 0
2036-09-07 15:00 | 2036 | 9 | 0 | 0 | 0
2036-09-07 16:00 | 2036 | 9 | 0 | 0 | 0
2036-09-07 17:00 | 2036 | 9 | 0 | 0 | 0
2036-09-07 18:00 | 2036 | 9 | 0 | 0 | 0
2036-09-07 19:00 | 2036 | 9 | 0 | 0 | 0
2036-09-07 20:00 | 2036 | 9 | 0 | 0 | 0
2036-09-07 21:00 | 2036 | 9 | 0 | 0 | 0
2036-09-07 22:00 | 2036 | 9 | 0 | 0 | 0
2036-09-07 23:00 | 2036 | 9 | 0 | 0 | 0
2036-09-08 | 2036 | 9 | 0 | 0 | 0
2036-09-08 01:00 | 2036 | 9 | 0 | 0 | 0
2036-09-08 02:00 | 2036 | 9 | 0 | 0 | 0
2036-09-08 03:00 | 2036 | 9 | 0 | 0 | 0
2036-09-08 04:00 | 2036 | 9 | 0 | 0 | 0
2036-09-08 05:00 | 2036 | 9 | 0 | 0 | 0
2036-09-08 06:00 | 2036 | 9 | 0 | 0 | 0
2036-09-08 07:00 | 2036 | 9 | 0 | 0 | 0
2036-09-08 08:00 | 2036 | 9 | 0 | 0 | 0
2036-09-08 09:00 | 2036 | 9 | 0 | 0 | 0
2036-09-08 10:00 | 2036 | 9 | 0 | 0 | 0
2036-09-08 11:00 | 2036 | 9 | 0 | 0 | 0
2036-09-08 12:00 | 2036 | 9 | 0 | 0 | 0
2036-09-08 13:00 | 2036 | 9 | 0 | 0 | 0
2036-09-08 14:00 | 2036 | 9 | 0 | 0 | 0
2036-09-08 15:00 | 2036 | 9 | 0 | 0 | 0
2036-09-08 16:00 | 2036 | 9 | 0 | 0 | 0
2036-09-08 17:00 | 2036 | 9 | 0 | 0 | 0
2036-09-08 18:00 | 2036 | 9 | 0 | 0 | 0
2036-09-08 19:00 | 2036 | 9 | 0 | 0 | 0
2036-09-08 20:00 | 2036 | 9 | 0 | 0 | 0
2036-09-08 21:00 | 2036 | 9 | 0 | 0 | 0
2036-09-08 22:00 | 2036 | 9 | 0 | 0 | 0
2036-09-08 23:00 | 2036 | 9 | 0 | 0 | 0
2036-09-09 | 2036 | 9 | 0 | 0 | 0
2036-09-09 01:00 | 2036 | 9 | 0 | 0 | 0
2036-09-09 02:00 | 2036 | 9 | 0 | 0 | 0
2036-09-09 03:00 | 2036 | 9 | 0 | 0 | 0
2036-09-09 04:00 | 2036 | 9 | 0 | 0 | 0
2036-09-09 05:00 | 2036 | 9 | 0 | 0 | 0
2036-09-09 06:00 | 2036 | 9 | 0 | 0 | 0
2036-09-09 07:00 | 2036 | 9 | 0 | 0 | 0
2036-09-09 08:00 | 2036 | 9 | 0 | 0 | 0
2036-09-09 09:00 | 2036 | 9 | 0 | 0 | 0
2036-09-09 10:00 | 2036 | 9 | 0 | 0 | 0
2036-09-09 11:00 | 2036 | 9 | 0 | 0 | 0
2036-09-09 12:00 | 2036 | 9 | 0 | 0 | 0
2036-09-09 13:00 | 2036 | 9 | 0 | 0 | 0
2036-09-09 14:00 | 2036 | 9 | 0 | 0 | 0
2036-09-09 15:00 | 2036 | 9 | 0 | 0 | 0
2036-09-09 16:00 | 2036 | 9 | 0 | 0 | 0
2036-09-09 17:00 | 2036 | 9 | 0 | 0 | 0
2036-09-09 18:00 | 2036 | 9 | 0 | 0 | 0
2036-09-09 19:00 | 2036 | 9 | 0 | 0 | 0
2036-09-09 20:00 | 2036 | 9 | 0 | 0 | 0
2036-09-09 21:00 | 2036 | 9 | 0 | 0 | 0
2036-09-09 22:00 | 2036 | 9 | 0 | 0 | 0
2036-09-09 23:00 | 2036 | 9 | 0 | 0 | 0
2036-09-10 | 2036 | 9 | 0 | 0 | 0
2036-09-10 01:00 | 2036 | 9 | 0 | 0 | 0
2036-09-10 02:00 | 2036 | 9 | 0 | 0 | 0
2036-09-10 03:00 | 2036 | 9 | 0 | 0 | 0
2036-09-10 04:00 | 2036 | 9 | 0 | 0 | 0
2036-09-10 05:00 | 2036 | 9 | 0 | 0 | 0
2036-09-10 06:00 | 2036 | 9 | 0 | 0 | 0
2036-09-10 07:00 | 2036 | 9 | 0 | 0 | 0
2036-09-10 08:00 | 2036 | 9 | 0 | 0 | 0
2036-09-10 09:00 | 2036 | 9 | 0 | 0 | 0
2036-09-10 10:00 | 2036 | 9 | 0 | 0 | 0
2036-09-10 11:00 | 2036 | 9 | 0 | 0 | 0
2036-09-10 12:00 | 2036 | 9 | 0 | 0 | 0
2036-09-10 13:00 | 2036 | 9 | 0 | 0 | 0
2036-09-10 14:00 | 2036 | 9 | 0 | 0 | 0
2036-09-10 15:00 | 2036 | 9 | 0 | 0 | 0
2036-09-10 16:00 | 2036 | 9 | 0 | 0 | 0
2036-09-10 17:00 | 2036 | 9 | 0 | 0 | 0
2036-09-10 18:00 | 2036 | 9 | 0 | 0 | 0
2036-09-10 19:00 | 2036 | 9 | 0 | 0 | 0
2036-09-10 20:00 | 2036 | 9 | 0 | 0 | 0
2036-09-10 21:00 | 2036 | 9 | 0 | 0 | 0
2036-09-10 22:00 | 2036 | 9 | 0 | 0 | 0
2036-09-10 23:00 | 2036 | 9 | 0 | 0 | 0
2036-09-11 | 2036 | 9 | 0 | 0 | 0
2036-09-11 01:00 | 2036 | 9 | 0 | 0 | 0
2036-09-11 02:00 | 2036 | 9 | 0 | 0 | 0
2036-09-11 03:00 | 2036 | 9 | 0 | 0 | 0
2036-09-11 04:00 | 2036 | 9 | 0 | 0 | 0
2036-09-11 05:00 | 2036 | 9 | 0 | 0 | 0
2036-09-11 06:00 | 2036 | 9 | 0 | 0 | 0
2036-09-11 07:00 | 2036 | 9 | 0 | 0 | 0
2036-09-11 08:00 | 2036 | 9 | 0 | 0 | 0
2036-09-11 09:00 | 2036 | 9 | 0 | 0 | 0
2036-09-11 10:00 | 2036 | 9 | 0 | 0 | 0
2036-09-11 11:00 | 2036 | 9 | 0 | 0 | 0
2036-09-11 12:00 | 2036 | 9 | 0 | 0 | 0
2036-09-11 13:00 | 2036 | 9 | 0 | 0 | 0
2036-09-11 14:00 | 2036 | 9 | 0 | 0 | 0
2036-09-11 15:00 | 2036 | 9 | 0 | 0 | 0
2036-09-11 16:00 | 2036 | 9 | 0 | 0 | 0
2036-09-11 17:00 | 2036 | 9 | 0 | 0 | 0
2036-09-11 18:00 | 2036 | 9 | 0 | 0 | 0
2036-09-11 19:00 | 2036 | 9 | 0 | 0 | 0
2036-09-11 20:00 | 2036 | 9 | 0 | 0 | 0
2036-09-11 21:00 | 2036 | 9 | 0 | 0 | 0
2036-09-11 22:00 | 2036 | 9 | 0 | 0 | 0
2036-09-11 23:00 | 2036 | 9 | 0 | 0 | 0
2036-09-12 | 2036 | 9 | 0 | 0 | 0
2036-09-12 01:00 | 2036 | 9 | 0 | 0 | 0
2036-09-12 02:00 | 2036 | 9 | 0 | 0 | 0
2036-09-12 03:00 | 2036 | 9 | 0 | 0 | 0
2036-09-12 04:00 | 2036 | 9 | 0 | 0 | 0
2036-09-12 05:00 | 2036 | 9 | 0 | 0 | 0
2036-09-12 06:00 | 2036 | 9 | 0 | 0 | 0
2036-09-12 07:00 | 2036 | 9 | 0 | 0 | 0
2036-09-12 08:00 | 2036 | 9 | 0 | 0 | 0
2036-09-12 09:00 | 2036 | 9 | 0 | 0 | 0
2036-09-12 10:00 | 2036 | 9 | 0 | 0 | 0
2036-09-12 11:00 | 2036 | 9 | 0 | 0 | 0
2036-09-12 12:00 | 2036 | 9 | 0 | 0 | 0
2036-09-12 13:00 | 2036 | 9 | 0 | 0 | 0
2036-09-12 14:00 | 2036 | 9 | 0 | 0 | 0
2036-09-12 15:00 | 2036 | 9 | 0 | 0 | 0
2036-09-12 16:00 | 2036 | 9 | 0 | 0 | 0
2036-09-12 17:00 | 2036 | 9 | 0 | 0 | 0
2036-09-12 18:00 | 2036 | 9 | 0 | 0 | 0
2036-09-12 19:00 | 2036 | 9 | 0 | 0 | 0
2036-09-12 20:00 | 2036 | 9 | 0 | 0 | 0
2036-09-12 21:00 | 2036 | 9 | 0 | 0 | 0
2036-09-12 22:00 | 2036 | 9 | 0 | 0 | 0
2036-09-12 23:00 | 2036 | 9 | 0 | 0 | 0
2036-09-13 | 2036 | 9 | 0 | 0 | 0
2036-09-13 01:00 | 2036 | 9 | 0 | 0 | 0
2036-09-13 02:00 | 2036 | 9 | 0 | 0 | 0
2036-09-13 03:00 | 2036 | 9 | 0 | 0 | 0
2036-09-13 04:00 | 2036 | 9 | 0 | 0 | 0
2036-09-13 05:00 | 2036 | 9 | 0 | 0 | 0
2036-09-13 06:00 | 2036 | 9 | 0 | 0 | 0
2036-09-13 07:00 | 2036 | 9 | 0 | 0 | 0
2036-09-13 08:00 | 2036 | 9 | 0 | 0 | 0
2036-09-13 09:00 | 2036 | 9 | 0 | 0 | 0
2036-09-13 10:00 | 2036 | 9 | 0 | 0 | 0
2036-09-13 11:00 | 2036 | 9 | 0 | 0 | 0
2036-09-13 12:00 | 2036 | 9 | 0 | 0 | 0
2036-09-13 13:00 | 2036 | 9 | 0 | 0 | 0
2036-09-13 14:00 | 2036 | 9 | 0 | 0 | 0
2036-09-13 15:00 | 2036 | 9 | 0 | 0 | 0
2036-09-13 16:00 | 2036 | 9 | 0 | 0 | 0
2036-09-13 17:00 | 2036 | 9 | 0 | 0 | 0
2036-09-13 18:00 | 2036 | 9 | 0 | 0 | 0
2036-09-13 19:00 | 2036 | 9 | 0 | 0 | 0
2036-09-13 20:00 | 2036 | 9 | 0 | 0 | 0
2036-09-13 21:00 | 2036 | 9 | 0 | 0 | 0
2036-09-13 22:00 | 2036 | 9 | 0 | 0 | 0
2036-09-13 23:00 | 2036 | 9 | 0 | 0 | 0
2036-09-14 | 2036 | 9 | 0 | 0 | 0
2036-09-14 01:00 | 2036 | 9 | 0 | 0 | 0
2036-09-14 02:00 | 2036 | 9 | 0 | 0 | 0
2036-09-14 03:00 | 2036 | 9 | 0 | 0 | 0
2036-09-14 04:00 | 2036 | 9 | 0 | 0 | 0
2036-09-14 05:00 | 2036 | 9 | 0 | 0 | 0
2036-09-14 06:00 | 2036 | 9 | 0 | 0 | 0
2036-09-14 07:00 | 2036 | 9 | 0 | 0 | 0
2036-09-14 08:00 | 2036 | 9 | 0 | 0 | 0
2036-09-14 09:00 | 2036 | 9 | 0 | 0 | 0
2036-09-14 10:00 | 2036 | 9 | 0 | 0 | 0
2036-09-14 11:00 | 2036 | 9 | 0 | 0 | 0
2036-09-14 12:00 | 2036 | 9 | 0 | 0 | 0
2036-09-14 13:00 | 2036 | 9 | 0 | 0 | 0
2036-09-14 14:00 | 2036 | 9 | 0 | 0 | 0
2036-09-14 15:00 | 2036 | 9 | 0 | 0 | 0
2036-09-14 16:00 | 2036 | 9 | 0 | 0 | 0
2036-09-14 17:00 | 2036 | 9 | 0 | 0 | 0
2036-09-14 18:00 | 2036 | 9 | 0 | 0 | 0
2036-09-14 19:00 | 2036 | 9 | 0 | 0 | 0
2036-09-14 20:00 | 2036 | 9 | 0 | 0 | 0
2036-09-14 21:00 | 2036 | 9 | 0 | 0 | 0
2036-09-14 22:00 | 2036 | 9 | 0 | 0 | 0
2036-09-14 23:00 | 2036 | 9 | 0 | 0 | 0
2036-09-15 | 2036 | 9 | 0 | 0 | 0
2036-09-15 01:00 | 2036 | 9 | 0 | 0 | 0
2036-09-15 02:00 | 2036 | 9 | 0 | 0 | 0
2036-09-15 03:00 | 2036 | 9 | 0 | 0 | 0
2036-09-15 04:00 | 2036 | 9 | 0 | 0 | 0
2036-09-15 05:00 | 2036 | 9 | 0 | 0 | 0
2036-09-15 06:00 | 2036 | 9 | 0 | 0 | 0
2036-09-15 07:00 | 2036 | 9 | 0 | 0 | 0
2036-09-15 08:00 | 2036 | 9 | 0 | 0 | 0
2036-09-15 09:00 | 2036 | 9 | 0 | 0 | 0
2036-09-15 10:00 | 2036 | 9 | 0 | 0 | 0
2036-09-15 11:00 | 2036 | 9 | 0 | 0 | 0
2036-09-15 12:00 | 2036 | 9 | 0 | 0 | 0
2036-09-15 13:00 | 2036 | 9 | 0 | 0 | 0
2036-09-15 14:00 | 2036 | 9 | 0 | 0 | 0
2036-09-15 15:00 | 2036 | 9 | 0 | 0 | 0
2036-09-15 16:00 | 2036 | 9 | 0 | 0 | 0
2036-09-15 17:00 | 2036 | 9 | 0 | 0 | 0
2036-09-15 18:00 | 2036 | 9 | 0 | 0 | 0
2036-09-15 19:00 | 2036 | 9 | 0 | 0 | 0
2036-09-15 20:00 | 2036 | 9 | 0 | 0 | 0
2036-09-15 21:00 | 2036 | 9 | 0 | 0 | 0
2036-09-15 22:00 | 2036 | 9 | 0 | 0 | 0
2036-09-15 23:00 | 2036 | 9 | 0 | 0 | 0
2036-09-16 | 2036 | 9 | 0 | 0 | 0
2036-09-16 01:00 | 2036 | 9 | 0 | 0 | 0
2036-09-16 02:00 | 2036 | 9 | 0 | 0 | 0
2036-09-16 03:00 | 2036 | 9 | 0 | 0 | 0
2036-09-16 04:00 | 2036 | 9 | 0 | 0 | 0
2036-09-16 05:00 | 2036 | 9 | 0 | 0 | 0
2036-09-16 06:00 | 2036 | 9 | 0 | 0 | 0
2036-09-16 07:00 | 2036 | 9 | 0 | 0 | 0
2036-09-16 08:00 | 2036 | 9 | 0 | 0 | 0
2036-09-16 09:00 | 2036 | 9 | 0 | 0 | 0
2036-09-16 10:00 | 2036 | 9 | 0 | 0 | 0
2036-09-16 11:00 | 2036 | 9 | 0 | 0 | 0
2036-09-16 12:00 | 2036 | 9 | 0 | 0 | 0
2036-09-16 13:00 | 2036 | 9 | 0 | 0 | 0
2036-09-16 14:00 | 2036 | 9 | 0 | 0 | 0
2036-09-16 15:00 | 2036 | 9 | 0 | 0 | 0
2036-09-16 16:00 | 2036 | 9 | 0 | 0 | 0
2036-09-16 17:00 | 2036 | 9 | 0 | 0 | 0
2036-09-16 18:00 | 2036 | 9 | 0 | 0 | 0
2036-09-16 19:00 | 2036 | 9 | 0 | 0 | 0
2036-09-16 20:00 | 2036 | 9 | 0 | 0 | 0
2036-09-16 21:00 | 2036 | 9 | 0 | 0 | 0
2036-09-16 22:00 | 2036 | 9 | 0 | 0 | 0
2036-09-16 23:00 | 2036 | 9 | 0 | 0 | 0
2036-09-17 | 2036 | 9 | 0 | 0 | 0
2036-09-17 01:00 | 2036 | 9 | 0 | 0 | 0
2036-09-17 02:00 | 2036 | 9 | 0 | 0 | 0
2036-09-17 03:00 | 2036 | 9 | 0 | 0 | 0
2036-09-17 04:00 | 2036 | 9 | 0 | 0 | 0
2036-09-17 05:00 | 2036 | 9 | 0 | 0 | 0
2036-09-17 06:00 | 2036 | 9 | 0 | 0 | 0
2036-09-17 07:00 | 2036 | 9 | 0 | 0 | 0
2036-09-17 08:00 | 2036 | 9 | 0 | 0 | 0
2036-09-17 09:00 | 2036 | 9 | 0 | 0 | 0
2036-09-17 10:00 | 2036 | 9 | 0 | 0 | 0
2036-09-17 11:00 | 2036 | 9 | 0 | 0 | 0
2036-09-17 12:00 | 2036 | 9 | 0 | 0 | 0
2036-09-17 13:00 | 2036 | 9 | 0 | 0 | 0
2036-09-17 14:00 | 2036 | 9 | 0 | 0 | 0
2036-09-17 15:00 | 2036 | 9 | 0 | 0 | 0
2036-09-17 16:00 | 2036 | 9 | 0 | 0 | 0
2036-09-17 17:00 | 2036 | 9 | 0 | 0 | 0
2036-09-17 18:00 | 2036 | 9 | 0 | 0 | 0
2036-09-17 19:00 | 2036 | 9 | 0 | 0 | 0
2036-09-17 20:00 | 2036 | 9 | 0 | 0 | 0
2036-09-17 21:00 | 2036 | 9 | 0 | 0 | 0
2036-09-17 22:00 | 2036 | 9 | 0 | 0 | 0
2036-09-17 23:00 | 2036 | 9 | 0 | 0 | 0
2036-09-18 | 2036 | 9 | 0 | 0 | 0
2036-09-18 01:00 | 2036 | 9 | 0 | 0 | 0
2036-09-18 02:00 | 2036 | 9 | 0 | 0 | 0
2036-09-18 03:00 | 2036 | 9 | 0 | 0 | 0
2036-09-18 04:00 | 2036 | 9 | 0 | 0 | 0
2036-09-18 05:00 | 2036 | 9 | 0 | 0 | 0
2036-09-18 06:00 | 2036 | 9 | 0 | 0 | 0
2036-09-18 07:00 | 2036 | 9 | 0 | 0 | 0
2036-09-18 08:00 | 2036 | 9 | 0 | 0 | 0
2036-09-18 09:00 | 2036 | 9 | 0 | 0 | 0
2036-09-18 10:00 | 2036 | 9 | 0 | 0 | 0
2036-09-18 11:00 | 2036 | 9 | 0 | 0 | 0
2036-09-18 12:00 | 2036 | 9 | 0 | 0 | 0
2036-09-18 13:00 | 2036 | 9 | 0 | 0 | 0
2036-09-18 14:00 | 2036 | 9 | 0 | 0 | 0
2036-09-18 15:00 | 2036 | 9 | 0 | 0 | 0
2036-09-18 16:00 | 2036 | 9 | 0 | 0 | 0
2036-09-18 17:00 | 2036 | 9 | 0 | 0 | 0
2036-09-18 18:00 | 2036 | 9 | 0 | 0 | 0
2036-09-18 19:00 | 2036 | 9 | 0 | 0 | 0
2036-09-18 20:00 | 2036 | 9 | 0 | 0 | 0
2036-09-18 21:00 | 2036 | 9 | 0 | 0 | 0
2036-09-18 22:00 | 2036 | 9 | 0 | 0 | 0
2036-09-18 23:00 | 2036 | 9 | 0 | 0 | 0
2036-09-19 | 2036 | 9 | 0 | 0 | 0
2036-09-19 01:00 | 2036 | 9 | 0 | 0 | 0
2036-09-19 02:00 | 2036 | 9 | 0 | 0 | 0
2036-09-19 03:00 | 2036 | 9 | 0 | 0 | 0
2036-09-19 04:00 | 2036 | 9 | 0 | 0 | 0
2036-09-19 05:00 | 2036 | 9 | 0 | 0 | 0
2036-09-19 06:00 | 2036 | 9 | 0 | 0 | 0
2036-09-19 07:00 | 2036 | 9 | 0 | 0 | 0
2036-09-19 08:00 | 2036 | 9 | 0 | 0 | 0
2036-09-19 09:00 | 2036 | 9 | 0 | 0 | 0
2036-09-19 10:00 | 2036 | 9 | 0 | 0 | 0
2036-09-19 11:00 | 2036 | 9 | 0 | 0 | 0
2036-09-19 12:00 | 2036 | 9 | 0 | 0 | 0
2036-09-19 13:00 | 2036 | 9 | 0 | 0 | 0
2036-09-19 14:00 | 2036 | 9 | 0 | 0 | 0
2036-09-19 15:00 | 2036 | 9 | 0 | 0 | 0
2036-09-19 16:00 | 2036 | 9 | 0 | 0 | 0
2036-09-19 17:00 | 2036 | 9 | 0 | 0 | 0
2036-09-19 18:00 | 2036 | 9 | 0 | 0 | 0
2036-09-19 19:00 | 2036 | 9 | 0 | 0 | 0
2036-09-19 20:00 | 2036 | 9 | 0 | 0 | 0
2036-09-19 21:00 | 2036 | 9 | 0 | 0 | 0
2036-09-19 22:00 | 2036 | 9 | 0 | 0 | 0
2036-09-19 23:00 | 2036 | 9 | 0 | 0 | 0
2036-09-20 | 2036 | 9 | 0 | 0 | 0
2036-09-20 01:00 | 2036 | 9 | 0 | 0 | 0
2036-09-20 02:00 | 2036 | 9 | 0 | 0 | 0
2036-09-20 03:00 | 2036 | 9 | 0 | 0 | 0
2036-09-20 04:00 | 2036 | 9 | 0 | 0 | 0
2036-09-20 05:00 | 2036 | 9 | 0 | 0 | 0
2036-09-20 06:00 | 2036 | 9 | 0 | 0 | 0
2036-09-20 07:00 | 2036 | 9 | 0 | 0 | 0
2036-09-20 08:00 | 2036 | 9 | 0 | 0 | 0
2036-09-20 09:00 | 2036 | 9 | 0 | 0 | 0
2036-09-20 10:00 | 2036 | 9 | 0 | 0 | 0
2036-09-20 11:00 | 2036 | 9 | 0 | 0 | 0
2036-09-20 12:00 | 2036 | 9 | 0 | 0 | 0
2036-09-20 13:00 | 2036 | 9 | 0 | 0 | 0
2036-09-20 14:00 | 2036 | 9 | 0 | 0 | 0
2036-09-20 15:00 | 2036 | 9 | 0 | 0 | 0
2036-09-20 16:00 | 2036 | 9 | 0 | 0 | 0
2036-09-20 17:00 | 2036 | 9 | 0 | 0 | 0
2036-09-20 18:00 | 2036 | 9 | 0 | 0 | 0
2036-09-20 19:00 | 2036 | 9 | 0 | 0 | 0
2036-09-20 20:00 | 2036 | 9 | 0 | 0 | 0
2036-09-20 21:00 | 2036 | 9 | 0 | 0 | 0
2036-09-20 22:00 | 2036 | 9 | 0 | 0 | 0
2036-09-20 23:00 | 2036 | 9 | 0 | 0 | 0
2036-09-21 | 2036 | 9 | 0 | 0 | 0
2036-09-21 01:00 | 2036 | 9 | 0 | 0 | 0
2036-09-21 02:00 | 2036 | 9 | 0 | 0 | 0
2036-09-21 03:00 | 2036 | 9 | 0 | 0 | 0
2036-09-21 04:00 | 2036 | 9 | 0 | 0 | 0
2036-09-21 05:00 | 2036 | 9 | 0 | 0 | 0
2036-09-21 06:00 | 2036 | 9 | 0 | 0 | 0
2036-09-21 07:00 | 2036 | 9 | 0 | 0 | 0
2036-09-21 08:00 | 2036 | 9 | 0 | 0 | 0
2036-09-21 09:00 | 2036 | 9 | 0 | 0 | 0
2036-09-21 10:00 | 2036 | 9 | 0 | 0 | 0
2036-09-21 11:00 | 2036 | 9 | 0 | 0 | 0
2036-09-21 12:00 | 2036 | 9 | 0 | 0 | 0
2036-09-21 13:00 | 2036 | 9 | 0 | 0 | 0
2036-09-21 14:00 | 2036 | 9 | 0 | 0 | 0
2036-09-21 15:00 | 2036 | 9 | 0 | 0 | 0
2036-09-21 16:00 | 2036 | 9 | 0 | 0 | 0
2036-09-21 17:00 | 2036 | 9 | 0 | 0 | 0
2036-09-21 18:00 | 2036 | 9 | 0 | 0 | 0
2036-09-21 19:00 | 2036 | 9 | 0 | 0 | 0
2036-09-21 20:00 | 2036 | 9 | 0 | 0 | 0
2036-09-21 21:00 | 2036 | 9 | 0 | 0 | 0
2036-09-21 22:00 | 2036 | 9 | 0 | 0 | 0
2036-09-21 23:00 | 2036 | 9 | 0 | 0 | 0
2036-09-22 | 2036 | 9 | 0 | 0 | 0
2036-09-22 01:00 | 2036 | 9 | 0 | 0 | 0
2036-09-22 02:00 | 2036 | 9 | 0 | 0 | 0
2036-09-22 03:00 | 2036 | 9 | 0 | 0 | 0
2036-09-22 04:00 | 2036 | 9 | 0 | 0 | 0
2036-09-22 05:00 | 2036 | 9 | 0 | 0 | 0
2036-09-22 06:00 | 2036 | 9 | 0 | 0 | 0
2036-09-22 07:00 | 2036 | 9 | 0 | 0 | 0
2036-09-22 08:00 | 2036 | 9 | 0 | 0 | 0
2036-09-22 09:00 | 2036 | 9 | 0 | 0 | 0
2036-09-22 10:00 | 2036 | 9 | 0 | 0 | 0
2036-09-22 11:00 | 2036 | 9 | 0 | 0 | 0
2036-09-22 12:00 | 2036 | 9 | 0 | 0 | 0
2036-09-22 13:00 | 2036 | 9 | 0 | 0 | 0
2036-09-22 14:00 | 2036 | 9 | 0 | 0 | 0
2036-09-22 15:00 | 2036 | 9 | 0 | 0 | 0
2036-09-22 16:00 | 2036 | 9 | 0 | 0 | 0
2036-09-22 17:00 | 2036 | 9 | 0 | 0 | 0
2036-09-22 18:00 | 2036 | 9 | 0 | 0 | 0
2036-09-22 19:00 | 2036 | 9 | 0 | 0 | 0
2036-09-22 20:00 | 2036 | 9 | 0 | 0 | 0
2036-09-22 21:00 | 2036 | 9 | 0 | 0 | 0
2036-09-22 22:00 | 2036 | 9 | 0 | 0 | 0
2036-09-22 23:00 | 2036 | 9 | 0 | 0 | 0
2036-09-23 | 2036 | 9 | 0 | 0 | 0
2036-09-23 01:00 | 2036 | 9 | 0 | 0 | 0
2036-09-23 02:00 | 2036 | 9 | 0 | 0 | 0
2036-09-23 03:00 | 2036 | 9 | 0 | 0 | 0
2036-09-23 04:00 | 2036 | 9 | 0 | 0 | 0
2036-09-23 05:00 | 2036 | 9 | 0 | 0 | 0
2036-09-23 06:00 | 2036 | 9 | 0 | 0 | 0
2036-09-23 07:00 | 2036 | 9 | 0 | 0 | 0
2036-09-23 08:00 | 2036 | 9 | 0 | 0 | 0
2036-09-23 09:00 | 2036 | 9 | 0 | 0 | 0
2036-09-23 10:00 | 2036 | 9 | 0 | 0 | 0
2036-09-23 11:00 | 2036 | 9 | 0 | 0 | 0
2036-09-23 12:00 | 2036 | 9 | 0 | 0 | 0
2036-09-23 13:00 | 2036 | 9 | 0 | 0 | 0
2036-09-23 14:00 | 2036 | 9 | 0 | 0 | 0
2036-09-23 15:00 | 2036 | 9 | 0 | 0 | 0
2036-09-23 16:00 | 2036 | 9 | 0 | 0 | 0
2036-09-23 17:00 | 2036 | 9 | 0 | 0 | 0
2036-09-23 18:00 | 2036 | 9 | 0 | 0 | 0
2036-09-23 19:00 | 2036 | 9 | 0 | 0 | 0
2036-09-23 20:00 | 2036 | 9 | 0 | 0 | 0
2036-09-23 21:00 | 2036 | 9 | 0 | 0 | 0
2036-09-23 22:00 | 2036 | 9 | 0 | 0 | 0
2036-09-23 23:00 | 2036 | 9 | 0 | 0 | 0
2036-09-24 | 2036 | 9 | 0 | 0 | 0
2036-09-24 01:00 | 2036 | 9 | 0 | 0 | 0
2036-09-24 02:00 | 2036 | 9 | 0 | 0 | 0
2036-09-24 03:00 | 2036 | 9 | 0 | 0 | 0
2036-09-24 04:00 | 2036 | 9 | 0 | 0 | 0
2036-09-24 05:00 | 2036 | 9 | 0 | 0 | 0
2036-09-24 06:00 | 2036 | 9 | 0 | 0 | 0
2036-09-24 07:00 | 2036 | 9 | 0 | 0 | 0
2036-09-24 08:00 | 2036 | 9 | 0 | 0 | 0
2036-09-24 09:00 | 2036 | 9 | 0 | 0 | 0
2036-09-24 10:00 | 2036 | 9 | 0 | 0 | 0
2036-09-24 11:00 | 2036 | 9 | 0 | 0 | 0
2036-09-24 12:00 | 2036 | 9 | 0 | 0 | 0
2036-09-24 13:00 | 2036 | 9 | 0 | 0 | 0
2036-09-24 14:00 | 2036 | 9 | 0 | 0 | 0
2036-09-24 15:00 | 2036 | 9 | 0 | 0 | 0
2036-09-24 16:00 | 2036 | 9 | 0 | 0 | 0
2036-09-24 17:00 | 2036 | 9 | 0 | 0 | 0
2036-09-24 18:00 | 2036 | 9 | 0 | 0 | 0
2036-09-24 19:00 | 2036 | 9 | 0 | 0 | 0
2036-09-24 20:00 | 2036 | 9 | 0 | 0 | 0
2036-09-24 21:00 | 2036 | 9 | 0 | 0 | 0
2036-09-24 22:00 | 2036 | 9 | 0 | 0 | 0
2036-09-24 23:00 | 2036 | 9 | 0 | 0 | 0
2036-09-25 | 2036 | 9 | 0 | 0 | 0
2036-09-25 01:00 | 2036 | 9 | 0 | 0 | 0
2036-09-25 02:00 | 2036 | 9 | 0 | 0 | 0
2036-09-25 03:00 | 2036 | 9 | 0 | 0 | 0
2036-09-25 04:00 | 2036 | 9 | 0 | 0 | 0
2036-09-25 05:00 | 2036 | 9 | 0 | 0 | 0
2036-09-25 06:00 | 2036 | 9 | 0 | 0 | 0
2036-09-25 07:00 | 2036 | 9 | 0 | 0 | 0
2036-09-25 08:00 | 2036 | 9 | 0 | 0 | 0
2036-09-25 09:00 | 2036 | 9 | 0 | 0 | 0
2036-09-25 10:00 | 2036 | 9 | 0 | 0 | 0
2036-09-25 11:00 | 2036 | 9 | 0 | 0 | 0
2036-09-25 12:00 | 2036 | 9 | 0 | 0 | 0
2036-09-25 13:00 | 2036 | 9 | 0 | 0 | 0
2036-09-25 14:00 | 2036 | 9 | 0 | 0 | 0
2036-09-25 15:00 | 2036 | 9 | 0 | 0 | 0
2036-09-25 16:00 | 2036 | 9 | 0 | 0 | 0
2036-09-25 17:00 | 2036 | 9 | 0 | 0 | 0
2036-09-25 18:00 | 2036 | 9 | 0 | 0 | 0
2036-09-25 19:00 | 2036 | 9 | 0 | 0 | 0
2036-09-25 20:00 | 2036 | 9 | 0 | 0 | 0
2036-09-25 21:00 | 2036 | 9 | 0 | 0 | 0
2036-09-25 22:00 | 2036 | 9 | 0 | 0 | 0
2036-09-25 23:00 | 2036 | 9 | 0 | 0 | 0
2036-09-26 | 2036 | 9 | 0 | 0 | 0
2036-09-26 01:00 | 2036 | 9 | 0 | 0 | 0
2036-09-26 02:00 | 2036 | 9 | 0 | 0 | 0
2036-09-26 03:00 | 2036 | 9 | 0 | 0 | 0
2036-09-26 04:00 | 2036 | 9 | 0 | 0 | 0
2036-09-26 05:00 | 2036 | 9 | 0 | 0 | 0
2036-09-26 06:00 | 2036 | 9 | 0 | 0 | 0
2036-09-26 07:00 | 2036 | 9 | 0 | 0 | 0
2036-09-26 08:00 | 2036 | 9 | 0 | 0 | 0
2036-09-26 09:00 | 2036 | 9 | 0 | 0 | 0
2036-09-26 10:00 | 2036 | 9 | 0 | 0 | 0
2036-09-26 11:00 | 2036 | 9 | 0 | 0 | 0
2036-09-26 12:00 | 2036 | 9 | 0 | 0 | 0
2036-09-26 13:00 | 2036 | 9 | 0 | 0 | 0
2036-09-26 14:00 | 2036 | 9 | 0 | 0 | 0
2036-09-26 15:00 | 2036 | 9 | 0 | 0 | 0
2036-09-26 16:00 | 2036 | 9 | 0 | 0 | 0
2036-09-26 17:00 | 2036 | 9 | 0 | 0 | 0
2036-09-26 18:00 | 2036 | 9 | 0 | 0 | 0
2036-09-26 19:00 | 2036 | 9 | 0 | 0 | 0
2036-09-26 20:00 | 2036 | 9 | 0 | 0 | 0
2036-09-26 21:00 | 2036 | 9 | 0 | 0 | 0
2036-09-26 22:00 | 2036 | 9 | 0 | 0 | 0
2036-09-26 23:00 | 2036 | 9 | 0 | 0 | 0
2036-09-27 | 2036 | 9 | 0 | 0 | 0
2036-09-27 01:00 | 2036 | 9 | 0 | 0 | 0
2036-09-27 02:00 | 2036 | 9 | 0 | 0 | 0
2036-09-27 03:00 | 2036 | 9 | 0 | 0 | 0
2036-09-27 04:00 | 2036 | 9 | 0 | 0 | 0
2036-09-27 05:00 | 2036 | 9 | 0 | 0 | 0
2036-09-27 06:00 | 2036 | 9 | 0 | 0 | 0
2036-09-27 07:00 | 2036 | 9 | 0 | 0 | 0
2036-09-27 08:00 | 2036 | 9 | 0 | 0 | 0
2036-09-27 09:00 | 2036 | 9 | 0 | 0 | 0
2036-09-27 10:00 | 2036 | 9 | 0 | 0 | 0
2036-09-27 11:00 | 2036 | 9 | 0 | 0 | 0
2036-09-27 12:00 | 2036 | 9 | 0 | 0 | 0
2036-09-27 13:00 | 2036 | 9 | 0 | 0 | 0
2036-09-27 14:00 | 2036 | 9 | 0 | 0 | 0
2036-09-27 15:00 | 2036 | 9 | 0 | 0 | 0
2036-09-27 16:00 | 2036 | 9 | 0 | 0 | 0
2036-09-27 17:00 | 2036 | 9 | 0 | 0 | 0
2036-09-27 18:00 | 2036 | 9 | 0 | 0 | 0
2036-09-27 19:00 | 2036 | 9 | 0 | 0 | 0
2036-09-27 20:00 | 2036 | 9 | 0 | 0 | 0
2036-09-27 21:00 | 2036 | 9 | 0 | 0 | 0
2036-09-27 22:00 | 2036 | 9 | 0 | 0 | 0
2036-09-27 23:00 | 2036 | 9 | 0 | 0 | 0
2036-09-28 | 2036 | 9 | 0 | 0 | 0
2036-09-28 01:00 | 2036 | 9 | 0 | 0 | 0
2036-09-28 02:00 | 2036 | 9 | 0 | 0 | 0
2036-09-28 03:00 | 2036 | 9 | 0 | 0 | 0
2036-09-28 04:00 | 2036 | 9 | 0 | 0 | 0
2036-09-28 05:00 | 2036 | 9 | 0 | 0 | 0
2036-09-28 06:00 | 2036 | 9 | 0 | 0 | 0
2036-09-28 07:00 | 2036 | 9 | 0 | 0 | 0
2036-09-28 08:00 | 2036 | 9 | 0 | 0 | 0
2036-09-28 09:00 | 2036 | 9 | 0 | 0 | 0
2036-09-28 10:00 | 2036 | 9 | 0 | 0 | 0
2036-09-28 11:00 | 2036 | 9 | 0 | 0 | 0
2036-09-28 12:00 | 2036 | 9 | 0 | 0 | 0
2036-09-28 13:00 | 2036 | 9 | 0 | 0 | 0
2036-09-28 14:00 | 2036 | 9 | 0 | 0 | 0
2036-09-28 15:00 | 2036 | 9 | 0 | 0 | 0
2036-09-28 16:00 | 2036 | 9 | 0 | 0 | 0
2036-09-28 17:00 | 2036 | 9 | 0 | 0 | 0
2036-09-28 18:00 | 2036 | 9 | 0 | 0 | 0
2036-09-28 19:00 | 2036 | 9 | 0 | 0 | 0
2036-09-28 20:00 | 2036 | 9 | 0 | 0 | 0
2036-09-28 21:00 | 2036 | 9 | 0 | 0 | 0
2036-09-28 22:00 | 2036 | 9 | 0 | 0 | 0
2036-09-28 23:00 | 2036 | 9 | 0 | 0 | 0
2036-09-29 | 2036 | 9 | 0 | 0 | 0
2036-09-29 01:00 | 2036 | 9 | 0 | 0 | 0
2036-09-29 02:00 | 2036 | 9 | 0 | 0 | 0
2036-09-29 03:00 | 2036 | 9 | 0 | 0 | 0
2036-09-29 04:00 | 2036 | 9 | 0 | 0 | 0
2036-09-29 05:00 | 2036 | 9 | 0 | 0 | 0
2036-09-29 06:00 | 2036 | 9 | 0 | 0 | 0
2036-09-29 07:00 | 2036 | 9 | 0 | 0 | 0
2036-09-29 08:00 | 2036 | 9 | 0 | 0 | 0
2036-09-29 09:00 | 2036 | 9 | 0 | 0 | 0
2036-09-29 10:00 | 2036 | 9 | 0 | 0 | 0
2036-09-29 11:00 | 2036 | 9 | 0 | 0 | 0
2036-09-29 12:00 | 2036 | 9 | 0 | 0 | 0
2036-09-29 13:00 | 2036 | 9 | 0 | 0 | 0
2036-09-29 14:00 | 2036 | 9 | 0 | 0 | 0
2036-09-29 15:00 | 2036 | 9 | 0 | 0 | 0
2036-09-29 16:00 | 2036 | 9 | 0 | 0 | 0
2036-09-29 17:00 | 2036 | 9 | 0 | 0 | 0
2036-09-29 18:00 | 2036 | 9 | 0 | 0 | 0
2036-09-29 19:00 | 2036 | 9 | 0 | 0 | 0
2036-09-29 20:00 | 2036 | 9 | 0 | 0 | 0
2036-09-29 21:00 | 2036 | 9 | 0 | 0 | 0
2036-09-29 22:00 | 2036 | 9 | 0 | 0 | 0
2036-09-29 23:00 | 2036 | 9 | 0 | 0 | 0
2036-09-30 | 2036 | 9 | 0 | 0 | 0
2036-09-30 01:00 | 2036 | 9 | 0 | 0 | 0
2036-09-30 02:00 | 2036 | 9 | 0 | 0 | 0
2036-09-30 03:00 | 2036 | 9 | 0 | 0 | 0
2036-09-30 04:00 | 2036 | 9 | 0 | 0 | 0
2036-09-30 05:00 | 2036 | 9 | 0 | 0 | 0
2036-09-30 06:00 | 2036 | 9 | 0 | 0 | 0
2036-09-30 07:00 | 2036 | 9 | 0 | 0 | 0
2036-09-30 08:00 | 2036 | 9 | 0 | 0 | 0
2036-09-30 09:00 | 2036 | 9 | 0 | 0 | 0
2036-09-30 10:00 | 2036 | 9 | 0 | 0 | 0
2036-09-30 11:00 | 2036 | 9 | 0 | 0 | 0
2036-09-30 12:00 | 2036 | 9 | 0 | 0 | 0
2036-09-30 13:00 | 2036 | 9 | 0 | 0 | 0
2036-09-30 14:00 | 2036 | 9 | 0 | 0 | 0
2036-09-30 15:00 | 2036 | 9 | 0 | 0 | 0
2036-09-30 16:00 | 2036 | 9 | 0 | 0 | 0
2036-09-30 17:00 | 2036 | 9 | 0 | 0 | 0
2036-09-30 18:00 | 2036 | 9 | 0 | 0 | 0
2036-09-30 19:00 | 2036 | 9 | 0 | 0 | 0
2036-09-30 20:00 | 2036 | 9 | 0 | 0 | 0
2036-09-30 21:00 | 2036 | 9 | 0 | 0 | 0
2036-09-30 22:00 | 2036 | 9 | 0 | 0 | 0
2036-09-30 23:00 | 2036 | 9 | 0 | 0 | 0
2036-10-01 | 2036 | 10 | 0 | 0 | 0
2036-10-01 01:00 | 2036 | 10 | 0 | 0 | 0
2036-10-01 02:00 | 2036 | 10 | 0 | 0 | 0
2036-10-01 03:00 | 2036 | 10 | 0 | 0 | 0
2036-10-01 04:00 | 2036 | 10 | 0 | 0 | 0
2036-10-01 05:00 | 2036 | 10 | 0 | 0 | 0
2036-10-01 06:00 | 2036 | 10 | 0 | 0 | 0
2036-10-01 07:00 | 2036 | 10 | 0 | 0 | 0
2036-10-01 08:00 | 2036 | 10 | 0 | 0 | 0
2036-10-01 09:00 | 2036 | 10 | 0 | 0 | 0
2036-10-01 10:00 | 2036 | 10 | 0 | 0 | 0
2036-10-01 11:00 | 2036 | 10 | 0 | 0 | 0
2036-10-01 12:00 | 2036 | 10 | 0 | 0 | 0
2036-10-01 13:00 | 2036 | 10 | 0 | 0 | 0
2036-10-01 14:00 | 2036 | 10 | 0 | 0 | 0
2036-10-01 15:00 | 2036 | 10 | 0 | 0 | 0
2036-10-01 16:00 | 2036 | 10 | 0 | 0 | 0
2036-10-01 17:00 | 2036 | 10 | 0 | 0 | 0
2036-10-01 18:00 | 2036 | 10 | 0 | 0 | 0
2036-10-01 19:00 | 2036 | 10 | 0 | 0 | 0
2036-10-01 20:00 | 2036 | 10 | 0 | 0 | 0
2036-10-01 21:00 | 2036 | 10 | 0 | 0 | 0
2036-10-01 22:00 | 2036 | 10 | 0 | 0 | 0
2036-10-01 23:00 | 2036 | 10 | 0 | 0 | 0
2036-10-02 | 2036 | 10 | 0 | 0 | 0
2036-10-02 01:00 | 2036 | 10 | 0 | 0 | 0
2036-10-02 02:00 | 2036 | 10 | 0 | 0 | 0
2036-10-02 03:00 | 2036 | 10 | 0 | 0 | 0
2036-10-02 04:00 | 2036 | 10 | 0 | 0 | 0
2036-10-02 05:00 | 2036 | 10 | 0 | 0 | 0
2036-10-02 06:00 | 2036 | 10 | 0 | 0 | 0
2036-10-02 07:00 | 2036 | 10 | 0 | 0 | 0
2036-10-02 08:00 | 2036 | 10 | 0 | 0 | 0
2036-10-02 09:00 | 2036 | 10 | 0 | 0 | 0
2036-10-02 10:00 | 2036 | 10 | 0 | 0 | 0
2036-10-02 11:00 | 2036 | 10 | 0 | 0 | 0
2036-10-02 12:00 | 2036 | 10 | 0 | 0 | 0
2036-10-02 13:00 | 2036 | 10 | 0 | 0 | 0
2036-10-02 14:00 | 2036 | 10 | 0 | 0 | 0
2036-10-02 15:00 | 2036 | 10 | 0 | 0 | 0
2036-10-02 16:00 | 2036 | 10 | 0 | 0 | 0
2036-10-02 17:00 | 2036 | 10 | 0 | 0 | 0
2036-10-02 18:00 | 2036 | 10 | 0 | 0 | 0
2036-10-02 19:00 | 2036 | 10 | 0 | 0 | 0
2036-10-02 20:00 | 2036 | 10 | 0 | 0 | 0
2036-10-02 21:00 | 2036 | 10 | 0 | 0 | 0
2036-10-02 22:00 | 2036 | 10 | 0 | 0 | 0
2036-10-02 23:00 | 2036 | 10 | 0 | 0 | 0
2036-10-03 | 2036 | 10 | 0 | 0 | 0
2036-10-03 01:00 | 2036 | 10 | 0 | 0 | 0
2036-10-03 02:00 | 2036 | 10 | 0 | 0 | 0
2036-10-03 03:00 | 2036 | 10 | 0 | 0 | 0
2036-10-03 04:00 | 2036 | 10 | 0 | 0 | 0
2036-10-03 05:00 | 2036 | 10 | 0 | 0 | 0
2036-10-03 06:00 | 2036 | 10 | 0 | 0 | 0
2036-10-03 07:00 | 2036 | 10 | 0 | 0 | 0
2036-10-03 08:00 | 2036 | 10 | 0 | 0 | 0
2036-10-03 09:00 | 2036 | 10 | 0 | 0 | 0
2036-10-03 10:00 | 2036 | 10 | 0 | 0 | 0
2036-10-03 11:00 | 2036 | 10 | 0 | 0 | 0
2036-10-03 12:00 | 2036 | 10 | 0 | 0 | 0
2036-10-03 13:00 | 2036 | 10 | 0 | 0 | 0
2036-10-03 14:00 | 2036 | 10 | 0 | 0 | 0
2036-10-03 15:00 | 2036 | 10 | 0 | 0 | 0
2036-10-03 16:00 | 2036 | 10 | 0 | 0 | 0
2036-10-03 17:00 | 2036 | 10 | 0 | 0 | 0
2036-10-03 18:00 | 2036 | 10 | 0 | 0 | 0
2036-10-03 19:00 | 2036 | 10 | 0 | 0 | 0
2036-10-03 20:00 | 2036 | 10 | 0 | 0 | 0
2036-10-03 21:00 | 2036 | 10 | 0 | 0 | 0
2036-10-03 22:00 | 2036 | 10 | 0 | 0 | 0
2036-10-03 23:00 | 2036 | 10 | 0 | 0 | 0
2036-10-04 | 2036 | 10 | 0 | 0 | 0
2036-10-04 01:00 | 2036 | 10 | 0 | 0 | 0
2036-10-04 02:00 | 2036 | 10 | 0 | 0 | 0
2036-10-04 03:00 | 2036 | 10 | 0 | 0 | 0
2036-10-04 04:00 | 2036 | 10 | 0 | 0 | 0
2036-10-04 05:00 | 2036 | 10 | 0 | 0 | 0
2036-10-04 06:00 | 2036 | 10 | 0 | 0 | 0
2036-10-04 07:00 | 2036 | 10 | 0 | 0 | 0
2036-10-04 08:00 | 2036 | 10 | 0 | 0 | 0
2036-10-04 09:00 | 2036 | 10 | 0 | 0 | 0
2036-10-04 10:00 | 2036 | 10 | 0 | 0 | 0
2036-10-04 11:00 | 2036 | 10 | 0 | 0 | 0
2036-10-04 12:00 | 2036 | 10 | 0 | 0 | 0
2036-10-04 13:00 | 2036 | 10 | 0 | 0 | 0
2036-10-04 14:00 | 2036 | 10 | 0 | 0 | 0
2036-10-04 15:00 | 2036 | 10 | 0 | 0 | 0
2036-10-04 16:00 | 2036 | 10 | 0 | 0 | 0
2036-10-04 17:00 | 2036 | 10 | 0 | 0 | 0
2036-10-04 18:00 | 2036 | 10 | 0 | 0 | 0
2036-10-04 19:00 | 2036 | 10 | 0 | 0 | 0
2036-10-04 20:00 | 2036 | 10 | 0 | 0 | 0
2036-10-04 21:00 | 2036 | 10 | 0 | 0 | 0
2036-10-04 22:00 | 2036 | 10 | 0 | 0 | 0
2036-10-04 23:00 | 2036 | 10 | 0 | 0 | 0
2036-10-05 | 2036 | 10 | 0 | 0 | 0
2036-10-05 01:00 | 2036 | 10 | 0 | 0 | 0
2036-10-05 02:00 | 2036 | 10 | 0 | 0 | 0
2036-10-05 03:00 | 2036 | 10 | 0 | 0 | 0
2036-10-05 04:00 | 2036 | 10 | 0 | 0 | 0
2036-10-05 05:00 | 2036 | 10 | 0 | 0 | 0
2036-10-05 06:00 | 2036 | 10 | 0 | 0 | 0
2036-10-05 07:00 | 2036 | 10 | 0 | 0 | 0
2036-10-05 08:00 | 2036 | 10 | 0 | 0 | 0
2036-10-05 09:00 | 2036 | 10 | 0 | 0 | 0
2036-10-05 10:00 | 2036 | 10 | 0 | 0 | 0
2036-10-05 11:00 | 2036 | 10 | 0 | 0 | 0
2036-10-05 12:00 | 2036 | 10 | 0 | 0 | 0
2036-10-05 13:00 | 2036 | 10 | 0 | 0 | 0
2036-10-05 14:00 | 2036 | 10 | 0 | 0 | 0
2036-10-05 15:00 | 2036 | 10 | 0 | 0 | 0
2036-10-05 16:00 | 2036 | 10 | 0 | 0 | 0
2036-10-05 17:00 | 2036 | 10 | 0 | 0 | 0
2036-10-05 18:00 | 2036 | 10 | 0 | 0 | 0
2036-10-05 19:00 | 2036 | 10 | 0 | 0 | 0
2036-10-05 20:00 | 2036 | 10 | 0 | 0 | 0
2036-10-05 21:00 | 2036 | 10 | 0 | 0 | 0
2036-10-05 22:00 | 2036 | 10 | 0 | 0 | 0
2036-10-05 23:00 | 2036 | 10 | 0 | 0 | 0
2036-10-06 | 2036 | 10 | 0 | 0 | 0
2036-10-06 01:00 | 2036 | 10 | 0 | 0 | 0
2036-10-06 02:00 | 2036 | 10 | 0 | 0 | 0
2036-10-06 03:00 | 2036 | 10 | 0 | 0 | 0
2036-10-06 04:00 | 2036 | 10 | 0 | 0 | 0
2036-10-06 05:00 | 2036 | 10 | 0 | 0 | 0
2036-10-06 06:00 | 2036 | 10 | 0 | 0 | 0
2036-10-06 07:00 | 2036 | 10 | 0 | 0 | 0
2036-10-06 08:00 | 2036 | 10 | 0 | 0 | 0
2036-10-06 09:00 | 2036 | 10 | 0 | 0 | 0
2036-10-06 10:00 | 2036 | 10 | 0 | 0 | 0
2036-10-06 11:00 | 2036 | 10 | 0 | 0 | 0
2036-10-06 12:00 | 2036 | 10 | 0 | 0 | 0
2036-10-06 13:00 | 2036 | 10 | 0 | 0 | 0
2036-10-06 14:00 | 2036 | 10 | 0 | 0 | 0
2036-10-06 15:00 | 2036 | 10 | 0 | 0 | 0
2036-10-06 16:00 | 2036 | 10 | 0 | 0 | 0
2036-10-06 17:00 | 2036 | 10 | 0 | 0 | 0
2036-10-06 18:00 | 2036 | 10 | 0 | 0 | 0
2036-10-06 19:00 | 2036 | 10 | 0 | 0 | 0
2036-10-06 20:00 | 2036 | 10 | 0 | 0 | 0
2036-10-06 21:00 | 2036 | 10 | 0 | 0 | 0
2036-10-06 22:00 | 2036 | 10 | 0 | 0 | 0
2036-10-06 23:00 | 2036 | 10 | 0 | 0 | 0
2036-10-07 | 2036 | 10 | 0 | 0 | 0
2036-10-07 01:00 | 2036 | 10 | 0 | 0 | 0
2036-10-07 02:00 | 2036 | 10 | 0 | 0 | 0
2036-10-07 03:00 | 2036 | 10 | 0 | 0 | 0
2036-10-07 04:00 | 2036 | 10 | 0 | 0 | 0
2036-10-07 05:00 | 2036 | 10 | 0 | 0 | 0
2036-10-07 06:00 | 2036 | 10 | 0 | 0 | 0
2036-10-07 07:00 | 2036 | 10 | 0 | 0 | 0
2036-10-07 08:00 | 2036 | 10 | 0 | 0 | 0
2036-10-07 09:00 | 2036 | 10 | 0 | 0 | 0
2036-10-07 10:00 | 2036 | 10 | 0 | 0 | 0
2036-10-07 11:00 | 2036 | 10 | 0 | 0 | 0
2036-10-07 12:00 | 2036 | 10 | 0 | 0 | 0
2036-10-07 13:00 | 2036 | 10 | 0 | 0 | 0
2036-10-07 14:00 | 2036 | 10 | 0 | 0 | 0
2036-10-07 15:00 | 2036 | 10 | 0 | 0 | 0
2036-10-07 16:00 | 2036 | 10 | 0 | 0 | 0
2036-10-07 17:00 | 2036 | 10 | 0 | 0 | 0
2036-10-07 18:00 | 2036 | 10 | 0 | 0 | 0
2036-10-07 19:00 | 2036 | 10 | 0 | 0 | 0
2036-10-07 20:00 | 2036 | 10 | 0 | 0 | 0
2036-10-07 21:00 | 2036 | 10 | 0 | 0 | 0
2036-10-07 22:00 | 2036 | 10 | 0 | 0 | 0
2036-10-07 23:00 | 2036 | 10 | 0 | 0 | 0
2036-10-08 | 2036 | 10 | 0 | 0 | 0
2036-10-08 01:00 | 2036 | 10 | 0 | 0 | 0
2036-10-08 02:00 | 2036 | 10 | 0 | 0 | 0
2036-10-08 03:00 | 2036 | 10 | 0 | 0 | 0
2036-10-08 04:00 | 2036 | 10 | 0 | 0 | 0
2036-10-08 05:00 | 2036 | 10 | 0 | 0 | 0
2036-10-08 06:00 | 2036 | 10 | 0 | 0 | 0
2036-10-08 07:00 | 2036 | 10 | 0 | 0 | 0
2036-10-08 08:00 | 2036 | 10 | 0 | 0 | 0
2036-10-08 09:00 | 2036 | 10 | 0 | 0 | 0
2036-10-08 10:00 | 2036 | 10 | 0 | 0 | 0
2036-10-08 11:00 | 2036 | 10 | 0 | 0 | 0
2036-10-08 12:00 | 2036 | 10 | 0 | 0 | 0
2036-10-08 13:00 | 2036 | 10 | 0 | 0 | 0
2036-10-08 14:00 | 2036 | 10 | 0 | 0 | 0
2036-10-08 15:00 | 2036 | 10 | 0 | 0 | 0
2036-10-08 16:00 | 2036 | 10 | 0 | 0 | 0
2036-10-08 17:00 | 2036 | 10 | 0 | 0 | 0
2036-10-08 18:00 | 2036 | 10 | 0 | 0 | 0
2036-10-08 19:00 | 2036 | 10 | 0 | 0 | 0
2036-10-08 20:00 | 2036 | 10 | 0 | 0 | 0
2036-10-08 21:00 | 2036 | 10 | 0 | 0 | 0
2036-10-08 22:00 | 2036 | 10 | 0 | 0 | 0
2036-10-08 23:00 | 2036 | 10 | 0 | 0 | 0
2036-10-09 | 2036 | 10 | 0 | 0 | 0
2036-10-09 01:00 | 2036 | 10 | 0 | 0 | 0
2036-10-09 02:00 | 2036 | 10 | 0 | 0 | 0
2036-10-09 03:00 | 2036 | 10 | 0 | 0 | 0
2036-10-09 04:00 | 2036 | 10 | 0 | 0 | 0
2036-10-09 05:00 | 2036 | 10 | 0 | 0 | 0
2036-10-09 06:00 | 2036 | 10 | 0 | 0 | 0
2036-10-09 07:00 | 2036 | 10 | 0 | 0 | 0
2036-10-09 08:00 | 2036 | 10 | 0 | 0 | 0
2036-10-09 09:00 | 2036 | 10 | 0 | 0 | 0
2036-10-09 10:00 | 2036 | 10 | 0 | 0 | 0
2036-10-09 11:00 | 2036 | 10 | 0 | 0 | 0
2036-10-09 12:00 | 2036 | 10 | 0 | 0 | 0
2036-10-09 13:00 | 2036 | 10 | 0 | 0 | 0
2036-10-09 14:00 | 2036 | 10 | 0 | 0 | 0
2036-10-09 15:00 | 2036 | 10 | 0 | 0 | 0
2036-10-09 16:00 | 2036 | 10 | 0 | 0 | 0
2036-10-09 17:00 | 2036 | 10 | 0 | 0 | 0
2036-10-09 18:00 | 2036 | 10 | 0 | 0 | 0
2036-10-09 19:00 | 2036 | 10 | 0 | 0 | 0
2036-10-09 20:00 | 2036 | 10 | 0 | 0 | 0
2036-10-09 21:00 | 2036 | 10 | 0 | 0 | 0
2036-10-09 22:00 | 2036 | 10 | 0 | 0 | 0
2036-10-09 23:00 | 2036 | 10 | 0 | 0 | 0
2036-10-10 | 2036 | 10 | 0 | 0 | 0
2036-10-10 01:00 | 2036 | 10 | 0 | 0 | 0
2036-10-10 02:00 | 2036 | 10 | 0 | 0 | 0
2036-10-10 03:00 | 2036 | 10 | 0 | 0 | 0
2036-10-10 04:00 | 2036 | 10 | 0 | 0 | 0
2036-10-10 05:00 | 2036 | 10 | 0 | 0 | 0
2036-10-10 06:00 | 2036 | 10 | 0 | 0 | 0
2036-10-10 07:00 | 2036 | 10 | 0 | 0 | 0
2036-10-10 08:00 | 2036 | 10 | 0 | 0 | 0
2036-10-10 09:00 | 2036 | 10 | 0 | 0 | 0
2036-10-10 10:00 | 2036 | 10 | 0 | 0 | 0
2036-10-10 11:00 | 2036 | 10 | 0 | 0 | 0
2036-10-10 12:00 | 2036 | 10 | 0 | 0 | 0
2036-10-10 13:00 | 2036 | 10 | 0 | 0 | 0
2036-10-10 14:00 | 2036 | 10 | 0 | 0 | 0
2036-10-10 15:00 | 2036 | 10 | 0 | 0 | 0
2036-10-10 16:00 | 2036 | 10 | 0 | 0 | 0
2036-10-10 17:00 | 2036 | 10 | 0 | 0 | 0
2036-10-10 18:00 | 2036 | 10 | 0 | 0 | 0
2036-10-10 19:00 | 2036 | 10 | 0 | 0 | 0
2036-10-10 20:00 | 2036 | 10 | 0 | 0 | 0
2036-10-10 21:00 | 2036 | 10 | 0 | 0 | 0
2036-10-10 22:00 | 2036 | 10 | 0 | 0 | 0
2036-10-10 23:00 | 2036 | 10 | 0 | 0 | 0
2036-10-11 | 2036 | 10 | 0 | 0 | 0
2036-10-11 01:00 | 2036 | 10 | 0 | 0 | 0
2036-10-11 02:00 | 2036 | 10 | 0 | 0 | 0
2036-10-11 03:00 | 2036 | 10 | 0 | 0 | 0
2036-10-11 04:00 | 2036 | 10 | 0 | 0 | 0
2036-10-11 05:00 | 2036 | 10 | 0 | 0 | 0
2036-10-11 06:00 | 2036 | 10 | 0 | 0 | 0
2036-10-11 07:00 | 2036 | 10 | 0 | 0 | 0
2036-10-11 08:00 | 2036 | 10 | 0 | 0 | 0
2036-10-11 09:00 | 2036 | 10 | 0 | 0 | 0
2036-10-11 10:00 | 2036 | 10 | 0 | 0 | 0
2036-10-11 11:00 | 2036 | 10 | 0 | 0 | 0
2036-10-11 12:00 | 2036 | 10 | 0 | 0 | 0
2036-10-11 13:00 | 2036 | 10 | 0 | 0 | 0
2036-10-11 14:00 | 2036 | 10 | 0 | 0 | 0
2036-10-11 15:00 | 2036 | 10 | 0 | 0 | 0
2036-10-11 16:00 | 2036 | 10 | 0 | 0 | 0
2036-10-11 17:00 | 2036 | 10 | 0 | 0 | 0
2036-10-11 18:00 | 2036 | 10 | 0 | 0 | 0
2036-10-11 19:00 | 2036 | 10 | 0 | 0 | 0
2036-10-11 20:00 | 2036 | 10 | 0 | 0 | 0
2036-10-11 21:00 | 2036 | 10 | 0 | 0 | 0
2036-10-11 22:00 | 2036 | 10 | 0 | 0 | 0
2036-10-11 23:00 | 2036 | 10 | 0 | 0 | 0
2036-10-12 | 2036 | 10 | 0 | 0 | 0
2036-10-12 01:00 | 2036 | 10 | 0 | 0 | 0
2036-10-12 02:00 | 2036 | 10 | 0 | 0 | 0
2036-10-12 03:00 | 2036 | 10 | 0 | 0 | 0
2036-10-12 04:00 | 2036 | 10 | 0 | 0 | 0
2036-10-12 05:00 | 2036 | 10 | 0 | 0 | 0
2036-10-12 06:00 | 2036 | 10 | 0 | 0 | 0
2036-10-12 07:00 | 2036 | 10 | 0 | 0 | 0
2036-10-12 08:00 | 2036 | 10 | 0 | 0 | 0
2036-10-12 09:00 | 2036 | 10 | 0 | 0 | 0
2036-10-12 10:00 | 2036 | 10 | 0 | 0 | 0
2036-10-12 11:00 | 2036 | 10 | 0 | 0 | 0
2036-10-12 12:00 | 2036 | 10 | 0 | 0 | 0
2036-10-12 13:00 | 2036 | 10 | 0 | 0 | 0
2036-10-12 14:00 | 2036 | 10 | 0 | 0 | 0
2036-10-12 15:00 | 2036 | 10 | 0 | 0 | 0
2036-10-12 16:00 | 2036 | 10 | 0 | 0 | 0
2036-10-12 17:00 | 2036 | 10 | 0 | 0 | 0
2036-10-12 18:00 | 2036 | 10 | 0 | 0 | 0
2036-10-12 19:00 | 2036 | 10 | 0 | 0 | 0
2036-10-12 20:00 | 2036 | 10 | 0 | 0 | 0
2036-10-12 21:00 | 2036 | 10 | 0 | 0 | 0
2036-10-12 22:00 | 2036 | 10 | 0 | 0 | 0
2036-10-12 23:00 | 2036 | 10 | 0 | 0 | 0
2036-10-13 | 2036 | 10 | 0 | 0 | 0
2036-10-13 01:00 | 2036 | 10 | 0 | 0 | 0
2036-10-13 02:00 | 2036 | 10 | 0 | 0 | 0
2036-10-13 03:00 | 2036 | 10 | 0 | 0 | 0
2036-10-13 04:00 | 2036 | 10 | 0 | 0 | 0
2036-10-13 05:00 | 2036 | 10 | 0 | 0 | 0
2036-10-13 06:00 | 2036 | 10 | 0 | 0 | 0
2036-10-13 07:00 | 2036 | 10 | 0 | 0 | 0
2036-10-13 08:00 | 2036 | 10 | 0 | 0 | 0
2036-10-13 09:00 | 2036 | 10 | 0 | 0 | 0
2036-10-13 10:00 | 2036 | 10 | 0 | 0 | 0
2036-10-13 11:00 | 2036 | 10 | 0 | 0 | 0
2036-10-13 12:00 | 2036 | 10 | 0 | 0 | 0
2036-10-13 13:00 | 2036 | 10 | 0 | 0 | 0
2036-10-13 14:00 | 2036 | 10 | 0 | 0 | 0
2036-10-13 15:00 | 2036 | 10 | 0 | 0 | 0
2036-10-13 16:00 | 2036 | 10 | 0 | 0 | 0
2036-10-13 17:00 | 2036 | 10 | 0 | 0 | 0
2036-10-13 18:00 | 2036 | 10 | 0 | 0 | 0
2036-10-13 19:00 | 2036 | 10 | 0 | 0 | 0
2036-10-13 20:00 | 2036 | 10 | 0 | 0 | 0
2036-10-13 21:00 | 2036 | 10 | 0 | 0 | 0
2036-10-13 22:00 | 2036 | 10 | 0 | 0 | 0
2036-10-13 23:00 | 2036 | 10 | 0 | 0 | 0
2036-10-14 | 2036 | 10 | 0 | 0 | 0
2036-10-14 01:00 | 2036 | 10 | 0 | 0 | 0
2036-10-14 02:00 | 2036 | 10 | 0 | 0 | 0
2036-10-14 03:00 | 2036 | 10 | 0 | 0 | 0
2036-10-14 04:00 | 2036 | 10 | 0 | 0 | 0
2036-10-14 05:00 | 2036 | 10 | 0 | 0 | 0
2036-10-14 06:00 | 2036 | 10 | 0 | 0 | 0
2036-10-14 07:00 | 2036 | 10 | 0 | 0 | 0
2036-10-14 08:00 | 2036 | 10 | 0 | 0 | 0
2036-10-14 09:00 | 2036 | 10 | 0 | 0 | 0
2036-10-14 10:00 | 2036 | 10 | 0 | 0 | 0
2036-10-14 11:00 | 2036 | 10 | 0 | 0 | 0
2036-10-14 12:00 | 2036 | 10 | 0 | 0 | 0
2036-10-14 13:00 | 2036 | 10 | 0 | 0 | 0
2036-10-14 14:00 | 2036 | 10 | 0 | 0 | 0
2036-10-14 15:00 | 2036 | 10 | 0 | 0 | 0
2036-10-14 16:00 | 2036 | 10 | 0 | 0 | 0
2036-10-14 17:00 | 2036 | 10 | 0 | 0 | 0
2036-10-14 18:00 | 2036 | 10 | 0 | 0 | 0
2036-10-14 19:00 | 2036 | 10 | 0 | 0 | 0
2036-10-14 20:00 | 2036 | 10 | 0 | 0 | 0
2036-10-14 21:00 | 2036 | 10 | 0 | 0 | 0
2036-10-14 22:00 | 2036 | 10 | 0 | 0 | 0
2036-10-14 23:00 | 2036 | 10 | 0 | 0 | 0
2036-10-15 | 2036 | 10 | 0 | 0 | 0
2036-10-15 01:00 | 2036 | 10 | 0 | 0 | 0
2036-10-15 02:00 | 2036 | 10 | 0 | 0 | 0
2036-10-15 03:00 | 2036 | 10 | 0 | 0 | 0
2036-10-15 04:00 | 2036 | 10 | 0 | 0 | 0
2036-10-15 05:00 | 2036 | 10 | 0 | 0 | 0
2036-10-15 06:00 | 2036 | 10 | 0 | 0 | 0
2036-10-15 07:00 | 2036 | 10 | 0 | 0 | 0
2036-10-15 08:00 | 2036 | 10 | 0 | 0 | 0
2036-10-15 09:00 | 2036 | 10 | 0 | 0 | 0
2036-10-15 10:00 | 2036 | 10 | 0 | 0 | 0
2036-10-15 11:00 | 2036 | 10 | 0 | 0 | 0
2036-10-15 12:00 | 2036 | 10 | 0 | 0 | 0
2036-10-15 13:00 | 2036 | 10 | 0 | 0 | 0
2036-10-15 14:00 | 2036 | 10 | 0 | 0 | 0
2036-10-15 15:00 | 2036 | 10 | 0 | 0 | 0
2036-10-15 16:00 | 2036 | 10 | 0 | 0 | 0
2036-10-15 17:00 | 2036 | 10 | 0 | 0 | 0
2036-10-15 18:00 | 2036 | 10 | 0 | 0 | 0
2036-10-15 19:00 | 2036 | 10 | 0 | 0 | 0
2036-10-15 20:00 | 2036 | 10 | 0 | 0 | 0
2036-10-15 21:00 | 2036 | 10 | 0 | 0 | 0
2036-10-15 22:00 | 2036 | 10 | 0 | 0 | 0
2036-10-15 23:00 | 2036 | 10 | 0 | 0 | 0
2036-10-16 | 2036 | 10 | 0 | 0 | 0
2036-10-16 01:00 | 2036 | 10 | 0 | 0 | 0
2036-10-16 02:00 | 2036 | 10 | 0 | 0 | 0
2036-10-16 03:00 | 2036 | 10 | 0 | 0 | 0
2036-10-16 04:00 | 2036 | 10 | 0 | 0 | 0
2036-10-16 05:00 | 2036 | 10 | 0 | 0 | 0
2036-10-16 06:00 | 2036 | 10 | 0 | 0 | 0
2036-10-16 07:00 | 2036 | 10 | 0 | 0 | 0
2036-10-16 08:00 | 2036 | 10 | 0 | 0 | 0
2036-10-16 09:00 | 2036 | 10 | 0 | 0 | 0
2036-10-16 10:00 | 2036 | 10 | 0 | 0 | 0
2036-10-16 11:00 | 2036 | 10 | 0 | 0 | 0
2036-10-16 12:00 | 2036 | 10 | 0 | 0 | 0
2036-10-16 13:00 | 2036 | 10 | 0 | 0 | 0
2036-10-16 14:00 | 2036 | 10 | 0 | 0 | 0
2036-10-16 15:00 | 2036 | 10 | 0 | 0 | 0
2036-10-16 16:00 | 2036 | 10 | 0 | 0 | 0
2036-10-16 17:00 | 2036 | 10 | 0 | 0 | 0
2036-10-16 18:00 | 2036 | 10 | 0 | 0 | 0
2036-10-16 19:00 | 2036 | 10 | 0 | 0 | 0
2036-10-16 20:00 | 2036 | 10 | 0 | 0 | 0
2036-10-16 21:00 | 2036 | 10 | 0 | 0 | 0
2036-10-16 22:00 | 2036 | 10 | 0 | 0 | 0
2036-10-16 23:00 | 2036 | 10 | 0 | 0 | 0
2036-10-17 | 2036 | 10 | 0 | 0 | 0
2036-10-17 01:00 | 2036 | 10 | 0 | 0 | 0
2036-10-17 02:00 | 2036 | 10 | 0 | 0 | 0
2036-10-17 03:00 | 2036 | 10 | 0 | 0 | 0
2036-10-17 04:00 | 2036 | 10 | 0 | 0 | 0
2036-10-17 05:00 | 2036 | 10 | 0 | 0 | 0
2036-10-17 06:00 | 2036 | 10 | 0 | 0 | 0
2036-10-17 07:00 | 2036 | 10 | 0 | 0 | 0
2036-10-17 08:00 | 2036 | 10 | 0 | 0 | 0
2036-10-17 09:00 | 2036 | 10 | 0 | 0 | 0
2036-10-17 10:00 | 2036 | 10 | 0 | 0 | 0
2036-10-17 11:00 | 2036 | 10 | 0 | 0 | 0
2036-10-17 12:00 | 2036 | 10 | 0 | 0 | 0
2036-10-17 13:00 | 2036 | 10 | 0 | 0 | 0
2036-10-17 14:00 | 2036 | 10 | 0 | 0 | 0
2036-10-17 15:00 | 2036 | 10 | 0 | 0 | 0
2036-10-17 16:00 | 2036 | 10 | 0 | 0 | 0
2036-10-17 17:00 | 2036 | 10 | 0 | 0 | 0
2036-10-17 18:00 | 2036 | 10 | 0 | 0 | 0
2036-10-17 19:00 | 2036 | 10 | 0 | 0 | 0
2036-10-17 20:00 | 2036 | 10 | 0 | 0 | 0
2036-10-17 21:00 | 2036 | 10 | 0 | 0 | 0
2036-10-17 22:00 | 2036 | 10 | 0 | 0 | 0
2036-10-17 23:00 | 2036 | 10 | 0 | 0 | 0
2036-10-18 | 2036 | 10 | 0 | 0 | 0
2036-10-18 01:00 | 2036 | 10 | 0 | 0 | 0
2036-10-18 02:00 | 2036 | 10 | 0 | 0 | 0
2036-10-18 03:00 | 2036 | 10 | 0 | 0 | 0
2036-10-18 04:00 | 2036 | 10 | 0 | 0 | 0
2036-10-18 05:00 | 2036 | 10 | 0 | 0 | 0
2036-10-18 06:00 | 2036 | 10 | 0 | 0 | 0
2036-10-18 07:00 | 2036 | 10 | 0 | 0 | 0
2036-10-18 08:00 | 2036 | 10 | 0 | 0 | 0
2036-10-18 09:00 | 2036 | 10 | 0 | 0 | 0
2036-10-18 10:00 | 2036 | 10 | 0 | 0 | 0
2036-10-18 11:00 | 2036 | 10 | 0 | 0 | 0
2036-10-18 12:00 | 2036 | 10 | 0 | 0 | 0
2036-10-18 13:00 | 2036 | 10 | 0 | 0 | 0
2036-10-18 14:00 | 2036 | 10 | 0 | 0 | 0
2036-10-18 15:00 | 2036 | 10 | 0 | 0 | 0
2036-10-18 16:00 | 2036 | 10 | 0 | 0 | 0
2036-10-18 17:00 | 2036 | 10 | 0 | 0 | 0
2036-10-18 18:00 | 2036 | 10 | 0 | 0 | 0
2036-10-18 19:00 | 2036 | 10 | 0 | 0 | 0
2036-10-18 20:00 | 2036 | 10 | 0 | 0 | 0
2036-10-18 21:00 | 2036 | 10 | 0 | 0 | 0
2036-10-18 22:00 | 2036 | 10 | 0 | 0 | 0
2036-10-18 23:00 | 2036 | 10 | 0 | 0 | 0
2036-10-19 | 2036 | 10 | 0 | 0 | 0
2036-10-19 01:00 | 2036 | 10 | 0 | 0 | 0
2036-10-19 02:00 | 2036 | 10 | 0 | 0 | 0
2036-10-19 03:00 | 2036 | 10 | 0 | 0 | 0
2036-10-19 04:00 | 2036 | 10 | 0 | 0 | 0
2036-10-19 05:00 | 2036 | 10 | 0 | 0 | 0
2036-10-19 06:00 | 2036 | 10 | 0 | 0 | 0
2036-10-19 07:00 | 2036 | 10 | 0 | 0 | 0
2036-10-19 08:00 | 2036 | 10 | 0 | 0 | 0
2036-10-19 09:00 | 2036 | 10 | 0 | 0 | 0
2036-10-19 10:00 | 2036 | 10 | 0 | 0 | 0
2036-10-19 11:00 | 2036 | 10 | 0 | 0 | 0
2036-10-19 12:00 | 2036 | 10 | 0 | 0 | 0
2036-10-19 13:00 | 2036 | 10 | 0 | 0 | 0
2036-10-19 14:00 | 2036 | 10 | 0 | 0 | 0
2036-10-19 15:00 | 2036 | 10 | 0 | 0 | 0
2036-10-19 16:00 | 2036 | 10 | 0 | 0 | 0
2036-10-19 17:00 | 2036 | 10 | 0 | 0 | 0
2036-10-19 18:00 | 2036 | 10 | 0 | 0 | 0
2036-10-19 19:00 | 2036 | 10 | 0 | 0 | 0
2036-10-19 20:00 | 2036 | 10 | 0 | 0 | 0
2036-10-19 21:00 | 2036 | 10 | 0 | 0 | 0
2036-10-19 22:00 | 2036 | 10 | 0 | 0 | 0
2036-10-19 23:00 | 2036 | 10 | 0 | 0 | 0
2036-10-20 | 2036 | 10 | 0 | 0 | 0
2036-10-20 01:00 | 2036 | 10 | 0 | 0 | 0
2036-10-20 02:00 | 2036 | 10 | 0 | 0 | 0
2036-10-20 03:00 | 2036 | 10 | 0 | 0 | 0
2036-10-20 04:00 | 2036 | 10 | 0 | 0 | 0
2036-10-20 05:00 | 2036 | 10 | 0 | 0 | 0
2036-10-20 06:00 | 2036 | 10 | 0 | 0 | 0
2036-10-20 07:00 | 2036 | 10 | 0 | 0 | 0
2036-10-20 08:00 | 2036 | 10 | 0 | 0 | 0
2036-10-20 09:00 | 2036 | 10 | 0 | 0 | 0
2036-10-20 10:00 | 2036 | 10 | 0 | 0 | 0
2036-10-20 11:00 | 2036 | 10 | 0 | 0 | 0
2036-10-20 12:00 | 2036 | 10 | 0 | 0 | 0
2036-10-20 13:00 | 2036 | 10 | 0 | 0 | 0
2036-10-20 14:00 | 2036 | 10 | 0 | 0 | 0
2036-10-20 15:00 | 2036 | 10 | 0 | 0 | 0
2036-10-20 16:00 | 2036 | 10 | 0 | 0 | 0
2036-10-20 17:00 | 2036 | 10 | 0 | 0 | 0
2036-10-20 18:00 | 2036 | 10 | 0 | 0 | 0
2036-10-20 19:00 | 2036 | 10 | 0 | 0 | 0
2036-10-20 20:00 | 2036 | 10 | 0 | 0 | 0
2036-10-20 21:00 | 2036 | 10 | 0 | 0 | 0
2036-10-20 22:00 | 2036 | 10 | 0 | 0 | 0
2036-10-20 23:00 | 2036 | 10 | 0 | 0 | 0
2036-10-21 | 2036 | 10 | 0 | 0 | 0
2036-10-21 01:00 | 2036 | 10 | 0 | 0 | 0
2036-10-21 02:00 | 2036 | 10 | 0 | 0 | 0
2036-10-21 03:00 | 2036 | 10 | 0 | 0 | 0
2036-10-21 04:00 | 2036 | 10 | 0 | 0 | 0
2036-10-21 05:00 | 2036 | 10 | 0 | 0 | 0
2036-10-21 06:00 | 2036 | 10 | 0 | 0 | 0
2036-10-21 07:00 | 2036 | 10 | 0 | 0 | 0
2036-10-21 08:00 | 2036 | 10 | 0 | 0 | 0
2036-10-21 09:00 | 2036 | 10 | 0 | 0 | 0
2036-10-21 10:00 | 2036 | 10 | 0 | 0 | 0
2036-10-21 11:00 | 2036 | 10 | 0 | 0 | 0
2036-10-21 12:00 | 2036 | 10 | 0 | 0 | 0
2036-10-21 13:00 | 2036 | 10 | 0 | 0 | 0
2036-10-21 14:00 | 2036 | 10 | 0 | 0 | 0
2036-10-21 15:00 | 2036 | 10 | 0 | 0 | 0
2036-10-21 16:00 | 2036 | 10 | 0 | 0 | 0
2036-10-21 17:00 | 2036 | 10 | 0 | 0 | 0
2036-10-21 18:00 | 2036 | 10 | 0 | 0 | 0
2036-10-21 19:00 | 2036 | 10 | 0 | 0 | 0
2036-10-21 20:00 | 2036 | 10 | 0 | 0 | 0
2036-10-21 21:00 | 2036 | 10 | 0 | 0 | 0
2036-10-21 22:00 | 2036 | 10 | 0 | 0 | 0
2036-10-21 23:00 | 2036 | 10 | 0 | 0 | 0
2036-10-22 | 2036 | 10 | 0 | 0 | 0
2036-10-22 01:00 | 2036 | 10 | 0 | 0 | 0
2036-10-22 02:00 | 2036 | 10 | 0 | 0 | 0
2036-10-22 03:00 | 2036 | 10 | 0 | 0 | 0
2036-10-22 04:00 | 2036 | 10 | 0 | 0 | 0
2036-10-22 05:00 | 2036 | 10 | 0 | 0 | 0
2036-10-22 06:00 | 2036 | 10 | 0 | 0 | 0
2036-10-22 07:00 | 2036 | 10 | 0 | 0 | 0
2036-10-22 08:00 | 2036 | 10 | 0 | 0 | 0
2036-10-22 09:00 | 2036 | 10 | 0 | 0 | 0
2036-10-22 10:00 | 2036 | 10 | 0 | 0 | 0
2036-10-22 11:00 | 2036 | 10 | 0 | 0 | 0
2036-10-22 12:00 | 2036 | 10 | 0 | 0 | 0
2036-10-22 13:00 | 2036 | 10 | 0 | 0 | 0
2036-10-22 14:00 | 2036 | 10 | 0 | 0 | 0
2036-10-22 15:00 | 2036 | 10 | 0 | 0 | 0
2036-10-22 16:00 | 2036 | 10 | 0 | 0 | 0
2036-10-22 17:00 | 2036 | 10 | 0 | 0 | 0
2036-10-22 18:00 | 2036 | 10 | 0 | 0 | 0
2036-10-22 19:00 | 2036 | 10 | 0 | 0 | 0
2036-10-22 20:00 | 2036 | 10 | 0 | 0 | 0
2036-10-22 21:00 | 2036 | 10 | 0 | 0 | 0
2036-10-22 22:00 | 2036 | 10 | 0 | 0 | 0
2036-10-22 23:00 | 2036 | 10 | 0 | 0 | 0
2036-10-23 | 2036 | 10 | 0 | 0 | 0
2036-10-23 01:00 | 2036 | 10 | 0 | 0 | 0
2036-10-23 02:00 | 2036 | 10 | 0 | 0 | 0
2036-10-23 03:00 | 2036 | 10 | 0 | 0 | 0
2036-10-23 04:00 | 2036 | 10 | 0 | 0 | 0
2036-10-23 05:00 | 2036 | 10 | 0 | 0 | 0
2036-10-23 06:00 | 2036 | 10 | 0 | 0 | 0
2036-10-23 07:00 | 2036 | 10 | 0 | 0 | 0
2036-10-23 08:00 | 2036 | 10 | 0 | 0 | 0
2036-10-23 09:00 | 2036 | 10 | 0 | 0 | 0
2036-10-23 10:00 | 2036 | 10 | 0 | 0 | 0
2036-10-23 11:00 | 2036 | 10 | 0 | 0 | 0
2036-10-23 12:00 | 2036 | 10 | 0 | 0 | 0
2036-10-23 13:00 | 2036 | 10 | 0 | 0 | 0
2036-10-23 14:00 | 2036 | 10 | 0 | 0 | 0
2036-10-23 15:00 | 2036 | 10 | 0 | 0 | 0
2036-10-23 16:00 | 2036 | 10 | 0 | 0 | 0
2036-10-23 17:00 | 2036 | 10 | 0 | 0 | 0
2036-10-23 18:00 | 2036 | 10 | 0 | 0 | 0
2036-10-23 19:00 | 2036 | 10 | 0 | 0 | 0
2036-10-23 20:00 | 2036 | 10 | 0 | 0 | 0
2036-10-23 21:00 | 2036 | 10 | 0 | 0 | 0
2036-10-23 22:00 | 2036 | 10 | 0 | 0 | 0
2036-10-23 23:00 | 2036 | 10 | 0 | 0 | 0
2036-10-24 | 2036 | 10 | 0 | 0 | 0
2036-10-24 01:00 | 2036 | 10 | 0 | 0 | 0
2036-10-24 02:00 | 2036 | 10 | 0 | 0 | 0
2036-10-24 03:00 | 2036 | 10 | 0 | 0 | 0
2036-10-24 04:00 | 2036 | 10 | 0 | 0 | 0
2036-10-24 05:00 | 2036 | 10 | 0 | 0 | 0
2036-10-24 06:00 | 2036 | 10 | 0 | 0 | 0
2036-10-24 07:00 | 2036 | 10 | 0 | 0 | 0
2036-10-24 08:00 | 2036 | 10 | 0 | 0 | 0
2036-10-24 09:00 | 2036 | 10 | 0 | 0 | 0
2036-10-24 10:00 | 2036 | 10 | 0 | 0 | 0
2036-10-24 11:00 | 2036 | 10 | 0 | 0 | 0
2036-10-24 12:00 | 2036 | 10 | 0 | 0 | 0
2036-10-24 13:00 | 2036 | 10 | 0 | 0 | 0
2036-10-24 14:00 | 2036 | 10 | 0 | 0 | 0
2036-10-24 15:00 | 2036 | 10 | 0 | 0 | 0
2036-10-24 16:00 | 2036 | 10 | 0 | 0 | 0
2036-10-24 17:00 | 2036 | 10 | 0 | 0 | 0
2036-10-24 18:00 | 2036 | 10 | 0 | 0 | 0
2036-10-24 19:00 | 2036 | 10 | 0 | 0 | 0
2036-10-24 20:00 | 2036 | 10 | 0 | 0 | 0
2036-10-24 21:00 | 2036 | 10 | 0 | 0 | 0
2036-10-24 22:00 | 2036 | 10 | 0 | 0 | 0
2036-10-24 23:00 | 2036 | 10 | 0 | 0 | 0
2036-10-25 | 2036 | 10 | 0 | 0 | 0
2036-10-25 01:00 | 2036 | 10 | 0 | 0 | 0
2036-10-25 02:00 | 2036 | 10 | 0 | 0 | 0
2036-10-25 03:00 | 2036 | 10 | 0 | 0 | 0
2036-10-25 04:00 | 2036 | 10 | 0 | 0 | 0
2036-10-25 05:00 | 2036 | 10 | 0 | 0 | 0
2036-10-25 06:00 | 2036 | 10 | 0 | 0 | 0
2036-10-25 07:00 | 2036 | 10 | 0 | 0 | 0
2036-10-25 08:00 | 2036 | 10 | 0 | 0 | 0
2036-10-25 09:00 | 2036 | 10 | 0 | 0 | 0
2036-10-25 10:00 | 2036 | 10 | 0 | 0 | 0
2036-10-25 11:00 | 2036 | 10 | 0 | 0 | 0
2036-10-25 12:00 | 2036 | 10 | 0 | 0 | 0
2036-10-25 13:00 | 2036 | 10 | 0 | 0 | 0
2036-10-25 14:00 | 2036 | 10 | 0 | 0 | 0
2036-10-25 15:00 | 2036 | 10 | 0 | 0 | 0
2036-10-25 16:00 | 2036 | 10 | 0 | 0 | 0
2036-10-25 17:00 | 2036 | 10 | 0 | 0 | 0
2036-10-25 18:00 | 2036 | 10 | 0 | 0 | 0
2036-10-25 19:00 | 2036 | 10 | 0 | 0 | 0
2036-10-25 20:00 | 2036 | 10 | 0 | 0 | 0
2036-10-25 21:00 | 2036 | 10 | 0 | 0 | 0
2036-10-25 22:00 | 2036 | 10 | 0 | 0 | 0
2036-10-25 23:00 | 2036 | 10 | 0 | 0 | 0
2036-10-26 | 2036 | 10 | 0 | 0 | 0
2036-10-26 01:00 | 2036 | 10 | 0 | 0 | 0
2036-10-26 02:00 | 2036 | 10 | 0 | 0 | 0
2036-10-26 03:00 | 2036 | 10 | 0 | 0 | 0
2036-10-26 04:00 | 2036 | 10 | 0 | 0 | 0
2036-10-26 05:00 | 2036 | 10 | 0 | 0 | 0
2036-10-26 06:00 | 2036 | 10 | 0 | 0 | 0
2036-10-26 07:00 | 2036 | 10 | 0 | 0 | 0
2036-10-26 08:00 | 2036 | 10 | 0 | 0 | 0
2036-10-26 09:00 | 2036 | 10 | 0 | 0 | 0
2036-10-26 10:00 | 2036 | 10 | 0 | 0 | 0
2036-10-26 11:00 | 2036 | 10 | 0 | 0 | 0
2036-10-26 12:00 | 2036 | 10 | 0 | 0 | 0
2036-10-26 13:00 | 2036 | 10 | 0 | 0 | 0
2036-10-26 14:00 | 2036 | 10 | 0 | 0 | 0
2036-10-26 15:00 | 2036 | 10 | 0 | 0 | 0
2036-10-26 16:00 | 2036 | 10 | 0 | 0 | 0
2036-10-26 17:00 | 2036 | 10 | 0 | 0 | 0
2036-10-26 18:00 | 2036 | 10 | 0 | 0 | 0
2036-10-26 19:00 | 2036 | 10 | 0 | 0 | 0
2036-10-26 20:00 | 2036 | 10 | 0 | 0 | 0
2036-10-26 21:00 | 2036 | 10 | 0 | 0 | 0
2036-10-26 22:00 | 2036 | 10 | 0 | 0 | 0
2036-10-26 23:00 | 2036 | 10 | 0 | 0 | 0
2036-10-27 | 2036 | 10 | 0 | 0 | 0
2036-10-27 01:00 | 2036 | 10 | 0 | 0 | 0
2036-10-27 02:00 | 2036 | 10 | 0 | 0 | 0
2036-10-27 03:00 | 2036 | 10 | 0 | 0 | 0
2036-10-27 04:00 | 2036 | 10 | 0 | 0 | 0
2036-10-27 05:00 | 2036 | 10 | 0 | 0 | 0
2036-10-27 06:00 | 2036 | 10 | 0 | 0 | 0
2036-10-27 07:00 | 2036 | 10 | 0 | 0 | 0
2036-10-27 08:00 | 2036 | 10 | 0 | 0 | 0
2036-10-27 09:00 | 2036 | 10 | 0 | 0 | 0
2036-10-27 10:00 | 2036 | 10 | 0 | 0 | 0
2036-10-27 11:00 | 2036 | 10 | 0 | 0 | 0
2036-10-27 12:00 | 2036 | 10 | 0 | 0 | 0
2036-10-27 13:00 | 2036 | 10 | 0 | 0 | 0
2036-10-27 14:00 | 2036 | 10 | 0 | 0 | 0
2036-10-27 15:00 | 2036 | 10 | 0 | 0 | 0
2036-10-27 16:00 | 2036 | 10 | 0 | 0 | 0
2036-10-27 17:00 | 2036 | 10 | 0 | 0 | 0
2036-10-27 18:00 | 2036 | 10 | 0 | 0 | 0
2036-10-27 19:00 | 2036 | 10 | 0 | 0 | 0
2036-10-27 20:00 | 2036 | 10 | 0 | 0 | 0
2036-10-27 21:00 | 2036 | 10 | 0 | 0 | 0
2036-10-27 22:00 | 2036 | 10 | 0 | 0 | 0
2036-10-27 23:00 | 2036 | 10 | 0 | 0 | 0
2036-10-28 | 2036 | 10 | 0 | 0 | 0
2036-10-28 01:00 | 2036 | 10 | 0 | 0 | 0
2036-10-28 02:00 | 2036 | 10 | 0 | 0 | 0
2036-10-28 03:00 | 2036 | 10 | 0 | 0 | 0
2036-10-28 04:00 | 2036 | 10 | 0 | 0 | 0
2036-10-28 05:00 | 2036 | 10 | 0 | 0 | 0
2036-10-28 06:00 | 2036 | 10 | 0 | 0 | 0
2036-10-28 07:00 | 2036 | 10 | 0 | 0 | 0
2036-10-28 08:00 | 2036 | 10 | 0 | 0 | 0
2036-10-28 09:00 | 2036 | 10 | 0 | 0 | 0
2036-10-28 10:00 | 2036 | 10 | 0 | 0 | 0
2036-10-28 11:00 | 2036 | 10 | 0 | 0 | 0
2036-10-28 12:00 | 2036 | 10 | 0 | 0 | 0
2036-10-28 13:00 | 2036 | 10 | 0 | 0 | 0
2036-10-28 14:00 | 2036 | 10 | 0 | 0 | 0
2036-10-28 15:00 | 2036 | 10 | 0 | 0 | 0
2036-10-28 16:00 | 2036 | 10 | 0 | 0 | 0
2036-10-28 17:00 | 2036 | 10 | 0 | 0 | 0
2036-10-28 18:00 | 2036 | 10 | 0 | 0 | 0
2036-10-28 19:00 | 2036 | 10 | 0 | 0 | 0
2036-10-28 20:00 | 2036 | 10 | 0 | 0 | 0
2036-10-28 21:00 | 2036 | 10 | 0 | 0 | 0
2036-10-28 22:00 | 2036 | 10 | 0 | 0 | 0
2036-10-28 23:00 | 2036 | 10 | 0 | 0 | 0
2036-10-29 | 2036 | 10 | 0 | 0 | 0
2036-10-29 01:00 | 2036 | 10 | 0 | 0 | 0
2036-10-29 02:00 | 2036 | 10 | 0 | 0 | 0
2036-10-29 03:00 | 2036 | 10 | 0 | 0 | 0
2036-10-29 04:00 | 2036 | 10 | 0 | 0 | 0
2036-10-29 05:00 | 2036 | 10 | 0 | 0 | 0
2036-10-29 06:00 | 2036 | 10 | 0 | 0 | 0
2036-10-29 07:00 | 2036 | 10 | 0 | 0 | 0
2036-10-29 08:00 | 2036 | 10 | 0 | 0 | 0
2036-10-29 09:00 | 2036 | 10 | 0 | 0 | 0
2036-10-29 10:00 | 2036 | 10 | 0 | 0 | 0
2036-10-29 11:00 | 2036 | 10 | 0 | 0 | 0
2036-10-29 12:00 | 2036 | 10 | 0 | 0 | 0
2036-10-29 13:00 | 2036 | 10 | 0 | 0 | 0
2036-10-29 14:00 | 2036 | 10 | 0 | 0 | 0
2036-10-29 15:00 | 2036 | 10 | 0 | 0 | 0
2036-10-29 16:00 | 2036 | 10 | 0 | 0 | 0
2036-10-29 17:00 | 2036 | 10 | 0 | 0 | 0
2036-10-29 18:00 | 2036 | 10 | 0 | 0 | 0
2036-10-29 19:00 | 2036 | 10 | 0 | 0 | 0
2036-10-29 20:00 | 2036 | 10 | 0 | 0 | 0
2036-10-29 21:00 | 2036 | 10 | 0 | 0 | 0
2036-10-29 22:00 | 2036 | 10 | 0 | 0 | 0
2036-10-29 23:00 | 2036 | 10 | 0 | 0 | 0
2036-10-30 | 2036 | 10 | 0 | 0 | 0
2036-10-30 01:00 | 2036 | 10 | 0 | 0 | 0
2036-10-30 02:00 | 2036 | 10 | 0 | 0 | 0
2036-10-30 03:00 | 2036 | 10 | 0 | 0 | 0
2036-10-30 04:00 | 2036 | 10 | 0 | 0 | 0
2036-10-30 05:00 | 2036 | 10 | 0 | 0 | 0
2036-10-30 06:00 | 2036 | 10 | 0 | 0 | 0
2036-10-30 07:00 | 2036 | 10 | 0 | 0 | 0
2036-10-30 08:00 | 2036 | 10 | 0 | 0 | 0
2036-10-30 09:00 | 2036 | 10 | 0 | 0 | 0
2036-10-30 10:00 | 2036 | 10 | 0 | 0 | 0
2036-10-30 11:00 | 2036 | 10 | 0 | 0 | 0
2036-10-30 12:00 | 2036 | 10 | 0 | 0 | 0
2036-10-30 13:00 | 2036 | 10 | 0 | 0 | 0
2036-10-30 14:00 | 2036 | 10 | 0 | 0 | 0
2036-10-30 15:00 | 2036 | 10 | 0 | 0 | 0
2036-10-30 16:00 | 2036 | 10 | 0 | 0 | 0
2036-10-30 17:00 | 2036 | 10 | 0 | 0 | 0
2036-10-30 18:00 | 2036 | 10 | 0 | 0 | 0
2036-10-30 19:00 | 2036 | 10 | 0 | 0 | 0
2036-10-30 20:00 | 2036 | 10 | 0 | 0 | 0
2036-10-30 21:00 | 2036 | 10 | 0 | 0 | 0
2036-10-30 22:00 | 2036 | 10 | 0 | 0 | 0
2036-10-30 23:00 | 2036 | 10 | 0 | 0 | 0
2036-10-31 | 2036 | 10 | 0 | 0 | 0
2036-10-31 01:00 | 2036 | 10 | 0 | 0 | 0
2036-10-31 02:00 | 2036 | 10 | 0 | 0 | 0
2036-10-31 03:00 | 2036 | 10 | 0 | 0 | 0
2036-10-31 04:00 | 2036 | 10 | 0 | 0 | 0
2036-10-31 05:00 | 2036 | 10 | 0 | 0 | 0
2036-10-31 06:00 | 2036 | 10 | 0 | 0 | 0
2036-10-31 07:00 | 2036 | 10 | 0 | 0 | 0
2036-10-31 08:00 | 2036 | 10 | 0 | 0 | 0
2036-10-31 09:00 | 2036 | 10 | 0 | 0 | 0
2036-10-31 10:00 | 2036 | 10 | 0 | 0 | 0
2036-10-31 11:00 | 2036 | 10 | 0 | 0 | 0
2036-10-31 12:00 | 2036 | 10 | 0 | 0 | 0
2036-10-31 13:00 | 2036 | 10 | 0 | 0 | 0
2036-10-31 14:00 | 2036 | 10 | 0 | 0 | 0
2036-10-31 15:00 | 2036 | 10 | 0 | 0 | 0
2036-10-31 16:00 | 2036 | 10 | 0 | 0 | 0
2036-10-31 17:00 | 2036 | 10 | 0 | 0 | 0
2036-10-31 18:00 | 2036 | 10 | 0 | 0 | 0
2036-10-31 19:00 | 2036 | 10 | 0 | 0 | 0
2036-10-31 20:00 | 2036 | 10 | 0 | 0 | 0
2036-10-31 21:00 | 2036 | 10 | 0 | 0 | 0
2036-10-31 22:00 | 2036 | 10 | 0 | 0 | 0
2036-10-31 23:00 | 2036 | 10 | 0 | 0 | 0
2036-11-01 | 2036 | 11 | 0 | 0 | 0
2036-11-01 01:00 | 2036 | 11 | 0 | 0 | 0
2036-11-01 02:00 | 2036 | 11 | 0 | 0 | 0
2036-11-01 03:00 | 2036 | 11 | 0 | 0 | 0
2036-11-01 04:00 | 2036 | 11 | 0 | 0 | 0
2036-11-01 05:00 | 2036 | 11 | 0 | 0 | 0
2036-11-01 06:00 | 2036 | 11 | 0 | 0 | 0
2036-11-01 07:00 | 2036 | 11 | 0 | 0 | 0
2036-11-01 08:00 | 2036 | 11 | 0 | 0 | 0
2036-11-01 09:00 | 2036 | 11 | 0 | 0 | 0
2036-11-01 10:00 | 2036 | 11 | 0 | 0 | 0
2036-11-01 11:00 | 2036 | 11 | 0 | 0 | 0
2036-11-01 12:00 | 2036 | 11 | 0 | 0 | 0
2036-11-01 13:00 | 2036 | 11 | 0 | 0 | 0
2036-11-01 14:00 | 2036 | 11 | 0 | 0 | 0
2036-11-01 15:00 | 2036 | 11 | 0 | 0 | 0
2036-11-01 16:00 | 2036 | 11 | 0 | 0 | 0
2036-11-01 17:00 | 2036 | 11 | 0 | 0 | 0
2036-11-01 18:00 | 2036 | 11 | 0 | 0 | 0
2036-11-01 19:00 | 2036 | 11 | 0 | 0 | 0
2036-11-01 20:00 | 2036 | 11 | 0 | 0 | 0
2036-11-01 21:00 | 2036 | 11 | 0 | 0 | 0
2036-11-01 22:00 | 2036 | 11 | 0 | 0 | 0
2036-11-01 23:00 | 2036 | 11 | 0 | 0 | 0
2036-11-02 | 2036 | 11 | 0 | 0 | 0
2036-11-02 01:00 | 2036 | 11 | 0 | 0 | 0
2036-11-02 02:00 | 2036 | 11 | 0 | 0 | 0
2036-11-02 03:00 | 2036 | 11 | 0 | 0 | 0
2036-11-02 04:00 | 2036 | 11 | 0 | 0 | 0
2036-11-02 05:00 | 2036 | 11 | 0 | 0 | 0
2036-11-02 06:00 | 2036 | 11 | 0 | 0 | 0
2036-11-02 07:00 | 2036 | 11 | 0 | 0 | 0
2036-11-02 08:00 | 2036 | 11 | 0 | 0 | 0
2036-11-02 09:00 | 2036 | 11 | 0 | 0 | 0
2036-11-02 10:00 | 2036 | 11 | 0 | 0 | 0
2036-11-02 11:00 | 2036 | 11 | 0 | 0 | 0
2036-11-02 12:00 | 2036 | 11 | 0 | 0 | 0
2036-11-02 13:00 | 2036 | 11 | 0 | 0 | 0
2036-11-02 14:00 | 2036 | 11 | 0 | 0 | 0
2036-11-02 15:00 | 2036 | 11 | 0 | 0 | 0
2036-11-02 16:00 | 2036 | 11 | 0 | 0 | 0
2036-11-02 17:00 | 2036 | 11 | 0 | 0 | 0
2036-11-02 18:00 | 2036 | 11 | 0 | 0 | 0
2036-11-02 19:00 | 2036 | 11 | 0 | 0 | 0
2036-11-02 20:00 | 2036 | 11 | 0 | 0 | 0
2036-11-02 21:00 | 2036 | 11 | 0 | 0 | 0
2036-11-02 22:00 | 2036 | 11 | 0 | 0 | 0
2036-11-02 23:00 | 2036 | 11 | 0 | 0 | 0
2036-11-03 | 2036 | 11 | 0 | 0 | 0
2036-11-03 01:00 | 2036 | 11 | 0 | 0 | 0
2036-11-03 02:00 | 2036 | 11 | 0 | 0 | 0
2036-11-03 03:00 | 2036 | 11 | 0 | 0 | 0
2036-11-03 04:00 | 2036 | 11 | 0 | 0 | 0
2036-11-03 05:00 | 2036 | 11 | 0 | 0 | 0
2036-11-03 06:00 | 2036 | 11 | 0 | 0 | 0
2036-11-03 07:00 | 2036 | 11 | 0 | 0 | 0
2036-11-03 08:00 | 2036 | 11 | 0 | 0 | 0
2036-11-03 09:00 | 2036 | 11 | 0 | 0 | 0
2036-11-03 10:00 | 2036 | 11 | 0 | 0 | 0
2036-11-03 11:00 | 2036 | 11 | 0 | 0 | 0
2036-11-03 12:00 | 2036 | 11 | 0 | 0 | 0
2036-11-03 13:00 | 2036 | 11 | 0 | 0 | 0
2036-11-03 14:00 | 2036 | 11 | 0 | 0 | 0
2036-11-03 15:00 | 2036 | 11 | 0 | 0 | 0
2036-11-03 16:00 | 2036 | 11 | 0 | 0 | 0
2036-11-03 17:00 | 2036 | 11 | 0 | 0 | 0
2036-11-03 18:00 | 2036 | 11 | 0 | 0 | 0
2036-11-03 19:00 | 2036 | 11 | 0 | 0 | 0
2036-11-03 20:00 | 2036 | 11 | 0 | 0 | 0
2036-11-03 21:00 | 2036 | 11 | 0 | 0 | 0
2036-11-03 22:00 | 2036 | 11 | 0 | 0 | 0
2036-11-03 23:00 | 2036 | 11 | 0 | 0 | 0
2036-11-04 | 2036 | 11 | 0 | 0 | 0
2036-11-04 01:00 | 2036 | 11 | 0 | 0 | 0
2036-11-04 02:00 | 2036 | 11 | 0 | 0 | 0
2036-11-04 03:00 | 2036 | 11 | 0 | 0 | 0
2036-11-04 04:00 | 2036 | 11 | 0 | 0 | 0
2036-11-04 05:00 | 2036 | 11 | 0 | 0 | 0
2036-11-04 06:00 | 2036 | 11 | 0 | 0 | 0
2036-11-04 07:00 | 2036 | 11 | 0 | 0 | 0
2036-11-04 08:00 | 2036 | 11 | 0 | 0 | 0
2036-11-04 09:00 | 2036 | 11 | 0 | 0 | 0
2036-11-04 10:00 | 2036 | 11 | 0 | 0 | 0
2036-11-04 11:00 | 2036 | 11 | 0 | 0 | 0
2036-11-04 12:00 | 2036 | 11 | 0 | 0 | 0
2036-11-04 13:00 | 2036 | 11 | 0 | 0 | 0
2036-11-04 14:00 | 2036 | 11 | 0 | 0 | 0
2036-11-04 15:00 | 2036 | 11 | 0 | 0 | 0
2036-11-04 16:00 | 2036 | 11 | 0 | 0 | 0
2036-11-04 17:00 | 2036 | 11 | 0 | 0 | 0
2036-11-04 18:00 | 2036 | 11 | 0 | 0 | 0
2036-11-04 19:00 | 2036 | 11 | 0 | 0 | 0
2036-11-04 20:00 | 2036 | 11 | 0 | 0 | 0
2036-11-04 21:00 | 2036 | 11 | 0 | 0 | 0
2036-11-04 22:00 | 2036 | 11 | 0 | 0 | 0
2036-11-04 23:00 | 2036 | 11 | 0 | 0 | 0
2036-11-05 | 2036 | 11 | 0 | 0 | 0
2036-11-05 01:00 | 2036 | 11 | 0 | 0 | 0
2036-11-05 02:00 | 2036 | 11 | 0 | 0 | 0
2036-11-05 03:00 | 2036 | 11 | 0 | 0 | 0
2036-11-05 04:00 | 2036 | 11 | 0 | 0 | 0
2036-11-05 05:00 | 2036 | 11 | 0 | 0 | 0
2036-11-05 06:00 | 2036 | 11 | 0 | 0 | 0
2036-11-05 07:00 | 2036 | 11 | 0 | 0 | 0
2036-11-05 08:00 | 2036 | 11 | 0 | 0 | 0
2036-11-05 09:00 | 2036 | 11 | 0 | 0 | 0
2036-11-05 10:00 | 2036 | 11 | 0 | 0 | 0
2036-11-05 11:00 | 2036 | 11 | 0 | 0 | 0
2036-11-05 12:00 | 2036 | 11 | 0 | 0 | 0
2036-11-05 13:00 | 2036 | 11 | 0 | 0 | 0
2036-11-05 14:00 | 2036 | 11 | 0 | 0 | 0
2036-11-05 15:00 | 2036 | 11 | 0 | 0 | 0
2036-11-05 16:00 | 2036 | 11 | 0 | 0 | 0
2036-11-05 17:00 | 2036 | 11 | 0 | 0 | 0
2036-11-05 18:00 | 2036 | 11 | 0 | 0 | 0
2036-11-05 19:00 | 2036 | 11 | 0 | 0 | 0
2036-11-05 20:00 | 2036 | 11 | 0 | 0 | 0
2036-11-05 21:00 | 2036 | 11 | 0 | 0 | 0
2036-11-05 22:00 | 2036 | 11 | 0 | 0 | 0
2036-11-05 23:00 | 2036 | 11 | 0 | 0 | 0
2036-11-06 | 2036 | 11 | 0 | 0 | 0
2036-11-06 01:00 | 2036 | 11 | 0 | 0 | 0
2036-11-06 02:00 | 2036 | 11 | 0 | 0 | 0
2036-11-06 03:00 | 2036 | 11 | 0 | 0 | 0
2036-11-06 04:00 | 2036 | 11 | 0 | 0 | 0
2036-11-06 05:00 | 2036 | 11 | 0 | 0 | 0
2036-11-06 06:00 | 2036 | 11 | 0 | 0 | 0
2036-11-06 07:00 | 2036 | 11 | 0 | 0 | 0
2036-11-06 08:00 | 2036 | 11 | 0 | 0 | 0
2036-11-06 09:00 | 2036 | 11 | 0 | 0 | 0
2036-11-06 10:00 | 2036 | 11 | 0 | 0 | 0
2036-11-06 11:00 | 2036 | 11 | 0 | 0 | 0
2036-11-06 12:00 | 2036 | 11 | 0 | 0 | 0
2036-11-06 13:00 | 2036 | 11 | 0 | 0 | 0
2036-11-06 14:00 | 2036 | 11 | 0 | 0 | 0
2036-11-06 15:00 | 2036 | 11 | 0 | 0 | 0
2036-11-06 16:00 | 2036 | 11 | 0 | 0 | 0
2036-11-06 17:00 | 2036 | 11 | 0 | 0 | 0
2036-11-06 18:00 | 2036 | 11 | 0 | 0 | 0
2036-11-06 19:00 | 2036 | 11 | 0 | 0 | 0
2036-11-06 20:00 | 2036 | 11 | 0 | 0 | 0
2036-11-06 21:00 | 2036 | 11 | 0 | 0 | 0
2036-11-06 22:00 | 2036 | 11 | 0 | 0 | 0
2036-11-06 23:00 | 2036 | 11 | 0 | 0 | 0
2036-11-07 | 2036 | 11 | 0 | 0 | 0
2036-11-07 01:00 | 2036 | 11 | 0 | 0 | 0
2036-11-07 02:00 | 2036 | 11 | 0 | 0 | 0
2036-11-07 03:00 | 2036 | 11 | 0 | 0 | 0
2036-11-07 04:00 | 2036 | 11 | 0 | 0 | 0
2036-11-07 05:00 | 2036 | 11 | 0 | 0 | 0
2036-11-07 06:00 | 2036 | 11 | 0 | 0 | 0
2036-11-07 07:00 | 2036 | 11 | 0 | 0 | 0
2036-11-07 08:00 | 2036 | 11 | 0 | 0 | 0
2036-11-07 09:00 | 2036 | 11 | 0 | 0 | 0
2036-11-07 10:00 | 2036 | 11 | 0 | 0 | 0
2036-11-07 11:00 | 2036 | 11 | 0 | 0 | 0
2036-11-07 12:00 | 2036 | 11 | 0 | 0 | 0
2036-11-07 13:00 | 2036 | 11 | 0 | 0 | 0
2036-11-07 14:00 | 2036 | 11 | 0 | 0 | 0
2036-11-07 15:00 | 2036 | 11 | 0 | 0 | 0
2036-11-07 16:00 | 2036 | 11 | 0 | 0 | 0
2036-11-07 17:00 | 2036 | 11 | 0 | 0 | 0
2036-11-07 18:00 | 2036 | 11 | 0 | 0 | 0
2036-11-07 19:00 | 2036 | 11 | 0 | 0 | 0
2036-11-07 20:00 | 2036 | 11 | 0 | 0 | 0
2036-11-07 21:00 | 2036 | 11 | 0 | 0 | 0
2036-11-07 22:00 | 2036 | 11 | 0 | 0 | 0
2036-11-07 23:00 | 2036 | 11 | 0 | 0 | 0
2036-11-08 | 2036 | 11 | 0 | 0 | 0
2036-11-08 01:00 | 2036 | 11 | 0 | 0 | 0
2036-11-08 02:00 | 2036 | 11 | 0 | 0 | 0
2036-11-08 03:00 | 2036 | 11 | 0 | 0 | 0
2036-11-08 04:00 | 2036 | 11 | 0 | 0 | 0
2036-11-08 05:00 | 2036 | 11 | 0 | 0 | 0
2036-11-08 06:00 | 2036 | 11 | 0 | 0 | 0
2036-11-08 07:00 | 2036 | 11 | 0 | 0 | 0
2036-11-08 08:00 | 2036 | 11 | 0 | 0 | 0
2036-11-08 09:00 | 2036 | 11 | 0 | 0 | 0
2036-11-08 10:00 | 2036 | 11 | 0 | 0 | 0
2036-11-08 11:00 | 2036 | 11 | 0 | 0 | 0
2036-11-08 12:00 | 2036 | 11 | 0 | 0 | 0
2036-11-08 13:00 | 2036 | 11 | 0 | 0 | 0
2036-11-08 14:00 | 2036 | 11 | 0 | 0 | 0
2036-11-08 15:00 | 2036 | 11 | 0 | 0 | 0
2036-11-08 16:00 | 2036 | 11 | 0 | 0 | 0
2036-11-08 17:00 | 2036 | 11 | 0 | 0 | 0
2036-11-08 18:00 | 2036 | 11 | 0 | 0 | 0
2036-11-08 19:00 | 2036 | 11 | 0 | 0 | 0
2036-11-08 20:00 | 2036 | 11 | 0 | 0 | 0
2036-11-08 21:00 | 2036 | 11 | 0 | 0 | 0
2036-11-08 22:00 | 2036 | 11 | 0 | 0 | 0
2036-11-08 23:00 | 2036 | 11 | 0 | 0 | 0
2036-11-09 | 2036 | 11 | 0 | 0 | 0
2036-11-09 01:00 | 2036 | 11 | 0 | 0 | 0
2036-11-09 02:00 | 2036 | 11 | 0 | 0 | 0
2036-11-09 03:00 | 2036 | 11 | 0 | 0 | 0
2036-11-09 04:00 | 2036 | 11 | 0 | 0 | 0
2036-11-09 05:00 | 2036 | 11 | 0 | 0 | 0
2036-11-09 06:00 | 2036 | 11 | 0 | 0 | 0
2036-11-09 07:00 | 2036 | 11 | 0 | 0 | 0
2036-11-09 08:00 | 2036 | 11 | 0 | 0 | 0
2036-11-09 09:00 | 2036 | 11 | 0 | 0 | 0
2036-11-09 10:00 | 2036 | 11 | 0 | 0 | 0
2036-11-09 11:00 | 2036 | 11 | 0 | 0 | 0
2036-11-09 12:00 | 2036 | 11 | 0 | 0 | 0
2036-11-09 13:00 | 2036 | 11 | 0 | 0 | 0
2036-11-09 14:00 | 2036 | 11 | 0 | 0 | 0
2036-11-09 15:00 | 2036 | 11 | 0 | 0 | 0
2036-11-09 16:00 | 2036 | 11 | 0 | 0 | 0
2036-11-09 17:00 | 2036 | 11 | 0 | 0 | 0
2036-11-09 18:00 | 2036 | 11 | 0 | 0 | 0
2036-11-09 19:00 | 2036 | 11 | 0 | 0 | 0
2036-11-09 20:00 | 2036 | 11 | 0 | 0 | 0
2036-11-09 21:00 | 2036 | 11 | 0 | 0 | 0
2036-11-09 22:00 | 2036 | 11 | 0 | 0 | 0
2036-11-09 23:00 | 2036 | 11 | 0 | 0 | 0
2036-11-10 | 2036 | 11 | 0 | 0 | 0
2036-11-10 01:00 | 2036 | 11 | 0 | 0 | 0
2036-11-10 02:00 | 2036 | 11 | 0 | 0 | 0
2036-11-10 03:00 | 2036 | 11 | 0 | 0 | 0
2036-11-10 04:00 | 2036 | 11 | 0 | 0 | 0
2036-11-10 05:00 | 2036 | 11 | 0 | 0 | 0
2036-11-10 06:00 | 2036 | 11 | 0 | 0 | 0
2036-11-10 07:00 | 2036 | 11 | 0 | 0 | 0
2036-11-10 08:00 | 2036 | 11 | 0 | 0 | 0
2036-11-10 09:00 | 2036 | 11 | 0 | 0 | 0
2036-11-10 10:00 | 2036 | 11 | 0 | 0 | 0
2036-11-10 11:00 | 2036 | 11 | 0 | 0 | 0
2036-11-10 12:00 | 2036 | 11 | 0 | 0 | 0
2036-11-10 13:00 | 2036 | 11 | 0 | 0 | 0
2036-11-10 14:00 | 2036 | 11 | 0 | 0 | 0
2036-11-10 15:00 | 2036 | 11 | 0 | 0 | 0
2036-11-10 16:00 | 2036 | 11 | 0 | 0 | 0
2036-11-10 17:00 | 2036 | 11 | 0 | 0 | 0
2036-11-10 18:00 | 2036 | 11 | 0 | 0 | 0
2036-11-10 19:00 | 2036 | 11 | 0 | 0 | 0
2036-11-10 20:00 | 2036 | 11 | 0 | 0 | 0
2036-11-10 21:00 | 2036 | 11 | 0 | 0 | 0
2036-11-10 22:00 | 2036 | 11 | 0 | 0 | 0
2036-11-10 23:00 | 2036 | 11 | 0 | 0 | 0
2036-11-11 | 2036 | 11 | 0 | 0 | 0
2036-11-11 01:00 | 2036 | 11 | 0 | 0 | 0
2036-11-11 02:00 | 2036 | 11 | 0 | 0 | 0
2036-11-11 03:00 | 2036 | 11 | 0 | 0 | 0
2036-11-11 04:00 | 2036 | 11 | 0 | 0 | 0
2036-11-11 05:00 | 2036 | 11 | 0 | 0 | 0
2036-11-11 06:00 | 2036 | 11 | 0 | 0 | 0
2036-11-11 07:00 | 2036 | 11 | 0 | 0 | 0
2036-11-11 08:00 | 2036 | 11 | 0 | 0 | 0
2036-11-11 09:00 | 2036 | 11 | 0 | 0 | 0
2036-11-11 10:00 | 2036 | 11 | 0 | 0 | 0
2036-11-11 11:00 | 2036 | 11 | 0 | 0 | 0
2036-11-11 12:00 | 2036 | 11 | 0 | 0 | 0
2036-11-11 13:00 | 2036 | 11 | 0 | 0 | 0
2036-11-11 14:00 | 2036 | 11 | 0 | 0 | 0
2036-11-11 15:00 | 2036 | 11 | 0 | 0 | 0
2036-11-11 16:00 | 2036 | 11 | 0 | 0 | 0
2036-11-11 17:00 | 2036 | 11 | 0 | 0 | 0
2036-11-11 18:00 | 2036 | 11 | 0 | 0 | 0
2036-11-11 19:00 | 2036 | 11 | 0 | 0 | 0
2036-11-11 20:00 | 2036 | 11 | 0 | 0 | 0
2036-11-11 21:00 | 2036 | 11 | 0 | 0 | 0
2036-11-11 22:00 | 2036 | 11 | 0 | 0 | 0
2036-11-11 23:00 | 2036 | 11 | 0 | 0 | 0
2036-11-12 | 2036 | 11 | 0 | 0 | 0
2036-11-12 01:00 | 2036 | 11 | 0 | 0 | 0
2036-11-12 02:00 | 2036 | 11 | 0 | 0 | 0
2036-11-12 03:00 | 2036 | 11 | 0 | 0 | 0
2036-11-12 04:00 | 2036 | 11 | 0 | 0 | 0
2036-11-12 05:00 | 2036 | 11 | 0 | 0 | 0
2036-11-12 06:00 | 2036 | 11 | 0 | 0 | 0
2036-11-12 07:00 | 2036 | 11 | 0 | 0 | 0
2036-11-12 08:00 | 2036 | 11 | 0 | 0 | 0
2036-11-12 09:00 | 2036 | 11 | 0 | 0 | 0
2036-11-12 10:00 | 2036 | 11 | 0 | 0 | 0
2036-11-12 11:00 | 2036 | 11 | 0 | 0 | 0
2036-11-12 12:00 | 2036 | 11 | 0 | 0 | 0
2036-11-12 13:00 | 2036 | 11 | 0 | 0 | 0
2036-11-12 14:00 | 2036 | 11 | 0 | 0 | 0
2036-11-12 15:00 | 2036 | 11 | 0 | 0 | 0
2036-11-12 16:00 | 2036 | 11 | 0 | 0 | 0
2036-11-12 17:00 | 2036 | 11 | 0 | 0 | 0
2036-11-12 18:00 | 2036 | 11 | 0 | 0 | 0
2036-11-12 19:00 | 2036 | 11 | 0 | 0 | 0
2036-11-12 20:00 | 2036 | 11 | 0 | 0 | 0
2036-11-12 21:00 | 2036 | 11 | 0 | 0 | 0
2036-11-12 22:00 | 2036 | 11 | 0 | 0 | 0
2036-11-12 23:00 | 2036 | 11 | 0 | 0 | 0
2036-11-13 | 2036 | 11 | 0 | 0 | 0
2036-11-13 01:00 | 2036 | 11 | 0 | 0 | 0
2036-11-13 02:00 | 2036 | 11 | 0 | 0 | 0
2036-11-13 03:00 | 2036 | 11 | 0 | 0 | 0
2036-11-13 04:00 | 2036 | 11 | 0 | 0 | 0
2036-11-13 05:00 | 2036 | 11 | 0 | 0 | 0
2036-11-13 06:00 | 2036 | 11 | 0 | 0 | 0
2036-11-13 07:00 | 2036 | 11 | 0 | 0 | 0
2036-11-13 08:00 | 2036 | 11 | 0 | 0 | 0
2036-11-13 09:00 | 2036 | 11 | 0 | 0 | 0
2036-11-13 10:00 | 2036 | 11 | 0 | 0 | 0
2036-11-13 11:00 | 2036 | 11 | 0 | 0 | 0
2036-11-13 12:00 | 2036 | 11 | 0 | 0 | 0
2036-11-13 13:00 | 2036 | 11 | 0 | 0 | 0
2036-11-13 14:00 | 2036 | 11 | 0 | 0 | 0
2036-11-13 15:00 | 2036 | 11 | 0 | 0 | 0
2036-11-13 16:00 | 2036 | 11 | 0 | 0 | 0
2036-11-13 17:00 | 2036 | 11 | 0 | 0 | 0
2036-11-13 18:00 | 2036 | 11 | 0 | 0 | 0
2036-11-13 19:00 | 2036 | 11 | 0 | 0 | 0
2036-11-13 20:00 | 2036 | 11 | 0 | 0 | 0
2036-11-13 21:00 | 2036 | 11 | 0 | 0 | 0
2036-11-13 22:00 | 2036 | 11 | 0 | 0 | 0
2036-11-13 23:00 | 2036 | 11 | 0 | 0 | 0
2036-11-14 | 2036 | 11 | 0 | 0 | 0
2036-11-14 01:00 | 2036 | 11 | 0 | 0 | 0
2036-11-14 02:00 | 2036 | 11 | 0 | 0 | 0
2036-11-14 03:00 | 2036 | 11 | 0 | 0 | 0
2036-11-14 04:00 | 2036 | 11 | 0 | 0 | 0
2036-11-14 05:00 | 2036 | 11 | 0 | 0 | 0
2036-11-14 06:00 | 2036 | 11 | 0 | 0 | 0
2036-11-14 07:00 | 2036 | 11 | 0 | 0 | 0
2036-11-14 08:00 | 2036 | 11 | 0 | 0 | 0
2036-11-14 09:00 | 2036 | 11 | 0 | 0 | 0
2036-11-14 10:00 | 2036 | 11 | 0 | 0 | 0
2036-11-14 11:00 | 2036 | 11 | 0 | 0 | 0
2036-11-14 12:00 | 2036 | 11 | 0 | 0 | 0
2036-11-14 13:00 | 2036 | 11 | 0 | 0 | 0
2036-11-14 14:00 | 2036 | 11 | 0 | 0 | 0
2036-11-14 15:00 | 2036 | 11 | 0 | 0 | 0
2036-11-14 16:00 | 2036 | 11 | 0 | 0 | 0
2036-11-14 17:00 | 2036 | 11 | 0 | 0 | 0
2036-11-14 18:00 | 2036 | 11 | 0 | 0 | 0
2036-11-14 19:00 | 2036 | 11 | 0 | 0 | 0
2036-11-14 20:00 | 2036 | 11 | 0 | 0 | 0
2036-11-14 21:00 | 2036 | 11 | 0 | 0 | 0
2036-11-14 22:00 | 2036 | 11 | 0 | 0 | 0
2036-11-14 23:00 | 2036 | 11 | 0 | 0 | 0
2036-11-15 | 2036 | 11 | 0 | 0 | 0
2036-11-15 01:00 | 2036 | 11 | 0 | 0 | 0
2036-11-15 02:00 | 2036 | 11 | 0 | 0 | 0
2036-11-15 03:00 | 2036 | 11 | 0 | 0 | 0
2036-11-15 04:00 | 2036 | 11 | 0 | 0 | 0
2036-11-15 05:00 | 2036 | 11 | 0 | 0 | 0
2036-11-15 06:00 | 2036 | 11 | 0 | 0 | 0
2036-11-15 07:00 | 2036 | 11 | 0 | 0 | 0
2036-11-15 08:00 | 2036 | 11 | 0 | 0 | 0
2036-11-15 09:00 | 2036 | 11 | 0 | 0 | 0
2036-11-15 10:00 | 2036 | 11 | 0 | 0 | 0
2036-11-15 11:00 | 2036 | 11 | 0 | 0 | 0
2036-11-15 12:00 | 2036 | 11 | 0 | 0 | 0
2036-11-15 13:00 | 2036 | 11 | 0 | 0 | 0
2036-11-15 14:00 | 2036 | 11 | 0 | 0 | 0
2036-11-15 15:00 | 2036 | 11 | 0 | 0 | 0
2036-11-15 16:00 | 2036 | 11 | 0 | 0 | 0
2036-11-15 17:00 | 2036 | 11 | 0 | 0 | 0
2036-11-15 18:00 | 2036 | 11 | 0 | 0 | 0
2036-11-15 19:00 | 2036 | 11 | 0 | 0 | 0
2036-11-15 20:00 | 2036 | 11 | 0 | 0 | 0
2036-11-15 21:00 | 2036 | 11 | 0 | 0 | 0
2036-11-15 22:00 | 2036 | 11 | 0 | 0 | 0
2036-11-15 23:00 | 2036 | 11 | 0 | 0 | 0
2036-11-16 | 2036 | 11 | 0 | 0 | 0
2036-11-16 01:00 | 2036 | 11 | 0 | 0 | 0
2036-11-16 02:00 | 2036 | 11 | 0 | 0 | 0
2036-11-16 03:00 | 2036 | 11 | 0 | 0 | 0
2036-11-16 04:00 | 2036 | 11 | 0 | 0 | 0
2036-11-16 05:00 | 2036 | 11 | 0 | 0 | 0
2036-11-16 06:00 | 2036 | 11 | 0 | 0 | 0
2036-11-16 07:00 | 2036 | 11 | 0 | 0 | 0
2036-11-16 08:00 | 2036 | 11 | 0 | 0 | 0
2036-11-16 09:00 | 2036 | 11 | 0 | 0 | 0
2036-11-16 10:00 | 2036 | 11 | 0 | 0 | 0
2036-11-16 11:00 | 2036 | 11 | 0 | 0 | 0
2036-11-16 12:00 | 2036 | 11 | 0 | 0 | 0
2036-11-16 13:00 | 2036 | 11 | 0 | 0 | 0
2036-11-16 14:00 | 2036 | 11 | 0 | 0 | 0
2036-11-16 15:00 | 2036 | 11 | 0 | 0 | 0
2036-11-16 16:00 | 2036 | 11 | 0 | 0 | 0
2036-11-16 17:00 | 2036 | 11 | 0 | 0 | 0
2036-11-16 18:00 | 2036 | 11 | 0 | 0 | 0
2036-11-16 19:00 | 2036 | 11 | 0 | 0 | 0
2036-11-16 20:00 | 2036 | 11 | 0 | 0 | 0
2036-11-16 21:00 | 2036 | 11 | 0 | 0 | 0
2036-11-16 22:00 | 2036 | 11 | 0 | 0 | 0
2036-11-16 23:00 | 2036 | 11 | 0 | 0 | 0
2036-11-17 | 2036 | 11 | 0 | 0 | 0
2036-11-17 01:00 | 2036 | 11 | 0 | 0 | 0
2036-11-17 02:00 | 2036 | 11 | 0 | 0 | 0
2036-11-17 03:00 | 2036 | 11 | 0 | 0 | 0
2036-11-17 04:00 | 2036 | 11 | 0 | 0 | 0
2036-11-17 05:00 | 2036 | 11 | 0 | 0 | 0
2036-11-17 06:00 | 2036 | 11 | 0 | 0 | 0
2036-11-17 07:00 | 2036 | 11 | 0 | 0 | 0
2036-11-17 08:00 | 2036 | 11 | 0 | 0 | 0
2036-11-17 09:00 | 2036 | 11 | 0 | 0 | 0
2036-11-17 10:00 | 2036 | 11 | 0 | 0 | 0
2036-11-17 11:00 | 2036 | 11 | 0 | 0 | 0
2036-11-17 12:00 | 2036 | 11 | 0 | 0 | 0
2036-11-17 13:00 | 2036 | 11 | 0 | 0 | 0
2036-11-17 14:00 | 2036 | 11 | 0 | 0 | 0
2036-11-17 15:00 | 2036 | 11 | 0 | 0 | 0
2036-11-17 16:00 | 2036 | 11 | 0 | 0 | 0
2036-11-17 17:00 | 2036 | 11 | 0 | 0 | 0
2036-11-17 18:00 | 2036 | 11 | 0 | 0 | 0
2036-11-17 19:00 | 2036 | 11 | 0 | 0 | 0
2036-11-17 20:00 | 2036 | 11 | 0 | 0 | 0
2036-11-17 21:00 | 2036 | 11 | 0 | 0 | 0
2036-11-17 22:00 | 2036 | 11 | 0 | 0 | 0
2036-11-17 23:00 | 2036 | 11 | 0 | 0 | 0
2036-11-18 | 2036 | 11 | 0 | 0 | 0
2036-11-18 01:00 | 2036 | 11 | 0 | 0 | 0
2036-11-18 02:00 | 2036 | 11 | 0 | 0 | 0
2036-11-18 03:00 | 2036 | 11 | 0 | 0 | 0
2036-11-18 04:00 | 2036 | 11 | 0 | 0 | 0
2036-11-18 05:00 | 2036 | 11 | 0 | 0 | 0
2036-11-18 06:00 | 2036 | 11 | 0 | 0 | 0
2036-11-18 07:00 | 2036 | 11 | 0 | 0 | 0
2036-11-18 08:00 | 2036 | 11 | 0 | 0 | 0
2036-11-18 09:00 | 2036 | 11 | 0 | 0 | 0
2036-11-18 10:00 | 2036 | 11 | 0 | 0 | 0
2036-11-18 11:00 | 2036 | 11 | 0 | 0 | 0
2036-11-18 12:00 | 2036 | 11 | 0 | 0 | 0
2036-11-18 13:00 | 2036 | 11 | 0 | 0 | 0
2036-11-18 14:00 | 2036 | 11 | 0 | 0 | 0
2036-11-18 15:00 | 2036 | 11 | 0 | 0 | 0
2036-11-18 16:00 | 2036 | 11 | 0 | 0 | 0
2036-11-18 17:00 | 2036 | 11 | 0 | 0 | 0
2036-11-18 18:00 | 2036 | 11 | 0 | 0 | 0
2036-11-18 19:00 | 2036 | 11 | 0 | 0 | 0
2036-11-18 20:00 | 2036 | 11 | 0 | 0 | 0
2036-11-18 21:00 | 2036 | 11 | 0 | 0 | 0
2036-11-18 22:00 | 2036 | 11 | 0 | 0 | 0
2036-11-18 23:00 | 2036 | 11 | 0 | 0 | 0
2036-11-19 | 2036 | 11 | 0 | 0 | 0
2036-11-19 01:00 | 2036 | 11 | 0 | 0 | 0
2036-11-19 02:00 | 2036 | 11 | 0 | 0 | 0
2036-11-19 03:00 | 2036 | 11 | 0 | 0 | 0
2036-11-19 04:00 | 2036 | 11 | 0 | 0 | 0
2036-11-19 05:00 | 2036 | 11 | 0 | 0 | 0
2036-11-19 06:00 | 2036 | 11 | 0 | 0 | 0
2036-11-19 07:00 | 2036 | 11 | 0 | 0 | 0
2036-11-19 08:00 | 2036 | 11 | 0 | 0 | 0
2036-11-19 09:00 | 2036 | 11 | 0 | 0 | 0
2036-11-19 10:00 | 2036 | 11 | 0 | 0 | 0
2036-11-19 11:00 | 2036 | 11 | 0 | 0 | 0
2036-11-19 12:00 | 2036 | 11 | 0 | 0 | 0
2036-11-19 13:00 | 2036 | 11 | 0 | 0 | 0
2036-11-19 14:00 | 2036 | 11 | 0 | 0 | 0
2036-11-19 15:00 | 2036 | 11 | 0 | 0 | 0
2036-11-19 16:00 | 2036 | 11 | 0 | 0 | 0
2036-11-19 17:00 | 2036 | 11 | 0 | 0 | 0
2036-11-19 18:00 | 2036 | 11 | 0 | 0 | 0
2036-11-19 19:00 | 2036 | 11 | 0 | 0 | 0
2036-11-19 20:00 | 2036 | 11 | 0 | 0 | 0
2036-11-19 21:00 | 2036 | 11 | 0 | 0 | 0
2036-11-19 22:00 | 2036 | 11 | 0 | 0 | 0
2036-11-19 23:00 | 2036 | 11 | 0 | 0 | 0
2036-11-20 | 2036 | 11 | 0 | 0 | 0
2036-11-20 01:00 | 2036 | 11 | 0 | 0 | 0
2036-11-20 02:00 | 2036 | 11 | 0 | 0 | 0
2036-11-20 03:00 | 2036 | 11 | 0 | 0 | 0
2036-11-20 04:00 | 2036 | 11 | 0 | 0 | 0
2036-11-20 05:00 | 2036 | 11 | 0 | 0 | 0
2036-11-20 06:00 | 2036 | 11 | 0 | 0 | 0
2036-11-20 07:00 | 2036 | 11 | 0 | 0 | 0
2036-11-20 08:00 | 2036 | 11 | 0 | 0 | 0
2036-11-20 09:00 | 2036 | 11 | 0 | 0 | 0
2036-11-20 10:00 | 2036 | 11 | 0 | 0 | 0
2036-11-20 11:00 | 2036 | 11 | 0 | 0 | 0
2036-11-20 12:00 | 2036 | 11 | 0 | 0 | 0
2036-11-20 13:00 | 2036 | 11 | 0 | 0 | 0
2036-11-20 14:00 | 2036 | 11 | 0 | 0 | 0
2036-11-20 15:00 | 2036 | 11 | 0 | 0 | 0
2036-11-20 16:00 | 2036 | 11 | 0 | 0 | 0
2036-11-20 17:00 | 2036 | 11 | 0 | 0 | 0
2036-11-20 18:00 | 2036 | 11 | 0 | 0 | 0
2036-11-20 19:00 | 2036 | 11 | 0 | 0 | 0
2036-11-20 20:00 | 2036 | 11 | 0 | 0 | 0
2036-11-20 21:00 | 2036 | 11 | 0 | 0 | 0
2036-11-20 22:00 | 2036 | 11 | 0 | 0 | 0
2036-11-20 23:00 | 2036 | 11 | 0 | 0 | 0
2036-11-21 | 2036 | 11 | 0 | 0 | 0
2036-11-21 01:00 | 2036 | 11 | 0 | 0 | 0
2036-11-21 02:00 | 2036 | 11 | 0 | 0 | 0
2036-11-21 03:00 | 2036 | 11 | 0 | 0 | 0
2036-11-21 04:00 | 2036 | 11 | 0 | 0 | 0
2036-11-21 05:00 | 2036 | 11 | 0 | 0 | 0
2036-11-21 06:00 | 2036 | 11 | 0 | 0 | 0
2036-11-21 07:00 | 2036 | 11 | 0 | 0 | 0
2036-11-21 08:00 | 2036 | 11 | 0 | 0 | 0
2036-11-21 09:00 | 2036 | 11 | 0 | 0 | 0
2036-11-21 10:00 | 2036 | 11 | 0 | 0 | 0
2036-11-21 11:00 | 2036 | 11 | 0 | 0 | 0
2036-11-21 12:00 | 2036 | 11 | 0 | 0 | 0
2036-11-21 13:00 | 2036 | 11 | 0 | 0 | 0
2036-11-21 14:00 | 2036 | 11 | 0 | 0 | 0
2036-11-21 15:00 | 2036 | 11 | 0 | 0 | 0
2036-11-21 16:00 | 2036 | 11 | 0 | 0 | 0
2036-11-21 17:00 | 2036 | 11 | 0 | 0 | 0
2036-11-21 18:00 | 2036 | 11 | 0 | 0 | 0
2036-11-21 19:00 | 2036 | 11 | 0 | 0 | 0
2036-11-21 20:00 | 2036 | 11 | 0 | 0 | 0
2036-11-21 21:00 | 2036 | 11 | 0 | 0 | 0
2036-11-21 22:00 | 2036 | 11 | 0 | 0 | 0
2036-11-21 23:00 | 2036 | 11 | 0 | 0 | 0
2036-11-22 | 2036 | 11 | 0 | 0 | 0
2036-11-22 01:00 | 2036 | 11 | 0 | 0 | 0
2036-11-22 02:00 | 2036 | 11 | 0 | 0 | 0
2036-11-22 03:00 | 2036 | 11 | 0 | 0 | 0
2036-11-22 04:00 | 2036 | 11 | 0 | 0 | 0
2036-11-22 05:00 | 2036 | 11 | 0 | 0 | 0
2036-11-22 06:00 | 2036 | 11 | 0 | 0 | 0
2036-11-22 07:00 | 2036 | 11 | 0 | 0 | 0
2036-11-22 08:00 | 2036 | 11 | 0 | 0 | 0
2036-11-22 09:00 | 2036 | 11 | 0 | 0 | 0
2036-11-22 10:00 | 2036 | 11 | 0 | 0 | 0
2036-11-22 11:00 | 2036 | 11 | 0 | 0 | 0
2036-11-22 12:00 | 2036 | 11 | 0 | 0 | 0
2036-11-22 13:00 | 2036 | 11 | 0 | 0 | 0
2036-11-22 14:00 | 2036 | 11 | 0 | 0 | 0
2036-11-22 15:00 | 2036 | 11 | 0 | 0 | 0
2036-11-22 16:00 | 2036 | 11 | 0 | 0 | 0
2036-11-22 17:00 | 2036 | 11 | 0 | 0 | 0
2036-11-22 18:00 | 2036 | 11 | 0 | 0 | 0
2036-11-22 19:00 | 2036 | 11 | 0 | 0 | 0
2036-11-22 20:00 | 2036 | 11 | 0 | 0 | 0
2036-11-22 21:00 | 2036 | 11 | 0 | 0 | 0
2036-11-22 22:00 | 2036 | 11 | 0 | 0 | 0
2036-11-22 23:00 | 2036 | 11 | 0 | 0 | 0
2036-11-23 | 2036 | 11 | 0 | 0 | 0
2036-11-23 01:00 | 2036 | 11 | 0 | 0 | 0
2036-11-23 02:00 | 2036 | 11 | 0 | 0 | 0
2036-11-23 03:00 | 2036 | 11 | 0 | 0 | 0
2036-11-23 04:00 | 2036 | 11 | 0 | 0 | 0
2036-11-23 05:00 | 2036 | 11 | 0 | 0 | 0
2036-11-23 06:00 | 2036 | 11 | 0 | 0 | 0
2036-11-23 07:00 | 2036 | 11 | 0 | 0 | 0
2036-11-23 08:00 | 2036 | 11 | 0 | 0 | 0
2036-11-23 09:00 | 2036 | 11 | 0 | 0 | 0
2036-11-23 10:00 | 2036 | 11 | 0 | 0 | 0
2036-11-23 11:00 | 2036 | 11 | 0 | 0 | 0
2036-11-23 12:00 | 2036 | 11 | 0 | 0 | 0
2036-11-23 13:00 | 2036 | 11 | 0 | 0 | 0
2036-11-23 14:00 | 2036 | 11 | 0 | 0 | 0
2036-11-23 15:00 | 2036 | 11 | 0 | 0 | 0
2036-11-23 16:00 | 2036 | 11 | 0 | 0 | 0
2036-11-23 17:00 | 2036 | 11 | 0 | 0 | 0
2036-11-23 18:00 | 2036 | 11 | 0 | 0 | 0
2036-11-23 19:00 | 2036 | 11 | 0 | 0 | 0
2036-11-23 20:00 | 2036 | 11 | 0 | 0 | 0
2036-11-23 21:00 | 2036 | 11 | 0 | 0 | 0
2036-11-23 22:00 | 2036 | 11 | 0 | 0 | 0
2036-11-23 23:00 | 2036 | 11 | 0 | 0 | 0
2036-11-24 | 2036 | 11 | 0 | 0 | 0
2036-11-24 01:00 | 2036 | 11 | 0 | 0 | 0
2036-11-24 02:00 | 2036 | 11 | 0 | 0 | 0
2036-11-24 03:00 | 2036 | 11 | 0 | 0 | 0
2036-11-24 04:00 | 2036 | 11 | 0 | 0 | 0
2036-11-24 05:00 | 2036 | 11 | 0 | 0 | 0
2036-11-24 06:00 | 2036 | 11 | 0 | 0 | 0
2036-11-24 07:00 | 2036 | 11 | 0 | 0 | 0
2036-11-24 08:00 | 2036 | 11 | 0 | 0 | 0
2036-11-24 09:00 | 2036 | 11 | 0 | 0 | 0
2036-11-24 10:00 | 2036 | 11 | 0 | 0 | 0
2036-11-24 11:00 | 2036 | 11 | 0 | 0 | 0
2036-11-24 12:00 | 2036 | 11 | 0 | 0 | 0
2036-11-24 13:00 | 2036 | 11 | 0 | 0 | 0
2036-11-24 14:00 | 2036 | 11 | 0 | 0 | 0
2036-11-24 15:00 | 2036 | 11 | 0 | 0 | 0
2036-11-24 16:00 | 2036 | 11 | 0 | 0 | 0
2036-11-24 17:00 | 2036 | 11 | 0 | 0 | 0
2036-11-24 18:00 | 2036 | 11 | 0 | 0 | 0
2036-11-24 19:00 | 2036 | 11 | 0 | 0 | 0
2036-11-24 20:00 | 2036 | 11 | 0 | 0 | 0
2036-11-24 21:00 | 2036 | 11 | 0 | 0 | 0
2036-11-24 22:00 | 2036 | 11 | 0 | 0 | 0
2036-11-24 23:00 | 2036 | 11 | 0 | 0 | 0
2036-11-25 | 2036 | 11 | 0 | 0 | 0
2036-11-25 01:00 | 2036 | 11 | 0 | 0 | 0
2036-11-25 02:00 | 2036 | 11 | 0 | 0 | 0
2036-11-25 03:00 | 2036 | 11 | 0 | 0 | 0
2036-11-25 04:00 | 2036 | 11 | 0 | 0 | 0
2036-11-25 05:00 | 2036 | 11 | 0 | 0 | 0
2036-11-25 06:00 | 2036 | 11 | 0 | 0 | 0
2036-11-25 07:00 | 2036 | 11 | 0 | 0 | 0
2036-11-25 08:00 | 2036 | 11 | 0 | 0 | 0
2036-11-25 09:00 | 2036 | 11 | 0 | 0 | 0
2036-11-25 10:00 | 2036 | 11 | 0 | 0 | 0
2036-11-25 11:00 | 2036 | 11 | 0 | 0 | 0
2036-11-25 12:00 | 2036 | 11 | 0 | 0 | 0
2036-11-25 13:00 | 2036 | 11 | 0 | 0 | 0
2036-11-25 14:00 | 2036 | 11 | 0 | 0 | 0
2036-11-25 15:00 | 2036 | 11 | 0 | 0 | 0
2036-11-25 16:00 | 2036 | 11 | 0 | 0 | 0
2036-11-25 17:00 | 2036 | 11 | 0 | 0 | 0
2036-11-25 18:00 | 2036 | 11 | 0 | 0 | 0
2036-11-25 19:00 | 2036 | 11 | 0 | 0 | 0
2036-11-25 20:00 | 2036 | 11 | 0 | 0 | 0
2036-11-25 21:00 | 2036 | 11 | 0 | 0 | 0
2036-11-25 22:00 | 2036 | 11 | 0 | 0 | 0
2036-11-25 23:00 | 2036 | 11 | 0 | 0 | 0
2036-11-26 | 2036 | 11 | 0 | 0 | 0
2036-11-26 01:00 | 2036 | 11 | 0 | 0 | 0
2036-11-26 02:00 | 2036 | 11 | 0 | 0 | 0
2036-11-26 03:00 | 2036 | 11 | 0 | 0 | 0
2036-11-26 04:00 | 2036 | 11 | 0 | 0 | 0
2036-11-26 05:00 | 2036 | 11 | 0 | 0 | 0
2036-11-26 06:00 | 2036 | 11 | 0 | 0 | 0
2036-11-26 07:00 | 2036 | 11 | 0 | 0 | 0
2036-11-26 08:00 | 2036 | 11 | 0 | 0 | 0
2036-11-26 09:00 | 2036 | 11 | 0 | 0 | 0
2036-11-26 10:00 | 2036 | 11 | 0 | 0 | 0
2036-11-26 11:00 | 2036 | 11 | 0 | 0 | 0
2036-11-26 12:00 | 2036 | 11 | 0 | 0 | 0
2036-11-26 13:00 | 2036 | 11 | 0 | 0 | 0
2036-11-26 14:00 | 2036 | 11 | 0 | 0 | 0
2036-11-26 15:00 | 2036 | 11 | 0 | 0 | 0
2036-11-26 16:00 | 2036 | 11 | 0 | 0 | 0
2036-11-26 17:00 | 2036 | 11 | 0 | 0 | 0
2036-11-26 18:00 | 2036 | 11 | 0 | 0 | 0
2036-11-26 19:00 | 2036 | 11 | 0 | 0 | 0
2036-11-26 20:00 | 2036 | 11 | 0 | 0 | 0
2036-11-26 21:00 | 2036 | 11 | 0 | 0 | 0
2036-11-26 22:00 | 2036 | 11 | 0 | 0 | 0
2036-11-26 23:00 | 2036 | 11 | 0 | 0 | 0
2036-11-27 | 2036 | 11 | 0 | 0 | 0
2036-11-27 01:00 | 2036 | 11 | 0 | 0 | 0
2036-11-27 02:00 | 2036 | 11 | 0 | 0 | 0
2036-11-27 03:00 | 2036 | 11 | 0 | 0 | 0
2036-11-27 04:00 | 2036 | 11 | 0 | 0 | 0
2036-11-27 05:00 | 2036 | 11 | 0 | 0 | 0
2036-11-27 06:00 | 2036 | 11 | 0 | 0 | 0
2036-11-27 07:00 | 2036 | 11 | 0 | 0 | 0
2036-11-27 08:00 | 2036 | 11 | 0 | 0 | 0
2036-11-27 09:00 | 2036 | 11 | 0 | 0 | 0
2036-11-27 10:00 | 2036 | 11 | 0 | 0 | 0
2036-11-27 11:00 | 2036 | 11 | 0 | 0 | 0
2036-11-27 12:00 | 2036 | 11 | 0 | 0 | 0
2036-11-27 13:00 | 2036 | 11 | 0 | 0 | 0
2036-11-27 14:00 | 2036 | 11 | 0 | 0 | 0
2036-11-27 15:00 | 2036 | 11 | 0 | 0 | 0
2036-11-27 16:00 | 2036 | 11 | 0 | 0 | 0
2036-11-27 17:00 | 2036 | 11 | 0 | 0 | 0
2036-11-27 18:00 | 2036 | 11 | 0 | 0 | 0
2036-11-27 19:00 | 2036 | 11 | 0 | 0 | 0
2036-11-27 20:00 | 2036 | 11 | 0 | 0 | 0
2036-11-27 21:00 | 2036 | 11 | 0 | 0 | 0
2036-11-27 22:00 | 2036 | 11 | 0 | 0 | 0
2036-11-27 23:00 | 2036 | 11 | 0 | 0 | 0
2036-11-28 | 2036 | 11 | 0 | 0 | 0
2036-11-28 01:00 | 2036 | 11 | 0 | 0 | 0
2036-11-28 02:00 | 2036 | 11 | 0 | 0 | 0
2036-11-28 03:00 | 2036 | 11 | 0 | 0 | 0
2036-11-28 04:00 | 2036 | 11 | 0 | 0 | 0
2036-11-28 05:00 | 2036 | 11 | 0 | 0 | 0
2036-11-28 06:00 | 2036 | 11 | 0 | 0 | 0
2036-11-28 07:00 | 2036 | 11 | 0 | 0 | 0
2036-11-28 08:00 | 2036 | 11 | 0 | 0 | 0
2036-11-28 09:00 | 2036 | 11 | 0 | 0 | 0
2036-11-28 10:00 | 2036 | 11 | 0 | 0 | 0
2036-11-28 11:00 | 2036 | 11 | 0 | 0 | 0
2036-11-28 12:00 | 2036 | 11 | 0 | 0 | 0
2036-11-28 13:00 | 2036 | 11 | 0 | 0 | 0
2036-11-28 14:00 | 2036 | 11 | 0 | 0 | 0
2036-11-28 15:00 | 2036 | 11 | 0 | 0 | 0
2036-11-28 16:00 | 2036 | 11 | 0 | 0 | 0
2036-11-28 17:00 | 2036 | 11 | 0 | 0 | 0
2036-11-28 18:00 | 2036 | 11 | 0 | 0 | 0
2036-11-28 19:00 | 2036 | 11 | 0 | 0 | 0
2036-11-28 20:00 | 2036 | 11 | 0 | 0 | 0
2036-11-28 21:00 | 2036 | 11 | 0 | 0 | 0
2036-11-28 22:00 | 2036 | 11 | 0 | 0 | 0
2036-11-28 23:00 | 2036 | 11 | 0 | 0 | 0
2036-11-29 | 2036 | 11 | 0 | 0 | 0
2036-11-29 01:00 | 2036 | 11 | 0 | 0 | 0
2036-11-29 02:00 | 2036 | 11 | 0 | 0 | 0
2036-11-29 03:00 | 2036 | 11 | 0 | 0 | 0
2036-11-29 04:00 | 2036 | 11 | 0 | 0 | 0
2036-11-29 05:00 | 2036 | 11 | 0 | 0 | 0
2036-11-29 06:00 | 2036 | 11 | 0 | 0 | 0
2036-11-29 07:00 | 2036 | 11 | 0 | 0 | 0
2036-11-29 08:00 | 2036 | 11 | 0 | 0 | 0
2036-11-29 09:00 | 2036 | 11 | 0 | 0 | 0
2036-11-29 10:00 | 2036 | 11 | 0 | 0 | 0
2036-11-29 11:00 | 2036 | 11 | 0 | 0 | 0
2036-11-29 12:00 | 2036 | 11 | 0 | 0 | 0
2036-11-29 13:00 | 2036 | 11 | 0 | 0 | 0
2036-11-29 14:00 | 2036 | 11 | 0 | 0 | 0
2036-11-29 15:00 | 2036 | 11 | 0 | 0 | 0
2036-11-29 16:00 | 2036 | 11 | 0 | 0 | 0
2036-11-29 17:00 | 2036 | 11 | 0 | 0 | 0
2036-11-29 18:00 | 2036 | 11 | 0 | 0 | 0
2036-11-29 19:00 | 2036 | 11 | 0 | 0 | 0
2036-11-29 20:00 | 2036 | 11 | 0 | 0 | 0
2036-11-29 21:00 | 2036 | 11 | 0 | 0 | 0
2036-11-29 22:00 | 2036 | 11 | 0 | 0 | 0
2036-11-29 23:00 | 2036 | 11 | 0 | 0 | 0
2036-11-30 | 2036 | 11 | 0 | 0 | 0
2036-11-30 01:00 | 2036 | 11 | 0 | 0 | 0
2036-11-30 02:00 | 2036 | 11 | 0 | 0 | 0
2036-11-30 03:00 | 2036 | 11 | 0 | 0 | 0
2036-11-30 04:00 | 2036 | 11 | 0 | 0 | 0
2036-11-30 05:00 | 2036 | 11 | 0 | 0 | 0
2036-11-30 06:00 | 2036 | 11 | 0 | 0 | 0
2036-11-30 07:00 | 2036 | 11 | 0 | 0 | 0
2036-11-30 08:00 | 2036 | 11 | 0 | 0 | 0
2036-11-30 09:00 | 2036 | 11 | 0 | 0 | 0
2036-11-30 10:00 | 2036 | 11 | 0 | 0 | 0
2036-11-30 11:00 | 2036 | 11 | 0 | 0 | 0
2036-11-30 12:00 | 2036 | 11 | 0 | 0 | 0
2036-11-30 13:00 | 2036 | 11 | 0 | 0 | 0
2036-11-30 14:00 | 2036 | 11 | 0 | 0 | 0
2036-11-30 15:00 | 2036 | 11 | 0 | 0 | 0
2036-11-30 16:00 | 2036 | 11 | 0 | 0 | 0
2036-11-30 17:00 | 2036 | 11 | 0 | 0 | 0
2036-11-30 18:00 | 2036 | 11 | 0 | 0 | 0
2036-11-30 19:00 | 2036 | 11 | 0 | 0 | 0
2036-11-30 20:00 | 2036 | 11 | 0 | 0 | 0
2036-11-30 21:00 | 2036 | 11 | 0 | 0 | 0
2036-11-30 22:00 | 2036 | 11 | 0 | 0 | 0
2036-11-30 23:00 | 2036 | 11 | 0 | 0 | 0
2036-12-01 | 2036 | 12 | 0 | 0 | 0
2036-12-01 01:00 | 2036 | 12 | 0 | 0 | 0
2036-12-01 02:00 | 2036 | 12 | 0 | 0 | 0
2036-12-01 03:00 | 2036 | 12 | 0 | 0 | 0
2036-12-01 04:00 | 2036 | 12 | 0 | 0 | 0
2036-12-01 05:00 | 2036 | 12 | 0 | 0 | 0
2036-12-01 06:00 | 2036 | 12 | 0 | 0 | 0
2036-12-01 07:00 | 2036 | 12 | 0 | 0 | 0
2036-12-01 08:00 | 2036 | 12 | 0 | 0 | 0
2036-12-01 09:00 | 2036 | 12 | 0 | 0 | 0
2036-12-01 10:00 | 2036 | 12 | 0 | 0 | 0
2036-12-01 11:00 | 2036 | 12 | 0 | 0 | 0
2036-12-01 12:00 | 2036 | 12 | 0 | 0 | 0
2036-12-01 13:00 | 2036 | 12 | 0 | 0 | 0
2036-12-01 14:00 | 2036 | 12 | 0 | 0 | 0
2036-12-01 15:00 | 2036 | 12 | 0 | 0 | 0
2036-12-01 16:00 | 2036 | 12 | 0 | 0 | 0
2036-12-01 17:00 | 2036 | 12 | 0 | 0 | 0
2036-12-01 18:00 | 2036 | 12 | 0 | 0 | 0
2036-12-01 19:00 | 2036 | 12 | 0 | 0 | 0
2036-12-01 20:00 | 2036 | 12 | 0 | 0 | 0
2036-12-01 21:00 | 2036 | 12 | 0 | 0 | 0
2036-12-01 22:00 | 2036 | 12 | 0 | 0 | 0
2036-12-01 23:00 | 2036 | 12 | 0 | 0 | 0
2036-12-02 | 2036 | 12 | 0 | 0 | 0
2036-12-02 01:00 | 2036 | 12 | 0 | 0 | 0
2036-12-02 02:00 | 2036 | 12 | 0 | 0 | 0
2036-12-02 03:00 | 2036 | 12 | 0 | 0 | 0
2036-12-02 04:00 | 2036 | 12 | 0 | 0 | 0
2036-12-02 05:00 | 2036 | 12 | 0 | 0 | 0
2036-12-02 06:00 | 2036 | 12 | 0 | 0 | 0
2036-12-02 07:00 | 2036 | 12 | 0 | 0 | 0
2036-12-02 08:00 | 2036 | 12 | 0 | 0 | 0
2036-12-02 09:00 | 2036 | 12 | 0 | 0 | 0
2036-12-02 10:00 | 2036 | 12 | 0 | 0 | 0
2036-12-02 11:00 | 2036 | 12 | 0 | 0 | 0
2036-12-02 12:00 | 2036 | 12 | 0 | 0 | 0
2036-12-02 13:00 | 2036 | 12 | 0 | 0 | 0
2036-12-02 14:00 | 2036 | 12 | 0 | 0 | 0
2036-12-02 15:00 | 2036 | 12 | 0 | 0 | 0
2036-12-02 16:00 | 2036 | 12 | 0 | 0 | 0
2036-12-02 17:00 | 2036 | 12 | 0 | 0 | 0
2036-12-02 18:00 | 2036 | 12 | 0 | 0 | 0
2036-12-02 19:00 | 2036 | 12 | 0 | 0 | 0
2036-12-02 20:00 | 2036 | 12 | 0 | 0 | 0
2036-12-02 21:00 | 2036 | 12 | 0 | 0 | 0
2036-12-02 22:00 | 2036 | 12 | 0 | 0 | 0
2036-12-02 23:00 | 2036 | 12 | 0 | 0 | 0
2036-12-03 | 2036 | 12 | 0 | 0 | 0
2036-12-03 01:00 | 2036 | 12 | 0 | 0 | 0
2036-12-03 02:00 | 2036 | 12 | 0 | 0 | 0
2036-12-03 03:00 | 2036 | 12 | 0 | 0 | 0
2036-12-03 04:00 | 2036 | 12 | 0 | 0 | 0
2036-12-03 05:00 | 2036 | 12 | 0 | 0 | 0
2036-12-03 06:00 | 2036 | 12 | 0 | 0 | 0
2036-12-03 07:00 | 2036 | 12 | 0 | 0 | 0
2036-12-03 08:00 | 2036 | 12 | 0 | 0 | 0
2036-12-03 09:00 | 2036 | 12 | 0 | 0 | 0
2036-12-03 10:00 | 2036 | 12 | 0 | 0 | 0
2036-12-03 11:00 | 2036 | 12 | 0 | 0 | 0
2036-12-03 12:00 | 2036 | 12 | 0 | 0 | 0
2036-12-03 13:00 | 2036 | 12 | 0 | 0 | 0
2036-12-03 14:00 | 2036 | 12 | 0 | 0 | 0
2036-12-03 15:00 | 2036 | 12 | 0 | 0 | 0
2036-12-03 16:00 | 2036 | 12 | 0 | 0 | 0
2036-12-03 17:00 | 2036 | 12 | 0 | 0 | 0
2036-12-03 18:00 | 2036 | 12 | 0 | 0 | 0
2036-12-03 19:00 | 2036 | 12 | 0 | 0 | 0
2036-12-03 20:00 | 2036 | 12 | 0 | 0 | 0
2036-12-03 21:00 | 2036 | 12 | 0 | 0 | 0
2036-12-03 22:00 | 2036 | 12 | 0 | 0 | 0
2036-12-03 23:00 | 2036 | 12 | 0 | 0 | 0
2036-12-04 | 2036 | 12 | 0 | 0 | 0
2036-12-04 01:00 | 2036 | 12 | 0 | 0 | 0
2036-12-04 02:00 | 2036 | 12 | 0 | 0 | 0
2036-12-04 03:00 | 2036 | 12 | 0 | 0 | 0
2036-12-04 04:00 | 2036 | 12 | 0 | 0 | 0
2036-12-04 05:00 | 2036 | 12 | 0 | 0 | 0
2036-12-04 06:00 | 2036 | 12 | 0 | 0 | 0
2036-12-04 07:00 | 2036 | 12 | 0 | 0 | 0
2036-12-04 08:00 | 2036 | 12 | 0 | 0 | 0
2036-12-04 09:00 | 2036 | 12 | 0 | 0 | 0
2036-12-04 10:00 | 2036 | 12 | 0 | 0 | 0
2036-12-04 11:00 | 2036 | 12 | 0 | 0 | 0
2036-12-04 12:00 | 2036 | 12 | 0 | 0 | 0
2036-12-04 13:00 | 2036 | 12 | 0 | 0 | 0
2036-12-04 14:00 | 2036 | 12 | 0 | 0 | 0
2036-12-04 15:00 | 2036 | 12 | 0 | 0 | 0
2036-12-04 16:00 | 2036 | 12 | 0 | 0 | 0
2036-12-04 17:00 | 2036 | 12 | 0 | 0 | 0
2036-12-04 18:00 | 2036 | 12 | 0 | 0 | 0
2036-12-04 19:00 | 2036 | 12 | 0 | 0 | 0
2036-12-04 20:00 | 2036 | 12 | 0 | 0 | 0
2036-12-04 21:00 | 2036 | 12 | 0 | 0 | 0
2036-12-04 22:00 | 2036 | 12 | 0 | 0 | 0
2036-12-04 23:00 | 2036 | 12 | 0 | 0 | 0
2036-12-05 | 2036 | 12 | 0 | 0 | 0
2036-12-05 01:00 | 2036 | 12 | 0 | 0 | 0
2036-12-05 02:00 | 2036 | 12 | 0 | 0 | 0
2036-12-05 03:00 | 2036 | 12 | 0 | 0 | 0
2036-12-05 04:00 | 2036 | 12 | 0 | 0 | 0
2036-12-05 05:00 | 2036 | 12 | 0 | 0 | 0
2036-12-05 06:00 | 2036 | 12 | 0 | 0 | 0
2036-12-05 07:00 | 2036 | 12 | 0 | 0 | 0
2036-12-05 08:00 | 2036 | 12 | 0 | 0 | 0
2036-12-05 09:00 | 2036 | 12 | 0 | 0 | 0
2036-12-05 10:00 | 2036 | 12 | 0 | 0 | 0
2036-12-05 11:00 | 2036 | 12 | 0 | 0 | 0
2036-12-05 12:00 | 2036 | 12 | 0 | 0 | 0
2036-12-05 13:00 | 2036 | 12 | 0 | 0 | 0
2036-12-05 14:00 | 2036 | 12 | 0 | 0 | 0
2036-12-05 15:00 | 2036 | 12 | 0 | 0 | 0
2036-12-05 16:00 | 2036 | 12 | 0 | 0 | 0
2036-12-05 17:00 | 2036 | 12 | 0 | 0 | 0
2036-12-05 18:00 | 2036 | 12 | 0 | 0 | 0
2036-12-05 19:00 | 2036 | 12 | 0 | 0 | 0
2036-12-05 20:00 | 2036 | 12 | 0 | 0 | 0
2036-12-05 21:00 | 2036 | 12 | 0 | 0 | 0
2036-12-05 22:00 | 2036 | 12 | 0 | 0 | 0
2036-12-05 23:00 | 2036 | 12 | 0 | 0 | 0
2036-12-06 | 2036 | 12 | 0 | 0 | 0
2036-12-06 01:00 | 2036 | 12 | 0 | 0 | 0
2036-12-06 02:00 | 2036 | 12 | 0 | 0 | 0
2036-12-06 03:00 | 2036 | 12 | 0 | 0 | 0
2036-12-06 04:00 | 2036 | 12 | 0 | 0 | 0
2036-12-06 05:00 | 2036 | 12 | 0 | 0 | 0
2036-12-06 06:00 | 2036 | 12 | 0 | 0 | 0
2036-12-06 07:00 | 2036 | 12 | 0 | 0 | 0
2036-12-06 08:00 | 2036 | 12 | 0 | 0 | 0
2036-12-06 09:00 | 2036 | 12 | 0 | 0 | 0
2036-12-06 10:00 | 2036 | 12 | 0 | 0 | 0
2036-12-06 11:00 | 2036 | 12 | 0 | 0 | 0
2036-12-06 12:00 | 2036 | 12 | 0 | 0 | 0
2036-12-06 13:00 | 2036 | 12 | 0 | 0 | 0
2036-12-06 14:00 | 2036 | 12 | 0 | 0 | 0
2036-12-06 15:00 | 2036 | 12 | 0 | 0 | 0
2036-12-06 16:00 | 2036 | 12 | 0 | 0 | 0
2036-12-06 17:00 | 2036 | 12 | 0 | 0 | 0
2036-12-06 18:00 | 2036 | 12 | 0 | 0 | 0
2036-12-06 19:00 | 2036 | 12 | 0 | 0 | 0
2036-12-06 20:00 | 2036 | 12 | 0 | 0 | 0
2036-12-06 21:00 | 2036 | 12 | 0 | 0 | 0
2036-12-06 22:00 | 2036 | 12 | 0 | 0 | 0
2036-12-06 23:00 | 2036 | 12 | 0 | 0 | 0
2036-12-07 | 2036 | 12 | 0 | 0 | 0
2036-12-07 01:00 | 2036 | 12 | 0 | 0 | 0
2036-12-07 02:00 | 2036 | 12 | 0 | 0 | 0
2036-12-07 03:00 | 2036 | 12 | 0 | 0 | 0
2036-12-07 04:00 | 2036 | 12 | 0 | 0 | 0
2036-12-07 05:00 | 2036 | 12 | 0 | 0 | 0
2036-12-07 06:00 | 2036 | 12 | 0 | 0 | 0
2036-12-07 07:00 | 2036 | 12 | 0 | 0 | 0
2036-12-07 08:00 | 2036 | 12 | 0 | 0 | 0
2036-12-07 09:00 | 2036 | 12 | 0 | 0 | 0
2036-12-07 10:00 | 2036 | 12 | 0 | 0 | 0
2036-12-07 11:00 | 2036 | 12 | 0 | 0 | 0
2036-12-07 12:00 | 2036 | 12 | 0 | 0 | 0
2036-12-07 13:00 | 2036 | 12 | 0 | 0 | 0
2036-12-07 14:00 | 2036 | 12 | 0 | 0 | 0
2036-12-07 15:00 | 2036 | 12 | 0 | 0 | 0
2036-12-07 16:00 | 2036 | 12 | 0 | 0 | 0
2036-12-07 17:00 | 2036 | 12 | 0 | 0 | 0
2036-12-07 18:00 | 2036 | 12 | 0 | 0 | 0
2036-12-07 19:00 | 2036 | 12 | 0 | 0 | 0
2036-12-07 20:00 | 2036 | 12 | 0 | 0 | 0
2036-12-07 21:00 | 2036 | 12 | 0 | 0 | 0
2036-12-07 22:00 | 2036 | 12 | 0 | 0 | 0
2036-12-07 23:00 | 2036 | 12 | 0 | 0 | 0
2036-12-08 | 2036 | 12 | 0 | 0 | 0
2036-12-08 01:00 | 2036 | 12 | 0 | 0 | 0
2036-12-08 02:00 | 2036 | 12 | 0 | 0 | 0
2036-12-08 03:00 | 2036 | 12 | 0 | 0 | 0
2036-12-08 04:00 | 2036 | 12 | 0 | 0 | 0
2036-12-08 05:00 | 2036 | 12 | 0 | 0 | 0
2036-12-08 06:00 | 2036 | 12 | 0 | 0 | 0
2036-12-08 07:00 | 2036 | 12 | 0 | 0 | 0
2036-12-08 08:00 | 2036 | 12 | 0 | 0 | 0
2036-12-08 09:00 | 2036 | 12 | 0 | 0 | 0
2036-12-08 10:00 | 2036 | 12 | 0 | 0 | 0
2036-12-08 11:00 | 2036 | 12 | 0 | 0 | 0
2036-12-08 12:00 | 2036 | 12 | 0 | 0 | 0
2036-12-08 13:00 | 2036 | 12 | 0 | 0 | 0
2036-12-08 14:00 | 2036 | 12 | 0 | 0 | 0
2036-12-08 15:00 | 2036 | 12 | 0 | 0 | 0
2036-12-08 16:00 | 2036 | 12 | 0 | 0 | 0
2036-12-08 17:00 | 2036 | 12 | 0 | 0 | 0
2036-12-08 18:00 | 2036 | 12 | 0 | 0 | 0
2036-12-08 19:00 | 2036 | 12 | 0 | 0 | 0
2036-12-08 20:00 | 2036 | 12 | 0 | 0 | 0
2036-12-08 21:00 | 2036 | 12 | 0 | 0 | 0
2036-12-08 22:00 | 2036 | 12 | 0 | 0 | 0
2036-12-08 23:00 | 2036 | 12 | 0 | 0 | 0
2036-12-09 | 2036 | 12 | 0 | 0 | 0
2036-12-09 01:00 | 2036 | 12 | 0 | 0 | 0
2036-12-09 02:00 | 2036 | 12 | 0 | 0 | 0
2036-12-09 03:00 | 2036 | 12 | 0 | 0 | 0
2036-12-09 04:00 | 2036 | 12 | 0 | 0 | 0
2036-12-09 05:00 | 2036 | 12 | 0 | 0 | 0
2036-12-09 06:00 | 2036 | 12 | 0 | 0 | 0
2036-12-09 07:00 | 2036 | 12 | 0 | 0 | 0
2036-12-09 08:00 | 2036 | 12 | 0 | 0 | 0
2036-12-09 09:00 | 2036 | 12 | 0 | 0 | 0
2036-12-09 10:00 | 2036 | 12 | 0 | 0 | 0
2036-12-09 11:00 | 2036 | 12 | 0 | 0 | 0
2036-12-09 12:00 | 2036 | 12 | 0 | 0 | 0
2036-12-09 13:00 | 2036 | 12 | 0 | 0 | 0
2036-12-09 14:00 | 2036 | 12 | 0 | 0 | 0
2036-12-09 15:00 | 2036 | 12 | 0 | 0 | 0
2036-12-09 16:00 | 2036 | 12 | 0 | 0 | 0
2036-12-09 17:00 | 2036 | 12 | 0 | 0 | 0
2036-12-09 18:00 | 2036 | 12 | 0 | 0 | 0
2036-12-09 19:00 | 2036 | 12 | 0 | 0 | 0
2036-12-09 20:00 | 2036 | 12 | 0 | 0 | 0
2036-12-09 21:00 | 2036 | 12 | 0 | 0 | 0
2036-12-09 22:00 | 2036 | 12 | 0 | 0 | 0
2036-12-09 23:00 | 2036 | 12 | 0 | 0 | 0
2036-12-10 | 2036 | 12 | 0 | 0 | 0
2036-12-10 01:00 | 2036 | 12 | 0 | 0 | 0
2036-12-10 02:00 | 2036 | 12 | 0 | 0 | 0
2036-12-10 03:00 | 2036 | 12 | 0 | 0 | 0
2036-12-10 04:00 | 2036 | 12 | 0 | 0 | 0
2036-12-10 05:00 | 2036 | 12 | 0 | 0 | 0
2036-12-10 06:00 | 2036 | 12 | 0 | 0 | 0
2036-12-10 07:00 | 2036 | 12 | 0 | 0 | 0
2036-12-10 08:00 | 2036 | 12 | 0 | 0 | 0
2036-12-10 09:00 | 2036 | 12 | 0 | 0 | 0
2036-12-10 10:00 | 2036 | 12 | 0 | 0 | 0
2036-12-10 11:00 | 2036 | 12 | 0 | 0 | 0
2036-12-10 12:00 | 2036 | 12 | 0 | 0 | 0
2036-12-10 13:00 | 2036 | 12 | 0 | 0 | 0
2036-12-10 14:00 | 2036 | 12 | 0 | 0 | 0
2036-12-10 15:00 | 2036 | 12 | 0 | 0 | 0
2036-12-10 16:00 | 2036 | 12 | 0 | 0 | 0
2036-12-10 17:00 | 2036 | 12 | 0 | 0 | 0
2036-12-10 18:00 | 2036 | 12 | 0 | 0 | 0
2036-12-10 19:00 | 2036 | 12 | 0 | 0 | 0
2036-12-10 20:00 | 2036 | 12 | 0 | 0 | 0
2036-12-10 21:00 | 2036 | 12 | 0 | 0 | 0
2036-12-10 22:00 | 2036 | 12 | 0 | 0 | 0
2036-12-10 23:00 | 2036 | 12 | 0 | 0 | 0
2036-12-11 | 2036 | 12 | 0 | 0 | 0
2036-12-11 01:00 | 2036 | 12 | 0 | 0 | 0
2036-12-11 02:00 | 2036 | 12 | 0 | 0 | 0
2036-12-11 03:00 | 2036 | 12 | 0 | 0 | 0
2036-12-11 04:00 | 2036 | 12 | 0 | 0 | 0
2036-12-11 05:00 | 2036 | 12 | 0 | 0 | 0
2036-12-11 06:00 | 2036 | 12 | 0 | 0 | 0
2036-12-11 07:00 | 2036 | 12 | 0 | 0 | 0
2036-12-11 08:00 | 2036 | 12 | 0 | 0 | 0
2036-12-11 09:00 | 2036 | 12 | 0 | 0 | 0
2036-12-11 10:00 | 2036 | 12 | 0 | 0 | 0
2036-12-11 11:00 | 2036 | 12 | 0 | 0 | 0
2036-12-11 12:00 | 2036 | 12 | 0 | 0 | 0
2036-12-11 13:00 | 2036 | 12 | 0 | 0 | 0
2036-12-11 14:00 | 2036 | 12 | 0 | 0 | 0
2036-12-11 15:00 | 2036 | 12 | 0 | 0 | 0
2036-12-11 16:00 | 2036 | 12 | 0 | 0 | 0
2036-12-11 17:00 | 2036 | 12 | 0 | 0 | 0
2036-12-11 18:00 | 2036 | 12 | 0 | 0 | 0
2036-12-11 19:00 | 2036 | 12 | 0 | 0 | 0
2036-12-11 20:00 | 2036 | 12 | 0 | 0 | 0
2036-12-11 21:00 | 2036 | 12 | 0 | 0 | 0
2036-12-11 22:00 | 2036 | 12 | 0 | 0 | 0
2036-12-11 23:00 | 2036 | 12 | 0 | 0 | 0
2036-12-12 | 2036 | 12 | 0 | 0 | 0
2036-12-12 01:00 | 2036 | 12 | 0 | 0 | 0
2036-12-12 02:00 | 2036 | 12 | 0 | 0 | 0
2036-12-12 03:00 | 2036 | 12 | 0 | 0 | 0
2036-12-12 04:00 | 2036 | 12 | 0 | 0 | 0
2036-12-12 05:00 | 2036 | 12 | 0 | 0 | 0
2036-12-12 06:00 | 2036 | 12 | 0 | 0 | 0
2036-12-12 07:00 | 2036 | 12 | 0 | 0 | 0
2036-12-12 08:00 | 2036 | 12 | 0 | 0 | 0
2036-12-12 09:00 | 2036 | 12 | 0 | 0 | 0
2036-12-12 10:00 | 2036 | 12 | 0 | 0 | 0
2036-12-12 11:00 | 2036 | 12 | 0 | 0 | 0
2036-12-12 12:00 | 2036 | 12 | 0 | 0 | 0
2036-12-12 13:00 | 2036 | 12 | 0 | 0 | 0
2036-12-12 14:00 | 2036 | 12 | 0 | 0 | 0
2036-12-12 15:00 | 2036 | 12 | 0 | 0 | 0
2036-12-12 16:00 | 2036 | 12 | 0 | 0 | 0
2036-12-12 17:00 | 2036 | 12 | 0 | 0 | 0
2036-12-12 18:00 | 2036 | 12 | 0 | 0 | 0
2036-12-12 19:00 | 2036 | 12 | 0 | 0 | 0
2036-12-12 20:00 | 2036 | 12 | 0 | 0 | 0
2036-12-12 21:00 | 2036 | 12 | 0 | 0 | 0
2036-12-12 22:00 | 2036 | 12 | 0 | 0 | 0
2036-12-12 23:00 | 2036 | 12 | 0 | 0 | 0
2036-12-13 | 2036 | 12 | 0 | 0 | 0
2036-12-13 01:00 | 2036 | 12 | 0 | 0 | 0
2036-12-13 02:00 | 2036 | 12 | 0 | 0 | 0
2036-12-13 03:00 | 2036 | 12 | 0 | 0 | 0
2036-12-13 04:00 | 2036 | 12 | 0 | 0 | 0
2036-12-13 05:00 | 2036 | 12 | 0 | 0 | 0
2036-12-13 06:00 | 2036 | 12 | 0 | 0 | 0
2036-12-13 07:00 | 2036 | 12 | 0 | 0 | 0
2036-12-13 08:00 | 2036 | 12 | 0 | 0 | 0
2036-12-13 09:00 | 2036 | 12 | 0 | 0 | 0
2036-12-13 10:00 | 2036 | 12 | 0 | 0 | 0
2036-12-13 11:00 | 2036 | 12 | 0 | 0 | 0
2036-12-13 12:00 | 2036 | 12 | 0 | 0 | 0
2036-12-13 13:00 | 2036 | 12 | 0 | 0 | 0
2036-12-13 14:00 | 2036 | 12 | 0 | 0 | 0
2036-12-13 15:00 | 2036 | 12 | 0 | 0 | 0
2036-12-13 16:00 | 2036 | 12 | 0 | 0 | 0
2036-12-13 17:00 | 2036 | 12 | 0 | 0 | 0
2036-12-13 18:00 | 2036 | 12 | 0 | 0 | 0
2036-12-13 19:00 | 2036 | 12 | 0 | 0 | 0
2036-12-13 20:00 | 2036 | 12 | 0 | 0 | 0
2036-12-13 21:00 | 2036 | 12 | 0 | 0 | 0
2036-12-13 22:00 | 2036 | 12 | 0 | 0 | 0
2036-12-13 23:00 | 2036 | 12 | 0 | 0 | 0
2036-12-14 | 2036 | 12 | 0 | 0 | 0
2036-12-14 01:00 | 2036 | 12 | 0 | 0 | 0
2036-12-14 02:00 | 2036 | 12 | 0 | 0 | 0
2036-12-14 03:00 | 2036 | 12 | 0 | 0 | 0
2036-12-14 04:00 | 2036 | 12 | 0 | 0 | 0
2036-12-14 05:00 | 2036 | 12 | 0 | 0 | 0
2036-12-14 06:00 | 2036 | 12 | 0 | 0 | 0
2036-12-14 07:00 | 2036 | 12 | 0 | 0 | 0
2036-12-14 08:00 | 2036 | 12 | 0 | 0 | 0
2036-12-14 09:00 | 2036 | 12 | 0 | 0 | 0
2036-12-14 10:00 | 2036 | 12 | 0 | 0 | 0
2036-12-14 11:00 | 2036 | 12 | 0 | 0 | 0
2036-12-14 12:00 | 2036 | 12 | 0 | 0 | 0
2036-12-14 13:00 | 2036 | 12 | 0 | 0 | 0
2036-12-14 14:00 | 2036 | 12 | 0 | 0 | 0
2036-12-14 15:00 | 2036 | 12 | 0 | 0 | 0
2036-12-14 16:00 | 2036 | 12 | 0 | 0 | 0
2036-12-14 17:00 | 2036 | 12 | 0 | 0 | 0
2036-12-14 18:00 | 2036 | 12 | 0 | 0 | 0
2036-12-14 19:00 | 2036 | 12 | 0 | 0 | 0
2036-12-14 20:00 | 2036 | 12 | 0 | 0 | 0
2036-12-14 21:00 | 2036 | 12 | 0 | 0 | 0
2036-12-14 22:00 | 2036 | 12 | 0 | 0 | 0
2036-12-14 23:00 | 2036 | 12 | 0 | 0 | 0
2036-12-15 | 2036 | 12 | 0 | 0 | 0
2036-12-15 01:00 | 2036 | 12 | 0 | 0 | 0
2036-12-15 02:00 | 2036 | 12 | 0 | 0 | 0
2036-12-15 03:00 | 2036 | 12 | 0 | 0 | 0
2036-12-15 04:00 | 2036 | 12 | 0 | 0 | 0
2036-12-15 05:00 | 2036 | 12 | 0 | 0 | 0
2036-12-15 06:00 | 2036 | 12 | 0 | 0 | 0
2036-12-15 07:00 | 2036 | 12 | 0 | 0 | 0
2036-12-15 08:00 | 2036 | 12 | 0 | 0 | 0
2036-12-15 09:00 | 2036 | 12 | 0 | 0 | 0
2036-12-15 10:00 | 2036 | 12 | 0 | 0 | 0
2036-12-15 11:00 | 2036 | 12 | 0 | 0 | 0
2036-12-15 12:00 | 2036 | 12 | 0 | 0 | 0
2036-12-15 13:00 | 2036 | 12 | 0 | 0 | 0
2036-12-15 14:00 | 2036 | 12 | 0 | 0 | 0
2036-12-15 15:00 | 2036 | 12 | 0 | 0 | 0
2036-12-15 16:00 | 2036 | 12 | 0 | 0 | 0
2036-12-15 17:00 | 2036 | 12 | 0 | 0 | 0
2036-12-15 18:00 | 2036 | 12 | 0 | 0 | 0
2036-12-15 19:00 | 2036 | 12 | 0 | 0 | 0
2036-12-15 20:00 | 2036 | 12 | 0 | 0 | 0
2036-12-15 21:00 | 2036 | 12 | 0 | 0 | 0
2036-12-15 22:00 | 2036 | 12 | 0 | 0 | 0
2036-12-15 23:00 | 2036 | 12 | 0 | 0 | 0
2036-12-16 | 2036 | 12 | 0 | 0 | 0
2036-12-16 01:00 | 2036 | 12 | 0 | 0 | 0
2036-12-16 02:00 | 2036 | 12 | 0 | 0 | 0
2036-12-16 03:00 | 2036 | 12 | 0 | 0 | 0
2036-12-16 04:00 | 2036 | 12 | 0 | 0 | 0
2036-12-16 05:00 | 2036 | 12 | 0 | 0 | 0
2036-12-16 06:00 | 2036 | 12 | 0 | 0 | 0
2036-12-16 07:00 | 2036 | 12 | 0 | 0 | 0
2036-12-16 08:00 | 2036 | 12 | 0 | 0 | 0
2036-12-16 09:00 | 2036 | 12 | 0 | 0 | 0
2036-12-16 10:00 | 2036 | 12 | 0 | 0 | 0
2036-12-16 11:00 | 2036 | 12 | 0 | 0 | 0
2036-12-16 12:00 | 2036 | 12 | 0 | 0 | 0
2036-12-16 13:00 | 2036 | 12 | 0 | 0 | 0
2036-12-16 14:00 | 2036 | 12 | 0 | 0 | 0
2036-12-16 15:00 | 2036 | 12 | 0 | 0 | 0
2036-12-16 16:00 | 2036 | 12 | 0 | 0 | 0
2036-12-16 17:00 | 2036 | 12 | 0 | 0 | 0
2036-12-16 18:00 | 2036 | 12 | 0 | 0 | 0
2036-12-16 19:00 | 2036 | 12 | 0 | 0 | 0
2036-12-16 20:00 | 2036 | 12 | 0 | 0 | 0
2036-12-16 21:00 | 2036 | 12 | 0 | 0 | 0
2036-12-16 22:00 | 2036 | 12 | 0 | 0 | 0
2036-12-16 23:00 | 2036 | 12 | 0 | 0 | 0
2036-12-17 | 2036 | 12 | 0 | 0 | 0
2036-12-17 01:00 | 2036 | 12 | 0 | 0 | 0
2036-12-17 02:00 | 2036 | 12 | 0 | 0 | 0
2036-12-17 03:00 | 2036 | 12 | 0 | 0 | 0
2036-12-17 04:00 | 2036 | 12 | 0 | 0 | 0
2036-12-17 05:00 | 2036 | 12 | 0 | 0 | 0
2036-12-17 06:00 | 2036 | 12 | 0 | 0 | 0
2036-12-17 07:00 | 2036 | 12 | 0 | 0 | 0
2036-12-17 08:00 | 2036 | 12 | 0 | 0 | 0
2036-12-17 09:00 | 2036 | 12 | 0 | 0 | 0
2036-12-17 10:00 | 2036 | 12 | 0 | 0 | 0
2036-12-17 11:00 | 2036 | 12 | 0 | 0 | 0
2036-12-17 12:00 | 2036 | 12 | 0 | 0 | 0
2036-12-17 13:00 | 2036 | 12 | 0 | 0 | 0
2036-12-17 14:00 | 2036 | 12 | 0 | 0 | 0
2036-12-17 15:00 | 2036 | 12 | 0 | 0 | 0
2036-12-17 16:00 | 2036 | 12 | 0 | 0 | 0
2036-12-17 17:00 | 2036 | 12 | 0 | 0 | 0
2036-12-17 18:00 | 2036 | 12 | 0 | 0 | 0
2036-12-17 19:00 | 2036 | 12 | 0 | 0 | 0
2036-12-17 20:00 | 2036 | 12 | 0 | 0 | 0
2036-12-17 21:00 | 2036 | 12 | 0 | 0 | 0
2036-12-17 22:00 | 2036 | 12 | 0 | 0 | 0
2036-12-17 23:00 | 2036 | 12 | 0 | 0 | 0
2036-12-18 | 2036 | 12 | 0 | 0 | 0
2036-12-18 01:00 | 2036 | 12 | 0 | 0 | 0
2036-12-18 02:00 | 2036 | 12 | 0 | 0 | 0
2036-12-18 03:00 | 2036 | 12 | 0 | 0 | 0
2036-12-18 04:00 | 2036 | 12 | 0 | 0 | 0
2036-12-18 05:00 | 2036 | 12 | 0 | 0 | 0
2036-12-18 06:00 | 2036 | 12 | 0 | 0 | 0
2036-12-18 07:00 | 2036 | 12 | 0 | 0 | 0
2036-12-18 08:00 | 2036 | 12 | 0 | 0 | 0
2036-12-18 09:00 | 2036 | 12 | 0 | 0 | 0
2036-12-18 10:00 | 2036 | 12 | 0 | 0 | 0
2036-12-18 11:00 | 2036 | 12 | 0 | 0 | 0
2036-12-18 12:00 | 2036 | 12 | 0 | 0 | 0
2036-12-18 13:00 | 2036 | 12 | 0 | 0 | 0
2036-12-18 14:00 | 2036 | 12 | 0 | 0 | 0
2036-12-18 15:00 | 2036 | 12 | 0 | 0 | 0
2036-12-18 16:00 | 2036 | 12 | 0 | 0 | 0
2036-12-18 17:00 | 2036 | 12 | 0 | 0 | 0
2036-12-18 18:00 | 2036 | 12 | 0 | 0 | 0
2036-12-18 19:00 | 2036 | 12 | 0 | 0 | 0
2036-12-18 20:00 | 2036 | 12 | 0 | 0 | 0
2036-12-18 21:00 | 2036 | 12 | 0 | 0 | 0
2036-12-18 22:00 | 2036 | 12 | 0 | 0 | 0
2036-12-18 23:00 | 2036 | 12 | 0 | 0 | 0
2036-12-19 | 2036 | 12 | 0 | 0 | 0
2036-12-19 01:00 | 2036 | 12 | 0 | 0 | 0
2036-12-19 02:00 | 2036 | 12 | 0 | 0 | 0
2036-12-19 03:00 | 2036 | 12 | 0 | 0 | 0
2036-12-19 04:00 | 2036 | 12 | 0 | 0 | 0
2036-12-19 05:00 | 2036 | 12 | 0 | 0 | 0
2036-12-19 06:00 | 2036 | 12 | 0 | 0 | 0
2036-12-19 07:00 | 2036 | 12 | 0 | 0 | 0
2036-12-19 08:00 | 2036 | 12 | 0 | 0 | 0
2036-12-19 09:00 | 2036 | 12 | 0 | 0 | 0
2036-12-19 10:00 | 2036 | 12 | 0 | 0 | 0
2036-12-19 11:00 | 2036 | 12 | 0 | 0 | 0
2036-12-19 12:00 | 2036 | 12 | 0 | 0 | 0
2036-12-19 13:00 | 2036 | 12 | 0 | 0 | 0
2036-12-19 14:00 | 2036 | 12 | 0 | 0 | 0
2036-12-19 15:00 | 2036 | 12 | 0 | 0 | 0
2036-12-19 16:00 | 2036 | 12 | 0 | 0 | 0
2036-12-19 17:00 | 2036 | 12 | 0 | 0 | 0
2036-12-19 18:00 | 2036 | 12 | 0 | 0 | 0
2036-12-19 19:00 | 2036 | 12 | 0 | 0 | 0
2036-12-19 20:00 | 2036 | 12 | 0 | 0 | 0
2036-12-19 21:00 | 2036 | 12 | 0 | 0 | 0
2036-12-19 22:00 | 2036 | 12 | 0 | 0 | 0
2036-12-19 23:00 | 2036 | 12 | 0 | 0 | 0
2036-12-20 | 2036 | 12 | 0 | 0 | 0
2036-12-20 01:00 | 2036 | 12 | 0 | 0 | 0
2036-12-20 02:00 | 2036 | 12 | 0 | 0 | 0
2036-12-20 03:00 | 2036 | 12 | 0 | 0 | 0
2036-12-20 04:00 | 2036 | 12 | 0 | 0 | 0
2036-12-20 05:00 | 2036 | 12 | 0 | 0 | 0
2036-12-20 06:00 | 2036 | 12 | 0 | 0 | 0
2036-12-20 07:00 | 2036 | 12 | 0 | 0 | 0
2036-12-20 08:00 | 2036 | 12 | 0 | 0 | 0
2036-12-20 09:00 | 2036 | 12 | 0 | 0 | 0
2036-12-20 10:00 | 2036 | 12 | 0 | 0 | 0
2036-12-20 11:00 | 2036 | 12 | 0 | 0 | 0
2036-12-20 12:00 | 2036 | 12 | 0 | 0 | 0
2036-12-20 13:00 | 2036 | 12 | 0 | 0 | 0
2036-12-20 14:00 | 2036 | 12 | 0 | 0 | 0
2036-12-20 15:00 | 2036 | 12 | 0 | 0 | 0
2036-12-20 16:00 | 2036 | 12 | 0 | 0 | 0
2036-12-20 17:00 | 2036 | 12 | 0 | 0 | 0
2036-12-20 18:00 | 2036 | 12 | 0 | 0 | 0
2036-12-20 19:00 | 2036 | 12 | 0 | 0 | 0
2036-12-20 20:00 | 2036 | 12 | 0 | 0 | 0
2036-12-20 21:00 | 2036 | 12 | 0 | 0 | 0
2036-12-20 22:00 | 2036 | 12 | 0 | 0 | 0
2036-12-20 23:00 | 2036 | 12 | 0 | 0 | 0
2036-12-21 | 2036 | 12 | 0 | 0 | 0
2036-12-21 01:00 | 2036 | 12 | 0 | 0 | 0
2036-12-21 02:00 | 2036 | 12 | 0 | 0 | 0
2036-12-21 03:00 | 2036 | 12 | 0 | 0 | 0
2036-12-21 04:00 | 2036 | 12 | 0 | 0 | 0
2036-12-21 05:00 | 2036 | 12 | 0 | 0 | 0
2036-12-21 06:00 | 2036 | 12 | 0 | 0 | 0
2036-12-21 07:00 | 2036 | 12 | 0 | 0 | 0
2036-12-21 08:00 | 2036 | 12 | 0 | 0 | 0
2036-12-21 09:00 | 2036 | 12 | 0 | 0 | 0
2036-12-21 10:00 | 2036 | 12 | 0 | 0 | 0
2036-12-21 11:00 | 2036 | 12 | 0 | 0 | 0
2036-12-21 12:00 | 2036 | 12 | 0 | 0 | 0
2036-12-21 13:00 | 2036 | 12 | 0 | 0 | 0
2036-12-21 14:00 | 2036 | 12 | 0 | 0 | 0
2036-12-21 15:00 | 2036 | 12 | 0 | 0 | 0
2036-12-21 16:00 | 2036 | 12 | 0 | 0 | 0
2036-12-21 17:00 | 2036 | 12 | 0 | 0 | 0
2036-12-21 18:00 | 2036 | 12 | 0 | 0 | 0
2036-12-21 19:00 | 2036 | 12 | 0 | 0 | 0
2036-12-21 20:00 | 2036 | 12 | 0 | 0 | 0
2036-12-21 21:00 | 2036 | 12 | 0 | 0 | 0
2036-12-21 22:00 | 2036 | 12 | 0 | 0 | 0
2036-12-21 23:00 | 2036 | 12 | 0 | 0 | 0
2036-12-22 | 2036 | 12 | 0 | 0 | 0
2036-12-22 01:00 | 2036 | 12 | 0 | 0 | 0
2036-12-22 02:00 | 2036 | 12 | 0 | 0 | 0
2036-12-22 03:00 | 2036 | 12 | 0 | 0 | 0
2036-12-22 04:00 | 2036 | 12 | 0 | 0 | 0
2036-12-22 05:00 | 2036 | 12 | 0 | 0 | 0
2036-12-22 06:00 | 2036 | 12 | 0 | 0 | 0
2036-12-22 07:00 | 2036 | 12 | 0 | 0 | 0
2036-12-22 08:00 | 2036 | 12 | 0 | 0 | 0
2036-12-22 09:00 | 2036 | 12 | 0 | 0 | 0
2036-12-22 10:00 | 2036 | 12 | 0 | 0 | 0
2036-12-22 11:00 | 2036 | 12 | 0 | 0 | 0
2036-12-22 12:00 | 2036 | 12 | 0 | 0 | 0
2036-12-22 13:00 | 2036 | 12 | 0 | 0 | 0
2036-12-22 14:00 | 2036 | 12 | 0 | 0 | 0
2036-12-22 15:00 | 2036 | 12 | 0 | 0 | 0
2036-12-22 16:00 | 2036 | 12 | 0 | 0 | 0
2036-12-22 17:00 | 2036 | 12 | 0 | 0 | 0
2036-12-22 18:00 | 2036 | 12 | 0 | 0 | 0
2036-12-22 19:00 | 2036 | 12 | 0 | 0 | 0
2036-12-22 20:00 | 2036 | 12 | 0 | 0 | 0
2036-12-22 21:00 | 2036 | 12 | 0 | 0 | 0
2036-12-22 22:00 | 2036 | 12 | 0 | 0 | 0
2036-12-22 23:00 | 2036 | 12 | 0 | 0 | 0
2036-12-23 | 2036 | 12 | 0 | 0 | 0
2036-12-23 01:00 | 2036 | 12 | 0 | 0 | 0
2036-12-23 02:00 | 2036 | 12 | 0 | 0 | 0
2036-12-23 03:00 | 2036 | 12 | 0 | 0 | 0
2036-12-23 04:00 | 2036 | 12 | 0 | 0 | 0
2036-12-23 05:00 | 2036 | 12 | 0 | 0 | 0
2036-12-23 06:00 | 2036 | 12 | 0 | 0 | 0
2036-12-23 07:00 | 2036 | 12 | 0 | 0 | 0
2036-12-23 08:00 | 2036 | 12 | 0 | 0 | 0
2036-12-23 09:00 | 2036 | 12 | 0 | 0 | 0
2036-12-23 10:00 | 2036 | 12 | 0 | 0 | 0
2036-12-23 11:00 | 2036 | 12 | 0 | 0 | 0
2036-12-23 12:00 | 2036 | 12 | 0 | 0 | 0
2036-12-23 13:00 | 2036 | 12 | 0 | 0 | 0
2036-12-23 14:00 | 2036 | 12 | 0 | 0 | 0
2036-12-23 15:00 | 2036 | 12 | 0 | 0 | 0
2036-12-23 16:00 | 2036 | 12 | 0 | 0 | 0
2036-12-23 17:00 | 2036 | 12 | 0 | 0 | 0
2036-12-23 18:00 | 2036 | 12 | 0 | 0 | 0
2036-12-23 19:00 | 2036 | 12 | 0 | 0 | 0
2036-12-23 20:00 | 2036 | 12 | 0 | 0 | 0
2036-12-23 21:00 | 2036 | 12 | 0 | 0 | 0
2036-12-23 22:00 | 2036 | 12 | 0 | 0 | 0
2036-12-23 23:00 | 2036 | 12 | 0 | 0 | 0
2036-12-24 | 2036 | 12 | 0 | 0 | 0
2036-12-24 01:00 | 2036 | 12 | 0 | 0 | 0
2036-12-24 02:00 | 2036 | 12 | 0 | 0 | 0
2036-12-24 03:00 | 2036 | 12 | 0 | 0 | 0
2036-12-24 04:00 | 2036 | 12 | 0 | 0 | 0
2036-12-24 05:00 | 2036 | 12 | 0 | 0 | 0
2036-12-24 06:00 | 2036 | 12 | 0 | 0 | 0
2036-12-24 07:00 | 2036 | 12 | 0 | 0 | 0
2036-12-24 08:00 | 2036 | 12 | 0 | 0 | 0
2036-12-24 09:00 | 2036 | 12 | 0 | 0 | 0
2036-12-24 10:00 | 2036 | 12 | 0 | 0 | 0
2036-12-24 11:00 | 2036 | 12 | 0 | 0 | 0
2036-12-24 12:00 | 2036 | 12 | 0 | 0 | 0
2036-12-24 13:00 | 2036 | 12 | 0 | 0 | 0
2036-12-24 14:00 | 2036 | 12 | 0 | 0 | 0
2036-12-24 15:00 | 2036 | 12 | 0 | 0 | 0
2036-12-24 16:00 | 2036 | 12 | 0 | 0 | 0
2036-12-24 17:00 | 2036 | 12 | 0 | 0 | 0
2036-12-24 18:00 | 2036 | 12 | 0 | 0 | 0
2036-12-24 19:00 | 2036 | 12 | 0 | 0 | 0
2036-12-24 20:00 | 2036 | 12 | 0 | 0 | 0
2036-12-24 21:00 | 2036 | 12 | 0 | 0 | 0
2036-12-24 22:00 | 2036 | 12 | 0 | 0 | 0
2036-12-24 23:00 | 2036 | 12 | 0 | 0 | 0
2036-12-25 | 2036 | 12 | 0 | 0 | 0
2036-12-25 01:00 | 2036 | 12 | 0 | 0 | 0
2036-12-25 02:00 | 2036 | 12 | 0 | 0 | 0
2036-12-25 03:00 | 2036 | 12 | 0 | 0 | 0
2036-12-25 04:00 | 2036 | 12 | 0 | 0 | 0
2036-12-25 05:00 | 2036 | 12 | 0 | 0 | 0
2036-12-25 06:00 | 2036 | 12 | 0 | 0 | 0
2036-12-25 07:00 | 2036 | 12 | 0 | 0 | 0
2036-12-25 08:00 | 2036 | 12 | 0 | 0 | 0
2036-12-25 09:00 | 2036 | 12 | 0 | 0 | 0
2036-12-25 10:00 | 2036 | 12 | 0 | 0 | 0
2036-12-25 11:00 | 2036 | 12 | 0 | 0 | 0
2036-12-25 12:00 | 2036 | 12 | 0 | 0 | 0
2036-12-25 13:00 | 2036 | 12 | 0 | 0 | 0
2036-12-25 14:00 | 2036 | 12 | 0 | 0 | 0
2036-12-25 15:00 | 2036 | 12 | 0 | 0 | 0
2036-12-25 16:00 | 2036 | 12 | 0 | 0 | 0
2036-12-25 17:00 | 2036 | 12 | 0 | 0 | 0
2036-12-25 18:00 | 2036 | 12 | 0 | 0 | 0
2036-12-25 19:00 | 2036 | 12 | 0 | 0 | 0
2036-12-25 20:00 | 2036 | 12 | 0 | 0 | 0
2036-12-25 21:00 | 2036 | 12 | 0 | 0 | 0
2036-12-25 22:00 | 2036 | 12 | 0 | 0 | 0
2036-12-25 23:00 | 2036 | 12 | 0 | 0 | 0
2036-12-26 | 2036 | 12 | 0 | 0 | 0
2036-12-26 01:00 | 2036 | 12 | 0 | 0 | 0
2036-12-26 02:00 | 2036 | 12 | 0 | 0 | 0
2036-12-26 03:00 | 2036 | 12 | 0 | 0 | 0
2036-12-26 04:00 | 2036 | 12 | 0 | 0 | 0
2036-12-26 05:00 | 2036 | 12 | 0 | 0 | 0
2036-12-26 06:00 | 2036 | 12 | 0 | 0 | 0
2036-12-26 07:00 | 2036 | 12 | 0 | 0 | 0
2036-12-26 08:00 | 2036 | 12 | 0 | 0 | 0
2036-12-26 09:00 | 2036 | 12 | 0 | 0 | 0
2036-12-26 10:00 | 2036 | 12 | 0 | 0 | 0
2036-12-26 11:00 | 2036 | 12 | 0 | 0 | 0
2036-12-26 12:00 | 2036 | 12 | 0 | 0 | 0
2036-12-26 13:00 | 2036 | 12 | 0 | 0 | 0
2036-12-26 14:00 | 2036 | 12 | 0 | 0 | 0.13253
2036-12-26 15:00 | 2036 | 12 | 0 | 0 | 0
2036-12-26 16:00 | 2036 | 12 | 0 | 0 | 0
2036-12-26 17:00 | 2036 | 12 | 0 | 0 | 0
2036-12-26 18:00 | 2036 | 12 | 0 | 0 | 0
2036-12-26 19:00 | 2036 | 12 | 0 | 0 | 0
2036-12-26 20:00 | 2036 | 12 | 0 | 0 | 0
2036-12-26 21:00 | 2036 | 12 | 0 | 0 | 0
2036-12-26 22:00 | 2036 | 12 | 0 | 0 | 0
2036-12-26 23:00 | 2036 | 12 | 0 | 0 | 0
2036-12-27 | 2036 | 12 | 0 | 0 | 0
2036-12-27 01:00 | 2036 | 12 | 0 | 0 | 0
2036-12-27 02:00 | 2036 | 12 | 0 | 0 | 0
2036-12-27 03:00 | 2036 | 12 | 0 | 0 | 0
2036-12-27 04:00 | 2036 | 12 | 0 | 0 | 0
2036-12-27 05:00 | 2036 | 12 | 0 | 0 | 0
2036-12-27 06:00 | 2036 | 12 | 0 | 0 | 0
2036-12-27 07:00 | 2036 | 12 | 0 | 0 | 0
2036-12-27 08:00 | 2036 | 12 | 0 | 0 | 0
2036-12-27 09:00 | 2036 | 12 | 0 | 0 | 0
2036-12-27 10:00 | 2036 | 12 | 0 | 0 | 0.15695
2036-12-27 11:00 | 2036 | 12 | 0 | 0 | 0
2036-12-27 12:00 | 2036 | 12 | 0 | 0 | 0
2036-12-27 13:00 | 2036 | 12 | 0 | 0 | 0
2036-12-27 14:00 | 2036 | 12 | 0 | 0 | 0
2036-12-27 15:00 | 2036 | 12 | 0 | 0 | 0
2036-12-27 16:00 | 2036 | 12 | 0 | 0 | 0
2036-12-27 17:00 | 2036 | 12 | 0 | 0 | 0
2036-12-27 18:00 | 2036 | 12 | 0 | 0 | 0
2036-12-27 19:00 | 2036 | 12 | 0 | 0 | 0
2036-12-27 20:00 | 2036 | 12 | 0 | 0 | 0
2036-12-27 21:00 | 2036 | 12 | 0 | 0 | 0
2036-12-27 22:00 | 2036 | 12 | 0 | 0 | 0
2036-12-27 23:00 | 2036 | 12 | 0 | 0 | 0
2036-12-28 | 2036 | 12 | 0 | 0 | 0
2036-12-28 01:00 | 2036 | 12 | 0 | 0 | 0
2036-12-28 02:00 | 2036 | 12 | 0 | 0 | 0
2036-12-28 03:00 | 2036 | 12 | 0 | 0 | 0
2036-12-28 04:00 | 2036 | 12 | 0 | 0 | 0
2036-12-28 05:00 | 2036 | 12 | 0 | 0 | 0
2036-12-28 06:00 | 2036 | 12 | 0 | 0 | 0
2036-12-28 07:00 | 2036 | 12 | 0 | 0 | 0
2036-12-28 08:00 | 2036 | 12 | 0 | 0 | 0
2036-12-28 09:00 | 2036 | 12 | 0 | 0 | 0
2036-12-28 10:00 | 2036 | 12 | 0 | 0 | 0
2036-12-28 11:00 | 2036 | 12 | 0 | 0 | 0
2036-12-28 12:00 | 2036 | 12 | 0 | 0 | 0
2036-12-28 13:00 | 2036 | 12 | 0 | 0 | 0
2036-12-28 14:00 | 2036 | 12 | 0 | 0 | 0
2036-12-28 15:00 | 2036 | 12 | 0 | 0 | 0
2036-12-28 16:00 | 2036 | 12 | 0 | 0 | 0
2036-12-28 17:00 | 2036 | 12 | 0 | 0 | 0
2036-12-28 18:00 | 2036 | 12 | 0 | 0 | 0
2036-12-28 19:00 | 2036 | 12 | 0 | 0 | 0
2036-12-28 20:00 | 2036 | 12 | 0 | 0 | 0
2036-12-28 21:00 | 2036 | 12 | 0 | 0 | 0
2036-12-28 22:00 | 2036 | 12 | 0 | 0 | 0
2036-12-28 23:00 | 2036 | 12 | 0 | 0 | 0
2036-12-29 | 2036 | 12 | 0 | 0 | 0
2036-12-29 01:00 | 2036 | 12 | 0 | 0 | 0
2036-12-29 02:00 | 2036 | 12 | 0 | 0 | 0
2036-12-29 03:00 | 2036 | 12 | 0 | 0 | 0
2036-12-29 04:00 | 2036 | 12 | 0 | 0 | 0
2036-12-29 05:00 | 2036 | 12 | 0 | 0 | 0
2036-12-29 06:00 | 2036 | 12 | 0 | 0 | 0
2036-12-29 07:00 | 2036 | 12 | 0 | 0 | 0
2036-12-29 08:00 | 2036 | 12 | 0 | 0 | 0
2036-12-29 09:00 | 2036 | 12 | 0 | 0 | 0
2036-12-29 10:00 | 2036 | 12 | 0 | 0 | 0
2036-12-29 11:00 | 2036 | 12 | 0 | 0 | 0
2036-12-29 12:00 | 2036 | 12 | 0 | 0 | 0
2036-12-29 13:00 | 2036 | 12 | 0 | 0 | 0
2036-12-29 14:00 | 2036 | 12 | 0 | 0 | 0
2036-12-29 15:00 | 2036 | 12 | 0 | 0 | 0
2036-12-29 16:00 | 2036 | 12 | 0 | 0 | 0
2036-12-29 17:00 | 2036 | 12 | 0 | 0 | 0
2036-12-29 18:00 | 2036 | 12 | 0 | 0 | 0
2036-12-29 19:00 | 2036 | 12 | 0 | 0 | 0
2036-12-29 20:00 | 2036 | 12 | 0 | 0 | 0
2036-12-29 21:00 | 2036 | 12 | 0 | 0 | 0
2036-12-29 22:00 | 2036 | 12 | 0 | 0 | 0
2036-12-29 23:00 | 2036 | 12 | 0 | 0 | 0
2036-12-30 | 2036 | 12 | 0 | 0 | 0
2036-12-30 01:00 | 2036 | 12 | 0 | 0 | 0
2036-12-30 02:00 | 2036 | 12 | 0 | 0 | 0
2036-12-30 03:00 | 2036 | 12 | 0 | 0 | 0
2036-12-30 04:00 | 2036 | 12 | 0 | 0 | 0
2036-12-30 05:00 | 2036 | 12 | 0 | 0 | 0
2036-12-30 06:00 | 2036 | 12 | 0 | 0 | 0
2036-12-30 07:00 | 2036 | 12 | 0 | 0 | 0
2036-12-30 08:00 | 2036 | 12 | 0 | 0 | 0
2036-12-30 09:00 | 2036 | 12 | 0 | 0 | 0.096608
2036-12-30 10:00 | 2036 | 12 | 0 | 0 | 0
2036-12-30 11:00 | 2036 | 12 | 0 | 0 | 0
2036-12-30 12:00 | 2036 | 12 | 0 | 0 | 0
2036-12-30 13:00 | 2036 | 12 | 0 | 0 | 0
2036-12-30 14:00 | 2036 | 12 | 0 | 0 | 0
2036-12-30 15:00 | 2036 | 12 | 0 | 0 | 0
2036-12-30 16:00 | 2036 | 12 | 0 | 0 | 0
2036-12-30 17:00 | 2036 | 12 | 0 | 0 | 0
2036-12-30 18:00 | 2036 | 12 | 0 | 0 | 0
2036-12-30 19:00 | 2036 | 12 | 0 | 0 | 0
2036-12-30 20:00 | 2036 | 12 | 0 | 0 | 0
2036-12-30 21:00 | 2036 | 12 | 0 | 0 | 0
2036-12-30 22:00 | 2036 | 12 | 0 | 0 | 0
2036-12-30 23:00 | 2036 | 12 | 0 | 0 | 0
2036-12-31 | 2036 | 12 | 0 | 0 | 0
2036-12-31 01:00 | 2036 | 12 | 0 | 0 | 0
2036-12-31 02:00 | 2036 | 12 | 0 | 0 | 0
2036-12-31 03:00 | 2036 | 12 | 0 | 0 | 0
2036-12-31 04:00 | 2036 | 12 | 0 | 0 | 0
2036-12-31 05:00 | 2036 | 12 | 0 | 0 | 0
2036-12-31 06:00 | 2036 | 12 | 0 | 0 | 0
2036-12-31 07:00 | 2036 | 12 | 0 | 0 | 0
2036-12-31 08:00 | 2036 | 12 | 0 | 0 | 0
2036-12-31 09:00 | 2036 | 12 | 0 | 0 | 0
2036-12-31 10:00 | 2036 | 12 | 0 | 0 | 0
2036-12-31 11:00 | 2036 | 12 | 0 | 0 | 0
2036-12-31 12:00 | 2036 | 12 | 0 | 0 | 0
2036-12-31 13:00 | 2036 | 12 | 0 | 0 | 0
2036-12-31 14:00 | 2036 | 12 | 0 | 0 | 0
2036-12-31 15:00 | 2036 | 12 | 0 | 0 | 0
2036-12-31 16:00 | 2036 | 12 | 0 | 0 | 0
2036-12-31 17:00 | 2036 | 12 | 0 | 0 | 0
2036-12-31 18:00 | 2036 | 12 | 0 | 0 | 0
2036-12-31 19:00 | 2036 | 12 | 0 | 0 | 0
2036-12-31 20:00 | 2036 | 12 | 0 | 0 | 0
2036-12-31 21:00 | 2036 | 12 | 0 | 0 | 0
2036-12-31 22:00 | 2036 | 12 | 0 | 0 | 0
2036-12-31 23:00 | 2036 | 12 | 0 | 0 | 0
2037-01-01 | 2037 | 1 | 0 | 0 | 0
2037-01-01 01:00 | 2037 | 1 | 0 | 0 | 0
2037-01-01 02:00 | 2037 | 1 | 0 | 0 | 0
2037-01-01 03:00 | 2037 | 1 | 0 | 0 | 0
2037-01-01 04:00 | 2037 | 1 | 0 | 0 | 0
2037-01-01 05:00 | 2037 | 1 | 0 | 0 | 0
2037-01-01 06:00 | 2037 | 1 | 0 | 0 | 0
2037-01-01 07:00 | 2037 | 1 | 0 | 0 | 0
2037-01-01 08:00 | 2037 | 1 | 0 | 0 | 0
2037-01-01 09:00 | 2037 | 1 | 0 | 0 | 0
2037-01-01 10:00 | 2037 | 1 | 0 | 0 | 0
2037-01-01 11:00 | 2037 | 1 | 0 | 0 | 0
2037-01-01 12:00 | 2037 | 1 | 0 | 0 | 0
2037-01-01 13:00 | 2037 | 1 | 0 | 0 | 0
2037-01-01 14:00 | 2037 | 1 | 0 | 0 | 0
2037-01-01 15:00 | 2037 | 1 | 0 | 0 | 0
2037-01-01 16:00 | 2037 | 1 | 0 | 0 | 0
2037-01-01 17:00 | 2037 | 1 | 0 | 0 | 0
2037-01-01 18:00 | 2037 | 1 | 0 | 0 | 0
2037-01-01 19:00 | 2037 | 1 | 0 | 0 | 0
2037-01-01 20:00 | 2037 | 1 | 0 | 0 | 0
2037-01-01 21:00 | 2037 | 1 | 0 | 0 | 0
2037-01-01 22:00 | 2037 | 1 | 0 | 0 | 0
2037-01-01 23:00 | 2037 | 1 | 0 | 0 | 0
2037-01-02 | 2037 | 1 | 0 | 0 | 0
2037-01-02 01:00 | 2037 | 1 | 0 | 0 | 0
2037-01-02 02:00 | 2037 | 1 | 0 | 0 | 0
2037-01-02 03:00 | 2037 | 1 | 0 | 0 | 0
2037-01-02 04:00 | 2037 | 1 | 0 | 0 | 0
2037-01-02 05:00 | 2037 | 1 | 0 | 0 | 0
2037-01-02 06:00 | 2037 | 1 | 0 | 0 | 0
2037-01-02 07:00 | 2037 | 1 | 0 | 0 | 0
2037-01-02 08:00 | 2037 | 1 | 0 | 0 | 0
2037-01-02 09:00 | 2037 | 1 | 0 | 0 | 0
2037-01-02 10:00 | 2037 | 1 | 0 | 0 | 0
2037-01-02 11:00 | 2037 | 1 | 0 | 0 | 0
2037-01-02 12:00 | 2037 | 1 | 0 | 0 | 0
2037-01-02 13:00 | 2037 | 1 | 0 | 0 | 0
2037-01-02 14:00 | 2037 | 1 | 0 | 0 | 0
2037-01-02 15:00 | 2037 | 1 | 0 | 0 | 0
2037-01-02 16:00 | 2037 | 1 | 0 | 0 | 0
2037-01-02 17:00 | 2037 | 1 | 0 | 0 | 0
2037-01-02 18:00 | 2037 | 1 | 0 | 0 | 0
2037-01-02 19:00 | 2037 | 1 | 0 | 0 | 0
2037-01-02 20:00 | 2037 | 1 | 0 | 0 | 0
2037-01-02 21:00 | 2037 | 1 | 0 | 0 | 0
2037-01-02 22:00 | 2037 | 1 | 0 | 0 | 0
2037-01-02 23:00 | 2037 | 1 | 0 | 0 | 0
2037-01-03 | 2037 | 1 | 0 | 0 | 0
2037-01-03 01:00 | 2037 | 1 | 0 | 0 | 0
2037-01-03 02:00 | 2037 | 1 | 0 | 0 | 0
2037-01-03 03:00 | 2037 | 1 | 0 | 0 | 0
2037-01-03 04:00 | 2037 | 1 | 0 | 0 | 0
2037-01-03 05:00 | 2037 | 1 | 0 | 0 | 0
2037-01-03 06:00 | 2037 | 1 | 0 | 0 | 0
2037-01-03 07:00 | 2037 | 1 | 0 | 0 | 0
2037-01-03 08:00 | 2037 | 1 | 0 | 0 | 0
2037-01-03 09:00 | 2037 | 1 | 0 | 0 | 0
2037-01-03 10:00 | 2037 | 1 | 0 | 0 | 0
2037-01-03 11:00 | 2037 | 1 | 0 | 0 | 0
2037-01-03 12:00 | 2037 | 1 | 0 | 0 | 0
2037-01-03 13:00 | 2037 | 1 | 0 | 0 | 0
2037-01-03 14:00 | 2037 | 1 | 0 | 0 | 0
2037-01-03 15:00 | 2037 | 1 | 0 | 0 | 0
2037-01-03 16:00 | 2037 | 1 | 0 | 0 | 0
2037-01-03 17:00 | 2037 | 1 | 0 | 0 | 0
2037-01-03 18:00 | 2037 | 1 | 0 | 0 | 0
2037-01-03 19:00 | 2037 | 1 | 0 | 0 | 0
2037-01-03 20:00 | 2037 | 1 | 0 | 0 | 0
2037-01-03 21:00 | 2037 | 1 | 0 | 0 | 0
2037-01-03 22:00 | 2037 | 1 | 0 | 0 | 0
2037-01-03 23:00 | 2037 | 1 | 0 | 0 | 0
2037-01-04 | 2037 | 1 | 0 | 0 | 0
2037-01-04 01:00 | 2037 | 1 | 0 | 0 | 0
2037-01-04 02:00 | 2037 | 1 | 0 | 0 | 0
2037-01-04 03:00 | 2037 | 1 | 0 | 0 | 0
2037-01-04 04:00 | 2037 | 1 | 0 | 0 | 0
2037-01-04 05:00 | 2037 | 1 | 0 | 0 | 0
2037-01-04 06:00 | 2037 | 1 | 0 | 0 | 0
2037-01-04 07:00 | 2037 | 1 | 0 | 0 | 0
2037-01-04 08:00 | 2037 | 1 | 0 | 0 | 0
2037-01-04 09:00 | 2037 | 1 | 0 | 0 | 0
2037-01-04 10:00 | 2037 | 1 | 0 | 0 | 0
2037-01-04 11:00 | 2037 | 1 | 0 | 0 | 0
2037-01-04 12:00 | 2037 | 1 | 0 | 0 | 0
2037-01-04 13:00 | 2037 | 1 | 0 | 0 | 0
2037-01-04 14:00 | 2037 | 1 | 0 | 0 | 0
2037-01-04 15:00 | 2037 | 1 | 0 | 0 | 0
2037-01-04 16:00 | 2037 | 1 | 0 | 0 | 0
2037-01-04 17:00 | 2037 | 1 | 0 | 0 | 0
2037-01-04 18:00 | 2037 | 1 | 0 | 0 | 0
2037-01-04 19:00 | 2037 | 1 | 0 | 0 | 0
2037-01-04 20:00 | 2037 | 1 | 0 | 0 | 0
2037-01-04 21:00 | 2037 | 1 | 0 | 0 | 0
2037-01-04 22:00 | 2037 | 1 | 0 | 0 | 0
2037-01-04 23:00 | 2037 | 1 | 0 | 0 | 0
2037-01-05 | 2037 | 1 | 0 | 0 | 0
2037-01-05 01:00 | 2037 | 1 | 0 | 0 | 0
2037-01-05 02:00 | 2037 | 1 | 0 | 0 | 0
2037-01-05 03:00 | 2037 | 1 | 0 | 0 | 0
2037-01-05 04:00 | 2037 | 1 | 0 | 0 | 0
2037-01-05 05:00 | 2037 | 1 | 0 | 0 | 0
2037-01-05 06:00 | 2037 | 1 | 0 | 0 | 0
2037-01-05 07:00 | 2037 | 1 | 0 | 0 | 0
2037-01-05 08:00 | 2037 | 1 | 0 | 0 | 0
2037-01-05 09:00 | 2037 | 1 | 0 | 0 | 0
2037-01-05 10:00 | 2037 | 1 | 0 | 0 | 0
2037-01-05 11:00 | 2037 | 1 | 0 | 0 | 0
2037-01-05 12:00 | 2037 | 1 | 0 | 0 | 0
2037-01-05 13:00 | 2037 | 1 | 0 | 0 | 0
2037-01-05 14:00 | 2037 | 1 | 0 | 0 | 0
2037-01-05 15:00 | 2037 | 1 | 0 | 0 | 0
2037-01-05 16:00 | 2037 | 1 | 0 | 0 | 0
2037-01-05 17:00 | 2037 | 1 | 0 | 0 | 0
2037-01-05 18:00 | 2037 | 1 | 0 | 0 | 0
2037-01-05 19:00 | 2037 | 1 | 0 | 0 | 0
2037-01-05 20:00 | 2037 | 1 | 0 | 0 | 0
2037-01-05 21:00 | 2037 | 1 | 0 | 0 | 0
2037-01-05 22:00 | 2037 | 1 | 0 | 0 | 0
2037-01-05 23:00 | 2037 | 1 | 0 | 0 | 0
2037-01-06 | 2037 | 1 | 0 | 0 | 0
2037-01-06 01:00 | 2037 | 1 | 0 | 0 | 0
2037-01-06 02:00 | 2037 | 1 | 0 | 0 | 0
2037-01-06 03:00 | 2037 | 1 | 0 | 0 | 0
2037-01-06 04:00 | 2037 | 1 | 0 | 0 | 0
2037-01-06 05:00 | 2037 | 1 | 0 | 0 | 0
2037-01-06 06:00 | 2037 | 1 | 0 | 0 | 0
2037-01-06 07:00 | 2037 | 1 | 0 | 0 | 0
2037-01-06 08:00 | 2037 | 1 | 0 | 0 | 0
2037-01-06 09:00 | 2037 | 1 | 0 | 0 | 0
2037-01-06 10:00 | 2037 | 1 | 0 | 0 | 0
2037-01-06 11:00 | 2037 | 1 | 0 | 0 | 0
2037-01-06 12:00 | 2037 | 1 | 0 | 0 | 0
2037-01-06 13:00 | 2037 | 1 | 0 | 0 | 0
2037-01-06 14:00 | 2037 | 1 | 0 | 0 | 0
2037-01-06 15:00 | 2037 | 1 | 0 | 0 | 0
2037-01-06 16:00 | 2037 | 1 | 0 | 0 | 0
2037-01-06 17:00 | 2037 | 1 | 0 | 0 | 0
2037-01-06 18:00 | 2037 | 1 | 0 | 0 | 0
2037-01-06 19:00 | 2037 | 1 | 0 | 0 | 0
2037-01-06 20:00 | 2037 | 1 | 0 | 0 | 0
2037-01-06 21:00 | 2037 | 1 | 0 | 0 | 0
2037-01-06 22:00 | 2037 | 1 | 0 | 0 | 0
2037-01-06 23:00 | 2037 | 1 | 0 | 0 | 0
2037-01-07 | 2037 | 1 | 0 | 0 | 0
2037-01-07 01:00 | 2037 | 1 | 0 | 0 | 0
2037-01-07 02:00 | 2037 | 1 | 0 | 0 | 0
2037-01-07 03:00 | 2037 | 1 | 0 | 0 | 0
2037-01-07 04:00 | 2037 | 1 | 0 | 0 | 0
2037-01-07 05:00 | 2037 | 1 | 0 | 0 | 0
2037-01-07 06:00 | 2037 | 1 | 0 | 0 | 0
2037-01-07 07:00 | 2037 | 1 | 0 | 0 | 0
2037-01-07 08:00 | 2037 | 1 | 0 | 0 | 0.019778
2037-01-07 09:00 | 2037 | 1 | 0 | 0 | 0.23323
2037-01-07 10:00 | 2037 | 1 | 0 | 0 | 0
2037-01-07 11:00 | 2037 | 1 | 0 | 0 | 0
2037-01-07 12:00 | 2037 | 1 | 0 | 0 | 0
2037-01-07 13:00 | 2037 | 1 | 0 | 0 | 0
2037-01-07 14:00 | 2037 | 1 | 0 | 0 | 0.04848
2037-01-07 15:00 | 2037 | 1 | 0 | 0 | 0
2037-01-07 16:00 | 2037 | 1 | 0 | 0 | 0
2037-01-07 17:00 | 2037 | 1 | 0 | 0 | 0
2037-01-07 18:00 | 2037 | 1 | 0 | 0 | 0
2037-01-07 19:00 | 2037 | 1 | 0 | 0 | 0
2037-01-07 20:00 | 2037 | 1 | 0 | 0 | 0
2037-01-07 21:00 | 2037 | 1 | 0 | 0 | 0
2037-01-07 22:00 | 2037 | 1 | 0 | 0 | 0
2037-01-07 23:00 | 2037 | 1 | 0 | 0 | 0
2037-01-08 | 2037 | 1 | 0 | 0 | 0
2037-01-08 01:00 | 2037 | 1 | 0 | 0 | 0
2037-01-08 02:00 | 2037 | 1 | 0 | 0 | 0
2037-01-08 03:00 | 2037 | 1 | 0 | 0 | 0
2037-01-08 04:00 | 2037 | 1 | 0 | 0 | 0
2037-01-08 05:00 | 2037 | 1 | 0 | 0 | 0
2037-01-08 06:00 | 2037 | 1 | 0 | 0 | 0
2037-01-08 07:00 | 2037 | 1 | 0 | 0 | 0
2037-01-08 08:00 | 2037 | 1 | 0 | 0 | 0
2037-01-08 09:00 | 2037 | 1 | 0 | 0 | 0.17999
2037-01-08 10:00 | 2037 | 1 | 0 | 0 | 0
2037-01-08 11:00 | 2037 | 1 | 0 | 0 | 0
2037-01-08 12:00 | 2037 | 1 | 0 | 0 | 0
2037-01-08 13:00 | 2037 | 1 | 0 | 0 | 0
2037-01-08 14:00 | 2037 | 1 | 0 | 0 | 0
2037-01-08 15:00 | 2037 | 1 | 0 | 0 | 0
2037-01-08 16:00 | 2037 | 1 | 0 | 0 | 0
2037-01-08 17:00 | 2037 | 1 | 0 | 0 | 0
2037-01-08 18:00 | 2037 | 1 | 0 | 0 | 0
2037-01-08 19:00 | 2037 | 1 | 0 | 0 | 0
2037-01-08 20:00 | 2037 | 1 | 0 | 0 | 0
2037-01-08 21:00 | 2037 | 1 | 0 | 0 | 0
2037-01-08 22:00 | 2037 | 1 | 0 | 0 | 0
2037-01-08 23:00 | 2037 | 1 | 0 | 0 | 0
2037-01-09 | 2037 | 1 | 0 | 0 | 0
2037-01-09 01:00 | 2037 | 1 | 0 | 0 | 0
2037-01-09 02:00 | 2037 | 1 | 0 | 0 | 0
2037-01-09 03:00 | 2037 | 1 | 0 | 0 | 0
2037-01-09 04:00 | 2037 | 1 | 0 | 0 | 0
2037-01-09 05:00 | 2037 | 1 | 0 | 0 | 0
2037-01-09 06:00 | 2037 | 1 | 0 | 0 | 0
2037-01-09 07:00 | 2037 | 1 | 0 | 0 | 0
2037-01-09 08:00 | 2037 | 1 | 0 | 0 | 0
2037-01-09 09:00 | 2037 | 1 | 0 | 0 | 0
2037-01-09 10:00 | 2037 | 1 | 0 | 0 | 0
2037-01-09 11:00 | 2037 | 1 | 0 | 0 | 0
2037-01-09 12:00 | 2037 | 1 | 0 | 0 | 0
2037-01-09 13:00 | 2037 | 1 | 0 | 0 | 0
2037-01-09 14:00 | 2037 | 1 | 0 | 0 | 0
2037-01-09 15:00 | 2037 | 1 | 0 | 0 | 0
2037-01-09 16:00 | 2037 | 1 | 0 | 0 | 0
2037-01-09 17:00 | 2037 | 1 | 0 | 0 | 0
2037-01-09 18:00 | 2037 | 1 | 0 | 0 | 0
2037-01-09 19:00 | 2037 | 1 | 0 | 0 | 0
2037-01-09 20:00 | 2037 | 1 | 0 | 0 | 0
2037-01-09 21:00 | 2037 | 1 | 0 | 0 | 0
2037-01-09 22:00 | 2037 | 1 | 0 | 0 | 0
2037-01-09 23:00 | 2037 | 1 | 0 | 0 | 0
2037-01-10 | 2037 | 1 | 0 | 0 | 0
2037-01-10 01:00 | 2037 | 1 | 0 | 0 | 0
2037-01-10 02:00 | 2037 | 1 | 0 | 0 | 0
2037-01-10 03:00 | 2037 | 1 | 0 | 0 | 0
2037-01-10 04:00 | 2037 | 1 | 0 | 0 | 0
2037-01-10 05:00 | 2037 | 1 | 0 | 0 | 0
2037-01-10 06:00 | 2037 | 1 | 0 | 0 | 0
2037-01-10 07:00 | 2037 | 1 | 0 | 0 | 0
2037-01-10 08:00 | 2037 | 1 | 0 | 0 | 0
2037-01-10 09:00 | 2037 | 1 | 0 | 0 | 0
2037-01-10 10:00 | 2037 | 1 | 0 | 0 | 0
2037-01-10 11:00 | 2037 | 1 | 0 | 0 | 0
2037-01-10 12:00 | 2037 | 1 | 0 | 0 | 0
2037-01-10 13:00 | 2037 | 1 | 0 | 0 | 0
2037-01-10 14:00 | 2037 | 1 | 0 | 0 | 0
2037-01-10 15:00 | 2037 | 1 | 0 | 0 | 0
2037-01-10 16:00 | 2037 | 1 | 0 | 0 | 0
2037-01-10 17:00 | 2037 | 1 | 0 | 0 | 0
2037-01-10 18:00 | 2037 | 1 | 0 | 0 | 0
2037-01-10 19:00 | 2037 | 1 | 0 | 0 | 0
2037-01-10 20:00 | 2037 | 1 | 0 | 0 | 0
2037-01-10 21:00 | 2037 | 1 | 0 | 0 | 0
2037-01-10 22:00 | 2037 | 1 | 0 | 0 | 0
2037-01-10 23:00 | 2037 | 1 | 0 | 0 | 0
2037-01-11 | 2037 | 1 | 0 | 0 | 0
2037-01-11 01:00 | 2037 | 1 | 0 | 0 | 0
2037-01-11 02:00 | 2037 | 1 | 0 | 0 | 0
2037-01-11 03:00 | 2037 | 1 | 0 | 0 | 0
2037-01-11 04:00 | 2037 | 1 | 0 | 0 | 0
2037-01-11 05:00 | 2037 | 1 | 0 | 0 | 0
2037-01-11 06:00 | 2037 | 1 | 0 | 0 | 0
2037-01-11 07:00 | 2037 | 1 | 0 | 0 | 0
2037-01-11 08:00 | 2037 | 1 | 0 | 0 | 0
2037-01-11 09:00 | 2037 | 1 | 0 | 0 | 0
2037-01-11 10:00 | 2037 | 1 | 0 | 0 | 0
2037-01-11 11:00 | 2037 | 1 | 0 | 0 | 0
2037-01-11 12:00 | 2037 | 1 | 0 | 0 | 0
2037-01-11 13:00 | 2037 | 1 | 0 | 0 | 0
2037-01-11 14:00 | 2037 | 1 | 0 | 0 | 0
2037-01-11 15:00 | 2037 | 1 | 0 | 0 | 0
2037-01-11 16:00 | 2037 | 1 | 0 | 0 | 0
2037-01-11 17:00 | 2037 | 1 | 0 | 0 | 0
2037-01-11 18:00 | 2037 | 1 | 0 | 0 | 0
2037-01-11 19:00 | 2037 | 1 | 0 | 0 | 0
2037-01-11 20:00 | 2037 | 1 | 0 | 0 | 0
2037-01-11 21:00 | 2037 | 1 | 0 | 0 | 0
2037-01-11 22:00 | 2037 | 1 | 0 | 0 | 0
2037-01-11 23:00 | 2037 | 1 | 0 | 0 | 0
2037-01-12 | 2037 | 1 | 0 | 0 | 0
2037-01-12 01:00 | 2037 | 1 | 0 | 0 | 0
2037-01-12 02:00 | 2037 | 1 | 0 | 0 | 0
2037-01-12 03:00 | 2037 | 1 | 0 | 0 | 0
2037-01-12 04:00 | 2037 | 1 | 0 | 0 | 0
2037-01-12 05:00 | 2037 | 1 | 0 | 0 | 0
2037-01-12 06:00 | 2037 | 1 | 0 | 0 | 0
2037-01-12 07:00 | 2037 | 1 | 0 | 0 | 0
2037-01-12 08:00 | 2037 | 1 | 0 | 0 | 0
2037-01-12 09:00 | 2037 | 1 | 0 | 0 | 0
2037-01-12 10:00 | 2037 | 1 | 0 | 0 | 0
2037-01-12 11:00 | 2037 | 1 | 0 | 0 | 0
2037-01-12 12:00 | 2037 | 1 | 0 | 0 | 0
2037-01-12 13:00 | 2037 | 1 | 0 | 0 | 0
2037-01-12 14:00 | 2037 | 1 | 0 | 0 | 0
2037-01-12 15:00 | 2037 | 1 | 0 | 0 | 0
2037-01-12 16:00 | 2037 | 1 | 0 | 0 | 0
2037-01-12 17:00 | 2037 | 1 | 0 | 0 | 0
2037-01-12 18:00 | 2037 | 1 | 0 | 0 | 0
2037-01-12 19:00 | 2037 | 1 | 0 | 0 | 0
2037-01-12 20:00 | 2037 | 1 | 0 | 0 | 0
2037-01-12 21:00 | 2037 | 1 | 0 | 0 | 0
2037-01-12 22:00 | 2037 | 1 | 0 | 0 | 0
2037-01-12 23:00 | 2037 | 1 | 0 | 0 | 0
2037-01-13 | 2037 | 1 | 0 | 0 | 0
2037-01-13 01:00 | 2037 | 1 | 0 | 0 | 0
2037-01-13 02:00 | 2037 | 1 | 0 | 0 | 0
2037-01-13 03:00 | 2037 | 1 | 0 | 0 | 0
2037-01-13 04:00 | 2037 | 1 | 0 | 0 | 0
2037-01-13 05:00 | 2037 | 1 | 0 | 0 | 0
2037-01-13 06:00 | 2037 | 1 | 0 | 0 | 0
2037-01-13 07:00 | 2037 | 1 | 0 | 0 | 0
2037-01-13 08:00 | 2037 | 1 | 0 | 0 | 0
2037-01-13 09:00 | 2037 | 1 | 0 | 0 | 0
2037-01-13 10:00 | 2037 | 1 | 0 | 0 | 0
2037-01-13 11:00 | 2037 | 1 | 0 | 0 | 0
2037-01-13 12:00 | 2037 | 1 | 0 | 0 | 0
2037-01-13 13:00 | 2037 | 1 | 0 | 0 | 0
2037-01-13 14:00 | 2037 | 1 | 0 | 0 | 0
2037-01-13 15:00 | 2037 | 1 | 0 | 0 | 0
2037-01-13 16:00 | 2037 | 1 | 0 | 0 | 0
2037-01-13 17:00 | 2037 | 1 | 0 | 0 | 0
2037-01-13 18:00 | 2037 | 1 | 0 | 0 | 0
2037-01-13 19:00 | 2037 | 1 | 0 | 0 | 0
2037-01-13 20:00 | 2037 | 1 | 0 | 0 | 0
2037-01-13 21:00 | 2037 | 1 | 0 | 0 | 0
2037-01-13 22:00 | 2037 | 1 | 0 | 0 | 0
2037-01-13 23:00 | 2037 | 1 | 0 | 0 | 0
2037-01-14 | 2037 | 1 | 0 | 0 | 0
2037-01-14 01:00 | 2037 | 1 | 0 | 0 | 0
2037-01-14 02:00 | 2037 | 1 | 0 | 0 | 0
2037-01-14 03:00 | 2037 | 1 | 0 | 0 | 0
2037-01-14 04:00 | 2037 | 1 | 0 | 0 | 0
2037-01-14 05:00 | 2037 | 1 | 0 | 0 | 0
2037-01-14 06:00 | 2037 | 1 | 0 | 0 | 0
2037-01-14 07:00 | 2037 | 1 | 0 | 0 | 0
2037-01-14 08:00 | 2037 | 1 | 0 | 0 | 0
2037-01-14 09:00 | 2037 | 1 | 0 | 0 | 0
2037-01-14 10:00 | 2037 | 1 | 0 | 0 | 0
2037-01-14 11:00 | 2037 | 1 | 0 | 0 | 0
2037-01-14 12:00 | 2037 | 1 | 0 | 0 | 0
2037-01-14 13:00 | 2037 | 1 | 0 | 0 | 0
2037-01-14 14:00 | 2037 | 1 | 0 | 0 | 0
2037-01-14 15:00 | 2037 | 1 | 0 | 0 | 0
2037-01-14 16:00 | 2037 | 1 | 0 | 0 | 0
2037-01-14 17:00 | 2037 | 1 | 0 | 0 | 0
2037-01-14 18:00 | 2037 | 1 | 0 | 0 | 0
2037-01-14 19:00 | 2037 | 1 | 0 | 0 | 0
2037-01-14 20:00 | 2037 | 1 | 0 | 0 | 0
2037-01-14 21:00 | 2037 | 1 | 0 | 0 | 0
2037-01-14 22:00 | 2037 | 1 | 0 | 0 | 0
2037-01-14 23:00 | 2037 | 1 | 0 | 0 | 0
2037-01-15 | 2037 | 1 | 0 | 0 | 0
2037-01-15 01:00 | 2037 | 1 | 0 | 0 | 0
2037-01-15 02:00 | 2037 | 1 | 0 | 0 | 0
2037-01-15 03:00 | 2037 | 1 | 0 | 0 | 0
2037-01-15 04:00 | 2037 | 1 | 0 | 0 | 0
2037-01-15 05:00 | 2037 | 1 | 0 | 0 | 0
2037-01-15 06:00 | 2037 | 1 | 0 | 0 | 0
2037-01-15 07:00 | 2037 | 1 | 0 | 0 | 0
2037-01-15 08:00 | 2037 | 1 | 0 | 0 | 0
2037-01-15 09:00 | 2037 | 1 | 0 | 0 | 0
2037-01-15 10:00 | 2037 | 1 | 0 | 0 | 0
2037-01-15 11:00 | 2037 | 1 | 0 | 0 | 0
2037-01-15 12:00 | 2037 | 1 | 0 | 0 | 0
2037-01-15 13:00 | 2037 | 1 | 0 | 0 | 0
2037-01-15 14:00 | 2037 | 1 | 0 | 0 | 0
2037-01-15 15:00 | 2037 | 1 | 0 | 0 | 0
2037-01-15 16:00 | 2037 | 1 | 0 | 0 | 0
2037-01-15 17:00 | 2037 | 1 | 0 | 0 | 0
2037-01-15 18:00 | 2037 | 1 | 0 | 0 | 0
2037-01-15 19:00 | 2037 | 1 | 0 | 0 | 0
2037-01-15 20:00 | 2037 | 1 | 0 | 0 | 0
2037-01-15 21:00 | 2037 | 1 | 0 | 0 | 0
2037-01-15 22:00 | 2037 | 1 | 0 | 0 | 0
2037-01-15 23:00 | 2037 | 1 | 0 | 0 | 0
2037-01-16 | 2037 | 1 | 0 | 0 | 0
2037-01-16 01:00 | 2037 | 1 | 0 | 0 | 0
2037-01-16 02:00 | 2037 | 1 | 0 | 0 | 0
2037-01-16 03:00 | 2037 | 1 | 0 | 0 | 0
2037-01-16 04:00 | 2037 | 1 | 0 | 0 | 0
2037-01-16 05:00 | 2037 | 1 | 0 | 0 | 0
2037-01-16 06:00 | 2037 | 1 | 0 | 0 | 0
2037-01-16 07:00 | 2037 | 1 | 0 | 0 | 0
2037-01-16 08:00 | 2037 | 1 | 0 | 0 | 0
2037-01-16 09:00 | 2037 | 1 | 0 | 0 | 0
2037-01-16 10:00 | 2037 | 1 | 0 | 0 | 0
2037-01-16 11:00 | 2037 | 1 | 0 | 0 | 0
2037-01-16 12:00 | 2037 | 1 | 0 | 0 | 0
2037-01-16 13:00 | 2037 | 1 | 0 | 0.16393 | 0
2037-01-16 14:00 | 2037 | 1 | 0 | 0.081055 | 0
2037-01-16 15:00 | 2037 | 1 | 0 | 0 | 0
2037-01-16 16:00 | 2037 | 1 | 0 | 0 | 0
2037-01-16 17:00 | 2037 | 1 | 0 | 0 | 0
2037-01-16 18:00 | 2037 | 1 | 0 | 0 | 0
2037-01-16 19:00 | 2037 | 1 | 0 | 0 | 0
2037-01-16 20:00 | 2037 | 1 | 0 | 0 | 0
2037-01-16 21:00 | 2037 | 1 | 0 | 0 | 0
2037-01-16 22:00 | 2037 | 1 | 0 | 0 | 0
2037-01-16 23:00 | 2037 | 1 | 0 | 0 | 0
2037-01-17 | 2037 | 1 | 0 | 0 | 0
2037-01-17 01:00 | 2037 | 1 | 0 | 0 | 0
2037-01-17 02:00 | 2037 | 1 | 0 | 0 | 0
2037-01-17 03:00 | 2037 | 1 | 0 | 0 | 0
2037-01-17 04:00 | 2037 | 1 | 0 | 0 | 0
2037-01-17 05:00 | 2037 | 1 | 0 | 0 | 0
2037-01-17 06:00 | 2037 | 1 | 0 | 0 | 0
2037-01-17 07:00 | 2037 | 1 | 0 | 0 | 0
2037-01-17 08:00 | 2037 | 1 | 0 | 0 | 0
2037-01-17 09:00 | 2037 | 1 | 0 | 0 | 0
2037-01-17 10:00 | 2037 | 1 | 0 | 0 | 0
2037-01-17 11:00 | 2037 | 1 | 0 | 0 | 0
2037-01-17 12:00 | 2037 | 1 | 0 | 0 | 0
2037-01-17 13:00 | 2037 | 1 | 0 | 0 | 0
2037-01-17 14:00 | 2037 | 1 | 0 | 0 | 0
2037-01-17 15:00 | 2037 | 1 | 0 | 0 | 0
2037-01-17 16:00 | 2037 | 1 | 0 | 0 | 0
2037-01-17 17:00 | 2037 | 1 | 0 | 0 | 0
2037-01-17 18:00 | 2037 | 1 | 0 | 0 | 0
2037-01-17 19:00 | 2037 | 1 | 0 | 0 | 0
2037-01-17 20:00 | 2037 | 1 | 0 | 0 | 0
2037-01-17 21:00 | 2037 | 1 | 0 | 0 | 0
2037-01-17 22:00 | 2037 | 1 | 0 | 0 | 0
2037-01-17 23:00 | 2037 | 1 | 0 | 0 | 0
2037-01-18 | 2037 | 1 | 0 | 0 | 0
2037-01-18 01:00 | 2037 | 1 | 0 | 0 | 0
2037-01-18 02:00 | 2037 | 1 | 0 | 0 | 0
2037-01-18 03:00 | 2037 | 1 | 0 | 0 | 0
2037-01-18 04:00 | 2037 | 1 | 0 | 0 | 0
2037-01-18 05:00 | 2037 | 1 | 0 | 0 | 0
2037-01-18 06:00 | 2037 | 1 | 0 | 0 | 0
2037-01-18 07:00 | 2037 | 1 | 0 | 0 | 0
2037-01-18 08:00 | 2037 | 1 | 0 | 0 | 0
2037-01-18 09:00 | 2037 | 1 | 0 | 0 | 0
2037-01-18 10:00 | 2037 | 1 | 0 | 0 | 0
2037-01-18 11:00 | 2037 | 1 | 0 | 0 | 0
2037-01-18 12:00 | 2037 | 1 | 0 | 0 | 0
2037-01-18 13:00 | 2037 | 1 | 0 | 0 | 0
2037-01-18 14:00 | 2037 | 1 | 0 | 0.069841 | 0
2037-01-18 15:00 | 2037 | 1 | 0 | 0 | 0
2037-01-18 16:00 | 2037 | 1 | 0 | 0 | 0
2037-01-18 17:00 | 2037 | 1 | 0 | 0 | 0
2037-01-18 18:00 | 2037 | 1 | 0 | 0 | 0
2037-01-18 19:00 | 2037 | 1 | 0 | 0 | 0
2037-01-18 20:00 | 2037 | 1 | 0 | 0 | 0
2037-01-18 21:00 | 2037 | 1 | 0 | 0 | 0
2037-01-18 22:00 | 2037 | 1 | 0 | 0 | 0
2037-01-18 23:00 | 2037 | 1 | 0 | 0 | 0
2037-01-19 | 2037 | 1 | 0 | 0 | 0
2037-01-19 01:00 | 2037 | 1 | 0 | 0 | 0
2037-01-19 02:00 | 2037 | 1 | 0 | 0 | 0
2037-01-19 03:00 | 2037 | 1 | 0 | 0 | 0
2037-01-19 04:00 | 2037 | 1 | 0 | 0 | 0
2037-01-19 05:00 | 2037 | 1 | 0 | 0 | 0
2037-01-19 06:00 | 2037 | 1 | 0 | 0 | 0
2037-01-19 07:00 | 2037 | 1 | 0 | 0 | 0
2037-01-19 08:00 | 2037 | 1 | 0 | 0.4023 | 0
2037-01-19 09:00 | 2037 | 1 | 0 | 0.47669 | 0
2037-01-19 10:00 | 2037 | 1 | 0 | 0.35129 | 0
2037-01-19 11:00 | 2037 | 1 | 0 | 0.33671 | 0
2037-01-19 12:00 | 2037 | 1 | 0 | 0.25059 | 0
2037-01-19 13:00 | 2037 | 1 | 0 | 0.56182 | 0
2037-01-19 14:00 | 2037 | 1 | 0 | 0.42084 | 0
2037-01-19 15:00 | 2037 | 1 | 0 | 0 | 0
2037-01-19 16:00 | 2037 | 1 | 0 | 0 | 0
2037-01-19 17:00 | 2037 | 1 | 0 | 0 | 0
2037-01-19 18:00 | 2037 | 1 | 0 | 0 | 0
2037-01-19 19:00 | 2037 | 1 | 0 | 0 | 0
2037-01-19 20:00 | 2037 | 1 | 0 | 0.00046474 | 0
2037-01-19 21:00 | 2037 | 1 | 0 | 0 | 0
2037-01-19 22:00 | 2037 | 1 | 0 | 0 | 0
2037-01-19 23:00 | 2037 | 1 | 0 | 0 | 0
2037-01-20 | 2037 | 1 | 0 | 0 | 0
2037-01-20 01:00 | 2037 | 1 | 0 | 0 | 0
2037-01-20 02:00 | 2037 | 1 | 0 | 0 | 0
2037-01-20 03:00 | 2037 | 1 | 0 | 0 | 0
2037-01-20 04:00 | 2037 | 1 | 0 | 0 | 0
2037-01-20 05:00 | 2037 | 1 | 0 | 0 | 0
2037-01-20 06:00 | 2037 | 1 | 0 | 0 | 0
2037-01-20 07:00 | 2037 | 1 | 0 | 0 | 0
2037-01-20 08:00 | 2037 | 1 | 0 | 0.471 | 0
2037-01-20 09:00 | 2037 | 1 | 0 | 0.50629 | 0
2037-01-20 10:00 | 2037 | 1 | 0 | 0.32261 | 0
2037-01-20 11:00 | 2037 | 1 | 0 | 0.32486 | 0
2037-01-20 12:00 | 2037 | 1 | 0 | 0.32881 | 0
2037-01-20 13:00 | 2037 | 1 | 0 | 0.6 | 0
2037-01-20 14:00 | 2037 | 1 | 0 | 0.4727 | 0
2037-01-20 15:00 | 2037 | 1 | 0 | 0 | 0
2037-01-20 16:00 | 2037 | 1 | 0 | 0 | 0
2037-01-20 17:00 | 2037 | 1 | 0 | 0 | 0
2037-01-20 18:00 | 2037 | 1 | 0 | 0 | 0
2037-01-20 19:00 | 2037 | 1 | 0 | 0 | 0
2037-01-20 20:00 | 2037 | 1 | 0 | 0.10153 | 0
2037-01-20 21:00 | 2037 | 1 | 0 | 0 | 0
2037-01-20 22:00 | 2037 | 1 | 0 | 0 | 0
2037-01-20 23:00 | 2037 | 1 | 0 | 0.049928 | 0
2037-01-21 | 2037 | 1 | 0 | 0 | 0
2037-01-21 01:00 | 2037 | 1 | 0 | 0.094379 | 0
2037-01-21 02:00 | 2037 | 1 | 0 | 0.10015 | 0
2037-01-21 03:00 | 2037 | 1 | 0 | 0 | 0
2037-01-21 04:00 | 2037 | 1 | 0 | 0 | 0
2037-01-21 05:00 | 2037 | 1 | 0 | 0 | 0
2037-01-21 06:00 | 2037 | 1 | 0 | 0 | 0
2037-01-21 07:00 | 2037 | 1 | 0 | 0 | 0
2037-01-21 08:00 | 2037 | 1 | 0 | 0.26186 | 0
2037-01-21 09:00 | 2037 | 1 | 0 | 0.4965 | 0
2037-01-21 10:00 | 2037 | 1 | 0 | 0.32987 | 0
2037-01-21 11:00 | 2037 | 1 | 0 | 0.12604 | 0
2037-01-21 12:00 | 2037 | 1 | 0 | 0 | 0
2037-01-21 13:00 | 2037 | 1 | 0 | 0 | 0
2037-01-21 14:00 | 2037 | 1 | 0 | 0.062762 | 0
2037-01-21 15:00 | 2037 | 1 | 0 | 0 | 0
2037-01-21 16:00 | 2037 | 1 | 0 | 0 | 0
2037-01-21 17:00 | 2037 | 1 | 0 | 0 | 0
2037-01-21 18:00 | 2037 | 1 | 0 | 0 | 0
2037-01-21 19:00 | 2037 | 1 | 0 | 0 | 0
2037-01-21 20:00 | 2037 | 1 | 0 | 0 | 0
2037-01-21 21:00 | 2037 | 1 | 0 | 0 | 0
2037-01-21 22:00 | 2037 | 1 | 0 | 0 | 0
2037-01-21 23:00 | 2037 | 1 | 0 | 0 | 0
2037-01-22 | 2037 | 1 | 0 | 0 | 0
2037-01-22 01:00 | 2037 | 1 | 0 | 0 | 0
2037-01-22 02:00 | 2037 | 1 | 0 | 0 | 0
2037-01-22 03:00 | 2037 | 1 | 0 | 0 | 0
2037-01-22 04:00 | 2037 | 1 | 0 | 0 | 0
2037-01-22 05:00 | 2037 | 1 | 0 | 0 | 0
2037-01-22 06:00 | 2037 | 1 | 0 | 0 | 0
2037-01-22 07:00 | 2037 | 1 | 0 | 0 | 0
2037-01-22 08:00 | 2037 | 1 | 0 | 0 | 0
2037-01-22 09:00 | 2037 | 1 | 0 | 0 | 0
2037-01-22 10:00 | 2037 | 1 | 0 | 0 | 0
2037-01-22 11:00 | 2037 | 1 | 0 | 0 | 0
2037-01-22 12:00 | 2037 | 1 | 0 | 0 | 0
2037-01-22 13:00 | 2037 | 1 | 0 | 0 | 0
2037-01-22 14:00 | 2037 | 1 | 0 | 0 | 0
2037-01-22 15:00 | 2037 | 1 | 0 | 0 | 0
2037-01-22 16:00 | 2037 | 1 | 0 | 0 | 0
2037-01-22 17:00 | 2037 | 1 | 0 | 0 | 0
2037-01-22 18:00 | 2037 | 1 | 0 | 0 | 0
2037-01-22 19:00 | 2037 | 1 | 0 | 0 | 0
2037-01-22 20:00 | 2037 | 1 | 0 | 0 | 0
2037-01-22 21:00 | 2037 | 1 | 0 | 0 | 0
2037-01-22 22:00 | 2037 | 1 | 0 | 0 | 0
2037-01-22 23:00 | 2037 | 1 | 0 | 0 | 0
2037-01-23 | 2037 | 1 | 0 | 0 | 0
2037-01-23 01:00 | 2037 | 1 | 0 | 0 | 0
2037-01-23 02:00 | 2037 | 1 | 0 | 0 | 0
2037-01-23 03:00 | 2037 | 1 | 0 | 0 | 0
2037-01-23 04:00 | 2037 | 1 | 0 | 0 | 0
2037-01-23 05:00 | 2037 | 1 | 0 | 0 | 0
2037-01-23 06:00 | 2037 | 1 | 0 | 0 | 0
2037-01-23 07:00 | 2037 | 1 | 0 | 0 | 0
2037-01-23 08:00 | 2037 | 1 | 0 | 0 | 0
2037-01-23 09:00 | 2037 | 1 | 0 | 0 | 0
2037-01-23 10:00 | 2037 | 1 | 0 | 0 | 0
2037-01-23 11:00 | 2037 | 1 | 0 | 0 | 0
2037-01-23 12:00 | 2037 | 1 | 0 | 0 | 0
2037-01-23 13:00 | 2037 | 1 | 0 | 0 | 0
2037-01-23 14:00 | 2037 | 1 | 0 | 0 | 0
2037-01-23 15:00 | 2037 | 1 | 0 | 0 | 0
2037-01-23 16:00 | 2037 | 1 | 0 | 0 | 0
2037-01-23 17:00 | 2037 | 1 | 0 | 0 | 0
2037-01-23 18:00 | 2037 | 1 | 0 | 0 | 0
2037-01-23 19:00 | 2037 | 1 | 0 | 0 | 0
2037-01-23 20:00 | 2037 | 1 | 0 | 0 | 0
2037-01-23 21:00 | 2037 | 1 | 0 | 0 | 0
2037-01-23 22:00 | 2037 | 1 | 0 | 0 | 0
2037-01-23 23:00 | 2037 | 1 | 0 | 0 | 0
2037-01-24 | 2037 | 1 | 0 | 0 | 0
2037-01-24 01:00 | 2037 | 1 | 0 | 0 | 0
2037-01-24 02:00 | 2037 | 1 | 0 | 0 | 0
2037-01-24 03:00 | 2037 | 1 | 0 | 0 | 0
2037-01-24 04:00 | 2037 | 1 | 0 | 0 | 0
2037-01-24 05:00 | 2037 | 1 | 0 | 0 | 0
2037-01-24 06:00 | 2037 | 1 | 0 | 0 | 0
2037-01-24 07:00 | 2037 | 1 | 0 | 0 | 0
2037-01-24 08:00 | 2037 | 1 | 0 | 0 | 0
2037-01-24 09:00 | 2037 | 1 | 0 | 0 | 0
2037-01-24 10:00 | 2037 | 1 | 0 | 0 | 0
2037-01-24 11:00 | 2037 | 1 | 0 | 0 | 0
2037-01-24 12:00 | 2037 | 1 | 0 | 0 | 0
2037-01-24 13:00 | 2037 | 1 | 0 | 0 | 0
2037-01-24 14:00 | 2037 | 1 | 0 | 0 | 0
2037-01-24 15:00 | 2037 | 1 | 0 | 0 | 0
2037-01-24 16:00 | 2037 | 1 | 0 | 0 | 0
2037-01-24 17:00 | 2037 | 1 | 0 | 0 | 0
2037-01-24 18:00 | 2037 | 1 | 0 | 0 | 0
2037-01-24 19:00 | 2037 | 1 | 0 | 0 | 0
2037-01-24 20:00 | 2037 | 1 | 0 | 0 | 0
2037-01-24 21:00 | 2037 | 1 | 0 | 0 | 0
2037-01-24 22:00 | 2037 | 1 | 0 | 0 | 0
2037-01-24 23:00 | 2037 | 1 | 0 | 0 | 0
2037-01-25 | 2037 | 1 | 0 | 0 | 0
2037-01-25 01:00 | 2037 | 1 | 0 | 0 | 0
2037-01-25 02:00 | 2037 | 1 | 0 | 0 | 0
2037-01-25 03:00 | 2037 | 1 | 0 | 0 | 0
2037-01-25 04:00 | 2037 | 1 | 0 | 0 | 0
2037-01-25 05:00 | 2037 | 1 | 0 | 0 | 0
2037-01-25 06:00 | 2037 | 1 | 0 | 0 | 0
2037-01-25 07:00 | 2037 | 1 | 0 | 0 | 0
2037-01-25 08:00 | 2037 | 1 | 0 | 0 | 0
2037-01-25 09:00 | 2037 | 1 | 0 | 0 | 0
2037-01-25 10:00 | 2037 | 1 | 0 | 0 | 0
2037-01-25 11:00 | 2037 | 1 | 0 | 0 | 0
2037-01-25 12:00 | 2037 | 1 | 0 | 0 | 0
2037-01-25 13:00 | 2037 | 1 | 0 | 0 | 0
2037-01-25 14:00 | 2037 | 1 | 0 | 0 | 0
2037-01-25 15:00 | 2037 | 1 | 0 | 0 | 0
2037-01-25 16:00 | 2037 | 1 | 0 | 0 | 0
2037-01-25 17:00 | 2037 | 1 | 0 | 0 | 0
2037-01-25 18:00 | 2037 | 1 | 0 | 0 | 0
2037-01-25 19:00 | 2037 | 1 | 0 | 0 | 0
2037-01-25 20:00 | 2037 | 1 | 0 | 0 | 0
2037-01-25 21:00 | 2037 | 1 | 0 | 0 | 0
2037-01-25 22:00 | 2037 | 1 | 0 | 0 | 0
2037-01-25 23:00 | 2037 | 1 | 0 | 0 | 0
2037-01-26 | 2037 | 1 | 0 | 0 | 0
2037-01-26 01:00 | 2037 | 1 | 0 | 0 | 0
2037-01-26 02:00 | 2037 | 1 | 0 | 0 | 0
2037-01-26 03:00 | 2037 | 1 | 0 | 0 | 0
2037-01-26 04:00 | 2037 | 1 | 0 | 0 | 0
2037-01-26 05:00 | 2037 | 1 | 0 | 0 | 0
2037-01-26 06:00 | 2037 | 1 | 0 | 0 | 0
2037-01-26 07:00 | 2037 | 1 | 0 | 0 | 0
2037-01-26 08:00 | 2037 | 1 | 0 | 0 | 0
2037-01-26 09:00 | 2037 | 1 | 0 | 0 | 0
2037-01-26 10:00 | 2037 | 1 | 0 | 0 | 0
2037-01-26 11:00 | 2037 | 1 | 0 | 0 | 0
2037-01-26 12:00 | 2037 | 1 | 0 | 0 | 0
2037-01-26 13:00 | 2037 | 1 | 0 | 0 | 0
2037-01-26 14:00 | 2037 | 1 | 0 | 0 | 0
2037-01-26 15:00 | 2037 | 1 | 0 | 0 | 0
2037-01-26 16:00 | 2037 | 1 | 0 | 0 | 0
2037-01-26 17:00 | 2037 | 1 | 0 | 0 | 0
2037-01-26 18:00 | 2037 | 1 | 0 | 0 | 0
2037-01-26 19:00 | 2037 | 1 | 0 | 0 | 0
2037-01-26 20:00 | 2037 | 1 | 0 | 0 | 0
2037-01-26 21:00 | 2037 | 1 | 0 | 0 | 0
2037-01-26 22:00 | 2037 | 1 | 0 | 0 | 0
2037-01-26 23:00 | 2037 | 1 | 0 | 0 | 0
2037-01-27 | 2037 | 1 | 0 | 0 | 0
2037-01-27 01:00 | 2037 | 1 | 0 | 0 | 0
2037-01-27 02:00 | 2037 | 1 | 0 | 0 | 0
2037-01-27 03:00 | 2037 | 1 | 0 | 0 | 0
2037-01-27 04:00 | 2037 | 1 | 0 | 0 | 0
2037-01-27 05:00 | 2037 | 1 | 0 | 0 | 0
2037-01-27 06:00 | 2037 | 1 | 0 | 0 | 0
2037-01-27 07:00 | 2037 | 1 | 0 | 0 | 0
2037-01-27 08:00 | 2037 | 1 | 0 | 0 | 0.072376
2037-01-27 09:00 | 2037 | 1 | 0 | 0.037841 | 0.13771
2037-01-27 10:00 | 2037 | 1 | 0 | 0 | 0
2037-01-27 11:00 | 2037 | 1 | 0 | 0 | 0
2037-01-27 12:00 | 2037 | 1 | 0 | 0 | 0
2037-01-27 13:00 | 2037 | 1 | 0 | 0.070562 | 0.34551
2037-01-27 14:00 | 2037 | 1 | 0 | 0.06754 | 0.38796
2037-01-27 15:00 | 2037 | 1 | 0 | 0 | 0
2037-01-27 16:00 | 2037 | 1 | 0 | 0 | 0
2037-01-27 17:00 | 2037 | 1 | 0 | 0 | 0
2037-01-27 18:00 | 2037 | 1 | 0 | 0 | 0
2037-01-27 19:00 | 2037 | 1 | 0 | 0 | 0.099683
2037-01-27 20:00 | 2037 | 1 | 0 | 0 | 0.29924
2037-01-27 21:00 | 2037 | 1 | 0 | 0 | 0.22773
2037-01-27 22:00 | 2037 | 1 | 0 | 0 | 0.2217
2037-01-27 23:00 | 2037 | 1 | 0 | 0 | 0.24364
2037-01-28 | 2037 | 1 | 0 | 0 | 0.091981
2037-01-28 01:00 | 2037 | 1 | 0 | 0 | 0
2037-01-28 02:00 | 2037 | 1 | 0 | 0 | 0
2037-01-28 03:00 | 2037 | 1 | 0 | 0 | 0
2037-01-28 04:00 | 2037 | 1 | 0 | 0 | 0
2037-01-28 05:00 | 2037 | 1 | 0 | 0 | 0
2037-01-28 06:00 | 2037 | 1 | 0 | 0 | 0
2037-01-28 07:00 | 2037 | 1 | 0 | 0 | 0
2037-01-28 08:00 | 2037 | 1 | 0 | 0 | 0.19718
2037-01-28 09:00 | 2037 | 1 | 0 | 0 | 0.28538
2037-01-28 10:00 | 2037 | 1 | 0 | 0 | 0.0035486
2037-01-28 11:00 | 2037 | 1 | 0 | 0 | 0
2037-01-28 12:00 | 2037 | 1 | 0 | 0 | 0
2037-01-28 13:00 | 2037 | 1 | 0 | 0 | 0
2037-01-28 14:00 | 2037 | 1 | 0 | 0 | 0.053689
2037-01-28 15:00 | 2037 | 1 | 0 | 0 | 0
2037-01-28 16:00 | 2037 | 1 | 0 | 0 | 0
2037-01-28 17:00 | 2037 | 1 | 0 | 0 | 0
2037-01-28 18:00 | 2037 | 1 | 0 | 0 | 0
2037-01-28 19:00 | 2037 | 1 | 0 | 0 | 0
2037-01-28 20:00 | 2037 | 1 | 0 | 0 | 0
2037-01-28 21:00 | 2037 | 1 | 0 | 0 | 0
2037-01-28 22:00 | 2037 | 1 | 0 | 0 | 0
2037-01-28 23:00 | 2037 | 1 | 0 | 0 | 0
2037-01-29 | 2037 | 1 | 0 | 0 | 0
2037-01-29 01:00 | 2037 | 1 | 0 | 0 | 0
2037-01-29 02:00 | 2037 | 1 | 0 | 0 | 0
2037-01-29 03:00 | 2037 | 1 | 0 | 0 | 0
2037-01-29 04:00 | 2037 | 1 | 0 | 0 | 0
2037-01-29 05:00 | 2037 | 1 | 0 | 0 | 0
2037-01-29 06:00 | 2037 | 1 | 0 | 0 | 0
2037-01-29 07:00 | 2037 | 1 | 0 | 0 | 0
2037-01-29 08:00 | 2037 | 1 | 0 | 0 | 0
2037-01-29 09:00 | 2037 | 1 | 0 | 0.041078 | 0.1187
2037-01-29 10:00 | 2037 | 1 | 0 | 0.020838 | 0.029613
2037-01-29 11:00 | 2037 | 1 | 0 | 0 | 0
2037-01-29 12:00 | 2037 | 1 | 0 | 0 | 0
2037-01-29 13:00 | 2037 | 1 | 0 | 0 | 0
2037-01-29 14:00 | 2037 | 1 | 0 | 0 | 0
2037-01-29 15:00 | 2037 | 1 | 0 | 0 | 0
2037-01-29 16:00 | 2037 | 1 | 0 | 0 | 0
2037-01-29 17:00 | 2037 | 1 | 0 | 0 | 0
2037-01-29 18:00 | 2037 | 1 | 0 | 0 | 0
2037-01-29 19:00 | 2037 | 1 | 0 | 0 | 0
2037-01-29 20:00 | 2037 | 1 | 0 | 0 | 0
2037-01-29 21:00 | 2037 | 1 | 0 | 0 | 0
2037-01-29 22:00 | 2037 | 1 | 0 | 0 | 0
2037-01-29 23:00 | 2037 | 1 | 0 | 0 | 0
2037-01-30 | 2037 | 1 | 0 | 0 | 0
2037-01-30 01:00 | 2037 | 1 | 0 | 0 | 0
2037-01-30 02:00 | 2037 | 1 | 0 | 0 | 0
2037-01-30 03:00 | 2037 | 1 | 0 | 0 | 0
2037-01-30 04:00 | 2037 | 1 | 0 | 0 | 0
2037-01-30 05:00 | 2037 | 1 | 0 | 0 | 0
2037-01-30 06:00 | 2037 | 1 | 0 | 0 | 0
2037-01-30 07:00 | 2037 | 1 | 0 | 0 | 0
2037-01-30 08:00 | 2037 | 1 | 0 | 0 | 0.12409
2037-01-30 09:00 | 2037 | 1 | 0 | 0 | 0.18684
2037-01-30 10:00 | 2037 | 1 | 0 | 0 | 0.2163
2037-01-30 11:00 | 2037 | 1 | 0 | 0 | 0.13637
2037-01-30 12:00 | 2037 | 1 | 0 | 0 | 0
2037-01-30 13:00 | 2037 | 1 | 0 | 0.10162 | 0.33915
2037-01-30 14:00 | 2037 | 1 | 0 | 0.0099666 | 0.29187
2037-01-30 15:00 | 2037 | 1 | 0 | 0 | 0
2037-01-30 16:00 | 2037 | 1 | 0 | 0 | 0
2037-01-30 17:00 | 2037 | 1 | 0 | 0 | 0
2037-01-30 18:00 | 2037 | 1 | 0 | 0 | 0
2037-01-30 19:00 | 2037 | 1 | 0 | 0 | 0
2037-01-30 20:00 | 2037 | 1 | 0 | 0 | 0
2037-01-30 21:00 | 2037 | 1 | 0 | 0 | 0
2037-01-30 22:00 | 2037 | 1 | 0 | 0 | 0
2037-01-30 23:00 | 2037 | 1 | 0 | 0 | 0
2037-01-31 | 2037 | 1 | 0 | 0 | 0
2037-01-31 01:00 | 2037 | 1 | 0 | 0 | 0
2037-01-31 02:00 | 2037 | 1 | 0 | 0 | 0
2037-01-31 03:00 | 2037 | 1 | 0 | 0 | 0
2037-01-31 04:00 | 2037 | 1 | 0 | 0 | 0
2037-01-31 05:00 | 2037 | 1 | 0 | 0 | 0
2037-01-31 06:00 | 2037 | 1 | 0 | 0 | 0
2037-01-31 07:00 | 2037 | 1 | 0 | 0 | 0
2037-01-31 08:00 | 2037 | 1 | 0 | 0 | 0
2037-01-31 09:00 | 2037 | 1 | 0 | 0 | 0
2037-01-31 10:00 | 2037 | 1 | 0 | 0 | 0
2037-01-31 11:00 | 2037 | 1 | 0 | 0 | 0
2037-01-31 12:00 | 2037 | 1 | 0 | 0 | 0
2037-01-31 13:00 | 2037 | 1 | 0 | 0 | 0.1015
2037-01-31 14:00 | 2037 | 1 | 0 | 0 | 0.0093644
2037-01-31 15:00 | 2037 | 1 | 0 | 0 | 0
2037-01-31 16:00 | 2037 | 1 | 0 | 0 | 0
2037-01-31 17:00 | 2037 | 1 | 0 | 0 | 0
2037-01-31 18:00 | 2037 | 1 | 0 | 0 | 0
2037-01-31 19:00 | 2037 | 1 | 0 | 0 | 0
2037-01-31 20:00 | 2037 | 1 | 0 | 0 | 0
2037-01-31 21:00 | 2037 | 1 | 0 | 0 | 0
2037-01-31 22:00 | 2037 | 1 | 0 | 0 | 0
2037-01-31 23:00 | 2037 | 1 | 0 | 0 | 0
2037-02-01 | 2037 | 2 | 0 | 0 | 0
2037-02-01 01:00 | 2037 | 2 | 0 | 0 | 0
2037-02-01 02:00 | 2037 | 2 | 0 | 0 | 0
2037-02-01 03:00 | 2037 | 2 | 0 | 0 | 0
2037-02-01 04:00 | 2037 | 2 | 0 | 0 | 0
2037-02-01 05:00 | 2037 | 2 | 0 | 0 | 0
2037-02-01 06:00 | 2037 | 2 | 0 | 0 | 0
2037-02-01 07:00 | 2037 | 2 | 0 | 0 | 0
2037-02-01 08:00 | 2037 | 2 | 0 | 0 | 0
2037-02-01 09:00 | 2037 | 2 | 0 | 0 | 0
2037-02-01 10:00 | 2037 | 2 | 0 | 0 | 0
2037-02-01 11:00 | 2037 | 2 | 0 | 0 | 0
2037-02-01 12:00 | 2037 | 2 | 0 | 0 | 0
2037-02-01 13:00 | 2037 | 2 | 0 | 0 | 0
2037-02-01 14:00 | 2037 | 2 | 0 | 0 | 0
2037-02-01 15:00 | 2037 | 2 | 0 | 0 | 0
2037-02-01 16:00 | 2037 | 2 | 0 | 0 | 0
2037-02-01 17:00 | 2037 | 2 | 0 | 0 | 0
2037-02-01 18:00 | 2037 | 2 | 0 | 0 | 0
2037-02-01 19:00 | 2037 | 2 | 0 | 0 | 0
2037-02-01 20:00 | 2037 | 2 | 0 | 0 | 0
2037-02-01 21:00 | 2037 | 2 | 0 | 0 | 0
2037-02-01 22:00 | 2037 | 2 | 0 | 0 | 0
2037-02-01 23:00 | 2037 | 2 | 0 | 0 | 0
2037-02-02 | 2037 | 2 | 0 | 0 | 0
2037-02-02 01:00 | 2037 | 2 | 0 | 0 | 0
2037-02-02 02:00 | 2037 | 2 | 0 | 0 | 0
2037-02-02 03:00 | 2037 | 2 | 0 | 0 | 0
2037-02-02 04:00 | 2037 | 2 | 0 | 0 | 0
2037-02-02 05:00 | 2037 | 2 | 0 | 0 | 0
2037-02-02 06:00 | 2037 | 2 | 0 | 0 | 0
2037-02-02 07:00 | 2037 | 2 | 0 | 0 | 0
2037-02-02 08:00 | 2037 | 2 | 0 | 0 | 0
2037-02-02 09:00 | 2037 | 2 | 0 | 0 | 0
2037-02-02 10:00 | 2037 | 2 | 0 | 0 | 0
2037-02-02 11:00 | 2037 | 2 | 0 | 0 | 0
2037-02-02 12:00 | 2037 | 2 | 0 | 0 | 0
2037-02-02 13:00 | 2037 | 2 | 0 | 0 | 0
2037-02-02 14:00 | 2037 | 2 | 0 | 0 | 0
2037-02-02 15:00 | 2037 | 2 | 0 | 0 | 0
2037-02-02 16:00 | 2037 | 2 | 0 | 0 | 0
2037-02-02 17:00 | 2037 | 2 | 0 | 0 | 0
2037-02-02 18:00 | 2037 | 2 | 0 | 0 | 0
2037-02-02 19:00 | 2037 | 2 | 0 | 0 | 0
2037-02-02 20:00 | 2037 | 2 | 0 | 0 | 0
2037-02-02 21:00 | 2037 | 2 | 0 | 0 | 0
2037-02-02 22:00 | 2037 | 2 | 0 | 0 | 0
2037-02-02 23:00 | 2037 | 2 | 0 | 0 | 0
2037-02-03 | 2037 | 2 | 0 | 0 | 0
2037-02-03 01:00 | 2037 | 2 | 0 | 0 | 0
2037-02-03 02:00 | 2037 | 2 | 0 | 0 | 0
2037-02-03 03:00 | 2037 | 2 | 0 | 0 | 0
2037-02-03 04:00 | 2037 | 2 | 0 | 0 | 0
2037-02-03 05:00 | 2037 | 2 | 0 | 0 | 0
2037-02-03 06:00 | 2037 | 2 | 0 | 0 | 0
2037-02-03 07:00 | 2037 | 2 | 0 | 0 | 0
2037-02-03 08:00 | 2037 | 2 | 0 | 0 | 0
2037-02-03 09:00 | 2037 | 2 | 0 | 0 | 0
2037-02-03 10:00 | 2037 | 2 | 0 | 0 | 0
2037-02-03 11:00 | 2037 | 2 | 0 | 0 | 0
2037-02-03 12:00 | 2037 | 2 | 0 | 0 | 0
2037-02-03 13:00 | 2037 | 2 | 0 | 0 | 0
2037-02-03 14:00 | 2037 | 2 | 0 | 0 | 0
2037-02-03 15:00 | 2037 | 2 | 0 | 0 | 0
2037-02-03 16:00 | 2037 | 2 | 0 | 0 | 0
2037-02-03 17:00 | 2037 | 2 | 0 | 0 | 0
2037-02-03 18:00 | 2037 | 2 | 0 | 0 | 0
2037-02-03 19:00 | 2037 | 2 | 0 | 0 | 0
2037-02-03 20:00 | 2037 | 2 | 0 | 0 | 0
2037-02-03 21:00 | 2037 | 2 | 0 | 0 | 0
2037-02-03 22:00 | 2037 | 2 | 0 | 0 | 0
2037-02-03 23:00 | 2037 | 2 | 0 | 0 | 0
2037-02-04 | 2037 | 2 | 0 | 0 | 0
2037-02-04 01:00 | 2037 | 2 | 0 | 0 | 0
2037-02-04 02:00 | 2037 | 2 | 0 | 0 | 0
2037-02-04 03:00 | 2037 | 2 | 0 | 0 | 0
2037-02-04 04:00 | 2037 | 2 | 0 | 0 | 0
2037-02-04 05:00 | 2037 | 2 | 0 | 0 | 0
2037-02-04 06:00 | 2037 | 2 | 0 | 0 | 0
2037-02-04 07:00 | 2037 | 2 | 0 | 0 | 0
2037-02-04 08:00 | 2037 | 2 | 0 | 0 | 0
2037-02-04 09:00 | 2037 | 2 | 0 | 0 | 0
2037-02-04 10:00 | 2037 | 2 | 0 | 0 | 0
2037-02-04 11:00 | 2037 | 2 | 0 | 0 | 0
2037-02-04 12:00 | 2037 | 2 | 0 | 0 | 0
2037-02-04 13:00 | 2037 | 2 | 0 | 0 | 0
2037-02-04 14:00 | 2037 | 2 | 0 | 0 | 0
2037-02-04 15:00 | 2037 | 2 | 0 | 0 | 0
2037-02-04 16:00 | 2037 | 2 | 0 | 0 | 0
2037-02-04 17:00 | 2037 | 2 | 0 | 0 | 0
2037-02-04 18:00 | 2037 | 2 | 0 | 0 | 0
2037-02-04 19:00 | 2037 | 2 | 0 | 0 | 0
2037-02-04 20:00 | 2037 | 2 | 0 | 0 | 0
2037-02-04 21:00 | 2037 | 2 | 0 | 0 | 0
2037-02-04 22:00 | 2037 | 2 | 0 | 0 | 0
2037-02-04 23:00 | 2037 | 2 | 0 | 0 | 0
2037-02-05 | 2037 | 2 | 0 | 0 | 0
2037-02-05 01:00 | 2037 | 2 | 0 | 0 | 0
2037-02-05 02:00 | 2037 | 2 | 0 | 0 | 0
2037-02-05 03:00 | 2037 | 2 | 0 | 0 | 0
2037-02-05 04:00 | 2037 | 2 | 0 | 0 | 0
2037-02-05 05:00 | 2037 | 2 | 0 | 0 | 0
2037-02-05 06:00 | 2037 | 2 | 0 | 0 | 0
2037-02-05 07:00 | 2037 | 2 | 0 | 0 | 0
2037-02-05 08:00 | 2037 | 2 | 0 | 0 | 0
2037-02-05 09:00 | 2037 | 2 | 0 | 0 | 0
2037-02-05 10:00 | 2037 | 2 | 0 | 0 | 0
2037-02-05 11:00 | 2037 | 2 | 0 | 0 | 0
2037-02-05 12:00 | 2037 | 2 | 0 | 0 | 0
2037-02-05 13:00 | 2037 | 2 | 0 | 0 | 0
2037-02-05 14:00 | 2037 | 2 | 0 | 0 | 0
2037-02-05 15:00 | 2037 | 2 | 0 | 0 | 0
2037-02-05 16:00 | 2037 | 2 | 0 | 0 | 0
2037-02-05 17:00 | 2037 | 2 | 0 | 0 | 0
2037-02-05 18:00 | 2037 | 2 | 0 | 0 | 0
2037-02-05 19:00 | 2037 | 2 | 0 | 0 | 0
2037-02-05 20:00 | 2037 | 2 | 0 | 0 | 0
2037-02-05 21:00 | 2037 | 2 | 0 | 0 | 0
2037-02-05 22:00 | 2037 | 2 | 0 | 0 | 0
2037-02-05 23:00 | 2037 | 2 | 0 | 0 | 0
2037-02-06 | 2037 | 2 | 0 | 0 | 0
2037-02-06 01:00 | 2037 | 2 | 0 | 0 | 0
2037-02-06 02:00 | 2037 | 2 | 0 | 0 | 0
2037-02-06 03:00 | 2037 | 2 | 0 | 0 | 0
2037-02-06 04:00 | 2037 | 2 | 0 | 0 | 0
2037-02-06 05:00 | 2037 | 2 | 0 | 0 | 0
2037-02-06 06:00 | 2037 | 2 | 0 | 0 | 0
2037-02-06 07:00 | 2037 | 2 | 0 | 0 | 0
2037-02-06 08:00 | 2037 | 2 | 0 | 0 | 0
2037-02-06 09:00 | 2037 | 2 | 0 | 0 | 0
2037-02-06 10:00 | 2037 | 2 | 0 | 0 | 0
2037-02-06 11:00 | 2037 | 2 | 0 | 0 | 0
2037-02-06 12:00 | 2037 | 2 | 0 | 0 | 0
2037-02-06 13:00 | 2037 | 2 | 0 | 0 | 0
2037-02-06 14:00 | 2037 | 2 | 0 | 0 | 0
2037-02-06 15:00 | 2037 | 2 | 0 | 0 | 0
2037-02-06 16:00 | 2037 | 2 | 0 | 0 | 0
2037-02-06 17:00 | 2037 | 2 | 0 | 0 | 0
2037-02-06 18:00 | 2037 | 2 | 0 | 0 | 0
2037-02-06 19:00 | 2037 | 2 | 0 | 0 | 0
2037-02-06 20:00 | 2037 | 2 | 0 | 0 | 0
2037-02-06 21:00 | 2037 | 2 | 0 | 0 | 0
2037-02-06 22:00 | 2037 | 2 | 0 | 0 | 0
2037-02-06 23:00 | 2037 | 2 | 0 | 0 | 0
2037-02-07 | 2037 | 2 | 0 | 0 | 0
2037-02-07 01:00 | 2037 | 2 | 0 | 0 | 0
2037-02-07 02:00 | 2037 | 2 | 0 | 0 | 0
2037-02-07 03:00 | 2037 | 2 | 0 | 0 | 0
2037-02-07 04:00 | 2037 | 2 | 0 | 0 | 0
2037-02-07 05:00 | 2037 | 2 | 0 | 0 | 0
2037-02-07 06:00 | 2037 | 2 | 0 | 0 | 0
2037-02-07 07:00 | 2037 | 2 | 0 | 0 | 0
2037-02-07 08:00 | 2037 | 2 | 0 | 0 | 0
2037-02-07 09:00 | 2037 | 2 | 0 | 0 | 0
2037-02-07 10:00 | 2037 | 2 | 0 | 0 | 0
2037-02-07 11:00 | 2037 | 2 | 0 | 0 | 0
2037-02-07 12:00 | 2037 | 2 | 0 | 0 | 0
2037-02-07 13:00 | 2037 | 2 | 0 | 0 | 0
2037-02-07 14:00 | 2037 | 2 | 0 | 0 | 0
2037-02-07 15:00 | 2037 | 2 | 0 | 0 | 0
2037-02-07 16:00 | 2037 | 2 | 0 | 0 | 0
2037-02-07 17:00 | 2037 | 2 | 0 | 0 | 0
2037-02-07 18:00 | 2037 | 2 | 0 | 0 | 0
2037-02-07 19:00 | 2037 | 2 | 0 | 0 | 0
2037-02-07 20:00 | 2037 | 2 | 0 | 0 | 0
2037-02-07 21:00 | 2037 | 2 | 0 | 0 | 0
2037-02-07 22:00 | 2037 | 2 | 0 | 0 | 0
2037-02-07 23:00 | 2037 | 2 | 0 | 0 | 0
2037-02-08 | 2037 | 2 | 0 | 0 | 0
2037-02-08 01:00 | 2037 | 2 | 0 | 0 | 0
2037-02-08 02:00 | 2037 | 2 | 0 | 0 | 0
2037-02-08 03:00 | 2037 | 2 | 0 | 0 | 0
2037-02-08 04:00 | 2037 | 2 | 0 | 0 | 0
2037-02-08 05:00 | 2037 | 2 | 0 | 0 | 0
2037-02-08 06:00 | 2037 | 2 | 0 | 0 | 0
2037-02-08 07:00 | 2037 | 2 | 0 | 0 | 0
2037-02-08 08:00 | 2037 | 2 | 0 | 0 | 0
2037-02-08 09:00 | 2037 | 2 | 0 | 0 | 0
2037-02-08 10:00 | 2037 | 2 | 0 | 0 | 0
2037-02-08 11:00 | 2037 | 2 | 0 | 0 | 0
2037-02-08 12:00 | 2037 | 2 | 0 | 0 | 0
2037-02-08 13:00 | 2037 | 2 | 0 | 0 | 0
2037-02-08 14:00 | 2037 | 2 | 0 | 0 | 0
2037-02-08 15:00 | 2037 | 2 | 0 | 0 | 0
2037-02-08 16:00 | 2037 | 2 | 0 | 0 | 0
2037-02-08 17:00 | 2037 | 2 | 0 | 0 | 0
2037-02-08 18:00 | 2037 | 2 | 0 | 0 | 0
2037-02-08 19:00 | 2037 | 2 | 0 | 0 | 0
2037-02-08 20:00 | 2037 | 2 | 0 | 0 | 0
2037-02-08 21:00 | 2037 | 2 | 0 | 0 | 0
2037-02-08 22:00 | 2037 | 2 | 0 | 0 | 0
2037-02-08 23:00 | 2037 | 2 | 0 | 0 | 0
2037-02-09 | 2037 | 2 | 0 | 0 | 0
2037-02-09 01:00 | 2037 | 2 | 0 | 0 | 0
2037-02-09 02:00 | 2037 | 2 | 0 | 0 | 0
2037-02-09 03:00 | 2037 | 2 | 0 | 0 | 0
2037-02-09 04:00 | 2037 | 2 | 0 | 0 | 0
2037-02-09 05:00 | 2037 | 2 | 0 | 0 | 0
2037-02-09 06:00 | 2037 | 2 | 0 | 0 | 0
2037-02-09 07:00 | 2037 | 2 | 0 | 0 | 0
2037-02-09 08:00 | 2037 | 2 | 0 | 0 | 0
2037-02-09 09:00 | 2037 | 2 | 0 | 0 | 0
2037-02-09 10:00 | 2037 | 2 | 0 | 0 | 0
2037-02-09 11:00 | 2037 | 2 | 0 | 0 | 0
2037-02-09 12:00 | 2037 | 2 | 0 | 0 | 0
2037-02-09 13:00 | 2037 | 2 | 0 | 0 | 0
2037-02-09 14:00 | 2037 | 2 | 0 | 0 | 0
2037-02-09 15:00 | 2037 | 2 | 0 | 0 | 0
2037-02-09 16:00 | 2037 | 2 | 0 | 0 | 0
2037-02-09 17:00 | 2037 | 2 | 0 | 0 | 0
2037-02-09 18:00 | 2037 | 2 | 0 | 0 | 0
2037-02-09 19:00 | 2037 | 2 | 0 | 0 | 0
2037-02-09 20:00 | 2037 | 2 | 0 | 0 | 0
2037-02-09 21:00 | 2037 | 2 | 0 | 0 | 0
2037-02-09 22:00 | 2037 | 2 | 0 | 0 | 0
2037-02-09 23:00 | 2037 | 2 | 0 | 0 | 0
2037-02-10 | 2037 | 2 | 0 | 0 | 0
2037-02-10 01:00 | 2037 | 2 | 0 | 0 | 0
2037-02-10 02:00 | 2037 | 2 | 0 | 0 | 0
2037-02-10 03:00 | 2037 | 2 | 0 | 0 | 0
2037-02-10 04:00 | 2037 | 2 | 0 | 0 | 0
2037-02-10 05:00 | 2037 | 2 | 0 | 0 | 0
2037-02-10 06:00 | 2037 | 2 | 0 | 0 | 0
2037-02-10 07:00 | 2037 | 2 | 0 | 0 | 0
2037-02-10 08:00 | 2037 | 2 | 0 | 0 | 0
2037-02-10 09:00 | 2037 | 2 | 0 | 0 | 0
2037-02-10 10:00 | 2037 | 2 | 0 | 0 | 0
2037-02-10 11:00 | 2037 | 2 | 0 | 0 | 0
2037-02-10 12:00 | 2037 | 2 | 0 | 0 | 0
2037-02-10 13:00 | 2037 | 2 | 0 | 0 | 0
2037-02-10 14:00 | 2037 | 2 | 0 | 0 | 0
2037-02-10 15:00 | 2037 | 2 | 0 | 0 | 0
2037-02-10 16:00 | 2037 | 2 | 0 | 0 | 0
2037-02-10 17:00 | 2037 | 2 | 0 | 0 | 0
2037-02-10 18:00 | 2037 | 2 | 0 | 0 | 0
2037-02-10 19:00 | 2037 | 2 | 0 | 0 | 0
2037-02-10 20:00 | 2037 | 2 | 0 | 0 | 0
2037-02-10 21:00 | 2037 | 2 | 0 | 0 | 0
2037-02-10 22:00 | 2037 | 2 | 0 | 0 | 0
2037-02-10 23:00 | 2037 | 2 | 0 | 0 | 0
2037-02-11 | 2037 | 2 | 0 | 0 | 0
2037-02-11 01:00 | 2037 | 2 | 0 | 0 | 0
2037-02-11 02:00 | 2037 | 2 | 0 | 0 | 0
2037-02-11 03:00 | 2037 | 2 | 0 | 0 | 0
2037-02-11 04:00 | 2037 | 2 | 0 | 0 | 0
2037-02-11 05:00 | 2037 | 2 | 0 | 0 | 0
2037-02-11 06:00 | 2037 | 2 | 0 | 0 | 0
2037-02-11 07:00 | 2037 | 2 | 0 | 0 | 0
2037-02-11 08:00 | 2037 | 2 | 0 | 0 | 0
2037-02-11 09:00 | 2037 | 2 | 0 | 0 | 0
2037-02-11 10:00 | 2037 | 2 | 0 | 0 | 0
2037-02-11 11:00 | 2037 | 2 | 0 | 0 | 0
2037-02-11 12:00 | 2037 | 2 | 0 | 0 | 0
2037-02-11 13:00 | 2037 | 2 | 0 | 0 | 0
2037-02-11 14:00 | 2037 | 2 | 0 | 0 | 0
2037-02-11 15:00 | 2037 | 2 | 0 | 0 | 0
2037-02-11 16:00 | 2037 | 2 | 0 | 0 | 0
2037-02-11 17:00 | 2037 | 2 | 0 | 0 | 0
2037-02-11 18:00 | 2037 | 2 | 0 | 0 | 0
2037-02-11 19:00 | 2037 | 2 | 0 | 0 | 0
2037-02-11 20:00 | 2037 | 2 | 0 | 0 | 0
2037-02-11 21:00 | 2037 | 2 | 0 | 0 | 0
2037-02-11 22:00 | 2037 | 2 | 0 | 0 | 0
2037-02-11 23:00 | 2037 | 2 | 0 | 0 | 0
2037-02-12 | 2037 | 2 | 0 | 0 | 0
2037-02-12 01:00 | 2037 | 2 | 0 | 0 | 0
2037-02-12 02:00 | 2037 | 2 | 0 | 0 | 0
2037-02-12 03:00 | 2037 | 2 | 0 | 0 | 0
2037-02-12 04:00 | 2037 | 2 | 0 | 0 | 0
2037-02-12 05:00 | 2037 | 2 | 0 | 0 | 0
2037-02-12 06:00 | 2037 | 2 | 0 | 0 | 0
2037-02-12 07:00 | 2037 | 2 | 0 | 0 | 0
2037-02-12 08:00 | 2037 | 2 | 0 | 0 | 0
2037-02-12 09:00 | 2037 | 2 | 0 | 0 | 0
2037-02-12 10:00 | 2037 | 2 | 0 | 0 | 0
2037-02-12 11:00 | 2037 | 2 | 0 | 0 | 0
2037-02-12 12:00 | 2037 | 2 | 0 | 0 | 0
2037-02-12 13:00 | 2037 | 2 | 0 | 0 | 0
2037-02-12 14:00 | 2037 | 2 | 0 | 0 | 0
2037-02-12 15:00 | 2037 | 2 | 0 | 0 | 0
2037-02-12 16:00 | 2037 | 2 | 0 | 0 | 0
2037-02-12 17:00 | 2037 | 2 | 0 | 0 | 0
2037-02-12 18:00 | 2037 | 2 | 0 | 0 | 0
2037-02-12 19:00 | 2037 | 2 | 0 | 0 | 0
2037-02-12 20:00 | 2037 | 2 | 0 | 0 | 0
2037-02-12 21:00 | 2037 | 2 | 0 | 0 | 0
2037-02-12 22:00 | 2037 | 2 | 0 | 0 | 0
2037-02-12 23:00 | 2037 | 2 | 0 | 0 | 0
2037-02-13 | 2037 | 2 | 0 | 0 | 0
2037-02-13 01:00 | 2037 | 2 | 0 | 0 | 0
2037-02-13 02:00 | 2037 | 2 | 0 | 0 | 0
2037-02-13 03:00 | 2037 | 2 | 0 | 0 | 0
2037-02-13 04:00 | 2037 | 2 | 0 | 0 | 0
2037-02-13 05:00 | 2037 | 2 | 0 | 0 | 0
2037-02-13 06:00 | 2037 | 2 | 0 | 0 | 0
2037-02-13 07:00 | 2037 | 2 | 0 | 0 | 0
2037-02-13 08:00 | 2037 | 2 | 0 | 0 | 0
2037-02-13 09:00 | 2037 | 2 | 0 | 0 | 0
2037-02-13 10:00 | 2037 | 2 | 0 | 0 | 0
2037-02-13 11:00 | 2037 | 2 | 0 | 0 | 0
2037-02-13 12:00 | 2037 | 2 | 0 | 0 | 0
2037-02-13 13:00 | 2037 | 2 | 0 | 0 | 0
2037-02-13 14:00 | 2037 | 2 | 0 | 0 | 0
2037-02-13 15:00 | 2037 | 2 | 0 | 0 | 0
2037-02-13 16:00 | 2037 | 2 | 0 | 0 | 0
2037-02-13 17:00 | 2037 | 2 | 0 | 0 | 0
2037-02-13 18:00 | 2037 | 2 | 0 | 0 | 0
2037-02-13 19:00 | 2037 | 2 | 0 | 0 | 0
2037-02-13 20:00 | 2037 | 2 | 0 | 0 | 0
2037-02-13 21:00 | 2037 | 2 | 0 | 0 | 0
2037-02-13 22:00 | 2037 | 2 | 0 | 0 | 0
2037-02-13 23:00 | 2037 | 2 | 0 | 0 | 0
2037-02-14 | 2037 | 2 | 0 | 0 | 0
2037-02-14 01:00 | 2037 | 2 | 0 | 0 | 0
2037-02-14 02:00 | 2037 | 2 | 0 | 0 | 0
2037-02-14 03:00 | 2037 | 2 | 0 | 0 | 0
2037-02-14 04:00 | 2037 | 2 | 0 | 0 | 0
2037-02-14 05:00 | 2037 | 2 | 0 | 0 | 0
2037-02-14 06:00 | 2037 | 2 | 0 | 0 | 0
2037-02-14 07:00 | 2037 | 2 | 0 | 0 | 0
2037-02-14 08:00 | 2037 | 2 | 0 | 0 | 0
2037-02-14 09:00 | 2037 | 2 | 0 | 0 | 0
2037-02-14 10:00 | 2037 | 2 | 0 | 0 | 0
2037-02-14 11:00 | 2037 | 2 | 0 | 0 | 0
2037-02-14 12:00 | 2037 | 2 | 0 | 0 | 0
2037-02-14 13:00 | 2037 | 2 | 0 | 0 | 0
2037-02-14 14:00 | 2037 | 2 | 0 | 0 | 0
2037-02-14 15:00 | 2037 | 2 | 0 | 0 | 0
2037-02-14 16:00 | 2037 | 2 | 0 | 0 | 0
2037-02-14 17:00 | 2037 | 2 | 0 | 0 | 0
2037-02-14 18:00 | 2037 | 2 | 0 | 0 | 0
2037-02-14 19:00 | 2037 | 2 | 0 | 0 | 0
2037-02-14 20:00 | 2037 | 2 | 0 | 0 | 0
2037-02-14 21:00 | 2037 | 2 | 0 | 0 | 0
2037-02-14 22:00 | 2037 | 2 | 0 | 0 | 0
2037-02-14 23:00 | 2037 | 2 | 0 | 0 | 0
2037-02-15 | 2037 | 2 | 0 | 0 | 0
2037-02-15 01:00 | 2037 | 2 | 0 | 0 | 0
2037-02-15 02:00 | 2037 | 2 | 0 | 0 | 0
2037-02-15 03:00 | 2037 | 2 | 0 | 0 | 0
2037-02-15 04:00 | 2037 | 2 | 0 | 0 | 0
2037-02-15 05:00 | 2037 | 2 | 0 | 0 | 0
2037-02-15 06:00 | 2037 | 2 | 0 | 0 | 0
2037-02-15 07:00 | 2037 | 2 | 0 | 0 | 0
2037-02-15 08:00 | 2037 | 2 | 0 | 0 | 0
2037-02-15 09:00 | 2037 | 2 | 0 | 0 | 0
2037-02-15 10:00 | 2037 | 2 | 0 | 0 | 0
2037-02-15 11:00 | 2037 | 2 | 0 | 0 | 0
2037-02-15 12:00 | 2037 | 2 | 0 | 0 | 0
2037-02-15 13:00 | 2037 | 2 | 0 | 0 | 0
2037-02-15 14:00 | 2037 | 2 | 0 | 0 | 0
2037-02-15 15:00 | 2037 | 2 | 0 | 0 | 0
2037-02-15 16:00 | 2037 | 2 | 0 | 0 | 0
2037-02-15 17:00 | 2037 | 2 | 0 | 0 | 0
2037-02-15 18:00 | 2037 | 2 | 0 | 0 | 0
2037-02-15 19:00 | 2037 | 2 | 0 | 0 | 0
2037-02-15 20:00 | 2037 | 2 | 0 | 0 | 0
2037-02-15 21:00 | 2037 | 2 | 0 | 0 | 0
2037-02-15 22:00 | 2037 | 2 | 0 | 0 | 0
2037-02-15 23:00 | 2037 | 2 | 0 | 0 | 0
2037-02-16 | 2037 | 2 | 0 | 0 | 0
2037-02-16 01:00 | 2037 | 2 | 0 | 0 | 0
2037-02-16 02:00 | 2037 | 2 | 0 | 0 | 0
2037-02-16 03:00 | 2037 | 2 | 0 | 0 | 0
2037-02-16 04:00 | 2037 | 2 | 0 | 0 | 0
2037-02-16 05:00 | 2037 | 2 | 0 | 0 | 0
2037-02-16 06:00 | 2037 | 2 | 0 | 0 | 0
2037-02-16 07:00 | 2037 | 2 | 0 | 0 | 0
2037-02-16 08:00 | 2037 | 2 | 0 | 0 | 0
2037-02-16 09:00 | 2037 | 2 | 0 | 0 | 0
2037-02-16 10:00 | 2037 | 2 | 0 | 0 | 0
2037-02-16 11:00 | 2037 | 2 | 0 | 0 | 0
2037-02-16 12:00 | 2037 | 2 | 0 | 0 | 0
2037-02-16 13:00 | 2037 | 2 | 0 | 0 | 0
2037-02-16 14:00 | 2037 | 2 | 0 | 0 | 0
2037-02-16 15:00 | 2037 | 2 | 0 | 0 | 0
2037-02-16 16:00 | 2037 | 2 | 0 | 0 | 0
2037-02-16 17:00 | 2037 | 2 | 0 | 0 | 0
2037-02-16 18:00 | 2037 | 2 | 0 | 0 | 0
2037-02-16 19:00 | 2037 | 2 | 0 | 0 | 0
2037-02-16 20:00 | 2037 | 2 | 0 | 0 | 0
2037-02-16 21:00 | 2037 | 2 | 0 | 0 | 0
2037-02-16 22:00 | 2037 | 2 | 0 | 0 | 0
2037-02-16 23:00 | 2037 | 2 | 0 | 0 | 0
2037-02-17 | 2037 | 2 | 0 | 0 | 0
2037-02-17 01:00 | 2037 | 2 | 0 | 0 | 0
2037-02-17 02:00 | 2037 | 2 | 0 | 0 | 0
2037-02-17 03:00 | 2037 | 2 | 0 | 0 | 0
2037-02-17 04:00 | 2037 | 2 | 0 | 0 | 0
2037-02-17 05:00 | 2037 | 2 | 0 | 0 | 0
2037-02-17 06:00 | 2037 | 2 | 0 | 0 | 0
2037-02-17 07:00 | 2037 | 2 | 0 | 0 | 0
2037-02-17 08:00 | 2037 | 2 | 0 | 0 | 0
2037-02-17 09:00 | 2037 | 2 | 0 | 0 | 0
2037-02-17 10:00 | 2037 | 2 | 0 | 0 | 0
2037-02-17 11:00 | 2037 | 2 | 0 | 0 | 0
2037-02-17 12:00 | 2037 | 2 | 0 | 0 | 0
2037-02-17 13:00 | 2037 | 2 | 0 | 0 | 0
2037-02-17 14:00 | 2037 | 2 | 0 | 0 | 0
2037-02-17 15:00 | 2037 | 2 | 0 | 0 | 0
2037-02-17 16:00 | 2037 | 2 | 0 | 0 | 0
2037-02-17 17:00 | 2037 | 2 | 0 | 0 | 0
2037-02-17 18:00 | 2037 | 2 | 0 | 0 | 0
2037-02-17 19:00 | 2037 | 2 | 0 | 0 | 0
2037-02-17 20:00 | 2037 | 2 | 0 | 0 | 0
2037-02-17 21:00 | 2037 | 2 | 0 | 0 | 0
2037-02-17 22:00 | 2037 | 2 | 0 | 0 | 0
2037-02-17 23:00 | 2037 | 2 | 0 | 0 | 0
2037-02-18 | 2037 | 2 | 0 | 0 | 0
2037-02-18 01:00 | 2037 | 2 | 0 | 0 | 0
2037-02-18 02:00 | 2037 | 2 | 0 | 0 | 0
2037-02-18 03:00 | 2037 | 2 | 0 | 0 | 0
2037-02-18 04:00 | 2037 | 2 | 0 | 0 | 0
2037-02-18 05:00 | 2037 | 2 | 0 | 0 | 0
2037-02-18 06:00 | 2037 | 2 | 0 | 0 | 0
2037-02-18 07:00 | 2037 | 2 | 0 | 0 | 0
2037-02-18 08:00 | 2037 | 2 | 0 | 0 | 0
2037-02-18 09:00 | 2037 | 2 | 0 | 0 | 0
2037-02-18 10:00 | 2037 | 2 | 0 | 0 | 0
2037-02-18 11:00 | 2037 | 2 | 0 | 0 | 0
2037-02-18 12:00 | 2037 | 2 | 0 | 0 | 0
2037-02-18 13:00 | 2037 | 2 | 0 | 0 | 0
2037-02-18 14:00 | 2037 | 2 | 0 | 0 | 0
2037-02-18 15:00 | 2037 | 2 | 0 | 0 | 0
2037-02-18 16:00 | 2037 | 2 | 0 | 0 | 0
2037-02-18 17:00 | 2037 | 2 | 0 | 0 | 0
2037-02-18 18:00 | 2037 | 2 | 0 | 0 | 0
2037-02-18 19:00 | 2037 | 2 | 0 | 0 | 0
2037-02-18 20:00 | 2037 | 2 | 0 | 0 | 0
2037-02-18 21:00 | 2037 | 2 | 0 | 0 | 0
2037-02-18 22:00 | 2037 | 2 | 0 | 0 | 0
2037-02-18 23:00 | 2037 | 2 | 0 | 0 | 0
2037-02-19 | 2037 | 2 | 0 | 0 | 0
2037-02-19 01:00 | 2037 | 2 | 0 | 0 | 0
2037-02-19 02:00 | 2037 | 2 | 0 | 0 | 0
2037-02-19 03:00 | 2037 | 2 | 0 | 0 | 0
2037-02-19 04:00 | 2037 | 2 | 0 | 0 | 0
2037-02-19 05:00 | 2037 | 2 | 0 | 0 | 0
2037-02-19 06:00 | 2037 | 2 | 0 | 0 | 0
2037-02-19 07:00 | 2037 | 2 | 0 | 0 | 0
2037-02-19 08:00 | 2037 | 2 | 0 | 0 | 0
2037-02-19 09:00 | 2037 | 2 | 0 | 0 | 0
2037-02-19 10:00 | 2037 | 2 | 0 | 0 | 0
2037-02-19 11:00 | 2037 | 2 | 0 | 0 | 0
2037-02-19 12:00 | 2037 | 2 | 0 | 0 | 0
2037-02-19 13:00 | 2037 | 2 | 0 | 0 | 0
2037-02-19 14:00 | 2037 | 2 | 0 | 0 | 0
2037-02-19 15:00 | 2037 | 2 | 0 | 0 | 0
2037-02-19 16:00 | 2037 | 2 | 0 | 0 | 0
2037-02-19 17:00 | 2037 | 2 | 0 | 0 | 0
2037-02-19 18:00 | 2037 | 2 | 0 | 0 | 0
2037-02-19 19:00 | 2037 | 2 | 0 | 0 | 0
2037-02-19 20:00 | 2037 | 2 | 0 | 0 | 0
2037-02-19 21:00 | 2037 | 2 | 0 | 0 | 0
2037-02-19 22:00 | 2037 | 2 | 0 | 0 | 0
2037-02-19 23:00 | 2037 | 2 | 0 | 0 | 0
2037-02-20 | 2037 | 2 | 0 | 0 | 0
2037-02-20 01:00 | 2037 | 2 | 0 | 0 | 0
2037-02-20 02:00 | 2037 | 2 | 0 | 0 | 0
2037-02-20 03:00 | 2037 | 2 | 0 | 0 | 0
2037-02-20 04:00 | 2037 | 2 | 0 | 0 | 0
2037-02-20 05:00 | 2037 | 2 | 0 | 0 | 0
2037-02-20 06:00 | 2037 | 2 | 0 | 0 | 0
2037-02-20 07:00 | 2037 | 2 | 0 | 0 | 0
2037-02-20 08:00 | 2037 | 2 | 0 | 0 | 0
2037-02-20 09:00 | 2037 | 2 | 0 | 0 | 0
2037-02-20 10:00 | 2037 | 2 | 0 | 0 | 0
2037-02-20 11:00 | 2037 | 2 | 0 | 0 | 0
2037-02-20 12:00 | 2037 | 2 | 0 | 0 | 0
2037-02-20 13:00 | 2037 | 2 | 0 | 0 | 0
2037-02-20 14:00 | 2037 | 2 | 0 | 0 | 0
2037-02-20 15:00 | 2037 | 2 | 0 | 0 | 0
2037-02-20 16:00 | 2037 | 2 | 0 | 0 | 0
2037-02-20 17:00 | 2037 | 2 | 0 | 0 | 0
2037-02-20 18:00 | 2037 | 2 | 0 | 0 | 0
2037-02-20 19:00 | 2037 | 2 | 0 | 0 | 0
2037-02-20 20:00 | 2037 | 2 | 0 | 0 | 0
2037-02-20 21:00 | 2037 | 2 | 0 | 0 | 0
2037-02-20 22:00 | 2037 | 2 | 0 | 0 | 0
2037-02-20 23:00 | 2037 | 2 | 0 | 0 | 0
2037-02-21 | 2037 | 2 | 0 | 0 | 0
2037-02-21 01:00 | 2037 | 2 | 0 | 0 | 0
2037-02-21 02:00 | 2037 | 2 | 0 | 0 | 0
2037-02-21 03:00 | 2037 | 2 | 0 | 0 | 0
2037-02-21 04:00 | 2037 | 2 | 0 | 0 | 0
2037-02-21 05:00 | 2037 | 2 | 0 | 0 | 0
2037-02-21 06:00 | 2037 | 2 | 0 | 0 | 0
2037-02-21 07:00 | 2037 | 2 | 0 | 0 | 0
2037-02-21 08:00 | 2037 | 2 | 0 | 0 | 0
2037-02-21 09:00 | 2037 | 2 | 0 | 0 | 0
2037-02-21 10:00 | 2037 | 2 | 0 | 0 | 0
2037-02-21 11:00 | 2037 | 2 | 0 | 0 | 0
2037-02-21 12:00 | 2037 | 2 | 0 | 0 | 0
2037-02-21 13:00 | 2037 | 2 | 0 | 0 | 0
2037-02-21 14:00 | 2037 | 2 | 0 | 0 | 0
2037-02-21 15:00 | 2037 | 2 | 0 | 0 | 0
2037-02-21 16:00 | 2037 | 2 | 0 | 0 | 0
2037-02-21 17:00 | 2037 | 2 | 0 | 0 | 0
2037-02-21 18:00 | 2037 | 2 | 0 | 0 | 0
2037-02-21 19:00 | 2037 | 2 | 0 | 0 | 0
2037-02-21 20:00 | 2037 | 2 | 0 | 0 | 0
2037-02-21 21:00 | 2037 | 2 | 0 | 0 | 0
2037-02-21 22:00 | 2037 | 2 | 0 | 0 | 0
2037-02-21 23:00 | 2037 | 2 | 0 | 0 | 0
2037-02-22 | 2037 | 2 | 0 | 0 | 0
2037-02-22 01:00 | 2037 | 2 | 0 | 0 | 0
2037-02-22 02:00 | 2037 | 2 | 0 | 0 | 0
2037-02-22 03:00 | 2037 | 2 | 0 | 0 | 0
2037-02-22 04:00 | 2037 | 2 | 0 | 0 | 0
2037-02-22 05:00 | 2037 | 2 | 0 | 0 | 0
2037-02-22 06:00 | 2037 | 2 | 0 | 0 | 0
2037-02-22 07:00 | 2037 | 2 | 0 | 0 | 0
2037-02-22 08:00 | 2037 | 2 | 0 | 0 | 0
2037-02-22 09:00 | 2037 | 2 | 0 | 0 | 0
2037-02-22 10:00 | 2037 | 2 | 0 | 0 | 0
2037-02-22 11:00 | 2037 | 2 | 0 | 0 | 0
2037-02-22 12:00 | 2037 | 2 | 0 | 0 | 0
2037-02-22 13:00 | 2037 | 2 | 0 | 0 | 0
2037-02-22 14:00 | 2037 | 2 | 0 | 0 | 0
2037-02-22 15:00 | 2037 | 2 | 0 | 0 | 0
2037-02-22 16:00 | 2037 | 2 | 0 | 0 | 0
2037-02-22 17:00 | 2037 | 2 | 0 | 0 | 0
2037-02-22 18:00 | 2037 | 2 | 0 | 0 | 0
2037-02-22 19:00 | 2037 | 2 | 0 | 0 | 0
2037-02-22 20:00 | 2037 | 2 | 0 | 0 | 0
2037-02-22 21:00 | 2037 | 2 | 0 | 0 | 0
2037-02-22 22:00 | 2037 | 2 | 0 | 0 | 0
2037-02-22 23:00 | 2037 | 2 | 0 | 0 | 0
2037-02-23 | 2037 | 2 | 0 | 0 | 0
2037-02-23 01:00 | 2037 | 2 | 0 | 0 | 0
2037-02-23 02:00 | 2037 | 2 | 0 | 0 | 0
2037-02-23 03:00 | 2037 | 2 | 0 | 0 | 0
2037-02-23 04:00 | 2037 | 2 | 0 | 0 | 0
2037-02-23 05:00 | 2037 | 2 | 0 | 0 | 0
2037-02-23 06:00 | 2037 | 2 | 0 | 0 | 0
2037-02-23 07:00 | 2037 | 2 | 0 | 0 | 0
2037-02-23 08:00 | 2037 | 2 | 0 | 0 | 0
2037-02-23 09:00 | 2037 | 2 | 0 | 0 | 0
2037-02-23 10:00 | 2037 | 2 | 0 | 0 | 0
2037-02-23 11:00 | 2037 | 2 | 0 | 0 | 0
2037-02-23 12:00 | 2037 | 2 | 0 | 0 | 0
2037-02-23 13:00 | 2037 | 2 | 0 | 0 | 0
2037-02-23 14:00 | 2037 | 2 | 0 | 0 | 0
2037-02-23 15:00 | 2037 | 2 | 0 | 0 | 0
2037-02-23 16:00 | 2037 | 2 | 0 | 0 | 0
2037-02-23 17:00 | 2037 | 2 | 0 | 0 | 0
2037-02-23 18:00 | 2037 | 2 | 0 | 0 | 0
2037-02-23 19:00 | 2037 | 2 | 0 | 0 | 0
2037-02-23 20:00 | 2037 | 2 | 0 | 0 | 0
2037-02-23 21:00 | 2037 | 2 | 0 | 0 | 0
2037-02-23 22:00 | 2037 | 2 | 0 | 0 | 0
2037-02-23 23:00 | 2037 | 2 | 0 | 0 | 0
2037-02-24 | 2037 | 2 | 0 | 0 | 0
2037-02-24 01:00 | 2037 | 2 | 0 | 0 | 0
2037-02-24 02:00 | 2037 | 2 | 0 | 0 | 0
2037-02-24 03:00 | 2037 | 2 | 0 | 0 | 0
2037-02-24 04:00 | 2037 | 2 | 0 | 0 | 0
2037-02-24 05:00 | 2037 | 2 | 0 | 0 | 0
2037-02-24 06:00 | 2037 | 2 | 0 | 0 | 0
2037-02-24 07:00 | 2037 | 2 | 0 | 0 | 0
2037-02-24 08:00 | 2037 | 2 | 0 | 0 | 0
2037-02-24 09:00 | 2037 | 2 | 0 | 0 | 0
2037-02-24 10:00 | 2037 | 2 | 0 | 0 | 0
2037-02-24 11:00 | 2037 | 2 | 0 | 0 | 0
2037-02-24 12:00 | 2037 | 2 | 0 | 0 | 0
2037-02-24 13:00 | 2037 | 2 | 0 | 0 | 0
2037-02-24 14:00 | 2037 | 2 | 0 | 0 | 0
2037-02-24 15:00 | 2037 | 2 | 0 | 0 | 0
2037-02-24 16:00 | 2037 | 2 | 0 | 0 | 0
2037-02-24 17:00 | 2037 | 2 | 0 | 0 | 0
2037-02-24 18:00 | 2037 | 2 | 0 | 0 | 0
2037-02-24 19:00 | 2037 | 2 | 0 | 0 | 0
2037-02-24 20:00 | 2037 | 2 | 0 | 0 | 0
2037-02-24 21:00 | 2037 | 2 | 0 | 0 | 0
2037-02-24 22:00 | 2037 | 2 | 0 | 0 | 0
2037-02-24 23:00 | 2037 | 2 | 0 | 0 | 0
2037-02-25 | 2037 | 2 | 0 | 0 | 0
2037-02-25 01:00 | 2037 | 2 | 0 | 0 | 0
2037-02-25 02:00 | 2037 | 2 | 0 | 0 | 0
2037-02-25 03:00 | 2037 | 2 | 0 | 0 | 0
2037-02-25 04:00 | 2037 | 2 | 0 | 0 | 0
2037-02-25 05:00 | 2037 | 2 | 0 | 0 | 0
2037-02-25 06:00 | 2037 | 2 | 0 | 0 | 0
2037-02-25 07:00 | 2037 | 2 | 0 | 0 | 0
2037-02-25 08:00 | 2037 | 2 | 0 | 0 | 0
2037-02-25 09:00 | 2037 | 2 | 0 | 0 | 0
2037-02-25 10:00 | 2037 | 2 | 0 | 0 | 0
2037-02-25 11:00 | 2037 | 2 | 0 | 0 | 0
2037-02-25 12:00 | 2037 | 2 | 0 | 0 | 0
2037-02-25 13:00 | 2037 | 2 | 0 | 0 | 0
2037-02-25 14:00 | 2037 | 2 | 0 | 0 | 0
2037-02-25 15:00 | 2037 | 2 | 0 | 0 | 0
2037-02-25 16:00 | 2037 | 2 | 0 | 0 | 0
2037-02-25 17:00 | 2037 | 2 | 0 | 0 | 0
2037-02-25 18:00 | 2037 | 2 | 0 | 0 | 0
2037-02-25 19:00 | 2037 | 2 | 0 | 0 | 0
2037-02-25 20:00 | 2037 | 2 | 0 | 0 | 0
2037-02-25 21:00 | 2037 | 2 | 0 | 0 | 0
2037-02-25 22:00 | 2037 | 2 | 0 | 0 | 0
2037-02-25 23:00 | 2037 | 2 | 0 | 0 | 0
2037-02-26 | 2037 | 2 | 0 | 0 | 0
2037-02-26 01:00 | 2037 | 2 | 0 | 0 | 0
2037-02-26 02:00 | 2037 | 2 | 0 | 0 | 0
2037-02-26 03:00 | 2037 | 2 | 0 | 0 | 0
2037-02-26 04:00 | 2037 | 2 | 0 | 0 | 0
2037-02-26 05:00 | 2037 | 2 | 0 | 0 | 0
2037-02-26 06:00 | 2037 | 2 | 0 | 0 | 0
2037-02-26 07:00 | 2037 | 2 | 0 | 0 | 0
2037-02-26 08:00 | 2037 | 2 | 0 | 0 | 0
2037-02-26 09:00 | 2037 | 2 | 0 | 0 | 0
2037-02-26 10:00 | 2037 | 2 | 0 | 0 | 0
2037-02-26 11:00 | 2037 | 2 | 0 | 0 | 0
2037-02-26 12:00 | 2037 | 2 | 0 | 0 | 0
2037-02-26 13:00 | 2037 | 2 | 0 | 0 | 0
2037-02-26 14:00 | 2037 | 2 | 0 | 0 | 0
2037-02-26 15:00 | 2037 | 2 | 0 | 0 | 0
2037-02-26 16:00 | 2037 | 2 | 0 | 0 | 0
2037-02-26 17:00 | 2037 | 2 | 0 | 0 | 0
2037-02-26 18:00 | 2037 | 2 | 0 | 0 | 0
2037-02-26 19:00 | 2037 | 2 | 0 | 0 | 0
2037-02-26 20:00 | 2037 | 2 | 0 | 0 | 0
2037-02-26 21:00 | 2037 | 2 | 0 | 0 | 0
2037-02-26 22:00 | 2037 | 2 | 0 | 0 | 0
2037-02-26 23:00 | 2037 | 2 | 0 | 0 | 0
2037-02-27 | 2037 | 2 | 0 | 0 | 0
2037-02-27 01:00 | 2037 | 2 | 0 | 0 | 0
2037-02-27 02:00 | 2037 | 2 | 0 | 0 | 0
2037-02-27 03:00 | 2037 | 2 | 0 | 0 | 0
2037-02-27 04:00 | 2037 | 2 | 0 | 0 | 0
2037-02-27 05:00 | 2037 | 2 | 0 | 0 | 0
2037-02-27 06:00 | 2037 | 2 | 0 | 0 | 0
2037-02-27 07:00 | 2037 | 2 | 0 | 0 | 0
2037-02-27 08:00 | 2037 | 2 | 0 | 0 | 0
2037-02-27 09:00 | 2037 | 2 | 0 | 0 | 0
2037-02-27 10:00 | 2037 | 2 | 0 | 0 | 0
2037-02-27 11:00 | 2037 | 2 | 0 | 0 | 0
2037-02-27 12:00 | 2037 | 2 | 0 | 0 | 0
2037-02-27 13:00 | 2037 | 2 | 0 | 0 | 0
2037-02-27 14:00 | 2037 | 2 | 0 | 0 | 0
2037-02-27 15:00 | 2037 | 2 | 0 | 0 | 0
2037-02-27 16:00 | 2037 | 2 | 0 | 0 | 0
2037-02-27 17:00 | 2037 | 2 | 0 | 0 | 0
2037-02-27 18:00 | 2037 | 2 | 0 | 0 | 0
2037-02-27 19:00 | 2037 | 2 | 0 | 0 | 0
2037-02-27 20:00 | 2037 | 2 | 0 | 0 | 0
2037-02-27 21:00 | 2037 | 2 | 0 | 0 | 0
2037-02-27 22:00 | 2037 | 2 | 0 | 0 | 0
2037-02-27 23:00 | 2037 | 2 | 0 | 0 | 0
2037-02-28 | 2037 | 2 | 0 | 0 | 0
2037-02-28 01:00 | 2037 | 2 | 0 | 0 | 0
2037-02-28 02:00 | 2037 | 2 | 0 | 0 | 0
2037-02-28 03:00 | 2037 | 2 | 0 | 0 | 0
2037-02-28 04:00 | 2037 | 2 | 0 | 0 | 0
2037-02-28 05:00 | 2037 | 2 | 0 | 0 | 0
2037-02-28 06:00 | 2037 | 2 | 0 | 0 | 0
2037-02-28 07:00 | 2037 | 2 | 0 | 0 | 0
2037-02-28 08:00 | 2037 | 2 | 0 | 0 | 0
2037-02-28 09:00 | 2037 | 2 | 0 | 0 | 0
2037-02-28 10:00 | 2037 | 2 | 0 | 0 | 0
2037-02-28 11:00 | 2037 | 2 | 0 | 0 | 0
2037-02-28 12:00 | 2037 | 2 | 0 | 0 | 0
2037-02-28 13:00 | 2037 | 2 | 0 | 0 | 0
2037-02-28 14:00 | 2037 | 2 | 0 | 0 | 0
2037-02-28 15:00 | 2037 | 2 | 0 | 0 | 0
2037-02-28 16:00 | 2037 | 2 | 0 | 0 | 0
2037-02-28 17:00 | 2037 | 2 | 0 | 0 | 0
2037-02-28 18:00 | 2037 | 2 | 0 | 0 | 0
2037-02-28 19:00 | 2037 | 2 | 0 | 0 | 0
2037-02-28 20:00 | 2037 | 2 | 0 | 0 | 0
2037-02-28 21:00 | 2037 | 2 | 0 | 0 | 0
2037-02-28 22:00 | 2037 | 2 | 0 | 0 | 0
2037-02-28 23:00 | 2037 | 2 | 0 | 0 | 0
2037-03-01 | 2037 | 3 | 0 | 0 | 0
2037-03-01 01:00 | 2037 | 3 | 0 | 0 | 0
2037-03-01 02:00 | 2037 | 3 | 0 | 0 | 0
2037-03-01 03:00 | 2037 | 3 | 0 | 0 | 0
2037-03-01 04:00 | 2037 | 3 | 0 | 0 | 0
2037-03-01 05:00 | 2037 | 3 | 0 | 0 | 0
2037-03-01 06:00 | 2037 | 3 | 0 | 0 | 0
2037-03-01 07:00 | 2037 | 3 | 0 | 0 | 0
2037-03-01 08:00 | 2037 | 3 | 0.12266 | 0 | 0
2037-03-01 09:00 | 2037 | 3 | 0.087691 | 0 | 0
2037-03-01 10:00 | 2037 | 3 | 0 | 0 | 0
2037-03-01 11:00 | 2037 | 3 | 0 | 0 | 0
2037-03-01 12:00 | 2037 | 3 | 0 | 0 | 0
2037-03-01 13:00 | 2037 | 3 | 0 | 0 | 0
2037-03-01 14:00 | 2037 | 3 | 0 | 0 | 0
2037-03-01 15:00 | 2037 | 3 | 0 | 0 | 0
2037-03-01 16:00 | 2037 | 3 | 0 | 0 | 0
2037-03-01 17:00 | 2037 | 3 | 0 | 0 | 0
2037-03-01 18:00 | 2037 | 3 | 0 | 0 | 0
2037-03-01 19:00 | 2037 | 3 | 0 | 0 | 0
2037-03-01 20:00 | 2037 | 3 | 0 | 0 | 0
2037-03-01 21:00 | 2037 | 3 | 0 | 0 | 0
2037-03-01 22:00 | 2037 | 3 | 0 | 0 | 0
2037-03-01 23:00 | 2037 | 3 | 0 | 0 | 0
2037-03-02 | 2037 | 3 | 0 | 0 | 0
2037-03-02 01:00 | 2037 | 3 | 0 | 0 | 0
2037-03-02 02:00 | 2037 | 3 | 0 | 0 | 0
2037-03-02 03:00 | 2037 | 3 | 0 | 0 | 0
2037-03-02 04:00 | 2037 | 3 | 0 | 0 | 0
2037-03-02 05:00 | 2037 | 3 | 0 | 0 | 0
2037-03-02 06:00 | 2037 | 3 | 0 | 0 | 0
2037-03-02 07:00 | 2037 | 3 | 0 | 0 | 0
2037-03-02 08:00 | 2037 | 3 | 0 | 0 | 0
2037-03-02 09:00 | 2037 | 3 | 0 | 0 | 0
2037-03-02 10:00 | 2037 | 3 | 0 | 0 | 0
2037-03-02 11:00 | 2037 | 3 | 0 | 0 | 0
2037-03-02 12:00 | 2037 | 3 | 0 | 0 | 0
2037-03-02 13:00 | 2037 | 3 | 0 | 0 | 0
2037-03-02 14:00 | 2037 | 3 | 0 | 0 | 0
2037-03-02 15:00 | 2037 | 3 | 0 | 0 | 0
2037-03-02 16:00 | 2037 | 3 | 0 | 0 | 0
2037-03-02 17:00 | 2037 | 3 | 0 | 0 | 0
2037-03-02 18:00 | 2037 | 3 | 0 | 0 | 0
2037-03-02 19:00 | 2037 | 3 | 0 | 0 | 0
2037-03-02 20:00 | 2037 | 3 | 0 | 0 | 0
2037-03-02 21:00 | 2037 | 3 | 0 | 0 | 0
2037-03-02 22:00 | 2037 | 3 | 0 | 0 | 0
2037-03-02 23:00 | 2037 | 3 | 0 | 0 | 0
2037-03-03 | 2037 | 3 | 0 | 0 | 0
2037-03-03 01:00 | 2037 | 3 | 0 | 0 | 0
2037-03-03 02:00 | 2037 | 3 | 0 | 0 | 0
2037-03-03 03:00 | 2037 | 3 | 0 | 0 | 0
2037-03-03 04:00 | 2037 | 3 | 0 | 0 | 0
2037-03-03 05:00 | 2037 | 3 | 0 | 0 | 0
2037-03-03 06:00 | 2037 | 3 | 0 | 0 | 0
2037-03-03 07:00 | 2037 | 3 | 0 | 0 | 0
2037-03-03 08:00 | 2037 | 3 | 0 | 0.22761 | 0
2037-03-03 09:00 | 2037 | 3 | 0 | 0.31419 | 0
2037-03-03 10:00 | 2037 | 3 | 0 | 0 | 0
2037-03-03 11:00 | 2037 | 3 | 0 | 0 | 0
2037-03-03 12:00 | 2037 | 3 | 0 | 0 | 0
2037-03-03 13:00 | 2037 | 3 | 0 | 0 | 0
2037-03-03 14:00 | 2037 | 3 | 0 | 0 | 0
2037-03-03 15:00 | 2037 | 3 | 0 | 0 | 0
2037-03-03 16:00 | 2037 | 3 | 0 | 0 | 0
2037-03-03 17:00 | 2037 | 3 | 0 | 0 | 0
2037-03-03 18:00 | 2037 | 3 | 0 | 0 | 0
2037-03-03 19:00 | 2037 | 3 | 0 | 0 | 0
2037-03-03 20:00 | 2037 | 3 | 0 | 0 | 0
2037-03-03 21:00 | 2037 | 3 | 0 | 0 | 0
2037-03-03 22:00 | 2037 | 3 | 0 | 0 | 0
2037-03-03 23:00 | 2037 | 3 | 0 | 0 | 0
2037-03-04 | 2037 | 3 | 0 | 0 | 0
2037-03-04 01:00 | 2037 | 3 | 0 | 0 | 0
2037-03-04 02:00 | 2037 | 3 | 0 | 0 | 0
2037-03-04 03:00 | 2037 | 3 | 0 | 0 | 0
2037-03-04 04:00 | 2037 | 3 | 0 | 0 | 0
2037-03-04 05:00 | 2037 | 3 | 0 | 0 | 0
2037-03-04 06:00 | 2037 | 3 | 0 | 0 | 0
2037-03-04 07:00 | 2037 | 3 | 0 | 0 | 0
2037-03-04 08:00 | 2037 | 3 | 0 | 0.00099461 | 0
2037-03-04 09:00 | 2037 | 3 | 0 | 0.068271 | 0
2037-03-04 10:00 | 2037 | 3 | 0 | 0 | 0
2037-03-04 11:00 | 2037 | 3 | 0 | 0 | 0
2037-03-04 12:00 | 2037 | 3 | 0 | 0 | 0
2037-03-04 13:00 | 2037 | 3 | 0 | 0 | 0
2037-03-04 14:00 | 2037 | 3 | 0 | 0 | 0
2037-03-04 15:00 | 2037 | 3 | 0 | 0 | 0
2037-03-04 16:00 | 2037 | 3 | 0 | 0 | 0
2037-03-04 17:00 | 2037 | 3 | 0 | 0 | 0
2037-03-04 18:00 | 2037 | 3 | 0 | 0 | 0
2037-03-04 19:00 | 2037 | 3 | 0 | 0 | 0
2037-03-04 20:00 | 2037 | 3 | 0 | 0 | 0
2037-03-04 21:00 | 2037 | 3 | 0 | 0 | 0
2037-03-04 22:00 | 2037 | 3 | 0 | 0 | 0
2037-03-04 23:00 | 2037 | 3 | 0 | 0 | 0
2037-03-05 | 2037 | 3 | 0 | 0 | 0
2037-03-05 01:00 | 2037 | 3 | 0 | 0 | 0
2037-03-05 02:00 | 2037 | 3 | 0 | 0 | 0
2037-03-05 03:00 | 2037 | 3 | 0 | 0 | 0
2037-03-05 04:00 | 2037 | 3 | 0 | 0 | 0
2037-03-05 05:00 | 2037 | 3 | 0 | 0 | 0
2037-03-05 06:00 | 2037 | 3 | 0 | 0 | 0
2037-03-05 07:00 | 2037 | 3 | 0 | 0 | 0
2037-03-05 08:00 | 2037 | 3 | 0 | 0 | 0
2037-03-05 09:00 | 2037 | 3 | 0 | 0 | 0
2037-03-05 10:00 | 2037 | 3 | 0 | 0 | 0
2037-03-05 11:00 | 2037 | 3 | 0 | 0 | 0
2037-03-05 12:00 | 2037 | 3 | 0 | 0 | 0
2037-03-05 13:00 | 2037 | 3 | 0 | 0 | 0
2037-03-05 14:00 | 2037 | 3 | 0 | 0 | 0
2037-03-05 15:00 | 2037 | 3 | 0 | 0 | 0
2037-03-05 16:00 | 2037 | 3 | 0 | 0 | 0
2037-03-05 17:00 | 2037 | 3 | 0 | 0 | 0
2037-03-05 18:00 | 2037 | 3 | 0 | 0 | 0
2037-03-05 19:00 | 2037 | 3 | 0 | 0 | 0
2037-03-05 20:00 | 2037 | 3 | 0 | 0 | 0
2037-03-05 21:00 | 2037 | 3 | 0 | 0 | 0
2037-03-05 22:00 | 2037 | 3 | 0 | 0 | 0
2037-03-05 23:00 | 2037 | 3 | 0 | 0 | 0
2037-03-06 | 2037 | 3 | 0 | 0 | 0
2037-03-06 01:00 | 2037 | 3 | 0 | 0 | 0
2037-03-06 02:00 | 2037 | 3 | 0 | 0 | 0
2037-03-06 03:00 | 2037 | 3 | 0 | 0 | 0
2037-03-06 04:00 | 2037 | 3 | 0 | 0 | 0
2037-03-06 05:00 | 2037 | 3 | 0 | 0 | 0
2037-03-06 06:00 | 2037 | 3 | 0 | 0 | 0
2037-03-06 07:00 | 2037 | 3 | 0 | 0 | 0
2037-03-06 08:00 | 2037 | 3 | 0 | 0 | 0
2037-03-06 09:00 | 2037 | 3 | 0 | 0 | 0
2037-03-06 10:00 | 2037 | 3 | 0 | 0 | 0
2037-03-06 11:00 | 2037 | 3 | 0 | 0 | 0
2037-03-06 12:00 | 2037 | 3 | 0 | 0 | 0
2037-03-06 13:00 | 2037 | 3 | 0 | 0 | 0
2037-03-06 14:00 | 2037 | 3 | 0 | 0 | 0
2037-03-06 15:00 | 2037 | 3 | 0 | 0 | 0
2037-03-06 16:00 | 2037 | 3 | 0 | 0 | 0
2037-03-06 17:00 | 2037 | 3 | 0 | 0 | 0
2037-03-06 18:00 | 2037 | 3 | 0 | 0 | 0
2037-03-06 19:00 | 2037 | 3 | 0 | 0 | 0
2037-03-06 20:00 | 2037 | 3 | 0 | 0 | 0
2037-03-06 21:00 | 2037 | 3 | 0 | 0 | 0
2037-03-06 22:00 | 2037 | 3 | 0 | 0 | 0
2037-03-06 23:00 | 2037 | 3 | 0 | 0 | 0
2037-03-07 | 2037 | 3 | 0 | 0 | 0
2037-03-07 01:00 | 2037 | 3 | 0 | 0 | 0
2037-03-07 02:00 | 2037 | 3 | 0 | 0 | 0
2037-03-07 03:00 | 2037 | 3 | 0 | 0 | 0
2037-03-07 04:00 | 2037 | 3 | 0 | 0 | 0
2037-03-07 05:00 | 2037 | 3 | 0 | 0 | 0
2037-03-07 06:00 | 2037 | 3 | 0 | 0 | 0
2037-03-07 07:00 | 2037 | 3 | 0 | 0 | 0
2037-03-07 08:00 | 2037 | 3 | 0 | 0 | 0
2037-03-07 09:00 | 2037 | 3 | 0 | 0 | 0
2037-03-07 10:00 | 2037 | 3 | 0 | 0 | 0
2037-03-07 11:00 | 2037 | 3 | 0 | 0 | 0
2037-03-07 12:00 | 2037 | 3 | 0 | 0 | 0
2037-03-07 13:00 | 2037 | 3 | 0 | 0 | 0
2037-03-07 14:00 | 2037 | 3 | 0 | 0 | 0
2037-03-07 15:00 | 2037 | 3 | 0 | 0 | 0
2037-03-07 16:00 | 2037 | 3 | 0 | 0 | 0
2037-03-07 17:00 | 2037 | 3 | 0 | 0 | 0
2037-03-07 18:00 | 2037 | 3 | 0 | 0 | 0
2037-03-07 19:00 | 2037 | 3 | 0 | 0 | 0
2037-03-07 20:00 | 2037 | 3 | 0 | 0 | 0
2037-03-07 21:00 | 2037 | 3 | 0 | 0 | 0
2037-03-07 22:00 | 2037 | 3 | 0 | 0 | 0
2037-03-07 23:00 | 2037 | 3 | 0 | 0 | 0
2037-03-08 | 2037 | 3 | 0 | 0 | 0
2037-03-08 01:00 | 2037 | 3 | 0 | 0 | 0
2037-03-08 02:00 | 2037 | 3 | 0 | 0 | 0
2037-03-08 03:00 | 2037 | 3 | 0 | 0 | 0
2037-03-08 04:00 | 2037 | 3 | 0 | 0 | 0
2037-03-08 05:00 | 2037 | 3 | 0 | 0 | 0
2037-03-08 06:00 | 2037 | 3 | 0 | 0 | 0
2037-03-08 07:00 | 2037 | 3 | 0.1218 | 0 | 0
2037-03-08 08:00 | 2037 | 3 | 0.59122 | 0 | 0
2037-03-08 09:00 | 2037 | 3 | 0.264 | 0 | 0
2037-03-08 10:00 | 2037 | 3 | 0.14166 | 0 | 0
2037-03-08 11:00 | 2037 | 3 | 0 | 0 | 0
2037-03-08 12:00 | 2037 | 3 | 0 | 0 | 0
2037-03-08 13:00 | 2037 | 3 | 0 | 0 | 0
2037-03-08 14:00 | 2037 | 3 | 0 | 0 | 0
2037-03-08 15:00 | 2037 | 3 | 0 | 0 | 0
2037-03-08 16:00 | 2037 | 3 | 0 | 0 | 0
2037-03-08 17:00 | 2037 | 3 | 0 | 0 | 0
2037-03-08 18:00 | 2037 | 3 | 0 | 0 | 0
2037-03-08 19:00 | 2037 | 3 | 0 | 0 | 0
2037-03-08 20:00 | 2037 | 3 | 0 | 0 | 0
2037-03-08 21:00 | 2037 | 3 | 0 | 0 | 0
2037-03-08 22:00 | 2037 | 3 | 0 | 0 | 0
2037-03-08 23:00 | 2037 | 3 | 0 | 0 | 0
2037-03-09 | 2037 | 3 | 0 | 0 | 0
2037-03-09 01:00 | 2037 | 3 | 0 | 0 | 0
2037-03-09 02:00 | 2037 | 3 | 0 | 0 | 0
2037-03-09 03:00 | 2037 | 3 | 0 | 0 | 0
2037-03-09 04:00 | 2037 | 3 | 0 | 0 | 0
2037-03-09 05:00 | 2037 | 3 | 0 | 0 | 0
2037-03-09 06:00 | 2037 | 3 | 0 | 0 | 0
2037-03-09 07:00 | 2037 | 3 | 0 | 0 | 0
2037-03-09 08:00 | 2037 | 3 | 0.6 | 0 | 0
2037-03-09 09:00 | 2037 | 3 | 0.50327 | 0 | 0
2037-03-09 10:00 | 2037 | 3 | 0.17472 | 0 | 0
2037-03-09 11:00 | 2037 | 3 | 0 | 0 | 0
2037-03-09 12:00 | 2037 | 3 | 0 | 0 | 0
2037-03-09 13:00 | 2037 | 3 | 0 | 0 | 0
2037-03-09 14:00 | 2037 | 3 | 0 | 0 | 0
2037-03-09 15:00 | 2037 | 3 | 0 | 0 | 0
2037-03-09 16:00 | 2037 | 3 | 0 | 0 | 0
2037-03-09 17:00 | 2037 | 3 | 0 | 0 | 0
2037-03-09 18:00 | 2037 | 3 | 0 | 0 | 0
2037-03-09 19:00 | 2037 | 3 | 0 | 0 | 0
2037-03-09 20:00 | 2037 | 3 | 0 | 0 | 0
2037-03-09 21:00 | 2037 | 3 | 0 | 0 | 0
2037-03-09 22:00 | 2037 | 3 | 0 | 0 | 0
2037-03-09 23:00 | 2037 | 3 | 0 | 0 | 0
2037-03-10 | 2037 | 3 | 0 | 0 | 0
2037-03-10 01:00 | 2037 | 3 | 0 | 0 | 0
2037-03-10 02:00 | 2037 | 3 | 0 | 0 | 0
2037-03-10 03:00 | 2037 | 3 | 0 | 0 | 0
2037-03-10 04:00 | 2037 | 3 | 0 | 0 | 0
2037-03-10 05:00 | 2037 | 3 | 0 | 0 | 0
2037-03-10 06:00 | 2037 | 3 | 0 | 0 | 0
2037-03-10 07:00 | 2037 | 3 | 0 | 0 | 0
2037-03-10 08:00 | 2037 | 3 | 0.22989 | 0 | 0.11676
2037-03-10 09:00 | 2037 | 3 | 0 | 0 | 0
2037-03-10 10:00 | 2037 | 3 | 0 | 0 | 0
2037-03-10 11:00 | 2037 | 3 | 0 | 0 | 0
2037-03-10 12:00 | 2037 | 3 | 0 | 0 | 0
2037-03-10 13:00 | 2037 | 3 | 0 | 0 | 0
2037-03-10 14:00 | 2037 | 3 | 0 | 0 | 0
2037-03-10 15:00 | 2037 | 3 | 0 | 0 | 0
2037-03-10 16:00 | 2037 | 3 | 0 | 0 | 0
2037-03-10 17:00 | 2037 | 3 | 0 | 0 | 0
2037-03-10 18:00 | 2037 | 3 | 0 | 0 | 0
2037-03-10 19:00 | 2037 | 3 | 0 | 0 | 0
2037-03-10 20:00 | 2037 | 3 | 0 | 0 | 0
2037-03-10 21:00 | 2037 | 3 | 0 | 0 | 0
2037-03-10 22:00 | 2037 | 3 | 0 | 0 | 0
2037-03-10 23:00 | 2037 | 3 | 0 | 0 | 0
2037-03-11 | 2037 | 3 | 0 | 0 | 0
2037-03-11 01:00 | 2037 | 3 | 0 | 0 | 0
2037-03-11 02:00 | 2037 | 3 | 0 | 0 | 0
2037-03-11 03:00 | 2037 | 3 | 0 | 0 | 0
2037-03-11 04:00 | 2037 | 3 | 0 | 0 | 0
2037-03-11 05:00 | 2037 | 3 | 0 | 0 | 0
2037-03-11 06:00 | 2037 | 3 | 0 | 0 | 0
2037-03-11 07:00 | 2037 | 3 | 0 | 0 | 0
2037-03-11 08:00 | 2037 | 3 | 0.1526 | 0 | 0.12536
2037-03-11 09:00 | 2037 | 3 | 0.11288 | 0 | 0
2037-03-11 10:00 | 2037 | 3 | 0 | 0 | 0
2037-03-11 11:00 | 2037 | 3 | 0 | 0 | 0
2037-03-11 12:00 | 2037 | 3 | 0 | 0 | 0
2037-03-11 13:00 | 2037 | 3 | 0 | 0 | 0
2037-03-11 14:00 | 2037 | 3 | 0 | 0 | 0
2037-03-11 15:00 | 2037 | 3 | 0 | 0 | 0
2037-03-11 16:00 | 2037 | 3 | 0 | 0 | 0
2037-03-11 17:00 | 2037 | 3 | 0 | 0 | 0
2037-03-11 18:00 | 2037 | 3 | 0 | 0 | 0
2037-03-11 19:00 | 2037 | 3 | 0 | 0 | 0
2037-03-11 20:00 | 2037 | 3 | 0 | 0 | 0
2037-03-11 21:00 | 2037 | 3 | 0 | 0 | 0
2037-03-11 22:00 | 2037 | 3 | 0 | 0 | 0
2037-03-11 23:00 | 2037 | 3 | 0 | 0 | 0
2037-03-12 | 2037 | 3 | 0 | 0 | 0
2037-03-12 01:00 | 2037 | 3 | 0 | 0 | 0
2037-03-12 02:00 | 2037 | 3 | 0 | 0 | 0
2037-03-12 03:00 | 2037 | 3 | 0 | 0 | 0
2037-03-12 04:00 | 2037 | 3 | 0 | 0 | 0
2037-03-12 05:00 | 2037 | 3 | 0 | 0 | 0
2037-03-12 06:00 | 2037 | 3 | 0 | 0 | 0
2037-03-12 07:00 | 2037 | 3 | 0 | 0 | 0.10824
2037-03-12 08:00 | 2037 | 3 | 0 | 0 | 0.6
2037-03-12 09:00 | 2037 | 3 | 0 | 0 | 0.4604
2037-03-12 10:00 | 2037 | 3 | 0 | 0 | 0.16426
2037-03-12 11:00 | 2037 | 3 | 0 | 0 | 0
2037-03-12 12:00 | 2037 | 3 | 0 | 0 | 0
2037-03-12 13:00 | 2037 | 3 | 0 | 0 | 0
2037-03-12 14:00 | 2037 | 3 | 0 | 0 | 0
2037-03-12 15:00 | 2037 | 3 | 0 | 0 | 0
2037-03-12 16:00 | 2037 | 3 | 0 | 0 | 0
2037-03-12 17:00 | 2037 | 3 | 0 | 0 | 0
2037-03-12 18:00 | 2037 | 3 | 0 | 0 | 0
2037-03-12 19:00 | 2037 | 3 | 0 | 0 | 0
2037-03-12 20:00 | 2037 | 3 | 0 | 0 | 0
2037-03-12 21:00 | 2037 | 3 | 0 | 0 | 0
2037-03-12 22:00 | 2037 | 3 | 0 | 0 | 0
2037-03-12 23:00 | 2037 | 3 | 0 | 0 | 0
2037-03-13 | 2037 | 3 | 0 | 0 | 0
2037-03-13 01:00 | 2037 | 3 | 0 | 0 | 0
2037-03-13 02:00 | 2037 | 3 | 0 | 0 | 0
2037-03-13 03:00 | 2037 | 3 | 0 | 0 | 0
2037-03-13 04:00 | 2037 | 3 | 0 | 0 | 0
2037-03-13 05:00 | 2037 | 3 | 0 | 0 | 0
2037-03-13 06:00 | 2037 | 3 | 0 | 0 | 0
2037-03-13 07:00 | 2037 | 3 | 0 | 0 | 0
2037-03-13 08:00 | 2037 | 3 | 0 | 0 | 0.43784
2037-03-13 09:00 | 2037 | 3 | 0 | 0 | 0.25483
2037-03-13 10:00 | 2037 | 3 | 0 | 0 | 0.11129
2037-03-13 11:00 | 2037 | 3 | 0 | 0 | 0.0039837
2037-03-13 12:00 | 2037 | 3 | 0 | 0 | 0
2037-03-13 13:00 | 2037 | 3 | 0 | 0 | 0
2037-03-13 14:00 | 2037 | 3 | 0 | 0 | 0
2037-03-13 15:00 | 2037 | 3 | 0 | 0 | 0
2037-03-13 16:00 | 2037 | 3 | 0 | 0 | 0
2037-03-13 17:00 | 2037 | 3 | 0 | 0 | 0
2037-03-13 18:00 | 2037 | 3 | 0 | 0 | 0
2037-03-13 19:00 | 2037 | 3 | 0 | 0 | 0
2037-03-13 20:00 | 2037 | 3 | 0 | 0 | 0
2037-03-13 21:00 | 2037 | 3 | 0 | 0 | 0
2037-03-13 22:00 | 2037 | 3 | 0 | 0 | 0
2037-03-13 23:00 | 2037 | 3 | 0 | 0 | 0
2037-03-14 | 2037 | 3 | 0 | 0 | 0
2037-03-14 01:00 | 2037 | 3 | 0 | 0 | 0
2037-03-14 02:00 | 2037 | 3 | 0 | 0 | 0
2037-03-14 03:00 | 2037 | 3 | 0 | 0 | 0
2037-03-14 04:00 | 2037 | 3 | 0 | 0 | 0
2037-03-14 05:00 | 2037 | 3 | 0 | 0 | 0
2037-03-14 06:00 | 2037 | 3 | 0 | 0 | 0
2037-03-14 07:00 | 2037 | 3 | 0 | 0 | 0
2037-03-14 08:00 | 2037 | 3 | 0 | 0 | 0
2037-03-14 09:00 | 2037 | 3 | 0 | 0 | 0
2037-03-14 10:00 | 2037 | 3 | 0 | 0 | 0
2037-03-14 11:00 | 2037 | 3 | 0 | 0 | 0
2037-03-14 12:00 | 2037 | 3 | 0 | 0 | 0
2037-03-14 13:00 | 2037 | 3 | 0 | 0 | 0
2037-03-14 14:00 | 2037 | 3 | 0 | 0 | 0
2037-03-14 15:00 | 2037 | 3 | 0 | 0 | 0
2037-03-14 16:00 | 2037 | 3 | 0 | 0 | 0
2037-03-14 17:00 | 2037 | 3 | 0 | 0 | 0
2037-03-14 18:00 | 2037 | 3 | 0 | 0 | 0
2037-03-14 19:00 | 2037 | 3 | 0 | 0 | 0
2037-03-14 20:00 | 2037 | 3 | 0 | 0 | 0
2037-03-14 21:00 | 2037 | 3 | 0 | 0 | 0
2037-03-14 22:00 | 2037 | 3 | 0 | 0 | 0
2037-03-14 23:00 | 2037 | 3 | 0 | 0 | 0
2037-03-15 | 2037 | 3 | 0 | 0 | 0
2037-03-15 01:00 | 2037 | 3 | 0 | 0 | 0
2037-03-15 02:00 | 2037 | 3 | 0 | 0 | 0
2037-03-15 03:00 | 2037 | 3 | 0 | 0 | 0
2037-03-15 04:00 | 2037 | 3 | 0 | 0 | 0
2037-03-15 05:00 | 2037 | 3 | 0 | 0 | 0
2037-03-15 06:00 | 2037 | 3 | 0 | 0 | 0
2037-03-15 07:00 | 2037 | 3 | 0 | 0 | 0
2037-03-15 08:00 | 2037 | 3 | 0 | 0 | 0.10328
2037-03-15 09:00 | 2037 | 3 | 0 | 0 | 0
2037-03-15 10:00 | 2037 | 3 | 0 | 0 | 0
2037-03-15 11:00 | 2037 | 3 | 0 | 0 | 0
2037-03-15 12:00 | 2037 | 3 | 0 | 0 | 0
2037-03-15 13:00 | 2037 | 3 | 0 | 0 | 0
2037-03-15 14:00 | 2037 | 3 | 0 | 0 | 0
2037-03-15 15:00 | 2037 | 3 | 0 | 0 | 0
2037-03-15 16:00 | 2037 | 3 | 0 | 0 | 0
2037-03-15 17:00 | 2037 | 3 | 0 | 0 | 0
2037-03-15 18:00 | 2037 | 3 | 0 | 0 | 0
2037-03-15 19:00 | 2037 | 3 | 0 | 0 | 0
2037-03-15 20:00 | 2037 | 3 | 0 | 0 | 0
2037-03-15 21:00 | 2037 | 3 | 0 | 0 | 0
2037-03-15 22:00 | 2037 | 3 | 0 | 0 | 0
2037-03-15 23:00 | 2037 | 3 | 0 | 0 | 0
2037-03-16 | 2037 | 3 | 0 | 0 | 0
2037-03-16 01:00 | 2037 | 3 | 0 | 0 | 0
2037-03-16 02:00 | 2037 | 3 | 0 | 0 | 0
2037-03-16 03:00 | 2037 | 3 | 0 | 0 | 0
2037-03-16 04:00 | 2037 | 3 | 0 | 0 | 0
2037-03-16 05:00 | 2037 | 3 | 0 | 0 | 0
2037-03-16 06:00 | 2037 | 3 | 0 | 0 | 0
2037-03-16 07:00 | 2037 | 3 | 0 | 0 | 0
2037-03-16 08:00 | 2037 | 3 | 0 | 0 | 0.020446
2037-03-16 09:00 | 2037 | 3 | 0 | 0 | 0
2037-03-16 10:00 | 2037 | 3 | 0 | 0 | 0
2037-03-16 11:00 | 2037 | 3 | 0 | 0 | 0
2037-03-16 12:00 | 2037 | 3 | 0 | 0 | 0
2037-03-16 13:00 | 2037 | 3 | 0 | 0 | 0
2037-03-16 14:00 | 2037 | 3 | 0 | 0 | 0
2037-03-16 15:00 | 2037 | 3 | 0 | 0 | 0
2037-03-16 16:00 | 2037 | 3 | 0 | 0 | 0
2037-03-16 17:00 | 2037 | 3 | 0 | 0 | 0
2037-03-16 18:00 | 2037 | 3 | 0 | 0 | 0
2037-03-16 19:00 | 2037 | 3 | 0 | 0 | 0
2037-03-16 20:00 | 2037 | 3 | 0 | 0 | 0
2037-03-16 21:00 | 2037 | 3 | 0 | 0 | 0
2037-03-16 22:00 | 2037 | 3 | 0 | 0 | 0
2037-03-16 23:00 | 2037 | 3 | 0 | 0 | 0
2037-03-17 | 2037 | 3 | 0 | 0 | 0
2037-03-17 01:00 | 2037 | 3 | 0 | 0 | 0
2037-03-17 02:00 | 2037 | 3 | 0 | 0 | 0
2037-03-17 03:00 | 2037 | 3 | 0 | 0 | 0
2037-03-17 04:00 | 2037 | 3 | 0 | 0 | 0
2037-03-17 05:00 | 2037 | 3 | 0 | 0 | 0
2037-03-17 06:00 | 2037 | 3 | 0 | 0 | 0
2037-03-17 07:00 | 2037 | 3 | 0 | 0 | 0
2037-03-17 08:00 | 2037 | 3 | 0 | 0 | 0
2037-03-17 09:00 | 2037 | 3 | 0 | 0 | 0
2037-03-17 10:00 | 2037 | 3 | 0 | 0 | 0
2037-03-17 11:00 | 2037 | 3 | 0 | 0 | 0
2037-03-17 12:00 | 2037 | 3 | 0 | 0 | 0
2037-03-17 13:00 | 2037 | 3 | 0 | 0 | 0
2037-03-17 14:00 | 2037 | 3 | 0 | 0 | 0
2037-03-17 15:00 | 2037 | 3 | 0 | 0 | 0
2037-03-17 16:00 | 2037 | 3 | 0 | 0 | 0
2037-03-17 17:00 | 2037 | 3 | 0 | 0 | 0
2037-03-17 18:00 | 2037 | 3 | 0 | 0 | 0
2037-03-17 19:00 | 2037 | 3 | 0 | 0 | 0
2037-03-17 20:00 | 2037 | 3 | 0 | 0 | 0
2037-03-17 21:00 | 2037 | 3 | 0 | 0 | 0
2037-03-17 22:00 | 2037 | 3 | 0 | 0 | 0
2037-03-17 23:00 | 2037 | 3 | 0 | 0 | 0
2037-03-18 | 2037 | 3 | 0 | 0 | 0
2037-03-18 01:00 | 2037 | 3 | 0 | 0 | 0
2037-03-18 02:00 | 2037 | 3 | 0 | 0 | 0
2037-03-18 03:00 | 2037 | 3 | 0 | 0 | 0
2037-03-18 04:00 | 2037 | 3 | 0 | 0 | 0
2037-03-18 05:00 | 2037 | 3 | 0 | 0 | 0
2037-03-18 06:00 | 2037 | 3 | 0 | 0 | 0
2037-03-18 07:00 | 2037 | 3 | 0 | 0 | 0
2037-03-18 08:00 | 2037 | 3 | 0 | 0 | 0
2037-03-18 09:00 | 2037 | 3 | 0 | 0 | 0
2037-03-18 10:00 | 2037 | 3 | 0 | 0 | 0
2037-03-18 11:00 | 2037 | 3 | 0 | 0 | 0
2037-03-18 12:00 | 2037 | 3 | 0 | 0 | 0
2037-03-18 13:00 | 2037 | 3 | 0 | 0 | 0
2037-03-18 14:00 | 2037 | 3 | 0 | 0 | 0
2037-03-18 15:00 | 2037 | 3 | 0 | 0 | 0
2037-03-18 16:00 | 2037 | 3 | 0 | 0 | 0
2037-03-18 17:00 | 2037 | 3 | 0 | 0 | 0
2037-03-18 18:00 | 2037 | 3 | 0 | 0 | 0
2037-03-18 19:00 | 2037 | 3 | 0 | 0 | 0
2037-03-18 20:00 | 2037 | 3 | 0 | 0 | 0
2037-03-18 21:00 | 2037 | 3 | 0 | 0 | 0
2037-03-18 22:00 | 2037 | 3 | 0 | 0 | 0
2037-03-18 23:00 | 2037 | 3 | 0 | 0 | 0
2037-03-19 | 2037 | 3 | 0 | 0 | 0
2037-03-19 01:00 | 2037 | 3 | 0 | 0 | 0
2037-03-19 02:00 | 2037 | 3 | 0 | 0 | 0
2037-03-19 03:00 | 2037 | 3 | 0 | 0 | 0
2037-03-19 04:00 | 2037 | 3 | 0 | 0 | 0
2037-03-19 05:00 | 2037 | 3 | 0 | 0 | 0
2037-03-19 06:00 | 2037 | 3 | 0 | 0 | 0
2037-03-19 07:00 | 2037 | 3 | 0 | 0 | 0
2037-03-19 08:00 | 2037 | 3 | 0 | 0 | 0
2037-03-19 09:00 | 2037 | 3 | 0 | 0 | 0
2037-03-19 10:00 | 2037 | 3 | 0 | 0 | 0
2037-03-19 11:00 | 2037 | 3 | 0 | 0 | 0
2037-03-19 12:00 | 2037 | 3 | 0 | 0 | 0
2037-03-19 13:00 | 2037 | 3 | 0 | 0 | 0
2037-03-19 14:00 | 2037 | 3 | 0 | 0 | 0
2037-03-19 15:00 | 2037 | 3 | 0 | 0 | 0
2037-03-19 16:00 | 2037 | 3 | 0 | 0 | 0
2037-03-19 17:00 | 2037 | 3 | 0 | 0 | 0
2037-03-19 18:00 | 2037 | 3 | 0 | 0 | 0
2037-03-19 19:00 | 2037 | 3 | 0 | 0 | 0
2037-03-19 20:00 | 2037 | 3 | 0 | 0 | 0
2037-03-19 21:00 | 2037 | 3 | 0 | 0 | 0
2037-03-19 22:00 | 2037 | 3 | 0 | 0 | 0
2037-03-19 23:00 | 2037 | 3 | 0 | 0 | 0
2037-03-20 | 2037 | 3 | 0 | 0 | 0
2037-03-20 01:00 | 2037 | 3 | 0 | 0 | 0
2037-03-20 02:00 | 2037 | 3 | 0 | 0 | 0
2037-03-20 03:00 | 2037 | 3 | 0 | 0 | 0
2037-03-20 04:00 | 2037 | 3 | 0 | 0 | 0
2037-03-20 05:00 | 2037 | 3 | 0 | 0 | 0
2037-03-20 06:00 | 2037 | 3 | 0 | 0 | 0
2037-03-20 07:00 | 2037 | 3 | 0 | 0 | 0
2037-03-20 08:00 | 2037 | 3 | 0 | 0 | 0
2037-03-20 09:00 | 2037 | 3 | 0 | 0 | 0
2037-03-20 10:00 | 2037 | 3 | 0 | 0 | 0
2037-03-20 11:00 | 2037 | 3 | 0 | 0 | 0
2037-03-20 12:00 | 2037 | 3 | 0 | 0 | 0
2037-03-20 13:00 | 2037 | 3 | 0 | 0 | 0
2037-03-20 14:00 | 2037 | 3 | 0 | 0 | 0
2037-03-20 15:00 | 2037 | 3 | 0 | 0 | 0
2037-03-20 16:00 | 2037 | 3 | 0 | 0 | 0
2037-03-20 17:00 | 2037 | 3 | 0 | 0 | 0
2037-03-20 18:00 | 2037 | 3 | 0 | 0 | 0
2037-03-20 19:00 | 2037 | 3 | 0 | 0 | 0
2037-03-20 20:00 | 2037 | 3 | 0 | 0 | 0
2037-03-20 21:00 | 2037 | 3 | 0 | 0 | 0
2037-03-20 22:00 | 2037 | 3 | 0 | 0 | 0
2037-03-20 23:00 | 2037 | 3 | 0 | 0 | 0
2037-03-21 | 2037 | 3 | 0 | 0 | 0
2037-03-21 01:00 | 2037 | 3 | 0 | 0 | 0
2037-03-21 02:00 | 2037 | 3 | 0 | 0 | 0
2037-03-21 03:00 | 2037 | 3 | 0 | 0 | 0
2037-03-21 04:00 | 2037 | 3 | 0 | 0 | 0
2037-03-21 05:00 | 2037 | 3 | 0 | 0 | 0
2037-03-21 06:00 | 2037 | 3 | 0 | 0 | 0
2037-03-21 07:00 | 2037 | 3 | 0 | 0 | 0
2037-03-21 08:00 | 2037 | 3 | 0 | 0 | 0
2037-03-21 09:00 | 2037 | 3 | 0 | 0 | 0
2037-03-21 10:00 | 2037 | 3 | 0 | 0 | 0
2037-03-21 11:00 | 2037 | 3 | 0 | 0 | 0
2037-03-21 12:00 | 2037 | 3 | 0 | 0 | 0
2037-03-21 13:00 | 2037 | 3 | 0 | 0 | 0
2037-03-21 14:00 | 2037 | 3 | 0 | 0 | 0
2037-03-21 15:00 | 2037 | 3 | 0 | 0 | 0
2037-03-21 16:00 | 2037 | 3 | 0 | 0 | 0
2037-03-21 17:00 | 2037 | 3 | 0 | 0 | 0
2037-03-21 18:00 | 2037 | 3 | 0 | 0 | 0
2037-03-21 19:00 | 2037 | 3 | 0 | 0 | 0
2037-03-21 20:00 | 2037 | 3 | 0 | 0 | 0
2037-03-21 21:00 | 2037 | 3 | 0 | 0 | 0
2037-03-21 22:00 | 2037 | 3 | 0 | 0 | 0
2037-03-21 23:00 | 2037 | 3 | 0 | 0 | 0
2037-03-22 | 2037 | 3 | 0 | 0 | 0
2037-03-22 01:00 | 2037 | 3 | 0 | 0 | 0
2037-03-22 02:00 | 2037 | 3 | 0 | 0 | 0
2037-03-22 03:00 | 2037 | 3 | 0 | 0 | 0
2037-03-22 04:00 | 2037 | 3 | 0 | 0 | 0
2037-03-22 05:00 | 2037 | 3 | 0 | 0 | 0
2037-03-22 06:00 | 2037 | 3 | 0 | 0 | 0
2037-03-22 07:00 | 2037 | 3 | 0 | 0 | 0
2037-03-22 08:00 | 2037 | 3 | 0 | 0 | 0
2037-03-22 09:00 | 2037 | 3 | 0 | 0 | 0
2037-03-22 10:00 | 2037 | 3 | 0 | 0 | 0
2037-03-22 11:00 | 2037 | 3 | 0 | 0 | 0
2037-03-22 12:00 | 2037 | 3 | 0 | 0 | 0
2037-03-22 13:00 | 2037 | 3 | 0 | 0 | 0
2037-03-22 14:00 | 2037 | 3 | 0 | 0 | 0
2037-03-22 15:00 | 2037 | 3 | 0 | 0 | 0
2037-03-22 16:00 | 2037 | 3 | 0 | 0 | 0
2037-03-22 17:00 | 2037 | 3 | 0 | 0 | 0
2037-03-22 18:00 | 2037 | 3 | 0 | 0 | 0
2037-03-22 19:00 | 2037 | 3 | 0 | 0 | 0
2037-03-22 20:00 | 2037 | 3 | 0 | 0 | 0
2037-03-22 21:00 | 2037 | 3 | 0 | 0 | 0
2037-03-22 22:00 | 2037 | 3 | 0 | 0 | 0
2037-03-22 23:00 | 2037 | 3 | 0 | 0 | 0
2037-03-23 | 2037 | 3 | 0 | 0 | 0
2037-03-23 01:00 | 2037 | 3 | 0 | 0 | 0
2037-03-23 02:00 | 2037 | 3 | 0 | 0 | 0
2037-03-23 03:00 | 2037 | 3 | 0 | 0 | 0
2037-03-23 04:00 | 2037 | 3 | 0 | 0 | 0
2037-03-23 05:00 | 2037 | 3 | 0 | 0 | 0
2037-03-23 06:00 | 2037 | 3 | 0 | 0 | 0
2037-03-23 07:00 | 2037 | 3 | 0 | 0 | 0
2037-03-23 08:00 | 2037 | 3 | 0 | 0 | 0
2037-03-23 09:00 | 2037 | 3 | 0 | 0 | 0
2037-03-23 10:00 | 2037 | 3 | 0 | 0 | 0
2037-03-23 11:00 | 2037 | 3 | 0 | 0 | 0
2037-03-23 12:00 | 2037 | 3 | 0 | 0 | 0
2037-03-23 13:00 | 2037 | 3 | 0 | 0 | 0
2037-03-23 14:00 | 2037 | 3 | 0 | 0 | 0
2037-03-23 15:00 | 2037 | 3 | 0 | 0 | 0
2037-03-23 16:00 | 2037 | 3 | 0 | 0 | 0
2037-03-23 17:00 | 2037 | 3 | 0 | 0 | 0
2037-03-23 18:00 | 2037 | 3 | 0 | 0 | 0
2037-03-23 19:00 | 2037 | 3 | 0 | 0 | 0
2037-03-23 20:00 | 2037 | 3 | 0 | 0 | 0
2037-03-23 21:00 | 2037 | 3 | 0 | 0 | 0
2037-03-23 22:00 | 2037 | 3 | 0 | 0 | 0
2037-03-23 23:00 | 2037 | 3 | 0 | 0 | 0
2037-03-24 | 2037 | 3 | 0 | 0 | 0
2037-03-24 01:00 | 2037 | 3 | 0 | 0 | 0
2037-03-24 02:00 | 2037 | 3 | 0 | 0 | 0
2037-03-24 03:00 | 2037 | 3 | 0 | 0 | 0
2037-03-24 04:00 | 2037 | 3 | 0 | 0 | 0
2037-03-24 05:00 | 2037 | 3 | 0 | 0 | 0
2037-03-24 06:00 | 2037 | 3 | 0 | 0 | 0
2037-03-24 07:00 | 2037 | 3 | 0 | 0 | 0
2037-03-24 08:00 | 2037 | 3 | 0 | 0 | 0
2037-03-24 09:00 | 2037 | 3 | 0 | 0 | 0
2037-03-24 10:00 | 2037 | 3 | 0 | 0 | 0
2037-03-24 11:00 | 2037 | 3 | 0 | 0 | 0
2037-03-24 12:00 | 2037 | 3 | 0 | 0 | 0
2037-03-24 13:00 | 2037 | 3 | 0 | 0 | 0
2037-03-24 14:00 | 2037 | 3 | 0 | 0 | 0
2037-03-24 15:00 | 2037 | 3 | 0 | 0 | 0
2037-03-24 16:00 | 2037 | 3 | 0 | 0 | 0
2037-03-24 17:00 | 2037 | 3 | 0 | 0 | 0
2037-03-24 18:00 | 2037 | 3 | 0 | 0 | 0
2037-03-24 19:00 | 2037 | 3 | 0 | 0 | 0
2037-03-24 20:00 | 2037 | 3 | 0 | 0 | 0
2037-03-24 21:00 | 2037 | 3 | 0 | 0 | 0
2037-03-24 22:00 | 2037 | 3 | 0 | 0 | 0
2037-03-24 23:00 | 2037 | 3 | 0 | 0 | 0
2037-03-25 | 2037 | 3 | 0 | 0 | 0
2037-03-25 01:00 | 2037 | 3 | 0 | 0 | 0
2037-03-25 02:00 | 2037 | 3 | 0 | 0 | 0
2037-03-25 03:00 | 2037 | 3 | 0 | 0 | 0
2037-03-25 04:00 | 2037 | 3 | 0 | 0 | 0
2037-03-25 05:00 | 2037 | 3 | 0 | 0 | 0
2037-03-25 06:00 | 2037 | 3 | 0 | 0 | 0
2037-03-25 07:00 | 2037 | 3 | 0 | 0 | 0
2037-03-25 08:00 | 2037 | 3 | 0 | 0 | 0
2037-03-25 09:00 | 2037 | 3 | 0 | 0 | 0
2037-03-25 10:00 | 2037 | 3 | 0 | 0 | 0
2037-03-25 11:00 | 2037 | 3 | 0 | 0 | 0
2037-03-25 12:00 | 2037 | 3 | 0 | 0 | 0
2037-03-25 13:00 | 2037 | 3 | 0 | 0 | 0
2037-03-25 14:00 | 2037 | 3 | 0 | 0 | 0
2037-03-25 15:00 | 2037 | 3 | 0 | 0 | 0
2037-03-25 16:00 | 2037 | 3 | 0 | 0 | 0
2037-03-25 17:00 | 2037 | 3 | 0 | 0 | 0
2037-03-25 18:00 | 2037 | 3 | 0 | 0 | 0
2037-03-25 19:00 | 2037 | 3 | 0 | 0 | 0
2037-03-25 20:00 | 2037 | 3 | 0 | 0 | 0
2037-03-25 21:00 | 2037 | 3 | 0 | 0 | 0
2037-03-25 22:00 | 2037 | 3 | 0 | 0 | 0
2037-03-25 23:00 | 2037 | 3 | 0 | 0 | 0
2037-03-26 | 2037 | 3 | 0 | 0 | 0
2037-03-26 01:00 | 2037 | 3 | 0 | 0 | 0
2037-03-26 02:00 | 2037 | 3 | 0 | 0 | 0
2037-03-26 03:00 | 2037 | 3 | 0 | 0 | 0
2037-03-26 04:00 | 2037 | 3 | 0 | 0 | 0
2037-03-26 05:00 | 2037 | 3 | 0 | 0 | 0
2037-03-26 06:00 | 2037 | 3 | 0 | 0 | 0
2037-03-26 07:00 | 2037 | 3 | 0 | 0 | 0
2037-03-26 08:00 | 2037 | 3 | 0 | 0 | 0
2037-03-26 09:00 | 2037 | 3 | 0 | 0 | 0
2037-03-26 10:00 | 2037 | 3 | 0 | 0 | 0
2037-03-26 11:00 | 2037 | 3 | 0 | 0 | 0
2037-03-26 12:00 | 2037 | 3 | 0 | 0 | 0
2037-03-26 13:00 | 2037 | 3 | 0 | 0 | 0
2037-03-26 14:00 | 2037 | 3 | 0 | 0 | 0
2037-03-26 15:00 | 2037 | 3 | 0 | 0 | 0
2037-03-26 16:00 | 2037 | 3 | 0 | 0 | 0
2037-03-26 17:00 | 2037 | 3 | 0 | 0 | 0
2037-03-26 18:00 | 2037 | 3 | 0 | 0 | 0
2037-03-26 19:00 | 2037 | 3 | 0 | 0 | 0
2037-03-26 20:00 | 2037 | 3 | 0 | 0 | 0
2037-03-26 21:00 | 2037 | 3 | 0 | 0 | 0
2037-03-26 22:00 | 2037 | 3 | 0 | 0 | 0
2037-03-26 23:00 | 2037 | 3 | 0 | 0 | 0
2037-03-27 | 2037 | 3 | 0 | 0 | 0
2037-03-27 01:00 | 2037 | 3 | 0 | 0 | 0
2037-03-27 02:00 | 2037 | 3 | 0 | 0 | 0
2037-03-27 03:00 | 2037 | 3 | 0 | 0 | 0
2037-03-27 04:00 | 2037 | 3 | 0 | 0 | 0
2037-03-27 05:00 | 2037 | 3 | 0 | 0 | 0
2037-03-27 06:00 | 2037 | 3 | 0 | 0 | 0
2037-03-27 07:00 | 2037 | 3 | 0 | 0 | 0
2037-03-27 08:00 | 2037 | 3 | 0 | 0 | 0
2037-03-27 09:00 | 2037 | 3 | 0 | 0 | 0
2037-03-27 10:00 | 2037 | 3 | 0 | 0 | 0
2037-03-27 11:00 | 2037 | 3 | 0 | 0 | 0
2037-03-27 12:00 | 2037 | 3 | 0 | 0 | 0
2037-03-27 13:00 | 2037 | 3 | 0 | 0 | 0
2037-03-27 14:00 | 2037 | 3 | 0 | 0 | 0
2037-03-27 15:00 | 2037 | 3 | 0 | 0 | 0
2037-03-27 16:00 | 2037 | 3 | 0 | 0 | 0
2037-03-27 17:00 | 2037 | 3 | 0 | 0 | 0
2037-03-27 18:00 | 2037 | 3 | 0 | 0 | 0
2037-03-27 19:00 | 2037 | 3 | 0 | 0 | 0
2037-03-27 20:00 | 2037 | 3 | 0 | 0 | 0
2037-03-27 21:00 | 2037 | 3 | 0 | 0 | 0
2037-03-27 22:00 | 2037 | 3 | 0 | 0 | 0
2037-03-27 23:00 | 2037 | 3 | 0 | 0 | 0
2037-03-28 | 2037 | 3 | 0 | 0 | 0
2037-03-28 01:00 | 2037 | 3 | 0 | 0 | 0
2037-03-28 02:00 | 2037 | 3 | 0 | 0 | 0
2037-03-28 03:00 | 2037 | 3 | 0 | 0 | 0
2037-03-28 04:00 | 2037 | 3 | 0 | 0 | 0
2037-03-28 05:00 | 2037 | 3 | 0 | 0 | 0
2037-03-28 06:00 | 2037 | 3 | 0 | 0 | 0
2037-03-28 07:00 | 2037 | 3 | 0 | 0 | 0
2037-03-28 08:00 | 2037 | 3 | 0 | 0 | 0
2037-03-28 09:00 | 2037 | 3 | 0 | 0 | 0
2037-03-28 10:00 | 2037 | 3 | 0 | 0 | 0
2037-03-28 11:00 | 2037 | 3 | 0 | 0 | 0
2037-03-28 12:00 | 2037 | 3 | 0 | 0 | 0
2037-03-28 13:00 | 2037 | 3 | 0 | 0 | 0
2037-03-28 14:00 | 2037 | 3 | 0 | 0 | 0
2037-03-28 15:00 | 2037 | 3 | 0 | 0 | 0
2037-03-28 16:00 | 2037 | 3 | 0 | 0 | 0
2037-03-28 17:00 | 2037 | 3 | 0 | 0 | 0
2037-03-28 18:00 | 2037 | 3 | 0 | 0 | 0
2037-03-28 19:00 | 2037 | 3 | 0 | 0 | 0
2037-03-28 20:00 | 2037 | 3 | 0 | 0 | 0
2037-03-28 21:00 | 2037 | 3 | 0 | 0 | 0
2037-03-28 22:00 | 2037 | 3 | 0 | 0 | 0
2037-03-28 23:00 | 2037 | 3 | 0 | 0 | 0
2037-03-29 | 2037 | 3 | 0 | 0 | 0
2037-03-29 01:00 | 2037 | 3 | 0 | 0 | 0
2037-03-29 02:00 | 2037 | 3 | 0 | 0 | 0
2037-03-29 03:00 | 2037 | 3 | 0 | 0 | 0
2037-03-29 04:00 | 2037 | 3 | 0 | 0 | 0
2037-03-29 05:00 | 2037 | 3 | 0 | 0 | 0
2037-03-29 06:00 | 2037 | 3 | 0 | 0 | 0
2037-03-29 07:00 | 2037 | 3 | 0 | 0 | 0
2037-03-29 08:00 | 2037 | 3 | 0 | 0 | 0
2037-03-29 09:00 | 2037 | 3 | 0 | 0 | 0
2037-03-29 10:00 | 2037 | 3 | 0 | 0 | 0
2037-03-29 11:00 | 2037 | 3 | 0 | 0 | 0
2037-03-29 12:00 | 2037 | 3 | 0 | 0 | 0
2037-03-29 13:00 | 2037 | 3 | 0 | 0 | 0
2037-03-29 14:00 | 2037 | 3 | 0 | 0 | 0
2037-03-29 15:00 | 2037 | 3 | 0 | 0 | 0
2037-03-29 16:00 | 2037 | 3 | 0 | 0 | 0
2037-03-29 17:00 | 2037 | 3 | 0 | 0 | 0
2037-03-29 18:00 | 2037 | 3 | 0 | 0 | 0
2037-03-29 19:00 | 2037 | 3 | 0 | 0 | 0
2037-03-29 20:00 | 2037 | 3 | 0 | 0 | 0
2037-03-29 21:00 | 2037 | 3 | 0 | 0 | 0
2037-03-29 22:00 | 2037 | 3 | 0 | 0 | 0
2037-03-29 23:00 | 2037 | 3 | 0 | 0 | 0
2037-03-30 | 2037 | 3 | 0 | 0 | 0
2037-03-30 01:00 | 2037 | 3 | 0 | 0 | 0
2037-03-30 02:00 | 2037 | 3 | 0 | 0 | 0
2037-03-30 03:00 | 2037 | 3 | 0 | 0 | 0
2037-03-30 04:00 | 2037 | 3 | 0 | 0 | 0
2037-03-30 05:00 | 2037 | 3 | 0 | 0 | 0
2037-03-30 06:00 | 2037 | 3 | 0 | 0 | 0
2037-03-30 07:00 | 2037 | 3 | 0 | 0 | 0
2037-03-30 08:00 | 2037 | 3 | 0 | 0 | 0
2037-03-30 09:00 | 2037 | 3 | 0 | 0 | 0
2037-03-30 10:00 | 2037 | 3 | 0 | 0 | 0
2037-03-30 11:00 | 2037 | 3 | 0 | 0 | 0
2037-03-30 12:00 | 2037 | 3 | 0 | 0 | 0
2037-03-30 13:00 | 2037 | 3 | 0 | 0 | 0
2037-03-30 14:00 | 2037 | 3 | 0 | 0 | 0
2037-03-30 15:00 | 2037 | 3 | 0 | 0 | 0
2037-03-30 16:00 | 2037 | 3 | 0 | 0 | 0
2037-03-30 17:00 | 2037 | 3 | 0 | 0 | 0
2037-03-30 18:00 | 2037 | 3 | 0 | 0 | 0
2037-03-30 19:00 | 2037 | 3 | 0 | 0 | 0
2037-03-30 20:00 | 2037 | 3 | 0 | 0 | 0
2037-03-30 21:00 | 2037 | 3 | 0 | 0 | 0
2037-03-30 22:00 | 2037 | 3 | 0 | 0 | 0
2037-03-30 23:00 | 2037 | 3 | 0 | 0 | 0
2037-03-31 | 2037 | 3 | 0 | 0 | 0
2037-03-31 01:00 | 2037 | 3 | 0 | 0 | 0
2037-03-31 02:00 | 2037 | 3 | 0 | 0 | 0
2037-03-31 03:00 | 2037 | 3 | 0 | 0 | 0
2037-03-31 04:00 | 2037 | 3 | 0 | 0 | 0
2037-03-31 05:00 | 2037 | 3 | 0 | 0 | 0
2037-03-31 06:00 | 2037 | 3 | 0 | 0 | 0
2037-03-31 07:00 | 2037 | 3 | 0 | 0 | 0
2037-03-31 08:00 | 2037 | 3 | 0 | 0 | 0
2037-03-31 09:00 | 2037 | 3 | 0 | 0 | 0
2037-03-31 10:00 | 2037 | 3 | 0 | 0 | 0
2037-03-31 11:00 | 2037 | 3 | 0 | 0 | 0
2037-03-31 12:00 | 2037 | 3 | 0 | 0 | 0
2037-03-31 13:00 | 2037 | 3 | 0 | 0 | 0
2037-03-31 14:00 | 2037 | 3 | 0 | 0 | 0
2037-03-31 15:00 | 2037 | 3 | 0 | 0 | 0
2037-03-31 16:00 | 2037 | 3 | 0 | 0 | 0
2037-03-31 17:00 | 2037 | 3 | 0 | 0 | 0
2037-03-31 18:00 | 2037 | 3 | 0 | 0 | 0
2037-03-31 19:00 | 2037 | 3 | 0 | 0 | 0
2037-03-31 20:00 | 2037 | 3 | 0 | 0 | 0
2037-03-31 21:00 | 2037 | 3 | 0 | 0 | 0
2037-03-31 22:00 | 2037 | 3 | 0 | 0 | 0
2037-03-31 23:00 | 2037 | 3 | 0 | 0 | 0
2037-04-01 | 2037 | 4 | 0 | 0 | 0
2037-04-01 01:00 | 2037 | 4 | 0 | 0 | 0
2037-04-01 02:00 | 2037 | 4 | 0 | 0 | 0
2037-04-01 03:00 | 2037 | 4 | 0 | 0 | 0
2037-04-01 04:00 | 2037 | 4 | 0 | 0 | 0
2037-04-01 05:00 | 2037 | 4 | 0 | 0 | 0
2037-04-01 06:00 | 2037 | 4 | 0 | 0 | 0
2037-04-01 07:00 | 2037 | 4 | 0 | 0 | 0
2037-04-01 08:00 | 2037 | 4 | 0 | 0 | 0.081652
2037-04-01 09:00 | 2037 | 4 | 0 | 0 | 0.10829
2037-04-01 10:00 | 2037 | 4 | 0 | 0 | 0
2037-04-01 11:00 | 2037 | 4 | 0 | 0 | 0.17268
2037-04-01 12:00 | 2037 | 4 | 0 | 0 | 0
2037-04-01 13:00 | 2037 | 4 | 0 | 0 | 0.00084274
2037-04-01 14:00 | 2037 | 4 | 0 | 0 | 0.034174
2037-04-01 15:00 | 2037 | 4 | 0 | 0 | 0
2037-04-01 16:00 | 2037 | 4 | 0 | 0 | 0
2037-04-01 17:00 | 2037 | 4 | 0 | 0 | 0
2037-04-01 18:00 | 2037 | 4 | 0 | 0 | 0
2037-04-01 19:00 | 2037 | 4 | 0 | 0 | 0
2037-04-01 20:00 | 2037 | 4 | 0 | 0 | 0
2037-04-01 21:00 | 2037 | 4 | 0 | 0 | 0
2037-04-01 22:00 | 2037 | 4 | 0 | 0 | 0
2037-04-01 23:00 | 2037 | 4 | 0 | 0 | 0
2037-04-02 | 2037 | 4 | 0 | 0 | 0
2037-04-02 01:00 | 2037 | 4 | 0 | 0 | 0
2037-04-02 02:00 | 2037 | 4 | 0 | 0 | 0
2037-04-02 03:00 | 2037 | 4 | 0 | 0 | 0
2037-04-02 04:00 | 2037 | 4 | 0 | 0 | 0
2037-04-02 05:00 | 2037 | 4 | 0 | 0 | 0
2037-04-02 06:00 | 2037 | 4 | 0 | 0 | 0
2037-04-02 07:00 | 2037 | 4 | 0 | 0 | 0
2037-04-02 08:00 | 2037 | 4 | 0 | 0 | 0.26633
2037-04-02 09:00 | 2037 | 4 | 0 | 0 | 0.29421
2037-04-02 10:00 | 2037 | 4 | 0 | 0 | 0.065391
2037-04-02 11:00 | 2037 | 4 | 0 | 0 | 0.22507
2037-04-02 12:00 | 2037 | 4 | 0 | 0 | 0
2037-04-02 13:00 | 2037 | 4 | 0 | 0 | 0
2037-04-02 14:00 | 2037 | 4 | 0 | 0 | 0
2037-04-02 15:00 | 2037 | 4 | 0 | 0 | 0
2037-04-02 16:00 | 2037 | 4 | 0 | 0 | 0
2037-04-02 17:00 | 2037 | 4 | 0 | 0 | 0
2037-04-02 18:00 | 2037 | 4 | 0 | 0 | 0
2037-04-02 19:00 | 2037 | 4 | 0 | 0 | 0
2037-04-02 20:00 | 2037 | 4 | 0 | 0 | 0
2037-04-02 21:00 | 2037 | 4 | 0 | 0 | 0
2037-04-02 22:00 | 2037 | 4 | 0 | 0 | 0
2037-04-02 23:00 | 2037 | 4 | 0 | 0 | 0
2037-04-03 | 2037 | 4 | 0 | 0 | 0
2037-04-03 01:00 | 2037 | 4 | 0 | 0 | 0
2037-04-03 02:00 | 2037 | 4 | 0 | 0 | 0
2037-04-03 03:00 | 2037 | 4 | 0 | 0 | 0
2037-04-03 04:00 | 2037 | 4 | 0 | 0 | 0
2037-04-03 05:00 | 2037 | 4 | 0 | 0 | 0
2037-04-03 06:00 | 2037 | 4 | 0 | 0 | 0
2037-04-03 07:00 | 2037 | 4 | 0 | 0 | 0
2037-04-03 08:00 | 2037 | 4 | 0 | 0 | 0.094693
2037-04-03 09:00 | 2037 | 4 | 0 | 0 | 0.024577
2037-04-03 10:00 | 2037 | 4 | 0 | 0 | 0
2037-04-03 11:00 | 2037 | 4 | 0 | 0 | 0.097225
2037-04-03 12:00 | 2037 | 4 | 0 | 0 | 0
2037-04-03 13:00 | 2037 | 4 | 0 | 0 | 0
2037-04-03 14:00 | 2037 | 4 | 0 | 0 | 0
2037-04-03 15:00 | 2037 | 4 | 0 | 0 | 0
2037-04-03 16:00 | 2037 | 4 | 0 | 0 | 0
2037-04-03 17:00 | 2037 | 4 | 0 | 0 | 0
2037-04-03 18:00 | 2037 | 4 | 0 | 0 | 0
2037-04-03 19:00 | 2037 | 4 | 0 | 0 | 0
2037-04-03 20:00 | 2037 | 4 | 0 | 0 | 0
2037-04-03 21:00 | 2037 | 4 | 0 | 0 | 0
2037-04-03 22:00 | 2037 | 4 | 0 | 0 | 0
2037-04-03 23:00 | 2037 | 4 | 0 | 0 | 0
2037-04-04 | 2037 | 4 | 0 | 0 | 0
2037-04-04 01:00 | 2037 | 4 | 0 | 0 | 0
2037-04-04 02:00 | 2037 | 4 | 0 | 0 | 0
2037-04-04 03:00 | 2037 | 4 | 0 | 0 | 0
2037-04-04 04:00 | 2037 | 4 | 0 | 0 | 0
2037-04-04 05:00 | 2037 | 4 | 0 | 0 | 0
2037-04-04 06:00 | 2037 | 4 | 0 | 0 | 0
2037-04-04 07:00 | 2037 | 4 | 0 | 0 | 0
2037-04-04 08:00 | 2037 | 4 | 0 | 0 | 0
2037-04-04 09:00 | 2037 | 4 | 0 | 0 | 0
2037-04-04 10:00 | 2037 | 4 | 0 | 0 | 0
2037-04-04 11:00 | 2037 | 4 | 0 | 0 | 0
2037-04-04 12:00 | 2037 | 4 | 0 | 0 | 0
2037-04-04 13:00 | 2037 | 4 | 0 | 0 | 0
2037-04-04 14:00 | 2037 | 4 | 0 | 0 | 0
2037-04-04 15:00 | 2037 | 4 | 0 | 0 | 0
2037-04-04 16:00 | 2037 | 4 | 0 | 0 | 0
2037-04-04 17:00 | 2037 | 4 | 0 | 0 | 0
2037-04-04 18:00 | 2037 | 4 | 0 | 0 | 0
2037-04-04 19:00 | 2037 | 4 | 0 | 0 | 0
2037-04-04 20:00 | 2037 | 4 | 0 | 0 | 0
2037-04-04 21:00 | 2037 | 4 | 0 | 0 | 0
2037-04-04 22:00 | 2037 | 4 | 0 | 0 | 0
2037-04-04 23:00 | 2037 | 4 | 0 | 0 | 0
2037-04-05 | 2037 | 4 | 0 | 0 | 0
2037-04-05 01:00 | 2037 | 4 | 0 | 0 | 0
2037-04-05 02:00 | 2037 | 4 | 0 | 0 | 0
2037-04-05 03:00 | 2037 | 4 | 0 | 0 | 0
2037-04-05 04:00 | 2037 | 4 | 0 | 0 | 0
2037-04-05 05:00 | 2037 | 4 | 0 | 0 | 0
2037-04-05 06:00 | 2037 | 4 | 0 | 0 | 0
2037-04-05 07:00 | 2037 | 4 | 0 | 0 | 0
2037-04-05 08:00 | 2037 | 4 | 0 | 0 | 0
2037-04-05 09:00 | 2037 | 4 | 0 | 0 | 0
2037-04-05 10:00 | 2037 | 4 | 0 | 0 | 0
2037-04-05 11:00 | 2037 | 4 | 0 | 0 | 0
2037-04-05 12:00 | 2037 | 4 | 0 | 0 | 0
2037-04-05 13:00 | 2037 | 4 | 0 | 0 | 0
2037-04-05 14:00 | 2037 | 4 | 0 | 0 | 0
2037-04-05 15:00 | 2037 | 4 | 0 | 0 | 0
2037-04-05 16:00 | 2037 | 4 | 0 | 0 | 0
2037-04-05 17:00 | 2037 | 4 | 0 | 0 | 0
2037-04-05 18:00 | 2037 | 4 | 0 | 0 | 0
2037-04-05 19:00 | 2037 | 4 | 0 | 0 | 0
2037-04-05 20:00 | 2037 | 4 | 0 | 0 | 0
2037-04-05 21:00 | 2037 | 4 | 0 | 0 | 0
2037-04-05 22:00 | 2037 | 4 | 0 | 0 | 0
2037-04-05 23:00 | 2037 | 4 | 0 | 0 | 0
2037-04-06 | 2037 | 4 | 0 | 0 | 0
2037-04-06 01:00 | 2037 | 4 | 0 | 0 | 0
2037-04-06 02:00 | 2037 | 4 | 0 | 0 | 0
2037-04-06 03:00 | 2037 | 4 | 0 | 0 | 0
2037-04-06 04:00 | 2037 | 4 | 0 | 0 | 0
2037-04-06 05:00 | 2037 | 4 | 0 | 0 | 0
2037-04-06 06:00 | 2037 | 4 | 0 | 0 | 0
2037-04-06 07:00 | 2037 | 4 | 0 | 0 | 0
2037-04-06 08:00 | 2037 | 4 | 0 | 0 | 0
2037-04-06 09:00 | 2037 | 4 | 0 | 0 | 0
2037-04-06 10:00 | 2037 | 4 | 0 | 0 | 0
2037-04-06 11:00 | 2037 | 4 | 0 | 0 | 0
2037-04-06 12:00 | 2037 | 4 | 0 | 0 | 0
2037-04-06 13:00 | 2037 | 4 | 0 | 0 | 0
2037-04-06 14:00 | 2037 | 4 | 0 | 0 | 0
2037-04-06 15:00 | 2037 | 4 | 0 | 0 | 0
2037-04-06 16:00 | 2037 | 4 | 0 | 0 | 0
2037-04-06 17:00 | 2037 | 4 | 0 | 0 | 0
2037-04-06 18:00 | 2037 | 4 | 0 | 0 | 0
2037-04-06 19:00 | 2037 | 4 | 0 | 0 | 0
2037-04-06 20:00 | 2037 | 4 | 0 | 0 | 0
2037-04-06 21:00 | 2037 | 4 | 0 | 0 | 0
2037-04-06 22:00 | 2037 | 4 | 0 | 0 | 0
2037-04-06 23:00 | 2037 | 4 | 0 | 0 | 0
2037-04-07 | 2037 | 4 | 0 | 0 | 0
2037-04-07 01:00 | 2037 | 4 | 0 | 0 | 0
2037-04-07 02:00 | 2037 | 4 | 0 | 0 | 0
2037-04-07 03:00 | 2037 | 4 | 0 | 0 | 0
2037-04-07 04:00 | 2037 | 4 | 0 | 0 | 0
2037-04-07 05:00 | 2037 | 4 | 0 | 0 | 0
2037-04-07 06:00 | 2037 | 4 | 0 | 0 | 0
2037-04-07 07:00 | 2037 | 4 | 0 | 0 | 0
2037-04-07 08:00 | 2037 | 4 | 0 | 0 | 0
2037-04-07 09:00 | 2037 | 4 | 0 | 0 | 0
2037-04-07 10:00 | 2037 | 4 | 0 | 0 | 0
2037-04-07 11:00 | 2037 | 4 | 0 | 0 | 0
2037-04-07 12:00 | 2037 | 4 | 0 | 0 | 0
2037-04-07 13:00 | 2037 | 4 | 0 | 0 | 0
2037-04-07 14:00 | 2037 | 4 | 0 | 0 | 0
2037-04-07 15:00 | 2037 | 4 | 0 | 0 | 0
2037-04-07 16:00 | 2037 | 4 | 0 | 0 | 0
2037-04-07 17:00 | 2037 | 4 | 0 | 0 | 0
2037-04-07 18:00 | 2037 | 4 | 0 | 0 | 0
2037-04-07 19:00 | 2037 | 4 | 0 | 0 | 0
2037-04-07 20:00 | 2037 | 4 | 0 | 0 | 0
2037-04-07 21:00 | 2037 | 4 | 0 | 0 | 0
2037-04-07 22:00 | 2037 | 4 | 0 | 0 | 0
2037-04-07 23:00 | 2037 | 4 | 0 | 0 | 0
2037-04-08 | 2037 | 4 | 0 | 0 | 0
2037-04-08 01:00 | 2037 | 4 | 0 | 0 | 0
2037-04-08 02:00 | 2037 | 4 | 0 | 0 | 0
2037-04-08 03:00 | 2037 | 4 | 0 | 0 | 0
2037-04-08 04:00 | 2037 | 4 | 0 | 0 | 0
2037-04-08 05:00 | 2037 | 4 | 0 | 0 | 0
2037-04-08 06:00 | 2037 | 4 | 0 | 0 | 0
2037-04-08 07:00 | 2037 | 4 | 0 | 0 | 0
2037-04-08 08:00 | 2037 | 4 | 0 | 0 | 0
2037-04-08 09:00 | 2037 | 4 | 0 | 0 | 0
2037-04-08 10:00 | 2037 | 4 | 0 | 0 | 0
2037-04-08 11:00 | 2037 | 4 | 0 | 0 | 0
2037-04-08 12:00 | 2037 | 4 | 0 | 0 | 0
2037-04-08 13:00 | 2037 | 4 | 0 | 0 | 0
2037-04-08 14:00 | 2037 | 4 | 0 | 0 | 0
2037-04-08 15:00 | 2037 | 4 | 0 | 0 | 0
2037-04-08 16:00 | 2037 | 4 | 0 | 0 | 0
2037-04-08 17:00 | 2037 | 4 | 0 | 0 | 0
2037-04-08 18:00 | 2037 | 4 | 0 | 0 | 0
2037-04-08 19:00 | 2037 | 4 | 0 | 0 | 0
2037-04-08 20:00 | 2037 | 4 | 0 | 0 | 0
2037-04-08 21:00 | 2037 | 4 | 0 | 0 | 0
2037-04-08 22:00 | 2037 | 4 | 0 | 0 | 0
2037-04-08 23:00 | 2037 | 4 | 0 | 0 | 0
2037-04-09 | 2037 | 4 | 0 | 0 | 0
2037-04-09 01:00 | 2037 | 4 | 0 | 0 | 0
2037-04-09 02:00 | 2037 | 4 | 0 | 0 | 0
2037-04-09 03:00 | 2037 | 4 | 0 | 0 | 0
2037-04-09 04:00 | 2037 | 4 | 0 | 0 | 0
2037-04-09 05:00 | 2037 | 4 | 0 | 0 | 0
2037-04-09 06:00 | 2037 | 4 | 0 | 0 | 0
2037-04-09 07:00 | 2037 | 4 | 0 | 0 | 0
2037-04-09 08:00 | 2037 | 4 | 0 | 0 | 0
2037-04-09 09:00 | 2037 | 4 | 0 | 0 | 0
2037-04-09 10:00 | 2037 | 4 | 0 | 0 | 0
2037-04-09 11:00 | 2037 | 4 | 0 | 0 | 0
2037-04-09 12:00 | 2037 | 4 | 0 | 0 | 0
2037-04-09 13:00 | 2037 | 4 | 0 | 0 | 0
2037-04-09 14:00 | 2037 | 4 | 0 | 0 | 0
2037-04-09 15:00 | 2037 | 4 | 0 | 0 | 0
2037-04-09 16:00 | 2037 | 4 | 0 | 0 | 0
2037-04-09 17:00 | 2037 | 4 | 0 | 0 | 0
2037-04-09 18:00 | 2037 | 4 | 0 | 0 | 0
2037-04-09 19:00 | 2037 | 4 | 0 | 0 | 0
2037-04-09 20:00 | 2037 | 4 | 0 | 0 | 0
2037-04-09 21:00 | 2037 | 4 | 0 | 0 | 0
2037-04-09 22:00 | 2037 | 4 | 0 | 0 | 0
2037-04-09 23:00 | 2037 | 4 | 0 | 0 | 0
2037-04-10 | 2037 | 4 | 0 | 0 | 0
2037-04-10 01:00 | 2037 | 4 | 0 | 0 | 0
2037-04-10 02:00 | 2037 | 4 | 0 | 0 | 0
2037-04-10 03:00 | 2037 | 4 | 0 | 0 | 0
2037-04-10 04:00 | 2037 | 4 | 0 | 0 | 0
2037-04-10 05:00 | 2037 | 4 | 0 | 0 | 0
2037-04-10 06:00 | 2037 | 4 | 0 | 0 | 0
2037-04-10 07:00 | 2037 | 4 | 0 | 0 | 0
2037-04-10 08:00 | 2037 | 4 | 0 | 0 | 0
2037-04-10 09:00 | 2037 | 4 | 0 | 0 | 0
2037-04-10 10:00 | 2037 | 4 | 0 | 0 | 0
2037-04-10 11:00 | 2037 | 4 | 0 | 0 | 0
2037-04-10 12:00 | 2037 | 4 | 0 | 0 | 0
2037-04-10 13:00 | 2037 | 4 | 0 | 0 | 0
2037-04-10 14:00 | 2037 | 4 | 0 | 0 | 0
2037-04-10 15:00 | 2037 | 4 | 0 | 0 | 0
2037-04-10 16:00 | 2037 | 4 | 0 | 0 | 0
2037-04-10 17:00 | 2037 | 4 | 0 | 0 | 0
2037-04-10 18:00 | 2037 | 4 | 0 | 0 | 0
2037-04-10 19:00 | 2037 | 4 | 0 | 0 | 0
2037-04-10 20:00 | 2037 | 4 | 0 | 0 | 0
2037-04-10 21:00 | 2037 | 4 | 0 | 0 | 0
2037-04-10 22:00 | 2037 | 4 | 0 | 0 | 0
2037-04-10 23:00 | 2037 | 4 | 0 | 0 | 0
2037-04-11 | 2037 | 4 | 0 | 0 | 0
2037-04-11 01:00 | 2037 | 4 | 0 | 0 | 0
2037-04-11 02:00 | 2037 | 4 | 0 | 0 | 0
2037-04-11 03:00 | 2037 | 4 | 0 | 0 | 0
2037-04-11 04:00 | 2037 | 4 | 0 | 0 | 0
2037-04-11 05:00 | 2037 | 4 | 0 | 0 | 0
2037-04-11 06:00 | 2037 | 4 | 0 | 0 | 0
2037-04-11 07:00 | 2037 | 4 | 0 | 0 | 0
2037-04-11 08:00 | 2037 | 4 | 0 | 0 | 0
2037-04-11 09:00 | 2037 | 4 | 0 | 0 | 0
2037-04-11 10:00 | 2037 | 4 | 0 | 0 | 0
2037-04-11 11:00 | 2037 | 4 | 0 | 0 | 0
2037-04-11 12:00 | 2037 | 4 | 0 | 0 | 0
2037-04-11 13:00 | 2037 | 4 | 0 | 0 | 0
2037-04-11 14:00 | 2037 | 4 | 0 | 0 | 0
2037-04-11 15:00 | 2037 | 4 | 0 | 0 | 0
2037-04-11 16:00 | 2037 | 4 | 0 | 0 | 0
2037-04-11 17:00 | 2037 | 4 | 0 | 0 | 0
2037-04-11 18:00 | 2037 | 4 | 0 | 0 | 0
2037-04-11 19:00 | 2037 | 4 | 0 | 0 | 0
2037-04-11 20:00 | 2037 | 4 | 0 | 0 | 0
2037-04-11 21:00 | 2037 | 4 | 0 | 0 | 0
2037-04-11 22:00 | 2037 | 4 | 0 | 0 | 0
2037-04-11 23:00 | 2037 | 4 | 0 | 0 | 0
2037-04-12 | 2037 | 4 | 0 | 0 | 0
2037-04-12 01:00 | 2037 | 4 | 0 | 0 | 0
2037-04-12 02:00 | 2037 | 4 | 0 | 0 | 0
2037-04-12 03:00 | 2037 | 4 | 0 | 0 | 0
2037-04-12 04:00 | 2037 | 4 | 0 | 0 | 0
2037-04-12 05:00 | 2037 | 4 | 0 | 0 | 0
2037-04-12 06:00 | 2037 | 4 | 0 | 0 | 0
2037-04-12 07:00 | 2037 | 4 | 0 | 0 | 0
2037-04-12 08:00 | 2037 | 4 | 0 | 0 | 0
2037-04-12 09:00 | 2037 | 4 | 0 | 0 | 0
2037-04-12 10:00 | 2037 | 4 | 0 | 0 | 0
2037-04-12 11:00 | 2037 | 4 | 0 | 0 | 0
2037-04-12 12:00 | 2037 | 4 | 0 | 0 | 0
2037-04-12 13:00 | 2037 | 4 | 0 | 0 | 0
2037-04-12 14:00 | 2037 | 4 | 0 | 0 | 0
2037-04-12 15:00 | 2037 | 4 | 0 | 0 | 0
2037-04-12 16:00 | 2037 | 4 | 0 | 0 | 0
2037-04-12 17:00 | 2037 | 4 | 0 | 0 | 0
2037-04-12 18:00 | 2037 | 4 | 0 | 0 | 0
2037-04-12 19:00 | 2037 | 4 | 0 | 0 | 0
2037-04-12 20:00 | 2037 | 4 | 0 | 0 | 0
2037-04-12 21:00 | 2037 | 4 | 0 | 0 | 0
2037-04-12 22:00 | 2037 | 4 | 0 | 0 | 0
2037-04-12 23:00 | 2037 | 4 | 0 | 0 | 0
2037-04-13 | 2037 | 4 | 0 | 0 | 0
2037-04-13 01:00 | 2037 | 4 | 0 | 0 | 0
2037-04-13 02:00 | 2037 | 4 | 0 | 0 | 0
2037-04-13 03:00 | 2037 | 4 | 0 | 0 | 0
2037-04-13 04:00 | 2037 | 4 | 0 | 0 | 0
2037-04-13 05:00 | 2037 | 4 | 0 | 0 | 0
2037-04-13 06:00 | 2037 | 4 | 0 | 0 | 0
2037-04-13 07:00 | 2037 | 4 | 0 | 0 | 0
2037-04-13 08:00 | 2037 | 4 | 0 | 0 | 0
2037-04-13 09:00 | 2037 | 4 | 0 | 0 | 0
2037-04-13 10:00 | 2037 | 4 | 0 | 0 | 0
2037-04-13 11:00 | 2037 | 4 | 0 | 0 | 0
2037-04-13 12:00 | 2037 | 4 | 0 | 0 | 0
2037-04-13 13:00 | 2037 | 4 | 0 | 0 | 0
2037-04-13 14:00 | 2037 | 4 | 0 | 0 | 0
2037-04-13 15:00 | 2037 | 4 | 0 | 0 | 0
2037-04-13 16:00 | 2037 | 4 | 0 | 0 | 0
2037-04-13 17:00 | 2037 | 4 | 0 | 0 | 0
2037-04-13 18:00 | 2037 | 4 | 0 | 0 | 0
2037-04-13 19:00 | 2037 | 4 | 0 | 0 | 0
2037-04-13 20:00 | 2037 | 4 | 0 | 0 | 0
2037-04-13 21:00 | 2037 | 4 | 0 | 0 | 0
2037-04-13 22:00 | 2037 | 4 | 0 | 0 | 0
2037-04-13 23:00 | 2037 | 4 | 0 | 0 | 0
2037-04-14 | 2037 | 4 | 0 | 0 | 0
2037-04-14 01:00 | 2037 | 4 | 0 | 0 | 0
2037-04-14 02:00 | 2037 | 4 | 0 | 0 | 0
2037-04-14 03:00 | 2037 | 4 | 0 | 0 | 0
2037-04-14 04:00 | 2037 | 4 | 0 | 0 | 0
2037-04-14 05:00 | 2037 | 4 | 0 | 0 | 0
2037-04-14 06:00 | 2037 | 4 | 0 | 0 | 0
2037-04-14 07:00 | 2037 | 4 | 0 | 0 | 0
2037-04-14 08:00 | 2037 | 4 | 0 | 0 | 0
2037-04-14 09:00 | 2037 | 4 | 0 | 0 | 0
2037-04-14 10:00 | 2037 | 4 | 0 | 0 | 0
2037-04-14 11:00 | 2037 | 4 | 0 | 0 | 0
2037-04-14 12:00 | 2037 | 4 | 0 | 0 | 0
2037-04-14 13:00 | 2037 | 4 | 0 | 0 | 0
2037-04-14 14:00 | 2037 | 4 | 0 | 0 | 0
2037-04-14 15:00 | 2037 | 4 | 0 | 0 | 0
2037-04-14 16:00 | 2037 | 4 | 0 | 0 | 0
2037-04-14 17:00 | 2037 | 4 | 0 | 0 | 0
2037-04-14 18:00 | 2037 | 4 | 0 | 0 | 0
2037-04-14 19:00 | 2037 | 4 | 0 | 0 | 0
2037-04-14 20:00 | 2037 | 4 | 0 | 0 | 0
2037-04-14 21:00 | 2037 | 4 | 0 | 0 | 0
2037-04-14 22:00 | 2037 | 4 | 0 | 0 | 0
2037-04-14 23:00 | 2037 | 4 | 0 | 0 | 0
2037-04-15 | 2037 | 4 | 0 | 0 | 0
2037-04-15 01:00 | 2037 | 4 | 0 | 0 | 0
2037-04-15 02:00 | 2037 | 4 | 0 | 0 | 0
2037-04-15 03:00 | 2037 | 4 | 0 | 0 | 0
2037-04-15 04:00 | 2037 | 4 | 0 | 0 | 0
2037-04-15 05:00 | 2037 | 4 | 0 | 0 | 0
2037-04-15 06:00 | 2037 | 4 | 0 | 0 | 0
2037-04-15 07:00 | 2037 | 4 | 0 | 0 | 0
2037-04-15 08:00 | 2037 | 4 | 0 | 0 | 0
2037-04-15 09:00 | 2037 | 4 | 0 | 0 | 0
2037-04-15 10:00 | 2037 | 4 | 0 | 0 | 0
2037-04-15 11:00 | 2037 | 4 | 0 | 0 | 0
2037-04-15 12:00 | 2037 | 4 | 0 | 0 | 0
2037-04-15 13:00 | 2037 | 4 | 0 | 0 | 0
2037-04-15 14:00 | 2037 | 4 | 0 | 0 | 0
2037-04-15 15:00 | 2037 | 4 | 0 | 0 | 0
2037-04-15 16:00 | 2037 | 4 | 0 | 0 | 0
2037-04-15 17:00 | 2037 | 4 | 0 | 0 | 0
2037-04-15 18:00 | 2037 | 4 | 0 | 0 | 0
2037-04-15 19:00 | 2037 | 4 | 0 | 0 | 0
2037-04-15 20:00 | 2037 | 4 | 0 | 0 | 0
2037-04-15 21:00 | 2037 | 4 | 0 | 0 | 0
2037-04-15 22:00 | 2037 | 4 | 0 | 0 | 0
2037-04-15 23:00 | 2037 | 4 | 0 | 0 | 0
2037-04-16 | 2037 | 4 | 0 | 0 | 0
2037-04-16 01:00 | 2037 | 4 | 0 | 0 | 0
2037-04-16 02:00 | 2037 | 4 | 0 | 0 | 0
2037-04-16 03:00 | 2037 | 4 | 0 | 0 | 0
2037-04-16 04:00 | 2037 | 4 | 0 | 0 | 0
2037-04-16 05:00 | 2037 | 4 | 0 | 0 | 0
2037-04-16 06:00 | 2037 | 4 | 0 | 0 | 0
2037-04-16 07:00 | 2037 | 4 | 0 | 0 | 0
2037-04-16 08:00 | 2037 | 4 | 0 | 0 | 0
2037-04-16 09:00 | 2037 | 4 | 0 | 0 | 0
2037-04-16 10:00 | 2037 | 4 | 0 | 0 | 0
2037-04-16 11:00 | 2037 | 4 | 0 | 0 | 0
2037-04-16 12:00 | 2037 | 4 | 0 | 0 | 0
2037-04-16 13:00 | 2037 | 4 | 0 | 0 | 0
2037-04-16 14:00 | 2037 | 4 | 0 | 0 | 0
2037-04-16 15:00 | 2037 | 4 | 0 | 0 | 0
2037-04-16 16:00 | 2037 | 4 | 0 | 0 | 0
2037-04-16 17:00 | 2037 | 4 | 0 | 0 | 0
2037-04-16 18:00 | 2037 | 4 | 0 | 0 | 0
2037-04-16 19:00 | 2037 | 4 | 0 | 0 | 0
2037-04-16 20:00 | 2037 | 4 | 0 | 0 | 0
2037-04-16 21:00 | 2037 | 4 | 0 | 0 | 0
2037-04-16 22:00 | 2037 | 4 | 0 | 0 | 0
2037-04-16 23:00 | 2037 | 4 | 0 | 0 | 0
2037-04-17 | 2037 | 4 | 0 | 0 | 0
2037-04-17 01:00 | 2037 | 4 | 0 | 0 | 0
2037-04-17 02:00 | 2037 | 4 | 0 | 0 | 0
2037-04-17 03:00 | 2037 | 4 | 0 | 0 | 0
2037-04-17 04:00 | 2037 | 4 | 0 | 0 | 0
2037-04-17 05:00 | 2037 | 4 | 0 | 0 | 0
2037-04-17 06:00 | 2037 | 4 | 0 | 0 | 0
2037-04-17 07:00 | 2037 | 4 | 0 | 0 | 0
2037-04-17 08:00 | 2037 | 4 | 0 | 0 | 0
2037-04-17 09:00 | 2037 | 4 | 0 | 0 | 0
2037-04-17 10:00 | 2037 | 4 | 0 | 0 | 0
2037-04-17 11:00 | 2037 | 4 | 0 | 0 | 0
2037-04-17 12:00 | 2037 | 4 | 0 | 0 | 0
2037-04-17 13:00 | 2037 | 4 | 0 | 0 | 0
2037-04-17 14:00 | 2037 | 4 | 0 | 0 | 0
2037-04-17 15:00 | 2037 | 4 | 0 | 0 | 0
2037-04-17 16:00 | 2037 | 4 | 0 | 0 | 0
2037-04-17 17:00 | 2037 | 4 | 0 | 0 | 0
2037-04-17 18:00 | 2037 | 4 | 0 | 0 | 0
2037-04-17 19:00 | 2037 | 4 | 0 | 0 | 0
2037-04-17 20:00 | 2037 | 4 | 0 | 0 | 0
2037-04-17 21:00 | 2037 | 4 | 0 | 0 | 0
2037-04-17 22:00 | 2037 | 4 | 0 | 0 | 0
2037-04-17 23:00 | 2037 | 4 | 0 | 0 | 0
2037-04-18 | 2037 | 4 | 0 | 0 | 0
2037-04-18 01:00 | 2037 | 4 | 0 | 0 | 0
2037-04-18 02:00 | 2037 | 4 | 0 | 0 | 0
2037-04-18 03:00 | 2037 | 4 | 0 | 0 | 0
2037-04-18 04:00 | 2037 | 4 | 0 | 0 | 0
2037-04-18 05:00 | 2037 | 4 | 0 | 0 | 0
2037-04-18 06:00 | 2037 | 4 | 0 | 0 | 0
2037-04-18 07:00 | 2037 | 4 | 0 | 0 | 0
2037-04-18 08:00 | 2037 | 4 | 0 | 0 | 0
2037-04-18 09:00 | 2037 | 4 | 0 | 0 | 0
2037-04-18 10:00 | 2037 | 4 | 0 | 0 | 0
2037-04-18 11:00 | 2037 | 4 | 0 | 0 | 0
2037-04-18 12:00 | 2037 | 4 | 0 | 0 | 0
2037-04-18 13:00 | 2037 | 4 | 0 | 0 | 0
2037-04-18 14:00 | 2037 | 4 | 0 | 0 | 0
2037-04-18 15:00 | 2037 | 4 | 0 | 0 | 0
2037-04-18 16:00 | 2037 | 4 | 0 | 0 | 0
2037-04-18 17:00 | 2037 | 4 | 0 | 0 | 0
2037-04-18 18:00 | 2037 | 4 | 0 | 0 | 0
2037-04-18 19:00 | 2037 | 4 | 0 | 0 | 0
2037-04-18 20:00 | 2037 | 4 | 0 | 0 | 0
2037-04-18 21:00 | 2037 | 4 | 0 | 0 | 0
2037-04-18 22:00 | 2037 | 4 | 0 | 0 | 0
2037-04-18 23:00 | 2037 | 4 | 0 | 0 | 0
2037-04-19 | 2037 | 4 | 0 | 0 | 0
2037-04-19 01:00 | 2037 | 4 | 0 | 0 | 0
2037-04-19 02:00 | 2037 | 4 | 0 | 0 | 0
2037-04-19 03:00 | 2037 | 4 | 0 | 0 | 0
2037-04-19 04:00 | 2037 | 4 | 0 | 0 | 0
2037-04-19 05:00 | 2037 | 4 | 0 | 0 | 0
2037-04-19 06:00 | 2037 | 4 | 0 | 0 | 0
2037-04-19 07:00 | 2037 | 4 | 0 | 0 | 0
2037-04-19 08:00 | 2037 | 4 | 0 | 0 | 0
2037-04-19 09:00 | 2037 | 4 | 0 | 0 | 0
2037-04-19 10:00 | 2037 | 4 | 0 | 0 | 0
2037-04-19 11:00 | 2037 | 4 | 0 | 0 | 0
2037-04-19 12:00 | 2037 | 4 | 0 | 0 | 0
2037-04-19 13:00 | 2037 | 4 | 0 | 0 | 0
2037-04-19 14:00 | 2037 | 4 | 0 | 0 | 0
2037-04-19 15:00 | 2037 | 4 | 0 | 0 | 0
2037-04-19 16:00 | 2037 | 4 | 0 | 0 | 0
2037-04-19 17:00 | 2037 | 4 | 0 | 0 | 0
2037-04-19 18:00 | 2037 | 4 | 0 | 0 | 0
2037-04-19 19:00 | 2037 | 4 | 0 | 0 | 0
2037-04-19 20:00 | 2037 | 4 | 0 | 0 | 0
2037-04-19 21:00 | 2037 | 4 | 0 | 0 | 0
2037-04-19 22:00 | 2037 | 4 | 0 | 0 | 0
2037-04-19 23:00 | 2037 | 4 | 0 | 0 | 0
2037-04-20 | 2037 | 4 | 0 | 0 | 0
2037-04-20 01:00 | 2037 | 4 | 0 | 0 | 0
2037-04-20 02:00 | 2037 | 4 | 0 | 0 | 0
2037-04-20 03:00 | 2037 | 4 | 0 | 0 | 0
2037-04-20 04:00 | 2037 | 4 | 0 | 0 | 0
2037-04-20 05:00 | 2037 | 4 | 0 | 0 | 0
2037-04-20 06:00 | 2037 | 4 | 0 | 0 | 0
2037-04-20 07:00 | 2037 | 4 | 0 | 0 | 0
2037-04-20 08:00 | 2037 | 4 | 0 | 0 | 0
2037-04-20 09:00 | 2037 | 4 | 0 | 0 | 0
2037-04-20 10:00 | 2037 | 4 | 0 | 0 | 0
2037-04-20 11:00 | 2037 | 4 | 0 | 0 | 0
2037-04-20 12:00 | 2037 | 4 | 0 | 0 | 0
2037-04-20 13:00 | 2037 | 4 | 0 | 0 | 0
2037-04-20 14:00 | 2037 | 4 | 0 | 0 | 0
2037-04-20 15:00 | 2037 | 4 | 0 | 0 | 0
2037-04-20 16:00 | 2037 | 4 | 0 | 0 | 0
2037-04-20 17:00 | 2037 | 4 | 0 | 0 | 0
2037-04-20 18:00 | 2037 | 4 | 0 | 0 | 0
2037-04-20 19:00 | 2037 | 4 | 0 | 0 | 0
2037-04-20 20:00 | 2037 | 4 | 0 | 0 | 0
2037-04-20 21:00 | 2037 | 4 | 0 | 0 | 0
2037-04-20 22:00 | 2037 | 4 | 0 | 0 | 0
2037-04-20 23:00 | 2037 | 4 | 0 | 0 | 0
2037-04-21 | 2037 | 4 | 0 | 0 | 0
2037-04-21 01:00 | 2037 | 4 | 0 | 0 | 0
2037-04-21 02:00 | 2037 | 4 | 0 | 0 | 0
2037-04-21 03:00 | 2037 | 4 | 0 | 0 | 0
2037-04-21 04:00 | 2037 | 4 | 0 | 0 | 0
2037-04-21 05:00 | 2037 | 4 | 0 | 0 | 0
2037-04-21 06:00 | 2037 | 4 | 0 | 0 | 0
2037-04-21 07:00 | 2037 | 4 | 0 | 0 | 0
2037-04-21 08:00 | 2037 | 4 | 0 | 0 | 0
2037-04-21 09:00 | 2037 | 4 | 0 | 0 | 0
2037-04-21 10:00 | 2037 | 4 | 0 | 0 | 0
2037-04-21 11:00 | 2037 | 4 | 0 | 0 | 0
2037-04-21 12:00 | 2037 | 4 | 0 | 0 | 0
2037-04-21 13:00 | 2037 | 4 | 0 | 0 | 0
2037-04-21 14:00 | 2037 | 4 | 0 | 0 | 0
2037-04-21 15:00 | 2037 | 4 | 0 | 0 | 0
2037-04-21 16:00 | 2037 | 4 | 0 | 0 | 0
2037-04-21 17:00 | 2037 | 4 | 0 | 0 | 0
2037-04-21 18:00 | 2037 | 4 | 0 | 0 | 0
2037-04-21 19:00 | 2037 | 4 | 0 | 0 | 0
2037-04-21 20:00 | 2037 | 4 | 0 | 0 | 0
2037-04-21 21:00 | 2037 | 4 | 0 | 0 | 0
2037-04-21 22:00 | 2037 | 4 | 0 | 0 | 0
2037-04-21 23:00 | 2037 | 4 | 0 | 0 | 0
2037-04-22 | 2037 | 4 | 0 | 0 | 0
2037-04-22 01:00 | 2037 | 4 | 0 | 0 | 0
2037-04-22 02:00 | 2037 | 4 | 0 | 0 | 0
2037-04-22 03:00 | 2037 | 4 | 0 | 0 | 0
2037-04-22 04:00 | 2037 | 4 | 0 | 0 | 0
2037-04-22 05:00 | 2037 | 4 | 0 | 0 | 0
2037-04-22 06:00 | 2037 | 4 | 0 | 0 | 0
2037-04-22 07:00 | 2037 | 4 | 0 | 0 | 0
2037-04-22 08:00 | 2037 | 4 | 0 | 0 | 0
2037-04-22 09:00 | 2037 | 4 | 0 | 0 | 0
2037-04-22 10:00 | 2037 | 4 | 0 | 0 | 0
2037-04-22 11:00 | 2037 | 4 | 0 | 0 | 0
2037-04-22 12:00 | 2037 | 4 | 0 | 0 | 0
2037-04-22 13:00 | 2037 | 4 | 0 | 0 | 0
2037-04-22 14:00 | 2037 | 4 | 0 | 0 | 0
2037-04-22 15:00 | 2037 | 4 | 0 | 0 | 0
2037-04-22 16:00 | 2037 | 4 | 0 | 0 | 0
2037-04-22 17:00 | 2037 | 4 | 0 | 0 | 0
2037-04-22 18:00 | 2037 | 4 | 0 | 0 | 0
2037-04-22 19:00 | 2037 | 4 | 0 | 0 | 0
2037-04-22 20:00 | 2037 | 4 | 0 | 0 | 0
2037-04-22 21:00 | 2037 | 4 | 0 | 0 | 0
2037-04-22 22:00 | 2037 | 4 | 0 | 0 | 0
2037-04-22 23:00 | 2037 | 4 | 0 | 0 | 0
2037-04-23 | 2037 | 4 | 0 | 0 | 0
2037-04-23 01:00 | 2037 | 4 | 0 | 0 | 0
2037-04-23 02:00 | 2037 | 4 | 0 | 0 | 0
2037-04-23 03:00 | 2037 | 4 | 0 | 0 | 0
2037-04-23 04:00 | 2037 | 4 | 0 | 0 | 0
2037-04-23 05:00 | 2037 | 4 | 0 | 0 | 0
2037-04-23 06:00 | 2037 | 4 | 0 | 0 | 0
2037-04-23 07:00 | 2037 | 4 | 0 | 0 | 0
2037-04-23 08:00 | 2037 | 4 | 0 | 0 | 0
2037-04-23 09:00 | 2037 | 4 | 0 | 0 | 0
2037-04-23 10:00 | 2037 | 4 | 0 | 0 | 0
2037-04-23 11:00 | 2037 | 4 | 0 | 0 | 0
2037-04-23 12:00 | 2037 | 4 | 0 | 0 | 0
2037-04-23 13:00 | 2037 | 4 | 0 | 0 | 0
2037-04-23 14:00 | 2037 | 4 | 0 | 0 | 0
2037-04-23 15:00 | 2037 | 4 | 0 | 0 | 0
2037-04-23 16:00 | 2037 | 4 | 0 | 0 | 0
2037-04-23 17:00 | 2037 | 4 | 0 | 0 | 0
2037-04-23 18:00 | 2037 | 4 | 0 | 0 | 0
2037-04-23 19:00 | 2037 | 4 | 0 | 0 | 0
2037-04-23 20:00 | 2037 | 4 | 0 | 0 | 0
2037-04-23 21:00 | 2037 | 4 | 0 | 0 | 0
2037-04-23 22:00 | 2037 | 4 | 0 | 0 | 0
2037-04-23 23:00 | 2037 | 4 | 0 | 0 | 0
2037-04-24 | 2037 | 4 | 0 | 0 | 0
2037-04-24 01:00 | 2037 | 4 | 0 | 0 | 0
2037-04-24 02:00 | 2037 | 4 | 0 | 0 | 0
2037-04-24 03:00 | 2037 | 4 | 0 | 0 | 0
2037-04-24 04:00 | 2037 | 4 | 0 | 0 | 0
2037-04-24 05:00 | 2037 | 4 | 0 | 0 | 0
2037-04-24 06:00 | 2037 | 4 | 0 | 0 | 0
2037-04-24 07:00 | 2037 | 4 | 0 | 0 | 0
2037-04-24 08:00 | 2037 | 4 | 0 | 0 | 0
2037-04-24 09:00 | 2037 | 4 | 0 | 0 | 0
2037-04-24 10:00 | 2037 | 4 | 0 | 0 | 0
2037-04-24 11:00 | 2037 | 4 | 0 | 0 | 0
2037-04-24 12:00 | 2037 | 4 | 0 | 0 | 0
2037-04-24 13:00 | 2037 | 4 | 0 | 0 | 0
2037-04-24 14:00 | 2037 | 4 | 0 | 0 | 0
2037-04-24 15:00 | 2037 | 4 | 0 | 0 | 0
2037-04-24 16:00 | 2037 | 4 | 0 | 0 | 0
2037-04-24 17:00 | 2037 | 4 | 0 | 0 | 0
2037-04-24 18:00 | 2037 | 4 | 0 | 0 | 0
2037-04-24 19:00 | 2037 | 4 | 0 | 0 | 0
2037-04-24 20:00 | 2037 | 4 | 0 | 0 | 0
2037-04-24 21:00 | 2037 | 4 | 0 | 0 | 0
2037-04-24 22:00 | 2037 | 4 | 0 | 0 | 0
2037-04-24 23:00 | 2037 | 4 | 0 | 0 | 0
2037-04-25 | 2037 | 4 | 0 | 0 | 0
2037-04-25 01:00 | 2037 | 4 | 0 | 0 | 0
2037-04-25 02:00 | 2037 | 4 | 0 | 0 | 0
2037-04-25 03:00 | 2037 | 4 | 0 | 0 | 0
2037-04-25 04:00 | 2037 | 4 | 0 | 0 | 0
2037-04-25 05:00 | 2037 | 4 | 0 | 0 | 0
2037-04-25 06:00 | 2037 | 4 | 0 | 0 | 0
2037-04-25 07:00 | 2037 | 4 | 0 | 0 | 0
2037-04-25 08:00 | 2037 | 4 | 0 | 0 | 0
2037-04-25 09:00 | 2037 | 4 | 0 | 0 | 0
2037-04-25 10:00 | 2037 | 4 | 0 | 0 | 0
2037-04-25 11:00 | 2037 | 4 | 0 | 0 | 0
2037-04-25 12:00 | 2037 | 4 | 0 | 0 | 0
2037-04-25 13:00 | 2037 | 4 | 0 | 0 | 0
2037-04-25 14:00 | 2037 | 4 | 0 | 0 | 0
2037-04-25 15:00 | 2037 | 4 | 0 | 0 | 0
2037-04-25 16:00 | 2037 | 4 | 0 | 0 | 0
2037-04-25 17:00 | 2037 | 4 | 0 | 0 | 0
2037-04-25 18:00 | 2037 | 4 | 0 | 0 | 0
2037-04-25 19:00 | 2037 | 4 | 0 | 0 | 0
2037-04-25 20:00 | 2037 | 4 | 0 | 0 | 0
2037-04-25 21:00 | 2037 | 4 | 0 | 0 | 0
2037-04-25 22:00 | 2037 | 4 | 0 | 0 | 0
2037-04-25 23:00 | 2037 | 4 | 0 | 0 | 0
2037-04-26 | 2037 | 4 | 0 | 0 | 0
2037-04-26 01:00 | 2037 | 4 | 0 | 0 | 0
2037-04-26 02:00 | 2037 | 4 | 0 | 0 | 0
2037-04-26 03:00 | 2037 | 4 | 0 | 0 | 0
2037-04-26 04:00 | 2037 | 4 | 0 | 0 | 0
2037-04-26 05:00 | 2037 | 4 | 0 | 0 | 0
2037-04-26 06:00 | 2037 | 4 | 0 | 0 | 0
2037-04-26 07:00 | 2037 | 4 | 0 | 0 | 0
2037-04-26 08:00 | 2037 | 4 | 0 | 0 | 0
2037-04-26 09:00 | 2037 | 4 | 0 | 0 | 0
2037-04-26 10:00 | 2037 | 4 | 0 | 0 | 0
2037-04-26 11:00 | 2037 | 4 | 0 | 0 | 0
2037-04-26 12:00 | 2037 | 4 | 0 | 0 | 0
2037-04-26 13:00 | 2037 | 4 | 0 | 0 | 0
2037-04-26 14:00 | 2037 | 4 | 0 | 0 | 0
2037-04-26 15:00 | 2037 | 4 | 0 | 0 | 0
2037-04-26 16:00 | 2037 | 4 | 0 | 0 | 0
2037-04-26 17:00 | 2037 | 4 | 0 | 0 | 0
2037-04-26 18:00 | 2037 | 4 | 0 | 0 | 0
2037-04-26 19:00 | 2037 | 4 | 0 | 0 | 0
2037-04-26 20:00 | 2037 | 4 | 0 | 0 | 0
2037-04-26 21:00 | 2037 | 4 | 0 | 0 | 0
2037-04-26 22:00 | 2037 | 4 | 0 | 0 | 0
2037-04-26 23:00 | 2037 | 4 | 0 | 0 | 0
2037-04-27 | 2037 | 4 | 0 | 0 | 0
2037-04-27 01:00 | 2037 | 4 | 0 | 0 | 0
2037-04-27 02:00 | 2037 | 4 | 0 | 0 | 0
2037-04-27 03:00 | 2037 | 4 | 0 | 0 | 0
2037-04-27 04:00 | 2037 | 4 | 0 | 0 | 0
2037-04-27 05:00 | 2037 | 4 | 0 | 0 | 0
2037-04-27 06:00 | 2037 | 4 | 0 | 0 | 0
2037-04-27 07:00 | 2037 | 4 | 0 | 0 | 0
2037-04-27 08:00 | 2037 | 4 | 0 | 0 | 0
2037-04-27 09:00 | 2037 | 4 | 0 | 0 | 0
2037-04-27 10:00 | 2037 | 4 | 0 | 0 | 0
2037-04-27 11:00 | 2037 | 4 | 0 | 0 | 0
2037-04-27 12:00 | 2037 | 4 | 0 | 0 | 0
2037-04-27 13:00 | 2037 | 4 | 0 | 0 | 0
2037-04-27 14:00 | 2037 | 4 | 0 | 0 | 0
2037-04-27 15:00 | 2037 | 4 | 0 | 0 | 0
2037-04-27 16:00 | 2037 | 4 | 0 | 0 | 0
2037-04-27 17:00 | 2037 | 4 | 0 | 0 | 0
2037-04-27 18:00 | 2037 | 4 | 0 | 0 | 0
2037-04-27 19:00 | 2037 | 4 | 0 | 0 | 0
2037-04-27 20:00 | 2037 | 4 | 0 | 0 | 0
2037-04-27 21:00 | 2037 | 4 | 0 | 0 | 0
2037-04-27 22:00 | 2037 | 4 | 0 | 0 | 0
2037-04-27 23:00 | 2037 | 4 | 0 | 0 | 0
2037-04-28 | 2037 | 4 | 0 | 0 | 0
2037-04-28 01:00 | 2037 | 4 | 0 | 0 | 0
2037-04-28 02:00 | 2037 | 4 | 0 | 0 | 0
2037-04-28 03:00 | 2037 | 4 | 0 | 0 | 0
2037-04-28 04:00 | 2037 | 4 | 0 | 0 | 0
2037-04-28 05:00 | 2037 | 4 | 0 | 0 | 0
2037-04-28 06:00 | 2037 | 4 | 0 | 0 | 0
2037-04-28 07:00 | 2037 | 4 | 0 | 0 | 0
2037-04-28 08:00 | 2037 | 4 | 0 | 0 | 0
2037-04-28 09:00 | 2037 | 4 | 0 | 0 | 0
2037-04-28 10:00 | 2037 | 4 | 0 | 0 | 0
2037-04-28 11:00 | 2037 | 4 | 0 | 0 | 0
2037-04-28 12:00 | 2037 | 4 | 0 | 0 | 0
2037-04-28 13:00 | 2037 | 4 | 0 | 0 | 0
2037-04-28 14:00 | 2037 | 4 | 0 | 0 | 0
2037-04-28 15:00 | 2037 | 4 | 0 | 0 | 0
2037-04-28 16:00 | 2037 | 4 | 0 | 0 | 0
2037-04-28 17:00 | 2037 | 4 | 0 | 0 | 0
2037-04-28 18:00 | 2037 | 4 | 0 | 0 | 0
2037-04-28 19:00 | 2037 | 4 | 0 | 0 | 0
2037-04-28 20:00 | 2037 | 4 | 0 | 0 | 0
2037-04-28 21:00 | 2037 | 4 | 0 | 0 | 0
2037-04-28 22:00 | 2037 | 4 | 0 | 0 | 0
2037-04-28 23:00 | 2037 | 4 | 0 | 0 | 0
2037-04-29 | 2037 | 4 | 0 | 0 | 0
2037-04-29 01:00 | 2037 | 4 | 0 | 0 | 0
2037-04-29 02:00 | 2037 | 4 | 0 | 0 | 0
2037-04-29 03:00 | 2037 | 4 | 0 | 0 | 0
2037-04-29 04:00 | 2037 | 4 | 0 | 0 | 0
2037-04-29 05:00 | 2037 | 4 | 0 | 0 | 0
2037-04-29 06:00 | 2037 | 4 | 0 | 0 | 0
2037-04-29 07:00 | 2037 | 4 | 0 | 0 | 0
2037-04-29 08:00 | 2037 | 4 | 0 | 0 | 0
2037-04-29 09:00 | 2037 | 4 | 0 | 0 | 0
2037-04-29 10:00 | 2037 | 4 | 0 | 0 | 0
2037-04-29 11:00 | 2037 | 4 | 0 | 0 | 0
2037-04-29 12:00 | 2037 | 4 | 0 | 0 | 0
2037-04-29 13:00 | 2037 | 4 | 0 | 0 | 0
2037-04-29 14:00 | 2037 | 4 | 0 | 0 | 0
2037-04-29 15:00 | 2037 | 4 | 0 | 0 | 0
2037-04-29 16:00 | 2037 | 4 | 0 | 0 | 0
2037-04-29 17:00 | 2037 | 4 | 0 | 0 | 0
2037-04-29 18:00 | 2037 | 4 | 0 | 0 | 0
2037-04-29 19:00 | 2037 | 4 | 0 | 0 | 0
2037-04-29 20:00 | 2037 | 4 | 0 | 0 | 0
2037-04-29 21:00 | 2037 | 4 | 0 | 0 | 0
2037-04-29 22:00 | 2037 | 4 | 0 | 0 | 0
2037-04-29 23:00 | 2037 | 4 | 0 | 0 | 0
2037-04-30 | 2037 | 4 | 0 | 0 | 0
2037-04-30 01:00 | 2037 | 4 | 0 | 0 | 0
2037-04-30 02:00 | 2037 | 4 | 0 | 0 | 0
2037-04-30 03:00 | 2037 | 4 | 0 | 0 | 0
2037-04-30 04:00 | 2037 | 4 | 0 | 0 | 0
2037-04-30 05:00 | 2037 | 4 | 0 | 0 | 0
2037-04-30 06:00 | 2037 | 4 | 0 | 0 | 0
2037-04-30 07:00 | 2037 | 4 | 0 | 0 | 0
2037-04-30 08:00 | 2037 | 4 | 0 | 0 | 0
2037-04-30 09:00 | 2037 | 4 | 0 | 0 | 0
2037-04-30 10:00 | 2037 | 4 | 0 | 0 | 0
2037-04-30 11:00 | 2037 | 4 | 0 | 0 | 0
2037-04-30 12:00 | 2037 | 4 | 0 | 0 | 0
2037-04-30 13:00 | 2037 | 4 | 0 | 0 | 0
2037-04-30 14:00 | 2037 | 4 | 0 | 0 | 0
2037-04-30 15:00 | 2037 | 4 | 0 | 0 | 0
2037-04-30 16:00 | 2037 | 4 | 0 | 0 | 0
2037-04-30 17:00 | 2037 | 4 | 0 | 0 | 0
2037-04-30 18:00 | 2037 | 4 | 0 | 0 | 0
2037-04-30 19:00 | 2037 | 4 | 0 | 0 | 0
2037-04-30 20:00 | 2037 | 4 | 0 | 0 | 0
2037-04-30 21:00 | 2037 | 4 | 0 | 0 | 0
2037-04-30 22:00 | 2037 | 4 | 0 | 0 | 0
2037-04-30 23:00 | 2037 | 4 | 0 | 0 | 0
2037-05-01 | 2037 | 5 | 0 | 0 | 0
2037-05-01 01:00 | 2037 | 5 | 0 | 0 | 0
2037-05-01 02:00 | 2037 | 5 | 0 | 0 | 0
2037-05-01 03:00 | 2037 | 5 | 0 | 0 | 0
2037-05-01 04:00 | 2037 | 5 | 0 | 0 | 0
2037-05-01 05:00 | 2037 | 5 | 0 | 0 | 0
2037-05-01 06:00 | 2037 | 5 | 0 | 0 | 0
2037-05-01 07:00 | 2037 | 5 | 0 | 0 | 0
2037-05-01 08:00 | 2037 | 5 | 0 | 0 | 0
2037-05-01 09:00 | 2037 | 5 | 0 | 0 | 0
2037-05-01 10:00 | 2037 | 5 | 0 | 0 | 0
2037-05-01 11:00 | 2037 | 5 | 0 | 0 | 0
2037-05-01 12:00 | 2037 | 5 | 0 | 0 | 0
2037-05-01 13:00 | 2037 | 5 | 0 | 0 | 0
2037-05-01 14:00 | 2037 | 5 | 0 | 0 | 0
2037-05-01 15:00 | 2037 | 5 | 0 | 0 | 0
2037-05-01 16:00 | 2037 | 5 | 0 | 0 | 0
2037-05-01 17:00 | 2037 | 5 | 0 | 0 | 0
2037-05-01 18:00 | 2037 | 5 | 0 | 0 | 0
2037-05-01 19:00 | 2037 | 5 | 0 | 0 | 0
2037-05-01 20:00 | 2037 | 5 | 0 | 0 | 0
2037-05-01 21:00 | 2037 | 5 | 0 | 0 | 0
2037-05-01 22:00 | 2037 | 5 | 0 | 0 | 0
2037-05-01 23:00 | 2037 | 5 | 0 | 0 | 0
2037-05-02 | 2037 | 5 | 0 | 0 | 0
2037-05-02 01:00 | 2037 | 5 | 0 | 0 | 0
2037-05-02 02:00 | 2037 | 5 | 0 | 0 | 0
2037-05-02 03:00 | 2037 | 5 | 0 | 0 | 0
2037-05-02 04:00 | 2037 | 5 | 0 | 0 | 0
2037-05-02 05:00 | 2037 | 5 | 0 | 0 | 0
2037-05-02 06:00 | 2037 | 5 | 0 | 0 | 0
2037-05-02 07:00 | 2037 | 5 | 0 | 0 | 0
2037-05-02 08:00 | 2037 | 5 | 0 | 0 | 0
2037-05-02 09:00 | 2037 | 5 | 0 | 0 | 0
2037-05-02 10:00 | 2037 | 5 | 0 | 0 | 0
2037-05-02 11:00 | 2037 | 5 | 0 | 0 | 0
2037-05-02 12:00 | 2037 | 5 | 0 | 0 | 0
2037-05-02 13:00 | 2037 | 5 | 0 | 0 | 0
2037-05-02 14:00 | 2037 | 5 | 0 | 0 | 0
2037-05-02 15:00 | 2037 | 5 | 0 | 0 | 0
2037-05-02 16:00 | 2037 | 5 | 0 | 0 | 0
2037-05-02 17:00 | 2037 | 5 | 0 | 0 | 0
2037-05-02 18:00 | 2037 | 5 | 0 | 0 | 0
2037-05-02 19:00 | 2037 | 5 | 0 | 0 | 0
2037-05-02 20:00 | 2037 | 5 | 0 | 0 | 0
2037-05-02 21:00 | 2037 | 5 | 0 | 0 | 0
2037-05-02 22:00 | 2037 | 5 | 0 | 0 | 0
2037-05-02 23:00 | 2037 | 5 | 0 | 0 | 0
2037-05-03 | 2037 | 5 | 0 | 0 | 0
2037-05-03 01:00 | 2037 | 5 | 0 | 0 | 0
2037-05-03 02:00 | 2037 | 5 | 0 | 0 | 0
2037-05-03 03:00 | 2037 | 5 | 0 | 0 | 0
2037-05-03 04:00 | 2037 | 5 | 0 | 0 | 0
2037-05-03 05:00 | 2037 | 5 | 0 | 0 | 0
2037-05-03 06:00 | 2037 | 5 | 0 | 0 | 0
2037-05-03 07:00 | 2037 | 5 | 0 | 0 | 0
2037-05-03 08:00 | 2037 | 5 | 0 | 0 | 0
2037-05-03 09:00 | 2037 | 5 | 0 | 0 | 0
2037-05-03 10:00 | 2037 | 5 | 0 | 0 | 0
2037-05-03 11:00 | 2037 | 5 | 0 | 0 | 0
2037-05-03 12:00 | 2037 | 5 | 0 | 0 | 0
2037-05-03 13:00 | 2037 | 5 | 0 | 0 | 0
2037-05-03 14:00 | 2037 | 5 | 0 | 0 | 0
2037-05-03 15:00 | 2037 | 5 | 0 | 0 | 0
2037-05-03 16:00 | 2037 | 5 | 0 | 0 | 0
2037-05-03 17:00 | 2037 | 5 | 0 | 0 | 0
2037-05-03 18:00 | 2037 | 5 | 0 | 0 | 0
2037-05-03 19:00 | 2037 | 5 | 0 | 0 | 0
2037-05-03 20:00 | 2037 | 5 | 0 | 0 | 0
2037-05-03 21:00 | 2037 | 5 | 0 | 0 | 0
2037-05-03 22:00 | 2037 | 5 | 0 | 0 | 0
2037-05-03 23:00 | 2037 | 5 | 0 | 0 | 0
2037-05-04 | 2037 | 5 | 0 | 0 | 0
2037-05-04 01:00 | 2037 | 5 | 0 | 0 | 0
2037-05-04 02:00 | 2037 | 5 | 0 | 0 | 0
2037-05-04 03:00 | 2037 | 5 | 0 | 0 | 0
2037-05-04 04:00 | 2037 | 5 | 0 | 0 | 0
2037-05-04 05:00 | 2037 | 5 | 0 | 0 | 0
2037-05-04 06:00 | 2037 | 5 | 0 | 0 | 0
2037-05-04 07:00 | 2037 | 5 | 0 | 0 | 0
2037-05-04 08:00 | 2037 | 5 | 0 | 0 | 0
2037-05-04 09:00 | 2037 | 5 | 0 | 0 | 0
2037-05-04 10:00 | 2037 | 5 | 0 | 0 | 0
2037-05-04 11:00 | 2037 | 5 | 0 | 0 | 0
2037-05-04 12:00 | 2037 | 5 | 0 | 0 | 0
2037-05-04 13:00 | 2037 | 5 | 0 | 0 | 0
2037-05-04 14:00 | 2037 | 5 | 0 | 0 | 0
2037-05-04 15:00 | 2037 | 5 | 0 | 0 | 0
2037-05-04 16:00 | 2037 | 5 | 0 | 0 | 0
2037-05-04 17:00 | 2037 | 5 | 0 | 0 | 0
2037-05-04 18:00 | 2037 | 5 | 0 | 0 | 0
2037-05-04 19:00 | 2037 | 5 | 0 | 0 | 0
2037-05-04 20:00 | 2037 | 5 | 0 | 0 | 0
2037-05-04 21:00 | 2037 | 5 | 0 | 0 | 0
2037-05-04 22:00 | 2037 | 5 | 0 | 0 | 0
2037-05-04 23:00 | 2037 | 5 | 0 | 0 | 0
2037-05-05 | 2037 | 5 | 0 | 0 | 0
2037-05-05 01:00 | 2037 | 5 | 0 | 0 | 0
2037-05-05 02:00 | 2037 | 5 | 0 | 0 | 0
2037-05-05 03:00 | 2037 | 5 | 0 | 0 | 0
2037-05-05 04:00 | 2037 | 5 | 0 | 0 | 0
2037-05-05 05:00 | 2037 | 5 | 0 | 0 | 0
2037-05-05 06:00 | 2037 | 5 | 0 | 0 | 0
2037-05-05 07:00 | 2037 | 5 | 0 | 0 | 0
2037-05-05 08:00 | 2037 | 5 | 0 | 0 | 0
2037-05-05 09:00 | 2037 | 5 | 0 | 0 | 0
2037-05-05 10:00 | 2037 | 5 | 0 | 0 | 0
2037-05-05 11:00 | 2037 | 5 | 0 | 0 | 0
2037-05-05 12:00 | 2037 | 5 | 0 | 0 | 0
2037-05-05 13:00 | 2037 | 5 | 0 | 0 | 0
2037-05-05 14:00 | 2037 | 5 | 0 | 0 | 0
2037-05-05 15:00 | 2037 | 5 | 0 | 0 | 0
2037-05-05 16:00 | 2037 | 5 | 0 | 0 | 0
2037-05-05 17:00 | 2037 | 5 | 0 | 0 | 0
2037-05-05 18:00 | 2037 | 5 | 0 | 0 | 0
2037-05-05 19:00 | 2037 | 5 | 0 | 0 | 0
2037-05-05 20:00 | 2037 | 5 | 0 | 0 | 0
2037-05-05 21:00 | 2037 | 5 | 0 | 0 | 0
2037-05-05 22:00 | 2037 | 5 | 0 | 0 | 0
2037-05-05 23:00 | 2037 | 5 | 0 | 0 | 0
2037-05-06 | 2037 | 5 | 0 | 0 | 0
2037-05-06 01:00 | 2037 | 5 | 0 | 0 | 0
2037-05-06 02:00 | 2037 | 5 | 0 | 0 | 0
2037-05-06 03:00 | 2037 | 5 | 0 | 0 | 0
2037-05-06 04:00 | 2037 | 5 | 0 | 0 | 0
2037-05-06 05:00 | 2037 | 5 | 0 | 0 | 0
2037-05-06 06:00 | 2037 | 5 | 0 | 0 | 0
2037-05-06 07:00 | 2037 | 5 | 0 | 0 | 0
2037-05-06 08:00 | 2037 | 5 | 0 | 0 | 0
2037-05-06 09:00 | 2037 | 5 | 0 | 0 | 0
2037-05-06 10:00 | 2037 | 5 | 0 | 0 | 0
2037-05-06 11:00 | 2037 | 5 | 0 | 0 | 0
2037-05-06 12:00 | 2037 | 5 | 0 | 0 | 0
2037-05-06 13:00 | 2037 | 5 | 0 | 0 | 0
2037-05-06 14:00 | 2037 | 5 | 0 | 0 | 0
2037-05-06 15:00 | 2037 | 5 | 0 | 0 | 0
2037-05-06 16:00 | 2037 | 5 | 0 | 0 | 0
2037-05-06 17:00 | 2037 | 5 | 0 | 0 | 0
2037-05-06 18:00 | 2037 | 5 | 0 | 0 | 0
2037-05-06 19:00 | 2037 | 5 | 0 | 0 | 0
2037-05-06 20:00 | 2037 | 5 | 0 | 0 | 0
2037-05-06 21:00 | 2037 | 5 | 0 | 0 | 0
2037-05-06 22:00 | 2037 | 5 | 0 | 0 | 0
2037-05-06 23:00 | 2037 | 5 | 0 | 0 | 0
2037-05-07 | 2037 | 5 | 0 | 0 | 0
2037-05-07 01:00 | 2037 | 5 | 0 | 0 | 0
2037-05-07 02:00 | 2037 | 5 | 0 | 0 | 0
2037-05-07 03:00 | 2037 | 5 | 0 | 0 | 0
2037-05-07 04:00 | 2037 | 5 | 0 | 0 | 0
2037-05-07 05:00 | 2037 | 5 | 0 | 0 | 0
2037-05-07 06:00 | 2037 | 5 | 0 | 0 | 0
2037-05-07 07:00 | 2037 | 5 | 0 | 0 | 0
2037-05-07 08:00 | 2037 | 5 | 0 | 0 | 0
2037-05-07 09:00 | 2037 | 5 | 0 | 0 | 0
2037-05-07 10:00 | 2037 | 5 | 0 | 0 | 0
2037-05-07 11:00 | 2037 | 5 | 0 | 0 | 0
2037-05-07 12:00 | 2037 | 5 | 0 | 0 | 0
2037-05-07 13:00 | 2037 | 5 | 0 | 0 | 0
2037-05-07 14:00 | 2037 | 5 | 0 | 0 | 0
2037-05-07 15:00 | 2037 | 5 | 0 | 0 | 0
2037-05-07 16:00 | 2037 | 5 | 0 | 0 | 0
2037-05-07 17:00 | 2037 | 5 | 0 | 0 | 0
2037-05-07 18:00 | 2037 | 5 | 0 | 0 | 0
2037-05-07 19:00 | 2037 | 5 | 0 | 0 | 0
2037-05-07 20:00 | 2037 | 5 | 0 | 0 | 0
2037-05-07 21:00 | 2037 | 5 | 0 | 0 | 0
2037-05-07 22:00 | 2037 | 5 | 0 | 0 | 0
2037-05-07 23:00 | 2037 | 5 | 0 | 0 | 0
2037-05-08 | 2037 | 5 | 0 | 0 | 0
2037-05-08 01:00 | 2037 | 5 | 0 | 0 | 0
2037-05-08 02:00 | 2037 | 5 | 0 | 0 | 0
2037-05-08 03:00 | 2037 | 5 | 0 | 0 | 0
2037-05-08 04:00 | 2037 | 5 | 0 | 0 | 0
2037-05-08 05:00 | 2037 | 5 | 0 | 0 | 0
2037-05-08 06:00 | 2037 | 5 | 0 | 0 | 0
2037-05-08 07:00 | 2037 | 5 | 0 | 0 | 0
2037-05-08 08:00 | 2037 | 5 | 0 | 0 | 0
2037-05-08 09:00 | 2037 | 5 | 0 | 0 | 0
2037-05-08 10:00 | 2037 | 5 | 0 | 0 | 0
2037-05-08 11:00 | 2037 | 5 | 0 | 0 | 0
2037-05-08 12:00 | 2037 | 5 | 0 | 0 | 0
2037-05-08 13:00 | 2037 | 5 | 0 | 0 | 0
2037-05-08 14:00 | 2037 | 5 | 0 | 0 | 0
2037-05-08 15:00 | 2037 | 5 | 0 | 0 | 0
2037-05-08 16:00 | 2037 | 5 | 0 | 0 | 0
2037-05-08 17:00 | 2037 | 5 | 0 | 0 | 0
2037-05-08 18:00 | 2037 | 5 | 0 | 0 | 0
2037-05-08 19:00 | 2037 | 5 | 0 | 0 | 0
2037-05-08 20:00 | 2037 | 5 | 0 | 0 | 0
2037-05-08 21:00 | 2037 | 5 | 0 | 0 | 0
2037-05-08 22:00 | 2037 | 5 | 0 | 0 | 0
2037-05-08 23:00 | 2037 | 5 | 0 | 0 | 0
2037-05-09 | 2037 | 5 | 0 | 0 | 0
2037-05-09 01:00 | 2037 | 5 | 0 | 0 | 0
2037-05-09 02:00 | 2037 | 5 | 0 | 0 | 0
2037-05-09 03:00 | 2037 | 5 | 0 | 0 | 0
2037-05-09 04:00 | 2037 | 5 | 0 | 0 | 0
2037-05-09 05:00 | 2037 | 5 | 0 | 0 | 0
2037-05-09 06:00 | 2037 | 5 | 0 | 0 | 0
2037-05-09 07:00 | 2037 | 5 | 0 | 0 | 0
2037-05-09 08:00 | 2037 | 5 | 0 | 0 | 0
2037-05-09 09:00 | 2037 | 5 | 0 | 0 | 0
2037-05-09 10:00 | 2037 | 5 | 0 | 0 | 0
2037-05-09 11:00 | 2037 | 5 | 0 | 0 | 0
2037-05-09 12:00 | 2037 | 5 | 0 | 0 | 0
2037-05-09 13:00 | 2037 | 5 | 0 | 0 | 0
2037-05-09 14:00 | 2037 | 5 | 0 | 0 | 0
2037-05-09 15:00 | 2037 | 5 | 0 | 0 | 0
2037-05-09 16:00 | 2037 | 5 | 0 | 0 | 0
2037-05-09 17:00 | 2037 | 5 | 0 | 0 | 0
2037-05-09 18:00 | 2037 | 5 | 0 | 0 | 0
2037-05-09 19:00 | 2037 | 5 | 0 | 0 | 0
2037-05-09 20:00 | 2037 | 5 | 0 | 0 | 0
2037-05-09 21:00 | 2037 | 5 | 0 | 0 | 0
2037-05-09 22:00 | 2037 | 5 | 0 | 0 | 0
2037-05-09 23:00 | 2037 | 5 | 0 | 0 | 0
2037-05-10 | 2037 | 5 | 0 | 0 | 0
2037-05-10 01:00 | 2037 | 5 | 0 | 0 | 0
2037-05-10 02:00 | 2037 | 5 | 0 | 0 | 0
2037-05-10 03:00 | 2037 | 5 | 0 | 0 | 0
2037-05-10 04:00 | 2037 | 5 | 0 | 0 | 0
2037-05-10 05:00 | 2037 | 5 | 0 | 0 | 0
2037-05-10 06:00 | 2037 | 5 | 0 | 0 | 0
2037-05-10 07:00 | 2037 | 5 | 0 | 0 | 0
2037-05-10 08:00 | 2037 | 5 | 0 | 0 | 0
2037-05-10 09:00 | 2037 | 5 | 0 | 0 | 0
2037-05-10 10:00 | 2037 | 5 | 0 | 0 | 0
2037-05-10 11:00 | 2037 | 5 | 0 | 0 | 0
2037-05-10 12:00 | 2037 | 5 | 0 | 0 | 0
2037-05-10 13:00 | 2037 | 5 | 0 | 0 | 0
2037-05-10 14:00 | 2037 | 5 | 0 | 0 | 0
2037-05-10 15:00 | 2037 | 5 | 0 | 0 | 0
2037-05-10 16:00 | 2037 | 5 | 0 | 0 | 0
2037-05-10 17:00 | 2037 | 5 | 0 | 0 | 0
2037-05-10 18:00 | 2037 | 5 | 0 | 0 | 0
2037-05-10 19:00 | 2037 | 5 | 0 | 0 | 0
2037-05-10 20:00 | 2037 | 5 | 0 | 0 | 0
2037-05-10 21:00 | 2037 | 5 | 0 | 0 | 0
2037-05-10 22:00 | 2037 | 5 | 0 | 0 | 0
2037-05-10 23:00 | 2037 | 5 | 0 | 0 | 0
2037-05-11 | 2037 | 5 | 0 | 0 | 0
2037-05-11 01:00 | 2037 | 5 | 0 | 0 | 0
2037-05-11 02:00 | 2037 | 5 | 0 | 0 | 0
2037-05-11 03:00 | 2037 | 5 | 0 | 0 | 0
2037-05-11 04:00 | 2037 | 5 | 0 | 0 | 0
2037-05-11 05:00 | 2037 | 5 | 0 | 0 | 0
2037-05-11 06:00 | 2037 | 5 | 0 | 0 | 0
2037-05-11 07:00 | 2037 | 5 | 0 | 0 | 0
2037-05-11 08:00 | 2037 | 5 | 0 | 0 | 0
2037-05-11 09:00 | 2037 | 5 | 0 | 0 | 0
2037-05-11 10:00 | 2037 | 5 | 0 | 0 | 0
2037-05-11 11:00 | 2037 | 5 | 0 | 0 | 0
2037-05-11 12:00 | 2037 | 5 | 0 | 0 | 0
2037-05-11 13:00 | 2037 | 5 | 0 | 0 | 0
2037-05-11 14:00 | 2037 | 5 | 0 | 0 | 0
2037-05-11 15:00 | 2037 | 5 | 0 | 0 | 0
2037-05-11 16:00 | 2037 | 5 | 0 | 0 | 0
2037-05-11 17:00 | 2037 | 5 | 0 | 0 | 0
2037-05-11 18:00 | 2037 | 5 | 0 | 0 | 0
2037-05-11 19:00 | 2037 | 5 | 0 | 0 | 0
2037-05-11 20:00 | 2037 | 5 | 0 | 0 | 0
2037-05-11 21:00 | 2037 | 5 | 0 | 0 | 0
2037-05-11 22:00 | 2037 | 5 | 0 | 0 | 0
2037-05-11 23:00 | 2037 | 5 | 0 | 0 | 0
2037-05-12 | 2037 | 5 | 0 | 0 | 0
2037-05-12 01:00 | 2037 | 5 | 0 | 0 | 0
2037-05-12 02:00 | 2037 | 5 | 0 | 0 | 0
2037-05-12 03:00 | 2037 | 5 | 0 | 0 | 0
2037-05-12 04:00 | 2037 | 5 | 0 | 0 | 0
2037-05-12 05:00 | 2037 | 5 | 0 | 0 | 0
2037-05-12 06:00 | 2037 | 5 | 0 | 0 | 0
2037-05-12 07:00 | 2037 | 5 | 0 | 0 | 0
2037-05-12 08:00 | 2037 | 5 | 0 | 0 | 0
2037-05-12 09:00 | 2037 | 5 | 0 | 0 | 0
2037-05-12 10:00 | 2037 | 5 | 0 | 0 | 0
2037-05-12 11:00 | 2037 | 5 | 0 | 0 | 0
2037-05-12 12:00 | 2037 | 5 | 0 | 0 | 0
2037-05-12 13:00 | 2037 | 5 | 0 | 0 | 0
2037-05-12 14:00 | 2037 | 5 | 0 | 0 | 0
2037-05-12 15:00 | 2037 | 5 | 0 | 0 | 0
2037-05-12 16:00 | 2037 | 5 | 0 | 0 | 0
2037-05-12 17:00 | 2037 | 5 | 0 | 0 | 0
2037-05-12 18:00 | 2037 | 5 | 0 | 0 | 0
2037-05-12 19:00 | 2037 | 5 | 0 | 0 | 0
2037-05-12 20:00 | 2037 | 5 | 0 | 0 | 0
2037-05-12 21:00 | 2037 | 5 | 0 | 0 | 0
2037-05-12 22:00 | 2037 | 5 | 0 | 0 | 0
2037-05-12 23:00 | 2037 | 5 | 0 | 0 | 0
2037-05-13 | 2037 | 5 | 0 | 0 | 0
2037-05-13 01:00 | 2037 | 5 | 0 | 0 | 0
2037-05-13 02:00 | 2037 | 5 | 0 | 0 | 0
2037-05-13 03:00 | 2037 | 5 | 0 | 0 | 0
2037-05-13 04:00 | 2037 | 5 | 0 | 0 | 0
2037-05-13 05:00 | 2037 | 5 | 0 | 0 | 0
2037-05-13 06:00 | 2037 | 5 | 0 | 0 | 0
2037-05-13 07:00 | 2037 | 5 | 0 | 0 | 0
2037-05-13 08:00 | 2037 | 5 | 0 | 0 | 0
2037-05-13 09:00 | 2037 | 5 | 0 | 0 | 0
2037-05-13 10:00 | 2037 | 5 | 0 | 0 | 0
2037-05-13 11:00 | 2037 | 5 | 0 | 0 | 0
2037-05-13 12:00 | 2037 | 5 | 0 | 0 | 0
2037-05-13 13:00 | 2037 | 5 | 0 | 0 | 0
2037-05-13 14:00 | 2037 | 5 | 0 | 0 | 0
2037-05-13 15:00 | 2037 | 5 | 0 | 0 | 0
2037-05-13 16:00 | 2037 | 5 | 0 | 0 | 0
2037-05-13 17:00 | 2037 | 5 | 0 | 0 | 0
2037-05-13 18:00 | 2037 | 5 | 0 | 0 | 0
2037-05-13 19:00 | 2037 | 5 | 0 | 0 | 0
2037-05-13 20:00 | 2037 | 5 | 0 | 0 | 0
2037-05-13 21:00 | 2037 | 5 | 0 | 0 | 0
2037-05-13 22:00 | 2037 | 5 | 0 | 0 | 0
2037-05-13 23:00 | 2037 | 5 | 0 | 0 | 0
2037-05-14 | 2037 | 5 | 0 | 0 | 0
2037-05-14 01:00 | 2037 | 5 | 0 | 0 | 0
2037-05-14 02:00 | 2037 | 5 | 0 | 0 | 0
2037-05-14 03:00 | 2037 | 5 | 0 | 0 | 0
2037-05-14 04:00 | 2037 | 5 | 0 | 0 | 0
2037-05-14 05:00 | 2037 | 5 | 0 | 0 | 0
2037-05-14 06:00 | 2037 | 5 | 0 | 0 | 0
2037-05-14 07:00 | 2037 | 5 | 0 | 0 | 0
2037-05-14 08:00 | 2037 | 5 | 0 | 0 | 0
2037-05-14 09:00 | 2037 | 5 | 0 | 0 | 0
2037-05-14 10:00 | 2037 | 5 | 0 | 0 | 0
2037-05-14 11:00 | 2037 | 5 | 0 | 0 | 0
2037-05-14 12:00 | 2037 | 5 | 0 | 0 | 0
2037-05-14 13:00 | 2037 | 5 | 0 | 0 | 0
2037-05-14 14:00 | 2037 | 5 | 0 | 0 | 0
2037-05-14 15:00 | 2037 | 5 | 0 | 0 | 0
2037-05-14 16:00 | 2037 | 5 | 0 | 0 | 0
2037-05-14 17:00 | 2037 | 5 | 0 | 0 | 0
2037-05-14 18:00 | 2037 | 5 | 0 | 0 | 0
2037-05-14 19:00 | 2037 | 5 | 0 | 0 | 0
2037-05-14 20:00 | 2037 | 5 | 0 | 0 | 0
2037-05-14 21:00 | 2037 | 5 | 0 | 0 | 0
2037-05-14 22:00 | 2037 | 5 | 0 | 0 | 0
2037-05-14 23:00 | 2037 | 5 | 0 | 0 | 0
2037-05-15 | 2037 | 5 | 0 | 0 | 0
2037-05-15 01:00 | 2037 | 5 | 0 | 0 | 0
2037-05-15 02:00 | 2037 | 5 | 0 | 0 | 0
2037-05-15 03:00 | 2037 | 5 | 0 | 0 | 0
2037-05-15 04:00 | 2037 | 5 | 0 | 0 | 0
2037-05-15 05:00 | 2037 | 5 | 0 | 0 | 0
2037-05-15 06:00 | 2037 | 5 | 0 | 0 | 0
2037-05-15 07:00 | 2037 | 5 | 0 | 0 | 0
2037-05-15 08:00 | 2037 | 5 | 0 | 0 | 0
2037-05-15 09:00 | 2037 | 5 | 0 | 0 | 0
2037-05-15 10:00 | 2037 | 5 | 0 | 0 | 0
2037-05-15 11:00 | 2037 | 5 | 0 | 0 | 0
2037-05-15 12:00 | 2037 | 5 | 0 | 0 | 0
2037-05-15 13:00 | 2037 | 5 | 0 | 0 | 0
2037-05-15 14:00 | 2037 | 5 | 0 | 0 | 0
2037-05-15 15:00 | 2037 | 5 | 0 | 0 | 0
2037-05-15 16:00 | 2037 | 5 | 0 | 0 | 0
2037-05-15 17:00 | 2037 | 5 | 0 | 0 | 0
2037-05-15 18:00 | 2037 | 5 | 0 | 0 | 0
2037-05-15 19:00 | 2037 | 5 | 0 | 0 | 0
2037-05-15 20:00 | 2037 | 5 | 0 | 0 | 0
2037-05-15 21:00 | 2037 | 5 | 0 | 0 | 0
2037-05-15 22:00 | 2037 | 5 | 0 | 0 | 0
2037-05-15 23:00 | 2037 | 5 | 0 | 0 | 0
2037-05-16 | 2037 | 5 | 0 | 0 | 0
2037-05-16 01:00 | 2037 | 5 | 0 | 0 | 0
2037-05-16 02:00 | 2037 | 5 | 0 | 0 | 0
2037-05-16 03:00 | 2037 | 5 | 0 | 0 | 0
2037-05-16 04:00 | 2037 | 5 | 0 | 0 | 0
2037-05-16 05:00 | 2037 | 5 | 0 | 0 | 0
2037-05-16 06:00 | 2037 | 5 | 0 | 0 | 0
2037-05-16 07:00 | 2037 | 5 | 0 | 0 | 0
2037-05-16 08:00 | 2037 | 5 | 0 | 0 | 0
2037-05-16 09:00 | 2037 | 5 | 0 | 0 | 0
2037-05-16 10:00 | 2037 | 5 | 0 | 0 | 0
2037-05-16 11:00 | 2037 | 5 | 0 | 0 | 0
2037-05-16 12:00 | 2037 | 5 | 0 | 0 | 0
2037-05-16 13:00 | 2037 | 5 | 0 | 0 | 0
2037-05-16 14:00 | 2037 | 5 | 0 | 0 | 0
2037-05-16 15:00 | 2037 | 5 | 0 | 0 | 0
2037-05-16 16:00 | 2037 | 5 | 0 | 0 | 0
2037-05-16 17:00 | 2037 | 5 | 0 | 0 | 0
2037-05-16 18:00 | 2037 | 5 | 0 | 0 | 0
2037-05-16 19:00 | 2037 | 5 | 0 | 0 | 0
2037-05-16 20:00 | 2037 | 5 | 0 | 0 | 0
2037-05-16 21:00 | 2037 | 5 | 0 | 0 | 0
2037-05-16 22:00 | 2037 | 5 | 0 | 0 | 0
2037-05-16 23:00 | 2037 | 5 | 0 | 0 | 0
2037-05-17 | 2037 | 5 | 0 | 0 | 0
2037-05-17 01:00 | 2037 | 5 | 0 | 0 | 0
2037-05-17 02:00 | 2037 | 5 | 0 | 0 | 0
2037-05-17 03:00 | 2037 | 5 | 0 | 0 | 0
2037-05-17 04:00 | 2037 | 5 | 0 | 0 | 0
2037-05-17 05:00 | 2037 | 5 | 0 | 0 | 0
2037-05-17 06:00 | 2037 | 5 | 0 | 0 | 0
2037-05-17 07:00 | 2037 | 5 | 0 | 0 | 0
2037-05-17 08:00 | 2037 | 5 | 0 | 0 | 0
2037-05-17 09:00 | 2037 | 5 | 0 | 0 | 0
2037-05-17 10:00 | 2037 | 5 | 0 | 0 | 0
2037-05-17 11:00 | 2037 | 5 | 0 | 0 | 0
2037-05-17 12:00 | 2037 | 5 | 0 | 0 | 0
2037-05-17 13:00 | 2037 | 5 | 0 | 0 | 0
2037-05-17 14:00 | 2037 | 5 | 0 | 0 | 0
2037-05-17 15:00 | 2037 | 5 | 0 | 0 | 0
2037-05-17 16:00 | 2037 | 5 | 0 | 0 | 0
2037-05-17 17:00 | 2037 | 5 | 0 | 0 | 0
2037-05-17 18:00 | 2037 | 5 | 0 | 0 | 0
2037-05-17 19:00 | 2037 | 5 | 0 | 0 | 0
2037-05-17 20:00 | 2037 | 5 | 0 | 0 | 0
2037-05-17 21:00 | 2037 | 5 | 0 | 0 | 0
2037-05-17 22:00 | 2037 | 5 | 0 | 0 | 0
2037-05-17 23:00 | 2037 | 5 | 0 | 0 | 0
2037-05-18 | 2037 | 5 | 0 | 0 | 0
2037-05-18 01:00 | 2037 | 5 | 0 | 0 | 0
2037-05-18 02:00 | 2037 | 5 | 0 | 0 | 0
2037-05-18 03:00 | 2037 | 5 | 0 | 0 | 0
2037-05-18 04:00 | 2037 | 5 | 0 | 0 | 0
2037-05-18 05:00 | 2037 | 5 | 0 | 0 | 0
2037-05-18 06:00 | 2037 | 5 | 0 | 0 | 0
2037-05-18 07:00 | 2037 | 5 | 0 | 0 | 0
2037-05-18 08:00 | 2037 | 5 | 0 | 0 | 0
2037-05-18 09:00 | 2037 | 5 | 0 | 0 | 0
2037-05-18 10:00 | 2037 | 5 | 0 | 0 | 0
2037-05-18 11:00 | 2037 | 5 | 0 | 0 | 0
2037-05-18 12:00 | 2037 | 5 | 0 | 0 | 0
2037-05-18 13:00 | 2037 | 5 | 0 | 0 | 0
2037-05-18 14:00 | 2037 | 5 | 0 | 0 | 0
2037-05-18 15:00 | 2037 | 5 | 0 | 0 | 0
2037-05-18 16:00 | 2037 | 5 | 0 | 0 | 0
2037-05-18 17:00 | 2037 | 5 | 0 | 0 | 0
2037-05-18 18:00 | 2037 | 5 | 0 | 0 | 0
2037-05-18 19:00 | 2037 | 5 | 0 | 0 | 0
2037-05-18 20:00 | 2037 | 5 | 0 | 0 | 0
2037-05-18 21:00 | 2037 | 5 | 0 | 0 | 0
2037-05-18 22:00 | 2037 | 5 | 0 | 0 | 0
2037-05-18 23:00 | 2037 | 5 | 0 | 0 | 0
2037-05-19 | 2037 | 5 | 0 | 0 | 0
2037-05-19 01:00 | 2037 | 5 | 0 | 0 | 0
2037-05-19 02:00 | 2037 | 5 | 0 | 0 | 0
2037-05-19 03:00 | 2037 | 5 | 0 | 0 | 0
2037-05-19 04:00 | 2037 | 5 | 0 | 0 | 0
2037-05-19 05:00 | 2037 | 5 | 0 | 0 | 0
2037-05-19 06:00 | 2037 | 5 | 0 | 0 | 0
2037-05-19 07:00 | 2037 | 5 | 0 | 0 | 0
2037-05-19 08:00 | 2037 | 5 | 0 | 0 | 0
2037-05-19 09:00 | 2037 | 5 | 0 | 0 | 0
2037-05-19 10:00 | 2037 | 5 | 0 | 0 | 0
2037-05-19 11:00 | 2037 | 5 | 0 | 0 | 0
2037-05-19 12:00 | 2037 | 5 | 0 | 0 | 0
2037-05-19 13:00 | 2037 | 5 | 0 | 0 | 0
2037-05-19 14:00 | 2037 | 5 | 0 | 0 | 0
2037-05-19 15:00 | 2037 | 5 | 0 | 0 | 0
2037-05-19 16:00 | 2037 | 5 | 0 | 0 | 0
2037-05-19 17:00 | 2037 | 5 | 0 | 0 | 0
2037-05-19 18:00 | 2037 | 5 | 0 | 0 | 0
2037-05-19 19:00 | 2037 | 5 | 0 | 0 | 0
2037-05-19 20:00 | 2037 | 5 | 0 | 0 | 0
2037-05-19 21:00 | 2037 | 5 | 0 | 0 | 0
2037-05-19 22:00 | 2037 | 5 | 0 | 0 | 0
2037-05-19 23:00 | 2037 | 5 | 0 | 0 | 0
2037-05-20 | 2037 | 5 | 0 | 0 | 0
2037-05-20 01:00 | 2037 | 5 | 0 | 0 | 0
2037-05-20 02:00 | 2037 | 5 | 0 | 0 | 0
2037-05-20 03:00 | 2037 | 5 | 0 | 0 | 0
2037-05-20 04:00 | 2037 | 5 | 0 | 0 | 0
2037-05-20 05:00 | 2037 | 5 | 0 | 0 | 0
2037-05-20 06:00 | 2037 | 5 | 0 | 0 | 0
2037-05-20 07:00 | 2037 | 5 | 0 | 0 | 0
2037-05-20 08:00 | 2037 | 5 | 0 | 0 | 0
2037-05-20 09:00 | 2037 | 5 | 0 | 0 | 0
2037-05-20 10:00 | 2037 | 5 | 0 | 0 | 0
2037-05-20 11:00 | 2037 | 5 | 0 | 0 | 0
2037-05-20 12:00 | 2037 | 5 | 0 | 0 | 0
2037-05-20 13:00 | 2037 | 5 | 0 | 0 | 0
2037-05-20 14:00 | 2037 | 5 | 0 | 0 | 0
2037-05-20 15:00 | 2037 | 5 | 0 | 0 | 0
2037-05-20 16:00 | 2037 | 5 | 0 | 0 | 0
2037-05-20 17:00 | 2037 | 5 | 0 | 0 | 0
2037-05-20 18:00 | 2037 | 5 | 0 | 0 | 0
2037-05-20 19:00 | 2037 | 5 | 0 | 0 | 0
2037-05-20 20:00 | 2037 | 5 | 0 | 0 | 0
2037-05-20 21:00 | 2037 | 5 | 0 | 0 | 0
2037-05-20 22:00 | 2037 | 5 | 0 | 0 | 0
2037-05-20 23:00 | 2037 | 5 | 0 | 0 | 0
2037-05-21 | 2037 | 5 | 0 | 0 | 0
2037-05-21 01:00 | 2037 | 5 | 0 | 0 | 0
2037-05-21 02:00 | 2037 | 5 | 0 | 0 | 0
2037-05-21 03:00 | 2037 | 5 | 0 | 0 | 0
2037-05-21 04:00 | 2037 | 5 | 0 | 0 | 0
2037-05-21 05:00 | 2037 | 5 | 0 | 0 | 0
2037-05-21 06:00 | 2037 | 5 | 0 | 0 | 0
2037-05-21 07:00 | 2037 | 5 | 0 | 0 | 0
2037-05-21 08:00 | 2037 | 5 | 0 | 0 | 0
2037-05-21 09:00 | 2037 | 5 | 0 | 0 | 0
2037-05-21 10:00 | 2037 | 5 | 0 | 0 | 0
2037-05-21 11:00 | 2037 | 5 | 0 | 0 | 0
2037-05-21 12:00 | 2037 | 5 | 0 | 0 | 0
2037-05-21 13:00 | 2037 | 5 | 0 | 0 | 0
2037-05-21 14:00 | 2037 | 5 | 0 | 0 | 0
2037-05-21 15:00 | 2037 | 5 | 0 | 0 | 0
2037-05-21 16:00 | 2037 | 5 | 0 | 0 | 0
2037-05-21 17:00 | 2037 | 5 | 0 | 0 | 0
2037-05-21 18:00 | 2037 | 5 | 0 | 0 | 0
2037-05-21 19:00 | 2037 | 5 | 0 | 0 | 0
2037-05-21 20:00 | 2037 | 5 | 0 | 0 | 0
2037-05-21 21:00 | 2037 | 5 | 0 | 0 | 0
2037-05-21 22:00 | 2037 | 5 | 0 | 0 | 0
2037-05-21 23:00 | 2037 | 5 | 0 | 0 | 0
2037-05-22 | 2037 | 5 | 0 | 0 | 0
2037-05-22 01:00 | 2037 | 5 | 0 | 0 | 0
2037-05-22 02:00 | 2037 | 5 | 0 | 0 | 0
2037-05-22 03:00 | 2037 | 5 | 0 | 0 | 0
2037-05-22 04:00 | 2037 | 5 | 0 | 0 | 0
2037-05-22 05:00 | 2037 | 5 | 0 | 0 | 0
2037-05-22 06:00 | 2037 | 5 | 0 | 0 | 0
2037-05-22 07:00 | 2037 | 5 | 0 | 0 | 0
2037-05-22 08:00 | 2037 | 5 | 0 | 0 | 0
2037-05-22 09:00 | 2037 | 5 | 0 | 0 | 0
2037-05-22 10:00 | 2037 | 5 | 0 | 0 | 0
2037-05-22 11:00 | 2037 | 5 | 0 | 0 | 0
2037-05-22 12:00 | 2037 | 5 | 0 | 0 | 0
2037-05-22 13:00 | 2037 | 5 | 0 | 0 | 0
2037-05-22 14:00 | 2037 | 5 | 0 | 0 | 0
2037-05-22 15:00 | 2037 | 5 | 0 | 0 | 0
2037-05-22 16:00 | 2037 | 5 | 0 | 0 | 0
2037-05-22 17:00 | 2037 | 5 | 0 | 0 | 0
2037-05-22 18:00 | 2037 | 5 | 0 | 0 | 0
2037-05-22 19:00 | 2037 | 5 | 0 | 0 | 0
2037-05-22 20:00 | 2037 | 5 | 0 | 0 | 0
2037-05-22 21:00 | 2037 | 5 | 0 | 0 | 0
2037-05-22 22:00 | 2037 | 5 | 0 | 0 | 0
2037-05-22 23:00 | 2037 | 5 | 0 | 0 | 0
2037-05-23 | 2037 | 5 | 0 | 0 | 0
2037-05-23 01:00 | 2037 | 5 | 0 | 0 | 0
2037-05-23 02:00 | 2037 | 5 | 0 | 0 | 0
2037-05-23 03:00 | 2037 | 5 | 0 | 0 | 0
2037-05-23 04:00 | 2037 | 5 | 0 | 0 | 0
2037-05-23 05:00 | 2037 | 5 | 0 | 0 | 0
2037-05-23 06:00 | 2037 | 5 | 0 | 0 | 0
2037-05-23 07:00 | 2037 | 5 | 0 | 0 | 0
2037-05-23 08:00 | 2037 | 5 | 0 | 0 | 0
2037-05-23 09:00 | 2037 | 5 | 0 | 0 | 0
2037-05-23 10:00 | 2037 | 5 | 0 | 0 | 0
2037-05-23 11:00 | 2037 | 5 | 0 | 0 | 0
2037-05-23 12:00 | 2037 | 5 | 0 | 0 | 0
2037-05-23 13:00 | 2037 | 5 | 0 | 0 | 0
2037-05-23 14:00 | 2037 | 5 | 0 | 0 | 0
2037-05-23 15:00 | 2037 | 5 | 0 | 0 | 0
2037-05-23 16:00 | 2037 | 5 | 0 | 0 | 0
2037-05-23 17:00 | 2037 | 5 | 0 | 0 | 0
2037-05-23 18:00 | 2037 | 5 | 0 | 0 | 0
2037-05-23 19:00 | 2037 | 5 | 0 | 0 | 0
2037-05-23 20:00 | 2037 | 5 | 0 | 0 | 0
2037-05-23 21:00 | 2037 | 5 | 0 | 0 | 0
2037-05-23 22:00 | 2037 | 5 | 0 | 0 | 0
2037-05-23 23:00 | 2037 | 5 | 0 | 0 | 0
2037-05-24 | 2037 | 5 | 0 | 0 | 0
2037-05-24 01:00 | 2037 | 5 | 0 | 0 | 0
2037-05-24 02:00 | 2037 | 5 | 0 | 0 | 0
2037-05-24 03:00 | 2037 | 5 | 0 | 0 | 0
2037-05-24 04:00 | 2037 | 5 | 0 | 0 | 0
2037-05-24 05:00 | 2037 | 5 | 0 | 0 | 0
2037-05-24 06:00 | 2037 | 5 | 0 | 0 | 0
2037-05-24 07:00 | 2037 | 5 | 0 | 0 | 0
2037-05-24 08:00 | 2037 | 5 | 0 | 0 | 0
2037-05-24 09:00 | 2037 | 5 | 0 | 0 | 0
2037-05-24 10:00 | 2037 | 5 | 0 | 0 | 0
2037-05-24 11:00 | 2037 | 5 | 0 | 0 | 0
2037-05-24 12:00 | 2037 | 5 | 0 | 0 | 0
2037-05-24 13:00 | 2037 | 5 | 0 | 0 | 0
2037-05-24 14:00 | 2037 | 5 | 0 | 0 | 0
2037-05-24 15:00 | 2037 | 5 | 0 | 0 | 0
2037-05-24 16:00 | 2037 | 5 | 0 | 0 | 0
2037-05-24 17:00 | 2037 | 5 | 0 | 0 | 0
2037-05-24 18:00 | 2037 | 5 | 0 | 0 | 0
2037-05-24 19:00 | 2037 | 5 | 0 | 0 | 0
2037-05-24 20:00 | 2037 | 5 | 0 | 0 | 0
2037-05-24 21:00 | 2037 | 5 | 0 | 0 | 0
2037-05-24 22:00 | 2037 | 5 | 0 | 0 | 0
2037-05-24 23:00 | 2037 | 5 | 0 | 0 | 0
2037-05-25 | 2037 | 5 | 0 | 0 | 0
2037-05-25 01:00 | 2037 | 5 | 0 | 0 | 0
2037-05-25 02:00 | 2037 | 5 | 0 | 0 | 0
2037-05-25 03:00 | 2037 | 5 | 0 | 0 | 0
2037-05-25 04:00 | 2037 | 5 | 0 | 0 | 0
2037-05-25 05:00 | 2037 | 5 | 0 | 0 | 0
2037-05-25 06:00 | 2037 | 5 | 0 | 0 | 0
2037-05-25 07:00 | 2037 | 5 | 0 | 0 | 0
2037-05-25 08:00 | 2037 | 5 | 0 | 0 | 0
2037-05-25 09:00 | 2037 | 5 | 0 | 0 | 0
2037-05-25 10:00 | 2037 | 5 | 0 | 0 | 0
2037-05-25 11:00 | 2037 | 5 | 0 | 0 | 0
2037-05-25 12:00 | 2037 | 5 | 0 | 0 | 0
2037-05-25 13:00 | 2037 | 5 | 0 | 0 | 0
2037-05-25 14:00 | 2037 | 5 | 0 | 0 | 0
2037-05-25 15:00 | 2037 | 5 | 0 | 0 | 0
2037-05-25 16:00 | 2037 | 5 | 0 | 0 | 0
2037-05-25 17:00 | 2037 | 5 | 0 | 0 | 0
2037-05-25 18:00 | 2037 | 5 | 0 | 0 | 0
2037-05-25 19:00 | 2037 | 5 | 0 | 0 | 0
2037-05-25 20:00 | 2037 | 5 | 0 | 0 | 0
2037-05-25 21:00 | 2037 | 5 | 0 | 0 | 0
2037-05-25 22:00 | 2037 | 5 | 0 | 0 | 0
2037-05-25 23:00 | 2037 | 5 | 0 | 0 | 0
2037-05-26 | 2037 | 5 | 0 | 0 | 0
2037-05-26 01:00 | 2037 | 5 | 0 | 0 | 0
2037-05-26 02:00 | 2037 | 5 | 0 | 0 | 0
2037-05-26 03:00 | 2037 | 5 | 0 | 0 | 0
2037-05-26 04:00 | 2037 | 5 | 0 | 0 | 0
2037-05-26 05:00 | 2037 | 5 | 0 | 0 | 0
2037-05-26 06:00 | 2037 | 5 | 0 | 0 | 0
2037-05-26 07:00 | 2037 | 5 | 0 | 0 | 0
2037-05-26 08:00 | 2037 | 5 | 0 | 0 | 0
2037-05-26 09:00 | 2037 | 5 | 0 | 0 | 0
2037-05-26 10:00 | 2037 | 5 | 0 | 0 | 0
2037-05-26 11:00 | 2037 | 5 | 0 | 0 | 0
2037-05-26 12:00 | 2037 | 5 | 0 | 0 | 0
2037-05-26 13:00 | 2037 | 5 | 0 | 0 | 0
2037-05-26 14:00 | 2037 | 5 | 0 | 0 | 0
2037-05-26 15:00 | 2037 | 5 | 0 | 0 | 0
2037-05-26 16:00 | 2037 | 5 | 0 | 0 | 0
2037-05-26 17:00 | 2037 | 5 | 0 | 0 | 0
2037-05-26 18:00 | 2037 | 5 | 0 | 0 | 0
2037-05-26 19:00 | 2037 | 5 | 0 | 0 | 0
2037-05-26 20:00 | 2037 | 5 | 0 | 0 | 0
2037-05-26 21:00 | 2037 | 5 | 0 | 0 | 0
2037-05-26 22:00 | 2037 | 5 | 0 | 0 | 0
2037-05-26 23:00 | 2037 | 5 | 0 | 0 | 0
2037-05-27 | 2037 | 5 | 0 | 0 | 0
2037-05-27 01:00 | 2037 | 5 | 0 | 0 | 0
2037-05-27 02:00 | 2037 | 5 | 0 | 0 | 0
2037-05-27 03:00 | 2037 | 5 | 0 | 0 | 0
2037-05-27 04:00 | 2037 | 5 | 0 | 0 | 0
2037-05-27 05:00 | 2037 | 5 | 0 | 0 | 0
2037-05-27 06:00 | 2037 | 5 | 0 | 0 | 0
2037-05-27 07:00 | 2037 | 5 | 0 | 0 | 0
2037-05-27 08:00 | 2037 | 5 | 0 | 0 | 0
2037-05-27 09:00 | 2037 | 5 | 0 | 0 | 0
2037-05-27 10:00 | 2037 | 5 | 0 | 0 | 0
2037-05-27 11:00 | 2037 | 5 | 0 | 0 | 0
2037-05-27 12:00 | 2037 | 5 | 0 | 0 | 0
2037-05-27 13:00 | 2037 | 5 | 0 | 0 | 0
2037-05-27 14:00 | 2037 | 5 | 0 | 0 | 0
2037-05-27 15:00 | 2037 | 5 | 0 | 0 | 0
2037-05-27 16:00 | 2037 | 5 | 0 | 0 | 0
2037-05-27 17:00 | 2037 | 5 | 0 | 0 | 0
2037-05-27 18:00 | 2037 | 5 | 0 | 0 | 0
2037-05-27 19:00 | 2037 | 5 | 0 | 0 | 0
2037-05-27 20:00 | 2037 | 5 | 0 | 0 | 0
2037-05-27 21:00 | 2037 | 5 | 0 | 0 | 0
2037-05-27 22:00 | 2037 | 5 | 0 | 0 | 0
2037-05-27 23:00 | 2037 | 5 | 0 | 0 | 0
2037-05-28 | 2037 | 5 | 0 | 0 | 0
2037-05-28 01:00 | 2037 | 5 | 0 | 0 | 0
2037-05-28 02:00 | 2037 | 5 | 0 | 0 | 0
2037-05-28 03:00 | 2037 | 5 | 0 | 0 | 0
2037-05-28 04:00 | 2037 | 5 | 0 | 0 | 0
2037-05-28 05:00 | 2037 | 5 | 0 | 0 | 0
2037-05-28 06:00 | 2037 | 5 | 0 | 0 | 0
2037-05-28 07:00 | 2037 | 5 | 0 | 0 | 0
2037-05-28 08:00 | 2037 | 5 | 0 | 0 | 0
2037-05-28 09:00 | 2037 | 5 | 0 | 0 | 0
2037-05-28 10:00 | 2037 | 5 | 0 | 0 | 0
2037-05-28 11:00 | 2037 | 5 | 0 | 0 | 0
2037-05-28 12:00 | 2037 | 5 | 0 | 0 | 0
2037-05-28 13:00 | 2037 | 5 | 0 | 0 | 0
2037-05-28 14:00 | 2037 | 5 | 0 | 0 | 0
2037-05-28 15:00 | 2037 | 5 | 0 | 0 | 0
2037-05-28 16:00 | 2037 | 5 | 0 | 0 | 0
2037-05-28 17:00 | 2037 | 5 | 0 | 0 | 0
2037-05-28 18:00 | 2037 | 5 | 0 | 0 | 0
2037-05-28 19:00 | 2037 | 5 | 0 | 0 | 0
2037-05-28 20:00 | 2037 | 5 | 0 | 0 | 0
2037-05-28 21:00 | 2037 | 5 | 0 | 0 | 0
2037-05-28 22:00 | 2037 | 5 | 0 | 0 | 0
2037-05-28 23:00 | 2037 | 5 | 0 | 0 | 0
2037-05-29 | 2037 | 5 | 0 | 0 | 0
2037-05-29 01:00 | 2037 | 5 | 0 | 0 | 0
2037-05-29 02:00 | 2037 | 5 | 0 | 0 | 0
2037-05-29 03:00 | 2037 | 5 | 0 | 0 | 0
2037-05-29 04:00 | 2037 | 5 | 0 | 0 | 0
2037-05-29 05:00 | 2037 | 5 | 0 | 0 | 0
2037-05-29 06:00 | 2037 | 5 | 0 | 0 | 0
2037-05-29 07:00 | 2037 | 5 | 0 | 0 | 0
2037-05-29 08:00 | 2037 | 5 | 0 | 0 | 0
2037-05-29 09:00 | 2037 | 5 | 0 | 0 | 0
2037-05-29 10:00 | 2037 | 5 | 0 | 0 | 0
2037-05-29 11:00 | 2037 | 5 | 0 | 0 | 0
2037-05-29 12:00 | 2037 | 5 | 0 | 0 | 0
2037-05-29 13:00 | 2037 | 5 | 0 | 0 | 0
2037-05-29 14:00 | 2037 | 5 | 0 | 0 | 0
2037-05-29 15:00 | 2037 | 5 | 0 | 0 | 0
2037-05-29 16:00 | 2037 | 5 | 0 | 0 | 0
2037-05-29 17:00 | 2037 | 5 | 0 | 0 | 0
2037-05-29 18:00 | 2037 | 5 | 0 | 0 | 0
2037-05-29 19:00 | 2037 | 5 | 0 | 0 | 0
2037-05-29 20:00 | 2037 | 5 | 0 | 0 | 0
2037-05-29 21:00 | 2037 | 5 | 0 | 0 | 0
2037-05-29 22:00 | 2037 | 5 | 0 | 0 | 0
2037-05-29 23:00 | 2037 | 5 | 0 | 0 | 0
2037-05-30 | 2037 | 5 | 0 | 0 | 0
2037-05-30 01:00 | 2037 | 5 | 0 | 0 | 0
2037-05-30 02:00 | 2037 | 5 | 0 | 0 | 0
2037-05-30 03:00 | 2037 | 5 | 0 | 0 | 0
2037-05-30 04:00 | 2037 | 5 | 0 | 0 | 0
2037-05-30 05:00 | 2037 | 5 | 0 | 0 | 0
2037-05-30 06:00 | 2037 | 5 | 0 | 0 | 0
2037-05-30 07:00 | 2037 | 5 | 0 | 0 | 0
2037-05-30 08:00 | 2037 | 5 | 0 | 0 | 0
2037-05-30 09:00 | 2037 | 5 | 0 | 0 | 0
2037-05-30 10:00 | 2037 | 5 | 0 | 0 | 0
2037-05-30 11:00 | 2037 | 5 | 0 | 0 | 0
2037-05-30 12:00 | 2037 | 5 | 0 | 0 | 0
2037-05-30 13:00 | 2037 | 5 | 0 | 0 | 0
2037-05-30 14:00 | 2037 | 5 | 0 | 0 | 0
2037-05-30 15:00 | 2037 | 5 | 0 | 0 | 0
2037-05-30 16:00 | 2037 | 5 | 0 | 0 | 0
2037-05-30 17:00 | 2037 | 5 | 0 | 0 | 0
2037-05-30 18:00 | 2037 | 5 | 0 | 0 | 0
2037-05-30 19:00 | 2037 | 5 | 0 | 0 | 0
2037-05-30 20:00 | 2037 | 5 | 0 | 0 | 0
2037-05-30 21:00 | 2037 | 5 | 0 | 0 | 0
2037-05-30 22:00 | 2037 | 5 | 0 | 0 | 0
2037-05-30 23:00 | 2037 | 5 | 0 | 0 | 0
2037-05-31 | 2037 | 5 | 0 | 0 | 0
2037-05-31 01:00 | 2037 | 5 | 0 | 0 | 0
2037-05-31 02:00 | 2037 | 5 | 0 | 0 | 0
2037-05-31 03:00 | 2037 | 5 | 0 | 0 | 0
2037-05-31 04:00 | 2037 | 5 | 0 | 0 | 0
2037-05-31 05:00 | 2037 | 5 | 0 | 0 | 0
2037-05-31 06:00 | 2037 | 5 | 0 | 0 | 0
2037-05-31 07:00 | 2037 | 5 | 0 | 0 | 0
2037-05-31 08:00 | 2037 | 5 | 0 | 0 | 0
2037-05-31 09:00 | 2037 | 5 | 0 | 0 | 0
2037-05-31 10:00 | 2037 | 5 | 0 | 0 | 0
2037-05-31 11:00 | 2037 | 5 | 0 | 0 | 0
2037-05-31 12:00 | 2037 | 5 | 0 | 0 | 0
2037-05-31 13:00 | 2037 | 5 | 0 | 0 | 0
2037-05-31 14:00 | 2037 | 5 | 0 | 0 | 0
2037-05-31 15:00 | 2037 | 5 | 0 | 0 | 0
2037-05-31 16:00 | 2037 | 5 | 0 | 0 | 0
2037-05-31 17:00 | 2037 | 5 | 0 | 0 | 0
2037-05-31 18:00 | 2037 | 5 | 0 | 0 | 0
2037-05-31 19:00 | 2037 | 5 | 0 | 0 | 0
2037-05-31 20:00 | 2037 | 5 | 0 | 0 | 0
2037-05-31 21:00 | 2037 | 5 | 0 | 0 | 0
2037-05-31 22:00 | 2037 | 5 | 0 | 0 | 0
2037-05-31 23:00 | 2037 | 5 | 0 | 0 | 0
2037-06-01 | 2037 | 6 | 0 | 0 | 0
2037-06-01 01:00 | 2037 | 6 | 0 | 0 | 0
2037-06-01 02:00 | 2037 | 6 | 0 | 0 | 0
2037-06-01 03:00 | 2037 | 6 | 0 | 0 | 0
2037-06-01 04:00 | 2037 | 6 | 0 | 0 | 0
2037-06-01 05:00 | 2037 | 6 | 0 | 0 | 0
2037-06-01 06:00 | 2037 | 6 | 0 | 0 | 0
2037-06-01 07:00 | 2037 | 6 | 0 | 0 | 0
2037-06-01 08:00 | 2037 | 6 | 0 | 0 | 0
2037-06-01 09:00 | 2037 | 6 | 0 | 0 | 0
2037-06-01 10:00 | 2037 | 6 | 0 | 0 | 0
2037-06-01 11:00 | 2037 | 6 | 0 | 0 | 0
2037-06-01 12:00 | 2037 | 6 | 0 | 0 | 0
2037-06-01 13:00 | 2037 | 6 | 0 | 0 | 0
2037-06-01 14:00 | 2037 | 6 | 0 | 0 | 0
2037-06-01 15:00 | 2037 | 6 | 0 | 0 | 0
2037-06-01 16:00 | 2037 | 6 | 0 | 0 | 0
2037-06-01 17:00 | 2037 | 6 | 0 | 0 | 0
2037-06-01 18:00 | 2037 | 6 | 0 | 0 | 0
2037-06-01 19:00 | 2037 | 6 | 0 | 0 | 0
2037-06-01 20:00 | 2037 | 6 | 0 | 0 | 0
2037-06-01 21:00 | 2037 | 6 | 0 | 0 | 0
2037-06-01 22:00 | 2037 | 6 | 0 | 0 | 0
2037-06-01 23:00 | 2037 | 6 | 0 | 0 | 0
2037-06-02 | 2037 | 6 | 0 | 0 | 0
2037-06-02 01:00 | 2037 | 6 | 0 | 0 | 0
2037-06-02 02:00 | 2037 | 6 | 0 | 0 | 0
2037-06-02 03:00 | 2037 | 6 | 0 | 0 | 0
2037-06-02 04:00 | 2037 | 6 | 0 | 0 | 0
2037-06-02 05:00 | 2037 | 6 | 0 | 0 | 0
2037-06-02 06:00 | 2037 | 6 | 0 | 0 | 0
2037-06-02 07:00 | 2037 | 6 | 0 | 0 | 0
2037-06-02 08:00 | 2037 | 6 | 0 | 0 | 0
2037-06-02 09:00 | 2037 | 6 | 0 | 0 | 0
2037-06-02 10:00 | 2037 | 6 | 0 | 0 | 0
2037-06-02 11:00 | 2037 | 6 | 0 | 0 | 0
2037-06-02 12:00 | 2037 | 6 | 0 | 0 | 0
2037-06-02 13:00 | 2037 | 6 | 0 | 0 | 0
2037-06-02 14:00 | 2037 | 6 | 0 | 0 | 0
2037-06-02 15:00 | 2037 | 6 | 0 | 0 | 0
2037-06-02 16:00 | 2037 | 6 | 0 | 0 | 0
2037-06-02 17:00 | 2037 | 6 | 0 | 0 | 0
2037-06-02 18:00 | 2037 | 6 | 0 | 0 | 0
2037-06-02 19:00 | 2037 | 6 | 0 | 0 | 0
2037-06-02 20:00 | 2037 | 6 | 0 | 0 | 0
2037-06-02 21:00 | 2037 | 6 | 0 | 0 | 0
2037-06-02 22:00 | 2037 | 6 | 0 | 0 | 0
2037-06-02 23:00 | 2037 | 6 | 0 | 0 | 0
2037-06-03 | 2037 | 6 | 0 | 0 | 0
2037-06-03 01:00 | 2037 | 6 | 0 | 0 | 0
2037-06-03 02:00 | 2037 | 6 | 0 | 0 | 0
2037-06-03 03:00 | 2037 | 6 | 0 | 0 | 0
2037-06-03 04:00 | 2037 | 6 | 0 | 0 | 0
2037-06-03 05:00 | 2037 | 6 | 0 | 0 | 0
2037-06-03 06:00 | 2037 | 6 | 0 | 0 | 0
2037-06-03 07:00 | 2037 | 6 | 0 | 0 | 0
2037-06-03 08:00 | 2037 | 6 | 0 | 0 | 0
2037-06-03 09:00 | 2037 | 6 | 0 | 0 | 0
2037-06-03 10:00 | 2037 | 6 | 0 | 0 | 0
2037-06-03 11:00 | 2037 | 6 | 0 | 0 | 0
2037-06-03 12:00 | 2037 | 6 | 0 | 0 | 0
2037-06-03 13:00 | 2037 | 6 | 0 | 0 | 0
2037-06-03 14:00 | 2037 | 6 | 0 | 0 | 0
2037-06-03 15:00 | 2037 | 6 | 0 | 0 | 0
2037-06-03 16:00 | 2037 | 6 | 0 | 0 | 0
2037-06-03 17:00 | 2037 | 6 | 0 | 0 | 0
2037-06-03 18:00 | 2037 | 6 | 0 | 0 | 0
2037-06-03 19:00 | 2037 | 6 | 0 | 0 | 0
2037-06-03 20:00 | 2037 | 6 | 0 | 0 | 0
2037-06-03 21:00 | 2037 | 6 | 0 | 0 | 0
2037-06-03 22:00 | 2037 | 6 | 0 | 0 | 0
2037-06-03 23:00 | 2037 | 6 | 0 | 0 | 0
2037-06-04 | 2037 | 6 | 0 | 0 | 0
2037-06-04 01:00 | 2037 | 6 | 0 | 0 | 0
2037-06-04 02:00 | 2037 | 6 | 0 | 0 | 0
2037-06-04 03:00 | 2037 | 6 | 0 | 0 | 0
2037-06-04 04:00 | 2037 | 6 | 0 | 0 | 0
2037-06-04 05:00 | 2037 | 6 | 0 | 0 | 0
2037-06-04 06:00 | 2037 | 6 | 0 | 0 | 0
2037-06-04 07:00 | 2037 | 6 | 0 | 0 | 0
2037-06-04 08:00 | 2037 | 6 | 0 | 0 | 0
2037-06-04 09:00 | 2037 | 6 | 0 | 0 | 0
2037-06-04 10:00 | 2037 | 6 | 0 | 0 | 0
2037-06-04 11:00 | 2037 | 6 | 0 | 0 | 0
2037-06-04 12:00 | 2037 | 6 | 0 | 0 | 0
2037-06-04 13:00 | 2037 | 6 | 0 | 0 | 0
2037-06-04 14:00 | 2037 | 6 | 0 | 0 | 0
2037-06-04 15:00 | 2037 | 6 | 0 | 0 | 0
2037-06-04 16:00 | 2037 | 6 | 0 | 0 | 0
2037-06-04 17:00 | 2037 | 6 | 0 | 0 | 0
2037-06-04 18:00 | 2037 | 6 | 0 | 0 | 0
2037-06-04 19:00 | 2037 | 6 | 0 | 0 | 0
2037-06-04 20:00 | 2037 | 6 | 0 | 0 | 0
2037-06-04 21:00 | 2037 | 6 | 0 | 0 | 0
2037-06-04 22:00 | 2037 | 6 | 0 | 0 | 0
2037-06-04 23:00 | 2037 | 6 | 0 | 0 | 0
2037-06-05 | 2037 | 6 | 0 | 0 | 0
2037-06-05 01:00 | 2037 | 6 | 0 | 0 | 0
2037-06-05 02:00 | 2037 | 6 | 0 | 0 | 0
2037-06-05 03:00 | 2037 | 6 | 0 | 0 | 0
2037-06-05 04:00 | 2037 | 6 | 0 | 0 | 0
2037-06-05 05:00 | 2037 | 6 | 0 | 0 | 0
2037-06-05 06:00 | 2037 | 6 | 0 | 0 | 0
2037-06-05 07:00 | 2037 | 6 | 0 | 0 | 0
2037-06-05 08:00 | 2037 | 6 | 0 | 0 | 0
2037-06-05 09:00 | 2037 | 6 | 0 | 0 | 0
2037-06-05 10:00 | 2037 | 6 | 0 | 0 | 0
2037-06-05 11:00 | 2037 | 6 | 0 | 0 | 0
2037-06-05 12:00 | 2037 | 6 | 0 | 0 | 0
2037-06-05 13:00 | 2037 | 6 | 0 | 0 | 0
2037-06-05 14:00 | 2037 | 6 | 0 | 0 | 0
2037-06-05 15:00 | 2037 | 6 | 0 | 0 | 0
2037-06-05 16:00 | 2037 | 6 | 0 | 0 | 0
2037-06-05 17:00 | 2037 | 6 | 0 | 0 | 0
2037-06-05 18:00 | 2037 | 6 | 0 | 0 | 0
2037-06-05 19:00 | 2037 | 6 | 0 | 0 | 0
2037-06-05 20:00 | 2037 | 6 | 0 | 0 | 0
2037-06-05 21:00 | 2037 | 6 | 0 | 0 | 0
2037-06-05 22:00 | 2037 | 6 | 0 | 0 | 0
2037-06-05 23:00 | 2037 | 6 | 0 | 0 | 0
2037-06-06 | 2037 | 6 | 0 | 0 | 0
2037-06-06 01:00 | 2037 | 6 | 0 | 0 | 0
2037-06-06 02:00 | 2037 | 6 | 0 | 0 | 0
2037-06-06 03:00 | 2037 | 6 | 0 | 0 | 0
2037-06-06 04:00 | 2037 | 6 | 0 | 0 | 0
2037-06-06 05:00 | 2037 | 6 | 0 | 0 | 0
2037-06-06 06:00 | 2037 | 6 | 0 | 0 | 0
2037-06-06 07:00 | 2037 | 6 | 0 | 0 | 0
2037-06-06 08:00 | 2037 | 6 | 0 | 0 | 0
2037-06-06 09:00 | 2037 | 6 | 0 | 0 | 0
2037-06-06 10:00 | 2037 | 6 | 0 | 0 | 0
2037-06-06 11:00 | 2037 | 6 | 0 | 0 | 0
2037-06-06 12:00 | 2037 | 6 | 0 | 0 | 0
2037-06-06 13:00 | 2037 | 6 | 0 | 0 | 0
2037-06-06 14:00 | 2037 | 6 | 0 | 0 | 0
2037-06-06 15:00 | 2037 | 6 | 0 | 0 | 0
2037-06-06 16:00 | 2037 | 6 | 0 | 0 | 0
2037-06-06 17:00 | 2037 | 6 | 0 | 0 | 0
2037-06-06 18:00 | 2037 | 6 | 0 | 0 | 0
2037-06-06 19:00 | 2037 | 6 | 0 | 0 | 0
2037-06-06 20:00 | 2037 | 6 | 0 | 0 | 0
2037-06-06 21:00 | 2037 | 6 | 0 | 0 | 0
2037-06-06 22:00 | 2037 | 6 | 0 | 0 | 0
2037-06-06 23:00 | 2037 | 6 | 0 | 0 | 0
2037-06-07 | 2037 | 6 | 0 | 0 | 0
2037-06-07 01:00 | 2037 | 6 | 0 | 0 | 0
2037-06-07 02:00 | 2037 | 6 | 0 | 0 | 0
2037-06-07 03:00 | 2037 | 6 | 0 | 0 | 0
2037-06-07 04:00 | 2037 | 6 | 0 | 0 | 0
2037-06-07 05:00 | 2037 | 6 | 0 | 0 | 0
2037-06-07 06:00 | 2037 | 6 | 0 | 0 | 0
2037-06-07 07:00 | 2037 | 6 | 0 | 0 | 0
2037-06-07 08:00 | 2037 | 6 | 0 | 0 | 0
2037-06-07 09:00 | 2037 | 6 | 0 | 0 | 0
2037-06-07 10:00 | 2037 | 6 | 0 | 0 | 0
2037-06-07 11:00 | 2037 | 6 | 0 | 0 | 0
2037-06-07 12:00 | 2037 | 6 | 0 | 0 | 0
2037-06-07 13:00 | 2037 | 6 | 0 | 0 | 0
2037-06-07 14:00 | 2037 | 6 | 0 | 0 | 0
2037-06-07 15:00 | 2037 | 6 | 0 | 0 | 0
2037-06-07 16:00 | 2037 | 6 | 0 | 0 | 0
2037-06-07 17:00 | 2037 | 6 | 0 | 0 | 0
2037-06-07 18:00 | 2037 | 6 | 0 | 0 | 0
2037-06-07 19:00 | 2037 | 6 | 0 | 0 | 0
2037-06-07 20:00 | 2037 | 6 | 0 | 0 | 0
2037-06-07 21:00 | 2037 | 6 | 0 | 0 | 0
2037-06-07 22:00 | 2037 | 6 | 0 | 0 | 0
2037-06-07 23:00 | 2037 | 6 | 0 | 0 | 0
2037-06-08 | 2037 | 6 | 0 | 0 | 0
2037-06-08 01:00 | 2037 | 6 | 0 | 0 | 0
2037-06-08 02:00 | 2037 | 6 | 0 | 0 | 0
2037-06-08 03:00 | 2037 | 6 | 0 | 0 | 0
2037-06-08 04:00 | 2037 | 6 | 0 | 0 | 0
2037-06-08 05:00 | 2037 | 6 | 0 | 0 | 0
2037-06-08 06:00 | 2037 | 6 | 0 | 0 | 0
2037-06-08 07:00 | 2037 | 6 | 0 | 0 | 0
2037-06-08 08:00 | 2037 | 6 | 0 | 0 | 0
2037-06-08 09:00 | 2037 | 6 | 0 | 0 | 0
2037-06-08 10:00 | 2037 | 6 | 0 | 0 | 0
2037-06-08 11:00 | 2037 | 6 | 0 | 0 | 0
2037-06-08 12:00 | 2037 | 6 | 0 | 0 | 0
2037-06-08 13:00 | 2037 | 6 | 0 | 0 | 0
2037-06-08 14:00 | 2037 | 6 | 0 | 0 | 0
2037-06-08 15:00 | 2037 | 6 | 0 | 0 | 0
2037-06-08 16:00 | 2037 | 6 | 0 | 0 | 0
2037-06-08 17:00 | 2037 | 6 | 0 | 0 | 0
2037-06-08 18:00 | 2037 | 6 | 0 | 0 | 0
2037-06-08 19:00 | 2037 | 6 | 0 | 0 | 0
2037-06-08 20:00 | 2037 | 6 | 0 | 0 | 0
2037-06-08 21:00 | 2037 | 6 | 0 | 0 | 0
2037-06-08 22:00 | 2037 | 6 | 0 | 0 | 0
2037-06-08 23:00 | 2037 | 6 | 0 | 0 | 0
2037-06-09 | 2037 | 6 | 0 | 0 | 0
2037-06-09 01:00 | 2037 | 6 | 0 | 0 | 0
2037-06-09 02:00 | 2037 | 6 | 0 | 0 | 0
2037-06-09 03:00 | 2037 | 6 | 0 | 0 | 0
2037-06-09 04:00 | 2037 | 6 | 0 | 0 | 0
2037-06-09 05:00 | 2037 | 6 | 0 | 0 | 0
2037-06-09 06:00 | 2037 | 6 | 0 | 0 | 0
2037-06-09 07:00 | 2037 | 6 | 0 | 0 | 0
2037-06-09 08:00 | 2037 | 6 | 0 | 0 | 0
2037-06-09 09:00 | 2037 | 6 | 0 | 0 | 0
2037-06-09 10:00 | 2037 | 6 | 0 | 0 | 0
2037-06-09 11:00 | 2037 | 6 | 0 | 0 | 0
2037-06-09 12:00 | 2037 | 6 | 0 | 0 | 0
2037-06-09 13:00 | 2037 | 6 | 0 | 0 | 0
2037-06-09 14:00 | 2037 | 6 | 0 | 0 | 0
2037-06-09 15:00 | 2037 | 6 | 0 | 0 | 0
2037-06-09 16:00 | 2037 | 6 | 0 | 0 | 0
2037-06-09 17:00 | 2037 | 6 | 0 | 0 | 0
2037-06-09 18:00 | 2037 | 6 | 0 | 0 | 0
2037-06-09 19:00 | 2037 | 6 | 0 | 0 | 0
2037-06-09 20:00 | 2037 | 6 | 0 | 0 | 0
2037-06-09 21:00 | 2037 | 6 | 0 | 0 | 0
2037-06-09 22:00 | 2037 | 6 | 0 | 0 | 0
2037-06-09 23:00 | 2037 | 6 | 0 | 0 | 0
2037-06-10 | 2037 | 6 | 0 | 0 | 0
2037-06-10 01:00 | 2037 | 6 | 0 | 0 | 0
2037-06-10 02:00 | 2037 | 6 | 0 | 0 | 0
2037-06-10 03:00 | 2037 | 6 | 0 | 0 | 0
2037-06-10 04:00 | 2037 | 6 | 0 | 0 | 0
2037-06-10 05:00 | 2037 | 6 | 0 | 0 | 0
2037-06-10 06:00 | 2037 | 6 | 0 | 0 | 0
2037-06-10 07:00 | 2037 | 6 | 0 | 0 | 0
2037-06-10 08:00 | 2037 | 6 | 0 | 0 | 0
2037-06-10 09:00 | 2037 | 6 | 0 | 0 | 0
2037-06-10 10:00 | 2037 | 6 | 0 | 0 | 0
2037-06-10 11:00 | 2037 | 6 | 0 | 0 | 0
2037-06-10 12:00 | 2037 | 6 | 0 | 0 | 0
2037-06-10 13:00 | 2037 | 6 | 0 | 0 | 0
2037-06-10 14:00 | 2037 | 6 | 0 | 0 | 0
2037-06-10 15:00 | 2037 | 6 | 0 | 0 | 0
2037-06-10 16:00 | 2037 | 6 | 0 | 0 | 0
2037-06-10 17:00 | 2037 | 6 | 0 | 0 | 0
2037-06-10 18:00 | 2037 | 6 | 0 | 0 | 0
2037-06-10 19:00 | 2037 | 6 | 0 | 0 | 0
2037-06-10 20:00 | 2037 | 6 | 0 | 0 | 0
2037-06-10 21:00 | 2037 | 6 | 0 | 0 | 0
2037-06-10 22:00 | 2037 | 6 | 0 | 0 | 0
2037-06-10 23:00 | 2037 | 6 | 0 | 0 | 0
2037-06-11 | 2037 | 6 | 0 | 0 | 0
2037-06-11 01:00 | 2037 | 6 | 0 | 0 | 0
2037-06-11 02:00 | 2037 | 6 | 0 | 0 | 0
2037-06-11 03:00 | 2037 | 6 | 0 | 0 | 0
2037-06-11 04:00 | 2037 | 6 | 0 | 0 | 0
2037-06-11 05:00 | 2037 | 6 | 0 | 0 | 0
2037-06-11 06:00 | 2037 | 6 | 0 | 0 | 0
2037-06-11 07:00 | 2037 | 6 | 0 | 0 | 0
2037-06-11 08:00 | 2037 | 6 | 0 | 0 | 0
2037-06-11 09:00 | 2037 | 6 | 0 | 0 | 0
2037-06-11 10:00 | 2037 | 6 | 0 | 0 | 0
2037-06-11 11:00 | 2037 | 6 | 0 | 0 | 0
2037-06-11 12:00 | 2037 | 6 | 0 | 0 | 0
2037-06-11 13:00 | 2037 | 6 | 0 | 0 | 0
2037-06-11 14:00 | 2037 | 6 | 0 | 0 | 0
2037-06-11 15:00 | 2037 | 6 | 0 | 0 | 0
2037-06-11 16:00 | 2037 | 6 | 0 | 0 | 0
2037-06-11 17:00 | 2037 | 6 | 0 | 0 | 0
2037-06-11 18:00 | 2037 | 6 | 0 | 0 | 0
2037-06-11 19:00 | 2037 | 6 | 0 | 0 | 0
2037-06-11 20:00 | 2037 | 6 | 0 | 0 | 0
2037-06-11 21:00 | 2037 | 6 | 0 | 0 | 0
2037-06-11 22:00 | 2037 | 6 | 0 | 0 | 0
2037-06-11 23:00 | 2037 | 6 | 0 | 0 | 0
2037-06-12 | 2037 | 6 | 0 | 0 | 0
2037-06-12 01:00 | 2037 | 6 | 0 | 0 | 0
2037-06-12 02:00 | 2037 | 6 | 0 | 0 | 0
2037-06-12 03:00 | 2037 | 6 | 0 | 0 | 0
2037-06-12 04:00 | 2037 | 6 | 0 | 0 | 0
2037-06-12 05:00 | 2037 | 6 | 0 | 0 | 0
2037-06-12 06:00 | 2037 | 6 | 0 | 0 | 0
2037-06-12 07:00 | 2037 | 6 | 0 | 0 | 0
2037-06-12 08:00 | 2037 | 6 | 0 | 0 | 0
2037-06-12 09:00 | 2037 | 6 | 0 | 0 | 0
2037-06-12 10:00 | 2037 | 6 | 0 | 0 | 0
2037-06-12 11:00 | 2037 | 6 | 0 | 0 | 0
2037-06-12 12:00 | 2037 | 6 | 0 | 0 | 0
2037-06-12 13:00 | 2037 | 6 | 0 | 0 | 0
2037-06-12 14:00 | 2037 | 6 | 0 | 0 | 0
2037-06-12 15:00 | 2037 | 6 | 0 | 0 | 0
2037-06-12 16:00 | 2037 | 6 | 0 | 0 | 0
2037-06-12 17:00 | 2037 | 6 | 0 | 0 | 0
2037-06-12 18:00 | 2037 | 6 | 0 | 0 | 0
2037-06-12 19:00 | 2037 | 6 | 0 | 0 | 0
2037-06-12 20:00 | 2037 | 6 | 0 | 0 | 0
2037-06-12 21:00 | 2037 | 6 | 0 | 0 | 0
2037-06-12 22:00 | 2037 | 6 | 0 | 0 | 0
2037-06-12 23:00 | 2037 | 6 | 0 | 0 | 0
2037-06-13 | 2037 | 6 | 0 | 0 | 0
2037-06-13 01:00 | 2037 | 6 | 0 | 0 | 0
2037-06-13 02:00 | 2037 | 6 | 0 | 0 | 0
2037-06-13 03:00 | 2037 | 6 | 0 | 0 | 0
2037-06-13 04:00 | 2037 | 6 | 0 | 0 | 0
2037-06-13 05:00 | 2037 | 6 | 0 | 0 | 0
2037-06-13 06:00 | 2037 | 6 | 0 | 0 | 0
2037-06-13 07:00 | 2037 | 6 | 0 | 0 | 0
2037-06-13 08:00 | 2037 | 6 | 0 | 0 | 0
2037-06-13 09:00 | 2037 | 6 | 0 | 0 | 0
2037-06-13 10:00 | 2037 | 6 | 0 | 0 | 0
2037-06-13 11:00 | 2037 | 6 | 0 | 0 | 0
2037-06-13 12:00 | 2037 | 6 | 0 | 0 | 0
2037-06-13 13:00 | 2037 | 6 | 0 | 0 | 0
2037-06-13 14:00 | 2037 | 6 | 0 | 0 | 0
2037-06-13 15:00 | 2037 | 6 | 0 | 0 | 0
2037-06-13 16:00 | 2037 | 6 | 0 | 0 | 0
2037-06-13 17:00 | 2037 | 6 | 0 | 0 | 0
2037-06-13 18:00 | 2037 | 6 | 0 | 0 | 0
2037-06-13 19:00 | 2037 | 6 | 0 | 0 | 0
2037-06-13 20:00 | 2037 | 6 | 0 | 0 | 0
2037-06-13 21:00 | 2037 | 6 | 0 | 0 | 0
2037-06-13 22:00 | 2037 | 6 | 0 | 0 | 0
2037-06-13 23:00 | 2037 | 6 | 0 | 0 | 0
2037-06-14 | 2037 | 6 | 0 | 0 | 0
2037-06-14 01:00 | 2037 | 6 | 0 | 0 | 0
2037-06-14 02:00 | 2037 | 6 | 0 | 0 | 0
2037-06-14 03:00 | 2037 | 6 | 0 | 0 | 0
2037-06-14 04:00 | 2037 | 6 | 0 | 0 | 0
2037-06-14 05:00 | 2037 | 6 | 0 | 0 | 0
2037-06-14 06:00 | 2037 | 6 | 0 | 0 | 0
2037-06-14 07:00 | 2037 | 6 | 0 | 0 | 0
2037-06-14 08:00 | 2037 | 6 | 0 | 0 | 0
2037-06-14 09:00 | 2037 | 6 | 0 | 0 | 0
2037-06-14 10:00 | 2037 | 6 | 0 | 0 | 0
2037-06-14 11:00 | 2037 | 6 | 0 | 0 | 0
2037-06-14 12:00 | 2037 | 6 | 0 | 0 | 0
2037-06-14 13:00 | 2037 | 6 | 0 | 0 | 0
2037-06-14 14:00 | 2037 | 6 | 0 | 0 | 0
2037-06-14 15:00 | 2037 | 6 | 0 | 0 | 0
2037-06-14 16:00 | 2037 | 6 | 0 | 0 | 0
2037-06-14 17:00 | 2037 | 6 | 0 | 0 | 0
2037-06-14 18:00 | 2037 | 6 | 0 | 0 | 0
2037-06-14 19:00 | 2037 | 6 | 0 | 0 | 0
2037-06-14 20:00 | 2037 | 6 | 0 | 0 | 0
2037-06-14 21:00 | 2037 | 6 | 0 | 0 | 0
2037-06-14 22:00 | 2037 | 6 | 0 | 0 | 0
2037-06-14 23:00 | 2037 | 6 | 0 | 0 | 0
2037-06-15 | 2037 | 6 | 0 | 0 | 0
2037-06-15 01:00 | 2037 | 6 | 0 | 0 | 0
2037-06-15 02:00 | 2037 | 6 | 0 | 0 | 0
2037-06-15 03:00 | 2037 | 6 | 0 | 0 | 0
2037-06-15 04:00 | 2037 | 6 | 0 | 0 | 0
2037-06-15 05:00 | 2037 | 6 | 0 | 0 | 0
2037-06-15 06:00 | 2037 | 6 | 0 | 0 | 0
2037-06-15 07:00 | 2037 | 6 | 0 | 0 | 0
2037-06-15 08:00 | 2037 | 6 | 0 | 0 | 0
2037-06-15 09:00 | 2037 | 6 | 0 | 0 | 0
2037-06-15 10:00 | 2037 | 6 | 0 | 0 | 0
2037-06-15 11:00 | 2037 | 6 | 0 | 0 | 0
2037-06-15 12:00 | 2037 | 6 | 0 | 0 | 0
2037-06-15 13:00 | 2037 | 6 | 0 | 0 | 0
2037-06-15 14:00 | 2037 | 6 | 0 | 0 | 0
2037-06-15 15:00 | 2037 | 6 | 0 | 0 | 0
2037-06-15 16:00 | 2037 | 6 | 0 | 0 | 0
2037-06-15 17:00 | 2037 | 6 | 0 | 0 | 0
2037-06-15 18:00 | 2037 | 6 | 0 | 0 | 0
2037-06-15 19:00 | 2037 | 6 | 0 | 0 | 0
2037-06-15 20:00 | 2037 | 6 | 0 | 0 | 0
2037-06-15 21:00 | 2037 | 6 | 0 | 0 | 0
2037-06-15 22:00 | 2037 | 6 | 0 | 0 | 0
2037-06-15 23:00 | 2037 | 6 | 0 | 0 | 0
2037-06-16 | 2037 | 6 | 0 | 0 | 0
2037-06-16 01:00 | 2037 | 6 | 0 | 0 | 0
2037-06-16 02:00 | 2037 | 6 | 0 | 0 | 0
2037-06-16 03:00 | 2037 | 6 | 0 | 0 | 0
2037-06-16 04:00 | 2037 | 6 | 0 | 0 | 0
2037-06-16 05:00 | 2037 | 6 | 0 | 0 | 0
2037-06-16 06:00 | 2037 | 6 | 0 | 0 | 0
2037-06-16 07:00 | 2037 | 6 | 0 | 0 | 0
2037-06-16 08:00 | 2037 | 6 | 0 | 0 | 0
2037-06-16 09:00 | 2037 | 6 | 0 | 0 | 0
2037-06-16 10:00 | 2037 | 6 | 0 | 0 | 0
2037-06-16 11:00 | 2037 | 6 | 0 | 0 | 0
2037-06-16 12:00 | 2037 | 6 | 0 | 0 | 0
2037-06-16 13:00 | 2037 | 6 | 0 | 0 | 0
2037-06-16 14:00 | 2037 | 6 | 0 | 0 | 0
2037-06-16 15:00 | 2037 | 6 | 0 | 0 | 0
2037-06-16 16:00 | 2037 | 6 | 0 | 0 | 0
2037-06-16 17:00 | 2037 | 6 | 0 | 0 | 0
2037-06-16 18:00 | 2037 | 6 | 0 | 0 | 0
2037-06-16 19:00 | 2037 | 6 | 0 | 0 | 0
2037-06-16 20:00 | 2037 | 6 | 0 | 0 | 0
2037-06-16 21:00 | 2037 | 6 | 0 | 0 | 0
2037-06-16 22:00 | 2037 | 6 | 0 | 0 | 0
2037-06-16 23:00 | 2037 | 6 | 0 | 0 | 0
2037-06-17 | 2037 | 6 | 0 | 0 | 0
2037-06-17 01:00 | 2037 | 6 | 0 | 0 | 0
2037-06-17 02:00 | 2037 | 6 | 0 | 0 | 0
2037-06-17 03:00 | 2037 | 6 | 0 | 0 | 0
2037-06-17 04:00 | 2037 | 6 | 0 | 0 | 0
2037-06-17 05:00 | 2037 | 6 | 0 | 0 | 0
2037-06-17 06:00 | 2037 | 6 | 0 | 0 | 0
2037-06-17 07:00 | 2037 | 6 | 0 | 0 | 0
2037-06-17 08:00 | 2037 | 6 | 0 | 0 | 0
2037-06-17 09:00 | 2037 | 6 | 0 | 0 | 0
2037-06-17 10:00 | 2037 | 6 | 0 | 0 | 0
2037-06-17 11:00 | 2037 | 6 | 0 | 0 | 0
2037-06-17 12:00 | 2037 | 6 | 0 | 0 | 0
2037-06-17 13:00 | 2037 | 6 | 0 | 0 | 0
2037-06-17 14:00 | 2037 | 6 | 0 | 0 | 0
2037-06-17 15:00 | 2037 | 6 | 0 | 0 | 0
2037-06-17 16:00 | 2037 | 6 | 0 | 0 | 0
2037-06-17 17:00 | 2037 | 6 | 0 | 0 | 0
2037-06-17 18:00 | 2037 | 6 | 0 | 0 | 0
2037-06-17 19:00 | 2037 | 6 | 0 | 0 | 0
2037-06-17 20:00 | 2037 | 6 | 0 | 0 | 0
2037-06-17 21:00 | 2037 | 6 | 0 | 0 | 0
2037-06-17 22:00 | 2037 | 6 | 0 | 0 | 0
2037-06-17 23:00 | 2037 | 6 | 0 | 0 | 0
2037-06-18 | 2037 | 6 | 0 | 0 | 0
2037-06-18 01:00 | 2037 | 6 | 0 | 0 | 0
2037-06-18 02:00 | 2037 | 6 | 0 | 0 | 0
2037-06-18 03:00 | 2037 | 6 | 0 | 0 | 0
2037-06-18 04:00 | 2037 | 6 | 0 | 0 | 0
2037-06-18 05:00 | 2037 | 6 | 0 | 0 | 0
2037-06-18 06:00 | 2037 | 6 | 0 | 0 | 0
2037-06-18 07:00 | 2037 | 6 | 0 | 0 | 0
2037-06-18 08:00 | 2037 | 6 | 0 | 0 | 0
2037-06-18 09:00 | 2037 | 6 | 0 | 0 | 0
2037-06-18 10:00 | 2037 | 6 | 0 | 0 | 0
2037-06-18 11:00 | 2037 | 6 | 0 | 0 | 0
2037-06-18 12:00 | 2037 | 6 | 0 | 0 | 0
2037-06-18 13:00 | 2037 | 6 | 0 | 0 | 0
2037-06-18 14:00 | 2037 | 6 | 0 | 0 | 0
2037-06-18 15:00 | 2037 | 6 | 0 | 0 | 0
2037-06-18 16:00 | 2037 | 6 | 0 | 0 | 0
2037-06-18 17:00 | 2037 | 6 | 0 | 0 | 0
2037-06-18 18:00 | 2037 | 6 | 0 | 0 | 0
2037-06-18 19:00 | 2037 | 6 | 0 | 0 | 0
2037-06-18 20:00 | 2037 | 6 | 0 | 0 | 0
2037-06-18 21:00 | 2037 | 6 | 0 | 0 | 0
2037-06-18 22:00 | 2037 | 6 | 0 | 0 | 0
2037-06-18 23:00 | 2037 | 6 | 0 | 0 | 0
2037-06-19 | 2037 | 6 | 0 | 0 | 0
2037-06-19 01:00 | 2037 | 6 | 0 | 0 | 0
2037-06-19 02:00 | 2037 | 6 | 0 | 0 | 0
2037-06-19 03:00 | 2037 | 6 | 0 | 0 | 0
2037-06-19 04:00 | 2037 | 6 | 0 | 0 | 0
2037-06-19 05:00 | 2037 | 6 | 0 | 0 | 0
2037-06-19 06:00 | 2037 | 6 | 0 | 0 | 0
2037-06-19 07:00 | 2037 | 6 | 0 | 0 | 0
2037-06-19 08:00 | 2037 | 6 | 0 | 0 | 0
2037-06-19 09:00 | 2037 | 6 | 0 | 0 | 0
2037-06-19 10:00 | 2037 | 6 | 0 | 0 | 0
2037-06-19 11:00 | 2037 | 6 | 0 | 0 | 0
2037-06-19 12:00 | 2037 | 6 | 0 | 0 | 0
2037-06-19 13:00 | 2037 | 6 | 0 | 0 | 0
2037-06-19 14:00 | 2037 | 6 | 0 | 0 | 0
2037-06-19 15:00 | 2037 | 6 | 0 | 0 | 0
2037-06-19 16:00 | 2037 | 6 | 0 | 0 | 0
2037-06-19 17:00 | 2037 | 6 | 0 | 0 | 0
2037-06-19 18:00 | 2037 | 6 | 0 | 0 | 0
2037-06-19 19:00 | 2037 | 6 | 0 | 0 | 0
2037-06-19 20:00 | 2037 | 6 | 0 | 0 | 0
2037-06-19 21:00 | 2037 | 6 | 0 | 0 | 0
2037-06-19 22:00 | 2037 | 6 | 0 | 0 | 0
2037-06-19 23:00 | 2037 | 6 | 0 | 0 | 0
2037-06-20 | 2037 | 6 | 0 | 0 | 0
2037-06-20 01:00 | 2037 | 6 | 0 | 0 | 0
2037-06-20 02:00 | 2037 | 6 | 0 | 0 | 0
2037-06-20 03:00 | 2037 | 6 | 0 | 0 | 0
2037-06-20 04:00 | 2037 | 6 | 0 | 0 | 0
2037-06-20 05:00 | 2037 | 6 | 0 | 0 | 0
2037-06-20 06:00 | 2037 | 6 | 0 | 0 | 0
2037-06-20 07:00 | 2037 | 6 | 0 | 0 | 0
2037-06-20 08:00 | 2037 | 6 | 0 | 0 | 0
2037-06-20 09:00 | 2037 | 6 | 0 | 0 | 0
2037-06-20 10:00 | 2037 | 6 | 0 | 0 | 0
2037-06-20 11:00 | 2037 | 6 | 0 | 0 | 0
2037-06-20 12:00 | 2037 | 6 | 0 | 0 | 0
2037-06-20 13:00 | 2037 | 6 | 0 | 0 | 0
2037-06-20 14:00 | 2037 | 6 | 0 | 0 | 0
2037-06-20 15:00 | 2037 | 6 | 0 | 0 | 0
2037-06-20 16:00 | 2037 | 6 | 0 | 0 | 0
2037-06-20 17:00 | 2037 | 6 | 0 | 0 | 0
2037-06-20 18:00 | 2037 | 6 | 0 | 0 | 0
2037-06-20 19:00 | 2037 | 6 | 0 | 0 | 0
2037-06-20 20:00 | 2037 | 6 | 0 | 0 | 0
2037-06-20 21:00 | 2037 | 6 | 0 | 0 | 0
2037-06-20 22:00 | 2037 | 6 | 0 | 0 | 0
2037-06-20 23:00 | 2037 | 6 | 0 | 0 | 0
2037-06-21 | 2037 | 6 | 0 | 0 | 0
2037-06-21 01:00 | 2037 | 6 | 0 | 0 | 0
2037-06-21 02:00 | 2037 | 6 | 0 | 0 | 0
2037-06-21 03:00 | 2037 | 6 | 0 | 0 | 0
2037-06-21 04:00 | 2037 | 6 | 0 | 0 | 0
2037-06-21 05:00 | 2037 | 6 | 0 | 0 | 0
2037-06-21 06:00 | 2037 | 6 | 0 | 0 | 0
2037-06-21 07:00 | 2037 | 6 | 0 | 0 | 0
2037-06-21 08:00 | 2037 | 6 | 0 | 0 | 0
2037-06-21 09:00 | 2037 | 6 | 0 | 0 | 0
2037-06-21 10:00 | 2037 | 6 | 0 | 0 | 0
2037-06-21 11:00 | 2037 | 6 | 0 | 0 | 0
2037-06-21 12:00 | 2037 | 6 | 0 | 0 | 0
2037-06-21 13:00 | 2037 | 6 | 0 | 0 | 0
2037-06-21 14:00 | 2037 | 6 | 0 | 0 | 0
2037-06-21 15:00 | 2037 | 6 | 0 | 0 | 0
2037-06-21 16:00 | 2037 | 6 | 0 | 0 | 0
2037-06-21 17:00 | 2037 | 6 | 0 | 0 | 0
2037-06-21 18:00 | 2037 | 6 | 0 | 0 | 0
2037-06-21 19:00 | 2037 | 6 | 0 | 0 | 0
2037-06-21 20:00 | 2037 | 6 | 0 | 0 | 0
2037-06-21 21:00 | 2037 | 6 | 0 | 0 | 0
2037-06-21 22:00 | 2037 | 6 | 0 | 0 | 0
2037-06-21 23:00 | 2037 | 6 | 0 | 0 | 0
2037-06-22 | 2037 | 6 | 0 | 0 | 0
2037-06-22 01:00 | 2037 | 6 | 0 | 0 | 0
2037-06-22 02:00 | 2037 | 6 | 0 | 0 | 0
2037-06-22 03:00 | 2037 | 6 | 0 | 0 | 0
2037-06-22 04:00 | 2037 | 6 | 0 | 0 | 0
2037-06-22 05:00 | 2037 | 6 | 0 | 0 | 0
2037-06-22 06:00 | 2037 | 6 | 0 | 0 | 0
2037-06-22 07:00 | 2037 | 6 | 0 | 0 | 0
2037-06-22 08:00 | 2037 | 6 | 0 | 0 | 0
2037-06-22 09:00 | 2037 | 6 | 0 | 0 | 0
2037-06-22 10:00 | 2037 | 6 | 0 | 0 | 0
2037-06-22 11:00 | 2037 | 6 | 0 | 0 | 0
2037-06-22 12:00 | 2037 | 6 | 0 | 0 | 0
2037-06-22 13:00 | 2037 | 6 | 0 | 0 | 0
2037-06-22 14:00 | 2037 | 6 | 0 | 0 | 0
2037-06-22 15:00 | 2037 | 6 | 0 | 0 | 0
2037-06-22 16:00 | 2037 | 6 | 0 | 0 | 0
2037-06-22 17:00 | 2037 | 6 | 0 | 0 | 0
2037-06-22 18:00 | 2037 | 6 | 0 | 0 | 0
2037-06-22 19:00 | 2037 | 6 | 0 | 0 | 0
2037-06-22 20:00 | 2037 | 6 | 0 | 0 | 0
2037-06-22 21:00 | 2037 | 6 | 0 | 0 | 0
2037-06-22 22:00 | 2037 | 6 | 0 | 0 | 0
2037-06-22 23:00 | 2037 | 6 | 0 | 0 | 0
2037-06-23 | 2037 | 6 | 0 | 0 | 0
2037-06-23 01:00 | 2037 | 6 | 0 | 0 | 0
2037-06-23 02:00 | 2037 | 6 | 0 | 0 | 0
2037-06-23 03:00 | 2037 | 6 | 0 | 0 | 0
2037-06-23 04:00 | 2037 | 6 | 0 | 0 | 0
2037-06-23 05:00 | 2037 | 6 | 0 | 0 | 0
2037-06-23 06:00 | 2037 | 6 | 0 | 0 | 0
2037-06-23 07:00 | 2037 | 6 | 0 | 0 | 0
2037-06-23 08:00 | 2037 | 6 | 0 | 0 | 0
2037-06-23 09:00 | 2037 | 6 | 0 | 0 | 0
2037-06-23 10:00 | 2037 | 6 | 0 | 0 | 0
2037-06-23 11:00 | 2037 | 6 | 0 | 0 | 0
2037-06-23 12:00 | 2037 | 6 | 0 | 0 | 0
2037-06-23 13:00 | 2037 | 6 | 0 | 0 | 0
2037-06-23 14:00 | 2037 | 6 | 0 | 0 | 0
2037-06-23 15:00 | 2037 | 6 | 0 | 0 | 0
2037-06-23 16:00 | 2037 | 6 | 0 | 0 | 0
2037-06-23 17:00 | 2037 | 6 | 0 | 0 | 0
2037-06-23 18:00 | 2037 | 6 | 0 | 0 | 0
2037-06-23 19:00 | 2037 | 6 | 0 | 0 | 0
2037-06-23 20:00 | 2037 | 6 | 0 | 0 | 0
2037-06-23 21:00 | 2037 | 6 | 0 | 0 | 0
2037-06-23 22:00 | 2037 | 6 | 0 | 0 | 0
2037-06-23 23:00 | 2037 | 6 | 0 | 0 | 0
2037-06-24 | 2037 | 6 | 0 | 0 | 0
2037-06-24 01:00 | 2037 | 6 | 0 | 0 | 0
2037-06-24 02:00 | 2037 | 6 | 0 | 0 | 0
2037-06-24 03:00 | 2037 | 6 | 0 | 0 | 0
2037-06-24 04:00 | 2037 | 6 | 0 | 0 | 0
2037-06-24 05:00 | 2037 | 6 | 0 | 0 | 0
2037-06-24 06:00 | 2037 | 6 | 0 | 0 | 0
2037-06-24 07:00 | 2037 | 6 | 0 | 0 | 0
2037-06-24 08:00 | 2037 | 6 | 0 | 0 | 0
2037-06-24 09:00 | 2037 | 6 | 0 | 0 | 0
2037-06-24 10:00 | 2037 | 6 | 0 | 0 | 0
2037-06-24 11:00 | 2037 | 6 | 0 | 0 | 0
2037-06-24 12:00 | 2037 | 6 | 0 | 0 | 0
2037-06-24 13:00 | 2037 | 6 | 0 | 0 | 0
2037-06-24 14:00 | 2037 | 6 | 0 | 0 | 0
2037-06-24 15:00 | 2037 | 6 | 0 | 0 | 0
2037-06-24 16:00 | 2037 | 6 | 0 | 0 | 0
2037-06-24 17:00 | 2037 | 6 | 0 | 0 | 0
2037-06-24 18:00 | 2037 | 6 | 0 | 0 | 0
2037-06-24 19:00 | 2037 | 6 | 0 | 0 | 0
2037-06-24 20:00 | 2037 | 6 | 0 | 0 | 0
2037-06-24 21:00 | 2037 | 6 | 0 | 0 | 0
2037-06-24 22:00 | 2037 | 6 | 0 | 0 | 0
2037-06-24 23:00 | 2037 | 6 | 0 | 0 | 0
2037-06-25 | 2037 | 6 | 0 | 0 | 0
2037-06-25 01:00 | 2037 | 6 | 0 | 0 | 0
2037-06-25 02:00 | 2037 | 6 | 0 | 0 | 0
2037-06-25 03:00 | 2037 | 6 | 0 | 0 | 0
2037-06-25 04:00 | 2037 | 6 | 0 | 0 | 0
2037-06-25 05:00 | 2037 | 6 | 0 | 0 | 0
2037-06-25 06:00 | 2037 | 6 | 0 | 0 | 0
2037-06-25 07:00 | 2037 | 6 | 0 | 0 | 0
2037-06-25 08:00 | 2037 | 6 | 0 | 0 | 0
2037-06-25 09:00 | 2037 | 6 | 0 | 0 | 0
2037-06-25 10:00 | 2037 | 6 | 0 | 0 | 0
2037-06-25 11:00 | 2037 | 6 | 0 | 0 | 0
2037-06-25 12:00 | 2037 | 6 | 0 | 0 | 0
2037-06-25 13:00 | 2037 | 6 | 0 | 0 | 0
2037-06-25 14:00 | 2037 | 6 | 0 | 0 | 0
2037-06-25 15:00 | 2037 | 6 | 0 | 0 | 0
2037-06-25 16:00 | 2037 | 6 | 0 | 0 | 0
2037-06-25 17:00 | 2037 | 6 | 0 | 0 | 0
2037-06-25 18:00 | 2037 | 6 | 0 | 0 | 0
2037-06-25 19:00 | 2037 | 6 | 0 | 0 | 0
2037-06-25 20:00 | 2037 | 6 | 0 | 0 | 0
2037-06-25 21:00 | 2037 | 6 | 0 | 0 | 0
2037-06-25 22:00 | 2037 | 6 | 0 | 0 | 0
2037-06-25 23:00 | 2037 | 6 | 0 | 0 | 0
2037-06-26 | 2037 | 6 | 0 | 0 | 0
2037-06-26 01:00 | 2037 | 6 | 0 | 0 | 0
2037-06-26 02:00 | 2037 | 6 | 0 | 0 | 0
2037-06-26 03:00 | 2037 | 6 | 0 | 0 | 0
2037-06-26 04:00 | 2037 | 6 | 0 | 0 | 0
2037-06-26 05:00 | 2037 | 6 | 0 | 0 | 0
2037-06-26 06:00 | 2037 | 6 | 0 | 0 | 0
2037-06-26 07:00 | 2037 | 6 | 0 | 0 | 0
2037-06-26 08:00 | 2037 | 6 | 0 | 0 | 0
2037-06-26 09:00 | 2037 | 6 | 0 | 0 | 0
2037-06-26 10:00 | 2037 | 6 | 0 | 0 | 0
2037-06-26 11:00 | 2037 | 6 | 0 | 0 | 0
2037-06-26 12:00 | 2037 | 6 | 0 | 0 | 0
2037-06-26 13:00 | 2037 | 6 | 0 | 0 | 0
2037-06-26 14:00 | 2037 | 6 | 0 | 0 | 0
2037-06-26 15:00 | 2037 | 6 | 0 | 0 | 0
2037-06-26 16:00 | 2037 | 6 | 0 | 0 | 0
2037-06-26 17:00 | 2037 | 6 | 0 | 0 | 0
2037-06-26 18:00 | 2037 | 6 | 0 | 0 | 0
2037-06-26 19:00 | 2037 | 6 | 0 | 0 | 0
2037-06-26 20:00 | 2037 | 6 | 0 | 0 | 0
2037-06-26 21:00 | 2037 | 6 | 0 | 0 | 0
2037-06-26 22:00 | 2037 | 6 | 0 | 0 | 0
2037-06-26 23:00 | 2037 | 6 | 0 | 0 | 0
2037-06-27 | 2037 | 6 | 0 | 0 | 0
2037-06-27 01:00 | 2037 | 6 | 0 | 0 | 0
2037-06-27 02:00 | 2037 | 6 | 0 | 0 | 0
2037-06-27 03:00 | 2037 | 6 | 0 | 0 | 0
2037-06-27 04:00 | 2037 | 6 | 0 | 0 | 0
2037-06-27 05:00 | 2037 | 6 | 0 | 0 | 0
2037-06-27 06:00 | 2037 | 6 | 0 | 0 | 0
2037-06-27 07:00 | 2037 | 6 | 0 | 0 | 0
2037-06-27 08:00 | 2037 | 6 | 0 | 0 | 0
2037-06-27 09:00 | 2037 | 6 | 0 | 0 | 0
2037-06-27 10:00 | 2037 | 6 | 0 | 0 | 0
2037-06-27 11:00 | 2037 | 6 | 0 | 0 | 0
2037-06-27 12:00 | 2037 | 6 | 0 | 0 | 0
2037-06-27 13:00 | 2037 | 6 | 0 | 0 | 0
2037-06-27 14:00 | 2037 | 6 | 0 | 0 | 0
2037-06-27 15:00 | 2037 | 6 | 0 | 0 | 0
2037-06-27 16:00 | 2037 | 6 | 0 | 0 | 0
2037-06-27 17:00 | 2037 | 6 | 0 | 0 | 0
2037-06-27 18:00 | 2037 | 6 | 0 | 0 | 0
2037-06-27 19:00 | 2037 | 6 | 0 | 0 | 0
2037-06-27 20:00 | 2037 | 6 | 0 | 0 | 0
2037-06-27 21:00 | 2037 | 6 | 0 | 0 | 0
2037-06-27 22:00 | 2037 | 6 | 0 | 0 | 0
2037-06-27 23:00 | 2037 | 6 | 0 | 0 | 0
2037-06-28 | 2037 | 6 | 0 | 0 | 0
2037-06-28 01:00 | 2037 | 6 | 0 | 0 | 0
2037-06-28 02:00 | 2037 | 6 | 0 | 0 | 0
2037-06-28 03:00 | 2037 | 6 | 0 | 0 | 0
2037-06-28 04:00 | 2037 | 6 | 0 | 0 | 0
2037-06-28 05:00 | 2037 | 6 | 0 | 0 | 0
2037-06-28 06:00 | 2037 | 6 | 0 | 0 | 0
2037-06-28 07:00 | 2037 | 6 | 0 | 0 | 0
2037-06-28 08:00 | 2037 | 6 | 0 | 0 | 0
2037-06-28 09:00 | 2037 | 6 | 0 | 0 | 0
2037-06-28 10:00 | 2037 | 6 | 0 | 0 | 0
2037-06-28 11:00 | 2037 | 6 | 0 | 0 | 0
2037-06-28 12:00 | 2037 | 6 | 0 | 0 | 0
2037-06-28 13:00 | 2037 | 6 | 0 | 0 | 0
2037-06-28 14:00 | 2037 | 6 | 0 | 0 | 0
2037-06-28 15:00 | 2037 | 6 | 0 | 0 | 0
2037-06-28 16:00 | 2037 | 6 | 0 | 0 | 0
2037-06-28 17:00 | 2037 | 6 | 0 | 0 | 0
2037-06-28 18:00 | 2037 | 6 | 0 | 0 | 0
2037-06-28 19:00 | 2037 | 6 | 0 | 0 | 0
2037-06-28 20:00 | 2037 | 6 | 0 | 0 | 0
2037-06-28 21:00 | 2037 | 6 | 0 | 0 | 0
2037-06-28 22:00 | 2037 | 6 | 0 | 0 | 0
2037-06-28 23:00 | 2037 | 6 | 0 | 0 | 0
2037-06-29 | 2037 | 6 | 0 | 0 | 0
2037-06-29 01:00 | 2037 | 6 | 0 | 0 | 0
2037-06-29 02:00 | 2037 | 6 | 0 | 0 | 0
2037-06-29 03:00 | 2037 | 6 | 0 | 0 | 0
2037-06-29 04:00 | 2037 | 6 | 0 | 0 | 0
2037-06-29 05:00 | 2037 | 6 | 0 | 0 | 0
2037-06-29 06:00 | 2037 | 6 | 0 | 0 | 0
2037-06-29 07:00 | 2037 | 6 | 0 | 0 | 0
2037-06-29 08:00 | 2037 | 6 | 0 | 0 | 0
2037-06-29 09:00 | 2037 | 6 | 0 | 0 | 0
2037-06-29 10:00 | 2037 | 6 | 0 | 0 | 0
2037-06-29 11:00 | 2037 | 6 | 0 | 0 | 0
2037-06-29 12:00 | 2037 | 6 | 0 | 0 | 0
2037-06-29 13:00 | 2037 | 6 | 0 | 0 | 0
2037-06-29 14:00 | 2037 | 6 | 0 | 0 | 0
2037-06-29 15:00 | 2037 | 6 | 0 | 0 | 0
2037-06-29 16:00 | 2037 | 6 | 0 | 0 | 0
2037-06-29 17:00 | 2037 | 6 | 0 | 0 | 0
2037-06-29 18:00 | 2037 | 6 | 0 | 0 | 0
2037-06-29 19:00 | 2037 | 6 | 0 | 0 | 0
2037-06-29 20:00 | 2037 | 6 | 0 | 0 | 0
2037-06-29 21:00 | 2037 | 6 | 0 | 0 | 0
2037-06-29 22:00 | 2037 | 6 | 0 | 0 | 0
2037-06-29 23:00 | 2037 | 6 | 0 | 0 | 0
2037-06-30 | 2037 | 6 | 0 | 0 | 0
2037-06-30 01:00 | 2037 | 6 | 0 | 0 | 0
2037-06-30 02:00 | 2037 | 6 | 0 | 0 | 0
2037-06-30 03:00 | 2037 | 6 | 0 | 0 | 0
2037-06-30 04:00 | 2037 | 6 | 0 | 0 | 0
2037-06-30 05:00 | 2037 | 6 | 0 | 0 | 0
2037-06-30 06:00 | 2037 | 6 | 0 | 0 | 0
2037-06-30 07:00 | 2037 | 6 | 0 | 0 | 0
2037-06-30 08:00 | 2037 | 6 | 0 | 0 | 0
2037-06-30 09:00 | 2037 | 6 | 0 | 0 | 0
2037-06-30 10:00 | 2037 | 6 | 0 | 0 | 0
2037-06-30 11:00 | 2037 | 6 | 0 | 0 | 0
2037-06-30 12:00 | 2037 | 6 | 0 | 0 | 0
2037-06-30 13:00 | 2037 | 6 | 0 | 0 | 0
2037-06-30 14:00 | 2037 | 6 | 0 | 0 | 0
2037-06-30 15:00 | 2037 | 6 | 0 | 0 | 0
2037-06-30 16:00 | 2037 | 6 | 0 | 0 | 0
2037-06-30 17:00 | 2037 | 6 | 0 | 0 | 0
2037-06-30 18:00 | 2037 | 6 | 0 | 0 | 0
2037-06-30 19:00 | 2037 | 6 | 0 | 0 | 0
2037-06-30 20:00 | 2037 | 6 | 0 | 0 | 0
2037-06-30 21:00 | 2037 | 6 | 0 | 0 | 0
2037-06-30 22:00 | 2037 | 6 | 0 | 0 | 0
2037-06-30 23:00 | 2037 | 6 | 0 | 0 | 0
2037-07-01 | 2037 | 7 | 0 | 0 | 0
2037-07-01 01:00 | 2037 | 7 | 0 | 0 | 0
2037-07-01 02:00 | 2037 | 7 | 0 | 0 | 0
2037-07-01 03:00 | 2037 | 7 | 0 | 0 | 0
2037-07-01 04:00 | 2037 | 7 | 0 | 0 | 0
2037-07-01 05:00 | 2037 | 7 | 0 | 0 | 0
2037-07-01 06:00 | 2037 | 7 | 0 | 0 | 0
2037-07-01 07:00 | 2037 | 7 | 0 | 0 | 0
2037-07-01 08:00 | 2037 | 7 | 0 | 0 | 0
2037-07-01 09:00 | 2037 | 7 | 0 | 0 | 0
2037-07-01 10:00 | 2037 | 7 | 0 | 0 | 0
2037-07-01 11:00 | 2037 | 7 | 0 | 0 | 0
2037-07-01 12:00 | 2037 | 7 | 0 | 0 | 0
2037-07-01 13:00 | 2037 | 7 | 0 | 0 | 0
2037-07-01 14:00 | 2037 | 7 | 0 | 0 | 0
2037-07-01 15:00 | 2037 | 7 | 0 | 0 | 0
2037-07-01 16:00 | 2037 | 7 | 0 | 0 | 0
2037-07-01 17:00 | 2037 | 7 | 0 | 0 | 0
2037-07-01 18:00 | 2037 | 7 | 0 | 0 | 0
2037-07-01 19:00 | 2037 | 7 | 0 | 0 | 0
2037-07-01 20:00 | 2037 | 7 | 0 | 0 | 0
2037-07-01 21:00 | 2037 | 7 | 0 | 0 | 0
2037-07-01 22:00 | 2037 | 7 | 0 | 0 | 0
2037-07-01 23:00 | 2037 | 7 | 0 | 0 | 0
2037-07-02 | 2037 | 7 | 0 | 0 | 0
2037-07-02 01:00 | 2037 | 7 | 0 | 0 | 0
2037-07-02 02:00 | 2037 | 7 | 0 | 0 | 0
2037-07-02 03:00 | 2037 | 7 | 0 | 0 | 0
2037-07-02 04:00 | 2037 | 7 | 0 | 0 | 0
2037-07-02 05:00 | 2037 | 7 | 0 | 0 | 0
2037-07-02 06:00 | 2037 | 7 | 0 | 0 | 0
2037-07-02 07:00 | 2037 | 7 | 0 | 0 | 0
2037-07-02 08:00 | 2037 | 7 | 0 | 0 | 0
2037-07-02 09:00 | 2037 | 7 | 0 | 0 | 0
2037-07-02 10:00 | 2037 | 7 | 0 | 0 | 0
2037-07-02 11:00 | 2037 | 7 | 0 | 0 | 0
2037-07-02 12:00 | 2037 | 7 | 0 | 0 | 0
2037-07-02 13:00 | 2037 | 7 | 0 | 0 | 0
2037-07-02 14:00 | 2037 | 7 | 0 | 0 | 0
2037-07-02 15:00 | 2037 | 7 | 0 | 0 | 0
2037-07-02 16:00 | 2037 | 7 | 0 | 0 | 0
2037-07-02 17:00 | 2037 | 7 | 0 | 0 | 0
2037-07-02 18:00 | 2037 | 7 | 0 | 0 | 0
2037-07-02 19:00 | 2037 | 7 | 0 | 0 | 0
2037-07-02 20:00 | 2037 | 7 | 0 | 0 | 0
2037-07-02 21:00 | 2037 | 7 | 0 | 0 | 0
2037-07-02 22:00 | 2037 | 7 | 0 | 0 | 0
2037-07-02 23:00 | 2037 | 7 | 0 | 0 | 0
2037-07-03 | 2037 | 7 | 0 | 0 | 0
2037-07-03 01:00 | 2037 | 7 | 0 | 0 | 0
2037-07-03 02:00 | 2037 | 7 | 0 | 0 | 0
2037-07-03 03:00 | 2037 | 7 | 0 | 0 | 0
2037-07-03 04:00 | 2037 | 7 | 0 | 0 | 0
2037-07-03 05:00 | 2037 | 7 | 0 | 0 | 0
2037-07-03 06:00 | 2037 | 7 | 0 | 0 | 0
2037-07-03 07:00 | 2037 | 7 | 0 | 0 | 0
2037-07-03 08:00 | 2037 | 7 | 0 | 0 | 0
2037-07-03 09:00 | 2037 | 7 | 0 | 0 | 0
2037-07-03 10:00 | 2037 | 7 | 0 | 0 | 0
2037-07-03 11:00 | 2037 | 7 | 0 | 0 | 0
2037-07-03 12:00 | 2037 | 7 | 0 | 0 | 0
2037-07-03 13:00 | 2037 | 7 | 0 | 0 | 0
2037-07-03 14:00 | 2037 | 7 | 0 | 0 | 0
2037-07-03 15:00 | 2037 | 7 | 0 | 0 | 0
2037-07-03 16:00 | 2037 | 7 | 0 | 0 | 0
2037-07-03 17:00 | 2037 | 7 | 0 | 0 | 0
2037-07-03 18:00 | 2037 | 7 | 0 | 0 | 0
2037-07-03 19:00 | 2037 | 7 | 0 | 0 | 0
2037-07-03 20:00 | 2037 | 7 | 0 | 0 | 0
2037-07-03 21:00 | 2037 | 7 | 0 | 0 | 0
2037-07-03 22:00 | 2037 | 7 | 0 | 0 | 0
2037-07-03 23:00 | 2037 | 7 | 0 | 0 | 0
2037-07-04 | 2037 | 7 | 0 | 0 | 0
2037-07-04 01:00 | 2037 | 7 | 0 | 0 | 0
2037-07-04 02:00 | 2037 | 7 | 0 | 0 | 0
2037-07-04 03:00 | 2037 | 7 | 0 | 0 | 0
2037-07-04 04:00 | 2037 | 7 | 0 | 0 | 0
2037-07-04 05:00 | 2037 | 7 | 0 | 0 | 0
2037-07-04 06:00 | 2037 | 7 | 0 | 0 | 0
2037-07-04 07:00 | 2037 | 7 | 0 | 0 | 0
2037-07-04 08:00 | 2037 | 7 | 0 | 0 | 0
2037-07-04 09:00 | 2037 | 7 | 0 | 0 | 0
2037-07-04 10:00 | 2037 | 7 | 0 | 0 | 0
2037-07-04 11:00 | 2037 | 7 | 0 | 0 | 0
2037-07-04 12:00 | 2037 | 7 | 0 | 0 | 0
2037-07-04 13:00 | 2037 | 7 | 0 | 0 | 0
2037-07-04 14:00 | 2037 | 7 | 0 | 0 | 0
2037-07-04 15:00 | 2037 | 7 | 0 | 0 | 0
2037-07-04 16:00 | 2037 | 7 | 0 | 0 | 0
2037-07-04 17:00 | 2037 | 7 | 0 | 0 | 0
2037-07-04 18:00 | 2037 | 7 | 0 | 0 | 0
2037-07-04 19:00 | 2037 | 7 | 0 | 0 | 0
2037-07-04 20:00 | 2037 | 7 | 0 | 0 | 0
2037-07-04 21:00 | 2037 | 7 | 0 | 0 | 0
2037-07-04 22:00 | 2037 | 7 | 0 | 0 | 0
2037-07-04 23:00 | 2037 | 7 | 0 | 0 | 0
2037-07-05 | 2037 | 7 | 0 | 0 | 0
2037-07-05 01:00 | 2037 | 7 | 0 | 0 | 0
2037-07-05 02:00 | 2037 | 7 | 0 | 0 | 0
2037-07-05 03:00 | 2037 | 7 | 0 | 0 | 0
2037-07-05 04:00 | 2037 | 7 | 0 | 0 | 0
2037-07-05 05:00 | 2037 | 7 | 0 | 0 | 0
2037-07-05 06:00 | 2037 | 7 | 0 | 0 | 0
2037-07-05 07:00 | 2037 | 7 | 0 | 0 | 0
2037-07-05 08:00 | 2037 | 7 | 0 | 0 | 0
2037-07-05 09:00 | 2037 | 7 | 0 | 0 | 0
2037-07-05 10:00 | 2037 | 7 | 0 | 0 | 0
2037-07-05 11:00 | 2037 | 7 | 0 | 0 | 0
2037-07-05 12:00 | 2037 | 7 | 0 | 0 | 0
2037-07-05 13:00 | 2037 | 7 | 0 | 0 | 0
2037-07-05 14:00 | 2037 | 7 | 0 | 0 | 0
2037-07-05 15:00 | 2037 | 7 | 0 | 0 | 0
2037-07-05 16:00 | 2037 | 7 | 0 | 0 | 0
2037-07-05 17:00 | 2037 | 7 | 0 | 0 | 0
2037-07-05 18:00 | 2037 | 7 | 0 | 0 | 0
2037-07-05 19:00 | 2037 | 7 | 0 | 0 | 0
2037-07-05 20:00 | 2037 | 7 | 0 | 0 | 0
2037-07-05 21:00 | 2037 | 7 | 0 | 0 | 0
2037-07-05 22:00 | 2037 | 7 | 0 | 0 | 0
2037-07-05 23:00 | 2037 | 7 | 0 | 0 | 0
2037-07-06 | 2037 | 7 | 0 | 0 | 0
2037-07-06 01:00 | 2037 | 7 | 0 | 0 | 0
2037-07-06 02:00 | 2037 | 7 | 0 | 0 | 0
2037-07-06 03:00 | 2037 | 7 | 0 | 0 | 0
2037-07-06 04:00 | 2037 | 7 | 0 | 0 | 0
2037-07-06 05:00 | 2037 | 7 | 0 | 0 | 0
2037-07-06 06:00 | 2037 | 7 | 0 | 0 | 0
2037-07-06 07:00 | 2037 | 7 | 0 | 0 | 0
2037-07-06 08:00 | 2037 | 7 | 0 | 0 | 0
2037-07-06 09:00 | 2037 | 7 | 0 | 0 | 0
2037-07-06 10:00 | 2037 | 7 | 0 | 0 | 0
2037-07-06 11:00 | 2037 | 7 | 0 | 0 | 0
2037-07-06 12:00 | 2037 | 7 | 0 | 0 | 0
2037-07-06 13:00 | 2037 | 7 | 0 | 0 | 0
2037-07-06 14:00 | 2037 | 7 | 0 | 0 | 0
2037-07-06 15:00 | 2037 | 7 | 0 | 0 | 0
2037-07-06 16:00 | 2037 | 7 | 0 | 0 | 0
2037-07-06 17:00 | 2037 | 7 | 0 | 0 | 0
2037-07-06 18:00 | 2037 | 7 | 0 | 0 | 0
2037-07-06 19:00 | 2037 | 7 | 0 | 0 | 0
2037-07-06 20:00 | 2037 | 7 | 0 | 0 | 0
2037-07-06 21:00 | 2037 | 7 | 0 | 0 | 0
2037-07-06 22:00 | 2037 | 7 | 0 | 0 | 0
2037-07-06 23:00 | 2037 | 7 | 0 | 0 | 0
2037-07-07 | 2037 | 7 | 0 | 0 | 0
2037-07-07 01:00 | 2037 | 7 | 0 | 0 | 0
2037-07-07 02:00 | 2037 | 7 | 0 | 0 | 0
2037-07-07 03:00 | 2037 | 7 | 0 | 0 | 0
2037-07-07 04:00 | 2037 | 7 | 0 | 0 | 0
2037-07-07 05:00 | 2037 | 7 | 0 | 0 | 0
2037-07-07 06:00 | 2037 | 7 | 0 | 0 | 0
2037-07-07 07:00 | 2037 | 7 | 0 | 0 | 0
2037-07-07 08:00 | 2037 | 7 | 0 | 0 | 0
2037-07-07 09:00 | 2037 | 7 | 0 | 0 | 0
2037-07-07 10:00 | 2037 | 7 | 0 | 0 | 0
2037-07-07 11:00 | 2037 | 7 | 0 | 0 | 0
2037-07-07 12:00 | 2037 | 7 | 0 | 0 | 0
2037-07-07 13:00 | 2037 | 7 | 0 | 0 | 0
2037-07-07 14:00 | 2037 | 7 | 0 | 0 | 0
2037-07-07 15:00 | 2037 | 7 | 0 | 0 | 0
2037-07-07 16:00 | 2037 | 7 | 0 | 0 | 0
2037-07-07 17:00 | 2037 | 7 | 0 | 0 | 0
2037-07-07 18:00 | 2037 | 7 | 0 | 0 | 0
2037-07-07 19:00 | 2037 | 7 | 0 | 0 | 0
2037-07-07 20:00 | 2037 | 7 | 0 | 0 | 0
2037-07-07 21:00 | 2037 | 7 | 0 | 0 | 0
2037-07-07 22:00 | 2037 | 7 | 0 | 0 | 0
2037-07-07 23:00 | 2037 | 7 | 0 | 0 | 0
2037-07-08 | 2037 | 7 | 0 | 0 | 0
2037-07-08 01:00 | 2037 | 7 | 0 | 0 | 0
2037-07-08 02:00 | 2037 | 7 | 0 | 0 | 0
2037-07-08 03:00 | 2037 | 7 | 0 | 0 | 0
2037-07-08 04:00 | 2037 | 7 | 0 | 0 | 0
2037-07-08 05:00 | 2037 | 7 | 0 | 0 | 0
2037-07-08 06:00 | 2037 | 7 | 0 | 0 | 0
2037-07-08 07:00 | 2037 | 7 | 0 | 0 | 0
2037-07-08 08:00 | 2037 | 7 | 0 | 0 | 0
2037-07-08 09:00 | 2037 | 7 | 0 | 0 | 0
2037-07-08 10:00 | 2037 | 7 | 0 | 0 | 0
2037-07-08 11:00 | 2037 | 7 | 0 | 0 | 0
2037-07-08 12:00 | 2037 | 7 | 0 | 0 | 0
2037-07-08 13:00 | 2037 | 7 | 0 | 0 | 0
2037-07-08 14:00 | 2037 | 7 | 0 | 0 | 0
2037-07-08 15:00 | 2037 | 7 | 0 | 0 | 0
2037-07-08 16:00 | 2037 | 7 | 0 | 0 | 0
2037-07-08 17:00 | 2037 | 7 | 0 | 0 | 0
2037-07-08 18:00 | 2037 | 7 | 0 | 0 | 0
2037-07-08 19:00 | 2037 | 7 | 0 | 0 | 0
2037-07-08 20:00 | 2037 | 7 | 0 | 0 | 0
2037-07-08 21:00 | 2037 | 7 | 0 | 0 | 0
2037-07-08 22:00 | 2037 | 7 | 0 | 0 | 0
2037-07-08 23:00 | 2037 | 7 | 0 | 0 | 0
2037-07-09 | 2037 | 7 | 0 | 0 | 0
2037-07-09 01:00 | 2037 | 7 | 0 | 0 | 0
2037-07-09 02:00 | 2037 | 7 | 0 | 0 | 0
2037-07-09 03:00 | 2037 | 7 | 0 | 0 | 0
2037-07-09 04:00 | 2037 | 7 | 0 | 0 | 0
2037-07-09 05:00 | 2037 | 7 | 0 | 0 | 0
2037-07-09 06:00 | 2037 | 7 | 0 | 0 | 0
2037-07-09 07:00 | 2037 | 7 | 0 | 0 | 0
2037-07-09 08:00 | 2037 | 7 | 0 | 0 | 0
2037-07-09 09:00 | 2037 | 7 | 0 | 0 | 0
2037-07-09 10:00 | 2037 | 7 | 0 | 0 | 0
2037-07-09 11:00 | 2037 | 7 | 0 | 0 | 0
2037-07-09 12:00 | 2037 | 7 | 0 | 0 | 0
2037-07-09 13:00 | 2037 | 7 | 0 | 0 | 0
2037-07-09 14:00 | 2037 | 7 | 0 | 0 | 0
2037-07-09 15:00 | 2037 | 7 | 0 | 0 | 0
2037-07-09 16:00 | 2037 | 7 | 0 | 0 | 0
2037-07-09 17:00 | 2037 | 7 | 0 | 0 | 0
2037-07-09 18:00 | 2037 | 7 | 0 | 0 | 0
2037-07-09 19:00 | 2037 | 7 | 0 | 0 | 0
2037-07-09 20:00 | 2037 | 7 | 0 | 0 | 0
2037-07-09 21:00 | 2037 | 7 | 0 | 0 | 0
2037-07-09 22:00 | 2037 | 7 | 0 | 0 | 0
2037-07-09 23:00 | 2037 | 7 | 0 | 0 | 0
2037-07-10 | 2037 | 7 | 0 | 0 | 0
2037-07-10 01:00 | 2037 | 7 | 0 | 0 | 0
2037-07-10 02:00 | 2037 | 7 | 0 | 0 | 0
2037-07-10 03:00 | 2037 | 7 | 0 | 0 | 0
2037-07-10 04:00 | 2037 | 7 | 0 | 0 | 0
2037-07-10 05:00 | 2037 | 7 | 0 | 0 | 0
2037-07-10 06:00 | 2037 | 7 | 0 | 0 | 0
2037-07-10 07:00 | 2037 | 7 | 0 | 0 | 0
2037-07-10 08:00 | 2037 | 7 | 0 | 0 | 0
2037-07-10 09:00 | 2037 | 7 | 0 | 0 | 0
2037-07-10 10:00 | 2037 | 7 | 0 | 0 | 0
2037-07-10 11:00 | 2037 | 7 | 0 | 0 | 0
2037-07-10 12:00 | 2037 | 7 | 0 | 0 | 0
2037-07-10 13:00 | 2037 | 7 | 0 | 0 | 0
2037-07-10 14:00 | 2037 | 7 | 0 | 0 | 0
2037-07-10 15:00 | 2037 | 7 | 0 | 0 | 0
2037-07-10 16:00 | 2037 | 7 | 0 | 0 | 0
2037-07-10 17:00 | 2037 | 7 | 0 | 0 | 0
2037-07-10 18:00 | 2037 | 7 | 0 | 0 | 0
2037-07-10 19:00 | 2037 | 7 | 0 | 0 | 0
2037-07-10 20:00 | 2037 | 7 | 0 | 0 | 0
2037-07-10 21:00 | 2037 | 7 | 0 | 0 | 0
2037-07-10 22:00 | 2037 | 7 | 0 | 0 | 0
2037-07-10 23:00 | 2037 | 7 | 0 | 0 | 0
2037-07-11 | 2037 | 7 | 0 | 0 | 0
2037-07-11 01:00 | 2037 | 7 | 0 | 0 | 0
2037-07-11 02:00 | 2037 | 7 | 0 | 0 | 0
2037-07-11 03:00 | 2037 | 7 | 0 | 0 | 0
2037-07-11 04:00 | 2037 | 7 | 0 | 0 | 0
2037-07-11 05:00 | 2037 | 7 | 0 | 0 | 0
2037-07-11 06:00 | 2037 | 7 | 0 | 0 | 0
2037-07-11 07:00 | 2037 | 7 | 0 | 0 | 0
2037-07-11 08:00 | 2037 | 7 | 0 | 0 | 0
2037-07-11 09:00 | 2037 | 7 | 0 | 0 | 0
2037-07-11 10:00 | 2037 | 7 | 0 | 0 | 0
2037-07-11 11:00 | 2037 | 7 | 0 | 0 | 0
2037-07-11 12:00 | 2037 | 7 | 0 | 0 | 0
2037-07-11 13:00 | 2037 | 7 | 0 | 0 | 0
2037-07-11 14:00 | 2037 | 7 | 0 | 0 | 0
2037-07-11 15:00 | 2037 | 7 | 0 | 0 | 0
2037-07-11 16:00 | 2037 | 7 | 0 | 0 | 0
2037-07-11 17:00 | 2037 | 7 | 0 | 0 | 0
2037-07-11 18:00 | 2037 | 7 | 0 | 0 | 0
2037-07-11 19:00 | 2037 | 7 | 0 | 0 | 0
2037-07-11 20:00 | 2037 | 7 | 0 | 0 | 0
2037-07-11 21:00 | 2037 | 7 | 0 | 0 | 0
2037-07-11 22:00 | 2037 | 7 | 0 | 0 | 0
2037-07-11 23:00 | 2037 | 7 | 0 | 0 | 0
2037-07-12 | 2037 | 7 | 0 | 0 | 0
2037-07-12 01:00 | 2037 | 7 | 0 | 0 | 0
2037-07-12 02:00 | 2037 | 7 | 0 | 0 | 0
2037-07-12 03:00 | 2037 | 7 | 0 | 0 | 0
2037-07-12 04:00 | 2037 | 7 | 0 | 0 | 0
2037-07-12 05:00 | 2037 | 7 | 0 | 0 | 0
2037-07-12 06:00 | 2037 | 7 | 0 | 0 | 0
2037-07-12 07:00 | 2037 | 7 | 0 | 0 | 0
2037-07-12 08:00 | 2037 | 7 | 0 | 0 | 0
2037-07-12 09:00 | 2037 | 7 | 0 | 0 | 0
2037-07-12 10:00 | 2037 | 7 | 0 | 0 | 0
2037-07-12 11:00 | 2037 | 7 | 0 | 0 | 0
2037-07-12 12:00 | 2037 | 7 | 0 | 0 | 0
2037-07-12 13:00 | 2037 | 7 | 0 | 0 | 0
2037-07-12 14:00 | 2037 | 7 | 0 | 0 | 0
2037-07-12 15:00 | 2037 | 7 | 0 | 0 | 0
2037-07-12 16:00 | 2037 | 7 | 0 | 0 | 0
2037-07-12 17:00 | 2037 | 7 | 0 | 0 | 0
2037-07-12 18:00 | 2037 | 7 | 0 | 0 | 0
2037-07-12 19:00 | 2037 | 7 | 0 | 0 | 0
2037-07-12 20:00 | 2037 | 7 | 0 | 0 | 0
2037-07-12 21:00 | 2037 | 7 | 0 | 0 | 0
2037-07-12 22:00 | 2037 | 7 | 0 | 0 | 0
2037-07-12 23:00 | 2037 | 7 | 0 | 0 | 0
2037-07-13 | 2037 | 7 | 0 | 0 | 0
2037-07-13 01:00 | 2037 | 7 | 0 | 0 | 0
2037-07-13 02:00 | 2037 | 7 | 0 | 0 | 0
2037-07-13 03:00 | 2037 | 7 | 0 | 0 | 0
2037-07-13 04:00 | 2037 | 7 | 0 | 0 | 0
2037-07-13 05:00 | 2037 | 7 | 0 | 0 | 0
2037-07-13 06:00 | 2037 | 7 | 0 | 0 | 0
2037-07-13 07:00 | 2037 | 7 | 0 | 0 | 0
2037-07-13 08:00 | 2037 | 7 | 0 | 0 | 0
2037-07-13 09:00 | 2037 | 7 | 0 | 0 | 0
2037-07-13 10:00 | 2037 | 7 | 0 | 0 | 0
2037-07-13 11:00 | 2037 | 7 | 0 | 0 | 0
2037-07-13 12:00 | 2037 | 7 | 0 | 0 | 0
2037-07-13 13:00 | 2037 | 7 | 0 | 0 | 0
2037-07-13 14:00 | 2037 | 7 | 0 | 0 | 0
2037-07-13 15:00 | 2037 | 7 | 0 | 0 | 0
2037-07-13 16:00 | 2037 | 7 | 0 | 0 | 0
2037-07-13 17:00 | 2037 | 7 | 0 | 0 | 0
2037-07-13 18:00 | 2037 | 7 | 0 | 0 | 0
2037-07-13 19:00 | 2037 | 7 | 0 | 0 | 0
2037-07-13 20:00 | 2037 | 7 | 0 | 0 | 0
2037-07-13 21:00 | 2037 | 7 | 0 | 0 | 0
2037-07-13 22:00 | 2037 | 7 | 0 | 0 | 0
2037-07-13 23:00 | 2037 | 7 | 0 | 0 | 0
2037-07-14 | 2037 | 7 | 0 | 0 | 0
2037-07-14 01:00 | 2037 | 7 | 0 | 0 | 0
2037-07-14 02:00 | 2037 | 7 | 0 | 0 | 0
2037-07-14 03:00 | 2037 | 7 | 0 | 0 | 0
2037-07-14 04:00 | 2037 | 7 | 0 | 0 | 0
2037-07-14 05:00 | 2037 | 7 | 0 | 0 | 0
2037-07-14 06:00 | 2037 | 7 | 0 | 0 | 0
2037-07-14 07:00 | 2037 | 7 | 0 | 0 | 0
2037-07-14 08:00 | 2037 | 7 | 0 | 0 | 0
2037-07-14 09:00 | 2037 | 7 | 0 | 0 | 0
2037-07-14 10:00 | 2037 | 7 | 0 | 0 | 0
2037-07-14 11:00 | 2037 | 7 | 0 | 0 | 0
2037-07-14 12:00 | 2037 | 7 | 0 | 0 | 0
2037-07-14 13:00 | 2037 | 7 | 0 | 0 | 0
2037-07-14 14:00 | 2037 | 7 | 0 | 0 | 0
2037-07-14 15:00 | 2037 | 7 | 0 | 0 | 0
2037-07-14 16:00 | 2037 | 7 | 0 | 0 | 0
2037-07-14 17:00 | 2037 | 7 | 0 | 0 | 0
2037-07-14 18:00 | 2037 | 7 | 0 | 0 | 0
2037-07-14 19:00 | 2037 | 7 | 0 | 0 | 0
2037-07-14 20:00 | 2037 | 7 | 0 | 0 | 0
2037-07-14 21:00 | 2037 | 7 | 0 | 0 | 0
2037-07-14 22:00 | 2037 | 7 | 0 | 0 | 0
2037-07-14 23:00 | 2037 | 7 | 0 | 0 | 0
2037-07-15 | 2037 | 7 | 0 | 0 | 0
2037-07-15 01:00 | 2037 | 7 | 0 | 0 | 0
2037-07-15 02:00 | 2037 | 7 | 0 | 0 | 0
2037-07-15 03:00 | 2037 | 7 | 0 | 0 | 0
2037-07-15 04:00 | 2037 | 7 | 0 | 0 | 0
2037-07-15 05:00 | 2037 | 7 | 0 | 0 | 0
2037-07-15 06:00 | 2037 | 7 | 0 | 0 | 0
2037-07-15 07:00 | 2037 | 7 | 0 | 0 | 0
2037-07-15 08:00 | 2037 | 7 | 0 | 0 | 0
2037-07-15 09:00 | 2037 | 7 | 0 | 0 | 0
2037-07-15 10:00 | 2037 | 7 | 0 | 0 | 0
2037-07-15 11:00 | 2037 | 7 | 0 | 0 | 0
2037-07-15 12:00 | 2037 | 7 | 0 | 0 | 0
2037-07-15 13:00 | 2037 | 7 | 0 | 0 | 0
2037-07-15 14:00 | 2037 | 7 | 0 | 0 | 0
2037-07-15 15:00 | 2037 | 7 | 0 | 0 | 0
2037-07-15 16:00 | 2037 | 7 | 0 | 0 | 0
2037-07-15 17:00 | 2037 | 7 | 0 | 0 | 0
2037-07-15 18:00 | 2037 | 7 | 0 | 0 | 0
2037-07-15 19:00 | 2037 | 7 | 0 | 0 | 0
2037-07-15 20:00 | 2037 | 7 | 0 | 0 | 0
2037-07-15 21:00 | 2037 | 7 | 0 | 0 | 0
2037-07-15 22:00 | 2037 | 7 | 0 | 0 | 0
2037-07-15 23:00 | 2037 | 7 | 0 | 0 | 0
2037-07-16 | 2037 | 7 | 0 | 0 | 0
2037-07-16 01:00 | 2037 | 7 | 0 | 0 | 0
2037-07-16 02:00 | 2037 | 7 | 0 | 0 | 0
2037-07-16 03:00 | 2037 | 7 | 0 | 0 | 0
2037-07-16 04:00 | 2037 | 7 | 0 | 0 | 0
2037-07-16 05:00 | 2037 | 7 | 0 | 0 | 0
2037-07-16 06:00 | 2037 | 7 | 0 | 0 | 0
2037-07-16 07:00 | 2037 | 7 | 0 | 0 | 0
2037-07-16 08:00 | 2037 | 7 | 0 | 0 | 0
2037-07-16 09:00 | 2037 | 7 | 0 | 0 | 0
2037-07-16 10:00 | 2037 | 7 | 0 | 0 | 0
2037-07-16 11:00 | 2037 | 7 | 0 | 0 | 0
2037-07-16 12:00 | 2037 | 7 | 0 | 0 | 0
2037-07-16 13:00 | 2037 | 7 | 0 | 0 | 0
2037-07-16 14:00 | 2037 | 7 | 0 | 0 | 0
2037-07-16 15:00 | 2037 | 7 | 0 | 0 | 0
2037-07-16 16:00 | 2037 | 7 | 0 | 0 | 0
2037-07-16 17:00 | 2037 | 7 | 0 | 0 | 0
2037-07-16 18:00 | 2037 | 7 | 0 | 0 | 0
2037-07-16 19:00 | 2037 | 7 | 0 | 0 | 0
2037-07-16 20:00 | 2037 | 7 | 0 | 0 | 0
2037-07-16 21:00 | 2037 | 7 | 0 | 0 | 0
2037-07-16 22:00 | 2037 | 7 | 0 | 0 | 0
2037-07-16 23:00 | 2037 | 7 | 0 | 0 | 0
2037-07-17 | 2037 | 7 | 0 | 0 | 0
2037-07-17 01:00 | 2037 | 7 | 0 | 0 | 0
2037-07-17 02:00 | 2037 | 7 | 0 | 0 | 0
2037-07-17 03:00 | 2037 | 7 | 0 | 0 | 0
2037-07-17 04:00 | 2037 | 7 | 0 | 0 | 0
2037-07-17 05:00 | 2037 | 7 | 0 | 0 | 0
2037-07-17 06:00 | 2037 | 7 | 0 | 0 | 0
2037-07-17 07:00 | 2037 | 7 | 0 | 0 | 0
2037-07-17 08:00 | 2037 | 7 | 0 | 0 | 0
2037-07-17 09:00 | 2037 | 7 | 0 | 0 | 0
2037-07-17 10:00 | 2037 | 7 | 0 | 0 | 0
2037-07-17 11:00 | 2037 | 7 | 0 | 0 | 0
2037-07-17 12:00 | 2037 | 7 | 0 | 0 | 0
2037-07-17 13:00 | 2037 | 7 | 0 | 0 | 0
2037-07-17 14:00 | 2037 | 7 | 0 | 0 | 0
2037-07-17 15:00 | 2037 | 7 | 0 | 0 | 0
2037-07-17 16:00 | 2037 | 7 | 0 | 0 | 0
2037-07-17 17:00 | 2037 | 7 | 0 | 0 | 0
2037-07-17 18:00 | 2037 | 7 | 0 | 0 | 0
2037-07-17 19:00 | 2037 | 7 | 0 | 0 | 0
2037-07-17 20:00 | 2037 | 7 | 0 | 0 | 0
2037-07-17 21:00 | 2037 | 7 | 0 | 0 | 0
2037-07-17 22:00 | 2037 | 7 | 0 | 0 | 0
2037-07-17 23:00 | 2037 | 7 | 0 | 0 | 0
2037-07-18 | 2037 | 7 | 0 | 0 | 0
2037-07-18 01:00 | 2037 | 7 | 0 | 0 | 0
2037-07-18 02:00 | 2037 | 7 | 0 | 0 | 0
2037-07-18 03:00 | 2037 | 7 | 0 | 0 | 0
2037-07-18 04:00 | 2037 | 7 | 0 | 0 | 0
2037-07-18 05:00 | 2037 | 7 | 0 | 0 | 0
2037-07-18 06:00 | 2037 | 7 | 0 | 0 | 0
2037-07-18 07:00 | 2037 | 7 | 0 | 0 | 0
2037-07-18 08:00 | 2037 | 7 | 0 | 0 | 0
2037-07-18 09:00 | 2037 | 7 | 0 | 0 | 0
2037-07-18 10:00 | 2037 | 7 | 0 | 0 | 0
2037-07-18 11:00 | 2037 | 7 | 0 | 0 | 0
2037-07-18 12:00 | 2037 | 7 | 0 | 0 | 0
2037-07-18 13:00 | 2037 | 7 | 0 | 0 | 0
2037-07-18 14:00 | 2037 | 7 | 0 | 0 | 0
2037-07-18 15:00 | 2037 | 7 | 0 | 0 | 0
2037-07-18 16:00 | 2037 | 7 | 0 | 0 | 0
2037-07-18 17:00 | 2037 | 7 | 0 | 0 | 0
2037-07-18 18:00 | 2037 | 7 | 0 | 0 | 0
2037-07-18 19:00 | 2037 | 7 | 0 | 0 | 0
2037-07-18 20:00 | 2037 | 7 | 0 | 0 | 0
2037-07-18 21:00 | 2037 | 7 | 0 | 0 | 0
2037-07-18 22:00 | 2037 | 7 | 0 | 0 | 0
2037-07-18 23:00 | 2037 | 7 | 0 | 0 | 0
2037-07-19 | 2037 | 7 | 0 | 0 | 0
2037-07-19 01:00 | 2037 | 7 | 0 | 0 | 0
2037-07-19 02:00 | 2037 | 7 | 0 | 0 | 0
2037-07-19 03:00 | 2037 | 7 | 0 | 0 | 0
2037-07-19 04:00 | 2037 | 7 | 0 | 0 | 0
2037-07-19 05:00 | 2037 | 7 | 0 | 0 | 0
2037-07-19 06:00 | 2037 | 7 | 0 | 0 | 0
2037-07-19 07:00 | 2037 | 7 | 0 | 0 | 0
2037-07-19 08:00 | 2037 | 7 | 0 | 0 | 0
2037-07-19 09:00 | 2037 | 7 | 0 | 0 | 0
2037-07-19 10:00 | 2037 | 7 | 0 | 0 | 0
2037-07-19 11:00 | 2037 | 7 | 0 | 0 | 0
2037-07-19 12:00 | 2037 | 7 | 0 | 0 | 0
2037-07-19 13:00 | 2037 | 7 | 0 | 0 | 0
2037-07-19 14:00 | 2037 | 7 | 0 | 0 | 0
2037-07-19 15:00 | 2037 | 7 | 0 | 0 | 0
2037-07-19 16:00 | 2037 | 7 | 0 | 0 | 0
2037-07-19 17:00 | 2037 | 7 | 0 | 0 | 0
2037-07-19 18:00 | 2037 | 7 | 0 | 0 | 0
2037-07-19 19:00 | 2037 | 7 | 0 | 0 | 0
2037-07-19 20:00 | 2037 | 7 | 0 | 0 | 0
2037-07-19 21:00 | 2037 | 7 | 0 | 0 | 0
2037-07-19 22:00 | 2037 | 7 | 0 | 0 | 0
2037-07-19 23:00 | 2037 | 7 | 0 | 0 | 0
2037-07-20 | 2037 | 7 | 0 | 0 | 0
2037-07-20 01:00 | 2037 | 7 | 0 | 0 | 0
2037-07-20 02:00 | 2037 | 7 | 0 | 0 | 0
2037-07-20 03:00 | 2037 | 7 | 0 | 0 | 0
2037-07-20 04:00 | 2037 | 7 | 0 | 0 | 0
2037-07-20 05:00 | 2037 | 7 | 0 | 0 | 0
2037-07-20 06:00 | 2037 | 7 | 0 | 0 | 0
2037-07-20 07:00 | 2037 | 7 | 0 | 0 | 0
2037-07-20 08:00 | 2037 | 7 | 0 | 0 | 0
2037-07-20 09:00 | 2037 | 7 | 0 | 0 | 0
2037-07-20 10:00 | 2037 | 7 | 0 | 0 | 0
2037-07-20 11:00 | 2037 | 7 | 0 | 0 | 0
2037-07-20 12:00 | 2037 | 7 | 0 | 0 | 0
2037-07-20 13:00 | 2037 | 7 | 0 | 0 | 0
2037-07-20 14:00 | 2037 | 7 | 0 | 0 | 0
2037-07-20 15:00 | 2037 | 7 | 0 | 0 | 0
2037-07-20 16:00 | 2037 | 7 | 0 | 0 | 0
2037-07-20 17:00 | 2037 | 7 | 0 | 0 | 0
2037-07-20 18:00 | 2037 | 7 | 0 | 0 | 0
2037-07-20 19:00 | 2037 | 7 | 0 | 0 | 0
2037-07-20 20:00 | 2037 | 7 | 0 | 0 | 0
2037-07-20 21:00 | 2037 | 7 | 0 | 0 | 0
2037-07-20 22:00 | 2037 | 7 | 0 | 0 | 0
2037-07-20 23:00 | 2037 | 7 | 0 | 0 | 0
2037-07-21 | 2037 | 7 | 0 | 0 | 0
2037-07-21 01:00 | 2037 | 7 | 0 | 0 | 0
2037-07-21 02:00 | 2037 | 7 | 0 | 0 | 0
2037-07-21 03:00 | 2037 | 7 | 0 | 0 | 0
2037-07-21 04:00 | 2037 | 7 | 0 | 0 | 0
2037-07-21 05:00 | 2037 | 7 | 0 | 0 | 0
2037-07-21 06:00 | 2037 | 7 | 0 | 0 | 0
2037-07-21 07:00 | 2037 | 7 | 0 | 0 | 0
2037-07-21 08:00 | 2037 | 7 | 0 | 0 | 0
2037-07-21 09:00 | 2037 | 7 | 0 | 0 | 0
2037-07-21 10:00 | 2037 | 7 | 0 | 0 | 0
2037-07-21 11:00 | 2037 | 7 | 0 | 0 | 0
2037-07-21 12:00 | 2037 | 7 | 0 | 0 | 0
2037-07-21 13:00 | 2037 | 7 | 0 | 0 | 0
2037-07-21 14:00 | 2037 | 7 | 0 | 0 | 0
2037-07-21 15:00 | 2037 | 7 | 0 | 0 | 0
2037-07-21 16:00 | 2037 | 7 | 0 | 0 | 0
2037-07-21 17:00 | 2037 | 7 | 0 | 0 | 0
2037-07-21 18:00 | 2037 | 7 | 0 | 0 | 0
2037-07-21 19:00 | 2037 | 7 | 0 | 0 | 0
2037-07-21 20:00 | 2037 | 7 | 0 | 0 | 0
2037-07-21 21:00 | 2037 | 7 | 0 | 0 | 0
2037-07-21 22:00 | 2037 | 7 | 0 | 0 | 0
2037-07-21 23:00 | 2037 | 7 | 0 | 0 | 0
2037-07-22 | 2037 | 7 | 0 | 0 | 0
2037-07-22 01:00 | 2037 | 7 | 0 | 0 | 0
2037-07-22 02:00 | 2037 | 7 | 0 | 0 | 0
2037-07-22 03:00 | 2037 | 7 | 0 | 0 | 0
2037-07-22 04:00 | 2037 | 7 | 0 | 0 | 0
2037-07-22 05:00 | 2037 | 7 | 0 | 0 | 0
2037-07-22 06:00 | 2037 | 7 | 0 | 0 | 0
2037-07-22 07:00 | 2037 | 7 | 0 | 0 | 0
2037-07-22 08:00 | 2037 | 7 | 0 | 0 | 0
2037-07-22 09:00 | 2037 | 7 | 0 | 0 | 0
2037-07-22 10:00 | 2037 | 7 | 0 | 0 | 0
2037-07-22 11:00 | 2037 | 7 | 0 | 0 | 0
2037-07-22 12:00 | 2037 | 7 | 0 | 0 | 0
2037-07-22 13:00 | 2037 | 7 | 0 | 0 | 0
2037-07-22 14:00 | 2037 | 7 | 0 | 0 | 0
2037-07-22 15:00 | 2037 | 7 | 0 | 0 | 0
2037-07-22 16:00 | 2037 | 7 | 0 | 0 | 0
2037-07-22 17:00 | 2037 | 7 | 0 | 0 | 0
2037-07-22 18:00 | 2037 | 7 | 0 | 0 | 0
2037-07-22 19:00 | 2037 | 7 | 0 | 0 | 0
2037-07-22 20:00 | 2037 | 7 | 0 | 0 | 0
2037-07-22 21:00 | 2037 | 7 | 0 | 0 | 0
2037-07-22 22:00 | 2037 | 7 | 0 | 0 | 0
2037-07-22 23:00 | 2037 | 7 | 0 | 0 | 0
2037-07-23 | 2037 | 7 | 0 | 0 | 0
2037-07-23 01:00 | 2037 | 7 | 0 | 0 | 0
2037-07-23 02:00 | 2037 | 7 | 0 | 0 | 0
2037-07-23 03:00 | 2037 | 7 | 0 | 0 | 0
2037-07-23 04:00 | 2037 | 7 | 0 | 0 | 0
2037-07-23 05:00 | 2037 | 7 | 0 | 0 | 0
2037-07-23 06:00 | 2037 | 7 | 0 | 0 | 0
2037-07-23 07:00 | 2037 | 7 | 0 | 0 | 0
2037-07-23 08:00 | 2037 | 7 | 0 | 0 | 0
2037-07-23 09:00 | 2037 | 7 | 0 | 0 | 0
2037-07-23 10:00 | 2037 | 7 | 0 | 0 | 0
2037-07-23 11:00 | 2037 | 7 | 0 | 0 | 0
2037-07-23 12:00 | 2037 | 7 | 0 | 0 | 0
2037-07-23 13:00 | 2037 | 7 | 0 | 0 | 0
2037-07-23 14:00 | 2037 | 7 | 0 | 0 | 0
2037-07-23 15:00 | 2037 | 7 | 0 | 0 | 0
2037-07-23 16:00 | 2037 | 7 | 0 | 0 | 0
2037-07-23 17:00 | 2037 | 7 | 0 | 0 | 0
2037-07-23 18:00 | 2037 | 7 | 0 | 0 | 0
2037-07-23 19:00 | 2037 | 7 | 0 | 0 | 0
2037-07-23 20:00 | 2037 | 7 | 0 | 0 | 0
2037-07-23 21:00 | 2037 | 7 | 0 | 0 | 0
2037-07-23 22:00 | 2037 | 7 | 0 | 0 | 0
2037-07-23 23:00 | 2037 | 7 | 0 | 0 | 0
2037-07-24 | 2037 | 7 | 0 | 0 | 0
2037-07-24 01:00 | 2037 | 7 | 0 | 0 | 0
2037-07-24 02:00 | 2037 | 7 | 0 | 0 | 0
2037-07-24 03:00 | 2037 | 7 | 0 | 0 | 0
2037-07-24 04:00 | 2037 | 7 | 0 | 0 | 0
2037-07-24 05:00 | 2037 | 7 | 0 | 0 | 0
2037-07-24 06:00 | 2037 | 7 | 0 | 0 | 0
2037-07-24 07:00 | 2037 | 7 | 0 | 0 | 0
2037-07-24 08:00 | 2037 | 7 | 0 | 0 | 0
2037-07-24 09:00 | 2037 | 7 | 0 | 0 | 0
2037-07-24 10:00 | 2037 | 7 | 0 | 0 | 0
2037-07-24 11:00 | 2037 | 7 | 0 | 0 | 0
2037-07-24 12:00 | 2037 | 7 | 0 | 0 | 0
2037-07-24 13:00 | 2037 | 7 | 0 | 0 | 0
2037-07-24 14:00 | 2037 | 7 | 0 | 0 | 0
2037-07-24 15:00 | 2037 | 7 | 0 | 0 | 0
2037-07-24 16:00 | 2037 | 7 | 0 | 0 | 0
2037-07-24 17:00 | 2037 | 7 | 0 | 0 | 0
2037-07-24 18:00 | 2037 | 7 | 0 | 0 | 0
2037-07-24 19:00 | 2037 | 7 | 0 | 0 | 0
2037-07-24 20:00 | 2037 | 7 | 0 | 0 | 0
2037-07-24 21:00 | 2037 | 7 | 0 | 0 | 0
2037-07-24 22:00 | 2037 | 7 | 0 | 0 | 0
2037-07-24 23:00 | 2037 | 7 | 0 | 0 | 0
2037-07-25 | 2037 | 7 | 0 | 0 | 0
2037-07-25 01:00 | 2037 | 7 | 0 | 0 | 0
2037-07-25 02:00 | 2037 | 7 | 0 | 0 | 0
2037-07-25 03:00 | 2037 | 7 | 0 | 0 | 0
2037-07-25 04:00 | 2037 | 7 | 0 | 0 | 0
2037-07-25 05:00 | 2037 | 7 | 0 | 0 | 0
2037-07-25 06:00 | 2037 | 7 | 0 | 0 | 0
2037-07-25 07:00 | 2037 | 7 | 0 | 0 | 0
2037-07-25 08:00 | 2037 | 7 | 0 | 0 | 0
2037-07-25 09:00 | 2037 | 7 | 0 | 0 | 0
2037-07-25 10:00 | 2037 | 7 | 0 | 0 | 0
2037-07-25 11:00 | 2037 | 7 | 0 | 0 | 0
2037-07-25 12:00 | 2037 | 7 | 0 | 0 | 0
2037-07-25 13:00 | 2037 | 7 | 0 | 0 | 0
2037-07-25 14:00 | 2037 | 7 | 0 | 0 | 0
2037-07-25 15:00 | 2037 | 7 | 0 | 0 | 0
2037-07-25 16:00 | 2037 | 7 | 0 | 0 | 0
2037-07-25 17:00 | 2037 | 7 | 0 | 0 | 0
2037-07-25 18:00 | 2037 | 7 | 0 | 0 | 0
2037-07-25 19:00 | 2037 | 7 | 0 | 0 | 0
2037-07-25 20:00 | 2037 | 7 | 0 | 0 | 0
2037-07-25 21:00 | 2037 | 7 | 0 | 0 | 0
2037-07-25 22:00 | 2037 | 7 | 0 | 0 | 0
2037-07-25 23:00 | 2037 | 7 | 0 | 0 | 0
2037-07-26 | 2037 | 7 | 0 | 0 | 0
2037-07-26 01:00 | 2037 | 7 | 0 | 0 | 0
2037-07-26 02:00 | 2037 | 7 | 0 | 0 | 0
2037-07-26 03:00 | 2037 | 7 | 0 | 0 | 0
2037-07-26 04:00 | 2037 | 7 | 0 | 0 | 0
2037-07-26 05:00 | 2037 | 7 | 0 | 0 | 0
2037-07-26 06:00 | 2037 | 7 | 0 | 0 | 0
2037-07-26 07:00 | 2037 | 7 | 0 | 0 | 0
2037-07-26 08:00 | 2037 | 7 | 0 | 0 | 0
2037-07-26 09:00 | 2037 | 7 | 0 | 0 | 0
2037-07-26 10:00 | 2037 | 7 | 0 | 0 | 0
2037-07-26 11:00 | 2037 | 7 | 0 | 0 | 0
2037-07-26 12:00 | 2037 | 7 | 0 | 0 | 0
2037-07-26 13:00 | 2037 | 7 | 0 | 0 | 0
2037-07-26 14:00 | 2037 | 7 | 0 | 0 | 0
2037-07-26 15:00 | 2037 | 7 | 0 | 0 | 0
2037-07-26 16:00 | 2037 | 7 | 0 | 0 | 0
2037-07-26 17:00 | 2037 | 7 | 0 | 0 | 0
2037-07-26 18:00 | 2037 | 7 | 0 | 0 | 0
2037-07-26 19:00 | 2037 | 7 | 0 | 0 | 0
2037-07-26 20:00 | 2037 | 7 | 0 | 0 | 0
2037-07-26 21:00 | 2037 | 7 | 0 | 0 | 0
2037-07-26 22:00 | 2037 | 7 | 0 | 0 | 0
2037-07-26 23:00 | 2037 | 7 | 0 | 0 | 0
2037-07-27 | 2037 | 7 | 0 | 0 | 0
2037-07-27 01:00 | 2037 | 7 | 0 | 0 | 0
2037-07-27 02:00 | 2037 | 7 | 0 | 0 | 0
2037-07-27 03:00 | 2037 | 7 | 0 | 0 | 0
2037-07-27 04:00 | 2037 | 7 | 0 | 0 | 0
2037-07-27 05:00 | 2037 | 7 | 0 | 0 | 0
2037-07-27 06:00 | 2037 | 7 | 0 | 0 | 0
2037-07-27 07:00 | 2037 | 7 | 0 | 0 | 0
2037-07-27 08:00 | 2037 | 7 | 0 | 0 | 0
2037-07-27 09:00 | 2037 | 7 | 0 | 0 | 0
2037-07-27 10:00 | 2037 | 7 | 0 | 0 | 0
2037-07-27 11:00 | 2037 | 7 | 0 | 0 | 0
2037-07-27 12:00 | 2037 | 7 | 0 | 0 | 0
2037-07-27 13:00 | 2037 | 7 | 0 | 0 | 0
2037-07-27 14:00 | 2037 | 7 | 0 | 0 | 0
2037-07-27 15:00 | 2037 | 7 | 0 | 0 | 0
2037-07-27 16:00 | 2037 | 7 | 0 | 0 | 0
2037-07-27 17:00 | 2037 | 7 | 0 | 0 | 0
2037-07-27 18:00 | 2037 | 7 | 0 | 0 | 0
2037-07-27 19:00 | 2037 | 7 | 0 | 0 | 0
2037-07-27 20:00 | 2037 | 7 | 0 | 0 | 0
2037-07-27 21:00 | 2037 | 7 | 0 | 0 | 0
2037-07-27 22:00 | 2037 | 7 | 0 | 0 | 0
2037-07-27 23:00 | 2037 | 7 | 0 | 0 | 0
2037-07-28 | 2037 | 7 | 0 | 0 | 0
2037-07-28 01:00 | 2037 | 7 | 0 | 0 | 0
2037-07-28 02:00 | 2037 | 7 | 0 | 0 | 0
2037-07-28 03:00 | 2037 | 7 | 0 | 0 | 0
2037-07-28 04:00 | 2037 | 7 | 0 | 0 | 0
2037-07-28 05:00 | 2037 | 7 | 0 | 0 | 0
2037-07-28 06:00 | 2037 | 7 | 0 | 0 | 0
2037-07-28 07:00 | 2037 | 7 | 0 | 0 | 0
2037-07-28 08:00 | 2037 | 7 | 0 | 0 | 0
2037-07-28 09:00 | 2037 | 7 | 0 | 0 | 0
2037-07-28 10:00 | 2037 | 7 | 0 | 0 | 0
2037-07-28 11:00 | 2037 | 7 | 0 | 0 | 0
2037-07-28 12:00 | 2037 | 7 | 0 | 0 | 0
2037-07-28 13:00 | 2037 | 7 | 0 | 0 | 0
2037-07-28 14:00 | 2037 | 7 | 0 | 0 | 0
2037-07-28 15:00 | 2037 | 7 | 0 | 0 | 0
2037-07-28 16:00 | 2037 | 7 | 0 | 0 | 0
2037-07-28 17:00 | 2037 | 7 | 0 | 0 | 0
2037-07-28 18:00 | 2037 | 7 | 0 | 0 | 0
2037-07-28 19:00 | 2037 | 7 | 0 | 0 | 0
2037-07-28 20:00 | 2037 | 7 | 0 | 0 | 0
2037-07-28 21:00 | 2037 | 7 | 0 | 0 | 0
2037-07-28 22:00 | 2037 | 7 | 0 | 0 | 0
2037-07-28 23:00 | 2037 | 7 | 0 | 0 | 0
2037-07-29 | 2037 | 7 | 0 | 0 | 0
2037-07-29 01:00 | 2037 | 7 | 0 | 0 | 0
2037-07-29 02:00 | 2037 | 7 | 0 | 0 | 0
2037-07-29 03:00 | 2037 | 7 | 0 | 0 | 0
2037-07-29 04:00 | 2037 | 7 | 0 | 0 | 0
2037-07-29 05:00 | 2037 | 7 | 0 | 0 | 0
2037-07-29 06:00 | 2037 | 7 | 0 | 0 | 0
2037-07-29 07:00 | 2037 | 7 | 0 | 0 | 0
2037-07-29 08:00 | 2037 | 7 | 0 | 0 | 0
2037-07-29 09:00 | 2037 | 7 | 0 | 0 | 0
2037-07-29 10:00 | 2037 | 7 | 0 | 0 | 0
2037-07-29 11:00 | 2037 | 7 | 0 | 0 | 0
2037-07-29 12:00 | 2037 | 7 | 0 | 0 | 0
2037-07-29 13:00 | 2037 | 7 | 0 | 0 | 0
2037-07-29 14:00 | 2037 | 7 | 0 | 0 | 0
2037-07-29 15:00 | 2037 | 7 | 0 | 0 | 0
2037-07-29 16:00 | 2037 | 7 | 0 | 0 | 0
2037-07-29 17:00 | 2037 | 7 | 0 | 0 | 0
2037-07-29 18:00 | 2037 | 7 | 0 | 0 | 0
2037-07-29 19:00 | 2037 | 7 | 0 | 0 | 0
2037-07-29 20:00 | 2037 | 7 | 0 | 0 | 0
2037-07-29 21:00 | 2037 | 7 | 0 | 0 | 0
2037-07-29 22:00 | 2037 | 7 | 0 | 0 | 0
2037-07-29 23:00 | 2037 | 7 | 0 | 0 | 0
2037-07-30 | 2037 | 7 | 0 | 0 | 0
2037-07-30 01:00 | 2037 | 7 | 0 | 0 | 0
2037-07-30 02:00 | 2037 | 7 | 0 | 0 | 0
2037-07-30 03:00 | 2037 | 7 | 0 | 0 | 0
2037-07-30 04:00 | 2037 | 7 | 0 | 0 | 0
2037-07-30 05:00 | 2037 | 7 | 0 | 0 | 0
2037-07-30 06:00 | 2037 | 7 | 0 | 0 | 0
2037-07-30 07:00 | 2037 | 7 | 0 | 0 | 0
2037-07-30 08:00 | 2037 | 7 | 0 | 0 | 0
2037-07-30 09:00 | 2037 | 7 | 0 | 0 | 0
2037-07-30 10:00 | 2037 | 7 | 0 | 0 | 0
2037-07-30 11:00 | 2037 | 7 | 0 | 0 | 0
2037-07-30 12:00 | 2037 | 7 | 0 | 0 | 0
2037-07-30 13:00 | 2037 | 7 | 0 | 0 | 0
2037-07-30 14:00 | 2037 | 7 | 0 | 0 | 0
2037-07-30 15:00 | 2037 | 7 | 0 | 0 | 0
2037-07-30 16:00 | 2037 | 7 | 0 | 0 | 0
2037-07-30 17:00 | 2037 | 7 | 0 | 0 | 0
2037-07-30 18:00 | 2037 | 7 | 0 | 0 | 0
2037-07-30 19:00 | 2037 | 7 | 0 | 0 | 0
2037-07-30 20:00 | 2037 | 7 | 0 | 0 | 0
2037-07-30 21:00 | 2037 | 7 | 0 | 0 | 0
2037-07-30 22:00 | 2037 | 7 | 0 | 0 | 0
2037-07-30 23:00 | 2037 | 7 | 0 | 0 | 0
2037-07-31 | 2037 | 7 | 0 | 0 | 0
2037-07-31 01:00 | 2037 | 7 | 0 | 0 | 0
2037-07-31 02:00 | 2037 | 7 | 0 | 0 | 0
2037-07-31 03:00 | 2037 | 7 | 0 | 0 | 0
2037-07-31 04:00 | 2037 | 7 | 0 | 0 | 0
2037-07-31 05:00 | 2037 | 7 | 0 | 0 | 0
2037-07-31 06:00 | 2037 | 7 | 0 | 0 | 0
2037-07-31 07:00 | 2037 | 7 | 0 | 0 | 0
2037-07-31 08:00 | 2037 | 7 | 0 | 0 | 0
2037-07-31 09:00 | 2037 | 7 | 0 | 0 | 0
2037-07-31 10:00 | 2037 | 7 | 0 | 0 | 0
2037-07-31 11:00 | 2037 | 7 | 0 | 0 | 0
2037-07-31 12:00 | 2037 | 7 | 0 | 0 | 0
2037-07-31 13:00 | 2037 | 7 | 0 | 0 | 0
2037-07-31 14:00 | 2037 | 7 | 0 | 0 | 0
2037-07-31 15:00 | 2037 | 7 | 0 | 0 | 0
2037-07-31 16:00 | 2037 | 7 | 0 | 0 | 0
2037-07-31 17:00 | 2037 | 7 | 0 | 0 | 0
2037-07-31 18:00 | 2037 | 7 | 0 | 0 | 0
2037-07-31 19:00 | 2037 | 7 | 0 | 0 | 0
2037-07-31 20:00 | 2037 | 7 | 0 | 0 | 0
2037-07-31 21:00 | 2037 | 7 | 0 | 0 | 0
2037-07-31 22:00 | 2037 | 7 | 0 | 0 | 0
2037-07-31 23:00 | 2037 | 7 | 0 | 0 | 0
2037-08-01 | 2037 | 8 | 0 | 0 | 0
2037-08-01 01:00 | 2037 | 8 | 0 | 0 | 0
2037-08-01 02:00 | 2037 | 8 | 0 | 0 | 0
2037-08-01 03:00 | 2037 | 8 | 0 | 0 | 0
2037-08-01 04:00 | 2037 | 8 | 0 | 0 | 0
2037-08-01 05:00 | 2037 | 8 | 0 | 0 | 0
2037-08-01 06:00 | 2037 | 8 | 0 | 0 | 0
2037-08-01 07:00 | 2037 | 8 | 0 | 0 | 0
2037-08-01 08:00 | 2037 | 8 | 0 | 0 | 0
2037-08-01 09:00 | 2037 | 8 | 0 | 0 | 0
2037-08-01 10:00 | 2037 | 8 | 0 | 0 | 0
2037-08-01 11:00 | 2037 | 8 | 0 | 0 | 0
2037-08-01 12:00 | 2037 | 8 | 0 | 0 | 0
2037-08-01 13:00 | 2037 | 8 | 0 | 0 | 0
2037-08-01 14:00 | 2037 | 8 | 0 | 0 | 0
2037-08-01 15:00 | 2037 | 8 | 0 | 0 | 0
2037-08-01 16:00 | 2037 | 8 | 0 | 0 | 0
2037-08-01 17:00 | 2037 | 8 | 0 | 0 | 0
2037-08-01 18:00 | 2037 | 8 | 0 | 0 | 0
2037-08-01 19:00 | 2037 | 8 | 0 | 0 | 0
2037-08-01 20:00 | 2037 | 8 | 0 | 0 | 0
2037-08-01 21:00 | 2037 | 8 | 0 | 0 | 0
2037-08-01 22:00 | 2037 | 8 | 0 | 0 | 0
2037-08-01 23:00 | 2037 | 8 | 0 | 0 | 0
2037-08-02 | 2037 | 8 | 0 | 0 | 0
2037-08-02 01:00 | 2037 | 8 | 0 | 0 | 0
2037-08-02 02:00 | 2037 | 8 | 0 | 0 | 0
2037-08-02 03:00 | 2037 | 8 | 0 | 0 | 0
2037-08-02 04:00 | 2037 | 8 | 0 | 0 | 0
2037-08-02 05:00 | 2037 | 8 | 0 | 0 | 0
2037-08-02 06:00 | 2037 | 8 | 0 | 0 | 0
2037-08-02 07:00 | 2037 | 8 | 0 | 0 | 0
2037-08-02 08:00 | 2037 | 8 | 0 | 0 | 0
2037-08-02 09:00 | 2037 | 8 | 0 | 0 | 0
2037-08-02 10:00 | 2037 | 8 | 0 | 0 | 0
2037-08-02 11:00 | 2037 | 8 | 0 | 0 | 0
2037-08-02 12:00 | 2037 | 8 | 0 | 0 | 0
2037-08-02 13:00 | 2037 | 8 | 0 | 0 | 0
2037-08-02 14:00 | 2037 | 8 | 0 | 0 | 0
2037-08-02 15:00 | 2037 | 8 | 0 | 0 | 0
2037-08-02 16:00 | 2037 | 8 | 0 | 0 | 0
2037-08-02 17:00 | 2037 | 8 | 0 | 0 | 0
2037-08-02 18:00 | 2037 | 8 | 0 | 0 | 0
2037-08-02 19:00 | 2037 | 8 | 0 | 0 | 0
2037-08-02 20:00 | 2037 | 8 | 0 | 0 | 0
2037-08-02 21:00 | 2037 | 8 | 0 | 0 | 0
2037-08-02 22:00 | 2037 | 8 | 0 | 0 | 0
2037-08-02 23:00 | 2037 | 8 | 0 | 0 | 0
2037-08-03 | 2037 | 8 | 0 | 0 | 0
2037-08-03 01:00 | 2037 | 8 | 0 | 0 | 0
2037-08-03 02:00 | 2037 | 8 | 0 | 0 | 0
2037-08-03 03:00 | 2037 | 8 | 0 | 0 | 0
2037-08-03 04:00 | 2037 | 8 | 0 | 0 | 0
2037-08-03 05:00 | 2037 | 8 | 0 | 0 | 0
2037-08-03 06:00 | 2037 | 8 | 0 | 0 | 0
2037-08-03 07:00 | 2037 | 8 | 0 | 0 | 0
2037-08-03 08:00 | 2037 | 8 | 0 | 0 | 0
2037-08-03 09:00 | 2037 | 8 | 0 | 0 | 0
2037-08-03 10:00 | 2037 | 8 | 0 | 0 | 0
2037-08-03 11:00 | 2037 | 8 | 0 | 0 | 0
2037-08-03 12:00 | 2037 | 8 | 0 | 0 | 0
2037-08-03 13:00 | 2037 | 8 | 0 | 0 | 0
2037-08-03 14:00 | 2037 | 8 | 0 | 0 | 0
2037-08-03 15:00 | 2037 | 8 | 0 | 0 | 0
2037-08-03 16:00 | 2037 | 8 | 0 | 0 | 0
2037-08-03 17:00 | 2037 | 8 | 0 | 0 | 0
2037-08-03 18:00 | 2037 | 8 | 0 | 0 | 0
2037-08-03 19:00 | 2037 | 8 | 0 | 0 | 0
2037-08-03 20:00 | 2037 | 8 | 0 | 0 | 0
2037-08-03 21:00 | 2037 | 8 | 0 | 0 | 0
2037-08-03 22:00 | 2037 | 8 | 0 | 0 | 0
2037-08-03 23:00 | 2037 | 8 | 0 | 0 | 0
2037-08-04 | 2037 | 8 | 0 | 0 | 0
2037-08-04 01:00 | 2037 | 8 | 0 | 0 | 0
2037-08-04 02:00 | 2037 | 8 | 0 | 0 | 0
2037-08-04 03:00 | 2037 | 8 | 0 | 0 | 0
2037-08-04 04:00 | 2037 | 8 | 0 | 0 | 0
2037-08-04 05:00 | 2037 | 8 | 0 | 0 | 0
2037-08-04 06:00 | 2037 | 8 | 0 | 0 | 0
2037-08-04 07:00 | 2037 | 8 | 0 | 0 | 0
2037-08-04 08:00 | 2037 | 8 | 0 | 0 | 0
2037-08-04 09:00 | 2037 | 8 | 0 | 0 | 0
2037-08-04 10:00 | 2037 | 8 | 0 | 0 | 0
2037-08-04 11:00 | 2037 | 8 | 0 | 0 | 0
2037-08-04 12:00 | 2037 | 8 | 0 | 0 | 0
2037-08-04 13:00 | 2037 | 8 | 0 | 0 | 0
2037-08-04 14:00 | 2037 | 8 | 0 | 0 | 0
2037-08-04 15:00 | 2037 | 8 | 0 | 0 | 0
2037-08-04 16:00 | 2037 | 8 | 0 | 0 | 0
2037-08-04 17:00 | 2037 | 8 | 0 | 0 | 0
2037-08-04 18:00 | 2037 | 8 | 0 | 0 | 0
2037-08-04 19:00 | 2037 | 8 | 0 | 0 | 0
2037-08-04 20:00 | 2037 | 8 | 0 | 0 | 0
2037-08-04 21:00 | 2037 | 8 | 0 | 0 | 0
2037-08-04 22:00 | 2037 | 8 | 0 | 0 | 0
2037-08-04 23:00 | 2037 | 8 | 0 | 0 | 0
2037-08-05 | 2037 | 8 | 0 | 0 | 0
2037-08-05 01:00 | 2037 | 8 | 0 | 0 | 0
2037-08-05 02:00 | 2037 | 8 | 0 | 0 | 0
2037-08-05 03:00 | 2037 | 8 | 0 | 0 | 0
2037-08-05 04:00 | 2037 | 8 | 0 | 0 | 0
2037-08-05 05:00 | 2037 | 8 | 0 | 0 | 0
2037-08-05 06:00 | 2037 | 8 | 0 | 0 | 0
2037-08-05 07:00 | 2037 | 8 | 0 | 0 | 0
2037-08-05 08:00 | 2037 | 8 | 0 | 0 | 0
2037-08-05 09:00 | 2037 | 8 | 0 | 0 | 0
2037-08-05 10:00 | 2037 | 8 | 0 | 0 | 0
2037-08-05 11:00 | 2037 | 8 | 0 | 0 | 0
2037-08-05 12:00 | 2037 | 8 | 0 | 0 | 0
2037-08-05 13:00 | 2037 | 8 | 0 | 0 | 0
2037-08-05 14:00 | 2037 | 8 | 0 | 0 | 0
2037-08-05 15:00 | 2037 | 8 | 0 | 0 | 0
2037-08-05 16:00 | 2037 | 8 | 0 | 0 | 0
2037-08-05 17:00 | 2037 | 8 | 0 | 0 | 0
2037-08-05 18:00 | 2037 | 8 | 0 | 0 | 0
2037-08-05 19:00 | 2037 | 8 | 0 | 0 | 0
2037-08-05 20:00 | 2037 | 8 | 0 | 0 | 0
2037-08-05 21:00 | 2037 | 8 | 0 | 0 | 0
2037-08-05 22:00 | 2037 | 8 | 0 | 0 | 0
2037-08-05 23:00 | 2037 | 8 | 0 | 0 | 0
2037-08-06 | 2037 | 8 | 0 | 0 | 0
2037-08-06 01:00 | 2037 | 8 | 0 | 0 | 0
2037-08-06 02:00 | 2037 | 8 | 0 | 0 | 0
2037-08-06 03:00 | 2037 | 8 | 0 | 0 | 0
2037-08-06 04:00 | 2037 | 8 | 0 | 0 | 0
2037-08-06 05:00 | 2037 | 8 | 0 | 0 | 0
2037-08-06 06:00 | 2037 | 8 | 0 | 0 | 0
2037-08-06 07:00 | 2037 | 8 | 0 | 0 | 0
2037-08-06 08:00 | 2037 | 8 | 0 | 0 | 0
2037-08-06 09:00 | 2037 | 8 | 0 | 0 | 0
2037-08-06 10:00 | 2037 | 8 | 0 | 0 | 0
2037-08-06 11:00 | 2037 | 8 | 0 | 0 | 0
2037-08-06 12:00 | 2037 | 8 | 0 | 0 | 0
2037-08-06 13:00 | 2037 | 8 | 0 | 0 | 0
2037-08-06 14:00 | 2037 | 8 | 0 | 0 | 0
2037-08-06 15:00 | 2037 | 8 | 0 | 0 | 0
2037-08-06 16:00 | 2037 | 8 | 0 | 0 | 0
2037-08-06 17:00 | 2037 | 8 | 0 | 0 | 0
2037-08-06 18:00 | 2037 | 8 | 0 | 0 | 0
2037-08-06 19:00 | 2037 | 8 | 0 | 0 | 0
2037-08-06 20:00 | 2037 | 8 | 0 | 0 | 0
2037-08-06 21:00 | 2037 | 8 | 0 | 0 | 0
2037-08-06 22:00 | 2037 | 8 | 0 | 0 | 0
2037-08-06 23:00 | 2037 | 8 | 0 | 0 | 0
2037-08-07 | 2037 | 8 | 0 | 0 | 0
2037-08-07 01:00 | 2037 | 8 | 0 | 0 | 0
2037-08-07 02:00 | 2037 | 8 | 0 | 0 | 0
2037-08-07 03:00 | 2037 | 8 | 0 | 0 | 0
2037-08-07 04:00 | 2037 | 8 | 0 | 0 | 0
2037-08-07 05:00 | 2037 | 8 | 0 | 0 | 0
2037-08-07 06:00 | 2037 | 8 | 0 | 0 | 0
2037-08-07 07:00 | 2037 | 8 | 0 | 0 | 0
2037-08-07 08:00 | 2037 | 8 | 0 | 0 | 0
2037-08-07 09:00 | 2037 | 8 | 0 | 0 | 0
2037-08-07 10:00 | 2037 | 8 | 0 | 0 | 0
2037-08-07 11:00 | 2037 | 8 | 0 | 0 | 0
2037-08-07 12:00 | 2037 | 8 | 0 | 0 | 0
2037-08-07 13:00 | 2037 | 8 | 0 | 0 | 0
2037-08-07 14:00 | 2037 | 8 | 0 | 0 | 0
2037-08-07 15:00 | 2037 | 8 | 0 | 0 | 0
2037-08-07 16:00 | 2037 | 8 | 0 | 0 | 0
2037-08-07 17:00 | 2037 | 8 | 0 | 0 | 0
2037-08-07 18:00 | 2037 | 8 | 0 | 0 | 0
2037-08-07 19:00 | 2037 | 8 | 0 | 0 | 0
2037-08-07 20:00 | 2037 | 8 | 0 | 0 | 0
2037-08-07 21:00 | 2037 | 8 | 0 | 0 | 0
2037-08-07 22:00 | 2037 | 8 | 0 | 0 | 0
2037-08-07 23:00 | 2037 | 8 | 0 | 0 | 0
2037-08-08 | 2037 | 8 | 0 | 0 | 0
2037-08-08 01:00 | 2037 | 8 | 0 | 0 | 0
2037-08-08 02:00 | 2037 | 8 | 0 | 0 | 0
2037-08-08 03:00 | 2037 | 8 | 0 | 0 | 0
2037-08-08 04:00 | 2037 | 8 | 0 | 0 | 0
2037-08-08 05:00 | 2037 | 8 | 0 | 0 | 0
2037-08-08 06:00 | 2037 | 8 | 0 | 0 | 0
2037-08-08 07:00 | 2037 | 8 | 0 | 0 | 0
2037-08-08 08:00 | 2037 | 8 | 0 | 0 | 0
2037-08-08 09:00 | 2037 | 8 | 0 | 0 | 0
2037-08-08 10:00 | 2037 | 8 | 0 | 0 | 0
2037-08-08 11:00 | 2037 | 8 | 0 | 0 | 0
2037-08-08 12:00 | 2037 | 8 | 0 | 0 | 0
2037-08-08 13:00 | 2037 | 8 | 0 | 0 | 0
2037-08-08 14:00 | 2037 | 8 | 0 | 0 | 0
2037-08-08 15:00 | 2037 | 8 | 0 | 0 | 0
2037-08-08 16:00 | 2037 | 8 | 0 | 0 | 0
2037-08-08 17:00 | 2037 | 8 | 0 | 0 | 0
2037-08-08 18:00 | 2037 | 8 | 0 | 0 | 0
2037-08-08 19:00 | 2037 | 8 | 0 | 0 | 0
2037-08-08 20:00 | 2037 | 8 | 0 | 0 | 0
2037-08-08 21:00 | 2037 | 8 | 0 | 0 | 0
2037-08-08 22:00 | 2037 | 8 | 0 | 0 | 0
2037-08-08 23:00 | 2037 | 8 | 0 | 0 | 0
2037-08-09 | 2037 | 8 | 0 | 0 | 0
2037-08-09 01:00 | 2037 | 8 | 0 | 0 | 0
2037-08-09 02:00 | 2037 | 8 | 0 | 0 | 0
2037-08-09 03:00 | 2037 | 8 | 0 | 0 | 0
2037-08-09 04:00 | 2037 | 8 | 0 | 0 | 0
2037-08-09 05:00 | 2037 | 8 | 0 | 0 | 0
2037-08-09 06:00 | 2037 | 8 | 0 | 0 | 0
2037-08-09 07:00 | 2037 | 8 | 0 | 0 | 0
2037-08-09 08:00 | 2037 | 8 | 0 | 0 | 0
2037-08-09 09:00 | 2037 | 8 | 0 | 0 | 0
2037-08-09 10:00 | 2037 | 8 | 0 | 0 | 0
2037-08-09 11:00 | 2037 | 8 | 0 | 0 | 0
2037-08-09 12:00 | 2037 | 8 | 0 | 0 | 0
2037-08-09 13:00 | 2037 | 8 | 0 | 0 | 0
2037-08-09 14:00 | 2037 | 8 | 0 | 0 | 0
2037-08-09 15:00 | 2037 | 8 | 0 | 0 | 0
2037-08-09 16:00 | 2037 | 8 | 0 | 0 | 0
2037-08-09 17:00 | 2037 | 8 | 0 | 0 | 0
2037-08-09 18:00 | 2037 | 8 | 0 | 0 | 0
2037-08-09 19:00 | 2037 | 8 | 0 | 0 | 0
2037-08-09 20:00 | 2037 | 8 | 0 | 0 | 0
2037-08-09 21:00 | 2037 | 8 | 0 | 0 | 0
2037-08-09 22:00 | 2037 | 8 | 0 | 0 | 0
2037-08-09 23:00 | 2037 | 8 | 0 | 0 | 0
2037-08-10 | 2037 | 8 | 0 | 0 | 0
2037-08-10 01:00 | 2037 | 8 | 0 | 0 | 0
2037-08-10 02:00 | 2037 | 8 | 0 | 0 | 0
2037-08-10 03:00 | 2037 | 8 | 0 | 0 | 0
2037-08-10 04:00 | 2037 | 8 | 0 | 0 | 0
2037-08-10 05:00 | 2037 | 8 | 0 | 0 | 0
2037-08-10 06:00 | 2037 | 8 | 0 | 0 | 0
2037-08-10 07:00 | 2037 | 8 | 0 | 0 | 0
2037-08-10 08:00 | 2037 | 8 | 0 | 0 | 0
2037-08-10 09:00 | 2037 | 8 | 0 | 0 | 0
2037-08-10 10:00 | 2037 | 8 | 0 | 0 | 0
2037-08-10 11:00 | 2037 | 8 | 0 | 0 | 0
2037-08-10 12:00 | 2037 | 8 | 0 | 0 | 0
2037-08-10 13:00 | 2037 | 8 | 0 | 0 | 0
2037-08-10 14:00 | 2037 | 8 | 0 | 0 | 0
2037-08-10 15:00 | 2037 | 8 | 0 | 0 | 0
2037-08-10 16:00 | 2037 | 8 | 0 | 0 | 0
2037-08-10 17:00 | 2037 | 8 | 0 | 0 | 0
2037-08-10 18:00 | 2037 | 8 | 0 | 0 | 0
2037-08-10 19:00 | 2037 | 8 | 0 | 0 | 0
2037-08-10 20:00 | 2037 | 8 | 0 | 0 | 0
2037-08-10 21:00 | 2037 | 8 | 0 | 0 | 0
2037-08-10 22:00 | 2037 | 8 | 0 | 0 | 0
2037-08-10 23:00 | 2037 | 8 | 0 | 0 | 0
2037-08-11 | 2037 | 8 | 0 | 0 | 0
2037-08-11 01:00 | 2037 | 8 | 0 | 0 | 0
2037-08-11 02:00 | 2037 | 8 | 0 | 0 | 0
2037-08-11 03:00 | 2037 | 8 | 0 | 0 | 0
2037-08-11 04:00 | 2037 | 8 | 0 | 0 | 0
2037-08-11 05:00 | 2037 | 8 | 0 | 0 | 0
2037-08-11 06:00 | 2037 | 8 | 0 | 0 | 0
2037-08-11 07:00 | 2037 | 8 | 0 | 0 | 0
2037-08-11 08:00 | 2037 | 8 | 0 | 0 | 0
2037-08-11 09:00 | 2037 | 8 | 0 | 0 | 0
2037-08-11 10:00 | 2037 | 8 | 0 | 0 | 0
2037-08-11 11:00 | 2037 | 8 | 0 | 0 | 0
2037-08-11 12:00 | 2037 | 8 | 0 | 0 | 0
2037-08-11 13:00 | 2037 | 8 | 0 | 0 | 0
2037-08-11 14:00 | 2037 | 8 | 0 | 0 | 0
2037-08-11 15:00 | 2037 | 8 | 0 | 0 | 0
2037-08-11 16:00 | 2037 | 8 | 0 | 0 | 0
2037-08-11 17:00 | 2037 | 8 | 0 | 0 | 0
2037-08-11 18:00 | 2037 | 8 | 0 | 0 | 0
2037-08-11 19:00 | 2037 | 8 | 0 | 0 | 0
2037-08-11 20:00 | 2037 | 8 | 0 | 0 | 0
2037-08-11 21:00 | 2037 | 8 | 0 | 0 | 0
2037-08-11 22:00 | 2037 | 8 | 0 | 0 | 0
2037-08-11 23:00 | 2037 | 8 | 0 | 0 | 0
2037-08-12 | 2037 | 8 | 0 | 0 | 0
2037-08-12 01:00 | 2037 | 8 | 0 | 0 | 0
2037-08-12 02:00 | 2037 | 8 | 0 | 0 | 0
2037-08-12 03:00 | 2037 | 8 | 0 | 0 | 0
2037-08-12 04:00 | 2037 | 8 | 0 | 0 | 0
2037-08-12 05:00 | 2037 | 8 | 0 | 0 | 0
2037-08-12 06:00 | 2037 | 8 | 0 | 0 | 0
2037-08-12 07:00 | 2037 | 8 | 0 | 0 | 0
2037-08-12 08:00 | 2037 | 8 | 0 | 0 | 0
2037-08-12 09:00 | 2037 | 8 | 0 | 0 | 0
2037-08-12 10:00 | 2037 | 8 | 0 | 0 | 0
2037-08-12 11:00 | 2037 | 8 | 0 | 0 | 0
2037-08-12 12:00 | 2037 | 8 | 0 | 0 | 0
2037-08-12 13:00 | 2037 | 8 | 0 | 0 | 0
2037-08-12 14:00 | 2037 | 8 | 0 | 0 | 0
2037-08-12 15:00 | 2037 | 8 | 0 | 0 | 0
2037-08-12 16:00 | 2037 | 8 | 0 | 0 | 0
2037-08-12 17:00 | 2037 | 8 | 0 | 0 | 0
2037-08-12 18:00 | 2037 | 8 | 0 | 0 | 0
2037-08-12 19:00 | 2037 | 8 | 0 | 0 | 0
2037-08-12 20:00 | 2037 | 8 | 0 | 0 | 0
2037-08-12 21:00 | 2037 | 8 | 0 | 0 | 0
2037-08-12 22:00 | 2037 | 8 | 0 | 0 | 0
2037-08-12 23:00 | 2037 | 8 | 0 | 0 | 0
2037-08-13 | 2037 | 8 | 0 | 0 | 0
2037-08-13 01:00 | 2037 | 8 | 0 | 0 | 0
2037-08-13 02:00 | 2037 | 8 | 0 | 0 | 0
2037-08-13 03:00 | 2037 | 8 | 0 | 0 | 0
2037-08-13 04:00 | 2037 | 8 | 0 | 0 | 0
2037-08-13 05:00 | 2037 | 8 | 0 | 0 | 0
2037-08-13 06:00 | 2037 | 8 | 0 | 0 | 0
2037-08-13 07:00 | 2037 | 8 | 0 | 0 | 0
2037-08-13 08:00 | 2037 | 8 | 0 | 0 | 0
2037-08-13 09:00 | 2037 | 8 | 0 | 0 | 0
2037-08-13 10:00 | 2037 | 8 | 0 | 0 | 0
2037-08-13 11:00 | 2037 | 8 | 0 | 0 | 0
2037-08-13 12:00 | 2037 | 8 | 0 | 0 | 0
2037-08-13 13:00 | 2037 | 8 | 0 | 0 | 0
2037-08-13 14:00 | 2037 | 8 | 0 | 0 | 0
2037-08-13 15:00 | 2037 | 8 | 0 | 0 | 0
2037-08-13 16:00 | 2037 | 8 | 0 | 0 | 0
2037-08-13 17:00 | 2037 | 8 | 0 | 0 | 0
2037-08-13 18:00 | 2037 | 8 | 0 | 0 | 0
2037-08-13 19:00 | 2037 | 8 | 0 | 0 | 0
2037-08-13 20:00 | 2037 | 8 | 0 | 0 | 0
2037-08-13 21:00 | 2037 | 8 | 0 | 0 | 0
2037-08-13 22:00 | 2037 | 8 | 0 | 0 | 0
2037-08-13 23:00 | 2037 | 8 | 0 | 0 | 0
2037-08-14 | 2037 | 8 | 0 | 0 | 0
2037-08-14 01:00 | 2037 | 8 | 0 | 0 | 0
2037-08-14 02:00 | 2037 | 8 | 0 | 0 | 0
2037-08-14 03:00 | 2037 | 8 | 0 | 0 | 0
2037-08-14 04:00 | 2037 | 8 | 0 | 0 | 0
2037-08-14 05:00 | 2037 | 8 | 0 | 0 | 0
2037-08-14 06:00 | 2037 | 8 | 0 | 0 | 0
2037-08-14 07:00 | 2037 | 8 | 0 | 0 | 0
2037-08-14 08:00 | 2037 | 8 | 0 | 0 | 0
2037-08-14 09:00 | 2037 | 8 | 0 | 0 | 0
2037-08-14 10:00 | 2037 | 8 | 0 | 0 | 0
2037-08-14 11:00 | 2037 | 8 | 0 | 0 | 0
2037-08-14 12:00 | 2037 | 8 | 0 | 0 | 0
2037-08-14 13:00 | 2037 | 8 | 0 | 0 | 0
2037-08-14 14:00 | 2037 | 8 | 0 | 0 | 0
2037-08-14 15:00 | 2037 | 8 | 0 | 0 | 0
2037-08-14 16:00 | 2037 | 8 | 0 | 0 | 0
2037-08-14 17:00 | 2037 | 8 | 0 | 0 | 0
2037-08-14 18:00 | 2037 | 8 | 0 | 0 | 0
2037-08-14 19:00 | 2037 | 8 | 0 | 0 | 0
2037-08-14 20:00 | 2037 | 8 | 0 | 0 | 0
2037-08-14 21:00 | 2037 | 8 | 0 | 0 | 0
2037-08-14 22:00 | 2037 | 8 | 0 | 0 | 0
2037-08-14 23:00 | 2037 | 8 | 0 | 0 | 0
2037-08-15 | 2037 | 8 | 0 | 0 | 0
2037-08-15 01:00 | 2037 | 8 | 0 | 0 | 0
2037-08-15 02:00 | 2037 | 8 | 0 | 0 | 0
2037-08-15 03:00 | 2037 | 8 | 0 | 0 | 0
2037-08-15 04:00 | 2037 | 8 | 0 | 0 | 0
2037-08-15 05:00 | 2037 | 8 | 0 | 0 | 0
2037-08-15 06:00 | 2037 | 8 | 0 | 0 | 0
2037-08-15 07:00 | 2037 | 8 | 0 | 0 | 0
2037-08-15 08:00 | 2037 | 8 | 0 | 0 | 0
2037-08-15 09:00 | 2037 | 8 | 0 | 0 | 0
2037-08-15 10:00 | 2037 | 8 | 0 | 0 | 0
2037-08-15 11:00 | 2037 | 8 | 0 | 0 | 0
2037-08-15 12:00 | 2037 | 8 | 0 | 0 | 0
2037-08-15 13:00 | 2037 | 8 | 0 | 0 | 0
2037-08-15 14:00 | 2037 | 8 | 0 | 0 | 0
2037-08-15 15:00 | 2037 | 8 | 0 | 0 | 0
2037-08-15 16:00 | 2037 | 8 | 0 | 0 | 0
2037-08-15 17:00 | 2037 | 8 | 0 | 0 | 0
2037-08-15 18:00 | 2037 | 8 | 0 | 0 | 0
2037-08-15 19:00 | 2037 | 8 | 0 | 0 | 0
2037-08-15 20:00 | 2037 | 8 | 0 | 0 | 0
2037-08-15 21:00 | 2037 | 8 | 0 | 0 | 0
2037-08-15 22:00 | 2037 | 8 | 0 | 0 | 0
2037-08-15 23:00 | 2037 | 8 | 0 | 0 | 0
2037-08-16 | 2037 | 8 | 0 | 0 | 0
2037-08-16 01:00 | 2037 | 8 | 0 | 0 | 0
2037-08-16 02:00 | 2037 | 8 | 0 | 0 | 0
2037-08-16 03:00 | 2037 | 8 | 0 | 0 | 0
2037-08-16 04:00 | 2037 | 8 | 0 | 0 | 0
2037-08-16 05:00 | 2037 | 8 | 0 | 0 | 0
2037-08-16 06:00 | 2037 | 8 | 0 | 0 | 0
2037-08-16 07:00 | 2037 | 8 | 0 | 0 | 0
2037-08-16 08:00 | 2037 | 8 | 0 | 0 | 0
2037-08-16 09:00 | 2037 | 8 | 0 | 0 | 0
2037-08-16 10:00 | 2037 | 8 | 0 | 0 | 0
2037-08-16 11:00 | 2037 | 8 | 0 | 0 | 0
2037-08-16 12:00 | 2037 | 8 | 0 | 0 | 0
2037-08-16 13:00 | 2037 | 8 | 0 | 0 | 0
2037-08-16 14:00 | 2037 | 8 | 0 | 0 | 0
2037-08-16 15:00 | 2037 | 8 | 0 | 0 | 0
2037-08-16 16:00 | 2037 | 8 | 0 | 0 | 0
2037-08-16 17:00 | 2037 | 8 | 0 | 0 | 0
2037-08-16 18:00 | 2037 | 8 | 0 | 0 | 0
2037-08-16 19:00 | 2037 | 8 | 0 | 0 | 0
2037-08-16 20:00 | 2037 | 8 | 0 | 0 | 0
2037-08-16 21:00 | 2037 | 8 | 0 | 0 | 0
2037-08-16 22:00 | 2037 | 8 | 0 | 0 | 0
2037-08-16 23:00 | 2037 | 8 | 0 | 0 | 0
2037-08-17 | 2037 | 8 | 0 | 0 | 0
2037-08-17 01:00 | 2037 | 8 | 0 | 0 | 0
2037-08-17 02:00 | 2037 | 8 | 0 | 0 | 0
2037-08-17 03:00 | 2037 | 8 | 0 | 0 | 0
2037-08-17 04:00 | 2037 | 8 | 0 | 0 | 0
2037-08-17 05:00 | 2037 | 8 | 0 | 0 | 0
2037-08-17 06:00 | 2037 | 8 | 0 | 0 | 0
2037-08-17 07:00 | 2037 | 8 | 0 | 0 | 0
2037-08-17 08:00 | 2037 | 8 | 0 | 0 | 0
2037-08-17 09:00 | 2037 | 8 | 0 | 0 | 0
2037-08-17 10:00 | 2037 | 8 | 0 | 0 | 0
2037-08-17 11:00 | 2037 | 8 | 0 | 0 | 0
2037-08-17 12:00 | 2037 | 8 | 0 | 0 | 0
2037-08-17 13:00 | 2037 | 8 | 0 | 0 | 0
2037-08-17 14:00 | 2037 | 8 | 0 | 0 | 0
2037-08-17 15:00 | 2037 | 8 | 0 | 0 | 0
2037-08-17 16:00 | 2037 | 8 | 0 | 0 | 0
2037-08-17 17:00 | 2037 | 8 | 0 | 0 | 0
2037-08-17 18:00 | 2037 | 8 | 0 | 0 | 0
2037-08-17 19:00 | 2037 | 8 | 0 | 0 | 0
2037-08-17 20:00 | 2037 | 8 | 0 | 0 | 0
2037-08-17 21:00 | 2037 | 8 | 0 | 0 | 0
2037-08-17 22:00 | 2037 | 8 | 0 | 0 | 0
2037-08-17 23:00 | 2037 | 8 | 0 | 0 | 0
2037-08-18 | 2037 | 8 | 0 | 0 | 0
2037-08-18 01:00 | 2037 | 8 | 0 | 0 | 0
2037-08-18 02:00 | 2037 | 8 | 0 | 0 | 0
2037-08-18 03:00 | 2037 | 8 | 0 | 0 | 0
2037-08-18 04:00 | 2037 | 8 | 0 | 0 | 0
2037-08-18 05:00 | 2037 | 8 | 0 | 0 | 0
2037-08-18 06:00 | 2037 | 8 | 0 | 0 | 0
2037-08-18 07:00 | 2037 | 8 | 0 | 0 | 0
2037-08-18 08:00 | 2037 | 8 | 0 | 0 | 0
2037-08-18 09:00 | 2037 | 8 | 0 | 0 | 0
2037-08-18 10:00 | 2037 | 8 | 0 | 0 | 0
2037-08-18 11:00 | 2037 | 8 | 0 | 0 | 0
2037-08-18 12:00 | 2037 | 8 | 0 | 0 | 0
2037-08-18 13:00 | 2037 | 8 | 0 | 0 | 0
2037-08-18 14:00 | 2037 | 8 | 0 | 0 | 0
2037-08-18 15:00 | 2037 | 8 | 0 | 0 | 0
2037-08-18 16:00 | 2037 | 8 | 0 | 0 | 0
2037-08-18 17:00 | 2037 | 8 | 0 | 0 | 0
2037-08-18 18:00 | 2037 | 8 | 0 | 0 | 0
2037-08-18 19:00 | 2037 | 8 | 0 | 0 | 0
2037-08-18 20:00 | 2037 | 8 | 0 | 0 | 0
2037-08-18 21:00 | 2037 | 8 | 0 | 0 | 0
2037-08-18 22:00 | 2037 | 8 | 0 | 0 | 0
2037-08-18 23:00 | 2037 | 8 | 0 | 0 | 0
2037-08-19 | 2037 | 8 | 0 | 0 | 0
2037-08-19 01:00 | 2037 | 8 | 0 | 0 | 0
2037-08-19 02:00 | 2037 | 8 | 0 | 0 | 0
2037-08-19 03:00 | 2037 | 8 | 0 | 0 | 0
2037-08-19 04:00 | 2037 | 8 | 0 | 0 | 0
2037-08-19 05:00 | 2037 | 8 | 0 | 0 | 0
2037-08-19 06:00 | 2037 | 8 | 0 | 0 | 0
2037-08-19 07:00 | 2037 | 8 | 0 | 0 | 0
2037-08-19 08:00 | 2037 | 8 | 0 | 0 | 0
2037-08-19 09:00 | 2037 | 8 | 0 | 0 | 0
2037-08-19 10:00 | 2037 | 8 | 0 | 0 | 0
2037-08-19 11:00 | 2037 | 8 | 0 | 0 | 0
2037-08-19 12:00 | 2037 | 8 | 0 | 0 | 0
2037-08-19 13:00 | 2037 | 8 | 0 | 0 | 0
2037-08-19 14:00 | 2037 | 8 | 0 | 0 | 0
2037-08-19 15:00 | 2037 | 8 | 0 | 0 | 0
2037-08-19 16:00 | 2037 | 8 | 0 | 0 | 0
2037-08-19 17:00 | 2037 | 8 | 0 | 0 | 0
2037-08-19 18:00 | 2037 | 8 | 0 | 0 | 0
2037-08-19 19:00 | 2037 | 8 | 0 | 0 | 0
2037-08-19 20:00 | 2037 | 8 | 0 | 0 | 0
2037-08-19 21:00 | 2037 | 8 | 0 | 0 | 0
2037-08-19 22:00 | 2037 | 8 | 0 | 0 | 0
2037-08-19 23:00 | 2037 | 8 | 0 | 0 | 0
2037-08-20 | 2037 | 8 | 0 | 0 | 0
2037-08-20 01:00 | 2037 | 8 | 0 | 0 | 0
2037-08-20 02:00 | 2037 | 8 | 0 | 0 | 0
2037-08-20 03:00 | 2037 | 8 | 0 | 0 | 0
2037-08-20 04:00 | 2037 | 8 | 0 | 0 | 0
2037-08-20 05:00 | 2037 | 8 | 0 | 0 | 0
2037-08-20 06:00 | 2037 | 8 | 0 | 0 | 0
2037-08-20 07:00 | 2037 | 8 | 0 | 0 | 0
2037-08-20 08:00 | 2037 | 8 | 0 | 0 | 0
2037-08-20 09:00 | 2037 | 8 | 0 | 0 | 0
2037-08-20 10:00 | 2037 | 8 | 0 | 0 | 0
2037-08-20 11:00 | 2037 | 8 | 0 | 0 | 0
2037-08-20 12:00 | 2037 | 8 | 0 | 0 | 0
2037-08-20 13:00 | 2037 | 8 | 0 | 0 | 0
2037-08-20 14:00 | 2037 | 8 | 0 | 0 | 0
2037-08-20 15:00 | 2037 | 8 | 0 | 0 | 0
2037-08-20 16:00 | 2037 | 8 | 0 | 0 | 0
2037-08-20 17:00 | 2037 | 8 | 0 | 0 | 0
2037-08-20 18:00 | 2037 | 8 | 0 | 0 | 0
2037-08-20 19:00 | 2037 | 8 | 0 | 0 | 0
2037-08-20 20:00 | 2037 | 8 | 0 | 0 | 0
2037-08-20 21:00 | 2037 | 8 | 0 | 0 | 0
2037-08-20 22:00 | 2037 | 8 | 0 | 0 | 0
2037-08-20 23:00 | 2037 | 8 | 0 | 0 | 0
2037-08-21 | 2037 | 8 | 0 | 0 | 0
2037-08-21 01:00 | 2037 | 8 | 0 | 0 | 0
2037-08-21 02:00 | 2037 | 8 | 0 | 0 | 0
2037-08-21 03:00 | 2037 | 8 | 0 | 0 | 0
2037-08-21 04:00 | 2037 | 8 | 0 | 0 | 0
2037-08-21 05:00 | 2037 | 8 | 0 | 0 | 0
2037-08-21 06:00 | 2037 | 8 | 0 | 0 | 0
2037-08-21 07:00 | 2037 | 8 | 0 | 0 | 0
2037-08-21 08:00 | 2037 | 8 | 0 | 0 | 0
2037-08-21 09:00 | 2037 | 8 | 0 | 0 | 0
2037-08-21 10:00 | 2037 | 8 | 0 | 0 | 0
2037-08-21 11:00 | 2037 | 8 | 0 | 0 | 0
2037-08-21 12:00 | 2037 | 8 | 0 | 0 | 0
2037-08-21 13:00 | 2037 | 8 | 0 | 0 | 0
2037-08-21 14:00 | 2037 | 8 | 0 | 0 | 0
2037-08-21 15:00 | 2037 | 8 | 0 | 0 | 0
2037-08-21 16:00 | 2037 | 8 | 0 | 0 | 0
2037-08-21 17:00 | 2037 | 8 | 0 | 0 | 0
2037-08-21 18:00 | 2037 | 8 | 0 | 0 | 0
2037-08-21 19:00 | 2037 | 8 | 0 | 0 | 0
2037-08-21 20:00 | 2037 | 8 | 0 | 0 | 0
2037-08-21 21:00 | 2037 | 8 | 0 | 0 | 0
2037-08-21 22:00 | 2037 | 8 | 0 | 0 | 0
2037-08-21 23:00 | 2037 | 8 | 0 | 0 | 0
2037-08-22 | 2037 | 8 | 0 | 0 | 0
2037-08-22 01:00 | 2037 | 8 | 0 | 0 | 0
2037-08-22 02:00 | 2037 | 8 | 0 | 0 | 0
2037-08-22 03:00 | 2037 | 8 | 0 | 0 | 0
2037-08-22 04:00 | 2037 | 8 | 0 | 0 | 0
2037-08-22 05:00 | 2037 | 8 | 0 | 0 | 0
2037-08-22 06:00 | 2037 | 8 | 0 | 0 | 0
2037-08-22 07:00 | 2037 | 8 | 0 | 0 | 0
2037-08-22 08:00 | 2037 | 8 | 0 | 0 | 0
2037-08-22 09:00 | 2037 | 8 | 0 | 0 | 0
2037-08-22 10:00 | 2037 | 8 | 0 | 0 | 0
2037-08-22 11:00 | 2037 | 8 | 0 | 0 | 0
2037-08-22 12:00 | 2037 | 8 | 0 | 0 | 0
2037-08-22 13:00 | 2037 | 8 | 0 | 0 | 0
2037-08-22 14:00 | 2037 | 8 | 0 | 0 | 0
2037-08-22 15:00 | 2037 | 8 | 0 | 0 | 0
2037-08-22 16:00 | 2037 | 8 | 0 | 0 | 0
2037-08-22 17:00 | 2037 | 8 | 0 | 0 | 0
2037-08-22 18:00 | 2037 | 8 | 0 | 0 | 0
2037-08-22 19:00 | 2037 | 8 | 0 | 0 | 0
2037-08-22 20:00 | 2037 | 8 | 0 | 0 | 0
2037-08-22 21:00 | 2037 | 8 | 0 | 0 | 0
2037-08-22 22:00 | 2037 | 8 | 0 | 0 | 0
2037-08-22 23:00 | 2037 | 8 | 0 | 0 | 0
2037-08-23 | 2037 | 8 | 0 | 0 | 0
2037-08-23 01:00 | 2037 | 8 | 0 | 0 | 0
2037-08-23 02:00 | 2037 | 8 | 0 | 0 | 0
2037-08-23 03:00 | 2037 | 8 | 0 | 0 | 0
2037-08-23 04:00 | 2037 | 8 | 0 | 0 | 0
2037-08-23 05:00 | 2037 | 8 | 0 | 0 | 0
2037-08-23 06:00 | 2037 | 8 | 0 | 0 | 0
2037-08-23 07:00 | 2037 | 8 | 0 | 0 | 0
2037-08-23 08:00 | 2037 | 8 | 0 | 0 | 0
2037-08-23 09:00 | 2037 | 8 | 0 | 0 | 0
2037-08-23 10:00 | 2037 | 8 | 0 | 0 | 0
2037-08-23 11:00 | 2037 | 8 | 0 | 0 | 0
2037-08-23 12:00 | 2037 | 8 | 0 | 0 | 0
2037-08-23 13:00 | 2037 | 8 | 0 | 0 | 0
2037-08-23 14:00 | 2037 | 8 | 0 | 0 | 0
2037-08-23 15:00 | 2037 | 8 | 0 | 0 | 0
2037-08-23 16:00 | 2037 | 8 | 0 | 0 | 0
2037-08-23 17:00 | 2037 | 8 | 0 | 0 | 0
2037-08-23 18:00 | 2037 | 8 | 0 | 0 | 0
2037-08-23 19:00 | 2037 | 8 | 0 | 0 | 0
2037-08-23 20:00 | 2037 | 8 | 0 | 0 | 0
2037-08-23 21:00 | 2037 | 8 | 0 | 0 | 0
2037-08-23 22:00 | 2037 | 8 | 0 | 0 | 0
2037-08-23 23:00 | 2037 | 8 | 0 | 0 | 0
2037-08-24 | 2037 | 8 | 0 | 0 | 0
2037-08-24 01:00 | 2037 | 8 | 0 | 0 | 0
2037-08-24 02:00 | 2037 | 8 | 0 | 0 | 0
2037-08-24 03:00 | 2037 | 8 | 0 | 0 | 0
2037-08-24 04:00 | 2037 | 8 | 0 | 0 | 0
2037-08-24 05:00 | 2037 | 8 | 0 | 0 | 0
2037-08-24 06:00 | 2037 | 8 | 0 | 0 | 0
2037-08-24 07:00 | 2037 | 8 | 0 | 0 | 0
2037-08-24 08:00 | 2037 | 8 | 0 | 0 | 0
2037-08-24 09:00 | 2037 | 8 | 0 | 0 | 0
2037-08-24 10:00 | 2037 | 8 | 0 | 0 | 0
2037-08-24 11:00 | 2037 | 8 | 0 | 0 | 0
2037-08-24 12:00 | 2037 | 8 | 0 | 0 | 0
2037-08-24 13:00 | 2037 | 8 | 0 | 0 | 0
2037-08-24 14:00 | 2037 | 8 | 0 | 0 | 0
2037-08-24 15:00 | 2037 | 8 | 0 | 0 | 0
2037-08-24 16:00 | 2037 | 8 | 0 | 0 | 0
2037-08-24 17:00 | 2037 | 8 | 0 | 0 | 0
2037-08-24 18:00 | 2037 | 8 | 0 | 0 | 0
2037-08-24 19:00 | 2037 | 8 | 0 | 0 | 0
2037-08-24 20:00 | 2037 | 8 | 0 | 0 | 0
2037-08-24 21:00 | 2037 | 8 | 0 | 0 | 0
2037-08-24 22:00 | 2037 | 8 | 0 | 0 | 0
2037-08-24 23:00 | 2037 | 8 | 0 | 0 | 0
2037-08-25 | 2037 | 8 | 0 | 0 | 0
2037-08-25 01:00 | 2037 | 8 | 0 | 0 | 0
2037-08-25 02:00 | 2037 | 8 | 0 | 0 | 0
2037-08-25 03:00 | 2037 | 8 | 0 | 0 | 0
2037-08-25 04:00 | 2037 | 8 | 0 | 0 | 0
2037-08-25 05:00 | 2037 | 8 | 0 | 0 | 0
2037-08-25 06:00 | 2037 | 8 | 0 | 0 | 0
2037-08-25 07:00 | 2037 | 8 | 0 | 0 | 0
2037-08-25 08:00 | 2037 | 8 | 0 | 0 | 0
2037-08-25 09:00 | 2037 | 8 | 0 | 0 | 0
2037-08-25 10:00 | 2037 | 8 | 0 | 0 | 0
2037-08-25 11:00 | 2037 | 8 | 0 | 0 | 0
2037-08-25 12:00 | 2037 | 8 | 0 | 0 | 0
2037-08-25 13:00 | 2037 | 8 | 0 | 0 | 0
2037-08-25 14:00 | 2037 | 8 | 0 | 0 | 0
2037-08-25 15:00 | 2037 | 8 | 0 | 0 | 0
2037-08-25 16:00 | 2037 | 8 | 0 | 0 | 0
2037-08-25 17:00 | 2037 | 8 | 0 | 0 | 0
2037-08-25 18:00 | 2037 | 8 | 0 | 0 | 0
2037-08-25 19:00 | 2037 | 8 | 0 | 0 | 0
2037-08-25 20:00 | 2037 | 8 | 0 | 0 | 0
2037-08-25 21:00 | 2037 | 8 | 0 | 0 | 0
2037-08-25 22:00 | 2037 | 8 | 0 | 0 | 0
2037-08-25 23:00 | 2037 | 8 | 0 | 0 | 0
2037-08-26 | 2037 | 8 | 0 | 0 | 0
2037-08-26 01:00 | 2037 | 8 | 0 | 0 | 0
2037-08-26 02:00 | 2037 | 8 | 0 | 0 | 0
2037-08-26 03:00 | 2037 | 8 | 0 | 0 | 0
2037-08-26 04:00 | 2037 | 8 | 0 | 0 | 0
2037-08-26 05:00 | 2037 | 8 | 0 | 0 | 0
2037-08-26 06:00 | 2037 | 8 | 0 | 0 | 0
2037-08-26 07:00 | 2037 | 8 | 0 | 0 | 0
2037-08-26 08:00 | 2037 | 8 | 0 | 0 | 0
2037-08-26 09:00 | 2037 | 8 | 0 | 0 | 0
2037-08-26 10:00 | 2037 | 8 | 0 | 0 | 0
2037-08-26 11:00 | 2037 | 8 | 0 | 0 | 0
2037-08-26 12:00 | 2037 | 8 | 0 | 0 | 0
2037-08-26 13:00 | 2037 | 8 | 0 | 0 | 0
2037-08-26 14:00 | 2037 | 8 | 0 | 0 | 0
2037-08-26 15:00 | 2037 | 8 | 0 | 0 | 0
2037-08-26 16:00 | 2037 | 8 | 0 | 0 | 0
2037-08-26 17:00 | 2037 | 8 | 0 | 0 | 0
2037-08-26 18:00 | 2037 | 8 | 0 | 0 | 0
2037-08-26 19:00 | 2037 | 8 | 0 | 0 | 0
2037-08-26 20:00 | 2037 | 8 | 0 | 0 | 0
2037-08-26 21:00 | 2037 | 8 | 0 | 0 | 0
2037-08-26 22:00 | 2037 | 8 | 0 | 0 | 0
2037-08-26 23:00 | 2037 | 8 | 0 | 0 | 0
2037-08-27 | 2037 | 8 | 0 | 0 | 0
2037-08-27 01:00 | 2037 | 8 | 0 | 0 | 0
2037-08-27 02:00 | 2037 | 8 | 0 | 0 | 0
2037-08-27 03:00 | 2037 | 8 | 0 | 0 | 0
2037-08-27 04:00 | 2037 | 8 | 0 | 0 | 0
2037-08-27 05:00 | 2037 | 8 | 0 | 0 | 0
2037-08-27 06:00 | 2037 | 8 | 0 | 0 | 0
2037-08-27 07:00 | 2037 | 8 | 0 | 0 | 0
2037-08-27 08:00 | 2037 | 8 | 0 | 0 | 0
2037-08-27 09:00 | 2037 | 8 | 0 | 0 | 0
2037-08-27 10:00 | 2037 | 8 | 0 | 0 | 0
2037-08-27 11:00 | 2037 | 8 | 0 | 0 | 0
2037-08-27 12:00 | 2037 | 8 | 0 | 0 | 0
2037-08-27 13:00 | 2037 | 8 | 0 | 0 | 0
2037-08-27 14:00 | 2037 | 8 | 0 | 0 | 0
2037-08-27 15:00 | 2037 | 8 | 0 | 0 | 0
2037-08-27 16:00 | 2037 | 8 | 0 | 0 | 0
2037-08-27 17:00 | 2037 | 8 | 0 | 0 | 0
2037-08-27 18:00 | 2037 | 8 | 0 | 0 | 0
2037-08-27 19:00 | 2037 | 8 | 0 | 0 | 0
2037-08-27 20:00 | 2037 | 8 | 0 | 0 | 0
2037-08-27 21:00 | 2037 | 8 | 0 | 0 | 0
2037-08-27 22:00 | 2037 | 8 | 0 | 0 | 0
2037-08-27 23:00 | 2037 | 8 | 0 | 0 | 0
2037-08-28 | 2037 | 8 | 0 | 0 | 0
2037-08-28 01:00 | 2037 | 8 | 0 | 0 | 0
2037-08-28 02:00 | 2037 | 8 | 0 | 0 | 0
2037-08-28 03:00 | 2037 | 8 | 0 | 0 | 0
2037-08-28 04:00 | 2037 | 8 | 0 | 0 | 0
2037-08-28 05:00 | 2037 | 8 | 0 | 0 | 0
2037-08-28 06:00 | 2037 | 8 | 0 | 0 | 0
2037-08-28 07:00 | 2037 | 8 | 0 | 0 | 0
2037-08-28 08:00 | 2037 | 8 | 0 | 0 | 0
2037-08-28 09:00 | 2037 | 8 | 0 | 0 | 0
2037-08-28 10:00 | 2037 | 8 | 0 | 0 | 0
2037-08-28 11:00 | 2037 | 8 | 0 | 0 | 0
2037-08-28 12:00 | 2037 | 8 | 0 | 0 | 0
2037-08-28 13:00 | 2037 | 8 | 0 | 0 | 0
2037-08-28 14:00 | 2037 | 8 | 0 | 0 | 0
2037-08-28 15:00 | 2037 | 8 | 0 | 0 | 0
2037-08-28 16:00 | 2037 | 8 | 0 | 0 | 0
2037-08-28 17:00 | 2037 | 8 | 0 | 0 | 0
2037-08-28 18:00 | 2037 | 8 | 0 | 0 | 0
2037-08-28 19:00 | 2037 | 8 | 0 | 0 | 0
2037-08-28 20:00 | 2037 | 8 | 0 | 0 | 0
2037-08-28 21:00 | 2037 | 8 | 0 | 0 | 0
2037-08-28 22:00 | 2037 | 8 | 0 | 0 | 0
2037-08-28 23:00 | 2037 | 8 | 0 | 0 | 0
2037-08-29 | 2037 | 8 | 0 | 0 | 0
2037-08-29 01:00 | 2037 | 8 | 0 | 0 | 0
2037-08-29 02:00 | 2037 | 8 | 0 | 0 | 0
2037-08-29 03:00 | 2037 | 8 | 0 | 0 | 0
2037-08-29 04:00 | 2037 | 8 | 0 | 0 | 0
2037-08-29 05:00 | 2037 | 8 | 0 | 0 | 0
2037-08-29 06:00 | 2037 | 8 | 0 | 0 | 0
2037-08-29 07:00 | 2037 | 8 | 0 | 0 | 0
2037-08-29 08:00 | 2037 | 8 | 0 | 0 | 0
2037-08-29 09:00 | 2037 | 8 | 0 | 0 | 0
2037-08-29 10:00 | 2037 | 8 | 0 | 0 | 0
2037-08-29 11:00 | 2037 | 8 | 0 | 0 | 0
2037-08-29 12:00 | 2037 | 8 | 0 | 0 | 0
2037-08-29 13:00 | 2037 | 8 | 0 | 0 | 0
2037-08-29 14:00 | 2037 | 8 | 0 | 0 | 0
2037-08-29 15:00 | 2037 | 8 | 0 | 0 | 0
2037-08-29 16:00 | 2037 | 8 | 0 | 0 | 0
2037-08-29 17:00 | 2037 | 8 | 0 | 0 | 0
2037-08-29 18:00 | 2037 | 8 | 0 | 0 | 0
2037-08-29 19:00 | 2037 | 8 | 0 | 0 | 0
2037-08-29 20:00 | 2037 | 8 | 0 | 0 | 0
2037-08-29 21:00 | 2037 | 8 | 0 | 0 | 0
2037-08-29 22:00 | 2037 | 8 | 0 | 0 | 0
2037-08-29 23:00 | 2037 | 8 | 0 | 0 | 0
2037-08-30 | 2037 | 8 | 0 | 0 | 0
2037-08-30 01:00 | 2037 | 8 | 0 | 0 | 0
2037-08-30 02:00 | 2037 | 8 | 0 | 0 | 0
2037-08-30 03:00 | 2037 | 8 | 0 | 0 | 0
2037-08-30 04:00 | 2037 | 8 | 0 | 0 | 0
2037-08-30 05:00 | 2037 | 8 | 0 | 0 | 0
2037-08-30 06:00 | 2037 | 8 | 0 | 0 | 0
2037-08-30 07:00 | 2037 | 8 | 0 | 0 | 0
2037-08-30 08:00 | 2037 | 8 | 0 | 0 | 0
2037-08-30 09:00 | 2037 | 8 | 0 | 0 | 0
2037-08-30 10:00 | 2037 | 8 | 0 | 0 | 0
2037-08-30 11:00 | 2037 | 8 | 0 | 0 | 0
2037-08-30 12:00 | 2037 | 8 | 0 | 0 | 0
2037-08-30 13:00 | 2037 | 8 | 0 | 0 | 0
2037-08-30 14:00 | 2037 | 8 | 0 | 0 | 0
2037-08-30 15:00 | 2037 | 8 | 0 | 0 | 0
2037-08-30 16:00 | 2037 | 8 | 0 | 0 | 0
2037-08-30 17:00 | 2037 | 8 | 0 | 0 | 0
2037-08-30 18:00 | 2037 | 8 | 0 | 0 | 0
2037-08-30 19:00 | 2037 | 8 | 0 | 0 | 0
2037-08-30 20:00 | 2037 | 8 | 0 | 0 | 0
2037-08-30 21:00 | 2037 | 8 | 0 | 0 | 0
2037-08-30 22:00 | 2037 | 8 | 0 | 0 | 0
2037-08-30 23:00 | 2037 | 8 | 0 | 0 | 0
2037-08-31 | 2037 | 8 | 0 | 0 | 0
2037-08-31 01:00 | 2037 | 8 | 0 | 0 | 0
2037-08-31 02:00 | 2037 | 8 | 0 | 0 | 0
2037-08-31 03:00 | 2037 | 8 | 0 | 0 | 0
2037-08-31 04:00 | 2037 | 8 | 0 | 0 | 0
2037-08-31 05:00 | 2037 | 8 | 0 | 0 | 0
2037-08-31 06:00 | 2037 | 8 | 0 | 0 | 0
2037-08-31 07:00 | 2037 | 8 | 0 | 0 | 0
2037-08-31 08:00 | 2037 | 8 | 0 | 0 | 0
2037-08-31 09:00 | 2037 | 8 | 0 | 0 | 0
2037-08-31 10:00 | 2037 | 8 | 0 | 0 | 0
2037-08-31 11:00 | 2037 | 8 | 0 | 0 | 0
2037-08-31 12:00 | 2037 | 8 | 0 | 0 | 0
2037-08-31 13:00 | 2037 | 8 | 0 | 0 | 0
2037-08-31 14:00 | 2037 | 8 | 0 | 0 | 0
2037-08-31 15:00 | 2037 | 8 | 0 | 0 | 0
2037-08-31 16:00 | 2037 | 8 | 0 | 0 | 0
2037-08-31 17:00 | 2037 | 8 | 0 | 0 | 0
2037-08-31 18:00 | 2037 | 8 | 0 | 0 | 0
2037-08-31 19:00 | 2037 | 8 | 0 | 0 | 0
2037-08-31 20:00 | 2037 | 8 | 0 | 0 | 0
2037-08-31 21:00 | 2037 | 8 | 0 | 0 | 0
2037-08-31 22:00 | 2037 | 8 | 0 | 0 | 0
2037-08-31 23:00 | 2037 | 8 | 0 | 0 | 0
2037-09-01 | 2037 | 9 | 0 | 0 | 0
2037-09-01 01:00 | 2037 | 9 | 0 | 0 | 0
2037-09-01 02:00 | 2037 | 9 | 0 | 0 | 0
2037-09-01 03:00 | 2037 | 9 | 0 | 0 | 0
2037-09-01 04:00 | 2037 | 9 | 0 | 0 | 0
2037-09-01 05:00 | 2037 | 9 | 0 | 0 | 0
2037-09-01 06:00 | 2037 | 9 | 0 | 0 | 0
2037-09-01 07:00 | 2037 | 9 | 0 | 0 | 0
2037-09-01 08:00 | 2037 | 9 | 0 | 0 | 0
2037-09-01 09:00 | 2037 | 9 | 0 | 0 | 0
2037-09-01 10:00 | 2037 | 9 | 0 | 0 | 0
2037-09-01 11:00 | 2037 | 9 | 0 | 0 | 0
2037-09-01 12:00 | 2037 | 9 | 0 | 0 | 0
2037-09-01 13:00 | 2037 | 9 | 0 | 0 | 0
2037-09-01 14:00 | 2037 | 9 | 0 | 0 | 0
2037-09-01 15:00 | 2037 | 9 | 0 | 0 | 0
2037-09-01 16:00 | 2037 | 9 | 0 | 0 | 0
2037-09-01 17:00 | 2037 | 9 | 0 | 0 | 0
2037-09-01 18:00 | 2037 | 9 | 0 | 0 | 0
2037-09-01 19:00 | 2037 | 9 | 0 | 0 | 0
2037-09-01 20:00 | 2037 | 9 | 0 | 0 | 0
2037-09-01 21:00 | 2037 | 9 | 0 | 0 | 0
2037-09-01 22:00 | 2037 | 9 | 0 | 0 | 0
2037-09-01 23:00 | 2037 | 9 | 0 | 0 | 0
2037-09-02 | 2037 | 9 | 0 | 0 | 0
2037-09-02 01:00 | 2037 | 9 | 0 | 0 | 0
2037-09-02 02:00 | 2037 | 9 | 0 | 0 | 0
2037-09-02 03:00 | 2037 | 9 | 0 | 0 | 0
2037-09-02 04:00 | 2037 | 9 | 0 | 0 | 0
2037-09-02 05:00 | 2037 | 9 | 0 | 0 | 0
2037-09-02 06:00 | 2037 | 9 | 0 | 0 | 0
2037-09-02 07:00 | 2037 | 9 | 0 | 0 | 0
2037-09-02 08:00 | 2037 | 9 | 0 | 0 | 0
2037-09-02 09:00 | 2037 | 9 | 0 | 0 | 0
2037-09-02 10:00 | 2037 | 9 | 0 | 0 | 0
2037-09-02 11:00 | 2037 | 9 | 0 | 0 | 0
2037-09-02 12:00 | 2037 | 9 | 0 | 0 | 0
2037-09-02 13:00 | 2037 | 9 | 0 | 0 | 0
2037-09-02 14:00 | 2037 | 9 | 0 | 0 | 0
2037-09-02 15:00 | 2037 | 9 | 0 | 0 | 0
2037-09-02 16:00 | 2037 | 9 | 0 | 0 | 0
2037-09-02 17:00 | 2037 | 9 | 0 | 0 | 0
2037-09-02 18:00 | 2037 | 9 | 0 | 0 | 0
2037-09-02 19:00 | 2037 | 9 | 0 | 0 | 0
2037-09-02 20:00 | 2037 | 9 | 0 | 0 | 0
2037-09-02 21:00 | 2037 | 9 | 0 | 0 | 0
2037-09-02 22:00 | 2037 | 9 | 0 | 0 | 0
2037-09-02 23:00 | 2037 | 9 | 0 | 0 | 0
2037-09-03 | 2037 | 9 | 0 | 0 | 0
2037-09-03 01:00 | 2037 | 9 | 0 | 0 | 0
2037-09-03 02:00 | 2037 | 9 | 0 | 0 | 0
2037-09-03 03:00 | 2037 | 9 | 0 | 0 | 0
2037-09-03 04:00 | 2037 | 9 | 0 | 0 | 0
2037-09-03 05:00 | 2037 | 9 | 0 | 0 | 0
2037-09-03 06:00 | 2037 | 9 | 0 | 0 | 0
2037-09-03 07:00 | 2037 | 9 | 0 | 0 | 0
2037-09-03 08:00 | 2037 | 9 | 0 | 0 | 0
2037-09-03 09:00 | 2037 | 9 | 0 | 0 | 0
2037-09-03 10:00 | 2037 | 9 | 0 | 0 | 0
2037-09-03 11:00 | 2037 | 9 | 0 | 0 | 0
2037-09-03 12:00 | 2037 | 9 | 0 | 0 | 0
2037-09-03 13:00 | 2037 | 9 | 0 | 0 | 0
2037-09-03 14:00 | 2037 | 9 | 0 | 0 | 0
2037-09-03 15:00 | 2037 | 9 | 0 | 0 | 0
2037-09-03 16:00 | 2037 | 9 | 0 | 0 | 0
2037-09-03 17:00 | 2037 | 9 | 0 | 0 | 0
2037-09-03 18:00 | 2037 | 9 | 0 | 0 | 0
2037-09-03 19:00 | 2037 | 9 | 0 | 0 | 0
2037-09-03 20:00 | 2037 | 9 | 0 | 0 | 0
2037-09-03 21:00 | 2037 | 9 | 0 | 0 | 0
2037-09-03 22:00 | 2037 | 9 | 0 | 0 | 0
2037-09-03 23:00 | 2037 | 9 | 0 | 0 | 0
2037-09-04 | 2037 | 9 | 0 | 0 | 0
2037-09-04 01:00 | 2037 | 9 | 0 | 0 | 0
2037-09-04 02:00 | 2037 | 9 | 0 | 0 | 0
2037-09-04 03:00 | 2037 | 9 | 0 | 0 | 0
2037-09-04 04:00 | 2037 | 9 | 0 | 0 | 0
2037-09-04 05:00 | 2037 | 9 | 0 | 0 | 0
2037-09-04 06:00 | 2037 | 9 | 0 | 0 | 0
2037-09-04 07:00 | 2037 | 9 | 0 | 0 | 0
2037-09-04 08:00 | 2037 | 9 | 0 | 0 | 0
2037-09-04 09:00 | 2037 | 9 | 0 | 0 | 0
2037-09-04 10:00 | 2037 | 9 | 0 | 0 | 0
2037-09-04 11:00 | 2037 | 9 | 0 | 0 | 0
2037-09-04 12:00 | 2037 | 9 | 0 | 0 | 0
2037-09-04 13:00 | 2037 | 9 | 0 | 0 | 0
2037-09-04 14:00 | 2037 | 9 | 0 | 0 | 0
2037-09-04 15:00 | 2037 | 9 | 0 | 0 | 0
2037-09-04 16:00 | 2037 | 9 | 0 | 0 | 0
2037-09-04 17:00 | 2037 | 9 | 0 | 0 | 0
2037-09-04 18:00 | 2037 | 9 | 0 | 0 | 0
2037-09-04 19:00 | 2037 | 9 | 0 | 0 | 0
2037-09-04 20:00 | 2037 | 9 | 0 | 0 | 0
2037-09-04 21:00 | 2037 | 9 | 0 | 0 | 0
2037-09-04 22:00 | 2037 | 9 | 0 | 0 | 0
2037-09-04 23:00 | 2037 | 9 | 0 | 0 | 0
2037-09-05 | 2037 | 9 | 0 | 0 | 0
2037-09-05 01:00 | 2037 | 9 | 0 | 0 | 0
2037-09-05 02:00 | 2037 | 9 | 0 | 0 | 0
2037-09-05 03:00 | 2037 | 9 | 0 | 0 | 0
2037-09-05 04:00 | 2037 | 9 | 0 | 0 | 0
2037-09-05 05:00 | 2037 | 9 | 0 | 0 | 0
2037-09-05 06:00 | 2037 | 9 | 0 | 0 | 0
2037-09-05 07:00 | 2037 | 9 | 0 | 0 | 0
2037-09-05 08:00 | 2037 | 9 | 0 | 0 | 0
2037-09-05 09:00 | 2037 | 9 | 0 | 0 | 0
2037-09-05 10:00 | 2037 | 9 | 0 | 0 | 0
2037-09-05 11:00 | 2037 | 9 | 0 | 0 | 0
2037-09-05 12:00 | 2037 | 9 | 0 | 0 | 0
2037-09-05 13:00 | 2037 | 9 | 0 | 0 | 0
2037-09-05 14:00 | 2037 | 9 | 0 | 0 | 0
2037-09-05 15:00 | 2037 | 9 | 0 | 0 | 0
2037-09-05 16:00 | 2037 | 9 | 0 | 0 | 0
2037-09-05 17:00 | 2037 | 9 | 0 | 0 | 0
2037-09-05 18:00 | 2037 | 9 | 0 | 0 | 0
2037-09-05 19:00 | 2037 | 9 | 0 | 0 | 0
2037-09-05 20:00 | 2037 | 9 | 0 | 0 | 0
2037-09-05 21:00 | 2037 | 9 | 0 | 0 | 0
2037-09-05 22:00 | 2037 | 9 | 0 | 0 | 0
2037-09-05 23:00 | 2037 | 9 | 0 | 0 | 0
2037-09-06 | 2037 | 9 | 0 | 0 | 0
2037-09-06 01:00 | 2037 | 9 | 0 | 0 | 0
2037-09-06 02:00 | 2037 | 9 | 0 | 0 | 0
2037-09-06 03:00 | 2037 | 9 | 0 | 0 | 0
2037-09-06 04:00 | 2037 | 9 | 0 | 0 | 0
2037-09-06 05:00 | 2037 | 9 | 0 | 0 | 0
2037-09-06 06:00 | 2037 | 9 | 0 | 0 | 0
2037-09-06 07:00 | 2037 | 9 | 0 | 0 | 0
2037-09-06 08:00 | 2037 | 9 | 0 | 0 | 0
2037-09-06 09:00 | 2037 | 9 | 0 | 0 | 0
2037-09-06 10:00 | 2037 | 9 | 0 | 0 | 0
2037-09-06 11:00 | 2037 | 9 | 0 | 0 | 0
2037-09-06 12:00 | 2037 | 9 | 0 | 0 | 0
2037-09-06 13:00 | 2037 | 9 | 0 | 0 | 0
2037-09-06 14:00 | 2037 | 9 | 0 | 0 | 0
2037-09-06 15:00 | 2037 | 9 | 0 | 0 | 0
2037-09-06 16:00 | 2037 | 9 | 0 | 0 | 0
2037-09-06 17:00 | 2037 | 9 | 0 | 0 | 0
2037-09-06 18:00 | 2037 | 9 | 0 | 0 | 0
2037-09-06 19:00 | 2037 | 9 | 0 | 0 | 0
2037-09-06 20:00 | 2037 | 9 | 0 | 0 | 0
2037-09-06 21:00 | 2037 | 9 | 0 | 0 | 0
2037-09-06 22:00 | 2037 | 9 | 0 | 0 | 0
2037-09-06 23:00 | 2037 | 9 | 0 | 0 | 0
2037-09-07 | 2037 | 9 | 0 | 0 | 0
2037-09-07 01:00 | 2037 | 9 | 0 | 0 | 0
2037-09-07 02:00 | 2037 | 9 | 0 | 0 | 0
2037-09-07 03:00 | 2037 | 9 | 0 | 0 | 0
2037-09-07 04:00 | 2037 | 9 | 0 | 0 | 0
2037-09-07 05:00 | 2037 | 9 | 0 | 0 | 0
2037-09-07 06:00 | 2037 | 9 | 0 | 0 | 0
2037-09-07 07:00 | 2037 | 9 | 0 | 0 | 0
2037-09-07 08:00 | 2037 | 9 | 0 | 0 | 0
2037-09-07 09:00 | 2037 | 9 | 0 | 0 | 0
2037-09-07 10:00 | 2037 | 9 | 0 | 0 | 0
2037-09-07 11:00 | 2037 | 9 | 0 | 0 | 0
2037-09-07 12:00 | 2037 | 9 | 0 | 0 | 0
2037-09-07 13:00 | 2037 | 9 | 0 | 0 | 0
2037-09-07 14:00 | 2037 | 9 | 0 | 0 | 0
2037-09-07 15:00 | 2037 | 9 | 0 | 0 | 0
2037-09-07 16:00 | 2037 | 9 | 0 | 0 | 0
2037-09-07 17:00 | 2037 | 9 | 0 | 0 | 0
2037-09-07 18:00 | 2037 | 9 | 0 | 0 | 0
2037-09-07 19:00 | 2037 | 9 | 0 | 0 | 0
2037-09-07 20:00 | 2037 | 9 | 0 | 0 | 0
2037-09-07 21:00 | 2037 | 9 | 0 | 0 | 0
2037-09-07 22:00 | 2037 | 9 | 0 | 0 | 0
2037-09-07 23:00 | 2037 | 9 | 0 | 0 | 0
2037-09-08 | 2037 | 9 | 0 | 0 | 0
2037-09-08 01:00 | 2037 | 9 | 0 | 0 | 0
2037-09-08 02:00 | 2037 | 9 | 0 | 0 | 0
2037-09-08 03:00 | 2037 | 9 | 0 | 0 | 0
2037-09-08 04:00 | 2037 | 9 | 0 | 0 | 0
2037-09-08 05:00 | 2037 | 9 | 0 | 0 | 0
2037-09-08 06:00 | 2037 | 9 | 0 | 0 | 0
2037-09-08 07:00 | 2037 | 9 | 0 | 0 | 0
2037-09-08 08:00 | 2037 | 9 | 0 | 0 | 0
2037-09-08 09:00 | 2037 | 9 | 0 | 0 | 0
2037-09-08 10:00 | 2037 | 9 | 0 | 0 | 0
2037-09-08 11:00 | 2037 | 9 | 0 | 0 | 0
2037-09-08 12:00 | 2037 | 9 | 0 | 0 | 0
2037-09-08 13:00 | 2037 | 9 | 0 | 0 | 0
2037-09-08 14:00 | 2037 | 9 | 0 | 0 | 0
2037-09-08 15:00 | 2037 | 9 | 0 | 0 | 0
2037-09-08 16:00 | 2037 | 9 | 0 | 0 | 0
2037-09-08 17:00 | 2037 | 9 | 0 | 0 | 0
2037-09-08 18:00 | 2037 | 9 | 0 | 0 | 0
2037-09-08 19:00 | 2037 | 9 | 0 | 0 | 0
2037-09-08 20:00 | 2037 | 9 | 0 | 0 | 0
2037-09-08 21:00 | 2037 | 9 | 0 | 0 | 0
2037-09-08 22:00 | 2037 | 9 | 0 | 0 | 0
2037-09-08 23:00 | 2037 | 9 | 0 | 0 | 0
2037-09-09 | 2037 | 9 | 0 | 0 | 0
2037-09-09 01:00 | 2037 | 9 | 0 | 0 | 0
2037-09-09 02:00 | 2037 | 9 | 0 | 0 | 0
2037-09-09 03:00 | 2037 | 9 | 0 | 0 | 0
2037-09-09 04:00 | 2037 | 9 | 0 | 0 | 0
2037-09-09 05:00 | 2037 | 9 | 0 | 0 | 0
2037-09-09 06:00 | 2037 | 9 | 0 | 0 | 0
2037-09-09 07:00 | 2037 | 9 | 0 | 0 | 0
2037-09-09 08:00 | 2037 | 9 | 0 | 0 | 0
2037-09-09 09:00 | 2037 | 9 | 0 | 0 | 0
2037-09-09 10:00 | 2037 | 9 | 0 | 0 | 0
2037-09-09 11:00 | 2037 | 9 | 0 | 0 | 0
2037-09-09 12:00 | 2037 | 9 | 0 | 0 | 0
2037-09-09 13:00 | 2037 | 9 | 0 | 0 | 0
2037-09-09 14:00 | 2037 | 9 | 0 | 0 | 0
2037-09-09 15:00 | 2037 | 9 | 0 | 0 | 0
2037-09-09 16:00 | 2037 | 9 | 0 | 0 | 0
2037-09-09 17:00 | 2037 | 9 | 0 | 0 | 0
2037-09-09 18:00 | 2037 | 9 | 0 | 0 | 0
2037-09-09 19:00 | 2037 | 9 | 0 | 0 | 0
2037-09-09 20:00 | 2037 | 9 | 0 | 0 | 0
2037-09-09 21:00 | 2037 | 9 | 0 | 0 | 0
2037-09-09 22:00 | 2037 | 9 | 0 | 0 | 0
2037-09-09 23:00 | 2037 | 9 | 0 | 0 | 0
2037-09-10 | 2037 | 9 | 0 | 0 | 0
2037-09-10 01:00 | 2037 | 9 | 0 | 0 | 0
2037-09-10 02:00 | 2037 | 9 | 0 | 0 | 0
2037-09-10 03:00 | 2037 | 9 | 0 | 0 | 0
2037-09-10 04:00 | 2037 | 9 | 0 | 0 | 0
2037-09-10 05:00 | 2037 | 9 | 0 | 0 | 0
2037-09-10 06:00 | 2037 | 9 | 0 | 0 | 0
2037-09-10 07:00 | 2037 | 9 | 0 | 0 | 0
2037-09-10 08:00 | 2037 | 9 | 0 | 0 | 0
2037-09-10 09:00 | 2037 | 9 | 0 | 0 | 0
2037-09-10 10:00 | 2037 | 9 | 0 | 0 | 0
2037-09-10 11:00 | 2037 | 9 | 0 | 0 | 0
2037-09-10 12:00 | 2037 | 9 | 0 | 0 | 0
2037-09-10 13:00 | 2037 | 9 | 0 | 0 | 0
2037-09-10 14:00 | 2037 | 9 | 0 | 0 | 0
2037-09-10 15:00 | 2037 | 9 | 0 | 0 | 0
2037-09-10 16:00 | 2037 | 9 | 0 | 0 | 0
2037-09-10 17:00 | 2037 | 9 | 0 | 0 | 0
2037-09-10 18:00 | 2037 | 9 | 0 | 0 | 0
2037-09-10 19:00 | 2037 | 9 | 0 | 0 | 0
2037-09-10 20:00 | 2037 | 9 | 0 | 0 | 0
2037-09-10 21:00 | 2037 | 9 | 0 | 0 | 0
2037-09-10 22:00 | 2037 | 9 | 0 | 0 | 0
2037-09-10 23:00 | 2037 | 9 | 0 | 0 | 0
2037-09-11 | 2037 | 9 | 0 | 0 | 0
2037-09-11 01:00 | 2037 | 9 | 0 | 0 | 0
2037-09-11 02:00 | 2037 | 9 | 0 | 0 | 0
2037-09-11 03:00 | 2037 | 9 | 0 | 0 | 0
2037-09-11 04:00 | 2037 | 9 | 0 | 0 | 0
2037-09-11 05:00 | 2037 | 9 | 0 | 0 | 0
2037-09-11 06:00 | 2037 | 9 | 0 | 0 | 0
2037-09-11 07:00 | 2037 | 9 | 0 | 0 | 0
2037-09-11 08:00 | 2037 | 9 | 0 | 0 | 0
2037-09-11 09:00 | 2037 | 9 | 0 | 0 | 0
2037-09-11 10:00 | 2037 | 9 | 0 | 0 | 0
2037-09-11 11:00 | 2037 | 9 | 0 | 0 | 0
2037-09-11 12:00 | 2037 | 9 | 0 | 0 | 0
2037-09-11 13:00 | 2037 | 9 | 0 | 0 | 0
2037-09-11 14:00 | 2037 | 9 | 0 | 0 | 0
2037-09-11 15:00 | 2037 | 9 | 0 | 0 | 0
2037-09-11 16:00 | 2037 | 9 | 0 | 0 | 0
2037-09-11 17:00 | 2037 | 9 | 0 | 0 | 0
2037-09-11 18:00 | 2037 | 9 | 0 | 0 | 0
2037-09-11 19:00 | 2037 | 9 | 0 | 0 | 0
2037-09-11 20:00 | 2037 | 9 | 0 | 0 | 0
2037-09-11 21:00 | 2037 | 9 | 0 | 0 | 0
2037-09-11 22:00 | 2037 | 9 | 0 | 0 | 0
2037-09-11 23:00 | 2037 | 9 | 0 | 0 | 0
2037-09-12 | 2037 | 9 | 0 | 0 | 0
2037-09-12 01:00 | 2037 | 9 | 0 | 0 | 0
2037-09-12 02:00 | 2037 | 9 | 0 | 0 | 0
2037-09-12 03:00 | 2037 | 9 | 0 | 0 | 0
2037-09-12 04:00 | 2037 | 9 | 0 | 0 | 0
2037-09-12 05:00 | 2037 | 9 | 0 | 0 | 0
2037-09-12 06:00 | 2037 | 9 | 0 | 0 | 0
2037-09-12 07:00 | 2037 | 9 | 0 | 0 | 0
2037-09-12 08:00 | 2037 | 9 | 0 | 0 | 0
2037-09-12 09:00 | 2037 | 9 | 0 | 0 | 0
2037-09-12 10:00 | 2037 | 9 | 0 | 0 | 0
2037-09-12 11:00 | 2037 | 9 | 0 | 0 | 0
2037-09-12 12:00 | 2037 | 9 | 0 | 0 | 0
2037-09-12 13:00 | 2037 | 9 | 0 | 0 | 0
2037-09-12 14:00 | 2037 | 9 | 0 | 0 | 0
2037-09-12 15:00 | 2037 | 9 | 0 | 0 | 0
2037-09-12 16:00 | 2037 | 9 | 0 | 0 | 0
2037-09-12 17:00 | 2037 | 9 | 0 | 0 | 0
2037-09-12 18:00 | 2037 | 9 | 0 | 0 | 0
2037-09-12 19:00 | 2037 | 9 | 0 | 0 | 0
2037-09-12 20:00 | 2037 | 9 | 0 | 0 | 0
2037-09-12 21:00 | 2037 | 9 | 0 | 0 | 0
2037-09-12 22:00 | 2037 | 9 | 0 | 0 | 0
2037-09-12 23:00 | 2037 | 9 | 0 | 0 | 0
2037-09-13 | 2037 | 9 | 0 | 0 | 0
2037-09-13 01:00 | 2037 | 9 | 0 | 0 | 0
2037-09-13 02:00 | 2037 | 9 | 0 | 0 | 0
2037-09-13 03:00 | 2037 | 9 | 0 | 0 | 0
2037-09-13 04:00 | 2037 | 9 | 0 | 0 | 0
2037-09-13 05:00 | 2037 | 9 | 0 | 0 | 0
2037-09-13 06:00 | 2037 | 9 | 0 | 0 | 0
2037-09-13 07:00 | 2037 | 9 | 0 | 0 | 0
2037-09-13 08:00 | 2037 | 9 | 0 | 0 | 0
2037-09-13 09:00 | 2037 | 9 | 0 | 0 | 0
2037-09-13 10:00 | 2037 | 9 | 0 | 0 | 0
2037-09-13 11:00 | 2037 | 9 | 0 | 0 | 0
2037-09-13 12:00 | 2037 | 9 | 0 | 0 | 0
2037-09-13 13:00 | 2037 | 9 | 0 | 0 | 0
2037-09-13 14:00 | 2037 | 9 | 0 | 0 | 0
2037-09-13 15:00 | 2037 | 9 | 0 | 0 | 0
2037-09-13 16:00 | 2037 | 9 | 0 | 0 | 0
2037-09-13 17:00 | 2037 | 9 | 0 | 0 | 0
2037-09-13 18:00 | 2037 | 9 | 0 | 0 | 0
2037-09-13 19:00 | 2037 | 9 | 0 | 0 | 0
2037-09-13 20:00 | 2037 | 9 | 0 | 0 | 0
2037-09-13 21:00 | 2037 | 9 | 0 | 0 | 0
2037-09-13 22:00 | 2037 | 9 | 0 | 0 | 0
2037-09-13 23:00 | 2037 | 9 | 0 | 0 | 0
2037-09-14 | 2037 | 9 | 0 | 0 | 0
2037-09-14 01:00 | 2037 | 9 | 0 | 0 | 0
2037-09-14 02:00 | 2037 | 9 | 0 | 0 | 0
2037-09-14 03:00 | 2037 | 9 | 0 | 0 | 0
2037-09-14 04:00 | 2037 | 9 | 0 | 0 | 0
2037-09-14 05:00 | 2037 | 9 | 0 | 0 | 0
2037-09-14 06:00 | 2037 | 9 | 0 | 0 | 0
2037-09-14 07:00 | 2037 | 9 | 0 | 0 | 0
2037-09-14 08:00 | 2037 | 9 | 0 | 0 | 0
2037-09-14 09:00 | 2037 | 9 | 0 | 0 | 0
2037-09-14 10:00 | 2037 | 9 | 0 | 0 | 0
2037-09-14 11:00 | 2037 | 9 | 0 | 0 | 0
2037-09-14 12:00 | 2037 | 9 | 0 | 0 | 0
2037-09-14 13:00 | 2037 | 9 | 0 | 0 | 0
2037-09-14 14:00 | 2037 | 9 | 0 | 0 | 0
2037-09-14 15:00 | 2037 | 9 | 0 | 0 | 0
2037-09-14 16:00 | 2037 | 9 | 0 | 0 | 0
2037-09-14 17:00 | 2037 | 9 | 0 | 0 | 0
2037-09-14 18:00 | 2037 | 9 | 0 | 0 | 0
2037-09-14 19:00 | 2037 | 9 | 0 | 0 | 0
2037-09-14 20:00 | 2037 | 9 | 0 | 0 | 0
2037-09-14 21:00 | 2037 | 9 | 0 | 0 | 0
2037-09-14 22:00 | 2037 | 9 | 0 | 0 | 0
2037-09-14 23:00 | 2037 | 9 | 0 | 0 | 0
2037-09-15 | 2037 | 9 | 0 | 0 | 0
2037-09-15 01:00 | 2037 | 9 | 0 | 0 | 0
2037-09-15 02:00 | 2037 | 9 | 0 | 0 | 0
2037-09-15 03:00 | 2037 | 9 | 0 | 0 | 0
2037-09-15 04:00 | 2037 | 9 | 0 | 0 | 0
2037-09-15 05:00 | 2037 | 9 | 0 | 0 | 0
2037-09-15 06:00 | 2037 | 9 | 0 | 0 | 0
2037-09-15 07:00 | 2037 | 9 | 0 | 0 | 0
2037-09-15 08:00 | 2037 | 9 | 0 | 0 | 0
2037-09-15 09:00 | 2037 | 9 | 0 | 0 | 0
2037-09-15 10:00 | 2037 | 9 | 0 | 0 | 0
2037-09-15 11:00 | 2037 | 9 | 0 | 0 | 0
2037-09-15 12:00 | 2037 | 9 | 0 | 0 | 0
2037-09-15 13:00 | 2037 | 9 | 0 | 0 | 0
2037-09-15 14:00 | 2037 | 9 | 0 | 0 | 0
2037-09-15 15:00 | 2037 | 9 | 0 | 0 | 0
2037-09-15 16:00 | 2037 | 9 | 0 | 0 | 0
2037-09-15 17:00 | 2037 | 9 | 0 | 0 | 0
2037-09-15 18:00 | 2037 | 9 | 0 | 0 | 0
2037-09-15 19:00 | 2037 | 9 | 0 | 0 | 0
2037-09-15 20:00 | 2037 | 9 | 0 | 0 | 0
2037-09-15 21:00 | 2037 | 9 | 0 | 0 | 0
2037-09-15 22:00 | 2037 | 9 | 0 | 0 | 0
2037-09-15 23:00 | 2037 | 9 | 0 | 0 | 0
2037-09-16 | 2037 | 9 | 0 | 0 | 0
2037-09-16 01:00 | 2037 | 9 | 0 | 0 | 0
2037-09-16 02:00 | 2037 | 9 | 0 | 0 | 0
2037-09-16 03:00 | 2037 | 9 | 0 | 0 | 0
2037-09-16 04:00 | 2037 | 9 | 0 | 0 | 0
2037-09-16 05:00 | 2037 | 9 | 0 | 0 | 0
2037-09-16 06:00 | 2037 | 9 | 0 | 0 | 0
2037-09-16 07:00 | 2037 | 9 | 0 | 0 | 0
2037-09-16 08:00 | 2037 | 9 | 0 | 0 | 0
2037-09-16 09:00 | 2037 | 9 | 0 | 0 | 0
2037-09-16 10:00 | 2037 | 9 | 0 | 0 | 0
2037-09-16 11:00 | 2037 | 9 | 0 | 0 | 0
2037-09-16 12:00 | 2037 | 9 | 0 | 0 | 0
2037-09-16 13:00 | 2037 | 9 | 0 | 0 | 0
2037-09-16 14:00 | 2037 | 9 | 0 | 0 | 0
2037-09-16 15:00 | 2037 | 9 | 0 | 0 | 0
2037-09-16 16:00 | 2037 | 9 | 0 | 0 | 0
2037-09-16 17:00 | 2037 | 9 | 0 | 0 | 0
2037-09-16 18:00 | 2037 | 9 | 0 | 0 | 0
2037-09-16 19:00 | 2037 | 9 | 0 | 0 | 0
2037-09-16 20:00 | 2037 | 9 | 0 | 0 | 0
2037-09-16 21:00 | 2037 | 9 | 0 | 0 | 0
2037-09-16 22:00 | 2037 | 9 | 0 | 0 | 0
2037-09-16 23:00 | 2037 | 9 | 0 | 0 | 0
2037-09-17 | 2037 | 9 | 0 | 0 | 0
2037-09-17 01:00 | 2037 | 9 | 0 | 0 | 0
2037-09-17 02:00 | 2037 | 9 | 0 | 0 | 0
2037-09-17 03:00 | 2037 | 9 | 0 | 0 | 0
2037-09-17 04:00 | 2037 | 9 | 0 | 0 | 0
2037-09-17 05:00 | 2037 | 9 | 0 | 0 | 0
2037-09-17 06:00 | 2037 | 9 | 0 | 0 | 0
2037-09-17 07:00 | 2037 | 9 | 0 | 0 | 0
2037-09-17 08:00 | 2037 | 9 | 0 | 0 | 0
2037-09-17 09:00 | 2037 | 9 | 0 | 0 | 0
2037-09-17 10:00 | 2037 | 9 | 0 | 0 | 0
2037-09-17 11:00 | 2037 | 9 | 0 | 0 | 0
2037-09-17 12:00 | 2037 | 9 | 0 | 0 | 0
2037-09-17 13:00 | 2037 | 9 | 0 | 0 | 0
2037-09-17 14:00 | 2037 | 9 | 0 | 0 | 0
2037-09-17 15:00 | 2037 | 9 | 0 | 0 | 0
2037-09-17 16:00 | 2037 | 9 | 0 | 0 | 0
2037-09-17 17:00 | 2037 | 9 | 0 | 0 | 0
2037-09-17 18:00 | 2037 | 9 | 0 | 0 | 0
2037-09-17 19:00 | 2037 | 9 | 0 | 0 | 0
2037-09-17 20:00 | 2037 | 9 | 0 | 0 | 0
2037-09-17 21:00 | 2037 | 9 | 0 | 0 | 0
2037-09-17 22:00 | 2037 | 9 | 0 | 0 | 0
2037-09-17 23:00 | 2037 | 9 | 0 | 0 | 0
2037-09-18 | 2037 | 9 | 0 | 0 | 0
2037-09-18 01:00 | 2037 | 9 | 0 | 0 | 0
2037-09-18 02:00 | 2037 | 9 | 0 | 0 | 0
2037-09-18 03:00 | 2037 | 9 | 0 | 0 | 0
2037-09-18 04:00 | 2037 | 9 | 0 | 0 | 0
2037-09-18 05:00 | 2037 | 9 | 0 | 0 | 0
2037-09-18 06:00 | 2037 | 9 | 0 | 0 | 0
2037-09-18 07:00 | 2037 | 9 | 0 | 0 | 0
2037-09-18 08:00 | 2037 | 9 | 0 | 0 | 0
2037-09-18 09:00 | 2037 | 9 | 0 | 0 | 0
2037-09-18 10:00 | 2037 | 9 | 0 | 0 | 0
2037-09-18 11:00 | 2037 | 9 | 0 | 0 | 0
2037-09-18 12:00 | 2037 | 9 | 0 | 0 | 0
2037-09-18 13:00 | 2037 | 9 | 0 | 0 | 0
2037-09-18 14:00 | 2037 | 9 | 0 | 0 | 0
2037-09-18 15:00 | 2037 | 9 | 0 | 0 | 0
2037-09-18 16:00 | 2037 | 9 | 0 | 0 | 0
2037-09-18 17:00 | 2037 | 9 | 0 | 0 | 0
2037-09-18 18:00 | 2037 | 9 | 0 | 0 | 0
2037-09-18 19:00 | 2037 | 9 | 0 | 0 | 0
2037-09-18 20:00 | 2037 | 9 | 0 | 0 | 0
2037-09-18 21:00 | 2037 | 9 | 0 | 0 | 0
2037-09-18 22:00 | 2037 | 9 | 0 | 0 | 0
2037-09-18 23:00 | 2037 | 9 | 0 | 0 | 0
2037-09-19 | 2037 | 9 | 0 | 0 | 0
2037-09-19 01:00 | 2037 | 9 | 0 | 0 | 0
2037-09-19 02:00 | 2037 | 9 | 0 | 0 | 0
2037-09-19 03:00 | 2037 | 9 | 0 | 0 | 0
2037-09-19 04:00 | 2037 | 9 | 0 | 0 | 0
2037-09-19 05:00 | 2037 | 9 | 0 | 0 | 0
2037-09-19 06:00 | 2037 | 9 | 0 | 0 | 0
2037-09-19 07:00 | 2037 | 9 | 0 | 0 | 0
2037-09-19 08:00 | 2037 | 9 | 0 | 0 | 0
2037-09-19 09:00 | 2037 | 9 | 0 | 0 | 0
2037-09-19 10:00 | 2037 | 9 | 0 | 0 | 0
2037-09-19 11:00 | 2037 | 9 | 0 | 0 | 0
2037-09-19 12:00 | 2037 | 9 | 0 | 0 | 0
2037-09-19 13:00 | 2037 | 9 | 0 | 0 | 0
2037-09-19 14:00 | 2037 | 9 | 0 | 0 | 0
2037-09-19 15:00 | 2037 | 9 | 0 | 0 | 0
2037-09-19 16:00 | 2037 | 9 | 0 | 0 | 0
2037-09-19 17:00 | 2037 | 9 | 0 | 0 | 0
2037-09-19 18:00 | 2037 | 9 | 0 | 0 | 0
2037-09-19 19:00 | 2037 | 9 | 0 | 0 | 0
2037-09-19 20:00 | 2037 | 9 | 0 | 0 | 0
2037-09-19 21:00 | 2037 | 9 | 0 | 0 | 0
2037-09-19 22:00 | 2037 | 9 | 0 | 0 | 0
2037-09-19 23:00 | 2037 | 9 | 0 | 0 | 0
2037-09-20 | 2037 | 9 | 0 | 0 | 0
2037-09-20 01:00 | 2037 | 9 | 0 | 0 | 0
2037-09-20 02:00 | 2037 | 9 | 0 | 0 | 0
2037-09-20 03:00 | 2037 | 9 | 0 | 0 | 0
2037-09-20 04:00 | 2037 | 9 | 0 | 0 | 0
2037-09-20 05:00 | 2037 | 9 | 0 | 0 | 0
2037-09-20 06:00 | 2037 | 9 | 0 | 0 | 0
2037-09-20 07:00 | 2037 | 9 | 0 | 0 | 0
2037-09-20 08:00 | 2037 | 9 | 0 | 0 | 0
2037-09-20 09:00 | 2037 | 9 | 0 | 0 | 0
2037-09-20 10:00 | 2037 | 9 | 0 | 0 | 0
2037-09-20 11:00 | 2037 | 9 | 0 | 0 | 0
2037-09-20 12:00 | 2037 | 9 | 0 | 0 | 0
2037-09-20 13:00 | 2037 | 9 | 0 | 0 | 0
2037-09-20 14:00 | 2037 | 9 | 0 | 0 | 0
2037-09-20 15:00 | 2037 | 9 | 0 | 0 | 0
2037-09-20 16:00 | 2037 | 9 | 0 | 0 | 0
2037-09-20 17:00 | 2037 | 9 | 0 | 0 | 0
2037-09-20 18:00 | 2037 | 9 | 0 | 0 | 0
2037-09-20 19:00 | 2037 | 9 | 0 | 0 | 0
2037-09-20 20:00 | 2037 | 9 | 0 | 0 | 0
2037-09-20 21:00 | 2037 | 9 | 0 | 0 | 0
2037-09-20 22:00 | 2037 | 9 | 0 | 0 | 0
2037-09-20 23:00 | 2037 | 9 | 0 | 0 | 0
2037-09-21 | 2037 | 9 | 0 | 0 | 0
2037-09-21 01:00 | 2037 | 9 | 0 | 0 | 0
2037-09-21 02:00 | 2037 | 9 | 0 | 0 | 0
2037-09-21 03:00 | 2037 | 9 | 0 | 0 | 0
2037-09-21 04:00 | 2037 | 9 | 0 | 0 | 0
2037-09-21 05:00 | 2037 | 9 | 0 | 0 | 0
2037-09-21 06:00 | 2037 | 9 | 0 | 0 | 0
2037-09-21 07:00 | 2037 | 9 | 0 | 0 | 0
2037-09-21 08:00 | 2037 | 9 | 0 | 0 | 0
2037-09-21 09:00 | 2037 | 9 | 0 | 0 | 0
2037-09-21 10:00 | 2037 | 9 | 0 | 0 | 0
2037-09-21 11:00 | 2037 | 9 | 0 | 0 | 0
2037-09-21 12:00 | 2037 | 9 | 0 | 0 | 0
2037-09-21 13:00 | 2037 | 9 | 0 | 0 | 0
2037-09-21 14:00 | 2037 | 9 | 0 | 0 | 0
2037-09-21 15:00 | 2037 | 9 | 0 | 0 | 0
2037-09-21 16:00 | 2037 | 9 | 0 | 0 | 0
2037-09-21 17:00 | 2037 | 9 | 0 | 0 | 0
2037-09-21 18:00 | 2037 | 9 | 0 | 0 | 0
2037-09-21 19:00 | 2037 | 9 | 0 | 0 | 0
2037-09-21 20:00 | 2037 | 9 | 0 | 0 | 0
2037-09-21 21:00 | 2037 | 9 | 0 | 0 | 0
2037-09-21 22:00 | 2037 | 9 | 0 | 0 | 0
2037-09-21 23:00 | 2037 | 9 | 0 | 0 | 0
2037-09-22 | 2037 | 9 | 0 | 0 | 0
2037-09-22 01:00 | 2037 | 9 | 0 | 0 | 0
2037-09-22 02:00 | 2037 | 9 | 0 | 0 | 0
2037-09-22 03:00 | 2037 | 9 | 0 | 0 | 0
2037-09-22 04:00 | 2037 | 9 | 0 | 0 | 0
2037-09-22 05:00 | 2037 | 9 | 0 | 0 | 0
2037-09-22 06:00 | 2037 | 9 | 0 | 0 | 0
2037-09-22 07:00 | 2037 | 9 | 0 | 0 | 0
2037-09-22 08:00 | 2037 | 9 | 0 | 0 | 0
2037-09-22 09:00 | 2037 | 9 | 0 | 0 | 0
2037-09-22 10:00 | 2037 | 9 | 0 | 0 | 0
2037-09-22 11:00 | 2037 | 9 | 0 | 0 | 0
2037-09-22 12:00 | 2037 | 9 | 0 | 0 | 0
2037-09-22 13:00 | 2037 | 9 | 0 | 0 | 0
2037-09-22 14:00 | 2037 | 9 | 0 | 0 | 0
2037-09-22 15:00 | 2037 | 9 | 0 | 0 | 0
2037-09-22 16:00 | 2037 | 9 | 0 | 0 | 0
2037-09-22 17:00 | 2037 | 9 | 0 | 0 | 0
2037-09-22 18:00 | 2037 | 9 | 0 | 0 | 0
2037-09-22 19:00 | 2037 | 9 | 0 | 0 | 0
2037-09-22 20:00 | 2037 | 9 | 0 | 0 | 0
2037-09-22 21:00 | 2037 | 9 | 0 | 0 | 0
2037-09-22 22:00 | 2037 | 9 | 0 | 0 | 0
2037-09-22 23:00 | 2037 | 9 | 0 | 0 | 0
2037-09-23 | 2037 | 9 | 0 | 0 | 0
2037-09-23 01:00 | 2037 | 9 | 0 | 0 | 0
2037-09-23 02:00 | 2037 | 9 | 0 | 0 | 0
2037-09-23 03:00 | 2037 | 9 | 0 | 0 | 0
2037-09-23 04:00 | 2037 | 9 | 0 | 0 | 0
2037-09-23 05:00 | 2037 | 9 | 0 | 0 | 0
2037-09-23 06:00 | 2037 | 9 | 0 | 0 | 0
2037-09-23 07:00 | 2037 | 9 | 0 | 0 | 0
2037-09-23 08:00 | 2037 | 9 | 0 | 0 | 0
2037-09-23 09:00 | 2037 | 9 | 0 | 0 | 0
2037-09-23 10:00 | 2037 | 9 | 0 | 0 | 0
2037-09-23 11:00 | 2037 | 9 | 0 | 0 | 0
2037-09-23 12:00 | 2037 | 9 | 0 | 0 | 0
2037-09-23 13:00 | 2037 | 9 | 0 | 0 | 0
2037-09-23 14:00 | 2037 | 9 | 0 | 0 | 0
2037-09-23 15:00 | 2037 | 9 | 0 | 0 | 0
2037-09-23 16:00 | 2037 | 9 | 0 | 0 | 0
2037-09-23 17:00 | 2037 | 9 | 0 | 0 | 0
2037-09-23 18:00 | 2037 | 9 | 0 | 0 | 0
2037-09-23 19:00 | 2037 | 9 | 0 | 0 | 0
2037-09-23 20:00 | 2037 | 9 | 0 | 0 | 0
2037-09-23 21:00 | 2037 | 9 | 0 | 0 | 0
2037-09-23 22:00 | 2037 | 9 | 0 | 0 | 0
2037-09-23 23:00 | 2037 | 9 | 0 | 0 | 0
2037-09-24 | 2037 | 9 | 0 | 0 | 0
2037-09-24 01:00 | 2037 | 9 | 0 | 0 | 0
2037-09-24 02:00 | 2037 | 9 | 0 | 0 | 0
2037-09-24 03:00 | 2037 | 9 | 0 | 0 | 0
2037-09-24 04:00 | 2037 | 9 | 0 | 0 | 0
2037-09-24 05:00 | 2037 | 9 | 0 | 0 | 0
2037-09-24 06:00 | 2037 | 9 | 0 | 0 | 0
2037-09-24 07:00 | 2037 | 9 | 0 | 0 | 0
2037-09-24 08:00 | 2037 | 9 | 0 | 0 | 0
2037-09-24 09:00 | 2037 | 9 | 0 | 0 | 0
2037-09-24 10:00 | 2037 | 9 | 0 | 0 | 0
2037-09-24 11:00 | 2037 | 9 | 0 | 0 | 0
2037-09-24 12:00 | 2037 | 9 | 0 | 0 | 0
2037-09-24 13:00 | 2037 | 9 | 0 | 0 | 0
2037-09-24 14:00 | 2037 | 9 | 0 | 0 | 0
2037-09-24 15:00 | 2037 | 9 | 0 | 0 | 0
2037-09-24 16:00 | 2037 | 9 | 0 | 0 | 0
2037-09-24 17:00 | 2037 | 9 | 0 | 0 | 0
2037-09-24 18:00 | 2037 | 9 | 0 | 0 | 0
2037-09-24 19:00 | 2037 | 9 | 0 | 0 | 0
2037-09-24 20:00 | 2037 | 9 | 0 | 0 | 0
2037-09-24 21:00 | 2037 | 9 | 0 | 0 | 0
2037-09-24 22:00 | 2037 | 9 | 0 | 0 | 0
2037-09-24 23:00 | 2037 | 9 | 0 | 0 | 0
2037-09-25 | 2037 | 9 | 0 | 0 | 0
2037-09-25 01:00 | 2037 | 9 | 0 | 0 | 0
2037-09-25 02:00 | 2037 | 9 | 0 | 0 | 0
2037-09-25 03:00 | 2037 | 9 | 0 | 0 | 0
2037-09-25 04:00 | 2037 | 9 | 0 | 0 | 0
2037-09-25 05:00 | 2037 | 9 | 0 | 0 | 0
2037-09-25 06:00 | 2037 | 9 | 0 | 0 | 0
2037-09-25 07:00 | 2037 | 9 | 0 | 0 | 0
2037-09-25 08:00 | 2037 | 9 | 0 | 0 | 0
2037-09-25 09:00 | 2037 | 9 | 0 | 0 | 0
2037-09-25 10:00 | 2037 | 9 | 0 | 0 | 0
2037-09-25 11:00 | 2037 | 9 | 0 | 0 | 0
2037-09-25 12:00 | 2037 | 9 | 0 | 0 | 0
2037-09-25 13:00 | 2037 | 9 | 0 | 0 | 0
2037-09-25 14:00 | 2037 | 9 | 0 | 0 | 0
2037-09-25 15:00 | 2037 | 9 | 0 | 0 | 0
2037-09-25 16:00 | 2037 | 9 | 0 | 0 | 0
2037-09-25 17:00 | 2037 | 9 | 0 | 0 | 0
2037-09-25 18:00 | 2037 | 9 | 0 | 0 | 0
2037-09-25 19:00 | 2037 | 9 | 0 | 0 | 0
2037-09-25 20:00 | 2037 | 9 | 0 | 0 | 0
2037-09-25 21:00 | 2037 | 9 | 0 | 0 | 0
2037-09-25 22:00 | 2037 | 9 | 0 | 0 | 0
2037-09-25 23:00 | 2037 | 9 | 0 | 0 | 0
2037-09-26 | 2037 | 9 | 0 | 0 | 0
2037-09-26 01:00 | 2037 | 9 | 0 | 0 | 0
2037-09-26 02:00 | 2037 | 9 | 0 | 0 | 0
2037-09-26 03:00 | 2037 | 9 | 0 | 0 | 0
2037-09-26 04:00 | 2037 | 9 | 0 | 0 | 0
2037-09-26 05:00 | 2037 | 9 | 0 | 0 | 0
2037-09-26 06:00 | 2037 | 9 | 0 | 0 | 0
2037-09-26 07:00 | 2037 | 9 | 0 | 0 | 0
2037-09-26 08:00 | 2037 | 9 | 0 | 0 | 0
2037-09-26 09:00 | 2037 | 9 | 0 | 0 | 0
2037-09-26 10:00 | 2037 | 9 | 0 | 0 | 0
2037-09-26 11:00 | 2037 | 9 | 0 | 0 | 0
2037-09-26 12:00 | 2037 | 9 | 0 | 0 | 0
2037-09-26 13:00 | 2037 | 9 | 0 | 0 | 0
2037-09-26 14:00 | 2037 | 9 | 0 | 0 | 0
2037-09-26 15:00 | 2037 | 9 | 0 | 0 | 0
2037-09-26 16:00 | 2037 | 9 | 0 | 0 | 0
2037-09-26 17:00 | 2037 | 9 | 0 | 0 | 0
2037-09-26 18:00 | 2037 | 9 | 0 | 0 | 0
2037-09-26 19:00 | 2037 | 9 | 0 | 0 | 0
2037-09-26 20:00 | 2037 | 9 | 0 | 0 | 0
2037-09-26 21:00 | 2037 | 9 | 0 | 0 | 0
2037-09-26 22:00 | 2037 | 9 | 0 | 0 | 0
2037-09-26 23:00 | 2037 | 9 | 0 | 0 | 0
2037-09-27 | 2037 | 9 | 0 | 0 | 0
2037-09-27 01:00 | 2037 | 9 | 0 | 0 | 0
2037-09-27 02:00 | 2037 | 9 | 0 | 0 | 0
2037-09-27 03:00 | 2037 | 9 | 0 | 0 | 0
2037-09-27 04:00 | 2037 | 9 | 0 | 0 | 0
2037-09-27 05:00 | 2037 | 9 | 0 | 0 | 0
2037-09-27 06:00 | 2037 | 9 | 0 | 0 | 0
2037-09-27 07:00 | 2037 | 9 | 0 | 0 | 0
2037-09-27 08:00 | 2037 | 9 | 0 | 0 | 0
2037-09-27 09:00 | 2037 | 9 | 0 | 0 | 0
2037-09-27 10:00 | 2037 | 9 | 0 | 0 | 0
2037-09-27 11:00 | 2037 | 9 | 0 | 0 | 0
2037-09-27 12:00 | 2037 | 9 | 0 | 0 | 0
2037-09-27 13:00 | 2037 | 9 | 0 | 0 | 0
2037-09-27 14:00 | 2037 | 9 | 0 | 0 | 0
2037-09-27 15:00 | 2037 | 9 | 0 | 0 | 0
2037-09-27 16:00 | 2037 | 9 | 0 | 0 | 0
2037-09-27 17:00 | 2037 | 9 | 0 | 0 | 0
2037-09-27 18:00 | 2037 | 9 | 0 | 0 | 0
2037-09-27 19:00 | 2037 | 9 | 0 | 0 | 0
2037-09-27 20:00 | 2037 | 9 | 0 | 0 | 0
2037-09-27 21:00 | 2037 | 9 | 0 | 0 | 0
2037-09-27 22:00 | 2037 | 9 | 0 | 0 | 0
2037-09-27 23:00 | 2037 | 9 | 0 | 0 | 0
2037-09-28 | 2037 | 9 | 0 | 0 | 0
2037-09-28 01:00 | 2037 | 9 | 0 | 0 | 0
2037-09-28 02:00 | 2037 | 9 | 0 | 0 | 0
2037-09-28 03:00 | 2037 | 9 | 0 | 0 | 0
2037-09-28 04:00 | 2037 | 9 | 0 | 0 | 0
2037-09-28 05:00 | 2037 | 9 | 0 | 0 | 0
2037-09-28 06:00 | 2037 | 9 | 0 | 0 | 0
2037-09-28 07:00 | 2037 | 9 | 0 | 0 | 0
2037-09-28 08:00 | 2037 | 9 | 0 | 0 | 0
2037-09-28 09:00 | 2037 | 9 | 0 | 0 | 0
2037-09-28 10:00 | 2037 | 9 | 0 | 0 | 0
2037-09-28 11:00 | 2037 | 9 | 0 | 0 | 0
2037-09-28 12:00 | 2037 | 9 | 0 | 0 | 0
2037-09-28 13:00 | 2037 | 9 | 0 | 0 | 0
2037-09-28 14:00 | 2037 | 9 | 0 | 0 | 0
2037-09-28 15:00 | 2037 | 9 | 0 | 0 | 0
2037-09-28 16:00 | 2037 | 9 | 0 | 0 | 0
2037-09-28 17:00 | 2037 | 9 | 0 | 0 | 0
2037-09-28 18:00 | 2037 | 9 | 0 | 0 | 0
2037-09-28 19:00 | 2037 | 9 | 0 | 0 | 0
2037-09-28 20:00 | 2037 | 9 | 0 | 0 | 0
2037-09-28 21:00 | 2037 | 9 | 0 | 0 | 0
2037-09-28 22:00 | 2037 | 9 | 0 | 0 | 0
2037-09-28 23:00 | 2037 | 9 | 0 | 0 | 0
2037-09-29 | 2037 | 9 | 0 | 0 | 0
2037-09-29 01:00 | 2037 | 9 | 0 | 0 | 0
2037-09-29 02:00 | 2037 | 9 | 0 | 0 | 0
2037-09-29 03:00 | 2037 | 9 | 0 | 0 | 0
2037-09-29 04:00 | 2037 | 9 | 0 | 0 | 0
2037-09-29 05:00 | 2037 | 9 | 0 | 0 | 0
2037-09-29 06:00 | 2037 | 9 | 0 | 0 | 0
2037-09-29 07:00 | 2037 | 9 | 0 | 0 | 0
2037-09-29 08:00 | 2037 | 9 | 0 | 0 | 0
2037-09-29 09:00 | 2037 | 9 | 0 | 0 | 0
2037-09-29 10:00 | 2037 | 9 | 0 | 0 | 0
2037-09-29 11:00 | 2037 | 9 | 0 | 0 | 0
2037-09-29 12:00 | 2037 | 9 | 0 | 0 | 0
2037-09-29 13:00 | 2037 | 9 | 0 | 0 | 0
2037-09-29 14:00 | 2037 | 9 | 0 | 0 | 0
2037-09-29 15:00 | 2037 | 9 | 0 | 0 | 0
2037-09-29 16:00 | 2037 | 9 | 0 | 0 | 0
2037-09-29 17:00 | 2037 | 9 | 0 | 0 | 0
2037-09-29 18:00 | 2037 | 9 | 0 | 0 | 0
2037-09-29 19:00 | 2037 | 9 | 0 | 0 | 0
2037-09-29 20:00 | 2037 | 9 | 0 | 0 | 0
2037-09-29 21:00 | 2037 | 9 | 0 | 0 | 0
2037-09-29 22:00 | 2037 | 9 | 0 | 0 | 0
2037-09-29 23:00 | 2037 | 9 | 0 | 0 | 0
2037-09-30 | 2037 | 9 | 0 | 0 | 0
2037-09-30 01:00 | 2037 | 9 | 0 | 0 | 0
2037-09-30 02:00 | 2037 | 9 | 0 | 0 | 0
2037-09-30 03:00 | 2037 | 9 | 0 | 0 | 0
2037-09-30 04:00 | 2037 | 9 | 0 | 0 | 0
2037-09-30 05:00 | 2037 | 9 | 0 | 0 | 0
2037-09-30 06:00 | 2037 | 9 | 0 | 0 | 0
2037-09-30 07:00 | 2037 | 9 | 0 | 0 | 0
2037-09-30 08:00 | 2037 | 9 | 0 | 0 | 0
2037-09-30 09:00 | 2037 | 9 | 0 | 0 | 0
2037-09-30 10:00 | 2037 | 9 | 0 | 0 | 0
2037-09-30 11:00 | 2037 | 9 | 0 | 0 | 0
2037-09-30 12:00 | 2037 | 9 | 0 | 0 | 0
2037-09-30 13:00 | 2037 | 9 | 0 | 0 | 0
2037-09-30 14:00 | 2037 | 9 | 0 | 0 | 0
2037-09-30 15:00 | 2037 | 9 | 0 | 0 | 0
2037-09-30 16:00 | 2037 | 9 | 0 | 0 | 0
2037-09-30 17:00 | 2037 | 9 | 0 | 0 | 0
2037-09-30 18:00 | 2037 | 9 | 0 | 0 | 0
2037-09-30 19:00 | 2037 | 9 | 0 | 0 | 0
2037-09-30 20:00 | 2037 | 9 | 0 | 0 | 0
2037-09-30 21:00 | 2037 | 9 | 0 | 0 | 0
2037-09-30 22:00 | 2037 | 9 | 0 | 0 | 0
2037-09-30 23:00 | 2037 | 9 | 0 | 0 | 0
2037-10-01 | 2037 | 10 | 0 | 0 | 0
2037-10-01 01:00 | 2037 | 10 | 0 | 0 | 0
2037-10-01 02:00 | 2037 | 10 | 0 | 0 | 0
2037-10-01 03:00 | 2037 | 10 | 0 | 0 | 0
2037-10-01 04:00 | 2037 | 10 | 0 | 0 | 0
2037-10-01 05:00 | 2037 | 10 | 0 | 0 | 0
2037-10-01 06:00 | 2037 | 10 | 0 | 0 | 0
2037-10-01 07:00 | 2037 | 10 | 0 | 0 | 0
2037-10-01 08:00 | 2037 | 10 | 0 | 0 | 0
2037-10-01 09:00 | 2037 | 10 | 0 | 0 | 0
2037-10-01 10:00 | 2037 | 10 | 0 | 0 | 0
2037-10-01 11:00 | 2037 | 10 | 0 | 0 | 0
2037-10-01 12:00 | 2037 | 10 | 0 | 0 | 0
2037-10-01 13:00 | 2037 | 10 | 0 | 0 | 0
2037-10-01 14:00 | 2037 | 10 | 0 | 0 | 0
2037-10-01 15:00 | 2037 | 10 | 0 | 0 | 0
2037-10-01 16:00 | 2037 | 10 | 0 | 0 | 0
2037-10-01 17:00 | 2037 | 10 | 0 | 0 | 0
2037-10-01 18:00 | 2037 | 10 | 0 | 0 | 0
2037-10-01 19:00 | 2037 | 10 | 0 | 0 | 0
2037-10-01 20:00 | 2037 | 10 | 0 | 0 | 0
2037-10-01 21:00 | 2037 | 10 | 0 | 0 | 0
2037-10-01 22:00 | 2037 | 10 | 0 | 0 | 0
2037-10-01 23:00 | 2037 | 10 | 0 | 0 | 0
2037-10-02 | 2037 | 10 | 0 | 0 | 0
2037-10-02 01:00 | 2037 | 10 | 0 | 0 | 0
2037-10-02 02:00 | 2037 | 10 | 0 | 0 | 0
2037-10-02 03:00 | 2037 | 10 | 0 | 0 | 0
2037-10-02 04:00 | 2037 | 10 | 0 | 0 | 0
2037-10-02 05:00 | 2037 | 10 | 0 | 0 | 0
2037-10-02 06:00 | 2037 | 10 | 0 | 0 | 0
2037-10-02 07:00 | 2037 | 10 | 0 | 0 | 0
2037-10-02 08:00 | 2037 | 10 | 0 | 0 | 0
2037-10-02 09:00 | 2037 | 10 | 0 | 0 | 0
2037-10-02 10:00 | 2037 | 10 | 0 | 0 | 0
2037-10-02 11:00 | 2037 | 10 | 0 | 0 | 0
2037-10-02 12:00 | 2037 | 10 | 0 | 0 | 0
2037-10-02 13:00 | 2037 | 10 | 0 | 0 | 0
2037-10-02 14:00 | 2037 | 10 | 0 | 0 | 0
2037-10-02 15:00 | 2037 | 10 | 0 | 0 | 0
2037-10-02 16:00 | 2037 | 10 | 0 | 0 | 0
2037-10-02 17:00 | 2037 | 10 | 0 | 0 | 0
2037-10-02 18:00 | 2037 | 10 | 0 | 0 | 0
2037-10-02 19:00 | 2037 | 10 | 0 | 0 | 0
2037-10-02 20:00 | 2037 | 10 | 0 | 0 | 0
2037-10-02 21:00 | 2037 | 10 | 0 | 0 | 0
2037-10-02 22:00 | 2037 | 10 | 0 | 0 | 0
2037-10-02 23:00 | 2037 | 10 | 0 | 0 | 0
2037-10-03 | 2037 | 10 | 0 | 0 | 0
2037-10-03 01:00 | 2037 | 10 | 0 | 0 | 0
2037-10-03 02:00 | 2037 | 10 | 0 | 0 | 0
2037-10-03 03:00 | 2037 | 10 | 0 | 0 | 0
2037-10-03 04:00 | 2037 | 10 | 0 | 0 | 0
2037-10-03 05:00 | 2037 | 10 | 0 | 0 | 0
2037-10-03 06:00 | 2037 | 10 | 0 | 0 | 0
2037-10-03 07:00 | 2037 | 10 | 0 | 0 | 0
2037-10-03 08:00 | 2037 | 10 | 0 | 0 | 0
2037-10-03 09:00 | 2037 | 10 | 0 | 0 | 0
2037-10-03 10:00 | 2037 | 10 | 0 | 0 | 0
2037-10-03 11:00 | 2037 | 10 | 0 | 0 | 0
2037-10-03 12:00 | 2037 | 10 | 0 | 0 | 0
2037-10-03 13:00 | 2037 | 10 | 0 | 0 | 0
2037-10-03 14:00 | 2037 | 10 | 0 | 0 | 0
2037-10-03 15:00 | 2037 | 10 | 0 | 0 | 0
2037-10-03 16:00 | 2037 | 10 | 0 | 0 | 0
2037-10-03 17:00 | 2037 | 10 | 0 | 0 | 0
2037-10-03 18:00 | 2037 | 10 | 0 | 0 | 0
2037-10-03 19:00 | 2037 | 10 | 0 | 0 | 0
2037-10-03 20:00 | 2037 | 10 | 0 | 0 | 0
2037-10-03 21:00 | 2037 | 10 | 0 | 0 | 0
2037-10-03 22:00 | 2037 | 10 | 0 | 0 | 0
2037-10-03 23:00 | 2037 | 10 | 0 | 0 | 0
2037-10-04 | 2037 | 10 | 0 | 0 | 0
2037-10-04 01:00 | 2037 | 10 | 0 | 0 | 0
2037-10-04 02:00 | 2037 | 10 | 0 | 0 | 0
2037-10-04 03:00 | 2037 | 10 | 0 | 0 | 0
2037-10-04 04:00 | 2037 | 10 | 0 | 0 | 0
2037-10-04 05:00 | 2037 | 10 | 0 | 0 | 0
2037-10-04 06:00 | 2037 | 10 | 0 | 0 | 0
2037-10-04 07:00 | 2037 | 10 | 0 | 0 | 0
2037-10-04 08:00 | 2037 | 10 | 0 | 0 | 0
2037-10-04 09:00 | 2037 | 10 | 0 | 0 | 0
2037-10-04 10:00 | 2037 | 10 | 0 | 0 | 0
2037-10-04 11:00 | 2037 | 10 | 0 | 0 | 0
2037-10-04 12:00 | 2037 | 10 | 0 | 0 | 0
2037-10-04 13:00 | 2037 | 10 | 0 | 0 | 0
2037-10-04 14:00 | 2037 | 10 | 0 | 0 | 0
2037-10-04 15:00 | 2037 | 10 | 0 | 0 | 0
2037-10-04 16:00 | 2037 | 10 | 0 | 0 | 0
2037-10-04 17:00 | 2037 | 10 | 0 | 0 | 0
2037-10-04 18:00 | 2037 | 10 | 0 | 0 | 0
2037-10-04 19:00 | 2037 | 10 | 0 | 0 | 0
2037-10-04 20:00 | 2037 | 10 | 0 | 0 | 0
2037-10-04 21:00 | 2037 | 10 | 0 | 0 | 0
2037-10-04 22:00 | 2037 | 10 | 0 | 0 | 0
2037-10-04 23:00 | 2037 | 10 | 0 | 0 | 0
2037-10-05 | 2037 | 10 | 0 | 0 | 0
2037-10-05 01:00 | 2037 | 10 | 0 | 0 | 0
2037-10-05 02:00 | 2037 | 10 | 0 | 0 | 0
2037-10-05 03:00 | 2037 | 10 | 0 | 0 | 0
2037-10-05 04:00 | 2037 | 10 | 0 | 0 | 0
2037-10-05 05:00 | 2037 | 10 | 0 | 0 | 0
2037-10-05 06:00 | 2037 | 10 | 0 | 0 | 0
2037-10-05 07:00 | 2037 | 10 | 0 | 0 | 0
2037-10-05 08:00 | 2037 | 10 | 0 | 0 | 0
2037-10-05 09:00 | 2037 | 10 | 0 | 0 | 0
2037-10-05 10:00 | 2037 | 10 | 0 | 0 | 0
2037-10-05 11:00 | 2037 | 10 | 0 | 0 | 0
2037-10-05 12:00 | 2037 | 10 | 0 | 0 | 0
2037-10-05 13:00 | 2037 | 10 | 0 | 0 | 0
2037-10-05 14:00 | 2037 | 10 | 0 | 0 | 0
2037-10-05 15:00 | 2037 | 10 | 0 | 0 | 0
2037-10-05 16:00 | 2037 | 10 | 0 | 0 | 0
2037-10-05 17:00 | 2037 | 10 | 0 | 0 | 0
2037-10-05 18:00 | 2037 | 10 | 0 | 0 | 0
2037-10-05 19:00 | 2037 | 10 | 0 | 0 | 0
2037-10-05 20:00 | 2037 | 10 | 0 | 0 | 0
2037-10-05 21:00 | 2037 | 10 | 0 | 0 | 0
2037-10-05 22:00 | 2037 | 10 | 0 | 0 | 0
2037-10-05 23:00 | 2037 | 10 | 0 | 0 | 0
2037-10-06 | 2037 | 10 | 0 | 0 | 0
2037-10-06 01:00 | 2037 | 10 | 0 | 0 | 0
2037-10-06 02:00 | 2037 | 10 | 0 | 0 | 0
2037-10-06 03:00 | 2037 | 10 | 0 | 0 | 0
2037-10-06 04:00 | 2037 | 10 | 0 | 0 | 0
2037-10-06 05:00 | 2037 | 10 | 0 | 0 | 0
2037-10-06 06:00 | 2037 | 10 | 0 | 0 | 0
2037-10-06 07:00 | 2037 | 10 | 0 | 0 | 0
2037-10-06 08:00 | 2037 | 10 | 0 | 0 | 0
2037-10-06 09:00 | 2037 | 10 | 0 | 0 | 0
2037-10-06 10:00 | 2037 | 10 | 0 | 0 | 0
2037-10-06 11:00 | 2037 | 10 | 0 | 0 | 0
2037-10-06 12:00 | 2037 | 10 | 0 | 0 | 0
2037-10-06 13:00 | 2037 | 10 | 0 | 0 | 0
2037-10-06 14:00 | 2037 | 10 | 0 | 0 | 0
2037-10-06 15:00 | 2037 | 10 | 0 | 0 | 0
2037-10-06 16:00 | 2037 | 10 | 0 | 0 | 0
2037-10-06 17:00 | 2037 | 10 | 0 | 0 | 0
2037-10-06 18:00 | 2037 | 10 | 0 | 0 | 0
2037-10-06 19:00 | 2037 | 10 | 0 | 0 | 0
2037-10-06 20:00 | 2037 | 10 | 0 | 0 | 0
2037-10-06 21:00 | 2037 | 10 | 0 | 0 | 0
2037-10-06 22:00 | 2037 | 10 | 0 | 0 | 0
2037-10-06 23:00 | 2037 | 10 | 0 | 0 | 0
2037-10-07 | 2037 | 10 | 0 | 0 | 0
2037-10-07 01:00 | 2037 | 10 | 0 | 0 | 0
2037-10-07 02:00 | 2037 | 10 | 0 | 0 | 0
2037-10-07 03:00 | 2037 | 10 | 0 | 0 | 0
2037-10-07 04:00 | 2037 | 10 | 0 | 0 | 0
2037-10-07 05:00 | 2037 | 10 | 0 | 0 | 0
2037-10-07 06:00 | 2037 | 10 | 0 | 0 | 0
2037-10-07 07:00 | 2037 | 10 | 0 | 0 | 0
2037-10-07 08:00 | 2037 | 10 | 0 | 0 | 0
2037-10-07 09:00 | 2037 | 10 | 0 | 0 | 0
2037-10-07 10:00 | 2037 | 10 | 0 | 0 | 0
2037-10-07 11:00 | 2037 | 10 | 0 | 0 | 0
2037-10-07 12:00 | 2037 | 10 | 0 | 0 | 0
2037-10-07 13:00 | 2037 | 10 | 0 | 0 | 0
2037-10-07 14:00 | 2037 | 10 | 0 | 0 | 0
2037-10-07 15:00 | 2037 | 10 | 0 | 0 | 0
2037-10-07 16:00 | 2037 | 10 | 0 | 0 | 0
2037-10-07 17:00 | 2037 | 10 | 0 | 0 | 0
2037-10-07 18:00 | 2037 | 10 | 0 | 0 | 0
2037-10-07 19:00 | 2037 | 10 | 0 | 0 | 0
2037-10-07 20:00 | 2037 | 10 | 0 | 0 | 0
2037-10-07 21:00 | 2037 | 10 | 0 | 0 | 0
2037-10-07 22:00 | 2037 | 10 | 0 | 0 | 0
2037-10-07 23:00 | 2037 | 10 | 0 | 0 | 0
2037-10-08 | 2037 | 10 | 0 | 0 | 0
2037-10-08 01:00 | 2037 | 10 | 0 | 0 | 0
2037-10-08 02:00 | 2037 | 10 | 0 | 0 | 0
2037-10-08 03:00 | 2037 | 10 | 0 | 0 | 0
2037-10-08 04:00 | 2037 | 10 | 0 | 0 | 0
2037-10-08 05:00 | 2037 | 10 | 0 | 0 | 0
2037-10-08 06:00 | 2037 | 10 | 0 | 0 | 0
2037-10-08 07:00 | 2037 | 10 | 0 | 0 | 0
2037-10-08 08:00 | 2037 | 10 | 0 | 0 | 0
2037-10-08 09:00 | 2037 | 10 | 0 | 0 | 0
2037-10-08 10:00 | 2037 | 10 | 0 | 0 | 0
2037-10-08 11:00 | 2037 | 10 | 0 | 0 | 0
2037-10-08 12:00 | 2037 | 10 | 0 | 0 | 0
2037-10-08 13:00 | 2037 | 10 | 0 | 0 | 0
2037-10-08 14:00 | 2037 | 10 | 0 | 0 | 0
2037-10-08 15:00 | 2037 | 10 | 0 | 0 | 0
2037-10-08 16:00 | 2037 | 10 | 0 | 0 | 0
2037-10-08 17:00 | 2037 | 10 | 0 | 0 | 0
2037-10-08 18:00 | 2037 | 10 | 0 | 0 | 0
2037-10-08 19:00 | 2037 | 10 | 0 | 0 | 0
2037-10-08 20:00 | 2037 | 10 | 0 | 0 | 0
2037-10-08 21:00 | 2037 | 10 | 0 | 0 | 0
2037-10-08 22:00 | 2037 | 10 | 0 | 0 | 0
2037-10-08 23:00 | 2037 | 10 | 0 | 0 | 0
2037-10-09 | 2037 | 10 | 0 | 0 | 0
2037-10-09 01:00 | 2037 | 10 | 0 | 0 | 0
2037-10-09 02:00 | 2037 | 10 | 0 | 0 | 0
2037-10-09 03:00 | 2037 | 10 | 0 | 0 | 0
2037-10-09 04:00 | 2037 | 10 | 0 | 0 | 0
2037-10-09 05:00 | 2037 | 10 | 0 | 0 | 0
2037-10-09 06:00 | 2037 | 10 | 0 | 0 | 0
2037-10-09 07:00 | 2037 | 10 | 0 | 0 | 0
2037-10-09 08:00 | 2037 | 10 | 0 | 0 | 0
2037-10-09 09:00 | 2037 | 10 | 0 | 0 | 0
2037-10-09 10:00 | 2037 | 10 | 0 | 0 | 0
2037-10-09 11:00 | 2037 | 10 | 0 | 0 | 0
2037-10-09 12:00 | 2037 | 10 | 0 | 0 | 0
2037-10-09 13:00 | 2037 | 10 | 0 | 0 | 0
2037-10-09 14:00 | 2037 | 10 | 0 | 0 | 0
2037-10-09 15:00 | 2037 | 10 | 0 | 0 | 0
2037-10-09 16:00 | 2037 | 10 | 0 | 0 | 0
2037-10-09 17:00 | 2037 | 10 | 0 | 0 | 0
2037-10-09 18:00 | 2037 | 10 | 0 | 0 | 0
2037-10-09 19:00 | 2037 | 10 | 0 | 0 | 0
2037-10-09 20:00 | 2037 | 10 | 0 | 0 | 0
2037-10-09 21:00 | 2037 | 10 | 0 | 0 | 0
2037-10-09 22:00 | 2037 | 10 | 0 | 0 | 0
2037-10-09 23:00 | 2037 | 10 | 0 | 0 | 0
2037-10-10 | 2037 | 10 | 0 | 0 | 0
2037-10-10 01:00 | 2037 | 10 | 0 | 0 | 0
2037-10-10 02:00 | 2037 | 10 | 0 | 0 | 0
2037-10-10 03:00 | 2037 | 10 | 0 | 0 | 0
2037-10-10 04:00 | 2037 | 10 | 0 | 0 | 0
2037-10-10 05:00 | 2037 | 10 | 0 | 0 | 0
2037-10-10 06:00 | 2037 | 10 | 0 | 0 | 0
2037-10-10 07:00 | 2037 | 10 | 0 | 0 | 0
2037-10-10 08:00 | 2037 | 10 | 0 | 0 | 0
2037-10-10 09:00 | 2037 | 10 | 0 | 0 | 0
2037-10-10 10:00 | 2037 | 10 | 0 | 0 | 0
2037-10-10 11:00 | 2037 | 10 | 0 | 0 | 0
2037-10-10 12:00 | 2037 | 10 | 0 | 0 | 0
2037-10-10 13:00 | 2037 | 10 | 0 | 0 | 0
2037-10-10 14:00 | 2037 | 10 | 0 | 0 | 0
2037-10-10 15:00 | 2037 | 10 | 0 | 0 | 0
2037-10-10 16:00 | 2037 | 10 | 0 | 0 | 0
2037-10-10 17:00 | 2037 | 10 | 0 | 0 | 0
2037-10-10 18:00 | 2037 | 10 | 0 | 0 | 0
2037-10-10 19:00 | 2037 | 10 | 0 | 0 | 0
2037-10-10 20:00 | 2037 | 10 | 0 | 0 | 0
2037-10-10 21:00 | 2037 | 10 | 0 | 0 | 0
2037-10-10 22:00 | 2037 | 10 | 0 | 0 | 0
2037-10-10 23:00 | 2037 | 10 | 0 | 0 | 0
2037-10-11 | 2037 | 10 | 0 | 0 | 0
2037-10-11 01:00 | 2037 | 10 | 0 | 0 | 0
2037-10-11 02:00 | 2037 | 10 | 0 | 0 | 0
2037-10-11 03:00 | 2037 | 10 | 0 | 0 | 0
2037-10-11 04:00 | 2037 | 10 | 0 | 0 | 0
2037-10-11 05:00 | 2037 | 10 | 0 | 0 | 0
2037-10-11 06:00 | 2037 | 10 | 0 | 0 | 0
2037-10-11 07:00 | 2037 | 10 | 0 | 0 | 0
2037-10-11 08:00 | 2037 | 10 | 0 | 0 | 0
2037-10-11 09:00 | 2037 | 10 | 0 | 0 | 0
2037-10-11 10:00 | 2037 | 10 | 0 | 0 | 0
2037-10-11 11:00 | 2037 | 10 | 0 | 0 | 0
2037-10-11 12:00 | 2037 | 10 | 0 | 0 | 0
2037-10-11 13:00 | 2037 | 10 | 0 | 0 | 0
2037-10-11 14:00 | 2037 | 10 | 0 | 0 | 0
2037-10-11 15:00 | 2037 | 10 | 0 | 0 | 0
2037-10-11 16:00 | 2037 | 10 | 0 | 0 | 0
2037-10-11 17:00 | 2037 | 10 | 0 | 0 | 0
2037-10-11 18:00 | 2037 | 10 | 0 | 0 | 0
2037-10-11 19:00 | 2037 | 10 | 0 | 0 | 0
2037-10-11 20:00 | 2037 | 10 | 0 | 0 | 0
2037-10-11 21:00 | 2037 | 10 | 0 | 0 | 0
2037-10-11 22:00 | 2037 | 10 | 0 | 0 | 0
2037-10-11 23:00 | 2037 | 10 | 0 | 0 | 0
2037-10-12 | 2037 | 10 | 0 | 0 | 0
2037-10-12 01:00 | 2037 | 10 | 0 | 0 | 0
2037-10-12 02:00 | 2037 | 10 | 0 | 0 | 0
2037-10-12 03:00 | 2037 | 10 | 0 | 0 | 0
2037-10-12 04:00 | 2037 | 10 | 0 | 0 | 0
2037-10-12 05:00 | 2037 | 10 | 0 | 0 | 0
2037-10-12 06:00 | 2037 | 10 | 0 | 0 | 0
2037-10-12 07:00 | 2037 | 10 | 0 | 0 | 0
2037-10-12 08:00 | 2037 | 10 | 0 | 0 | 0
2037-10-12 09:00 | 2037 | 10 | 0 | 0 | 0
2037-10-12 10:00 | 2037 | 10 | 0 | 0 | 0
2037-10-12 11:00 | 2037 | 10 | 0 | 0 | 0
2037-10-12 12:00 | 2037 | 10 | 0 | 0 | 0
2037-10-12 13:00 | 2037 | 10 | 0 | 0 | 0
2037-10-12 14:00 | 2037 | 10 | 0 | 0 | 0
2037-10-12 15:00 | 2037 | 10 | 0 | 0 | 0
2037-10-12 16:00 | 2037 | 10 | 0 | 0 | 0
2037-10-12 17:00 | 2037 | 10 | 0 | 0 | 0
2037-10-12 18:00 | 2037 | 10 | 0 | 0 | 0
2037-10-12 19:00 | 2037 | 10 | 0 | 0 | 0
2037-10-12 20:00 | 2037 | 10 | 0 | 0 | 0
2037-10-12 21:00 | 2037 | 10 | 0 | 0 | 0
2037-10-12 22:00 | 2037 | 10 | 0 | 0 | 0
2037-10-12 23:00 | 2037 | 10 | 0 | 0 | 0
2037-10-13 | 2037 | 10 | 0 | 0 | 0
2037-10-13 01:00 | 2037 | 10 | 0 | 0 | 0
2037-10-13 02:00 | 2037 | 10 | 0 | 0 | 0
2037-10-13 03:00 | 2037 | 10 | 0 | 0 | 0
2037-10-13 04:00 | 2037 | 10 | 0 | 0 | 0
2037-10-13 05:00 | 2037 | 10 | 0 | 0 | 0
2037-10-13 06:00 | 2037 | 10 | 0 | 0 | 0
2037-10-13 07:00 | 2037 | 10 | 0 | 0 | 0
2037-10-13 08:00 | 2037 | 10 | 0 | 0 | 0
2037-10-13 09:00 | 2037 | 10 | 0 | 0 | 0
2037-10-13 10:00 | 2037 | 10 | 0 | 0 | 0
2037-10-13 11:00 | 2037 | 10 | 0 | 0 | 0
2037-10-13 12:00 | 2037 | 10 | 0 | 0 | 0
2037-10-13 13:00 | 2037 | 10 | 0 | 0 | 0
2037-10-13 14:00 | 2037 | 10 | 0 | 0 | 0
2037-10-13 15:00 | 2037 | 10 | 0 | 0 | 0
2037-10-13 16:00 | 2037 | 10 | 0 | 0 | 0
2037-10-13 17:00 | 2037 | 10 | 0 | 0 | 0
2037-10-13 18:00 | 2037 | 10 | 0 | 0 | 0
2037-10-13 19:00 | 2037 | 10 | 0 | 0 | 0
2037-10-13 20:00 | 2037 | 10 | 0 | 0 | 0
2037-10-13 21:00 | 2037 | 10 | 0 | 0 | 0
2037-10-13 22:00 | 2037 | 10 | 0 | 0 | 0
2037-10-13 23:00 | 2037 | 10 | 0 | 0 | 0
2037-10-14 | 2037 | 10 | 0 | 0 | 0
2037-10-14 01:00 | 2037 | 10 | 0 | 0 | 0
2037-10-14 02:00 | 2037 | 10 | 0 | 0 | 0
2037-10-14 03:00 | 2037 | 10 | 0 | 0 | 0
2037-10-14 04:00 | 2037 | 10 | 0 | 0 | 0
2037-10-14 05:00 | 2037 | 10 | 0 | 0 | 0
2037-10-14 06:00 | 2037 | 10 | 0 | 0 | 0
2037-10-14 07:00 | 2037 | 10 | 0 | 0 | 0
2037-10-14 08:00 | 2037 | 10 | 0 | 0 | 0
2037-10-14 09:00 | 2037 | 10 | 0 | 0 | 0
2037-10-14 10:00 | 2037 | 10 | 0 | 0 | 0
2037-10-14 11:00 | 2037 | 10 | 0 | 0 | 0
2037-10-14 12:00 | 2037 | 10 | 0 | 0 | 0
2037-10-14 13:00 | 2037 | 10 | 0 | 0 | 0
2037-10-14 14:00 | 2037 | 10 | 0 | 0 | 0
2037-10-14 15:00 | 2037 | 10 | 0 | 0 | 0
2037-10-14 16:00 | 2037 | 10 | 0 | 0 | 0
2037-10-14 17:00 | 2037 | 10 | 0 | 0 | 0
2037-10-14 18:00 | 2037 | 10 | 0 | 0 | 0
2037-10-14 19:00 | 2037 | 10 | 0 | 0 | 0
2037-10-14 20:00 | 2037 | 10 | 0 | 0 | 0
2037-10-14 21:00 | 2037 | 10 | 0 | 0 | 0
2037-10-14 22:00 | 2037 | 10 | 0 | 0 | 0
2037-10-14 23:00 | 2037 | 10 | 0 | 0 | 0
2037-10-15 | 2037 | 10 | 0 | 0 | 0
2037-10-15 01:00 | 2037 | 10 | 0 | 0 | 0
2037-10-15 02:00 | 2037 | 10 | 0 | 0 | 0
2037-10-15 03:00 | 2037 | 10 | 0 | 0 | 0
2037-10-15 04:00 | 2037 | 10 | 0 | 0 | 0
2037-10-15 05:00 | 2037 | 10 | 0 | 0 | 0
2037-10-15 06:00 | 2037 | 10 | 0 | 0 | 0
2037-10-15 07:00 | 2037 | 10 | 0 | 0 | 0
2037-10-15 08:00 | 2037 | 10 | 0 | 0 | 0
2037-10-15 09:00 | 2037 | 10 | 0 | 0 | 0
2037-10-15 10:00 | 2037 | 10 | 0 | 0 | 0
2037-10-15 11:00 | 2037 | 10 | 0 | 0 | 0
2037-10-15 12:00 | 2037 | 10 | 0 | 0 | 0
2037-10-15 13:00 | 2037 | 10 | 0 | 0 | 0
2037-10-15 14:00 | 2037 | 10 | 0 | 0 | 0
2037-10-15 15:00 | 2037 | 10 | 0 | 0 | 0
2037-10-15 16:00 | 2037 | 10 | 0 | 0 | 0
2037-10-15 17:00 | 2037 | 10 | 0 | 0 | 0
2037-10-15 18:00 | 2037 | 10 | 0 | 0 | 0
2037-10-15 19:00 | 2037 | 10 | 0 | 0 | 0
2037-10-15 20:00 | 2037 | 10 | 0 | 0 | 0
2037-10-15 21:00 | 2037 | 10 | 0 | 0 | 0
2037-10-15 22:00 | 2037 | 10 | 0 | 0 | 0
2037-10-15 23:00 | 2037 | 10 | 0 | 0 | 0
2037-10-16 | 2037 | 10 | 0 | 0 | 0
2037-10-16 01:00 | 2037 | 10 | 0 | 0 | 0
2037-10-16 02:00 | 2037 | 10 | 0 | 0 | 0
2037-10-16 03:00 | 2037 | 10 | 0 | 0 | 0
2037-10-16 04:00 | 2037 | 10 | 0 | 0 | 0
2037-10-16 05:00 | 2037 | 10 | 0 | 0 | 0
2037-10-16 06:00 | 2037 | 10 | 0 | 0 | 0
2037-10-16 07:00 | 2037 | 10 | 0 | 0 | 0
2037-10-16 08:00 | 2037 | 10 | 0 | 0 | 0
2037-10-16 09:00 | 2037 | 10 | 0 | 0 | 0
2037-10-16 10:00 | 2037 | 10 | 0 | 0 | 0
2037-10-16 11:00 | 2037 | 10 | 0 | 0 | 0
2037-10-16 12:00 | 2037 | 10 | 0 | 0 | 0
2037-10-16 13:00 | 2037 | 10 | 0 | 0 | 0
2037-10-16 14:00 | 2037 | 10 | 0 | 0 | 0
2037-10-16 15:00 | 2037 | 10 | 0 | 0 | 0
2037-10-16 16:00 | 2037 | 10 | 0 | 0 | 0
2037-10-16 17:00 | 2037 | 10 | 0 | 0 | 0
2037-10-16 18:00 | 2037 | 10 | 0 | 0 | 0
2037-10-16 19:00 | 2037 | 10 | 0 | 0 | 0
2037-10-16 20:00 | 2037 | 10 | 0 | 0 | 0
2037-10-16 21:00 | 2037 | 10 | 0 | 0 | 0
2037-10-16 22:00 | 2037 | 10 | 0 | 0 | 0
2037-10-16 23:00 | 2037 | 10 | 0 | 0 | 0
2037-10-17 | 2037 | 10 | 0 | 0 | 0
2037-10-17 01:00 | 2037 | 10 | 0 | 0 | 0
2037-10-17 02:00 | 2037 | 10 | 0 | 0 | 0
2037-10-17 03:00 | 2037 | 10 | 0 | 0 | 0
2037-10-17 04:00 | 2037 | 10 | 0 | 0 | 0
2037-10-17 05:00 | 2037 | 10 | 0 | 0 | 0
2037-10-17 06:00 | 2037 | 10 | 0 | 0 | 0
2037-10-17 07:00 | 2037 | 10 | 0 | 0 | 0
2037-10-17 08:00 | 2037 | 10 | 0 | 0 | 0
2037-10-17 09:00 | 2037 | 10 | 0 | 0 | 0
2037-10-17 10:00 | 2037 | 10 | 0 | 0 | 0
2037-10-17 11:00 | 2037 | 10 | 0 | 0 | 0
2037-10-17 12:00 | 2037 | 10 | 0 | 0 | 0
2037-10-17 13:00 | 2037 | 10 | 0 | 0 | 0
2037-10-17 14:00 | 2037 | 10 | 0 | 0 | 0
2037-10-17 15:00 | 2037 | 10 | 0 | 0 | 0
2037-10-17 16:00 | 2037 | 10 | 0 | 0 | 0
2037-10-17 17:00 | 2037 | 10 | 0 | 0 | 0
2037-10-17 18:00 | 2037 | 10 | 0 | 0 | 0
2037-10-17 19:00 | 2037 | 10 | 0 | 0 | 0
2037-10-17 20:00 | 2037 | 10 | 0 | 0 | 0
2037-10-17 21:00 | 2037 | 10 | 0 | 0 | 0
2037-10-17 22:00 | 2037 | 10 | 0 | 0 | 0
2037-10-17 23:00 | 2037 | 10 | 0 | 0 | 0
2037-10-18 | 2037 | 10 | 0 | 0 | 0
2037-10-18 01:00 | 2037 | 10 | 0 | 0 | 0
2037-10-18 02:00 | 2037 | 10 | 0 | 0 | 0
2037-10-18 03:00 | 2037 | 10 | 0 | 0 | 0
2037-10-18 04:00 | 2037 | 10 | 0 | 0 | 0
2037-10-18 05:00 | 2037 | 10 | 0 | 0 | 0
2037-10-18 06:00 | 2037 | 10 | 0 | 0 | 0
2037-10-18 07:00 | 2037 | 10 | 0 | 0 | 0
2037-10-18 08:00 | 2037 | 10 | 0 | 0 | 0
2037-10-18 09:00 | 2037 | 10 | 0 | 0 | 0
2037-10-18 10:00 | 2037 | 10 | 0 | 0 | 0
2037-10-18 11:00 | 2037 | 10 | 0 | 0 | 0
2037-10-18 12:00 | 2037 | 10 | 0 | 0 | 0
2037-10-18 13:00 | 2037 | 10 | 0 | 0 | 0
2037-10-18 14:00 | 2037 | 10 | 0 | 0 | 0
2037-10-18 15:00 | 2037 | 10 | 0 | 0 | 0
2037-10-18 16:00 | 2037 | 10 | 0 | 0 | 0
2037-10-18 17:00 | 2037 | 10 | 0 | 0 | 0
2037-10-18 18:00 | 2037 | 10 | 0 | 0 | 0
2037-10-18 19:00 | 2037 | 10 | 0 | 0 | 0
2037-10-18 20:00 | 2037 | 10 | 0 | 0 | 0
2037-10-18 21:00 | 2037 | 10 | 0 | 0 | 0
2037-10-18 22:00 | 2037 | 10 | 0 | 0 | 0
2037-10-18 23:00 | 2037 | 10 | 0 | 0 | 0
2037-10-19 | 2037 | 10 | 0 | 0 | 0
2037-10-19 01:00 | 2037 | 10 | 0 | 0 | 0
2037-10-19 02:00 | 2037 | 10 | 0 | 0 | 0
2037-10-19 03:00 | 2037 | 10 | 0 | 0 | 0
2037-10-19 04:00 | 2037 | 10 | 0 | 0 | 0
2037-10-19 05:00 | 2037 | 10 | 0 | 0 | 0
2037-10-19 06:00 | 2037 | 10 | 0 | 0 | 0
2037-10-19 07:00 | 2037 | 10 | 0 | 0 | 0
2037-10-19 08:00 | 2037 | 10 | 0 | 0 | 0
2037-10-19 09:00 | 2037 | 10 | 0 | 0 | 0
2037-10-19 10:00 | 2037 | 10 | 0 | 0 | 0
2037-10-19 11:00 | 2037 | 10 | 0 | 0 | 0
2037-10-19 12:00 | 2037 | 10 | 0 | 0 | 0
2037-10-19 13:00 | 2037 | 10 | 0 | 0 | 0
2037-10-19 14:00 | 2037 | 10 | 0 | 0 | 0
2037-10-19 15:00 | 2037 | 10 | 0 | 0 | 0
2037-10-19 16:00 | 2037 | 10 | 0 | 0 | 0
2037-10-19 17:00 | 2037 | 10 | 0 | 0 | 0
2037-10-19 18:00 | 2037 | 10 | 0 | 0 | 0
2037-10-19 19:00 | 2037 | 10 | 0 | 0 | 0
2037-10-19 20:00 | 2037 | 10 | 0 | 0 | 0
2037-10-19 21:00 | 2037 | 10 | 0 | 0 | 0
2037-10-19 22:00 | 2037 | 10 | 0 | 0 | 0
2037-10-19 23:00 | 2037 | 10 | 0 | 0 | 0
2037-10-20 | 2037 | 10 | 0 | 0 | 0
2037-10-20 01:00 | 2037 | 10 | 0 | 0 | 0
2037-10-20 02:00 | 2037 | 10 | 0 | 0 | 0
2037-10-20 03:00 | 2037 | 10 | 0 | 0 | 0
2037-10-20 04:00 | 2037 | 10 | 0 | 0 | 0
2037-10-20 05:00 | 2037 | 10 | 0 | 0 | 0
2037-10-20 06:00 | 2037 | 10 | 0 | 0 | 0
2037-10-20 07:00 | 2037 | 10 | 0 | 0 | 0
2037-10-20 08:00 | 2037 | 10 | 0 | 0 | 0
2037-10-20 09:00 | 2037 | 10 | 0 | 0 | 0
2037-10-20 10:00 | 2037 | 10 | 0 | 0 | 0
2037-10-20 11:00 | 2037 | 10 | 0 | 0 | 0
2037-10-20 12:00 | 2037 | 10 | 0 | 0 | 0
2037-10-20 13:00 | 2037 | 10 | 0 | 0 | 0
2037-10-20 14:00 | 2037 | 10 | 0 | 0 | 0
2037-10-20 15:00 | 2037 | 10 | 0 | 0 | 0
2037-10-20 16:00 | 2037 | 10 | 0 | 0 | 0
2037-10-20 17:00 | 2037 | 10 | 0 | 0 | 0
2037-10-20 18:00 | 2037 | 10 | 0 | 0 | 0
2037-10-20 19:00 | 2037 | 10 | 0 | 0 | 0
2037-10-20 20:00 | 2037 | 10 | 0 | 0 | 0
2037-10-20 21:00 | 2037 | 10 | 0 | 0 | 0
2037-10-20 22:00 | 2037 | 10 | 0 | 0 | 0
2037-10-20 23:00 | 2037 | 10 | 0 | 0 | 0
2037-10-21 | 2037 | 10 | 0 | 0 | 0
2037-10-21 01:00 | 2037 | 10 | 0 | 0 | 0
2037-10-21 02:00 | 2037 | 10 | 0 | 0 | 0
2037-10-21 03:00 | 2037 | 10 | 0 | 0 | 0
2037-10-21 04:00 | 2037 | 10 | 0 | 0 | 0
2037-10-21 05:00 | 2037 | 10 | 0 | 0 | 0
2037-10-21 06:00 | 2037 | 10 | 0 | 0 | 0
2037-10-21 07:00 | 2037 | 10 | 0 | 0 | 0
2037-10-21 08:00 | 2037 | 10 | 0 | 0 | 0
2037-10-21 09:00 | 2037 | 10 | 0 | 0 | 0
2037-10-21 10:00 | 2037 | 10 | 0 | 0 | 0
2037-10-21 11:00 | 2037 | 10 | 0 | 0 | 0
2037-10-21 12:00 | 2037 | 10 | 0 | 0 | 0
2037-10-21 13:00 | 2037 | 10 | 0 | 0 | 0
2037-10-21 14:00 | 2037 | 10 | 0 | 0 | 0
2037-10-21 15:00 | 2037 | 10 | 0 | 0 | 0
2037-10-21 16:00 | 2037 | 10 | 0 | 0 | 0
2037-10-21 17:00 | 2037 | 10 | 0 | 0 | 0
2037-10-21 18:00 | 2037 | 10 | 0 | 0 | 0
2037-10-21 19:00 | 2037 | 10 | 0 | 0 | 0
2037-10-21 20:00 | 2037 | 10 | 0 | 0 | 0
2037-10-21 21:00 | 2037 | 10 | 0 | 0 | 0
2037-10-21 22:00 | 2037 | 10 | 0 | 0 | 0
2037-10-21 23:00 | 2037 | 10 | 0 | 0 | 0
2037-10-22 | 2037 | 10 | 0 | 0 | 0
2037-10-22 01:00 | 2037 | 10 | 0 | 0 | 0
2037-10-22 02:00 | 2037 | 10 | 0 | 0 | 0
2037-10-22 03:00 | 2037 | 10 | 0 | 0 | 0
2037-10-22 04:00 | 2037 | 10 | 0 | 0 | 0
2037-10-22 05:00 | 2037 | 10 | 0 | 0 | 0
2037-10-22 06:00 | 2037 | 10 | 0 | 0 | 0
2037-10-22 07:00 | 2037 | 10 | 0 | 0 | 0
2037-10-22 08:00 | 2037 | 10 | 0 | 0 | 0
2037-10-22 09:00 | 2037 | 10 | 0 | 0 | 0
2037-10-22 10:00 | 2037 | 10 | 0 | 0 | 0
2037-10-22 11:00 | 2037 | 10 | 0 | 0 | 0
2037-10-22 12:00 | 2037 | 10 | 0 | 0 | 0
2037-10-22 13:00 | 2037 | 10 | 0 | 0 | 0
2037-10-22 14:00 | 2037 | 10 | 0 | 0 | 0
2037-10-22 15:00 | 2037 | 10 | 0 | 0 | 0
2037-10-22 16:00 | 2037 | 10 | 0 | 0 | 0
2037-10-22 17:00 | 2037 | 10 | 0 | 0 | 0
2037-10-22 18:00 | 2037 | 10 | 0 | 0 | 0
2037-10-22 19:00 | 2037 | 10 | 0 | 0 | 0
2037-10-22 20:00 | 2037 | 10 | 0 | 0 | 0
2037-10-22 21:00 | 2037 | 10 | 0 | 0 | 0
2037-10-22 22:00 | 2037 | 10 | 0 | 0 | 0
2037-10-22 23:00 | 2037 | 10 | 0 | 0 | 0
2037-10-23 | 2037 | 10 | 0 | 0 | 0
2037-10-23 01:00 | 2037 | 10 | 0 | 0 | 0
2037-10-23 02:00 | 2037 | 10 | 0 | 0 | 0
2037-10-23 03:00 | 2037 | 10 | 0 | 0 | 0
2037-10-23 04:00 | 2037 | 10 | 0 | 0 | 0
2037-10-23 05:00 | 2037 | 10 | 0 | 0 | 0
2037-10-23 06:00 | 2037 | 10 | 0 | 0 | 0
2037-10-23 07:00 | 2037 | 10 | 0 | 0 | 0
2037-10-23 08:00 | 2037 | 10 | 0 | 0 | 0
2037-10-23 09:00 | 2037 | 10 | 0 | 0 | 0
2037-10-23 10:00 | 2037 | 10 | 0 | 0 | 0
2037-10-23 11:00 | 2037 | 10 | 0 | 0 | 0
2037-10-23 12:00 | 2037 | 10 | 0 | 0 | 0
2037-10-23 13:00 | 2037 | 10 | 0 | 0 | 0
2037-10-23 14:00 | 2037 | 10 | 0 | 0 | 0
2037-10-23 15:00 | 2037 | 10 | 0 | 0 | 0
2037-10-23 16:00 | 2037 | 10 | 0 | 0 | 0
2037-10-23 17:00 | 2037 | 10 | 0 | 0 | 0
2037-10-23 18:00 | 2037 | 10 | 0 | 0 | 0
2037-10-23 19:00 | 2037 | 10 | 0 | 0 | 0
2037-10-23 20:00 | 2037 | 10 | 0 | 0 | 0
2037-10-23 21:00 | 2037 | 10 | 0 | 0 | 0
2037-10-23 22:00 | 2037 | 10 | 0 | 0 | 0
2037-10-23 23:00 | 2037 | 10 | 0 | 0 | 0
2037-10-24 | 2037 | 10 | 0 | 0 | 0
2037-10-24 01:00 | 2037 | 10 | 0 | 0 | 0
2037-10-24 02:00 | 2037 | 10 | 0 | 0 | 0
2037-10-24 03:00 | 2037 | 10 | 0 | 0 | 0
2037-10-24 04:00 | 2037 | 10 | 0 | 0 | 0
2037-10-24 05:00 | 2037 | 10 | 0 | 0 | 0
2037-10-24 06:00 | 2037 | 10 | 0 | 0 | 0
2037-10-24 07:00 | 2037 | 10 | 0 | 0 | 0
2037-10-24 08:00 | 2037 | 10 | 0 | 0 | 0
2037-10-24 09:00 | 2037 | 10 | 0 | 0 | 0
2037-10-24 10:00 | 2037 | 10 | 0 | 0 | 0
2037-10-24 11:00 | 2037 | 10 | 0 | 0 | 0
2037-10-24 12:00 | 2037 | 10 | 0 | 0 | 0
2037-10-24 13:00 | 2037 | 10 | 0 | 0 | 0
2037-10-24 14:00 | 2037 | 10 | 0 | 0 | 0
2037-10-24 15:00 | 2037 | 10 | 0 | 0 | 0
2037-10-24 16:00 | 2037 | 10 | 0 | 0 | 0
2037-10-24 17:00 | 2037 | 10 | 0 | 0 | 0
2037-10-24 18:00 | 2037 | 10 | 0 | 0 | 0
2037-10-24 19:00 | 2037 | 10 | 0 | 0 | 0
2037-10-24 20:00 | 2037 | 10 | 0 | 0 | 0
2037-10-24 21:00 | 2037 | 10 | 0 | 0 | 0
2037-10-24 22:00 | 2037 | 10 | 0 | 0 | 0
2037-10-24 23:00 | 2037 | 10 | 0 | 0 | 0
2037-10-25 | 2037 | 10 | 0 | 0 | 0
2037-10-25 01:00 | 2037 | 10 | 0 | 0 | 0
2037-10-25 02:00 | 2037 | 10 | 0 | 0 | 0
2037-10-25 03:00 | 2037 | 10 | 0 | 0 | 0
2037-10-25 04:00 | 2037 | 10 | 0 | 0 | 0
2037-10-25 05:00 | 2037 | 10 | 0 | 0 | 0
2037-10-25 06:00 | 2037 | 10 | 0 | 0 | 0
2037-10-25 07:00 | 2037 | 10 | 0 | 0 | 0
2037-10-25 08:00 | 2037 | 10 | 0 | 0 | 0
2037-10-25 09:00 | 2037 | 10 | 0 | 0 | 0
2037-10-25 10:00 | 2037 | 10 | 0 | 0 | 0
2037-10-25 11:00 | 2037 | 10 | 0 | 0 | 0
2037-10-25 12:00 | 2037 | 10 | 0 | 0 | 0
2037-10-25 13:00 | 2037 | 10 | 0 | 0 | 0
2037-10-25 14:00 | 2037 | 10 | 0 | 0 | 0
2037-10-25 15:00 | 2037 | 10 | 0 | 0 | 0
2037-10-25 16:00 | 2037 | 10 | 0 | 0 | 0
2037-10-25 17:00 | 2037 | 10 | 0 | 0 | 0
2037-10-25 18:00 | 2037 | 10 | 0 | 0 | 0
2037-10-25 19:00 | 2037 | 10 | 0 | 0 | 0
2037-10-25 20:00 | 2037 | 10 | 0 | 0 | 0
2037-10-25 21:00 | 2037 | 10 | 0 | 0 | 0
2037-10-25 22:00 | 2037 | 10 | 0 | 0 | 0
2037-10-25 23:00 | 2037 | 10 | 0 | 0 | 0
2037-10-26 | 2037 | 10 | 0 | 0 | 0
2037-10-26 01:00 | 2037 | 10 | 0 | 0 | 0
2037-10-26 02:00 | 2037 | 10 | 0 | 0 | 0
2037-10-26 03:00 | 2037 | 10 | 0 | 0 | 0
2037-10-26 04:00 | 2037 | 10 | 0 | 0 | 0
2037-10-26 05:00 | 2037 | 10 | 0 | 0 | 0
2037-10-26 06:00 | 2037 | 10 | 0 | 0 | 0
2037-10-26 07:00 | 2037 | 10 | 0 | 0 | 0
2037-10-26 08:00 | 2037 | 10 | 0 | 0 | 0
2037-10-26 09:00 | 2037 | 10 | 0 | 0 | 0
2037-10-26 10:00 | 2037 | 10 | 0 | 0 | 0
2037-10-26 11:00 | 2037 | 10 | 0 | 0 | 0
2037-10-26 12:00 | 2037 | 10 | 0 | 0 | 0
2037-10-26 13:00 | 2037 | 10 | 0 | 0 | 0
2037-10-26 14:00 | 2037 | 10 | 0 | 0 | 0
2037-10-26 15:00 | 2037 | 10 | 0 | 0 | 0
2037-10-26 16:00 | 2037 | 10 | 0 | 0 | 0
2037-10-26 17:00 | 2037 | 10 | 0 | 0 | 0
2037-10-26 18:00 | 2037 | 10 | 0 | 0 | 0
2037-10-26 19:00 | 2037 | 10 | 0 | 0 | 0
2037-10-26 20:00 | 2037 | 10 | 0 | 0 | 0
2037-10-26 21:00 | 2037 | 10 | 0 | 0 | 0
2037-10-26 22:00 | 2037 | 10 | 0 | 0 | 0
2037-10-26 23:00 | 2037 | 10 | 0 | 0 | 0
2037-10-27 | 2037 | 10 | 0 | 0 | 0
2037-10-27 01:00 | 2037 | 10 | 0 | 0 | 0
2037-10-27 02:00 | 2037 | 10 | 0 | 0 | 0
2037-10-27 03:00 | 2037 | 10 | 0 | 0 | 0
2037-10-27 04:00 | 2037 | 10 | 0 | 0 | 0
2037-10-27 05:00 | 2037 | 10 | 0 | 0 | 0
2037-10-27 06:00 | 2037 | 10 | 0 | 0 | 0
2037-10-27 07:00 | 2037 | 10 | 0 | 0 | 0
2037-10-27 08:00 | 2037 | 10 | 0 | 0 | 0
2037-10-27 09:00 | 2037 | 10 | 0 | 0 | 0
2037-10-27 10:00 | 2037 | 10 | 0 | 0 | 0
2037-10-27 11:00 | 2037 | 10 | 0 | 0 | 0
2037-10-27 12:00 | 2037 | 10 | 0 | 0 | 0
2037-10-27 13:00 | 2037 | 10 | 0 | 0 | 0
2037-10-27 14:00 | 2037 | 10 | 0 | 0 | 0
2037-10-27 15:00 | 2037 | 10 | 0 | 0 | 0
2037-10-27 16:00 | 2037 | 10 | 0 | 0 | 0
2037-10-27 17:00 | 2037 | 10 | 0 | 0 | 0
2037-10-27 18:00 | 2037 | 10 | 0 | 0 | 0
2037-10-27 19:00 | 2037 | 10 | 0 | 0 | 0
2037-10-27 20:00 | 2037 | 10 | 0 | 0 | 0
2037-10-27 21:00 | 2037 | 10 | 0 | 0 | 0
2037-10-27 22:00 | 2037 | 10 | 0 | 0 | 0
2037-10-27 23:00 | 2037 | 10 | 0 | 0 | 0
2037-10-28 | 2037 | 10 | 0 | 0 | 0
2037-10-28 01:00 | 2037 | 10 | 0 | 0 | 0
2037-10-28 02:00 | 2037 | 10 | 0 | 0 | 0
2037-10-28 03:00 | 2037 | 10 | 0 | 0 | 0
2037-10-28 04:00 | 2037 | 10 | 0 | 0 | 0
2037-10-28 05:00 | 2037 | 10 | 0 | 0 | 0
2037-10-28 06:00 | 2037 | 10 | 0 | 0 | 0
2037-10-28 07:00 | 2037 | 10 | 0 | 0 | 0
2037-10-28 08:00 | 2037 | 10 | 0 | 0 | 0
2037-10-28 09:00 | 2037 | 10 | 0 | 0 | 0
2037-10-28 10:00 | 2037 | 10 | 0 | 0 | 0
2037-10-28 11:00 | 2037 | 10 | 0 | 0 | 0
2037-10-28 12:00 | 2037 | 10 | 0 | 0 | 0
2037-10-28 13:00 | 2037 | 10 | 0 | 0 | 0
2037-10-28 14:00 | 2037 | 10 | 0 | 0 | 0
2037-10-28 15:00 | 2037 | 10 | 0 | 0 | 0
2037-10-28 16:00 | 2037 | 10 | 0 | 0 | 0
2037-10-28 17:00 | 2037 | 10 | 0 | 0 | 0
2037-10-28 18:00 | 2037 | 10 | 0 | 0 | 0
2037-10-28 19:00 | 2037 | 10 | 0 | 0 | 0
2037-10-28 20:00 | 2037 | 10 | 0 | 0 | 0
2037-10-28 21:00 | 2037 | 10 | 0 | 0 | 0
2037-10-28 22:00 | 2037 | 10 | 0 | 0 | 0
2037-10-28 23:00 | 2037 | 10 | 0 | 0 | 0
2037-10-29 | 2037 | 10 | 0 | 0 | 0
2037-10-29 01:00 | 2037 | 10 | 0 | 0 | 0
2037-10-29 02:00 | 2037 | 10 | 0 | 0 | 0
2037-10-29 03:00 | 2037 | 10 | 0 | 0 | 0
2037-10-29 04:00 | 2037 | 10 | 0 | 0 | 0
2037-10-29 05:00 | 2037 | 10 | 0 | 0 | 0
2037-10-29 06:00 | 2037 | 10 | 0 | 0 | 0
2037-10-29 07:00 | 2037 | 10 | 0 | 0 | 0
2037-10-29 08:00 | 2037 | 10 | 0 | 0 | 0
2037-10-29 09:00 | 2037 | 10 | 0 | 0 | 0
2037-10-29 10:00 | 2037 | 10 | 0 | 0 | 0
2037-10-29 11:00 | 2037 | 10 | 0 | 0 | 0
2037-10-29 12:00 | 2037 | 10 | 0 | 0 | 0
2037-10-29 13:00 | 2037 | 10 | 0 | 0 | 0
2037-10-29 14:00 | 2037 | 10 | 0 | 0 | 0
2037-10-29 15:00 | 2037 | 10 | 0 | 0 | 0
2037-10-29 16:00 | 2037 | 10 | 0 | 0 | 0
2037-10-29 17:00 | 2037 | 10 | 0 | 0 | 0
2037-10-29 18:00 | 2037 | 10 | 0 | 0 | 0
2037-10-29 19:00 | 2037 | 10 | 0 | 0 | 0
2037-10-29 20:00 | 2037 | 10 | 0 | 0 | 0
2037-10-29 21:00 | 2037 | 10 | 0 | 0 | 0
2037-10-29 22:00 | 2037 | 10 | 0 | 0 | 0
2037-10-29 23:00 | 2037 | 10 | 0 | 0 | 0
2037-10-30 | 2037 | 10 | 0 | 0 | 0
2037-10-30 01:00 | 2037 | 10 | 0 | 0 | 0
2037-10-30 02:00 | 2037 | 10 | 0 | 0 | 0
2037-10-30 03:00 | 2037 | 10 | 0 | 0 | 0
2037-10-30 04:00 | 2037 | 10 | 0 | 0 | 0
2037-10-30 05:00 | 2037 | 10 | 0 | 0 | 0
2037-10-30 06:00 | 2037 | 10 | 0 | 0 | 0
2037-10-30 07:00 | 2037 | 10 | 0 | 0 | 0
2037-10-30 08:00 | 2037 | 10 | 0 | 0 | 0
2037-10-30 09:00 | 2037 | 10 | 0 | 0 | 0
2037-10-30 10:00 | 2037 | 10 | 0 | 0 | 0
2037-10-30 11:00 | 2037 | 10 | 0 | 0 | 0
2037-10-30 12:00 | 2037 | 10 | 0 | 0 | 0
2037-10-30 13:00 | 2037 | 10 | 0 | 0 | 0
2037-10-30 14:00 | 2037 | 10 | 0 | 0 | 0
2037-10-30 15:00 | 2037 | 10 | 0 | 0 | 0
2037-10-30 16:00 | 2037 | 10 | 0 | 0 | 0
2037-10-30 17:00 | 2037 | 10 | 0 | 0 | 0
2037-10-30 18:00 | 2037 | 10 | 0 | 0 | 0
2037-10-30 19:00 | 2037 | 10 | 0 | 0 | 0
2037-10-30 20:00 | 2037 | 10 | 0 | 0 | 0
2037-10-30 21:00 | 2037 | 10 | 0 | 0 | 0
2037-10-30 22:00 | 2037 | 10 | 0 | 0 | 0
2037-10-30 23:00 | 2037 | 10 | 0 | 0 | 0
2037-10-31 | 2037 | 10 | 0 | 0 | 0
2037-10-31 01:00 | 2037 | 10 | 0 | 0 | 0
2037-10-31 02:00 | 2037 | 10 | 0 | 0 | 0
2037-10-31 03:00 | 2037 | 10 | 0 | 0 | 0
2037-10-31 04:00 | 2037 | 10 | 0 | 0 | 0
2037-10-31 05:00 | 2037 | 10 | 0 | 0 | 0
2037-10-31 06:00 | 2037 | 10 | 0 | 0 | 0
2037-10-31 07:00 | 2037 | 10 | 0 | 0 | 0
2037-10-31 08:00 | 2037 | 10 | 0 | 0 | 0
2037-10-31 09:00 | 2037 | 10 | 0 | 0 | 0
2037-10-31 10:00 | 2037 | 10 | 0 | 0 | 0
2037-10-31 11:00 | 2037 | 10 | 0 | 0 | 0
2037-10-31 12:00 | 2037 | 10 | 0 | 0 | 0
2037-10-31 13:00 | 2037 | 10 | 0 | 0 | 0
2037-10-31 14:00 | 2037 | 10 | 0 | 0 | 0
2037-10-31 15:00 | 2037 | 10 | 0 | 0 | 0
2037-10-31 16:00 | 2037 | 10 | 0 | 0 | 0
2037-10-31 17:00 | 2037 | 10 | 0 | 0 | 0
2037-10-31 18:00 | 2037 | 10 | 0 | 0 | 0
2037-10-31 19:00 | 2037 | 10 | 0 | 0 | 0
2037-10-31 20:00 | 2037 | 10 | 0 | 0 | 0
2037-10-31 21:00 | 2037 | 10 | 0 | 0 | 0
2037-10-31 22:00 | 2037 | 10 | 0 | 0 | 0
2037-10-31 23:00 | 2037 | 10 | 0 | 0 | 0
2037-11-01 | 2037 | 11 | 0 | 0 | 0
2037-11-01 01:00 | 2037 | 11 | 0 | 0 | 0
2037-11-01 02:00 | 2037 | 11 | 0 | 0 | 0
2037-11-01 03:00 | 2037 | 11 | 0 | 0 | 0
2037-11-01 04:00 | 2037 | 11 | 0 | 0 | 0
2037-11-01 05:00 | 2037 | 11 | 0 | 0 | 0
2037-11-01 06:00 | 2037 | 11 | 0 | 0 | 0
2037-11-01 07:00 | 2037 | 11 | 0 | 0 | 0
2037-11-01 08:00 | 2037 | 11 | 0 | 0 | 0
2037-11-01 09:00 | 2037 | 11 | 0 | 0 | 0
2037-11-01 10:00 | 2037 | 11 | 0 | 0 | 0
2037-11-01 11:00 | 2037 | 11 | 0 | 0 | 0
2037-11-01 12:00 | 2037 | 11 | 0 | 0 | 0
2037-11-01 13:00 | 2037 | 11 | 0 | 0 | 0
2037-11-01 14:00 | 2037 | 11 | 0 | 0 | 0
2037-11-01 15:00 | 2037 | 11 | 0 | 0 | 0
2037-11-01 16:00 | 2037 | 11 | 0 | 0 | 0
2037-11-01 17:00 | 2037 | 11 | 0 | 0 | 0
2037-11-01 18:00 | 2037 | 11 | 0 | 0 | 0
2037-11-01 19:00 | 2037 | 11 | 0 | 0 | 0
2037-11-01 20:00 | 2037 | 11 | 0 | 0 | 0
2037-11-01 21:00 | 2037 | 11 | 0 | 0 | 0
2037-11-01 22:00 | 2037 | 11 | 0 | 0 | 0
2037-11-01 23:00 | 2037 | 11 | 0 | 0 | 0
2037-11-02 | 2037 | 11 | 0 | 0 | 0
2037-11-02 01:00 | 2037 | 11 | 0 | 0 | 0
2037-11-02 02:00 | 2037 | 11 | 0 | 0 | 0
2037-11-02 03:00 | 2037 | 11 | 0 | 0 | 0
2037-11-02 04:00 | 2037 | 11 | 0 | 0 | 0
2037-11-02 05:00 | 2037 | 11 | 0 | 0 | 0
2037-11-02 06:00 | 2037 | 11 | 0 | 0 | 0
2037-11-02 07:00 | 2037 | 11 | 0 | 0 | 0
2037-11-02 08:00 | 2037 | 11 | 0 | 0 | 0
2037-11-02 09:00 | 2037 | 11 | 0 | 0 | 0
2037-11-02 10:00 | 2037 | 11 | 0 | 0 | 0
2037-11-02 11:00 | 2037 | 11 | 0 | 0 | 0
2037-11-02 12:00 | 2037 | 11 | 0 | 0 | 0
2037-11-02 13:00 | 2037 | 11 | 0 | 0 | 0
2037-11-02 14:00 | 2037 | 11 | 0 | 0 | 0
2037-11-02 15:00 | 2037 | 11 | 0 | 0 | 0
2037-11-02 16:00 | 2037 | 11 | 0 | 0 | 0
2037-11-02 17:00 | 2037 | 11 | 0 | 0 | 0
2037-11-02 18:00 | 2037 | 11 | 0 | 0 | 0
2037-11-02 19:00 | 2037 | 11 | 0 | 0 | 0
2037-11-02 20:00 | 2037 | 11 | 0 | 0 | 0
2037-11-02 21:00 | 2037 | 11 | 0 | 0 | 0
2037-11-02 22:00 | 2037 | 11 | 0 | 0 | 0
2037-11-02 23:00 | 2037 | 11 | 0 | 0 | 0
2037-11-03 | 2037 | 11 | 0 | 0 | 0
2037-11-03 01:00 | 2037 | 11 | 0 | 0 | 0
2037-11-03 02:00 | 2037 | 11 | 0 | 0 | 0
2037-11-03 03:00 | 2037 | 11 | 0 | 0 | 0
2037-11-03 04:00 | 2037 | 11 | 0 | 0 | 0
2037-11-03 05:00 | 2037 | 11 | 0 | 0 | 0
2037-11-03 06:00 | 2037 | 11 | 0 | 0 | 0
2037-11-03 07:00 | 2037 | 11 | 0 | 0 | 0
2037-11-03 08:00 | 2037 | 11 | 0 | 0 | 0
2037-11-03 09:00 | 2037 | 11 | 0 | 0 | 0
2037-11-03 10:00 | 2037 | 11 | 0 | 0 | 0
2037-11-03 11:00 | 2037 | 11 | 0 | 0 | 0
2037-11-03 12:00 | 2037 | 11 | 0 | 0 | 0
2037-11-03 13:00 | 2037 | 11 | 0 | 0 | 0
2037-11-03 14:00 | 2037 | 11 | 0 | 0 | 0
2037-11-03 15:00 | 2037 | 11 | 0 | 0 | 0
2037-11-03 16:00 | 2037 | 11 | 0 | 0 | 0
2037-11-03 17:00 | 2037 | 11 | 0 | 0 | 0
2037-11-03 18:00 | 2037 | 11 | 0 | 0 | 0
2037-11-03 19:00 | 2037 | 11 | 0 | 0 | 0
2037-11-03 20:00 | 2037 | 11 | 0 | 0 | 0
2037-11-03 21:00 | 2037 | 11 | 0 | 0 | 0
2037-11-03 22:00 | 2037 | 11 | 0 | 0 | 0
2037-11-03 23:00 | 2037 | 11 | 0 | 0 | 0
2037-11-04 | 2037 | 11 | 0 | 0 | 0
2037-11-04 01:00 | 2037 | 11 | 0 | 0 | 0
2037-11-04 02:00 | 2037 | 11 | 0 | 0 | 0
2037-11-04 03:00 | 2037 | 11 | 0 | 0 | 0
2037-11-04 04:00 | 2037 | 11 | 0 | 0 | 0
2037-11-04 05:00 | 2037 | 11 | 0 | 0 | 0
2037-11-04 06:00 | 2037 | 11 | 0 | 0 | 0
2037-11-04 07:00 | 2037 | 11 | 0 | 0 | 0
2037-11-04 08:00 | 2037 | 11 | 0 | 0 | 0
2037-11-04 09:00 | 2037 | 11 | 0 | 0 | 0
2037-11-04 10:00 | 2037 | 11 | 0 | 0 | 0
2037-11-04 11:00 | 2037 | 11 | 0 | 0 | 0
2037-11-04 12:00 | 2037 | 11 | 0 | 0 | 0
2037-11-04 13:00 | 2037 | 11 | 0 | 0 | 0
2037-11-04 14:00 | 2037 | 11 | 0 | 0 | 0
2037-11-04 15:00 | 2037 | 11 | 0 | 0 | 0
2037-11-04 16:00 | 2037 | 11 | 0 | 0 | 0
2037-11-04 17:00 | 2037 | 11 | 0 | 0 | 0
2037-11-04 18:00 | 2037 | 11 | 0 | 0 | 0
2037-11-04 19:00 | 2037 | 11 | 0 | 0 | 0
2037-11-04 20:00 | 2037 | 11 | 0 | 0 | 0
2037-11-04 21:00 | 2037 | 11 | 0 | 0 | 0
2037-11-04 22:00 | 2037 | 11 | 0 | 0 | 0
2037-11-04 23:00 | 2037 | 11 | 0 | 0 | 0
2037-11-05 | 2037 | 11 | 0 | 0 | 0
2037-11-05 01:00 | 2037 | 11 | 0 | 0 | 0
2037-11-05 02:00 | 2037 | 11 | 0 | 0 | 0
2037-11-05 03:00 | 2037 | 11 | 0 | 0 | 0
2037-11-05 04:00 | 2037 | 11 | 0 | 0 | 0
2037-11-05 05:00 | 2037 | 11 | 0 | 0 | 0
2037-11-05 06:00 | 2037 | 11 | 0 | 0 | 0
2037-11-05 07:00 | 2037 | 11 | 0 | 0 | 0
2037-11-05 08:00 | 2037 | 11 | 0 | 0 | 0
2037-11-05 09:00 | 2037 | 11 | 0 | 0 | 0
2037-11-05 10:00 | 2037 | 11 | 0 | 0 | 0
2037-11-05 11:00 | 2037 | 11 | 0 | 0 | 0
2037-11-05 12:00 | 2037 | 11 | 0 | 0 | 0
2037-11-05 13:00 | 2037 | 11 | 0 | 0 | 0
2037-11-05 14:00 | 2037 | 11 | 0 | 0 | 0
2037-11-05 15:00 | 2037 | 11 | 0 | 0 | 0
2037-11-05 16:00 | 2037 | 11 | 0 | 0 | 0
2037-11-05 17:00 | 2037 | 11 | 0 | 0 | 0
2037-11-05 18:00 | 2037 | 11 | 0 | 0 | 0
2037-11-05 19:00 | 2037 | 11 | 0 | 0 | 0
2037-11-05 20:00 | 2037 | 11 | 0 | 0 | 0
2037-11-05 21:00 | 2037 | 11 | 0 | 0 | 0
2037-11-05 22:00 | 2037 | 11 | 0 | 0 | 0
2037-11-05 23:00 | 2037 | 11 | 0 | 0 | 0
2037-11-06 | 2037 | 11 | 0 | 0 | 0
2037-11-06 01:00 | 2037 | 11 | 0 | 0 | 0
2037-11-06 02:00 | 2037 | 11 | 0 | 0 | 0
2037-11-06 03:00 | 2037 | 11 | 0 | 0 | 0
2037-11-06 04:00 | 2037 | 11 | 0 | 0 | 0
2037-11-06 05:00 | 2037 | 11 | 0 | 0 | 0
2037-11-06 06:00 | 2037 | 11 | 0 | 0 | 0
2037-11-06 07:00 | 2037 | 11 | 0 | 0 | 0
2037-11-06 08:00 | 2037 | 11 | 0 | 0 | 0
2037-11-06 09:00 | 2037 | 11 | 0 | 0 | 0
2037-11-06 10:00 | 2037 | 11 | 0 | 0 | 0
2037-11-06 11:00 | 2037 | 11 | 0 | 0 | 0
2037-11-06 12:00 | 2037 | 11 | 0 | 0 | 0
2037-11-06 13:00 | 2037 | 11 | 0 | 0 | 0
2037-11-06 14:00 | 2037 | 11 | 0 | 0 | 0
2037-11-06 15:00 | 2037 | 11 | 0 | 0 | 0
2037-11-06 16:00 | 2037 | 11 | 0 | 0 | 0
2037-11-06 17:00 | 2037 | 11 | 0 | 0 | 0
2037-11-06 18:00 | 2037 | 11 | 0 | 0 | 0
2037-11-06 19:00 | 2037 | 11 | 0 | 0 | 0
2037-11-06 20:00 | 2037 | 11 | 0 | 0 | 0
2037-11-06 21:00 | 2037 | 11 | 0 | 0 | 0
2037-11-06 22:00 | 2037 | 11 | 0 | 0 | 0
2037-11-06 23:00 | 2037 | 11 | 0 | 0 | 0
2037-11-07 | 2037 | 11 | 0 | 0 | 0
2037-11-07 01:00 | 2037 | 11 | 0 | 0 | 0
2037-11-07 02:00 | 2037 | 11 | 0 | 0 | 0
2037-11-07 03:00 | 2037 | 11 | 0 | 0 | 0
2037-11-07 04:00 | 2037 | 11 | 0 | 0 | 0
2037-11-07 05:00 | 2037 | 11 | 0 | 0 | 0
2037-11-07 06:00 | 2037 | 11 | 0 | 0 | 0
2037-11-07 07:00 | 2037 | 11 | 0 | 0 | 0
2037-11-07 08:00 | 2037 | 11 | 0 | 0 | 0
2037-11-07 09:00 | 2037 | 11 | 0 | 0 | 0
2037-11-07 10:00 | 2037 | 11 | 0 | 0 | 0
2037-11-07 11:00 | 2037 | 11 | 0 | 0 | 0
2037-11-07 12:00 | 2037 | 11 | 0 | 0 | 0
2037-11-07 13:00 | 2037 | 11 | 0 | 0 | 0
2037-11-07 14:00 | 2037 | 11 | 0 | 0 | 0
2037-11-07 15:00 | 2037 | 11 | 0 | 0 | 0
2037-11-07 16:00 | 2037 | 11 | 0 | 0 | 0
2037-11-07 17:00 | 2037 | 11 | 0 | 0 | 0
2037-11-07 18:00 | 2037 | 11 | 0 | 0 | 0
2037-11-07 19:00 | 2037 | 11 | 0 | 0 | 0
2037-11-07 20:00 | 2037 | 11 | 0 | 0 | 0
2037-11-07 21:00 | 2037 | 11 | 0 | 0 | 0
2037-11-07 22:00 | 2037 | 11 | 0 | 0 | 0
2037-11-07 23:00 | 2037 | 11 | 0 | 0 | 0
2037-11-08 | 2037 | 11 | 0 | 0 | 0
2037-11-08 01:00 | 2037 | 11 | 0 | 0 | 0
2037-11-08 02:00 | 2037 | 11 | 0 | 0 | 0
2037-11-08 03:00 | 2037 | 11 | 0 | 0 | 0
2037-11-08 04:00 | 2037 | 11 | 0 | 0 | 0
2037-11-08 05:00 | 2037 | 11 | 0 | 0 | 0
2037-11-08 06:00 | 2037 | 11 | 0 | 0 | 0
2037-11-08 07:00 | 2037 | 11 | 0 | 0 | 0
2037-11-08 08:00 | 2037 | 11 | 0 | 0 | 0
2037-11-08 09:00 | 2037 | 11 | 0 | 0 | 0
2037-11-08 10:00 | 2037 | 11 | 0 | 0 | 0
2037-11-08 11:00 | 2037 | 11 | 0 | 0 | 0
2037-11-08 12:00 | 2037 | 11 | 0 | 0 | 0
2037-11-08 13:00 | 2037 | 11 | 0 | 0 | 0
2037-11-08 14:00 | 2037 | 11 | 0 | 0 | 0
2037-11-08 15:00 | 2037 | 11 | 0 | 0 | 0
2037-11-08 16:00 | 2037 | 11 | 0 | 0 | 0
2037-11-08 17:00 | 2037 | 11 | 0 | 0 | 0
2037-11-08 18:00 | 2037 | 11 | 0 | 0 | 0
2037-11-08 19:00 | 2037 | 11 | 0 | 0 | 0
2037-11-08 20:00 | 2037 | 11 | 0 | 0 | 0
2037-11-08 21:00 | 2037 | 11 | 0 | 0 | 0
2037-11-08 22:00 | 2037 | 11 | 0 | 0 | 0
2037-11-08 23:00 | 2037 | 11 | 0 | 0 | 0
2037-11-09 | 2037 | 11 | 0 | 0 | 0
2037-11-09 01:00 | 2037 | 11 | 0 | 0 | 0
2037-11-09 02:00 | 2037 | 11 | 0 | 0 | 0
2037-11-09 03:00 | 2037 | 11 | 0 | 0 | 0
2037-11-09 04:00 | 2037 | 11 | 0 | 0 | 0
2037-11-09 05:00 | 2037 | 11 | 0 | 0 | 0
2037-11-09 06:00 | 2037 | 11 | 0 | 0 | 0
2037-11-09 07:00 | 2037 | 11 | 0 | 0 | 0
2037-11-09 08:00 | 2037 | 11 | 0 | 0 | 0
2037-11-09 09:00 | 2037 | 11 | 0 | 0 | 0
2037-11-09 10:00 | 2037 | 11 | 0 | 0 | 0
2037-11-09 11:00 | 2037 | 11 | 0 | 0 | 0
2037-11-09 12:00 | 2037 | 11 | 0 | 0 | 0
2037-11-09 13:00 | 2037 | 11 | 0 | 0 | 0
2037-11-09 14:00 | 2037 | 11 | 0 | 0 | 0
2037-11-09 15:00 | 2037 | 11 | 0 | 0 | 0
2037-11-09 16:00 | 2037 | 11 | 0 | 0 | 0
2037-11-09 17:00 | 2037 | 11 | 0 | 0 | 0
2037-11-09 18:00 | 2037 | 11 | 0 | 0 | 0
2037-11-09 19:00 | 2037 | 11 | 0 | 0 | 0
2037-11-09 20:00 | 2037 | 11 | 0 | 0 | 0
2037-11-09 21:00 | 2037 | 11 | 0 | 0 | 0
2037-11-09 22:00 | 2037 | 11 | 0 | 0 | 0
2037-11-09 23:00 | 2037 | 11 | 0 | 0 | 0
2037-11-10 | 2037 | 11 | 0 | 0 | 0
2037-11-10 01:00 | 2037 | 11 | 0 | 0 | 0
2037-11-10 02:00 | 2037 | 11 | 0 | 0 | 0
2037-11-10 03:00 | 2037 | 11 | 0 | 0 | 0
2037-11-10 04:00 | 2037 | 11 | 0 | 0 | 0
2037-11-10 05:00 | 2037 | 11 | 0 | 0 | 0
2037-11-10 06:00 | 2037 | 11 | 0 | 0 | 0
2037-11-10 07:00 | 2037 | 11 | 0 | 0 | 0
2037-11-10 08:00 | 2037 | 11 | 0 | 0 | 0
2037-11-10 09:00 | 2037 | 11 | 0 | 0 | 0
2037-11-10 10:00 | 2037 | 11 | 0 | 0 | 0
2037-11-10 11:00 | 2037 | 11 | 0 | 0 | 0
2037-11-10 12:00 | 2037 | 11 | 0 | 0 | 0
2037-11-10 13:00 | 2037 | 11 | 0 | 0 | 0
2037-11-10 14:00 | 2037 | 11 | 0 | 0 | 0
2037-11-10 15:00 | 2037 | 11 | 0 | 0 | 0
2037-11-10 16:00 | 2037 | 11 | 0 | 0 | 0
2037-11-10 17:00 | 2037 | 11 | 0 | 0 | 0
2037-11-10 18:00 | 2037 | 11 | 0 | 0 | 0
2037-11-10 19:00 | 2037 | 11 | 0 | 0 | 0
2037-11-10 20:00 | 2037 | 11 | 0 | 0 | 0
2037-11-10 21:00 | 2037 | 11 | 0 | 0 | 0
2037-11-10 22:00 | 2037 | 11 | 0 | 0 | 0
2037-11-10 23:00 | 2037 | 11 | 0 | 0 | 0
2037-11-11 | 2037 | 11 | 0 | 0 | 0
2037-11-11 01:00 | 2037 | 11 | 0 | 0 | 0
2037-11-11 02:00 | 2037 | 11 | 0 | 0 | 0
2037-11-11 03:00 | 2037 | 11 | 0 | 0 | 0
2037-11-11 04:00 | 2037 | 11 | 0 | 0 | 0
2037-11-11 05:00 | 2037 | 11 | 0 | 0 | 0
2037-11-11 06:00 | 2037 | 11 | 0 | 0 | 0
2037-11-11 07:00 | 2037 | 11 | 0 | 0 | 0
2037-11-11 08:00 | 2037 | 11 | 0 | 0 | 0
2037-11-11 09:00 | 2037 | 11 | 0 | 0 | 0
2037-11-11 10:00 | 2037 | 11 | 0 | 0 | 0
2037-11-11 11:00 | 2037 | 11 | 0 | 0 | 0
2037-11-11 12:00 | 2037 | 11 | 0 | 0 | 0
2037-11-11 13:00 | 2037 | 11 | 0 | 0 | 0
2037-11-11 14:00 | 2037 | 11 | 0 | 0 | 0
2037-11-11 15:00 | 2037 | 11 | 0 | 0 | 0
2037-11-11 16:00 | 2037 | 11 | 0 | 0 | 0
2037-11-11 17:00 | 2037 | 11 | 0 | 0 | 0
2037-11-11 18:00 | 2037 | 11 | 0 | 0 | 0
2037-11-11 19:00 | 2037 | 11 | 0 | 0 | 0
2037-11-11 20:00 | 2037 | 11 | 0 | 0 | 0
2037-11-11 21:00 | 2037 | 11 | 0 | 0 | 0
2037-11-11 22:00 | 2037 | 11 | 0 | 0 | 0
2037-11-11 23:00 | 2037 | 11 | 0 | 0 | 0
2037-11-12 | 2037 | 11 | 0 | 0 | 0
2037-11-12 01:00 | 2037 | 11 | 0 | 0 | 0
2037-11-12 02:00 | 2037 | 11 | 0 | 0 | 0
2037-11-12 03:00 | 2037 | 11 | 0 | 0 | 0
2037-11-12 04:00 | 2037 | 11 | 0 | 0 | 0
2037-11-12 05:00 | 2037 | 11 | 0 | 0 | 0
2037-11-12 06:00 | 2037 | 11 | 0 | 0 | 0
2037-11-12 07:00 | 2037 | 11 | 0 | 0 | 0
2037-11-12 08:00 | 2037 | 11 | 0 | 0 | 0
2037-11-12 09:00 | 2037 | 11 | 0 | 0 | 0
2037-11-12 10:00 | 2037 | 11 | 0 | 0 | 0
2037-11-12 11:00 | 2037 | 11 | 0 | 0 | 0
2037-11-12 12:00 | 2037 | 11 | 0 | 0 | 0
2037-11-12 13:00 | 2037 | 11 | 0 | 0 | 0
2037-11-12 14:00 | 2037 | 11 | 0 | 0 | 0
2037-11-12 15:00 | 2037 | 11 | 0 | 0 | 0
2037-11-12 16:00 | 2037 | 11 | 0 | 0 | 0
2037-11-12 17:00 | 2037 | 11 | 0 | 0 | 0
2037-11-12 18:00 | 2037 | 11 | 0 | 0 | 0
2037-11-12 19:00 | 2037 | 11 | 0 | 0 | 0
2037-11-12 20:00 | 2037 | 11 | 0 | 0 | 0
2037-11-12 21:00 | 2037 | 11 | 0 | 0 | 0
2037-11-12 22:00 | 2037 | 11 | 0 | 0 | 0
2037-11-12 23:00 | 2037 | 11 | 0 | 0 | 0
2037-11-13 | 2037 | 11 | 0 | 0 | 0
2037-11-13 01:00 | 2037 | 11 | 0 | 0 | 0
2037-11-13 02:00 | 2037 | 11 | 0 | 0 | 0
2037-11-13 03:00 | 2037 | 11 | 0 | 0 | 0
2037-11-13 04:00 | 2037 | 11 | 0 | 0 | 0
2037-11-13 05:00 | 2037 | 11 | 0 | 0 | 0
2037-11-13 06:00 | 2037 | 11 | 0 | 0 | 0
2037-11-13 07:00 | 2037 | 11 | 0 | 0 | 0
2037-11-13 08:00 | 2037 | 11 | 0 | 0 | 0
2037-11-13 09:00 | 2037 | 11 | 0 | 0 | 0
2037-11-13 10:00 | 2037 | 11 | 0 | 0 | 0
2037-11-13 11:00 | 2037 | 11 | 0 | 0 | 0
2037-11-13 12:00 | 2037 | 11 | 0 | 0 | 0
2037-11-13 13:00 | 2037 | 11 | 0 | 0 | 0
2037-11-13 14:00 | 2037 | 11 | 0 | 0 | 0
2037-11-13 15:00 | 2037 | 11 | 0 | 0 | 0
2037-11-13 16:00 | 2037 | 11 | 0 | 0 | 0
2037-11-13 17:00 | 2037 | 11 | 0 | 0 | 0
2037-11-13 18:00 | 2037 | 11 | 0 | 0 | 0
2037-11-13 19:00 | 2037 | 11 | 0 | 0 | 0
2037-11-13 20:00 | 2037 | 11 | 0 | 0 | 0
2037-11-13 21:00 | 2037 | 11 | 0 | 0 | 0
2037-11-13 22:00 | 2037 | 11 | 0 | 0 | 0
2037-11-13 23:00 | 2037 | 11 | 0 | 0 | 0
2037-11-14 | 2037 | 11 | 0 | 0 | 0
2037-11-14 01:00 | 2037 | 11 | 0 | 0 | 0
2037-11-14 02:00 | 2037 | 11 | 0 | 0 | 0
2037-11-14 03:00 | 2037 | 11 | 0 | 0 | 0
2037-11-14 04:00 | 2037 | 11 | 0 | 0 | 0
2037-11-14 05:00 | 2037 | 11 | 0 | 0 | 0
2037-11-14 06:00 | 2037 | 11 | 0 | 0 | 0
2037-11-14 07:00 | 2037 | 11 | 0 | 0 | 0
2037-11-14 08:00 | 2037 | 11 | 0 | 0 | 0
2037-11-14 09:00 | 2037 | 11 | 0 | 0 | 0
2037-11-14 10:00 | 2037 | 11 | 0 | 0 | 0
2037-11-14 11:00 | 2037 | 11 | 0 | 0 | 0
2037-11-14 12:00 | 2037 | 11 | 0 | 0 | 0
2037-11-14 13:00 | 2037 | 11 | 0 | 0 | 0
2037-11-14 14:00 | 2037 | 11 | 0 | 0 | 0
2037-11-14 15:00 | 2037 | 11 | 0 | 0 | 0
2037-11-14 16:00 | 2037 | 11 | 0 | 0 | 0
2037-11-14 17:00 | 2037 | 11 | 0 | 0 | 0
2037-11-14 18:00 | 2037 | 11 | 0 | 0 | 0
2037-11-14 19:00 | 2037 | 11 | 0 | 0 | 0
2037-11-14 20:00 | 2037 | 11 | 0 | 0 | 0
2037-11-14 21:00 | 2037 | 11 | 0 | 0 | 0
2037-11-14 22:00 | 2037 | 11 | 0 | 0 | 0
2037-11-14 23:00 | 2037 | 11 | 0 | 0 | 0
2037-11-15 | 2037 | 11 | 0 | 0 | 0
2037-11-15 01:00 | 2037 | 11 | 0 | 0 | 0
2037-11-15 02:00 | 2037 | 11 | 0 | 0 | 0
2037-11-15 03:00 | 2037 | 11 | 0 | 0 | 0
2037-11-15 04:00 | 2037 | 11 | 0 | 0 | 0
2037-11-15 05:00 | 2037 | 11 | 0 | 0 | 0
2037-11-15 06:00 | 2037 | 11 | 0 | 0 | 0
2037-11-15 07:00 | 2037 | 11 | 0 | 0 | 0
2037-11-15 08:00 | 2037 | 11 | 0 | 0 | 0
2037-11-15 09:00 | 2037 | 11 | 0 | 0 | 0
2037-11-15 10:00 | 2037 | 11 | 0 | 0 | 0
2037-11-15 11:00 | 2037 | 11 | 0 | 0 | 0
2037-11-15 12:00 | 2037 | 11 | 0 | 0 | 0
2037-11-15 13:00 | 2037 | 11 | 0 | 0 | 0
2037-11-15 14:00 | 2037 | 11 | 0 | 0 | 0
2037-11-15 15:00 | 2037 | 11 | 0 | 0 | 0
2037-11-15 16:00 | 2037 | 11 | 0 | 0 | 0
2037-11-15 17:00 | 2037 | 11 | 0 | 0 | 0
2037-11-15 18:00 | 2037 | 11 | 0 | 0 | 0
2037-11-15 19:00 | 2037 | 11 | 0 | 0 | 0
2037-11-15 20:00 | 2037 | 11 | 0 | 0 | 0
2037-11-15 21:00 | 2037 | 11 | 0 | 0 | 0
2037-11-15 22:00 | 2037 | 11 | 0 | 0 | 0
2037-11-15 23:00 | 2037 | 11 | 0 | 0 | 0
2037-11-16 | 2037 | 11 | 0 | 0 | 0
2037-11-16 01:00 | 2037 | 11 | 0 | 0 | 0
2037-11-16 02:00 | 2037 | 11 | 0 | 0 | 0
2037-11-16 03:00 | 2037 | 11 | 0 | 0 | 0
2037-11-16 04:00 | 2037 | 11 | 0 | 0 | 0
2037-11-16 05:00 | 2037 | 11 | 0 | 0 | 0
2037-11-16 06:00 | 2037 | 11 | 0 | 0 | 0
2037-11-16 07:00 | 2037 | 11 | 0 | 0 | 0
2037-11-16 08:00 | 2037 | 11 | 0 | 0 | 0
2037-11-16 09:00 | 2037 | 11 | 0 | 0 | 0
2037-11-16 10:00 | 2037 | 11 | 0 | 0 | 0
2037-11-16 11:00 | 2037 | 11 | 0 | 0 | 0
2037-11-16 12:00 | 2037 | 11 | 0 | 0 | 0
2037-11-16 13:00 | 2037 | 11 | 0 | 0 | 0
2037-11-16 14:00 | 2037 | 11 | 0 | 0 | 0
2037-11-16 15:00 | 2037 | 11 | 0 | 0 | 0
2037-11-16 16:00 | 2037 | 11 | 0 | 0 | 0
2037-11-16 17:00 | 2037 | 11 | 0 | 0 | 0
2037-11-16 18:00 | 2037 | 11 | 0 | 0 | 0
2037-11-16 19:00 | 2037 | 11 | 0 | 0 | 0
2037-11-16 20:00 | 2037 | 11 | 0 | 0 | 0
2037-11-16 21:00 | 2037 | 11 | 0 | 0 | 0
2037-11-16 22:00 | 2037 | 11 | 0 | 0 | 0
2037-11-16 23:00 | 2037 | 11 | 0 | 0 | 0
2037-11-17 | 2037 | 11 | 0 | 0 | 0
2037-11-17 01:00 | 2037 | 11 | 0 | 0 | 0
2037-11-17 02:00 | 2037 | 11 | 0 | 0 | 0
2037-11-17 03:00 | 2037 | 11 | 0 | 0 | 0
2037-11-17 04:00 | 2037 | 11 | 0 | 0 | 0
2037-11-17 05:00 | 2037 | 11 | 0 | 0 | 0
2037-11-17 06:00 | 2037 | 11 | 0 | 0 | 0
2037-11-17 07:00 | 2037 | 11 | 0 | 0 | 0
2037-11-17 08:00 | 2037 | 11 | 0 | 0 | 0
2037-11-17 09:00 | 2037 | 11 | 0 | 0 | 0
2037-11-17 10:00 | 2037 | 11 | 0 | 0 | 0
2037-11-17 11:00 | 2037 | 11 | 0 | 0 | 0
2037-11-17 12:00 | 2037 | 11 | 0 | 0 | 0
2037-11-17 13:00 | 2037 | 11 | 0 | 0 | 0
2037-11-17 14:00 | 2037 | 11 | 0 | 0 | 0
2037-11-17 15:00 | 2037 | 11 | 0 | 0 | 0
2037-11-17 16:00 | 2037 | 11 | 0 | 0 | 0
2037-11-17 17:00 | 2037 | 11 | 0 | 0 | 0
2037-11-17 18:00 | 2037 | 11 | 0 | 0 | 0
2037-11-17 19:00 | 2037 | 11 | 0 | 0 | 0
2037-11-17 20:00 | 2037 | 11 | 0 | 0 | 0
2037-11-17 21:00 | 2037 | 11 | 0 | 0 | 0
2037-11-17 22:00 | 2037 | 11 | 0 | 0 | 0
2037-11-17 23:00 | 2037 | 11 | 0 | 0 | 0
2037-11-18 | 2037 | 11 | 0 | 0 | 0
2037-11-18 01:00 | 2037 | 11 | 0 | 0 | 0
2037-11-18 02:00 | 2037 | 11 | 0 | 0 | 0
2037-11-18 03:00 | 2037 | 11 | 0 | 0 | 0
2037-11-18 04:00 | 2037 | 11 | 0 | 0 | 0
2037-11-18 05:00 | 2037 | 11 | 0 | 0 | 0
2037-11-18 06:00 | 2037 | 11 | 0 | 0 | 0
2037-11-18 07:00 | 2037 | 11 | 0 | 0 | 0
2037-11-18 08:00 | 2037 | 11 | 0 | 0 | 0
2037-11-18 09:00 | 2037 | 11 | 0 | 0 | 0
2037-11-18 10:00 | 2037 | 11 | 0 | 0 | 0
2037-11-18 11:00 | 2037 | 11 | 0 | 0 | 0
2037-11-18 12:00 | 2037 | 11 | 0 | 0 | 0
2037-11-18 13:00 | 2037 | 11 | 0 | 0 | 0
2037-11-18 14:00 | 2037 | 11 | 0 | 0 | 0
2037-11-18 15:00 | 2037 | 11 | 0 | 0 | 0
2037-11-18 16:00 | 2037 | 11 | 0 | 0 | 0
2037-11-18 17:00 | 2037 | 11 | 0 | 0 | 0
2037-11-18 18:00 | 2037 | 11 | 0 | 0 | 0
2037-11-18 19:00 | 2037 | 11 | 0 | 0 | 0
2037-11-18 20:00 | 2037 | 11 | 0 | 0 | 0
2037-11-18 21:00 | 2037 | 11 | 0 | 0 | 0
2037-11-18 22:00 | 2037 | 11 | 0 | 0 | 0
2037-11-18 23:00 | 2037 | 11 | 0 | 0 | 0
2037-11-19 | 2037 | 11 | 0 | 0 | 0
2037-11-19 01:00 | 2037 | 11 | 0 | 0 | 0
2037-11-19 02:00 | 2037 | 11 | 0 | 0 | 0
2037-11-19 03:00 | 2037 | 11 | 0 | 0 | 0
2037-11-19 04:00 | 2037 | 11 | 0 | 0 | 0
2037-11-19 05:00 | 2037 | 11 | 0 | 0 | 0
2037-11-19 06:00 | 2037 | 11 | 0 | 0 | 0
2037-11-19 07:00 | 2037 | 11 | 0 | 0 | 0
2037-11-19 08:00 | 2037 | 11 | 0 | 0 | 0
2037-11-19 09:00 | 2037 | 11 | 0 | 0 | 0
2037-11-19 10:00 | 2037 | 11 | 0 | 0 | 0
2037-11-19 11:00 | 2037 | 11 | 0 | 0 | 0
2037-11-19 12:00 | 2037 | 11 | 0 | 0 | 0
2037-11-19 13:00 | 2037 | 11 | 0 | 0 | 0
2037-11-19 14:00 | 2037 | 11 | 0 | 0 | 0
2037-11-19 15:00 | 2037 | 11 | 0 | 0 | 0
2037-11-19 16:00 | 2037 | 11 | 0 | 0 | 0
2037-11-19 17:00 | 2037 | 11 | 0 | 0 | 0
2037-11-19 18:00 | 2037 | 11 | 0 | 0 | 0
2037-11-19 19:00 | 2037 | 11 | 0 | 0 | 0
2037-11-19 20:00 | 2037 | 11 | 0 | 0 | 0
2037-11-19 21:00 | 2037 | 11 | 0 | 0 | 0
2037-11-19 22:00 | 2037 | 11 | 0 | 0 | 0
2037-11-19 23:00 | 2037 | 11 | 0 | 0 | 0
2037-11-20 | 2037 | 11 | 0 | 0 | 0
2037-11-20 01:00 | 2037 | 11 | 0 | 0 | 0
2037-11-20 02:00 | 2037 | 11 | 0 | 0 | 0
2037-11-20 03:00 | 2037 | 11 | 0 | 0 | 0
2037-11-20 04:00 | 2037 | 11 | 0 | 0 | 0
2037-11-20 05:00 | 2037 | 11 | 0 | 0 | 0
2037-11-20 06:00 | 2037 | 11 | 0 | 0 | 0
2037-11-20 07:00 | 2037 | 11 | 0 | 0 | 0
2037-11-20 08:00 | 2037 | 11 | 0 | 0 | 0
2037-11-20 09:00 | 2037 | 11 | 0 | 0 | 0
2037-11-20 10:00 | 2037 | 11 | 0 | 0 | 0
2037-11-20 11:00 | 2037 | 11 | 0 | 0 | 0
2037-11-20 12:00 | 2037 | 11 | 0 | 0 | 0
2037-11-20 13:00 | 2037 | 11 | 0 | 0 | 0
2037-11-20 14:00 | 2037 | 11 | 0 | 0 | 0
2037-11-20 15:00 | 2037 | 11 | 0 | 0 | 0
2037-11-20 16:00 | 2037 | 11 | 0 | 0 | 0
2037-11-20 17:00 | 2037 | 11 | 0 | 0 | 0
2037-11-20 18:00 | 2037 | 11 | 0 | 0 | 0
2037-11-20 19:00 | 2037 | 11 | 0 | 0 | 0
2037-11-20 20:00 | 2037 | 11 | 0 | 0 | 0
2037-11-20 21:00 | 2037 | 11 | 0 | 0 | 0
2037-11-20 22:00 | 2037 | 11 | 0 | 0 | 0
2037-11-20 23:00 | 2037 | 11 | 0 | 0 | 0
2037-11-21 | 2037 | 11 | 0 | 0 | 0
2037-11-21 01:00 | 2037 | 11 | 0 | 0 | 0
2037-11-21 02:00 | 2037 | 11 | 0 | 0 | 0
2037-11-21 03:00 | 2037 | 11 | 0 | 0 | 0
2037-11-21 04:00 | 2037 | 11 | 0 | 0 | 0
2037-11-21 05:00 | 2037 | 11 | 0 | 0 | 0
2037-11-21 06:00 | 2037 | 11 | 0 | 0 | 0
2037-11-21 07:00 | 2037 | 11 | 0 | 0 | 0
2037-11-21 08:00 | 2037 | 11 | 0 | 0 | 0
2037-11-21 09:00 | 2037 | 11 | 0 | 0 | 0
2037-11-21 10:00 | 2037 | 11 | 0 | 0 | 0
2037-11-21 11:00 | 2037 | 11 | 0 | 0 | 0
2037-11-21 12:00 | 2037 | 11 | 0 | 0 | 0
2037-11-21 13:00 | 2037 | 11 | 0 | 0 | 0
2037-11-21 14:00 | 2037 | 11 | 0 | 0 | 0
2037-11-21 15:00 | 2037 | 11 | 0 | 0 | 0
2037-11-21 16:00 | 2037 | 11 | 0 | 0 | 0
2037-11-21 17:00 | 2037 | 11 | 0 | 0 | 0
2037-11-21 18:00 | 2037 | 11 | 0 | 0 | 0
2037-11-21 19:00 | 2037 | 11 | 0 | 0 | 0
2037-11-21 20:00 | 2037 | 11 | 0 | 0 | 0
2037-11-21 21:00 | 2037 | 11 | 0 | 0 | 0
2037-11-21 22:00 | 2037 | 11 | 0 | 0 | 0
2037-11-21 23:00 | 2037 | 11 | 0 | 0 | 0
2037-11-22 | 2037 | 11 | 0 | 0 | 0
2037-11-22 01:00 | 2037 | 11 | 0 | 0 | 0
2037-11-22 02:00 | 2037 | 11 | 0 | 0 | 0
2037-11-22 03:00 | 2037 | 11 | 0 | 0 | 0
2037-11-22 04:00 | 2037 | 11 | 0 | 0 | 0
2037-11-22 05:00 | 2037 | 11 | 0 | 0 | 0
2037-11-22 06:00 | 2037 | 11 | 0 | 0 | 0
2037-11-22 07:00 | 2037 | 11 | 0 | 0 | 0
2037-11-22 08:00 | 2037 | 11 | 0 | 0 | 0
2037-11-22 09:00 | 2037 | 11 | 0 | 0 | 0
2037-11-22 10:00 | 2037 | 11 | 0 | 0 | 0
2037-11-22 11:00 | 2037 | 11 | 0 | 0 | 0
2037-11-22 12:00 | 2037 | 11 | 0 | 0 | 0
2037-11-22 13:00 | 2037 | 11 | 0 | 0 | 0
2037-11-22 14:00 | 2037 | 11 | 0 | 0 | 0
2037-11-22 15:00 | 2037 | 11 | 0 | 0 | 0
2037-11-22 16:00 | 2037 | 11 | 0 | 0 | 0
2037-11-22 17:00 | 2037 | 11 | 0 | 0 | 0
2037-11-22 18:00 | 2037 | 11 | 0 | 0 | 0
2037-11-22 19:00 | 2037 | 11 | 0 | 0 | 0
2037-11-22 20:00 | 2037 | 11 | 0 | 0 | 0
2037-11-22 21:00 | 2037 | 11 | 0 | 0 | 0
2037-11-22 22:00 | 2037 | 11 | 0 | 0 | 0
2037-11-22 23:00 | 2037 | 11 | 0 | 0 | 0
2037-11-23 | 2037 | 11 | 0 | 0 | 0
2037-11-23 01:00 | 2037 | 11 | 0 | 0 | 0
2037-11-23 02:00 | 2037 | 11 | 0 | 0 | 0
2037-11-23 03:00 | 2037 | 11 | 0 | 0 | 0
2037-11-23 04:00 | 2037 | 11 | 0 | 0 | 0
2037-11-23 05:00 | 2037 | 11 | 0 | 0 | 0
2037-11-23 06:00 | 2037 | 11 | 0 | 0 | 0
2037-11-23 07:00 | 2037 | 11 | 0 | 0 | 0
2037-11-23 08:00 | 2037 | 11 | 0 | 0 | 0
2037-11-23 09:00 | 2037 | 11 | 0 | 0 | 0
2037-11-23 10:00 | 2037 | 11 | 0 | 0 | 0
2037-11-23 11:00 | 2037 | 11 | 0 | 0 | 0
2037-11-23 12:00 | 2037 | 11 | 0 | 0 | 0
2037-11-23 13:00 | 2037 | 11 | 0 | 0 | 0
2037-11-23 14:00 | 2037 | 11 | 0 | 0 | 0
2037-11-23 15:00 | 2037 | 11 | 0 | 0 | 0
2037-11-23 16:00 | 2037 | 11 | 0 | 0 | 0
2037-11-23 17:00 | 2037 | 11 | 0 | 0 | 0
2037-11-23 18:00 | 2037 | 11 | 0 | 0 | 0
2037-11-23 19:00 | 2037 | 11 | 0 | 0 | 0
2037-11-23 20:00 | 2037 | 11 | 0 | 0 | 0
2037-11-23 21:00 | 2037 | 11 | 0 | 0 | 0
2037-11-23 22:00 | 2037 | 11 | 0 | 0 | 0
2037-11-23 23:00 | 2037 | 11 | 0 | 0 | 0
2037-11-24 | 2037 | 11 | 0 | 0 | 0
2037-11-24 01:00 | 2037 | 11 | 0 | 0 | 0
2037-11-24 02:00 | 2037 | 11 | 0 | 0 | 0
2037-11-24 03:00 | 2037 | 11 | 0 | 0 | 0
2037-11-24 04:00 | 2037 | 11 | 0 | 0 | 0
2037-11-24 05:00 | 2037 | 11 | 0 | 0 | 0
2037-11-24 06:00 | 2037 | 11 | 0 | 0 | 0
2037-11-24 07:00 | 2037 | 11 | 0 | 0 | 0
2037-11-24 08:00 | 2037 | 11 | 0 | 0 | 0
2037-11-24 09:00 | 2037 | 11 | 0 | 0 | 0
2037-11-24 10:00 | 2037 | 11 | 0 | 0 | 0
2037-11-24 11:00 | 2037 | 11 | 0 | 0 | 0
2037-11-24 12:00 | 2037 | 11 | 0 | 0 | 0
2037-11-24 13:00 | 2037 | 11 | 0 | 0 | 0
2037-11-24 14:00 | 2037 | 11 | 0 | 0 | 0
2037-11-24 15:00 | 2037 | 11 | 0 | 0 | 0
2037-11-24 16:00 | 2037 | 11 | 0 | 0 | 0
2037-11-24 17:00 | 2037 | 11 | 0 | 0 | 0
2037-11-24 18:00 | 2037 | 11 | 0 | 0 | 0
2037-11-24 19:00 | 2037 | 11 | 0 | 0 | 0
2037-11-24 20:00 | 2037 | 11 | 0 | 0 | 0
2037-11-24 21:00 | 2037 | 11 | 0 | 0 | 0
2037-11-24 22:00 | 2037 | 11 | 0 | 0 | 0
2037-11-24 23:00 | 2037 | 11 | 0 | 0 | 0
2037-11-25 | 2037 | 11 | 0 | 0 | 0
2037-11-25 01:00 | 2037 | 11 | 0 | 0 | 0
2037-11-25 02:00 | 2037 | 11 | 0 | 0 | 0
2037-11-25 03:00 | 2037 | 11 | 0 | 0 | 0
2037-11-25 04:00 | 2037 | 11 | 0 | 0 | 0
2037-11-25 05:00 | 2037 | 11 | 0 | 0 | 0
2037-11-25 06:00 | 2037 | 11 | 0 | 0 | 0
2037-11-25 07:00 | 2037 | 11 | 0 | 0 | 0
2037-11-25 08:00 | 2037 | 11 | 0 | 0 | 0
2037-11-25 09:00 | 2037 | 11 | 0 | 0 | 0
2037-11-25 10:00 | 2037 | 11 | 0 | 0 | 0
2037-11-25 11:00 | 2037 | 11 | 0 | 0 | 0
2037-11-25 12:00 | 2037 | 11 | 0 | 0 | 0
2037-11-25 13:00 | 2037 | 11 | 0 | 0 | 0
2037-11-25 14:00 | 2037 | 11 | 0 | 0 | 0
2037-11-25 15:00 | 2037 | 11 | 0 | 0 | 0
2037-11-25 16:00 | 2037 | 11 | 0 | 0 | 0
2037-11-25 17:00 | 2037 | 11 | 0 | 0 | 0
2037-11-25 18:00 | 2037 | 11 | 0 | 0 | 0
2037-11-25 19:00 | 2037 | 11 | 0 | 0 | 0
2037-11-25 20:00 | 2037 | 11 | 0 | 0 | 0
2037-11-25 21:00 | 2037 | 11 | 0 | 0 | 0
2037-11-25 22:00 | 2037 | 11 | 0 | 0 | 0
2037-11-25 23:00 | 2037 | 11 | 0 | 0 | 0
2037-11-26 | 2037 | 11 | 0 | 0 | 0
2037-11-26 01:00 | 2037 | 11 | 0 | 0 | 0
2037-11-26 02:00 | 2037 | 11 | 0 | 0 | 0
2037-11-26 03:00 | 2037 | 11 | 0 | 0 | 0
2037-11-26 04:00 | 2037 | 11 | 0 | 0 | 0
2037-11-26 05:00 | 2037 | 11 | 0 | 0 | 0
2037-11-26 06:00 | 2037 | 11 | 0 | 0 | 0
2037-11-26 07:00 | 2037 | 11 | 0 | 0 | 0
2037-11-26 08:00 | 2037 | 11 | 0 | 0 | 0
2037-11-26 09:00 | 2037 | 11 | 0 | 0 | 0
2037-11-26 10:00 | 2037 | 11 | 0 | 0 | 0
2037-11-26 11:00 | 2037 | 11 | 0 | 0 | 0
2037-11-26 12:00 | 2037 | 11 | 0 | 0 | 0
2037-11-26 13:00 | 2037 | 11 | 0 | 0 | 0
2037-11-26 14:00 | 2037 | 11 | 0 | 0 | 0
2037-11-26 15:00 | 2037 | 11 | 0 | 0 | 0
2037-11-26 16:00 | 2037 | 11 | 0 | 0 | 0
2037-11-26 17:00 | 2037 | 11 | 0 | 0 | 0
2037-11-26 18:00 | 2037 | 11 | 0 | 0 | 0
2037-11-26 19:00 | 2037 | 11 | 0 | 0 | 0
2037-11-26 20:00 | 2037 | 11 | 0 | 0 | 0
2037-11-26 21:00 | 2037 | 11 | 0 | 0 | 0
2037-11-26 22:00 | 2037 | 11 | 0 | 0 | 0
2037-11-26 23:00 | 2037 | 11 | 0 | 0 | 0
2037-11-27 | 2037 | 11 | 0 | 0 | 0
2037-11-27 01:00 | 2037 | 11 | 0 | 0 | 0
2037-11-27 02:00 | 2037 | 11 | 0 | 0 | 0
2037-11-27 03:00 | 2037 | 11 | 0 | 0 | 0
2037-11-27 04:00 | 2037 | 11 | 0 | 0 | 0
2037-11-27 05:00 | 2037 | 11 | 0 | 0 | 0
2037-11-27 06:00 | 2037 | 11 | 0 | 0 | 0
2037-11-27 07:00 | 2037 | 11 | 0 | 0 | 0
2037-11-27 08:00 | 2037 | 11 | 0 | 0 | 0
2037-11-27 09:00 | 2037 | 11 | 0 | 0 | 0
2037-11-27 10:00 | 2037 | 11 | 0 | 0 | 0
2037-11-27 11:00 | 2037 | 11 | 0 | 0 | 0
2037-11-27 12:00 | 2037 | 11 | 0 | 0 | 0
2037-11-27 13:00 | 2037 | 11 | 0 | 0 | 0
2037-11-27 14:00 | 2037 | 11 | 0 | 0 | 0
2037-11-27 15:00 | 2037 | 11 | 0 | 0 | 0
2037-11-27 16:00 | 2037 | 11 | 0 | 0 | 0
2037-11-27 17:00 | 2037 | 11 | 0 | 0 | 0
2037-11-27 18:00 | 2037 | 11 | 0 | 0 | 0
2037-11-27 19:00 | 2037 | 11 | 0 | 0 | 0
2037-11-27 20:00 | 2037 | 11 | 0 | 0 | 0
2037-11-27 21:00 | 2037 | 11 | 0 | 0 | 0
2037-11-27 22:00 | 2037 | 11 | 0 | 0 | 0
2037-11-27 23:00 | 2037 | 11 | 0 | 0 | 0
2037-11-28 | 2037 | 11 | 0 | 0 | 0
2037-11-28 01:00 | 2037 | 11 | 0 | 0 | 0
2037-11-28 02:00 | 2037 | 11 | 0 | 0 | 0
2037-11-28 03:00 | 2037 | 11 | 0 | 0 | 0
2037-11-28 04:00 | 2037 | 11 | 0 | 0 | 0
2037-11-28 05:00 | 2037 | 11 | 0 | 0 | 0
2037-11-28 06:00 | 2037 | 11 | 0 | 0 | 0
2037-11-28 07:00 | 2037 | 11 | 0 | 0 | 0
2037-11-28 08:00 | 2037 | 11 | 0 | 0 | 0
2037-11-28 09:00 | 2037 | 11 | 0 | 0 | 0
2037-11-28 10:00 | 2037 | 11 | 0 | 0 | 0
2037-11-28 11:00 | 2037 | 11 | 0 | 0 | 0
2037-11-28 12:00 | 2037 | 11 | 0 | 0 | 0
2037-11-28 13:00 | 2037 | 11 | 0 | 0 | 0
2037-11-28 14:00 | 2037 | 11 | 0 | 0 | 0
2037-11-28 15:00 | 2037 | 11 | 0 | 0 | 0
2037-11-28 16:00 | 2037 | 11 | 0 | 0 | 0
2037-11-28 17:00 | 2037 | 11 | 0 | 0 | 0
2037-11-28 18:00 | 2037 | 11 | 0 | 0 | 0
2037-11-28 19:00 | 2037 | 11 | 0 | 0 | 0
2037-11-28 20:00 | 2037 | 11 | 0 | 0 | 0
2037-11-28 21:00 | 2037 | 11 | 0 | 0 | 0
2037-11-28 22:00 | 2037 | 11 | 0 | 0 | 0
2037-11-28 23:00 | 2037 | 11 | 0 | 0 | 0
2037-11-29 | 2037 | 11 | 0 | 0 | 0
2037-11-29 01:00 | 2037 | 11 | 0 | 0 | 0
2037-11-29 02:00 | 2037 | 11 | 0 | 0 | 0
2037-11-29 03:00 | 2037 | 11 | 0 | 0 | 0
2037-11-29 04:00 | 2037 | 11 | 0 | 0 | 0
2037-11-29 05:00 | 2037 | 11 | 0 | 0 | 0
2037-11-29 06:00 | 2037 | 11 | 0 | 0 | 0
2037-11-29 07:00 | 2037 | 11 | 0 | 0 | 0
2037-11-29 08:00 | 2037 | 11 | 0 | 0 | 0
2037-11-29 09:00 | 2037 | 11 | 0 | 0 | 0
2037-11-29 10:00 | 2037 | 11 | 0 | 0 | 0
2037-11-29 11:00 | 2037 | 11 | 0 | 0 | 0
2037-11-29 12:00 | 2037 | 11 | 0 | 0 | 0
2037-11-29 13:00 | 2037 | 11 | 0 | 0 | 0
2037-11-29 14:00 | 2037 | 11 | 0 | 0 | 0
2037-11-29 15:00 | 2037 | 11 | 0 | 0 | 0
2037-11-29 16:00 | 2037 | 11 | 0 | 0 | 0
2037-11-29 17:00 | 2037 | 11 | 0 | 0 | 0
2037-11-29 18:00 | 2037 | 11 | 0 | 0 | 0
2037-11-29 19:00 | 2037 | 11 | 0 | 0 | 0
2037-11-29 20:00 | 2037 | 11 | 0 | 0 | 0
2037-11-29 21:00 | 2037 | 11 | 0 | 0 | 0
2037-11-29 22:00 | 2037 | 11 | 0 | 0 | 0
2037-11-29 23:00 | 2037 | 11 | 0 | 0 | 0
2037-11-30 | 2037 | 11 | 0 | 0 | 0
2037-11-30 01:00 | 2037 | 11 | 0 | 0 | 0
2037-11-30 02:00 | 2037 | 11 | 0 | 0 | 0
2037-11-30 03:00 | 2037 | 11 | 0 | 0 | 0
2037-11-30 04:00 | 2037 | 11 | 0 | 0 | 0
2037-11-30 05:00 | 2037 | 11 | 0 | 0 | 0
2037-11-30 06:00 | 2037 | 11 | 0 | 0 | 0
2037-11-30 07:00 | 2037 | 11 | 0 | 0 | 0
2037-11-30 08:00 | 2037 | 11 | 0 | 0 | 0
2037-11-30 09:00 | 2037 | 11 | 0 | 0 | 0
2037-11-30 10:00 | 2037 | 11 | 0 | 0 | 0
2037-11-30 11:00 | 2037 | 11 | 0 | 0 | 0
2037-11-30 12:00 | 2037 | 11 | 0 | 0 | 0
2037-11-30 13:00 | 2037 | 11 | 0 | 0 | 0
2037-11-30 14:00 | 2037 | 11 | 0 | 0 | 0
2037-11-30 15:00 | 2037 | 11 | 0 | 0 | 0
2037-11-30 16:00 | 2037 | 11 | 0 | 0 | 0
2037-11-30 17:00 | 2037 | 11 | 0 | 0 | 0
2037-11-30 18:00 | 2037 | 11 | 0 | 0 | 0
2037-11-30 19:00 | 2037 | 11 | 0 | 0 | 0
2037-11-30 20:00 | 2037 | 11 | 0 | 0 | 0
2037-11-30 21:00 | 2037 | 11 | 0 | 0 | 0
2037-11-30 22:00 | 2037 | 11 | 0 | 0 | 0
2037-11-30 23:00 | 2037 | 11 | 0 | 0 | 0
2037-12-01 | 2037 | 12 | 0 | 0 | 0
2037-12-01 01:00 | 2037 | 12 | 0 | 0 | 0
2037-12-01 02:00 | 2037 | 12 | 0 | 0 | 0
2037-12-01 03:00 | 2037 | 12 | 0 | 0 | 0
2037-12-01 04:00 | 2037 | 12 | 0 | 0 | 0
2037-12-01 05:00 | 2037 | 12 | 0 | 0 | 0
2037-12-01 06:00 | 2037 | 12 | 0 | 0 | 0
2037-12-01 07:00 | 2037 | 12 | 0 | 0 | 0
2037-12-01 08:00 | 2037 | 12 | 0 | 0 | 0
2037-12-01 09:00 | 2037 | 12 | 0 | 0 | 0
2037-12-01 10:00 | 2037 | 12 | 0 | 0 | 0
2037-12-01 11:00 | 2037 | 12 | 0 | 0 | 0
2037-12-01 12:00 | 2037 | 12 | 0 | 0 | 0
2037-12-01 13:00 | 2037 | 12 | 0 | 0 | 0
2037-12-01 14:00 | 2037 | 12 | 0 | 0 | 0
2037-12-01 15:00 | 2037 | 12 | 0 | 0 | 0
2037-12-01 16:00 | 2037 | 12 | 0 | 0 | 0
2037-12-01 17:00 | 2037 | 12 | 0 | 0 | 0
2037-12-01 18:00 | 2037 | 12 | 0 | 0 | 0
2037-12-01 19:00 | 2037 | 12 | 0 | 0 | 0
2037-12-01 20:00 | 2037 | 12 | 0 | 0 | 0
2037-12-01 21:00 | 2037 | 12 | 0 | 0 | 0
2037-12-01 22:00 | 2037 | 12 | 0 | 0 | 0
2037-12-01 23:00 | 2037 | 12 | 0 | 0 | 0
2037-12-02 | 2037 | 12 | 0 | 0 | 0
2037-12-02 01:00 | 2037 | 12 | 0 | 0 | 0
2037-12-02 02:00 | 2037 | 12 | 0 | 0 | 0
2037-12-02 03:00 | 2037 | 12 | 0 | 0 | 0
2037-12-02 04:00 | 2037 | 12 | 0 | 0 | 0
2037-12-02 05:00 | 2037 | 12 | 0 | 0 | 0
2037-12-02 06:00 | 2037 | 12 | 0 | 0 | 0
2037-12-02 07:00 | 2037 | 12 | 0 | 0 | 0
2037-12-02 08:00 | 2037 | 12 | 0 | 0 | 0
2037-12-02 09:00 | 2037 | 12 | 0 | 0 | 0
2037-12-02 10:00 | 2037 | 12 | 0 | 0 | 0
2037-12-02 11:00 | 2037 | 12 | 0 | 0 | 0
2037-12-02 12:00 | 2037 | 12 | 0 | 0 | 0
2037-12-02 13:00 | 2037 | 12 | 0 | 0 | 0
2037-12-02 14:00 | 2037 | 12 | 0 | 0 | 0
2037-12-02 15:00 | 2037 | 12 | 0 | 0 | 0
2037-12-02 16:00 | 2037 | 12 | 0 | 0 | 0
2037-12-02 17:00 | 2037 | 12 | 0 | 0 | 0
2037-12-02 18:00 | 2037 | 12 | 0 | 0 | 0
2037-12-02 19:00 | 2037 | 12 | 0 | 0 | 0
2037-12-02 20:00 | 2037 | 12 | 0 | 0 | 0
2037-12-02 21:00 | 2037 | 12 | 0 | 0 | 0
2037-12-02 22:00 | 2037 | 12 | 0 | 0 | 0
2037-12-02 23:00 | 2037 | 12 | 0 | 0 | 0
2037-12-03 | 2037 | 12 | 0 | 0 | 0
2037-12-03 01:00 | 2037 | 12 | 0 | 0 | 0
2037-12-03 02:00 | 2037 | 12 | 0 | 0 | 0
2037-12-03 03:00 | 2037 | 12 | 0 | 0 | 0
2037-12-03 04:00 | 2037 | 12 | 0 | 0 | 0
2037-12-03 05:00 | 2037 | 12 | 0 | 0 | 0
2037-12-03 06:00 | 2037 | 12 | 0 | 0 | 0
2037-12-03 07:00 | 2037 | 12 | 0 | 0 | 0
2037-12-03 08:00 | 2037 | 12 | 0 | 0 | 0
2037-12-03 09:00 | 2037 | 12 | 0 | 0 | 0
2037-12-03 10:00 | 2037 | 12 | 0 | 0 | 0
2037-12-03 11:00 | 2037 | 12 | 0 | 0 | 0
2037-12-03 12:00 | 2037 | 12 | 0 | 0 | 0
2037-12-03 13:00 | 2037 | 12 | 0 | 0 | 0
2037-12-03 14:00 | 2037 | 12 | 0 | 0 | 0
2037-12-03 15:00 | 2037 | 12 | 0 | 0 | 0
2037-12-03 16:00 | 2037 | 12 | 0 | 0 | 0
2037-12-03 17:00 | 2037 | 12 | 0 | 0 | 0
2037-12-03 18:00 | 2037 | 12 | 0 | 0 | 0
2037-12-03 19:00 | 2037 | 12 | 0 | 0 | 0
2037-12-03 20:00 | 2037 | 12 | 0 | 0 | 0
2037-12-03 21:00 | 2037 | 12 | 0 | 0 | 0
2037-12-03 22:00 | 2037 | 12 | 0 | 0 | 0
2037-12-03 23:00 | 2037 | 12 | 0 | 0 | 0
2037-12-04 | 2037 | 12 | 0 | 0 | 0
2037-12-04 01:00 | 2037 | 12 | 0 | 0 | 0
2037-12-04 02:00 | 2037 | 12 | 0 | 0 | 0
2037-12-04 03:00 | 2037 | 12 | 0 | 0 | 0
2037-12-04 04:00 | 2037 | 12 | 0 | 0 | 0
2037-12-04 05:00 | 2037 | 12 | 0 | 0 | 0
2037-12-04 06:00 | 2037 | 12 | 0 | 0 | 0
2037-12-04 07:00 | 2037 | 12 | 0 | 0 | 0
2037-12-04 08:00 | 2037 | 12 | 0 | 0 | 0
2037-12-04 09:00 | 2037 | 12 | 0 | 0 | 0
2037-12-04 10:00 | 2037 | 12 | 0 | 0 | 0
2037-12-04 11:00 | 2037 | 12 | 0 | 0 | 0
2037-12-04 12:00 | 2037 | 12 | 0 | 0 | 0
2037-12-04 13:00 | 2037 | 12 | 0 | 0 | 0
2037-12-04 14:00 | 2037 | 12 | 0 | 0 | 0
2037-12-04 15:00 | 2037 | 12 | 0 | 0 | 0
2037-12-04 16:00 | 2037 | 12 | 0 | 0 | 0
2037-12-04 17:00 | 2037 | 12 | 0 | 0 | 0
2037-12-04 18:00 | 2037 | 12 | 0 | 0 | 0
2037-12-04 19:00 | 2037 | 12 | 0 | 0 | 0
2037-12-04 20:00 | 2037 | 12 | 0 | 0 | 0
2037-12-04 21:00 | 2037 | 12 | 0 | 0 | 0
2037-12-04 22:00 | 2037 | 12 | 0 | 0 | 0
2037-12-04 23:00 | 2037 | 12 | 0 | 0 | 0
2037-12-05 | 2037 | 12 | 0 | 0 | 0
2037-12-05 01:00 | 2037 | 12 | 0 | 0 | 0
2037-12-05 02:00 | 2037 | 12 | 0 | 0 | 0
2037-12-05 03:00 | 2037 | 12 | 0 | 0 | 0
2037-12-05 04:00 | 2037 | 12 | 0 | 0 | 0
2037-12-05 05:00 | 2037 | 12 | 0 | 0 | 0
2037-12-05 06:00 | 2037 | 12 | 0 | 0 | 0
2037-12-05 07:00 | 2037 | 12 | 0 | 0 | 0
2037-12-05 08:00 | 2037 | 12 | 0 | 0 | 0
2037-12-05 09:00 | 2037 | 12 | 0 | 0 | 0
2037-12-05 10:00 | 2037 | 12 | 0 | 0 | 0
2037-12-05 11:00 | 2037 | 12 | 0 | 0 | 0
2037-12-05 12:00 | 2037 | 12 | 0 | 0 | 0
2037-12-05 13:00 | 2037 | 12 | 0 | 0 | 0
2037-12-05 14:00 | 2037 | 12 | 0 | 0 | 0
2037-12-05 15:00 | 2037 | 12 | 0 | 0 | 0
2037-12-05 16:00 | 2037 | 12 | 0 | 0 | 0
2037-12-05 17:00 | 2037 | 12 | 0 | 0 | 0
2037-12-05 18:00 | 2037 | 12 | 0 | 0 | 0
2037-12-05 19:00 | 2037 | 12 | 0 | 0 | 0
2037-12-05 20:00 | 2037 | 12 | 0 | 0 | 0
2037-12-05 21:00 | 2037 | 12 | 0 | 0 | 0
2037-12-05 22:00 | 2037 | 12 | 0 | 0 | 0
2037-12-05 23:00 | 2037 | 12 | 0 | 0 | 0
2037-12-06 | 2037 | 12 | 0 | 0 | 0
2037-12-06 01:00 | 2037 | 12 | 0 | 0 | 0
2037-12-06 02:00 | 2037 | 12 | 0 | 0 | 0
2037-12-06 03:00 | 2037 | 12 | 0 | 0 | 0
2037-12-06 04:00 | 2037 | 12 | 0 | 0 | 0
2037-12-06 05:00 | 2037 | 12 | 0 | 0 | 0
2037-12-06 06:00 | 2037 | 12 | 0 | 0 | 0
2037-12-06 07:00 | 2037 | 12 | 0 | 0 | 0
2037-12-06 08:00 | 2037 | 12 | 0 | 0 | 0
2037-12-06 09:00 | 2037 | 12 | 0 | 0 | 0
2037-12-06 10:00 | 2037 | 12 | 0 | 0 | 0
2037-12-06 11:00 | 2037 | 12 | 0 | 0 | 0
2037-12-06 12:00 | 2037 | 12 | 0 | 0 | 0
2037-12-06 13:00 | 2037 | 12 | 0 | 0 | 0
2037-12-06 14:00 | 2037 | 12 | 0 | 0 | 0
2037-12-06 15:00 | 2037 | 12 | 0 | 0 | 0
2037-12-06 16:00 | 2037 | 12 | 0 | 0 | 0
2037-12-06 17:00 | 2037 | 12 | 0 | 0 | 0
2037-12-06 18:00 | 2037 | 12 | 0 | 0 | 0
2037-12-06 19:00 | 2037 | 12 | 0 | 0 | 0
2037-12-06 20:00 | 2037 | 12 | 0 | 0 | 0
2037-12-06 21:00 | 2037 | 12 | 0 | 0 | 0
2037-12-06 22:00 | 2037 | 12 | 0 | 0 | 0
2037-12-06 23:00 | 2037 | 12 | 0 | 0 | 0
2037-12-07 | 2037 | 12 | 0 | 0 | 0
2037-12-07 01:00 | 2037 | 12 | 0 | 0 | 0
2037-12-07 02:00 | 2037 | 12 | 0 | 0 | 0
2037-12-07 03:00 | 2037 | 12 | 0 | 0 | 0
2037-12-07 04:00 | 2037 | 12 | 0 | 0 | 0
2037-12-07 05:00 | 2037 | 12 | 0 | 0 | 0
2037-12-07 06:00 | 2037 | 12 | 0 | 0 | 0
2037-12-07 07:00 | 2037 | 12 | 0 | 0 | 0
2037-12-07 08:00 | 2037 | 12 | 0 | 0 | 0
2037-12-07 09:00 | 2037 | 12 | 0 | 0 | 0
2037-12-07 10:00 | 2037 | 12 | 0 | 0 | 0
2037-12-07 11:00 | 2037 | 12 | 0 | 0 | 0
2037-12-07 12:00 | 2037 | 12 | 0 | 0 | 0
2037-12-07 13:00 | 2037 | 12 | 0 | 0 | 0
2037-12-07 14:00 | 2037 | 12 | 0 | 0 | 0
2037-12-07 15:00 | 2037 | 12 | 0 | 0 | 0
2037-12-07 16:00 | 2037 | 12 | 0 | 0 | 0
2037-12-07 17:00 | 2037 | 12 | 0 | 0 | 0
2037-12-07 18:00 | 2037 | 12 | 0 | 0 | 0
2037-12-07 19:00 | 2037 | 12 | 0 | 0 | 0
2037-12-07 20:00 | 2037 | 12 | 0 | 0 | 0
2037-12-07 21:00 | 2037 | 12 | 0 | 0 | 0
2037-12-07 22:00 | 2037 | 12 | 0 | 0 | 0
2037-12-07 23:00 | 2037 | 12 | 0 | 0 | 0
2037-12-08 | 2037 | 12 | 0 | 0 | 0
2037-12-08 01:00 | 2037 | 12 | 0 | 0 | 0
2037-12-08 02:00 | 2037 | 12 | 0 | 0 | 0
2037-12-08 03:00 | 2037 | 12 | 0 | 0 | 0
2037-12-08 04:00 | 2037 | 12 | 0 | 0 | 0
2037-12-08 05:00 | 2037 | 12 | 0 | 0 | 0
2037-12-08 06:00 | 2037 | 12 | 0 | 0 | 0
2037-12-08 07:00 | 2037 | 12 | 0 | 0 | 0
2037-12-08 08:00 | 2037 | 12 | 0 | 0 | 0
2037-12-08 09:00 | 2037 | 12 | 0 | 0 | 0
2037-12-08 10:00 | 2037 | 12 | 0 | 0 | 0
2037-12-08 11:00 | 2037 | 12 | 0 | 0 | 0
2037-12-08 12:00 | 2037 | 12 | 0 | 0 | 0
2037-12-08 13:00 | 2037 | 12 | 0 | 0 | 0
2037-12-08 14:00 | 2037 | 12 | 0 | 0 | 0
2037-12-08 15:00 | 2037 | 12 | 0 | 0 | 0
2037-12-08 16:00 | 2037 | 12 | 0 | 0 | 0
2037-12-08 17:00 | 2037 | 12 | 0 | 0 | 0
2037-12-08 18:00 | 2037 | 12 | 0 | 0 | 0
2037-12-08 19:00 | 2037 | 12 | 0 | 0 | 0
2037-12-08 20:00 | 2037 | 12 | 0 | 0 | 0
2037-12-08 21:00 | 2037 | 12 | 0 | 0 | 0
2037-12-08 22:00 | 2037 | 12 | 0 | 0 | 0
2037-12-08 23:00 | 2037 | 12 | 0 | 0 | 0
2037-12-09 | 2037 | 12 | 0 | 0 | 0
2037-12-09 01:00 | 2037 | 12 | 0 | 0 | 0
2037-12-09 02:00 | 2037 | 12 | 0 | 0 | 0
2037-12-09 03:00 | 2037 | 12 | 0 | 0 | 0
2037-12-09 04:00 | 2037 | 12 | 0 | 0 | 0
2037-12-09 05:00 | 2037 | 12 | 0 | 0 | 0
2037-12-09 06:00 | 2037 | 12 | 0 | 0 | 0
2037-12-09 07:00 | 2037 | 12 | 0 | 0 | 0
2037-12-09 08:00 | 2037 | 12 | 0 | 0 | 0
2037-12-09 09:00 | 2037 | 12 | 0 | 0 | 0
2037-12-09 10:00 | 2037 | 12 | 0 | 0 | 0
2037-12-09 11:00 | 2037 | 12 | 0 | 0 | 0
2037-12-09 12:00 | 2037 | 12 | 0 | 0 | 0
2037-12-09 13:00 | 2037 | 12 | 0 | 0 | 0
2037-12-09 14:00 | 2037 | 12 | 0 | 0 | 0
2037-12-09 15:00 | 2037 | 12 | 0 | 0 | 0
2037-12-09 16:00 | 2037 | 12 | 0 | 0 | 0
2037-12-09 17:00 | 2037 | 12 | 0 | 0 | 0
2037-12-09 18:00 | 2037 | 12 | 0 | 0 | 0
2037-12-09 19:00 | 2037 | 12 | 0 | 0 | 0
2037-12-09 20:00 | 2037 | 12 | 0 | 0 | 0
2037-12-09 21:00 | 2037 | 12 | 0 | 0 | 0
2037-12-09 22:00 | 2037 | 12 | 0 | 0 | 0
2037-12-09 23:00 | 2037 | 12 | 0 | 0 | 0
2037-12-10 | 2037 | 12 | 0 | 0 | 0
2037-12-10 01:00 | 2037 | 12 | 0 | 0 | 0
2037-12-10 02:00 | 2037 | 12 | 0 | 0 | 0
2037-12-10 03:00 | 2037 | 12 | 0 | 0 | 0
2037-12-10 04:00 | 2037 | 12 | 0 | 0 | 0
2037-12-10 05:00 | 2037 | 12 | 0 | 0 | 0
2037-12-10 06:00 | 2037 | 12 | 0 | 0 | 0
2037-12-10 07:00 | 2037 | 12 | 0 | 0 | 0
2037-12-10 08:00 | 2037 | 12 | 0 | 0 | 0
2037-12-10 09:00 | 2037 | 12 | 0 | 0 | 0
2037-12-10 10:00 | 2037 | 12 | 0 | 0 | 0
2037-12-10 11:00 | 2037 | 12 | 0 | 0 | 0
2037-12-10 12:00 | 2037 | 12 | 0 | 0 | 0
2037-12-10 13:00 | 2037 | 12 | 0 | 0 | 0
2037-12-10 14:00 | 2037 | 12 | 0 | 0 | 0
2037-12-10 15:00 | 2037 | 12 | 0 | 0 | 0
2037-12-10 16:00 | 2037 | 12 | 0 | 0 | 0
2037-12-10 17:00 | 2037 | 12 | 0 | 0 | 0
2037-12-10 18:00 | 2037 | 12 | 0 | 0 | 0
2037-12-10 19:00 | 2037 | 12 | 0 | 0 | 0
2037-12-10 20:00 | 2037 | 12 | 0 | 0 | 0
2037-12-10 21:00 | 2037 | 12 | 0 | 0 | 0
2037-12-10 22:00 | 2037 | 12 | 0 | 0 | 0
2037-12-10 23:00 | 2037 | 12 | 0 | 0 | 0
2037-12-11 | 2037 | 12 | 0 | 0 | 0
2037-12-11 01:00 | 2037 | 12 | 0 | 0 | 0
2037-12-11 02:00 | 2037 | 12 | 0 | 0 | 0
2037-12-11 03:00 | 2037 | 12 | 0 | 0 | 0
2037-12-11 04:00 | 2037 | 12 | 0 | 0 | 0
2037-12-11 05:00 | 2037 | 12 | 0 | 0 | 0
2037-12-11 06:00 | 2037 | 12 | 0 | 0 | 0
2037-12-11 07:00 | 2037 | 12 | 0 | 0 | 0
2037-12-11 08:00 | 2037 | 12 | 0 | 0 | 0
2037-12-11 09:00 | 2037 | 12 | 0 | 0 | 0
2037-12-11 10:00 | 2037 | 12 | 0 | 0 | 0
2037-12-11 11:00 | 2037 | 12 | 0 | 0 | 0
2037-12-11 12:00 | 2037 | 12 | 0 | 0 | 0
2037-12-11 13:00 | 2037 | 12 | 0 | 0 | 0
2037-12-11 14:00 | 2037 | 12 | 0 | 0 | 0
2037-12-11 15:00 | 2037 | 12 | 0 | 0 | 0
2037-12-11 16:00 | 2037 | 12 | 0 | 0 | 0
2037-12-11 17:00 | 2037 | 12 | 0 | 0 | 0
2037-12-11 18:00 | 2037 | 12 | 0 | 0 | 0
2037-12-11 19:00 | 2037 | 12 | 0 | 0 | 0
2037-12-11 20:00 | 2037 | 12 | 0 | 0 | 0
2037-12-11 21:00 | 2037 | 12 | 0 | 0 | 0
2037-12-11 22:00 | 2037 | 12 | 0 | 0 | 0
2037-12-11 23:00 | 2037 | 12 | 0 | 0 | 0
2037-12-12 | 2037 | 12 | 0 | 0 | 0
2037-12-12 01:00 | 2037 | 12 | 0 | 0 | 0
2037-12-12 02:00 | 2037 | 12 | 0 | 0 | 0
2037-12-12 03:00 | 2037 | 12 | 0 | 0 | 0
2037-12-12 04:00 | 2037 | 12 | 0 | 0 | 0
2037-12-12 05:00 | 2037 | 12 | 0 | 0 | 0
2037-12-12 06:00 | 2037 | 12 | 0 | 0 | 0
2037-12-12 07:00 | 2037 | 12 | 0 | 0 | 0
2037-12-12 08:00 | 2037 | 12 | 0 | 0 | 0
2037-12-12 09:00 | 2037 | 12 | 0 | 0 | 0
2037-12-12 10:00 | 2037 | 12 | 0 | 0 | 0
2037-12-12 11:00 | 2037 | 12 | 0 | 0 | 0
2037-12-12 12:00 | 2037 | 12 | 0 | 0 | 0
2037-12-12 13:00 | 2037 | 12 | 0 | 0 | 0
2037-12-12 14:00 | 2037 | 12 | 0 | 0 | 0
2037-12-12 15:00 | 2037 | 12 | 0 | 0 | 0
2037-12-12 16:00 | 2037 | 12 | 0 | 0 | 0
2037-12-12 17:00 | 2037 | 12 | 0 | 0 | 0
2037-12-12 18:00 | 2037 | 12 | 0 | 0 | 0
2037-12-12 19:00 | 2037 | 12 | 0 | 0 | 0
2037-12-12 20:00 | 2037 | 12 | 0 | 0 | 0
2037-12-12 21:00 | 2037 | 12 | 0 | 0 | 0
2037-12-12 22:00 | 2037 | 12 | 0 | 0 | 0
2037-12-12 23:00 | 2037 | 12 | 0 | 0 | 0
2037-12-13 | 2037 | 12 | 0 | 0 | 0
2037-12-13 01:00 | 2037 | 12 | 0 | 0 | 0
2037-12-13 02:00 | 2037 | 12 | 0 | 0 | 0
2037-12-13 03:00 | 2037 | 12 | 0 | 0 | 0
2037-12-13 04:00 | 2037 | 12 | 0 | 0 | 0
2037-12-13 05:00 | 2037 | 12 | 0 | 0 | 0
2037-12-13 06:00 | 2037 | 12 | 0 | 0 | 0
2037-12-13 07:00 | 2037 | 12 | 0 | 0 | 0
2037-12-13 08:00 | 2037 | 12 | 0 | 0 | 0
2037-12-13 09:00 | 2037 | 12 | 0 | 0 | 0
2037-12-13 10:00 | 2037 | 12 | 0 | 0 | 0
2037-12-13 11:00 | 2037 | 12 | 0 | 0 | 0
2037-12-13 12:00 | 2037 | 12 | 0 | 0 | 0
2037-12-13 13:00 | 2037 | 12 | 0 | 0 | 0
2037-12-13 14:00 | 2037 | 12 | 0 | 0 | 0
2037-12-13 15:00 | 2037 | 12 | 0 | 0 | 0
2037-12-13 16:00 | 2037 | 12 | 0 | 0 | 0
2037-12-13 17:00 | 2037 | 12 | 0 | 0 | 0
2037-12-13 18:00 | 2037 | 12 | 0 | 0 | 0
2037-12-13 19:00 | 2037 | 12 | 0 | 0 | 0
2037-12-13 20:00 | 2037 | 12 | 0 | 0 | 0
2037-12-13 21:00 | 2037 | 12 | 0 | 0 | 0
2037-12-13 22:00 | 2037 | 12 | 0 | 0 | 0
2037-12-13 23:00 | 2037 | 12 | 0 | 0 | 0
2037-12-14 | 2037 | 12 | 0 | 0 | 0
2037-12-14 01:00 | 2037 | 12 | 0 | 0 | 0
2037-12-14 02:00 | 2037 | 12 | 0 | 0 | 0
2037-12-14 03:00 | 2037 | 12 | 0 | 0 | 0
2037-12-14 04:00 | 2037 | 12 | 0 | 0 | 0
2037-12-14 05:00 | 2037 | 12 | 0 | 0 | 0
2037-12-14 06:00 | 2037 | 12 | 0 | 0 | 0
2037-12-14 07:00 | 2037 | 12 | 0 | 0 | 0
2037-12-14 08:00 | 2037 | 12 | 0 | 0 | 0
2037-12-14 09:00 | 2037 | 12 | 0 | 0 | 0
2037-12-14 10:00 | 2037 | 12 | 0 | 0 | 0
2037-12-14 11:00 | 2037 | 12 | 0 | 0 | 0
2037-12-14 12:00 | 2037 | 12 | 0 | 0 | 0
2037-12-14 13:00 | 2037 | 12 | 0 | 0 | 0
2037-12-14 14:00 | 2037 | 12 | 0 | 0 | 0
2037-12-14 15:00 | 2037 | 12 | 0 | 0 | 0
2037-12-14 16:00 | 2037 | 12 | 0 | 0 | 0
2037-12-14 17:00 | 2037 | 12 | 0 | 0 | 0
2037-12-14 18:00 | 2037 | 12 | 0 | 0 | 0
2037-12-14 19:00 | 2037 | 12 | 0 | 0 | 0
2037-12-14 20:00 | 2037 | 12 | 0 | 0 | 0
2037-12-14 21:00 | 2037 | 12 | 0 | 0 | 0
2037-12-14 22:00 | 2037 | 12 | 0 | 0 | 0
2037-12-14 23:00 | 2037 | 12 | 0 | 0 | 0
2037-12-15 | 2037 | 12 | 0 | 0 | 0
2037-12-15 01:00 | 2037 | 12 | 0 | 0 | 0
2037-12-15 02:00 | 2037 | 12 | 0 | 0 | 0
2037-12-15 03:00 | 2037 | 12 | 0 | 0 | 0
2037-12-15 04:00 | 2037 | 12 | 0 | 0 | 0
2037-12-15 05:00 | 2037 | 12 | 0 | 0 | 0
2037-12-15 06:00 | 2037 | 12 | 0 | 0 | 0
2037-12-15 07:00 | 2037 | 12 | 0 | 0 | 0
2037-12-15 08:00 | 2037 | 12 | 0 | 0 | 0
2037-12-15 09:00 | 2037 | 12 | 0 | 0 | 0
2037-12-15 10:00 | 2037 | 12 | 0 | 0 | 0
2037-12-15 11:00 | 2037 | 12 | 0 | 0 | 0
2037-12-15 12:00 | 2037 | 12 | 0 | 0 | 0
2037-12-15 13:00 | 2037 | 12 | 0 | 0 | 0
2037-12-15 14:00 | 2037 | 12 | 0 | 0 | 0
2037-12-15 15:00 | 2037 | 12 | 0 | 0 | 0
2037-12-15 16:00 | 2037 | 12 | 0 | 0 | 0
2037-12-15 17:00 | 2037 | 12 | 0 | 0 | 0
2037-12-15 18:00 | 2037 | 12 | 0 | 0 | 0
2037-12-15 19:00 | 2037 | 12 | 0 | 0 | 0
2037-12-15 20:00 | 2037 | 12 | 0 | 0 | 0
2037-12-15 21:00 | 2037 | 12 | 0 | 0 | 0
2037-12-15 22:00 | 2037 | 12 | 0 | 0 | 0
2037-12-15 23:00 | 2037 | 12 | 0 | 0 | 0
2037-12-16 | 2037 | 12 | 0 | 0 | 0
2037-12-16 01:00 | 2037 | 12 | 0 | 0 | 0
2037-12-16 02:00 | 2037 | 12 | 0 | 0 | 0
2037-12-16 03:00 | 2037 | 12 | 0 | 0 | 0
2037-12-16 04:00 | 2037 | 12 | 0 | 0 | 0
2037-12-16 05:00 | 2037 | 12 | 0 | 0 | 0
2037-12-16 06:00 | 2037 | 12 | 0 | 0 | 0
2037-12-16 07:00 | 2037 | 12 | 0 | 0 | 0
2037-12-16 08:00 | 2037 | 12 | 0 | 0 | 0
2037-12-16 09:00 | 2037 | 12 | 0 | 0 | 0
2037-12-16 10:00 | 2037 | 12 | 0 | 0 | 0
2037-12-16 11:00 | 2037 | 12 | 0 | 0 | 0
2037-12-16 12:00 | 2037 | 12 | 0 | 0 | 0
2037-12-16 13:00 | 2037 | 12 | 0 | 0 | 0
2037-12-16 14:00 | 2037 | 12 | 0 | 0 | 0
2037-12-16 15:00 | 2037 | 12 | 0 | 0 | 0
2037-12-16 16:00 | 2037 | 12 | 0 | 0 | 0
2037-12-16 17:00 | 2037 | 12 | 0 | 0 | 0
2037-12-16 18:00 | 2037 | 12 | 0 | 0 | 0
2037-12-16 19:00 | 2037 | 12 | 0 | 0 | 0
2037-12-16 20:00 | 2037 | 12 | 0 | 0 | 0
2037-12-16 21:00 | 2037 | 12 | 0 | 0 | 0
2037-12-16 22:00 | 2037 | 12 | 0 | 0 | 0
2037-12-16 23:00 | 2037 | 12 | 0 | 0 | 0
2037-12-17 | 2037 | 12 | 0 | 0 | 0
2037-12-17 01:00 | 2037 | 12 | 0 | 0 | 0
2037-12-17 02:00 | 2037 | 12 | 0 | 0 | 0
2037-12-17 03:00 | 2037 | 12 | 0 | 0 | 0
2037-12-17 04:00 | 2037 | 12 | 0 | 0 | 0
2037-12-17 05:00 | 2037 | 12 | 0 | 0 | 0
2037-12-17 06:00 | 2037 | 12 | 0 | 0 | 0
2037-12-17 07:00 | 2037 | 12 | 0 | 0 | 0
2037-12-17 08:00 | 2037 | 12 | 0 | 0 | 0
2037-12-17 09:00 | 2037 | 12 | 0 | 0 | 0
2037-12-17 10:00 | 2037 | 12 | 0 | 0 | 0
2037-12-17 11:00 | 2037 | 12 | 0 | 0 | 0
2037-12-17 12:00 | 2037 | 12 | 0 | 0 | 0
2037-12-17 13:00 | 2037 | 12 | 0 | 0 | 0
2037-12-17 14:00 | 2037 | 12 | 0 | 0 | 0
2037-12-17 15:00 | 2037 | 12 | 0 | 0 | 0
2037-12-17 16:00 | 2037 | 12 | 0 | 0 | 0
2037-12-17 17:00 | 2037 | 12 | 0 | 0 | 0
2037-12-17 18:00 | 2037 | 12 | 0 | 0 | 0
2037-12-17 19:00 | 2037 | 12 | 0 | 0 | 0
2037-12-17 20:00 | 2037 | 12 | 0 | 0 | 0
2037-12-17 21:00 | 2037 | 12 | 0 | 0 | 0
2037-12-17 22:00 | 2037 | 12 | 0 | 0 | 0
2037-12-17 23:00 | 2037 | 12 | 0 | 0 | 0
2037-12-18 | 2037 | 12 | 0 | 0 | 0
2037-12-18 01:00 | 2037 | 12 | 0 | 0 | 0
2037-12-18 02:00 | 2037 | 12 | 0 | 0 | 0
2037-12-18 03:00 | 2037 | 12 | 0 | 0 | 0
2037-12-18 04:00 | 2037 | 12 | 0 | 0 | 0
2037-12-18 05:00 | 2037 | 12 | 0 | 0 | 0
2037-12-18 06:00 | 2037 | 12 | 0 | 0 | 0
2037-12-18 07:00 | 2037 | 12 | 0 | 0 | 0
2037-12-18 08:00 | 2037 | 12 | 0 | 0 | 0
2037-12-18 09:00 | 2037 | 12 | 0 | 0 | 0
2037-12-18 10:00 | 2037 | 12 | 0 | 0 | 0
2037-12-18 11:00 | 2037 | 12 | 0 | 0 | 0
2037-12-18 12:00 | 2037 | 12 | 0 | 0 | 0
2037-12-18 13:00 | 2037 | 12 | 0 | 0 | 0
2037-12-18 14:00 | 2037 | 12 | 0 | 0 | 0
2037-12-18 15:00 | 2037 | 12 | 0 | 0 | 0
2037-12-18 16:00 | 2037 | 12 | 0 | 0 | 0
2037-12-18 17:00 | 2037 | 12 | 0 | 0 | 0
2037-12-18 18:00 | 2037 | 12 | 0 | 0 | 0
2037-12-18 19:00 | 2037 | 12 | 0 | 0 | 0
2037-12-18 20:00 | 2037 | 12 | 0 | 0 | 0
2037-12-18 21:00 | 2037 | 12 | 0 | 0 | 0
2037-12-18 22:00 | 2037 | 12 | 0 | 0 | 0
2037-12-18 23:00 | 2037 | 12 | 0 | 0 | 0
2037-12-19 | 2037 | 12 | 0 | 0 | 0
2037-12-19 01:00 | 2037 | 12 | 0 | 0 | 0
2037-12-19 02:00 | 2037 | 12 | 0 | 0 | 0
2037-12-19 03:00 | 2037 | 12 | 0 | 0 | 0
2037-12-19 04:00 | 2037 | 12 | 0 | 0 | 0
2037-12-19 05:00 | 2037 | 12 | 0 | 0 | 0
2037-12-19 06:00 | 2037 | 12 | 0 | 0 | 0
2037-12-19 07:00 | 2037 | 12 | 0 | 0 | 0
2037-12-19 08:00 | 2037 | 12 | 0 | 0 | 0
2037-12-19 09:00 | 2037 | 12 | 0 | 0 | 0
2037-12-19 10:00 | 2037 | 12 | 0 | 0 | 0
2037-12-19 11:00 | 2037 | 12 | 0 | 0 | 0
2037-12-19 12:00 | 2037 | 12 | 0 | 0 | 0
2037-12-19 13:00 | 2037 | 12 | 0 | 0 | 0
2037-12-19 14:00 | 2037 | 12 | 0 | 0 | 0
2037-12-19 15:00 | 2037 | 12 | 0 | 0 | 0
2037-12-19 16:00 | 2037 | 12 | 0 | 0 | 0
2037-12-19 17:00 | 2037 | 12 | 0 | 0 | 0
2037-12-19 18:00 | 2037 | 12 | 0 | 0 | 0
2037-12-19 19:00 | 2037 | 12 | 0 | 0 | 0
2037-12-19 20:00 | 2037 | 12 | 0 | 0 | 0
2037-12-19 21:00 | 2037 | 12 | 0 | 0 | 0
2037-12-19 22:00 | 2037 | 12 | 0 | 0 | 0
2037-12-19 23:00 | 2037 | 12 | 0 | 0 | 0
2037-12-20 | 2037 | 12 | 0 | 0 | 0
2037-12-20 01:00 | 2037 | 12 | 0 | 0 | 0
2037-12-20 02:00 | 2037 | 12 | 0 | 0 | 0
2037-12-20 03:00 | 2037 | 12 | 0 | 0 | 0
2037-12-20 04:00 | 2037 | 12 | 0 | 0 | 0
2037-12-20 05:00 | 2037 | 12 | 0 | 0 | 0
2037-12-20 06:00 | 2037 | 12 | 0 | 0 | 0
2037-12-20 07:00 | 2037 | 12 | 0 | 0 | 0
2037-12-20 08:00 | 2037 | 12 | 0 | 0 | 0
2037-12-20 09:00 | 2037 | 12 | 0 | 0 | 0
2037-12-20 10:00 | 2037 | 12 | 0 | 0 | 0
2037-12-20 11:00 | 2037 | 12 | 0 | 0 | 0
2037-12-20 12:00 | 2037 | 12 | 0 | 0 | 0
2037-12-20 13:00 | 2037 | 12 | 0 | 0 | 0
2037-12-20 14:00 | 2037 | 12 | 0 | 0 | 0
2037-12-20 15:00 | 2037 | 12 | 0 | 0 | 0
2037-12-20 16:00 | 2037 | 12 | 0 | 0 | 0
2037-12-20 17:00 | 2037 | 12 | 0 | 0 | 0
2037-12-20 18:00 | 2037 | 12 | 0 | 0 | 0
2037-12-20 19:00 | 2037 | 12 | 0 | 0 | 0
2037-12-20 20:00 | 2037 | 12 | 0 | 0 | 0
2037-12-20 21:00 | 2037 | 12 | 0 | 0 | 0
2037-12-20 22:00 | 2037 | 12 | 0 | 0 | 0
2037-12-20 23:00 | 2037 | 12 | 0 | 0 | 0
2037-12-21 | 2037 | 12 | 0 | 0 | 0
2037-12-21 01:00 | 2037 | 12 | 0 | 0 | 0
2037-12-21 02:00 | 2037 | 12 | 0 | 0 | 0
2037-12-21 03:00 | 2037 | 12 | 0 | 0 | 0
2037-12-21 04:00 | 2037 | 12 | 0 | 0 | 0
2037-12-21 05:00 | 2037 | 12 | 0 | 0 | 0
2037-12-21 06:00 | 2037 | 12 | 0 | 0 | 0
2037-12-21 07:00 | 2037 | 12 | 0 | 0 | 0
2037-12-21 08:00 | 2037 | 12 | 0 | 0 | 0
2037-12-21 09:00 | 2037 | 12 | 0 | 0 | 0
2037-12-21 10:00 | 2037 | 12 | 0 | 0 | 0
2037-12-21 11:00 | 2037 | 12 | 0 | 0 | 0
2037-12-21 12:00 | 2037 | 12 | 0 | 0 | 0
2037-12-21 13:00 | 2037 | 12 | 0 | 0 | 0
2037-12-21 14:00 | 2037 | 12 | 0 | 0 | 0
2037-12-21 15:00 | 2037 | 12 | 0 | 0 | 0
2037-12-21 16:00 | 2037 | 12 | 0 | 0 | 0
2037-12-21 17:00 | 2037 | 12 | 0 | 0 | 0
2037-12-21 18:00 | 2037 | 12 | 0 | 0 | 0
2037-12-21 19:00 | 2037 | 12 | 0 | 0 | 0
2037-12-21 20:00 | 2037 | 12 | 0 | 0 | 0
2037-12-21 21:00 | 2037 | 12 | 0 | 0 | 0
2037-12-21 22:00 | 2037 | 12 | 0 | 0 | 0
2037-12-21 23:00 | 2037 | 12 | 0 | 0 | 0
2037-12-22 | 2037 | 12 | 0 | 0 | 0
2037-12-22 01:00 | 2037 | 12 | 0 | 0 | 0
2037-12-22 02:00 | 2037 | 12 | 0 | 0 | 0
2037-12-22 03:00 | 2037 | 12 | 0 | 0 | 0
2037-12-22 04:00 | 2037 | 12 | 0 | 0 | 0
2037-12-22 05:00 | 2037 | 12 | 0 | 0 | 0
2037-12-22 06:00 | 2037 | 12 | 0 | 0 | 0
2037-12-22 07:00 | 2037 | 12 | 0 | 0 | 0
2037-12-22 08:00 | 2037 | 12 | 0 | 0 | 0
2037-12-22 09:00 | 2037 | 12 | 0 | 0 | 0
2037-12-22 10:00 | 2037 | 12 | 0 | 0 | 0
2037-12-22 11:00 | 2037 | 12 | 0 | 0 | 0
2037-12-22 12:00 | 2037 | 12 | 0 | 0 | 0
2037-12-22 13:00 | 2037 | 12 | 0 | 0 | 0
2037-12-22 14:00 | 2037 | 12 | 0 | 0 | 0
2037-12-22 15:00 | 2037 | 12 | 0 | 0 | 0
2037-12-22 16:00 | 2037 | 12 | 0 | 0 | 0
2037-12-22 17:00 | 2037 | 12 | 0 | 0 | 0
2037-12-22 18:00 | 2037 | 12 | 0 | 0 | 0
2037-12-22 19:00 | 2037 | 12 | 0 | 0 | 0
2037-12-22 20:00 | 2037 | 12 | 0 | 0 | 0
2037-12-22 21:00 | 2037 | 12 | 0 | 0 | 0
2037-12-22 22:00 | 2037 | 12 | 0 | 0 | 0
2037-12-22 23:00 | 2037 | 12 | 0 | 0 | 0
2037-12-23 | 2037 | 12 | 0 | 0 | 0
2037-12-23 01:00 | 2037 | 12 | 0 | 0 | 0
2037-12-23 02:00 | 2037 | 12 | 0 | 0 | 0
2037-12-23 03:00 | 2037 | 12 | 0 | 0 | 0
2037-12-23 04:00 | 2037 | 12 | 0 | 0 | 0
2037-12-23 05:00 | 2037 | 12 | 0 | 0 | 0
2037-12-23 06:00 | 2037 | 12 | 0 | 0 | 0
2037-12-23 07:00 | 2037 | 12 | 0 | 0 | 0
2037-12-23 08:00 | 2037 | 12 | 0 | 0 | 0
2037-12-23 09:00 | 2037 | 12 | 0 | 0 | 0
2037-12-23 10:00 | 2037 | 12 | 0 | 0 | 0
2037-12-23 11:00 | 2037 | 12 | 0 | 0 | 0
2037-12-23 12:00 | 2037 | 12 | 0 | 0 | 0
2037-12-23 13:00 | 2037 | 12 | 0 | 0 | 0
2037-12-23 14:00 | 2037 | 12 | 0 | 0 | 0
2037-12-23 15:00 | 2037 | 12 | 0 | 0 | 0
2037-12-23 16:00 | 2037 | 12 | 0 | 0 | 0
2037-12-23 17:00 | 2037 | 12 | 0 | 0 | 0
2037-12-23 18:00 | 2037 | 12 | 0 | 0 | 0
2037-12-23 19:00 | 2037 | 12 | 0 | 0 | 0
2037-12-23 20:00 | 2037 | 12 | 0 | 0 | 0
2037-12-23 21:00 | 2037 | 12 | 0 | 0 | 0
2037-12-23 22:00 | 2037 | 12 | 0 | 0 | 0
2037-12-23 23:00 | 2037 | 12 | 0 | 0 | 0
2037-12-24 | 2037 | 12 | 0 | 0 | 0
2037-12-24 01:00 | 2037 | 12 | 0 | 0 | 0
2037-12-24 02:00 | 2037 | 12 | 0 | 0 | 0
2037-12-24 03:00 | 2037 | 12 | 0 | 0 | 0
2037-12-24 04:00 | 2037 | 12 | 0 | 0 | 0
2037-12-24 05:00 | 2037 | 12 | 0 | 0 | 0
2037-12-24 06:00 | 2037 | 12 | 0 | 0 | 0
2037-12-24 07:00 | 2037 | 12 | 0 | 0 | 0
2037-12-24 08:00 | 2037 | 12 | 0 | 0 | 0
2037-12-24 09:00 | 2037 | 12 | 0 | 0 | 0
2037-12-24 10:00 | 2037 | 12 | 0 | 0 | 0
2037-12-24 11:00 | 2037 | 12 | 0 | 0 | 0
2037-12-24 12:00 | 2037 | 12 | 0 | 0 | 0
2037-12-24 13:00 | 2037 | 12 | 0 | 0 | 0
2037-12-24 14:00 | 2037 | 12 | 0 | 0 | 0
2037-12-24 15:00 | 2037 | 12 | 0 | 0 | 0
2037-12-24 16:00 | 2037 | 12 | 0 | 0 | 0
2037-12-24 17:00 | 2037 | 12 | 0 | 0 | 0
2037-12-24 18:00 | 2037 | 12 | 0 | 0 | 0
2037-12-24 19:00 | 2037 | 12 | 0 | 0 | 0
2037-12-24 20:00 | 2037 | 12 | 0 | 0 | 0
2037-12-24 21:00 | 2037 | 12 | 0 | 0 | 0
2037-12-24 22:00 | 2037 | 12 | 0 | 0 | 0
2037-12-24 23:00 | 2037 | 12 | 0 | 0 | 0
2037-12-25 | 2037 | 12 | 0 | 0 | 0
2037-12-25 01:00 | 2037 | 12 | 0 | 0 | 0
2037-12-25 02:00 | 2037 | 12 | 0 | 0 | 0
2037-12-25 03:00 | 2037 | 12 | 0 | 0 | 0
2037-12-25 04:00 | 2037 | 12 | 0 | 0 | 0
2037-12-25 05:00 | 2037 | 12 | 0 | 0 | 0
2037-12-25 06:00 | 2037 | 12 | 0 | 0 | 0
2037-12-25 07:00 | 2037 | 12 | 0 | 0 | 0
2037-12-25 08:00 | 2037 | 12 | 0 | 0 | 0
2037-12-25 09:00 | 2037 | 12 | 0 | 0 | 0
2037-12-25 10:00 | 2037 | 12 | 0 | 0 | 0
2037-12-25 11:00 | 2037 | 12 | 0 | 0 | 0
2037-12-25 12:00 | 2037 | 12 | 0 | 0 | 0
2037-12-25 13:00 | 2037 | 12 | 0 | 0 | 0
2037-12-25 14:00 | 2037 | 12 | 0 | 0 | 0
2037-12-25 15:00 | 2037 | 12 | 0 | 0 | 0
2037-12-25 16:00 | 2037 | 12 | 0 | 0 | 0
2037-12-25 17:00 | 2037 | 12 | 0 | 0 | 0
2037-12-25 18:00 | 2037 | 12 | 0 | 0 | 0
2037-12-25 19:00 | 2037 | 12 | 0 | 0 | 0
2037-12-25 20:00 | 2037 | 12 | 0 | 0 | 0
2037-12-25 21:00 | 2037 | 12 | 0 | 0 | 0
2037-12-25 22:00 | 2037 | 12 | 0 | 0 | 0
2037-12-25 23:00 | 2037 | 12 | 0 | 0 | 0
2037-12-26 | 2037 | 12 | 0 | 0 | 0
2037-12-26 01:00 | 2037 | 12 | 0 | 0 | 0
2037-12-26 02:00 | 2037 | 12 | 0 | 0 | 0
2037-12-26 03:00 | 2037 | 12 | 0 | 0 | 0
2037-12-26 04:00 | 2037 | 12 | 0 | 0 | 0
2037-12-26 05:00 | 2037 | 12 | 0 | 0 | 0
2037-12-26 06:00 | 2037 | 12 | 0 | 0 | 0
2037-12-26 07:00 | 2037 | 12 | 0 | 0 | 0
2037-12-26 08:00 | 2037 | 12 | 0 | 0 | 0
2037-12-26 09:00 | 2037 | 12 | 0 | 0 | 0
2037-12-26 10:00 | 2037 | 12 | 0 | 0 | 0
2037-12-26 11:00 | 2037 | 12 | 0 | 0 | 0
2037-12-26 12:00 | 2037 | 12 | 0 | 0 | 0
2037-12-26 13:00 | 2037 | 12 | 0 | 0 | 0
2037-12-26 14:00 | 2037 | 12 | 0 | 0 | 0
2037-12-26 15:00 | 2037 | 12 | 0 | 0 | 0
2037-12-26 16:00 | 2037 | 12 | 0 | 0 | 0
2037-12-26 17:00 | 2037 | 12 | 0 | 0 | 0
2037-12-26 18:00 | 2037 | 12 | 0 | 0 | 0
2037-12-26 19:00 | 2037 | 12 | 0 | 0 | 0
2037-12-26 20:00 | 2037 | 12 | 0 | 0 | 0
2037-12-26 21:00 | 2037 | 12 | 0 | 0 | 0
2037-12-26 22:00 | 2037 | 12 | 0 | 0 | 0
2037-12-26 23:00 | 2037 | 12 | 0 | 0 | 0
2037-12-27 | 2037 | 12 | 0 | 0 | 0
2037-12-27 01:00 | 2037 | 12 | 0 | 0 | 0
2037-12-27 02:00 | 2037 | 12 | 0 | 0 | 0
2037-12-27 03:00 | 2037 | 12 | 0 | 0 | 0
2037-12-27 04:00 | 2037 | 12 | 0 | 0 | 0
2037-12-27 05:00 | 2037 | 12 | 0 | 0 | 0
2037-12-27 06:00 | 2037 | 12 | 0 | 0 | 0
2037-12-27 07:00 | 2037 | 12 | 0 | 0 | 0
2037-12-27 08:00 | 2037 | 12 | 0 | 0 | 0
2037-12-27 09:00 | 2037 | 12 | 0 | 0 | 0
2037-12-27 10:00 | 2037 | 12 | 0 | 0 | 0
2037-12-27 11:00 | 2037 | 12 | 0 | 0 | 0
2037-12-27 12:00 | 2037 | 12 | 0 | 0 | 0
2037-12-27 13:00 | 2037 | 12 | 0 | 0 | 0
2037-12-27 14:00 | 2037 | 12 | 0 | 0 | 0
2037-12-27 15:00 | 2037 | 12 | 0 | 0 | 0
2037-12-27 16:00 | 2037 | 12 | 0 | 0 | 0
2037-12-27 17:00 | 2037 | 12 | 0 | 0 | 0
2037-12-27 18:00 | 2037 | 12 | 0 | 0 | 0
2037-12-27 19:00 | 2037 | 12 | 0 | 0 | 0
2037-12-27 20:00 | 2037 | 12 | 0 | 0 | 0
2037-12-27 21:00 | 2037 | 12 | 0 | 0 | 0
2037-12-27 22:00 | 2037 | 12 | 0 | 0 | 0
2037-12-27 23:00 | 2037 | 12 | 0 | 0 | 0
2037-12-28 | 2037 | 12 | 0 | 0 | 0
2037-12-28 01:00 | 2037 | 12 | 0 | 0 | 0
2037-12-28 02:00 | 2037 | 12 | 0 | 0 | 0
2037-12-28 03:00 | 2037 | 12 | 0 | 0 | 0
2037-12-28 04:00 | 2037 | 12 | 0 | 0 | 0
2037-12-28 05:00 | 2037 | 12 | 0 | 0 | 0
2037-12-28 06:00 | 2037 | 12 | 0 | 0 | 0
2037-12-28 07:00 | 2037 | 12 | 0 | 0 | 0
2037-12-28 08:00 | 2037 | 12 | 0 | 0 | 0
2037-12-28 09:00 | 2037 | 12 | 0 | 0 | 0
2037-12-28 10:00 | 2037 | 12 | 0 | 0 | 0
2037-12-28 11:00 | 2037 | 12 | 0 | 0 | 0
2037-12-28 12:00 | 2037 | 12 | 0 | 0 | 0
2037-12-28 13:00 | 2037 | 12 | 0 | 0 | 0
2037-12-28 14:00 | 2037 | 12 | 0 | 0 | 0
2037-12-28 15:00 | 2037 | 12 | 0 | 0 | 0
2037-12-28 16:00 | 2037 | 12 | 0 | 0 | 0
2037-12-28 17:00 | 2037 | 12 | 0 | 0 | 0
2037-12-28 18:00 | 2037 | 12 | 0 | 0 | 0
2037-12-28 19:00 | 2037 | 12 | 0 | 0 | 0
2037-12-28 20:00 | 2037 | 12 | 0 | 0 | 0
2037-12-28 21:00 | 2037 | 12 | 0 | 0 | 0
2037-12-28 22:00 | 2037 | 12 | 0 | 0 | 0
2037-12-28 23:00 | 2037 | 12 | 0 | 0 | 0
2037-12-29 | 2037 | 12 | 0 | 0 | 0
2037-12-29 01:00 | 2037 | 12 | 0 | 0 | 0
2037-12-29 02:00 | 2037 | 12 | 0 | 0 | 0
2037-12-29 03:00 | 2037 | 12 | 0 | 0 | 0
2037-12-29 04:00 | 2037 | 12 | 0 | 0 | 0
2037-12-29 05:00 | 2037 | 12 | 0 | 0 | 0
2037-12-29 06:00 | 2037 | 12 | 0 | 0 | 0
2037-12-29 07:00 | 2037 | 12 | 0 | 0 | 0
2037-12-29 08:00 | 2037 | 12 | 0 | 0 | 0
2037-12-29 09:00 | 2037 | 12 | 0 | 0 | 0
2037-12-29 10:00 | 2037 | 12 | 0 | 0 | 0
2037-12-29 11:00 | 2037 | 12 | 0 | 0 | 0
2037-12-29 12:00 | 2037 | 12 | 0 | 0 | 0
2037-12-29 13:00 | 2037 | 12 | 0 | 0 | 0
2037-12-29 14:00 | 2037 | 12 | 0 | 0 | 0
2037-12-29 15:00 | 2037 | 12 | 0 | 0 | 0
2037-12-29 16:00 | 2037 | 12 | 0 | 0 | 0
2037-12-29 17:00 | 2037 | 12 | 0 | 0 | 0
2037-12-29 18:00 | 2037 | 12 | 0 | 0 | 0
2037-12-29 19:00 | 2037 | 12 | 0 | 0 | 0
2037-12-29 20:00 | 2037 | 12 | 0 | 0 | 0
2037-12-29 21:00 | 2037 | 12 | 0 | 0 | 0
2037-12-29 22:00 | 2037 | 12 | 0 | 0 | 0
2037-12-29 23:00 | 2037 | 12 | 0 | 0 | 0
2037-12-30 | 2037 | 12 | 0 | 0 | 0
2037-12-30 01:00 | 2037 | 12 | 0 | 0 | 0
2037-12-30 02:00 | 2037 | 12 | 0 | 0 | 0
2037-12-30 03:00 | 2037 | 12 | 0 | 0 | 0
2037-12-30 04:00 | 2037 | 12 | 0 | 0 | 0
2037-12-30 05:00 | 2037 | 12 | 0 | 0 | 0
2037-12-30 06:00 | 2037 | 12 | 0 | 0 | 0
2037-12-30 07:00 | 2037 | 12 | 0 | 0 | 0
2037-12-30 08:00 | 2037 | 12 | 0 | 0 | 0
2037-12-30 09:00 | 2037 | 12 | 0 | 0 | 0
2037-12-30 10:00 | 2037 | 12 | 0 | 0 | 0
2037-12-30 11:00 | 2037 | 12 | 0 | 0 | 0
2037-12-30 12:00 | 2037 | 12 | 0 | 0 | 0
2037-12-30 13:00 | 2037 | 12 | 0 | 0 | 0
2037-12-30 14:00 | 2037 | 12 | 0 | 0 | 0
2037-12-30 15:00 | 2037 | 12 | 0 | 0 | 0
2037-12-30 16:00 | 2037 | 12 | 0 | 0 | 0
2037-12-30 17:00 | 2037 | 12 | 0 | 0 | 0
2037-12-30 18:00 | 2037 | 12 | 0 | 0 | 0
2037-12-30 19:00 | 2037 | 12 | 0 | 0 | 0
2037-12-30 20:00 | 2037 | 12 | 0 | 0 | 0
2037-12-30 21:00 | 2037 | 12 | 0 | 0 | 0
2037-12-30 22:00 | 2037 | 12 | 0 | 0 | 0
2037-12-30 23:00 | 2037 | 12 | 0 | 0 | 0
2037-12-31 | 2037 | 12 | 0 | 0 | 0
2037-12-31 01:00 | 2037 | 12 | 0 | 0 | 0
2037-12-31 02:00 | 2037 | 12 | 0 | 0 | 0
2037-12-31 03:00 | 2037 | 12 | 0 | 0 | 0
2037-12-31 04:00 | 2037 | 12 | 0 | 0 | 0
2037-12-31 05:00 | 2037 | 12 | 0 | 0 | 0
2037-12-31 06:00 | 2037 | 12 | 0 | 0 | 0
2037-12-31 07:00 | 2037 | 12 | 0 | 0 | 0
2037-12-31 08:00 | 2037 | 12 | 0 | 0 | 0
2037-12-31 09:00 | 2037 | 12 | 0 | 0 | 0
2037-12-31 10:00 | 2037 | 12 | 0 | 0 | 0
2037-12-31 11:00 | 2037 | 12 | 0 | 0 | 0
2037-12-31 12:00 | 2037 | 12 | 0 | 0 | 0
2037-12-31 13:00 | 2037 | 12 | 0 | 0 | 0
2037-12-31 14:00 | 2037 | 12 | 0 | 0 | 0
2037-12-31 15:00 | 2037 | 12 | 0 | 0 | 0
2037-12-31 16:00 | 2037 | 12 | 0 | 0 | 0
2037-12-31 17:00 | 2037 | 12 | 0 | 0 | 0
2037-12-31 18:00 | 2037 | 12 | 0 | 0 | 0
2037-12-31 19:00 | 2037 | 12 | 0 | 0 | 0
2037-12-31 20:00 | 2037 | 12 | 0 | 0 | 0
2037-12-31 21:00 | 2037 | 12 | 0 | 0 | 0
2037-12-31 22:00 | 2037 | 12 | 0 | 0 | 0
2037-12-31 23:00 | 2037 | 12 | 0 | 0 | 0
2038-01-01 | 2038 | 1 | 0 | 0 | 0
2038-01-01 01:00 | 2038 | 1 | 0 | 0 | 0
2038-01-01 02:00 | 2038 | 1 | 0 | 0 | 0
2038-01-01 03:00 | 2038 | 1 | 0 | 0 | 0
2038-01-01 04:00 | 2038 | 1 | 0 | 0 | 0
2038-01-01 05:00 | 2038 | 1 | 0 | 0 | 0
2038-01-01 06:00 | 2038 | 1 | 0 | 0 | 0
2038-01-01 07:00 | 2038 | 1 | 0 | 0 | 0
2038-01-01 08:00 | 2038 | 1 | 0 | 0 | 0
2038-01-01 09:00 | 2038 | 1 | 0 | 0 | 0
2038-01-01 10:00 | 2038 | 1 | 0 | 0 | 0
2038-01-01 11:00 | 2038 | 1 | 0 | 0 | 0
2038-01-01 12:00 | 2038 | 1 | 0 | 0 | 0
2038-01-01 13:00 | 2038 | 1 | 0 | 0 | 0
2038-01-01 14:00 | 2038 | 1 | 0 | 0 | 0
2038-01-01 15:00 | 2038 | 1 | 0 | 0 | 0
2038-01-01 16:00 | 2038 | 1 | 0 | 0 | 0
2038-01-01 17:00 | 2038 | 1 | 0 | 0 | 0
2038-01-01 18:00 | 2038 | 1 | 0 | 0 | 0
2038-01-01 19:00 | 2038 | 1 | 0 | 0 | 0
2038-01-01 20:00 | 2038 | 1 | 0 | 0 | 0
2038-01-01 21:00 | 2038 | 1 | 0 | 0 | 0
2038-01-01 22:00 | 2038 | 1 | 0 | 0 | 0
2038-01-01 23:00 | 2038 | 1 | 0 | 0 | 0
2038-01-02 | 2038 | 1 | 0 | 0 | 0
2038-01-02 01:00 | 2038 | 1 | 0 | 0 | 0
2038-01-02 02:00 | 2038 | 1 | 0 | 0 | 0
2038-01-02 03:00 | 2038 | 1 | 0 | 0 | 0
2038-01-02 04:00 | 2038 | 1 | 0 | 0 | 0
2038-01-02 05:00 | 2038 | 1 | 0 | 0 | 0
2038-01-02 06:00 | 2038 | 1 | 0 | 0 | 0
2038-01-02 07:00 | 2038 | 1 | 0 | 0 | 0
2038-01-02 08:00 | 2038 | 1 | 0 | 0 | 0
2038-01-02 09:00 | 2038 | 1 | 0 | 0 | 0.024338
2038-01-02 10:00 | 2038 | 1 | 0 | 0 | 0
2038-01-02 11:00 | 2038 | 1 | 0 | 0 | 0
2038-01-02 12:00 | 2038 | 1 | 0 | 0 | 0
2038-01-02 13:00 | 2038 | 1 | 0 | 0 | 0
2038-01-02 14:00 | 2038 | 1 | 0 | 0 | 0
2038-01-02 15:00 | 2038 | 1 | 0 | 0 | 0
2038-01-02 16:00 | 2038 | 1 | 0 | 0 | 0
2038-01-02 17:00 | 2038 | 1 | 0 | 0 | 0
2038-01-02 18:00 | 2038 | 1 | 0 | 0 | 0
2038-01-02 19:00 | 2038 | 1 | 0 | 0 | 0
2038-01-02 20:00 | 2038 | 1 | 0 | 0 | 0
2038-01-02 21:00 | 2038 | 1 | 0 | 0 | 0
2038-01-02 22:00 | 2038 | 1 | 0 | 0 | 0
2038-01-02 23:00 | 2038 | 1 | 0 | 0 | 0
2038-01-03 | 2038 | 1 | 0 | 0 | 0
2038-01-03 01:00 | 2038 | 1 | 0 | 0 | 0
2038-01-03 02:00 | 2038 | 1 | 0 | 0 | 0
2038-01-03 03:00 | 2038 | 1 | 0 | 0 | 0
2038-01-03 04:00 | 2038 | 1 | 0 | 0 | 0
2038-01-03 05:00 | 2038 | 1 | 0 | 0 | 0
2038-01-03 06:00 | 2038 | 1 | 0 | 0 | 0
2038-01-03 07:00 | 2038 | 1 | 0 | 0 | 0
2038-01-03 08:00 | 2038 | 1 | 0 | 0 | 0
2038-01-03 09:00 | 2038 | 1 | 0 | 0 | 0
2038-01-03 10:00 | 2038 | 1 | 0 | 0 | 0
2038-01-03 11:00 | 2038 | 1 | 0 | 0 | 0
2038-01-03 12:00 | 2038 | 1 | 0 | 0 | 0
2038-01-03 13:00 | 2038 | 1 | 0 | 0 | 0
2038-01-03 14:00 | 2038 | 1 | 0 | 0 | 0
2038-01-03 15:00 | 2038 | 1 | 0 | 0 | 0
2038-01-03 16:00 | 2038 | 1 | 0 | 0 | 0
2038-01-03 17:00 | 2038 | 1 | 0 | 0 | 0
2038-01-03 18:00 | 2038 | 1 | 0 | 0 | 0
2038-01-03 19:00 | 2038 | 1 | 0 | 0 | 0
2038-01-03 20:00 | 2038 | 1 | 0 | 0 | 0
2038-01-03 21:00 | 2038 | 1 | 0 | 0 | 0
2038-01-03 22:00 | 2038 | 1 | 0 | 0 | 0
2038-01-03 23:00 | 2038 | 1 | 0 | 0 | 0
2038-01-04 | 2038 | 1 | 0 | 0 | 0
2038-01-04 01:00 | 2038 | 1 | 0 | 0 | 0
2038-01-04 02:00 | 2038 | 1 | 0 | 0 | 0
2038-01-04 03:00 | 2038 | 1 | 0 | 0 | 0
2038-01-04 04:00 | 2038 | 1 | 0 | 0 | 0
2038-01-04 05:00 | 2038 | 1 | 0 | 0 | 0
2038-01-04 06:00 | 2038 | 1 | 0 | 0 | 0
2038-01-04 07:00 | 2038 | 1 | 0 | 0 | 0
2038-01-04 08:00 | 2038 | 1 | 0 | 0 | 0
2038-01-04 09:00 | 2038 | 1 | 0 | 0 | 0
2038-01-04 10:00 | 2038 | 1 | 0 | 0 | 0
2038-01-04 11:00 | 2038 | 1 | 0 | 0 | 0
2038-01-04 12:00 | 2038 | 1 | 0 | 0 | 0
2038-01-04 13:00 | 2038 | 1 | 0 | 0 | 0
2038-01-04 14:00 | 2038 | 1 | 0 | 0 | 0
2038-01-04 15:00 | 2038 | 1 | 0 | 0 | 0
2038-01-04 16:00 | 2038 | 1 | 0 | 0 | 0
2038-01-04 17:00 | 2038 | 1 | 0 | 0 | 0
2038-01-04 18:00 | 2038 | 1 | 0 | 0 | 0
2038-01-04 19:00 | 2038 | 1 | 0 | 0 | 0
2038-01-04 20:00 | 2038 | 1 | 0 | 0 | 0
2038-01-04 21:00 | 2038 | 1 | 0 | 0 | 0
2038-01-04 22:00 | 2038 | 1 | 0 | 0 | 0
2038-01-04 23:00 | 2038 | 1 | 0 | 0 | 0
2038-01-05 | 2038 | 1 | 0 | 0 | 0
2038-01-05 01:00 | 2038 | 1 | 0 | 0 | 0
2038-01-05 02:00 | 2038 | 1 | 0 | 0 | 0
2038-01-05 03:00 | 2038 | 1 | 0 | 0 | 0
2038-01-05 04:00 | 2038 | 1 | 0 | 0 | 0
2038-01-05 05:00 | 2038 | 1 | 0 | 0 | 0
2038-01-05 06:00 | 2038 | 1 | 0 | 0 | 0
2038-01-05 07:00 | 2038 | 1 | 0 | 0 | 0
2038-01-05 08:00 | 2038 | 1 | 0 | 0 | 0
2038-01-05 09:00 | 2038 | 1 | 0 | 0 | 0.14093
2038-01-05 10:00 | 2038 | 1 | 0 | 0 | 0
2038-01-05 11:00 | 2038 | 1 | 0 | 0 | 0
2038-01-05 12:00 | 2038 | 1 | 0 | 0 | 0
2038-01-05 13:00 | 2038 | 1 | 0 | 0 | 0
2038-01-05 14:00 | 2038 | 1 | 0 | 0 | 0.16146
2038-01-05 15:00 | 2038 | 1 | 0 | 0 | 0
2038-01-05 16:00 | 2038 | 1 | 0 | 0 | 0
2038-01-05 17:00 | 2038 | 1 | 0 | 0 | 0
2038-01-05 18:00 | 2038 | 1 | 0 | 0 | 0
2038-01-05 19:00 | 2038 | 1 | 0 | 0 | 0
2038-01-05 20:00 | 2038 | 1 | 0 | 0 | 0
2038-01-05 21:00 | 2038 | 1 | 0 | 0 | 0
2038-01-05 22:00 | 2038 | 1 | 0 | 0 | 0
2038-01-05 23:00 | 2038 | 1 | 0 | 0 | 0
2038-01-06 | 2038 | 1 | 0 | 0 | 0
2038-01-06 01:00 | 2038 | 1 | 0 | 0 | 0
2038-01-06 02:00 | 2038 | 1 | 0 | 0 | 0
2038-01-06 03:00 | 2038 | 1 | 0 | 0 | 0
2038-01-06 04:00 | 2038 | 1 | 0 | 0 | 0
2038-01-06 05:00 | 2038 | 1 | 0 | 0 | 0
2038-01-06 06:00 | 2038 | 1 | 0 | 0 | 0
2038-01-06 07:00 | 2038 | 1 | 0 | 0 | 0
2038-01-06 08:00 | 2038 | 1 | 0 | 0 | 0
2038-01-06 09:00 | 2038 | 1 | 0 | 0 | 0
2038-01-06 10:00 | 2038 | 1 | 0 | 0 | 0
2038-01-06 11:00 | 2038 | 1 | 0 | 0 | 0
2038-01-06 12:00 | 2038 | 1 | 0 | 0 | 0
2038-01-06 13:00 | 2038 | 1 | 0 | 0 | 0
2038-01-06 14:00 | 2038 | 1 | 0 | 0 | 0
2038-01-06 15:00 | 2038 | 1 | 0 | 0 | 0
2038-01-06 16:00 | 2038 | 1 | 0 | 0 | 0
2038-01-06 17:00 | 2038 | 1 | 0 | 0 | 0
2038-01-06 18:00 | 2038 | 1 | 0 | 0 | 0
2038-01-06 19:00 | 2038 | 1 | 0 | 0 | 0
2038-01-06 20:00 | 2038 | 1 | 0 | 0 | 0
2038-01-06 21:00 | 2038 | 1 | 0 | 0 | 0
2038-01-06 22:00 | 2038 | 1 | 0 | 0 | 0
2038-01-06 23:00 | 2038 | 1 | 0 | 0 | 0
2038-01-07 | 2038 | 1 | 0 | 0 | 0
2038-01-07 01:00 | 2038 | 1 | 0 | 0 | 0
2038-01-07 02:00 | 2038 | 1 | 0 | 0 | 0
2038-01-07 03:00 | 2038 | 1 | 0 | 0 | 0
2038-01-07 04:00 | 2038 | 1 | 0 | 0 | 0
2038-01-07 05:00 | 2038 | 1 | 0 | 0 | 0
2038-01-07 06:00 | 2038 | 1 | 0 | 0 | 0
2038-01-07 07:00 | 2038 | 1 | 0 | 0 | 0
2038-01-07 08:00 | 2038 | 1 | 0 | 0 | 0
2038-01-07 09:00 | 2038 | 1 | 0 | 0 | 0.14423
2038-01-07 10:00 | 2038 | 1 | 0 | 0 | 0.01674
2038-01-07 11:00 | 2038 | 1 | 0 | 0 | 0.081396
2038-01-07 12:00 | 2038 | 1 | 0 | 0 | 0.045237
2038-01-07 13:00 | 2038 | 1 | 0 | 0 | 0.31574
2038-01-07 14:00 | 2038 | 1 | 0 | 0 | 0.38536
2038-01-07 15:00 | 2038 | 1 | 0 | 0 | 0
2038-01-07 16:00 | 2038 | 1 | 0 | 0 | 0
2038-01-07 17:00 | 2038 | 1 | 0 | 0 | 0
2038-01-07 18:00 | 2038 | 1 | 0 | 0 | 0
2038-01-07 19:00 | 2038 | 1 | 0 | 0 | 0.10602
2038-01-07 20:00 | 2038 | 1 | 0 | 0 | 0.038791
2038-01-07 21:00 | 2038 | 1 | 0 | 0 | 0.038033
2038-01-07 22:00 | 2038 | 1 | 0 | 0 | 0
2038-01-07 23:00 | 2038 | 1 | 0 | 0 | 0.061191
2038-01-08 | 2038 | 1 | 0 | 0 | 0.098655
2038-01-08 01:00 | 2038 | 1 | 0 | 0 | 0
2038-01-08 02:00 | 2038 | 1 | 0 | 0 | 0
2038-01-08 03:00 | 2038 | 1 | 0 | 0 | 0
2038-01-08 04:00 | 2038 | 1 | 0 | 0 | 0
2038-01-08 05:00 | 2038 | 1 | 0 | 0 | 0
2038-01-08 06:00 | 2038 | 1 | 0 | 0 | 0
2038-01-08 07:00 | 2038 | 1 | 0 | 0 | 0
2038-01-08 08:00 | 2038 | 1 | 0 | 0 | 0.53838
2038-01-08 09:00 | 2038 | 1 | 0 | 0 | 0.62614
2038-01-08 10:00 | 2038 | 1 | 0 | 0 | 0.43435
2038-01-08 11:00 | 2038 | 1 | 0 | 0 | 0.49854
2038-01-08 12:00 | 2038 | 1 | 0 | 0 | 0.37326
2038-01-08 13:00 | 2038 | 1 | 0 | 0 | 0.64283
2038-01-08 14:00 | 2038 | 1 | 0 | 0 | 0.65739
2038-01-08 15:00 | 2038 | 1 | 0 | 0 | 0
2038-01-08 16:00 | 2038 | 1 | 0 | 0 | 0
2038-01-08 17:00 | 2038 | 1 | 0 | 0 | 0
2038-01-08 18:00 | 2038 | 1 | 0 | 0 | 0
2038-01-08 19:00 | 2038 | 1 | 0 | 0 | 0.31258
2038-01-08 20:00 | 2038 | 1 | 0 | 0 | 0.19258
2038-01-08 21:00 | 2038 | 1 | 0 | 0 | 0.24369
2038-01-08 22:00 | 2038 | 1 | 0 | 0 | 0.18877
2038-01-08 23:00 | 2038 | 1 | 0 | 0 | 0.41297
2038-01-09 | 2038 | 1 | 0 | 0 | 0.20475
2038-01-09 01:00 | 2038 | 1 | 0 | 0 | 0.1807
2038-01-09 02:00 | 2038 | 1 | 0 | 0 | 0.083575
2038-01-09 03:00 | 2038 | 1 | 0 | 0 | 0
2038-01-09 04:00 | 2038 | 1 | 0 | 0 | 0
2038-01-09 05:00 | 2038 | 1 | 0 | 0 | 0
2038-01-09 06:00 | 2038 | 1 | 0 | 0 | 0
2038-01-09 07:00 | 2038 | 1 | 0 | 0 | 0
2038-01-09 08:00 | 2038 | 1 | 0 | 0 | 0.39618
2038-01-09 09:00 | 2038 | 1 | 0 | 0 | 0.38319
2038-01-09 10:00 | 2038 | 1 | 0 | 0 | 0.48128
2038-01-09 11:00 | 2038 | 1 | 0 | 0 | 0.5059
2038-01-09 12:00 | 2038 | 1 | 0 | 0 | 0.29968
2038-01-09 13:00 | 2038 | 1 | 0 | 0 | 0.52772
2038-01-09 14:00 | 2038 | 1 | 0 | 0 | 0.45355
2038-01-09 15:00 | 2038 | 1 | 0 | 0 | 0
2038-01-09 16:00 | 2038 | 1 | 0 | 0 | 0
2038-01-09 17:00 | 2038 | 1 | 0 | 0 | 0
2038-01-09 18:00 | 2038 | 1 | 0 | 0 | 0
2038-01-09 19:00 | 2038 | 1 | 0 | 0 | 0
2038-01-09 20:00 | 2038 | 1 | 0 | 0 | 0
2038-01-09 21:00 | 2038 | 1 | 0 | 0 | 0
2038-01-09 22:00 | 2038 | 1 | 0 | 0 | 0
2038-01-09 23:00 | 2038 | 1 | 0 | 0 | 0
2038-01-10 | 2038 | 1 | 0 | 0 | 0
2038-01-10 01:00 | 2038 | 1 | 0 | 0 | 0
2038-01-10 02:00 | 2038 | 1 | 0 | 0 | 0
2038-01-10 03:00 | 2038 | 1 | 0 | 0 | 0
2038-01-10 04:00 | 2038 | 1 | 0 | 0 | 0
2038-01-10 05:00 | 2038 | 1 | 0 | 0 | 0
2038-01-10 06:00 | 2038 | 1 | 0 | 0 | 0
2038-01-10 07:00 | 2038 | 1 | 0 | 0 | 0
2038-01-10 08:00 | 2038 | 1 | 0 | 0 | 0
2038-01-10 09:00 | 2038 | 1 | 0 | 0 | 0
2038-01-10 10:00 | 2038 | 1 | 0 | 0 | 0
2038-01-10 11:00 | 2038 | 1 | 0 | 0 | 0
2038-01-10 12:00 | 2038 | 1 | 0 | 0 | 0
2038-01-10 13:00 | 2038 | 1 | 0 | 0 | 0
2038-01-10 14:00 | 2038 | 1 | 0 | 0 | 0.24203
2038-01-10 15:00 | 2038 | 1 | 0 | 0 | 0
2038-01-10 16:00 | 2038 | 1 | 0 | 0 | 0
2038-01-10 17:00 | 2038 | 1 | 0 | 0 | 0
2038-01-10 18:00 | 2038 | 1 | 0 | 0 | 0
2038-01-10 19:00 | 2038 | 1 | 0 | 0 | 0
2038-01-10 20:00 | 2038 | 1 | 0 | 0 | 0
2038-01-10 21:00 | 2038 | 1 | 0 | 0 | 0
2038-01-10 22:00 | 2038 | 1 | 0 | 0 | 0
2038-01-10 23:00 | 2038 | 1 | 0 | 0 | 0
2038-01-11 | 2038 | 1 | 0 | 0 | 0
2038-01-11 01:00 | 2038 | 1 | 0 | 0 | 0
2038-01-11 02:00 | 2038 | 1 | 0 | 0 | 0
2038-01-11 03:00 | 2038 | 1 | 0 | 0 | 0
2038-01-11 04:00 | 2038 | 1 | 0 | 0 | 0
2038-01-11 05:00 | 2038 | 1 | 0 | 0 | 0
2038-01-11 06:00 | 2038 | 1 | 0 | 0 | 0
2038-01-11 07:00 | 2038 | 1 | 0 | 0 | 0
2038-01-11 08:00 | 2038 | 1 | 0 | 0.055419 | 0
2038-01-11 09:00 | 2038 | 1 | 0 | 0.15683 | 0
2038-01-11 10:00 | 2038 | 1 | 0 | 0 | 0
2038-01-11 11:00 | 2038 | 1 | 0 | 0 | 0
2038-01-11 12:00 | 2038 | 1 | 0 | 0 | 0
2038-01-11 13:00 | 2038 | 1 | 0 | 0.21034 | 0.21999
2038-01-11 14:00 | 2038 | 1 | 0 | 0.14048 | 0.28821
2038-01-11 15:00 | 2038 | 1 | 0 | 0 | 0
2038-01-11 16:00 | 2038 | 1 | 0 | 0 | 0
2038-01-11 17:00 | 2038 | 1 | 0 | 0 | 0
2038-01-11 18:00 | 2038 | 1 | 0 | 0 | 0
2038-01-11 19:00 | 2038 | 1 | 0 | 0 | 0
2038-01-11 20:00 | 2038 | 1 | 0 | 0 | 0
2038-01-11 21:00 | 2038 | 1 | 0 | 0 | 0
2038-01-11 22:00 | 2038 | 1 | 0 | 0 | 0
2038-01-11 23:00 | 2038 | 1 | 0 | 0 | 0
2038-01-12 | 2038 | 1 | 0 | 0 | 0
2038-01-12 01:00 | 2038 | 1 | 0 | 0 | 0
2038-01-12 02:00 | 2038 | 1 | 0 | 0 | 0
2038-01-12 03:00 | 2038 | 1 | 0 | 0 | 0
2038-01-12 04:00 | 2038 | 1 | 0 | 0 | 0
2038-01-12 05:00 | 2038 | 1 | 0 | 0 | 0
2038-01-12 06:00 | 2038 | 1 | 0 | 0 | 0
2038-01-12 07:00 | 2038 | 1 | 0 | 0 | 0
2038-01-12 08:00 | 2038 | 1 | 0 | 0.14865 | 0.17902
2038-01-12 09:00 | 2038 | 1 | 0 | 0.25233 | 0.29707
2038-01-12 10:00 | 2038 | 1 | 0 | 0 | 0.093581
2038-01-12 11:00 | 2038 | 1 | 0 | 0 | 0.15843
2038-01-12 12:00 | 2038 | 1 | 0 | 0 | 0.14219
2038-01-12 13:00 | 2038 | 1 | 0 | 0 | 0.45051
2038-01-12 14:00 | 2038 | 1 | 0 | 0.058569 | 0.42543
2038-01-12 15:00 | 2038 | 1 | 0 | 0 | 0
2038-01-12 16:00 | 2038 | 1 | 0 | 0 | 0
2038-01-12 17:00 | 2038 | 1 | 0 | 0 | 0
2038-01-12 18:00 | 2038 | 1 | 0 | 0 | 0.2622
2038-01-12 19:00 | 2038 | 1 | 0 | 0 | 0.56208
2038-01-12 20:00 | 2038 | 1 | 0 | 0 | 0.54263
2038-01-12 21:00 | 2038 | 1 | 0 | 0 | 0.50107
2038-01-12 22:00 | 2038 | 1 | 0 | 0 | 0.43015
2038-01-12 23:00 | 2038 | 1 | 0 | 0 | 0.44726
2038-01-13 | 2038 | 1 | 0 | 0 | 0.12625
2038-01-13 01:00 | 2038 | 1 | 0 | 0 | 0
2038-01-13 02:00 | 2038 | 1 | 0 | 0 | 0
2038-01-13 03:00 | 2038 | 1 | 0 | 0 | 0
2038-01-13 04:00 | 2038 | 1 | 0 | 0 | 0
2038-01-13 05:00 | 2038 | 1 | 0 | 0 | 0
2038-01-13 06:00 | 2038 | 1 | 0 | 0 | 0
2038-01-13 07:00 | 2038 | 1 | 0 | 0 | 0
2038-01-13 08:00 | 2038 | 1 | 0 | 0.025249 | 0
2038-01-13 09:00 | 2038 | 1 | 0 | 0.17471 | 0.29008
2038-01-13 10:00 | 2038 | 1 | 0 | 0.024399 | 0.029848
2038-01-13 11:00 | 2038 | 1 | 0 | 0 | 0.0045453
2038-01-13 12:00 | 2038 | 1 | 0 | 0 | 0
2038-01-13 13:00 | 2038 | 1 | 0 | 0 | 0.070635
2038-01-13 14:00 | 2038 | 1 | 0 | 0 | 0.29865
2038-01-13 15:00 | 2038 | 1 | 0 | 0 | 0
2038-01-13 16:00 | 2038 | 1 | 0 | 0 | 0
2038-01-13 17:00 | 2038 | 1 | 0 | 0 | 0
2038-01-13 18:00 | 2038 | 1 | 0 | 0 | 0
2038-01-13 19:00 | 2038 | 1 | 0 | 0 | 0
2038-01-13 20:00 | 2038 | 1 | 0 | 0 | 0
2038-01-13 21:00 | 2038 | 1 | 0 | 0 | 0
2038-01-13 22:00 | 2038 | 1 | 0 | 0 | 0
2038-01-13 23:00 | 2038 | 1 | 0 | 0 | 0
2038-01-14 | 2038 | 1 | 0 | 0 | 0
2038-01-14 01:00 | 2038 | 1 | 0 | 0 | 0
2038-01-14 02:00 | 2038 | 1 | 0 | 0 | 0
2038-01-14 03:00 | 2038 | 1 | 0 | 0 | 0
2038-01-14 04:00 | 2038 | 1 | 0 | 0 | 0
2038-01-14 05:00 | 2038 | 1 | 0 | 0 | 0
2038-01-14 06:00 | 2038 | 1 | 0 | 0 | 0
2038-01-14 07:00 | 2038 | 1 | 0 | 0 | 0
2038-01-14 08:00 | 2038 | 1 | 0 | 0 | 0.042933
2038-01-14 09:00 | 2038 | 1 | 0 | 0 | 0.07958
2038-01-14 10:00 | 2038 | 1 | 0 | 0 | 0.05398
2038-01-14 11:00 | 2038 | 1 | 0 | 0 | 0.12907
2038-01-14 12:00 | 2038 | 1 | 0 | 0 | 0.10346
2038-01-14 13:00 | 2038 | 1 | 0 | 0.13329 | 0.24431
2038-01-14 14:00 | 2038 | 1 | 0 | 0 | 0.20765
2038-01-14 15:00 | 2038 | 1 | 0 | 0 | 0
2038-01-14 16:00 | 2038 | 1 | 0 | 0 | 0
2038-01-14 17:00 | 2038 | 1 | 0 | 0 | 0
2038-01-14 18:00 | 2038 | 1 | 0 | 0 | 0.11951
2038-01-14 19:00 | 2038 | 1 | 0 | 0 | 0.35579
2038-01-14 20:00 | 2038 | 1 | 0 | 0 | 0.4236
2038-01-14 21:00 | 2038 | 1 | 0 | 0 | 0.27453
2038-01-14 22:00 | 2038 | 1 | 0 | 0 | 0.19129
2038-01-14 23:00 | 2038 | 1 | 0 | 0 | 0.30784
2038-01-15 | 2038 | 1 | 0 | 0 | 0
2038-01-15 01:00 | 2038 | 1 | 0 | 0 | 0.3392
2038-01-15 02:00 | 2038 | 1 | 0 | 0 | 0.32339
2038-01-15 03:00 | 2038 | 1 | 0 | 0 | 0.057383
2038-01-15 04:00 | 2038 | 1 | 0 | 0 | 0
2038-01-15 05:00 | 2038 | 1 | 0 | 0 | 0
2038-01-15 06:00 | 2038 | 1 | 0 | 0 | 0
2038-01-15 07:00 | 2038 | 1 | 0 | 0 | 0
2038-01-15 08:00 | 2038 | 1 | 0 | 0 | 0.69123
2038-01-15 09:00 | 2038 | 1 | 0 | 0.21356 | 0.74971
2038-01-15 10:00 | 2038 | 1 | 0 | 0.063445 | 0.63867
2038-01-15 11:00 | 2038 | 1 | 0 | 0 | 0.62878
2038-01-15 12:00 | 2038 | 1 | 0 | 0 | 0.60938
2038-01-15 13:00 | 2038 | 1 | 0 | 0 | 0.82241
2038-01-15 14:00 | 2038 | 1 | 0 | 0.027789 | 0.68389
2038-01-15 15:00 | 2038 | 1 | 0 | 0 | 0
2038-01-15 16:00 | 2038 | 1 | 0 | 0 | 0
2038-01-15 17:00 | 2038 | 1 | 0 | 0 | 0
2038-01-15 18:00 | 2038 | 1 | 0 | 0 | 0
2038-01-15 19:00 | 2038 | 1 | 0 | 0 | 0
2038-01-15 20:00 | 2038 | 1 | 0 | 0 | 0
2038-01-15 21:00 | 2038 | 1 | 0 | 0 | 0
2038-01-15 22:00 | 2038 | 1 | 0 | 0 | 0
2038-01-15 23:00 | 2038 | 1 | 0 | 0 | 0
2038-01-16 | 2038 | 1 | 0 | 0 | 0.056046
2038-01-16 01:00 | 2038 | 1 | 0 | 0 | 0
2038-01-16 02:00 | 2038 | 1 | 0 | 0 | 0
2038-01-16 03:00 | 2038 | 1 | 0 | 0 | 0
2038-01-16 04:00 | 2038 | 1 | 0 | 0 | 0
2038-01-16 05:00 | 2038 | 1 | 0 | 0 | 0
2038-01-16 06:00 | 2038 | 1 | 0 | 0 | 0
2038-01-16 07:00 | 2038 | 1 | 0 | 0 | 0
2038-01-16 08:00 | 2038 | 1 | 0 | 0 | 0
2038-01-16 09:00 | 2038 | 1 | 0 | 0 | 0
2038-01-16 10:00 | 2038 | 1 | 0 | 0 | 0
2038-01-16 11:00 | 2038 | 1 | 0 | 0 | 0.010352
2038-01-16 12:00 | 2038 | 1 | 0 | 0 | 0
2038-01-16 13:00 | 2038 | 1 | 0 | 0 | 0
2038-01-16 14:00 | 2038 | 1 | 0 | 0 | 0.14358
2038-01-16 15:00 | 2038 | 1 | 0 | 0 | 0
2038-01-16 16:00 | 2038 | 1 | 0 | 0 | 0
2038-01-16 17:00 | 2038 | 1 | 0 | 0 | 0
2038-01-16 18:00 | 2038 | 1 | 0 | 0 | 0
2038-01-16 19:00 | 2038 | 1 | 0 | 0 | 0
2038-01-16 20:00 | 2038 | 1 | 0 | 0 | 0
2038-01-16 21:00 | 2038 | 1 | 0 | 0 | 0
2038-01-16 22:00 | 2038 | 1 | 0 | 0 | 0
2038-01-16 23:00 | 2038 | 1 | 0 | 0 | 0
2038-01-17 | 2038 | 1 | 0 | 0 | 0
2038-01-17 01:00 | 2038 | 1 | 0 | 0 | 0
2038-01-17 02:00 | 2038 | 1 | 0 | 0 | 0
2038-01-17 03:00 | 2038 | 1 | 0 | 0 | 0
2038-01-17 04:00 | 2038 | 1 | 0 | 0 | 0
2038-01-17 05:00 | 2038 | 1 | 0 | 0 | 0
2038-01-17 06:00 | 2038 | 1 | 0 | 0 | 0
2038-01-17 07:00 | 2038 | 1 | 0 | 0 | 0
2038-01-17 08:00 | 2038 | 1 | 0 | 0 | 0
2038-01-17 09:00 | 2038 | 1 | 0 | 0 | 0
2038-01-17 10:00 | 2038 | 1 | 0 | 0 | 0
2038-01-17 11:00 | 2038 | 1 | 0 | 0 | 0
2038-01-17 12:00 | 2038 | 1 | 0 | 0 | 0
2038-01-17 13:00 | 2038 | 1 | 0 | 0.11262 | 0
2038-01-17 14:00 | 2038 | 1 | 0 | 0.034462 | 0
2038-01-17 15:00 | 2038 | 1 | 0 | 0 | 0
2038-01-17 16:00 | 2038 | 1 | 0 | 0 | 0
2038-01-17 17:00 | 2038 | 1 | 0 | 0 | 0
2038-01-17 18:00 | 2038 | 1 | 0 | 0 | 0
2038-01-17 19:00 | 2038 | 1 | 0 | 0 | 0
2038-01-17 20:00 | 2038 | 1 | 0 | 0 | 0
2038-01-17 21:00 | 2038 | 1 | 0 | 0 | 0
2038-01-17 22:00 | 2038 | 1 | 0 | 0 | 0
2038-01-17 23:00 | 2038 | 1 | 0 | 0 | 0
2038-01-18 | 2038 | 1 | 0 | 0 | 0
2038-01-18 01:00 | 2038 | 1 | 0 | 0 | 0
2038-01-18 02:00 | 2038 | 1 | 0 | 0 | 0
2038-01-18 03:00 | 2038 | 1 | 0 | 0 | 0
2038-01-18 04:00 | 2038 | 1 | 0 | 0 | 0
2038-01-18 05:00 | 2038 | 1 | 0 | 0 | 0
2038-01-18 06:00 | 2038 | 1 | 0 | 0 | 0
2038-01-18 07:00 | 2038 | 1 | 0 | 0 | 0
2038-01-18 08:00 | 2038 | 1 | 0 | 0.44441 | 0
2038-01-18 09:00 | 2038 | 1 | 0 | 0.49811 | 0
2038-01-18 10:00 | 2038 | 1 | 0 | 0.28106 | 0
2038-01-18 11:00 | 2038 | 1 | 0 | 0.27743 | 0
2038-01-18 12:00 | 2038 | 1 | 0 | 0.23893 | 0
2038-01-18 13:00 | 2038 | 1 | 0 | 0.54295 | 0
2038-01-18 14:00 | 2038 | 1 | 0 | 0.46182 | 0.014735
2038-01-18 15:00 | 2038 | 1 | 0 | 0 | 0
2038-01-18 16:00 | 2038 | 1 | 0 | 0 | 0
2038-01-18 17:00 | 2038 | 1 | 0 | 0 | 0
2038-01-18 18:00 | 2038 | 1 | 0 | 0 | 0
2038-01-18 19:00 | 2038 | 1 | 0 | 0 | 0
2038-01-18 20:00 | 2038 | 1 | 0 | 0 | 0
2038-01-18 21:00 | 2038 | 1 | 0 | 0 | 0
2038-01-18 22:00 | 2038 | 1 | 0 | 0 | 0
2038-01-18 23:00 | 2038 | 1 | 0 | 0 | 0
2038-01-19 | 2038 | 1 | 0 | 0 | 0
2038-01-19 01:00 | 2038 | 1 | 0 | 0 | 0
2038-01-19 02:00 | 2038 | 1 | 0 | 0.014002 | 0
2038-01-19 03:00 | 2038 | 1 | 0 | 0 | 0
2038-01-19 04:00 | 2038 | 1 | 0 | 0 | 0
2038-01-19 05:00 | 2038 | 1 | 0 | 0 | 0
2038-01-19 06:00 | 2038 | 1 | 0 | 0 | 0
2038-01-19 07:00 | 2038 | 1 | 0 | 0 | 0
2038-01-19 08:00 | 2038 | 1 | 0 | 0.53146 | 0
2038-01-19 09:00 | 2038 | 1 | 0 | 0.6711 | 0.011618
2038-01-19 10:00 | 2038 | 1 | 0 | 0.44395 | 0
2038-01-19 11:00 | 2038 | 1 | 0 | 0.34747 | 0
2038-01-19 12:00 | 2038 | 1 | 0 | 0.2612 | 0
2038-01-19 13:00 | 2038 | 1 | 0 | 0.64622 | 0
2038-01-19 14:00 | 2038 | 1 | 0 | 0.72214 | 0
2038-01-19 15:00 | 2038 | 1 | 0 | 0.044153 | 0
2038-01-19 16:00 | 2038 | 1 | 0 | 0 | 0
2038-01-19 17:00 | 2038 | 1 | 0 | 0 | 0
2038-01-19 18:00 | 2038 | 1 | 0 | 0.17562 | 0
2038-01-19 19:00 | 2038 | 1 | 0 | 0.27282 | 0
2038-01-19 20:00 | 2038 | 1 | 0 | 0.40377 | 0
2038-01-19 21:00 | 2038 | 1 | 0 | 0.21258 | 0
2038-01-19 22:00 | 2038 | 1 | 0 | 0.20516 | 0
2038-01-19 23:00 | 2038 | 1 | 0 | 0.18254 | 0
2038-01-20 | 2038 | 1 | 0 | 0 | 0
2038-01-20 01:00 | 2038 | 1 | 0 | 0.11471 | 0
2038-01-20 02:00 | 2038 | 1 | 0 | 0.13665 | 0
2038-01-20 03:00 | 2038 | 1 | 0 | 0 | 0
2038-01-20 04:00 | 2038 | 1 | 0 | 0 | 0
2038-01-20 05:00 | 2038 | 1 | 0 | 0 | 0
2038-01-20 06:00 | 2038 | 1 | 0 | 0 | 0
2038-01-20 07:00 | 2038 | 1 | 0 | 0 | 0
2038-01-20 08:00 | 2038 | 1 | 0 | 0.48391 | 0
2038-01-20 09:00 | 2038 | 1 | 0 | 0.7253 | 0
2038-01-20 10:00 | 2038 | 1 | 0 | 0.55427 | 0
2038-01-20 11:00 | 2038 | 1 | 0 | 0.32017 | 0
2038-01-20 12:00 | 2038 | 1 | 0 | 0.091227 | 0
2038-01-20 13:00 | 2038 | 1 | 0 | 0.32926 | 0
2038-01-20 14:00 | 2038 | 1 | 0 | 0.34462 | 0
2038-01-20 15:00 | 2038 | 1 | 0 | 0 | 0
2038-01-20 16:00 | 2038 | 1 | 0 | 0 | 0
2038-01-20 17:00 | 2038 | 1 | 0 | 0 | 0
2038-01-20 18:00 | 2038 | 1 | 0 | 0 | 0
2038-01-20 19:00 | 2038 | 1 | 0 | 0 | 0
2038-01-20 20:00 | 2038 | 1 | 0 | 0 | 0
2038-01-20 21:00 | 2038 | 1 | 0 | 0 | 0
2038-01-20 22:00 | 2038 | 1 | 0 | 0 | 0
2038-01-20 23:00 | 2038 | 1 | 0 | 0 | 0
2038-01-21 | 2038 | 1 | 0 | 0 | 0
2038-01-21 01:00 | 2038 | 1 | 0 | 0 | 0
2038-01-21 02:00 | 2038 | 1 | 0 | 0 | 0
2038-01-21 03:00 | 2038 | 1 | 0 | 0 | 0
2038-01-21 04:00 | 2038 | 1 | 0 | 0 | 0
2038-01-21 05:00 | 2038 | 1 | 0 | 0 | 0
2038-01-21 06:00 | 2038 | 1 | 0 | 0 | 0
2038-01-21 07:00 | 2038 | 1 | 0 | 0 | 0
2038-01-21 08:00 | 2038 | 1 | 0 | 0.35517 | 0
2038-01-21 09:00 | 2038 | 1 | 0 | 0.3957 | 0
2038-01-21 10:00 | 2038 | 1 | 0 | 0.376 | 0
2038-01-21 11:00 | 2038 | 1 | 0 | 0.16313 | 0
2038-01-21 12:00 | 2038 | 1 | 0 | 0.052896 | 0
2038-01-21 13:00 | 2038 | 1 | 0 | 0.15428 | 0
2038-01-21 14:00 | 2038 | 1 | 0 | 0.0025991 | 0
2038-01-21 15:00 | 2038 | 1 | 0 | 0 | 0
2038-01-21 16:00 | 2038 | 1 | 0 | 0 | 0
2038-01-21 17:00 | 2038 | 1 | 0 | 0 | 0
2038-01-21 18:00 | 2038 | 1 | 0 | 0 | 0
2038-01-21 19:00 | 2038 | 1 | 0 | 0 | 0
2038-01-21 20:00 | 2038 | 1 | 0 | 0.059527 | 0
2038-01-21 21:00 | 2038 | 1 | 0 | 0 | 0
2038-01-21 22:00 | 2038 | 1 | 0 | 0 | 0
2038-01-21 23:00 | 2038 | 1 | 0 | 0 | 0
2038-01-22 | 2038 | 1 | 0 | 0 | 0
2038-01-22 01:00 | 2038 | 1 | 0 | 0 | 0
2038-01-22 02:00 | 2038 | 1 | 0 | 0.012899 | 0
2038-01-22 03:00 | 2038 | 1 | 0 | 0 | 0
2038-01-22 04:00 | 2038 | 1 | 0 | 0 | 0
2038-01-22 05:00 | 2038 | 1 | 0 | 0 | 0
2038-01-22 06:00 | 2038 | 1 | 0 | 0 | 0
2038-01-22 07:00 | 2038 | 1 | 0 | 0 | 0
2038-01-22 08:00 | 2038 | 1 | 0 | 0.28631 | 0
2038-01-22 09:00 | 2038 | 1 | 0 | 0.42306 | 0
2038-01-22 10:00 | 2038 | 1 | 0 | 0.35372 | 0
2038-01-22 11:00 | 2038 | 1 | 0 | 0.099432 | 0
2038-01-22 12:00 | 2038 | 1 | 0 | 0 | 0
2038-01-22 13:00 | 2038 | 1 | 0 | 0.23037 | 0
2038-01-22 14:00 | 2038 | 1 | 0 | 0.23324 | 0
2038-01-22 15:00 | 2038 | 1 | 0 | 0 | 0
2038-01-22 16:00 | 2038 | 1 | 0 | 0 | 0
2038-01-22 17:00 | 2038 | 1 | 0 | 0 | 0
2038-01-22 18:00 | 2038 | 1 | 0 | 0 | 0
2038-01-22 19:00 | 2038 | 1 | 0 | 0 | 0
2038-01-22 20:00 | 2038 | 1 | 0 | 0 | 0
2038-01-22 21:00 | 2038 | 1 | 0 | 0 | 0
2038-01-22 22:00 | 2038 | 1 | 0 | 0 | 0
2038-01-22 23:00 | 2038 | 1 | 0 | 0 | 0
2038-01-23 | 2038 | 1 | 0 | 0 | 0
2038-01-23 01:00 | 2038 | 1 | 0 | 0 | 0
2038-01-23 02:00 | 2038 | 1 | 0 | 0 | 0
2038-01-23 03:00 | 2038 | 1 | 0 | 0 | 0
2038-01-23 04:00 | 2038 | 1 | 0 | 0 | 0
2038-01-23 05:00 | 2038 | 1 | 0 | 0 | 0
2038-01-23 06:00 | 2038 | 1 | 0 | 0 | 0
2038-01-23 07:00 | 2038 | 1 | 0 | 0 | 0
2038-01-23 08:00 | 2038 | 1 | 0 | 0 | 0
2038-01-23 09:00 | 2038 | 1 | 0 | 0 | 0
2038-01-23 10:00 | 2038 | 1 | 0 | 0 | 0
2038-01-23 11:00 | 2038 | 1 | 0 | 0.084007 | 0
2038-01-23 12:00 | 2038 | 1 | 0 | 0 | 0
2038-01-23 13:00 | 2038 | 1 | 0 | 0.12223 | 0
2038-01-23 14:00 | 2038 | 1 | 0 | 0.067066 | 0
2038-01-23 15:00 | 2038 | 1 | 0 | 0 | 0
2038-01-23 16:00 | 2038 | 1 | 0 | 0 | 0
2038-01-23 17:00 | 2038 | 1 | 0 | 0 | 0
2038-01-23 18:00 | 2038 | 1 | 0 | 0 | 0
2038-01-23 19:00 | 2038 | 1 | 0 | 0 | 0
2038-01-23 20:00 | 2038 | 1 | 0 | 0 | 0
2038-01-23 21:00 | 2038 | 1 | 0 | 0 | 0
2038-01-23 22:00 | 2038 | 1 | 0 | 0 | 0
2038-01-23 23:00 | 2038 | 1 | 0 | 0 | 0
2038-01-24 | 2038 | 1 | 0 | 0.095066 | 0
2038-01-24 01:00 | 2038 | 1 | 0 | 0 | 0
2038-01-24 02:00 | 2038 | 1 | 0 | 0 | 0
2038-01-24 03:00 | 2038 | 1 | 0 | 0 | 0
2038-01-24 04:00 | 2038 | 1 | 0 | 0 | 0
2038-01-24 05:00 | 2038 | 1 | 0 | 0 | 0
2038-01-24 06:00 | 2038 | 1 | 0 | 0 | 0
2038-01-24 07:00 | 2038 | 1 | 0 | 0 | 0
2038-01-24 08:00 | 2038 | 1 | 0 | 0.37021 | 0
2038-01-24 09:00 | 2038 | 1 | 0 | 0.24787 | 0
2038-01-24 10:00 | 2038 | 1 | 0 | 0.17859 | 0
2038-01-24 11:00 | 2038 | 1 | 0 | 0.15221 | 0
2038-01-24 12:00 | 2038 | 1 | 0 | 0.098419 | 0
2038-01-24 13:00 | 2038 | 1 | 0 | 0.40511 | 0
2038-01-24 14:00 | 2038 | 1 | 0 | 0.26649 | 0
2038-01-24 15:00 | 2038 | 1 | 0 | 0 | 0
2038-01-24 16:00 | 2038 | 1 | 0 | 0 | 0
2038-01-24 17:00 | 2038 | 1 | 0 | 0 | 0
2038-01-24 18:00 | 2038 | 1 | 0 | 0 | 0
2038-01-24 19:00 | 2038 | 1 | 0 | 0 | 0
2038-01-24 20:00 | 2038 | 1 | 0 | 0 | 0
2038-01-24 21:00 | 2038 | 1 | 0 | 0 | 0
2038-01-24 22:00 | 2038 | 1 | 0 | 0 | 0
2038-01-24 23:00 | 2038 | 1 | 0 | 0 | 0
2038-01-25 | 2038 | 1 | 0 | 0 | 0
2038-01-25 01:00 | 2038 | 1 | 0 | 0 | 0
2038-01-25 02:00 | 2038 | 1 | 0 | 0 | 0
2038-01-25 03:00 | 2038 | 1 | 0 | 0 | 0
2038-01-25 04:00 | 2038 | 1 | 0 | 0 | 0
2038-01-25 05:00 | 2038 | 1 | 0 | 0 | 0
2038-01-25 06:00 | 2038 | 1 | 0 | 0 | 0
2038-01-25 07:00 | 2038 | 1 | 0 | 0 | 0
2038-01-25 08:00 | 2038 | 1 | 0 | 0.062765 | 0
2038-01-25 09:00 | 2038 | 1 | 0 | 0.23234 | 0
2038-01-25 10:00 | 2038 | 1 | 0 | 0.05652 | 0
2038-01-25 11:00 | 2038 | 1 | 0 | 0 | 0
2038-01-25 12:00 | 2038 | 1 | 0 | 0 | 0
2038-01-25 13:00 | 2038 | 1 | 0 | 0 | 0
2038-01-25 14:00 | 2038 | 1 | 0 | 0 | 0
2038-01-25 15:00 | 2038 | 1 | 0 | 0 | 0
2038-01-25 16:00 | 2038 | 1 | 0 | 0 | 0
2038-01-25 17:00 | 2038 | 1 | 0 | 0 | 0
2038-01-25 18:00 | 2038 | 1 | 0 | 0 | 0
2038-01-25 19:00 | 2038 | 1 | 0 | 0 | 0
2038-01-25 20:00 | 2038 | 1 | 0 | 0 | 0
2038-01-25 21:00 | 2038 | 1 | 0 | 0 | 0
2038-01-25 22:00 | 2038 | 1 | 0 | 0 | 0
2038-01-25 23:00 | 2038 | 1 | 0 | 0 | 0
2038-01-26 | 2038 | 1 | 0 | 0 | 0
2038-01-26 01:00 | 2038 | 1 | 0 | 0 | 0
2038-01-26 02:00 | 2038 | 1 | 0 | 0 | 0
2038-01-26 03:00 | 2038 | 1 | 0 | 0 | 0
2038-01-26 04:00 | 2038 | 1 | 0 | 0 | 0
2038-01-26 05:00 | 2038 | 1 | 0 | 0 | 0
2038-01-26 06:00 | 2038 | 1 | 0 | 0 | 0
2038-01-26 07:00 | 2038 | 1 | 0 | 0 | 0
2038-01-26 08:00 | 2038 | 1 | 0 | 0 | 0
2038-01-26 09:00 | 2038 | 1 | 0 | 0 | 0
2038-01-26 10:00 | 2038 | 1 | 0 | 0 | 0
2038-01-26 11:00 | 2038 | 1 | 0 | 0 | 0
2038-01-26 12:00 | 2038 | 1 | 0 | 0 | 0
2038-01-26 13:00 | 2038 | 1 | 0 | 0.16518 | 0
2038-01-26 14:00 | 2038 | 1 | 0 | 0.12505 | 0
2038-01-26 15:00 | 2038 | 1 | 0 | 0 | 0
2038-01-26 16:00 | 2038 | 1 | 0 | 0 | 0
2038-01-26 17:00 | 2038 | 1 | 0 | 0 | 0
2038-01-26 18:00 | 2038 | 1 | 0 | 0 | 0
2038-01-26 19:00 | 2038 | 1 | 0 | 0 | 0
2038-01-26 20:00 | 2038 | 1 | 0 | 0 | 0
2038-01-26 21:00 | 2038 | 1 | 0 | 0 | 0
2038-01-26 22:00 | 2038 | 1 | 0 | 0 | 0
2038-01-26 23:00 | 2038 | 1 | 0 | 0 | 0
2038-01-27 | 2038 | 1 | 0 | 0 | 0
2038-01-27 01:00 | 2038 | 1 | 0 | 0 | 0
2038-01-27 02:00 | 2038 | 1 | 0 | 0 | 0
2038-01-27 03:00 | 2038 | 1 | 0 | 0 | 0
2038-01-27 04:00 | 2038 | 1 | 0 | 0 | 0
2038-01-27 05:00 | 2038 | 1 | 0 | 0 | 0
2038-01-27 06:00 | 2038 | 1 | 0 | 0 | 0
2038-01-27 07:00 | 2038 | 1 | 0 | 0 | 0
2038-01-27 08:00 | 2038 | 1 | 0 | 0 | 0
2038-01-27 09:00 | 2038 | 1 | 0 | 0.017964 | 0
2038-01-27 10:00 | 2038 | 1 | 0 | 0 | 0
2038-01-27 11:00 | 2038 | 1 | 0 | 0 | 0
2038-01-27 12:00 | 2038 | 1 | 0 | 0 | 0
2038-01-27 13:00 | 2038 | 1 | 0 | 0 | 0
2038-01-27 14:00 | 2038 | 1 | 0 | 0 | 0
2038-01-27 15:00 | 2038 | 1 | 0 | 0 | 0
2038-01-27 16:00 | 2038 | 1 | 0 | 0 | 0
2038-01-27 17:00 | 2038 | 1 | 0 | 0 | 0
2038-01-27 18:00 | 2038 | 1 | 0 | 0 | 0
2038-01-27 19:00 | 2038 | 1 | 0 | 0 | 0
2038-01-27 20:00 | 2038 | 1 | 0 | 0 | 0
2038-01-27 21:00 | 2038 | 1 | 0 | 0 | 0
2038-01-27 22:00 | 2038 | 1 | 0 | 0 | 0
2038-01-27 23:00 | 2038 | 1 | 0 | 0 | 0
2038-01-28 | 2038 | 1 | 0 | 0 | 0
2038-01-28 01:00 | 2038 | 1 | 0 | 0 | 0
2038-01-28 02:00 | 2038 | 1 | 0 | 0 | 0
2038-01-28 03:00 | 2038 | 1 | 0 | 0 | 0
2038-01-28 04:00 | 2038 | 1 | 0 | 0 | 0
2038-01-28 05:00 | 2038 | 1 | 0 | 0 | 0
2038-01-28 06:00 | 2038 | 1 | 0 | 0 | 0
2038-01-28 07:00 | 2038 | 1 | 0 | 0 | 0
2038-01-28 08:00 | 2038 | 1 | 0 | 0 | 0
2038-01-28 09:00 | 2038 | 1 | 0 | 0 | 0
2038-01-28 10:00 | 2038 | 1 | 0 | 0 | 0
2038-01-28 11:00 | 2038 | 1 | 0 | 0 | 0
2038-01-28 12:00 | 2038 | 1 | 0 | 0 | 0
2038-01-28 13:00 | 2038 | 1 | 0 | 0 | 0
2038-01-28 14:00 | 2038 | 1 | 0 | 0 | 0
2038-01-28 15:00 | 2038 | 1 | 0 | 0 | 0
2038-01-28 16:00 | 2038 | 1 | 0 | 0 | 0
2038-01-28 17:00 | 2038 | 1 | 0 | 0 | 0
2038-01-28 18:00 | 2038 | 1 | 0 | 0 | 0
2038-01-28 19:00 | 2038 | 1 | 0 | 0 | 0
2038-01-28 20:00 | 2038 | 1 | 0 | 0 | 0
2038-01-28 21:00 | 2038 | 1 | 0 | 0 | 0
2038-01-28 22:00 | 2038 | 1 | 0 | 0 | 0
2038-01-28 23:00 | 2038 | 1 | 0 | 0 | 0
2038-01-29 | 2038 | 1 | 0 | 0 | 0
2038-01-29 01:00 | 2038 | 1 | 0 | 0 | 0
2038-01-29 02:00 | 2038 | 1 | 0 | 0 | 0
2038-01-29 03:00 | 2038 | 1 | 0 | 0 | 0
2038-01-29 04:00 | 2038 | 1 | 0 | 0 | 0
2038-01-29 05:00 | 2038 | 1 | 0 | 0 | 0
2038-01-29 06:00 | 2038 | 1 | 0 | 0 | 0
2038-01-29 07:00 | 2038 | 1 | 0 | 0 | 0
2038-01-29 08:00 | 2038 | 1 | 0 | 0 | 0
2038-01-29 09:00 | 2038 | 1 | 0 | 0 | 0
2038-01-29 10:00 | 2038 | 1 | 0 | 0 | 0
2038-01-29 11:00 | 2038 | 1 | 0 | 0 | 0
2038-01-29 12:00 | 2038 | 1 | 0 | 0 | 0
2038-01-29 13:00 | 2038 | 1 | 0 | 0 | 0
2038-01-29 14:00 | 2038 | 1 | 0 | 0 | 0
2038-01-29 15:00 | 2038 | 1 | 0 | 0 | 0
2038-01-29 16:00 | 2038 | 1 | 0 | 0 | 0
2038-01-29 17:00 | 2038 | 1 | 0 | 0 | 0
2038-01-29 18:00 | 2038 | 1 | 0 | 0 | 0
2038-01-29 19:00 | 2038 | 1 | 0 | 0 | 0
2038-01-29 20:00 | 2038 | 1 | 0 | 0 | 0
2038-01-29 21:00 | 2038 | 1 | 0 | 0 | 0
2038-01-29 22:00 | 2038 | 1 | 0 | 0 | 0
2038-01-29 23:00 | 2038 | 1 | 0 | 0 | 0
2038-01-30 | 2038 | 1 | 0 | 0 | 0
2038-01-30 01:00 | 2038 | 1 | 0 | 0 | 0
2038-01-30 02:00 | 2038 | 1 | 0 | 0 | 0
2038-01-30 03:00 | 2038 | 1 | 0 | 0 | 0
2038-01-30 04:00 | 2038 | 1 | 0 | 0 | 0
2038-01-30 05:00 | 2038 | 1 | 0 | 0 | 0
2038-01-30 06:00 | 2038 | 1 | 0 | 0 | 0
2038-01-30 07:00 | 2038 | 1 | 0 | 0 | 0
2038-01-30 08:00 | 2038 | 1 | 0 | 0 | 0
2038-01-30 09:00 | 2038 | 1 | 0 | 0 | 0
2038-01-30 10:00 | 2038 | 1 | 0 | 0 | 0
2038-01-30 11:00 | 2038 | 1 | 0 | 0 | 0
2038-01-30 12:00 | 2038 | 1 | 0 | 0 | 0
2038-01-30 13:00 | 2038 | 1 | 0 | 0 | 0
2038-01-30 14:00 | 2038 | 1 | 0 | 0 | 0
2038-01-30 15:00 | 2038 | 1 | 0 | 0 | 0
2038-01-30 16:00 | 2038 | 1 | 0 | 0 | 0
2038-01-30 17:00 | 2038 | 1 | 0 | 0 | 0
2038-01-30 18:00 | 2038 | 1 | 0 | 0 | 0
2038-01-30 19:00 | 2038 | 1 | 0 | 0 | 0
2038-01-30 20:00 | 2038 | 1 | 0 | 0 | 0
2038-01-30 21:00 | 2038 | 1 | 0 | 0 | 0
2038-01-30 22:00 | 2038 | 1 | 0 | 0 | 0
2038-01-30 23:00 | 2038 | 1 | 0 | 0 | 0
2038-01-31 | 2038 | 1 | 0 | 0 | 0
2038-01-31 01:00 | 2038 | 1 | 0 | 0 | 0
2038-01-31 02:00 | 2038 | 1 | 0 | 0 | 0
2038-01-31 03:00 | 2038 | 1 | 0 | 0 | 0
2038-01-31 04:00 | 2038 | 1 | 0 | 0 | 0
2038-01-31 05:00 | 2038 | 1 | 0 | 0 | 0
2038-01-31 06:00 | 2038 | 1 | 0 | 0 | 0
2038-01-31 07:00 | 2038 | 1 | 0 | 0 | 0
2038-01-31 08:00 | 2038 | 1 | 0 | 0 | 0
2038-01-31 09:00 | 2038 | 1 | 0 | 0 | 0
2038-01-31 10:00 | 2038 | 1 | 0 | 0 | 0
2038-01-31 11:00 | 2038 | 1 | 0 | 0 | 0
2038-01-31 12:00 | 2038 | 1 | 0 | 0 | 0
2038-01-31 13:00 | 2038 | 1 | 0 | 0 | 0
2038-01-31 14:00 | 2038 | 1 | 0 | 0 | 0
2038-01-31 15:00 | 2038 | 1 | 0 | 0 | 0
2038-01-31 16:00 | 2038 | 1 | 0 | 0 | 0
2038-01-31 17:00 | 2038 | 1 | 0 | 0 | 0
2038-01-31 18:00 | 2038 | 1 | 0 | 0 | 0
2038-01-31 19:00 | 2038 | 1 | 0 | 0 | 0
2038-01-31 20:00 | 2038 | 1 | 0 | 0 | 0
2038-01-31 21:00 | 2038 | 1 | 0 | 0 | 0
2038-01-31 22:00 | 2038 | 1 | 0 | 0 | 0
2038-01-31 23:00 | 2038 | 1 | 0 | 0 | 0
2038-02-01 | 2038 | 2 | 0 | 0 | 0
2038-02-01 01:00 | 2038 | 2 | 0 | 0 | 0
2038-02-01 02:00 | 2038 | 2 | 0 | 0 | 0
2038-02-01 03:00 | 2038 | 2 | 0 | 0 | 0
2038-02-01 04:00 | 2038 | 2 | 0 | 0 | 0
2038-02-01 05:00 | 2038 | 2 | 0 | 0 | 0
2038-02-01 06:00 | 2038 | 2 | 0 | 0 | 0
2038-02-01 07:00 | 2038 | 2 | 0 | 0 | 0
2038-02-01 08:00 | 2038 | 2 | 0 | 0 | 0
2038-02-01 09:00 | 2038 | 2 | 0 | 0 | 0
2038-02-01 10:00 | 2038 | 2 | 0 | 0 | 0
2038-02-01 11:00 | 2038 | 2 | 0 | 0 | 0
2038-02-01 12:00 | 2038 | 2 | 0 | 0 | 0
2038-02-01 13:00 | 2038 | 2 | 0 | 0 | 0
2038-02-01 14:00 | 2038 | 2 | 0 | 0 | 0
2038-02-01 15:00 | 2038 | 2 | 0 | 0 | 0
2038-02-01 16:00 | 2038 | 2 | 0 | 0 | 0
2038-02-01 17:00 | 2038 | 2 | 0 | 0 | 0
2038-02-01 18:00 | 2038 | 2 | 0 | 0 | 0
2038-02-01 19:00 | 2038 | 2 | 0 | 0 | 0
2038-02-01 20:00 | 2038 | 2 | 0 | 0 | 0
2038-02-01 21:00 | 2038 | 2 | 0 | 0 | 0
2038-02-01 22:00 | 2038 | 2 | 0 | 0 | 0
2038-02-01 23:00 | 2038 | 2 | 0 | 0 | 0
2038-02-02 | 2038 | 2 | 0 | 0 | 0
2038-02-02 01:00 | 2038 | 2 | 0 | 0 | 0
2038-02-02 02:00 | 2038 | 2 | 0 | 0 | 0
2038-02-02 03:00 | 2038 | 2 | 0 | 0 | 0
2038-02-02 04:00 | 2038 | 2 | 0 | 0 | 0
2038-02-02 05:00 | 2038 | 2 | 0 | 0 | 0
2038-02-02 06:00 | 2038 | 2 | 0 | 0 | 0
2038-02-02 07:00 | 2038 | 2 | 0 | 0 | 0
2038-02-02 08:00 | 2038 | 2 | 0 | 0 | 0
2038-02-02 09:00 | 2038 | 2 | 0 | 0 | 0
2038-02-02 10:00 | 2038 | 2 | 0 | 0 | 0
2038-02-02 11:00 | 2038 | 2 | 0 | 0 | 0
2038-02-02 12:00 | 2038 | 2 | 0 | 0 | 0
2038-02-02 13:00 | 2038 | 2 | 0 | 0 | 0
2038-02-02 14:00 | 2038 | 2 | 0 | 0 | 0
2038-02-02 15:00 | 2038 | 2 | 0 | 0 | 0
2038-02-02 16:00 | 2038 | 2 | 0 | 0 | 0
2038-02-02 17:00 | 2038 | 2 | 0 | 0 | 0
2038-02-02 18:00 | 2038 | 2 | 0 | 0 | 0
2038-02-02 19:00 | 2038 | 2 | 0 | 0 | 0
2038-02-02 20:00 | 2038 | 2 | 0 | 0 | 0
2038-02-02 21:00 | 2038 | 2 | 0 | 0 | 0
2038-02-02 22:00 | 2038 | 2 | 0 | 0 | 0
2038-02-02 23:00 | 2038 | 2 | 0 | 0 | 0
2038-02-03 | 2038 | 2 | 0 | 0 | 0
2038-02-03 01:00 | 2038 | 2 | 0 | 0 | 0
2038-02-03 02:00 | 2038 | 2 | 0 | 0 | 0
2038-02-03 03:00 | 2038 | 2 | 0 | 0 | 0
2038-02-03 04:00 | 2038 | 2 | 0 | 0 | 0
2038-02-03 05:00 | 2038 | 2 | 0 | 0 | 0
2038-02-03 06:00 | 2038 | 2 | 0 | 0 | 0
2038-02-03 07:00 | 2038 | 2 | 0 | 0 | 0
2038-02-03 08:00 | 2038 | 2 | 0 | 0.043686 | 0
2038-02-03 09:00 | 2038 | 2 | 0 | 0.062034 | 0
2038-02-03 10:00 | 2038 | 2 | 0 | 0 | 0
2038-02-03 11:00 | 2038 | 2 | 0 | 0 | 0
2038-02-03 12:00 | 2038 | 2 | 0 | 0 | 0
2038-02-03 13:00 | 2038 | 2 | 0 | 0 | 0
2038-02-03 14:00 | 2038 | 2 | 0 | 0 | 0
2038-02-03 15:00 | 2038 | 2 | 0 | 0 | 0
2038-02-03 16:00 | 2038 | 2 | 0 | 0 | 0
2038-02-03 17:00 | 2038 | 2 | 0 | 0 | 0
2038-02-03 18:00 | 2038 | 2 | 0 | 0 | 0
2038-02-03 19:00 | 2038 | 2 | 0 | 0 | 0
2038-02-03 20:00 | 2038 | 2 | 0 | 0 | 0
2038-02-03 21:00 | 2038 | 2 | 0 | 0 | 0
2038-02-03 22:00 | 2038 | 2 | 0 | 0 | 0
2038-02-03 23:00 | 2038 | 2 | 0 | 0 | 0
2038-02-04 | 2038 | 2 | 0 | 0 | 0
2038-02-04 01:00 | 2038 | 2 | 0 | 0 | 0
2038-02-04 02:00 | 2038 | 2 | 0 | 0 | 0
2038-02-04 03:00 | 2038 | 2 | 0 | 0 | 0
2038-02-04 04:00 | 2038 | 2 | 0 | 0 | 0
2038-02-04 05:00 | 2038 | 2 | 0 | 0 | 0
2038-02-04 06:00 | 2038 | 2 | 0 | 0 | 0
2038-02-04 07:00 | 2038 | 2 | 0 | 0 | 0
2038-02-04 08:00 | 2038 | 2 | 0 | 0 | 0
2038-02-04 09:00 | 2038 | 2 | 0 | 0 | 0
2038-02-04 10:00 | 2038 | 2 | 0 | 0 | 0
2038-02-04 11:00 | 2038 | 2 | 0 | 0 | 0
2038-02-04 12:00 | 2038 | 2 | 0 | 0 | 0
2038-02-04 13:00 | 2038 | 2 | 0 | 0 | 0
2038-02-04 14:00 | 2038 | 2 | 0 | 0 | 0.14407
2038-02-04 15:00 | 2038 | 2 | 0 | 0 | 0
2038-02-04 16:00 | 2038 | 2 | 0 | 0 | 0
2038-02-04 17:00 | 2038 | 2 | 0 | 0 | 0
2038-02-04 18:00 | 2038 | 2 | 0 | 0 | 0
2038-02-04 19:00 | 2038 | 2 | 0 | 0 | 0.1904
2038-02-04 20:00 | 2038 | 2 | 0 | 0 | 0.22976
2038-02-04 21:00 | 2038 | 2 | 0 | 0 | 0.21481
2038-02-04 22:00 | 2038 | 2 | 0 | 0 | 0.090862
2038-02-04 23:00 | 2038 | 2 | 0 | 0 | 0.19107
2038-02-05 | 2038 | 2 | 0 | 0 | 0.027551
2038-02-05 01:00 | 2038 | 2 | 0 | 0 | 0
2038-02-05 02:00 | 2038 | 2 | 0 | 0 | 0
2038-02-05 03:00 | 2038 | 2 | 0 | 0 | 0
2038-02-05 04:00 | 2038 | 2 | 0 | 0 | 0
2038-02-05 05:00 | 2038 | 2 | 0 | 0 | 0
2038-02-05 06:00 | 2038 | 2 | 0 | 0 | 0
2038-02-05 07:00 | 2038 | 2 | 0 | 0 | 0
2038-02-05 08:00 | 2038 | 2 | 0 | 0 | 0.42353
2038-02-05 09:00 | 2038 | 2 | 0 | 0 | 0.49912
2038-02-05 10:00 | 2038 | 2 | 0 | 0 | 0.22465
2038-02-05 11:00 | 2038 | 2 | 0 | 0 | 0.11558
2038-02-05 12:00 | 2038 | 2 | 0 | 0 | 0.042658
2038-02-05 13:00 | 2038 | 2 | 0 | 0 | 0.18104
2038-02-05 14:00 | 2038 | 2 | 0 | 0 | 0.47987
2038-02-05 15:00 | 2038 | 2 | 0 | 0 | 0
2038-02-05 16:00 | 2038 | 2 | 0 | 0 | 0
2038-02-05 17:00 | 2038 | 2 | 0 | 0 | 0
2038-02-05 18:00 | 2038 | 2 | 0 | 0 | 0
2038-02-05 19:00 | 2038 | 2 | 0 | 0 | 0
2038-02-05 20:00 | 2038 | 2 | 0 | 0 | 0
2038-02-05 21:00 | 2038 | 2 | 0 | 0 | 0
2038-02-05 22:00 | 2038 | 2 | 0 | 0 | 0
2038-02-05 23:00 | 2038 | 2 | 0 | 0 | 0.010489
2038-02-06 | 2038 | 2 | 0 | 0 | 0
2038-02-06 01:00 | 2038 | 2 | 0 | 0 | 0.18941
2038-02-06 02:00 | 2038 | 2 | 0 | 0 | 0.17628
2038-02-06 03:00 | 2038 | 2 | 0 | 0 | 0
2038-02-06 04:00 | 2038 | 2 | 0 | 0 | 0
2038-02-06 05:00 | 2038 | 2 | 0 | 0 | 0
2038-02-06 06:00 | 2038 | 2 | 0 | 0 | 0
2038-02-06 07:00 | 2038 | 2 | 0 | 0 | 0
2038-02-06 08:00 | 2038 | 2 | 0 | 0 | 0
2038-02-06 09:00 | 2038 | 2 | 0 | 0 | 0
2038-02-06 10:00 | 2038 | 2 | 0 | 0 | 0.088388
2038-02-06 11:00 | 2038 | 2 | 0 | 0 | 0.003941
2038-02-06 12:00 | 2038 | 2 | 0 | 0 | 0
2038-02-06 13:00 | 2038 | 2 | 0 | 0 | 0
2038-02-06 14:00 | 2038 | 2 | 0 | 0 | 0.31438
2038-02-06 15:00 | 2038 | 2 | 0 | 0 | 0
2038-02-06 16:00 | 2038 | 2 | 0 | 0 | 0
2038-02-06 17:00 | 2038 | 2 | 0 | 0 | 0
2038-02-06 18:00 | 2038 | 2 | 0 | 0 | 0
2038-02-06 19:00 | 2038 | 2 | 0 | 0 | 0
2038-02-06 20:00 | 2038 | 2 | 0 | 0 | 0
2038-02-06 21:00 | 2038 | 2 | 0 | 0 | 0
2038-02-06 22:00 | 2038 | 2 | 0 | 0 | 0
2038-02-06 23:00 | 2038 | 2 | 0 | 0 | 0
2038-02-07 | 2038 | 2 | 0 | 0 | 0
2038-02-07 01:00 | 2038 | 2 | 0 | 0 | 0
2038-02-07 02:00 | 2038 | 2 | 0 | 0 | 0
2038-02-07 03:00 | 2038 | 2 | 0 | 0 | 0
2038-02-07 04:00 | 2038 | 2 | 0 | 0 | 0
2038-02-07 05:00 | 2038 | 2 | 0 | 0 | 0
2038-02-07 06:00 | 2038 | 2 | 0 | 0 | 0
2038-02-07 07:00 | 2038 | 2 | 0 | 0 | 0
2038-02-07 08:00 | 2038 | 2 | 0 | 0 | 0
2038-02-07 09:00 | 2038 | 2 | 0 | 0 | 0
2038-02-07 10:00 | 2038 | 2 | 0 | 0 | 0
2038-02-07 11:00 | 2038 | 2 | 0 | 0 | 0
2038-02-07 12:00 | 2038 | 2 | 0 | 0 | 0
2038-02-07 13:00 | 2038 | 2 | 0 | 0 | 0
2038-02-07 14:00 | 2038 | 2 | 0 | 0 | 0
2038-02-07 15:00 | 2038 | 2 | 0 | 0 | 0
2038-02-07 16:00 | 2038 | 2 | 0 | 0 | 0
2038-02-07 17:00 | 2038 | 2 | 0 | 0 | 0
2038-02-07 18:00 | 2038 | 2 | 0 | 0 | 0
2038-02-07 19:00 | 2038 | 2 | 0 | 0 | 0
2038-02-07 20:00 | 2038 | 2 | 0 | 0 | 0
2038-02-07 21:00 | 2038 | 2 | 0 | 0 | 0
2038-02-07 22:00 | 2038 | 2 | 0 | 0 | 0
2038-02-07 23:00 | 2038 | 2 | 0 | 0 | 0
2038-02-08 | 2038 | 2 | 0 | 0 | 0
2038-02-08 01:00 | 2038 | 2 | 0 | 0 | 0
2038-02-08 02:00 | 2038 | 2 | 0 | 0 | 0
2038-02-08 03:00 | 2038 | 2 | 0 | 0 | 0
2038-02-08 04:00 | 2038 | 2 | 0 | 0 | 0
2038-02-08 05:00 | 2038 | 2 | 0 | 0 | 0
2038-02-08 06:00 | 2038 | 2 | 0 | 0 | 0
2038-02-08 07:00 | 2038 | 2 | 0 | 0 | 0
2038-02-08 08:00 | 2038 | 2 | 0 | 0.19965 | 0
2038-02-08 09:00 | 2038 | 2 | 0 | 0.27565 | 0
2038-02-08 10:00 | 2038 | 2 | 0 | 0.007452 | 0
2038-02-08 11:00 | 2038 | 2 | 0 | 0 | 0
2038-02-08 12:00 | 2038 | 2 | 0 | 0 | 0
2038-02-08 13:00 | 2038 | 2 | 0 | 0 | 0
2038-02-08 14:00 | 2038 | 2 | 0 | 0.089123 | 0
2038-02-08 15:00 | 2038 | 2 | 0 | 0 | 0
2038-02-08 16:00 | 2038 | 2 | 0 | 0 | 0
2038-02-08 17:00 | 2038 | 2 | 0 | 0 | 0
2038-02-08 18:00 | 2038 | 2 | 0 | 0 | 0
2038-02-08 19:00 | 2038 | 2 | 0 | 0 | 0
2038-02-08 20:00 | 2038 | 2 | 0 | 0 | 0
2038-02-08 21:00 | 2038 | 2 | 0 | 0 | 0
2038-02-08 22:00 | 2038 | 2 | 0 | 0 | 0
2038-02-08 23:00 | 2038 | 2 | 0 | 0 | 0
2038-02-09 | 2038 | 2 | 0 | 0 | 0
2038-02-09 01:00 | 2038 | 2 | 0 | 0 | 0
2038-02-09 02:00 | 2038 | 2 | 0 | 0 | 0
2038-02-09 03:00 | 2038 | 2 | 0 | 0 | 0
2038-02-09 04:00 | 2038 | 2 | 0 | 0 | 0
2038-02-09 05:00 | 2038 | 2 | 0 | 0 | 0
2038-02-09 06:00 | 2038 | 2 | 0 | 0 | 0
2038-02-09 07:00 | 2038 | 2 | 0 | 0 | 0
2038-02-09 08:00 | 2038 | 2 | 0 | 0 | 0
2038-02-09 09:00 | 2038 | 2 | 0 | 0.038452 | 0
2038-02-09 10:00 | 2038 | 2 | 0 | 0 | 0
2038-02-09 11:00 | 2038 | 2 | 0 | 0 | 0
2038-02-09 12:00 | 2038 | 2 | 0 | 0 | 0
2038-02-09 13:00 | 2038 | 2 | 0 | 0.027267 | 0
2038-02-09 14:00 | 2038 | 2 | 0 | 0.29383 | 0
2038-02-09 15:00 | 2038 | 2 | 0 | 0 | 0
2038-02-09 16:00 | 2038 | 2 | 0 | 0 | 0
2038-02-09 17:00 | 2038 | 2 | 0 | 0 | 0
2038-02-09 18:00 | 2038 | 2 | 0 | 0 | 0
2038-02-09 19:00 | 2038 | 2 | 0 | 0 | 0
2038-02-09 20:00 | 2038 | 2 | 0 | 0 | 0
2038-02-09 21:00 | 2038 | 2 | 0 | 0 | 0
2038-02-09 22:00 | 2038 | 2 | 0 | 0 | 0
2038-02-09 23:00 | 2038 | 2 | 0 | 0 | 0
2038-02-10 | 2038 | 2 | 0 | 0 | 0
2038-02-10 01:00 | 2038 | 2 | 0 | 0 | 0
2038-02-10 02:00 | 2038 | 2 | 0 | 0.032076 | 0
2038-02-10 03:00 | 2038 | 2 | 0 | 0 | 0
2038-02-10 04:00 | 2038 | 2 | 0 | 0 | 0
2038-02-10 05:00 | 2038 | 2 | 0 | 0 | 0
2038-02-10 06:00 | 2038 | 2 | 0 | 0 | 0
2038-02-10 07:00 | 2038 | 2 | 0 | 0 | 0
2038-02-10 08:00 | 2038 | 2 | 0 | 0.55582 | 0
2038-02-10 09:00 | 2038 | 2 | 0 | 0.56119 | 0
2038-02-10 10:00 | 2038 | 2 | 0 | 0.37252 | 0
2038-02-10 11:00 | 2038 | 2 | 0 | 0.32037 | 0
2038-02-10 12:00 | 2038 | 2 | 0 | 0.21167 | 0
2038-02-10 13:00 | 2038 | 2 | 0 | 0.39595 | 0
2038-02-10 14:00 | 2038 | 2 | 0 | 0.48959 | 0
2038-02-10 15:00 | 2038 | 2 | 0 | 0 | 0
2038-02-10 16:00 | 2038 | 2 | 0 | 0 | 0
2038-02-10 17:00 | 2038 | 2 | 0 | 0 | 0
2038-02-10 18:00 | 2038 | 2 | 0 | 0 | 0
2038-02-10 19:00 | 2038 | 2 | 0 | 0 | 0
2038-02-10 20:00 | 2038 | 2 | 0 | 0 | 0
2038-02-10 21:00 | 2038 | 2 | 0 | 0 | 0
2038-02-10 22:00 | 2038 | 2 | 0 | 0 | 0
2038-02-10 23:00 | 2038 | 2 | 0 | 0 | 0
2038-02-11 | 2038 | 2 | 0 | 0 | 0
2038-02-11 01:00 | 2038 | 2 | 0 | 0.0098845 | 0
2038-02-11 02:00 | 2038 | 2 | 0 | 0.072158 | 0
2038-02-11 03:00 | 2038 | 2 | 0 | 0 | 0
2038-02-11 04:00 | 2038 | 2 | 0 | 0 | 0
2038-02-11 05:00 | 2038 | 2 | 0 | 0 | 0
2038-02-11 06:00 | 2038 | 2 | 0 | 0 | 0
2038-02-11 07:00 | 2038 | 2 | 0 | 0 | 0
2038-02-11 08:00 | 2038 | 2 | 0 | 0.50083 | 0
2038-02-11 09:00 | 2038 | 2 | 0 | 0.50739 | 0
2038-02-11 10:00 | 2038 | 2 | 0 | 0.35386 | 0
2038-02-11 11:00 | 2038 | 2 | 0 | 0.20898 | 0
2038-02-11 12:00 | 2038 | 2 | 0 | 0.11972 | 0
2038-02-11 13:00 | 2038 | 2 | 0 | 0.18876 | 0
2038-02-11 14:00 | 2038 | 2 | 0 | 0.25595 | 0
2038-02-11 15:00 | 2038 | 2 | 0 | 0 | 0
2038-02-11 16:00 | 2038 | 2 | 0 | 0 | 0
2038-02-11 17:00 | 2038 | 2 | 0 | 0 | 0
2038-02-11 18:00 | 2038 | 2 | 0 | 0 | 0
2038-02-11 19:00 | 2038 | 2 | 0 | 0 | 0
2038-02-11 20:00 | 2038 | 2 | 0 | 0 | 0
2038-02-11 21:00 | 2038 | 2 | 0 | 0 | 0
2038-02-11 22:00 | 2038 | 2 | 0 | 0 | 0
2038-02-11 23:00 | 2038 | 2 | 0 | 0 | 0
2038-02-12 | 2038 | 2 | 0 | 0 | 0
2038-02-12 01:00 | 2038 | 2 | 0 | 0 | 0
2038-02-12 02:00 | 2038 | 2 | 0 | 0 | 0
2038-02-12 03:00 | 2038 | 2 | 0 | 0 | 0
2038-02-12 04:00 | 2038 | 2 | 0 | 0 | 0
2038-02-12 05:00 | 2038 | 2 | 0 | 0 | 0
2038-02-12 06:00 | 2038 | 2 | 0 | 0 | 0
2038-02-12 07:00 | 2038 | 2 | 0 | 0 | 0
2038-02-12 08:00 | 2038 | 2 | 0 | 0.62947 | 0
2038-02-12 09:00 | 2038 | 2 | 0 | 0.60815 | 0
2038-02-12 10:00 | 2038 | 2 | 0 | 0.58028 | 0
2038-02-12 11:00 | 2038 | 2 | 0 | 0.54496 | 0
2038-02-12 12:00 | 2038 | 2 | 0 | 0.36819 | 0
2038-02-12 13:00 | 2038 | 2 | 0 | 0.59051 | 0
2038-02-12 14:00 | 2038 | 2 | 0 | 0.49683 | 0
2038-02-12 15:00 | 2038 | 2 | 0 | 0 | 0
2038-02-12 16:00 | 2038 | 2 | 0 | 0 | 0
2038-02-12 17:00 | 2038 | 2 | 0 | 0 | 0
2038-02-12 18:00 | 2038 | 2 | 0 | 0 | 0
2038-02-12 19:00 | 2038 | 2 | 0 | 0 | 0
2038-02-12 20:00 | 2038 | 2 | 0 | 0 | 0
2038-02-12 21:00 | 2038 | 2 | 0 | 0 | 0
2038-02-12 22:00 | 2038 | 2 | 0 | 0 | 0
2038-02-12 23:00 | 2038 | 2 | 0 | 0.064775 | 0
2038-02-13 | 2038 | 2 | 0 | 0.068807 | 0
2038-02-13 01:00 | 2038 | 2 | 0 | 0.084172 | 0
2038-02-13 02:00 | 2038 | 2 | 0 | 0.091954 | 0
2038-02-13 03:00 | 2038 | 2 | 0 | 0 | 0
2038-02-13 04:00 | 2038 | 2 | 0 | 0 | 0
2038-02-13 05:00 | 2038 | 2 | 0 | 0 | 0
2038-02-13 06:00 | 2038 | 2 | 0 | 0 | 0
2038-02-13 07:00 | 2038 | 2 | 0 | 0 | 0
2038-02-13 08:00 | 2038 | 2 | 0 | 0.2884 | 0
2038-02-13 09:00 | 2038 | 2 | 0 | 0.2641 | 0
2038-02-13 10:00 | 2038 | 2 | 0 | 0.31827 | 0
2038-02-13 11:00 | 2038 | 2 | 0 | 0.38551 | 0
2038-02-13 12:00 | 2038 | 2 | 0 | 0.20538 | 0
2038-02-13 13:00 | 2038 | 2 | 0 | 0.30657 | 0
2038-02-13 14:00 | 2038 | 2 | 0 | 0.28194 | 0
2038-02-13 15:00 | 2038 | 2 | 0 | 0 | 0
2038-02-13 16:00 | 2038 | 2 | 0 | 0 | 0
2038-02-13 17:00 | 2038 | 2 | 0 | 0 | 0
2038-02-13 18:00 | 2038 | 2 | 0 | 0 | 0
2038-02-13 19:00 | 2038 | 2 | 0 | 0 | 0
2038-02-13 20:00 | 2038 | 2 | 0 | 0 | 0
2038-02-13 21:00 | 2038 | 2 | 0 | 0 | 0
2038-02-13 22:00 | 2038 | 2 | 0 | 0 | 0
2038-02-13 23:00 | 2038 | 2 | 0 | 0 | 0
2038-02-14 | 2038 | 2 | 0 | 0 | 0
2038-02-14 01:00 | 2038 | 2 | 0 | 0 | 0
2038-02-14 02:00 | 2038 | 2 | 0 | 0 | 0
2038-02-14 03:00 | 2038 | 2 | 0 | 0 | 0
2038-02-14 04:00 | 2038 | 2 | 0 | 0 | 0
2038-02-14 05:00 | 2038 | 2 | 0 | 0 | 0
2038-02-14 06:00 | 2038 | 2 | 0 | 0 | 0
2038-02-14 07:00 | 2038 | 2 | 0 | 0 | 0
2038-02-14 08:00 | 2038 | 2 | 0 | 0 | 0
2038-02-14 09:00 | 2038 | 2 | 0 | 0 | 0
2038-02-14 10:00 | 2038 | 2 | 0 | 0 | 0
2038-02-14 11:00 | 2038 | 2 | 0 | 0 | 0
2038-02-14 12:00 | 2038 | 2 | 0 | 0 | 0
2038-02-14 13:00 | 2038 | 2 | 0 | 0 | 0
2038-02-14 14:00 | 2038 | 2 | 0 | 0 | 0
2038-02-14 15:00 | 2038 | 2 | 0 | 0 | 0
2038-02-14 16:00 | 2038 | 2 | 0 | 0 | 0
2038-02-14 17:00 | 2038 | 2 | 0 | 0 | 0
2038-02-14 18:00 | 2038 | 2 | 0 | 0 | 0
2038-02-14 19:00 | 2038 | 2 | 0 | 0 | 0
2038-02-14 20:00 | 2038 | 2 | 0 | 0 | 0
2038-02-14 21:00 | 2038 | 2 | 0 | 0 | 0
2038-02-14 22:00 | 2038 | 2 | 0 | 0 | 0
2038-02-14 23:00 | 2038 | 2 | 0 | 0 | 0
2038-02-15 | 2038 | 2 | 0 | 0 | 0
2038-02-15 01:00 | 2038 | 2 | 0 | 0 | 0
2038-02-15 02:00 | 2038 | 2 | 0 | 0 | 0
2038-02-15 03:00 | 2038 | 2 | 0 | 0 | 0
2038-02-15 04:00 | 2038 | 2 | 0 | 0 | 0
2038-02-15 05:00 | 2038 | 2 | 0 | 0 | 0
2038-02-15 06:00 | 2038 | 2 | 0 | 0 | 0
2038-02-15 07:00 | 2038 | 2 | 0 | 0 | 0
2038-02-15 08:00 | 2038 | 2 | 0 | 0 | 0
2038-02-15 09:00 | 2038 | 2 | 0 | 0 | 0
2038-02-15 10:00 | 2038 | 2 | 0 | 0 | 0
2038-02-15 11:00 | 2038 | 2 | 0 | 0 | 0
2038-02-15 12:00 | 2038 | 2 | 0 | 0 | 0
2038-02-15 13:00 | 2038 | 2 | 0 | 0 | 0
2038-02-15 14:00 | 2038 | 2 | 0 | 0 | 0
2038-02-15 15:00 | 2038 | 2 | 0 | 0 | 0
2038-02-15 16:00 | 2038 | 2 | 0 | 0 | 0
2038-02-15 17:00 | 2038 | 2 | 0 | 0 | 0
2038-02-15 18:00 | 2038 | 2 | 0 | 0 | 0
2038-02-15 19:00 | 2038 | 2 | 0 | 0 | 0
2038-02-15 20:00 | 2038 | 2 | 0 | 0 | 0
2038-02-15 21:00 | 2038 | 2 | 0 | 0 | 0
2038-02-15 22:00 | 2038 | 2 | 0 | 0 | 0
2038-02-15 23:00 | 2038 | 2 | 0 | 0 | 0
2038-02-16 | 2038 | 2 | 0 | 0 | 0
2038-02-16 01:00 | 2038 | 2 | 0 | 0 | 0
2038-02-16 02:00 | 2038 | 2 | 0 | 0 | 0
2038-02-16 03:00 | 2038 | 2 | 0 | 0 | 0
2038-02-16 04:00 | 2038 | 2 | 0 | 0 | 0
2038-02-16 05:00 | 2038 | 2 | 0 | 0 | 0
2038-02-16 06:00 | 2038 | 2 | 0 | 0 | 0
2038-02-16 07:00 | 2038 | 2 | 0 | 0 | 0
2038-02-16 08:00 | 2038 | 2 | 0 | 0 | 0
2038-02-16 09:00 | 2038 | 2 | 0 | 0 | 0
2038-02-16 10:00 | 2038 | 2 | 0 | 0 | 0
2038-02-16 11:00 | 2038 | 2 | 0 | 0 | 0
2038-02-16 12:00 | 2038 | 2 | 0 | 0 | 0
2038-02-16 13:00 | 2038 | 2 | 0 | 0 | 0
2038-02-16 14:00 | 2038 | 2 | 0 | 0 | 0
2038-02-16 15:00 | 2038 | 2 | 0 | 0 | 0
2038-02-16 16:00 | 2038 | 2 | 0 | 0 | 0
2038-02-16 17:00 | 2038 | 2 | 0 | 0 | 0
2038-02-16 18:00 | 2038 | 2 | 0 | 0 | 0
2038-02-16 19:00 | 2038 | 2 | 0 | 0 | 0
2038-02-16 20:00 | 2038 | 2 | 0 | 0 | 0
2038-02-16 21:00 | 2038 | 2 | 0 | 0 | 0
2038-02-16 22:00 | 2038 | 2 | 0 | 0 | 0
2038-02-16 23:00 | 2038 | 2 | 0 | 0 | 0
2038-02-17 | 2038 | 2 | 0 | 0 | 0
2038-02-17 01:00 | 2038 | 2 | 0 | 0 | 0
2038-02-17 02:00 | 2038 | 2 | 0 | 0 | 0
2038-02-17 03:00 | 2038 | 2 | 0 | 0 | 0
2038-02-17 04:00 | 2038 | 2 | 0 | 0 | 0
2038-02-17 05:00 | 2038 | 2 | 0 | 0 | 0
2038-02-17 06:00 | 2038 | 2 | 0 | 0 | 0
2038-02-17 07:00 | 2038 | 2 | 0 | 0 | 0
2038-02-17 08:00 | 2038 | 2 | 0 | 0 | 0
2038-02-17 09:00 | 2038 | 2 | 0 | 0 | 0
2038-02-17 10:00 | 2038 | 2 | 0 | 0 | 0
2038-02-17 11:00 | 2038 | 2 | 0 | 0 | 0
2038-02-17 12:00 | 2038 | 2 | 0 | 0 | 0
2038-02-17 13:00 | 2038 | 2 | 0 | 0 | 0
2038-02-17 14:00 | 2038 | 2 | 0 | 0 | 0
2038-02-17 15:00 | 2038 | 2 | 0 | 0 | 0
2038-02-17 16:00 | 2038 | 2 | 0 | 0 | 0
2038-02-17 17:00 | 2038 | 2 | 0 | 0 | 0
2038-02-17 18:00 | 2038 | 2 | 0 | 0 | 0
2038-02-17 19:00 | 2038 | 2 | 0 | 0 | 0
2038-02-17 20:00 | 2038 | 2 | 0 | 0 | 0
2038-02-17 21:00 | 2038 | 2 | 0 | 0 | 0
2038-02-17 22:00 | 2038 | 2 | 0 | 0 | 0
2038-02-17 23:00 | 2038 | 2 | 0 | 0 | 0
2038-02-18 | 2038 | 2 | 0 | 0 | 0
2038-02-18 01:00 | 2038 | 2 | 0 | 0 | 0
2038-02-18 02:00 | 2038 | 2 | 0 | 0 | 0
2038-02-18 03:00 | 2038 | 2 | 0 | 0 | 0
2038-02-18 04:00 | 2038 | 2 | 0 | 0 | 0
2038-02-18 05:00 | 2038 | 2 | 0 | 0 | 0
2038-02-18 06:00 | 2038 | 2 | 0 | 0 | 0
2038-02-18 07:00 | 2038 | 2 | 0 | 0 | 0
2038-02-18 08:00 | 2038 | 2 | 0 | 0 | 0
2038-02-18 09:00 | 2038 | 2 | 0 | 0 | 0
2038-02-18 10:00 | 2038 | 2 | 0 | 0 | 0
2038-02-18 11:00 | 2038 | 2 | 0 | 0 | 0
2038-02-18 12:00 | 2038 | 2 | 0 | 0 | 0
2038-02-18 13:00 | 2038 | 2 | 0 | 0 | 0
2038-02-18 14:00 | 2038 | 2 | 0 | 0 | 0
2038-02-18 15:00 | 2038 | 2 | 0 | 0 | 0
2038-02-18 16:00 | 2038 | 2 | 0 | 0 | 0
2038-02-18 17:00 | 2038 | 2 | 0 | 0 | 0
2038-02-18 18:00 | 2038 | 2 | 0 | 0 | 0
2038-02-18 19:00 | 2038 | 2 | 0 | 0 | 0
2038-02-18 20:00 | 2038 | 2 | 0 | 0 | 0
2038-02-18 21:00 | 2038 | 2 | 0 | 0 | 0
2038-02-18 22:00 | 2038 | 2 | 0 | 0 | 0
2038-02-18 23:00 | 2038 | 2 | 0 | 0 | 0
2038-02-19 | 2038 | 2 | 0 | 0 | 0
2038-02-19 01:00 | 2038 | 2 | 0 | 0 | 0
2038-02-19 02:00 | 2038 | 2 | 0 | 0 | 0
2038-02-19 03:00 | 2038 | 2 | 0 | 0 | 0
2038-02-19 04:00 | 2038 | 2 | 0 | 0 | 0
2038-02-19 05:00 | 2038 | 2 | 0 | 0 | 0
2038-02-19 06:00 | 2038 | 2 | 0 | 0 | 0
2038-02-19 07:00 | 2038 | 2 | 0 | 0 | 0
2038-02-19 08:00 | 2038 | 2 | 0 | 0 | 0
2038-02-19 09:00 | 2038 | 2 | 0 | 0 | 0
2038-02-19 10:00 | 2038 | 2 | 0 | 0 | 0
2038-02-19 11:00 | 2038 | 2 | 0 | 0 | 0
2038-02-19 12:00 | 2038 | 2 | 0 | 0 | 0
2038-02-19 13:00 | 2038 | 2 | 0 | 0 | 0
2038-02-19 14:00 | 2038 | 2 | 0 | 0 | 0.02156
2038-02-19 15:00 | 2038 | 2 | 0 | 0 | 0
2038-02-19 16:00 | 2038 | 2 | 0 | 0 | 0
2038-02-19 17:00 | 2038 | 2 | 0 | 0 | 0
2038-02-19 18:00 | 2038 | 2 | 0 | 0 | 0
2038-02-19 19:00 | 2038 | 2 | 0 | 0 | 0
2038-02-19 20:00 | 2038 | 2 | 0 | 0 | 0
2038-02-19 21:00 | 2038 | 2 | 0 | 0 | 0
2038-02-19 22:00 | 2038 | 2 | 0 | 0 | 0
2038-02-19 23:00 | 2038 | 2 | 0 | 0 | 0
2038-02-20 | 2038 | 2 | 0 | 0 | 0
2038-02-20 01:00 | 2038 | 2 | 0 | 0 | 0
2038-02-20 02:00 | 2038 | 2 | 0 | 0 | 0
2038-02-20 03:00 | 2038 | 2 | 0 | 0 | 0
2038-02-20 04:00 | 2038 | 2 | 0 | 0 | 0
2038-02-20 05:00 | 2038 | 2 | 0 | 0 | 0
2038-02-20 06:00 | 2038 | 2 | 0 | 0 | 0
2038-02-20 07:00 | 2038 | 2 | 0 | 0 | 0
2038-02-20 08:00 | 2038 | 2 | 0 | 0 | 0.034232
2038-02-20 09:00 | 2038 | 2 | 0 | 0 | 0
2038-02-20 10:00 | 2038 | 2 | 0 | 0 | 0
2038-02-20 11:00 | 2038 | 2 | 0 | 0 | 0.010236
2038-02-20 12:00 | 2038 | 2 | 0 | 0 | 0
2038-02-20 13:00 | 2038 | 2 | 0 | 0 | 0
2038-02-20 14:00 | 2038 | 2 | 0 | 0 | 0
2038-02-20 15:00 | 2038 | 2 | 0 | 0 | 0
2038-02-20 16:00 | 2038 | 2 | 0 | 0 | 0
2038-02-20 17:00 | 2038 | 2 | 0 | 0 | 0
2038-02-20 18:00 | 2038 | 2 | 0 | 0 | 0
2038-02-20 19:00 | 2038 | 2 | 0 | 0 | 0
2038-02-20 20:00 | 2038 | 2 | 0 | 0 | 0
2038-02-20 21:00 | 2038 | 2 | 0 | 0 | 0.054389
2038-02-20 22:00 | 2038 | 2 | 0 | 0 | 0.027307
2038-02-20 23:00 | 2038 | 2 | 0 | 0 | 0.022446
2038-02-21 | 2038 | 2 | 0 | 0 | 0
2038-02-21 01:00 | 2038 | 2 | 0 | 0 | 0
2038-02-21 02:00 | 2038 | 2 | 0 | 0 | 0
2038-02-21 03:00 | 2038 | 2 | 0 | 0 | 0
2038-02-21 04:00 | 2038 | 2 | 0 | 0 | 0
2038-02-21 05:00 | 2038 | 2 | 0 | 0 | 0
2038-02-21 06:00 | 2038 | 2 | 0 | 0 | 0
2038-02-21 07:00 | 2038 | 2 | 0 | 0 | 0
2038-02-21 08:00 | 2038 | 2 | 0 | 0.3802 | 0
2038-02-21 09:00 | 2038 | 2 | 0 | 0.33139 | 0
2038-02-21 10:00 | 2038 | 2 | 0 | 0.23552 | 0
2038-02-21 11:00 | 2038 | 2 | 0 | 0 | 0
2038-02-21 12:00 | 2038 | 2 | 0 | 0 | 0
2038-02-21 13:00 | 2038 | 2 | 0 | 0 | 0
2038-02-21 14:00 | 2038 | 2 | 0 | 0 | 0.055589
2038-02-21 15:00 | 2038 | 2 | 0 | 0 | 0
2038-02-21 16:00 | 2038 | 2 | 0 | 0 | 0
2038-02-21 17:00 | 2038 | 2 | 0 | 0 | 0
2038-02-21 18:00 | 2038 | 2 | 0 | 0 | 0
2038-02-21 19:00 | 2038 | 2 | 0 | 0 | 0
2038-02-21 20:00 | 2038 | 2 | 0 | 0.007075 | 0
2038-02-21 21:00 | 2038 | 2 | 0 | 0.047668 | 0
2038-02-21 22:00 | 2038 | 2 | 0 | 0.022924 | 0
2038-02-21 23:00 | 2038 | 2 | 0 | 0.039077 | 0
2038-02-22 | 2038 | 2 | 0 | 0 | 0
2038-02-22 01:00 | 2038 | 2 | 0 | 0 | 0
2038-02-22 02:00 | 2038 | 2 | 0 | 0 | 0
2038-02-22 03:00 | 2038 | 2 | 0 | 0 | 0
2038-02-22 04:00 | 2038 | 2 | 0 | 0 | 0
2038-02-22 05:00 | 2038 | 2 | 0 | 0 | 0
2038-02-22 06:00 | 2038 | 2 | 0 | 0 | 0
2038-02-22 07:00 | 2038 | 2 | 0 | 0 | 0
2038-02-22 08:00 | 2038 | 2 | 0 | 0.43988 | 0
2038-02-22 09:00 | 2038 | 2 | 0 | 0.41403 | 0
2038-02-22 10:00 | 2038 | 2 | 0 | 0.24451 | 0
2038-02-22 11:00 | 2038 | 2 | 0 | 0.18466 | 0
2038-02-22 12:00 | 2038 | 2 | 0 | 0.011854 | 0
2038-02-22 13:00 | 2038 | 2 | 0 | 0.36252 | 0
2038-02-22 14:00 | 2038 | 2 | 0 | 0.30322 | 0
2038-02-22 15:00 | 2038 | 2 | 0 | 0 | 0
2038-02-22 16:00 | 2038 | 2 | 0 | 0 | 0
2038-02-22 17:00 | 2038 | 2 | 0 | 0 | 0
2038-02-22 18:00 | 2038 | 2 | 0 | 0 | 0
2038-02-22 19:00 | 2038 | 2 | 0 | 0 | 0
2038-02-22 20:00 | 2038 | 2 | 0 | 0 | 0
2038-02-22 21:00 | 2038 | 2 | 0 | 0 | 0
2038-02-22 22:00 | 2038 | 2 | 0 | 0 | 0
2038-02-22 23:00 | 2038 | 2 | 0 | 0 | 0
2038-02-23 | 2038 | 2 | 0 | 0 | 0
2038-02-23 01:00 | 2038 | 2 | 0 | 0 | 0
2038-02-23 02:00 | 2038 | 2 | 0 | 0 | 0
2038-02-23 03:00 | 2038 | 2 | 0 | 0 | 0
2038-02-23 04:00 | 2038 | 2 | 0 | 0 | 0
2038-02-23 05:00 | 2038 | 2 | 0 | 0 | 0
2038-02-23 06:00 | 2038 | 2 | 0 | 0 | 0
2038-02-23 07:00 | 2038 | 2 | 0 | 0 | 0
2038-02-23 08:00 | 2038 | 2 | 0 | 0.17558 | 0
2038-02-23 09:00 | 2038 | 2 | 0 | 0.19148 | 0.047833
2038-02-23 10:00 | 2038 | 2 | 0 | 0.052057 | 0
2038-02-23 11:00 | 2038 | 2 | 0 | 0 | 0
2038-02-23 12:00 | 2038 | 2 | 0 | 0 | 0
2038-02-23 13:00 | 2038 | 2 | 0 | 0 | 0
2038-02-23 14:00 | 2038 | 2 | 0 | 0.058139 | 0.15442
2038-02-23 15:00 | 2038 | 2 | 0 | 0 | 0
2038-02-23 16:00 | 2038 | 2 | 0 | 0 | 0
2038-02-23 17:00 | 2038 | 2 | 0 | 0 | 0
2038-02-23 18:00 | 2038 | 2 | 0 | 0 | 0
2038-02-23 19:00 | 2038 | 2 | 0 | 0 | 0
2038-02-23 20:00 | 2038 | 2 | 0 | 0 | 0
2038-02-23 21:00 | 2038 | 2 | 0 | 0 | 0
2038-02-23 22:00 | 2038 | 2 | 0 | 0 | 0
2038-02-23 23:00 | 2038 | 2 | 0 | 0 | 0
2038-02-24 | 2038 | 2 | 0 | 0 | 0
2038-02-24 01:00 | 2038 | 2 | 0 | 0 | 0
2038-02-24 02:00 | 2038 | 2 | 0 | 0 | 0
2038-02-24 03:00 | 2038 | 2 | 0 | 0 | 0
2038-02-24 04:00 | 2038 | 2 | 0 | 0 | 0
2038-02-24 05:00 | 2038 | 2 | 0 | 0 | 0
2038-02-24 06:00 | 2038 | 2 | 0 | 0 | 0
2038-02-24 07:00 | 2038 | 2 | 0 | 0 | 0
2038-02-24 08:00 | 2038 | 2 | 0 | 0 | 0
2038-02-24 09:00 | 2038 | 2 | 0 | 0 | 0
2038-02-24 10:00 | 2038 | 2 | 0 | 0 | 0
2038-02-24 11:00 | 2038 | 2 | 0 | 0 | 0
2038-02-24 12:00 | 2038 | 2 | 0 | 0 | 0
2038-02-24 13:00 | 2038 | 2 | 0 | 0 | 0
2038-02-24 14:00 | 2038 | 2 | 0 | 0 | 0
2038-02-24 15:00 | 2038 | 2 | 0 | 0 | 0
2038-02-24 16:00 | 2038 | 2 | 0 | 0 | 0
2038-02-24 17:00 | 2038 | 2 | 0 | 0 | 0
2038-02-24 18:00 | 2038 | 2 | 0 | 0 | 0
2038-02-24 19:00 | 2038 | 2 | 0 | 0 | 0
2038-02-24 20:00 | 2038 | 2 | 0 | 0 | 0
2038-02-24 21:00 | 2038 | 2 | 0 | 0 | 0
2038-02-24 22:00 | 2038 | 2 | 0 | 0 | 0
2038-02-24 23:00 | 2038 | 2 | 0 | 0 | 0
2038-02-25 | 2038 | 2 | 0 | 0 | 0
2038-02-25 01:00 | 2038 | 2 | 0 | 0 | 0
2038-02-25 02:00 | 2038 | 2 | 0 | 0 | 0
2038-02-25 03:00 | 2038 | 2 | 0 | 0 | 0
2038-02-25 04:00 | 2038 | 2 | 0 | 0 | 0
2038-02-25 05:00 | 2038 | 2 | 0 | 0 | 0
2038-02-25 06:00 | 2038 | 2 | 0 | 0 | 0
2038-02-25 07:00 | 2038 | 2 | 0 | 0 | 0
2038-02-25 08:00 | 2038 | 2 | 0 | 0 | 0
2038-02-25 09:00 | 2038 | 2 | 0 | 0 | 0
2038-02-25 10:00 | 2038 | 2 | 0 | 0 | 0
2038-02-25 11:00 | 2038 | 2 | 0 | 0 | 0
2038-02-25 12:00 | 2038 | 2 | 0 | 0 | 0
2038-02-25 13:00 | 2038 | 2 | 0 | 0 | 0
2038-02-25 14:00 | 2038 | 2 | 0 | 0 | 0
2038-02-25 15:00 | 2038 | 2 | 0 | 0 | 0
2038-02-25 16:00 | 2038 | 2 | 0 | 0 | 0
2038-02-25 17:00 | 2038 | 2 | 0 | 0 | 0
2038-02-25 18:00 | 2038 | 2 | 0 | 0 | 0
2038-02-25 19:00 | 2038 | 2 | 0 | 0 | 0
2038-02-25 20:00 | 2038 | 2 | 0 | 0 | 0
2038-02-25 21:00 | 2038 | 2 | 0 | 0 | 0
2038-02-25 22:00 | 2038 | 2 | 0 | 0 | 0
2038-02-25 23:00 | 2038 | 2 | 0 | 0 | 0
2038-02-26 | 2038 | 2 | 0 | 0 | 0
2038-02-26 01:00 | 2038 | 2 | 0 | 0 | 0
2038-02-26 02:00 | 2038 | 2 | 0 | 0 | 0
2038-02-26 03:00 | 2038 | 2 | 0 | 0 | 0
2038-02-26 04:00 | 2038 | 2 | 0 | 0 | 0
2038-02-26 05:00 | 2038 | 2 | 0 | 0 | 0
2038-02-26 06:00 | 2038 | 2 | 0 | 0 | 0
2038-02-26 07:00 | 2038 | 2 | 0 | 0 | 0
2038-02-26 08:00 | 2038 | 2 | 0 | 0 | 0
2038-02-26 09:00 | 2038 | 2 | 0 | 0 | 0
2038-02-26 10:00 | 2038 | 2 | 0 | 0 | 0
2038-02-26 11:00 | 2038 | 2 | 0 | 0 | 0
2038-02-26 12:00 | 2038 | 2 | 0 | 0 | 0
2038-02-26 13:00 | 2038 | 2 | 0 | 0 | 0
2038-02-26 14:00 | 2038 | 2 | 0 | 0 | 0.024004
2038-02-26 15:00 | 2038 | 2 | 0 | 0 | 0
2038-02-26 16:00 | 2038 | 2 | 0 | 0 | 0
2038-02-26 17:00 | 2038 | 2 | 0 | 0 | 0
2038-02-26 18:00 | 2038 | 2 | 0 | 0 | 0
2038-02-26 19:00 | 2038 | 2 | 0 | 0 | 0
2038-02-26 20:00 | 2038 | 2 | 0 | 0 | 0
2038-02-26 21:00 | 2038 | 2 | 0 | 0 | 0
2038-02-26 22:00 | 2038 | 2 | 0 | 0 | 0
2038-02-26 23:00 | 2038 | 2 | 0 | 0 | 0
2038-02-27 | 2038 | 2 | 0 | 0 | 0
2038-02-27 01:00 | 2038 | 2 | 0 | 0 | 0
2038-02-27 02:00 | 2038 | 2 | 0 | 0 | 0
2038-02-27 03:00 | 2038 | 2 | 0 | 0 | 0
2038-02-27 04:00 | 2038 | 2 | 0 | 0 | 0
2038-02-27 05:00 | 2038 | 2 | 0 | 0 | 0
2038-02-27 06:00 | 2038 | 2 | 0 | 0 | 0
2038-02-27 07:00 | 2038 | 2 | 0 | 0 | 0
2038-02-27 08:00 | 2038 | 2 | 0 | 0 | 0.25708
2038-02-27 09:00 | 2038 | 2 | 0 | 0 | 0.48274
2038-02-27 10:00 | 2038 | 2 | 0 | 0 | 0.30708
2038-02-27 11:00 | 2038 | 2 | 0 | 0 | 0.33113
2038-02-27 12:00 | 2038 | 2 | 0 | 0 | 0.00061847
2038-02-27 13:00 | 2038 | 2 | 0 | 0 | 0.32345
2038-02-27 14:00 | 2038 | 2 | 0 | 0 | 0.20058
2038-02-27 15:00 | 2038 | 2 | 0 | 0 | 0
2038-02-27 16:00 | 2038 | 2 | 0 | 0 | 0
2038-02-27 17:00 | 2038 | 2 | 0 | 0 | 0
2038-02-27 18:00 | 2038 | 2 | 0 | 0 | 0
2038-02-27 19:00 | 2038 | 2 | 0 | 0 | 0
2038-02-27 20:00 | 2038 | 2 | 0 | 0 | 0
2038-02-27 21:00 | 2038 | 2 | 0 | 0 | 0.15068
2038-02-27 22:00 | 2038 | 2 | 0 | 0 | 0.1182
2038-02-27 23:00 | 2038 | 2 | 0 | 0 | 0.14522
2038-02-28 | 2038 | 2 | 0 | 0 | 0.059298
2038-02-28 01:00 | 2038 | 2 | 0 | 0 | 0.29067
2038-02-28 02:00 | 2038 | 2 | 0 | 0 | 0.16989
2038-02-28 03:00 | 2038 | 2 | 0 | 0 | 0
2038-02-28 04:00 | 2038 | 2 | 0 | 0 | 0
2038-02-28 05:00 | 2038 | 2 | 0 | 0 | 0
2038-02-28 06:00 | 2038 | 2 | 0 | 0 | 0
2038-02-28 07:00 | 2038 | 2 | 0 | 0 | 0.035126
2038-02-28 08:00 | 2038 | 2 | 0 | 0.40382 | 0.79246
2038-02-28 09:00 | 2038 | 2 | 0 | 0.31548 | 0.58516
2038-02-28 10:00 | 2038 | 2 | 0 | 0.12112 | 0.62765
2038-02-28 11:00 | 2038 | 2 | 0 | 0.070161 | 0.49095
2038-02-28 12:00 | 2038 | 2 | 0 | 0 | 0.26441
2038-02-28 13:00 | 2038 | 2 | 0 | 0.45093 | 0.86787
2038-02-28 14:00 | 2038 | 2 | 0 | 0.21858 | 0.65478
2038-02-28 15:00 | 2038 | 2 | 0 | 0 | 0
2038-02-28 16:00 | 2038 | 2 | 0 | 0 | 0
2038-02-28 17:00 | 2038 | 2 | 0 | 0 | 0
2038-02-28 18:00 | 2038 | 2 | 0 | 0 | 0
2038-02-28 19:00 | 2038 | 2 | 0 | 0 | 0
2038-02-28 20:00 | 2038 | 2 | 0 | 0 | 0
2038-02-28 21:00 | 2038 | 2 | 0 | 0 | 0.051586
2038-02-28 22:00 | 2038 | 2 | 0 | 0 | 0.025834
2038-02-28 23:00 | 2038 | 2 | 0 | 0 | 0.19673
2038-03-01 | 2038 | 3 | 0 | 0 | 0.12322
2038-03-01 01:00 | 2038 | 3 | 0 | 0.40178 | 0.45239
2038-03-01 02:00 | 2038 | 3 | 0 | 0.3436 | 0.38794
2038-03-01 03:00 | 2038 | 3 | 0 | 0 | 0
2038-03-01 04:00 | 2038 | 3 | 0 | 0 | 0
2038-03-01 05:00 | 2038 | 3 | 0 | 0 | 0
2038-03-01 06:00 | 2038 | 3 | 0 | 0 | 0
2038-03-01 07:00 | 2038 | 3 | 0 | 0 | 0
2038-03-01 08:00 | 2038 | 3 | 0.18638 | 0.7154 | 0.70918
2038-03-01 09:00 | 2038 | 3 | 0.1906 | 0.9 | 0.9
2038-03-01 10:00 | 2038 | 3 | 0 | 0.35613 | 0.5093
2038-03-01 11:00 | 2038 | 3 | 0 | 0 | 0.098856
2038-03-01 12:00 | 2038 | 3 | 0 | 0 | 0
2038-03-01 13:00 | 2038 | 3 | 0 | 0 | 0
2038-03-01 14:00 | 2038 | 3 | 0 | 0 | 0.018194
2038-03-01 15:00 | 2038 | 3 | 0 | 0 | 0
2038-03-01 16:00 | 2038 | 3 | 0 | 0 | 0
2038-03-01 17:00 | 2038 | 3 | 0 | 0 | 0
2038-03-01 18:00 | 2038 | 3 | 0 | 0 | 0
2038-03-01 19:00 | 2038 | 3 | 0 | 0 | 0
2038-03-01 20:00 | 2038 | 3 | 0 | 0 | 0
2038-03-01 21:00 | 2038 | 3 | 0 | 0 | 0
2038-03-01 22:00 | 2038 | 3 | 0 | 0 | 0
2038-03-01 23:00 | 2038 | 3 | 0 | 0 | 0
2038-03-02 | 2038 | 3 | 0 | 0 | 0
2038-03-02 01:00 | 2038 | 3 | 0 | 0 | 0
2038-03-02 02:00 | 2038 | 3 | 0 | 0 | 0
2038-03-02 03:00 | 2038 | 3 | 0 | 0 | 0
2038-03-02 04:00 | 2038 | 3 | 0 | 0 | 0
2038-03-02 05:00 | 2038 | 3 | 0 | 0 | 0
2038-03-02 06:00 | 2038 | 3 | 0 | 0 | 0
2038-03-02 07:00 | 2038 | 3 | 0 | 0 | 0
2038-03-02 08:00 | 2038 | 3 | 0 | 0.54695 | 0
2038-03-02 09:00 | 2038 | 3 | 0 | 0.57724 | 0
2038-03-02 10:00 | 2038 | 3 | 0 | 0.34199 | 0
2038-03-02 11:00 | 2038 | 3 | 0 | 0.075172 | 0
2038-03-02 12:00 | 2038 | 3 | 0 | 0 | 0
2038-03-02 13:00 | 2038 | 3 | 0 | 0.014348 | 0
2038-03-02 14:00 | 2038 | 3 | 0 | 0.14591 | 0
2038-03-02 15:00 | 2038 | 3 | 0 | 0 | 0
2038-03-02 16:00 | 2038 | 3 | 0 | 0 | 0
2038-03-02 17:00 | 2038 | 3 | 0 | 0 | 0
2038-03-02 18:00 | 2038 | 3 | 0 | 0 | 0
2038-03-02 19:00 | 2038 | 3 | 0 | 0 | 0
2038-03-02 20:00 | 2038 | 3 | 0 | 0 | 0
2038-03-02 21:00 | 2038 | 3 | 0 | 0 | 0
2038-03-02 22:00 | 2038 | 3 | 0 | 0 | 0
2038-03-02 23:00 | 2038 | 3 | 0 | 0 | 0
2038-03-03 | 2038 | 3 | 0 | 0.023997 | 0
2038-03-03 01:00 | 2038 | 3 | 0 | 0.13283 | 0
2038-03-03 02:00 | 2038 | 3 | 0 | 0.12802 | 0
2038-03-03 03:00 | 2038 | 3 | 0 | 0 | 0
2038-03-03 04:00 | 2038 | 3 | 0 | 0 | 0
2038-03-03 05:00 | 2038 | 3 | 0 | 0 | 0
2038-03-03 06:00 | 2038 | 3 | 0 | 0 | 0
2038-03-03 07:00 | 2038 | 3 | 0 | 0 | 0
2038-03-03 08:00 | 2038 | 3 | 0 | 0.69114 | 0
2038-03-03 09:00 | 2038 | 3 | 0 | 0.68924 | 0
2038-03-03 10:00 | 2038 | 3 | 0 | 0.38562 | 0
2038-03-03 11:00 | 2038 | 3 | 0 | 0.28741 | 0
2038-03-03 12:00 | 2038 | 3 | 0 | 0.16707 | 0
2038-03-03 13:00 | 2038 | 3 | 0 | 0.20422 | 0
2038-03-03 14:00 | 2038 | 3 | 0 | 0.14507 | 0
2038-03-03 15:00 | 2038 | 3 | 0 | 0 | 0
2038-03-03 16:00 | 2038 | 3 | 0 | 0 | 0
2038-03-03 17:00 | 2038 | 3 | 0 | 0 | 0
2038-03-03 18:00 | 2038 | 3 | 0 | 0 | 0
2038-03-03 19:00 | 2038 | 3 | 0 | 0 | 0
2038-03-03 20:00 | 2038 | 3 | 0 | 0 | 0
2038-03-03 21:00 | 2038 | 3 | 0 | 0 | 0
2038-03-03 22:00 | 2038 | 3 | 0 | 0 | 0
2038-03-03 23:00 | 2038 | 3 | 0 | 0.025248 | 0
2038-03-04 | 2038 | 3 | 0 | 0.015851 | 0
2038-03-04 01:00 | 2038 | 3 | 0 | 0 | 0
2038-03-04 02:00 | 2038 | 3 | 0 | 0 | 0
2038-03-04 03:00 | 2038 | 3 | 0 | 0 | 0
2038-03-04 04:00 | 2038 | 3 | 0 | 0 | 0
2038-03-04 05:00 | 2038 | 3 | 0 | 0 | 0
2038-03-04 06:00 | 2038 | 3 | 0 | 0 | 0
2038-03-04 07:00 | 2038 | 3 | 0 | 0 | 0
2038-03-04 08:00 | 2038 | 3 | 0 | 0.11769 | 0.26142
2038-03-04 09:00 | 2038 | 3 | 0 | 0.35635 | 0.47926
2038-03-04 10:00 | 2038 | 3 | 0 | 0 | 0
2038-03-04 11:00 | 2038 | 3 | 0 | 0 | 0
2038-03-04 12:00 | 2038 | 3 | 0 | 0 | 0
2038-03-04 13:00 | 2038 | 3 | 0 | 0 | 0
2038-03-04 14:00 | 2038 | 3 | 0 | 0 | 0
2038-03-04 15:00 | 2038 | 3 | 0 | 0 | 0
2038-03-04 16:00 | 2038 | 3 | 0 | 0 | 0
2038-03-04 17:00 | 2038 | 3 | 0 | 0 | 0
2038-03-04 18:00 | 2038 | 3 | 0 | 0 | 0
2038-03-04 19:00 | 2038 | 3 | 0 | 0 | 0
2038-03-04 20:00 | 2038 | 3 | 0 | 0 | 0
2038-03-04 21:00 | 2038 | 3 | 0 | 0 | 0
2038-03-04 22:00 | 2038 | 3 | 0 | 0 | 0
2038-03-04 23:00 | 2038 | 3 | 0 | 0 | 0
2038-03-05 | 2038 | 3 | 0 | 0 | 0.08088
2038-03-05 01:00 | 2038 | 3 | 0 | 0 | 0
2038-03-05 02:00 | 2038 | 3 | 0 | 0 | 0
2038-03-05 03:00 | 2038 | 3 | 0 | 0 | 0
2038-03-05 04:00 | 2038 | 3 | 0 | 0 | 0
2038-03-05 05:00 | 2038 | 3 | 0 | 0 | 0
2038-03-05 06:00 | 2038 | 3 | 0 | 0 | 0
2038-03-05 07:00 | 2038 | 3 | 0 | 0 | 0
2038-03-05 08:00 | 2038 | 3 | 0 | 0 | 0.093175
2038-03-05 09:00 | 2038 | 3 | 0 | 0.098306 | 0.24674
2038-03-05 10:00 | 2038 | 3 | 0 | 0 | 0
2038-03-05 11:00 | 2038 | 3 | 0 | 0 | 0
2038-03-05 12:00 | 2038 | 3 | 0 | 0 | 0
2038-03-05 13:00 | 2038 | 3 | 0 | 0 | 0
2038-03-05 14:00 | 2038 | 3 | 0 | 0 | 0
2038-03-05 15:00 | 2038 | 3 | 0 | 0 | 0
2038-03-05 16:00 | 2038 | 3 | 0 | 0 | 0
2038-03-05 17:00 | 2038 | 3 | 0 | 0 | 0
2038-03-05 18:00 | 2038 | 3 | 0 | 0 | 0
2038-03-05 19:00 | 2038 | 3 | 0 | 0 | 0
2038-03-05 20:00 | 2038 | 3 | 0 | 0 | 0
2038-03-05 21:00 | 2038 | 3 | 0 | 0 | 0
2038-03-05 22:00 | 2038 | 3 | 0 | 0 | 0
2038-03-05 23:00 | 2038 | 3 | 0 | 0 | 0
2038-03-06 | 2038 | 3 | 0 | 0 | 0
2038-03-06 01:00 | 2038 | 3 | 0 | 0 | 0
2038-03-06 02:00 | 2038 | 3 | 0 | 0 | 0
2038-03-06 03:00 | 2038 | 3 | 0 | 0 | 0
2038-03-06 04:00 | 2038 | 3 | 0 | 0 | 0
2038-03-06 05:00 | 2038 | 3 | 0 | 0 | 0
2038-03-06 06:00 | 2038 | 3 | 0 | 0 | 0
2038-03-06 07:00 | 2038 | 3 | 0 | 0 | 0
2038-03-06 08:00 | 2038 | 3 | 0 | 0 | 0
2038-03-06 09:00 | 2038 | 3 | 0 | 0.11125 | 0
2038-03-06 10:00 | 2038 | 3 | 0 | 0 | 0
2038-03-06 11:00 | 2038 | 3 | 0 | 0 | 0
2038-03-06 12:00 | 2038 | 3 | 0 | 0 | 0
2038-03-06 13:00 | 2038 | 3 | 0 | 0 | 0
2038-03-06 14:00 | 2038 | 3 | 0 | 0 | 0
2038-03-06 15:00 | 2038 | 3 | 0 | 0 | 0
2038-03-06 16:00 | 2038 | 3 | 0 | 0 | 0
2038-03-06 17:00 | 2038 | 3 | 0 | 0 | 0
2038-03-06 18:00 | 2038 | 3 | 0 | 0 | 0
2038-03-06 19:00 | 2038 | 3 | 0 | 0 | 0
2038-03-06 20:00 | 2038 | 3 | 0 | 0 | 0
2038-03-06 21:00 | 2038 | 3 | 0 | 0 | 0
2038-03-06 22:00 | 2038 | 3 | 0 | 0 | 0
2038-03-06 23:00 | 2038 | 3 | 0 | 0 | 0
2038-03-07 | 2038 | 3 | 0 | 0 | 0
2038-03-07 01:00 | 2038 | 3 | 0 | 0 | 0
2038-03-07 02:00 | 2038 | 3 | 0 | 0 | 0
2038-03-07 03:00 | 2038 | 3 | 0 | 0 | 0
2038-03-07 04:00 | 2038 | 3 | 0 | 0 | 0
2038-03-07 05:00 | 2038 | 3 | 0 | 0 | 0
2038-03-07 06:00 | 2038 | 3 | 0 | 0 | 0
2038-03-07 07:00 | 2038 | 3 | 0 | 0 | 0
2038-03-07 08:00 | 2038 | 3 | 0 | 0.085741 | 0
2038-03-07 09:00 | 2038 | 3 | 0 | 0.1047 | 0
2038-03-07 10:00 | 2038 | 3 | 0 | 0 | 0
2038-03-07 11:00 | 2038 | 3 | 0 | 0 | 0
2038-03-07 12:00 | 2038 | 3 | 0 | 0 | 0
2038-03-07 13:00 | 2038 | 3 | 0 | 0.14429 | 0
2038-03-07 14:00 | 2038 | 3 | 0 | 0.23749 | 0
2038-03-07 15:00 | 2038 | 3 | 0 | 0 | 0
2038-03-07 16:00 | 2038 | 3 | 0 | 0 | 0
2038-03-07 17:00 | 2038 | 3 | 0 | 0 | 0
2038-03-07 18:00 | 2038 | 3 | 0 | 0 | 0
2038-03-07 19:00 | 2038 | 3 | 0 | 0 | 0
2038-03-07 20:00 | 2038 | 3 | 0 | 0 | 0
2038-03-07 21:00 | 2038 | 3 | 0 | 0 | 0
2038-03-07 22:00 | 2038 | 3 | 0 | 0 | 0
2038-03-07 23:00 | 2038 | 3 | 0 | 0 | 0
2038-03-08 | 2038 | 3 | 0 | 0 | 0
2038-03-08 01:00 | 2038 | 3 | 0 | 0 | 0
2038-03-08 02:00 | 2038 | 3 | 0 | 0 | 0
2038-03-08 03:00 | 2038 | 3 | 0 | 0 | 0
2038-03-08 04:00 | 2038 | 3 | 0 | 0 | 0
2038-03-08 05:00 | 2038 | 3 | 0 | 0 | 0
2038-03-08 06:00 | 2038 | 3 | 0 | 0 | 0
2038-03-08 07:00 | 2038 | 3 | 0 | 0.16746 | 0
2038-03-08 08:00 | 2038 | 3 | 0.49977 | 0.76955 | 0
2038-03-08 09:00 | 2038 | 3 | 0.3839 | 0.63311 | 0
2038-03-08 10:00 | 2038 | 3 | 0.063596 | 0.43799 | 0
2038-03-08 11:00 | 2038 | 3 | 0.025085 | 0.21498 | 0
2038-03-08 12:00 | 2038 | 3 | 0 | 0 | 0
2038-03-08 13:00 | 2038 | 3 | 0.073741 | 0 | 0
2038-03-08 14:00 | 2038 | 3 | 0.16614 | 0.16806 | 0
2038-03-08 15:00 | 2038 | 3 | 0 | 0 | 0
2038-03-08 16:00 | 2038 | 3 | 0 | 0 | 0
2038-03-08 17:00 | 2038 | 3 | 0 | 0 | 0
2038-03-08 18:00 | 2038 | 3 | 0 | 0 | 0
2038-03-08 19:00 | 2038 | 3 | 0 | 0 | 0
2038-03-08 20:00 | 2038 | 3 | 0 | 0.015183 | 0
2038-03-08 21:00 | 2038 | 3 | 0 | 0 | 0
2038-03-08 22:00 | 2038 | 3 | 0 | 0 | 0
2038-03-08 23:00 | 2038 | 3 | 0 | 0 | 0
2038-03-09 | 2038 | 3 | 0 | 0 | 0
2038-03-09 01:00 | 2038 | 3 | 0 | 0 | 0
2038-03-09 02:00 | 2038 | 3 | 0 | 0 | 0
2038-03-09 03:00 | 2038 | 3 | 0 | 0 | 0
2038-03-09 04:00 | 2038 | 3 | 0 | 0 | 0
2038-03-09 05:00 | 2038 | 3 | 0 | 0 | 0
2038-03-09 06:00 | 2038 | 3 | 0 | 0 | 0
2038-03-09 07:00 | 2038 | 3 | 0.19702 | 0.15302 | 0
2038-03-09 08:00 | 2038 | 3 | 0.71349 | 0.78951 | 0
2038-03-09 09:00 | 2038 | 3 | 0.49054 | 0.52581 | 0
2038-03-09 10:00 | 2038 | 3 | 0.23007 | 0.39461 | 0
2038-03-09 11:00 | 2038 | 3 | 0.065209 | 0.22831 | 0
2038-03-09 12:00 | 2038 | 3 | 0 | 0 | 0
2038-03-09 13:00 | 2038 | 3 | 0.045956 | 0.058414 | 0
2038-03-09 14:00 | 2038 | 3 | 0.093933 | 0.13208 | 0
2038-03-09 15:00 | 2038 | 3 | 0 | 0 | 0
2038-03-09 16:00 | 2038 | 3 | 0 | 0 | 0
2038-03-09 17:00 | 2038 | 3 | 0 | 0 | 0
2038-03-09 18:00 | 2038 | 3 | 0 | 0 | 0
2038-03-09 19:00 | 2038 | 3 | 0 | 0 | 0
2038-03-09 20:00 | 2038 | 3 | 0 | 0.11513 | 0
2038-03-09 21:00 | 2038 | 3 | 0 | 0 | 0
2038-03-09 22:00 | 2038 | 3 | 0 | 0 | 0
2038-03-09 23:00 | 2038 | 3 | 0 | 0 | 0
2038-03-10 | 2038 | 3 | 0 | 0 | 0
2038-03-10 01:00 | 2038 | 3 | 0 | 0 | 0
2038-03-10 02:00 | 2038 | 3 | 0 | 0 | 0
2038-03-10 03:00 | 2038 | 3 | 0 | 0 | 0
2038-03-10 04:00 | 2038 | 3 | 0 | 0 | 0
2038-03-10 05:00 | 2038 | 3 | 0 | 0 | 0
2038-03-10 06:00 | 2038 | 3 | 0 | 0 | 0
2038-03-10 07:00 | 2038 | 3 | 0.31689 | 0.28754 | 0
2038-03-10 08:00 | 2038 | 3 | 0.9 | 0.86455 | 0
2038-03-10 09:00 | 2038 | 3 | 0.6395 | 0.59715 | 0
2038-03-10 10:00 | 2038 | 3 | 0.42899 | 0.37954 | 0
2038-03-10 11:00 | 2038 | 3 | 0.27829 | 0.3262 | 0
2038-03-10 12:00 | 2038 | 3 | 0 | 0.078121 | 0
2038-03-10 13:00 | 2038 | 3 | 0 | 0.13968 | 0
2038-03-10 14:00 | 2038 | 3 | 0 | 0.13473 | 0
2038-03-10 15:00 | 2038 | 3 | 0 | 0 | 0
2038-03-10 16:00 | 2038 | 3 | 0 | 0 | 0
2038-03-10 17:00 | 2038 | 3 | 0 | 0 | 0
2038-03-10 18:00 | 2038 | 3 | 0 | 0 | 0
2038-03-10 19:00 | 2038 | 3 | 0 | 0 | 0
2038-03-10 20:00 | 2038 | 3 | 0 | 0 | 0
2038-03-10 21:00 | 2038 | 3 | 0 | 0 | 0
2038-03-10 22:00 | 2038 | 3 | 0 | 0 | 0
2038-03-10 23:00 | 2038 | 3 | 0 | 0 | 0
2038-03-11 | 2038 | 3 | 0 | 0 | 0
2038-03-11 01:00 | 2038 | 3 | 0 | 0 | 0
2038-03-11 02:00 | 2038 | 3 | 0 | 0 | 0
2038-03-11 03:00 | 2038 | 3 | 0 | 0 | 0
2038-03-11 04:00 | 2038 | 3 | 0 | 0 | 0
2038-03-11 05:00 | 2038 | 3 | 0 | 0 | 0
2038-03-11 06:00 | 2038 | 3 | 0 | 0 | 0
2038-03-11 07:00 | 2038 | 3 | 0 | 0.068128 | 0
2038-03-11 08:00 | 2038 | 3 | 0.51474 | 0.60738 | 0
2038-03-11 09:00 | 2038 | 3 | 0.30079 | 0.53807 | 0
2038-03-11 10:00 | 2038 | 3 | 0.15271 | 0.14227 | 0
2038-03-11 11:00 | 2038 | 3 | 0.022934 | 0 | 0
2038-03-11 12:00 | 2038 | 3 | 0 | 0 | 0
2038-03-11 13:00 | 2038 | 3 | 0 | 0 | 0
2038-03-11 14:00 | 2038 | 3 | 0 | 0 | 0
2038-03-11 15:00 | 2038 | 3 | 0 | 0 | 0
2038-03-11 16:00 | 2038 | 3 | 0 | 0 | 0
2038-03-11 17:00 | 2038 | 3 | 0 | 0 | 0
2038-03-11 18:00 | 2038 | 3 | 0 | 0 | 0
2038-03-11 19:00 | 2038 | 3 | 0 | 0 | 0
2038-03-11 20:00 | 2038 | 3 | 0 | 0 | 0
2038-03-11 21:00 | 2038 | 3 | 0 | 0 | 0
2038-03-11 22:00 | 2038 | 3 | 0 | 0 | 0
2038-03-11 23:00 | 2038 | 3 | 0 | 0 | 0
2038-03-12 | 2038 | 3 | 0 | 0 | 0
2038-03-12 01:00 | 2038 | 3 | 0 | 0 | 0
2038-03-12 02:00 | 2038 | 3 | 0 | 0 | 0
2038-03-12 03:00 | 2038 | 3 | 0 | 0 | 0
2038-03-12 04:00 | 2038 | 3 | 0 | 0 | 0
2038-03-12 05:00 | 2038 | 3 | 0 | 0 | 0
2038-03-12 06:00 | 2038 | 3 | 0 | 0 | 0
2038-03-12 07:00 | 2038 | 3 | 0 | 0 | 0
2038-03-12 08:00 | 2038 | 3 | 0 | 0 | 0
2038-03-12 09:00 | 2038 | 3 | 0 | 0 | 0
2038-03-12 10:00 | 2038 | 3 | 0 | 0 | 0
2038-03-12 11:00 | 2038 | 3 | 0 | 0 | 0
2038-03-12 12:00 | 2038 | 3 | 0 | 0 | 0
2038-03-12 13:00 | 2038 | 3 | 0.02151 | 0 | 0
2038-03-12 14:00 | 2038 | 3 | 0 | 0 | 0
2038-03-12 15:00 | 2038 | 3 | 0 | 0 | 0
2038-03-12 16:00 | 2038 | 3 | 0 | 0 | 0
2038-03-12 17:00 | 2038 | 3 | 0 | 0 | 0
2038-03-12 18:00 | 2038 | 3 | 0 | 0 | 0
2038-03-12 19:00 | 2038 | 3 | 0 | 0 | 0
2038-03-12 20:00 | 2038 | 3 | 0 | 0 | 0
2038-03-12 21:00 | 2038 | 3 | 0 | 0 | 0
2038-03-12 22:00 | 2038 | 3 | 0 | 0 | 0
2038-03-12 23:00 | 2038 | 3 | 0 | 0 | 0
2038-03-13 | 2038 | 3 | 0 | 0 | 0
2038-03-13 01:00 | 2038 | 3 | 0 | 0 | 0
2038-03-13 02:00 | 2038 | 3 | 0 | 0 | 0
2038-03-13 03:00 | 2038 | 3 | 0 | 0 | 0
2038-03-13 04:00 | 2038 | 3 | 0 | 0 | 0
2038-03-13 05:00 | 2038 | 3 | 0 | 0 | 0
2038-03-13 06:00 | 2038 | 3 | 0 | 0 | 0
2038-03-13 07:00 | 2038 | 3 | 0 | 0 | 0
2038-03-13 08:00 | 2038 | 3 | 0 | 0 | 0
2038-03-13 09:00 | 2038 | 3 | 0 | 0 | 0
2038-03-13 10:00 | 2038 | 3 | 0 | 0 | 0
2038-03-13 11:00 | 2038 | 3 | 0 | 0 | 0
2038-03-13 12:00 | 2038 | 3 | 0 | 0 | 0
2038-03-13 13:00 | 2038 | 3 | 0 | 0 | 0
2038-03-13 14:00 | 2038 | 3 | 0 | 0 | 0
2038-03-13 15:00 | 2038 | 3 | 0 | 0 | 0
2038-03-13 16:00 | 2038 | 3 | 0 | 0 | 0
2038-03-13 17:00 | 2038 | 3 | 0 | 0 | 0
2038-03-13 18:00 | 2038 | 3 | 0 | 0 | 0
2038-03-13 19:00 | 2038 | 3 | 0 | 0 | 0
2038-03-13 20:00 | 2038 | 3 | 0 | 0 | 0
2038-03-13 21:00 | 2038 | 3 | 0 | 0 | 0
2038-03-13 22:00 | 2038 | 3 | 0 | 0 | 0
2038-03-13 23:00 | 2038 | 3 | 0 | 0 | 0
2038-03-14 | 2038 | 3 | 0 | 0 | 0
2038-03-14 01:00 | 2038 | 3 | 0 | 0 | 0
2038-03-14 02:00 | 2038 | 3 | 0 | 0 | 0
2038-03-14 03:00 | 2038 | 3 | 0 | 0 | 0
2038-03-14 04:00 | 2038 | 3 | 0 | 0 | 0
2038-03-14 05:00 | 2038 | 3 | 0 | 0 | 0
2038-03-14 06:00 | 2038 | 3 | 0 | 0 | 0
2038-03-14 07:00 | 2038 | 3 | 0 | 0 | 0
2038-03-14 08:00 | 2038 | 3 | 0 | 0 | 0
2038-03-14 09:00 | 2038 | 3 | 0 | 0 | 0
2038-03-14 10:00 | 2038 | 3 | 0 | 0 | 0
2038-03-14 11:00 | 2038 | 3 | 0 | 0 | 0
2038-03-14 12:00 | 2038 | 3 | 0 | 0 | 0
2038-03-14 13:00 | 2038 | 3 | 0 | 0 | 0
2038-03-14 14:00 | 2038 | 3 | 0 | 0 | 0
2038-03-14 15:00 | 2038 | 3 | 0 | 0 | 0
2038-03-14 16:00 | 2038 | 3 | 0 | 0 | 0
2038-03-14 17:00 | 2038 | 3 | 0 | 0 | 0
2038-03-14 18:00 | 2038 | 3 | 0 | 0 | 0
2038-03-14 19:00 | 2038 | 3 | 0 | 0 | 0
2038-03-14 20:00 | 2038 | 3 | 0 | 0 | 0
2038-03-14 21:00 | 2038 | 3 | 0 | 0 | 0
2038-03-14 22:00 | 2038 | 3 | 0 | 0 | 0
2038-03-14 23:00 | 2038 | 3 | 0 | 0 | 0
2038-03-15 | 2038 | 3 | 0 | 0 | 0
2038-03-15 01:00 | 2038 | 3 | 0 | 0 | 0
2038-03-15 02:00 | 2038 | 3 | 0 | 0 | 0
2038-03-15 03:00 | 2038 | 3 | 0 | 0 | 0
2038-03-15 04:00 | 2038 | 3 | 0 | 0 | 0
2038-03-15 05:00 | 2038 | 3 | 0 | 0 | 0
2038-03-15 06:00 | 2038 | 3 | 0 | 0 | 0
2038-03-15 07:00 | 2038 | 3 | 0 | 0 | 0
2038-03-15 08:00 | 2038 | 3 | 0 | 0 | 0
2038-03-15 09:00 | 2038 | 3 | 0 | 0 | 0
2038-03-15 10:00 | 2038 | 3 | 0 | 0 | 0
2038-03-15 11:00 | 2038 | 3 | 0 | 0 | 0
2038-03-15 12:00 | 2038 | 3 | 0 | 0 | 0
2038-03-15 13:00 | 2038 | 3 | 0 | 0 | 0
2038-03-15 14:00 | 2038 | 3 | 0 | 0 | 0
2038-03-15 15:00 | 2038 | 3 | 0 | 0 | 0
2038-03-15 16:00 | 2038 | 3 | 0 | 0 | 0
2038-03-15 17:00 | 2038 | 3 | 0 | 0 | 0
2038-03-15 18:00 | 2038 | 3 | 0 | 0 | 0
2038-03-15 19:00 | 2038 | 3 | 0 | 0 | 0
2038-03-15 20:00 | 2038 | 3 | 0 | 0 | 0
2038-03-15 21:00 | 2038 | 3 | 0 | 0 | 0
2038-03-15 22:00 | 2038 | 3 | 0 | 0 | 0
2038-03-15 23:00 | 2038 | 3 | 0 | 0 | 0
2038-03-16 | 2038 | 3 | 0 | 0 | 0
2038-03-16 01:00 | 2038 | 3 | 0 | 0 | 0
2038-03-16 02:00 | 2038 | 3 | 0 | 0 | 0
2038-03-16 03:00 | 2038 | 3 | 0 | 0 | 0
2038-03-16 04:00 | 2038 | 3 | 0 | 0 | 0
2038-03-16 05:00 | 2038 | 3 | 0 | 0 | 0
2038-03-16 06:00 | 2038 | 3 | 0 | 0 | 0
2038-03-16 07:00 | 2038 | 3 | 0 | 0 | 0
2038-03-16 08:00 | 2038 | 3 | 0 | 0 | 0
2038-03-16 09:00 | 2038 | 3 | 0 | 0 | 0
2038-03-16 10:00 | 2038 | 3 | 0 | 0 | 0
2038-03-16 11:00 | 2038 | 3 | 0 | 0 | 0
2038-03-16 12:00 | 2038 | 3 | 0 | 0 | 0
2038-03-16 13:00 | 2038 | 3 | 0 | 0 | 0
2038-03-16 14:00 | 2038 | 3 | 0 | 0 | 0
2038-03-16 15:00 | 2038 | 3 | 0 | 0 | 0
2038-03-16 16:00 | 2038 | 3 | 0 | 0 | 0
2038-03-16 17:00 | 2038 | 3 | 0 | 0 | 0
2038-03-16 18:00 | 2038 | 3 | 0 | 0 | 0
2038-03-16 19:00 | 2038 | 3 | 0 | 0 | 0
2038-03-16 20:00 | 2038 | 3 | 0 | 0 | 0
2038-03-16 21:00 | 2038 | 3 | 0 | 0 | 0
2038-03-16 22:00 | 2038 | 3 | 0 | 0 | 0
2038-03-16 23:00 | 2038 | 3 | 0 | 0 | 0
2038-03-17 | 2038 | 3 | 0 | 0 | 0
2038-03-17 01:00 | 2038 | 3 | 0 | 0 | 0
2038-03-17 02:00 | 2038 | 3 | 0 | 0 | 0
2038-03-17 03:00 | 2038 | 3 | 0 | 0 | 0
2038-03-17 04:00 | 2038 | 3 | 0 | 0 | 0
2038-03-17 05:00 | 2038 | 3 | 0 | 0 | 0
2038-03-17 06:00 | 2038 | 3 | 0 | 0 | 0
2038-03-17 07:00 | 2038 | 3 | 0 | 0 | 0
2038-03-17 08:00 | 2038 | 3 | 0 | 0 | 0
2038-03-17 09:00 | 2038 | 3 | 0 | 0 | 0
2038-03-17 10:00 | 2038 | 3 | 0 | 0 | 0
2038-03-17 11:00 | 2038 | 3 | 0 | 0 | 0
2038-03-17 12:00 | 2038 | 3 | 0 | 0 | 0
2038-03-17 13:00 | 2038 | 3 | 0 | 0 | 0
2038-03-17 14:00 | 2038 | 3 | 0 | 0 | 0
2038-03-17 15:00 | 2038 | 3 | 0 | 0 | 0
2038-03-17 16:00 | 2038 | 3 | 0 | 0 | 0
2038-03-17 17:00 | 2038 | 3 | 0 | 0 | 0
2038-03-17 18:00 | 2038 | 3 | 0 | 0 | 0
2038-03-17 19:00 | 2038 | 3 | 0 | 0 | 0
2038-03-17 20:00 | 2038 | 3 | 0 | 0 | 0
2038-03-17 21:00 | 2038 | 3 | 0 | 0 | 0
2038-03-17 22:00 | 2038 | 3 | 0 | 0 | 0
2038-03-17 23:00 | 2038 | 3 | 0 | 0 | 0
2038-03-18 | 2038 | 3 | 0 | 0 | 0
2038-03-18 01:00 | 2038 | 3 | 0 | 0 | 0
2038-03-18 02:00 | 2038 | 3 | 0 | 0 | 0
2038-03-18 03:00 | 2038 | 3 | 0 | 0 | 0
2038-03-18 04:00 | 2038 | 3 | 0 | 0 | 0
2038-03-18 05:00 | 2038 | 3 | 0 | 0 | 0
2038-03-18 06:00 | 2038 | 3 | 0 | 0 | 0
2038-03-18 07:00 | 2038 | 3 | 0 | 0 | 0
2038-03-18 08:00 | 2038 | 3 | 0 | 0 | 0
2038-03-18 09:00 | 2038 | 3 | 0 | 0 | 0
2038-03-18 10:00 | 2038 | 3 | 0 | 0 | 0
2038-03-18 11:00 | 2038 | 3 | 0 | 0 | 0
2038-03-18 12:00 | 2038 | 3 | 0 | 0 | 0
2038-03-18 13:00 | 2038 | 3 | 0 | 0 | 0
2038-03-18 14:00 | 2038 | 3 | 0 | 0 | 0
2038-03-18 15:00 | 2038 | 3 | 0 | 0 | 0
2038-03-18 16:00 | 2038 | 3 | 0 | 0 | 0
2038-03-18 17:00 | 2038 | 3 | 0 | 0 | 0
2038-03-18 18:00 | 2038 | 3 | 0 | 0 | 0
2038-03-18 19:00 | 2038 | 3 | 0 | 0 | 0
2038-03-18 20:00 | 2038 | 3 | 0 | 0 | 0
2038-03-18 21:00 | 2038 | 3 | 0 | 0 | 0
2038-03-18 22:00 | 2038 | 3 | 0 | 0 | 0
2038-03-18 23:00 | 2038 | 3 | 0 | 0 | 0
2038-03-19 | 2038 | 3 | 0 | 0 | 0
2038-03-19 01:00 | 2038 | 3 | 0 | 0 | 0
2038-03-19 02:00 | 2038 | 3 | 0 | 0 | 0
2038-03-19 03:00 | 2038 | 3 | 0 | 0 | 0
2038-03-19 04:00 | 2038 | 3 | 0 | 0 | 0
2038-03-19 05:00 | 2038 | 3 | 0 | 0 | 0
2038-03-19 06:00 | 2038 | 3 | 0 | 0 | 0
2038-03-19 07:00 | 2038 | 3 | 0 | 0 | 0
2038-03-19 08:00 | 2038 | 3 | 0 | 0 | 0
2038-03-19 09:00 | 2038 | 3 | 0 | 0 | 0
2038-03-19 10:00 | 2038 | 3 | 0 | 0 | 0
2038-03-19 11:00 | 2038 | 3 | 0 | 0 | 0
2038-03-19 12:00 | 2038 | 3 | 0 | 0 | 0
2038-03-19 13:00 | 2038 | 3 | 0 | 0 | 0
2038-03-19 14:00 | 2038 | 3 | 0 | 0 | 0
2038-03-19 15:00 | 2038 | 3 | 0 | 0 | 0
2038-03-19 16:00 | 2038 | 3 | 0 | 0 | 0
2038-03-19 17:00 | 2038 | 3 | 0 | 0 | 0
2038-03-19 18:00 | 2038 | 3 | 0 | 0 | 0
2038-03-19 19:00 | 2038 | 3 | 0 | 0 | 0
2038-03-19 20:00 | 2038 | 3 | 0 | 0 | 0
2038-03-19 21:00 | 2038 | 3 | 0 | 0 | 0
2038-03-19 22:00 | 2038 | 3 | 0 | 0 | 0
2038-03-19 23:00 | 2038 | 3 | 0 | 0 | 0
2038-03-20 | 2038 | 3 | 0 | 0 | 0
2038-03-20 01:00 | 2038 | 3 | 0 | 0 | 0
2038-03-20 02:00 | 2038 | 3 | 0 | 0 | 0
2038-03-20 03:00 | 2038 | 3 | 0 | 0 | 0
2038-03-20 04:00 | 2038 | 3 | 0 | 0 | 0
2038-03-20 05:00 | 2038 | 3 | 0 | 0 | 0
2038-03-20 06:00 | 2038 | 3 | 0 | 0 | 0
2038-03-20 07:00 | 2038 | 3 | 0 | 0 | 0
2038-03-20 08:00 | 2038 | 3 | 0 | 0 | 0
2038-03-20 09:00 | 2038 | 3 | 0 | 0 | 0
2038-03-20 10:00 | 2038 | 3 | 0 | 0 | 0
2038-03-20 11:00 | 2038 | 3 | 0 | 0 | 0
2038-03-20 12:00 | 2038 | 3 | 0 | 0 | 0
2038-03-20 13:00 | 2038 | 3 | 0 | 0 | 0
2038-03-20 14:00 | 2038 | 3 | 0 | 0 | 0
2038-03-20 15:00 | 2038 | 3 | 0 | 0 | 0
2038-03-20 16:00 | 2038 | 3 | 0 | 0 | 0
2038-03-20 17:00 | 2038 | 3 | 0 | 0 | 0
2038-03-20 18:00 | 2038 | 3 | 0 | 0 | 0
2038-03-20 19:00 | 2038 | 3 | 0 | 0 | 0
2038-03-20 20:00 | 2038 | 3 | 0 | 0 | 0
2038-03-20 21:00 | 2038 | 3 | 0 | 0 | 0
2038-03-20 22:00 | 2038 | 3 | 0 | 0 | 0
2038-03-20 23:00 | 2038 | 3 | 0 | 0 | 0
2038-03-21 | 2038 | 3 | 0 | 0 | 0
2038-03-21 01:00 | 2038 | 3 | 0 | 0 | 0
2038-03-21 02:00 | 2038 | 3 | 0 | 0 | 0
2038-03-21 03:00 | 2038 | 3 | 0 | 0 | 0
2038-03-21 04:00 | 2038 | 3 | 0 | 0 | 0
2038-03-21 05:00 | 2038 | 3 | 0 | 0 | 0
2038-03-21 06:00 | 2038 | 3 | 0 | 0 | 0
2038-03-21 07:00 | 2038 | 3 | 0 | 0 | 0
2038-03-21 08:00 | 2038 | 3 | 0 | 0 | 0
2038-03-21 09:00 | 2038 | 3 | 0 | 0 | 0
2038-03-21 10:00 | 2038 | 3 | 0 | 0 | 0
2038-03-21 11:00 | 2038 | 3 | 0 | 0 | 0
2038-03-21 12:00 | 2038 | 3 | 0 | 0 | 0
2038-03-21 13:00 | 2038 | 3 | 0 | 0 | 0
2038-03-21 14:00 | 2038 | 3 | 0 | 0 | 0
2038-03-21 15:00 | 2038 | 3 | 0 | 0 | 0
2038-03-21 16:00 | 2038 | 3 | 0 | 0 | 0
2038-03-21 17:00 | 2038 | 3 | 0 | 0 | 0
2038-03-21 18:00 | 2038 | 3 | 0 | 0 | 0
2038-03-21 19:00 | 2038 | 3 | 0 | 0 | 0
2038-03-21 20:00 | 2038 | 3 | 0 | 0 | 0
2038-03-21 21:00 | 2038 | 3 | 0 | 0 | 0
2038-03-21 22:00 | 2038 | 3 | 0 | 0 | 0
2038-03-21 23:00 | 2038 | 3 | 0 | 0 | 0
2038-03-22 | 2038 | 3 | 0 | 0 | 0
2038-03-22 01:00 | 2038 | 3 | 0 | 0 | 0
2038-03-22 02:00 | 2038 | 3 | 0 | 0 | 0
2038-03-22 03:00 | 2038 | 3 | 0 | 0 | 0
2038-03-22 04:00 | 2038 | 3 | 0 | 0 | 0
2038-03-22 05:00 | 2038 | 3 | 0 | 0 | 0
2038-03-22 06:00 | 2038 | 3 | 0 | 0 | 0
2038-03-22 07:00 | 2038 | 3 | 0 | 0 | 0
2038-03-22 08:00 | 2038 | 3 | 0 | 0 | 0
2038-03-22 09:00 | 2038 | 3 | 0 | 0 | 0
2038-03-22 10:00 | 2038 | 3 | 0 | 0 | 0
2038-03-22 11:00 | 2038 | 3 | 0 | 0 | 0
2038-03-22 12:00 | 2038 | 3 | 0 | 0 | 0
2038-03-22 13:00 | 2038 | 3 | 0 | 0 | 0
2038-03-22 14:00 | 2038 | 3 | 0 | 0 | 0
2038-03-22 15:00 | 2038 | 3 | 0 | 0 | 0
2038-03-22 16:00 | 2038 | 3 | 0 | 0 | 0
2038-03-22 17:00 | 2038 | 3 | 0 | 0 | 0
2038-03-22 18:00 | 2038 | 3 | 0 | 0 | 0
2038-03-22 19:00 | 2038 | 3 | 0 | 0 | 0
2038-03-22 20:00 | 2038 | 3 | 0 | 0 | 0
2038-03-22 21:00 | 2038 | 3 | 0 | 0 | 0
2038-03-22 22:00 | 2038 | 3 | 0 | 0 | 0
2038-03-22 23:00 | 2038 | 3 | 0 | 0 | 0
2038-03-23 | 2038 | 3 | 0 | 0 | 0
2038-03-23 01:00 | 2038 | 3 | 0 | 0 | 0
2038-03-23 02:00 | 2038 | 3 | 0 | 0 | 0
2038-03-23 03:00 | 2038 | 3 | 0 | 0 | 0
2038-03-23 04:00 | 2038 | 3 | 0 | 0 | 0
2038-03-23 05:00 | 2038 | 3 | 0 | 0 | 0
2038-03-23 06:00 | 2038 | 3 | 0 | 0 | 0
2038-03-23 07:00 | 2038 | 3 | 0 | 0 | 0
2038-03-23 08:00 | 2038 | 3 | 0 | 0 | 0
2038-03-23 09:00 | 2038 | 3 | 0 | 0 | 0
2038-03-23 10:00 | 2038 | 3 | 0 | 0 | 0
2038-03-23 11:00 | 2038 | 3 | 0 | 0 | 0
2038-03-23 12:00 | 2038 | 3 | 0 | 0 | 0
2038-03-23 13:00 | 2038 | 3 | 0 | 0 | 0
2038-03-23 14:00 | 2038 | 3 | 0 | 0 | 0
2038-03-23 15:00 | 2038 | 3 | 0 | 0 | 0
2038-03-23 16:00 | 2038 | 3 | 0 | 0 | 0
2038-03-23 17:00 | 2038 | 3 | 0 | 0 | 0
2038-03-23 18:00 | 2038 | 3 | 0 | 0 | 0
2038-03-23 19:00 | 2038 | 3 | 0 | 0 | 0
2038-03-23 20:00 | 2038 | 3 | 0 | 0 | 0
2038-03-23 21:00 | 2038 | 3 | 0 | 0 | 0
2038-03-23 22:00 | 2038 | 3 | 0 | 0 | 0
2038-03-23 23:00 | 2038 | 3 | 0 | 0 | 0
2038-03-24 | 2038 | 3 | 0 | 0 | 0
2038-03-24 01:00 | 2038 | 3 | 0 | 0 | 0
2038-03-24 02:00 | 2038 | 3 | 0 | 0 | 0
2038-03-24 03:00 | 2038 | 3 | 0 | 0 | 0
2038-03-24 04:00 | 2038 | 3 | 0 | 0 | 0
2038-03-24 05:00 | 2038 | 3 | 0 | 0 | 0
2038-03-24 06:00 | 2038 | 3 | 0 | 0 | 0
2038-03-24 07:00 | 2038 | 3 | 0 | 0 | 0
2038-03-24 08:00 | 2038 | 3 | 0 | 0 | 0
2038-03-24 09:00 | 2038 | 3 | 0 | 0 | 0
2038-03-24 10:00 | 2038 | 3 | 0 | 0 | 0
2038-03-24 11:00 | 2038 | 3 | 0 | 0 | 0
2038-03-24 12:00 | 2038 | 3 | 0 | 0 | 0
2038-03-24 13:00 | 2038 | 3 | 0 | 0 | 0
2038-03-24 14:00 | 2038 | 3 | 0 | 0 | 0
2038-03-24 15:00 | 2038 | 3 | 0 | 0 | 0
2038-03-24 16:00 | 2038 | 3 | 0 | 0 | 0
2038-03-24 17:00 | 2038 | 3 | 0 | 0 | 0
2038-03-24 18:00 | 2038 | 3 | 0 | 0 | 0
2038-03-24 19:00 | 2038 | 3 | 0 | 0 | 0
2038-03-24 20:00 | 2038 | 3 | 0 | 0 | 0
2038-03-24 21:00 | 2038 | 3 | 0 | 0 | 0
2038-03-24 22:00 | 2038 | 3 | 0 | 0 | 0
2038-03-24 23:00 | 2038 | 3 | 0 | 0 | 0
2038-03-25 | 2038 | 3 | 0 | 0 | 0
2038-03-25 01:00 | 2038 | 3 | 0 | 0 | 0
2038-03-25 02:00 | 2038 | 3 | 0 | 0 | 0
2038-03-25 03:00 | 2038 | 3 | 0 | 0 | 0
2038-03-25 04:00 | 2038 | 3 | 0 | 0 | 0
2038-03-25 05:00 | 2038 | 3 | 0 | 0 | 0
2038-03-25 06:00 | 2038 | 3 | 0 | 0 | 0
2038-03-25 07:00 | 2038 | 3 | 0 | 0 | 0
2038-03-25 08:00 | 2038 | 3 | 0 | 0 | 0
2038-03-25 09:00 | 2038 | 3 | 0 | 0 | 0
2038-03-25 10:00 | 2038 | 3 | 0 | 0 | 0
2038-03-25 11:00 | 2038 | 3 | 0 | 0 | 0
2038-03-25 12:00 | 2038 | 3 | 0 | 0 | 0
2038-03-25 13:00 | 2038 | 3 | 0 | 0 | 0
2038-03-25 14:00 | 2038 | 3 | 0 | 0 | 0
2038-03-25 15:00 | 2038 | 3 | 0 | 0 | 0
2038-03-25 16:00 | 2038 | 3 | 0 | 0 | 0
2038-03-25 17:00 | 2038 | 3 | 0 | 0 | 0
2038-03-25 18:00 | 2038 | 3 | 0 | 0 | 0
2038-03-25 19:00 | 2038 | 3 | 0 | 0 | 0
2038-03-25 20:00 | 2038 | 3 | 0 | 0 | 0
2038-03-25 21:00 | 2038 | 3 | 0 | 0 | 0
2038-03-25 22:00 | 2038 | 3 | 0 | 0 | 0
2038-03-25 23:00 | 2038 | 3 | 0 | 0 | 0
2038-03-26 | 2038 | 3 | 0 | 0 | 0
2038-03-26 01:00 | 2038 | 3 | 0 | 0 | 0
2038-03-26 02:00 | 2038 | 3 | 0 | 0 | 0
2038-03-26 03:00 | 2038 | 3 | 0 | 0 | 0
2038-03-26 04:00 | 2038 | 3 | 0 | 0 | 0
2038-03-26 05:00 | 2038 | 3 | 0 | 0 | 0
2038-03-26 06:00 | 2038 | 3 | 0 | 0 | 0
2038-03-26 07:00 | 2038 | 3 | 0 | 0 | 0
2038-03-26 08:00 | 2038 | 3 | 0 | 0 | 0
2038-03-26 09:00 | 2038 | 3 | 0 | 0 | 0
2038-03-26 10:00 | 2038 | 3 | 0 | 0 | 0
2038-03-26 11:00 | 2038 | 3 | 0 | 0 | 0
2038-03-26 12:00 | 2038 | 3 | 0 | 0 | 0
2038-03-26 13:00 | 2038 | 3 | 0 | 0 | 0
2038-03-26 14:00 | 2038 | 3 | 0 | 0 | 0
2038-03-26 15:00 | 2038 | 3 | 0 | 0 | 0
2038-03-26 16:00 | 2038 | 3 | 0 | 0 | 0
2038-03-26 17:00 | 2038 | 3 | 0 | 0 | 0
2038-03-26 18:00 | 2038 | 3 | 0 | 0 | 0
2038-03-26 19:00 | 2038 | 3 | 0 | 0 | 0
2038-03-26 20:00 | 2038 | 3 | 0 | 0 | 0
2038-03-26 21:00 | 2038 | 3 | 0 | 0 | 0
2038-03-26 22:00 | 2038 | 3 | 0 | 0 | 0
2038-03-26 23:00 | 2038 | 3 | 0 | 0 | 0
2038-03-27 | 2038 | 3 | 0 | 0 | 0
2038-03-27 01:00 | 2038 | 3 | 0 | 0 | 0
2038-03-27 02:00 | 2038 | 3 | 0 | 0 | 0
2038-03-27 03:00 | 2038 | 3 | 0 | 0 | 0
2038-03-27 04:00 | 2038 | 3 | 0 | 0 | 0
2038-03-27 05:00 | 2038 | 3 | 0 | 0 | 0
2038-03-27 06:00 | 2038 | 3 | 0 | 0 | 0
2038-03-27 07:00 | 2038 | 3 | 0 | 0 | 0
2038-03-27 08:00 | 2038 | 3 | 0 | 0 | 0
2038-03-27 09:00 | 2038 | 3 | 0 | 0 | 0
2038-03-27 10:00 | 2038 | 3 | 0 | 0 | 0
2038-03-27 11:00 | 2038 | 3 | 0 | 0 | 0
2038-03-27 12:00 | 2038 | 3 | 0 | 0 | 0
2038-03-27 13:00 | 2038 | 3 | 0 | 0 | 0
2038-03-27 14:00 | 2038 | 3 | 0 | 0 | 0
2038-03-27 15:00 | 2038 | 3 | 0 | 0 | 0
2038-03-27 16:00 | 2038 | 3 | 0 | 0 | 0
2038-03-27 17:00 | 2038 | 3 | 0 | 0 | 0
2038-03-27 18:00 | 2038 | 3 | 0 | 0 | 0
2038-03-27 19:00 | 2038 | 3 | 0 | 0 | 0
2038-03-27 20:00 | 2038 | 3 | 0 | 0 | 0
2038-03-27 21:00 | 2038 | 3 | 0 | 0 | 0
2038-03-27 22:00 | 2038 | 3 | 0 | 0 | 0
2038-03-27 23:00 | 2038 | 3 | 0 | 0 | 0
2038-03-28 | 2038 | 3 | 0 | 0 | 0
2038-03-28 01:00 | 2038 | 3 | 0 | 0 | 0
2038-03-28 02:00 | 2038 | 3 | 0 | 0 | 0
2038-03-28 03:00 | 2038 | 3 | 0 | 0 | 0
2038-03-28 04:00 | 2038 | 3 | 0 | 0 | 0
2038-03-28 05:00 | 2038 | 3 | 0 | 0 | 0
2038-03-28 06:00 | 2038 | 3 | 0 | 0 | 0
2038-03-28 07:00 | 2038 | 3 | 0 | 0 | 0
2038-03-28 08:00 | 2038 | 3 | 0 | 0 | 0
2038-03-28 09:00 | 2038 | 3 | 0 | 0 | 0
2038-03-28 10:00 | 2038 | 3 | 0 | 0 | 0
2038-03-28 11:00 | 2038 | 3 | 0 | 0 | 0
2038-03-28 12:00 | 2038 | 3 | 0 | 0 | 0
2038-03-28 13:00 | 2038 | 3 | 0 | 0 | 0
2038-03-28 14:00 | 2038 | 3 | 0 | 0 | 0
2038-03-28 15:00 | 2038 | 3 | 0 | 0 | 0
2038-03-28 16:00 | 2038 | 3 | 0 | 0 | 0
2038-03-28 17:00 | 2038 | 3 | 0 | 0 | 0
2038-03-28 18:00 | 2038 | 3 | 0 | 0 | 0
2038-03-28 19:00 | 2038 | 3 | 0 | 0 | 0
2038-03-28 20:00 | 2038 | 3 | 0 | 0 | 0
2038-03-28 21:00 | 2038 | 3 | 0 | 0 | 0
2038-03-28 22:00 | 2038 | 3 | 0 | 0 | 0
2038-03-28 23:00 | 2038 | 3 | 0 | 0 | 0
2038-03-29 | 2038 | 3 | 0 | 0 | 0
2038-03-29 01:00 | 2038 | 3 | 0 | 0 | 0
2038-03-29 02:00 | 2038 | 3 | 0 | 0 | 0
2038-03-29 03:00 | 2038 | 3 | 0 | 0 | 0
2038-03-29 04:00 | 2038 | 3 | 0 | 0 | 0
2038-03-29 05:00 | 2038 | 3 | 0 | 0 | 0
2038-03-29 06:00 | 2038 | 3 | 0 | 0 | 0
2038-03-29 07:00 | 2038 | 3 | 0 | 0 | 0
2038-03-29 08:00 | 2038 | 3 | 0 | 0 | 0
2038-03-29 09:00 | 2038 | 3 | 0 | 0 | 0
2038-03-29 10:00 | 2038 | 3 | 0 | 0 | 0
2038-03-29 11:00 | 2038 | 3 | 0 | 0 | 0
2038-03-29 12:00 | 2038 | 3 | 0 | 0 | 0
2038-03-29 13:00 | 2038 | 3 | 0 | 0 | 0
2038-03-29 14:00 | 2038 | 3 | 0 | 0 | 0
2038-03-29 15:00 | 2038 | 3 | 0 | 0 | 0
2038-03-29 16:00 | 2038 | 3 | 0 | 0 | 0
2038-03-29 17:00 | 2038 | 3 | 0 | 0 | 0
2038-03-29 18:00 | 2038 | 3 | 0 | 0 | 0
2038-03-29 19:00 | 2038 | 3 | 0 | 0 | 0
2038-03-29 20:00 | 2038 | 3 | 0 | 0 | 0
2038-03-29 21:00 | 2038 | 3 | 0 | 0 | 0
2038-03-29 22:00 | 2038 | 3 | 0 | 0 | 0
2038-03-29 23:00 | 2038 | 3 | 0 | 0 | 0
2038-03-30 | 2038 | 3 | 0 | 0 | 0
2038-03-30 01:00 | 2038 | 3 | 0 | 0 | 0
2038-03-30 02:00 | 2038 | 3 | 0 | 0 | 0
2038-03-30 03:00 | 2038 | 3 | 0 | 0 | 0
2038-03-30 04:00 | 2038 | 3 | 0 | 0 | 0
2038-03-30 05:00 | 2038 | 3 | 0 | 0 | 0
2038-03-30 06:00 | 2038 | 3 | 0 | 0 | 0
2038-03-30 07:00 | 2038 | 3 | 0 | 0 | 0
2038-03-30 08:00 | 2038 | 3 | 0 | 0 | 0
2038-03-30 09:00 | 2038 | 3 | 0 | 0 | 0
2038-03-30 10:00 | 2038 | 3 | 0 | 0 | 0
2038-03-30 11:00 | 2038 | 3 | 0 | 0 | 0
2038-03-30 12:00 | 2038 | 3 | 0 | 0 | 0
2038-03-30 13:00 | 2038 | 3 | 0 | 0 | 0
2038-03-30 14:00 | 2038 | 3 | 0 | 0 | 0
2038-03-30 15:00 | 2038 | 3 | 0 | 0 | 0
2038-03-30 16:00 | 2038 | 3 | 0 | 0 | 0
2038-03-30 17:00 | 2038 | 3 | 0 | 0 | 0
2038-03-30 18:00 | 2038 | 3 | 0 | 0 | 0
2038-03-30 19:00 | 2038 | 3 | 0 | 0 | 0
2038-03-30 20:00 | 2038 | 3 | 0 | 0 | 0
2038-03-30 21:00 | 2038 | 3 | 0 | 0 | 0
2038-03-30 22:00 | 2038 | 3 | 0 | 0 | 0
2038-03-30 23:00 | 2038 | 3 | 0 | 0 | 0
2038-03-31 | 2038 | 3 | 0 | 0 | 0
2038-03-31 01:00 | 2038 | 3 | 0 | 0 | 0
2038-03-31 02:00 | 2038 | 3 | 0 | 0 | 0
2038-03-31 03:00 | 2038 | 3 | 0 | 0 | 0
2038-03-31 04:00 | 2038 | 3 | 0 | 0 | 0
2038-03-31 05:00 | 2038 | 3 | 0 | 0 | 0
2038-03-31 06:00 | 2038 | 3 | 0 | 0 | 0
2038-03-31 07:00 | 2038 | 3 | 0 | 0 | 0
2038-03-31 08:00 | 2038 | 3 | 0 | 0 | 0
2038-03-31 09:00 | 2038 | 3 | 0 | 0 | 0
2038-03-31 10:00 | 2038 | 3 | 0 | 0 | 0
2038-03-31 11:00 | 2038 | 3 | 0 | 0 | 0
2038-03-31 12:00 | 2038 | 3 | 0 | 0 | 0
2038-03-31 13:00 | 2038 | 3 | 0 | 0 | 0
2038-03-31 14:00 | 2038 | 3 | 0 | 0 | 0
2038-03-31 15:00 | 2038 | 3 | 0 | 0 | 0
2038-03-31 16:00 | 2038 | 3 | 0 | 0 | 0
2038-03-31 17:00 | 2038 | 3 | 0 | 0 | 0
2038-03-31 18:00 | 2038 | 3 | 0 | 0 | 0
2038-03-31 19:00 | 2038 | 3 | 0 | 0 | 0
2038-03-31 20:00 | 2038 | 3 | 0 | 0 | 0
2038-03-31 21:00 | 2038 | 3 | 0 | 0 | 0
2038-03-31 22:00 | 2038 | 3 | 0 | 0 | 0
2038-03-31 23:00 | 2038 | 3 | 0 | 0 | 0
2038-04-01 | 2038 | 4 | 0 | 0 | 0
2038-04-01 01:00 | 2038 | 4 | 0 | 0 | 0
2038-04-01 02:00 | 2038 | 4 | 0 | 0 | 0
2038-04-01 03:00 | 2038 | 4 | 0 | 0 | 0
2038-04-01 04:00 | 2038 | 4 | 0 | 0 | 0
2038-04-01 05:00 | 2038 | 4 | 0 | 0 | 0
2038-04-01 06:00 | 2038 | 4 | 0 | 0 | 0
2038-04-01 07:00 | 2038 | 4 | 0 | 0 | 0
2038-04-01 08:00 | 2038 | 4 | 0 | 0.39457 | 0
2038-04-01 09:00 | 2038 | 4 | 0 | 0.46267 | 0
2038-04-01 10:00 | 2038 | 4 | 0 | 0.21199 | 0
2038-04-01 11:00 | 2038 | 4 | 0 | 0.36293 | 0.053116
2038-04-01 12:00 | 2038 | 4 | 0 | 0.17522 | 0.027608
2038-04-01 13:00 | 2038 | 4 | 0 | 0.085771 | 0
2038-04-01 14:00 | 2038 | 4 | 0 | 0.067942 | 0
2038-04-01 15:00 | 2038 | 4 | 0 | 0 | 0
2038-04-01 16:00 | 2038 | 4 | 0 | 0 | 0
2038-04-01 17:00 | 2038 | 4 | 0 | 0 | 0
2038-04-01 18:00 | 2038 | 4 | 0 | 0 | 0
2038-04-01 19:00 | 2038 | 4 | 0 | 0 | 0
2038-04-01 20:00 | 2038 | 4 | 0 | 0 | 0
2038-04-01 21:00 | 2038 | 4 | 0 | 0 | 0
2038-04-01 22:00 | 2038 | 4 | 0 | 0 | 0
2038-04-01 23:00 | 2038 | 4 | 0 | 0 | 0
2038-04-02 | 2038 | 4 | 0 | 0 | 0
2038-04-02 01:00 | 2038 | 4 | 0 | 0 | 0
2038-04-02 02:00 | 2038 | 4 | 0 | 0 | 0
2038-04-02 03:00 | 2038 | 4 | 0 | 0 | 0
2038-04-02 04:00 | 2038 | 4 | 0 | 0 | 0
2038-04-02 05:00 | 2038 | 4 | 0 | 0 | 0
2038-04-02 06:00 | 2038 | 4 | 0 | 0 | 0
2038-04-02 07:00 | 2038 | 4 | 0 | 0 | 0
2038-04-02 08:00 | 2038 | 4 | 0 | 0.36127 | 0
2038-04-02 09:00 | 2038 | 4 | 0 | 0.49259 | 0
2038-04-02 10:00 | 2038 | 4 | 0 | 0.26214 | 0
2038-04-02 11:00 | 2038 | 4 | 0 | 0.38323 | 0
2038-04-02 12:00 | 2038 | 4 | 0 | 0.15369 | 0
2038-04-02 13:00 | 2038 | 4 | 0 | 0.28783 | 0
2038-04-02 14:00 | 2038 | 4 | 0 | 0.30943 | 0
2038-04-02 15:00 | 2038 | 4 | 0 | 0 | 0
2038-04-02 16:00 | 2038 | 4 | 0 | 0 | 0
2038-04-02 17:00 | 2038 | 4 | 0 | 0 | 0
2038-04-02 18:00 | 2038 | 4 | 0 | 0 | 0
2038-04-02 19:00 | 2038 | 4 | 0 | 0 | 0
2038-04-02 20:00 | 2038 | 4 | 0 | 0 | 0
2038-04-02 21:00 | 2038 | 4 | 0 | 0 | 0
2038-04-02 22:00 | 2038 | 4 | 0 | 0 | 0
2038-04-02 23:00 | 2038 | 4 | 0 | 0 | 0
2038-04-03 | 2038 | 4 | 0 | 0 | 0
2038-04-03 01:00 | 2038 | 4 | 0 | 0 | 0
2038-04-03 02:00 | 2038 | 4 | 0 | 0 | 0
2038-04-03 03:00 | 2038 | 4 | 0 | 0 | 0
2038-04-03 04:00 | 2038 | 4 | 0 | 0 | 0
2038-04-03 05:00 | 2038 | 4 | 0 | 0 | 0
2038-04-03 06:00 | 2038 | 4 | 0 | 0 | 0
2038-04-03 07:00 | 2038 | 4 | 0 | 0 | 0
2038-04-03 08:00 | 2038 | 4 | 0 | 0.14455 | 0
2038-04-03 09:00 | 2038 | 4 | 0 | 0.0096844 | 0
2038-04-03 10:00 | 2038 | 4 | 0 | 0.12915 | 0
2038-04-03 11:00 | 2038 | 4 | 0 | 0.66212 | 0
2038-04-03 12:00 | 2038 | 4 | 0 | 0.40072 | 0
2038-04-03 13:00 | 2038 | 4 | 0 | 0.30765 | 0
2038-04-03 14:00 | 2038 | 4 | 0 | 0.055104 | 0
2038-04-03 15:00 | 2038 | 4 | 0 | 0 | 0
2038-04-03 16:00 | 2038 | 4 | 0 | 0 | 0
2038-04-03 17:00 | 2038 | 4 | 0 | 0 | 0
2038-04-03 18:00 | 2038 | 4 | 0 | 0 | 0
2038-04-03 19:00 | 2038 | 4 | 0 | 0 | 0
2038-04-03 20:00 | 2038 | 4 | 0 | 0 | 0
2038-04-03 21:00 | 2038 | 4 | 0 | 0 | 0
2038-04-03 22:00 | 2038 | 4 | 0 | 0 | 0
2038-04-03 23:00 | 2038 | 4 | 0 | 0 | 0
2038-04-04 | 2038 | 4 | 0 | 0 | 0
2038-04-04 01:00 | 2038 | 4 | 0 | 0 | 0
2038-04-04 02:00 | 2038 | 4 | 0 | 0 | 0
2038-04-04 03:00 | 2038 | 4 | 0 | 0 | 0
2038-04-04 04:00 | 2038 | 4 | 0 | 0 | 0
2038-04-04 05:00 | 2038 | 4 | 0 | 0 | 0
2038-04-04 06:00 | 2038 | 4 | 0 | 0 | 0
2038-04-04 07:00 | 2038 | 4 | 0 | 0 | 0
2038-04-04 08:00 | 2038 | 4 | 0 | 0.05204 | 0
2038-04-04 09:00 | 2038 | 4 | 0 | 0 | 0
2038-04-04 10:00 | 2038 | 4 | 0 | 0 | 0
2038-04-04 11:00 | 2038 | 4 | 0 | 0.41152 | 0
2038-04-04 12:00 | 2038 | 4 | 0 | 0.050962 | 0
2038-04-04 13:00 | 2038 | 4 | 0 | 0.20865 | 0
2038-04-04 14:00 | 2038 | 4 | 0 | 0.19858 | 0
2038-04-04 15:00 | 2038 | 4 | 0 | 0 | 0
2038-04-04 16:00 | 2038 | 4 | 0 | 0 | 0
2038-04-04 17:00 | 2038 | 4 | 0 | 0 | 0
2038-04-04 18:00 | 2038 | 4 | 0 | 0 | 0
2038-04-04 19:00 | 2038 | 4 | 0 | 0 | 0
2038-04-04 20:00 | 2038 | 4 | 0 | 0 | 0
2038-04-04 21:00 | 2038 | 4 | 0 | 0 | 0
2038-04-04 22:00 | 2038 | 4 | 0 | 0 | 0
2038-04-04 23:00 | 2038 | 4 | 0 | 0 | 0
2038-04-05 | 2038 | 4 | 0 | 0 | 0
2038-04-05 01:00 | 2038 | 4 | 0 | 0 | 0
2038-04-05 02:00 | 2038 | 4 | 0 | 0 | 0
2038-04-05 03:00 | 2038 | 4 | 0 | 0 | 0
2038-04-05 04:00 | 2038 | 4 | 0 | 0 | 0
2038-04-05 05:00 | 2038 | 4 | 0 | 0 | 0
2038-04-05 06:00 | 2038 | 4 | 0 | 0 | 0
2038-04-05 07:00 | 2038 | 4 | 0 | 0 | 0
2038-04-05 08:00 | 2038 | 4 | 0 | 0.030711 | 0
2038-04-05 09:00 | 2038 | 4 | 0 | 0 | 0
2038-04-05 10:00 | 2038 | 4 | 0 | 0 | 0
2038-04-05 11:00 | 2038 | 4 | 0 | 0.2985 | 0
2038-04-05 12:00 | 2038 | 4 | 0 | 0.0062851 | 0
2038-04-05 13:00 | 2038 | 4 | 0 | 0.098034 | 0
2038-04-05 14:00 | 2038 | 4 | 0 | 0 | 0
2038-04-05 15:00 | 2038 | 4 | 0 | 0 | 0
2038-04-05 16:00 | 2038 | 4 | 0 | 0 | 0
2038-04-05 17:00 | 2038 | 4 | 0 | 0 | 0
2038-04-05 18:00 | 2038 | 4 | 0 | 0 | 0
2038-04-05 19:00 | 2038 | 4 | 0 | 0 | 0
2038-04-05 20:00 | 2038 | 4 | 0 | 0 | 0
2038-04-05 21:00 | 2038 | 4 | 0 | 0 | 0
2038-04-05 22:00 | 2038 | 4 | 0 | 0 | 0
2038-04-05 23:00 | 2038 | 4 | 0 | 0 | 0
2038-04-06 | 2038 | 4 | 0 | 0 | 0
2038-04-06 01:00 | 2038 | 4 | 0 | 0 | 0
2038-04-06 02:00 | 2038 | 4 | 0 | 0 | 0
2038-04-06 03:00 | 2038 | 4 | 0 | 0 | 0
2038-04-06 04:00 | 2038 | 4 | 0 | 0 | 0
2038-04-06 05:00 | 2038 | 4 | 0 | 0 | 0
2038-04-06 06:00 | 2038 | 4 | 0 | 0 | 0
2038-04-06 07:00 | 2038 | 4 | 0 | 0 | 0
2038-04-06 08:00 | 2038 | 4 | 0 | 0 | 0
2038-04-06 09:00 | 2038 | 4 | 0 | 0 | 0
2038-04-06 10:00 | 2038 | 4 | 0 | 0 | 0
2038-04-06 11:00 | 2038 | 4 | 0 | 0 | 0
2038-04-06 12:00 | 2038 | 4 | 0 | 0 | 0
2038-04-06 13:00 | 2038 | 4 | 0 | 0 | 0
2038-04-06 14:00 | 2038 | 4 | 0 | 0 | 0
2038-04-06 15:00 | 2038 | 4 | 0 | 0 | 0
2038-04-06 16:00 | 2038 | 4 | 0 | 0 | 0
2038-04-06 17:00 | 2038 | 4 | 0 | 0 | 0
2038-04-06 18:00 | 2038 | 4 | 0 | 0 | 0
2038-04-06 19:00 | 2038 | 4 | 0 | 0 | 0
2038-04-06 20:00 | 2038 | 4 | 0 | 0 | 0
2038-04-06 21:00 | 2038 | 4 | 0 | 0 | 0
2038-04-06 22:00 | 2038 | 4 | 0 | 0 | 0
2038-04-06 23:00 | 2038 | 4 | 0 | 0 | 0
2038-04-07 | 2038 | 4 | 0 | 0 | 0
2038-04-07 01:00 | 2038 | 4 | 0 | 0 | 0
2038-04-07 02:00 | 2038 | 4 | 0 | 0 | 0
2038-04-07 03:00 | 2038 | 4 | 0 | 0 | 0
2038-04-07 04:00 | 2038 | 4 | 0 | 0 | 0
2038-04-07 05:00 | 2038 | 4 | 0 | 0 | 0
2038-04-07 06:00 | 2038 | 4 | 0 | 0 | 0
2038-04-07 07:00 | 2038 | 4 | 0 | 0 | 0
2038-04-07 08:00 | 2038 | 4 | 0 | 0 | 0
2038-04-07 09:00 | 2038 | 4 | 0 | 0 | 0
2038-04-07 10:00 | 2038 | 4 | 0 | 0 | 0
2038-04-07 11:00 | 2038 | 4 | 0 | 0 | 0
2038-04-07 12:00 | 2038 | 4 | 0 | 0 | 0
2038-04-07 13:00 | 2038 | 4 | 0 | 0 | 0
2038-04-07 14:00 | 2038 | 4 | 0 | 0 | 0
2038-04-07 15:00 | 2038 | 4 | 0 | 0 | 0
2038-04-07 16:00 | 2038 | 4 | 0 | 0 | 0
2038-04-07 17:00 | 2038 | 4 | 0 | 0 | 0
2038-04-07 18:00 | 2038 | 4 | 0 | 0 | 0
2038-04-07 19:00 | 2038 | 4 | 0 | 0 | 0
2038-04-07 20:00 | 2038 | 4 | 0 | 0 | 0
2038-04-07 21:00 | 2038 | 4 | 0 | 0 | 0
2038-04-07 22:00 | 2038 | 4 | 0 | 0 | 0
2038-04-07 23:00 | 2038 | 4 | 0 | 0 | 0
2038-04-08 | 2038 | 4 | 0 | 0 | 0
2038-04-08 01:00 | 2038 | 4 | 0 | 0 | 0
2038-04-08 02:00 | 2038 | 4 | 0 | 0 | 0
2038-04-08 03:00 | 2038 | 4 | 0 | 0 | 0
2038-04-08 04:00 | 2038 | 4 | 0 | 0 | 0
2038-04-08 05:00 | 2038 | 4 | 0 | 0 | 0
2038-04-08 06:00 | 2038 | 4 | 0 | 0 | 0
2038-04-08 07:00 | 2038 | 4 | 0 | 0 | 0
2038-04-08 08:00 | 2038 | 4 | 0 | 0 | 0
2038-04-08 09:00 | 2038 | 4 | 0 | 0 | 0
2038-04-08 10:00 | 2038 | 4 | 0 | 0 | 0
2038-04-08 11:00 | 2038 | 4 | 0 | 0 | 0
2038-04-08 12:00 | 2038 | 4 | 0 | 0 | 0
2038-04-08 13:00 | 2038 | 4 | 0 | 0 | 0
2038-04-08 14:00 | 2038 | 4 | 0 | 0 | 0
2038-04-08 15:00 | 2038 | 4 | 0 | 0 | 0
2038-04-08 16:00 | 2038 | 4 | 0 | 0 | 0
2038-04-08 17:00 | 2038 | 4 | 0 | 0 | 0
2038-04-08 18:00 | 2038 | 4 | 0 | 0 | 0
2038-04-08 19:00 | 2038 | 4 | 0 | 0 | 0
2038-04-08 20:00 | 2038 | 4 | 0 | 0 | 0
2038-04-08 21:00 | 2038 | 4 | 0 | 0 | 0
2038-04-08 22:00 | 2038 | 4 | 0 | 0 | 0
2038-04-08 23:00 | 2038 | 4 | 0 | 0 | 0
2038-04-09 | 2038 | 4 | 0 | 0 | 0
2038-04-09 01:00 | 2038 | 4 | 0 | 0 | 0
2038-04-09 02:00 | 2038 | 4 | 0 | 0 | 0
2038-04-09 03:00 | 2038 | 4 | 0 | 0 | 0
2038-04-09 04:00 | 2038 | 4 | 0 | 0 | 0
2038-04-09 05:00 | 2038 | 4 | 0 | 0 | 0
2038-04-09 06:00 | 2038 | 4 | 0 | 0 | 0
2038-04-09 07:00 | 2038 | 4 | 0 | 0 | 0
2038-04-09 08:00 | 2038 | 4 | 0 | 0 | 0
2038-04-09 09:00 | 2038 | 4 | 0 | 0 | 0
2038-04-09 10:00 | 2038 | 4 | 0 | 0 | 0
2038-04-09 11:00 | 2038 | 4 | 0 | 0 | 0
2038-04-09 12:00 | 2038 | 4 | 0 | 0 | 0
2038-04-09 13:00 | 2038 | 4 | 0 | 0 | 0
2038-04-09 14:00 | 2038 | 4 | 0 | 0 | 0
2038-04-09 15:00 | 2038 | 4 | 0 | 0 | 0
2038-04-09 16:00 | 2038 | 4 | 0 | 0 | 0
2038-04-09 17:00 | 2038 | 4 | 0 | 0 | 0
2038-04-09 18:00 | 2038 | 4 | 0 | 0 | 0
2038-04-09 19:00 | 2038 | 4 | 0 | 0 | 0
2038-04-09 20:00 | 2038 | 4 | 0 | 0 | 0
2038-04-09 21:00 | 2038 | 4 | 0 | 0 | 0
2038-04-09 22:00 | 2038 | 4 | 0 | 0 | 0
2038-04-09 23:00 | 2038 | 4 | 0 | 0 | 0
2038-04-10 | 2038 | 4 | 0 | 0 | 0
2038-04-10 01:00 | 2038 | 4 | 0 | 0 | 0
2038-04-10 02:00 | 2038 | 4 | 0 | 0 | 0
2038-04-10 03:00 | 2038 | 4 | 0 | 0 | 0
2038-04-10 04:00 | 2038 | 4 | 0 | 0 | 0
2038-04-10 05:00 | 2038 | 4 | 0 | 0 | 0
2038-04-10 06:00 | 2038 | 4 | 0 | 0 | 0
2038-04-10 07:00 | 2038 | 4 | 0 | 0 | 0
2038-04-10 08:00 | 2038 | 4 | 0 | 0 | 0
2038-04-10 09:00 | 2038 | 4 | 0 | 0 | 0
2038-04-10 10:00 | 2038 | 4 | 0 | 0 | 0
2038-04-10 11:00 | 2038 | 4 | 0 | 0 | 0
2038-04-10 12:00 | 2038 | 4 | 0 | 0 | 0
2038-04-10 13:00 | 2038 | 4 | 0 | 0 | 0
2038-04-10 14:00 | 2038 | 4 | 0 | 0 | 0
2038-04-10 15:00 | 2038 | 4 | 0 | 0 | 0
2038-04-10 16:00 | 2038 | 4 | 0 | 0 | 0
2038-04-10 17:00 | 2038 | 4 | 0 | 0 | 0
2038-04-10 18:00 | 2038 | 4 | 0 | 0 | 0
2038-04-10 19:00 | 2038 | 4 | 0 | 0 | 0
2038-04-10 20:00 | 2038 | 4 | 0 | 0 | 0
2038-04-10 21:00 | 2038 | 4 | 0 | 0 | 0
2038-04-10 22:00 | 2038 | 4 | 0 | 0 | 0
2038-04-10 23:00 | 2038 | 4 | 0 | 0 | 0
2038-04-11 | 2038 | 4 | 0 | 0 | 0
2038-04-11 01:00 | 2038 | 4 | 0 | 0 | 0
2038-04-11 02:00 | 2038 | 4 | 0 | 0 | 0
2038-04-11 03:00 | 2038 | 4 | 0 | 0 | 0
2038-04-11 04:00 | 2038 | 4 | 0 | 0 | 0
2038-04-11 05:00 | 2038 | 4 | 0 | 0 | 0
2038-04-11 06:00 | 2038 | 4 | 0 | 0 | 0
2038-04-11 07:00 | 2038 | 4 | 0 | 0 | 0
2038-04-11 08:00 | 2038 | 4 | 0 | 0 | 0
2038-04-11 09:00 | 2038 | 4 | 0 | 0 | 0
2038-04-11 10:00 | 2038 | 4 | 0 | 0 | 0
2038-04-11 11:00 | 2038 | 4 | 0 | 0 | 0
2038-04-11 12:00 | 2038 | 4 | 0 | 0 | 0
2038-04-11 13:00 | 2038 | 4 | 0 | 0 | 0
2038-04-11 14:00 | 2038 | 4 | 0 | 0 | 0
2038-04-11 15:00 | 2038 | 4 | 0 | 0 | 0
2038-04-11 16:00 | 2038 | 4 | 0 | 0 | 0
2038-04-11 17:00 | 2038 | 4 | 0 | 0 | 0
2038-04-11 18:00 | 2038 | 4 | 0 | 0 | 0
2038-04-11 19:00 | 2038 | 4 | 0 | 0 | 0
2038-04-11 20:00 | 2038 | 4 | 0 | 0 | 0
2038-04-11 21:00 | 2038 | 4 | 0 | 0 | 0
2038-04-11 22:00 | 2038 | 4 | 0 | 0 | 0
2038-04-11 23:00 | 2038 | 4 | 0 | 0 | 0
2038-04-12 | 2038 | 4 | 0 | 0 | 0
2038-04-12 01:00 | 2038 | 4 | 0 | 0 | 0
2038-04-12 02:00 | 2038 | 4 | 0 | 0 | 0
2038-04-12 03:00 | 2038 | 4 | 0 | 0 | 0
2038-04-12 04:00 | 2038 | 4 | 0 | 0 | 0
2038-04-12 05:00 | 2038 | 4 | 0 | 0 | 0
2038-04-12 06:00 | 2038 | 4 | 0 | 0 | 0
2038-04-12 07:00 | 2038 | 4 | 0 | 0 | 0
2038-04-12 08:00 | 2038 | 4 | 0 | 0 | 0
2038-04-12 09:00 | 2038 | 4 | 0 | 0 | 0
2038-04-12 10:00 | 2038 | 4 | 0 | 0 | 0
2038-04-12 11:00 | 2038 | 4 | 0 | 0 | 0
2038-04-12 12:00 | 2038 | 4 | 0 | 0 | 0
2038-04-12 13:00 | 2038 | 4 | 0 | 0 | 0
2038-04-12 14:00 | 2038 | 4 | 0 | 0 | 0
2038-04-12 15:00 | 2038 | 4 | 0 | 0 | 0
2038-04-12 16:00 | 2038 | 4 | 0 | 0 | 0
2038-04-12 17:00 | 2038 | 4 | 0 | 0 | 0
2038-04-12 18:00 | 2038 | 4 | 0 | 0 | 0
2038-04-12 19:00 | 2038 | 4 | 0 | 0 | 0
2038-04-12 20:00 | 2038 | 4 | 0 | 0 | 0
2038-04-12 21:00 | 2038 | 4 | 0 | 0 | 0
2038-04-12 22:00 | 2038 | 4 | 0 | 0 | 0
2038-04-12 23:00 | 2038 | 4 | 0 | 0 | 0
2038-04-13 | 2038 | 4 | 0 | 0 | 0
2038-04-13 01:00 | 2038 | 4 | 0 | 0 | 0
2038-04-13 02:00 | 2038 | 4 | 0 | 0 | 0
2038-04-13 03:00 | 2038 | 4 | 0 | 0 | 0
2038-04-13 04:00 | 2038 | 4 | 0 | 0 | 0
2038-04-13 05:00 | 2038 | 4 | 0 | 0 | 0
2038-04-13 06:00 | 2038 | 4 | 0 | 0 | 0
2038-04-13 07:00 | 2038 | 4 | 0 | 0 | 0
2038-04-13 08:00 | 2038 | 4 | 0 | 0 | 0
2038-04-13 09:00 | 2038 | 4 | 0 | 0 | 0
2038-04-13 10:00 | 2038 | 4 | 0 | 0 | 0
2038-04-13 11:00 | 2038 | 4 | 0 | 0 | 0
2038-04-13 12:00 | 2038 | 4 | 0 | 0 | 0
2038-04-13 13:00 | 2038 | 4 | 0 | 0 | 0
2038-04-13 14:00 | 2038 | 4 | 0 | 0 | 0
2038-04-13 15:00 | 2038 | 4 | 0 | 0 | 0
2038-04-13 16:00 | 2038 | 4 | 0 | 0 | 0
2038-04-13 17:00 | 2038 | 4 | 0 | 0 | 0
2038-04-13 18:00 | 2038 | 4 | 0 | 0 | 0
2038-04-13 19:00 | 2038 | 4 | 0 | 0 | 0
2038-04-13 20:00 | 2038 | 4 | 0 | 0 | 0
2038-04-13 21:00 | 2038 | 4 | 0 | 0 | 0
2038-04-13 22:00 | 2038 | 4 | 0 | 0 | 0
2038-04-13 23:00 | 2038 | 4 | 0 | 0 | 0
2038-04-14 | 2038 | 4 | 0 | 0 | 0
2038-04-14 01:00 | 2038 | 4 | 0 | 0 | 0
2038-04-14 02:00 | 2038 | 4 | 0 | 0 | 0
2038-04-14 03:00 | 2038 | 4 | 0 | 0 | 0
2038-04-14 04:00 | 2038 | 4 | 0 | 0 | 0
2038-04-14 05:00 | 2038 | 4 | 0 | 0 | 0
2038-04-14 06:00 | 2038 | 4 | 0 | 0 | 0
2038-04-14 07:00 | 2038 | 4 | 0 | 0 | 0
2038-04-14 08:00 | 2038 | 4 | 0 | 0 | 0
2038-04-14 09:00 | 2038 | 4 | 0 | 0 | 0
2038-04-14 10:00 | 2038 | 4 | 0 | 0 | 0
2038-04-14 11:00 | 2038 | 4 | 0 | 0 | 0
2038-04-14 12:00 | 2038 | 4 | 0 | 0 | 0
2038-04-14 13:00 | 2038 | 4 | 0 | 0 | 0
2038-04-14 14:00 | 2038 | 4 | 0 | 0 | 0
2038-04-14 15:00 | 2038 | 4 | 0 | 0 | 0
2038-04-14 16:00 | 2038 | 4 | 0 | 0 | 0
2038-04-14 17:00 | 2038 | 4 | 0 | 0 | 0
2038-04-14 18:00 | 2038 | 4 | 0 | 0 | 0
2038-04-14 19:00 | 2038 | 4 | 0 | 0 | 0
2038-04-14 20:00 | 2038 | 4 | 0 | 0 | 0
2038-04-14 21:00 | 2038 | 4 | 0 | 0 | 0
2038-04-14 22:00 | 2038 | 4 | 0 | 0 | 0
2038-04-14 23:00 | 2038 | 4 | 0 | 0 | 0
2038-04-15 | 2038 | 4 | 0 | 0 | 0
2038-04-15 01:00 | 2038 | 4 | 0 | 0 | 0
2038-04-15 02:00 | 2038 | 4 | 0 | 0 | 0
2038-04-15 03:00 | 2038 | 4 | 0 | 0 | 0
2038-04-15 04:00 | 2038 | 4 | 0 | 0 | 0
2038-04-15 05:00 | 2038 | 4 | 0 | 0 | 0
2038-04-15 06:00 | 2038 | 4 | 0 | 0 | 0
2038-04-15 07:00 | 2038 | 4 | 0 | 0 | 0
2038-04-15 08:00 | 2038 | 4 | 0 | 0 | 0
2038-04-15 09:00 | 2038 | 4 | 0 | 0 | 0
2038-04-15 10:00 | 2038 | 4 | 0 | 0 | 0
2038-04-15 11:00 | 2038 | 4 | 0 | 0 | 0
2038-04-15 12:00 | 2038 | 4 | 0 | 0 | 0
2038-04-15 13:00 | 2038 | 4 | 0 | 0 | 0
2038-04-15 14:00 | 2038 | 4 | 0 | 0 | 0
2038-04-15 15:00 | 2038 | 4 | 0 | 0 | 0
2038-04-15 16:00 | 2038 | 4 | 0 | 0 | 0
2038-04-15 17:00 | 2038 | 4 | 0 | 0 | 0
2038-04-15 18:00 | 2038 | 4 | 0 | 0 | 0
2038-04-15 19:00 | 2038 | 4 | 0 | 0 | 0
2038-04-15 20:00 | 2038 | 4 | 0 | 0 | 0
2038-04-15 21:00 | 2038 | 4 | 0 | 0 | 0
2038-04-15 22:00 | 2038 | 4 | 0 | 0 | 0
2038-04-15 23:00 | 2038 | 4 | 0 | 0 | 0
2038-04-16 | 2038 | 4 | 0 | 0 | 0
2038-04-16 01:00 | 2038 | 4 | 0 | 0 | 0
2038-04-16 02:00 | 2038 | 4 | 0 | 0 | 0
2038-04-16 03:00 | 2038 | 4 | 0 | 0 | 0
2038-04-16 04:00 | 2038 | 4 | 0 | 0 | 0
2038-04-16 05:00 | 2038 | 4 | 0 | 0 | 0
2038-04-16 06:00 | 2038 | 4 | 0 | 0 | 0
2038-04-16 07:00 | 2038 | 4 | 0 | 0 | 0
2038-04-16 08:00 | 2038 | 4 | 0 | 0 | 0
2038-04-16 09:00 | 2038 | 4 | 0 | 0 | 0
2038-04-16 10:00 | 2038 | 4 | 0 | 0 | 0
2038-04-16 11:00 | 2038 | 4 | 0 | 0 | 0.019067
2038-04-16 12:00 | 2038 | 4 | 0 | 0 | 0
2038-04-16 13:00 | 2038 | 4 | 0 | 0 | 0
2038-04-16 14:00 | 2038 | 4 | 0 | 0 | 0
2038-04-16 15:00 | 2038 | 4 | 0 | 0 | 0
2038-04-16 16:00 | 2038 | 4 | 0 | 0 | 0
2038-04-16 17:00 | 2038 | 4 | 0 | 0 | 0
2038-04-16 18:00 | 2038 | 4 | 0 | 0 | 0
2038-04-16 19:00 | 2038 | 4 | 0 | 0 | 0
2038-04-16 20:00 | 2038 | 4 | 0 | 0 | 0
2038-04-16 21:00 | 2038 | 4 | 0 | 0 | 0
2038-04-16 22:00 | 2038 | 4 | 0 | 0 | 0
2038-04-16 23:00 | 2038 | 4 | 0 | 0 | 0
2038-04-17 | 2038 | 4 | 0 | 0 | 0
2038-04-17 01:00 | 2038 | 4 | 0 | 0 | 0
2038-04-17 02:00 | 2038 | 4 | 0 | 0 | 0
2038-04-17 03:00 | 2038 | 4 | 0 | 0 | 0
2038-04-17 04:00 | 2038 | 4 | 0 | 0 | 0
2038-04-17 05:00 | 2038 | 4 | 0 | 0 | 0
2038-04-17 06:00 | 2038 | 4 | 0 | 0 | 0
2038-04-17 07:00 | 2038 | 4 | 0 | 0 | 0
2038-04-17 08:00 | 2038 | 4 | 0 | 0 | 0
2038-04-17 09:00 | 2038 | 4 | 0 | 0 | 0
2038-04-17 10:00 | 2038 | 4 | 0 | 0 | 0
2038-04-17 11:00 | 2038 | 4 | 0 | 0 | 0
2038-04-17 12:00 | 2038 | 4 | 0 | 0 | 0
2038-04-17 13:00 | 2038 | 4 | 0 | 0 | 0
2038-04-17 14:00 | 2038 | 4 | 0 | 0 | 0
2038-04-17 15:00 | 2038 | 4 | 0 | 0 | 0
2038-04-17 16:00 | 2038 | 4 | 0 | 0 | 0
2038-04-17 17:00 | 2038 | 4 | 0 | 0 | 0
2038-04-17 18:00 | 2038 | 4 | 0 | 0 | 0
2038-04-17 19:00 | 2038 | 4 | 0 | 0 | 0
2038-04-17 20:00 | 2038 | 4 | 0 | 0 | 0
2038-04-17 21:00 | 2038 | 4 | 0 | 0 | 0
2038-04-17 22:00 | 2038 | 4 | 0 | 0 | 0
2038-04-17 23:00 | 2038 | 4 | 0 | 0 | 0
2038-04-18 | 2038 | 4 | 0 | 0 | 0
2038-04-18 01:00 | 2038 | 4 | 0 | 0 | 0
2038-04-18 02:00 | 2038 | 4 | 0 | 0 | 0
2038-04-18 03:00 | 2038 | 4 | 0 | 0 | 0
2038-04-18 04:00 | 2038 | 4 | 0 | 0 | 0
2038-04-18 05:00 | 2038 | 4 | 0 | 0 | 0
2038-04-18 06:00 | 2038 | 4 | 0 | 0 | 0
2038-04-18 07:00 | 2038 | 4 | 0 | 0 | 0
2038-04-18 08:00 | 2038 | 4 | 0 | 0 | 0
2038-04-18 09:00 | 2038 | 4 | 0 | 0 | 0
2038-04-18 10:00 | 2038 | 4 | 0 | 0 | 0
2038-04-18 11:00 | 2038 | 4 | 0 | 0 | 0
2038-04-18 12:00 | 2038 | 4 | 0 | 0 | 0
2038-04-18 13:00 | 2038 | 4 | 0 | 0 | 0
2038-04-18 14:00 | 2038 | 4 | 0 | 0 | 0
2038-04-18 15:00 | 2038 | 4 | 0 | 0 | 0
2038-04-18 16:00 | 2038 | 4 | 0 | 0 | 0
2038-04-18 17:00 | 2038 | 4 | 0 | 0 | 0
2038-04-18 18:00 | 2038 | 4 | 0 | 0 | 0
2038-04-18 19:00 | 2038 | 4 | 0 | 0 | 0
2038-04-18 20:00 | 2038 | 4 | 0 | 0 | 0
2038-04-18 21:00 | 2038 | 4 | 0 | 0 | 0
2038-04-18 22:00 | 2038 | 4 | 0 | 0 | 0
2038-04-18 23:00 | 2038 | 4 | 0 | 0 | 0
2038-04-19 | 2038 | 4 | 0 | 0 | 0
2038-04-19 01:00 | 2038 | 4 | 0 | 0 | 0
2038-04-19 02:00 | 2038 | 4 | 0 | 0 | 0
2038-04-19 03:00 | 2038 | 4 | 0 | 0 | 0
2038-04-19 04:00 | 2038 | 4 | 0 | 0 | 0
2038-04-19 05:00 | 2038 | 4 | 0 | 0 | 0
2038-04-19 06:00 | 2038 | 4 | 0 | 0 | 0
2038-04-19 07:00 | 2038 | 4 | 0 | 0 | 0
2038-04-19 08:00 | 2038 | 4 | 0 | 0 | 0
2038-04-19 09:00 | 2038 | 4 | 0 | 0 | 0
2038-04-19 10:00 | 2038 | 4 | 0 | 0 | 0
2038-04-19 11:00 | 2038 | 4 | 0 | 0 | 0
2038-04-19 12:00 | 2038 | 4 | 0 | 0 | 0
2038-04-19 13:00 | 2038 | 4 | 0 | 0 | 0
2038-04-19 14:00 | 2038 | 4 | 0 | 0 | 0
2038-04-19 15:00 | 2038 | 4 | 0 | 0 | 0
2038-04-19 16:00 | 2038 | 4 | 0 | 0 | 0
2038-04-19 17:00 | 2038 | 4 | 0 | 0 | 0
2038-04-19 18:00 | 2038 | 4 | 0 | 0 | 0
2038-04-19 19:00 | 2038 | 4 | 0 | 0 | 0
2038-04-19 20:00 | 2038 | 4 | 0 | 0 | 0
2038-04-19 21:00 | 2038 | 4 | 0 | 0 | 0
2038-04-19 22:00 | 2038 | 4 | 0 | 0 | 0
2038-04-19 23:00 | 2038 | 4 | 0 | 0 | 0
2038-04-20 | 2038 | 4 | 0 | 0 | 0
2038-04-20 01:00 | 2038 | 4 | 0 | 0 | 0
2038-04-20 02:00 | 2038 | 4 | 0 | 0 | 0
2038-04-20 03:00 | 2038 | 4 | 0 | 0 | 0
2038-04-20 04:00 | 2038 | 4 | 0 | 0 | 0
2038-04-20 05:00 | 2038 | 4 | 0 | 0 | 0
2038-04-20 06:00 | 2038 | 4 | 0 | 0 | 0
2038-04-20 07:00 | 2038 | 4 | 0 | 0 | 0
2038-04-20 08:00 | 2038 | 4 | 0 | 0 | 0
2038-04-20 09:00 | 2038 | 4 | 0 | 0 | 0
2038-04-20 10:00 | 2038 | 4 | 0 | 0 | 0
2038-04-20 11:00 | 2038 | 4 | 0 | 0 | 0
2038-04-20 12:00 | 2038 | 4 | 0 | 0 | 0
2038-04-20 13:00 | 2038 | 4 | 0 | 0 | 0
2038-04-20 14:00 | 2038 | 4 | 0 | 0 | 0
2038-04-20 15:00 | 2038 | 4 | 0 | 0 | 0
2038-04-20 16:00 | 2038 | 4 | 0 | 0 | 0
2038-04-20 17:00 | 2038 | 4 | 0 | 0 | 0
2038-04-20 18:00 | 2038 | 4 | 0 | 0 | 0
2038-04-20 19:00 | 2038 | 4 | 0 | 0 | 0
2038-04-20 20:00 | 2038 | 4 | 0 | 0 | 0
2038-04-20 21:00 | 2038 | 4 | 0 | 0 | 0
2038-04-20 22:00 | 2038 | 4 | 0 | 0 | 0
2038-04-20 23:00 | 2038 | 4 | 0 | 0 | 0
2038-04-21 | 2038 | 4 | 0 | 0 | 0
2038-04-21 01:00 | 2038 | 4 | 0 | 0 | 0
2038-04-21 02:00 | 2038 | 4 | 0 | 0 | 0
2038-04-21 03:00 | 2038 | 4 | 0 | 0 | 0
2038-04-21 04:00 | 2038 | 4 | 0 | 0 | 0
2038-04-21 05:00 | 2038 | 4 | 0 | 0 | 0
2038-04-21 06:00 | 2038 | 4 | 0 | 0 | 0
2038-04-21 07:00 | 2038 | 4 | 0 | 0 | 0
2038-04-21 08:00 | 2038 | 4 | 0 | 0 | 0
2038-04-21 09:00 | 2038 | 4 | 0 | 0 | 0
2038-04-21 10:00 | 2038 | 4 | 0 | 0 | 0
2038-04-21 11:00 | 2038 | 4 | 0 | 0 | 0
2038-04-21 12:00 | 2038 | 4 | 0 | 0 | 0
2038-04-21 13:00 | 2038 | 4 | 0 | 0 | 0
2038-04-21 14:00 | 2038 | 4 | 0 | 0 | 0
2038-04-21 15:00 | 2038 | 4 | 0 | 0 | 0
2038-04-21 16:00 | 2038 | 4 | 0 | 0 | 0
2038-04-21 17:00 | 2038 | 4 | 0 | 0 | 0
2038-04-21 18:00 | 2038 | 4 | 0 | 0 | 0
2038-04-21 19:00 | 2038 | 4 | 0 | 0 | 0
2038-04-21 20:00 | 2038 | 4 | 0 | 0 | 0
2038-04-21 21:00 | 2038 | 4 | 0 | 0 | 0
2038-04-21 22:00 | 2038 | 4 | 0 | 0 | 0
2038-04-21 23:00 | 2038 | 4 | 0 | 0 | 0
2038-04-22 | 2038 | 4 | 0 | 0 | 0
2038-04-22 01:00 | 2038 | 4 | 0 | 0 | 0
2038-04-22 02:00 | 2038 | 4 | 0 | 0 | 0
2038-04-22 03:00 | 2038 | 4 | 0 | 0 | 0
2038-04-22 04:00 | 2038 | 4 | 0 | 0 | 0
2038-04-22 05:00 | 2038 | 4 | 0 | 0 | 0
2038-04-22 06:00 | 2038 | 4 | 0 | 0 | 0
2038-04-22 07:00 | 2038 | 4 | 0 | 0 | 0
2038-04-22 08:00 | 2038 | 4 | 0 | 0 | 0
2038-04-22 09:00 | 2038 | 4 | 0 | 0 | 0
2038-04-22 10:00 | 2038 | 4 | 0 | 0 | 0
2038-04-22 11:00 | 2038 | 4 | 0 | 0 | 0
2038-04-22 12:00 | 2038 | 4 | 0 | 0 | 0
2038-04-22 13:00 | 2038 | 4 | 0 | 0 | 0
2038-04-22 14:00 | 2038 | 4 | 0 | 0 | 0
2038-04-22 15:00 | 2038 | 4 | 0 | 0 | 0
2038-04-22 16:00 | 2038 | 4 | 0 | 0 | 0
2038-04-22 17:00 | 2038 | 4 | 0 | 0 | 0
2038-04-22 18:00 | 2038 | 4 | 0 | 0 | 0
2038-04-22 19:00 | 2038 | 4 | 0 | 0 | 0
2038-04-22 20:00 | 2038 | 4 | 0 | 0 | 0
2038-04-22 21:00 | 2038 | 4 | 0 | 0 | 0
2038-04-22 22:00 | 2038 | 4 | 0 | 0 | 0
2038-04-22 23:00 | 2038 | 4 | 0 | 0 | 0
2038-04-23 | 2038 | 4 | 0 | 0 | 0
2038-04-23 01:00 | 2038 | 4 | 0 | 0 | 0
2038-04-23 02:00 | 2038 | 4 | 0 | 0 | 0
2038-04-23 03:00 | 2038 | 4 | 0 | 0 | 0
2038-04-23 04:00 | 2038 | 4 | 0 | 0 | 0
2038-04-23 05:00 | 2038 | 4 | 0 | 0 | 0
2038-04-23 06:00 | 2038 | 4 | 0 | 0 | 0
2038-04-23 07:00 | 2038 | 4 | 0 | 0 | 0
2038-04-23 08:00 | 2038 | 4 | 0 | 0 | 0
2038-04-23 09:00 | 2038 | 4 | 0 | 0 | 0
2038-04-23 10:00 | 2038 | 4 | 0 | 0 | 0.021022
2038-04-23 11:00 | 2038 | 4 | 0 | 0 | 0.53345
2038-04-23 12:00 | 2038 | 4 | 0 | 0 | 0.078881
2038-04-23 13:00 | 2038 | 4 | 0 | 0 | 0.24244
2038-04-23 14:00 | 2038 | 4 | 0 | 0 | 0.17951
2038-04-23 15:00 | 2038 | 4 | 0 | 0 | 0
2038-04-23 16:00 | 2038 | 4 | 0 | 0 | 0
2038-04-23 17:00 | 2038 | 4 | 0 | 0 | 0
2038-04-23 18:00 | 2038 | 4 | 0 | 0 | 0
2038-04-23 19:00 | 2038 | 4 | 0 | 0 | 0
2038-04-23 20:00 | 2038 | 4 | 0 | 0 | 0
2038-04-23 21:00 | 2038 | 4 | 0 | 0 | 0
2038-04-23 22:00 | 2038 | 4 | 0 | 0 | 0
2038-04-23 23:00 | 2038 | 4 | 0 | 0 | 0
2038-04-24 | 2038 | 4 | 0 | 0 | 0
2038-04-24 01:00 | 2038 | 4 | 0 | 0 | 0
2038-04-24 02:00 | 2038 | 4 | 0 | 0 | 0
2038-04-24 03:00 | 2038 | 4 | 0 | 0 | 0
2038-04-24 04:00 | 2038 | 4 | 0 | 0 | 0
2038-04-24 05:00 | 2038 | 4 | 0 | 0 | 0
2038-04-24 06:00 | 2038 | 4 | 0 | 0 | 0
2038-04-24 07:00 | 2038 | 4 | 0 | 0 | 0
2038-04-24 08:00 | 2038 | 4 | 0 | 0 | 0
2038-04-24 09:00 | 2038 | 4 | 0 | 0 | 0
2038-04-24 10:00 | 2038 | 4 | 0 | 0 | 0
2038-04-24 11:00 | 2038 | 4 | 0 | 0 | 0
2038-04-24 12:00 | 2038 | 4 | 0 | 0 | 0
2038-04-24 13:00 | 2038 | 4 | 0 | 0 | 0
2038-04-24 14:00 | 2038 | 4 | 0 | 0 | 0
2038-04-24 15:00 | 2038 | 4 | 0 | 0 | 0
2038-04-24 16:00 | 2038 | 4 | 0 | 0 | 0
2038-04-24 17:00 | 2038 | 4 | 0 | 0 | 0
2038-04-24 18:00 | 2038 | 4 | 0 | 0 | 0
2038-04-24 19:00 | 2038 | 4 | 0 | 0 | 0
2038-04-24 20:00 | 2038 | 4 | 0 | 0 | 0
2038-04-24 21:00 | 2038 | 4 | 0 | 0 | 0
2038-04-24 22:00 | 2038 | 4 | 0 | 0 | 0
2038-04-24 23:00 | 2038 | 4 | 0 | 0 | 0
2038-04-25 | 2038 | 4 | 0 | 0 | 0
2038-04-25 01:00 | 2038 | 4 | 0 | 0 | 0
2038-04-25 02:00 | 2038 | 4 | 0 | 0 | 0
2038-04-25 03:00 | 2038 | 4 | 0 | 0 | 0
2038-04-25 04:00 | 2038 | 4 | 0 | 0 | 0
2038-04-25 05:00 | 2038 | 4 | 0 | 0 | 0
2038-04-25 06:00 | 2038 | 4 | 0 | 0 | 0
2038-04-25 07:00 | 2038 | 4 | 0 | 0 | 0
2038-04-25 08:00 | 2038 | 4 | 0 | 0 | 0
2038-04-25 09:00 | 2038 | 4 | 0 | 0 | 0
2038-04-25 10:00 | 2038 | 4 | 0 | 0 | 0
2038-04-25 11:00 | 2038 | 4 | 0 | 0 | 0
2038-04-25 12:00 | 2038 | 4 | 0 | 0 | 0
2038-04-25 13:00 | 2038 | 4 | 0 | 0 | 0
2038-04-25 14:00 | 2038 | 4 | 0 | 0 | 0
2038-04-25 15:00 | 2038 | 4 | 0 | 0 | 0
2038-04-25 16:00 | 2038 | 4 | 0 | 0 | 0
2038-04-25 17:00 | 2038 | 4 | 0 | 0 | 0
2038-04-25 18:00 | 2038 | 4 | 0 | 0 | 0
2038-04-25 19:00 | 2038 | 4 | 0 | 0 | 0
2038-04-25 20:00 | 2038 | 4 | 0 | 0 | 0
2038-04-25 21:00 | 2038 | 4 | 0 | 0 | 0
2038-04-25 22:00 | 2038 | 4 | 0 | 0 | 0
2038-04-25 23:00 | 2038 | 4 | 0 | 0 | 0
2038-04-26 | 2038 | 4 | 0 | 0 | 0
2038-04-26 01:00 | 2038 | 4 | 0 | 0 | 0
2038-04-26 02:00 | 2038 | 4 | 0 | 0 | 0
2038-04-26 03:00 | 2038 | 4 | 0 | 0 | 0
2038-04-26 04:00 | 2038 | 4 | 0 | 0 | 0
2038-04-26 05:00 | 2038 | 4 | 0 | 0 | 0
2038-04-26 06:00 | 2038 | 4 | 0 | 0 | 0
2038-04-26 07:00 | 2038 | 4 | 0 | 0 | 0
2038-04-26 08:00 | 2038 | 4 | 0 | 0 | 0
2038-04-26 09:00 | 2038 | 4 | 0 | 0 | 0
2038-04-26 10:00 | 2038 | 4 | 0 | 0 | 0
2038-04-26 11:00 | 2038 | 4 | 0 | 0 | 0
2038-04-26 12:00 | 2038 | 4 | 0 | 0 | 0
2038-04-26 13:00 | 2038 | 4 | 0 | 0 | 0
2038-04-26 14:00 | 2038 | 4 | 0 | 0 | 0
2038-04-26 15:00 | 2038 | 4 | 0 | 0 | 0
2038-04-26 16:00 | 2038 | 4 | 0 | 0 | 0
2038-04-26 17:00 | 2038 | 4 | 0 | 0 | 0
2038-04-26 18:00 | 2038 | 4 | 0 | 0 | 0
2038-04-26 19:00 | 2038 | 4 | 0 | 0 | 0
2038-04-26 20:00 | 2038 | 4 | 0 | 0 | 0
2038-04-26 21:00 | 2038 | 4 | 0 | 0 | 0
2038-04-26 22:00 | 2038 | 4 | 0 | 0 | 0
2038-04-26 23:00 | 2038 | 4 | 0 | 0 | 0
2038-04-27 | 2038 | 4 | 0 | 0 | 0
2038-04-27 01:00 | 2038 | 4 | 0 | 0 | 0
2038-04-27 02:00 | 2038 | 4 | 0 | 0 | 0
2038-04-27 03:00 | 2038 | 4 | 0 | 0 | 0
2038-04-27 04:00 | 2038 | 4 | 0 | 0 | 0
2038-04-27 05:00 | 2038 | 4 | 0 | 0 | 0
2038-04-27 06:00 | 2038 | 4 | 0 | 0 | 0
2038-04-27 07:00 | 2038 | 4 | 0 | 0 | 0
2038-04-27 08:00 | 2038 | 4 | 0 | 0 | 0
2038-04-27 09:00 | 2038 | 4 | 0 | 0 | 0
2038-04-27 10:00 | 2038 | 4 | 0 | 0 | 0
2038-04-27 11:00 | 2038 | 4 | 0 | 0 | 0
2038-04-27 12:00 | 2038 | 4 | 0 | 0 | 0
2038-04-27 13:00 | 2038 | 4 | 0 | 0 | 0
2038-04-27 14:00 | 2038 | 4 | 0 | 0 | 0
2038-04-27 15:00 | 2038 | 4 | 0 | 0 | 0
2038-04-27 16:00 | 2038 | 4 | 0 | 0 | 0
2038-04-27 17:00 | 2038 | 4 | 0 | 0 | 0
2038-04-27 18:00 | 2038 | 4 | 0 | 0 | 0
2038-04-27 19:00 | 2038 | 4 | 0 | 0 | 0
2038-04-27 20:00 | 2038 | 4 | 0 | 0 | 0
2038-04-27 21:00 | 2038 | 4 | 0 | 0 | 0
2038-04-27 22:00 | 2038 | 4 | 0 | 0 | 0
2038-04-27 23:00 | 2038 | 4 | 0 | 0 | 0
2038-04-28 | 2038 | 4 | 0 | 0 | 0
2038-04-28 01:00 | 2038 | 4 | 0 | 0 | 0
2038-04-28 02:00 | 2038 | 4 | 0 | 0 | 0
2038-04-28 03:00 | 2038 | 4 | 0 | 0 | 0
2038-04-28 04:00 | 2038 | 4 | 0 | 0 | 0
2038-04-28 05:00 | 2038 | 4 | 0 | 0 | 0
2038-04-28 06:00 | 2038 | 4 | 0 | 0 | 0
2038-04-28 07:00 | 2038 | 4 | 0 | 0 | 0
2038-04-28 08:00 | 2038 | 4 | 0 | 0 | 0
2038-04-28 09:00 | 2038 | 4 | 0 | 0 | 0
2038-04-28 10:00 | 2038 | 4 | 0 | 0 | 0
2038-04-28 11:00 | 2038 | 4 | 0 | 0 | 0
2038-04-28 12:00 | 2038 | 4 | 0 | 0 | 0
2038-04-28 13:00 | 2038 | 4 | 0 | 0 | 0
2038-04-28 14:00 | 2038 | 4 | 0 | 0 | 0
2038-04-28 15:00 | 2038 | 4 | 0 | 0 | 0
2038-04-28 16:00 | 2038 | 4 | 0 | 0 | 0
2038-04-28 17:00 | 2038 | 4 | 0 | 0 | 0
2038-04-28 18:00 | 2038 | 4 | 0 | 0 | 0
2038-04-28 19:00 | 2038 | 4 | 0 | 0 | 0
2038-04-28 20:00 | 2038 | 4 | 0 | 0 | 0
2038-04-28 21:00 | 2038 | 4 | 0 | 0 | 0
2038-04-28 22:00 | 2038 | 4 | 0 | 0 | 0
2038-04-28 23:00 | 2038 | 4 | 0 | 0 | 0
2038-04-29 | 2038 | 4 | 0 | 0 | 0
2038-04-29 01:00 | 2038 | 4 | 0 | 0 | 0
2038-04-29 02:00 | 2038 | 4 | 0 | 0 | 0
2038-04-29 03:00 | 2038 | 4 | 0 | 0 | 0
2038-04-29 04:00 | 2038 | 4 | 0 | 0 | 0
2038-04-29 05:00 | 2038 | 4 | 0 | 0 | 0
2038-04-29 06:00 | 2038 | 4 | 0 | 0 | 0
2038-04-29 07:00 | 2038 | 4 | 0 | 0 | 0
2038-04-29 08:00 | 2038 | 4 | 0 | 0 | 0
2038-04-29 09:00 | 2038 | 4 | 0 | 0 | 0
2038-04-29 10:00 | 2038 | 4 | 0 | 0 | 0
2038-04-29 11:00 | 2038 | 4 | 0 | 0 | 0
2038-04-29 12:00 | 2038 | 4 | 0 | 0 | 0
2038-04-29 13:00 | 2038 | 4 | 0 | 0 | 0
2038-04-29 14:00 | 2038 | 4 | 0 | 0 | 0
2038-04-29 15:00 | 2038 | 4 | 0 | 0 | 0
2038-04-29 16:00 | 2038 | 4 | 0 | 0 | 0
2038-04-29 17:00 | 2038 | 4 | 0 | 0 | 0
2038-04-29 18:00 | 2038 | 4 | 0 | 0 | 0
2038-04-29 19:00 | 2038 | 4 | 0 | 0 | 0
2038-04-29 20:00 | 2038 | 4 | 0 | 0 | 0
2038-04-29 21:00 | 2038 | 4 | 0 | 0 | 0
2038-04-29 22:00 | 2038 | 4 | 0 | 0 | 0
2038-04-29 23:00 | 2038 | 4 | 0 | 0 | 0
2038-04-30 | 2038 | 4 | 0 | 0 | 0
2038-04-30 01:00 | 2038 | 4 | 0 | 0 | 0
2038-04-30 02:00 | 2038 | 4 | 0 | 0 | 0
2038-04-30 03:00 | 2038 | 4 | 0 | 0 | 0
2038-04-30 04:00 | 2038 | 4 | 0 | 0 | 0
2038-04-30 05:00 | 2038 | 4 | 0 | 0 | 0
2038-04-30 06:00 | 2038 | 4 | 0 | 0 | 0
2038-04-30 07:00 | 2038 | 4 | 0 | 0 | 0
2038-04-30 08:00 | 2038 | 4 | 0 | 0 | 0
2038-04-30 09:00 | 2038 | 4 | 0 | 0 | 0
2038-04-30 10:00 | 2038 | 4 | 0 | 0 | 0
2038-04-30 11:00 | 2038 | 4 | 0 | 0 | 0
2038-04-30 12:00 | 2038 | 4 | 0 | 0 | 0
2038-04-30 13:00 | 2038 | 4 | 0 | 0 | 0
2038-04-30 14:00 | 2038 | 4 | 0 | 0 | 0
2038-04-30 15:00 | 2038 | 4 | 0 | 0 | 0
2038-04-30 16:00 | 2038 | 4 | 0 | 0 | 0
2038-04-30 17:00 | 2038 | 4 | 0 | 0 | 0
2038-04-30 18:00 | 2038 | 4 | 0 | 0 | 0
2038-04-30 19:00 | 2038 | 4 | 0 | 0 | 0
2038-04-30 20:00 | 2038 | 4 | 0 | 0 | 0
2038-04-30 21:00 | 2038 | 4 | 0 | 0 | 0
2038-04-30 22:00 | 2038 | 4 | 0 | 0 | 0
2038-04-30 23:00 | 2038 | 4 | 0 | 0 | 0
2038-05-01 | 2038 | 5 | 0 | 0 | 0
2038-05-01 01:00 | 2038 | 5 | 0 | 0 | 0
2038-05-01 02:00 | 2038 | 5 | 0 | 0 | 0
2038-05-01 03:00 | 2038 | 5 | 0 | 0 | 0
2038-05-01 04:00 | 2038 | 5 | 0 | 0 | 0
2038-05-01 05:00 | 2038 | 5 | 0 | 0 | 0
2038-05-01 06:00 | 2038 | 5 | 0 | 0 | 0
2038-05-01 07:00 | 2038 | 5 | 0 | 0 | 0
2038-05-01 08:00 | 2038 | 5 | 0 | 0 | 0
2038-05-01 09:00 | 2038 | 5 | 0 | 0 | 0
2038-05-01 10:00 | 2038 | 5 | 0 | 0 | 0
2038-05-01 11:00 | 2038 | 5 | 0 | 0 | 0
2038-05-01 12:00 | 2038 | 5 | 0 | 0 | 0
2038-05-01 13:00 | 2038 | 5 | 0 | 0 | 0
2038-05-01 14:00 | 2038 | 5 | 0 | 0 | 0
2038-05-01 15:00 | 2038 | 5 | 0 | 0 | 0
2038-05-01 16:00 | 2038 | 5 | 0 | 0 | 0
2038-05-01 17:00 | 2038 | 5 | 0 | 0 | 0
2038-05-01 18:00 | 2038 | 5 | 0 | 0 | 0
2038-05-01 19:00 | 2038 | 5 | 0 | 0 | 0
2038-05-01 20:00 | 2038 | 5 | 0 | 0 | 0
2038-05-01 21:00 | 2038 | 5 | 0 | 0 | 0
2038-05-01 22:00 | 2038 | 5 | 0 | 0 | 0
2038-05-01 23:00 | 2038 | 5 | 0 | 0 | 0
2038-05-02 | 2038 | 5 | 0 | 0 | 0
2038-05-02 01:00 | 2038 | 5 | 0 | 0 | 0
2038-05-02 02:00 | 2038 | 5 | 0 | 0 | 0
2038-05-02 03:00 | 2038 | 5 | 0 | 0 | 0
2038-05-02 04:00 | 2038 | 5 | 0 | 0 | 0
2038-05-02 05:00 | 2038 | 5 | 0 | 0 | 0
2038-05-02 06:00 | 2038 | 5 | 0 | 0 | 0
2038-05-02 07:00 | 2038 | 5 | 0 | 0 | 0
2038-05-02 08:00 | 2038 | 5 | 0 | 0 | 0
2038-05-02 09:00 | 2038 | 5 | 0 | 0 | 0
2038-05-02 10:00 | 2038 | 5 | 0 | 0 | 0
2038-05-02 11:00 | 2038 | 5 | 0 | 0 | 0
2038-05-02 12:00 | 2038 | 5 | 0 | 0 | 0
2038-05-02 13:00 | 2038 | 5 | 0 | 0 | 0
2038-05-02 14:00 | 2038 | 5 | 0 | 0 | 0
2038-05-02 15:00 | 2038 | 5 | 0 | 0 | 0
2038-05-02 16:00 | 2038 | 5 | 0 | 0 | 0
2038-05-02 17:00 | 2038 | 5 | 0 | 0 | 0
2038-05-02 18:00 | 2038 | 5 | 0 | 0 | 0
2038-05-02 19:00 | 2038 | 5 | 0 | 0 | 0
2038-05-02 20:00 | 2038 | 5 | 0 | 0 | 0
2038-05-02 21:00 | 2038 | 5 | 0 | 0 | 0
2038-05-02 22:00 | 2038 | 5 | 0 | 0 | 0
2038-05-02 23:00 | 2038 | 5 | 0 | 0 | 0
2038-05-03 | 2038 | 5 | 0 | 0 | 0
2038-05-03 01:00 | 2038 | 5 | 0 | 0 | 0
2038-05-03 02:00 | 2038 | 5 | 0 | 0 | 0
2038-05-03 03:00 | 2038 | 5 | 0 | 0 | 0
2038-05-03 04:00 | 2038 | 5 | 0 | 0 | 0
2038-05-03 05:00 | 2038 | 5 | 0 | 0 | 0
2038-05-03 06:00 | 2038 | 5 | 0 | 0 | 0
2038-05-03 07:00 | 2038 | 5 | 0 | 0 | 0
2038-05-03 08:00 | 2038 | 5 | 0 | 0 | 0
2038-05-03 09:00 | 2038 | 5 | 0 | 0 | 0
2038-05-03 10:00 | 2038 | 5 | 0 | 0 | 0
2038-05-03 11:00 | 2038 | 5 | 0 | 0 | 0
2038-05-03 12:00 | 2038 | 5 | 0 | 0 | 0
2038-05-03 13:00 | 2038 | 5 | 0 | 0 | 0
2038-05-03 14:00 | 2038 | 5 | 0 | 0 | 0
2038-05-03 15:00 | 2038 | 5 | 0 | 0 | 0
2038-05-03 16:00 | 2038 | 5 | 0 | 0 | 0
2038-05-03 17:00 | 2038 | 5 | 0 | 0 | 0
2038-05-03 18:00 | 2038 | 5 | 0 | 0 | 0
2038-05-03 19:00 | 2038 | 5 | 0 | 0 | 0
2038-05-03 20:00 | 2038 | 5 | 0 | 0 | 0
2038-05-03 21:00 | 2038 | 5 | 0 | 0 | 0
2038-05-03 22:00 | 2038 | 5 | 0 | 0 | 0
2038-05-03 23:00 | 2038 | 5 | 0 | 0 | 0
2038-05-04 | 2038 | 5 | 0 | 0 | 0
2038-05-04 01:00 | 2038 | 5 | 0 | 0 | 0
2038-05-04 02:00 | 2038 | 5 | 0 | 0 | 0
2038-05-04 03:00 | 2038 | 5 | 0 | 0 | 0
2038-05-04 04:00 | 2038 | 5 | 0 | 0 | 0
2038-05-04 05:00 | 2038 | 5 | 0 | 0 | 0
2038-05-04 06:00 | 2038 | 5 | 0 | 0 | 0
2038-05-04 07:00 | 2038 | 5 | 0 | 0 | 0
2038-05-04 08:00 | 2038 | 5 | 0 | 0 | 0
2038-05-04 09:00 | 2038 | 5 | 0 | 0 | 0
2038-05-04 10:00 | 2038 | 5 | 0 | 0 | 0
2038-05-04 11:00 | 2038 | 5 | 0 | 0 | 0
2038-05-04 12:00 | 2038 | 5 | 0 | 0 | 0
2038-05-04 13:00 | 2038 | 5 | 0 | 0 | 0
2038-05-04 14:00 | 2038 | 5 | 0 | 0 | 0
2038-05-04 15:00 | 2038 | 5 | 0 | 0 | 0
2038-05-04 16:00 | 2038 | 5 | 0 | 0 | 0
2038-05-04 17:00 | 2038 | 5 | 0 | 0 | 0
2038-05-04 18:00 | 2038 | 5 | 0 | 0 | 0
2038-05-04 19:00 | 2038 | 5 | 0 | 0 | 0
2038-05-04 20:00 | 2038 | 5 | 0 | 0 | 0
2038-05-04 21:00 | 2038 | 5 | 0 | 0 | 0
2038-05-04 22:00 | 2038 | 5 | 0 | 0 | 0
2038-05-04 23:00 | 2038 | 5 | 0 | 0 | 0
2038-05-05 | 2038 | 5 | 0 | 0 | 0
2038-05-05 01:00 | 2038 | 5 | 0 | 0 | 0
2038-05-05 02:00 | 2038 | 5 | 0 | 0 | 0
2038-05-05 03:00 | 2038 | 5 | 0 | 0 | 0
2038-05-05 04:00 | 2038 | 5 | 0 | 0 | 0
2038-05-05 05:00 | 2038 | 5 | 0 | 0 | 0
2038-05-05 06:00 | 2038 | 5 | 0 | 0 | 0
2038-05-05 07:00 | 2038 | 5 | 0 | 0 | 0
2038-05-05 08:00 | 2038 | 5 | 0 | 0 | 0
2038-05-05 09:00 | 2038 | 5 | 0 | 0 | 0
2038-05-05 10:00 | 2038 | 5 | 0 | 0 | 0
2038-05-05 11:00 | 2038 | 5 | 0 | 0 | 0
2038-05-05 12:00 | 2038 | 5 | 0 | 0 | 0
2038-05-05 13:00 | 2038 | 5 | 0 | 0 | 0
2038-05-05 14:00 | 2038 | 5 | 0 | 0 | 0
2038-05-05 15:00 | 2038 | 5 | 0 | 0 | 0
2038-05-05 16:00 | 2038 | 5 | 0 | 0 | 0
2038-05-05 17:00 | 2038 | 5 | 0 | 0 | 0
2038-05-05 18:00 | 2038 | 5 | 0 | 0 | 0
2038-05-05 19:00 | 2038 | 5 | 0 | 0 | 0
2038-05-05 20:00 | 2038 | 5 | 0 | 0 | 0
2038-05-05 21:00 | 2038 | 5 | 0 | 0 | 0
2038-05-05 22:00 | 2038 | 5 | 0 | 0 | 0
2038-05-05 23:00 | 2038 | 5 | 0 | 0 | 0
2038-05-06 | 2038 | 5 | 0 | 0 | 0
2038-05-06 01:00 | 2038 | 5 | 0 | 0 | 0
2038-05-06 02:00 | 2038 | 5 | 0 | 0 | 0
2038-05-06 03:00 | 2038 | 5 | 0 | 0 | 0
2038-05-06 04:00 | 2038 | 5 | 0 | 0 | 0
2038-05-06 05:00 | 2038 | 5 | 0 | 0 | 0
2038-05-06 06:00 | 2038 | 5 | 0 | 0 | 0
2038-05-06 07:00 | 2038 | 5 | 0 | 0 | 0
2038-05-06 08:00 | 2038 | 5 | 0 | 0 | 0
2038-05-06 09:00 | 2038 | 5 | 0 | 0 | 0
2038-05-06 10:00 | 2038 | 5 | 0 | 0 | 0
2038-05-06 11:00 | 2038 | 5 | 0 | 0 | 0
2038-05-06 12:00 | 2038 | 5 | 0 | 0 | 0
2038-05-06 13:00 | 2038 | 5 | 0 | 0 | 0
2038-05-06 14:00 | 2038 | 5 | 0 | 0 | 0
2038-05-06 15:00 | 2038 | 5 | 0 | 0 | 0
2038-05-06 16:00 | 2038 | 5 | 0 | 0 | 0
2038-05-06 17:00 | 2038 | 5 | 0 | 0 | 0
2038-05-06 18:00 | 2038 | 5 | 0 | 0 | 0
2038-05-06 19:00 | 2038 | 5 | 0 | 0 | 0
2038-05-06 20:00 | 2038 | 5 | 0 | 0 | 0
2038-05-06 21:00 | 2038 | 5 | 0 | 0 | 0
2038-05-06 22:00 | 2038 | 5 | 0 | 0 | 0
2038-05-06 23:00 | 2038 | 5 | 0 | 0 | 0
2038-05-07 | 2038 | 5 | 0 | 0 | 0
2038-05-07 01:00 | 2038 | 5 | 0 | 0 | 0
2038-05-07 02:00 | 2038 | 5 | 0 | 0 | 0
2038-05-07 03:00 | 2038 | 5 | 0 | 0 | 0
2038-05-07 04:00 | 2038 | 5 | 0 | 0 | 0
2038-05-07 05:00 | 2038 | 5 | 0 | 0 | 0
2038-05-07 06:00 | 2038 | 5 | 0 | 0 | 0
2038-05-07 07:00 | 2038 | 5 | 0 | 0 | 0
2038-05-07 08:00 | 2038 | 5 | 0 | 0 | 0
2038-05-07 09:00 | 2038 | 5 | 0 | 0 | 0
2038-05-07 10:00 | 2038 | 5 | 0 | 0 | 0
2038-05-07 11:00 | 2038 | 5 | 0 | 0 | 0
2038-05-07 12:00 | 2038 | 5 | 0 | 0 | 0
2038-05-07 13:00 | 2038 | 5 | 0 | 0 | 0
2038-05-07 14:00 | 2038 | 5 | 0 | 0 | 0
2038-05-07 15:00 | 2038 | 5 | 0 | 0 | 0
2038-05-07 16:00 | 2038 | 5 | 0 | 0 | 0
2038-05-07 17:00 | 2038 | 5 | 0 | 0 | 0
2038-05-07 18:00 | 2038 | 5 | 0 | 0 | 0
2038-05-07 19:00 | 2038 | 5 | 0 | 0 | 0
2038-05-07 20:00 | 2038 | 5 | 0 | 0 | 0
2038-05-07 21:00 | 2038 | 5 | 0 | 0 | 0
2038-05-07 22:00 | 2038 | 5 | 0 | 0 | 0
2038-05-07 23:00 | 2038 | 5 | 0 | 0 | 0
2038-05-08 | 2038 | 5 | 0 | 0 | 0
2038-05-08 01:00 | 2038 | 5 | 0 | 0 | 0
2038-05-08 02:00 | 2038 | 5 | 0 | 0 | 0
2038-05-08 03:00 | 2038 | 5 | 0 | 0 | 0
2038-05-08 04:00 | 2038 | 5 | 0 | 0 | 0
2038-05-08 05:00 | 2038 | 5 | 0 | 0 | 0
2038-05-08 06:00 | 2038 | 5 | 0 | 0 | 0
2038-05-08 07:00 | 2038 | 5 | 0 | 0 | 0
2038-05-08 08:00 | 2038 | 5 | 0 | 0 | 0
2038-05-08 09:00 | 2038 | 5 | 0 | 0 | 0
2038-05-08 10:00 | 2038 | 5 | 0 | 0 | 0
2038-05-08 11:00 | 2038 | 5 | 0 | 0 | 0
2038-05-08 12:00 | 2038 | 5 | 0 | 0 | 0
2038-05-08 13:00 | 2038 | 5 | 0 | 0 | 0
2038-05-08 14:00 | 2038 | 5 | 0 | 0 | 0
2038-05-08 15:00 | 2038 | 5 | 0 | 0 | 0
2038-05-08 16:00 | 2038 | 5 | 0 | 0 | 0
2038-05-08 17:00 | 2038 | 5 | 0 | 0 | 0
2038-05-08 18:00 | 2038 | 5 | 0 | 0 | 0
2038-05-08 19:00 | 2038 | 5 | 0 | 0 | 0
2038-05-08 20:00 | 2038 | 5 | 0 | 0 | 0
2038-05-08 21:00 | 2038 | 5 | 0 | 0 | 0
2038-05-08 22:00 | 2038 | 5 | 0 | 0 | 0
2038-05-08 23:00 | 2038 | 5 | 0 | 0 | 0
2038-05-09 | 2038 | 5 | 0 | 0 | 0
2038-05-09 01:00 | 2038 | 5 | 0 | 0 | 0
2038-05-09 02:00 | 2038 | 5 | 0 | 0 | 0
2038-05-09 03:00 | 2038 | 5 | 0 | 0 | 0
2038-05-09 04:00 | 2038 | 5 | 0 | 0 | 0
2038-05-09 05:00 | 2038 | 5 | 0 | 0 | 0
2038-05-09 06:00 | 2038 | 5 | 0 | 0 | 0
2038-05-09 07:00 | 2038 | 5 | 0 | 0 | 0
2038-05-09 08:00 | 2038 | 5 | 0 | 0 | 0
2038-05-09 09:00 | 2038 | 5 | 0 | 0 | 0
2038-05-09 10:00 | 2038 | 5 | 0 | 0 | 0
2038-05-09 11:00 | 2038 | 5 | 0 | 0 | 0
2038-05-09 12:00 | 2038 | 5 | 0 | 0 | 0
2038-05-09 13:00 | 2038 | 5 | 0 | 0 | 0
2038-05-09 14:00 | 2038 | 5 | 0 | 0 | 0
2038-05-09 15:00 | 2038 | 5 | 0 | 0 | 0
2038-05-09 16:00 | 2038 | 5 | 0 | 0 | 0
2038-05-09 17:00 | 2038 | 5 | 0 | 0 | 0
2038-05-09 18:00 | 2038 | 5 | 0 | 0 | 0
2038-05-09 19:00 | 2038 | 5 | 0 | 0 | 0
2038-05-09 20:00 | 2038 | 5 | 0 | 0 | 0
2038-05-09 21:00 | 2038 | 5 | 0 | 0 | 0
2038-05-09 22:00 | 2038 | 5 | 0 | 0 | 0
2038-05-09 23:00 | 2038 | 5 | 0 | 0 | 0
2038-05-10 | 2038 | 5 | 0 | 0 | 0
2038-05-10 01:00 | 2038 | 5 | 0 | 0 | 0
2038-05-10 02:00 | 2038 | 5 | 0 | 0 | 0
2038-05-10 03:00 | 2038 | 5 | 0 | 0 | 0
2038-05-10 04:00 | 2038 | 5 | 0 | 0 | 0
2038-05-10 05:00 | 2038 | 5 | 0 | 0 | 0
2038-05-10 06:00 | 2038 | 5 | 0 | 0 | 0
2038-05-10 07:00 | 2038 | 5 | 0 | 0 | 0
2038-05-10 08:00 | 2038 | 5 | 0 | 0 | 0
2038-05-10 09:00 | 2038 | 5 | 0 | 0 | 0
2038-05-10 10:00 | 2038 | 5 | 0 | 0 | 0
2038-05-10 11:00 | 2038 | 5 | 0 | 0 | 0
2038-05-10 12:00 | 2038 | 5 | 0 | 0 | 0
2038-05-10 13:00 | 2038 | 5 | 0 | 0 | 0
2038-05-10 14:00 | 2038 | 5 | 0 | 0 | 0
2038-05-10 15:00 | 2038 | 5 | 0 | 0 | 0
2038-05-10 16:00 | 2038 | 5 | 0 | 0 | 0
2038-05-10 17:00 | 2038 | 5 | 0 | 0 | 0
2038-05-10 18:00 | 2038 | 5 | 0 | 0 | 0
2038-05-10 19:00 | 2038 | 5 | 0 | 0 | 0
2038-05-10 20:00 | 2038 | 5 | 0 | 0 | 0
2038-05-10 21:00 | 2038 | 5 | 0 | 0 | 0
2038-05-10 22:00 | 2038 | 5 | 0 | 0 | 0
2038-05-10 23:00 | 2038 | 5 | 0 | 0 | 0
2038-05-11 | 2038 | 5 | 0 | 0 | 0
2038-05-11 01:00 | 2038 | 5 | 0 | 0 | 0
2038-05-11 02:00 | 2038 | 5 | 0 | 0 | 0
2038-05-11 03:00 | 2038 | 5 | 0 | 0 | 0
2038-05-11 04:00 | 2038 | 5 | 0 | 0 | 0
2038-05-11 05:00 | 2038 | 5 | 0 | 0 | 0
2038-05-11 06:00 | 2038 | 5 | 0 | 0 | 0
2038-05-11 07:00 | 2038 | 5 | 0 | 0 | 0
2038-05-11 08:00 | 2038 | 5 | 0 | 0 | 0
2038-05-11 09:00 | 2038 | 5 | 0 | 0 | 0
2038-05-11 10:00 | 2038 | 5 | 0 | 0 | 0
2038-05-11 11:00 | 2038 | 5 | 0 | 0 | 0
2038-05-11 12:00 | 2038 | 5 | 0 | 0 | 0
2038-05-11 13:00 | 2038 | 5 | 0 | 0 | 0
2038-05-11 14:00 | 2038 | 5 | 0 | 0 | 0
2038-05-11 15:00 | 2038 | 5 | 0 | 0 | 0
2038-05-11 16:00 | 2038 | 5 | 0 | 0 | 0
2038-05-11 17:00 | 2038 | 5 | 0 | 0 | 0
2038-05-11 18:00 | 2038 | 5 | 0 | 0 | 0
2038-05-11 19:00 | 2038 | 5 | 0 | 0 | 0
2038-05-11 20:00 | 2038 | 5 | 0 | 0 | 0
2038-05-11 21:00 | 2038 | 5 | 0 | 0 | 0
2038-05-11 22:00 | 2038 | 5 | 0 | 0 | 0
2038-05-11 23:00 | 2038 | 5 | 0 | 0 | 0
2038-05-12 | 2038 | 5 | 0 | 0 | 0
2038-05-12 01:00 | 2038 | 5 | 0 | 0 | 0
2038-05-12 02:00 | 2038 | 5 | 0 | 0 | 0
2038-05-12 03:00 | 2038 | 5 | 0 | 0 | 0
2038-05-12 04:00 | 2038 | 5 | 0 | 0 | 0
2038-05-12 05:00 | 2038 | 5 | 0 | 0 | 0
2038-05-12 06:00 | 2038 | 5 | 0 | 0 | 0
2038-05-12 07:00 | 2038 | 5 | 0 | 0 | 0
2038-05-12 08:00 | 2038 | 5 | 0 | 0 | 0
2038-05-12 09:00 | 2038 | 5 | 0 | 0 | 0
2038-05-12 10:00 | 2038 | 5 | 0 | 0 | 0
2038-05-12 11:00 | 2038 | 5 | 0 | 0 | 0
2038-05-12 12:00 | 2038 | 5 | 0 | 0 | 0
2038-05-12 13:00 | 2038 | 5 | 0 | 0 | 0
2038-05-12 14:00 | 2038 | 5 | 0 | 0 | 0
2038-05-12 15:00 | 2038 | 5 | 0 | 0 | 0
2038-05-12 16:00 | 2038 | 5 | 0 | 0 | 0
2038-05-12 17:00 | 2038 | 5 | 0 | 0 | 0
2038-05-12 18:00 | 2038 | 5 | 0 | 0 | 0
2038-05-12 19:00 | 2038 | 5 | 0 | 0 | 0
2038-05-12 20:00 | 2038 | 5 | 0 | 0 | 0
2038-05-12 21:00 | 2038 | 5 | 0 | 0 | 0
2038-05-12 22:00 | 2038 | 5 | 0 | 0 | 0
2038-05-12 23:00 | 2038 | 5 | 0 | 0 | 0
2038-05-13 | 2038 | 5 | 0 | 0 | 0
2038-05-13 01:00 | 2038 | 5 | 0 | 0 | 0
2038-05-13 02:00 | 2038 | 5 | 0 | 0 | 0
2038-05-13 03:00 | 2038 | 5 | 0 | 0 | 0
2038-05-13 04:00 | 2038 | 5 | 0 | 0 | 0
2038-05-13 05:00 | 2038 | 5 | 0 | 0 | 0
2038-05-13 06:00 | 2038 | 5 | 0 | 0 | 0
2038-05-13 07:00 | 2038 | 5 | 0 | 0 | 0
2038-05-13 08:00 | 2038 | 5 | 0 | 0 | 0
2038-05-13 09:00 | 2038 | 5 | 0 | 0 | 0
2038-05-13 10:00 | 2038 | 5 | 0 | 0 | 0
2038-05-13 11:00 | 2038 | 5 | 0 | 0 | 0
2038-05-13 12:00 | 2038 | 5 | 0 | 0 | 0
2038-05-13 13:00 | 2038 | 5 | 0 | 0 | 0
2038-05-13 14:00 | 2038 | 5 | 0 | 0 | 0
2038-05-13 15:00 | 2038 | 5 | 0 | 0 | 0
2038-05-13 16:00 | 2038 | 5 | 0 | 0 | 0
2038-05-13 17:00 | 2038 | 5 | 0 | 0 | 0
2038-05-13 18:00 | 2038 | 5 | 0 | 0 | 0
2038-05-13 19:00 | 2038 | 5 | 0 | 0 | 0
2038-05-13 20:00 | 2038 | 5 | 0 | 0 | 0
2038-05-13 21:00 | 2038 | 5 | 0 | 0 | 0
2038-05-13 22:00 | 2038 | 5 | 0 | 0 | 0
2038-05-13 23:00 | 2038 | 5 | 0 | 0 | 0
2038-05-14 | 2038 | 5 | 0 | 0 | 0
2038-05-14 01:00 | 2038 | 5 | 0 | 0 | 0
2038-05-14 02:00 | 2038 | 5 | 0 | 0 | 0
2038-05-14 03:00 | 2038 | 5 | 0 | 0 | 0
2038-05-14 04:00 | 2038 | 5 | 0 | 0 | 0
2038-05-14 05:00 | 2038 | 5 | 0 | 0 | 0
2038-05-14 06:00 | 2038 | 5 | 0 | 0 | 0
2038-05-14 07:00 | 2038 | 5 | 0 | 0 | 0
2038-05-14 08:00 | 2038 | 5 | 0 | 0 | 0
2038-05-14 09:00 | 2038 | 5 | 0 | 0 | 0
2038-05-14 10:00 | 2038 | 5 | 0 | 0 | 0
2038-05-14 11:00 | 2038 | 5 | 0 | 0 | 0
2038-05-14 12:00 | 2038 | 5 | 0 | 0 | 0
2038-05-14 13:00 | 2038 | 5 | 0 | 0 | 0
2038-05-14 14:00 | 2038 | 5 | 0 | 0 | 0
2038-05-14 15:00 | 2038 | 5 | 0 | 0 | 0
2038-05-14 16:00 | 2038 | 5 | 0 | 0 | 0
2038-05-14 17:00 | 2038 | 5 | 0 | 0 | 0
2038-05-14 18:00 | 2038 | 5 | 0 | 0 | 0
2038-05-14 19:00 | 2038 | 5 | 0 | 0 | 0
2038-05-14 20:00 | 2038 | 5 | 0 | 0 | 0
2038-05-14 21:00 | 2038 | 5 | 0 | 0 | 0
2038-05-14 22:00 | 2038 | 5 | 0 | 0 | 0
2038-05-14 23:00 | 2038 | 5 | 0 | 0 | 0
2038-05-15 | 2038 | 5 | 0 | 0 | 0
2038-05-15 01:00 | 2038 | 5 | 0 | 0 | 0
2038-05-15 02:00 | 2038 | 5 | 0 | 0 | 0
2038-05-15 03:00 | 2038 | 5 | 0 | 0 | 0
2038-05-15 04:00 | 2038 | 5 | 0 | 0 | 0
2038-05-15 05:00 | 2038 | 5 | 0 | 0 | 0
2038-05-15 06:00 | 2038 | 5 | 0 | 0 | 0
2038-05-15 07:00 | 2038 | 5 | 0 | 0 | 0
2038-05-15 08:00 | 2038 | 5 | 0 | 0 | 0
2038-05-15 09:00 | 2038 | 5 | 0 | 0 | 0
2038-05-15 10:00 | 2038 | 5 | 0 | 0 | 0
2038-05-15 11:00 | 2038 | 5 | 0 | 0 | 0
2038-05-15 12:00 | 2038 | 5 | 0 | 0 | 0
2038-05-15 13:00 | 2038 | 5 | 0 | 0 | 0
2038-05-15 14:00 | 2038 | 5 | 0 | 0 | 0
2038-05-15 15:00 | 2038 | 5 | 0 | 0 | 0
2038-05-15 16:00 | 2038 | 5 | 0 | 0 | 0
2038-05-15 17:00 | 2038 | 5 | 0 | 0 | 0
2038-05-15 18:00 | 2038 | 5 | 0 | 0 | 0
2038-05-15 19:00 | 2038 | 5 | 0 | 0 | 0
2038-05-15 20:00 | 2038 | 5 | 0 | 0 | 0
2038-05-15 21:00 | 2038 | 5 | 0 | 0 | 0
2038-05-15 22:00 | 2038 | 5 | 0 | 0 | 0
2038-05-15 23:00 | 2038 | 5 | 0 | 0 | 0
2038-05-16 | 2038 | 5 | 0 | 0 | 0
2038-05-16 01:00 | 2038 | 5 | 0 | 0 | 0
2038-05-16 02:00 | 2038 | 5 | 0 | 0 | 0
2038-05-16 03:00 | 2038 | 5 | 0 | 0 | 0
2038-05-16 04:00 | 2038 | 5 | 0 | 0 | 0
2038-05-16 05:00 | 2038 | 5 | 0 | 0 | 0
2038-05-16 06:00 | 2038 | 5 | 0 | 0 | 0
2038-05-16 07:00 | 2038 | 5 | 0 | 0 | 0
2038-05-16 08:00 | 2038 | 5 | 0 | 0 | 0
2038-05-16 09:00 | 2038 | 5 | 0 | 0 | 0
2038-05-16 10:00 | 2038 | 5 | 0 | 0 | 0
2038-05-16 11:00 | 2038 | 5 | 0 | 0 | 0
2038-05-16 12:00 | 2038 | 5 | 0 | 0 | 0
2038-05-16 13:00 | 2038 | 5 | 0 | 0 | 0
2038-05-16 14:00 | 2038 | 5 | 0 | 0 | 0
2038-05-16 15:00 | 2038 | 5 | 0 | 0 | 0
2038-05-16 16:00 | 2038 | 5 | 0 | 0 | 0
2038-05-16 17:00 | 2038 | 5 | 0 | 0 | 0
2038-05-16 18:00 | 2038 | 5 | 0 | 0 | 0
2038-05-16 19:00 | 2038 | 5 | 0 | 0 | 0
2038-05-16 20:00 | 2038 | 5 | 0 | 0 | 0
2038-05-16 21:00 | 2038 | 5 | 0 | 0 | 0
2038-05-16 22:00 | 2038 | 5 | 0 | 0 | 0
2038-05-16 23:00 | 2038 | 5 | 0 | 0 | 0
2038-05-17 | 2038 | 5 | 0 | 0 | 0
2038-05-17 01:00 | 2038 | 5 | 0 | 0 | 0
2038-05-17 02:00 | 2038 | 5 | 0 | 0 | 0
2038-05-17 03:00 | 2038 | 5 | 0 | 0 | 0
2038-05-17 04:00 | 2038 | 5 | 0 | 0 | 0
2038-05-17 05:00 | 2038 | 5 | 0 | 0 | 0
2038-05-17 06:00 | 2038 | 5 | 0 | 0 | 0
2038-05-17 07:00 | 2038 | 5 | 0 | 0 | 0
2038-05-17 08:00 | 2038 | 5 | 0 | 0 | 0
2038-05-17 09:00 | 2038 | 5 | 0 | 0 | 0
2038-05-17 10:00 | 2038 | 5 | 0 | 0 | 0
2038-05-17 11:00 | 2038 | 5 | 0 | 0 | 0
2038-05-17 12:00 | 2038 | 5 | 0 | 0 | 0
2038-05-17 13:00 | 2038 | 5 | 0 | 0 | 0
2038-05-17 14:00 | 2038 | 5 | 0 | 0 | 0
2038-05-17 15:00 | 2038 | 5 | 0 | 0 | 0
2038-05-17 16:00 | 2038 | 5 | 0 | 0 | 0
2038-05-17 17:00 | 2038 | 5 | 0 | 0 | 0
2038-05-17 18:00 | 2038 | 5 | 0 | 0 | 0
2038-05-17 19:00 | 2038 | 5 | 0 | 0 | 0
2038-05-17 20:00 | 2038 | 5 | 0 | 0 | 0
2038-05-17 21:00 | 2038 | 5 | 0 | 0 | 0
2038-05-17 22:00 | 2038 | 5 | 0 | 0 | 0
2038-05-17 23:00 | 2038 | 5 | 0 | 0 | 0
2038-05-18 | 2038 | 5 | 0 | 0 | 0
2038-05-18 01:00 | 2038 | 5 | 0 | 0 | 0
2038-05-18 02:00 | 2038 | 5 | 0 | 0 | 0
2038-05-18 03:00 | 2038 | 5 | 0 | 0 | 0
2038-05-18 04:00 | 2038 | 5 | 0 | 0 | 0
2038-05-18 05:00 | 2038 | 5 | 0 | 0 | 0
2038-05-18 06:00 | 2038 | 5 | 0 | 0 | 0
2038-05-18 07:00 | 2038 | 5 | 0 | 0 | 0
2038-05-18 08:00 | 2038 | 5 | 0 | 0 | 0
2038-05-18 09:00 | 2038 | 5 | 0 | 0 | 0
2038-05-18 10:00 | 2038 | 5 | 0 | 0 | 0
2038-05-18 11:00 | 2038 | 5 | 0 | 0 | 0
2038-05-18 12:00 | 2038 | 5 | 0 | 0 | 0
2038-05-18 13:00 | 2038 | 5 | 0 | 0 | 0
2038-05-18 14:00 | 2038 | 5 | 0 | 0 | 0
2038-05-18 15:00 | 2038 | 5 | 0 | 0 | 0
2038-05-18 16:00 | 2038 | 5 | 0 | 0 | 0
2038-05-18 17:00 | 2038 | 5 | 0 | 0 | 0
2038-05-18 18:00 | 2038 | 5 | 0 | 0 | 0
2038-05-18 19:00 | 2038 | 5 | 0 | 0 | 0
2038-05-18 20:00 | 2038 | 5 | 0 | 0 | 0
2038-05-18 21:00 | 2038 | 5 | 0 | 0 | 0
2038-05-18 22:00 | 2038 | 5 | 0 | 0 | 0
2038-05-18 23:00 | 2038 | 5 | 0 | 0 | 0
2038-05-19 | 2038 | 5 | 0 | 0 | 0
2038-05-19 01:00 | 2038 | 5 | 0 | 0 | 0
2038-05-19 02:00 | 2038 | 5 | 0 | 0 | 0
2038-05-19 03:00 | 2038 | 5 | 0 | 0 | 0
2038-05-19 04:00 | 2038 | 5 | 0 | 0 | 0
2038-05-19 05:00 | 2038 | 5 | 0 | 0 | 0
2038-05-19 06:00 | 2038 | 5 | 0 | 0 | 0
2038-05-19 07:00 | 2038 | 5 | 0 | 0 | 0
2038-05-19 08:00 | 2038 | 5 | 0 | 0 | 0
2038-05-19 09:00 | 2038 | 5 | 0 | 0 | 0
2038-05-19 10:00 | 2038 | 5 | 0 | 0 | 0
2038-05-19 11:00 | 2038 | 5 | 0 | 0 | 0
2038-05-19 12:00 | 2038 | 5 | 0 | 0 | 0
2038-05-19 13:00 | 2038 | 5 | 0 | 0 | 0
2038-05-19 14:00 | 2038 | 5 | 0 | 0 | 0
2038-05-19 15:00 | 2038 | 5 | 0 | 0 | 0
2038-05-19 16:00 | 2038 | 5 | 0 | 0 | 0
2038-05-19 17:00 | 2038 | 5 | 0 | 0 | 0
2038-05-19 18:00 | 2038 | 5 | 0 | 0 | 0
2038-05-19 19:00 | 2038 | 5 | 0 | 0 | 0
2038-05-19 20:00 | 2038 | 5 | 0 | 0 | 0
2038-05-19 21:00 | 2038 | 5 | 0 | 0 | 0
2038-05-19 22:00 | 2038 | 5 | 0 | 0 | 0
2038-05-19 23:00 | 2038 | 5 | 0 | 0 | 0
2038-05-20 | 2038 | 5 | 0 | 0 | 0
2038-05-20 01:00 | 2038 | 5 | 0 | 0 | 0
2038-05-20 02:00 | 2038 | 5 | 0 | 0 | 0
2038-05-20 03:00 | 2038 | 5 | 0 | 0 | 0
2038-05-20 04:00 | 2038 | 5 | 0 | 0 | 0
2038-05-20 05:00 | 2038 | 5 | 0 | 0 | 0
2038-05-20 06:00 | 2038 | 5 | 0 | 0 | 0
2038-05-20 07:00 | 2038 | 5 | 0 | 0 | 0
2038-05-20 08:00 | 2038 | 5 | 0 | 0 | 0
2038-05-20 09:00 | 2038 | 5 | 0 | 0 | 0
2038-05-20 10:00 | 2038 | 5 | 0 | 0 | 0
2038-05-20 11:00 | 2038 | 5 | 0 | 0 | 0
2038-05-20 12:00 | 2038 | 5 | 0 | 0 | 0
2038-05-20 13:00 | 2038 | 5 | 0 | 0 | 0
2038-05-20 14:00 | 2038 | 5 | 0 | 0 | 0
2038-05-20 15:00 | 2038 | 5 | 0 | 0 | 0
2038-05-20 16:00 | 2038 | 5 | 0 | 0 | 0
2038-05-20 17:00 | 2038 | 5 | 0 | 0 | 0
2038-05-20 18:00 | 2038 | 5 | 0 | 0 | 0
2038-05-20 19:00 | 2038 | 5 | 0 | 0 | 0
2038-05-20 20:00 | 2038 | 5 | 0 | 0 | 0
2038-05-20 21:00 | 2038 | 5 | 0 | 0 | 0
2038-05-20 22:00 | 2038 | 5 | 0 | 0 | 0
2038-05-20 23:00 | 2038 | 5 | 0 | 0 | 0
2038-05-21 | 2038 | 5 | 0 | 0 | 0
2038-05-21 01:00 | 2038 | 5 | 0 | 0 | 0
2038-05-21 02:00 | 2038 | 5 | 0 | 0 | 0
2038-05-21 03:00 | 2038 | 5 | 0 | 0 | 0
2038-05-21 04:00 | 2038 | 5 | 0 | 0 | 0
2038-05-21 05:00 | 2038 | 5 | 0 | 0 | 0
2038-05-21 06:00 | 2038 | 5 | 0 | 0 | 0
2038-05-21 07:00 | 2038 | 5 | 0 | 0 | 0
2038-05-21 08:00 | 2038 | 5 | 0 | 0 | 0
2038-05-21 09:00 | 2038 | 5 | 0 | 0 | 0
2038-05-21 10:00 | 2038 | 5 | 0 | 0 | 0
2038-05-21 11:00 | 2038 | 5 | 0 | 0 | 0
2038-05-21 12:00 | 2038 | 5 | 0 | 0 | 0
2038-05-21 13:00 | 2038 | 5 | 0 | 0 | 0
2038-05-21 14:00 | 2038 | 5 | 0 | 0 | 0
2038-05-21 15:00 | 2038 | 5 | 0 | 0 | 0
2038-05-21 16:00 | 2038 | 5 | 0 | 0 | 0
2038-05-21 17:00 | 2038 | 5 | 0 | 0 | 0
2038-05-21 18:00 | 2038 | 5 | 0 | 0 | 0
2038-05-21 19:00 | 2038 | 5 | 0 | 0 | 0
2038-05-21 20:00 | 2038 | 5 | 0 | 0 | 0
2038-05-21 21:00 | 2038 | 5 | 0 | 0 | 0
2038-05-21 22:00 | 2038 | 5 | 0 | 0 | 0
2038-05-21 23:00 | 2038 | 5 | 0 | 0 | 0
2038-05-22 | 2038 | 5 | 0 | 0 | 0
2038-05-22 01:00 | 2038 | 5 | 0 | 0 | 0
2038-05-22 02:00 | 2038 | 5 | 0 | 0 | 0
2038-05-22 03:00 | 2038 | 5 | 0 | 0 | 0
2038-05-22 04:00 | 2038 | 5 | 0 | 0 | 0
2038-05-22 05:00 | 2038 | 5 | 0 | 0 | 0
2038-05-22 06:00 | 2038 | 5 | 0 | 0 | 0
2038-05-22 07:00 | 2038 | 5 | 0 | 0 | 0
2038-05-22 08:00 | 2038 | 5 | 0 | 0 | 0
2038-05-22 09:00 | 2038 | 5 | 0 | 0 | 0
2038-05-22 10:00 | 2038 | 5 | 0 | 0 | 0
2038-05-22 11:00 | 2038 | 5 | 0 | 0 | 0
2038-05-22 12:00 | 2038 | 5 | 0 | 0 | 0
2038-05-22 13:00 | 2038 | 5 | 0 | 0 | 0
2038-05-22 14:00 | 2038 | 5 | 0 | 0 | 0
2038-05-22 15:00 | 2038 | 5 | 0 | 0 | 0
2038-05-22 16:00 | 2038 | 5 | 0 | 0 | 0
2038-05-22 17:00 | 2038 | 5 | 0 | 0 | 0
2038-05-22 18:00 | 2038 | 5 | 0 | 0 | 0
2038-05-22 19:00 | 2038 | 5 | 0 | 0 | 0
2038-05-22 20:00 | 2038 | 5 | 0 | 0 | 0
2038-05-22 21:00 | 2038 | 5 | 0 | 0 | 0
2038-05-22 22:00 | 2038 | 5 | 0 | 0 | 0
2038-05-22 23:00 | 2038 | 5 | 0 | 0 | 0
2038-05-23 | 2038 | 5 | 0 | 0 | 0
2038-05-23 01:00 | 2038 | 5 | 0 | 0 | 0
2038-05-23 02:00 | 2038 | 5 | 0 | 0 | 0
2038-05-23 03:00 | 2038 | 5 | 0 | 0 | 0
2038-05-23 04:00 | 2038 | 5 | 0 | 0 | 0
2038-05-23 05:00 | 2038 | 5 | 0 | 0 | 0
2038-05-23 06:00 | 2038 | 5 | 0 | 0 | 0
2038-05-23 07:00 | 2038 | 5 | 0 | 0 | 0
2038-05-23 08:00 | 2038 | 5 | 0 | 0 | 0
2038-05-23 09:00 | 2038 | 5 | 0 | 0 | 0
2038-05-23 10:00 | 2038 | 5 | 0 | 0 | 0
2038-05-23 11:00 | 2038 | 5 | 0 | 0 | 0
2038-05-23 12:00 | 2038 | 5 | 0 | 0 | 0
2038-05-23 13:00 | 2038 | 5 | 0 | 0 | 0
2038-05-23 14:00 | 2038 | 5 | 0 | 0 | 0
2038-05-23 15:00 | 2038 | 5 | 0 | 0 | 0
2038-05-23 16:00 | 2038 | 5 | 0 | 0 | 0
2038-05-23 17:00 | 2038 | 5 | 0 | 0 | 0
2038-05-23 18:00 | 2038 | 5 | 0 | 0 | 0
2038-05-23 19:00 | 2038 | 5 | 0 | 0 | 0
2038-05-23 20:00 | 2038 | 5 | 0 | 0 | 0
2038-05-23 21:00 | 2038 | 5 | 0 | 0 | 0
2038-05-23 22:00 | 2038 | 5 | 0 | 0 | 0
2038-05-23 23:00 | 2038 | 5 | 0 | 0 | 0
2038-05-24 | 2038 | 5 | 0 | 0 | 0
2038-05-24 01:00 | 2038 | 5 | 0 | 0 | 0
2038-05-24 02:00 | 2038 | 5 | 0 | 0 | 0
2038-05-24 03:00 | 2038 | 5 | 0 | 0 | 0
2038-05-24 04:00 | 2038 | 5 | 0 | 0 | 0
2038-05-24 05:00 | 2038 | 5 | 0 | 0 | 0
2038-05-24 06:00 | 2038 | 5 | 0 | 0 | 0
2038-05-24 07:00 | 2038 | 5 | 0 | 0 | 0
2038-05-24 08:00 | 2038 | 5 | 0 | 0 | 0
2038-05-24 09:00 | 2038 | 5 | 0 | 0 | 0
2038-05-24 10:00 | 2038 | 5 | 0 | 0 | 0
2038-05-24 11:00 | 2038 | 5 | 0 | 0 | 0
2038-05-24 12:00 | 2038 | 5 | 0 | 0 | 0
2038-05-24 13:00 | 2038 | 5 | 0 | 0 | 0
2038-05-24 14:00 | 2038 | 5 | 0 | 0 | 0
2038-05-24 15:00 | 2038 | 5 | 0 | 0 | 0
2038-05-24 16:00 | 2038 | 5 | 0 | 0 | 0
2038-05-24 17:00 | 2038 | 5 | 0 | 0 | 0
2038-05-24 18:00 | 2038 | 5 | 0 | 0 | 0
2038-05-24 19:00 | 2038 | 5 | 0 | 0 | 0
2038-05-24 20:00 | 2038 | 5 | 0 | 0 | 0
2038-05-24 21:00 | 2038 | 5 | 0 | 0 | 0
2038-05-24 22:00 | 2038 | 5 | 0 | 0 | 0
2038-05-24 23:00 | 2038 | 5 | 0 | 0 | 0
2038-05-25 | 2038 | 5 | 0 | 0 | 0
2038-05-25 01:00 | 2038 | 5 | 0 | 0 | 0
2038-05-25 02:00 | 2038 | 5 | 0 | 0 | 0
2038-05-25 03:00 | 2038 | 5 | 0 | 0 | 0
2038-05-25 04:00 | 2038 | 5 | 0 | 0 | 0
2038-05-25 05:00 | 2038 | 5 | 0 | 0 | 0
2038-05-25 06:00 | 2038 | 5 | 0 | 0 | 0
2038-05-25 07:00 | 2038 | 5 | 0 | 0 | 0
2038-05-25 08:00 | 2038 | 5 | 0 | 0 | 0
2038-05-25 09:00 | 2038 | 5 | 0 | 0 | 0
2038-05-25 10:00 | 2038 | 5 | 0 | 0 | 0
2038-05-25 11:00 | 2038 | 5 | 0 | 0 | 0
2038-05-25 12:00 | 2038 | 5 | 0 | 0 | 0
2038-05-25 13:00 | 2038 | 5 | 0 | 0 | 0
2038-05-25 14:00 | 2038 | 5 | 0 | 0 | 0
2038-05-25 15:00 | 2038 | 5 | 0 | 0 | 0
2038-05-25 16:00 | 2038 | 5 | 0 | 0 | 0
2038-05-25 17:00 | 2038 | 5 | 0 | 0 | 0
2038-05-25 18:00 | 2038 | 5 | 0 | 0 | 0
2038-05-25 19:00 | 2038 | 5 | 0 | 0 | 0
2038-05-25 20:00 | 2038 | 5 | 0 | 0 | 0
2038-05-25 21:00 | 2038 | 5 | 0 | 0 | 0
2038-05-25 22:00 | 2038 | 5 | 0 | 0 | 0
2038-05-25 23:00 | 2038 | 5 | 0 | 0 | 0
2038-05-26 | 2038 | 5 | 0 | 0 | 0
2038-05-26 01:00 | 2038 | 5 | 0 | 0 | 0
2038-05-26 02:00 | 2038 | 5 | 0 | 0 | 0
2038-05-26 03:00 | 2038 | 5 | 0 | 0 | 0
2038-05-26 04:00 | 2038 | 5 | 0 | 0 | 0
2038-05-26 05:00 | 2038 | 5 | 0 | 0 | 0
2038-05-26 06:00 | 2038 | 5 | 0 | 0 | 0
2038-05-26 07:00 | 2038 | 5 | 0 | 0 | 0
2038-05-26 08:00 | 2038 | 5 | 0 | 0 | 0
2038-05-26 09:00 | 2038 | 5 | 0 | 0 | 0
2038-05-26 10:00 | 2038 | 5 | 0 | 0 | 0
2038-05-26 11:00 | 2038 | 5 | 0 | 0 | 0
2038-05-26 12:00 | 2038 | 5 | 0 | 0 | 0
2038-05-26 13:00 | 2038 | 5 | 0 | 0 | 0
2038-05-26 14:00 | 2038 | 5 | 0 | 0 | 0
2038-05-26 15:00 | 2038 | 5 | 0 | 0 | 0
2038-05-26 16:00 | 2038 | 5 | 0 | 0 | 0
2038-05-26 17:00 | 2038 | 5 | 0 | 0 | 0
2038-05-26 18:00 | 2038 | 5 | 0 | 0 | 0
2038-05-26 19:00 | 2038 | 5 | 0 | 0 | 0
2038-05-26 20:00 | 2038 | 5 | 0 | 0 | 0
2038-05-26 21:00 | 2038 | 5 | 0 | 0 | 0
2038-05-26 22:00 | 2038 | 5 | 0 | 0 | 0
2038-05-26 23:00 | 2038 | 5 | 0 | 0 | 0
2038-05-27 | 2038 | 5 | 0 | 0 | 0
2038-05-27 01:00 | 2038 | 5 | 0 | 0 | 0
2038-05-27 02:00 | 2038 | 5 | 0 | 0 | 0
2038-05-27 03:00 | 2038 | 5 | 0 | 0 | 0
2038-05-27 04:00 | 2038 | 5 | 0 | 0 | 0
2038-05-27 05:00 | 2038 | 5 | 0 | 0 | 0
2038-05-27 06:00 | 2038 | 5 | 0 | 0 | 0
2038-05-27 07:00 | 2038 | 5 | 0 | 0 | 0
2038-05-27 08:00 | 2038 | 5 | 0 | 0 | 0
2038-05-27 09:00 | 2038 | 5 | 0 | 0 | 0
2038-05-27 10:00 | 2038 | 5 | 0 | 0 | 0
2038-05-27 11:00 | 2038 | 5 | 0 | 0 | 0
2038-05-27 12:00 | 2038 | 5 | 0 | 0 | 0
2038-05-27 13:00 | 2038 | 5 | 0 | 0 | 0
2038-05-27 14:00 | 2038 | 5 | 0 | 0 | 0
2038-05-27 15:00 | 2038 | 5 | 0 | 0 | 0
2038-05-27 16:00 | 2038 | 5 | 0 | 0 | 0
2038-05-27 17:00 | 2038 | 5 | 0 | 0 | 0
2038-05-27 18:00 | 2038 | 5 | 0 | 0 | 0
2038-05-27 19:00 | 2038 | 5 | 0 | 0 | 0
2038-05-27 20:00 | 2038 | 5 | 0 | 0 | 0
2038-05-27 21:00 | 2038 | 5 | 0 | 0 | 0
2038-05-27 22:00 | 2038 | 5 | 0 | 0 | 0
2038-05-27 23:00 | 2038 | 5 | 0 | 0 | 0
2038-05-28 | 2038 | 5 | 0 | 0 | 0
2038-05-28 01:00 | 2038 | 5 | 0 | 0 | 0
2038-05-28 02:00 | 2038 | 5 | 0 | 0 | 0
2038-05-28 03:00 | 2038 | 5 | 0 | 0 | 0
2038-05-28 04:00 | 2038 | 5 | 0 | 0 | 0
2038-05-28 05:00 | 2038 | 5 | 0 | 0 | 0
2038-05-28 06:00 | 2038 | 5 | 0 | 0 | 0
2038-05-28 07:00 | 2038 | 5 | 0 | 0 | 0
2038-05-28 08:00 | 2038 | 5 | 0 | 0 | 0
2038-05-28 09:00 | 2038 | 5 | 0 | 0 | 0
2038-05-28 10:00 | 2038 | 5 | 0 | 0 | 0
2038-05-28 11:00 | 2038 | 5 | 0 | 0 | 0
2038-05-28 12:00 | 2038 | 5 | 0 | 0 | 0
2038-05-28 13:00 | 2038 | 5 | 0 | 0 | 0
2038-05-28 14:00 | 2038 | 5 | 0 | 0 | 0
2038-05-28 15:00 | 2038 | 5 | 0 | 0 | 0
2038-05-28 16:00 | 2038 | 5 | 0 | 0 | 0
2038-05-28 17:00 | 2038 | 5 | 0 | 0 | 0
2038-05-28 18:00 | 2038 | 5 | 0 | 0 | 0
2038-05-28 19:00 | 2038 | 5 | 0 | 0 | 0
2038-05-28 20:00 | 2038 | 5 | 0 | 0 | 0
2038-05-28 21:00 | 2038 | 5 | 0 | 0 | 0
2038-05-28 22:00 | 2038 | 5 | 0 | 0 | 0
2038-05-28 23:00 | 2038 | 5 | 0 | 0 | 0
2038-05-29 | 2038 | 5 | 0 | 0 | 0
2038-05-29 01:00 | 2038 | 5 | 0 | 0 | 0
2038-05-29 02:00 | 2038 | 5 | 0 | 0 | 0
2038-05-29 03:00 | 2038 | 5 | 0 | 0 | 0
2038-05-29 04:00 | 2038 | 5 | 0 | 0 | 0
2038-05-29 05:00 | 2038 | 5 | 0 | 0 | 0
2038-05-29 06:00 | 2038 | 5 | 0 | 0 | 0
2038-05-29 07:00 | 2038 | 5 | 0 | 0 | 0
2038-05-29 08:00 | 2038 | 5 | 0 | 0 | 0
2038-05-29 09:00 | 2038 | 5 | 0 | 0 | 0
2038-05-29 10:00 | 2038 | 5 | 0 | 0 | 0
2038-05-29 11:00 | 2038 | 5 | 0 | 0 | 0
2038-05-29 12:00 | 2038 | 5 | 0 | 0 | 0
2038-05-29 13:00 | 2038 | 5 | 0 | 0 | 0
2038-05-29 14:00 | 2038 | 5 | 0 | 0 | 0
2038-05-29 15:00 | 2038 | 5 | 0 | 0 | 0
2038-05-29 16:00 | 2038 | 5 | 0 | 0 | 0
2038-05-29 17:00 | 2038 | 5 | 0 | 0 | 0
2038-05-29 18:00 | 2038 | 5 | 0 | 0 | 0
2038-05-29 19:00 | 2038 | 5 | 0 | 0 | 0
2038-05-29 20:00 | 2038 | 5 | 0 | 0 | 0
2038-05-29 21:00 | 2038 | 5 | 0 | 0 | 0
2038-05-29 22:00 | 2038 | 5 | 0 | 0 | 0
2038-05-29 23:00 | 2038 | 5 | 0 | 0 | 0
2038-05-30 | 2038 | 5 | 0 | 0 | 0
2038-05-30 01:00 | 2038 | 5 | 0 | 0 | 0
2038-05-30 02:00 | 2038 | 5 | 0 | 0 | 0
2038-05-30 03:00 | 2038 | 5 | 0 | 0 | 0
2038-05-30 04:00 | 2038 | 5 | 0 | 0 | 0
2038-05-30 05:00 | 2038 | 5 | 0 | 0 | 0
2038-05-30 06:00 | 2038 | 5 | 0 | 0 | 0
2038-05-30 07:00 | 2038 | 5 | 0 | 0 | 0
2038-05-30 08:00 | 2038 | 5 | 0 | 0 | 0
2038-05-30 09:00 | 2038 | 5 | 0 | 0 | 0
2038-05-30 10:00 | 2038 | 5 | 0 | 0 | 0
2038-05-30 11:00 | 2038 | 5 | 0 | 0 | 0
2038-05-30 12:00 | 2038 | 5 | 0 | 0 | 0
2038-05-30 13:00 | 2038 | 5 | 0 | 0 | 0
2038-05-30 14:00 | 2038 | 5 | 0 | 0 | 0
2038-05-30 15:00 | 2038 | 5 | 0 | 0 | 0
2038-05-30 16:00 | 2038 | 5 | 0 | 0 | 0
2038-05-30 17:00 | 2038 | 5 | 0 | 0 | 0
2038-05-30 18:00 | 2038 | 5 | 0 | 0 | 0
2038-05-30 19:00 | 2038 | 5 | 0 | 0 | 0
2038-05-30 20:00 | 2038 | 5 | 0 | 0 | 0
2038-05-30 21:00 | 2038 | 5 | 0 | 0 | 0
2038-05-30 22:00 | 2038 | 5 | 0 | 0 | 0
2038-05-30 23:00 | 2038 | 5 | 0 | 0 | 0
2038-05-31 | 2038 | 5 | 0 | 0 | 0
2038-05-31 01:00 | 2038 | 5 | 0 | 0 | 0
2038-05-31 02:00 | 2038 | 5 | 0 | 0 | 0
2038-05-31 03:00 | 2038 | 5 | 0 | 0 | 0
2038-05-31 04:00 | 2038 | 5 | 0 | 0 | 0
2038-05-31 05:00 | 2038 | 5 | 0 | 0 | 0
2038-05-31 06:00 | 2038 | 5 | 0 | 0 | 0
2038-05-31 07:00 | 2038 | 5 | 0 | 0 | 0
2038-05-31 08:00 | 2038 | 5 | 0 | 0 | 0
2038-05-31 09:00 | 2038 | 5 | 0 | 0 | 0
2038-05-31 10:00 | 2038 | 5 | 0 | 0 | 0
2038-05-31 11:00 | 2038 | 5 | 0 | 0 | 0
2038-05-31 12:00 | 2038 | 5 | 0 | 0 | 0
2038-05-31 13:00 | 2038 | 5 | 0 | 0 | 0
2038-05-31 14:00 | 2038 | 5 | 0 | 0 | 0
2038-05-31 15:00 | 2038 | 5 | 0 | 0 | 0
2038-05-31 16:00 | 2038 | 5 | 0 | 0 | 0
2038-05-31 17:00 | 2038 | 5 | 0 | 0 | 0
2038-05-31 18:00 | 2038 | 5 | 0 | 0 | 0
2038-05-31 19:00 | 2038 | 5 | 0 | 0 | 0
2038-05-31 20:00 | 2038 | 5 | 0 | 0 | 0
2038-05-31 21:00 | 2038 | 5 | 0 | 0 | 0
2038-05-31 22:00 | 2038 | 5 | 0 | 0 | 0
2038-05-31 23:00 | 2038 | 5 | 0 | 0 | 0
2038-06-01 | 2038 | 6 | 0 | 0 | 0
2038-06-01 01:00 | 2038 | 6 | 0 | 0 | 0
2038-06-01 02:00 | 2038 | 6 | 0 | 0 | 0
2038-06-01 03:00 | 2038 | 6 | 0 | 0 | 0
2038-06-01 04:00 | 2038 | 6 | 0 | 0 | 0
2038-06-01 05:00 | 2038 | 6 | 0 | 0 | 0
2038-06-01 06:00 | 2038 | 6 | 0 | 0 | 0
2038-06-01 07:00 | 2038 | 6 | 0 | 0 | 0
2038-06-01 08:00 | 2038 | 6 | 0 | 0 | 0
2038-06-01 09:00 | 2038 | 6 | 0 | 0 | 0
2038-06-01 10:00 | 2038 | 6 | 0 | 0 | 0
2038-06-01 11:00 | 2038 | 6 | 0 | 0 | 0
2038-06-01 12:00 | 2038 | 6 | 0 | 0 | 0
2038-06-01 13:00 | 2038 | 6 | 0 | 0 | 0
2038-06-01 14:00 | 2038 | 6 | 0 | 0 | 0
2038-06-01 15:00 | 2038 | 6 | 0 | 0 | 0
2038-06-01 16:00 | 2038 | 6 | 0 | 0 | 0
2038-06-01 17:00 | 2038 | 6 | 0 | 0 | 0
2038-06-01 18:00 | 2038 | 6 | 0 | 0 | 0
2038-06-01 19:00 | 2038 | 6 | 0 | 0 | 0
2038-06-01 20:00 | 2038 | 6 | 0 | 0 | 0
2038-06-01 21:00 | 2038 | 6 | 0 | 0 | 0
2038-06-01 22:00 | 2038 | 6 | 0 | 0 | 0
2038-06-01 23:00 | 2038 | 6 | 0 | 0 | 0
2038-06-02 | 2038 | 6 | 0 | 0 | 0
2038-06-02 01:00 | 2038 | 6 | 0 | 0 | 0
2038-06-02 02:00 | 2038 | 6 | 0 | 0 | 0
2038-06-02 03:00 | 2038 | 6 | 0 | 0 | 0
2038-06-02 04:00 | 2038 | 6 | 0 | 0 | 0
2038-06-02 05:00 | 2038 | 6 | 0 | 0 | 0
2038-06-02 06:00 | 2038 | 6 | 0 | 0 | 0
2038-06-02 07:00 | 2038 | 6 | 0 | 0 | 0
2038-06-02 08:00 | 2038 | 6 | 0 | 0 | 0
2038-06-02 09:00 | 2038 | 6 | 0 | 0 | 0
2038-06-02 10:00 | 2038 | 6 | 0 | 0 | 0
2038-06-02 11:00 | 2038 | 6 | 0 | 0 | 0
2038-06-02 12:00 | 2038 | 6 | 0 | 0 | 0
2038-06-02 13:00 | 2038 | 6 | 0 | 0 | 0
2038-06-02 14:00 | 2038 | 6 | 0 | 0 | 0
2038-06-02 15:00 | 2038 | 6 | 0 | 0 | 0
2038-06-02 16:00 | 2038 | 6 | 0 | 0 | 0
2038-06-02 17:00 | 2038 | 6 | 0 | 0 | 0
2038-06-02 18:00 | 2038 | 6 | 0 | 0 | 0
2038-06-02 19:00 | 2038 | 6 | 0 | 0 | 0
2038-06-02 20:00 | 2038 | 6 | 0 | 0 | 0
2038-06-02 21:00 | 2038 | 6 | 0 | 0 | 0
2038-06-02 22:00 | 2038 | 6 | 0 | 0 | 0
2038-06-02 23:00 | 2038 | 6 | 0 | 0 | 0
2038-06-03 | 2038 | 6 | 0 | 0 | 0
2038-06-03 01:00 | 2038 | 6 | 0 | 0 | 0
2038-06-03 02:00 | 2038 | 6 | 0 | 0 | 0
2038-06-03 03:00 | 2038 | 6 | 0 | 0 | 0
2038-06-03 04:00 | 2038 | 6 | 0 | 0 | 0
2038-06-03 05:00 | 2038 | 6 | 0 | 0 | 0
2038-06-03 06:00 | 2038 | 6 | 0 | 0 | 0
2038-06-03 07:00 | 2038 | 6 | 0 | 0 | 0
2038-06-03 08:00 | 2038 | 6 | 0 | 0 | 0
2038-06-03 09:00 | 2038 | 6 | 0 | 0 | 0
2038-06-03 10:00 | 2038 | 6 | 0 | 0 | 0
2038-06-03 11:00 | 2038 | 6 | 0 | 0 | 0
2038-06-03 12:00 | 2038 | 6 | 0 | 0 | 0
2038-06-03 13:00 | 2038 | 6 | 0 | 0 | 0
2038-06-03 14:00 | 2038 | 6 | 0 | 0 | 0
2038-06-03 15:00 | 2038 | 6 | 0 | 0 | 0
2038-06-03 16:00 | 2038 | 6 | 0 | 0 | 0
2038-06-03 17:00 | 2038 | 6 | 0 | 0 | 0
2038-06-03 18:00 | 2038 | 6 | 0 | 0 | 0
2038-06-03 19:00 | 2038 | 6 | 0 | 0 | 0
2038-06-03 20:00 | 2038 | 6 | 0 | 0 | 0
2038-06-03 21:00 | 2038 | 6 | 0 | 0 | 0
2038-06-03 22:00 | 2038 | 6 | 0 | 0 | 0
2038-06-03 23:00 | 2038 | 6 | 0 | 0 | 0
2038-06-04 | 2038 | 6 | 0 | 0 | 0
2038-06-04 01:00 | 2038 | 6 | 0 | 0 | 0
2038-06-04 02:00 | 2038 | 6 | 0 | 0 | 0
2038-06-04 03:00 | 2038 | 6 | 0 | 0 | 0
2038-06-04 04:00 | 2038 | 6 | 0 | 0 | 0
2038-06-04 05:00 | 2038 | 6 | 0 | 0 | 0
2038-06-04 06:00 | 2038 | 6 | 0 | 0 | 0
2038-06-04 07:00 | 2038 | 6 | 0 | 0 | 0
2038-06-04 08:00 | 2038 | 6 | 0 | 0 | 0
2038-06-04 09:00 | 2038 | 6 | 0 | 0 | 0
2038-06-04 10:00 | 2038 | 6 | 0 | 0 | 0
2038-06-04 11:00 | 2038 | 6 | 0 | 0 | 0
2038-06-04 12:00 | 2038 | 6 | 0 | 0 | 0
2038-06-04 13:00 | 2038 | 6 | 0 | 0 | 0
2038-06-04 14:00 | 2038 | 6 | 0 | 0 | 0
2038-06-04 15:00 | 2038 | 6 | 0 | 0 | 0
2038-06-04 16:00 | 2038 | 6 | 0 | 0 | 0
2038-06-04 17:00 | 2038 | 6 | 0 | 0 | 0
2038-06-04 18:00 | 2038 | 6 | 0 | 0 | 0
2038-06-04 19:00 | 2038 | 6 | 0 | 0 | 0
2038-06-04 20:00 | 2038 | 6 | 0 | 0 | 0
2038-06-04 21:00 | 2038 | 6 | 0 | 0 | 0
2038-06-04 22:00 | 2038 | 6 | 0 | 0 | 0
2038-06-04 23:00 | 2038 | 6 | 0 | 0 | 0
2038-06-05 | 2038 | 6 | 0 | 0 | 0
2038-06-05 01:00 | 2038 | 6 | 0 | 0 | 0
2038-06-05 02:00 | 2038 | 6 | 0 | 0 | 0
2038-06-05 03:00 | 2038 | 6 | 0 | 0 | 0
2038-06-05 04:00 | 2038 | 6 | 0 | 0 | 0
2038-06-05 05:00 | 2038 | 6 | 0 | 0 | 0
2038-06-05 06:00 | 2038 | 6 | 0 | 0 | 0
2038-06-05 07:00 | 2038 | 6 | 0 | 0 | 0
2038-06-05 08:00 | 2038 | 6 | 0 | 0 | 0
2038-06-05 09:00 | 2038 | 6 | 0 | 0 | 0
2038-06-05 10:00 | 2038 | 6 | 0 | 0 | 0
2038-06-05 11:00 | 2038 | 6 | 0 | 0 | 0
2038-06-05 12:00 | 2038 | 6 | 0 | 0 | 0
2038-06-05 13:00 | 2038 | 6 | 0 | 0 | 0
2038-06-05 14:00 | 2038 | 6 | 0 | 0 | 0
2038-06-05 15:00 | 2038 | 6 | 0 | 0 | 0
2038-06-05 16:00 | 2038 | 6 | 0 | 0 | 0
2038-06-05 17:00 | 2038 | 6 | 0 | 0 | 0
2038-06-05 18:00 | 2038 | 6 | 0 | 0 | 0
2038-06-05 19:00 | 2038 | 6 | 0 | 0 | 0
2038-06-05 20:00 | 2038 | 6 | 0 | 0 | 0
2038-06-05 21:00 | 2038 | 6 | 0 | 0 | 0
2038-06-05 22:00 | 2038 | 6 | 0 | 0 | 0
2038-06-05 23:00 | 2038 | 6 | 0 | 0 | 0
2038-06-06 | 2038 | 6 | 0 | 0 | 0
2038-06-06 01:00 | 2038 | 6 | 0 | 0 | 0
2038-06-06 02:00 | 2038 | 6 | 0 | 0 | 0
2038-06-06 03:00 | 2038 | 6 | 0 | 0 | 0
2038-06-06 04:00 | 2038 | 6 | 0 | 0 | 0
2038-06-06 05:00 | 2038 | 6 | 0 | 0 | 0
2038-06-06 06:00 | 2038 | 6 | 0 | 0 | 0
2038-06-06 07:00 | 2038 | 6 | 0 | 0 | 0
2038-06-06 08:00 | 2038 | 6 | 0 | 0 | 0
2038-06-06 09:00 | 2038 | 6 | 0 | 0 | 0
2038-06-06 10:00 | 2038 | 6 | 0 | 0 | 0
2038-06-06 11:00 | 2038 | 6 | 0 | 0 | 0
2038-06-06 12:00 | 2038 | 6 | 0 | 0 | 0
2038-06-06 13:00 | 2038 | 6 | 0 | 0 | 0
2038-06-06 14:00 | 2038 | 6 | 0 | 0 | 0
2038-06-06 15:00 | 2038 | 6 | 0 | 0 | 0
2038-06-06 16:00 | 2038 | 6 | 0 | 0 | 0
2038-06-06 17:00 | 2038 | 6 | 0 | 0 | 0
2038-06-06 18:00 | 2038 | 6 | 0 | 0 | 0
2038-06-06 19:00 | 2038 | 6 | 0 | 0 | 0
2038-06-06 20:00 | 2038 | 6 | 0 | 0 | 0
2038-06-06 21:00 | 2038 | 6 | 0 | 0 | 0
2038-06-06 22:00 | 2038 | 6 | 0 | 0 | 0
2038-06-06 23:00 | 2038 | 6 | 0 | 0 | 0
2038-06-07 | 2038 | 6 | 0 | 0 | 0
2038-06-07 01:00 | 2038 | 6 | 0 | 0 | 0
2038-06-07 02:00 | 2038 | 6 | 0 | 0 | 0
2038-06-07 03:00 | 2038 | 6 | 0 | 0 | 0
2038-06-07 04:00 | 2038 | 6 | 0 | 0 | 0
2038-06-07 05:00 | 2038 | 6 | 0 | 0 | 0
2038-06-07 06:00 | 2038 | 6 | 0 | 0 | 0
2038-06-07 07:00 | 2038 | 6 | 0 | 0 | 0
2038-06-07 08:00 | 2038 | 6 | 0 | 0 | 0
2038-06-07 09:00 | 2038 | 6 | 0 | 0 | 0
2038-06-07 10:00 | 2038 | 6 | 0 | 0 | 0
2038-06-07 11:00 | 2038 | 6 | 0 | 0 | 0
2038-06-07 12:00 | 2038 | 6 | 0 | 0 | 0
2038-06-07 13:00 | 2038 | 6 | 0 | 0 | 0
2038-06-07 14:00 | 2038 | 6 | 0 | 0 | 0
2038-06-07 15:00 | 2038 | 6 | 0 | 0 | 0
2038-06-07 16:00 | 2038 | 6 | 0 | 0 | 0
2038-06-07 17:00 | 2038 | 6 | 0 | 0 | 0
2038-06-07 18:00 | 2038 | 6 | 0 | 0 | 0
2038-06-07 19:00 | 2038 | 6 | 0 | 0 | 0
2038-06-07 20:00 | 2038 | 6 | 0 | 0 | 0
2038-06-07 21:00 | 2038 | 6 | 0 | 0 | 0
2038-06-07 22:00 | 2038 | 6 | 0 | 0 | 0
2038-06-07 23:00 | 2038 | 6 | 0 | 0 | 0
2038-06-08 | 2038 | 6 | 0 | 0 | 0
2038-06-08 01:00 | 2038 | 6 | 0 | 0 | 0
2038-06-08 02:00 | 2038 | 6 | 0 | 0 | 0
2038-06-08 03:00 | 2038 | 6 | 0 | 0 | 0
2038-06-08 04:00 | 2038 | 6 | 0 | 0 | 0
2038-06-08 05:00 | 2038 | 6 | 0 | 0 | 0
2038-06-08 06:00 | 2038 | 6 | 0 | 0 | 0
2038-06-08 07:00 | 2038 | 6 | 0 | 0 | 0
2038-06-08 08:00 | 2038 | 6 | 0 | 0 | 0
2038-06-08 09:00 | 2038 | 6 | 0 | 0 | 0
2038-06-08 10:00 | 2038 | 6 | 0 | 0 | 0
2038-06-08 11:00 | 2038 | 6 | 0 | 0 | 0
2038-06-08 12:00 | 2038 | 6 | 0 | 0 | 0
2038-06-08 13:00 | 2038 | 6 | 0 | 0 | 0
2038-06-08 14:00 | 2038 | 6 | 0 | 0 | 0
2038-06-08 15:00 | 2038 | 6 | 0 | 0 | 0
2038-06-08 16:00 | 2038 | 6 | 0 | 0 | 0
2038-06-08 17:00 | 2038 | 6 | 0 | 0 | 0
2038-06-08 18:00 | 2038 | 6 | 0 | 0 | 0
2038-06-08 19:00 | 2038 | 6 | 0 | 0 | 0
2038-06-08 20:00 | 2038 | 6 | 0 | 0 | 0
2038-06-08 21:00 | 2038 | 6 | 0 | 0 | 0
2038-06-08 22:00 | 2038 | 6 | 0 | 0 | 0
2038-06-08 23:00 | 2038 | 6 | 0 | 0 | 0
2038-06-09 | 2038 | 6 | 0 | 0 | 0
2038-06-09 01:00 | 2038 | 6 | 0 | 0 | 0
2038-06-09 02:00 | 2038 | 6 | 0 | 0 | 0
2038-06-09 03:00 | 2038 | 6 | 0 | 0 | 0
2038-06-09 04:00 | 2038 | 6 | 0 | 0 | 0
2038-06-09 05:00 | 2038 | 6 | 0 | 0 | 0
2038-06-09 06:00 | 2038 | 6 | 0 | 0 | 0
2038-06-09 07:00 | 2038 | 6 | 0 | 0 | 0
2038-06-09 08:00 | 2038 | 6 | 0 | 0 | 0
2038-06-09 09:00 | 2038 | 6 | 0 | 0 | 0
2038-06-09 10:00 | 2038 | 6 | 0 | 0 | 0
2038-06-09 11:00 | 2038 | 6 | 0 | 0 | 0
2038-06-09 12:00 | 2038 | 6 | 0 | 0 | 0
2038-06-09 13:00 | 2038 | 6 | 0 | 0 | 0
2038-06-09 14:00 | 2038 | 6 | 0 | 0 | 0
2038-06-09 15:00 | 2038 | 6 | 0 | 0 | 0
2038-06-09 16:00 | 2038 | 6 | 0 | 0 | 0
2038-06-09 17:00 | 2038 | 6 | 0 | 0 | 0
2038-06-09 18:00 | 2038 | 6 | 0 | 0 | 0
2038-06-09 19:00 | 2038 | 6 | 0 | 0 | 0
2038-06-09 20:00 | 2038 | 6 | 0 | 0 | 0
2038-06-09 21:00 | 2038 | 6 | 0 | 0 | 0
2038-06-09 22:00 | 2038 | 6 | 0 | 0 | 0
2038-06-09 23:00 | 2038 | 6 | 0 | 0 | 0
2038-06-10 | 2038 | 6 | 0 | 0 | 0
2038-06-10 01:00 | 2038 | 6 | 0 | 0 | 0
2038-06-10 02:00 | 2038 | 6 | 0 | 0 | 0
2038-06-10 03:00 | 2038 | 6 | 0 | 0 | 0
2038-06-10 04:00 | 2038 | 6 | 0 | 0 | 0
2038-06-10 05:00 | 2038 | 6 | 0 | 0 | 0
2038-06-10 06:00 | 2038 | 6 | 0 | 0 | 0
2038-06-10 07:00 | 2038 | 6 | 0 | 0 | 0
2038-06-10 08:00 | 2038 | 6 | 0 | 0 | 0
2038-06-10 09:00 | 2038 | 6 | 0 | 0 | 0
2038-06-10 10:00 | 2038 | 6 | 0 | 0 | 0
2038-06-10 11:00 | 2038 | 6 | 0 | 0 | 0
2038-06-10 12:00 | 2038 | 6 | 0 | 0 | 0
2038-06-10 13:00 | 2038 | 6 | 0 | 0 | 0
2038-06-10 14:00 | 2038 | 6 | 0 | 0 | 0
2038-06-10 15:00 | 2038 | 6 | 0 | 0 | 0
2038-06-10 16:00 | 2038 | 6 | 0 | 0 | 0
2038-06-10 17:00 | 2038 | 6 | 0 | 0 | 0
2038-06-10 18:00 | 2038 | 6 | 0 | 0 | 0
2038-06-10 19:00 | 2038 | 6 | 0 | 0 | 0
2038-06-10 20:00 | 2038 | 6 | 0 | 0 | 0
2038-06-10 21:00 | 2038 | 6 | 0 | 0 | 0
2038-06-10 22:00 | 2038 | 6 | 0 | 0 | 0
2038-06-10 23:00 | 2038 | 6 | 0 | 0 | 0
2038-06-11 | 2038 | 6 | 0 | 0 | 0
2038-06-11 01:00 | 2038 | 6 | 0 | 0 | 0
2038-06-11 02:00 | 2038 | 6 | 0 | 0 | 0
2038-06-11 03:00 | 2038 | 6 | 0 | 0 | 0
2038-06-11 04:00 | 2038 | 6 | 0 | 0 | 0
2038-06-11 05:00 | 2038 | 6 | 0 | 0 | 0
2038-06-11 06:00 | 2038 | 6 | 0 | 0 | 0
2038-06-11 07:00 | 2038 | 6 | 0 | 0 | 0
2038-06-11 08:00 | 2038 | 6 | 0 | 0 | 0
2038-06-11 09:00 | 2038 | 6 | 0 | 0 | 0
2038-06-11 10:00 | 2038 | 6 | 0 | 0 | 0
2038-06-11 11:00 | 2038 | 6 | 0 | 0 | 0
2038-06-11 12:00 | 2038 | 6 | 0 | 0 | 0
2038-06-11 13:00 | 2038 | 6 | 0 | 0 | 0
2038-06-11 14:00 | 2038 | 6 | 0 | 0 | 0
2038-06-11 15:00 | 2038 | 6 | 0 | 0 | 0
2038-06-11 16:00 | 2038 | 6 | 0 | 0 | 0
2038-06-11 17:00 | 2038 | 6 | 0 | 0 | 0
2038-06-11 18:00 | 2038 | 6 | 0 | 0 | 0
2038-06-11 19:00 | 2038 | 6 | 0 | 0 | 0
2038-06-11 20:00 | 2038 | 6 | 0 | 0 | 0
2038-06-11 21:00 | 2038 | 6 | 0 | 0 | 0
2038-06-11 22:00 | 2038 | 6 | 0 | 0 | 0
2038-06-11 23:00 | 2038 | 6 | 0 | 0 | 0
2038-06-12 | 2038 | 6 | 0 | 0 | 0
2038-06-12 01:00 | 2038 | 6 | 0 | 0 | 0
2038-06-12 02:00 | 2038 | 6 | 0 | 0 | 0
2038-06-12 03:00 | 2038 | 6 | 0 | 0 | 0
2038-06-12 04:00 | 2038 | 6 | 0 | 0 | 0
2038-06-12 05:00 | 2038 | 6 | 0 | 0 | 0
2038-06-12 06:00 | 2038 | 6 | 0 | 0 | 0
2038-06-12 07:00 | 2038 | 6 | 0 | 0 | 0
2038-06-12 08:00 | 2038 | 6 | 0 | 0 | 0
2038-06-12 09:00 | 2038 | 6 | 0 | 0 | 0
2038-06-12 10:00 | 2038 | 6 | 0 | 0 | 0
2038-06-12 11:00 | 2038 | 6 | 0 | 0 | 0
2038-06-12 12:00 | 2038 | 6 | 0 | 0 | 0
2038-06-12 13:00 | 2038 | 6 | 0 | 0 | 0
2038-06-12 14:00 | 2038 | 6 | 0 | 0 | 0
2038-06-12 15:00 | 2038 | 6 | 0 | 0 | 0
2038-06-12 16:00 | 2038 | 6 | 0 | 0 | 0
2038-06-12 17:00 | 2038 | 6 | 0 | 0 | 0
2038-06-12 18:00 | 2038 | 6 | 0 | 0 | 0
2038-06-12 19:00 | 2038 | 6 | 0 | 0 | 0
2038-06-12 20:00 | 2038 | 6 | 0 | 0 | 0
2038-06-12 21:00 | 2038 | 6 | 0 | 0 | 0
2038-06-12 22:00 | 2038 | 6 | 0 | 0 | 0
2038-06-12 23:00 | 2038 | 6 | 0 | 0 | 0
2038-06-13 | 2038 | 6 | 0 | 0 | 0
2038-06-13 01:00 | 2038 | 6 | 0 | 0 | 0
2038-06-13 02:00 | 2038 | 6 | 0 | 0 | 0
2038-06-13 03:00 | 2038 | 6 | 0 | 0 | 0
2038-06-13 04:00 | 2038 | 6 | 0 | 0 | 0
2038-06-13 05:00 | 2038 | 6 | 0 | 0 | 0
2038-06-13 06:00 | 2038 | 6 | 0 | 0 | 0
2038-06-13 07:00 | 2038 | 6 | 0 | 0 | 0
2038-06-13 08:00 | 2038 | 6 | 0 | 0 | 0
2038-06-13 09:00 | 2038 | 6 | 0 | 0 | 0
2038-06-13 10:00 | 2038 | 6 | 0 | 0 | 0
2038-06-13 11:00 | 2038 | 6 | 0 | 0 | 0
2038-06-13 12:00 | 2038 | 6 | 0 | 0 | 0
2038-06-13 13:00 | 2038 | 6 | 0 | 0 | 0
2038-06-13 14:00 | 2038 | 6 | 0 | 0 | 0
2038-06-13 15:00 | 2038 | 6 | 0 | 0 | 0
2038-06-13 16:00 | 2038 | 6 | 0 | 0 | 0
2038-06-13 17:00 | 2038 | 6 | 0 | 0 | 0
2038-06-13 18:00 | 2038 | 6 | 0 | 0 | 0
2038-06-13 19:00 | 2038 | 6 | 0 | 0 | 0
2038-06-13 20:00 | 2038 | 6 | 0 | 0 | 0
2038-06-13 21:00 | 2038 | 6 | 0 | 0 | 0
2038-06-13 22:00 | 2038 | 6 | 0 | 0 | 0
2038-06-13 23:00 | 2038 | 6 | 0 | 0 | 0
2038-06-14 | 2038 | 6 | 0 | 0 | 0
2038-06-14 01:00 | 2038 | 6 | 0 | 0 | 0
2038-06-14 02:00 | 2038 | 6 | 0 | 0 | 0
2038-06-14 03:00 | 2038 | 6 | 0 | 0 | 0
2038-06-14 04:00 | 2038 | 6 | 0 | 0 | 0
2038-06-14 05:00 | 2038 | 6 | 0 | 0 | 0
2038-06-14 06:00 | 2038 | 6 | 0 | 0 | 0
2038-06-14 07:00 | 2038 | 6 | 0 | 0 | 0
2038-06-14 08:00 | 2038 | 6 | 0 | 0 | 0
2038-06-14 09:00 | 2038 | 6 | 0 | 0 | 0
2038-06-14 10:00 | 2038 | 6 | 0 | 0 | 0
2038-06-14 11:00 | 2038 | 6 | 0 | 0 | 0
2038-06-14 12:00 | 2038 | 6 | 0 | 0 | 0
2038-06-14 13:00 | 2038 | 6 | 0 | 0 | 0
2038-06-14 14:00 | 2038 | 6 | 0 | 0 | 0
2038-06-14 15:00 | 2038 | 6 | 0 | 0 | 0
2038-06-14 16:00 | 2038 | 6 | 0 | 0 | 0
2038-06-14 17:00 | 2038 | 6 | 0 | 0 | 0
2038-06-14 18:00 | 2038 | 6 | 0 | 0 | 0
2038-06-14 19:00 | 2038 | 6 | 0 | 0 | 0
2038-06-14 20:00 | 2038 | 6 | 0 | 0 | 0
2038-06-14 21:00 | 2038 | 6 | 0 | 0 | 0
2038-06-14 22:00 | 2038 | 6 | 0 | 0 | 0
2038-06-14 23:00 | 2038 | 6 | 0 | 0 | 0
2038-06-15 | 2038 | 6 | 0 | 0 | 0
2038-06-15 01:00 | 2038 | 6 | 0 | 0 | 0
2038-06-15 02:00 | 2038 | 6 | 0 | 0 | 0
2038-06-15 03:00 | 2038 | 6 | 0 | 0 | 0
2038-06-15 04:00 | 2038 | 6 | 0 | 0 | 0
2038-06-15 05:00 | 2038 | 6 | 0 | 0 | 0
2038-06-15 06:00 | 2038 | 6 | 0 | 0 | 0
2038-06-15 07:00 | 2038 | 6 | 0 | 0 | 0
2038-06-15 08:00 | 2038 | 6 | 0 | 0 | 0
2038-06-15 09:00 | 2038 | 6 | 0 | 0 | 0
2038-06-15 10:00 | 2038 | 6 | 0 | 0 | 0
2038-06-15 11:00 | 2038 | 6 | 0 | 0 | 0
2038-06-15 12:00 | 2038 | 6 | 0 | 0 | 0
2038-06-15 13:00 | 2038 | 6 | 0 | 0 | 0
2038-06-15 14:00 | 2038 | 6 | 0 | 0 | 0
2038-06-15 15:00 | 2038 | 6 | 0 | 0 | 0
2038-06-15 16:00 | 2038 | 6 | 0 | 0 | 0
2038-06-15 17:00 | 2038 | 6 | 0 | 0 | 0
2038-06-15 18:00 | 2038 | 6 | 0 | 0 | 0
2038-06-15 19:00 | 2038 | 6 | 0 | 0 | 0
2038-06-15 20:00 | 2038 | 6 | 0 | 0 | 0
2038-06-15 21:00 | 2038 | 6 | 0 | 0 | 0
2038-06-15 22:00 | 2038 | 6 | 0 | 0 | 0
2038-06-15 23:00 | 2038 | 6 | 0 | 0 | 0
2038-06-16 | 2038 | 6 | 0 | 0 | 0
2038-06-16 01:00 | 2038 | 6 | 0 | 0 | 0
2038-06-16 02:00 | 2038 | 6 | 0 | 0 | 0
2038-06-16 03:00 | 2038 | 6 | 0 | 0 | 0
2038-06-16 04:00 | 2038 | 6 | 0 | 0 | 0
2038-06-16 05:00 | 2038 | 6 | 0 | 0 | 0
2038-06-16 06:00 | 2038 | 6 | 0 | 0 | 0
2038-06-16 07:00 | 2038 | 6 | 0 | 0 | 0
2038-06-16 08:00 | 2038 | 6 | 0 | 0 | 0
2038-06-16 09:00 | 2038 | 6 | 0 | 0 | 0
2038-06-16 10:00 | 2038 | 6 | 0 | 0 | 0
2038-06-16 11:00 | 2038 | 6 | 0 | 0 | 0
2038-06-16 12:00 | 2038 | 6 | 0 | 0 | 0
2038-06-16 13:00 | 2038 | 6 | 0 | 0 | 0
2038-06-16 14:00 | 2038 | 6 | 0 | 0 | 0
2038-06-16 15:00 | 2038 | 6 | 0 | 0 | 0
2038-06-16 16:00 | 2038 | 6 | 0 | 0 | 0
2038-06-16 17:00 | 2038 | 6 | 0 | 0 | 0
2038-06-16 18:00 | 2038 | 6 | 0 | 0 | 0
2038-06-16 19:00 | 2038 | 6 | 0 | 0 | 0
2038-06-16 20:00 | 2038 | 6 | 0 | 0 | 0
2038-06-16 21:00 | 2038 | 6 | 0 | 0 | 0
2038-06-16 22:00 | 2038 | 6 | 0 | 0 | 0
2038-06-16 23:00 | 2038 | 6 | 0 | 0 | 0
2038-06-17 | 2038 | 6 | 0 | 0 | 0
2038-06-17 01:00 | 2038 | 6 | 0 | 0 | 0
2038-06-17 02:00 | 2038 | 6 | 0 | 0 | 0
2038-06-17 03:00 | 2038 | 6 | 0 | 0 | 0
2038-06-17 04:00 | 2038 | 6 | 0 | 0 | 0
2038-06-17 05:00 | 2038 | 6 | 0 | 0 | 0
2038-06-17 06:00 | 2038 | 6 | 0 | 0 | 0
2038-06-17 07:00 | 2038 | 6 | 0 | 0 | 0
2038-06-17 08:00 | 2038 | 6 | 0 | 0 | 0
2038-06-17 09:00 | 2038 | 6 | 0 | 0 | 0
2038-06-17 10:00 | 2038 | 6 | 0 | 0 | 0
2038-06-17 11:00 | 2038 | 6 | 0 | 0 | 0
2038-06-17 12:00 | 2038 | 6 | 0 | 0 | 0
2038-06-17 13:00 | 2038 | 6 | 0 | 0 | 0
2038-06-17 14:00 | 2038 | 6 | 0 | 0 | 0
2038-06-17 15:00 | 2038 | 6 | 0 | 0 | 0
2038-06-17 16:00 | 2038 | 6 | 0 | 0 | 0
2038-06-17 17:00 | 2038 | 6 | 0 | 0 | 0
2038-06-17 18:00 | 2038 | 6 | 0 | 0 | 0
2038-06-17 19:00 | 2038 | 6 | 0 | 0 | 0
2038-06-17 20:00 | 2038 | 6 | 0 | 0 | 0
2038-06-17 21:00 | 2038 | 6 | 0 | 0 | 0
2038-06-17 22:00 | 2038 | 6 | 0 | 0 | 0
2038-06-17 23:00 | 2038 | 6 | 0 | 0 | 0
2038-06-18 | 2038 | 6 | 0 | 0 | 0
2038-06-18 01:00 | 2038 | 6 | 0 | 0 | 0
2038-06-18 02:00 | 2038 | 6 | 0 | 0 | 0
2038-06-18 03:00 | 2038 | 6 | 0 | 0 | 0
2038-06-18 04:00 | 2038 | 6 | 0 | 0 | 0
2038-06-18 05:00 | 2038 | 6 | 0 | 0 | 0
2038-06-18 06:00 | 2038 | 6 | 0 | 0 | 0
2038-06-18 07:00 | 2038 | 6 | 0 | 0 | 0
2038-06-18 08:00 | 2038 | 6 | 0 | 0 | 0
2038-06-18 09:00 | 2038 | 6 | 0 | 0 | 0
2038-06-18 10:00 | 2038 | 6 | 0 | 0 | 0
2038-06-18 11:00 | 2038 | 6 | 0 | 0 | 0
2038-06-18 12:00 | 2038 | 6 | 0 | 0 | 0
2038-06-18 13:00 | 2038 | 6 | 0 | 0 | 0
2038-06-18 14:00 | 2038 | 6 | 0 | 0 | 0
2038-06-18 15:00 | 2038 | 6 | 0 | 0 | 0
2038-06-18 16:00 | 2038 | 6 | 0 | 0 | 0
2038-06-18 17:00 | 2038 | 6 | 0 | 0 | 0
2038-06-18 18:00 | 2038 | 6 | 0 | 0 | 0
2038-06-18 19:00 | 2038 | 6 | 0 | 0 | 0
2038-06-18 20:00 | 2038 | 6 | 0 | 0 | 0
2038-06-18 21:00 | 2038 | 6 | 0 | 0 | 0
2038-06-18 22:00 | 2038 | 6 | 0 | 0 | 0
2038-06-18 23:00 | 2038 | 6 | 0 | 0 | 0
2038-06-19 | 2038 | 6 | 0 | 0 | 0
2038-06-19 01:00 | 2038 | 6 | 0 | 0 | 0
2038-06-19 02:00 | 2038 | 6 | 0 | 0 | 0
2038-06-19 03:00 | 2038 | 6 | 0 | 0 | 0
2038-06-19 04:00 | 2038 | 6 | 0 | 0 | 0
2038-06-19 05:00 | 2038 | 6 | 0 | 0 | 0
2038-06-19 06:00 | 2038 | 6 | 0 | 0 | 0
2038-06-19 07:00 | 2038 | 6 | 0 | 0 | 0
2038-06-19 08:00 | 2038 | 6 | 0 | 0 | 0
2038-06-19 09:00 | 2038 | 6 | 0 | 0 | 0
2038-06-19 10:00 | 2038 | 6 | 0 | 0 | 0
2038-06-19 11:00 | 2038 | 6 | 0 | 0 | 0
2038-06-19 12:00 | 2038 | 6 | 0 | 0 | 0
2038-06-19 13:00 | 2038 | 6 | 0 | 0 | 0
2038-06-19 14:00 | 2038 | 6 | 0 | 0 | 0
2038-06-19 15:00 | 2038 | 6 | 0 | 0 | 0
2038-06-19 16:00 | 2038 | 6 | 0 | 0 | 0
2038-06-19 17:00 | 2038 | 6 | 0 | 0 | 0
2038-06-19 18:00 | 2038 | 6 | 0 | 0 | 0
2038-06-19 19:00 | 2038 | 6 | 0 | 0 | 0
2038-06-19 20:00 | 2038 | 6 | 0 | 0 | 0
2038-06-19 21:00 | 2038 | 6 | 0 | 0 | 0
2038-06-19 22:00 | 2038 | 6 | 0 | 0 | 0
2038-06-19 23:00 | 2038 | 6 | 0 | 0 | 0
2038-06-20 | 2038 | 6 | 0 | 0 | 0
2038-06-20 01:00 | 2038 | 6 | 0 | 0 | 0
2038-06-20 02:00 | 2038 | 6 | 0 | 0 | 0
2038-06-20 03:00 | 2038 | 6 | 0 | 0 | 0
2038-06-20 04:00 | 2038 | 6 | 0 | 0 | 0
2038-06-20 05:00 | 2038 | 6 | 0 | 0 | 0
2038-06-20 06:00 | 2038 | 6 | 0 | 0 | 0
2038-06-20 07:00 | 2038 | 6 | 0 | 0 | 0
2038-06-20 08:00 | 2038 | 6 | 0 | 0 | 0
2038-06-20 09:00 | 2038 | 6 | 0 | 0 | 0
2038-06-20 10:00 | 2038 | 6 | 0 | 0 | 0
2038-06-20 11:00 | 2038 | 6 | 0 | 0 | 0
2038-06-20 12:00 | 2038 | 6 | 0 | 0 | 0
2038-06-20 13:00 | 2038 | 6 | 0 | 0 | 0
2038-06-20 14:00 | 2038 | 6 | 0 | 0 | 0
2038-06-20 15:00 | 2038 | 6 | 0 | 0 | 0
2038-06-20 16:00 | 2038 | 6 | 0 | 0 | 0
2038-06-20 17:00 | 2038 | 6 | 0 | 0 | 0
2038-06-20 18:00 | 2038 | 6 | 0 | 0 | 0
2038-06-20 19:00 | 2038 | 6 | 0 | 0 | 0
2038-06-20 20:00 | 2038 | 6 | 0 | 0 | 0
2038-06-20 21:00 | 2038 | 6 | 0 | 0 | 0
2038-06-20 22:00 | 2038 | 6 | 0 | 0 | 0
2038-06-20 23:00 | 2038 | 6 | 0 | 0 | 0
2038-06-21 | 2038 | 6 | 0 | 0 | 0
2038-06-21 01:00 | 2038 | 6 | 0 | 0 | 0
2038-06-21 02:00 | 2038 | 6 | 0 | 0 | 0
2038-06-21 03:00 | 2038 | 6 | 0 | 0 | 0
2038-06-21 04:00 | 2038 | 6 | 0 | 0 | 0
2038-06-21 05:00 | 2038 | 6 | 0 | 0 | 0
2038-06-21 06:00 | 2038 | 6 | 0 | 0 | 0
2038-06-21 07:00 | 2038 | 6 | 0 | 0 | 0
2038-06-21 08:00 | 2038 | 6 | 0 | 0 | 0
2038-06-21 09:00 | 2038 | 6 | 0 | 0 | 0
2038-06-21 10:00 | 2038 | 6 | 0 | 0 | 0
2038-06-21 11:00 | 2038 | 6 | 0 | 0 | 0
2038-06-21 12:00 | 2038 | 6 | 0 | 0 | 0
2038-06-21 13:00 | 2038 | 6 | 0 | 0 | 0
2038-06-21 14:00 | 2038 | 6 | 0 | 0 | 0
2038-06-21 15:00 | 2038 | 6 | 0 | 0 | 0
2038-06-21 16:00 | 2038 | 6 | 0 | 0 | 0
2038-06-21 17:00 | 2038 | 6 | 0 | 0 | 0
2038-06-21 18:00 | 2038 | 6 | 0 | 0 | 0
2038-06-21 19:00 | 2038 | 6 | 0 | 0 | 0
2038-06-21 20:00 | 2038 | 6 | 0 | 0 | 0
2038-06-21 21:00 | 2038 | 6 | 0 | 0 | 0
2038-06-21 22:00 | 2038 | 6 | 0 | 0 | 0
2038-06-21 23:00 | 2038 | 6 | 0 | 0 | 0
2038-06-22 | 2038 | 6 | 0 | 0 | 0
2038-06-22 01:00 | 2038 | 6 | 0 | 0 | 0
2038-06-22 02:00 | 2038 | 6 | 0 | 0 | 0
2038-06-22 03:00 | 2038 | 6 | 0 | 0 | 0
2038-06-22 04:00 | 2038 | 6 | 0 | 0 | 0
2038-06-22 05:00 | 2038 | 6 | 0 | 0 | 0
2038-06-22 06:00 | 2038 | 6 | 0 | 0 | 0
2038-06-22 07:00 | 2038 | 6 | 0 | 0 | 0
2038-06-22 08:00 | 2038 | 6 | 0 | 0 | 0
2038-06-22 09:00 | 2038 | 6 | 0 | 0 | 0
2038-06-22 10:00 | 2038 | 6 | 0 | 0 | 0
2038-06-22 11:00 | 2038 | 6 | 0 | 0 | 0
2038-06-22 12:00 | 2038 | 6 | 0 | 0 | 0
2038-06-22 13:00 | 2038 | 6 | 0 | 0 | 0
2038-06-22 14:00 | 2038 | 6 | 0 | 0 | 0
2038-06-22 15:00 | 2038 | 6 | 0 | 0 | 0
2038-06-22 16:00 | 2038 | 6 | 0 | 0 | 0
2038-06-22 17:00 | 2038 | 6 | 0 | 0 | 0
2038-06-22 18:00 | 2038 | 6 | 0 | 0 | 0
2038-06-22 19:00 | 2038 | 6 | 0 | 0 | 0
2038-06-22 20:00 | 2038 | 6 | 0 | 0 | 0
2038-06-22 21:00 | 2038 | 6 | 0 | 0 | 0
2038-06-22 22:00 | 2038 | 6 | 0 | 0 | 0
2038-06-22 23:00 | 2038 | 6 | 0 | 0 | 0
2038-06-23 | 2038 | 6 | 0 | 0 | 0
2038-06-23 01:00 | 2038 | 6 | 0 | 0 | 0
2038-06-23 02:00 | 2038 | 6 | 0 | 0 | 0
2038-06-23 03:00 | 2038 | 6 | 0 | 0 | 0
2038-06-23 04:00 | 2038 | 6 | 0 | 0 | 0
2038-06-23 05:00 | 2038 | 6 | 0 | 0 | 0
2038-06-23 06:00 | 2038 | 6 | 0 | 0 | 0
2038-06-23 07:00 | 2038 | 6 | 0 | 0 | 0
2038-06-23 08:00 | 2038 | 6 | 0 | 0 | 0
2038-06-23 09:00 | 2038 | 6 | 0 | 0 | 0
2038-06-23 10:00 | 2038 | 6 | 0 | 0 | 0
2038-06-23 11:00 | 2038 | 6 | 0 | 0 | 0
2038-06-23 12:00 | 2038 | 6 | 0 | 0 | 0
2038-06-23 13:00 | 2038 | 6 | 0 | 0 | 0
2038-06-23 14:00 | 2038 | 6 | 0 | 0 | 0
2038-06-23 15:00 | 2038 | 6 | 0 | 0 | 0
2038-06-23 16:00 | 2038 | 6 | 0 | 0 | 0
2038-06-23 17:00 | 2038 | 6 | 0 | 0 | 0
2038-06-23 18:00 | 2038 | 6 | 0 | 0 | 0
2038-06-23 19:00 | 2038 | 6 | 0 | 0 | 0
2038-06-23 20:00 | 2038 | 6 | 0 | 0 | 0
2038-06-23 21:00 | 2038 | 6 | 0 | 0 | 0
2038-06-23 22:00 | 2038 | 6 | 0 | 0 | 0
2038-06-23 23:00 | 2038 | 6 | 0 | 0 | 0
2038-06-24 | 2038 | 6 | 0 | 0 | 0
2038-06-24 01:00 | 2038 | 6 | 0 | 0 | 0
2038-06-24 02:00 | 2038 | 6 | 0 | 0 | 0
2038-06-24 03:00 | 2038 | 6 | 0 | 0 | 0
2038-06-24 04:00 | 2038 | 6 | 0 | 0 | 0
2038-06-24 05:00 | 2038 | 6 | 0 | 0 | 0
2038-06-24 06:00 | 2038 | 6 | 0 | 0 | 0
2038-06-24 07:00 | 2038 | 6 | 0 | 0 | 0
2038-06-24 08:00 | 2038 | 6 | 0 | 0 | 0
2038-06-24 09:00 | 2038 | 6 | 0 | 0 | 0
2038-06-24 10:00 | 2038 | 6 | 0 | 0 | 0
2038-06-24 11:00 | 2038 | 6 | 0 | 0 | 0
2038-06-24 12:00 | 2038 | 6 | 0 | 0 | 0
2038-06-24 13:00 | 2038 | 6 | 0 | 0 | 0
2038-06-24 14:00 | 2038 | 6 | 0 | 0 | 0
2038-06-24 15:00 | 2038 | 6 | 0 | 0 | 0
2038-06-24 16:00 | 2038 | 6 | 0 | 0 | 0
2038-06-24 17:00 | 2038 | 6 | 0 | 0 | 0
2038-06-24 18:00 | 2038 | 6 | 0 | 0 | 0
2038-06-24 19:00 | 2038 | 6 | 0 | 0 | 0
2038-06-24 20:00 | 2038 | 6 | 0 | 0 | 0
2038-06-24 21:00 | 2038 | 6 | 0 | 0 | 0
2038-06-24 22:00 | 2038 | 6 | 0 | 0 | 0
2038-06-24 23:00 | 2038 | 6 | 0 | 0 | 0
2038-06-25 | 2038 | 6 | 0 | 0 | 0
2038-06-25 01:00 | 2038 | 6 | 0 | 0 | 0
2038-06-25 02:00 | 2038 | 6 | 0 | 0 | 0
2038-06-25 03:00 | 2038 | 6 | 0 | 0 | 0
2038-06-25 04:00 | 2038 | 6 | 0 | 0 | 0
2038-06-25 05:00 | 2038 | 6 | 0 | 0 | 0
2038-06-25 06:00 | 2038 | 6 | 0 | 0 | 0
2038-06-25 07:00 | 2038 | 6 | 0 | 0 | 0
2038-06-25 08:00 | 2038 | 6 | 0 | 0 | 0
2038-06-25 09:00 | 2038 | 6 | 0 | 0 | 0
2038-06-25 10:00 | 2038 | 6 | 0 | 0 | 0
2038-06-25 11:00 | 2038 | 6 | 0 | 0 | 0
2038-06-25 12:00 | 2038 | 6 | 0 | 0 | 0
2038-06-25 13:00 | 2038 | 6 | 0 | 0 | 0
2038-06-25 14:00 | 2038 | 6 | 0 | 0 | 0
2038-06-25 15:00 | 2038 | 6 | 0 | 0 | 0
2038-06-25 16:00 | 2038 | 6 | 0 | 0 | 0
2038-06-25 17:00 | 2038 | 6 | 0 | 0 | 0
2038-06-25 18:00 | 2038 | 6 | 0 | 0 | 0
2038-06-25 19:00 | 2038 | 6 | 0 | 0 | 0
2038-06-25 20:00 | 2038 | 6 | 0 | 0 | 0
2038-06-25 21:00 | 2038 | 6 | 0 | 0 | 0
2038-06-25 22:00 | 2038 | 6 | 0 | 0 | 0
2038-06-25 23:00 | 2038 | 6 | 0 | 0 | 0
2038-06-26 | 2038 | 6 | 0 | 0 | 0
2038-06-26 01:00 | 2038 | 6 | 0 | 0 | 0
2038-06-26 02:00 | 2038 | 6 | 0 | 0 | 0
2038-06-26 03:00 | 2038 | 6 | 0 | 0 | 0
2038-06-26 04:00 | 2038 | 6 | 0 | 0 | 0
2038-06-26 05:00 | 2038 | 6 | 0 | 0 | 0
2038-06-26 06:00 | 2038 | 6 | 0 | 0 | 0
2038-06-26 07:00 | 2038 | 6 | 0 | 0 | 0
2038-06-26 08:00 | 2038 | 6 | 0 | 0 | 0
2038-06-26 09:00 | 2038 | 6 | 0 | 0 | 0
2038-06-26 10:00 | 2038 | 6 | 0 | 0 | 0
2038-06-26 11:00 | 2038 | 6 | 0 | 0 | 0
2038-06-26 12:00 | 2038 | 6 | 0 | 0 | 0
2038-06-26 13:00 | 2038 | 6 | 0 | 0 | 0
2038-06-26 14:00 | 2038 | 6 | 0 | 0 | 0
2038-06-26 15:00 | 2038 | 6 | 0 | 0 | 0
2038-06-26 16:00 | 2038 | 6 | 0 | 0 | 0
2038-06-26 17:00 | 2038 | 6 | 0 | 0 | 0
2038-06-26 18:00 | 2038 | 6 | 0 | 0 | 0
2038-06-26 19:00 | 2038 | 6 | 0 | 0 | 0
2038-06-26 20:00 | 2038 | 6 | 0 | 0 | 0
2038-06-26 21:00 | 2038 | 6 | 0 | 0 | 0
2038-06-26 22:00 | 2038 | 6 | 0 | 0 | 0
2038-06-26 23:00 | 2038 | 6 | 0 | 0 | 0
2038-06-27 | 2038 | 6 | 0 | 0 | 0
2038-06-27 01:00 | 2038 | 6 | 0 | 0 | 0
2038-06-27 02:00 | 2038 | 6 | 0 | 0 | 0
2038-06-27 03:00 | 2038 | 6 | 0 | 0 | 0
2038-06-27 04:00 | 2038 | 6 | 0 | 0 | 0
2038-06-27 05:00 | 2038 | 6 | 0 | 0 | 0
2038-06-27 06:00 | 2038 | 6 | 0 | 0 | 0
2038-06-27 07:00 | 2038 | 6 | 0 | 0 | 0
2038-06-27 08:00 | 2038 | 6 | 0 | 0 | 0
2038-06-27 09:00 | 2038 | 6 | 0 | 0 | 0
2038-06-27 10:00 | 2038 | 6 | 0 | 0 | 0
2038-06-27 11:00 | 2038 | 6 | 0 | 0 | 0
2038-06-27 12:00 | 2038 | 6 | 0 | 0 | 0
2038-06-27 13:00 | 2038 | 6 | 0 | 0 | 0
2038-06-27 14:00 | 2038 | 6 | 0 | 0 | 0
2038-06-27 15:00 | 2038 | 6 | 0 | 0 | 0
2038-06-27 16:00 | 2038 | 6 | 0 | 0 | 0
2038-06-27 17:00 | 2038 | 6 | 0 | 0 | 0
2038-06-27 18:00 | 2038 | 6 | 0 | 0 | 0
2038-06-27 19:00 | 2038 | 6 | 0 | 0 | 0
2038-06-27 20:00 | 2038 | 6 | 0 | 0 | 0
2038-06-27 21:00 | 2038 | 6 | 0 | 0 | 0
2038-06-27 22:00 | 2038 | 6 | 0 | 0 | 0
2038-06-27 23:00 | 2038 | 6 | 0 | 0 | 0
2038-06-28 | 2038 | 6 | 0 | 0 | 0
2038-06-28 01:00 | 2038 | 6 | 0 | 0 | 0
2038-06-28 02:00 | 2038 | 6 | 0 | 0 | 0
2038-06-28 03:00 | 2038 | 6 | 0 | 0 | 0
2038-06-28 04:00 | 2038 | 6 | 0 | 0 | 0
2038-06-28 05:00 | 2038 | 6 | 0 | 0 | 0
2038-06-28 06:00 | 2038 | 6 | 0 | 0 | 0
2038-06-28 07:00 | 2038 | 6 | 0 | 0 | 0
2038-06-28 08:00 | 2038 | 6 | 0 | 0 | 0
2038-06-28 09:00 | 2038 | 6 | 0 | 0 | 0
2038-06-28 10:00 | 2038 | 6 | 0 | 0 | 0
2038-06-28 11:00 | 2038 | 6 | 0 | 0 | 0
2038-06-28 12:00 | 2038 | 6 | 0 | 0 | 0
2038-06-28 13:00 | 2038 | 6 | 0 | 0 | 0
2038-06-28 14:00 | 2038 | 6 | 0 | 0 | 0
2038-06-28 15:00 | 2038 | 6 | 0 | 0 | 0
2038-06-28 16:00 | 2038 | 6 | 0 | 0 | 0
2038-06-28 17:00 | 2038 | 6 | 0 | 0 | 0
2038-06-28 18:00 | 2038 | 6 | 0 | 0 | 0
2038-06-28 19:00 | 2038 | 6 | 0 | 0 | 0
2038-06-28 20:00 | 2038 | 6 | 0 | 0 | 0
2038-06-28 21:00 | 2038 | 6 | 0 | 0 | 0
2038-06-28 22:00 | 2038 | 6 | 0 | 0 | 0
2038-06-28 23:00 | 2038 | 6 | 0 | 0 | 0
2038-06-29 | 2038 | 6 | 0 | 0 | 0
2038-06-29 01:00 | 2038 | 6 | 0 | 0 | 0
2038-06-29 02:00 | 2038 | 6 | 0 | 0 | 0
2038-06-29 03:00 | 2038 | 6 | 0 | 0 | 0
2038-06-29 04:00 | 2038 | 6 | 0 | 0 | 0
2038-06-29 05:00 | 2038 | 6 | 0 | 0 | 0
2038-06-29 06:00 | 2038 | 6 | 0 | 0 | 0
2038-06-29 07:00 | 2038 | 6 | 0 | 0 | 0
2038-06-29 08:00 | 2038 | 6 | 0 | 0 | 0
2038-06-29 09:00 | 2038 | 6 | 0 | 0 | 0
2038-06-29 10:00 | 2038 | 6 | 0 | 0 | 0
2038-06-29 11:00 | 2038 | 6 | 0 | 0 | 0
2038-06-29 12:00 | 2038 | 6 | 0 | 0 | 0
2038-06-29 13:00 | 2038 | 6 | 0 | 0 | 0
2038-06-29 14:00 | 2038 | 6 | 0 | 0 | 0
2038-06-29 15:00 | 2038 | 6 | 0 | 0 | 0
2038-06-29 16:00 | 2038 | 6 | 0 | 0 | 0
2038-06-29 17:00 | 2038 | 6 | 0 | 0 | 0
2038-06-29 18:00 | 2038 | 6 | 0 | 0 | 0
2038-06-29 19:00 | 2038 | 6 | 0 | 0 | 0
2038-06-29 20:00 | 2038 | 6 | 0 | 0 | 0
2038-06-29 21:00 | 2038 | 6 | 0 | 0 | 0
2038-06-29 22:00 | 2038 | 6 | 0 | 0 | 0
2038-06-29 23:00 | 2038 | 6 | 0 | 0 | 0
2038-06-30 | 2038 | 6 | 0 | 0 | 0
2038-06-30 01:00 | 2038 | 6 | 0 | 0 | 0
2038-06-30 02:00 | 2038 | 6 | 0 | 0 | 0
2038-06-30 03:00 | 2038 | 6 | 0 | 0 | 0
2038-06-30 04:00 | 2038 | 6 | 0 | 0 | 0
2038-06-30 05:00 | 2038 | 6 | 0 | 0 | 0
2038-06-30 06:00 | 2038 | 6 | 0 | 0 | 0
2038-06-30 07:00 | 2038 | 6 | 0 | 0 | 0
2038-06-30 08:00 | 2038 | 6 | 0 | 0 | 0
2038-06-30 09:00 | 2038 | 6 | 0 | 0 | 0
2038-06-30 10:00 | 2038 | 6 | 0 | 0 | 0
2038-06-30 11:00 | 2038 | 6 | 0 | 0 | 0
2038-06-30 12:00 | 2038 | 6 | 0 | 0 | 0
2038-06-30 13:00 | 2038 | 6 | 0 | 0 | 0.11647
2038-06-30 14:00 | 2038 | 6 | 0 | 0 | 0
2038-06-30 15:00 | 2038 | 6 | 0 | 0 | 0
2038-06-30 16:00 | 2038 | 6 | 0 | 0 | 0
2038-06-30 17:00 | 2038 | 6 | 0 | 0 | 0
2038-06-30 18:00 | 2038 | 6 | 0 | 0 | 0
2038-06-30 19:00 | 2038 | 6 | 0 | 0 | 0
2038-06-30 20:00 | 2038 | 6 | 0 | 0 | 0
2038-06-30 21:00 | 2038 | 6 | 0 | 0 | 0
2038-06-30 22:00 | 2038 | 6 | 0 | 0 | 0
2038-06-30 23:00 | 2038 | 6 | 0 | 0 | 0
2038-07-01 | 2038 | 7 | 0 | 0 | 0
2038-07-01 01:00 | 2038 | 7 | 0 | 0 | 0
2038-07-01 02:00 | 2038 | 7 | 0 | 0 | 0
2038-07-01 03:00 | 2038 | 7 | 0 | 0 | 0
2038-07-01 04:00 | 2038 | 7 | 0 | 0 | 0
2038-07-01 05:00 | 2038 | 7 | 0 | 0 | 0
2038-07-01 06:00 | 2038 | 7 | 0 | 0 | 0
2038-07-01 07:00 | 2038 | 7 | 0 | 0 | 0
2038-07-01 08:00 | 2038 | 7 | 0 | 0 | 0
2038-07-01 09:00 | 2038 | 7 | 0 | 0 | 0
2038-07-01 10:00 | 2038 | 7 | 0 | 0 | 0
2038-07-01 11:00 | 2038 | 7 | 0 | 0 | 0
2038-07-01 12:00 | 2038 | 7 | 0 | 0 | 0
2038-07-01 13:00 | 2038 | 7 | 0 | 0 | 0
2038-07-01 14:00 | 2038 | 7 | 0 | 0 | 0
2038-07-01 15:00 | 2038 | 7 | 0 | 0 | 0
2038-07-01 16:00 | 2038 | 7 | 0 | 0 | 0
2038-07-01 17:00 | 2038 | 7 | 0 | 0 | 0
2038-07-01 18:00 | 2038 | 7 | 0 | 0 | 0
2038-07-01 19:00 | 2038 | 7 | 0 | 0 | 0
2038-07-01 20:00 | 2038 | 7 | 0 | 0 | 0
2038-07-01 21:00 | 2038 | 7 | 0 | 0 | 0
2038-07-01 22:00 | 2038 | 7 | 0 | 0 | 0
2038-07-01 23:00 | 2038 | 7 | 0 | 0 | 0
2038-07-02 | 2038 | 7 | 0 | 0 | 0
2038-07-02 01:00 | 2038 | 7 | 0 | 0 | 0
2038-07-02 02:00 | 2038 | 7 | 0 | 0 | 0
2038-07-02 03:00 | 2038 | 7 | 0 | 0 | 0
2038-07-02 04:00 | 2038 | 7 | 0 | 0 | 0
2038-07-02 05:00 | 2038 | 7 | 0 | 0 | 0
2038-07-02 06:00 | 2038 | 7 | 0 | 0 | 0
2038-07-02 07:00 | 2038 | 7 | 0 | 0 | 0
2038-07-02 08:00 | 2038 | 7 | 0 | 0 | 0
2038-07-02 09:00 | 2038 | 7 | 0 | 0 | 0
2038-07-02 10:00 | 2038 | 7 | 0 | 0 | 0
2038-07-02 11:00 | 2038 | 7 | 0 | 0 | 0
2038-07-02 12:00 | 2038 | 7 | 0 | 0 | 0
2038-07-02 13:00 | 2038 | 7 | 0 | 0 | 0
2038-07-02 14:00 | 2038 | 7 | 0 | 0 | 0
2038-07-02 15:00 | 2038 | 7 | 0 | 0 | 0
2038-07-02 16:00 | 2038 | 7 | 0 | 0 | 0
2038-07-02 17:00 | 2038 | 7 | 0 | 0 | 0
2038-07-02 18:00 | 2038 | 7 | 0 | 0 | 0
2038-07-02 19:00 | 2038 | 7 | 0 | 0 | 0
2038-07-02 20:00 | 2038 | 7 | 0 | 0 | 0
2038-07-02 21:00 | 2038 | 7 | 0 | 0 | 0
2038-07-02 22:00 | 2038 | 7 | 0 | 0 | 0
2038-07-02 23:00 | 2038 | 7 | 0 | 0 | 0
2038-07-03 | 2038 | 7 | 0 | 0 | 0
2038-07-03 01:00 | 2038 | 7 | 0 | 0 | 0
2038-07-03 02:00 | 2038 | 7 | 0 | 0 | 0
2038-07-03 03:00 | 2038 | 7 | 0 | 0 | 0
2038-07-03 04:00 | 2038 | 7 | 0 | 0 | 0
2038-07-03 05:00 | 2038 | 7 | 0 | 0 | 0
2038-07-03 06:00 | 2038 | 7 | 0 | 0 | 0
2038-07-03 07:00 | 2038 | 7 | 0 | 0 | 0
2038-07-03 08:00 | 2038 | 7 | 0 | 0 | 0
2038-07-03 09:00 | 2038 | 7 | 0 | 0 | 0
2038-07-03 10:00 | 2038 | 7 | 0 | 0 | 0
2038-07-03 11:00 | 2038 | 7 | 0 | 0 | 0
2038-07-03 12:00 | 2038 | 7 | 0 | 0 | 0
2038-07-03 13:00 | 2038 | 7 | 0 | 0 | 0
2038-07-03 14:00 | 2038 | 7 | 0 | 0 | 0
2038-07-03 15:00 | 2038 | 7 | 0 | 0 | 0
2038-07-03 16:00 | 2038 | 7 | 0 | 0 | 0
2038-07-03 17:00 | 2038 | 7 | 0 | 0 | 0
2038-07-03 18:00 | 2038 | 7 | 0 | 0 | 0
2038-07-03 19:00 | 2038 | 7 | 0 | 0 | 0
2038-07-03 20:00 | 2038 | 7 | 0 | 0 | 0
2038-07-03 21:00 | 2038 | 7 | 0 | 0 | 0
2038-07-03 22:00 | 2038 | 7 | 0 | 0 | 0
2038-07-03 23:00 | 2038 | 7 | 0 | 0 | 0
2038-07-04 | 2038 | 7 | 0 | 0 | 0
2038-07-04 01:00 | 2038 | 7 | 0 | 0 | 0
2038-07-04 02:00 | 2038 | 7 | 0 | 0 | 0
2038-07-04 03:00 | 2038 | 7 | 0 | 0 | 0
2038-07-04 04:00 | 2038 | 7 | 0 | 0 | 0
2038-07-04 05:00 | 2038 | 7 | 0 | 0 | 0
2038-07-04 06:00 | 2038 | 7 | 0 | 0 | 0
2038-07-04 07:00 | 2038 | 7 | 0 | 0 | 0
2038-07-04 08:00 | 2038 | 7 | 0 | 0 | 0
2038-07-04 09:00 | 2038 | 7 | 0 | 0 | 0
2038-07-04 10:00 | 2038 | 7 | 0 | 0 | 0
2038-07-04 11:00 | 2038 | 7 | 0 | 0 | 0
2038-07-04 12:00 | 2038 | 7 | 0 | 0 | 0
2038-07-04 13:00 | 2038 | 7 | 0 | 0 | 0
2038-07-04 14:00 | 2038 | 7 | 0 | 0 | 0
2038-07-04 15:00 | 2038 | 7 | 0 | 0 | 0
2038-07-04 16:00 | 2038 | 7 | 0 | 0 | 0
2038-07-04 17:00 | 2038 | 7 | 0 | 0 | 0
2038-07-04 18:00 | 2038 | 7 | 0 | 0 | 0
2038-07-04 19:00 | 2038 | 7 | 0 | 0 | 0
2038-07-04 20:00 | 2038 | 7 | 0 | 0 | 0
2038-07-04 21:00 | 2038 | 7 | 0 | 0 | 0
2038-07-04 22:00 | 2038 | 7 | 0 | 0 | 0
2038-07-04 23:00 | 2038 | 7 | 0 | 0 | 0
2038-07-05 | 2038 | 7 | 0 | 0 | 0
2038-07-05 01:00 | 2038 | 7 | 0 | 0 | 0
2038-07-05 02:00 | 2038 | 7 | 0 | 0 | 0
2038-07-05 03:00 | 2038 | 7 | 0 | 0 | 0
2038-07-05 04:00 | 2038 | 7 | 0 | 0 | 0
2038-07-05 05:00 | 2038 | 7 | 0 | 0 | 0
2038-07-05 06:00 | 2038 | 7 | 0 | 0 | 0
2038-07-05 07:00 | 2038 | 7 | 0 | 0 | 0
2038-07-05 08:00 | 2038 | 7 | 0 | 0 | 0
2038-07-05 09:00 | 2038 | 7 | 0 | 0 | 0
2038-07-05 10:00 | 2038 | 7 | 0 | 0 | 0
2038-07-05 11:00 | 2038 | 7 | 0 | 0 | 0
2038-07-05 12:00 | 2038 | 7 | 0 | 0 | 0
2038-07-05 13:00 | 2038 | 7 | 0 | 0 | 0
2038-07-05 14:00 | 2038 | 7 | 0 | 0 | 0
2038-07-05 15:00 | 2038 | 7 | 0 | 0 | 0
2038-07-05 16:00 | 2038 | 7 | 0 | 0 | 0
2038-07-05 17:00 | 2038 | 7 | 0 | 0 | 0
2038-07-05 18:00 | 2038 | 7 | 0 | 0 | 0
2038-07-05 19:00 | 2038 | 7 | 0 | 0 | 0
2038-07-05 20:00 | 2038 | 7 | 0 | 0 | 0
2038-07-05 21:00 | 2038 | 7 | 0 | 0 | 0
2038-07-05 22:00 | 2038 | 7 | 0 | 0 | 0
2038-07-05 23:00 | 2038 | 7 | 0 | 0 | 0
2038-07-06 | 2038 | 7 | 0 | 0 | 0
2038-07-06 01:00 | 2038 | 7 | 0 | 0 | 0
2038-07-06 02:00 | 2038 | 7 | 0 | 0 | 0
2038-07-06 03:00 | 2038 | 7 | 0 | 0 | 0
2038-07-06 04:00 | 2038 | 7 | 0 | 0 | 0
2038-07-06 05:00 | 2038 | 7 | 0 | 0 | 0
2038-07-06 06:00 | 2038 | 7 | 0 | 0 | 0
2038-07-06 07:00 | 2038 | 7 | 0 | 0 | 0
2038-07-06 08:00 | 2038 | 7 | 0 | 0 | 0
2038-07-06 09:00 | 2038 | 7 | 0 | 0 | 0
2038-07-06 10:00 | 2038 | 7 | 0 | 0 | 0
2038-07-06 11:00 | 2038 | 7 | 0 | 0 | 0
2038-07-06 12:00 | 2038 | 7 | 0 | 0 | 0
2038-07-06 13:00 | 2038 | 7 | 0 | 0 | 0
2038-07-06 14:00 | 2038 | 7 | 0 | 0 | 0
2038-07-06 15:00 | 2038 | 7 | 0 | 0 | 0
2038-07-06 16:00 | 2038 | 7 | 0 | 0 | 0
2038-07-06 17:00 | 2038 | 7 | 0 | 0 | 0
2038-07-06 18:00 | 2038 | 7 | 0 | 0 | 0
2038-07-06 19:00 | 2038 | 7 | 0 | 0 | 0
2038-07-06 20:00 | 2038 | 7 | 0 | 0 | 0
2038-07-06 21:00 | 2038 | 7 | 0 | 0 | 0
2038-07-06 22:00 | 2038 | 7 | 0 | 0 | 0
2038-07-06 23:00 | 2038 | 7 | 0 | 0 | 0
2038-07-07 | 2038 | 7 | 0 | 0 | 0
2038-07-07 01:00 | 2038 | 7 | 0 | 0 | 0
2038-07-07 02:00 | 2038 | 7 | 0 | 0 | 0
2038-07-07 03:00 | 2038 | 7 | 0 | 0 | 0
2038-07-07 04:00 | 2038 | 7 | 0 | 0 | 0
2038-07-07 05:00 | 2038 | 7 | 0 | 0 | 0
2038-07-07 06:00 | 2038 | 7 | 0 | 0 | 0
2038-07-07 07:00 | 2038 | 7 | 0 | 0 | 0
2038-07-07 08:00 | 2038 | 7 | 0 | 0 | 0
2038-07-07 09:00 | 2038 | 7 | 0 | 0 | 0
2038-07-07 10:00 | 2038 | 7 | 0 | 0 | 0
2038-07-07 11:00 | 2038 | 7 | 0 | 0 | 0
2038-07-07 12:00 | 2038 | 7 | 0 | 0 | 0
2038-07-07 13:00 | 2038 | 7 | 0 | 0 | 0
2038-07-07 14:00 | 2038 | 7 | 0 | 0 | 0
2038-07-07 15:00 | 2038 | 7 | 0 | 0 | 0
2038-07-07 16:00 | 2038 | 7 | 0 | 0 | 0
2038-07-07 17:00 | 2038 | 7 | 0 | 0 | 0
2038-07-07 18:00 | 2038 | 7 | 0 | 0 | 0
2038-07-07 19:00 | 2038 | 7 | 0 | 0 | 0
2038-07-07 20:00 | 2038 | 7 | 0 | 0 | 0
2038-07-07 21:00 | 2038 | 7 | 0 | 0 | 0
2038-07-07 22:00 | 2038 | 7 | 0 | 0 | 0
2038-07-07 23:00 | 2038 | 7 | 0 | 0 | 0
2038-07-08 | 2038 | 7 | 0 | 0 | 0
2038-07-08 01:00 | 2038 | 7 | 0 | 0 | 0
2038-07-08 02:00 | 2038 | 7 | 0 | 0 | 0
2038-07-08 03:00 | 2038 | 7 | 0 | 0 | 0
2038-07-08 04:00 | 2038 | 7 | 0 | 0 | 0
2038-07-08 05:00 | 2038 | 7 | 0 | 0 | 0
2038-07-08 06:00 | 2038 | 7 | 0 | 0 | 0
2038-07-08 07:00 | 2038 | 7 | 0 | 0 | 0
2038-07-08 08:00 | 2038 | 7 | 0 | 0 | 0
2038-07-08 09:00 | 2038 | 7 | 0 | 0 | 0
2038-07-08 10:00 | 2038 | 7 | 0 | 0 | 0
2038-07-08 11:00 | 2038 | 7 | 0 | 0 | 0
2038-07-08 12:00 | 2038 | 7 | 0 | 0 | 0
2038-07-08 13:00 | 2038 | 7 | 0 | 0 | 0
2038-07-08 14:00 | 2038 | 7 | 0 | 0 | 0
2038-07-08 15:00 | 2038 | 7 | 0 | 0 | 0
2038-07-08 16:00 | 2038 | 7 | 0 | 0 | 0
2038-07-08 17:00 | 2038 | 7 | 0 | 0 | 0
2038-07-08 18:00 | 2038 | 7 | 0 | 0 | 0
2038-07-08 19:00 | 2038 | 7 | 0 | 0 | 0
2038-07-08 20:00 | 2038 | 7 | 0 | 0 | 0
2038-07-08 21:00 | 2038 | 7 | 0 | 0 | 0
2038-07-08 22:00 | 2038 | 7 | 0 | 0 | 0
2038-07-08 23:00 | 2038 | 7 | 0 | 0 | 0
2038-07-09 | 2038 | 7 | 0 | 0 | 0
2038-07-09 01:00 | 2038 | 7 | 0 | 0 | 0
2038-07-09 02:00 | 2038 | 7 | 0 | 0 | 0
2038-07-09 03:00 | 2038 | 7 | 0 | 0 | 0
2038-07-09 04:00 | 2038 | 7 | 0 | 0 | 0
2038-07-09 05:00 | 2038 | 7 | 0 | 0 | 0
2038-07-09 06:00 | 2038 | 7 | 0 | 0 | 0
2038-07-09 07:00 | 2038 | 7 | 0 | 0 | 0
2038-07-09 08:00 | 2038 | 7 | 0 | 0 | 0
2038-07-09 09:00 | 2038 | 7 | 0 | 0 | 0
2038-07-09 10:00 | 2038 | 7 | 0 | 0 | 0
2038-07-09 11:00 | 2038 | 7 | 0 | 0 | 0
2038-07-09 12:00 | 2038 | 7 | 0 | 0 | 0
2038-07-09 13:00 | 2038 | 7 | 0 | 0 | 0
2038-07-09 14:00 | 2038 | 7 | 0 | 0 | 0
2038-07-09 15:00 | 2038 | 7 | 0 | 0 | 0
2038-07-09 16:00 | 2038 | 7 | 0 | 0 | 0
2038-07-09 17:00 | 2038 | 7 | 0 | 0 | 0
2038-07-09 18:00 | 2038 | 7 | 0 | 0 | 0
2038-07-09 19:00 | 2038 | 7 | 0 | 0 | 0
2038-07-09 20:00 | 2038 | 7 | 0 | 0 | 0
2038-07-09 21:00 | 2038 | 7 | 0 | 0 | 0
2038-07-09 22:00 | 2038 | 7 | 0 | 0 | 0
2038-07-09 23:00 | 2038 | 7 | 0 | 0 | 0
2038-07-10 | 2038 | 7 | 0 | 0 | 0
2038-07-10 01:00 | 2038 | 7 | 0 | 0 | 0
2038-07-10 02:00 | 2038 | 7 | 0 | 0 | 0
2038-07-10 03:00 | 2038 | 7 | 0 | 0 | 0
2038-07-10 04:00 | 2038 | 7 | 0 | 0 | 0
2038-07-10 05:00 | 2038 | 7 | 0 | 0 | 0
2038-07-10 06:00 | 2038 | 7 | 0 | 0 | 0
2038-07-10 07:00 | 2038 | 7 | 0 | 0 | 0
2038-07-10 08:00 | 2038 | 7 | 0 | 0 | 0
2038-07-10 09:00 | 2038 | 7 | 0 | 0 | 0
2038-07-10 10:00 | 2038 | 7 | 0 | 0 | 0
2038-07-10 11:00 | 2038 | 7 | 0 | 0 | 0
2038-07-10 12:00 | 2038 | 7 | 0 | 0 | 0
2038-07-10 13:00 | 2038 | 7 | 0 | 0 | 0
2038-07-10 14:00 | 2038 | 7 | 0 | 0 | 0
2038-07-10 15:00 | 2038 | 7 | 0 | 0 | 0
2038-07-10 16:00 | 2038 | 7 | 0 | 0 | 0
2038-07-10 17:00 | 2038 | 7 | 0 | 0 | 0
2038-07-10 18:00 | 2038 | 7 | 0 | 0 | 0
2038-07-10 19:00 | 2038 | 7 | 0 | 0 | 0
2038-07-10 20:00 | 2038 | 7 | 0 | 0 | 0
2038-07-10 21:00 | 2038 | 7 | 0 | 0 | 0
2038-07-10 22:00 | 2038 | 7 | 0 | 0 | 0
2038-07-10 23:00 | 2038 | 7 | 0 | 0 | 0
2038-07-11 | 2038 | 7 | 0 | 0 | 0
2038-07-11 01:00 | 2038 | 7 | 0 | 0 | 0
2038-07-11 02:00 | 2038 | 7 | 0 | 0 | 0
2038-07-11 03:00 | 2038 | 7 | 0 | 0 | 0
2038-07-11 04:00 | 2038 | 7 | 0 | 0 | 0
2038-07-11 05:00 | 2038 | 7 | 0 | 0 | 0
2038-07-11 06:00 | 2038 | 7 | 0 | 0 | 0
2038-07-11 07:00 | 2038 | 7 | 0 | 0 | 0
2038-07-11 08:00 | 2038 | 7 | 0 | 0 | 0
2038-07-11 09:00 | 2038 | 7 | 0 | 0 | 0
2038-07-11 10:00 | 2038 | 7 | 0 | 0 | 0
2038-07-11 11:00 | 2038 | 7 | 0 | 0 | 0
2038-07-11 12:00 | 2038 | 7 | 0 | 0 | 0
2038-07-11 13:00 | 2038 | 7 | 0 | 0 | 0
2038-07-11 14:00 | 2038 | 7 | 0 | 0 | 0
2038-07-11 15:00 | 2038 | 7 | 0 | 0 | 0
2038-07-11 16:00 | 2038 | 7 | 0 | 0 | 0
2038-07-11 17:00 | 2038 | 7 | 0 | 0 | 0
2038-07-11 18:00 | 2038 | 7 | 0 | 0 | 0
2038-07-11 19:00 | 2038 | 7 | 0 | 0 | 0
2038-07-11 20:00 | 2038 | 7 | 0 | 0 | 0
2038-07-11 21:00 | 2038 | 7 | 0 | 0 | 0
2038-07-11 22:00 | 2038 | 7 | 0 | 0 | 0
2038-07-11 23:00 | 2038 | 7 | 0 | 0 | 0
2038-07-12 | 2038 | 7 | 0 | 0 | 0
2038-07-12 01:00 | 2038 | 7 | 0 | 0 | 0
2038-07-12 02:00 | 2038 | 7 | 0 | 0 | 0
2038-07-12 03:00 | 2038 | 7 | 0 | 0 | 0
2038-07-12 04:00 | 2038 | 7 | 0 | 0 | 0
2038-07-12 05:00 | 2038 | 7 | 0 | 0 | 0
2038-07-12 06:00 | 2038 | 7 | 0 | 0 | 0
2038-07-12 07:00 | 2038 | 7 | 0 | 0 | 0
2038-07-12 08:00 | 2038 | 7 | 0 | 0 | 0
2038-07-12 09:00 | 2038 | 7 | 0 | 0 | 0
2038-07-12 10:00 | 2038 | 7 | 0 | 0 | 0
2038-07-12 11:00 | 2038 | 7 | 0 | 0 | 0
2038-07-12 12:00 | 2038 | 7 | 0 | 0 | 0
2038-07-12 13:00 | 2038 | 7 | 0 | 0 | 0
2038-07-12 14:00 | 2038 | 7 | 0 | 0 | 0
2038-07-12 15:00 | 2038 | 7 | 0 | 0 | 0
2038-07-12 16:00 | 2038 | 7 | 0 | 0 | 0
2038-07-12 17:00 | 2038 | 7 | 0 | 0 | 0
2038-07-12 18:00 | 2038 | 7 | 0 | 0 | 0
2038-07-12 19:00 | 2038 | 7 | 0 | 0 | 0
2038-07-12 20:00 | 2038 | 7 | 0 | 0 | 0
2038-07-12 21:00 | 2038 | 7 | 0 | 0 | 0
2038-07-12 22:00 | 2038 | 7 | 0 | 0 | 0
2038-07-12 23:00 | 2038 | 7 | 0 | 0 | 0
2038-07-13 | 2038 | 7 | 0 | 0 | 0
2038-07-13 01:00 | 2038 | 7 | 0 | 0 | 0
2038-07-13 02:00 | 2038 | 7 | 0 | 0 | 0
2038-07-13 03:00 | 2038 | 7 | 0 | 0 | 0
2038-07-13 04:00 | 2038 | 7 | 0 | 0 | 0
2038-07-13 05:00 | 2038 | 7 | 0 | 0 | 0
2038-07-13 06:00 | 2038 | 7 | 0 | 0 | 0
2038-07-13 07:00 | 2038 | 7 | 0 | 0 | 0
2038-07-13 08:00 | 2038 | 7 | 0 | 0 | 0
2038-07-13 09:00 | 2038 | 7 | 0 | 0 | 0
2038-07-13 10:00 | 2038 | 7 | 0 | 0 | 0
2038-07-13 11:00 | 2038 | 7 | 0 | 0 | 0
2038-07-13 12:00 | 2038 | 7 | 0 | 0 | 0
2038-07-13 13:00 | 2038 | 7 | 0 | 0 | 0
2038-07-13 14:00 | 2038 | 7 | 0 | 0 | 0
2038-07-13 15:00 | 2038 | 7 | 0 | 0 | 0
2038-07-13 16:00 | 2038 | 7 | 0 | 0 | 0
2038-07-13 17:00 | 2038 | 7 | 0 | 0 | 0
2038-07-13 18:00 | 2038 | 7 | 0 | 0 | 0
2038-07-13 19:00 | 2038 | 7 | 0 | 0 | 0
2038-07-13 20:00 | 2038 | 7 | 0 | 0 | 0
2038-07-13 21:00 | 2038 | 7 | 0 | 0 | 0
2038-07-13 22:00 | 2038 | 7 | 0 | 0 | 0
2038-07-13 23:00 | 2038 | 7 | 0 | 0 | 0
2038-07-14 | 2038 | 7 | 0 | 0 | 0
2038-07-14 01:00 | 2038 | 7 | 0 | 0 | 0
2038-07-14 02:00 | 2038 | 7 | 0 | 0 | 0
2038-07-14 03:00 | 2038 | 7 | 0 | 0 | 0
2038-07-14 04:00 | 2038 | 7 | 0 | 0 | 0
2038-07-14 05:00 | 2038 | 7 | 0 | 0 | 0
2038-07-14 06:00 | 2038 | 7 | 0 | 0 | 0
2038-07-14 07:00 | 2038 | 7 | 0 | 0 | 0
2038-07-14 08:00 | 2038 | 7 | 0 | 0 | 0
2038-07-14 09:00 | 2038 | 7 | 0 | 0 | 0
2038-07-14 10:00 | 2038 | 7 | 0 | 0 | 0
2038-07-14 11:00 | 2038 | 7 | 0 | 0 | 0
2038-07-14 12:00 | 2038 | 7 | 0 | 0 | 0
2038-07-14 13:00 | 2038 | 7 | 0 | 0 | 0
2038-07-14 14:00 | 2038 | 7 | 0 | 0 | 0
2038-07-14 15:00 | 2038 | 7 | 0 | 0 | 0
2038-07-14 16:00 | 2038 | 7 | 0 | 0 | 0
2038-07-14 17:00 | 2038 | 7 | 0 | 0 | 0
2038-07-14 18:00 | 2038 | 7 | 0 | 0 | 0
2038-07-14 19:00 | 2038 | 7 | 0 | 0 | 0
2038-07-14 20:00 | 2038 | 7 | 0 | 0 | 0
2038-07-14 21:00 | 2038 | 7 | 0 | 0 | 0
2038-07-14 22:00 | 2038 | 7 | 0 | 0 | 0
2038-07-14 23:00 | 2038 | 7 | 0 | 0 | 0
2038-07-15 | 2038 | 7 | 0 | 0 | 0
2038-07-15 01:00 | 2038 | 7 | 0 | 0 | 0
2038-07-15 02:00 | 2038 | 7 | 0 | 0 | 0
2038-07-15 03:00 | 2038 | 7 | 0 | 0 | 0
2038-07-15 04:00 | 2038 | 7 | 0 | 0 | 0
2038-07-15 05:00 | 2038 | 7 | 0 | 0 | 0
2038-07-15 06:00 | 2038 | 7 | 0 | 0 | 0
2038-07-15 07:00 | 2038 | 7 | 0 | 0 | 0
2038-07-15 08:00 | 2038 | 7 | 0 | 0 | 0
2038-07-15 09:00 | 2038 | 7 | 0 | 0 | 0
2038-07-15 10:00 | 2038 | 7 | 0 | 0 | 0
2038-07-15 11:00 | 2038 | 7 | 0 | 0 | 0
2038-07-15 12:00 | 2038 | 7 | 0 | 0 | 0
2038-07-15 13:00 | 2038 | 7 | 0 | 0 | 0
2038-07-15 14:00 | 2038 | 7 | 0 | 0 | 0
2038-07-15 15:00 | 2038 | 7 | 0 | 0 | 0
2038-07-15 16:00 | 2038 | 7 | 0 | 0 | 0
2038-07-15 17:00 | 2038 | 7 | 0 | 0 | 0
2038-07-15 18:00 | 2038 | 7 | 0 | 0 | 0
2038-07-15 19:00 | 2038 | 7 | 0 | 0 | 0
2038-07-15 20:00 | 2038 | 7 | 0 | 0 | 0
2038-07-15 21:00 | 2038 | 7 | 0 | 0 | 0
2038-07-15 22:00 | 2038 | 7 | 0 | 0 | 0
2038-07-15 23:00 | 2038 | 7 | 0 | 0 | 0
2038-07-16 | 2038 | 7 | 0 | 0 | 0
2038-07-16 01:00 | 2038 | 7 | 0 | 0 | 0
2038-07-16 02:00 | 2038 | 7 | 0 | 0 | 0
2038-07-16 03:00 | 2038 | 7 | 0 | 0 | 0
2038-07-16 04:00 | 2038 | 7 | 0 | 0 | 0
2038-07-16 05:00 | 2038 | 7 | 0 | 0 | 0
2038-07-16 06:00 | 2038 | 7 | 0 | 0 | 0
2038-07-16 07:00 | 2038 | 7 | 0 | 0 | 0
2038-07-16 08:00 | 2038 | 7 | 0 | 0 | 0
2038-07-16 09:00 | 2038 | 7 | 0 | 0 | 0
2038-07-16 10:00 | 2038 | 7 | 0 | 0 | 0
2038-07-16 11:00 | 2038 | 7 | 0 | 0 | 0
2038-07-16 12:00 | 2038 | 7 | 0 | 0 | 0
2038-07-16 13:00 | 2038 | 7 | 0 | 0 | 0
2038-07-16 14:00 | 2038 | 7 | 0 | 0 | 0
2038-07-16 15:00 | 2038 | 7 | 0 | 0 | 0
2038-07-16 16:00 | 2038 | 7 | 0 | 0 | 0
2038-07-16 17:00 | 2038 | 7 | 0 | 0 | 0
2038-07-16 18:00 | 2038 | 7 | 0 | 0 | 0
2038-07-16 19:00 | 2038 | 7 | 0 | 0 | 0
2038-07-16 20:00 | 2038 | 7 | 0 | 0 | 0
2038-07-16 21:00 | 2038 | 7 | 0 | 0 | 0
2038-07-16 22:00 | 2038 | 7 | 0 | 0 | 0
2038-07-16 23:00 | 2038 | 7 | 0 | 0 | 0
2038-07-17 | 2038 | 7 | 0 | 0 | 0
2038-07-17 01:00 | 2038 | 7 | 0 | 0 | 0
2038-07-17 02:00 | 2038 | 7 | 0 | 0 | 0
2038-07-17 03:00 | 2038 | 7 | 0 | 0 | 0
2038-07-17 04:00 | 2038 | 7 | 0 | 0 | 0
2038-07-17 05:00 | 2038 | 7 | 0 | 0 | 0
2038-07-17 06:00 | 2038 | 7 | 0 | 0 | 0
2038-07-17 07:00 | 2038 | 7 | 0 | 0 | 0
2038-07-17 08:00 | 2038 | 7 | 0 | 0 | 0
2038-07-17 09:00 | 2038 | 7 | 0 | 0 | 0
2038-07-17 10:00 | 2038 | 7 | 0 | 0 | 0
2038-07-17 11:00 | 2038 | 7 | 0 | 0 | 0
2038-07-17 12:00 | 2038 | 7 | 0 | 0 | 0
2038-07-17 13:00 | 2038 | 7 | 0 | 0 | 0
2038-07-17 14:00 | 2038 | 7 | 0 | 0 | 0
2038-07-17 15:00 | 2038 | 7 | 0 | 0 | 0
2038-07-17 16:00 | 2038 | 7 | 0 | 0 | 0
2038-07-17 17:00 | 2038 | 7 | 0 | 0 | 0
2038-07-17 18:00 | 2038 | 7 | 0 | 0 | 0
2038-07-17 19:00 | 2038 | 7 | 0 | 0 | 0
2038-07-17 20:00 | 2038 | 7 | 0 | 0 | 0
2038-07-17 21:00 | 2038 | 7 | 0 | 0 | 0
2038-07-17 22:00 | 2038 | 7 | 0 | 0 | 0
2038-07-17 23:00 | 2038 | 7 | 0 | 0 | 0
2038-07-18 | 2038 | 7 | 0 | 0 | 0
2038-07-18 01:00 | 2038 | 7 | 0 | 0 | 0
2038-07-18 02:00 | 2038 | 7 | 0 | 0 | 0
2038-07-18 03:00 | 2038 | 7 | 0 | 0 | 0
2038-07-18 04:00 | 2038 | 7 | 0 | 0 | 0
2038-07-18 05:00 | 2038 | 7 | 0 | 0 | 0
2038-07-18 06:00 | 2038 | 7 | 0 | 0 | 0
2038-07-18 07:00 | 2038 | 7 | 0 | 0 | 0
2038-07-18 08:00 | 2038 | 7 | 0 | 0 | 0
2038-07-18 09:00 | 2038 | 7 | 0 | 0 | 0
2038-07-18 10:00 | 2038 | 7 | 0 | 0 | 0
2038-07-18 11:00 | 2038 | 7 | 0 | 0 | 0
2038-07-18 12:00 | 2038 | 7 | 0 | 0 | 0
2038-07-18 13:00 | 2038 | 7 | 0 | 0 | 0
2038-07-18 14:00 | 2038 | 7 | 0 | 0 | 0
2038-07-18 15:00 | 2038 | 7 | 0 | 0 | 0
2038-07-18 16:00 | 2038 | 7 | 0 | 0 | 0
2038-07-18 17:00 | 2038 | 7 | 0 | 0 | 0
2038-07-18 18:00 | 2038 | 7 | 0 | 0 | 0
2038-07-18 19:00 | 2038 | 7 | 0 | 0 | 0
2038-07-18 20:00 | 2038 | 7 | 0 | 0 | 0
2038-07-18 21:00 | 2038 | 7 | 0 | 0 | 0
2038-07-18 22:00 | 2038 | 7 | 0 | 0 | 0
2038-07-18 23:00 | 2038 | 7 | 0 | 0 | 0
2038-07-19 | 2038 | 7 | 0 | 0 | 0
2038-07-19 01:00 | 2038 | 7 | 0 | 0 | 0
2038-07-19 02:00 | 2038 | 7 | 0 | 0 | 0
2038-07-19 03:00 | 2038 | 7 | 0 | 0 | 0
2038-07-19 04:00 | 2038 | 7 | 0 | 0 | 0
2038-07-19 05:00 | 2038 | 7 | 0 | 0 | 0
2038-07-19 06:00 | 2038 | 7 | 0 | 0 | 0
2038-07-19 07:00 | 2038 | 7 | 0 | 0 | 0
2038-07-19 08:00 | 2038 | 7 | 0 | 0 | 0
2038-07-19 09:00 | 2038 | 7 | 0 | 0 | 0
2038-07-19 10:00 | 2038 | 7 | 0 | 0 | 0
2038-07-19 11:00 | 2038 | 7 | 0 | 0 | 0
2038-07-19 12:00 | 2038 | 7 | 0 | 0 | 0
2038-07-19 13:00 | 2038 | 7 | 0 | 0 | 0
2038-07-19 14:00 | 2038 | 7 | 0 | 0 | 0
2038-07-19 15:00 | 2038 | 7 | 0 | 0 | 0
2038-07-19 16:00 | 2038 | 7 | 0 | 0 | 0
2038-07-19 17:00 | 2038 | 7 | 0 | 0 | 0
2038-07-19 18:00 | 2038 | 7 | 0 | 0 | 0
2038-07-19 19:00 | 2038 | 7 | 0 | 0 | 0
2038-07-19 20:00 | 2038 | 7 | 0 | 0 | 0
2038-07-19 21:00 | 2038 | 7 | 0 | 0 | 0
2038-07-19 22:00 | 2038 | 7 | 0 | 0 | 0
2038-07-19 23:00 | 2038 | 7 | 0 | 0 | 0
2038-07-20 | 2038 | 7 | 0 | 0 | 0
2038-07-20 01:00 | 2038 | 7 | 0 | 0 | 0
2038-07-20 02:00 | 2038 | 7 | 0 | 0 | 0
2038-07-20 03:00 | 2038 | 7 | 0 | 0 | 0
2038-07-20 04:00 | 2038 | 7 | 0 | 0 | 0
2038-07-20 05:00 | 2038 | 7 | 0 | 0 | 0
2038-07-20 06:00 | 2038 | 7 | 0 | 0 | 0
2038-07-20 07:00 | 2038 | 7 | 0 | 0 | 0
2038-07-20 08:00 | 2038 | 7 | 0 | 0 | 0
2038-07-20 09:00 | 2038 | 7 | 0 | 0 | 0
2038-07-20 10:00 | 2038 | 7 | 0 | 0 | 0
2038-07-20 11:00 | 2038 | 7 | 0 | 0 | 0
2038-07-20 12:00 | 2038 | 7 | 0 | 0 | 0
2038-07-20 13:00 | 2038 | 7 | 0 | 0 | 0
2038-07-20 14:00 | 2038 | 7 | 0 | 0 | 0
2038-07-20 15:00 | 2038 | 7 | 0 | 0 | 0
2038-07-20 16:00 | 2038 | 7 | 0 | 0 | 0
2038-07-20 17:00 | 2038 | 7 | 0 | 0 | 0
2038-07-20 18:00 | 2038 | 7 | 0 | 0 | 0
2038-07-20 19:00 | 2038 | 7 | 0 | 0 | 0
2038-07-20 20:00 | 2038 | 7 | 0 | 0 | 0
2038-07-20 21:00 | 2038 | 7 | 0 | 0 | 0
2038-07-20 22:00 | 2038 | 7 | 0 | 0 | 0
2038-07-20 23:00 | 2038 | 7 | 0 | 0 | 0
2038-07-21 | 2038 | 7 | 0 | 0 | 0
2038-07-21 01:00 | 2038 | 7 | 0 | 0 | 0
2038-07-21 02:00 | 2038 | 7 | 0 | 0 | 0
2038-07-21 03:00 | 2038 | 7 | 0 | 0 | 0
2038-07-21 04:00 | 2038 | 7 | 0 | 0 | 0
2038-07-21 05:00 | 2038 | 7 | 0 | 0 | 0
2038-07-21 06:00 | 2038 | 7 | 0 | 0 | 0
2038-07-21 07:00 | 2038 | 7 | 0 | 0 | 0
2038-07-21 08:00 | 2038 | 7 | 0 | 0 | 0
2038-07-21 09:00 | 2038 | 7 | 0 | 0 | 0
2038-07-21 10:00 | 2038 | 7 | 0 | 0 | 0
2038-07-21 11:00 | 2038 | 7 | 0 | 0 | 0
2038-07-21 12:00 | 2038 | 7 | 0 | 0 | 0
2038-07-21 13:00 | 2038 | 7 | 0 | 0 | 0
2038-07-21 14:00 | 2038 | 7 | 0 | 0 | 0
2038-07-21 15:00 | 2038 | 7 | 0 | 0 | 0
2038-07-21 16:00 | 2038 | 7 | 0 | 0 | 0
2038-07-21 17:00 | 2038 | 7 | 0 | 0 | 0
2038-07-21 18:00 | 2038 | 7 | 0 | 0 | 0
2038-07-21 19:00 | 2038 | 7 | 0 | 0 | 0
2038-07-21 20:00 | 2038 | 7 | 0 | 0 | 0
2038-07-21 21:00 | 2038 | 7 | 0 | 0 | 0
2038-07-21 22:00 | 2038 | 7 | 0 | 0 | 0
2038-07-21 23:00 | 2038 | 7 | 0 | 0 | 0
2038-07-22 | 2038 | 7 | 0 | 0 | 0
2038-07-22 01:00 | 2038 | 7 | 0 | 0 | 0
2038-07-22 02:00 | 2038 | 7 | 0 | 0 | 0
2038-07-22 03:00 | 2038 | 7 | 0 | 0 | 0
2038-07-22 04:00 | 2038 | 7 | 0 | 0 | 0
2038-07-22 05:00 | 2038 | 7 | 0 | 0 | 0
2038-07-22 06:00 | 2038 | 7 | 0 | 0 | 0
2038-07-22 07:00 | 2038 | 7 | 0 | 0 | 0
2038-07-22 08:00 | 2038 | 7 | 0 | 0 | 0
2038-07-22 09:00 | 2038 | 7 | 0 | 0 | 0
2038-07-22 10:00 | 2038 | 7 | 0 | 0 | 0
2038-07-22 11:00 | 2038 | 7 | 0 | 0 | 0
2038-07-22 12:00 | 2038 | 7 | 0 | 0 | 0
2038-07-22 13:00 | 2038 | 7 | 0 | 0 | 0
2038-07-22 14:00 | 2038 | 7 | 0 | 0 | 0
2038-07-22 15:00 | 2038 | 7 | 0 | 0 | 0
2038-07-22 16:00 | 2038 | 7 | 0 | 0 | 0
2038-07-22 17:00 | 2038 | 7 | 0 | 0 | 0
2038-07-22 18:00 | 2038 | 7 | 0 | 0 | 0
2038-07-22 19:00 | 2038 | 7 | 0 | 0 | 0
2038-07-22 20:00 | 2038 | 7 | 0 | 0 | 0
2038-07-22 21:00 | 2038 | 7 | 0 | 0 | 0
2038-07-22 22:00 | 2038 | 7 | 0 | 0 | 0
2038-07-22 23:00 | 2038 | 7 | 0 | 0 | 0
2038-07-23 | 2038 | 7 | 0 | 0 | 0
2038-07-23 01:00 | 2038 | 7 | 0 | 0 | 0
2038-07-23 02:00 | 2038 | 7 | 0 | 0 | 0
2038-07-23 03:00 | 2038 | 7 | 0 | 0 | 0
2038-07-23 04:00 | 2038 | 7 | 0 | 0 | 0
2038-07-23 05:00 | 2038 | 7 | 0 | 0 | 0
2038-07-23 06:00 | 2038 | 7 | 0 | 0 | 0
2038-07-23 07:00 | 2038 | 7 | 0 | 0 | 0
2038-07-23 08:00 | 2038 | 7 | 0 | 0 | 0
2038-07-23 09:00 | 2038 | 7 | 0 | 0 | 0
2038-07-23 10:00 | 2038 | 7 | 0 | 0 | 0
2038-07-23 11:00 | 2038 | 7 | 0 | 0 | 0
2038-07-23 12:00 | 2038 | 7 | 0 | 0 | 0
2038-07-23 13:00 | 2038 | 7 | 0 | 0 | 0
2038-07-23 14:00 | 2038 | 7 | 0 | 0 | 0
2038-07-23 15:00 | 2038 | 7 | 0 | 0 | 0
2038-07-23 16:00 | 2038 | 7 | 0 | 0 | 0
2038-07-23 17:00 | 2038 | 7 | 0 | 0 | 0
2038-07-23 18:00 | 2038 | 7 | 0 | 0 | 0
2038-07-23 19:00 | 2038 | 7 | 0 | 0 | 0
2038-07-23 20:00 | 2038 | 7 | 0 | 0 | 0
2038-07-23 21:00 | 2038 | 7 | 0 | 0 | 0
2038-07-23 22:00 | 2038 | 7 | 0 | 0 | 0
2038-07-23 23:00 | 2038 | 7 | 0 | 0 | 0
2038-07-24 | 2038 | 7 | 0 | 0 | 0
2038-07-24 01:00 | 2038 | 7 | 0 | 0 | 0
2038-07-24 02:00 | 2038 | 7 | 0 | 0 | 0
2038-07-24 03:00 | 2038 | 7 | 0 | 0 | 0
2038-07-24 04:00 | 2038 | 7 | 0 | 0 | 0
2038-07-24 05:00 | 2038 | 7 | 0 | 0 | 0
2038-07-24 06:00 | 2038 | 7 | 0 | 0 | 0
2038-07-24 07:00 | 2038 | 7 | 0 | 0 | 0
2038-07-24 08:00 | 2038 | 7 | 0 | 0 | 0
2038-07-24 09:00 | 2038 | 7 | 0 | 0 | 0
2038-07-24 10:00 | 2038 | 7 | 0 | 0 | 0
2038-07-24 11:00 | 2038 | 7 | 0 | 0 | 0
2038-07-24 12:00 | 2038 | 7 | 0 | 0 | 0
2038-07-24 13:00 | 2038 | 7 | 0 | 0 | 0
2038-07-24 14:00 | 2038 | 7 | 0 | 0 | 0
2038-07-24 15:00 | 2038 | 7 | 0 | 0 | 0
2038-07-24 16:00 | 2038 | 7 | 0 | 0 | 0
2038-07-24 17:00 | 2038 | 7 | 0 | 0 | 0
2038-07-24 18:00 | 2038 | 7 | 0 | 0 | 0
2038-07-24 19:00 | 2038 | 7 | 0 | 0 | 0
2038-07-24 20:00 | 2038 | 7 | 0 | 0 | 0
2038-07-24 21:00 | 2038 | 7 | 0 | 0 | 0
2038-07-24 22:00 | 2038 | 7 | 0 | 0 | 0
2038-07-24 23:00 | 2038 | 7 | 0 | 0 | 0
2038-07-25 | 2038 | 7 | 0 | 0 | 0
2038-07-25 01:00 | 2038 | 7 | 0 | 0 | 0
2038-07-25 02:00 | 2038 | 7 | 0 | 0 | 0
2038-07-25 03:00 | 2038 | 7 | 0 | 0 | 0
2038-07-25 04:00 | 2038 | 7 | 0 | 0 | 0
2038-07-25 05:00 | 2038 | 7 | 0 | 0 | 0
2038-07-25 06:00 | 2038 | 7 | 0 | 0 | 0
2038-07-25 07:00 | 2038 | 7 | 0 | 0 | 0
2038-07-25 08:00 | 2038 | 7 | 0 | 0 | 0
2038-07-25 09:00 | 2038 | 7 | 0 | 0 | 0
2038-07-25 10:00 | 2038 | 7 | 0 | 0 | 0
2038-07-25 11:00 | 2038 | 7 | 0 | 0 | 0
2038-07-25 12:00 | 2038 | 7 | 0 | 0 | 0
2038-07-25 13:00 | 2038 | 7 | 0 | 0 | 0
2038-07-25 14:00 | 2038 | 7 | 0 | 0 | 0
2038-07-25 15:00 | 2038 | 7 | 0 | 0 | 0
2038-07-25 16:00 | 2038 | 7 | 0 | 0 | 0
2038-07-25 17:00 | 2038 | 7 | 0 | 0 | 0
2038-07-25 18:00 | 2038 | 7 | 0 | 0 | 0
2038-07-25 19:00 | 2038 | 7 | 0 | 0 | 0
2038-07-25 20:00 | 2038 | 7 | 0 | 0 | 0
2038-07-25 21:00 | 2038 | 7 | 0 | 0 | 0
2038-07-25 22:00 | 2038 | 7 | 0 | 0 | 0
2038-07-25 23:00 | 2038 | 7 | 0 | 0 | 0
2038-07-26 | 2038 | 7 | 0 | 0 | 0
2038-07-26 01:00 | 2038 | 7 | 0 | 0 | 0
2038-07-26 02:00 | 2038 | 7 | 0 | 0 | 0
2038-07-26 03:00 | 2038 | 7 | 0 | 0 | 0
2038-07-26 04:00 | 2038 | 7 | 0 | 0 | 0
2038-07-26 05:00 | 2038 | 7 | 0 | 0 | 0
2038-07-26 06:00 | 2038 | 7 | 0 | 0 | 0
2038-07-26 07:00 | 2038 | 7 | 0 | 0 | 0
2038-07-26 08:00 | 2038 | 7 | 0 | 0 | 0
2038-07-26 09:00 | 2038 | 7 | 0 | 0 | 0
2038-07-26 10:00 | 2038 | 7 | 0 | 0 | 0
2038-07-26 11:00 | 2038 | 7 | 0 | 0 | 0
2038-07-26 12:00 | 2038 | 7 | 0 | 0 | 0
2038-07-26 13:00 | 2038 | 7 | 0 | 0 | 0
2038-07-26 14:00 | 2038 | 7 | 0 | 0 | 0
2038-07-26 15:00 | 2038 | 7 | 0 | 0 | 0
2038-07-26 16:00 | 2038 | 7 | 0 | 0 | 0
2038-07-26 17:00 | 2038 | 7 | 0 | 0 | 0
2038-07-26 18:00 | 2038 | 7 | 0 | 0 | 0
2038-07-26 19:00 | 2038 | 7 | 0 | 0 | 0
2038-07-26 20:00 | 2038 | 7 | 0 | 0 | 0
2038-07-26 21:00 | 2038 | 7 | 0 | 0 | 0
2038-07-26 22:00 | 2038 | 7 | 0 | 0 | 0
2038-07-26 23:00 | 2038 | 7 | 0 | 0 | 0
2038-07-27 | 2038 | 7 | 0 | 0 | 0
2038-07-27 01:00 | 2038 | 7 | 0 | 0 | 0
2038-07-27 02:00 | 2038 | 7 | 0 | 0 | 0
2038-07-27 03:00 | 2038 | 7 | 0 | 0 | 0
2038-07-27 04:00 | 2038 | 7 | 0 | 0 | 0
2038-07-27 05:00 | 2038 | 7 | 0 | 0 | 0
2038-07-27 06:00 | 2038 | 7 | 0 | 0 | 0
2038-07-27 07:00 | 2038 | 7 | 0 | 0 | 0
2038-07-27 08:00 | 2038 | 7 | 0 | 0 | 0
2038-07-27 09:00 | 2038 | 7 | 0 | 0 | 0
2038-07-27 10:00 | 2038 | 7 | 0 | 0 | 0
2038-07-27 11:00 | 2038 | 7 | 0 | 0 | 0
2038-07-27 12:00 | 2038 | 7 | 0 | 0 | 0
2038-07-27 13:00 | 2038 | 7 | 0 | 0 | 0
2038-07-27 14:00 | 2038 | 7 | 0 | 0 | 0
2038-07-27 15:00 | 2038 | 7 | 0 | 0 | 0
2038-07-27 16:00 | 2038 | 7 | 0 | 0 | 0
2038-07-27 17:00 | 2038 | 7 | 0 | 0 | 0
2038-07-27 18:00 | 2038 | 7 | 0 | 0 | 0
2038-07-27 19:00 | 2038 | 7 | 0 | 0 | 0
2038-07-27 20:00 | 2038 | 7 | 0 | 0 | 0
2038-07-27 21:00 | 2038 | 7 | 0 | 0 | 0
2038-07-27 22:00 | 2038 | 7 | 0 | 0 | 0
2038-07-27 23:00 | 2038 | 7 | 0 | 0 | 0
2038-07-28 | 2038 | 7 | 0 | 0 | 0
2038-07-28 01:00 | 2038 | 7 | 0 | 0 | 0
2038-07-28 02:00 | 2038 | 7 | 0 | 0 | 0
2038-07-28 03:00 | 2038 | 7 | 0 | 0 | 0
2038-07-28 04:00 | 2038 | 7 | 0 | 0 | 0
2038-07-28 05:00 | 2038 | 7 | 0 | 0 | 0
2038-07-28 06:00 | 2038 | 7 | 0 | 0 | 0
2038-07-28 07:00 | 2038 | 7 | 0 | 0 | 0
2038-07-28 08:00 | 2038 | 7 | 0 | 0 | 0
2038-07-28 09:00 | 2038 | 7 | 0 | 0 | 0
2038-07-28 10:00 | 2038 | 7 | 0 | 0 | 0
2038-07-28 11:00 | 2038 | 7 | 0 | 0 | 0
2038-07-28 12:00 | 2038 | 7 | 0 | 0 | 0
2038-07-28 13:00 | 2038 | 7 | 0 | 0 | 0
2038-07-28 14:00 | 2038 | 7 | 0 | 0 | 0
2038-07-28 15:00 | 2038 | 7 | 0 | 0 | 0
2038-07-28 16:00 | 2038 | 7 | 0 | 0 | 0
2038-07-28 17:00 | 2038 | 7 | 0 | 0 | 0
2038-07-28 18:00 | 2038 | 7 | 0 | 0 | 0
2038-07-28 19:00 | 2038 | 7 | 0 | 0 | 0
2038-07-28 20:00 | 2038 | 7 | 0 | 0 | 0
2038-07-28 21:00 | 2038 | 7 | 0 | 0 | 0
2038-07-28 22:00 | 2038 | 7 | 0 | 0 | 0
2038-07-28 23:00 | 2038 | 7 | 0 | 0 | 0
2038-07-29 | 2038 | 7 | 0 | 0 | 0
2038-07-29 01:00 | 2038 | 7 | 0 | 0 | 0
2038-07-29 02:00 | 2038 | 7 | 0 | 0 | 0
2038-07-29 03:00 | 2038 | 7 | 0 | 0 | 0
2038-07-29 04:00 | 2038 | 7 | 0 | 0 | 0
2038-07-29 05:00 | 2038 | 7 | 0 | 0 | 0
2038-07-29 06:00 | 2038 | 7 | 0 | 0 | 0
2038-07-29 07:00 | 2038 | 7 | 0 | 0 | 0
2038-07-29 08:00 | 2038 | 7 | 0 | 0 | 0
2038-07-29 09:00 | 2038 | 7 | 0 | 0 | 0
2038-07-29 10:00 | 2038 | 7 | 0 | 0 | 0
2038-07-29 11:00 | 2038 | 7 | 0 | 0 | 0
2038-07-29 12:00 | 2038 | 7 | 0 | 0 | 0
2038-07-29 13:00 | 2038 | 7 | 0 | 0 | 0
2038-07-29 14:00 | 2038 | 7 | 0 | 0 | 0
2038-07-29 15:00 | 2038 | 7 | 0 | 0 | 0
2038-07-29 16:00 | 2038 | 7 | 0 | 0 | 0
2038-07-29 17:00 | 2038 | 7 | 0 | 0 | 0
2038-07-29 18:00 | 2038 | 7 | 0 | 0 | 0
2038-07-29 19:00 | 2038 | 7 | 0 | 0 | 0
2038-07-29 20:00 | 2038 | 7 | 0 | 0 | 0
2038-07-29 21:00 | 2038 | 7 | 0 | 0 | 0
2038-07-29 22:00 | 2038 | 7 | 0 | 0 | 0
2038-07-29 23:00 | 2038 | 7 | 0 | 0 | 0
2038-07-30 | 2038 | 7 | 0 | 0 | 0
2038-07-30 01:00 | 2038 | 7 | 0 | 0 | 0
2038-07-30 02:00 | 2038 | 7 | 0 | 0 | 0
2038-07-30 03:00 | 2038 | 7 | 0 | 0 | 0
2038-07-30 04:00 | 2038 | 7 | 0 | 0 | 0
2038-07-30 05:00 | 2038 | 7 | 0 | 0 | 0
2038-07-30 06:00 | 2038 | 7 | 0 | 0 | 0
2038-07-30 07:00 | 2038 | 7 | 0 | 0 | 0
2038-07-30 08:00 | 2038 | 7 | 0 | 0 | 0
2038-07-30 09:00 | 2038 | 7 | 0 | 0 | 0
2038-07-30 10:00 | 2038 | 7 | 0 | 0 | 0
2038-07-30 11:00 | 2038 | 7 | 0 | 0 | 0
2038-07-30 12:00 | 2038 | 7 | 0 | 0 | 0
2038-07-30 13:00 | 2038 | 7 | 0 | 0 | 0
2038-07-30 14:00 | 2038 | 7 | 0 | 0 | 0
2038-07-30 15:00 | 2038 | 7 | 0 | 0 | 0
2038-07-30 16:00 | 2038 | 7 | 0 | 0 | 0
2038-07-30 17:00 | 2038 | 7 | 0 | 0 | 0
2038-07-30 18:00 | 2038 | 7 | 0 | 0 | 0
2038-07-30 19:00 | 2038 | 7 | 0 | 0 | 0
2038-07-30 20:00 | 2038 | 7 | 0 | 0 | 0
2038-07-30 21:00 | 2038 | 7 | 0 | 0 | 0
2038-07-30 22:00 | 2038 | 7 | 0 | 0 | 0
2038-07-30 23:00 | 2038 | 7 | 0 | 0 | 0
2038-07-31 | 2038 | 7 | 0 | 0 | 0
2038-07-31 01:00 | 2038 | 7 | 0 | 0 | 0
2038-07-31 02:00 | 2038 | 7 | 0 | 0 | 0
2038-07-31 03:00 | 2038 | 7 | 0 | 0 | 0
2038-07-31 04:00 | 2038 | 7 | 0 | 0 | 0
2038-07-31 05:00 | 2038 | 7 | 0 | 0 | 0
2038-07-31 06:00 | 2038 | 7 | 0 | 0 | 0
2038-07-31 07:00 | 2038 | 7 | 0 | 0 | 0
2038-07-31 08:00 | 2038 | 7 | 0 | 0 | 0
2038-07-31 09:00 | 2038 | 7 | 0 | 0 | 0
2038-07-31 10:00 | 2038 | 7 | 0 | 0 | 0
2038-07-31 11:00 | 2038 | 7 | 0 | 0 | 0
2038-07-31 12:00 | 2038 | 7 | 0 | 0 | 0
2038-07-31 13:00 | 2038 | 7 | 0 | 0 | 0
2038-07-31 14:00 | 2038 | 7 | 0 | 0 | 0
2038-07-31 15:00 | 2038 | 7 | 0 | 0 | 0
2038-07-31 16:00 | 2038 | 7 | 0 | 0 | 0
2038-07-31 17:00 | 2038 | 7 | 0 | 0 | 0
2038-07-31 18:00 | 2038 | 7 | 0 | 0 | 0
2038-07-31 19:00 | 2038 | 7 | 0 | 0 | 0
2038-07-31 20:00 | 2038 | 7 | 0 | 0 | 0
2038-07-31 21:00 | 2038 | 7 | 0 | 0 | 0
2038-07-31 22:00 | 2038 | 7 | 0 | 0 | 0
2038-07-31 23:00 | 2038 | 7 | 0 | 0 | 0
2038-08-01 | 2038 | 8 | 0 | 0 | 0
2038-08-01 01:00 | 2038 | 8 | 0 | 0 | 0
2038-08-01 02:00 | 2038 | 8 | 0 | 0 | 0
2038-08-01 03:00 | 2038 | 8 | 0 | 0 | 0
2038-08-01 04:00 | 2038 | 8 | 0 | 0 | 0
2038-08-01 05:00 | 2038 | 8 | 0 | 0 | 0
2038-08-01 06:00 | 2038 | 8 | 0 | 0 | 0
2038-08-01 07:00 | 2038 | 8 | 0 | 0 | 0
2038-08-01 08:00 | 2038 | 8 | 0 | 0 | 0
2038-08-01 09:00 | 2038 | 8 | 0 | 0 | 0
2038-08-01 10:00 | 2038 | 8 | 0 | 0 | 0
2038-08-01 11:00 | 2038 | 8 | 0 | 0 | 0
2038-08-01 12:00 | 2038 | 8 | 0 | 0 | 0
2038-08-01 13:00 | 2038 | 8 | 0 | 0 | 0
2038-08-01 14:00 | 2038 | 8 | 0 | 0 | 0
2038-08-01 15:00 | 2038 | 8 | 0 | 0 | 0
2038-08-01 16:00 | 2038 | 8 | 0 | 0 | 0
2038-08-01 17:00 | 2038 | 8 | 0 | 0 | 0
2038-08-01 18:00 | 2038 | 8 | 0 | 0 | 0
2038-08-01 19:00 | 2038 | 8 | 0 | 0 | 0
2038-08-01 20:00 | 2038 | 8 | 0 | 0 | 0
2038-08-01 21:00 | 2038 | 8 | 0 | 0 | 0
2038-08-01 22:00 | 2038 | 8 | 0 | 0 | 0
2038-08-01 23:00 | 2038 | 8 | 0 | 0 | 0
2038-08-02 | 2038 | 8 | 0 | 0 | 0
2038-08-02 01:00 | 2038 | 8 | 0 | 0 | 0
2038-08-02 02:00 | 2038 | 8 | 0 | 0 | 0
2038-08-02 03:00 | 2038 | 8 | 0 | 0 | 0
2038-08-02 04:00 | 2038 | 8 | 0 | 0 | 0
2038-08-02 05:00 | 2038 | 8 | 0 | 0 | 0
2038-08-02 06:00 | 2038 | 8 | 0 | 0 | 0
2038-08-02 07:00 | 2038 | 8 | 0 | 0 | 0
2038-08-02 08:00 | 2038 | 8 | 0 | 0 | 0
2038-08-02 09:00 | 2038 | 8 | 0 | 0 | 0
2038-08-02 10:00 | 2038 | 8 | 0 | 0 | 0
2038-08-02 11:00 | 2038 | 8 | 0 | 0 | 0
2038-08-02 12:00 | 2038 | 8 | 0 | 0 | 0
2038-08-02 13:00 | 2038 | 8 | 0 | 0 | 0
2038-08-02 14:00 | 2038 | 8 | 0 | 0 | 0
2038-08-02 15:00 | 2038 | 8 | 0 | 0 | 0
2038-08-02 16:00 | 2038 | 8 | 0 | 0 | 0
2038-08-02 17:00 | 2038 | 8 | 0 | 0 | 0
2038-08-02 18:00 | 2038 | 8 | 0 | 0 | 0
2038-08-02 19:00 | 2038 | 8 | 0 | 0 | 0
2038-08-02 20:00 | 2038 | 8 | 0 | 0 | 0
2038-08-02 21:00 | 2038 | 8 | 0 | 0 | 0
2038-08-02 22:00 | 2038 | 8 | 0 | 0 | 0
2038-08-02 23:00 | 2038 | 8 | 0 | 0 | 0
2038-08-03 | 2038 | 8 | 0 | 0 | 0
2038-08-03 01:00 | 2038 | 8 | 0 | 0 | 0
2038-08-03 02:00 | 2038 | 8 | 0 | 0 | 0
2038-08-03 03:00 | 2038 | 8 | 0 | 0 | 0
2038-08-03 04:00 | 2038 | 8 | 0 | 0 | 0
2038-08-03 05:00 | 2038 | 8 | 0 | 0 | 0
2038-08-03 06:00 | 2038 | 8 | 0 | 0 | 0
2038-08-03 07:00 | 2038 | 8 | 0 | 0 | 0
2038-08-03 08:00 | 2038 | 8 | 0 | 0 | 0
2038-08-03 09:00 | 2038 | 8 | 0 | 0 | 0
2038-08-03 10:00 | 2038 | 8 | 0 | 0 | 0
2038-08-03 11:00 | 2038 | 8 | 0 | 0 | 0
2038-08-03 12:00 | 2038 | 8 | 0 | 0 | 0
2038-08-03 13:00 | 2038 | 8 | 0 | 0 | 0
2038-08-03 14:00 | 2038 | 8 | 0 | 0 | 0
2038-08-03 15:00 | 2038 | 8 | 0 | 0 | 0
2038-08-03 16:00 | 2038 | 8 | 0 | 0 | 0
2038-08-03 17:00 | 2038 | 8 | 0 | 0 | 0
2038-08-03 18:00 | 2038 | 8 | 0 | 0 | 0
2038-08-03 19:00 | 2038 | 8 | 0 | 0 | 0
2038-08-03 20:00 | 2038 | 8 | 0 | 0 | 0
2038-08-03 21:00 | 2038 | 8 | 0 | 0 | 0
2038-08-03 22:00 | 2038 | 8 | 0 | 0 | 0
2038-08-03 23:00 | 2038 | 8 | 0 | 0 | 0
2038-08-04 | 2038 | 8 | 0 | 0 | 0
2038-08-04 01:00 | 2038 | 8 | 0 | 0 | 0
2038-08-04 02:00 | 2038 | 8 | 0 | 0 | 0
2038-08-04 03:00 | 2038 | 8 | 0 | 0 | 0
2038-08-04 04:00 | 2038 | 8 | 0 | 0 | 0
2038-08-04 05:00 | 2038 | 8 | 0 | 0 | 0
2038-08-04 06:00 | 2038 | 8 | 0 | 0 | 0
2038-08-04 07:00 | 2038 | 8 | 0 | 0 | 0
2038-08-04 08:00 | 2038 | 8 | 0 | 0 | 0
2038-08-04 09:00 | 2038 | 8 | 0 | 0 | 0
2038-08-04 10:00 | 2038 | 8 | 0 | 0 | 0
2038-08-04 11:00 | 2038 | 8 | 0 | 0 | 0
2038-08-04 12:00 | 2038 | 8 | 0 | 0 | 0
2038-08-04 13:00 | 2038 | 8 | 0 | 0 | 0
2038-08-04 14:00 | 2038 | 8 | 0 | 0 | 0
2038-08-04 15:00 | 2038 | 8 | 0 | 0 | 0
2038-08-04 16:00 | 2038 | 8 | 0 | 0 | 0
2038-08-04 17:00 | 2038 | 8 | 0 | 0 | 0
2038-08-04 18:00 | 2038 | 8 | 0 | 0 | 0
2038-08-04 19:00 | 2038 | 8 | 0 | 0 | 0
2038-08-04 20:00 | 2038 | 8 | 0 | 0 | 0
2038-08-04 21:00 | 2038 | 8 | 0 | 0 | 0
2038-08-04 22:00 | 2038 | 8 | 0 | 0 | 0
2038-08-04 23:00 | 2038 | 8 | 0 | 0 | 0
2038-08-05 | 2038 | 8 | 0 | 0 | 0
2038-08-05 01:00 | 2038 | 8 | 0 | 0 | 0
2038-08-05 02:00 | 2038 | 8 | 0 | 0 | 0
2038-08-05 03:00 | 2038 | 8 | 0 | 0 | 0
2038-08-05 04:00 | 2038 | 8 | 0 | 0 | 0
2038-08-05 05:00 | 2038 | 8 | 0 | 0 | 0
2038-08-05 06:00 | 2038 | 8 | 0 | 0 | 0
2038-08-05 07:00 | 2038 | 8 | 0 | 0 | 0
2038-08-05 08:00 | 2038 | 8 | 0 | 0 | 0
2038-08-05 09:00 | 2038 | 8 | 0 | 0 | 0
2038-08-05 10:00 | 2038 | 8 | 0 | 0 | 0
2038-08-05 11:00 | 2038 | 8 | 0 | 0 | 0
2038-08-05 12:00 | 2038 | 8 | 0 | 0 | 0
2038-08-05 13:00 | 2038 | 8 | 0 | 0 | 0
2038-08-05 14:00 | 2038 | 8 | 0 | 0 | 0
2038-08-05 15:00 | 2038 | 8 | 0 | 0 | 0
2038-08-05 16:00 | 2038 | 8 | 0 | 0 | 0
2038-08-05 17:00 | 2038 | 8 | 0 | 0 | 0
2038-08-05 18:00 | 2038 | 8 | 0 | 0 | 0
2038-08-05 19:00 | 2038 | 8 | 0 | 0 | 0
2038-08-05 20:00 | 2038 | 8 | 0 | 0 | 0
2038-08-05 21:00 | 2038 | 8 | 0 | 0 | 0
2038-08-05 22:00 | 2038 | 8 | 0 | 0 | 0
2038-08-05 23:00 | 2038 | 8 | 0 | 0 | 0
2038-08-06 | 2038 | 8 | 0 | 0 | 0
2038-08-06 01:00 | 2038 | 8 | 0 | 0 | 0
2038-08-06 02:00 | 2038 | 8 | 0 | 0 | 0
2038-08-06 03:00 | 2038 | 8 | 0 | 0 | 0
2038-08-06 04:00 | 2038 | 8 | 0 | 0 | 0
2038-08-06 05:00 | 2038 | 8 | 0 | 0 | 0
2038-08-06 06:00 | 2038 | 8 | 0 | 0 | 0
2038-08-06 07:00 | 2038 | 8 | 0 | 0 | 0
2038-08-06 08:00 | 2038 | 8 | 0 | 0 | 0
2038-08-06 09:00 | 2038 | 8 | 0 | 0 | 0
2038-08-06 10:00 | 2038 | 8 | 0 | 0 | 0
2038-08-06 11:00 | 2038 | 8 | 0 | 0 | 0
2038-08-06 12:00 | 2038 | 8 | 0 | 0 | 0
2038-08-06 13:00 | 2038 | 8 | 0 | 0 | 0
2038-08-06 14:00 | 2038 | 8 | 0 | 0 | 0
2038-08-06 15:00 | 2038 | 8 | 0 | 0 | 0
2038-08-06 16:00 | 2038 | 8 | 0 | 0 | 0
2038-08-06 17:00 | 2038 | 8 | 0 | 0 | 0
2038-08-06 18:00 | 2038 | 8 | 0 | 0 | 0
2038-08-06 19:00 | 2038 | 8 | 0 | 0 | 0
2038-08-06 20:00 | 2038 | 8 | 0 | 0 | 0
2038-08-06 21:00 | 2038 | 8 | 0 | 0 | 0
2038-08-06 22:00 | 2038 | 8 | 0 | 0 | 0
2038-08-06 23:00 | 2038 | 8 | 0 | 0 | 0
2038-08-07 | 2038 | 8 | 0 | 0 | 0
2038-08-07 01:00 | 2038 | 8 | 0 | 0 | 0
2038-08-07 02:00 | 2038 | 8 | 0 | 0 | 0
2038-08-07 03:00 | 2038 | 8 | 0 | 0 | 0
2038-08-07 04:00 | 2038 | 8 | 0 | 0 | 0
2038-08-07 05:00 | 2038 | 8 | 0 | 0 | 0
2038-08-07 06:00 | 2038 | 8 | 0 | 0 | 0
2038-08-07 07:00 | 2038 | 8 | 0 | 0 | 0
2038-08-07 08:00 | 2038 | 8 | 0 | 0 | 0
2038-08-07 09:00 | 2038 | 8 | 0 | 0 | 0
2038-08-07 10:00 | 2038 | 8 | 0 | 0 | 0
2038-08-07 11:00 | 2038 | 8 | 0 | 0 | 0
2038-08-07 12:00 | 2038 | 8 | 0 | 0 | 0
2038-08-07 13:00 | 2038 | 8 | 0 | 0 | 0
2038-08-07 14:00 | 2038 | 8 | 0 | 0 | 0
2038-08-07 15:00 | 2038 | 8 | 0 | 0 | 0
2038-08-07 16:00 | 2038 | 8 | 0 | 0 | 0
2038-08-07 17:00 | 2038 | 8 | 0 | 0 | 0
2038-08-07 18:00 | 2038 | 8 | 0 | 0 | 0
2038-08-07 19:00 | 2038 | 8 | 0 | 0 | 0
2038-08-07 20:00 | 2038 | 8 | 0 | 0 | 0
2038-08-07 21:00 | 2038 | 8 | 0 | 0 | 0
2038-08-07 22:00 | 2038 | 8 | 0 | 0 | 0
2038-08-07 23:00 | 2038 | 8 | 0 | 0 | 0
2038-08-08 | 2038 | 8 | 0 | 0 | 0
2038-08-08 01:00 | 2038 | 8 | 0 | 0 | 0
2038-08-08 02:00 | 2038 | 8 | 0 | 0 | 0
2038-08-08 03:00 | 2038 | 8 | 0 | 0 | 0
2038-08-08 04:00 | 2038 | 8 | 0 | 0 | 0
2038-08-08 05:00 | 2038 | 8 | 0 | 0 | 0
2038-08-08 06:00 | 2038 | 8 | 0 | 0 | 0
2038-08-08 07:00 | 2038 | 8 | 0 | 0 | 0
2038-08-08 08:00 | 2038 | 8 | 0 | 0 | 0
2038-08-08 09:00 | 2038 | 8 | 0 | 0 | 0
2038-08-08 10:00 | 2038 | 8 | 0 | 0 | 0
2038-08-08 11:00 | 2038 | 8 | 0 | 0 | 0
2038-08-08 12:00 | 2038 | 8 | 0 | 0 | 0
2038-08-08 13:00 | 2038 | 8 | 0 | 0 | 0
2038-08-08 14:00 | 2038 | 8 | 0 | 0 | 0
2038-08-08 15:00 | 2038 | 8 | 0 | 0 | 0
2038-08-08 16:00 | 2038 | 8 | 0 | 0 | 0
2038-08-08 17:00 | 2038 | 8 | 0 | 0 | 0
2038-08-08 18:00 | 2038 | 8 | 0 | 0 | 0
2038-08-08 19:00 | 2038 | 8 | 0 | 0 | 0
2038-08-08 20:00 | 2038 | 8 | 0 | 0 | 0
2038-08-08 21:00 | 2038 | 8 | 0 | 0 | 0
2038-08-08 22:00 | 2038 | 8 | 0 | 0 | 0
2038-08-08 23:00 | 2038 | 8 | 0 | 0 | 0
2038-08-09 | 2038 | 8 | 0 | 0 | 0
2038-08-09 01:00 | 2038 | 8 | 0 | 0 | 0
2038-08-09 02:00 | 2038 | 8 | 0 | 0 | 0
2038-08-09 03:00 | 2038 | 8 | 0 | 0 | 0
2038-08-09 04:00 | 2038 | 8 | 0 | 0 | 0
2038-08-09 05:00 | 2038 | 8 | 0 | 0 | 0
2038-08-09 06:00 | 2038 | 8 | 0 | 0 | 0
2038-08-09 07:00 | 2038 | 8 | 0 | 0 | 0
2038-08-09 08:00 | 2038 | 8 | 0 | 0 | 0
2038-08-09 09:00 | 2038 | 8 | 0 | 0 | 0
2038-08-09 10:00 | 2038 | 8 | 0 | 0 | 0
2038-08-09 11:00 | 2038 | 8 | 0 | 0 | 0
2038-08-09 12:00 | 2038 | 8 | 0 | 0 | 0
2038-08-09 13:00 | 2038 | 8 | 0 | 0 | 0
2038-08-09 14:00 | 2038 | 8 | 0 | 0 | 0
2038-08-09 15:00 | 2038 | 8 | 0 | 0 | 0
2038-08-09 16:00 | 2038 | 8 | 0 | 0 | 0
2038-08-09 17:00 | 2038 | 8 | 0 | 0 | 0
2038-08-09 18:00 | 2038 | 8 | 0 | 0 | 0
2038-08-09 19:00 | 2038 | 8 | 0 | 0 | 0
2038-08-09 20:00 | 2038 | 8 | 0 | 0 | 0
2038-08-09 21:00 | 2038 | 8 | 0 | 0 | 0
2038-08-09 22:00 | 2038 | 8 | 0 | 0 | 0
2038-08-09 23:00 | 2038 | 8 | 0 | 0 | 0
2038-08-10 | 2038 | 8 | 0 | 0 | 0
2038-08-10 01:00 | 2038 | 8 | 0 | 0 | 0
2038-08-10 02:00 | 2038 | 8 | 0 | 0 | 0
2038-08-10 03:00 | 2038 | 8 | 0 | 0 | 0
2038-08-10 04:00 | 2038 | 8 | 0 | 0 | 0
2038-08-10 05:00 | 2038 | 8 | 0 | 0 | 0
2038-08-10 06:00 | 2038 | 8 | 0 | 0 | 0
2038-08-10 07:00 | 2038 | 8 | 0 | 0 | 0
2038-08-10 08:00 | 2038 | 8 | 0 | 0 | 0
2038-08-10 09:00 | 2038 | 8 | 0 | 0 | 0
2038-08-10 10:00 | 2038 | 8 | 0 | 0 | 0
2038-08-10 11:00 | 2038 | 8 | 0 | 0 | 0
2038-08-10 12:00 | 2038 | 8 | 0 | 0 | 0
2038-08-10 13:00 | 2038 | 8 | 0 | 0 | 0
2038-08-10 14:00 | 2038 | 8 | 0 | 0 | 0
2038-08-10 15:00 | 2038 | 8 | 0 | 0 | 0
2038-08-10 16:00 | 2038 | 8 | 0 | 0 | 0
2038-08-10 17:00 | 2038 | 8 | 0 | 0 | 0
2038-08-10 18:00 | 2038 | 8 | 0 | 0 | 0
2038-08-10 19:00 | 2038 | 8 | 0 | 0 | 0
2038-08-10 20:00 | 2038 | 8 | 0 | 0 | 0
2038-08-10 21:00 | 2038 | 8 | 0 | 0 | 0
2038-08-10 22:00 | 2038 | 8 | 0 | 0 | 0
2038-08-10 23:00 | 2038 | 8 | 0 | 0 | 0
2038-08-11 | 2038 | 8 | 0 | 0 | 0
2038-08-11 01:00 | 2038 | 8 | 0 | 0 | 0
2038-08-11 02:00 | 2038 | 8 | 0 | 0 | 0
2038-08-11 03:00 | 2038 | 8 | 0 | 0 | 0
2038-08-11 04:00 | 2038 | 8 | 0 | 0 | 0
2038-08-11 05:00 | 2038 | 8 | 0 | 0 | 0
2038-08-11 06:00 | 2038 | 8 | 0 | 0 | 0
2038-08-11 07:00 | 2038 | 8 | 0 | 0 | 0
2038-08-11 08:00 | 2038 | 8 | 0 | 0 | 0
2038-08-11 09:00 | 2038 | 8 | 0 | 0 | 0
2038-08-11 10:00 | 2038 | 8 | 0 | 0 | 0
2038-08-11 11:00 | 2038 | 8 | 0 | 0 | 0
2038-08-11 12:00 | 2038 | 8 | 0 | 0 | 0
2038-08-11 13:00 | 2038 | 8 | 0 | 0 | 0
2038-08-11 14:00 | 2038 | 8 | 0 | 0 | 0
2038-08-11 15:00 | 2038 | 8 | 0 | 0 | 0
2038-08-11 16:00 | 2038 | 8 | 0 | 0 | 0
2038-08-11 17:00 | 2038 | 8 | 0 | 0 | 0
2038-08-11 18:00 | 2038 | 8 | 0 | 0 | 0
2038-08-11 19:00 | 2038 | 8 | 0 | 0 | 0
2038-08-11 20:00 | 2038 | 8 | 0 | 0 | 0
2038-08-11 21:00 | 2038 | 8 | 0 | 0 | 0
2038-08-11 22:00 | 2038 | 8 | 0 | 0 | 0
2038-08-11 23:00 | 2038 | 8 | 0 | 0 | 0
2038-08-12 | 2038 | 8 | 0 | 0 | 0
2038-08-12 01:00 | 2038 | 8 | 0 | 0 | 0
2038-08-12 02:00 | 2038 | 8 | 0 | 0 | 0
2038-08-12 03:00 | 2038 | 8 | 0 | 0 | 0
2038-08-12 04:00 | 2038 | 8 | 0 | 0 | 0
2038-08-12 05:00 | 2038 | 8 | 0 | 0 | 0
2038-08-12 06:00 | 2038 | 8 | 0 | 0 | 0
2038-08-12 07:00 | 2038 | 8 | 0 | 0 | 0
2038-08-12 08:00 | 2038 | 8 | 0 | 0 | 0
2038-08-12 09:00 | 2038 | 8 | 0 | 0 | 0
2038-08-12 10:00 | 2038 | 8 | 0 | 0 | 0
2038-08-12 11:00 | 2038 | 8 | 0 | 0 | 0
2038-08-12 12:00 | 2038 | 8 | 0 | 0 | 0
2038-08-12 13:00 | 2038 | 8 | 0 | 0 | 0
2038-08-12 14:00 | 2038 | 8 | 0 | 0 | 0
2038-08-12 15:00 | 2038 | 8 | 0 | 0 | 0
2038-08-12 16:00 | 2038 | 8 | 0 | 0 | 0
2038-08-12 17:00 | 2038 | 8 | 0 | 0 | 0
2038-08-12 18:00 | 2038 | 8 | 0 | 0 | 0
2038-08-12 19:00 | 2038 | 8 | 0 | 0 | 0
2038-08-12 20:00 | 2038 | 8 | 0 | 0 | 0
2038-08-12 21:00 | 2038 | 8 | 0 | 0 | 0
2038-08-12 22:00 | 2038 | 8 | 0 | 0 | 0
2038-08-12 23:00 | 2038 | 8 | 0 | 0 | 0
2038-08-13 | 2038 | 8 | 0 | 0 | 0
2038-08-13 01:00 | 2038 | 8 | 0 | 0 | 0
2038-08-13 02:00 | 2038 | 8 | 0 | 0 | 0
2038-08-13 03:00 | 2038 | 8 | 0 | 0 | 0
2038-08-13 04:00 | 2038 | 8 | 0 | 0 | 0
2038-08-13 05:00 | 2038 | 8 | 0 | 0 | 0
2038-08-13 06:00 | 2038 | 8 | 0 | 0 | 0
2038-08-13 07:00 | 2038 | 8 | 0 | 0 | 0
2038-08-13 08:00 | 2038 | 8 | 0 | 0 | 0
2038-08-13 09:00 | 2038 | 8 | 0 | 0 | 0
2038-08-13 10:00 | 2038 | 8 | 0 | 0 | 0
2038-08-13 11:00 | 2038 | 8 | 0 | 0 | 0
2038-08-13 12:00 | 2038 | 8 | 0 | 0 | 0
2038-08-13 13:00 | 2038 | 8 | 0 | 0 | 0
2038-08-13 14:00 | 2038 | 8 | 0 | 0 | 0
2038-08-13 15:00 | 2038 | 8 | 0 | 0 | 0
2038-08-13 16:00 | 2038 | 8 | 0 | 0 | 0
2038-08-13 17:00 | 2038 | 8 | 0 | 0 | 0
2038-08-13 18:00 | 2038 | 8 | 0 | 0 | 0
2038-08-13 19:00 | 2038 | 8 | 0 | 0 | 0
2038-08-13 20:00 | 2038 | 8 | 0 | 0 | 0
2038-08-13 21:00 | 2038 | 8 | 0 | 0 | 0
2038-08-13 22:00 | 2038 | 8 | 0 | 0 | 0
2038-08-13 23:00 | 2038 | 8 | 0 | 0 | 0
2038-08-14 | 2038 | 8 | 0 | 0 | 0
2038-08-14 01:00 | 2038 | 8 | 0 | 0 | 0
2038-08-14 02:00 | 2038 | 8 | 0 | 0 | 0
2038-08-14 03:00 | 2038 | 8 | 0 | 0 | 0
2038-08-14 04:00 | 2038 | 8 | 0 | 0 | 0
2038-08-14 05:00 | 2038 | 8 | 0 | 0 | 0
2038-08-14 06:00 | 2038 | 8 | 0 | 0 | 0
2038-08-14 07:00 | 2038 | 8 | 0 | 0 | 0
2038-08-14 08:00 | 2038 | 8 | 0 | 0 | 0
2038-08-14 09:00 | 2038 | 8 | 0 | 0 | 0
2038-08-14 10:00 | 2038 | 8 | 0 | 0 | 0
2038-08-14 11:00 | 2038 | 8 | 0 | 0 | 0
2038-08-14 12:00 | 2038 | 8 | 0 | 0 | 0
2038-08-14 13:00 | 2038 | 8 | 0 | 0 | 0
2038-08-14 14:00 | 2038 | 8 | 0 | 0 | 0
2038-08-14 15:00 | 2038 | 8 | 0 | 0 | 0
2038-08-14 16:00 | 2038 | 8 | 0 | 0 | 0
2038-08-14 17:00 | 2038 | 8 | 0 | 0 | 0
2038-08-14 18:00 | 2038 | 8 | 0 | 0 | 0
2038-08-14 19:00 | 2038 | 8 | 0 | 0 | 0
2038-08-14 20:00 | 2038 | 8 | 0 | 0 | 0
2038-08-14 21:00 | 2038 | 8 | 0 | 0 | 0
2038-08-14 22:00 | 2038 | 8 | 0 | 0 | 0
2038-08-14 23:00 | 2038 | 8 | 0 | 0 | 0
2038-08-15 | 2038 | 8 | 0 | 0 | 0
2038-08-15 01:00 | 2038 | 8 | 0 | 0 | 0
2038-08-15 02:00 | 2038 | 8 | 0 | 0 | 0
2038-08-15 03:00 | 2038 | 8 | 0 | 0 | 0
2038-08-15 04:00 | 2038 | 8 | 0 | 0 | 0
2038-08-15 05:00 | 2038 | 8 | 0 | 0 | 0
2038-08-15 06:00 | 2038 | 8 | 0 | 0 | 0
2038-08-15 07:00 | 2038 | 8 | 0 | 0 | 0
2038-08-15 08:00 | 2038 | 8 | 0 | 0 | 0
2038-08-15 09:00 | 2038 | 8 | 0 | 0 | 0
2038-08-15 10:00 | 2038 | 8 | 0 | 0 | 0
2038-08-15 11:00 | 2038 | 8 | 0 | 0 | 0
2038-08-15 12:00 | 2038 | 8 | 0 | 0 | 0
2038-08-15 13:00 | 2038 | 8 | 0 | 0 | 0
2038-08-15 14:00 | 2038 | 8 | 0 | 0 | 0
2038-08-15 15:00 | 2038 | 8 | 0 | 0 | 0
2038-08-15 16:00 | 2038 | 8 | 0 | 0 | 0
2038-08-15 17:00 | 2038 | 8 | 0 | 0 | 0
2038-08-15 18:00 | 2038 | 8 | 0 | 0 | 0
2038-08-15 19:00 | 2038 | 8 | 0 | 0 | 0
2038-08-15 20:00 | 2038 | 8 | 0 | 0 | 0
2038-08-15 21:00 | 2038 | 8 | 0 | 0 | 0
2038-08-15 22:00 | 2038 | 8 | 0 | 0 | 0
2038-08-15 23:00 | 2038 | 8 | 0 | 0 | 0
2038-08-16 | 2038 | 8 | 0 | 0 | 0
2038-08-16 01:00 | 2038 | 8 | 0 | 0 | 0
2038-08-16 02:00 | 2038 | 8 | 0 | 0 | 0
2038-08-16 03:00 | 2038 | 8 | 0 | 0 | 0
2038-08-16 04:00 | 2038 | 8 | 0 | 0 | 0
2038-08-16 05:00 | 2038 | 8 | 0 | 0 | 0
2038-08-16 06:00 | 2038 | 8 | 0 | 0 | 0
2038-08-16 07:00 | 2038 | 8 | 0 | 0 | 0
2038-08-16 08:00 | 2038 | 8 | 0 | 0 | 0
2038-08-16 09:00 | 2038 | 8 | 0 | 0 | 0
2038-08-16 10:00 | 2038 | 8 | 0 | 0 | 0
2038-08-16 11:00 | 2038 | 8 | 0 | 0 | 0
2038-08-16 12:00 | 2038 | 8 | 0 | 0 | 0
2038-08-16 13:00 | 2038 | 8 | 0 | 0 | 0
2038-08-16 14:00 | 2038 | 8 | 0 | 0 | 0
2038-08-16 15:00 | 2038 | 8 | 0 | 0 | 0
2038-08-16 16:00 | 2038 | 8 | 0 | 0 | 0
2038-08-16 17:00 | 2038 | 8 | 0 | 0 | 0
2038-08-16 18:00 | 2038 | 8 | 0 | 0 | 0
2038-08-16 19:00 | 2038 | 8 | 0 | 0 | 0
2038-08-16 20:00 | 2038 | 8 | 0 | 0 | 0
2038-08-16 21:00 | 2038 | 8 | 0 | 0 | 0
2038-08-16 22:00 | 2038 | 8 | 0 | 0 | 0
2038-08-16 23:00 | 2038 | 8 | 0 | 0 | 0
2038-08-17 | 2038 | 8 | 0 | 0 | 0
2038-08-17 01:00 | 2038 | 8 | 0 | 0 | 0
2038-08-17 02:00 | 2038 | 8 | 0 | 0 | 0
2038-08-17 03:00 | 2038 | 8 | 0 | 0 | 0
2038-08-17 04:00 | 2038 | 8 | 0 | 0 | 0
2038-08-17 05:00 | 2038 | 8 | 0 | 0 | 0
2038-08-17 06:00 | 2038 | 8 | 0 | 0 | 0
2038-08-17 07:00 | 2038 | 8 | 0 | 0 | 0
2038-08-17 08:00 | 2038 | 8 | 0 | 0 | 0
2038-08-17 09:00 | 2038 | 8 | 0 | 0 | 0
2038-08-17 10:00 | 2038 | 8 | 0 | 0 | 0
2038-08-17 11:00 | 2038 | 8 | 0 | 0 | 0
2038-08-17 12:00 | 2038 | 8 | 0 | 0 | 0
2038-08-17 13:00 | 2038 | 8 | 0 | 0 | 0
2038-08-17 14:00 | 2038 | 8 | 0 | 0 | 0
2038-08-17 15:00 | 2038 | 8 | 0 | 0 | 0
2038-08-17 16:00 | 2038 | 8 | 0 | 0 | 0
2038-08-17 17:00 | 2038 | 8 | 0 | 0 | 0
2038-08-17 18:00 | 2038 | 8 | 0 | 0 | 0
2038-08-17 19:00 | 2038 | 8 | 0 | 0 | 0
2038-08-17 20:00 | 2038 | 8 | 0 | 0 | 0
2038-08-17 21:00 | 2038 | 8 | 0 | 0 | 0
2038-08-17 22:00 | 2038 | 8 | 0 | 0 | 0
2038-08-17 23:00 | 2038 | 8 | 0 | 0 | 0
2038-08-18 | 2038 | 8 | 0 | 0 | 0
2038-08-18 01:00 | 2038 | 8 | 0 | 0 | 0
2038-08-18 02:00 | 2038 | 8 | 0 | 0 | 0
2038-08-18 03:00 | 2038 | 8 | 0 | 0 | 0
2038-08-18 04:00 | 2038 | 8 | 0 | 0 | 0
2038-08-18 05:00 | 2038 | 8 | 0 | 0 | 0
2038-08-18 06:00 | 2038 | 8 | 0 | 0 | 0
2038-08-18 07:00 | 2038 | 8 | 0 | 0 | 0
2038-08-18 08:00 | 2038 | 8 | 0 | 0 | 0
2038-08-18 09:00 | 2038 | 8 | 0 | 0 | 0
2038-08-18 10:00 | 2038 | 8 | 0 | 0 | 0
2038-08-18 11:00 | 2038 | 8 | 0 | 0 | 0
2038-08-18 12:00 | 2038 | 8 | 0 | 0 | 0
2038-08-18 13:00 | 2038 | 8 | 0 | 0 | 0
2038-08-18 14:00 | 2038 | 8 | 0 | 0 | 0
2038-08-18 15:00 | 2038 | 8 | 0 | 0 | 0
2038-08-18 16:00 | 2038 | 8 | 0 | 0 | 0
2038-08-18 17:00 | 2038 | 8 | 0 | 0 | 0
2038-08-18 18:00 | 2038 | 8 | 0 | 0 | 0
2038-08-18 19:00 | 2038 | 8 | 0 | 0 | 0
2038-08-18 20:00 | 2038 | 8 | 0 | 0 | 0
2038-08-18 21:00 | 2038 | 8 | 0 | 0 | 0
2038-08-18 22:00 | 2038 | 8 | 0 | 0 | 0
2038-08-18 23:00 | 2038 | 8 | 0 | 0 | 0
2038-08-19 | 2038 | 8 | 0 | 0 | 0
2038-08-19 01:00 | 2038 | 8 | 0 | 0 | 0
2038-08-19 02:00 | 2038 | 8 | 0 | 0 | 0
2038-08-19 03:00 | 2038 | 8 | 0 | 0 | 0
2038-08-19 04:00 | 2038 | 8 | 0 | 0 | 0
2038-08-19 05:00 | 2038 | 8 | 0 | 0 | 0
2038-08-19 06:00 | 2038 | 8 | 0 | 0 | 0
2038-08-19 07:00 | 2038 | 8 | 0 | 0 | 0
2038-08-19 08:00 | 2038 | 8 | 0 | 0 | 0
2038-08-19 09:00 | 2038 | 8 | 0 | 0 | 0
2038-08-19 10:00 | 2038 | 8 | 0 | 0 | 0
2038-08-19 11:00 | 2038 | 8 | 0 | 0 | 0
2038-08-19 12:00 | 2038 | 8 | 0 | 0 | 0
2038-08-19 13:00 | 2038 | 8 | 0 | 0 | 0
2038-08-19 14:00 | 2038 | 8 | 0 | 0 | 0
2038-08-19 15:00 | 2038 | 8 | 0 | 0 | 0
2038-08-19 16:00 | 2038 | 8 | 0 | 0 | 0
2038-08-19 17:00 | 2038 | 8 | 0 | 0 | 0
2038-08-19 18:00 | 2038 | 8 | 0 | 0 | 0
2038-08-19 19:00 | 2038 | 8 | 0 | 0 | 0
2038-08-19 20:00 | 2038 | 8 | 0 | 0 | 0
2038-08-19 21:00 | 2038 | 8 | 0 | 0 | 0
2038-08-19 22:00 | 2038 | 8 | 0 | 0 | 0
2038-08-19 23:00 | 2038 | 8 | 0 | 0 | 0
2038-08-20 | 2038 | 8 | 0 | 0 | 0
2038-08-20 01:00 | 2038 | 8 | 0 | 0 | 0
2038-08-20 02:00 | 2038 | 8 | 0 | 0 | 0
2038-08-20 03:00 | 2038 | 8 | 0 | 0 | 0
2038-08-20 04:00 | 2038 | 8 | 0 | 0 | 0
2038-08-20 05:00 | 2038 | 8 | 0 | 0 | 0
2038-08-20 06:00 | 2038 | 8 | 0 | 0 | 0
2038-08-20 07:00 | 2038 | 8 | 0 | 0 | 0
2038-08-20 08:00 | 2038 | 8 | 0 | 0 | 0
2038-08-20 09:00 | 2038 | 8 | 0 | 0 | 0
2038-08-20 10:00 | 2038 | 8 | 0 | 0 | 0
2038-08-20 11:00 | 2038 | 8 | 0 | 0 | 0
2038-08-20 12:00 | 2038 | 8 | 0 | 0.025146 | 0
2038-08-20 13:00 | 2038 | 8 | 0 | 0 | 0
2038-08-20 14:00 | 2038 | 8 | 0 | 0 | 0
2038-08-20 15:00 | 2038 | 8 | 0 | 0 | 0
2038-08-20 16:00 | 2038 | 8 | 0 | 0 | 0
2038-08-20 17:00 | 2038 | 8 | 0 | 0 | 0
2038-08-20 18:00 | 2038 | 8 | 0 | 0 | 0
2038-08-20 19:00 | 2038 | 8 | 0 | 0 | 0
2038-08-20 20:00 | 2038 | 8 | 0 | 0 | 0
2038-08-20 21:00 | 2038 | 8 | 0 | 0 | 0
2038-08-20 22:00 | 2038 | 8 | 0 | 0 | 0
2038-08-20 23:00 | 2038 | 8 | 0 | 0 | 0
2038-08-21 | 2038 | 8 | 0 | 0 | 0
2038-08-21 01:00 | 2038 | 8 | 0 | 0 | 0
2038-08-21 02:00 | 2038 | 8 | 0 | 0 | 0
2038-08-21 03:00 | 2038 | 8 | 0 | 0 | 0
2038-08-21 04:00 | 2038 | 8 | 0 | 0 | 0
2038-08-21 05:00 | 2038 | 8 | 0 | 0 | 0
2038-08-21 06:00 | 2038 | 8 | 0 | 0 | 0
2038-08-21 07:00 | 2038 | 8 | 0 | 0 | 0
2038-08-21 08:00 | 2038 | 8 | 0 | 0 | 0
2038-08-21 09:00 | 2038 | 8 | 0 | 0 | 0
2038-08-21 10:00 | 2038 | 8 | 0 | 0 | 0
2038-08-21 11:00 | 2038 | 8 | 0 | 0 | 0
2038-08-21 12:00 | 2038 | 8 | 0 | 0 | 0
2038-08-21 13:00 | 2038 | 8 | 0 | 0 | 0
2038-08-21 14:00 | 2038 | 8 | 0 | 0 | 0
2038-08-21 15:00 | 2038 | 8 | 0 | 0 | 0
2038-08-21 16:00 | 2038 | 8 | 0 | 0 | 0
2038-08-21 17:00 | 2038 | 8 | 0 | 0 | 0
2038-08-21 18:00 | 2038 | 8 | 0 | 0 | 0
2038-08-21 19:00 | 2038 | 8 | 0 | 0 | 0
2038-08-21 20:00 | 2038 | 8 | 0 | 0 | 0
2038-08-21 21:00 | 2038 | 8 | 0 | 0 | 0
2038-08-21 22:00 | 2038 | 8 | 0 | 0 | 0
2038-08-21 23:00 | 2038 | 8 | 0 | 0 | 0
2038-08-22 | 2038 | 8 | 0 | 0 | 0
2038-08-22 01:00 | 2038 | 8 | 0 | 0 | 0
2038-08-22 02:00 | 2038 | 8 | 0 | 0 | 0
2038-08-22 03:00 | 2038 | 8 | 0 | 0 | 0
2038-08-22 04:00 | 2038 | 8 | 0 | 0 | 0
2038-08-22 05:00 | 2038 | 8 | 0 | 0 | 0
2038-08-22 06:00 | 2038 | 8 | 0 | 0 | 0
2038-08-22 07:00 | 2038 | 8 | 0 | 0 | 0
2038-08-22 08:00 | 2038 | 8 | 0 | 0 | 0
2038-08-22 09:00 | 2038 | 8 | 0 | 0 | 0
2038-08-22 10:00 | 2038 | 8 | 0 | 0 | 0
2038-08-22 11:00 | 2038 | 8 | 0 | 0 | 0
2038-08-22 12:00 | 2038 | 8 | 0 | 0 | 0
2038-08-22 13:00 | 2038 | 8 | 0 | 0 | 0
2038-08-22 14:00 | 2038 | 8 | 0 | 0 | 0
2038-08-22 15:00 | 2038 | 8 | 0 | 0 | 0
2038-08-22 16:00 | 2038 | 8 | 0 | 0 | 0
2038-08-22 17:00 | 2038 | 8 | 0 | 0 | 0
2038-08-22 18:00 | 2038 | 8 | 0 | 0 | 0
2038-08-22 19:00 | 2038 | 8 | 0 | 0 | 0
2038-08-22 20:00 | 2038 | 8 | 0 | 0 | 0
2038-08-22 21:00 | 2038 | 8 | 0 | 0 | 0
2038-08-22 22:00 | 2038 | 8 | 0 | 0 | 0
2038-08-22 23:00 | 2038 | 8 | 0 | 0 | 0
2038-08-23 | 2038 | 8 | 0 | 0 | 0
2038-08-23 01:00 | 2038 | 8 | 0 | 0 | 0
2038-08-23 02:00 | 2038 | 8 | 0 | 0 | 0
2038-08-23 03:00 | 2038 | 8 | 0 | 0 | 0
2038-08-23 04:00 | 2038 | 8 | 0 | 0 | 0
2038-08-23 05:00 | 2038 | 8 | 0 | 0 | 0
2038-08-23 06:00 | 2038 | 8 | 0 | 0 | 0
2038-08-23 07:00 | 2038 | 8 | 0 | 0 | 0
2038-08-23 08:00 | 2038 | 8 | 0 | 0 | 0
2038-08-23 09:00 | 2038 | 8 | 0 | 0 | 0
2038-08-23 10:00 | 2038 | 8 | 0 | 0 | 0
2038-08-23 11:00 | 2038 | 8 | 0 | 0 | 0
2038-08-23 12:00 | 2038 | 8 | 0 | 0 | 0
2038-08-23 13:00 | 2038 | 8 | 0 | 0 | 0
2038-08-23 14:00 | 2038 | 8 | 0 | 0 | 0
2038-08-23 15:00 | 2038 | 8 | 0 | 0 | 0
2038-08-23 16:00 | 2038 | 8 | 0 | 0 | 0
2038-08-23 17:00 | 2038 | 8 | 0 | 0 | 0
2038-08-23 18:00 | 2038 | 8 | 0 | 0 | 0
2038-08-23 19:00 | 2038 | 8 | 0 | 0 | 0
2038-08-23 20:00 | 2038 | 8 | 0 | 0 | 0
2038-08-23 21:00 | 2038 | 8 | 0 | 0 | 0
2038-08-23 22:00 | 2038 | 8 | 0 | 0 | 0
2038-08-23 23:00 | 2038 | 8 | 0 | 0 | 0
2038-08-24 | 2038 | 8 | 0 | 0 | 0
2038-08-24 01:00 | 2038 | 8 | 0 | 0 | 0
2038-08-24 02:00 | 2038 | 8 | 0 | 0 | 0
2038-08-24 03:00 | 2038 | 8 | 0 | 0 | 0
2038-08-24 04:00 | 2038 | 8 | 0 | 0 | 0
2038-08-24 05:00 | 2038 | 8 | 0 | 0 | 0
2038-08-24 06:00 | 2038 | 8 | 0 | 0 | 0
2038-08-24 07:00 | 2038 | 8 | 0 | 0 | 0
2038-08-24 08:00 | 2038 | 8 | 0 | 0 | 0
2038-08-24 09:00 | 2038 | 8 | 0 | 0 | 0
2038-08-24 10:00 | 2038 | 8 | 0 | 0 | 0
2038-08-24 11:00 | 2038 | 8 | 0 | 0 | 0
2038-08-24 12:00 | 2038 | 8 | 0 | 0 | 0
2038-08-24 13:00 | 2038 | 8 | 0 | 0 | 0
2038-08-24 14:00 | 2038 | 8 | 0 | 0 | 0
2038-08-24 15:00 | 2038 | 8 | 0 | 0 | 0
2038-08-24 16:00 | 2038 | 8 | 0 | 0 | 0
2038-08-24 17:00 | 2038 | 8 | 0 | 0 | 0
2038-08-24 18:00 | 2038 | 8 | 0 | 0 | 0
2038-08-24 19:00 | 2038 | 8 | 0 | 0 | 0
2038-08-24 20:00 | 2038 | 8 | 0 | 0 | 0
2038-08-24 21:00 | 2038 | 8 | 0 | 0 | 0
2038-08-24 22:00 | 2038 | 8 | 0 | 0 | 0
2038-08-24 23:00 | 2038 | 8 | 0 | 0 | 0
2038-08-25 | 2038 | 8 | 0 | 0 | 0
2038-08-25 01:00 | 2038 | 8 | 0 | 0 | 0
2038-08-25 02:00 | 2038 | 8 | 0 | 0 | 0
2038-08-25 03:00 | 2038 | 8 | 0 | 0 | 0
2038-08-25 04:00 | 2038 | 8 | 0 | 0 | 0
2038-08-25 05:00 | 2038 | 8 | 0 | 0 | 0
2038-08-25 06:00 | 2038 | 8 | 0 | 0 | 0
2038-08-25 07:00 | 2038 | 8 | 0 | 0 | 0
2038-08-25 08:00 | 2038 | 8 | 0 | 0 | 0
2038-08-25 09:00 | 2038 | 8 | 0 | 0 | 0
2038-08-25 10:00 | 2038 | 8 | 0 | 0 | 0
2038-08-25 11:00 | 2038 | 8 | 0 | 0 | 0
2038-08-25 12:00 | 2038 | 8 | 0 | 0 | 0
2038-08-25 13:00 | 2038 | 8 | 0 | 0 | 0
2038-08-25 14:00 | 2038 | 8 | 0 | 0 | 0
2038-08-25 15:00 | 2038 | 8 | 0 | 0 | 0
2038-08-25 16:00 | 2038 | 8 | 0 | 0 | 0
2038-08-25 17:00 | 2038 | 8 | 0 | 0 | 0
2038-08-25 18:00 | 2038 | 8 | 0 | 0 | 0
2038-08-25 19:00 | 2038 | 8 | 0 | 0 | 0
2038-08-25 20:00 | 2038 | 8 | 0 | 0 | 0
2038-08-25 21:00 | 2038 | 8 | 0 | 0 | 0
2038-08-25 22:00 | 2038 | 8 | 0 | 0 | 0
2038-08-25 23:00 | 2038 | 8 | 0 | 0 | 0
2038-08-26 | 2038 | 8 | 0 | 0 | 0
2038-08-26 01:00 | 2038 | 8 | 0 | 0 | 0
2038-08-26 02:00 | 2038 | 8 | 0 | 0 | 0
2038-08-26 03:00 | 2038 | 8 | 0 | 0 | 0
2038-08-26 04:00 | 2038 | 8 | 0 | 0 | 0
2038-08-26 05:00 | 2038 | 8 | 0 | 0 | 0
2038-08-26 06:00 | 2038 | 8 | 0 | 0 | 0
2038-08-26 07:00 | 2038 | 8 | 0 | 0 | 0
2038-08-26 08:00 | 2038 | 8 | 0 | 0 | 0
2038-08-26 09:00 | 2038 | 8 | 0 | 0 | 0
2038-08-26 10:00 | 2038 | 8 | 0 | 0 | 0
2038-08-26 11:00 | 2038 | 8 | 0 | 0 | 0
2038-08-26 12:00 | 2038 | 8 | 0 | 0 | 0
2038-08-26 13:00 | 2038 | 8 | 0 | 0 | 0
2038-08-26 14:00 | 2038 | 8 | 0 | 0 | 0
2038-08-26 15:00 | 2038 | 8 | 0 | 0 | 0
2038-08-26 16:00 | 2038 | 8 | 0 | 0 | 0
2038-08-26 17:00 | 2038 | 8 | 0 | 0 | 0
2038-08-26 18:00 | 2038 | 8 | 0 | 0 | 0
2038-08-26 19:00 | 2038 | 8 | 0 | 0 | 0
2038-08-26 20:00 | 2038 | 8 | 0 | 0 | 0
2038-08-26 21:00 | 2038 | 8 | 0 | 0 | 0
2038-08-26 22:00 | 2038 | 8 | 0 | 0 | 0
2038-08-26 23:00 | 2038 | 8 | 0 | 0 | 0
2038-08-27 | 2038 | 8 | 0 | 0 | 0
2038-08-27 01:00 | 2038 | 8 | 0 | 0 | 0
2038-08-27 02:00 | 2038 | 8 | 0 | 0 | 0
2038-08-27 03:00 | 2038 | 8 | 0 | 0 | 0
2038-08-27 04:00 | 2038 | 8 | 0 | 0 | 0
2038-08-27 05:00 | 2038 | 8 | 0 | 0 | 0
2038-08-27 06:00 | 2038 | 8 | 0 | 0 | 0
2038-08-27 07:00 | 2038 | 8 | 0 | 0 | 0
2038-08-27 08:00 | 2038 | 8 | 0 | 0 | 0
2038-08-27 09:00 | 2038 | 8 | 0 | 0 | 0
2038-08-27 10:00 | 2038 | 8 | 0 | 0 | 0
2038-08-27 11:00 | 2038 | 8 | 0 | 0 | 0
2038-08-27 12:00 | 2038 | 8 | 0 | 0 | 0
2038-08-27 13:00 | 2038 | 8 | 0 | 0 | 0
2038-08-27 14:00 | 2038 | 8 | 0 | 0 | 0
2038-08-27 15:00 | 2038 | 8 | 0 | 0 | 0
2038-08-27 16:00 | 2038 | 8 | 0 | 0 | 0
2038-08-27 17:00 | 2038 | 8 | 0 | 0 | 0
2038-08-27 18:00 | 2038 | 8 | 0 | 0 | 0
2038-08-27 19:00 | 2038 | 8 | 0 | 0 | 0
2038-08-27 20:00 | 2038 | 8 | 0 | 0 | 0
2038-08-27 21:00 | 2038 | 8 | 0 | 0 | 0
2038-08-27 22:00 | 2038 | 8 | 0 | 0 | 0
2038-08-27 23:00 | 2038 | 8 | 0 | 0 | 0
2038-08-28 | 2038 | 8 | 0 | 0 | 0
2038-08-28 01:00 | 2038 | 8 | 0 | 0 | 0
2038-08-28 02:00 | 2038 | 8 | 0 | 0 | 0
2038-08-28 03:00 | 2038 | 8 | 0 | 0 | 0
2038-08-28 04:00 | 2038 | 8 | 0 | 0 | 0
2038-08-28 05:00 | 2038 | 8 | 0 | 0 | 0
2038-08-28 06:00 | 2038 | 8 | 0 | 0 | 0
2038-08-28 07:00 | 2038 | 8 | 0 | 0 | 0
2038-08-28 08:00 | 2038 | 8 | 0 | 0 | 0
2038-08-28 09:00 | 2038 | 8 | 0 | 0 | 0
2038-08-28 10:00 | 2038 | 8 | 0 | 0 | 0
2038-08-28 11:00 | 2038 | 8 | 0 | 0 | 0
2038-08-28 12:00 | 2038 | 8 | 0 | 0 | 0
2038-08-28 13:00 | 2038 | 8 | 0 | 0 | 0
2038-08-28 14:00 | 2038 | 8 | 0 | 0 | 0
2038-08-28 15:00 | 2038 | 8 | 0 | 0 | 0
2038-08-28 16:00 | 2038 | 8 | 0 | 0 | 0
2038-08-28 17:00 | 2038 | 8 | 0 | 0 | 0
2038-08-28 18:00 | 2038 | 8 | 0 | 0 | 0
2038-08-28 19:00 | 2038 | 8 | 0 | 0 | 0
2038-08-28 20:00 | 2038 | 8 | 0 | 0 | 0
2038-08-28 21:00 | 2038 | 8 | 0 | 0 | 0
2038-08-28 22:00 | 2038 | 8 | 0 | 0 | 0
2038-08-28 23:00 | 2038 | 8 | 0 | 0 | 0
2038-08-29 | 2038 | 8 | 0 | 0 | 0
2038-08-29 01:00 | 2038 | 8 | 0 | 0 | 0
2038-08-29 02:00 | 2038 | 8 | 0 | 0 | 0
2038-08-29 03:00 | 2038 | 8 | 0 | 0 | 0
2038-08-29 04:00 | 2038 | 8 | 0 | 0 | 0
2038-08-29 05:00 | 2038 | 8 | 0 | 0 | 0
2038-08-29 06:00 | 2038 | 8 | 0 | 0 | 0
2038-08-29 07:00 | 2038 | 8 | 0 | 0 | 0
2038-08-29 08:00 | 2038 | 8 | 0 | 0 | 0
2038-08-29 09:00 | 2038 | 8 | 0 | 0 | 0
2038-08-29 10:00 | 2038 | 8 | 0 | 0 | 0
2038-08-29 11:00 | 2038 | 8 | 0 | 0 | 0
2038-08-29 12:00 | 2038 | 8 | 0 | 0 | 0
2038-08-29 13:00 | 2038 | 8 | 0 | 0 | 0
2038-08-29 14:00 | 2038 | 8 | 0 | 0 | 0
2038-08-29 15:00 | 2038 | 8 | 0 | 0 | 0
2038-08-29 16:00 | 2038 | 8 | 0 | 0 | 0
2038-08-29 17:00 | 2038 | 8 | 0 | 0 | 0
2038-08-29 18:00 | 2038 | 8 | 0 | 0 | 0
2038-08-29 19:00 | 2038 | 8 | 0 | 0 | 0
2038-08-29 20:00 | 2038 | 8 | 0 | 0 | 0
2038-08-29 21:00 | 2038 | 8 | 0 | 0 | 0
2038-08-29 22:00 | 2038 | 8 | 0 | 0 | 0
2038-08-29 23:00 | 2038 | 8 | 0 | 0 | 0
2038-08-30 | 2038 | 8 | 0 | 0 | 0
2038-08-30 01:00 | 2038 | 8 | 0 | 0 | 0
2038-08-30 02:00 | 2038 | 8 | 0 | 0 | 0
2038-08-30 03:00 | 2038 | 8 | 0 | 0 | 0
2038-08-30 04:00 | 2038 | 8 | 0 | 0 | 0
2038-08-30 05:00 | 2038 | 8 | 0 | 0 | 0
2038-08-30 06:00 | 2038 | 8 | 0 | 0 | 0
2038-08-30 07:00 | 2038 | 8 | 0 | 0 | 0
2038-08-30 08:00 | 2038 | 8 | 0 | 0 | 0
2038-08-30 09:00 | 2038 | 8 | 0 | 0 | 0
2038-08-30 10:00 | 2038 | 8 | 0 | 0 | 0
2038-08-30 11:00 | 2038 | 8 | 0 | 0 | 0
2038-08-30 12:00 | 2038 | 8 | 0 | 0 | 0
2038-08-30 13:00 | 2038 | 8 | 0 | 0 | 0
2038-08-30 14:00 | 2038 | 8 | 0 | 0 | 0
2038-08-30 15:00 | 2038 | 8 | 0 | 0 | 0
2038-08-30 16:00 | 2038 | 8 | 0 | 0 | 0
2038-08-30 17:00 | 2038 | 8 | 0 | 0 | 0
2038-08-30 18:00 | 2038 | 8 | 0 | 0 | 0
2038-08-30 19:00 | 2038 | 8 | 0 | 0 | 0
2038-08-30 20:00 | 2038 | 8 | 0 | 0 | 0
2038-08-30 21:00 | 2038 | 8 | 0 | 0 | 0
2038-08-30 22:00 | 2038 | 8 | 0 | 0 | 0
2038-08-30 23:00 | 2038 | 8 | 0 | 0 | 0
2038-08-31 | 2038 | 8 | 0 | 0 | 0
2038-08-31 01:00 | 2038 | 8 | 0 | 0 | 0
2038-08-31 02:00 | 2038 | 8 | 0 | 0 | 0
2038-08-31 03:00 | 2038 | 8 | 0 | 0 | 0
2038-08-31 04:00 | 2038 | 8 | 0 | 0 | 0
2038-08-31 05:00 | 2038 | 8 | 0 | 0 | 0
2038-08-31 06:00 | 2038 | 8 | 0 | 0 | 0
2038-08-31 07:00 | 2038 | 8 | 0 | 0 | 0
2038-08-31 08:00 | 2038 | 8 | 0 | 0 | 0
2038-08-31 09:00 | 2038 | 8 | 0 | 0 | 0
2038-08-31 10:00 | 2038 | 8 | 0 | 0 | 0
2038-08-31 11:00 | 2038 | 8 | 0 | 0 | 0
2038-08-31 12:00 | 2038 | 8 | 0 | 0 | 0
2038-08-31 13:00 | 2038 | 8 | 0 | 0 | 0
2038-08-31 14:00 | 2038 | 8 | 0 | 0 | 0
2038-08-31 15:00 | 2038 | 8 | 0 | 0 | 0
2038-08-31 16:00 | 2038 | 8 | 0 | 0 | 0
2038-08-31 17:00 | 2038 | 8 | 0 | 0 | 0
2038-08-31 18:00 | 2038 | 8 | 0 | 0 | 0
2038-08-31 19:00 | 2038 | 8 | 0 | 0 | 0
2038-08-31 20:00 | 2038 | 8 | 0 | 0 | 0
2038-08-31 21:00 | 2038 | 8 | 0 | 0 | 0
2038-08-31 22:00 | 2038 | 8 | 0 | 0 | 0
2038-08-31 23:00 | 2038 | 8 | 0 | 0 | 0
2038-09-01 | 2038 | 9 | 0 | 0 | 0
2038-09-01 01:00 | 2038 | 9 | 0 | 0 | 0
2038-09-01 02:00 | 2038 | 9 | 0 | 0 | 0
2038-09-01 03:00 | 2038 | 9 | 0 | 0 | 0
2038-09-01 04:00 | 2038 | 9 | 0 | 0 | 0
2038-09-01 05:00 | 2038 | 9 | 0 | 0 | 0
2038-09-01 06:00 | 2038 | 9 | 0 | 0 | 0
2038-09-01 07:00 | 2038 | 9 | 0 | 0 | 0
2038-09-01 08:00 | 2038 | 9 | 0 | 0 | 0
2038-09-01 09:00 | 2038 | 9 | 0 | 0 | 0
2038-09-01 10:00 | 2038 | 9 | 0 | 0 | 0
2038-09-01 11:00 | 2038 | 9 | 0 | 0 | 0
2038-09-01 12:00 | 2038 | 9 | 0 | 0 | 0
2038-09-01 13:00 | 2038 | 9 | 0 | 0 | 0
2038-09-01 14:00 | 2038 | 9 | 0 | 0 | 0
2038-09-01 15:00 | 2038 | 9 | 0 | 0 | 0
2038-09-01 16:00 | 2038 | 9 | 0 | 0 | 0
2038-09-01 17:00 | 2038 | 9 | 0 | 0 | 0
2038-09-01 18:00 | 2038 | 9 | 0 | 0 | 0
2038-09-01 19:00 | 2038 | 9 | 0 | 0 | 0
2038-09-01 20:00 | 2038 | 9 | 0 | 0 | 0
2038-09-01 21:00 | 2038 | 9 | 0 | 0 | 0
2038-09-01 22:00 | 2038 | 9 | 0 | 0 | 0
2038-09-01 23:00 | 2038 | 9 | 0 | 0 | 0
2038-09-02 | 2038 | 9 | 0 | 0 | 0
2038-09-02 01:00 | 2038 | 9 | 0 | 0 | 0
2038-09-02 02:00 | 2038 | 9 | 0 | 0 | 0
2038-09-02 03:00 | 2038 | 9 | 0 | 0 | 0
2038-09-02 04:00 | 2038 | 9 | 0 | 0 | 0
2038-09-02 05:00 | 2038 | 9 | 0 | 0 | 0
2038-09-02 06:00 | 2038 | 9 | 0 | 0 | 0
2038-09-02 07:00 | 2038 | 9 | 0 | 0 | 0
2038-09-02 08:00 | 2038 | 9 | 0 | 0 | 0
2038-09-02 09:00 | 2038 | 9 | 0 | 0 | 0
2038-09-02 10:00 | 2038 | 9 | 0 | 0 | 0
2038-09-02 11:00 | 2038 | 9 | 0 | 0 | 0
2038-09-02 12:00 | 2038 | 9 | 0 | 0 | 0
2038-09-02 13:00 | 2038 | 9 | 0 | 0 | 0
2038-09-02 14:00 | 2038 | 9 | 0 | 0 | 0
2038-09-02 15:00 | 2038 | 9 | 0 | 0 | 0
2038-09-02 16:00 | 2038 | 9 | 0 | 0 | 0
2038-09-02 17:00 | 2038 | 9 | 0 | 0 | 0
2038-09-02 18:00 | 2038 | 9 | 0 | 0 | 0
2038-09-02 19:00 | 2038 | 9 | 0 | 0 | 0
2038-09-02 20:00 | 2038 | 9 | 0 | 0 | 0
2038-09-02 21:00 | 2038 | 9 | 0 | 0 | 0
2038-09-02 22:00 | 2038 | 9 | 0 | 0 | 0
2038-09-02 23:00 | 2038 | 9 | 0 | 0 | 0
2038-09-03 | 2038 | 9 | 0 | 0 | 0
2038-09-03 01:00 | 2038 | 9 | 0 | 0 | 0
2038-09-03 02:00 | 2038 | 9 | 0 | 0 | 0
2038-09-03 03:00 | 2038 | 9 | 0 | 0 | 0
2038-09-03 04:00 | 2038 | 9 | 0 | 0 | 0
2038-09-03 05:00 | 2038 | 9 | 0 | 0 | 0
2038-09-03 06:00 | 2038 | 9 | 0 | 0 | 0
2038-09-03 07:00 | 2038 | 9 | 0 | 0 | 0
2038-09-03 08:00 | 2038 | 9 | 0 | 0 | 0
2038-09-03 09:00 | 2038 | 9 | 0 | 0 | 0
2038-09-03 10:00 | 2038 | 9 | 0 | 0 | 0
2038-09-03 11:00 | 2038 | 9 | 0 | 0 | 0
2038-09-03 12:00 | 2038 | 9 | 0 | 0 | 0
2038-09-03 13:00 | 2038 | 9 | 0 | 0 | 0
2038-09-03 14:00 | 2038 | 9 | 0 | 0 | 0
2038-09-03 15:00 | 2038 | 9 | 0 | 0 | 0
2038-09-03 16:00 | 2038 | 9 | 0 | 0 | 0
2038-09-03 17:00 | 2038 | 9 | 0 | 0 | 0
2038-09-03 18:00 | 2038 | 9 | 0 | 0 | 0
2038-09-03 19:00 | 2038 | 9 | 0 | 0 | 0
2038-09-03 20:00 | 2038 | 9 | 0 | 0 | 0
2038-09-03 21:00 | 2038 | 9 | 0 | 0 | 0
2038-09-03 22:00 | 2038 | 9 | 0 | 0 | 0
2038-09-03 23:00 | 2038 | 9 | 0 | 0 | 0
2038-09-04 | 2038 | 9 | 0 | 0 | 0
2038-09-04 01:00 | 2038 | 9 | 0 | 0 | 0
2038-09-04 02:00 | 2038 | 9 | 0 | 0 | 0
2038-09-04 03:00 | 2038 | 9 | 0 | 0 | 0
2038-09-04 04:00 | 2038 | 9 | 0 | 0 | 0
2038-09-04 05:00 | 2038 | 9 | 0 | 0 | 0
2038-09-04 06:00 | 2038 | 9 | 0 | 0 | 0
2038-09-04 07:00 | 2038 | 9 | 0 | 0 | 0
2038-09-04 08:00 | 2038 | 9 | 0 | 0 | 0
2038-09-04 09:00 | 2038 | 9 | 0 | 0 | 0
2038-09-04 10:00 | 2038 | 9 | 0 | 0 | 0
2038-09-04 11:00 | 2038 | 9 | 0 | 0 | 0
2038-09-04 12:00 | 2038 | 9 | 0 | 0 | 0
2038-09-04 13:00 | 2038 | 9 | 0 | 0 | 0
2038-09-04 14:00 | 2038 | 9 | 0 | 0 | 0
2038-09-04 15:00 | 2038 | 9 | 0 | 0 | 0
2038-09-04 16:00 | 2038 | 9 | 0 | 0 | 0
2038-09-04 17:00 | 2038 | 9 | 0 | 0 | 0
2038-09-04 18:00 | 2038 | 9 | 0 | 0 | 0
2038-09-04 19:00 | 2038 | 9 | 0 | 0 | 0
2038-09-04 20:00 | 2038 | 9 | 0 | 0 | 0
2038-09-04 21:00 | 2038 | 9 | 0 | 0 | 0
2038-09-04 22:00 | 2038 | 9 | 0 | 0 | 0
2038-09-04 23:00 | 2038 | 9 | 0 | 0 | 0
2038-09-05 | 2038 | 9 | 0 | 0 | 0
2038-09-05 01:00 | 2038 | 9 | 0 | 0 | 0
2038-09-05 02:00 | 2038 | 9 | 0 | 0 | 0
2038-09-05 03:00 | 2038 | 9 | 0 | 0 | 0
2038-09-05 04:00 | 2038 | 9 | 0 | 0 | 0
2038-09-05 05:00 | 2038 | 9 | 0 | 0 | 0
2038-09-05 06:00 | 2038 | 9 | 0 | 0 | 0
2038-09-05 07:00 | 2038 | 9 | 0 | 0 | 0
2038-09-05 08:00 | 2038 | 9 | 0 | 0 | 0
2038-09-05 09:00 | 2038 | 9 | 0 | 0 | 0
2038-09-05 10:00 | 2038 | 9 | 0 | 0 | 0
2038-09-05 11:00 | 2038 | 9 | 0 | 0 | 0
2038-09-05 12:00 | 2038 | 9 | 0 | 0 | 0
2038-09-05 13:00 | 2038 | 9 | 0 | 0 | 0
2038-09-05 14:00 | 2038 | 9 | 0 | 0 | 0
2038-09-05 15:00 | 2038 | 9 | 0 | 0 | 0
2038-09-05 16:00 | 2038 | 9 | 0 | 0 | 0
2038-09-05 17:00 | 2038 | 9 | 0 | 0 | 0
2038-09-05 18:00 | 2038 | 9 | 0 | 0 | 0
2038-09-05 19:00 | 2038 | 9 | 0 | 0 | 0
2038-09-05 20:00 | 2038 | 9 | 0 | 0 | 0
2038-09-05 21:00 | 2038 | 9 | 0 | 0 | 0
2038-09-05 22:00 | 2038 | 9 | 0 | 0 | 0
2038-09-05 23:00 | 2038 | 9 | 0 | 0 | 0
2038-09-06 | 2038 | 9 | 0 | 0 | 0
2038-09-06 01:00 | 2038 | 9 | 0 | 0 | 0
2038-09-06 02:00 | 2038 | 9 | 0 | 0 | 0
2038-09-06 03:00 | 2038 | 9 | 0 | 0 | 0
2038-09-06 04:00 | 2038 | 9 | 0 | 0 | 0
2038-09-06 05:00 | 2038 | 9 | 0 | 0 | 0
2038-09-06 06:00 | 2038 | 9 | 0 | 0 | 0
2038-09-06 07:00 | 2038 | 9 | 0 | 0 | 0
2038-09-06 08:00 | 2038 | 9 | 0 | 0 | 0
2038-09-06 09:00 | 2038 | 9 | 0 | 0 | 0
2038-09-06 10:00 | 2038 | 9 | 0 | 0 | 0
2038-09-06 11:00 | 2038 | 9 | 0 | 0 | 0
2038-09-06 12:00 | 2038 | 9 | 0 | 0 | 0
2038-09-06 13:00 | 2038 | 9 | 0 | 0 | 0
2038-09-06 14:00 | 2038 | 9 | 0 | 0 | 0
2038-09-06 15:00 | 2038 | 9 | 0 | 0 | 0
2038-09-06 16:00 | 2038 | 9 | 0 | 0 | 0
2038-09-06 17:00 | 2038 | 9 | 0 | 0 | 0
2038-09-06 18:00 | 2038 | 9 | 0 | 0 | 0
2038-09-06 19:00 | 2038 | 9 | 0 | 0 | 0
2038-09-06 20:00 | 2038 | 9 | 0 | 0 | 0
2038-09-06 21:00 | 2038 | 9 | 0 | 0 | 0
2038-09-06 22:00 | 2038 | 9 | 0 | 0 | 0
2038-09-06 23:00 | 2038 | 9 | 0 | 0 | 0
2038-09-07 | 2038 | 9 | 0 | 0 | 0
2038-09-07 01:00 | 2038 | 9 | 0 | 0 | 0
2038-09-07 02:00 | 2038 | 9 | 0 | 0 | 0
2038-09-07 03:00 | 2038 | 9 | 0 | 0 | 0
2038-09-07 04:00 | 2038 | 9 | 0 | 0 | 0
2038-09-07 05:00 | 2038 | 9 | 0 | 0 | 0
2038-09-07 06:00 | 2038 | 9 | 0 | 0 | 0
2038-09-07 07:00 | 2038 | 9 | 0 | 0 | 0
2038-09-07 08:00 | 2038 | 9 | 0 | 0 | 0
2038-09-07 09:00 | 2038 | 9 | 0 | 0 | 0
2038-09-07 10:00 | 2038 | 9 | 0 | 0 | 0
2038-09-07 11:00 | 2038 | 9 | 0 | 0 | 0
2038-09-07 12:00 | 2038 | 9 | 0 | 0 | 0
2038-09-07 13:00 | 2038 | 9 | 0 | 0 | 0
2038-09-07 14:00 | 2038 | 9 | 0 | 0 | 0
2038-09-07 15:00 | 2038 | 9 | 0 | 0 | 0
2038-09-07 16:00 | 2038 | 9 | 0 | 0 | 0
2038-09-07 17:00 | 2038 | 9 | 0 | 0 | 0
2038-09-07 18:00 | 2038 | 9 | 0 | 0 | 0
2038-09-07 19:00 | 2038 | 9 | 0 | 0 | 0
2038-09-07 20:00 | 2038 | 9 | 0 | 0 | 0
2038-09-07 21:00 | 2038 | 9 | 0 | 0 | 0
2038-09-07 22:00 | 2038 | 9 | 0 | 0 | 0
2038-09-07 23:00 | 2038 | 9 | 0 | 0 | 0
2038-09-08 | 2038 | 9 | 0 | 0 | 0
2038-09-08 01:00 | 2038 | 9 | 0 | 0 | 0
2038-09-08 02:00 | 2038 | 9 | 0 | 0 | 0
2038-09-08 03:00 | 2038 | 9 | 0 | 0 | 0
2038-09-08 04:00 | 2038 | 9 | 0 | 0 | 0
2038-09-08 05:00 | 2038 | 9 | 0 | 0 | 0
2038-09-08 06:00 | 2038 | 9 | 0 | 0 | 0
2038-09-08 07:00 | 2038 | 9 | 0 | 0 | 0
2038-09-08 08:00 | 2038 | 9 | 0 | 0 | 0
2038-09-08 09:00 | 2038 | 9 | 0 | 0 | 0
2038-09-08 10:00 | 2038 | 9 | 0 | 0 | 0
2038-09-08 11:00 | 2038 | 9 | 0 | 0 | 0
2038-09-08 12:00 | 2038 | 9 | 0 | 0 | 0
2038-09-08 13:00 | 2038 | 9 | 0 | 0 | 0
2038-09-08 14:00 | 2038 | 9 | 0 | 0 | 0
2038-09-08 15:00 | 2038 | 9 | 0 | 0 | 0
2038-09-08 16:00 | 2038 | 9 | 0 | 0 | 0
2038-09-08 17:00 | 2038 | 9 | 0 | 0 | 0
2038-09-08 18:00 | 2038 | 9 | 0 | 0 | 0
2038-09-08 19:00 | 2038 | 9 | 0 | 0 | 0
2038-09-08 20:00 | 2038 | 9 | 0 | 0 | 0
2038-09-08 21:00 | 2038 | 9 | 0 | 0 | 0
2038-09-08 22:00 | 2038 | 9 | 0 | 0 | 0
2038-09-08 23:00 | 2038 | 9 | 0 | 0 | 0
2038-09-09 | 2038 | 9 | 0 | 0 | 0
2038-09-09 01:00 | 2038 | 9 | 0 | 0 | 0
2038-09-09 02:00 | 2038 | 9 | 0 | 0 | 0
2038-09-09 03:00 | 2038 | 9 | 0 | 0 | 0
2038-09-09 04:00 | 2038 | 9 | 0 | 0 | 0
2038-09-09 05:00 | 2038 | 9 | 0 | 0 | 0
2038-09-09 06:00 | 2038 | 9 | 0 | 0 | 0
2038-09-09 07:00 | 2038 | 9 | 0 | 0 | 0
2038-09-09 08:00 | 2038 | 9 | 0 | 0 | 0
2038-09-09 09:00 | 2038 | 9 | 0 | 0 | 0
2038-09-09 10:00 | 2038 | 9 | 0 | 0 | 0
2038-09-09 11:00 | 2038 | 9 | 0 | 0 | 0
2038-09-09 12:00 | 2038 | 9 | 0 | 0 | 0
2038-09-09 13:00 | 2038 | 9 | 0 | 0 | 0
2038-09-09 14:00 | 2038 | 9 | 0 | 0 | 0
2038-09-09 15:00 | 2038 | 9 | 0 | 0 | 0
2038-09-09 16:00 | 2038 | 9 | 0 | 0 | 0
2038-09-09 17:00 | 2038 | 9 | 0 | 0 | 0
2038-09-09 18:00 | 2038 | 9 | 0 | 0 | 0
2038-09-09 19:00 | 2038 | 9 | 0 | 0 | 0
2038-09-09 20:00 | 2038 | 9 | 0 | 0 | 0
2038-09-09 21:00 | 2038 | 9 | 0 | 0 | 0
2038-09-09 22:00 | 2038 | 9 | 0 | 0 | 0
2038-09-09 23:00 | 2038 | 9 | 0 | 0 | 0
2038-09-10 | 2038 | 9 | 0 | 0 | 0
2038-09-10 01:00 | 2038 | 9 | 0 | 0 | 0
2038-09-10 02:00 | 2038 | 9 | 0 | 0 | 0
2038-09-10 03:00 | 2038 | 9 | 0 | 0 | 0
2038-09-10 04:00 | 2038 | 9 | 0 | 0 | 0
2038-09-10 05:00 | 2038 | 9 | 0 | 0 | 0
2038-09-10 06:00 | 2038 | 9 | 0 | 0 | 0
2038-09-10 07:00 | 2038 | 9 | 0 | 0 | 0
2038-09-10 08:00 | 2038 | 9 | 0 | 0 | 0
2038-09-10 09:00 | 2038 | 9 | 0 | 0 | 0
2038-09-10 10:00 | 2038 | 9 | 0 | 0 | 0
2038-09-10 11:00 | 2038 | 9 | 0 | 0 | 0
2038-09-10 12:00 | 2038 | 9 | 0 | 0 | 0
2038-09-10 13:00 | 2038 | 9 | 0 | 0 | 0
2038-09-10 14:00 | 2038 | 9 | 0 | 0 | 0
2038-09-10 15:00 | 2038 | 9 | 0 | 0 | 0
2038-09-10 16:00 | 2038 | 9 | 0 | 0 | 0
2038-09-10 17:00 | 2038 | 9 | 0 | 0 | 0
2038-09-10 18:00 | 2038 | 9 | 0 | 0 | 0
2038-09-10 19:00 | 2038 | 9 | 0 | 0 | 0
2038-09-10 20:00 | 2038 | 9 | 0 | 0 | 0
2038-09-10 21:00 | 2038 | 9 | 0 | 0 | 0
2038-09-10 22:00 | 2038 | 9 | 0 | 0 | 0
2038-09-10 23:00 | 2038 | 9 | 0 | 0 | 0
2038-09-11 | 2038 | 9 | 0 | 0 | 0
2038-09-11 01:00 | 2038 | 9 | 0 | 0 | 0
2038-09-11 02:00 | 2038 | 9 | 0 | 0 | 0
2038-09-11 03:00 | 2038 | 9 | 0 | 0 | 0
2038-09-11 04:00 | 2038 | 9 | 0 | 0 | 0
2038-09-11 05:00 | 2038 | 9 | 0 | 0 | 0
2038-09-11 06:00 | 2038 | 9 | 0 | 0 | 0
2038-09-11 07:00 | 2038 | 9 | 0 | 0 | 0
2038-09-11 08:00 | 2038 | 9 | 0 | 0 | 0
2038-09-11 09:00 | 2038 | 9 | 0 | 0 | 0
2038-09-11 10:00 | 2038 | 9 | 0 | 0 | 0
2038-09-11 11:00 | 2038 | 9 | 0 | 0 | 0
2038-09-11 12:00 | 2038 | 9 | 0 | 0 | 0
2038-09-11 13:00 | 2038 | 9 | 0 | 0 | 0
2038-09-11 14:00 | 2038 | 9 | 0 | 0 | 0
2038-09-11 15:00 | 2038 | 9 | 0 | 0 | 0
2038-09-11 16:00 | 2038 | 9 | 0 | 0 | 0
2038-09-11 17:00 | 2038 | 9 | 0 | 0 | 0
2038-09-11 18:00 | 2038 | 9 | 0 | 0 | 0
2038-09-11 19:00 | 2038 | 9 | 0 | 0 | 0
2038-09-11 20:00 | 2038 | 9 | 0 | 0 | 0
2038-09-11 21:00 | 2038 | 9 | 0 | 0 | 0
2038-09-11 22:00 | 2038 | 9 | 0 | 0 | 0
2038-09-11 23:00 | 2038 | 9 | 0 | 0 | 0
2038-09-12 | 2038 | 9 | 0 | 0 | 0
2038-09-12 01:00 | 2038 | 9 | 0 | 0 | 0
2038-09-12 02:00 | 2038 | 9 | 0 | 0 | 0
2038-09-12 03:00 | 2038 | 9 | 0 | 0 | 0
2038-09-12 04:00 | 2038 | 9 | 0 | 0 | 0
2038-09-12 05:00 | 2038 | 9 | 0 | 0 | 0
2038-09-12 06:00 | 2038 | 9 | 0 | 0 | 0
2038-09-12 07:00 | 2038 | 9 | 0 | 0 | 0
2038-09-12 08:00 | 2038 | 9 | 0 | 0 | 0
2038-09-12 09:00 | 2038 | 9 | 0 | 0 | 0
2038-09-12 10:00 | 2038 | 9 | 0 | 0 | 0
2038-09-12 11:00 | 2038 | 9 | 0 | 0 | 0
2038-09-12 12:00 | 2038 | 9 | 0 | 0 | 0
2038-09-12 13:00 | 2038 | 9 | 0 | 0 | 0
2038-09-12 14:00 | 2038 | 9 | 0 | 0 | 0
2038-09-12 15:00 | 2038 | 9 | 0 | 0 | 0
2038-09-12 16:00 | 2038 | 9 | 0 | 0 | 0
2038-09-12 17:00 | 2038 | 9 | 0 | 0 | 0
2038-09-12 18:00 | 2038 | 9 | 0 | 0 | 0
2038-09-12 19:00 | 2038 | 9 | 0 | 0 | 0
2038-09-12 20:00 | 2038 | 9 | 0 | 0 | 0
2038-09-12 21:00 | 2038 | 9 | 0 | 0 | 0
2038-09-12 22:00 | 2038 | 9 | 0 | 0 | 0
2038-09-12 23:00 | 2038 | 9 | 0 | 0 | 0
2038-09-13 | 2038 | 9 | 0 | 0 | 0
2038-09-13 01:00 | 2038 | 9 | 0 | 0 | 0
2038-09-13 02:00 | 2038 | 9 | 0 | 0 | 0
2038-09-13 03:00 | 2038 | 9 | 0 | 0 | 0
2038-09-13 04:00 | 2038 | 9 | 0 | 0 | 0
2038-09-13 05:00 | 2038 | 9 | 0 | 0 | 0
2038-09-13 06:00 | 2038 | 9 | 0 | 0 | 0
2038-09-13 07:00 | 2038 | 9 | 0 | 0 | 0
2038-09-13 08:00 | 2038 | 9 | 0 | 0 | 0
2038-09-13 09:00 | 2038 | 9 | 0 | 0 | 0
2038-09-13 10:00 | 2038 | 9 | 0 | 0 | 0
2038-09-13 11:00 | 2038 | 9 | 0 | 0 | 0
2038-09-13 12:00 | 2038 | 9 | 0 | 0 | 0
2038-09-13 13:00 | 2038 | 9 | 0 | 0 | 0
2038-09-13 14:00 | 2038 | 9 | 0 | 0 | 0
2038-09-13 15:00 | 2038 | 9 | 0 | 0 | 0
2038-09-13 16:00 | 2038 | 9 | 0 | 0 | 0
2038-09-13 17:00 | 2038 | 9 | 0 | 0 | 0
2038-09-13 18:00 | 2038 | 9 | 0 | 0 | 0
2038-09-13 19:00 | 2038 | 9 | 0 | 0 | 0
2038-09-13 20:00 | 2038 | 9 | 0 | 0 | 0
2038-09-13 21:00 | 2038 | 9 | 0 | 0 | 0
2038-09-13 22:00 | 2038 | 9 | 0 | 0 | 0
2038-09-13 23:00 | 2038 | 9 | 0 | 0 | 0
2038-09-14 | 2038 | 9 | 0 | 0 | 0
2038-09-14 01:00 | 2038 | 9 | 0 | 0 | 0
2038-09-14 02:00 | 2038 | 9 | 0 | 0 | 0
2038-09-14 03:00 | 2038 | 9 | 0 | 0 | 0
2038-09-14 04:00 | 2038 | 9 | 0 | 0 | 0
2038-09-14 05:00 | 2038 | 9 | 0 | 0 | 0
2038-09-14 06:00 | 2038 | 9 | 0 | 0 | 0
2038-09-14 07:00 | 2038 | 9 | 0 | 0 | 0
2038-09-14 08:00 | 2038 | 9 | 0 | 0 | 0
2038-09-14 09:00 | 2038 | 9 | 0 | 0 | 0
2038-09-14 10:00 | 2038 | 9 | 0 | 0 | 0
2038-09-14 11:00 | 2038 | 9 | 0 | 0 | 0
2038-09-14 12:00 | 2038 | 9 | 0 | 0 | 0
2038-09-14 13:00 | 2038 | 9 | 0 | 0 | 0
2038-09-14 14:00 | 2038 | 9 | 0 | 0 | 0
2038-09-14 15:00 | 2038 | 9 | 0 | 0 | 0
2038-09-14 16:00 | 2038 | 9 | 0 | 0 | 0
2038-09-14 17:00 | 2038 | 9 | 0 | 0 | 0
2038-09-14 18:00 | 2038 | 9 | 0 | 0 | 0
2038-09-14 19:00 | 2038 | 9 | 0 | 0 | 0
2038-09-14 20:00 | 2038 | 9 | 0 | 0 | 0
2038-09-14 21:00 | 2038 | 9 | 0 | 0 | 0
2038-09-14 22:00 | 2038 | 9 | 0 | 0 | 0
2038-09-14 23:00 | 2038 | 9 | 0 | 0 | 0
2038-09-15 | 2038 | 9 | 0 | 0 | 0
2038-09-15 01:00 | 2038 | 9 | 0 | 0 | 0
2038-09-15 02:00 | 2038 | 9 | 0 | 0 | 0
2038-09-15 03:00 | 2038 | 9 | 0 | 0 | 0
2038-09-15 04:00 | 2038 | 9 | 0 | 0 | 0
2038-09-15 05:00 | 2038 | 9 | 0 | 0 | 0
2038-09-15 06:00 | 2038 | 9 | 0 | 0 | 0
2038-09-15 07:00 | 2038 | 9 | 0 | 0 | 0
2038-09-15 08:00 | 2038 | 9 | 0 | 0 | 0
2038-09-15 09:00 | 2038 | 9 | 0 | 0 | 0
2038-09-15 10:00 | 2038 | 9 | 0 | 0 | 0
2038-09-15 11:00 | 2038 | 9 | 0 | 0 | 0
2038-09-15 12:00 | 2038 | 9 | 0 | 0 | 0
2038-09-15 13:00 | 2038 | 9 | 0 | 0 | 0
2038-09-15 14:00 | 2038 | 9 | 0 | 0 | 0
2038-09-15 15:00 | 2038 | 9 | 0 | 0 | 0
2038-09-15 16:00 | 2038 | 9 | 0 | 0 | 0
2038-09-15 17:00 | 2038 | 9 | 0 | 0 | 0
2038-09-15 18:00 | 2038 | 9 | 0 | 0 | 0
2038-09-15 19:00 | 2038 | 9 | 0 | 0 | 0
2038-09-15 20:00 | 2038 | 9 | 0 | 0 | 0
2038-09-15 21:00 | 2038 | 9 | 0 | 0 | 0
2038-09-15 22:00 | 2038 | 9 | 0 | 0 | 0
2038-09-15 23:00 | 2038 | 9 | 0 | 0 | 0
2038-09-16 | 2038 | 9 | 0 | 0 | 0
2038-09-16 01:00 | 2038 | 9 | 0 | 0 | 0
2038-09-16 02:00 | 2038 | 9 | 0 | 0 | 0
2038-09-16 03:00 | 2038 | 9 | 0 | 0 | 0
2038-09-16 04:00 | 2038 | 9 | 0 | 0 | 0
2038-09-16 05:00 | 2038 | 9 | 0 | 0 | 0
2038-09-16 06:00 | 2038 | 9 | 0 | 0 | 0
2038-09-16 07:00 | 2038 | 9 | 0 | 0 | 0
2038-09-16 08:00 | 2038 | 9 | 0 | 0 | 0
2038-09-16 09:00 | 2038 | 9 | 0 | 0 | 0
2038-09-16 10:00 | 2038 | 9 | 0 | 0 | 0
2038-09-16 11:00 | 2038 | 9 | 0 | 0 | 0
2038-09-16 12:00 | 2038 | 9 | 0 | 0 | 0
2038-09-16 13:00 | 2038 | 9 | 0 | 0 | 0
2038-09-16 14:00 | 2038 | 9 | 0 | 0 | 0
2038-09-16 15:00 | 2038 | 9 | 0 | 0 | 0
2038-09-16 16:00 | 2038 | 9 | 0 | 0 | 0
2038-09-16 17:00 | 2038 | 9 | 0 | 0 | 0
2038-09-16 18:00 | 2038 | 9 | 0 | 0 | 0
2038-09-16 19:00 | 2038 | 9 | 0 | 0 | 0
2038-09-16 20:00 | 2038 | 9 | 0 | 0 | 0
2038-09-16 21:00 | 2038 | 9 | 0 | 0 | 0
2038-09-16 22:00 | 2038 | 9 | 0 | 0 | 0
2038-09-16 23:00 | 2038 | 9 | 0 | 0 | 0
2038-09-17 | 2038 | 9 | 0 | 0 | 0
2038-09-17 01:00 | 2038 | 9 | 0 | 0 | 0
2038-09-17 02:00 | 2038 | 9 | 0 | 0 | 0
2038-09-17 03:00 | 2038 | 9 | 0 | 0 | 0
2038-09-17 04:00 | 2038 | 9 | 0 | 0 | 0
2038-09-17 05:00 | 2038 | 9 | 0 | 0 | 0
2038-09-17 06:00 | 2038 | 9 | 0 | 0 | 0
2038-09-17 07:00 | 2038 | 9 | 0 | 0 | 0
2038-09-17 08:00 | 2038 | 9 | 0 | 0 | 0
2038-09-17 09:00 | 2038 | 9 | 0 | 0 | 0
2038-09-17 10:00 | 2038 | 9 | 0 | 0 | 0
2038-09-17 11:00 | 2038 | 9 | 0 | 0 | 0
2038-09-17 12:00 | 2038 | 9 | 0 | 0 | 0
2038-09-17 13:00 | 2038 | 9 | 0 | 0 | 0
2038-09-17 14:00 | 2038 | 9 | 0 | 0 | 0
2038-09-17 15:00 | 2038 | 9 | 0 | 0 | 0
2038-09-17 16:00 | 2038 | 9 | 0 | 0 | 0
2038-09-17 17:00 | 2038 | 9 | 0 | 0 | 0
2038-09-17 18:00 | 2038 | 9 | 0 | 0 | 0
2038-09-17 19:00 | 2038 | 9 | 0 | 0 | 0
2038-09-17 20:00 | 2038 | 9 | 0 | 0 | 0
2038-09-17 21:00 | 2038 | 9 | 0 | 0 | 0
2038-09-17 22:00 | 2038 | 9 | 0 | 0 | 0
2038-09-17 23:00 | 2038 | 9 | 0 | 0 | 0
2038-09-18 | 2038 | 9 | 0 | 0 | 0
2038-09-18 01:00 | 2038 | 9 | 0 | 0 | 0
2038-09-18 02:00 | 2038 | 9 | 0 | 0 | 0
2038-09-18 03:00 | 2038 | 9 | 0 | 0 | 0
2038-09-18 04:00 | 2038 | 9 | 0 | 0 | 0
2038-09-18 05:00 | 2038 | 9 | 0 | 0 | 0
2038-09-18 06:00 | 2038 | 9 | 0 | 0 | 0
2038-09-18 07:00 | 2038 | 9 | 0 | 0 | 0
2038-09-18 08:00 | 2038 | 9 | 0 | 0 | 0
2038-09-18 09:00 | 2038 | 9 | 0 | 0 | 0
2038-09-18 10:00 | 2038 | 9 | 0 | 0 | 0
2038-09-18 11:00 | 2038 | 9 | 0 | 0 | 0
2038-09-18 12:00 | 2038 | 9 | 0 | 0 | 0
2038-09-18 13:00 | 2038 | 9 | 0 | 0 | 0
2038-09-18 14:00 | 2038 | 9 | 0 | 0 | 0
2038-09-18 15:00 | 2038 | 9 | 0 | 0 | 0
2038-09-18 16:00 | 2038 | 9 | 0 | 0 | 0
2038-09-18 17:00 | 2038 | 9 | 0 | 0 | 0
2038-09-18 18:00 | 2038 | 9 | 0 | 0 | 0
2038-09-18 19:00 | 2038 | 9 | 0 | 0 | 0
2038-09-18 20:00 | 2038 | 9 | 0 | 0 | 0
2038-09-18 21:00 | 2038 | 9 | 0 | 0 | 0
2038-09-18 22:00 | 2038 | 9 | 0 | 0 | 0
2038-09-18 23:00 | 2038 | 9 | 0 | 0 | 0
2038-09-19 | 2038 | 9 | 0 | 0 | 0
2038-09-19 01:00 | 2038 | 9 | 0 | 0 | 0
2038-09-19 02:00 | 2038 | 9 | 0 | 0 | 0
2038-09-19 03:00 | 2038 | 9 | 0 | 0 | 0
2038-09-19 04:00 | 2038 | 9 | 0 | 0 | 0
2038-09-19 05:00 | 2038 | 9 | 0 | 0 | 0
2038-09-19 06:00 | 2038 | 9 | 0 | 0 | 0
2038-09-19 07:00 | 2038 | 9 | 0 | 0 | 0
2038-09-19 08:00 | 2038 | 9 | 0 | 0 | 0
2038-09-19 09:00 | 2038 | 9 | 0 | 0 | 0
2038-09-19 10:00 | 2038 | 9 | 0 | 0 | 0
2038-09-19 11:00 | 2038 | 9 | 0 | 0 | 0
2038-09-19 12:00 | 2038 | 9 | 0 | 0 | 0
2038-09-19 13:00 | 2038 | 9 | 0 | 0 | 0
2038-09-19 14:00 | 2038 | 9 | 0 | 0 | 0
2038-09-19 15:00 | 2038 | 9 | 0 | 0 | 0
2038-09-19 16:00 | 2038 | 9 | 0 | 0 | 0
2038-09-19 17:00 | 2038 | 9 | 0 | 0 | 0
2038-09-19 18:00 | 2038 | 9 | 0 | 0 | 0
2038-09-19 19:00 | 2038 | 9 | 0 | 0 | 0
2038-09-19 20:00 | 2038 | 9 | 0 | 0 | 0
2038-09-19 21:00 | 2038 | 9 | 0 | 0 | 0
2038-09-19 22:00 | 2038 | 9 | 0 | 0 | 0
2038-09-19 23:00 | 2038 | 9 | 0 | 0 | 0
2038-09-20 | 2038 | 9 | 0 | 0 | 0
2038-09-20 01:00 | 2038 | 9 | 0 | 0 | 0
2038-09-20 02:00 | 2038 | 9 | 0 | 0 | 0
2038-09-20 03:00 | 2038 | 9 | 0 | 0 | 0
2038-09-20 04:00 | 2038 | 9 | 0 | 0 | 0
2038-09-20 05:00 | 2038 | 9 | 0 | 0 | 0
2038-09-20 06:00 | 2038 | 9 | 0 | 0 | 0
2038-09-20 07:00 | 2038 | 9 | 0 | 0 | 0
2038-09-20 08:00 | 2038 | 9 | 0 | 0 | 0
2038-09-20 09:00 | 2038 | 9 | 0 | 0 | 0
2038-09-20 10:00 | 2038 | 9 | 0 | 0 | 0
2038-09-20 11:00 | 2038 | 9 | 0 | 0 | 0
2038-09-20 12:00 | 2038 | 9 | 0 | 0 | 0
2038-09-20 13:00 | 2038 | 9 | 0 | 0 | 0
2038-09-20 14:00 | 2038 | 9 | 0 | 0 | 0
2038-09-20 15:00 | 2038 | 9 | 0 | 0 | 0
2038-09-20 16:00 | 2038 | 9 | 0 | 0 | 0
2038-09-20 17:00 | 2038 | 9 | 0 | 0 | 0
2038-09-20 18:00 | 2038 | 9 | 0 | 0 | 0
2038-09-20 19:00 | 2038 | 9 | 0 | 0 | 0
2038-09-20 20:00 | 2038 | 9 | 0 | 0 | 0
2038-09-20 21:00 | 2038 | 9 | 0 | 0 | 0
2038-09-20 22:00 | 2038 | 9 | 0 | 0 | 0
2038-09-20 23:00 | 2038 | 9 | 0 | 0 | 0
2038-09-21 | 2038 | 9 | 0 | 0 | 0
2038-09-21 01:00 | 2038 | 9 | 0 | 0 | 0
2038-09-21 02:00 | 2038 | 9 | 0 | 0 | 0
2038-09-21 03:00 | 2038 | 9 | 0 | 0 | 0
2038-09-21 04:00 | 2038 | 9 | 0 | 0 | 0
2038-09-21 05:00 | 2038 | 9 | 0 | 0 | 0
2038-09-21 06:00 | 2038 | 9 | 0 | 0 | 0
2038-09-21 07:00 | 2038 | 9 | 0 | 0 | 0
2038-09-21 08:00 | 2038 | 9 | 0 | 0 | 0
2038-09-21 09:00 | 2038 | 9 | 0 | 0 | 0
2038-09-21 10:00 | 2038 | 9 | 0 | 0 | 0
2038-09-21 11:00 | 2038 | 9 | 0 | 0 | 0
2038-09-21 12:00 | 2038 | 9 | 0 | 0 | 0
2038-09-21 13:00 | 2038 | 9 | 0 | 0 | 0
2038-09-21 14:00 | 2038 | 9 | 0 | 0 | 0
2038-09-21 15:00 | 2038 | 9 | 0 | 0 | 0
2038-09-21 16:00 | 2038 | 9 | 0 | 0 | 0
2038-09-21 17:00 | 2038 | 9 | 0 | 0 | 0
2038-09-21 18:00 | 2038 | 9 | 0 | 0 | 0
2038-09-21 19:00 | 2038 | 9 | 0 | 0 | 0
2038-09-21 20:00 | 2038 | 9 | 0 | 0 | 0
2038-09-21 21:00 | 2038 | 9 | 0 | 0 | 0
2038-09-21 22:00 | 2038 | 9 | 0 | 0 | 0
2038-09-21 23:00 | 2038 | 9 | 0 | 0 | 0
2038-09-22 | 2038 | 9 | 0 | 0 | 0
2038-09-22 01:00 | 2038 | 9 | 0 | 0 | 0
2038-09-22 02:00 | 2038 | 9 | 0 | 0 | 0
2038-09-22 03:00 | 2038 | 9 | 0 | 0 | 0
2038-09-22 04:00 | 2038 | 9 | 0 | 0 | 0
2038-09-22 05:00 | 2038 | 9 | 0 | 0 | 0
2038-09-22 06:00 | 2038 | 9 | 0 | 0 | 0
2038-09-22 07:00 | 2038 | 9 | 0 | 0 | 0
2038-09-22 08:00 | 2038 | 9 | 0 | 0 | 0
2038-09-22 09:00 | 2038 | 9 | 0 | 0 | 0
2038-09-22 10:00 | 2038 | 9 | 0 | 0 | 0
2038-09-22 11:00 | 2038 | 9 | 0 | 0 | 0
2038-09-22 12:00 | 2038 | 9 | 0 | 0 | 0
2038-09-22 13:00 | 2038 | 9 | 0 | 0 | 0
2038-09-22 14:00 | 2038 | 9 | 0 | 0 | 0
2038-09-22 15:00 | 2038 | 9 | 0 | 0 | 0
2038-09-22 16:00 | 2038 | 9 | 0 | 0 | 0
2038-09-22 17:00 | 2038 | 9 | 0 | 0 | 0
2038-09-22 18:00 | 2038 | 9 | 0 | 0 | 0
2038-09-22 19:00 | 2038 | 9 | 0 | 0 | 0
2038-09-22 20:00 | 2038 | 9 | 0 | 0 | 0
2038-09-22 21:00 | 2038 | 9 | 0 | 0 | 0
2038-09-22 22:00 | 2038 | 9 | 0 | 0 | 0
2038-09-22 23:00 | 2038 | 9 | 0 | 0 | 0
2038-09-23 | 2038 | 9 | 0 | 0 | 0
2038-09-23 01:00 | 2038 | 9 | 0 | 0 | 0
2038-09-23 02:00 | 2038 | 9 | 0 | 0 | 0
2038-09-23 03:00 | 2038 | 9 | 0 | 0 | 0
2038-09-23 04:00 | 2038 | 9 | 0 | 0 | 0
2038-09-23 05:00 | 2038 | 9 | 0 | 0 | 0
2038-09-23 06:00 | 2038 | 9 | 0 | 0 | 0
2038-09-23 07:00 | 2038 | 9 | 0 | 0 | 0
2038-09-23 08:00 | 2038 | 9 | 0 | 0 | 0
2038-09-23 09:00 | 2038 | 9 | 0 | 0 | 0
2038-09-23 10:00 | 2038 | 9 | 0 | 0 | 0
2038-09-23 11:00 | 2038 | 9 | 0 | 0 | 0
2038-09-23 12:00 | 2038 | 9 | 0 | 0 | 0
2038-09-23 13:00 | 2038 | 9 | 0 | 0 | 0
2038-09-23 14:00 | 2038 | 9 | 0 | 0 | 0
2038-09-23 15:00 | 2038 | 9 | 0 | 0 | 0
2038-09-23 16:00 | 2038 | 9 | 0 | 0 | 0
2038-09-23 17:00 | 2038 | 9 | 0 | 0 | 0
2038-09-23 18:00 | 2038 | 9 | 0 | 0 | 0
2038-09-23 19:00 | 2038 | 9 | 0 | 0 | 0
2038-09-23 20:00 | 2038 | 9 | 0 | 0 | 0
2038-09-23 21:00 | 2038 | 9 | 0 | 0 | 0
2038-09-23 22:00 | 2038 | 9 | 0 | 0 | 0
2038-09-23 23:00 | 2038 | 9 | 0 | 0 | 0
2038-09-24 | 2038 | 9 | 0 | 0 | 0
2038-09-24 01:00 | 2038 | 9 | 0 | 0 | 0
2038-09-24 02:00 | 2038 | 9 | 0 | 0 | 0
2038-09-24 03:00 | 2038 | 9 | 0 | 0 | 0
2038-09-24 04:00 | 2038 | 9 | 0 | 0 | 0
2038-09-24 05:00 | 2038 | 9 | 0 | 0 | 0
2038-09-24 06:00 | 2038 | 9 | 0 | 0 | 0
2038-09-24 07:00 | 2038 | 9 | 0 | 0 | 0
2038-09-24 08:00 | 2038 | 9 | 0 | 0 | 0
2038-09-24 09:00 | 2038 | 9 | 0 | 0 | 0
2038-09-24 10:00 | 2038 | 9 | 0 | 0 | 0
2038-09-24 11:00 | 2038 | 9 | 0 | 0 | 0
2038-09-24 12:00 | 2038 | 9 | 0 | 0 | 0
2038-09-24 13:00 | 2038 | 9 | 0 | 0 | 0
2038-09-24 14:00 | 2038 | 9 | 0 | 0 | 0
2038-09-24 15:00 | 2038 | 9 | 0 | 0 | 0
2038-09-24 16:00 | 2038 | 9 | 0 | 0 | 0
2038-09-24 17:00 | 2038 | 9 | 0 | 0 | 0
2038-09-24 18:00 | 2038 | 9 | 0 | 0 | 0
2038-09-24 19:00 | 2038 | 9 | 0 | 0 | 0
2038-09-24 20:00 | 2038 | 9 | 0 | 0 | 0
2038-09-24 21:00 | 2038 | 9 | 0 | 0 | 0
2038-09-24 22:00 | 2038 | 9 | 0 | 0 | 0
2038-09-24 23:00 | 2038 | 9 | 0 | 0 | 0
2038-09-25 | 2038 | 9 | 0 | 0 | 0
2038-09-25 01:00 | 2038 | 9 | 0 | 0 | 0
2038-09-25 02:00 | 2038 | 9 | 0 | 0 | 0
2038-09-25 03:00 | 2038 | 9 | 0 | 0 | 0
2038-09-25 04:00 | 2038 | 9 | 0 | 0 | 0
2038-09-25 05:00 | 2038 | 9 | 0 | 0 | 0
2038-09-25 06:00 | 2038 | 9 | 0 | 0 | 0
2038-09-25 07:00 | 2038 | 9 | 0 | 0 | 0
2038-09-25 08:00 | 2038 | 9 | 0 | 0 | 0
2038-09-25 09:00 | 2038 | 9 | 0 | 0 | 0
2038-09-25 10:00 | 2038 | 9 | 0 | 0 | 0
2038-09-25 11:00 | 2038 | 9 | 0 | 0 | 0
2038-09-25 12:00 | 2038 | 9 | 0 | 0 | 0
2038-09-25 13:00 | 2038 | 9 | 0 | 0 | 0
2038-09-25 14:00 | 2038 | 9 | 0 | 0 | 0
2038-09-25 15:00 | 2038 | 9 | 0 | 0 | 0
2038-09-25 16:00 | 2038 | 9 | 0 | 0 | 0
2038-09-25 17:00 | 2038 | 9 | 0 | 0 | 0
2038-09-25 18:00 | 2038 | 9 | 0 | 0 | 0
2038-09-25 19:00 | 2038 | 9 | 0 | 0 | 0
2038-09-25 20:00 | 2038 | 9 | 0 | 0 | 0
2038-09-25 21:00 | 2038 | 9 | 0 | 0 | 0
2038-09-25 22:00 | 2038 | 9 | 0 | 0 | 0
2038-09-25 23:00 | 2038 | 9 | 0 | 0 | 0
2038-09-26 | 2038 | 9 | 0 | 0 | 0
2038-09-26 01:00 | 2038 | 9 | 0 | 0 | 0
2038-09-26 02:00 | 2038 | 9 | 0 | 0 | 0
2038-09-26 03:00 | 2038 | 9 | 0 | 0 | 0
2038-09-26 04:00 | 2038 | 9 | 0 | 0 | 0
2038-09-26 05:00 | 2038 | 9 | 0 | 0 | 0
2038-09-26 06:00 | 2038 | 9 | 0 | 0 | 0
2038-09-26 07:00 | 2038 | 9 | 0 | 0 | 0
2038-09-26 08:00 | 2038 | 9 | 0 | 0 | 0
2038-09-26 09:00 | 2038 | 9 | 0 | 0 | 0
2038-09-26 10:00 | 2038 | 9 | 0 | 0 | 0
2038-09-26 11:00 | 2038 | 9 | 0 | 0 | 0
2038-09-26 12:00 | 2038 | 9 | 0 | 0 | 0
2038-09-26 13:00 | 2038 | 9 | 0 | 0 | 0
2038-09-26 14:00 | 2038 | 9 | 0 | 0 | 0
2038-09-26 15:00 | 2038 | 9 | 0 | 0 | 0
2038-09-26 16:00 | 2038 | 9 | 0 | 0 | 0
2038-09-26 17:00 | 2038 | 9 | 0 | 0 | 0
2038-09-26 18:00 | 2038 | 9 | 0 | 0 | 0
2038-09-26 19:00 | 2038 | 9 | 0 | 0 | 0
2038-09-26 20:00 | 2038 | 9 | 0 | 0 | 0
2038-09-26 21:00 | 2038 | 9 | 0 | 0 | 0
2038-09-26 22:00 | 2038 | 9 | 0 | 0 | 0
2038-09-26 23:00 | 2038 | 9 | 0 | 0 | 0
2038-09-27 | 2038 | 9 | 0 | 0 | 0
2038-09-27 01:00 | 2038 | 9 | 0 | 0 | 0
2038-09-27 02:00 | 2038 | 9 | 0 | 0 | 0
2038-09-27 03:00 | 2038 | 9 | 0 | 0 | 0
2038-09-27 04:00 | 2038 | 9 | 0 | 0 | 0
2038-09-27 05:00 | 2038 | 9 | 0 | 0 | 0
2038-09-27 06:00 | 2038 | 9 | 0 | 0 | 0
2038-09-27 07:00 | 2038 | 9 | 0 | 0 | 0
2038-09-27 08:00 | 2038 | 9 | 0 | 0 | 0
2038-09-27 09:00 | 2038 | 9 | 0 | 0 | 0
2038-09-27 10:00 | 2038 | 9 | 0 | 0 | 0
2038-09-27 11:00 | 2038 | 9 | 0 | 0 | 0
2038-09-27 12:00 | 2038 | 9 | 0 | 0 | 0
2038-09-27 13:00 | 2038 | 9 | 0 | 0 | 0
2038-09-27 14:00 | 2038 | 9 | 0 | 0 | 0
2038-09-27 15:00 | 2038 | 9 | 0 | 0 | 0
2038-09-27 16:00 | 2038 | 9 | 0 | 0 | 0
2038-09-27 17:00 | 2038 | 9 | 0 | 0 | 0
2038-09-27 18:00 | 2038 | 9 | 0 | 0 | 0
2038-09-27 19:00 | 2038 | 9 | 0 | 0 | 0
2038-09-27 20:00 | 2038 | 9 | 0 | 0 | 0
2038-09-27 21:00 | 2038 | 9 | 0 | 0 | 0
2038-09-27 22:00 | 2038 | 9 | 0 | 0 | 0
2038-09-27 23:00 | 2038 | 9 | 0 | 0 | 0
2038-09-28 | 2038 | 9 | 0 | 0 | 0
2038-09-28 01:00 | 2038 | 9 | 0 | 0 | 0
2038-09-28 02:00 | 2038 | 9 | 0 | 0 | 0
2038-09-28 03:00 | 2038 | 9 | 0 | 0 | 0
2038-09-28 04:00 | 2038 | 9 | 0 | 0 | 0
2038-09-28 05:00 | 2038 | 9 | 0 | 0 | 0
2038-09-28 06:00 | 2038 | 9 | 0 | 0 | 0
2038-09-28 07:00 | 2038 | 9 | 0 | 0 | 0
2038-09-28 08:00 | 2038 | 9 | 0 | 0 | 0
2038-09-28 09:00 | 2038 | 9 | 0 | 0 | 0
2038-09-28 10:00 | 2038 | 9 | 0 | 0 | 0
2038-09-28 11:00 | 2038 | 9 | 0 | 0 | 0
2038-09-28 12:00 | 2038 | 9 | 0 | 0 | 0
2038-09-28 13:00 | 2038 | 9 | 0 | 0 | 0
2038-09-28 14:00 | 2038 | 9 | 0 | 0 | 0
2038-09-28 15:00 | 2038 | 9 | 0 | 0 | 0
2038-09-28 16:00 | 2038 | 9 | 0 | 0 | 0
2038-09-28 17:00 | 2038 | 9 | 0 | 0 | 0
2038-09-28 18:00 | 2038 | 9 | 0 | 0 | 0
2038-09-28 19:00 | 2038 | 9 | 0 | 0 | 0
2038-09-28 20:00 | 2038 | 9 | 0 | 0 | 0
2038-09-28 21:00 | 2038 | 9 | 0 | 0 | 0
2038-09-28 22:00 | 2038 | 9 | 0 | 0 | 0
2038-09-28 23:00 | 2038 | 9 | 0 | 0 | 0
2038-09-29 | 2038 | 9 | 0 | 0 | 0
2038-09-29 01:00 | 2038 | 9 | 0 | 0 | 0
2038-09-29 02:00 | 2038 | 9 | 0 | 0 | 0
2038-09-29 03:00 | 2038 | 9 | 0 | 0 | 0
2038-09-29 04:00 | 2038 | 9 | 0 | 0 | 0
2038-09-29 05:00 | 2038 | 9 | 0 | 0 | 0
2038-09-29 06:00 | 2038 | 9 | 0 | 0 | 0
2038-09-29 07:00 | 2038 | 9 | 0 | 0 | 0
2038-09-29 08:00 | 2038 | 9 | 0 | 0 | 0
2038-09-29 09:00 | 2038 | 9 | 0 | 0 | 0
2038-09-29 10:00 | 2038 | 9 | 0 | 0 | 0
2038-09-29 11:00 | 2038 | 9 | 0 | 0 | 0
2038-09-29 12:00 | 2038 | 9 | 0 | 0 | 0
2038-09-29 13:00 | 2038 | 9 | 0 | 0 | 0
2038-09-29 14:00 | 2038 | 9 | 0 | 0 | 0
2038-09-29 15:00 | 2038 | 9 | 0 | 0 | 0
2038-09-29 16:00 | 2038 | 9 | 0 | 0 | 0
2038-09-29 17:00 | 2038 | 9 | 0 | 0 | 0
2038-09-29 18:00 | 2038 | 9 | 0 | 0 | 0
2038-09-29 19:00 | 2038 | 9 | 0 | 0 | 0
2038-09-29 20:00 | 2038 | 9 | 0 | 0 | 0
2038-09-29 21:00 | 2038 | 9 | 0 | 0 | 0
2038-09-29 22:00 | 2038 | 9 | 0 | 0 | 0
2038-09-29 23:00 | 2038 | 9 | 0 | 0 | 0
2038-09-30 | 2038 | 9 | 0 | 0 | 0
2038-09-30 01:00 | 2038 | 9 | 0 | 0 | 0
2038-09-30 02:00 | 2038 | 9 | 0 | 0 | 0
2038-09-30 03:00 | 2038 | 9 | 0 | 0 | 0
2038-09-30 04:00 | 2038 | 9 | 0 | 0 | 0
2038-09-30 05:00 | 2038 | 9 | 0 | 0 | 0
2038-09-30 06:00 | 2038 | 9 | 0 | 0 | 0
2038-09-30 07:00 | 2038 | 9 | 0 | 0 | 0
2038-09-30 08:00 | 2038 | 9 | 0 | 0 | 0
2038-09-30 09:00 | 2038 | 9 | 0 | 0 | 0
2038-09-30 10:00 | 2038 | 9 | 0 | 0 | 0
2038-09-30 11:00 | 2038 | 9 | 0 | 0 | 0
2038-09-30 12:00 | 2038 | 9 | 0 | 0 | 0
2038-09-30 13:00 | 2038 | 9 | 0 | 0 | 0
2038-09-30 14:00 | 2038 | 9 | 0 | 0 | 0
2038-09-30 15:00 | 2038 | 9 | 0 | 0 | 0
2038-09-30 16:00 | 2038 | 9 | 0 | 0 | 0
2038-09-30 17:00 | 2038 | 9 | 0 | 0 | 0
2038-09-30 18:00 | 2038 | 9 | 0 | 0 | 0
2038-09-30 19:00 | 2038 | 9 | 0 | 0 | 0
2038-09-30 20:00 | 2038 | 9 | 0 | 0 | 0
2038-09-30 21:00 | 2038 | 9 | 0 | 0 | 0
2038-09-30 22:00 | 2038 | 9 | 0 | 0 | 0
2038-09-30 23:00 | 2038 | 9 | 0 | 0 | 0
2038-10-01 | 2038 | 10 | 0 | 0 | 0
2038-10-01 01:00 | 2038 | 10 | 0 | 0 | 0
2038-10-01 02:00 | 2038 | 10 | 0 | 0 | 0
2038-10-01 03:00 | 2038 | 10 | 0 | 0 | 0
2038-10-01 04:00 | 2038 | 10 | 0 | 0 | 0
2038-10-01 05:00 | 2038 | 10 | 0 | 0 | 0
2038-10-01 06:00 | 2038 | 10 | 0 | 0 | 0
2038-10-01 07:00 | 2038 | 10 | 0 | 0 | 0
2038-10-01 08:00 | 2038 | 10 | 0 | 0 | 0
2038-10-01 09:00 | 2038 | 10 | 0 | 0 | 0
2038-10-01 10:00 | 2038 | 10 | 0 | 0 | 0
2038-10-01 11:00 | 2038 | 10 | 0 | 0 | 0
2038-10-01 12:00 | 2038 | 10 | 0 | 0 | 0
2038-10-01 13:00 | 2038 | 10 | 0 | 0 | 0
2038-10-01 14:00 | 2038 | 10 | 0 | 0 | 0
2038-10-01 15:00 | 2038 | 10 | 0 | 0 | 0
2038-10-01 16:00 | 2038 | 10 | 0 | 0 | 0
2038-10-01 17:00 | 2038 | 10 | 0 | 0 | 0
2038-10-01 18:00 | 2038 | 10 | 0 | 0 | 0
2038-10-01 19:00 | 2038 | 10 | 0 | 0 | 0
2038-10-01 20:00 | 2038 | 10 | 0 | 0 | 0
2038-10-01 21:00 | 2038 | 10 | 0 | 0 | 0
2038-10-01 22:00 | 2038 | 10 | 0 | 0 | 0
2038-10-01 23:00 | 2038 | 10 | 0 | 0 | 0
2038-10-02 | 2038 | 10 | 0 | 0 | 0
2038-10-02 01:00 | 2038 | 10 | 0 | 0 | 0
2038-10-02 02:00 | 2038 | 10 | 0 | 0 | 0
2038-10-02 03:00 | 2038 | 10 | 0 | 0 | 0
2038-10-02 04:00 | 2038 | 10 | 0 | 0 | 0
2038-10-02 05:00 | 2038 | 10 | 0 | 0 | 0
2038-10-02 06:00 | 2038 | 10 | 0 | 0 | 0
2038-10-02 07:00 | 2038 | 10 | 0 | 0 | 0
2038-10-02 08:00 | 2038 | 10 | 0 | 0 | 0
2038-10-02 09:00 | 2038 | 10 | 0 | 0 | 0
2038-10-02 10:00 | 2038 | 10 | 0 | 0 | 0
2038-10-02 11:00 | 2038 | 10 | 0 | 0 | 0
2038-10-02 12:00 | 2038 | 10 | 0 | 0 | 0
2038-10-02 13:00 | 2038 | 10 | 0 | 0 | 0
2038-10-02 14:00 | 2038 | 10 | 0 | 0 | 0
2038-10-02 15:00 | 2038 | 10 | 0 | 0 | 0
2038-10-02 16:00 | 2038 | 10 | 0 | 0 | 0
2038-10-02 17:00 | 2038 | 10 | 0 | 0 | 0
2038-10-02 18:00 | 2038 | 10 | 0 | 0 | 0
2038-10-02 19:00 | 2038 | 10 | 0 | 0 | 0
2038-10-02 20:00 | 2038 | 10 | 0 | 0 | 0
2038-10-02 21:00 | 2038 | 10 | 0 | 0 | 0
2038-10-02 22:00 | 2038 | 10 | 0 | 0 | 0
2038-10-02 23:00 | 2038 | 10 | 0 | 0 | 0
2038-10-03 | 2038 | 10 | 0 | 0 | 0
2038-10-03 01:00 | 2038 | 10 | 0 | 0 | 0
2038-10-03 02:00 | 2038 | 10 | 0 | 0 | 0
2038-10-03 03:00 | 2038 | 10 | 0 | 0 | 0
2038-10-03 04:00 | 2038 | 10 | 0 | 0 | 0
2038-10-03 05:00 | 2038 | 10 | 0 | 0 | 0
2038-10-03 06:00 | 2038 | 10 | 0 | 0 | 0
2038-10-03 07:00 | 2038 | 10 | 0 | 0 | 0
2038-10-03 08:00 | 2038 | 10 | 0 | 0 | 0
2038-10-03 09:00 | 2038 | 10 | 0 | 0 | 0
2038-10-03 10:00 | 2038 | 10 | 0 | 0 | 0
2038-10-03 11:00 | 2038 | 10 | 0 | 0 | 0
2038-10-03 12:00 | 2038 | 10 | 0 | 0 | 0
2038-10-03 13:00 | 2038 | 10 | 0 | 0 | 0
2038-10-03 14:00 | 2038 | 10 | 0 | 0 | 0
2038-10-03 15:00 | 2038 | 10 | 0 | 0 | 0
2038-10-03 16:00 | 2038 | 10 | 0 | 0 | 0
2038-10-03 17:00 | 2038 | 10 | 0 | 0 | 0
2038-10-03 18:00 | 2038 | 10 | 0 | 0 | 0
2038-10-03 19:00 | 2038 | 10 | 0 | 0 | 0
2038-10-03 20:00 | 2038 | 10 | 0 | 0 | 0
2038-10-03 21:00 | 2038 | 10 | 0 | 0 | 0
2038-10-03 22:00 | 2038 | 10 | 0 | 0 | 0
2038-10-03 23:00 | 2038 | 10 | 0 | 0 | 0
2038-10-04 | 2038 | 10 | 0 | 0 | 0
2038-10-04 01:00 | 2038 | 10 | 0 | 0 | 0
2038-10-04 02:00 | 2038 | 10 | 0 | 0 | 0
2038-10-04 03:00 | 2038 | 10 | 0 | 0 | 0
2038-10-04 04:00 | 2038 | 10 | 0 | 0 | 0
2038-10-04 05:00 | 2038 | 10 | 0 | 0 | 0
2038-10-04 06:00 | 2038 | 10 | 0 | 0 | 0
2038-10-04 07:00 | 2038 | 10 | 0 | 0 | 0
2038-10-04 08:00 | 2038 | 10 | 0 | 0 | 0
2038-10-04 09:00 | 2038 | 10 | 0 | 0 | 0
2038-10-04 10:00 | 2038 | 10 | 0 | 0 | 0
2038-10-04 11:00 | 2038 | 10 | 0 | 0 | 0
2038-10-04 12:00 | 2038 | 10 | 0 | 0 | 0
2038-10-04 13:00 | 2038 | 10 | 0 | 0 | 0
2038-10-04 14:00 | 2038 | 10 | 0 | 0 | 0
2038-10-04 15:00 | 2038 | 10 | 0 | 0 | 0
2038-10-04 16:00 | 2038 | 10 | 0 | 0 | 0
2038-10-04 17:00 | 2038 | 10 | 0 | 0 | 0
2038-10-04 18:00 | 2038 | 10 | 0 | 0 | 0
2038-10-04 19:00 | 2038 | 10 | 0 | 0 | 0
2038-10-04 20:00 | 2038 | 10 | 0 | 0 | 0
2038-10-04 21:00 | 2038 | 10 | 0 | 0 | 0
2038-10-04 22:00 | 2038 | 10 | 0 | 0 | 0
2038-10-04 23:00 | 2038 | 10 | 0 | 0 | 0
2038-10-05 | 2038 | 10 | 0 | 0 | 0
2038-10-05 01:00 | 2038 | 10 | 0 | 0 | 0
2038-10-05 02:00 | 2038 | 10 | 0 | 0 | 0
2038-10-05 03:00 | 2038 | 10 | 0 | 0 | 0
2038-10-05 04:00 | 2038 | 10 | 0 | 0 | 0
2038-10-05 05:00 | 2038 | 10 | 0 | 0 | 0
2038-10-05 06:00 | 2038 | 10 | 0 | 0 | 0
2038-10-05 07:00 | 2038 | 10 | 0 | 0 | 0
2038-10-05 08:00 | 2038 | 10 | 0 | 0 | 0
2038-10-05 09:00 | 2038 | 10 | 0 | 0 | 0
2038-10-05 10:00 | 2038 | 10 | 0 | 0 | 0
2038-10-05 11:00 | 2038 | 10 | 0 | 0 | 0
2038-10-05 12:00 | 2038 | 10 | 0 | 0 | 0
2038-10-05 13:00 | 2038 | 10 | 0 | 0 | 0
2038-10-05 14:00 | 2038 | 10 | 0 | 0 | 0
2038-10-05 15:00 | 2038 | 10 | 0 | 0 | 0
2038-10-05 16:00 | 2038 | 10 | 0 | 0 | 0
2038-10-05 17:00 | 2038 | 10 | 0 | 0 | 0
2038-10-05 18:00 | 2038 | 10 | 0 | 0 | 0
2038-10-05 19:00 | 2038 | 10 | 0 | 0 | 0
2038-10-05 20:00 | 2038 | 10 | 0 | 0 | 0
2038-10-05 21:00 | 2038 | 10 | 0 | 0 | 0
2038-10-05 22:00 | 2038 | 10 | 0 | 0 | 0
2038-10-05 23:00 | 2038 | 10 | 0 | 0 | 0
2038-10-06 | 2038 | 10 | 0 | 0 | 0
2038-10-06 01:00 | 2038 | 10 | 0 | 0 | 0
2038-10-06 02:00 | 2038 | 10 | 0 | 0 | 0
2038-10-06 03:00 | 2038 | 10 | 0 | 0 | 0
2038-10-06 04:00 | 2038 | 10 | 0 | 0 | 0
2038-10-06 05:00 | 2038 | 10 | 0 | 0 | 0
2038-10-06 06:00 | 2038 | 10 | 0 | 0 | 0
2038-10-06 07:00 | 2038 | 10 | 0 | 0 | 0
2038-10-06 08:00 | 2038 | 10 | 0 | 0 | 0
2038-10-06 09:00 | 2038 | 10 | 0 | 0 | 0
2038-10-06 10:00 | 2038 | 10 | 0 | 0 | 0
2038-10-06 11:00 | 2038 | 10 | 0 | 0 | 0
2038-10-06 12:00 | 2038 | 10 | 0 | 0 | 0
2038-10-06 13:00 | 2038 | 10 | 0 | 0 | 0
2038-10-06 14:00 | 2038 | 10 | 0 | 0 | 0
2038-10-06 15:00 | 2038 | 10 | 0 | 0 | 0
2038-10-06 16:00 | 2038 | 10 | 0 | 0 | 0
2038-10-06 17:00 | 2038 | 10 | 0 | 0 | 0
2038-10-06 18:00 | 2038 | 10 | 0 | 0 | 0
2038-10-06 19:00 | 2038 | 10 | 0 | 0 | 0
2038-10-06 20:00 | 2038 | 10 | 0 | 0 | 0
2038-10-06 21:00 | 2038 | 10 | 0 | 0 | 0
2038-10-06 22:00 | 2038 | 10 | 0 | 0 | 0
2038-10-06 23:00 | 2038 | 10 | 0 | 0 | 0
2038-10-07 | 2038 | 10 | 0 | 0 | 0
2038-10-07 01:00 | 2038 | 10 | 0 | 0 | 0
2038-10-07 02:00 | 2038 | 10 | 0 | 0 | 0
2038-10-07 03:00 | 2038 | 10 | 0 | 0 | 0
2038-10-07 04:00 | 2038 | 10 | 0 | 0 | 0
2038-10-07 05:00 | 2038 | 10 | 0 | 0 | 0
2038-10-07 06:00 | 2038 | 10 | 0 | 0 | 0
2038-10-07 07:00 | 2038 | 10 | 0 | 0 | 0
2038-10-07 08:00 | 2038 | 10 | 0 | 0 | 0
2038-10-07 09:00 | 2038 | 10 | 0 | 0 | 0
2038-10-07 10:00 | 2038 | 10 | 0 | 0 | 0
2038-10-07 11:00 | 2038 | 10 | 0 | 0 | 0
2038-10-07 12:00 | 2038 | 10 | 0 | 0 | 0
2038-10-07 13:00 | 2038 | 10 | 0 | 0 | 0
2038-10-07 14:00 | 2038 | 10 | 0 | 0 | 0
2038-10-07 15:00 | 2038 | 10 | 0 | 0 | 0
2038-10-07 16:00 | 2038 | 10 | 0 | 0 | 0
2038-10-07 17:00 | 2038 | 10 | 0 | 0 | 0
2038-10-07 18:00 | 2038 | 10 | 0 | 0 | 0
2038-10-07 19:00 | 2038 | 10 | 0 | 0 | 0
2038-10-07 20:00 | 2038 | 10 | 0 | 0 | 0
2038-10-07 21:00 | 2038 | 10 | 0 | 0 | 0
2038-10-07 22:00 | 2038 | 10 | 0 | 0 | 0
2038-10-07 23:00 | 2038 | 10 | 0 | 0 | 0
2038-10-08 | 2038 | 10 | 0 | 0 | 0
2038-10-08 01:00 | 2038 | 10 | 0 | 0 | 0
2038-10-08 02:00 | 2038 | 10 | 0 | 0 | 0
2038-10-08 03:00 | 2038 | 10 | 0 | 0 | 0
2038-10-08 04:00 | 2038 | 10 | 0 | 0 | 0
2038-10-08 05:00 | 2038 | 10 | 0 | 0 | 0
2038-10-08 06:00 | 2038 | 10 | 0 | 0 | 0
2038-10-08 07:00 | 2038 | 10 | 0 | 0 | 0
2038-10-08 08:00 | 2038 | 10 | 0 | 0 | 0
2038-10-08 09:00 | 2038 | 10 | 0 | 0 | 0
2038-10-08 10:00 | 2038 | 10 | 0 | 0 | 0
2038-10-08 11:00 | 2038 | 10 | 0 | 0 | 0
2038-10-08 12:00 | 2038 | 10 | 0 | 0 | 0
2038-10-08 13:00 | 2038 | 10 | 0 | 0 | 0
2038-10-08 14:00 | 2038 | 10 | 0 | 0 | 0
2038-10-08 15:00 | 2038 | 10 | 0 | 0 | 0
2038-10-08 16:00 | 2038 | 10 | 0 | 0 | 0
2038-10-08 17:00 | 2038 | 10 | 0 | 0 | 0
2038-10-08 18:00 | 2038 | 10 | 0 | 0 | 0
2038-10-08 19:00 | 2038 | 10 | 0 | 0 | 0
2038-10-08 20:00 | 2038 | 10 | 0 | 0 | 0
2038-10-08 21:00 | 2038 | 10 | 0 | 0 | 0
2038-10-08 22:00 | 2038 | 10 | 0 | 0 | 0
2038-10-08 23:00 | 2038 | 10 | 0 | 0 | 0
2038-10-09 | 2038 | 10 | 0 | 0 | 0
2038-10-09 01:00 | 2038 | 10 | 0 | 0 | 0
2038-10-09 02:00 | 2038 | 10 | 0 | 0 | 0
2038-10-09 03:00 | 2038 | 10 | 0 | 0 | 0
2038-10-09 04:00 | 2038 | 10 | 0 | 0 | 0
2038-10-09 05:00 | 2038 | 10 | 0 | 0 | 0
2038-10-09 06:00 | 2038 | 10 | 0 | 0 | 0
2038-10-09 07:00 | 2038 | 10 | 0 | 0 | 0
2038-10-09 08:00 | 2038 | 10 | 0 | 0 | 0
2038-10-09 09:00 | 2038 | 10 | 0 | 0 | 0
2038-10-09 10:00 | 2038 | 10 | 0 | 0 | 0
2038-10-09 11:00 | 2038 | 10 | 0 | 0 | 0
2038-10-09 12:00 | 2038 | 10 | 0 | 0 | 0
2038-10-09 13:00 | 2038 | 10 | 0 | 0 | 0
2038-10-09 14:00 | 2038 | 10 | 0 | 0 | 0
2038-10-09 15:00 | 2038 | 10 | 0 | 0 | 0
2038-10-09 16:00 | 2038 | 10 | 0 | 0 | 0
2038-10-09 17:00 | 2038 | 10 | 0 | 0 | 0
2038-10-09 18:00 | 2038 | 10 | 0 | 0 | 0
2038-10-09 19:00 | 2038 | 10 | 0 | 0 | 0
2038-10-09 20:00 | 2038 | 10 | 0 | 0 | 0
2038-10-09 21:00 | 2038 | 10 | 0 | 0 | 0
2038-10-09 22:00 | 2038 | 10 | 0 | 0 | 0
2038-10-09 23:00 | 2038 | 10 | 0 | 0 | 0
2038-10-10 | 2038 | 10 | 0 | 0 | 0
2038-10-10 01:00 | 2038 | 10 | 0 | 0 | 0
2038-10-10 02:00 | 2038 | 10 | 0 | 0 | 0
2038-10-10 03:00 | 2038 | 10 | 0 | 0 | 0
2038-10-10 04:00 | 2038 | 10 | 0 | 0 | 0
2038-10-10 05:00 | 2038 | 10 | 0 | 0 | 0
2038-10-10 06:00 | 2038 | 10 | 0 | 0 | 0
2038-10-10 07:00 | 2038 | 10 | 0 | 0 | 0
2038-10-10 08:00 | 2038 | 10 | 0 | 0 | 0
2038-10-10 09:00 | 2038 | 10 | 0 | 0 | 0
2038-10-10 10:00 | 2038 | 10 | 0 | 0 | 0
2038-10-10 11:00 | 2038 | 10 | 0 | 0 | 0
2038-10-10 12:00 | 2038 | 10 | 0 | 0 | 0
2038-10-10 13:00 | 2038 | 10 | 0 | 0 | 0
2038-10-10 14:00 | 2038 | 10 | 0 | 0 | 0
2038-10-10 15:00 | 2038 | 10 | 0 | 0 | 0
2038-10-10 16:00 | 2038 | 10 | 0 | 0 | 0
2038-10-10 17:00 | 2038 | 10 | 0 | 0 | 0
2038-10-10 18:00 | 2038 | 10 | 0 | 0 | 0
2038-10-10 19:00 | 2038 | 10 | 0 | 0 | 0
2038-10-10 20:00 | 2038 | 10 | 0 | 0 | 0
2038-10-10 21:00 | 2038 | 10 | 0 | 0 | 0
2038-10-10 22:00 | 2038 | 10 | 0 | 0 | 0
2038-10-10 23:00 | 2038 | 10 | 0 | 0 | 0
2038-10-11 | 2038 | 10 | 0 | 0 | 0
2038-10-11 01:00 | 2038 | 10 | 0 | 0 | 0
2038-10-11 02:00 | 2038 | 10 | 0 | 0 | 0
2038-10-11 03:00 | 2038 | 10 | 0 | 0 | 0
2038-10-11 04:00 | 2038 | 10 | 0 | 0 | 0
2038-10-11 05:00 | 2038 | 10 | 0 | 0 | 0
2038-10-11 06:00 | 2038 | 10 | 0 | 0 | 0
2038-10-11 07:00 | 2038 | 10 | 0 | 0 | 0
2038-10-11 08:00 | 2038 | 10 | 0 | 0 | 0
2038-10-11 09:00 | 2038 | 10 | 0 | 0 | 0
2038-10-11 10:00 | 2038 | 10 | 0 | 0 | 0
2038-10-11 11:00 | 2038 | 10 | 0 | 0 | 0
2038-10-11 12:00 | 2038 | 10 | 0 | 0 | 0
2038-10-11 13:00 | 2038 | 10 | 0 | 0 | 0
2038-10-11 14:00 | 2038 | 10 | 0 | 0 | 0
2038-10-11 15:00 | 2038 | 10 | 0 | 0 | 0
2038-10-11 16:00 | 2038 | 10 | 0 | 0 | 0
2038-10-11 17:00 | 2038 | 10 | 0 | 0 | 0
2038-10-11 18:00 | 2038 | 10 | 0 | 0 | 0
2038-10-11 19:00 | 2038 | 10 | 0 | 0 | 0
2038-10-11 20:00 | 2038 | 10 | 0 | 0 | 0
2038-10-11 21:00 | 2038 | 10 | 0 | 0 | 0
2038-10-11 22:00 | 2038 | 10 | 0 | 0 | 0
2038-10-11 23:00 | 2038 | 10 | 0 | 0 | 0
2038-10-12 | 2038 | 10 | 0 | 0 | 0
2038-10-12 01:00 | 2038 | 10 | 0 | 0 | 0
2038-10-12 02:00 | 2038 | 10 | 0 | 0 | 0
2038-10-12 03:00 | 2038 | 10 | 0 | 0 | 0
2038-10-12 04:00 | 2038 | 10 | 0 | 0 | 0
2038-10-12 05:00 | 2038 | 10 | 0 | 0 | 0
2038-10-12 06:00 | 2038 | 10 | 0 | 0 | 0
2038-10-12 07:00 | 2038 | 10 | 0 | 0 | 0
2038-10-12 08:00 | 2038 | 10 | 0 | 0 | 0
2038-10-12 09:00 | 2038 | 10 | 0 | 0 | 0
2038-10-12 10:00 | 2038 | 10 | 0 | 0 | 0
2038-10-12 11:00 | 2038 | 10 | 0 | 0 | 0
2038-10-12 12:00 | 2038 | 10 | 0 | 0 | 0
2038-10-12 13:00 | 2038 | 10 | 0 | 0 | 0
2038-10-12 14:00 | 2038 | 10 | 0 | 0 | 0
2038-10-12 15:00 | 2038 | 10 | 0 | 0 | 0
2038-10-12 16:00 | 2038 | 10 | 0 | 0 | 0
2038-10-12 17:00 | 2038 | 10 | 0 | 0 | 0
2038-10-12 18:00 | 2038 | 10 | 0 | 0 | 0
2038-10-12 19:00 | 2038 | 10 | 0 | 0 | 0
2038-10-12 20:00 | 2038 | 10 | 0 | 0 | 0
2038-10-12 21:00 | 2038 | 10 | 0 | 0 | 0
2038-10-12 22:00 | 2038 | 10 | 0 | 0 | 0
2038-10-12 23:00 | 2038 | 10 | 0 | 0 | 0
2038-10-13 | 2038 | 10 | 0 | 0 | 0
2038-10-13 01:00 | 2038 | 10 | 0 | 0 | 0
2038-10-13 02:00 | 2038 | 10 | 0 | 0 | 0
2038-10-13 03:00 | 2038 | 10 | 0 | 0 | 0
2038-10-13 04:00 | 2038 | 10 | 0 | 0 | 0
2038-10-13 05:00 | 2038 | 10 | 0 | 0 | 0
2038-10-13 06:00 | 2038 | 10 | 0 | 0 | 0
2038-10-13 07:00 | 2038 | 10 | 0 | 0 | 0
2038-10-13 08:00 | 2038 | 10 | 0 | 0 | 0
2038-10-13 09:00 | 2038 | 10 | 0 | 0 | 0
2038-10-13 10:00 | 2038 | 10 | 0 | 0 | 0
2038-10-13 11:00 | 2038 | 10 | 0 | 0 | 0
2038-10-13 12:00 | 2038 | 10 | 0 | 0 | 0
2038-10-13 13:00 | 2038 | 10 | 0 | 0 | 0
2038-10-13 14:00 | 2038 | 10 | 0 | 0 | 0
2038-10-13 15:00 | 2038 | 10 | 0 | 0 | 0
2038-10-13 16:00 | 2038 | 10 | 0 | 0 | 0
2038-10-13 17:00 | 2038 | 10 | 0 | 0 | 0
2038-10-13 18:00 | 2038 | 10 | 0 | 0 | 0
2038-10-13 19:00 | 2038 | 10 | 0 | 0 | 0
2038-10-13 20:00 | 2038 | 10 | 0 | 0 | 0
2038-10-13 21:00 | 2038 | 10 | 0 | 0 | 0
2038-10-13 22:00 | 2038 | 10 | 0 | 0 | 0
2038-10-13 23:00 | 2038 | 10 | 0 | 0 | 0
2038-10-14 | 2038 | 10 | 0 | 0 | 0
2038-10-14 01:00 | 2038 | 10 | 0 | 0 | 0
2038-10-14 02:00 | 2038 | 10 | 0 | 0 | 0
2038-10-14 03:00 | 2038 | 10 | 0 | 0 | 0
2038-10-14 04:00 | 2038 | 10 | 0 | 0 | 0
2038-10-14 05:00 | 2038 | 10 | 0 | 0 | 0
2038-10-14 06:00 | 2038 | 10 | 0 | 0 | 0
2038-10-14 07:00 | 2038 | 10 | 0 | 0 | 0
2038-10-14 08:00 | 2038 | 10 | 0 | 0 | 0
2038-10-14 09:00 | 2038 | 10 | 0 | 0 | 0
2038-10-14 10:00 | 2038 | 10 | 0 | 0 | 0
2038-10-14 11:00 | 2038 | 10 | 0 | 0 | 0
2038-10-14 12:00 | 2038 | 10 | 0 | 0 | 0
2038-10-14 13:00 | 2038 | 10 | 0 | 0 | 0
2038-10-14 14:00 | 2038 | 10 | 0 | 0 | 0
2038-10-14 15:00 | 2038 | 10 | 0 | 0 | 0
2038-10-14 16:00 | 2038 | 10 | 0 | 0 | 0
2038-10-14 17:00 | 2038 | 10 | 0 | 0 | 0
2038-10-14 18:00 | 2038 | 10 | 0 | 0 | 0
2038-10-14 19:00 | 2038 | 10 | 0 | 0 | 0
2038-10-14 20:00 | 2038 | 10 | 0 | 0 | 0
2038-10-14 21:00 | 2038 | 10 | 0 | 0 | 0
2038-10-14 22:00 | 2038 | 10 | 0 | 0 | 0
2038-10-14 23:00 | 2038 | 10 | 0 | 0 | 0
2038-10-15 | 2038 | 10 | 0 | 0 | 0
2038-10-15 01:00 | 2038 | 10 | 0 | 0 | 0
2038-10-15 02:00 | 2038 | 10 | 0 | 0 | 0
2038-10-15 03:00 | 2038 | 10 | 0 | 0 | 0
2038-10-15 04:00 | 2038 | 10 | 0 | 0 | 0
2038-10-15 05:00 | 2038 | 10 | 0 | 0 | 0
2038-10-15 06:00 | 2038 | 10 | 0 | 0 | 0
2038-10-15 07:00 | 2038 | 10 | 0 | 0 | 0
2038-10-15 08:00 | 2038 | 10 | 0 | 0 | 0
2038-10-15 09:00 | 2038 | 10 | 0 | 0 | 0
2038-10-15 10:00 | 2038 | 10 | 0 | 0 | 0
2038-10-15 11:00 | 2038 | 10 | 0 | 0 | 0
2038-10-15 12:00 | 2038 | 10 | 0 | 0 | 0
2038-10-15 13:00 | 2038 | 10 | 0 | 0 | 0
2038-10-15 14:00 | 2038 | 10 | 0 | 0 | 0
2038-10-15 15:00 | 2038 | 10 | 0 | 0 | 0
2038-10-15 16:00 | 2038 | 10 | 0 | 0 | 0
2038-10-15 17:00 | 2038 | 10 | 0 | 0 | 0
2038-10-15 18:00 | 2038 | 10 | 0 | 0 | 0
2038-10-15 19:00 | 2038 | 10 | 0 | 0 | 0
2038-10-15 20:00 | 2038 | 10 | 0 | 0 | 0
2038-10-15 21:00 | 2038 | 10 | 0 | 0 | 0
2038-10-15 22:00 | 2038 | 10 | 0 | 0 | 0
2038-10-15 23:00 | 2038 | 10 | 0 | 0 | 0
2038-10-16 | 2038 | 10 | 0 | 0 | 0
2038-10-16 01:00 | 2038 | 10 | 0 | 0 | 0
2038-10-16 02:00 | 2038 | 10 | 0 | 0 | 0
2038-10-16 03:00 | 2038 | 10 | 0 | 0 | 0
2038-10-16 04:00 | 2038 | 10 | 0 | 0 | 0
2038-10-16 05:00 | 2038 | 10 | 0 | 0 | 0
2038-10-16 06:00 | 2038 | 10 | 0 | 0 | 0
2038-10-16 07:00 | 2038 | 10 | 0 | 0 | 0
2038-10-16 08:00 | 2038 | 10 | 0 | 0 | 0
2038-10-16 09:00 | 2038 | 10 | 0 | 0 | 0
2038-10-16 10:00 | 2038 | 10 | 0 | 0 | 0
2038-10-16 11:00 | 2038 | 10 | 0 | 0 | 0
2038-10-16 12:00 | 2038 | 10 | 0 | 0 | 0
2038-10-16 13:00 | 2038 | 10 | 0 | 0 | 0
2038-10-16 14:00 | 2038 | 10 | 0 | 0 | 0
2038-10-16 15:00 | 2038 | 10 | 0 | 0 | 0
2038-10-16 16:00 | 2038 | 10 | 0 | 0 | 0
2038-10-16 17:00 | 2038 | 10 | 0 | 0 | 0
2038-10-16 18:00 | 2038 | 10 | 0 | 0 | 0
2038-10-16 19:00 | 2038 | 10 | 0 | 0 | 0
2038-10-16 20:00 | 2038 | 10 | 0 | 0 | 0
2038-10-16 21:00 | 2038 | 10 | 0 | 0 | 0
2038-10-16 22:00 | 2038 | 10 | 0 | 0 | 0
2038-10-16 23:00 | 2038 | 10 | 0 | 0 | 0
2038-10-17 | 2038 | 10 | 0 | 0 | 0
2038-10-17 01:00 | 2038 | 10 | 0 | 0 | 0
2038-10-17 02:00 | 2038 | 10 | 0 | 0 | 0
2038-10-17 03:00 | 2038 | 10 | 0 | 0 | 0
2038-10-17 04:00 | 2038 | 10 | 0 | 0 | 0
2038-10-17 05:00 | 2038 | 10 | 0 | 0 | 0
2038-10-17 06:00 | 2038 | 10 | 0 | 0 | 0
2038-10-17 07:00 | 2038 | 10 | 0 | 0 | 0
2038-10-17 08:00 | 2038 | 10 | 0 | 0 | 0
2038-10-17 09:00 | 2038 | 10 | 0 | 0 | 0
2038-10-17 10:00 | 2038 | 10 | 0 | 0 | 0
2038-10-17 11:00 | 2038 | 10 | 0 | 0 | 0
2038-10-17 12:00 | 2038 | 10 | 0 | 0 | 0
2038-10-17 13:00 | 2038 | 10 | 0 | 0 | 0
2038-10-17 14:00 | 2038 | 10 | 0 | 0 | 0
2038-10-17 15:00 | 2038 | 10 | 0 | 0 | 0
2038-10-17 16:00 | 2038 | 10 | 0 | 0 | 0
2038-10-17 17:00 | 2038 | 10 | 0 | 0 | 0
2038-10-17 18:00 | 2038 | 10 | 0 | 0 | 0
2038-10-17 19:00 | 2038 | 10 | 0 | 0 | 0
2038-10-17 20:00 | 2038 | 10 | 0 | 0 | 0
2038-10-17 21:00 | 2038 | 10 | 0 | 0 | 0
2038-10-17 22:00 | 2038 | 10 | 0 | 0 | 0
2038-10-17 23:00 | 2038 | 10 | 0 | 0 | 0
2038-10-18 | 2038 | 10 | 0 | 0 | 0
2038-10-18 01:00 | 2038 | 10 | 0 | 0 | 0
2038-10-18 02:00 | 2038 | 10 | 0 | 0 | 0
2038-10-18 03:00 | 2038 | 10 | 0 | 0 | 0
2038-10-18 04:00 | 2038 | 10 | 0 | 0 | 0
2038-10-18 05:00 | 2038 | 10 | 0 | 0 | 0
2038-10-18 06:00 | 2038 | 10 | 0 | 0 | 0
2038-10-18 07:00 | 2038 | 10 | 0 | 0 | 0
2038-10-18 08:00 | 2038 | 10 | 0 | 0 | 0
2038-10-18 09:00 | 2038 | 10 | 0 | 0 | 0
2038-10-18 10:00 | 2038 | 10 | 0 | 0 | 0
2038-10-18 11:00 | 2038 | 10 | 0 | 0 | 0
2038-10-18 12:00 | 2038 | 10 | 0 | 0 | 0
2038-10-18 13:00 | 2038 | 10 | 0 | 0 | 0
2038-10-18 14:00 | 2038 | 10 | 0 | 0 | 0
2038-10-18 15:00 | 2038 | 10 | 0 | 0 | 0
2038-10-18 16:00 | 2038 | 10 | 0 | 0 | 0
2038-10-18 17:00 | 2038 | 10 | 0 | 0 | 0
2038-10-18 18:00 | 2038 | 10 | 0 | 0 | 0
2038-10-18 19:00 | 2038 | 10 | 0 | 0 | 0
2038-10-18 20:00 | 2038 | 10 | 0 | 0 | 0
2038-10-18 21:00 | 2038 | 10 | 0 | 0 | 0
2038-10-18 22:00 | 2038 | 10 | 0 | 0 | 0
2038-10-18 23:00 | 2038 | 10 | 0 | 0 | 0
2038-10-19 | 2038 | 10 | 0 | 0 | 0
2038-10-19 01:00 | 2038 | 10 | 0 | 0 | 0
2038-10-19 02:00 | 2038 | 10 | 0 | 0 | 0
2038-10-19 03:00 | 2038 | 10 | 0 | 0 | 0
2038-10-19 04:00 | 2038 | 10 | 0 | 0 | 0
2038-10-19 05:00 | 2038 | 10 | 0 | 0 | 0
2038-10-19 06:00 | 2038 | 10 | 0 | 0 | 0
2038-10-19 07:00 | 2038 | 10 | 0 | 0 | 0
2038-10-19 08:00 | 2038 | 10 | 0 | 0 | 0
2038-10-19 09:00 | 2038 | 10 | 0 | 0 | 0
2038-10-19 10:00 | 2038 | 10 | 0 | 0 | 0
2038-10-19 11:00 | 2038 | 10 | 0 | 0 | 0
2038-10-19 12:00 | 2038 | 10 | 0 | 0 | 0
2038-10-19 13:00 | 2038 | 10 | 0 | 0 | 0
2038-10-19 14:00 | 2038 | 10 | 0 | 0 | 0
2038-10-19 15:00 | 2038 | 10 | 0 | 0 | 0
2038-10-19 16:00 | 2038 | 10 | 0 | 0 | 0
2038-10-19 17:00 | 2038 | 10 | 0 | 0 | 0
2038-10-19 18:00 | 2038 | 10 | 0 | 0 | 0
2038-10-19 19:00 | 2038 | 10 | 0 | 0 | 0
2038-10-19 20:00 | 2038 | 10 | 0 | 0 | 0
2038-10-19 21:00 | 2038 | 10 | 0 | 0 | 0
2038-10-19 22:00 | 2038 | 10 | 0 | 0 | 0
2038-10-19 23:00 | 2038 | 10 | 0 | 0 | 0
2038-10-20 | 2038 | 10 | 0 | 0 | 0
2038-10-20 01:00 | 2038 | 10 | 0 | 0 | 0
2038-10-20 02:00 | 2038 | 10 | 0 | 0 | 0
2038-10-20 03:00 | 2038 | 10 | 0 | 0 | 0
2038-10-20 04:00 | 2038 | 10 | 0 | 0 | 0
2038-10-20 05:00 | 2038 | 10 | 0 | 0 | 0
2038-10-20 06:00 | 2038 | 10 | 0 | 0 | 0
2038-10-20 07:00 | 2038 | 10 | 0 | 0 | 0
2038-10-20 08:00 | 2038 | 10 | 0 | 0 | 0
2038-10-20 09:00 | 2038 | 10 | 0 | 0 | 0
2038-10-20 10:00 | 2038 | 10 | 0 | 0 | 0
2038-10-20 11:00 | 2038 | 10 | 0 | 0 | 0
2038-10-20 12:00 | 2038 | 10 | 0 | 0 | 0
2038-10-20 13:00 | 2038 | 10 | 0 | 0 | 0
2038-10-20 14:00 | 2038 | 10 | 0 | 0 | 0
2038-10-20 15:00 | 2038 | 10 | 0 | 0 | 0
2038-10-20 16:00 | 2038 | 10 | 0 | 0 | 0
2038-10-20 17:00 | 2038 | 10 | 0 | 0 | 0
2038-10-20 18:00 | 2038 | 10 | 0 | 0 | 0
2038-10-20 19:00 | 2038 | 10 | 0 | 0 | 0
2038-10-20 20:00 | 2038 | 10 | 0 | 0 | 0
2038-10-20 21:00 | 2038 | 10 | 0 | 0 | 0
2038-10-20 22:00 | 2038 | 10 | 0 | 0 | 0
2038-10-20 23:00 | 2038 | 10 | 0 | 0 | 0
2038-10-21 | 2038 | 10 | 0 | 0 | 0
2038-10-21 01:00 | 2038 | 10 | 0 | 0 | 0
2038-10-21 02:00 | 2038 | 10 | 0 | 0 | 0
2038-10-21 03:00 | 2038 | 10 | 0 | 0 | 0
2038-10-21 04:00 | 2038 | 10 | 0 | 0 | 0
2038-10-21 05:00 | 2038 | 10 | 0 | 0 | 0
2038-10-21 06:00 | 2038 | 10 | 0 | 0 | 0
2038-10-21 07:00 | 2038 | 10 | 0 | 0 | 0
2038-10-21 08:00 | 2038 | 10 | 0 | 0 | 0
2038-10-21 09:00 | 2038 | 10 | 0 | 0 | 0
2038-10-21 10:00 | 2038 | 10 | 0 | 0 | 0
2038-10-21 11:00 | 2038 | 10 | 0 | 0 | 0
2038-10-21 12:00 | 2038 | 10 | 0 | 0 | 0
2038-10-21 13:00 | 2038 | 10 | 0 | 0 | 0
2038-10-21 14:00 | 2038 | 10 | 0 | 0 | 0
2038-10-21 15:00 | 2038 | 10 | 0 | 0 | 0
2038-10-21 16:00 | 2038 | 10 | 0 | 0 | 0
2038-10-21 17:00 | 2038 | 10 | 0 | 0 | 0
2038-10-21 18:00 | 2038 | 10 | 0 | 0 | 0
2038-10-21 19:00 | 2038 | 10 | 0 | 0 | 0
2038-10-21 20:00 | 2038 | 10 | 0 | 0 | 0
2038-10-21 21:00 | 2038 | 10 | 0 | 0 | 0
2038-10-21 22:00 | 2038 | 10 | 0 | 0 | 0
2038-10-21 23:00 | 2038 | 10 | 0 | 0 | 0
2038-10-22 | 2038 | 10 | 0 | 0 | 0
2038-10-22 01:00 | 2038 | 10 | 0 | 0 | 0
2038-10-22 02:00 | 2038 | 10 | 0 | 0 | 0
2038-10-22 03:00 | 2038 | 10 | 0 | 0 | 0
2038-10-22 04:00 | 2038 | 10 | 0 | 0 | 0
2038-10-22 05:00 | 2038 | 10 | 0 | 0 | 0
2038-10-22 06:00 | 2038 | 10 | 0 | 0 | 0
2038-10-22 07:00 | 2038 | 10 | 0 | 0 | 0
2038-10-22 08:00 | 2038 | 10 | 0 | 0 | 0
2038-10-22 09:00 | 2038 | 10 | 0 | 0 | 0
2038-10-22 10:00 | 2038 | 10 | 0 | 0 | 0
2038-10-22 11:00 | 2038 | 10 | 0 | 0 | 0
2038-10-22 12:00 | 2038 | 10 | 0 | 0 | 0
2038-10-22 13:00 | 2038 | 10 | 0 | 0 | 0
2038-10-22 14:00 | 2038 | 10 | 0 | 0 | 0
2038-10-22 15:00 | 2038 | 10 | 0 | 0 | 0
2038-10-22 16:00 | 2038 | 10 | 0 | 0 | 0
2038-10-22 17:00 | 2038 | 10 | 0 | 0 | 0
2038-10-22 18:00 | 2038 | 10 | 0 | 0 | 0
2038-10-22 19:00 | 2038 | 10 | 0 | 0 | 0
2038-10-22 20:00 | 2038 | 10 | 0 | 0 | 0
2038-10-22 21:00 | 2038 | 10 | 0 | 0 | 0
2038-10-22 22:00 | 2038 | 10 | 0 | 0 | 0
2038-10-22 23:00 | 2038 | 10 | 0 | 0 | 0
2038-10-23 | 2038 | 10 | 0 | 0 | 0
2038-10-23 01:00 | 2038 | 10 | 0 | 0 | 0
2038-10-23 02:00 | 2038 | 10 | 0 | 0 | 0
2038-10-23 03:00 | 2038 | 10 | 0 | 0 | 0
2038-10-23 04:00 | 2038 | 10 | 0 | 0 | 0
2038-10-23 05:00 | 2038 | 10 | 0 | 0 | 0
2038-10-23 06:00 | 2038 | 10 | 0 | 0 | 0
2038-10-23 07:00 | 2038 | 10 | 0 | 0 | 0
2038-10-23 08:00 | 2038 | 10 | 0 | 0 | 0
2038-10-23 09:00 | 2038 | 10 | 0 | 0 | 0
2038-10-23 10:00 | 2038 | 10 | 0 | 0 | 0
2038-10-23 11:00 | 2038 | 10 | 0 | 0 | 0
2038-10-23 12:00 | 2038 | 10 | 0 | 0 | 0
2038-10-23 13:00 | 2038 | 10 | 0 | 0 | 0
2038-10-23 14:00 | 2038 | 10 | 0 | 0 | 0
2038-10-23 15:00 | 2038 | 10 | 0 | 0 | 0
2038-10-23 16:00 | 2038 | 10 | 0 | 0 | 0
2038-10-23 17:00 | 2038 | 10 | 0 | 0 | 0
2038-10-23 18:00 | 2038 | 10 | 0 | 0 | 0
2038-10-23 19:00 | 2038 | 10 | 0 | 0 | 0
2038-10-23 20:00 | 2038 | 10 | 0 | 0 | 0
2038-10-23 21:00 | 2038 | 10 | 0 | 0 | 0
2038-10-23 22:00 | 2038 | 10 | 0 | 0 | 0
2038-10-23 23:00 | 2038 | 10 | 0 | 0 | 0
2038-10-24 | 2038 | 10 | 0 | 0 | 0
2038-10-24 01:00 | 2038 | 10 | 0 | 0 | 0
2038-10-24 02:00 | 2038 | 10 | 0 | 0 | 0
2038-10-24 03:00 | 2038 | 10 | 0 | 0 | 0
2038-10-24 04:00 | 2038 | 10 | 0 | 0 | 0
2038-10-24 05:00 | 2038 | 10 | 0 | 0 | 0
2038-10-24 06:00 | 2038 | 10 | 0 | 0 | 0
2038-10-24 07:00 | 2038 | 10 | 0 | 0 | 0
2038-10-24 08:00 | 2038 | 10 | 0 | 0 | 0
2038-10-24 09:00 | 2038 | 10 | 0 | 0 | 0
2038-10-24 10:00 | 2038 | 10 | 0 | 0 | 0
2038-10-24 11:00 | 2038 | 10 | 0 | 0 | 0
2038-10-24 12:00 | 2038 | 10 | 0 | 0 | 0
2038-10-24 13:00 | 2038 | 10 | 0 | 0 | 0
2038-10-24 14:00 | 2038 | 10 | 0 | 0 | 0
2038-10-24 15:00 | 2038 | 10 | 0 | 0 | 0
2038-10-24 16:00 | 2038 | 10 | 0 | 0 | 0
2038-10-24 17:00 | 2038 | 10 | 0 | 0 | 0
2038-10-24 18:00 | 2038 | 10 | 0 | 0 | 0
2038-10-24 19:00 | 2038 | 10 | 0 | 0 | 0
2038-10-24 20:00 | 2038 | 10 | 0 | 0 | 0
2038-10-24 21:00 | 2038 | 10 | 0 | 0 | 0
2038-10-24 22:00 | 2038 | 10 | 0 | 0 | 0
2038-10-24 23:00 | 2038 | 10 | 0 | 0 | 0
2038-10-25 | 2038 | 10 | 0 | 0 | 0
2038-10-25 01:00 | 2038 | 10 | 0 | 0 | 0
2038-10-25 02:00 | 2038 | 10 | 0 | 0 | 0
2038-10-25 03:00 | 2038 | 10 | 0 | 0 | 0
2038-10-25 04:00 | 2038 | 10 | 0 | 0 | 0
2038-10-25 05:00 | 2038 | 10 | 0 | 0 | 0
2038-10-25 06:00 | 2038 | 10 | 0 | 0 | 0
2038-10-25 07:00 | 2038 | 10 | 0 | 0 | 0
2038-10-25 08:00 | 2038 | 10 | 0 | 0 | 0
2038-10-25 09:00 | 2038 | 10 | 0 | 0 | 0
2038-10-25 10:00 | 2038 | 10 | 0 | 0 | 0
2038-10-25 11:00 | 2038 | 10 | 0 | 0 | 0
2038-10-25 12:00 | 2038 | 10 | 0 | 0 | 0
2038-10-25 13:00 | 2038 | 10 | 0 | 0 | 0
2038-10-25 14:00 | 2038 | 10 | 0 | 0 | 0
2038-10-25 15:00 | 2038 | 10 | 0 | 0 | 0
2038-10-25 16:00 | 2038 | 10 | 0 | 0 | 0
2038-10-25 17:00 | 2038 | 10 | 0 | 0 | 0
2038-10-25 18:00 | 2038 | 10 | 0 | 0 | 0
2038-10-25 19:00 | 2038 | 10 | 0 | 0 | 0
2038-10-25 20:00 | 2038 | 10 | 0 | 0 | 0
2038-10-25 21:00 | 2038 | 10 | 0 | 0 | 0
2038-10-25 22:00 | 2038 | 10 | 0 | 0 | 0
2038-10-25 23:00 | 2038 | 10 | 0 | 0 | 0
2038-10-26 | 2038 | 10 | 0 | 0 | 0
2038-10-26 01:00 | 2038 | 10 | 0 | 0 | 0
2038-10-26 02:00 | 2038 | 10 | 0 | 0 | 0
2038-10-26 03:00 | 2038 | 10 | 0 | 0 | 0
2038-10-26 04:00 | 2038 | 10 | 0 | 0 | 0
2038-10-26 05:00 | 2038 | 10 | 0 | 0 | 0
2038-10-26 06:00 | 2038 | 10 | 0 | 0 | 0
2038-10-26 07:00 | 2038 | 10 | 0 | 0 | 0
2038-10-26 08:00 | 2038 | 10 | 0 | 0 | 0
2038-10-26 09:00 | 2038 | 10 | 0 | 0 | 0
2038-10-26 10:00 | 2038 | 10 | 0 | 0 | 0
2038-10-26 11:00 | 2038 | 10 | 0 | 0 | 0
2038-10-26 12:00 | 2038 | 10 | 0 | 0 | 0
2038-10-26 13:00 | 2038 | 10 | 0 | 0 | 0
2038-10-26 14:00 | 2038 | 10 | 0 | 0 | 0
2038-10-26 15:00 | 2038 | 10 | 0 | 0 | 0
2038-10-26 16:00 | 2038 | 10 | 0 | 0 | 0
2038-10-26 17:00 | 2038 | 10 | 0 | 0 | 0
2038-10-26 18:00 | 2038 | 10 | 0 | 0 | 0
2038-10-26 19:00 | 2038 | 10 | 0 | 0 | 0
2038-10-26 20:00 | 2038 | 10 | 0 | 0 | 0
2038-10-26 21:00 | 2038 | 10 | 0 | 0 | 0
2038-10-26 22:00 | 2038 | 10 | 0 | 0 | 0
2038-10-26 23:00 | 2038 | 10 | 0 | 0 | 0
2038-10-27 | 2038 | 10 | 0 | 0 | 0
2038-10-27 01:00 | 2038 | 10 | 0 | 0 | 0
2038-10-27 02:00 | 2038 | 10 | 0 | 0 | 0
2038-10-27 03:00 | 2038 | 10 | 0 | 0 | 0
2038-10-27 04:00 | 2038 | 10 | 0 | 0 | 0
2038-10-27 05:00 | 2038 | 10 | 0 | 0 | 0
2038-10-27 06:00 | 2038 | 10 | 0 | 0 | 0
2038-10-27 07:00 | 2038 | 10 | 0 | 0 | 0
2038-10-27 08:00 | 2038 | 10 | 0 | 0 | 0
2038-10-27 09:00 | 2038 | 10 | 0 | 0 | 0
2038-10-27 10:00 | 2038 | 10 | 0 | 0 | 0
2038-10-27 11:00 | 2038 | 10 | 0 | 0 | 0
2038-10-27 12:00 | 2038 | 10 | 0 | 0 | 0
2038-10-27 13:00 | 2038 | 10 | 0 | 0 | 0
2038-10-27 14:00 | 2038 | 10 | 0 | 0 | 0
2038-10-27 15:00 | 2038 | 10 | 0 | 0 | 0
2038-10-27 16:00 | 2038 | 10 | 0 | 0 | 0
2038-10-27 17:00 | 2038 | 10 | 0 | 0 | 0
2038-10-27 18:00 | 2038 | 10 | 0 | 0 | 0
2038-10-27 19:00 | 2038 | 10 | 0 | 0 | 0
2038-10-27 20:00 | 2038 | 10 | 0 | 0 | 0
2038-10-27 21:00 | 2038 | 10 | 0 | 0 | 0
2038-10-27 22:00 | 2038 | 10 | 0 | 0 | 0
2038-10-27 23:00 | 2038 | 10 | 0 | 0 | 0
2038-10-28 | 2038 | 10 | 0 | 0 | 0
2038-10-28 01:00 | 2038 | 10 | 0 | 0 | 0
2038-10-28 02:00 | 2038 | 10 | 0 | 0 | 0
2038-10-28 03:00 | 2038 | 10 | 0 | 0 | 0
2038-10-28 04:00 | 2038 | 10 | 0 | 0 | 0
2038-10-28 05:00 | 2038 | 10 | 0 | 0 | 0
2038-10-28 06:00 | 2038 | 10 | 0 | 0 | 0
2038-10-28 07:00 | 2038 | 10 | 0 | 0 | 0
2038-10-28 08:00 | 2038 | 10 | 0 | 0 | 0
2038-10-28 09:00 | 2038 | 10 | 0 | 0 | 0
2038-10-28 10:00 | 2038 | 10 | 0 | 0 | 0
2038-10-28 11:00 | 2038 | 10 | 0 | 0 | 0
2038-10-28 12:00 | 2038 | 10 | 0 | 0 | 0
2038-10-28 13:00 | 2038 | 10 | 0 | 0 | 0
2038-10-28 14:00 | 2038 | 10 | 0 | 0 | 0
2038-10-28 15:00 | 2038 | 10 | 0 | 0 | 0
2038-10-28 16:00 | 2038 | 10 | 0 | 0 | 0
2038-10-28 17:00 | 2038 | 10 | 0 | 0 | 0
2038-10-28 18:00 | 2038 | 10 | 0 | 0 | 0
2038-10-28 19:00 | 2038 | 10 | 0 | 0 | 0
2038-10-28 20:00 | 2038 | 10 | 0 | 0 | 0
2038-10-28 21:00 | 2038 | 10 | 0 | 0 | 0
2038-10-28 22:00 | 2038 | 10 | 0 | 0 | 0
2038-10-28 23:00 | 2038 | 10 | 0 | 0 | 0
2038-10-29 | 2038 | 10 | 0 | 0 | 0
2038-10-29 01:00 | 2038 | 10 | 0 | 0 | 0
2038-10-29 02:00 | 2038 | 10 | 0 | 0 | 0
2038-10-29 03:00 | 2038 | 10 | 0 | 0 | 0
2038-10-29 04:00 | 2038 | 10 | 0 | 0 | 0
2038-10-29 05:00 | 2038 | 10 | 0 | 0 | 0
2038-10-29 06:00 | 2038 | 10 | 0 | 0 | 0
2038-10-29 07:00 | 2038 | 10 | 0 | 0 | 0
2038-10-29 08:00 | 2038 | 10 | 0 | 0 | 0
2038-10-29 09:00 | 2038 | 10 | 0 | 0 | 0
2038-10-29 10:00 | 2038 | 10 | 0 | 0 | 0
2038-10-29 11:00 | 2038 | 10 | 0 | 0 | 0
2038-10-29 12:00 | 2038 | 10 | 0 | 0 | 0
2038-10-29 13:00 | 2038 | 10 | 0 | 0 | 0
2038-10-29 14:00 | 2038 | 10 | 0 | 0 | 0
2038-10-29 15:00 | 2038 | 10 | 0 | 0 | 0
2038-10-29 16:00 | 2038 | 10 | 0 | 0 | 0
2038-10-29 17:00 | 2038 | 10 | 0 | 0 | 0
2038-10-29 18:00 | 2038 | 10 | 0 | 0 | 0
2038-10-29 19:00 | 2038 | 10 | 0 | 0 | 0
2038-10-29 20:00 | 2038 | 10 | 0 | 0 | 0
2038-10-29 21:00 | 2038 | 10 | 0 | 0 | 0
2038-10-29 22:00 | 2038 | 10 | 0 | 0 | 0
2038-10-29 23:00 | 2038 | 10 | 0 | 0 | 0
2038-10-30 | 2038 | 10 | 0 | 0 | 0
2038-10-30 01:00 | 2038 | 10 | 0 | 0 | 0
2038-10-30 02:00 | 2038 | 10 | 0 | 0 | 0
2038-10-30 03:00 | 2038 | 10 | 0 | 0 | 0
2038-10-30 04:00 | 2038 | 10 | 0 | 0 | 0
2038-10-30 05:00 | 2038 | 10 | 0 | 0 | 0
2038-10-30 06:00 | 2038 | 10 | 0 | 0 | 0
2038-10-30 07:00 | 2038 | 10 | 0 | 0 | 0
2038-10-30 08:00 | 2038 | 10 | 0 | 0 | 0
2038-10-30 09:00 | 2038 | 10 | 0 | 0 | 0
2038-10-30 10:00 | 2038 | 10 | 0 | 0 | 0
2038-10-30 11:00 | 2038 | 10 | 0 | 0 | 0
2038-10-30 12:00 | 2038 | 10 | 0 | 0 | 0
2038-10-30 13:00 | 2038 | 10 | 0 | 0 | 0
2038-10-30 14:00 | 2038 | 10 | 0 | 0 | 0
2038-10-30 15:00 | 2038 | 10 | 0 | 0 | 0
2038-10-30 16:00 | 2038 | 10 | 0 | 0 | 0
2038-10-30 17:00 | 2038 | 10 | 0 | 0 | 0
2038-10-30 18:00 | 2038 | 10 | 0 | 0 | 0
2038-10-30 19:00 | 2038 | 10 | 0 | 0 | 0
2038-10-30 20:00 | 2038 | 10 | 0 | 0 | 0
2038-10-30 21:00 | 2038 | 10 | 0 | 0 | 0
2038-10-30 22:00 | 2038 | 10 | 0 | 0 | 0
2038-10-30 23:00 | 2038 | 10 | 0 | 0 | 0
2038-10-31 | 2038 | 10 | 0 | 0 | 0
2038-10-31 01:00 | 2038 | 10 | 0 | 0 | 0
2038-10-31 02:00 | 2038 | 10 | 0 | 0 | 0
2038-10-31 03:00 | 2038 | 10 | 0 | 0 | 0
2038-10-31 04:00 | 2038 | 10 | 0 | 0 | 0
2038-10-31 05:00 | 2038 | 10 | 0 | 0 | 0
2038-10-31 06:00 | 2038 | 10 | 0 | 0 | 0
2038-10-31 07:00 | 2038 | 10 | 0 | 0 | 0
2038-10-31 08:00 | 2038 | 10 | 0 | 0 | 0
2038-10-31 09:00 | 2038 | 10 | 0 | 0 | 0
2038-10-31 10:00 | 2038 | 10 | 0 | 0 | 0
2038-10-31 11:00 | 2038 | 10 | 0 | 0 | 0
2038-10-31 12:00 | 2038 | 10 | 0 | 0 | 0
2038-10-31 13:00 | 2038 | 10 | 0 | 0 | 0
2038-10-31 14:00 | 2038 | 10 | 0 | 0 | 0
2038-10-31 15:00 | 2038 | 10 | 0 | 0 | 0
2038-10-31 16:00 | 2038 | 10 | 0 | 0 | 0
2038-10-31 17:00 | 2038 | 10 | 0 | 0 | 0
2038-10-31 18:00 | 2038 | 10 | 0 | 0 | 0
2038-10-31 19:00 | 2038 | 10 | 0 | 0 | 0
2038-10-31 20:00 | 2038 | 10 | 0 | 0 | 0
2038-10-31 21:00 | 2038 | 10 | 0 | 0 | 0
2038-10-31 22:00 | 2038 | 10 | 0 | 0 | 0
2038-10-31 23:00 | 2038 | 10 | 0 | 0 | 0
2038-11-01 | 2038 | 11 | 0 | 0 | 0
2038-11-01 01:00 | 2038 | 11 | 0 | 0 | 0
2038-11-01 02:00 | 2038 | 11 | 0 | 0 | 0
2038-11-01 03:00 | 2038 | 11 | 0 | 0 | 0
2038-11-01 04:00 | 2038 | 11 | 0 | 0 | 0
2038-11-01 05:00 | 2038 | 11 | 0 | 0 | 0
2038-11-01 06:00 | 2038 | 11 | 0 | 0 | 0
2038-11-01 07:00 | 2038 | 11 | 0 | 0 | 0
2038-11-01 08:00 | 2038 | 11 | 0 | 0 | 0
2038-11-01 09:00 | 2038 | 11 | 0 | 0 | 0
2038-11-01 10:00 | 2038 | 11 | 0 | 0 | 0
2038-11-01 11:00 | 2038 | 11 | 0 | 0 | 0
2038-11-01 12:00 | 2038 | 11 | 0 | 0 | 0
2038-11-01 13:00 | 2038 | 11 | 0 | 0 | 0
2038-11-01 14:00 | 2038 | 11 | 0 | 0 | 0
2038-11-01 15:00 | 2038 | 11 | 0 | 0 | 0
2038-11-01 16:00 | 2038 | 11 | 0 | 0 | 0
2038-11-01 17:00 | 2038 | 11 | 0 | 0 | 0
2038-11-01 18:00 | 2038 | 11 | 0 | 0 | 0
2038-11-01 19:00 | 2038 | 11 | 0 | 0 | 0
2038-11-01 20:00 | 2038 | 11 | 0 | 0 | 0
2038-11-01 21:00 | 2038 | 11 | 0 | 0 | 0
2038-11-01 22:00 | 2038 | 11 | 0 | 0 | 0
2038-11-01 23:00 | 2038 | 11 | 0 | 0 | 0
2038-11-02 | 2038 | 11 | 0 | 0 | 0
2038-11-02 01:00 | 2038 | 11 | 0 | 0 | 0
2038-11-02 02:00 | 2038 | 11 | 0 | 0 | 0
2038-11-02 03:00 | 2038 | 11 | 0 | 0 | 0
2038-11-02 04:00 | 2038 | 11 | 0 | 0 | 0
2038-11-02 05:00 | 2038 | 11 | 0 | 0 | 0
2038-11-02 06:00 | 2038 | 11 | 0 | 0 | 0
2038-11-02 07:00 | 2038 | 11 | 0 | 0 | 0
2038-11-02 08:00 | 2038 | 11 | 0 | 0 | 0
2038-11-02 09:00 | 2038 | 11 | 0 | 0 | 0
2038-11-02 10:00 | 2038 | 11 | 0 | 0 | 0
2038-11-02 11:00 | 2038 | 11 | 0 | 0 | 0
2038-11-02 12:00 | 2038 | 11 | 0 | 0 | 0
2038-11-02 13:00 | 2038 | 11 | 0 | 0 | 0
2038-11-02 14:00 | 2038 | 11 | 0 | 0 | 0
2038-11-02 15:00 | 2038 | 11 | 0 | 0 | 0
2038-11-02 16:00 | 2038 | 11 | 0 | 0 | 0
2038-11-02 17:00 | 2038 | 11 | 0 | 0 | 0
2038-11-02 18:00 | 2038 | 11 | 0 | 0 | 0
2038-11-02 19:00 | 2038 | 11 | 0 | 0 | 0
2038-11-02 20:00 | 2038 | 11 | 0 | 0 | 0
2038-11-02 21:00 | 2038 | 11 | 0 | 0 | 0
2038-11-02 22:00 | 2038 | 11 | 0 | 0 | 0
2038-11-02 23:00 | 2038 | 11 | 0 | 0 | 0
2038-11-03 | 2038 | 11 | 0 | 0 | 0
2038-11-03 01:00 | 2038 | 11 | 0 | 0 | 0
2038-11-03 02:00 | 2038 | 11 | 0 | 0 | 0
2038-11-03 03:00 | 2038 | 11 | 0 | 0 | 0
2038-11-03 04:00 | 2038 | 11 | 0 | 0 | 0
2038-11-03 05:00 | 2038 | 11 | 0 | 0 | 0
2038-11-03 06:00 | 2038 | 11 | 0 | 0 | 0
2038-11-03 07:00 | 2038 | 11 | 0 | 0 | 0
2038-11-03 08:00 | 2038 | 11 | 0 | 0 | 0
2038-11-03 09:00 | 2038 | 11 | 0 | 0 | 0
2038-11-03 10:00 | 2038 | 11 | 0 | 0 | 0
2038-11-03 11:00 | 2038 | 11 | 0 | 0 | 0
2038-11-03 12:00 | 2038 | 11 | 0 | 0 | 0
2038-11-03 13:00 | 2038 | 11 | 0 | 0 | 0
2038-11-03 14:00 | 2038 | 11 | 0 | 0 | 0
2038-11-03 15:00 | 2038 | 11 | 0 | 0 | 0
2038-11-03 16:00 | 2038 | 11 | 0 | 0 | 0
2038-11-03 17:00 | 2038 | 11 | 0 | 0 | 0
2038-11-03 18:00 | 2038 | 11 | 0 | 0 | 0
2038-11-03 19:00 | 2038 | 11 | 0 | 0 | 0
2038-11-03 20:00 | 2038 | 11 | 0 | 0 | 0
2038-11-03 21:00 | 2038 | 11 | 0 | 0 | 0
2038-11-03 22:00 | 2038 | 11 | 0 | 0 | 0
2038-11-03 23:00 | 2038 | 11 | 0 | 0 | 0
2038-11-04 | 2038 | 11 | 0 | 0 | 0
2038-11-04 01:00 | 2038 | 11 | 0 | 0 | 0
2038-11-04 02:00 | 2038 | 11 | 0 | 0 | 0
2038-11-04 03:00 | 2038 | 11 | 0 | 0 | 0
2038-11-04 04:00 | 2038 | 11 | 0 | 0 | 0
2038-11-04 05:00 | 2038 | 11 | 0 | 0 | 0
2038-11-04 06:00 | 2038 | 11 | 0 | 0 | 0
2038-11-04 07:00 | 2038 | 11 | 0 | 0 | 0
2038-11-04 08:00 | 2038 | 11 | 0 | 0 | 0
2038-11-04 09:00 | 2038 | 11 | 0 | 0 | 0
2038-11-04 10:00 | 2038 | 11 | 0 | 0 | 0
2038-11-04 11:00 | 2038 | 11 | 0 | 0 | 0
2038-11-04 12:00 | 2038 | 11 | 0 | 0 | 0
2038-11-04 13:00 | 2038 | 11 | 0 | 0 | 0
2038-11-04 14:00 | 2038 | 11 | 0 | 0 | 0
2038-11-04 15:00 | 2038 | 11 | 0 | 0 | 0
2038-11-04 16:00 | 2038 | 11 | 0 | 0 | 0
2038-11-04 17:00 | 2038 | 11 | 0 | 0 | 0
2038-11-04 18:00 | 2038 | 11 | 0 | 0 | 0
2038-11-04 19:00 | 2038 | 11 | 0 | 0 | 0
2038-11-04 20:00 | 2038 | 11 | 0 | 0 | 0
2038-11-04 21:00 | 2038 | 11 | 0 | 0 | 0
2038-11-04 22:00 | 2038 | 11 | 0 | 0 | 0
2038-11-04 23:00 | 2038 | 11 | 0 | 0 | 0
2038-11-05 | 2038 | 11 | 0 | 0 | 0
2038-11-05 01:00 | 2038 | 11 | 0 | 0 | 0
2038-11-05 02:00 | 2038 | 11 | 0 | 0 | 0
2038-11-05 03:00 | 2038 | 11 | 0 | 0 | 0
2038-11-05 04:00 | 2038 | 11 | 0 | 0 | 0
2038-11-05 05:00 | 2038 | 11 | 0 | 0 | 0
2038-11-05 06:00 | 2038 | 11 | 0 | 0 | 0
2038-11-05 07:00 | 2038 | 11 | 0 | 0 | 0
2038-11-05 08:00 | 2038 | 11 | 0 | 0 | 0
2038-11-05 09:00 | 2038 | 11 | 0 | 0 | 0
2038-11-05 10:00 | 2038 | 11 | 0 | 0 | 0
2038-11-05 11:00 | 2038 | 11 | 0 | 0 | 0
2038-11-05 12:00 | 2038 | 11 | 0 | 0 | 0
2038-11-05 13:00 | 2038 | 11 | 0 | 0 | 0
2038-11-05 14:00 | 2038 | 11 | 0 | 0 | 0
2038-11-05 15:00 | 2038 | 11 | 0 | 0 | 0
2038-11-05 16:00 | 2038 | 11 | 0 | 0 | 0
2038-11-05 17:00 | 2038 | 11 | 0 | 0 | 0
2038-11-05 18:00 | 2038 | 11 | 0 | 0 | 0
2038-11-05 19:00 | 2038 | 11 | 0 | 0 | 0
2038-11-05 20:00 | 2038 | 11 | 0 | 0 | 0
2038-11-05 21:00 | 2038 | 11 | 0 | 0 | 0
2038-11-05 22:00 | 2038 | 11 | 0 | 0 | 0
2038-11-05 23:00 | 2038 | 11 | 0 | 0 | 0
2038-11-06 | 2038 | 11 | 0 | 0 | 0
2038-11-06 01:00 | 2038 | 11 | 0 | 0 | 0
2038-11-06 02:00 | 2038 | 11 | 0 | 0 | 0
2038-11-06 03:00 | 2038 | 11 | 0 | 0 | 0
2038-11-06 04:00 | 2038 | 11 | 0 | 0 | 0
2038-11-06 05:00 | 2038 | 11 | 0 | 0 | 0
2038-11-06 06:00 | 2038 | 11 | 0 | 0 | 0
2038-11-06 07:00 | 2038 | 11 | 0 | 0 | 0
2038-11-06 08:00 | 2038 | 11 | 0 | 0 | 0
2038-11-06 09:00 | 2038 | 11 | 0 | 0 | 0
2038-11-06 10:00 | 2038 | 11 | 0 | 0 | 0
2038-11-06 11:00 | 2038 | 11 | 0 | 0 | 0
2038-11-06 12:00 | 2038 | 11 | 0 | 0 | 0
2038-11-06 13:00 | 2038 | 11 | 0 | 0 | 0
2038-11-06 14:00 | 2038 | 11 | 0 | 0 | 0
2038-11-06 15:00 | 2038 | 11 | 0 | 0 | 0
2038-11-06 16:00 | 2038 | 11 | 0 | 0 | 0
2038-11-06 17:00 | 2038 | 11 | 0 | 0 | 0
2038-11-06 18:00 | 2038 | 11 | 0 | 0 | 0
2038-11-06 19:00 | 2038 | 11 | 0 | 0 | 0
2038-11-06 20:00 | 2038 | 11 | 0 | 0 | 0
2038-11-06 21:00 | 2038 | 11 | 0 | 0 | 0
2038-11-06 22:00 | 2038 | 11 | 0 | 0 | 0
2038-11-06 23:00 | 2038 | 11 | 0 | 0 | 0
2038-11-07 | 2038 | 11 | 0 | 0 | 0
2038-11-07 01:00 | 2038 | 11 | 0 | 0 | 0
2038-11-07 02:00 | 2038 | 11 | 0 | 0 | 0
2038-11-07 03:00 | 2038 | 11 | 0 | 0 | 0
2038-11-07 04:00 | 2038 | 11 | 0 | 0 | 0
2038-11-07 05:00 | 2038 | 11 | 0 | 0 | 0
2038-11-07 06:00 | 2038 | 11 | 0 | 0 | 0
2038-11-07 07:00 | 2038 | 11 | 0 | 0 | 0
2038-11-07 08:00 | 2038 | 11 | 0 | 0 | 0
2038-11-07 09:00 | 2038 | 11 | 0 | 0 | 0
2038-11-07 10:00 | 2038 | 11 | 0 | 0 | 0
2038-11-07 11:00 | 2038 | 11 | 0 | 0 | 0
2038-11-07 12:00 | 2038 | 11 | 0 | 0 | 0
2038-11-07 13:00 | 2038 | 11 | 0 | 0 | 0
2038-11-07 14:00 | 2038 | 11 | 0 | 0 | 0
2038-11-07 15:00 | 2038 | 11 | 0 | 0 | 0
2038-11-07 16:00 | 2038 | 11 | 0 | 0 | 0
2038-11-07 17:00 | 2038 | 11 | 0 | 0 | 0
2038-11-07 18:00 | 2038 | 11 | 0 | 0 | 0
2038-11-07 19:00 | 2038 | 11 | 0 | 0 | 0
2038-11-07 20:00 | 2038 | 11 | 0 | 0 | 0
2038-11-07 21:00 | 2038 | 11 | 0 | 0 | 0
2038-11-07 22:00 | 2038 | 11 | 0 | 0 | 0
2038-11-07 23:00 | 2038 | 11 | 0 | 0 | 0
2038-11-08 | 2038 | 11 | 0 | 0 | 0
2038-11-08 01:00 | 2038 | 11 | 0 | 0 | 0
2038-11-08 02:00 | 2038 | 11 | 0 | 0 | 0
2038-11-08 03:00 | 2038 | 11 | 0 | 0 | 0
2038-11-08 04:00 | 2038 | 11 | 0 | 0 | 0
2038-11-08 05:00 | 2038 | 11 | 0 | 0 | 0
2038-11-08 06:00 | 2038 | 11 | 0 | 0 | 0
2038-11-08 07:00 | 2038 | 11 | 0 | 0 | 0
2038-11-08 08:00 | 2038 | 11 | 0 | 0 | 0
2038-11-08 09:00 | 2038 | 11 | 0 | 0 | 0
2038-11-08 10:00 | 2038 | 11 | 0 | 0 | 0
2038-11-08 11:00 | 2038 | 11 | 0 | 0 | 0
2038-11-08 12:00 | 2038 | 11 | 0 | 0 | 0
2038-11-08 13:00 | 2038 | 11 | 0 | 0 | 0
2038-11-08 14:00 | 2038 | 11 | 0 | 0 | 0
2038-11-08 15:00 | 2038 | 11 | 0 | 0 | 0
2038-11-08 16:00 | 2038 | 11 | 0 | 0 | 0
2038-11-08 17:00 | 2038 | 11 | 0 | 0 | 0
2038-11-08 18:00 | 2038 | 11 | 0 | 0 | 0
2038-11-08 19:00 | 2038 | 11 | 0 | 0 | 0
2038-11-08 20:00 | 2038 | 11 | 0 | 0 | 0
2038-11-08 21:00 | 2038 | 11 | 0 | 0 | 0
2038-11-08 22:00 | 2038 | 11 | 0 | 0 | 0
2038-11-08 23:00 | 2038 | 11 | 0 | 0 | 0
2038-11-09 | 2038 | 11 | 0 | 0 | 0
2038-11-09 01:00 | 2038 | 11 | 0 | 0 | 0
2038-11-09 02:00 | 2038 | 11 | 0 | 0 | 0
2038-11-09 03:00 | 2038 | 11 | 0 | 0 | 0
2038-11-09 04:00 | 2038 | 11 | 0 | 0 | 0
2038-11-09 05:00 | 2038 | 11 | 0 | 0 | 0
2038-11-09 06:00 | 2038 | 11 | 0 | 0 | 0
2038-11-09 07:00 | 2038 | 11 | 0 | 0 | 0
2038-11-09 08:00 | 2038 | 11 | 0 | 0 | 0
2038-11-09 09:00 | 2038 | 11 | 0 | 0 | 0
2038-11-09 10:00 | 2038 | 11 | 0 | 0 | 0
2038-11-09 11:00 | 2038 | 11 | 0 | 0 | 0
2038-11-09 12:00 | 2038 | 11 | 0 | 0 | 0
2038-11-09 13:00 | 2038 | 11 | 0 | 0 | 0
2038-11-09 14:00 | 2038 | 11 | 0 | 0 | 0
2038-11-09 15:00 | 2038 | 11 | 0 | 0 | 0
2038-11-09 16:00 | 2038 | 11 | 0 | 0 | 0
2038-11-09 17:00 | 2038 | 11 | 0 | 0 | 0
2038-11-09 18:00 | 2038 | 11 | 0 | 0 | 0
2038-11-09 19:00 | 2038 | 11 | 0 | 0 | 0
2038-11-09 20:00 | 2038 | 11 | 0 | 0 | 0
2038-11-09 21:00 | 2038 | 11 | 0 | 0 | 0
2038-11-09 22:00 | 2038 | 11 | 0 | 0 | 0
2038-11-09 23:00 | 2038 | 11 | 0 | 0 | 0
2038-11-10 | 2038 | 11 | 0 | 0 | 0
2038-11-10 01:00 | 2038 | 11 | 0 | 0 | 0
2038-11-10 02:00 | 2038 | 11 | 0 | 0 | 0
2038-11-10 03:00 | 2038 | 11 | 0 | 0 | 0
2038-11-10 04:00 | 2038 | 11 | 0 | 0 | 0
2038-11-10 05:00 | 2038 | 11 | 0 | 0 | 0
2038-11-10 06:00 | 2038 | 11 | 0 | 0 | 0
2038-11-10 07:00 | 2038 | 11 | 0 | 0 | 0
2038-11-10 08:00 | 2038 | 11 | 0 | 0 | 0
2038-11-10 09:00 | 2038 | 11 | 0 | 0 | 0
2038-11-10 10:00 | 2038 | 11 | 0 | 0 | 0
2038-11-10 11:00 | 2038 | 11 | 0 | 0 | 0
2038-11-10 12:00 | 2038 | 11 | 0 | 0 | 0
2038-11-10 13:00 | 2038 | 11 | 0 | 0 | 0
2038-11-10 14:00 | 2038 | 11 | 0 | 0 | 0
2038-11-10 15:00 | 2038 | 11 | 0 | 0 | 0
2038-11-10 16:00 | 2038 | 11 | 0 | 0 | 0
2038-11-10 17:00 | 2038 | 11 | 0 | 0 | 0
2038-11-10 18:00 | 2038 | 11 | 0 | 0 | 0
2038-11-10 19:00 | 2038 | 11 | 0 | 0 | 0
2038-11-10 20:00 | 2038 | 11 | 0 | 0 | 0
2038-11-10 21:00 | 2038 | 11 | 0 | 0 | 0
2038-11-10 22:00 | 2038 | 11 | 0 | 0 | 0
2038-11-10 23:00 | 2038 | 11 | 0 | 0 | 0
2038-11-11 | 2038 | 11 | 0 | 0 | 0
2038-11-11 01:00 | 2038 | 11 | 0 | 0 | 0
2038-11-11 02:00 | 2038 | 11 | 0 | 0 | 0
2038-11-11 03:00 | 2038 | 11 | 0 | 0 | 0
2038-11-11 04:00 | 2038 | 11 | 0 | 0 | 0
2038-11-11 05:00 | 2038 | 11 | 0 | 0 | 0
2038-11-11 06:00 | 2038 | 11 | 0 | 0 | 0
2038-11-11 07:00 | 2038 | 11 | 0 | 0 | 0
2038-11-11 08:00 | 2038 | 11 | 0 | 0 | 0
2038-11-11 09:00 | 2038 | 11 | 0 | 0 | 0
2038-11-11 10:00 | 2038 | 11 | 0 | 0 | 0
2038-11-11 11:00 | 2038 | 11 | 0 | 0 | 0
2038-11-11 12:00 | 2038 | 11 | 0 | 0 | 0
2038-11-11 13:00 | 2038 | 11 | 0 | 0 | 0
2038-11-11 14:00 | 2038 | 11 | 0 | 0 | 0
2038-11-11 15:00 | 2038 | 11 | 0 | 0 | 0
2038-11-11 16:00 | 2038 | 11 | 0 | 0 | 0
2038-11-11 17:00 | 2038 | 11 | 0 | 0 | 0
2038-11-11 18:00 | 2038 | 11 | 0 | 0 | 0
2038-11-11 19:00 | 2038 | 11 | 0 | 0 | 0
2038-11-11 20:00 | 2038 | 11 | 0 | 0 | 0
2038-11-11 21:00 | 2038 | 11 | 0 | 0 | 0
2038-11-11 22:00 | 2038 | 11 | 0 | 0 | 0
2038-11-11 23:00 | 2038 | 11 | 0 | 0 | 0
2038-11-12 | 2038 | 11 | 0 | 0 | 0
2038-11-12 01:00 | 2038 | 11 | 0 | 0 | 0
2038-11-12 02:00 | 2038 | 11 | 0 | 0 | 0
2038-11-12 03:00 | 2038 | 11 | 0 | 0 | 0
2038-11-12 04:00 | 2038 | 11 | 0 | 0 | 0
2038-11-12 05:00 | 2038 | 11 | 0 | 0 | 0
2038-11-12 06:00 | 2038 | 11 | 0 | 0 | 0
2038-11-12 07:00 | 2038 | 11 | 0 | 0 | 0
2038-11-12 08:00 | 2038 | 11 | 0 | 0 | 0
2038-11-12 09:00 | 2038 | 11 | 0 | 0 | 0
2038-11-12 10:00 | 2038 | 11 | 0 | 0 | 0
2038-11-12 11:00 | 2038 | 11 | 0 | 0 | 0
2038-11-12 12:00 | 2038 | 11 | 0 | 0 | 0
2038-11-12 13:00 | 2038 | 11 | 0 | 0 | 0
2038-11-12 14:00 | 2038 | 11 | 0 | 0 | 0
2038-11-12 15:00 | 2038 | 11 | 0 | 0 | 0
2038-11-12 16:00 | 2038 | 11 | 0 | 0 | 0
2038-11-12 17:00 | 2038 | 11 | 0 | 0 | 0
2038-11-12 18:00 | 2038 | 11 | 0 | 0 | 0
2038-11-12 19:00 | 2038 | 11 | 0 | 0 | 0
2038-11-12 20:00 | 2038 | 11 | 0 | 0 | 0
2038-11-12 21:00 | 2038 | 11 | 0 | 0 | 0
2038-11-12 22:00 | 2038 | 11 | 0 | 0 | 0
2038-11-12 23:00 | 2038 | 11 | 0 | 0 | 0
2038-11-13 | 2038 | 11 | 0 | 0 | 0
2038-11-13 01:00 | 2038 | 11 | 0 | 0 | 0
2038-11-13 02:00 | 2038 | 11 | 0 | 0 | 0
2038-11-13 03:00 | 2038 | 11 | 0 | 0 | 0
2038-11-13 04:00 | 2038 | 11 | 0 | 0 | 0
2038-11-13 05:00 | 2038 | 11 | 0 | 0 | 0
2038-11-13 06:00 | 2038 | 11 | 0 | 0 | 0
2038-11-13 07:00 | 2038 | 11 | 0 | 0 | 0
2038-11-13 08:00 | 2038 | 11 | 0 | 0 | 0
2038-11-13 09:00 | 2038 | 11 | 0 | 0 | 0
2038-11-13 10:00 | 2038 | 11 | 0 | 0 | 0
2038-11-13 11:00 | 2038 | 11 | 0 | 0 | 0
2038-11-13 12:00 | 2038 | 11 | 0 | 0 | 0
2038-11-13 13:00 | 2038 | 11 | 0 | 0 | 0
2038-11-13 14:00 | 2038 | 11 | 0 | 0 | 0
2038-11-13 15:00 | 2038 | 11 | 0 | 0 | 0
2038-11-13 16:00 | 2038 | 11 | 0 | 0 | 0
2038-11-13 17:00 | 2038 | 11 | 0 | 0 | 0
2038-11-13 18:00 | 2038 | 11 | 0 | 0 | 0
2038-11-13 19:00 | 2038 | 11 | 0 | 0 | 0
2038-11-13 20:00 | 2038 | 11 | 0 | 0 | 0
2038-11-13 21:00 | 2038 | 11 | 0 | 0 | 0
2038-11-13 22:00 | 2038 | 11 | 0 | 0 | 0
2038-11-13 23:00 | 2038 | 11 | 0 | 0 | 0
2038-11-14 | 2038 | 11 | 0 | 0 | 0
2038-11-14 01:00 | 2038 | 11 | 0 | 0 | 0
2038-11-14 02:00 | 2038 | 11 | 0 | 0 | 0
2038-11-14 03:00 | 2038 | 11 | 0 | 0 | 0
2038-11-14 04:00 | 2038 | 11 | 0 | 0 | 0
2038-11-14 05:00 | 2038 | 11 | 0 | 0 | 0
2038-11-14 06:00 | 2038 | 11 | 0 | 0 | 0
2038-11-14 07:00 | 2038 | 11 | 0 | 0 | 0
2038-11-14 08:00 | 2038 | 11 | 0 | 0 | 0
2038-11-14 09:00 | 2038 | 11 | 0 | 0 | 0
2038-11-14 10:00 | 2038 | 11 | 0 | 0 | 0
2038-11-14 11:00 | 2038 | 11 | 0 | 0 | 0
2038-11-14 12:00 | 2038 | 11 | 0 | 0 | 0
2038-11-14 13:00 | 2038 | 11 | 0 | 0 | 0
2038-11-14 14:00 | 2038 | 11 | 0 | 0 | 0
2038-11-14 15:00 | 2038 | 11 | 0 | 0 | 0
2038-11-14 16:00 | 2038 | 11 | 0 | 0 | 0
2038-11-14 17:00 | 2038 | 11 | 0 | 0 | 0
2038-11-14 18:00 | 2038 | 11 | 0 | 0 | 0
2038-11-14 19:00 | 2038 | 11 | 0 | 0 | 0
2038-11-14 20:00 | 2038 | 11 | 0 | 0 | 0
2038-11-14 21:00 | 2038 | 11 | 0 | 0 | 0
2038-11-14 22:00 | 2038 | 11 | 0 | 0 | 0
2038-11-14 23:00 | 2038 | 11 | 0 | 0 | 0
2038-11-15 | 2038 | 11 | 0 | 0 | 0
2038-11-15 01:00 | 2038 | 11 | 0 | 0 | 0
2038-11-15 02:00 | 2038 | 11 | 0 | 0 | 0
2038-11-15 03:00 | 2038 | 11 | 0 | 0 | 0
2038-11-15 04:00 | 2038 | 11 | 0 | 0 | 0
2038-11-15 05:00 | 2038 | 11 | 0 | 0 | 0
2038-11-15 06:00 | 2038 | 11 | 0 | 0 | 0
2038-11-15 07:00 | 2038 | 11 | 0 | 0 | 0
2038-11-15 08:00 | 2038 | 11 | 0 | 0 | 0
2038-11-15 09:00 | 2038 | 11 | 0 | 0 | 0
2038-11-15 10:00 | 2038 | 11 | 0 | 0 | 0
2038-11-15 11:00 | 2038 | 11 | 0 | 0 | 0
2038-11-15 12:00 | 2038 | 11 | 0 | 0 | 0
2038-11-15 13:00 | 2038 | 11 | 0 | 0 | 0
2038-11-15 14:00 | 2038 | 11 | 0 | 0 | 0
2038-11-15 15:00 | 2038 | 11 | 0 | 0 | 0
2038-11-15 16:00 | 2038 | 11 | 0 | 0 | 0
2038-11-15 17:00 | 2038 | 11 | 0 | 0 | 0
2038-11-15 18:00 | 2038 | 11 | 0 | 0 | 0
2038-11-15 19:00 | 2038 | 11 | 0 | 0 | 0
2038-11-15 20:00 | 2038 | 11 | 0 | 0 | 0
2038-11-15 21:00 | 2038 | 11 | 0 | 0 | 0
2038-11-15 22:00 | 2038 | 11 | 0 | 0 | 0
2038-11-15 23:00 | 2038 | 11 | 0 | 0 | 0
2038-11-16 | 2038 | 11 | 0 | 0 | 0
2038-11-16 01:00 | 2038 | 11 | 0 | 0 | 0
2038-11-16 02:00 | 2038 | 11 | 0 | 0 | 0
2038-11-16 03:00 | 2038 | 11 | 0 | 0 | 0
2038-11-16 04:00 | 2038 | 11 | 0 | 0 | 0
2038-11-16 05:00 | 2038 | 11 | 0 | 0 | 0
2038-11-16 06:00 | 2038 | 11 | 0 | 0 | 0
2038-11-16 07:00 | 2038 | 11 | 0 | 0 | 0
2038-11-16 08:00 | 2038 | 11 | 0 | 0 | 0
2038-11-16 09:00 | 2038 | 11 | 0 | 0 | 0
2038-11-16 10:00 | 2038 | 11 | 0 | 0 | 0
2038-11-16 11:00 | 2038 | 11 | 0 | 0 | 0
2038-11-16 12:00 | 2038 | 11 | 0 | 0 | 0
2038-11-16 13:00 | 2038 | 11 | 0 | 0 | 0
2038-11-16 14:00 | 2038 | 11 | 0 | 0 | 0
2038-11-16 15:00 | 2038 | 11 | 0 | 0 | 0
2038-11-16 16:00 | 2038 | 11 | 0 | 0 | 0
2038-11-16 17:00 | 2038 | 11 | 0 | 0 | 0
2038-11-16 18:00 | 2038 | 11 | 0 | 0 | 0
2038-11-16 19:00 | 2038 | 11 | 0 | 0 | 0
2038-11-16 20:00 | 2038 | 11 | 0 | 0 | 0
2038-11-16 21:00 | 2038 | 11 | 0 | 0 | 0
2038-11-16 22:00 | 2038 | 11 | 0 | 0 | 0
2038-11-16 23:00 | 2038 | 11 | 0 | 0 | 0
2038-11-17 | 2038 | 11 | 0 | 0 | 0
2038-11-17 01:00 | 2038 | 11 | 0 | 0 | 0
2038-11-17 02:00 | 2038 | 11 | 0 | 0 | 0
2038-11-17 03:00 | 2038 | 11 | 0 | 0 | 0
2038-11-17 04:00 | 2038 | 11 | 0 | 0 | 0
2038-11-17 05:00 | 2038 | 11 | 0 | 0 | 0
2038-11-17 06:00 | 2038 | 11 | 0 | 0 | 0
2038-11-17 07:00 | 2038 | 11 | 0 | 0 | 0
2038-11-17 08:00 | 2038 | 11 | 0 | 0 | 0
2038-11-17 09:00 | 2038 | 11 | 0 | 0 | 0
2038-11-17 10:00 | 2038 | 11 | 0 | 0 | 0
2038-11-17 11:00 | 2038 | 11 | 0 | 0 | 0
2038-11-17 12:00 | 2038 | 11 | 0 | 0 | 0
2038-11-17 13:00 | 2038 | 11 | 0 | 0 | 0
2038-11-17 14:00 | 2038 | 11 | 0 | 0 | 0
2038-11-17 15:00 | 2038 | 11 | 0 | 0 | 0
2038-11-17 16:00 | 2038 | 11 | 0 | 0 | 0
2038-11-17 17:00 | 2038 | 11 | 0 | 0 | 0
2038-11-17 18:00 | 2038 | 11 | 0 | 0 | 0
2038-11-17 19:00 | 2038 | 11 | 0 | 0 | 0
2038-11-17 20:00 | 2038 | 11 | 0 | 0 | 0
2038-11-17 21:00 | 2038 | 11 | 0 | 0 | 0
2038-11-17 22:00 | 2038 | 11 | 0 | 0 | 0
2038-11-17 23:00 | 2038 | 11 | 0 | 0 | 0
2038-11-18 | 2038 | 11 | 0 | 0 | 0
2038-11-18 01:00 | 2038 | 11 | 0 | 0 | 0
2038-11-18 02:00 | 2038 | 11 | 0 | 0 | 0
2038-11-18 03:00 | 2038 | 11 | 0 | 0 | 0
2038-11-18 04:00 | 2038 | 11 | 0 | 0 | 0
2038-11-18 05:00 | 2038 | 11 | 0 | 0 | 0
2038-11-18 06:00 | 2038 | 11 | 0 | 0 | 0
2038-11-18 07:00 | 2038 | 11 | 0 | 0 | 0
2038-11-18 08:00 | 2038 | 11 | 0 | 0 | 0
2038-11-18 09:00 | 2038 | 11 | 0 | 0 | 0
2038-11-18 10:00 | 2038 | 11 | 0 | 0 | 0
2038-11-18 11:00 | 2038 | 11 | 0 | 0 | 0
2038-11-18 12:00 | 2038 | 11 | 0 | 0 | 0
2038-11-18 13:00 | 2038 | 11 | 0 | 0 | 0
2038-11-18 14:00 | 2038 | 11 | 0 | 0 | 0
2038-11-18 15:00 | 2038 | 11 | 0 | 0 | 0
2038-11-18 16:00 | 2038 | 11 | 0 | 0 | 0
2038-11-18 17:00 | 2038 | 11 | 0 | 0 | 0
2038-11-18 18:00 | 2038 | 11 | 0 | 0 | 0
2038-11-18 19:00 | 2038 | 11 | 0 | 0 | 0
2038-11-18 20:00 | 2038 | 11 | 0 | 0 | 0
2038-11-18 21:00 | 2038 | 11 | 0 | 0 | 0
2038-11-18 22:00 | 2038 | 11 | 0 | 0 | 0
2038-11-18 23:00 | 2038 | 11 | 0 | 0 | 0
2038-11-19 | 2038 | 11 | 0 | 0 | 0
2038-11-19 01:00 | 2038 | 11 | 0 | 0 | 0
2038-11-19 02:00 | 2038 | 11 | 0 | 0 | 0
2038-11-19 03:00 | 2038 | 11 | 0 | 0 | 0
2038-11-19 04:00 | 2038 | 11 | 0 | 0 | 0
2038-11-19 05:00 | 2038 | 11 | 0 | 0 | 0
2038-11-19 06:00 | 2038 | 11 | 0 | 0 | 0
2038-11-19 07:00 | 2038 | 11 | 0 | 0 | 0
2038-11-19 08:00 | 2038 | 11 | 0 | 0 | 0
2038-11-19 09:00 | 2038 | 11 | 0 | 0 | 0
2038-11-19 10:00 | 2038 | 11 | 0 | 0 | 0
2038-11-19 11:00 | 2038 | 11 | 0 | 0 | 0
2038-11-19 12:00 | 2038 | 11 | 0 | 0 | 0
2038-11-19 13:00 | 2038 | 11 | 0 | 0 | 0
2038-11-19 14:00 | 2038 | 11 | 0 | 0 | 0
2038-11-19 15:00 | 2038 | 11 | 0 | 0 | 0
2038-11-19 16:00 | 2038 | 11 | 0 | 0 | 0
2038-11-19 17:00 | 2038 | 11 | 0 | 0 | 0
2038-11-19 18:00 | 2038 | 11 | 0 | 0 | 0
2038-11-19 19:00 | 2038 | 11 | 0 | 0 | 0
2038-11-19 20:00 | 2038 | 11 | 0 | 0 | 0
2038-11-19 21:00 | 2038 | 11 | 0 | 0 | 0
2038-11-19 22:00 | 2038 | 11 | 0 | 0 | 0
2038-11-19 23:00 | 2038 | 11 | 0 | 0 | 0
2038-11-20 | 2038 | 11 | 0 | 0 | 0
2038-11-20 01:00 | 2038 | 11 | 0 | 0 | 0
2038-11-20 02:00 | 2038 | 11 | 0 | 0 | 0
2038-11-20 03:00 | 2038 | 11 | 0 | 0 | 0
2038-11-20 04:00 | 2038 | 11 | 0 | 0 | 0
2038-11-20 05:00 | 2038 | 11 | 0 | 0 | 0
2038-11-20 06:00 | 2038 | 11 | 0 | 0 | 0
2038-11-20 07:00 | 2038 | 11 | 0 | 0 | 0
2038-11-20 08:00 | 2038 | 11 | 0 | 0 | 0
2038-11-20 09:00 | 2038 | 11 | 0 | 0 | 0
2038-11-20 10:00 | 2038 | 11 | 0 | 0 | 0
2038-11-20 11:00 | 2038 | 11 | 0 | 0 | 0
2038-11-20 12:00 | 2038 | 11 | 0 | 0 | 0
2038-11-20 13:00 | 2038 | 11 | 0 | 0 | 0
2038-11-20 14:00 | 2038 | 11 | 0 | 0 | 0
2038-11-20 15:00 | 2038 | 11 | 0 | 0 | 0
2038-11-20 16:00 | 2038 | 11 | 0 | 0 | 0
2038-11-20 17:00 | 2038 | 11 | 0 | 0 | 0
2038-11-20 18:00 | 2038 | 11 | 0 | 0 | 0
2038-11-20 19:00 | 2038 | 11 | 0 | 0 | 0
2038-11-20 20:00 | 2038 | 11 | 0 | 0 | 0
2038-11-20 21:00 | 2038 | 11 | 0 | 0 | 0
2038-11-20 22:00 | 2038 | 11 | 0 | 0 | 0
2038-11-20 23:00 | 2038 | 11 | 0 | 0 | 0
2038-11-21 | 2038 | 11 | 0 | 0 | 0
2038-11-21 01:00 | 2038 | 11 | 0 | 0 | 0
2038-11-21 02:00 | 2038 | 11 | 0 | 0 | 0
2038-11-21 03:00 | 2038 | 11 | 0 | 0 | 0
2038-11-21 04:00 | 2038 | 11 | 0 | 0 | 0
2038-11-21 05:00 | 2038 | 11 | 0 | 0 | 0
2038-11-21 06:00 | 2038 | 11 | 0 | 0 | 0
2038-11-21 07:00 | 2038 | 11 | 0 | 0 | 0
2038-11-21 08:00 | 2038 | 11 | 0 | 0 | 0
2038-11-21 09:00 | 2038 | 11 | 0 | 0 | 0
2038-11-21 10:00 | 2038 | 11 | 0 | 0 | 0
2038-11-21 11:00 | 2038 | 11 | 0 | 0 | 0
2038-11-21 12:00 | 2038 | 11 | 0 | 0 | 0
2038-11-21 13:00 | 2038 | 11 | 0 | 0 | 0
2038-11-21 14:00 | 2038 | 11 | 0 | 0 | 0
2038-11-21 15:00 | 2038 | 11 | 0 | 0 | 0
2038-11-21 16:00 | 2038 | 11 | 0 | 0 | 0
2038-11-21 17:00 | 2038 | 11 | 0 | 0 | 0
2038-11-21 18:00 | 2038 | 11 | 0 | 0 | 0
2038-11-21 19:00 | 2038 | 11 | 0 | 0 | 0
2038-11-21 20:00 | 2038 | 11 | 0 | 0 | 0
2038-11-21 21:00 | 2038 | 11 | 0 | 0 | 0
2038-11-21 22:00 | 2038 | 11 | 0 | 0 | 0
2038-11-21 23:00 | 2038 | 11 | 0 | 0 | 0
2038-11-22 | 2038 | 11 | 0 | 0 | 0
2038-11-22 01:00 | 2038 | 11 | 0 | 0 | 0
2038-11-22 02:00 | 2038 | 11 | 0 | 0 | 0
2038-11-22 03:00 | 2038 | 11 | 0 | 0 | 0
2038-11-22 04:00 | 2038 | 11 | 0 | 0 | 0
2038-11-22 05:00 | 2038 | 11 | 0 | 0 | 0
2038-11-22 06:00 | 2038 | 11 | 0 | 0 | 0
2038-11-22 07:00 | 2038 | 11 | 0 | 0 | 0
2038-11-22 08:00 | 2038 | 11 | 0 | 0 | 0
2038-11-22 09:00 | 2038 | 11 | 0 | 0 | 0
2038-11-22 10:00 | 2038 | 11 | 0 | 0 | 0
2038-11-22 11:00 | 2038 | 11 | 0 | 0 | 0
2038-11-22 12:00 | 2038 | 11 | 0 | 0 | 0
2038-11-22 13:00 | 2038 | 11 | 0 | 0 | 0
2038-11-22 14:00 | 2038 | 11 | 0 | 0 | 0
2038-11-22 15:00 | 2038 | 11 | 0 | 0 | 0
2038-11-22 16:00 | 2038 | 11 | 0 | 0 | 0
2038-11-22 17:00 | 2038 | 11 | 0 | 0 | 0
2038-11-22 18:00 | 2038 | 11 | 0 | 0 | 0
2038-11-22 19:00 | 2038 | 11 | 0 | 0 | 0
2038-11-22 20:00 | 2038 | 11 | 0 | 0 | 0
2038-11-22 21:00 | 2038 | 11 | 0 | 0 | 0
2038-11-22 22:00 | 2038 | 11 | 0 | 0 | 0
2038-11-22 23:00 | 2038 | 11 | 0 | 0 | 0
2038-11-23 | 2038 | 11 | 0 | 0 | 0
2038-11-23 01:00 | 2038 | 11 | 0 | 0 | 0
2038-11-23 02:00 | 2038 | 11 | 0 | 0 | 0
2038-11-23 03:00 | 2038 | 11 | 0 | 0 | 0
2038-11-23 04:00 | 2038 | 11 | 0 | 0 | 0
2038-11-23 05:00 | 2038 | 11 | 0 | 0 | 0
2038-11-23 06:00 | 2038 | 11 | 0 | 0 | 0
2038-11-23 07:00 | 2038 | 11 | 0 | 0 | 0
2038-11-23 08:00 | 2038 | 11 | 0 | 0 | 0
2038-11-23 09:00 | 2038 | 11 | 0 | 0 | 0
2038-11-23 10:00 | 2038 | 11 | 0 | 0 | 0
2038-11-23 11:00 | 2038 | 11 | 0 | 0 | 0
2038-11-23 12:00 | 2038 | 11 | 0 | 0 | 0
2038-11-23 13:00 | 2038 | 11 | 0 | 0 | 0
2038-11-23 14:00 | 2038 | 11 | 0 | 0 | 0
2038-11-23 15:00 | 2038 | 11 | 0 | 0 | 0
2038-11-23 16:00 | 2038 | 11 | 0 | 0 | 0
2038-11-23 17:00 | 2038 | 11 | 0 | 0 | 0
2038-11-23 18:00 | 2038 | 11 | 0 | 0 | 0
2038-11-23 19:00 | 2038 | 11 | 0 | 0 | 0
2038-11-23 20:00 | 2038 | 11 | 0 | 0 | 0
2038-11-23 21:00 | 2038 | 11 | 0 | 0 | 0
2038-11-23 22:00 | 2038 | 11 | 0 | 0 | 0
2038-11-23 23:00 | 2038 | 11 | 0 | 0 | 0
2038-11-24 | 2038 | 11 | 0 | 0 | 0
2038-11-24 01:00 | 2038 | 11 | 0 | 0 | 0
2038-11-24 02:00 | 2038 | 11 | 0 | 0 | 0
2038-11-24 03:00 | 2038 | 11 | 0 | 0 | 0
2038-11-24 04:00 | 2038 | 11 | 0 | 0 | 0
2038-11-24 05:00 | 2038 | 11 | 0 | 0 | 0
2038-11-24 06:00 | 2038 | 11 | 0 | 0 | 0
2038-11-24 07:00 | 2038 | 11 | 0 | 0 | 0
2038-11-24 08:00 | 2038 | 11 | 0 | 0 | 0
2038-11-24 09:00 | 2038 | 11 | 0 | 0 | 0
2038-11-24 10:00 | 2038 | 11 | 0 | 0 | 0
2038-11-24 11:00 | 2038 | 11 | 0 | 0 | 0
2038-11-24 12:00 | 2038 | 11 | 0 | 0 | 0
2038-11-24 13:00 | 2038 | 11 | 0 | 0 | 0
2038-11-24 14:00 | 2038 | 11 | 0 | 0 | 0
2038-11-24 15:00 | 2038 | 11 | 0 | 0 | 0
2038-11-24 16:00 | 2038 | 11 | 0 | 0 | 0
2038-11-24 17:00 | 2038 | 11 | 0 | 0 | 0
2038-11-24 18:00 | 2038 | 11 | 0 | 0 | 0
2038-11-24 19:00 | 2038 | 11 | 0 | 0 | 0
2038-11-24 20:00 | 2038 | 11 | 0 | 0 | 0
2038-11-24 21:00 | 2038 | 11 | 0 | 0 | 0
2038-11-24 22:00 | 2038 | 11 | 0 | 0 | 0
2038-11-24 23:00 | 2038 | 11 | 0 | 0 | 0
2038-11-25 | 2038 | 11 | 0 | 0 | 0
2038-11-25 01:00 | 2038 | 11 | 0 | 0 | 0
2038-11-25 02:00 | 2038 | 11 | 0 | 0 | 0
2038-11-25 03:00 | 2038 | 11 | 0 | 0 | 0
2038-11-25 04:00 | 2038 | 11 | 0 | 0 | 0
2038-11-25 05:00 | 2038 | 11 | 0 | 0 | 0
2038-11-25 06:00 | 2038 | 11 | 0 | 0 | 0
2038-11-25 07:00 | 2038 | 11 | 0 | 0 | 0
2038-11-25 08:00 | 2038 | 11 | 0 | 0 | 0
2038-11-25 09:00 | 2038 | 11 | 0 | 0 | 0
2038-11-25 10:00 | 2038 | 11 | 0 | 0 | 0
2038-11-25 11:00 | 2038 | 11 | 0 | 0 | 0
2038-11-25 12:00 | 2038 | 11 | 0 | 0 | 0
2038-11-25 13:00 | 2038 | 11 | 0 | 0 | 0
2038-11-25 14:00 | 2038 | 11 | 0 | 0 | 0
2038-11-25 15:00 | 2038 | 11 | 0 | 0 | 0
2038-11-25 16:00 | 2038 | 11 | 0 | 0 | 0
2038-11-25 17:00 | 2038 | 11 | 0 | 0 | 0
2038-11-25 18:00 | 2038 | 11 | 0 | 0 | 0
2038-11-25 19:00 | 2038 | 11 | 0 | 0 | 0
2038-11-25 20:00 | 2038 | 11 | 0 | 0 | 0
2038-11-25 21:00 | 2038 | 11 | 0 | 0 | 0
2038-11-25 22:00 | 2038 | 11 | 0 | 0 | 0
2038-11-25 23:00 | 2038 | 11 | 0 | 0 | 0
2038-11-26 | 2038 | 11 | 0 | 0 | 0
2038-11-26 01:00 | 2038 | 11 | 0 | 0 | 0
2038-11-26 02:00 | 2038 | 11 | 0 | 0 | 0
2038-11-26 03:00 | 2038 | 11 | 0 | 0 | 0
2038-11-26 04:00 | 2038 | 11 | 0 | 0 | 0
2038-11-26 05:00 | 2038 | 11 | 0 | 0 | 0
2038-11-26 06:00 | 2038 | 11 | 0 | 0 | 0
2038-11-26 07:00 | 2038 | 11 | 0 | 0 | 0
2038-11-26 08:00 | 2038 | 11 | 0 | 0 | 0
2038-11-26 09:00 | 2038 | 11 | 0 | 0 | 0
2038-11-26 10:00 | 2038 | 11 | 0 | 0 | 0
2038-11-26 11:00 | 2038 | 11 | 0 | 0 | 0
2038-11-26 12:00 | 2038 | 11 | 0 | 0 | 0
2038-11-26 13:00 | 2038 | 11 | 0 | 0 | 0
2038-11-26 14:00 | 2038 | 11 | 0 | 0 | 0
2038-11-26 15:00 | 2038 | 11 | 0 | 0 | 0
2038-11-26 16:00 | 2038 | 11 | 0 | 0 | 0
2038-11-26 17:00 | 2038 | 11 | 0 | 0 | 0
2038-11-26 18:00 | 2038 | 11 | 0 | 0 | 0
2038-11-26 19:00 | 2038 | 11 | 0 | 0 | 0
2038-11-26 20:00 | 2038 | 11 | 0 | 0 | 0
2038-11-26 21:00 | 2038 | 11 | 0 | 0 | 0
2038-11-26 22:00 | 2038 | 11 | 0 | 0 | 0
2038-11-26 23:00 | 2038 | 11 | 0 | 0 | 0
2038-11-27 | 2038 | 11 | 0 | 0 | 0
2038-11-27 01:00 | 2038 | 11 | 0 | 0 | 0
2038-11-27 02:00 | 2038 | 11 | 0 | 0 | 0
2038-11-27 03:00 | 2038 | 11 | 0 | 0 | 0
2038-11-27 04:00 | 2038 | 11 | 0 | 0 | 0
2038-11-27 05:00 | 2038 | 11 | 0 | 0 | 0
2038-11-27 06:00 | 2038 | 11 | 0 | 0 | 0
2038-11-27 07:00 | 2038 | 11 | 0 | 0 | 0
2038-11-27 08:00 | 2038 | 11 | 0 | 0 | 0
2038-11-27 09:00 | 2038 | 11 | 0 | 0 | 0
2038-11-27 10:00 | 2038 | 11 | 0 | 0 | 0
2038-11-27 11:00 | 2038 | 11 | 0 | 0 | 0
2038-11-27 12:00 | 2038 | 11 | 0 | 0 | 0
2038-11-27 13:00 | 2038 | 11 | 0 | 0 | 0
2038-11-27 14:00 | 2038 | 11 | 0 | 0 | 0
2038-11-27 15:00 | 2038 | 11 | 0 | 0 | 0
2038-11-27 16:00 | 2038 | 11 | 0 | 0 | 0
2038-11-27 17:00 | 2038 | 11 | 0 | 0 | 0
2038-11-27 18:00 | 2038 | 11 | 0 | 0 | 0
2038-11-27 19:00 | 2038 | 11 | 0 | 0 | 0
2038-11-27 20:00 | 2038 | 11 | 0 | 0 | 0
2038-11-27 21:00 | 2038 | 11 | 0 | 0 | 0
2038-11-27 22:00 | 2038 | 11 | 0 | 0 | 0
2038-11-27 23:00 | 2038 | 11 | 0 | 0 | 0
2038-11-28 | 2038 | 11 | 0 | 0 | 0
2038-11-28 01:00 | 2038 | 11 | 0 | 0 | 0
2038-11-28 02:00 | 2038 | 11 | 0 | 0 | 0
2038-11-28 03:00 | 2038 | 11 | 0 | 0 | 0
2038-11-28 04:00 | 2038 | 11 | 0 | 0 | 0
2038-11-28 05:00 | 2038 | 11 | 0 | 0 | 0
2038-11-28 06:00 | 2038 | 11 | 0 | 0 | 0
2038-11-28 07:00 | 2038 | 11 | 0 | 0 | 0
2038-11-28 08:00 | 2038 | 11 | 0 | 0 | 0
2038-11-28 09:00 | 2038 | 11 | 0 | 0 | 0
2038-11-28 10:00 | 2038 | 11 | 0 | 0 | 0
2038-11-28 11:00 | 2038 | 11 | 0 | 0 | 0
2038-11-28 12:00 | 2038 | 11 | 0 | 0 | 0
2038-11-28 13:00 | 2038 | 11 | 0 | 0 | 0
2038-11-28 14:00 | 2038 | 11 | 0 | 0 | 0
2038-11-28 15:00 | 2038 | 11 | 0 | 0 | 0
2038-11-28 16:00 | 2038 | 11 | 0 | 0 | 0
2038-11-28 17:00 | 2038 | 11 | 0 | 0 | 0
2038-11-28 18:00 | 2038 | 11 | 0 | 0 | 0
2038-11-28 19:00 | 2038 | 11 | 0 | 0 | 0
2038-11-28 20:00 | 2038 | 11 | 0 | 0 | 0
2038-11-28 21:00 | 2038 | 11 | 0 | 0 | 0
2038-11-28 22:00 | 2038 | 11 | 0 | 0 | 0
2038-11-28 23:00 | 2038 | 11 | 0 | 0 | 0
2038-11-29 | 2038 | 11 | 0 | 0 | 0
2038-11-29 01:00 | 2038 | 11 | 0 | 0 | 0
2038-11-29 02:00 | 2038 | 11 | 0 | 0 | 0
2038-11-29 03:00 | 2038 | 11 | 0 | 0 | 0
2038-11-29 04:00 | 2038 | 11 | 0 | 0 | 0
2038-11-29 05:00 | 2038 | 11 | 0 | 0 | 0
2038-11-29 06:00 | 2038 | 11 | 0 | 0 | 0
2038-11-29 07:00 | 2038 | 11 | 0 | 0 | 0
2038-11-29 08:00 | 2038 | 11 | 0 | 0 | 0
2038-11-29 09:00 | 2038 | 11 | 0 | 0 | 0
2038-11-29 10:00 | 2038 | 11 | 0 | 0 | 0
2038-11-29 11:00 | 2038 | 11 | 0 | 0 | 0
2038-11-29 12:00 | 2038 | 11 | 0 | 0 | 0
2038-11-29 13:00 | 2038 | 11 | 0 | 0 | 0
2038-11-29 14:00 | 2038 | 11 | 0 | 0 | 0
2038-11-29 15:00 | 2038 | 11 | 0 | 0 | 0
2038-11-29 16:00 | 2038 | 11 | 0 | 0 | 0
2038-11-29 17:00 | 2038 | 11 | 0 | 0 | 0
2038-11-29 18:00 | 2038 | 11 | 0 | 0 | 0
2038-11-29 19:00 | 2038 | 11 | 0 | 0 | 0
2038-11-29 20:00 | 2038 | 11 | 0 | 0 | 0
2038-11-29 21:00 | 2038 | 11 | 0 | 0 | 0
2038-11-29 22:00 | 2038 | 11 | 0 | 0 | 0
2038-11-29 23:00 | 2038 | 11 | 0 | 0 | 0
2038-11-30 | 2038 | 11 | 0 | 0 | 0
2038-11-30 01:00 | 2038 | 11 | 0 | 0 | 0
2038-11-30 02:00 | 2038 | 11 | 0 | 0 | 0
2038-11-30 03:00 | 2038 | 11 | 0 | 0 | 0
2038-11-30 04:00 | 2038 | 11 | 0 | 0 | 0
2038-11-30 05:00 | 2038 | 11 | 0 | 0 | 0
2038-11-30 06:00 | 2038 | 11 | 0 | 0 | 0
2038-11-30 07:00 | 2038 | 11 | 0 | 0 | 0
2038-11-30 08:00 | 2038 | 11 | 0 | 0 | 0
2038-11-30 09:00 | 2038 | 11 | 0 | 0 | 0
2038-11-30 10:00 | 2038 | 11 | 0 | 0 | 0
2038-11-30 11:00 | 2038 | 11 | 0 | 0 | 0
2038-11-30 12:00 | 2038 | 11 | 0 | 0 | 0
2038-11-30 13:00 | 2038 | 11 | 0 | 0 | 0
2038-11-30 14:00 | 2038 | 11 | 0 | 0 | 0
2038-11-30 15:00 | 2038 | 11 | 0 | 0 | 0
2038-11-30 16:00 | 2038 | 11 | 0 | 0 | 0
2038-11-30 17:00 | 2038 | 11 | 0 | 0 | 0
2038-11-30 18:00 | 2038 | 11 | 0 | 0 | 0
2038-11-30 19:00 | 2038 | 11 | 0 | 0 | 0
2038-11-30 20:00 | 2038 | 11 | 0 | 0 | 0
2038-11-30 21:00 | 2038 | 11 | 0 | 0 | 0
2038-11-30 22:00 | 2038 | 11 | 0 | 0 | 0
2038-11-30 23:00 | 2038 | 11 | 0 | 0 | 0
2038-12-01 | 2038 | 12 | 0 | 0 | 0
2038-12-01 01:00 | 2038 | 12 | 0 | 0 | 0
2038-12-01 02:00 | 2038 | 12 | 0 | 0 | 0
2038-12-01 03:00 | 2038 | 12 | 0 | 0 | 0
2038-12-01 04:00 | 2038 | 12 | 0 | 0 | 0
2038-12-01 05:00 | 2038 | 12 | 0 | 0 | 0
2038-12-01 06:00 | 2038 | 12 | 0 | 0 | 0
2038-12-01 07:00 | 2038 | 12 | 0 | 0 | 0
2038-12-01 08:00 | 2038 | 12 | 0 | 0 | 0
2038-12-01 09:00 | 2038 | 12 | 0 | 0 | 0
2038-12-01 10:00 | 2038 | 12 | 0 | 0 | 0
2038-12-01 11:00 | 2038 | 12 | 0 | 0 | 0
2038-12-01 12:00 | 2038 | 12 | 0 | 0 | 0
2038-12-01 13:00 | 2038 | 12 | 0 | 0 | 0
2038-12-01 14:00 | 2038 | 12 | 0 | 0 | 0
2038-12-01 15:00 | 2038 | 12 | 0 | 0 | 0
2038-12-01 16:00 | 2038 | 12 | 0 | 0 | 0
2038-12-01 17:00 | 2038 | 12 | 0 | 0 | 0
2038-12-01 18:00 | 2038 | 12 | 0 | 0 | 0
2038-12-01 19:00 | 2038 | 12 | 0 | 0 | 0
2038-12-01 20:00 | 2038 | 12 | 0 | 0 | 0
2038-12-01 21:00 | 2038 | 12 | 0 | 0 | 0
2038-12-01 22:00 | 2038 | 12 | 0 | 0 | 0
2038-12-01 23:00 | 2038 | 12 | 0 | 0 | 0
2038-12-02 | 2038 | 12 | 0 | 0 | 0
2038-12-02 01:00 | 2038 | 12 | 0 | 0 | 0
2038-12-02 02:00 | 2038 | 12 | 0 | 0 | 0
2038-12-02 03:00 | 2038 | 12 | 0 | 0 | 0
2038-12-02 04:00 | 2038 | 12 | 0 | 0 | 0
2038-12-02 05:00 | 2038 | 12 | 0 | 0 | 0
2038-12-02 06:00 | 2038 | 12 | 0 | 0 | 0
2038-12-02 07:00 | 2038 | 12 | 0 | 0 | 0
2038-12-02 08:00 | 2038 | 12 | 0 | 0 | 0
2038-12-02 09:00 | 2038 | 12 | 0 | 0 | 0
2038-12-02 10:00 | 2038 | 12 | 0 | 0 | 0
2038-12-02 11:00 | 2038 | 12 | 0 | 0 | 0
2038-12-02 12:00 | 2038 | 12 | 0 | 0 | 0
2038-12-02 13:00 | 2038 | 12 | 0 | 0 | 0
2038-12-02 14:00 | 2038 | 12 | 0 | 0 | 0
2038-12-02 15:00 | 2038 | 12 | 0 | 0 | 0
2038-12-02 16:00 | 2038 | 12 | 0 | 0 | 0
2038-12-02 17:00 | 2038 | 12 | 0 | 0 | 0
2038-12-02 18:00 | 2038 | 12 | 0 | 0 | 0
2038-12-02 19:00 | 2038 | 12 | 0 | 0 | 0
2038-12-02 20:00 | 2038 | 12 | 0 | 0 | 0
2038-12-02 21:00 | 2038 | 12 | 0 | 0 | 0
2038-12-02 22:00 | 2038 | 12 | 0 | 0 | 0
2038-12-02 23:00 | 2038 | 12 | 0 | 0 | 0
2038-12-03 | 2038 | 12 | 0 | 0 | 0
2038-12-03 01:00 | 2038 | 12 | 0 | 0 | 0
2038-12-03 02:00 | 2038 | 12 | 0 | 0 | 0
2038-12-03 03:00 | 2038 | 12 | 0 | 0 | 0
2038-12-03 04:00 | 2038 | 12 | 0 | 0 | 0
2038-12-03 05:00 | 2038 | 12 | 0 | 0 | 0
2038-12-03 06:00 | 2038 | 12 | 0 | 0 | 0
2038-12-03 07:00 | 2038 | 12 | 0 | 0 | 0
2038-12-03 08:00 | 2038 | 12 | 0 | 0 | 0
2038-12-03 09:00 | 2038 | 12 | 0 | 0 | 0
2038-12-03 10:00 | 2038 | 12 | 0 | 0 | 0
2038-12-03 11:00 | 2038 | 12 | 0 | 0 | 0
2038-12-03 12:00 | 2038 | 12 | 0 | 0 | 0
2038-12-03 13:00 | 2038 | 12 | 0 | 0 | 0
2038-12-03 14:00 | 2038 | 12 | 0 | 0 | 0
2038-12-03 15:00 | 2038 | 12 | 0 | 0 | 0
2038-12-03 16:00 | 2038 | 12 | 0 | 0 | 0
2038-12-03 17:00 | 2038 | 12 | 0 | 0 | 0
2038-12-03 18:00 | 2038 | 12 | 0 | 0 | 0
2038-12-03 19:00 | 2038 | 12 | 0 | 0 | 0
2038-12-03 20:00 | 2038 | 12 | 0 | 0 | 0
2038-12-03 21:00 | 2038 | 12 | 0 | 0 | 0
2038-12-03 22:00 | 2038 | 12 | 0 | 0 | 0
2038-12-03 23:00 | 2038 | 12 | 0 | 0 | 0
2038-12-04 | 2038 | 12 | 0 | 0 | 0
2038-12-04 01:00 | 2038 | 12 | 0 | 0 | 0
2038-12-04 02:00 | 2038 | 12 | 0 | 0 | 0
2038-12-04 03:00 | 2038 | 12 | 0 | 0 | 0
2038-12-04 04:00 | 2038 | 12 | 0 | 0 | 0
2038-12-04 05:00 | 2038 | 12 | 0 | 0 | 0
2038-12-04 06:00 | 2038 | 12 | 0 | 0 | 0
2038-12-04 07:00 | 2038 | 12 | 0 | 0 | 0
2038-12-04 08:00 | 2038 | 12 | 0 | 0 | 0
2038-12-04 09:00 | 2038 | 12 | 0 | 0 | 0
2038-12-04 10:00 | 2038 | 12 | 0 | 0 | 0
2038-12-04 11:00 | 2038 | 12 | 0 | 0 | 0
2038-12-04 12:00 | 2038 | 12 | 0 | 0 | 0
2038-12-04 13:00 | 2038 | 12 | 0 | 0 | 0
2038-12-04 14:00 | 2038 | 12 | 0 | 0 | 0
2038-12-04 15:00 | 2038 | 12 | 0 | 0 | 0
2038-12-04 16:00 | 2038 | 12 | 0 | 0 | 0
2038-12-04 17:00 | 2038 | 12 | 0 | 0 | 0
2038-12-04 18:00 | 2038 | 12 | 0 | 0 | 0
2038-12-04 19:00 | 2038 | 12 | 0 | 0 | 0
2038-12-04 20:00 | 2038 | 12 | 0 | 0 | 0
2038-12-04 21:00 | 2038 | 12 | 0 | 0 | 0
2038-12-04 22:00 | 2038 | 12 | 0 | 0 | 0
2038-12-04 23:00 | 2038 | 12 | 0 | 0 | 0
2038-12-05 | 2038 | 12 | 0 | 0 | 0
2038-12-05 01:00 | 2038 | 12 | 0 | 0 | 0
2038-12-05 02:00 | 2038 | 12 | 0 | 0 | 0
2038-12-05 03:00 | 2038 | 12 | 0 | 0 | 0
2038-12-05 04:00 | 2038 | 12 | 0 | 0 | 0
2038-12-05 05:00 | 2038 | 12 | 0 | 0 | 0
2038-12-05 06:00 | 2038 | 12 | 0 | 0 | 0
2038-12-05 07:00 | 2038 | 12 | 0 | 0 | 0
2038-12-05 08:00 | 2038 | 12 | 0 | 0 | 0
2038-12-05 09:00 | 2038 | 12 | 0 | 0 | 0
2038-12-05 10:00 | 2038 | 12 | 0 | 0 | 0
2038-12-05 11:00 | 2038 | 12 | 0 | 0 | 0
2038-12-05 12:00 | 2038 | 12 | 0 | 0 | 0
2038-12-05 13:00 | 2038 | 12 | 0 | 0 | 0
2038-12-05 14:00 | 2038 | 12 | 0 | 0 | 0
2038-12-05 15:00 | 2038 | 12 | 0 | 0 | 0
2038-12-05 16:00 | 2038 | 12 | 0 | 0 | 0
2038-12-05 17:00 | 2038 | 12 | 0 | 0 | 0
2038-12-05 18:00 | 2038 | 12 | 0 | 0 | 0
2038-12-05 19:00 | 2038 | 12 | 0 | 0 | 0
2038-12-05 20:00 | 2038 | 12 | 0 | 0 | 0
2038-12-05 21:00 | 2038 | 12 | 0 | 0 | 0
2038-12-05 22:00 | 2038 | 12 | 0 | 0 | 0
2038-12-05 23:00 | 2038 | 12 | 0 | 0 | 0
2038-12-06 | 2038 | 12 | 0 | 0 | 0
2038-12-06 01:00 | 2038 | 12 | 0 | 0 | 0
2038-12-06 02:00 | 2038 | 12 | 0 | 0 | 0
2038-12-06 03:00 | 2038 | 12 | 0 | 0 | 0
2038-12-06 04:00 | 2038 | 12 | 0 | 0 | 0
2038-12-06 05:00 | 2038 | 12 | 0 | 0 | 0
2038-12-06 06:00 | 2038 | 12 | 0 | 0 | 0
2038-12-06 07:00 | 2038 | 12 | 0 | 0 | 0
2038-12-06 08:00 | 2038 | 12 | 0 | 0 | 0
2038-12-06 09:00 | 2038 | 12 | 0 | 0 | 0
2038-12-06 10:00 | 2038 | 12 | 0 | 0 | 0
2038-12-06 11:00 | 2038 | 12 | 0 | 0 | 0
2038-12-06 12:00 | 2038 | 12 | 0 | 0 | 0
2038-12-06 13:00 | 2038 | 12 | 0 | 0 | 0
2038-12-06 14:00 | 2038 | 12 | 0 | 0 | 0
2038-12-06 15:00 | 2038 | 12 | 0 | 0 | 0
2038-12-06 16:00 | 2038 | 12 | 0 | 0 | 0
2038-12-06 17:00 | 2038 | 12 | 0 | 0 | 0
2038-12-06 18:00 | 2038 | 12 | 0 | 0 | 0
2038-12-06 19:00 | 2038 | 12 | 0 | 0 | 0
2038-12-06 20:00 | 2038 | 12 | 0 | 0 | 0
2038-12-06 21:00 | 2038 | 12 | 0 | 0 | 0
2038-12-06 22:00 | 2038 | 12 | 0 | 0 | 0
2038-12-06 23:00 | 2038 | 12 | 0 | 0 | 0
2038-12-07 | 2038 | 12 | 0 | 0 | 0
2038-12-07 01:00 | 2038 | 12 | 0 | 0 | 0
2038-12-07 02:00 | 2038 | 12 | 0 | 0 | 0
2038-12-07 03:00 | 2038 | 12 | 0 | 0 | 0
2038-12-07 04:00 | 2038 | 12 | 0 | 0 | 0
2038-12-07 05:00 | 2038 | 12 | 0 | 0 | 0
2038-12-07 06:00 | 2038 | 12 | 0 | 0 | 0
2038-12-07 07:00 | 2038 | 12 | 0 | 0 | 0
2038-12-07 08:00 | 2038 | 12 | 0 | 0 | 0
2038-12-07 09:00 | 2038 | 12 | 0 | 0 | 0.039593
2038-12-07 10:00 | 2038 | 12 | 0 | 0 | 0
2038-12-07 11:00 | 2038 | 12 | 0 | 0 | 0
2038-12-07 12:00 | 2038 | 12 | 0 | 0 | 0
2038-12-07 13:00 | 2038 | 12 | 0 | 0 | 0
2038-12-07 14:00 | 2038 | 12 | 0 | 0 | 0
2038-12-07 15:00 | 2038 | 12 | 0 | 0 | 0
2038-12-07 16:00 | 2038 | 12 | 0 | 0 | 0
2038-12-07 17:00 | 2038 | 12 | 0 | 0 | 0
2038-12-07 18:00 | 2038 | 12 | 0 | 0 | 0
2038-12-07 19:00 | 2038 | 12 | 0 | 0 | 0
2038-12-07 20:00 | 2038 | 12 | 0 | 0 | 0
2038-12-07 21:00 | 2038 | 12 | 0 | 0 | 0
2038-12-07 22:00 | 2038 | 12 | 0 | 0 | 0
2038-12-07 23:00 | 2038 | 12 | 0 | 0 | 0
2038-12-08 | 2038 | 12 | 0 | 0 | 0
2038-12-08 01:00 | 2038 | 12 | 0 | 0 | 0
2038-12-08 02:00 | 2038 | 12 | 0 | 0 | 0
2038-12-08 03:00 | 2038 | 12 | 0 | 0 | 0
2038-12-08 04:00 | 2038 | 12 | 0 | 0 | 0
2038-12-08 05:00 | 2038 | 12 | 0 | 0 | 0
2038-12-08 06:00 | 2038 | 12 | 0 | 0 | 0
2038-12-08 07:00 | 2038 | 12 | 0 | 0 | 0
2038-12-08 08:00 | 2038 | 12 | 0 | 0 | 0
2038-12-08 09:00 | 2038 | 12 | 0 | 0 | 0
2038-12-08 10:00 | 2038 | 12 | 0 | 0 | 0
2038-12-08 11:00 | 2038 | 12 | 0 | 0 | 0
2038-12-08 12:00 | 2038 | 12 | 0 | 0 | 0
2038-12-08 13:00 | 2038 | 12 | 0 | 0 | 0
2038-12-08 14:00 | 2038 | 12 | 0 | 0 | 0
2038-12-08 15:00 | 2038 | 12 | 0 | 0 | 0
2038-12-08 16:00 | 2038 | 12 | 0 | 0 | 0
2038-12-08 17:00 | 2038 | 12 | 0 | 0 | 0
2038-12-08 18:00 | 2038 | 12 | 0 | 0 | 0
2038-12-08 19:00 | 2038 | 12 | 0 | 0 | 0
2038-12-08 20:00 | 2038 | 12 | 0 | 0 | 0
2038-12-08 21:00 | 2038 | 12 | 0 | 0 | 0
2038-12-08 22:00 | 2038 | 12 | 0 | 0 | 0
2038-12-08 23:00 | 2038 | 12 | 0 | 0 | 0
2038-12-09 | 2038 | 12 | 0 | 0 | 0
2038-12-09 01:00 | 2038 | 12 | 0 | 0 | 0
2038-12-09 02:00 | 2038 | 12 | 0 | 0 | 0
2038-12-09 03:00 | 2038 | 12 | 0 | 0 | 0
2038-12-09 04:00 | 2038 | 12 | 0 | 0 | 0
2038-12-09 05:00 | 2038 | 12 | 0 | 0 | 0
2038-12-09 06:00 | 2038 | 12 | 0 | 0 | 0
2038-12-09 07:00 | 2038 | 12 | 0 | 0 | 0
2038-12-09 08:00 | 2038 | 12 | 0 | 0 | 0
2038-12-09 09:00 | 2038 | 12 | 0 | 0 | 0
2038-12-09 10:00 | 2038 | 12 | 0 | 0 | 0
2038-12-09 11:00 | 2038 | 12 | 0 | 0 | 0
2038-12-09 12:00 | 2038 | 12 | 0 | 0 | 0
2038-12-09 13:00 | 2038 | 12 | 0 | 0 | 0
2038-12-09 14:00 | 2038 | 12 | 0 | 0 | 0
2038-12-09 15:00 | 2038 | 12 | 0 | 0 | 0
2038-12-09 16:00 | 2038 | 12 | 0 | 0 | 0
2038-12-09 17:00 | 2038 | 12 | 0 | 0 | 0
2038-12-09 18:00 | 2038 | 12 | 0 | 0 | 0
2038-12-09 19:00 | 2038 | 12 | 0 | 0 | 0
2038-12-09 20:00 | 2038 | 12 | 0 | 0 | 0
2038-12-09 21:00 | 2038 | 12 | 0 | 0 | 0
2038-12-09 22:00 | 2038 | 12 | 0 | 0 | 0
2038-12-09 23:00 | 2038 | 12 | 0 | 0 | 0
2038-12-10 | 2038 | 12 | 0 | 0 | 0
2038-12-10 01:00 | 2038 | 12 | 0 | 0 | 0
2038-12-10 02:00 | 2038 | 12 | 0 | 0 | 0
2038-12-10 03:00 | 2038 | 12 | 0 | 0 | 0
2038-12-10 04:00 | 2038 | 12 | 0 | 0 | 0
2038-12-10 05:00 | 2038 | 12 | 0 | 0 | 0
2038-12-10 06:00 | 2038 | 12 | 0 | 0 | 0
2038-12-10 07:00 | 2038 | 12 | 0 | 0 | 0
2038-12-10 08:00 | 2038 | 12 | 0 | 0 | 0
2038-12-10 09:00 | 2038 | 12 | 0 | 0 | 0
2038-12-10 10:00 | 2038 | 12 | 0 | 0 | 0
2038-12-10 11:00 | 2038 | 12 | 0 | 0 | 0
2038-12-10 12:00 | 2038 | 12 | 0 | 0 | 0
2038-12-10 13:00 | 2038 | 12 | 0 | 0 | 0
2038-12-10 14:00 | 2038 | 12 | 0 | 0 | 0
2038-12-10 15:00 | 2038 | 12 | 0 | 0 | 0
2038-12-10 16:00 | 2038 | 12 | 0 | 0 | 0
2038-12-10 17:00 | 2038 | 12 | 0 | 0 | 0
2038-12-10 18:00 | 2038 | 12 | 0 | 0 | 0
2038-12-10 19:00 | 2038 | 12 | 0 | 0 | 0
2038-12-10 20:00 | 2038 | 12 | 0 | 0 | 0
2038-12-10 21:00 | 2038 | 12 | 0 | 0 | 0
2038-12-10 22:00 | 2038 | 12 | 0 | 0 | 0
2038-12-10 23:00 | 2038 | 12 | 0 | 0 | 0
2038-12-11 | 2038 | 12 | 0 | 0 | 0
2038-12-11 01:00 | 2038 | 12 | 0 | 0 | 0
2038-12-11 02:00 | 2038 | 12 | 0 | 0 | 0
2038-12-11 03:00 | 2038 | 12 | 0 | 0 | 0
2038-12-11 04:00 | 2038 | 12 | 0 | 0 | 0
2038-12-11 05:00 | 2038 | 12 | 0 | 0 | 0
2038-12-11 06:00 | 2038 | 12 | 0 | 0 | 0
2038-12-11 07:00 | 2038 | 12 | 0 | 0 | 0
2038-12-11 08:00 | 2038 | 12 | 0 | 0 | 0
2038-12-11 09:00 | 2038 | 12 | 0 | 0 | 0
2038-12-11 10:00 | 2038 | 12 | 0 | 0 | 0
2038-12-11 11:00 | 2038 | 12 | 0 | 0 | 0
2038-12-11 12:00 | 2038 | 12 | 0 | 0 | 0
2038-12-11 13:00 | 2038 | 12 | 0 | 0 | 0
2038-12-11 14:00 | 2038 | 12 | 0 | 0 | 0
2038-12-11 15:00 | 2038 | 12 | 0 | 0 | 0
2038-12-11 16:00 | 2038 | 12 | 0 | 0 | 0
2038-12-11 17:00 | 2038 | 12 | 0 | 0 | 0
2038-12-11 18:00 | 2038 | 12 | 0 | 0 | 0
2038-12-11 19:00 | 2038 | 12 | 0 | 0 | 0
2038-12-11 20:00 | 2038 | 12 | 0 | 0 | 0
2038-12-11 21:00 | 2038 | 12 | 0 | 0 | 0
2038-12-11 22:00 | 2038 | 12 | 0 | 0 | 0
2038-12-11 23:00 | 2038 | 12 | 0 | 0 | 0
2038-12-12 | 2038 | 12 | 0 | 0 | 0
2038-12-12 01:00 | 2038 | 12 | 0 | 0 | 0
2038-12-12 02:00 | 2038 | 12 | 0 | 0 | 0
2038-12-12 03:00 | 2038 | 12 | 0 | 0 | 0
2038-12-12 04:00 | 2038 | 12 | 0 | 0 | 0
2038-12-12 05:00 | 2038 | 12 | 0 | 0 | 0
2038-12-12 06:00 | 2038 | 12 | 0 | 0 | 0
2038-12-12 07:00 | 2038 | 12 | 0 | 0 | 0
2038-12-12 08:00 | 2038 | 12 | 0 | 0 | 0
2038-12-12 09:00 | 2038 | 12 | 0 | 0 | 0
2038-12-12 10:00 | 2038 | 12 | 0 | 0 | 0
2038-12-12 11:00 | 2038 | 12 | 0 | 0 | 0
2038-12-12 12:00 | 2038 | 12 | 0 | 0 | 0
2038-12-12 13:00 | 2038 | 12 | 0 | 0 | 0
2038-12-12 14:00 | 2038 | 12 | 0 | 0 | 0
2038-12-12 15:00 | 2038 | 12 | 0 | 0 | 0
2038-12-12 16:00 | 2038 | 12 | 0 | 0 | 0
2038-12-12 17:00 | 2038 | 12 | 0 | 0 | 0
2038-12-12 18:00 | 2038 | 12 | 0 | 0 | 0
2038-12-12 19:00 | 2038 | 12 | 0 | 0 | 0
2038-12-12 20:00 | 2038 | 12 | 0 | 0 | 0
2038-12-12 21:00 | 2038 | 12 | 0 | 0 | 0
2038-12-12 22:00 | 2038 | 12 | 0 | 0 | 0
2038-12-12 23:00 | 2038 | 12 | 0 | 0 | 0
2038-12-13 | 2038 | 12 | 0 | 0 | 0
2038-12-13 01:00 | 2038 | 12 | 0 | 0 | 0
2038-12-13 02:00 | 2038 | 12 | 0 | 0 | 0
2038-12-13 03:00 | 2038 | 12 | 0 | 0 | 0
2038-12-13 04:00 | 2038 | 12 | 0 | 0 | 0
2038-12-13 05:00 | 2038 | 12 | 0 | 0 | 0
2038-12-13 06:00 | 2038 | 12 | 0 | 0 | 0
2038-12-13 07:00 | 2038 | 12 | 0 | 0 | 0
2038-12-13 08:00 | 2038 | 12 | 0 | 0 | 0
2038-12-13 09:00 | 2038 | 12 | 0 | 0 | 0
2038-12-13 10:00 | 2038 | 12 | 0 | 0 | 0
2038-12-13 11:00 | 2038 | 12 | 0 | 0 | 0
2038-12-13 12:00 | 2038 | 12 | 0 | 0 | 0
2038-12-13 13:00 | 2038 | 12 | 0 | 0 | 0
2038-12-13 14:00 | 2038 | 12 | 0 | 0 | 0
2038-12-13 15:00 | 2038 | 12 | 0 | 0 | 0
2038-12-13 16:00 | 2038 | 12 | 0 | 0 | 0
2038-12-13 17:00 | 2038 | 12 | 0 | 0 | 0
2038-12-13 18:00 | 2038 | 12 | 0 | 0 | 0
2038-12-13 19:00 | 2038 | 12 | 0 | 0 | 0
2038-12-13 20:00 | 2038 | 12 | 0 | 0 | 0
2038-12-13 21:00 | 2038 | 12 | 0 | 0 | 0
2038-12-13 22:00 | 2038 | 12 | 0 | 0 | 0
2038-12-13 23:00 | 2038 | 12 | 0 | 0 | 0
2038-12-14 | 2038 | 12 | 0 | 0 | 0
2038-12-14 01:00 | 2038 | 12 | 0 | 0 | 0
2038-12-14 02:00 | 2038 | 12 | 0 | 0 | 0
2038-12-14 03:00 | 2038 | 12 | 0 | 0 | 0
2038-12-14 04:00 | 2038 | 12 | 0 | 0 | 0
2038-12-14 05:00 | 2038 | 12 | 0 | 0 | 0
2038-12-14 06:00 | 2038 | 12 | 0 | 0 | 0
2038-12-14 07:00 | 2038 | 12 | 0 | 0 | 0
2038-12-14 08:00 | 2038 | 12 | 0 | 0 | 0
2038-12-14 09:00 | 2038 | 12 | 0 | 0 | 0
2038-12-14 10:00 | 2038 | 12 | 0 | 0 | 0
2038-12-14 11:00 | 2038 | 12 | 0 | 0 | 0
2038-12-14 12:00 | 2038 | 12 | 0 | 0 | 0
2038-12-14 13:00 | 2038 | 12 | 0 | 0 | 0
2038-12-14 14:00 | 2038 | 12 | 0 | 0 | 0
2038-12-14 15:00 | 2038 | 12 | 0 | 0 | 0
2038-12-14 16:00 | 2038 | 12 | 0 | 0 | 0
2038-12-14 17:00 | 2038 | 12 | 0 | 0 | 0
2038-12-14 18:00 | 2038 | 12 | 0 | 0 | 0
2038-12-14 19:00 | 2038 | 12 | 0 | 0 | 0
2038-12-14 20:00 | 2038 | 12 | 0 | 0 | 0
2038-12-14 21:00 | 2038 | 12 | 0 | 0 | 0
2038-12-14 22:00 | 2038 | 12 | 0 | 0 | 0
2038-12-14 23:00 | 2038 | 12 | 0 | 0 | 0
2038-12-15 | 2038 | 12 | 0 | 0 | 0
2038-12-15 01:00 | 2038 | 12 | 0 | 0 | 0
2038-12-15 02:00 | 2038 | 12 | 0 | 0 | 0
2038-12-15 03:00 | 2038 | 12 | 0 | 0 | 0
2038-12-15 04:00 | 2038 | 12 | 0 | 0 | 0
2038-12-15 05:00 | 2038 | 12 | 0 | 0 | 0
2038-12-15 06:00 | 2038 | 12 | 0 | 0 | 0
2038-12-15 07:00 | 2038 | 12 | 0 | 0 | 0
2038-12-15 08:00 | 2038 | 12 | 0 | 0 | 0
2038-12-15 09:00 | 2038 | 12 | 0 | 0 | 0
2038-12-15 10:00 | 2038 | 12 | 0 | 0 | 0
2038-12-15 11:00 | 2038 | 12 | 0 | 0 | 0
2038-12-15 12:00 | 2038 | 12 | 0 | 0 | 0
2038-12-15 13:00 | 2038 | 12 | 0 | 0 | 0
2038-12-15 14:00 | 2038 | 12 | 0 | 0 | 0
2038-12-15 15:00 | 2038 | 12 | 0 | 0 | 0
2038-12-15 16:00 | 2038 | 12 | 0 | 0 | 0
2038-12-15 17:00 | 2038 | 12 | 0 | 0 | 0
2038-12-15 18:00 | 2038 | 12 | 0 | 0 | 0
2038-12-15 19:00 | 2038 | 12 | 0 | 0 | 0
2038-12-15 20:00 | 2038 | 12 | 0 | 0 | 0
2038-12-15 21:00 | 2038 | 12 | 0 | 0 | 0
2038-12-15 22:00 | 2038 | 12 | 0 | 0 | 0
2038-12-15 23:00 | 2038 | 12 | 0 | 0 | 0
2038-12-16 | 2038 | 12 | 0 | 0 | 0
2038-12-16 01:00 | 2038 | 12 | 0 | 0 | 0
2038-12-16 02:00 | 2038 | 12 | 0 | 0 | 0
2038-12-16 03:00 | 2038 | 12 | 0 | 0 | 0
2038-12-16 04:00 | 2038 | 12 | 0 | 0 | 0
2038-12-16 05:00 | 2038 | 12 | 0 | 0 | 0
2038-12-16 06:00 | 2038 | 12 | 0 | 0 | 0
2038-12-16 07:00 | 2038 | 12 | 0 | 0 | 0
2038-12-16 08:00 | 2038 | 12 | 0 | 0 | 0
2038-12-16 09:00 | 2038 | 12 | 0 | 0 | 0
2038-12-16 10:00 | 2038 | 12 | 0 | 0 | 0
2038-12-16 11:00 | 2038 | 12 | 0 | 0 | 0
2038-12-16 12:00 | 2038 | 12 | 0 | 0 | 0
2038-12-16 13:00 | 2038 | 12 | 0 | 0 | 0
2038-12-16 14:00 | 2038 | 12 | 0 | 0 | 0
2038-12-16 15:00 | 2038 | 12 | 0 | 0 | 0
2038-12-16 16:00 | 2038 | 12 | 0 | 0 | 0
2038-12-16 17:00 | 2038 | 12 | 0 | 0 | 0
2038-12-16 18:00 | 2038 | 12 | 0 | 0 | 0
2038-12-16 19:00 | 2038 | 12 | 0 | 0 | 0
2038-12-16 20:00 | 2038 | 12 | 0 | 0 | 0
2038-12-16 21:00 | 2038 | 12 | 0 | 0 | 0
2038-12-16 22:00 | 2038 | 12 | 0 | 0 | 0
2038-12-16 23:00 | 2038 | 12 | 0 | 0 | 0
2038-12-17 | 2038 | 12 | 0 | 0 | 0
2038-12-17 01:00 | 2038 | 12 | 0 | 0 | 0
2038-12-17 02:00 | 2038 | 12 | 0 | 0 | 0
2038-12-17 03:00 | 2038 | 12 | 0 | 0 | 0
2038-12-17 04:00 | 2038 | 12 | 0 | 0 | 0
2038-12-17 05:00 | 2038 | 12 | 0 | 0 | 0
2038-12-17 06:00 | 2038 | 12 | 0 | 0 | 0
2038-12-17 07:00 | 2038 | 12 | 0 | 0 | 0
2038-12-17 08:00 | 2038 | 12 | 0 | 0 | 0
2038-12-17 09:00 | 2038 | 12 | 0 | 0 | 0
2038-12-17 10:00 | 2038 | 12 | 0 | 0 | 0
2038-12-17 11:00 | 2038 | 12 | 0 | 0 | 0
2038-12-17 12:00 | 2038 | 12 | 0 | 0 | 0
2038-12-17 13:00 | 2038 | 12 | 0 | 0 | 0
2038-12-17 14:00 | 2038 | 12 | 0 | 0 | 0
2038-12-17 15:00 | 2038 | 12 | 0 | 0 | 0
2038-12-17 16:00 | 2038 | 12 | 0 | 0 | 0
2038-12-17 17:00 | 2038 | 12 | 0 | 0 | 0
2038-12-17 18:00 | 2038 | 12 | 0 | 0 | 0
2038-12-17 19:00 | 2038 | 12 | 0 | 0 | 0
2038-12-17 20:00 | 2038 | 12 | 0 | 0 | 0
2038-12-17 21:00 | 2038 | 12 | 0 | 0 | 0
2038-12-17 22:00 | 2038 | 12 | 0 | 0 | 0
2038-12-17 23:00 | 2038 | 12 | 0 | 0 | 0
2038-12-18 | 2038 | 12 | 0 | 0 | 0
2038-12-18 01:00 | 2038 | 12 | 0 | 0 | 0
2038-12-18 02:00 | 2038 | 12 | 0 | 0 | 0
2038-12-18 03:00 | 2038 | 12 | 0 | 0 | 0
2038-12-18 04:00 | 2038 | 12 | 0 | 0 | 0
2038-12-18 05:00 | 2038 | 12 | 0 | 0 | 0
2038-12-18 06:00 | 2038 | 12 | 0 | 0 | 0
2038-12-18 07:00 | 2038 | 12 | 0 | 0 | 0
2038-12-18 08:00 | 2038 | 12 | 0 | 0 | 0
2038-12-18 09:00 | 2038 | 12 | 0 | 0 | 0.032888
2038-12-18 10:00 | 2038 | 12 | 0 | 0 | 0
2038-12-18 11:00 | 2038 | 12 | 0 | 0 | 0
2038-12-18 12:00 | 2038 | 12 | 0 | 0 | 0
2038-12-18 13:00 | 2038 | 12 | 0 | 0 | 0
2038-12-18 14:00 | 2038 | 12 | 0 | 0 | 0
2038-12-18 15:00 | 2038 | 12 | 0 | 0 | 0
2038-12-18 16:00 | 2038 | 12 | 0 | 0 | 0
2038-12-18 17:00 | 2038 | 12 | 0 | 0 | 0
2038-12-18 18:00 | 2038 | 12 | 0 | 0 | 0
2038-12-18 19:00 | 2038 | 12 | 0 | 0 | 0
2038-12-18 20:00 | 2038 | 12 | 0 | 0 | 0
2038-12-18 21:00 | 2038 | 12 | 0 | 0 | 0
2038-12-18 22:00 | 2038 | 12 | 0 | 0 | 0
2038-12-18 23:00 | 2038 | 12 | 0 | 0 | 0
2038-12-19 | 2038 | 12 | 0 | 0 | 0
2038-12-19 01:00 | 2038 | 12 | 0 | 0 | 0
2038-12-19 02:00 | 2038 | 12 | 0 | 0 | 0
2038-12-19 03:00 | 2038 | 12 | 0 | 0 | 0
2038-12-19 04:00 | 2038 | 12 | 0 | 0 | 0
2038-12-19 05:00 | 2038 | 12 | 0 | 0 | 0
2038-12-19 06:00 | 2038 | 12 | 0 | 0 | 0
2038-12-19 07:00 | 2038 | 12 | 0 | 0 | 0
2038-12-19 08:00 | 2038 | 12 | 0 | 0 | 0
2038-12-19 09:00 | 2038 | 12 | 0 | 0 | 0
2038-12-19 10:00 | 2038 | 12 | 0 | 0 | 0
2038-12-19 11:00 | 2038 | 12 | 0 | 0 | 0
2038-12-19 12:00 | 2038 | 12 | 0 | 0 | 0
2038-12-19 13:00 | 2038 | 12 | 0 | 0 | 0
2038-12-19 14:00 | 2038 | 12 | 0 | 0 | 0
2038-12-19 15:00 | 2038 | 12 | 0 | 0 | 0
2038-12-19 16:00 | 2038 | 12 | 0 | 0 | 0
2038-12-19 17:00 | 2038 | 12 | 0 | 0 | 0
2038-12-19 18:00 | 2038 | 12 | 0 | 0 | 0
2038-12-19 19:00 | 2038 | 12 | 0 | 0 | 0
2038-12-19 20:00 | 2038 | 12 | 0 | 0 | 0
2038-12-19 21:00 | 2038 | 12 | 0 | 0 | 0
2038-12-19 22:00 | 2038 | 12 | 0 | 0 | 0
2038-12-19 23:00 | 2038 | 12 | 0 | 0 | 0
2038-12-20 | 2038 | 12 | 0 | 0 | 0
2038-12-20 01:00 | 2038 | 12 | 0 | 0 | 0
2038-12-20 02:00 | 2038 | 12 | 0 | 0 | 0
2038-12-20 03:00 | 2038 | 12 | 0 | 0 | 0
2038-12-20 04:00 | 2038 | 12 | 0 | 0 | 0
2038-12-20 05:00 | 2038 | 12 | 0 | 0 | 0
2038-12-20 06:00 | 2038 | 12 | 0 | 0 | 0
2038-12-20 07:00 | 2038 | 12 | 0 | 0 | 0
2038-12-20 08:00 | 2038 | 12 | 0 | 0 | 0
2038-12-20 09:00 | 2038 | 12 | 0 | 0 | 0
2038-12-20 10:00 | 2038 | 12 | 0 | 0 | 0
2038-12-20 11:00 | 2038 | 12 | 0 | 0 | 0
2038-12-20 12:00 | 2038 | 12 | 0 | 0 | 0
2038-12-20 13:00 | 2038 | 12 | 0 | 0 | 0
2038-12-20 14:00 | 2038 | 12 | 0 | 0 | 0
2038-12-20 15:00 | 2038 | 12 | 0 | 0 | 0
2038-12-20 16:00 | 2038 | 12 | 0 | 0 | 0
2038-12-20 17:00 | 2038 | 12 | 0 | 0 | 0
2038-12-20 18:00 | 2038 | 12 | 0 | 0 | 0
2038-12-20 19:00 | 2038 | 12 | 0 | 0 | 0
2038-12-20 20:00 | 2038 | 12 | 0 | 0 | 0
2038-12-20 21:00 | 2038 | 12 | 0 | 0 | 0
2038-12-20 22:00 | 2038 | 12 | 0 | 0 | 0
2038-12-20 23:00 | 2038 | 12 | 0 | 0 | 0
2038-12-21 | 2038 | 12 | 0 | 0 | 0
2038-12-21 01:00 | 2038 | 12 | 0 | 0 | 0
2038-12-21 02:00 | 2038 | 12 | 0 | 0 | 0
2038-12-21 03:00 | 2038 | 12 | 0 | 0 | 0
2038-12-21 04:00 | 2038 | 12 | 0 | 0 | 0
2038-12-21 05:00 | 2038 | 12 | 0 | 0 | 0
2038-12-21 06:00 | 2038 | 12 | 0 | 0 | 0
2038-12-21 07:00 | 2038 | 12 | 0 | 0 | 0
2038-12-21 08:00 | 2038 | 12 | 0 | 0 | 0
2038-12-21 09:00 | 2038 | 12 | 0 | 0 | 0
2038-12-21 10:00 | 2038 | 12 | 0 | 0 | 0
2038-12-21 11:00 | 2038 | 12 | 0 | 0 | 0
2038-12-21 12:00 | 2038 | 12 | 0 | 0 | 0
2038-12-21 13:00 | 2038 | 12 | 0 | 0 | 0
2038-12-21 14:00 | 2038 | 12 | 0 | 0 | 0
2038-12-21 15:00 | 2038 | 12 | 0 | 0 | 0
2038-12-21 16:00 | 2038 | 12 | 0 | 0 | 0
2038-12-21 17:00 | 2038 | 12 | 0 | 0 | 0
2038-12-21 18:00 | 2038 | 12 | 0 | 0 | 0
2038-12-21 19:00 | 2038 | 12 | 0 | 0 | 0
2038-12-21 20:00 | 2038 | 12 | 0 | 0 | 0
2038-12-21 21:00 | 2038 | 12 | 0 | 0 | 0
2038-12-21 22:00 | 2038 | 12 | 0 | 0 | 0
2038-12-21 23:00 | 2038 | 12 | 0 | 0 | 0
2038-12-22 | 2038 | 12 | 0 | 0 | 0
2038-12-22 01:00 | 2038 | 12 | 0 | 0 | 0
2038-12-22 02:00 | 2038 | 12 | 0 | 0 | 0
2038-12-22 03:00 | 2038 | 12 | 0 | 0 | 0
2038-12-22 04:00 | 2038 | 12 | 0 | 0 | 0
2038-12-22 05:00 | 2038 | 12 | 0 | 0 | 0
2038-12-22 06:00 | 2038 | 12 | 0 | 0 | 0
2038-12-22 07:00 | 2038 | 12 | 0 | 0 | 0
2038-12-22 08:00 | 2038 | 12 | 0 | 0 | 0
2038-12-22 09:00 | 2038 | 12 | 0 | 0 | 0
2038-12-22 10:00 | 2038 | 12 | 0 | 0 | 0
2038-12-22 11:00 | 2038 | 12 | 0 | 0 | 0
2038-12-22 12:00 | 2038 | 12 | 0 | 0 | 0
2038-12-22 13:00 | 2038 | 12 | 0 | 0 | 0
2038-12-22 14:00 | 2038 | 12 | 0 | 0 | 0
2038-12-22 15:00 | 2038 | 12 | 0 | 0 | 0
2038-12-22 16:00 | 2038 | 12 | 0 | 0 | 0
2038-12-22 17:00 | 2038 | 12 | 0 | 0 | 0
2038-12-22 18:00 | 2038 | 12 | 0 | 0 | 0
2038-12-22 19:00 | 2038 | 12 | 0 | 0 | 0
2038-12-22 20:00 | 2038 | 12 | 0 | 0 | 0
2038-12-22 21:00 | 2038 | 12 | 0 | 0 | 0
2038-12-22 22:00 | 2038 | 12 | 0 | 0 | 0
2038-12-22 23:00 | 2038 | 12 | 0 | 0 | 0
2038-12-23 | 2038 | 12 | 0 | 0 | 0
2038-12-23 01:00 | 2038 | 12 | 0 | 0 | 0
2038-12-23 02:00 | 2038 | 12 | 0 | 0 | 0
2038-12-23 03:00 | 2038 | 12 | 0 | 0 | 0
2038-12-23 04:00 | 2038 | 12 | 0 | 0 | 0
2038-12-23 05:00 | 2038 | 12 | 0 | 0 | 0
2038-12-23 06:00 | 2038 | 12 | 0 | 0 | 0
2038-12-23 07:00 | 2038 | 12 | 0 | 0 | 0
2038-12-23 08:00 | 2038 | 12 | 0 | 0 | 0.087968
2038-12-23 09:00 | 2038 | 12 | 0 | 0 | 0.22767
2038-12-23 10:00 | 2038 | 12 | 0 | 0 | 0.015334
2038-12-23 11:00 | 2038 | 12 | 0 | 0 | 0
2038-12-23 12:00 | 2038 | 12 | 0 | 0 | 0
2038-12-23 13:00 | 2038 | 12 | 0 | 0 | 0
2038-12-23 14:00 | 2038 | 12 | 0 | 0 | 0
2038-12-23 15:00 | 2038 | 12 | 0 | 0 | 0
2038-12-23 16:00 | 2038 | 12 | 0 | 0 | 0
2038-12-23 17:00 | 2038 | 12 | 0 | 0 | 0
2038-12-23 18:00 | 2038 | 12 | 0 | 0 | 0
2038-12-23 19:00 | 2038 | 12 | 0 | 0 | 0
2038-12-23 20:00 | 2038 | 12 | 0 | 0 | 0
2038-12-23 21:00 | 2038 | 12 | 0 | 0 | 0
2038-12-23 22:00 | 2038 | 12 | 0 | 0 | 0
2038-12-23 23:00 | 2038 | 12 | 0 | 0 | 0
2038-12-24 | 2038 | 12 | 0 | 0 | 0
2038-12-24 01:00 | 2038 | 12 | 0 | 0 | 0
2038-12-24 02:00 | 2038 | 12 | 0 | 0 | 0
2038-12-24 03:00 | 2038 | 12 | 0 | 0 | 0
2038-12-24 04:00 | 2038 | 12 | 0 | 0 | 0
2038-12-24 05:00 | 2038 | 12 | 0 | 0 | 0
2038-12-24 06:00 | 2038 | 12 | 0 | 0 | 0
2038-12-24 07:00 | 2038 | 12 | 0 | 0 | 0
2038-12-24 08:00 | 2038 | 12 | 0 | 0 | 0.19274
2038-12-24 09:00 | 2038 | 12 | 0 | 0 | 0.14085
2038-12-24 10:00 | 2038 | 12 | 0 | 0 | 0
2038-12-24 11:00 | 2038 | 12 | 0 | 0 | 0
2038-12-24 12:00 | 2038 | 12 | 0 | 0 | 0
2038-12-24 13:00 | 2038 | 12 | 0 | 0 | 0
2038-12-24 14:00 | 2038 | 12 | 0 | 0 | 0
2038-12-24 15:00 | 2038 | 12 | 0 | 0 | 0
2038-12-24 16:00 | 2038 | 12 | 0 | 0 | 0
2038-12-24 17:00 | 2038 | 12 | 0 | 0 | 0
2038-12-24 18:00 | 2038 | 12 | 0 | 0 | 0
2038-12-24 19:00 | 2038 | 12 | 0 | 0 | 0
2038-12-24 20:00 | 2038 | 12 | 0 | 0 | 0
2038-12-24 21:00 | 2038 | 12 | 0 | 0 | 0
2038-12-24 22:00 | 2038 | 12 | 0 | 0 | 0
2038-12-24 23:00 | 2038 | 12 | 0 | 0 | 0
2038-12-25 | 2038 | 12 | 0 | 0 | 0
2038-12-25 01:00 | 2038 | 12 | 0 | 0 | 0
2038-12-25 02:00 | 2038 | 12 | 0 | 0 | 0
2038-12-25 03:00 | 2038 | 12 | 0 | 0 | 0
2038-12-25 04:00 | 2038 | 12 | 0 | 0 | 0
2038-12-25 05:00 | 2038 | 12 | 0 | 0 | 0
2038-12-25 06:00 | 2038 | 12 | 0 | 0 | 0
2038-12-25 07:00 | 2038 | 12 | 0 | 0 | 0
2038-12-25 08:00 | 2038 | 12 | 0 | 0 | 0
2038-12-25 09:00 | 2038 | 12 | 0 | 0 | 0
2038-12-25 10:00 | 2038 | 12 | 0 | 0 | 0
2038-12-25 11:00 | 2038 | 12 | 0 | 0 | 0
2038-12-25 12:00 | 2038 | 12 | 0 | 0 | 0
2038-12-25 13:00 | 2038 | 12 | 0 | 0 | 0
2038-12-25 14:00 | 2038 | 12 | 0 | 0 | 0
2038-12-25 15:00 | 2038 | 12 | 0 | 0 | 0
2038-12-25 16:00 | 2038 | 12 | 0 | 0 | 0
2038-12-25 17:00 | 2038 | 12 | 0 | 0 | 0
2038-12-25 18:00 | 2038 | 12 | 0 | 0 | 0
2038-12-25 19:00 | 2038 | 12 | 0 | 0 | 0
2038-12-25 20:00 | 2038 | 12 | 0 | 0 | 0
2038-12-25 21:00 | 2038 | 12 | 0 | 0 | 0
2038-12-25 22:00 | 2038 | 12 | 0 | 0 | 0
2038-12-25 23:00 | 2038 | 12 | 0 | 0 | 0
2038-12-26 | 2038 | 12 | 0 | 0 | 0
2038-12-26 01:00 | 2038 | 12 | 0 | 0 | 0
2038-12-26 02:00 | 2038 | 12 | 0.18254 | 0 | 0
2038-12-26 03:00 | 2038 | 12 | 0 | 0 | 0
2038-12-26 04:00 | 2038 | 12 | 0 | 0 | 0
2038-12-26 05:00 | 2038 | 12 | 0 | 0 | 0
2038-12-26 06:00 | 2038 | 12 | 0 | 0 | 0
2038-12-26 07:00 | 2038 | 12 | 0 | 0 | 0
2038-12-26 08:00 | 2038 | 12 | 0 | 0 | 0
2038-12-26 09:00 | 2038 | 12 | 0 | 0 | 0
2038-12-26 10:00 | 2038 | 12 | 0 | 0 | 0
2038-12-26 11:00 | 2038 | 12 | 0 | 0 | 0
2038-12-26 12:00 | 2038 | 12 | 0 | 0 | 0
2038-12-26 13:00 | 2038 | 12 | 0 | 0 | 0
2038-12-26 14:00 | 2038 | 12 | 0 | 0 | 0
2038-12-26 15:00 | 2038 | 12 | 0 | 0 | 0
2038-12-26 16:00 | 2038 | 12 | 0 | 0 | 0
2038-12-26 17:00 | 2038 | 12 | 0 | 0 | 0
2038-12-26 18:00 | 2038 | 12 | 0 | 0 | 0
2038-12-26 19:00 | 2038 | 12 | 0 | 0 | 0
2038-12-26 20:00 | 2038 | 12 | 0 | 0 | 0
2038-12-26 21:00 | 2038 | 12 | 0 | 0 | 0
2038-12-26 22:00 | 2038 | 12 | 0 | 0 | 0
2038-12-26 23:00 | 2038 | 12 | 0 | 0 | 0
2038-12-27 | 2038 | 12 | 0 | 0 | 0
2038-12-27 01:00 | 2038 | 12 | 0 | 0 | 0
2038-12-27 02:00 | 2038 | 12 | 0 | 0 | 0
2038-12-27 03:00 | 2038 | 12 | 0 | 0 | 0
2038-12-27 04:00 | 2038 | 12 | 0 | 0 | 0
2038-12-27 05:00 | 2038 | 12 | 0 | 0 | 0
2038-12-27 06:00 | 2038 | 12 | 0 | 0 | 0
2038-12-27 07:00 | 2038 | 12 | 0 | 0 | 0
2038-12-27 08:00 | 2038 | 12 | 0 | 0 | 0
2038-12-27 09:00 | 2038 | 12 | 0.055345 | 0 | 0
2038-12-27 10:00 | 2038 | 12 | 0.15228 | 0 | 0
2038-12-27 11:00 | 2038 | 12 | 0.37882 | 0 | 0.23598
2038-12-27 12:00 | 2038 | 12 | 0 | 0 | 0.059139
2038-12-27 13:00 | 2038 | 12 | 0 | 0 | 0.053524
2038-12-27 14:00 | 2038 | 12 | 0.2242 | 0 | 0.41566
2038-12-27 15:00 | 2038 | 12 | 0 | 0 | 0
2038-12-27 16:00 | 2038 | 12 | 0 | 0 | 0
2038-12-27 17:00 | 2038 | 12 | 0 | 0 | 0
2038-12-27 18:00 | 2038 | 12 | 0 | 0 | 0
2038-12-27 19:00 | 2038 | 12 | 0 | 0 | 0.14268
2038-12-27 20:00 | 2038 | 12 | 0 | 0 | 0.49487
2038-12-27 21:00 | 2038 | 12 | 0 | 0 | 0.31299
2038-12-27 22:00 | 2038 | 12 | 0 | 0 | 0.52353
2038-12-27 23:00 | 2038 | 12 | 0 | 0 | 0.63829
2038-12-28 | 2038 | 12 | 0 | 0 | 0.1217
2038-12-28 01:00 | 2038 | 12 | 0 | 0 | 0
2038-12-28 02:00 | 2038 | 12 | 0 | 0 | 0
2038-12-28 03:00 | 2038 | 12 | 0 | 0 | 0
2038-12-28 04:00 | 2038 | 12 | 0 | 0 | 0
2038-12-28 05:00 | 2038 | 12 | 0 | 0 | 0
2038-12-28 06:00 | 2038 | 12 | 0 | 0 | 0
2038-12-28 07:00 | 2038 | 12 | 0 | 0 | 0
2038-12-28 08:00 | 2038 | 12 | 0 | 0 | 0.47287
2038-12-28 09:00 | 2038 | 12 | 0.052057 | 0 | 0.62021
2038-12-28 10:00 | 2038 | 12 | 0.03045 | 0 | 0.40642
2038-12-28 11:00 | 2038 | 12 | 0 | 0 | 0.33468
2038-12-28 12:00 | 2038 | 12 | 0.015709 | 0 | 0.43811
2038-12-28 13:00 | 2038 | 12 | 0.18862 | 0 | 0.49383
2038-12-28 14:00 | 2038 | 12 | 0.0089944 | 0 | 0.42797
2038-12-28 15:00 | 2038 | 12 | 0 | 0 | 0
2038-12-28 16:00 | 2038 | 12 | 0 | 0 | 0
2038-12-28 17:00 | 2038 | 12 | 0 | 0 | 0
2038-12-28 18:00 | 2038 | 12 | 0 | 0 | 0.038187
2038-12-28 19:00 | 2038 | 12 | 0 | 0 | 0.16774
2038-12-28 20:00 | 2038 | 12 | 0 | 0 | 0.16128
2038-12-28 21:00 | 2038 | 12 | 0 | 0 | 0.040994
2038-12-28 22:00 | 2038 | 12 | 0 | 0 | 0.1039
2038-12-28 23:00 | 2038 | 12 | 0 | 0 | 0
2038-12-29 | 2038 | 12 | 0 | 0 | 0
2038-12-29 01:00 | 2038 | 12 | 0 | 0 | 0.051942
2038-12-29 02:00 | 2038 | 12 | 0 | 0 | 0
2038-12-29 03:00 | 2038 | 12 | 0 | 0 | 0
2038-12-29 04:00 | 2038 | 12 | 0 | 0 | 0
2038-12-29 05:00 | 2038 | 12 | 0 | 0 | 0
2038-12-29 06:00 | 2038 | 12 | 0 | 0 | 0
2038-12-29 07:00 | 2038 | 12 | 0 | 0 | 0
2038-12-29 08:00 | 2038 | 12 | 0.18649 | 0 | 0.21472
2038-12-29 09:00 | 2038 | 12 | 0.40726 | 0 | 0.52712
2038-12-29 10:00 | 2038 | 12 | 0.27407 | 0 | 0.30992
2038-12-29 11:00 | 2038 | 12 | 0.091668 | 0 | 0.0020222
2038-12-29 12:00 | 2038 | 12 | 0 | 0 | 0
2038-12-29 13:00 | 2038 | 12 | 0 | 0 | 0
2038-12-29 14:00 | 2038 | 12 | 0 | 0 | 0
2038-12-29 15:00 | 2038 | 12 | 0 | 0 | 0
2038-12-29 16:00 | 2038 | 12 | 0 | 0 | 0
2038-12-29 17:00 | 2038 | 12 | 0 | 0 | 0
2038-12-29 18:00 | 2038 | 12 | 0 | 0 | 0
2038-12-29 19:00 | 2038 | 12 | 0 | 0 | 0
2038-12-29 20:00 | 2038 | 12 | 0 | 0 | 0
2038-12-29 21:00 | 2038 | 12 | 0 | 0 | 0
2038-12-29 22:00 | 2038 | 12 | 0 | 0 | 0
2038-12-29 23:00 | 2038 | 12 | 0 | 0 | 0
2038-12-30 | 2038 | 12 | 0 | 0 | 0
2038-12-30 01:00 | 2038 | 12 | 0 | 0 | 0
2038-12-30 02:00 | 2038 | 12 | 0 | 0 | 0
2038-12-30 03:00 | 2038 | 12 | 0 | 0 | 0
2038-12-30 04:00 | 2038 | 12 | 0 | 0 | 0
2038-12-30 05:00 | 2038 | 12 | 0 | 0 | 0
2038-12-30 06:00 | 2038 | 12 | 0 | 0 | 0
2038-12-30 07:00 | 2038 | 12 | 0 | 0 | 0
2038-12-30 08:00 | 2038 | 12 | 0 | 0 | 0
2038-12-30 09:00 | 2038 | 12 | 0.0030139 | 0 | 0
2038-12-30 10:00 | 2038 | 12 | 0 | 0 | 0
2038-12-30 11:00 | 2038 | 12 | 0 | 0 | 0
2038-12-30 12:00 | 2038 | 12 | 0 | 0 | 0
2038-12-30 13:00 | 2038 | 12 | 0 | 0 | 0
2038-12-30 14:00 | 2038 | 12 | 0 | 0 | 0
2038-12-30 15:00 | 2038 | 12 | 0 | 0 | 0
2038-12-30 16:00 | 2038 | 12 | 0 | 0 | 0
2038-12-30 17:00 | 2038 | 12 | 0 | 0 | 0
2038-12-30 18:00 | 2038 | 12 | 0 | 0 | 0
2038-12-30 19:00 | 2038 | 12 | 0 | 0 | 0
2038-12-30 20:00 | 2038 | 12 | 0 | 0 | 0
2038-12-30 21:00 | 2038 | 12 | 0 | 0 | 0
2038-12-30 22:00 | 2038 | 12 | 0 | 0 | 0
2038-12-30 23:00 | 2038 | 12 | 0 | 0 | 0
2038-12-31 | 2038 | 12 | 0 | 0 | 0
2038-12-31 01:00 | 2038 | 12 | 0 | 0 | 0
2038-12-31 02:00 | 2038 | 12 | 0 | 0 | 0
2038-12-31 03:00 | 2038 | 12 | 0 | 0 | 0
2038-12-31 04:00 | 2038 | 12 | 0 | 0 | 0
2038-12-31 05:00 | 2038 | 12 | 0 | 0 | 0
2038-12-31 06:00 | 2038 | 12 | 0 | 0 | 0
2038-12-31 07:00 | 2038 | 12 | 0 | 0 | 0
2038-12-31 08:00 | 2038 | 12 | 0 | 0 | 0
2038-12-31 09:00 | 2038 | 12 | 0 | 0 | 0
2038-12-31 10:00 | 2038 | 12 | 0 | 0 | 0
2038-12-31 11:00 | 2038 | 12 | 0 | 0 | 0
2038-12-31 12:00 | 2038 | 12 | 0 | 0 | 0.075376
2038-12-31 13:00 | 2038 | 12 | 0 | 0 | 0.33473
2038-12-31 14:00 | 2038 | 12 | 0 | 0 | 0.26699
2038-12-31 15:00 | 2038 | 12 | 0 | 0 | 0
2038-12-31 16:00 | 2038 | 12 | 0 | 0 | 0
2038-12-31 17:00 | 2038 | 12 | 0 | 0 | 0
2038-12-31 18:00 | 2038 | 12 | 0 | 0 | 0.22246
2038-12-31 19:00 | 2038 | 12 | 0 | 0 | 0.30963
2038-12-31 20:00 | 2038 | 12 | 0 | 0 | 0.35266
2038-12-31 21:00 | 2038 | 12 | 0 | 0 | 0
2038-12-31 22:00 | 2038 | 12 | 0 | 0 | 0
2038-12-31 23:00 | 2038 | 12 | 0 | 0 | 0.20815
2039-01-01 | 2039 | 1 | 0 | 0 | 0.015666
2039-01-01 01:00 | 2039 | 1 | 0 | 0 | 0
2039-01-01 02:00 | 2039 | 1 | 0 | 0 | 0
2039-01-01 03:00 | 2039 | 1 | 0 | 0 | 0
2039-01-01 04:00 | 2039 | 1 | 0 | 0 | 0
2039-01-01 05:00 | 2039 | 1 | 0 | 0 | 0
2039-01-01 06:00 | 2039 | 1 | 0 | 0 | 0
2039-01-01 07:00 | 2039 | 1 | 0 | 0 | 0
2039-01-01 08:00 | 2039 | 1 | 0 | 0 | 0
2039-01-01 09:00 | 2039 | 1 | 0 | 0 | 0
2039-01-01 10:00 | 2039 | 1 | 0 | 0 | 0
2039-01-01 11:00 | 2039 | 1 | 0 | 0 | 0
2039-01-01 12:00 | 2039 | 1 | 0 | 0 | 0
2039-01-01 13:00 | 2039 | 1 | 0 | 0 | 0
2039-01-01 14:00 | 2039 | 1 | 0 | 0 | 0
2039-01-01 15:00 | 2039 | 1 | 0 | 0 | 0
2039-01-01 16:00 | 2039 | 1 | 0 | 0 | 0
2039-01-01 17:00 | 2039 | 1 | 0 | 0 | 0
2039-01-01 18:00 | 2039 | 1 | 0 | 0 | 0
2039-01-01 19:00 | 2039 | 1 | 0 | 0 | 0
2039-01-01 20:00 | 2039 | 1 | 0 | 0 | 0
2039-01-01 21:00 | 2039 | 1 | 0 | 0 | 0
2039-01-01 22:00 | 2039 | 1 | 0 | 0 | 0
2039-01-01 23:00 | 2039 | 1 | 0 | 0 | 0
2039-01-02 | 2039 | 1 | 0 | 0 | 0
2039-01-02 01:00 | 2039 | 1 | 0 | 0 | 0
2039-01-02 02:00 | 2039 | 1 | 0 | 0 | 0
2039-01-02 03:00 | 2039 | 1 | 0 | 0 | 0
2039-01-02 04:00 | 2039 | 1 | 0 | 0 | 0
2039-01-02 05:00 | 2039 | 1 | 0 | 0 | 0
2039-01-02 06:00 | 2039 | 1 | 0 | 0 | 0
2039-01-02 07:00 | 2039 | 1 | 0 | 0 | 0
2039-01-02 08:00 | 2039 | 1 | 0 | 0 | 0
2039-01-02 09:00 | 2039 | 1 | 0 | 0 | 0
2039-01-02 10:00 | 2039 | 1 | 0 | 0 | 0
2039-01-02 11:00 | 2039 | 1 | 0 | 0 | 0
2039-01-02 12:00 | 2039 | 1 | 0 | 0 | 0
2039-01-02 13:00 | 2039 | 1 | 0 | 0 | 0
2039-01-02 14:00 | 2039 | 1 | 0 | 0 | 0
2039-01-02 15:00 | 2039 | 1 | 0 | 0 | 0
2039-01-02 16:00 | 2039 | 1 | 0 | 0 | 0
2039-01-02 17:00 | 2039 | 1 | 0 | 0 | 0
2039-01-02 18:00 | 2039 | 1 | 0 | 0 | 0
2039-01-02 19:00 | 2039 | 1 | 0 | 0 | 0
2039-01-02 20:00 | 2039 | 1 | 0 | 0 | 0
2039-01-02 21:00 | 2039 | 1 | 0 | 0 | 0
2039-01-02 22:00 | 2039 | 1 | 0 | 0 | 0
2039-01-02 23:00 | 2039 | 1 | 0 | 0 | 0
2039-01-03 | 2039 | 1 | 0 | 0 | 0
2039-01-03 01:00 | 2039 | 1 | 0 | 0 | 0
2039-01-03 02:00 | 2039 | 1 | 0 | 0 | 0
2039-01-03 03:00 | 2039 | 1 | 0 | 0 | 0
2039-01-03 04:00 | 2039 | 1 | 0 | 0 | 0
2039-01-03 05:00 | 2039 | 1 | 0 | 0 | 0
2039-01-03 06:00 | 2039 | 1 | 0 | 0 | 0
2039-01-03 07:00 | 2039 | 1 | 0 | 0 | 0
2039-01-03 08:00 | 2039 | 1 | 0 | 0 | 0
2039-01-03 09:00 | 2039 | 1 | 0 | 0 | 0
2039-01-03 10:00 | 2039 | 1 | 0 | 0 | 0
2039-01-03 11:00 | 2039 | 1 | 0 | 0 | 0
2039-01-03 12:00 | 2039 | 1 | 0 | 0 | 0
2039-01-03 13:00 | 2039 | 1 | 0 | 0 | 0
2039-01-03 14:00 | 2039 | 1 | 0 | 0 | 0
2039-01-03 15:00 | 2039 | 1 | 0 | 0 | 0
2039-01-03 16:00 | 2039 | 1 | 0 | 0 | 0
2039-01-03 17:00 | 2039 | 1 | 0 | 0 | 0
2039-01-03 18:00 | 2039 | 1 | 0 | 0 | 0
2039-01-03 19:00 | 2039 | 1 | 0 | 0 | 0
2039-01-03 20:00 | 2039 | 1 | 0 | 0 | 0
2039-01-03 21:00 | 2039 | 1 | 0 | 0 | 0
2039-01-03 22:00 | 2039 | 1 | 0 | 0 | 0
2039-01-03 23:00 | 2039 | 1 | 0 | 0 | 0
2039-01-04 | 2039 | 1 | 0 | 0 | 0
2039-01-04 01:00 | 2039 | 1 | 0 | 0 | 0
2039-01-04 02:00 | 2039 | 1 | 0 | 0 | 0
2039-01-04 03:00 | 2039 | 1 | 0 | 0 | 0
2039-01-04 04:00 | 2039 | 1 | 0 | 0 | 0
2039-01-04 05:00 | 2039 | 1 | 0 | 0 | 0
2039-01-04 06:00 | 2039 | 1 | 0 | 0 | 0
2039-01-04 07:00 | 2039 | 1 | 0 | 0 | 0
2039-01-04 08:00 | 2039 | 1 | 0 | 0 | 0
2039-01-04 09:00 | 2039 | 1 | 0 | 0 | 0
2039-01-04 10:00 | 2039 | 1 | 0 | 0 | 0
2039-01-04 11:00 | 2039 | 1 | 0 | 0 | 0
2039-01-04 12:00 | 2039 | 1 | 0 | 0 | 0
2039-01-04 13:00 | 2039 | 1 | 0 | 0 | 0
2039-01-04 14:00 | 2039 | 1 | 0 | 0 | 0
2039-01-04 15:00 | 2039 | 1 | 0 | 0 | 0
2039-01-04 16:00 | 2039 | 1 | 0 | 0 | 0
2039-01-04 17:00 | 2039 | 1 | 0 | 0 | 0
2039-01-04 18:00 | 2039 | 1 | 0 | 0 | 0
2039-01-04 19:00 | 2039 | 1 | 0 | 0 | 0
2039-01-04 20:00 | 2039 | 1 | 0 | 0 | 0
2039-01-04 21:00 | 2039 | 1 | 0 | 0 | 0
2039-01-04 22:00 | 2039 | 1 | 0 | 0 | 0
2039-01-04 23:00 | 2039 | 1 | 0 | 0 | 0
2039-01-05 | 2039 | 1 | 0 | 0 | 0
2039-01-05 01:00 | 2039 | 1 | 0 | 0 | 0
2039-01-05 02:00 | 2039 | 1 | 0 | 0 | 0
2039-01-05 03:00 | 2039 | 1 | 0 | 0 | 0
2039-01-05 04:00 | 2039 | 1 | 0 | 0 | 0
2039-01-05 05:00 | 2039 | 1 | 0 | 0 | 0
2039-01-05 06:00 | 2039 | 1 | 0 | 0 | 0
2039-01-05 07:00 | 2039 | 1 | 0 | 0 | 0
2039-01-05 08:00 | 2039 | 1 | 0 | 0 | 0
2039-01-05 09:00 | 2039 | 1 | 0 | 0 | 0
2039-01-05 10:00 | 2039 | 1 | 0 | 0 | 0
2039-01-05 11:00 | 2039 | 1 | 0 | 0 | 0
2039-01-05 12:00 | 2039 | 1 | 0 | 0 | 0
2039-01-05 13:00 | 2039 | 1 | 0 | 0 | 0
2039-01-05 14:00 | 2039 | 1 | 0 | 0 | 0
2039-01-05 15:00 | 2039 | 1 | 0 | 0 | 0
2039-01-05 16:00 | 2039 | 1 | 0 | 0 | 0
2039-01-05 17:00 | 2039 | 1 | 0 | 0 | 0
2039-01-05 18:00 | 2039 | 1 | 0 | 0 | 0
2039-01-05 19:00 | 2039 | 1 | 0 | 0 | 0
2039-01-05 20:00 | 2039 | 1 | 0 | 0 | 0
2039-01-05 21:00 | 2039 | 1 | 0 | 0 | 0
2039-01-05 22:00 | 2039 | 1 | 0 | 0 | 0
2039-01-05 23:00 | 2039 | 1 | 0 | 0 | 0
2039-01-06 | 2039 | 1 | 0 | 0 | 0
2039-01-06 01:00 | 2039 | 1 | 0 | 0 | 0
2039-01-06 02:00 | 2039 | 1 | 0 | 0 | 0
2039-01-06 03:00 | 2039 | 1 | 0 | 0 | 0
2039-01-06 04:00 | 2039 | 1 | 0 | 0 | 0
2039-01-06 05:00 | 2039 | 1 | 0 | 0 | 0
2039-01-06 06:00 | 2039 | 1 | 0 | 0 | 0
2039-01-06 07:00 | 2039 | 1 | 0 | 0 | 0
2039-01-06 08:00 | 2039 | 1 | 0 | 0 | 0
2039-01-06 09:00 | 2039 | 1 | 0 | 0 | 0
2039-01-06 10:00 | 2039 | 1 | 0 | 0 | 0
2039-01-06 11:00 | 2039 | 1 | 0 | 0 | 0
2039-01-06 12:00 | 2039 | 1 | 0 | 0 | 0
2039-01-06 13:00 | 2039 | 1 | 0 | 0 | 0
2039-01-06 14:00 | 2039 | 1 | 0 | 0 | 0
2039-01-06 15:00 | 2039 | 1 | 0 | 0 | 0
2039-01-06 16:00 | 2039 | 1 | 0 | 0 | 0
2039-01-06 17:00 | 2039 | 1 | 0 | 0 | 0
2039-01-06 18:00 | 2039 | 1 | 0 | 0 | 0
2039-01-06 19:00 | 2039 | 1 | 0 | 0 | 0
2039-01-06 20:00 | 2039 | 1 | 0 | 0 | 0
2039-01-06 21:00 | 2039 | 1 | 0 | 0 | 0
2039-01-06 22:00 | 2039 | 1 | 0 | 0 | 0
2039-01-06 23:00 | 2039 | 1 | 0 | 0 | 0
2039-01-07 | 2039 | 1 | 0 | 0 | 0
2039-01-07 01:00 | 2039 | 1 | 0 | 0 | 0
2039-01-07 02:00 | 2039 | 1 | 0 | 0 | 0
2039-01-07 03:00 | 2039 | 1 | 0 | 0 | 0
2039-01-07 04:00 | 2039 | 1 | 0 | 0 | 0
2039-01-07 05:00 | 2039 | 1 | 0 | 0 | 0
2039-01-07 06:00 | 2039 | 1 | 0 | 0 | 0
2039-01-07 07:00 | 2039 | 1 | 0 | 0 | 0
2039-01-07 08:00 | 2039 | 1 | 0 | 0 | 0
2039-01-07 09:00 | 2039 | 1 | 0 | 0 | 0
2039-01-07 10:00 | 2039 | 1 | 0 | 0 | 0
2039-01-07 11:00 | 2039 | 1 | 0 | 0 | 0.026215
2039-01-07 12:00 | 2039 | 1 | 0 | 0 | 0
2039-01-07 13:00 | 2039 | 1 | 0 | 0 | 0.31778
2039-01-07 14:00 | 2039 | 1 | 0 | 0 | 0.38596
2039-01-07 15:00 | 2039 | 1 | 0 | 0 | 0
2039-01-07 16:00 | 2039 | 1 | 0 | 0 | 0
2039-01-07 17:00 | 2039 | 1 | 0 | 0 | 0
2039-01-07 18:00 | 2039 | 1 | 0 | 0 | 0
2039-01-07 19:00 | 2039 | 1 | 0 | 0 | 0
2039-01-07 20:00 | 2039 | 1 | 0 | 0 | 0
2039-01-07 21:00 | 2039 | 1 | 0 | 0 | 0
2039-01-07 22:00 | 2039 | 1 | 0 | 0 | 0
2039-01-07 23:00 | 2039 | 1 | 0 | 0 | 0.13566
2039-01-08 | 2039 | 1 | 0 | 0 | 0.12193
2039-01-08 01:00 | 2039 | 1 | 0 | 0 | 0
2039-01-08 02:00 | 2039 | 1 | 0 | 0 | 0
2039-01-08 03:00 | 2039 | 1 | 0 | 0 | 0
2039-01-08 04:00 | 2039 | 1 | 0 | 0 | 0
2039-01-08 05:00 | 2039 | 1 | 0 | 0 | 0
2039-01-08 06:00 | 2039 | 1 | 0 | 0 | 0
2039-01-08 07:00 | 2039 | 1 | 0 | 0 | 0
2039-01-08 08:00 | 2039 | 1 | 0 | 0 | 0.051709
2039-01-08 09:00 | 2039 | 1 | 0 | 0 | 0.22413
2039-01-08 10:00 | 2039 | 1 | 0 | 0 | 0.075834
2039-01-08 11:00 | 2039 | 1 | 0 | 0 | 0.1335
2039-01-08 12:00 | 2039 | 1 | 0 | 0 | 0
2039-01-08 13:00 | 2039 | 1 | 0 | 0 | 0.22552
2039-01-08 14:00 | 2039 | 1 | 0 | 0 | 0.21023
2039-01-08 15:00 | 2039 | 1 | 0 | 0 | 0
2039-01-08 16:00 | 2039 | 1 | 0 | 0 | 0
2039-01-08 17:00 | 2039 | 1 | 0 | 0 | 0
2039-01-08 18:00 | 2039 | 1 | 0 | 0 | 0
2039-01-08 19:00 | 2039 | 1 | 0 | 0 | 0
2039-01-08 20:00 | 2039 | 1 | 0 | 0 | 0
2039-01-08 21:00 | 2039 | 1 | 0 | 0 | 0
2039-01-08 22:00 | 2039 | 1 | 0 | 0 | 0
2039-01-08 23:00 | 2039 | 1 | 0 | 0 | 0
2039-01-09 | 2039 | 1 | 0 | 0 | 0
2039-01-09 01:00 | 2039 | 1 | 0 | 0 | 0
2039-01-09 02:00 | 2039 | 1 | 0 | 0 | 0
2039-01-09 03:00 | 2039 | 1 | 0 | 0 | 0
2039-01-09 04:00 | 2039 | 1 | 0 | 0 | 0
2039-01-09 05:00 | 2039 | 1 | 0 | 0 | 0
2039-01-09 06:00 | 2039 | 1 | 0 | 0 | 0
2039-01-09 07:00 | 2039 | 1 | 0 | 0 | 0
2039-01-09 08:00 | 2039 | 1 | 0 | 0 | 0
2039-01-09 09:00 | 2039 | 1 | 0 | 0 | 0
2039-01-09 10:00 | 2039 | 1 | 0 | 0 | 0
2039-01-09 11:00 | 2039 | 1 | 0 | 0 | 0
2039-01-09 12:00 | 2039 | 1 | 0 | 0 | 0
2039-01-09 13:00 | 2039 | 1 | 0 | 0 | 0
2039-01-09 14:00 | 2039 | 1 | 0 | 0 | 0
2039-01-09 15:00 | 2039 | 1 | 0 | 0 | 0
2039-01-09 16:00 | 2039 | 1 | 0 | 0 | 0
2039-01-09 17:00 | 2039 | 1 | 0 | 0 | 0
2039-01-09 18:00 | 2039 | 1 | 0 | 0 | 0
2039-01-09 19:00 | 2039 | 1 | 0 | 0 | 0
2039-01-09 20:00 | 2039 | 1 | 0 | 0 | 0
2039-01-09 21:00 | 2039 | 1 | 0 | 0 | 0
2039-01-09 22:00 | 2039 | 1 | 0 | 0 | 0
2039-01-09 23:00 | 2039 | 1 | 0 | 0 | 0
2039-01-10 | 2039 | 1 | 0 | 0 | 0
2039-01-10 01:00 | 2039 | 1 | 0 | 0 | 0
2039-01-10 02:00 | 2039 | 1 | 0 | 0 | 0
2039-01-10 03:00 | 2039 | 1 | 0 | 0 | 0
2039-01-10 04:00 | 2039 | 1 | 0 | 0 | 0
2039-01-10 05:00 | 2039 | 1 | 0 | 0 | 0
2039-01-10 06:00 | 2039 | 1 | 0 | 0 | 0
2039-01-10 07:00 | 2039 | 1 | 0 | 0 | 0
2039-01-10 08:00 | 2039 | 1 | 0 | 0 | 0
2039-01-10 09:00 | 2039 | 1 | 0 | 0 | 0
2039-01-10 10:00 | 2039 | 1 | 0 | 0 | 0
2039-01-10 11:00 | 2039 | 1 | 0 | 0 | 0
2039-01-10 12:00 | 2039 | 1 | 0 | 0 | 0
2039-01-10 13:00 | 2039 | 1 | 0 | 0 | 0
2039-01-10 14:00 | 2039 | 1 | 0 | 0 | 0.0074435
2039-01-10 15:00 | 2039 | 1 | 0 | 0 | 0
2039-01-10 16:00 | 2039 | 1 | 0 | 0 | 0
2039-01-10 17:00 | 2039 | 1 | 0 | 0 | 0
2039-01-10 18:00 | 2039 | 1 | 0 | 0 | 0
2039-01-10 19:00 | 2039 | 1 | 0 | 0 | 0
2039-01-10 20:00 | 2039 | 1 | 0 | 0 | 0
2039-01-10 21:00 | 2039 | 1 | 0 | 0 | 0
2039-01-10 22:00 | 2039 | 1 | 0 | 0 | 0
2039-01-10 23:00 | 2039 | 1 | 0 | 0 | 0
2039-01-11 | 2039 | 1 | 0 | 0 | 0
2039-01-11 01:00 | 2039 | 1 | 0 | 0 | 0
2039-01-11 02:00 | 2039 | 1 | 0 | 0 | 0
2039-01-11 03:00 | 2039 | 1 | 0 | 0 | 0
2039-01-11 04:00 | 2039 | 1 | 0 | 0 | 0
2039-01-11 05:00 | 2039 | 1 | 0 | 0 | 0
2039-01-11 06:00 | 2039 | 1 | 0 | 0 | 0
2039-01-11 07:00 | 2039 | 1 | 0 | 0 | 0
2039-01-11 08:00 | 2039 | 1 | 0 | 0 | 0.25056
2039-01-11 09:00 | 2039 | 1 | 0 | 0 | 0.47002
2039-01-11 10:00 | 2039 | 1 | 0 | 0 | 0.16399
2039-01-11 11:00 | 2039 | 1 | 0 | 0 | 0.1927
2039-01-11 12:00 | 2039 | 1 | 0 | 0 | 0.15111
2039-01-11 13:00 | 2039 | 1 | 0 | 0 | 0.48625
2039-01-11 14:00 | 2039 | 1 | 0 | 0 | 0.5774
2039-01-11 15:00 | 2039 | 1 | 0 | 0 | 0
2039-01-11 16:00 | 2039 | 1 | 0 | 0 | 0
2039-01-11 17:00 | 2039 | 1 | 0 | 0 | 0
2039-01-11 18:00 | 2039 | 1 | 0 | 0 | 0
2039-01-11 19:00 | 2039 | 1 | 0 | 0 | 0.16912
2039-01-11 20:00 | 2039 | 1 | 0 | 0 | 0.008538
2039-01-11 21:00 | 2039 | 1 | 0 | 0 | 0.097835
2039-01-11 22:00 | 2039 | 1 | 0 | 0 | 0.044227
2039-01-11 23:00 | 2039 | 1 | 0 | 0 | 0.1062
2039-01-12 | 2039 | 1 | 0 | 0 | 0.12426
2039-01-12 01:00 | 2039 | 1 | 0 | 0 | 0
2039-01-12 02:00 | 2039 | 1 | 0 | 0 | 0
2039-01-12 03:00 | 2039 | 1 | 0 | 0 | 0
2039-01-12 04:00 | 2039 | 1 | 0 | 0 | 0
2039-01-12 05:00 | 2039 | 1 | 0 | 0 | 0
2039-01-12 06:00 | 2039 | 1 | 0 | 0 | 0
2039-01-12 07:00 | 2039 | 1 | 0 | 0 | 0
2039-01-12 08:00 | 2039 | 1 | 0 | 0 | 0.12251
2039-01-12 09:00 | 2039 | 1 | 0 | 0 | 0.31025
2039-01-12 10:00 | 2039 | 1 | 0 | 0 | 0
2039-01-12 11:00 | 2039 | 1 | 0 | 0 | 0
2039-01-12 12:00 | 2039 | 1 | 0 | 0 | 0
2039-01-12 13:00 | 2039 | 1 | 0 | 0 | 0
2039-01-12 14:00 | 2039 | 1 | 0 | 0 | 0
2039-01-12 15:00 | 2039 | 1 | 0 | 0 | 0
2039-01-12 16:00 | 2039 | 1 | 0 | 0 | 0
2039-01-12 17:00 | 2039 | 1 | 0 | 0 | 0
2039-01-12 18:00 | 2039 | 1 | 0 | 0 | 0
2039-01-12 19:00 | 2039 | 1 | 0 | 0 | 0
2039-01-12 20:00 | 2039 | 1 | 0 | 0 | 0
2039-01-12 21:00 | 2039 | 1 | 0 | 0 | 0
2039-01-12 22:00 | 2039 | 1 | 0 | 0 | 0
2039-01-12 23:00 | 2039 | 1 | 0 | 0 | 0
2039-01-13 | 2039 | 1 | 0 | 0 | 0
2039-01-13 01:00 | 2039 | 1 | 0 | 0 | 0
2039-01-13 02:00 | 2039 | 1 | 0 | 0 | 0
2039-01-13 03:00 | 2039 | 1 | 0 | 0 | 0
2039-01-13 04:00 | 2039 | 1 | 0 | 0 | 0
2039-01-13 05:00 | 2039 | 1 | 0 | 0 | 0
2039-01-13 06:00 | 2039 | 1 | 0 | 0 | 0
2039-01-13 07:00 | 2039 | 1 | 0 | 0 | 0
2039-01-13 08:00 | 2039 | 1 | 0 | 0 | 0
2039-01-13 09:00 | 2039 | 1 | 0 | 0 | 0
2039-01-13 10:00 | 2039 | 1 | 0 | 0 | 0
2039-01-13 11:00 | 2039 | 1 | 0 | 0 | 0
2039-01-13 12:00 | 2039 | 1 | 0 | 0 | 0
2039-01-13 13:00 | 2039 | 1 | 0 | 0 | 0
2039-01-13 14:00 | 2039 | 1 | 0 | 0 | 0
2039-01-13 15:00 | 2039 | 1 | 0 | 0 | 0
2039-01-13 16:00 | 2039 | 1 | 0 | 0 | 0
2039-01-13 17:00 | 2039 | 1 | 0 | 0 | 0
2039-01-13 18:00 | 2039 | 1 | 0 | 0 | 0
2039-01-13 19:00 | 2039 | 1 | 0 | 0 | 0
2039-01-13 20:00 | 2039 | 1 | 0 | 0 | 0
2039-01-13 21:00 | 2039 | 1 | 0 | 0 | 0
2039-01-13 22:00 | 2039 | 1 | 0 | 0 | 0
2039-01-13 23:00 | 2039 | 1 | 0 | 0 | 0
2039-01-14 | 2039 | 1 | 0 | 0 | 0
2039-01-14 01:00 | 2039 | 1 | 0 | 0 | 0
2039-01-14 02:00 | 2039 | 1 | 0 | 0 | 0
2039-01-14 03:00 | 2039 | 1 | 0 | 0 | 0
2039-01-14 04:00 | 2039 | 1 | 0 | 0 | 0
2039-01-14 05:00 | 2039 | 1 | 0 | 0 | 0
2039-01-14 06:00 | 2039 | 1 | 0 | 0 | 0
2039-01-14 07:00 | 2039 | 1 | 0 | 0 | 0
2039-01-14 08:00 | 2039 | 1 | 0 | 0 | 0
2039-01-14 09:00 | 2039 | 1 | 0 | 0 | 0
2039-01-14 10:00 | 2039 | 1 | 0 | 0 | 0
2039-01-14 11:00 | 2039 | 1 | 0 | 0 | 0
2039-01-14 12:00 | 2039 | 1 | 0 | 0 | 0
2039-01-14 13:00 | 2039 | 1 | 0 | 0 | 0
2039-01-14 14:00 | 2039 | 1 | 0 | 0 | 0
2039-01-14 15:00 | 2039 | 1 | 0 | 0 | 0
2039-01-14 16:00 | 2039 | 1 | 0 | 0 | 0
2039-01-14 17:00 | 2039 | 1 | 0 | 0 | 0
2039-01-14 18:00 | 2039 | 1 | 0 | 0 | 0
2039-01-14 19:00 | 2039 | 1 | 0 | 0 | 0
2039-01-14 20:00 | 2039 | 1 | 0 | 0 | 0
2039-01-14 21:00 | 2039 | 1 | 0 | 0 | 0
2039-01-14 22:00 | 2039 | 1 | 0 | 0 | 0
2039-01-14 23:00 | 2039 | 1 | 0 | 0 | 0
2039-01-15 | 2039 | 1 | 0 | 0 | 0
2039-01-15 01:00 | 2039 | 1 | 0 | 0 | 0
2039-01-15 02:00 | 2039 | 1 | 0 | 0 | 0
2039-01-15 03:00 | 2039 | 1 | 0 | 0 | 0
2039-01-15 04:00 | 2039 | 1 | 0 | 0 | 0
2039-01-15 05:00 | 2039 | 1 | 0 | 0 | 0
2039-01-15 06:00 | 2039 | 1 | 0 | 0 | 0
2039-01-15 07:00 | 2039 | 1 | 0 | 0 | 0
2039-01-15 08:00 | 2039 | 1 | 0 | 0 | 0
2039-01-15 09:00 | 2039 | 1 | 0 | 0 | 0
2039-01-15 10:00 | 2039 | 1 | 0 | 0 | 0
2039-01-15 11:00 | 2039 | 1 | 0 | 0 | 0
2039-01-15 12:00 | 2039 | 1 | 0 | 0 | 0
2039-01-15 13:00 | 2039 | 1 | 0 | 0 | 0
2039-01-15 14:00 | 2039 | 1 | 0 | 0 | 0
2039-01-15 15:00 | 2039 | 1 | 0 | 0 | 0
2039-01-15 16:00 | 2039 | 1 | 0 | 0 | 0
2039-01-15 17:00 | 2039 | 1 | 0 | 0 | 0
2039-01-15 18:00 | 2039 | 1 | 0 | 0 | 0
2039-01-15 19:00 | 2039 | 1 | 0 | 0 | 0
2039-01-15 20:00 | 2039 | 1 | 0 | 0 | 0
2039-01-15 21:00 | 2039 | 1 | 0 | 0 | 0
2039-01-15 22:00 | 2039 | 1 | 0 | 0 | 0
2039-01-15 23:00 | 2039 | 1 | 0 | 0 | 0
2039-01-16 | 2039 | 1 | 0 | 0 | 0
2039-01-16 01:00 | 2039 | 1 | 0 | 0 | 0
2039-01-16 02:00 | 2039 | 1 | 0 | 0 | 0
2039-01-16 03:00 | 2039 | 1 | 0 | 0 | 0
2039-01-16 04:00 | 2039 | 1 | 0 | 0 | 0
2039-01-16 05:00 | 2039 | 1 | 0 | 0 | 0
2039-01-16 06:00 | 2039 | 1 | 0 | 0 | 0
2039-01-16 07:00 | 2039 | 1 | 0 | 0 | 0
2039-01-16 08:00 | 2039 | 1 | 0 | 0 | 0.063113
2039-01-16 09:00 | 2039 | 1 | 0 | 0 | 0.012352
2039-01-16 10:00 | 2039 | 1 | 0 | 0 | 0
2039-01-16 11:00 | 2039 | 1 | 0 | 0 | 0
2039-01-16 12:00 | 2039 | 1 | 0 | 0 | 0
2039-01-16 13:00 | 2039 | 1 | 0 | 0 | 0.23504
2039-01-16 14:00 | 2039 | 1 | 0 | 0 | 0.065169
2039-01-16 15:00 | 2039 | 1 | 0 | 0 | 0
2039-01-16 16:00 | 2039 | 1 | 0 | 0 | 0
2039-01-16 17:00 | 2039 | 1 | 0 | 0 | 0
2039-01-16 18:00 | 2039 | 1 | 0 | 0 | 0
2039-01-16 19:00 | 2039 | 1 | 0 | 0 | 0.24598
2039-01-16 20:00 | 2039 | 1 | 0 | 0 | 0.073466
2039-01-16 21:00 | 2039 | 1 | 0 | 0 | 0.086025
2039-01-16 22:00 | 2039 | 1 | 0 | 0 | 0
2039-01-16 23:00 | 2039 | 1 | 0 | 0 | 0
2039-01-17 | 2039 | 1 | 0 | 0 | 0
2039-01-17 01:00 | 2039 | 1 | 0 | 0 | 0.075319
2039-01-17 02:00 | 2039 | 1 | 0 | 0 | 0.048549
2039-01-17 03:00 | 2039 | 1 | 0 | 0 | 0
2039-01-17 04:00 | 2039 | 1 | 0 | 0 | 0
2039-01-17 05:00 | 2039 | 1 | 0 | 0 | 0
2039-01-17 06:00 | 2039 | 1 | 0 | 0 | 0
2039-01-17 07:00 | 2039 | 1 | 0 | 0 | 0
2039-01-17 08:00 | 2039 | 1 | 0 | 0 | 0.016217
2039-01-17 09:00 | 2039 | 1 | 0 | 0 | 0.26628
2039-01-17 10:00 | 2039 | 1 | 0 | 0 | 0.019375
2039-01-17 11:00 | 2039 | 1 | 0 | 0 | 0
2039-01-17 12:00 | 2039 | 1 | 0 | 0 | 0
2039-01-17 13:00 | 2039 | 1 | 0 | 0 | 0.17988
2039-01-17 14:00 | 2039 | 1 | 0 | 0 | 0.26035
2039-01-17 15:00 | 2039 | 1 | 0 | 0 | 0
2039-01-17 16:00 | 2039 | 1 | 0 | 0 | 0
2039-01-17 17:00 | 2039 | 1 | 0 | 0 | 0
2039-01-17 18:00 | 2039 | 1 | 0 | 0 | 0
2039-01-17 19:00 | 2039 | 1 | 0 | 0 | 0
2039-01-17 20:00 | 2039 | 1 | 0 | 0 | 0
2039-01-17 21:00 | 2039 | 1 | 0 | 0 | 0
2039-01-17 22:00 | 2039 | 1 | 0 | 0 | 0
2039-01-17 23:00 | 2039 | 1 | 0 | 0 | 0
2039-01-18 | 2039 | 1 | 0 | 0 | 0
2039-01-18 01:00 | 2039 | 1 | 0 | 0 | 0
2039-01-18 02:00 | 2039 | 1 | 0 | 0 | 0
2039-01-18 03:00 | 2039 | 1 | 0 | 0 | 0
2039-01-18 04:00 | 2039 | 1 | 0 | 0 | 0
2039-01-18 05:00 | 2039 | 1 | 0 | 0 | 0
2039-01-18 06:00 | 2039 | 1 | 0 | 0 | 0
2039-01-18 07:00 | 2039 | 1 | 0 | 0 | 0
2039-01-18 08:00 | 2039 | 1 | 0 | 0.027494 | 0.021061
2039-01-18 09:00 | 2039 | 1 | 0 | 0.15601 | 0.16852
2039-01-18 10:00 | 2039 | 1 | 0 | 0 | 0.10297
2039-01-18 11:00 | 2039 | 1 | 0 | 0 | 0
2039-01-18 12:00 | 2039 | 1 | 0 | 0 | 0
2039-01-18 13:00 | 2039 | 1 | 0 | 0.1051 | 0.32183
2039-01-18 14:00 | 2039 | 1 | 0 | 0.24846 | 0.27813
2039-01-18 15:00 | 2039 | 1 | 0 | 0 | 0
2039-01-18 16:00 | 2039 | 1 | 0 | 0 | 0
2039-01-18 17:00 | 2039 | 1 | 0 | 0 | 0
2039-01-18 18:00 | 2039 | 1 | 0 | 0 | 0
2039-01-18 19:00 | 2039 | 1 | 0 | 0 | 0
2039-01-18 20:00 | 2039 | 1 | 0 | 0 | 0
2039-01-18 21:00 | 2039 | 1 | 0 | 0 | 0
2039-01-18 22:00 | 2039 | 1 | 0 | 0 | 0
2039-01-18 23:00 | 2039 | 1 | 0 | 0 | 0
2039-01-19 | 2039 | 1 | 0 | 0 | 0
2039-01-19 01:00 | 2039 | 1 | 0 | 0 | 0
2039-01-19 02:00 | 2039 | 1 | 0 | 0 | 0
2039-01-19 03:00 | 2039 | 1 | 0 | 0 | 0
2039-01-19 04:00 | 2039 | 1 | 0 | 0 | 0
2039-01-19 05:00 | 2039 | 1 | 0 | 0 | 0
2039-01-19 06:00 | 2039 | 1 | 0 | 0 | 0
2039-01-19 07:00 | 2039 | 1 | 0 | 0 | 0
2039-01-19 08:00 | 2039 | 1 | 0 | 0 | 0.082362
2039-01-19 09:00 | 2039 | 1 | 0 | 0 | 0.079489
2039-01-19 10:00 | 2039 | 1 | 0 | 0 | 0.026619
2039-01-19 11:00 | 2039 | 1 | 0 | 0 | 0.14852
2039-01-19 12:00 | 2039 | 1 | 0 | 0 | 0.26409
2039-01-19 13:00 | 2039 | 1 | 0 | 0 | 0.47335
2039-01-19 14:00 | 2039 | 1 | 0 | 0 | 0.32697
2039-01-19 15:00 | 2039 | 1 | 0 | 0 | 0
2039-01-19 16:00 | 2039 | 1 | 0 | 0 | 0
2039-01-19 17:00 | 2039 | 1 | 0 | 0 | 0
2039-01-19 18:00 | 2039 | 1 | 0 | 0 | 0
2039-01-19 19:00 | 2039 | 1 | 0 | 0 | 0
2039-01-19 20:00 | 2039 | 1 | 0 | 0 | 0
2039-01-19 21:00 | 2039 | 1 | 0 | 0 | 0
2039-01-19 22:00 | 2039 | 1 | 0 | 0 | 0
2039-01-19 23:00 | 2039 | 1 | 0 | 0 | 0
2039-01-20 | 2039 | 1 | 0 | 0 | 0
2039-01-20 01:00 | 2039 | 1 | 0 | 0 | 0
2039-01-20 02:00 | 2039 | 1 | 0 | 0 | 0
2039-01-20 03:00 | 2039 | 1 | 0 | 0 | 0
2039-01-20 04:00 | 2039 | 1 | 0 | 0 | 0
2039-01-20 05:00 | 2039 | 1 | 0 | 0 | 0
2039-01-20 06:00 | 2039 | 1 | 0 | 0 | 0
2039-01-20 07:00 | 2039 | 1 | 0 | 0 | 0
2039-01-20 08:00 | 2039 | 1 | 0 | 0.69625 | 0
2039-01-20 09:00 | 2039 | 1 | 0 | 0.7691 | 0
2039-01-20 10:00 | 2039 | 1 | 0 | 0.5615 | 0
2039-01-20 11:00 | 2039 | 1 | 0 | 0.4151 | 0
2039-01-20 12:00 | 2039 | 1 | 0 | 0.47101 | 0
2039-01-20 13:00 | 2039 | 1 | 0 | 0.60283 | 0
2039-01-20 14:00 | 2039 | 1 | 0 | 0.45824 | 0
2039-01-20 15:00 | 2039 | 1 | 0 | 0 | 0
2039-01-20 16:00 | 2039 | 1 | 0 | 0 | 0
2039-01-20 17:00 | 2039 | 1 | 0 | 0 | 0
2039-01-20 18:00 | 2039 | 1 | 0 | 0 | 0
2039-01-20 19:00 | 2039 | 1 | 0 | 0 | 0
2039-01-20 20:00 | 2039 | 1 | 0 | 0.00013918 | 0
2039-01-20 21:00 | 2039 | 1 | 0 | 0 | 0
2039-01-20 22:00 | 2039 | 1 | 0 | 0 | 0
2039-01-20 23:00 | 2039 | 1 | 0 | 0 | 0
2039-01-21 | 2039 | 1 | 0 | 0.016399 | 0
2039-01-21 01:00 | 2039 | 1 | 0 | 0.046456 | 0
2039-01-21 02:00 | 2039 | 1 | 0 | 0.034908 | 0
2039-01-21 03:00 | 2039 | 1 | 0 | 0 | 0
2039-01-21 04:00 | 2039 | 1 | 0 | 0 | 0
2039-01-21 05:00 | 2039 | 1 | 0 | 0 | 0
2039-01-21 06:00 | 2039 | 1 | 0 | 0 | 0
2039-01-21 07:00 | 2039 | 1 | 0 | 0 | 0
2039-01-21 08:00 | 2039 | 1 | 0 | 0.63642 | 0
2039-01-21 09:00 | 2039 | 1 | 0 | 0.64851 | 0
2039-01-21 10:00 | 2039 | 1 | 0 | 0.5619 | 0
2039-01-21 11:00 | 2039 | 1 | 0 | 0.49432 | 0
2039-01-21 12:00 | 2039 | 1 | 0 | 0.39167 | 0
2039-01-21 13:00 | 2039 | 1 | 0 | 0.68587 | 0
2039-01-21 14:00 | 2039 | 1 | 0 | 0.63117 | 0
2039-01-21 15:00 | 2039 | 1 | 0 | 0 | 0
2039-01-21 16:00 | 2039 | 1 | 0 | 0 | 0
2039-01-21 17:00 | 2039 | 1 | 0 | 0 | 0
2039-01-21 18:00 | 2039 | 1 | 0 | 0 | 0
2039-01-21 19:00 | 2039 | 1 | 0 | 0 | 0
2039-01-21 20:00 | 2039 | 1 | 0 | 0 | 0
2039-01-21 21:00 | 2039 | 1 | 0 | 0 | 0
2039-01-21 22:00 | 2039 | 1 | 0 | 0 | 0
2039-01-21 23:00 | 2039 | 1 | 0 | 0 | 0
2039-01-22 | 2039 | 1 | 0 | 0 | 0
2039-01-22 01:00 | 2039 | 1 | 0 | 0 | 0
2039-01-22 02:00 | 2039 | 1 | 0 | 0 | 0
2039-01-22 03:00 | 2039 | 1 | 0 | 0 | 0
2039-01-22 04:00 | 2039 | 1 | 0 | 0 | 0
2039-01-22 05:00 | 2039 | 1 | 0 | 0 | 0
2039-01-22 06:00 | 2039 | 1 | 0 | 0 | 0
2039-01-22 07:00 | 2039 | 1 | 0 | 0 | 0
2039-01-22 08:00 | 2039 | 1 | 0 | 0 | 0
2039-01-22 09:00 | 2039 | 1 | 0 | 0.10563 | 0
2039-01-22 10:00 | 2039 | 1 | 0 | 0.24665 | 0
2039-01-22 11:00 | 2039 | 1 | 0 | 0.24322 | 0
2039-01-22 12:00 | 2039 | 1 | 0 | 0 | 0
2039-01-22 13:00 | 2039 | 1 | 0 | 0.17802 | 0
2039-01-22 14:00 | 2039 | 1 | 0 | 0.32978 | 0
2039-01-22 15:00 | 2039 | 1 | 0 | 0 | 0
2039-01-22 16:00 | 2039 | 1 | 0 | 0 | 0
2039-01-22 17:00 | 2039 | 1 | 0 | 0 | 0
2039-01-22 18:00 | 2039 | 1 | 0 | 0 | 0
2039-01-22 19:00 | 2039 | 1 | 0 | 0 | 0
2039-01-22 20:00 | 2039 | 1 | 0 | 0 | 0
2039-01-22 21:00 | 2039 | 1 | 0 | 0 | 0
2039-01-22 22:00 | 2039 | 1 | 0 | 0 | 0
2039-01-22 23:00 | 2039 | 1 | 0 | 0 | 0
2039-01-23 | 2039 | 1 | 0 | 0 | 0
2039-01-23 01:00 | 2039 | 1 | 0 | 0 | 0
2039-01-23 02:00 | 2039 | 1 | 0 | 0 | 0
2039-01-23 03:00 | 2039 | 1 | 0 | 0 | 0
2039-01-23 04:00 | 2039 | 1 | 0 | 0 | 0
2039-01-23 05:00 | 2039 | 1 | 0 | 0 | 0
2039-01-23 06:00 | 2039 | 1 | 0 | 0 | 0
2039-01-23 07:00 | 2039 | 1 | 0 | 0 | 0
2039-01-23 08:00 | 2039 | 1 | 0 | 0 | 0
2039-01-23 09:00 | 2039 | 1 | 0 | 0 | 0
2039-01-23 10:00 | 2039 | 1 | 0 | 0 | 0
2039-01-23 11:00 | 2039 | 1 | 0 | 0.077372 | 0
2039-01-23 12:00 | 2039 | 1 | 0 | 0.0085652 | 0
2039-01-23 13:00 | 2039 | 1 | 0 | 0.26041 | 0
2039-01-23 14:00 | 2039 | 1 | 0 | 0.21442 | 0
2039-01-23 15:00 | 2039 | 1 | 0 | 0 | 0
2039-01-23 16:00 | 2039 | 1 | 0 | 0 | 0
2039-01-23 17:00 | 2039 | 1 | 0 | 0 | 0
2039-01-23 18:00 | 2039 | 1 | 0 | 0 | 0
2039-01-23 19:00 | 2039 | 1 | 0 | 0 | 0
2039-01-23 20:00 | 2039 | 1 | 0 | 0.065343 | 0
2039-01-23 21:00 | 2039 | 1 | 0 | 0 | 0
2039-01-23 22:00 | 2039 | 1 | 0 | 0 | 0
2039-01-23 23:00 | 2039 | 1 | 0 | 0.048395 | 0
2039-01-24 | 2039 | 1 | 0 | 0.054825 | 0
2039-01-24 01:00 | 2039 | 1 | 0 | 0.36967 | 0
2039-01-24 02:00 | 2039 | 1 | 0 | 0.33868 | 0
2039-01-24 03:00 | 2039 | 1 | 0 | 0.086317 | 0
2039-01-24 04:00 | 2039 | 1 | 0 | 0 | 0
2039-01-24 05:00 | 2039 | 1 | 0 | 0 | 0
2039-01-24 06:00 | 2039 | 1 | 0 | 0 | 0
2039-01-24 07:00 | 2039 | 1 | 0 | 0 | 0
2039-01-24 08:00 | 2039 | 1 | 0 | 0.92248 | 0
2039-01-24 09:00 | 2039 | 1 | 0 | 0.93459 | 0
2039-01-24 10:00 | 2039 | 1 | 0 | 0.71423 | 0
2039-01-24 11:00 | 2039 | 1 | 0 | 0.72328 | 0
2039-01-24 12:00 | 2039 | 1 | 0 | 0.76429 | 0
2039-01-24 13:00 | 2039 | 1 | 0 | 1 | 0
2039-01-24 14:00 | 2039 | 1 | 0 | 0.82433 | 0
2039-01-24 15:00 | 2039 | 1 | 0 | 0.10459 | 0
2039-01-24 16:00 | 2039 | 1 | 0 | 0 | 0
2039-01-24 17:00 | 2039 | 1 | 0 | 0 | 0
2039-01-24 18:00 | 2039 | 1 | 0 | 0.13822 | 0
2039-01-24 19:00 | 2039 | 1 | 0 | 0.28281 | 0
2039-01-24 20:00 | 2039 | 1 | 0 | 0.35207 | 0
2039-01-24 21:00 | 2039 | 1 | 0 | 0.37308 | 0
2039-01-24 22:00 | 2039 | 1 | 0 | 0.40446 | 0
2039-01-24 23:00 | 2039 | 1 | 0 | 0.38184 | 0
2039-01-25 | 2039 | 1 | 0 | 0.27716 | 0
2039-01-25 01:00 | 2039 | 1 | 0 | 0.20356 | 0
2039-01-25 02:00 | 2039 | 1 | 0 | 0.24305 | 0
2039-01-25 03:00 | 2039 | 1 | 0 | 0 | 0
2039-01-25 04:00 | 2039 | 1 | 0 | 0 | 0
2039-01-25 05:00 | 2039 | 1 | 0 | 0 | 0
2039-01-25 06:00 | 2039 | 1 | 0 | 0 | 0
2039-01-25 07:00 | 2039 | 1 | 0 | 0 | 0
2039-01-25 08:00 | 2039 | 1 | 0 | 0.76639 | 0
2039-01-25 09:00 | 2039 | 1 | 0 | 0.93959 | 0
2039-01-25 10:00 | 2039 | 1 | 0 | 0.63517 | 0
2039-01-25 11:00 | 2039 | 1 | 0 | 0.27854 | 0
2039-01-25 12:00 | 2039 | 1 | 0 | 0.091368 | 0
2039-01-25 13:00 | 2039 | 1 | 0 | 0.46213 | 0
2039-01-25 14:00 | 2039 | 1 | 0 | 0.58287 | 0
2039-01-25 15:00 | 2039 | 1 | 0 | 0 | 0
2039-01-25 16:00 | 2039 | 1 | 0 | 0 | 0
2039-01-25 17:00 | 2039 | 1 | 0 | 0 | 0
2039-01-25 18:00 | 2039 | 1 | 0 | 0 | 0
2039-01-25 19:00 | 2039 | 1 | 0 | 0 | 0
2039-01-25 20:00 | 2039 | 1 | 0 | 0 | 0
2039-01-25 21:00 | 2039 | 1 | 0 | 0 | 0
2039-01-25 22:00 | 2039 | 1 | 0 | 0 | 0
2039-01-25 23:00 | 2039 | 1 | 0 | 0 | 0
2039-01-26 | 2039 | 1 | 0 | 0 | 0
2039-01-26 01:00 | 2039 | 1 | 0 | 0 | 0
2039-01-26 02:00 | 2039 | 1 | 0 | 0 | 0
2039-01-26 03:00 | 2039 | 1 | 0 | 0 | 0
2039-01-26 04:00 | 2039 | 1 | 0 | 0 | 0
2039-01-26 05:00 | 2039 | 1 | 0 | 0 | 0
2039-01-26 06:00 | 2039 | 1 | 0 | 0 | 0
2039-01-26 07:00 | 2039 | 1 | 0 | 0 | 0
2039-01-26 08:00 | 2039 | 1 | 0 | 0.48358 | 0
2039-01-26 09:00 | 2039 | 1 | 0 | 0.43823 | 0
2039-01-26 10:00 | 2039 | 1 | 0 | 0.42164 | 0
2039-01-26 11:00 | 2039 | 1 | 0 | 0.36987 | 0
2039-01-26 12:00 | 2039 | 1 | 0 | 0.28872 | 0
2039-01-26 13:00 | 2039 | 1 | 0 | 0.52432 | 0
2039-01-26 14:00 | 2039 | 1 | 0 | 0.40788 | 0
2039-01-26 15:00 | 2039 | 1 | 0 | 0 | 0
2039-01-26 16:00 | 2039 | 1 | 0 | 0 | 0
2039-01-26 17:00 | 2039 | 1 | 0 | 0 | 0
2039-01-26 18:00 | 2039 | 1 | 0 | 0 | 0
2039-01-26 19:00 | 2039 | 1 | 0 | 0 | 0
2039-01-26 20:00 | 2039 | 1 | 0 | 0 | 0
2039-01-26 21:00 | 2039 | 1 | 0 | 0 | 0
2039-01-26 22:00 | 2039 | 1 | 0 | 0 | 0
2039-01-26 23:00 | 2039 | 1 | 0 | 0 | 0
2039-01-27 | 2039 | 1 | 0 | 0 | 0
2039-01-27 01:00 | 2039 | 1 | 0 | 0 | 0
2039-01-27 02:00 | 2039 | 1 | 0 | 0 | 0
2039-01-27 03:00 | 2039 | 1 | 0 | 0 | 0
2039-01-27 04:00 | 2039 | 1 | 0 | 0 | 0
2039-01-27 05:00 | 2039 | 1 | 0 | 0 | 0
2039-01-27 06:00 | 2039 | 1 | 0 | 0 | 0
2039-01-27 07:00 | 2039 | 1 | 0 | 0 | 0
2039-01-27 08:00 | 2039 | 1 | 0 | 0.24926 | 0
2039-01-27 09:00 | 2039 | 1 | 0 | 0.41574 | 0
2039-01-27 10:00 | 2039 | 1 | 0 | 0.31489 | 0
2039-01-27 11:00 | 2039 | 1 | 0 | 0 | 0
2039-01-27 12:00 | 2039 | 1 | 0 | 0 | 0
2039-01-27 13:00 | 2039 | 1 | 0 | 0 | 0
2039-01-27 14:00 | 2039 | 1 | 0 | 0 | 0
2039-01-27 15:00 | 2039 | 1 | 0 | 0 | 0
2039-01-27 16:00 | 2039 | 1 | 0 | 0 | 0
2039-01-27 17:00 | 2039 | 1 | 0 | 0 | 0
2039-01-27 18:00 | 2039 | 1 | 0 | 0 | 0
2039-01-27 19:00 | 2039 | 1 | 0 | 0 | 0
2039-01-27 20:00 | 2039 | 1 | 0 | 0 | 0
2039-01-27 21:00 | 2039 | 1 | 0 | 0 | 0
2039-01-27 22:00 | 2039 | 1 | 0 | 0 | 0
2039-01-27 23:00 | 2039 | 1 | 0 | 0 | 0
2039-01-28 | 2039 | 1 | 0 | 0 | 0
2039-01-28 01:00 | 2039 | 1 | 0 | 0 | 0
2039-01-28 02:00 | 2039 | 1 | 0 | 0 | 0
2039-01-28 03:00 | 2039 | 1 | 0 | 0 | 0
2039-01-28 04:00 | 2039 | 1 | 0 | 0 | 0
2039-01-28 05:00 | 2039 | 1 | 0 | 0 | 0
2039-01-28 06:00 | 2039 | 1 | 0 | 0 | 0
2039-01-28 07:00 | 2039 | 1 | 0 | 0 | 0
2039-01-28 08:00 | 2039 | 1 | 0.19881 | 0.050307 | 0
2039-01-28 09:00 | 2039 | 1 | 0.19408 | 0.0055669 | 0
2039-01-28 10:00 | 2039 | 1 | 0.053119 | 0.094113 | 0
2039-01-28 11:00 | 2039 | 1 | 0 | 0 | 0
2039-01-28 12:00 | 2039 | 1 | 0 | 0 | 0
2039-01-28 13:00 | 2039 | 1 | 0.18712 | 0.15196 | 0
2039-01-28 14:00 | 2039 | 1 | 0.14471 | 0.20535 | 0
2039-01-28 15:00 | 2039 | 1 | 0 | 0 | 0
2039-01-28 16:00 | 2039 | 1 | 0 | 0 | 0
2039-01-28 17:00 | 2039 | 1 | 0 | 0 | 0
2039-01-28 18:00 | 2039 | 1 | 0 | 0 | 0
2039-01-28 19:00 | 2039 | 1 | 0 | 0.041984 | 0
2039-01-28 20:00 | 2039 | 1 | 0 | 0.34013 | 0
2039-01-28 21:00 | 2039 | 1 | 0 | 0.12125 | 0
2039-01-28 22:00 | 2039 | 1 | 0 | 0.082319 | 0
2039-01-28 23:00 | 2039 | 1 | 0 | 0.26675 | 0
2039-01-29 | 2039 | 1 | 0 | 0 | 0
2039-01-29 01:00 | 2039 | 1 | 0 | 0 | 0
2039-01-29 02:00 | 2039 | 1 | 0 | 0 | 0
2039-01-29 03:00 | 2039 | 1 | 0 | 0 | 0
2039-01-29 04:00 | 2039 | 1 | 0 | 0 | 0
2039-01-29 05:00 | 2039 | 1 | 0 | 0 | 0
2039-01-29 06:00 | 2039 | 1 | 0 | 0 | 0
2039-01-29 07:00 | 2039 | 1 | 0 | 0 | 0
2039-01-29 08:00 | 2039 | 1 | 0.070819 | 0.039616 | 0
2039-01-29 09:00 | 2039 | 1 | 0.099265 | 0.13036 | 0
2039-01-29 10:00 | 2039 | 1 | 0.19943 | 0.027294 | 0
2039-01-29 11:00 | 2039 | 1 | 0.22152 | 0.26082 | 0
2039-01-29 12:00 | 2039 | 1 | 0.016989 | 0.29062 | 0
2039-01-29 13:00 | 2039 | 1 | 0.36529 | 0.4321 | 0
2039-01-29 14:00 | 2039 | 1 | 0.3837 | 0.15842 | 0
2039-01-29 15:00 | 2039 | 1 | 0 | 0 | 0
2039-01-29 16:00 | 2039 | 1 | 0 | 0 | 0
2039-01-29 17:00 | 2039 | 1 | 0 | 0 | 0
2039-01-29 18:00 | 2039 | 1 | 0 | 0 | 0
2039-01-29 19:00 | 2039 | 1 | 0 | 0 | 0
2039-01-29 20:00 | 2039 | 1 | 0 | 0 | 0
2039-01-29 21:00 | 2039 | 1 | 0 | 0 | 0
2039-01-29 22:00 | 2039 | 1 | 0 | 0 | 0
2039-01-29 23:00 | 2039 | 1 | 0 | 0 | 0
2039-01-30 | 2039 | 1 | 0 | 0 | 0
2039-01-30 01:00 | 2039 | 1 | 0 | 0 | 0
2039-01-30 02:00 | 2039 | 1 | 0 | 0 | 0
2039-01-30 03:00 | 2039 | 1 | 0 | 0 | 0
2039-01-30 04:00 | 2039 | 1 | 0 | 0 | 0
2039-01-30 05:00 | 2039 | 1 | 0 | 0 | 0
2039-01-30 06:00 | 2039 | 1 | 0 | 0 | 0
2039-01-30 07:00 | 2039 | 1 | 0 | 0 | 0
2039-01-30 08:00 | 2039 | 1 | 0.061159 | 0.31878 | 0
2039-01-30 09:00 | 2039 | 1 | 0.1315 | 0.06659 | 0
2039-01-30 10:00 | 2039 | 1 | 0.18767 | 0.27841 | 0
2039-01-30 11:00 | 2039 | 1 | 0 | 0.1788 | 0
2039-01-30 12:00 | 2039 | 1 | 0 | 0 | 0
2039-01-30 13:00 | 2039 | 1 | 0.1363 | 0.47167 | 0
2039-01-30 14:00 | 2039 | 1 | 0.2683 | 0.44032 | 0
2039-01-30 15:00 | 2039 | 1 | 0 | 0 | 0
2039-01-30 16:00 | 2039 | 1 | 0 | 0 | 0
2039-01-30 17:00 | 2039 | 1 | 0 | 0 | 0
2039-01-30 18:00 | 2039 | 1 | 0 | 0 | 0
2039-01-30 19:00 | 2039 | 1 | 0 | 0 | 0
2039-01-30 20:00 | 2039 | 1 | 0 | 0 | 0
2039-01-30 21:00 | 2039 | 1 | 0 | 0 | 0
2039-01-30 22:00 | 2039 | 1 | 0 | 0 | 0
2039-01-30 23:00 | 2039 | 1 | 0 | 0.01581 | 0
2039-01-31 | 2039 | 1 | 0 | 0 | 0
2039-01-31 01:00 | 2039 | 1 | 0 | 0 | 0
2039-01-31 02:00 | 2039 | 1 | 0 | 0 | 0
2039-01-31 03:00 | 2039 | 1 | 0 | 0 | 0
2039-01-31 04:00 | 2039 | 1 | 0 | 0 | 0
2039-01-31 05:00 | 2039 | 1 | 0 | 0 | 0
2039-01-31 06:00 | 2039 | 1 | 0 | 0 | 0
2039-01-31 07:00 | 2039 | 1 | 0 | 0 | 0
2039-01-31 08:00 | 2039 | 1 | 0.10815 | 0.061342 | 0
2039-01-31 09:00 | 2039 | 1 | 0.10556 | 0.15727 | 0
2039-01-31 10:00 | 2039 | 1 | 0.070574 | 0.10552 | 0
2039-01-31 11:00 | 2039 | 1 | 0 | 0 | 0
2039-01-31 12:00 | 2039 | 1 | 0 | 0 | 0
2039-01-31 13:00 | 2039 | 1 | 0.070546 | 0.076241 | 0
2039-01-31 14:00 | 2039 | 1 | 0 | 0.070721 | 0
2039-01-31 15:00 | 2039 | 1 | 0 | 0 | 0
2039-01-31 16:00 | 2039 | 1 | 0 | 0 | 0
2039-01-31 17:00 | 2039 | 1 | 0 | 0 | 0
2039-01-31 18:00 | 2039 | 1 | 0 | 0 | 0
2039-01-31 19:00 | 2039 | 1 | 0 | 0 | 0
2039-01-31 20:00 | 2039 | 1 | 0 | 0 | 0
2039-01-31 21:00 | 2039 | 1 | 0 | 0 | 0
2039-01-31 22:00 | 2039 | 1 | 0 | 0 | 0
2039-01-31 23:00 | 2039 | 1 | 0 | 0 | 0
2039-02-01 | 2039 | 2 | 0 | 0 | 0
2039-02-01 01:00 | 2039 | 2 | 0 | 0 | 0
2039-02-01 02:00 | 2039 | 2 | 0 | 0 | 0
2039-02-01 03:00 | 2039 | 2 | 0 | 0 | 0
2039-02-01 04:00 | 2039 | 2 | 0 | 0 | 0
2039-02-01 05:00 | 2039 | 2 | 0 | 0 | 0
2039-02-01 06:00 | 2039 | 2 | 0 | 0 | 0
2039-02-01 07:00 | 2039 | 2 | 0 | 0 | 0
2039-02-01 08:00 | 2039 | 2 | 0 | 0 | 0
2039-02-01 09:00 | 2039 | 2 | 0 | 0 | 0
2039-02-01 10:00 | 2039 | 2 | 0 | 0 | 0
2039-02-01 11:00 | 2039 | 2 | 0 | 0 | 0
2039-02-01 12:00 | 2039 | 2 | 0 | 0 | 0
2039-02-01 13:00 | 2039 | 2 | 0 | 0 | 0
2039-02-01 14:00 | 2039 | 2 | 0 | 0 | 0
2039-02-01 15:00 | 2039 | 2 | 0 | 0 | 0
2039-02-01 16:00 | 2039 | 2 | 0 | 0 | 0
2039-02-01 17:00 | 2039 | 2 | 0 | 0 | 0
2039-02-01 18:00 | 2039 | 2 | 0 | 0 | 0
2039-02-01 19:00 | 2039 | 2 | 0 | 0 | 0
2039-02-01 20:00 | 2039 | 2 | 0 | 0 | 0
2039-02-01 21:00 | 2039 | 2 | 0 | 0 | 0
2039-02-01 22:00 | 2039 | 2 | 0 | 0 | 0
2039-02-01 23:00 | 2039 | 2 | 0 | 0 | 0
2039-02-02 | 2039 | 2 | 0 | 0 | 0
2039-02-02 01:00 | 2039 | 2 | 0 | 0 | 0
2039-02-02 02:00 | 2039 | 2 | 0 | 0 | 0
2039-02-02 03:00 | 2039 | 2 | 0 | 0 | 0
2039-02-02 04:00 | 2039 | 2 | 0 | 0 | 0
2039-02-02 05:00 | 2039 | 2 | 0 | 0 | 0
2039-02-02 06:00 | 2039 | 2 | 0 | 0 | 0
2039-02-02 07:00 | 2039 | 2 | 0 | 0 | 0
2039-02-02 08:00 | 2039 | 2 | 0 | 0 | 0
2039-02-02 09:00 | 2039 | 2 | 0 | 0 | 0
2039-02-02 10:00 | 2039 | 2 | 0 | 0 | 0
2039-02-02 11:00 | 2039 | 2 | 0 | 0 | 0
2039-02-02 12:00 | 2039 | 2 | 0 | 0 | 0
2039-02-02 13:00 | 2039 | 2 | 0 | 0 | 0
2039-02-02 14:00 | 2039 | 2 | 0 | 0 | 0
2039-02-02 15:00 | 2039 | 2 | 0 | 0 | 0
2039-02-02 16:00 | 2039 | 2 | 0 | 0 | 0
2039-02-02 17:00 | 2039 | 2 | 0 | 0 | 0
2039-02-02 18:00 | 2039 | 2 | 0 | 0 | 0
2039-02-02 19:00 | 2039 | 2 | 0 | 0 | 0
2039-02-02 20:00 | 2039 | 2 | 0 | 0 | 0
2039-02-02 21:00 | 2039 | 2 | 0 | 0 | 0
2039-02-02 22:00 | 2039 | 2 | 0 | 0 | 0
2039-02-02 23:00 | 2039 | 2 | 0 | 0 | 0
2039-02-03 | 2039 | 2 | 0 | 0 | 0
2039-02-03 01:00 | 2039 | 2 | 0 | 0 | 0
2039-02-03 02:00 | 2039 | 2 | 0 | 0 | 0
2039-02-03 03:00 | 2039 | 2 | 0 | 0 | 0
2039-02-03 04:00 | 2039 | 2 | 0 | 0 | 0
2039-02-03 05:00 | 2039 | 2 | 0 | 0 | 0
2039-02-03 06:00 | 2039 | 2 | 0 | 0 | 0
2039-02-03 07:00 | 2039 | 2 | 0 | 0 | 0
2039-02-03 08:00 | 2039 | 2 | 0.07141 | 0 | 0
2039-02-03 09:00 | 2039 | 2 | 0.077708 | 0 | 0
2039-02-03 10:00 | 2039 | 2 | 0 | 0 | 0
2039-02-03 11:00 | 2039 | 2 | 0 | 0 | 0
2039-02-03 12:00 | 2039 | 2 | 0 | 0 | 0
2039-02-03 13:00 | 2039 | 2 | 0 | 0 | 0
2039-02-03 14:00 | 2039 | 2 | 0 | 0 | 0
2039-02-03 15:00 | 2039 | 2 | 0 | 0 | 0
2039-02-03 16:00 | 2039 | 2 | 0 | 0 | 0
2039-02-03 17:00 | 2039 | 2 | 0 | 0 | 0
2039-02-03 18:00 | 2039 | 2 | 0 | 0 | 0
2039-02-03 19:00 | 2039 | 2 | 0 | 0 | 0
2039-02-03 20:00 | 2039 | 2 | 0 | 0 | 0
2039-02-03 21:00 | 2039 | 2 | 0 | 0 | 0
2039-02-03 22:00 | 2039 | 2 | 0 | 0 | 0
2039-02-03 23:00 | 2039 | 2 | 0 | 0 | 0
2039-02-04 | 2039 | 2 | 0 | 0 | 0
2039-02-04 01:00 | 2039 | 2 | 0 | 0 | 0
2039-02-04 02:00 | 2039 | 2 | 0 | 0 | 0
2039-02-04 03:00 | 2039 | 2 | 0 | 0 | 0
2039-02-04 04:00 | 2039 | 2 | 0 | 0 | 0
2039-02-04 05:00 | 2039 | 2 | 0 | 0 | 0
2039-02-04 06:00 | 2039 | 2 | 0 | 0 | 0
2039-02-04 07:00 | 2039 | 2 | 0 | 0 | 0
2039-02-04 08:00 | 2039 | 2 | 0 | 0 | 0
2039-02-04 09:00 | 2039 | 2 | 0 | 0 | 0
2039-02-04 10:00 | 2039 | 2 | 0 | 0 | 0
2039-02-04 11:00 | 2039 | 2 | 0 | 0 | 0
2039-02-04 12:00 | 2039 | 2 | 0 | 0 | 0
2039-02-04 13:00 | 2039 | 2 | 0 | 0 | 0
2039-02-04 14:00 | 2039 | 2 | 0 | 0 | 0
2039-02-04 15:00 | 2039 | 2 | 0 | 0 | 0
2039-02-04 16:00 | 2039 | 2 | 0 | 0 | 0
2039-02-04 17:00 | 2039 | 2 | 0 | 0 | 0
2039-02-04 18:00 | 2039 | 2 | 0 | 0 | 0
2039-02-04 19:00 | 2039 | 2 | 0 | 0 | 0
2039-02-04 20:00 | 2039 | 2 | 0 | 0 | 0
2039-02-04 21:00 | 2039 | 2 | 0 | 0 | 0
2039-02-04 22:00 | 2039 | 2 | 0 | 0 | 0
2039-02-04 23:00 | 2039 | 2 | 0 | 0 | 0
2039-02-05 | 2039 | 2 | 0 | 0 | 0
2039-02-05 01:00 | 2039 | 2 | 0 | 0 | 0
2039-02-05 02:00 | 2039 | 2 | 0 | 0 | 0
2039-02-05 03:00 | 2039 | 2 | 0 | 0 | 0
2039-02-05 04:00 | 2039 | 2 | 0 | 0 | 0
2039-02-05 05:00 | 2039 | 2 | 0 | 0 | 0
2039-02-05 06:00 | 2039 | 2 | 0 | 0 | 0
2039-02-05 07:00 | 2039 | 2 | 0 | 0 | 0
2039-02-05 08:00 | 2039 | 2 | 0 | 0 | 0
2039-02-05 09:00 | 2039 | 2 | 0 | 0 | 0
2039-02-05 10:00 | 2039 | 2 | 0 | 0 | 0
2039-02-05 11:00 | 2039 | 2 | 0 | 0 | 0
2039-02-05 12:00 | 2039 | 2 | 0 | 0 | 0
2039-02-05 13:00 | 2039 | 2 | 0 | 0 | 0
2039-02-05 14:00 | 2039 | 2 | 0 | 0 | 0
2039-02-05 15:00 | 2039 | 2 | 0 | 0 | 0
2039-02-05 16:00 | 2039 | 2 | 0 | 0 | 0
2039-02-05 17:00 | 2039 | 2 | 0 | 0 | 0
2039-02-05 18:00 | 2039 | 2 | 0 | 0 | 0
2039-02-05 19:00 | 2039 | 2 | 0 | 0 | 0
2039-02-05 20:00 | 2039 | 2 | 0 | 0 | 0
2039-02-05 21:00 | 2039 | 2 | 0 | 0 | 0
2039-02-05 22:00 | 2039 | 2 | 0 | 0 | 0
2039-02-05 23:00 | 2039 | 2 | 0 | 0 | 0
2039-02-06 | 2039 | 2 | 0 | 0 | 0
2039-02-06 01:00 | 2039 | 2 | 0 | 0 | 0
2039-02-06 02:00 | 2039 | 2 | 0 | 0 | 0
2039-02-06 03:00 | 2039 | 2 | 0 | 0 | 0
2039-02-06 04:00 | 2039 | 2 | 0 | 0 | 0
2039-02-06 05:00 | 2039 | 2 | 0 | 0 | 0
2039-02-06 06:00 | 2039 | 2 | 0 | 0 | 0
2039-02-06 07:00 | 2039 | 2 | 0 | 0 | 0
2039-02-06 08:00 | 2039 | 2 | 0 | 0 | 0
2039-02-06 09:00 | 2039 | 2 | 0 | 0 | 0
2039-02-06 10:00 | 2039 | 2 | 0 | 0 | 0
2039-02-06 11:00 | 2039 | 2 | 0 | 0 | 0
2039-02-06 12:00 | 2039 | 2 | 0 | 0 | 0
2039-02-06 13:00 | 2039 | 2 | 0 | 0 | 0
2039-02-06 14:00 | 2039 | 2 | 0 | 0 | 0
2039-02-06 15:00 | 2039 | 2 | 0 | 0 | 0
2039-02-06 16:00 | 2039 | 2 | 0 | 0 | 0
2039-02-06 17:00 | 2039 | 2 | 0 | 0 | 0
2039-02-06 18:00 | 2039 | 2 | 0 | 0 | 0
2039-02-06 19:00 | 2039 | 2 | 0 | 0 | 0
2039-02-06 20:00 | 2039 | 2 | 0 | 0 | 0
2039-02-06 21:00 | 2039 | 2 | 0 | 0 | 0.0075683
2039-02-06 22:00 | 2039 | 2 | 0 | 0 | 0
2039-02-06 23:00 | 2039 | 2 | 0 | 0 | 0
2039-02-07 | 2039 | 2 | 0 | 0 | 0
2039-02-07 01:00 | 2039 | 2 | 0 | 0 | 0
2039-02-07 02:00 | 2039 | 2 | 0 | 0 | 0
2039-02-07 03:00 | 2039 | 2 | 0 | 0 | 0
2039-02-07 04:00 | 2039 | 2 | 0 | 0 | 0
2039-02-07 05:00 | 2039 | 2 | 0 | 0 | 0
2039-02-07 06:00 | 2039 | 2 | 0 | 0 | 0
2039-02-07 07:00 | 2039 | 2 | 0 | 0 | 0
2039-02-07 08:00 | 2039 | 2 | 0 | 0 | 0.49285
2039-02-07 09:00 | 2039 | 2 | 0 | 0 | 0.57366
2039-02-07 10:00 | 2039 | 2 | 0 | 0 | 0.21098
2039-02-07 11:00 | 2039 | 2 | 0 | 0 | 0.0099699
2039-02-07 12:00 | 2039 | 2 | 0 | 0 | 0
2039-02-07 13:00 | 2039 | 2 | 0 | 0 | 0.11661
2039-02-07 14:00 | 2039 | 2 | 0 | 0 | 0.32898
2039-02-07 15:00 | 2039 | 2 | 0 | 0 | 0
2039-02-07 16:00 | 2039 | 2 | 0 | 0 | 0
2039-02-07 17:00 | 2039 | 2 | 0 | 0 | 0
2039-02-07 18:00 | 2039 | 2 | 0 | 0 | 0
2039-02-07 19:00 | 2039 | 2 | 0 | 0 | 0
2039-02-07 20:00 | 2039 | 2 | 0 | 0 | 0
2039-02-07 21:00 | 2039 | 2 | 0 | 0 | 0.039672
2039-02-07 22:00 | 2039 | 2 | 0 | 0 | 0
2039-02-07 23:00 | 2039 | 2 | 0 | 0 | 0.022519
2039-02-08 | 2039 | 2 | 0 | 0 | 0
2039-02-08 01:00 | 2039 | 2 | 0 | 0 | 0.027903
2039-02-08 02:00 | 2039 | 2 | 0 | 0 | 0.082322
2039-02-08 03:00 | 2039 | 2 | 0 | 0 | 0
2039-02-08 04:00 | 2039 | 2 | 0 | 0 | 0
2039-02-08 05:00 | 2039 | 2 | 0 | 0 | 0
2039-02-08 06:00 | 2039 | 2 | 0 | 0 | 0
2039-02-08 07:00 | 2039 | 2 | 0 | 0 | 0
2039-02-08 08:00 | 2039 | 2 | 0 | 0 | 0.020484
2039-02-08 09:00 | 2039 | 2 | 0 | 0 | 0.21343
2039-02-08 10:00 | 2039 | 2 | 0 | 0 | 0
2039-02-08 11:00 | 2039 | 2 | 0 | 0 | 0
2039-02-08 12:00 | 2039 | 2 | 0 | 0 | 0
2039-02-08 13:00 | 2039 | 2 | 0 | 0 | 0
2039-02-08 14:00 | 2039 | 2 | 0 | 0 | 0
2039-02-08 15:00 | 2039 | 2 | 0 | 0 | 0
2039-02-08 16:00 | 2039 | 2 | 0 | 0 | 0
2039-02-08 17:00 | 2039 | 2 | 0 | 0 | 0
2039-02-08 18:00 | 2039 | 2 | 0 | 0 | 0
2039-02-08 19:00 | 2039 | 2 | 0 | 0 | 0
2039-02-08 20:00 | 2039 | 2 | 0 | 0 | 0
2039-02-08 21:00 | 2039 | 2 | 0 | 0 | 0
2039-02-08 22:00 | 2039 | 2 | 0 | 0 | 0
2039-02-08 23:00 | 2039 | 2 | 0 | 0 | 0
2039-02-09 | 2039 | 2 | 0 | 0 | 0
2039-02-09 01:00 | 2039 | 2 | 0 | 0 | 0
2039-02-09 02:00 | 2039 | 2 | 0 | 0 | 0
2039-02-09 03:00 | 2039 | 2 | 0 | 0 | 0
2039-02-09 04:00 | 2039 | 2 | 0 | 0 | 0
2039-02-09 05:00 | 2039 | 2 | 0 | 0 | 0
2039-02-09 06:00 | 2039 | 2 | 0 | 0 | 0
2039-02-09 07:00 | 2039 | 2 | 0 | 0 | 0
2039-02-09 08:00 | 2039 | 2 | 0 | 0 | 0
2039-02-09 09:00 | 2039 | 2 | 0 | 0 | 0
2039-02-09 10:00 | 2039 | 2 | 0 | 0 | 0
2039-02-09 11:00 | 2039 | 2 | 0 | 0 | 0
2039-02-09 12:00 | 2039 | 2 | 0 | 0 | 0
2039-02-09 13:00 | 2039 | 2 | 0 | 0 | 0
2039-02-09 14:00 | 2039 | 2 | 0 | 0 | 0
2039-02-09 15:00 | 2039 | 2 | 0 | 0 | 0
2039-02-09 16:00 | 2039 | 2 | 0 | 0 | 0
2039-02-09 17:00 | 2039 | 2 | 0 | 0 | 0
2039-02-09 18:00 | 2039 | 2 | 0 | 0 | 0
2039-02-09 19:00 | 2039 | 2 | 0 | 0 | 0
2039-02-09 20:00 | 2039 | 2 | 0 | 0 | 0
2039-02-09 21:00 | 2039 | 2 | 0 | 0 | 0
2039-02-09 22:00 | 2039 | 2 | 0 | 0 | 0
2039-02-09 23:00 | 2039 | 2 | 0 | 0 | 0
2039-02-10 | 2039 | 2 | 0 | 0 | 0
2039-02-10 01:00 | 2039 | 2 | 0 | 0 | 0
2039-02-10 02:00 | 2039 | 2 | 0 | 0 | 0
2039-02-10 03:00 | 2039 | 2 | 0 | 0 | 0
2039-02-10 04:00 | 2039 | 2 | 0 | 0 | 0
2039-02-10 05:00 | 2039 | 2 | 0 | 0 | 0
2039-02-10 06:00 | 2039 | 2 | 0 | 0 | 0
2039-02-10 07:00 | 2039 | 2 | 0 | 0 | 0
2039-02-10 08:00 | 2039 | 2 | 0 | 0 | 0
2039-02-10 09:00 | 2039 | 2 | 0 | 0 | 0
2039-02-10 10:00 | 2039 | 2 | 0 | 0 | 0
2039-02-10 11:00 | 2039 | 2 | 0 | 0 | 0
2039-02-10 12:00 | 2039 | 2 | 0 | 0 | 0
2039-02-10 13:00 | 2039 | 2 | 0 | 0 | 0
2039-02-10 14:00 | 2039 | 2 | 0 | 0 | 0
2039-02-10 15:00 | 2039 | 2 | 0 | 0 | 0
2039-02-10 16:00 | 2039 | 2 | 0 | 0 | 0
2039-02-10 17:00 | 2039 | 2 | 0 | 0 | 0
2039-02-10 18:00 | 2039 | 2 | 0 | 0 | 0
2039-02-10 19:00 | 2039 | 2 | 0 | 0 | 0
2039-02-10 20:00 | 2039 | 2 | 0 | 0 | 0
2039-02-10 21:00 | 2039 | 2 | 0 | 0 | 0
2039-02-10 22:00 | 2039 | 2 | 0 | 0 | 0
2039-02-10 23:00 | 2039 | 2 | 0 | 0 | 0
2039-02-11 | 2039 | 2 | 0 | 0 | 0
2039-02-11 01:00 | 2039 | 2 | 0 | 0 | 0
2039-02-11 02:00 | 2039 | 2 | 0 | 0 | 0
2039-02-11 03:00 | 2039 | 2 | 0 | 0 | 0
2039-02-11 04:00 | 2039 | 2 | 0 | 0 | 0
2039-02-11 05:00 | 2039 | 2 | 0 | 0 | 0
2039-02-11 06:00 | 2039 | 2 | 0 | 0 | 0
2039-02-11 07:00 | 2039 | 2 | 0 | 0 | 0
2039-02-11 08:00 | 2039 | 2 | 0 | 0 | 0
2039-02-11 09:00 | 2039 | 2 | 0 | 0 | 0
2039-02-11 10:00 | 2039 | 2 | 0 | 0 | 0
2039-02-11 11:00 | 2039 | 2 | 0 | 0 | 0
2039-02-11 12:00 | 2039 | 2 | 0 | 0 | 0
2039-02-11 13:00 | 2039 | 2 | 0 | 0 | 0
2039-02-11 14:00 | 2039 | 2 | 0 | 0 | 0
2039-02-11 15:00 | 2039 | 2 | 0 | 0 | 0
2039-02-11 16:00 | 2039 | 2 | 0 | 0 | 0
2039-02-11 17:00 | 2039 | 2 | 0 | 0 | 0
2039-02-11 18:00 | 2039 | 2 | 0 | 0 | 0
2039-02-11 19:00 | 2039 | 2 | 0 | 0 | 0
2039-02-11 20:00 | 2039 | 2 | 0 | 0 | 0
2039-02-11 21:00 | 2039 | 2 | 0 | 0 | 0
2039-02-11 22:00 | 2039 | 2 | 0 | 0 | 0
2039-02-11 23:00 | 2039 | 2 | 0 | 0 | 0
2039-02-12 | 2039 | 2 | 0 | 0 | 0
2039-02-12 01:00 | 2039 | 2 | 0 | 0 | 0
2039-02-12 02:00 | 2039 | 2 | 0 | 0 | 0
2039-02-12 03:00 | 2039 | 2 | 0 | 0 | 0
2039-02-12 04:00 | 2039 | 2 | 0 | 0 | 0
2039-02-12 05:00 | 2039 | 2 | 0 | 0 | 0
2039-02-12 06:00 | 2039 | 2 | 0 | 0 | 0
2039-02-12 07:00 | 2039 | 2 | 0 | 0 | 0
2039-02-12 08:00 | 2039 | 2 | 0 | 0 | 0
2039-02-12 09:00 | 2039 | 2 | 0 | 0 | 0.19827
2039-02-12 10:00 | 2039 | 2 | 0 | 0 | 0
2039-02-12 11:00 | 2039 | 2 | 0 | 0 | 0
2039-02-12 12:00 | 2039 | 2 | 0 | 0 | 0
2039-02-12 13:00 | 2039 | 2 | 0 | 0 | 0
2039-02-12 14:00 | 2039 | 2 | 0 | 0 | 0
2039-02-12 15:00 | 2039 | 2 | 0 | 0 | 0
2039-02-12 16:00 | 2039 | 2 | 0 | 0 | 0
2039-02-12 17:00 | 2039 | 2 | 0 | 0 | 0
2039-02-12 18:00 | 2039 | 2 | 0 | 0 | 0
2039-02-12 19:00 | 2039 | 2 | 0 | 0 | 0.2884
2039-02-12 20:00 | 2039 | 2 | 0 | 0 | 0.21785
2039-02-12 21:00 | 2039 | 2 | 0 | 0 | 0.41009
2039-02-12 22:00 | 2039 | 2 | 0 | 0 | 0.31426
2039-02-12 23:00 | 2039 | 2 | 0 | 0 | 0.33676
2039-02-13 | 2039 | 2 | 0 | 0 | 0.38528
2039-02-13 01:00 | 2039 | 2 | 0 | 0 | 0.48558
2039-02-13 02:00 | 2039 | 2 | 0 | 0 | 0.50604
2039-02-13 03:00 | 2039 | 2 | 0 | 0 | 0.1716
2039-02-13 04:00 | 2039 | 2 | 0 | 0 | 0
2039-02-13 05:00 | 2039 | 2 | 0 | 0 | 0
2039-02-13 06:00 | 2039 | 2 | 0 | 0 | 0
2039-02-13 07:00 | 2039 | 2 | 0 | 0 | 0.15338
2039-02-13 08:00 | 2039 | 2 | 0 | 0 | 1
2039-02-13 09:00 | 2039 | 2 | 0 | 0 | 0.91712
2039-02-13 10:00 | 2039 | 2 | 0 | 0 | 0.6419
2039-02-13 11:00 | 2039 | 2 | 0 | 0 | 0.12845
2039-02-13 12:00 | 2039 | 2 | 0 | 0 | 0
2039-02-13 13:00 | 2039 | 2 | 0 | 0 | 0.23193
2039-02-13 14:00 | 2039 | 2 | 0 | 0 | 0.31499
2039-02-13 15:00 | 2039 | 2 | 0 | 0 | 0
2039-02-13 16:00 | 2039 | 2 | 0 | 0 | 0
2039-02-13 17:00 | 2039 | 2 | 0 | 0 | 0
2039-02-13 18:00 | 2039 | 2 | 0 | 0 | 0
2039-02-13 19:00 | 2039 | 2 | 0 | 0 | 0.21786
2039-02-13 20:00 | 2039 | 2 | 0 | 0 | 0.1454
2039-02-13 21:00 | 2039 | 2 | 0 | 0 | 0.24562
2039-02-13 22:00 | 2039 | 2 | 0 | 0 | 0.14724
2039-02-13 23:00 | 2039 | 2 | 0 | 0 | 0.12251
2039-02-14 | 2039 | 2 | 0 | 0 | 0.10716
2039-02-14 01:00 | 2039 | 2 | 0 | 0 | 0
2039-02-14 02:00 | 2039 | 2 | 0 | 0 | 0
2039-02-14 03:00 | 2039 | 2 | 0 | 0 | 0
2039-02-14 04:00 | 2039 | 2 | 0 | 0 | 0
2039-02-14 05:00 | 2039 | 2 | 0 | 0 | 0
2039-02-14 06:00 | 2039 | 2 | 0 | 0 | 0
2039-02-14 07:00 | 2039 | 2 | 0 | 0 | 0
2039-02-14 08:00 | 2039 | 2 | 0 | 0 | 0
2039-02-14 09:00 | 2039 | 2 | 0 | 0 | 0
2039-02-14 10:00 | 2039 | 2 | 0 | 0 | 0
2039-02-14 11:00 | 2039 | 2 | 0 | 0 | 0
2039-02-14 12:00 | 2039 | 2 | 0 | 0 | 0
2039-02-14 13:00 | 2039 | 2 | 0 | 0 | 0
2039-02-14 14:00 | 2039 | 2 | 0 | 0 | 0
2039-02-14 15:00 | 2039 | 2 | 0 | 0 | 0
2039-02-14 16:00 | 2039 | 2 | 0 | 0 | 0
2039-02-14 17:00 | 2039 | 2 | 0 | 0 | 0
2039-02-14 18:00 | 2039 | 2 | 0 | 0 | 0
2039-02-14 19:00 | 2039 | 2 | 0 | 0 | 0
2039-02-14 20:00 | 2039 | 2 | 0 | 0 | 0
2039-02-14 21:00 | 2039 | 2 | 0 | 0 | 0
2039-02-14 22:00 | 2039 | 2 | 0 | 0 | 0
2039-02-14 23:00 | 2039 | 2 | 0 | 0 | 0
2039-02-15 | 2039 | 2 | 0 | 0 | 0
2039-02-15 01:00 | 2039 | 2 | 0 | 0 | 0
2039-02-15 02:00 | 2039 | 2 | 0 | 0 | 0
2039-02-15 03:00 | 2039 | 2 | 0 | 0 | 0
2039-02-15 04:00 | 2039 | 2 | 0 | 0 | 0
2039-02-15 05:00 | 2039 | 2 | 0 | 0 | 0
2039-02-15 06:00 | 2039 | 2 | 0 | 0 | 0
2039-02-15 07:00 | 2039 | 2 | 0 | 0 | 0
2039-02-15 08:00 | 2039 | 2 | 0 | 0 | 0
2039-02-15 09:00 | 2039 | 2 | 0 | 0 | 0
2039-02-15 10:00 | 2039 | 2 | 0 | 0 | 0.042304
2039-02-15 11:00 | 2039 | 2 | 0 | 0 | 0
2039-02-15 12:00 | 2039 | 2 | 0 | 0 | 0
2039-02-15 13:00 | 2039 | 2 | 0 | 0 | 0
2039-02-15 14:00 | 2039 | 2 | 0 | 0 | 0
2039-02-15 15:00 | 2039 | 2 | 0 | 0 | 0
2039-02-15 16:00 | 2039 | 2 | 0 | 0 | 0
2039-02-15 17:00 | 2039 | 2 | 0 | 0 | 0
2039-02-15 18:00 | 2039 | 2 | 0 | 0 | 0
2039-02-15 19:00 | 2039 | 2 | 0 | 0 | 0
2039-02-15 20:00 | 2039 | 2 | 0 | 0 | 0.43122
2039-02-15 21:00 | 2039 | 2 | 0 | 0 | 0.083556
2039-02-15 22:00 | 2039 | 2 | 0 | 0 | 0.045917
2039-02-15 23:00 | 2039 | 2 | 0 | 0 | 0.18446
2039-02-16 | 2039 | 2 | 0 | 0 | 0
2039-02-16 01:00 | 2039 | 2 | 0 | 0 | 0.040986
2039-02-16 02:00 | 2039 | 2 | 0 | 0 | 0.071285
2039-02-16 03:00 | 2039 | 2 | 0 | 0 | 0
2039-02-16 04:00 | 2039 | 2 | 0 | 0 | 0
2039-02-16 05:00 | 2039 | 2 | 0 | 0 | 0
2039-02-16 06:00 | 2039 | 2 | 0 | 0 | 0
2039-02-16 07:00 | 2039 | 2 | 0 | 0 | 0
2039-02-16 08:00 | 2039 | 2 | 0 | 0 | 0.41009
2039-02-16 09:00 | 2039 | 2 | 0 | 0 | 0.44323
2039-02-16 10:00 | 2039 | 2 | 0 | 0 | 0.13004
2039-02-16 11:00 | 2039 | 2 | 0 | 0 | 0
2039-02-16 12:00 | 2039 | 2 | 0 | 0 | 0
2039-02-16 13:00 | 2039 | 2 | 0 | 0 | 0
2039-02-16 14:00 | 2039 | 2 | 0 | 0 | 0.066764
2039-02-16 15:00 | 2039 | 2 | 0 | 0 | 0
2039-02-16 16:00 | 2039 | 2 | 0 | 0 | 0
2039-02-16 17:00 | 2039 | 2 | 0 | 0 | 0
2039-02-16 18:00 | 2039 | 2 | 0 | 0 | 0
2039-02-16 19:00 | 2039 | 2 | 0 | 0 | 0
2039-02-16 20:00 | 2039 | 2 | 0 | 0 | 0
2039-02-16 21:00 | 2039 | 2 | 0 | 0 | 0
2039-02-16 22:00 | 2039 | 2 | 0 | 0 | 0
2039-02-16 23:00 | 2039 | 2 | 0 | 0 | 0
2039-02-17 | 2039 | 2 | 0 | 0 | 0.086152
2039-02-17 01:00 | 2039 | 2 | 0 | 0 | 0
2039-02-17 02:00 | 2039 | 2 | 0 | 0 | 0
2039-02-17 03:00 | 2039 | 2 | 0 | 0 | 0
2039-02-17 04:00 | 2039 | 2 | 0 | 0 | 0
2039-02-17 05:00 | 2039 | 2 | 0 | 0 | 0
2039-02-17 06:00 | 2039 | 2 | 0 | 0 | 0
2039-02-17 07:00 | 2039 | 2 | 0 | 0 | 0
2039-02-17 08:00 | 2039 | 2 | 0 | 0 | 0
2039-02-17 09:00 | 2039 | 2 | 0 | 0 | 0
2039-02-17 10:00 | 2039 | 2 | 0 | 0 | 0
2039-02-17 11:00 | 2039 | 2 | 0 | 0 | 0
2039-02-17 12:00 | 2039 | 2 | 0 | 0 | 0
2039-02-17 13:00 | 2039 | 2 | 0 | 0 | 0
2039-02-17 14:00 | 2039 | 2 | 0 | 0 | 0
2039-02-17 15:00 | 2039 | 2 | 0 | 0 | 0
2039-02-17 16:00 | 2039 | 2 | 0 | 0 | 0
2039-02-17 17:00 | 2039 | 2 | 0 | 0 | 0
2039-02-17 18:00 | 2039 | 2 | 0 | 0 | 0
2039-02-17 19:00 | 2039 | 2 | 0 | 0 | 0
2039-02-17 20:00 | 2039 | 2 | 0 | 0 | 0
2039-02-17 21:00 | 2039 | 2 | 0 | 0 | 0
2039-02-17 22:00 | 2039 | 2 | 0 | 0 | 0
2039-02-17 23:00 | 2039 | 2 | 0 | 0 | 0
2039-02-18 | 2039 | 2 | 0 | 0 | 0
2039-02-18 01:00 | 2039 | 2 | 0 | 0 | 0
2039-02-18 02:00 | 2039 | 2 | 0 | 0 | 0
2039-02-18 03:00 | 2039 | 2 | 0 | 0 | 0
2039-02-18 04:00 | 2039 | 2 | 0 | 0 | 0
2039-02-18 05:00 | 2039 | 2 | 0 | 0 | 0
2039-02-18 06:00 | 2039 | 2 | 0 | 0 | 0
2039-02-18 07:00 | 2039 | 2 | 0 | 0 | 0
2039-02-18 08:00 | 2039 | 2 | 0 | 0 | 0
2039-02-18 09:00 | 2039 | 2 | 0.072717 | 0 | 0
2039-02-18 10:00 | 2039 | 2 | 0 | 0 | 0
2039-02-18 11:00 | 2039 | 2 | 0 | 0 | 0
2039-02-18 12:00 | 2039 | 2 | 0 | 0 | 0
2039-02-18 13:00 | 2039 | 2 | 0 | 0 | 0
2039-02-18 14:00 | 2039 | 2 | 0 | 0 | 0.033261
2039-02-18 15:00 | 2039 | 2 | 0 | 0 | 0
2039-02-18 16:00 | 2039 | 2 | 0 | 0 | 0
2039-02-18 17:00 | 2039 | 2 | 0 | 0 | 0
2039-02-18 18:00 | 2039 | 2 | 0 | 0 | 0
2039-02-18 19:00 | 2039 | 2 | 0 | 0 | 0
2039-02-18 20:00 | 2039 | 2 | 0 | 0 | 0.1588
2039-02-18 21:00 | 2039 | 2 | 0 | 0 | 0.034315
2039-02-18 22:00 | 2039 | 2 | 0 | 0 | 0
2039-02-18 23:00 | 2039 | 2 | 0 | 0 | 0.18913
2039-02-19 | 2039 | 2 | 0 | 0 | 0
2039-02-19 01:00 | 2039 | 2 | 0 | 0 | 0.13307
2039-02-19 02:00 | 2039 | 2 | 0 | 0 | 0.098137
2039-02-19 03:00 | 2039 | 2 | 0 | 0 | 0
2039-02-19 04:00 | 2039 | 2 | 0 | 0 | 0
2039-02-19 05:00 | 2039 | 2 | 0 | 0 | 0
2039-02-19 06:00 | 2039 | 2 | 0 | 0 | 0
2039-02-19 07:00 | 2039 | 2 | 0 | 0 | 0
2039-02-19 08:00 | 2039 | 2 | 0 | 0 | 0.14481
2039-02-19 09:00 | 2039 | 2 | 0 | 0 | 0.30064
2039-02-19 10:00 | 2039 | 2 | 0 | 0 | 0
2039-02-19 11:00 | 2039 | 2 | 0 | 0 | 0
2039-02-19 12:00 | 2039 | 2 | 0 | 0 | 0
2039-02-19 13:00 | 2039 | 2 | 0 | 0 | 0.0088289
2039-02-19 14:00 | 2039 | 2 | 0 | 0 | 0.0037958
2039-02-19 15:00 | 2039 | 2 | 0 | 0 | 0
2039-02-19 16:00 | 2039 | 2 | 0 | 0 | 0
2039-02-19 17:00 | 2039 | 2 | 0 | 0 | 0
2039-02-19 18:00 | 2039 | 2 | 0 | 0 | 0
2039-02-19 19:00 | 2039 | 2 | 0 | 0 | 0
2039-02-19 20:00 | 2039 | 2 | 0 | 0 | 0
2039-02-19 21:00 | 2039 | 2 | 0 | 0 | 0
2039-02-19 22:00 | 2039 | 2 | 0 | 0 | 0
2039-02-19 23:00 | 2039 | 2 | 0 | 0 | 0
2039-02-20 | 2039 | 2 | 0 | 0 | 0
2039-02-20 01:00 | 2039 | 2 | 0 | 0 | 0
2039-02-20 02:00 | 2039 | 2 | 0 | 0 | 0
2039-02-20 03:00 | 2039 | 2 | 0 | 0 | 0
2039-02-20 04:00 | 2039 | 2 | 0 | 0 | 0
2039-02-20 05:00 | 2039 | 2 | 0 | 0 | 0
2039-02-20 06:00 | 2039 | 2 | 0 | 0 | 0
2039-02-20 07:00 | 2039 | 2 | 0 | 0 | 0
2039-02-20 08:00 | 2039 | 2 | 0.10307 | 0 | 0
2039-02-20 09:00 | 2039 | 2 | 0.026124 | 0 | 0
2039-02-20 10:00 | 2039 | 2 | 0 | 0 | 0
2039-02-20 11:00 | 2039 | 2 | 0 | 0 | 0
2039-02-20 12:00 | 2039 | 2 | 0 | 0 | 0
2039-02-20 13:00 | 2039 | 2 | 0.059428 | 0 | 0
2039-02-20 14:00 | 2039 | 2 | 0.032654 | 0 | 0.15767
2039-02-20 15:00 | 2039 | 2 | 0 | 0 | 0
2039-02-20 16:00 | 2039 | 2 | 0 | 0 | 0
2039-02-20 17:00 | 2039 | 2 | 0 | 0 | 0
2039-02-20 18:00 | 2039 | 2 | 0 | 0 | 0
2039-02-20 19:00 | 2039 | 2 | 0 | 0 | 0
2039-02-20 20:00 | 2039 | 2 | 0 | 0 | 0
2039-02-20 21:00 | 2039 | 2 | 0 | 0 | 0
2039-02-20 22:00 | 2039 | 2 | 0 | 0 | 0
2039-02-20 23:00 | 2039 | 2 | 0 | 0 | 0
2039-02-21 | 2039 | 2 | 0 | 0 | 0
2039-02-21 01:00 | 2039 | 2 | 0 | 0 | 0
2039-02-21 02:00 | 2039 | 2 | 0 | 0 | 0
2039-02-21 03:00 | 2039 | 2 | 0 | 0 | 0
2039-02-21 04:00 | 2039 | 2 | 0 | 0 | 0
2039-02-21 05:00 | 2039 | 2 | 0 | 0 | 0
2039-02-21 06:00 | 2039 | 2 | 0 | 0 | 0
2039-02-21 07:00 | 2039 | 2 | 0 | 0 | 0
2039-02-21 08:00 | 2039 | 2 | 0.27982 | 0 | 0
2039-02-21 09:00 | 2039 | 2 | 0.28599 | 0 | 0
2039-02-21 10:00 | 2039 | 2 | 0.071232 | 0 | 0
2039-02-21 11:00 | 2039 | 2 | 0 | 0 | 0
2039-02-21 12:00 | 2039 | 2 | 0 | 0 | 0
2039-02-21 13:00 | 2039 | 2 | 0.16659 | 0 | 0
2039-02-21 14:00 | 2039 | 2 | 0.13148 | 0 | 0
2039-02-21 15:00 | 2039 | 2 | 0 | 0 | 0
2039-02-21 16:00 | 2039 | 2 | 0 | 0 | 0
2039-02-21 17:00 | 2039 | 2 | 0 | 0 | 0
2039-02-21 18:00 | 2039 | 2 | 0 | 0 | 0
2039-02-21 19:00 | 2039 | 2 | 0 | 0 | 0
2039-02-21 20:00 | 2039 | 2 | 0 | 0 | 0
2039-02-21 21:00 | 2039 | 2 | 0 | 0 | 0
2039-02-21 22:00 | 2039 | 2 | 0 | 0 | 0
2039-02-21 23:00 | 2039 | 2 | 0 | 0 | 0
2039-02-22 | 2039 | 2 | 0 | 0 | 0
2039-02-22 01:00 | 2039 | 2 | 0 | 0 | 0
2039-02-22 02:00 | 2039 | 2 | 0 | 0 | 0
2039-02-22 03:00 | 2039 | 2 | 0 | 0 | 0
2039-02-22 04:00 | 2039 | 2 | 0 | 0 | 0
2039-02-22 05:00 | 2039 | 2 | 0 | 0 | 0
2039-02-22 06:00 | 2039 | 2 | 0 | 0 | 0
2039-02-22 07:00 | 2039 | 2 | 0 | 0 | 0
2039-02-22 08:00 | 2039 | 2 | 0.41478 | 0 | 0
2039-02-22 09:00 | 2039 | 2 | 0.41543 | 0.12853 | 0
2039-02-22 10:00 | 2039 | 2 | 0.21417 | 0 | 0
2039-02-22 11:00 | 2039 | 2 | 0.071411 | 0 | 0
2039-02-22 12:00 | 2039 | 2 | 0 | 0 | 0
2039-02-22 13:00 | 2039 | 2 | 0.25708 | 0 | 0
2039-02-22 14:00 | 2039 | 2 | 0.13557 | 0.017179 | 0
2039-02-22 15:00 | 2039 | 2 | 0 | 0 | 0
2039-02-22 16:00 | 2039 | 2 | 0 | 0 | 0
2039-02-22 17:00 | 2039 | 2 | 0 | 0 | 0
2039-02-22 18:00 | 2039 | 2 | 0 | 0 | 0
2039-02-22 19:00 | 2039 | 2 | 0 | 0 | 0
2039-02-22 20:00 | 2039 | 2 | 0 | 0 | 0
2039-02-22 21:00 | 2039 | 2 | 0 | 0 | 0
2039-02-22 22:00 | 2039 | 2 | 0 | 0 | 0
2039-02-22 23:00 | 2039 | 2 | 0 | 0 | 0
2039-02-23 | 2039 | 2 | 0 | 0 | 0
2039-02-23 01:00 | 2039 | 2 | 0 | 0 | 0
2039-02-23 02:00 | 2039 | 2 | 0 | 0 | 0
2039-02-23 03:00 | 2039 | 2 | 0 | 0 | 0
2039-02-23 04:00 | 2039 | 2 | 0 | 0 | 0
2039-02-23 05:00 | 2039 | 2 | 0 | 0 | 0
2039-02-23 06:00 | 2039 | 2 | 0 | 0 | 0
2039-02-23 07:00 | 2039 | 2 | 0 | 0 | 0
2039-02-23 08:00 | 2039 | 2 | 0.34428 | 0 | 0
2039-02-23 09:00 | 2039 | 2 | 0.3814 | 0 | 0
2039-02-23 10:00 | 2039 | 2 | 0.16901 | 0 | 0
2039-02-23 11:00 | 2039 | 2 | 0 | 0 | 0
2039-02-23 12:00 | 2039 | 2 | 0 | 0 | 0
2039-02-23 13:00 | 2039 | 2 | 0.00097622 | 0 | 0
2039-02-23 14:00 | 2039 | 2 | 0 | 0 | 0
2039-02-23 15:00 | 2039 | 2 | 0 | 0 | 0
2039-02-23 16:00 | 2039 | 2 | 0 | 0 | 0
2039-02-23 17:00 | 2039 | 2 | 0 | 0 | 0
2039-02-23 18:00 | 2039 | 2 | 0 | 0 | 0
2039-02-23 19:00 | 2039 | 2 | 0 | 0 | 0
2039-02-23 20:00 | 2039 | 2 | 0 | 0 | 0
2039-02-23 21:00 | 2039 | 2 | 0 | 0 | 0
2039-02-23 22:00 | 2039 | 2 | 0 | 0 | 0
2039-02-23 23:00 | 2039 | 2 | 0 | 0 | 0
2039-02-24 | 2039 | 2 | 0 | 0 | 0
2039-02-24 01:00 | 2039 | 2 | 0 | 0 | 0
2039-02-24 02:00 | 2039 | 2 | 0 | 0 | 0
2039-02-24 03:00 | 2039 | 2 | 0 | 0 | 0
2039-02-24 04:00 | 2039 | 2 | 0 | 0 | 0
2039-02-24 05:00 | 2039 | 2 | 0 | 0 | 0
2039-02-24 06:00 | 2039 | 2 | 0 | 0 | 0
2039-02-24 07:00 | 2039 | 2 | 0 | 0 | 0
2039-02-24 08:00 | 2039 | 2 | 0 | 0 | 0
2039-02-24 09:00 | 2039 | 2 | 0 | 0.080496 | 0
2039-02-24 10:00 | 2039 | 2 | 0 | 0 | 0
2039-02-24 11:00 | 2039 | 2 | 0 | 0 | 0
2039-02-24 12:00 | 2039 | 2 | 0 | 0 | 0
2039-02-24 13:00 | 2039 | 2 | 0 | 0 | 0
2039-02-24 14:00 | 2039 | 2 | 0 | 0 | 0
2039-02-24 15:00 | 2039 | 2 | 0 | 0 | 0
2039-02-24 16:00 | 2039 | 2 | 0 | 0 | 0
2039-02-24 17:00 | 2039 | 2 | 0 | 0 | 0
2039-02-24 18:00 | 2039 | 2 | 0 | 0 | 0
2039-02-24 19:00 | 2039 | 2 | 0 | 0 | 0
2039-02-24 20:00 | 2039 | 2 | 0 | 0 | 0
2039-02-24 21:00 | 2039 | 2 | 0 | 0 | 0
2039-02-24 22:00 | 2039 | 2 | 0 | 0 | 0
2039-02-24 23:00 | 2039 | 2 | 0 | 0 | 0
2039-02-25 | 2039 | 2 | 0 | 0 | 0
2039-02-25 01:00 | 2039 | 2 | 0 | 0 | 0
2039-02-25 02:00 | 2039 | 2 | 0 | 0 | 0
2039-02-25 03:00 | 2039 | 2 | 0 | 0 | 0
2039-02-25 04:00 | 2039 | 2 | 0 | 0 | 0
2039-02-25 05:00 | 2039 | 2 | 0 | 0 | 0
2039-02-25 06:00 | 2039 | 2 | 0 | 0 | 0
2039-02-25 07:00 | 2039 | 2 | 0 | 0 | 0
2039-02-25 08:00 | 2039 | 2 | 0 | 0 | 0
2039-02-25 09:00 | 2039 | 2 | 0 | 0 | 0
2039-02-25 10:00 | 2039 | 2 | 0 | 0 | 0
2039-02-25 11:00 | 2039 | 2 | 0 | 0 | 0
2039-02-25 12:00 | 2039 | 2 | 0 | 0 | 0
2039-02-25 13:00 | 2039 | 2 | 0 | 0 | 0
2039-02-25 14:00 | 2039 | 2 | 0 | 0 | 0
2039-02-25 15:00 | 2039 | 2 | 0 | 0 | 0
2039-02-25 16:00 | 2039 | 2 | 0 | 0 | 0
2039-02-25 17:00 | 2039 | 2 | 0 | 0 | 0
2039-02-25 18:00 | 2039 | 2 | 0 | 0 | 0
2039-02-25 19:00 | 2039 | 2 | 0 | 0 | 0
2039-02-25 20:00 | 2039 | 2 | 0 | 0 | 0
2039-02-25 21:00 | 2039 | 2 | 0 | 0 | 0
2039-02-25 22:00 | 2039 | 2 | 0 | 0 | 0
2039-02-25 23:00 | 2039 | 2 | 0 | 0 | 0
2039-02-26 | 2039 | 2 | 0 | 0 | 0
2039-02-26 01:00 | 2039 | 2 | 0 | 0 | 0
2039-02-26 02:00 | 2039 | 2 | 0 | 0 | 0
2039-02-26 03:00 | 2039 | 2 | 0 | 0 | 0
2039-02-26 04:00 | 2039 | 2 | 0 | 0 | 0
2039-02-26 05:00 | 2039 | 2 | 0 | 0 | 0
2039-02-26 06:00 | 2039 | 2 | 0 | 0 | 0
2039-02-26 07:00 | 2039 | 2 | 0 | 0 | 0
2039-02-26 08:00 | 2039 | 2 | 0 | 0 | 0
2039-02-26 09:00 | 2039 | 2 | 0 | 0 | 0
2039-02-26 10:00 | 2039 | 2 | 0 | 0 | 0
2039-02-26 11:00 | 2039 | 2 | 0 | 0 | 0
2039-02-26 12:00 | 2039 | 2 | 0 | 0 | 0
2039-02-26 13:00 | 2039 | 2 | 0 | 0 | 0
2039-02-26 14:00 | 2039 | 2 | 0 | 0 | 0
2039-02-26 15:00 | 2039 | 2 | 0 | 0 | 0
2039-02-26 16:00 | 2039 | 2 | 0 | 0 | 0
2039-02-26 17:00 | 2039 | 2 | 0 | 0 | 0
2039-02-26 18:00 | 2039 | 2 | 0 | 0 | 0
2039-02-26 19:00 | 2039 | 2 | 0 | 0 | 0
2039-02-26 20:00 | 2039 | 2 | 0 | 0 | 0
2039-02-26 21:00 | 2039 | 2 | 0 | 0 | 0
2039-02-26 22:00 | 2039 | 2 | 0 | 0 | 0
2039-02-26 23:00 | 2039 | 2 | 0 | 0 | 0
2039-02-27 | 2039 | 2 | 0 | 0 | 0
2039-02-27 01:00 | 2039 | 2 | 0 | 0 | 0
2039-02-27 02:00 | 2039 | 2 | 0 | 0 | 0
2039-02-27 03:00 | 2039 | 2 | 0 | 0 | 0
2039-02-27 04:00 | 2039 | 2 | 0 | 0 | 0
2039-02-27 05:00 | 2039 | 2 | 0 | 0 | 0
2039-02-27 06:00 | 2039 | 2 | 0 | 0 | 0
2039-02-27 07:00 | 2039 | 2 | 0 | 0 | 0
2039-02-27 08:00 | 2039 | 2 | 0 | 0 | 0.058787
2039-02-27 09:00 | 2039 | 2 | 0 | 0 | 0.1863
2039-02-27 10:00 | 2039 | 2 | 0 | 0 | 0.066895
2039-02-27 11:00 | 2039 | 2 | 0 | 0 | 0
2039-02-27 12:00 | 2039 | 2 | 0 | 0 | 0
2039-02-27 13:00 | 2039 | 2 | 0 | 0 | 0.115
2039-02-27 14:00 | 2039 | 2 | 0 | 0 | 0.18693
2039-02-27 15:00 | 2039 | 2 | 0 | 0 | 0
2039-02-27 16:00 | 2039 | 2 | 0 | 0 | 0
2039-02-27 17:00 | 2039 | 2 | 0 | 0 | 0
2039-02-27 18:00 | 2039 | 2 | 0 | 0 | 0
2039-02-27 19:00 | 2039 | 2 | 0 | 0 | 0
2039-02-27 20:00 | 2039 | 2 | 0 | 0 | 0
2039-02-27 21:00 | 2039 | 2 | 0 | 0 | 0
2039-02-27 22:00 | 2039 | 2 | 0 | 0 | 0
2039-02-27 23:00 | 2039 | 2 | 0 | 0 | 0.016125
2039-02-28 | 2039 | 2 | 0 | 0 | 0
2039-02-28 01:00 | 2039 | 2 | 0 | 0 | 0
2039-02-28 02:00 | 2039 | 2 | 0 | 0 | 0
2039-02-28 03:00 | 2039 | 2 | 0 | 0 | 0
2039-02-28 04:00 | 2039 | 2 | 0 | 0 | 0
2039-02-28 05:00 | 2039 | 2 | 0 | 0 | 0
2039-02-28 06:00 | 2039 | 2 | 0 | 0 | 0
2039-02-28 07:00 | 2039 | 2 | 0 | 0 | 0
2039-02-28 08:00 | 2039 | 2 | 0 | 0 | 0.42108
2039-02-28 09:00 | 2039 | 2 | 0 | 0 | 0.60452
2039-02-28 10:00 | 2039 | 2 | 0 | 0 | 0.23843
2039-02-28 11:00 | 2039 | 2 | 0 | 0 | 0.00079368
2039-02-28 12:00 | 2039 | 2 | 0 | 0 | 0
2039-02-28 13:00 | 2039 | 2 | 0 | 0 | 0.33209
2039-02-28 14:00 | 2039 | 2 | 0 | 0 | 0.31351
2039-02-28 15:00 | 2039 | 2 | 0 | 0 | 0
2039-02-28 16:00 | 2039 | 2 | 0 | 0 | 0
2039-02-28 17:00 | 2039 | 2 | 0 | 0 | 0
2039-02-28 18:00 | 2039 | 2 | 0 | 0 | 0
2039-02-28 19:00 | 2039 | 2 | 0 | 0 | 0
2039-02-28 20:00 | 2039 | 2 | 0 | 0 | 0
2039-02-28 21:00 | 2039 | 2 | 0 | 0 | 0
2039-02-28 22:00 | 2039 | 2 | 0 | 0 | 0
2039-02-28 23:00 | 2039 | 2 | 0 | 0 | 0
2039-03-01 | 2039 | 3 | 0 | 0 | 0
2039-03-01 01:00 | 2039 | 3 | 0 | 0 | 0.36841
2039-03-01 02:00 | 2039 | 3 | 0 | 0 | 0.38177
2039-03-01 03:00 | 2039 | 3 | 0 | 0 | 0
2039-03-01 04:00 | 2039 | 3 | 0 | 0 | 0
2039-03-01 05:00 | 2039 | 3 | 0 | 0 | 0
2039-03-01 06:00 | 2039 | 3 | 0 | 0 | 0
2039-03-01 07:00 | 2039 | 3 | 0 | 0 | 0
2039-03-01 08:00 | 2039 | 3 | 0 | 0.42448 | 0.6424
2039-03-01 09:00 | 2039 | 3 | 0 | 0.47256 | 0.64674
2039-03-01 10:00 | 2039 | 3 | 0 | 0.04853 | 0.24261
2039-03-01 11:00 | 2039 | 3 | 0 | 0 | 0
2039-03-01 12:00 | 2039 | 3 | 0 | 0 | 0
2039-03-01 13:00 | 2039 | 3 | 0 | 0 | 0
2039-03-01 14:00 | 2039 | 3 | 0 | 0 | 0.019907
2039-03-01 15:00 | 2039 | 3 | 0 | 0 | 0
2039-03-01 16:00 | 2039 | 3 | 0 | 0 | 0
2039-03-01 17:00 | 2039 | 3 | 0 | 0 | 0
2039-03-01 18:00 | 2039 | 3 | 0 | 0 | 0
2039-03-01 19:00 | 2039 | 3 | 0 | 0 | 0
2039-03-01 20:00 | 2039 | 3 | 0 | 0 | 0
2039-03-01 21:00 | 2039 | 3 | 0 | 0 | 0
2039-03-01 22:00 | 2039 | 3 | 0 | 0 | 0
2039-03-01 23:00 | 2039 | 3 | 0 | 0 | 0
2039-03-02 | 2039 | 3 | 0 | 0 | 0
2039-03-02 01:00 | 2039 | 3 | 0 | 0 | 0
2039-03-02 02:00 | 2039 | 3 | 0 | 0 | 0
2039-03-02 03:00 | 2039 | 3 | 0 | 0 | 0
2039-03-02 04:00 | 2039 | 3 | 0 | 0 | 0
2039-03-02 05:00 | 2039 | 3 | 0 | 0 | 0
2039-03-02 06:00 | 2039 | 3 | 0 | 0 | 0
2039-03-02 07:00 | 2039 | 3 | 0 | 0 | 0
2039-03-02 08:00 | 2039 | 3 | 0 | 0.40162 | 0
2039-03-02 09:00 | 2039 | 3 | 0.045898 | 0.39641 | 0.065303
2039-03-02 10:00 | 2039 | 3 | 0 | 0 | 0
2039-03-02 11:00 | 2039 | 3 | 0 | 0 | 0
2039-03-02 12:00 | 2039 | 3 | 0 | 0 | 0
2039-03-02 13:00 | 2039 | 3 | 0 | 0 | 0
2039-03-02 14:00 | 2039 | 3 | 0 | 0 | 0
2039-03-02 15:00 | 2039 | 3 | 0 | 0 | 0
2039-03-02 16:00 | 2039 | 3 | 0 | 0 | 0
2039-03-02 17:00 | 2039 | 3 | 0 | 0 | 0
2039-03-02 18:00 | 2039 | 3 | 0 | 0 | 0
2039-03-02 19:00 | 2039 | 3 | 0 | 0 | 0
2039-03-02 20:00 | 2039 | 3 | 0 | 0 | 0
2039-03-02 21:00 | 2039 | 3 | 0 | 0 | 0
2039-03-02 22:00 | 2039 | 3 | 0 | 0 | 0
2039-03-02 23:00 | 2039 | 3 | 0 | 0 | 0
2039-03-03 | 2039 | 3 | 0 | 0 | 0
2039-03-03 01:00 | 2039 | 3 | 0 | 0 | 0
2039-03-03 02:00 | 2039 | 3 | 0 | 0 | 0
2039-03-03 03:00 | 2039 | 3 | 0 | 0 | 0
2039-03-03 04:00 | 2039 | 3 | 0 | 0 | 0
2039-03-03 05:00 | 2039 | 3 | 0 | 0 | 0
2039-03-03 06:00 | 2039 | 3 | 0 | 0 | 0
2039-03-03 07:00 | 2039 | 3 | 0 | 0 | 0
2039-03-03 08:00 | 2039 | 3 | 0.64615 | 0.083045 | 0
2039-03-03 09:00 | 2039 | 3 | 0.78601 | 0.34774 | 0
2039-03-03 10:00 | 2039 | 3 | 0.20456 | 0 | 0
2039-03-03 11:00 | 2039 | 3 | 0 | 0 | 0
2039-03-03 12:00 | 2039 | 3 | 0 | 0 | 0
2039-03-03 13:00 | 2039 | 3 | 0 | 0 | 0
2039-03-03 14:00 | 2039 | 3 | 0 | 0 | 0
2039-03-03 15:00 | 2039 | 3 | 0 | 0 | 0
2039-03-03 16:00 | 2039 | 3 | 0 | 0 | 0
2039-03-03 17:00 | 2039 | 3 | 0 | 0 | 0
2039-03-03 18:00 | 2039 | 3 | 0 | 0 | 0
2039-03-03 19:00 | 2039 | 3 | 0 | 0 | 0
2039-03-03 20:00 | 2039 | 3 | 0.077623 | 0 | 0
2039-03-03 21:00 | 2039 | 3 | 0.055268 | 0 | 0
2039-03-03 22:00 | 2039 | 3 | 0.090851 | 0 | 0
2039-03-03 23:00 | 2039 | 3 | 0.11021 | 0 | 0
2039-03-04 | 2039 | 3 | 0 | 0 | 0
2039-03-04 01:00 | 2039 | 3 | 0.094331 | 0 | 0
2039-03-04 02:00 | 2039 | 3 | 0.045744 | 0 | 0
2039-03-04 03:00 | 2039 | 3 | 0 | 0 | 0
2039-03-04 04:00 | 2039 | 3 | 0 | 0 | 0
2039-03-04 05:00 | 2039 | 3 | 0 | 0 | 0
2039-03-04 06:00 | 2039 | 3 | 0 | 0 | 0
2039-03-04 07:00 | 2039 | 3 | 0 | 0 | 0
2039-03-04 08:00 | 2039 | 3 | 0.5854 | 0.09365 | 0.009823
2039-03-04 09:00 | 2039 | 3 | 0.59338 | 0.29695 | 0.11764
2039-03-04 10:00 | 2039 | 3 | 0.23334 | 0 | 0
2039-03-04 11:00 | 2039 | 3 | 0.027471 | 0 | 0
2039-03-04 12:00 | 2039 | 3 | 0 | 0 | 0
2039-03-04 13:00 | 2039 | 3 | 0.085883 | 0 | 0
2039-03-04 14:00 | 2039 | 3 | 0.058354 | 0 | 0
2039-03-04 15:00 | 2039 | 3 | 0 | 0 | 0
2039-03-04 16:00 | 2039 | 3 | 0 | 0 | 0
2039-03-04 17:00 | 2039 | 3 | 0 | 0 | 0
2039-03-04 18:00 | 2039 | 3 | 0 | 0 | 0
2039-03-04 19:00 | 2039 | 3 | 0 | 0 | 0
2039-03-04 20:00 | 2039 | 3 | 0 | 0 | 0
2039-03-04 21:00 | 2039 | 3 | 0 | 0 | 0
2039-03-04 22:00 | 2039 | 3 | 0 | 0 | 0
2039-03-04 23:00 | 2039 | 3 | 0 | 0 | 0
2039-03-05 | 2039 | 3 | 0 | 0 | 0
2039-03-05 01:00 | 2039 | 3 | 0 | 0 | 0
2039-03-05 02:00 | 2039 | 3 | 0 | 0 | 0
2039-03-05 03:00 | 2039 | 3 | 0 | 0 | 0
2039-03-05 04:00 | 2039 | 3 | 0 | 0 | 0
2039-03-05 05:00 | 2039 | 3 | 0 | 0 | 0
2039-03-05 06:00 | 2039 | 3 | 0 | 0 | 0
2039-03-05 07:00 | 2039 | 3 | 0 | 0 | 0
2039-03-05 08:00 | 2039 | 3 | 0.03029 | 0 | 0
2039-03-05 09:00 | 2039 | 3 | 0.086016 | 0.17406 | 0
2039-03-05 10:00 | 2039 | 3 | 0 | 0 | 0
2039-03-05 11:00 | 2039 | 3 | 0 | 0 | 0
2039-03-05 12:00 | 2039 | 3 | 0 | 0 | 0
2039-03-05 13:00 | 2039 | 3 | 0 | 0 | 0
2039-03-05 14:00 | 2039 | 3 | 0 | 0 | 0
2039-03-05 15:00 | 2039 | 3 | 0 | 0 | 0
2039-03-05 16:00 | 2039 | 3 | 0 | 0 | 0
2039-03-05 17:00 | 2039 | 3 | 0 | 0 | 0
2039-03-05 18:00 | 2039 | 3 | 0 | 0 | 0
2039-03-05 19:00 | 2039 | 3 | 0 | 0 | 0
2039-03-05 20:00 | 2039 | 3 | 0 | 0 | 0
2039-03-05 21:00 | 2039 | 3 | 0 | 0 | 0
2039-03-05 22:00 | 2039 | 3 | 0 | 0 | 0
2039-03-05 23:00 | 2039 | 3 | 0 | 0 | 0
2039-03-06 | 2039 | 3 | 0 | 0 | 0
2039-03-06 01:00 | 2039 | 3 | 0 | 0 | 0
2039-03-06 02:00 | 2039 | 3 | 0 | 0 | 0
2039-03-06 03:00 | 2039 | 3 | 0 | 0 | 0
2039-03-06 04:00 | 2039 | 3 | 0 | 0 | 0
2039-03-06 05:00 | 2039 | 3 | 0 | 0 | 0
2039-03-06 06:00 | 2039 | 3 | 0 | 0 | 0
2039-03-06 07:00 | 2039 | 3 | 0 | 0 | 0
2039-03-06 08:00 | 2039 | 3 | 0 | 0.061843 | 0
2039-03-06 09:00 | 2039 | 3 | 0 | 0.077839 | 0.020791
2039-03-06 10:00 | 2039 | 3 | 0 | 0 | 0
2039-03-06 11:00 | 2039 | 3 | 0 | 0 | 0
2039-03-06 12:00 | 2039 | 3 | 0 | 0 | 0
2039-03-06 13:00 | 2039 | 3 | 0 | 0 | 0
2039-03-06 14:00 | 2039 | 3 | 0 | 0 | 0
2039-03-06 15:00 | 2039 | 3 | 0 | 0 | 0
2039-03-06 16:00 | 2039 | 3 | 0 | 0 | 0
2039-03-06 17:00 | 2039 | 3 | 0 | 0 | 0
2039-03-06 18:00 | 2039 | 3 | 0 | 0 | 0
2039-03-06 19:00 | 2039 | 3 | 0 | 0 | 0
2039-03-06 20:00 | 2039 | 3 | 0 | 0 | 0
2039-03-06 21:00 | 2039 | 3 | 0 | 0 | 0
2039-03-06 22:00 | 2039 | 3 | 0 | 0 | 0
2039-03-06 23:00 | 2039 | 3 | 0 | 0 | 0
2039-03-07 | 2039 | 3 | 0 | 0 | 0
2039-03-07 01:00 | 2039 | 3 | 0 | 0 | 0
2039-03-07 02:00 | 2039 | 3 | 0 | 0 | 0
2039-03-07 03:00 | 2039 | 3 | 0 | 0 | 0
2039-03-07 04:00 | 2039 | 3 | 0 | 0 | 0
2039-03-07 05:00 | 2039 | 3 | 0 | 0 | 0
2039-03-07 06:00 | 2039 | 3 | 0 | 0 | 0
2039-03-07 07:00 | 2039 | 3 | 0 | 0 | 0
2039-03-07 08:00 | 2039 | 3 | 0 | 0.021324 | 0
2039-03-07 09:00 | 2039 | 3 | 0 | 0.10488 | 0
2039-03-07 10:00 | 2039 | 3 | 0 | 0 | 0
2039-03-07 11:00 | 2039 | 3 | 0 | 0 | 0
2039-03-07 12:00 | 2039 | 3 | 0 | 0 | 0
2039-03-07 13:00 | 2039 | 3 | 0 | 0 | 0
2039-03-07 14:00 | 2039 | 3 | 0 | 0 | 0
2039-03-07 15:00 | 2039 | 3 | 0 | 0 | 0
2039-03-07 16:00 | 2039 | 3 | 0 | 0 | 0
2039-03-07 17:00 | 2039 | 3 | 0 | 0 | 0
2039-03-07 18:00 | 2039 | 3 | 0 | 0 | 0
2039-03-07 19:00 | 2039 | 3 | 0 | 0 | 0
2039-03-07 20:00 | 2039 | 3 | 0 | 0 | 0
2039-03-07 21:00 | 2039 | 3 | 0 | 0 | 0
2039-03-07 22:00 | 2039 | 3 | 0 | 0 | 0
2039-03-07 23:00 | 2039 | 3 | 0 | 0 | 0
2039-03-08 | 2039 | 3 | 0 | 0 | 0
2039-03-08 01:00 | 2039 | 3 | 0 | 0 | 0
2039-03-08 02:00 | 2039 | 3 | 0 | 0 | 0
2039-03-08 03:00 | 2039 | 3 | 0 | 0 | 0
2039-03-08 04:00 | 2039 | 3 | 0 | 0 | 0
2039-03-08 05:00 | 2039 | 3 | 0 | 0 | 0
2039-03-08 06:00 | 2039 | 3 | 0 | 0 | 0
2039-03-08 07:00 | 2039 | 3 | 0 | 0 | 0.049159
2039-03-08 08:00 | 2039 | 3 | 0 | 0.47206 | 0.59194
2039-03-08 09:00 | 2039 | 3 | 0 | 0.2413 | 0.39563
2039-03-08 10:00 | 2039 | 3 | 0 | 0 | 0.11933
2039-03-08 11:00 | 2039 | 3 | 0 | 0 | 0
2039-03-08 12:00 | 2039 | 3 | 0 | 0 | 0
2039-03-08 13:00 | 2039 | 3 | 0 | 0 | 0
2039-03-08 14:00 | 2039 | 3 | 0 | 0 | 0.0084607
2039-03-08 15:00 | 2039 | 3 | 0 | 0 | 0
2039-03-08 16:00 | 2039 | 3 | 0 | 0 | 0
2039-03-08 17:00 | 2039 | 3 | 0 | 0 | 0
2039-03-08 18:00 | 2039 | 3 | 0 | 0 | 0
2039-03-08 19:00 | 2039 | 3 | 0 | 0 | 0
2039-03-08 20:00 | 2039 | 3 | 0 | 0 | 0
2039-03-08 21:00 | 2039 | 3 | 0 | 0 | 0
2039-03-08 22:00 | 2039 | 3 | 0 | 0 | 0
2039-03-08 23:00 | 2039 | 3 | 0 | 0 | 0
2039-03-09 | 2039 | 3 | 0 | 0 | 0
2039-03-09 01:00 | 2039 | 3 | 0 | 0 | 0
2039-03-09 02:00 | 2039 | 3 | 0 | 0 | 0
2039-03-09 03:00 | 2039 | 3 | 0 | 0 | 0
2039-03-09 04:00 | 2039 | 3 | 0 | 0 | 0
2039-03-09 05:00 | 2039 | 3 | 0 | 0 | 0
2039-03-09 06:00 | 2039 | 3 | 0 | 0 | 0
2039-03-09 07:00 | 2039 | 3 | 0 | 0 | 0
2039-03-09 08:00 | 2039 | 3 | 0.33133 | 0.43178 | 0.56689
2039-03-09 09:00 | 2039 | 3 | 0.27103 | 0.34635 | 0.42855
2039-03-09 10:00 | 2039 | 3 | 0 | 0.054094 | 0.094678
2039-03-09 11:00 | 2039 | 3 | 0 | 0 | 0
2039-03-09 12:00 | 2039 | 3 | 0 | 0 | 0
2039-03-09 13:00 | 2039 | 3 | 0 | 0 | 0
2039-03-09 14:00 | 2039 | 3 | 0.037336 | 0 | 0
2039-03-09 15:00 | 2039 | 3 | 0 | 0 | 0
2039-03-09 16:00 | 2039 | 3 | 0 | 0 | 0
2039-03-09 17:00 | 2039 | 3 | 0 | 0 | 0
2039-03-09 18:00 | 2039 | 3 | 0 | 0 | 0
2039-03-09 19:00 | 2039 | 3 | 0 | 0 | 0
2039-03-09 20:00 | 2039 | 3 | 0.18723 | 0 | 0
2039-03-09 21:00 | 2039 | 3 | 0 | 0 | 0
2039-03-09 22:00 | 2039 | 3 | 0 | 0 | 0
2039-03-09 23:00 | 2039 | 3 | 0 | 0 | 0
2039-03-10 | 2039 | 3 | 0 | 0 | 0
2039-03-10 01:00 | 2039 | 3 | 0.091017 | 0 | 0
2039-03-10 02:00 | 2039 | 3 | 0 | 0 | 0
2039-03-10 03:00 | 2039 | 3 | 0 | 0 | 0
2039-03-10 04:00 | 2039 | 3 | 0 | 0 | 0
2039-03-10 05:00 | 2039 | 3 | 0 | 0 | 0
2039-03-10 06:00 | 2039 | 3 | 0 | 0 | 0
2039-03-10 07:00 | 2039 | 3 | 0.50399 | 0.021724 | 0
2039-03-10 08:00 | 2039 | 3 | 1 | 0.61157 | 0.39407
2039-03-10 09:00 | 2039 | 3 | 0.83272 | 0.63117 | 0.35401
2039-03-10 10:00 | 2039 | 3 | 0.36172 | 0.22472 | 0.074988
2039-03-10 11:00 | 2039 | 3 | 0.18249 | 0 | 0
2039-03-10 12:00 | 2039 | 3 | 0.17581 | 0 | 0
2039-03-10 13:00 | 2039 | 3 | 0.13915 | 0 | 0
2039-03-10 14:00 | 2039 | 3 | 0.18219 | 0 | 0
2039-03-10 15:00 | 2039 | 3 | 0 | 0 | 0
2039-03-10 16:00 | 2039 | 3 | 0 | 0 | 0
2039-03-10 17:00 | 2039 | 3 | 0 | 0 | 0
2039-03-10 18:00 | 2039 | 3 | 0 | 0 | 0
2039-03-10 19:00 | 2039 | 3 | 0.1859 | 0.09596 | 0
2039-03-10 20:00 | 2039 | 3 | 0.15368 | 0.1676 | 0
2039-03-10 21:00 | 2039 | 3 | 0 | 0 | 0
2039-03-10 22:00 | 2039 | 3 | 0 | 0 | 0
2039-03-10 23:00 | 2039 | 3 | 0 | 0 | 0
2039-03-11 | 2039 | 3 | 0 | 0 | 0
2039-03-11 01:00 | 2039 | 3 | 0 | 0 | 0
2039-03-11 02:00 | 2039 | 3 | 0 | 0 | 0
2039-03-11 03:00 | 2039 | 3 | 0 | 0 | 0
2039-03-11 04:00 | 2039 | 3 | 0 | 0 | 0
2039-03-11 05:00 | 2039 | 3 | 0 | 0 | 0
2039-03-11 06:00 | 2039 | 3 | 0 | 0 | 0
2039-03-11 07:00 | 2039 | 3 | 0.27968 | 0.33392 | 0.11699
2039-03-11 08:00 | 2039 | 3 | 0.81383 | 0.82433 | 0.67836
2039-03-11 09:00 | 2039 | 3 | 0.73289 | 0.58599 | 0.51156
2039-03-11 10:00 | 2039 | 3 | 0.32206 | 0.33872 | 0.24101
2039-03-11 11:00 | 2039 | 3 | 0 | 0.31859 | 0
2039-03-11 12:00 | 2039 | 3 | 0 | 0.11098 | 0
2039-03-11 13:00 | 2039 | 3 | 0 | 0.32931 | 0
2039-03-11 14:00 | 2039 | 3 | 0 | 0.456 | 0
2039-03-11 15:00 | 2039 | 3 | 0 | 0 | 0
2039-03-11 16:00 | 2039 | 3 | 0 | 0 | 0
2039-03-11 17:00 | 2039 | 3 | 0 | 0 | 0
2039-03-11 18:00 | 2039 | 3 | 0 | 0 | 0
2039-03-11 19:00 | 2039 | 3 | 0 | 0.20683 | 0
2039-03-11 20:00 | 2039 | 3 | 0 | 0.25764 | 0
2039-03-11 21:00 | 2039 | 3 | 0 | 0 | 0
2039-03-11 22:00 | 2039 | 3 | 0 | 0 | 0
2039-03-11 23:00 | 2039 | 3 | 0 | 0 | 0
2039-03-12 | 2039 | 3 | 0 | 0 | 0
2039-03-12 01:00 | 2039 | 3 | 0 | 0.31243 | 0
2039-03-12 02:00 | 2039 | 3 | 0 | 0.030383 | 0
2039-03-12 03:00 | 2039 | 3 | 0 | 0 | 0
2039-03-12 04:00 | 2039 | 3 | 0 | 0 | 0
2039-03-12 05:00 | 2039 | 3 | 0 | 0 | 0
2039-03-12 06:00 | 2039 | 3 | 0 | 0 | 0
2039-03-12 07:00 | 2039 | 3 | 0 | 0.58856 | 0
2039-03-12 08:00 | 2039 | 3 | 0.25356 | 0.98766 | 0
2039-03-12 09:00 | 2039 | 3 | 0.12977 | 0.83607 | 0
2039-03-12 10:00 | 2039 | 3 | 0.1273 | 0.75635 | 0
2039-03-12 11:00 | 2039 | 3 | 0.081742 | 0.61468 | 0
2039-03-12 12:00 | 2039 | 3 | 0 | 0.24057 | 0
2039-03-12 13:00 | 2039 | 3 | 0 | 0.43646 | 0
2039-03-12 14:00 | 2039 | 3 | 0 | 0.489 | 0
2039-03-12 15:00 | 2039 | 3 | 0 | 0 | 0
2039-03-12 16:00 | 2039 | 3 | 0 | 0 | 0
2039-03-12 17:00 | 2039 | 3 | 0 | 0 | 0
2039-03-12 18:00 | 2039 | 3 | 0 | 0 | 0
2039-03-12 19:00 | 2039 | 3 | 0 | 0 | 0
2039-03-12 20:00 | 2039 | 3 | 0 | 0 | 0
2039-03-12 21:00 | 2039 | 3 | 0 | 0 | 0
2039-03-12 22:00 | 2039 | 3 | 0 | 0 | 0
2039-03-12 23:00 | 2039 | 3 | 0 | 0 | 0
2039-03-13 | 2039 | 3 | 0 | 0 | 0
2039-03-13 01:00 | 2039 | 3 | 0 | 0 | 0
2039-03-13 02:00 | 2039 | 3 | 0 | 0 | 0
2039-03-13 03:00 | 2039 | 3 | 0 | 0 | 0
2039-03-13 04:00 | 2039 | 3 | 0 | 0 | 0
2039-03-13 05:00 | 2039 | 3 | 0 | 0 | 0
2039-03-13 06:00 | 2039 | 3 | 0 | 0 | 0
2039-03-13 07:00 | 2039 | 3 | 0 | 0.47052 | 0
2039-03-13 08:00 | 2039 | 3 | 0.30395 | 0.96463 | 0
2039-03-13 09:00 | 2039 | 3 | 0.068987 | 0.65758 | 0
2039-03-13 10:00 | 2039 | 3 | 0 | 0.58359 | 0
2039-03-13 11:00 | 2039 | 3 | 0 | 0.33671 | 0
2039-03-13 12:00 | 2039 | 3 | 0 | 0 | 0
2039-03-13 13:00 | 2039 | 3 | 0 | 0.23675 | 0
2039-03-13 14:00 | 2039 | 3 | 0 | 0.38217 | 0
2039-03-13 15:00 | 2039 | 3 | 0 | 0 | 0
2039-03-13 16:00 | 2039 | 3 | 0 | 0 | 0
2039-03-13 17:00 | 2039 | 3 | 0 | 0 | 0
2039-03-13 18:00 | 2039 | 3 | 0 | 0 | 0
2039-03-13 19:00 | 2039 | 3 | 0 | 0 | 0
2039-03-13 20:00 | 2039 | 3 | 0 | 0.042225 | 0
2039-03-13 21:00 | 2039 | 3 | 0 | 0 | 0
2039-03-13 22:00 | 2039 | 3 | 0 | 0 | 0
2039-03-13 23:00 | 2039 | 3 | 0 | 0 | 0
2039-03-14 | 2039 | 3 | 0 | 0 | 0
2039-03-14 01:00 | 2039 | 3 | 0 | 0 | 0
2039-03-14 02:00 | 2039 | 3 | 0 | 0 | 0
2039-03-14 03:00 | 2039 | 3 | 0 | 0 | 0
2039-03-14 04:00 | 2039 | 3 | 0 | 0 | 0
2039-03-14 05:00 | 2039 | 3 | 0 | 0 | 0
2039-03-14 06:00 | 2039 | 3 | 0 | 0 | 0
2039-03-14 07:00 | 2039 | 3 | 0 | 0.095284 | 0
2039-03-14 08:00 | 2039 | 3 | 0.070635 | 0.77925 | 0
2039-03-14 09:00 | 2039 | 3 | 0.044018 | 0.62213 | 0
2039-03-14 10:00 | 2039 | 3 | 0 | 0.40764 | 0
2039-03-14 11:00 | 2039 | 3 | 0 | 0.22278 | 0
2039-03-14 12:00 | 2039 | 3 | 0 | 0 | 0
2039-03-14 13:00 | 2039 | 3 | 0 | 0.064429 | 0
2039-03-14 14:00 | 2039 | 3 | 0 | 0.068569 | 0
2039-03-14 15:00 | 2039 | 3 | 0 | 0 | 0
2039-03-14 16:00 | 2039 | 3 | 0 | 0 | 0
2039-03-14 17:00 | 2039 | 3 | 0 | 0 | 0
2039-03-14 18:00 | 2039 | 3 | 0 | 0 | 0
2039-03-14 19:00 | 2039 | 3 | 0 | 0 | 0
2039-03-14 20:00 | 2039 | 3 | 0 | 0 | 0
2039-03-14 21:00 | 2039 | 3 | 0 | 0 | 0
2039-03-14 22:00 | 2039 | 3 | 0 | 0 | 0
2039-03-14 23:00 | 2039 | 3 | 0 | 0 | 0
2039-03-15 | 2039 | 3 | 0 | 0 | 0
2039-03-15 01:00 | 2039 | 3 | 0 | 0 | 0
2039-03-15 02:00 | 2039 | 3 | 0 | 0 | 0
2039-03-15 03:00 | 2039 | 3 | 0 | 0 | 0
2039-03-15 04:00 | 2039 | 3 | 0 | 0 | 0
2039-03-15 05:00 | 2039 | 3 | 0 | 0 | 0
2039-03-15 06:00 | 2039 | 3 | 0 | 0 | 0
2039-03-15 07:00 | 2039 | 3 | 0 | 0 | 0
2039-03-15 08:00 | 2039 | 3 | 0 | 0.49329 | 0.48202
2039-03-15 09:00 | 2039 | 3 | 0 | 0.3449 | 0.3078
2039-03-15 10:00 | 2039 | 3 | 0 | 0.092634 | 0
2039-03-15 11:00 | 2039 | 3 | 0 | 0 | 0
2039-03-15 12:00 | 2039 | 3 | 0 | 0 | 0
2039-03-15 13:00 | 2039 | 3 | 0 | 0 | 0
2039-03-15 14:00 | 2039 | 3 | 0 | 0 | 0.048325
2039-03-15 15:00 | 2039 | 3 | 0 | 0 | 0
2039-03-15 16:00 | 2039 | 3 | 0 | 0 | 0
2039-03-15 17:00 | 2039 | 3 | 0 | 0 | 0
2039-03-15 18:00 | 2039 | 3 | 0 | 0 | 0
2039-03-15 19:00 | 2039 | 3 | 0 | 0 | 0.10419
2039-03-15 20:00 | 2039 | 3 | 0 | 0 | 0.18466
2039-03-15 21:00 | 2039 | 3 | 0 | 0 | 0
2039-03-15 22:00 | 2039 | 3 | 0 | 0 | 0
2039-03-15 23:00 | 2039 | 3 | 0 | 0 | 0
2039-03-16 | 2039 | 3 | 0 | 0 | 0
2039-03-16 01:00 | 2039 | 3 | 0 | 0 | 0
2039-03-16 02:00 | 2039 | 3 | 0 | 0 | 0
2039-03-16 03:00 | 2039 | 3 | 0 | 0 | 0
2039-03-16 04:00 | 2039 | 3 | 0 | 0 | 0
2039-03-16 05:00 | 2039 | 3 | 0 | 0 | 0
2039-03-16 06:00 | 2039 | 3 | 0 | 0 | 0
2039-03-16 07:00 | 2039 | 3 | 0 | 0 | 0
2039-03-16 08:00 | 2039 | 3 | 0.24192 | 0.29064 | 0.25815
2039-03-16 09:00 | 2039 | 3 | 0.083792 | 0.051686 | 0.22379
2039-03-16 10:00 | 2039 | 3 | 0 | 0 | 0
2039-03-16 11:00 | 2039 | 3 | 0 | 0 | 0
2039-03-16 12:00 | 2039 | 3 | 0 | 0 | 0
2039-03-16 13:00 | 2039 | 3 | 0 | 0 | 0
2039-03-16 14:00 | 2039 | 3 | 0 | 0 | 0
2039-03-16 15:00 | 2039 | 3 | 0 | 0 | 0
2039-03-16 16:00 | 2039 | 3 | 0 | 0 | 0
2039-03-16 17:00 | 2039 | 3 | 0 | 0 | 0
2039-03-16 18:00 | 2039 | 3 | 0 | 0 | 0
2039-03-16 19:00 | 2039 | 3 | 0 | 0 | 0
2039-03-16 20:00 | 2039 | 3 | 0 | 0 | 0
2039-03-16 21:00 | 2039 | 3 | 0 | 0 | 0
2039-03-16 22:00 | 2039 | 3 | 0 | 0 | 0
2039-03-16 23:00 | 2039 | 3 | 0 | 0 | 0
2039-03-17 | 2039 | 3 | 0 | 0 | 0
2039-03-17 01:00 | 2039 | 3 | 0 | 0 | 0
2039-03-17 02:00 | 2039 | 3 | 0 | 0 | 0
2039-03-17 03:00 | 2039 | 3 | 0 | 0 | 0
2039-03-17 04:00 | 2039 | 3 | 0 | 0 | 0
2039-03-17 05:00 | 2039 | 3 | 0 | 0 | 0
2039-03-17 06:00 | 2039 | 3 | 0 | 0 | 0
2039-03-17 07:00 | 2039 | 3 | 0 | 0 | 0
2039-03-17 08:00 | 2039 | 3 | 0.087068 | 0.16932 | 0
2039-03-17 09:00 | 2039 | 3 | 0.03816 | 0 | 0
2039-03-17 10:00 | 2039 | 3 | 0 | 0 | 0
2039-03-17 11:00 | 2039 | 3 | 0 | 0 | 0
2039-03-17 12:00 | 2039 | 3 | 0 | 0 | 0
2039-03-17 13:00 | 2039 | 3 | 0 | 0 | 0
2039-03-17 14:00 | 2039 | 3 | 0 | 0 | 0
2039-03-17 15:00 | 2039 | 3 | 0 | 0 | 0
2039-03-17 16:00 | 2039 | 3 | 0 | 0 | 0
2039-03-17 17:00 | 2039 | 3 | 0 | 0 | 0
2039-03-17 18:00 | 2039 | 3 | 0 | 0 | 0
2039-03-17 19:00 | 2039 | 3 | 0 | 0 | 0
2039-03-17 20:00 | 2039 | 3 | 0 | 0 | 0
2039-03-17 21:00 | 2039 | 3 | 0 | 0 | 0
2039-03-17 22:00 | 2039 | 3 | 0 | 0 | 0
2039-03-17 23:00 | 2039 | 3 | 0 | 0 | 0
2039-03-18 | 2039 | 3 | 0 | 0 | 0
2039-03-18 01:00 | 2039 | 3 | 0 | 0 | 0
2039-03-18 02:00 | 2039 | 3 | 0 | 0 | 0
2039-03-18 03:00 | 2039 | 3 | 0 | 0 | 0
2039-03-18 04:00 | 2039 | 3 | 0 | 0 | 0
2039-03-18 05:00 | 2039 | 3 | 0 | 0 | 0
2039-03-18 06:00 | 2039 | 3 | 0 | 0 | 0
2039-03-18 07:00 | 2039 | 3 | 0 | 0 | 0
2039-03-18 08:00 | 2039 | 3 | 0 | 0 | 0.23273
2039-03-18 09:00 | 2039 | 3 | 0 | 0 | 0.030841
2039-03-18 10:00 | 2039 | 3 | 0 | 0 | 0
2039-03-18 11:00 | 2039 | 3 | 0 | 0 | 0
2039-03-18 12:00 | 2039 | 3 | 0 | 0 | 0
2039-03-18 13:00 | 2039 | 3 | 0 | 0 | 0
2039-03-18 14:00 | 2039 | 3 | 0 | 0 | 0
2039-03-18 15:00 | 2039 | 3 | 0 | 0 | 0
2039-03-18 16:00 | 2039 | 3 | 0 | 0 | 0
2039-03-18 17:00 | 2039 | 3 | 0 | 0 | 0
2039-03-18 18:00 | 2039 | 3 | 0 | 0 | 0
2039-03-18 19:00 | 2039 | 3 | 0 | 0 | 0
2039-03-18 20:00 | 2039 | 3 | 0 | 0 | 0
2039-03-18 21:00 | 2039 | 3 | 0 | 0 | 0
2039-03-18 22:00 | 2039 | 3 | 0 | 0 | 0
2039-03-18 23:00 | 2039 | 3 | 0 | 0 | 0
2039-03-19 | 2039 | 3 | 0 | 0 | 0
2039-03-19 01:00 | 2039 | 3 | 0 | 0 | 0
2039-03-19 02:00 | 2039 | 3 | 0 | 0 | 0
2039-03-19 03:00 | 2039 | 3 | 0 | 0 | 0
2039-03-19 04:00 | 2039 | 3 | 0 | 0 | 0
2039-03-19 05:00 | 2039 | 3 | 0 | 0 | 0
2039-03-19 06:00 | 2039 | 3 | 0 | 0 | 0
2039-03-19 07:00 | 2039 | 3 | 0 | 0 | 0
2039-03-19 08:00 | 2039 | 3 | 0 | 0 | 0
2039-03-19 09:00 | 2039 | 3 | 0 | 0 | 0
2039-03-19 10:00 | 2039 | 3 | 0 | 0 | 0
2039-03-19 11:00 | 2039 | 3 | 0 | 0 | 0
2039-03-19 12:00 | 2039 | 3 | 0 | 0 | 0
2039-03-19 13:00 | 2039 | 3 | 0 | 0 | 0
2039-03-19 14:00 | 2039 | 3 | 0 | 0 | 0
2039-03-19 15:00 | 2039 | 3 | 0 | 0 | 0
2039-03-19 16:00 | 2039 | 3 | 0 | 0 | 0
2039-03-19 17:00 | 2039 | 3 | 0 | 0 | 0
2039-03-19 18:00 | 2039 | 3 | 0 | 0 | 0
2039-03-19 19:00 | 2039 | 3 | 0 | 0 | 0
2039-03-19 20:00 | 2039 | 3 | 0 | 0 | 0
2039-03-19 21:00 | 2039 | 3 | 0 | 0 | 0
2039-03-19 22:00 | 2039 | 3 | 0 | 0 | 0
2039-03-19 23:00 | 2039 | 3 | 0 | 0 | 0
2039-03-20 | 2039 | 3 | 0 | 0 | 0
2039-03-20 01:00 | 2039 | 3 | 0 | 0 | 0
2039-03-20 02:00 | 2039 | 3 | 0 | 0 | 0
2039-03-20 03:00 | 2039 | 3 | 0 | 0 | 0
2039-03-20 04:00 | 2039 | 3 | 0 | 0 | 0
2039-03-20 05:00 | 2039 | 3 | 0 | 0 | 0
2039-03-20 06:00 | 2039 | 3 | 0 | 0 | 0
2039-03-20 07:00 | 2039 | 3 | 0 | 0 | 0
2039-03-20 08:00 | 2039 | 3 | 0 | 0 | 0
2039-03-20 09:00 | 2039 | 3 | 0 | 0 | 0
2039-03-20 10:00 | 2039 | 3 | 0 | 0 | 0
2039-03-20 11:00 | 2039 | 3 | 0 | 0 | 0
2039-03-20 12:00 | 2039 | 3 | 0 | 0 | 0
2039-03-20 13:00 | 2039 | 3 | 0 | 0 | 0
2039-03-20 14:00 | 2039 | 3 | 0 | 0 | 0
2039-03-20 15:00 | 2039 | 3 | 0 | 0 | 0
2039-03-20 16:00 | 2039 | 3 | 0 | 0 | 0
2039-03-20 17:00 | 2039 | 3 | 0 | 0 | 0
2039-03-20 18:00 | 2039 | 3 | 0 | 0 | 0
2039-03-20 19:00 | 2039 | 3 | 0 | 0 | 0
2039-03-20 20:00 | 2039 | 3 | 0 | 0 | 0
2039-03-20 21:00 | 2039 | 3 | 0 | 0 | 0
2039-03-20 22:00 | 2039 | 3 | 0 | 0 | 0
2039-03-20 23:00 | 2039 | 3 | 0 | 0 | 0
2039-03-21 | 2039 | 3 | 0 | 0 | 0
2039-03-21 01:00 | 2039 | 3 | 0 | 0 | 0
2039-03-21 02:00 | 2039 | 3 | 0 | 0 | 0
2039-03-21 03:00 | 2039 | 3 | 0 | 0 | 0
2039-03-21 04:00 | 2039 | 3 | 0 | 0 | 0
2039-03-21 05:00 | 2039 | 3 | 0 | 0 | 0
2039-03-21 06:00 | 2039 | 3 | 0 | 0 | 0
2039-03-21 07:00 | 2039 | 3 | 0 | 0 | 0
2039-03-21 08:00 | 2039 | 3 | 0 | 0 | 0.48205
2039-03-21 09:00 | 2039 | 3 | 0 | 0 | 0.39079
2039-03-21 10:00 | 2039 | 3 | 0 | 0 | 0
2039-03-21 11:00 | 2039 | 3 | 0 | 0 | 0
2039-03-21 12:00 | 2039 | 3 | 0 | 0 | 0
2039-03-21 13:00 | 2039 | 3 | 0 | 0 | 0.16407
2039-03-21 14:00 | 2039 | 3 | 0 | 0 | 0.090089
2039-03-21 15:00 | 2039 | 3 | 0 | 0 | 0
2039-03-21 16:00 | 2039 | 3 | 0 | 0 | 0
2039-03-21 17:00 | 2039 | 3 | 0 | 0 | 0
2039-03-21 18:00 | 2039 | 3 | 0 | 0 | 0
2039-03-21 19:00 | 2039 | 3 | 0 | 0 | 0
2039-03-21 20:00 | 2039 | 3 | 0 | 0 | 0
2039-03-21 21:00 | 2039 | 3 | 0 | 0 | 0
2039-03-21 22:00 | 2039 | 3 | 0 | 0 | 0
2039-03-21 23:00 | 2039 | 3 | 0 | 0 | 0
2039-03-22 | 2039 | 3 | 0 | 0 | 0
2039-03-22 01:00 | 2039 | 3 | 0 | 0 | 0
2039-03-22 02:00 | 2039 | 3 | 0 | 0 | 0
2039-03-22 03:00 | 2039 | 3 | 0 | 0 | 0
2039-03-22 04:00 | 2039 | 3 | 0 | 0 | 0
2039-03-22 05:00 | 2039 | 3 | 0 | 0 | 0
2039-03-22 06:00 | 2039 | 3 | 0 | 0 | 0
2039-03-22 07:00 | 2039 | 3 | 0 | 0 | 0
2039-03-22 08:00 | 2039 | 3 | 0 | 0 | 0.25141
2039-03-22 09:00 | 2039 | 3 | 0 | 0 | 0.1797
2039-03-22 10:00 | 2039 | 3 | 0 | 0 | 0
2039-03-22 11:00 | 2039 | 3 | 0 | 0 | 0
2039-03-22 12:00 | 2039 | 3 | 0 | 0 | 0
2039-03-22 13:00 | 2039 | 3 | 0 | 0 | 0
2039-03-22 14:00 | 2039 | 3 | 0 | 0 | 0
2039-03-22 15:00 | 2039 | 3 | 0 | 0 | 0
2039-03-22 16:00 | 2039 | 3 | 0 | 0 | 0
2039-03-22 17:00 | 2039 | 3 | 0 | 0 | 0
2039-03-22 18:00 | 2039 | 3 | 0 | 0 | 0
2039-03-22 19:00 | 2039 | 3 | 0 | 0 | 0
2039-03-22 20:00 | 2039 | 3 | 0 | 0 | 0
2039-03-22 21:00 | 2039 | 3 | 0 | 0 | 0
2039-03-22 22:00 | 2039 | 3 | 0 | 0 | 0
2039-03-22 23:00 | 2039 | 3 | 0 | 0 | 0
2039-03-23 | 2039 | 3 | 0 | 0 | 0
2039-03-23 01:00 | 2039 | 3 | 0 | 0 | 0
2039-03-23 02:00 | 2039 | 3 | 0 | 0 | 0
2039-03-23 03:00 | 2039 | 3 | 0 | 0 | 0
2039-03-23 04:00 | 2039 | 3 | 0 | 0 | 0
2039-03-23 05:00 | 2039 | 3 | 0 | 0 | 0
2039-03-23 06:00 | 2039 | 3 | 0 | 0 | 0
2039-03-23 07:00 | 2039 | 3 | 0 | 0 | 0
2039-03-23 08:00 | 2039 | 3 | 0 | 0 | 0
2039-03-23 09:00 | 2039 | 3 | 0 | 0 | 0
2039-03-23 10:00 | 2039 | 3 | 0 | 0 | 0
2039-03-23 11:00 | 2039 | 3 | 0 | 0 | 0
2039-03-23 12:00 | 2039 | 3 | 0 | 0 | 0
2039-03-23 13:00 | 2039 | 3 | 0 | 0 | 0
2039-03-23 14:00 | 2039 | 3 | 0 | 0 | 0
2039-03-23 15:00 | 2039 | 3 | 0 | 0 | 0
2039-03-23 16:00 | 2039 | 3 | 0 | 0 | 0
2039-03-23 17:00 | 2039 | 3 | 0 | 0 | 0
2039-03-23 18:00 | 2039 | 3 | 0 | 0 | 0
2039-03-23 19:00 | 2039 | 3 | 0 | 0 | 0
2039-03-23 20:00 | 2039 | 3 | 0 | 0 | 0
2039-03-23 21:00 | 2039 | 3 | 0 | 0 | 0
2039-03-23 22:00 | 2039 | 3 | 0 | 0 | 0
2039-03-23 23:00 | 2039 | 3 | 0 | 0 | 0
2039-03-24 | 2039 | 3 | 0 | 0 | 0
2039-03-24 01:00 | 2039 | 3 | 0 | 0 | 0
2039-03-24 02:00 | 2039 | 3 | 0 | 0 | 0
2039-03-24 03:00 | 2039 | 3 | 0 | 0 | 0
2039-03-24 04:00 | 2039 | 3 | 0 | 0 | 0
2039-03-24 05:00 | 2039 | 3 | 0 | 0 | 0
2039-03-24 06:00 | 2039 | 3 | 0 | 0 | 0
2039-03-24 07:00 | 2039 | 3 | 0 | 0 | 0
2039-03-24 08:00 | 2039 | 3 | 0 | 0 | 0
2039-03-24 09:00 | 2039 | 3 | 0 | 0 | 0
2039-03-24 10:00 | 2039 | 3 | 0 | 0 | 0
2039-03-24 11:00 | 2039 | 3 | 0 | 0 | 0
2039-03-24 12:00 | 2039 | 3 | 0 | 0 | 0
2039-03-24 13:00 | 2039 | 3 | 0 | 0 | 0
2039-03-24 14:00 | 2039 | 3 | 0 | 0 | 0
2039-03-24 15:00 | 2039 | 3 | 0 | 0 | 0
2039-03-24 16:00 | 2039 | 3 | 0 | 0 | 0
2039-03-24 17:00 | 2039 | 3 | 0 | 0 | 0
2039-03-24 18:00 | 2039 | 3 | 0 | 0 | 0
2039-03-24 19:00 | 2039 | 3 | 0 | 0 | 0
2039-03-24 20:00 | 2039 | 3 | 0 | 0 | 0
2039-03-24 21:00 | 2039 | 3 | 0 | 0 | 0
2039-03-24 22:00 | 2039 | 3 | 0 | 0 | 0
2039-03-24 23:00 | 2039 | 3 | 0 | 0 | 0
2039-03-25 | 2039 | 3 | 0 | 0 | 0
2039-03-25 01:00 | 2039 | 3 | 0 | 0 | 0
2039-03-25 02:00 | 2039 | 3 | 0 | 0 | 0
2039-03-25 03:00 | 2039 | 3 | 0 | 0 | 0
2039-03-25 04:00 | 2039 | 3 | 0 | 0 | 0
2039-03-25 05:00 | 2039 | 3 | 0 | 0 | 0
2039-03-25 06:00 | 2039 | 3 | 0 | 0 | 0
2039-03-25 07:00 | 2039 | 3 | 0 | 0 | 0
2039-03-25 08:00 | 2039 | 3 | 0 | 0 | 0
2039-03-25 09:00 | 2039 | 3 | 0 | 0 | 0
2039-03-25 10:00 | 2039 | 3 | 0 | 0 | 0
2039-03-25 11:00 | 2039 | 3 | 0 | 0 | 0
2039-03-25 12:00 | 2039 | 3 | 0 | 0 | 0
2039-03-25 13:00 | 2039 | 3 | 0 | 0 | 0
2039-03-25 14:00 | 2039 | 3 | 0 | 0 | 0
2039-03-25 15:00 | 2039 | 3 | 0 | 0 | 0
2039-03-25 16:00 | 2039 | 3 | 0 | 0 | 0
2039-03-25 17:00 | 2039 | 3 | 0 | 0 | 0
2039-03-25 18:00 | 2039 | 3 | 0 | 0 | 0
2039-03-25 19:00 | 2039 | 3 | 0 | 0 | 0
2039-03-25 20:00 | 2039 | 3 | 0 | 0 | 0
2039-03-25 21:00 | 2039 | 3 | 0 | 0 | 0
2039-03-25 22:00 | 2039 | 3 | 0 | 0 | 0
2039-03-25 23:00 | 2039 | 3 | 0 | 0 | 0
2039-03-26 | 2039 | 3 | 0 | 0 | 0
2039-03-26 01:00 | 2039 | 3 | 0 | 0 | 0
2039-03-26 02:00 | 2039 | 3 | 0 | 0 | 0
2039-03-26 03:00 | 2039 | 3 | 0 | 0 | 0
2039-03-26 04:00 | 2039 | 3 | 0 | 0 | 0
2039-03-26 05:00 | 2039 | 3 | 0 | 0 | 0
2039-03-26 06:00 | 2039 | 3 | 0 | 0 | 0
2039-03-26 07:00 | 2039 | 3 | 0 | 0 | 0
2039-03-26 08:00 | 2039 | 3 | 0 | 0 | 0
2039-03-26 09:00 | 2039 | 3 | 0 | 0 | 0
2039-03-26 10:00 | 2039 | 3 | 0 | 0 | 0
2039-03-26 11:00 | 2039 | 3 | 0 | 0 | 0
2039-03-26 12:00 | 2039 | 3 | 0 | 0 | 0
2039-03-26 13:00 | 2039 | 3 | 0 | 0 | 0
2039-03-26 14:00 | 2039 | 3 | 0 | 0 | 0
2039-03-26 15:00 | 2039 | 3 | 0 | 0 | 0
2039-03-26 16:00 | 2039 | 3 | 0 | 0 | 0
2039-03-26 17:00 | 2039 | 3 | 0 | 0 | 0
2039-03-26 18:00 | 2039 | 3 | 0 | 0 | 0
2039-03-26 19:00 | 2039 | 3 | 0 | 0 | 0
2039-03-26 20:00 | 2039 | 3 | 0 | 0 | 0
2039-03-26 21:00 | 2039 | 3 | 0 | 0 | 0
2039-03-26 22:00 | 2039 | 3 | 0 | 0 | 0
2039-03-26 23:00 | 2039 | 3 | 0 | 0 | 0
2039-03-27 | 2039 | 3 | 0 | 0 | 0
2039-03-27 01:00 | 2039 | 3 | 0 | 0 | 0
2039-03-27 02:00 | 2039 | 3 | 0 | 0 | 0
2039-03-27 03:00 | 2039 | 3 | 0 | 0 | 0
2039-03-27 04:00 | 2039 | 3 | 0 | 0 | 0
2039-03-27 05:00 | 2039 | 3 | 0 | 0 | 0
2039-03-27 06:00 | 2039 | 3 | 0 | 0 | 0
2039-03-27 07:00 | 2039 | 3 | 0 | 0 | 0
2039-03-27 08:00 | 2039 | 3 | 0 | 0 | 0
2039-03-27 09:00 | 2039 | 3 | 0 | 0 | 0
2039-03-27 10:00 | 2039 | 3 | 0 | 0 | 0
2039-03-27 11:00 | 2039 | 3 | 0 | 0 | 0
2039-03-27 12:00 | 2039 | 3 | 0 | 0 | 0
2039-03-27 13:00 | 2039 | 3 | 0 | 0 | 0
2039-03-27 14:00 | 2039 | 3 | 0 | 0 | 0
2039-03-27 15:00 | 2039 | 3 | 0 | 0 | 0
2039-03-27 16:00 | 2039 | 3 | 0 | 0 | 0
2039-03-27 17:00 | 2039 | 3 | 0 | 0 | 0
2039-03-27 18:00 | 2039 | 3 | 0 | 0 | 0
2039-03-27 19:00 | 2039 | 3 | 0 | 0 | 0
2039-03-27 20:00 | 2039 | 3 | 0 | 0 | 0
2039-03-27 21:00 | 2039 | 3 | 0 | 0 | 0
2039-03-27 22:00 | 2039 | 3 | 0 | 0 | 0
2039-03-27 23:00 | 2039 | 3 | 0 | 0 | 0
2039-03-28 | 2039 | 3 | 0 | 0 | 0
2039-03-28 01:00 | 2039 | 3 | 0 | 0 | 0
2039-03-28 02:00 | 2039 | 3 | 0 | 0 | 0
2039-03-28 03:00 | 2039 | 3 | 0 | 0 | 0
2039-03-28 04:00 | 2039 | 3 | 0 | 0 | 0
2039-03-28 05:00 | 2039 | 3 | 0 | 0 | 0
2039-03-28 06:00 | 2039 | 3 | 0 | 0 | 0
2039-03-28 07:00 | 2039 | 3 | 0 | 0 | 0
2039-03-28 08:00 | 2039 | 3 | 0 | 0 | 0
2039-03-28 09:00 | 2039 | 3 | 0 | 0 | 0
2039-03-28 10:00 | 2039 | 3 | 0 | 0 | 0
2039-03-28 11:00 | 2039 | 3 | 0 | 0 | 0
2039-03-28 12:00 | 2039 | 3 | 0 | 0 | 0
2039-03-28 13:00 | 2039 | 3 | 0 | 0 | 0
2039-03-28 14:00 | 2039 | 3 | 0 | 0 | 0
2039-03-28 15:00 | 2039 | 3 | 0 | 0 | 0
2039-03-28 16:00 | 2039 | 3 | 0 | 0 | 0
2039-03-28 17:00 | 2039 | 3 | 0 | 0 | 0
2039-03-28 18:00 | 2039 | 3 | 0 | 0 | 0
2039-03-28 19:00 | 2039 | 3 | 0 | 0 | 0
2039-03-28 20:00 | 2039 | 3 | 0 | 0 | 0
2039-03-28 21:00 | 2039 | 3 | 0 | 0 | 0
2039-03-28 22:00 | 2039 | 3 | 0 | 0 | 0
2039-03-28 23:00 | 2039 | 3 | 0 | 0 | 0
2039-03-29 | 2039 | 3 | 0 | 0 | 0
2039-03-29 01:00 | 2039 | 3 | 0 | 0 | 0
2039-03-29 02:00 | 2039 | 3 | 0 | 0 | 0
2039-03-29 03:00 | 2039 | 3 | 0 | 0 | 0
2039-03-29 04:00 | 2039 | 3 | 0 | 0 | 0
2039-03-29 05:00 | 2039 | 3 | 0 | 0 | 0
2039-03-29 06:00 | 2039 | 3 | 0 | 0 | 0
2039-03-29 07:00 | 2039 | 3 | 0 | 0 | 0
2039-03-29 08:00 | 2039 | 3 | 0 | 0 | 0
2039-03-29 09:00 | 2039 | 3 | 0 | 0 | 0
2039-03-29 10:00 | 2039 | 3 | 0 | 0 | 0
2039-03-29 11:00 | 2039 | 3 | 0 | 0 | 0
2039-03-29 12:00 | 2039 | 3 | 0 | 0 | 0
2039-03-29 13:00 | 2039 | 3 | 0 | 0 | 0
2039-03-29 14:00 | 2039 | 3 | 0 | 0 | 0
2039-03-29 15:00 | 2039 | 3 | 0 | 0 | 0
2039-03-29 16:00 | 2039 | 3 | 0 | 0 | 0
2039-03-29 17:00 | 2039 | 3 | 0 | 0 | 0
2039-03-29 18:00 | 2039 | 3 | 0 | 0 | 0
2039-03-29 19:00 | 2039 | 3 | 0 | 0 | 0
2039-03-29 20:00 | 2039 | 3 | 0 | 0 | 0
2039-03-29 21:00 | 2039 | 3 | 0 | 0 | 0
2039-03-29 22:00 | 2039 | 3 | 0 | 0 | 0
2039-03-29 23:00 | 2039 | 3 | 0 | 0 | 0
2039-03-30 | 2039 | 3 | 0 | 0 | 0
2039-03-30 01:00 | 2039 | 3 | 0 | 0 | 0
2039-03-30 02:00 | 2039 | 3 | 0 | 0 | 0
2039-03-30 03:00 | 2039 | 3 | 0 | 0 | 0
2039-03-30 04:00 | 2039 | 3 | 0 | 0 | 0
2039-03-30 05:00 | 2039 | 3 | 0 | 0 | 0
2039-03-30 06:00 | 2039 | 3 | 0 | 0 | 0
2039-03-30 07:00 | 2039 | 3 | 0 | 0 | 0
2039-03-30 08:00 | 2039 | 3 | 0 | 0 | 0
2039-03-30 09:00 | 2039 | 3 | 0 | 0 | 0
2039-03-30 10:00 | 2039 | 3 | 0 | 0 | 0
2039-03-30 11:00 | 2039 | 3 | 0 | 0 | 0
2039-03-30 12:00 | 2039 | 3 | 0 | 0 | 0
2039-03-30 13:00 | 2039 | 3 | 0 | 0 | 0
2039-03-30 14:00 | 2039 | 3 | 0 | 0 | 0
2039-03-30 15:00 | 2039 | 3 | 0 | 0 | 0
2039-03-30 16:00 | 2039 | 3 | 0 | 0 | 0
2039-03-30 17:00 | 2039 | 3 | 0 | 0 | 0
2039-03-30 18:00 | 2039 | 3 | 0 | 0 | 0
2039-03-30 19:00 | 2039 | 3 | 0 | 0 | 0
2039-03-30 20:00 | 2039 | 3 | 0 | 0 | 0
2039-03-30 21:00 | 2039 | 3 | 0 | 0 | 0
2039-03-30 22:00 | 2039 | 3 | 0 | 0 | 0
2039-03-30 23:00 | 2039 | 3 | 0 | 0 | 0
2039-03-31 | 2039 | 3 | 0 | 0 | 0
2039-03-31 01:00 | 2039 | 3 | 0 | 0 | 0
2039-03-31 02:00 | 2039 | 3 | 0 | 0 | 0
2039-03-31 03:00 | 2039 | 3 | 0 | 0 | 0
2039-03-31 04:00 | 2039 | 3 | 0 | 0 | 0
2039-03-31 05:00 | 2039 | 3 | 0 | 0 | 0
2039-03-31 06:00 | 2039 | 3 | 0 | 0 | 0
2039-03-31 07:00 | 2039 | 3 | 0 | 0 | 0
2039-03-31 08:00 | 2039 | 3 | 0 | 0 | 0
2039-03-31 09:00 | 2039 | 3 | 0 | 0 | 0
2039-03-31 10:00 | 2039 | 3 | 0 | 0 | 0
2039-03-31 11:00 | 2039 | 3 | 0 | 0 | 0
2039-03-31 12:00 | 2039 | 3 | 0 | 0 | 0
2039-03-31 13:00 | 2039 | 3 | 0 | 0 | 0
2039-03-31 14:00 | 2039 | 3 | 0 | 0 | 0
2039-03-31 15:00 | 2039 | 3 | 0 | 0 | 0
2039-03-31 16:00 | 2039 | 3 | 0 | 0 | 0
2039-03-31 17:00 | 2039 | 3 | 0 | 0 | 0
2039-03-31 18:00 | 2039 | 3 | 0 | 0 | 0
2039-03-31 19:00 | 2039 | 3 | 0 | 0 | 0
2039-03-31 20:00 | 2039 | 3 | 0 | 0 | 0
2039-03-31 21:00 | 2039 | 3 | 0 | 0 | 0
2039-03-31 22:00 | 2039 | 3 | 0 | 0 | 0
2039-03-31 23:00 | 2039 | 3 | 0 | 0 | 0
2039-04-01 | 2039 | 4 | 0 | 0 | 0
2039-04-01 01:00 | 2039 | 4 | 0 | 0 | 0
2039-04-01 02:00 | 2039 | 4 | 0 | 0 | 0
2039-04-01 03:00 | 2039 | 4 | 0 | 0 | 0
2039-04-01 04:00 | 2039 | 4 | 0 | 0 | 0
2039-04-01 05:00 | 2039 | 4 | 0 | 0 | 0
2039-04-01 06:00 | 2039 | 4 | 0 | 0 | 0
2039-04-01 07:00 | 2039 | 4 | 0 | 0 | 0
2039-04-01 08:00 | 2039 | 4 | 0 | 0 | 0
2039-04-01 09:00 | 2039 | 4 | 0 | 0 | 0
2039-04-01 10:00 | 2039 | 4 | 0 | 0 | 0
2039-04-01 11:00 | 2039 | 4 | 0 | 0 | 0
2039-04-01 12:00 | 2039 | 4 | 0 | 0 | 0
2039-04-01 13:00 | 2039 | 4 | 0 | 0 | 0
2039-04-01 14:00 | 2039 | 4 | 0 | 0 | 0
2039-04-01 15:00 | 2039 | 4 | 0 | 0 | 0
2039-04-01 16:00 | 2039 | 4 | 0 | 0 | 0
2039-04-01 17:00 | 2039 | 4 | 0 | 0 | 0
2039-04-01 18:00 | 2039 | 4 | 0 | 0 | 0
2039-04-01 19:00 | 2039 | 4 | 0 | 0 | 0
2039-04-01 20:00 | 2039 | 4 | 0 | 0 | 0
2039-04-01 21:00 | 2039 | 4 | 0 | 0 | 0
2039-04-01 22:00 | 2039 | 4 | 0 | 0 | 0
2039-04-01 23:00 | 2039 | 4 | 0 | 0 | 0
2039-04-02 | 2039 | 4 | 0 | 0 | 0
2039-04-02 01:00 | 2039 | 4 | 0 | 0 | 0
2039-04-02 02:00 | 2039 | 4 | 0 | 0 | 0
2039-04-02 03:00 | 2039 | 4 | 0 | 0 | 0
2039-04-02 04:00 | 2039 | 4 | 0 | 0 | 0
2039-04-02 05:00 | 2039 | 4 | 0 | 0 | 0
2039-04-02 06:00 | 2039 | 4 | 0 | 0 | 0
2039-04-02 07:00 | 2039 | 4 | 0 | 0 | 0
2039-04-02 08:00 | 2039 | 4 | 0 | 0 | 0
2039-04-02 09:00 | 2039 | 4 | 0 | 0 | 0
2039-04-02 10:00 | 2039 | 4 | 0 | 0 | 0
2039-04-02 11:00 | 2039 | 4 | 0 | 0 | 0
2039-04-02 12:00 | 2039 | 4 | 0 | 0 | 0
2039-04-02 13:00 | 2039 | 4 | 0 | 0 | 0
2039-04-02 14:00 | 2039 | 4 | 0 | 0 | 0
2039-04-02 15:00 | 2039 | 4 | 0 | 0 | 0
2039-04-02 16:00 | 2039 | 4 | 0 | 0 | 0
2039-04-02 17:00 | 2039 | 4 | 0 | 0 | 0
2039-04-02 18:00 | 2039 | 4 | 0 | 0 | 0
2039-04-02 19:00 | 2039 | 4 | 0 | 0 | 0
2039-04-02 20:00 | 2039 | 4 | 0 | 0 | 0
2039-04-02 21:00 | 2039 | 4 | 0 | 0 | 0
2039-04-02 22:00 | 2039 | 4 | 0 | 0 | 0
2039-04-02 23:00 | 2039 | 4 | 0 | 0 | 0
2039-04-03 | 2039 | 4 | 0 | 0 | 0
2039-04-03 01:00 | 2039 | 4 | 0 | 0 | 0
2039-04-03 02:00 | 2039 | 4 | 0 | 0 | 0
2039-04-03 03:00 | 2039 | 4 | 0 | 0 | 0
2039-04-03 04:00 | 2039 | 4 | 0 | 0 | 0
2039-04-03 05:00 | 2039 | 4 | 0 | 0 | 0
2039-04-03 06:00 | 2039 | 4 | 0 | 0 | 0
2039-04-03 07:00 | 2039 | 4 | 0 | 0 | 0
2039-04-03 08:00 | 2039 | 4 | 0 | 0 | 0
2039-04-03 09:00 | 2039 | 4 | 0 | 0 | 0
2039-04-03 10:00 | 2039 | 4 | 0 | 0 | 0
2039-04-03 11:00 | 2039 | 4 | 0 | 0 | 0
2039-04-03 12:00 | 2039 | 4 | 0 | 0 | 0
2039-04-03 13:00 | 2039 | 4 | 0 | 0 | 0
2039-04-03 14:00 | 2039 | 4 | 0 | 0 | 0
2039-04-03 15:00 | 2039 | 4 | 0 | 0 | 0
2039-04-03 16:00 | 2039 | 4 | 0 | 0 | 0
2039-04-03 17:00 | 2039 | 4 | 0 | 0 | 0
2039-04-03 18:00 | 2039 | 4 | 0 | 0 | 0
2039-04-03 19:00 | 2039 | 4 | 0 | 0 | 0
2039-04-03 20:00 | 2039 | 4 | 0 | 0 | 0
2039-04-03 21:00 | 2039 | 4 | 0 | 0 | 0
2039-04-03 22:00 | 2039 | 4 | 0 | 0 | 0
2039-04-03 23:00 | 2039 | 4 | 0 | 0 | 0
2039-04-04 | 2039 | 4 | 0 | 0 | 0
2039-04-04 01:00 | 2039 | 4 | 0 | 0 | 0
2039-04-04 02:00 | 2039 | 4 | 0 | 0 | 0
2039-04-04 03:00 | 2039 | 4 | 0 | 0 | 0
2039-04-04 04:00 | 2039 | 4 | 0 | 0 | 0
2039-04-04 05:00 | 2039 | 4 | 0 | 0 | 0
2039-04-04 06:00 | 2039 | 4 | 0 | 0 | 0
2039-04-04 07:00 | 2039 | 4 | 0 | 0 | 0
2039-04-04 08:00 | 2039 | 4 | 0 | 0 | 0
2039-04-04 09:00 | 2039 | 4 | 0 | 0 | 0
2039-04-04 10:00 | 2039 | 4 | 0 | 0 | 0
2039-04-04 11:00 | 2039 | 4 | 0 | 0 | 0
2039-04-04 12:00 | 2039 | 4 | 0 | 0 | 0
2039-04-04 13:00 | 2039 | 4 | 0 | 0 | 0
2039-04-04 14:00 | 2039 | 4 | 0 | 0 | 0
2039-04-04 15:00 | 2039 | 4 | 0 | 0 | 0
2039-04-04 16:00 | 2039 | 4 | 0 | 0 | 0
2039-04-04 17:00 | 2039 | 4 | 0 | 0 | 0
2039-04-04 18:00 | 2039 | 4 | 0 | 0 | 0
2039-04-04 19:00 | 2039 | 4 | 0 | 0 | 0
2039-04-04 20:00 | 2039 | 4 | 0 | 0 | 0
2039-04-04 21:00 | 2039 | 4 | 0 | 0 | 0
2039-04-04 22:00 | 2039 | 4 | 0 | 0 | 0
2039-04-04 23:00 | 2039 | 4 | 0 | 0 | 0
2039-04-05 | 2039 | 4 | 0 | 0 | 0
2039-04-05 01:00 | 2039 | 4 | 0 | 0 | 0
2039-04-05 02:00 | 2039 | 4 | 0 | 0 | 0
2039-04-05 03:00 | 2039 | 4 | 0 | 0 | 0
2039-04-05 04:00 | 2039 | 4 | 0 | 0 | 0
2039-04-05 05:00 | 2039 | 4 | 0 | 0 | 0
2039-04-05 06:00 | 2039 | 4 | 0 | 0 | 0
2039-04-05 07:00 | 2039 | 4 | 0 | 0 | 0
2039-04-05 08:00 | 2039 | 4 | 0 | 0 | 0
2039-04-05 09:00 | 2039 | 4 | 0 | 0 | 0
2039-04-05 10:00 | 2039 | 4 | 0 | 0 | 0
2039-04-05 11:00 | 2039 | 4 | 0 | 0 | 0
2039-04-05 12:00 | 2039 | 4 | 0 | 0 | 0
2039-04-05 13:00 | 2039 | 4 | 0 | 0 | 0
2039-04-05 14:00 | 2039 | 4 | 0 | 0 | 0
2039-04-05 15:00 | 2039 | 4 | 0 | 0 | 0
2039-04-05 16:00 | 2039 | 4 | 0 | 0 | 0
2039-04-05 17:00 | 2039 | 4 | 0 | 0 | 0
2039-04-05 18:00 | 2039 | 4 | 0 | 0 | 0
2039-04-05 19:00 | 2039 | 4 | 0 | 0 | 0
2039-04-05 20:00 | 2039 | 4 | 0 | 0 | 0
2039-04-05 21:00 | 2039 | 4 | 0 | 0 | 0
2039-04-05 22:00 | 2039 | 4 | 0 | 0 | 0
2039-04-05 23:00 | 2039 | 4 | 0 | 0 | 0
2039-04-06 | 2039 | 4 | 0 | 0 | 0
2039-04-06 01:00 | 2039 | 4 | 0 | 0 | 0
2039-04-06 02:00 | 2039 | 4 | 0 | 0 | 0
2039-04-06 03:00 | 2039 | 4 | 0 | 0 | 0
2039-04-06 04:00 | 2039 | 4 | 0 | 0 | 0
2039-04-06 05:00 | 2039 | 4 | 0 | 0 | 0
2039-04-06 06:00 | 2039 | 4 | 0 | 0 | 0
2039-04-06 07:00 | 2039 | 4 | 0 | 0 | 0
2039-04-06 08:00 | 2039 | 4 | 0 | 0 | 0
2039-04-06 09:00 | 2039 | 4 | 0 | 0 | 0
2039-04-06 10:00 | 2039 | 4 | 0 | 0 | 0
2039-04-06 11:00 | 2039 | 4 | 0 | 0 | 0
2039-04-06 12:00 | 2039 | 4 | 0 | 0 | 0
2039-04-06 13:00 | 2039 | 4 | 0 | 0 | 0
2039-04-06 14:00 | 2039 | 4 | 0 | 0 | 0
2039-04-06 15:00 | 2039 | 4 | 0 | 0 | 0
2039-04-06 16:00 | 2039 | 4 | 0 | 0 | 0
2039-04-06 17:00 | 2039 | 4 | 0 | 0 | 0
2039-04-06 18:00 | 2039 | 4 | 0 | 0 | 0
2039-04-06 19:00 | 2039 | 4 | 0 | 0 | 0
2039-04-06 20:00 | 2039 | 4 | 0 | 0 | 0
2039-04-06 21:00 | 2039 | 4 | 0 | 0 | 0
2039-04-06 22:00 | 2039 | 4 | 0 | 0 | 0
2039-04-06 23:00 | 2039 | 4 | 0 | 0 | 0
2039-04-07 | 2039 | 4 | 0 | 0 | 0
2039-04-07 01:00 | 2039 | 4 | 0 | 0 | 0
2039-04-07 02:00 | 2039 | 4 | 0 | 0 | 0
2039-04-07 03:00 | 2039 | 4 | 0 | 0 | 0
2039-04-07 04:00 | 2039 | 4 | 0 | 0 | 0
2039-04-07 05:00 | 2039 | 4 | 0 | 0 | 0
2039-04-07 06:00 | 2039 | 4 | 0 | 0 | 0
2039-04-07 07:00 | 2039 | 4 | 0 | 0 | 0
2039-04-07 08:00 | 2039 | 4 | 0 | 0 | 0
2039-04-07 09:00 | 2039 | 4 | 0 | 0 | 0
2039-04-07 10:00 | 2039 | 4 | 0 | 0 | 0
2039-04-07 11:00 | 2039 | 4 | 0 | 0 | 0
2039-04-07 12:00 | 2039 | 4 | 0 | 0 | 0
2039-04-07 13:00 | 2039 | 4 | 0 | 0 | 0
2039-04-07 14:00 | 2039 | 4 | 0 | 0 | 0
2039-04-07 15:00 | 2039 | 4 | 0 | 0 | 0
2039-04-07 16:00 | 2039 | 4 | 0 | 0 | 0
2039-04-07 17:00 | 2039 | 4 | 0 | 0 | 0
2039-04-07 18:00 | 2039 | 4 | 0 | 0 | 0
2039-04-07 19:00 | 2039 | 4 | 0 | 0 | 0
2039-04-07 20:00 | 2039 | 4 | 0 | 0 | 0
2039-04-07 21:00 | 2039 | 4 | 0 | 0 | 0
2039-04-07 22:00 | 2039 | 4 | 0 | 0 | 0
2039-04-07 23:00 | 2039 | 4 | 0 | 0 | 0
2039-04-08 | 2039 | 4 | 0 | 0 | 0
2039-04-08 01:00 | 2039 | 4 | 0 | 0 | 0
2039-04-08 02:00 | 2039 | 4 | 0 | 0 | 0
2039-04-08 03:00 | 2039 | 4 | 0 | 0 | 0
2039-04-08 04:00 | 2039 | 4 | 0 | 0 | 0
2039-04-08 05:00 | 2039 | 4 | 0 | 0 | 0
2039-04-08 06:00 | 2039 | 4 | 0 | 0 | 0
2039-04-08 07:00 | 2039 | 4 | 0 | 0 | 0
2039-04-08 08:00 | 2039 | 4 | 0 | 0 | 0
2039-04-08 09:00 | 2039 | 4 | 0 | 0 | 0
2039-04-08 10:00 | 2039 | 4 | 0 | 0 | 0
2039-04-08 11:00 | 2039 | 4 | 0 | 0 | 0
2039-04-08 12:00 | 2039 | 4 | 0 | 0 | 0
2039-04-08 13:00 | 2039 | 4 | 0 | 0 | 0
2039-04-08 14:00 | 2039 | 4 | 0 | 0 | 0
2039-04-08 15:00 | 2039 | 4 | 0 | 0 | 0
2039-04-08 16:00 | 2039 | 4 | 0 | 0 | 0
2039-04-08 17:00 | 2039 | 4 | 0 | 0 | 0
2039-04-08 18:00 | 2039 | 4 | 0 | 0 | 0
2039-04-08 19:00 | 2039 | 4 | 0 | 0 | 0
2039-04-08 20:00 | 2039 | 4 | 0 | 0 | 0
2039-04-08 21:00 | 2039 | 4 | 0 | 0 | 0
2039-04-08 22:00 | 2039 | 4 | 0 | 0 | 0
2039-04-08 23:00 | 2039 | 4 | 0 | 0 | 0
2039-04-09 | 2039 | 4 | 0 | 0 | 0
2039-04-09 01:00 | 2039 | 4 | 0 | 0 | 0
2039-04-09 02:00 | 2039 | 4 | 0 | 0 | 0
2039-04-09 03:00 | 2039 | 4 | 0 | 0 | 0
2039-04-09 04:00 | 2039 | 4 | 0 | 0 | 0
2039-04-09 05:00 | 2039 | 4 | 0 | 0 | 0
2039-04-09 06:00 | 2039 | 4 | 0 | 0 | 0
2039-04-09 07:00 | 2039 | 4 | 0 | 0 | 0
2039-04-09 08:00 | 2039 | 4 | 0 | 0 | 0
2039-04-09 09:00 | 2039 | 4 | 0 | 0 | 0
2039-04-09 10:00 | 2039 | 4 | 0 | 0 | 0
2039-04-09 11:00 | 2039 | 4 | 0 | 0 | 0
2039-04-09 12:00 | 2039 | 4 | 0 | 0 | 0
2039-04-09 13:00 | 2039 | 4 | 0 | 0 | 0
2039-04-09 14:00 | 2039 | 4 | 0 | 0 | 0
2039-04-09 15:00 | 2039 | 4 | 0 | 0 | 0
2039-04-09 16:00 | 2039 | 4 | 0 | 0 | 0
2039-04-09 17:00 | 2039 | 4 | 0 | 0 | 0
2039-04-09 18:00 | 2039 | 4 | 0 | 0 | 0
2039-04-09 19:00 | 2039 | 4 | 0 | 0 | 0
2039-04-09 20:00 | 2039 | 4 | 0 | 0 | 0
2039-04-09 21:00 | 2039 | 4 | 0 | 0 | 0
2039-04-09 22:00 | 2039 | 4 | 0 | 0 | 0
2039-04-09 23:00 | 2039 | 4 | 0 | 0 | 0
2039-04-10 | 2039 | 4 | 0 | 0 | 0
2039-04-10 01:00 | 2039 | 4 | 0 | 0 | 0
2039-04-10 02:00 | 2039 | 4 | 0 | 0 | 0
2039-04-10 03:00 | 2039 | 4 | 0 | 0 | 0
2039-04-10 04:00 | 2039 | 4 | 0 | 0 | 0
2039-04-10 05:00 | 2039 | 4 | 0 | 0 | 0
2039-04-10 06:00 | 2039 | 4 | 0 | 0 | 0
2039-04-10 07:00 | 2039 | 4 | 0 | 0 | 0
2039-04-10 08:00 | 2039 | 4 | 0 | 0 | 0
2039-04-10 09:00 | 2039 | 4 | 0 | 0 | 0
2039-04-10 10:00 | 2039 | 4 | 0 | 0 | 0
2039-04-10 11:00 | 2039 | 4 | 0 | 0 | 0
2039-04-10 12:00 | 2039 | 4 | 0 | 0 | 0
2039-04-10 13:00 | 2039 | 4 | 0 | 0 | 0
2039-04-10 14:00 | 2039 | 4 | 0 | 0 | 0
2039-04-10 15:00 | 2039 | 4 | 0 | 0 | 0
2039-04-10 16:00 | 2039 | 4 | 0 | 0 | 0
2039-04-10 17:00 | 2039 | 4 | 0 | 0 | 0
2039-04-10 18:00 | 2039 | 4 | 0 | 0 | 0
2039-04-10 19:00 | 2039 | 4 | 0 | 0 | 0
2039-04-10 20:00 | 2039 | 4 | 0 | 0 | 0
2039-04-10 21:00 | 2039 | 4 | 0 | 0 | 0
2039-04-10 22:00 | 2039 | 4 | 0 | 0 | 0
2039-04-10 23:00 | 2039 | 4 | 0 | 0 | 0
2039-04-11 | 2039 | 4 | 0 | 0 | 0
2039-04-11 01:00 | 2039 | 4 | 0 | 0 | 0
2039-04-11 02:00 | 2039 | 4 | 0 | 0 | 0
2039-04-11 03:00 | 2039 | 4 | 0 | 0 | 0
2039-04-11 04:00 | 2039 | 4 | 0 | 0 | 0
2039-04-11 05:00 | 2039 | 4 | 0 | 0 | 0
2039-04-11 06:00 | 2039 | 4 | 0 | 0 | 0
2039-04-11 07:00 | 2039 | 4 | 0 | 0 | 0
2039-04-11 08:00 | 2039 | 4 | 0 | 0 | 0
2039-04-11 09:00 | 2039 | 4 | 0 | 0 | 0
2039-04-11 10:00 | 2039 | 4 | 0 | 0 | 0
2039-04-11 11:00 | 2039 | 4 | 0 | 0 | 0
2039-04-11 12:00 | 2039 | 4 | 0 | 0 | 0
2039-04-11 13:00 | 2039 | 4 | 0 | 0 | 0
2039-04-11 14:00 | 2039 | 4 | 0 | 0 | 0
2039-04-11 15:00 | 2039 | 4 | 0 | 0 | 0
2039-04-11 16:00 | 2039 | 4 | 0 | 0 | 0
2039-04-11 17:00 | 2039 | 4 | 0 | 0 | 0
2039-04-11 18:00 | 2039 | 4 | 0 | 0 | 0
2039-04-11 19:00 | 2039 | 4 | 0 | 0 | 0
2039-04-11 20:00 | 2039 | 4 | 0 | 0 | 0
2039-04-11 21:00 | 2039 | 4 | 0 | 0 | 0
2039-04-11 22:00 | 2039 | 4 | 0 | 0 | 0
2039-04-11 23:00 | 2039 | 4 | 0 | 0 | 0
2039-04-12 | 2039 | 4 | 0 | 0 | 0
2039-04-12 01:00 | 2039 | 4 | 0 | 0 | 0
2039-04-12 02:00 | 2039 | 4 | 0 | 0 | 0
2039-04-12 03:00 | 2039 | 4 | 0 | 0 | 0
2039-04-12 04:00 | 2039 | 4 | 0 | 0 | 0
2039-04-12 05:00 | 2039 | 4 | 0 | 0 | 0
2039-04-12 06:00 | 2039 | 4 | 0 | 0 | 0
2039-04-12 07:00 | 2039 | 4 | 0 | 0 | 0
2039-04-12 08:00 | 2039 | 4 | 0 | 0 | 0
2039-04-12 09:00 | 2039 | 4 | 0 | 0 | 0
2039-04-12 10:00 | 2039 | 4 | 0 | 0 | 0
2039-04-12 11:00 | 2039 | 4 | 0 | 0 | 0
2039-04-12 12:00 | 2039 | 4 | 0 | 0 | 0
2039-04-12 13:00 | 2039 | 4 | 0 | 0 | 0
2039-04-12 14:00 | 2039 | 4 | 0 | 0 | 0
2039-04-12 15:00 | 2039 | 4 | 0 | 0 | 0
2039-04-12 16:00 | 2039 | 4 | 0 | 0 | 0
2039-04-12 17:00 | 2039 | 4 | 0 | 0 | 0
2039-04-12 18:00 | 2039 | 4 | 0 | 0 | 0
2039-04-12 19:00 | 2039 | 4 | 0 | 0 | 0
2039-04-12 20:00 | 2039 | 4 | 0 | 0 | 0
2039-04-12 21:00 | 2039 | 4 | 0 | 0 | 0
2039-04-12 22:00 | 2039 | 4 | 0 | 0 | 0
2039-04-12 23:00 | 2039 | 4 | 0 | 0 | 0
2039-04-13 | 2039 | 4 | 0 | 0 | 0
2039-04-13 01:00 | 2039 | 4 | 0 | 0 | 0
2039-04-13 02:00 | 2039 | 4 | 0 | 0 | 0
2039-04-13 03:00 | 2039 | 4 | 0 | 0 | 0
2039-04-13 04:00 | 2039 | 4 | 0 | 0 | 0
2039-04-13 05:00 | 2039 | 4 | 0 | 0 | 0
2039-04-13 06:00 | 2039 | 4 | 0 | 0 | 0
2039-04-13 07:00 | 2039 | 4 | 0 | 0 | 0
2039-04-13 08:00 | 2039 | 4 | 0 | 0 | 0
2039-04-13 09:00 | 2039 | 4 | 0 | 0 | 0
2039-04-13 10:00 | 2039 | 4 | 0 | 0 | 0
2039-04-13 11:00 | 2039 | 4 | 0 | 0 | 0
2039-04-13 12:00 | 2039 | 4 | 0 | 0 | 0
2039-04-13 13:00 | 2039 | 4 | 0 | 0 | 0
2039-04-13 14:00 | 2039 | 4 | 0 | 0 | 0
2039-04-13 15:00 | 2039 | 4 | 0 | 0 | 0
2039-04-13 16:00 | 2039 | 4 | 0 | 0 | 0
2039-04-13 17:00 | 2039 | 4 | 0 | 0 | 0
2039-04-13 18:00 | 2039 | 4 | 0 | 0 | 0
2039-04-13 19:00 | 2039 | 4 | 0 | 0 | 0
2039-04-13 20:00 | 2039 | 4 | 0 | 0 | 0
2039-04-13 21:00 | 2039 | 4 | 0 | 0 | 0
2039-04-13 22:00 | 2039 | 4 | 0 | 0 | 0
2039-04-13 23:00 | 2039 | 4 | 0 | 0 | 0
2039-04-14 | 2039 | 4 | 0 | 0 | 0
2039-04-14 01:00 | 2039 | 4 | 0 | 0 | 0
2039-04-14 02:00 | 2039 | 4 | 0 | 0 | 0
2039-04-14 03:00 | 2039 | 4 | 0 | 0 | 0
2039-04-14 04:00 | 2039 | 4 | 0 | 0 | 0
2039-04-14 05:00 | 2039 | 4 | 0 | 0 | 0
2039-04-14 06:00 | 2039 | 4 | 0 | 0 | 0
2039-04-14 07:00 | 2039 | 4 | 0 | 0 | 0
2039-04-14 08:00 | 2039 | 4 | 0 | 0 | 0
2039-04-14 09:00 | 2039 | 4 | 0 | 0 | 0
2039-04-14 10:00 | 2039 | 4 | 0 | 0 | 0
2039-04-14 11:00 | 2039 | 4 | 0 | 0 | 0
2039-04-14 12:00 | 2039 | 4 | 0 | 0 | 0
2039-04-14 13:00 | 2039 | 4 | 0 | 0 | 0
2039-04-14 14:00 | 2039 | 4 | 0 | 0 | 0
2039-04-14 15:00 | 2039 | 4 | 0 | 0 | 0
2039-04-14 16:00 | 2039 | 4 | 0 | 0 | 0
2039-04-14 17:00 | 2039 | 4 | 0 | 0 | 0
2039-04-14 18:00 | 2039 | 4 | 0 | 0 | 0
2039-04-14 19:00 | 2039 | 4 | 0 | 0 | 0
2039-04-14 20:00 | 2039 | 4 | 0 | 0 | 0
2039-04-14 21:00 | 2039 | 4 | 0 | 0 | 0
2039-04-14 22:00 | 2039 | 4 | 0 | 0 | 0
2039-04-14 23:00 | 2039 | 4 | 0 | 0 | 0
2039-04-15 | 2039 | 4 | 0 | 0 | 0
2039-04-15 01:00 | 2039 | 4 | 0 | 0 | 0
2039-04-15 02:00 | 2039 | 4 | 0 | 0 | 0
2039-04-15 03:00 | 2039 | 4 | 0 | 0 | 0
2039-04-15 04:00 | 2039 | 4 | 0 | 0 | 0
2039-04-15 05:00 | 2039 | 4 | 0 | 0 | 0
2039-04-15 06:00 | 2039 | 4 | 0 | 0 | 0
2039-04-15 07:00 | 2039 | 4 | 0 | 0 | 0
2039-04-15 08:00 | 2039 | 4 | 0 | 0 | 0
2039-04-15 09:00 | 2039 | 4 | 0 | 0 | 0
2039-04-15 10:00 | 2039 | 4 | 0 | 0 | 0
2039-04-15 11:00 | 2039 | 4 | 0 | 0 | 0.096866
2039-04-15 12:00 | 2039 | 4 | 0 | 0 | 0
2039-04-15 13:00 | 2039 | 4 | 0 | 0 | 0
2039-04-15 14:00 | 2039 | 4 | 0 | 0 | 0
2039-04-15 15:00 | 2039 | 4 | 0 | 0 | 0
2039-04-15 16:00 | 2039 | 4 | 0 | 0 | 0
2039-04-15 17:00 | 2039 | 4 | 0 | 0 | 0
2039-04-15 18:00 | 2039 | 4 | 0 | 0 | 0
2039-04-15 19:00 | 2039 | 4 | 0 | 0 | 0
2039-04-15 20:00 | 2039 | 4 | 0 | 0 | 0
2039-04-15 21:00 | 2039 | 4 | 0 | 0 | 0
2039-04-15 22:00 | 2039 | 4 | 0 | 0 | 0
2039-04-15 23:00 | 2039 | 4 | 0 | 0 | 0
2039-04-16 | 2039 | 4 | 0 | 0 | 0
2039-04-16 01:00 | 2039 | 4 | 0 | 0 | 0
2039-04-16 02:00 | 2039 | 4 | 0 | 0 | 0
2039-04-16 03:00 | 2039 | 4 | 0 | 0 | 0
2039-04-16 04:00 | 2039 | 4 | 0 | 0 | 0
2039-04-16 05:00 | 2039 | 4 | 0 | 0 | 0
2039-04-16 06:00 | 2039 | 4 | 0 | 0 | 0
2039-04-16 07:00 | 2039 | 4 | 0 | 0 | 0
2039-04-16 08:00 | 2039 | 4 | 0 | 0 | 0
2039-04-16 09:00 | 2039 | 4 | 0 | 0 | 0
2039-04-16 10:00 | 2039 | 4 | 0 | 0 | 0
2039-04-16 11:00 | 2039 | 4 | 0 | 0 | 0.28772
2039-04-16 12:00 | 2039 | 4 | 0 | 0 | 0
2039-04-16 13:00 | 2039 | 4 | 0 | 0 | 0
2039-04-16 14:00 | 2039 | 4 | 0 | 0 | 0
2039-04-16 15:00 | 2039 | 4 | 0 | 0 | 0
2039-04-16 16:00 | 2039 | 4 | 0 | 0 | 0
2039-04-16 17:00 | 2039 | 4 | 0 | 0 | 0
2039-04-16 18:00 | 2039 | 4 | 0 | 0 | 0
2039-04-16 19:00 | 2039 | 4 | 0 | 0 | 0
2039-04-16 20:00 | 2039 | 4 | 0 | 0 | 0
2039-04-16 21:00 | 2039 | 4 | 0 | 0 | 0
2039-04-16 22:00 | 2039 | 4 | 0 | 0 | 0
2039-04-16 23:00 | 2039 | 4 | 0 | 0 | 0
2039-04-17 | 2039 | 4 | 0 | 0 | 0
2039-04-17 01:00 | 2039 | 4 | 0 | 0 | 0
2039-04-17 02:00 | 2039 | 4 | 0 | 0 | 0
2039-04-17 03:00 | 2039 | 4 | 0 | 0 | 0
2039-04-17 04:00 | 2039 | 4 | 0 | 0 | 0
2039-04-17 05:00 | 2039 | 4 | 0 | 0 | 0
2039-04-17 06:00 | 2039 | 4 | 0 | 0 | 0
2039-04-17 07:00 | 2039 | 4 | 0 | 0 | 0
2039-04-17 08:00 | 2039 | 4 | 0 | 0 | 0
2039-04-17 09:00 | 2039 | 4 | 0 | 0 | 0
2039-04-17 10:00 | 2039 | 4 | 0 | 0 | 0
2039-04-17 11:00 | 2039 | 4 | 0 | 0 | 0
2039-04-17 12:00 | 2039 | 4 | 0 | 0 | 0
2039-04-17 13:00 | 2039 | 4 | 0 | 0 | 0
2039-04-17 14:00 | 2039 | 4 | 0 | 0 | 0
2039-04-17 15:00 | 2039 | 4 | 0 | 0 | 0
2039-04-17 16:00 | 2039 | 4 | 0 | 0 | 0
2039-04-17 17:00 | 2039 | 4 | 0 | 0 | 0
2039-04-17 18:00 | 2039 | 4 | 0 | 0 | 0
2039-04-17 19:00 | 2039 | 4 | 0 | 0 | 0
2039-04-17 20:00 | 2039 | 4 | 0 | 0 | 0
2039-04-17 21:00 | 2039 | 4 | 0 | 0 | 0
2039-04-17 22:00 | 2039 | 4 | 0 | 0 | 0
2039-04-17 23:00 | 2039 | 4 | 0 | 0 | 0
2039-04-18 | 2039 | 4 | 0 | 0 | 0
2039-04-18 01:00 | 2039 | 4 | 0 | 0 | 0
2039-04-18 02:00 | 2039 | 4 | 0 | 0 | 0
2039-04-18 03:00 | 2039 | 4 | 0 | 0 | 0
2039-04-18 04:00 | 2039 | 4 | 0 | 0 | 0
2039-04-18 05:00 | 2039 | 4 | 0 | 0 | 0
2039-04-18 06:00 | 2039 | 4 | 0 | 0 | 0
2039-04-18 07:00 | 2039 | 4 | 0 | 0 | 0
2039-04-18 08:00 | 2039 | 4 | 0 | 0 | 0
2039-04-18 09:00 | 2039 | 4 | 0 | 0 | 0
2039-04-18 10:00 | 2039 | 4 | 0 | 0 | 0
2039-04-18 11:00 | 2039 | 4 | 0 | 0 | 0
2039-04-18 12:00 | 2039 | 4 | 0 | 0 | 0
2039-04-18 13:00 | 2039 | 4 | 0 | 0 | 0
2039-04-18 14:00 | 2039 | 4 | 0 | 0 | 0
2039-04-18 15:00 | 2039 | 4 | 0 | 0 | 0
2039-04-18 16:00 | 2039 | 4 | 0 | 0 | 0
2039-04-18 17:00 | 2039 | 4 | 0 | 0 | 0
2039-04-18 18:00 | 2039 | 4 | 0 | 0 | 0
2039-04-18 19:00 | 2039 | 4 | 0 | 0 | 0
2039-04-18 20:00 | 2039 | 4 | 0 | 0 | 0
2039-04-18 21:00 | 2039 | 4 | 0 | 0 | 0
2039-04-18 22:00 | 2039 | 4 | 0 | 0 | 0
2039-04-18 23:00 | 2039 | 4 | 0 | 0 | 0
2039-04-19 | 2039 | 4 | 0 | 0 | 0
2039-04-19 01:00 | 2039 | 4 | 0 | 0 | 0
2039-04-19 02:00 | 2039 | 4 | 0 | 0 | 0
2039-04-19 03:00 | 2039 | 4 | 0 | 0 | 0
2039-04-19 04:00 | 2039 | 4 | 0 | 0 | 0
2039-04-19 05:00 | 2039 | 4 | 0 | 0 | 0
2039-04-19 06:00 | 2039 | 4 | 0 | 0 | 0
2039-04-19 07:00 | 2039 | 4 | 0 | 0 | 0
2039-04-19 08:00 | 2039 | 4 | 0 | 0 | 0
2039-04-19 09:00 | 2039 | 4 | 0 | 0 | 0
2039-04-19 10:00 | 2039 | 4 | 0 | 0 | 0
2039-04-19 11:00 | 2039 | 4 | 0 | 0 | 0
2039-04-19 12:00 | 2039 | 4 | 0 | 0 | 0
2039-04-19 13:00 | 2039 | 4 | 0 | 0 | 0
2039-04-19 14:00 | 2039 | 4 | 0 | 0 | 0
2039-04-19 15:00 | 2039 | 4 | 0 | 0 | 0
2039-04-19 16:00 | 2039 | 4 | 0 | 0 | 0
2039-04-19 17:00 | 2039 | 4 | 0 | 0 | 0
2039-04-19 18:00 | 2039 | 4 | 0 | 0 | 0
2039-04-19 19:00 | 2039 | 4 | 0 | 0 | 0
2039-04-19 20:00 | 2039 | 4 | 0 | 0 | 0
2039-04-19 21:00 | 2039 | 4 | 0 | 0 | 0
2039-04-19 22:00 | 2039 | 4 | 0 | 0 | 0
2039-04-19 23:00 | 2039 | 4 | 0 | 0 | 0
2039-04-20 | 2039 | 4 | 0 | 0 | 0
2039-04-20 01:00 | 2039 | 4 | 0 | 0 | 0
2039-04-20 02:00 | 2039 | 4 | 0 | 0 | 0
2039-04-20 03:00 | 2039 | 4 | 0 | 0 | 0
2039-04-20 04:00 | 2039 | 4 | 0 | 0 | 0
2039-04-20 05:00 | 2039 | 4 | 0 | 0 | 0
2039-04-20 06:00 | 2039 | 4 | 0 | 0 | 0
2039-04-20 07:00 | 2039 | 4 | 0 | 0 | 0
2039-04-20 08:00 | 2039 | 4 | 0 | 0 | 0
2039-04-20 09:00 | 2039 | 4 | 0 | 0 | 0
2039-04-20 10:00 | 2039 | 4 | 0 | 0 | 0
2039-04-20 11:00 | 2039 | 4 | 0 | 0 | 0
2039-04-20 12:00 | 2039 | 4 | 0 | 0 | 0
2039-04-20 13:00 | 2039 | 4 | 0 | 0 | 0
2039-04-20 14:00 | 2039 | 4 | 0 | 0 | 0
2039-04-20 15:00 | 2039 | 4 | 0 | 0 | 0
2039-04-20 16:00 | 2039 | 4 | 0 | 0 | 0
2039-04-20 17:00 | 2039 | 4 | 0 | 0 | 0
2039-04-20 18:00 | 2039 | 4 | 0 | 0 | 0
2039-04-20 19:00 | 2039 | 4 | 0 | 0 | 0
2039-04-20 20:00 | 2039 | 4 | 0 | 0 | 0
2039-04-20 21:00 | 2039 | 4 | 0 | 0 | 0
2039-04-20 22:00 | 2039 | 4 | 0 | 0 | 0
2039-04-20 23:00 | 2039 | 4 | 0 | 0 | 0
2039-04-21 | 2039 | 4 | 0 | 0 | 0
2039-04-21 01:00 | 2039 | 4 | 0 | 0 | 0
2039-04-21 02:00 | 2039 | 4 | 0 | 0 | 0
2039-04-21 03:00 | 2039 | 4 | 0 | 0 | 0
2039-04-21 04:00 | 2039 | 4 | 0 | 0 | 0
2039-04-21 05:00 | 2039 | 4 | 0 | 0 | 0
2039-04-21 06:00 | 2039 | 4 | 0 | 0 | 0
2039-04-21 07:00 | 2039 | 4 | 0 | 0 | 0
2039-04-21 08:00 | 2039 | 4 | 0 | 0 | 0
2039-04-21 09:00 | 2039 | 4 | 0 | 0 | 0
2039-04-21 10:00 | 2039 | 4 | 0 | 0 | 0
2039-04-21 11:00 | 2039 | 4 | 0 | 0 | 0
2039-04-21 12:00 | 2039 | 4 | 0 | 0 | 0
2039-04-21 13:00 | 2039 | 4 | 0 | 0 | 0
2039-04-21 14:00 | 2039 | 4 | 0 | 0 | 0
2039-04-21 15:00 | 2039 | 4 | 0 | 0 | 0
2039-04-21 16:00 | 2039 | 4 | 0 | 0 | 0
2039-04-21 17:00 | 2039 | 4 | 0 | 0 | 0
2039-04-21 18:00 | 2039 | 4 | 0 | 0 | 0
2039-04-21 19:00 | 2039 | 4 | 0 | 0 | 0
2039-04-21 20:00 | 2039 | 4 | 0 | 0 | 0
2039-04-21 21:00 | 2039 | 4 | 0 | 0 | 0
2039-04-21 22:00 | 2039 | 4 | 0 | 0 | 0
2039-04-21 23:00 | 2039 | 4 | 0 | 0 | 0
2039-04-22 | 2039 | 4 | 0 | 0 | 0
2039-04-22 01:00 | 2039 | 4 | 0 | 0 | 0
2039-04-22 02:00 | 2039 | 4 | 0 | 0 | 0
2039-04-22 03:00 | 2039 | 4 | 0 | 0 | 0
2039-04-22 04:00 | 2039 | 4 | 0 | 0 | 0
2039-04-22 05:00 | 2039 | 4 | 0 | 0 | 0
2039-04-22 06:00 | 2039 | 4 | 0 | 0 | 0
2039-04-22 07:00 | 2039 | 4 | 0 | 0 | 0
2039-04-22 08:00 | 2039 | 4 | 0 | 0 | 0
2039-04-22 09:00 | 2039 | 4 | 0 | 0 | 0
2039-04-22 10:00 | 2039 | 4 | 0 | 0 | 0
2039-04-22 11:00 | 2039 | 4 | 0 | 0 | 0.36925
2039-04-22 12:00 | 2039 | 4 | 0 | 0 | 0.14982
2039-04-22 13:00 | 2039 | 4 | 0 | 0 | 0.3352
2039-04-22 14:00 | 2039 | 4 | 0 | 0 | 0.085113
2039-04-22 15:00 | 2039 | 4 | 0 | 0 | 0
2039-04-22 16:00 | 2039 | 4 | 0 | 0 | 0
2039-04-22 17:00 | 2039 | 4 | 0 | 0 | 0
2039-04-22 18:00 | 2039 | 4 | 0 | 0 | 0
2039-04-22 19:00 | 2039 | 4 | 0 | 0 | 0
2039-04-22 20:00 | 2039 | 4 | 0 | 0 | 0
2039-04-22 21:00 | 2039 | 4 | 0 | 0 | 0
2039-04-22 22:00 | 2039 | 4 | 0 | 0 | 0
2039-04-22 23:00 | 2039 | 4 | 0 | 0 | 0
2039-04-23 | 2039 | 4 | 0 | 0 | 0
2039-04-23 01:00 | 2039 | 4 | 0 | 0 | 0
2039-04-23 02:00 | 2039 | 4 | 0 | 0 | 0
2039-04-23 03:00 | 2039 | 4 | 0 | 0 | 0
2039-04-23 04:00 | 2039 | 4 | 0 | 0 | 0
2039-04-23 05:00 | 2039 | 4 | 0 | 0 | 0
2039-04-23 06:00 | 2039 | 4 | 0 | 0 | 0
2039-04-23 07:00 | 2039 | 4 | 0 | 0 | 0
2039-04-23 08:00 | 2039 | 4 | 0 | 0 | 0.21034
2039-04-23 09:00 | 2039 | 4 | 0 | 0 | 0.071351
2039-04-23 10:00 | 2039 | 4 | 0 | 0 | 0.46522
2039-04-23 11:00 | 2039 | 4 | 0 | 0 | 0.92093
2039-04-23 12:00 | 2039 | 4 | 0 | 0 | 0.30516
2039-04-23 13:00 | 2039 | 4 | 0 | 0 | 0.35218
2039-04-23 14:00 | 2039 | 4 | 0 | 0 | 0.23896
2039-04-23 15:00 | 2039 | 4 | 0 | 0 | 0
2039-04-23 16:00 | 2039 | 4 | 0 | 0 | 0
2039-04-23 17:00 | 2039 | 4 | 0 | 0 | 0
2039-04-23 18:00 | 2039 | 4 | 0 | 0 | 0
2039-04-23 19:00 | 2039 | 4 | 0 | 0 | 0
2039-04-23 20:00 | 2039 | 4 | 0 | 0 | 0
2039-04-23 21:00 | 2039 | 4 | 0 | 0 | 0
2039-04-23 22:00 | 2039 | 4 | 0 | 0 | 0
2039-04-23 23:00 | 2039 | 4 | 0 | 0 | 0
2039-04-24 | 2039 | 4 | 0 | 0 | 0
2039-04-24 01:00 | 2039 | 4 | 0 | 0 | 0
2039-04-24 02:00 | 2039 | 4 | 0 | 0 | 0
2039-04-24 03:00 | 2039 | 4 | 0 | 0 | 0
2039-04-24 04:00 | 2039 | 4 | 0 | 0 | 0
2039-04-24 05:00 | 2039 | 4 | 0 | 0 | 0
2039-04-24 06:00 | 2039 | 4 | 0 | 0 | 0
2039-04-24 07:00 | 2039 | 4 | 0 | 0 | 0
2039-04-24 08:00 | 2039 | 4 | 0 | 0 | 0
2039-04-24 09:00 | 2039 | 4 | 0 | 0 | 0
2039-04-24 10:00 | 2039 | 4 | 0 | 0 | 0
2039-04-24 11:00 | 2039 | 4 | 0 | 0 | 0
2039-04-24 12:00 | 2039 | 4 | 0 | 0 | 0
2039-04-24 13:00 | 2039 | 4 | 0 | 0 | 0
2039-04-24 14:00 | 2039 | 4 | 0 | 0 | 0
2039-04-24 15:00 | 2039 | 4 | 0 | 0 | 0
2039-04-24 16:00 | 2039 | 4 | 0 | 0 | 0
2039-04-24 17:00 | 2039 | 4 | 0 | 0 | 0
2039-04-24 18:00 | 2039 | 4 | 0 | 0 | 0
2039-04-24 19:00 | 2039 | 4 | 0 | 0 | 0
2039-04-24 20:00 | 2039 | 4 | 0 | 0 | 0
2039-04-24 21:00 | 2039 | 4 | 0 | 0 | 0
2039-04-24 22:00 | 2039 | 4 | 0 | 0 | 0
2039-04-24 23:00 | 2039 | 4 | 0 | 0 | 0
2039-04-25 | 2039 | 4 | 0 | 0 | 0
2039-04-25 01:00 | 2039 | 4 | 0 | 0 | 0
2039-04-25 02:00 | 2039 | 4 | 0 | 0 | 0
2039-04-25 03:00 | 2039 | 4 | 0 | 0 | 0
2039-04-25 04:00 | 2039 | 4 | 0 | 0 | 0
2039-04-25 05:00 | 2039 | 4 | 0 | 0 | 0
2039-04-25 06:00 | 2039 | 4 | 0 | 0 | 0
2039-04-25 07:00 | 2039 | 4 | 0 | 0 | 0
2039-04-25 08:00 | 2039 | 4 | 0 | 0 | 0
2039-04-25 09:00 | 2039 | 4 | 0 | 0 | 0
2039-04-25 10:00 | 2039 | 4 | 0 | 0 | 0
2039-04-25 11:00 | 2039 | 4 | 0 | 0 | 0
2039-04-25 12:00 | 2039 | 4 | 0 | 0 | 0
2039-04-25 13:00 | 2039 | 4 | 0 | 0 | 0
2039-04-25 14:00 | 2039 | 4 | 0 | 0 | 0
2039-04-25 15:00 | 2039 | 4 | 0 | 0 | 0
2039-04-25 16:00 | 2039 | 4 | 0 | 0 | 0
2039-04-25 17:00 | 2039 | 4 | 0 | 0 | 0
2039-04-25 18:00 | 2039 | 4 | 0 | 0 | 0
2039-04-25 19:00 | 2039 | 4 | 0 | 0 | 0
2039-04-25 20:00 | 2039 | 4 | 0 | 0 | 0
2039-04-25 21:00 | 2039 | 4 | 0 | 0 | 0
2039-04-25 22:00 | 2039 | 4 | 0 | 0 | 0
2039-04-25 23:00 | 2039 | 4 | 0 | 0 | 0
2039-04-26 | 2039 | 4 | 0 | 0 | 0
2039-04-26 01:00 | 2039 | 4 | 0 | 0 | 0
2039-04-26 02:00 | 2039 | 4 | 0 | 0 | 0
2039-04-26 03:00 | 2039 | 4 | 0 | 0 | 0
2039-04-26 04:00 | 2039 | 4 | 0 | 0 | 0
2039-04-26 05:00 | 2039 | 4 | 0 | 0 | 0
2039-04-26 06:00 | 2039 | 4 | 0 | 0 | 0
2039-04-26 07:00 | 2039 | 4 | 0 | 0 | 0
2039-04-26 08:00 | 2039 | 4 | 0 | 0 | 0
2039-04-26 09:00 | 2039 | 4 | 0 | 0 | 0
2039-04-26 10:00 | 2039 | 4 | 0 | 0 | 0
2039-04-26 11:00 | 2039 | 4 | 0 | 0 | 0
2039-04-26 12:00 | 2039 | 4 | 0 | 0 | 0
2039-04-26 13:00 | 2039 | 4 | 0 | 0 | 0
2039-04-26 14:00 | 2039 | 4 | 0 | 0 | 0
2039-04-26 15:00 | 2039 | 4 | 0 | 0 | 0
2039-04-26 16:00 | 2039 | 4 | 0 | 0 | 0
2039-04-26 17:00 | 2039 | 4 | 0 | 0 | 0
2039-04-26 18:00 | 2039 | 4 | 0 | 0 | 0
2039-04-26 19:00 | 2039 | 4 | 0 | 0 | 0
2039-04-26 20:00 | 2039 | 4 | 0 | 0 | 0
2039-04-26 21:00 | 2039 | 4 | 0 | 0 | 0
2039-04-26 22:00 | 2039 | 4 | 0 | 0 | 0
2039-04-26 23:00 | 2039 | 4 | 0 | 0 | 0
2039-04-27 | 2039 | 4 | 0 | 0 | 0
2039-04-27 01:00 | 2039 | 4 | 0 | 0 | 0
2039-04-27 02:00 | 2039 | 4 | 0 | 0 | 0
2039-04-27 03:00 | 2039 | 4 | 0 | 0 | 0
2039-04-27 04:00 | 2039 | 4 | 0 | 0 | 0
2039-04-27 05:00 | 2039 | 4 | 0 | 0 | 0
2039-04-27 06:00 | 2039 | 4 | 0 | 0 | 0
2039-04-27 07:00 | 2039 | 4 | 0 | 0 | 0
2039-04-27 08:00 | 2039 | 4 | 0 | 0 | 0
2039-04-27 09:00 | 2039 | 4 | 0 | 0 | 0
2039-04-27 10:00 | 2039 | 4 | 0 | 0 | 0
2039-04-27 11:00 | 2039 | 4 | 0 | 0 | 0
2039-04-27 12:00 | 2039 | 4 | 0 | 0 | 0
2039-04-27 13:00 | 2039 | 4 | 0 | 0 | 0
2039-04-27 14:00 | 2039 | 4 | 0 | 0 | 0
2039-04-27 15:00 | 2039 | 4 | 0 | 0 | 0
2039-04-27 16:00 | 2039 | 4 | 0 | 0 | 0
2039-04-27 17:00 | 2039 | 4 | 0 | 0 | 0
2039-04-27 18:00 | 2039 | 4 | 0 | 0 | 0
2039-04-27 19:00 | 2039 | 4 | 0 | 0 | 0
2039-04-27 20:00 | 2039 | 4 | 0 | 0 | 0
2039-04-27 21:00 | 2039 | 4 | 0 | 0 | 0
2039-04-27 22:00 | 2039 | 4 | 0 | 0 | 0
2039-04-27 23:00 | 2039 | 4 | 0 | 0 | 0
2039-04-28 | 2039 | 4 | 0 | 0 | 0
2039-04-28 01:00 | 2039 | 4 | 0 | 0 | 0
2039-04-28 02:00 | 2039 | 4 | 0 | 0 | 0
2039-04-28 03:00 | 2039 | 4 | 0 | 0 | 0
2039-04-28 04:00 | 2039 | 4 | 0 | 0 | 0
2039-04-28 05:00 | 2039 | 4 | 0 | 0 | 0
2039-04-28 06:00 | 2039 | 4 | 0 | 0 | 0
2039-04-28 07:00 | 2039 | 4 | 0 | 0 | 0
2039-04-28 08:00 | 2039 | 4 | 0 | 0 | 0
2039-04-28 09:00 | 2039 | 4 | 0 | 0 | 0
2039-04-28 10:00 | 2039 | 4 | 0 | 0 | 0
2039-04-28 11:00 | 2039 | 4 | 0 | 0 | 0
2039-04-28 12:00 | 2039 | 4 | 0 | 0 | 0
2039-04-28 13:00 | 2039 | 4 | 0 | 0 | 0
2039-04-28 14:00 | 2039 | 4 | 0 | 0 | 0
2039-04-28 15:00 | 2039 | 4 | 0 | 0 | 0
2039-04-28 16:00 | 2039 | 4 | 0 | 0 | 0
2039-04-28 17:00 | 2039 | 4 | 0 | 0 | 0
2039-04-28 18:00 | 2039 | 4 | 0 | 0 | 0
2039-04-28 19:00 | 2039 | 4 | 0 | 0 | 0
2039-04-28 20:00 | 2039 | 4 | 0 | 0 | 0
2039-04-28 21:00 | 2039 | 4 | 0 | 0 | 0
2039-04-28 22:00 | 2039 | 4 | 0 | 0 | 0
2039-04-28 23:00 | 2039 | 4 | 0 | 0 | 0
2039-04-29 | 2039 | 4 | 0 | 0 | 0
2039-04-29 01:00 | 2039 | 4 | 0 | 0 | 0
2039-04-29 02:00 | 2039 | 4 | 0 | 0 | 0
2039-04-29 03:00 | 2039 | 4 | 0 | 0 | 0
2039-04-29 04:00 | 2039 | 4 | 0 | 0 | 0
2039-04-29 05:00 | 2039 | 4 | 0 | 0 | 0
2039-04-29 06:00 | 2039 | 4 | 0 | 0 | 0
2039-04-29 07:00 | 2039 | 4 | 0 | 0 | 0
2039-04-29 08:00 | 2039 | 4 | 0 | 0 | 0
2039-04-29 09:00 | 2039 | 4 | 0 | 0 | 0
2039-04-29 10:00 | 2039 | 4 | 0 | 0 | 0
2039-04-29 11:00 | 2039 | 4 | 0 | 0 | 0
2039-04-29 12:00 | 2039 | 4 | 0 | 0 | 0
2039-04-29 13:00 | 2039 | 4 | 0 | 0 | 0
2039-04-29 14:00 | 2039 | 4 | 0 | 0 | 0
2039-04-29 15:00 | 2039 | 4 | 0 | 0 | 0
2039-04-29 16:00 | 2039 | 4 | 0 | 0 | 0
2039-04-29 17:00 | 2039 | 4 | 0 | 0 | 0
2039-04-29 18:00 | 2039 | 4 | 0 | 0 | 0
2039-04-29 19:00 | 2039 | 4 | 0 | 0 | 0
2039-04-29 20:00 | 2039 | 4 | 0 | 0 | 0
2039-04-29 21:00 | 2039 | 4 | 0 | 0 | 0
2039-04-29 22:00 | 2039 | 4 | 0 | 0 | 0
2039-04-29 23:00 | 2039 | 4 | 0 | 0 | 0
2039-04-30 | 2039 | 4 | 0 | 0 | 0
2039-04-30 01:00 | 2039 | 4 | 0 | 0 | 0
2039-04-30 02:00 | 2039 | 4 | 0 | 0 | 0
2039-04-30 03:00 | 2039 | 4 | 0 | 0 | 0
2039-04-30 04:00 | 2039 | 4 | 0 | 0 | 0
2039-04-30 05:00 | 2039 | 4 | 0 | 0 | 0
2039-04-30 06:00 | 2039 | 4 | 0 | 0 | 0
2039-04-30 07:00 | 2039 | 4 | 0 | 0 | 0
2039-04-30 08:00 | 2039 | 4 | 0 | 0 | 0
2039-04-30 09:00 | 2039 | 4 | 0 | 0 | 0
2039-04-30 10:00 | 2039 | 4 | 0 | 0 | 0
2039-04-30 11:00 | 2039 | 4 | 0 | 0 | 0
2039-04-30 12:00 | 2039 | 4 | 0 | 0 | 0
2039-04-30 13:00 | 2039 | 4 | 0 | 0 | 0
2039-04-30 14:00 | 2039 | 4 | 0 | 0 | 0
2039-04-30 15:00 | 2039 | 4 | 0 | 0 | 0
2039-04-30 16:00 | 2039 | 4 | 0 | 0 | 0
2039-04-30 17:00 | 2039 | 4 | 0 | 0 | 0
2039-04-30 18:00 | 2039 | 4 | 0 | 0 | 0
2039-04-30 19:00 | 2039 | 4 | 0 | 0 | 0
2039-04-30 20:00 | 2039 | 4 | 0 | 0 | 0
2039-04-30 21:00 | 2039 | 4 | 0 | 0 | 0
2039-04-30 22:00 | 2039 | 4 | 0 | 0 | 0
2039-04-30 23:00 | 2039 | 4 | 0 | 0 | 0
2039-05-01 | 2039 | 5 | 0 | 0 | 0
2039-05-01 01:00 | 2039 | 5 | 0 | 0 | 0
2039-05-01 02:00 | 2039 | 5 | 0 | 0 | 0
2039-05-01 03:00 | 2039 | 5 | 0 | 0 | 0
2039-05-01 04:00 | 2039 | 5 | 0 | 0 | 0
2039-05-01 05:00 | 2039 | 5 | 0 | 0 | 0
2039-05-01 06:00 | 2039 | 5 | 0 | 0 | 0
2039-05-01 07:00 | 2039 | 5 | 0 | 0 | 0
2039-05-01 08:00 | 2039 | 5 | 0 | 0 | 0
2039-05-01 09:00 | 2039 | 5 | 0 | 0 | 0
2039-05-01 10:00 | 2039 | 5 | 0 | 0 | 0
2039-05-01 11:00 | 2039 | 5 | 0 | 0 | 0
2039-05-01 12:00 | 2039 | 5 | 0 | 0 | 0
2039-05-01 13:00 | 2039 | 5 | 0 | 0 | 0
2039-05-01 14:00 | 2039 | 5 | 0 | 0 | 0
2039-05-01 15:00 | 2039 | 5 | 0 | 0 | 0
2039-05-01 16:00 | 2039 | 5 | 0 | 0 | 0
2039-05-01 17:00 | 2039 | 5 | 0 | 0 | 0
2039-05-01 18:00 | 2039 | 5 | 0 | 0 | 0
2039-05-01 19:00 | 2039 | 5 | 0 | 0 | 0
2039-05-01 20:00 | 2039 | 5 | 0 | 0 | 0
2039-05-01 21:00 | 2039 | 5 | 0 | 0 | 0
2039-05-01 22:00 | 2039 | 5 | 0 | 0 | 0
2039-05-01 23:00 | 2039 | 5 | 0 | 0 | 0
2039-05-02 | 2039 | 5 | 0 | 0 | 0
2039-05-02 01:00 | 2039 | 5 | 0 | 0 | 0
2039-05-02 02:00 | 2039 | 5 | 0 | 0 | 0
2039-05-02 03:00 | 2039 | 5 | 0 | 0 | 0
2039-05-02 04:00 | 2039 | 5 | 0 | 0 | 0
2039-05-02 05:00 | 2039 | 5 | 0 | 0 | 0
2039-05-02 06:00 | 2039 | 5 | 0 | 0 | 0
2039-05-02 07:00 | 2039 | 5 | 0 | 0 | 0
2039-05-02 08:00 | 2039 | 5 | 0 | 0 | 0
2039-05-02 09:00 | 2039 | 5 | 0 | 0 | 0
2039-05-02 10:00 | 2039 | 5 | 0 | 0 | 0
2039-05-02 11:00 | 2039 | 5 | 0 | 0 | 0
2039-05-02 12:00 | 2039 | 5 | 0 | 0 | 0
2039-05-02 13:00 | 2039 | 5 | 0 | 0 | 0
2039-05-02 14:00 | 2039 | 5 | 0 | 0 | 0
2039-05-02 15:00 | 2039 | 5 | 0 | 0 | 0
2039-05-02 16:00 | 2039 | 5 | 0 | 0 | 0
2039-05-02 17:00 | 2039 | 5 | 0 | 0 | 0
2039-05-02 18:00 | 2039 | 5 | 0 | 0 | 0
2039-05-02 19:00 | 2039 | 5 | 0 | 0 | 0
2039-05-02 20:00 | 2039 | 5 | 0 | 0 | 0
2039-05-02 21:00 | 2039 | 5 | 0 | 0 | 0
2039-05-02 22:00 | 2039 | 5 | 0 | 0 | 0
2039-05-02 23:00 | 2039 | 5 | 0 | 0 | 0
2039-05-03 | 2039 | 5 | 0 | 0 | 0
2039-05-03 01:00 | 2039 | 5 | 0 | 0 | 0
2039-05-03 02:00 | 2039 | 5 | 0 | 0 | 0
2039-05-03 03:00 | 2039 | 5 | 0 | 0 | 0
2039-05-03 04:00 | 2039 | 5 | 0 | 0 | 0
2039-05-03 05:00 | 2039 | 5 | 0 | 0 | 0
2039-05-03 06:00 | 2039 | 5 | 0 | 0 | 0
2039-05-03 07:00 | 2039 | 5 | 0 | 0 | 0
2039-05-03 08:00 | 2039 | 5 | 0 | 0 | 0
2039-05-03 09:00 | 2039 | 5 | 0 | 0 | 0
2039-05-03 10:00 | 2039 | 5 | 0 | 0 | 0
2039-05-03 11:00 | 2039 | 5 | 0 | 0 | 0
2039-05-03 12:00 | 2039 | 5 | 0 | 0 | 0
2039-05-03 13:00 | 2039 | 5 | 0 | 0 | 0
2039-05-03 14:00 | 2039 | 5 | 0 | 0 | 0
2039-05-03 15:00 | 2039 | 5 | 0 | 0 | 0
2039-05-03 16:00 | 2039 | 5 | 0 | 0 | 0
2039-05-03 17:00 | 2039 | 5 | 0 | 0 | 0
2039-05-03 18:00 | 2039 | 5 | 0 | 0 | 0
2039-05-03 19:00 | 2039 | 5 | 0 | 0 | 0
2039-05-03 20:00 | 2039 | 5 | 0 | 0 | 0
2039-05-03 21:00 | 2039 | 5 | 0 | 0 | 0
2039-05-03 22:00 | 2039 | 5 | 0 | 0 | 0
2039-05-03 23:00 | 2039 | 5 | 0 | 0 | 0
2039-05-04 | 2039 | 5 | 0 | 0 | 0
2039-05-04 01:00 | 2039 | 5 | 0 | 0 | 0
2039-05-04 02:00 | 2039 | 5 | 0 | 0 | 0
2039-05-04 03:00 | 2039 | 5 | 0 | 0 | 0
2039-05-04 04:00 | 2039 | 5 | 0 | 0 | 0
2039-05-04 05:00 | 2039 | 5 | 0 | 0 | 0
2039-05-04 06:00 | 2039 | 5 | 0 | 0 | 0
2039-05-04 07:00 | 2039 | 5 | 0 | 0 | 0
2039-05-04 08:00 | 2039 | 5 | 0 | 0 | 0
2039-05-04 09:00 | 2039 | 5 | 0 | 0 | 0
2039-05-04 10:00 | 2039 | 5 | 0 | 0 | 0
2039-05-04 11:00 | 2039 | 5 | 0 | 0 | 0
2039-05-04 12:00 | 2039 | 5 | 0 | 0 | 0
2039-05-04 13:00 | 2039 | 5 | 0 | 0 | 0
2039-05-04 14:00 | 2039 | 5 | 0 | 0 | 0
2039-05-04 15:00 | 2039 | 5 | 0 | 0 | 0
2039-05-04 16:00 | 2039 | 5 | 0 | 0 | 0
2039-05-04 17:00 | 2039 | 5 | 0 | 0 | 0
2039-05-04 18:00 | 2039 | 5 | 0 | 0 | 0
2039-05-04 19:00 | 2039 | 5 | 0 | 0 | 0
2039-05-04 20:00 | 2039 | 5 | 0 | 0 | 0
2039-05-04 21:00 | 2039 | 5 | 0 | 0 | 0
2039-05-04 22:00 | 2039 | 5 | 0 | 0 | 0
2039-05-04 23:00 | 2039 | 5 | 0 | 0 | 0
2039-05-05 | 2039 | 5 | 0 | 0 | 0
2039-05-05 01:00 | 2039 | 5 | 0 | 0 | 0
2039-05-05 02:00 | 2039 | 5 | 0 | 0 | 0
2039-05-05 03:00 | 2039 | 5 | 0 | 0 | 0
2039-05-05 04:00 | 2039 | 5 | 0 | 0 | 0
2039-05-05 05:00 | 2039 | 5 | 0 | 0 | 0
2039-05-05 06:00 | 2039 | 5 | 0 | 0 | 0
2039-05-05 07:00 | 2039 | 5 | 0 | 0 | 0
2039-05-05 08:00 | 2039 | 5 | 0 | 0 | 0
2039-05-05 09:00 | 2039 | 5 | 0 | 0 | 0
2039-05-05 10:00 | 2039 | 5 | 0 | 0 | 0
2039-05-05 11:00 | 2039 | 5 | 0 | 0 | 0
2039-05-05 12:00 | 2039 | 5 | 0 | 0 | 0
2039-05-05 13:00 | 2039 | 5 | 0 | 0 | 0
2039-05-05 14:00 | 2039 | 5 | 0 | 0 | 0
2039-05-05 15:00 | 2039 | 5 | 0 | 0 | 0
2039-05-05 16:00 | 2039 | 5 | 0 | 0 | 0
2039-05-05 17:00 | 2039 | 5 | 0 | 0 | 0
2039-05-05 18:00 | 2039 | 5 | 0 | 0 | 0
2039-05-05 19:00 | 2039 | 5 | 0 | 0 | 0
2039-05-05 20:00 | 2039 | 5 | 0 | 0 | 0
2039-05-05 21:00 | 2039 | 5 | 0 | 0 | 0
2039-05-05 22:00 | 2039 | 5 | 0 | 0 | 0
2039-05-05 23:00 | 2039 | 5 | 0 | 0 | 0
2039-05-06 | 2039 | 5 | 0 | 0 | 0
2039-05-06 01:00 | 2039 | 5 | 0 | 0 | 0
2039-05-06 02:00 | 2039 | 5 | 0 | 0 | 0
2039-05-06 03:00 | 2039 | 5 | 0 | 0 | 0
2039-05-06 04:00 | 2039 | 5 | 0 | 0 | 0
2039-05-06 05:00 | 2039 | 5 | 0 | 0 | 0
2039-05-06 06:00 | 2039 | 5 | 0 | 0 | 0
2039-05-06 07:00 | 2039 | 5 | 0 | 0 | 0
2039-05-06 08:00 | 2039 | 5 | 0 | 0 | 0
2039-05-06 09:00 | 2039 | 5 | 0 | 0 | 0
2039-05-06 10:00 | 2039 | 5 | 0 | 0 | 0
2039-05-06 11:00 | 2039 | 5 | 0 | 0 | 0
2039-05-06 12:00 | 2039 | 5 | 0 | 0 | 0
2039-05-06 13:00 | 2039 | 5 | 0 | 0 | 0
2039-05-06 14:00 | 2039 | 5 | 0 | 0 | 0
2039-05-06 15:00 | 2039 | 5 | 0 | 0 | 0
2039-05-06 16:00 | 2039 | 5 | 0 | 0 | 0
2039-05-06 17:00 | 2039 | 5 | 0 | 0 | 0
2039-05-06 18:00 | 2039 | 5 | 0 | 0 | 0
2039-05-06 19:00 | 2039 | 5 | 0 | 0 | 0
2039-05-06 20:00 | 2039 | 5 | 0 | 0 | 0
2039-05-06 21:00 | 2039 | 5 | 0 | 0 | 0
2039-05-06 22:00 | 2039 | 5 | 0 | 0 | 0
2039-05-06 23:00 | 2039 | 5 | 0 | 0 | 0
2039-05-07 | 2039 | 5 | 0 | 0 | 0
2039-05-07 01:00 | 2039 | 5 | 0 | 0 | 0
2039-05-07 02:00 | 2039 | 5 | 0 | 0 | 0
2039-05-07 03:00 | 2039 | 5 | 0 | 0 | 0
2039-05-07 04:00 | 2039 | 5 | 0 | 0 | 0
2039-05-07 05:00 | 2039 | 5 | 0 | 0 | 0
2039-05-07 06:00 | 2039 | 5 | 0 | 0 | 0
2039-05-07 07:00 | 2039 | 5 | 0 | 0 | 0
2039-05-07 08:00 | 2039 | 5 | 0 | 0 | 0
2039-05-07 09:00 | 2039 | 5 | 0 | 0 | 0
2039-05-07 10:00 | 2039 | 5 | 0 | 0 | 0
2039-05-07 11:00 | 2039 | 5 | 0 | 0 | 0
2039-05-07 12:00 | 2039 | 5 | 0 | 0 | 0
2039-05-07 13:00 | 2039 | 5 | 0 | 0 | 0
2039-05-07 14:00 | 2039 | 5 | 0 | 0 | 0
2039-05-07 15:00 | 2039 | 5 | 0 | 0 | 0
2039-05-07 16:00 | 2039 | 5 | 0 | 0 | 0
2039-05-07 17:00 | 2039 | 5 | 0 | 0 | 0
2039-05-07 18:00 | 2039 | 5 | 0 | 0 | 0
2039-05-07 19:00 | 2039 | 5 | 0 | 0 | 0
2039-05-07 20:00 | 2039 | 5 | 0 | 0 | 0
2039-05-07 21:00 | 2039 | 5 | 0 | 0 | 0
2039-05-07 22:00 | 2039 | 5 | 0 | 0 | 0
2039-05-07 23:00 | 2039 | 5 | 0 | 0 | 0
2039-05-08 | 2039 | 5 | 0 | 0 | 0
2039-05-08 01:00 | 2039 | 5 | 0 | 0 | 0
2039-05-08 02:00 | 2039 | 5 | 0 | 0 | 0
2039-05-08 03:00 | 2039 | 5 | 0 | 0 | 0
2039-05-08 04:00 | 2039 | 5 | 0 | 0 | 0
2039-05-08 05:00 | 2039 | 5 | 0 | 0 | 0
2039-05-08 06:00 | 2039 | 5 | 0 | 0 | 0
2039-05-08 07:00 | 2039 | 5 | 0 | 0 | 0
2039-05-08 08:00 | 2039 | 5 | 0 | 0 | 0
2039-05-08 09:00 | 2039 | 5 | 0 | 0 | 0
2039-05-08 10:00 | 2039 | 5 | 0 | 0 | 0
2039-05-08 11:00 | 2039 | 5 | 0 | 0 | 0
2039-05-08 12:00 | 2039 | 5 | 0 | 0 | 0
2039-05-08 13:00 | 2039 | 5 | 0 | 0 | 0
2039-05-08 14:00 | 2039 | 5 | 0 | 0 | 0
2039-05-08 15:00 | 2039 | 5 | 0 | 0 | 0
2039-05-08 16:00 | 2039 | 5 | 0 | 0 | 0
2039-05-08 17:00 | 2039 | 5 | 0 | 0 | 0
2039-05-08 18:00 | 2039 | 5 | 0 | 0 | 0
2039-05-08 19:00 | 2039 | 5 | 0 | 0 | 0
2039-05-08 20:00 | 2039 | 5 | 0 | 0 | 0
2039-05-08 21:00 | 2039 | 5 | 0 | 0 | 0
2039-05-08 22:00 | 2039 | 5 | 0 | 0 | 0
2039-05-08 23:00 | 2039 | 5 | 0 | 0 | 0
2039-05-09 | 2039 | 5 | 0 | 0 | 0
2039-05-09 01:00 | 2039 | 5 | 0 | 0 | 0
2039-05-09 02:00 | 2039 | 5 | 0 | 0 | 0
2039-05-09 03:00 | 2039 | 5 | 0 | 0 | 0
2039-05-09 04:00 | 2039 | 5 | 0 | 0 | 0
2039-05-09 05:00 | 2039 | 5 | 0 | 0 | 0
2039-05-09 06:00 | 2039 | 5 | 0 | 0 | 0
2039-05-09 07:00 | 2039 | 5 | 0 | 0 | 0
2039-05-09 08:00 | 2039 | 5 | 0 | 0 | 0
2039-05-09 09:00 | 2039 | 5 | 0 | 0 | 0
2039-05-09 10:00 | 2039 | 5 | 0 | 0 | 0
2039-05-09 11:00 | 2039 | 5 | 0 | 0 | 0
2039-05-09 12:00 | 2039 | 5 | 0 | 0 | 0
2039-05-09 13:00 | 2039 | 5 | 0 | 0 | 0
2039-05-09 14:00 | 2039 | 5 | 0 | 0 | 0
2039-05-09 15:00 | 2039 | 5 | 0 | 0 | 0
2039-05-09 16:00 | 2039 | 5 | 0 | 0 | 0
2039-05-09 17:00 | 2039 | 5 | 0 | 0 | 0
2039-05-09 18:00 | 2039 | 5 | 0 | 0 | 0
2039-05-09 19:00 | 2039 | 5 | 0 | 0 | 0
2039-05-09 20:00 | 2039 | 5 | 0 | 0 | 0
2039-05-09 21:00 | 2039 | 5 | 0 | 0 | 0
2039-05-09 22:00 | 2039 | 5 | 0 | 0 | 0
2039-05-09 23:00 | 2039 | 5 | 0 | 0 | 0
2039-05-10 | 2039 | 5 | 0 | 0 | 0
2039-05-10 01:00 | 2039 | 5 | 0 | 0 | 0
2039-05-10 02:00 | 2039 | 5 | 0 | 0 | 0
2039-05-10 03:00 | 2039 | 5 | 0 | 0 | 0
2039-05-10 04:00 | 2039 | 5 | 0 | 0 | 0
2039-05-10 05:00 | 2039 | 5 | 0 | 0 | 0
2039-05-10 06:00 | 2039 | 5 | 0 | 0 | 0
2039-05-10 07:00 | 2039 | 5 | 0 | 0 | 0
2039-05-10 08:00 | 2039 | 5 | 0 | 0 | 0
2039-05-10 09:00 | 2039 | 5 | 0 | 0 | 0
2039-05-10 10:00 | 2039 | 5 | 0 | 0 | 0
2039-05-10 11:00 | 2039 | 5 | 0 | 0 | 0
2039-05-10 12:00 | 2039 | 5 | 0 | 0 | 0
2039-05-10 13:00 | 2039 | 5 | 0 | 0 | 0
2039-05-10 14:00 | 2039 | 5 | 0 | 0 | 0
2039-05-10 15:00 | 2039 | 5 | 0 | 0 | 0
2039-05-10 16:00 | 2039 | 5 | 0 | 0 | 0
2039-05-10 17:00 | 2039 | 5 | 0 | 0 | 0
2039-05-10 18:00 | 2039 | 5 | 0 | 0 | 0
2039-05-10 19:00 | 2039 | 5 | 0 | 0 | 0
2039-05-10 20:00 | 2039 | 5 | 0 | 0 | 0
2039-05-10 21:00 | 2039 | 5 | 0 | 0 | 0
2039-05-10 22:00 | 2039 | 5 | 0 | 0 | 0
2039-05-10 23:00 | 2039 | 5 | 0 | 0 | 0
2039-05-11 | 2039 | 5 | 0 | 0 | 0
2039-05-11 01:00 | 2039 | 5 | 0 | 0 | 0
2039-05-11 02:00 | 2039 | 5 | 0 | 0 | 0
2039-05-11 03:00 | 2039 | 5 | 0 | 0 | 0
2039-05-11 04:00 | 2039 | 5 | 0 | 0 | 0
2039-05-11 05:00 | 2039 | 5 | 0 | 0 | 0
2039-05-11 06:00 | 2039 | 5 | 0 | 0 | 0
2039-05-11 07:00 | 2039 | 5 | 0 | 0 | 0
2039-05-11 08:00 | 2039 | 5 | 0 | 0 | 0
2039-05-11 09:00 | 2039 | 5 | 0 | 0 | 0
2039-05-11 10:00 | 2039 | 5 | 0 | 0 | 0
2039-05-11 11:00 | 2039 | 5 | 0 | 0 | 0
2039-05-11 12:00 | 2039 | 5 | 0 | 0 | 0
2039-05-11 13:00 | 2039 | 5 | 0 | 0 | 0
2039-05-11 14:00 | 2039 | 5 | 0 | 0 | 0
2039-05-11 15:00 | 2039 | 5 | 0 | 0 | 0
2039-05-11 16:00 | 2039 | 5 | 0 | 0 | 0
2039-05-11 17:00 | 2039 | 5 | 0 | 0 | 0
2039-05-11 18:00 | 2039 | 5 | 0 | 0 | 0
2039-05-11 19:00 | 2039 | 5 | 0 | 0 | 0
2039-05-11 20:00 | 2039 | 5 | 0 | 0 | 0
2039-05-11 21:00 | 2039 | 5 | 0 | 0 | 0
2039-05-11 22:00 | 2039 | 5 | 0 | 0 | 0
2039-05-11 23:00 | 2039 | 5 | 0 | 0 | 0
2039-05-12 | 2039 | 5 | 0 | 0 | 0
2039-05-12 01:00 | 2039 | 5 | 0 | 0 | 0
2039-05-12 02:00 | 2039 | 5 | 0 | 0 | 0
2039-05-12 03:00 | 2039 | 5 | 0 | 0 | 0
2039-05-12 04:00 | 2039 | 5 | 0 | 0 | 0
2039-05-12 05:00 | 2039 | 5 | 0 | 0 | 0
2039-05-12 06:00 | 2039 | 5 | 0 | 0 | 0
2039-05-12 07:00 | 2039 | 5 | 0 | 0 | 0
2039-05-12 08:00 | 2039 | 5 | 0 | 0 | 0
2039-05-12 09:00 | 2039 | 5 | 0 | 0 | 0
2039-05-12 10:00 | 2039 | 5 | 0 | 0 | 0
2039-05-12 11:00 | 2039 | 5 | 0 | 0 | 0
2039-05-12 12:00 | 2039 | 5 | 0 | 0 | 0
2039-05-12 13:00 | 2039 | 5 | 0 | 0 | 0
2039-05-12 14:00 | 2039 | 5 | 0 | 0 | 0
2039-05-12 15:00 | 2039 | 5 | 0 | 0 | 0
2039-05-12 16:00 | 2039 | 5 | 0 | 0 | 0
2039-05-12 17:00 | 2039 | 5 | 0 | 0 | 0
2039-05-12 18:00 | 2039 | 5 | 0 | 0 | 0
2039-05-12 19:00 | 2039 | 5 | 0 | 0 | 0
2039-05-12 20:00 | 2039 | 5 | 0 | 0 | 0
2039-05-12 21:00 | 2039 | 5 | 0 | 0 | 0
2039-05-12 22:00 | 2039 | 5 | 0 | 0 | 0
2039-05-12 23:00 | 2039 | 5 | 0 | 0 | 0
2039-05-13 | 2039 | 5 | 0 | 0 | 0
2039-05-13 01:00 | 2039 | 5 | 0 | 0 | 0
2039-05-13 02:00 | 2039 | 5 | 0 | 0 | 0
2039-05-13 03:00 | 2039 | 5 | 0 | 0 | 0
2039-05-13 04:00 | 2039 | 5 | 0 | 0 | 0
2039-05-13 05:00 | 2039 | 5 | 0 | 0 | 0
2039-05-13 06:00 | 2039 | 5 | 0 | 0 | 0
2039-05-13 07:00 | 2039 | 5 | 0 | 0 | 0
2039-05-13 08:00 | 2039 | 5 | 0 | 0 | 0
2039-05-13 09:00 | 2039 | 5 | 0 | 0 | 0
2039-05-13 10:00 | 2039 | 5 | 0 | 0 | 0
2039-05-13 11:00 | 2039 | 5 | 0 | 0 | 0
2039-05-13 12:00 | 2039 | 5 | 0 | 0 | 0
2039-05-13 13:00 | 2039 | 5 | 0 | 0 | 0
2039-05-13 14:00 | 2039 | 5 | 0 | 0 | 0
2039-05-13 15:00 | 2039 | 5 | 0 | 0 | 0
2039-05-13 16:00 | 2039 | 5 | 0 | 0 | 0
2039-05-13 17:00 | 2039 | 5 | 0 | 0 | 0
2039-05-13 18:00 | 2039 | 5 | 0 | 0 | 0
2039-05-13 19:00 | 2039 | 5 | 0 | 0 | 0
2039-05-13 20:00 | 2039 | 5 | 0 | 0 | 0
2039-05-13 21:00 | 2039 | 5 | 0 | 0 | 0
2039-05-13 22:00 | 2039 | 5 | 0 | 0 | 0
2039-05-13 23:00 | 2039 | 5 | 0 | 0 | 0
2039-05-14 | 2039 | 5 | 0 | 0 | 0
2039-05-14 01:00 | 2039 | 5 | 0 | 0 | 0
2039-05-14 02:00 | 2039 | 5 | 0 | 0 | 0
2039-05-14 03:00 | 2039 | 5 | 0 | 0 | 0
2039-05-14 04:00 | 2039 | 5 | 0 | 0 | 0
2039-05-14 05:00 | 2039 | 5 | 0 | 0 | 0
2039-05-14 06:00 | 2039 | 5 | 0 | 0 | 0
2039-05-14 07:00 | 2039 | 5 | 0 | 0 | 0
2039-05-14 08:00 | 2039 | 5 | 0 | 0 | 0
2039-05-14 09:00 | 2039 | 5 | 0 | 0 | 0
2039-05-14 10:00 | 2039 | 5 | 0 | 0 | 0
2039-05-14 11:00 | 2039 | 5 | 0 | 0 | 0
2039-05-14 12:00 | 2039 | 5 | 0 | 0 | 0
2039-05-14 13:00 | 2039 | 5 | 0 | 0 | 0
2039-05-14 14:00 | 2039 | 5 | 0 | 0 | 0
2039-05-14 15:00 | 2039 | 5 | 0 | 0 | 0
2039-05-14 16:00 | 2039 | 5 | 0 | 0 | 0
2039-05-14 17:00 | 2039 | 5 | 0 | 0 | 0
2039-05-14 18:00 | 2039 | 5 | 0 | 0 | 0
2039-05-14 19:00 | 2039 | 5 | 0 | 0 | 0
2039-05-14 20:00 | 2039 | 5 | 0 | 0 | 0
2039-05-14 21:00 | 2039 | 5 | 0 | 0 | 0
2039-05-14 22:00 | 2039 | 5 | 0 | 0 | 0
2039-05-14 23:00 | 2039 | 5 | 0 | 0 | 0
2039-05-15 | 2039 | 5 | 0 | 0 | 0
2039-05-15 01:00 | 2039 | 5 | 0 | 0 | 0
2039-05-15 02:00 | 2039 | 5 | 0 | 0 | 0
2039-05-15 03:00 | 2039 | 5 | 0 | 0 | 0
2039-05-15 04:00 | 2039 | 5 | 0 | 0 | 0
2039-05-15 05:00 | 2039 | 5 | 0 | 0 | 0
2039-05-15 06:00 | 2039 | 5 | 0 | 0 | 0
2039-05-15 07:00 | 2039 | 5 | 0 | 0 | 0
2039-05-15 08:00 | 2039 | 5 | 0 | 0 | 0
2039-05-15 09:00 | 2039 | 5 | 0 | 0 | 0
2039-05-15 10:00 | 2039 | 5 | 0 | 0 | 0
2039-05-15 11:00 | 2039 | 5 | 0 | 0 | 0
2039-05-15 12:00 | 2039 | 5 | 0 | 0 | 0
2039-05-15 13:00 | 2039 | 5 | 0 | 0 | 0
2039-05-15 14:00 | 2039 | 5 | 0 | 0 | 0
2039-05-15 15:00 | 2039 | 5 | 0 | 0 | 0
2039-05-15 16:00 | 2039 | 5 | 0 | 0 | 0
2039-05-15 17:00 | 2039 | 5 | 0 | 0 | 0
2039-05-15 18:00 | 2039 | 5 | 0 | 0 | 0
2039-05-15 19:00 | 2039 | 5 | 0 | 0 | 0
2039-05-15 20:00 | 2039 | 5 | 0 | 0 | 0
2039-05-15 21:00 | 2039 | 5 | 0 | 0 | 0
2039-05-15 22:00 | 2039 | 5 | 0 | 0 | 0
2039-05-15 23:00 | 2039 | 5 | 0 | 0 | 0
2039-05-16 | 2039 | 5 | 0 | 0 | 0
2039-05-16 01:00 | 2039 | 5 | 0 | 0 | 0
2039-05-16 02:00 | 2039 | 5 | 0 | 0 | 0
2039-05-16 03:00 | 2039 | 5 | 0 | 0 | 0
2039-05-16 04:00 | 2039 | 5 | 0 | 0 | 0
2039-05-16 05:00 | 2039 | 5 | 0 | 0 | 0
2039-05-16 06:00 | 2039 | 5 | 0 | 0 | 0
2039-05-16 07:00 | 2039 | 5 | 0 | 0 | 0
2039-05-16 08:00 | 2039 | 5 | 0 | 0 | 0
2039-05-16 09:00 | 2039 | 5 | 0 | 0 | 0
2039-05-16 10:00 | 2039 | 5 | 0 | 0 | 0
2039-05-16 11:00 | 2039 | 5 | 0 | 0 | 0
2039-05-16 12:00 | 2039 | 5 | 0 | 0 | 0
2039-05-16 13:00 | 2039 | 5 | 0 | 0 | 0
2039-05-16 14:00 | 2039 | 5 | 0 | 0 | 0
2039-05-16 15:00 | 2039 | 5 | 0 | 0 | 0
2039-05-16 16:00 | 2039 | 5 | 0 | 0 | 0
2039-05-16 17:00 | 2039 | 5 | 0 | 0 | 0
2039-05-16 18:00 | 2039 | 5 | 0 | 0 | 0
2039-05-16 19:00 | 2039 | 5 | 0 | 0 | 0
2039-05-16 20:00 | 2039 | 5 | 0 | 0 | 0
2039-05-16 21:00 | 2039 | 5 | 0 | 0 | 0
2039-05-16 22:00 | 2039 | 5 | 0 | 0 | 0
2039-05-16 23:00 | 2039 | 5 | 0 | 0 | 0
2039-05-17 | 2039 | 5 | 0 | 0 | 0
2039-05-17 01:00 | 2039 | 5 | 0 | 0 | 0
2039-05-17 02:00 | 2039 | 5 | 0 | 0 | 0
2039-05-17 03:00 | 2039 | 5 | 0 | 0 | 0
2039-05-17 04:00 | 2039 | 5 | 0 | 0 | 0
2039-05-17 05:00 | 2039 | 5 | 0 | 0 | 0
2039-05-17 06:00 | 2039 | 5 | 0 | 0 | 0
2039-05-17 07:00 | 2039 | 5 | 0 | 0 | 0
2039-05-17 08:00 | 2039 | 5 | 0 | 0 | 0
2039-05-17 09:00 | 2039 | 5 | 0 | 0 | 0
2039-05-17 10:00 | 2039 | 5 | 0 | 0 | 0
2039-05-17 11:00 | 2039 | 5 | 0 | 0 | 0
2039-05-17 12:00 | 2039 | 5 | 0 | 0 | 0
2039-05-17 13:00 | 2039 | 5 | 0 | 0 | 0
2039-05-17 14:00 | 2039 | 5 | 0 | 0 | 0
2039-05-17 15:00 | 2039 | 5 | 0 | 0 | 0
2039-05-17 16:00 | 2039 | 5 | 0 | 0 | 0
2039-05-17 17:00 | 2039 | 5 | 0 | 0 | 0
2039-05-17 18:00 | 2039 | 5 | 0 | 0 | 0
2039-05-17 19:00 | 2039 | 5 | 0 | 0 | 0
2039-05-17 20:00 | 2039 | 5 | 0 | 0 | 0
2039-05-17 21:00 | 2039 | 5 | 0 | 0 | 0
2039-05-17 22:00 | 2039 | 5 | 0 | 0 | 0
2039-05-17 23:00 | 2039 | 5 | 0 | 0 | 0
2039-05-18 | 2039 | 5 | 0 | 0 | 0
2039-05-18 01:00 | 2039 | 5 | 0 | 0 | 0
2039-05-18 02:00 | 2039 | 5 | 0 | 0 | 0
2039-05-18 03:00 | 2039 | 5 | 0 | 0 | 0
2039-05-18 04:00 | 2039 | 5 | 0 | 0 | 0
2039-05-18 05:00 | 2039 | 5 | 0 | 0 | 0
2039-05-18 06:00 | 2039 | 5 | 0 | 0 | 0
2039-05-18 07:00 | 2039 | 5 | 0 | 0 | 0
2039-05-18 08:00 | 2039 | 5 | 0 | 0 | 0
2039-05-18 09:00 | 2039 | 5 | 0 | 0 | 0
2039-05-18 10:00 | 2039 | 5 | 0 | 0 | 0
2039-05-18 11:00 | 2039 | 5 | 0 | 0 | 0
2039-05-18 12:00 | 2039 | 5 | 0 | 0 | 0
2039-05-18 13:00 | 2039 | 5 | 0 | 0 | 0
2039-05-18 14:00 | 2039 | 5 | 0 | 0 | 0
2039-05-18 15:00 | 2039 | 5 | 0 | 0 | 0
2039-05-18 16:00 | 2039 | 5 | 0 | 0 | 0
2039-05-18 17:00 | 2039 | 5 | 0 | 0 | 0
2039-05-18 18:00 | 2039 | 5 | 0 | 0 | 0
2039-05-18 19:00 | 2039 | 5 | 0 | 0 | 0
2039-05-18 20:00 | 2039 | 5 | 0 | 0 | 0
2039-05-18 21:00 | 2039 | 5 | 0 | 0 | 0
2039-05-18 22:00 | 2039 | 5 | 0 | 0 | 0
2039-05-18 23:00 | 2039 | 5 | 0 | 0 | 0
2039-05-19 | 2039 | 5 | 0 | 0 | 0
2039-05-19 01:00 | 2039 | 5 | 0 | 0 | 0
2039-05-19 02:00 | 2039 | 5 | 0 | 0 | 0
2039-05-19 03:00 | 2039 | 5 | 0 | 0 | 0
2039-05-19 04:00 | 2039 | 5 | 0 | 0 | 0
2039-05-19 05:00 | 2039 | 5 | 0 | 0 | 0
2039-05-19 06:00 | 2039 | 5 | 0 | 0 | 0
2039-05-19 07:00 | 2039 | 5 | 0 | 0 | 0
2039-05-19 08:00 | 2039 | 5 | 0 | 0 | 0
2039-05-19 09:00 | 2039 | 5 | 0 | 0 | 0
2039-05-19 10:00 | 2039 | 5 | 0 | 0 | 0
2039-05-19 11:00 | 2039 | 5 | 0 | 0 | 0
2039-05-19 12:00 | 2039 | 5 | 0 | 0 | 0
2039-05-19 13:00 | 2039 | 5 | 0 | 0 | 0
2039-05-19 14:00 | 2039 | 5 | 0 | 0 | 0
2039-05-19 15:00 | 2039 | 5 | 0 | 0 | 0
2039-05-19 16:00 | 2039 | 5 | 0 | 0 | 0
2039-05-19 17:00 | 2039 | 5 | 0 | 0 | 0
2039-05-19 18:00 | 2039 | 5 | 0 | 0 | 0
2039-05-19 19:00 | 2039 | 5 | 0 | 0 | 0
2039-05-19 20:00 | 2039 | 5 | 0 | 0 | 0
2039-05-19 21:00 | 2039 | 5 | 0 | 0 | 0
2039-05-19 22:00 | 2039 | 5 | 0 | 0 | 0
2039-05-19 23:00 | 2039 | 5 | 0 | 0 | 0
2039-05-20 | 2039 | 5 | 0 | 0 | 0
2039-05-20 01:00 | 2039 | 5 | 0 | 0 | 0
2039-05-20 02:00 | 2039 | 5 | 0 | 0 | 0
2039-05-20 03:00 | 2039 | 5 | 0 | 0 | 0
2039-05-20 04:00 | 2039 | 5 | 0 | 0 | 0
2039-05-20 05:00 | 2039 | 5 | 0 | 0 | 0
2039-05-20 06:00 | 2039 | 5 | 0 | 0 | 0
2039-05-20 07:00 | 2039 | 5 | 0 | 0 | 0
2039-05-20 08:00 | 2039 | 5 | 0 | 0 | 0
2039-05-20 09:00 | 2039 | 5 | 0 | 0 | 0
2039-05-20 10:00 | 2039 | 5 | 0 | 0 | 0
2039-05-20 11:00 | 2039 | 5 | 0 | 0 | 0
2039-05-20 12:00 | 2039 | 5 | 0 | 0 | 0
2039-05-20 13:00 | 2039 | 5 | 0 | 0 | 0
2039-05-20 14:00 | 2039 | 5 | 0 | 0 | 0
2039-05-20 15:00 | 2039 | 5 | 0 | 0 | 0
2039-05-20 16:00 | 2039 | 5 | 0 | 0 | 0
2039-05-20 17:00 | 2039 | 5 | 0 | 0 | 0
2039-05-20 18:00 | 2039 | 5 | 0 | 0 | 0
2039-05-20 19:00 | 2039 | 5 | 0 | 0 | 0
2039-05-20 20:00 | 2039 | 5 | 0 | 0 | 0
2039-05-20 21:00 | 2039 | 5 | 0 | 0 | 0
2039-05-20 22:00 | 2039 | 5 | 0 | 0 | 0
2039-05-20 23:00 | 2039 | 5 | 0 | 0 | 0
2039-05-21 | 2039 | 5 | 0 | 0 | 0
2039-05-21 01:00 | 2039 | 5 | 0 | 0 | 0
2039-05-21 02:00 | 2039 | 5 | 0 | 0 | 0
2039-05-21 03:00 | 2039 | 5 | 0 | 0 | 0
2039-05-21 04:00 | 2039 | 5 | 0 | 0 | 0
2039-05-21 05:00 | 2039 | 5 | 0 | 0 | 0
2039-05-21 06:00 | 2039 | 5 | 0 | 0 | 0
2039-05-21 07:00 | 2039 | 5 | 0 | 0 | 0
2039-05-21 08:00 | 2039 | 5 | 0 | 0 | 0
2039-05-21 09:00 | 2039 | 5 | 0 | 0 | 0
2039-05-21 10:00 | 2039 | 5 | 0 | 0 | 0
2039-05-21 11:00 | 2039 | 5 | 0 | 0 | 0
2039-05-21 12:00 | 2039 | 5 | 0 | 0 | 0
2039-05-21 13:00 | 2039 | 5 | 0 | 0 | 0
2039-05-21 14:00 | 2039 | 5 | 0 | 0 | 0
2039-05-21 15:00 | 2039 | 5 | 0 | 0 | 0
2039-05-21 16:00 | 2039 | 5 | 0 | 0 | 0
2039-05-21 17:00 | 2039 | 5 | 0 | 0 | 0
2039-05-21 18:00 | 2039 | 5 | 0 | 0 | 0
2039-05-21 19:00 | 2039 | 5 | 0 | 0 | 0
2039-05-21 20:00 | 2039 | 5 | 0 | 0 | 0
2039-05-21 21:00 | 2039 | 5 | 0 | 0 | 0
2039-05-21 22:00 | 2039 | 5 | 0 | 0 | 0
2039-05-21 23:00 | 2039 | 5 | 0 | 0 | 0
2039-05-22 | 2039 | 5 | 0 | 0 | 0
2039-05-22 01:00 | 2039 | 5 | 0 | 0 | 0
2039-05-22 02:00 | 2039 | 5 | 0 | 0 | 0
2039-05-22 03:00 | 2039 | 5 | 0 | 0 | 0
2039-05-22 04:00 | 2039 | 5 | 0 | 0 | 0
2039-05-22 05:00 | 2039 | 5 | 0 | 0 | 0
2039-05-22 06:00 | 2039 | 5 | 0 | 0 | 0
2039-05-22 07:00 | 2039 | 5 | 0 | 0 | 0
2039-05-22 08:00 | 2039 | 5 | 0 | 0 | 0
2039-05-22 09:00 | 2039 | 5 | 0 | 0 | 0
2039-05-22 10:00 | 2039 | 5 | 0 | 0 | 0
2039-05-22 11:00 | 2039 | 5 | 0 | 0 | 0
2039-05-22 12:00 | 2039 | 5 | 0 | 0 | 0
2039-05-22 13:00 | 2039 | 5 | 0 | 0 | 0
2039-05-22 14:00 | 2039 | 5 | 0 | 0 | 0
2039-05-22 15:00 | 2039 | 5 | 0 | 0 | 0
2039-05-22 16:00 | 2039 | 5 | 0 | 0 | 0
2039-05-22 17:00 | 2039 | 5 | 0 | 0 | 0
2039-05-22 18:00 | 2039 | 5 | 0 | 0 | 0
2039-05-22 19:00 | 2039 | 5 | 0 | 0 | 0
2039-05-22 20:00 | 2039 | 5 | 0 | 0 | 0
2039-05-22 21:00 | 2039 | 5 | 0 | 0 | 0
2039-05-22 22:00 | 2039 | 5 | 0 | 0 | 0
2039-05-22 23:00 | 2039 | 5 | 0 | 0 | 0
2039-05-23 | 2039 | 5 | 0 | 0 | 0
2039-05-23 01:00 | 2039 | 5 | 0 | 0 | 0
2039-05-23 02:00 | 2039 | 5 | 0 | 0 | 0
2039-05-23 03:00 | 2039 | 5 | 0 | 0 | 0
2039-05-23 04:00 | 2039 | 5 | 0 | 0 | 0
2039-05-23 05:00 | 2039 | 5 | 0 | 0 | 0
2039-05-23 06:00 | 2039 | 5 | 0 | 0 | 0
2039-05-23 07:00 | 2039 | 5 | 0 | 0 | 0
2039-05-23 08:00 | 2039 | 5 | 0 | 0 | 0
2039-05-23 09:00 | 2039 | 5 | 0 | 0 | 0
2039-05-23 10:00 | 2039 | 5 | 0 | 0 | 0
2039-05-23 11:00 | 2039 | 5 | 0 | 0 | 0
2039-05-23 12:00 | 2039 | 5 | 0 | 0 | 0
2039-05-23 13:00 | 2039 | 5 | 0 | 0 | 0
2039-05-23 14:00 | 2039 | 5 | 0 | 0 | 0
2039-05-23 15:00 | 2039 | 5 | 0 | 0 | 0
2039-05-23 16:00 | 2039 | 5 | 0 | 0 | 0
2039-05-23 17:00 | 2039 | 5 | 0 | 0 | 0
2039-05-23 18:00 | 2039 | 5 | 0 | 0 | 0
2039-05-23 19:00 | 2039 | 5 | 0 | 0 | 0
2039-05-23 20:00 | 2039 | 5 | 0 | 0 | 0
2039-05-23 21:00 | 2039 | 5 | 0 | 0 | 0
2039-05-23 22:00 | 2039 | 5 | 0 | 0 | 0
2039-05-23 23:00 | 2039 | 5 | 0 | 0 | 0
2039-05-24 | 2039 | 5 | 0 | 0 | 0
2039-05-24 01:00 | 2039 | 5 | 0 | 0 | 0
2039-05-24 02:00 | 2039 | 5 | 0 | 0 | 0
2039-05-24 03:00 | 2039 | 5 | 0 | 0 | 0
2039-05-24 04:00 | 2039 | 5 | 0 | 0 | 0
2039-05-24 05:00 | 2039 | 5 | 0 | 0 | 0
2039-05-24 06:00 | 2039 | 5 | 0 | 0 | 0
2039-05-24 07:00 | 2039 | 5 | 0 | 0 | 0
2039-05-24 08:00 | 2039 | 5 | 0 | 0 | 0
2039-05-24 09:00 | 2039 | 5 | 0 | 0 | 0
2039-05-24 10:00 | 2039 | 5 | 0 | 0 | 0
2039-05-24 11:00 | 2039 | 5 | 0 | 0 | 0
2039-05-24 12:00 | 2039 | 5 | 0 | 0 | 0
2039-05-24 13:00 | 2039 | 5 | 0 | 0 | 0
2039-05-24 14:00 | 2039 | 5 | 0 | 0 | 0
2039-05-24 15:00 | 2039 | 5 | 0 | 0 | 0
2039-05-24 16:00 | 2039 | 5 | 0 | 0 | 0
2039-05-24 17:00 | 2039 | 5 | 0 | 0 | 0
2039-05-24 18:00 | 2039 | 5 | 0 | 0 | 0
2039-05-24 19:00 | 2039 | 5 | 0 | 0 | 0
2039-05-24 20:00 | 2039 | 5 | 0 | 0 | 0
2039-05-24 21:00 | 2039 | 5 | 0 | 0 | 0
2039-05-24 22:00 | 2039 | 5 | 0 | 0 | 0
2039-05-24 23:00 | 2039 | 5 | 0 | 0 | 0
2039-05-25 | 2039 | 5 | 0 | 0 | 0
2039-05-25 01:00 | 2039 | 5 | 0 | 0 | 0
2039-05-25 02:00 | 2039 | 5 | 0 | 0 | 0
2039-05-25 03:00 | 2039 | 5 | 0 | 0 | 0
2039-05-25 04:00 | 2039 | 5 | 0 | 0 | 0
2039-05-25 05:00 | 2039 | 5 | 0 | 0 | 0
2039-05-25 06:00 | 2039 | 5 | 0 | 0 | 0
2039-05-25 07:00 | 2039 | 5 | 0 | 0 | 0
2039-05-25 08:00 | 2039 | 5 | 0 | 0 | 0
2039-05-25 09:00 | 2039 | 5 | 0 | 0 | 0
2039-05-25 10:00 | 2039 | 5 | 0 | 0 | 0
2039-05-25 11:00 | 2039 | 5 | 0 | 0 | 0
2039-05-25 12:00 | 2039 | 5 | 0 | 0 | 0
2039-05-25 13:00 | 2039 | 5 | 0 | 0 | 0
2039-05-25 14:00 | 2039 | 5 | 0 | 0 | 0
2039-05-25 15:00 | 2039 | 5 | 0 | 0 | 0
2039-05-25 16:00 | 2039 | 5 | 0 | 0 | 0
2039-05-25 17:00 | 2039 | 5 | 0 | 0 | 0
2039-05-25 18:00 | 2039 | 5 | 0 | 0 | 0
2039-05-25 19:00 | 2039 | 5 | 0 | 0 | 0
2039-05-25 20:00 | 2039 | 5 | 0 | 0 | 0
2039-05-25 21:00 | 2039 | 5 | 0 | 0 | 0
2039-05-25 22:00 | 2039 | 5 | 0 | 0 | 0
2039-05-25 23:00 | 2039 | 5 | 0 | 0 | 0
2039-05-26 | 2039 | 5 | 0 | 0 | 0
2039-05-26 01:00 | 2039 | 5 | 0 | 0 | 0
2039-05-26 02:00 | 2039 | 5 | 0 | 0 | 0
2039-05-26 03:00 | 2039 | 5 | 0 | 0 | 0
2039-05-26 04:00 | 2039 | 5 | 0 | 0 | 0
2039-05-26 05:00 | 2039 | 5 | 0 | 0 | 0
2039-05-26 06:00 | 2039 | 5 | 0 | 0 | 0
2039-05-26 07:00 | 2039 | 5 | 0 | 0 | 0
2039-05-26 08:00 | 2039 | 5 | 0 | 0 | 0
2039-05-26 09:00 | 2039 | 5 | 0 | 0 | 0
2039-05-26 10:00 | 2039 | 5 | 0 | 0 | 0
2039-05-26 11:00 | 2039 | 5 | 0 | 0 | 0
2039-05-26 12:00 | 2039 | 5 | 0 | 0 | 0
2039-05-26 13:00 | 2039 | 5 | 0 | 0 | 0
2039-05-26 14:00 | 2039 | 5 | 0 | 0 | 0
2039-05-26 15:00 | 2039 | 5 | 0 | 0 | 0
2039-05-26 16:00 | 2039 | 5 | 0 | 0 | 0
2039-05-26 17:00 | 2039 | 5 | 0 | 0 | 0
2039-05-26 18:00 | 2039 | 5 | 0 | 0 | 0
2039-05-26 19:00 | 2039 | 5 | 0 | 0 | 0
2039-05-26 20:00 | 2039 | 5 | 0 | 0 | 0
2039-05-26 21:00 | 2039 | 5 | 0 | 0 | 0
2039-05-26 22:00 | 2039 | 5 | 0 | 0 | 0
2039-05-26 23:00 | 2039 | 5 | 0 | 0 | 0
2039-05-27 | 2039 | 5 | 0 | 0 | 0
2039-05-27 01:00 | 2039 | 5 | 0 | 0 | 0
2039-05-27 02:00 | 2039 | 5 | 0 | 0 | 0
2039-05-27 03:00 | 2039 | 5 | 0 | 0 | 0
2039-05-27 04:00 | 2039 | 5 | 0 | 0 | 0
2039-05-27 05:00 | 2039 | 5 | 0 | 0 | 0
2039-05-27 06:00 | 2039 | 5 | 0 | 0 | 0
2039-05-27 07:00 | 2039 | 5 | 0 | 0 | 0
2039-05-27 08:00 | 2039 | 5 | 0 | 0 | 0
2039-05-27 09:00 | 2039 | 5 | 0 | 0 | 0
2039-05-27 10:00 | 2039 | 5 | 0 | 0 | 0
2039-05-27 11:00 | 2039 | 5 | 0 | 0 | 0
2039-05-27 12:00 | 2039 | 5 | 0 | 0 | 0
2039-05-27 13:00 | 2039 | 5 | 0 | 0 | 0
2039-05-27 14:00 | 2039 | 5 | 0 | 0 | 0
2039-05-27 15:00 | 2039 | 5 | 0 | 0 | 0
2039-05-27 16:00 | 2039 | 5 | 0 | 0 | 0
2039-05-27 17:00 | 2039 | 5 | 0 | 0 | 0
2039-05-27 18:00 | 2039 | 5 | 0 | 0 | 0
2039-05-27 19:00 | 2039 | 5 | 0 | 0 | 0
2039-05-27 20:00 | 2039 | 5 | 0 | 0 | 0
2039-05-27 21:00 | 2039 | 5 | 0 | 0 | 0
2039-05-27 22:00 | 2039 | 5 | 0 | 0 | 0
2039-05-27 23:00 | 2039 | 5 | 0 | 0 | 0
2039-05-28 | 2039 | 5 | 0 | 0 | 0
2039-05-28 01:00 | 2039 | 5 | 0 | 0 | 0
2039-05-28 02:00 | 2039 | 5 | 0 | 0 | 0
2039-05-28 03:00 | 2039 | 5 | 0 | 0 | 0
2039-05-28 04:00 | 2039 | 5 | 0 | 0 | 0
2039-05-28 05:00 | 2039 | 5 | 0 | 0 | 0
2039-05-28 06:00 | 2039 | 5 | 0 | 0 | 0
2039-05-28 07:00 | 2039 | 5 | 0 | 0 | 0
2039-05-28 08:00 | 2039 | 5 | 0 | 0 | 0
2039-05-28 09:00 | 2039 | 5 | 0 | 0 | 0
2039-05-28 10:00 | 2039 | 5 | 0 | 0 | 0
2039-05-28 11:00 | 2039 | 5 | 0 | 0 | 0
2039-05-28 12:00 | 2039 | 5 | 0 | 0 | 0
2039-05-28 13:00 | 2039 | 5 | 0 | 0 | 0
2039-05-28 14:00 | 2039 | 5 | 0 | 0 | 0
2039-05-28 15:00 | 2039 | 5 | 0 | 0 | 0
2039-05-28 16:00 | 2039 | 5 | 0 | 0 | 0
2039-05-28 17:00 | 2039 | 5 | 0 | 0 | 0
2039-05-28 18:00 | 2039 | 5 | 0 | 0 | 0
2039-05-28 19:00 | 2039 | 5 | 0 | 0 | 0
2039-05-28 20:00 | 2039 | 5 | 0 | 0 | 0
2039-05-28 21:00 | 2039 | 5 | 0 | 0 | 0
2039-05-28 22:00 | 2039 | 5 | 0 | 0 | 0
2039-05-28 23:00 | 2039 | 5 | 0 | 0 | 0
2039-05-29 | 2039 | 5 | 0 | 0 | 0
2039-05-29 01:00 | 2039 | 5 | 0 | 0 | 0
2039-05-29 02:00 | 2039 | 5 | 0 | 0 | 0
2039-05-29 03:00 | 2039 | 5 | 0 | 0 | 0
2039-05-29 04:00 | 2039 | 5 | 0 | 0 | 0
2039-05-29 05:00 | 2039 | 5 | 0 | 0 | 0
2039-05-29 06:00 | 2039 | 5 | 0 | 0 | 0
2039-05-29 07:00 | 2039 | 5 | 0 | 0 | 0
2039-05-29 08:00 | 2039 | 5 | 0 | 0 | 0
2039-05-29 09:00 | 2039 | 5 | 0 | 0 | 0
2039-05-29 10:00 | 2039 | 5 | 0 | 0 | 0
2039-05-29 11:00 | 2039 | 5 | 0 | 0 | 0
2039-05-29 12:00 | 2039 | 5 | 0 | 0 | 0
2039-05-29 13:00 | 2039 | 5 | 0 | 0 | 0
2039-05-29 14:00 | 2039 | 5 | 0 | 0 | 0
2039-05-29 15:00 | 2039 | 5 | 0 | 0 | 0
2039-05-29 16:00 | 2039 | 5 | 0 | 0 | 0
2039-05-29 17:00 | 2039 | 5 | 0 | 0 | 0
2039-05-29 18:00 | 2039 | 5 | 0 | 0 | 0
2039-05-29 19:00 | 2039 | 5 | 0 | 0 | 0
2039-05-29 20:00 | 2039 | 5 | 0 | 0 | 0
2039-05-29 21:00 | 2039 | 5 | 0 | 0 | 0
2039-05-29 22:00 | 2039 | 5 | 0 | 0 | 0
2039-05-29 23:00 | 2039 | 5 | 0 | 0 | 0
2039-05-30 | 2039 | 5 | 0 | 0 | 0
2039-05-30 01:00 | 2039 | 5 | 0 | 0 | 0
2039-05-30 02:00 | 2039 | 5 | 0 | 0 | 0
2039-05-30 03:00 | 2039 | 5 | 0 | 0 | 0
2039-05-30 04:00 | 2039 | 5 | 0 | 0 | 0
2039-05-30 05:00 | 2039 | 5 | 0 | 0 | 0
2039-05-30 06:00 | 2039 | 5 | 0 | 0 | 0
2039-05-30 07:00 | 2039 | 5 | 0 | 0 | 0
2039-05-30 08:00 | 2039 | 5 | 0 | 0 | 0
2039-05-30 09:00 | 2039 | 5 | 0 | 0 | 0
2039-05-30 10:00 | 2039 | 5 | 0 | 0 | 0
2039-05-30 11:00 | 2039 | 5 | 0 | 0 | 0
2039-05-30 12:00 | 2039 | 5 | 0 | 0 | 0
2039-05-30 13:00 | 2039 | 5 | 0 | 0 | 0
2039-05-30 14:00 | 2039 | 5 | 0 | 0 | 0
2039-05-30 15:00 | 2039 | 5 | 0 | 0 | 0
2039-05-30 16:00 | 2039 | 5 | 0 | 0 | 0
2039-05-30 17:00 | 2039 | 5 | 0 | 0 | 0
2039-05-30 18:00 | 2039 | 5 | 0 | 0 | 0
2039-05-30 19:00 | 2039 | 5 | 0 | 0 | 0
2039-05-30 20:00 | 2039 | 5 | 0 | 0 | 0
2039-05-30 21:00 | 2039 | 5 | 0 | 0 | 0
2039-05-30 22:00 | 2039 | 5 | 0 | 0 | 0
2039-05-30 23:00 | 2039 | 5 | 0 | 0 | 0
2039-05-31 | 2039 | 5 | 0 | 0 | 0
2039-05-31 01:00 | 2039 | 5 | 0 | 0 | 0
2039-05-31 02:00 | 2039 | 5 | 0 | 0 | 0
2039-05-31 03:00 | 2039 | 5 | 0 | 0 | 0
2039-05-31 04:00 | 2039 | 5 | 0 | 0 | 0
2039-05-31 05:00 | 2039 | 5 | 0 | 0 | 0
2039-05-31 06:00 | 2039 | 5 | 0 | 0 | 0
2039-05-31 07:00 | 2039 | 5 | 0 | 0 | 0
2039-05-31 08:00 | 2039 | 5 | 0 | 0 | 0
2039-05-31 09:00 | 2039 | 5 | 0 | 0 | 0
2039-05-31 10:00 | 2039 | 5 | 0 | 0 | 0
2039-05-31 11:00 | 2039 | 5 | 0 | 0 | 0
2039-05-31 12:00 | 2039 | 5 | 0 | 0 | 0
2039-05-31 13:00 | 2039 | 5 | 0 | 0 | 0
2039-05-31 14:00 | 2039 | 5 | 0 | 0 | 0
2039-05-31 15:00 | 2039 | 5 | 0 | 0 | 0
2039-05-31 16:00 | 2039 | 5 | 0 | 0 | 0
2039-05-31 17:00 | 2039 | 5 | 0 | 0 | 0
2039-05-31 18:00 | 2039 | 5 | 0 | 0 | 0
2039-05-31 19:00 | 2039 | 5 | 0 | 0 | 0
2039-05-31 20:00 | 2039 | 5 | 0 | 0 | 0
2039-05-31 21:00 | 2039 | 5 | 0 | 0 | 0
2039-05-31 22:00 | 2039 | 5 | 0 | 0 | 0
2039-05-31 23:00 | 2039 | 5 | 0 | 0 | 0
2039-06-01 | 2039 | 6 | 0 | 0 | 0
2039-06-01 01:00 | 2039 | 6 | 0 | 0 | 0
2039-06-01 02:00 | 2039 | 6 | 0 | 0 | 0
2039-06-01 03:00 | 2039 | 6 | 0 | 0 | 0
2039-06-01 04:00 | 2039 | 6 | 0 | 0 | 0
2039-06-01 05:00 | 2039 | 6 | 0 | 0 | 0
2039-06-01 06:00 | 2039 | 6 | 0 | 0 | 0
2039-06-01 07:00 | 2039 | 6 | 0 | 0 | 0
2039-06-01 08:00 | 2039 | 6 | 0 | 0 | 0
2039-06-01 09:00 | 2039 | 6 | 0 | 0 | 0
2039-06-01 10:00 | 2039 | 6 | 0 | 0 | 0
2039-06-01 11:00 | 2039 | 6 | 0 | 0 | 0
2039-06-01 12:00 | 2039 | 6 | 0 | 0 | 0
2039-06-01 13:00 | 2039 | 6 | 0 | 0 | 0
2039-06-01 14:00 | 2039 | 6 | 0 | 0 | 0
2039-06-01 15:00 | 2039 | 6 | 0 | 0 | 0
2039-06-01 16:00 | 2039 | 6 | 0 | 0 | 0
2039-06-01 17:00 | 2039 | 6 | 0 | 0 | 0
2039-06-01 18:00 | 2039 | 6 | 0 | 0 | 0
2039-06-01 19:00 | 2039 | 6 | 0 | 0 | 0
2039-06-01 20:00 | 2039 | 6 | 0 | 0 | 0
2039-06-01 21:00 | 2039 | 6 | 0 | 0 | 0
2039-06-01 22:00 | 2039 | 6 | 0 | 0 | 0
2039-06-01 23:00 | 2039 | 6 | 0 | 0 | 0
2039-06-02 | 2039 | 6 | 0 | 0 | 0
2039-06-02 01:00 | 2039 | 6 | 0 | 0 | 0
2039-06-02 02:00 | 2039 | 6 | 0 | 0 | 0
2039-06-02 03:00 | 2039 | 6 | 0 | 0 | 0
2039-06-02 04:00 | 2039 | 6 | 0 | 0 | 0
2039-06-02 05:00 | 2039 | 6 | 0 | 0 | 0
2039-06-02 06:00 | 2039 | 6 | 0 | 0 | 0
2039-06-02 07:00 | 2039 | 6 | 0 | 0 | 0
2039-06-02 08:00 | 2039 | 6 | 0 | 0 | 0
2039-06-02 09:00 | 2039 | 6 | 0 | 0 | 0
2039-06-02 10:00 | 2039 | 6 | 0 | 0 | 0
2039-06-02 11:00 | 2039 | 6 | 0 | 0 | 0
2039-06-02 12:00 | 2039 | 6 | 0 | 0 | 0
2039-06-02 13:00 | 2039 | 6 | 0 | 0 | 0
2039-06-02 14:00 | 2039 | 6 | 0 | 0 | 0
2039-06-02 15:00 | 2039 | 6 | 0 | 0 | 0
2039-06-02 16:00 | 2039 | 6 | 0 | 0 | 0
2039-06-02 17:00 | 2039 | 6 | 0 | 0 | 0
2039-06-02 18:00 | 2039 | 6 | 0 | 0 | 0
2039-06-02 19:00 | 2039 | 6 | 0 | 0 | 0
2039-06-02 20:00 | 2039 | 6 | 0 | 0 | 0
2039-06-02 21:00 | 2039 | 6 | 0 | 0 | 0
2039-06-02 22:00 | 2039 | 6 | 0 | 0 | 0
2039-06-02 23:00 | 2039 | 6 | 0 | 0 | 0
2039-06-03 | 2039 | 6 | 0 | 0 | 0
2039-06-03 01:00 | 2039 | 6 | 0 | 0 | 0
2039-06-03 02:00 | 2039 | 6 | 0 | 0 | 0
2039-06-03 03:00 | 2039 | 6 | 0 | 0 | 0
2039-06-03 04:00 | 2039 | 6 | 0 | 0 | 0
2039-06-03 05:00 | 2039 | 6 | 0 | 0 | 0
2039-06-03 06:00 | 2039 | 6 | 0 | 0 | 0
2039-06-03 07:00 | 2039 | 6 | 0 | 0 | 0
2039-06-03 08:00 | 2039 | 6 | 0 | 0 | 0
2039-06-03 09:00 | 2039 | 6 | 0 | 0 | 0
2039-06-03 10:00 | 2039 | 6 | 0 | 0 | 0
2039-06-03 11:00 | 2039 | 6 | 0 | 0 | 0
2039-06-03 12:00 | 2039 | 6 | 0 | 0 | 0
2039-06-03 13:00 | 2039 | 6 | 0 | 0 | 0
2039-06-03 14:00 | 2039 | 6 | 0 | 0 | 0
2039-06-03 15:00 | 2039 | 6 | 0 | 0 | 0
2039-06-03 16:00 | 2039 | 6 | 0 | 0 | 0
2039-06-03 17:00 | 2039 | 6 | 0 | 0 | 0
2039-06-03 18:00 | 2039 | 6 | 0 | 0 | 0
2039-06-03 19:00 | 2039 | 6 | 0 | 0 | 0
2039-06-03 20:00 | 2039 | 6 | 0 | 0 | 0
2039-06-03 21:00 | 2039 | 6 | 0 | 0 | 0
2039-06-03 22:00 | 2039 | 6 | 0 | 0 | 0
2039-06-03 23:00 | 2039 | 6 | 0 | 0 | 0
2039-06-04 | 2039 | 6 | 0 | 0 | 0
2039-06-04 01:00 | 2039 | 6 | 0 | 0 | 0
2039-06-04 02:00 | 2039 | 6 | 0 | 0 | 0
2039-06-04 03:00 | 2039 | 6 | 0 | 0 | 0
2039-06-04 04:00 | 2039 | 6 | 0 | 0 | 0
2039-06-04 05:00 | 2039 | 6 | 0 | 0 | 0
2039-06-04 06:00 | 2039 | 6 | 0 | 0 | 0
2039-06-04 07:00 | 2039 | 6 | 0 | 0 | 0
2039-06-04 08:00 | 2039 | 6 | 0 | 0 | 0
2039-06-04 09:00 | 2039 | 6 | 0 | 0 | 0
2039-06-04 10:00 | 2039 | 6 | 0 | 0 | 0
2039-06-04 11:00 | 2039 | 6 | 0 | 0 | 0
2039-06-04 12:00 | 2039 | 6 | 0 | 0 | 0
2039-06-04 13:00 | 2039 | 6 | 0 | 0 | 0
2039-06-04 14:00 | 2039 | 6 | 0 | 0 | 0
2039-06-04 15:00 | 2039 | 6 | 0 | 0 | 0
2039-06-04 16:00 | 2039 | 6 | 0 | 0 | 0
2039-06-04 17:00 | 2039 | 6 | 0 | 0 | 0
2039-06-04 18:00 | 2039 | 6 | 0 | 0 | 0
2039-06-04 19:00 | 2039 | 6 | 0 | 0 | 0
2039-06-04 20:00 | 2039 | 6 | 0 | 0 | 0
2039-06-04 21:00 | 2039 | 6 | 0 | 0 | 0
2039-06-04 22:00 | 2039 | 6 | 0 | 0 | 0
2039-06-04 23:00 | 2039 | 6 | 0 | 0 | 0
2039-06-05 | 2039 | 6 | 0 | 0 | 0
2039-06-05 01:00 | 2039 | 6 | 0 | 0 | 0
2039-06-05 02:00 | 2039 | 6 | 0 | 0 | 0
2039-06-05 03:00 | 2039 | 6 | 0 | 0 | 0
2039-06-05 04:00 | 2039 | 6 | 0 | 0 | 0
2039-06-05 05:00 | 2039 | 6 | 0 | 0 | 0
2039-06-05 06:00 | 2039 | 6 | 0 | 0 | 0
2039-06-05 07:00 | 2039 | 6 | 0 | 0 | 0
2039-06-05 08:00 | 2039 | 6 | 0 | 0 | 0
2039-06-05 09:00 | 2039 | 6 | 0 | 0 | 0
2039-06-05 10:00 | 2039 | 6 | 0 | 0 | 0
2039-06-05 11:00 | 2039 | 6 | 0 | 0 | 0
2039-06-05 12:00 | 2039 | 6 | 0 | 0 | 0
2039-06-05 13:00 | 2039 | 6 | 0 | 0 | 0
2039-06-05 14:00 | 2039 | 6 | 0 | 0 | 0
2039-06-05 15:00 | 2039 | 6 | 0 | 0 | 0
2039-06-05 16:00 | 2039 | 6 | 0 | 0 | 0
2039-06-05 17:00 | 2039 | 6 | 0 | 0 | 0
2039-06-05 18:00 | 2039 | 6 | 0 | 0 | 0
2039-06-05 19:00 | 2039 | 6 | 0 | 0 | 0
2039-06-05 20:00 | 2039 | 6 | 0 | 0 | 0
2039-06-05 21:00 | 2039 | 6 | 0 | 0 | 0
2039-06-05 22:00 | 2039 | 6 | 0 | 0 | 0
2039-06-05 23:00 | 2039 | 6 | 0 | 0 | 0
2039-06-06 | 2039 | 6 | 0 | 0 | 0
2039-06-06 01:00 | 2039 | 6 | 0 | 0 | 0
2039-06-06 02:00 | 2039 | 6 | 0 | 0 | 0
2039-06-06 03:00 | 2039 | 6 | 0 | 0 | 0
2039-06-06 04:00 | 2039 | 6 | 0 | 0 | 0
2039-06-06 05:00 | 2039 | 6 | 0 | 0 | 0
2039-06-06 06:00 | 2039 | 6 | 0 | 0 | 0
2039-06-06 07:00 | 2039 | 6 | 0 | 0 | 0
2039-06-06 08:00 | 2039 | 6 | 0 | 0 | 0
2039-06-06 09:00 | 2039 | 6 | 0 | 0 | 0
2039-06-06 10:00 | 2039 | 6 | 0 | 0 | 0
2039-06-06 11:00 | 2039 | 6 | 0 | 0 | 0
2039-06-06 12:00 | 2039 | 6 | 0 | 0 | 0
2039-06-06 13:00 | 2039 | 6 | 0 | 0 | 0
2039-06-06 14:00 | 2039 | 6 | 0 | 0 | 0
2039-06-06 15:00 | 2039 | 6 | 0 | 0 | 0
2039-06-06 16:00 | 2039 | 6 | 0 | 0 | 0
2039-06-06 17:00 | 2039 | 6 | 0 | 0 | 0
2039-06-06 18:00 | 2039 | 6 | 0 | 0 | 0
2039-06-06 19:00 | 2039 | 6 | 0 | 0 | 0
2039-06-06 20:00 | 2039 | 6 | 0 | 0 | 0
2039-06-06 21:00 | 2039 | 6 | 0 | 0 | 0
2039-06-06 22:00 | 2039 | 6 | 0 | 0 | 0
2039-06-06 23:00 | 2039 | 6 | 0 | 0 | 0
2039-06-07 | 2039 | 6 | 0 | 0 | 0
2039-06-07 01:00 | 2039 | 6 | 0 | 0 | 0
2039-06-07 02:00 | 2039 | 6 | 0 | 0 | 0
2039-06-07 03:00 | 2039 | 6 | 0 | 0 | 0
2039-06-07 04:00 | 2039 | 6 | 0 | 0 | 0
2039-06-07 05:00 | 2039 | 6 | 0 | 0 | 0
2039-06-07 06:00 | 2039 | 6 | 0 | 0 | 0
2039-06-07 07:00 | 2039 | 6 | 0 | 0 | 0
2039-06-07 08:00 | 2039 | 6 | 0 | 0 | 0
2039-06-07 09:00 | 2039 | 6 | 0 | 0 | 0
2039-06-07 10:00 | 2039 | 6 | 0 | 0 | 0
2039-06-07 11:00 | 2039 | 6 | 0 | 0 | 0
2039-06-07 12:00 | 2039 | 6 | 0 | 0 | 0
2039-06-07 13:00 | 2039 | 6 | 0 | 0 | 0
2039-06-07 14:00 | 2039 | 6 | 0 | 0 | 0
2039-06-07 15:00 | 2039 | 6 | 0 | 0 | 0
2039-06-07 16:00 | 2039 | 6 | 0 | 0 | 0
2039-06-07 17:00 | 2039 | 6 | 0 | 0 | 0
2039-06-07 18:00 | 2039 | 6 | 0 | 0 | 0
2039-06-07 19:00 | 2039 | 6 | 0 | 0 | 0
2039-06-07 20:00 | 2039 | 6 | 0 | 0 | 0
2039-06-07 21:00 | 2039 | 6 | 0 | 0 | 0
2039-06-07 22:00 | 2039 | 6 | 0 | 0 | 0
2039-06-07 23:00 | 2039 | 6 | 0 | 0 | 0
2039-06-08 | 2039 | 6 | 0 | 0 | 0
2039-06-08 01:00 | 2039 | 6 | 0 | 0 | 0
2039-06-08 02:00 | 2039 | 6 | 0 | 0 | 0
2039-06-08 03:00 | 2039 | 6 | 0 | 0 | 0
2039-06-08 04:00 | 2039 | 6 | 0 | 0 | 0
2039-06-08 05:00 | 2039 | 6 | 0 | 0 | 0
2039-06-08 06:00 | 2039 | 6 | 0 | 0 | 0
2039-06-08 07:00 | 2039 | 6 | 0 | 0 | 0
2039-06-08 08:00 | 2039 | 6 | 0 | 0 | 0
2039-06-08 09:00 | 2039 | 6 | 0 | 0 | 0
2039-06-08 10:00 | 2039 | 6 | 0 | 0 | 0
2039-06-08 11:00 | 2039 | 6 | 0 | 0 | 0
2039-06-08 12:00 | 2039 | 6 | 0 | 0 | 0
2039-06-08 13:00 | 2039 | 6 | 0 | 0 | 0
2039-06-08 14:00 | 2039 | 6 | 0 | 0 | 0
2039-06-08 15:00 | 2039 | 6 | 0 | 0 | 0
2039-06-08 16:00 | 2039 | 6 | 0 | 0 | 0
2039-06-08 17:00 | 2039 | 6 | 0 | 0 | 0
2039-06-08 18:00 | 2039 | 6 | 0 | 0 | 0
2039-06-08 19:00 | 2039 | 6 | 0 | 0 | 0
2039-06-08 20:00 | 2039 | 6 | 0 | 0 | 0
2039-06-08 21:00 | 2039 | 6 | 0 | 0 | 0
2039-06-08 22:00 | 2039 | 6 | 0 | 0 | 0
2039-06-08 23:00 | 2039 | 6 | 0 | 0 | 0
2039-06-09 | 2039 | 6 | 0 | 0 | 0
2039-06-09 01:00 | 2039 | 6 | 0 | 0 | 0
2039-06-09 02:00 | 2039 | 6 | 0 | 0 | 0
2039-06-09 03:00 | 2039 | 6 | 0 | 0 | 0
2039-06-09 04:00 | 2039 | 6 | 0 | 0 | 0
2039-06-09 05:00 | 2039 | 6 | 0 | 0 | 0
2039-06-09 06:00 | 2039 | 6 | 0 | 0 | 0
2039-06-09 07:00 | 2039 | 6 | 0 | 0 | 0
2039-06-09 08:00 | 2039 | 6 | 0 | 0 | 0
2039-06-09 09:00 | 2039 | 6 | 0 | 0 | 0
2039-06-09 10:00 | 2039 | 6 | 0 | 0 | 0
2039-06-09 11:00 | 2039 | 6 | 0 | 0 | 0
2039-06-09 12:00 | 2039 | 6 | 0 | 0 | 0
2039-06-09 13:00 | 2039 | 6 | 0 | 0 | 0
2039-06-09 14:00 | 2039 | 6 | 0 | 0 | 0
2039-06-09 15:00 | 2039 | 6 | 0 | 0 | 0
2039-06-09 16:00 | 2039 | 6 | 0 | 0 | 0
2039-06-09 17:00 | 2039 | 6 | 0 | 0 | 0
2039-06-09 18:00 | 2039 | 6 | 0 | 0 | 0
2039-06-09 19:00 | 2039 | 6 | 0 | 0 | 0
2039-06-09 20:00 | 2039 | 6 | 0 | 0 | 0
2039-06-09 21:00 | 2039 | 6 | 0 | 0 | 0
2039-06-09 22:00 | 2039 | 6 | 0 | 0 | 0
2039-06-09 23:00 | 2039 | 6 | 0 | 0 | 0
2039-06-10 | 2039 | 6 | 0 | 0 | 0
2039-06-10 01:00 | 2039 | 6 | 0 | 0 | 0
2039-06-10 02:00 | 2039 | 6 | 0 | 0 | 0
2039-06-10 03:00 | 2039 | 6 | 0 | 0 | 0
2039-06-10 04:00 | 2039 | 6 | 0 | 0 | 0
2039-06-10 05:00 | 2039 | 6 | 0 | 0 | 0
2039-06-10 06:00 | 2039 | 6 | 0 | 0 | 0
2039-06-10 07:00 | 2039 | 6 | 0 | 0 | 0
2039-06-10 08:00 | 2039 | 6 | 0 | 0 | 0
2039-06-10 09:00 | 2039 | 6 | 0 | 0 | 0
2039-06-10 10:00 | 2039 | 6 | 0 | 0 | 0
2039-06-10 11:00 | 2039 | 6 | 0 | 0 | 0
2039-06-10 12:00 | 2039 | 6 | 0 | 0 | 0
2039-06-10 13:00 | 2039 | 6 | 0 | 0 | 0
2039-06-10 14:00 | 2039 | 6 | 0 | 0 | 0
2039-06-10 15:00 | 2039 | 6 | 0 | 0 | 0
2039-06-10 16:00 | 2039 | 6 | 0 | 0 | 0
2039-06-10 17:00 | 2039 | 6 | 0 | 0 | 0
2039-06-10 18:00 | 2039 | 6 | 0 | 0 | 0
2039-06-10 19:00 | 2039 | 6 | 0 | 0 | 0
2039-06-10 20:00 | 2039 | 6 | 0 | 0 | 0
2039-06-10 21:00 | 2039 | 6 | 0 | 0 | 0
2039-06-10 22:00 | 2039 | 6 | 0 | 0 | 0
2039-06-10 23:00 | 2039 | 6 | 0 | 0 | 0
2039-06-11 | 2039 | 6 | 0 | 0 | 0
2039-06-11 01:00 | 2039 | 6 | 0 | 0 | 0
2039-06-11 02:00 | 2039 | 6 | 0 | 0 | 0
2039-06-11 03:00 | 2039 | 6 | 0 | 0 | 0
2039-06-11 04:00 | 2039 | 6 | 0 | 0 | 0
2039-06-11 05:00 | 2039 | 6 | 0 | 0 | 0
2039-06-11 06:00 | 2039 | 6 | 0 | 0 | 0
2039-06-11 07:00 | 2039 | 6 | 0 | 0 | 0
2039-06-11 08:00 | 2039 | 6 | 0 | 0 | 0
2039-06-11 09:00 | 2039 | 6 | 0 | 0 | 0
2039-06-11 10:00 | 2039 | 6 | 0 | 0 | 0
2039-06-11 11:00 | 2039 | 6 | 0 | 0 | 0
2039-06-11 12:00 | 2039 | 6 | 0 | 0 | 0
2039-06-11 13:00 | 2039 | 6 | 0 | 0 | 0
2039-06-11 14:00 | 2039 | 6 | 0 | 0 | 0
2039-06-11 15:00 | 2039 | 6 | 0 | 0 | 0
2039-06-11 16:00 | 2039 | 6 | 0 | 0 | 0
2039-06-11 17:00 | 2039 | 6 | 0 | 0 | 0
2039-06-11 18:00 | 2039 | 6 | 0 | 0 | 0
2039-06-11 19:00 | 2039 | 6 | 0 | 0 | 0
2039-06-11 20:00 | 2039 | 6 | 0 | 0 | 0
2039-06-11 21:00 | 2039 | 6 | 0 | 0 | 0
2039-06-11 22:00 | 2039 | 6 | 0 | 0 | 0
2039-06-11 23:00 | 2039 | 6 | 0 | 0 | 0
2039-06-12 | 2039 | 6 | 0 | 0 | 0
2039-06-12 01:00 | 2039 | 6 | 0 | 0 | 0
2039-06-12 02:00 | 2039 | 6 | 0 | 0 | 0
2039-06-12 03:00 | 2039 | 6 | 0 | 0 | 0
2039-06-12 04:00 | 2039 | 6 | 0 | 0 | 0
2039-06-12 05:00 | 2039 | 6 | 0 | 0 | 0
2039-06-12 06:00 | 2039 | 6 | 0 | 0 | 0
2039-06-12 07:00 | 2039 | 6 | 0 | 0 | 0
2039-06-12 08:00 | 2039 | 6 | 0 | 0 | 0
2039-06-12 09:00 | 2039 | 6 | 0 | 0 | 0
2039-06-12 10:00 | 2039 | 6 | 0 | 0 | 0
2039-06-12 11:00 | 2039 | 6 | 0 | 0 | 0
2039-06-12 12:00 | 2039 | 6 | 0 | 0 | 0
2039-06-12 13:00 | 2039 | 6 | 0 | 0 | 0
2039-06-12 14:00 | 2039 | 6 | 0 | 0 | 0
2039-06-12 15:00 | 2039 | 6 | 0 | 0 | 0
2039-06-12 16:00 | 2039 | 6 | 0 | 0 | 0
2039-06-12 17:00 | 2039 | 6 | 0 | 0 | 0
2039-06-12 18:00 | 2039 | 6 | 0 | 0 | 0
2039-06-12 19:00 | 2039 | 6 | 0 | 0 | 0
2039-06-12 20:00 | 2039 | 6 | 0 | 0 | 0
2039-06-12 21:00 | 2039 | 6 | 0 | 0 | 0
2039-06-12 22:00 | 2039 | 6 | 0 | 0 | 0
2039-06-12 23:00 | 2039 | 6 | 0 | 0 | 0
2039-06-13 | 2039 | 6 | 0 | 0 | 0
2039-06-13 01:00 | 2039 | 6 | 0 | 0 | 0
2039-06-13 02:00 | 2039 | 6 | 0 | 0 | 0
2039-06-13 03:00 | 2039 | 6 | 0 | 0 | 0
2039-06-13 04:00 | 2039 | 6 | 0 | 0 | 0
2039-06-13 05:00 | 2039 | 6 | 0 | 0 | 0
2039-06-13 06:00 | 2039 | 6 | 0 | 0 | 0
2039-06-13 07:00 | 2039 | 6 | 0 | 0 | 0
2039-06-13 08:00 | 2039 | 6 | 0 | 0 | 0
2039-06-13 09:00 | 2039 | 6 | 0 | 0 | 0
2039-06-13 10:00 | 2039 | 6 | 0 | 0 | 0
2039-06-13 11:00 | 2039 | 6 | 0 | 0 | 0
2039-06-13 12:00 | 2039 | 6 | 0 | 0 | 0
2039-06-13 13:00 | 2039 | 6 | 0 | 0 | 0
2039-06-13 14:00 | 2039 | 6 | 0 | 0 | 0
2039-06-13 15:00 | 2039 | 6 | 0 | 0 | 0
2039-06-13 16:00 | 2039 | 6 | 0 | 0 | 0
2039-06-13 17:00 | 2039 | 6 | 0 | 0 | 0
2039-06-13 18:00 | 2039 | 6 | 0 | 0 | 0
2039-06-13 19:00 | 2039 | 6 | 0 | 0 | 0
2039-06-13 20:00 | 2039 | 6 | 0 | 0 | 0
2039-06-13 21:00 | 2039 | 6 | 0 | 0 | 0
2039-06-13 22:00 | 2039 | 6 | 0 | 0 | 0
2039-06-13 23:00 | 2039 | 6 | 0 | 0 | 0
2039-06-14 | 2039 | 6 | 0 | 0 | 0
2039-06-14 01:00 | 2039 | 6 | 0 | 0 | 0
2039-06-14 02:00 | 2039 | 6 | 0 | 0 | 0
2039-06-14 03:00 | 2039 | 6 | 0 | 0 | 0
2039-06-14 04:00 | 2039 | 6 | 0 | 0 | 0
2039-06-14 05:00 | 2039 | 6 | 0 | 0 | 0
2039-06-14 06:00 | 2039 | 6 | 0 | 0 | 0
2039-06-14 07:00 | 2039 | 6 | 0 | 0 | 0
2039-06-14 08:00 | 2039 | 6 | 0 | 0 | 0
2039-06-14 09:00 | 2039 | 6 | 0 | 0 | 0
2039-06-14 10:00 | 2039 | 6 | 0 | 0 | 0
2039-06-14 11:00 | 2039 | 6 | 0 | 0 | 0
2039-06-14 12:00 | 2039 | 6 | 0 | 0 | 0
2039-06-14 13:00 | 2039 | 6 | 0 | 0 | 0
2039-06-14 14:00 | 2039 | 6 | 0 | 0 | 0
2039-06-14 15:00 | 2039 | 6 | 0 | 0 | 0
2039-06-14 16:00 | 2039 | 6 | 0 | 0 | 0
2039-06-14 17:00 | 2039 | 6 | 0 | 0 | 0
2039-06-14 18:00 | 2039 | 6 | 0 | 0 | 0
2039-06-14 19:00 | 2039 | 6 | 0 | 0 | 0
2039-06-14 20:00 | 2039 | 6 | 0 | 0 | 0
2039-06-14 21:00 | 2039 | 6 | 0 | 0 | 0
2039-06-14 22:00 | 2039 | 6 | 0 | 0 | 0
2039-06-14 23:00 | 2039 | 6 | 0 | 0 | 0
2039-06-15 | 2039 | 6 | 0 | 0 | 0
2039-06-15 01:00 | 2039 | 6 | 0 | 0 | 0
2039-06-15 02:00 | 2039 | 6 | 0 | 0 | 0
2039-06-15 03:00 | 2039 | 6 | 0 | 0 | 0
2039-06-15 04:00 | 2039 | 6 | 0 | 0 | 0
2039-06-15 05:00 | 2039 | 6 | 0 | 0 | 0
2039-06-15 06:00 | 2039 | 6 | 0 | 0 | 0
2039-06-15 07:00 | 2039 | 6 | 0 | 0 | 0
2039-06-15 08:00 | 2039 | 6 | 0 | 0 | 0
2039-06-15 09:00 | 2039 | 6 | 0 | 0 | 0
2039-06-15 10:00 | 2039 | 6 | 0 | 0 | 0
2039-06-15 11:00 | 2039 | 6 | 0 | 0 | 0
2039-06-15 12:00 | 2039 | 6 | 0 | 0 | 0
2039-06-15 13:00 | 2039 | 6 | 0 | 0 | 0
2039-06-15 14:00 | 2039 | 6 | 0 | 0 | 0
2039-06-15 15:00 | 2039 | 6 | 0 | 0 | 0
2039-06-15 16:00 | 2039 | 6 | 0 | 0 | 0
2039-06-15 17:00 | 2039 | 6 | 0 | 0 | 0
2039-06-15 18:00 | 2039 | 6 | 0 | 0 | 0
2039-06-15 19:00 | 2039 | 6 | 0 | 0 | 0
2039-06-15 20:00 | 2039 | 6 | 0 | 0 | 0
2039-06-15 21:00 | 2039 | 6 | 0 | 0 | 0
2039-06-15 22:00 | 2039 | 6 | 0 | 0 | 0
2039-06-15 23:00 | 2039 | 6 | 0 | 0 | 0
2039-06-16 | 2039 | 6 | 0 | 0 | 0
2039-06-16 01:00 | 2039 | 6 | 0 | 0 | 0
2039-06-16 02:00 | 2039 | 6 | 0 | 0 | 0
2039-06-16 03:00 | 2039 | 6 | 0 | 0 | 0
2039-06-16 04:00 | 2039 | 6 | 0 | 0 | 0
2039-06-16 05:00 | 2039 | 6 | 0 | 0 | 0
2039-06-16 06:00 | 2039 | 6 | 0 | 0 | 0
2039-06-16 07:00 | 2039 | 6 | 0 | 0 | 0
2039-06-16 08:00 | 2039 | 6 | 0 | 0 | 0
2039-06-16 09:00 | 2039 | 6 | 0 | 0 | 0
2039-06-16 10:00 | 2039 | 6 | 0 | 0 | 0
2039-06-16 11:00 | 2039 | 6 | 0 | 0 | 0
2039-06-16 12:00 | 2039 | 6 | 0 | 0 | 0
2039-06-16 13:00 | 2039 | 6 | 0 | 0 | 0
2039-06-16 14:00 | 2039 | 6 | 0 | 0 | 0
2039-06-16 15:00 | 2039 | 6 | 0 | 0 | 0
2039-06-16 16:00 | 2039 | 6 | 0 | 0 | 0
2039-06-16 17:00 | 2039 | 6 | 0 | 0 | 0
2039-06-16 18:00 | 2039 | 6 | 0 | 0 | 0
2039-06-16 19:00 | 2039 | 6 | 0 | 0 | 0
2039-06-16 20:00 | 2039 | 6 | 0 | 0 | 0
2039-06-16 21:00 | 2039 | 6 | 0 | 0 | 0
2039-06-16 22:00 | 2039 | 6 | 0 | 0 | 0
2039-06-16 23:00 | 2039 | 6 | 0 | 0 | 0
2039-06-17 | 2039 | 6 | 0 | 0 | 0
2039-06-17 01:00 | 2039 | 6 | 0 | 0 | 0
2039-06-17 02:00 | 2039 | 6 | 0 | 0 | 0
2039-06-17 03:00 | 2039 | 6 | 0 | 0 | 0
2039-06-17 04:00 | 2039 | 6 | 0 | 0 | 0
2039-06-17 05:00 | 2039 | 6 | 0 | 0 | 0
2039-06-17 06:00 | 2039 | 6 | 0 | 0 | 0
2039-06-17 07:00 | 2039 | 6 | 0 | 0 | 0
2039-06-17 08:00 | 2039 | 6 | 0 | 0 | 0
2039-06-17 09:00 | 2039 | 6 | 0 | 0 | 0
2039-06-17 10:00 | 2039 | 6 | 0 | 0 | 0
2039-06-17 11:00 | 2039 | 6 | 0 | 0 | 0
2039-06-17 12:00 | 2039 | 6 | 0 | 0 | 0
2039-06-17 13:00 | 2039 | 6 | 0 | 0 | 0
2039-06-17 14:00 | 2039 | 6 | 0 | 0 | 0
2039-06-17 15:00 | 2039 | 6 | 0 | 0 | 0
2039-06-17 16:00 | 2039 | 6 | 0 | 0 | 0
2039-06-17 17:00 | 2039 | 6 | 0 | 0 | 0
2039-06-17 18:00 | 2039 | 6 | 0 | 0 | 0
2039-06-17 19:00 | 2039 | 6 | 0 | 0 | 0
2039-06-17 20:00 | 2039 | 6 | 0 | 0 | 0
2039-06-17 21:00 | 2039 | 6 | 0 | 0 | 0
2039-06-17 22:00 | 2039 | 6 | 0 | 0 | 0
2039-06-17 23:00 | 2039 | 6 | 0 | 0 | 0
2039-06-18 | 2039 | 6 | 0 | 0 | 0
2039-06-18 01:00 | 2039 | 6 | 0 | 0 | 0
2039-06-18 02:00 | 2039 | 6 | 0 | 0 | 0
2039-06-18 03:00 | 2039 | 6 | 0 | 0 | 0
2039-06-18 04:00 | 2039 | 6 | 0 | 0 | 0
2039-06-18 05:00 | 2039 | 6 | 0 | 0 | 0
2039-06-18 06:00 | 2039 | 6 | 0 | 0 | 0
2039-06-18 07:00 | 2039 | 6 | 0 | 0 | 0
2039-06-18 08:00 | 2039 | 6 | 0 | 0 | 0
2039-06-18 09:00 | 2039 | 6 | 0 | 0 | 0
2039-06-18 10:00 | 2039 | 6 | 0 | 0 | 0
2039-06-18 11:00 | 2039 | 6 | 0 | 0 | 0
2039-06-18 12:00 | 2039 | 6 | 0 | 0 | 0
2039-06-18 13:00 | 2039 | 6 | 0 | 0 | 0
2039-06-18 14:00 | 2039 | 6 | 0 | 0 | 0
2039-06-18 15:00 | 2039 | 6 | 0 | 0 | 0
2039-06-18 16:00 | 2039 | 6 | 0 | 0 | 0
2039-06-18 17:00 | 2039 | 6 | 0 | 0 | 0
2039-06-18 18:00 | 2039 | 6 | 0 | 0 | 0
2039-06-18 19:00 | 2039 | 6 | 0 | 0 | 0
2039-06-18 20:00 | 2039 | 6 | 0 | 0 | 0
2039-06-18 21:00 | 2039 | 6 | 0 | 0 | 0
2039-06-18 22:00 | 2039 | 6 | 0 | 0 | 0
2039-06-18 23:00 | 2039 | 6 | 0 | 0 | 0
2039-06-19 | 2039 | 6 | 0 | 0 | 0
2039-06-19 01:00 | 2039 | 6 | 0 | 0 | 0
2039-06-19 02:00 | 2039 | 6 | 0 | 0 | 0
2039-06-19 03:00 | 2039 | 6 | 0 | 0 | 0
2039-06-19 04:00 | 2039 | 6 | 0 | 0 | 0
2039-06-19 05:00 | 2039 | 6 | 0 | 0 | 0
2039-06-19 06:00 | 2039 | 6 | 0 | 0 | 0
2039-06-19 07:00 | 2039 | 6 | 0 | 0 | 0
2039-06-19 08:00 | 2039 | 6 | 0 | 0 | 0
2039-06-19 09:00 | 2039 | 6 | 0 | 0 | 0
2039-06-19 10:00 | 2039 | 6 | 0 | 0 | 0
2039-06-19 11:00 | 2039 | 6 | 0 | 0 | 0
2039-06-19 12:00 | 2039 | 6 | 0 | 0 | 0
2039-06-19 13:00 | 2039 | 6 | 0 | 0 | 0
2039-06-19 14:00 | 2039 | 6 | 0 | 0 | 0
2039-06-19 15:00 | 2039 | 6 | 0 | 0 | 0
2039-06-19 16:00 | 2039 | 6 | 0 | 0 | 0
2039-06-19 17:00 | 2039 | 6 | 0 | 0 | 0
2039-06-19 18:00 | 2039 | 6 | 0 | 0 | 0
2039-06-19 19:00 | 2039 | 6 | 0 | 0 | 0
2039-06-19 20:00 | 2039 | 6 | 0 | 0 | 0
2039-06-19 21:00 | 2039 | 6 | 0 | 0 | 0
2039-06-19 22:00 | 2039 | 6 | 0 | 0 | 0
2039-06-19 23:00 | 2039 | 6 | 0 | 0 | 0
2039-06-20 | 2039 | 6 | 0 | 0 | 0
2039-06-20 01:00 | 2039 | 6 | 0 | 0 | 0
2039-06-20 02:00 | 2039 | 6 | 0 | 0 | 0
2039-06-20 03:00 | 2039 | 6 | 0 | 0 | 0
2039-06-20 04:00 | 2039 | 6 | 0 | 0 | 0
2039-06-20 05:00 | 2039 | 6 | 0 | 0 | 0
2039-06-20 06:00 | 2039 | 6 | 0 | 0 | 0
2039-06-20 07:00 | 2039 | 6 | 0 | 0 | 0
2039-06-20 08:00 | 2039 | 6 | 0 | 0 | 0
2039-06-20 09:00 | 2039 | 6 | 0 | 0 | 0
2039-06-20 10:00 | 2039 | 6 | 0 | 0 | 0
2039-06-20 11:00 | 2039 | 6 | 0 | 0 | 0
2039-06-20 12:00 | 2039 | 6 | 0 | 0 | 0
2039-06-20 13:00 | 2039 | 6 | 0 | 0 | 0
2039-06-20 14:00 | 2039 | 6 | 0 | 0 | 0
2039-06-20 15:00 | 2039 | 6 | 0 | 0 | 0
2039-06-20 16:00 | 2039 | 6 | 0 | 0 | 0
2039-06-20 17:00 | 2039 | 6 | 0 | 0 | 0
2039-06-20 18:00 | 2039 | 6 | 0 | 0 | 0
2039-06-20 19:00 | 2039 | 6 | 0 | 0 | 0
2039-06-20 20:00 | 2039 | 6 | 0 | 0 | 0
2039-06-20 21:00 | 2039 | 6 | 0 | 0 | 0
2039-06-20 22:00 | 2039 | 6 | 0 | 0 | 0
2039-06-20 23:00 | 2039 | 6 | 0 | 0 | 0
2039-06-21 | 2039 | 6 | 0 | 0 | 0
2039-06-21 01:00 | 2039 | 6 | 0 | 0 | 0
2039-06-21 02:00 | 2039 | 6 | 0 | 0 | 0
2039-06-21 03:00 | 2039 | 6 | 0 | 0 | 0
2039-06-21 04:00 | 2039 | 6 | 0 | 0 | 0
2039-06-21 05:00 | 2039 | 6 | 0 | 0 | 0
2039-06-21 06:00 | 2039 | 6 | 0 | 0 | 0
2039-06-21 07:00 | 2039 | 6 | 0 | 0 | 0
2039-06-21 08:00 | 2039 | 6 | 0 | 0 | 0
2039-06-21 09:00 | 2039 | 6 | 0 | 0 | 0
2039-06-21 10:00 | 2039 | 6 | 0 | 0 | 0
2039-06-21 11:00 | 2039 | 6 | 0 | 0 | 0
2039-06-21 12:00 | 2039 | 6 | 0 | 0 | 0
2039-06-21 13:00 | 2039 | 6 | 0 | 0 | 0
2039-06-21 14:00 | 2039 | 6 | 0 | 0 | 0
2039-06-21 15:00 | 2039 | 6 | 0 | 0 | 0
2039-06-21 16:00 | 2039 | 6 | 0 | 0 | 0
2039-06-21 17:00 | 2039 | 6 | 0 | 0 | 0
2039-06-21 18:00 | 2039 | 6 | 0 | 0 | 0
2039-06-21 19:00 | 2039 | 6 | 0 | 0 | 0
2039-06-21 20:00 | 2039 | 6 | 0 | 0 | 0
2039-06-21 21:00 | 2039 | 6 | 0 | 0 | 0
2039-06-21 22:00 | 2039 | 6 | 0 | 0 | 0
2039-06-21 23:00 | 2039 | 6 | 0 | 0 | 0
2039-06-22 | 2039 | 6 | 0 | 0 | 0
2039-06-22 01:00 | 2039 | 6 | 0 | 0 | 0
2039-06-22 02:00 | 2039 | 6 | 0 | 0 | 0
2039-06-22 03:00 | 2039 | 6 | 0 | 0 | 0
2039-06-22 04:00 | 2039 | 6 | 0 | 0 | 0
2039-06-22 05:00 | 2039 | 6 | 0 | 0 | 0
2039-06-22 06:00 | 2039 | 6 | 0 | 0 | 0
2039-06-22 07:00 | 2039 | 6 | 0 | 0 | 0
2039-06-22 08:00 | 2039 | 6 | 0 | 0 | 0
2039-06-22 09:00 | 2039 | 6 | 0 | 0 | 0
2039-06-22 10:00 | 2039 | 6 | 0 | 0 | 0
2039-06-22 11:00 | 2039 | 6 | 0 | 0 | 0
2039-06-22 12:00 | 2039 | 6 | 0 | 0 | 0
2039-06-22 13:00 | 2039 | 6 | 0 | 0 | 0
2039-06-22 14:00 | 2039 | 6 | 0 | 0 | 0
2039-06-22 15:00 | 2039 | 6 | 0 | 0 | 0
2039-06-22 16:00 | 2039 | 6 | 0 | 0 | 0
2039-06-22 17:00 | 2039 | 6 | 0 | 0 | 0
2039-06-22 18:00 | 2039 | 6 | 0 | 0 | 0
2039-06-22 19:00 | 2039 | 6 | 0 | 0 | 0
2039-06-22 20:00 | 2039 | 6 | 0 | 0 | 0
2039-06-22 21:00 | 2039 | 6 | 0 | 0 | 0
2039-06-22 22:00 | 2039 | 6 | 0 | 0 | 0
2039-06-22 23:00 | 2039 | 6 | 0 | 0 | 0
2039-06-23 | 2039 | 6 | 0 | 0 | 0
2039-06-23 01:00 | 2039 | 6 | 0 | 0 | 0
2039-06-23 02:00 | 2039 | 6 | 0 | 0 | 0
2039-06-23 03:00 | 2039 | 6 | 0 | 0 | 0
2039-06-23 04:00 | 2039 | 6 | 0 | 0 | 0
2039-06-23 05:00 | 2039 | 6 | 0 | 0 | 0
2039-06-23 06:00 | 2039 | 6 | 0 | 0 | 0
2039-06-23 07:00 | 2039 | 6 | 0 | 0 | 0
2039-06-23 08:00 | 2039 | 6 | 0 | 0 | 0
2039-06-23 09:00 | 2039 | 6 | 0 | 0 | 0
2039-06-23 10:00 | 2039 | 6 | 0 | 0 | 0
2039-06-23 11:00 | 2039 | 6 | 0 | 0 | 0
2039-06-23 12:00 | 2039 | 6 | 0 | 0 | 0
2039-06-23 13:00 | 2039 | 6 | 0 | 0 | 0
2039-06-23 14:00 | 2039 | 6 | 0 | 0 | 0
2039-06-23 15:00 | 2039 | 6 | 0 | 0 | 0
2039-06-23 16:00 | 2039 | 6 | 0 | 0 | 0
2039-06-23 17:00 | 2039 | 6 | 0 | 0 | 0
2039-06-23 18:00 | 2039 | 6 | 0 | 0 | 0
2039-06-23 19:00 | 2039 | 6 | 0 | 0 | 0
2039-06-23 20:00 | 2039 | 6 | 0 | 0 | 0
2039-06-23 21:00 | 2039 | 6 | 0 | 0 | 0
2039-06-23 22:00 | 2039 | 6 | 0 | 0 | 0
2039-06-23 23:00 | 2039 | 6 | 0 | 0 | 0
2039-06-24 | 2039 | 6 | 0 | 0 | 0
2039-06-24 01:00 | 2039 | 6 | 0 | 0 | 0
2039-06-24 02:00 | 2039 | 6 | 0 | 0 | 0
2039-06-24 03:00 | 2039 | 6 | 0 | 0 | 0
2039-06-24 04:00 | 2039 | 6 | 0 | 0 | 0
2039-06-24 05:00 | 2039 | 6 | 0 | 0 | 0
2039-06-24 06:00 | 2039 | 6 | 0 | 0 | 0
2039-06-24 07:00 | 2039 | 6 | 0 | 0 | 0
2039-06-24 08:00 | 2039 | 6 | 0 | 0 | 0
2039-06-24 09:00 | 2039 | 6 | 0 | 0 | 0
2039-06-24 10:00 | 2039 | 6 | 0 | 0 | 0
2039-06-24 11:00 | 2039 | 6 | 0 | 0 | 0
2039-06-24 12:00 | 2039 | 6 | 0 | 0 | 0
2039-06-24 13:00 | 2039 | 6 | 0 | 0 | 0
2039-06-24 14:00 | 2039 | 6 | 0 | 0 | 0
2039-06-24 15:00 | 2039 | 6 | 0 | 0 | 0
2039-06-24 16:00 | 2039 | 6 | 0 | 0 | 0
2039-06-24 17:00 | 2039 | 6 | 0 | 0 | 0
2039-06-24 18:00 | 2039 | 6 | 0 | 0 | 0
2039-06-24 19:00 | 2039 | 6 | 0 | 0 | 0
2039-06-24 20:00 | 2039 | 6 | 0 | 0 | 0
2039-06-24 21:00 | 2039 | 6 | 0 | 0 | 0
2039-06-24 22:00 | 2039 | 6 | 0 | 0 | 0
2039-06-24 23:00 | 2039 | 6 | 0 | 0 | 0
2039-06-25 | 2039 | 6 | 0 | 0 | 0
2039-06-25 01:00 | 2039 | 6 | 0 | 0 | 0
2039-06-25 02:00 | 2039 | 6 | 0 | 0 | 0
2039-06-25 03:00 | 2039 | 6 | 0 | 0 | 0
2039-06-25 04:00 | 2039 | 6 | 0 | 0 | 0
2039-06-25 05:00 | 2039 | 6 | 0 | 0 | 0
2039-06-25 06:00 | 2039 | 6 | 0 | 0 | 0
2039-06-25 07:00 | 2039 | 6 | 0 | 0 | 0
2039-06-25 08:00 | 2039 | 6 | 0 | 0 | 0
2039-06-25 09:00 | 2039 | 6 | 0 | 0 | 0
2039-06-25 10:00 | 2039 | 6 | 0 | 0 | 0
2039-06-25 11:00 | 2039 | 6 | 0 | 0 | 0
2039-06-25 12:00 | 2039 | 6 | 0 | 0 | 0
2039-06-25 13:00 | 2039 | 6 | 0 | 0 | 0
2039-06-25 14:00 | 2039 | 6 | 0 | 0 | 0
2039-06-25 15:00 | 2039 | 6 | 0 | 0 | 0
2039-06-25 16:00 | 2039 | 6 | 0 | 0 | 0
2039-06-25 17:00 | 2039 | 6 | 0 | 0 | 0
2039-06-25 18:00 | 2039 | 6 | 0 | 0 | 0
2039-06-25 19:00 | 2039 | 6 | 0 | 0 | 0
2039-06-25 20:00 | 2039 | 6 | 0 | 0 | 0
2039-06-25 21:00 | 2039 | 6 | 0 | 0 | 0
2039-06-25 22:00 | 2039 | 6 | 0 | 0 | 0
2039-06-25 23:00 | 2039 | 6 | 0 | 0 | 0
2039-06-26 | 2039 | 6 | 0 | 0 | 0
2039-06-26 01:00 | 2039 | 6 | 0 | 0 | 0
2039-06-26 02:00 | 2039 | 6 | 0 | 0 | 0
2039-06-26 03:00 | 2039 | 6 | 0 | 0 | 0
2039-06-26 04:00 | 2039 | 6 | 0 | 0 | 0
2039-06-26 05:00 | 2039 | 6 | 0 | 0 | 0
2039-06-26 06:00 | 2039 | 6 | 0 | 0 | 0
2039-06-26 07:00 | 2039 | 6 | 0 | 0 | 0
2039-06-26 08:00 | 2039 | 6 | 0 | 0 | 0
2039-06-26 09:00 | 2039 | 6 | 0 | 0 | 0
2039-06-26 10:00 | 2039 | 6 | 0 | 0 | 0
2039-06-26 11:00 | 2039 | 6 | 0 | 0 | 0
2039-06-26 12:00 | 2039 | 6 | 0 | 0 | 0
2039-06-26 13:00 | 2039 | 6 | 0 | 0 | 0
2039-06-26 14:00 | 2039 | 6 | 0 | 0 | 0
2039-06-26 15:00 | 2039 | 6 | 0 | 0 | 0
2039-06-26 16:00 | 2039 | 6 | 0 | 0 | 0
2039-06-26 17:00 | 2039 | 6 | 0 | 0 | 0
2039-06-26 18:00 | 2039 | 6 | 0 | 0 | 0
2039-06-26 19:00 | 2039 | 6 | 0 | 0 | 0
2039-06-26 20:00 | 2039 | 6 | 0 | 0 | 0
2039-06-26 21:00 | 2039 | 6 | 0 | 0 | 0
2039-06-26 22:00 | 2039 | 6 | 0 | 0 | 0
2039-06-26 23:00 | 2039 | 6 | 0 | 0 | 0
2039-06-27 | 2039 | 6 | 0 | 0 | 0
2039-06-27 01:00 | 2039 | 6 | 0 | 0 | 0
2039-06-27 02:00 | 2039 | 6 | 0 | 0 | 0
2039-06-27 03:00 | 2039 | 6 | 0 | 0 | 0
2039-06-27 04:00 | 2039 | 6 | 0 | 0 | 0
2039-06-27 05:00 | 2039 | 6 | 0 | 0 | 0
2039-06-27 06:00 | 2039 | 6 | 0 | 0 | 0
2039-06-27 07:00 | 2039 | 6 | 0 | 0 | 0
2039-06-27 08:00 | 2039 | 6 | 0 | 0 | 0
2039-06-27 09:00 | 2039 | 6 | 0 | 0 | 0
2039-06-27 10:00 | 2039 | 6 | 0 | 0 | 0
2039-06-27 11:00 | 2039 | 6 | 0 | 0 | 0
2039-06-27 12:00 | 2039 | 6 | 0 | 0 | 0
2039-06-27 13:00 | 2039 | 6 | 0 | 0 | 0
2039-06-27 14:00 | 2039 | 6 | 0 | 0 | 0
2039-06-27 15:00 | 2039 | 6 | 0 | 0 | 0
2039-06-27 16:00 | 2039 | 6 | 0 | 0 | 0
2039-06-27 17:00 | 2039 | 6 | 0 | 0 | 0
2039-06-27 18:00 | 2039 | 6 | 0 | 0 | 0
2039-06-27 19:00 | 2039 | 6 | 0 | 0 | 0
2039-06-27 20:00 | 2039 | 6 | 0 | 0 | 0
2039-06-27 21:00 | 2039 | 6 | 0 | 0 | 0
2039-06-27 22:00 | 2039 | 6 | 0 | 0 | 0
2039-06-27 23:00 | 2039 | 6 | 0 | 0 | 0
2039-06-28 | 2039 | 6 | 0 | 0 | 0
2039-06-28 01:00 | 2039 | 6 | 0 | 0 | 0
2039-06-28 02:00 | 2039 | 6 | 0 | 0 | 0
2039-06-28 03:00 | 2039 | 6 | 0 | 0 | 0
2039-06-28 04:00 | 2039 | 6 | 0 | 0 | 0
2039-06-28 05:00 | 2039 | 6 | 0 | 0 | 0
2039-06-28 06:00 | 2039 | 6 | 0 | 0 | 0
2039-06-28 07:00 | 2039 | 6 | 0 | 0 | 0
2039-06-28 08:00 | 2039 | 6 | 0 | 0 | 0
2039-06-28 09:00 | 2039 | 6 | 0 | 0 | 0
2039-06-28 10:00 | 2039 | 6 | 0 | 0 | 0
2039-06-28 11:00 | 2039 | 6 | 0 | 0 | 0
2039-06-28 12:00 | 2039 | 6 | 0 | 0 | 0
2039-06-28 13:00 | 2039 | 6 | 0 | 0 | 0
2039-06-28 14:00 | 2039 | 6 | 0 | 0 | 0
2039-06-28 15:00 | 2039 | 6 | 0 | 0 | 0
2039-06-28 16:00 | 2039 | 6 | 0 | 0 | 0
2039-06-28 17:00 | 2039 | 6 | 0 | 0 | 0
2039-06-28 18:00 | 2039 | 6 | 0 | 0 | 0
2039-06-28 19:00 | 2039 | 6 | 0 | 0 | 0
2039-06-28 20:00 | 2039 | 6 | 0 | 0 | 0
2039-06-28 21:00 | 2039 | 6 | 0 | 0 | 0
2039-06-28 22:00 | 2039 | 6 | 0 | 0 | 0
2039-06-28 23:00 | 2039 | 6 | 0 | 0 | 0
2039-06-29 | 2039 | 6 | 0 | 0 | 0
2039-06-29 01:00 | 2039 | 6 | 0 | 0 | 0
2039-06-29 02:00 | 2039 | 6 | 0 | 0 | 0
2039-06-29 03:00 | 2039 | 6 | 0 | 0 | 0
2039-06-29 04:00 | 2039 | 6 | 0 | 0 | 0
2039-06-29 05:00 | 2039 | 6 | 0 | 0 | 0
2039-06-29 06:00 | 2039 | 6 | 0 | 0 | 0
2039-06-29 07:00 | 2039 | 6 | 0 | 0 | 0
2039-06-29 08:00 | 2039 | 6 | 0 | 0 | 0
2039-06-29 09:00 | 2039 | 6 | 0 | 0 | 0
2039-06-29 10:00 | 2039 | 6 | 0 | 0 | 0
2039-06-29 11:00 | 2039 | 6 | 0 | 0 | 0
2039-06-29 12:00 | 2039 | 6 | 0 | 0 | 0
2039-06-29 13:00 | 2039 | 6 | 0 | 0 | 0
2039-06-29 14:00 | 2039 | 6 | 0 | 0 | 0
2039-06-29 15:00 | 2039 | 6 | 0 | 0 | 0
2039-06-29 16:00 | 2039 | 6 | 0 | 0 | 0
2039-06-29 17:00 | 2039 | 6 | 0 | 0 | 0
2039-06-29 18:00 | 2039 | 6 | 0 | 0 | 0
2039-06-29 19:00 | 2039 | 6 | 0 | 0 | 0
2039-06-29 20:00 | 2039 | 6 | 0 | 0 | 0
2039-06-29 21:00 | 2039 | 6 | 0 | 0 | 0
2039-06-29 22:00 | 2039 | 6 | 0 | 0 | 0
2039-06-29 23:00 | 2039 | 6 | 0 | 0 | 0
2039-06-30 | 2039 | 6 | 0 | 0 | 0
2039-06-30 01:00 | 2039 | 6 | 0 | 0 | 0
2039-06-30 02:00 | 2039 | 6 | 0 | 0 | 0
2039-06-30 03:00 | 2039 | 6 | 0 | 0 | 0
2039-06-30 04:00 | 2039 | 6 | 0 | 0 | 0
2039-06-30 05:00 | 2039 | 6 | 0 | 0 | 0
2039-06-30 06:00 | 2039 | 6 | 0 | 0 | 0
2039-06-30 07:00 | 2039 | 6 | 0 | 0 | 0
2039-06-30 08:00 | 2039 | 6 | 0 | 0 | 0
2039-06-30 09:00 | 2039 | 6 | 0 | 0 | 0
2039-06-30 10:00 | 2039 | 6 | 0 | 0 | 0
2039-06-30 11:00 | 2039 | 6 | 0 | 0 | 0
2039-06-30 12:00 | 2039 | 6 | 0 | 0 | 0
2039-06-30 13:00 | 2039 | 6 | 0 | 0 | 0
2039-06-30 14:00 | 2039 | 6 | 0 | 0 | 0
2039-06-30 15:00 | 2039 | 6 | 0 | 0 | 0
2039-06-30 16:00 | 2039 | 6 | 0 | 0 | 0
2039-06-30 17:00 | 2039 | 6 | 0 | 0 | 0
2039-06-30 18:00 | 2039 | 6 | 0 | 0 | 0
2039-06-30 19:00 | 2039 | 6 | 0 | 0 | 0
2039-06-30 20:00 | 2039 | 6 | 0 | 0 | 0
2039-06-30 21:00 | 2039 | 6 | 0 | 0 | 0
2039-06-30 22:00 | 2039 | 6 | 0 | 0 | 0
2039-06-30 23:00 | 2039 | 6 | 0 | 0 | 0
2039-07-01 | 2039 | 7 | 0 | 0 | 0
2039-07-01 01:00 | 2039 | 7 | 0 | 0 | 0
2039-07-01 02:00 | 2039 | 7 | 0 | 0 | 0
2039-07-01 03:00 | 2039 | 7 | 0 | 0 | 0
2039-07-01 04:00 | 2039 | 7 | 0 | 0 | 0
2039-07-01 05:00 | 2039 | 7 | 0 | 0 | 0
2039-07-01 06:00 | 2039 | 7 | 0 | 0 | 0
2039-07-01 07:00 | 2039 | 7 | 0 | 0 | 0
2039-07-01 08:00 | 2039 | 7 | 0 | 0 | 0
2039-07-01 09:00 | 2039 | 7 | 0 | 0 | 0
2039-07-01 10:00 | 2039 | 7 | 0 | 0 | 0
2039-07-01 11:00 | 2039 | 7 | 0 | 0 | 0
2039-07-01 12:00 | 2039 | 7 | 0 | 0 | 0
2039-07-01 13:00 | 2039 | 7 | 0 | 0 | 0
2039-07-01 14:00 | 2039 | 7 | 0 | 0 | 0
2039-07-01 15:00 | 2039 | 7 | 0 | 0 | 0
2039-07-01 16:00 | 2039 | 7 | 0 | 0 | 0
2039-07-01 17:00 | 2039 | 7 | 0 | 0 | 0
2039-07-01 18:00 | 2039 | 7 | 0 | 0 | 0
2039-07-01 19:00 | 2039 | 7 | 0 | 0 | 0
2039-07-01 20:00 | 2039 | 7 | 0 | 0 | 0
2039-07-01 21:00 | 2039 | 7 | 0 | 0 | 0
2039-07-01 22:00 | 2039 | 7 | 0 | 0 | 0
2039-07-01 23:00 | 2039 | 7 | 0 | 0 | 0
2039-07-02 | 2039 | 7 | 0 | 0 | 0
2039-07-02 01:00 | 2039 | 7 | 0 | 0 | 0
2039-07-02 02:00 | 2039 | 7 | 0 | 0 | 0
2039-07-02 03:00 | 2039 | 7 | 0 | 0 | 0
2039-07-02 04:00 | 2039 | 7 | 0 | 0 | 0
2039-07-02 05:00 | 2039 | 7 | 0 | 0 | 0
2039-07-02 06:00 | 2039 | 7 | 0 | 0 | 0
2039-07-02 07:00 | 2039 | 7 | 0 | 0 | 0
2039-07-02 08:00 | 2039 | 7 | 0 | 0 | 0
2039-07-02 09:00 | 2039 | 7 | 0 | 0 | 0
2039-07-02 10:00 | 2039 | 7 | 0 | 0 | 0
2039-07-02 11:00 | 2039 | 7 | 0 | 0 | 0
2039-07-02 12:00 | 2039 | 7 | 0 | 0 | 0
2039-07-02 13:00 | 2039 | 7 | 0 | 0 | 0
2039-07-02 14:00 | 2039 | 7 | 0 | 0 | 0
2039-07-02 15:00 | 2039 | 7 | 0 | 0 | 0
2039-07-02 16:00 | 2039 | 7 | 0 | 0 | 0
2039-07-02 17:00 | 2039 | 7 | 0 | 0 | 0
2039-07-02 18:00 | 2039 | 7 | 0 | 0 | 0
2039-07-02 19:00 | 2039 | 7 | 0 | 0 | 0
2039-07-02 20:00 | 2039 | 7 | 0 | 0 | 0
2039-07-02 21:00 | 2039 | 7 | 0 | 0 | 0
2039-07-02 22:00 | 2039 | 7 | 0 | 0 | 0
2039-07-02 23:00 | 2039 | 7 | 0 | 0 | 0
2039-07-03 | 2039 | 7 | 0 | 0 | 0
2039-07-03 01:00 | 2039 | 7 | 0 | 0 | 0
2039-07-03 02:00 | 2039 | 7 | 0 | 0 | 0
2039-07-03 03:00 | 2039 | 7 | 0 | 0 | 0
2039-07-03 04:00 | 2039 | 7 | 0 | 0 | 0
2039-07-03 05:00 | 2039 | 7 | 0 | 0 | 0
2039-07-03 06:00 | 2039 | 7 | 0 | 0 | 0
2039-07-03 07:00 | 2039 | 7 | 0 | 0 | 0
2039-07-03 08:00 | 2039 | 7 | 0 | 0 | 0
2039-07-03 09:00 | 2039 | 7 | 0 | 0 | 0
2039-07-03 10:00 | 2039 | 7 | 0 | 0 | 0
2039-07-03 11:00 | 2039 | 7 | 0 | 0 | 0
2039-07-03 12:00 | 2039 | 7 | 0 | 0 | 0
2039-07-03 13:00 | 2039 | 7 | 0 | 0 | 0
2039-07-03 14:00 | 2039 | 7 | 0 | 0 | 0
2039-07-03 15:00 | 2039 | 7 | 0 | 0 | 0
2039-07-03 16:00 | 2039 | 7 | 0 | 0 | 0
2039-07-03 17:00 | 2039 | 7 | 0 | 0 | 0
2039-07-03 18:00 | 2039 | 7 | 0 | 0 | 0
2039-07-03 19:00 | 2039 | 7 | 0 | 0 | 0
2039-07-03 20:00 | 2039 | 7 | 0 | 0 | 0
2039-07-03 21:00 | 2039 | 7 | 0 | 0 | 0
2039-07-03 22:00 | 2039 | 7 | 0 | 0 | 0
2039-07-03 23:00 | 2039 | 7 | 0 | 0 | 0
2039-07-04 | 2039 | 7 | 0 | 0 | 0
2039-07-04 01:00 | 2039 | 7 | 0 | 0 | 0
2039-07-04 02:00 | 2039 | 7 | 0 | 0 | 0
2039-07-04 03:00 | 2039 | 7 | 0 | 0 | 0
2039-07-04 04:00 | 2039 | 7 | 0 | 0 | 0
2039-07-04 05:00 | 2039 | 7 | 0 | 0 | 0
2039-07-04 06:00 | 2039 | 7 | 0 | 0 | 0
2039-07-04 07:00 | 2039 | 7 | 0 | 0 | 0
2039-07-04 08:00 | 2039 | 7 | 0 | 0 | 0
2039-07-04 09:00 | 2039 | 7 | 0 | 0 | 0
2039-07-04 10:00 | 2039 | 7 | 0 | 0 | 0
2039-07-04 11:00 | 2039 | 7 | 0 | 0 | 0
2039-07-04 12:00 | 2039 | 7 | 0 | 0 | 0
2039-07-04 13:00 | 2039 | 7 | 0 | 0 | 0
2039-07-04 14:00 | 2039 | 7 | 0 | 0 | 0
2039-07-04 15:00 | 2039 | 7 | 0 | 0 | 0
2039-07-04 16:00 | 2039 | 7 | 0 | 0 | 0
2039-07-04 17:00 | 2039 | 7 | 0 | 0 | 0
2039-07-04 18:00 | 2039 | 7 | 0 | 0 | 0
2039-07-04 19:00 | 2039 | 7 | 0 | 0 | 0
2039-07-04 20:00 | 2039 | 7 | 0 | 0 | 0
2039-07-04 21:00 | 2039 | 7 | 0 | 0 | 0
2039-07-04 22:00 | 2039 | 7 | 0 | 0 | 0
2039-07-04 23:00 | 2039 | 7 | 0 | 0 | 0
2039-07-05 | 2039 | 7 | 0 | 0 | 0
2039-07-05 01:00 | 2039 | 7 | 0 | 0 | 0
2039-07-05 02:00 | 2039 | 7 | 0 | 0 | 0
2039-07-05 03:00 | 2039 | 7 | 0 | 0 | 0
2039-07-05 04:00 | 2039 | 7 | 0 | 0 | 0
2039-07-05 05:00 | 2039 | 7 | 0 | 0 | 0
2039-07-05 06:00 | 2039 | 7 | 0 | 0 | 0
2039-07-05 07:00 | 2039 | 7 | 0 | 0 | 0
2039-07-05 08:00 | 2039 | 7 | 0 | 0 | 0
2039-07-05 09:00 | 2039 | 7 | 0 | 0 | 0
2039-07-05 10:00 | 2039 | 7 | 0 | 0 | 0
2039-07-05 11:00 | 2039 | 7 | 0 | 0 | 0
2039-07-05 12:00 | 2039 | 7 | 0 | 0 | 0
2039-07-05 13:00 | 2039 | 7 | 0 | 0 | 0
2039-07-05 14:00 | 2039 | 7 | 0 | 0 | 0
2039-07-05 15:00 | 2039 | 7 | 0 | 0 | 0
2039-07-05 16:00 | 2039 | 7 | 0 | 0 | 0
2039-07-05 17:00 | 2039 | 7 | 0 | 0 | 0
2039-07-05 18:00 | 2039 | 7 | 0 | 0 | 0
2039-07-05 19:00 | 2039 | 7 | 0 | 0 | 0
2039-07-05 20:00 | 2039 | 7 | 0 | 0 | 0
2039-07-05 21:00 | 2039 | 7 | 0 | 0 | 0
2039-07-05 22:00 | 2039 | 7 | 0 | 0 | 0
2039-07-05 23:00 | 2039 | 7 | 0 | 0 | 0
2039-07-06 | 2039 | 7 | 0 | 0 | 0
2039-07-06 01:00 | 2039 | 7 | 0 | 0 | 0
2039-07-06 02:00 | 2039 | 7 | 0 | 0 | 0
2039-07-06 03:00 | 2039 | 7 | 0 | 0 | 0
2039-07-06 04:00 | 2039 | 7 | 0 | 0 | 0
2039-07-06 05:00 | 2039 | 7 | 0 | 0 | 0
2039-07-06 06:00 | 2039 | 7 | 0 | 0 | 0
2039-07-06 07:00 | 2039 | 7 | 0 | 0 | 0
2039-07-06 08:00 | 2039 | 7 | 0 | 0 | 0
2039-07-06 09:00 | 2039 | 7 | 0 | 0 | 0
2039-07-06 10:00 | 2039 | 7 | 0 | 0 | 0
2039-07-06 11:00 | 2039 | 7 | 0 | 0 | 0
2039-07-06 12:00 | 2039 | 7 | 0 | 0 | 0
2039-07-06 13:00 | 2039 | 7 | 0 | 0 | 0
2039-07-06 14:00 | 2039 | 7 | 0 | 0 | 0
2039-07-06 15:00 | 2039 | 7 | 0 | 0 | 0
2039-07-06 16:00 | 2039 | 7 | 0 | 0 | 0
2039-07-06 17:00 | 2039 | 7 | 0 | 0 | 0
2039-07-06 18:00 | 2039 | 7 | 0 | 0 | 0
2039-07-06 19:00 | 2039 | 7 | 0 | 0 | 0
2039-07-06 20:00 | 2039 | 7 | 0 | 0 | 0
2039-07-06 21:00 | 2039 | 7 | 0 | 0 | 0
2039-07-06 22:00 | 2039 | 7 | 0 | 0 | 0
2039-07-06 23:00 | 2039 | 7 | 0 | 0 | 0
2039-07-07 | 2039 | 7 | 0 | 0 | 0
2039-07-07 01:00 | 2039 | 7 | 0 | 0 | 0
2039-07-07 02:00 | 2039 | 7 | 0 | 0 | 0
2039-07-07 03:00 | 2039 | 7 | 0 | 0 | 0
2039-07-07 04:00 | 2039 | 7 | 0 | 0 | 0
2039-07-07 05:00 | 2039 | 7 | 0 | 0 | 0
2039-07-07 06:00 | 2039 | 7 | 0 | 0 | 0
2039-07-07 07:00 | 2039 | 7 | 0 | 0 | 0
2039-07-07 08:00 | 2039 | 7 | 0 | 0 | 0
2039-07-07 09:00 | 2039 | 7 | 0 | 0 | 0
2039-07-07 10:00 | 2039 | 7 | 0 | 0 | 0
2039-07-07 11:00 | 2039 | 7 | 0 | 0 | 0
2039-07-07 12:00 | 2039 | 7 | 0 | 0 | 0
2039-07-07 13:00 | 2039 | 7 | 0 | 0 | 0
2039-07-07 14:00 | 2039 | 7 | 0 | 0 | 0
2039-07-07 15:00 | 2039 | 7 | 0 | 0 | 0
2039-07-07 16:00 | 2039 | 7 | 0 | 0 | 0
2039-07-07 17:00 | 2039 | 7 | 0 | 0 | 0
2039-07-07 18:00 | 2039 | 7 | 0 | 0 | 0
2039-07-07 19:00 | 2039 | 7 | 0 | 0 | 0
2039-07-07 20:00 | 2039 | 7 | 0 | 0 | 0
2039-07-07 21:00 | 2039 | 7 | 0 | 0 | 0
2039-07-07 22:00 | 2039 | 7 | 0 | 0 | 0
2039-07-07 23:00 | 2039 | 7 | 0 | 0 | 0
2039-07-08 | 2039 | 7 | 0 | 0 | 0
2039-07-08 01:00 | 2039 | 7 | 0 | 0 | 0
2039-07-08 02:00 | 2039 | 7 | 0 | 0 | 0
2039-07-08 03:00 | 2039 | 7 | 0 | 0 | 0
2039-07-08 04:00 | 2039 | 7 | 0 | 0 | 0
2039-07-08 05:00 | 2039 | 7 | 0 | 0 | 0
2039-07-08 06:00 | 2039 | 7 | 0 | 0 | 0
2039-07-08 07:00 | 2039 | 7 | 0 | 0 | 0
2039-07-08 08:00 | 2039 | 7 | 0 | 0 | 0
2039-07-08 09:00 | 2039 | 7 | 0 | 0 | 0
2039-07-08 10:00 | 2039 | 7 | 0 | 0 | 0
2039-07-08 11:00 | 2039 | 7 | 0 | 0 | 0
2039-07-08 12:00 | 2039 | 7 | 0 | 0 | 0
2039-07-08 13:00 | 2039 | 7 | 0 | 0 | 0
2039-07-08 14:00 | 2039 | 7 | 0 | 0 | 0
2039-07-08 15:00 | 2039 | 7 | 0 | 0 | 0
2039-07-08 16:00 | 2039 | 7 | 0 | 0 | 0
2039-07-08 17:00 | 2039 | 7 | 0 | 0 | 0
2039-07-08 18:00 | 2039 | 7 | 0 | 0 | 0
2039-07-08 19:00 | 2039 | 7 | 0 | 0 | 0
2039-07-08 20:00 | 2039 | 7 | 0 | 0 | 0
2039-07-08 21:00 | 2039 | 7 | 0 | 0 | 0
2039-07-08 22:00 | 2039 | 7 | 0 | 0 | 0
2039-07-08 23:00 | 2039 | 7 | 0 | 0 | 0
2039-07-09 | 2039 | 7 | 0 | 0 | 0
2039-07-09 01:00 | 2039 | 7 | 0 | 0 | 0
2039-07-09 02:00 | 2039 | 7 | 0 | 0 | 0
2039-07-09 03:00 | 2039 | 7 | 0 | 0 | 0
2039-07-09 04:00 | 2039 | 7 | 0 | 0 | 0
2039-07-09 05:00 | 2039 | 7 | 0 | 0 | 0
2039-07-09 06:00 | 2039 | 7 | 0 | 0 | 0
2039-07-09 07:00 | 2039 | 7 | 0 | 0 | 0
2039-07-09 08:00 | 2039 | 7 | 0 | 0 | 0
2039-07-09 09:00 | 2039 | 7 | 0 | 0 | 0
2039-07-09 10:00 | 2039 | 7 | 0 | 0 | 0
2039-07-09 11:00 | 2039 | 7 | 0 | 0 | 0
2039-07-09 12:00 | 2039 | 7 | 0 | 0 | 0
2039-07-09 13:00 | 2039 | 7 | 0 | 0 | 0
2039-07-09 14:00 | 2039 | 7 | 0 | 0 | 0
2039-07-09 15:00 | 2039 | 7 | 0 | 0 | 0
2039-07-09 16:00 | 2039 | 7 | 0 | 0 | 0
2039-07-09 17:00 | 2039 | 7 | 0 | 0 | 0
2039-07-09 18:00 | 2039 | 7 | 0 | 0 | 0
2039-07-09 19:00 | 2039 | 7 | 0 | 0 | 0
2039-07-09 20:00 | 2039 | 7 | 0 | 0 | 0
2039-07-09 21:00 | 2039 | 7 | 0 | 0 | 0
2039-07-09 22:00 | 2039 | 7 | 0 | 0 | 0
2039-07-09 23:00 | 2039 | 7 | 0 | 0 | 0
2039-07-10 | 2039 | 7 | 0 | 0 | 0
2039-07-10 01:00 | 2039 | 7 | 0 | 0 | 0
2039-07-10 02:00 | 2039 | 7 | 0 | 0 | 0
2039-07-10 03:00 | 2039 | 7 | 0 | 0 | 0
2039-07-10 04:00 | 2039 | 7 | 0 | 0 | 0
2039-07-10 05:00 | 2039 | 7 | 0 | 0 | 0
2039-07-10 06:00 | 2039 | 7 | 0 | 0 | 0
2039-07-10 07:00 | 2039 | 7 | 0 | 0 | 0
2039-07-10 08:00 | 2039 | 7 | 0 | 0 | 0
2039-07-10 09:00 | 2039 | 7 | 0 | 0 | 0
2039-07-10 10:00 | 2039 | 7 | 0 | 0 | 0
2039-07-10 11:00 | 2039 | 7 | 0 | 0 | 0
2039-07-10 12:00 | 2039 | 7 | 0 | 0 | 0
2039-07-10 13:00 | 2039 | 7 | 0 | 0 | 0
2039-07-10 14:00 | 2039 | 7 | 0 | 0 | 0
2039-07-10 15:00 | 2039 | 7 | 0 | 0 | 0
2039-07-10 16:00 | 2039 | 7 | 0 | 0 | 0
2039-07-10 17:00 | 2039 | 7 | 0 | 0 | 0
2039-07-10 18:00 | 2039 | 7 | 0 | 0 | 0
2039-07-10 19:00 | 2039 | 7 | 0 | 0 | 0
2039-07-10 20:00 | 2039 | 7 | 0 | 0 | 0
2039-07-10 21:00 | 2039 | 7 | 0 | 0 | 0
2039-07-10 22:00 | 2039 | 7 | 0 | 0 | 0
2039-07-10 23:00 | 2039 | 7 | 0 | 0 | 0
2039-07-11 | 2039 | 7 | 0 | 0 | 0
2039-07-11 01:00 | 2039 | 7 | 0 | 0 | 0
2039-07-11 02:00 | 2039 | 7 | 0 | 0 | 0
2039-07-11 03:00 | 2039 | 7 | 0 | 0 | 0
2039-07-11 04:00 | 2039 | 7 | 0 | 0 | 0
2039-07-11 05:00 | 2039 | 7 | 0 | 0 | 0
2039-07-11 06:00 | 2039 | 7 | 0 | 0 | 0
2039-07-11 07:00 | 2039 | 7 | 0 | 0 | 0
2039-07-11 08:00 | 2039 | 7 | 0 | 0 | 0
2039-07-11 09:00 | 2039 | 7 | 0 | 0 | 0
2039-07-11 10:00 | 2039 | 7 | 0 | 0 | 0
2039-07-11 11:00 | 2039 | 7 | 0 | 0 | 0
2039-07-11 12:00 | 2039 | 7 | 0 | 0 | 0
2039-07-11 13:00 | 2039 | 7 | 0 | 0 | 0
2039-07-11 14:00 | 2039 | 7 | 0 | 0 | 0
2039-07-11 15:00 | 2039 | 7 | 0 | 0 | 0
2039-07-11 16:00 | 2039 | 7 | 0 | 0 | 0
2039-07-11 17:00 | 2039 | 7 | 0 | 0 | 0
2039-07-11 18:00 | 2039 | 7 | 0 | 0 | 0
2039-07-11 19:00 | 2039 | 7 | 0 | 0 | 0
2039-07-11 20:00 | 2039 | 7 | 0 | 0 | 0
2039-07-11 21:00 | 2039 | 7 | 0 | 0 | 0
2039-07-11 22:00 | 2039 | 7 | 0 | 0 | 0
2039-07-11 23:00 | 2039 | 7 | 0 | 0 | 0
2039-07-12 | 2039 | 7 | 0 | 0 | 0
2039-07-12 01:00 | 2039 | 7 | 0 | 0 | 0
2039-07-12 02:00 | 2039 | 7 | 0 | 0 | 0
2039-07-12 03:00 | 2039 | 7 | 0 | 0 | 0
2039-07-12 04:00 | 2039 | 7 | 0 | 0 | 0
2039-07-12 05:00 | 2039 | 7 | 0 | 0 | 0
2039-07-12 06:00 | 2039 | 7 | 0 | 0 | 0
2039-07-12 07:00 | 2039 | 7 | 0 | 0 | 0
2039-07-12 08:00 | 2039 | 7 | 0 | 0 | 0
2039-07-12 09:00 | 2039 | 7 | 0 | 0 | 0
2039-07-12 10:00 | 2039 | 7 | 0 | 0 | 0
2039-07-12 11:00 | 2039 | 7 | 0 | 0 | 0
2039-07-12 12:00 | 2039 | 7 | 0 | 0 | 0
2039-07-12 13:00 | 2039 | 7 | 0 | 0 | 0
2039-07-12 14:00 | 2039 | 7 | 0 | 0 | 0
2039-07-12 15:00 | 2039 | 7 | 0 | 0 | 0
2039-07-12 16:00 | 2039 | 7 | 0 | 0 | 0
2039-07-12 17:00 | 2039 | 7 | 0 | 0 | 0
2039-07-12 18:00 | 2039 | 7 | 0 | 0 | 0
2039-07-12 19:00 | 2039 | 7 | 0 | 0 | 0
2039-07-12 20:00 | 2039 | 7 | 0 | 0 | 0
2039-07-12 21:00 | 2039 | 7 | 0 | 0 | 0
2039-07-12 22:00 | 2039 | 7 | 0 | 0 | 0
2039-07-12 23:00 | 2039 | 7 | 0 | 0 | 0
2039-07-13 | 2039 | 7 | 0 | 0 | 0
2039-07-13 01:00 | 2039 | 7 | 0 | 0 | 0
2039-07-13 02:00 | 2039 | 7 | 0 | 0 | 0
2039-07-13 03:00 | 2039 | 7 | 0 | 0 | 0
2039-07-13 04:00 | 2039 | 7 | 0 | 0 | 0
2039-07-13 05:00 | 2039 | 7 | 0 | 0 | 0
2039-07-13 06:00 | 2039 | 7 | 0 | 0 | 0
2039-07-13 07:00 | 2039 | 7 | 0 | 0 | 0
2039-07-13 08:00 | 2039 | 7 | 0 | 0 | 0
2039-07-13 09:00 | 2039 | 7 | 0 | 0 | 0
2039-07-13 10:00 | 2039 | 7 | 0 | 0 | 0
2039-07-13 11:00 | 2039 | 7 | 0 | 0 | 0
2039-07-13 12:00 | 2039 | 7 | 0 | 0 | 0
2039-07-13 13:00 | 2039 | 7 | 0 | 0 | 0
2039-07-13 14:00 | 2039 | 7 | 0 | 0 | 0
2039-07-13 15:00 | 2039 | 7 | 0 | 0 | 0
2039-07-13 16:00 | 2039 | 7 | 0 | 0 | 0
2039-07-13 17:00 | 2039 | 7 | 0 | 0 | 0
2039-07-13 18:00 | 2039 | 7 | 0 | 0 | 0
2039-07-13 19:00 | 2039 | 7 | 0 | 0 | 0
2039-07-13 20:00 | 2039 | 7 | 0 | 0 | 0
2039-07-13 21:00 | 2039 | 7 | 0 | 0 | 0
2039-07-13 22:00 | 2039 | 7 | 0 | 0 | 0
2039-07-13 23:00 | 2039 | 7 | 0 | 0 | 0
2039-07-14 | 2039 | 7 | 0 | 0 | 0
2039-07-14 01:00 | 2039 | 7 | 0 | 0 | 0
2039-07-14 02:00 | 2039 | 7 | 0 | 0 | 0
2039-07-14 03:00 | 2039 | 7 | 0 | 0 | 0
2039-07-14 04:00 | 2039 | 7 | 0 | 0 | 0
2039-07-14 05:00 | 2039 | 7 | 0 | 0 | 0
2039-07-14 06:00 | 2039 | 7 | 0 | 0 | 0
2039-07-14 07:00 | 2039 | 7 | 0 | 0 | 0
2039-07-14 08:00 | 2039 | 7 | 0 | 0 | 0
2039-07-14 09:00 | 2039 | 7 | 0 | 0 | 0
2039-07-14 10:00 | 2039 | 7 | 0 | 0 | 0
2039-07-14 11:00 | 2039 | 7 | 0 | 0 | 0
2039-07-14 12:00 | 2039 | 7 | 0 | 0 | 0
2039-07-14 13:00 | 2039 | 7 | 0 | 0 | 0
2039-07-14 14:00 | 2039 | 7 | 0 | 0 | 0
2039-07-14 15:00 | 2039 | 7 | 0 | 0 | 0
2039-07-14 16:00 | 2039 | 7 | 0 | 0 | 0
2039-07-14 17:00 | 2039 | 7 | 0 | 0 | 0
2039-07-14 18:00 | 2039 | 7 | 0 | 0 | 0
2039-07-14 19:00 | 2039 | 7 | 0 | 0 | 0
2039-07-14 20:00 | 2039 | 7 | 0 | 0 | 0
2039-07-14 21:00 | 2039 | 7 | 0 | 0 | 0
2039-07-14 22:00 | 2039 | 7 | 0 | 0 | 0
2039-07-14 23:00 | 2039 | 7 | 0 | 0 | 0
2039-07-15 | 2039 | 7 | 0 | 0 | 0
2039-07-15 01:00 | 2039 | 7 | 0 | 0 | 0
2039-07-15 02:00 | 2039 | 7 | 0 | 0 | 0
2039-07-15 03:00 | 2039 | 7 | 0 | 0 | 0
2039-07-15 04:00 | 2039 | 7 | 0 | 0 | 0
2039-07-15 05:00 | 2039 | 7 | 0 | 0 | 0
2039-07-15 06:00 | 2039 | 7 | 0 | 0 | 0
2039-07-15 07:00 | 2039 | 7 | 0 | 0 | 0
2039-07-15 08:00 | 2039 | 7 | 0 | 0 | 0
2039-07-15 09:00 | 2039 | 7 | 0 | 0 | 0
2039-07-15 10:00 | 2039 | 7 | 0 | 0 | 0
2039-07-15 11:00 | 2039 | 7 | 0 | 0 | 0
2039-07-15 12:00 | 2039 | 7 | 0 | 0 | 0
2039-07-15 13:00 | 2039 | 7 | 0 | 0 | 0
2039-07-15 14:00 | 2039 | 7 | 0 | 0 | 0
2039-07-15 15:00 | 2039 | 7 | 0 | 0 | 0
2039-07-15 16:00 | 2039 | 7 | 0 | 0 | 0
2039-07-15 17:00 | 2039 | 7 | 0 | 0 | 0
2039-07-15 18:00 | 2039 | 7 | 0 | 0 | 0
2039-07-15 19:00 | 2039 | 7 | 0 | 0 | 0
2039-07-15 20:00 | 2039 | 7 | 0 | 0 | 0
2039-07-15 21:00 | 2039 | 7 | 0 | 0 | 0
2039-07-15 22:00 | 2039 | 7 | 0 | 0 | 0
2039-07-15 23:00 | 2039 | 7 | 0 | 0 | 0
2039-07-16 | 2039 | 7 | 0 | 0 | 0
2039-07-16 01:00 | 2039 | 7 | 0 | 0 | 0
2039-07-16 02:00 | 2039 | 7 | 0 | 0 | 0
2039-07-16 03:00 | 2039 | 7 | 0 | 0 | 0
2039-07-16 04:00 | 2039 | 7 | 0 | 0 | 0
2039-07-16 05:00 | 2039 | 7 | 0 | 0 | 0
2039-07-16 06:00 | 2039 | 7 | 0 | 0 | 0
2039-07-16 07:00 | 2039 | 7 | 0 | 0 | 0
2039-07-16 08:00 | 2039 | 7 | 0 | 0 | 0
2039-07-16 09:00 | 2039 | 7 | 0 | 0 | 0
2039-07-16 10:00 | 2039 | 7 | 0 | 0 | 0
2039-07-16 11:00 | 2039 | 7 | 0 | 0 | 0
2039-07-16 12:00 | 2039 | 7 | 0 | 0 | 0
2039-07-16 13:00 | 2039 | 7 | 0 | 0 | 0
2039-07-16 14:00 | 2039 | 7 | 0 | 0 | 0
2039-07-16 15:00 | 2039 | 7 | 0 | 0 | 0
2039-07-16 16:00 | 2039 | 7 | 0 | 0 | 0
2039-07-16 17:00 | 2039 | 7 | 0 | 0 | 0
2039-07-16 18:00 | 2039 | 7 | 0 | 0 | 0
2039-07-16 19:00 | 2039 | 7 | 0 | 0 | 0
2039-07-16 20:00 | 2039 | 7 | 0 | 0 | 0
2039-07-16 21:00 | 2039 | 7 | 0 | 0 | 0
2039-07-16 22:00 | 2039 | 7 | 0 | 0 | 0
2039-07-16 23:00 | 2039 | 7 | 0 | 0 | 0
2039-07-17 | 2039 | 7 | 0 | 0 | 0
2039-07-17 01:00 | 2039 | 7 | 0 | 0 | 0
2039-07-17 02:00 | 2039 | 7 | 0 | 0 | 0
2039-07-17 03:00 | 2039 | 7 | 0 | 0 | 0
2039-07-17 04:00 | 2039 | 7 | 0 | 0 | 0
2039-07-17 05:00 | 2039 | 7 | 0 | 0 | 0
2039-07-17 06:00 | 2039 | 7 | 0 | 0 | 0
2039-07-17 07:00 | 2039 | 7 | 0 | 0 | 0
2039-07-17 08:00 | 2039 | 7 | 0 | 0 | 0
2039-07-17 09:00 | 2039 | 7 | 0 | 0 | 0
2039-07-17 10:00 | 2039 | 7 | 0 | 0 | 0
2039-07-17 11:00 | 2039 | 7 | 0 | 0 | 0
2039-07-17 12:00 | 2039 | 7 | 0 | 0 | 0
2039-07-17 13:00 | 2039 | 7 | 0 | 0 | 0
2039-07-17 14:00 | 2039 | 7 | 0 | 0 | 0
2039-07-17 15:00 | 2039 | 7 | 0 | 0 | 0
2039-07-17 16:00 | 2039 | 7 | 0 | 0 | 0
2039-07-17 17:00 | 2039 | 7 | 0 | 0 | 0
2039-07-17 18:00 | 2039 | 7 | 0 | 0 | 0
2039-07-17 19:00 | 2039 | 7 | 0 | 0 | 0
2039-07-17 20:00 | 2039 | 7 | 0 | 0 | 0
2039-07-17 21:00 | 2039 | 7 | 0 | 0 | 0
2039-07-17 22:00 | 2039 | 7 | 0 | 0 | 0
2039-07-17 23:00 | 2039 | 7 | 0 | 0 | 0
2039-07-18 | 2039 | 7 | 0 | 0 | 0
2039-07-18 01:00 | 2039 | 7 | 0 | 0 | 0
2039-07-18 02:00 | 2039 | 7 | 0 | 0 | 0
2039-07-18 03:00 | 2039 | 7 | 0 | 0 | 0
2039-07-18 04:00 | 2039 | 7 | 0 | 0 | 0
2039-07-18 05:00 | 2039 | 7 | 0 | 0 | 0
2039-07-18 06:00 | 2039 | 7 | 0 | 0 | 0
2039-07-18 07:00 | 2039 | 7 | 0 | 0 | 0
2039-07-18 08:00 | 2039 | 7 | 0 | 0 | 0
2039-07-18 09:00 | 2039 | 7 | 0 | 0 | 0
2039-07-18 10:00 | 2039 | 7 | 0 | 0 | 0
2039-07-18 11:00 | 2039 | 7 | 0 | 0 | 0
2039-07-18 12:00 | 2039 | 7 | 0 | 0 | 0
2039-07-18 13:00 | 2039 | 7 | 0 | 0 | 0
2039-07-18 14:00 | 2039 | 7 | 0 | 0 | 0
2039-07-18 15:00 | 2039 | 7 | 0 | 0 | 0
2039-07-18 16:00 | 2039 | 7 | 0 | 0 | 0
2039-07-18 17:00 | 2039 | 7 | 0 | 0 | 0
2039-07-18 18:00 | 2039 | 7 | 0 | 0 | 0
2039-07-18 19:00 | 2039 | 7 | 0 | 0 | 0
2039-07-18 20:00 | 2039 | 7 | 0 | 0 | 0
2039-07-18 21:00 | 2039 | 7 | 0 | 0 | 0
2039-07-18 22:00 | 2039 | 7 | 0 | 0 | 0
2039-07-18 23:00 | 2039 | 7 | 0 | 0 | 0
2039-07-19 | 2039 | 7 | 0 | 0 | 0
2039-07-19 01:00 | 2039 | 7 | 0 | 0 | 0
2039-07-19 02:00 | 2039 | 7 | 0 | 0 | 0
2039-07-19 03:00 | 2039 | 7 | 0 | 0 | 0
2039-07-19 04:00 | 2039 | 7 | 0 | 0 | 0
2039-07-19 05:00 | 2039 | 7 | 0 | 0 | 0
2039-07-19 06:00 | 2039 | 7 | 0 | 0 | 0
2039-07-19 07:00 | 2039 | 7 | 0 | 0 | 0
2039-07-19 08:00 | 2039 | 7 | 0 | 0 | 0
2039-07-19 09:00 | 2039 | 7 | 0 | 0 | 0
2039-07-19 10:00 | 2039 | 7 | 0 | 0 | 0
2039-07-19 11:00 | 2039 | 7 | 0 | 0 | 0
2039-07-19 12:00 | 2039 | 7 | 0 | 0 | 0
2039-07-19 13:00 | 2039 | 7 | 0 | 0 | 0
2039-07-19 14:00 | 2039 | 7 | 0 | 0 | 0
2039-07-19 15:00 | 2039 | 7 | 0 | 0 | 0
2039-07-19 16:00 | 2039 | 7 | 0 | 0 | 0
2039-07-19 17:00 | 2039 | 7 | 0 | 0 | 0
2039-07-19 18:00 | 2039 | 7 | 0 | 0 | 0
2039-07-19 19:00 | 2039 | 7 | 0 | 0 | 0
2039-07-19 20:00 | 2039 | 7 | 0 | 0 | 0
2039-07-19 21:00 | 2039 | 7 | 0 | 0 | 0
2039-07-19 22:00 | 2039 | 7 | 0 | 0 | 0
2039-07-19 23:00 | 2039 | 7 | 0 | 0 | 0
2039-07-20 | 2039 | 7 | 0 | 0 | 0
2039-07-20 01:00 | 2039 | 7 | 0 | 0 | 0
2039-07-20 02:00 | 2039 | 7 | 0 | 0 | 0
2039-07-20 03:00 | 2039 | 7 | 0 | 0 | 0
2039-07-20 04:00 | 2039 | 7 | 0 | 0 | 0
2039-07-20 05:00 | 2039 | 7 | 0 | 0 | 0
2039-07-20 06:00 | 2039 | 7 | 0 | 0 | 0
2039-07-20 07:00 | 2039 | 7 | 0 | 0 | 0
2039-07-20 08:00 | 2039 | 7 | 0 | 0 | 0
2039-07-20 09:00 | 2039 | 7 | 0 | 0 | 0
2039-07-20 10:00 | 2039 | 7 | 0 | 0 | 0
2039-07-20 11:00 | 2039 | 7 | 0 | 0 | 0
2039-07-20 12:00 | 2039 | 7 | 0 | 0 | 0
2039-07-20 13:00 | 2039 | 7 | 0 | 0 | 0
2039-07-20 14:00 | 2039 | 7 | 0 | 0 | 0
2039-07-20 15:00 | 2039 | 7 | 0 | 0 | 0
2039-07-20 16:00 | 2039 | 7 | 0 | 0 | 0
2039-07-20 17:00 | 2039 | 7 | 0 | 0 | 0
2039-07-20 18:00 | 2039 | 7 | 0 | 0 | 0
2039-07-20 19:00 | 2039 | 7 | 0 | 0 | 0
2039-07-20 20:00 | 2039 | 7 | 0 | 0 | 0
2039-07-20 21:00 | 2039 | 7 | 0 | 0 | 0
2039-07-20 22:00 | 2039 | 7 | 0 | 0 | 0
2039-07-20 23:00 | 2039 | 7 | 0 | 0 | 0
2039-07-21 | 2039 | 7 | 0 | 0 | 0
2039-07-21 01:00 | 2039 | 7 | 0 | 0 | 0
2039-07-21 02:00 | 2039 | 7 | 0 | 0 | 0
2039-07-21 03:00 | 2039 | 7 | 0 | 0 | 0
2039-07-21 04:00 | 2039 | 7 | 0 | 0 | 0
2039-07-21 05:00 | 2039 | 7 | 0 | 0 | 0
2039-07-21 06:00 | 2039 | 7 | 0 | 0 | 0
2039-07-21 07:00 | 2039 | 7 | 0 | 0 | 0
2039-07-21 08:00 | 2039 | 7 | 0 | 0 | 0
2039-07-21 09:00 | 2039 | 7 | 0 | 0 | 0
2039-07-21 10:00 | 2039 | 7 | 0 | 0 | 0
2039-07-21 11:00 | 2039 | 7 | 0 | 0 | 0
2039-07-21 12:00 | 2039 | 7 | 0 | 0 | 0
2039-07-21 13:00 | 2039 | 7 | 0 | 0 | 0
2039-07-21 14:00 | 2039 | 7 | 0 | 0 | 0
2039-07-21 15:00 | 2039 | 7 | 0 | 0 | 0
2039-07-21 16:00 | 2039 | 7 | 0 | 0 | 0
2039-07-21 17:00 | 2039 | 7 | 0 | 0 | 0
2039-07-21 18:00 | 2039 | 7 | 0 | 0 | 0
2039-07-21 19:00 | 2039 | 7 | 0 | 0 | 0
2039-07-21 20:00 | 2039 | 7 | 0 | 0 | 0
2039-07-21 21:00 | 2039 | 7 | 0 | 0 | 0
2039-07-21 22:00 | 2039 | 7 | 0 | 0 | 0
2039-07-21 23:00 | 2039 | 7 | 0 | 0 | 0
2039-07-22 | 2039 | 7 | 0 | 0 | 0
2039-07-22 01:00 | 2039 | 7 | 0 | 0 | 0
2039-07-22 02:00 | 2039 | 7 | 0 | 0 | 0
2039-07-22 03:00 | 2039 | 7 | 0 | 0 | 0
2039-07-22 04:00 | 2039 | 7 | 0 | 0 | 0
2039-07-22 05:00 | 2039 | 7 | 0 | 0 | 0
2039-07-22 06:00 | 2039 | 7 | 0 | 0 | 0
2039-07-22 07:00 | 2039 | 7 | 0 | 0 | 0
2039-07-22 08:00 | 2039 | 7 | 0 | 0 | 0
2039-07-22 09:00 | 2039 | 7 | 0 | 0 | 0
2039-07-22 10:00 | 2039 | 7 | 0 | 0 | 0
2039-07-22 11:00 | 2039 | 7 | 0 | 0 | 0
2039-07-22 12:00 | 2039 | 7 | 0 | 0 | 0
2039-07-22 13:00 | 2039 | 7 | 0 | 0 | 0
2039-07-22 14:00 | 2039 | 7 | 0 | 0 | 0
2039-07-22 15:00 | 2039 | 7 | 0 | 0 | 0
2039-07-22 16:00 | 2039 | 7 | 0 | 0 | 0
2039-07-22 17:00 | 2039 | 7 | 0 | 0 | 0
2039-07-22 18:00 | 2039 | 7 | 0 | 0 | 0
2039-07-22 19:00 | 2039 | 7 | 0 | 0 | 0
2039-07-22 20:00 | 2039 | 7 | 0 | 0 | 0
2039-07-22 21:00 | 2039 | 7 | 0 | 0 | 0
2039-07-22 22:00 | 2039 | 7 | 0 | 0 | 0
2039-07-22 23:00 | 2039 | 7 | 0 | 0 | 0
2039-07-23 | 2039 | 7 | 0 | 0 | 0
2039-07-23 01:00 | 2039 | 7 | 0 | 0 | 0
2039-07-23 02:00 | 2039 | 7 | 0 | 0 | 0
2039-07-23 03:00 | 2039 | 7 | 0 | 0 | 0
2039-07-23 04:00 | 2039 | 7 | 0 | 0 | 0
2039-07-23 05:00 | 2039 | 7 | 0 | 0 | 0
2039-07-23 06:00 | 2039 | 7 | 0 | 0 | 0
2039-07-23 07:00 | 2039 | 7 | 0 | 0 | 0
2039-07-23 08:00 | 2039 | 7 | 0 | 0 | 0
2039-07-23 09:00 | 2039 | 7 | 0 | 0 | 0
2039-07-23 10:00 | 2039 | 7 | 0 | 0 | 0
2039-07-23 11:00 | 2039 | 7 | 0 | 0 | 0
2039-07-23 12:00 | 2039 | 7 | 0 | 0 | 0
2039-07-23 13:00 | 2039 | 7 | 0 | 0 | 0
2039-07-23 14:00 | 2039 | 7 | 0 | 0 | 0
2039-07-23 15:00 | 2039 | 7 | 0 | 0 | 0
2039-07-23 16:00 | 2039 | 7 | 0 | 0 | 0
2039-07-23 17:00 | 2039 | 7 | 0 | 0 | 0
2039-07-23 18:00 | 2039 | 7 | 0 | 0 | 0
2039-07-23 19:00 | 2039 | 7 | 0 | 0 | 0
2039-07-23 20:00 | 2039 | 7 | 0 | 0 | 0
2039-07-23 21:00 | 2039 | 7 | 0 | 0 | 0
2039-07-23 22:00 | 2039 | 7 | 0 | 0 | 0
2039-07-23 23:00 | 2039 | 7 | 0 | 0 | 0
2039-07-24 | 2039 | 7 | 0 | 0 | 0
2039-07-24 01:00 | 2039 | 7 | 0 | 0 | 0
2039-07-24 02:00 | 2039 | 7 | 0 | 0 | 0
2039-07-24 03:00 | 2039 | 7 | 0 | 0 | 0
2039-07-24 04:00 | 2039 | 7 | 0 | 0 | 0
2039-07-24 05:00 | 2039 | 7 | 0 | 0 | 0
2039-07-24 06:00 | 2039 | 7 | 0 | 0 | 0
2039-07-24 07:00 | 2039 | 7 | 0 | 0 | 0
2039-07-24 08:00 | 2039 | 7 | 0 | 0 | 0
2039-07-24 09:00 | 2039 | 7 | 0 | 0 | 0
2039-07-24 10:00 | 2039 | 7 | 0 | 0 | 0
2039-07-24 11:00 | 2039 | 7 | 0 | 0 | 0
2039-07-24 12:00 | 2039 | 7 | 0 | 0 | 0
2039-07-24 13:00 | 2039 | 7 | 0 | 0 | 0
2039-07-24 14:00 | 2039 | 7 | 0 | 0 | 0
2039-07-24 15:00 | 2039 | 7 | 0 | 0 | 0
2039-07-24 16:00 | 2039 | 7 | 0 | 0 | 0
2039-07-24 17:00 | 2039 | 7 | 0 | 0 | 0
2039-07-24 18:00 | 2039 | 7 | 0 | 0 | 0
2039-07-24 19:00 | 2039 | 7 | 0 | 0 | 0
2039-07-24 20:00 | 2039 | 7 | 0 | 0 | 0
2039-07-24 21:00 | 2039 | 7 | 0 | 0 | 0
2039-07-24 22:00 | 2039 | 7 | 0 | 0 | 0
2039-07-24 23:00 | 2039 | 7 | 0 | 0 | 0
2039-07-25 | 2039 | 7 | 0 | 0 | 0
2039-07-25 01:00 | 2039 | 7 | 0 | 0 | 0
2039-07-25 02:00 | 2039 | 7 | 0 | 0 | 0
2039-07-25 03:00 | 2039 | 7 | 0 | 0 | 0
2039-07-25 04:00 | 2039 | 7 | 0 | 0 | 0
2039-07-25 05:00 | 2039 | 7 | 0 | 0 | 0
2039-07-25 06:00 | 2039 | 7 | 0 | 0 | 0
2039-07-25 07:00 | 2039 | 7 | 0 | 0 | 0
2039-07-25 08:00 | 2039 | 7 | 0 | 0 | 0
2039-07-25 09:00 | 2039 | 7 | 0 | 0 | 0
2039-07-25 10:00 | 2039 | 7 | 0 | 0 | 0
2039-07-25 11:00 | 2039 | 7 | 0 | 0 | 0
2039-07-25 12:00 | 2039 | 7 | 0 | 0 | 0
2039-07-25 13:00 | 2039 | 7 | 0 | 0 | 0
2039-07-25 14:00 | 2039 | 7 | 0 | 0 | 0
2039-07-25 15:00 | 2039 | 7 | 0 | 0 | 0
2039-07-25 16:00 | 2039 | 7 | 0 | 0 | 0
2039-07-25 17:00 | 2039 | 7 | 0 | 0 | 0
2039-07-25 18:00 | 2039 | 7 | 0 | 0 | 0
2039-07-25 19:00 | 2039 | 7 | 0 | 0 | 0
2039-07-25 20:00 | 2039 | 7 | 0 | 0 | 0
2039-07-25 21:00 | 2039 | 7 | 0 | 0 | 0
2039-07-25 22:00 | 2039 | 7 | 0 | 0 | 0
2039-07-25 23:00 | 2039 | 7 | 0 | 0 | 0
2039-07-26 | 2039 | 7 | 0 | 0 | 0
2039-07-26 01:00 | 2039 | 7 | 0 | 0 | 0
2039-07-26 02:00 | 2039 | 7 | 0 | 0 | 0
2039-07-26 03:00 | 2039 | 7 | 0 | 0 | 0
2039-07-26 04:00 | 2039 | 7 | 0 | 0 | 0
2039-07-26 05:00 | 2039 | 7 | 0 | 0 | 0
2039-07-26 06:00 | 2039 | 7 | 0 | 0 | 0
2039-07-26 07:00 | 2039 | 7 | 0 | 0 | 0
2039-07-26 08:00 | 2039 | 7 | 0 | 0 | 0
2039-07-26 09:00 | 2039 | 7 | 0 | 0 | 0
2039-07-26 10:00 | 2039 | 7 | 0 | 0 | 0
2039-07-26 11:00 | 2039 | 7 | 0 | 0 | 0
2039-07-26 12:00 | 2039 | 7 | 0 | 0 | 0
2039-07-26 13:00 | 2039 | 7 | 0 | 0 | 0
2039-07-26 14:00 | 2039 | 7 | 0 | 0 | 0
2039-07-26 15:00 | 2039 | 7 | 0 | 0 | 0
2039-07-26 16:00 | 2039 | 7 | 0 | 0 | 0
2039-07-26 17:00 | 2039 | 7 | 0 | 0 | 0
2039-07-26 18:00 | 2039 | 7 | 0 | 0 | 0
2039-07-26 19:00 | 2039 | 7 | 0 | 0 | 0
2039-07-26 20:00 | 2039 | 7 | 0 | 0 | 0
2039-07-26 21:00 | 2039 | 7 | 0 | 0 | 0
2039-07-26 22:00 | 2039 | 7 | 0 | 0 | 0
2039-07-26 23:00 | 2039 | 7 | 0 | 0 | 0
2039-07-27 | 2039 | 7 | 0 | 0 | 0
2039-07-27 01:00 | 2039 | 7 | 0 | 0 | 0
2039-07-27 02:00 | 2039 | 7 | 0 | 0 | 0
2039-07-27 03:00 | 2039 | 7 | 0 | 0 | 0
2039-07-27 04:00 | 2039 | 7 | 0 | 0 | 0
2039-07-27 05:00 | 2039 | 7 | 0 | 0 | 0
2039-07-27 06:00 | 2039 | 7 | 0 | 0 | 0
2039-07-27 07:00 | 2039 | 7 | 0 | 0 | 0
2039-07-27 08:00 | 2039 | 7 | 0 | 0 | 0
2039-07-27 09:00 | 2039 | 7 | 0 | 0 | 0
2039-07-27 10:00 | 2039 | 7 | 0 | 0 | 0
2039-07-27 11:00 | 2039 | 7 | 0 | 0 | 0
2039-07-27 12:00 | 2039 | 7 | 0 | 0 | 0
2039-07-27 13:00 | 2039 | 7 | 0 | 0 | 0
2039-07-27 14:00 | 2039 | 7 | 0 | 0 | 0
2039-07-27 15:00 | 2039 | 7 | 0 | 0 | 0
2039-07-27 16:00 | 2039 | 7 | 0 | 0 | 0
2039-07-27 17:00 | 2039 | 7 | 0 | 0 | 0
2039-07-27 18:00 | 2039 | 7 | 0 | 0 | 0
2039-07-27 19:00 | 2039 | 7 | 0 | 0 | 0
2039-07-27 20:00 | 2039 | 7 | 0 | 0 | 0
2039-07-27 21:00 | 2039 | 7 | 0 | 0 | 0
2039-07-27 22:00 | 2039 | 7 | 0 | 0 | 0
2039-07-27 23:00 | 2039 | 7 | 0 | 0 | 0
2039-07-28 | 2039 | 7 | 0 | 0 | 0
2039-07-28 01:00 | 2039 | 7 | 0 | 0 | 0
2039-07-28 02:00 | 2039 | 7 | 0 | 0 | 0
2039-07-28 03:00 | 2039 | 7 | 0 | 0 | 0
2039-07-28 04:00 | 2039 | 7 | 0 | 0 | 0
2039-07-28 05:00 | 2039 | 7 | 0 | 0 | 0
2039-07-28 06:00 | 2039 | 7 | 0 | 0 | 0
2039-07-28 07:00 | 2039 | 7 | 0 | 0 | 0
2039-07-28 08:00 | 2039 | 7 | 0 | 0 | 0
2039-07-28 09:00 | 2039 | 7 | 0 | 0 | 0
2039-07-28 10:00 | 2039 | 7 | 0 | 0 | 0
2039-07-28 11:00 | 2039 | 7 | 0 | 0 | 0
2039-07-28 12:00 | 2039 | 7 | 0 | 0 | 0
2039-07-28 13:00 | 2039 | 7 | 0 | 0 | 0
2039-07-28 14:00 | 2039 | 7 | 0 | 0 | 0
2039-07-28 15:00 | 2039 | 7 | 0 | 0 | 0
2039-07-28 16:00 | 2039 | 7 | 0 | 0 | 0
2039-07-28 17:00 | 2039 | 7 | 0 | 0 | 0
2039-07-28 18:00 | 2039 | 7 | 0 | 0 | 0
2039-07-28 19:00 | 2039 | 7 | 0 | 0 | 0
2039-07-28 20:00 | 2039 | 7 | 0 | 0 | 0
2039-07-28 21:00 | 2039 | 7 | 0 | 0 | 0
2039-07-28 22:00 | 2039 | 7 | 0 | 0 | 0
2039-07-28 23:00 | 2039 | 7 | 0 | 0 | 0
2039-07-29 | 2039 | 7 | 0 | 0 | 0
2039-07-29 01:00 | 2039 | 7 | 0 | 0 | 0
2039-07-29 02:00 | 2039 | 7 | 0 | 0 | 0
2039-07-29 03:00 | 2039 | 7 | 0 | 0 | 0
2039-07-29 04:00 | 2039 | 7 | 0 | 0 | 0
2039-07-29 05:00 | 2039 | 7 | 0 | 0 | 0
2039-07-29 06:00 | 2039 | 7 | 0 | 0 | 0
2039-07-29 07:00 | 2039 | 7 | 0 | 0 | 0
2039-07-29 08:00 | 2039 | 7 | 0 | 0 | 0
2039-07-29 09:00 | 2039 | 7 | 0 | 0 | 0
2039-07-29 10:00 | 2039 | 7 | 0 | 0 | 0
2039-07-29 11:00 | 2039 | 7 | 0 | 0 | 0
2039-07-29 12:00 | 2039 | 7 | 0 | 0 | 0
2039-07-29 13:00 | 2039 | 7 | 0 | 0 | 0
2039-07-29 14:00 | 2039 | 7 | 0 | 0 | 0
2039-07-29 15:00 | 2039 | 7 | 0 | 0 | 0
2039-07-29 16:00 | 2039 | 7 | 0 | 0 | 0
2039-07-29 17:00 | 2039 | 7 | 0 | 0 | 0
2039-07-29 18:00 | 2039 | 7 | 0 | 0 | 0
2039-07-29 19:00 | 2039 | 7 | 0 | 0 | 0
2039-07-29 20:00 | 2039 | 7 | 0 | 0 | 0
2039-07-29 21:00 | 2039 | 7 | 0 | 0 | 0
2039-07-29 22:00 | 2039 | 7 | 0 | 0 | 0
2039-07-29 23:00 | 2039 | 7 | 0 | 0 | 0
2039-07-30 | 2039 | 7 | 0 | 0 | 0
2039-07-30 01:00 | 2039 | 7 | 0 | 0 | 0
2039-07-30 02:00 | 2039 | 7 | 0 | 0 | 0
2039-07-30 03:00 | 2039 | 7 | 0 | 0 | 0
2039-07-30 04:00 | 2039 | 7 | 0 | 0 | 0
2039-07-30 05:00 | 2039 | 7 | 0 | 0 | 0
2039-07-30 06:00 | 2039 | 7 | 0 | 0 | 0
2039-07-30 07:00 | 2039 | 7 | 0 | 0 | 0
2039-07-30 08:00 | 2039 | 7 | 0 | 0 | 0
2039-07-30 09:00 | 2039 | 7 | 0 | 0 | 0
2039-07-30 10:00 | 2039 | 7 | 0 | 0 | 0
2039-07-30 11:00 | 2039 | 7 | 0 | 0 | 0
2039-07-30 12:00 | 2039 | 7 | 0 | 0 | 0
2039-07-30 13:00 | 2039 | 7 | 0 | 0 | 0
2039-07-30 14:00 | 2039 | 7 | 0 | 0 | 0
2039-07-30 15:00 | 2039 | 7 | 0 | 0 | 0
2039-07-30 16:00 | 2039 | 7 | 0 | 0 | 0
2039-07-30 17:00 | 2039 | 7 | 0 | 0 | 0
2039-07-30 18:00 | 2039 | 7 | 0 | 0 | 0
2039-07-30 19:00 | 2039 | 7 | 0 | 0 | 0
2039-07-30 20:00 | 2039 | 7 | 0 | 0 | 0
2039-07-30 21:00 | 2039 | 7 | 0 | 0 | 0
2039-07-30 22:00 | 2039 | 7 | 0 | 0 | 0
2039-07-30 23:00 | 2039 | 7 | 0 | 0 | 0
2039-07-31 | 2039 | 7 | 0 | 0 | 0
2039-07-31 01:00 | 2039 | 7 | 0 | 0 | 0
2039-07-31 02:00 | 2039 | 7 | 0 | 0 | 0
2039-07-31 03:00 | 2039 | 7 | 0 | 0 | 0
2039-07-31 04:00 | 2039 | 7 | 0 | 0 | 0
2039-07-31 05:00 | 2039 | 7 | 0 | 0 | 0
2039-07-31 06:00 | 2039 | 7 | 0 | 0 | 0
2039-07-31 07:00 | 2039 | 7 | 0 | 0 | 0
2039-07-31 08:00 | 2039 | 7 | 0 | 0 | 0
2039-07-31 09:00 | 2039 | 7 | 0 | 0 | 0
2039-07-31 10:00 | 2039 | 7 | 0 | 0 | 0
2039-07-31 11:00 | 2039 | 7 | 0 | 0 | 0
2039-07-31 12:00 | 2039 | 7 | 0 | 0 | 0
2039-07-31 13:00 | 2039 | 7 | 0 | 0 | 0
2039-07-31 14:00 | 2039 | 7 | 0 | 0 | 0
2039-07-31 15:00 | 2039 | 7 | 0 | 0 | 0
2039-07-31 16:00 | 2039 | 7 | 0 | 0 | 0
2039-07-31 17:00 | 2039 | 7 | 0 | 0 | 0
2039-07-31 18:00 | 2039 | 7 | 0 | 0 | 0
2039-07-31 19:00 | 2039 | 7 | 0 | 0 | 0
2039-07-31 20:00 | 2039 | 7 | 0 | 0 | 0
2039-07-31 21:00 | 2039 | 7 | 0 | 0 | 0
2039-07-31 22:00 | 2039 | 7 | 0 | 0 | 0
2039-07-31 23:00 | 2039 | 7 | 0 | 0 | 0
2039-08-01 | 2039 | 8 | 0 | 0 | 0
2039-08-01 01:00 | 2039 | 8 | 0 | 0 | 0
2039-08-01 02:00 | 2039 | 8 | 0 | 0 | 0
2039-08-01 03:00 | 2039 | 8 | 0 | 0 | 0
2039-08-01 04:00 | 2039 | 8 | 0 | 0 | 0
2039-08-01 05:00 | 2039 | 8 | 0 | 0 | 0
2039-08-01 06:00 | 2039 | 8 | 0 | 0 | 0
2039-08-01 07:00 | 2039 | 8 | 0 | 0 | 0
2039-08-01 08:00 | 2039 | 8 | 0 | 0 | 0
2039-08-01 09:00 | 2039 | 8 | 0 | 0 | 0
2039-08-01 10:00 | 2039 | 8 | 0 | 0 | 0
2039-08-01 11:00 | 2039 | 8 | 0 | 0 | 0
2039-08-01 12:00 | 2039 | 8 | 0 | 0 | 0
2039-08-01 13:00 | 2039 | 8 | 0 | 0 | 0
2039-08-01 14:00 | 2039 | 8 | 0 | 0 | 0
2039-08-01 15:00 | 2039 | 8 | 0 | 0 | 0
2039-08-01 16:00 | 2039 | 8 | 0 | 0 | 0
2039-08-01 17:00 | 2039 | 8 | 0 | 0 | 0
2039-08-01 18:00 | 2039 | 8 | 0 | 0 | 0
2039-08-01 19:00 | 2039 | 8 | 0 | 0 | 0
2039-08-01 20:00 | 2039 | 8 | 0 | 0 | 0
2039-08-01 21:00 | 2039 | 8 | 0 | 0 | 0
2039-08-01 22:00 | 2039 | 8 | 0 | 0 | 0
2039-08-01 23:00 | 2039 | 8 | 0 | 0 | 0
2039-08-02 | 2039 | 8 | 0 | 0 | 0
2039-08-02 01:00 | 2039 | 8 | 0 | 0 | 0
2039-08-02 02:00 | 2039 | 8 | 0 | 0 | 0
2039-08-02 03:00 | 2039 | 8 | 0 | 0 | 0
2039-08-02 04:00 | 2039 | 8 | 0 | 0 | 0
2039-08-02 05:00 | 2039 | 8 | 0 | 0 | 0
2039-08-02 06:00 | 2039 | 8 | 0 | 0 | 0
2039-08-02 07:00 | 2039 | 8 | 0 | 0 | 0
2039-08-02 08:00 | 2039 | 8 | 0 | 0 | 0
2039-08-02 09:00 | 2039 | 8 | 0 | 0 | 0
2039-08-02 10:00 | 2039 | 8 | 0 | 0 | 0
2039-08-02 11:00 | 2039 | 8 | 0 | 0 | 0
2039-08-02 12:00 | 2039 | 8 | 0 | 0 | 0
2039-08-02 13:00 | 2039 | 8 | 0 | 0 | 0
2039-08-02 14:00 | 2039 | 8 | 0 | 0 | 0
2039-08-02 15:00 | 2039 | 8 | 0 | 0 | 0
2039-08-02 16:00 | 2039 | 8 | 0 | 0 | 0
2039-08-02 17:00 | 2039 | 8 | 0 | 0 | 0
2039-08-02 18:00 | 2039 | 8 | 0 | 0 | 0
2039-08-02 19:00 | 2039 | 8 | 0 | 0 | 0
2039-08-02 20:00 | 2039 | 8 | 0 | 0 | 0
2039-08-02 21:00 | 2039 | 8 | 0 | 0 | 0
2039-08-02 22:00 | 2039 | 8 | 0 | 0 | 0
2039-08-02 23:00 | 2039 | 8 | 0 | 0 | 0
2039-08-03 | 2039 | 8 | 0 | 0 | 0
2039-08-03 01:00 | 2039 | 8 | 0 | 0 | 0
2039-08-03 02:00 | 2039 | 8 | 0 | 0 | 0
2039-08-03 03:00 | 2039 | 8 | 0 | 0 | 0
2039-08-03 04:00 | 2039 | 8 | 0 | 0 | 0
2039-08-03 05:00 | 2039 | 8 | 0 | 0 | 0
2039-08-03 06:00 | 2039 | 8 | 0 | 0 | 0
2039-08-03 07:00 | 2039 | 8 | 0 | 0 | 0
2039-08-03 08:00 | 2039 | 8 | 0 | 0 | 0
2039-08-03 09:00 | 2039 | 8 | 0 | 0 | 0
2039-08-03 10:00 | 2039 | 8 | 0 | 0 | 0
2039-08-03 11:00 | 2039 | 8 | 0 | 0 | 0
2039-08-03 12:00 | 2039 | 8 | 0 | 0 | 0
2039-08-03 13:00 | 2039 | 8 | 0 | 0 | 0
2039-08-03 14:00 | 2039 | 8 | 0 | 0 | 0
2039-08-03 15:00 | 2039 | 8 | 0 | 0 | 0
2039-08-03 16:00 | 2039 | 8 | 0 | 0 | 0
2039-08-03 17:00 | 2039 | 8 | 0 | 0 | 0
2039-08-03 18:00 | 2039 | 8 | 0 | 0 | 0
2039-08-03 19:00 | 2039 | 8 | 0 | 0 | 0
2039-08-03 20:00 | 2039 | 8 | 0 | 0 | 0
2039-08-03 21:00 | 2039 | 8 | 0 | 0 | 0
2039-08-03 22:00 | 2039 | 8 | 0 | 0 | 0
2039-08-03 23:00 | 2039 | 8 | 0 | 0 | 0
2039-08-04 | 2039 | 8 | 0 | 0 | 0
2039-08-04 01:00 | 2039 | 8 | 0 | 0 | 0
2039-08-04 02:00 | 2039 | 8 | 0 | 0 | 0
2039-08-04 03:00 | 2039 | 8 | 0 | 0 | 0
2039-08-04 04:00 | 2039 | 8 | 0 | 0 | 0
2039-08-04 05:00 | 2039 | 8 | 0 | 0 | 0
2039-08-04 06:00 | 2039 | 8 | 0 | 0 | 0
2039-08-04 07:00 | 2039 | 8 | 0 | 0 | 0
2039-08-04 08:00 | 2039 | 8 | 0 | 0 | 0
2039-08-04 09:00 | 2039 | 8 | 0 | 0 | 0
2039-08-04 10:00 | 2039 | 8 | 0 | 0 | 0
2039-08-04 11:00 | 2039 | 8 | 0 | 0 | 0
2039-08-04 12:00 | 2039 | 8 | 0 | 0 | 0
2039-08-04 13:00 | 2039 | 8 | 0 | 0 | 0
2039-08-04 14:00 | 2039 | 8 | 0 | 0 | 0
2039-08-04 15:00 | 2039 | 8 | 0 | 0 | 0
2039-08-04 16:00 | 2039 | 8 | 0 | 0 | 0
2039-08-04 17:00 | 2039 | 8 | 0 | 0 | 0
2039-08-04 18:00 | 2039 | 8 | 0 | 0 | 0
2039-08-04 19:00 | 2039 | 8 | 0 | 0 | 0
2039-08-04 20:00 | 2039 | 8 | 0 | 0 | 0
2039-08-04 21:00 | 2039 | 8 | 0 | 0 | 0
2039-08-04 22:00 | 2039 | 8 | 0 | 0 | 0
2039-08-04 23:00 | 2039 | 8 | 0 | 0 | 0
2039-08-05 | 2039 | 8 | 0 | 0 | 0
2039-08-05 01:00 | 2039 | 8 | 0 | 0 | 0
2039-08-05 02:00 | 2039 | 8 | 0 | 0 | 0
2039-08-05 03:00 | 2039 | 8 | 0 | 0 | 0
2039-08-05 04:00 | 2039 | 8 | 0 | 0 | 0
2039-08-05 05:00 | 2039 | 8 | 0 | 0 | 0
2039-08-05 06:00 | 2039 | 8 | 0 | 0 | 0
2039-08-05 07:00 | 2039 | 8 | 0 | 0 | 0
2039-08-05 08:00 | 2039 | 8 | 0 | 0 | 0
2039-08-05 09:00 | 2039 | 8 | 0 | 0 | 0
2039-08-05 10:00 | 2039 | 8 | 0 | 0 | 0
2039-08-05 11:00 | 2039 | 8 | 0 | 0 | 0
2039-08-05 12:00 | 2039 | 8 | 0 | 0 | 0
2039-08-05 13:00 | 2039 | 8 | 0 | 0 | 0
2039-08-05 14:00 | 2039 | 8 | 0 | 0 | 0
2039-08-05 15:00 | 2039 | 8 | 0 | 0 | 0
2039-08-05 16:00 | 2039 | 8 | 0 | 0 | 0
2039-08-05 17:00 | 2039 | 8 | 0 | 0 | 0
2039-08-05 18:00 | 2039 | 8 | 0 | 0 | 0
2039-08-05 19:00 | 2039 | 8 | 0 | 0 | 0
2039-08-05 20:00 | 2039 | 8 | 0 | 0 | 0
2039-08-05 21:00 | 2039 | 8 | 0 | 0 | 0
2039-08-05 22:00 | 2039 | 8 | 0 | 0 | 0
2039-08-05 23:00 | 2039 | 8 | 0 | 0 | 0
2039-08-06 | 2039 | 8 | 0 | 0 | 0
2039-08-06 01:00 | 2039 | 8 | 0 | 0 | 0
2039-08-06 02:00 | 2039 | 8 | 0 | 0 | 0
2039-08-06 03:00 | 2039 | 8 | 0 | 0 | 0
2039-08-06 04:00 | 2039 | 8 | 0 | 0 | 0
2039-08-06 05:00 | 2039 | 8 | 0 | 0 | 0
2039-08-06 06:00 | 2039 | 8 | 0 | 0 | 0
2039-08-06 07:00 | 2039 | 8 | 0 | 0 | 0
2039-08-06 08:00 | 2039 | 8 | 0 | 0 | 0
2039-08-06 09:00 | 2039 | 8 | 0 | 0 | 0
2039-08-06 10:00 | 2039 | 8 | 0 | 0 | 0
2039-08-06 11:00 | 2039 | 8 | 0 | 0 | 0
2039-08-06 12:00 | 2039 | 8 | 0 | 0 | 0
2039-08-06 13:00 | 2039 | 8 | 0 | 0 | 0
2039-08-06 14:00 | 2039 | 8 | 0 | 0 | 0
2039-08-06 15:00 | 2039 | 8 | 0 | 0 | 0
2039-08-06 16:00 | 2039 | 8 | 0 | 0 | 0
2039-08-06 17:00 | 2039 | 8 | 0 | 0 | 0
2039-08-06 18:00 | 2039 | 8 | 0 | 0 | 0
2039-08-06 19:00 | 2039 | 8 | 0 | 0 | 0
2039-08-06 20:00 | 2039 | 8 | 0 | 0 | 0
2039-08-06 21:00 | 2039 | 8 | 0 | 0 | 0
2039-08-06 22:00 | 2039 | 8 | 0 | 0 | 0
2039-08-06 23:00 | 2039 | 8 | 0 | 0 | 0
2039-08-07 | 2039 | 8 | 0 | 0 | 0
2039-08-07 01:00 | 2039 | 8 | 0 | 0 | 0
2039-08-07 02:00 | 2039 | 8 | 0 | 0 | 0
2039-08-07 03:00 | 2039 | 8 | 0 | 0 | 0
2039-08-07 04:00 | 2039 | 8 | 0 | 0 | 0
2039-08-07 05:00 | 2039 | 8 | 0 | 0 | 0
2039-08-07 06:00 | 2039 | 8 | 0 | 0 | 0
2039-08-07 07:00 | 2039 | 8 | 0 | 0 | 0
2039-08-07 08:00 | 2039 | 8 | 0 | 0 | 0
2039-08-07 09:00 | 2039 | 8 | 0 | 0 | 0
2039-08-07 10:00 | 2039 | 8 | 0 | 0 | 0
2039-08-07 11:00 | 2039 | 8 | 0 | 0 | 0
2039-08-07 12:00 | 2039 | 8 | 0 | 0 | 0
2039-08-07 13:00 | 2039 | 8 | 0 | 0 | 0
2039-08-07 14:00 | 2039 | 8 | 0 | 0 | 0
2039-08-07 15:00 | 2039 | 8 | 0 | 0 | 0
2039-08-07 16:00 | 2039 | 8 | 0 | 0 | 0
2039-08-07 17:00 | 2039 | 8 | 0 | 0 | 0
2039-08-07 18:00 | 2039 | 8 | 0 | 0 | 0
2039-08-07 19:00 | 2039 | 8 | 0 | 0 | 0
2039-08-07 20:00 | 2039 | 8 | 0 | 0 | 0
2039-08-07 21:00 | 2039 | 8 | 0 | 0 | 0
2039-08-07 22:00 | 2039 | 8 | 0 | 0 | 0
2039-08-07 23:00 | 2039 | 8 | 0 | 0 | 0
2039-08-08 | 2039 | 8 | 0 | 0 | 0
2039-08-08 01:00 | 2039 | 8 | 0 | 0 | 0
2039-08-08 02:00 | 2039 | 8 | 0 | 0 | 0
2039-08-08 03:00 | 2039 | 8 | 0 | 0 | 0
2039-08-08 04:00 | 2039 | 8 | 0 | 0 | 0
2039-08-08 05:00 | 2039 | 8 | 0 | 0 | 0
2039-08-08 06:00 | 2039 | 8 | 0 | 0 | 0
2039-08-08 07:00 | 2039 | 8 | 0 | 0 | 0
2039-08-08 08:00 | 2039 | 8 | 0 | 0 | 0
2039-08-08 09:00 | 2039 | 8 | 0 | 0 | 0
2039-08-08 10:00 | 2039 | 8 | 0 | 0 | 0
2039-08-08 11:00 | 2039 | 8 | 0 | 0 | 0
2039-08-08 12:00 | 2039 | 8 | 0 | 0 | 0
2039-08-08 13:00 | 2039 | 8 | 0 | 0 | 0
2039-08-08 14:00 | 2039 | 8 | 0 | 0 | 0
2039-08-08 15:00 | 2039 | 8 | 0 | 0 | 0
2039-08-08 16:00 | 2039 | 8 | 0 | 0 | 0
2039-08-08 17:00 | 2039 | 8 | 0 | 0 | 0
2039-08-08 18:00 | 2039 | 8 | 0 | 0 | 0
2039-08-08 19:00 | 2039 | 8 | 0 | 0 | 0
2039-08-08 20:00 | 2039 | 8 | 0 | 0 | 0
2039-08-08 21:00 | 2039 | 8 | 0 | 0 | 0
2039-08-08 22:00 | 2039 | 8 | 0 | 0 | 0
2039-08-08 23:00 | 2039 | 8 | 0 | 0 | 0
2039-08-09 | 2039 | 8 | 0 | 0 | 0
2039-08-09 01:00 | 2039 | 8 | 0 | 0 | 0
2039-08-09 02:00 | 2039 | 8 | 0 | 0 | 0
2039-08-09 03:00 | 2039 | 8 | 0 | 0 | 0
2039-08-09 04:00 | 2039 | 8 | 0 | 0 | 0
2039-08-09 05:00 | 2039 | 8 | 0 | 0 | 0
2039-08-09 06:00 | 2039 | 8 | 0 | 0 | 0
2039-08-09 07:00 | 2039 | 8 | 0 | 0 | 0
2039-08-09 08:00 | 2039 | 8 | 0 | 0 | 0
2039-08-09 09:00 | 2039 | 8 | 0 | 0 | 0
2039-08-09 10:00 | 2039 | 8 | 0 | 0 | 0
2039-08-09 11:00 | 2039 | 8 | 0 | 0 | 0
2039-08-09 12:00 | 2039 | 8 | 0 | 0 | 0
2039-08-09 13:00 | 2039 | 8 | 0 | 0 | 0
2039-08-09 14:00 | 2039 | 8 | 0 | 0 | 0
2039-08-09 15:00 | 2039 | 8 | 0 | 0 | 0
2039-08-09 16:00 | 2039 | 8 | 0 | 0 | 0
2039-08-09 17:00 | 2039 | 8 | 0 | 0 | 0
2039-08-09 18:00 | 2039 | 8 | 0 | 0 | 0
2039-08-09 19:00 | 2039 | 8 | 0 | 0 | 0
2039-08-09 20:00 | 2039 | 8 | 0 | 0 | 0
2039-08-09 21:00 | 2039 | 8 | 0 | 0 | 0
2039-08-09 22:00 | 2039 | 8 | 0 | 0 | 0
2039-08-09 23:00 | 2039 | 8 | 0 | 0 | 0
2039-08-10 | 2039 | 8 | 0 | 0 | 0
2039-08-10 01:00 | 2039 | 8 | 0 | 0 | 0
2039-08-10 02:00 | 2039 | 8 | 0 | 0 | 0
2039-08-10 03:00 | 2039 | 8 | 0 | 0 | 0
2039-08-10 04:00 | 2039 | 8 | 0 | 0 | 0
2039-08-10 05:00 | 2039 | 8 | 0 | 0 | 0
2039-08-10 06:00 | 2039 | 8 | 0 | 0 | 0
2039-08-10 07:00 | 2039 | 8 | 0 | 0 | 0
2039-08-10 08:00 | 2039 | 8 | 0 | 0 | 0
2039-08-10 09:00 | 2039 | 8 | 0 | 0 | 0
2039-08-10 10:00 | 2039 | 8 | 0 | 0 | 0
2039-08-10 11:00 | 2039 | 8 | 0 | 0 | 0
2039-08-10 12:00 | 2039 | 8 | 0 | 0 | 0
2039-08-10 13:00 | 2039 | 8 | 0 | 0 | 0
2039-08-10 14:00 | 2039 | 8 | 0 | 0 | 0
2039-08-10 15:00 | 2039 | 8 | 0 | 0 | 0
2039-08-10 16:00 | 2039 | 8 | 0 | 0 | 0
2039-08-10 17:00 | 2039 | 8 | 0 | 0 | 0
2039-08-10 18:00 | 2039 | 8 | 0 | 0 | 0
2039-08-10 19:00 | 2039 | 8 | 0 | 0 | 0
2039-08-10 20:00 | 2039 | 8 | 0 | 0 | 0
2039-08-10 21:00 | 2039 | 8 | 0 | 0 | 0
2039-08-10 22:00 | 2039 | 8 | 0 | 0 | 0
2039-08-10 23:00 | 2039 | 8 | 0 | 0 | 0
2039-08-11 | 2039 | 8 | 0 | 0 | 0
2039-08-11 01:00 | 2039 | 8 | 0 | 0 | 0
2039-08-11 02:00 | 2039 | 8 | 0 | 0 | 0
2039-08-11 03:00 | 2039 | 8 | 0 | 0 | 0
2039-08-11 04:00 | 2039 | 8 | 0 | 0 | 0
2039-08-11 05:00 | 2039 | 8 | 0 | 0 | 0
2039-08-11 06:00 | 2039 | 8 | 0 | 0 | 0
2039-08-11 07:00 | 2039 | 8 | 0 | 0 | 0
2039-08-11 08:00 | 2039 | 8 | 0 | 0 | 0
2039-08-11 09:00 | 2039 | 8 | 0 | 0 | 0
2039-08-11 10:00 | 2039 | 8 | 0 | 0 | 0
2039-08-11 11:00 | 2039 | 8 | 0 | 0 | 0
2039-08-11 12:00 | 2039 | 8 | 0 | 0 | 0
2039-08-11 13:00 | 2039 | 8 | 0 | 0 | 0
2039-08-11 14:00 | 2039 | 8 | 0 | 0 | 0
2039-08-11 15:00 | 2039 | 8 | 0 | 0 | 0
2039-08-11 16:00 | 2039 | 8 | 0 | 0 | 0
2039-08-11 17:00 | 2039 | 8 | 0 | 0 | 0
2039-08-11 18:00 | 2039 | 8 | 0 | 0 | 0
2039-08-11 19:00 | 2039 | 8 | 0 | 0 | 0
2039-08-11 20:00 | 2039 | 8 | 0 | 0 | 0
2039-08-11 21:00 | 2039 | 8 | 0 | 0 | 0
2039-08-11 22:00 | 2039 | 8 | 0 | 0 | 0
2039-08-11 23:00 | 2039 | 8 | 0 | 0 | 0
2039-08-12 | 2039 | 8 | 0 | 0 | 0
2039-08-12 01:00 | 2039 | 8 | 0 | 0 | 0
2039-08-12 02:00 | 2039 | 8 | 0 | 0 | 0
2039-08-12 03:00 | 2039 | 8 | 0 | 0 | 0
2039-08-12 04:00 | 2039 | 8 | 0 | 0 | 0
2039-08-12 05:00 | 2039 | 8 | 0 | 0 | 0
2039-08-12 06:00 | 2039 | 8 | 0 | 0 | 0
2039-08-12 07:00 | 2039 | 8 | 0 | 0 | 0
2039-08-12 08:00 | 2039 | 8 | 0 | 0 | 0
2039-08-12 09:00 | 2039 | 8 | 0 | 0 | 0
2039-08-12 10:00 | 2039 | 8 | 0 | 0 | 0
2039-08-12 11:00 | 2039 | 8 | 0 | 0 | 0
2039-08-12 12:00 | 2039 | 8 | 0 | 0 | 0
2039-08-12 13:00 | 2039 | 8 | 0 | 0 | 0
2039-08-12 14:00 | 2039 | 8 | 0 | 0 | 0
2039-08-12 15:00 | 2039 | 8 | 0 | 0 | 0
2039-08-12 16:00 | 2039 | 8 | 0 | 0 | 0
2039-08-12 17:00 | 2039 | 8 | 0 | 0 | 0
2039-08-12 18:00 | 2039 | 8 | 0 | 0 | 0
2039-08-12 19:00 | 2039 | 8 | 0 | 0 | 0
2039-08-12 20:00 | 2039 | 8 | 0 | 0 | 0
2039-08-12 21:00 | 2039 | 8 | 0 | 0 | 0
2039-08-12 22:00 | 2039 | 8 | 0 | 0 | 0
2039-08-12 23:00 | 2039 | 8 | 0 | 0 | 0
2039-08-13 | 2039 | 8 | 0 | 0 | 0
2039-08-13 01:00 | 2039 | 8 | 0 | 0 | 0
2039-08-13 02:00 | 2039 | 8 | 0 | 0 | 0
2039-08-13 03:00 | 2039 | 8 | 0 | 0 | 0
2039-08-13 04:00 | 2039 | 8 | 0 | 0 | 0
2039-08-13 05:00 | 2039 | 8 | 0 | 0 | 0
2039-08-13 06:00 | 2039 | 8 | 0 | 0 | 0
2039-08-13 07:00 | 2039 | 8 | 0 | 0 | 0
2039-08-13 08:00 | 2039 | 8 | 0 | 0 | 0
2039-08-13 09:00 | 2039 | 8 | 0 | 0 | 0
2039-08-13 10:00 | 2039 | 8 | 0 | 0 | 0
2039-08-13 11:00 | 2039 | 8 | 0 | 0 | 0
2039-08-13 12:00 | 2039 | 8 | 0 | 0 | 0
2039-08-13 13:00 | 2039 | 8 | 0 | 0 | 0
2039-08-13 14:00 | 2039 | 8 | 0 | 0 | 0
2039-08-13 15:00 | 2039 | 8 | 0 | 0 | 0
2039-08-13 16:00 | 2039 | 8 | 0 | 0 | 0
2039-08-13 17:00 | 2039 | 8 | 0 | 0 | 0
2039-08-13 18:00 | 2039 | 8 | 0 | 0 | 0
2039-08-13 19:00 | 2039 | 8 | 0 | 0 | 0
2039-08-13 20:00 | 2039 | 8 | 0 | 0 | 0
2039-08-13 21:00 | 2039 | 8 | 0 | 0 | 0
2039-08-13 22:00 | 2039 | 8 | 0 | 0 | 0
2039-08-13 23:00 | 2039 | 8 | 0 | 0 | 0
2039-08-14 | 2039 | 8 | 0 | 0 | 0
2039-08-14 01:00 | 2039 | 8 | 0 | 0 | 0
2039-08-14 02:00 | 2039 | 8 | 0 | 0 | 0
2039-08-14 03:00 | 2039 | 8 | 0 | 0 | 0
2039-08-14 04:00 | 2039 | 8 | 0 | 0 | 0
2039-08-14 05:00 | 2039 | 8 | 0 | 0 | 0
2039-08-14 06:00 | 2039 | 8 | 0 | 0 | 0
2039-08-14 07:00 | 2039 | 8 | 0 | 0 | 0
2039-08-14 08:00 | 2039 | 8 | 0 | 0 | 0
2039-08-14 09:00 | 2039 | 8 | 0 | 0 | 0
2039-08-14 10:00 | 2039 | 8 | 0 | 0 | 0
2039-08-14 11:00 | 2039 | 8 | 0 | 0 | 0
2039-08-14 12:00 | 2039 | 8 | 0 | 0 | 0
2039-08-14 13:00 | 2039 | 8 | 0 | 0 | 0
2039-08-14 14:00 | 2039 | 8 | 0 | 0 | 0
2039-08-14 15:00 | 2039 | 8 | 0 | 0 | 0
2039-08-14 16:00 | 2039 | 8 | 0 | 0 | 0
2039-08-14 17:00 | 2039 | 8 | 0 | 0 | 0
2039-08-14 18:00 | 2039 | 8 | 0 | 0 | 0
2039-08-14 19:00 | 2039 | 8 | 0 | 0 | 0
2039-08-14 20:00 | 2039 | 8 | 0 | 0 | 0
2039-08-14 21:00 | 2039 | 8 | 0 | 0 | 0
2039-08-14 22:00 | 2039 | 8 | 0 | 0 | 0
2039-08-14 23:00 | 2039 | 8 | 0 | 0 | 0
2039-08-15 | 2039 | 8 | 0 | 0 | 0
2039-08-15 01:00 | 2039 | 8 | 0 | 0 | 0
2039-08-15 02:00 | 2039 | 8 | 0 | 0 | 0
2039-08-15 03:00 | 2039 | 8 | 0 | 0 | 0
2039-08-15 04:00 | 2039 | 8 | 0 | 0 | 0
2039-08-15 05:00 | 2039 | 8 | 0 | 0 | 0
2039-08-15 06:00 | 2039 | 8 | 0 | 0 | 0
2039-08-15 07:00 | 2039 | 8 | 0 | 0 | 0
2039-08-15 08:00 | 2039 | 8 | 0 | 0 | 0
2039-08-15 09:00 | 2039 | 8 | 0 | 0 | 0
2039-08-15 10:00 | 2039 | 8 | 0 | 0 | 0
2039-08-15 11:00 | 2039 | 8 | 0 | 0 | 0
2039-08-15 12:00 | 2039 | 8 | 0 | 0 | 0
2039-08-15 13:00 | 2039 | 8 | 0 | 0 | 0
2039-08-15 14:00 | 2039 | 8 | 0 | 0 | 0
2039-08-15 15:00 | 2039 | 8 | 0 | 0 | 0
2039-08-15 16:00 | 2039 | 8 | 0 | 0 | 0
2039-08-15 17:00 | 2039 | 8 | 0 | 0 | 0
2039-08-15 18:00 | 2039 | 8 | 0 | 0 | 0
2039-08-15 19:00 | 2039 | 8 | 0 | 0 | 0
2039-08-15 20:00 | 2039 | 8 | 0 | 0 | 0
2039-08-15 21:00 | 2039 | 8 | 0 | 0 | 0
2039-08-15 22:00 | 2039 | 8 | 0 | 0 | 0
2039-08-15 23:00 | 2039 | 8 | 0 | 0 | 0
2039-08-16 | 2039 | 8 | 0 | 0 | 0
2039-08-16 01:00 | 2039 | 8 | 0 | 0 | 0
2039-08-16 02:00 | 2039 | 8 | 0 | 0 | 0
2039-08-16 03:00 | 2039 | 8 | 0 | 0 | 0
2039-08-16 04:00 | 2039 | 8 | 0 | 0 | 0
2039-08-16 05:00 | 2039 | 8 | 0 | 0 | 0
2039-08-16 06:00 | 2039 | 8 | 0 | 0 | 0
2039-08-16 07:00 | 2039 | 8 | 0 | 0 | 0
2039-08-16 08:00 | 2039 | 8 | 0 | 0 | 0
2039-08-16 09:00 | 2039 | 8 | 0 | 0 | 0
2039-08-16 10:00 | 2039 | 8 | 0 | 0 | 0
2039-08-16 11:00 | 2039 | 8 | 0 | 0 | 0
2039-08-16 12:00 | 2039 | 8 | 0 | 0 | 0
2039-08-16 13:00 | 2039 | 8 | 0 | 0 | 0
2039-08-16 14:00 | 2039 | 8 | 0 | 0 | 0
2039-08-16 15:00 | 2039 | 8 | 0 | 0 | 0
2039-08-16 16:00 | 2039 | 8 | 0 | 0 | 0
2039-08-16 17:00 | 2039 | 8 | 0 | 0 | 0
2039-08-16 18:00 | 2039 | 8 | 0 | 0 | 0
2039-08-16 19:00 | 2039 | 8 | 0 | 0 | 0
2039-08-16 20:00 | 2039 | 8 | 0 | 0 | 0
2039-08-16 21:00 | 2039 | 8 | 0 | 0 | 0
2039-08-16 22:00 | 2039 | 8 | 0 | 0 | 0
2039-08-16 23:00 | 2039 | 8 | 0 | 0 | 0
2039-08-17 | 2039 | 8 | 0 | 0 | 0
2039-08-17 01:00 | 2039 | 8 | 0 | 0 | 0
2039-08-17 02:00 | 2039 | 8 | 0 | 0 | 0
2039-08-17 03:00 | 2039 | 8 | 0 | 0 | 0
2039-08-17 04:00 | 2039 | 8 | 0 | 0 | 0
2039-08-17 05:00 | 2039 | 8 | 0 | 0 | 0
2039-08-17 06:00 | 2039 | 8 | 0 | 0 | 0
2039-08-17 07:00 | 2039 | 8 | 0 | 0 | 0
2039-08-17 08:00 | 2039 | 8 | 0 | 0 | 0
2039-08-17 09:00 | 2039 | 8 | 0 | 0 | 0
2039-08-17 10:00 | 2039 | 8 | 0 | 0 | 0
2039-08-17 11:00 | 2039 | 8 | 0 | 0 | 0
2039-08-17 12:00 | 2039 | 8 | 0 | 0 | 0
2039-08-17 13:00 | 2039 | 8 | 0 | 0 | 0
2039-08-17 14:00 | 2039 | 8 | 0 | 0 | 0
2039-08-17 15:00 | 2039 | 8 | 0 | 0 | 0
2039-08-17 16:00 | 2039 | 8 | 0 | 0 | 0
2039-08-17 17:00 | 2039 | 8 | 0 | 0 | 0
2039-08-17 18:00 | 2039 | 8 | 0 | 0 | 0
2039-08-17 19:00 | 2039 | 8 | 0 | 0 | 0
2039-08-17 20:00 | 2039 | 8 | 0 | 0 | 0
2039-08-17 21:00 | 2039 | 8 | 0 | 0 | 0
2039-08-17 22:00 | 2039 | 8 | 0 | 0 | 0
2039-08-17 23:00 | 2039 | 8 | 0 | 0 | 0
2039-08-18 | 2039 | 8 | 0 | 0 | 0
2039-08-18 01:00 | 2039 | 8 | 0 | 0 | 0
2039-08-18 02:00 | 2039 | 8 | 0 | 0 | 0
2039-08-18 03:00 | 2039 | 8 | 0 | 0 | 0
2039-08-18 04:00 | 2039 | 8 | 0 | 0 | 0
2039-08-18 05:00 | 2039 | 8 | 0 | 0 | 0
2039-08-18 06:00 | 2039 | 8 | 0 | 0 | 0
2039-08-18 07:00 | 2039 | 8 | 0 | 0 | 0
2039-08-18 08:00 | 2039 | 8 | 0 | 0 | 0
2039-08-18 09:00 | 2039 | 8 | 0 | 0 | 0
2039-08-18 10:00 | 2039 | 8 | 0 | 0 | 0
2039-08-18 11:00 | 2039 | 8 | 0 | 0 | 0
2039-08-18 12:00 | 2039 | 8 | 0 | 0 | 0
2039-08-18 13:00 | 2039 | 8 | 0 | 0 | 0
2039-08-18 14:00 | 2039 | 8 | 0 | 0 | 0
2039-08-18 15:00 | 2039 | 8 | 0 | 0 | 0
2039-08-18 16:00 | 2039 | 8 | 0 | 0 | 0
2039-08-18 17:00 | 2039 | 8 | 0 | 0 | 0
2039-08-18 18:00 | 2039 | 8 | 0 | 0 | 0
2039-08-18 19:00 | 2039 | 8 | 0 | 0 | 0
2039-08-18 20:00 | 2039 | 8 | 0 | 0 | 0
2039-08-18 21:00 | 2039 | 8 | 0 | 0 | 0
2039-08-18 22:00 | 2039 | 8 | 0 | 0 | 0
2039-08-18 23:00 | 2039 | 8 | 0 | 0 | 0
2039-08-19 | 2039 | 8 | 0 | 0 | 0
2039-08-19 01:00 | 2039 | 8 | 0 | 0 | 0
2039-08-19 02:00 | 2039 | 8 | 0 | 0 | 0
2039-08-19 03:00 | 2039 | 8 | 0 | 0 | 0
2039-08-19 04:00 | 2039 | 8 | 0 | 0 | 0
2039-08-19 05:00 | 2039 | 8 | 0 | 0 | 0
2039-08-19 06:00 | 2039 | 8 | 0 | 0 | 0
2039-08-19 07:00 | 2039 | 8 | 0 | 0 | 0
2039-08-19 08:00 | 2039 | 8 | 0 | 0 | 0
2039-08-19 09:00 | 2039 | 8 | 0 | 0 | 0
2039-08-19 10:00 | 2039 | 8 | 0 | 0 | 0
2039-08-19 11:00 | 2039 | 8 | 0 | 0 | 0
2039-08-19 12:00 | 2039 | 8 | 0 | 0 | 0
2039-08-19 13:00 | 2039 | 8 | 0 | 0 | 0
2039-08-19 14:00 | 2039 | 8 | 0 | 0 | 0
2039-08-19 15:00 | 2039 | 8 | 0 | 0 | 0
2039-08-19 16:00 | 2039 | 8 | 0 | 0 | 0
2039-08-19 17:00 | 2039 | 8 | 0 | 0 | 0
2039-08-19 18:00 | 2039 | 8 | 0 | 0 | 0
2039-08-19 19:00 | 2039 | 8 | 0 | 0 | 0
2039-08-19 20:00 | 2039 | 8 | 0 | 0 | 0
2039-08-19 21:00 | 2039 | 8 | 0 | 0 | 0
2039-08-19 22:00 | 2039 | 8 | 0 | 0 | 0
2039-08-19 23:00 | 2039 | 8 | 0 | 0 | 0
2039-08-20 | 2039 | 8 | 0 | 0 | 0
2039-08-20 01:00 | 2039 | 8 | 0 | 0 | 0
2039-08-20 02:00 | 2039 | 8 | 0 | 0 | 0
2039-08-20 03:00 | 2039 | 8 | 0 | 0 | 0
2039-08-20 04:00 | 2039 | 8 | 0 | 0 | 0
2039-08-20 05:00 | 2039 | 8 | 0 | 0 | 0
2039-08-20 06:00 | 2039 | 8 | 0 | 0 | 0
2039-08-20 07:00 | 2039 | 8 | 0 | 0 | 0
2039-08-20 08:00 | 2039 | 8 | 0 | 0 | 0
2039-08-20 09:00 | 2039 | 8 | 0 | 0 | 0
2039-08-20 10:00 | 2039 | 8 | 0 | 0 | 0
2039-08-20 11:00 | 2039 | 8 | 0 | 0 | 0
2039-08-20 12:00 | 2039 | 8 | 0 | 0 | 0
2039-08-20 13:00 | 2039 | 8 | 0 | 0 | 0
2039-08-20 14:00 | 2039 | 8 | 0 | 0 | 0
2039-08-20 15:00 | 2039 | 8 | 0 | 0 | 0
2039-08-20 16:00 | 2039 | 8 | 0 | 0 | 0
2039-08-20 17:00 | 2039 | 8 | 0 | 0 | 0
2039-08-20 18:00 | 2039 | 8 | 0 | 0 | 0
2039-08-20 19:00 | 2039 | 8 | 0 | 0 | 0
2039-08-20 20:00 | 2039 | 8 | 0 | 0 | 0
2039-08-20 21:00 | 2039 | 8 | 0 | 0 | 0
2039-08-20 22:00 | 2039 | 8 | 0 | 0 | 0
2039-08-20 23:00 | 2039 | 8 | 0 | 0 | 0
2039-08-21 | 2039 | 8 | 0 | 0 | 0
2039-08-21 01:00 | 2039 | 8 | 0 | 0 | 0
2039-08-21 02:00 | 2039 | 8 | 0 | 0 | 0
2039-08-21 03:00 | 2039 | 8 | 0 | 0 | 0
2039-08-21 04:00 | 2039 | 8 | 0 | 0 | 0
2039-08-21 05:00 | 2039 | 8 | 0 | 0 | 0
2039-08-21 06:00 | 2039 | 8 | 0 | 0 | 0
2039-08-21 07:00 | 2039 | 8 | 0 | 0 | 0
2039-08-21 08:00 | 2039 | 8 | 0 | 0 | 0
2039-08-21 09:00 | 2039 | 8 | 0 | 0 | 0
2039-08-21 10:00 | 2039 | 8 | 0 | 0 | 0
2039-08-21 11:00 | 2039 | 8 | 0 | 0 | 0
2039-08-21 12:00 | 2039 | 8 | 0 | 0 | 0
2039-08-21 13:00 | 2039 | 8 | 0 | 0 | 0
2039-08-21 14:00 | 2039 | 8 | 0 | 0 | 0
2039-08-21 15:00 | 2039 | 8 | 0 | 0 | 0
2039-08-21 16:00 | 2039 | 8 | 0 | 0 | 0
2039-08-21 17:00 | 2039 | 8 | 0 | 0 | 0
2039-08-21 18:00 | 2039 | 8 | 0 | 0 | 0
2039-08-21 19:00 | 2039 | 8 | 0 | 0 | 0
2039-08-21 20:00 | 2039 | 8 | 0 | 0 | 0
2039-08-21 21:00 | 2039 | 8 | 0 | 0 | 0
2039-08-21 22:00 | 2039 | 8 | 0 | 0 | 0
2039-08-21 23:00 | 2039 | 8 | 0 | 0 | 0
2039-08-22 | 2039 | 8 | 0 | 0 | 0
2039-08-22 01:00 | 2039 | 8 | 0 | 0 | 0
2039-08-22 02:00 | 2039 | 8 | 0 | 0 | 0
2039-08-22 03:00 | 2039 | 8 | 0 | 0 | 0
2039-08-22 04:00 | 2039 | 8 | 0 | 0 | 0
2039-08-22 05:00 | 2039 | 8 | 0 | 0 | 0
2039-08-22 06:00 | 2039 | 8 | 0 | 0 | 0
2039-08-22 07:00 | 2039 | 8 | 0 | 0 | 0
2039-08-22 08:00 | 2039 | 8 | 0 | 0 | 0
2039-08-22 09:00 | 2039 | 8 | 0 | 0 | 0
2039-08-22 10:00 | 2039 | 8 | 0 | 0 | 0
2039-08-22 11:00 | 2039 | 8 | 0 | 0 | 0
2039-08-22 12:00 | 2039 | 8 | 0 | 0 | 0
2039-08-22 13:00 | 2039 | 8 | 0 | 0 | 0
2039-08-22 14:00 | 2039 | 8 | 0 | 0 | 0
2039-08-22 15:00 | 2039 | 8 | 0 | 0 | 0
2039-08-22 16:00 | 2039 | 8 | 0 | 0 | 0
2039-08-22 17:00 | 2039 | 8 | 0 | 0 | 0
2039-08-22 18:00 | 2039 | 8 | 0 | 0 | 0
2039-08-22 19:00 | 2039 | 8 | 0 | 0 | 0
2039-08-22 20:00 | 2039 | 8 | 0 | 0 | 0
2039-08-22 21:00 | 2039 | 8 | 0 | 0 | 0
2039-08-22 22:00 | 2039 | 8 | 0 | 0 | 0
2039-08-22 23:00 | 2039 | 8 | 0 | 0 | 0
2039-08-23 | 2039 | 8 | 0 | 0 | 0
2039-08-23 01:00 | 2039 | 8 | 0 | 0 | 0
2039-08-23 02:00 | 2039 | 8 | 0 | 0 | 0
2039-08-23 03:00 | 2039 | 8 | 0 | 0 | 0
2039-08-23 04:00 | 2039 | 8 | 0 | 0 | 0
2039-08-23 05:00 | 2039 | 8 | 0 | 0 | 0
2039-08-23 06:00 | 2039 | 8 | 0 | 0 | 0
2039-08-23 07:00 | 2039 | 8 | 0 | 0 | 0
2039-08-23 08:00 | 2039 | 8 | 0 | 0 | 0
2039-08-23 09:00 | 2039 | 8 | 0 | 0 | 0
2039-08-23 10:00 | 2039 | 8 | 0 | 0 | 0
2039-08-23 11:00 | 2039 | 8 | 0 | 0 | 0
2039-08-23 12:00 | 2039 | 8 | 0 | 0 | 0
2039-08-23 13:00 | 2039 | 8 | 0 | 0 | 0
2039-08-23 14:00 | 2039 | 8 | 0 | 0 | 0
2039-08-23 15:00 | 2039 | 8 | 0 | 0 | 0
2039-08-23 16:00 | 2039 | 8 | 0 | 0 | 0
2039-08-23 17:00 | 2039 | 8 | 0 | 0 | 0
2039-08-23 18:00 | 2039 | 8 | 0 | 0 | 0
2039-08-23 19:00 | 2039 | 8 | 0 | 0 | 0
2039-08-23 20:00 | 2039 | 8 | 0 | 0 | 0
2039-08-23 21:00 | 2039 | 8 | 0 | 0 | 0
2039-08-23 22:00 | 2039 | 8 | 0 | 0 | 0
2039-08-23 23:00 | 2039 | 8 | 0 | 0 | 0
2039-08-24 | 2039 | 8 | 0 | 0 | 0
2039-08-24 01:00 | 2039 | 8 | 0 | 0 | 0
2039-08-24 02:00 | 2039 | 8 | 0 | 0 | 0
2039-08-24 03:00 | 2039 | 8 | 0 | 0 | 0
2039-08-24 04:00 | 2039 | 8 | 0 | 0 | 0
2039-08-24 05:00 | 2039 | 8 | 0 | 0 | 0
2039-08-24 06:00 | 2039 | 8 | 0 | 0 | 0
2039-08-24 07:00 | 2039 | 8 | 0 | 0 | 0
2039-08-24 08:00 | 2039 | 8 | 0 | 0 | 0
2039-08-24 09:00 | 2039 | 8 | 0 | 0 | 0
2039-08-24 10:00 | 2039 | 8 | 0 | 0 | 0
2039-08-24 11:00 | 2039 | 8 | 0 | 0 | 0
2039-08-24 12:00 | 2039 | 8 | 0 | 0 | 0
2039-08-24 13:00 | 2039 | 8 | 0 | 0 | 0
2039-08-24 14:00 | 2039 | 8 | 0 | 0 | 0
2039-08-24 15:00 | 2039 | 8 | 0 | 0 | 0
2039-08-24 16:00 | 2039 | 8 | 0 | 0 | 0
2039-08-24 17:00 | 2039 | 8 | 0 | 0 | 0
2039-08-24 18:00 | 2039 | 8 | 0 | 0 | 0
2039-08-24 19:00 | 2039 | 8 | 0 | 0 | 0
2039-08-24 20:00 | 2039 | 8 | 0 | 0 | 0
2039-08-24 21:00 | 2039 | 8 | 0 | 0 | 0
2039-08-24 22:00 | 2039 | 8 | 0 | 0 | 0
2039-08-24 23:00 | 2039 | 8 | 0 | 0 | 0
2039-08-25 | 2039 | 8 | 0 | 0 | 0
2039-08-25 01:00 | 2039 | 8 | 0 | 0 | 0
2039-08-25 02:00 | 2039 | 8 | 0 | 0 | 0
2039-08-25 03:00 | 2039 | 8 | 0 | 0 | 0
2039-08-25 04:00 | 2039 | 8 | 0 | 0 | 0
2039-08-25 05:00 | 2039 | 8 | 0 | 0 | 0
2039-08-25 06:00 | 2039 | 8 | 0 | 0 | 0
2039-08-25 07:00 | 2039 | 8 | 0 | 0 | 0
2039-08-25 08:00 | 2039 | 8 | 0 | 0 | 0
2039-08-25 09:00 | 2039 | 8 | 0 | 0 | 0
2039-08-25 10:00 | 2039 | 8 | 0 | 0 | 0
2039-08-25 11:00 | 2039 | 8 | 0 | 0 | 0
2039-08-25 12:00 | 2039 | 8 | 0 | 0 | 0
2039-08-25 13:00 | 2039 | 8 | 0 | 0 | 0
2039-08-25 14:00 | 2039 | 8 | 0 | 0 | 0
2039-08-25 15:00 | 2039 | 8 | 0 | 0 | 0
2039-08-25 16:00 | 2039 | 8 | 0 | 0 | 0
2039-08-25 17:00 | 2039 | 8 | 0 | 0 | 0
2039-08-25 18:00 | 2039 | 8 | 0 | 0 | 0
2039-08-25 19:00 | 2039 | 8 | 0 | 0 | 0
2039-08-25 20:00 | 2039 | 8 | 0 | 0 | 0
2039-08-25 21:00 | 2039 | 8 | 0 | 0 | 0
2039-08-25 22:00 | 2039 | 8 | 0 | 0 | 0
2039-08-25 23:00 | 2039 | 8 | 0 | 0 | 0
2039-08-26 | 2039 | 8 | 0 | 0 | 0
2039-08-26 01:00 | 2039 | 8 | 0 | 0 | 0
2039-08-26 02:00 | 2039 | 8 | 0 | 0 | 0
2039-08-26 03:00 | 2039 | 8 | 0 | 0 | 0
2039-08-26 04:00 | 2039 | 8 | 0 | 0 | 0
2039-08-26 05:00 | 2039 | 8 | 0 | 0 | 0
2039-08-26 06:00 | 2039 | 8 | 0 | 0 | 0
2039-08-26 07:00 | 2039 | 8 | 0 | 0 | 0
2039-08-26 08:00 | 2039 | 8 | 0 | 0 | 0
2039-08-26 09:00 | 2039 | 8 | 0 | 0 | 0
2039-08-26 10:00 | 2039 | 8 | 0 | 0 | 0
2039-08-26 11:00 | 2039 | 8 | 0 | 0 | 0
2039-08-26 12:00 | 2039 | 8 | 0 | 0 | 0
2039-08-26 13:00 | 2039 | 8 | 0 | 0 | 0
2039-08-26 14:00 | 2039 | 8 | 0 | 0 | 0
2039-08-26 15:00 | 2039 | 8 | 0 | 0 | 0
2039-08-26 16:00 | 2039 | 8 | 0 | 0 | 0
2039-08-26 17:00 | 2039 | 8 | 0 | 0 | 0
2039-08-26 18:00 | 2039 | 8 | 0 | 0 | 0
2039-08-26 19:00 | 2039 | 8 | 0 | 0 | 0
2039-08-26 20:00 | 2039 | 8 | 0 | 0 | 0
2039-08-26 21:00 | 2039 | 8 | 0 | 0 | 0
2039-08-26 22:00 | 2039 | 8 | 0 | 0 | 0
2039-08-26 23:00 | 2039 | 8 | 0 | 0 | 0
2039-08-27 | 2039 | 8 | 0 | 0 | 0
2039-08-27 01:00 | 2039 | 8 | 0 | 0 | 0
2039-08-27 02:00 | 2039 | 8 | 0 | 0 | 0
2039-08-27 03:00 | 2039 | 8 | 0 | 0 | 0
2039-08-27 04:00 | 2039 | 8 | 0 | 0 | 0
2039-08-27 05:00 | 2039 | 8 | 0 | 0 | 0
2039-08-27 06:00 | 2039 | 8 | 0 | 0 | 0
2039-08-27 07:00 | 2039 | 8 | 0 | 0 | 0
2039-08-27 08:00 | 2039 | 8 | 0 | 0 | 0
2039-08-27 09:00 | 2039 | 8 | 0 | 0 | 0
2039-08-27 10:00 | 2039 | 8 | 0 | 0 | 0
2039-08-27 11:00 | 2039 | 8 | 0 | 0 | 0
2039-08-27 12:00 | 2039 | 8 | 0 | 0 | 0
2039-08-27 13:00 | 2039 | 8 | 0 | 0 | 0
2039-08-27 14:00 | 2039 | 8 | 0 | 0 | 0
2039-08-27 15:00 | 2039 | 8 | 0 | 0 | 0
2039-08-27 16:00 | 2039 | 8 | 0 | 0 | 0
2039-08-27 17:00 | 2039 | 8 | 0 | 0 | 0
2039-08-27 18:00 | 2039 | 8 | 0 | 0 | 0
2039-08-27 19:00 | 2039 | 8 | 0 | 0 | 0
2039-08-27 20:00 | 2039 | 8 | 0 | 0 | 0
2039-08-27 21:00 | 2039 | 8 | 0 | 0 | 0
2039-08-27 22:00 | 2039 | 8 | 0 | 0 | 0
2039-08-27 23:00 | 2039 | 8 | 0 | 0 | 0
2039-08-28 | 2039 | 8 | 0 | 0 | 0
2039-08-28 01:00 | 2039 | 8 | 0 | 0 | 0
2039-08-28 02:00 | 2039 | 8 | 0 | 0 | 0
2039-08-28 03:00 | 2039 | 8 | 0 | 0 | 0
2039-08-28 04:00 | 2039 | 8 | 0 | 0 | 0
2039-08-28 05:00 | 2039 | 8 | 0 | 0 | 0
2039-08-28 06:00 | 2039 | 8 | 0 | 0 | 0
2039-08-28 07:00 | 2039 | 8 | 0 | 0 | 0
2039-08-28 08:00 | 2039 | 8 | 0 | 0 | 0
2039-08-28 09:00 | 2039 | 8 | 0 | 0 | 0
2039-08-28 10:00 | 2039 | 8 | 0 | 0 | 0
2039-08-28 11:00 | 2039 | 8 | 0 | 0 | 0
2039-08-28 12:00 | 2039 | 8 | 0 | 0 | 0
2039-08-28 13:00 | 2039 | 8 | 0 | 0 | 0
2039-08-28 14:00 | 2039 | 8 | 0 | 0 | 0
2039-08-28 15:00 | 2039 | 8 | 0 | 0 | 0
2039-08-28 16:00 | 2039 | 8 | 0 | 0 | 0
2039-08-28 17:00 | 2039 | 8 | 0 | 0 | 0
2039-08-28 18:00 | 2039 | 8 | 0 | 0 | 0
2039-08-28 19:00 | 2039 | 8 | 0 | 0 | 0
2039-08-28 20:00 | 2039 | 8 | 0 | 0 | 0
2039-08-28 21:00 | 2039 | 8 | 0 | 0 | 0
2039-08-28 22:00 | 2039 | 8 | 0 | 0 | 0
2039-08-28 23:00 | 2039 | 8 | 0 | 0 | 0
2039-08-29 | 2039 | 8 | 0 | 0 | 0
2039-08-29 01:00 | 2039 | 8 | 0 | 0 | 0
2039-08-29 02:00 | 2039 | 8 | 0 | 0 | 0
2039-08-29 03:00 | 2039 | 8 | 0 | 0 | 0
2039-08-29 04:00 | 2039 | 8 | 0 | 0 | 0
2039-08-29 05:00 | 2039 | 8 | 0 | 0 | 0
2039-08-29 06:00 | 2039 | 8 | 0 | 0 | 0
2039-08-29 07:00 | 2039 | 8 | 0 | 0 | 0
2039-08-29 08:00 | 2039 | 8 | 0 | 0 | 0
2039-08-29 09:00 | 2039 | 8 | 0 | 0 | 0
2039-08-29 10:00 | 2039 | 8 | 0 | 0 | 0
2039-08-29 11:00 | 2039 | 8 | 0 | 0 | 0
2039-08-29 12:00 | 2039 | 8 | 0 | 0 | 0
2039-08-29 13:00 | 2039 | 8 | 0 | 0 | 0
2039-08-29 14:00 | 2039 | 8 | 0 | 0 | 0
2039-08-29 15:00 | 2039 | 8 | 0 | 0 | 0
2039-08-29 16:00 | 2039 | 8 | 0 | 0 | 0
2039-08-29 17:00 | 2039 | 8 | 0 | 0 | 0
2039-08-29 18:00 | 2039 | 8 | 0 | 0 | 0
2039-08-29 19:00 | 2039 | 8 | 0 | 0 | 0
2039-08-29 20:00 | 2039 | 8 | 0 | 0 | 0
2039-08-29 21:00 | 2039 | 8 | 0 | 0 | 0
2039-08-29 22:00 | 2039 | 8 | 0 | 0 | 0
2039-08-29 23:00 | 2039 | 8 | 0 | 0 | 0
2039-08-30 | 2039 | 8 | 0 | 0 | 0
2039-08-30 01:00 | 2039 | 8 | 0 | 0 | 0
2039-08-30 02:00 | 2039 | 8 | 0 | 0 | 0
2039-08-30 03:00 | 2039 | 8 | 0 | 0 | 0
2039-08-30 04:00 | 2039 | 8 | 0 | 0 | 0
2039-08-30 05:00 | 2039 | 8 | 0 | 0 | 0
2039-08-30 06:00 | 2039 | 8 | 0 | 0 | 0
2039-08-30 07:00 | 2039 | 8 | 0 | 0 | 0
2039-08-30 08:00 | 2039 | 8 | 0 | 0 | 0
2039-08-30 09:00 | 2039 | 8 | 0 | 0 | 0
2039-08-30 10:00 | 2039 | 8 | 0 | 0 | 0
2039-08-30 11:00 | 2039 | 8 | 0 | 0 | 0
2039-08-30 12:00 | 2039 | 8 | 0 | 0 | 0
2039-08-30 13:00 | 2039 | 8 | 0 | 0 | 0
2039-08-30 14:00 | 2039 | 8 | 0 | 0 | 0
2039-08-30 15:00 | 2039 | 8 | 0 | 0 | 0
2039-08-30 16:00 | 2039 | 8 | 0 | 0 | 0
2039-08-30 17:00 | 2039 | 8 | 0 | 0 | 0
2039-08-30 18:00 | 2039 | 8 | 0 | 0 | 0
2039-08-30 19:00 | 2039 | 8 | 0 | 0 | 0
2039-08-30 20:00 | 2039 | 8 | 0 | 0 | 0
2039-08-30 21:00 | 2039 | 8 | 0 | 0 | 0
2039-08-30 22:00 | 2039 | 8 | 0 | 0 | 0
2039-08-30 23:00 | 2039 | 8 | 0 | 0 | 0
2039-08-31 | 2039 | 8 | 0 | 0 | 0
2039-08-31 01:00 | 2039 | 8 | 0 | 0 | 0
2039-08-31 02:00 | 2039 | 8 | 0 | 0 | 0
2039-08-31 03:00 | 2039 | 8 | 0 | 0 | 0
2039-08-31 04:00 | 2039 | 8 | 0 | 0 | 0
2039-08-31 05:00 | 2039 | 8 | 0 | 0 | 0
2039-08-31 06:00 | 2039 | 8 | 0 | 0 | 0
2039-08-31 07:00 | 2039 | 8 | 0 | 0 | 0
2039-08-31 08:00 | 2039 | 8 | 0 | 0 | 0
2039-08-31 09:00 | 2039 | 8 | 0 | 0 | 0
2039-08-31 10:00 | 2039 | 8 | 0 | 0 | 0
2039-08-31 11:00 | 2039 | 8 | 0 | 0 | 0
2039-08-31 12:00 | 2039 | 8 | 0 | 0 | 0
2039-08-31 13:00 | 2039 | 8 | 0 | 0 | 0
2039-08-31 14:00 | 2039 | 8 | 0 | 0 | 0
2039-08-31 15:00 | 2039 | 8 | 0 | 0 | 0
2039-08-31 16:00 | 2039 | 8 | 0 | 0 | 0
2039-08-31 17:00 | 2039 | 8 | 0 | 0 | 0
2039-08-31 18:00 | 2039 | 8 | 0 | 0 | 0
2039-08-31 19:00 | 2039 | 8 | 0 | 0 | 0
2039-08-31 20:00 | 2039 | 8 | 0 | 0 | 0
2039-08-31 21:00 | 2039 | 8 | 0 | 0 | 0
2039-08-31 22:00 | 2039 | 8 | 0 | 0 | 0
2039-08-31 23:00 | 2039 | 8 | 0 | 0 | 0
2039-09-01 | 2039 | 9 | 0 | 0 | 0
2039-09-01 01:00 | 2039 | 9 | 0 | 0 | 0
2039-09-01 02:00 | 2039 | 9 | 0 | 0 | 0
2039-09-01 03:00 | 2039 | 9 | 0 | 0 | 0
2039-09-01 04:00 | 2039 | 9 | 0 | 0 | 0
2039-09-01 05:00 | 2039 | 9 | 0 | 0 | 0
2039-09-01 06:00 | 2039 | 9 | 0 | 0 | 0
2039-09-01 07:00 | 2039 | 9 | 0 | 0 | 0
2039-09-01 08:00 | 2039 | 9 | 0 | 0 | 0
2039-09-01 09:00 | 2039 | 9 | 0 | 0 | 0
2039-09-01 10:00 | 2039 | 9 | 0 | 0 | 0
2039-09-01 11:00 | 2039 | 9 | 0 | 0 | 0
2039-09-01 12:00 | 2039 | 9 | 0 | 0 | 0
2039-09-01 13:00 | 2039 | 9 | 0 | 0 | 0
2039-09-01 14:00 | 2039 | 9 | 0 | 0 | 0
2039-09-01 15:00 | 2039 | 9 | 0 | 0 | 0
2039-09-01 16:00 | 2039 | 9 | 0 | 0 | 0
2039-09-01 17:00 | 2039 | 9 | 0 | 0 | 0
2039-09-01 18:00 | 2039 | 9 | 0 | 0 | 0
2039-09-01 19:00 | 2039 | 9 | 0 | 0 | 0
2039-09-01 20:00 | 2039 | 9 | 0 | 0 | 0
2039-09-01 21:00 | 2039 | 9 | 0 | 0 | 0
2039-09-01 22:00 | 2039 | 9 | 0 | 0 | 0
2039-09-01 23:00 | 2039 | 9 | 0 | 0 | 0
2039-09-02 | 2039 | 9 | 0 | 0 | 0
2039-09-02 01:00 | 2039 | 9 | 0 | 0 | 0
2039-09-02 02:00 | 2039 | 9 | 0 | 0 | 0
2039-09-02 03:00 | 2039 | 9 | 0 | 0 | 0
2039-09-02 04:00 | 2039 | 9 | 0 | 0 | 0
2039-09-02 05:00 | 2039 | 9 | 0 | 0 | 0
2039-09-02 06:00 | 2039 | 9 | 0 | 0 | 0
2039-09-02 07:00 | 2039 | 9 | 0 | 0 | 0
2039-09-02 08:00 | 2039 | 9 | 0 | 0 | 0
2039-09-02 09:00 | 2039 | 9 | 0 | 0 | 0
2039-09-02 10:00 | 2039 | 9 | 0 | 0 | 0
2039-09-02 11:00 | 2039 | 9 | 0 | 0 | 0
2039-09-02 12:00 | 2039 | 9 | 0 | 0 | 0
2039-09-02 13:00 | 2039 | 9 | 0 | 0 | 0
2039-09-02 14:00 | 2039 | 9 | 0 | 0 | 0
2039-09-02 15:00 | 2039 | 9 | 0 | 0 | 0
2039-09-02 16:00 | 2039 | 9 | 0 | 0 | 0
2039-09-02 17:00 | 2039 | 9 | 0 | 0 | 0
2039-09-02 18:00 | 2039 | 9 | 0 | 0 | 0
2039-09-02 19:00 | 2039 | 9 | 0 | 0 | 0
2039-09-02 20:00 | 2039 | 9 | 0 | 0 | 0
2039-09-02 21:00 | 2039 | 9 | 0 | 0 | 0
2039-09-02 22:00 | 2039 | 9 | 0 | 0 | 0
2039-09-02 23:00 | 2039 | 9 | 0 | 0 | 0
2039-09-03 | 2039 | 9 | 0 | 0 | 0
2039-09-03 01:00 | 2039 | 9 | 0 | 0 | 0
2039-09-03 02:00 | 2039 | 9 | 0 | 0 | 0
2039-09-03 03:00 | 2039 | 9 | 0 | 0 | 0
2039-09-03 04:00 | 2039 | 9 | 0 | 0 | 0
2039-09-03 05:00 | 2039 | 9 | 0 | 0 | 0
2039-09-03 06:00 | 2039 | 9 | 0 | 0 | 0
2039-09-03 07:00 | 2039 | 9 | 0 | 0 | 0
2039-09-03 08:00 | 2039 | 9 | 0 | 0 | 0
2039-09-03 09:00 | 2039 | 9 | 0 | 0 | 0
2039-09-03 10:00 | 2039 | 9 | 0 | 0 | 0
2039-09-03 11:00 | 2039 | 9 | 0 | 0 | 0
2039-09-03 12:00 | 2039 | 9 | 0 | 0 | 0
2039-09-03 13:00 | 2039 | 9 | 0 | 0 | 0
2039-09-03 14:00 | 2039 | 9 | 0 | 0 | 0
2039-09-03 15:00 | 2039 | 9 | 0 | 0 | 0
2039-09-03 16:00 | 2039 | 9 | 0 | 0 | 0
2039-09-03 17:00 | 2039 | 9 | 0 | 0 | 0
2039-09-03 18:00 | 2039 | 9 | 0 | 0 | 0
2039-09-03 19:00 | 2039 | 9 | 0 | 0 | 0
2039-09-03 20:00 | 2039 | 9 | 0 | 0 | 0
2039-09-03 21:00 | 2039 | 9 | 0 | 0 | 0
2039-09-03 22:00 | 2039 | 9 | 0 | 0 | 0
2039-09-03 23:00 | 2039 | 9 | 0 | 0 | 0
2039-09-04 | 2039 | 9 | 0 | 0 | 0
2039-09-04 01:00 | 2039 | 9 | 0 | 0 | 0
2039-09-04 02:00 | 2039 | 9 | 0 | 0 | 0
2039-09-04 03:00 | 2039 | 9 | 0 | 0 | 0
2039-09-04 04:00 | 2039 | 9 | 0 | 0 | 0
2039-09-04 05:00 | 2039 | 9 | 0 | 0 | 0
2039-09-04 06:00 | 2039 | 9 | 0 | 0 | 0
2039-09-04 07:00 | 2039 | 9 | 0 | 0 | 0
2039-09-04 08:00 | 2039 | 9 | 0 | 0 | 0
2039-09-04 09:00 | 2039 | 9 | 0 | 0 | 0
2039-09-04 10:00 | 2039 | 9 | 0 | 0 | 0
2039-09-04 11:00 | 2039 | 9 | 0 | 0 | 0
2039-09-04 12:00 | 2039 | 9 | 0 | 0 | 0
2039-09-04 13:00 | 2039 | 9 | 0 | 0 | 0
2039-09-04 14:00 | 2039 | 9 | 0 | 0 | 0
2039-09-04 15:00 | 2039 | 9 | 0 | 0 | 0
2039-09-04 16:00 | 2039 | 9 | 0 | 0 | 0
2039-09-04 17:00 | 2039 | 9 | 0 | 0 | 0
2039-09-04 18:00 | 2039 | 9 | 0 | 0 | 0
2039-09-04 19:00 | 2039 | 9 | 0 | 0 | 0
2039-09-04 20:00 | 2039 | 9 | 0 | 0 | 0
2039-09-04 21:00 | 2039 | 9 | 0 | 0 | 0
2039-09-04 22:00 | 2039 | 9 | 0 | 0 | 0
2039-09-04 23:00 | 2039 | 9 | 0 | 0 | 0
2039-09-05 | 2039 | 9 | 0 | 0 | 0
2039-09-05 01:00 | 2039 | 9 | 0 | 0 | 0
2039-09-05 02:00 | 2039 | 9 | 0 | 0 | 0
2039-09-05 03:00 | 2039 | 9 | 0 | 0 | 0
2039-09-05 04:00 | 2039 | 9 | 0 | 0 | 0
2039-09-05 05:00 | 2039 | 9 | 0 | 0 | 0
2039-09-05 06:00 | 2039 | 9 | 0 | 0 | 0
2039-09-05 07:00 | 2039 | 9 | 0 | 0 | 0
2039-09-05 08:00 | 2039 | 9 | 0 | 0 | 0
2039-09-05 09:00 | 2039 | 9 | 0 | 0 | 0
2039-09-05 10:00 | 2039 | 9 | 0 | 0 | 0
2039-09-05 11:00 | 2039 | 9 | 0 | 0 | 0
2039-09-05 12:00 | 2039 | 9 | 0 | 0 | 0
2039-09-05 13:00 | 2039 | 9 | 0 | 0 | 0
2039-09-05 14:00 | 2039 | 9 | 0 | 0 | 0
2039-09-05 15:00 | 2039 | 9 | 0 | 0 | 0
2039-09-05 16:00 | 2039 | 9 | 0 | 0 | 0
2039-09-05 17:00 | 2039 | 9 | 0 | 0 | 0
2039-09-05 18:00 | 2039 | 9 | 0 | 0 | 0
2039-09-05 19:00 | 2039 | 9 | 0 | 0 | 0
2039-09-05 20:00 | 2039 | 9 | 0 | 0 | 0
2039-09-05 21:00 | 2039 | 9 | 0 | 0 | 0
2039-09-05 22:00 | 2039 | 9 | 0 | 0 | 0
2039-09-05 23:00 | 2039 | 9 | 0 | 0 | 0
2039-09-06 | 2039 | 9 | 0 | 0 | 0
2039-09-06 01:00 | 2039 | 9 | 0 | 0 | 0
2039-09-06 02:00 | 2039 | 9 | 0 | 0 | 0
2039-09-06 03:00 | 2039 | 9 | 0 | 0 | 0
2039-09-06 04:00 | 2039 | 9 | 0 | 0 | 0
2039-09-06 05:00 | 2039 | 9 | 0 | 0 | 0
2039-09-06 06:00 | 2039 | 9 | 0 | 0 | 0
2039-09-06 07:00 | 2039 | 9 | 0 | 0 | 0
2039-09-06 08:00 | 2039 | 9 | 0 | 0 | 0
2039-09-06 09:00 | 2039 | 9 | 0 | 0 | 0
2039-09-06 10:00 | 2039 | 9 | 0 | 0 | 0
2039-09-06 11:00 | 2039 | 9 | 0 | 0 | 0
2039-09-06 12:00 | 2039 | 9 | 0 | 0 | 0
2039-09-06 13:00 | 2039 | 9 | 0 | 0 | 0
2039-09-06 14:00 | 2039 | 9 | 0 | 0 | 0
2039-09-06 15:00 | 2039 | 9 | 0 | 0 | 0
2039-09-06 16:00 | 2039 | 9 | 0 | 0 | 0
2039-09-06 17:00 | 2039 | 9 | 0 | 0 | 0
2039-09-06 18:00 | 2039 | 9 | 0 | 0 | 0
2039-09-06 19:00 | 2039 | 9 | 0 | 0 | 0
2039-09-06 20:00 | 2039 | 9 | 0 | 0 | 0
2039-09-06 21:00 | 2039 | 9 | 0 | 0 | 0
2039-09-06 22:00 | 2039 | 9 | 0 | 0 | 0
2039-09-06 23:00 | 2039 | 9 | 0 | 0 | 0
2039-09-07 | 2039 | 9 | 0 | 0 | 0
2039-09-07 01:00 | 2039 | 9 | 0 | 0 | 0
2039-09-07 02:00 | 2039 | 9 | 0 | 0 | 0
2039-09-07 03:00 | 2039 | 9 | 0 | 0 | 0
2039-09-07 04:00 | 2039 | 9 | 0 | 0 | 0
2039-09-07 05:00 | 2039 | 9 | 0 | 0 | 0
2039-09-07 06:00 | 2039 | 9 | 0 | 0 | 0
2039-09-07 07:00 | 2039 | 9 | 0 | 0 | 0
2039-09-07 08:00 | 2039 | 9 | 0 | 0 | 0
2039-09-07 09:00 | 2039 | 9 | 0 | 0 | 0
2039-09-07 10:00 | 2039 | 9 | 0 | 0 | 0
2039-09-07 11:00 | 2039 | 9 | 0 | 0 | 0
2039-09-07 12:00 | 2039 | 9 | 0 | 0 | 0
2039-09-07 13:00 | 2039 | 9 | 0 | 0 | 0
2039-09-07 14:00 | 2039 | 9 | 0 | 0 | 0
2039-09-07 15:00 | 2039 | 9 | 0 | 0 | 0
2039-09-07 16:00 | 2039 | 9 | 0 | 0 | 0
2039-09-07 17:00 | 2039 | 9 | 0 | 0 | 0
2039-09-07 18:00 | 2039 | 9 | 0 | 0 | 0
2039-09-07 19:00 | 2039 | 9 | 0 | 0 | 0
2039-09-07 20:00 | 2039 | 9 | 0 | 0 | 0
2039-09-07 21:00 | 2039 | 9 | 0 | 0 | 0
2039-09-07 22:00 | 2039 | 9 | 0 | 0 | 0
2039-09-07 23:00 | 2039 | 9 | 0 | 0 | 0
2039-09-08 | 2039 | 9 | 0 | 0 | 0
2039-09-08 01:00 | 2039 | 9 | 0 | 0 | 0
2039-09-08 02:00 | 2039 | 9 | 0 | 0 | 0
2039-09-08 03:00 | 2039 | 9 | 0 | 0 | 0
2039-09-08 04:00 | 2039 | 9 | 0 | 0 | 0
2039-09-08 05:00 | 2039 | 9 | 0 | 0 | 0
2039-09-08 06:00 | 2039 | 9 | 0 | 0 | 0
2039-09-08 07:00 | 2039 | 9 | 0 | 0 | 0
2039-09-08 08:00 | 2039 | 9 | 0 | 0 | 0
2039-09-08 09:00 | 2039 | 9 | 0 | 0 | 0
2039-09-08 10:00 | 2039 | 9 | 0 | 0 | 0
2039-09-08 11:00 | 2039 | 9 | 0 | 0 | 0
2039-09-08 12:00 | 2039 | 9 | 0 | 0 | 0
2039-09-08 13:00 | 2039 | 9 | 0 | 0 | 0
2039-09-08 14:00 | 2039 | 9 | 0 | 0 | 0
2039-09-08 15:00 | 2039 | 9 | 0 | 0 | 0
2039-09-08 16:00 | 2039 | 9 | 0 | 0 | 0
2039-09-08 17:00 | 2039 | 9 | 0 | 0 | 0
2039-09-08 18:00 | 2039 | 9 | 0 | 0 | 0
2039-09-08 19:00 | 2039 | 9 | 0 | 0 | 0
2039-09-08 20:00 | 2039 | 9 | 0 | 0 | 0
2039-09-08 21:00 | 2039 | 9 | 0 | 0 | 0
2039-09-08 22:00 | 2039 | 9 | 0 | 0 | 0
2039-09-08 23:00 | 2039 | 9 | 0 | 0 | 0
2039-09-09 | 2039 | 9 | 0 | 0 | 0
2039-09-09 01:00 | 2039 | 9 | 0 | 0 | 0
2039-09-09 02:00 | 2039 | 9 | 0 | 0 | 0
2039-09-09 03:00 | 2039 | 9 | 0 | 0 | 0
2039-09-09 04:00 | 2039 | 9 | 0 | 0 | 0
2039-09-09 05:00 | 2039 | 9 | 0 | 0 | 0
2039-09-09 06:00 | 2039 | 9 | 0 | 0 | 0
2039-09-09 07:00 | 2039 | 9 | 0 | 0 | 0
2039-09-09 08:00 | 2039 | 9 | 0 | 0 | 0
2039-09-09 09:00 | 2039 | 9 | 0 | 0 | 0
2039-09-09 10:00 | 2039 | 9 | 0 | 0 | 0
2039-09-09 11:00 | 2039 | 9 | 0 | 0 | 0
2039-09-09 12:00 | 2039 | 9 | 0 | 0 | 0
2039-09-09 13:00 | 2039 | 9 | 0 | 0 | 0
2039-09-09 14:00 | 2039 | 9 | 0 | 0 | 0
2039-09-09 15:00 | 2039 | 9 | 0 | 0 | 0
2039-09-09 16:00 | 2039 | 9 | 0 | 0 | 0
2039-09-09 17:00 | 2039 | 9 | 0 | 0 | 0
2039-09-09 18:00 | 2039 | 9 | 0 | 0 | 0
2039-09-09 19:00 | 2039 | 9 | 0 | 0 | 0
2039-09-09 20:00 | 2039 | 9 | 0 | 0 | 0
2039-09-09 21:00 | 2039 | 9 | 0 | 0 | 0
2039-09-09 22:00 | 2039 | 9 | 0 | 0 | 0
2039-09-09 23:00 | 2039 | 9 | 0 | 0 | 0
2039-09-10 | 2039 | 9 | 0 | 0 | 0
2039-09-10 01:00 | 2039 | 9 | 0 | 0 | 0
2039-09-10 02:00 | 2039 | 9 | 0 | 0 | 0
2039-09-10 03:00 | 2039 | 9 | 0 | 0 | 0
2039-09-10 04:00 | 2039 | 9 | 0 | 0 | 0
2039-09-10 05:00 | 2039 | 9 | 0 | 0 | 0
2039-09-10 06:00 | 2039 | 9 | 0 | 0 | 0
2039-09-10 07:00 | 2039 | 9 | 0 | 0 | 0
2039-09-10 08:00 | 2039 | 9 | 0 | 0 | 0
2039-09-10 09:00 | 2039 | 9 | 0 | 0 | 0
2039-09-10 10:00 | 2039 | 9 | 0 | 0 | 0
2039-09-10 11:00 | 2039 | 9 | 0 | 0 | 0
2039-09-10 12:00 | 2039 | 9 | 0 | 0 | 0
2039-09-10 13:00 | 2039 | 9 | 0 | 0 | 0
2039-09-10 14:00 | 2039 | 9 | 0 | 0 | 0
2039-09-10 15:00 | 2039 | 9 | 0 | 0 | 0
2039-09-10 16:00 | 2039 | 9 | 0 | 0 | 0
2039-09-10 17:00 | 2039 | 9 | 0 | 0 | 0
2039-09-10 18:00 | 2039 | 9 | 0 | 0 | 0
2039-09-10 19:00 | 2039 | 9 | 0 | 0 | 0
2039-09-10 20:00 | 2039 | 9 | 0 | 0 | 0
2039-09-10 21:00 | 2039 | 9 | 0 | 0 | 0
2039-09-10 22:00 | 2039 | 9 | 0 | 0 | 0
2039-09-10 23:00 | 2039 | 9 | 0 | 0 | 0
2039-09-11 | 2039 | 9 | 0 | 0 | 0
2039-09-11 01:00 | 2039 | 9 | 0 | 0 | 0
2039-09-11 02:00 | 2039 | 9 | 0 | 0 | 0
2039-09-11 03:00 | 2039 | 9 | 0 | 0 | 0
2039-09-11 04:00 | 2039 | 9 | 0 | 0 | 0
2039-09-11 05:00 | 2039 | 9 | 0 | 0 | 0
2039-09-11 06:00 | 2039 | 9 | 0 | 0 | 0
2039-09-11 07:00 | 2039 | 9 | 0 | 0 | 0
2039-09-11 08:00 | 2039 | 9 | 0 | 0 | 0
2039-09-11 09:00 | 2039 | 9 | 0 | 0 | 0
2039-09-11 10:00 | 2039 | 9 | 0 | 0 | 0
2039-09-11 11:00 | 2039 | 9 | 0 | 0 | 0
2039-09-11 12:00 | 2039 | 9 | 0 | 0 | 0
2039-09-11 13:00 | 2039 | 9 | 0 | 0 | 0
2039-09-11 14:00 | 2039 | 9 | 0 | 0 | 0
2039-09-11 15:00 | 2039 | 9 | 0 | 0 | 0
2039-09-11 16:00 | 2039 | 9 | 0 | 0 | 0
2039-09-11 17:00 | 2039 | 9 | 0 | 0 | 0
2039-09-11 18:00 | 2039 | 9 | 0 | 0 | 0
2039-09-11 19:00 | 2039 | 9 | 0 | 0 | 0
2039-09-11 20:00 | 2039 | 9 | 0 | 0 | 0
2039-09-11 21:00 | 2039 | 9 | 0 | 0 | 0
2039-09-11 22:00 | 2039 | 9 | 0 | 0 | 0
2039-09-11 23:00 | 2039 | 9 | 0 | 0 | 0
2039-09-12 | 2039 | 9 | 0 | 0 | 0
2039-09-12 01:00 | 2039 | 9 | 0 | 0 | 0
2039-09-12 02:00 | 2039 | 9 | 0 | 0 | 0
2039-09-12 03:00 | 2039 | 9 | 0 | 0 | 0
2039-09-12 04:00 | 2039 | 9 | 0 | 0 | 0
2039-09-12 05:00 | 2039 | 9 | 0 | 0 | 0
2039-09-12 06:00 | 2039 | 9 | 0 | 0 | 0
2039-09-12 07:00 | 2039 | 9 | 0 | 0 | 0
2039-09-12 08:00 | 2039 | 9 | 0 | 0 | 0
2039-09-12 09:00 | 2039 | 9 | 0 | 0 | 0
2039-09-12 10:00 | 2039 | 9 | 0 | 0 | 0
2039-09-12 11:00 | 2039 | 9 | 0 | 0 | 0
2039-09-12 12:00 | 2039 | 9 | 0 | 0 | 0
2039-09-12 13:00 | 2039 | 9 | 0 | 0 | 0
2039-09-12 14:00 | 2039 | 9 | 0 | 0 | 0
2039-09-12 15:00 | 2039 | 9 | 0 | 0 | 0
2039-09-12 16:00 | 2039 | 9 | 0 | 0 | 0
2039-09-12 17:00 | 2039 | 9 | 0 | 0 | 0
2039-09-12 18:00 | 2039 | 9 | 0 | 0 | 0
2039-09-12 19:00 | 2039 | 9 | 0 | 0 | 0
2039-09-12 20:00 | 2039 | 9 | 0 | 0 | 0
2039-09-12 21:00 | 2039 | 9 | 0 | 0 | 0
2039-09-12 22:00 | 2039 | 9 | 0 | 0 | 0
2039-09-12 23:00 | 2039 | 9 | 0 | 0 | 0
2039-09-13 | 2039 | 9 | 0 | 0 | 0
2039-09-13 01:00 | 2039 | 9 | 0 | 0 | 0
2039-09-13 02:00 | 2039 | 9 | 0 | 0 | 0
2039-09-13 03:00 | 2039 | 9 | 0 | 0 | 0
2039-09-13 04:00 | 2039 | 9 | 0 | 0 | 0
2039-09-13 05:00 | 2039 | 9 | 0 | 0 | 0
2039-09-13 06:00 | 2039 | 9 | 0 | 0 | 0
2039-09-13 07:00 | 2039 | 9 | 0 | 0 | 0
2039-09-13 08:00 | 2039 | 9 | 0 | 0 | 0
2039-09-13 09:00 | 2039 | 9 | 0 | 0 | 0
2039-09-13 10:00 | 2039 | 9 | 0 | 0 | 0
2039-09-13 11:00 | 2039 | 9 | 0 | 0 | 0
2039-09-13 12:00 | 2039 | 9 | 0 | 0 | 0
2039-09-13 13:00 | 2039 | 9 | 0 | 0 | 0
2039-09-13 14:00 | 2039 | 9 | 0 | 0 | 0
2039-09-13 15:00 | 2039 | 9 | 0 | 0 | 0
2039-09-13 16:00 | 2039 | 9 | 0 | 0 | 0
2039-09-13 17:00 | 2039 | 9 | 0 | 0 | 0
2039-09-13 18:00 | 2039 | 9 | 0 | 0 | 0
2039-09-13 19:00 | 2039 | 9 | 0 | 0 | 0
2039-09-13 20:00 | 2039 | 9 | 0 | 0 | 0
2039-09-13 21:00 | 2039 | 9 | 0 | 0 | 0
2039-09-13 22:00 | 2039 | 9 | 0 | 0 | 0
2039-09-13 23:00 | 2039 | 9 | 0 | 0 | 0
2039-09-14 | 2039 | 9 | 0 | 0 | 0
2039-09-14 01:00 | 2039 | 9 | 0 | 0 | 0
2039-09-14 02:00 | 2039 | 9 | 0 | 0 | 0
2039-09-14 03:00 | 2039 | 9 | 0 | 0 | 0
2039-09-14 04:00 | 2039 | 9 | 0 | 0 | 0
2039-09-14 05:00 | 2039 | 9 | 0 | 0 | 0
2039-09-14 06:00 | 2039 | 9 | 0 | 0 | 0
2039-09-14 07:00 | 2039 | 9 | 0 | 0 | 0
2039-09-14 08:00 | 2039 | 9 | 0 | 0 | 0
2039-09-14 09:00 | 2039 | 9 | 0 | 0 | 0
2039-09-14 10:00 | 2039 | 9 | 0 | 0 | 0
2039-09-14 11:00 | 2039 | 9 | 0 | 0 | 0
2039-09-14 12:00 | 2039 | 9 | 0 | 0 | 0
2039-09-14 13:00 | 2039 | 9 | 0 | 0 | 0
2039-09-14 14:00 | 2039 | 9 | 0 | 0 | 0
2039-09-14 15:00 | 2039 | 9 | 0 | 0 | 0
2039-09-14 16:00 | 2039 | 9 | 0 | 0 | 0
2039-09-14 17:00 | 2039 | 9 | 0 | 0 | 0
2039-09-14 18:00 | 2039 | 9 | 0 | 0 | 0
2039-09-14 19:00 | 2039 | 9 | 0 | 0 | 0
2039-09-14 20:00 | 2039 | 9 | 0 | 0 | 0
2039-09-14 21:00 | 2039 | 9 | 0 | 0 | 0
2039-09-14 22:00 | 2039 | 9 | 0 | 0 | 0
2039-09-14 23:00 | 2039 | 9 | 0 | 0 | 0
2039-09-15 | 2039 | 9 | 0 | 0 | 0
2039-09-15 01:00 | 2039 | 9 | 0 | 0 | 0
2039-09-15 02:00 | 2039 | 9 | 0 | 0 | 0
2039-09-15 03:00 | 2039 | 9 | 0 | 0 | 0
2039-09-15 04:00 | 2039 | 9 | 0 | 0 | 0
2039-09-15 05:00 | 2039 | 9 | 0 | 0 | 0
2039-09-15 06:00 | 2039 | 9 | 0 | 0 | 0
2039-09-15 07:00 | 2039 | 9 | 0 | 0 | 0
2039-09-15 08:00 | 2039 | 9 | 0 | 0 | 0
2039-09-15 09:00 | 2039 | 9 | 0 | 0 | 0
2039-09-15 10:00 | 2039 | 9 | 0 | 0 | 0
2039-09-15 11:00 | 2039 | 9 | 0 | 0 | 0
2039-09-15 12:00 | 2039 | 9 | 0 | 0 | 0
2039-09-15 13:00 | 2039 | 9 | 0 | 0 | 0
2039-09-15 14:00 | 2039 | 9 | 0 | 0 | 0
2039-09-15 15:00 | 2039 | 9 | 0 | 0 | 0
2039-09-15 16:00 | 2039 | 9 | 0 | 0 | 0
2039-09-15 17:00 | 2039 | 9 | 0 | 0 | 0
2039-09-15 18:00 | 2039 | 9 | 0 | 0 | 0
2039-09-15 19:00 | 2039 | 9 | 0 | 0 | 0
2039-09-15 20:00 | 2039 | 9 | 0 | 0 | 0
2039-09-15 21:00 | 2039 | 9 | 0 | 0 | 0
2039-09-15 22:00 | 2039 | 9 | 0 | 0 | 0
2039-09-15 23:00 | 2039 | 9 | 0 | 0 | 0
2039-09-16 | 2039 | 9 | 0 | 0 | 0
2039-09-16 01:00 | 2039 | 9 | 0 | 0 | 0
2039-09-16 02:00 | 2039 | 9 | 0 | 0 | 0
2039-09-16 03:00 | 2039 | 9 | 0 | 0 | 0
2039-09-16 04:00 | 2039 | 9 | 0 | 0 | 0
2039-09-16 05:00 | 2039 | 9 | 0 | 0 | 0
2039-09-16 06:00 | 2039 | 9 | 0 | 0 | 0
2039-09-16 07:00 | 2039 | 9 | 0 | 0 | 0
2039-09-16 08:00 | 2039 | 9 | 0 | 0 | 0
2039-09-16 09:00 | 2039 | 9 | 0 | 0 | 0
2039-09-16 10:00 | 2039 | 9 | 0 | 0 | 0
2039-09-16 11:00 | 2039 | 9 | 0 | 0 | 0
2039-09-16 12:00 | 2039 | 9 | 0 | 0 | 0
2039-09-16 13:00 | 2039 | 9 | 0 | 0 | 0
2039-09-16 14:00 | 2039 | 9 | 0 | 0 | 0
2039-09-16 15:00 | 2039 | 9 | 0 | 0 | 0
2039-09-16 16:00 | 2039 | 9 | 0 | 0 | 0
2039-09-16 17:00 | 2039 | 9 | 0 | 0 | 0
2039-09-16 18:00 | 2039 | 9 | 0 | 0 | 0
2039-09-16 19:00 | 2039 | 9 | 0 | 0 | 0
2039-09-16 20:00 | 2039 | 9 | 0 | 0 | 0
2039-09-16 21:00 | 2039 | 9 | 0 | 0 | 0
2039-09-16 22:00 | 2039 | 9 | 0 | 0 | 0
2039-09-16 23:00 | 2039 | 9 | 0 | 0 | 0
2039-09-17 | 2039 | 9 | 0 | 0 | 0
2039-09-17 01:00 | 2039 | 9 | 0 | 0 | 0
2039-09-17 02:00 | 2039 | 9 | 0 | 0 | 0
2039-09-17 03:00 | 2039 | 9 | 0 | 0 | 0
2039-09-17 04:00 | 2039 | 9 | 0 | 0 | 0
2039-09-17 05:00 | 2039 | 9 | 0 | 0 | 0
2039-09-17 06:00 | 2039 | 9 | 0 | 0 | 0
2039-09-17 07:00 | 2039 | 9 | 0 | 0 | 0
2039-09-17 08:00 | 2039 | 9 | 0 | 0 | 0
2039-09-17 09:00 | 2039 | 9 | 0 | 0 | 0
2039-09-17 10:00 | 2039 | 9 | 0 | 0 | 0
2039-09-17 11:00 | 2039 | 9 | 0 | 0 | 0
2039-09-17 12:00 | 2039 | 9 | 0 | 0 | 0
2039-09-17 13:00 | 2039 | 9 | 0 | 0 | 0
2039-09-17 14:00 | 2039 | 9 | 0 | 0 | 0
2039-09-17 15:00 | 2039 | 9 | 0 | 0 | 0
2039-09-17 16:00 | 2039 | 9 | 0 | 0 | 0
2039-09-17 17:00 | 2039 | 9 | 0 | 0 | 0
2039-09-17 18:00 | 2039 | 9 | 0 | 0 | 0
2039-09-17 19:00 | 2039 | 9 | 0 | 0 | 0
2039-09-17 20:00 | 2039 | 9 | 0 | 0 | 0
2039-09-17 21:00 | 2039 | 9 | 0 | 0 | 0
2039-09-17 22:00 | 2039 | 9 | 0 | 0 | 0
2039-09-17 23:00 | 2039 | 9 | 0 | 0 | 0
2039-09-18 | 2039 | 9 | 0 | 0 | 0
2039-09-18 01:00 | 2039 | 9 | 0 | 0 | 0
2039-09-18 02:00 | 2039 | 9 | 0 | 0 | 0
2039-09-18 03:00 | 2039 | 9 | 0 | 0 | 0
2039-09-18 04:00 | 2039 | 9 | 0 | 0 | 0
2039-09-18 05:00 | 2039 | 9 | 0 | 0 | 0
2039-09-18 06:00 | 2039 | 9 | 0 | 0 | 0
2039-09-18 07:00 | 2039 | 9 | 0 | 0 | 0
2039-09-18 08:00 | 2039 | 9 | 0 | 0 | 0
2039-09-18 09:00 | 2039 | 9 | 0 | 0 | 0
2039-09-18 10:00 | 2039 | 9 | 0 | 0 | 0
2039-09-18 11:00 | 2039 | 9 | 0 | 0 | 0
2039-09-18 12:00 | 2039 | 9 | 0 | 0 | 0
2039-09-18 13:00 | 2039 | 9 | 0 | 0 | 0
2039-09-18 14:00 | 2039 | 9 | 0 | 0 | 0
2039-09-18 15:00 | 2039 | 9 | 0 | 0 | 0
2039-09-18 16:00 | 2039 | 9 | 0 | 0 | 0
2039-09-18 17:00 | 2039 | 9 | 0 | 0 | 0
2039-09-18 18:00 | 2039 | 9 | 0 | 0 | 0
2039-09-18 19:00 | 2039 | 9 | 0 | 0 | 0
2039-09-18 20:00 | 2039 | 9 | 0 | 0 | 0
2039-09-18 21:00 | 2039 | 9 | 0 | 0 | 0
2039-09-18 22:00 | 2039 | 9 | 0 | 0 | 0
2039-09-18 23:00 | 2039 | 9 | 0 | 0 | 0
2039-09-19 | 2039 | 9 | 0 | 0 | 0
2039-09-19 01:00 | 2039 | 9 | 0 | 0 | 0
2039-09-19 02:00 | 2039 | 9 | 0 | 0 | 0
2039-09-19 03:00 | 2039 | 9 | 0 | 0 | 0
2039-09-19 04:00 | 2039 | 9 | 0 | 0 | 0
2039-09-19 05:00 | 2039 | 9 | 0 | 0 | 0
2039-09-19 06:00 | 2039 | 9 | 0 | 0 | 0
2039-09-19 07:00 | 2039 | 9 | 0 | 0 | 0
2039-09-19 08:00 | 2039 | 9 | 0 | 0 | 0
2039-09-19 09:00 | 2039 | 9 | 0 | 0 | 0
2039-09-19 10:00 | 2039 | 9 | 0 | 0 | 0
2039-09-19 11:00 | 2039 | 9 | 0 | 0 | 0
2039-09-19 12:00 | 2039 | 9 | 0 | 0 | 0
2039-09-19 13:00 | 2039 | 9 | 0 | 0 | 0
2039-09-19 14:00 | 2039 | 9 | 0 | 0 | 0
2039-09-19 15:00 | 2039 | 9 | 0 | 0 | 0
2039-09-19 16:00 | 2039 | 9 | 0 | 0 | 0
2039-09-19 17:00 | 2039 | 9 | 0 | 0 | 0
2039-09-19 18:00 | 2039 | 9 | 0 | 0 | 0
2039-09-19 19:00 | 2039 | 9 | 0 | 0 | 0
2039-09-19 20:00 | 2039 | 9 | 0 | 0 | 0
2039-09-19 21:00 | 2039 | 9 | 0 | 0 | 0
2039-09-19 22:00 | 2039 | 9 | 0 | 0 | 0
2039-09-19 23:00 | 2039 | 9 | 0 | 0 | 0
2039-09-20 | 2039 | 9 | 0 | 0 | 0
2039-09-20 01:00 | 2039 | 9 | 0 | 0 | 0
2039-09-20 02:00 | 2039 | 9 | 0 | 0 | 0
2039-09-20 03:00 | 2039 | 9 | 0 | 0 | 0
2039-09-20 04:00 | 2039 | 9 | 0 | 0 | 0
2039-09-20 05:00 | 2039 | 9 | 0 | 0 | 0
2039-09-20 06:00 | 2039 | 9 | 0 | 0 | 0
2039-09-20 07:00 | 2039 | 9 | 0 | 0 | 0
2039-09-20 08:00 | 2039 | 9 | 0 | 0 | 0
2039-09-20 09:00 | 2039 | 9 | 0 | 0 | 0
2039-09-20 10:00 | 2039 | 9 | 0 | 0 | 0
2039-09-20 11:00 | 2039 | 9 | 0 | 0 | 0
2039-09-20 12:00 | 2039 | 9 | 0 | 0 | 0
2039-09-20 13:00 | 2039 | 9 | 0 | 0 | 0
2039-09-20 14:00 | 2039 | 9 | 0 | 0 | 0
2039-09-20 15:00 | 2039 | 9 | 0 | 0 | 0
2039-09-20 16:00 | 2039 | 9 | 0 | 0 | 0
2039-09-20 17:00 | 2039 | 9 | 0 | 0 | 0
2039-09-20 18:00 | 2039 | 9 | 0 | 0 | 0
2039-09-20 19:00 | 2039 | 9 | 0 | 0 | 0
2039-09-20 20:00 | 2039 | 9 | 0 | 0 | 0
2039-09-20 21:00 | 2039 | 9 | 0 | 0 | 0
2039-09-20 22:00 | 2039 | 9 | 0 | 0 | 0
2039-09-20 23:00 | 2039 | 9 | 0 | 0 | 0
2039-09-21 | 2039 | 9 | 0 | 0 | 0
2039-09-21 01:00 | 2039 | 9 | 0 | 0 | 0
2039-09-21 02:00 | 2039 | 9 | 0 | 0 | 0
2039-09-21 03:00 | 2039 | 9 | 0 | 0 | 0
2039-09-21 04:00 | 2039 | 9 | 0 | 0 | 0
2039-09-21 05:00 | 2039 | 9 | 0 | 0 | 0
2039-09-21 06:00 | 2039 | 9 | 0 | 0 | 0
2039-09-21 07:00 | 2039 | 9 | 0 | 0 | 0
2039-09-21 08:00 | 2039 | 9 | 0 | 0 | 0
2039-09-21 09:00 | 2039 | 9 | 0 | 0 | 0
2039-09-21 10:00 | 2039 | 9 | 0 | 0 | 0
2039-09-21 11:00 | 2039 | 9 | 0 | 0 | 0
2039-09-21 12:00 | 2039 | 9 | 0 | 0 | 0
2039-09-21 13:00 | 2039 | 9 | 0 | 0 | 0
2039-09-21 14:00 | 2039 | 9 | 0 | 0 | 0
2039-09-21 15:00 | 2039 | 9 | 0 | 0 | 0
2039-09-21 16:00 | 2039 | 9 | 0 | 0 | 0
2039-09-21 17:00 | 2039 | 9 | 0 | 0 | 0
2039-09-21 18:00 | 2039 | 9 | 0 | 0 | 0
2039-09-21 19:00 | 2039 | 9 | 0 | 0 | 0
2039-09-21 20:00 | 2039 | 9 | 0 | 0 | 0
2039-09-21 21:00 | 2039 | 9 | 0 | 0 | 0
2039-09-21 22:00 | 2039 | 9 | 0 | 0 | 0
2039-09-21 23:00 | 2039 | 9 | 0 | 0 | 0
2039-09-22 | 2039 | 9 | 0 | 0 | 0
2039-09-22 01:00 | 2039 | 9 | 0 | 0 | 0
2039-09-22 02:00 | 2039 | 9 | 0 | 0 | 0
2039-09-22 03:00 | 2039 | 9 | 0 | 0 | 0
2039-09-22 04:00 | 2039 | 9 | 0 | 0 | 0
2039-09-22 05:00 | 2039 | 9 | 0 | 0 | 0
2039-09-22 06:00 | 2039 | 9 | 0 | 0 | 0
2039-09-22 07:00 | 2039 | 9 | 0 | 0 | 0
2039-09-22 08:00 | 2039 | 9 | 0 | 0 | 0
2039-09-22 09:00 | 2039 | 9 | 0 | 0 | 0
2039-09-22 10:00 | 2039 | 9 | 0 | 0 | 0
2039-09-22 11:00 | 2039 | 9 | 0 | 0 | 0
2039-09-22 12:00 | 2039 | 9 | 0 | 0 | 0
2039-09-22 13:00 | 2039 | 9 | 0 | 0 | 0
2039-09-22 14:00 | 2039 | 9 | 0 | 0 | 0
2039-09-22 15:00 | 2039 | 9 | 0 | 0 | 0
2039-09-22 16:00 | 2039 | 9 | 0 | 0 | 0
2039-09-22 17:00 | 2039 | 9 | 0 | 0 | 0
2039-09-22 18:00 | 2039 | 9 | 0 | 0 | 0
2039-09-22 19:00 | 2039 | 9 | 0 | 0 | 0
2039-09-22 20:00 | 2039 | 9 | 0 | 0 | 0
2039-09-22 21:00 | 2039 | 9 | 0 | 0 | 0
2039-09-22 22:00 | 2039 | 9 | 0 | 0 | 0
2039-09-22 23:00 | 2039 | 9 | 0 | 0 | 0
2039-09-23 | 2039 | 9 | 0 | 0 | 0
2039-09-23 01:00 | 2039 | 9 | 0 | 0 | 0
2039-09-23 02:00 | 2039 | 9 | 0 | 0 | 0
2039-09-23 03:00 | 2039 | 9 | 0 | 0 | 0
2039-09-23 04:00 | 2039 | 9 | 0 | 0 | 0
2039-09-23 05:00 | 2039 | 9 | 0 | 0 | 0
2039-09-23 06:00 | 2039 | 9 | 0 | 0 | 0
2039-09-23 07:00 | 2039 | 9 | 0 | 0 | 0
2039-09-23 08:00 | 2039 | 9 | 0 | 0 | 0
2039-09-23 09:00 | 2039 | 9 | 0 | 0 | 0
2039-09-23 10:00 | 2039 | 9 | 0 | 0 | 0
2039-09-23 11:00 | 2039 | 9 | 0 | 0 | 0
2039-09-23 12:00 | 2039 | 9 | 0 | 0 | 0
2039-09-23 13:00 | 2039 | 9 | 0 | 0 | 0
2039-09-23 14:00 | 2039 | 9 | 0 | 0 | 0
2039-09-23 15:00 | 2039 | 9 | 0 | 0 | 0
2039-09-23 16:00 | 2039 | 9 | 0 | 0 | 0
2039-09-23 17:00 | 2039 | 9 | 0 | 0 | 0
2039-09-23 18:00 | 2039 | 9 | 0 | 0 | 0
2039-09-23 19:00 | 2039 | 9 | 0 | 0 | 0
2039-09-23 20:00 | 2039 | 9 | 0 | 0 | 0
2039-09-23 21:00 | 2039 | 9 | 0 | 0 | 0
2039-09-23 22:00 | 2039 | 9 | 0 | 0 | 0
2039-09-23 23:00 | 2039 | 9 | 0 | 0 | 0
2039-09-24 | 2039 | 9 | 0 | 0 | 0
2039-09-24 01:00 | 2039 | 9 | 0 | 0 | 0
2039-09-24 02:00 | 2039 | 9 | 0 | 0 | 0
2039-09-24 03:00 | 2039 | 9 | 0 | 0 | 0
2039-09-24 04:00 | 2039 | 9 | 0 | 0 | 0
2039-09-24 05:00 | 2039 | 9 | 0 | 0 | 0
2039-09-24 06:00 | 2039 | 9 | 0 | 0 | 0
2039-09-24 07:00 | 2039 | 9 | 0 | 0 | 0
2039-09-24 08:00 | 2039 | 9 | 0 | 0 | 0
2039-09-24 09:00 | 2039 | 9 | 0 | 0 | 0
2039-09-24 10:00 | 2039 | 9 | 0 | 0 | 0
2039-09-24 11:00 | 2039 | 9 | 0 | 0 | 0
2039-09-24 12:00 | 2039 | 9 | 0 | 0 | 0
2039-09-24 13:00 | 2039 | 9 | 0 | 0 | 0
2039-09-24 14:00 | 2039 | 9 | 0 | 0 | 0
2039-09-24 15:00 | 2039 | 9 | 0 | 0 | 0
2039-09-24 16:00 | 2039 | 9 | 0 | 0 | 0
2039-09-24 17:00 | 2039 | 9 | 0 | 0 | 0
2039-09-24 18:00 | 2039 | 9 | 0 | 0 | 0
2039-09-24 19:00 | 2039 | 9 | 0 | 0 | 0
2039-09-24 20:00 | 2039 | 9 | 0 | 0 | 0
2039-09-24 21:00 | 2039 | 9 | 0 | 0 | 0
2039-09-24 22:00 | 2039 | 9 | 0 | 0 | 0
2039-09-24 23:00 | 2039 | 9 | 0 | 0 | 0
2039-09-25 | 2039 | 9 | 0 | 0 | 0
2039-09-25 01:00 | 2039 | 9 | 0 | 0 | 0
2039-09-25 02:00 | 2039 | 9 | 0 | 0 | 0
2039-09-25 03:00 | 2039 | 9 | 0 | 0 | 0
2039-09-25 04:00 | 2039 | 9 | 0 | 0 | 0
2039-09-25 05:00 | 2039 | 9 | 0 | 0 | 0
2039-09-25 06:00 | 2039 | 9 | 0 | 0 | 0
2039-09-25 07:00 | 2039 | 9 | 0 | 0 | 0
2039-09-25 08:00 | 2039 | 9 | 0 | 0 | 0
2039-09-25 09:00 | 2039 | 9 | 0 | 0 | 0
2039-09-25 10:00 | 2039 | 9 | 0 | 0 | 0
2039-09-25 11:00 | 2039 | 9 | 0 | 0 | 0
2039-09-25 12:00 | 2039 | 9 | 0 | 0 | 0
2039-09-25 13:00 | 2039 | 9 | 0 | 0 | 0
2039-09-25 14:00 | 2039 | 9 | 0 | 0 | 0
2039-09-25 15:00 | 2039 | 9 | 0 | 0 | 0
2039-09-25 16:00 | 2039 | 9 | 0 | 0 | 0
2039-09-25 17:00 | 2039 | 9 | 0 | 0 | 0
2039-09-25 18:00 | 2039 | 9 | 0 | 0 | 0
2039-09-25 19:00 | 2039 | 9 | 0 | 0 | 0
2039-09-25 20:00 | 2039 | 9 | 0 | 0 | 0
2039-09-25 21:00 | 2039 | 9 | 0 | 0 | 0
2039-09-25 22:00 | 2039 | 9 | 0 | 0 | 0
2039-09-25 23:00 | 2039 | 9 | 0 | 0 | 0
2039-09-26 | 2039 | 9 | 0 | 0 | 0
2039-09-26 01:00 | 2039 | 9 | 0 | 0 | 0
2039-09-26 02:00 | 2039 | 9 | 0 | 0 | 0
2039-09-26 03:00 | 2039 | 9 | 0 | 0 | 0
2039-09-26 04:00 | 2039 | 9 | 0 | 0 | 0
2039-09-26 05:00 | 2039 | 9 | 0 | 0 | 0
2039-09-26 06:00 | 2039 | 9 | 0 | 0 | 0
2039-09-26 07:00 | 2039 | 9 | 0 | 0 | 0
2039-09-26 08:00 | 2039 | 9 | 0 | 0 | 0
2039-09-26 09:00 | 2039 | 9 | 0 | 0 | 0
2039-09-26 10:00 | 2039 | 9 | 0 | 0 | 0
2039-09-26 11:00 | 2039 | 9 | 0 | 0 | 0
2039-09-26 12:00 | 2039 | 9 | 0 | 0 | 0
2039-09-26 13:00 | 2039 | 9 | 0 | 0 | 0
2039-09-26 14:00 | 2039 | 9 | 0 | 0 | 0
2039-09-26 15:00 | 2039 | 9 | 0 | 0 | 0
2039-09-26 16:00 | 2039 | 9 | 0 | 0 | 0
2039-09-26 17:00 | 2039 | 9 | 0 | 0 | 0
2039-09-26 18:00 | 2039 | 9 | 0 | 0 | 0
2039-09-26 19:00 | 2039 | 9 | 0 | 0 | 0
2039-09-26 20:00 | 2039 | 9 | 0 | 0 | 0
2039-09-26 21:00 | 2039 | 9 | 0 | 0 | 0
2039-09-26 22:00 | 2039 | 9 | 0 | 0 | 0
2039-09-26 23:00 | 2039 | 9 | 0 | 0 | 0
2039-09-27 | 2039 | 9 | 0 | 0 | 0
2039-09-27 01:00 | 2039 | 9 | 0 | 0 | 0
2039-09-27 02:00 | 2039 | 9 | 0 | 0 | 0
2039-09-27 03:00 | 2039 | 9 | 0 | 0 | 0
2039-09-27 04:00 | 2039 | 9 | 0 | 0 | 0
2039-09-27 05:00 | 2039 | 9 | 0 | 0 | 0
2039-09-27 06:00 | 2039 | 9 | 0 | 0 | 0
2039-09-27 07:00 | 2039 | 9 | 0 | 0 | 0
2039-09-27 08:00 | 2039 | 9 | 0 | 0 | 0
2039-09-27 09:00 | 2039 | 9 | 0 | 0 | 0
2039-09-27 10:00 | 2039 | 9 | 0 | 0 | 0
2039-09-27 11:00 | 2039 | 9 | 0 | 0 | 0
2039-09-27 12:00 | 2039 | 9 | 0 | 0 | 0
2039-09-27 13:00 | 2039 | 9 | 0 | 0 | 0
2039-09-27 14:00 | 2039 | 9 | 0 | 0 | 0
2039-09-27 15:00 | 2039 | 9 | 0 | 0 | 0
2039-09-27 16:00 | 2039 | 9 | 0 | 0 | 0
2039-09-27 17:00 | 2039 | 9 | 0 | 0 | 0
2039-09-27 18:00 | 2039 | 9 | 0 | 0 | 0
2039-09-27 19:00 | 2039 | 9 | 0 | 0 | 0
2039-09-27 20:00 | 2039 | 9 | 0 | 0 | 0
2039-09-27 21:00 | 2039 | 9 | 0 | 0 | 0
2039-09-27 22:00 | 2039 | 9 | 0 | 0 | 0
2039-09-27 23:00 | 2039 | 9 | 0 | 0 | 0
2039-09-28 | 2039 | 9 | 0 | 0 | 0
2039-09-28 01:00 | 2039 | 9 | 0 | 0 | 0
2039-09-28 02:00 | 2039 | 9 | 0 | 0 | 0
2039-09-28 03:00 | 2039 | 9 | 0 | 0 | 0
2039-09-28 04:00 | 2039 | 9 | 0 | 0 | 0
2039-09-28 05:00 | 2039 | 9 | 0 | 0 | 0
2039-09-28 06:00 | 2039 | 9 | 0 | 0 | 0
2039-09-28 07:00 | 2039 | 9 | 0 | 0 | 0
2039-09-28 08:00 | 2039 | 9 | 0 | 0 | 0
2039-09-28 09:00 | 2039 | 9 | 0 | 0 | 0
2039-09-28 10:00 | 2039 | 9 | 0 | 0 | 0
2039-09-28 11:00 | 2039 | 9 | 0 | 0 | 0
2039-09-28 12:00 | 2039 | 9 | 0 | 0 | 0
2039-09-28 13:00 | 2039 | 9 | 0 | 0 | 0
2039-09-28 14:00 | 2039 | 9 | 0 | 0 | 0
2039-09-28 15:00 | 2039 | 9 | 0 | 0 | 0
2039-09-28 16:00 | 2039 | 9 | 0 | 0 | 0
2039-09-28 17:00 | 2039 | 9 | 0 | 0 | 0
2039-09-28 18:00 | 2039 | 9 | 0 | 0 | 0
2039-09-28 19:00 | 2039 | 9 | 0 | 0 | 0
2039-09-28 20:00 | 2039 | 9 | 0 | 0 | 0
2039-09-28 21:00 | 2039 | 9 | 0 | 0 | 0
2039-09-28 22:00 | 2039 | 9 | 0 | 0 | 0
2039-09-28 23:00 | 2039 | 9 | 0 | 0 | 0
2039-09-29 | 2039 | 9 | 0 | 0 | 0
2039-09-29 01:00 | 2039 | 9 | 0 | 0 | 0
2039-09-29 02:00 | 2039 | 9 | 0 | 0 | 0
2039-09-29 03:00 | 2039 | 9 | 0 | 0 | 0
2039-09-29 04:00 | 2039 | 9 | 0 | 0 | 0
2039-09-29 05:00 | 2039 | 9 | 0 | 0 | 0
2039-09-29 06:00 | 2039 | 9 | 0 | 0 | 0
2039-09-29 07:00 | 2039 | 9 | 0 | 0 | 0
2039-09-29 08:00 | 2039 | 9 | 0 | 0 | 0
2039-09-29 09:00 | 2039 | 9 | 0 | 0 | 0
2039-09-29 10:00 | 2039 | 9 | 0 | 0 | 0
2039-09-29 11:00 | 2039 | 9 | 0 | 0 | 0
2039-09-29 12:00 | 2039 | 9 | 0 | 0 | 0
2039-09-29 13:00 | 2039 | 9 | 0 | 0 | 0
2039-09-29 14:00 | 2039 | 9 | 0 | 0 | 0
2039-09-29 15:00 | 2039 | 9 | 0 | 0 | 0
2039-09-29 16:00 | 2039 | 9 | 0 | 0 | 0
2039-09-29 17:00 | 2039 | 9 | 0 | 0 | 0
2039-09-29 18:00 | 2039 | 9 | 0 | 0 | 0
2039-09-29 19:00 | 2039 | 9 | 0 | 0 | 0
2039-09-29 20:00 | 2039 | 9 | 0 | 0 | 0
2039-09-29 21:00 | 2039 | 9 | 0 | 0 | 0
2039-09-29 22:00 | 2039 | 9 | 0 | 0 | 0
2039-09-29 23:00 | 2039 | 9 | 0 | 0 | 0
2039-09-30 | 2039 | 9 | 0 | 0 | 0
2039-09-30 01:00 | 2039 | 9 | 0 | 0 | 0
2039-09-30 02:00 | 2039 | 9 | 0 | 0 | 0
2039-09-30 03:00 | 2039 | 9 | 0 | 0 | 0
2039-09-30 04:00 | 2039 | 9 | 0 | 0 | 0
2039-09-30 05:00 | 2039 | 9 | 0 | 0 | 0
2039-09-30 06:00 | 2039 | 9 | 0 | 0 | 0
2039-09-30 07:00 | 2039 | 9 | 0 | 0 | 0
2039-09-30 08:00 | 2039 | 9 | 0 | 0 | 0
2039-09-30 09:00 | 2039 | 9 | 0 | 0 | 0
2039-09-30 10:00 | 2039 | 9 | 0 | 0 | 0
2039-09-30 11:00 | 2039 | 9 | 0 | 0 | 0
2039-09-30 12:00 | 2039 | 9 | 0 | 0 | 0
2039-09-30 13:00 | 2039 | 9 | 0 | 0 | 0
2039-09-30 14:00 | 2039 | 9 | 0 | 0 | 0
2039-09-30 15:00 | 2039 | 9 | 0 | 0 | 0
2039-09-30 16:00 | 2039 | 9 | 0 | 0 | 0
2039-09-30 17:00 | 2039 | 9 | 0 | 0 | 0
2039-09-30 18:00 | 2039 | 9 | 0 | 0 | 0
2039-09-30 19:00 | 2039 | 9 | 0 | 0 | 0
2039-09-30 20:00 | 2039 | 9 | 0 | 0 | 0
2039-09-30 21:00 | 2039 | 9 | 0 | 0 | 0
2039-09-30 22:00 | 2039 | 9 | 0 | 0 | 0
2039-09-30 23:00 | 2039 | 9 | 0 | 0 | 0
2039-10-01 | 2039 | 10 | 0 | 0 | 0
2039-10-01 01:00 | 2039 | 10 | 0 | 0 | 0
2039-10-01 02:00 | 2039 | 10 | 0 | 0 | 0
2039-10-01 03:00 | 2039 | 10 | 0 | 0 | 0
2039-10-01 04:00 | 2039 | 10 | 0 | 0 | 0
2039-10-01 05:00 | 2039 | 10 | 0 | 0 | 0
2039-10-01 06:00 | 2039 | 10 | 0 | 0 | 0
2039-10-01 07:00 | 2039 | 10 | 0 | 0 | 0
2039-10-01 08:00 | 2039 | 10 | 0 | 0 | 0
2039-10-01 09:00 | 2039 | 10 | 0 | 0 | 0
2039-10-01 10:00 | 2039 | 10 | 0 | 0 | 0
2039-10-01 11:00 | 2039 | 10 | 0 | 0 | 0
2039-10-01 12:00 | 2039 | 10 | 0 | 0 | 0
2039-10-01 13:00 | 2039 | 10 | 0 | 0 | 0
2039-10-01 14:00 | 2039 | 10 | 0 | 0 | 0
2039-10-01 15:00 | 2039 | 10 | 0 | 0 | 0
2039-10-01 16:00 | 2039 | 10 | 0 | 0 | 0
2039-10-01 17:00 | 2039 | 10 | 0 | 0 | 0
2039-10-01 18:00 | 2039 | 10 | 0 | 0 | 0
2039-10-01 19:00 | 2039 | 10 | 0 | 0 | 0
2039-10-01 20:00 | 2039 | 10 | 0 | 0 | 0
2039-10-01 21:00 | 2039 | 10 | 0 | 0 | 0
2039-10-01 22:00 | 2039 | 10 | 0 | 0 | 0
2039-10-01 23:00 | 2039 | 10 | 0 | 0 | 0
2039-10-02 | 2039 | 10 | 0 | 0 | 0
2039-10-02 01:00 | 2039 | 10 | 0 | 0 | 0
2039-10-02 02:00 | 2039 | 10 | 0 | 0 | 0
2039-10-02 03:00 | 2039 | 10 | 0 | 0 | 0
2039-10-02 04:00 | 2039 | 10 | 0 | 0 | 0
2039-10-02 05:00 | 2039 | 10 | 0 | 0 | 0
2039-10-02 06:00 | 2039 | 10 | 0 | 0 | 0
2039-10-02 07:00 | 2039 | 10 | 0 | 0 | 0
2039-10-02 08:00 | 2039 | 10 | 0 | 0 | 0
2039-10-02 09:00 | 2039 | 10 | 0 | 0 | 0
2039-10-02 10:00 | 2039 | 10 | 0 | 0 | 0
2039-10-02 11:00 | 2039 | 10 | 0 | 0 | 0
2039-10-02 12:00 | 2039 | 10 | 0 | 0 | 0
2039-10-02 13:00 | 2039 | 10 | 0 | 0 | 0
2039-10-02 14:00 | 2039 | 10 | 0 | 0 | 0
2039-10-02 15:00 | 2039 | 10 | 0 | 0 | 0
2039-10-02 16:00 | 2039 | 10 | 0 | 0 | 0
2039-10-02 17:00 | 2039 | 10 | 0 | 0 | 0
2039-10-02 18:00 | 2039 | 10 | 0 | 0 | 0
2039-10-02 19:00 | 2039 | 10 | 0 | 0 | 0
2039-10-02 20:00 | 2039 | 10 | 0 | 0 | 0
2039-10-02 21:00 | 2039 | 10 | 0 | 0 | 0
2039-10-02 22:00 | 2039 | 10 | 0 | 0 | 0
2039-10-02 23:00 | 2039 | 10 | 0 | 0 | 0
2039-10-03 | 2039 | 10 | 0 | 0 | 0
2039-10-03 01:00 | 2039 | 10 | 0 | 0 | 0
2039-10-03 02:00 | 2039 | 10 | 0 | 0 | 0
2039-10-03 03:00 | 2039 | 10 | 0 | 0 | 0
2039-10-03 04:00 | 2039 | 10 | 0 | 0 | 0
2039-10-03 05:00 | 2039 | 10 | 0 | 0 | 0
2039-10-03 06:00 | 2039 | 10 | 0 | 0 | 0
2039-10-03 07:00 | 2039 | 10 | 0 | 0 | 0
2039-10-03 08:00 | 2039 | 10 | 0 | 0 | 0
2039-10-03 09:00 | 2039 | 10 | 0 | 0 | 0
2039-10-03 10:00 | 2039 | 10 | 0 | 0 | 0
2039-10-03 11:00 | 2039 | 10 | 0 | 0 | 0
2039-10-03 12:00 | 2039 | 10 | 0 | 0 | 0
2039-10-03 13:00 | 2039 | 10 | 0 | 0 | 0
2039-10-03 14:00 | 2039 | 10 | 0 | 0 | 0
2039-10-03 15:00 | 2039 | 10 | 0 | 0 | 0
2039-10-03 16:00 | 2039 | 10 | 0 | 0 | 0
2039-10-03 17:00 | 2039 | 10 | 0 | 0 | 0
2039-10-03 18:00 | 2039 | 10 | 0 | 0 | 0
2039-10-03 19:00 | 2039 | 10 | 0 | 0 | 0
2039-10-03 20:00 | 2039 | 10 | 0 | 0 | 0
2039-10-03 21:00 | 2039 | 10 | 0 | 0 | 0
2039-10-03 22:00 | 2039 | 10 | 0 | 0 | 0
2039-10-03 23:00 | 2039 | 10 | 0 | 0 | 0
2039-10-04 | 2039 | 10 | 0 | 0 | 0
2039-10-04 01:00 | 2039 | 10 | 0 | 0 | 0
2039-10-04 02:00 | 2039 | 10 | 0 | 0 | 0
2039-10-04 03:00 | 2039 | 10 | 0 | 0 | 0
2039-10-04 04:00 | 2039 | 10 | 0 | 0 | 0
2039-10-04 05:00 | 2039 | 10 | 0 | 0 | 0
2039-10-04 06:00 | 2039 | 10 | 0 | 0 | 0
2039-10-04 07:00 | 2039 | 10 | 0 | 0 | 0
2039-10-04 08:00 | 2039 | 10 | 0 | 0 | 0
2039-10-04 09:00 | 2039 | 10 | 0 | 0 | 0
2039-10-04 10:00 | 2039 | 10 | 0 | 0 | 0
2039-10-04 11:00 | 2039 | 10 | 0 | 0 | 0
2039-10-04 12:00 | 2039 | 10 | 0 | 0 | 0
2039-10-04 13:00 | 2039 | 10 | 0 | 0 | 0
2039-10-04 14:00 | 2039 | 10 | 0 | 0 | 0
2039-10-04 15:00 | 2039 | 10 | 0 | 0 | 0
2039-10-04 16:00 | 2039 | 10 | 0 | 0 | 0
2039-10-04 17:00 | 2039 | 10 | 0 | 0 | 0
2039-10-04 18:00 | 2039 | 10 | 0 | 0 | 0
2039-10-04 19:00 | 2039 | 10 | 0 | 0 | 0
2039-10-04 20:00 | 2039 | 10 | 0 | 0 | 0
2039-10-04 21:00 | 2039 | 10 | 0 | 0 | 0
2039-10-04 22:00 | 2039 | 10 | 0 | 0 | 0
2039-10-04 23:00 | 2039 | 10 | 0 | 0 | 0
2039-10-05 | 2039 | 10 | 0 | 0 | 0
2039-10-05 01:00 | 2039 | 10 | 0 | 0 | 0
2039-10-05 02:00 | 2039 | 10 | 0 | 0 | 0
2039-10-05 03:00 | 2039 | 10 | 0 | 0 | 0
2039-10-05 04:00 | 2039 | 10 | 0 | 0 | 0
2039-10-05 05:00 | 2039 | 10 | 0 | 0 | 0
2039-10-05 06:00 | 2039 | 10 | 0 | 0 | 0
2039-10-05 07:00 | 2039 | 10 | 0 | 0 | 0
2039-10-05 08:00 | 2039 | 10 | 0 | 0 | 0
2039-10-05 09:00 | 2039 | 10 | 0 | 0 | 0
2039-10-05 10:00 | 2039 | 10 | 0 | 0 | 0
2039-10-05 11:00 | 2039 | 10 | 0 | 0 | 0
2039-10-05 12:00 | 2039 | 10 | 0 | 0 | 0
2039-10-05 13:00 | 2039 | 10 | 0 | 0 | 0
2039-10-05 14:00 | 2039 | 10 | 0 | 0 | 0
2039-10-05 15:00 | 2039 | 10 | 0 | 0 | 0
2039-10-05 16:00 | 2039 | 10 | 0 | 0 | 0
2039-10-05 17:00 | 2039 | 10 | 0 | 0 | 0
2039-10-05 18:00 | 2039 | 10 | 0 | 0 | 0
2039-10-05 19:00 | 2039 | 10 | 0 | 0 | 0
2039-10-05 20:00 | 2039 | 10 | 0 | 0 | 0
2039-10-05 21:00 | 2039 | 10 | 0 | 0 | 0
2039-10-05 22:00 | 2039 | 10 | 0 | 0 | 0
2039-10-05 23:00 | 2039 | 10 | 0 | 0 | 0
2039-10-06 | 2039 | 10 | 0 | 0 | 0
2039-10-06 01:00 | 2039 | 10 | 0 | 0 | 0
2039-10-06 02:00 | 2039 | 10 | 0 | 0 | 0
2039-10-06 03:00 | 2039 | 10 | 0 | 0 | 0
2039-10-06 04:00 | 2039 | 10 | 0 | 0 | 0
2039-10-06 05:00 | 2039 | 10 | 0 | 0 | 0
2039-10-06 06:00 | 2039 | 10 | 0 | 0 | 0
2039-10-06 07:00 | 2039 | 10 | 0 | 0 | 0
2039-10-06 08:00 | 2039 | 10 | 0 | 0 | 0
2039-10-06 09:00 | 2039 | 10 | 0 | 0 | 0
2039-10-06 10:00 | 2039 | 10 | 0 | 0 | 0
2039-10-06 11:00 | 2039 | 10 | 0 | 0 | 0
2039-10-06 12:00 | 2039 | 10 | 0 | 0 | 0
2039-10-06 13:00 | 2039 | 10 | 0 | 0 | 0
2039-10-06 14:00 | 2039 | 10 | 0 | 0 | 0
2039-10-06 15:00 | 2039 | 10 | 0 | 0 | 0
2039-10-06 16:00 | 2039 | 10 | 0 | 0 | 0
2039-10-06 17:00 | 2039 | 10 | 0 | 0 | 0
2039-10-06 18:00 | 2039 | 10 | 0 | 0 | 0
2039-10-06 19:00 | 2039 | 10 | 0 | 0 | 0
2039-10-06 20:00 | 2039 | 10 | 0 | 0 | 0
2039-10-06 21:00 | 2039 | 10 | 0 | 0 | 0
2039-10-06 22:00 | 2039 | 10 | 0 | 0 | 0
2039-10-06 23:00 | 2039 | 10 | 0 | 0 | 0
2039-10-07 | 2039 | 10 | 0 | 0 | 0
2039-10-07 01:00 | 2039 | 10 | 0 | 0 | 0
2039-10-07 02:00 | 2039 | 10 | 0 | 0 | 0
2039-10-07 03:00 | 2039 | 10 | 0 | 0 | 0
2039-10-07 04:00 | 2039 | 10 | 0 | 0 | 0
2039-10-07 05:00 | 2039 | 10 | 0 | 0 | 0
2039-10-07 06:00 | 2039 | 10 | 0 | 0 | 0
2039-10-07 07:00 | 2039 | 10 | 0 | 0 | 0
2039-10-07 08:00 | 2039 | 10 | 0 | 0 | 0
2039-10-07 09:00 | 2039 | 10 | 0 | 0 | 0
2039-10-07 10:00 | 2039 | 10 | 0 | 0 | 0
2039-10-07 11:00 | 2039 | 10 | 0 | 0 | 0
2039-10-07 12:00 | 2039 | 10 | 0 | 0 | 0
2039-10-07 13:00 | 2039 | 10 | 0 | 0 | 0
2039-10-07 14:00 | 2039 | 10 | 0 | 0 | 0
2039-10-07 15:00 | 2039 | 10 | 0 | 0 | 0
2039-10-07 16:00 | 2039 | 10 | 0 | 0 | 0
2039-10-07 17:00 | 2039 | 10 | 0 | 0 | 0
2039-10-07 18:00 | 2039 | 10 | 0 | 0 | 0
2039-10-07 19:00 | 2039 | 10 | 0 | 0 | 0
2039-10-07 20:00 | 2039 | 10 | 0 | 0 | 0
2039-10-07 21:00 | 2039 | 10 | 0 | 0 | 0
2039-10-07 22:00 | 2039 | 10 | 0 | 0 | 0
2039-10-07 23:00 | 2039 | 10 | 0 | 0 | 0
2039-10-08 | 2039 | 10 | 0 | 0 | 0
2039-10-08 01:00 | 2039 | 10 | 0 | 0 | 0
2039-10-08 02:00 | 2039 | 10 | 0 | 0 | 0
2039-10-08 03:00 | 2039 | 10 | 0 | 0 | 0
2039-10-08 04:00 | 2039 | 10 | 0 | 0 | 0
2039-10-08 05:00 | 2039 | 10 | 0 | 0 | 0
2039-10-08 06:00 | 2039 | 10 | 0 | 0 | 0
2039-10-08 07:00 | 2039 | 10 | 0 | 0 | 0
2039-10-08 08:00 | 2039 | 10 | 0 | 0 | 0
2039-10-08 09:00 | 2039 | 10 | 0 | 0 | 0
2039-10-08 10:00 | 2039 | 10 | 0 | 0 | 0
2039-10-08 11:00 | 2039 | 10 | 0 | 0 | 0
2039-10-08 12:00 | 2039 | 10 | 0 | 0 | 0
2039-10-08 13:00 | 2039 | 10 | 0 | 0 | 0
2039-10-08 14:00 | 2039 | 10 | 0 | 0 | 0
2039-10-08 15:00 | 2039 | 10 | 0 | 0 | 0
2039-10-08 16:00 | 2039 | 10 | 0 | 0 | 0
2039-10-08 17:00 | 2039 | 10 | 0 | 0 | 0
2039-10-08 18:00 | 2039 | 10 | 0 | 0 | 0
2039-10-08 19:00 | 2039 | 10 | 0 | 0 | 0
2039-10-08 20:00 | 2039 | 10 | 0 | 0 | 0
2039-10-08 21:00 | 2039 | 10 | 0 | 0 | 0
2039-10-08 22:00 | 2039 | 10 | 0 | 0 | 0
2039-10-08 23:00 | 2039 | 10 | 0 | 0 | 0
2039-10-09 | 2039 | 10 | 0 | 0 | 0
2039-10-09 01:00 | 2039 | 10 | 0 | 0 | 0
2039-10-09 02:00 | 2039 | 10 | 0 | 0 | 0
2039-10-09 03:00 | 2039 | 10 | 0 | 0 | 0
2039-10-09 04:00 | 2039 | 10 | 0 | 0 | 0
2039-10-09 05:00 | 2039 | 10 | 0 | 0 | 0
2039-10-09 06:00 | 2039 | 10 | 0 | 0 | 0
2039-10-09 07:00 | 2039 | 10 | 0 | 0 | 0
2039-10-09 08:00 | 2039 | 10 | 0 | 0 | 0
2039-10-09 09:00 | 2039 | 10 | 0 | 0 | 0
2039-10-09 10:00 | 2039 | 10 | 0 | 0 | 0
2039-10-09 11:00 | 2039 | 10 | 0 | 0 | 0
2039-10-09 12:00 | 2039 | 10 | 0 | 0 | 0
2039-10-09 13:00 | 2039 | 10 | 0 | 0 | 0
2039-10-09 14:00 | 2039 | 10 | 0 | 0 | 0
2039-10-09 15:00 | 2039 | 10 | 0 | 0 | 0
2039-10-09 16:00 | 2039 | 10 | 0 | 0 | 0
2039-10-09 17:00 | 2039 | 10 | 0 | 0 | 0
2039-10-09 18:00 | 2039 | 10 | 0 | 0 | 0
2039-10-09 19:00 | 2039 | 10 | 0 | 0 | 0
2039-10-09 20:00 | 2039 | 10 | 0 | 0 | 0
2039-10-09 21:00 | 2039 | 10 | 0 | 0 | 0
2039-10-09 22:00 | 2039 | 10 | 0 | 0 | 0
2039-10-09 23:00 | 2039 | 10 | 0 | 0 | 0
2039-10-10 | 2039 | 10 | 0 | 0 | 0
2039-10-10 01:00 | 2039 | 10 | 0 | 0 | 0
2039-10-10 02:00 | 2039 | 10 | 0 | 0 | 0
2039-10-10 03:00 | 2039 | 10 | 0 | 0 | 0
2039-10-10 04:00 | 2039 | 10 | 0 | 0 | 0
2039-10-10 05:00 | 2039 | 10 | 0 | 0 | 0
2039-10-10 06:00 | 2039 | 10 | 0 | 0 | 0
2039-10-10 07:00 | 2039 | 10 | 0 | 0 | 0
2039-10-10 08:00 | 2039 | 10 | 0 | 0 | 0
2039-10-10 09:00 | 2039 | 10 | 0 | 0 | 0
2039-10-10 10:00 | 2039 | 10 | 0 | 0 | 0
2039-10-10 11:00 | 2039 | 10 | 0 | 0 | 0
2039-10-10 12:00 | 2039 | 10 | 0 | 0 | 0
2039-10-10 13:00 | 2039 | 10 | 0 | 0 | 0
2039-10-10 14:00 | 2039 | 10 | 0 | 0 | 0
2039-10-10 15:00 | 2039 | 10 | 0 | 0 | 0
2039-10-10 16:00 | 2039 | 10 | 0 | 0 | 0
2039-10-10 17:00 | 2039 | 10 | 0 | 0 | 0
2039-10-10 18:00 | 2039 | 10 | 0 | 0 | 0
2039-10-10 19:00 | 2039 | 10 | 0 | 0 | 0
2039-10-10 20:00 | 2039 | 10 | 0 | 0 | 0
2039-10-10 21:00 | 2039 | 10 | 0 | 0 | 0
2039-10-10 22:00 | 2039 | 10 | 0 | 0 | 0
2039-10-10 23:00 | 2039 | 10 | 0 | 0 | 0
2039-10-11 | 2039 | 10 | 0 | 0 | 0
2039-10-11 01:00 | 2039 | 10 | 0 | 0 | 0
2039-10-11 02:00 | 2039 | 10 | 0 | 0 | 0
2039-10-11 03:00 | 2039 | 10 | 0 | 0 | 0
2039-10-11 04:00 | 2039 | 10 | 0 | 0 | 0
2039-10-11 05:00 | 2039 | 10 | 0 | 0 | 0
2039-10-11 06:00 | 2039 | 10 | 0 | 0 | 0
2039-10-11 07:00 | 2039 | 10 | 0 | 0 | 0
2039-10-11 08:00 | 2039 | 10 | 0 | 0 | 0
2039-10-11 09:00 | 2039 | 10 | 0 | 0 | 0
2039-10-11 10:00 | 2039 | 10 | 0 | 0 | 0
2039-10-11 11:00 | 2039 | 10 | 0 | 0 | 0
2039-10-11 12:00 | 2039 | 10 | 0 | 0 | 0
2039-10-11 13:00 | 2039 | 10 | 0 | 0 | 0
2039-10-11 14:00 | 2039 | 10 | 0 | 0 | 0
2039-10-11 15:00 | 2039 | 10 | 0 | 0 | 0
2039-10-11 16:00 | 2039 | 10 | 0 | 0 | 0
2039-10-11 17:00 | 2039 | 10 | 0 | 0 | 0
2039-10-11 18:00 | 2039 | 10 | 0 | 0 | 0
2039-10-11 19:00 | 2039 | 10 | 0 | 0 | 0
2039-10-11 20:00 | 2039 | 10 | 0 | 0 | 0
2039-10-11 21:00 | 2039 | 10 | 0 | 0 | 0
2039-10-11 22:00 | 2039 | 10 | 0 | 0 | 0
2039-10-11 23:00 | 2039 | 10 | 0 | 0 | 0
2039-10-12 | 2039 | 10 | 0 | 0 | 0
2039-10-12 01:00 | 2039 | 10 | 0 | 0 | 0
2039-10-12 02:00 | 2039 | 10 | 0 | 0 | 0
2039-10-12 03:00 | 2039 | 10 | 0 | 0 | 0
2039-10-12 04:00 | 2039 | 10 | 0 | 0 | 0
2039-10-12 05:00 | 2039 | 10 | 0 | 0 | 0
2039-10-12 06:00 | 2039 | 10 | 0 | 0 | 0
2039-10-12 07:00 | 2039 | 10 | 0 | 0 | 0
2039-10-12 08:00 | 2039 | 10 | 0 | 0 | 0
2039-10-12 09:00 | 2039 | 10 | 0 | 0 | 0
2039-10-12 10:00 | 2039 | 10 | 0 | 0 | 0
2039-10-12 11:00 | 2039 | 10 | 0 | 0 | 0
2039-10-12 12:00 | 2039 | 10 | 0 | 0 | 0
2039-10-12 13:00 | 2039 | 10 | 0 | 0 | 0
2039-10-12 14:00 | 2039 | 10 | 0 | 0 | 0
2039-10-12 15:00 | 2039 | 10 | 0 | 0 | 0
2039-10-12 16:00 | 2039 | 10 | 0 | 0 | 0
2039-10-12 17:00 | 2039 | 10 | 0 | 0 | 0
2039-10-12 18:00 | 2039 | 10 | 0 | 0 | 0
2039-10-12 19:00 | 2039 | 10 | 0 | 0 | 0
2039-10-12 20:00 | 2039 | 10 | 0 | 0 | 0
2039-10-12 21:00 | 2039 | 10 | 0 | 0 | 0
2039-10-12 22:00 | 2039 | 10 | 0 | 0 | 0
2039-10-12 23:00 | 2039 | 10 | 0 | 0 | 0
2039-10-13 | 2039 | 10 | 0 | 0 | 0
2039-10-13 01:00 | 2039 | 10 | 0 | 0 | 0
2039-10-13 02:00 | 2039 | 10 | 0 | 0 | 0
2039-10-13 03:00 | 2039 | 10 | 0 | 0 | 0
2039-10-13 04:00 | 2039 | 10 | 0 | 0 | 0
2039-10-13 05:00 | 2039 | 10 | 0 | 0 | 0
2039-10-13 06:00 | 2039 | 10 | 0 | 0 | 0
2039-10-13 07:00 | 2039 | 10 | 0 | 0 | 0
2039-10-13 08:00 | 2039 | 10 | 0 | 0 | 0
2039-10-13 09:00 | 2039 | 10 | 0 | 0 | 0
2039-10-13 10:00 | 2039 | 10 | 0 | 0 | 0
2039-10-13 11:00 | 2039 | 10 | 0 | 0 | 0
2039-10-13 12:00 | 2039 | 10 | 0 | 0 | 0
2039-10-13 13:00 | 2039 | 10 | 0 | 0 | 0
2039-10-13 14:00 | 2039 | 10 | 0 | 0 | 0
2039-10-13 15:00 | 2039 | 10 | 0 | 0 | 0
2039-10-13 16:00 | 2039 | 10 | 0 | 0 | 0
2039-10-13 17:00 | 2039 | 10 | 0 | 0 | 0
2039-10-13 18:00 | 2039 | 10 | 0 | 0 | 0
2039-10-13 19:00 | 2039 | 10 | 0 | 0 | 0
2039-10-13 20:00 | 2039 | 10 | 0 | 0 | 0
2039-10-13 21:00 | 2039 | 10 | 0 | 0 | 0
2039-10-13 22:00 | 2039 | 10 | 0 | 0 | 0
2039-10-13 23:00 | 2039 | 10 | 0 | 0 | 0
2039-10-14 | 2039 | 10 | 0 | 0 | 0
2039-10-14 01:00 | 2039 | 10 | 0 | 0 | 0
2039-10-14 02:00 | 2039 | 10 | 0 | 0 | 0
2039-10-14 03:00 | 2039 | 10 | 0 | 0 | 0
2039-10-14 04:00 | 2039 | 10 | 0 | 0 | 0
2039-10-14 05:00 | 2039 | 10 | 0 | 0 | 0
2039-10-14 06:00 | 2039 | 10 | 0 | 0 | 0
2039-10-14 07:00 | 2039 | 10 | 0 | 0 | 0
2039-10-14 08:00 | 2039 | 10 | 0 | 0 | 0
2039-10-14 09:00 | 2039 | 10 | 0 | 0 | 0
2039-10-14 10:00 | 2039 | 10 | 0 | 0 | 0
2039-10-14 11:00 | 2039 | 10 | 0 | 0 | 0
2039-10-14 12:00 | 2039 | 10 | 0 | 0 | 0
2039-10-14 13:00 | 2039 | 10 | 0 | 0 | 0
2039-10-14 14:00 | 2039 | 10 | 0 | 0 | 0
2039-10-14 15:00 | 2039 | 10 | 0 | 0 | 0
2039-10-14 16:00 | 2039 | 10 | 0 | 0 | 0
2039-10-14 17:00 | 2039 | 10 | 0 | 0 | 0
2039-10-14 18:00 | 2039 | 10 | 0 | 0 | 0
2039-10-14 19:00 | 2039 | 10 | 0 | 0 | 0
2039-10-14 20:00 | 2039 | 10 | 0 | 0 | 0
2039-10-14 21:00 | 2039 | 10 | 0 | 0 | 0
2039-10-14 22:00 | 2039 | 10 | 0 | 0 | 0
2039-10-14 23:00 | 2039 | 10 | 0 | 0 | 0
2039-10-15 | 2039 | 10 | 0 | 0 | 0
2039-10-15 01:00 | 2039 | 10 | 0 | 0 | 0
2039-10-15 02:00 | 2039 | 10 | 0 | 0 | 0
2039-10-15 03:00 | 2039 | 10 | 0 | 0 | 0
2039-10-15 04:00 | 2039 | 10 | 0 | 0 | 0
2039-10-15 05:00 | 2039 | 10 | 0 | 0 | 0
2039-10-15 06:00 | 2039 | 10 | 0 | 0 | 0
2039-10-15 07:00 | 2039 | 10 | 0 | 0 | 0
2039-10-15 08:00 | 2039 | 10 | 0 | 0 | 0
2039-10-15 09:00 | 2039 | 10 | 0 | 0 | 0
2039-10-15 10:00 | 2039 | 10 | 0 | 0 | 0
2039-10-15 11:00 | 2039 | 10 | 0 | 0 | 0
2039-10-15 12:00 | 2039 | 10 | 0 | 0 | 0
2039-10-15 13:00 | 2039 | 10 | 0 | 0 | 0
2039-10-15 14:00 | 2039 | 10 | 0 | 0 | 0
2039-10-15 15:00 | 2039 | 10 | 0 | 0 | 0
2039-10-15 16:00 | 2039 | 10 | 0 | 0 | 0
2039-10-15 17:00 | 2039 | 10 | 0 | 0 | 0
2039-10-15 18:00 | 2039 | 10 | 0 | 0 | 0
2039-10-15 19:00 | 2039 | 10 | 0 | 0 | 0
2039-10-15 20:00 | 2039 | 10 | 0 | 0 | 0
2039-10-15 21:00 | 2039 | 10 | 0 | 0 | 0
2039-10-15 22:00 | 2039 | 10 | 0 | 0 | 0
2039-10-15 23:00 | 2039 | 10 | 0 | 0 | 0
2039-10-16 | 2039 | 10 | 0 | 0 | 0
2039-10-16 01:00 | 2039 | 10 | 0 | 0 | 0
2039-10-16 02:00 | 2039 | 10 | 0 | 0 | 0
2039-10-16 03:00 | 2039 | 10 | 0 | 0 | 0
2039-10-16 04:00 | 2039 | 10 | 0 | 0 | 0
2039-10-16 05:00 | 2039 | 10 | 0 | 0 | 0
2039-10-16 06:00 | 2039 | 10 | 0 | 0 | 0
2039-10-16 07:00 | 2039 | 10 | 0 | 0 | 0
2039-10-16 08:00 | 2039 | 10 | 0 | 0 | 0
2039-10-16 09:00 | 2039 | 10 | 0 | 0 | 0
2039-10-16 10:00 | 2039 | 10 | 0 | 0 | 0
2039-10-16 11:00 | 2039 | 10 | 0 | 0 | 0
2039-10-16 12:00 | 2039 | 10 | 0 | 0 | 0
2039-10-16 13:00 | 2039 | 10 | 0 | 0 | 0
2039-10-16 14:00 | 2039 | 10 | 0 | 0 | 0
2039-10-16 15:00 | 2039 | 10 | 0 | 0 | 0
2039-10-16 16:00 | 2039 | 10 | 0 | 0 | 0
2039-10-16 17:00 | 2039 | 10 | 0 | 0 | 0
2039-10-16 18:00 | 2039 | 10 | 0 | 0 | 0
2039-10-16 19:00 | 2039 | 10 | 0 | 0 | 0
2039-10-16 20:00 | 2039 | 10 | 0 | 0 | 0
2039-10-16 21:00 | 2039 | 10 | 0 | 0 | 0
2039-10-16 22:00 | 2039 | 10 | 0 | 0 | 0
2039-10-16 23:00 | 2039 | 10 | 0 | 0 | 0
2039-10-17 | 2039 | 10 | 0 | 0 | 0
2039-10-17 01:00 | 2039 | 10 | 0 | 0 | 0
2039-10-17 02:00 | 2039 | 10 | 0 | 0 | 0
2039-10-17 03:00 | 2039 | 10 | 0 | 0 | 0
2039-10-17 04:00 | 2039 | 10 | 0 | 0 | 0
2039-10-17 05:00 | 2039 | 10 | 0 | 0 | 0
2039-10-17 06:00 | 2039 | 10 | 0 | 0 | 0
2039-10-17 07:00 | 2039 | 10 | 0 | 0 | 0
2039-10-17 08:00 | 2039 | 10 | 0 | 0 | 0
2039-10-17 09:00 | 2039 | 10 | 0 | 0 | 0
2039-10-17 10:00 | 2039 | 10 | 0 | 0 | 0
2039-10-17 11:00 | 2039 | 10 | 0 | 0 | 0
2039-10-17 12:00 | 2039 | 10 | 0 | 0 | 0
2039-10-17 13:00 | 2039 | 10 | 0 | 0 | 0
2039-10-17 14:00 | 2039 | 10 | 0 | 0 | 0
2039-10-17 15:00 | 2039 | 10 | 0 | 0 | 0
2039-10-17 16:00 | 2039 | 10 | 0 | 0 | 0
2039-10-17 17:00 | 2039 | 10 | 0 | 0 | 0
2039-10-17 18:00 | 2039 | 10 | 0 | 0 | 0
2039-10-17 19:00 | 2039 | 10 | 0 | 0 | 0
2039-10-17 20:00 | 2039 | 10 | 0 | 0 | 0
2039-10-17 21:00 | 2039 | 10 | 0 | 0 | 0
2039-10-17 22:00 | 2039 | 10 | 0 | 0 | 0
2039-10-17 23:00 | 2039 | 10 | 0 | 0 | 0
2039-10-18 | 2039 | 10 | 0 | 0 | 0
2039-10-18 01:00 | 2039 | 10 | 0 | 0 | 0
2039-10-18 02:00 | 2039 | 10 | 0 | 0 | 0
2039-10-18 03:00 | 2039 | 10 | 0 | 0 | 0
2039-10-18 04:00 | 2039 | 10 | 0 | 0 | 0
2039-10-18 05:00 | 2039 | 10 | 0 | 0 | 0
2039-10-18 06:00 | 2039 | 10 | 0 | 0 | 0
2039-10-18 07:00 | 2039 | 10 | 0 | 0 | 0
2039-10-18 08:00 | 2039 | 10 | 0 | 0 | 0
2039-10-18 09:00 | 2039 | 10 | 0 | 0 | 0
2039-10-18 10:00 | 2039 | 10 | 0 | 0 | 0
2039-10-18 11:00 | 2039 | 10 | 0 | 0 | 0
2039-10-18 12:00 | 2039 | 10 | 0 | 0 | 0
2039-10-18 13:00 | 2039 | 10 | 0 | 0 | 0
2039-10-18 14:00 | 2039 | 10 | 0 | 0 | 0
2039-10-18 15:00 | 2039 | 10 | 0 | 0 | 0
2039-10-18 16:00 | 2039 | 10 | 0 | 0 | 0
2039-10-18 17:00 | 2039 | 10 | 0 | 0 | 0
2039-10-18 18:00 | 2039 | 10 | 0 | 0 | 0
2039-10-18 19:00 | 2039 | 10 | 0 | 0 | 0
2039-10-18 20:00 | 2039 | 10 | 0 | 0 | 0
2039-10-18 21:00 | 2039 | 10 | 0 | 0 | 0
2039-10-18 22:00 | 2039 | 10 | 0 | 0 | 0
2039-10-18 23:00 | 2039 | 10 | 0 | 0 | 0
2039-10-19 | 2039 | 10 | 0 | 0 | 0
2039-10-19 01:00 | 2039 | 10 | 0 | 0 | 0
2039-10-19 02:00 | 2039 | 10 | 0 | 0 | 0
2039-10-19 03:00 | 2039 | 10 | 0 | 0 | 0
2039-10-19 04:00 | 2039 | 10 | 0 | 0 | 0
2039-10-19 05:00 | 2039 | 10 | 0 | 0 | 0
2039-10-19 06:00 | 2039 | 10 | 0 | 0 | 0
2039-10-19 07:00 | 2039 | 10 | 0 | 0 | 0
2039-10-19 08:00 | 2039 | 10 | 0 | 0 | 0
2039-10-19 09:00 | 2039 | 10 | 0 | 0 | 0
2039-10-19 10:00 | 2039 | 10 | 0 | 0 | 0
2039-10-19 11:00 | 2039 | 10 | 0 | 0 | 0
2039-10-19 12:00 | 2039 | 10 | 0 | 0 | 0
2039-10-19 13:00 | 2039 | 10 | 0 | 0 | 0
2039-10-19 14:00 | 2039 | 10 | 0 | 0 | 0
2039-10-19 15:00 | 2039 | 10 | 0 | 0 | 0
2039-10-19 16:00 | 2039 | 10 | 0 | 0 | 0
2039-10-19 17:00 | 2039 | 10 | 0 | 0 | 0
2039-10-19 18:00 | 2039 | 10 | 0 | 0 | 0
2039-10-19 19:00 | 2039 | 10 | 0 | 0 | 0
2039-10-19 20:00 | 2039 | 10 | 0 | 0 | 0
2039-10-19 21:00 | 2039 | 10 | 0 | 0 | 0
2039-10-19 22:00 | 2039 | 10 | 0 | 0 | 0
2039-10-19 23:00 | 2039 | 10 | 0 | 0 | 0
2039-10-20 | 2039 | 10 | 0 | 0 | 0
2039-10-20 01:00 | 2039 | 10 | 0 | 0 | 0
2039-10-20 02:00 | 2039 | 10 | 0 | 0 | 0
2039-10-20 03:00 | 2039 | 10 | 0 | 0 | 0
2039-10-20 04:00 | 2039 | 10 | 0 | 0 | 0
2039-10-20 05:00 | 2039 | 10 | 0 | 0 | 0
2039-10-20 06:00 | 2039 | 10 | 0 | 0 | 0
2039-10-20 07:00 | 2039 | 10 | 0 | 0 | 0
2039-10-20 08:00 | 2039 | 10 | 0 | 0 | 0
2039-10-20 09:00 | 2039 | 10 | 0 | 0 | 0
2039-10-20 10:00 | 2039 | 10 | 0 | 0 | 0
2039-10-20 11:00 | 2039 | 10 | 0 | 0 | 0
2039-10-20 12:00 | 2039 | 10 | 0 | 0 | 0
2039-10-20 13:00 | 2039 | 10 | 0 | 0 | 0
2039-10-20 14:00 | 2039 | 10 | 0 | 0 | 0
2039-10-20 15:00 | 2039 | 10 | 0 | 0 | 0
2039-10-20 16:00 | 2039 | 10 | 0 | 0 | 0
2039-10-20 17:00 | 2039 | 10 | 0 | 0 | 0
2039-10-20 18:00 | 2039 | 10 | 0 | 0 | 0
2039-10-20 19:00 | 2039 | 10 | 0 | 0 | 0
2039-10-20 20:00 | 2039 | 10 | 0 | 0 | 0
2039-10-20 21:00 | 2039 | 10 | 0 | 0 | 0
2039-10-20 22:00 | 2039 | 10 | 0 | 0 | 0
2039-10-20 23:00 | 2039 | 10 | 0 | 0 | 0
2039-10-21 | 2039 | 10 | 0 | 0 | 0
2039-10-21 01:00 | 2039 | 10 | 0 | 0 | 0
2039-10-21 02:00 | 2039 | 10 | 0 | 0 | 0
2039-10-21 03:00 | 2039 | 10 | 0 | 0 | 0
2039-10-21 04:00 | 2039 | 10 | 0 | 0 | 0
2039-10-21 05:00 | 2039 | 10 | 0 | 0 | 0
2039-10-21 06:00 | 2039 | 10 | 0 | 0 | 0
2039-10-21 07:00 | 2039 | 10 | 0 | 0 | 0
2039-10-21 08:00 | 2039 | 10 | 0 | 0 | 0
2039-10-21 09:00 | 2039 | 10 | 0 | 0 | 0
2039-10-21 10:00 | 2039 | 10 | 0 | 0 | 0
2039-10-21 11:00 | 2039 | 10 | 0 | 0 | 0
2039-10-21 12:00 | 2039 | 10 | 0 | 0 | 0
2039-10-21 13:00 | 2039 | 10 | 0 | 0 | 0
2039-10-21 14:00 | 2039 | 10 | 0 | 0 | 0
2039-10-21 15:00 | 2039 | 10 | 0 | 0 | 0
2039-10-21 16:00 | 2039 | 10 | 0 | 0 | 0
2039-10-21 17:00 | 2039 | 10 | 0 | 0 | 0
2039-10-21 18:00 | 2039 | 10 | 0 | 0 | 0
2039-10-21 19:00 | 2039 | 10 | 0 | 0 | 0
2039-10-21 20:00 | 2039 | 10 | 0 | 0 | 0
2039-10-21 21:00 | 2039 | 10 | 0 | 0 | 0
2039-10-21 22:00 | 2039 | 10 | 0 | 0 | 0
2039-10-21 23:00 | 2039 | 10 | 0 | 0 | 0
2039-10-22 | 2039 | 10 | 0 | 0 | 0
2039-10-22 01:00 | 2039 | 10 | 0 | 0 | 0
2039-10-22 02:00 | 2039 | 10 | 0 | 0 | 0
2039-10-22 03:00 | 2039 | 10 | 0 | 0 | 0
2039-10-22 04:00 | 2039 | 10 | 0 | 0 | 0
2039-10-22 05:00 | 2039 | 10 | 0 | 0 | 0
2039-10-22 06:00 | 2039 | 10 | 0 | 0 | 0
2039-10-22 07:00 | 2039 | 10 | 0 | 0 | 0
2039-10-22 08:00 | 2039 | 10 | 0 | 0 | 0
2039-10-22 09:00 | 2039 | 10 | 0 | 0 | 0
2039-10-22 10:00 | 2039 | 10 | 0 | 0 | 0
2039-10-22 11:00 | 2039 | 10 | 0 | 0 | 0
2039-10-22 12:00 | 2039 | 10 | 0 | 0 | 0
2039-10-22 13:00 | 2039 | 10 | 0 | 0 | 0
2039-10-22 14:00 | 2039 | 10 | 0 | 0 | 0
2039-10-22 15:00 | 2039 | 10 | 0 | 0 | 0
2039-10-22 16:00 | 2039 | 10 | 0 | 0 | 0
2039-10-22 17:00 | 2039 | 10 | 0 | 0 | 0
2039-10-22 18:00 | 2039 | 10 | 0 | 0 | 0
2039-10-22 19:00 | 2039 | 10 | 0 | 0 | 0
2039-10-22 20:00 | 2039 | 10 | 0 | 0 | 0
2039-10-22 21:00 | 2039 | 10 | 0 | 0 | 0
2039-10-22 22:00 | 2039 | 10 | 0 | 0 | 0
2039-10-22 23:00 | 2039 | 10 | 0 | 0 | 0
2039-10-23 | 2039 | 10 | 0 | 0 | 0
2039-10-23 01:00 | 2039 | 10 | 0 | 0 | 0
2039-10-23 02:00 | 2039 | 10 | 0 | 0 | 0
2039-10-23 03:00 | 2039 | 10 | 0 | 0 | 0
2039-10-23 04:00 | 2039 | 10 | 0 | 0 | 0
2039-10-23 05:00 | 2039 | 10 | 0 | 0 | 0
2039-10-23 06:00 | 2039 | 10 | 0 | 0 | 0
2039-10-23 07:00 | 2039 | 10 | 0 | 0 | 0
2039-10-23 08:00 | 2039 | 10 | 0 | 0 | 0
2039-10-23 09:00 | 2039 | 10 | 0 | 0 | 0
2039-10-23 10:00 | 2039 | 10 | 0 | 0 | 0
2039-10-23 11:00 | 2039 | 10 | 0 | 0 | 0
2039-10-23 12:00 | 2039 | 10 | 0 | 0 | 0
2039-10-23 13:00 | 2039 | 10 | 0 | 0 | 0
2039-10-23 14:00 | 2039 | 10 | 0 | 0 | 0
2039-10-23 15:00 | 2039 | 10 | 0 | 0 | 0
2039-10-23 16:00 | 2039 | 10 | 0 | 0 | 0
2039-10-23 17:00 | 2039 | 10 | 0 | 0 | 0
2039-10-23 18:00 | 2039 | 10 | 0 | 0 | 0
2039-10-23 19:00 | 2039 | 10 | 0 | 0 | 0
2039-10-23 20:00 | 2039 | 10 | 0 | 0 | 0
2039-10-23 21:00 | 2039 | 10 | 0 | 0 | 0
2039-10-23 22:00 | 2039 | 10 | 0 | 0 | 0
2039-10-23 23:00 | 2039 | 10 | 0 | 0 | 0
2039-10-24 | 2039 | 10 | 0 | 0 | 0
2039-10-24 01:00 | 2039 | 10 | 0 | 0 | 0
2039-10-24 02:00 | 2039 | 10 | 0 | 0 | 0
2039-10-24 03:00 | 2039 | 10 | 0 | 0 | 0
2039-10-24 04:00 | 2039 | 10 | 0 | 0 | 0
2039-10-24 05:00 | 2039 | 10 | 0 | 0 | 0
2039-10-24 06:00 | 2039 | 10 | 0 | 0 | 0
2039-10-24 07:00 | 2039 | 10 | 0 | 0 | 0
2039-10-24 08:00 | 2039 | 10 | 0 | 0 | 0
2039-10-24 09:00 | 2039 | 10 | 0 | 0 | 0
2039-10-24 10:00 | 2039 | 10 | 0 | 0 | 0
2039-10-24 11:00 | 2039 | 10 | 0 | 0 | 0
2039-10-24 12:00 | 2039 | 10 | 0 | 0 | 0
2039-10-24 13:00 | 2039 | 10 | 0 | 0 | 0
2039-10-24 14:00 | 2039 | 10 | 0 | 0 | 0
2039-10-24 15:00 | 2039 | 10 | 0 | 0 | 0
2039-10-24 16:00 | 2039 | 10 | 0 | 0 | 0
2039-10-24 17:00 | 2039 | 10 | 0 | 0 | 0
2039-10-24 18:00 | 2039 | 10 | 0 | 0 | 0
2039-10-24 19:00 | 2039 | 10 | 0 | 0 | 0
2039-10-24 20:00 | 2039 | 10 | 0 | 0 | 0
2039-10-24 21:00 | 2039 | 10 | 0 | 0 | 0
2039-10-24 22:00 | 2039 | 10 | 0 | 0 | 0
2039-10-24 23:00 | 2039 | 10 | 0 | 0 | 0
2039-10-25 | 2039 | 10 | 0 | 0 | 0
2039-10-25 01:00 | 2039 | 10 | 0 | 0 | 0
2039-10-25 02:00 | 2039 | 10 | 0 | 0 | 0
2039-10-25 03:00 | 2039 | 10 | 0 | 0 | 0
2039-10-25 04:00 | 2039 | 10 | 0 | 0 | 0
2039-10-25 05:00 | 2039 | 10 | 0 | 0 | 0
2039-10-25 06:00 | 2039 | 10 | 0 | 0 | 0
2039-10-25 07:00 | 2039 | 10 | 0 | 0 | 0
2039-10-25 08:00 | 2039 | 10 | 0 | 0 | 0
2039-10-25 09:00 | 2039 | 10 | 0 | 0 | 0
2039-10-25 10:00 | 2039 | 10 | 0 | 0 | 0
2039-10-25 11:00 | 2039 | 10 | 0 | 0 | 0
2039-10-25 12:00 | 2039 | 10 | 0 | 0 | 0
2039-10-25 13:00 | 2039 | 10 | 0 | 0 | 0
2039-10-25 14:00 | 2039 | 10 | 0 | 0 | 0
2039-10-25 15:00 | 2039 | 10 | 0 | 0 | 0
2039-10-25 16:00 | 2039 | 10 | 0 | 0 | 0
2039-10-25 17:00 | 2039 | 10 | 0 | 0 | 0
2039-10-25 18:00 | 2039 | 10 | 0 | 0 | 0
2039-10-25 19:00 | 2039 | 10 | 0 | 0 | 0
2039-10-25 20:00 | 2039 | 10 | 0 | 0 | 0
2039-10-25 21:00 | 2039 | 10 | 0 | 0 | 0
2039-10-25 22:00 | 2039 | 10 | 0 | 0 | 0
2039-10-25 23:00 | 2039 | 10 | 0 | 0 | 0
2039-10-26 | 2039 | 10 | 0 | 0 | 0
2039-10-26 01:00 | 2039 | 10 | 0 | 0 | 0
2039-10-26 02:00 | 2039 | 10 | 0 | 0 | 0
2039-10-26 03:00 | 2039 | 10 | 0 | 0 | 0
2039-10-26 04:00 | 2039 | 10 | 0 | 0 | 0
2039-10-26 05:00 | 2039 | 10 | 0 | 0 | 0
2039-10-26 06:00 | 2039 | 10 | 0 | 0 | 0
2039-10-26 07:00 | 2039 | 10 | 0 | 0 | 0
2039-10-26 08:00 | 2039 | 10 | 0 | 0 | 0
2039-10-26 09:00 | 2039 | 10 | 0 | 0 | 0
2039-10-26 10:00 | 2039 | 10 | 0 | 0 | 0
2039-10-26 11:00 | 2039 | 10 | 0 | 0 | 0
2039-10-26 12:00 | 2039 | 10 | 0 | 0 | 0
2039-10-26 13:00 | 2039 | 10 | 0 | 0 | 0
2039-10-26 14:00 | 2039 | 10 | 0 | 0 | 0
2039-10-26 15:00 | 2039 | 10 | 0 | 0 | 0
2039-10-26 16:00 | 2039 | 10 | 0 | 0 | 0
2039-10-26 17:00 | 2039 | 10 | 0 | 0 | 0
2039-10-26 18:00 | 2039 | 10 | 0 | 0 | 0
2039-10-26 19:00 | 2039 | 10 | 0 | 0 | 0
2039-10-26 20:00 | 2039 | 10 | 0 | 0 | 0
2039-10-26 21:00 | 2039 | 10 | 0 | 0 | 0
2039-10-26 22:00 | 2039 | 10 | 0 | 0 | 0
2039-10-26 23:00 | 2039 | 10 | 0 | 0 | 0
2039-10-27 | 2039 | 10 | 0 | 0 | 0
2039-10-27 01:00 | 2039 | 10 | 0 | 0 | 0
2039-10-27 02:00 | 2039 | 10 | 0 | 0 | 0
2039-10-27 03:00 | 2039 | 10 | 0 | 0 | 0
2039-10-27 04:00 | 2039 | 10 | 0 | 0 | 0
2039-10-27 05:00 | 2039 | 10 | 0 | 0 | 0
2039-10-27 06:00 | 2039 | 10 | 0 | 0 | 0
2039-10-27 07:00 | 2039 | 10 | 0 | 0 | 0
2039-10-27 08:00 | 2039 | 10 | 0 | 0 | 0
2039-10-27 09:00 | 2039 | 10 | 0 | 0 | 0
2039-10-27 10:00 | 2039 | 10 | 0 | 0 | 0
2039-10-27 11:00 | 2039 | 10 | 0 | 0 | 0
2039-10-27 12:00 | 2039 | 10 | 0 | 0 | 0
2039-10-27 13:00 | 2039 | 10 | 0 | 0 | 0
2039-10-27 14:00 | 2039 | 10 | 0 | 0 | 0
2039-10-27 15:00 | 2039 | 10 | 0 | 0 | 0
2039-10-27 16:00 | 2039 | 10 | 0 | 0 | 0
2039-10-27 17:00 | 2039 | 10 | 0 | 0 | 0
2039-10-27 18:00 | 2039 | 10 | 0 | 0 | 0
2039-10-27 19:00 | 2039 | 10 | 0 | 0 | 0
2039-10-27 20:00 | 2039 | 10 | 0 | 0 | 0
2039-10-27 21:00 | 2039 | 10 | 0 | 0 | 0
2039-10-27 22:00 | 2039 | 10 | 0 | 0 | 0
2039-10-27 23:00 | 2039 | 10 | 0 | 0 | 0
2039-10-28 | 2039 | 10 | 0 | 0 | 0
2039-10-28 01:00 | 2039 | 10 | 0 | 0 | 0
2039-10-28 02:00 | 2039 | 10 | 0 | 0 | 0
2039-10-28 03:00 | 2039 | 10 | 0 | 0 | 0
2039-10-28 04:00 | 2039 | 10 | 0 | 0 | 0
2039-10-28 05:00 | 2039 | 10 | 0 | 0 | 0
2039-10-28 06:00 | 2039 | 10 | 0 | 0 | 0
2039-10-28 07:00 | 2039 | 10 | 0 | 0 | 0
2039-10-28 08:00 | 2039 | 10 | 0 | 0 | 0
2039-10-28 09:00 | 2039 | 10 | 0 | 0 | 0
2039-10-28 10:00 | 2039 | 10 | 0 | 0 | 0
2039-10-28 11:00 | 2039 | 10 | 0 | 0 | 0
2039-10-28 12:00 | 2039 | 10 | 0 | 0 | 0
2039-10-28 13:00 | 2039 | 10 | 0 | 0 | 0
2039-10-28 14:00 | 2039 | 10 | 0 | 0 | 0
2039-10-28 15:00 | 2039 | 10 | 0 | 0 | 0
2039-10-28 16:00 | 2039 | 10 | 0 | 0 | 0
2039-10-28 17:00 | 2039 | 10 | 0 | 0 | 0
2039-10-28 18:00 | 2039 | 10 | 0 | 0 | 0
2039-10-28 19:00 | 2039 | 10 | 0 | 0 | 0
2039-10-28 20:00 | 2039 | 10 | 0 | 0 | 0
2039-10-28 21:00 | 2039 | 10 | 0 | 0 | 0
2039-10-28 22:00 | 2039 | 10 | 0 | 0 | 0
2039-10-28 23:00 | 2039 | 10 | 0 | 0 | 0
2039-10-29 | 2039 | 10 | 0 | 0 | 0
2039-10-29 01:00 | 2039 | 10 | 0 | 0 | 0
2039-10-29 02:00 | 2039 | 10 | 0 | 0 | 0
2039-10-29 03:00 | 2039 | 10 | 0 | 0 | 0
2039-10-29 04:00 | 2039 | 10 | 0 | 0 | 0
2039-10-29 05:00 | 2039 | 10 | 0 | 0 | 0
2039-10-29 06:00 | 2039 | 10 | 0 | 0 | 0
2039-10-29 07:00 | 2039 | 10 | 0 | 0 | 0
2039-10-29 08:00 | 2039 | 10 | 0 | 0 | 0
2039-10-29 09:00 | 2039 | 10 | 0 | 0 | 0
2039-10-29 10:00 | 2039 | 10 | 0 | 0 | 0
2039-10-29 11:00 | 2039 | 10 | 0 | 0 | 0
2039-10-29 12:00 | 2039 | 10 | 0 | 0 | 0
2039-10-29 13:00 | 2039 | 10 | 0 | 0 | 0
2039-10-29 14:00 | 2039 | 10 | 0 | 0 | 0
2039-10-29 15:00 | 2039 | 10 | 0 | 0 | 0
2039-10-29 16:00 | 2039 | 10 | 0 | 0 | 0
2039-10-29 17:00 | 2039 | 10 | 0 | 0 | 0
2039-10-29 18:00 | 2039 | 10 | 0 | 0 | 0
2039-10-29 19:00 | 2039 | 10 | 0 | 0 | 0
2039-10-29 20:00 | 2039 | 10 | 0 | 0 | 0
2039-10-29 21:00 | 2039 | 10 | 0 | 0 | 0
2039-10-29 22:00 | 2039 | 10 | 0 | 0 | 0
2039-10-29 23:00 | 2039 | 10 | 0 | 0 | 0
2039-10-30 | 2039 | 10 | 0 | 0 | 0
2039-10-30 01:00 | 2039 | 10 | 0 | 0 | 0
2039-10-30 02:00 | 2039 | 10 | 0 | 0 | 0
2039-10-30 03:00 | 2039 | 10 | 0 | 0 | 0
2039-10-30 04:00 | 2039 | 10 | 0 | 0 | 0
2039-10-30 05:00 | 2039 | 10 | 0 | 0 | 0
2039-10-30 06:00 | 2039 | 10 | 0 | 0 | 0
2039-10-30 07:00 | 2039 | 10 | 0 | 0 | 0
2039-10-30 08:00 | 2039 | 10 | 0 | 0 | 0
2039-10-30 09:00 | 2039 | 10 | 0 | 0 | 0
2039-10-30 10:00 | 2039 | 10 | 0 | 0 | 0
2039-10-30 11:00 | 2039 | 10 | 0 | 0 | 0
2039-10-30 12:00 | 2039 | 10 | 0 | 0 | 0
2039-10-30 13:00 | 2039 | 10 | 0 | 0 | 0
2039-10-30 14:00 | 2039 | 10 | 0 | 0 | 0
2039-10-30 15:00 | 2039 | 10 | 0 | 0 | 0
2039-10-30 16:00 | 2039 | 10 | 0 | 0 | 0
2039-10-30 17:00 | 2039 | 10 | 0 | 0 | 0
2039-10-30 18:00 | 2039 | 10 | 0 | 0 | 0
2039-10-30 19:00 | 2039 | 10 | 0 | 0 | 0
2039-10-30 20:00 | 2039 | 10 | 0 | 0 | 0
2039-10-30 21:00 | 2039 | 10 | 0 | 0 | 0
2039-10-30 22:00 | 2039 | 10 | 0 | 0 | 0
2039-10-30 23:00 | 2039 | 10 | 0 | 0 | 0
2039-10-31 | 2039 | 10 | 0 | 0 | 0
2039-10-31 01:00 | 2039 | 10 | 0 | 0 | 0
2039-10-31 02:00 | 2039 | 10 | 0 | 0 | 0
2039-10-31 03:00 | 2039 | 10 | 0 | 0 | 0
2039-10-31 04:00 | 2039 | 10 | 0 | 0 | 0
2039-10-31 05:00 | 2039 | 10 | 0 | 0 | 0
2039-10-31 06:00 | 2039 | 10 | 0 | 0 | 0
2039-10-31 07:00 | 2039 | 10 | 0 | 0 | 0
2039-10-31 08:00 | 2039 | 10 | 0 | 0 | 0
2039-10-31 09:00 | 2039 | 10 | 0 | 0 | 0
2039-10-31 10:00 | 2039 | 10 | 0 | 0 | 0
2039-10-31 11:00 | 2039 | 10 | 0 | 0 | 0
2039-10-31 12:00 | 2039 | 10 | 0 | 0 | 0
2039-10-31 13:00 | 2039 | 10 | 0 | 0 | 0
2039-10-31 14:00 | 2039 | 10 | 0 | 0 | 0
2039-10-31 15:00 | 2039 | 10 | 0 | 0 | 0
2039-10-31 16:00 | 2039 | 10 | 0 | 0 | 0
2039-10-31 17:00 | 2039 | 10 | 0 | 0 | 0
2039-10-31 18:00 | 2039 | 10 | 0 | 0 | 0
2039-10-31 19:00 | 2039 | 10 | 0 | 0 | 0
2039-10-31 20:00 | 2039 | 10 | 0 | 0 | 0
2039-10-31 21:00 | 2039 | 10 | 0 | 0 | 0
2039-10-31 22:00 | 2039 | 10 | 0 | 0 | 0
2039-10-31 23:00 | 2039 | 10 | 0 | 0 | 0
2039-11-01 | 2039 | 11 | 0 | 0 | 0
2039-11-01 01:00 | 2039 | 11 | 0 | 0 | 0
2039-11-01 02:00 | 2039 | 11 | 0 | 0 | 0
2039-11-01 03:00 | 2039 | 11 | 0 | 0 | 0
2039-11-01 04:00 | 2039 | 11 | 0 | 0 | 0
2039-11-01 05:00 | 2039 | 11 | 0 | 0 | 0
2039-11-01 06:00 | 2039 | 11 | 0 | 0 | 0
2039-11-01 07:00 | 2039 | 11 | 0 | 0 | 0
2039-11-01 08:00 | 2039 | 11 | 0 | 0 | 0
2039-11-01 09:00 | 2039 | 11 | 0 | 0 | 0
2039-11-01 10:00 | 2039 | 11 | 0 | 0 | 0
2039-11-01 11:00 | 2039 | 11 | 0 | 0 | 0
2039-11-01 12:00 | 2039 | 11 | 0 | 0 | 0
2039-11-01 13:00 | 2039 | 11 | 0 | 0 | 0
2039-11-01 14:00 | 2039 | 11 | 0 | 0 | 0
2039-11-01 15:00 | 2039 | 11 | 0 | 0 | 0
2039-11-01 16:00 | 2039 | 11 | 0 | 0 | 0
2039-11-01 17:00 | 2039 | 11 | 0 | 0 | 0
2039-11-01 18:00 | 2039 | 11 | 0 | 0 | 0
2039-11-01 19:00 | 2039 | 11 | 0 | 0 | 0
2039-11-01 20:00 | 2039 | 11 | 0 | 0 | 0
2039-11-01 21:00 | 2039 | 11 | 0 | 0 | 0
2039-11-01 22:00 | 2039 | 11 | 0 | 0 | 0
2039-11-01 23:00 | 2039 | 11 | 0 | 0 | 0
2039-11-02 | 2039 | 11 | 0 | 0 | 0
2039-11-02 01:00 | 2039 | 11 | 0 | 0 | 0
2039-11-02 02:00 | 2039 | 11 | 0 | 0 | 0
2039-11-02 03:00 | 2039 | 11 | 0 | 0 | 0
2039-11-02 04:00 | 2039 | 11 | 0 | 0 | 0
2039-11-02 05:00 | 2039 | 11 | 0 | 0 | 0
2039-11-02 06:00 | 2039 | 11 | 0 | 0 | 0
2039-11-02 07:00 | 2039 | 11 | 0 | 0 | 0
2039-11-02 08:00 | 2039 | 11 | 0 | 0 | 0
2039-11-02 09:00 | 2039 | 11 | 0 | 0 | 0
2039-11-02 10:00 | 2039 | 11 | 0 | 0 | 0
2039-11-02 11:00 | 2039 | 11 | 0 | 0 | 0
2039-11-02 12:00 | 2039 | 11 | 0 | 0 | 0
2039-11-02 13:00 | 2039 | 11 | 0 | 0 | 0
2039-11-02 14:00 | 2039 | 11 | 0 | 0 | 0
2039-11-02 15:00 | 2039 | 11 | 0 | 0 | 0
2039-11-02 16:00 | 2039 | 11 | 0 | 0 | 0
2039-11-02 17:00 | 2039 | 11 | 0 | 0 | 0
2039-11-02 18:00 | 2039 | 11 | 0 | 0 | 0
2039-11-02 19:00 | 2039 | 11 | 0 | 0 | 0
2039-11-02 20:00 | 2039 | 11 | 0 | 0 | 0
2039-11-02 21:00 | 2039 | 11 | 0 | 0 | 0
2039-11-02 22:00 | 2039 | 11 | 0 | 0 | 0
2039-11-02 23:00 | 2039 | 11 | 0 | 0 | 0
2039-11-03 | 2039 | 11 | 0 | 0 | 0
2039-11-03 01:00 | 2039 | 11 | 0 | 0 | 0
2039-11-03 02:00 | 2039 | 11 | 0 | 0 | 0
2039-11-03 03:00 | 2039 | 11 | 0 | 0 | 0
2039-11-03 04:00 | 2039 | 11 | 0 | 0 | 0
2039-11-03 05:00 | 2039 | 11 | 0 | 0 | 0
2039-11-03 06:00 | 2039 | 11 | 0 | 0 | 0
2039-11-03 07:00 | 2039 | 11 | 0 | 0 | 0
2039-11-03 08:00 | 2039 | 11 | 0 | 0 | 0
2039-11-03 09:00 | 2039 | 11 | 0 | 0 | 0
2039-11-03 10:00 | 2039 | 11 | 0 | 0 | 0
2039-11-03 11:00 | 2039 | 11 | 0 | 0 | 0
2039-11-03 12:00 | 2039 | 11 | 0 | 0 | 0
2039-11-03 13:00 | 2039 | 11 | 0 | 0 | 0
2039-11-03 14:00 | 2039 | 11 | 0 | 0 | 0
2039-11-03 15:00 | 2039 | 11 | 0 | 0 | 0
2039-11-03 16:00 | 2039 | 11 | 0 | 0 | 0
2039-11-03 17:00 | 2039 | 11 | 0 | 0 | 0
2039-11-03 18:00 | 2039 | 11 | 0 | 0 | 0
2039-11-03 19:00 | 2039 | 11 | 0 | 0 | 0
2039-11-03 20:00 | 2039 | 11 | 0 | 0 | 0
2039-11-03 21:00 | 2039 | 11 | 0 | 0 | 0
2039-11-03 22:00 | 2039 | 11 | 0 | 0 | 0
2039-11-03 23:00 | 2039 | 11 | 0 | 0 | 0
2039-11-04 | 2039 | 11 | 0 | 0 | 0
2039-11-04 01:00 | 2039 | 11 | 0 | 0 | 0
2039-11-04 02:00 | 2039 | 11 | 0 | 0 | 0
2039-11-04 03:00 | 2039 | 11 | 0 | 0 | 0
2039-11-04 04:00 | 2039 | 11 | 0 | 0 | 0
2039-11-04 05:00 | 2039 | 11 | 0 | 0 | 0
2039-11-04 06:00 | 2039 | 11 | 0 | 0 | 0
2039-11-04 07:00 | 2039 | 11 | 0 | 0 | 0
2039-11-04 08:00 | 2039 | 11 | 0 | 0 | 0
2039-11-04 09:00 | 2039 | 11 | 0 | 0 | 0
2039-11-04 10:00 | 2039 | 11 | 0 | 0 | 0
2039-11-04 11:00 | 2039 | 11 | 0 | 0 | 0
2039-11-04 12:00 | 2039 | 11 | 0 | 0 | 0
2039-11-04 13:00 | 2039 | 11 | 0 | 0 | 0
2039-11-04 14:00 | 2039 | 11 | 0 | 0 | 0
2039-11-04 15:00 | 2039 | 11 | 0 | 0 | 0
2039-11-04 16:00 | 2039 | 11 | 0 | 0 | 0
2039-11-04 17:00 | 2039 | 11 | 0 | 0 | 0
2039-11-04 18:00 | 2039 | 11 | 0 | 0 | 0
2039-11-04 19:00 | 2039 | 11 | 0 | 0 | 0
2039-11-04 20:00 | 2039 | 11 | 0 | 0 | 0
2039-11-04 21:00 | 2039 | 11 | 0 | 0 | 0
2039-11-04 22:00 | 2039 | 11 | 0 | 0 | 0
2039-11-04 23:00 | 2039 | 11 | 0 | 0 | 0
2039-11-05 | 2039 | 11 | 0 | 0 | 0
2039-11-05 01:00 | 2039 | 11 | 0 | 0 | 0
2039-11-05 02:00 | 2039 | 11 | 0 | 0 | 0
2039-11-05 03:00 | 2039 | 11 | 0 | 0 | 0
2039-11-05 04:00 | 2039 | 11 | 0 | 0 | 0
2039-11-05 05:00 | 2039 | 11 | 0 | 0 | 0
2039-11-05 06:00 | 2039 | 11 | 0 | 0 | 0
2039-11-05 07:00 | 2039 | 11 | 0 | 0 | 0
2039-11-05 08:00 | 2039 | 11 | 0 | 0 | 0
2039-11-05 09:00 | 2039 | 11 | 0 | 0 | 0
2039-11-05 10:00 | 2039 | 11 | 0 | 0 | 0
2039-11-05 11:00 | 2039 | 11 | 0 | 0 | 0
2039-11-05 12:00 | 2039 | 11 | 0 | 0 | 0
2039-11-05 13:00 | 2039 | 11 | 0 | 0 | 0
2039-11-05 14:00 | 2039 | 11 | 0 | 0 | 0
2039-11-05 15:00 | 2039 | 11 | 0 | 0 | 0
2039-11-05 16:00 | 2039 | 11 | 0 | 0 | 0
2039-11-05 17:00 | 2039 | 11 | 0 | 0 | 0
2039-11-05 18:00 | 2039 | 11 | 0 | 0 | 0
2039-11-05 19:00 | 2039 | 11 | 0 | 0 | 0
2039-11-05 20:00 | 2039 | 11 | 0 | 0 | 0
2039-11-05 21:00 | 2039 | 11 | 0 | 0 | 0
2039-11-05 22:00 | 2039 | 11 | 0 | 0 | 0
2039-11-05 23:00 | 2039 | 11 | 0 | 0 | 0
2039-11-06 | 2039 | 11 | 0 | 0 | 0
2039-11-06 01:00 | 2039 | 11 | 0 | 0 | 0
2039-11-06 02:00 | 2039 | 11 | 0 | 0 | 0
2039-11-06 03:00 | 2039 | 11 | 0 | 0 | 0
2039-11-06 04:00 | 2039 | 11 | 0 | 0 | 0
2039-11-06 05:00 | 2039 | 11 | 0 | 0 | 0
2039-11-06 06:00 | 2039 | 11 | 0 | 0 | 0
2039-11-06 07:00 | 2039 | 11 | 0 | 0 | 0
2039-11-06 08:00 | 2039 | 11 | 0 | 0 | 0
2039-11-06 09:00 | 2039 | 11 | 0 | 0 | 0
2039-11-06 10:00 | 2039 | 11 | 0 | 0 | 0
2039-11-06 11:00 | 2039 | 11 | 0 | 0 | 0
2039-11-06 12:00 | 2039 | 11 | 0 | 0 | 0
2039-11-06 13:00 | 2039 | 11 | 0 | 0 | 0
2039-11-06 14:00 | 2039 | 11 | 0 | 0 | 0
2039-11-06 15:00 | 2039 | 11 | 0 | 0 | 0
2039-11-06 16:00 | 2039 | 11 | 0 | 0 | 0
2039-11-06 17:00 | 2039 | 11 | 0 | 0 | 0
2039-11-06 18:00 | 2039 | 11 | 0 | 0 | 0
2039-11-06 19:00 | 2039 | 11 | 0 | 0 | 0
2039-11-06 20:00 | 2039 | 11 | 0 | 0 | 0
2039-11-06 21:00 | 2039 | 11 | 0 | 0 | 0
2039-11-06 22:00 | 2039 | 11 | 0 | 0 | 0
2039-11-06 23:00 | 2039 | 11 | 0 | 0 | 0
2039-11-07 | 2039 | 11 | 0 | 0 | 0
2039-11-07 01:00 | 2039 | 11 | 0 | 0 | 0
2039-11-07 02:00 | 2039 | 11 | 0 | 0 | 0
2039-11-07 03:00 | 2039 | 11 | 0 | 0 | 0
2039-11-07 04:00 | 2039 | 11 | 0 | 0 | 0
2039-11-07 05:00 | 2039 | 11 | 0 | 0 | 0
2039-11-07 06:00 | 2039 | 11 | 0 | 0 | 0
2039-11-07 07:00 | 2039 | 11 | 0 | 0 | 0
2039-11-07 08:00 | 2039 | 11 | 0 | 0 | 0
2039-11-07 09:00 | 2039 | 11 | 0 | 0 | 0
2039-11-07 10:00 | 2039 | 11 | 0 | 0 | 0
2039-11-07 11:00 | 2039 | 11 | 0 | 0 | 0
2039-11-07 12:00 | 2039 | 11 | 0 | 0 | 0
2039-11-07 13:00 | 2039 | 11 | 0 | 0 | 0
2039-11-07 14:00 | 2039 | 11 | 0 | 0 | 0
2039-11-07 15:00 | 2039 | 11 | 0 | 0 | 0
2039-11-07 16:00 | 2039 | 11 | 0 | 0 | 0
2039-11-07 17:00 | 2039 | 11 | 0 | 0 | 0
2039-11-07 18:00 | 2039 | 11 | 0 | 0 | 0
2039-11-07 19:00 | 2039 | 11 | 0 | 0 | 0
2039-11-07 20:00 | 2039 | 11 | 0 | 0 | 0
2039-11-07 21:00 | 2039 | 11 | 0 | 0 | 0
2039-11-07 22:00 | 2039 | 11 | 0 | 0 | 0
2039-11-07 23:00 | 2039 | 11 | 0 | 0 | 0
2039-11-08 | 2039 | 11 | 0 | 0 | 0
2039-11-08 01:00 | 2039 | 11 | 0 | 0 | 0
2039-11-08 02:00 | 2039 | 11 | 0 | 0 | 0
2039-11-08 03:00 | 2039 | 11 | 0 | 0 | 0
2039-11-08 04:00 | 2039 | 11 | 0 | 0 | 0
2039-11-08 05:00 | 2039 | 11 | 0 | 0 | 0
2039-11-08 06:00 | 2039 | 11 | 0 | 0 | 0
2039-11-08 07:00 | 2039 | 11 | 0 | 0 | 0
2039-11-08 08:00 | 2039 | 11 | 0 | 0 | 0
2039-11-08 09:00 | 2039 | 11 | 0 | 0 | 0
2039-11-08 10:00 | 2039 | 11 | 0 | 0 | 0
2039-11-08 11:00 | 2039 | 11 | 0 | 0 | 0
2039-11-08 12:00 | 2039 | 11 | 0 | 0 | 0
2039-11-08 13:00 | 2039 | 11 | 0 | 0 | 0
2039-11-08 14:00 | 2039 | 11 | 0 | 0 | 0
2039-11-08 15:00 | 2039 | 11 | 0 | 0 | 0
2039-11-08 16:00 | 2039 | 11 | 0 | 0 | 0
2039-11-08 17:00 | 2039 | 11 | 0 | 0 | 0
2039-11-08 18:00 | 2039 | 11 | 0 | 0 | 0
2039-11-08 19:00 | 2039 | 11 | 0 | 0 | 0
2039-11-08 20:00 | 2039 | 11 | 0 | 0 | 0
2039-11-08 21:00 | 2039 | 11 | 0 | 0 | 0
2039-11-08 22:00 | 2039 | 11 | 0 | 0 | 0
2039-11-08 23:00 | 2039 | 11 | 0 | 0 | 0
2039-11-09 | 2039 | 11 | 0 | 0 | 0
2039-11-09 01:00 | 2039 | 11 | 0 | 0 | 0
2039-11-09 02:00 | 2039 | 11 | 0 | 0 | 0
2039-11-09 03:00 | 2039 | 11 | 0 | 0 | 0
2039-11-09 04:00 | 2039 | 11 | 0 | 0 | 0
2039-11-09 05:00 | 2039 | 11 | 0 | 0 | 0
2039-11-09 06:00 | 2039 | 11 | 0 | 0 | 0
2039-11-09 07:00 | 2039 | 11 | 0 | 0 | 0
2039-11-09 08:00 | 2039 | 11 | 0 | 0 | 0
2039-11-09 09:00 | 2039 | 11 | 0 | 0 | 0
2039-11-09 10:00 | 2039 | 11 | 0 | 0 | 0
2039-11-09 11:00 | 2039 | 11 | 0 | 0 | 0
2039-11-09 12:00 | 2039 | 11 | 0 | 0 | 0
2039-11-09 13:00 | 2039 | 11 | 0 | 0 | 0
2039-11-09 14:00 | 2039 | 11 | 0 | 0 | 0
2039-11-09 15:00 | 2039 | 11 | 0 | 0 | 0
2039-11-09 16:00 | 2039 | 11 | 0 | 0 | 0
2039-11-09 17:00 | 2039 | 11 | 0 | 0 | 0
2039-11-09 18:00 | 2039 | 11 | 0 | 0 | 0
2039-11-09 19:00 | 2039 | 11 | 0 | 0 | 0
2039-11-09 20:00 | 2039 | 11 | 0 | 0 | 0
2039-11-09 21:00 | 2039 | 11 | 0 | 0 | 0
2039-11-09 22:00 | 2039 | 11 | 0 | 0 | 0
2039-11-09 23:00 | 2039 | 11 | 0 | 0 | 0
2039-11-10 | 2039 | 11 | 0 | 0 | 0
2039-11-10 01:00 | 2039 | 11 | 0 | 0 | 0
2039-11-10 02:00 | 2039 | 11 | 0 | 0 | 0
2039-11-10 03:00 | 2039 | 11 | 0 | 0 | 0
2039-11-10 04:00 | 2039 | 11 | 0 | 0 | 0
2039-11-10 05:00 | 2039 | 11 | 0 | 0 | 0
2039-11-10 06:00 | 2039 | 11 | 0 | 0 | 0
2039-11-10 07:00 | 2039 | 11 | 0 | 0 | 0
2039-11-10 08:00 | 2039 | 11 | 0 | 0 | 0
2039-11-10 09:00 | 2039 | 11 | 0 | 0 | 0
2039-11-10 10:00 | 2039 | 11 | 0 | 0 | 0
2039-11-10 11:00 | 2039 | 11 | 0 | 0 | 0
2039-11-10 12:00 | 2039 | 11 | 0 | 0 | 0
2039-11-10 13:00 | 2039 | 11 | 0 | 0 | 0
2039-11-10 14:00 | 2039 | 11 | 0 | 0 | 0
2039-11-10 15:00 | 2039 | 11 | 0 | 0 | 0
2039-11-10 16:00 | 2039 | 11 | 0 | 0 | 0
2039-11-10 17:00 | 2039 | 11 | 0 | 0 | 0
2039-11-10 18:00 | 2039 | 11 | 0 | 0 | 0
2039-11-10 19:00 | 2039 | 11 | 0 | 0 | 0
2039-11-10 20:00 | 2039 | 11 | 0 | 0 | 0
2039-11-10 21:00 | 2039 | 11 | 0 | 0 | 0
2039-11-10 22:00 | 2039 | 11 | 0 | 0 | 0
2039-11-10 23:00 | 2039 | 11 | 0 | 0 | 0
2039-11-11 | 2039 | 11 | 0 | 0 | 0
2039-11-11 01:00 | 2039 | 11 | 0 | 0 | 0
2039-11-11 02:00 | 2039 | 11 | 0 | 0 | 0
2039-11-11 03:00 | 2039 | 11 | 0 | 0 | 0
2039-11-11 04:00 | 2039 | 11 | 0 | 0 | 0
2039-11-11 05:00 | 2039 | 11 | 0 | 0 | 0
2039-11-11 06:00 | 2039 | 11 | 0 | 0 | 0
2039-11-11 07:00 | 2039 | 11 | 0 | 0 | 0
2039-11-11 08:00 | 2039 | 11 | 0 | 0 | 0
2039-11-11 09:00 | 2039 | 11 | 0 | 0 | 0
2039-11-11 10:00 | 2039 | 11 | 0 | 0 | 0
2039-11-11 11:00 | 2039 | 11 | 0 | 0 | 0
2039-11-11 12:00 | 2039 | 11 | 0 | 0 | 0
2039-11-11 13:00 | 2039 | 11 | 0 | 0 | 0
2039-11-11 14:00 | 2039 | 11 | 0 | 0 | 0
2039-11-11 15:00 | 2039 | 11 | 0 | 0 | 0
2039-11-11 16:00 | 2039 | 11 | 0 | 0 | 0
2039-11-11 17:00 | 2039 | 11 | 0 | 0 | 0
2039-11-11 18:00 | 2039 | 11 | 0 | 0 | 0
2039-11-11 19:00 | 2039 | 11 | 0 | 0 | 0
2039-11-11 20:00 | 2039 | 11 | 0 | 0 | 0
2039-11-11 21:00 | 2039 | 11 | 0 | 0 | 0
2039-11-11 22:00 | 2039 | 11 | 0 | 0 | 0
2039-11-11 23:00 | 2039 | 11 | 0 | 0 | 0
2039-11-12 | 2039 | 11 | 0 | 0 | 0
2039-11-12 01:00 | 2039 | 11 | 0 | 0 | 0
2039-11-12 02:00 | 2039 | 11 | 0 | 0 | 0
2039-11-12 03:00 | 2039 | 11 | 0 | 0 | 0
2039-11-12 04:00 | 2039 | 11 | 0 | 0 | 0
2039-11-12 05:00 | 2039 | 11 | 0 | 0 | 0
2039-11-12 06:00 | 2039 | 11 | 0 | 0 | 0
2039-11-12 07:00 | 2039 | 11 | 0 | 0 | 0
2039-11-12 08:00 | 2039 | 11 | 0 | 0 | 0
2039-11-12 09:00 | 2039 | 11 | 0 | 0 | 0
2039-11-12 10:00 | 2039 | 11 | 0 | 0 | 0
2039-11-12 11:00 | 2039 | 11 | 0 | 0 | 0
2039-11-12 12:00 | 2039 | 11 | 0 | 0 | 0
2039-11-12 13:00 | 2039 | 11 | 0 | 0 | 0
2039-11-12 14:00 | 2039 | 11 | 0 | 0 | 0
2039-11-12 15:00 | 2039 | 11 | 0 | 0 | 0
2039-11-12 16:00 | 2039 | 11 | 0 | 0 | 0
2039-11-12 17:00 | 2039 | 11 | 0 | 0 | 0
2039-11-12 18:00 | 2039 | 11 | 0 | 0 | 0
2039-11-12 19:00 | 2039 | 11 | 0 | 0 | 0
2039-11-12 20:00 | 2039 | 11 | 0 | 0 | 0
2039-11-12 21:00 | 2039 | 11 | 0 | 0 | 0
2039-11-12 22:00 | 2039 | 11 | 0 | 0 | 0
2039-11-12 23:00 | 2039 | 11 | 0 | 0 | 0
2039-11-13 | 2039 | 11 | 0 | 0 | 0
2039-11-13 01:00 | 2039 | 11 | 0 | 0 | 0
2039-11-13 02:00 | 2039 | 11 | 0 | 0 | 0
2039-11-13 03:00 | 2039 | 11 | 0 | 0 | 0
2039-11-13 04:00 | 2039 | 11 | 0 | 0 | 0
2039-11-13 05:00 | 2039 | 11 | 0 | 0 | 0
2039-11-13 06:00 | 2039 | 11 | 0 | 0 | 0
2039-11-13 07:00 | 2039 | 11 | 0 | 0 | 0
2039-11-13 08:00 | 2039 | 11 | 0 | 0 | 0
2039-11-13 09:00 | 2039 | 11 | 0 | 0 | 0
2039-11-13 10:00 | 2039 | 11 | 0 | 0 | 0
2039-11-13 11:00 | 2039 | 11 | 0 | 0 | 0
2039-11-13 12:00 | 2039 | 11 | 0 | 0 | 0
2039-11-13 13:00 | 2039 | 11 | 0 | 0 | 0
2039-11-13 14:00 | 2039 | 11 | 0 | 0 | 0
2039-11-13 15:00 | 2039 | 11 | 0 | 0 | 0
2039-11-13 16:00 | 2039 | 11 | 0 | 0 | 0
2039-11-13 17:00 | 2039 | 11 | 0 | 0 | 0
2039-11-13 18:00 | 2039 | 11 | 0 | 0 | 0
2039-11-13 19:00 | 2039 | 11 | 0 | 0 | 0
2039-11-13 20:00 | 2039 | 11 | 0 | 0 | 0
2039-11-13 21:00 | 2039 | 11 | 0 | 0 | 0
2039-11-13 22:00 | 2039 | 11 | 0 | 0 | 0
2039-11-13 23:00 | 2039 | 11 | 0 | 0 | 0
2039-11-14 | 2039 | 11 | 0 | 0 | 0
2039-11-14 01:00 | 2039 | 11 | 0 | 0 | 0
2039-11-14 02:00 | 2039 | 11 | 0 | 0 | 0
2039-11-14 03:00 | 2039 | 11 | 0 | 0 | 0
2039-11-14 04:00 | 2039 | 11 | 0 | 0 | 0
2039-11-14 05:00 | 2039 | 11 | 0 | 0 | 0
2039-11-14 06:00 | 2039 | 11 | 0 | 0 | 0
2039-11-14 07:00 | 2039 | 11 | 0 | 0 | 0
2039-11-14 08:00 | 2039 | 11 | 0 | 0 | 0
2039-11-14 09:00 | 2039 | 11 | 0 | 0 | 0
2039-11-14 10:00 | 2039 | 11 | 0 | 0 | 0
2039-11-14 11:00 | 2039 | 11 | 0 | 0 | 0
2039-11-14 12:00 | 2039 | 11 | 0 | 0 | 0
2039-11-14 13:00 | 2039 | 11 | 0 | 0 | 0
2039-11-14 14:00 | 2039 | 11 | 0 | 0 | 0
2039-11-14 15:00 | 2039 | 11 | 0 | 0 | 0
2039-11-14 16:00 | 2039 | 11 | 0 | 0 | 0
2039-11-14 17:00 | 2039 | 11 | 0 | 0 | 0
2039-11-14 18:00 | 2039 | 11 | 0 | 0 | 0
2039-11-14 19:00 | 2039 | 11 | 0 | 0 | 0
2039-11-14 20:00 | 2039 | 11 | 0 | 0 | 0
2039-11-14 21:00 | 2039 | 11 | 0 | 0 | 0
2039-11-14 22:00 | 2039 | 11 | 0 | 0 | 0
2039-11-14 23:00 | 2039 | 11 | 0 | 0 | 0
2039-11-15 | 2039 | 11 | 0 | 0 | 0
2039-11-15 01:00 | 2039 | 11 | 0 | 0 | 0
2039-11-15 02:00 | 2039 | 11 | 0 | 0 | 0
2039-11-15 03:00 | 2039 | 11 | 0 | 0 | 0
2039-11-15 04:00 | 2039 | 11 | 0 | 0 | 0
2039-11-15 05:00 | 2039 | 11 | 0 | 0 | 0
2039-11-15 06:00 | 2039 | 11 | 0 | 0 | 0
2039-11-15 07:00 | 2039 | 11 | 0 | 0 | 0
2039-11-15 08:00 | 2039 | 11 | 0 | 0 | 0
2039-11-15 09:00 | 2039 | 11 | 0 | 0 | 0
2039-11-15 10:00 | 2039 | 11 | 0 | 0 | 0
2039-11-15 11:00 | 2039 | 11 | 0 | 0 | 0
2039-11-15 12:00 | 2039 | 11 | 0 | 0 | 0
2039-11-15 13:00 | 2039 | 11 | 0 | 0 | 0
2039-11-15 14:00 | 2039 | 11 | 0 | 0 | 0
2039-11-15 15:00 | 2039 | 11 | 0 | 0 | 0
2039-11-15 16:00 | 2039 | 11 | 0 | 0 | 0
2039-11-15 17:00 | 2039 | 11 | 0 | 0 | 0
2039-11-15 18:00 | 2039 | 11 | 0 | 0 | 0
2039-11-15 19:00 | 2039 | 11 | 0 | 0 | 0
2039-11-15 20:00 | 2039 | 11 | 0 | 0 | 0
2039-11-15 21:00 | 2039 | 11 | 0 | 0 | 0
2039-11-15 22:00 | 2039 | 11 | 0 | 0 | 0
2039-11-15 23:00 | 2039 | 11 | 0 | 0 | 0
2039-11-16 | 2039 | 11 | 0 | 0 | 0
2039-11-16 01:00 | 2039 | 11 | 0 | 0 | 0
2039-11-16 02:00 | 2039 | 11 | 0 | 0 | 0
2039-11-16 03:00 | 2039 | 11 | 0 | 0 | 0
2039-11-16 04:00 | 2039 | 11 | 0 | 0 | 0
2039-11-16 05:00 | 2039 | 11 | 0 | 0 | 0
2039-11-16 06:00 | 2039 | 11 | 0 | 0 | 0
2039-11-16 07:00 | 2039 | 11 | 0 | 0 | 0
2039-11-16 08:00 | 2039 | 11 | 0 | 0 | 0
2039-11-16 09:00 | 2039 | 11 | 0 | 0 | 0
2039-11-16 10:00 | 2039 | 11 | 0 | 0 | 0
2039-11-16 11:00 | 2039 | 11 | 0 | 0 | 0
2039-11-16 12:00 | 2039 | 11 | 0 | 0 | 0
2039-11-16 13:00 | 2039 | 11 | 0 | 0 | 0
2039-11-16 14:00 | 2039 | 11 | 0 | 0 | 0
2039-11-16 15:00 | 2039 | 11 | 0 | 0 | 0
2039-11-16 16:00 | 2039 | 11 | 0 | 0 | 0
2039-11-16 17:00 | 2039 | 11 | 0 | 0 | 0
2039-11-16 18:00 | 2039 | 11 | 0 | 0 | 0
2039-11-16 19:00 | 2039 | 11 | 0 | 0 | 0
2039-11-16 20:00 | 2039 | 11 | 0 | 0 | 0
2039-11-16 21:00 | 2039 | 11 | 0 | 0 | 0
2039-11-16 22:00 | 2039 | 11 | 0 | 0 | 0
2039-11-16 23:00 | 2039 | 11 | 0 | 0 | 0
2039-11-17 | 2039 | 11 | 0 | 0 | 0
2039-11-17 01:00 | 2039 | 11 | 0 | 0 | 0
2039-11-17 02:00 | 2039 | 11 | 0 | 0 | 0
2039-11-17 03:00 | 2039 | 11 | 0 | 0 | 0
2039-11-17 04:00 | 2039 | 11 | 0 | 0 | 0
2039-11-17 05:00 | 2039 | 11 | 0 | 0 | 0
2039-11-17 06:00 | 2039 | 11 | 0 | 0 | 0
2039-11-17 07:00 | 2039 | 11 | 0 | 0 | 0
2039-11-17 08:00 | 2039 | 11 | 0 | 0 | 0
2039-11-17 09:00 | 2039 | 11 | 0 | 0 | 0
2039-11-17 10:00 | 2039 | 11 | 0 | 0 | 0
2039-11-17 11:00 | 2039 | 11 | 0 | 0 | 0
2039-11-17 12:00 | 2039 | 11 | 0 | 0 | 0
2039-11-17 13:00 | 2039 | 11 | 0 | 0 | 0
2039-11-17 14:00 | 2039 | 11 | 0 | 0 | 0
2039-11-17 15:00 | 2039 | 11 | 0 | 0 | 0
2039-11-17 16:00 | 2039 | 11 | 0 | 0 | 0
2039-11-17 17:00 | 2039 | 11 | 0 | 0 | 0
2039-11-17 18:00 | 2039 | 11 | 0 | 0 | 0
2039-11-17 19:00 | 2039 | 11 | 0 | 0 | 0
2039-11-17 20:00 | 2039 | 11 | 0 | 0 | 0
2039-11-17 21:00 | 2039 | 11 | 0 | 0 | 0
2039-11-17 22:00 | 2039 | 11 | 0 | 0 | 0
2039-11-17 23:00 | 2039 | 11 | 0 | 0 | 0
2039-11-18 | 2039 | 11 | 0 | 0 | 0
2039-11-18 01:00 | 2039 | 11 | 0 | 0 | 0
2039-11-18 02:00 | 2039 | 11 | 0 | 0 | 0
2039-11-18 03:00 | 2039 | 11 | 0 | 0 | 0
2039-11-18 04:00 | 2039 | 11 | 0 | 0 | 0
2039-11-18 05:00 | 2039 | 11 | 0 | 0 | 0
2039-11-18 06:00 | 2039 | 11 | 0 | 0 | 0
2039-11-18 07:00 | 2039 | 11 | 0 | 0 | 0
2039-11-18 08:00 | 2039 | 11 | 0 | 0 | 0
2039-11-18 09:00 | 2039 | 11 | 0 | 0 | 0
2039-11-18 10:00 | 2039 | 11 | 0 | 0 | 0
2039-11-18 11:00 | 2039 | 11 | 0 | 0 | 0
2039-11-18 12:00 | 2039 | 11 | 0 | 0 | 0
2039-11-18 13:00 | 2039 | 11 | 0 | 0 | 0
2039-11-18 14:00 | 2039 | 11 | 0 | 0 | 0
2039-11-18 15:00 | 2039 | 11 | 0 | 0 | 0
2039-11-18 16:00 | 2039 | 11 | 0 | 0 | 0
2039-11-18 17:00 | 2039 | 11 | 0 | 0 | 0
2039-11-18 18:00 | 2039 | 11 | 0 | 0 | 0
2039-11-18 19:00 | 2039 | 11 | 0 | 0 | 0
2039-11-18 20:00 | 2039 | 11 | 0 | 0 | 0
2039-11-18 21:00 | 2039 | 11 | 0 | 0 | 0
2039-11-18 22:00 | 2039 | 11 | 0 | 0 | 0
2039-11-18 23:00 | 2039 | 11 | 0 | 0 | 0
2039-11-19 | 2039 | 11 | 0 | 0 | 0
2039-11-19 01:00 | 2039 | 11 | 0 | 0 | 0
2039-11-19 02:00 | 2039 | 11 | 0 | 0 | 0
2039-11-19 03:00 | 2039 | 11 | 0 | 0 | 0
2039-11-19 04:00 | 2039 | 11 | 0 | 0 | 0
2039-11-19 05:00 | 2039 | 11 | 0 | 0 | 0
2039-11-19 06:00 | 2039 | 11 | 0 | 0 | 0
2039-11-19 07:00 | 2039 | 11 | 0 | 0 | 0
2039-11-19 08:00 | 2039 | 11 | 0 | 0 | 0
2039-11-19 09:00 | 2039 | 11 | 0 | 0 | 0
2039-11-19 10:00 | 2039 | 11 | 0 | 0 | 0
2039-11-19 11:00 | 2039 | 11 | 0 | 0 | 0
2039-11-19 12:00 | 2039 | 11 | 0 | 0 | 0
2039-11-19 13:00 | 2039 | 11 | 0 | 0 | 0
2039-11-19 14:00 | 2039 | 11 | 0 | 0 | 0
2039-11-19 15:00 | 2039 | 11 | 0 | 0 | 0
2039-11-19 16:00 | 2039 | 11 | 0 | 0 | 0
2039-11-19 17:00 | 2039 | 11 | 0 | 0 | 0
2039-11-19 18:00 | 2039 | 11 | 0 | 0 | 0
2039-11-19 19:00 | 2039 | 11 | 0 | 0 | 0
2039-11-19 20:00 | 2039 | 11 | 0 | 0 | 0
2039-11-19 21:00 | 2039 | 11 | 0 | 0 | 0
2039-11-19 22:00 | 2039 | 11 | 0 | 0 | 0
2039-11-19 23:00 | 2039 | 11 | 0 | 0 | 0
2039-11-20 | 2039 | 11 | 0 | 0 | 0
2039-11-20 01:00 | 2039 | 11 | 0 | 0 | 0
2039-11-20 02:00 | 2039 | 11 | 0 | 0 | 0
2039-11-20 03:00 | 2039 | 11 | 0 | 0 | 0
2039-11-20 04:00 | 2039 | 11 | 0 | 0 | 0
2039-11-20 05:00 | 2039 | 11 | 0 | 0 | 0
2039-11-20 06:00 | 2039 | 11 | 0 | 0 | 0
2039-11-20 07:00 | 2039 | 11 | 0 | 0 | 0
2039-11-20 08:00 | 2039 | 11 | 0 | 0 | 0
2039-11-20 09:00 | 2039 | 11 | 0 | 0 | 0
2039-11-20 10:00 | 2039 | 11 | 0 | 0 | 0
2039-11-20 11:00 | 2039 | 11 | 0 | 0 | 0
2039-11-20 12:00 | 2039 | 11 | 0 | 0 | 0
2039-11-20 13:00 | 2039 | 11 | 0 | 0 | 0
2039-11-20 14:00 | 2039 | 11 | 0 | 0 | 0
2039-11-20 15:00 | 2039 | 11 | 0 | 0 | 0
2039-11-20 16:00 | 2039 | 11 | 0 | 0 | 0
2039-11-20 17:00 | 2039 | 11 | 0 | 0 | 0
2039-11-20 18:00 | 2039 | 11 | 0 | 0 | 0
2039-11-20 19:00 | 2039 | 11 | 0 | 0 | 0
2039-11-20 20:00 | 2039 | 11 | 0 | 0 | 0
2039-11-20 21:00 | 2039 | 11 | 0 | 0 | 0
2039-11-20 22:00 | 2039 | 11 | 0 | 0 | 0
2039-11-20 23:00 | 2039 | 11 | 0 | 0 | 0
2039-11-21 | 2039 | 11 | 0 | 0 | 0
2039-11-21 01:00 | 2039 | 11 | 0 | 0 | 0
2039-11-21 02:00 | 2039 | 11 | 0 | 0 | 0
2039-11-21 03:00 | 2039 | 11 | 0 | 0 | 0
2039-11-21 04:00 | 2039 | 11 | 0 | 0 | 0
2039-11-21 05:00 | 2039 | 11 | 0 | 0 | 0
2039-11-21 06:00 | 2039 | 11 | 0 | 0 | 0
2039-11-21 07:00 | 2039 | 11 | 0 | 0 | 0
2039-11-21 08:00 | 2039 | 11 | 0 | 0 | 0
2039-11-21 09:00 | 2039 | 11 | 0 | 0 | 0
2039-11-21 10:00 | 2039 | 11 | 0 | 0 | 0
2039-11-21 11:00 | 2039 | 11 | 0 | 0 | 0
2039-11-21 12:00 | 2039 | 11 | 0 | 0 | 0
2039-11-21 13:00 | 2039 | 11 | 0 | 0 | 0
2039-11-21 14:00 | 2039 | 11 | 0 | 0 | 0
2039-11-21 15:00 | 2039 | 11 | 0 | 0 | 0
2039-11-21 16:00 | 2039 | 11 | 0 | 0 | 0
2039-11-21 17:00 | 2039 | 11 | 0 | 0 | 0
2039-11-21 18:00 | 2039 | 11 | 0 | 0 | 0
2039-11-21 19:00 | 2039 | 11 | 0 | 0 | 0
2039-11-21 20:00 | 2039 | 11 | 0 | 0 | 0
2039-11-21 21:00 | 2039 | 11 | 0 | 0 | 0
2039-11-21 22:00 | 2039 | 11 | 0 | 0 | 0
2039-11-21 23:00 | 2039 | 11 | 0 | 0 | 0
2039-11-22 | 2039 | 11 | 0 | 0 | 0
2039-11-22 01:00 | 2039 | 11 | 0 | 0 | 0
2039-11-22 02:00 | 2039 | 11 | 0 | 0 | 0
2039-11-22 03:00 | 2039 | 11 | 0 | 0 | 0
2039-11-22 04:00 | 2039 | 11 | 0 | 0 | 0
2039-11-22 05:00 | 2039 | 11 | 0 | 0 | 0
2039-11-22 06:00 | 2039 | 11 | 0 | 0 | 0
2039-11-22 07:00 | 2039 | 11 | 0 | 0 | 0
2039-11-22 08:00 | 2039 | 11 | 0 | 0 | 0
2039-11-22 09:00 | 2039 | 11 | 0 | 0 | 0
2039-11-22 10:00 | 2039 | 11 | 0 | 0 | 0
2039-11-22 11:00 | 2039 | 11 | 0 | 0 | 0
2039-11-22 12:00 | 2039 | 11 | 0 | 0 | 0
2039-11-22 13:00 | 2039 | 11 | 0 | 0 | 0
2039-11-22 14:00 | 2039 | 11 | 0 | 0 | 0
2039-11-22 15:00 | 2039 | 11 | 0 | 0 | 0
2039-11-22 16:00 | 2039 | 11 | 0 | 0 | 0
2039-11-22 17:00 | 2039 | 11 | 0 | 0 | 0
2039-11-22 18:00 | 2039 | 11 | 0 | 0 | 0
2039-11-22 19:00 | 2039 | 11 | 0 | 0 | 0
2039-11-22 20:00 | 2039 | 11 | 0 | 0 | 0
2039-11-22 21:00 | 2039 | 11 | 0 | 0 | 0
2039-11-22 22:00 | 2039 | 11 | 0 | 0 | 0
2039-11-22 23:00 | 2039 | 11 | 0 | 0 | 0
2039-11-23 | 2039 | 11 | 0 | 0 | 0
2039-11-23 01:00 | 2039 | 11 | 0 | 0 | 0
2039-11-23 02:00 | 2039 | 11 | 0 | 0 | 0
2039-11-23 03:00 | 2039 | 11 | 0 | 0 | 0
2039-11-23 04:00 | 2039 | 11 | 0 | 0 | 0
2039-11-23 05:00 | 2039 | 11 | 0 | 0 | 0
2039-11-23 06:00 | 2039 | 11 | 0 | 0 | 0
2039-11-23 07:00 | 2039 | 11 | 0 | 0 | 0
2039-11-23 08:00 | 2039 | 11 | 0 | 0 | 0
2039-11-23 09:00 | 2039 | 11 | 0 | 0 | 0
2039-11-23 10:00 | 2039 | 11 | 0 | 0 | 0
2039-11-23 11:00 | 2039 | 11 | 0 | 0 | 0
2039-11-23 12:00 | 2039 | 11 | 0 | 0 | 0
2039-11-23 13:00 | 2039 | 11 | 0 | 0 | 0
2039-11-23 14:00 | 2039 | 11 | 0 | 0 | 0
2039-11-23 15:00 | 2039 | 11 | 0 | 0 | 0
2039-11-23 16:00 | 2039 | 11 | 0 | 0 | 0
2039-11-23 17:00 | 2039 | 11 | 0 | 0 | 0
2039-11-23 18:00 | 2039 | 11 | 0 | 0 | 0
2039-11-23 19:00 | 2039 | 11 | 0 | 0 | 0
2039-11-23 20:00 | 2039 | 11 | 0 | 0 | 0
2039-11-23 21:00 | 2039 | 11 | 0 | 0 | 0
2039-11-23 22:00 | 2039 | 11 | 0 | 0 | 0
2039-11-23 23:00 | 2039 | 11 | 0 | 0 | 0
2039-11-24 | 2039 | 11 | 0 | 0 | 0
2039-11-24 01:00 | 2039 | 11 | 0 | 0 | 0
2039-11-24 02:00 | 2039 | 11 | 0 | 0 | 0
2039-11-24 03:00 | 2039 | 11 | 0 | 0 | 0
2039-11-24 04:00 | 2039 | 11 | 0 | 0 | 0
2039-11-24 05:00 | 2039 | 11 | 0 | 0 | 0
2039-11-24 06:00 | 2039 | 11 | 0 | 0 | 0
2039-11-24 07:00 | 2039 | 11 | 0 | 0 | 0
2039-11-24 08:00 | 2039 | 11 | 0 | 0 | 0
2039-11-24 09:00 | 2039 | 11 | 0 | 0 | 0
2039-11-24 10:00 | 2039 | 11 | 0 | 0 | 0
2039-11-24 11:00 | 2039 | 11 | 0 | 0 | 0
2039-11-24 12:00 | 2039 | 11 | 0 | 0 | 0
2039-11-24 13:00 | 2039 | 11 | 0 | 0 | 0
2039-11-24 14:00 | 2039 | 11 | 0 | 0 | 0
2039-11-24 15:00 | 2039 | 11 | 0 | 0 | 0
2039-11-24 16:00 | 2039 | 11 | 0 | 0 | 0
2039-11-24 17:00 | 2039 | 11 | 0 | 0 | 0
2039-11-24 18:00 | 2039 | 11 | 0 | 0 | 0
2039-11-24 19:00 | 2039 | 11 | 0 | 0 | 0
2039-11-24 20:00 | 2039 | 11 | 0 | 0 | 0
2039-11-24 21:00 | 2039 | 11 | 0 | 0 | 0
2039-11-24 22:00 | 2039 | 11 | 0 | 0 | 0
2039-11-24 23:00 | 2039 | 11 | 0 | 0 | 0
2039-11-25 | 2039 | 11 | 0 | 0 | 0
2039-11-25 01:00 | 2039 | 11 | 0 | 0 | 0
2039-11-25 02:00 | 2039 | 11 | 0 | 0 | 0
2039-11-25 03:00 | 2039 | 11 | 0 | 0 | 0
2039-11-25 04:00 | 2039 | 11 | 0 | 0 | 0
2039-11-25 05:00 | 2039 | 11 | 0 | 0 | 0
2039-11-25 06:00 | 2039 | 11 | 0 | 0 | 0
2039-11-25 07:00 | 2039 | 11 | 0 | 0 | 0
2039-11-25 08:00 | 2039 | 11 | 0 | 0 | 0
2039-11-25 09:00 | 2039 | 11 | 0 | 0 | 0
2039-11-25 10:00 | 2039 | 11 | 0 | 0 | 0
2039-11-25 11:00 | 2039 | 11 | 0 | 0 | 0
2039-11-25 12:00 | 2039 | 11 | 0 | 0 | 0
2039-11-25 13:00 | 2039 | 11 | 0 | 0 | 0
2039-11-25 14:00 | 2039 | 11 | 0 | 0 | 0
2039-11-25 15:00 | 2039 | 11 | 0 | 0 | 0
2039-11-25 16:00 | 2039 | 11 | 0 | 0 | 0
2039-11-25 17:00 | 2039 | 11 | 0 | 0 | 0
2039-11-25 18:00 | 2039 | 11 | 0 | 0 | 0
2039-11-25 19:00 | 2039 | 11 | 0 | 0 | 0
2039-11-25 20:00 | 2039 | 11 | 0 | 0 | 0
2039-11-25 21:00 | 2039 | 11 | 0 | 0 | 0
2039-11-25 22:00 | 2039 | 11 | 0 | 0 | 0
2039-11-25 23:00 | 2039 | 11 | 0 | 0 | 0
2039-11-26 | 2039 | 11 | 0 | 0 | 0
2039-11-26 01:00 | 2039 | 11 | 0 | 0 | 0
2039-11-26 02:00 | 2039 | 11 | 0 | 0 | 0
2039-11-26 03:00 | 2039 | 11 | 0 | 0 | 0
2039-11-26 04:00 | 2039 | 11 | 0 | 0 | 0
2039-11-26 05:00 | 2039 | 11 | 0 | 0 | 0
2039-11-26 06:00 | 2039 | 11 | 0 | 0 | 0
2039-11-26 07:00 | 2039 | 11 | 0 | 0 | 0
2039-11-26 08:00 | 2039 | 11 | 0 | 0 | 0
2039-11-26 09:00 | 2039 | 11 | 0 | 0 | 0
2039-11-26 10:00 | 2039 | 11 | 0 | 0 | 0
2039-11-26 11:00 | 2039 | 11 | 0 | 0 | 0
2039-11-26 12:00 | 2039 | 11 | 0 | 0 | 0
2039-11-26 13:00 | 2039 | 11 | 0 | 0 | 0
2039-11-26 14:00 | 2039 | 11 | 0 | 0 | 0
2039-11-26 15:00 | 2039 | 11 | 0 | 0 | 0
2039-11-26 16:00 | 2039 | 11 | 0 | 0 | 0
2039-11-26 17:00 | 2039 | 11 | 0 | 0 | 0
2039-11-26 18:00 | 2039 | 11 | 0 | 0 | 0
2039-11-26 19:00 | 2039 | 11 | 0 | 0 | 0
2039-11-26 20:00 | 2039 | 11 | 0 | 0 | 0
2039-11-26 21:00 | 2039 | 11 | 0 | 0 | 0
2039-11-26 22:00 | 2039 | 11 | 0 | 0 | 0
2039-11-26 23:00 | 2039 | 11 | 0 | 0 | 0
2039-11-27 | 2039 | 11 | 0 | 0 | 0
2039-11-27 01:00 | 2039 | 11 | 0 | 0 | 0
2039-11-27 02:00 | 2039 | 11 | 0 | 0 | 0
2039-11-27 03:00 | 2039 | 11 | 0 | 0 | 0
2039-11-27 04:00 | 2039 | 11 | 0 | 0 | 0
2039-11-27 05:00 | 2039 | 11 | 0 | 0 | 0
2039-11-27 06:00 | 2039 | 11 | 0 | 0 | 0
2039-11-27 07:00 | 2039 | 11 | 0 | 0 | 0
2039-11-27 08:00 | 2039 | 11 | 0 | 0 | 0
2039-11-27 09:00 | 2039 | 11 | 0 | 0 | 0
2039-11-27 10:00 | 2039 | 11 | 0 | 0 | 0
2039-11-27 11:00 | 2039 | 11 | 0 | 0 | 0
2039-11-27 12:00 | 2039 | 11 | 0 | 0 | 0
2039-11-27 13:00 | 2039 | 11 | 0 | 0 | 0
2039-11-27 14:00 | 2039 | 11 | 0 | 0 | 0
2039-11-27 15:00 | 2039 | 11 | 0 | 0 | 0
2039-11-27 16:00 | 2039 | 11 | 0 | 0 | 0
2039-11-27 17:00 | 2039 | 11 | 0 | 0 | 0
2039-11-27 18:00 | 2039 | 11 | 0 | 0 | 0
2039-11-27 19:00 | 2039 | 11 | 0 | 0 | 0
2039-11-27 20:00 | 2039 | 11 | 0 | 0 | 0
2039-11-27 21:00 | 2039 | 11 | 0 | 0 | 0
2039-11-27 22:00 | 2039 | 11 | 0 | 0 | 0
2039-11-27 23:00 | 2039 | 11 | 0 | 0 | 0
2039-11-28 | 2039 | 11 | 0 | 0 | 0
2039-11-28 01:00 | 2039 | 11 | 0 | 0 | 0
2039-11-28 02:00 | 2039 | 11 | 0 | 0 | 0
2039-11-28 03:00 | 2039 | 11 | 0 | 0 | 0
2039-11-28 04:00 | 2039 | 11 | 0 | 0 | 0
2039-11-28 05:00 | 2039 | 11 | 0 | 0 | 0
2039-11-28 06:00 | 2039 | 11 | 0 | 0 | 0
2039-11-28 07:00 | 2039 | 11 | 0 | 0 | 0
2039-11-28 08:00 | 2039 | 11 | 0 | 0 | 0
2039-11-28 09:00 | 2039 | 11 | 0 | 0 | 0
2039-11-28 10:00 | 2039 | 11 | 0 | 0 | 0
2039-11-28 11:00 | 2039 | 11 | 0 | 0 | 0
2039-11-28 12:00 | 2039 | 11 | 0 | 0 | 0
2039-11-28 13:00 | 2039 | 11 | 0 | 0 | 0
2039-11-28 14:00 | 2039 | 11 | 0 | 0 | 0
2039-11-28 15:00 | 2039 | 11 | 0 | 0 | 0
2039-11-28 16:00 | 2039 | 11 | 0 | 0 | 0
2039-11-28 17:00 | 2039 | 11 | 0 | 0 | 0
2039-11-28 18:00 | 2039 | 11 | 0 | 0 | 0
2039-11-28 19:00 | 2039 | 11 | 0 | 0 | 0
2039-11-28 20:00 | 2039 | 11 | 0 | 0 | 0
2039-11-28 21:00 | 2039 | 11 | 0 | 0 | 0
2039-11-28 22:00 | 2039 | 11 | 0 | 0 | 0
2039-11-28 23:00 | 2039 | 11 | 0 | 0 | 0
2039-11-29 | 2039 | 11 | 0 | 0 | 0
2039-11-29 01:00 | 2039 | 11 | 0 | 0 | 0
2039-11-29 02:00 | 2039 | 11 | 0 | 0 | 0
2039-11-29 03:00 | 2039 | 11 | 0 | 0 | 0
2039-11-29 04:00 | 2039 | 11 | 0 | 0 | 0
2039-11-29 05:00 | 2039 | 11 | 0 | 0 | 0
2039-11-29 06:00 | 2039 | 11 | 0 | 0 | 0
2039-11-29 07:00 | 2039 | 11 | 0 | 0 | 0
2039-11-29 08:00 | 2039 | 11 | 0 | 0 | 0
2039-11-29 09:00 | 2039 | 11 | 0 | 0 | 0
2039-11-29 10:00 | 2039 | 11 | 0 | 0 | 0
2039-11-29 11:00 | 2039 | 11 | 0 | 0 | 0
2039-11-29 12:00 | 2039 | 11 | 0 | 0 | 0
2039-11-29 13:00 | 2039 | 11 | 0 | 0 | 0
2039-11-29 14:00 | 2039 | 11 | 0 | 0 | 0
2039-11-29 15:00 | 2039 | 11 | 0 | 0 | 0
2039-11-29 16:00 | 2039 | 11 | 0 | 0 | 0
2039-11-29 17:00 | 2039 | 11 | 0 | 0 | 0
2039-11-29 18:00 | 2039 | 11 | 0 | 0 | 0
2039-11-29 19:00 | 2039 | 11 | 0 | 0 | 0
2039-11-29 20:00 | 2039 | 11 | 0 | 0 | 0
2039-11-29 21:00 | 2039 | 11 | 0 | 0 | 0
2039-11-29 22:00 | 2039 | 11 | 0 | 0 | 0
2039-11-29 23:00 | 2039 | 11 | 0 | 0 | 0
2039-11-30 | 2039 | 11 | 0 | 0 | 0
2039-11-30 01:00 | 2039 | 11 | 0 | 0 | 0
2039-11-30 02:00 | 2039 | 11 | 0 | 0 | 0
2039-11-30 03:00 | 2039 | 11 | 0 | 0 | 0
2039-11-30 04:00 | 2039 | 11 | 0 | 0 | 0
2039-11-30 05:00 | 2039 | 11 | 0 | 0 | 0
2039-11-30 06:00 | 2039 | 11 | 0 | 0 | 0
2039-11-30 07:00 | 2039 | 11 | 0 | 0 | 0
2039-11-30 08:00 | 2039 | 11 | 0 | 0 | 0
2039-11-30 09:00 | 2039 | 11 | 0 | 0 | 0
2039-11-30 10:00 | 2039 | 11 | 0 | 0 | 0
2039-11-30 11:00 | 2039 | 11 | 0 | 0 | 0
2039-11-30 12:00 | 2039 | 11 | 0 | 0 | 0
2039-11-30 13:00 | 2039 | 11 | 0 | 0 | 0
2039-11-30 14:00 | 2039 | 11 | 0 | 0 | 0
2039-11-30 15:00 | 2039 | 11 | 0 | 0 | 0
2039-11-30 16:00 | 2039 | 11 | 0 | 0 | 0
2039-11-30 17:00 | 2039 | 11 | 0 | 0 | 0
2039-11-30 18:00 | 2039 | 11 | 0 | 0 | 0
2039-11-30 19:00 | 2039 | 11 | 0 | 0 | 0
2039-11-30 20:00 | 2039 | 11 | 0 | 0 | 0
2039-11-30 21:00 | 2039 | 11 | 0 | 0 | 0
2039-11-30 22:00 | 2039 | 11 | 0 | 0 | 0
2039-11-30 23:00 | 2039 | 11 | 0 | 0 | 0
2039-12-01 | 2039 | 12 | 0 | 0 | 0
2039-12-01 01:00 | 2039 | 12 | 0 | 0 | 0
2039-12-01 02:00 | 2039 | 12 | 0 | 0 | 0
2039-12-01 03:00 | 2039 | 12 | 0 | 0 | 0
2039-12-01 04:00 | 2039 | 12 | 0 | 0 | 0
2039-12-01 05:00 | 2039 | 12 | 0 | 0 | 0
2039-12-01 06:00 | 2039 | 12 | 0 | 0 | 0
2039-12-01 07:00 | 2039 | 12 | 0 | 0 | 0
2039-12-01 08:00 | 2039 | 12 | 0 | 0 | 0
2039-12-01 09:00 | 2039 | 12 | 0 | 0 | 0
2039-12-01 10:00 | 2039 | 12 | 0 | 0 | 0
2039-12-01 11:00 | 2039 | 12 | 0 | 0 | 0
2039-12-01 12:00 | 2039 | 12 | 0 | 0 | 0
2039-12-01 13:00 | 2039 | 12 | 0 | 0 | 0
2039-12-01 14:00 | 2039 | 12 | 0 | 0 | 0
2039-12-01 15:00 | 2039 | 12 | 0 | 0 | 0
2039-12-01 16:00 | 2039 | 12 | 0 | 0 | 0
2039-12-01 17:00 | 2039 | 12 | 0 | 0 | 0
2039-12-01 18:00 | 2039 | 12 | 0 | 0 | 0
2039-12-01 19:00 | 2039 | 12 | 0 | 0 | 0
2039-12-01 20:00 | 2039 | 12 | 0 | 0 | 0
2039-12-01 21:00 | 2039 | 12 | 0 | 0 | 0
2039-12-01 22:00 | 2039 | 12 | 0 | 0 | 0
2039-12-01 23:00 | 2039 | 12 | 0 | 0 | 0
2039-12-02 | 2039 | 12 | 0 | 0 | 0
2039-12-02 01:00 | 2039 | 12 | 0 | 0 | 0
2039-12-02 02:00 | 2039 | 12 | 0 | 0 | 0
2039-12-02 03:00 | 2039 | 12 | 0 | 0 | 0
2039-12-02 04:00 | 2039 | 12 | 0 | 0 | 0
2039-12-02 05:00 | 2039 | 12 | 0 | 0 | 0
2039-12-02 06:00 | 2039 | 12 | 0 | 0 | 0
2039-12-02 07:00 | 2039 | 12 | 0 | 0 | 0
2039-12-02 08:00 | 2039 | 12 | 0 | 0 | 0
2039-12-02 09:00 | 2039 | 12 | 0 | 0 | 0
2039-12-02 10:00 | 2039 | 12 | 0 | 0 | 0
2039-12-02 11:00 | 2039 | 12 | 0 | 0 | 0
2039-12-02 12:00 | 2039 | 12 | 0 | 0 | 0
2039-12-02 13:00 | 2039 | 12 | 0 | 0 | 0
2039-12-02 14:00 | 2039 | 12 | 0 | 0 | 0
2039-12-02 15:00 | 2039 | 12 | 0 | 0 | 0
2039-12-02 16:00 | 2039 | 12 | 0 | 0 | 0
2039-12-02 17:00 | 2039 | 12 | 0 | 0 | 0
2039-12-02 18:00 | 2039 | 12 | 0 | 0 | 0
2039-12-02 19:00 | 2039 | 12 | 0 | 0 | 0
2039-12-02 20:00 | 2039 | 12 | 0 | 0 | 0
2039-12-02 21:00 | 2039 | 12 | 0 | 0 | 0
2039-12-02 22:00 | 2039 | 12 | 0 | 0 | 0
2039-12-02 23:00 | 2039 | 12 | 0 | 0 | 0
2039-12-03 | 2039 | 12 | 0 | 0 | 0
2039-12-03 01:00 | 2039 | 12 | 0 | 0 | 0
2039-12-03 02:00 | 2039 | 12 | 0 | 0 | 0
2039-12-03 03:00 | 2039 | 12 | 0 | 0 | 0
2039-12-03 04:00 | 2039 | 12 | 0 | 0 | 0
2039-12-03 05:00 | 2039 | 12 | 0 | 0 | 0
2039-12-03 06:00 | 2039 | 12 | 0 | 0 | 0
2039-12-03 07:00 | 2039 | 12 | 0 | 0 | 0
2039-12-03 08:00 | 2039 | 12 | 0 | 0 | 0
2039-12-03 09:00 | 2039 | 12 | 0 | 0 | 0
2039-12-03 10:00 | 2039 | 12 | 0 | 0 | 0
2039-12-03 11:00 | 2039 | 12 | 0 | 0 | 0
2039-12-03 12:00 | 2039 | 12 | 0 | 0 | 0
2039-12-03 13:00 | 2039 | 12 | 0 | 0 | 0
2039-12-03 14:00 | 2039 | 12 | 0 | 0 | 0
2039-12-03 15:00 | 2039 | 12 | 0 | 0 | 0
2039-12-03 16:00 | 2039 | 12 | 0 | 0 | 0
2039-12-03 17:00 | 2039 | 12 | 0 | 0 | 0
2039-12-03 18:00 | 2039 | 12 | 0 | 0 | 0
2039-12-03 19:00 | 2039 | 12 | 0 | 0 | 0
2039-12-03 20:00 | 2039 | 12 | 0 | 0 | 0
2039-12-03 21:00 | 2039 | 12 | 0 | 0 | 0
2039-12-03 22:00 | 2039 | 12 | 0 | 0 | 0
2039-12-03 23:00 | 2039 | 12 | 0 | 0 | 0
2039-12-04 | 2039 | 12 | 0 | 0 | 0
2039-12-04 01:00 | 2039 | 12 | 0 | 0 | 0
2039-12-04 02:00 | 2039 | 12 | 0 | 0 | 0
2039-12-04 03:00 | 2039 | 12 | 0 | 0 | 0
2039-12-04 04:00 | 2039 | 12 | 0 | 0 | 0
2039-12-04 05:00 | 2039 | 12 | 0 | 0 | 0
2039-12-04 06:00 | 2039 | 12 | 0 | 0 | 0
2039-12-04 07:00 | 2039 | 12 | 0 | 0 | 0
2039-12-04 08:00 | 2039 | 12 | 0 | 0 | 0
2039-12-04 09:00 | 2039 | 12 | 0 | 0 | 0
2039-12-04 10:00 | 2039 | 12 | 0 | 0 | 0
2039-12-04 11:00 | 2039 | 12 | 0 | 0 | 0
2039-12-04 12:00 | 2039 | 12 | 0 | 0 | 0
2039-12-04 13:00 | 2039 | 12 | 0 | 0 | 0
2039-12-04 14:00 | 2039 | 12 | 0 | 0 | 0
2039-12-04 15:00 | 2039 | 12 | 0 | 0 | 0
2039-12-04 16:00 | 2039 | 12 | 0 | 0 | 0
2039-12-04 17:00 | 2039 | 12 | 0 | 0 | 0
2039-12-04 18:00 | 2039 | 12 | 0 | 0 | 0
2039-12-04 19:00 | 2039 | 12 | 0 | 0 | 0
2039-12-04 20:00 | 2039 | 12 | 0 | 0 | 0
2039-12-04 21:00 | 2039 | 12 | 0 | 0 | 0
2039-12-04 22:00 | 2039 | 12 | 0 | 0 | 0
2039-12-04 23:00 | 2039 | 12 | 0 | 0 | 0
2039-12-05 | 2039 | 12 | 0 | 0 | 0
2039-12-05 01:00 | 2039 | 12 | 0 | 0 | 0
2039-12-05 02:00 | 2039 | 12 | 0 | 0 | 0
2039-12-05 03:00 | 2039 | 12 | 0 | 0 | 0
2039-12-05 04:00 | 2039 | 12 | 0 | 0 | 0
2039-12-05 05:00 | 2039 | 12 | 0 | 0 | 0
2039-12-05 06:00 | 2039 | 12 | 0 | 0 | 0
2039-12-05 07:00 | 2039 | 12 | 0 | 0 | 0
2039-12-05 08:00 | 2039 | 12 | 0 | 0 | 0
2039-12-05 09:00 | 2039 | 12 | 0 | 0 | 0
2039-12-05 10:00 | 2039 | 12 | 0 | 0 | 0
2039-12-05 11:00 | 2039 | 12 | 0 | 0 | 0
2039-12-05 12:00 | 2039 | 12 | 0 | 0 | 0
2039-12-05 13:00 | 2039 | 12 | 0 | 0 | 0
2039-12-05 14:00 | 2039 | 12 | 0 | 0 | 0
2039-12-05 15:00 | 2039 | 12 | 0 | 0 | 0
2039-12-05 16:00 | 2039 | 12 | 0 | 0 | 0
2039-12-05 17:00 | 2039 | 12 | 0 | 0 | 0
2039-12-05 18:00 | 2039 | 12 | 0 | 0 | 0
2039-12-05 19:00 | 2039 | 12 | 0 | 0 | 0
2039-12-05 20:00 | 2039 | 12 | 0 | 0 | 0
2039-12-05 21:00 | 2039 | 12 | 0 | 0 | 0
2039-12-05 22:00 | 2039 | 12 | 0 | 0 | 0
2039-12-05 23:00 | 2039 | 12 | 0 | 0 | 0
2039-12-06 | 2039 | 12 | 0 | 0 | 0
2039-12-06 01:00 | 2039 | 12 | 0 | 0 | 0
2039-12-06 02:00 | 2039 | 12 | 0 | 0 | 0
2039-12-06 03:00 | 2039 | 12 | 0 | 0 | 0
2039-12-06 04:00 | 2039 | 12 | 0 | 0 | 0
2039-12-06 05:00 | 2039 | 12 | 0 | 0 | 0
2039-12-06 06:00 | 2039 | 12 | 0 | 0 | 0
2039-12-06 07:00 | 2039 | 12 | 0 | 0 | 0
2039-12-06 08:00 | 2039 | 12 | 0 | 0 | 0
2039-12-06 09:00 | 2039 | 12 | 0 | 0 | 0
2039-12-06 10:00 | 2039 | 12 | 0 | 0 | 0
2039-12-06 11:00 | 2039 | 12 | 0 | 0 | 0
2039-12-06 12:00 | 2039 | 12 | 0 | 0 | 0
2039-12-06 13:00 | 2039 | 12 | 0 | 0 | 0
2039-12-06 14:00 | 2039 | 12 | 0 | 0 | 0
2039-12-06 15:00 | 2039 | 12 | 0 | 0 | 0
2039-12-06 16:00 | 2039 | 12 | 0 | 0 | 0
2039-12-06 17:00 | 2039 | 12 | 0 | 0 | 0
2039-12-06 18:00 | 2039 | 12 | 0 | 0 | 0
2039-12-06 19:00 | 2039 | 12 | 0 | 0 | 0
2039-12-06 20:00 | 2039 | 12 | 0 | 0 | 0
2039-12-06 21:00 | 2039 | 12 | 0 | 0 | 0
2039-12-06 22:00 | 2039 | 12 | 0 | 0 | 0
2039-12-06 23:00 | 2039 | 12 | 0 | 0 | 0
2039-12-07 | 2039 | 12 | 0 | 0 | 0
2039-12-07 01:00 | 2039 | 12 | 0 | 0 | 0
2039-12-07 02:00 | 2039 | 12 | 0 | 0 | 0
2039-12-07 03:00 | 2039 | 12 | 0 | 0 | 0
2039-12-07 04:00 | 2039 | 12 | 0 | 0 | 0
2039-12-07 05:00 | 2039 | 12 | 0 | 0 | 0
2039-12-07 06:00 | 2039 | 12 | 0 | 0 | 0
2039-12-07 07:00 | 2039 | 12 | 0 | 0 | 0
2039-12-07 08:00 | 2039 | 12 | 0 | 0 | 0
2039-12-07 09:00 | 2039 | 12 | 0 | 0 | 0
2039-12-07 10:00 | 2039 | 12 | 0 | 0 | 0
2039-12-07 11:00 | 2039 | 12 | 0 | 0 | 0
2039-12-07 12:00 | 2039 | 12 | 0 | 0 | 0
2039-12-07 13:00 | 2039 | 12 | 0 | 0 | 0
2039-12-07 14:00 | 2039 | 12 | 0 | 0 | 0
2039-12-07 15:00 | 2039 | 12 | 0 | 0 | 0
2039-12-07 16:00 | 2039 | 12 | 0 | 0 | 0
2039-12-07 17:00 | 2039 | 12 | 0 | 0 | 0
2039-12-07 18:00 | 2039 | 12 | 0 | 0 | 0
2039-12-07 19:00 | 2039 | 12 | 0 | 0 | 0
2039-12-07 20:00 | 2039 | 12 | 0 | 0 | 0
2039-12-07 21:00 | 2039 | 12 | 0 | 0 | 0
2039-12-07 22:00 | 2039 | 12 | 0 | 0 | 0
2039-12-07 23:00 | 2039 | 12 | 0 | 0 | 0
2039-12-08 | 2039 | 12 | 0 | 0 | 0
2039-12-08 01:00 | 2039 | 12 | 0 | 0 | 0
2039-12-08 02:00 | 2039 | 12 | 0 | 0 | 0
2039-12-08 03:00 | 2039 | 12 | 0 | 0 | 0
2039-12-08 04:00 | 2039 | 12 | 0 | 0 | 0
2039-12-08 05:00 | 2039 | 12 | 0 | 0 | 0
2039-12-08 06:00 | 2039 | 12 | 0 | 0 | 0
2039-12-08 07:00 | 2039 | 12 | 0 | 0 | 0
2039-12-08 08:00 | 2039 | 12 | 0 | 0 | 0
2039-12-08 09:00 | 2039 | 12 | 0 | 0 | 0
2039-12-08 10:00 | 2039 | 12 | 0 | 0 | 0
2039-12-08 11:00 | 2039 | 12 | 0 | 0 | 0
2039-12-08 12:00 | 2039 | 12 | 0 | 0 | 0
2039-12-08 13:00 | 2039 | 12 | 0 | 0 | 0
2039-12-08 14:00 | 2039 | 12 | 0 | 0 | 0
2039-12-08 15:00 | 2039 | 12 | 0 | 0 | 0
2039-12-08 16:00 | 2039 | 12 | 0 | 0 | 0
2039-12-08 17:00 | 2039 | 12 | 0 | 0 | 0
2039-12-08 18:00 | 2039 | 12 | 0 | 0 | 0
2039-12-08 19:00 | 2039 | 12 | 0 | 0 | 0
2039-12-08 20:00 | 2039 | 12 | 0 | 0 | 0
2039-12-08 21:00 | 2039 | 12 | 0 | 0 | 0
2039-12-08 22:00 | 2039 | 12 | 0 | 0 | 0
2039-12-08 23:00 | 2039 | 12 | 0 | 0 | 0
2039-12-09 | 2039 | 12 | 0 | 0 | 0
2039-12-09 01:00 | 2039 | 12 | 0 | 0 | 0
2039-12-09 02:00 | 2039 | 12 | 0 | 0 | 0
2039-12-09 03:00 | 2039 | 12 | 0 | 0 | 0
2039-12-09 04:00 | 2039 | 12 | 0 | 0 | 0
2039-12-09 05:00 | 2039 | 12 | 0 | 0 | 0
2039-12-09 06:00 | 2039 | 12 | 0 | 0 | 0
2039-12-09 07:00 | 2039 | 12 | 0 | 0 | 0
2039-12-09 08:00 | 2039 | 12 | 0 | 0 | 0
2039-12-09 09:00 | 2039 | 12 | 0 | 0 | 0
2039-12-09 10:00 | 2039 | 12 | 0 | 0 | 0
2039-12-09 11:00 | 2039 | 12 | 0 | 0 | 0
2039-12-09 12:00 | 2039 | 12 | 0 | 0 | 0
2039-12-09 13:00 | 2039 | 12 | 0 | 0 | 0
2039-12-09 14:00 | 2039 | 12 | 0 | 0 | 0
2039-12-09 15:00 | 2039 | 12 | 0 | 0 | 0
2039-12-09 16:00 | 2039 | 12 | 0 | 0 | 0
2039-12-09 17:00 | 2039 | 12 | 0 | 0 | 0
2039-12-09 18:00 | 2039 | 12 | 0 | 0 | 0
2039-12-09 19:00 | 2039 | 12 | 0 | 0 | 0
2039-12-09 20:00 | 2039 | 12 | 0 | 0 | 0
2039-12-09 21:00 | 2039 | 12 | 0 | 0 | 0
2039-12-09 22:00 | 2039 | 12 | 0 | 0 | 0
2039-12-09 23:00 | 2039 | 12 | 0 | 0 | 0
2039-12-10 | 2039 | 12 | 0 | 0 | 0
2039-12-10 01:00 | 2039 | 12 | 0 | 0 | 0
2039-12-10 02:00 | 2039 | 12 | 0 | 0 | 0
2039-12-10 03:00 | 2039 | 12 | 0 | 0 | 0
2039-12-10 04:00 | 2039 | 12 | 0 | 0 | 0
2039-12-10 05:00 | 2039 | 12 | 0 | 0 | 0
2039-12-10 06:00 | 2039 | 12 | 0 | 0 | 0
2039-12-10 07:00 | 2039 | 12 | 0 | 0 | 0
2039-12-10 08:00 | 2039 | 12 | 0 | 0 | 0
2039-12-10 09:00 | 2039 | 12 | 0 | 0 | 0
2039-12-10 10:00 | 2039 | 12 | 0 | 0 | 0
2039-12-10 11:00 | 2039 | 12 | 0 | 0 | 0
2039-12-10 12:00 | 2039 | 12 | 0 | 0 | 0
2039-12-10 13:00 | 2039 | 12 | 0 | 0 | 0
2039-12-10 14:00 | 2039 | 12 | 0 | 0 | 0
2039-12-10 15:00 | 2039 | 12 | 0 | 0 | 0
2039-12-10 16:00 | 2039 | 12 | 0 | 0 | 0
2039-12-10 17:00 | 2039 | 12 | 0 | 0 | 0
2039-12-10 18:00 | 2039 | 12 | 0 | 0 | 0
2039-12-10 19:00 | 2039 | 12 | 0 | 0 | 0
2039-12-10 20:00 | 2039 | 12 | 0 | 0 | 0
2039-12-10 21:00 | 2039 | 12 | 0 | 0 | 0
2039-12-10 22:00 | 2039 | 12 | 0 | 0 | 0
2039-12-10 23:00 | 2039 | 12 | 0 | 0 | 0
2039-12-11 | 2039 | 12 | 0 | 0 | 0
2039-12-11 01:00 | 2039 | 12 | 0 | 0 | 0
2039-12-11 02:00 | 2039 | 12 | 0 | 0 | 0
2039-12-11 03:00 | 2039 | 12 | 0 | 0 | 0
2039-12-11 04:00 | 2039 | 12 | 0 | 0 | 0
2039-12-11 05:00 | 2039 | 12 | 0 | 0 | 0
2039-12-11 06:00 | 2039 | 12 | 0 | 0 | 0
2039-12-11 07:00 | 2039 | 12 | 0 | 0 | 0
2039-12-11 08:00 | 2039 | 12 | 0 | 0 | 0
2039-12-11 09:00 | 2039 | 12 | 0 | 0 | 0
2039-12-11 10:00 | 2039 | 12 | 0 | 0 | 0
2039-12-11 11:00 | 2039 | 12 | 0 | 0 | 0
2039-12-11 12:00 | 2039 | 12 | 0 | 0 | 0
2039-12-11 13:00 | 2039 | 12 | 0 | 0 | 0
2039-12-11 14:00 | 2039 | 12 | 0 | 0 | 0
2039-12-11 15:00 | 2039 | 12 | 0 | 0 | 0
2039-12-11 16:00 | 2039 | 12 | 0 | 0 | 0
2039-12-11 17:00 | 2039 | 12 | 0 | 0 | 0
2039-12-11 18:00 | 2039 | 12 | 0 | 0 | 0
2039-12-11 19:00 | 2039 | 12 | 0 | 0 | 0
2039-12-11 20:00 | 2039 | 12 | 0 | 0 | 0
2039-12-11 21:00 | 2039 | 12 | 0 | 0 | 0
2039-12-11 22:00 | 2039 | 12 | 0 | 0 | 0
2039-12-11 23:00 | 2039 | 12 | 0 | 0 | 0
2039-12-12 | 2039 | 12 | 0 | 0 | 0
2039-12-12 01:00 | 2039 | 12 | 0 | 0 | 0
2039-12-12 02:00 | 2039 | 12 | 0 | 0 | 0
2039-12-12 03:00 | 2039 | 12 | 0 | 0 | 0
2039-12-12 04:00 | 2039 | 12 | 0 | 0 | 0
2039-12-12 05:00 | 2039 | 12 | 0 | 0 | 0
2039-12-12 06:00 | 2039 | 12 | 0 | 0 | 0
2039-12-12 07:00 | 2039 | 12 | 0 | 0 | 0
2039-12-12 08:00 | 2039 | 12 | 0 | 0 | 0
2039-12-12 09:00 | 2039 | 12 | 0 | 0 | 0
2039-12-12 10:00 | 2039 | 12 | 0 | 0 | 0
2039-12-12 11:00 | 2039 | 12 | 0 | 0 | 0
2039-12-12 12:00 | 2039 | 12 | 0 | 0 | 0
2039-12-12 13:00 | 2039 | 12 | 0 | 0 | 0
2039-12-12 14:00 | 2039 | 12 | 0 | 0 | 0
2039-12-12 15:00 | 2039 | 12 | 0 | 0 | 0
2039-12-12 16:00 | 2039 | 12 | 0 | 0 | 0
2039-12-12 17:00 | 2039 | 12 | 0 | 0 | 0
2039-12-12 18:00 | 2039 | 12 | 0 | 0 | 0
2039-12-12 19:00 | 2039 | 12 | 0 | 0 | 0
2039-12-12 20:00 | 2039 | 12 | 0 | 0 | 0
2039-12-12 21:00 | 2039 | 12 | 0 | 0 | 0
2039-12-12 22:00 | 2039 | 12 | 0 | 0 | 0
2039-12-12 23:00 | 2039 | 12 | 0 | 0 | 0
2039-12-13 | 2039 | 12 | 0 | 0 | 0
2039-12-13 01:00 | 2039 | 12 | 0 | 0 | 0
2039-12-13 02:00 | 2039 | 12 | 0 | 0 | 0
2039-12-13 03:00 | 2039 | 12 | 0 | 0 | 0
2039-12-13 04:00 | 2039 | 12 | 0 | 0 | 0
2039-12-13 05:00 | 2039 | 12 | 0 | 0 | 0
2039-12-13 06:00 | 2039 | 12 | 0 | 0 | 0
2039-12-13 07:00 | 2039 | 12 | 0 | 0 | 0
2039-12-13 08:00 | 2039 | 12 | 0 | 0 | 0
2039-12-13 09:00 | 2039 | 12 | 0 | 0 | 0
2039-12-13 10:00 | 2039 | 12 | 0 | 0 | 0
2039-12-13 11:00 | 2039 | 12 | 0 | 0 | 0
2039-12-13 12:00 | 2039 | 12 | 0 | 0 | 0
2039-12-13 13:00 | 2039 | 12 | 0 | 0 | 0
2039-12-13 14:00 | 2039 | 12 | 0 | 0 | 0
2039-12-13 15:00 | 2039 | 12 | 0 | 0 | 0
2039-12-13 16:00 | 2039 | 12 | 0 | 0 | 0
2039-12-13 17:00 | 2039 | 12 | 0 | 0 | 0
2039-12-13 18:00 | 2039 | 12 | 0 | 0 | 0
2039-12-13 19:00 | 2039 | 12 | 0 | 0 | 0
2039-12-13 20:00 | 2039 | 12 | 0 | 0 | 0
2039-12-13 21:00 | 2039 | 12 | 0 | 0 | 0
2039-12-13 22:00 | 2039 | 12 | 0 | 0 | 0
2039-12-13 23:00 | 2039 | 12 | 0 | 0 | 0
2039-12-14 | 2039 | 12 | 0 | 0 | 0
2039-12-14 01:00 | 2039 | 12 | 0 | 0 | 0
2039-12-14 02:00 | 2039 | 12 | 0 | 0 | 0
2039-12-14 03:00 | 2039 | 12 | 0 | 0 | 0
2039-12-14 04:00 | 2039 | 12 | 0 | 0 | 0
2039-12-14 05:00 | 2039 | 12 | 0 | 0 | 0
2039-12-14 06:00 | 2039 | 12 | 0 | 0 | 0
2039-12-14 07:00 | 2039 | 12 | 0 | 0 | 0
2039-12-14 08:00 | 2039 | 12 | 0 | 0 | 0
2039-12-14 09:00 | 2039 | 12 | 0 | 0 | 0
2039-12-14 10:00 | 2039 | 12 | 0 | 0 | 0
2039-12-14 11:00 | 2039 | 12 | 0 | 0 | 0
2039-12-14 12:00 | 2039 | 12 | 0 | 0 | 0
2039-12-14 13:00 | 2039 | 12 | 0 | 0 | 0
2039-12-14 14:00 | 2039 | 12 | 0 | 0 | 0
2039-12-14 15:00 | 2039 | 12 | 0 | 0 | 0
2039-12-14 16:00 | 2039 | 12 | 0 | 0 | 0
2039-12-14 17:00 | 2039 | 12 | 0 | 0 | 0
2039-12-14 18:00 | 2039 | 12 | 0 | 0 | 0
2039-12-14 19:00 | 2039 | 12 | 0 | 0 | 0
2039-12-14 20:00 | 2039 | 12 | 0 | 0 | 0
2039-12-14 21:00 | 2039 | 12 | 0 | 0 | 0
2039-12-14 22:00 | 2039 | 12 | 0 | 0 | 0
2039-12-14 23:00 | 2039 | 12 | 0 | 0 | 0
2039-12-15 | 2039 | 12 | 0 | 0 | 0
2039-12-15 01:00 | 2039 | 12 | 0 | 0 | 0
2039-12-15 02:00 | 2039 | 12 | 0 | 0 | 0
2039-12-15 03:00 | 2039 | 12 | 0 | 0 | 0
2039-12-15 04:00 | 2039 | 12 | 0 | 0 | 0
2039-12-15 05:00 | 2039 | 12 | 0 | 0 | 0
2039-12-15 06:00 | 2039 | 12 | 0 | 0 | 0
2039-12-15 07:00 | 2039 | 12 | 0 | 0 | 0
2039-12-15 08:00 | 2039 | 12 | 0 | 0 | 0
2039-12-15 09:00 | 2039 | 12 | 0 | 0 | 0.00078202
2039-12-15 10:00 | 2039 | 12 | 0 | 0 | 0
2039-12-15 11:00 | 2039 | 12 | 0 | 0 | 0
2039-12-15 12:00 | 2039 | 12 | 0 | 0 | 0
2039-12-15 13:00 | 2039 | 12 | 0 | 0 | 0
2039-12-15 14:00 | 2039 | 12 | 0 | 0 | 0
2039-12-15 15:00 | 2039 | 12 | 0 | 0 | 0
2039-12-15 16:00 | 2039 | 12 | 0 | 0 | 0
2039-12-15 17:00 | 2039 | 12 | 0 | 0 | 0
2039-12-15 18:00 | 2039 | 12 | 0 | 0 | 0
2039-12-15 19:00 | 2039 | 12 | 0 | 0 | 0
2039-12-15 20:00 | 2039 | 12 | 0 | 0 | 0
2039-12-15 21:00 | 2039 | 12 | 0 | 0 | 0
2039-12-15 22:00 | 2039 | 12 | 0 | 0 | 0
2039-12-15 23:00 | 2039 | 12 | 0 | 0 | 0
2039-12-16 | 2039 | 12 | 0 | 0 | 0
2039-12-16 01:00 | 2039 | 12 | 0 | 0 | 0
2039-12-16 02:00 | 2039 | 12 | 0 | 0 | 0
2039-12-16 03:00 | 2039 | 12 | 0 | 0 | 0
2039-12-16 04:00 | 2039 | 12 | 0 | 0 | 0
2039-12-16 05:00 | 2039 | 12 | 0 | 0 | 0
2039-12-16 06:00 | 2039 | 12 | 0 | 0 | 0
2039-12-16 07:00 | 2039 | 12 | 0 | 0 | 0
2039-12-16 08:00 | 2039 | 12 | 0 | 0 | 0.1096
2039-12-16 09:00 | 2039 | 12 | 0 | 0 | 0.45838
2039-12-16 10:00 | 2039 | 12 | 0 | 0 | 0.32063
2039-12-16 11:00 | 2039 | 12 | 0 | 0 | 0.24393
2039-12-16 12:00 | 2039 | 12 | 0 | 0 | 0.12322
2039-12-16 13:00 | 2039 | 12 | 0 | 0 | 0.22835
2039-12-16 14:00 | 2039 | 12 | 0 | 0 | 0.31643
2039-12-16 15:00 | 2039 | 12 | 0 | 0 | 0
2039-12-16 16:00 | 2039 | 12 | 0 | 0 | 0
2039-12-16 17:00 | 2039 | 12 | 0 | 0 | 0
2039-12-16 18:00 | 2039 | 12 | 0 | 0 | 0
2039-12-16 19:00 | 2039 | 12 | 0 | 0 | 0
2039-12-16 20:00 | 2039 | 12 | 0 | 0 | 0
2039-12-16 21:00 | 2039 | 12 | 0 | 0 | 0
2039-12-16 22:00 | 2039 | 12 | 0 | 0 | 0
2039-12-16 23:00 | 2039 | 12 | 0 | 0 | 0
2039-12-17 | 2039 | 12 | 0 | 0 | 0
2039-12-17 01:00 | 2039 | 12 | 0 | 0 | 0
2039-12-17 02:00 | 2039 | 12 | 0 | 0 | 0
2039-12-17 03:00 | 2039 | 12 | 0 | 0 | 0
2039-12-17 04:00 | 2039 | 12 | 0 | 0 | 0
2039-12-17 05:00 | 2039 | 12 | 0 | 0 | 0
2039-12-17 06:00 | 2039 | 12 | 0 | 0 | 0
2039-12-17 07:00 | 2039 | 12 | 0 | 0 | 0
2039-12-17 08:00 | 2039 | 12 | 0 | 0 | 0
2039-12-17 09:00 | 2039 | 12 | 0 | 0 | 0
2039-12-17 10:00 | 2039 | 12 | 0 | 0 | 0
2039-12-17 11:00 | 2039 | 12 | 0 | 0 | 0
2039-12-17 12:00 | 2039 | 12 | 0 | 0 | 0
2039-12-17 13:00 | 2039 | 12 | 0 | 0 | 0
2039-12-17 14:00 | 2039 | 12 | 0 | 0 | 0
2039-12-17 15:00 | 2039 | 12 | 0 | 0 | 0
2039-12-17 16:00 | 2039 | 12 | 0 | 0 | 0
2039-12-17 17:00 | 2039 | 12 | 0 | 0 | 0
2039-12-17 18:00 | 2039 | 12 | 0 | 0 | 0
2039-12-17 19:00 | 2039 | 12 | 0 | 0 | 0
2039-12-17 20:00 | 2039 | 12 | 0 | 0 | 0
2039-12-17 21:00 | 2039 | 12 | 0 | 0 | 0
2039-12-17 22:00 | 2039 | 12 | 0 | 0 | 0
2039-12-17 23:00 | 2039 | 12 | 0 | 0 | 0
2039-12-18 | 2039 | 12 | 0 | 0 | 0
2039-12-18 01:00 | 2039 | 12 | 0 | 0 | 0
2039-12-18 02:00 | 2039 | 12 | 0 | 0 | 0
2039-12-18 03:00 | 2039 | 12 | 0 | 0 | 0
2039-12-18 04:00 | 2039 | 12 | 0 | 0 | 0
2039-12-18 05:00 | 2039 | 12 | 0 | 0 | 0
2039-12-18 06:00 | 2039 | 12 | 0 | 0 | 0
2039-12-18 07:00 | 2039 | 12 | 0 | 0 | 0
2039-12-18 08:00 | 2039 | 12 | 0 | 0 | 0
2039-12-18 09:00 | 2039 | 12 | 0 | 0 | 0
2039-12-18 10:00 | 2039 | 12 | 0 | 0 | 0
2039-12-18 11:00 | 2039 | 12 | 0 | 0 | 0
2039-12-18 12:00 | 2039 | 12 | 0 | 0 | 0
2039-12-18 13:00 | 2039 | 12 | 0 | 0 | 0
2039-12-18 14:00 | 2039 | 12 | 0 | 0 | 0
2039-12-18 15:00 | 2039 | 12 | 0 | 0 | 0
2039-12-18 16:00 | 2039 | 12 | 0 | 0 | 0
2039-12-18 17:00 | 2039 | 12 | 0 | 0 | 0
2039-12-18 18:00 | 2039 | 12 | 0 | 0 | 0
2039-12-18 19:00 | 2039 | 12 | 0 | 0 | 0
2039-12-18 20:00 | 2039 | 12 | 0 | 0 | 0
2039-12-18 21:00 | 2039 | 12 | 0 | 0 | 0
2039-12-18 22:00 | 2039 | 12 | 0 | 0 | 0
2039-12-18 23:00 | 2039 | 12 | 0 | 0 | 0
2039-12-19 | 2039 | 12 | 0 | 0 | 0
2039-12-19 01:00 | 2039 | 12 | 0 | 0 | 0
2039-12-19 02:00 | 2039 | 12 | 0 | 0 | 0
2039-12-19 03:00 | 2039 | 12 | 0 | 0 | 0
2039-12-19 04:00 | 2039 | 12 | 0 | 0 | 0
2039-12-19 05:00 | 2039 | 12 | 0 | 0 | 0
2039-12-19 06:00 | 2039 | 12 | 0 | 0 | 0
2039-12-19 07:00 | 2039 | 12 | 0 | 0 | 0
2039-12-19 08:00 | 2039 | 12 | 0 | 0 | 0
2039-12-19 09:00 | 2039 | 12 | 0 | 0 | 0
2039-12-19 10:00 | 2039 | 12 | 0 | 0 | 0
2039-12-19 11:00 | 2039 | 12 | 0 | 0 | 0
2039-12-19 12:00 | 2039 | 12 | 0 | 0 | 0
2039-12-19 13:00 | 2039 | 12 | 0 | 0 | 0
2039-12-19 14:00 | 2039 | 12 | 0 | 0 | 0
2039-12-19 15:00 | 2039 | 12 | 0 | 0 | 0
2039-12-19 16:00 | 2039 | 12 | 0 | 0 | 0
2039-12-19 17:00 | 2039 | 12 | 0 | 0 | 0
2039-12-19 18:00 | 2039 | 12 | 0 | 0 | 0
2039-12-19 19:00 | 2039 | 12 | 0 | 0 | 0
2039-12-19 20:00 | 2039 | 12 | 0 | 0 | 0
2039-12-19 21:00 | 2039 | 12 | 0 | 0 | 0
2039-12-19 22:00 | 2039 | 12 | 0 | 0 | 0
2039-12-19 23:00 | 2039 | 12 | 0 | 0 | 0
2039-12-20 | 2039 | 12 | 0 | 0 | 0
2039-12-20 01:00 | 2039 | 12 | 0 | 0 | 0
2039-12-20 02:00 | 2039 | 12 | 0 | 0 | 0
2039-12-20 03:00 | 2039 | 12 | 0 | 0 | 0
2039-12-20 04:00 | 2039 | 12 | 0 | 0 | 0
2039-12-20 05:00 | 2039 | 12 | 0 | 0 | 0
2039-12-20 06:00 | 2039 | 12 | 0 | 0 | 0
2039-12-20 07:00 | 2039 | 12 | 0 | 0 | 0
2039-12-20 08:00 | 2039 | 12 | 0 | 0 | 0
2039-12-20 09:00 | 2039 | 12 | 0 | 0 | 0
2039-12-20 10:00 | 2039 | 12 | 0 | 0 | 0
2039-12-20 11:00 | 2039 | 12 | 0 | 0 | 0
2039-12-20 12:00 | 2039 | 12 | 0 | 0 | 0
2039-12-20 13:00 | 2039 | 12 | 0 | 0 | 0
2039-12-20 14:00 | 2039 | 12 | 0 | 0 | 0
2039-12-20 15:00 | 2039 | 12 | 0 | 0 | 0
2039-12-20 16:00 | 2039 | 12 | 0 | 0 | 0
2039-12-20 17:00 | 2039 | 12 | 0 | 0 | 0
2039-12-20 18:00 | 2039 | 12 | 0 | 0 | 0
2039-12-20 19:00 | 2039 | 12 | 0 | 0 | 0
2039-12-20 20:00 | 2039 | 12 | 0 | 0 | 0
2039-12-20 21:00 | 2039 | 12 | 0 | 0 | 0
2039-12-20 22:00 | 2039 | 12 | 0 | 0 | 0
2039-12-20 23:00 | 2039 | 12 | 0 | 0 | 0
2039-12-21 | 2039 | 12 | 0 | 0 | 0
2039-12-21 01:00 | 2039 | 12 | 0 | 0 | 0
2039-12-21 02:00 | 2039 | 12 | 0 | 0 | 0
2039-12-21 03:00 | 2039 | 12 | 0 | 0 | 0
2039-12-21 04:00 | 2039 | 12 | 0 | 0 | 0
2039-12-21 05:00 | 2039 | 12 | 0 | 0 | 0
2039-12-21 06:00 | 2039 | 12 | 0 | 0 | 0
2039-12-21 07:00 | 2039 | 12 | 0 | 0 | 0
2039-12-21 08:00 | 2039 | 12 | 0 | 0 | 0
2039-12-21 09:00 | 2039 | 12 | 0 | 0 | 0
2039-12-21 10:00 | 2039 | 12 | 0 | 0 | 0
2039-12-21 11:00 | 2039 | 12 | 0 | 0 | 0
2039-12-21 12:00 | 2039 | 12 | 0 | 0 | 0
2039-12-21 13:00 | 2039 | 12 | 0 | 0 | 0
2039-12-21 14:00 | 2039 | 12 | 0 | 0 | 0
2039-12-21 15:00 | 2039 | 12 | 0 | 0 | 0
2039-12-21 16:00 | 2039 | 12 | 0 | 0 | 0
2039-12-21 17:00 | 2039 | 12 | 0 | 0 | 0
2039-12-21 18:00 | 2039 | 12 | 0 | 0 | 0
2039-12-21 19:00 | 2039 | 12 | 0 | 0 | 0
2039-12-21 20:00 | 2039 | 12 | 0 | 0 | 0
2039-12-21 21:00 | 2039 | 12 | 0 | 0 | 0
2039-12-21 22:00 | 2039 | 12 | 0 | 0 | 0
2039-12-21 23:00 | 2039 | 12 | 0 | 0 | 0
2039-12-22 | 2039 | 12 | 0 | 0 | 0
2039-12-22 01:00 | 2039 | 12 | 0 | 0 | 0
2039-12-22 02:00 | 2039 | 12 | 0 | 0 | 0
2039-12-22 03:00 | 2039 | 12 | 0 | 0 | 0
2039-12-22 04:00 | 2039 | 12 | 0 | 0 | 0
2039-12-22 05:00 | 2039 | 12 | 0 | 0 | 0
2039-12-22 06:00 | 2039 | 12 | 0 | 0 | 0
2039-12-22 07:00 | 2039 | 12 | 0 | 0 | 0
2039-12-22 08:00 | 2039 | 12 | 0 | 0 | 0
2039-12-22 09:00 | 2039 | 12 | 0 | 0 | 0
2039-12-22 10:00 | 2039 | 12 | 0 | 0 | 0
2039-12-22 11:00 | 2039 | 12 | 0 | 0 | 0
2039-12-22 12:00 | 2039 | 12 | 0 | 0 | 0
2039-12-22 13:00 | 2039 | 12 | 0 | 0 | 0
2039-12-22 14:00 | 2039 | 12 | 0 | 0 | 0
2039-12-22 15:00 | 2039 | 12 | 0 | 0 | 0
2039-12-22 16:00 | 2039 | 12 | 0 | 0 | 0
2039-12-22 17:00 | 2039 | 12 | 0 | 0 | 0
2039-12-22 18:00 | 2039 | 12 | 0 | 0 | 0
2039-12-22 19:00 | 2039 | 12 | 0 | 0 | 0
2039-12-22 20:00 | 2039 | 12 | 0 | 0 | 0
2039-12-22 21:00 | 2039 | 12 | 0 | 0 | 0
2039-12-22 22:00 | 2039 | 12 | 0 | 0 | 0
2039-12-22 23:00 | 2039 | 12 | 0 | 0 | 0
2039-12-23 | 2039 | 12 | 0 | 0 | 0
2039-12-23 01:00 | 2039 | 12 | 0 | 0 | 0
2039-12-23 02:00 | 2039 | 12 | 0 | 0 | 0
2039-12-23 03:00 | 2039 | 12 | 0 | 0 | 0
2039-12-23 04:00 | 2039 | 12 | 0 | 0 | 0
2039-12-23 05:00 | 2039 | 12 | 0 | 0 | 0
2039-12-23 06:00 | 2039 | 12 | 0 | 0 | 0
2039-12-23 07:00 | 2039 | 12 | 0 | 0 | 0
2039-12-23 08:00 | 2039 | 12 | 0 | 0 | 0
2039-12-23 09:00 | 2039 | 12 | 0 | 0 | 0
2039-12-23 10:00 | 2039 | 12 | 0 | 0 | 0
2039-12-23 11:00 | 2039 | 12 | 0 | 0 | 0
2039-12-23 12:00 | 2039 | 12 | 0 | 0 | 0
2039-12-23 13:00 | 2039 | 12 | 0 | 0 | 0
2039-12-23 14:00 | 2039 | 12 | 0 | 0 | 0
2039-12-23 15:00 | 2039 | 12 | 0 | 0 | 0
2039-12-23 16:00 | 2039 | 12 | 0 | 0 | 0
2039-12-23 17:00 | 2039 | 12 | 0 | 0 | 0
2039-12-23 18:00 | 2039 | 12 | 0 | 0 | 0
2039-12-23 19:00 | 2039 | 12 | 0 | 0 | 0
2039-12-23 20:00 | 2039 | 12 | 0 | 0 | 0
2039-12-23 21:00 | 2039 | 12 | 0 | 0 | 0
2039-12-23 22:00 | 2039 | 12 | 0 | 0 | 0
2039-12-23 23:00 | 2039 | 12 | 0 | 0 | 0
2039-12-24 | 2039 | 12 | 0 | 0 | 0
2039-12-24 01:00 | 2039 | 12 | 0 | 0 | 0
2039-12-24 02:00 | 2039 | 12 | 0 | 0 | 0
2039-12-24 03:00 | 2039 | 12 | 0 | 0 | 0
2039-12-24 04:00 | 2039 | 12 | 0 | 0 | 0
2039-12-24 05:00 | 2039 | 12 | 0 | 0 | 0
2039-12-24 06:00 | 2039 | 12 | 0 | 0 | 0
2039-12-24 07:00 | 2039 | 12 | 0 | 0 | 0
2039-12-24 08:00 | 2039 | 12 | 0 | 0 | 0
2039-12-24 09:00 | 2039 | 12 | 0 | 0 | 0
2039-12-24 10:00 | 2039 | 12 | 0 | 0 | 0
2039-12-24 11:00 | 2039 | 12 | 0 | 0 | 0
2039-12-24 12:00 | 2039 | 12 | 0 | 0 | 0
2039-12-24 13:00 | 2039 | 12 | 0 | 0 | 0
2039-12-24 14:00 | 2039 | 12 | 0 | 0 | 0
2039-12-24 15:00 | 2039 | 12 | 0 | 0 | 0
2039-12-24 16:00 | 2039 | 12 | 0 | 0 | 0
2039-12-24 17:00 | 2039 | 12 | 0 | 0 | 0
2039-12-24 18:00 | 2039 | 12 | 0 | 0 | 0
2039-12-24 19:00 | 2039 | 12 | 0 | 0 | 0
2039-12-24 20:00 | 2039 | 12 | 0 | 0 | 0
2039-12-24 21:00 | 2039 | 12 | 0 | 0 | 0
2039-12-24 22:00 | 2039 | 12 | 0 | 0 | 0
2039-12-24 23:00 | 2039 | 12 | 0 | 0 | 0
2039-12-25 | 2039 | 12 | 0 | 0 | 0
2039-12-25 01:00 | 2039 | 12 | 0 | 0 | 0
2039-12-25 02:00 | 2039 | 12 | 0 | 0 | 0
2039-12-25 03:00 | 2039 | 12 | 0 | 0 | 0
2039-12-25 04:00 | 2039 | 12 | 0 | 0 | 0
2039-12-25 05:00 | 2039 | 12 | 0 | 0 | 0
2039-12-25 06:00 | 2039 | 12 | 0 | 0 | 0
2039-12-25 07:00 | 2039 | 12 | 0 | 0 | 0
2039-12-25 08:00 | 2039 | 12 | 0 | 0 | 0
2039-12-25 09:00 | 2039 | 12 | 0 | 0 | 0
2039-12-25 10:00 | 2039 | 12 | 0 | 0 | 0
2039-12-25 11:00 | 2039 | 12 | 0 | 0 | 0
2039-12-25 12:00 | 2039 | 12 | 0 | 0 | 0
2039-12-25 13:00 | 2039 | 12 | 0 | 0 | 0
2039-12-25 14:00 | 2039 | 12 | 0 | 0 | 0
2039-12-25 15:00 | 2039 | 12 | 0 | 0 | 0
2039-12-25 16:00 | 2039 | 12 | 0 | 0 | 0
2039-12-25 17:00 | 2039 | 12 | 0 | 0 | 0
2039-12-25 18:00 | 2039 | 12 | 0 | 0 | 0
2039-12-25 19:00 | 2039 | 12 | 0 | 0 | 0
2039-12-25 20:00 | 2039 | 12 | 0 | 0 | 0
2039-12-25 21:00 | 2039 | 12 | 0 | 0 | 0
2039-12-25 22:00 | 2039 | 12 | 0 | 0 | 0
2039-12-25 23:00 | 2039 | 12 | 0 | 0 | 0
2039-12-26 | 2039 | 12 | 0 | 0 | 0
2039-12-26 01:00 | 2039 | 12 | 0 | 0 | 0
2039-12-26 02:00 | 2039 | 12 | 0 | 0 | 0
2039-12-26 03:00 | 2039 | 12 | 0 | 0 | 0
2039-12-26 04:00 | 2039 | 12 | 0 | 0 | 0
2039-12-26 05:00 | 2039 | 12 | 0 | 0 | 0
2039-12-26 06:00 | 2039 | 12 | 0 | 0 | 0
2039-12-26 07:00 | 2039 | 12 | 0 | 0 | 0
2039-12-26 08:00 | 2039 | 12 | 0 | 0 | 0
2039-12-26 09:00 | 2039 | 12 | 0 | 0 | 0
2039-12-26 10:00 | 2039 | 12 | 0 | 0 | 0
2039-12-26 11:00 | 2039 | 12 | 0 | 0 | 0
2039-12-26 12:00 | 2039 | 12 | 0 | 0 | 0
2039-12-26 13:00 | 2039 | 12 | 0 | 0 | 0
2039-12-26 14:00 | 2039 | 12 | 0 | 0 | 0
2039-12-26 15:00 | 2039 | 12 | 0 | 0 | 0
2039-12-26 16:00 | 2039 | 12 | 0 | 0 | 0
2039-12-26 17:00 | 2039 | 12 | 0 | 0 | 0
2039-12-26 18:00 | 2039 | 12 | 0 | 0 | 0
2039-12-26 19:00 | 2039 | 12 | 0 | 0 | 0
2039-12-26 20:00 | 2039 | 12 | 0 | 0 | 0
2039-12-26 21:00 | 2039 | 12 | 0 | 0 | 0
2039-12-26 22:00 | 2039 | 12 | 0 | 0 | 0
2039-12-26 23:00 | 2039 | 12 | 0 | 0 | 0
2039-12-27 | 2039 | 12 | 0 | 0 | 0
2039-12-27 01:00 | 2039 | 12 | 0 | 0 | 0
2039-12-27 02:00 | 2039 | 12 | 0 | 0 | 0
2039-12-27 03:00 | 2039 | 12 | 0 | 0 | 0
2039-12-27 04:00 | 2039 | 12 | 0 | 0 | 0
2039-12-27 05:00 | 2039 | 12 | 0 | 0 | 0
2039-12-27 06:00 | 2039 | 12 | 0 | 0 | 0
2039-12-27 07:00 | 2039 | 12 | 0 | 0 | 0
2039-12-27 08:00 | 2039 | 12 | 0 | 0 | 0
2039-12-27 09:00 | 2039 | 12 | 0 | 0 | 0
2039-12-27 10:00 | 2039 | 12 | 0 | 0 | 0
2039-12-27 11:00 | 2039 | 12 | 0 | 0 | 0
2039-12-27 12:00 | 2039 | 12 | 0 | 0 | 0
2039-12-27 13:00 | 2039 | 12 | 0 | 0 | 0
2039-12-27 14:00 | 2039 | 12 | 0 | 0 | 0
2039-12-27 15:00 | 2039 | 12 | 0 | 0 | 0
2039-12-27 16:00 | 2039 | 12 | 0 | 0 | 0
2039-12-27 17:00 | 2039 | 12 | 0 | 0 | 0
2039-12-27 18:00 | 2039 | 12 | 0 | 0 | 0
2039-12-27 19:00 | 2039 | 12 | 0 | 0 | 0
2039-12-27 20:00 | 2039 | 12 | 0 | 0 | 0
2039-12-27 21:00 | 2039 | 12 | 0 | 0 | 0
2039-12-27 22:00 | 2039 | 12 | 0 | 0 | 0
2039-12-27 23:00 | 2039 | 12 | 0 | 0 | 0
2039-12-28 | 2039 | 12 | 0 | 0 | 0
2039-12-28 01:00 | 2039 | 12 | 0 | 0 | 0
2039-12-28 02:00 | 2039 | 12 | 0 | 0 | 0
2039-12-28 03:00 | 2039 | 12 | 0 | 0 | 0
2039-12-28 04:00 | 2039 | 12 | 0 | 0 | 0
2039-12-28 05:00 | 2039 | 12 | 0 | 0 | 0
2039-12-28 06:00 | 2039 | 12 | 0 | 0 | 0
2039-12-28 07:00 | 2039 | 12 | 0 | 0 | 0
2039-12-28 08:00 | 2039 | 12 | 0 | 0 | 0
2039-12-28 09:00 | 2039 | 12 | 0 | 0 | 0
2039-12-28 10:00 | 2039 | 12 | 0 | 0 | 0
2039-12-28 11:00 | 2039 | 12 | 0 | 0 | 0
2039-12-28 12:00 | 2039 | 12 | 0 | 0 | 0
2039-12-28 13:00 | 2039 | 12 | 0 | 0 | 0
2039-12-28 14:00 | 2039 | 12 | 0 | 0 | 0
2039-12-28 15:00 | 2039 | 12 | 0 | 0 | 0
2039-12-28 16:00 | 2039 | 12 | 0 | 0 | 0
2039-12-28 17:00 | 2039 | 12 | 0 | 0 | 0
2039-12-28 18:00 | 2039 | 12 | 0 | 0 | 0
2039-12-28 19:00 | 2039 | 12 | 0 | 0 | 0
2039-12-28 20:00 | 2039 | 12 | 0 | 0 | 0
2039-12-28 21:00 | 2039 | 12 | 0 | 0 | 0
2039-12-28 22:00 | 2039 | 12 | 0 | 0 | 0
2039-12-28 23:00 | 2039 | 12 | 0 | 0 | 0
2039-12-29 | 2039 | 12 | 0 | 0 | 0
2039-12-29 01:00 | 2039 | 12 | 0 | 0 | 0
2039-12-29 02:00 | 2039 | 12 | 0 | 0 | 0
2039-12-29 03:00 | 2039 | 12 | 0 | 0 | 0
2039-12-29 04:00 | 2039 | 12 | 0 | 0 | 0
2039-12-29 05:00 | 2039 | 12 | 0 | 0 | 0
2039-12-29 06:00 | 2039 | 12 | 0 | 0 | 0
2039-12-29 07:00 | 2039 | 12 | 0 | 0 | 0
2039-12-29 08:00 | 2039 | 12 | 0 | 0 | 0
2039-12-29 09:00 | 2039 | 12 | 0 | 0 | 0
2039-12-29 10:00 | 2039 | 12 | 0 | 0 | 0
2039-12-29 11:00 | 2039 | 12 | 0 | 0 | 0
2039-12-29 12:00 | 2039 | 12 | 0 | 0 | 0
2039-12-29 13:00 | 2039 | 12 | 0 | 0 | 0
2039-12-29 14:00 | 2039 | 12 | 0 | 0 | 0
2039-12-29 15:00 | 2039 | 12 | 0 | 0 | 0
2039-12-29 16:00 | 2039 | 12 | 0 | 0 | 0
2039-12-29 17:00 | 2039 | 12 | 0 | 0 | 0
2039-12-29 18:00 | 2039 | 12 | 0 | 0 | 0
2039-12-29 19:00 | 2039 | 12 | 0 | 0 | 0
2039-12-29 20:00 | 2039 | 12 | 0 | 0 | 0
2039-12-29 21:00 | 2039 | 12 | 0 | 0 | 0
2039-12-29 22:00 | 2039 | 12 | 0 | 0 | 0
2039-12-29 23:00 | 2039 | 12 | 0 | 0 | 0
2039-12-30 | 2039 | 12 | 0 | 0 | 0
2039-12-30 01:00 | 2039 | 12 | 0 | 0 | 0
2039-12-30 02:00 | 2039 | 12 | 0 | 0 | 0
2039-12-30 03:00 | 2039 | 12 | 0 | 0 | 0
2039-12-30 04:00 | 2039 | 12 | 0 | 0 | 0
2039-12-30 05:00 | 2039 | 12 | 0 | 0 | 0
2039-12-30 06:00 | 2039 | 12 | 0 | 0 | 0
2039-12-30 07:00 | 2039 | 12 | 0 | 0 | 0
2039-12-30 08:00 | 2039 | 12 | 0 | 0 | 0
2039-12-30 09:00 | 2039 | 12 | 0 | 0 | 0
2039-12-30 10:00 | 2039 | 12 | 0 | 0 | 0
2039-12-30 11:00 | 2039 | 12 | 0 | 0 | 0
2039-12-30 12:00 | 2039 | 12 | 0 | 0 | 0
2039-12-30 13:00 | 2039 | 12 | 0 | 0 | 0
2039-12-30 14:00 | 2039 | 12 | 0 | 0 | 0
2039-12-30 15:00 | 2039 | 12 | 0 | 0 | 0
2039-12-30 16:00 | 2039 | 12 | 0 | 0 | 0
2039-12-30 17:00 | 2039 | 12 | 0 | 0 | 0
2039-12-30 18:00 | 2039 | 12 | 0 | 0 | 0
2039-12-30 19:00 | 2039 | 12 | 0 | 0 | 0
2039-12-30 20:00 | 2039 | 12 | 0 | 0 | 0
2039-12-30 21:00 | 2039 | 12 | 0 | 0 | 0
2039-12-30 22:00 | 2039 | 12 | 0 | 0 | 0
2039-12-30 23:00 | 2039 | 12 | 0 | 0 | 0
2039-12-31 | 2039 | 12 | 0 | 0 | 0
2039-12-31 01:00 | 2039 | 12 | 0 | 0 | 0
2039-12-31 02:00 | 2039 | 12 | 0 | 0 | 0
2039-12-31 03:00 | 2039 | 12 | 0 | 0 | 0
2039-12-31 04:00 | 2039 | 12 | 0 | 0 | 0
2039-12-31 05:00 | 2039 | 12 | 0 | 0 | 0
2039-12-31 06:00 | 2039 | 12 | 0 | 0 | 0
2039-12-31 07:00 | 2039 | 12 | 0 | 0 | 0
2039-12-31 08:00 | 2039 | 12 | 0 | 0 | 0
2039-12-31 09:00 | 2039 | 12 | 0 | 0 | 0
2039-12-31 10:00 | 2039 | 12 | 0 | 0 | 0
2039-12-31 11:00 | 2039 | 12 | 0 | 0 | 0
2039-12-31 12:00 | 2039 | 12 | 0 | 0 | 0
2039-12-31 13:00 | 2039 | 12 | 0 | 0 | 0
2039-12-31 14:00 | 2039 | 12 | 0 | 0 | 0
2039-12-31 15:00 | 2039 | 12 | 0 | 0 | 0
2039-12-31 16:00 | 2039 | 12 | 0 | 0 | 0
2039-12-31 17:00 | 2039 | 12 | 0 | 0 | 0
2039-12-31 18:00 | 2039 | 12 | 0 | 0 | 0
2039-12-31 19:00 | 2039 | 12 | 0 | 0 | 0
2039-12-31 20:00 | 2039 | 12 | 0 | 0 | 0
2039-12-31 21:00 | 2039 | 12 | 0 | 0 | 0
2039-12-31 22:00 | 2039 | 12 | 0 | 0 | 0
2039-12-31 23:00 | 2039 | 12 | 0 | 0 | 0
2040-01-01 | 2040 | 1 | 0 | 0 | 0
2040-01-01 01:00 | 2040 | 1 | 0 | 0 | 0
2040-01-01 02:00 | 2040 | 1 | 0 | 0 | 0
2040-01-01 03:00 | 2040 | 1 | 0 | 0 | 0
2040-01-01 04:00 | 2040 | 1 | 0 | 0 | 0
2040-01-01 05:00 | 2040 | 1 | 0 | 0 | 0
2040-01-01 06:00 | 2040 | 1 | 0 | 0 | 0
2040-01-01 07:00 | 2040 | 1 | 0 | 0 | 0
2040-01-01 08:00 | 2040 | 1 | 0 | 0 | 0
2040-01-01 09:00 | 2040 | 1 | 0 | 0 | 0
2040-01-01 10:00 | 2040 | 1 | 0 | 0 | 0
2040-01-01 11:00 | 2040 | 1 | 0 | 0 | 0
2040-01-01 12:00 | 2040 | 1 | 0 | 0 | 0
2040-01-01 13:00 | 2040 | 1 | 0 | 0 | 0
2040-01-01 14:00 | 2040 | 1 | 0 | 0 | 0
2040-01-01 15:00 | 2040 | 1 | 0 | 0 | 0
2040-01-01 16:00 | 2040 | 1 | 0 | 0 | 0
2040-01-01 17:00 | 2040 | 1 | 0 | 0 | 0
2040-01-01 18:00 | 2040 | 1 | 0 | 0 | 0
2040-01-01 19:00 | 2040 | 1 | 0 | 0 | 0
2040-01-01 20:00 | 2040 | 1 | 0 | 0 | 0
2040-01-01 21:00 | 2040 | 1 | 0 | 0 | 0
2040-01-01 22:00 | 2040 | 1 | 0 | 0 | 0
2040-01-01 23:00 | 2040 | 1 | 0 | 0 | 0
2040-01-02 | 2040 | 1 | 0 | 0 | 0
2040-01-02 01:00 | 2040 | 1 | 0 | 0 | 0
2040-01-02 02:00 | 2040 | 1 | 0 | 0 | 0
2040-01-02 03:00 | 2040 | 1 | 0 | 0 | 0
2040-01-02 04:00 | 2040 | 1 | 0 | 0 | 0
2040-01-02 05:00 | 2040 | 1 | 0 | 0 | 0
2040-01-02 06:00 | 2040 | 1 | 0 | 0 | 0
2040-01-02 07:00 | 2040 | 1 | 0 | 0 | 0
2040-01-02 08:00 | 2040 | 1 | 0 | 0 | 0.13944
2040-01-02 09:00 | 2040 | 1 | 0 | 0 | 0.20896
2040-01-02 10:00 | 2040 | 1 | 0 | 0 | 0.083398
2040-01-02 11:00 | 2040 | 1 | 0.19552 | 0 | 0.20812
2040-01-02 12:00 | 2040 | 1 | 0.012566 | 0 | 0
2040-01-02 13:00 | 2040 | 1 | 0.49593 | 0 | 0.38943
2040-01-02 14:00 | 2040 | 1 | 0.27358 | 0 | 0.47365
2040-01-02 15:00 | 2040 | 1 | 0 | 0 | 0
2040-01-02 16:00 | 2040 | 1 | 0 | 0 | 0
2040-01-02 17:00 | 2040 | 1 | 0 | 0 | 0
2040-01-02 18:00 | 2040 | 1 | 0.2494 | 0 | 0.28837
2040-01-02 19:00 | 2040 | 1 | 0.28494 | 0 | 0.50922
2040-01-02 20:00 | 2040 | 1 | 0.43813 | 0 | 0.55074
2040-01-02 21:00 | 2040 | 1 | 0.35272 | 0 | 0.57521
2040-01-02 22:00 | 2040 | 1 | 0.25695 | 0 | 0.4357
2040-01-02 23:00 | 2040 | 1 | 0.37754 | 0 | 0.64397
2040-01-03 | 2040 | 1 | 0.020302 | 0 | 0.37779
2040-01-03 01:00 | 2040 | 1 | 0.25852 | 0 | 0.48331
2040-01-03 02:00 | 2040 | 1 | 0.13715 | 0 | 0.39027
2040-01-03 03:00 | 2040 | 1 | 0 | 0 | 0.12125
2040-01-03 04:00 | 2040 | 1 | 0 | 0 | 0
2040-01-03 05:00 | 2040 | 1 | 0 | 0 | 0
2040-01-03 06:00 | 2040 | 1 | 0 | 0 | 0
2040-01-03 07:00 | 2040 | 1 | 0 | 0 | 0.095403
2040-01-03 08:00 | 2040 | 1 | 0.015488 | 0 | 0.93902
2040-01-03 09:00 | 2040 | 1 | 0.20639 | 0 | 1.0888
2040-01-03 10:00 | 2040 | 1 | 0 | 0 | 0.72396
2040-01-03 11:00 | 2040 | 1 | 0 | 0 | 0.71598
2040-01-03 12:00 | 2040 | 1 | 0 | 0 | 0.5059
2040-01-03 13:00 | 2040 | 1 | 0.1006 | 0 | 0.86758
2040-01-03 14:00 | 2040 | 1 | 0.12156 | 0 | 1.0448
2040-01-03 15:00 | 2040 | 1 | 0 | 0 | 0.30333
2040-01-03 16:00 | 2040 | 1 | 0 | 0 | 0
2040-01-03 17:00 | 2040 | 1 | 0 | 0 | 0.16635
2040-01-03 18:00 | 2040 | 1 | 0 | 0 | 0.54136
2040-01-03 19:00 | 2040 | 1 | 0 | 0 | 0.82234
2040-01-03 20:00 | 2040 | 1 | 0 | 0 | 0.68148
2040-01-03 21:00 | 2040 | 1 | 0 | 0 | 0.7518
2040-01-03 22:00 | 2040 | 1 | 0 | 0 | 0.68023
2040-01-03 23:00 | 2040 | 1 | 0 | 0 | 0.72344
2040-01-04 | 2040 | 1 | 0 | 0 | 0.58548
2040-01-04 01:00 | 2040 | 1 | 0 | 0 | 0.38359
2040-01-04 02:00 | 2040 | 1 | 0 | 0 | 0.31767
2040-01-04 03:00 | 2040 | 1 | 0 | 0 | 0.0223
2040-01-04 04:00 | 2040 | 1 | 0 | 0 | 0
2040-01-04 05:00 | 2040 | 1 | 0 | 0 | 0
2040-01-04 06:00 | 2040 | 1 | 0 | 0 | 0
2040-01-04 07:00 | 2040 | 1 | 0 | 0 | 0
2040-01-04 08:00 | 2040 | 1 | 0 | 0 | 0.64464
2040-01-04 09:00 | 2040 | 1 | 0 | 0 | 0.73044
2040-01-04 10:00 | 2040 | 1 | 0 | 0 | 0.51308
2040-01-04 11:00 | 2040 | 1 | 0 | 0 | 0.63809
2040-01-04 12:00 | 2040 | 1 | 0 | 0 | 0.51053
2040-01-04 13:00 | 2040 | 1 | 0 | 0 | 0.73594
2040-01-04 14:00 | 2040 | 1 | 0 | 0 | 0.69342
2040-01-04 15:00 | 2040 | 1 | 0 | 0 | 0
2040-01-04 16:00 | 2040 | 1 | 0 | 0 | 0
2040-01-04 17:00 | 2040 | 1 | 0 | 0 | 0
2040-01-04 18:00 | 2040 | 1 | 0 | 0 | 0.050167
2040-01-04 19:00 | 2040 | 1 | 0 | 0 | 0.26683
2040-01-04 20:00 | 2040 | 1 | 0 | 0 | 0.26032
2040-01-04 21:00 | 2040 | 1 | 0 | 0 | 0.34509
2040-01-04 22:00 | 2040 | 1 | 0 | 0 | 0.23421
2040-01-04 23:00 | 2040 | 1 | 0 | 0 | 0.43527
2040-01-05 | 2040 | 1 | 0 | 0 | 0.53666
2040-01-05 01:00 | 2040 | 1 | 0 | 0 | 0.63652
2040-01-05 02:00 | 2040 | 1 | 0 | 0 | 0.56003
2040-01-05 03:00 | 2040 | 1 | 0 | 0 | 0.26028
2040-01-05 04:00 | 2040 | 1 | 0 | 0 | 0
2040-01-05 05:00 | 2040 | 1 | 0 | 0 | 0
2040-01-05 06:00 | 2040 | 1 | 0 | 0 | 0
2040-01-05 07:00 | 2040 | 1 | 0 | 0 | 0.13684
2040-01-05 08:00 | 2040 | 1 | 0.22568 | 0 | 0.95151
2040-01-05 09:00 | 2040 | 1 | 0.30076 | 0 | 1.2
2040-01-05 10:00 | 2040 | 1 | 0.11275 | 0 | 0.93192
2040-01-05 11:00 | 2040 | 1 | 0.24107 | 0 | 0.70619
2040-01-05 12:00 | 2040 | 1 | 0.36215 | 0 | 0.51862
2040-01-05 13:00 | 2040 | 1 | 0.54471 | 0 | 0.6696
2040-01-05 14:00 | 2040 | 1 | 0.34338 | 0 | 0.74192
2040-01-05 15:00 | 2040 | 1 | 0 | 0 | 0.15584
2040-01-05 16:00 | 2040 | 1 | 0 | 0 | 0
2040-01-05 17:00 | 2040 | 1 | 0 | 0 | 0
2040-01-05 18:00 | 2040 | 1 | 0.1573 | 0 | 0
2040-01-05 19:00 | 2040 | 1 | 0.42869 | 0 | 0.15589
2040-01-05 20:00 | 2040 | 1 | 0.27335 | 0 | 0.022014
2040-01-05 21:00 | 2040 | 1 | 0.34408 | 0 | 0.099745
2040-01-05 22:00 | 2040 | 1 | 0.29386 | 0 | 0.051393
2040-01-05 23:00 | 2040 | 1 | 0.43155 | 0 | 0.081458
2040-01-06 | 2040 | 1 | 0.33745 | 0 | 0.087909
2040-01-06 01:00 | 2040 | 1 | 0.16986 | 0 | 0
2040-01-06 02:00 | 2040 | 1 | 0.048584 | 0 | 0
2040-01-06 03:00 | 2040 | 1 | 0 | 0 | 0
2040-01-06 04:00 | 2040 | 1 | 0 | 0 | 0
2040-01-06 05:00 | 2040 | 1 | 0 | 0 | 0
2040-01-06 06:00 | 2040 | 1 | 0 | 0 | 0
2040-01-06 07:00 | 2040 | 1 | 0 | 0 | 0
2040-01-06 08:00 | 2040 | 1 | 0.38531 | 0.17783 | 0.27313
2040-01-06 09:00 | 2040 | 1 | 0.48903 | 0.35009 | 0.39067
2040-01-06 10:00 | 2040 | 1 | 0.20702 | 0.039059 | 0.4031
2040-01-06 11:00 | 2040 | 1 | 0.2449 | 0.08099 | 0.37078
2040-01-06 12:00 | 2040 | 1 | 0.057195 | 0 | 0.054455
2040-01-06 13:00 | 2040 | 1 | 0.28054 | 0.29806 | 0.38223
2040-01-06 14:00 | 2040 | 1 | 0.34677 | 0.42929 | 0.43253
2040-01-06 15:00 | 2040 | 1 | 0 | 0 | 0
2040-01-06 16:00 | 2040 | 1 | 0 | 0 | 0
2040-01-06 17:00 | 2040 | 1 | 0 | 0 | 0
2040-01-06 18:00 | 2040 | 1 | 0 | 0 | 0
2040-01-06 19:00 | 2040 | 1 | 0.068325 | 0 | 0
2040-01-06 20:00 | 2040 | 1 | 0 | 0 | 0
2040-01-06 21:00 | 2040 | 1 | 0 | 0 | 0
2040-01-06 22:00 | 2040 | 1 | 0 | 0 | 0
2040-01-06 23:00 | 2040 | 1 | 0.022732 | 0 | 0
2040-01-07 | 2040 | 1 | 0 | 0 | 0
2040-01-07 01:00 | 2040 | 1 | 0 | 0 | 0
2040-01-07 02:00 | 2040 | 1 | 0 | 0 | 0
2040-01-07 03:00 | 2040 | 1 | 0 | 0 | 0
2040-01-07 04:00 | 2040 | 1 | 0 | 0 | 0
2040-01-07 05:00 | 2040 | 1 | 0 | 0 | 0
2040-01-07 06:00 | 2040 | 1 | 0 | 0 | 0
2040-01-07 07:00 | 2040 | 1 | 0 | 0 | 0
2040-01-07 08:00 | 2040 | 1 | 0 | 0.1126 | 0
2040-01-07 09:00 | 2040 | 1 | 0 | 0.080634 | 0
2040-01-07 10:00 | 2040 | 1 | 0.18169 | 0.20672 | 0
2040-01-07 11:00 | 2040 | 1 | 0.31819 | 0.18336 | 0.12705
2040-01-07 12:00 | 2040 | 1 | 0.078386 | 0 | 0.12455
2040-01-07 13:00 | 2040 | 1 | 0.3886 | 0.12777 | 0.16494
2040-01-07 14:00 | 2040 | 1 | 0.36299 | 0.27765 | 0.074916
2040-01-07 15:00 | 2040 | 1 | 0 | 0 | 0
2040-01-07 16:00 | 2040 | 1 | 0 | 0 | 0
2040-01-07 17:00 | 2040 | 1 | 0 | 0 | 0
2040-01-07 18:00 | 2040 | 1 | 0 | 0 | 0
2040-01-07 19:00 | 2040 | 1 | 0 | 0 | 0
2040-01-07 20:00 | 2040 | 1 | 0 | 0 | 0
2040-01-07 21:00 | 2040 | 1 | 0 | 0 | 0
2040-01-07 22:00 | 2040 | 1 | 0.0064827 | 0 | 0
2040-01-07 23:00 | 2040 | 1 | 0.24722 | 0.087891 | 0
2040-01-08 | 2040 | 1 | 0.0088815 | 0 | 0
2040-01-08 01:00 | 2040 | 1 | 0 | 0 | 0
2040-01-08 02:00 | 2040 | 1 | 0 | 0 | 0
2040-01-08 03:00 | 2040 | 1 | 0 | 0 | 0
2040-01-08 04:00 | 2040 | 1 | 0 | 0 | 0
2040-01-08 05:00 | 2040 | 1 | 0 | 0 | 0
2040-01-08 06:00 | 2040 | 1 | 0 | 0 | 0
2040-01-08 07:00 | 2040 | 1 | 0 | 0 | 0
2040-01-08 08:00 | 2040 | 1 | 0.18839 | 0 | 0
2040-01-08 09:00 | 2040 | 1 | 0.28603 | 0 | 0
2040-01-08 10:00 | 2040 | 1 | 0.27314 | 0 | 0
2040-01-08 11:00 | 2040 | 1 | 0.40682 | 0 | 0
2040-01-08 12:00 | 2040 | 1 | 0.25055 | 0 | 0
2040-01-08 13:00 | 2040 | 1 | 0.59426 | 0 | 0
2040-01-08 14:00 | 2040 | 1 | 0.45041 | 0 | 0
2040-01-08 15:00 | 2040 | 1 | 0 | 0 | 0
2040-01-08 16:00 | 2040 | 1 | 0 | 0 | 0
2040-01-08 17:00 | 2040 | 1 | 0 | 0 | 0
2040-01-08 18:00 | 2040 | 1 | 0 | 0 | 0
2040-01-08 19:00 | 2040 | 1 | 0.17377 | 0 | 0
2040-01-08 20:00 | 2040 | 1 | 0.094906 | 0 | 0
2040-01-08 21:00 | 2040 | 1 | 0.070704 | 0 | 0
2040-01-08 22:00 | 2040 | 1 | 0.032327 | 0 | 0
2040-01-08 23:00 | 2040 | 1 | 0.13234 | 0 | 0
2040-01-09 | 2040 | 1 | 0.34086 | 0 | 0
2040-01-09 01:00 | 2040 | 1 | 0.33463 | 0 | 0
2040-01-09 02:00 | 2040 | 1 | 0.26014 | 0 | 0
2040-01-09 03:00 | 2040 | 1 | 0.038 | 0 | 0
2040-01-09 04:00 | 2040 | 1 | 0 | 0 | 0
2040-01-09 05:00 | 2040 | 1 | 0 | 0 | 0
2040-01-09 06:00 | 2040 | 1 | 0 | 0 | 0
2040-01-09 07:00 | 2040 | 1 | 0.13402 | 0 | 0
2040-01-09 08:00 | 2040 | 1 | 1.0715 | 0 | 0
2040-01-09 09:00 | 2040 | 1 | 1.2 | 0 | 0
2040-01-09 10:00 | 2040 | 1 | 0.86517 | 0 | 0
2040-01-09 11:00 | 2040 | 1 | 0.78234 | 0 | 0
2040-01-09 12:00 | 2040 | 1 | 0.59153 | 0.0031422 | 0
2040-01-09 13:00 | 2040 | 1 | 0.92833 | 0.41254 | 0
2040-01-09 14:00 | 2040 | 1 | 0.86247 | 0.21073 | 0
2040-01-09 15:00 | 2040 | 1 | 0.32367 | 0 | 0
2040-01-09 16:00 | 2040 | 1 | 0 | 0 | 0
2040-01-09 17:00 | 2040 | 1 | 0.032413 | 0 | 0
2040-01-09 18:00 | 2040 | 1 | 0.44533 | 0 | 0
2040-01-09 19:00 | 2040 | 1 | 0.47993 | 0 | 0
2040-01-09 20:00 | 2040 | 1 | 0.44761 | 0 | 0
2040-01-09 21:00 | 2040 | 1 | 0.44257 | 0 | 0
2040-01-09 22:00 | 2040 | 1 | 0.42573 | 0 | 0
2040-01-09 23:00 | 2040 | 1 | 0.4609 | 0 | 0
2040-01-10 | 2040 | 1 | 0.31564 | 0 | 0
2040-01-10 01:00 | 2040 | 1 | 0.066814 | 0 | 0
2040-01-10 02:00 | 2040 | 1 | 0.060263 | 0 | 0
2040-01-10 03:00 | 2040 | 1 | 0 | 0 | 0
2040-01-10 04:00 | 2040 | 1 | 0 | 0 | 0
2040-01-10 05:00 | 2040 | 1 | 0 | 0 | 0
2040-01-10 06:00 | 2040 | 1 | 0 | 0 | 0
2040-01-10 07:00 | 2040 | 1 | 0 | 0 | 0
2040-01-10 08:00 | 2040 | 1 | 0.69953 | 0.40157 | 0
2040-01-10 09:00 | 2040 | 1 | 0.7878 | 0.5177 | 0
2040-01-10 10:00 | 2040 | 1 | 0.54985 | 0.13841 | 0
2040-01-10 11:00 | 2040 | 1 | 0.47337 | 0 | 0
2040-01-10 12:00 | 2040 | 1 | 0.24512 | 0 | 0
2040-01-10 13:00 | 2040 | 1 | 0.6075 | 0.021227 | 0
2040-01-10 14:00 | 2040 | 1 | 0.63384 | 0.19478 | 0.12442
2040-01-10 15:00 | 2040 | 1 | 0 | 0 | 0
2040-01-10 16:00 | 2040 | 1 | 0 | 0 | 0
2040-01-10 17:00 | 2040 | 1 | 0 | 0 | 0
2040-01-10 18:00 | 2040 | 1 | 0.27638 | 0 | 0
2040-01-10 19:00 | 2040 | 1 | 0.33483 | 0.11431 | 0
2040-01-10 20:00 | 2040 | 1 | 0.3868 | 0.031863 | 0
2040-01-10 21:00 | 2040 | 1 | 0.23248 | 0.030667 | 0
2040-01-10 22:00 | 2040 | 1 | 0.20823 | 0 | 0
2040-01-10 23:00 | 2040 | 1 | 0.22444 | 0 | 0
2040-01-11 | 2040 | 1 | 0 | 0 | 0.0229
2040-01-11 01:00 | 2040 | 1 | 0 | 0 | 0
2040-01-11 02:00 | 2040 | 1 | 0 | 0 | 0
2040-01-11 03:00 | 2040 | 1 | 0 | 0 | 0
2040-01-11 04:00 | 2040 | 1 | 0 | 0 | 0
2040-01-11 05:00 | 2040 | 1 | 0 | 0 | 0
2040-01-11 06:00 | 2040 | 1 | 0 | 0 | 0
2040-01-11 07:00 | 2040 | 1 | 0 | 0 | 0
2040-01-11 08:00 | 2040 | 1 | 0.66471 | 0 | 0.01962
2040-01-11 09:00 | 2040 | 1 | 0.79156 | 0 | 0.26761
2040-01-11 10:00 | 2040 | 1 | 0.64242 | 0 | 0
2040-01-11 11:00 | 2040 | 1 | 0.57603 | 0 | 0
2040-01-11 12:00 | 2040 | 1 | 0.31236 | 0 | 0
2040-01-11 13:00 | 2040 | 1 | 0.58149 | 0 | 0
2040-01-11 14:00 | 2040 | 1 | 0.50909 | 0 | 0.13248
2040-01-11 15:00 | 2040 | 1 | 0.12582 | 0 | 0
2040-01-11 16:00 | 2040 | 1 | 0 | 0 | 0
2040-01-11 17:00 | 2040 | 1 | 0 | 0 | 0
2040-01-11 18:00 | 2040 | 1 | 0.036003 | 0 | 0
2040-01-11 19:00 | 2040 | 1 | 0.079127 | 0 | 0
2040-01-11 20:00 | 2040 | 1 | 0.1813 | 0 | 0
2040-01-11 21:00 | 2040 | 1 | 0.11727 | 0 | 0
2040-01-11 22:00 | 2040 | 1 | 0.073984 | 0 | 0
2040-01-11 23:00 | 2040 | 1 | 0.10777 | 0 | 0
2040-01-12 | 2040 | 1 | 0 | 0 | 0
2040-01-12 01:00 | 2040 | 1 | 0.028391 | 0 | 0
2040-01-12 02:00 | 2040 | 1 | 0.049088 | 0 | 0
2040-01-12 03:00 | 2040 | 1 | 0 | 0 | 0
2040-01-12 04:00 | 2040 | 1 | 0 | 0 | 0
2040-01-12 05:00 | 2040 | 1 | 0 | 0 | 0
2040-01-12 06:00 | 2040 | 1 | 0 | 0 | 0
2040-01-12 07:00 | 2040 | 1 | 0 | 0 | 0
2040-01-12 08:00 | 2040 | 1 | 0.5555 | 0 | 0
2040-01-12 09:00 | 2040 | 1 | 0.64003 | 0 | 0.14526
2040-01-12 10:00 | 2040 | 1 | 0.52742 | 0 | 0
2040-01-12 11:00 | 2040 | 1 | 0.47521 | 0 | 0
2040-01-12 12:00 | 2040 | 1 | 0.48455 | 0 | 0
2040-01-12 13:00 | 2040 | 1 | 0.59688 | 0 | 0
2040-01-12 14:00 | 2040 | 1 | 0.31023 | 0 | 0.11992
2040-01-12 15:00 | 2040 | 1 | 0 | 0 | 0
2040-01-12 16:00 | 2040 | 1 | 0 | 0 | 0
2040-01-12 17:00 | 2040 | 1 | 0 | 0 | 0
2040-01-12 18:00 | 2040 | 1 | 0 | 0 | 0
2040-01-12 19:00 | 2040 | 1 | 0.0054655 | 0 | 0.23038
2040-01-12 20:00 | 2040 | 1 | 0 | 0 | 0.21127
2040-01-12 21:00 | 2040 | 1 | 0 | 0 | 0.11497
2040-01-12 22:00 | 2040 | 1 | 0 | 0 | 0
2040-01-12 23:00 | 2040 | 1 | 0 | 0 | 0.13189
2040-01-13 | 2040 | 1 | 0.016934 | 0 | 0
2040-01-13 01:00 | 2040 | 1 | 0 | 0 | 0.17708
2040-01-13 02:00 | 2040 | 1 | 0 | 0 | 0.1529
2040-01-13 03:00 | 2040 | 1 | 0 | 0 | 0
2040-01-13 04:00 | 2040 | 1 | 0 | 0 | 0
2040-01-13 05:00 | 2040 | 1 | 0 | 0 | 0
2040-01-13 06:00 | 2040 | 1 | 0 | 0 | 0
2040-01-13 07:00 | 2040 | 1 | 0 | 0 | 0
2040-01-13 08:00 | 2040 | 1 | 0.044965 | 0 | 0.77657
2040-01-13 09:00 | 2040 | 1 | 0.1306 | 0.11337 | 0.81986
2040-01-13 10:00 | 2040 | 1 | 0.081568 | 0 | 0.63107
2040-01-13 11:00 | 2040 | 1 | 0.054882 | 0 | 0.63629
2040-01-13 12:00 | 2040 | 1 | 0 | 0 | 0.61901
2040-01-13 13:00 | 2040 | 1 | 0.17424 | 0 | 0.88134
2040-01-13 14:00 | 2040 | 1 | 0.15645 | 0.039637 | 0.76469
2040-01-13 15:00 | 2040 | 1 | 0 | 0 | 0
2040-01-13 16:00 | 2040 | 1 | 0 | 0 | 0
2040-01-13 17:00 | 2040 | 1 | 0 | 0 | 0
2040-01-13 18:00 | 2040 | 1 | 0 | 0 | 0.067764
2040-01-13 19:00 | 2040 | 1 | 0 | 0 | 0.48419
2040-01-13 20:00 | 2040 | 1 | 0 | 0 | 0.35742
2040-01-13 21:00 | 2040 | 1 | 0 | 0 | 0.32499
2040-01-13 22:00 | 2040 | 1 | 0 | 0 | 0.25176
2040-01-13 23:00 | 2040 | 1 | 0 | 0 | 0.48647
2040-01-14 | 2040 | 1 | 0 | 0 | 0.55461
2040-01-14 01:00 | 2040 | 1 | 0 | 0 | 0.21303
2040-01-14 02:00 | 2040 | 1 | 0 | 0 | 0.16824
2040-01-14 03:00 | 2040 | 1 | 0 | 0 | 0
2040-01-14 04:00 | 2040 | 1 | 0 | 0 | 0
2040-01-14 05:00 | 2040 | 1 | 0 | 0 | 0
2040-01-14 06:00 | 2040 | 1 | 0 | 0 | 0
2040-01-14 07:00 | 2040 | 1 | 0 | 0 | 0
2040-01-14 08:00 | 2040 | 1 | 0 | 0 | 0.35295
2040-01-14 09:00 | 2040 | 1 | 0 | 0 | 0.46054
2040-01-14 10:00 | 2040 | 1 | 0 | 0 | 0.43734
2040-01-14 11:00 | 2040 | 1 | 0 | 0 | 0.30972
2040-01-14 12:00 | 2040 | 1 | 0 | 0 | 0.045126
2040-01-14 13:00 | 2040 | 1 | 0 | 0 | 0.32398
2040-01-14 14:00 | 2040 | 1 | 0 | 0 | 0.51359
2040-01-14 15:00 | 2040 | 1 | 0 | 0 | 0
2040-01-14 16:00 | 2040 | 1 | 0 | 0 | 0
2040-01-14 17:00 | 2040 | 1 | 0 | 0 | 0
2040-01-14 18:00 | 2040 | 1 | 0 | 0 | 0
2040-01-14 19:00 | 2040 | 1 | 0 | 0 | 0
2040-01-14 20:00 | 2040 | 1 | 0 | 0 | 0
2040-01-14 21:00 | 2040 | 1 | 0 | 0 | 0
2040-01-14 22:00 | 2040 | 1 | 0 | 0 | 0
2040-01-14 23:00 | 2040 | 1 | 0 | 0 | 0
2040-01-15 | 2040 | 1 | 0 | 0 | 0
2040-01-15 01:00 | 2040 | 1 | 0 | 0 | 0
2040-01-15 02:00 | 2040 | 1 | 0 | 0 | 0
2040-01-15 03:00 | 2040 | 1 | 0 | 0 | 0
2040-01-15 04:00 | 2040 | 1 | 0 | 0 | 0
2040-01-15 05:00 | 2040 | 1 | 0 | 0 | 0
2040-01-15 06:00 | 2040 | 1 | 0 | 0 | 0
2040-01-15 07:00 | 2040 | 1 | 0 | 0 | 0
2040-01-15 08:00 | 2040 | 1 | 0 | 0 | 0.0018745
2040-01-15 09:00 | 2040 | 1 | 0 | 0 | 0.18259
2040-01-15 10:00 | 2040 | 1 | 0 | 0 | 0.35875
2040-01-15 11:00 | 2040 | 1 | 0 | 0 | 0.2835
2040-01-15 12:00 | 2040 | 1 | 0 | 0 | 0.05805
2040-01-15 13:00 | 2040 | 1 | 0 | 0.13479 | 0.4149
2040-01-15 14:00 | 2040 | 1 | 0 | 0 | 0.50053
2040-01-15 15:00 | 2040 | 1 | 0 | 0 | 0
2040-01-15 16:00 | 2040 | 1 | 0 | 0 | 0
2040-01-15 17:00 | 2040 | 1 | 0 | 0 | 0
2040-01-15 18:00 | 2040 | 1 | 0 | 0 | 0
2040-01-15 19:00 | 2040 | 1 | 0 | 0 | 0.18369
2040-01-15 20:00 | 2040 | 1 | 0 | 0 | 0.24115
2040-01-15 21:00 | 2040 | 1 | 0 | 0 | 0.20988
2040-01-15 22:00 | 2040 | 1 | 0 | 0 | 0.11885
2040-01-15 23:00 | 2040 | 1 | 0 | 0 | 0.37027
2040-01-16 | 2040 | 1 | 0 | 0 | 0.53971
2040-01-16 01:00 | 2040 | 1 | 0 | 0 | 0.28704
2040-01-16 02:00 | 2040 | 1 | 0 | 0 | 0.24
2040-01-16 03:00 | 2040 | 1 | 0 | 0 | 0
2040-01-16 04:00 | 2040 | 1 | 0 | 0 | 0
2040-01-16 05:00 | 2040 | 1 | 0 | 0 | 0
2040-01-16 06:00 | 2040 | 1 | 0 | 0 | 0
2040-01-16 07:00 | 2040 | 1 | 0 | 0 | 0
2040-01-16 08:00 | 2040 | 1 | 0 | 0 | 0.68457
2040-01-16 09:00 | 2040 | 1 | 0 | 0 | 0.76921
2040-01-16 10:00 | 2040 | 1 | 0 | 0 | 0.52775
2040-01-16 11:00 | 2040 | 1 | 0 | 0 | 0.52254
2040-01-16 12:00 | 2040 | 1 | 0 | 0 | 0.52697
2040-01-16 13:00 | 2040 | 1 | 0 | 0.058582 | 0.76982
2040-01-16 14:00 | 2040 | 1 | 0 | 0.03468 | 0.77964
2040-01-16 15:00 | 2040 | 1 | 0 | 0 | 0
2040-01-16 16:00 | 2040 | 1 | 0 | 0 | 0
2040-01-16 17:00 | 2040 | 1 | 0 | 0 | 0
2040-01-16 18:00 | 2040 | 1 | 0 | 0 | 0
2040-01-16 19:00 | 2040 | 1 | 0 | 0 | 0.021664
2040-01-16 20:00 | 2040 | 1 | 0 | 0 | 0
2040-01-16 21:00 | 2040 | 1 | 0 | 0 | 0
2040-01-16 22:00 | 2040 | 1 | 0 | 0 | 0
2040-01-16 23:00 | 2040 | 1 | 0 | 0 | 0
2040-01-17 | 2040 | 1 | 0 | 0 | 0
2040-01-17 01:00 | 2040 | 1 | 0 | 0 | 0
2040-01-17 02:00 | 2040 | 1 | 0 | 0 | 0
2040-01-17 03:00 | 2040 | 1 | 0 | 0 | 0
2040-01-17 04:00 | 2040 | 1 | 0 | 0 | 0
2040-01-17 05:00 | 2040 | 1 | 0 | 0 | 0
2040-01-17 06:00 | 2040 | 1 | 0 | 0 | 0
2040-01-17 07:00 | 2040 | 1 | 0 | 0 | 0
2040-01-17 08:00 | 2040 | 1 | 0.58879 | 0.14134 | 0.24161
2040-01-17 09:00 | 2040 | 1 | 0.67078 | 0.13681 | 0.2979
2040-01-17 10:00 | 2040 | 1 | 0.30848 | 0 | 0.09768
2040-01-17 11:00 | 2040 | 1 | 0.22829 | 0 | 0
2040-01-17 12:00 | 2040 | 1 | 0.17213 | 0 | 0
2040-01-17 13:00 | 2040 | 1 | 0.54312 | 0 | 0.018663
2040-01-17 14:00 | 2040 | 1 | 0.60385 | 0 | 0.14032
2040-01-17 15:00 | 2040 | 1 | 0 | 0 | 0
2040-01-17 16:00 | 2040 | 1 | 0 | 0 | 0
2040-01-17 17:00 | 2040 | 1 | 0 | 0 | 0
2040-01-17 18:00 | 2040 | 1 | 0 | 0 | 0
2040-01-17 19:00 | 2040 | 1 | 0.22731 | 0 | 0
2040-01-17 20:00 | 2040 | 1 | 0.18764 | 0.02247 | 0
2040-01-17 21:00 | 2040 | 1 | 0.066664 | 0 | 0
2040-01-17 22:00 | 2040 | 1 | 0.025929 | 0 | 0
2040-01-17 23:00 | 2040 | 1 | 0.1807 | 0 | 0
2040-01-18 | 2040 | 1 | 0.15694 | 0 | 0
2040-01-18 01:00 | 2040 | 1 | 0.19948 | 0 | 0
2040-01-18 02:00 | 2040 | 1 | 0.217 | 0 | 0
2040-01-18 03:00 | 2040 | 1 | 0 | 0 | 0
2040-01-18 04:00 | 2040 | 1 | 0 | 0 | 0
2040-01-18 05:00 | 2040 | 1 | 0 | 0 | 0
2040-01-18 06:00 | 2040 | 1 | 0 | 0 | 0
2040-01-18 07:00 | 2040 | 1 | 0.12478 | 0 | 0
2040-01-18 08:00 | 2040 | 1 | 0.90874 | 0.11512 | 0.14784
2040-01-18 09:00 | 2040 | 1 | 1.0068 | 0.17816 | 0.21801
2040-01-18 10:00 | 2040 | 1 | 0.65763 | 0.015482 | 0.075909
2040-01-18 11:00 | 2040 | 1 | 0.60887 | 0 | 0.02112
2040-01-18 12:00 | 2040 | 1 | 0.56792 | 0 | 0
2040-01-18 13:00 | 2040 | 1 | 0.79897 | 0 | 0.14738
2040-01-18 14:00 | 2040 | 1 | 0.74951 | 0 | 0.29304
2040-01-18 15:00 | 2040 | 1 | 0.14899 | 0 | 0
2040-01-18 16:00 | 2040 | 1 | 0 | 0 | 0
2040-01-18 17:00 | 2040 | 1 | 0 | 0 | 0
2040-01-18 18:00 | 2040 | 1 | 0.15049 | 0 | 0
2040-01-18 19:00 | 2040 | 1 | 0.24826 | 0 | 0
2040-01-18 20:00 | 2040 | 1 | 0.29591 | 0 | 0
2040-01-18 21:00 | 2040 | 1 | 0.21536 | 0 | 0
2040-01-18 22:00 | 2040 | 1 | 0.18333 | 0 | 0
2040-01-18 23:00 | 2040 | 1 | 0.31927 | 0 | 0
2040-01-19 | 2040 | 1 | 0.2848 | 0 | 0
2040-01-19 01:00 | 2040 | 1 | 0.53617 | 0 | 0
2040-01-19 02:00 | 2040 | 1 | 0.54668 | 0 | 0
2040-01-19 03:00 | 2040 | 1 | 0.28186 | 0 | 0
2040-01-19 04:00 | 2040 | 1 | 0 | 0 | 0
2040-01-19 05:00 | 2040 | 1 | 0 | 0 | 0
2040-01-19 06:00 | 2040 | 1 | 0 | 0 | 0
2040-01-19 07:00 | 2040 | 1 | 0.15726 | 0 | 0
2040-01-19 08:00 | 2040 | 1 | 0.9366 | 0.28627 | 0
2040-01-19 09:00 | 2040 | 1 | 1.0109 | 0.41504 | 0
2040-01-19 10:00 | 2040 | 1 | 0.77099 | 0.2382 | 0
2040-01-19 11:00 | 2040 | 1 | 0.54973 | 0.1125 | 0
2040-01-19 12:00 | 2040 | 1 | 0.46351 | 0.14029 | 0
2040-01-19 13:00 | 2040 | 1 | 0.52167 | 0.39378 | 0
2040-01-19 14:00 | 2040 | 1 | 0.46368 | 0.41029 | 0
2040-01-19 15:00 | 2040 | 1 | 0 | 0 | 0
2040-01-19 16:00 | 2040 | 1 | 0 | 0 | 0
2040-01-19 17:00 | 2040 | 1 | 0 | 0 | 0
2040-01-19 18:00 | 2040 | 1 | 0.28097 | 0 | 0
2040-01-19 19:00 | 2040 | 1 | 0.30385 | 0.11999 | 0
2040-01-19 20:00 | 2040 | 1 | 0.35968 | 0.13084 | 0
2040-01-19 21:00 | 2040 | 1 | 0.16493 | 0 | 0
2040-01-19 22:00 | 2040 | 1 | 0.18366 | 0 | 0
2040-01-19 23:00 | 2040 | 1 | 0.092077 | 0.079235 | 0
2040-01-20 | 2040 | 1 | 0 | 0.26311 | 0
2040-01-20 01:00 | 2040 | 1 | 0.080316 | 0.13376 | 0
2040-01-20 02:00 | 2040 | 1 | 0.096192 | 0.12482 | 0
2040-01-20 03:00 | 2040 | 1 | 0 | 0 | 0
2040-01-20 04:00 | 2040 | 1 | 0 | 0 | 0
2040-01-20 05:00 | 2040 | 1 | 0 | 0 | 0
2040-01-20 06:00 | 2040 | 1 | 0 | 0 | 0
2040-01-20 07:00 | 2040 | 1 | 0 | 0.12075 | 0
2040-01-20 08:00 | 2040 | 1 | 0.64806 | 0.95165 | 0
2040-01-20 09:00 | 2040 | 1 | 0.80448 | 0.95137 | 0.025167
2040-01-20 10:00 | 2040 | 1 | 0.76732 | 0.73941 | 0
2040-01-20 11:00 | 2040 | 1 | 0.46594 | 0.76467 | 0
2040-01-20 12:00 | 2040 | 1 | 0.071915 | 0.75851 | 0
2040-01-20 13:00 | 2040 | 1 | 0.42327 | 1.0418 | 0.12589
2040-01-20 14:00 | 2040 | 1 | 0.40763 | 0.97178 | 0.30709
2040-01-20 15:00 | 2040 | 1 | 0 | 0.27784 | 0
2040-01-20 16:00 | 2040 | 1 | 0 | 0 | 0
2040-01-20 17:00 | 2040 | 1 | 0 | 0 | 0
2040-01-20 18:00 | 2040 | 1 | 0 | 0.17394 | 0
2040-01-20 19:00 | 2040 | 1 | 0 | 0.51613 | 0
2040-01-20 20:00 | 2040 | 1 | 0 | 0.44642 | 0
2040-01-20 21:00 | 2040 | 1 | 0 | 0.38461 | 0
2040-01-20 22:00 | 2040 | 1 | 0 | 0.37052 | 0
2040-01-20 23:00 | 2040 | 1 | 0 | 0.60753 | 0
2040-01-21 | 2040 | 1 | 0 | 0.54457 | 0.034276
2040-01-21 01:00 | 2040 | 1 | 0 | 0.5827 | 0
2040-01-21 02:00 | 2040 | 1 | 0 | 0.46763 | 0
2040-01-21 03:00 | 2040 | 1 | 0 | 0 | 0
2040-01-21 04:00 | 2040 | 1 | 0 | 0 | 0
2040-01-21 05:00 | 2040 | 1 | 0 | 0 | 0
2040-01-21 06:00 | 2040 | 1 | 0 | 0 | 0
2040-01-21 07:00 | 2040 | 1 | 0 | 0.47709 | 0
2040-01-21 08:00 | 2040 | 1 | 0.12332 | 1.0023 | 0
2040-01-21 09:00 | 2040 | 1 | 0.29727 | 0.88725 | 0
2040-01-21 10:00 | 2040 | 1 | 0.35223 | 1.0357 | 0
2040-01-21 11:00 | 2040 | 1 | 0.59278 | 1.0903 | 0
2040-01-21 12:00 | 2040 | 1 | 0.45152 | 0.87306 | 0
2040-01-21 13:00 | 2040 | 1 | 0.56859 | 1.1907 | 0.06903
2040-01-21 14:00 | 2040 | 1 | 0.46604 | 1.0472 | 0.021348
2040-01-21 15:00 | 2040 | 1 | 0.020551 | 0.33107 | 0
2040-01-21 16:00 | 2040 | 1 | 0 | 0 | 0
2040-01-21 17:00 | 2040 | 1 | 0 | 0.092783 | 0
2040-01-21 18:00 | 2040 | 1 | 0.08541 | 0.13613 | 0
2040-01-21 19:00 | 2040 | 1 | 0.1695 | 0.51719 | 0
2040-01-21 20:00 | 2040 | 1 | 0.23268 | 0.4279 | 0
2040-01-21 21:00 | 2040 | 1 | 0.13598 | 0.53652 | 0
2040-01-21 22:00 | 2040 | 1 | 0.17535 | 0.56873 | 0
2040-01-21 23:00 | 2040 | 1 | 0.28891 | 0.74819 | 0
2040-01-22 | 2040 | 1 | 0.28939 | 0.61082 | 0
2040-01-22 01:00 | 2040 | 1 | 0.22538 | 0.68185 | 0
2040-01-22 02:00 | 2040 | 1 | 0.2919 | 0.676 | 0
2040-01-22 03:00 | 2040 | 1 | 0 | 0.11168 | 0
2040-01-22 04:00 | 2040 | 1 | 0 | 0 | 0
2040-01-22 05:00 | 2040 | 1 | 0 | 0 | 0
2040-01-22 06:00 | 2040 | 1 | 0 | 0 | 0
2040-01-22 07:00 | 2040 | 1 | 0.1789 | 0.31997 | 0
2040-01-22 08:00 | 2040 | 1 | 0.8241 | 0.97689 | 0
2040-01-22 09:00 | 2040 | 1 | 0.75721 | 0.83545 | 0
2040-01-22 10:00 | 2040 | 1 | 0.55328 | 1.0078 | 0
2040-01-22 11:00 | 2040 | 1 | 0.49561 | 0.96515 | 0
2040-01-22 12:00 | 2040 | 1 | 0.33871 | 0.71205 | 0
2040-01-22 13:00 | 2040 | 1 | 0.66693 | 1.1571 | 0
2040-01-22 14:00 | 2040 | 1 | 0.57108 | 1.2 | 0.26334
2040-01-22 15:00 | 2040 | 1 | 0.024144 | 0.45637 | 0
2040-01-22 16:00 | 2040 | 1 | 0 | 0 | 0
2040-01-22 17:00 | 2040 | 1 | 0 | 0.11109 | 0
2040-01-22 18:00 | 2040 | 1 | 0 | 0.52341 | 0
2040-01-22 19:00 | 2040 | 1 | 0 | 0.70913 | 0
2040-01-22 20:00 | 2040 | 1 | 0 | 0.81487 | 0
2040-01-22 21:00 | 2040 | 1 | 0 | 0.69065 | 0
2040-01-22 22:00 | 2040 | 1 | 0 | 0.70971 | 0
2040-01-22 23:00 | 2040 | 1 | 0 | 0.79255 | 0
2040-01-23 | 2040 | 1 | 0 | 0.51377 | 0
2040-01-23 01:00 | 2040 | 1 | 0 | 0.52643 | 0
2040-01-23 02:00 | 2040 | 1 | 0 | 0.52882 | 0
2040-01-23 03:00 | 2040 | 1 | 0 | 0.17624 | 0
2040-01-23 04:00 | 2040 | 1 | 0 | 0 | 0
2040-01-23 05:00 | 2040 | 1 | 0 | 0 | 0
2040-01-23 06:00 | 2040 | 1 | 0 | 0 | 0
2040-01-23 07:00 | 2040 | 1 | 0 | 0.056995 | 0
2040-01-23 08:00 | 2040 | 1 | 0.24505 | 1.0581 | 0.11725
2040-01-23 09:00 | 2040 | 1 | 0.33158 | 1.1246 | 0.17715
2040-01-23 10:00 | 2040 | 1 | 0.23954 | 1.0239 | 0.13641
2040-01-23 11:00 | 2040 | 1 | 0.14367 | 0.81358 | 0.20663
2040-01-23 12:00 | 2040 | 1 | 0.042898 | 0.54957 | 0.099668
2040-01-23 13:00 | 2040 | 1 | 0.38545 | 0.88324 | 0.50672
2040-01-23 14:00 | 2040 | 1 | 0.30398 | 0.87051 | 0.58062
2040-01-23 15:00 | 2040 | 1 | 0 | 0.2048 | 0
2040-01-23 16:00 | 2040 | 1 | 0 | 0 | 0
2040-01-23 17:00 | 2040 | 1 | 0 | 0 | 0
2040-01-23 18:00 | 2040 | 1 | 0 | 0 | 0
2040-01-23 19:00 | 2040 | 1 | 0 | 0 | 0.092767
2040-01-23 20:00 | 2040 | 1 | 0 | 0.033323 | 0.25785
2040-01-23 21:00 | 2040 | 1 | 0 | 0 | 0.19844
2040-01-23 22:00 | 2040 | 1 | 0 | 0 | 0.10712
2040-01-23 23:00 | 2040 | 1 | 0 | 0 | 0.29624
2040-01-24 | 2040 | 1 | 0 | 0 | 0.26824
2040-01-24 01:00 | 2040 | 1 | 0 | 0 | 0.43312
2040-01-24 02:00 | 2040 | 1 | 0 | 0 | 0.44162
2040-01-24 03:00 | 2040 | 1 | 0 | 0 | 0.089264
2040-01-24 04:00 | 2040 | 1 | 0 | 0 | 0
2040-01-24 05:00 | 2040 | 1 | 0 | 0 | 0
2040-01-24 06:00 | 2040 | 1 | 0 | 0 | 0
2040-01-24 07:00 | 2040 | 1 | 0 | 0 | 0
2040-01-24 08:00 | 2040 | 1 | 0 | 0.25815 | 0.64452
2040-01-24 09:00 | 2040 | 1 | 0.12865 | 0.32626 | 0.66215
2040-01-24 10:00 | 2040 | 1 | 0.1163 | 0.3611 | 0.35239
2040-01-24 11:00 | 2040 | 1 | 0 | 0.29323 | 0.14273
2040-01-24 12:00 | 2040 | 1 | 0 | 0.15517 | 0.158
2040-01-24 13:00 | 2040 | 1 | 0.045055 | 0.57582 | 0.36553
2040-01-24 14:00 | 2040 | 1 | 0.15263 | 0.56972 | 0.48294
2040-01-24 15:00 | 2040 | 1 | 0 | 0 | 0
2040-01-24 16:00 | 2040 | 1 | 0 | 0 | 0
2040-01-24 17:00 | 2040 | 1 | 0 | 0 | 0
2040-01-24 18:00 | 2040 | 1 | 0 | 0 | 0
2040-01-24 19:00 | 2040 | 1 | 0 | 0 | 0
2040-01-24 20:00 | 2040 | 1 | 0 | 0.045692 | 0
2040-01-24 21:00 | 2040 | 1 | 0 | 0 | 0
2040-01-24 22:00 | 2040 | 1 | 0 | 0 | 0
2040-01-24 23:00 | 2040 | 1 | 0 | 0 | 0
2040-01-25 | 2040 | 1 | 0 | 0 | 0
2040-01-25 01:00 | 2040 | 1 | 0 | 0 | 0
2040-01-25 02:00 | 2040 | 1 | 0 | 0 | 0
2040-01-25 03:00 | 2040 | 1 | 0 | 0 | 0
2040-01-25 04:00 | 2040 | 1 | 0 | 0 | 0
2040-01-25 05:00 | 2040 | 1 | 0 | 0 | 0
2040-01-25 06:00 | 2040 | 1 | 0 | 0 | 0
2040-01-25 07:00 | 2040 | 1 | 0 | 0 | 0
2040-01-25 08:00 | 2040 | 1 | 0 | 0.4373 | 0
2040-01-25 09:00 | 2040 | 1 | 0 | 0.43121 | 0
2040-01-25 10:00 | 2040 | 1 | 0 | 0.38572 | 0
2040-01-25 11:00 | 2040 | 1 | 0 | 0.31438 | 0
2040-01-25 12:00 | 2040 | 1 | 0 | 0.21135 | 0
2040-01-25 13:00 | 2040 | 1 | 0.14068 | 0.45855 | 0
2040-01-25 14:00 | 2040 | 1 | 0.056158 | 0.39851 | 0
2040-01-25 15:00 | 2040 | 1 | 0 | 0 | 0
2040-01-25 16:00 | 2040 | 1 | 0 | 0 | 0
2040-01-25 17:00 | 2040 | 1 | 0 | 0 | 0
2040-01-25 18:00 | 2040 | 1 | 0 | 0 | 0
2040-01-25 19:00 | 2040 | 1 | 0 | 0 | 0
2040-01-25 20:00 | 2040 | 1 | 0.032166 | 0 | 0
2040-01-25 21:00 | 2040 | 1 | 0 | 0 | 0
2040-01-25 22:00 | 2040 | 1 | 0 | 0 | 0
2040-01-25 23:00 | 2040 | 1 | 0 | 0 | 0
2040-01-26 | 2040 | 1 | 0 | 0 | 0
2040-01-26 01:00 | 2040 | 1 | 0.19924 | 0 | 0
2040-01-26 02:00 | 2040 | 1 | 0.17716 | 0 | 0
2040-01-26 03:00 | 2040 | 1 | 0 | 0 | 0
2040-01-26 04:00 | 2040 | 1 | 0 | 0 | 0
2040-01-26 05:00 | 2040 | 1 | 0 | 0 | 0
2040-01-26 06:00 | 2040 | 1 | 0 | 0 | 0
2040-01-26 07:00 | 2040 | 1 | 0 | 0 | 0
2040-01-26 08:00 | 2040 | 1 | 0.33414 | 0.22654 | 0
2040-01-26 09:00 | 2040 | 1 | 0.50884 | 0.20553 | 0
2040-01-26 10:00 | 2040 | 1 | 0.18502 | 0.13293 | 0
2040-01-26 11:00 | 2040 | 1 | 0 | 0.10822 | 0
2040-01-26 12:00 | 2040 | 1 | 0 | 0.21862 | 0
2040-01-26 13:00 | 2040 | 1 | 0 | 0.32314 | 0.0020508
2040-01-26 14:00 | 2040 | 1 | 0 | 0.25061 | 0.18657
2040-01-26 15:00 | 2040 | 1 | 0 | 0 | 0
2040-01-26 16:00 | 2040 | 1 | 0 | 0 | 0
2040-01-26 17:00 | 2040 | 1 | 0 | 0 | 0
2040-01-26 18:00 | 2040 | 1 | 0 | 0 | 0
2040-01-26 19:00 | 2040 | 1 | 0 | 0 | 0
2040-01-26 20:00 | 2040 | 1 | 0 | 0 | 0
2040-01-26 21:00 | 2040 | 1 | 0 | 0 | 0
2040-01-26 22:00 | 2040 | 1 | 0 | 0 | 0
2040-01-26 23:00 | 2040 | 1 | 0 | 0 | 0
2040-01-27 | 2040 | 1 | 0 | 0 | 0
2040-01-27 01:00 | 2040 | 1 | 0 | 0 | 0
2040-01-27 02:00 | 2040 | 1 | 0 | 0 | 0
2040-01-27 03:00 | 2040 | 1 | 0 | 0 | 0
2040-01-27 04:00 | 2040 | 1 | 0 | 0 | 0
2040-01-27 05:00 | 2040 | 1 | 0 | 0 | 0
2040-01-27 06:00 | 2040 | 1 | 0 | 0 | 0
2040-01-27 07:00 | 2040 | 1 | 0 | 0 | 0
2040-01-27 08:00 | 2040 | 1 | 0 | 0.059634 | 0.21573
2040-01-27 09:00 | 2040 | 1 | 0 | 0.18353 | 0.3421
2040-01-27 10:00 | 2040 | 1 | 0 | 0.073749 | 0.24661
2040-01-27 11:00 | 2040 | 1 | 0 | 0 | 0.19637
2040-01-27 12:00 | 2040 | 1 | 0 | 0 | 0.059069
2040-01-27 13:00 | 2040 | 1 | 0 | 0 | 0.40211
2040-01-27 14:00 | 2040 | 1 | 0 | 0 | 0.63526
2040-01-27 15:00 | 2040 | 1 | 0 | 0 | 0
2040-01-27 16:00 | 2040 | 1 | 0 | 0 | 0
2040-01-27 17:00 | 2040 | 1 | 0 | 0 | 0
2040-01-27 18:00 | 2040 | 1 | 0 | 0 | 0
2040-01-27 19:00 | 2040 | 1 | 0 | 0 | 0.087725
2040-01-27 20:00 | 2040 | 1 | 0 | 0 | 0.14193
2040-01-27 21:00 | 2040 | 1 | 0 | 0 | 0.10827
2040-01-27 22:00 | 2040 | 1 | 0 | 0 | 0.063547
2040-01-27 23:00 | 2040 | 1 | 0 | 0 | 0.19027
2040-01-28 | 2040 | 1 | 0 | 0 | 0
2040-01-28 01:00 | 2040 | 1 | 0 | 0 | 0.11747
2040-01-28 02:00 | 2040 | 1 | 0 | 0 | 0.012249
2040-01-28 03:00 | 2040 | 1 | 0 | 0 | 0
2040-01-28 04:00 | 2040 | 1 | 0 | 0 | 0
2040-01-28 05:00 | 2040 | 1 | 0 | 0 | 0
2040-01-28 06:00 | 2040 | 1 | 0 | 0 | 0
2040-01-28 07:00 | 2040 | 1 | 0 | 0 | 0
2040-01-28 08:00 | 2040 | 1 | 0 | 0 | 0.21234
2040-01-28 09:00 | 2040 | 1 | 0.0079717 | 0 | 0.22648
2040-01-28 10:00 | 2040 | 1 | 0 | 0 | 0.31528
2040-01-28 11:00 | 2040 | 1 | 0.17352 | 0 | 0.24134
2040-01-28 12:00 | 2040 | 1 | 0.15292 | 0 | 0.0096522
2040-01-28 13:00 | 2040 | 1 | 0.31062 | 0 | 0.24642
2040-01-28 14:00 | 2040 | 1 | 0.10201 | 0 | 0.31808
2040-01-28 15:00 | 2040 | 1 | 0 | 0 | 0
2040-01-28 16:00 | 2040 | 1 | 0 | 0 | 0
2040-01-28 17:00 | 2040 | 1 | 0 | 0 | 0
2040-01-28 18:00 | 2040 | 1 | 0 | 0 | 0
2040-01-28 19:00 | 2040 | 1 | 0 | 0 | 0.11283
2040-01-28 20:00 | 2040 | 1 | 0 | 0 | 0.20148
2040-01-28 21:00 | 2040 | 1 | 0 | 0 | 0.28469
2040-01-28 22:00 | 2040 | 1 | 0 | 0 | 0.24666
2040-01-28 23:00 | 2040 | 1 | 0 | 0 | 0.31167
2040-01-29 | 2040 | 1 | 0 | 0 | 0.18254
2040-01-29 01:00 | 2040 | 1 | 0.141 | 0 | 0.12419
2040-01-29 02:00 | 2040 | 1 | 0.083242 | 0 | 0.082715
2040-01-29 03:00 | 2040 | 1 | 0 | 0 | 0
2040-01-29 04:00 | 2040 | 1 | 0 | 0 | 0
2040-01-29 05:00 | 2040 | 1 | 0 | 0 | 0
2040-01-29 06:00 | 2040 | 1 | 0 | 0 | 0
2040-01-29 07:00 | 2040 | 1 | 0.099813 | 0 | 0
2040-01-29 08:00 | 2040 | 1 | 0.76947 | 0 | 0.54836
2040-01-29 09:00 | 2040 | 1 | 0.67266 | 0.086577 | 0.53126
2040-01-29 10:00 | 2040 | 1 | 0.65087 | 0 | 0.5644
2040-01-29 11:00 | 2040 | 1 | 0.48766 | 0 | 0.33805
2040-01-29 12:00 | 2040 | 1 | 0.31131 | 0 | 0.13112
2040-01-29 13:00 | 2040 | 1 | 0.79865 | 0 | 0.59584
2040-01-29 14:00 | 2040 | 1 | 0.63969 | 0 | 0.73995
2040-01-29 15:00 | 2040 | 1 | 0 | 0 | 0
2040-01-29 16:00 | 2040 | 1 | 0 | 0 | 0
2040-01-29 17:00 | 2040 | 1 | 0 | 0 | 0
2040-01-29 18:00 | 2040 | 1 | 0 | 0 | 0
2040-01-29 19:00 | 2040 | 1 | 0.25858 | 0 | 0.095298
2040-01-29 20:00 | 2040 | 1 | 0.27111 | 0 | 0.21508
2040-01-29 21:00 | 2040 | 1 | 0.26029 | 0 | 0.21305
2040-01-29 22:00 | 2040 | 1 | 0.24491 | 0 | 0.14868
2040-01-29 23:00 | 2040 | 1 | 0.27376 | 0 | 0.2388
2040-01-30 | 2040 | 1 | 0.13869 | 0 | 0.27741
2040-01-30 01:00 | 2040 | 1 | 0 | 0 | 0.11615
2040-01-30 02:00 | 2040 | 1 | 0 | 0 | 0.075326
2040-01-30 03:00 | 2040 | 1 | 0 | 0 | 0
2040-01-30 04:00 | 2040 | 1 | 0 | 0 | 0
2040-01-30 05:00 | 2040 | 1 | 0 | 0 | 0
2040-01-30 06:00 | 2040 | 1 | 0 | 0 | 0
2040-01-30 07:00 | 2040 | 1 | 0 | 0 | 0
2040-01-30 08:00 | 2040 | 1 | 0.18779 | 0.1568 | 0.71072
2040-01-30 09:00 | 2040 | 1 | 0.27819 | 0.16894 | 0.64612
2040-01-30 10:00 | 2040 | 1 | 0.19874 | 0.0073986 | 0.54931
2040-01-30 11:00 | 2040 | 1 | 0.22152 | 0.1192 | 0.58609
2040-01-30 12:00 | 2040 | 1 | 0.13883 | 0.15902 | 0.5684
2040-01-30 13:00 | 2040 | 1 | 0.50032 | 0.59 | 0.92617
2040-01-30 14:00 | 2040 | 1 | 0.489 | 0.65929 | 0.93925
2040-01-30 15:00 | 2040 | 1 | 0 | 0 | 0
2040-01-30 16:00 | 2040 | 1 | 0 | 0 | 0
2040-01-30 17:00 | 2040 | 1 | 0 | 0 | 0
2040-01-30 18:00 | 2040 | 1 | 0 | 0 | 0
2040-01-30 19:00 | 2040 | 1 | 0 | 0.11962 | 0.10513
2040-01-30 20:00 | 2040 | 1 | 0 | 0.32816 | 0.31805
2040-01-30 21:00 | 2040 | 1 | 0 | 0.23882 | 0.25702
2040-01-30 22:00 | 2040 | 1 | 0 | 0.1988 | 0.22928
2040-01-30 23:00 | 2040 | 1 | 0 | 0.32684 | 0.28827
2040-01-31 | 2040 | 1 | 0 | 0 | 0.063099
2040-01-31 01:00 | 2040 | 1 | 0 | 0.18823 | 0.38557
2040-01-31 02:00 | 2040 | 1 | 0 | 0.15372 | 0.3663
2040-01-31 03:00 | 2040 | 1 | 0 | 0 | 0
2040-01-31 04:00 | 2040 | 1 | 0 | 0 | 0
2040-01-31 05:00 | 2040 | 1 | 0 | 0 | 0
2040-01-31 06:00 | 2040 | 1 | 0 | 0 | 0
2040-01-31 07:00 | 2040 | 1 | 0 | 0.11415 | 0
2040-01-31 08:00 | 2040 | 1 | 0.33384 | 0.91635 | 0.68372
2040-01-31 09:00 | 2040 | 1 | 0.43768 | 0.94902 | 0.78651
2040-01-31 10:00 | 2040 | 1 | 0.325 | 0.64114 | 0.57668
2040-01-31 11:00 | 2040 | 1 | 0 | 0.4641 | 0.22777
2040-01-31 12:00 | 2040 | 1 | 0 | 0.39272 | 0
2040-01-31 13:00 | 2040 | 1 | 0.049712 | 0.74121 | 0.20503
2040-01-31 14:00 | 2040 | 1 | 0.13172 | 0.77723 | 0.41874
2040-01-31 15:00 | 2040 | 1 | 0 | 0 | 0
2040-01-31 16:00 | 2040 | 1 | 0 | 0 | 0
2040-01-31 17:00 | 2040 | 1 | 0 | 0 | 0
2040-01-31 18:00 | 2040 | 1 | 0 | 0 | 0
2040-01-31 19:00 | 2040 | 1 | 0 | 0 | 0
2040-01-31 20:00 | 2040 | 1 | 0 | 0.054565 | 0
2040-01-31 21:00 | 2040 | 1 | 0 | 0 | 0
2040-01-31 22:00 | 2040 | 1 | 0 | 0.0051612 | 0
2040-01-31 23:00 | 2040 | 1 | 0 | 0.092889 | 0
2040-02-01 | 2040 | 2 | 0 | 0.025567 | 0
2040-02-01 01:00 | 2040 | 2 | 0 | 0.022852 | 0
2040-02-01 02:00 | 2040 | 2 | 0 | 0.15532 | 0
2040-02-01 03:00 | 2040 | 2 | 0 | 0 | 0
2040-02-01 04:00 | 2040 | 2 | 0 | 0 | 0
2040-02-01 05:00 | 2040 | 2 | 0 | 0 | 0
2040-02-01 06:00 | 2040 | 2 | 0 | 0 | 0
2040-02-01 07:00 | 2040 | 2 | 0 | 0 | 0
2040-02-01 08:00 | 2040 | 2 | 0 | 0.49223 | 0
2040-02-01 09:00 | 2040 | 2 | 0 | 0.53497 | 0
2040-02-01 10:00 | 2040 | 2 | 0 | 0.27624 | 0
2040-02-01 11:00 | 2040 | 2 | 0 | 0.024579 | 0
2040-02-01 12:00 | 2040 | 2 | 0 | 0 | 0
2040-02-01 13:00 | 2040 | 2 | 0 | 0 | 0
2040-02-01 14:00 | 2040 | 2 | 0.03417 | 0.14038 | 0
2040-02-01 15:00 | 2040 | 2 | 0 | 0 | 0
2040-02-01 16:00 | 2040 | 2 | 0 | 0 | 0
2040-02-01 17:00 | 2040 | 2 | 0 | 0 | 0
2040-02-01 18:00 | 2040 | 2 | 0 | 0 | 0
2040-02-01 19:00 | 2040 | 2 | 0 | 0 | 0
2040-02-01 20:00 | 2040 | 2 | 0 | 0 | 0
2040-02-01 21:00 | 2040 | 2 | 0 | 0 | 0
2040-02-01 22:00 | 2040 | 2 | 0 | 0 | 0
2040-02-01 23:00 | 2040 | 2 | 0 | 0 | 0
2040-02-02 | 2040 | 2 | 0.053641 | 0 | 0
2040-02-02 01:00 | 2040 | 2 | 0.024947 | 0 | 0
2040-02-02 02:00 | 2040 | 2 | 0.10149 | 0 | 0
2040-02-02 03:00 | 2040 | 2 | 0 | 0 | 0
2040-02-02 04:00 | 2040 | 2 | 0 | 0 | 0
2040-02-02 05:00 | 2040 | 2 | 0 | 0 | 0
2040-02-02 06:00 | 2040 | 2 | 0 | 0 | 0
2040-02-02 07:00 | 2040 | 2 | 0 | 0 | 0
2040-02-02 08:00 | 2040 | 2 | 0.42631 | 0.12842 | 0.02566
2040-02-02 09:00 | 2040 | 2 | 0.44011 | 0.093045 | 0.05997
2040-02-02 10:00 | 2040 | 2 | 0.15785 | 0.031253 | 0
2040-02-02 11:00 | 2040 | 2 | 0.046565 | 0 | 0
2040-02-02 12:00 | 2040 | 2 | 0.13377 | 0 | 0
2040-02-02 13:00 | 2040 | 2 | 0.061105 | 0 | 0
2040-02-02 14:00 | 2040 | 2 | 0.12096 | 0 | 0
2040-02-02 15:00 | 2040 | 2 | 0 | 0 | 0
2040-02-02 16:00 | 2040 | 2 | 0 | 0 | 0
2040-02-02 17:00 | 2040 | 2 | 0 | 0 | 0
2040-02-02 18:00 | 2040 | 2 | 0 | 0 | 0
2040-02-02 19:00 | 2040 | 2 | 0 | 0 | 0
2040-02-02 20:00 | 2040 | 2 | 0 | 0 | 0
2040-02-02 21:00 | 2040 | 2 | 0 | 0 | 0
2040-02-02 22:00 | 2040 | 2 | 0 | 0 | 0
2040-02-02 23:00 | 2040 | 2 | 0 | 0 | 0
2040-02-03 | 2040 | 2 | 0 | 0 | 0
2040-02-03 01:00 | 2040 | 2 | 0 | 0 | 0
2040-02-03 02:00 | 2040 | 2 | 0 | 0 | 0
2040-02-03 03:00 | 2040 | 2 | 0 | 0 | 0
2040-02-03 04:00 | 2040 | 2 | 0 | 0 | 0
2040-02-03 05:00 | 2040 | 2 | 0 | 0 | 0
2040-02-03 06:00 | 2040 | 2 | 0 | 0 | 0
2040-02-03 07:00 | 2040 | 2 | 0 | 0 | 0
2040-02-03 08:00 | 2040 | 2 | 0.1404 | 0 | 0
2040-02-03 09:00 | 2040 | 2 | 0.14727 | 0 | 0
2040-02-03 10:00 | 2040 | 2 | 0 | 0 | 0
2040-02-03 11:00 | 2040 | 2 | 0 | 0 | 0
2040-02-03 12:00 | 2040 | 2 | 0 | 0 | 0
2040-02-03 13:00 | 2040 | 2 | 0 | 0 | 0
2040-02-03 14:00 | 2040 | 2 | 0 | 0 | 0
2040-02-03 15:00 | 2040 | 2 | 0 | 0 | 0
2040-02-03 16:00 | 2040 | 2 | 0 | 0 | 0
2040-02-03 17:00 | 2040 | 2 | 0 | 0 | 0
2040-02-03 18:00 | 2040 | 2 | 0 | 0 | 0
2040-02-03 19:00 | 2040 | 2 | 0 | 0 | 0
2040-02-03 20:00 | 2040 | 2 | 0 | 0 | 0
2040-02-03 21:00 | 2040 | 2 | 0 | 0 | 0
2040-02-03 22:00 | 2040 | 2 | 0 | 0 | 0
2040-02-03 23:00 | 2040 | 2 | 0 | 0 | 0
2040-02-04 | 2040 | 2 | 0 | 0 | 0
2040-02-04 01:00 | 2040 | 2 | 0 | 0 | 0
2040-02-04 02:00 | 2040 | 2 | 0 | 0 | 0
2040-02-04 03:00 | 2040 | 2 | 0 | 0 | 0
2040-02-04 04:00 | 2040 | 2 | 0 | 0 | 0
2040-02-04 05:00 | 2040 | 2 | 0 | 0 | 0
2040-02-04 06:00 | 2040 | 2 | 0 | 0 | 0
2040-02-04 07:00 | 2040 | 2 | 0 | 0 | 0
2040-02-04 08:00 | 2040 | 2 | 0 | 0 | 0
2040-02-04 09:00 | 2040 | 2 | 0 | 0 | 0.015045
2040-02-04 10:00 | 2040 | 2 | 0 | 0 | 0
2040-02-04 11:00 | 2040 | 2 | 0 | 0 | 0
2040-02-04 12:00 | 2040 | 2 | 0 | 0 | 0
2040-02-04 13:00 | 2040 | 2 | 0 | 0 | 0
2040-02-04 14:00 | 2040 | 2 | 0 | 0 | 0
2040-02-04 15:00 | 2040 | 2 | 0 | 0 | 0
2040-02-04 16:00 | 2040 | 2 | 0 | 0 | 0
2040-02-04 17:00 | 2040 | 2 | 0 | 0 | 0
2040-02-04 18:00 | 2040 | 2 | 0 | 0 | 0
2040-02-04 19:00 | 2040 | 2 | 0 | 0 | 0
2040-02-04 20:00 | 2040 | 2 | 0 | 0 | 0
2040-02-04 21:00 | 2040 | 2 | 0 | 0 | 0
2040-02-04 22:00 | 2040 | 2 | 0 | 0 | 0
2040-02-04 23:00 | 2040 | 2 | 0 | 0 | 0
2040-02-05 | 2040 | 2 | 0 | 0 | 0
2040-02-05 01:00 | 2040 | 2 | 0 | 0 | 0
2040-02-05 02:00 | 2040 | 2 | 0 | 0 | 0
2040-02-05 03:00 | 2040 | 2 | 0 | 0 | 0
2040-02-05 04:00 | 2040 | 2 | 0 | 0 | 0
2040-02-05 05:00 | 2040 | 2 | 0 | 0 | 0
2040-02-05 06:00 | 2040 | 2 | 0 | 0 | 0
2040-02-05 07:00 | 2040 | 2 | 0 | 0 | 0
2040-02-05 08:00 | 2040 | 2 | 0 | 0 | 0
2040-02-05 09:00 | 2040 | 2 | 0 | 0 | 0
2040-02-05 10:00 | 2040 | 2 | 0 | 0 | 0
2040-02-05 11:00 | 2040 | 2 | 0 | 0 | 0
2040-02-05 12:00 | 2040 | 2 | 0 | 0 | 0
2040-02-05 13:00 | 2040 | 2 | 0 | 0 | 0
2040-02-05 14:00 | 2040 | 2 | 0 | 0 | 0
2040-02-05 15:00 | 2040 | 2 | 0 | 0 | 0
2040-02-05 16:00 | 2040 | 2 | 0 | 0 | 0
2040-02-05 17:00 | 2040 | 2 | 0 | 0 | 0
2040-02-05 18:00 | 2040 | 2 | 0 | 0 | 0
2040-02-05 19:00 | 2040 | 2 | 0 | 0 | 0
2040-02-05 20:00 | 2040 | 2 | 0 | 0 | 0
2040-02-05 21:00 | 2040 | 2 | 0 | 0 | 0
2040-02-05 22:00 | 2040 | 2 | 0 | 0 | 0
2040-02-05 23:00 | 2040 | 2 | 0 | 0 | 0
2040-02-06 | 2040 | 2 | 0 | 0 | 0
2040-02-06 01:00 | 2040 | 2 | 0 | 0 | 0
2040-02-06 02:00 | 2040 | 2 | 0 | 0 | 0
2040-02-06 03:00 | 2040 | 2 | 0 | 0 | 0
2040-02-06 04:00 | 2040 | 2 | 0 | 0 | 0
2040-02-06 05:00 | 2040 | 2 | 0 | 0 | 0
2040-02-06 06:00 | 2040 | 2 | 0 | 0 | 0
2040-02-06 07:00 | 2040 | 2 | 0 | 0 | 0
2040-02-06 08:00 | 2040 | 2 | 0 | 0.14042 | 0
2040-02-06 09:00 | 2040 | 2 | 0 | 0.16293 | 0.06699
2040-02-06 10:00 | 2040 | 2 | 0 | 0 | 0
2040-02-06 11:00 | 2040 | 2 | 0 | 0 | 0.10868
2040-02-06 12:00 | 2040 | 2 | 0 | 0 | 0
2040-02-06 13:00 | 2040 | 2 | 0 | 0 | 0.38129
2040-02-06 14:00 | 2040 | 2 | 0 | 0.10485 | 0.74308
2040-02-06 15:00 | 2040 | 2 | 0 | 0 | 0
2040-02-06 16:00 | 2040 | 2 | 0 | 0 | 0
2040-02-06 17:00 | 2040 | 2 | 0 | 0 | 0
2040-02-06 18:00 | 2040 | 2 | 0 | 0 | 0
2040-02-06 19:00 | 2040 | 2 | 0 | 0 | 0.09409
2040-02-06 20:00 | 2040 | 2 | 0 | 0 | 0.1785
2040-02-06 21:00 | 2040 | 2 | 0 | 0 | 0.16866
2040-02-06 22:00 | 2040 | 2 | 0 | 0 | 0.013934
2040-02-06 23:00 | 2040 | 2 | 0 | 0 | 0.25506
2040-02-07 | 2040 | 2 | 0 | 0 | 0.15497
2040-02-07 01:00 | 2040 | 2 | 0 | 0 | 0.23445
2040-02-07 02:00 | 2040 | 2 | 0 | 0 | 0.2936
2040-02-07 03:00 | 2040 | 2 | 0 | 0 | 0.080396
2040-02-07 04:00 | 2040 | 2 | 0 | 0 | 0
2040-02-07 05:00 | 2040 | 2 | 0 | 0 | 0
2040-02-07 06:00 | 2040 | 2 | 0 | 0 | 0
2040-02-07 07:00 | 2040 | 2 | 0 | 0 | 0
2040-02-07 08:00 | 2040 | 2 | 0.039238 | 0 | 0.86696
2040-02-07 09:00 | 2040 | 2 | 0.049966 | 0 | 0.82363
2040-02-07 10:00 | 2040 | 2 | 0 | 0 | 0.47817
2040-02-07 11:00 | 2040 | 2 | 0 | 0 | 0.4254
2040-02-07 12:00 | 2040 | 2 | 0 | 0 | 0.46476
2040-02-07 13:00 | 2040 | 2 | 0 | 0 | 0.64494
2040-02-07 14:00 | 2040 | 2 | 0.051217 | 0 | 0.84113
2040-02-07 15:00 | 2040 | 2 | 0 | 0 | 0
2040-02-07 16:00 | 2040 | 2 | 0 | 0 | 0
2040-02-07 17:00 | 2040 | 2 | 0 | 0 | 0
2040-02-07 18:00 | 2040 | 2 | 0 | 0 | 0
2040-02-07 19:00 | 2040 | 2 | 0 | 0 | 0.18902
2040-02-07 20:00 | 2040 | 2 | 0 | 0 | 0.10101
2040-02-07 21:00 | 2040 | 2 | 0 | 0 | 0.19899
2040-02-07 22:00 | 2040 | 2 | 0 | 0 | 0.13872
2040-02-07 23:00 | 2040 | 2 | 0 | 0 | 0.22835
2040-02-08 | 2040 | 2 | 0 | 0 | 0.16213
2040-02-08 01:00 | 2040 | 2 | 0 | 0 | 0.2991
2040-02-08 02:00 | 2040 | 2 | 0 | 0 | 0.37381
2040-02-08 03:00 | 2040 | 2 | 0 | 0 | 0.086731
2040-02-08 04:00 | 2040 | 2 | 0 | 0 | 0
2040-02-08 05:00 | 2040 | 2 | 0 | 0 | 0
2040-02-08 06:00 | 2040 | 2 | 0 | 0 | 0
2040-02-08 07:00 | 2040 | 2 | 0 | 0 | 0
2040-02-08 08:00 | 2040 | 2 | 0.18177 | 0 | 0.62537
2040-02-08 09:00 | 2040 | 2 | 0.28053 | 0 | 0.68705
2040-02-08 10:00 | 2040 | 2 | 0 | 0 | 0.38139
2040-02-08 11:00 | 2040 | 2 | 0 | 0 | 0.058166
2040-02-08 12:00 | 2040 | 2 | 0 | 0 | 0
2040-02-08 13:00 | 2040 | 2 | 0 | 0 | 0
2040-02-08 14:00 | 2040 | 2 | 0 | 0 | 0.11611
2040-02-08 15:00 | 2040 | 2 | 0 | 0 | 0
2040-02-08 16:00 | 2040 | 2 | 0 | 0 | 0
2040-02-08 17:00 | 2040 | 2 | 0 | 0 | 0
2040-02-08 18:00 | 2040 | 2 | 0 | 0 | 0
2040-02-08 19:00 | 2040 | 2 | 0 | 0 | 0
2040-02-08 20:00 | 2040 | 2 | 0 | 0 | 0
2040-02-08 21:00 | 2040 | 2 | 0 | 0 | 0
2040-02-08 22:00 | 2040 | 2 | 0 | 0 | 0
2040-02-08 23:00 | 2040 | 2 | 0 | 0 | 0
2040-02-09 | 2040 | 2 | 0 | 0 | 0
2040-02-09 01:00 | 2040 | 2 | 0 | 0 | 0
2040-02-09 02:00 | 2040 | 2 | 0 | 0.0051494 | 0
2040-02-09 03:00 | 2040 | 2 | 0 | 0 | 0
2040-02-09 04:00 | 2040 | 2 | 0 | 0 | 0
2040-02-09 05:00 | 2040 | 2 | 0 | 0 | 0
2040-02-09 06:00 | 2040 | 2 | 0 | 0 | 0
2040-02-09 07:00 | 2040 | 2 | 0 | 0 | 0
2040-02-09 08:00 | 2040 | 2 | 0.18813 | 0.46968 | 0.28641
2040-02-09 09:00 | 2040 | 2 | 0.20973 | 0.57586 | 0.25077
2040-02-09 10:00 | 2040 | 2 | 0.0035185 | 0.27923 | 0.2125
2040-02-09 11:00 | 2040 | 2 | 0 | 0.10514 | 0
2040-02-09 12:00 | 2040 | 2 | 0 | 0.084202 | 0
2040-02-09 13:00 | 2040 | 2 | 0 | 0.14168 | 0
2040-02-09 14:00 | 2040 | 2 | 0 | 0.35332 | 0
2040-02-09 15:00 | 2040 | 2 | 0 | 0 | 0
2040-02-09 16:00 | 2040 | 2 | 0 | 0 | 0
2040-02-09 17:00 | 2040 | 2 | 0 | 0 | 0
2040-02-09 18:00 | 2040 | 2 | 0 | 0 | 0
2040-02-09 19:00 | 2040 | 2 | 0 | 0 | 0
2040-02-09 20:00 | 2040 | 2 | 0 | 0 | 0
2040-02-09 21:00 | 2040 | 2 | 0 | 0 | 0
2040-02-09 22:00 | 2040 | 2 | 0 | 0 | 0
2040-02-09 23:00 | 2040 | 2 | 0 | 0 | 0
2040-02-10 | 2040 | 2 | 0 | 0.01465 | 0
2040-02-10 01:00 | 2040 | 2 | 0 | 0 | 0
2040-02-10 02:00 | 2040 | 2 | 0 | 0 | 0
2040-02-10 03:00 | 2040 | 2 | 0 | 0 | 0
2040-02-10 04:00 | 2040 | 2 | 0 | 0 | 0
2040-02-10 05:00 | 2040 | 2 | 0 | 0 | 0
2040-02-10 06:00 | 2040 | 2 | 0 | 0 | 0
2040-02-10 07:00 | 2040 | 2 | 0 | 0 | 0
2040-02-10 08:00 | 2040 | 2 | 0.53859 | 0.38719 | 0.19711
2040-02-10 09:00 | 2040 | 2 | 0.54873 | 0.38017 | 0.2932
2040-02-10 10:00 | 2040 | 2 | 0.38817 | 0.18517 | 0.25861
2040-02-10 11:00 | 2040 | 2 | 0.3259 | 0.10272 | 0.0585
2040-02-10 12:00 | 2040 | 2 | 0.14708 | 0 | 0
2040-02-10 13:00 | 2040 | 2 | 0.45545 | 0.20365 | 0.16534
2040-02-10 14:00 | 2040 | 2 | 0.61691 | 0.32649 | 0.4498
2040-02-10 15:00 | 2040 | 2 | 0 | 0 | 0
2040-02-10 16:00 | 2040 | 2 | 0 | 0 | 0
2040-02-10 17:00 | 2040 | 2 | 0 | 0 | 0
2040-02-10 18:00 | 2040 | 2 | 0 | 0 | 0
2040-02-10 19:00 | 2040 | 2 | 0 | 0 | 0
2040-02-10 20:00 | 2040 | 2 | 0 | 0 | 0
2040-02-10 21:00 | 2040 | 2 | 0 | 0 | 0
2040-02-10 22:00 | 2040 | 2 | 0 | 0 | 0
2040-02-10 23:00 | 2040 | 2 | 0.029213 | 0 | 0
2040-02-11 | 2040 | 2 | 0.027446 | 0 | 0.074248
2040-02-11 01:00 | 2040 | 2 | 0.23254 | 0.18122 | 0
2040-02-11 02:00 | 2040 | 2 | 0.18871 | 0.17843 | 0
2040-02-11 03:00 | 2040 | 2 | 0 | 0 | 0
2040-02-11 04:00 | 2040 | 2 | 0 | 0 | 0
2040-02-11 05:00 | 2040 | 2 | 0 | 0 | 0
2040-02-11 06:00 | 2040 | 2 | 0 | 0 | 0
2040-02-11 07:00 | 2040 | 2 | 0.0019118 | 0 | 0
2040-02-11 08:00 | 2040 | 2 | 0.66412 | 0.32654 | 0
2040-02-11 09:00 | 2040 | 2 | 0.60908 | 0.23023 | 0
2040-02-11 10:00 | 2040 | 2 | 0.59473 | 0.28639 | 0
2040-02-11 11:00 | 2040 | 2 | 0.45729 | 0.29509 | 0
2040-02-11 12:00 | 2040 | 2 | 0.051223 | 0.02972 | 0
2040-02-11 13:00 | 2040 | 2 | 0.22517 | 0.19638 | 0
2040-02-11 14:00 | 2040 | 2 | 0.33067 | 0.40127 | 0
2040-02-11 15:00 | 2040 | 2 | 0 | 0 | 0
2040-02-11 16:00 | 2040 | 2 | 0 | 0 | 0
2040-02-11 17:00 | 2040 | 2 | 0 | 0 | 0
2040-02-11 18:00 | 2040 | 2 | 0 | 0 | 0
2040-02-11 19:00 | 2040 | 2 | 0.07554 | 0 | 0
2040-02-11 20:00 | 2040 | 2 | 0.081024 | 0 | 0
2040-02-11 21:00 | 2040 | 2 | 0.16834 | 0 | 0
2040-02-11 22:00 | 2040 | 2 | 0.18994 | 0 | 0
2040-02-11 23:00 | 2040 | 2 | 0.26547 | 0.012866 | 0
2040-02-12 | 2040 | 2 | 0.030114 | 0 | 0
2040-02-12 01:00 | 2040 | 2 | 0.19514 | 0 | 0.00049918
2040-02-12 02:00 | 2040 | 2 | 0.21148 | 0 | 0.079216
2040-02-12 03:00 | 2040 | 2 | 0 | 0 | 0
2040-02-12 04:00 | 2040 | 2 | 0 | 0 | 0
2040-02-12 05:00 | 2040 | 2 | 0 | 0 | 0
2040-02-12 06:00 | 2040 | 2 | 0 | 0 | 0
2040-02-12 07:00 | 2040 | 2 | 0 | 0 | 0
2040-02-12 08:00 | 2040 | 2 | 0.4378 | 0 | 0.48605
2040-02-12 09:00 | 2040 | 2 | 0.31094 | 0 | 0.41369
2040-02-12 10:00 | 2040 | 2 | 0.37743 | 0 | 0.25165
2040-02-12 11:00 | 2040 | 2 | 0.23059 | 0 | 0
2040-02-12 12:00 | 2040 | 2 | 0 | 0 | 0
2040-02-12 13:00 | 2040 | 2 | 0.23496 | 0 | 0
2040-02-12 14:00 | 2040 | 2 | 0.36344 | 0.011988 | 0.12763
2040-02-12 15:00 | 2040 | 2 | 0 | 0 | 0
2040-02-12 16:00 | 2040 | 2 | 0 | 0 | 0
2040-02-12 17:00 | 2040 | 2 | 0 | 0 | 0
2040-02-12 18:00 | 2040 | 2 | 0 | 0 | 0
2040-02-12 19:00 | 2040 | 2 | 0 | 0 | 0
2040-02-12 20:00 | 2040 | 2 | 0 | 0 | 0
2040-02-12 21:00 | 2040 | 2 | 0 | 0 | 0
2040-02-12 22:00 | 2040 | 2 | 0 | 0 | 0
2040-02-12 23:00 | 2040 | 2 | 0 | 0 | 0
2040-02-13 | 2040 | 2 | 0.060064 | 0 | 0
2040-02-13 01:00 | 2040 | 2 | 0 | 0 | 0
2040-02-13 02:00 | 2040 | 2 | 0 | 0 | 0
2040-02-13 03:00 | 2040 | 2 | 0 | 0 | 0
2040-02-13 04:00 | 2040 | 2 | 0 | 0 | 0
2040-02-13 05:00 | 2040 | 2 | 0 | 0 | 0
2040-02-13 06:00 | 2040 | 2 | 0 | 0 | 0
2040-02-13 07:00 | 2040 | 2 | 0 | 0 | 0
2040-02-13 08:00 | 2040 | 2 | 0.56417 | 0 | 0.13756
2040-02-13 09:00 | 2040 | 2 | 0.49868 | 0 | 0.21443
2040-02-13 10:00 | 2040 | 2 | 0.34831 | 0 | 0.1452
2040-02-13 11:00 | 2040 | 2 | 0.212 | 0 | 0.19521
2040-02-13 12:00 | 2040 | 2 | 0.024097 | 0 | 0.10107
2040-02-13 13:00 | 2040 | 2 | 0.30195 | 0 | 0.53194
2040-02-13 14:00 | 2040 | 2 | 0.31781 | 0 | 0.63722
2040-02-13 15:00 | 2040 | 2 | 0 | 0 | 0
2040-02-13 16:00 | 2040 | 2 | 0 | 0 | 0
2040-02-13 17:00 | 2040 | 2 | 0 | 0 | 0
2040-02-13 18:00 | 2040 | 2 | 0 | 0 | 0
2040-02-13 19:00 | 2040 | 2 | 0 | 0 | 0
2040-02-13 20:00 | 2040 | 2 | 0 | 0 | 0.11753
2040-02-13 21:00 | 2040 | 2 | 0 | 0 | 0.076978
2040-02-13 22:00 | 2040 | 2 | 0 | 0 | 0
2040-02-13 23:00 | 2040 | 2 | 0 | 0 | 0.20298
2040-02-14 | 2040 | 2 | 0 | 0 | 0.12677
2040-02-14 01:00 | 2040 | 2 | 0 | 0 | 0.35353
2040-02-14 02:00 | 2040 | 2 | 0 | 0 | 0.34502
2040-02-14 03:00 | 2040 | 2 | 0 | 0 | 0.066914
2040-02-14 04:00 | 2040 | 2 | 0 | 0 | 0
2040-02-14 05:00 | 2040 | 2 | 0 | 0 | 0
2040-02-14 06:00 | 2040 | 2 | 0 | 0 | 0
2040-02-14 07:00 | 2040 | 2 | 0 | 0 | 0
2040-02-14 08:00 | 2040 | 2 | 0.29601 | 0 | 0.69177
2040-02-14 09:00 | 2040 | 2 | 0.41973 | 0 | 0.82097
2040-02-14 10:00 | 2040 | 2 | 0.1889 | 0 | 0.52471
2040-02-14 11:00 | 2040 | 2 | 0 | 0 | 0.33861
2040-02-14 12:00 | 2040 | 2 | 0 | 0 | 0.16796
2040-02-14 13:00 | 2040 | 2 | 0 | 0 | 0.49549
2040-02-14 14:00 | 2040 | 2 | 0 | 0 | 0.83125
2040-02-14 15:00 | 2040 | 2 | 0 | 0 | 0
2040-02-14 16:00 | 2040 | 2 | 0 | 0 | 0
2040-02-14 17:00 | 2040 | 2 | 0 | 0 | 0
2040-02-14 18:00 | 2040 | 2 | 0 | 0 | 0
2040-02-14 19:00 | 2040 | 2 | 0 | 0 | 0
2040-02-14 20:00 | 2040 | 2 | 0 | 0 | 0
2040-02-14 21:00 | 2040 | 2 | 0 | 0 | 0
2040-02-14 22:00 | 2040 | 2 | 0 | 0 | 0
2040-02-14 23:00 | 2040 | 2 | 0 | 0 | 0
2040-02-15 | 2040 | 2 | 0 | 0 | 0
2040-02-15 01:00 | 2040 | 2 | 0 | 0 | 0
2040-02-15 02:00 | 2040 | 2 | 0 | 0 | 0
2040-02-15 03:00 | 2040 | 2 | 0 | 0 | 0
2040-02-15 04:00 | 2040 | 2 | 0 | 0 | 0
2040-02-15 05:00 | 2040 | 2 | 0 | 0 | 0
2040-02-15 06:00 | 2040 | 2 | 0 | 0 | 0
2040-02-15 07:00 | 2040 | 2 | 0 | 0 | 0
2040-02-15 08:00 | 2040 | 2 | 0 | 0 | 0.091844
2040-02-15 09:00 | 2040 | 2 | 0 | 0 | 0.20803
2040-02-15 10:00 | 2040 | 2 | 0 | 0 | 0.030813
2040-02-15 11:00 | 2040 | 2 | 0 | 0 | 0
2040-02-15 12:00 | 2040 | 2 | 0 | 0 | 0
2040-02-15 13:00 | 2040 | 2 | 0 | 0 | 0
2040-02-15 14:00 | 2040 | 2 | 0 | 0 | 0
2040-02-15 15:00 | 2040 | 2 | 0 | 0 | 0
2040-02-15 16:00 | 2040 | 2 | 0 | 0 | 0
2040-02-15 17:00 | 2040 | 2 | 0 | 0 | 0
2040-02-15 18:00 | 2040 | 2 | 0 | 0 | 0
2040-02-15 19:00 | 2040 | 2 | 0 | 0 | 0
2040-02-15 20:00 | 2040 | 2 | 0 | 0 | 0
2040-02-15 21:00 | 2040 | 2 | 0 | 0 | 0
2040-02-15 22:00 | 2040 | 2 | 0 | 0 | 0
2040-02-15 23:00 | 2040 | 2 | 0 | 0 | 0
2040-02-16 | 2040 | 2 | 0 | 0 | 0
2040-02-16 01:00 | 2040 | 2 | 0 | 0 | 0
2040-02-16 02:00 | 2040 | 2 | 0 | 0 | 0
2040-02-16 03:00 | 2040 | 2 | 0 | 0 | 0
2040-02-16 04:00 | 2040 | 2 | 0 | 0 | 0
2040-02-16 05:00 | 2040 | 2 | 0 | 0 | 0
2040-02-16 06:00 | 2040 | 2 | 0 | 0 | 0
2040-02-16 07:00 | 2040 | 2 | 0 | 0 | 0
2040-02-16 08:00 | 2040 | 2 | 0 | 0 | 0.55687
2040-02-16 09:00 | 2040 | 2 | 0 | 0 | 0.6026
2040-02-16 10:00 | 2040 | 2 | 0 | 0 | 0.43787
2040-02-16 11:00 | 2040 | 2 | 0 | 0 | 0.14794
2040-02-16 12:00 | 2040 | 2 | 0 | 0 | 0
2040-02-16 13:00 | 2040 | 2 | 0 | 0 | 0.18883
2040-02-16 14:00 | 2040 | 2 | 0 | 0 | 0.39424
2040-02-16 15:00 | 2040 | 2 | 0 | 0 | 0
2040-02-16 16:00 | 2040 | 2 | 0 | 0 | 0
2040-02-16 17:00 | 2040 | 2 | 0 | 0 | 0
2040-02-16 18:00 | 2040 | 2 | 0 | 0 | 0
2040-02-16 19:00 | 2040 | 2 | 0 | 0 | 0
2040-02-16 20:00 | 2040 | 2 | 0 | 0 | 0
2040-02-16 21:00 | 2040 | 2 | 0 | 0 | 0
2040-02-16 22:00 | 2040 | 2 | 0 | 0 | 0
2040-02-16 23:00 | 2040 | 2 | 0 | 0 | 0
2040-02-17 | 2040 | 2 | 0 | 0 | 0
2040-02-17 01:00 | 2040 | 2 | 0 | 0 | 0
2040-02-17 02:00 | 2040 | 2 | 0 | 0 | 0
2040-02-17 03:00 | 2040 | 2 | 0 | 0 | 0
2040-02-17 04:00 | 2040 | 2 | 0 | 0 | 0
2040-02-17 05:00 | 2040 | 2 | 0 | 0 | 0
2040-02-17 06:00 | 2040 | 2 | 0 | 0 | 0
2040-02-17 07:00 | 2040 | 2 | 0 | 0 | 0
2040-02-17 08:00 | 2040 | 2 | 0 | 0 | 0.58795
2040-02-17 09:00 | 2040 | 2 | 0 | 0 | 0.58659
2040-02-17 10:00 | 2040 | 2 | 0 | 0 | 0.49087
2040-02-17 11:00 | 2040 | 2 | 0 | 0 | 0.60953
2040-02-17 12:00 | 2040 | 2 | 0 | 0 | 0.49777
2040-02-17 13:00 | 2040 | 2 | 0 | 0 | 0.93564
2040-02-17 14:00 | 2040 | 2 | 0 | 0 | 1.1438
2040-02-17 15:00 | 2040 | 2 | 0 | 0 | 0.20934
2040-02-17 16:00 | 2040 | 2 | 0 | 0 | 0
2040-02-17 17:00 | 2040 | 2 | 0 | 0 | 0
2040-02-17 18:00 | 2040 | 2 | 0 | 0 | 0
2040-02-17 19:00 | 2040 | 2 | 0 | 0 | 0.31521
2040-02-17 20:00 | 2040 | 2 | 0 | 0 | 0.36853
2040-02-17 21:00 | 2040 | 2 | 0 | 0 | 0.37722
2040-02-17 22:00 | 2040 | 2 | 0 | 0 | 0.3159
2040-02-17 23:00 | 2040 | 2 | 0 | 0 | 0.63641
2040-02-18 | 2040 | 2 | 0 | 0 | 0.55939
2040-02-18 01:00 | 2040 | 2 | 0 | 0 | 0.77576
2040-02-18 02:00 | 2040 | 2 | 0 | 0 | 1.0142
2040-02-18 03:00 | 2040 | 2 | 0 | 0 | 0.72524
2040-02-18 04:00 | 2040 | 2 | 0 | 0 | 0.20826
2040-02-18 05:00 | 2040 | 2 | 0 | 0 | 0
2040-02-18 06:00 | 2040 | 2 | 0 | 0 | 0
2040-02-18 07:00 | 2040 | 2 | 0 | 0 | 0.68578
2040-02-18 08:00 | 2040 | 2 | 0 | 0 | 0.86275
2040-02-18 09:00 | 2040 | 2 | 0 | 0 | 1.1243
2040-02-18 10:00 | 2040 | 2 | 0 | 0 | 1.1803
2040-02-18 11:00 | 2040 | 2 | 0 | 0 | 0.85548
2040-02-18 12:00 | 2040 | 2 | 0 | 0 | 0.53027
2040-02-18 13:00 | 2040 | 2 | 0 | 0 | 0.6515
2040-02-18 14:00 | 2040 | 2 | 0 | 0 | 0.73342
2040-02-18 15:00 | 2040 | 2 | 0 | 0 | 0.15524
2040-02-18 16:00 | 2040 | 2 | 0 | 0 | 0
2040-02-18 17:00 | 2040 | 2 | 0 | 0 | 0
2040-02-18 18:00 | 2040 | 2 | 0 | 0 | 0
2040-02-18 19:00 | 2040 | 2 | 0 | 0 | 0.25111
2040-02-18 20:00 | 2040 | 2 | 0 | 0 | 0.56342
2040-02-18 21:00 | 2040 | 2 | 0 | 0 | 0.42042
2040-02-18 22:00 | 2040 | 2 | 0 | 0 | 0.43933
2040-02-18 23:00 | 2040 | 2 | 0 | 0 | 0.56326
2040-02-19 | 2040 | 2 | 0 | 0 | 0.16213
2040-02-19 01:00 | 2040 | 2 | 0 | 0 | 0.33483
2040-02-19 02:00 | 2040 | 2 | 0 | 0 | 0.26494
2040-02-19 03:00 | 2040 | 2 | 0 | 0 | 0
2040-02-19 04:00 | 2040 | 2 | 0 | 0 | 0
2040-02-19 05:00 | 2040 | 2 | 0 | 0 | 0
2040-02-19 06:00 | 2040 | 2 | 0 | 0 | 0
2040-02-19 07:00 | 2040 | 2 | 0 | 0 | 0
2040-02-19 08:00 | 2040 | 2 | 0 | 0 | 0.42427
2040-02-19 09:00 | 2040 | 2 | 0 | 0 | 0.45103
2040-02-19 10:00 | 2040 | 2 | 0 | 0 | 0.66604
2040-02-19 11:00 | 2040 | 2 | 0 | 0 | 0.4906
2040-02-19 12:00 | 2040 | 2 | 0 | 0 | 0.1287
2040-02-19 13:00 | 2040 | 2 | 0 | 0 | 0.64258
2040-02-19 14:00 | 2040 | 2 | 0 | 0 | 0.94546
2040-02-19 15:00 | 2040 | 2 | 0 | 0 | 0
2040-02-19 16:00 | 2040 | 2 | 0 | 0 | 0
2040-02-19 17:00 | 2040 | 2 | 0 | 0 | 0
2040-02-19 18:00 | 2040 | 2 | 0 | 0 | 0
2040-02-19 19:00 | 2040 | 2 | 0 | 0 | 0
2040-02-19 20:00 | 2040 | 2 | 0 | 0 | 0.0019168
2040-02-19 21:00 | 2040 | 2 | 0 | 0 | 0.056885
2040-02-19 22:00 | 2040 | 2 | 0 | 0 | 0.025856
2040-02-19 23:00 | 2040 | 2 | 0 | 0 | 0.29115
2040-02-20 | 2040 | 2 | 0 | 0 | 0.37404
2040-02-20 01:00 | 2040 | 2 | 0 | 0 | 0.16913
2040-02-20 02:00 | 2040 | 2 | 0 | 0 | 0.12863
2040-02-20 03:00 | 2040 | 2 | 0 | 0 | 0
2040-02-20 04:00 | 2040 | 2 | 0 | 0 | 0
2040-02-20 05:00 | 2040 | 2 | 0 | 0 | 0
2040-02-20 06:00 | 2040 | 2 | 0 | 0 | 0
2040-02-20 07:00 | 2040 | 2 | 0 | 0 | 0
2040-02-20 08:00 | 2040 | 2 | 0 | 0 | 0.67626
2040-02-20 09:00 | 2040 | 2 | 0 | 0 | 0.64826
2040-02-20 10:00 | 2040 | 2 | 0 | 0 | 0.57885
2040-02-20 11:00 | 2040 | 2 | 0 | 0 | 0.56653
2040-02-20 12:00 | 2040 | 2 | 0 | 0 | 0.31053
2040-02-20 13:00 | 2040 | 2 | 0 | 0 | 0.71289
2040-02-20 14:00 | 2040 | 2 | 0 | 0 | 0.85581
2040-02-20 15:00 | 2040 | 2 | 0 | 0 | 0
2040-02-20 16:00 | 2040 | 2 | 0 | 0 | 0
2040-02-20 17:00 | 2040 | 2 | 0 | 0 | 0
2040-02-20 18:00 | 2040 | 2 | 0 | 0 | 0
2040-02-20 19:00 | 2040 | 2 | 0 | 0 | 0
2040-02-20 20:00 | 2040 | 2 | 0 | 0 | 0.1193
2040-02-20 21:00 | 2040 | 2 | 0 | 0 | 0.12776
2040-02-20 22:00 | 2040 | 2 | 0 | 0 | 0.092039
2040-02-20 23:00 | 2040 | 2 | 0 | 0 | 0.075692
2040-02-21 | 2040 | 2 | 0 | 0 | 0
2040-02-21 01:00 | 2040 | 2 | 0 | 0 | 0
2040-02-21 02:00 | 2040 | 2 | 0 | 0 | 0
2040-02-21 03:00 | 2040 | 2 | 0 | 0 | 0
2040-02-21 04:00 | 2040 | 2 | 0 | 0 | 0
2040-02-21 05:00 | 2040 | 2 | 0 | 0 | 0
2040-02-21 06:00 | 2040 | 2 | 0 | 0 | 0
2040-02-21 07:00 | 2040 | 2 | 0 | 0 | 0
2040-02-21 08:00 | 2040 | 2 | 0 | 0 | 0
2040-02-21 09:00 | 2040 | 2 | 0 | 0 | 0.20656
2040-02-21 10:00 | 2040 | 2 | 0 | 0 | 0
2040-02-21 11:00 | 2040 | 2 | 0 | 0 | 0
2040-02-21 12:00 | 2040 | 2 | 0 | 0 | 0
2040-02-21 13:00 | 2040 | 2 | 0 | 0 | 0
2040-02-21 14:00 | 2040 | 2 | 0 | 0 | 0.05933
2040-02-21 15:00 | 2040 | 2 | 0 | 0 | 0
2040-02-21 16:00 | 2040 | 2 | 0 | 0 | 0
2040-02-21 17:00 | 2040 | 2 | 0 | 0 | 0
2040-02-21 18:00 | 2040 | 2 | 0 | 0 | 0
2040-02-21 19:00 | 2040 | 2 | 0 | 0 | 0
2040-02-21 20:00 | 2040 | 2 | 0 | 0 | 0
2040-02-21 21:00 | 2040 | 2 | 0 | 0 | 0
2040-02-21 22:00 | 2040 | 2 | 0 | 0 | 0
2040-02-21 23:00 | 2040 | 2 | 0 | 0 | 0
2040-02-22 | 2040 | 2 | 0 | 0 | 0
2040-02-22 01:00 | 2040 | 2 | 0 | 0 | 0
2040-02-22 02:00 | 2040 | 2 | 0 | 0 | 0
2040-02-22 03:00 | 2040 | 2 | 0 | 0 | 0
2040-02-22 04:00 | 2040 | 2 | 0 | 0 | 0
2040-02-22 05:00 | 2040 | 2 | 0 | 0 | 0
2040-02-22 06:00 | 2040 | 2 | 0 | 0 | 0
2040-02-22 07:00 | 2040 | 2 | 0 | 0 | 0
2040-02-22 08:00 | 2040 | 2 | 0 | 0 | 0
2040-02-22 09:00 | 2040 | 2 | 0 | 0 | 0
2040-02-22 10:00 | 2040 | 2 | 0 | 0 | 0
2040-02-22 11:00 | 2040 | 2 | 0 | 0 | 0
2040-02-22 12:00 | 2040 | 2 | 0 | 0 | 0
2040-02-22 13:00 | 2040 | 2 | 0 | 0 | 0.11152
2040-02-22 14:00 | 2040 | 2 | 0 | 0 | 0.21999
2040-02-22 15:00 | 2040 | 2 | 0 | 0 | 0
2040-02-22 16:00 | 2040 | 2 | 0 | 0 | 0
2040-02-22 17:00 | 2040 | 2 | 0 | 0 | 0
2040-02-22 18:00 | 2040 | 2 | 0 | 0 | 0
2040-02-22 19:00 | 2040 | 2 | 0 | 0 | 0
2040-02-22 20:00 | 2040 | 2 | 0 | 0 | 0.067728
2040-02-22 21:00 | 2040 | 2 | 0 | 0 | 0.087838
2040-02-22 22:00 | 2040 | 2 | 0 | 0 | 0
2040-02-22 23:00 | 2040 | 2 | 0 | 0 | 0.13662
2040-02-23 | 2040 | 2 | 0 | 0 | 0
2040-02-23 01:00 | 2040 | 2 | 0 | 0 | 0.42119
2040-02-23 02:00 | 2040 | 2 | 0 | 0 | 0.364
2040-02-23 03:00 | 2040 | 2 | 0 | 0 | 0.12522
2040-02-23 04:00 | 2040 | 2 | 0 | 0 | 0
2040-02-23 05:00 | 2040 | 2 | 0 | 0 | 0
2040-02-23 06:00 | 2040 | 2 | 0 | 0 | 0
2040-02-23 07:00 | 2040 | 2 | 0 | 0 | 0
2040-02-23 08:00 | 2040 | 2 | 0 | 0 | 0.54364
2040-02-23 09:00 | 2040 | 2 | 0 | 0 | 0.61293
2040-02-23 10:00 | 2040 | 2 | 0 | 0 | 0.36902
2040-02-23 11:00 | 2040 | 2 | 0 | 0 | 0.28979
2040-02-23 12:00 | 2040 | 2 | 0 | 0 | 0.25758
2040-02-23 13:00 | 2040 | 2 | 0 | 0 | 0.44877
2040-02-23 14:00 | 2040 | 2 | 0 | 0 | 0.58023
2040-02-23 15:00 | 2040 | 2 | 0 | 0 | 0
2040-02-23 16:00 | 2040 | 2 | 0 | 0 | 0
2040-02-23 17:00 | 2040 | 2 | 0 | 0 | 0
2040-02-23 18:00 | 2040 | 2 | 0 | 0 | 0
2040-02-23 19:00 | 2040 | 2 | 0 | 0 | 0
2040-02-23 20:00 | 2040 | 2 | 0 | 0 | 0
2040-02-23 21:00 | 2040 | 2 | 0 | 0 | 0.014269
2040-02-23 22:00 | 2040 | 2 | 0 | 0 | 0
2040-02-23 23:00 | 2040 | 2 | 0 | 0 | 0.058238
2040-02-24 | 2040 | 2 | 0 | 0 | 0.3109
2040-02-24 01:00 | 2040 | 2 | 0 | 0 | 0.028883
2040-02-24 02:00 | 2040 | 2 | 0 | 0 | 0
2040-02-24 03:00 | 2040 | 2 | 0 | 0 | 0
2040-02-24 04:00 | 2040 | 2 | 0 | 0 | 0
2040-02-24 05:00 | 2040 | 2 | 0 | 0 | 0
2040-02-24 06:00 | 2040 | 2 | 0 | 0 | 0
2040-02-24 07:00 | 2040 | 2 | 0 | 0 | 0
2040-02-24 08:00 | 2040 | 2 | 0 | 0 | 0.71395
2040-02-24 09:00 | 2040 | 2 | 0 | 0 | 0.6864
2040-02-24 10:00 | 2040 | 2 | 0 | 0 | 0.48973
2040-02-24 11:00 | 2040 | 2 | 0 | 0 | 0.40323
2040-02-24 12:00 | 2040 | 2 | 0 | 0 | 0.1312
2040-02-24 13:00 | 2040 | 2 | 0 | 0 | 0.50776
2040-02-24 14:00 | 2040 | 2 | 0 | 0 | 0.6442
2040-02-24 15:00 | 2040 | 2 | 0 | 0 | 0
2040-02-24 16:00 | 2040 | 2 | 0 | 0 | 0
2040-02-24 17:00 | 2040 | 2 | 0 | 0 | 0
2040-02-24 18:00 | 2040 | 2 | 0 | 0 | 0
2040-02-24 19:00 | 2040 | 2 | 0 | 0 | 0.043103
2040-02-24 20:00 | 2040 | 2 | 0 | 0 | 0.21542
2040-02-24 21:00 | 2040 | 2 | 0 | 0 | 0.19283
2040-02-24 22:00 | 2040 | 2 | 0 | 0 | 0.16667
2040-02-24 23:00 | 2040 | 2 | 0 | 0 | 0.41291
2040-02-25 | 2040 | 2 | 0 | 0 | 0.16768
2040-02-25 01:00 | 2040 | 2 | 0 | 0 | 0.59577
2040-02-25 02:00 | 2040 | 2 | 0 | 0 | 0.47121
2040-02-25 03:00 | 2040 | 2 | 0 | 0 | 0.12991
2040-02-25 04:00 | 2040 | 2 | 0 | 0 | 0
2040-02-25 05:00 | 2040 | 2 | 0 | 0 | 0
2040-02-25 06:00 | 2040 | 2 | 0 | 0 | 0
2040-02-25 07:00 | 2040 | 2 | 0 | 0 | 0.33816
2040-02-25 08:00 | 2040 | 2 | 0 | 0 | 1.0293
2040-02-25 09:00 | 2040 | 2 | 0 | 0 | 0.98884
2040-02-25 10:00 | 2040 | 2 | 0 | 0 | 0.95221
2040-02-25 11:00 | 2040 | 2 | 0 | 0 | 0.84517
2040-02-25 12:00 | 2040 | 2 | 0 | 0 | 0.51021
2040-02-25 13:00 | 2040 | 2 | 0 | 0 | 0.77461
2040-02-25 14:00 | 2040 | 2 | 0 | 0 | 0.69562
2040-02-25 15:00 | 2040 | 2 | 0 | 0 | 0
2040-02-25 16:00 | 2040 | 2 | 0 | 0 | 0
2040-02-25 17:00 | 2040 | 2 | 0 | 0 | 0
2040-02-25 18:00 | 2040 | 2 | 0 | 0 | 0
2040-02-25 19:00 | 2040 | 2 | 0 | 0 | 0
2040-02-25 20:00 | 2040 | 2 | 0 | 0 | 0
2040-02-25 21:00 | 2040 | 2 | 0 | 0 | 0
2040-02-25 22:00 | 2040 | 2 | 0 | 0 | 0
2040-02-25 23:00 | 2040 | 2 | 0 | 0 | 0.15027
2040-02-26 | 2040 | 2 | 0 | 0 | 0.27188
2040-02-26 01:00 | 2040 | 2 | 0 | 0 | 0.34968
2040-02-26 02:00 | 2040 | 2 | 0 | 0 | 0.2936
2040-02-26 03:00 | 2040 | 2 | 0 | 0 | 0
2040-02-26 04:00 | 2040 | 2 | 0 | 0 | 0
2040-02-26 05:00 | 2040 | 2 | 0 | 0 | 0
2040-02-26 06:00 | 2040 | 2 | 0 | 0 | 0
2040-02-26 07:00 | 2040 | 2 | 0 | 0 | 0.15009
2040-02-26 08:00 | 2040 | 2 | 0 | 0 | 1.0411
2040-02-26 09:00 | 2040 | 2 | 0 | 0 | 1.0568
2040-02-26 10:00 | 2040 | 2 | 0 | 0 | 0.96151
2040-02-26 11:00 | 2040 | 2 | 0 | 0 | 0.58719
2040-02-26 12:00 | 2040 | 2 | 0 | 0 | 0.090952
2040-02-26 13:00 | 2040 | 2 | 0 | 0 | 0.54963
2040-02-26 14:00 | 2040 | 2 | 0 | 0 | 0.77476
2040-02-26 15:00 | 2040 | 2 | 0 | 0 | 0
2040-02-26 16:00 | 2040 | 2 | 0 | 0 | 0
2040-02-26 17:00 | 2040 | 2 | 0 | 0 | 0
2040-02-26 18:00 | 2040 | 2 | 0 | 0 | 0
2040-02-26 19:00 | 2040 | 2 | 0 | 0 | 0
2040-02-26 20:00 | 2040 | 2 | 0 | 0 | 0.094177
2040-02-26 21:00 | 2040 | 2 | 0 | 0 | 0.085783
2040-02-26 22:00 | 2040 | 2 | 0 | 0 | 0.063182
2040-02-26 23:00 | 2040 | 2 | 0 | 0 | 0.1926
2040-02-27 | 2040 | 2 | 0 | 0 | 0.0038227
2040-02-27 01:00 | 2040 | 2 | 0 | 0 | 0.1557
2040-02-27 02:00 | 2040 | 2 | 0 | 0 | 0.078626
2040-02-27 03:00 | 2040 | 2 | 0 | 0 | 0
2040-02-27 04:00 | 2040 | 2 | 0 | 0 | 0
2040-02-27 05:00 | 2040 | 2 | 0 | 0 | 0
2040-02-27 06:00 | 2040 | 2 | 0 | 0 | 0
2040-02-27 07:00 | 2040 | 2 | 0 | 0 | 0
2040-02-27 08:00 | 2040 | 2 | 0 | 0 | 0.79466
2040-02-27 09:00 | 2040 | 2 | 0 | 0 | 0.73286
2040-02-27 10:00 | 2040 | 2 | 0 | 0 | 0.65048
2040-02-27 11:00 | 2040 | 2 | 0 | 0 | 0.68745
2040-02-27 12:00 | 2040 | 2 | 0 | 0 | 0.50911
2040-02-27 13:00 | 2040 | 2 | 0 | 0 | 0.94334
2040-02-27 14:00 | 2040 | 2 | 0 | 0 | 0.77694
2040-02-27 15:00 | 2040 | 2 | 0 | 0 | 0
2040-02-27 16:00 | 2040 | 2 | 0 | 0 | 0
2040-02-27 17:00 | 2040 | 2 | 0 | 0 | 0
2040-02-27 18:00 | 2040 | 2 | 0 | 0 | 0
2040-02-27 19:00 | 2040 | 2 | 0 | 0 | 0.072904
2040-02-27 20:00 | 2040 | 2 | 0 | 0 | 0.38106
2040-02-27 21:00 | 2040 | 2 | 0 | 0 | 0.38994
2040-02-27 22:00 | 2040 | 2 | 0 | 0 | 0.37149
2040-02-27 23:00 | 2040 | 2 | 0 | 0 | 0.43958
2040-02-28 | 2040 | 2 | 0 | 0 | 0.103
2040-02-28 01:00 | 2040 | 2 | 0 | 0 | 0.51027
2040-02-28 02:00 | 2040 | 2 | 0 | 0 | 0.44361
2040-02-28 03:00 | 2040 | 2 | 0 | 0 | 0.13838
2040-02-28 04:00 | 2040 | 2 | 0 | 0 | 0
2040-02-28 05:00 | 2040 | 2 | 0 | 0 | 0
2040-02-28 06:00 | 2040 | 2 | 0 | 0 | 0
2040-02-28 07:00 | 2040 | 2 | 0 | 0 | 0
2040-02-28 08:00 | 2040 | 2 | 0 | 0.25068 | 0.82851
2040-02-28 09:00 | 2040 | 2 | 0 | 0.43869 | 0.99118
2040-02-28 10:00 | 2040 | 2 | 0 | 0.076583 | 0.7185
2040-02-28 11:00 | 2040 | 2 | 0 | 0 | 0.46337
2040-02-28 12:00 | 2040 | 2 | 0 | 0 | 0.14913
2040-02-28 13:00 | 2040 | 2 | 0.22518 | 0 | 0.67469
2040-02-28 14:00 | 2040 | 2 | 0.10766 | 0.056493 | 0.77869
2040-02-28 15:00 | 2040 | 2 | 0 | 0 | 0
2040-02-28 16:00 | 2040 | 2 | 0 | 0 | 0
2040-02-28 17:00 | 2040 | 2 | 0 | 0 | 0
2040-02-28 18:00 | 2040 | 2 | 0 | 0 | 0
2040-02-28 19:00 | 2040 | 2 | 0 | 0 | 0
2040-02-28 20:00 | 2040 | 2 | 0 | 0 | 0
2040-02-28 21:00 | 2040 | 2 | 0 | 0 | 0
2040-02-28 22:00 | 2040 | 2 | 0 | 0 | 0
2040-02-28 23:00 | 2040 | 2 | 0 | 0 | 0
2040-02-29 | 2040 | 2 | 0 | 0 | 0.0018256
2040-02-29 01:00 | 2040 | 2 | 0 | 0 | 0
2040-02-29 02:00 | 2040 | 2 | 0 | 0 | 0
2040-02-29 03:00 | 2040 | 2 | 0 | 0 | 0
2040-02-29 04:00 | 2040 | 2 | 0 | 0 | 0
2040-02-29 05:00 | 2040 | 2 | 0 | 0 | 0
2040-02-29 06:00 | 2040 | 2 | 0 | 0 | 0
2040-02-29 07:00 | 2040 | 2 | 0 | 0 | 0
2040-02-29 08:00 | 2040 | 2 | 0.14873 | 0 | 0.44303
2040-02-29 09:00 | 2040 | 2 | 0.25703 | 0.0044031 | 0.62052
2040-02-29 10:00 | 2040 | 2 | 0 | 0 | 0.40727
2040-02-29 11:00 | 2040 | 2 | 0 | 0 | 0.19949
2040-02-29 12:00 | 2040 | 2 | 0.0016832 | 0 | 0
2040-02-29 13:00 | 2040 | 2 | 0.40128 | 0.2428 | 0.32449
2040-02-29 14:00 | 2040 | 2 | 0.26047 | 0.21555 | 0.42503
2040-02-29 15:00 | 2040 | 2 | 0 | 0 | 0
2040-02-29 16:00 | 2040 | 2 | 0 | 0 | 0
2040-02-29 17:00 | 2040 | 2 | 0 | 0 | 0
2040-02-29 18:00 | 2040 | 2 | 0 | 0 | 0
2040-02-29 19:00 | 2040 | 2 | 0 | 0 | 0
2040-02-29 20:00 | 2040 | 2 | 0 | 0 | 0
2040-02-29 21:00 | 2040 | 2 | 0 | 0 | 0
2040-02-29 22:00 | 2040 | 2 | 0 | 0 | 0
2040-02-29 23:00 | 2040 | 2 | 0 | 0 | 0
2040-03-01 | 2040 | 3 | 0 | 0 | 0
2040-03-01 01:00 | 2040 | 3 | 0.13834 | 0.41541 | 0.28009
2040-03-01 02:00 | 2040 | 3 | 0.11714 | 0.37372 | 0.24703
2040-03-01 03:00 | 2040 | 3 | 0 | 0.039091 | 0
2040-03-01 04:00 | 2040 | 3 | 0 | 0 | 0
2040-03-01 05:00 | 2040 | 3 | 0 | 0 | 0
2040-03-01 06:00 | 2040 | 3 | 0 | 0 | 0
2040-03-01 07:00 | 2040 | 3 | 0 | 0 | 0
2040-03-01 08:00 | 2040 | 3 | 0.58892 | 0.87442 | 0.57706
2040-03-01 09:00 | 2040 | 3 | 0.65999 | 0.97512 | 0.82908
2040-03-01 10:00 | 2040 | 3 | 0.19253 | 0.42778 | 0.42896
2040-03-01 11:00 | 2040 | 3 | 0 | 0 | 0.033942
2040-03-01 12:00 | 2040 | 3 | 0 | 0 | 0
2040-03-01 13:00 | 2040 | 3 | 0 | 0 | 0.011387
2040-03-01 14:00 | 2040 | 3 | 0 | 0.035067 | 0.25699
2040-03-01 15:00 | 2040 | 3 | 0 | 0 | 0
2040-03-01 16:00 | 2040 | 3 | 0 | 0 | 0
2040-03-01 17:00 | 2040 | 3 | 0 | 0 | 0
2040-03-01 18:00 | 2040 | 3 | 0 | 0 | 0
2040-03-01 19:00 | 2040 | 3 | 0 | 0 | 0
2040-03-01 20:00 | 2040 | 3 | 0 | 0.10063 | 0
2040-03-01 21:00 | 2040 | 3 | 0 | 0.16908 | 0
2040-03-01 22:00 | 2040 | 3 | 0 | 0.20724 | 0
2040-03-01 23:00 | 2040 | 3 | 0 | 0.1418 | 0
2040-03-02 | 2040 | 3 | 0 | 0 | 0
2040-03-02 01:00 | 2040 | 3 | 0.25253 | 0.080458 | 0
2040-03-02 02:00 | 2040 | 3 | 0.21327 | 0.018288 | 0
2040-03-02 03:00 | 2040 | 3 | 0 | 0 | 0
2040-03-02 04:00 | 2040 | 3 | 0 | 0 | 0
2040-03-02 05:00 | 2040 | 3 | 0 | 0 | 0
2040-03-02 06:00 | 2040 | 3 | 0 | 0 | 0
2040-03-02 07:00 | 2040 | 3 | 0 | 0 | 0
2040-03-02 08:00 | 2040 | 3 | 0.62731 | 0.070837 | 0.59468
2040-03-02 09:00 | 2040 | 3 | 0.69629 | 0.18462 | 0.59633
2040-03-02 10:00 | 2040 | 3 | 0.32253 | 0 | 0.29192
2040-03-02 11:00 | 2040 | 3 | 0 | 0 | 0.020489
2040-03-02 12:00 | 2040 | 3 | 0 | 0 | 0
2040-03-02 13:00 | 2040 | 3 | 0 | 0 | 0
2040-03-02 14:00 | 2040 | 3 | 0 | 0 | 0.057877
2040-03-02 15:00 | 2040 | 3 | 0 | 0 | 0
2040-03-02 16:00 | 2040 | 3 | 0 | 0 | 0
2040-03-02 17:00 | 2040 | 3 | 0 | 0 | 0
2040-03-02 18:00 | 2040 | 3 | 0 | 0 | 0
2040-03-02 19:00 | 2040 | 3 | 0 | 0 | 0
2040-03-02 20:00 | 2040 | 3 | 0 | 0 | 0
2040-03-02 21:00 | 2040 | 3 | 0 | 0 | 0
2040-03-02 22:00 | 2040 | 3 | 0 | 0 | 0
2040-03-02 23:00 | 2040 | 3 | 0 | 0 | 0.15301
2040-03-03 | 2040 | 3 | 0 | 0 | 0
2040-03-03 01:00 | 2040 | 3 | 0 | 0 | 0.37105
2040-03-03 02:00 | 2040 | 3 | 0 | 0 | 0.3093
2040-03-03 03:00 | 2040 | 3 | 0 | 0 | 0
2040-03-03 04:00 | 2040 | 3 | 0 | 0 | 0
2040-03-03 05:00 | 2040 | 3 | 0 | 0 | 0
2040-03-03 06:00 | 2040 | 3 | 0 | 0 | 0
2040-03-03 07:00 | 2040 | 3 | 0 | 0 | 0
2040-03-03 08:00 | 2040 | 3 | 0 | 0 | 0.33895
2040-03-03 09:00 | 2040 | 3 | 0 | 0.16005 | 0.57781
2040-03-03 10:00 | 2040 | 3 | 0 | 0 | 0.15606
2040-03-03 11:00 | 2040 | 3 | 0 | 0 | 0
2040-03-03 12:00 | 2040 | 3 | 0 | 0 | 0
2040-03-03 13:00 | 2040 | 3 | 0 | 0 | 0
2040-03-03 14:00 | 2040 | 3 | 0 | 0 | 0
2040-03-03 15:00 | 2040 | 3 | 0 | 0 | 0
2040-03-03 16:00 | 2040 | 3 | 0 | 0 | 0
2040-03-03 17:00 | 2040 | 3 | 0 | 0 | 0
2040-03-03 18:00 | 2040 | 3 | 0 | 0 | 0
2040-03-03 19:00 | 2040 | 3 | 0 | 0 | 0
2040-03-03 20:00 | 2040 | 3 | 0 | 0 | 0
2040-03-03 21:00 | 2040 | 3 | 0 | 0 | 0
2040-03-03 22:00 | 2040 | 3 | 0 | 0 | 0
2040-03-03 23:00 | 2040 | 3 | 0 | 0 | 0
2040-03-04 | 2040 | 3 | 0 | 0 | 0
2040-03-04 01:00 | 2040 | 3 | 0 | 0 | 0.090548
2040-03-04 02:00 | 2040 | 3 | 0 | 0 | 0.063655
2040-03-04 03:00 | 2040 | 3 | 0 | 0 | 0
2040-03-04 04:00 | 2040 | 3 | 0 | 0 | 0
2040-03-04 05:00 | 2040 | 3 | 0 | 0 | 0
2040-03-04 06:00 | 2040 | 3 | 0 | 0 | 0
2040-03-04 07:00 | 2040 | 3 | 0 | 0 | 0
2040-03-04 08:00 | 2040 | 3 | 0 | 0.27069 | 0.41328
2040-03-04 09:00 | 2040 | 3 | 0 | 0.57872 | 0.47566
2040-03-04 10:00 | 2040 | 3 | 0 | 0.050484 | 0.10045
2040-03-04 11:00 | 2040 | 3 | 0 | 0 | 0
2040-03-04 12:00 | 2040 | 3 | 0 | 0 | 0
2040-03-04 13:00 | 2040 | 3 | 0 | 0.062487 | 0
2040-03-04 14:00 | 2040 | 3 | 0 | 0.10806 | 0
2040-03-04 15:00 | 2040 | 3 | 0 | 0 | 0
2040-03-04 16:00 | 2040 | 3 | 0 | 0 | 0
2040-03-04 17:00 | 2040 | 3 | 0 | 0 | 0
2040-03-04 18:00 | 2040 | 3 | 0 | 0 | 0
2040-03-04 19:00 | 2040 | 3 | 0 | 0 | 0
2040-03-04 20:00 | 2040 | 3 | 0 | 0 | 0
2040-03-04 21:00 | 2040 | 3 | 0 | 0 | 0
2040-03-04 22:00 | 2040 | 3 | 0 | 0 | 0
2040-03-04 23:00 | 2040 | 3 | 0 | 0 | 0
2040-03-05 | 2040 | 3 | 0 | 0.049737 | 0
2040-03-05 01:00 | 2040 | 3 | 0 | 0.24481 | 0
2040-03-05 02:00 | 2040 | 3 | 0 | 0.14955 | 0
2040-03-05 03:00 | 2040 | 3 | 0 | 0 | 0
2040-03-05 04:00 | 2040 | 3 | 0 | 0 | 0
2040-03-05 05:00 | 2040 | 3 | 0 | 0 | 0
2040-03-05 06:00 | 2040 | 3 | 0 | 0 | 0
2040-03-05 07:00 | 2040 | 3 | 0 | 0 | 0
2040-03-05 08:00 | 2040 | 3 | 0 | 0.84869 | 0.19631
2040-03-05 09:00 | 2040 | 3 | 0 | 0.9275 | 0.22824
2040-03-05 10:00 | 2040 | 3 | 0 | 0.35028 | 0
2040-03-05 11:00 | 2040 | 3 | 0 | 0.1972 | 0
2040-03-05 12:00 | 2040 | 3 | 0 | 0.10603 | 0
2040-03-05 13:00 | 2040 | 3 | 0 | 0.2755 | 0.013829
2040-03-05 14:00 | 2040 | 3 | 0 | 0.375 | 0.23247
2040-03-05 15:00 | 2040 | 3 | 0 | 0 | 0
2040-03-05 16:00 | 2040 | 3 | 0 | 0 | 0
2040-03-05 17:00 | 2040 | 3 | 0 | 0 | 0
2040-03-05 18:00 | 2040 | 3 | 0 | 0 | 0
2040-03-05 19:00 | 2040 | 3 | 0 | 0.043503 | 0
2040-03-05 20:00 | 2040 | 3 | 0 | 0.20711 | 0
2040-03-05 21:00 | 2040 | 3 | 0 | 0.28728 | 0
2040-03-05 22:00 | 2040 | 3 | 0 | 0.30308 | 0
2040-03-05 23:00 | 2040 | 3 | 0 | 0.41282 | 0
2040-03-06 | 2040 | 3 | 0 | 0.14353 | 0
2040-03-06 01:00 | 2040 | 3 | 0 | 0.38986 | 0
2040-03-06 02:00 | 2040 | 3 | 0 | 0.35316 | 0
2040-03-06 03:00 | 2040 | 3 | 0 | 0.045838 | 0
2040-03-06 04:00 | 2040 | 3 | 0 | 0 | 0
2040-03-06 05:00 | 2040 | 3 | 0 | 0 | 0
2040-03-06 06:00 | 2040 | 3 | 0 | 0 | 0
2040-03-06 07:00 | 2040 | 3 | 0 | 0 | 0
2040-03-06 08:00 | 2040 | 3 | 0 | 0.82799 | 0.3093
2040-03-06 09:00 | 2040 | 3 | 0 | 0.96284 | 0.50788
2040-03-06 10:00 | 2040 | 3 | 0 | 0.4214 | 0.12845
2040-03-06 11:00 | 2040 | 3 | 0 | 0.171 | 0.07299
2040-03-06 12:00 | 2040 | 3 | 0 | 0.024682 | 0.022399
2040-03-06 13:00 | 2040 | 3 | 0 | 0.28298 | 0.37956
2040-03-06 14:00 | 2040 | 3 | 0 | 0.49699 | 0.5205
2040-03-06 15:00 | 2040 | 3 | 0 | 0 | 0
2040-03-06 16:00 | 2040 | 3 | 0 | 0 | 0
2040-03-06 17:00 | 2040 | 3 | 0 | 0 | 0
2040-03-06 18:00 | 2040 | 3 | 0 | 0 | 0
2040-03-06 19:00 | 2040 | 3 | 0 | 0 | 0
2040-03-06 20:00 | 2040 | 3 | 0 | 0 | 0.11026
2040-03-06 21:00 | 2040 | 3 | 0 | 0 | 0.16044
2040-03-06 22:00 | 2040 | 3 | 0 | 0 | 0.12866
2040-03-06 23:00 | 2040 | 3 | 0 | 0.076732 | 0.36942
2040-03-07 | 2040 | 3 | 0 | 0.087988 | 0.39073
2040-03-07 01:00 | 2040 | 3 | 0 | 0.26954 | 0.53404
2040-03-07 02:00 | 2040 | 3 | 0 | 0.24206 | 0.45073
2040-03-07 03:00 | 2040 | 3 | 0 | 0 | 0.12227
2040-03-07 04:00 | 2040 | 3 | 0 | 0 | 0
2040-03-07 05:00 | 2040 | 3 | 0 | 0 | 0
2040-03-07 06:00 | 2040 | 3 | 0 | 0 | 0
2040-03-07 07:00 | 2040 | 3 | 0 | 0.011794 | 0
2040-03-07 08:00 | 2040 | 3 | 0 | 0.92465 | 0.56736
2040-03-07 09:00 | 2040 | 3 | 0 | 0.96828 | 0.69451
2040-03-07 10:00 | 2040 | 3 | 0 | 0.55456 | 0.25592
2040-03-07 11:00 | 2040 | 3 | 0 | 0.4309 | 0.30893
2040-03-07 12:00 | 2040 | 3 | 0 | 0.40882 | 0.14872
2040-03-07 13:00 | 2040 | 3 | 0 | 0.55069 | 0.24714
2040-03-07 14:00 | 2040 | 3 | 0 | 0.48124 | 0.49612
2040-03-07 15:00 | 2040 | 3 | 0 | 0 | 0
2040-03-07 16:00 | 2040 | 3 | 0 | 0 | 0
2040-03-07 17:00 | 2040 | 3 | 0 | 0 | 0
2040-03-07 18:00 | 2040 | 3 | 0 | 0 | 0
2040-03-07 19:00 | 2040 | 3 | 0 | 0 | 0
2040-03-07 20:00 | 2040 | 3 | 0 | 0.046246 | 0.054034
2040-03-07 21:00 | 2040 | 3 | 0 | 0.15352 | 0.17607
2040-03-07 22:00 | 2040 | 3 | 0 | 0.17374 | 0.15538
2040-03-07 23:00 | 2040 | 3 | 0 | 0.32141 | 0.17169
2040-03-08 | 2040 | 3 | 0 | 0.26145 | 0.0077415
2040-03-08 01:00 | 2040 | 3 | 0 | 0.52494 | 0.0037915
2040-03-08 02:00 | 2040 | 3 | 0 | 0.46517 | 0
2040-03-08 03:00 | 2040 | 3 | 0 | 0.18969 | 0
2040-03-08 04:00 | 2040 | 3 | 0 | 0 | 0
2040-03-08 05:00 | 2040 | 3 | 0 | 0 | 0
2040-03-08 06:00 | 2040 | 3 | 0 | 0 | 0
2040-03-08 07:00 | 2040 | 3 | 0 | 0 | 0
2040-03-08 08:00 | 2040 | 3 | 0 | 0.80089 | 0.074925
2040-03-08 09:00 | 2040 | 3 | 0 | 0.88404 | 0.43387
2040-03-08 10:00 | 2040 | 3 | 0 | 0.45681 | 0
2040-03-08 11:00 | 2040 | 3 | 0 | 0.23842 | 0
2040-03-08 12:00 | 2040 | 3 | 0 | 0.33014 | 0
2040-03-08 13:00 | 2040 | 3 | 0 | 0.3156 | 0
2040-03-08 14:00 | 2040 | 3 | 0 | 0.24327 | 0
2040-03-08 15:00 | 2040 | 3 | 0 | 0 | 0
2040-03-08 16:00 | 2040 | 3 | 0 | 0 | 0
2040-03-08 17:00 | 2040 | 3 | 0 | 0 | 0
2040-03-08 18:00 | 2040 | 3 | 0 | 0 | 0
2040-03-08 19:00 | 2040 | 3 | 0 | 0 | 0
2040-03-08 20:00 | 2040 | 3 | 0 | 0 | 0
2040-03-08 21:00 | 2040 | 3 | 0 | 0 | 0
2040-03-08 22:00 | 2040 | 3 | 0 | 0 | 0
2040-03-08 23:00 | 2040 | 3 | 0 | 0 | 0
2040-03-09 | 2040 | 3 | 0 | 0 | 0
2040-03-09 01:00 | 2040 | 3 | 0 | 0.13109 | 0
2040-03-09 02:00 | 2040 | 3 | 0 | 0 | 0
2040-03-09 03:00 | 2040 | 3 | 0 | 0 | 0
2040-03-09 04:00 | 2040 | 3 | 0 | 0 | 0
2040-03-09 05:00 | 2040 | 3 | 0 | 0 | 0
2040-03-09 06:00 | 2040 | 3 | 0 | 0 | 0
2040-03-09 07:00 | 2040 | 3 | 0 | 0.5794 | 0.25376
2040-03-09 08:00 | 2040 | 3 | 0 | 1.1317 | 0.91553
2040-03-09 09:00 | 2040 | 3 | 0 | 0.75771 | 0.79979
2040-03-09 10:00 | 2040 | 3 | 0 | 0.65264 | 0.65638
2040-03-09 11:00 | 2040 | 3 | 0 | 0.47684 | 0.39922
2040-03-09 12:00 | 2040 | 3 | 0 | 0.29761 | 0.041521
2040-03-09 13:00 | 2040 | 3 | 0 | 0.43107 | 0.32222
2040-03-09 14:00 | 2040 | 3 | 0 | 0.30427 | 0.53718
2040-03-09 15:00 | 2040 | 3 | 0 | 0 | 0
2040-03-09 16:00 | 2040 | 3 | 0 | 0 | 0
2040-03-09 17:00 | 2040 | 3 | 0 | 0 | 0
2040-03-09 18:00 | 2040 | 3 | 0 | 0 | 0
2040-03-09 19:00 | 2040 | 3 | 0 | 0 | 0.25173
2040-03-09 20:00 | 2040 | 3 | 0 | 0 | 0.4386
2040-03-09 21:00 | 2040 | 3 | 0 | 0 | 0.066135
2040-03-09 22:00 | 2040 | 3 | 0 | 0 | 0
2040-03-09 23:00 | 2040 | 3 | 0 | 0 | 0
2040-03-10 | 2040 | 3 | 0 | 0 | 0
2040-03-10 01:00 | 2040 | 3 | 0 | 0 | 0
2040-03-10 02:00 | 2040 | 3 | 0 | 0 | 0
2040-03-10 03:00 | 2040 | 3 | 0 | 0 | 0
2040-03-10 04:00 | 2040 | 3 | 0 | 0 | 0
2040-03-10 05:00 | 2040 | 3 | 0 | 0 | 0
2040-03-10 06:00 | 2040 | 3 | 0 | 0 | 0
2040-03-10 07:00 | 2040 | 3 | 0 | 0 | 0
2040-03-10 08:00 | 2040 | 3 | 0 | 0.42607 | 0.43837
2040-03-10 09:00 | 2040 | 3 | 0 | 0.44856 | 0.48953
2040-03-10 10:00 | 2040 | 3 | 0 | 0.1401 | 0.25461
2040-03-10 11:00 | 2040 | 3 | 0 | 0 | 0.2105
2040-03-10 12:00 | 2040 | 3 | 0 | 0 | 0
2040-03-10 13:00 | 2040 | 3 | 0 | 0 | 0
2040-03-10 14:00 | 2040 | 3 | 0 | 0 | 0.12674
2040-03-10 15:00 | 2040 | 3 | 0 | 0 | 0
2040-03-10 16:00 | 2040 | 3 | 0 | 0 | 0
2040-03-10 17:00 | 2040 | 3 | 0 | 0 | 0
2040-03-10 18:00 | 2040 | 3 | 0 | 0 | 0
2040-03-10 19:00 | 2040 | 3 | 0 | 0 | 0
2040-03-10 20:00 | 2040 | 3 | 0 | 0 | 0
2040-03-10 21:00 | 2040 | 3 | 0 | 0 | 0
2040-03-10 22:00 | 2040 | 3 | 0 | 0 | 0
2040-03-10 23:00 | 2040 | 3 | 0 | 0 | 0
2040-03-11 | 2040 | 3 | 0 | 0 | 0
2040-03-11 01:00 | 2040 | 3 | 0 | 0 | 0
2040-03-11 02:00 | 2040 | 3 | 0 | 0 | 0
2040-03-11 03:00 | 2040 | 3 | 0 | 0 | 0
2040-03-11 04:00 | 2040 | 3 | 0 | 0 | 0
2040-03-11 05:00 | 2040 | 3 | 0 | 0 | 0
2040-03-11 06:00 | 2040 | 3 | 0 | 0 | 0
2040-03-11 07:00 | 2040 | 3 | 0 | 0 | 0.21265
2040-03-11 08:00 | 2040 | 3 | 0 | 0 | 0.65853
2040-03-11 09:00 | 2040 | 3 | 0 | 0 | 0.30721
2040-03-11 10:00 | 2040 | 3 | 0 | 0 | 0.25037
2040-03-11 11:00 | 2040 | 3 | 0 | 0 | 0.22933
2040-03-11 12:00 | 2040 | 3 | 0 | 0 | 0.014197
2040-03-11 13:00 | 2040 | 3 | 0 | 0 | 0.18605
2040-03-11 14:00 | 2040 | 3 | 0 | 0 | 0.2026
2040-03-11 15:00 | 2040 | 3 | 0 | 0 | 0
2040-03-11 16:00 | 2040 | 3 | 0 | 0 | 0
2040-03-11 17:00 | 2040 | 3 | 0 | 0 | 0
2040-03-11 18:00 | 2040 | 3 | 0 | 0 | 0
2040-03-11 19:00 | 2040 | 3 | 0 | 0 | 0.04626
2040-03-11 20:00 | 2040 | 3 | 0 | 0 | 0.12729
2040-03-11 21:00 | 2040 | 3 | 0 | 0 | 0
2040-03-11 22:00 | 2040 | 3 | 0 | 0 | 0
2040-03-11 23:00 | 2040 | 3 | 0 | 0 | 0
2040-03-12 | 2040 | 3 | 0 | 0 | 0
2040-03-12 01:00 | 2040 | 3 | 0 | 0 | 0
2040-03-12 02:00 | 2040 | 3 | 0 | 0 | 0
2040-03-12 03:00 | 2040 | 3 | 0 | 0 | 0
2040-03-12 04:00 | 2040 | 3 | 0 | 0 | 0
2040-03-12 05:00 | 2040 | 3 | 0 | 0 | 0
2040-03-12 06:00 | 2040 | 3 | 0 | 0 | 0
2040-03-12 07:00 | 2040 | 3 | 0 | 0 | 0.46702
2040-03-12 08:00 | 2040 | 3 | 0 | 0 | 0.962
2040-03-12 09:00 | 2040 | 3 | 0 | 0 | 0.66771
2040-03-12 10:00 | 2040 | 3 | 0 | 0 | 0.41378
2040-03-12 11:00 | 2040 | 3 | 0 | 0 | 0.46116
2040-03-12 12:00 | 2040 | 3 | 0 | 0 | 0.29465
2040-03-12 13:00 | 2040 | 3 | 0 | 0 | 0.44698
2040-03-12 14:00 | 2040 | 3 | 0 | 0 | 0.51404
2040-03-12 15:00 | 2040 | 3 | 0 | 0 | 0
2040-03-12 16:00 | 2040 | 3 | 0 | 0 | 0
2040-03-12 17:00 | 2040 | 3 | 0 | 0 | 0
2040-03-12 18:00 | 2040 | 3 | 0 | 0 | 0
2040-03-12 19:00 | 2040 | 3 | 0 | 0 | 0
2040-03-12 20:00 | 2040 | 3 | 0 | 0 | 0.019059
2040-03-12 21:00 | 2040 | 3 | 0 | 0 | 0
2040-03-12 22:00 | 2040 | 3 | 0 | 0 | 0
2040-03-12 23:00 | 2040 | 3 | 0 | 0 | 0
2040-03-13 | 2040 | 3 | 0 | 0 | 0
2040-03-13 01:00 | 2040 | 3 | 0 | 0 | 0
2040-03-13 02:00 | 2040 | 3 | 0 | 0 | 0
2040-03-13 03:00 | 2040 | 3 | 0 | 0 | 0
2040-03-13 04:00 | 2040 | 3 | 0 | 0 | 0
2040-03-13 05:00 | 2040 | 3 | 0 | 0 | 0
2040-03-13 06:00 | 2040 | 3 | 0 | 0 | 0
2040-03-13 07:00 | 2040 | 3 | 0 | 0 | 0.28706
2040-03-13 08:00 | 2040 | 3 | 0 | 0 | 0.76591
2040-03-13 09:00 | 2040 | 3 | 0 | 0 | 0.49983
2040-03-13 10:00 | 2040 | 3 | 0 | 0 | 0.25197
2040-03-13 11:00 | 2040 | 3 | 0 | 0 | 0.14302
2040-03-13 12:00 | 2040 | 3 | 0 | 0 | 0
2040-03-13 13:00 | 2040 | 3 | 0 | 0 | 0.087841
2040-03-13 14:00 | 2040 | 3 | 0 | 0 | 0.21792
2040-03-13 15:00 | 2040 | 3 | 0 | 0 | 0
2040-03-13 16:00 | 2040 | 3 | 0 | 0 | 0
2040-03-13 17:00 | 2040 | 3 | 0 | 0 | 0
2040-03-13 18:00 | 2040 | 3 | 0 | 0 | 0
2040-03-13 19:00 | 2040 | 3 | 0 | 0 | 0
2040-03-13 20:00 | 2040 | 3 | 0 | 0 | 0
2040-03-13 21:00 | 2040 | 3 | 0 | 0 | 0
2040-03-13 22:00 | 2040 | 3 | 0 | 0 | 0
2040-03-13 23:00 | 2040 | 3 | 0 | 0 | 0
2040-03-14 | 2040 | 3 | 0 | 0 | 0
2040-03-14 01:00 | 2040 | 3 | 0 | 0 | 0
2040-03-14 02:00 | 2040 | 3 | 0 | 0 | 0
2040-03-14 03:00 | 2040 | 3 | 0 | 0 | 0
2040-03-14 04:00 | 2040 | 3 | 0 | 0 | 0
2040-03-14 05:00 | 2040 | 3 | 0 | 0 | 0
2040-03-14 06:00 | 2040 | 3 | 0 | 0 | 0
2040-03-14 07:00 | 2040 | 3 | 0 | 0 | 0.039709
2040-03-14 08:00 | 2040 | 3 | 0 | 0.25528 | 0.50462
2040-03-14 09:00 | 2040 | 3 | 0 | 0.10895 | 0.15663
2040-03-14 10:00 | 2040 | 3 | 0 | 0 | 0.017021
2040-03-14 11:00 | 2040 | 3 | 0 | 0 | 0.022524
2040-03-14 12:00 | 2040 | 3 | 0 | 0 | 0
2040-03-14 13:00 | 2040 | 3 | 0 | 0 | 0
2040-03-14 14:00 | 2040 | 3 | 0 | 0 | 0
2040-03-14 15:00 | 2040 | 3 | 0 | 0 | 0
2040-03-14 16:00 | 2040 | 3 | 0 | 0 | 0
2040-03-14 17:00 | 2040 | 3 | 0 | 0 | 0
2040-03-14 18:00 | 2040 | 3 | 0 | 0 | 0
2040-03-14 19:00 | 2040 | 3 | 0 | 0 | 0
2040-03-14 20:00 | 2040 | 3 | 0 | 0 | 0
2040-03-14 21:00 | 2040 | 3 | 0 | 0 | 0
2040-03-14 22:00 | 2040 | 3 | 0 | 0 | 0
2040-03-14 23:00 | 2040 | 3 | 0 | 0 | 0
2040-03-15 | 2040 | 3 | 0 | 0 | 0
2040-03-15 01:00 | 2040 | 3 | 0 | 0 | 0
2040-03-15 02:00 | 2040 | 3 | 0 | 0 | 0
2040-03-15 03:00 | 2040 | 3 | 0 | 0 | 0
2040-03-15 04:00 | 2040 | 3 | 0 | 0 | 0
2040-03-15 05:00 | 2040 | 3 | 0 | 0 | 0
2040-03-15 06:00 | 2040 | 3 | 0 | 0 | 0
2040-03-15 07:00 | 2040 | 3 | 0 | 0 | 0
2040-03-15 08:00 | 2040 | 3 | 0 | 0.019555 | 0.35104
2040-03-15 09:00 | 2040 | 3 | 0 | 0 | 0.14803
2040-03-15 10:00 | 2040 | 3 | 0 | 0 | 0
2040-03-15 11:00 | 2040 | 3 | 0 | 0 | 0
2040-03-15 12:00 | 2040 | 3 | 0 | 0 | 0
2040-03-15 13:00 | 2040 | 3 | 0 | 0 | 0
2040-03-15 14:00 | 2040 | 3 | 0 | 0 | 0
2040-03-15 15:00 | 2040 | 3 | 0 | 0 | 0
2040-03-15 16:00 | 2040 | 3 | 0 | 0 | 0
2040-03-15 17:00 | 2040 | 3 | 0 | 0 | 0
2040-03-15 18:00 | 2040 | 3 | 0 | 0 | 0
2040-03-15 19:00 | 2040 | 3 | 0 | 0 | 0
2040-03-15 20:00 | 2040 | 3 | 0 | 0 | 0
2040-03-15 21:00 | 2040 | 3 | 0 | 0 | 0
2040-03-15 22:00 | 2040 | 3 | 0 | 0 | 0
2040-03-15 23:00 | 2040 | 3 | 0 | 0 | 0
2040-03-16 | 2040 | 3 | 0 | 0 | 0
2040-03-16 01:00 | 2040 | 3 | 0 | 0 | 0
2040-03-16 02:00 | 2040 | 3 | 0 | 0 | 0
2040-03-16 03:00 | 2040 | 3 | 0 | 0 | 0
2040-03-16 04:00 | 2040 | 3 | 0 | 0 | 0
2040-03-16 05:00 | 2040 | 3 | 0 | 0 | 0
2040-03-16 06:00 | 2040 | 3 | 0 | 0 | 0
2040-03-16 07:00 | 2040 | 3 | 0 | 0 | 0
2040-03-16 08:00 | 2040 | 3 | 0 | 0 | 0
2040-03-16 09:00 | 2040 | 3 | 0 | 0 | 0
2040-03-16 10:00 | 2040 | 3 | 0 | 0 | 0
2040-03-16 11:00 | 2040 | 3 | 0 | 0 | 0
2040-03-16 12:00 | 2040 | 3 | 0 | 0 | 0
2040-03-16 13:00 | 2040 | 3 | 0 | 0.16921 | 0
2040-03-16 14:00 | 2040 | 3 | 0 | 0.35745 | 0
2040-03-16 15:00 | 2040 | 3 | 0 | 0 | 0
2040-03-16 16:00 | 2040 | 3 | 0 | 0 | 0
2040-03-16 17:00 | 2040 | 3 | 0 | 0 | 0
2040-03-16 18:00 | 2040 | 3 | 0 | 0 | 0
2040-03-16 19:00 | 2040 | 3 | 0 | 0 | 0
2040-03-16 20:00 | 2040 | 3 | 0 | 0 | 0
2040-03-16 21:00 | 2040 | 3 | 0 | 0 | 0
2040-03-16 22:00 | 2040 | 3 | 0 | 0 | 0
2040-03-16 23:00 | 2040 | 3 | 0 | 0 | 0
2040-03-17 | 2040 | 3 | 0 | 0 | 0
2040-03-17 01:00 | 2040 | 3 | 0 | 0 | 0
2040-03-17 02:00 | 2040 | 3 | 0 | 0 | 0
2040-03-17 03:00 | 2040 | 3 | 0 | 0 | 0
2040-03-17 04:00 | 2040 | 3 | 0 | 0 | 0
2040-03-17 05:00 | 2040 | 3 | 0 | 0 | 0
2040-03-17 06:00 | 2040 | 3 | 0 | 0 | 0
2040-03-17 07:00 | 2040 | 3 | 0 | 0 | 0
2040-03-17 08:00 | 2040 | 3 | 0 | 0.28497 | 0
2040-03-17 09:00 | 2040 | 3 | 0 | 0.16333 | 0
2040-03-17 10:00 | 2040 | 3 | 0 | 0 | 0
2040-03-17 11:00 | 2040 | 3 | 0 | 0.10392 | 0
2040-03-17 12:00 | 2040 | 3 | 0 | 0.071795 | 0
2040-03-17 13:00 | 2040 | 3 | 0 | 0.2028 | 0
2040-03-17 14:00 | 2040 | 3 | 0 | 0.076519 | 0
2040-03-17 15:00 | 2040 | 3 | 0 | 0 | 0
2040-03-17 16:00 | 2040 | 3 | 0 | 0 | 0
2040-03-17 17:00 | 2040 | 3 | 0 | 0 | 0
2040-03-17 18:00 | 2040 | 3 | 0 | 0 | 0
2040-03-17 19:00 | 2040 | 3 | 0 | 0 | 0
2040-03-17 20:00 | 2040 | 3 | 0 | 0 | 0
2040-03-17 21:00 | 2040 | 3 | 0 | 0 | 0
2040-03-17 22:00 | 2040 | 3 | 0 | 0 | 0
2040-03-17 23:00 | 2040 | 3 | 0 | 0 | 0
2040-03-18 | 2040 | 3 | 0 | 0 | 0
2040-03-18 01:00 | 2040 | 3 | 0 | 0 | 0
2040-03-18 02:00 | 2040 | 3 | 0 | 0 | 0
2040-03-18 03:00 | 2040 | 3 | 0 | 0 | 0
2040-03-18 04:00 | 2040 | 3 | 0 | 0 | 0
2040-03-18 05:00 | 2040 | 3 | 0 | 0 | 0
2040-03-18 06:00 | 2040 | 3 | 0 | 0 | 0
2040-03-18 07:00 | 2040 | 3 | 0 | 0 | 0
2040-03-18 08:00 | 2040 | 3 | 0 | 0.35921 | 0
2040-03-18 09:00 | 2040 | 3 | 0 | 0.060214 | 0
2040-03-18 10:00 | 2040 | 3 | 0 | 0.0084889 | 0
2040-03-18 11:00 | 2040 | 3 | 0 | 0 | 0
2040-03-18 12:00 | 2040 | 3 | 0 | 0 | 0
2040-03-18 13:00 | 2040 | 3 | 0 | 0.24004 | 0
2040-03-18 14:00 | 2040 | 3 | 0 | 0.37492 | 0
2040-03-18 15:00 | 2040 | 3 | 0 | 0 | 0
2040-03-18 16:00 | 2040 | 3 | 0 | 0 | 0
2040-03-18 17:00 | 2040 | 3 | 0 | 0 | 0
2040-03-18 18:00 | 2040 | 3 | 0 | 0 | 0
2040-03-18 19:00 | 2040 | 3 | 0 | 0 | 0
2040-03-18 20:00 | 2040 | 3 | 0 | 0 | 0
2040-03-18 21:00 | 2040 | 3 | 0 | 0 | 0
2040-03-18 22:00 | 2040 | 3 | 0 | 0 | 0
2040-03-18 23:00 | 2040 | 3 | 0 | 0 | 0
2040-03-19 | 2040 | 3 | 0 | 0 | 0
2040-03-19 01:00 | 2040 | 3 | 0 | 0 | 0
2040-03-19 02:00 | 2040 | 3 | 0 | 0 | 0
2040-03-19 03:00 | 2040 | 3 | 0 | 0 | 0
2040-03-19 04:00 | 2040 | 3 | 0 | 0 | 0
2040-03-19 05:00 | 2040 | 3 | 0 | 0 | 0
2040-03-19 06:00 | 2040 | 3 | 0 | 0 | 0
2040-03-19 07:00 | 2040 | 3 | 0 | 0 | 0
2040-03-19 08:00 | 2040 | 3 | 0 | 0.037812 | 0.22568
2040-03-19 09:00 | 2040 | 3 | 0 | 0 | 0.12469
2040-03-19 10:00 | 2040 | 3 | 0 | 0 | 0
2040-03-19 11:00 | 2040 | 3 | 0 | 0 | 0
2040-03-19 12:00 | 2040 | 3 | 0 | 0 | 0
2040-03-19 13:00 | 2040 | 3 | 0 | 0 | 0.21711
2040-03-19 14:00 | 2040 | 3 | 0 | 0 | 0.27339
2040-03-19 15:00 | 2040 | 3 | 0 | 0 | 0
2040-03-19 16:00 | 2040 | 3 | 0 | 0 | 0
2040-03-19 17:00 | 2040 | 3 | 0 | 0 | 0
2040-03-19 18:00 | 2040 | 3 | 0 | 0 | 0
2040-03-19 19:00 | 2040 | 3 | 0 | 0 | 0
2040-03-19 20:00 | 2040 | 3 | 0 | 0 | 0
2040-03-19 21:00 | 2040 | 3 | 0 | 0 | 0
2040-03-19 22:00 | 2040 | 3 | 0 | 0 | 0
2040-03-19 23:00 | 2040 | 3 | 0 | 0 | 0
2040-03-20 | 2040 | 3 | 0 | 0 | 0
2040-03-20 01:00 | 2040 | 3 | 0 | 0 | 0
2040-03-20 02:00 | 2040 | 3 | 0 | 0 | 0
2040-03-20 03:00 | 2040 | 3 | 0 | 0 | 0
2040-03-20 04:00 | 2040 | 3 | 0 | 0 | 0
2040-03-20 05:00 | 2040 | 3 | 0 | 0 | 0
2040-03-20 06:00 | 2040 | 3 | 0 | 0 | 0
2040-03-20 07:00 | 2040 | 3 | 0 | 0 | 0
2040-03-20 08:00 | 2040 | 3 | 0 | 0 | 0.42564
2040-03-20 09:00 | 2040 | 3 | 0 | 0 | 0.28347
2040-03-20 10:00 | 2040 | 3 | 0 | 0 | 0
2040-03-20 11:00 | 2040 | 3 | 0 | 0 | 0.12659
2040-03-20 12:00 | 2040 | 3 | 0 | 0 | 0.052718
2040-03-20 13:00 | 2040 | 3 | 0 | 0 | 0.37749
2040-03-20 14:00 | 2040 | 3 | 0 | 0 | 0.53575
2040-03-20 15:00 | 2040 | 3 | 0 | 0 | 0
2040-03-20 16:00 | 2040 | 3 | 0 | 0 | 0
2040-03-20 17:00 | 2040 | 3 | 0 | 0 | 0
2040-03-20 18:00 | 2040 | 3 | 0 | 0 | 0
2040-03-20 19:00 | 2040 | 3 | 0 | 0 | 0.083695
2040-03-20 20:00 | 2040 | 3 | 0 | 0 | 0.16205
2040-03-20 21:00 | 2040 | 3 | 0 | 0 | 0
2040-03-20 22:00 | 2040 | 3 | 0 | 0 | 0
2040-03-20 23:00 | 2040 | 3 | 0 | 0 | 0
2040-03-21 | 2040 | 3 | 0 | 0 | 0
2040-03-21 01:00 | 2040 | 3 | 0 | 0 | 0.039796
2040-03-21 02:00 | 2040 | 3 | 0 | 0 | 0
2040-03-21 03:00 | 2040 | 3 | 0 | 0 | 0
2040-03-21 04:00 | 2040 | 3 | 0 | 0 | 0
2040-03-21 05:00 | 2040 | 3 | 0 | 0 | 0
2040-03-21 06:00 | 2040 | 3 | 0 | 0 | 0
2040-03-21 07:00 | 2040 | 3 | 0 | 0 | 0.31321
2040-03-21 08:00 | 2040 | 3 | 0 | 0 | 0.80962
2040-03-21 09:00 | 2040 | 3 | 0 | 0 | 0.73604
2040-03-21 10:00 | 2040 | 3 | 0 | 0 | 0.30205
2040-03-21 11:00 | 2040 | 3 | 0 | 0 | 0.24393
2040-03-21 12:00 | 2040 | 3 | 0 | 0 | 0.0632
2040-03-21 13:00 | 2040 | 3 | 0 | 0 | 0.22061
2040-03-21 14:00 | 2040 | 3 | 0 | 0 | 0.32258
2040-03-21 15:00 | 2040 | 3 | 0 | 0 | 0
2040-03-21 16:00 | 2040 | 3 | 0 | 0 | 0
2040-03-21 17:00 | 2040 | 3 | 0 | 0 | 0
2040-03-21 18:00 | 2040 | 3 | 0 | 0 | 0
2040-03-21 19:00 | 2040 | 3 | 0 | 0 | 0
2040-03-21 20:00 | 2040 | 3 | 0 | 0 | 0
2040-03-21 21:00 | 2040 | 3 | 0 | 0 | 0
2040-03-21 22:00 | 2040 | 3 | 0 | 0 | 0
2040-03-21 23:00 | 2040 | 3 | 0 | 0 | 0
2040-03-22 | 2040 | 3 | 0 | 0 | 0
2040-03-22 01:00 | 2040 | 3 | 0 | 0 | 0
2040-03-22 02:00 | 2040 | 3 | 0 | 0 | 0
2040-03-22 03:00 | 2040 | 3 | 0 | 0 | 0
2040-03-22 04:00 | 2040 | 3 | 0 | 0 | 0
2040-03-22 05:00 | 2040 | 3 | 0 | 0 | 0
2040-03-22 06:00 | 2040 | 3 | 0 | 0 | 0
2040-03-22 07:00 | 2040 | 3 | 0 | 0 | 0.023318
2040-03-22 08:00 | 2040 | 3 | 0 | 0 | 0.55409
2040-03-22 09:00 | 2040 | 3 | 0 | 0 | 0.59035
2040-03-22 10:00 | 2040 | 3 | 0 | 0 | 0.16379
2040-03-22 11:00 | 2040 | 3 | 0 | 0 | 0
2040-03-22 12:00 | 2040 | 3 | 0 | 0 | 0
2040-03-22 13:00 | 2040 | 3 | 0 | 0 | 0
2040-03-22 14:00 | 2040 | 3 | 0 | 0 | 0
2040-03-22 15:00 | 2040 | 3 | 0 | 0 | 0
2040-03-22 16:00 | 2040 | 3 | 0 | 0 | 0
2040-03-22 17:00 | 2040 | 3 | 0 | 0 | 0
2040-03-22 18:00 | 2040 | 3 | 0 | 0 | 0
2040-03-22 19:00 | 2040 | 3 | 0 | 0 | 0
2040-03-22 20:00 | 2040 | 3 | 0 | 0 | 0
2040-03-22 21:00 | 2040 | 3 | 0 | 0 | 0
2040-03-22 22:00 | 2040 | 3 | 0 | 0 | 0
2040-03-22 23:00 | 2040 | 3 | 0 | 0 | 0
2040-03-23 | 2040 | 3 | 0 | 0 | 0
2040-03-23 01:00 | 2040 | 3 | 0 | 0 | 0
2040-03-23 02:00 | 2040 | 3 | 0 | 0 | 0
2040-03-23 03:00 | 2040 | 3 | 0 | 0 | 0
2040-03-23 04:00 | 2040 | 3 | 0 | 0 | 0
2040-03-23 05:00 | 2040 | 3 | 0 | 0 | 0
2040-03-23 06:00 | 2040 | 3 | 0 | 0 | 0
2040-03-23 07:00 | 2040 | 3 | 0 | 0 | 0
2040-03-23 08:00 | 2040 | 3 | 0 | 0 | 0.34559
2040-03-23 09:00 | 2040 | 3 | 0 | 0 | 0.27205
2040-03-23 10:00 | 2040 | 3 | 0 | 0 | 0
2040-03-23 11:00 | 2040 | 3 | 0 | 0 | 0
2040-03-23 12:00 | 2040 | 3 | 0 | 0 | 0
2040-03-23 13:00 | 2040 | 3 | 0 | 0 | 0
2040-03-23 14:00 | 2040 | 3 | 0 | 0 | 0
2040-03-23 15:00 | 2040 | 3 | 0 | 0 | 0
2040-03-23 16:00 | 2040 | 3 | 0 | 0 | 0
2040-03-23 17:00 | 2040 | 3 | 0 | 0 | 0
2040-03-23 18:00 | 2040 | 3 | 0 | 0 | 0
2040-03-23 19:00 | 2040 | 3 | 0 | 0 | 0
2040-03-23 20:00 | 2040 | 3 | 0 | 0 | 0
2040-03-23 21:00 | 2040 | 3 | 0 | 0 | 0
2040-03-23 22:00 | 2040 | 3 | 0 | 0 | 0
2040-03-23 23:00 | 2040 | 3 | 0 | 0 | 0
2040-03-24 | 2040 | 3 | 0 | 0 | 0
2040-03-24 01:00 | 2040 | 3 | 0 | 0 | 0
2040-03-24 02:00 | 2040 | 3 | 0 | 0 | 0
2040-03-24 03:00 | 2040 | 3 | 0 | 0 | 0
2040-03-24 04:00 | 2040 | 3 | 0 | 0 | 0
2040-03-24 05:00 | 2040 | 3 | 0 | 0 | 0
2040-03-24 06:00 | 2040 | 3 | 0 | 0 | 0
2040-03-24 07:00 | 2040 | 3 | 0 | 0 | 0
2040-03-24 08:00 | 2040 | 3 | 0 | 0 | 0
2040-03-24 09:00 | 2040 | 3 | 0 | 0 | 0
2040-03-24 10:00 | 2040 | 3 | 0 | 0 | 0
2040-03-24 11:00 | 2040 | 3 | 0 | 0 | 0
2040-03-24 12:00 | 2040 | 3 | 0 | 0 | 0
2040-03-24 13:00 | 2040 | 3 | 0 | 0 | 0
2040-03-24 14:00 | 2040 | 3 | 0 | 0 | 0
2040-03-24 15:00 | 2040 | 3 | 0 | 0 | 0
2040-03-24 16:00 | 2040 | 3 | 0 | 0 | 0
2040-03-24 17:00 | 2040 | 3 | 0 | 0 | 0
2040-03-24 18:00 | 2040 | 3 | 0 | 0 | 0
2040-03-24 19:00 | 2040 | 3 | 0 | 0 | 0
2040-03-24 20:00 | 2040 | 3 | 0 | 0 | 0
2040-03-24 21:00 | 2040 | 3 | 0 | 0 | 0
2040-03-24 22:00 | 2040 | 3 | 0 | 0 | 0
2040-03-24 23:00 | 2040 | 3 | 0 | 0 | 0
2040-03-25 | 2040 | 3 | 0 | 0 | 0
2040-03-25 01:00 | 2040 | 3 | 0 | 0 | 0
2040-03-25 02:00 | 2040 | 3 | 0 | 0 | 0
2040-03-25 03:00 | 2040 | 3 | 0 | 0 | 0
2040-03-25 04:00 | 2040 | 3 | 0 | 0 | 0
2040-03-25 05:00 | 2040 | 3 | 0 | 0 | 0
2040-03-25 06:00 | 2040 | 3 | 0 | 0 | 0
2040-03-25 07:00 | 2040 | 3 | 0 | 0 | 0
2040-03-25 08:00 | 2040 | 3 | 0 | 0 | 0
2040-03-25 09:00 | 2040 | 3 | 0 | 0 | 0
2040-03-25 10:00 | 2040 | 3 | 0 | 0 | 0
2040-03-25 11:00 | 2040 | 3 | 0 | 0 | 0
2040-03-25 12:00 | 2040 | 3 | 0 | 0 | 0
2040-03-25 13:00 | 2040 | 3 | 0 | 0 | 0
2040-03-25 14:00 | 2040 | 3 | 0 | 0 | 0
2040-03-25 15:00 | 2040 | 3 | 0 | 0 | 0
2040-03-25 16:00 | 2040 | 3 | 0 | 0 | 0
2040-03-25 17:00 | 2040 | 3 | 0 | 0 | 0
2040-03-25 18:00 | 2040 | 3 | 0 | 0 | 0
2040-03-25 19:00 | 2040 | 3 | 0 | 0 | 0
2040-03-25 20:00 | 2040 | 3 | 0 | 0 | 0
2040-03-25 21:00 | 2040 | 3 | 0 | 0 | 0
2040-03-25 22:00 | 2040 | 3 | 0 | 0 | 0
2040-03-25 23:00 | 2040 | 3 | 0 | 0 | 0
2040-03-26 | 2040 | 3 | 0 | 0 | 0
2040-03-26 01:00 | 2040 | 3 | 0 | 0 | 0
2040-03-26 02:00 | 2040 | 3 | 0 | 0 | 0
2040-03-26 03:00 | 2040 | 3 | 0 | 0 | 0
2040-03-26 04:00 | 2040 | 3 | 0 | 0 | 0
2040-03-26 05:00 | 2040 | 3 | 0 | 0 | 0
2040-03-26 06:00 | 2040 | 3 | 0 | 0 | 0
2040-03-26 07:00 | 2040 | 3 | 0 | 0 | 0
2040-03-26 08:00 | 2040 | 3 | 0 | 0 | 0
2040-03-26 09:00 | 2040 | 3 | 0 | 0 | 0
2040-03-26 10:00 | 2040 | 3 | 0 | 0 | 0
2040-03-26 11:00 | 2040 | 3 | 0 | 0 | 0
2040-03-26 12:00 | 2040 | 3 | 0 | 0 | 0
2040-03-26 13:00 | 2040 | 3 | 0 | 0 | 0
2040-03-26 14:00 | 2040 | 3 | 0 | 0 | 0
2040-03-26 15:00 | 2040 | 3 | 0 | 0 | 0
2040-03-26 16:00 | 2040 | 3 | 0 | 0 | 0
2040-03-26 17:00 | 2040 | 3 | 0 | 0 | 0
2040-03-26 18:00 | 2040 | 3 | 0 | 0 | 0
2040-03-26 19:00 | 2040 | 3 | 0 | 0 | 0
2040-03-26 20:00 | 2040 | 3 | 0 | 0 | 0
2040-03-26 21:00 | 2040 | 3 | 0 | 0 | 0
2040-03-26 22:00 | 2040 | 3 | 0 | 0 | 0
2040-03-26 23:00 | 2040 | 3 | 0 | 0 | 0
2040-03-27 | 2040 | 3 | 0 | 0 | 0
2040-03-27 01:00 | 2040 | 3 | 0 | 0 | 0
2040-03-27 02:00 | 2040 | 3 | 0 | 0 | 0
2040-03-27 03:00 | 2040 | 3 | 0 | 0 | 0
2040-03-27 04:00 | 2040 | 3 | 0 | 0 | 0
2040-03-27 05:00 | 2040 | 3 | 0 | 0 | 0
2040-03-27 06:00 | 2040 | 3 | 0 | 0 | 0
2040-03-27 07:00 | 2040 | 3 | 0 | 0 | 0
2040-03-27 08:00 | 2040 | 3 | 0 | 0 | 0
2040-03-27 09:00 | 2040 | 3 | 0 | 0 | 0
2040-03-27 10:00 | 2040 | 3 | 0 | 0 | 0
2040-03-27 11:00 | 2040 | 3 | 0 | 0 | 0
2040-03-27 12:00 | 2040 | 3 | 0 | 0 | 0
2040-03-27 13:00 | 2040 | 3 | 0 | 0 | 0
2040-03-27 14:00 | 2040 | 3 | 0 | 0 | 0
2040-03-27 15:00 | 2040 | 3 | 0 | 0 | 0
2040-03-27 16:00 | 2040 | 3 | 0 | 0 | 0
2040-03-27 17:00 | 2040 | 3 | 0 | 0 | 0
2040-03-27 18:00 | 2040 | 3 | 0 | 0 | 0
2040-03-27 19:00 | 2040 | 3 | 0 | 0 | 0
2040-03-27 20:00 | 2040 | 3 | 0 | 0 | 0
2040-03-27 21:00 | 2040 | 3 | 0 | 0 | 0
2040-03-27 22:00 | 2040 | 3 | 0 | 0 | 0
2040-03-27 23:00 | 2040 | 3 | 0 | 0 | 0
2040-03-28 | 2040 | 3 | 0 | 0 | 0
2040-03-28 01:00 | 2040 | 3 | 0 | 0 | 0
2040-03-28 02:00 | 2040 | 3 | 0 | 0 | 0
2040-03-28 03:00 | 2040 | 3 | 0 | 0 | 0
2040-03-28 04:00 | 2040 | 3 | 0 | 0 | 0
2040-03-28 05:00 | 2040 | 3 | 0 | 0 | 0
2040-03-28 06:00 | 2040 | 3 | 0 | 0 | 0
2040-03-28 07:00 | 2040 | 3 | 0 | 0 | 0
2040-03-28 08:00 | 2040 | 3 | 0 | 0 | 0
2040-03-28 09:00 | 2040 | 3 | 0 | 0 | 0
2040-03-28 10:00 | 2040 | 3 | 0 | 0 | 0
2040-03-28 11:00 | 2040 | 3 | 0 | 0 | 0
2040-03-28 12:00 | 2040 | 3 | 0 | 0 | 0
2040-03-28 13:00 | 2040 | 3 | 0 | 0 | 0
2040-03-28 14:00 | 2040 | 3 | 0 | 0 | 0
2040-03-28 15:00 | 2040 | 3 | 0 | 0 | 0
2040-03-28 16:00 | 2040 | 3 | 0 | 0 | 0
2040-03-28 17:00 | 2040 | 3 | 0 | 0 | 0
2040-03-28 18:00 | 2040 | 3 | 0 | 0 | 0
2040-03-28 19:00 | 2040 | 3 | 0 | 0 | 0
2040-03-28 20:00 | 2040 | 3 | 0 | 0 | 0
2040-03-28 21:00 | 2040 | 3 | 0 | 0 | 0
2040-03-28 22:00 | 2040 | 3 | 0 | 0 | 0
2040-03-28 23:00 | 2040 | 3 | 0 | 0 | 0
2040-03-29 | 2040 | 3 | 0 | 0 | 0
2040-03-29 01:00 | 2040 | 3 | 0 | 0 | 0
2040-03-29 02:00 | 2040 | 3 | 0 | 0 | 0
2040-03-29 03:00 | 2040 | 3 | 0 | 0 | 0
2040-03-29 04:00 | 2040 | 3 | 0 | 0 | 0
2040-03-29 05:00 | 2040 | 3 | 0 | 0 | 0
2040-03-29 06:00 | 2040 | 3 | 0 | 0 | 0
2040-03-29 07:00 | 2040 | 3 | 0 | 0 | 0
2040-03-29 08:00 | 2040 | 3 | 0 | 0 | 0
2040-03-29 09:00 | 2040 | 3 | 0 | 0 | 0
2040-03-29 10:00 | 2040 | 3 | 0 | 0 | 0
2040-03-29 11:00 | 2040 | 3 | 0 | 0 | 0
2040-03-29 12:00 | 2040 | 3 | 0 | 0 | 0
2040-03-29 13:00 | 2040 | 3 | 0 | 0 | 0
2040-03-29 14:00 | 2040 | 3 | 0 | 0 | 0
2040-03-29 15:00 | 2040 | 3 | 0 | 0 | 0
2040-03-29 16:00 | 2040 | 3 | 0 | 0 | 0
2040-03-29 17:00 | 2040 | 3 | 0 | 0 | 0
2040-03-29 18:00 | 2040 | 3 | 0 | 0 | 0
2040-03-29 19:00 | 2040 | 3 | 0 | 0 | 0
2040-03-29 20:00 | 2040 | 3 | 0 | 0 | 0
2040-03-29 21:00 | 2040 | 3 | 0 | 0 | 0
2040-03-29 22:00 | 2040 | 3 | 0 | 0 | 0
2040-03-29 23:00 | 2040 | 3 | 0 | 0 | 0
2040-03-30 | 2040 | 3 | 0 | 0 | 0
2040-03-30 01:00 | 2040 | 3 | 0 | 0 | 0
2040-03-30 02:00 | 2040 | 3 | 0 | 0 | 0
2040-03-30 03:00 | 2040 | 3 | 0 | 0 | 0
2040-03-30 04:00 | 2040 | 3 | 0 | 0 | 0
2040-03-30 05:00 | 2040 | 3 | 0 | 0 | 0
2040-03-30 06:00 | 2040 | 3 | 0 | 0 | 0
2040-03-30 07:00 | 2040 | 3 | 0 | 0 | 0
2040-03-30 08:00 | 2040 | 3 | 0 | 0 | 0
2040-03-30 09:00 | 2040 | 3 | 0 | 0 | 0
2040-03-30 10:00 | 2040 | 3 | 0 | 0 | 0
2040-03-30 11:00 | 2040 | 3 | 0 | 0 | 0
2040-03-30 12:00 | 2040 | 3 | 0 | 0 | 0
2040-03-30 13:00 | 2040 | 3 | 0 | 0 | 0
2040-03-30 14:00 | 2040 | 3 | 0 | 0 | 0
2040-03-30 15:00 | 2040 | 3 | 0 | 0 | 0
2040-03-30 16:00 | 2040 | 3 | 0 | 0 | 0
2040-03-30 17:00 | 2040 | 3 | 0 | 0 | 0
2040-03-30 18:00 | 2040 | 3 | 0 | 0 | 0
2040-03-30 19:00 | 2040 | 3 | 0 | 0 | 0
2040-03-30 20:00 | 2040 | 3 | 0 | 0 | 0
2040-03-30 21:00 | 2040 | 3 | 0 | 0 | 0
2040-03-30 22:00 | 2040 | 3 | 0 | 0 | 0
2040-03-30 23:00 | 2040 | 3 | 0 | 0 | 0
2040-03-31 | 2040 | 3 | 0 | 0 | 0
2040-03-31 01:00 | 2040 | 3 | 0 | 0 | 0
2040-03-31 02:00 | 2040 | 3 | 0 | 0 | 0
2040-03-31 03:00 | 2040 | 3 | 0 | 0 | 0
2040-03-31 04:00 | 2040 | 3 | 0 | 0 | 0
2040-03-31 05:00 | 2040 | 3 | 0 | 0 | 0
2040-03-31 06:00 | 2040 | 3 | 0 | 0 | 0
2040-03-31 07:00 | 2040 | 3 | 0 | 0 | 0
2040-03-31 08:00 | 2040 | 3 | 0 | 0 | 0
2040-03-31 09:00 | 2040 | 3 | 0 | 0 | 0
2040-03-31 10:00 | 2040 | 3 | 0 | 0 | 0
2040-03-31 11:00 | 2040 | 3 | 0 | 0 | 0
2040-03-31 12:00 | 2040 | 3 | 0 | 0 | 0
2040-03-31 13:00 | 2040 | 3 | 0 | 0 | 0
2040-03-31 14:00 | 2040 | 3 | 0 | 0 | 0
2040-03-31 15:00 | 2040 | 3 | 0 | 0 | 0
2040-03-31 16:00 | 2040 | 3 | 0 | 0 | 0
2040-03-31 17:00 | 2040 | 3 | 0 | 0 | 0
2040-03-31 18:00 | 2040 | 3 | 0 | 0 | 0
2040-03-31 19:00 | 2040 | 3 | 0 | 0 | 0
2040-03-31 20:00 | 2040 | 3 | 0 | 0 | 0
2040-03-31 21:00 | 2040 | 3 | 0 | 0 | 0
2040-03-31 22:00 | 2040 | 3 | 0 | 0 | 0
2040-03-31 23:00 | 2040 | 3 | 0 | 0 | 0
2040-04-01 | 2040 | 4 | 0 | 0 | 0
2040-04-01 01:00 | 2040 | 4 | 0 | 0 | 0
2040-04-01 02:00 | 2040 | 4 | 0 | 0 | 0
2040-04-01 03:00 | 2040 | 4 | 0 | 0 | 0
2040-04-01 04:00 | 2040 | 4 | 0 | 0 | 0
2040-04-01 05:00 | 2040 | 4 | 0 | 0 | 0
2040-04-01 06:00 | 2040 | 4 | 0 | 0 | 0
2040-04-01 07:00 | 2040 | 4 | 0 | 0 | 0
2040-04-01 08:00 | 2040 | 4 | 0 | 0 | 0
2040-04-01 09:00 | 2040 | 4 | 0 | 0 | 0
2040-04-01 10:00 | 2040 | 4 | 0 | 0 | 0
2040-04-01 11:00 | 2040 | 4 | 0 | 0 | 0
2040-04-01 12:00 | 2040 | 4 | 0 | 0 | 0
2040-04-01 13:00 | 2040 | 4 | 0 | 0 | 0
2040-04-01 14:00 | 2040 | 4 | 0 | 0 | 0
2040-04-01 15:00 | 2040 | 4 | 0 | 0 | 0
2040-04-01 16:00 | 2040 | 4 | 0 | 0 | 0
2040-04-01 17:00 | 2040 | 4 | 0 | 0 | 0
2040-04-01 18:00 | 2040 | 4 | 0 | 0 | 0
2040-04-01 19:00 | 2040 | 4 | 0 | 0 | 0
2040-04-01 20:00 | 2040 | 4 | 0 | 0 | 0
2040-04-01 21:00 | 2040 | 4 | 0 | 0 | 0
2040-04-01 22:00 | 2040 | 4 | 0 | 0 | 0
2040-04-01 23:00 | 2040 | 4 | 0 | 0 | 0
2040-04-02 | 2040 | 4 | 0 | 0 | 0
2040-04-02 01:00 | 2040 | 4 | 0 | 0 | 0
2040-04-02 02:00 | 2040 | 4 | 0 | 0 | 0
2040-04-02 03:00 | 2040 | 4 | 0 | 0 | 0
2040-04-02 04:00 | 2040 | 4 | 0 | 0 | 0
2040-04-02 05:00 | 2040 | 4 | 0 | 0 | 0
2040-04-02 06:00 | 2040 | 4 | 0 | 0 | 0
2040-04-02 07:00 | 2040 | 4 | 0 | 0 | 0
2040-04-02 08:00 | 2040 | 4 | 0 | 0.17595 | 0
2040-04-02 09:00 | 2040 | 4 | 0 | 0.1318 | 0
2040-04-02 10:00 | 2040 | 4 | 0 | 0 | 0
2040-04-02 11:00 | 2040 | 4 | 0 | 0 | 0
2040-04-02 12:00 | 2040 | 4 | 0 | 0 | 0
2040-04-02 13:00 | 2040 | 4 | 0 | 0 | 0
2040-04-02 14:00 | 2040 | 4 | 0 | 0 | 0
2040-04-02 15:00 | 2040 | 4 | 0 | 0 | 0
2040-04-02 16:00 | 2040 | 4 | 0 | 0 | 0
2040-04-02 17:00 | 2040 | 4 | 0 | 0 | 0
2040-04-02 18:00 | 2040 | 4 | 0 | 0 | 0
2040-04-02 19:00 | 2040 | 4 | 0 | 0 | 0
2040-04-02 20:00 | 2040 | 4 | 0 | 0 | 0
2040-04-02 21:00 | 2040 | 4 | 0 | 0 | 0
2040-04-02 22:00 | 2040 | 4 | 0 | 0 | 0
2040-04-02 23:00 | 2040 | 4 | 0 | 0 | 0
2040-04-03 | 2040 | 4 | 0 | 0 | 0
2040-04-03 01:00 | 2040 | 4 | 0 | 0 | 0
2040-04-03 02:00 | 2040 | 4 | 0 | 0 | 0
2040-04-03 03:00 | 2040 | 4 | 0 | 0 | 0
2040-04-03 04:00 | 2040 | 4 | 0 | 0 | 0
2040-04-03 05:00 | 2040 | 4 | 0 | 0 | 0
2040-04-03 06:00 | 2040 | 4 | 0 | 0 | 0
2040-04-03 07:00 | 2040 | 4 | 0 | 0 | 0
2040-04-03 08:00 | 2040 | 4 | 0 | 0 | 0
2040-04-03 09:00 | 2040 | 4 | 0 | 0 | 0
2040-04-03 10:00 | 2040 | 4 | 0 | 0 | 0
2040-04-03 11:00 | 2040 | 4 | 0 | 0 | 0
2040-04-03 12:00 | 2040 | 4 | 0 | 0 | 0
2040-04-03 13:00 | 2040 | 4 | 0 | 0 | 0
2040-04-03 14:00 | 2040 | 4 | 0 | 0 | 0
2040-04-03 15:00 | 2040 | 4 | 0 | 0 | 0
2040-04-03 16:00 | 2040 | 4 | 0 | 0 | 0
2040-04-03 17:00 | 2040 | 4 | 0 | 0 | 0
2040-04-03 18:00 | 2040 | 4 | 0 | 0 | 0
2040-04-03 19:00 | 2040 | 4 | 0 | 0 | 0
2040-04-03 20:00 | 2040 | 4 | 0 | 0 | 0
2040-04-03 21:00 | 2040 | 4 | 0 | 0 | 0
2040-04-03 22:00 | 2040 | 4 | 0 | 0 | 0
2040-04-03 23:00 | 2040 | 4 | 0 | 0 | 0
2040-04-04 | 2040 | 4 | 0 | 0 | 0
2040-04-04 01:00 | 2040 | 4 | 0 | 0 | 0
2040-04-04 02:00 | 2040 | 4 | 0 | 0 | 0
2040-04-04 03:00 | 2040 | 4 | 0 | 0 | 0
2040-04-04 04:00 | 2040 | 4 | 0 | 0 | 0
2040-04-04 05:00 | 2040 | 4 | 0 | 0 | 0
2040-04-04 06:00 | 2040 | 4 | 0 | 0 | 0
2040-04-04 07:00 | 2040 | 4 | 0 | 0 | 0
2040-04-04 08:00 | 2040 | 4 | 0.0094411 | 0 | 0
2040-04-04 09:00 | 2040 | 4 | 0 | 0 | 0
2040-04-04 10:00 | 2040 | 4 | 0 | 0 | 0
2040-04-04 11:00 | 2040 | 4 | 0 | 0 | 0
2040-04-04 12:00 | 2040 | 4 | 0 | 0 | 0
2040-04-04 13:00 | 2040 | 4 | 0 | 0 | 0
2040-04-04 14:00 | 2040 | 4 | 0 | 0 | 0
2040-04-04 15:00 | 2040 | 4 | 0 | 0 | 0
2040-04-04 16:00 | 2040 | 4 | 0 | 0 | 0
2040-04-04 17:00 | 2040 | 4 | 0 | 0 | 0
2040-04-04 18:00 | 2040 | 4 | 0 | 0 | 0
2040-04-04 19:00 | 2040 | 4 | 0 | 0 | 0
2040-04-04 20:00 | 2040 | 4 | 0 | 0 | 0
2040-04-04 21:00 | 2040 | 4 | 0 | 0 | 0
2040-04-04 22:00 | 2040 | 4 | 0 | 0 | 0
2040-04-04 23:00 | 2040 | 4 | 0 | 0 | 0
2040-04-05 | 2040 | 4 | 0 | 0 | 0
2040-04-05 01:00 | 2040 | 4 | 0 | 0 | 0
2040-04-05 02:00 | 2040 | 4 | 0 | 0 | 0
2040-04-05 03:00 | 2040 | 4 | 0 | 0 | 0
2040-04-05 04:00 | 2040 | 4 | 0 | 0 | 0
2040-04-05 05:00 | 2040 | 4 | 0 | 0 | 0
2040-04-05 06:00 | 2040 | 4 | 0 | 0 | 0
2040-04-05 07:00 | 2040 | 4 | 0 | 0 | 0
2040-04-05 08:00 | 2040 | 4 | 0 | 0.040765 | 0.089395
2040-04-05 09:00 | 2040 | 4 | 0 | 0 | 0.13151
2040-04-05 10:00 | 2040 | 4 | 0 | 0 | 0
2040-04-05 11:00 | 2040 | 4 | 0 | 0 | 0
2040-04-05 12:00 | 2040 | 4 | 0 | 0 | 0
2040-04-05 13:00 | 2040 | 4 | 0 | 0 | 0
2040-04-05 14:00 | 2040 | 4 | 0 | 0 | 0
2040-04-05 15:00 | 2040 | 4 | 0 | 0 | 0
2040-04-05 16:00 | 2040 | 4 | 0 | 0 | 0
2040-04-05 17:00 | 2040 | 4 | 0 | 0 | 0
2040-04-05 18:00 | 2040 | 4 | 0 | 0 | 0
2040-04-05 19:00 | 2040 | 4 | 0 | 0 | 0
2040-04-05 20:00 | 2040 | 4 | 0 | 0 | 0
2040-04-05 21:00 | 2040 | 4 | 0 | 0 | 0
2040-04-05 22:00 | 2040 | 4 | 0 | 0 | 0
2040-04-05 23:00 | 2040 | 4 | 0 | 0 | 0
2040-04-06 | 2040 | 4 | 0 | 0 | 0
2040-04-06 01:00 | 2040 | 4 | 0 | 0 | 0
2040-04-06 02:00 | 2040 | 4 | 0 | 0 | 0
2040-04-06 03:00 | 2040 | 4 | 0 | 0 | 0
2040-04-06 04:00 | 2040 | 4 | 0 | 0 | 0
2040-04-06 05:00 | 2040 | 4 | 0 | 0 | 0
2040-04-06 06:00 | 2040 | 4 | 0 | 0 | 0
2040-04-06 07:00 | 2040 | 4 | 0 | 0 | 0
2040-04-06 08:00 | 2040 | 4 | 0 | 0 | 0
2040-04-06 09:00 | 2040 | 4 | 0 | 0 | 0
2040-04-06 10:00 | 2040 | 4 | 0 | 0 | 0
2040-04-06 11:00 | 2040 | 4 | 0 | 0 | 0
2040-04-06 12:00 | 2040 | 4 | 0 | 0 | 0
2040-04-06 13:00 | 2040 | 4 | 0 | 0 | 0
2040-04-06 14:00 | 2040 | 4 | 0 | 0 | 0
2040-04-06 15:00 | 2040 | 4 | 0 | 0 | 0
2040-04-06 16:00 | 2040 | 4 | 0 | 0 | 0
2040-04-06 17:00 | 2040 | 4 | 0 | 0 | 0
2040-04-06 18:00 | 2040 | 4 | 0 | 0 | 0
2040-04-06 19:00 | 2040 | 4 | 0 | 0 | 0
2040-04-06 20:00 | 2040 | 4 | 0 | 0 | 0
2040-04-06 21:00 | 2040 | 4 | 0 | 0 | 0
2040-04-06 22:00 | 2040 | 4 | 0 | 0 | 0
2040-04-06 23:00 | 2040 | 4 | 0 | 0 | 0
2040-04-07 | 2040 | 4 | 0 | 0 | 0
2040-04-07 01:00 | 2040 | 4 | 0 | 0 | 0
2040-04-07 02:00 | 2040 | 4 | 0 | 0 | 0
2040-04-07 03:00 | 2040 | 4 | 0 | 0 | 0
2040-04-07 04:00 | 2040 | 4 | 0 | 0 | 0
2040-04-07 05:00 | 2040 | 4 | 0 | 0 | 0
2040-04-07 06:00 | 2040 | 4 | 0 | 0 | 0
2040-04-07 07:00 | 2040 | 4 | 0 | 0 | 0
2040-04-07 08:00 | 2040 | 4 | 0 | 0 | 0
2040-04-07 09:00 | 2040 | 4 | 0 | 0 | 0
2040-04-07 10:00 | 2040 | 4 | 0 | 0 | 0
2040-04-07 11:00 | 2040 | 4 | 0.043253 | 0 | 0
2040-04-07 12:00 | 2040 | 4 | 0 | 0 | 0
2040-04-07 13:00 | 2040 | 4 | 0 | 0 | 0
2040-04-07 14:00 | 2040 | 4 | 0 | 0 | 0
2040-04-07 15:00 | 2040 | 4 | 0 | 0 | 0
2040-04-07 16:00 | 2040 | 4 | 0 | 0 | 0
2040-04-07 17:00 | 2040 | 4 | 0 | 0 | 0
2040-04-07 18:00 | 2040 | 4 | 0 | 0 | 0
2040-04-07 19:00 | 2040 | 4 | 0 | 0 | 0
2040-04-07 20:00 | 2040 | 4 | 0 | 0 | 0
2040-04-07 21:00 | 2040 | 4 | 0 | 0 | 0
2040-04-07 22:00 | 2040 | 4 | 0 | 0 | 0
2040-04-07 23:00 | 2040 | 4 | 0 | 0 | 0
2040-04-08 | 2040 | 4 | 0 | 0 | 0
2040-04-08 01:00 | 2040 | 4 | 0 | 0 | 0
2040-04-08 02:00 | 2040 | 4 | 0 | 0 | 0
2040-04-08 03:00 | 2040 | 4 | 0 | 0 | 0
2040-04-08 04:00 | 2040 | 4 | 0 | 0 | 0
2040-04-08 05:00 | 2040 | 4 | 0 | 0 | 0
2040-04-08 06:00 | 2040 | 4 | 0 | 0 | 0
2040-04-08 07:00 | 2040 | 4 | 0 | 0 | 0
2040-04-08 08:00 | 2040 | 4 | 0 | 0 | 0
2040-04-08 09:00 | 2040 | 4 | 0 | 0 | 0
2040-04-08 10:00 | 2040 | 4 | 0 | 0 | 0
2040-04-08 11:00 | 2040 | 4 | 0 | 0 | 0
2040-04-08 12:00 | 2040 | 4 | 0 | 0 | 0
2040-04-08 13:00 | 2040 | 4 | 0 | 0 | 0
2040-04-08 14:00 | 2040 | 4 | 0 | 0 | 0
2040-04-08 15:00 | 2040 | 4 | 0 | 0 | 0
2040-04-08 16:00 | 2040 | 4 | 0 | 0 | 0
2040-04-08 17:00 | 2040 | 4 | 0 | 0 | 0
2040-04-08 18:00 | 2040 | 4 | 0 | 0 | 0
2040-04-08 19:00 | 2040 | 4 | 0 | 0 | 0
2040-04-08 20:00 | 2040 | 4 | 0 | 0 | 0
2040-04-08 21:00 | 2040 | 4 | 0 | 0 | 0
2040-04-08 22:00 | 2040 | 4 | 0 | 0 | 0
2040-04-08 23:00 | 2040 | 4 | 0 | 0 | 0
2040-04-09 | 2040 | 4 | 0 | 0 | 0
2040-04-09 01:00 | 2040 | 4 | 0 | 0 | 0
2040-04-09 02:00 | 2040 | 4 | 0 | 0 | 0
2040-04-09 03:00 | 2040 | 4 | 0 | 0 | 0
2040-04-09 04:00 | 2040 | 4 | 0 | 0 | 0
2040-04-09 05:00 | 2040 | 4 | 0 | 0 | 0
2040-04-09 06:00 | 2040 | 4 | 0 | 0 | 0
2040-04-09 07:00 | 2040 | 4 | 0 | 0 | 0
2040-04-09 08:00 | 2040 | 4 | 0 | 0 | 0
2040-04-09 09:00 | 2040 | 4 | 0 | 0 | 0
2040-04-09 10:00 | 2040 | 4 | 0 | 0 | 0
2040-04-09 11:00 | 2040 | 4 | 0 | 0 | 0
2040-04-09 12:00 | 2040 | 4 | 0 | 0 | 0
2040-04-09 13:00 | 2040 | 4 | 0 | 0 | 0
2040-04-09 14:00 | 2040 | 4 | 0 | 0 | 0
2040-04-09 15:00 | 2040 | 4 | 0 | 0 | 0
2040-04-09 16:00 | 2040 | 4 | 0 | 0 | 0
2040-04-09 17:00 | 2040 | 4 | 0 | 0 | 0
2040-04-09 18:00 | 2040 | 4 | 0 | 0 | 0
2040-04-09 19:00 | 2040 | 4 | 0 | 0 | 0
2040-04-09 20:00 | 2040 | 4 | 0 | 0 | 0
2040-04-09 21:00 | 2040 | 4 | 0 | 0 | 0
2040-04-09 22:00 | 2040 | 4 | 0 | 0 | 0
2040-04-09 23:00 | 2040 | 4 | 0 | 0 | 0
2040-04-10 | 2040 | 4 | 0 | 0 | 0
2040-04-10 01:00 | 2040 | 4 | 0 | 0 | 0
2040-04-10 02:00 | 2040 | 4 | 0 | 0 | 0
2040-04-10 03:00 | 2040 | 4 | 0 | 0 | 0
2040-04-10 04:00 | 2040 | 4 | 0 | 0 | 0
2040-04-10 05:00 | 2040 | 4 | 0 | 0 | 0
2040-04-10 06:00 | 2040 | 4 | 0 | 0 | 0
2040-04-10 07:00 | 2040 | 4 | 0 | 0 | 0
2040-04-10 08:00 | 2040 | 4 | 0 | 0 | 0
2040-04-10 09:00 | 2040 | 4 | 0 | 0 | 0
2040-04-10 10:00 | 2040 | 4 | 0 | 0 | 0
2040-04-10 11:00 | 2040 | 4 | 0 | 0 | 0
2040-04-10 12:00 | 2040 | 4 | 0 | 0 | 0
2040-04-10 13:00 | 2040 | 4 | 0 | 0 | 0
2040-04-10 14:00 | 2040 | 4 | 0 | 0 | 0
2040-04-10 15:00 | 2040 | 4 | 0 | 0 | 0
2040-04-10 16:00 | 2040 | 4 | 0 | 0 | 0
2040-04-10 17:00 | 2040 | 4 | 0 | 0 | 0
2040-04-10 18:00 | 2040 | 4 | 0 | 0 | 0
2040-04-10 19:00 | 2040 | 4 | 0 | 0 | 0
2040-04-10 20:00 | 2040 | 4 | 0 | 0 | 0
2040-04-10 21:00 | 2040 | 4 | 0 | 0 | 0
2040-04-10 22:00 | 2040 | 4 | 0 | 0 | 0
2040-04-10 23:00 | 2040 | 4 | 0 | 0 | 0
2040-04-11 | 2040 | 4 | 0 | 0 | 0
2040-04-11 01:00 | 2040 | 4 | 0 | 0 | 0
2040-04-11 02:00 | 2040 | 4 | 0 | 0 | 0
2040-04-11 03:00 | 2040 | 4 | 0 | 0 | 0
2040-04-11 04:00 | 2040 | 4 | 0 | 0 | 0
2040-04-11 05:00 | 2040 | 4 | 0 | 0 | 0
2040-04-11 06:00 | 2040 | 4 | 0 | 0 | 0
2040-04-11 07:00 | 2040 | 4 | 0 | 0 | 0
2040-04-11 08:00 | 2040 | 4 | 0 | 0.11548 | 0.319
2040-04-11 09:00 | 2040 | 4 | 0 | 0.32019 | 0.32496
2040-04-11 10:00 | 2040 | 4 | 0 | 0.0042599 | 0.24786
2040-04-11 11:00 | 2040 | 4 | 0 | 0.10873 | 0.62121
2040-04-11 12:00 | 2040 | 4 | 0 | 0 | 0.33664
2040-04-11 13:00 | 2040 | 4 | 0 | 0 | 0.56418
2040-04-11 14:00 | 2040 | 4 | 0 | 0.26067 | 0.7674
2040-04-11 15:00 | 2040 | 4 | 0 | 0 | 0
2040-04-11 16:00 | 2040 | 4 | 0 | 0 | 0
2040-04-11 17:00 | 2040 | 4 | 0 | 0 | 0
2040-04-11 18:00 | 2040 | 4 | 0 | 0 | 0
2040-04-11 19:00 | 2040 | 4 | 0 | 0 | 0
2040-04-11 20:00 | 2040 | 4 | 0 | 0 | 0
2040-04-11 21:00 | 2040 | 4 | 0 | 0 | 0
2040-04-11 22:00 | 2040 | 4 | 0 | 0 | 0
2040-04-11 23:00 | 2040 | 4 | 0 | 0 | 0
2040-04-12 | 2040 | 4 | 0 | 0 | 0
2040-04-12 01:00 | 2040 | 4 | 0 | 0 | 0
2040-04-12 02:00 | 2040 | 4 | 0 | 0 | 0
2040-04-12 03:00 | 2040 | 4 | 0 | 0 | 0
2040-04-12 04:00 | 2040 | 4 | 0 | 0 | 0
2040-04-12 05:00 | 2040 | 4 | 0 | 0 | 0
2040-04-12 06:00 | 2040 | 4 | 0 | 0 | 0
2040-04-12 07:00 | 2040 | 4 | 0 | 0 | 0
2040-04-12 08:00 | 2040 | 4 | 0 | 0 | 0.017153
2040-04-12 09:00 | 2040 | 4 | 0 | 0.013303 | 0
2040-04-12 10:00 | 2040 | 4 | 0 | 0 | 0.0021265
2040-04-12 11:00 | 2040 | 4 | 0 | 0 | 0.32846
2040-04-12 12:00 | 2040 | 4 | 0 | 0 | 0.063523
2040-04-12 13:00 | 2040 | 4 | 0 | 0 | 0.10213
2040-04-12 14:00 | 2040 | 4 | 0 | 0 | 0.1083
2040-04-12 15:00 | 2040 | 4 | 0 | 0 | 0
2040-04-12 16:00 | 2040 | 4 | 0 | 0 | 0
2040-04-12 17:00 | 2040 | 4 | 0 | 0 | 0
2040-04-12 18:00 | 2040 | 4 | 0 | 0 | 0
2040-04-12 19:00 | 2040 | 4 | 0 | 0 | 0
2040-04-12 20:00 | 2040 | 4 | 0 | 0 | 0
2040-04-12 21:00 | 2040 | 4 | 0 | 0 | 0
2040-04-12 22:00 | 2040 | 4 | 0 | 0 | 0
2040-04-12 23:00 | 2040 | 4 | 0 | 0 | 0
2040-04-13 | 2040 | 4 | 0 | 0 | 0
2040-04-13 01:00 | 2040 | 4 | 0 | 0 | 0
2040-04-13 02:00 | 2040 | 4 | 0 | 0 | 0
2040-04-13 03:00 | 2040 | 4 | 0 | 0 | 0
2040-04-13 04:00 | 2040 | 4 | 0 | 0 | 0
2040-04-13 05:00 | 2040 | 4 | 0 | 0 | 0
2040-04-13 06:00 | 2040 | 4 | 0 | 0 | 0
2040-04-13 07:00 | 2040 | 4 | 0 | 0 | 0
2040-04-13 08:00 | 2040 | 4 | 0 | 0 | 0.15336
2040-04-13 09:00 | 2040 | 4 | 0 | 0 | 0
2040-04-13 10:00 | 2040 | 4 | 0 | 0 | 0.087364
2040-04-13 11:00 | 2040 | 4 | 0 | 0.075286 | 0.89888
2040-04-13 12:00 | 2040 | 4 | 0 | 0.16751 | 0.99633
2040-04-13 13:00 | 2040 | 4 | 0 | 0.39784 | 1.1558
2040-04-13 14:00 | 2040 | 4 | 0 | 0.26034 | 0.82979
2040-04-13 15:00 | 2040 | 4 | 0 | 0 | 0
2040-04-13 16:00 | 2040 | 4 | 0 | 0 | 0
2040-04-13 17:00 | 2040 | 4 | 0 | 0 | 0
2040-04-13 18:00 | 2040 | 4 | 0 | 0 | 0
2040-04-13 19:00 | 2040 | 4 | 0 | 0 | 0
2040-04-13 20:00 | 2040 | 4 | 0 | 0 | 0
2040-04-13 21:00 | 2040 | 4 | 0 | 0 | 0
2040-04-13 22:00 | 2040 | 4 | 0 | 0 | 0
2040-04-13 23:00 | 2040 | 4 | 0 | 0 | 0
2040-04-14 | 2040 | 4 | 0 | 0 | 0
2040-04-14 01:00 | 2040 | 4 | 0 | 0 | 0
2040-04-14 02:00 | 2040 | 4 | 0 | 0 | 0
2040-04-14 03:00 | 2040 | 4 | 0 | 0 | 0
2040-04-14 04:00 | 2040 | 4 | 0 | 0 | 0
2040-04-14 05:00 | 2040 | 4 | 0 | 0 | 0
2040-04-14 06:00 | 2040 | 4 | 0 | 0 | 0
2040-04-14 07:00 | 2040 | 4 | 0 | 0 | 0
2040-04-14 08:00 | 2040 | 4 | 0 | 0 | 0
2040-04-14 09:00 | 2040 | 4 | 0 | 0 | 0
2040-04-14 10:00 | 2040 | 4 | 0 | 0 | 0
2040-04-14 11:00 | 2040 | 4 | 0 | 0 | 0.39885
2040-04-14 12:00 | 2040 | 4 | 0 | 0 | 0.48596
2040-04-14 13:00 | 2040 | 4 | 0 | 0.32999 | 1.0238
2040-04-14 14:00 | 2040 | 4 | 0 | 0 | 0.49951
2040-04-14 15:00 | 2040 | 4 | 0 | 0 | 0
2040-04-14 16:00 | 2040 | 4 | 0 | 0 | 0
2040-04-14 17:00 | 2040 | 4 | 0 | 0 | 0
2040-04-14 18:00 | 2040 | 4 | 0 | 0 | 0
2040-04-14 19:00 | 2040 | 4 | 0 | 0 | 0
2040-04-14 20:00 | 2040 | 4 | 0 | 0 | 0
2040-04-14 21:00 | 2040 | 4 | 0 | 0 | 0
2040-04-14 22:00 | 2040 | 4 | 0 | 0 | 0
2040-04-14 23:00 | 2040 | 4 | 0 | 0 | 0
2040-04-15 | 2040 | 4 | 0 | 0 | 0
2040-04-15 01:00 | 2040 | 4 | 0 | 0 | 0
2040-04-15 02:00 | 2040 | 4 | 0 | 0 | 0
2040-04-15 03:00 | 2040 | 4 | 0 | 0 | 0
2040-04-15 04:00 | 2040 | 4 | 0 | 0 | 0
2040-04-15 05:00 | 2040 | 4 | 0 | 0 | 0
2040-04-15 06:00 | 2040 | 4 | 0 | 0 | 0
2040-04-15 07:00 | 2040 | 4 | 0 | 0 | 0
2040-04-15 08:00 | 2040 | 4 | 0 | 0 | 0
2040-04-15 09:00 | 2040 | 4 | 0 | 0 | 0
2040-04-15 10:00 | 2040 | 4 | 0 | 0 | 0
2040-04-15 11:00 | 2040 | 4 | 0 | 0 | 0
2040-04-15 12:00 | 2040 | 4 | 0 | 0 | 0
2040-04-15 13:00 | 2040 | 4 | 0 | 0 | 0
2040-04-15 14:00 | 2040 | 4 | 0 | 0 | 0
2040-04-15 15:00 | 2040 | 4 | 0 | 0 | 0
2040-04-15 16:00 | 2040 | 4 | 0 | 0 | 0
2040-04-15 17:00 | 2040 | 4 | 0 | 0 | 0
2040-04-15 18:00 | 2040 | 4 | 0 | 0 | 0
2040-04-15 19:00 | 2040 | 4 | 0 | 0 | 0
2040-04-15 20:00 | 2040 | 4 | 0 | 0 | 0
2040-04-15 21:00 | 2040 | 4 | 0 | 0 | 0
2040-04-15 22:00 | 2040 | 4 | 0 | 0 | 0
2040-04-15 23:00 | 2040 | 4 | 0 | 0 | 0
2040-04-16 | 2040 | 4 | 0 | 0 | 0
2040-04-16 01:00 | 2040 | 4 | 0 | 0 | 0
2040-04-16 02:00 | 2040 | 4 | 0 | 0 | 0
2040-04-16 03:00 | 2040 | 4 | 0 | 0 | 0
2040-04-16 04:00 | 2040 | 4 | 0 | 0 | 0
2040-04-16 05:00 | 2040 | 4 | 0 | 0 | 0
2040-04-16 06:00 | 2040 | 4 | 0 | 0 | 0
2040-04-16 07:00 | 2040 | 4 | 0 | 0 | 0
2040-04-16 08:00 | 2040 | 4 | 0 | 0 | 0
2040-04-16 09:00 | 2040 | 4 | 0 | 0 | 0
2040-04-16 10:00 | 2040 | 4 | 0 | 0 | 0
2040-04-16 11:00 | 2040 | 4 | 0 | 0 | 0
2040-04-16 12:00 | 2040 | 4 | 0 | 0 | 0
2040-04-16 13:00 | 2040 | 4 | 0 | 0 | 0
2040-04-16 14:00 | 2040 | 4 | 0 | 0 | 0
2040-04-16 15:00 | 2040 | 4 | 0 | 0 | 0
2040-04-16 16:00 | 2040 | 4 | 0 | 0 | 0
2040-04-16 17:00 | 2040 | 4 | 0 | 0 | 0
2040-04-16 18:00 | 2040 | 4 | 0 | 0 | 0
2040-04-16 19:00 | 2040 | 4 | 0 | 0 | 0
2040-04-16 20:00 | 2040 | 4 | 0 | 0 | 0
2040-04-16 21:00 | 2040 | 4 | 0 | 0 | 0
2040-04-16 22:00 | 2040 | 4 | 0 | 0 | 0
2040-04-16 23:00 | 2040 | 4 | 0 | 0 | 0
2040-04-17 | 2040 | 4 | 0 | 0 | 0
2040-04-17 01:00 | 2040 | 4 | 0 | 0 | 0
2040-04-17 02:00 | 2040 | 4 | 0 | 0 | 0
2040-04-17 03:00 | 2040 | 4 | 0 | 0 | 0
2040-04-17 04:00 | 2040 | 4 | 0 | 0 | 0
2040-04-17 05:00 | 2040 | 4 | 0 | 0 | 0
2040-04-17 06:00 | 2040 | 4 | 0 | 0 | 0
2040-04-17 07:00 | 2040 | 4 | 0 | 0 | 0
2040-04-17 08:00 | 2040 | 4 | 0 | 0 | 0
2040-04-17 09:00 | 2040 | 4 | 0 | 0 | 0
2040-04-17 10:00 | 2040 | 4 | 0 | 0 | 0
2040-04-17 11:00 | 2040 | 4 | 0 | 0 | 0
2040-04-17 12:00 | 2040 | 4 | 0 | 0 | 0
2040-04-17 13:00 | 2040 | 4 | 0 | 0 | 0
2040-04-17 14:00 | 2040 | 4 | 0 | 0 | 0
2040-04-17 15:00 | 2040 | 4 | 0 | 0 | 0
2040-04-17 16:00 | 2040 | 4 | 0 | 0 | 0
2040-04-17 17:00 | 2040 | 4 | 0 | 0 | 0
2040-04-17 18:00 | 2040 | 4 | 0 | 0 | 0
2040-04-17 19:00 | 2040 | 4 | 0 | 0 | 0
2040-04-17 20:00 | 2040 | 4 | 0 | 0 | 0
2040-04-17 21:00 | 2040 | 4 | 0 | 0 | 0
2040-04-17 22:00 | 2040 | 4 | 0 | 0 | 0
2040-04-17 23:00 | 2040 | 4 | 0 | 0 | 0
2040-04-18 | 2040 | 4 | 0 | 0 | 0
2040-04-18 01:00 | 2040 | 4 | 0 | 0 | 0
2040-04-18 02:00 | 2040 | 4 | 0 | 0 | 0
2040-04-18 03:00 | 2040 | 4 | 0 | 0 | 0
2040-04-18 04:00 | 2040 | 4 | 0 | 0 | 0
2040-04-18 05:00 | 2040 | 4 | 0 | 0 | 0
2040-04-18 06:00 | 2040 | 4 | 0 | 0 | 0
2040-04-18 07:00 | 2040 | 4 | 0 | 0 | 0
2040-04-18 08:00 | 2040 | 4 | 0 | 0 | 0
2040-04-18 09:00 | 2040 | 4 | 0 | 0 | 0
2040-04-18 10:00 | 2040 | 4 | 0 | 0 | 0
2040-04-18 11:00 | 2040 | 4 | 0 | 0 | 0
2040-04-18 12:00 | 2040 | 4 | 0 | 0 | 0
2040-04-18 13:00 | 2040 | 4 | 0 | 0 | 0
2040-04-18 14:00 | 2040 | 4 | 0 | 0 | 0
2040-04-18 15:00 | 2040 | 4 | 0 | 0 | 0
2040-04-18 16:00 | 2040 | 4 | 0 | 0 | 0
2040-04-18 17:00 | 2040 | 4 | 0 | 0 | 0
2040-04-18 18:00 | 2040 | 4 | 0 | 0 | 0
2040-04-18 19:00 | 2040 | 4 | 0 | 0 | 0
2040-04-18 20:00 | 2040 | 4 | 0 | 0 | 0
2040-04-18 21:00 | 2040 | 4 | 0 | 0 | 0
2040-04-18 22:00 | 2040 | 4 | 0 | 0 | 0
2040-04-18 23:00 | 2040 | 4 | 0 | 0 | 0
2040-04-19 | 2040 | 4 | 0 | 0 | 0
2040-04-19 01:00 | 2040 | 4 | 0 | 0 | 0
2040-04-19 02:00 | 2040 | 4 | 0 | 0 | 0
2040-04-19 03:00 | 2040 | 4 | 0 | 0 | 0
2040-04-19 04:00 | 2040 | 4 | 0 | 0 | 0
2040-04-19 05:00 | 2040 | 4 | 0 | 0 | 0
2040-04-19 06:00 | 2040 | 4 | 0 | 0 | 0
2040-04-19 07:00 | 2040 | 4 | 0 | 0 | 0
2040-04-19 08:00 | 2040 | 4 | 0 | 0 | 0
2040-04-19 09:00 | 2040 | 4 | 0 | 0 | 0
2040-04-19 10:00 | 2040 | 4 | 0 | 0 | 0
2040-04-19 11:00 | 2040 | 4 | 0 | 0 | 0
2040-04-19 12:00 | 2040 | 4 | 0 | 0 | 0
2040-04-19 13:00 | 2040 | 4 | 0 | 0 | 0
2040-04-19 14:00 | 2040 | 4 | 0 | 0 | 0
2040-04-19 15:00 | 2040 | 4 | 0 | 0 | 0
2040-04-19 16:00 | 2040 | 4 | 0 | 0 | 0
2040-04-19 17:00 | 2040 | 4 | 0 | 0 | 0
2040-04-19 18:00 | 2040 | 4 | 0 | 0 | 0
2040-04-19 19:00 | 2040 | 4 | 0 | 0 | 0
2040-04-19 20:00 | 2040 | 4 | 0 | 0 | 0
2040-04-19 21:00 | 2040 | 4 | 0 | 0 | 0
2040-04-19 22:00 | 2040 | 4 | 0 | 0 | 0
2040-04-19 23:00 | 2040 | 4 | 0 | 0 | 0
2040-04-20 | 2040 | 4 | 0 | 0 | 0
2040-04-20 01:00 | 2040 | 4 | 0 | 0 | 0
2040-04-20 02:00 | 2040 | 4 | 0 | 0 | 0
2040-04-20 03:00 | 2040 | 4 | 0 | 0 | 0
2040-04-20 04:00 | 2040 | 4 | 0 | 0 | 0
2040-04-20 05:00 | 2040 | 4 | 0 | 0 | 0
2040-04-20 06:00 | 2040 | 4 | 0 | 0 | 0
2040-04-20 07:00 | 2040 | 4 | 0 | 0 | 0
2040-04-20 08:00 | 2040 | 4 | 0 | 0 | 0
2040-04-20 09:00 | 2040 | 4 | 0 | 0 | 0
2040-04-20 10:00 | 2040 | 4 | 0 | 0 | 0
2040-04-20 11:00 | 2040 | 4 | 0 | 0 | 0
2040-04-20 12:00 | 2040 | 4 | 0 | 0 | 0
2040-04-20 13:00 | 2040 | 4 | 0 | 0 | 0
2040-04-20 14:00 | 2040 | 4 | 0 | 0 | 0
2040-04-20 15:00 | 2040 | 4 | 0 | 0 | 0
2040-04-20 16:00 | 2040 | 4 | 0 | 0 | 0
2040-04-20 17:00 | 2040 | 4 | 0 | 0 | 0
2040-04-20 18:00 | 2040 | 4 | 0 | 0 | 0
2040-04-20 19:00 | 2040 | 4 | 0 | 0 | 0
2040-04-20 20:00 | 2040 | 4 | 0 | 0 | 0
2040-04-20 21:00 | 2040 | 4 | 0 | 0 | 0
2040-04-20 22:00 | 2040 | 4 | 0 | 0 | 0
2040-04-20 23:00 | 2040 | 4 | 0 | 0 | 0
2040-04-21 | 2040 | 4 | 0 | 0 | 0
2040-04-21 01:00 | 2040 | 4 | 0 | 0 | 0
2040-04-21 02:00 | 2040 | 4 | 0 | 0 | 0
2040-04-21 03:00 | 2040 | 4 | 0 | 0 | 0
2040-04-21 04:00 | 2040 | 4 | 0 | 0 | 0
2040-04-21 05:00 | 2040 | 4 | 0 | 0 | 0
2040-04-21 06:00 | 2040 | 4 | 0 | 0 | 0
2040-04-21 07:00 | 2040 | 4 | 0 | 0 | 0
2040-04-21 08:00 | 2040 | 4 | 0 | 0 | 0
2040-04-21 09:00 | 2040 | 4 | 0 | 0 | 0
2040-04-21 10:00 | 2040 | 4 | 0 | 0 | 0
2040-04-21 11:00 | 2040 | 4 | 0 | 0 | 0
2040-04-21 12:00 | 2040 | 4 | 0 | 0 | 0
2040-04-21 13:00 | 2040 | 4 | 0 | 0 | 0
2040-04-21 14:00 | 2040 | 4 | 0 | 0 | 0
2040-04-21 15:00 | 2040 | 4 | 0 | 0 | 0
2040-04-21 16:00 | 2040 | 4 | 0 | 0 | 0
2040-04-21 17:00 | 2040 | 4 | 0 | 0 | 0
2040-04-21 18:00 | 2040 | 4 | 0 | 0 | 0
2040-04-21 19:00 | 2040 | 4 | 0 | 0 | 0
2040-04-21 20:00 | 2040 | 4 | 0 | 0 | 0
2040-04-21 21:00 | 2040 | 4 | 0 | 0 | 0
2040-04-21 22:00 | 2040 | 4 | 0 | 0 | 0
2040-04-21 23:00 | 2040 | 4 | 0 | 0 | 0
2040-04-22 | 2040 | 4 | 0 | 0 | 0
2040-04-22 01:00 | 2040 | 4 | 0 | 0 | 0
2040-04-22 02:00 | 2040 | 4 | 0 | 0 | 0
2040-04-22 03:00 | 2040 | 4 | 0 | 0 | 0
2040-04-22 04:00 | 2040 | 4 | 0 | 0 | 0
2040-04-22 05:00 | 2040 | 4 | 0 | 0 | 0
2040-04-22 06:00 | 2040 | 4 | 0 | 0 | 0
2040-04-22 07:00 | 2040 | 4 | 0 | 0 | 0
2040-04-22 08:00 | 2040 | 4 | 0 | 0 | 0
2040-04-22 09:00 | 2040 | 4 | 0 | 0 | 0
2040-04-22 10:00 | 2040 | 4 | 0 | 0 | 0
2040-04-22 11:00 | 2040 | 4 | 0 | 0 | 0
2040-04-22 12:00 | 2040 | 4 | 0 | 0 | 0
2040-04-22 13:00 | 2040 | 4 | 0 | 0 | 0
2040-04-22 14:00 | 2040 | 4 | 0 | 0 | 0
2040-04-22 15:00 | 2040 | 4 | 0 | 0 | 0
2040-04-22 16:00 | 2040 | 4 | 0 | 0 | 0
2040-04-22 17:00 | 2040 | 4 | 0 | 0 | 0
2040-04-22 18:00 | 2040 | 4 | 0 | 0 | 0
2040-04-22 19:00 | 2040 | 4 | 0 | 0 | 0
2040-04-22 20:00 | 2040 | 4 | 0 | 0 | 0
2040-04-22 21:00 | 2040 | 4 | 0 | 0 | 0
2040-04-22 22:00 | 2040 | 4 | 0 | 0 | 0
2040-04-22 23:00 | 2040 | 4 | 0 | 0 | 0
2040-04-23 | 2040 | 4 | 0 | 0 | 0
2040-04-23 01:00 | 2040 | 4 | 0 | 0 | 0
2040-04-23 02:00 | 2040 | 4 | 0 | 0 | 0
2040-04-23 03:00 | 2040 | 4 | 0 | 0 | 0
2040-04-23 04:00 | 2040 | 4 | 0 | 0 | 0
2040-04-23 05:00 | 2040 | 4 | 0 | 0 | 0
2040-04-23 06:00 | 2040 | 4 | 0 | 0 | 0
2040-04-23 07:00 | 2040 | 4 | 0 | 0 | 0
2040-04-23 08:00 | 2040 | 4 | 0 | 0 | 0
2040-04-23 09:00 | 2040 | 4 | 0 | 0 | 0
2040-04-23 10:00 | 2040 | 4 | 0 | 0 | 0
2040-04-23 11:00 | 2040 | 4 | 0 | 0 | 0
2040-04-23 12:00 | 2040 | 4 | 0 | 0 | 0
2040-04-23 13:00 | 2040 | 4 | 0 | 0 | 0
2040-04-23 14:00 | 2040 | 4 | 0 | 0 | 0
2040-04-23 15:00 | 2040 | 4 | 0 | 0 | 0
2040-04-23 16:00 | 2040 | 4 | 0 | 0 | 0
2040-04-23 17:00 | 2040 | 4 | 0 | 0 | 0
2040-04-23 18:00 | 2040 | 4 | 0 | 0 | 0
2040-04-23 19:00 | 2040 | 4 | 0 | 0 | 0
2040-04-23 20:00 | 2040 | 4 | 0 | 0 | 0
2040-04-23 21:00 | 2040 | 4 | 0 | 0 | 0
2040-04-23 22:00 | 2040 | 4 | 0 | 0 | 0
2040-04-23 23:00 | 2040 | 4 | 0 | 0 | 0
2040-04-24 | 2040 | 4 | 0 | 0 | 0
2040-04-24 01:00 | 2040 | 4 | 0 | 0 | 0
2040-04-24 02:00 | 2040 | 4 | 0 | 0 | 0
2040-04-24 03:00 | 2040 | 4 | 0 | 0 | 0
2040-04-24 04:00 | 2040 | 4 | 0 | 0 | 0
2040-04-24 05:00 | 2040 | 4 | 0 | 0 | 0
2040-04-24 06:00 | 2040 | 4 | 0 | 0 | 0
2040-04-24 07:00 | 2040 | 4 | 0 | 0 | 0
2040-04-24 08:00 | 2040 | 4 | 0 | 0 | 0
2040-04-24 09:00 | 2040 | 4 | 0 | 0 | 0
2040-04-24 10:00 | 2040 | 4 | 0 | 0 | 0
2040-04-24 11:00 | 2040 | 4 | 0 | 0 | 0
2040-04-24 12:00 | 2040 | 4 | 0 | 0 | 0
2040-04-24 13:00 | 2040 | 4 | 0 | 0 | 0
2040-04-24 14:00 | 2040 | 4 | 0 | 0 | 0
2040-04-24 15:00 | 2040 | 4 | 0 | 0 | 0
2040-04-24 16:00 | 2040 | 4 | 0 | 0 | 0
2040-04-24 17:00 | 2040 | 4 | 0 | 0 | 0
2040-04-24 18:00 | 2040 | 4 | 0 | 0 | 0
2040-04-24 19:00 | 2040 | 4 | 0 | 0 | 0
2040-04-24 20:00 | 2040 | 4 | 0 | 0 | 0
2040-04-24 21:00 | 2040 | 4 | 0 | 0 | 0
2040-04-24 22:00 | 2040 | 4 | 0 | 0 | 0
2040-04-24 23:00 | 2040 | 4 | 0 | 0 | 0
2040-04-25 | 2040 | 4 | 0 | 0 | 0
2040-04-25 01:00 | 2040 | 4 | 0 | 0 | 0
2040-04-25 02:00 | 2040 | 4 | 0 | 0 | 0
2040-04-25 03:00 | 2040 | 4 | 0 | 0 | 0
2040-04-25 04:00 | 2040 | 4 | 0 | 0 | 0
2040-04-25 05:00 | 2040 | 4 | 0 | 0 | 0
2040-04-25 06:00 | 2040 | 4 | 0 | 0 | 0
2040-04-25 07:00 | 2040 | 4 | 0 | 0 | 0
2040-04-25 08:00 | 2040 | 4 | 0 | 0 | 0
2040-04-25 09:00 | 2040 | 4 | 0 | 0 | 0
2040-04-25 10:00 | 2040 | 4 | 0 | 0 | 0
2040-04-25 11:00 | 2040 | 4 | 0 | 0 | 0
2040-04-25 12:00 | 2040 | 4 | 0 | 0 | 0
2040-04-25 13:00 | 2040 | 4 | 0 | 0 | 0
2040-04-25 14:00 | 2040 | 4 | 0 | 0 | 0
2040-04-25 15:00 | 2040 | 4 | 0 | 0 | 0
2040-04-25 16:00 | 2040 | 4 | 0 | 0 | 0
2040-04-25 17:00 | 2040 | 4 | 0 | 0 | 0
2040-04-25 18:00 | 2040 | 4 | 0 | 0 | 0
2040-04-25 19:00 | 2040 | 4 | 0 | 0 | 0
2040-04-25 20:00 | 2040 | 4 | 0 | 0 | 0
2040-04-25 21:00 | 2040 | 4 | 0 | 0 | 0
2040-04-25 22:00 | 2040 | 4 | 0 | 0 | 0
2040-04-25 23:00 | 2040 | 4 | 0 | 0 | 0
2040-04-26 | 2040 | 4 | 0 | 0 | 0
2040-04-26 01:00 | 2040 | 4 | 0 | 0 | 0
2040-04-26 02:00 | 2040 | 4 | 0 | 0 | 0
2040-04-26 03:00 | 2040 | 4 | 0 | 0 | 0
2040-04-26 04:00 | 2040 | 4 | 0 | 0 | 0
2040-04-26 05:00 | 2040 | 4 | 0 | 0 | 0
2040-04-26 06:00 | 2040 | 4 | 0 | 0 | 0
2040-04-26 07:00 | 2040 | 4 | 0 | 0 | 0
2040-04-26 08:00 | 2040 | 4 | 0 | 0 | 0
2040-04-26 09:00 | 2040 | 4 | 0 | 0 | 0
2040-04-26 10:00 | 2040 | 4 | 0 | 0 | 0
2040-04-26 11:00 | 2040 | 4 | 0 | 0 | 0
2040-04-26 12:00 | 2040 | 4 | 0 | 0 | 0
2040-04-26 13:00 | 2040 | 4 | 0 | 0 | 0
2040-04-26 14:00 | 2040 | 4 | 0 | 0 | 0
2040-04-26 15:00 | 2040 | 4 | 0 | 0 | 0
2040-04-26 16:00 | 2040 | 4 | 0 | 0 | 0
2040-04-26 17:00 | 2040 | 4 | 0 | 0 | 0
2040-04-26 18:00 | 2040 | 4 | 0 | 0 | 0
2040-04-26 19:00 | 2040 | 4 | 0 | 0 | 0
2040-04-26 20:00 | 2040 | 4 | 0 | 0 | 0
2040-04-26 21:00 | 2040 | 4 | 0 | 0 | 0
2040-04-26 22:00 | 2040 | 4 | 0 | 0 | 0
2040-04-26 23:00 | 2040 | 4 | 0 | 0 | 0
2040-04-27 | 2040 | 4 | 0 | 0 | 0
2040-04-27 01:00 | 2040 | 4 | 0 | 0 | 0
2040-04-27 02:00 | 2040 | 4 | 0 | 0 | 0
2040-04-27 03:00 | 2040 | 4 | 0 | 0 | 0
2040-04-27 04:00 | 2040 | 4 | 0 | 0 | 0
2040-04-27 05:00 | 2040 | 4 | 0 | 0 | 0
2040-04-27 06:00 | 2040 | 4 | 0 | 0 | 0
2040-04-27 07:00 | 2040 | 4 | 0 | 0 | 0
2040-04-27 08:00 | 2040 | 4 | 0 | 0 | 0
2040-04-27 09:00 | 2040 | 4 | 0 | 0 | 0
2040-04-27 10:00 | 2040 | 4 | 0 | 0 | 0
2040-04-27 11:00 | 2040 | 4 | 0 | 0 | 0
2040-04-27 12:00 | 2040 | 4 | 0 | 0 | 0
2040-04-27 13:00 | 2040 | 4 | 0 | 0 | 0
2040-04-27 14:00 | 2040 | 4 | 0 | 0 | 0
2040-04-27 15:00 | 2040 | 4 | 0 | 0 | 0
2040-04-27 16:00 | 2040 | 4 | 0 | 0 | 0
2040-04-27 17:00 | 2040 | 4 | 0 | 0 | 0
2040-04-27 18:00 | 2040 | 4 | 0 | 0 | 0
2040-04-27 19:00 | 2040 | 4 | 0 | 0 | 0
2040-04-27 20:00 | 2040 | 4 | 0 | 0 | 0
2040-04-27 21:00 | 2040 | 4 | 0 | 0 | 0
2040-04-27 22:00 | 2040 | 4 | 0 | 0 | 0
2040-04-27 23:00 | 2040 | 4 | 0 | 0 | 0
2040-04-28 | 2040 | 4 | 0 | 0 | 0
2040-04-28 01:00 | 2040 | 4 | 0 | 0 | 0
2040-04-28 02:00 | 2040 | 4 | 0 | 0 | 0
2040-04-28 03:00 | 2040 | 4 | 0 | 0 | 0
2040-04-28 04:00 | 2040 | 4 | 0 | 0 | 0
2040-04-28 05:00 | 2040 | 4 | 0 | 0 | 0
2040-04-28 06:00 | 2040 | 4 | 0 | 0 | 0
2040-04-28 07:00 | 2040 | 4 | 0 | 0 | 0
2040-04-28 08:00 | 2040 | 4 | 0 | 0 | 0
2040-04-28 09:00 | 2040 | 4 | 0 | 0 | 0
2040-04-28 10:00 | 2040 | 4 | 0 | 0 | 0
2040-04-28 11:00 | 2040 | 4 | 0 | 0 | 0
2040-04-28 12:00 | 2040 | 4 | 0 | 0 | 0
2040-04-28 13:00 | 2040 | 4 | 0 | 0 | 0
2040-04-28 14:00 | 2040 | 4 | 0 | 0 | 0
2040-04-28 15:00 | 2040 | 4 | 0 | 0 | 0
2040-04-28 16:00 | 2040 | 4 | 0 | 0 | 0
2040-04-28 17:00 | 2040 | 4 | 0 | 0 | 0
2040-04-28 18:00 | 2040 | 4 | 0 | 0 | 0
2040-04-28 19:00 | 2040 | 4 | 0 | 0 | 0
2040-04-28 20:00 | 2040 | 4 | 0 | 0 | 0
2040-04-28 21:00 | 2040 | 4 | 0 | 0 | 0
2040-04-28 22:00 | 2040 | 4 | 0 | 0 | 0
2040-04-28 23:00 | 2040 | 4 | 0 | 0 | 0
2040-04-29 | 2040 | 4 | 0 | 0 | 0
2040-04-29 01:00 | 2040 | 4 | 0 | 0 | 0
2040-04-29 02:00 | 2040 | 4 | 0 | 0 | 0
2040-04-29 03:00 | 2040 | 4 | 0 | 0 | 0
2040-04-29 04:00 | 2040 | 4 | 0 | 0 | 0
2040-04-29 05:00 | 2040 | 4 | 0 | 0 | 0
2040-04-29 06:00 | 2040 | 4 | 0 | 0 | 0
2040-04-29 07:00 | 2040 | 4 | 0 | 0 | 0
2040-04-29 08:00 | 2040 | 4 | 0 | 0 | 0
2040-04-29 09:00 | 2040 | 4 | 0 | 0 | 0
2040-04-29 10:00 | 2040 | 4 | 0 | 0 | 0
2040-04-29 11:00 | 2040 | 4 | 0 | 0 | 0
2040-04-29 12:00 | 2040 | 4 | 0 | 0 | 0
2040-04-29 13:00 | 2040 | 4 | 0 | 0 | 0
2040-04-29 14:00 | 2040 | 4 | 0 | 0 | 0
2040-04-29 15:00 | 2040 | 4 | 0 | 0 | 0
2040-04-29 16:00 | 2040 | 4 | 0 | 0 | 0
2040-04-29 17:00 | 2040 | 4 | 0 | 0 | 0
2040-04-29 18:00 | 2040 | 4 | 0 | 0 | 0
2040-04-29 19:00 | 2040 | 4 | 0 | 0 | 0
2040-04-29 20:00 | 2040 | 4 | 0 | 0 | 0
2040-04-29 21:00 | 2040 | 4 | 0 | 0 | 0
2040-04-29 22:00 | 2040 | 4 | 0 | 0 | 0
2040-04-29 23:00 | 2040 | 4 | 0 | 0 | 0
2040-04-30 | 2040 | 4 | 0 | 0 | 0
2040-04-30 01:00 | 2040 | 4 | 0 | 0 | 0
2040-04-30 02:00 | 2040 | 4 | 0 | 0 | 0
2040-04-30 03:00 | 2040 | 4 | 0 | 0 | 0
2040-04-30 04:00 | 2040 | 4 | 0 | 0 | 0
2040-04-30 05:00 | 2040 | 4 | 0 | 0 | 0
2040-04-30 06:00 | 2040 | 4 | 0 | 0 | 0
2040-04-30 07:00 | 2040 | 4 | 0 | 0 | 0
2040-04-30 08:00 | 2040 | 4 | 0 | 0 | 0
2040-04-30 09:00 | 2040 | 4 | 0 | 0 | 0
2040-04-30 10:00 | 2040 | 4 | 0 | 0 | 0
2040-04-30 11:00 | 2040 | 4 | 0 | 0 | 0
2040-04-30 12:00 | 2040 | 4 | 0 | 0 | 0
2040-04-30 13:00 | 2040 | 4 | 0 | 0 | 0
2040-04-30 14:00 | 2040 | 4 | 0 | 0 | 0
2040-04-30 15:00 | 2040 | 4 | 0 | 0 | 0
2040-04-30 16:00 | 2040 | 4 | 0 | 0 | 0
2040-04-30 17:00 | 2040 | 4 | 0 | 0 | 0
2040-04-30 18:00 | 2040 | 4 | 0 | 0 | 0
2040-04-30 19:00 | 2040 | 4 | 0 | 0 | 0
2040-04-30 20:00 | 2040 | 4 | 0 | 0 | 0
2040-04-30 21:00 | 2040 | 4 | 0 | 0 | 0
2040-04-30 22:00 | 2040 | 4 | 0 | 0 | 0
2040-04-30 23:00 | 2040 | 4 | 0 | 0 | 0
2040-05-01 | 2040 | 5 | 0 | 0 | 0
2040-05-01 01:00 | 2040 | 5 | 0 | 0 | 0
2040-05-01 02:00 | 2040 | 5 | 0 | 0 | 0
2040-05-01 03:00 | 2040 | 5 | 0 | 0 | 0
2040-05-01 04:00 | 2040 | 5 | 0 | 0 | 0
2040-05-01 05:00 | 2040 | 5 | 0 | 0 | 0
2040-05-01 06:00 | 2040 | 5 | 0 | 0 | 0
2040-05-01 07:00 | 2040 | 5 | 0 | 0 | 0
2040-05-01 08:00 | 2040 | 5 | 0 | 0 | 0
2040-05-01 09:00 | 2040 | 5 | 0 | 0 | 0
2040-05-01 10:00 | 2040 | 5 | 0 | 0 | 0
2040-05-01 11:00 | 2040 | 5 | 0 | 0 | 0
2040-05-01 12:00 | 2040 | 5 | 0 | 0 | 0
2040-05-01 13:00 | 2040 | 5 | 0 | 0 | 0
2040-05-01 14:00 | 2040 | 5 | 0 | 0 | 0
2040-05-01 15:00 | 2040 | 5 | 0 | 0 | 0
2040-05-01 16:00 | 2040 | 5 | 0 | 0 | 0
2040-05-01 17:00 | 2040 | 5 | 0 | 0 | 0
2040-05-01 18:00 | 2040 | 5 | 0 | 0 | 0
2040-05-01 19:00 | 2040 | 5 | 0 | 0 | 0
2040-05-01 20:00 | 2040 | 5 | 0 | 0 | 0
2040-05-01 21:00 | 2040 | 5 | 0 | 0 | 0
2040-05-01 22:00 | 2040 | 5 | 0 | 0 | 0
2040-05-01 23:00 | 2040 | 5 | 0 | 0 | 0
2040-05-02 | 2040 | 5 | 0 | 0 | 0
2040-05-02 01:00 | 2040 | 5 | 0 | 0 | 0
2040-05-02 02:00 | 2040 | 5 | 0 | 0 | 0
2040-05-02 03:00 | 2040 | 5 | 0 | 0 | 0
2040-05-02 04:00 | 2040 | 5 | 0 | 0 | 0
2040-05-02 05:00 | 2040 | 5 | 0 | 0 | 0
2040-05-02 06:00 | 2040 | 5 | 0 | 0 | 0
2040-05-02 07:00 | 2040 | 5 | 0 | 0 | 0
2040-05-02 08:00 | 2040 | 5 | 0 | 0 | 0
2040-05-02 09:00 | 2040 | 5 | 0 | 0 | 0
2040-05-02 10:00 | 2040 | 5 | 0 | 0 | 0
2040-05-02 11:00 | 2040 | 5 | 0 | 0 | 0
2040-05-02 12:00 | 2040 | 5 | 0 | 0 | 0
2040-05-02 13:00 | 2040 | 5 | 0 | 0 | 0
2040-05-02 14:00 | 2040 | 5 | 0 | 0 | 0
2040-05-02 15:00 | 2040 | 5 | 0 | 0 | 0
2040-05-02 16:00 | 2040 | 5 | 0 | 0 | 0
2040-05-02 17:00 | 2040 | 5 | 0 | 0 | 0
2040-05-02 18:00 | 2040 | 5 | 0 | 0 | 0
2040-05-02 19:00 | 2040 | 5 | 0 | 0 | 0
2040-05-02 20:00 | 2040 | 5 | 0 | 0 | 0
2040-05-02 21:00 | 2040 | 5 | 0 | 0 | 0
2040-05-02 22:00 | 2040 | 5 | 0 | 0 | 0
2040-05-02 23:00 | 2040 | 5 | 0 | 0 | 0
2040-05-03 | 2040 | 5 | 0 | 0 | 0
2040-05-03 01:00 | 2040 | 5 | 0 | 0 | 0
2040-05-03 02:00 | 2040 | 5 | 0 | 0 | 0
2040-05-03 03:00 | 2040 | 5 | 0 | 0 | 0
2040-05-03 04:00 | 2040 | 5 | 0 | 0 | 0
2040-05-03 05:00 | 2040 | 5 | 0 | 0 | 0
2040-05-03 06:00 | 2040 | 5 | 0 | 0 | 0
2040-05-03 07:00 | 2040 | 5 | 0 | 0 | 0
2040-05-03 08:00 | 2040 | 5 | 0 | 0 | 0
2040-05-03 09:00 | 2040 | 5 | 0 | 0 | 0
2040-05-03 10:00 | 2040 | 5 | 0 | 0 | 0
2040-05-03 11:00 | 2040 | 5 | 0 | 0 | 0
2040-05-03 12:00 | 2040 | 5 | 0 | 0 | 0
2040-05-03 13:00 | 2040 | 5 | 0 | 0 | 0
2040-05-03 14:00 | 2040 | 5 | 0 | 0 | 0
2040-05-03 15:00 | 2040 | 5 | 0 | 0 | 0
2040-05-03 16:00 | 2040 | 5 | 0 | 0 | 0
2040-05-03 17:00 | 2040 | 5 | 0 | 0 | 0
2040-05-03 18:00 | 2040 | 5 | 0 | 0 | 0
2040-05-03 19:00 | 2040 | 5 | 0 | 0 | 0
2040-05-03 20:00 | 2040 | 5 | 0 | 0 | 0
2040-05-03 21:00 | 2040 | 5 | 0 | 0 | 0
2040-05-03 22:00 | 2040 | 5 | 0 | 0 | 0
2040-05-03 23:00 | 2040 | 5 | 0 | 0 | 0
2040-05-04 | 2040 | 5 | 0 | 0 | 0
2040-05-04 01:00 | 2040 | 5 | 0 | 0 | 0
2040-05-04 02:00 | 2040 | 5 | 0 | 0 | 0
2040-05-04 03:00 | 2040 | 5 | 0 | 0 | 0
2040-05-04 04:00 | 2040 | 5 | 0 | 0 | 0
2040-05-04 05:00 | 2040 | 5 | 0 | 0 | 0
2040-05-04 06:00 | 2040 | 5 | 0 | 0 | 0
2040-05-04 07:00 | 2040 | 5 | 0 | 0 | 0
2040-05-04 08:00 | 2040 | 5 | 0 | 0 | 0
2040-05-04 09:00 | 2040 | 5 | 0 | 0 | 0
2040-05-04 10:00 | 2040 | 5 | 0 | 0 | 0
2040-05-04 11:00 | 2040 | 5 | 0 | 0 | 0
2040-05-04 12:00 | 2040 | 5 | 0 | 0 | 0
2040-05-04 13:00 | 2040 | 5 | 0 | 0 | 0
2040-05-04 14:00 | 2040 | 5 | 0 | 0 | 0
2040-05-04 15:00 | 2040 | 5 | 0 | 0 | 0
2040-05-04 16:00 | 2040 | 5 | 0 | 0 | 0
2040-05-04 17:00 | 2040 | 5 | 0 | 0 | 0
2040-05-04 18:00 | 2040 | 5 | 0 | 0 | 0
2040-05-04 19:00 | 2040 | 5 | 0 | 0 | 0
2040-05-04 20:00 | 2040 | 5 | 0 | 0 | 0
2040-05-04 21:00 | 2040 | 5 | 0 | 0 | 0
2040-05-04 22:00 | 2040 | 5 | 0 | 0 | 0
2040-05-04 23:00 | 2040 | 5 | 0 | 0 | 0
2040-05-05 | 2040 | 5 | 0 | 0 | 0
2040-05-05 01:00 | 2040 | 5 | 0 | 0 | 0
2040-05-05 02:00 | 2040 | 5 | 0 | 0 | 0
2040-05-05 03:00 | 2040 | 5 | 0 | 0 | 0
2040-05-05 04:00 | 2040 | 5 | 0 | 0 | 0
2040-05-05 05:00 | 2040 | 5 | 0 | 0 | 0
2040-05-05 06:00 | 2040 | 5 | 0 | 0 | 0
2040-05-05 07:00 | 2040 | 5 | 0 | 0 | 0
2040-05-05 08:00 | 2040 | 5 | 0 | 0 | 0
2040-05-05 09:00 | 2040 | 5 | 0 | 0 | 0
2040-05-05 10:00 | 2040 | 5 | 0 | 0 | 0
2040-05-05 11:00 | 2040 | 5 | 0 | 0 | 0
2040-05-05 12:00 | 2040 | 5 | 0 | 0 | 0
2040-05-05 13:00 | 2040 | 5 | 0 | 0 | 0
2040-05-05 14:00 | 2040 | 5 | 0 | 0 | 0
2040-05-05 15:00 | 2040 | 5 | 0 | 0 | 0
2040-05-05 16:00 | 2040 | 5 | 0 | 0 | 0
2040-05-05 17:00 | 2040 | 5 | 0 | 0 | 0
2040-05-05 18:00 | 2040 | 5 | 0 | 0 | 0
2040-05-05 19:00 | 2040 | 5 | 0 | 0 | 0
2040-05-05 20:00 | 2040 | 5 | 0 | 0 | 0
2040-05-05 21:00 | 2040 | 5 | 0 | 0 | 0
2040-05-05 22:00 | 2040 | 5 | 0 | 0 | 0
2040-05-05 23:00 | 2040 | 5 | 0 | 0 | 0
2040-05-06 | 2040 | 5 | 0 | 0 | 0
2040-05-06 01:00 | 2040 | 5 | 0 | 0 | 0
2040-05-06 02:00 | 2040 | 5 | 0 | 0 | 0
2040-05-06 03:00 | 2040 | 5 | 0 | 0 | 0
2040-05-06 04:00 | 2040 | 5 | 0 | 0 | 0
2040-05-06 05:00 | 2040 | 5 | 0 | 0 | 0
2040-05-06 06:00 | 2040 | 5 | 0 | 0 | 0
2040-05-06 07:00 | 2040 | 5 | 0 | 0 | 0
2040-05-06 08:00 | 2040 | 5 | 0 | 0 | 0
2040-05-06 09:00 | 2040 | 5 | 0 | 0 | 0
2040-05-06 10:00 | 2040 | 5 | 0 | 0 | 0
2040-05-06 11:00 | 2040 | 5 | 0 | 0 | 0
2040-05-06 12:00 | 2040 | 5 | 0 | 0 | 0
2040-05-06 13:00 | 2040 | 5 | 0 | 0 | 0
2040-05-06 14:00 | 2040 | 5 | 0 | 0 | 0
2040-05-06 15:00 | 2040 | 5 | 0 | 0 | 0
2040-05-06 16:00 | 2040 | 5 | 0 | 0 | 0
2040-05-06 17:00 | 2040 | 5 | 0 | 0 | 0
2040-05-06 18:00 | 2040 | 5 | 0 | 0 | 0
2040-05-06 19:00 | 2040 | 5 | 0 | 0 | 0
2040-05-06 20:00 | 2040 | 5 | 0 | 0 | 0
2040-05-06 21:00 | 2040 | 5 | 0 | 0 | 0
2040-05-06 22:00 | 2040 | 5 | 0 | 0 | 0
2040-05-06 23:00 | 2040 | 5 | 0 | 0 | 0
2040-05-07 | 2040 | 5 | 0 | 0 | 0
2040-05-07 01:00 | 2040 | 5 | 0 | 0 | 0
2040-05-07 02:00 | 2040 | 5 | 0 | 0 | 0
2040-05-07 03:00 | 2040 | 5 | 0 | 0 | 0
2040-05-07 04:00 | 2040 | 5 | 0 | 0 | 0
2040-05-07 05:00 | 2040 | 5 | 0 | 0 | 0
2040-05-07 06:00 | 2040 | 5 | 0 | 0 | 0
2040-05-07 07:00 | 2040 | 5 | 0 | 0 | 0
2040-05-07 08:00 | 2040 | 5 | 0 | 0 | 0
2040-05-07 09:00 | 2040 | 5 | 0 | 0 | 0
2040-05-07 10:00 | 2040 | 5 | 0 | 0 | 0
2040-05-07 11:00 | 2040 | 5 | 0 | 0 | 0
2040-05-07 12:00 | 2040 | 5 | 0 | 0 | 0
2040-05-07 13:00 | 2040 | 5 | 0 | 0 | 0
2040-05-07 14:00 | 2040 | 5 | 0 | 0 | 0
2040-05-07 15:00 | 2040 | 5 | 0 | 0 | 0
2040-05-07 16:00 | 2040 | 5 | 0 | 0 | 0
2040-05-07 17:00 | 2040 | 5 | 0 | 0 | 0
2040-05-07 18:00 | 2040 | 5 | 0 | 0 | 0
2040-05-07 19:00 | 2040 | 5 | 0 | 0 | 0
2040-05-07 20:00 | 2040 | 5 | 0 | 0 | 0
2040-05-07 21:00 | 2040 | 5 | 0 | 0 | 0
2040-05-07 22:00 | 2040 | 5 | 0 | 0 | 0
2040-05-07 23:00 | 2040 | 5 | 0 | 0 | 0
2040-05-08 | 2040 | 5 | 0 | 0 | 0
2040-05-08 01:00 | 2040 | 5 | 0 | 0 | 0
2040-05-08 02:00 | 2040 | 5 | 0 | 0 | 0
2040-05-08 03:00 | 2040 | 5 | 0 | 0 | 0
2040-05-08 04:00 | 2040 | 5 | 0 | 0 | 0
2040-05-08 05:00 | 2040 | 5 | 0 | 0 | 0
2040-05-08 06:00 | 2040 | 5 | 0 | 0 | 0
2040-05-08 07:00 | 2040 | 5 | 0 | 0 | 0
2040-05-08 08:00 | 2040 | 5 | 0 | 0 | 0
2040-05-08 09:00 | 2040 | 5 | 0 | 0 | 0
2040-05-08 10:00 | 2040 | 5 | 0 | 0 | 0
2040-05-08 11:00 | 2040 | 5 | 0 | 0 | 0
2040-05-08 12:00 | 2040 | 5 | 0 | 0 | 0
2040-05-08 13:00 | 2040 | 5 | 0 | 0 | 0
2040-05-08 14:00 | 2040 | 5 | 0 | 0 | 0
2040-05-08 15:00 | 2040 | 5 | 0 | 0 | 0
2040-05-08 16:00 | 2040 | 5 | 0 | 0 | 0
2040-05-08 17:00 | 2040 | 5 | 0 | 0 | 0
2040-05-08 18:00 | 2040 | 5 | 0 | 0 | 0
2040-05-08 19:00 | 2040 | 5 | 0 | 0 | 0
2040-05-08 20:00 | 2040 | 5 | 0 | 0 | 0
2040-05-08 21:00 | 2040 | 5 | 0 | 0 | 0
2040-05-08 22:00 | 2040 | 5 | 0 | 0 | 0
2040-05-08 23:00 | 2040 | 5 | 0 | 0 | 0
2040-05-09 | 2040 | 5 | 0 | 0 | 0
2040-05-09 01:00 | 2040 | 5 | 0 | 0 | 0
2040-05-09 02:00 | 2040 | 5 | 0 | 0 | 0
2040-05-09 03:00 | 2040 | 5 | 0 | 0 | 0
2040-05-09 04:00 | 2040 | 5 | 0 | 0 | 0
2040-05-09 05:00 | 2040 | 5 | 0 | 0 | 0
2040-05-09 06:00 | 2040 | 5 | 0 | 0 | 0
2040-05-09 07:00 | 2040 | 5 | 0 | 0 | 0
2040-05-09 08:00 | 2040 | 5 | 0 | 0 | 0
2040-05-09 09:00 | 2040 | 5 | 0 | 0 | 0
2040-05-09 10:00 | 2040 | 5 | 0 | 0 | 0
2040-05-09 11:00 | 2040 | 5 | 0 | 0 | 0
2040-05-09 12:00 | 2040 | 5 | 0 | 0 | 0
2040-05-09 13:00 | 2040 | 5 | 0 | 0 | 0
2040-05-09 14:00 | 2040 | 5 | 0 | 0 | 0
2040-05-09 15:00 | 2040 | 5 | 0 | 0 | 0
2040-05-09 16:00 | 2040 | 5 | 0 | 0 | 0
2040-05-09 17:00 | 2040 | 5 | 0 | 0 | 0
2040-05-09 18:00 | 2040 | 5 | 0 | 0 | 0
2040-05-09 19:00 | 2040 | 5 | 0 | 0 | 0
2040-05-09 20:00 | 2040 | 5 | 0 | 0 | 0
2040-05-09 21:00 | 2040 | 5 | 0 | 0 | 0
2040-05-09 22:00 | 2040 | 5 | 0 | 0 | 0
2040-05-09 23:00 | 2040 | 5 | 0 | 0 | 0
2040-05-10 | 2040 | 5 | 0 | 0 | 0
2040-05-10 01:00 | 2040 | 5 | 0 | 0 | 0
2040-05-10 02:00 | 2040 | 5 | 0 | 0 | 0
2040-05-10 03:00 | 2040 | 5 | 0 | 0 | 0
2040-05-10 04:00 | 2040 | 5 | 0 | 0 | 0
2040-05-10 05:00 | 2040 | 5 | 0 | 0 | 0
2040-05-10 06:00 | 2040 | 5 | 0 | 0 | 0
2040-05-10 07:00 | 2040 | 5 | 0 | 0 | 0
2040-05-10 08:00 | 2040 | 5 | 0 | 0 | 0
2040-05-10 09:00 | 2040 | 5 | 0 | 0 | 0
2040-05-10 10:00 | 2040 | 5 | 0 | 0 | 0
2040-05-10 11:00 | 2040 | 5 | 0 | 0 | 0
2040-05-10 12:00 | 2040 | 5 | 0 | 0 | 0
2040-05-10 13:00 | 2040 | 5 | 0 | 0 | 0
2040-05-10 14:00 | 2040 | 5 | 0 | 0 | 0
2040-05-10 15:00 | 2040 | 5 | 0 | 0 | 0
2040-05-10 16:00 | 2040 | 5 | 0 | 0 | 0
2040-05-10 17:00 | 2040 | 5 | 0 | 0 | 0
2040-05-10 18:00 | 2040 | 5 | 0 | 0 | 0
2040-05-10 19:00 | 2040 | 5 | 0 | 0 | 0
2040-05-10 20:00 | 2040 | 5 | 0 | 0 | 0
2040-05-10 21:00 | 2040 | 5 | 0 | 0 | 0
2040-05-10 22:00 | 2040 | 5 | 0 | 0 | 0
2040-05-10 23:00 | 2040 | 5 | 0 | 0 | 0
2040-05-11 | 2040 | 5 | 0 | 0 | 0
2040-05-11 01:00 | 2040 | 5 | 0 | 0 | 0
2040-05-11 02:00 | 2040 | 5 | 0 | 0 | 0
2040-05-11 03:00 | 2040 | 5 | 0 | 0 | 0
2040-05-11 04:00 | 2040 | 5 | 0 | 0 | 0
2040-05-11 05:00 | 2040 | 5 | 0 | 0 | 0
2040-05-11 06:00 | 2040 | 5 | 0 | 0 | 0
2040-05-11 07:00 | 2040 | 5 | 0 | 0 | 0
2040-05-11 08:00 | 2040 | 5 | 0 | 0 | 0
2040-05-11 09:00 | 2040 | 5 | 0 | 0 | 0
2040-05-11 10:00 | 2040 | 5 | 0 | 0 | 0
2040-05-11 11:00 | 2040 | 5 | 0 | 0 | 0
2040-05-11 12:00 | 2040 | 5 | 0 | 0 | 0
2040-05-11 13:00 | 2040 | 5 | 0 | 0 | 0
2040-05-11 14:00 | 2040 | 5 | 0 | 0 | 0
2040-05-11 15:00 | 2040 | 5 | 0 | 0 | 0
2040-05-11 16:00 | 2040 | 5 | 0 | 0 | 0
2040-05-11 17:00 | 2040 | 5 | 0 | 0 | 0
2040-05-11 18:00 | 2040 | 5 | 0 | 0 | 0
2040-05-11 19:00 | 2040 | 5 | 0 | 0 | 0
2040-05-11 20:00 | 2040 | 5 | 0 | 0 | 0
2040-05-11 21:00 | 2040 | 5 | 0 | 0 | 0
2040-05-11 22:00 | 2040 | 5 | 0 | 0 | 0
2040-05-11 23:00 | 2040 | 5 | 0 | 0 | 0
2040-05-12 | 2040 | 5 | 0 | 0 | 0
2040-05-12 01:00 | 2040 | 5 | 0 | 0 | 0
2040-05-12 02:00 | 2040 | 5 | 0 | 0 | 0
2040-05-12 03:00 | 2040 | 5 | 0 | 0 | 0
2040-05-12 04:00 | 2040 | 5 | 0 | 0 | 0
2040-05-12 05:00 | 2040 | 5 | 0 | 0 | 0
2040-05-12 06:00 | 2040 | 5 | 0 | 0 | 0
2040-05-12 07:00 | 2040 | 5 | 0 | 0 | 0
2040-05-12 08:00 | 2040 | 5 | 0 | 0 | 0
2040-05-12 09:00 | 2040 | 5 | 0 | 0 | 0
2040-05-12 10:00 | 2040 | 5 | 0 | 0 | 0
2040-05-12 11:00 | 2040 | 5 | 0 | 0 | 0
2040-05-12 12:00 | 2040 | 5 | 0 | 0 | 0
2040-05-12 13:00 | 2040 | 5 | 0 | 0 | 0
2040-05-12 14:00 | 2040 | 5 | 0 | 0 | 0
2040-05-12 15:00 | 2040 | 5 | 0 | 0 | 0
2040-05-12 16:00 | 2040 | 5 | 0 | 0 | 0
2040-05-12 17:00 | 2040 | 5 | 0 | 0 | 0
2040-05-12 18:00 | 2040 | 5 | 0 | 0 | 0
2040-05-12 19:00 | 2040 | 5 | 0 | 0 | 0
2040-05-12 20:00 | 2040 | 5 | 0 | 0 | 0
2040-05-12 21:00 | 2040 | 5 | 0 | 0 | 0
2040-05-12 22:00 | 2040 | 5 | 0 | 0 | 0
2040-05-12 23:00 | 2040 | 5 | 0 | 0 | 0
2040-05-13 | 2040 | 5 | 0 | 0 | 0
2040-05-13 01:00 | 2040 | 5 | 0 | 0 | 0
2040-05-13 02:00 | 2040 | 5 | 0 | 0 | 0
2040-05-13 03:00 | 2040 | 5 | 0 | 0 | 0
2040-05-13 04:00 | 2040 | 5 | 0 | 0 | 0
2040-05-13 05:00 | 2040 | 5 | 0 | 0 | 0
2040-05-13 06:00 | 2040 | 5 | 0 | 0 | 0
2040-05-13 07:00 | 2040 | 5 | 0 | 0 | 0
2040-05-13 08:00 | 2040 | 5 | 0 | 0 | 0
2040-05-13 09:00 | 2040 | 5 | 0 | 0 | 0
2040-05-13 10:00 | 2040 | 5 | 0 | 0 | 0
2040-05-13 11:00 | 2040 | 5 | 0 | 0 | 0
2040-05-13 12:00 | 2040 | 5 | 0 | 0 | 0
2040-05-13 13:00 | 2040 | 5 | 0 | 0 | 0
2040-05-13 14:00 | 2040 | 5 | 0 | 0 | 0
2040-05-13 15:00 | 2040 | 5 | 0 | 0 | 0
2040-05-13 16:00 | 2040 | 5 | 0 | 0 | 0
2040-05-13 17:00 | 2040 | 5 | 0 | 0 | 0
2040-05-13 18:00 | 2040 | 5 | 0 | 0 | 0
2040-05-13 19:00 | 2040 | 5 | 0 | 0 | 0
2040-05-13 20:00 | 2040 | 5 | 0 | 0 | 0
2040-05-13 21:00 | 2040 | 5 | 0 | 0 | 0
2040-05-13 22:00 | 2040 | 5 | 0 | 0 | 0
2040-05-13 23:00 | 2040 | 5 | 0 | 0 | 0
2040-05-14 | 2040 | 5 | 0 | 0 | 0
2040-05-14 01:00 | 2040 | 5 | 0 | 0 | 0
2040-05-14 02:00 | 2040 | 5 | 0 | 0 | 0
2040-05-14 03:00 | 2040 | 5 | 0 | 0 | 0
2040-05-14 04:00 | 2040 | 5 | 0 | 0 | 0
2040-05-14 05:00 | 2040 | 5 | 0 | 0 | 0
2040-05-14 06:00 | 2040 | 5 | 0 | 0 | 0
2040-05-14 07:00 | 2040 | 5 | 0 | 0 | 0
2040-05-14 08:00 | 2040 | 5 | 0 | 0 | 0
2040-05-14 09:00 | 2040 | 5 | 0 | 0 | 0
2040-05-14 10:00 | 2040 | 5 | 0 | 0 | 0
2040-05-14 11:00 | 2040 | 5 | 0 | 0 | 0
2040-05-14 12:00 | 2040 | 5 | 0 | 0 | 0
2040-05-14 13:00 | 2040 | 5 | 0 | 0 | 0
2040-05-14 14:00 | 2040 | 5 | 0 | 0 | 0
2040-05-14 15:00 | 2040 | 5 | 0 | 0 | 0
2040-05-14 16:00 | 2040 | 5 | 0 | 0 | 0
2040-05-14 17:00 | 2040 | 5 | 0 | 0 | 0
2040-05-14 18:00 | 2040 | 5 | 0 | 0 | 0
2040-05-14 19:00 | 2040 | 5 | 0 | 0 | 0
2040-05-14 20:00 | 2040 | 5 | 0 | 0 | 0
2040-05-14 21:00 | 2040 | 5 | 0 | 0 | 0
2040-05-14 22:00 | 2040 | 5 | 0 | 0 | 0
2040-05-14 23:00 | 2040 | 5 | 0 | 0 | 0
2040-05-15 | 2040 | 5 | 0 | 0 | 0
2040-05-15 01:00 | 2040 | 5 | 0 | 0 | 0
2040-05-15 02:00 | 2040 | 5 | 0 | 0 | 0
2040-05-15 03:00 | 2040 | 5 | 0 | 0 | 0
2040-05-15 04:00 | 2040 | 5 | 0 | 0 | 0
2040-05-15 05:00 | 2040 | 5 | 0 | 0 | 0
2040-05-15 06:00 | 2040 | 5 | 0 | 0 | 0
2040-05-15 07:00 | 2040 | 5 | 0 | 0 | 0
2040-05-15 08:00 | 2040 | 5 | 0 | 0 | 0
2040-05-15 09:00 | 2040 | 5 | 0 | 0 | 0
2040-05-15 10:00 | 2040 | 5 | 0 | 0 | 0
2040-05-15 11:00 | 2040 | 5 | 0 | 0 | 0
2040-05-15 12:00 | 2040 | 5 | 0 | 0 | 0
2040-05-15 13:00 | 2040 | 5 | 0 | 0 | 0
2040-05-15 14:00 | 2040 | 5 | 0 | 0 | 0
2040-05-15 15:00 | 2040 | 5 | 0 | 0 | 0
2040-05-15 16:00 | 2040 | 5 | 0 | 0 | 0
2040-05-15 17:00 | 2040 | 5 | 0 | 0 | 0
2040-05-15 18:00 | 2040 | 5 | 0 | 0 | 0
2040-05-15 19:00 | 2040 | 5 | 0 | 0 | 0
2040-05-15 20:00 | 2040 | 5 | 0 | 0 | 0
2040-05-15 21:00 | 2040 | 5 | 0 | 0 | 0
2040-05-15 22:00 | 2040 | 5 | 0 | 0 | 0
2040-05-15 23:00 | 2040 | 5 | 0 | 0 | 0
2040-05-16 | 2040 | 5 | 0 | 0 | 0
2040-05-16 01:00 | 2040 | 5 | 0 | 0 | 0
2040-05-16 02:00 | 2040 | 5 | 0 | 0 | 0
2040-05-16 03:00 | 2040 | 5 | 0 | 0 | 0
2040-05-16 04:00 | 2040 | 5 | 0 | 0 | 0
2040-05-16 05:00 | 2040 | 5 | 0 | 0 | 0
2040-05-16 06:00 | 2040 | 5 | 0 | 0 | 0
2040-05-16 07:00 | 2040 | 5 | 0 | 0 | 0
2040-05-16 08:00 | 2040 | 5 | 0 | 0 | 0
2040-05-16 09:00 | 2040 | 5 | 0 | 0 | 0
2040-05-16 10:00 | 2040 | 5 | 0 | 0 | 0
2040-05-16 11:00 | 2040 | 5 | 0 | 0 | 0
2040-05-16 12:00 | 2040 | 5 | 0 | 0 | 0
2040-05-16 13:00 | 2040 | 5 | 0 | 0 | 0
2040-05-16 14:00 | 2040 | 5 | 0 | 0 | 0
2040-05-16 15:00 | 2040 | 5 | 0 | 0 | 0
2040-05-16 16:00 | 2040 | 5 | 0 | 0 | 0
2040-05-16 17:00 | 2040 | 5 | 0 | 0 | 0
2040-05-16 18:00 | 2040 | 5 | 0 | 0 | 0
2040-05-16 19:00 | 2040 | 5 | 0 | 0 | 0
2040-05-16 20:00 | 2040 | 5 | 0 | 0 | 0
2040-05-16 21:00 | 2040 | 5 | 0 | 0 | 0
2040-05-16 22:00 | 2040 | 5 | 0 | 0 | 0
2040-05-16 23:00 | 2040 | 5 | 0 | 0 | 0
2040-05-17 | 2040 | 5 | 0 | 0 | 0
2040-05-17 01:00 | 2040 | 5 | 0 | 0 | 0
2040-05-17 02:00 | 2040 | 5 | 0 | 0 | 0
2040-05-17 03:00 | 2040 | 5 | 0 | 0 | 0
2040-05-17 04:00 | 2040 | 5 | 0 | 0 | 0
2040-05-17 05:00 | 2040 | 5 | 0 | 0 | 0
2040-05-17 06:00 | 2040 | 5 | 0 | 0 | 0
2040-05-17 07:00 | 2040 | 5 | 0 | 0 | 0
2040-05-17 08:00 | 2040 | 5 | 0 | 0 | 0
2040-05-17 09:00 | 2040 | 5 | 0 | 0 | 0
2040-05-17 10:00 | 2040 | 5 | 0 | 0 | 0
2040-05-17 11:00 | 2040 | 5 | 0 | 0 | 0
2040-05-17 12:00 | 2040 | 5 | 0 | 0 | 0
2040-05-17 13:00 | 2040 | 5 | 0 | 0 | 0
2040-05-17 14:00 | 2040 | 5 | 0 | 0 | 0
2040-05-17 15:00 | 2040 | 5 | 0 | 0 | 0
2040-05-17 16:00 | 2040 | 5 | 0 | 0 | 0
2040-05-17 17:00 | 2040 | 5 | 0 | 0 | 0
2040-05-17 18:00 | 2040 | 5 | 0 | 0 | 0
2040-05-17 19:00 | 2040 | 5 | 0 | 0 | 0
2040-05-17 20:00 | 2040 | 5 | 0 | 0 | 0
2040-05-17 21:00 | 2040 | 5 | 0 | 0 | 0
2040-05-17 22:00 | 2040 | 5 | 0 | 0 | 0
2040-05-17 23:00 | 2040 | 5 | 0 | 0 | 0
2040-05-18 | 2040 | 5 | 0 | 0 | 0
2040-05-18 01:00 | 2040 | 5 | 0 | 0 | 0
2040-05-18 02:00 | 2040 | 5 | 0 | 0 | 0
2040-05-18 03:00 | 2040 | 5 | 0 | 0 | 0
2040-05-18 04:00 | 2040 | 5 | 0 | 0 | 0
2040-05-18 05:00 | 2040 | 5 | 0 | 0 | 0
2040-05-18 06:00 | 2040 | 5 | 0 | 0 | 0
2040-05-18 07:00 | 2040 | 5 | 0 | 0 | 0
2040-05-18 08:00 | 2040 | 5 | 0 | 0 | 0
2040-05-18 09:00 | 2040 | 5 | 0 | 0 | 0
2040-05-18 10:00 | 2040 | 5 | 0 | 0 | 0
2040-05-18 11:00 | 2040 | 5 | 0 | 0 | 0
2040-05-18 12:00 | 2040 | 5 | 0 | 0 | 0
2040-05-18 13:00 | 2040 | 5 | 0 | 0 | 0
2040-05-18 14:00 | 2040 | 5 | 0 | 0 | 0
2040-05-18 15:00 | 2040 | 5 | 0 | 0 | 0
2040-05-18 16:00 | 2040 | 5 | 0 | 0 | 0
2040-05-18 17:00 | 2040 | 5 | 0 | 0 | 0
2040-05-18 18:00 | 2040 | 5 | 0 | 0 | 0
2040-05-18 19:00 | 2040 | 5 | 0 | 0 | 0
2040-05-18 20:00 | 2040 | 5 | 0 | 0 | 0
2040-05-18 21:00 | 2040 | 5 | 0 | 0 | 0
2040-05-18 22:00 | 2040 | 5 | 0 | 0 | 0
2040-05-18 23:00 | 2040 | 5 | 0 | 0 | 0
2040-05-19 | 2040 | 5 | 0 | 0 | 0
2040-05-19 01:00 | 2040 | 5 | 0 | 0 | 0
2040-05-19 02:00 | 2040 | 5 | 0 | 0 | 0
2040-05-19 03:00 | 2040 | 5 | 0 | 0 | 0
2040-05-19 04:00 | 2040 | 5 | 0 | 0 | 0
2040-05-19 05:00 | 2040 | 5 | 0 | 0 | 0
2040-05-19 06:00 | 2040 | 5 | 0 | 0 | 0
2040-05-19 07:00 | 2040 | 5 | 0 | 0 | 0
2040-05-19 08:00 | 2040 | 5 | 0 | 0 | 0
2040-05-19 09:00 | 2040 | 5 | 0 | 0 | 0
2040-05-19 10:00 | 2040 | 5 | 0 | 0 | 0
2040-05-19 11:00 | 2040 | 5 | 0 | 0 | 0
2040-05-19 12:00 | 2040 | 5 | 0 | 0 | 0
2040-05-19 13:00 | 2040 | 5 | 0 | 0 | 0
2040-05-19 14:00 | 2040 | 5 | 0 | 0 | 0
2040-05-19 15:00 | 2040 | 5 | 0 | 0 | 0
2040-05-19 16:00 | 2040 | 5 | 0 | 0 | 0
2040-05-19 17:00 | 2040 | 5 | 0 | 0 | 0
2040-05-19 18:00 | 2040 | 5 | 0 | 0 | 0
2040-05-19 19:00 | 2040 | 5 | 0 | 0 | 0
2040-05-19 20:00 | 2040 | 5 | 0 | 0 | 0
2040-05-19 21:00 | 2040 | 5 | 0 | 0 | 0
2040-05-19 22:00 | 2040 | 5 | 0 | 0 | 0
2040-05-19 23:00 | 2040 | 5 | 0 | 0 | 0
2040-05-20 | 2040 | 5 | 0 | 0 | 0
2040-05-20 01:00 | 2040 | 5 | 0 | 0 | 0
2040-05-20 02:00 | 2040 | 5 | 0 | 0 | 0
2040-05-20 03:00 | 2040 | 5 | 0 | 0 | 0
2040-05-20 04:00 | 2040 | 5 | 0 | 0 | 0
2040-05-20 05:00 | 2040 | 5 | 0 | 0 | 0
2040-05-20 06:00 | 2040 | 5 | 0 | 0 | 0
2040-05-20 07:00 | 2040 | 5 | 0 | 0 | 0
2040-05-20 08:00 | 2040 | 5 | 0 | 0 | 0
2040-05-20 09:00 | 2040 | 5 | 0 | 0 | 0
2040-05-20 10:00 | 2040 | 5 | 0 | 0 | 0
2040-05-20 11:00 | 2040 | 5 | 0 | 0 | 0
2040-05-20 12:00 | 2040 | 5 | 0 | 0 | 0
2040-05-20 13:00 | 2040 | 5 | 0 | 0 | 0
2040-05-20 14:00 | 2040 | 5 | 0 | 0 | 0
2040-05-20 15:00 | 2040 | 5 | 0 | 0 | 0
2040-05-20 16:00 | 2040 | 5 | 0 | 0 | 0
2040-05-20 17:00 | 2040 | 5 | 0 | 0 | 0
2040-05-20 18:00 | 2040 | 5 | 0 | 0 | 0
2040-05-20 19:00 | 2040 | 5 | 0 | 0 | 0
2040-05-20 20:00 | 2040 | 5 | 0 | 0 | 0
2040-05-20 21:00 | 2040 | 5 | 0 | 0 | 0
2040-05-20 22:00 | 2040 | 5 | 0 | 0 | 0
2040-05-20 23:00 | 2040 | 5 | 0 | 0 | 0
2040-05-21 | 2040 | 5 | 0 | 0 | 0
2040-05-21 01:00 | 2040 | 5 | 0 | 0 | 0
2040-05-21 02:00 | 2040 | 5 | 0 | 0 | 0
2040-05-21 03:00 | 2040 | 5 | 0 | 0 | 0
2040-05-21 04:00 | 2040 | 5 | 0 | 0 | 0
2040-05-21 05:00 | 2040 | 5 | 0 | 0 | 0
2040-05-21 06:00 | 2040 | 5 | 0 | 0 | 0
2040-05-21 07:00 | 2040 | 5 | 0 | 0 | 0
2040-05-21 08:00 | 2040 | 5 | 0 | 0 | 0
2040-05-21 09:00 | 2040 | 5 | 0 | 0 | 0
2040-05-21 10:00 | 2040 | 5 | 0 | 0 | 0
2040-05-21 11:00 | 2040 | 5 | 0 | 0 | 0
2040-05-21 12:00 | 2040 | 5 | 0 | 0 | 0
2040-05-21 13:00 | 2040 | 5 | 0 | 0 | 0
2040-05-21 14:00 | 2040 | 5 | 0 | 0 | 0
2040-05-21 15:00 | 2040 | 5 | 0 | 0 | 0
2040-05-21 16:00 | 2040 | 5 | 0 | 0 | 0
2040-05-21 17:00 | 2040 | 5 | 0 | 0 | 0
2040-05-21 18:00 | 2040 | 5 | 0 | 0 | 0
2040-05-21 19:00 | 2040 | 5 | 0 | 0 | 0
2040-05-21 20:00 | 2040 | 5 | 0 | 0 | 0
2040-05-21 21:00 | 2040 | 5 | 0 | 0 | 0
2040-05-21 22:00 | 2040 | 5 | 0 | 0 | 0
2040-05-21 23:00 | 2040 | 5 | 0 | 0 | 0
2040-05-22 | 2040 | 5 | 0 | 0 | 0
2040-05-22 01:00 | 2040 | 5 | 0 | 0 | 0
2040-05-22 02:00 | 2040 | 5 | 0 | 0 | 0
2040-05-22 03:00 | 2040 | 5 | 0 | 0 | 0
2040-05-22 04:00 | 2040 | 5 | 0 | 0 | 0
2040-05-22 05:00 | 2040 | 5 | 0 | 0 | 0
2040-05-22 06:00 | 2040 | 5 | 0 | 0 | 0
2040-05-22 07:00 | 2040 | 5 | 0 | 0 | 0
2040-05-22 08:00 | 2040 | 5 | 0 | 0 | 0
2040-05-22 09:00 | 2040 | 5 | 0 | 0 | 0
2040-05-22 10:00 | 2040 | 5 | 0 | 0 | 0
2040-05-22 11:00 | 2040 | 5 | 0 | 0 | 0
2040-05-22 12:00 | 2040 | 5 | 0 | 0 | 0
2040-05-22 13:00 | 2040 | 5 | 0 | 0 | 0
2040-05-22 14:00 | 2040 | 5 | 0 | 0 | 0
2040-05-22 15:00 | 2040 | 5 | 0 | 0 | 0
2040-05-22 16:00 | 2040 | 5 | 0 | 0 | 0
2040-05-22 17:00 | 2040 | 5 | 0 | 0 | 0
2040-05-22 18:00 | 2040 | 5 | 0 | 0 | 0
2040-05-22 19:00 | 2040 | 5 | 0 | 0 | 0
2040-05-22 20:00 | 2040 | 5 | 0 | 0 | 0
2040-05-22 21:00 | 2040 | 5 | 0 | 0 | 0
2040-05-22 22:00 | 2040 | 5 | 0 | 0 | 0
2040-05-22 23:00 | 2040 | 5 | 0 | 0 | 0
2040-05-23 | 2040 | 5 | 0 | 0 | 0
2040-05-23 01:00 | 2040 | 5 | 0 | 0 | 0
2040-05-23 02:00 | 2040 | 5 | 0 | 0 | 0
2040-05-23 03:00 | 2040 | 5 | 0 | 0 | 0
2040-05-23 04:00 | 2040 | 5 | 0 | 0 | 0
2040-05-23 05:00 | 2040 | 5 | 0 | 0 | 0
2040-05-23 06:00 | 2040 | 5 | 0 | 0 | 0
2040-05-23 07:00 | 2040 | 5 | 0 | 0 | 0
2040-05-23 08:00 | 2040 | 5 | 0 | 0 | 0
2040-05-23 09:00 | 2040 | 5 | 0 | 0 | 0
2040-05-23 10:00 | 2040 | 5 | 0 | 0 | 0
2040-05-23 11:00 | 2040 | 5 | 0 | 0 | 0
2040-05-23 12:00 | 2040 | 5 | 0 | 0 | 0
2040-05-23 13:00 | 2040 | 5 | 0 | 0 | 0
2040-05-23 14:00 | 2040 | 5 | 0 | 0 | 0
2040-05-23 15:00 | 2040 | 5 | 0 | 0 | 0
2040-05-23 16:00 | 2040 | 5 | 0 | 0 | 0
2040-05-23 17:00 | 2040 | 5 | 0 | 0 | 0
2040-05-23 18:00 | 2040 | 5 | 0 | 0 | 0
2040-05-23 19:00 | 2040 | 5 | 0 | 0 | 0
2040-05-23 20:00 | 2040 | 5 | 0 | 0 | 0
2040-05-23 21:00 | 2040 | 5 | 0 | 0 | 0
2040-05-23 22:00 | 2040 | 5 | 0 | 0 | 0
2040-05-23 23:00 | 2040 | 5 | 0 | 0 | 0
2040-05-24 | 2040 | 5 | 0 | 0 | 0
2040-05-24 01:00 | 2040 | 5 | 0 | 0 | 0
2040-05-24 02:00 | 2040 | 5 | 0 | 0 | 0
2040-05-24 03:00 | 2040 | 5 | 0 | 0 | 0
2040-05-24 04:00 | 2040 | 5 | 0 | 0 | 0
2040-05-24 05:00 | 2040 | 5 | 0 | 0 | 0
2040-05-24 06:00 | 2040 | 5 | 0 | 0 | 0
2040-05-24 07:00 | 2040 | 5 | 0 | 0 | 0
2040-05-24 08:00 | 2040 | 5 | 0 | 0 | 0
2040-05-24 09:00 | 2040 | 5 | 0 | 0 | 0
2040-05-24 10:00 | 2040 | 5 | 0 | 0 | 0
2040-05-24 11:00 | 2040 | 5 | 0 | 0 | 0
2040-05-24 12:00 | 2040 | 5 | 0 | 0 | 0
2040-05-24 13:00 | 2040 | 5 | 0 | 0 | 0
2040-05-24 14:00 | 2040 | 5 | 0 | 0 | 0
2040-05-24 15:00 | 2040 | 5 | 0 | 0 | 0
2040-05-24 16:00 | 2040 | 5 | 0 | 0 | 0
2040-05-24 17:00 | 2040 | 5 | 0 | 0 | 0
2040-05-24 18:00 | 2040 | 5 | 0 | 0 | 0
2040-05-24 19:00 | 2040 | 5 | 0 | 0 | 0
2040-05-24 20:00 | 2040 | 5 | 0 | 0 | 0
2040-05-24 21:00 | 2040 | 5 | 0 | 0 | 0
2040-05-24 22:00 | 2040 | 5 | 0 | 0 | 0
2040-05-24 23:00 | 2040 | 5 | 0 | 0 | 0
2040-05-25 | 2040 | 5 | 0 | 0 | 0
2040-05-25 01:00 | 2040 | 5 | 0 | 0 | 0
2040-05-25 02:00 | 2040 | 5 | 0 | 0 | 0
2040-05-25 03:00 | 2040 | 5 | 0 | 0 | 0
2040-05-25 04:00 | 2040 | 5 | 0 | 0 | 0
2040-05-25 05:00 | 2040 | 5 | 0 | 0 | 0
2040-05-25 06:00 | 2040 | 5 | 0 | 0 | 0
2040-05-25 07:00 | 2040 | 5 | 0 | 0 | 0
2040-05-25 08:00 | 2040 | 5 | 0 | 0 | 0
2040-05-25 09:00 | 2040 | 5 | 0 | 0 | 0
2040-05-25 10:00 | 2040 | 5 | 0 | 0 | 0
2040-05-25 11:00 | 2040 | 5 | 0 | 0 | 0
2040-05-25 12:00 | 2040 | 5 | 0 | 0 | 0
2040-05-25 13:00 | 2040 | 5 | 0 | 0 | 0
2040-05-25 14:00 | 2040 | 5 | 0 | 0 | 0
2040-05-25 15:00 | 2040 | 5 | 0 | 0 | 0
2040-05-25 16:00 | 2040 | 5 | 0 | 0 | 0
2040-05-25 17:00 | 2040 | 5 | 0 | 0 | 0
2040-05-25 18:00 | 2040 | 5 | 0 | 0 | 0
2040-05-25 19:00 | 2040 | 5 | 0 | 0 | 0
2040-05-25 20:00 | 2040 | 5 | 0 | 0 | 0
2040-05-25 21:00 | 2040 | 5 | 0 | 0 | 0
2040-05-25 22:00 | 2040 | 5 | 0 | 0 | 0
2040-05-25 23:00 | 2040 | 5 | 0 | 0 | 0
2040-05-26 | 2040 | 5 | 0 | 0 | 0
2040-05-26 01:00 | 2040 | 5 | 0 | 0 | 0
2040-05-26 02:00 | 2040 | 5 | 0 | 0 | 0
2040-05-26 03:00 | 2040 | 5 | 0 | 0 | 0
2040-05-26 04:00 | 2040 | 5 | 0 | 0 | 0
2040-05-26 05:00 | 2040 | 5 | 0 | 0 | 0
2040-05-26 06:00 | 2040 | 5 | 0 | 0 | 0
2040-05-26 07:00 | 2040 | 5 | 0 | 0 | 0
2040-05-26 08:00 | 2040 | 5 | 0 | 0 | 0
2040-05-26 09:00 | 2040 | 5 | 0 | 0 | 0
2040-05-26 10:00 | 2040 | 5 | 0 | 0 | 0
2040-05-26 11:00 | 2040 | 5 | 0 | 0 | 0
2040-05-26 12:00 | 2040 | 5 | 0 | 0 | 0
2040-05-26 13:00 | 2040 | 5 | 0 | 0 | 0
2040-05-26 14:00 | 2040 | 5 | 0 | 0 | 0
2040-05-26 15:00 | 2040 | 5 | 0 | 0 | 0
2040-05-26 16:00 | 2040 | 5 | 0 | 0 | 0
2040-05-26 17:00 | 2040 | 5 | 0 | 0 | 0
2040-05-26 18:00 | 2040 | 5 | 0 | 0 | 0
2040-05-26 19:00 | 2040 | 5 | 0 | 0 | 0
2040-05-26 20:00 | 2040 | 5 | 0 | 0 | 0
2040-05-26 21:00 | 2040 | 5 | 0 | 0 | 0
2040-05-26 22:00 | 2040 | 5 | 0 | 0 | 0
2040-05-26 23:00 | 2040 | 5 | 0 | 0 | 0
2040-05-27 | 2040 | 5 | 0 | 0 | 0
2040-05-27 01:00 | 2040 | 5 | 0 | 0 | 0
2040-05-27 02:00 | 2040 | 5 | 0 | 0 | 0
2040-05-27 03:00 | 2040 | 5 | 0 | 0 | 0
2040-05-27 04:00 | 2040 | 5 | 0 | 0 | 0
2040-05-27 05:00 | 2040 | 5 | 0 | 0 | 0
2040-05-27 06:00 | 2040 | 5 | 0 | 0 | 0
2040-05-27 07:00 | 2040 | 5 | 0 | 0 | 0
2040-05-27 08:00 | 2040 | 5 | 0 | 0 | 0
2040-05-27 09:00 | 2040 | 5 | 0 | 0 | 0
2040-05-27 10:00 | 2040 | 5 | 0 | 0 | 0
2040-05-27 11:00 | 2040 | 5 | 0 | 0 | 0
2040-05-27 12:00 | 2040 | 5 | 0 | 0 | 0
2040-05-27 13:00 | 2040 | 5 | 0 | 0 | 0
2040-05-27 14:00 | 2040 | 5 | 0 | 0 | 0
2040-05-27 15:00 | 2040 | 5 | 0 | 0 | 0
2040-05-27 16:00 | 2040 | 5 | 0 | 0 | 0
2040-05-27 17:00 | 2040 | 5 | 0 | 0 | 0
2040-05-27 18:00 | 2040 | 5 | 0 | 0 | 0
2040-05-27 19:00 | 2040 | 5 | 0 | 0 | 0
2040-05-27 20:00 | 2040 | 5 | 0 | 0 | 0
2040-05-27 21:00 | 2040 | 5 | 0 | 0 | 0
2040-05-27 22:00 | 2040 | 5 | 0 | 0 | 0
2040-05-27 23:00 | 2040 | 5 | 0 | 0 | 0
2040-05-28 | 2040 | 5 | 0 | 0 | 0
2040-05-28 01:00 | 2040 | 5 | 0 | 0 | 0
2040-05-28 02:00 | 2040 | 5 | 0 | 0 | 0
2040-05-28 03:00 | 2040 | 5 | 0 | 0 | 0
2040-05-28 04:00 | 2040 | 5 | 0 | 0 | 0
2040-05-28 05:00 | 2040 | 5 | 0 | 0 | 0
2040-05-28 06:00 | 2040 | 5 | 0 | 0 | 0
2040-05-28 07:00 | 2040 | 5 | 0 | 0 | 0
2040-05-28 08:00 | 2040 | 5 | 0 | 0 | 0
2040-05-28 09:00 | 2040 | 5 | 0 | 0 | 0
2040-05-28 10:00 | 2040 | 5 | 0 | 0 | 0
2040-05-28 11:00 | 2040 | 5 | 0 | 0 | 0
2040-05-28 12:00 | 2040 | 5 | 0 | 0 | 0
2040-05-28 13:00 | 2040 | 5 | 0 | 0 | 0
2040-05-28 14:00 | 2040 | 5 | 0 | 0 | 0
2040-05-28 15:00 | 2040 | 5 | 0 | 0 | 0
2040-05-28 16:00 | 2040 | 5 | 0 | 0 | 0
2040-05-28 17:00 | 2040 | 5 | 0 | 0 | 0
2040-05-28 18:00 | 2040 | 5 | 0 | 0 | 0
2040-05-28 19:00 | 2040 | 5 | 0 | 0 | 0
2040-05-28 20:00 | 2040 | 5 | 0 | 0 | 0
2040-05-28 21:00 | 2040 | 5 | 0 | 0 | 0
2040-05-28 22:00 | 2040 | 5 | 0 | 0 | 0
2040-05-28 23:00 | 2040 | 5 | 0 | 0 | 0
2040-05-29 | 2040 | 5 | 0 | 0 | 0
2040-05-29 01:00 | 2040 | 5 | 0 | 0 | 0
2040-05-29 02:00 | 2040 | 5 | 0 | 0 | 0
2040-05-29 03:00 | 2040 | 5 | 0 | 0 | 0
2040-05-29 04:00 | 2040 | 5 | 0 | 0 | 0
2040-05-29 05:00 | 2040 | 5 | 0 | 0 | 0
2040-05-29 06:00 | 2040 | 5 | 0 | 0 | 0
2040-05-29 07:00 | 2040 | 5 | 0 | 0 | 0
2040-05-29 08:00 | 2040 | 5 | 0 | 0 | 0
2040-05-29 09:00 | 2040 | 5 | 0 | 0 | 0
2040-05-29 10:00 | 2040 | 5 | 0 | 0 | 0
2040-05-29 11:00 | 2040 | 5 | 0 | 0 | 0
2040-05-29 12:00 | 2040 | 5 | 0 | 0 | 0
2040-05-29 13:00 | 2040 | 5 | 0 | 0 | 0
2040-05-29 14:00 | 2040 | 5 | 0 | 0 | 0
2040-05-29 15:00 | 2040 | 5 | 0 | 0 | 0
2040-05-29 16:00 | 2040 | 5 | 0 | 0 | 0
2040-05-29 17:00 | 2040 | 5 | 0 | 0 | 0
2040-05-29 18:00 | 2040 | 5 | 0 | 0 | 0
2040-05-29 19:00 | 2040 | 5 | 0 | 0 | 0
2040-05-29 20:00 | 2040 | 5 | 0 | 0 | 0
2040-05-29 21:00 | 2040 | 5 | 0 | 0 | 0
2040-05-29 22:00 | 2040 | 5 | 0 | 0 | 0
2040-05-29 23:00 | 2040 | 5 | 0 | 0 | 0
2040-05-30 | 2040 | 5 | 0 | 0 | 0
2040-05-30 01:00 | 2040 | 5 | 0 | 0 | 0
2040-05-30 02:00 | 2040 | 5 | 0 | 0 | 0
2040-05-30 03:00 | 2040 | 5 | 0 | 0 | 0
2040-05-30 04:00 | 2040 | 5 | 0 | 0 | 0
2040-05-30 05:00 | 2040 | 5 | 0 | 0 | 0
2040-05-30 06:00 | 2040 | 5 | 0 | 0 | 0
2040-05-30 07:00 | 2040 | 5 | 0 | 0 | 0
2040-05-30 08:00 | 2040 | 5 | 0 | 0 | 0
2040-05-30 09:00 | 2040 | 5 | 0 | 0 | 0
2040-05-30 10:00 | 2040 | 5 | 0 | 0 | 0
2040-05-30 11:00 | 2040 | 5 | 0 | 0 | 0
2040-05-30 12:00 | 2040 | 5 | 0 | 0 | 0
2040-05-30 13:00 | 2040 | 5 | 0 | 0 | 0
2040-05-30 14:00 | 2040 | 5 | 0 | 0 | 0
2040-05-30 15:00 | 2040 | 5 | 0 | 0 | 0
2040-05-30 16:00 | 2040 | 5 | 0 | 0 | 0
2040-05-30 17:00 | 2040 | 5 | 0 | 0 | 0
2040-05-30 18:00 | 2040 | 5 | 0 | 0 | 0
2040-05-30 19:00 | 2040 | 5 | 0 | 0 | 0
2040-05-30 20:00 | 2040 | 5 | 0 | 0 | 0
2040-05-30 21:00 | 2040 | 5 | 0 | 0 | 0
2040-05-30 22:00 | 2040 | 5 | 0 | 0 | 0
2040-05-30 23:00 | 2040 | 5 | 0 | 0 | 0
2040-05-31 | 2040 | 5 | 0 | 0 | 0
2040-05-31 01:00 | 2040 | 5 | 0 | 0 | 0
2040-05-31 02:00 | 2040 | 5 | 0 | 0 | 0
2040-05-31 03:00 | 2040 | 5 | 0 | 0 | 0
2040-05-31 04:00 | 2040 | 5 | 0 | 0 | 0
2040-05-31 05:00 | 2040 | 5 | 0 | 0 | 0
2040-05-31 06:00 | 2040 | 5 | 0 | 0 | 0
2040-05-31 07:00 | 2040 | 5 | 0 | 0 | 0
2040-05-31 08:00 | 2040 | 5 | 0 | 0 | 0
2040-05-31 09:00 | 2040 | 5 | 0 | 0 | 0
2040-05-31 10:00 | 2040 | 5 | 0 | 0 | 0
2040-05-31 11:00 | 2040 | 5 | 0 | 0 | 0
2040-05-31 12:00 | 2040 | 5 | 0 | 0 | 0
2040-05-31 13:00 | 2040 | 5 | 0 | 0 | 0
2040-05-31 14:00 | 2040 | 5 | 0 | 0 | 0
2040-05-31 15:00 | 2040 | 5 | 0 | 0 | 0
2040-05-31 16:00 | 2040 | 5 | 0 | 0 | 0
2040-05-31 17:00 | 2040 | 5 | 0 | 0 | 0
2040-05-31 18:00 | 2040 | 5 | 0 | 0 | 0
2040-05-31 19:00 | 2040 | 5 | 0 | 0 | 0
2040-05-31 20:00 | 2040 | 5 | 0 | 0 | 0
2040-05-31 21:00 | 2040 | 5 | 0 | 0 | 0
2040-05-31 22:00 | 2040 | 5 | 0 | 0 | 0
2040-05-31 23:00 | 2040 | 5 | 0 | 0 | 0
2040-06-01 | 2040 | 6 | 0 | 0 | 0
2040-06-01 01:00 | 2040 | 6 | 0 | 0 | 0
2040-06-01 02:00 | 2040 | 6 | 0 | 0 | 0
2040-06-01 03:00 | 2040 | 6 | 0 | 0 | 0
2040-06-01 04:00 | 2040 | 6 | 0 | 0 | 0
2040-06-01 05:00 | 2040 | 6 | 0 | 0 | 0
2040-06-01 06:00 | 2040 | 6 | 0 | 0 | 0
2040-06-01 07:00 | 2040 | 6 | 0 | 0 | 0
2040-06-01 08:00 | 2040 | 6 | 0 | 0 | 0
2040-06-01 09:00 | 2040 | 6 | 0 | 0 | 0
2040-06-01 10:00 | 2040 | 6 | 0 | 0 | 0
2040-06-01 11:00 | 2040 | 6 | 0 | 0 | 0
2040-06-01 12:00 | 2040 | 6 | 0 | 0 | 0
2040-06-01 13:00 | 2040 | 6 | 0 | 0 | 0
2040-06-01 14:00 | 2040 | 6 | 0 | 0 | 0
2040-06-01 15:00 | 2040 | 6 | 0 | 0 | 0
2040-06-01 16:00 | 2040 | 6 | 0 | 0 | 0
2040-06-01 17:00 | 2040 | 6 | 0 | 0 | 0
2040-06-01 18:00 | 2040 | 6 | 0 | 0 | 0
2040-06-01 19:00 | 2040 | 6 | 0 | 0 | 0
2040-06-01 20:00 | 2040 | 6 | 0 | 0 | 0
2040-06-01 21:00 | 2040 | 6 | 0 | 0 | 0
2040-06-01 22:00 | 2040 | 6 | 0 | 0 | 0
2040-06-01 23:00 | 2040 | 6 | 0 | 0 | 0
2040-06-02 | 2040 | 6 | 0 | 0 | 0
2040-06-02 01:00 | 2040 | 6 | 0 | 0 | 0
2040-06-02 02:00 | 2040 | 6 | 0 | 0 | 0
2040-06-02 03:00 | 2040 | 6 | 0 | 0 | 0
2040-06-02 04:00 | 2040 | 6 | 0 | 0 | 0
2040-06-02 05:00 | 2040 | 6 | 0 | 0 | 0
2040-06-02 06:00 | 2040 | 6 | 0 | 0 | 0
2040-06-02 07:00 | 2040 | 6 | 0 | 0 | 0
2040-06-02 08:00 | 2040 | 6 | 0 | 0 | 0
2040-06-02 09:00 | 2040 | 6 | 0 | 0 | 0
2040-06-02 10:00 | 2040 | 6 | 0 | 0 | 0
2040-06-02 11:00 | 2040 | 6 | 0 | 0 | 0
2040-06-02 12:00 | 2040 | 6 | 0 | 0 | 0
2040-06-02 13:00 | 2040 | 6 | 0 | 0 | 0
2040-06-02 14:00 | 2040 | 6 | 0 | 0 | 0
2040-06-02 15:00 | 2040 | 6 | 0 | 0 | 0
2040-06-02 16:00 | 2040 | 6 | 0 | 0 | 0
2040-06-02 17:00 | 2040 | 6 | 0 | 0 | 0
2040-06-02 18:00 | 2040 | 6 | 0 | 0 | 0
2040-06-02 19:00 | 2040 | 6 | 0 | 0 | 0
2040-06-02 20:00 | 2040 | 6 | 0 | 0 | 0
2040-06-02 21:00 | 2040 | 6 | 0 | 0 | 0
2040-06-02 22:00 | 2040 | 6 | 0 | 0 | 0
2040-06-02 23:00 | 2040 | 6 | 0 | 0 | 0
2040-06-03 | 2040 | 6 | 0 | 0 | 0
2040-06-03 01:00 | 2040 | 6 | 0 | 0 | 0
2040-06-03 02:00 | 2040 | 6 | 0 | 0 | 0
2040-06-03 03:00 | 2040 | 6 | 0 | 0 | 0
2040-06-03 04:00 | 2040 | 6 | 0 | 0 | 0
2040-06-03 05:00 | 2040 | 6 | 0 | 0 | 0
2040-06-03 06:00 | 2040 | 6 | 0 | 0 | 0
2040-06-03 07:00 | 2040 | 6 | 0 | 0 | 0
2040-06-03 08:00 | 2040 | 6 | 0 | 0 | 0
2040-06-03 09:00 | 2040 | 6 | 0 | 0 | 0
2040-06-03 10:00 | 2040 | 6 | 0 | 0 | 0
2040-06-03 11:00 | 2040 | 6 | 0 | 0 | 0
2040-06-03 12:00 | 2040 | 6 | 0 | 0 | 0
2040-06-03 13:00 | 2040 | 6 | 0 | 0 | 0
2040-06-03 14:00 | 2040 | 6 | 0 | 0 | 0
2040-06-03 15:00 | 2040 | 6 | 0 | 0 | 0
2040-06-03 16:00 | 2040 | 6 | 0 | 0 | 0
2040-06-03 17:00 | 2040 | 6 | 0 | 0 | 0
2040-06-03 18:00 | 2040 | 6 | 0 | 0 | 0
2040-06-03 19:00 | 2040 | 6 | 0 | 0 | 0
2040-06-03 20:00 | 2040 | 6 | 0 | 0 | 0
2040-06-03 21:00 | 2040 | 6 | 0 | 0 | 0
2040-06-03 22:00 | 2040 | 6 | 0 | 0 | 0
2040-06-03 23:00 | 2040 | 6 | 0 | 0 | 0
2040-06-04 | 2040 | 6 | 0 | 0 | 0
2040-06-04 01:00 | 2040 | 6 | 0 | 0 | 0
2040-06-04 02:00 | 2040 | 6 | 0 | 0 | 0
2040-06-04 03:00 | 2040 | 6 | 0 | 0 | 0
2040-06-04 04:00 | 2040 | 6 | 0 | 0 | 0
2040-06-04 05:00 | 2040 | 6 | 0 | 0 | 0
2040-06-04 06:00 | 2040 | 6 | 0 | 0 | 0
2040-06-04 07:00 | 2040 | 6 | 0 | 0 | 0
2040-06-04 08:00 | 2040 | 6 | 0 | 0 | 0
2040-06-04 09:00 | 2040 | 6 | 0 | 0 | 0
2040-06-04 10:00 | 2040 | 6 | 0 | 0 | 0
2040-06-04 11:00 | 2040 | 6 | 0 | 0 | 0
2040-06-04 12:00 | 2040 | 6 | 0 | 0 | 0
2040-06-04 13:00 | 2040 | 6 | 0 | 0 | 0
2040-06-04 14:00 | 2040 | 6 | 0 | 0 | 0
2040-06-04 15:00 | 2040 | 6 | 0 | 0 | 0
2040-06-04 16:00 | 2040 | 6 | 0 | 0 | 0
2040-06-04 17:00 | 2040 | 6 | 0 | 0 | 0
2040-06-04 18:00 | 2040 | 6 | 0 | 0 | 0
2040-06-04 19:00 | 2040 | 6 | 0 | 0 | 0
2040-06-04 20:00 | 2040 | 6 | 0 | 0 | 0
2040-06-04 21:00 | 2040 | 6 | 0 | 0 | 0
2040-06-04 22:00 | 2040 | 6 | 0 | 0 | 0
2040-06-04 23:00 | 2040 | 6 | 0 | 0 | 0
2040-06-05 | 2040 | 6 | 0 | 0 | 0
2040-06-05 01:00 | 2040 | 6 | 0 | 0 | 0
2040-06-05 02:00 | 2040 | 6 | 0 | 0 | 0
2040-06-05 03:00 | 2040 | 6 | 0 | 0 | 0
2040-06-05 04:00 | 2040 | 6 | 0 | 0 | 0
2040-06-05 05:00 | 2040 | 6 | 0 | 0 | 0
2040-06-05 06:00 | 2040 | 6 | 0 | 0 | 0
2040-06-05 07:00 | 2040 | 6 | 0 | 0 | 0
2040-06-05 08:00 | 2040 | 6 | 0 | 0 | 0
2040-06-05 09:00 | 2040 | 6 | 0 | 0 | 0
2040-06-05 10:00 | 2040 | 6 | 0 | 0 | 0
2040-06-05 11:00 | 2040 | 6 | 0 | 0 | 0
2040-06-05 12:00 | 2040 | 6 | 0 | 0 | 0
2040-06-05 13:00 | 2040 | 6 | 0 | 0 | 0
2040-06-05 14:00 | 2040 | 6 | 0 | 0 | 0
2040-06-05 15:00 | 2040 | 6 | 0 | 0 | 0
2040-06-05 16:00 | 2040 | 6 | 0 | 0 | 0
2040-06-05 17:00 | 2040 | 6 | 0 | 0 | 0
2040-06-05 18:00 | 2040 | 6 | 0 | 0 | 0
2040-06-05 19:00 | 2040 | 6 | 0 | 0 | 0
2040-06-05 20:00 | 2040 | 6 | 0 | 0 | 0
2040-06-05 21:00 | 2040 | 6 | 0 | 0 | 0
2040-06-05 22:00 | 2040 | 6 | 0 | 0 | 0
2040-06-05 23:00 | 2040 | 6 | 0 | 0 | 0
2040-06-06 | 2040 | 6 | 0 | 0 | 0
2040-06-06 01:00 | 2040 | 6 | 0 | 0 | 0
2040-06-06 02:00 | 2040 | 6 | 0 | 0 | 0
2040-06-06 03:00 | 2040 | 6 | 0 | 0 | 0
2040-06-06 04:00 | 2040 | 6 | 0 | 0 | 0
2040-06-06 05:00 | 2040 | 6 | 0 | 0 | 0
2040-06-06 06:00 | 2040 | 6 | 0 | 0 | 0
2040-06-06 07:00 | 2040 | 6 | 0 | 0 | 0
2040-06-06 08:00 | 2040 | 6 | 0 | 0 | 0
2040-06-06 09:00 | 2040 | 6 | 0 | 0 | 0
2040-06-06 10:00 | 2040 | 6 | 0 | 0 | 0
2040-06-06 11:00 | 2040 | 6 | 0 | 0 | 0
2040-06-06 12:00 | 2040 | 6 | 0 | 0 | 0
2040-06-06 13:00 | 2040 | 6 | 0 | 0 | 0
2040-06-06 14:00 | 2040 | 6 | 0 | 0 | 0
2040-06-06 15:00 | 2040 | 6 | 0 | 0 | 0
2040-06-06 16:00 | 2040 | 6 | 0 | 0 | 0
2040-06-06 17:00 | 2040 | 6 | 0 | 0 | 0
2040-06-06 18:00 | 2040 | 6 | 0 | 0 | 0
2040-06-06 19:00 | 2040 | 6 | 0 | 0 | 0
2040-06-06 20:00 | 2040 | 6 | 0 | 0 | 0
2040-06-06 21:00 | 2040 | 6 | 0 | 0 | 0
2040-06-06 22:00 | 2040 | 6 | 0 | 0 | 0
2040-06-06 23:00 | 2040 | 6 | 0 | 0 | 0
2040-06-07 | 2040 | 6 | 0 | 0 | 0
2040-06-07 01:00 | 2040 | 6 | 0 | 0 | 0
2040-06-07 02:00 | 2040 | 6 | 0 | 0 | 0
2040-06-07 03:00 | 2040 | 6 | 0 | 0 | 0
2040-06-07 04:00 | 2040 | 6 | 0 | 0 | 0
2040-06-07 05:00 | 2040 | 6 | 0 | 0 | 0
2040-06-07 06:00 | 2040 | 6 | 0 | 0 | 0
2040-06-07 07:00 | 2040 | 6 | 0 | 0 | 0
2040-06-07 08:00 | 2040 | 6 | 0 | 0 | 0
2040-06-07 09:00 | 2040 | 6 | 0 | 0 | 0
2040-06-07 10:00 | 2040 | 6 | 0 | 0 | 0
2040-06-07 11:00 | 2040 | 6 | 0 | 0 | 0
2040-06-07 12:00 | 2040 | 6 | 0 | 0 | 0
2040-06-07 13:00 | 2040 | 6 | 0 | 0 | 0
2040-06-07 14:00 | 2040 | 6 | 0 | 0 | 0
2040-06-07 15:00 | 2040 | 6 | 0 | 0 | 0
2040-06-07 16:00 | 2040 | 6 | 0 | 0 | 0
2040-06-07 17:00 | 2040 | 6 | 0 | 0 | 0
2040-06-07 18:00 | 2040 | 6 | 0 | 0 | 0
2040-06-07 19:00 | 2040 | 6 | 0 | 0 | 0
2040-06-07 20:00 | 2040 | 6 | 0 | 0 | 0
2040-06-07 21:00 | 2040 | 6 | 0 | 0 | 0
2040-06-07 22:00 | 2040 | 6 | 0 | 0 | 0
2040-06-07 23:00 | 2040 | 6 | 0 | 0 | 0
2040-06-08 | 2040 | 6 | 0 | 0 | 0
2040-06-08 01:00 | 2040 | 6 | 0 | 0 | 0
2040-06-08 02:00 | 2040 | 6 | 0 | 0 | 0
2040-06-08 03:00 | 2040 | 6 | 0 | 0 | 0
2040-06-08 04:00 | 2040 | 6 | 0 | 0 | 0
2040-06-08 05:00 | 2040 | 6 | 0 | 0 | 0
2040-06-08 06:00 | 2040 | 6 | 0 | 0 | 0
2040-06-08 07:00 | 2040 | 6 | 0 | 0 | 0
2040-06-08 08:00 | 2040 | 6 | 0 | 0 | 0
2040-06-08 09:00 | 2040 | 6 | 0 | 0 | 0
2040-06-08 10:00 | 2040 | 6 | 0 | 0 | 0
2040-06-08 11:00 | 2040 | 6 | 0 | 0 | 0
2040-06-08 12:00 | 2040 | 6 | 0 | 0 | 0
2040-06-08 13:00 | 2040 | 6 | 0 | 0 | 0
2040-06-08 14:00 | 2040 | 6 | 0 | 0 | 0
2040-06-08 15:00 | 2040 | 6 | 0 | 0 | 0
2040-06-08 16:00 | 2040 | 6 | 0 | 0 | 0
2040-06-08 17:00 | 2040 | 6 | 0 | 0 | 0
2040-06-08 18:00 | 2040 | 6 | 0 | 0 | 0
2040-06-08 19:00 | 2040 | 6 | 0 | 0 | 0
2040-06-08 20:00 | 2040 | 6 | 0 | 0 | 0
2040-06-08 21:00 | 2040 | 6 | 0 | 0 | 0
2040-06-08 22:00 | 2040 | 6 | 0 | 0 | 0
2040-06-08 23:00 | 2040 | 6 | 0 | 0 | 0
2040-06-09 | 2040 | 6 | 0 | 0 | 0
2040-06-09 01:00 | 2040 | 6 | 0 | 0 | 0
2040-06-09 02:00 | 2040 | 6 | 0 | 0 | 0
2040-06-09 03:00 | 2040 | 6 | 0 | 0 | 0
2040-06-09 04:00 | 2040 | 6 | 0 | 0 | 0
2040-06-09 05:00 | 2040 | 6 | 0 | 0 | 0
2040-06-09 06:00 | 2040 | 6 | 0 | 0 | 0
2040-06-09 07:00 | 2040 | 6 | 0 | 0 | 0
2040-06-09 08:00 | 2040 | 6 | 0 | 0 | 0
2040-06-09 09:00 | 2040 | 6 | 0 | 0 | 0
2040-06-09 10:00 | 2040 | 6 | 0 | 0 | 0
2040-06-09 11:00 | 2040 | 6 | 0 | 0 | 0
2040-06-09 12:00 | 2040 | 6 | 0 | 0 | 0
2040-06-09 13:00 | 2040 | 6 | 0 | 0 | 0
2040-06-09 14:00 | 2040 | 6 | 0 | 0 | 0
2040-06-09 15:00 | 2040 | 6 | 0 | 0 | 0
2040-06-09 16:00 | 2040 | 6 | 0 | 0 | 0
2040-06-09 17:00 | 2040 | 6 | 0 | 0 | 0
2040-06-09 18:00 | 2040 | 6 | 0 | 0 | 0
2040-06-09 19:00 | 2040 | 6 | 0 | 0 | 0
2040-06-09 20:00 | 2040 | 6 | 0 | 0 | 0
2040-06-09 21:00 | 2040 | 6 | 0 | 0 | 0
2040-06-09 22:00 | 2040 | 6 | 0 | 0 | 0
2040-06-09 23:00 | 2040 | 6 | 0 | 0 | 0
2040-06-10 | 2040 | 6 | 0 | 0 | 0
2040-06-10 01:00 | 2040 | 6 | 0 | 0 | 0
2040-06-10 02:00 | 2040 | 6 | 0 | 0 | 0
2040-06-10 03:00 | 2040 | 6 | 0 | 0 | 0
2040-06-10 04:00 | 2040 | 6 | 0 | 0 | 0
2040-06-10 05:00 | 2040 | 6 | 0 | 0 | 0
2040-06-10 06:00 | 2040 | 6 | 0 | 0 | 0
2040-06-10 07:00 | 2040 | 6 | 0 | 0 | 0
2040-06-10 08:00 | 2040 | 6 | 0 | 0 | 0
2040-06-10 09:00 | 2040 | 6 | 0 | 0 | 0
2040-06-10 10:00 | 2040 | 6 | 0 | 0 | 0
2040-06-10 11:00 | 2040 | 6 | 0 | 0 | 0
2040-06-10 12:00 | 2040 | 6 | 0 | 0 | 0
2040-06-10 13:00 | 2040 | 6 | 0 | 0 | 0
2040-06-10 14:00 | 2040 | 6 | 0 | 0 | 0
2040-06-10 15:00 | 2040 | 6 | 0 | 0 | 0
2040-06-10 16:00 | 2040 | 6 | 0 | 0 | 0
2040-06-10 17:00 | 2040 | 6 | 0 | 0 | 0
2040-06-10 18:00 | 2040 | 6 | 0 | 0 | 0
2040-06-10 19:00 | 2040 | 6 | 0 | 0 | 0
2040-06-10 20:00 | 2040 | 6 | 0 | 0 | 0
2040-06-10 21:00 | 2040 | 6 | 0 | 0 | 0
2040-06-10 22:00 | 2040 | 6 | 0 | 0 | 0
2040-06-10 23:00 | 2040 | 6 | 0 | 0 | 0
2040-06-11 | 2040 | 6 | 0 | 0 | 0
2040-06-11 01:00 | 2040 | 6 | 0 | 0 | 0
2040-06-11 02:00 | 2040 | 6 | 0 | 0 | 0
2040-06-11 03:00 | 2040 | 6 | 0 | 0 | 0
2040-06-11 04:00 | 2040 | 6 | 0 | 0 | 0
2040-06-11 05:00 | 2040 | 6 | 0 | 0 | 0
2040-06-11 06:00 | 2040 | 6 | 0 | 0 | 0
2040-06-11 07:00 | 2040 | 6 | 0 | 0 | 0
2040-06-11 08:00 | 2040 | 6 | 0 | 0 | 0
2040-06-11 09:00 | 2040 | 6 | 0 | 0 | 0
2040-06-11 10:00 | 2040 | 6 | 0 | 0 | 0
2040-06-11 11:00 | 2040 | 6 | 0 | 0 | 0
2040-06-11 12:00 | 2040 | 6 | 0 | 0 | 0
2040-06-11 13:00 | 2040 | 6 | 0 | 0 | 0
2040-06-11 14:00 | 2040 | 6 | 0 | 0 | 0
2040-06-11 15:00 | 2040 | 6 | 0 | 0 | 0
2040-06-11 16:00 | 2040 | 6 | 0 | 0 | 0
2040-06-11 17:00 | 2040 | 6 | 0 | 0 | 0
2040-06-11 18:00 | 2040 | 6 | 0 | 0 | 0
2040-06-11 19:00 | 2040 | 6 | 0 | 0 | 0
2040-06-11 20:00 | 2040 | 6 | 0 | 0 | 0
2040-06-11 21:00 | 2040 | 6 | 0 | 0 | 0
2040-06-11 22:00 | 2040 | 6 | 0 | 0 | 0
2040-06-11 23:00 | 2040 | 6 | 0 | 0 | 0
2040-06-12 | 2040 | 6 | 0 | 0 | 0
2040-06-12 01:00 | 2040 | 6 | 0 | 0 | 0
2040-06-12 02:00 | 2040 | 6 | 0 | 0 | 0
2040-06-12 03:00 | 2040 | 6 | 0 | 0 | 0
2040-06-12 04:00 | 2040 | 6 | 0 | 0 | 0
2040-06-12 05:00 | 2040 | 6 | 0 | 0 | 0
2040-06-12 06:00 | 2040 | 6 | 0 | 0 | 0
2040-06-12 07:00 | 2040 | 6 | 0 | 0 | 0
2040-06-12 08:00 | 2040 | 6 | 0 | 0 | 0
2040-06-12 09:00 | 2040 | 6 | 0 | 0 | 0
2040-06-12 10:00 | 2040 | 6 | 0 | 0 | 0
2040-06-12 11:00 | 2040 | 6 | 0 | 0 | 0
2040-06-12 12:00 | 2040 | 6 | 0 | 0 | 0
2040-06-12 13:00 | 2040 | 6 | 0 | 0 | 0
2040-06-12 14:00 | 2040 | 6 | 0 | 0 | 0
2040-06-12 15:00 | 2040 | 6 | 0 | 0 | 0
2040-06-12 16:00 | 2040 | 6 | 0 | 0 | 0
2040-06-12 17:00 | 2040 | 6 | 0 | 0 | 0
2040-06-12 18:00 | 2040 | 6 | 0 | 0 | 0
2040-06-12 19:00 | 2040 | 6 | 0 | 0 | 0
2040-06-12 20:00 | 2040 | 6 | 0 | 0 | 0
2040-06-12 21:00 | 2040 | 6 | 0 | 0 | 0
2040-06-12 22:00 | 2040 | 6 | 0 | 0 | 0
2040-06-12 23:00 | 2040 | 6 | 0 | 0 | 0
2040-06-13 | 2040 | 6 | 0 | 0 | 0
2040-06-13 01:00 | 2040 | 6 | 0 | 0 | 0
2040-06-13 02:00 | 2040 | 6 | 0 | 0 | 0
2040-06-13 03:00 | 2040 | 6 | 0 | 0 | 0
2040-06-13 04:00 | 2040 | 6 | 0 | 0 | 0
2040-06-13 05:00 | 2040 | 6 | 0 | 0 | 0
2040-06-13 06:00 | 2040 | 6 | 0 | 0 | 0
2040-06-13 07:00 | 2040 | 6 | 0 | 0 | 0
2040-06-13 08:00 | 2040 | 6 | 0 | 0 | 0
2040-06-13 09:00 | 2040 | 6 | 0 | 0 | 0
2040-06-13 10:00 | 2040 | 6 | 0 | 0 | 0
2040-06-13 11:00 | 2040 | 6 | 0 | 0 | 0
2040-06-13 12:00 | 2040 | 6 | 0 | 0 | 0
2040-06-13 13:00 | 2040 | 6 | 0 | 0 | 0
2040-06-13 14:00 | 2040 | 6 | 0 | 0 | 0
2040-06-13 15:00 | 2040 | 6 | 0 | 0 | 0
2040-06-13 16:00 | 2040 | 6 | 0 | 0 | 0
2040-06-13 17:00 | 2040 | 6 | 0 | 0 | 0
2040-06-13 18:00 | 2040 | 6 | 0 | 0 | 0
2040-06-13 19:00 | 2040 | 6 | 0 | 0 | 0
2040-06-13 20:00 | 2040 | 6 | 0 | 0 | 0
2040-06-13 21:00 | 2040 | 6 | 0 | 0 | 0
2040-06-13 22:00 | 2040 | 6 | 0 | 0 | 0
2040-06-13 23:00 | 2040 | 6 | 0 | 0 | 0
2040-06-14 | 2040 | 6 | 0 | 0 | 0
2040-06-14 01:00 | 2040 | 6 | 0 | 0 | 0
2040-06-14 02:00 | 2040 | 6 | 0 | 0 | 0
2040-06-14 03:00 | 2040 | 6 | 0 | 0 | 0
2040-06-14 04:00 | 2040 | 6 | 0 | 0 | 0
2040-06-14 05:00 | 2040 | 6 | 0 | 0 | 0
2040-06-14 06:00 | 2040 | 6 | 0 | 0 | 0
2040-06-14 07:00 | 2040 | 6 | 0 | 0 | 0
2040-06-14 08:00 | 2040 | 6 | 0 | 0 | 0
2040-06-14 09:00 | 2040 | 6 | 0 | 0 | 0
2040-06-14 10:00 | 2040 | 6 | 0 | 0 | 0
2040-06-14 11:00 | 2040 | 6 | 0 | 0 | 0
2040-06-14 12:00 | 2040 | 6 | 0 | 0 | 0
2040-06-14 13:00 | 2040 | 6 | 0 | 0 | 0
2040-06-14 14:00 | 2040 | 6 | 0 | 0 | 0
2040-06-14 15:00 | 2040 | 6 | 0 | 0 | 0
2040-06-14 16:00 | 2040 | 6 | 0 | 0 | 0
2040-06-14 17:00 | 2040 | 6 | 0 | 0 | 0
2040-06-14 18:00 | 2040 | 6 | 0 | 0 | 0
2040-06-14 19:00 | 2040 | 6 | 0 | 0 | 0
2040-06-14 20:00 | 2040 | 6 | 0 | 0 | 0
2040-06-14 21:00 | 2040 | 6 | 0 | 0 | 0
2040-06-14 22:00 | 2040 | 6 | 0 | 0 | 0
2040-06-14 23:00 | 2040 | 6 | 0 | 0 | 0
2040-06-15 | 2040 | 6 | 0 | 0 | 0
2040-06-15 01:00 | 2040 | 6 | 0 | 0 | 0
2040-06-15 02:00 | 2040 | 6 | 0 | 0 | 0
2040-06-15 03:00 | 2040 | 6 | 0 | 0 | 0
2040-06-15 04:00 | 2040 | 6 | 0 | 0 | 0
2040-06-15 05:00 | 2040 | 6 | 0 | 0 | 0
2040-06-15 06:00 | 2040 | 6 | 0 | 0 | 0
2040-06-15 07:00 | 2040 | 6 | 0 | 0 | 0
2040-06-15 08:00 | 2040 | 6 | 0 | 0 | 0
2040-06-15 09:00 | 2040 | 6 | 0 | 0 | 0
2040-06-15 10:00 | 2040 | 6 | 0 | 0 | 0
2040-06-15 11:00 | 2040 | 6 | 0 | 0 | 0
2040-06-15 12:00 | 2040 | 6 | 0 | 0 | 0
2040-06-15 13:00 | 2040 | 6 | 0 | 0 | 0
2040-06-15 14:00 | 2040 | 6 | 0 | 0 | 0
2040-06-15 15:00 | 2040 | 6 | 0 | 0 | 0
2040-06-15 16:00 | 2040 | 6 | 0 | 0 | 0
2040-06-15 17:00 | 2040 | 6 | 0 | 0 | 0
2040-06-15 18:00 | 2040 | 6 | 0 | 0 | 0
2040-06-15 19:00 | 2040 | 6 | 0 | 0 | 0
2040-06-15 20:00 | 2040 | 6 | 0 | 0 | 0
2040-06-15 21:00 | 2040 | 6 | 0 | 0 | 0
2040-06-15 22:00 | 2040 | 6 | 0 | 0 | 0
2040-06-15 23:00 | 2040 | 6 | 0 | 0 | 0
2040-06-16 | 2040 | 6 | 0 | 0 | 0
2040-06-16 01:00 | 2040 | 6 | 0 | 0 | 0
2040-06-16 02:00 | 2040 | 6 | 0 | 0 | 0
2040-06-16 03:00 | 2040 | 6 | 0 | 0 | 0
2040-06-16 04:00 | 2040 | 6 | 0 | 0 | 0
2040-06-16 05:00 | 2040 | 6 | 0 | 0 | 0
2040-06-16 06:00 | 2040 | 6 | 0 | 0 | 0
2040-06-16 07:00 | 2040 | 6 | 0 | 0 | 0
2040-06-16 08:00 | 2040 | 6 | 0 | 0 | 0
2040-06-16 09:00 | 2040 | 6 | 0 | 0 | 0
2040-06-16 10:00 | 2040 | 6 | 0 | 0 | 0
2040-06-16 11:00 | 2040 | 6 | 0 | 0 | 0
2040-06-16 12:00 | 2040 | 6 | 0 | 0 | 0
2040-06-16 13:00 | 2040 | 6 | 0 | 0 | 0
2040-06-16 14:00 | 2040 | 6 | 0 | 0 | 0
2040-06-16 15:00 | 2040 | 6 | 0 | 0 | 0
2040-06-16 16:00 | 2040 | 6 | 0 | 0 | 0
2040-06-16 17:00 | 2040 | 6 | 0 | 0 | 0
2040-06-16 18:00 | 2040 | 6 | 0 | 0 | 0
2040-06-16 19:00 | 2040 | 6 | 0 | 0 | 0
2040-06-16 20:00 | 2040 | 6 | 0 | 0 | 0
2040-06-16 21:00 | 2040 | 6 | 0 | 0 | 0
2040-06-16 22:00 | 2040 | 6 | 0 | 0 | 0
2040-06-16 23:00 | 2040 | 6 | 0 | 0 | 0
2040-06-17 | 2040 | 6 | 0 | 0 | 0
2040-06-17 01:00 | 2040 | 6 | 0 | 0 | 0
2040-06-17 02:00 | 2040 | 6 | 0 | 0 | 0
2040-06-17 03:00 | 2040 | 6 | 0 | 0 | 0
2040-06-17 04:00 | 2040 | 6 | 0 | 0 | 0
2040-06-17 05:00 | 2040 | 6 | 0 | 0 | 0
2040-06-17 06:00 | 2040 | 6 | 0 | 0 | 0
2040-06-17 07:00 | 2040 | 6 | 0 | 0 | 0
2040-06-17 08:00 | 2040 | 6 | 0 | 0 | 0
2040-06-17 09:00 | 2040 | 6 | 0 | 0 | 0
2040-06-17 10:00 | 2040 | 6 | 0 | 0 | 0
2040-06-17 11:00 | 2040 | 6 | 0 | 0 | 0
2040-06-17 12:00 | 2040 | 6 | 0 | 0 | 0
2040-06-17 13:00 | 2040 | 6 | 0 | 0 | 0
2040-06-17 14:00 | 2040 | 6 | 0 | 0 | 0
2040-06-17 15:00 | 2040 | 6 | 0 | 0 | 0
2040-06-17 16:00 | 2040 | 6 | 0 | 0 | 0
2040-06-17 17:00 | 2040 | 6 | 0 | 0 | 0
2040-06-17 18:00 | 2040 | 6 | 0 | 0 | 0
2040-06-17 19:00 | 2040 | 6 | 0 | 0 | 0
2040-06-17 20:00 | 2040 | 6 | 0 | 0 | 0
2040-06-17 21:00 | 2040 | 6 | 0 | 0 | 0
2040-06-17 22:00 | 2040 | 6 | 0 | 0 | 0
2040-06-17 23:00 | 2040 | 6 | 0 | 0 | 0
2040-06-18 | 2040 | 6 | 0 | 0 | 0
2040-06-18 01:00 | 2040 | 6 | 0 | 0 | 0
2040-06-18 02:00 | 2040 | 6 | 0 | 0 | 0
2040-06-18 03:00 | 2040 | 6 | 0 | 0 | 0
2040-06-18 04:00 | 2040 | 6 | 0 | 0 | 0
2040-06-18 05:00 | 2040 | 6 | 0 | 0 | 0
2040-06-18 06:00 | 2040 | 6 | 0 | 0 | 0
2040-06-18 07:00 | 2040 | 6 | 0 | 0 | 0
2040-06-18 08:00 | 2040 | 6 | 0 | 0 | 0
2040-06-18 09:00 | 2040 | 6 | 0 | 0 | 0
2040-06-18 10:00 | 2040 | 6 | 0 | 0 | 0
2040-06-18 11:00 | 2040 | 6 | 0 | 0 | 0
2040-06-18 12:00 | 2040 | 6 | 0 | 0 | 0
2040-06-18 13:00 | 2040 | 6 | 0 | 0 | 0
2040-06-18 14:00 | 2040 | 6 | 0 | 0 | 0
2040-06-18 15:00 | 2040 | 6 | 0 | 0 | 0
2040-06-18 16:00 | 2040 | 6 | 0 | 0 | 0
2040-06-18 17:00 | 2040 | 6 | 0 | 0 | 0
2040-06-18 18:00 | 2040 | 6 | 0 | 0 | 0
2040-06-18 19:00 | 2040 | 6 | 0 | 0 | 0
2040-06-18 20:00 | 2040 | 6 | 0 | 0 | 0
2040-06-18 21:00 | 2040 | 6 | 0 | 0 | 0
2040-06-18 22:00 | 2040 | 6 | 0 | 0 | 0
2040-06-18 23:00 | 2040 | 6 | 0 | 0 | 0
2040-06-19 | 2040 | 6 | 0 | 0 | 0
2040-06-19 01:00 | 2040 | 6 | 0 | 0 | 0
2040-06-19 02:00 | 2040 | 6 | 0 | 0 | 0
2040-06-19 03:00 | 2040 | 6 | 0 | 0 | 0
2040-06-19 04:00 | 2040 | 6 | 0 | 0 | 0
2040-06-19 05:00 | 2040 | 6 | 0 | 0 | 0
2040-06-19 06:00 | 2040 | 6 | 0 | 0 | 0
2040-06-19 07:00 | 2040 | 6 | 0 | 0 | 0
2040-06-19 08:00 | 2040 | 6 | 0 | 0 | 0
2040-06-19 09:00 | 2040 | 6 | 0 | 0 | 0
2040-06-19 10:00 | 2040 | 6 | 0 | 0 | 0
2040-06-19 11:00 | 2040 | 6 | 0 | 0 | 0
2040-06-19 12:00 | 2040 | 6 | 0 | 0 | 0
2040-06-19 13:00 | 2040 | 6 | 0 | 0 | 0
2040-06-19 14:00 | 2040 | 6 | 0 | 0 | 0
2040-06-19 15:00 | 2040 | 6 | 0 | 0 | 0
2040-06-19 16:00 | 2040 | 6 | 0 | 0 | 0
2040-06-19 17:00 | 2040 | 6 | 0 | 0 | 0
2040-06-19 18:00 | 2040 | 6 | 0 | 0 | 0
2040-06-19 19:00 | 2040 | 6 | 0 | 0 | 0
2040-06-19 20:00 | 2040 | 6 | 0 | 0 | 0
2040-06-19 21:00 | 2040 | 6 | 0 | 0 | 0
2040-06-19 22:00 | 2040 | 6 | 0 | 0 | 0
2040-06-19 23:00 | 2040 | 6 | 0 | 0 | 0
2040-06-20 | 2040 | 6 | 0 | 0 | 0
2040-06-20 01:00 | 2040 | 6 | 0 | 0 | 0
2040-06-20 02:00 | 2040 | 6 | 0 | 0 | 0
2040-06-20 03:00 | 2040 | 6 | 0 | 0 | 0
2040-06-20 04:00 | 2040 | 6 | 0 | 0 | 0
2040-06-20 05:00 | 2040 | 6 | 0 | 0 | 0
2040-06-20 06:00 | 2040 | 6 | 0 | 0 | 0
2040-06-20 07:00 | 2040 | 6 | 0 | 0 | 0
2040-06-20 08:00 | 2040 | 6 | 0 | 0 | 0
2040-06-20 09:00 | 2040 | 6 | 0 | 0 | 0
2040-06-20 10:00 | 2040 | 6 | 0 | 0 | 0
2040-06-20 11:00 | 2040 | 6 | 0 | 0 | 0
2040-06-20 12:00 | 2040 | 6 | 0 | 0 | 0
2040-06-20 13:00 | 2040 | 6 | 0 | 0 | 0
2040-06-20 14:00 | 2040 | 6 | 0 | 0 | 0
2040-06-20 15:00 | 2040 | 6 | 0 | 0 | 0
2040-06-20 16:00 | 2040 | 6 | 0 | 0 | 0
2040-06-20 17:00 | 2040 | 6 | 0 | 0 | 0
2040-06-20 18:00 | 2040 | 6 | 0 | 0 | 0
2040-06-20 19:00 | 2040 | 6 | 0 | 0 | 0
2040-06-20 20:00 | 2040 | 6 | 0 | 0 | 0
2040-06-20 21:00 | 2040 | 6 | 0 | 0 | 0
2040-06-20 22:00 | 2040 | 6 | 0 | 0 | 0
2040-06-20 23:00 | 2040 | 6 | 0 | 0 | 0
2040-06-21 | 2040 | 6 | 0 | 0 | 0
2040-06-21 01:00 | 2040 | 6 | 0 | 0 | 0
2040-06-21 02:00 | 2040 | 6 | 0 | 0 | 0
2040-06-21 03:00 | 2040 | 6 | 0 | 0 | 0
2040-06-21 04:00 | 2040 | 6 | 0 | 0 | 0
2040-06-21 05:00 | 2040 | 6 | 0 | 0 | 0
2040-06-21 06:00 | 2040 | 6 | 0 | 0 | 0
2040-06-21 07:00 | 2040 | 6 | 0 | 0 | 0
2040-06-21 08:00 | 2040 | 6 | 0 | 0 | 0
2040-06-21 09:00 | 2040 | 6 | 0 | 0 | 0
2040-06-21 10:00 | 2040 | 6 | 0 | 0 | 0
2040-06-21 11:00 | 2040 | 6 | 0 | 0 | 0
2040-06-21 12:00 | 2040 | 6 | 0 | 0 | 0
2040-06-21 13:00 | 2040 | 6 | 0 | 0 | 0
2040-06-21 14:00 | 2040 | 6 | 0 | 0 | 0
2040-06-21 15:00 | 2040 | 6 | 0 | 0 | 0
2040-06-21 16:00 | 2040 | 6 | 0 | 0 | 0
2040-06-21 17:00 | 2040 | 6 | 0 | 0 | 0
2040-06-21 18:00 | 2040 | 6 | 0 | 0 | 0
2040-06-21 19:00 | 2040 | 6 | 0 | 0 | 0
2040-06-21 20:00 | 2040 | 6 | 0 | 0 | 0
2040-06-21 21:00 | 2040 | 6 | 0 | 0 | 0
2040-06-21 22:00 | 2040 | 6 | 0 | 0 | 0
2040-06-21 23:00 | 2040 | 6 | 0 | 0 | 0
2040-06-22 | 2040 | 6 | 0 | 0 | 0
2040-06-22 01:00 | 2040 | 6 | 0 | 0 | 0
2040-06-22 02:00 | 2040 | 6 | 0 | 0 | 0
2040-06-22 03:00 | 2040 | 6 | 0 | 0 | 0
2040-06-22 04:00 | 2040 | 6 | 0 | 0 | 0
2040-06-22 05:00 | 2040 | 6 | 0 | 0 | 0
2040-06-22 06:00 | 2040 | 6 | 0 | 0 | 0
2040-06-22 07:00 | 2040 | 6 | 0 | 0 | 0
2040-06-22 08:00 | 2040 | 6 | 0 | 0 | 0
2040-06-22 09:00 | 2040 | 6 | 0 | 0 | 0
2040-06-22 10:00 | 2040 | 6 | 0 | 0 | 0
2040-06-22 11:00 | 2040 | 6 | 0 | 0 | 0
2040-06-22 12:00 | 2040 | 6 | 0 | 0 | 0
2040-06-22 13:00 | 2040 | 6 | 0 | 0 | 0
2040-06-22 14:00 | 2040 | 6 | 0 | 0 | 0
2040-06-22 15:00 | 2040 | 6 | 0 | 0 | 0
2040-06-22 16:00 | 2040 | 6 | 0 | 0 | 0
2040-06-22 17:00 | 2040 | 6 | 0 | 0 | 0
2040-06-22 18:00 | 2040 | 6 | 0 | 0 | 0
2040-06-22 19:00 | 2040 | 6 | 0 | 0 | 0
2040-06-22 20:00 | 2040 | 6 | 0 | 0 | 0
2040-06-22 21:00 | 2040 | 6 | 0 | 0 | 0
2040-06-22 22:00 | 2040 | 6 | 0 | 0 | 0
2040-06-22 23:00 | 2040 | 6 | 0 | 0 | 0
2040-06-23 | 2040 | 6 | 0 | 0 | 0
2040-06-23 01:00 | 2040 | 6 | 0 | 0 | 0
2040-06-23 02:00 | 2040 | 6 | 0 | 0 | 0
2040-06-23 03:00 | 2040 | 6 | 0 | 0 | 0
2040-06-23 04:00 | 2040 | 6 | 0 | 0 | 0
2040-06-23 05:00 | 2040 | 6 | 0 | 0 | 0
2040-06-23 06:00 | 2040 | 6 | 0 | 0 | 0
2040-06-23 07:00 | 2040 | 6 | 0 | 0 | 0
2040-06-23 08:00 | 2040 | 6 | 0 | 0 | 0
2040-06-23 09:00 | 2040 | 6 | 0 | 0 | 0
2040-06-23 10:00 | 2040 | 6 | 0 | 0 | 0
2040-06-23 11:00 | 2040 | 6 | 0 | 0 | 0
2040-06-23 12:00 | 2040 | 6 | 0 | 0 | 0
2040-06-23 13:00 | 2040 | 6 | 0 | 0 | 0
2040-06-23 14:00 | 2040 | 6 | 0 | 0 | 0
2040-06-23 15:00 | 2040 | 6 | 0 | 0 | 0
2040-06-23 16:00 | 2040 | 6 | 0 | 0 | 0
2040-06-23 17:00 | 2040 | 6 | 0 | 0 | 0
2040-06-23 18:00 | 2040 | 6 | 0 | 0 | 0
2040-06-23 19:00 | 2040 | 6 | 0 | 0 | 0
2040-06-23 20:00 | 2040 | 6 | 0 | 0 | 0
2040-06-23 21:00 | 2040 | 6 | 0 | 0 | 0
2040-06-23 22:00 | 2040 | 6 | 0 | 0 | 0
2040-06-23 23:00 | 2040 | 6 | 0 | 0 | 0
2040-06-24 | 2040 | 6 | 0 | 0 | 0
2040-06-24 01:00 | 2040 | 6 | 0 | 0 | 0
2040-06-24 02:00 | 2040 | 6 | 0 | 0 | 0
2040-06-24 03:00 | 2040 | 6 | 0 | 0 | 0
2040-06-24 04:00 | 2040 | 6 | 0 | 0 | 0
2040-06-24 05:00 | 2040 | 6 | 0 | 0 | 0
2040-06-24 06:00 | 2040 | 6 | 0 | 0 | 0
2040-06-24 07:00 | 2040 | 6 | 0 | 0 | 0
2040-06-24 08:00 | 2040 | 6 | 0 | 0 | 0
2040-06-24 09:00 | 2040 | 6 | 0 | 0 | 0
2040-06-24 10:00 | 2040 | 6 | 0 | 0 | 0
2040-06-24 11:00 | 2040 | 6 | 0 | 0 | 0
2040-06-24 12:00 | 2040 | 6 | 0 | 0 | 0
2040-06-24 13:00 | 2040 | 6 | 0 | 0 | 0
2040-06-24 14:00 | 2040 | 6 | 0 | 0 | 0
2040-06-24 15:00 | 2040 | 6 | 0 | 0 | 0
2040-06-24 16:00 | 2040 | 6 | 0 | 0 | 0
2040-06-24 17:00 | 2040 | 6 | 0 | 0 | 0
2040-06-24 18:00 | 2040 | 6 | 0 | 0 | 0
2040-06-24 19:00 | 2040 | 6 | 0 | 0 | 0
2040-06-24 20:00 | 2040 | 6 | 0 | 0 | 0
2040-06-24 21:00 | 2040 | 6 | 0 | 0 | 0
2040-06-24 22:00 | 2040 | 6 | 0 | 0 | 0
2040-06-24 23:00 | 2040 | 6 | 0 | 0 | 0
2040-06-25 | 2040 | 6 | 0 | 0 | 0
2040-06-25 01:00 | 2040 | 6 | 0 | 0 | 0
2040-06-25 02:00 | 2040 | 6 | 0 | 0 | 0
2040-06-25 03:00 | 2040 | 6 | 0 | 0 | 0
2040-06-25 04:00 | 2040 | 6 | 0 | 0 | 0
2040-06-25 05:00 | 2040 | 6 | 0 | 0 | 0
2040-06-25 06:00 | 2040 | 6 | 0 | 0 | 0
2040-06-25 07:00 | 2040 | 6 | 0 | 0 | 0
2040-06-25 08:00 | 2040 | 6 | 0 | 0 | 0
2040-06-25 09:00 | 2040 | 6 | 0 | 0 | 0
2040-06-25 10:00 | 2040 | 6 | 0 | 0 | 0
2040-06-25 11:00 | 2040 | 6 | 0 | 0 | 0
2040-06-25 12:00 | 2040 | 6 | 0 | 0 | 0
2040-06-25 13:00 | 2040 | 6 | 0 | 0 | 0
2040-06-25 14:00 | 2040 | 6 | 0 | 0 | 0
2040-06-25 15:00 | 2040 | 6 | 0 | 0 | 0
2040-06-25 16:00 | 2040 | 6 | 0 | 0 | 0
2040-06-25 17:00 | 2040 | 6 | 0 | 0 | 0
2040-06-25 18:00 | 2040 | 6 | 0 | 0 | 0
2040-06-25 19:00 | 2040 | 6 | 0 | 0 | 0
2040-06-25 20:00 | 2040 | 6 | 0 | 0 | 0
2040-06-25 21:00 | 2040 | 6 | 0 | 0 | 0
2040-06-25 22:00 | 2040 | 6 | 0 | 0 | 0
2040-06-25 23:00 | 2040 | 6 | 0 | 0 | 0
2040-06-26 | 2040 | 6 | 0 | 0 | 0
2040-06-26 01:00 | 2040 | 6 | 0 | 0 | 0
2040-06-26 02:00 | 2040 | 6 | 0 | 0 | 0
2040-06-26 03:00 | 2040 | 6 | 0 | 0 | 0
2040-06-26 04:00 | 2040 | 6 | 0 | 0 | 0
2040-06-26 05:00 | 2040 | 6 | 0 | 0 | 0
2040-06-26 06:00 | 2040 | 6 | 0 | 0 | 0
2040-06-26 07:00 | 2040 | 6 | 0 | 0 | 0
2040-06-26 08:00 | 2040 | 6 | 0 | 0 | 0
2040-06-26 09:00 | 2040 | 6 | 0 | 0 | 0
2040-06-26 10:00 | 2040 | 6 | 0 | 0 | 0
2040-06-26 11:00 | 2040 | 6 | 0 | 0 | 0
2040-06-26 12:00 | 2040 | 6 | 0 | 0 | 0
2040-06-26 13:00 | 2040 | 6 | 0 | 0 | 0
2040-06-26 14:00 | 2040 | 6 | 0 | 0 | 0
2040-06-26 15:00 | 2040 | 6 | 0 | 0 | 0
2040-06-26 16:00 | 2040 | 6 | 0 | 0 | 0
2040-06-26 17:00 | 2040 | 6 | 0 | 0 | 0
2040-06-26 18:00 | 2040 | 6 | 0 | 0 | 0
2040-06-26 19:00 | 2040 | 6 | 0 | 0 | 0
2040-06-26 20:00 | 2040 | 6 | 0 | 0 | 0
2040-06-26 21:00 | 2040 | 6 | 0 | 0 | 0
2040-06-26 22:00 | 2040 | 6 | 0 | 0 | 0
2040-06-26 23:00 | 2040 | 6 | 0 | 0 | 0
2040-06-27 | 2040 | 6 | 0 | 0 | 0
2040-06-27 01:00 | 2040 | 6 | 0 | 0 | 0
2040-06-27 02:00 | 2040 | 6 | 0 | 0 | 0
2040-06-27 03:00 | 2040 | 6 | 0 | 0 | 0
2040-06-27 04:00 | 2040 | 6 | 0 | 0 | 0
2040-06-27 05:00 | 2040 | 6 | 0 | 0 | 0
2040-06-27 06:00 | 2040 | 6 | 0 | 0 | 0
2040-06-27 07:00 | 2040 | 6 | 0 | 0 | 0
2040-06-27 08:00 | 2040 | 6 | 0 | 0 | 0
2040-06-27 09:00 | 2040 | 6 | 0 | 0 | 0
2040-06-27 10:00 | 2040 | 6 | 0 | 0 | 0
2040-06-27 11:00 | 2040 | 6 | 0 | 0 | 0
2040-06-27 12:00 | 2040 | 6 | 0 | 0 | 0
2040-06-27 13:00 | 2040 | 6 | 0 | 0 | 0
2040-06-27 14:00 | 2040 | 6 | 0 | 0 | 0
2040-06-27 15:00 | 2040 | 6 | 0 | 0 | 0
2040-06-27 16:00 | 2040 | 6 | 0 | 0 | 0
2040-06-27 17:00 | 2040 | 6 | 0 | 0 | 0
2040-06-27 18:00 | 2040 | 6 | 0 | 0 | 0
2040-06-27 19:00 | 2040 | 6 | 0 | 0 | 0
2040-06-27 20:00 | 2040 | 6 | 0 | 0 | 0
2040-06-27 21:00 | 2040 | 6 | 0 | 0 | 0
2040-06-27 22:00 | 2040 | 6 | 0 | 0 | 0
2040-06-27 23:00 | 2040 | 6 | 0 | 0 | 0
2040-06-28 | 2040 | 6 | 0 | 0 | 0
2040-06-28 01:00 | 2040 | 6 | 0 | 0 | 0
2040-06-28 02:00 | 2040 | 6 | 0 | 0 | 0
2040-06-28 03:00 | 2040 | 6 | 0 | 0 | 0
2040-06-28 04:00 | 2040 | 6 | 0 | 0 | 0
2040-06-28 05:00 | 2040 | 6 | 0 | 0 | 0
2040-06-28 06:00 | 2040 | 6 | 0 | 0 | 0
2040-06-28 07:00 | 2040 | 6 | 0 | 0 | 0
2040-06-28 08:00 | 2040 | 6 | 0 | 0 | 0
2040-06-28 09:00 | 2040 | 6 | 0 | 0 | 0
2040-06-28 10:00 | 2040 | 6 | 0 | 0 | 0
2040-06-28 11:00 | 2040 | 6 | 0 | 0 | 0
2040-06-28 12:00 | 2040 | 6 | 0 | 0 | 0
2040-06-28 13:00 | 2040 | 6 | 0 | 0 | 0
2040-06-28 14:00 | 2040 | 6 | 0 | 0 | 0
2040-06-28 15:00 | 2040 | 6 | 0 | 0 | 0
2040-06-28 16:00 | 2040 | 6 | 0 | 0 | 0
2040-06-28 17:00 | 2040 | 6 | 0 | 0 | 0
2040-06-28 18:00 | 2040 | 6 | 0 | 0 | 0
2040-06-28 19:00 | 2040 | 6 | 0 | 0 | 0
2040-06-28 20:00 | 2040 | 6 | 0 | 0 | 0
2040-06-28 21:00 | 2040 | 6 | 0 | 0 | 0
2040-06-28 22:00 | 2040 | 6 | 0 | 0 | 0
2040-06-28 23:00 | 2040 | 6 | 0 | 0 | 0
2040-06-29 | 2040 | 6 | 0 | 0 | 0
2040-06-29 01:00 | 2040 | 6 | 0 | 0 | 0
2040-06-29 02:00 | 2040 | 6 | 0 | 0 | 0
2040-06-29 03:00 | 2040 | 6 | 0 | 0 | 0
2040-06-29 04:00 | 2040 | 6 | 0 | 0 | 0
2040-06-29 05:00 | 2040 | 6 | 0 | 0 | 0
2040-06-29 06:00 | 2040 | 6 | 0 | 0 | 0
2040-06-29 07:00 | 2040 | 6 | 0 | 0 | 0
2040-06-29 08:00 | 2040 | 6 | 0 | 0 | 0
2040-06-29 09:00 | 2040 | 6 | 0 | 0 | 0
2040-06-29 10:00 | 2040 | 6 | 0 | 0 | 0
2040-06-29 11:00 | 2040 | 6 | 0 | 0 | 0
2040-06-29 12:00 | 2040 | 6 | 0 | 0 | 0
2040-06-29 13:00 | 2040 | 6 | 0 | 0 | 0
2040-06-29 14:00 | 2040 | 6 | 0 | 0 | 0
2040-06-29 15:00 | 2040 | 6 | 0 | 0 | 0
2040-06-29 16:00 | 2040 | 6 | 0 | 0 | 0
2040-06-29 17:00 | 2040 | 6 | 0 | 0 | 0
2040-06-29 18:00 | 2040 | 6 | 0 | 0 | 0
2040-06-29 19:00 | 2040 | 6 | 0 | 0 | 0
2040-06-29 20:00 | 2040 | 6 | 0 | 0 | 0
2040-06-29 21:00 | 2040 | 6 | 0 | 0 | 0
2040-06-29 22:00 | 2040 | 6 | 0 | 0 | 0
2040-06-29 23:00 | 2040 | 6 | 0 | 0 | 0
2040-06-30 | 2040 | 6 | 0 | 0 | 0
2040-06-30 01:00 | 2040 | 6 | 0 | 0 | 0
2040-06-30 02:00 | 2040 | 6 | 0 | 0 | 0
2040-06-30 03:00 | 2040 | 6 | 0 | 0 | 0
2040-06-30 04:00 | 2040 | 6 | 0 | 0 | 0
2040-06-30 05:00 | 2040 | 6 | 0 | 0 | 0
2040-06-30 06:00 | 2040 | 6 | 0 | 0 | 0
2040-06-30 07:00 | 2040 | 6 | 0 | 0 | 0
2040-06-30 08:00 | 2040 | 6 | 0 | 0 | 0
2040-06-30 09:00 | 2040 | 6 | 0 | 0 | 0
2040-06-30 10:00 | 2040 | 6 | 0 | 0 | 0
2040-06-30 11:00 | 2040 | 6 | 0 | 0 | 0
2040-06-30 12:00 | 2040 | 6 | 0 | 0 | 0
2040-06-30 13:00 | 2040 | 6 | 0 | 0 | 0
2040-06-30 14:00 | 2040 | 6 | 0 | 0 | 0
2040-06-30 15:00 | 2040 | 6 | 0 | 0 | 0
2040-06-30 16:00 | 2040 | 6 | 0 | 0 | 0
2040-06-30 17:00 | 2040 | 6 | 0 | 0 | 0
2040-06-30 18:00 | 2040 | 6 | 0 | 0 | 0
2040-06-30 19:00 | 2040 | 6 | 0 | 0 | 0
2040-06-30 20:00 | 2040 | 6 | 0 | 0 | 0
2040-06-30 21:00 | 2040 | 6 | 0 | 0 | 0
2040-06-30 22:00 | 2040 | 6 | 0 | 0 | 0
2040-06-30 23:00 | 2040 | 6 | 0 | 0 | 0
2040-07-01 | 2040 | 7 | 0 | 0 | 0
2040-07-01 01:00 | 2040 | 7 | 0 | 0 | 0
2040-07-01 02:00 | 2040 | 7 | 0 | 0 | 0
2040-07-01 03:00 | 2040 | 7 | 0 | 0 | 0
2040-07-01 04:00 | 2040 | 7 | 0 | 0 | 0
2040-07-01 05:00 | 2040 | 7 | 0 | 0 | 0
2040-07-01 06:00 | 2040 | 7 | 0 | 0 | 0
2040-07-01 07:00 | 2040 | 7 | 0 | 0 | 0
2040-07-01 08:00 | 2040 | 7 | 0 | 0 | 0
2040-07-01 09:00 | 2040 | 7 | 0 | 0 | 0
2040-07-01 10:00 | 2040 | 7 | 0 | 0 | 0
2040-07-01 11:00 | 2040 | 7 | 0 | 0 | 0
2040-07-01 12:00 | 2040 | 7 | 0 | 0 | 0
2040-07-01 13:00 | 2040 | 7 | 0 | 0 | 0
2040-07-01 14:00 | 2040 | 7 | 0 | 0 | 0
2040-07-01 15:00 | 2040 | 7 | 0 | 0 | 0
2040-07-01 16:00 | 2040 | 7 | 0 | 0 | 0
2040-07-01 17:00 | 2040 | 7 | 0 | 0 | 0
2040-07-01 18:00 | 2040 | 7 | 0 | 0 | 0
2040-07-01 19:00 | 2040 | 7 | 0 | 0 | 0
2040-07-01 20:00 | 2040 | 7 | 0 | 0 | 0
2040-07-01 21:00 | 2040 | 7 | 0 | 0 | 0
2040-07-01 22:00 | 2040 | 7 | 0 | 0 | 0
2040-07-01 23:00 | 2040 | 7 | 0 | 0 | 0
2040-07-02 | 2040 | 7 | 0 | 0 | 0
2040-07-02 01:00 | 2040 | 7 | 0 | 0 | 0
2040-07-02 02:00 | 2040 | 7 | 0 | 0 | 0
2040-07-02 03:00 | 2040 | 7 | 0 | 0 | 0
2040-07-02 04:00 | 2040 | 7 | 0 | 0 | 0
2040-07-02 05:00 | 2040 | 7 | 0 | 0 | 0
2040-07-02 06:00 | 2040 | 7 | 0 | 0 | 0
2040-07-02 07:00 | 2040 | 7 | 0 | 0 | 0
2040-07-02 08:00 | 2040 | 7 | 0 | 0 | 0
2040-07-02 09:00 | 2040 | 7 | 0 | 0 | 0
2040-07-02 10:00 | 2040 | 7 | 0 | 0 | 0
2040-07-02 11:00 | 2040 | 7 | 0 | 0 | 0
2040-07-02 12:00 | 2040 | 7 | 0 | 0 | 0
2040-07-02 13:00 | 2040 | 7 | 0 | 0 | 0
2040-07-02 14:00 | 2040 | 7 | 0 | 0 | 0
2040-07-02 15:00 | 2040 | 7 | 0 | 0 | 0
2040-07-02 16:00 | 2040 | 7 | 0 | 0 | 0
2040-07-02 17:00 | 2040 | 7 | 0 | 0 | 0
2040-07-02 18:00 | 2040 | 7 | 0 | 0 | 0
2040-07-02 19:00 | 2040 | 7 | 0 | 0 | 0
2040-07-02 20:00 | 2040 | 7 | 0 | 0 | 0
2040-07-02 21:00 | 2040 | 7 | 0 | 0 | 0
2040-07-02 22:00 | 2040 | 7 | 0 | 0 | 0
2040-07-02 23:00 | 2040 | 7 | 0 | 0 | 0
2040-07-03 | 2040 | 7 | 0 | 0 | 0
2040-07-03 01:00 | 2040 | 7 | 0 | 0 | 0
2040-07-03 02:00 | 2040 | 7 | 0 | 0 | 0
2040-07-03 03:00 | 2040 | 7 | 0 | 0 | 0
2040-07-03 04:00 | 2040 | 7 | 0 | 0 | 0
2040-07-03 05:00 | 2040 | 7 | 0 | 0 | 0
2040-07-03 06:00 | 2040 | 7 | 0 | 0 | 0
2040-07-03 07:00 | 2040 | 7 | 0 | 0 | 0
2040-07-03 08:00 | 2040 | 7 | 0 | 0 | 0
2040-07-03 09:00 | 2040 | 7 | 0 | 0 | 0
2040-07-03 10:00 | 2040 | 7 | 0 | 0 | 0
2040-07-03 11:00 | 2040 | 7 | 0 | 0 | 0
2040-07-03 12:00 | 2040 | 7 | 0 | 0 | 0
2040-07-03 13:00 | 2040 | 7 | 0 | 0 | 0
2040-07-03 14:00 | 2040 | 7 | 0 | 0 | 0
2040-07-03 15:00 | 2040 | 7 | 0 | 0 | 0
2040-07-03 16:00 | 2040 | 7 | 0 | 0 | 0
2040-07-03 17:00 | 2040 | 7 | 0 | 0 | 0
2040-07-03 18:00 | 2040 | 7 | 0 | 0 | 0
2040-07-03 19:00 | 2040 | 7 | 0 | 0 | 0
2040-07-03 20:00 | 2040 | 7 | 0 | 0 | 0
2040-07-03 21:00 | 2040 | 7 | 0 | 0 | 0
2040-07-03 22:00 | 2040 | 7 | 0 | 0 | 0
2040-07-03 23:00 | 2040 | 7 | 0 | 0 | 0
2040-07-04 | 2040 | 7 | 0 | 0 | 0
2040-07-04 01:00 | 2040 | 7 | 0 | 0 | 0
2040-07-04 02:00 | 2040 | 7 | 0 | 0 | 0
2040-07-04 03:00 | 2040 | 7 | 0 | 0 | 0
2040-07-04 04:00 | 2040 | 7 | 0 | 0 | 0
2040-07-04 05:00 | 2040 | 7 | 0 | 0 | 0
2040-07-04 06:00 | 2040 | 7 | 0 | 0 | 0
2040-07-04 07:00 | 2040 | 7 | 0 | 0 | 0
2040-07-04 08:00 | 2040 | 7 | 0 | 0 | 0
2040-07-04 09:00 | 2040 | 7 | 0 | 0 | 0
2040-07-04 10:00 | 2040 | 7 | 0 | 0 | 0
2040-07-04 11:00 | 2040 | 7 | 0 | 0 | 0
2040-07-04 12:00 | 2040 | 7 | 0 | 0 | 0
2040-07-04 13:00 | 2040 | 7 | 0 | 0 | 0
2040-07-04 14:00 | 2040 | 7 | 0 | 0 | 0
2040-07-04 15:00 | 2040 | 7 | 0 | 0 | 0
2040-07-04 16:00 | 2040 | 7 | 0 | 0 | 0
2040-07-04 17:00 | 2040 | 7 | 0 | 0 | 0
2040-07-04 18:00 | 2040 | 7 | 0 | 0 | 0
2040-07-04 19:00 | 2040 | 7 | 0 | 0 | 0
2040-07-04 20:00 | 2040 | 7 | 0 | 0 | 0
2040-07-04 21:00 | 2040 | 7 | 0 | 0 | 0
2040-07-04 22:00 | 2040 | 7 | 0 | 0 | 0
2040-07-04 23:00 | 2040 | 7 | 0 | 0 | 0
2040-07-05 | 2040 | 7 | 0 | 0 | 0
2040-07-05 01:00 | 2040 | 7 | 0 | 0 | 0
2040-07-05 02:00 | 2040 | 7 | 0 | 0 | 0
2040-07-05 03:00 | 2040 | 7 | 0 | 0 | 0
2040-07-05 04:00 | 2040 | 7 | 0 | 0 | 0
2040-07-05 05:00 | 2040 | 7 | 0 | 0 | 0
2040-07-05 06:00 | 2040 | 7 | 0 | 0 | 0
2040-07-05 07:00 | 2040 | 7 | 0 | 0 | 0
2040-07-05 08:00 | 2040 | 7 | 0 | 0 | 0
2040-07-05 09:00 | 2040 | 7 | 0 | 0 | 0
2040-07-05 10:00 | 2040 | 7 | 0 | 0 | 0
2040-07-05 11:00 | 2040 | 7 | 0 | 0 | 0
2040-07-05 12:00 | 2040 | 7 | 0 | 0 | 0
2040-07-05 13:00 | 2040 | 7 | 0 | 0 | 0
2040-07-05 14:00 | 2040 | 7 | 0 | 0 | 0
2040-07-05 15:00 | 2040 | 7 | 0 | 0 | 0
2040-07-05 16:00 | 2040 | 7 | 0 | 0 | 0
2040-07-05 17:00 | 2040 | 7 | 0 | 0 | 0
2040-07-05 18:00 | 2040 | 7 | 0 | 0 | 0
2040-07-05 19:00 | 2040 | 7 | 0 | 0 | 0
2040-07-05 20:00 | 2040 | 7 | 0 | 0 | 0
2040-07-05 21:00 | 2040 | 7 | 0 | 0 | 0
2040-07-05 22:00 | 2040 | 7 | 0 | 0 | 0
2040-07-05 23:00 | 2040 | 7 | 0 | 0 | 0
2040-07-06 | 2040 | 7 | 0 | 0 | 0
2040-07-06 01:00 | 2040 | 7 | 0 | 0 | 0
2040-07-06 02:00 | 2040 | 7 | 0 | 0 | 0
2040-07-06 03:00 | 2040 | 7 | 0 | 0 | 0
2040-07-06 04:00 | 2040 | 7 | 0 | 0 | 0
2040-07-06 05:00 | 2040 | 7 | 0 | 0 | 0
2040-07-06 06:00 | 2040 | 7 | 0 | 0 | 0
2040-07-06 07:00 | 2040 | 7 | 0 | 0 | 0
2040-07-06 08:00 | 2040 | 7 | 0 | 0 | 0
2040-07-06 09:00 | 2040 | 7 | 0 | 0 | 0
2040-07-06 10:00 | 2040 | 7 | 0 | 0 | 0
2040-07-06 11:00 | 2040 | 7 | 0 | 0 | 0
2040-07-06 12:00 | 2040 | 7 | 0 | 0 | 0
2040-07-06 13:00 | 2040 | 7 | 0 | 0 | 0
2040-07-06 14:00 | 2040 | 7 | 0 | 0 | 0
2040-07-06 15:00 | 2040 | 7 | 0 | 0 | 0
2040-07-06 16:00 | 2040 | 7 | 0 | 0 | 0
2040-07-06 17:00 | 2040 | 7 | 0 | 0 | 0
2040-07-06 18:00 | 2040 | 7 | 0 | 0 | 0
2040-07-06 19:00 | 2040 | 7 | 0 | 0 | 0
2040-07-06 20:00 | 2040 | 7 | 0 | 0 | 0
2040-07-06 21:00 | 2040 | 7 | 0 | 0 | 0
2040-07-06 22:00 | 2040 | 7 | 0 | 0 | 0
2040-07-06 23:00 | 2040 | 7 | 0 | 0 | 0
2040-07-07 | 2040 | 7 | 0 | 0 | 0
2040-07-07 01:00 | 2040 | 7 | 0 | 0 | 0
2040-07-07 02:00 | 2040 | 7 | 0 | 0 | 0
2040-07-07 03:00 | 2040 | 7 | 0 | 0 | 0
2040-07-07 04:00 | 2040 | 7 | 0 | 0 | 0
2040-07-07 05:00 | 2040 | 7 | 0 | 0 | 0
2040-07-07 06:00 | 2040 | 7 | 0 | 0 | 0
2040-07-07 07:00 | 2040 | 7 | 0 | 0 | 0
2040-07-07 08:00 | 2040 | 7 | 0 | 0 | 0
2040-07-07 09:00 | 2040 | 7 | 0 | 0 | 0
2040-07-07 10:00 | 2040 | 7 | 0 | 0 | 0
2040-07-07 11:00 | 2040 | 7 | 0 | 0 | 0
2040-07-07 12:00 | 2040 | 7 | 0 | 0 | 0
2040-07-07 13:00 | 2040 | 7 | 0 | 0 | 0
2040-07-07 14:00 | 2040 | 7 | 0 | 0 | 0
2040-07-07 15:00 | 2040 | 7 | 0 | 0 | 0
2040-07-07 16:00 | 2040 | 7 | 0 | 0 | 0
2040-07-07 17:00 | 2040 | 7 | 0 | 0 | 0
2040-07-07 18:00 | 2040 | 7 | 0 | 0 | 0
2040-07-07 19:00 | 2040 | 7 | 0 | 0 | 0
2040-07-07 20:00 | 2040 | 7 | 0 | 0 | 0
2040-07-07 21:00 | 2040 | 7 | 0 | 0 | 0
2040-07-07 22:00 | 2040 | 7 | 0 | 0 | 0
2040-07-07 23:00 | 2040 | 7 | 0 | 0 | 0
2040-07-08 | 2040 | 7 | 0 | 0 | 0
2040-07-08 01:00 | 2040 | 7 | 0 | 0 | 0
2040-07-08 02:00 | 2040 | 7 | 0 | 0 | 0
2040-07-08 03:00 | 2040 | 7 | 0 | 0 | 0
2040-07-08 04:00 | 2040 | 7 | 0 | 0 | 0
2040-07-08 05:00 | 2040 | 7 | 0 | 0 | 0
2040-07-08 06:00 | 2040 | 7 | 0 | 0 | 0
2040-07-08 07:00 | 2040 | 7 | 0 | 0 | 0
2040-07-08 08:00 | 2040 | 7 | 0 | 0 | 0
2040-07-08 09:00 | 2040 | 7 | 0 | 0 | 0
2040-07-08 10:00 | 2040 | 7 | 0 | 0 | 0
2040-07-08 11:00 | 2040 | 7 | 0 | 0 | 0
2040-07-08 12:00 | 2040 | 7 | 0 | 0 | 0
2040-07-08 13:00 | 2040 | 7 | 0 | 0 | 0
2040-07-08 14:00 | 2040 | 7 | 0 | 0 | 0
2040-07-08 15:00 | 2040 | 7 | 0 | 0 | 0
2040-07-08 16:00 | 2040 | 7 | 0 | 0 | 0
2040-07-08 17:00 | 2040 | 7 | 0 | 0 | 0
2040-07-08 18:00 | 2040 | 7 | 0 | 0 | 0
2040-07-08 19:00 | 2040 | 7 | 0 | 0 | 0
2040-07-08 20:00 | 2040 | 7 | 0 | 0 | 0
2040-07-08 21:00 | 2040 | 7 | 0 | 0 | 0
2040-07-08 22:00 | 2040 | 7 | 0 | 0 | 0
2040-07-08 23:00 | 2040 | 7 | 0 | 0 | 0
2040-07-09 | 2040 | 7 | 0 | 0 | 0
2040-07-09 01:00 | 2040 | 7 | 0 | 0 | 0
2040-07-09 02:00 | 2040 | 7 | 0 | 0 | 0
2040-07-09 03:00 | 2040 | 7 | 0 | 0 | 0
2040-07-09 04:00 | 2040 | 7 | 0 | 0 | 0
2040-07-09 05:00 | 2040 | 7 | 0 | 0 | 0
2040-07-09 06:00 | 2040 | 7 | 0 | 0 | 0
2040-07-09 07:00 | 2040 | 7 | 0 | 0 | 0
2040-07-09 08:00 | 2040 | 7 | 0 | 0 | 0
2040-07-09 09:00 | 2040 | 7 | 0 | 0 | 0
2040-07-09 10:00 | 2040 | 7 | 0 | 0 | 0
2040-07-09 11:00 | 2040 | 7 | 0 | 0 | 0
2040-07-09 12:00 | 2040 | 7 | 0 | 0 | 0
2040-07-09 13:00 | 2040 | 7 | 0 | 0 | 0
2040-07-09 14:00 | 2040 | 7 | 0 | 0 | 0
2040-07-09 15:00 | 2040 | 7 | 0 | 0 | 0
2040-07-09 16:00 | 2040 | 7 | 0 | 0 | 0
2040-07-09 17:00 | 2040 | 7 | 0 | 0 | 0
2040-07-09 18:00 | 2040 | 7 | 0 | 0 | 0
2040-07-09 19:00 | 2040 | 7 | 0 | 0 | 0
2040-07-09 20:00 | 2040 | 7 | 0 | 0 | 0
2040-07-09 21:00 | 2040 | 7 | 0 | 0 | 0
2040-07-09 22:00 | 2040 | 7 | 0 | 0 | 0
2040-07-09 23:00 | 2040 | 7 | 0 | 0 | 0
2040-07-10 | 2040 | 7 | 0 | 0 | 0
2040-07-10 01:00 | 2040 | 7 | 0 | 0 | 0
2040-07-10 02:00 | 2040 | 7 | 0 | 0 | 0
2040-07-10 03:00 | 2040 | 7 | 0 | 0 | 0
2040-07-10 04:00 | 2040 | 7 | 0 | 0 | 0
2040-07-10 05:00 | 2040 | 7 | 0 | 0 | 0
2040-07-10 06:00 | 2040 | 7 | 0 | 0 | 0
2040-07-10 07:00 | 2040 | 7 | 0 | 0 | 0
2040-07-10 08:00 | 2040 | 7 | 0 | 0 | 0
2040-07-10 09:00 | 2040 | 7 | 0 | 0 | 0
2040-07-10 10:00 | 2040 | 7 | 0 | 0 | 0
2040-07-10 11:00 | 2040 | 7 | 0 | 0 | 0
2040-07-10 12:00 | 2040 | 7 | 0 | 0 | 0
2040-07-10 13:00 | 2040 | 7 | 0 | 0 | 0
2040-07-10 14:00 | 2040 | 7 | 0 | 0 | 0
2040-07-10 15:00 | 2040 | 7 | 0 | 0 | 0
2040-07-10 16:00 | 2040 | 7 | 0 | 0 | 0
2040-07-10 17:00 | 2040 | 7 | 0 | 0 | 0
2040-07-10 18:00 | 2040 | 7 | 0 | 0 | 0
2040-07-10 19:00 | 2040 | 7 | 0 | 0 | 0
2040-07-10 20:00 | 2040 | 7 | 0 | 0 | 0
2040-07-10 21:00 | 2040 | 7 | 0 | 0 | 0
2040-07-10 22:00 | 2040 | 7 | 0 | 0 | 0
2040-07-10 23:00 | 2040 | 7 | 0 | 0 | 0
2040-07-11 | 2040 | 7 | 0 | 0 | 0
2040-07-11 01:00 | 2040 | 7 | 0 | 0 | 0
2040-07-11 02:00 | 2040 | 7 | 0 | 0 | 0
2040-07-11 03:00 | 2040 | 7 | 0 | 0 | 0
2040-07-11 04:00 | 2040 | 7 | 0 | 0 | 0
2040-07-11 05:00 | 2040 | 7 | 0 | 0 | 0
2040-07-11 06:00 | 2040 | 7 | 0 | 0 | 0
2040-07-11 07:00 | 2040 | 7 | 0 | 0 | 0
2040-07-11 08:00 | 2040 | 7 | 0 | 0 | 0
2040-07-11 09:00 | 2040 | 7 | 0 | 0 | 0
2040-07-11 10:00 | 2040 | 7 | 0 | 0 | 0
2040-07-11 11:00 | 2040 | 7 | 0 | 0 | 0
2040-07-11 12:00 | 2040 | 7 | 0 | 0 | 0
2040-07-11 13:00 | 2040 | 7 | 0 | 0 | 0
2040-07-11 14:00 | 2040 | 7 | 0 | 0 | 0
2040-07-11 15:00 | 2040 | 7 | 0 | 0 | 0
2040-07-11 16:00 | 2040 | 7 | 0 | 0 | 0
2040-07-11 17:00 | 2040 | 7 | 0 | 0 | 0
2040-07-11 18:00 | 2040 | 7 | 0 | 0 | 0
2040-07-11 19:00 | 2040 | 7 | 0 | 0 | 0
2040-07-11 20:00 | 2040 | 7 | 0 | 0 | 0
2040-07-11 21:00 | 2040 | 7 | 0 | 0 | 0
2040-07-11 22:00 | 2040 | 7 | 0 | 0 | 0
2040-07-11 23:00 | 2040 | 7 | 0 | 0 | 0
2040-07-12 | 2040 | 7 | 0 | 0 | 0
2040-07-12 01:00 | 2040 | 7 | 0 | 0 | 0
2040-07-12 02:00 | 2040 | 7 | 0 | 0 | 0
2040-07-12 03:00 | 2040 | 7 | 0 | 0 | 0
2040-07-12 04:00 | 2040 | 7 | 0 | 0 | 0
2040-07-12 05:00 | 2040 | 7 | 0 | 0 | 0
2040-07-12 06:00 | 2040 | 7 | 0 | 0 | 0
2040-07-12 07:00 | 2040 | 7 | 0 | 0 | 0
2040-07-12 08:00 | 2040 | 7 | 0 | 0 | 0
2040-07-12 09:00 | 2040 | 7 | 0 | 0 | 0
2040-07-12 10:00 | 2040 | 7 | 0 | 0 | 0
2040-07-12 11:00 | 2040 | 7 | 0 | 0 | 0
2040-07-12 12:00 | 2040 | 7 | 0 | 0 | 0
2040-07-12 13:00 | 2040 | 7 | 0 | 0 | 0
2040-07-12 14:00 | 2040 | 7 | 0 | 0 | 0
2040-07-12 15:00 | 2040 | 7 | 0 | 0 | 0
2040-07-12 16:00 | 2040 | 7 | 0 | 0 | 0
2040-07-12 17:00 | 2040 | 7 | 0 | 0 | 0
2040-07-12 18:00 | 2040 | 7 | 0 | 0 | 0
2040-07-12 19:00 | 2040 | 7 | 0 | 0 | 0
2040-07-12 20:00 | 2040 | 7 | 0 | 0 | 0
2040-07-12 21:00 | 2040 | 7 | 0 | 0 | 0
2040-07-12 22:00 | 2040 | 7 | 0 | 0 | 0
2040-07-12 23:00 | 2040 | 7 | 0 | 0 | 0
2040-07-13 | 2040 | 7 | 0 | 0 | 0
2040-07-13 01:00 | 2040 | 7 | 0 | 0 | 0
2040-07-13 02:00 | 2040 | 7 | 0 | 0 | 0
2040-07-13 03:00 | 2040 | 7 | 0 | 0 | 0
2040-07-13 04:00 | 2040 | 7 | 0 | 0 | 0
2040-07-13 05:00 | 2040 | 7 | 0 | 0 | 0
2040-07-13 06:00 | 2040 | 7 | 0 | 0 | 0
2040-07-13 07:00 | 2040 | 7 | 0 | 0 | 0
2040-07-13 08:00 | 2040 | 7 | 0 | 0 | 0
2040-07-13 09:00 | 2040 | 7 | 0 | 0 | 0
2040-07-13 10:00 | 2040 | 7 | 0 | 0 | 0
2040-07-13 11:00 | 2040 | 7 | 0 | 0 | 0
2040-07-13 12:00 | 2040 | 7 | 0 | 0 | 0
2040-07-13 13:00 | 2040 | 7 | 0 | 0 | 0
2040-07-13 14:00 | 2040 | 7 | 0 | 0 | 0
2040-07-13 15:00 | 2040 | 7 | 0 | 0 | 0
2040-07-13 16:00 | 2040 | 7 | 0 | 0 | 0
2040-07-13 17:00 | 2040 | 7 | 0 | 0 | 0
2040-07-13 18:00 | 2040 | 7 | 0 | 0 | 0
2040-07-13 19:00 | 2040 | 7 | 0 | 0 | 0
2040-07-13 20:00 | 2040 | 7 | 0 | 0 | 0
2040-07-13 21:00 | 2040 | 7 | 0 | 0 | 0
2040-07-13 22:00 | 2040 | 7 | 0 | 0 | 0
2040-07-13 23:00 | 2040 | 7 | 0 | 0 | 0
2040-07-14 | 2040 | 7 | 0 | 0 | 0
2040-07-14 01:00 | 2040 | 7 | 0 | 0 | 0
2040-07-14 02:00 | 2040 | 7 | 0 | 0 | 0
2040-07-14 03:00 | 2040 | 7 | 0 | 0 | 0
2040-07-14 04:00 | 2040 | 7 | 0 | 0 | 0
2040-07-14 05:00 | 2040 | 7 | 0 | 0 | 0
2040-07-14 06:00 | 2040 | 7 | 0 | 0 | 0
2040-07-14 07:00 | 2040 | 7 | 0 | 0 | 0
2040-07-14 08:00 | 2040 | 7 | 0 | 0 | 0
2040-07-14 09:00 | 2040 | 7 | 0 | 0 | 0
2040-07-14 10:00 | 2040 | 7 | 0 | 0 | 0
2040-07-14 11:00 | 2040 | 7 | 0 | 0 | 0
2040-07-14 12:00 | 2040 | 7 | 0 | 0 | 0
2040-07-14 13:00 | 2040 | 7 | 0 | 0 | 0
2040-07-14 14:00 | 2040 | 7 | 0 | 0 | 0
2040-07-14 15:00 | 2040 | 7 | 0 | 0 | 0
2040-07-14 16:00 | 2040 | 7 | 0 | 0 | 0
2040-07-14 17:00 | 2040 | 7 | 0 | 0 | 0
2040-07-14 18:00 | 2040 | 7 | 0 | 0 | 0
2040-07-14 19:00 | 2040 | 7 | 0 | 0 | 0
2040-07-14 20:00 | 2040 | 7 | 0 | 0 | 0
2040-07-14 21:00 | 2040 | 7 | 0 | 0 | 0
2040-07-14 22:00 | 2040 | 7 | 0 | 0 | 0
2040-07-14 23:00 | 2040 | 7 | 0 | 0 | 0
2040-07-15 | 2040 | 7 | 0 | 0 | 0
2040-07-15 01:00 | 2040 | 7 | 0 | 0 | 0
2040-07-15 02:00 | 2040 | 7 | 0 | 0 | 0
2040-07-15 03:00 | 2040 | 7 | 0 | 0 | 0
2040-07-15 04:00 | 2040 | 7 | 0 | 0 | 0
2040-07-15 05:00 | 2040 | 7 | 0 | 0 | 0
2040-07-15 06:00 | 2040 | 7 | 0 | 0 | 0
2040-07-15 07:00 | 2040 | 7 | 0 | 0 | 0
2040-07-15 08:00 | 2040 | 7 | 0 | 0 | 0
2040-07-15 09:00 | 2040 | 7 | 0 | 0 | 0
2040-07-15 10:00 | 2040 | 7 | 0 | 0 | 0
2040-07-15 11:00 | 2040 | 7 | 0 | 0 | 0
2040-07-15 12:00 | 2040 | 7 | 0 | 0 | 0
2040-07-15 13:00 | 2040 | 7 | 0 | 0 | 0
2040-07-15 14:00 | 2040 | 7 | 0 | 0 | 0
2040-07-15 15:00 | 2040 | 7 | 0 | 0 | 0
2040-07-15 16:00 | 2040 | 7 | 0 | 0 | 0
2040-07-15 17:00 | 2040 | 7 | 0 | 0 | 0
2040-07-15 18:00 | 2040 | 7 | 0 | 0 | 0
2040-07-15 19:00 | 2040 | 7 | 0 | 0 | 0
2040-07-15 20:00 | 2040 | 7 | 0 | 0 | 0
2040-07-15 21:00 | 2040 | 7 | 0 | 0 | 0
2040-07-15 22:00 | 2040 | 7 | 0 | 0 | 0
2040-07-15 23:00 | 2040 | 7 | 0 | 0 | 0
2040-07-16 | 2040 | 7 | 0 | 0 | 0
2040-07-16 01:00 | 2040 | 7 | 0 | 0 | 0
2040-07-16 02:00 | 2040 | 7 | 0 | 0 | 0
2040-07-16 03:00 | 2040 | 7 | 0 | 0 | 0
2040-07-16 04:00 | 2040 | 7 | 0 | 0 | 0
2040-07-16 05:00 | 2040 | 7 | 0 | 0 | 0
2040-07-16 06:00 | 2040 | 7 | 0 | 0 | 0
2040-07-16 07:00 | 2040 | 7 | 0 | 0 | 0
2040-07-16 08:00 | 2040 | 7 | 0 | 0 | 0
2040-07-16 09:00 | 2040 | 7 | 0 | 0 | 0
2040-07-16 10:00 | 2040 | 7 | 0 | 0 | 0
2040-07-16 11:00 | 2040 | 7 | 0 | 0 | 0
2040-07-16 12:00 | 2040 | 7 | 0 | 0 | 0
2040-07-16 13:00 | 2040 | 7 | 0 | 0 | 0
2040-07-16 14:00 | 2040 | 7 | 0 | 0 | 0
2040-07-16 15:00 | 2040 | 7 | 0 | 0 | 0
2040-07-16 16:00 | 2040 | 7 | 0 | 0 | 0
2040-07-16 17:00 | 2040 | 7 | 0 | 0 | 0
2040-07-16 18:00 | 2040 | 7 | 0 | 0 | 0
2040-07-16 19:00 | 2040 | 7 | 0 | 0 | 0
2040-07-16 20:00 | 2040 | 7 | 0 | 0 | 0
2040-07-16 21:00 | 2040 | 7 | 0 | 0 | 0
2040-07-16 22:00 | 2040 | 7 | 0 | 0 | 0
2040-07-16 23:00 | 2040 | 7 | 0 | 0 | 0
2040-07-17 | 2040 | 7 | 0 | 0 | 0
2040-07-17 01:00 | 2040 | 7 | 0 | 0 | 0
2040-07-17 02:00 | 2040 | 7 | 0 | 0 | 0
2040-07-17 03:00 | 2040 | 7 | 0 | 0 | 0
2040-07-17 04:00 | 2040 | 7 | 0 | 0 | 0
2040-07-17 05:00 | 2040 | 7 | 0 | 0 | 0
2040-07-17 06:00 | 2040 | 7 | 0 | 0 | 0
2040-07-17 07:00 | 2040 | 7 | 0 | 0 | 0
2040-07-17 08:00 | 2040 | 7 | 0 | 0 | 0
2040-07-17 09:00 | 2040 | 7 | 0 | 0 | 0
2040-07-17 10:00 | 2040 | 7 | 0 | 0 | 0
2040-07-17 11:00 | 2040 | 7 | 0 | 0 | 0
2040-07-17 12:00 | 2040 | 7 | 0 | 0 | 0
2040-07-17 13:00 | 2040 | 7 | 0 | 0 | 0
2040-07-17 14:00 | 2040 | 7 | 0 | 0 | 0
2040-07-17 15:00 | 2040 | 7 | 0 | 0 | 0
2040-07-17 16:00 | 2040 | 7 | 0 | 0 | 0
2040-07-17 17:00 | 2040 | 7 | 0 | 0 | 0
2040-07-17 18:00 | 2040 | 7 | 0 | 0 | 0
2040-07-17 19:00 | 2040 | 7 | 0 | 0 | 0
2040-07-17 20:00 | 2040 | 7 | 0 | 0 | 0
2040-07-17 21:00 | 2040 | 7 | 0 | 0 | 0
2040-07-17 22:00 | 2040 | 7 | 0 | 0 | 0
2040-07-17 23:00 | 2040 | 7 | 0 | 0 | 0
2040-07-18 | 2040 | 7 | 0 | 0 | 0
2040-07-18 01:00 | 2040 | 7 | 0 | 0 | 0
2040-07-18 02:00 | 2040 | 7 | 0 | 0 | 0
2040-07-18 03:00 | 2040 | 7 | 0 | 0 | 0
2040-07-18 04:00 | 2040 | 7 | 0 | 0 | 0
2040-07-18 05:00 | 2040 | 7 | 0 | 0 | 0
2040-07-18 06:00 | 2040 | 7 | 0 | 0 | 0
2040-07-18 07:00 | 2040 | 7 | 0 | 0 | 0
2040-07-18 08:00 | 2040 | 7 | 0 | 0 | 0
2040-07-18 09:00 | 2040 | 7 | 0 | 0 | 0
2040-07-18 10:00 | 2040 | 7 | 0 | 0 | 0
2040-07-18 11:00 | 2040 | 7 | 0 | 0 | 0
2040-07-18 12:00 | 2040 | 7 | 0 | 0 | 0
2040-07-18 13:00 | 2040 | 7 | 0 | 0 | 0
2040-07-18 14:00 | 2040 | 7 | 0 | 0 | 0
2040-07-18 15:00 | 2040 | 7 | 0 | 0 | 0
2040-07-18 16:00 | 2040 | 7 | 0 | 0 | 0
2040-07-18 17:00 | 2040 | 7 | 0 | 0 | 0
2040-07-18 18:00 | 2040 | 7 | 0 | 0 | 0
2040-07-18 19:00 | 2040 | 7 | 0 | 0 | 0
2040-07-18 20:00 | 2040 | 7 | 0 | 0 | 0
2040-07-18 21:00 | 2040 | 7 | 0 | 0 | 0
2040-07-18 22:00 | 2040 | 7 | 0 | 0 | 0
2040-07-18 23:00 | 2040 | 7 | 0 | 0 | 0
2040-07-19 | 2040 | 7 | 0 | 0 | 0
2040-07-19 01:00 | 2040 | 7 | 0 | 0 | 0
2040-07-19 02:00 | 2040 | 7 | 0 | 0 | 0
2040-07-19 03:00 | 2040 | 7 | 0 | 0 | 0
2040-07-19 04:00 | 2040 | 7 | 0 | 0 | 0
2040-07-19 05:00 | 2040 | 7 | 0 | 0 | 0
2040-07-19 06:00 | 2040 | 7 | 0 | 0 | 0
2040-07-19 07:00 | 2040 | 7 | 0 | 0 | 0
2040-07-19 08:00 | 2040 | 7 | 0 | 0 | 0
2040-07-19 09:00 | 2040 | 7 | 0 | 0 | 0
2040-07-19 10:00 | 2040 | 7 | 0 | 0 | 0
2040-07-19 11:00 | 2040 | 7 | 0 | 0 | 0
2040-07-19 12:00 | 2040 | 7 | 0 | 0 | 0
2040-07-19 13:00 | 2040 | 7 | 0 | 0 | 0
2040-07-19 14:00 | 2040 | 7 | 0 | 0 | 0
2040-07-19 15:00 | 2040 | 7 | 0 | 0 | 0
2040-07-19 16:00 | 2040 | 7 | 0 | 0 | 0
2040-07-19 17:00 | 2040 | 7 | 0 | 0 | 0
2040-07-19 18:00 | 2040 | 7 | 0 | 0 | 0
2040-07-19 19:00 | 2040 | 7 | 0 | 0 | 0
2040-07-19 20:00 | 2040 | 7 | 0 | 0 | 0
2040-07-19 21:00 | 2040 | 7 | 0 | 0 | 0
2040-07-19 22:00 | 2040 | 7 | 0 | 0 | 0
2040-07-19 23:00 | 2040 | 7 | 0 | 0 | 0
2040-07-20 | 2040 | 7 | 0 | 0 | 0
2040-07-20 01:00 | 2040 | 7 | 0 | 0 | 0
2040-07-20 02:00 | 2040 | 7 | 0 | 0 | 0
2040-07-20 03:00 | 2040 | 7 | 0 | 0 | 0
2040-07-20 04:00 | 2040 | 7 | 0 | 0 | 0
2040-07-20 05:00 | 2040 | 7 | 0 | 0 | 0
2040-07-20 06:00 | 2040 | 7 | 0 | 0 | 0
2040-07-20 07:00 | 2040 | 7 | 0 | 0 | 0
2040-07-20 08:00 | 2040 | 7 | 0 | 0 | 0
2040-07-20 09:00 | 2040 | 7 | 0 | 0 | 0
2040-07-20 10:00 | 2040 | 7 | 0 | 0 | 0
2040-07-20 11:00 | 2040 | 7 | 0 | 0 | 0
2040-07-20 12:00 | 2040 | 7 | 0 | 0 | 0
2040-07-20 13:00 | 2040 | 7 | 0 | 0 | 0
2040-07-20 14:00 | 2040 | 7 | 0 | 0 | 0
2040-07-20 15:00 | 2040 | 7 | 0 | 0 | 0
2040-07-20 16:00 | 2040 | 7 | 0 | 0 | 0
2040-07-20 17:00 | 2040 | 7 | 0 | 0 | 0
2040-07-20 18:00 | 2040 | 7 | 0 | 0 | 0
2040-07-20 19:00 | 2040 | 7 | 0 | 0 | 0
2040-07-20 20:00 | 2040 | 7 | 0 | 0 | 0
2040-07-20 21:00 | 2040 | 7 | 0 | 0 | 0
2040-07-20 22:00 | 2040 | 7 | 0 | 0 | 0
2040-07-20 23:00 | 2040 | 7 | 0 | 0 | 0
2040-07-21 | 2040 | 7 | 0 | 0 | 0
2040-07-21 01:00 | 2040 | 7 | 0 | 0 | 0
2040-07-21 02:00 | 2040 | 7 | 0 | 0 | 0
2040-07-21 03:00 | 2040 | 7 | 0 | 0 | 0
2040-07-21 04:00 | 2040 | 7 | 0 | 0 | 0
2040-07-21 05:00 | 2040 | 7 | 0 | 0 | 0
2040-07-21 06:00 | 2040 | 7 | 0 | 0 | 0
2040-07-21 07:00 | 2040 | 7 | 0 | 0 | 0
2040-07-21 08:00 | 2040 | 7 | 0 | 0 | 0
2040-07-21 09:00 | 2040 | 7 | 0 | 0 | 0
2040-07-21 10:00 | 2040 | 7 | 0 | 0 | 0
2040-07-21 11:00 | 2040 | 7 | 0 | 0 | 0
2040-07-21 12:00 | 2040 | 7 | 0 | 0 | 0
2040-07-21 13:00 | 2040 | 7 | 0 | 0 | 0
2040-07-21 14:00 | 2040 | 7 | 0 | 0 | 0
2040-07-21 15:00 | 2040 | 7 | 0 | 0 | 0
2040-07-21 16:00 | 2040 | 7 | 0 | 0 | 0
2040-07-21 17:00 | 2040 | 7 | 0 | 0 | 0
2040-07-21 18:00 | 2040 | 7 | 0 | 0 | 0
2040-07-21 19:00 | 2040 | 7 | 0 | 0 | 0
2040-07-21 20:00 | 2040 | 7 | 0 | 0 | 0
2040-07-21 21:00 | 2040 | 7 | 0 | 0 | 0
2040-07-21 22:00 | 2040 | 7 | 0 | 0 | 0
2040-07-21 23:00 | 2040 | 7 | 0 | 0 | 0
2040-07-22 | 2040 | 7 | 0 | 0 | 0
2040-07-22 01:00 | 2040 | 7 | 0 | 0 | 0
2040-07-22 02:00 | 2040 | 7 | 0 | 0 | 0
2040-07-22 03:00 | 2040 | 7 | 0 | 0 | 0
2040-07-22 04:00 | 2040 | 7 | 0 | 0 | 0
2040-07-22 05:00 | 2040 | 7 | 0 | 0 | 0
2040-07-22 06:00 | 2040 | 7 | 0 | 0 | 0
2040-07-22 07:00 | 2040 | 7 | 0 | 0 | 0
2040-07-22 08:00 | 2040 | 7 | 0 | 0 | 0
2040-07-22 09:00 | 2040 | 7 | 0 | 0 | 0
2040-07-22 10:00 | 2040 | 7 | 0 | 0 | 0
2040-07-22 11:00 | 2040 | 7 | 0 | 0 | 0
2040-07-22 12:00 | 2040 | 7 | 0 | 0 | 0
2040-07-22 13:00 | 2040 | 7 | 0 | 0 | 0
2040-07-22 14:00 | 2040 | 7 | 0 | 0 | 0
2040-07-22 15:00 | 2040 | 7 | 0 | 0 | 0
2040-07-22 16:00 | 2040 | 7 | 0 | 0 | 0
2040-07-22 17:00 | 2040 | 7 | 0 | 0 | 0
2040-07-22 18:00 | 2040 | 7 | 0 | 0 | 0
2040-07-22 19:00 | 2040 | 7 | 0 | 0 | 0
2040-07-22 20:00 | 2040 | 7 | 0 | 0 | 0
2040-07-22 21:00 | 2040 | 7 | 0 | 0 | 0
2040-07-22 22:00 | 2040 | 7 | 0 | 0 | 0
2040-07-22 23:00 | 2040 | 7 | 0 | 0 | 0
2040-07-23 | 2040 | 7 | 0 | 0 | 0
2040-07-23 01:00 | 2040 | 7 | 0 | 0 | 0
2040-07-23 02:00 | 2040 | 7 | 0 | 0 | 0
2040-07-23 03:00 | 2040 | 7 | 0 | 0 | 0
2040-07-23 04:00 | 2040 | 7 | 0 | 0 | 0
2040-07-23 05:00 | 2040 | 7 | 0 | 0 | 0
2040-07-23 06:00 | 2040 | 7 | 0 | 0 | 0
2040-07-23 07:00 | 2040 | 7 | 0 | 0 | 0
2040-07-23 08:00 | 2040 | 7 | 0 | 0 | 0
2040-07-23 09:00 | 2040 | 7 | 0 | 0 | 0
2040-07-23 10:00 | 2040 | 7 | 0 | 0 | 0
2040-07-23 11:00 | 2040 | 7 | 0 | 0 | 0
2040-07-23 12:00 | 2040 | 7 | 0 | 0 | 0
2040-07-23 13:00 | 2040 | 7 | 0 | 0 | 0
2040-07-23 14:00 | 2040 | 7 | 0 | 0 | 0
2040-07-23 15:00 | 2040 | 7 | 0 | 0 | 0
2040-07-23 16:00 | 2040 | 7 | 0 | 0 | 0
2040-07-23 17:00 | 2040 | 7 | 0 | 0 | 0
2040-07-23 18:00 | 2040 | 7 | 0 | 0 | 0
2040-07-23 19:00 | 2040 | 7 | 0 | 0 | 0
2040-07-23 20:00 | 2040 | 7 | 0 | 0 | 0
2040-07-23 21:00 | 2040 | 7 | 0 | 0 | 0
2040-07-23 22:00 | 2040 | 7 | 0 | 0 | 0
2040-07-23 23:00 | 2040 | 7 | 0 | 0 | 0
2040-07-24 | 2040 | 7 | 0 | 0 | 0
2040-07-24 01:00 | 2040 | 7 | 0 | 0 | 0
2040-07-24 02:00 | 2040 | 7 | 0 | 0 | 0
2040-07-24 03:00 | 2040 | 7 | 0 | 0 | 0
2040-07-24 04:00 | 2040 | 7 | 0 | 0 | 0
2040-07-24 05:00 | 2040 | 7 | 0 | 0 | 0
2040-07-24 06:00 | 2040 | 7 | 0 | 0 | 0
2040-07-24 07:00 | 2040 | 7 | 0 | 0 | 0
2040-07-24 08:00 | 2040 | 7 | 0 | 0 | 0
2040-07-24 09:00 | 2040 | 7 | 0 | 0 | 0
2040-07-24 10:00 | 2040 | 7 | 0 | 0 | 0
2040-07-24 11:00 | 2040 | 7 | 0 | 0 | 0
2040-07-24 12:00 | 2040 | 7 | 0 | 0 | 0
2040-07-24 13:00 | 2040 | 7 | 0 | 0 | 0
2040-07-24 14:00 | 2040 | 7 | 0 | 0 | 0
2040-07-24 15:00 | 2040 | 7 | 0 | 0 | 0
2040-07-24 16:00 | 2040 | 7 | 0 | 0 | 0
2040-07-24 17:00 | 2040 | 7 | 0 | 0 | 0
2040-07-24 18:00 | 2040 | 7 | 0 | 0 | 0
2040-07-24 19:00 | 2040 | 7 | 0 | 0 | 0
2040-07-24 20:00 | 2040 | 7 | 0 | 0 | 0
2040-07-24 21:00 | 2040 | 7 | 0 | 0 | 0
2040-07-24 22:00 | 2040 | 7 | 0 | 0 | 0
2040-07-24 23:00 | 2040 | 7 | 0 | 0 | 0
2040-07-25 | 2040 | 7 | 0 | 0 | 0
2040-07-25 01:00 | 2040 | 7 | 0 | 0 | 0
2040-07-25 02:00 | 2040 | 7 | 0 | 0 | 0
2040-07-25 03:00 | 2040 | 7 | 0 | 0 | 0
2040-07-25 04:00 | 2040 | 7 | 0 | 0 | 0
2040-07-25 05:00 | 2040 | 7 | 0 | 0 | 0
2040-07-25 06:00 | 2040 | 7 | 0 | 0 | 0
2040-07-25 07:00 | 2040 | 7 | 0 | 0 | 0
2040-07-25 08:00 | 2040 | 7 | 0 | 0 | 0
2040-07-25 09:00 | 2040 | 7 | 0 | 0 | 0
2040-07-25 10:00 | 2040 | 7 | 0 | 0 | 0
2040-07-25 11:00 | 2040 | 7 | 0 | 0 | 0
2040-07-25 12:00 | 2040 | 7 | 0 | 0 | 0
2040-07-25 13:00 | 2040 | 7 | 0 | 0 | 0
2040-07-25 14:00 | 2040 | 7 | 0 | 0 | 0
2040-07-25 15:00 | 2040 | 7 | 0 | 0 | 0
2040-07-25 16:00 | 2040 | 7 | 0 | 0 | 0
2040-07-25 17:00 | 2040 | 7 | 0 | 0 | 0
2040-07-25 18:00 | 2040 | 7 | 0 | 0 | 0
2040-07-25 19:00 | 2040 | 7 | 0 | 0 | 0
2040-07-25 20:00 | 2040 | 7 | 0 | 0 | 0
2040-07-25 21:00 | 2040 | 7 | 0 | 0 | 0
2040-07-25 22:00 | 2040 | 7 | 0 | 0 | 0
2040-07-25 23:00 | 2040 | 7 | 0 | 0 | 0
2040-07-26 | 2040 | 7 | 0 | 0 | 0
2040-07-26 01:00 | 2040 | 7 | 0 | 0 | 0
2040-07-26 02:00 | 2040 | 7 | 0 | 0 | 0
2040-07-26 03:00 | 2040 | 7 | 0 | 0 | 0
2040-07-26 04:00 | 2040 | 7 | 0 | 0 | 0
2040-07-26 05:00 | 2040 | 7 | 0 | 0 | 0
2040-07-26 06:00 | 2040 | 7 | 0 | 0 | 0
2040-07-26 07:00 | 2040 | 7 | 0 | 0 | 0
2040-07-26 08:00 | 2040 | 7 | 0 | 0 | 0
2040-07-26 09:00 | 2040 | 7 | 0 | 0 | 0
2040-07-26 10:00 | 2040 | 7 | 0 | 0 | 0
2040-07-26 11:00 | 2040 | 7 | 0 | 0 | 0
2040-07-26 12:00 | 2040 | 7 | 0 | 0 | 0
2040-07-26 13:00 | 2040 | 7 | 0 | 0 | 0
2040-07-26 14:00 | 2040 | 7 | 0 | 0 | 0
2040-07-26 15:00 | 2040 | 7 | 0 | 0 | 0
2040-07-26 16:00 | 2040 | 7 | 0 | 0 | 0
2040-07-26 17:00 | 2040 | 7 | 0 | 0 | 0
2040-07-26 18:00 | 2040 | 7 | 0 | 0 | 0
2040-07-26 19:00 | 2040 | 7 | 0 | 0 | 0
2040-07-26 20:00 | 2040 | 7 | 0 | 0 | 0
2040-07-26 21:00 | 2040 | 7 | 0 | 0 | 0
2040-07-26 22:00 | 2040 | 7 | 0 | 0 | 0
2040-07-26 23:00 | 2040 | 7 | 0 | 0 | 0
2040-07-27 | 2040 | 7 | 0 | 0 | 0
2040-07-27 01:00 | 2040 | 7 | 0 | 0 | 0
2040-07-27 02:00 | 2040 | 7 | 0 | 0 | 0
2040-07-27 03:00 | 2040 | 7 | 0 | 0 | 0
2040-07-27 04:00 | 2040 | 7 | 0 | 0 | 0
2040-07-27 05:00 | 2040 | 7 | 0 | 0 | 0
2040-07-27 06:00 | 2040 | 7 | 0 | 0 | 0
2040-07-27 07:00 | 2040 | 7 | 0 | 0 | 0
2040-07-27 08:00 | 2040 | 7 | 0 | 0 | 0
2040-07-27 09:00 | 2040 | 7 | 0 | 0 | 0
2040-07-27 10:00 | 2040 | 7 | 0 | 0 | 0
2040-07-27 11:00 | 2040 | 7 | 0 | 0 | 0
2040-07-27 12:00 | 2040 | 7 | 0 | 0 | 0
2040-07-27 13:00 | 2040 | 7 | 0 | 0 | 0
2040-07-27 14:00 | 2040 | 7 | 0 | 0 | 0
2040-07-27 15:00 | 2040 | 7 | 0 | 0 | 0
2040-07-27 16:00 | 2040 | 7 | 0 | 0 | 0
2040-07-27 17:00 | 2040 | 7 | 0 | 0 | 0
2040-07-27 18:00 | 2040 | 7 | 0 | 0 | 0
2040-07-27 19:00 | 2040 | 7 | 0 | 0 | 0
2040-07-27 20:00 | 2040 | 7 | 0 | 0 | 0
2040-07-27 21:00 | 2040 | 7 | 0 | 0 | 0
2040-07-27 22:00 | 2040 | 7 | 0 | 0 | 0
2040-07-27 23:00 | 2040 | 7 | 0 | 0 | 0
2040-07-28 | 2040 | 7 | 0 | 0 | 0
2040-07-28 01:00 | 2040 | 7 | 0 | 0 | 0
2040-07-28 02:00 | 2040 | 7 | 0 | 0 | 0
2040-07-28 03:00 | 2040 | 7 | 0 | 0 | 0
2040-07-28 04:00 | 2040 | 7 | 0 | 0 | 0
2040-07-28 05:00 | 2040 | 7 | 0 | 0 | 0
2040-07-28 06:00 | 2040 | 7 | 0 | 0 | 0
2040-07-28 07:00 | 2040 | 7 | 0 | 0 | 0
2040-07-28 08:00 | 2040 | 7 | 0 | 0 | 0
2040-07-28 09:00 | 2040 | 7 | 0 | 0 | 0
2040-07-28 10:00 | 2040 | 7 | 0 | 0 | 0
2040-07-28 11:00 | 2040 | 7 | 0 | 0 | 0
2040-07-28 12:00 | 2040 | 7 | 0 | 0 | 0
2040-07-28 13:00 | 2040 | 7 | 0 | 0 | 0
2040-07-28 14:00 | 2040 | 7 | 0 | 0 | 0
2040-07-28 15:00 | 2040 | 7 | 0 | 0 | 0
2040-07-28 16:00 | 2040 | 7 | 0 | 0 | 0
2040-07-28 17:00 | 2040 | 7 | 0 | 0 | 0
2040-07-28 18:00 | 2040 | 7 | 0 | 0 | 0
2040-07-28 19:00 | 2040 | 7 | 0 | 0 | 0
2040-07-28 20:00 | 2040 | 7 | 0 | 0 | 0
2040-07-28 21:00 | 2040 | 7 | 0 | 0 | 0
2040-07-28 22:00 | 2040 | 7 | 0 | 0 | 0
2040-07-28 23:00 | 2040 | 7 | 0 | 0 | 0
2040-07-29 | 2040 | 7 | 0 | 0 | 0
2040-07-29 01:00 | 2040 | 7 | 0 | 0 | 0
2040-07-29 02:00 | 2040 | 7 | 0 | 0 | 0
2040-07-29 03:00 | 2040 | 7 | 0 | 0 | 0
2040-07-29 04:00 | 2040 | 7 | 0 | 0 | 0
2040-07-29 05:00 | 2040 | 7 | 0 | 0 | 0
2040-07-29 06:00 | 2040 | 7 | 0 | 0 | 0
2040-07-29 07:00 | 2040 | 7 | 0 | 0 | 0
2040-07-29 08:00 | 2040 | 7 | 0 | 0 | 0
2040-07-29 09:00 | 2040 | 7 | 0 | 0 | 0
2040-07-29 10:00 | 2040 | 7 | 0 | 0 | 0
2040-07-29 11:00 | 2040 | 7 | 0 | 0 | 0
2040-07-29 12:00 | 2040 | 7 | 0 | 0 | 0
2040-07-29 13:00 | 2040 | 7 | 0 | 0 | 0
2040-07-29 14:00 | 2040 | 7 | 0 | 0 | 0
2040-07-29 15:00 | 2040 | 7 | 0 | 0 | 0
2040-07-29 16:00 | 2040 | 7 | 0 | 0 | 0
2040-07-29 17:00 | 2040 | 7 | 0 | 0 | 0
2040-07-29 18:00 | 2040 | 7 | 0 | 0 | 0
2040-07-29 19:00 | 2040 | 7 | 0 | 0 | 0
2040-07-29 20:00 | 2040 | 7 | 0 | 0 | 0
2040-07-29 21:00 | 2040 | 7 | 0 | 0 | 0
2040-07-29 22:00 | 2040 | 7 | 0 | 0 | 0
2040-07-29 23:00 | 2040 | 7 | 0 | 0 | 0
2040-07-30 | 2040 | 7 | 0 | 0 | 0
2040-07-30 01:00 | 2040 | 7 | 0 | 0 | 0
2040-07-30 02:00 | 2040 | 7 | 0 | 0 | 0
2040-07-30 03:00 | 2040 | 7 | 0 | 0 | 0
2040-07-30 04:00 | 2040 | 7 | 0 | 0 | 0
2040-07-30 05:00 | 2040 | 7 | 0 | 0 | 0
2040-07-30 06:00 | 2040 | 7 | 0 | 0 | 0
2040-07-30 07:00 | 2040 | 7 | 0 | 0 | 0
2040-07-30 08:00 | 2040 | 7 | 0 | 0 | 0
2040-07-30 09:00 | 2040 | 7 | 0 | 0 | 0
2040-07-30 10:00 | 2040 | 7 | 0 | 0 | 0
2040-07-30 11:00 | 2040 | 7 | 0 | 0 | 0
2040-07-30 12:00 | 2040 | 7 | 0 | 0 | 0
2040-07-30 13:00 | 2040 | 7 | 0 | 0 | 0
2040-07-30 14:00 | 2040 | 7 | 0 | 0 | 0
2040-07-30 15:00 | 2040 | 7 | 0 | 0 | 0
2040-07-30 16:00 | 2040 | 7 | 0 | 0 | 0
2040-07-30 17:00 | 2040 | 7 | 0 | 0 | 0
2040-07-30 18:00 | 2040 | 7 | 0 | 0 | 0
2040-07-30 19:00 | 2040 | 7 | 0 | 0 | 0
2040-07-30 20:00 | 2040 | 7 | 0 | 0 | 0
2040-07-30 21:00 | 2040 | 7 | 0 | 0 | 0
2040-07-30 22:00 | 2040 | 7 | 0 | 0 | 0
2040-07-30 23:00 | 2040 | 7 | 0 | 0 | 0
2040-07-31 | 2040 | 7 | 0 | 0 | 0
2040-07-31 01:00 | 2040 | 7 | 0 | 0 | 0
2040-07-31 02:00 | 2040 | 7 | 0 | 0 | 0
2040-07-31 03:00 | 2040 | 7 | 0 | 0 | 0
2040-07-31 04:00 | 2040 | 7 | 0 | 0 | 0
2040-07-31 05:00 | 2040 | 7 | 0 | 0 | 0
2040-07-31 06:00 | 2040 | 7 | 0 | 0 | 0
2040-07-31 07:00 | 2040 | 7 | 0 | 0 | 0
2040-07-31 08:00 | 2040 | 7 | 0 | 0 | 0
2040-07-31 09:00 | 2040 | 7 | 0 | 0 | 0
2040-07-31 10:00 | 2040 | 7 | 0 | 0 | 0
2040-07-31 11:00 | 2040 | 7 | 0 | 0 | 0
2040-07-31 12:00 | 2040 | 7 | 0 | 0 | 0
2040-07-31 13:00 | 2040 | 7 | 0 | 0 | 0
2040-07-31 14:00 | 2040 | 7 | 0 | 0 | 0
2040-07-31 15:00 | 2040 | 7 | 0 | 0 | 0
2040-07-31 16:00 | 2040 | 7 | 0 | 0 | 0
2040-07-31 17:00 | 2040 | 7 | 0 | 0 | 0
2040-07-31 18:00 | 2040 | 7 | 0 | 0 | 0
2040-07-31 19:00 | 2040 | 7 | 0 | 0 | 0
2040-07-31 20:00 | 2040 | 7 | 0 | 0 | 0
2040-07-31 21:00 | 2040 | 7 | 0 | 0 | 0
2040-07-31 22:00 | 2040 | 7 | 0 | 0 | 0
2040-07-31 23:00 | 2040 | 7 | 0 | 0 | 0
2040-08-01 | 2040 | 8 | 0 | 0 | 0
2040-08-01 01:00 | 2040 | 8 | 0 | 0 | 0
2040-08-01 02:00 | 2040 | 8 | 0 | 0 | 0
2040-08-01 03:00 | 2040 | 8 | 0 | 0 | 0
2040-08-01 04:00 | 2040 | 8 | 0 | 0 | 0
2040-08-01 05:00 | 2040 | 8 | 0 | 0 | 0
2040-08-01 06:00 | 2040 | 8 | 0 | 0 | 0
2040-08-01 07:00 | 2040 | 8 | 0 | 0 | 0
2040-08-01 08:00 | 2040 | 8 | 0 | 0 | 0
2040-08-01 09:00 | 2040 | 8 | 0 | 0 | 0
2040-08-01 10:00 | 2040 | 8 | 0 | 0 | 0
2040-08-01 11:00 | 2040 | 8 | 0 | 0 | 0
2040-08-01 12:00 | 2040 | 8 | 0 | 0 | 0
2040-08-01 13:00 | 2040 | 8 | 0 | 0 | 0
2040-08-01 14:00 | 2040 | 8 | 0 | 0 | 0
2040-08-01 15:00 | 2040 | 8 | 0 | 0 | 0
2040-08-01 16:00 | 2040 | 8 | 0 | 0 | 0
2040-08-01 17:00 | 2040 | 8 | 0 | 0 | 0
2040-08-01 18:00 | 2040 | 8 | 0 | 0 | 0
2040-08-01 19:00 | 2040 | 8 | 0 | 0 | 0
2040-08-01 20:00 | 2040 | 8 | 0 | 0 | 0
2040-08-01 21:00 | 2040 | 8 | 0 | 0 | 0
2040-08-01 22:00 | 2040 | 8 | 0 | 0 | 0
2040-08-01 23:00 | 2040 | 8 | 0 | 0 | 0
2040-08-02 | 2040 | 8 | 0 | 0 | 0
2040-08-02 01:00 | 2040 | 8 | 0 | 0 | 0
2040-08-02 02:00 | 2040 | 8 | 0 | 0 | 0
2040-08-02 03:00 | 2040 | 8 | 0 | 0 | 0
2040-08-02 04:00 | 2040 | 8 | 0 | 0 | 0
2040-08-02 05:00 | 2040 | 8 | 0 | 0 | 0
2040-08-02 06:00 | 2040 | 8 | 0 | 0 | 0
2040-08-02 07:00 | 2040 | 8 | 0 | 0 | 0
2040-08-02 08:00 | 2040 | 8 | 0 | 0 | 0
2040-08-02 09:00 | 2040 | 8 | 0 | 0 | 0
2040-08-02 10:00 | 2040 | 8 | 0 | 0 | 0
2040-08-02 11:00 | 2040 | 8 | 0 | 0 | 0
2040-08-02 12:00 | 2040 | 8 | 0 | 0 | 0
2040-08-02 13:00 | 2040 | 8 | 0 | 0 | 0
2040-08-02 14:00 | 2040 | 8 | 0 | 0 | 0
2040-08-02 15:00 | 2040 | 8 | 0 | 0 | 0
2040-08-02 16:00 | 2040 | 8 | 0 | 0 | 0
2040-08-02 17:00 | 2040 | 8 | 0 | 0 | 0
2040-08-02 18:00 | 2040 | 8 | 0 | 0 | 0
2040-08-02 19:00 | 2040 | 8 | 0 | 0 | 0
2040-08-02 20:00 | 2040 | 8 | 0 | 0 | 0
2040-08-02 21:00 | 2040 | 8 | 0 | 0 | 0
2040-08-02 22:00 | 2040 | 8 | 0 | 0 | 0
2040-08-02 23:00 | 2040 | 8 | 0 | 0 | 0
2040-08-03 | 2040 | 8 | 0 | 0 | 0
2040-08-03 01:00 | 2040 | 8 | 0 | 0 | 0
2040-08-03 02:00 | 2040 | 8 | 0 | 0 | 0
2040-08-03 03:00 | 2040 | 8 | 0 | 0 | 0
2040-08-03 04:00 | 2040 | 8 | 0 | 0 | 0
2040-08-03 05:00 | 2040 | 8 | 0 | 0 | 0
2040-08-03 06:00 | 2040 | 8 | 0 | 0 | 0
2040-08-03 07:00 | 2040 | 8 | 0 | 0 | 0
2040-08-03 08:00 | 2040 | 8 | 0 | 0 | 0
2040-08-03 09:00 | 2040 | 8 | 0 | 0 | 0
2040-08-03 10:00 | 2040 | 8 | 0 | 0 | 0
2040-08-03 11:00 | 2040 | 8 | 0 | 0 | 0
2040-08-03 12:00 | 2040 | 8 | 0 | 0 | 0
2040-08-03 13:00 | 2040 | 8 | 0 | 0 | 0
2040-08-03 14:00 | 2040 | 8 | 0 | 0 | 0
2040-08-03 15:00 | 2040 | 8 | 0 | 0 | 0
2040-08-03 16:00 | 2040 | 8 | 0 | 0 | 0
2040-08-03 17:00 | 2040 | 8 | 0 | 0 | 0
2040-08-03 18:00 | 2040 | 8 | 0 | 0 | 0
2040-08-03 19:00 | 2040 | 8 | 0 | 0 | 0
2040-08-03 20:00 | 2040 | 8 | 0 | 0 | 0
2040-08-03 21:00 | 2040 | 8 | 0 | 0 | 0
2040-08-03 22:00 | 2040 | 8 | 0 | 0 | 0
2040-08-03 23:00 | 2040 | 8 | 0 | 0 | 0
2040-08-04 | 2040 | 8 | 0 | 0 | 0
2040-08-04 01:00 | 2040 | 8 | 0 | 0 | 0
2040-08-04 02:00 | 2040 | 8 | 0 | 0 | 0
2040-08-04 03:00 | 2040 | 8 | 0 | 0 | 0
2040-08-04 04:00 | 2040 | 8 | 0 | 0 | 0
2040-08-04 05:00 | 2040 | 8 | 0 | 0 | 0
2040-08-04 06:00 | 2040 | 8 | 0 | 0 | 0
2040-08-04 07:00 | 2040 | 8 | 0 | 0 | 0
2040-08-04 08:00 | 2040 | 8 | 0 | 0 | 0
2040-08-04 09:00 | 2040 | 8 | 0 | 0 | 0
2040-08-04 10:00 | 2040 | 8 | 0 | 0 | 0
2040-08-04 11:00 | 2040 | 8 | 0 | 0 | 0
2040-08-04 12:00 | 2040 | 8 | 0 | 0 | 0
2040-08-04 13:00 | 2040 | 8 | 0 | 0 | 0
2040-08-04 14:00 | 2040 | 8 | 0 | 0 | 0
2040-08-04 15:00 | 2040 | 8 | 0 | 0 | 0
2040-08-04 16:00 | 2040 | 8 | 0 | 0 | 0
2040-08-04 17:00 | 2040 | 8 | 0 | 0 | 0
2040-08-04 18:00 | 2040 | 8 | 0 | 0 | 0
2040-08-04 19:00 | 2040 | 8 | 0 | 0 | 0
2040-08-04 20:00 | 2040 | 8 | 0 | 0 | 0
2040-08-04 21:00 | 2040 | 8 | 0 | 0 | 0
2040-08-04 22:00 | 2040 | 8 | 0 | 0 | 0
2040-08-04 23:00 | 2040 | 8 | 0 | 0 | 0
2040-08-05 | 2040 | 8 | 0 | 0 | 0
2040-08-05 01:00 | 2040 | 8 | 0 | 0 | 0
2040-08-05 02:00 | 2040 | 8 | 0 | 0 | 0
2040-08-05 03:00 | 2040 | 8 | 0 | 0 | 0
2040-08-05 04:00 | 2040 | 8 | 0 | 0 | 0
2040-08-05 05:00 | 2040 | 8 | 0 | 0 | 0
2040-08-05 06:00 | 2040 | 8 | 0 | 0 | 0
2040-08-05 07:00 | 2040 | 8 | 0 | 0 | 0
2040-08-05 08:00 | 2040 | 8 | 0 | 0 | 0
2040-08-05 09:00 | 2040 | 8 | 0 | 0 | 0
2040-08-05 10:00 | 2040 | 8 | 0 | 0 | 0
2040-08-05 11:00 | 2040 | 8 | 0 | 0 | 0
2040-08-05 12:00 | 2040 | 8 | 0 | 0 | 0
2040-08-05 13:00 | 2040 | 8 | 0 | 0 | 0
2040-08-05 14:00 | 2040 | 8 | 0 | 0 | 0
2040-08-05 15:00 | 2040 | 8 | 0 | 0 | 0
2040-08-05 16:00 | 2040 | 8 | 0 | 0 | 0
2040-08-05 17:00 | 2040 | 8 | 0 | 0 | 0
2040-08-05 18:00 | 2040 | 8 | 0 | 0 | 0
2040-08-05 19:00 | 2040 | 8 | 0 | 0 | 0
2040-08-05 20:00 | 2040 | 8 | 0 | 0 | 0
2040-08-05 21:00 | 2040 | 8 | 0 | 0 | 0
2040-08-05 22:00 | 2040 | 8 | 0 | 0 | 0
2040-08-05 23:00 | 2040 | 8 | 0 | 0 | 0
2040-08-06 | 2040 | 8 | 0 | 0 | 0
2040-08-06 01:00 | 2040 | 8 | 0 | 0 | 0
2040-08-06 02:00 | 2040 | 8 | 0 | 0 | 0
2040-08-06 03:00 | 2040 | 8 | 0 | 0 | 0
2040-08-06 04:00 | 2040 | 8 | 0 | 0 | 0
2040-08-06 05:00 | 2040 | 8 | 0 | 0 | 0
2040-08-06 06:00 | 2040 | 8 | 0 | 0 | 0
2040-08-06 07:00 | 2040 | 8 | 0 | 0 | 0
2040-08-06 08:00 | 2040 | 8 | 0 | 0 | 0
2040-08-06 09:00 | 2040 | 8 | 0 | 0 | 0
2040-08-06 10:00 | 2040 | 8 | 0 | 0 | 0
2040-08-06 11:00 | 2040 | 8 | 0 | 0 | 0
2040-08-06 12:00 | 2040 | 8 | 0 | 0 | 0
2040-08-06 13:00 | 2040 | 8 | 0 | 0 | 0
2040-08-06 14:00 | 2040 | 8 | 0 | 0 | 0
2040-08-06 15:00 | 2040 | 8 | 0 | 0 | 0
2040-08-06 16:00 | 2040 | 8 | 0 | 0 | 0
2040-08-06 17:00 | 2040 | 8 | 0 | 0 | 0
2040-08-06 18:00 | 2040 | 8 | 0 | 0 | 0
2040-08-06 19:00 | 2040 | 8 | 0 | 0 | 0
2040-08-06 20:00 | 2040 | 8 | 0 | 0 | 0
2040-08-06 21:00 | 2040 | 8 | 0 | 0 | 0
2040-08-06 22:00 | 2040 | 8 | 0 | 0 | 0
2040-08-06 23:00 | 2040 | 8 | 0 | 0 | 0
2040-08-07 | 2040 | 8 | 0 | 0 | 0
2040-08-07 01:00 | 2040 | 8 | 0 | 0 | 0
2040-08-07 02:00 | 2040 | 8 | 0 | 0 | 0
2040-08-07 03:00 | 2040 | 8 | 0 | 0 | 0
2040-08-07 04:00 | 2040 | 8 | 0 | 0 | 0
2040-08-07 05:00 | 2040 | 8 | 0 | 0 | 0
2040-08-07 06:00 | 2040 | 8 | 0 | 0 | 0
2040-08-07 07:00 | 2040 | 8 | 0 | 0 | 0
2040-08-07 08:00 | 2040 | 8 | 0 | 0 | 0
2040-08-07 09:00 | 2040 | 8 | 0 | 0 | 0
2040-08-07 10:00 | 2040 | 8 | 0 | 0 | 0
2040-08-07 11:00 | 2040 | 8 | 0 | 0 | 0
2040-08-07 12:00 | 2040 | 8 | 0 | 0 | 0
2040-08-07 13:00 | 2040 | 8 | 0 | 0 | 0
2040-08-07 14:00 | 2040 | 8 | 0 | 0 | 0
2040-08-07 15:00 | 2040 | 8 | 0 | 0 | 0
2040-08-07 16:00 | 2040 | 8 | 0 | 0 | 0
2040-08-07 17:00 | 2040 | 8 | 0 | 0 | 0
2040-08-07 18:00 | 2040 | 8 | 0 | 0 | 0
2040-08-07 19:00 | 2040 | 8 | 0 | 0 | 0
2040-08-07 20:00 | 2040 | 8 | 0 | 0 | 0
2040-08-07 21:00 | 2040 | 8 | 0 | 0 | 0
2040-08-07 22:00 | 2040 | 8 | 0 | 0 | 0
2040-08-07 23:00 | 2040 | 8 | 0 | 0 | 0
2040-08-08 | 2040 | 8 | 0 | 0 | 0
2040-08-08 01:00 | 2040 | 8 | 0 | 0 | 0
2040-08-08 02:00 | 2040 | 8 | 0 | 0 | 0
2040-08-08 03:00 | 2040 | 8 | 0 | 0 | 0
2040-08-08 04:00 | 2040 | 8 | 0 | 0 | 0
2040-08-08 05:00 | 2040 | 8 | 0 | 0 | 0
2040-08-08 06:00 | 2040 | 8 | 0 | 0 | 0
2040-08-08 07:00 | 2040 | 8 | 0 | 0 | 0
2040-08-08 08:00 | 2040 | 8 | 0 | 0 | 0
2040-08-08 09:00 | 2040 | 8 | 0 | 0 | 0
2040-08-08 10:00 | 2040 | 8 | 0 | 0 | 0
2040-08-08 11:00 | 2040 | 8 | 0 | 0 | 0
2040-08-08 12:00 | 2040 | 8 | 0 | 0 | 0
2040-08-08 13:00 | 2040 | 8 | 0 | 0 | 0
2040-08-08 14:00 | 2040 | 8 | 0 | 0 | 0
2040-08-08 15:00 | 2040 | 8 | 0 | 0 | 0
2040-08-08 16:00 | 2040 | 8 | 0 | 0 | 0
2040-08-08 17:00 | 2040 | 8 | 0 | 0 | 0
2040-08-08 18:00 | 2040 | 8 | 0 | 0 | 0
2040-08-08 19:00 | 2040 | 8 | 0 | 0 | 0
2040-08-08 20:00 | 2040 | 8 | 0 | 0 | 0
2040-08-08 21:00 | 2040 | 8 | 0 | 0 | 0
2040-08-08 22:00 | 2040 | 8 | 0 | 0 | 0
2040-08-08 23:00 | 2040 | 8 | 0 | 0 | 0
2040-08-09 | 2040 | 8 | 0 | 0 | 0
2040-08-09 01:00 | 2040 | 8 | 0 | 0 | 0
2040-08-09 02:00 | 2040 | 8 | 0 | 0 | 0
2040-08-09 03:00 | 2040 | 8 | 0 | 0 | 0
2040-08-09 04:00 | 2040 | 8 | 0 | 0 | 0
2040-08-09 05:00 | 2040 | 8 | 0 | 0 | 0
2040-08-09 06:00 | 2040 | 8 | 0 | 0 | 0
2040-08-09 07:00 | 2040 | 8 | 0 | 0 | 0
2040-08-09 08:00 | 2040 | 8 | 0 | 0 | 0
2040-08-09 09:00 | 2040 | 8 | 0 | 0 | 0
2040-08-09 10:00 | 2040 | 8 | 0 | 0 | 0
2040-08-09 11:00 | 2040 | 8 | 0 | 0 | 0
2040-08-09 12:00 | 2040 | 8 | 0 | 0 | 0
2040-08-09 13:00 | 2040 | 8 | 0 | 0 | 0
2040-08-09 14:00 | 2040 | 8 | 0 | 0 | 0
2040-08-09 15:00 | 2040 | 8 | 0 | 0 | 0
2040-08-09 16:00 | 2040 | 8 | 0 | 0 | 0
2040-08-09 17:00 | 2040 | 8 | 0 | 0 | 0
2040-08-09 18:00 | 2040 | 8 | 0 | 0 | 0
2040-08-09 19:00 | 2040 | 8 | 0 | 0 | 0
2040-08-09 20:00 | 2040 | 8 | 0 | 0 | 0
2040-08-09 21:00 | 2040 | 8 | 0 | 0 | 0
2040-08-09 22:00 | 2040 | 8 | 0 | 0 | 0
2040-08-09 23:00 | 2040 | 8 | 0 | 0 | 0
2040-08-10 | 2040 | 8 | 0 | 0 | 0
2040-08-10 01:00 | 2040 | 8 | 0 | 0 | 0
2040-08-10 02:00 | 2040 | 8 | 0 | 0 | 0
2040-08-10 03:00 | 2040 | 8 | 0 | 0 | 0
2040-08-10 04:00 | 2040 | 8 | 0 | 0 | 0
2040-08-10 05:00 | 2040 | 8 | 0 | 0 | 0
2040-08-10 06:00 | 2040 | 8 | 0 | 0 | 0
2040-08-10 07:00 | 2040 | 8 | 0 | 0 | 0
2040-08-10 08:00 | 2040 | 8 | 0 | 0 | 0
2040-08-10 09:00 | 2040 | 8 | 0 | 0 | 0
2040-08-10 10:00 | 2040 | 8 | 0 | 0 | 0
2040-08-10 11:00 | 2040 | 8 | 0 | 0 | 0
2040-08-10 12:00 | 2040 | 8 | 0 | 0 | 0
2040-08-10 13:00 | 2040 | 8 | 0 | 0 | 0
2040-08-10 14:00 | 2040 | 8 | 0 | 0 | 0
2040-08-10 15:00 | 2040 | 8 | 0 | 0 | 0
2040-08-10 16:00 | 2040 | 8 | 0 | 0 | 0
2040-08-10 17:00 | 2040 | 8 | 0 | 0 | 0
2040-08-10 18:00 | 2040 | 8 | 0 | 0 | 0
2040-08-10 19:00 | 2040 | 8 | 0 | 0 | 0
2040-08-10 20:00 | 2040 | 8 | 0 | 0 | 0
2040-08-10 21:00 | 2040 | 8 | 0 | 0 | 0
2040-08-10 22:00 | 2040 | 8 | 0 | 0 | 0
2040-08-10 23:00 | 2040 | 8 | 0 | 0 | 0
2040-08-11 | 2040 | 8 | 0 | 0 | 0
2040-08-11 01:00 | 2040 | 8 | 0 | 0 | 0
2040-08-11 02:00 | 2040 | 8 | 0 | 0 | 0
2040-08-11 03:00 | 2040 | 8 | 0 | 0 | 0
2040-08-11 04:00 | 2040 | 8 | 0 | 0 | 0
2040-08-11 05:00 | 2040 | 8 | 0 | 0 | 0
2040-08-11 06:00 | 2040 | 8 | 0 | 0 | 0
2040-08-11 07:00 | 2040 | 8 | 0 | 0 | 0
2040-08-11 08:00 | 2040 | 8 | 0 | 0 | 0
2040-08-11 09:00 | 2040 | 8 | 0 | 0 | 0
2040-08-11 10:00 | 2040 | 8 | 0 | 0 | 0
2040-08-11 11:00 | 2040 | 8 | 0 | 0 | 0
2040-08-11 12:00 | 2040 | 8 | 0 | 0 | 0
2040-08-11 13:00 | 2040 | 8 | 0 | 0 | 0
2040-08-11 14:00 | 2040 | 8 | 0 | 0 | 0
2040-08-11 15:00 | 2040 | 8 | 0 | 0 | 0
2040-08-11 16:00 | 2040 | 8 | 0 | 0 | 0
2040-08-11 17:00 | 2040 | 8 | 0 | 0 | 0
2040-08-11 18:00 | 2040 | 8 | 0 | 0 | 0
2040-08-11 19:00 | 2040 | 8 | 0 | 0 | 0
2040-08-11 20:00 | 2040 | 8 | 0 | 0 | 0
2040-08-11 21:00 | 2040 | 8 | 0 | 0 | 0
2040-08-11 22:00 | 2040 | 8 | 0 | 0 | 0
2040-08-11 23:00 | 2040 | 8 | 0 | 0 | 0
2040-08-12 | 2040 | 8 | 0 | 0 | 0
2040-08-12 01:00 | 2040 | 8 | 0 | 0 | 0
2040-08-12 02:00 | 2040 | 8 | 0 | 0 | 0
2040-08-12 03:00 | 2040 | 8 | 0 | 0 | 0
2040-08-12 04:00 | 2040 | 8 | 0 | 0 | 0
2040-08-12 05:00 | 2040 | 8 | 0 | 0 | 0
2040-08-12 06:00 | 2040 | 8 | 0 | 0 | 0
2040-08-12 07:00 | 2040 | 8 | 0 | 0 | 0
2040-08-12 08:00 | 2040 | 8 | 0 | 0 | 0
2040-08-12 09:00 | 2040 | 8 | 0 | 0 | 0
2040-08-12 10:00 | 2040 | 8 | 0 | 0 | 0
2040-08-12 11:00 | 2040 | 8 | 0 | 0 | 0
2040-08-12 12:00 | 2040 | 8 | 0 | 0 | 0
2040-08-12 13:00 | 2040 | 8 | 0 | 0 | 0
2040-08-12 14:00 | 2040 | 8 | 0 | 0 | 0
2040-08-12 15:00 | 2040 | 8 | 0 | 0 | 0
2040-08-12 16:00 | 2040 | 8 | 0 | 0 | 0
2040-08-12 17:00 | 2040 | 8 | 0 | 0 | 0
2040-08-12 18:00 | 2040 | 8 | 0 | 0 | 0
2040-08-12 19:00 | 2040 | 8 | 0 | 0 | 0
2040-08-12 20:00 | 2040 | 8 | 0 | 0 | 0
2040-08-12 21:00 | 2040 | 8 | 0 | 0 | 0
2040-08-12 22:00 | 2040 | 8 | 0 | 0 | 0
2040-08-12 23:00 | 2040 | 8 | 0 | 0 | 0
2040-08-13 | 2040 | 8 | 0 | 0 | 0
2040-08-13 01:00 | 2040 | 8 | 0 | 0 | 0
2040-08-13 02:00 | 2040 | 8 | 0 | 0 | 0
2040-08-13 03:00 | 2040 | 8 | 0 | 0 | 0
2040-08-13 04:00 | 2040 | 8 | 0 | 0 | 0
2040-08-13 05:00 | 2040 | 8 | 0 | 0 | 0
2040-08-13 06:00 | 2040 | 8 | 0 | 0 | 0
2040-08-13 07:00 | 2040 | 8 | 0 | 0 | 0
2040-08-13 08:00 | 2040 | 8 | 0 | 0 | 0
2040-08-13 09:00 | 2040 | 8 | 0 | 0 | 0
2040-08-13 10:00 | 2040 | 8 | 0 | 0 | 0
2040-08-13 11:00 | 2040 | 8 | 0 | 0 | 0
2040-08-13 12:00 | 2040 | 8 | 0 | 0 | 0
2040-08-13 13:00 | 2040 | 8 | 0 | 0 | 0
2040-08-13 14:00 | 2040 | 8 | 0 | 0 | 0
2040-08-13 15:00 | 2040 | 8 | 0 | 0 | 0
2040-08-13 16:00 | 2040 | 8 | 0 | 0 | 0
2040-08-13 17:00 | 2040 | 8 | 0 | 0 | 0
2040-08-13 18:00 | 2040 | 8 | 0 | 0 | 0
2040-08-13 19:00 | 2040 | 8 | 0 | 0 | 0
2040-08-13 20:00 | 2040 | 8 | 0 | 0 | 0
2040-08-13 21:00 | 2040 | 8 | 0 | 0 | 0
2040-08-13 22:00 | 2040 | 8 | 0 | 0 | 0
2040-08-13 23:00 | 2040 | 8 | 0 | 0 | 0
2040-08-14 | 2040 | 8 | 0 | 0 | 0
2040-08-14 01:00 | 2040 | 8 | 0 | 0 | 0
2040-08-14 02:00 | 2040 | 8 | 0 | 0 | 0
2040-08-14 03:00 | 2040 | 8 | 0 | 0 | 0
2040-08-14 04:00 | 2040 | 8 | 0 | 0 | 0
2040-08-14 05:00 | 2040 | 8 | 0 | 0 | 0
2040-08-14 06:00 | 2040 | 8 | 0 | 0 | 0
2040-08-14 07:00 | 2040 | 8 | 0 | 0 | 0
2040-08-14 08:00 | 2040 | 8 | 0 | 0 | 0
2040-08-14 09:00 | 2040 | 8 | 0 | 0 | 0
2040-08-14 10:00 | 2040 | 8 | 0 | 0 | 0
2040-08-14 11:00 | 2040 | 8 | 0 | 0 | 0
2040-08-14 12:00 | 2040 | 8 | 0 | 0 | 0
2040-08-14 13:00 | 2040 | 8 | 0 | 0 | 0
2040-08-14 14:00 | 2040 | 8 | 0 | 0 | 0
2040-08-14 15:00 | 2040 | 8 | 0 | 0 | 0
2040-08-14 16:00 | 2040 | 8 | 0 | 0 | 0
2040-08-14 17:00 | 2040 | 8 | 0 | 0 | 0
2040-08-14 18:00 | 2040 | 8 | 0 | 0 | 0
2040-08-14 19:00 | 2040 | 8 | 0 | 0 | 0
2040-08-14 20:00 | 2040 | 8 | 0 | 0 | 0
2040-08-14 21:00 | 2040 | 8 | 0 | 0 | 0
2040-08-14 22:00 | 2040 | 8 | 0 | 0 | 0
2040-08-14 23:00 | 2040 | 8 | 0 | 0 | 0
2040-08-15 | 2040 | 8 | 0 | 0 | 0
2040-08-15 01:00 | 2040 | 8 | 0 | 0 | 0
2040-08-15 02:00 | 2040 | 8 | 0 | 0 | 0
2040-08-15 03:00 | 2040 | 8 | 0 | 0 | 0
2040-08-15 04:00 | 2040 | 8 | 0 | 0 | 0
2040-08-15 05:00 | 2040 | 8 | 0 | 0 | 0
2040-08-15 06:00 | 2040 | 8 | 0 | 0 | 0
2040-08-15 07:00 | 2040 | 8 | 0 | 0 | 0
2040-08-15 08:00 | 2040 | 8 | 0 | 0 | 0
2040-08-15 09:00 | 2040 | 8 | 0 | 0 | 0
2040-08-15 10:00 | 2040 | 8 | 0 | 0 | 0
2040-08-15 11:00 | 2040 | 8 | 0 | 0 | 0
2040-08-15 12:00 | 2040 | 8 | 0 | 0 | 0
2040-08-15 13:00 | 2040 | 8 | 0 | 0 | 0
2040-08-15 14:00 | 2040 | 8 | 0 | 0 | 0
2040-08-15 15:00 | 2040 | 8 | 0 | 0 | 0
2040-08-15 16:00 | 2040 | 8 | 0 | 0 | 0
2040-08-15 17:00 | 2040 | 8 | 0 | 0 | 0
2040-08-15 18:00 | 2040 | 8 | 0 | 0 | 0
2040-08-15 19:00 | 2040 | 8 | 0 | 0 | 0
2040-08-15 20:00 | 2040 | 8 | 0 | 0 | 0
2040-08-15 21:00 | 2040 | 8 | 0 | 0 | 0
2040-08-15 22:00 | 2040 | 8 | 0 | 0 | 0
2040-08-15 23:00 | 2040 | 8 | 0 | 0 | 0
2040-08-16 | 2040 | 8 | 0 | 0 | 0
2040-08-16 01:00 | 2040 | 8 | 0 | 0 | 0
2040-08-16 02:00 | 2040 | 8 | 0 | 0 | 0
2040-08-16 03:00 | 2040 | 8 | 0 | 0 | 0
2040-08-16 04:00 | 2040 | 8 | 0 | 0 | 0
2040-08-16 05:00 | 2040 | 8 | 0 | 0 | 0
2040-08-16 06:00 | 2040 | 8 | 0 | 0 | 0
2040-08-16 07:00 | 2040 | 8 | 0 | 0 | 0
2040-08-16 08:00 | 2040 | 8 | 0 | 0 | 0
2040-08-16 09:00 | 2040 | 8 | 0 | 0 | 0
2040-08-16 10:00 | 2040 | 8 | 0 | 0 | 0
2040-08-16 11:00 | 2040 | 8 | 0 | 0 | 0
2040-08-16 12:00 | 2040 | 8 | 0 | 0 | 0
2040-08-16 13:00 | 2040 | 8 | 0 | 0 | 0
2040-08-16 14:00 | 2040 | 8 | 0 | 0 | 0
2040-08-16 15:00 | 2040 | 8 | 0 | 0 | 0
2040-08-16 16:00 | 2040 | 8 | 0 | 0 | 0
2040-08-16 17:00 | 2040 | 8 | 0 | 0 | 0
2040-08-16 18:00 | 2040 | 8 | 0 | 0 | 0
2040-08-16 19:00 | 2040 | 8 | 0 | 0 | 0
2040-08-16 20:00 | 2040 | 8 | 0 | 0 | 0
2040-08-16 21:00 | 2040 | 8 | 0 | 0 | 0
2040-08-16 22:00 | 2040 | 8 | 0 | 0 | 0
2040-08-16 23:00 | 2040 | 8 | 0 | 0 | 0
2040-08-17 | 2040 | 8 | 0 | 0 | 0
2040-08-17 01:00 | 2040 | 8 | 0 | 0 | 0
2040-08-17 02:00 | 2040 | 8 | 0 | 0 | 0
2040-08-17 03:00 | 2040 | 8 | 0 | 0 | 0
2040-08-17 04:00 | 2040 | 8 | 0 | 0 | 0
2040-08-17 05:00 | 2040 | 8 | 0 | 0 | 0
2040-08-17 06:00 | 2040 | 8 | 0 | 0 | 0
2040-08-17 07:00 | 2040 | 8 | 0 | 0 | 0
2040-08-17 08:00 | 2040 | 8 | 0 | 0 | 0
2040-08-17 09:00 | 2040 | 8 | 0 | 0 | 0
2040-08-17 10:00 | 2040 | 8 | 0 | 0 | 0
2040-08-17 11:00 | 2040 | 8 | 0 | 0 | 0
2040-08-17 12:00 | 2040 | 8 | 0 | 0 | 0
2040-08-17 13:00 | 2040 | 8 | 0 | 0 | 0
2040-08-17 14:00 | 2040 | 8 | 0 | 0 | 0
2040-08-17 15:00 | 2040 | 8 | 0 | 0 | 0
2040-08-17 16:00 | 2040 | 8 | 0 | 0 | 0
2040-08-17 17:00 | 2040 | 8 | 0 | 0 | 0
2040-08-17 18:00 | 2040 | 8 | 0 | 0 | 0
2040-08-17 19:00 | 2040 | 8 | 0 | 0 | 0
2040-08-17 20:00 | 2040 | 8 | 0 | 0 | 0
2040-08-17 21:00 | 2040 | 8 | 0 | 0 | 0
2040-08-17 22:00 | 2040 | 8 | 0 | 0 | 0
2040-08-17 23:00 | 2040 | 8 | 0 | 0 | 0
2040-08-18 | 2040 | 8 | 0 | 0 | 0
2040-08-18 01:00 | 2040 | 8 | 0 | 0 | 0
2040-08-18 02:00 | 2040 | 8 | 0 | 0 | 0
2040-08-18 03:00 | 2040 | 8 | 0 | 0 | 0
2040-08-18 04:00 | 2040 | 8 | 0 | 0 | 0
2040-08-18 05:00 | 2040 | 8 | 0 | 0 | 0
2040-08-18 06:00 | 2040 | 8 | 0 | 0 | 0
2040-08-18 07:00 | 2040 | 8 | 0 | 0 | 0
2040-08-18 08:00 | 2040 | 8 | 0 | 0 | 0
2040-08-18 09:00 | 2040 | 8 | 0 | 0 | 0
2040-08-18 10:00 | 2040 | 8 | 0 | 0 | 0
2040-08-18 11:00 | 2040 | 8 | 0 | 0 | 0
2040-08-18 12:00 | 2040 | 8 | 0 | 0 | 0
2040-08-18 13:00 | 2040 | 8 | 0 | 0 | 0
2040-08-18 14:00 | 2040 | 8 | 0 | 0 | 0
2040-08-18 15:00 | 2040 | 8 | 0 | 0 | 0
2040-08-18 16:00 | 2040 | 8 | 0 | 0 | 0
2040-08-18 17:00 | 2040 | 8 | 0 | 0 | 0
2040-08-18 18:00 | 2040 | 8 | 0 | 0 | 0
2040-08-18 19:00 | 2040 | 8 | 0 | 0 | 0
2040-08-18 20:00 | 2040 | 8 | 0 | 0 | 0
2040-08-18 21:00 | 2040 | 8 | 0 | 0 | 0
2040-08-18 22:00 | 2040 | 8 | 0 | 0 | 0
2040-08-18 23:00 | 2040 | 8 | 0 | 0 | 0
2040-08-19 | 2040 | 8 | 0 | 0 | 0
2040-08-19 01:00 | 2040 | 8 | 0 | 0 | 0
2040-08-19 02:00 | 2040 | 8 | 0 | 0 | 0
2040-08-19 03:00 | 2040 | 8 | 0 | 0 | 0
2040-08-19 04:00 | 2040 | 8 | 0 | 0 | 0
2040-08-19 05:00 | 2040 | 8 | 0 | 0 | 0
2040-08-19 06:00 | 2040 | 8 | 0 | 0 | 0
2040-08-19 07:00 | 2040 | 8 | 0 | 0 | 0
2040-08-19 08:00 | 2040 | 8 | 0 | 0 | 0
2040-08-19 09:00 | 2040 | 8 | 0 | 0 | 0
2040-08-19 10:00 | 2040 | 8 | 0 | 0 | 0
2040-08-19 11:00 | 2040 | 8 | 0 | 0 | 0
2040-08-19 12:00 | 2040 | 8 | 0 | 0 | 0
2040-08-19 13:00 | 2040 | 8 | 0 | 0 | 0
2040-08-19 14:00 | 2040 | 8 | 0 | 0 | 0
2040-08-19 15:00 | 2040 | 8 | 0 | 0 | 0
2040-08-19 16:00 | 2040 | 8 | 0 | 0 | 0
2040-08-19 17:00 | 2040 | 8 | 0 | 0 | 0
2040-08-19 18:00 | 2040 | 8 | 0 | 0 | 0
2040-08-19 19:00 | 2040 | 8 | 0 | 0 | 0
2040-08-19 20:00 | 2040 | 8 | 0 | 0 | 0
2040-08-19 21:00 | 2040 | 8 | 0 | 0 | 0
2040-08-19 22:00 | 2040 | 8 | 0 | 0 | 0
2040-08-19 23:00 | 2040 | 8 | 0 | 0 | 0
2040-08-20 | 2040 | 8 | 0 | 0 | 0
2040-08-20 01:00 | 2040 | 8 | 0 | 0 | 0
2040-08-20 02:00 | 2040 | 8 | 0 | 0 | 0
2040-08-20 03:00 | 2040 | 8 | 0 | 0 | 0
2040-08-20 04:00 | 2040 | 8 | 0 | 0 | 0
2040-08-20 05:00 | 2040 | 8 | 0 | 0 | 0
2040-08-20 06:00 | 2040 | 8 | 0 | 0 | 0
2040-08-20 07:00 | 2040 | 8 | 0 | 0 | 0
2040-08-20 08:00 | 2040 | 8 | 0 | 0 | 0
2040-08-20 09:00 | 2040 | 8 | 0 | 0 | 0
2040-08-20 10:00 | 2040 | 8 | 0 | 0 | 0
2040-08-20 11:00 | 2040 | 8 | 0 | 0 | 0
2040-08-20 12:00 | 2040 | 8 | 0 | 0 | 0
2040-08-20 13:00 | 2040 | 8 | 0 | 0 | 0
2040-08-20 14:00 | 2040 | 8 | 0 | 0 | 0
2040-08-20 15:00 | 2040 | 8 | 0 | 0 | 0
2040-08-20 16:00 | 2040 | 8 | 0 | 0 | 0
2040-08-20 17:00 | 2040 | 8 | 0 | 0 | 0
2040-08-20 18:00 | 2040 | 8 | 0 | 0 | 0
2040-08-20 19:00 | 2040 | 8 | 0 | 0 | 0
2040-08-20 20:00 | 2040 | 8 | 0 | 0 | 0
2040-08-20 21:00 | 2040 | 8 | 0 | 0 | 0
2040-08-20 22:00 | 2040 | 8 | 0 | 0 | 0
2040-08-20 23:00 | 2040 | 8 | 0 | 0 | 0
2040-08-21 | 2040 | 8 | 0 | 0 | 0
2040-08-21 01:00 | 2040 | 8 | 0 | 0 | 0
2040-08-21 02:00 | 2040 | 8 | 0 | 0 | 0
2040-08-21 03:00 | 2040 | 8 | 0 | 0 | 0
2040-08-21 04:00 | 2040 | 8 | 0 | 0 | 0
2040-08-21 05:00 | 2040 | 8 | 0 | 0 | 0
2040-08-21 06:00 | 2040 | 8 | 0 | 0 | 0
2040-08-21 07:00 | 2040 | 8 | 0 | 0 | 0
2040-08-21 08:00 | 2040 | 8 | 0 | 0 | 0
2040-08-21 09:00 | 2040 | 8 | 0 | 0 | 0
2040-08-21 10:00 | 2040 | 8 | 0 | 0 | 0
2040-08-21 11:00 | 2040 | 8 | 0 | 0 | 0
2040-08-21 12:00 | 2040 | 8 | 0 | 0 | 0
2040-08-21 13:00 | 2040 | 8 | 0 | 0 | 0
2040-08-21 14:00 | 2040 | 8 | 0 | 0 | 0
2040-08-21 15:00 | 2040 | 8 | 0 | 0 | 0
2040-08-21 16:00 | 2040 | 8 | 0 | 0 | 0
2040-08-21 17:00 | 2040 | 8 | 0 | 0 | 0
2040-08-21 18:00 | 2040 | 8 | 0 | 0 | 0
2040-08-21 19:00 | 2040 | 8 | 0 | 0 | 0
2040-08-21 20:00 | 2040 | 8 | 0 | 0 | 0
2040-08-21 21:00 | 2040 | 8 | 0 | 0 | 0
2040-08-21 22:00 | 2040 | 8 | 0 | 0 | 0
2040-08-21 23:00 | 2040 | 8 | 0 | 0 | 0
2040-08-22 | 2040 | 8 | 0 | 0 | 0
2040-08-22 01:00 | 2040 | 8 | 0 | 0 | 0
2040-08-22 02:00 | 2040 | 8 | 0 | 0 | 0
2040-08-22 03:00 | 2040 | 8 | 0 | 0 | 0
2040-08-22 04:00 | 2040 | 8 | 0 | 0 | 0
2040-08-22 05:00 | 2040 | 8 | 0 | 0 | 0
2040-08-22 06:00 | 2040 | 8 | 0 | 0 | 0
2040-08-22 07:00 | 2040 | 8 | 0 | 0 | 0
2040-08-22 08:00 | 2040 | 8 | 0 | 0 | 0
2040-08-22 09:00 | 2040 | 8 | 0 | 0 | 0
2040-08-22 10:00 | 2040 | 8 | 0 | 0 | 0
2040-08-22 11:00 | 2040 | 8 | 0 | 0 | 0
2040-08-22 12:00 | 2040 | 8 | 0 | 0 | 0
2040-08-22 13:00 | 2040 | 8 | 0 | 0 | 0
2040-08-22 14:00 | 2040 | 8 | 0 | 0 | 0
2040-08-22 15:00 | 2040 | 8 | 0 | 0 | 0
2040-08-22 16:00 | 2040 | 8 | 0 | 0 | 0
2040-08-22 17:00 | 2040 | 8 | 0 | 0 | 0
2040-08-22 18:00 | 2040 | 8 | 0 | 0 | 0
2040-08-22 19:00 | 2040 | 8 | 0 | 0 | 0
2040-08-22 20:00 | 2040 | 8 | 0 | 0 | 0
2040-08-22 21:00 | 2040 | 8 | 0 | 0 | 0
2040-08-22 22:00 | 2040 | 8 | 0 | 0 | 0
2040-08-22 23:00 | 2040 | 8 | 0 | 0 | 0
2040-08-23 | 2040 | 8 | 0 | 0 | 0
2040-08-23 01:00 | 2040 | 8 | 0 | 0 | 0
2040-08-23 02:00 | 2040 | 8 | 0 | 0 | 0
2040-08-23 03:00 | 2040 | 8 | 0 | 0 | 0
2040-08-23 04:00 | 2040 | 8 | 0 | 0 | 0
2040-08-23 05:00 | 2040 | 8 | 0 | 0 | 0
2040-08-23 06:00 | 2040 | 8 | 0 | 0 | 0
2040-08-23 07:00 | 2040 | 8 | 0 | 0 | 0
2040-08-23 08:00 | 2040 | 8 | 0 | 0 | 0
2040-08-23 09:00 | 2040 | 8 | 0 | 0 | 0
2040-08-23 10:00 | 2040 | 8 | 0 | 0 | 0
2040-08-23 11:00 | 2040 | 8 | 0 | 0 | 0
2040-08-23 12:00 | 2040 | 8 | 0 | 0 | 0
2040-08-23 13:00 | 2040 | 8 | 0 | 0 | 0
2040-08-23 14:00 | 2040 | 8 | 0 | 0 | 0
2040-08-23 15:00 | 2040 | 8 | 0 | 0 | 0
2040-08-23 16:00 | 2040 | 8 | 0 | 0 | 0
2040-08-23 17:00 | 2040 | 8 | 0 | 0 | 0
2040-08-23 18:00 | 2040 | 8 | 0 | 0 | 0
2040-08-23 19:00 | 2040 | 8 | 0 | 0 | 0
2040-08-23 20:00 | 2040 | 8 | 0 | 0 | 0
2040-08-23 21:00 | 2040 | 8 | 0 | 0 | 0
2040-08-23 22:00 | 2040 | 8 | 0 | 0 | 0
2040-08-23 23:00 | 2040 | 8 | 0 | 0 | 0
2040-08-24 | 2040 | 8 | 0 | 0 | 0
2040-08-24 01:00 | 2040 | 8 | 0 | 0 | 0
2040-08-24 02:00 | 2040 | 8 | 0 | 0 | 0
2040-08-24 03:00 | 2040 | 8 | 0 | 0 | 0
2040-08-24 04:00 | 2040 | 8 | 0 | 0 | 0
2040-08-24 05:00 | 2040 | 8 | 0 | 0 | 0
2040-08-24 06:00 | 2040 | 8 | 0 | 0 | 0
2040-08-24 07:00 | 2040 | 8 | 0 | 0 | 0
2040-08-24 08:00 | 2040 | 8 | 0 | 0 | 0
2040-08-24 09:00 | 2040 | 8 | 0 | 0 | 0
2040-08-24 10:00 | 2040 | 8 | 0 | 0 | 0
2040-08-24 11:00 | 2040 | 8 | 0 | 0 | 0
2040-08-24 12:00 | 2040 | 8 | 0 | 0 | 0
2040-08-24 13:00 | 2040 | 8 | 0 | 0 | 0
2040-08-24 14:00 | 2040 | 8 | 0 | 0 | 0
2040-08-24 15:00 | 2040 | 8 | 0 | 0 | 0
2040-08-24 16:00 | 2040 | 8 | 0 | 0 | 0
2040-08-24 17:00 | 2040 | 8 | 0 | 0 | 0
2040-08-24 18:00 | 2040 | 8 | 0 | 0 | 0
2040-08-24 19:00 | 2040 | 8 | 0 | 0 | 0
2040-08-24 20:00 | 2040 | 8 | 0 | 0 | 0
2040-08-24 21:00 | 2040 | 8 | 0 | 0 | 0
2040-08-24 22:00 | 2040 | 8 | 0 | 0 | 0
2040-08-24 23:00 | 2040 | 8 | 0 | 0 | 0
2040-08-25 | 2040 | 8 | 0 | 0 | 0
2040-08-25 01:00 | 2040 | 8 | 0 | 0 | 0
2040-08-25 02:00 | 2040 | 8 | 0 | 0 | 0
2040-08-25 03:00 | 2040 | 8 | 0 | 0 | 0
2040-08-25 04:00 | 2040 | 8 | 0 | 0 | 0
2040-08-25 05:00 | 2040 | 8 | 0 | 0 | 0
2040-08-25 06:00 | 2040 | 8 | 0 | 0 | 0
2040-08-25 07:00 | 2040 | 8 | 0 | 0 | 0
2040-08-25 08:00 | 2040 | 8 | 0 | 0 | 0
2040-08-25 09:00 | 2040 | 8 | 0 | 0 | 0
2040-08-25 10:00 | 2040 | 8 | 0 | 0 | 0
2040-08-25 11:00 | 2040 | 8 | 0 | 0 | 0
2040-08-25 12:00 | 2040 | 8 | 0 | 0 | 0
2040-08-25 13:00 | 2040 | 8 | 0 | 0 | 0
2040-08-25 14:00 | 2040 | 8 | 0 | 0 | 0
2040-08-25 15:00 | 2040 | 8 | 0 | 0 | 0
2040-08-25 16:00 | 2040 | 8 | 0 | 0 | 0
2040-08-25 17:00 | 2040 | 8 | 0 | 0 | 0
2040-08-25 18:00 | 2040 | 8 | 0 | 0 | 0
2040-08-25 19:00 | 2040 | 8 | 0 | 0 | 0
2040-08-25 20:00 | 2040 | 8 | 0 | 0 | 0
2040-08-25 21:00 | 2040 | 8 | 0 | 0 | 0
2040-08-25 22:00 | 2040 | 8 | 0 | 0 | 0
2040-08-25 23:00 | 2040 | 8 | 0 | 0 | 0
2040-08-26 | 2040 | 8 | 0 | 0 | 0
2040-08-26 01:00 | 2040 | 8 | 0 | 0 | 0
2040-08-26 02:00 | 2040 | 8 | 0 | 0 | 0
2040-08-26 03:00 | 2040 | 8 | 0 | 0 | 0
2040-08-26 04:00 | 2040 | 8 | 0 | 0 | 0
2040-08-26 05:00 | 2040 | 8 | 0 | 0 | 0
2040-08-26 06:00 | 2040 | 8 | 0 | 0 | 0
2040-08-26 07:00 | 2040 | 8 | 0 | 0 | 0
2040-08-26 08:00 | 2040 | 8 | 0 | 0 | 0
2040-08-26 09:00 | 2040 | 8 | 0 | 0 | 0
2040-08-26 10:00 | 2040 | 8 | 0 | 0 | 0
2040-08-26 11:00 | 2040 | 8 | 0 | 0 | 0
2040-08-26 12:00 | 2040 | 8 | 0 | 0 | 0
2040-08-26 13:00 | 2040 | 8 | 0 | 0 | 0
2040-08-26 14:00 | 2040 | 8 | 0 | 0 | 0
2040-08-26 15:00 | 2040 | 8 | 0 | 0 | 0
2040-08-26 16:00 | 2040 | 8 | 0 | 0 | 0
2040-08-26 17:00 | 2040 | 8 | 0 | 0 | 0
2040-08-26 18:00 | 2040 | 8 | 0 | 0 | 0
2040-08-26 19:00 | 2040 | 8 | 0 | 0 | 0
2040-08-26 20:00 | 2040 | 8 | 0 | 0 | 0
2040-08-26 21:00 | 2040 | 8 | 0 | 0 | 0
2040-08-26 22:00 | 2040 | 8 | 0 | 0 | 0
2040-08-26 23:00 | 2040 | 8 | 0 | 0 | 0
2040-08-27 | 2040 | 8 | 0 | 0 | 0
2040-08-27 01:00 | 2040 | 8 | 0 | 0 | 0
2040-08-27 02:00 | 2040 | 8 | 0 | 0 | 0
2040-08-27 03:00 | 2040 | 8 | 0 | 0 | 0
2040-08-27 04:00 | 2040 | 8 | 0 | 0 | 0
2040-08-27 05:00 | 2040 | 8 | 0 | 0 | 0
2040-08-27 06:00 | 2040 | 8 | 0 | 0 | 0
2040-08-27 07:00 | 2040 | 8 | 0 | 0 | 0
2040-08-27 08:00 | 2040 | 8 | 0 | 0 | 0
2040-08-27 09:00 | 2040 | 8 | 0 | 0 | 0
2040-08-27 10:00 | 2040 | 8 | 0 | 0 | 0
2040-08-27 11:00 | 2040 | 8 | 0 | 0 | 0
2040-08-27 12:00 | 2040 | 8 | 0 | 0 | 0
2040-08-27 13:00 | 2040 | 8 | 0 | 0 | 0
2040-08-27 14:00 | 2040 | 8 | 0 | 0 | 0
2040-08-27 15:00 | 2040 | 8 | 0 | 0 | 0
2040-08-27 16:00 | 2040 | 8 | 0 | 0 | 0
2040-08-27 17:00 | 2040 | 8 | 0 | 0 | 0
2040-08-27 18:00 | 2040 | 8 | 0 | 0 | 0
2040-08-27 19:00 | 2040 | 8 | 0 | 0 | 0
2040-08-27 20:00 | 2040 | 8 | 0 | 0 | 0
2040-08-27 21:00 | 2040 | 8 | 0 | 0 | 0
2040-08-27 22:00 | 2040 | 8 | 0 | 0 | 0
2040-08-27 23:00 | 2040 | 8 | 0 | 0 | 0
2040-08-28 | 2040 | 8 | 0 | 0 | 0
2040-08-28 01:00 | 2040 | 8 | 0 | 0 | 0
2040-08-28 02:00 | 2040 | 8 | 0 | 0 | 0
2040-08-28 03:00 | 2040 | 8 | 0 | 0 | 0
2040-08-28 04:00 | 2040 | 8 | 0 | 0 | 0
2040-08-28 05:00 | 2040 | 8 | 0 | 0 | 0
2040-08-28 06:00 | 2040 | 8 | 0 | 0 | 0
2040-08-28 07:00 | 2040 | 8 | 0 | 0 | 0
2040-08-28 08:00 | 2040 | 8 | 0 | 0 | 0
2040-08-28 09:00 | 2040 | 8 | 0 | 0 | 0
2040-08-28 10:00 | 2040 | 8 | 0 | 0 | 0
2040-08-28 11:00 | 2040 | 8 | 0 | 0 | 0
2040-08-28 12:00 | 2040 | 8 | 0 | 0 | 0
2040-08-28 13:00 | 2040 | 8 | 0 | 0 | 0
2040-08-28 14:00 | 2040 | 8 | 0 | 0 | 0
2040-08-28 15:00 | 2040 | 8 | 0 | 0 | 0
2040-08-28 16:00 | 2040 | 8 | 0 | 0 | 0
2040-08-28 17:00 | 2040 | 8 | 0 | 0 | 0
2040-08-28 18:00 | 2040 | 8 | 0 | 0 | 0
2040-08-28 19:00 | 2040 | 8 | 0 | 0 | 0
2040-08-28 20:00 | 2040 | 8 | 0 | 0 | 0
2040-08-28 21:00 | 2040 | 8 | 0 | 0 | 0
2040-08-28 22:00 | 2040 | 8 | 0 | 0 | 0
2040-08-28 23:00 | 2040 | 8 | 0 | 0 | 0
2040-08-29 | 2040 | 8 | 0 | 0 | 0
2040-08-29 01:00 | 2040 | 8 | 0 | 0 | 0
2040-08-29 02:00 | 2040 | 8 | 0 | 0 | 0
2040-08-29 03:00 | 2040 | 8 | 0 | 0 | 0
2040-08-29 04:00 | 2040 | 8 | 0 | 0 | 0
2040-08-29 05:00 | 2040 | 8 | 0 | 0 | 0
2040-08-29 06:00 | 2040 | 8 | 0 | 0 | 0
2040-08-29 07:00 | 2040 | 8 | 0 | 0 | 0
2040-08-29 08:00 | 2040 | 8 | 0 | 0 | 0
2040-08-29 09:00 | 2040 | 8 | 0 | 0 | 0
2040-08-29 10:00 | 2040 | 8 | 0 | 0 | 0
2040-08-29 11:00 | 2040 | 8 | 0 | 0 | 0
2040-08-29 12:00 | 2040 | 8 | 0 | 0 | 0
2040-08-29 13:00 | 2040 | 8 | 0 | 0 | 0
2040-08-29 14:00 | 2040 | 8 | 0 | 0 | 0
2040-08-29 15:00 | 2040 | 8 | 0 | 0 | 0
2040-08-29 16:00 | 2040 | 8 | 0 | 0 | 0
2040-08-29 17:00 | 2040 | 8 | 0 | 0 | 0
2040-08-29 18:00 | 2040 | 8 | 0 | 0 | 0
2040-08-29 19:00 | 2040 | 8 | 0 | 0 | 0
2040-08-29 20:00 | 2040 | 8 | 0 | 0 | 0
2040-08-29 21:00 | 2040 | 8 | 0 | 0 | 0
2040-08-29 22:00 | 2040 | 8 | 0 | 0 | 0
2040-08-29 23:00 | 2040 | 8 | 0 | 0 | 0
2040-08-30 | 2040 | 8 | 0 | 0 | 0
2040-08-30 01:00 | 2040 | 8 | 0 | 0 | 0
2040-08-30 02:00 | 2040 | 8 | 0 | 0 | 0
2040-08-30 03:00 | 2040 | 8 | 0 | 0 | 0
2040-08-30 04:00 | 2040 | 8 | 0 | 0 | 0
2040-08-30 05:00 | 2040 | 8 | 0 | 0 | 0
2040-08-30 06:00 | 2040 | 8 | 0 | 0 | 0
2040-08-30 07:00 | 2040 | 8 | 0 | 0 | 0
2040-08-30 08:00 | 2040 | 8 | 0 | 0 | 0
2040-08-30 09:00 | 2040 | 8 | 0 | 0 | 0
2040-08-30 10:00 | 2040 | 8 | 0 | 0 | 0
2040-08-30 11:00 | 2040 | 8 | 0 | 0 | 0
2040-08-30 12:00 | 2040 | 8 | 0 | 0 | 0
2040-08-30 13:00 | 2040 | 8 | 0 | 0 | 0
2040-08-30 14:00 | 2040 | 8 | 0 | 0 | 0
2040-08-30 15:00 | 2040 | 8 | 0 | 0 | 0
2040-08-30 16:00 | 2040 | 8 | 0 | 0 | 0
2040-08-30 17:00 | 2040 | 8 | 0 | 0 | 0
2040-08-30 18:00 | 2040 | 8 | 0 | 0 | 0
2040-08-30 19:00 | 2040 | 8 | 0 | 0 | 0
2040-08-30 20:00 | 2040 | 8 | 0 | 0 | 0
2040-08-30 21:00 | 2040 | 8 | 0 | 0 | 0
2040-08-30 22:00 | 2040 | 8 | 0 | 0 | 0
2040-08-30 23:00 | 2040 | 8 | 0 | 0 | 0
2040-08-31 | 2040 | 8 | 0 | 0 | 0
2040-08-31 01:00 | 2040 | 8 | 0 | 0 | 0
2040-08-31 02:00 | 2040 | 8 | 0 | 0 | 0
2040-08-31 03:00 | 2040 | 8 | 0 | 0 | 0
2040-08-31 04:00 | 2040 | 8 | 0 | 0 | 0
2040-08-31 05:00 | 2040 | 8 | 0 | 0 | 0
2040-08-31 06:00 | 2040 | 8 | 0 | 0 | 0
2040-08-31 07:00 | 2040 | 8 | 0 | 0 | 0
2040-08-31 08:00 | 2040 | 8 | 0 | 0 | 0
2040-08-31 09:00 | 2040 | 8 | 0 | 0 | 0
2040-08-31 10:00 | 2040 | 8 | 0 | 0 | 0
2040-08-31 11:00 | 2040 | 8 | 0 | 0 | 0
2040-08-31 12:00 | 2040 | 8 | 0 | 0 | 0
2040-08-31 13:00 | 2040 | 8 | 0 | 0 | 0
2040-08-31 14:00 | 2040 | 8 | 0 | 0 | 0
2040-08-31 15:00 | 2040 | 8 | 0 | 0 | 0
2040-08-31 16:00 | 2040 | 8 | 0 | 0 | 0
2040-08-31 17:00 | 2040 | 8 | 0 | 0 | 0
2040-08-31 18:00 | 2040 | 8 | 0 | 0 | 0
2040-08-31 19:00 | 2040 | 8 | 0 | 0 | 0
2040-08-31 20:00 | 2040 | 8 | 0 | 0 | 0
2040-08-31 21:00 | 2040 | 8 | 0 | 0 | 0
2040-08-31 22:00 | 2040 | 8 | 0 | 0 | 0
2040-08-31 23:00 | 2040 | 8 | 0 | 0 | 0
2040-09-01 | 2040 | 9 | 0 | 0 | 0
2040-09-01 01:00 | 2040 | 9 | 0 | 0 | 0
2040-09-01 02:00 | 2040 | 9 | 0 | 0 | 0
2040-09-01 03:00 | 2040 | 9 | 0 | 0 | 0
2040-09-01 04:00 | 2040 | 9 | 0 | 0 | 0
2040-09-01 05:00 | 2040 | 9 | 0 | 0 | 0
2040-09-01 06:00 | 2040 | 9 | 0 | 0 | 0
2040-09-01 07:00 | 2040 | 9 | 0 | 0 | 0
2040-09-01 08:00 | 2040 | 9 | 0 | 0 | 0
2040-09-01 09:00 | 2040 | 9 | 0 | 0 | 0
2040-09-01 10:00 | 2040 | 9 | 0 | 0 | 0
2040-09-01 11:00 | 2040 | 9 | 0 | 0 | 0
2040-09-01 12:00 | 2040 | 9 | 0 | 0 | 0
2040-09-01 13:00 | 2040 | 9 | 0 | 0 | 0
2040-09-01 14:00 | 2040 | 9 | 0 | 0 | 0
2040-09-01 15:00 | 2040 | 9 | 0 | 0 | 0
2040-09-01 16:00 | 2040 | 9 | 0 | 0 | 0
2040-09-01 17:00 | 2040 | 9 | 0 | 0 | 0
2040-09-01 18:00 | 2040 | 9 | 0 | 0 | 0
2040-09-01 19:00 | 2040 | 9 | 0 | 0 | 0
2040-09-01 20:00 | 2040 | 9 | 0 | 0 | 0
2040-09-01 21:00 | 2040 | 9 | 0 | 0 | 0
2040-09-01 22:00 | 2040 | 9 | 0 | 0 | 0
2040-09-01 23:00 | 2040 | 9 | 0 | 0 | 0
2040-09-02 | 2040 | 9 | 0 | 0 | 0
2040-09-02 01:00 | 2040 | 9 | 0 | 0 | 0
2040-09-02 02:00 | 2040 | 9 | 0 | 0 | 0
2040-09-02 03:00 | 2040 | 9 | 0 | 0 | 0
2040-09-02 04:00 | 2040 | 9 | 0 | 0 | 0
2040-09-02 05:00 | 2040 | 9 | 0 | 0 | 0
2040-09-02 06:00 | 2040 | 9 | 0 | 0 | 0
2040-09-02 07:00 | 2040 | 9 | 0 | 0 | 0
2040-09-02 08:00 | 2040 | 9 | 0 | 0 | 0
2040-09-02 09:00 | 2040 | 9 | 0 | 0 | 0
2040-09-02 10:00 | 2040 | 9 | 0 | 0 | 0
2040-09-02 11:00 | 2040 | 9 | 0 | 0 | 0
2040-09-02 12:00 | 2040 | 9 | 0 | 0 | 0
2040-09-02 13:00 | 2040 | 9 | 0 | 0 | 0
2040-09-02 14:00 | 2040 | 9 | 0 | 0 | 0
2040-09-02 15:00 | 2040 | 9 | 0 | 0 | 0
2040-09-02 16:00 | 2040 | 9 | 0 | 0 | 0
2040-09-02 17:00 | 2040 | 9 | 0 | 0 | 0
2040-09-02 18:00 | 2040 | 9 | 0 | 0 | 0
2040-09-02 19:00 | 2040 | 9 | 0 | 0 | 0
2040-09-02 20:00 | 2040 | 9 | 0 | 0 | 0
2040-09-02 21:00 | 2040 | 9 | 0 | 0 | 0
2040-09-02 22:00 | 2040 | 9 | 0 | 0 | 0
2040-09-02 23:00 | 2040 | 9 | 0 | 0 | 0
2040-09-03 | 2040 | 9 | 0 | 0 | 0
2040-09-03 01:00 | 2040 | 9 | 0 | 0 | 0
2040-09-03 02:00 | 2040 | 9 | 0 | 0 | 0
2040-09-03 03:00 | 2040 | 9 | 0 | 0 | 0
2040-09-03 04:00 | 2040 | 9 | 0 | 0 | 0
2040-09-03 05:00 | 2040 | 9 | 0 | 0 | 0
2040-09-03 06:00 | 2040 | 9 | 0 | 0 | 0
2040-09-03 07:00 | 2040 | 9 | 0 | 0 | 0
2040-09-03 08:00 | 2040 | 9 | 0 | 0 | 0
2040-09-03 09:00 | 2040 | 9 | 0 | 0 | 0
2040-09-03 10:00 | 2040 | 9 | 0 | 0 | 0
2040-09-03 11:00 | 2040 | 9 | 0 | 0 | 0
2040-09-03 12:00 | 2040 | 9 | 0 | 0 | 0
2040-09-03 13:00 | 2040 | 9 | 0 | 0 | 0
2040-09-03 14:00 | 2040 | 9 | 0 | 0 | 0
2040-09-03 15:00 | 2040 | 9 | 0 | 0 | 0
2040-09-03 16:00 | 2040 | 9 | 0 | 0 | 0
2040-09-03 17:00 | 2040 | 9 | 0 | 0 | 0
2040-09-03 18:00 | 2040 | 9 | 0 | 0 | 0
2040-09-03 19:00 | 2040 | 9 | 0 | 0 | 0
2040-09-03 20:00 | 2040 | 9 | 0 | 0 | 0
2040-09-03 21:00 | 2040 | 9 | 0 | 0 | 0
2040-09-03 22:00 | 2040 | 9 | 0 | 0 | 0
2040-09-03 23:00 | 2040 | 9 | 0 | 0 | 0
2040-09-04 | 2040 | 9 | 0 | 0 | 0
2040-09-04 01:00 | 2040 | 9 | 0 | 0 | 0
2040-09-04 02:00 | 2040 | 9 | 0 | 0 | 0
2040-09-04 03:00 | 2040 | 9 | 0 | 0 | 0
2040-09-04 04:00 | 2040 | 9 | 0 | 0 | 0
2040-09-04 05:00 | 2040 | 9 | 0 | 0 | 0
2040-09-04 06:00 | 2040 | 9 | 0 | 0 | 0
2040-09-04 07:00 | 2040 | 9 | 0 | 0 | 0
2040-09-04 08:00 | 2040 | 9 | 0 | 0 | 0
2040-09-04 09:00 | 2040 | 9 | 0 | 0 | 0
2040-09-04 10:00 | 2040 | 9 | 0 | 0 | 0
2040-09-04 11:00 | 2040 | 9 | 0 | 0 | 0
2040-09-04 12:00 | 2040 | 9 | 0 | 0 | 0
2040-09-04 13:00 | 2040 | 9 | 0 | 0 | 0
2040-09-04 14:00 | 2040 | 9 | 0 | 0 | 0
2040-09-04 15:00 | 2040 | 9 | 0 | 0 | 0
2040-09-04 16:00 | 2040 | 9 | 0 | 0 | 0
2040-09-04 17:00 | 2040 | 9 | 0 | 0 | 0
2040-09-04 18:00 | 2040 | 9 | 0 | 0 | 0
2040-09-04 19:00 | 2040 | 9 | 0 | 0 | 0
2040-09-04 20:00 | 2040 | 9 | 0 | 0 | 0
2040-09-04 21:00 | 2040 | 9 | 0 | 0 | 0
2040-09-04 22:00 | 2040 | 9 | 0 | 0 | 0
2040-09-04 23:00 | 2040 | 9 | 0 | 0 | 0
2040-09-05 | 2040 | 9 | 0 | 0 | 0
2040-09-05 01:00 | 2040 | 9 | 0 | 0 | 0
2040-09-05 02:00 | 2040 | 9 | 0 | 0 | 0
2040-09-05 03:00 | 2040 | 9 | 0 | 0 | 0
2040-09-05 04:00 | 2040 | 9 | 0 | 0 | 0
2040-09-05 05:00 | 2040 | 9 | 0 | 0 | 0
2040-09-05 06:00 | 2040 | 9 | 0 | 0 | 0
2040-09-05 07:00 | 2040 | 9 | 0 | 0 | 0
2040-09-05 08:00 | 2040 | 9 | 0 | 0 | 0
2040-09-05 09:00 | 2040 | 9 | 0 | 0 | 0
2040-09-05 10:00 | 2040 | 9 | 0 | 0 | 0
2040-09-05 11:00 | 2040 | 9 | 0 | 0 | 0
2040-09-05 12:00 | 2040 | 9 | 0 | 0 | 0
2040-09-05 13:00 | 2040 | 9 | 0 | 0 | 0
2040-09-05 14:00 | 2040 | 9 | 0 | 0 | 0
2040-09-05 15:00 | 2040 | 9 | 0 | 0 | 0
2040-09-05 16:00 | 2040 | 9 | 0 | 0 | 0
2040-09-05 17:00 | 2040 | 9 | 0 | 0 | 0
2040-09-05 18:00 | 2040 | 9 | 0 | 0 | 0
2040-09-05 19:00 | 2040 | 9 | 0 | 0 | 0
2040-09-05 20:00 | 2040 | 9 | 0 | 0 | 0
2040-09-05 21:00 | 2040 | 9 | 0 | 0 | 0
2040-09-05 22:00 | 2040 | 9 | 0 | 0 | 0
2040-09-05 23:00 | 2040 | 9 | 0 | 0 | 0
2040-09-06 | 2040 | 9 | 0 | 0 | 0
2040-09-06 01:00 | 2040 | 9 | 0 | 0 | 0
2040-09-06 02:00 | 2040 | 9 | 0 | 0 | 0
2040-09-06 03:00 | 2040 | 9 | 0 | 0 | 0
2040-09-06 04:00 | 2040 | 9 | 0 | 0 | 0
2040-09-06 05:00 | 2040 | 9 | 0 | 0 | 0
2040-09-06 06:00 | 2040 | 9 | 0 | 0 | 0
2040-09-06 07:00 | 2040 | 9 | 0 | 0 | 0
2040-09-06 08:00 | 2040 | 9 | 0 | 0 | 0
2040-09-06 09:00 | 2040 | 9 | 0 | 0 | 0
2040-09-06 10:00 | 2040 | 9 | 0 | 0 | 0
2040-09-06 11:00 | 2040 | 9 | 0 | 0 | 0
2040-09-06 12:00 | 2040 | 9 | 0 | 0 | 0
2040-09-06 13:00 | 2040 | 9 | 0 | 0 | 0
2040-09-06 14:00 | 2040 | 9 | 0 | 0 | 0
2040-09-06 15:00 | 2040 | 9 | 0 | 0 | 0
2040-09-06 16:00 | 2040 | 9 | 0 | 0 | 0
2040-09-06 17:00 | 2040 | 9 | 0 | 0 | 0
2040-09-06 18:00 | 2040 | 9 | 0 | 0 | 0
2040-09-06 19:00 | 2040 | 9 | 0 | 0 | 0
2040-09-06 20:00 | 2040 | 9 | 0 | 0 | 0
2040-09-06 21:00 | 2040 | 9 | 0 | 0 | 0
2040-09-06 22:00 | 2040 | 9 | 0 | 0 | 0
2040-09-06 23:00 | 2040 | 9 | 0 | 0 | 0
2040-09-07 | 2040 | 9 | 0 | 0 | 0
2040-09-07 01:00 | 2040 | 9 | 0 | 0 | 0
2040-09-07 02:00 | 2040 | 9 | 0 | 0 | 0
2040-09-07 03:00 | 2040 | 9 | 0 | 0 | 0
2040-09-07 04:00 | 2040 | 9 | 0 | 0 | 0
2040-09-07 05:00 | 2040 | 9 | 0 | 0 | 0
2040-09-07 06:00 | 2040 | 9 | 0 | 0 | 0
2040-09-07 07:00 | 2040 | 9 | 0 | 0 | 0
2040-09-07 08:00 | 2040 | 9 | 0 | 0 | 0
2040-09-07 09:00 | 2040 | 9 | 0 | 0 | 0
2040-09-07 10:00 | 2040 | 9 | 0 | 0 | 0
2040-09-07 11:00 | 2040 | 9 | 0 | 0 | 0
2040-09-07 12:00 | 2040 | 9 | 0 | 0 | 0
2040-09-07 13:00 | 2040 | 9 | 0 | 0 | 0
2040-09-07 14:00 | 2040 | 9 | 0 | 0 | 0
2040-09-07 15:00 | 2040 | 9 | 0 | 0 | 0
2040-09-07 16:00 | 2040 | 9 | 0 | 0 | 0
2040-09-07 17:00 | 2040 | 9 | 0 | 0 | 0
2040-09-07 18:00 | 2040 | 9 | 0 | 0 | 0
2040-09-07 19:00 | 2040 | 9 | 0 | 0 | 0
2040-09-07 20:00 | 2040 | 9 | 0 | 0 | 0
2040-09-07 21:00 | 2040 | 9 | 0 | 0 | 0
2040-09-07 22:00 | 2040 | 9 | 0 | 0 | 0
2040-09-07 23:00 | 2040 | 9 | 0 | 0 | 0
2040-09-08 | 2040 | 9 | 0 | 0 | 0
2040-09-08 01:00 | 2040 | 9 | 0 | 0 | 0
2040-09-08 02:00 | 2040 | 9 | 0 | 0 | 0
2040-09-08 03:00 | 2040 | 9 | 0 | 0 | 0
2040-09-08 04:00 | 2040 | 9 | 0 | 0 | 0
2040-09-08 05:00 | 2040 | 9 | 0 | 0 | 0
2040-09-08 06:00 | 2040 | 9 | 0 | 0 | 0
2040-09-08 07:00 | 2040 | 9 | 0 | 0 | 0
2040-09-08 08:00 | 2040 | 9 | 0 | 0 | 0
2040-09-08 09:00 | 2040 | 9 | 0 | 0 | 0
2040-09-08 10:00 | 2040 | 9 | 0 | 0 | 0
2040-09-08 11:00 | 2040 | 9 | 0 | 0 | 0
2040-09-08 12:00 | 2040 | 9 | 0 | 0 | 0
2040-09-08 13:00 | 2040 | 9 | 0 | 0 | 0
2040-09-08 14:00 | 2040 | 9 | 0 | 0 | 0
2040-09-08 15:00 | 2040 | 9 | 0 | 0 | 0
2040-09-08 16:00 | 2040 | 9 | 0 | 0 | 0
2040-09-08 17:00 | 2040 | 9 | 0 | 0 | 0
2040-09-08 18:00 | 2040 | 9 | 0 | 0 | 0
2040-09-08 19:00 | 2040 | 9 | 0 | 0 | 0
2040-09-08 20:00 | 2040 | 9 | 0 | 0 | 0
2040-09-08 21:00 | 2040 | 9 | 0 | 0 | 0
2040-09-08 22:00 | 2040 | 9 | 0 | 0 | 0
2040-09-08 23:00 | 2040 | 9 | 0 | 0 | 0
2040-09-09 | 2040 | 9 | 0 | 0 | 0
2040-09-09 01:00 | 2040 | 9 | 0 | 0 | 0
2040-09-09 02:00 | 2040 | 9 | 0 | 0 | 0
2040-09-09 03:00 | 2040 | 9 | 0 | 0 | 0
2040-09-09 04:00 | 2040 | 9 | 0 | 0 | 0
2040-09-09 05:00 | 2040 | 9 | 0 | 0 | 0
2040-09-09 06:00 | 2040 | 9 | 0 | 0 | 0
2040-09-09 07:00 | 2040 | 9 | 0 | 0 | 0
2040-09-09 08:00 | 2040 | 9 | 0 | 0 | 0
2040-09-09 09:00 | 2040 | 9 | 0 | 0 | 0
2040-09-09 10:00 | 2040 | 9 | 0 | 0 | 0
2040-09-09 11:00 | 2040 | 9 | 0 | 0 | 0
2040-09-09 12:00 | 2040 | 9 | 0 | 0 | 0
2040-09-09 13:00 | 2040 | 9 | 0 | 0 | 0
2040-09-09 14:00 | 2040 | 9 | 0 | 0 | 0
2040-09-09 15:00 | 2040 | 9 | 0 | 0 | 0
2040-09-09 16:00 | 2040 | 9 | 0 | 0 | 0
2040-09-09 17:00 | 2040 | 9 | 0 | 0 | 0
2040-09-09 18:00 | 2040 | 9 | 0 | 0 | 0
2040-09-09 19:00 | 2040 | 9 | 0 | 0 | 0
2040-09-09 20:00 | 2040 | 9 | 0 | 0 | 0
2040-09-09 21:00 | 2040 | 9 | 0 | 0 | 0
2040-09-09 22:00 | 2040 | 9 | 0 | 0 | 0
2040-09-09 23:00 | 2040 | 9 | 0 | 0 | 0
2040-09-10 | 2040 | 9 | 0 | 0 | 0
2040-09-10 01:00 | 2040 | 9 | 0 | 0 | 0
2040-09-10 02:00 | 2040 | 9 | 0 | 0 | 0
2040-09-10 03:00 | 2040 | 9 | 0 | 0 | 0
2040-09-10 04:00 | 2040 | 9 | 0 | 0 | 0
2040-09-10 05:00 | 2040 | 9 | 0 | 0 | 0
2040-09-10 06:00 | 2040 | 9 | 0 | 0 | 0
2040-09-10 07:00 | 2040 | 9 | 0 | 0 | 0
2040-09-10 08:00 | 2040 | 9 | 0 | 0 | 0
2040-09-10 09:00 | 2040 | 9 | 0 | 0 | 0
2040-09-10 10:00 | 2040 | 9 | 0 | 0 | 0
2040-09-10 11:00 | 2040 | 9 | 0 | 0 | 0
2040-09-10 12:00 | 2040 | 9 | 0 | 0 | 0
2040-09-10 13:00 | 2040 | 9 | 0 | 0 | 0
2040-09-10 14:00 | 2040 | 9 | 0 | 0 | 0
2040-09-10 15:00 | 2040 | 9 | 0 | 0 | 0
2040-09-10 16:00 | 2040 | 9 | 0 | 0 | 0
2040-09-10 17:00 | 2040 | 9 | 0 | 0 | 0
2040-09-10 18:00 | 2040 | 9 | 0 | 0 | 0
2040-09-10 19:00 | 2040 | 9 | 0 | 0 | 0
2040-09-10 20:00 | 2040 | 9 | 0 | 0 | 0
2040-09-10 21:00 | 2040 | 9 | 0 | 0 | 0
2040-09-10 22:00 | 2040 | 9 | 0 | 0 | 0
2040-09-10 23:00 | 2040 | 9 | 0 | 0 | 0
2040-09-11 | 2040 | 9 | 0 | 0 | 0
2040-09-11 01:00 | 2040 | 9 | 0 | 0 | 0
2040-09-11 02:00 | 2040 | 9 | 0 | 0 | 0
2040-09-11 03:00 | 2040 | 9 | 0 | 0 | 0
2040-09-11 04:00 | 2040 | 9 | 0 | 0 | 0
2040-09-11 05:00 | 2040 | 9 | 0 | 0 | 0
2040-09-11 06:00 | 2040 | 9 | 0 | 0 | 0
2040-09-11 07:00 | 2040 | 9 | 0 | 0 | 0
2040-09-11 08:00 | 2040 | 9 | 0 | 0 | 0
2040-09-11 09:00 | 2040 | 9 | 0 | 0 | 0
2040-09-11 10:00 | 2040 | 9 | 0 | 0 | 0
2040-09-11 11:00 | 2040 | 9 | 0 | 0 | 0
2040-09-11 12:00 | 2040 | 9 | 0 | 0 | 0
2040-09-11 13:00 | 2040 | 9 | 0 | 0 | 0
2040-09-11 14:00 | 2040 | 9 | 0 | 0 | 0
2040-09-11 15:00 | 2040 | 9 | 0 | 0 | 0
2040-09-11 16:00 | 2040 | 9 | 0 | 0 | 0
2040-09-11 17:00 | 2040 | 9 | 0 | 0 | 0
2040-09-11 18:00 | 2040 | 9 | 0 | 0 | 0
2040-09-11 19:00 | 2040 | 9 | 0 | 0 | 0
2040-09-11 20:00 | 2040 | 9 | 0 | 0 | 0
2040-09-11 21:00 | 2040 | 9 | 0 | 0 | 0
2040-09-11 22:00 | 2040 | 9 | 0 | 0 | 0
2040-09-11 23:00 | 2040 | 9 | 0 | 0 | 0
2040-09-12 | 2040 | 9 | 0 | 0 | 0
2040-09-12 01:00 | 2040 | 9 | 0 | 0 | 0
2040-09-12 02:00 | 2040 | 9 | 0 | 0 | 0
2040-09-12 03:00 | 2040 | 9 | 0 | 0 | 0
2040-09-12 04:00 | 2040 | 9 | 0 | 0 | 0
2040-09-12 05:00 | 2040 | 9 | 0 | 0 | 0
2040-09-12 06:00 | 2040 | 9 | 0 | 0 | 0
2040-09-12 07:00 | 2040 | 9 | 0 | 0 | 0
2040-09-12 08:00 | 2040 | 9 | 0 | 0 | 0
2040-09-12 09:00 | 2040 | 9 | 0 | 0 | 0
2040-09-12 10:00 | 2040 | 9 | 0 | 0 | 0
2040-09-12 11:00 | 2040 | 9 | 0 | 0 | 0
2040-09-12 12:00 | 2040 | 9 | 0 | 0 | 0
2040-09-12 13:00 | 2040 | 9 | 0 | 0 | 0
2040-09-12 14:00 | 2040 | 9 | 0 | 0 | 0
2040-09-12 15:00 | 2040 | 9 | 0 | 0 | 0
2040-09-12 16:00 | 2040 | 9 | 0 | 0 | 0
2040-09-12 17:00 | 2040 | 9 | 0 | 0 | 0
2040-09-12 18:00 | 2040 | 9 | 0 | 0 | 0
2040-09-12 19:00 | 2040 | 9 | 0 | 0 | 0
2040-09-12 20:00 | 2040 | 9 | 0 | 0 | 0
2040-09-12 21:00 | 2040 | 9 | 0 | 0 | 0
2040-09-12 22:00 | 2040 | 9 | 0 | 0 | 0
2040-09-12 23:00 | 2040 | 9 | 0 | 0 | 0
2040-09-13 | 2040 | 9 | 0 | 0 | 0
2040-09-13 01:00 | 2040 | 9 | 0 | 0 | 0
2040-09-13 02:00 | 2040 | 9 | 0 | 0 | 0
2040-09-13 03:00 | 2040 | 9 | 0 | 0 | 0
2040-09-13 04:00 | 2040 | 9 | 0 | 0 | 0
2040-09-13 05:00 | 2040 | 9 | 0 | 0 | 0
2040-09-13 06:00 | 2040 | 9 | 0 | 0 | 0
2040-09-13 07:00 | 2040 | 9 | 0 | 0 | 0
2040-09-13 08:00 | 2040 | 9 | 0 | 0 | 0
2040-09-13 09:00 | 2040 | 9 | 0 | 0 | 0
2040-09-13 10:00 | 2040 | 9 | 0 | 0 | 0
2040-09-13 11:00 | 2040 | 9 | 0 | 0 | 0
2040-09-13 12:00 | 2040 | 9 | 0 | 0 | 0
2040-09-13 13:00 | 2040 | 9 | 0 | 0 | 0
2040-09-13 14:00 | 2040 | 9 | 0 | 0 | 0
2040-09-13 15:00 | 2040 | 9 | 0 | 0 | 0
2040-09-13 16:00 | 2040 | 9 | 0 | 0 | 0
2040-09-13 17:00 | 2040 | 9 | 0 | 0 | 0
2040-09-13 18:00 | 2040 | 9 | 0 | 0 | 0
2040-09-13 19:00 | 2040 | 9 | 0 | 0 | 0
2040-09-13 20:00 | 2040 | 9 | 0 | 0 | 0
2040-09-13 21:00 | 2040 | 9 | 0 | 0 | 0
2040-09-13 22:00 | 2040 | 9 | 0 | 0 | 0
2040-09-13 23:00 | 2040 | 9 | 0 | 0 | 0
2040-09-14 | 2040 | 9 | 0 | 0 | 0
2040-09-14 01:00 | 2040 | 9 | 0 | 0 | 0
2040-09-14 02:00 | 2040 | 9 | 0 | 0 | 0
2040-09-14 03:00 | 2040 | 9 | 0 | 0 | 0
2040-09-14 04:00 | 2040 | 9 | 0 | 0 | 0
2040-09-14 05:00 | 2040 | 9 | 0 | 0 | 0
2040-09-14 06:00 | 2040 | 9 | 0 | 0 | 0
2040-09-14 07:00 | 2040 | 9 | 0 | 0 | 0
2040-09-14 08:00 | 2040 | 9 | 0 | 0 | 0
2040-09-14 09:00 | 2040 | 9 | 0 | 0 | 0
2040-09-14 10:00 | 2040 | 9 | 0 | 0 | 0
2040-09-14 11:00 | 2040 | 9 | 0 | 0 | 0
2040-09-14 12:00 | 2040 | 9 | 0 | 0 | 0
2040-09-14 13:00 | 2040 | 9 | 0 | 0 | 0
2040-09-14 14:00 | 2040 | 9 | 0 | 0 | 0
2040-09-14 15:00 | 2040 | 9 | 0 | 0 | 0
2040-09-14 16:00 | 2040 | 9 | 0 | 0 | 0
2040-09-14 17:00 | 2040 | 9 | 0 | 0 | 0
2040-09-14 18:00 | 2040 | 9 | 0 | 0 | 0
2040-09-14 19:00 | 2040 | 9 | 0 | 0 | 0
2040-09-14 20:00 | 2040 | 9 | 0 | 0 | 0
2040-09-14 21:00 | 2040 | 9 | 0 | 0 | 0
2040-09-14 22:00 | 2040 | 9 | 0 | 0 | 0
2040-09-14 23:00 | 2040 | 9 | 0 | 0 | 0
2040-09-15 | 2040 | 9 | 0 | 0 | 0
2040-09-15 01:00 | 2040 | 9 | 0 | 0 | 0
2040-09-15 02:00 | 2040 | 9 | 0 | 0 | 0
2040-09-15 03:00 | 2040 | 9 | 0 | 0 | 0
2040-09-15 04:00 | 2040 | 9 | 0 | 0 | 0
2040-09-15 05:00 | 2040 | 9 | 0 | 0 | 0
2040-09-15 06:00 | 2040 | 9 | 0 | 0 | 0
2040-09-15 07:00 | 2040 | 9 | 0 | 0 | 0
2040-09-15 08:00 | 2040 | 9 | 0 | 0 | 0
2040-09-15 09:00 | 2040 | 9 | 0 | 0 | 0
2040-09-15 10:00 | 2040 | 9 | 0 | 0 | 0
2040-09-15 11:00 | 2040 | 9 | 0 | 0 | 0
2040-09-15 12:00 | 2040 | 9 | 0 | 0 | 0
2040-09-15 13:00 | 2040 | 9 | 0 | 0 | 0
2040-09-15 14:00 | 2040 | 9 | 0 | 0 | 0
2040-09-15 15:00 | 2040 | 9 | 0 | 0 | 0
2040-09-15 16:00 | 2040 | 9 | 0 | 0 | 0
2040-09-15 17:00 | 2040 | 9 | 0 | 0 | 0
2040-09-15 18:00 | 2040 | 9 | 0 | 0 | 0
2040-09-15 19:00 | 2040 | 9 | 0 | 0 | 0
2040-09-15 20:00 | 2040 | 9 | 0 | 0 | 0
2040-09-15 21:00 | 2040 | 9 | 0 | 0 | 0
2040-09-15 22:00 | 2040 | 9 | 0 | 0 | 0
2040-09-15 23:00 | 2040 | 9 | 0 | 0 | 0
2040-09-16 | 2040 | 9 | 0 | 0 | 0
2040-09-16 01:00 | 2040 | 9 | 0 | 0 | 0
2040-09-16 02:00 | 2040 | 9 | 0 | 0 | 0
2040-09-16 03:00 | 2040 | 9 | 0 | 0 | 0
2040-09-16 04:00 | 2040 | 9 | 0 | 0 | 0
2040-09-16 05:00 | 2040 | 9 | 0 | 0 | 0
2040-09-16 06:00 | 2040 | 9 | 0 | 0 | 0
2040-09-16 07:00 | 2040 | 9 | 0 | 0 | 0
2040-09-16 08:00 | 2040 | 9 | 0 | 0 | 0
2040-09-16 09:00 | 2040 | 9 | 0 | 0 | 0
2040-09-16 10:00 | 2040 | 9 | 0 | 0 | 0
2040-09-16 11:00 | 2040 | 9 | 0 | 0 | 0
2040-09-16 12:00 | 2040 | 9 | 0 | 0 | 0
2040-09-16 13:00 | 2040 | 9 | 0 | 0 | 0
2040-09-16 14:00 | 2040 | 9 | 0 | 0 | 0
2040-09-16 15:00 | 2040 | 9 | 0 | 0 | 0
2040-09-16 16:00 | 2040 | 9 | 0 | 0 | 0
2040-09-16 17:00 | 2040 | 9 | 0 | 0 | 0
2040-09-16 18:00 | 2040 | 9 | 0 | 0 | 0
2040-09-16 19:00 | 2040 | 9 | 0 | 0 | 0
2040-09-16 20:00 | 2040 | 9 | 0 | 0 | 0
2040-09-16 21:00 | 2040 | 9 | 0 | 0 | 0
2040-09-16 22:00 | 2040 | 9 | 0 | 0 | 0
2040-09-16 23:00 | 2040 | 9 | 0 | 0 | 0
2040-09-17 | 2040 | 9 | 0 | 0 | 0
2040-09-17 01:00 | 2040 | 9 | 0 | 0 | 0
2040-09-17 02:00 | 2040 | 9 | 0 | 0 | 0
2040-09-17 03:00 | 2040 | 9 | 0 | 0 | 0
2040-09-17 04:00 | 2040 | 9 | 0 | 0 | 0
2040-09-17 05:00 | 2040 | 9 | 0 | 0 | 0
2040-09-17 06:00 | 2040 | 9 | 0 | 0 | 0
2040-09-17 07:00 | 2040 | 9 | 0 | 0 | 0
2040-09-17 08:00 | 2040 | 9 | 0 | 0 | 0
2040-09-17 09:00 | 2040 | 9 | 0 | 0 | 0
2040-09-17 10:00 | 2040 | 9 | 0 | 0 | 0
2040-09-17 11:00 | 2040 | 9 | 0 | 0 | 0
2040-09-17 12:00 | 2040 | 9 | 0 | 0 | 0
2040-09-17 13:00 | 2040 | 9 | 0 | 0 | 0
2040-09-17 14:00 | 2040 | 9 | 0 | 0 | 0
2040-09-17 15:00 | 2040 | 9 | 0 | 0 | 0
2040-09-17 16:00 | 2040 | 9 | 0 | 0 | 0
2040-09-17 17:00 | 2040 | 9 | 0 | 0 | 0
2040-09-17 18:00 | 2040 | 9 | 0 | 0 | 0
2040-09-17 19:00 | 2040 | 9 | 0 | 0 | 0
2040-09-17 20:00 | 2040 | 9 | 0 | 0 | 0
2040-09-17 21:00 | 2040 | 9 | 0 | 0 | 0
2040-09-17 22:00 | 2040 | 9 | 0 | 0 | 0
2040-09-17 23:00 | 2040 | 9 | 0 | 0 | 0
2040-09-18 | 2040 | 9 | 0 | 0 | 0
2040-09-18 01:00 | 2040 | 9 | 0 | 0 | 0
2040-09-18 02:00 | 2040 | 9 | 0 | 0 | 0
2040-09-18 03:00 | 2040 | 9 | 0 | 0 | 0
2040-09-18 04:00 | 2040 | 9 | 0 | 0 | 0
2040-09-18 05:00 | 2040 | 9 | 0 | 0 | 0
2040-09-18 06:00 | 2040 | 9 | 0 | 0 | 0
2040-09-18 07:00 | 2040 | 9 | 0 | 0 | 0
2040-09-18 08:00 | 2040 | 9 | 0 | 0 | 0
2040-09-18 09:00 | 2040 | 9 | 0 | 0 | 0
2040-09-18 10:00 | 2040 | 9 | 0 | 0 | 0
2040-09-18 11:00 | 2040 | 9 | 0 | 0 | 0
2040-09-18 12:00 | 2040 | 9 | 0 | 0 | 0
2040-09-18 13:00 | 2040 | 9 | 0 | 0 | 0
2040-09-18 14:00 | 2040 | 9 | 0 | 0 | 0
2040-09-18 15:00 | 2040 | 9 | 0 | 0 | 0
2040-09-18 16:00 | 2040 | 9 | 0 | 0 | 0
2040-09-18 17:00 | 2040 | 9 | 0 | 0 | 0
2040-09-18 18:00 | 2040 | 9 | 0 | 0 | 0
2040-09-18 19:00 | 2040 | 9 | 0 | 0 | 0
2040-09-18 20:00 | 2040 | 9 | 0 | 0 | 0
2040-09-18 21:00 | 2040 | 9 | 0 | 0 | 0
2040-09-18 22:00 | 2040 | 9 | 0 | 0 | 0
2040-09-18 23:00 | 2040 | 9 | 0 | 0 | 0
2040-09-19 | 2040 | 9 | 0 | 0 | 0
2040-09-19 01:00 | 2040 | 9 | 0 | 0 | 0
2040-09-19 02:00 | 2040 | 9 | 0 | 0 | 0
2040-09-19 03:00 | 2040 | 9 | 0 | 0 | 0
2040-09-19 04:00 | 2040 | 9 | 0 | 0 | 0
2040-09-19 05:00 | 2040 | 9 | 0 | 0 | 0
2040-09-19 06:00 | 2040 | 9 | 0 | 0 | 0
2040-09-19 07:00 | 2040 | 9 | 0 | 0 | 0
2040-09-19 08:00 | 2040 | 9 | 0 | 0 | 0
2040-09-19 09:00 | 2040 | 9 | 0 | 0 | 0
2040-09-19 10:00 | 2040 | 9 | 0 | 0 | 0
2040-09-19 11:00 | 2040 | 9 | 0 | 0 | 0
2040-09-19 12:00 | 2040 | 9 | 0 | 0 | 0
2040-09-19 13:00 | 2040 | 9 | 0 | 0 | 0
2040-09-19 14:00 | 2040 | 9 | 0 | 0 | 0
2040-09-19 15:00 | 2040 | 9 | 0 | 0 | 0
2040-09-19 16:00 | 2040 | 9 | 0 | 0 | 0
2040-09-19 17:00 | 2040 | 9 | 0 | 0 | 0
2040-09-19 18:00 | 2040 | 9 | 0 | 0 | 0
2040-09-19 19:00 | 2040 | 9 | 0 | 0 | 0
2040-09-19 20:00 | 2040 | 9 | 0 | 0 | 0
2040-09-19 21:00 | 2040 | 9 | 0 | 0 | 0
2040-09-19 22:00 | 2040 | 9 | 0 | 0 | 0
2040-09-19 23:00 | 2040 | 9 | 0 | 0 | 0
2040-09-20 | 2040 | 9 | 0 | 0 | 0
2040-09-20 01:00 | 2040 | 9 | 0 | 0 | 0
2040-09-20 02:00 | 2040 | 9 | 0 | 0 | 0
2040-09-20 03:00 | 2040 | 9 | 0 | 0 | 0
2040-09-20 04:00 | 2040 | 9 | 0 | 0 | 0
2040-09-20 05:00 | 2040 | 9 | 0 | 0 | 0
2040-09-20 06:00 | 2040 | 9 | 0 | 0 | 0
2040-09-20 07:00 | 2040 | 9 | 0 | 0 | 0
2040-09-20 08:00 | 2040 | 9 | 0 | 0 | 0
2040-09-20 09:00 | 2040 | 9 | 0 | 0 | 0
2040-09-20 10:00 | 2040 | 9 | 0 | 0 | 0
2040-09-20 11:00 | 2040 | 9 | 0 | 0 | 0
2040-09-20 12:00 | 2040 | 9 | 0 | 0 | 0
2040-09-20 13:00 | 2040 | 9 | 0 | 0 | 0
2040-09-20 14:00 | 2040 | 9 | 0 | 0 | 0
2040-09-20 15:00 | 2040 | 9 | 0 | 0 | 0
2040-09-20 16:00 | 2040 | 9 | 0 | 0 | 0
2040-09-20 17:00 | 2040 | 9 | 0 | 0 | 0
2040-09-20 18:00 | 2040 | 9 | 0 | 0 | 0
2040-09-20 19:00 | 2040 | 9 | 0 | 0 | 0
2040-09-20 20:00 | 2040 | 9 | 0 | 0 | 0
2040-09-20 21:00 | 2040 | 9 | 0 | 0 | 0
2040-09-20 22:00 | 2040 | 9 | 0 | 0 | 0
2040-09-20 23:00 | 2040 | 9 | 0 | 0 | 0
2040-09-21 | 2040 | 9 | 0 | 0 | 0
2040-09-21 01:00 | 2040 | 9 | 0 | 0 | 0
2040-09-21 02:00 | 2040 | 9 | 0 | 0 | 0
2040-09-21 03:00 | 2040 | 9 | 0 | 0 | 0
2040-09-21 04:00 | 2040 | 9 | 0 | 0 | 0
2040-09-21 05:00 | 2040 | 9 | 0 | 0 | 0
2040-09-21 06:00 | 2040 | 9 | 0 | 0 | 0
2040-09-21 07:00 | 2040 | 9 | 0 | 0 | 0
2040-09-21 08:00 | 2040 | 9 | 0 | 0 | 0
2040-09-21 09:00 | 2040 | 9 | 0 | 0 | 0
2040-09-21 10:00 | 2040 | 9 | 0 | 0 | 0
2040-09-21 11:00 | 2040 | 9 | 0 | 0 | 0
2040-09-21 12:00 | 2040 | 9 | 0 | 0 | 0
2040-09-21 13:00 | 2040 | 9 | 0 | 0 | 0
2040-09-21 14:00 | 2040 | 9 | 0 | 0 | 0
2040-09-21 15:00 | 2040 | 9 | 0 | 0 | 0
2040-09-21 16:00 | 2040 | 9 | 0 | 0 | 0
2040-09-21 17:00 | 2040 | 9 | 0 | 0 | 0
2040-09-21 18:00 | 2040 | 9 | 0 | 0 | 0
2040-09-21 19:00 | 2040 | 9 | 0 | 0 | 0
2040-09-21 20:00 | 2040 | 9 | 0 | 0 | 0
2040-09-21 21:00 | 2040 | 9 | 0 | 0 | 0
2040-09-21 22:00 | 2040 | 9 | 0 | 0 | 0
2040-09-21 23:00 | 2040 | 9 | 0 | 0 | 0
2040-09-22 | 2040 | 9 | 0 | 0 | 0
2040-09-22 01:00 | 2040 | 9 | 0 | 0 | 0
2040-09-22 02:00 | 2040 | 9 | 0 | 0 | 0
2040-09-22 03:00 | 2040 | 9 | 0 | 0 | 0
2040-09-22 04:00 | 2040 | 9 | 0 | 0 | 0
2040-09-22 05:00 | 2040 | 9 | 0 | 0 | 0
2040-09-22 06:00 | 2040 | 9 | 0 | 0 | 0
2040-09-22 07:00 | 2040 | 9 | 0 | 0 | 0
2040-09-22 08:00 | 2040 | 9 | 0 | 0 | 0
2040-09-22 09:00 | 2040 | 9 | 0 | 0 | 0
2040-09-22 10:00 | 2040 | 9 | 0 | 0 | 0
2040-09-22 11:00 | 2040 | 9 | 0 | 0 | 0
2040-09-22 12:00 | 2040 | 9 | 0 | 0 | 0
2040-09-22 13:00 | 2040 | 9 | 0 | 0 | 0
2040-09-22 14:00 | 2040 | 9 | 0 | 0 | 0
2040-09-22 15:00 | 2040 | 9 | 0 | 0 | 0
2040-09-22 16:00 | 2040 | 9 | 0 | 0 | 0
2040-09-22 17:00 | 2040 | 9 | 0 | 0 | 0
2040-09-22 18:00 | 2040 | 9 | 0 | 0 | 0
2040-09-22 19:00 | 2040 | 9 | 0 | 0 | 0
2040-09-22 20:00 | 2040 | 9 | 0 | 0 | 0
2040-09-22 21:00 | 2040 | 9 | 0 | 0 | 0
2040-09-22 22:00 | 2040 | 9 | 0 | 0 | 0
2040-09-22 23:00 | 2040 | 9 | 0 | 0 | 0
2040-09-23 | 2040 | 9 | 0 | 0 | 0
2040-09-23 01:00 | 2040 | 9 | 0 | 0 | 0
2040-09-23 02:00 | 2040 | 9 | 0 | 0 | 0
2040-09-23 03:00 | 2040 | 9 | 0 | 0 | 0
2040-09-23 04:00 | 2040 | 9 | 0 | 0 | 0
2040-09-23 05:00 | 2040 | 9 | 0 | 0 | 0
2040-09-23 06:00 | 2040 | 9 | 0 | 0 | 0
2040-09-23 07:00 | 2040 | 9 | 0 | 0 | 0
2040-09-23 08:00 | 2040 | 9 | 0 | 0 | 0
2040-09-23 09:00 | 2040 | 9 | 0 | 0 | 0
2040-09-23 10:00 | 2040 | 9 | 0 | 0 | 0
2040-09-23 11:00 | 2040 | 9 | 0 | 0 | 0
2040-09-23 12:00 | 2040 | 9 | 0 | 0 | 0
2040-09-23 13:00 | 2040 | 9 | 0 | 0 | 0
2040-09-23 14:00 | 2040 | 9 | 0 | 0 | 0
2040-09-23 15:00 | 2040 | 9 | 0 | 0 | 0
2040-09-23 16:00 | 2040 | 9 | 0 | 0 | 0
2040-09-23 17:00 | 2040 | 9 | 0 | 0 | 0
2040-09-23 18:00 | 2040 | 9 | 0 | 0 | 0
2040-09-23 19:00 | 2040 | 9 | 0 | 0 | 0
2040-09-23 20:00 | 2040 | 9 | 0 | 0 | 0
2040-09-23 21:00 | 2040 | 9 | 0 | 0 | 0
2040-09-23 22:00 | 2040 | 9 | 0 | 0 | 0
2040-09-23 23:00 | 2040 | 9 | 0 | 0 | 0
2040-09-24 | 2040 | 9 | 0 | 0 | 0
2040-09-24 01:00 | 2040 | 9 | 0 | 0 | 0
2040-09-24 02:00 | 2040 | 9 | 0 | 0 | 0
2040-09-24 03:00 | 2040 | 9 | 0 | 0 | 0
2040-09-24 04:00 | 2040 | 9 | 0 | 0 | 0
2040-09-24 05:00 | 2040 | 9 | 0 | 0 | 0
2040-09-24 06:00 | 2040 | 9 | 0 | 0 | 0
2040-09-24 07:00 | 2040 | 9 | 0 | 0 | 0
2040-09-24 08:00 | 2040 | 9 | 0 | 0 | 0
2040-09-24 09:00 | 2040 | 9 | 0 | 0 | 0
2040-09-24 10:00 | 2040 | 9 | 0 | 0 | 0
2040-09-24 11:00 | 2040 | 9 | 0 | 0 | 0
2040-09-24 12:00 | 2040 | 9 | 0 | 0 | 0
2040-09-24 13:00 | 2040 | 9 | 0 | 0 | 0
2040-09-24 14:00 | 2040 | 9 | 0 | 0 | 0
2040-09-24 15:00 | 2040 | 9 | 0 | 0 | 0
2040-09-24 16:00 | 2040 | 9 | 0 | 0 | 0
2040-09-24 17:00 | 2040 | 9 | 0 | 0 | 0
2040-09-24 18:00 | 2040 | 9 | 0 | 0 | 0
2040-09-24 19:00 | 2040 | 9 | 0 | 0 | 0
2040-09-24 20:00 | 2040 | 9 | 0 | 0 | 0
2040-09-24 21:00 | 2040 | 9 | 0 | 0 | 0
2040-09-24 22:00 | 2040 | 9 | 0 | 0 | 0
2040-09-24 23:00 | 2040 | 9 | 0 | 0 | 0
2040-09-25 | 2040 | 9 | 0 | 0 | 0
2040-09-25 01:00 | 2040 | 9 | 0 | 0 | 0
2040-09-25 02:00 | 2040 | 9 | 0 | 0 | 0
2040-09-25 03:00 | 2040 | 9 | 0 | 0 | 0
2040-09-25 04:00 | 2040 | 9 | 0 | 0 | 0
2040-09-25 05:00 | 2040 | 9 | 0 | 0 | 0
2040-09-25 06:00 | 2040 | 9 | 0 | 0 | 0
2040-09-25 07:00 | 2040 | 9 | 0 | 0 | 0
2040-09-25 08:00 | 2040 | 9 | 0 | 0 | 0
2040-09-25 09:00 | 2040 | 9 | 0 | 0 | 0
2040-09-25 10:00 | 2040 | 9 | 0 | 0 | 0
2040-09-25 11:00 | 2040 | 9 | 0 | 0 | 0
2040-09-25 12:00 | 2040 | 9 | 0 | 0 | 0
2040-09-25 13:00 | 2040 | 9 | 0 | 0 | 0
2040-09-25 14:00 | 2040 | 9 | 0 | 0 | 0
2040-09-25 15:00 | 2040 | 9 | 0 | 0 | 0
2040-09-25 16:00 | 2040 | 9 | 0 | 0 | 0
2040-09-25 17:00 | 2040 | 9 | 0 | 0 | 0
2040-09-25 18:00 | 2040 | 9 | 0 | 0 | 0
2040-09-25 19:00 | 2040 | 9 | 0 | 0 | 0
2040-09-25 20:00 | 2040 | 9 | 0 | 0 | 0
2040-09-25 21:00 | 2040 | 9 | 0 | 0 | 0
2040-09-25 22:00 | 2040 | 9 | 0 | 0 | 0
2040-09-25 23:00 | 2040 | 9 | 0 | 0 | 0
2040-09-26 | 2040 | 9 | 0 | 0 | 0
2040-09-26 01:00 | 2040 | 9 | 0 | 0 | 0
2040-09-26 02:00 | 2040 | 9 | 0 | 0 | 0
2040-09-26 03:00 | 2040 | 9 | 0 | 0 | 0
2040-09-26 04:00 | 2040 | 9 | 0 | 0 | 0
2040-09-26 05:00 | 2040 | 9 | 0 | 0 | 0
2040-09-26 06:00 | 2040 | 9 | 0 | 0 | 0
2040-09-26 07:00 | 2040 | 9 | 0 | 0 | 0
2040-09-26 08:00 | 2040 | 9 | 0 | 0 | 0
2040-09-26 09:00 | 2040 | 9 | 0 | 0 | 0
2040-09-26 10:00 | 2040 | 9 | 0 | 0 | 0
2040-09-26 11:00 | 2040 | 9 | 0 | 0 | 0
2040-09-26 12:00 | 2040 | 9 | 0 | 0 | 0
2040-09-26 13:00 | 2040 | 9 | 0 | 0 | 0
2040-09-26 14:00 | 2040 | 9 | 0 | 0 | 0
2040-09-26 15:00 | 2040 | 9 | 0 | 0 | 0
2040-09-26 16:00 | 2040 | 9 | 0 | 0 | 0
2040-09-26 17:00 | 2040 | 9 | 0 | 0 | 0
2040-09-26 18:00 | 2040 | 9 | 0 | 0 | 0
2040-09-26 19:00 | 2040 | 9 | 0 | 0 | 0
2040-09-26 20:00 | 2040 | 9 | 0 | 0 | 0
2040-09-26 21:00 | 2040 | 9 | 0 | 0 | 0
2040-09-26 22:00 | 2040 | 9 | 0 | 0 | 0
2040-09-26 23:00 | 2040 | 9 | 0 | 0 | 0
2040-09-27 | 2040 | 9 | 0 | 0 | 0
2040-09-27 01:00 | 2040 | 9 | 0 | 0 | 0
2040-09-27 02:00 | 2040 | 9 | 0 | 0 | 0
2040-09-27 03:00 | 2040 | 9 | 0 | 0 | 0
2040-09-27 04:00 | 2040 | 9 | 0 | 0 | 0
2040-09-27 05:00 | 2040 | 9 | 0 | 0 | 0
2040-09-27 06:00 | 2040 | 9 | 0 | 0 | 0
2040-09-27 07:00 | 2040 | 9 | 0 | 0 | 0
2040-09-27 08:00 | 2040 | 9 | 0 | 0 | 0
2040-09-27 09:00 | 2040 | 9 | 0 | 0 | 0
2040-09-27 10:00 | 2040 | 9 | 0 | 0 | 0
2040-09-27 11:00 | 2040 | 9 | 0 | 0 | 0
2040-09-27 12:00 | 2040 | 9 | 0 | 0 | 0
2040-09-27 13:00 | 2040 | 9 | 0 | 0 | 0
2040-09-27 14:00 | 2040 | 9 | 0 | 0 | 0
2040-09-27 15:00 | 2040 | 9 | 0 | 0 | 0
2040-09-27 16:00 | 2040 | 9 | 0 | 0 | 0
2040-09-27 17:00 | 2040 | 9 | 0 | 0 | 0
2040-09-27 18:00 | 2040 | 9 | 0 | 0 | 0
2040-09-27 19:00 | 2040 | 9 | 0 | 0 | 0
2040-09-27 20:00 | 2040 | 9 | 0 | 0 | 0
2040-09-27 21:00 | 2040 | 9 | 0 | 0 | 0
2040-09-27 22:00 | 2040 | 9 | 0 | 0 | 0
2040-09-27 23:00 | 2040 | 9 | 0 | 0 | 0
2040-09-28 | 2040 | 9 | 0 | 0 | 0
2040-09-28 01:00 | 2040 | 9 | 0 | 0 | 0
2040-09-28 02:00 | 2040 | 9 | 0 | 0 | 0
2040-09-28 03:00 | 2040 | 9 | 0 | 0 | 0
2040-09-28 04:00 | 2040 | 9 | 0 | 0 | 0
2040-09-28 05:00 | 2040 | 9 | 0 | 0 | 0
2040-09-28 06:00 | 2040 | 9 | 0 | 0 | 0
2040-09-28 07:00 | 2040 | 9 | 0 | 0 | 0
2040-09-28 08:00 | 2040 | 9 | 0 | 0 | 0
2040-09-28 09:00 | 2040 | 9 | 0 | 0 | 0
2040-09-28 10:00 | 2040 | 9 | 0 | 0 | 0
2040-09-28 11:00 | 2040 | 9 | 0 | 0 | 0
2040-09-28 12:00 | 2040 | 9 | 0 | 0 | 0
2040-09-28 13:00 | 2040 | 9 | 0 | 0 | 0
2040-09-28 14:00 | 2040 | 9 | 0 | 0 | 0
2040-09-28 15:00 | 2040 | 9 | 0 | 0 | 0
2040-09-28 16:00 | 2040 | 9 | 0 | 0 | 0
2040-09-28 17:00 | 2040 | 9 | 0 | 0 | 0
2040-09-28 18:00 | 2040 | 9 | 0 | 0 | 0
2040-09-28 19:00 | 2040 | 9 | 0 | 0 | 0
2040-09-28 20:00 | 2040 | 9 | 0 | 0 | 0
2040-09-28 21:00 | 2040 | 9 | 0 | 0 | 0
2040-09-28 22:00 | 2040 | 9 | 0 | 0 | 0
2040-09-28 23:00 | 2040 | 9 | 0 | 0 | 0
2040-09-29 | 2040 | 9 | 0 | 0 | 0
2040-09-29 01:00 | 2040 | 9 | 0 | 0 | 0
2040-09-29 02:00 | 2040 | 9 | 0 | 0 | 0
2040-09-29 03:00 | 2040 | 9 | 0 | 0 | 0
2040-09-29 04:00 | 2040 | 9 | 0 | 0 | 0
2040-09-29 05:00 | 2040 | 9 | 0 | 0 | 0
2040-09-29 06:00 | 2040 | 9 | 0 | 0 | 0
2040-09-29 07:00 | 2040 | 9 | 0 | 0 | 0
2040-09-29 08:00 | 2040 | 9 | 0 | 0 | 0
2040-09-29 09:00 | 2040 | 9 | 0 | 0 | 0
2040-09-29 10:00 | 2040 | 9 | 0 | 0 | 0
2040-09-29 11:00 | 2040 | 9 | 0 | 0 | 0
2040-09-29 12:00 | 2040 | 9 | 0 | 0 | 0
2040-09-29 13:00 | 2040 | 9 | 0 | 0 | 0
2040-09-29 14:00 | 2040 | 9 | 0 | 0 | 0
2040-09-29 15:00 | 2040 | 9 | 0 | 0 | 0
2040-09-29 16:00 | 2040 | 9 | 0 | 0 | 0
2040-09-29 17:00 | 2040 | 9 | 0 | 0 | 0
2040-09-29 18:00 | 2040 | 9 | 0 | 0 | 0
2040-09-29 19:00 | 2040 | 9 | 0 | 0 | 0
2040-09-29 20:00 | 2040 | 9 | 0 | 0 | 0
2040-09-29 21:00 | 2040 | 9 | 0 | 0 | 0
2040-09-29 22:00 | 2040 | 9 | 0 | 0 | 0
2040-09-29 23:00 | 2040 | 9 | 0 | 0 | 0
2040-09-30 | 2040 | 9 | 0 | 0 | 0
2040-09-30 01:00 | 2040 | 9 | 0 | 0 | 0
2040-09-30 02:00 | 2040 | 9 | 0 | 0 | 0
2040-09-30 03:00 | 2040 | 9 | 0 | 0 | 0
2040-09-30 04:00 | 2040 | 9 | 0 | 0 | 0
2040-09-30 05:00 | 2040 | 9 | 0 | 0 | 0
2040-09-30 06:00 | 2040 | 9 | 0 | 0 | 0
2040-09-30 07:00 | 2040 | 9 | 0 | 0 | 0
2040-09-30 08:00 | 2040 | 9 | 0 | 0 | 0
2040-09-30 09:00 | 2040 | 9 | 0 | 0 | 0
2040-09-30 10:00 | 2040 | 9 | 0 | 0 | 0
2040-09-30 11:00 | 2040 | 9 | 0 | 0 | 0
2040-09-30 12:00 | 2040 | 9 | 0 | 0 | 0
2040-09-30 13:00 | 2040 | 9 | 0 | 0 | 0
2040-09-30 14:00 | 2040 | 9 | 0 | 0 | 0
2040-09-30 15:00 | 2040 | 9 | 0 | 0 | 0
2040-09-30 16:00 | 2040 | 9 | 0 | 0 | 0
2040-09-30 17:00 | 2040 | 9 | 0 | 0 | 0
2040-09-30 18:00 | 2040 | 9 | 0 | 0 | 0
2040-09-30 19:00 | 2040 | 9 | 0 | 0 | 0
2040-09-30 20:00 | 2040 | 9 | 0 | 0 | 0
2040-09-30 21:00 | 2040 | 9 | 0 | 0 | 0
2040-09-30 22:00 | 2040 | 9 | 0 | 0 | 0
2040-09-30 23:00 | 2040 | 9 | 0 | 0 | 0
2040-10-01 | 2040 | 10 | 0 | 0 | 0
2040-10-01 01:00 | 2040 | 10 | 0 | 0 | 0
2040-10-01 02:00 | 2040 | 10 | 0 | 0 | 0
2040-10-01 03:00 | 2040 | 10 | 0 | 0 | 0
2040-10-01 04:00 | 2040 | 10 | 0 | 0 | 0
2040-10-01 05:00 | 2040 | 10 | 0 | 0 | 0
2040-10-01 06:00 | 2040 | 10 | 0 | 0 | 0
2040-10-01 07:00 | 2040 | 10 | 0 | 0 | 0
2040-10-01 08:00 | 2040 | 10 | 0 | 0 | 0
2040-10-01 09:00 | 2040 | 10 | 0 | 0 | 0
2040-10-01 10:00 | 2040 | 10 | 0 | 0 | 0
2040-10-01 11:00 | 2040 | 10 | 0 | 0 | 0
2040-10-01 12:00 | 2040 | 10 | 0 | 0 | 0
2040-10-01 13:00 | 2040 | 10 | 0 | 0 | 0
2040-10-01 14:00 | 2040 | 10 | 0 | 0 | 0
2040-10-01 15:00 | 2040 | 10 | 0 | 0 | 0
2040-10-01 16:00 | 2040 | 10 | 0 | 0 | 0
2040-10-01 17:00 | 2040 | 10 | 0 | 0 | 0
2040-10-01 18:00 | 2040 | 10 | 0 | 0 | 0
2040-10-01 19:00 | 2040 | 10 | 0 | 0 | 0
2040-10-01 20:00 | 2040 | 10 | 0 | 0 | 0
2040-10-01 21:00 | 2040 | 10 | 0 | 0 | 0
2040-10-01 22:00 | 2040 | 10 | 0 | 0 | 0
2040-10-01 23:00 | 2040 | 10 | 0 | 0 | 0
2040-10-02 | 2040 | 10 | 0 | 0 | 0
2040-10-02 01:00 | 2040 | 10 | 0 | 0 | 0
2040-10-02 02:00 | 2040 | 10 | 0 | 0 | 0
2040-10-02 03:00 | 2040 | 10 | 0 | 0 | 0
2040-10-02 04:00 | 2040 | 10 | 0 | 0 | 0
2040-10-02 05:00 | 2040 | 10 | 0 | 0 | 0
2040-10-02 06:00 | 2040 | 10 | 0 | 0 | 0
2040-10-02 07:00 | 2040 | 10 | 0 | 0 | 0
2040-10-02 08:00 | 2040 | 10 | 0 | 0 | 0
2040-10-02 09:00 | 2040 | 10 | 0 | 0 | 0
2040-10-02 10:00 | 2040 | 10 | 0 | 0 | 0
2040-10-02 11:00 | 2040 | 10 | 0 | 0 | 0
2040-10-02 12:00 | 2040 | 10 | 0 | 0 | 0
2040-10-02 13:00 | 2040 | 10 | 0 | 0 | 0
2040-10-02 14:00 | 2040 | 10 | 0 | 0 | 0
2040-10-02 15:00 | 2040 | 10 | 0 | 0 | 0
2040-10-02 16:00 | 2040 | 10 | 0 | 0 | 0
2040-10-02 17:00 | 2040 | 10 | 0 | 0 | 0
2040-10-02 18:00 | 2040 | 10 | 0 | 0 | 0
2040-10-02 19:00 | 2040 | 10 | 0 | 0 | 0
2040-10-02 20:00 | 2040 | 10 | 0 | 0 | 0
2040-10-02 21:00 | 2040 | 10 | 0 | 0 | 0
2040-10-02 22:00 | 2040 | 10 | 0 | 0 | 0
2040-10-02 23:00 | 2040 | 10 | 0 | 0 | 0
2040-10-03 | 2040 | 10 | 0 | 0 | 0
2040-10-03 01:00 | 2040 | 10 | 0 | 0 | 0
2040-10-03 02:00 | 2040 | 10 | 0 | 0 | 0
2040-10-03 03:00 | 2040 | 10 | 0 | 0 | 0
2040-10-03 04:00 | 2040 | 10 | 0 | 0 | 0
2040-10-03 05:00 | 2040 | 10 | 0 | 0 | 0
2040-10-03 06:00 | 2040 | 10 | 0 | 0 | 0
2040-10-03 07:00 | 2040 | 10 | 0 | 0 | 0
2040-10-03 08:00 | 2040 | 10 | 0 | 0 | 0
2040-10-03 09:00 | 2040 | 10 | 0 | 0 | 0
2040-10-03 10:00 | 2040 | 10 | 0 | 0 | 0
2040-10-03 11:00 | 2040 | 10 | 0 | 0 | 0
2040-10-03 12:00 | 2040 | 10 | 0 | 0 | 0
2040-10-03 13:00 | 2040 | 10 | 0 | 0 | 0
2040-10-03 14:00 | 2040 | 10 | 0 | 0 | 0
2040-10-03 15:00 | 2040 | 10 | 0 | 0 | 0
2040-10-03 16:00 | 2040 | 10 | 0 | 0 | 0
2040-10-03 17:00 | 2040 | 10 | 0 | 0 | 0
2040-10-03 18:00 | 2040 | 10 | 0 | 0 | 0
2040-10-03 19:00 | 2040 | 10 | 0 | 0 | 0
2040-10-03 20:00 | 2040 | 10 | 0 | 0 | 0
2040-10-03 21:00 | 2040 | 10 | 0 | 0 | 0
2040-10-03 22:00 | 2040 | 10 | 0 | 0 | 0
2040-10-03 23:00 | 2040 | 10 | 0 | 0 | 0
2040-10-04 | 2040 | 10 | 0 | 0 | 0
2040-10-04 01:00 | 2040 | 10 | 0 | 0 | 0
2040-10-04 02:00 | 2040 | 10 | 0 | 0 | 0
2040-10-04 03:00 | 2040 | 10 | 0 | 0 | 0
2040-10-04 04:00 | 2040 | 10 | 0 | 0 | 0
2040-10-04 05:00 | 2040 | 10 | 0 | 0 | 0
2040-10-04 06:00 | 2040 | 10 | 0 | 0 | 0
2040-10-04 07:00 | 2040 | 10 | 0 | 0 | 0
2040-10-04 08:00 | 2040 | 10 | 0 | 0 | 0
2040-10-04 09:00 | 2040 | 10 | 0 | 0 | 0
2040-10-04 10:00 | 2040 | 10 | 0 | 0 | 0
2040-10-04 11:00 | 2040 | 10 | 0 | 0 | 0
2040-10-04 12:00 | 2040 | 10 | 0 | 0 | 0
2040-10-04 13:00 | 2040 | 10 | 0 | 0 | 0
2040-10-04 14:00 | 2040 | 10 | 0 | 0 | 0
2040-10-04 15:00 | 2040 | 10 | 0 | 0 | 0
2040-10-04 16:00 | 2040 | 10 | 0 | 0 | 0
2040-10-04 17:00 | 2040 | 10 | 0 | 0 | 0
2040-10-04 18:00 | 2040 | 10 | 0 | 0 | 0
2040-10-04 19:00 | 2040 | 10 | 0 | 0 | 0
2040-10-04 20:00 | 2040 | 10 | 0 | 0 | 0
2040-10-04 21:00 | 2040 | 10 | 0 | 0 | 0
2040-10-04 22:00 | 2040 | 10 | 0 | 0 | 0
2040-10-04 23:00 | 2040 | 10 | 0 | 0 | 0
2040-10-05 | 2040 | 10 | 0 | 0 | 0
2040-10-05 01:00 | 2040 | 10 | 0 | 0 | 0
2040-10-05 02:00 | 2040 | 10 | 0 | 0 | 0
2040-10-05 03:00 | 2040 | 10 | 0 | 0 | 0
2040-10-05 04:00 | 2040 | 10 | 0 | 0 | 0
2040-10-05 05:00 | 2040 | 10 | 0 | 0 | 0
2040-10-05 06:00 | 2040 | 10 | 0 | 0 | 0
2040-10-05 07:00 | 2040 | 10 | 0 | 0 | 0
2040-10-05 08:00 | 2040 | 10 | 0 | 0 | 0
2040-10-05 09:00 | 2040 | 10 | 0 | 0 | 0
2040-10-05 10:00 | 2040 | 10 | 0 | 0 | 0
2040-10-05 11:00 | 2040 | 10 | 0 | 0 | 0
2040-10-05 12:00 | 2040 | 10 | 0 | 0 | 0
2040-10-05 13:00 | 2040 | 10 | 0 | 0 | 0
2040-10-05 14:00 | 2040 | 10 | 0 | 0 | 0
2040-10-05 15:00 | 2040 | 10 | 0 | 0 | 0
2040-10-05 16:00 | 2040 | 10 | 0 | 0 | 0
2040-10-05 17:00 | 2040 | 10 | 0 | 0 | 0
2040-10-05 18:00 | 2040 | 10 | 0 | 0 | 0
2040-10-05 19:00 | 2040 | 10 | 0 | 0 | 0
2040-10-05 20:00 | 2040 | 10 | 0 | 0 | 0
2040-10-05 21:00 | 2040 | 10 | 0 | 0 | 0
2040-10-05 22:00 | 2040 | 10 | 0 | 0 | 0
2040-10-05 23:00 | 2040 | 10 | 0 | 0 | 0
2040-10-06 | 2040 | 10 | 0 | 0 | 0
2040-10-06 01:00 | 2040 | 10 | 0 | 0 | 0
2040-10-06 02:00 | 2040 | 10 | 0 | 0 | 0
2040-10-06 03:00 | 2040 | 10 | 0 | 0 | 0
2040-10-06 04:00 | 2040 | 10 | 0 | 0 | 0
2040-10-06 05:00 | 2040 | 10 | 0 | 0 | 0
2040-10-06 06:00 | 2040 | 10 | 0 | 0 | 0
2040-10-06 07:00 | 2040 | 10 | 0 | 0 | 0
2040-10-06 08:00 | 2040 | 10 | 0 | 0 | 0
2040-10-06 09:00 | 2040 | 10 | 0 | 0 | 0
2040-10-06 10:00 | 2040 | 10 | 0 | 0 | 0
2040-10-06 11:00 | 2040 | 10 | 0 | 0 | 0
2040-10-06 12:00 | 2040 | 10 | 0 | 0 | 0
2040-10-06 13:00 | 2040 | 10 | 0 | 0 | 0
2040-10-06 14:00 | 2040 | 10 | 0 | 0 | 0
2040-10-06 15:00 | 2040 | 10 | 0 | 0 | 0
2040-10-06 16:00 | 2040 | 10 | 0 | 0 | 0
2040-10-06 17:00 | 2040 | 10 | 0 | 0 | 0
2040-10-06 18:00 | 2040 | 10 | 0 | 0 | 0
2040-10-06 19:00 | 2040 | 10 | 0 | 0 | 0
2040-10-06 20:00 | 2040 | 10 | 0 | 0 | 0
2040-10-06 21:00 | 2040 | 10 | 0 | 0 | 0
2040-10-06 22:00 | 2040 | 10 | 0 | 0 | 0
2040-10-06 23:00 | 2040 | 10 | 0 | 0 | 0
2040-10-07 | 2040 | 10 | 0 | 0 | 0
2040-10-07 01:00 | 2040 | 10 | 0 | 0 | 0
2040-10-07 02:00 | 2040 | 10 | 0 | 0 | 0
2040-10-07 03:00 | 2040 | 10 | 0 | 0 | 0
2040-10-07 04:00 | 2040 | 10 | 0 | 0 | 0
2040-10-07 05:00 | 2040 | 10 | 0 | 0 | 0
2040-10-07 06:00 | 2040 | 10 | 0 | 0 | 0
2040-10-07 07:00 | 2040 | 10 | 0 | 0 | 0
2040-10-07 08:00 | 2040 | 10 | 0 | 0 | 0
2040-10-07 09:00 | 2040 | 10 | 0 | 0 | 0
2040-10-07 10:00 | 2040 | 10 | 0 | 0 | 0
2040-10-07 11:00 | 2040 | 10 | 0 | 0 | 0
2040-10-07 12:00 | 2040 | 10 | 0 | 0 | 0
2040-10-07 13:00 | 2040 | 10 | 0 | 0 | 0
2040-10-07 14:00 | 2040 | 10 | 0 | 0 | 0
2040-10-07 15:00 | 2040 | 10 | 0 | 0 | 0
2040-10-07 16:00 | 2040 | 10 | 0 | 0 | 0
2040-10-07 17:00 | 2040 | 10 | 0 | 0 | 0
2040-10-07 18:00 | 2040 | 10 | 0 | 0 | 0
2040-10-07 19:00 | 2040 | 10 | 0 | 0 | 0
2040-10-07 20:00 | 2040 | 10 | 0 | 0 | 0
2040-10-07 21:00 | 2040 | 10 | 0 | 0 | 0
2040-10-07 22:00 | 2040 | 10 | 0 | 0 | 0
2040-10-07 23:00 | 2040 | 10 | 0 | 0 | 0
2040-10-08 | 2040 | 10 | 0 | 0 | 0
2040-10-08 01:00 | 2040 | 10 | 0 | 0 | 0
2040-10-08 02:00 | 2040 | 10 | 0 | 0 | 0
2040-10-08 03:00 | 2040 | 10 | 0 | 0 | 0
2040-10-08 04:00 | 2040 | 10 | 0 | 0 | 0
2040-10-08 05:00 | 2040 | 10 | 0 | 0 | 0
2040-10-08 06:00 | 2040 | 10 | 0 | 0 | 0
2040-10-08 07:00 | 2040 | 10 | 0 | 0 | 0
2040-10-08 08:00 | 2040 | 10 | 0 | 0 | 0
2040-10-08 09:00 | 2040 | 10 | 0 | 0 | 0
2040-10-08 10:00 | 2040 | 10 | 0 | 0 | 0
2040-10-08 11:00 | 2040 | 10 | 0 | 0 | 0
2040-10-08 12:00 | 2040 | 10 | 0 | 0 | 0
2040-10-08 13:00 | 2040 | 10 | 0 | 0 | 0
2040-10-08 14:00 | 2040 | 10 | 0 | 0 | 0
2040-10-08 15:00 | 2040 | 10 | 0 | 0 | 0
2040-10-08 16:00 | 2040 | 10 | 0 | 0 | 0
2040-10-08 17:00 | 2040 | 10 | 0 | 0 | 0
2040-10-08 18:00 | 2040 | 10 | 0 | 0 | 0
2040-10-08 19:00 | 2040 | 10 | 0 | 0 | 0
2040-10-08 20:00 | 2040 | 10 | 0 | 0 | 0
2040-10-08 21:00 | 2040 | 10 | 0 | 0 | 0
2040-10-08 22:00 | 2040 | 10 | 0 | 0 | 0
2040-10-08 23:00 | 2040 | 10 | 0 | 0 | 0
2040-10-09 | 2040 | 10 | 0 | 0 | 0
2040-10-09 01:00 | 2040 | 10 | 0 | 0 | 0
2040-10-09 02:00 | 2040 | 10 | 0 | 0 | 0
2040-10-09 03:00 | 2040 | 10 | 0 | 0 | 0
2040-10-09 04:00 | 2040 | 10 | 0 | 0 | 0
2040-10-09 05:00 | 2040 | 10 | 0 | 0 | 0
2040-10-09 06:00 | 2040 | 10 | 0 | 0 | 0
2040-10-09 07:00 | 2040 | 10 | 0 | 0 | 0
2040-10-09 08:00 | 2040 | 10 | 0 | 0 | 0
2040-10-09 09:00 | 2040 | 10 | 0 | 0 | 0
2040-10-09 10:00 | 2040 | 10 | 0 | 0 | 0
2040-10-09 11:00 | 2040 | 10 | 0 | 0 | 0
2040-10-09 12:00 | 2040 | 10 | 0 | 0 | 0
2040-10-09 13:00 | 2040 | 10 | 0 | 0 | 0
2040-10-09 14:00 | 2040 | 10 | 0 | 0 | 0
2040-10-09 15:00 | 2040 | 10 | 0 | 0 | 0
2040-10-09 16:00 | 2040 | 10 | 0 | 0 | 0
2040-10-09 17:00 | 2040 | 10 | 0 | 0 | 0
2040-10-09 18:00 | 2040 | 10 | 0 | 0 | 0
2040-10-09 19:00 | 2040 | 10 | 0 | 0 | 0
2040-10-09 20:00 | 2040 | 10 | 0 | 0 | 0
2040-10-09 21:00 | 2040 | 10 | 0 | 0 | 0
2040-10-09 22:00 | 2040 | 10 | 0 | 0 | 0
2040-10-09 23:00 | 2040 | 10 | 0 | 0 | 0
2040-10-10 | 2040 | 10 | 0 | 0 | 0
2040-10-10 01:00 | 2040 | 10 | 0 | 0 | 0
2040-10-10 02:00 | 2040 | 10 | 0 | 0 | 0
2040-10-10 03:00 | 2040 | 10 | 0 | 0 | 0
2040-10-10 04:00 | 2040 | 10 | 0 | 0 | 0
2040-10-10 05:00 | 2040 | 10 | 0 | 0 | 0
2040-10-10 06:00 | 2040 | 10 | 0 | 0 | 0
2040-10-10 07:00 | 2040 | 10 | 0 | 0 | 0
2040-10-10 08:00 | 2040 | 10 | 0 | 0 | 0
2040-10-10 09:00 | 2040 | 10 | 0 | 0 | 0
2040-10-10 10:00 | 2040 | 10 | 0 | 0 | 0
2040-10-10 11:00 | 2040 | 10 | 0 | 0 | 0
2040-10-10 12:00 | 2040 | 10 | 0 | 0 | 0
2040-10-10 13:00 | 2040 | 10 | 0 | 0 | 0
2040-10-10 14:00 | 2040 | 10 | 0 | 0 | 0
2040-10-10 15:00 | 2040 | 10 | 0 | 0 | 0
2040-10-10 16:00 | 2040 | 10 | 0 | 0 | 0
2040-10-10 17:00 | 2040 | 10 | 0 | 0 | 0
2040-10-10 18:00 | 2040 | 10 | 0 | 0 | 0
2040-10-10 19:00 | 2040 | 10 | 0 | 0 | 0
2040-10-10 20:00 | 2040 | 10 | 0 | 0 | 0
2040-10-10 21:00 | 2040 | 10 | 0 | 0 | 0
2040-10-10 22:00 | 2040 | 10 | 0 | 0 | 0
2040-10-10 23:00 | 2040 | 10 | 0 | 0 | 0
2040-10-11 | 2040 | 10 | 0 | 0 | 0
2040-10-11 01:00 | 2040 | 10 | 0 | 0 | 0
2040-10-11 02:00 | 2040 | 10 | 0 | 0 | 0
2040-10-11 03:00 | 2040 | 10 | 0 | 0 | 0
2040-10-11 04:00 | 2040 | 10 | 0 | 0 | 0
2040-10-11 05:00 | 2040 | 10 | 0 | 0 | 0
2040-10-11 06:00 | 2040 | 10 | 0 | 0 | 0
2040-10-11 07:00 | 2040 | 10 | 0 | 0 | 0
2040-10-11 08:00 | 2040 | 10 | 0 | 0 | 0
2040-10-11 09:00 | 2040 | 10 | 0 | 0 | 0
2040-10-11 10:00 | 2040 | 10 | 0 | 0 | 0
2040-10-11 11:00 | 2040 | 10 | 0 | 0 | 0
2040-10-11 12:00 | 2040 | 10 | 0 | 0 | 0
2040-10-11 13:00 | 2040 | 10 | 0 | 0 | 0
2040-10-11 14:00 | 2040 | 10 | 0 | 0 | 0
2040-10-11 15:00 | 2040 | 10 | 0 | 0 | 0
2040-10-11 16:00 | 2040 | 10 | 0 | 0 | 0
2040-10-11 17:00 | 2040 | 10 | 0 | 0 | 0
2040-10-11 18:00 | 2040 | 10 | 0 | 0 | 0
2040-10-11 19:00 | 2040 | 10 | 0 | 0 | 0
2040-10-11 20:00 | 2040 | 10 | 0 | 0 | 0
2040-10-11 21:00 | 2040 | 10 | 0 | 0 | 0
2040-10-11 22:00 | 2040 | 10 | 0 | 0 | 0
2040-10-11 23:00 | 2040 | 10 | 0 | 0 | 0
2040-10-12 | 2040 | 10 | 0 | 0 | 0
2040-10-12 01:00 | 2040 | 10 | 0 | 0 | 0
2040-10-12 02:00 | 2040 | 10 | 0 | 0 | 0
2040-10-12 03:00 | 2040 | 10 | 0 | 0 | 0
2040-10-12 04:00 | 2040 | 10 | 0 | 0 | 0
2040-10-12 05:00 | 2040 | 10 | 0 | 0 | 0
2040-10-12 06:00 | 2040 | 10 | 0 | 0 | 0
2040-10-12 07:00 | 2040 | 10 | 0 | 0 | 0
2040-10-12 08:00 | 2040 | 10 | 0 | 0 | 0
2040-10-12 09:00 | 2040 | 10 | 0 | 0 | 0
2040-10-12 10:00 | 2040 | 10 | 0 | 0 | 0
2040-10-12 11:00 | 2040 | 10 | 0 | 0 | 0
2040-10-12 12:00 | 2040 | 10 | 0 | 0 | 0
2040-10-12 13:00 | 2040 | 10 | 0 | 0 | 0
2040-10-12 14:00 | 2040 | 10 | 0 | 0 | 0
2040-10-12 15:00 | 2040 | 10 | 0 | 0 | 0
2040-10-12 16:00 | 2040 | 10 | 0 | 0 | 0
2040-10-12 17:00 | 2040 | 10 | 0 | 0 | 0
2040-10-12 18:00 | 2040 | 10 | 0 | 0 | 0
2040-10-12 19:00 | 2040 | 10 | 0 | 0 | 0
2040-10-12 20:00 | 2040 | 10 | 0 | 0 | 0
2040-10-12 21:00 | 2040 | 10 | 0 | 0 | 0
2040-10-12 22:00 | 2040 | 10 | 0 | 0 | 0
2040-10-12 23:00 | 2040 | 10 | 0 | 0 | 0
2040-10-13 | 2040 | 10 | 0 | 0 | 0
2040-10-13 01:00 | 2040 | 10 | 0 | 0 | 0
2040-10-13 02:00 | 2040 | 10 | 0 | 0 | 0
2040-10-13 03:00 | 2040 | 10 | 0 | 0 | 0
2040-10-13 04:00 | 2040 | 10 | 0 | 0 | 0
2040-10-13 05:00 | 2040 | 10 | 0 | 0 | 0
2040-10-13 06:00 | 2040 | 10 | 0 | 0 | 0
2040-10-13 07:00 | 2040 | 10 | 0 | 0 | 0
2040-10-13 08:00 | 2040 | 10 | 0 | 0 | 0
2040-10-13 09:00 | 2040 | 10 | 0 | 0 | 0
2040-10-13 10:00 | 2040 | 10 | 0 | 0 | 0
2040-10-13 11:00 | 2040 | 10 | 0 | 0 | 0
2040-10-13 12:00 | 2040 | 10 | 0 | 0 | 0
2040-10-13 13:00 | 2040 | 10 | 0 | 0 | 0
2040-10-13 14:00 | 2040 | 10 | 0 | 0 | 0
2040-10-13 15:00 | 2040 | 10 | 0 | 0 | 0
2040-10-13 16:00 | 2040 | 10 | 0 | 0 | 0
2040-10-13 17:00 | 2040 | 10 | 0 | 0 | 0
2040-10-13 18:00 | 2040 | 10 | 0 | 0 | 0
2040-10-13 19:00 | 2040 | 10 | 0 | 0 | 0
2040-10-13 20:00 | 2040 | 10 | 0 | 0 | 0
2040-10-13 21:00 | 2040 | 10 | 0 | 0 | 0
2040-10-13 22:00 | 2040 | 10 | 0 | 0 | 0
2040-10-13 23:00 | 2040 | 10 | 0 | 0 | 0
2040-10-14 | 2040 | 10 | 0 | 0 | 0
2040-10-14 01:00 | 2040 | 10 | 0 | 0 | 0
2040-10-14 02:00 | 2040 | 10 | 0 | 0 | 0
2040-10-14 03:00 | 2040 | 10 | 0 | 0 | 0
2040-10-14 04:00 | 2040 | 10 | 0 | 0 | 0
2040-10-14 05:00 | 2040 | 10 | 0 | 0 | 0
2040-10-14 06:00 | 2040 | 10 | 0 | 0 | 0
2040-10-14 07:00 | 2040 | 10 | 0 | 0 | 0
2040-10-14 08:00 | 2040 | 10 | 0 | 0 | 0
2040-10-14 09:00 | 2040 | 10 | 0 | 0 | 0
2040-10-14 10:00 | 2040 | 10 | 0 | 0 | 0
2040-10-14 11:00 | 2040 | 10 | 0 | 0 | 0
2040-10-14 12:00 | 2040 | 10 | 0 | 0 | 0
2040-10-14 13:00 | 2040 | 10 | 0 | 0 | 0
2040-10-14 14:00 | 2040 | 10 | 0 | 0 | 0
2040-10-14 15:00 | 2040 | 10 | 0 | 0 | 0
2040-10-14 16:00 | 2040 | 10 | 0 | 0 | 0
2040-10-14 17:00 | 2040 | 10 | 0 | 0 | 0
2040-10-14 18:00 | 2040 | 10 | 0 | 0 | 0
2040-10-14 19:00 | 2040 | 10 | 0 | 0 | 0
2040-10-14 20:00 | 2040 | 10 | 0 | 0 | 0
2040-10-14 21:00 | 2040 | 10 | 0 | 0 | 0
2040-10-14 22:00 | 2040 | 10 | 0 | 0 | 0
2040-10-14 23:00 | 2040 | 10 | 0 | 0 | 0
2040-10-15 | 2040 | 10 | 0 | 0 | 0
2040-10-15 01:00 | 2040 | 10 | 0 | 0 | 0
2040-10-15 02:00 | 2040 | 10 | 0 | 0 | 0
2040-10-15 03:00 | 2040 | 10 | 0 | 0 | 0
2040-10-15 04:00 | 2040 | 10 | 0 | 0 | 0
2040-10-15 05:00 | 2040 | 10 | 0 | 0 | 0
2040-10-15 06:00 | 2040 | 10 | 0 | 0 | 0
2040-10-15 07:00 | 2040 | 10 | 0 | 0 | 0
2040-10-15 08:00 | 2040 | 10 | 0 | 0 | 0
2040-10-15 09:00 | 2040 | 10 | 0 | 0 | 0
2040-10-15 10:00 | 2040 | 10 | 0 | 0 | 0
2040-10-15 11:00 | 2040 | 10 | 0 | 0 | 0
2040-10-15 12:00 | 2040 | 10 | 0 | 0 | 0
2040-10-15 13:00 | 2040 | 10 | 0 | 0 | 0
2040-10-15 14:00 | 2040 | 10 | 0 | 0 | 0
2040-10-15 15:00 | 2040 | 10 | 0 | 0 | 0
2040-10-15 16:00 | 2040 | 10 | 0 | 0 | 0
2040-10-15 17:00 | 2040 | 10 | 0 | 0 | 0
2040-10-15 18:00 | 2040 | 10 | 0 | 0 | 0
2040-10-15 19:00 | 2040 | 10 | 0 | 0 | 0
2040-10-15 20:00 | 2040 | 10 | 0 | 0 | 0
2040-10-15 21:00 | 2040 | 10 | 0 | 0 | 0
2040-10-15 22:00 | 2040 | 10 | 0 | 0 | 0
2040-10-15 23:00 | 2040 | 10 | 0 | 0 | 0
2040-10-16 | 2040 | 10 | 0 | 0 | 0
2040-10-16 01:00 | 2040 | 10 | 0 | 0 | 0
2040-10-16 02:00 | 2040 | 10 | 0 | 0 | 0
2040-10-16 03:00 | 2040 | 10 | 0 | 0 | 0
2040-10-16 04:00 | 2040 | 10 | 0 | 0 | 0
2040-10-16 05:00 | 2040 | 10 | 0 | 0 | 0
2040-10-16 06:00 | 2040 | 10 | 0 | 0 | 0
2040-10-16 07:00 | 2040 | 10 | 0 | 0 | 0
2040-10-16 08:00 | 2040 | 10 | 0 | 0 | 0
2040-10-16 09:00 | 2040 | 10 | 0 | 0 | 0
2040-10-16 10:00 | 2040 | 10 | 0 | 0 | 0
2040-10-16 11:00 | 2040 | 10 | 0 | 0 | 0
2040-10-16 12:00 | 2040 | 10 | 0 | 0 | 0
2040-10-16 13:00 | 2040 | 10 | 0 | 0 | 0
2040-10-16 14:00 | 2040 | 10 | 0 | 0 | 0
2040-10-16 15:00 | 2040 | 10 | 0 | 0 | 0
2040-10-16 16:00 | 2040 | 10 | 0 | 0 | 0
2040-10-16 17:00 | 2040 | 10 | 0 | 0 | 0
2040-10-16 18:00 | 2040 | 10 | 0 | 0 | 0
2040-10-16 19:00 | 2040 | 10 | 0 | 0 | 0
2040-10-16 20:00 | 2040 | 10 | 0 | 0 | 0
2040-10-16 21:00 | 2040 | 10 | 0 | 0 | 0
2040-10-16 22:00 | 2040 | 10 | 0 | 0 | 0
2040-10-16 23:00 | 2040 | 10 | 0 | 0 | 0
2040-10-17 | 2040 | 10 | 0 | 0 | 0
2040-10-17 01:00 | 2040 | 10 | 0 | 0 | 0
2040-10-17 02:00 | 2040 | 10 | 0 | 0 | 0
2040-10-17 03:00 | 2040 | 10 | 0 | 0 | 0
2040-10-17 04:00 | 2040 | 10 | 0 | 0 | 0
2040-10-17 05:00 | 2040 | 10 | 0 | 0 | 0
2040-10-17 06:00 | 2040 | 10 | 0 | 0 | 0
2040-10-17 07:00 | 2040 | 10 | 0 | 0 | 0
2040-10-17 08:00 | 2040 | 10 | 0 | 0 | 0
2040-10-17 09:00 | 2040 | 10 | 0 | 0 | 0
2040-10-17 10:00 | 2040 | 10 | 0 | 0 | 0
2040-10-17 11:00 | 2040 | 10 | 0 | 0 | 0
2040-10-17 12:00 | 2040 | 10 | 0 | 0 | 0
2040-10-17 13:00 | 2040 | 10 | 0 | 0 | 0
2040-10-17 14:00 | 2040 | 10 | 0 | 0 | 0
2040-10-17 15:00 | 2040 | 10 | 0 | 0 | 0
2040-10-17 16:00 | 2040 | 10 | 0 | 0 | 0
2040-10-17 17:00 | 2040 | 10 | 0 | 0 | 0
2040-10-17 18:00 | 2040 | 10 | 0 | 0 | 0
2040-10-17 19:00 | 2040 | 10 | 0 | 0 | 0
2040-10-17 20:00 | 2040 | 10 | 0 | 0 | 0
2040-10-17 21:00 | 2040 | 10 | 0 | 0 | 0
2040-10-17 22:00 | 2040 | 10 | 0 | 0 | 0
2040-10-17 23:00 | 2040 | 10 | 0 | 0 | 0
2040-10-18 | 2040 | 10 | 0 | 0 | 0
2040-10-18 01:00 | 2040 | 10 | 0 | 0 | 0
2040-10-18 02:00 | 2040 | 10 | 0 | 0 | 0
2040-10-18 03:00 | 2040 | 10 | 0 | 0 | 0
2040-10-18 04:00 | 2040 | 10 | 0 | 0 | 0
2040-10-18 05:00 | 2040 | 10 | 0 | 0 | 0
2040-10-18 06:00 | 2040 | 10 | 0 | 0 | 0
2040-10-18 07:00 | 2040 | 10 | 0 | 0 | 0
2040-10-18 08:00 | 2040 | 10 | 0 | 0 | 0
2040-10-18 09:00 | 2040 | 10 | 0 | 0 | 0
2040-10-18 10:00 | 2040 | 10 | 0 | 0 | 0
2040-10-18 11:00 | 2040 | 10 | 0 | 0 | 0
2040-10-18 12:00 | 2040 | 10 | 0 | 0 | 0
2040-10-18 13:00 | 2040 | 10 | 0 | 0 | 0
2040-10-18 14:00 | 2040 | 10 | 0 | 0 | 0
2040-10-18 15:00 | 2040 | 10 | 0 | 0 | 0
2040-10-18 16:00 | 2040 | 10 | 0 | 0 | 0
2040-10-18 17:00 | 2040 | 10 | 0 | 0 | 0
2040-10-18 18:00 | 2040 | 10 | 0 | 0 | 0
2040-10-18 19:00 | 2040 | 10 | 0 | 0 | 0
2040-10-18 20:00 | 2040 | 10 | 0 | 0 | 0
2040-10-18 21:00 | 2040 | 10 | 0 | 0 | 0
2040-10-18 22:00 | 2040 | 10 | 0 | 0 | 0
2040-10-18 23:00 | 2040 | 10 | 0 | 0 | 0
2040-10-19 | 2040 | 10 | 0 | 0 | 0
2040-10-19 01:00 | 2040 | 10 | 0 | 0 | 0
2040-10-19 02:00 | 2040 | 10 | 0 | 0 | 0
2040-10-19 03:00 | 2040 | 10 | 0 | 0 | 0
2040-10-19 04:00 | 2040 | 10 | 0 | 0 | 0
2040-10-19 05:00 | 2040 | 10 | 0 | 0 | 0
2040-10-19 06:00 | 2040 | 10 | 0 | 0 | 0
2040-10-19 07:00 | 2040 | 10 | 0 | 0 | 0
2040-10-19 08:00 | 2040 | 10 | 0 | 0 | 0
2040-10-19 09:00 | 2040 | 10 | 0 | 0 | 0
2040-10-19 10:00 | 2040 | 10 | 0 | 0 | 0
2040-10-19 11:00 | 2040 | 10 | 0 | 0 | 0
2040-10-19 12:00 | 2040 | 10 | 0 | 0 | 0
2040-10-19 13:00 | 2040 | 10 | 0 | 0 | 0
2040-10-19 14:00 | 2040 | 10 | 0 | 0 | 0
2040-10-19 15:00 | 2040 | 10 | 0 | 0 | 0
2040-10-19 16:00 | 2040 | 10 | 0 | 0 | 0
2040-10-19 17:00 | 2040 | 10 | 0 | 0 | 0
2040-10-19 18:00 | 2040 | 10 | 0 | 0 | 0
2040-10-19 19:00 | 2040 | 10 | 0 | 0 | 0
2040-10-19 20:00 | 2040 | 10 | 0 | 0 | 0
2040-10-19 21:00 | 2040 | 10 | 0 | 0 | 0
2040-10-19 22:00 | 2040 | 10 | 0 | 0 | 0
2040-10-19 23:00 | 2040 | 10 | 0 | 0 | 0
2040-10-20 | 2040 | 10 | 0 | 0 | 0
2040-10-20 01:00 | 2040 | 10 | 0 | 0 | 0
2040-10-20 02:00 | 2040 | 10 | 0 | 0 | 0
2040-10-20 03:00 | 2040 | 10 | 0 | 0 | 0
2040-10-20 04:00 | 2040 | 10 | 0 | 0 | 0
2040-10-20 05:00 | 2040 | 10 | 0 | 0 | 0
2040-10-20 06:00 | 2040 | 10 | 0 | 0 | 0
2040-10-20 07:00 | 2040 | 10 | 0 | 0 | 0
2040-10-20 08:00 | 2040 | 10 | 0 | 0 | 0
2040-10-20 09:00 | 2040 | 10 | 0 | 0 | 0
2040-10-20 10:00 | 2040 | 10 | 0 | 0 | 0
2040-10-20 11:00 | 2040 | 10 | 0 | 0 | 0
2040-10-20 12:00 | 2040 | 10 | 0 | 0 | 0
2040-10-20 13:00 | 2040 | 10 | 0 | 0 | 0
2040-10-20 14:00 | 2040 | 10 | 0 | 0 | 0
2040-10-20 15:00 | 2040 | 10 | 0 | 0 | 0
2040-10-20 16:00 | 2040 | 10 | 0 | 0 | 0
2040-10-20 17:00 | 2040 | 10 | 0 | 0 | 0
2040-10-20 18:00 | 2040 | 10 | 0 | 0 | 0
2040-10-20 19:00 | 2040 | 10 | 0 | 0 | 0
2040-10-20 20:00 | 2040 | 10 | 0 | 0 | 0
2040-10-20 21:00 | 2040 | 10 | 0 | 0 | 0
2040-10-20 22:00 | 2040 | 10 | 0 | 0 | 0
2040-10-20 23:00 | 2040 | 10 | 0 | 0 | 0
2040-10-21 | 2040 | 10 | 0 | 0 | 0
2040-10-21 01:00 | 2040 | 10 | 0 | 0 | 0
2040-10-21 02:00 | 2040 | 10 | 0 | 0 | 0
2040-10-21 03:00 | 2040 | 10 | 0 | 0 | 0
2040-10-21 04:00 | 2040 | 10 | 0 | 0 | 0
2040-10-21 05:00 | 2040 | 10 | 0 | 0 | 0
2040-10-21 06:00 | 2040 | 10 | 0 | 0 | 0
2040-10-21 07:00 | 2040 | 10 | 0 | 0 | 0
2040-10-21 08:00 | 2040 | 10 | 0 | 0 | 0
2040-10-21 09:00 | 2040 | 10 | 0 | 0 | 0
2040-10-21 10:00 | 2040 | 10 | 0 | 0 | 0
2040-10-21 11:00 | 2040 | 10 | 0 | 0 | 0
2040-10-21 12:00 | 2040 | 10 | 0 | 0 | 0
2040-10-21 13:00 | 2040 | 10 | 0 | 0 | 0
2040-10-21 14:00 | 2040 | 10 | 0 | 0 | 0
2040-10-21 15:00 | 2040 | 10 | 0 | 0 | 0
2040-10-21 16:00 | 2040 | 10 | 0 | 0 | 0
2040-10-21 17:00 | 2040 | 10 | 0 | 0 | 0
2040-10-21 18:00 | 2040 | 10 | 0 | 0 | 0
2040-10-21 19:00 | 2040 | 10 | 0 | 0 | 0
2040-10-21 20:00 | 2040 | 10 | 0 | 0 | 0
2040-10-21 21:00 | 2040 | 10 | 0 | 0 | 0
2040-10-21 22:00 | 2040 | 10 | 0 | 0 | 0
2040-10-21 23:00 | 2040 | 10 | 0 | 0 | 0
2040-10-22 | 2040 | 10 | 0 | 0 | 0
2040-10-22 01:00 | 2040 | 10 | 0 | 0 | 0
2040-10-22 02:00 | 2040 | 10 | 0 | 0 | 0
2040-10-22 03:00 | 2040 | 10 | 0 | 0 | 0
2040-10-22 04:00 | 2040 | 10 | 0 | 0 | 0
2040-10-22 05:00 | 2040 | 10 | 0 | 0 | 0
2040-10-22 06:00 | 2040 | 10 | 0 | 0 | 0
2040-10-22 07:00 | 2040 | 10 | 0 | 0 | 0
2040-10-22 08:00 | 2040 | 10 | 0 | 0 | 0
2040-10-22 09:00 | 2040 | 10 | 0 | 0 | 0
2040-10-22 10:00 | 2040 | 10 | 0 | 0 | 0
2040-10-22 11:00 | 2040 | 10 | 0 | 0 | 0
2040-10-22 12:00 | 2040 | 10 | 0 | 0 | 0
2040-10-22 13:00 | 2040 | 10 | 0 | 0 | 0
2040-10-22 14:00 | 2040 | 10 | 0 | 0 | 0
2040-10-22 15:00 | 2040 | 10 | 0 | 0 | 0
2040-10-22 16:00 | 2040 | 10 | 0 | 0 | 0
2040-10-22 17:00 | 2040 | 10 | 0 | 0 | 0
2040-10-22 18:00 | 2040 | 10 | 0 | 0 | 0
2040-10-22 19:00 | 2040 | 10 | 0 | 0 | 0
2040-10-22 20:00 | 2040 | 10 | 0 | 0 | 0
2040-10-22 21:00 | 2040 | 10 | 0 | 0 | 0
2040-10-22 22:00 | 2040 | 10 | 0 | 0 | 0
2040-10-22 23:00 | 2040 | 10 | 0 | 0 | 0
2040-10-23 | 2040 | 10 | 0 | 0 | 0
2040-10-23 01:00 | 2040 | 10 | 0 | 0 | 0
2040-10-23 02:00 | 2040 | 10 | 0 | 0 | 0
2040-10-23 03:00 | 2040 | 10 | 0 | 0 | 0
2040-10-23 04:00 | 2040 | 10 | 0 | 0 | 0
2040-10-23 05:00 | 2040 | 10 | 0 | 0 | 0
2040-10-23 06:00 | 2040 | 10 | 0 | 0 | 0
2040-10-23 07:00 | 2040 | 10 | 0 | 0 | 0
2040-10-23 08:00 | 2040 | 10 | 0 | 0 | 0
2040-10-23 09:00 | 2040 | 10 | 0 | 0 | 0
2040-10-23 10:00 | 2040 | 10 | 0 | 0 | 0
2040-10-23 11:00 | 2040 | 10 | 0 | 0 | 0
2040-10-23 12:00 | 2040 | 10 | 0 | 0 | 0
2040-10-23 13:00 | 2040 | 10 | 0 | 0 | 0
2040-10-23 14:00 | 2040 | 10 | 0 | 0 | 0
2040-10-23 15:00 | 2040 | 10 | 0 | 0 | 0
2040-10-23 16:00 | 2040 | 10 | 0 | 0 | 0
2040-10-23 17:00 | 2040 | 10 | 0 | 0 | 0
2040-10-23 18:00 | 2040 | 10 | 0 | 0 | 0
2040-10-23 19:00 | 2040 | 10 | 0 | 0 | 0
2040-10-23 20:00 | 2040 | 10 | 0 | 0 | 0
2040-10-23 21:00 | 2040 | 10 | 0 | 0 | 0
2040-10-23 22:00 | 2040 | 10 | 0 | 0 | 0
2040-10-23 23:00 | 2040 | 10 | 0 | 0 | 0
2040-10-24 | 2040 | 10 | 0 | 0 | 0
2040-10-24 01:00 | 2040 | 10 | 0 | 0 | 0
2040-10-24 02:00 | 2040 | 10 | 0 | 0 | 0
2040-10-24 03:00 | 2040 | 10 | 0 | 0 | 0
2040-10-24 04:00 | 2040 | 10 | 0 | 0 | 0
2040-10-24 05:00 | 2040 | 10 | 0 | 0 | 0
2040-10-24 06:00 | 2040 | 10 | 0 | 0 | 0
2040-10-24 07:00 | 2040 | 10 | 0 | 0 | 0
2040-10-24 08:00 | 2040 | 10 | 0 | 0 | 0
2040-10-24 09:00 | 2040 | 10 | 0 | 0 | 0
2040-10-24 10:00 | 2040 | 10 | 0 | 0 | 0
2040-10-24 11:00 | 2040 | 10 | 0 | 0 | 0
2040-10-24 12:00 | 2040 | 10 | 0 | 0 | 0
2040-10-24 13:00 | 2040 | 10 | 0 | 0 | 0
2040-10-24 14:00 | 2040 | 10 | 0 | 0 | 0
2040-10-24 15:00 | 2040 | 10 | 0 | 0 | 0
2040-10-24 16:00 | 2040 | 10 | 0 | 0 | 0
2040-10-24 17:00 | 2040 | 10 | 0 | 0 | 0
2040-10-24 18:00 | 2040 | 10 | 0 | 0 | 0
2040-10-24 19:00 | 2040 | 10 | 0 | 0 | 0
2040-10-24 20:00 | 2040 | 10 | 0 | 0 | 0
2040-10-24 21:00 | 2040 | 10 | 0 | 0 | 0
2040-10-24 22:00 | 2040 | 10 | 0 | 0 | 0
2040-10-24 23:00 | 2040 | 10 | 0 | 0 | 0
2040-10-25 | 2040 | 10 | 0 | 0 | 0
2040-10-25 01:00 | 2040 | 10 | 0 | 0 | 0
2040-10-25 02:00 | 2040 | 10 | 0 | 0 | 0
2040-10-25 03:00 | 2040 | 10 | 0 | 0 | 0
2040-10-25 04:00 | 2040 | 10 | 0 | 0 | 0
2040-10-25 05:00 | 2040 | 10 | 0 | 0 | 0
2040-10-25 06:00 | 2040 | 10 | 0 | 0 | 0
2040-10-25 07:00 | 2040 | 10 | 0 | 0 | 0
2040-10-25 08:00 | 2040 | 10 | 0 | 0 | 0
2040-10-25 09:00 | 2040 | 10 | 0 | 0 | 0
2040-10-25 10:00 | 2040 | 10 | 0 | 0 | 0
2040-10-25 11:00 | 2040 | 10 | 0 | 0 | 0
2040-10-25 12:00 | 2040 | 10 | 0 | 0 | 0
2040-10-25 13:00 | 2040 | 10 | 0 | 0 | 0
2040-10-25 14:00 | 2040 | 10 | 0 | 0 | 0
2040-10-25 15:00 | 2040 | 10 | 0 | 0 | 0
2040-10-25 16:00 | 2040 | 10 | 0 | 0 | 0
2040-10-25 17:00 | 2040 | 10 | 0 | 0 | 0
2040-10-25 18:00 | 2040 | 10 | 0 | 0 | 0
2040-10-25 19:00 | 2040 | 10 | 0 | 0 | 0
2040-10-25 20:00 | 2040 | 10 | 0 | 0 | 0
2040-10-25 21:00 | 2040 | 10 | 0 | 0 | 0
2040-10-25 22:00 | 2040 | 10 | 0 | 0 | 0
2040-10-25 23:00 | 2040 | 10 | 0 | 0 | 0
2040-10-26 | 2040 | 10 | 0 | 0 | 0
2040-10-26 01:00 | 2040 | 10 | 0 | 0 | 0
2040-10-26 02:00 | 2040 | 10 | 0 | 0 | 0
2040-10-26 03:00 | 2040 | 10 | 0 | 0 | 0
2040-10-26 04:00 | 2040 | 10 | 0 | 0 | 0
2040-10-26 05:00 | 2040 | 10 | 0 | 0 | 0
2040-10-26 06:00 | 2040 | 10 | 0 | 0 | 0
2040-10-26 07:00 | 2040 | 10 | 0 | 0 | 0
2040-10-26 08:00 | 2040 | 10 | 0 | 0 | 0
2040-10-26 09:00 | 2040 | 10 | 0 | 0 | 0
2040-10-26 10:00 | 2040 | 10 | 0 | 0 | 0
2040-10-26 11:00 | 2040 | 10 | 0 | 0 | 0
2040-10-26 12:00 | 2040 | 10 | 0 | 0 | 0
2040-10-26 13:00 | 2040 | 10 | 0 | 0 | 0
2040-10-26 14:00 | 2040 | 10 | 0 | 0 | 0
2040-10-26 15:00 | 2040 | 10 | 0 | 0 | 0
2040-10-26 16:00 | 2040 | 10 | 0 | 0 | 0
2040-10-26 17:00 | 2040 | 10 | 0 | 0 | 0
2040-10-26 18:00 | 2040 | 10 | 0 | 0 | 0
2040-10-26 19:00 | 2040 | 10 | 0 | 0 | 0
2040-10-26 20:00 | 2040 | 10 | 0 | 0 | 0
2040-10-26 21:00 | 2040 | 10 | 0 | 0 | 0
2040-10-26 22:00 | 2040 | 10 | 0 | 0 | 0
2040-10-26 23:00 | 2040 | 10 | 0 | 0 | 0
2040-10-27 | 2040 | 10 | 0 | 0 | 0
2040-10-27 01:00 | 2040 | 10 | 0 | 0 | 0
2040-10-27 02:00 | 2040 | 10 | 0 | 0 | 0
2040-10-27 03:00 | 2040 | 10 | 0 | 0 | 0
2040-10-27 04:00 | 2040 | 10 | 0 | 0 | 0
2040-10-27 05:00 | 2040 | 10 | 0 | 0 | 0
2040-10-27 06:00 | 2040 | 10 | 0 | 0 | 0
2040-10-27 07:00 | 2040 | 10 | 0 | 0 | 0
2040-10-27 08:00 | 2040 | 10 | 0 | 0 | 0
2040-10-27 09:00 | 2040 | 10 | 0 | 0 | 0
2040-10-27 10:00 | 2040 | 10 | 0 | 0 | 0
2040-10-27 11:00 | 2040 | 10 | 0 | 0 | 0
2040-10-27 12:00 | 2040 | 10 | 0 | 0 | 0
2040-10-27 13:00 | 2040 | 10 | 0 | 0 | 0
2040-10-27 14:00 | 2040 | 10 | 0 | 0 | 0
2040-10-27 15:00 | 2040 | 10 | 0 | 0 | 0
2040-10-27 16:00 | 2040 | 10 | 0 | 0 | 0
2040-10-27 17:00 | 2040 | 10 | 0 | 0 | 0
2040-10-27 18:00 | 2040 | 10 | 0 | 0 | 0
2040-10-27 19:00 | 2040 | 10 | 0 | 0 | 0
2040-10-27 20:00 | 2040 | 10 | 0 | 0 | 0
2040-10-27 21:00 | 2040 | 10 | 0 | 0 | 0
2040-10-27 22:00 | 2040 | 10 | 0 | 0 | 0
2040-10-27 23:00 | 2040 | 10 | 0 | 0 | 0
2040-10-28 | 2040 | 10 | 0 | 0 | 0
2040-10-28 01:00 | 2040 | 10 | 0 | 0 | 0
2040-10-28 02:00 | 2040 | 10 | 0 | 0 | 0
2040-10-28 03:00 | 2040 | 10 | 0 | 0 | 0
2040-10-28 04:00 | 2040 | 10 | 0 | 0 | 0
2040-10-28 05:00 | 2040 | 10 | 0 | 0 | 0
2040-10-28 06:00 | 2040 | 10 | 0 | 0 | 0
2040-10-28 07:00 | 2040 | 10 | 0 | 0 | 0
2040-10-28 08:00 | 2040 | 10 | 0 | 0 | 0
2040-10-28 09:00 | 2040 | 10 | 0 | 0 | 0
2040-10-28 10:00 | 2040 | 10 | 0 | 0 | 0
2040-10-28 11:00 | 2040 | 10 | 0 | 0 | 0
2040-10-28 12:00 | 2040 | 10 | 0 | 0 | 0
2040-10-28 13:00 | 2040 | 10 | 0 | 0 | 0
2040-10-28 14:00 | 2040 | 10 | 0 | 0 | 0
2040-10-28 15:00 | 2040 | 10 | 0 | 0 | 0
2040-10-28 16:00 | 2040 | 10 | 0 | 0 | 0
2040-10-28 17:00 | 2040 | 10 | 0 | 0 | 0
2040-10-28 18:00 | 2040 | 10 | 0 | 0 | 0
2040-10-28 19:00 | 2040 | 10 | 0 | 0 | 0
2040-10-28 20:00 | 2040 | 10 | 0 | 0 | 0
2040-10-28 21:00 | 2040 | 10 | 0 | 0 | 0
2040-10-28 22:00 | 2040 | 10 | 0 | 0 | 0
2040-10-28 23:00 | 2040 | 10 | 0 | 0 | 0
2040-10-29 | 2040 | 10 | 0 | 0 | 0
2040-10-29 01:00 | 2040 | 10 | 0 | 0 | 0
2040-10-29 02:00 | 2040 | 10 | 0 | 0 | 0
2040-10-29 03:00 | 2040 | 10 | 0 | 0 | 0
2040-10-29 04:00 | 2040 | 10 | 0 | 0 | 0
2040-10-29 05:00 | 2040 | 10 | 0 | 0 | 0
2040-10-29 06:00 | 2040 | 10 | 0 | 0 | 0
2040-10-29 07:00 | 2040 | 10 | 0 | 0 | 0
2040-10-29 08:00 | 2040 | 10 | 0 | 0 | 0
2040-10-29 09:00 | 2040 | 10 | 0 | 0 | 0
2040-10-29 10:00 | 2040 | 10 | 0 | 0 | 0
2040-10-29 11:00 | 2040 | 10 | 0 | 0 | 0
2040-10-29 12:00 | 2040 | 10 | 0 | 0 | 0
2040-10-29 13:00 | 2040 | 10 | 0 | 0 | 0
2040-10-29 14:00 | 2040 | 10 | 0 | 0 | 0
2040-10-29 15:00 | 2040 | 10 | 0 | 0 | 0
2040-10-29 16:00 | 2040 | 10 | 0 | 0 | 0
2040-10-29 17:00 | 2040 | 10 | 0 | 0 | 0
2040-10-29 18:00 | 2040 | 10 | 0 | 0 | 0
2040-10-29 19:00 | 2040 | 10 | 0 | 0 | 0
2040-10-29 20:00 | 2040 | 10 | 0 | 0 | 0
2040-10-29 21:00 | 2040 | 10 | 0 | 0 | 0
2040-10-29 22:00 | 2040 | 10 | 0 | 0 | 0
2040-10-29 23:00 | 2040 | 10 | 0 | 0 | 0
2040-10-30 | 2040 | 10 | 0 | 0 | 0
2040-10-30 01:00 | 2040 | 10 | 0 | 0 | 0
2040-10-30 02:00 | 2040 | 10 | 0 | 0 | 0
2040-10-30 03:00 | 2040 | 10 | 0 | 0 | 0
2040-10-30 04:00 | 2040 | 10 | 0 | 0 | 0
2040-10-30 05:00 | 2040 | 10 | 0 | 0 | 0
2040-10-30 06:00 | 2040 | 10 | 0 | 0 | 0
2040-10-30 07:00 | 2040 | 10 | 0 | 0 | 0
2040-10-30 08:00 | 2040 | 10 | 0 | 0 | 0
2040-10-30 09:00 | 2040 | 10 | 0 | 0 | 0
2040-10-30 10:00 | 2040 | 10 | 0 | 0 | 0
2040-10-30 11:00 | 2040 | 10 | 0 | 0 | 0
2040-10-30 12:00 | 2040 | 10 | 0 | 0 | 0
2040-10-30 13:00 | 2040 | 10 | 0 | 0 | 0
2040-10-30 14:00 | 2040 | 10 | 0 | 0 | 0
2040-10-30 15:00 | 2040 | 10 | 0 | 0 | 0
2040-10-30 16:00 | 2040 | 10 | 0 | 0 | 0
2040-10-30 17:00 | 2040 | 10 | 0 | 0 | 0
2040-10-30 18:00 | 2040 | 10 | 0 | 0 | 0
2040-10-30 19:00 | 2040 | 10 | 0 | 0 | 0
2040-10-30 20:00 | 2040 | 10 | 0 | 0 | 0
2040-10-30 21:00 | 2040 | 10 | 0 | 0 | 0
2040-10-30 22:00 | 2040 | 10 | 0 | 0 | 0
2040-10-30 23:00 | 2040 | 10 | 0 | 0 | 0
2040-10-31 | 2040 | 10 | 0 | 0 | 0
2040-10-31 01:00 | 2040 | 10 | 0 | 0 | 0
2040-10-31 02:00 | 2040 | 10 | 0 | 0 | 0
2040-10-31 03:00 | 2040 | 10 | 0 | 0 | 0
2040-10-31 04:00 | 2040 | 10 | 0 | 0 | 0
2040-10-31 05:00 | 2040 | 10 | 0 | 0 | 0
2040-10-31 06:00 | 2040 | 10 | 0 | 0 | 0
2040-10-31 07:00 | 2040 | 10 | 0 | 0 | 0
2040-10-31 08:00 | 2040 | 10 | 0 | 0 | 0
2040-10-31 09:00 | 2040 | 10 | 0 | 0 | 0
2040-10-31 10:00 | 2040 | 10 | 0 | 0 | 0
2040-10-31 11:00 | 2040 | 10 | 0 | 0 | 0
2040-10-31 12:00 | 2040 | 10 | 0 | 0 | 0
2040-10-31 13:00 | 2040 | 10 | 0 | 0 | 0
2040-10-31 14:00 | 2040 | 10 | 0 | 0 | 0
2040-10-31 15:00 | 2040 | 10 | 0 | 0 | 0
2040-10-31 16:00 | 2040 | 10 | 0 | 0 | 0
2040-10-31 17:00 | 2040 | 10 | 0 | 0 | 0
2040-10-31 18:00 | 2040 | 10 | 0 | 0 | 0
2040-10-31 19:00 | 2040 | 10 | 0 | 0 | 0
2040-10-31 20:00 | 2040 | 10 | 0 | 0 | 0
2040-10-31 21:00 | 2040 | 10 | 0 | 0 | 0
2040-10-31 22:00 | 2040 | 10 | 0 | 0 | 0
2040-10-31 23:00 | 2040 | 10 | 0 | 0 | 0
2040-11-01 | 2040 | 11 | 0 | 0 | 0
2040-11-01 01:00 | 2040 | 11 | 0 | 0 | 0
2040-11-01 02:00 | 2040 | 11 | 0 | 0 | 0
2040-11-01 03:00 | 2040 | 11 | 0 | 0 | 0
2040-11-01 04:00 | 2040 | 11 | 0 | 0 | 0
2040-11-01 05:00 | 2040 | 11 | 0 | 0 | 0
2040-11-01 06:00 | 2040 | 11 | 0 | 0 | 0
2040-11-01 07:00 | 2040 | 11 | 0 | 0 | 0
2040-11-01 08:00 | 2040 | 11 | 0 | 0 | 0
2040-11-01 09:00 | 2040 | 11 | 0 | 0 | 0
2040-11-01 10:00 | 2040 | 11 | 0 | 0 | 0
2040-11-01 11:00 | 2040 | 11 | 0 | 0 | 0
2040-11-01 12:00 | 2040 | 11 | 0 | 0 | 0
2040-11-01 13:00 | 2040 | 11 | 0 | 0 | 0
2040-11-01 14:00 | 2040 | 11 | 0 | 0 | 0
2040-11-01 15:00 | 2040 | 11 | 0 | 0 | 0
2040-11-01 16:00 | 2040 | 11 | 0 | 0 | 0
2040-11-01 17:00 | 2040 | 11 | 0 | 0 | 0
2040-11-01 18:00 | 2040 | 11 | 0 | 0 | 0
2040-11-01 19:00 | 2040 | 11 | 0 | 0 | 0
2040-11-01 20:00 | 2040 | 11 | 0 | 0 | 0
2040-11-01 21:00 | 2040 | 11 | 0 | 0 | 0
2040-11-01 22:00 | 2040 | 11 | 0 | 0 | 0
2040-11-01 23:00 | 2040 | 11 | 0 | 0 | 0
2040-11-02 | 2040 | 11 | 0 | 0 | 0
2040-11-02 01:00 | 2040 | 11 | 0 | 0 | 0
2040-11-02 02:00 | 2040 | 11 | 0 | 0 | 0
2040-11-02 03:00 | 2040 | 11 | 0 | 0 | 0
2040-11-02 04:00 | 2040 | 11 | 0 | 0 | 0
2040-11-02 05:00 | 2040 | 11 | 0 | 0 | 0
2040-11-02 06:00 | 2040 | 11 | 0 | 0 | 0
2040-11-02 07:00 | 2040 | 11 | 0 | 0 | 0
2040-11-02 08:00 | 2040 | 11 | 0 | 0 | 0
2040-11-02 09:00 | 2040 | 11 | 0 | 0 | 0
2040-11-02 10:00 | 2040 | 11 | 0 | 0 | 0
2040-11-02 11:00 | 2040 | 11 | 0 | 0 | 0
2040-11-02 12:00 | 2040 | 11 | 0 | 0 | 0
2040-11-02 13:00 | 2040 | 11 | 0 | 0 | 0
2040-11-02 14:00 | 2040 | 11 | 0 | 0 | 0
2040-11-02 15:00 | 2040 | 11 | 0 | 0 | 0
2040-11-02 16:00 | 2040 | 11 | 0 | 0 | 0
2040-11-02 17:00 | 2040 | 11 | 0 | 0 | 0
2040-11-02 18:00 | 2040 | 11 | 0 | 0 | 0
2040-11-02 19:00 | 2040 | 11 | 0 | 0 | 0
2040-11-02 20:00 | 2040 | 11 | 0 | 0 | 0
2040-11-02 21:00 | 2040 | 11 | 0 | 0 | 0
2040-11-02 22:00 | 2040 | 11 | 0 | 0 | 0
2040-11-02 23:00 | 2040 | 11 | 0 | 0 | 0
2040-11-03 | 2040 | 11 | 0 | 0 | 0
2040-11-03 01:00 | 2040 | 11 | 0 | 0 | 0
2040-11-03 02:00 | 2040 | 11 | 0 | 0 | 0
2040-11-03 03:00 | 2040 | 11 | 0 | 0 | 0
2040-11-03 04:00 | 2040 | 11 | 0 | 0 | 0
2040-11-03 05:00 | 2040 | 11 | 0 | 0 | 0
2040-11-03 06:00 | 2040 | 11 | 0 | 0 | 0
2040-11-03 07:00 | 2040 | 11 | 0 | 0 | 0
2040-11-03 08:00 | 2040 | 11 | 0 | 0 | 0
2040-11-03 09:00 | 2040 | 11 | 0 | 0 | 0
2040-11-03 10:00 | 2040 | 11 | 0 | 0 | 0
2040-11-03 11:00 | 2040 | 11 | 0 | 0 | 0
2040-11-03 12:00 | 2040 | 11 | 0 | 0 | 0
2040-11-03 13:00 | 2040 | 11 | 0 | 0 | 0
2040-11-03 14:00 | 2040 | 11 | 0 | 0 | 0
2040-11-03 15:00 | 2040 | 11 | 0 | 0 | 0
2040-11-03 16:00 | 2040 | 11 | 0 | 0 | 0
2040-11-03 17:00 | 2040 | 11 | 0 | 0 | 0
2040-11-03 18:00 | 2040 | 11 | 0 | 0 | 0
2040-11-03 19:00 | 2040 | 11 | 0 | 0 | 0
2040-11-03 20:00 | 2040 | 11 | 0 | 0 | 0
2040-11-03 21:00 | 2040 | 11 | 0 | 0 | 0
2040-11-03 22:00 | 2040 | 11 | 0 | 0 | 0
2040-11-03 23:00 | 2040 | 11 | 0 | 0 | 0
2040-11-04 | 2040 | 11 | 0 | 0 | 0
2040-11-04 01:00 | 2040 | 11 | 0 | 0 | 0
2040-11-04 02:00 | 2040 | 11 | 0 | 0 | 0
2040-11-04 03:00 | 2040 | 11 | 0 | 0 | 0
2040-11-04 04:00 | 2040 | 11 | 0 | 0 | 0
2040-11-04 05:00 | 2040 | 11 | 0 | 0 | 0
2040-11-04 06:00 | 2040 | 11 | 0 | 0 | 0
2040-11-04 07:00 | 2040 | 11 | 0 | 0 | 0
2040-11-04 08:00 | 2040 | 11 | 0 | 0 | 0
2040-11-04 09:00 | 2040 | 11 | 0 | 0 | 0
2040-11-04 10:00 | 2040 | 11 | 0 | 0 | 0
2040-11-04 11:00 | 2040 | 11 | 0 | 0 | 0
2040-11-04 12:00 | 2040 | 11 | 0 | 0 | 0
2040-11-04 13:00 | 2040 | 11 | 0 | 0 | 0
2040-11-04 14:00 | 2040 | 11 | 0 | 0 | 0
2040-11-04 15:00 | 2040 | 11 | 0 | 0 | 0
2040-11-04 16:00 | 2040 | 11 | 0 | 0 | 0
2040-11-04 17:00 | 2040 | 11 | 0 | 0 | 0
2040-11-04 18:00 | 2040 | 11 | 0 | 0 | 0
2040-11-04 19:00 | 2040 | 11 | 0 | 0 | 0
2040-11-04 20:00 | 2040 | 11 | 0 | 0 | 0
2040-11-04 21:00 | 2040 | 11 | 0 | 0 | 0
2040-11-04 22:00 | 2040 | 11 | 0 | 0 | 0
2040-11-04 23:00 | 2040 | 11 | 0 | 0 | 0
2040-11-05 | 2040 | 11 | 0 | 0 | 0
2040-11-05 01:00 | 2040 | 11 | 0 | 0 | 0
2040-11-05 02:00 | 2040 | 11 | 0 | 0 | 0
2040-11-05 03:00 | 2040 | 11 | 0 | 0 | 0
2040-11-05 04:00 | 2040 | 11 | 0 | 0 | 0
2040-11-05 05:00 | 2040 | 11 | 0 | 0 | 0
2040-11-05 06:00 | 2040 | 11 | 0 | 0 | 0
2040-11-05 07:00 | 2040 | 11 | 0 | 0 | 0
2040-11-05 08:00 | 2040 | 11 | 0 | 0 | 0
2040-11-05 09:00 | 2040 | 11 | 0 | 0 | 0
2040-11-05 10:00 | 2040 | 11 | 0 | 0 | 0
2040-11-05 11:00 | 2040 | 11 | 0 | 0 | 0
2040-11-05 12:00 | 2040 | 11 | 0 | 0 | 0
2040-11-05 13:00 | 2040 | 11 | 0 | 0 | 0
2040-11-05 14:00 | 2040 | 11 | 0 | 0 | 0
2040-11-05 15:00 | 2040 | 11 | 0 | 0 | 0
2040-11-05 16:00 | 2040 | 11 | 0 | 0 | 0
2040-11-05 17:00 | 2040 | 11 | 0 | 0 | 0
2040-11-05 18:00 | 2040 | 11 | 0 | 0 | 0
2040-11-05 19:00 | 2040 | 11 | 0 | 0 | 0
2040-11-05 20:00 | 2040 | 11 | 0 | 0 | 0
2040-11-05 21:00 | 2040 | 11 | 0 | 0 | 0
2040-11-05 22:00 | 2040 | 11 | 0 | 0 | 0
2040-11-05 23:00 | 2040 | 11 | 0 | 0 | 0
2040-11-06 | 2040 | 11 | 0 | 0 | 0
2040-11-06 01:00 | 2040 | 11 | 0 | 0 | 0
2040-11-06 02:00 | 2040 | 11 | 0 | 0 | 0
2040-11-06 03:00 | 2040 | 11 | 0 | 0 | 0
2040-11-06 04:00 | 2040 | 11 | 0 | 0 | 0
2040-11-06 05:00 | 2040 | 11 | 0 | 0 | 0
2040-11-06 06:00 | 2040 | 11 | 0 | 0 | 0
2040-11-06 07:00 | 2040 | 11 | 0 | 0 | 0
2040-11-06 08:00 | 2040 | 11 | 0 | 0 | 0
2040-11-06 09:00 | 2040 | 11 | 0 | 0 | 0
2040-11-06 10:00 | 2040 | 11 | 0 | 0 | 0
2040-11-06 11:00 | 2040 | 11 | 0 | 0 | 0
2040-11-06 12:00 | 2040 | 11 | 0 | 0 | 0
2040-11-06 13:00 | 2040 | 11 | 0 | 0 | 0
2040-11-06 14:00 | 2040 | 11 | 0 | 0 | 0
2040-11-06 15:00 | 2040 | 11 | 0 | 0 | 0
2040-11-06 16:00 | 2040 | 11 | 0 | 0 | 0
2040-11-06 17:00 | 2040 | 11 | 0 | 0 | 0
2040-11-06 18:00 | 2040 | 11 | 0 | 0 | 0
2040-11-06 19:00 | 2040 | 11 | 0 | 0 | 0
2040-11-06 20:00 | 2040 | 11 | 0 | 0 | 0
2040-11-06 21:00 | 2040 | 11 | 0 | 0 | 0
2040-11-06 22:00 | 2040 | 11 | 0 | 0 | 0
2040-11-06 23:00 | 2040 | 11 | 0 | 0 | 0
2040-11-07 | 2040 | 11 | 0 | 0 | 0
2040-11-07 01:00 | 2040 | 11 | 0 | 0 | 0
2040-11-07 02:00 | 2040 | 11 | 0 | 0 | 0
2040-11-07 03:00 | 2040 | 11 | 0 | 0 | 0
2040-11-07 04:00 | 2040 | 11 | 0 | 0 | 0
2040-11-07 05:00 | 2040 | 11 | 0 | 0 | 0
2040-11-07 06:00 | 2040 | 11 | 0 | 0 | 0
2040-11-07 07:00 | 2040 | 11 | 0 | 0 | 0
2040-11-07 08:00 | 2040 | 11 | 0 | 0 | 0
2040-11-07 09:00 | 2040 | 11 | 0 | 0 | 0
2040-11-07 10:00 | 2040 | 11 | 0 | 0 | 0
2040-11-07 11:00 | 2040 | 11 | 0 | 0 | 0
2040-11-07 12:00 | 2040 | 11 | 0 | 0 | 0
2040-11-07 13:00 | 2040 | 11 | 0 | 0 | 0
2040-11-07 14:00 | 2040 | 11 | 0 | 0 | 0
2040-11-07 15:00 | 2040 | 11 | 0 | 0 | 0
2040-11-07 16:00 | 2040 | 11 | 0 | 0 | 0
2040-11-07 17:00 | 2040 | 11 | 0 | 0 | 0
2040-11-07 18:00 | 2040 | 11 | 0 | 0 | 0
2040-11-07 19:00 | 2040 | 11 | 0 | 0 | 0
2040-11-07 20:00 | 2040 | 11 | 0 | 0 | 0
2040-11-07 21:00 | 2040 | 11 | 0 | 0 | 0
2040-11-07 22:00 | 2040 | 11 | 0 | 0 | 0
2040-11-07 23:00 | 2040 | 11 | 0 | 0 | 0
2040-11-08 | 2040 | 11 | 0 | 0 | 0
2040-11-08 01:00 | 2040 | 11 | 0 | 0 | 0
2040-11-08 02:00 | 2040 | 11 | 0 | 0 | 0
2040-11-08 03:00 | 2040 | 11 | 0 | 0 | 0
2040-11-08 04:00 | 2040 | 11 | 0 | 0 | 0
2040-11-08 05:00 | 2040 | 11 | 0 | 0 | 0
2040-11-08 06:00 | 2040 | 11 | 0 | 0 | 0
2040-11-08 07:00 | 2040 | 11 | 0 | 0 | 0
2040-11-08 08:00 | 2040 | 11 | 0 | 0 | 0
2040-11-08 09:00 | 2040 | 11 | 0 | 0 | 0
2040-11-08 10:00 | 2040 | 11 | 0 | 0 | 0
2040-11-08 11:00 | 2040 | 11 | 0 | 0 | 0
2040-11-08 12:00 | 2040 | 11 | 0 | 0 | 0
2040-11-08 13:00 | 2040 | 11 | 0 | 0 | 0
2040-11-08 14:00 | 2040 | 11 | 0 | 0 | 0
2040-11-08 15:00 | 2040 | 11 | 0 | 0 | 0
2040-11-08 16:00 | 2040 | 11 | 0 | 0 | 0
2040-11-08 17:00 | 2040 | 11 | 0 | 0 | 0
2040-11-08 18:00 | 2040 | 11 | 0 | 0 | 0
2040-11-08 19:00 | 2040 | 11 | 0 | 0 | 0
2040-11-08 20:00 | 2040 | 11 | 0 | 0 | 0
2040-11-08 21:00 | 2040 | 11 | 0 | 0 | 0
2040-11-08 22:00 | 2040 | 11 | 0 | 0 | 0
2040-11-08 23:00 | 2040 | 11 | 0 | 0 | 0
2040-11-09 | 2040 | 11 | 0 | 0 | 0
2040-11-09 01:00 | 2040 | 11 | 0 | 0 | 0
2040-11-09 02:00 | 2040 | 11 | 0 | 0 | 0
2040-11-09 03:00 | 2040 | 11 | 0 | 0 | 0
2040-11-09 04:00 | 2040 | 11 | 0 | 0 | 0
2040-11-09 05:00 | 2040 | 11 | 0 | 0 | 0
2040-11-09 06:00 | 2040 | 11 | 0 | 0 | 0
2040-11-09 07:00 | 2040 | 11 | 0 | 0 | 0
2040-11-09 08:00 | 2040 | 11 | 0 | 0 | 0
2040-11-09 09:00 | 2040 | 11 | 0 | 0 | 0
2040-11-09 10:00 | 2040 | 11 | 0 | 0 | 0
2040-11-09 11:00 | 2040 | 11 | 0 | 0 | 0
2040-11-09 12:00 | 2040 | 11 | 0 | 0 | 0
2040-11-09 13:00 | 2040 | 11 | 0 | 0 | 0
2040-11-09 14:00 | 2040 | 11 | 0 | 0 | 0
2040-11-09 15:00 | 2040 | 11 | 0 | 0 | 0
2040-11-09 16:00 | 2040 | 11 | 0 | 0 | 0
2040-11-09 17:00 | 2040 | 11 | 0 | 0 | 0
2040-11-09 18:00 | 2040 | 11 | 0 | 0 | 0
2040-11-09 19:00 | 2040 | 11 | 0 | 0 | 0
2040-11-09 20:00 | 2040 | 11 | 0 | 0 | 0
2040-11-09 21:00 | 2040 | 11 | 0 | 0 | 0
2040-11-09 22:00 | 2040 | 11 | 0 | 0 | 0
2040-11-09 23:00 | 2040 | 11 | 0 | 0 | 0
2040-11-10 | 2040 | 11 | 0 | 0 | 0
2040-11-10 01:00 | 2040 | 11 | 0 | 0 | 0
2040-11-10 02:00 | 2040 | 11 | 0 | 0 | 0
2040-11-10 03:00 | 2040 | 11 | 0 | 0 | 0
2040-11-10 04:00 | 2040 | 11 | 0 | 0 | 0
2040-11-10 05:00 | 2040 | 11 | 0 | 0 | 0
2040-11-10 06:00 | 2040 | 11 | 0 | 0 | 0
2040-11-10 07:00 | 2040 | 11 | 0 | 0 | 0
2040-11-10 08:00 | 2040 | 11 | 0 | 0 | 0
2040-11-10 09:00 | 2040 | 11 | 0 | 0 | 0
2040-11-10 10:00 | 2040 | 11 | 0 | 0 | 0
2040-11-10 11:00 | 2040 | 11 | 0 | 0 | 0
2040-11-10 12:00 | 2040 | 11 | 0 | 0 | 0
2040-11-10 13:00 | 2040 | 11 | 0 | 0 | 0
2040-11-10 14:00 | 2040 | 11 | 0 | 0 | 0
2040-11-10 15:00 | 2040 | 11 | 0 | 0 | 0
2040-11-10 16:00 | 2040 | 11 | 0 | 0 | 0
2040-11-10 17:00 | 2040 | 11 | 0 | 0 | 0
2040-11-10 18:00 | 2040 | 11 | 0 | 0 | 0
2040-11-10 19:00 | 2040 | 11 | 0 | 0 | 0
2040-11-10 20:00 | 2040 | 11 | 0 | 0 | 0
2040-11-10 21:00 | 2040 | 11 | 0 | 0 | 0
2040-11-10 22:00 | 2040 | 11 | 0 | 0 | 0
2040-11-10 23:00 | 2040 | 11 | 0 | 0 | 0
2040-11-11 | 2040 | 11 | 0 | 0 | 0
2040-11-11 01:00 | 2040 | 11 | 0 | 0 | 0
2040-11-11 02:00 | 2040 | 11 | 0 | 0 | 0
2040-11-11 03:00 | 2040 | 11 | 0 | 0 | 0
2040-11-11 04:00 | 2040 | 11 | 0 | 0 | 0
2040-11-11 05:00 | 2040 | 11 | 0 | 0 | 0
2040-11-11 06:00 | 2040 | 11 | 0 | 0 | 0
2040-11-11 07:00 | 2040 | 11 | 0 | 0 | 0
2040-11-11 08:00 | 2040 | 11 | 0 | 0 | 0
2040-11-11 09:00 | 2040 | 11 | 0 | 0 | 0
2040-11-11 10:00 | 2040 | 11 | 0 | 0 | 0
2040-11-11 11:00 | 2040 | 11 | 0 | 0 | 0
2040-11-11 12:00 | 2040 | 11 | 0 | 0 | 0
2040-11-11 13:00 | 2040 | 11 | 0 | 0 | 0
2040-11-11 14:00 | 2040 | 11 | 0 | 0 | 0
2040-11-11 15:00 | 2040 | 11 | 0 | 0 | 0
2040-11-11 16:00 | 2040 | 11 | 0 | 0 | 0
2040-11-11 17:00 | 2040 | 11 | 0 | 0 | 0
2040-11-11 18:00 | 2040 | 11 | 0 | 0 | 0
2040-11-11 19:00 | 2040 | 11 | 0 | 0 | 0
2040-11-11 20:00 | 2040 | 11 | 0 | 0 | 0
2040-11-11 21:00 | 2040 | 11 | 0 | 0 | 0
2040-11-11 22:00 | 2040 | 11 | 0 | 0 | 0
2040-11-11 23:00 | 2040 | 11 | 0 | 0 | 0
2040-11-12 | 2040 | 11 | 0 | 0 | 0
2040-11-12 01:00 | 2040 | 11 | 0 | 0 | 0
2040-11-12 02:00 | 2040 | 11 | 0 | 0 | 0
2040-11-12 03:00 | 2040 | 11 | 0 | 0 | 0
2040-11-12 04:00 | 2040 | 11 | 0 | 0 | 0
2040-11-12 05:00 | 2040 | 11 | 0 | 0 | 0
2040-11-12 06:00 | 2040 | 11 | 0 | 0 | 0
2040-11-12 07:00 | 2040 | 11 | 0 | 0 | 0
2040-11-12 08:00 | 2040 | 11 | 0 | 0 | 0
2040-11-12 09:00 | 2040 | 11 | 0 | 0 | 0
2040-11-12 10:00 | 2040 | 11 | 0 | 0 | 0
2040-11-12 11:00 | 2040 | 11 | 0 | 0 | 0
2040-11-12 12:00 | 2040 | 11 | 0 | 0 | 0
2040-11-12 13:00 | 2040 | 11 | 0 | 0 | 0
2040-11-12 14:00 | 2040 | 11 | 0 | 0 | 0
2040-11-12 15:00 | 2040 | 11 | 0 | 0 | 0
2040-11-12 16:00 | 2040 | 11 | 0 | 0 | 0
2040-11-12 17:00 | 2040 | 11 | 0 | 0 | 0
2040-11-12 18:00 | 2040 | 11 | 0 | 0 | 0
2040-11-12 19:00 | 2040 | 11 | 0 | 0 | 0
2040-11-12 20:00 | 2040 | 11 | 0 | 0 | 0
2040-11-12 21:00 | 2040 | 11 | 0 | 0 | 0
2040-11-12 22:00 | 2040 | 11 | 0 | 0 | 0
2040-11-12 23:00 | 2040 | 11 | 0 | 0 | 0
2040-11-13 | 2040 | 11 | 0 | 0 | 0
2040-11-13 01:00 | 2040 | 11 | 0 | 0 | 0
2040-11-13 02:00 | 2040 | 11 | 0 | 0 | 0
2040-11-13 03:00 | 2040 | 11 | 0 | 0 | 0
2040-11-13 04:00 | 2040 | 11 | 0 | 0 | 0
2040-11-13 05:00 | 2040 | 11 | 0 | 0 | 0
2040-11-13 06:00 | 2040 | 11 | 0 | 0 | 0
2040-11-13 07:00 | 2040 | 11 | 0 | 0 | 0
2040-11-13 08:00 | 2040 | 11 | 0 | 0 | 0
2040-11-13 09:00 | 2040 | 11 | 0 | 0 | 0
2040-11-13 10:00 | 2040 | 11 | 0 | 0 | 0
2040-11-13 11:00 | 2040 | 11 | 0 | 0 | 0
2040-11-13 12:00 | 2040 | 11 | 0 | 0 | 0
2040-11-13 13:00 | 2040 | 11 | 0 | 0 | 0
2040-11-13 14:00 | 2040 | 11 | 0 | 0 | 0
2040-11-13 15:00 | 2040 | 11 | 0 | 0 | 0
2040-11-13 16:00 | 2040 | 11 | 0 | 0 | 0
2040-11-13 17:00 | 2040 | 11 | 0 | 0 | 0
2040-11-13 18:00 | 2040 | 11 | 0 | 0 | 0
2040-11-13 19:00 | 2040 | 11 | 0 | 0 | 0
2040-11-13 20:00 | 2040 | 11 | 0 | 0 | 0
2040-11-13 21:00 | 2040 | 11 | 0 | 0 | 0
2040-11-13 22:00 | 2040 | 11 | 0 | 0 | 0
2040-11-13 23:00 | 2040 | 11 | 0 | 0 | 0
2040-11-14 | 2040 | 11 | 0 | 0 | 0
2040-11-14 01:00 | 2040 | 11 | 0 | 0 | 0
2040-11-14 02:00 | 2040 | 11 | 0 | 0 | 0
2040-11-14 03:00 | 2040 | 11 | 0 | 0 | 0
2040-11-14 04:00 | 2040 | 11 | 0 | 0 | 0
2040-11-14 05:00 | 2040 | 11 | 0 | 0 | 0
2040-11-14 06:00 | 2040 | 11 | 0 | 0 | 0
2040-11-14 07:00 | 2040 | 11 | 0 | 0 | 0
2040-11-14 08:00 | 2040 | 11 | 0 | 0 | 0
2040-11-14 09:00 | 2040 | 11 | 0 | 0 | 0
2040-11-14 10:00 | 2040 | 11 | 0 | 0 | 0
2040-11-14 11:00 | 2040 | 11 | 0 | 0 | 0
2040-11-14 12:00 | 2040 | 11 | 0 | 0 | 0
2040-11-14 13:00 | 2040 | 11 | 0 | 0 | 0
2040-11-14 14:00 | 2040 | 11 | 0 | 0 | 0
2040-11-14 15:00 | 2040 | 11 | 0 | 0 | 0
2040-11-14 16:00 | 2040 | 11 | 0 | 0 | 0
2040-11-14 17:00 | 2040 | 11 | 0 | 0 | 0
2040-11-14 18:00 | 2040 | 11 | 0 | 0 | 0
2040-11-14 19:00 | 2040 | 11 | 0 | 0 | 0
2040-11-14 20:00 | 2040 | 11 | 0 | 0 | 0
2040-11-14 21:00 | 2040 | 11 | 0 | 0 | 0
2040-11-14 22:00 | 2040 | 11 | 0 | 0 | 0
2040-11-14 23:00 | 2040 | 11 | 0 | 0 | 0
2040-11-15 | 2040 | 11 | 0 | 0 | 0
2040-11-15 01:00 | 2040 | 11 | 0 | 0 | 0
2040-11-15 02:00 | 2040 | 11 | 0 | 0 | 0
2040-11-15 03:00 | 2040 | 11 | 0 | 0 | 0
2040-11-15 04:00 | 2040 | 11 | 0 | 0 | 0
2040-11-15 05:00 | 2040 | 11 | 0 | 0 | 0
2040-11-15 06:00 | 2040 | 11 | 0 | 0 | 0
2040-11-15 07:00 | 2040 | 11 | 0 | 0 | 0
2040-11-15 08:00 | 2040 | 11 | 0 | 0 | 0
2040-11-15 09:00 | 2040 | 11 | 0 | 0 | 0
2040-11-15 10:00 | 2040 | 11 | 0 | 0 | 0
2040-11-15 11:00 | 2040 | 11 | 0 | 0 | 0
2040-11-15 12:00 | 2040 | 11 | 0 | 0 | 0
2040-11-15 13:00 | 2040 | 11 | 0 | 0 | 0
2040-11-15 14:00 | 2040 | 11 | 0 | 0 | 0
2040-11-15 15:00 | 2040 | 11 | 0 | 0 | 0
2040-11-15 16:00 | 2040 | 11 | 0 | 0 | 0
2040-11-15 17:00 | 2040 | 11 | 0 | 0 | 0
2040-11-15 18:00 | 2040 | 11 | 0 | 0 | 0
2040-11-15 19:00 | 2040 | 11 | 0 | 0 | 0
2040-11-15 20:00 | 2040 | 11 | 0 | 0 | 0
2040-11-15 21:00 | 2040 | 11 | 0 | 0 | 0
2040-11-15 22:00 | 2040 | 11 | 0 | 0 | 0
2040-11-15 23:00 | 2040 | 11 | 0 | 0 | 0
2040-11-16 | 2040 | 11 | 0 | 0 | 0
2040-11-16 01:00 | 2040 | 11 | 0 | 0 | 0
2040-11-16 02:00 | 2040 | 11 | 0 | 0 | 0
2040-11-16 03:00 | 2040 | 11 | 0 | 0 | 0
2040-11-16 04:00 | 2040 | 11 | 0 | 0 | 0
2040-11-16 05:00 | 2040 | 11 | 0 | 0 | 0
2040-11-16 06:00 | 2040 | 11 | 0 | 0 | 0
2040-11-16 07:00 | 2040 | 11 | 0 | 0 | 0
2040-11-16 08:00 | 2040 | 11 | 0 | 0 | 0
2040-11-16 09:00 | 2040 | 11 | 0 | 0 | 0
2040-11-16 10:00 | 2040 | 11 | 0 | 0 | 0
2040-11-16 11:00 | 2040 | 11 | 0 | 0 | 0
2040-11-16 12:00 | 2040 | 11 | 0 | 0 | 0
2040-11-16 13:00 | 2040 | 11 | 0 | 0 | 0
2040-11-16 14:00 | 2040 | 11 | 0 | 0 | 0
2040-11-16 15:00 | 2040 | 11 | 0 | 0 | 0
2040-11-16 16:00 | 2040 | 11 | 0 | 0 | 0
2040-11-16 17:00 | 2040 | 11 | 0 | 0 | 0
2040-11-16 18:00 | 2040 | 11 | 0 | 0 | 0
2040-11-16 19:00 | 2040 | 11 | 0 | 0 | 0
2040-11-16 20:00 | 2040 | 11 | 0 | 0 | 0
2040-11-16 21:00 | 2040 | 11 | 0 | 0 | 0
2040-11-16 22:00 | 2040 | 11 | 0 | 0 | 0
2040-11-16 23:00 | 2040 | 11 | 0 | 0 | 0
2040-11-17 | 2040 | 11 | 0 | 0 | 0
2040-11-17 01:00 | 2040 | 11 | 0 | 0 | 0
2040-11-17 02:00 | 2040 | 11 | 0 | 0 | 0
2040-11-17 03:00 | 2040 | 11 | 0 | 0 | 0
2040-11-17 04:00 | 2040 | 11 | 0 | 0 | 0
2040-11-17 05:00 | 2040 | 11 | 0 | 0 | 0
2040-11-17 06:00 | 2040 | 11 | 0 | 0 | 0
2040-11-17 07:00 | 2040 | 11 | 0 | 0 | 0
2040-11-17 08:00 | 2040 | 11 | 0 | 0 | 0
2040-11-17 09:00 | 2040 | 11 | 0 | 0 | 0
2040-11-17 10:00 | 2040 | 11 | 0 | 0 | 0
2040-11-17 11:00 | 2040 | 11 | 0 | 0 | 0
2040-11-17 12:00 | 2040 | 11 | 0 | 0 | 0
2040-11-17 13:00 | 2040 | 11 | 0 | 0 | 0
2040-11-17 14:00 | 2040 | 11 | 0 | 0 | 0
2040-11-17 15:00 | 2040 | 11 | 0 | 0 | 0
2040-11-17 16:00 | 2040 | 11 | 0 | 0 | 0
2040-11-17 17:00 | 2040 | 11 | 0 | 0 | 0
2040-11-17 18:00 | 2040 | 11 | 0 | 0 | 0
2040-11-17 19:00 | 2040 | 11 | 0 | 0 | 0
2040-11-17 20:00 | 2040 | 11 | 0 | 0 | 0
2040-11-17 21:00 | 2040 | 11 | 0 | 0 | 0
2040-11-17 22:00 | 2040 | 11 | 0 | 0 | 0
2040-11-17 23:00 | 2040 | 11 | 0 | 0 | 0
2040-11-18 | 2040 | 11 | 0 | 0 | 0
2040-11-18 01:00 | 2040 | 11 | 0 | 0 | 0
2040-11-18 02:00 | 2040 | 11 | 0 | 0 | 0
2040-11-18 03:00 | 2040 | 11 | 0 | 0 | 0
2040-11-18 04:00 | 2040 | 11 | 0 | 0 | 0
2040-11-18 05:00 | 2040 | 11 | 0 | 0 | 0
2040-11-18 06:00 | 2040 | 11 | 0 | 0 | 0
2040-11-18 07:00 | 2040 | 11 | 0 | 0 | 0
2040-11-18 08:00 | 2040 | 11 | 0 | 0 | 0
2040-11-18 09:00 | 2040 | 11 | 0 | 0 | 0
2040-11-18 10:00 | 2040 | 11 | 0 | 0 | 0
2040-11-18 11:00 | 2040 | 11 | 0 | 0 | 0
2040-11-18 12:00 | 2040 | 11 | 0 | 0 | 0
2040-11-18 13:00 | 2040 | 11 | 0 | 0 | 0
2040-11-18 14:00 | 2040 | 11 | 0 | 0 | 0
2040-11-18 15:00 | 2040 | 11 | 0 | 0 | 0
2040-11-18 16:00 | 2040 | 11 | 0 | 0 | 0
2040-11-18 17:00 | 2040 | 11 | 0 | 0 | 0
2040-11-18 18:00 | 2040 | 11 | 0 | 0 | 0
2040-11-18 19:00 | 2040 | 11 | 0 | 0 | 0
2040-11-18 20:00 | 2040 | 11 | 0 | 0 | 0
2040-11-18 21:00 | 2040 | 11 | 0 | 0 | 0
2040-11-18 22:00 | 2040 | 11 | 0 | 0 | 0
2040-11-18 23:00 | 2040 | 11 | 0 | 0 | 0
2040-11-19 | 2040 | 11 | 0 | 0 | 0
2040-11-19 01:00 | 2040 | 11 | 0 | 0 | 0
2040-11-19 02:00 | 2040 | 11 | 0 | 0 | 0
2040-11-19 03:00 | 2040 | 11 | 0 | 0 | 0
2040-11-19 04:00 | 2040 | 11 | 0 | 0 | 0
2040-11-19 05:00 | 2040 | 11 | 0 | 0 | 0
2040-11-19 06:00 | 2040 | 11 | 0 | 0 | 0
2040-11-19 07:00 | 2040 | 11 | 0 | 0 | 0
2040-11-19 08:00 | 2040 | 11 | 0 | 0 | 0
2040-11-19 09:00 | 2040 | 11 | 0 | 0 | 0
2040-11-19 10:00 | 2040 | 11 | 0 | 0 | 0
2040-11-19 11:00 | 2040 | 11 | 0 | 0 | 0
2040-11-19 12:00 | 2040 | 11 | 0 | 0 | 0
2040-11-19 13:00 | 2040 | 11 | 0 | 0 | 0
2040-11-19 14:00 | 2040 | 11 | 0 | 0 | 0
2040-11-19 15:00 | 2040 | 11 | 0 | 0 | 0
2040-11-19 16:00 | 2040 | 11 | 0 | 0 | 0
2040-11-19 17:00 | 2040 | 11 | 0 | 0 | 0
2040-11-19 18:00 | 2040 | 11 | 0 | 0 | 0
2040-11-19 19:00 | 2040 | 11 | 0 | 0 | 0
2040-11-19 20:00 | 2040 | 11 | 0 | 0 | 0
2040-11-19 21:00 | 2040 | 11 | 0 | 0 | 0
2040-11-19 22:00 | 2040 | 11 | 0 | 0 | 0
2040-11-19 23:00 | 2040 | 11 | 0 | 0 | 0
2040-11-20 | 2040 | 11 | 0 | 0 | 0
2040-11-20 01:00 | 2040 | 11 | 0 | 0 | 0
2040-11-20 02:00 | 2040 | 11 | 0 | 0 | 0
2040-11-20 03:00 | 2040 | 11 | 0 | 0 | 0
2040-11-20 04:00 | 2040 | 11 | 0 | 0 | 0
2040-11-20 05:00 | 2040 | 11 | 0 | 0 | 0
2040-11-20 06:00 | 2040 | 11 | 0 | 0 | 0
2040-11-20 07:00 | 2040 | 11 | 0 | 0 | 0
2040-11-20 08:00 | 2040 | 11 | 0 | 0 | 0
2040-11-20 09:00 | 2040 | 11 | 0 | 0 | 0
2040-11-20 10:00 | 2040 | 11 | 0 | 0 | 0
2040-11-20 11:00 | 2040 | 11 | 0 | 0 | 0
2040-11-20 12:00 | 2040 | 11 | 0 | 0 | 0
2040-11-20 13:00 | 2040 | 11 | 0 | 0 | 0
2040-11-20 14:00 | 2040 | 11 | 0 | 0 | 0
2040-11-20 15:00 | 2040 | 11 | 0 | 0 | 0
2040-11-20 16:00 | 2040 | 11 | 0 | 0 | 0
2040-11-20 17:00 | 2040 | 11 | 0 | 0 | 0
2040-11-20 18:00 | 2040 | 11 | 0 | 0 | 0
2040-11-20 19:00 | 2040 | 11 | 0 | 0 | 0
2040-11-20 20:00 | 2040 | 11 | 0 | 0 | 0
2040-11-20 21:00 | 2040 | 11 | 0 | 0 | 0
2040-11-20 22:00 | 2040 | 11 | 0 | 0 | 0
2040-11-20 23:00 | 2040 | 11 | 0 | 0 | 0
2040-11-21 | 2040 | 11 | 0 | 0 | 0
2040-11-21 01:00 | 2040 | 11 | 0 | 0 | 0
2040-11-21 02:00 | 2040 | 11 | 0 | 0 | 0
2040-11-21 03:00 | 2040 | 11 | 0 | 0 | 0
2040-11-21 04:00 | 2040 | 11 | 0 | 0 | 0
2040-11-21 05:00 | 2040 | 11 | 0 | 0 | 0
2040-11-21 06:00 | 2040 | 11 | 0 | 0 | 0
2040-11-21 07:00 | 2040 | 11 | 0 | 0 | 0
2040-11-21 08:00 | 2040 | 11 | 0 | 0 | 0
2040-11-21 09:00 | 2040 | 11 | 0 | 0 | 0
2040-11-21 10:00 | 2040 | 11 | 0 | 0 | 0
2040-11-21 11:00 | 2040 | 11 | 0 | 0 | 0
2040-11-21 12:00 | 2040 | 11 | 0 | 0 | 0
2040-11-21 13:00 | 2040 | 11 | 0 | 0 | 0
2040-11-21 14:00 | 2040 | 11 | 0 | 0 | 0
2040-11-21 15:00 | 2040 | 11 | 0 | 0 | 0
2040-11-21 16:00 | 2040 | 11 | 0 | 0 | 0
2040-11-21 17:00 | 2040 | 11 | 0 | 0 | 0
2040-11-21 18:00 | 2040 | 11 | 0 | 0 | 0
2040-11-21 19:00 | 2040 | 11 | 0 | 0 | 0
2040-11-21 20:00 | 2040 | 11 | 0 | 0 | 0
2040-11-21 21:00 | 2040 | 11 | 0 | 0 | 0
2040-11-21 22:00 | 2040 | 11 | 0 | 0 | 0
2040-11-21 23:00 | 2040 | 11 | 0 | 0 | 0
2040-11-22 | 2040 | 11 | 0 | 0 | 0
2040-11-22 01:00 | 2040 | 11 | 0 | 0 | 0
2040-11-22 02:00 | 2040 | 11 | 0 | 0 | 0
2040-11-22 03:00 | 2040 | 11 | 0 | 0 | 0
2040-11-22 04:00 | 2040 | 11 | 0 | 0 | 0
2040-11-22 05:00 | 2040 | 11 | 0 | 0 | 0
2040-11-22 06:00 | 2040 | 11 | 0 | 0 | 0
2040-11-22 07:00 | 2040 | 11 | 0 | 0 | 0
2040-11-22 08:00 | 2040 | 11 | 0 | 0 | 0
2040-11-22 09:00 | 2040 | 11 | 0 | 0 | 0
2040-11-22 10:00 | 2040 | 11 | 0 | 0 | 0
2040-11-22 11:00 | 2040 | 11 | 0 | 0 | 0
2040-11-22 12:00 | 2040 | 11 | 0 | 0 | 0
2040-11-22 13:00 | 2040 | 11 | 0 | 0 | 0
2040-11-22 14:00 | 2040 | 11 | 0 | 0 | 0
2040-11-22 15:00 | 2040 | 11 | 0 | 0 | 0
2040-11-22 16:00 | 2040 | 11 | 0 | 0 | 0
2040-11-22 17:00 | 2040 | 11 | 0 | 0 | 0
2040-11-22 18:00 | 2040 | 11 | 0 | 0 | 0
2040-11-22 19:00 | 2040 | 11 | 0 | 0 | 0
2040-11-22 20:00 | 2040 | 11 | 0 | 0 | 0
2040-11-22 21:00 | 2040 | 11 | 0 | 0 | 0
2040-11-22 22:00 | 2040 | 11 | 0 | 0 | 0
2040-11-22 23:00 | 2040 | 11 | 0 | 0 | 0
2040-11-23 | 2040 | 11 | 0 | 0 | 0
2040-11-23 01:00 | 2040 | 11 | 0 | 0 | 0
2040-11-23 02:00 | 2040 | 11 | 0 | 0 | 0
2040-11-23 03:00 | 2040 | 11 | 0 | 0 | 0
2040-11-23 04:00 | 2040 | 11 | 0 | 0 | 0
2040-11-23 05:00 | 2040 | 11 | 0 | 0 | 0
2040-11-23 06:00 | 2040 | 11 | 0 | 0 | 0
2040-11-23 07:00 | 2040 | 11 | 0 | 0 | 0
2040-11-23 08:00 | 2040 | 11 | 0 | 0 | 0
2040-11-23 09:00 | 2040 | 11 | 0 | 0 | 0
2040-11-23 10:00 | 2040 | 11 | 0 | 0 | 0
2040-11-23 11:00 | 2040 | 11 | 0 | 0 | 0
2040-11-23 12:00 | 2040 | 11 | 0 | 0 | 0
2040-11-23 13:00 | 2040 | 11 | 0 | 0 | 0
2040-11-23 14:00 | 2040 | 11 | 0 | 0 | 0
2040-11-23 15:00 | 2040 | 11 | 0 | 0 | 0
2040-11-23 16:00 | 2040 | 11 | 0 | 0 | 0
2040-11-23 17:00 | 2040 | 11 | 0 | 0 | 0
2040-11-23 18:00 | 2040 | 11 | 0 | 0 | 0
2040-11-23 19:00 | 2040 | 11 | 0 | 0 | 0
2040-11-23 20:00 | 2040 | 11 | 0 | 0 | 0
2040-11-23 21:00 | 2040 | 11 | 0 | 0 | 0
2040-11-23 22:00 | 2040 | 11 | 0 | 0 | 0
2040-11-23 23:00 | 2040 | 11 | 0 | 0 | 0
2040-11-24 | 2040 | 11 | 0 | 0 | 0
2040-11-24 01:00 | 2040 | 11 | 0 | 0 | 0
2040-11-24 02:00 | 2040 | 11 | 0 | 0 | 0
2040-11-24 03:00 | 2040 | 11 | 0 | 0 | 0
2040-11-24 04:00 | 2040 | 11 | 0 | 0 | 0
2040-11-24 05:00 | 2040 | 11 | 0 | 0 | 0
2040-11-24 06:00 | 2040 | 11 | 0 | 0 | 0
2040-11-24 07:00 | 2040 | 11 | 0 | 0 | 0
2040-11-24 08:00 | 2040 | 11 | 0 | 0 | 0
2040-11-24 09:00 | 2040 | 11 | 0 | 0 | 0
2040-11-24 10:00 | 2040 | 11 | 0 | 0 | 0
2040-11-24 11:00 | 2040 | 11 | 0 | 0 | 0
2040-11-24 12:00 | 2040 | 11 | 0 | 0 | 0
2040-11-24 13:00 | 2040 | 11 | 0 | 0 | 0
2040-11-24 14:00 | 2040 | 11 | 0 | 0 | 0
2040-11-24 15:00 | 2040 | 11 | 0 | 0 | 0
2040-11-24 16:00 | 2040 | 11 | 0 | 0 | 0
2040-11-24 17:00 | 2040 | 11 | 0 | 0 | 0
2040-11-24 18:00 | 2040 | 11 | 0 | 0 | 0
2040-11-24 19:00 | 2040 | 11 | 0 | 0 | 0
2040-11-24 20:00 | 2040 | 11 | 0 | 0 | 0
2040-11-24 21:00 | 2040 | 11 | 0 | 0 | 0
2040-11-24 22:00 | 2040 | 11 | 0 | 0 | 0
2040-11-24 23:00 | 2040 | 11 | 0 | 0 | 0
2040-11-25 | 2040 | 11 | 0 | 0 | 0
2040-11-25 01:00 | 2040 | 11 | 0 | 0 | 0
2040-11-25 02:00 | 2040 | 11 | 0 | 0 | 0
2040-11-25 03:00 | 2040 | 11 | 0 | 0 | 0
2040-11-25 04:00 | 2040 | 11 | 0 | 0 | 0
2040-11-25 05:00 | 2040 | 11 | 0 | 0 | 0
2040-11-25 06:00 | 2040 | 11 | 0 | 0 | 0
2040-11-25 07:00 | 2040 | 11 | 0 | 0 | 0
2040-11-25 08:00 | 2040 | 11 | 0 | 0 | 0
2040-11-25 09:00 | 2040 | 11 | 0 | 0 | 0
2040-11-25 10:00 | 2040 | 11 | 0 | 0 | 0
2040-11-25 11:00 | 2040 | 11 | 0 | 0 | 0
2040-11-25 12:00 | 2040 | 11 | 0 | 0 | 0
2040-11-25 13:00 | 2040 | 11 | 0 | 0 | 0
2040-11-25 14:00 | 2040 | 11 | 0 | 0 | 0
2040-11-25 15:00 | 2040 | 11 | 0 | 0 | 0
2040-11-25 16:00 | 2040 | 11 | 0 | 0 | 0
2040-11-25 17:00 | 2040 | 11 | 0 | 0 | 0
2040-11-25 18:00 | 2040 | 11 | 0 | 0 | 0
2040-11-25 19:00 | 2040 | 11 | 0 | 0 | 0
2040-11-25 20:00 | 2040 | 11 | 0 | 0 | 0
2040-11-25 21:00 | 2040 | 11 | 0 | 0 | 0
2040-11-25 22:00 | 2040 | 11 | 0 | 0 | 0
2040-11-25 23:00 | 2040 | 11 | 0 | 0 | 0
2040-11-26 | 2040 | 11 | 0 | 0 | 0
2040-11-26 01:00 | 2040 | 11 | 0 | 0 | 0
2040-11-26 02:00 | 2040 | 11 | 0 | 0 | 0
2040-11-26 03:00 | 2040 | 11 | 0 | 0 | 0
2040-11-26 04:00 | 2040 | 11 | 0 | 0 | 0
2040-11-26 05:00 | 2040 | 11 | 0 | 0 | 0
2040-11-26 06:00 | 2040 | 11 | 0 | 0 | 0
2040-11-26 07:00 | 2040 | 11 | 0 | 0 | 0
2040-11-26 08:00 | 2040 | 11 | 0 | 0 | 0
2040-11-26 09:00 | 2040 | 11 | 0 | 0 | 0
2040-11-26 10:00 | 2040 | 11 | 0 | 0 | 0
2040-11-26 11:00 | 2040 | 11 | 0 | 0 | 0
2040-11-26 12:00 | 2040 | 11 | 0 | 0 | 0
2040-11-26 13:00 | 2040 | 11 | 0 | 0 | 0
2040-11-26 14:00 | 2040 | 11 | 0 | 0 | 0
2040-11-26 15:00 | 2040 | 11 | 0 | 0 | 0
2040-11-26 16:00 | 2040 | 11 | 0 | 0 | 0
2040-11-26 17:00 | 2040 | 11 | 0 | 0 | 0
2040-11-26 18:00 | 2040 | 11 | 0 | 0 | 0
2040-11-26 19:00 | 2040 | 11 | 0 | 0 | 0
2040-11-26 20:00 | 2040 | 11 | 0 | 0 | 0
2040-11-26 21:00 | 2040 | 11 | 0 | 0 | 0
2040-11-26 22:00 | 2040 | 11 | 0 | 0 | 0
2040-11-26 23:00 | 2040 | 11 | 0 | 0 | 0
2040-11-27 | 2040 | 11 | 0 | 0 | 0
2040-11-27 01:00 | 2040 | 11 | 0 | 0 | 0
2040-11-27 02:00 | 2040 | 11 | 0 | 0 | 0
2040-11-27 03:00 | 2040 | 11 | 0 | 0 | 0
2040-11-27 04:00 | 2040 | 11 | 0 | 0 | 0
2040-11-27 05:00 | 2040 | 11 | 0 | 0 | 0
2040-11-27 06:00 | 2040 | 11 | 0 | 0 | 0
2040-11-27 07:00 | 2040 | 11 | 0 | 0 | 0
2040-11-27 08:00 | 2040 | 11 | 0 | 0 | 0
2040-11-27 09:00 | 2040 | 11 | 0 | 0 | 0
2040-11-27 10:00 | 2040 | 11 | 0 | 0 | 0
2040-11-27 11:00 | 2040 | 11 | 0 | 0 | 0
2040-11-27 12:00 | 2040 | 11 | 0 | 0 | 0
2040-11-27 13:00 | 2040 | 11 | 0 | 0 | 0
2040-11-27 14:00 | 2040 | 11 | 0 | 0 | 0
2040-11-27 15:00 | 2040 | 11 | 0 | 0 | 0
2040-11-27 16:00 | 2040 | 11 | 0 | 0 | 0
2040-11-27 17:00 | 2040 | 11 | 0 | 0 | 0
2040-11-27 18:00 | 2040 | 11 | 0 | 0 | 0
2040-11-27 19:00 | 2040 | 11 | 0 | 0 | 0
2040-11-27 20:00 | 2040 | 11 | 0 | 0 | 0
2040-11-27 21:00 | 2040 | 11 | 0 | 0 | 0
2040-11-27 22:00 | 2040 | 11 | 0 | 0 | 0
2040-11-27 23:00 | 2040 | 11 | 0 | 0 | 0
2040-11-28 | 2040 | 11 | 0 | 0 | 0
2040-11-28 01:00 | 2040 | 11 | 0 | 0 | 0
2040-11-28 02:00 | 2040 | 11 | 0 | 0 | 0
2040-11-28 03:00 | 2040 | 11 | 0 | 0 | 0
2040-11-28 04:00 | 2040 | 11 | 0 | 0 | 0
2040-11-28 05:00 | 2040 | 11 | 0 | 0 | 0
2040-11-28 06:00 | 2040 | 11 | 0 | 0 | 0
2040-11-28 07:00 | 2040 | 11 | 0 | 0 | 0
2040-11-28 08:00 | 2040 | 11 | 0 | 0 | 0
2040-11-28 09:00 | 2040 | 11 | 0 | 0 | 0
2040-11-28 10:00 | 2040 | 11 | 0 | 0 | 0
2040-11-28 11:00 | 2040 | 11 | 0 | 0 | 0
2040-11-28 12:00 | 2040 | 11 | 0 | 0 | 0
2040-11-28 13:00 | 2040 | 11 | 0 | 0 | 0
2040-11-28 14:00 | 2040 | 11 | 0 | 0 | 0
2040-11-28 15:00 | 2040 | 11 | 0 | 0 | 0
2040-11-28 16:00 | 2040 | 11 | 0 | 0 | 0
2040-11-28 17:00 | 2040 | 11 | 0 | 0 | 0
2040-11-28 18:00 | 2040 | 11 | 0 | 0 | 0
2040-11-28 19:00 | 2040 | 11 | 0 | 0 | 0
2040-11-28 20:00 | 2040 | 11 | 0 | 0 | 0
2040-11-28 21:00 | 2040 | 11 | 0 | 0 | 0
2040-11-28 22:00 | 2040 | 11 | 0 | 0 | 0
2040-11-28 23:00 | 2040 | 11 | 0 | 0 | 0
2040-11-29 | 2040 | 11 | 0 | 0 | 0
2040-11-29 01:00 | 2040 | 11 | 0 | 0 | 0
2040-11-29 02:00 | 2040 | 11 | 0 | 0 | 0
2040-11-29 03:00 | 2040 | 11 | 0 | 0 | 0
2040-11-29 04:00 | 2040 | 11 | 0 | 0 | 0
2040-11-29 05:00 | 2040 | 11 | 0 | 0 | 0
2040-11-29 06:00 | 2040 | 11 | 0 | 0 | 0
2040-11-29 07:00 | 2040 | 11 | 0 | 0 | 0
2040-11-29 08:00 | 2040 | 11 | 0 | 0 | 0
2040-11-29 09:00 | 2040 | 11 | 0 | 0 | 0
2040-11-29 10:00 | 2040 | 11 | 0 | 0 | 0
2040-11-29 11:00 | 2040 | 11 | 0 | 0 | 0
2040-11-29 12:00 | 2040 | 11 | 0 | 0 | 0
2040-11-29 13:00 | 2040 | 11 | 0 | 0 | 0
2040-11-29 14:00 | 2040 | 11 | 0 | 0 | 0
2040-11-29 15:00 | 2040 | 11 | 0 | 0 | 0
2040-11-29 16:00 | 2040 | 11 | 0 | 0 | 0
2040-11-29 17:00 | 2040 | 11 | 0 | 0 | 0
2040-11-29 18:00 | 2040 | 11 | 0 | 0 | 0
2040-11-29 19:00 | 2040 | 11 | 0 | 0 | 0
2040-11-29 20:00 | 2040 | 11 | 0 | 0 | 0
2040-11-29 21:00 | 2040 | 11 | 0 | 0 | 0
2040-11-29 22:00 | 2040 | 11 | 0 | 0 | 0
2040-11-29 23:00 | 2040 | 11 | 0 | 0 | 0
2040-11-30 | 2040 | 11 | 0 | 0 | 0
2040-11-30 01:00 | 2040 | 11 | 0 | 0 | 0
2040-11-30 02:00 | 2040 | 11 | 0 | 0 | 0
2040-11-30 03:00 | 2040 | 11 | 0 | 0 | 0
2040-11-30 04:00 | 2040 | 11 | 0 | 0 | 0
2040-11-30 05:00 | 2040 | 11 | 0 | 0 | 0
2040-11-30 06:00 | 2040 | 11 | 0 | 0 | 0
2040-11-30 07:00 | 2040 | 11 | 0 | 0 | 0
2040-11-30 08:00 | 2040 | 11 | 0 | 0 | 0
2040-11-30 09:00 | 2040 | 11 | 0 | 0 | 0
2040-11-30 10:00 | 2040 | 11 | 0 | 0 | 0
2040-11-30 11:00 | 2040 | 11 | 0 | 0 | 0
2040-11-30 12:00 | 2040 | 11 | 0 | 0 | 0
2040-11-30 13:00 | 2040 | 11 | 0 | 0 | 0
2040-11-30 14:00 | 2040 | 11 | 0 | 0 | 0
2040-11-30 15:00 | 2040 | 11 | 0 | 0 | 0
2040-11-30 16:00 | 2040 | 11 | 0 | 0 | 0
2040-11-30 17:00 | 2040 | 11 | 0 | 0 | 0
2040-11-30 18:00 | 2040 | 11 | 0 | 0 | 0
2040-11-30 19:00 | 2040 | 11 | 0 | 0 | 0
2040-11-30 20:00 | 2040 | 11 | 0 | 0 | 0
2040-11-30 21:00 | 2040 | 11 | 0 | 0 | 0
2040-11-30 22:00 | 2040 | 11 | 0 | 0 | 0
2040-11-30 23:00 | 2040 | 11 | 0 | 0 | 0
2040-12-01 | 2040 | 12 | 0 | 0 | 0
2040-12-01 01:00 | 2040 | 12 | 0 | 0 | 0
2040-12-01 02:00 | 2040 | 12 | 0 | 0 | 0
2040-12-01 03:00 | 2040 | 12 | 0 | 0 | 0
2040-12-01 04:00 | 2040 | 12 | 0 | 0 | 0
2040-12-01 05:00 | 2040 | 12 | 0 | 0 | 0
2040-12-01 06:00 | 2040 | 12 | 0 | 0 | 0
2040-12-01 07:00 | 2040 | 12 | 0 | 0 | 0
2040-12-01 08:00 | 2040 | 12 | 0 | 0 | 0
2040-12-01 09:00 | 2040 | 12 | 0 | 0 | 0
2040-12-01 10:00 | 2040 | 12 | 0 | 0 | 0
2040-12-01 11:00 | 2040 | 12 | 0 | 0 | 0
2040-12-01 12:00 | 2040 | 12 | 0 | 0 | 0
2040-12-01 13:00 | 2040 | 12 | 0 | 0 | 0
2040-12-01 14:00 | 2040 | 12 | 0 | 0 | 0
2040-12-01 15:00 | 2040 | 12 | 0 | 0 | 0
2040-12-01 16:00 | 2040 | 12 | 0 | 0 | 0
2040-12-01 17:00 | 2040 | 12 | 0 | 0 | 0
2040-12-01 18:00 | 2040 | 12 | 0 | 0 | 0
2040-12-01 19:00 | 2040 | 12 | 0 | 0 | 0
2040-12-01 20:00 | 2040 | 12 | 0 | 0 | 0
2040-12-01 21:00 | 2040 | 12 | 0 | 0 | 0
2040-12-01 22:00 | 2040 | 12 | 0 | 0 | 0
2040-12-01 23:00 | 2040 | 12 | 0 | 0 | 0
2040-12-02 | 2040 | 12 | 0 | 0 | 0
2040-12-02 01:00 | 2040 | 12 | 0 | 0 | 0
2040-12-02 02:00 | 2040 | 12 | 0 | 0 | 0
2040-12-02 03:00 | 2040 | 12 | 0 | 0 | 0
2040-12-02 04:00 | 2040 | 12 | 0 | 0 | 0
2040-12-02 05:00 | 2040 | 12 | 0 | 0 | 0
2040-12-02 06:00 | 2040 | 12 | 0 | 0 | 0
2040-12-02 07:00 | 2040 | 12 | 0 | 0 | 0
2040-12-02 08:00 | 2040 | 12 | 0 | 0 | 0
2040-12-02 09:00 | 2040 | 12 | 0 | 0 | 0
2040-12-02 10:00 | 2040 | 12 | 0 | 0 | 0
2040-12-02 11:00 | 2040 | 12 | 0 | 0 | 0
2040-12-02 12:00 | 2040 | 12 | 0 | 0 | 0
2040-12-02 13:00 | 2040 | 12 | 0 | 0 | 0
2040-12-02 14:00 | 2040 | 12 | 0 | 0 | 0
2040-12-02 15:00 | 2040 | 12 | 0 | 0 | 0
2040-12-02 16:00 | 2040 | 12 | 0 | 0 | 0
2040-12-02 17:00 | 2040 | 12 | 0 | 0 | 0
2040-12-02 18:00 | 2040 | 12 | 0 | 0 | 0
2040-12-02 19:00 | 2040 | 12 | 0 | 0 | 0
2040-12-02 20:00 | 2040 | 12 | 0 | 0 | 0
2040-12-02 21:00 | 2040 | 12 | 0 | 0 | 0
2040-12-02 22:00 | 2040 | 12 | 0 | 0 | 0
2040-12-02 23:00 | 2040 | 12 | 0 | 0 | 0
2040-12-03 | 2040 | 12 | 0 | 0 | 0
2040-12-03 01:00 | 2040 | 12 | 0 | 0 | 0
2040-12-03 02:00 | 2040 | 12 | 0 | 0 | 0
2040-12-03 03:00 | 2040 | 12 | 0 | 0 | 0
2040-12-03 04:00 | 2040 | 12 | 0 | 0 | 0
2040-12-03 05:00 | 2040 | 12 | 0 | 0 | 0
2040-12-03 06:00 | 2040 | 12 | 0 | 0 | 0
2040-12-03 07:00 | 2040 | 12 | 0 | 0 | 0
2040-12-03 08:00 | 2040 | 12 | 0 | 0 | 0
2040-12-03 09:00 | 2040 | 12 | 0 | 0 | 0
2040-12-03 10:00 | 2040 | 12 | 0 | 0 | 0
2040-12-03 11:00 | 2040 | 12 | 0 | 0 | 0
2040-12-03 12:00 | 2040 | 12 | 0 | 0 | 0
2040-12-03 13:00 | 2040 | 12 | 0 | 0 | 0
2040-12-03 14:00 | 2040 | 12 | 0 | 0 | 0
2040-12-03 15:00 | 2040 | 12 | 0 | 0 | 0
2040-12-03 16:00 | 2040 | 12 | 0 | 0 | 0
2040-12-03 17:00 | 2040 | 12 | 0 | 0 | 0
2040-12-03 18:00 | 2040 | 12 | 0 | 0 | 0
2040-12-03 19:00 | 2040 | 12 | 0 | 0 | 0
2040-12-03 20:00 | 2040 | 12 | 0 | 0 | 0
2040-12-03 21:00 | 2040 | 12 | 0 | 0 | 0
2040-12-03 22:00 | 2040 | 12 | 0 | 0 | 0
2040-12-03 23:00 | 2040 | 12 | 0 | 0 | 0
2040-12-04 | 2040 | 12 | 0 | 0 | 0
2040-12-04 01:00 | 2040 | 12 | 0 | 0 | 0
2040-12-04 02:00 | 2040 | 12 | 0 | 0 | 0
2040-12-04 03:00 | 2040 | 12 | 0 | 0 | 0
2040-12-04 04:00 | 2040 | 12 | 0 | 0 | 0
2040-12-04 05:00 | 2040 | 12 | 0 | 0 | 0
2040-12-04 06:00 | 2040 | 12 | 0 | 0 | 0
2040-12-04 07:00 | 2040 | 12 | 0 | 0 | 0
2040-12-04 08:00 | 2040 | 12 | 0 | 0 | 0
2040-12-04 09:00 | 2040 | 12 | 0 | 0 | 0
2040-12-04 10:00 | 2040 | 12 | 0 | 0 | 0
2040-12-04 11:00 | 2040 | 12 | 0 | 0 | 0
2040-12-04 12:00 | 2040 | 12 | 0 | 0 | 0
2040-12-04 13:00 | 2040 | 12 | 0 | 0 | 0
2040-12-04 14:00 | 2040 | 12 | 0 | 0 | 0
2040-12-04 15:00 | 2040 | 12 | 0 | 0 | 0
2040-12-04 16:00 | 2040 | 12 | 0 | 0 | 0
2040-12-04 17:00 | 2040 | 12 | 0 | 0 | 0
2040-12-04 18:00 | 2040 | 12 | 0 | 0 | 0
2040-12-04 19:00 | 2040 | 12 | 0 | 0 | 0
2040-12-04 20:00 | 2040 | 12 | 0 | 0 | 0
2040-12-04 21:00 | 2040 | 12 | 0 | 0 | 0
2040-12-04 22:00 | 2040 | 12 | 0 | 0 | 0
2040-12-04 23:00 | 2040 | 12 | 0 | 0 | 0
2040-12-05 | 2040 | 12 | 0 | 0 | 0
2040-12-05 01:00 | 2040 | 12 | 0 | 0 | 0
2040-12-05 02:00 | 2040 | 12 | 0 | 0 | 0
2040-12-05 03:00 | 2040 | 12 | 0 | 0 | 0
2040-12-05 04:00 | 2040 | 12 | 0 | 0 | 0
2040-12-05 05:00 | 2040 | 12 | 0 | 0 | 0
2040-12-05 06:00 | 2040 | 12 | 0 | 0 | 0
2040-12-05 07:00 | 2040 | 12 | 0 | 0 | 0
2040-12-05 08:00 | 2040 | 12 | 0 | 0 | 0
2040-12-05 09:00 | 2040 | 12 | 0 | 0 | 0
2040-12-05 10:00 | 2040 | 12 | 0 | 0 | 0
2040-12-05 11:00 | 2040 | 12 | 0 | 0 | 0
2040-12-05 12:00 | 2040 | 12 | 0 | 0 | 0
2040-12-05 13:00 | 2040 | 12 | 0 | 0 | 0
2040-12-05 14:00 | 2040 | 12 | 0 | 0 | 0
2040-12-05 15:00 | 2040 | 12 | 0 | 0 | 0
2040-12-05 16:00 | 2040 | 12 | 0 | 0 | 0
2040-12-05 17:00 | 2040 | 12 | 0 | 0 | 0
2040-12-05 18:00 | 2040 | 12 | 0 | 0 | 0
2040-12-05 19:00 | 2040 | 12 | 0 | 0 | 0
2040-12-05 20:00 | 2040 | 12 | 0 | 0 | 0
2040-12-05 21:00 | 2040 | 12 | 0 | 0 | 0
2040-12-05 22:00 | 2040 | 12 | 0 | 0 | 0
2040-12-05 23:00 | 2040 | 12 | 0 | 0 | 0
2040-12-06 | 2040 | 12 | 0 | 0 | 0
2040-12-06 01:00 | 2040 | 12 | 0 | 0 | 0
2040-12-06 02:00 | 2040 | 12 | 0 | 0 | 0
2040-12-06 03:00 | 2040 | 12 | 0 | 0 | 0
2040-12-06 04:00 | 2040 | 12 | 0 | 0 | 0
2040-12-06 05:00 | 2040 | 12 | 0 | 0 | 0
2040-12-06 06:00 | 2040 | 12 | 0 | 0 | 0
2040-12-06 07:00 | 2040 | 12 | 0 | 0 | 0
2040-12-06 08:00 | 2040 | 12 | 0 | 0 | 0
2040-12-06 09:00 | 2040 | 12 | 0 | 0 | 0
2040-12-06 10:00 | 2040 | 12 | 0 | 0 | 0
2040-12-06 11:00 | 2040 | 12 | 0 | 0 | 0
2040-12-06 12:00 | 2040 | 12 | 0 | 0 | 0
2040-12-06 13:00 | 2040 | 12 | 0 | 0 | 0
2040-12-06 14:00 | 2040 | 12 | 0 | 0 | 0
2040-12-06 15:00 | 2040 | 12 | 0 | 0 | 0
2040-12-06 16:00 | 2040 | 12 | 0 | 0 | 0
2040-12-06 17:00 | 2040 | 12 | 0 | 0 | 0
2040-12-06 18:00 | 2040 | 12 | 0 | 0 | 0
2040-12-06 19:00 | 2040 | 12 | 0 | 0 | 0
2040-12-06 20:00 | 2040 | 12 | 0 | 0 | 0
2040-12-06 21:00 | 2040 | 12 | 0 | 0 | 0
2040-12-06 22:00 | 2040 | 12 | 0 | 0 | 0
2040-12-06 23:00 | 2040 | 12 | 0 | 0 | 0
2040-12-07 | 2040 | 12 | 0 | 0 | 0
2040-12-07 01:00 | 2040 | 12 | 0 | 0 | 0
2040-12-07 02:00 | 2040 | 12 | 0 | 0 | 0
2040-12-07 03:00 | 2040 | 12 | 0 | 0 | 0
2040-12-07 04:00 | 2040 | 12 | 0 | 0 | 0
2040-12-07 05:00 | 2040 | 12 | 0 | 0 | 0
2040-12-07 06:00 | 2040 | 12 | 0 | 0 | 0
2040-12-07 07:00 | 2040 | 12 | 0 | 0 | 0
2040-12-07 08:00 | 2040 | 12 | 0 | 0 | 0
2040-12-07 09:00 | 2040 | 12 | 0 | 0 | 0
2040-12-07 10:00 | 2040 | 12 | 0 | 0 | 0
2040-12-07 11:00 | 2040 | 12 | 0 | 0 | 0
2040-12-07 12:00 | 2040 | 12 | 0 | 0 | 0
2040-12-07 13:00 | 2040 | 12 | 0 | 0 | 0
2040-12-07 14:00 | 2040 | 12 | 0 | 0 | 0
2040-12-07 15:00 | 2040 | 12 | 0 | 0 | 0
2040-12-07 16:00 | 2040 | 12 | 0 | 0 | 0
2040-12-07 17:00 | 2040 | 12 | 0 | 0 | 0
2040-12-07 18:00 | 2040 | 12 | 0 | 0 | 0
2040-12-07 19:00 | 2040 | 12 | 0 | 0 | 0
2040-12-07 20:00 | 2040 | 12 | 0 | 0 | 0
2040-12-07 21:00 | 2040 | 12 | 0 | 0 | 0
2040-12-07 22:00 | 2040 | 12 | 0 | 0 | 0
2040-12-07 23:00 | 2040 | 12 | 0 | 0 | 0
2040-12-08 | 2040 | 12 | 0 | 0 | 0
2040-12-08 01:00 | 2040 | 12 | 0 | 0 | 0
2040-12-08 02:00 | 2040 | 12 | 0 | 0 | 0
2040-12-08 03:00 | 2040 | 12 | 0 | 0 | 0
2040-12-08 04:00 | 2040 | 12 | 0 | 0 | 0
2040-12-08 05:00 | 2040 | 12 | 0 | 0 | 0
2040-12-08 06:00 | 2040 | 12 | 0 | 0 | 0
2040-12-08 07:00 | 2040 | 12 | 0 | 0 | 0
2040-12-08 08:00 | 2040 | 12 | 0 | 0 | 0
2040-12-08 09:00 | 2040 | 12 | 0 | 0 | 0
2040-12-08 10:00 | 2040 | 12 | 0 | 0 | 0
2040-12-08 11:00 | 2040 | 12 | 0 | 0 | 0
2040-12-08 12:00 | 2040 | 12 | 0 | 0 | 0
2040-12-08 13:00 | 2040 | 12 | 0 | 0 | 0
2040-12-08 14:00 | 2040 | 12 | 0 | 0 | 0
2040-12-08 15:00 | 2040 | 12 | 0 | 0 | 0
2040-12-08 16:00 | 2040 | 12 | 0 | 0 | 0
2040-12-08 17:00 | 2040 | 12 | 0 | 0 | 0
2040-12-08 18:00 | 2040 | 12 | 0 | 0 | 0
2040-12-08 19:00 | 2040 | 12 | 0 | 0 | 0
2040-12-08 20:00 | 2040 | 12 | 0 | 0 | 0
2040-12-08 21:00 | 2040 | 12 | 0 | 0 | 0
2040-12-08 22:00 | 2040 | 12 | 0 | 0 | 0
2040-12-08 23:00 | 2040 | 12 | 0 | 0 | 0
2040-12-09 | 2040 | 12 | 0 | 0 | 0
2040-12-09 01:00 | 2040 | 12 | 0 | 0 | 0
2040-12-09 02:00 | 2040 | 12 | 0 | 0 | 0
2040-12-09 03:00 | 2040 | 12 | 0 | 0 | 0
2040-12-09 04:00 | 2040 | 12 | 0 | 0 | 0
2040-12-09 05:00 | 2040 | 12 | 0 | 0 | 0
2040-12-09 06:00 | 2040 | 12 | 0 | 0 | 0
2040-12-09 07:00 | 2040 | 12 | 0 | 0 | 0
2040-12-09 08:00 | 2040 | 12 | 0 | 0 | 0
2040-12-09 09:00 | 2040 | 12 | 0 | 0 | 0
2040-12-09 10:00 | 2040 | 12 | 0 | 0 | 0
2040-12-09 11:00 | 2040 | 12 | 0 | 0 | 0
2040-12-09 12:00 | 2040 | 12 | 0 | 0 | 0
2040-12-09 13:00 | 2040 | 12 | 0 | 0 | 0
2040-12-09 14:00 | 2040 | 12 | 0 | 0 | 0
2040-12-09 15:00 | 2040 | 12 | 0 | 0 | 0
2040-12-09 16:00 | 2040 | 12 | 0 | 0 | 0
2040-12-09 17:00 | 2040 | 12 | 0 | 0 | 0
2040-12-09 18:00 | 2040 | 12 | 0 | 0 | 0
2040-12-09 19:00 | 2040 | 12 | 0 | 0 | 0
2040-12-09 20:00 | 2040 | 12 | 0 | 0 | 0
2040-12-09 21:00 | 2040 | 12 | 0 | 0 | 0
2040-12-09 22:00 | 2040 | 12 | 0 | 0 | 0
2040-12-09 23:00 | 2040 | 12 | 0 | 0 | 0
2040-12-10 | 2040 | 12 | 0 | 0 | 0
2040-12-10 01:00 | 2040 | 12 | 0 | 0 | 0
2040-12-10 02:00 | 2040 | 12 | 0 | 0 | 0
2040-12-10 03:00 | 2040 | 12 | 0 | 0 | 0
2040-12-10 04:00 | 2040 | 12 | 0 | 0 | 0
2040-12-10 05:00 | 2040 | 12 | 0 | 0 | 0
2040-12-10 06:00 | 2040 | 12 | 0 | 0 | 0
2040-12-10 07:00 | 2040 | 12 | 0 | 0 | 0
2040-12-10 08:00 | 2040 | 12 | 0 | 0 | 0
2040-12-10 09:00 | 2040 | 12 | 0 | 0 | 0
2040-12-10 10:00 | 2040 | 12 | 0 | 0 | 0
2040-12-10 11:00 | 2040 | 12 | 0 | 0 | 0
2040-12-10 12:00 | 2040 | 12 | 0 | 0 | 0
2040-12-10 13:00 | 2040 | 12 | 0 | 0 | 0
2040-12-10 14:00 | 2040 | 12 | 0 | 0 | 0
2040-12-10 15:00 | 2040 | 12 | 0 | 0 | 0
2040-12-10 16:00 | 2040 | 12 | 0 | 0 | 0
2040-12-10 17:00 | 2040 | 12 | 0 | 0 | 0
2040-12-10 18:00 | 2040 | 12 | 0 | 0 | 0
2040-12-10 19:00 | 2040 | 12 | 0 | 0 | 0
2040-12-10 20:00 | 2040 | 12 | 0 | 0 | 0
2040-12-10 21:00 | 2040 | 12 | 0 | 0 | 0
2040-12-10 22:00 | 2040 | 12 | 0 | 0 | 0
2040-12-10 23:00 | 2040 | 12 | 0 | 0 | 0
2040-12-11 | 2040 | 12 | 0 | 0 | 0
2040-12-11 01:00 | 2040 | 12 | 0 | 0 | 0
2040-12-11 02:00 | 2040 | 12 | 0 | 0 | 0
2040-12-11 03:00 | 2040 | 12 | 0 | 0 | 0
2040-12-11 04:00 | 2040 | 12 | 0 | 0 | 0
2040-12-11 05:00 | 2040 | 12 | 0 | 0 | 0
2040-12-11 06:00 | 2040 | 12 | 0 | 0 | 0
2040-12-11 07:00 | 2040 | 12 | 0 | 0 | 0
2040-12-11 08:00 | 2040 | 12 | 0 | 0 | 0
2040-12-11 09:00 | 2040 | 12 | 0 | 0 | 0
2040-12-11 10:00 | 2040 | 12 | 0 | 0 | 0
2040-12-11 11:00 | 2040 | 12 | 0 | 0 | 0
2040-12-11 12:00 | 2040 | 12 | 0 | 0 | 0
2040-12-11 13:00 | 2040 | 12 | 0 | 0 | 0
2040-12-11 14:00 | 2040 | 12 | 0 | 0 | 0
2040-12-11 15:00 | 2040 | 12 | 0 | 0 | 0
2040-12-11 16:00 | 2040 | 12 | 0 | 0 | 0
2040-12-11 17:00 | 2040 | 12 | 0 | 0 | 0
2040-12-11 18:00 | 2040 | 12 | 0 | 0 | 0
2040-12-11 19:00 | 2040 | 12 | 0 | 0 | 0
2040-12-11 20:00 | 2040 | 12 | 0 | 0 | 0
2040-12-11 21:00 | 2040 | 12 | 0 | 0 | 0
2040-12-11 22:00 | 2040 | 12 | 0 | 0 | 0
2040-12-11 23:00 | 2040 | 12 | 0 | 0 | 0
2040-12-12 | 2040 | 12 | 0 | 0 | 0
2040-12-12 01:00 | 2040 | 12 | 0 | 0 | 0
2040-12-12 02:00 | 2040 | 12 | 0 | 0 | 0
2040-12-12 03:00 | 2040 | 12 | 0 | 0 | 0
2040-12-12 04:00 | 2040 | 12 | 0 | 0 | 0
2040-12-12 05:00 | 2040 | 12 | 0 | 0 | 0
2040-12-12 06:00 | 2040 | 12 | 0 | 0 | 0
2040-12-12 07:00 | 2040 | 12 | 0 | 0 | 0
2040-12-12 08:00 | 2040 | 12 | 0 | 0 | 0
2040-12-12 09:00 | 2040 | 12 | 0 | 0 | 0
2040-12-12 10:00 | 2040 | 12 | 0 | 0 | 0
2040-12-12 11:00 | 2040 | 12 | 0 | 0 | 0
2040-12-12 12:00 | 2040 | 12 | 0 | 0 | 0
2040-12-12 13:00 | 2040 | 12 | 0 | 0 | 0
2040-12-12 14:00 | 2040 | 12 | 0 | 0 | 0
2040-12-12 15:00 | 2040 | 12 | 0 | 0 | 0
2040-12-12 16:00 | 2040 | 12 | 0 | 0 | 0
2040-12-12 17:00 | 2040 | 12 | 0 | 0 | 0
2040-12-12 18:00 | 2040 | 12 | 0 | 0 | 0
2040-12-12 19:00 | 2040 | 12 | 0 | 0 | 0
2040-12-12 20:00 | 2040 | 12 | 0 | 0 | 0
2040-12-12 21:00 | 2040 | 12 | 0 | 0 | 0
2040-12-12 22:00 | 2040 | 12 | 0 | 0 | 0
2040-12-12 23:00 | 2040 | 12 | 0 | 0 | 0
2040-12-13 | 2040 | 12 | 0 | 0 | 0
2040-12-13 01:00 | 2040 | 12 | 0 | 0 | 0
2040-12-13 02:00 | 2040 | 12 | 0 | 0 | 0
2040-12-13 03:00 | 2040 | 12 | 0 | 0 | 0
2040-12-13 04:00 | 2040 | 12 | 0 | 0 | 0
2040-12-13 05:00 | 2040 | 12 | 0 | 0 | 0
2040-12-13 06:00 | 2040 | 12 | 0 | 0 | 0
2040-12-13 07:00 | 2040 | 12 | 0 | 0 | 0
2040-12-13 08:00 | 2040 | 12 | 0 | 0 | 0
2040-12-13 09:00 | 2040 | 12 | 0 | 0 | 0
2040-12-13 10:00 | 2040 | 12 | 0 | 0 | 0
2040-12-13 11:00 | 2040 | 12 | 0 | 0 | 0
2040-12-13 12:00 | 2040 | 12 | 0 | 0 | 0
2040-12-13 13:00 | 2040 | 12 | 0 | 0 | 0
2040-12-13 14:00 | 2040 | 12 | 0 | 0 | 0
2040-12-13 15:00 | 2040 | 12 | 0 | 0 | 0
2040-12-13 16:00 | 2040 | 12 | 0 | 0 | 0
2040-12-13 17:00 | 2040 | 12 | 0 | 0 | 0
2040-12-13 18:00 | 2040 | 12 | 0 | 0 | 0
2040-12-13 19:00 | 2040 | 12 | 0 | 0 | 0
2040-12-13 20:00 | 2040 | 12 | 0 | 0 | 0
2040-12-13 21:00 | 2040 | 12 | 0 | 0 | 0
2040-12-13 22:00 | 2040 | 12 | 0 | 0 | 0
2040-12-13 23:00 | 2040 | 12 | 0 | 0 | 0
2040-12-14 | 2040 | 12 | 0 | 0 | 0
2040-12-14 01:00 | 2040 | 12 | 0 | 0 | 0
2040-12-14 02:00 | 2040 | 12 | 0 | 0 | 0
2040-12-14 03:00 | 2040 | 12 | 0 | 0 | 0
2040-12-14 04:00 | 2040 | 12 | 0 | 0 | 0
2040-12-14 05:00 | 2040 | 12 | 0 | 0 | 0
2040-12-14 06:00 | 2040 | 12 | 0 | 0 | 0
2040-12-14 07:00 | 2040 | 12 | 0 | 0 | 0
2040-12-14 08:00 | 2040 | 12 | 0 | 0 | 0
2040-12-14 09:00 | 2040 | 12 | 0 | 0 | 0
2040-12-14 10:00 | 2040 | 12 | 0 | 0 | 0
2040-12-14 11:00 | 2040 | 12 | 0 | 0 | 0
2040-12-14 12:00 | 2040 | 12 | 0 | 0 | 0
2040-12-14 13:00 | 2040 | 12 | 0 | 0 | 0
2040-12-14 14:00 | 2040 | 12 | 0 | 0 | 0
2040-12-14 15:00 | 2040 | 12 | 0 | 0 | 0
2040-12-14 16:00 | 2040 | 12 | 0 | 0 | 0
2040-12-14 17:00 | 2040 | 12 | 0 | 0 | 0
2040-12-14 18:00 | 2040 | 12 | 0 | 0 | 0
2040-12-14 19:00 | 2040 | 12 | 0 | 0 | 0
2040-12-14 20:00 | 2040 | 12 | 0 | 0 | 0
2040-12-14 21:00 | 2040 | 12 | 0 | 0 | 0
2040-12-14 22:00 | 2040 | 12 | 0 | 0 | 0
2040-12-14 23:00 | 2040 | 12 | 0 | 0 | 0
2040-12-15 | 2040 | 12 | 0 | 0 | 0
2040-12-15 01:00 | 2040 | 12 | 0 | 0 | 0
2040-12-15 02:00 | 2040 | 12 | 0 | 0 | 0
2040-12-15 03:00 | 2040 | 12 | 0 | 0 | 0
2040-12-15 04:00 | 2040 | 12 | 0 | 0 | 0
2040-12-15 05:00 | 2040 | 12 | 0 | 0 | 0
2040-12-15 06:00 | 2040 | 12 | 0 | 0 | 0
2040-12-15 07:00 | 2040 | 12 | 0 | 0 | 0
2040-12-15 08:00 | 2040 | 12 | 0 | 0 | 0
2040-12-15 09:00 | 2040 | 12 | 0 | 0 | 0
2040-12-15 10:00 | 2040 | 12 | 0 | 0 | 0
2040-12-15 11:00 | 2040 | 12 | 0 | 0 | 0
2040-12-15 12:00 | 2040 | 12 | 0 | 0 | 0
2040-12-15 13:00 | 2040 | 12 | 0 | 0 | 0
2040-12-15 14:00 | 2040 | 12 | 0 | 0 | 0
2040-12-15 15:00 | 2040 | 12 | 0 | 0 | 0
2040-12-15 16:00 | 2040 | 12 | 0 | 0 | 0
2040-12-15 17:00 | 2040 | 12 | 0 | 0 | 0
2040-12-15 18:00 | 2040 | 12 | 0 | 0 | 0
2040-12-15 19:00 | 2040 | 12 | 0 | 0 | 0
2040-12-15 20:00 | 2040 | 12 | 0 | 0 | 0
2040-12-15 21:00 | 2040 | 12 | 0 | 0 | 0
2040-12-15 22:00 | 2040 | 12 | 0 | 0 | 0
2040-12-15 23:00 | 2040 | 12 | 0 | 0 | 0
2040-12-16 | 2040 | 12 | 0 | 0 | 0
2040-12-16 01:00 | 2040 | 12 | 0 | 0 | 0
2040-12-16 02:00 | 2040 | 12 | 0 | 0 | 0
2040-12-16 03:00 | 2040 | 12 | 0 | 0 | 0
2040-12-16 04:00 | 2040 | 12 | 0 | 0 | 0
2040-12-16 05:00 | 2040 | 12 | 0 | 0 | 0
2040-12-16 06:00 | 2040 | 12 | 0 | 0 | 0
2040-12-16 07:00 | 2040 | 12 | 0 | 0 | 0
2040-12-16 08:00 | 2040 | 12 | 0 | 0 | 0
2040-12-16 09:00 | 2040 | 12 | 0 | 0 | 0
2040-12-16 10:00 | 2040 | 12 | 0 | 0 | 0
2040-12-16 11:00 | 2040 | 12 | 0 | 0 | 0
2040-12-16 12:00 | 2040 | 12 | 0 | 0 | 0
2040-12-16 13:00 | 2040 | 12 | 0 | 0 | 0
2040-12-16 14:00 | 2040 | 12 | 0 | 0 | 0
2040-12-16 15:00 | 2040 | 12 | 0 | 0 | 0
2040-12-16 16:00 | 2040 | 12 | 0 | 0 | 0
2040-12-16 17:00 | 2040 | 12 | 0 | 0 | 0
2040-12-16 18:00 | 2040 | 12 | 0 | 0 | 0
2040-12-16 19:00 | 2040 | 12 | 0 | 0 | 0
2040-12-16 20:00 | 2040 | 12 | 0 | 0 | 0
2040-12-16 21:00 | 2040 | 12 | 0 | 0 | 0
2040-12-16 22:00 | 2040 | 12 | 0 | 0 | 0
2040-12-16 23:00 | 2040 | 12 | 0 | 0 | 0
2040-12-17 | 2040 | 12 | 0 | 0 | 0
2040-12-17 01:00 | 2040 | 12 | 0 | 0 | 0
2040-12-17 02:00 | 2040 | 12 | 0 | 0 | 0
2040-12-17 03:00 | 2040 | 12 | 0 | 0 | 0
2040-12-17 04:00 | 2040 | 12 | 0 | 0 | 0
2040-12-17 05:00 | 2040 | 12 | 0 | 0 | 0
2040-12-17 06:00 | 2040 | 12 | 0 | 0 | 0
2040-12-17 07:00 | 2040 | 12 | 0 | 0 | 0
2040-12-17 08:00 | 2040 | 12 | 0 | 0 | 0
2040-12-17 09:00 | 2040 | 12 | 0 | 0 | 0
2040-12-17 10:00 | 2040 | 12 | 0 | 0 | 0
2040-12-17 11:00 | 2040 | 12 | 0 | 0 | 0
2040-12-17 12:00 | 2040 | 12 | 0 | 0 | 0
2040-12-17 13:00 | 2040 | 12 | 0 | 0 | 0
2040-12-17 14:00 | 2040 | 12 | 0 | 0 | 0
2040-12-17 15:00 | 2040 | 12 | 0 | 0 | 0
2040-12-17 16:00 | 2040 | 12 | 0 | 0 | 0
2040-12-17 17:00 | 2040 | 12 | 0 | 0 | 0
2040-12-17 18:00 | 2040 | 12 | 0 | 0 | 0
2040-12-17 19:00 | 2040 | 12 | 0 | 0 | 0
2040-12-17 20:00 | 2040 | 12 | 0 | 0 | 0
2040-12-17 21:00 | 2040 | 12 | 0 | 0 | 0
2040-12-17 22:00 | 2040 | 12 | 0 | 0 | 0
2040-12-17 23:00 | 2040 | 12 | 0 | 0 | 0
2040-12-18 | 2040 | 12 | 0 | 0 | 0
2040-12-18 01:00 | 2040 | 12 | 0 | 0 | 0
2040-12-18 02:00 | 2040 | 12 | 0 | 0 | 0
2040-12-18 03:00 | 2040 | 12 | 0 | 0 | 0
2040-12-18 04:00 | 2040 | 12 | 0 | 0 | 0
2040-12-18 05:00 | 2040 | 12 | 0 | 0 | 0
2040-12-18 06:00 | 2040 | 12 | 0 | 0 | 0
2040-12-18 07:00 | 2040 | 12 | 0 | 0 | 0
2040-12-18 08:00 | 2040 | 12 | 0 | 0 | 0
2040-12-18 09:00 | 2040 | 12 | 0 | 0 | 0
2040-12-18 10:00 | 2040 | 12 | 0 | 0 | 0
2040-12-18 11:00 | 2040 | 12 | 0 | 0 | 0
2040-12-18 12:00 | 2040 | 12 | 0 | 0 | 0
2040-12-18 13:00 | 2040 | 12 | 0 | 0 | 0
2040-12-18 14:00 | 2040 | 12 | 0 | 0 | 0
2040-12-18 15:00 | 2040 | 12 | 0 | 0 | 0
2040-12-18 16:00 | 2040 | 12 | 0 | 0 | 0
2040-12-18 17:00 | 2040 | 12 | 0 | 0 | 0
2040-12-18 18:00 | 2040 | 12 | 0 | 0 | 0
2040-12-18 19:00 | 2040 | 12 | 0 | 0 | 0
2040-12-18 20:00 | 2040 | 12 | 0 | 0 | 0
2040-12-18 21:00 | 2040 | 12 | 0 | 0 | 0
2040-12-18 22:00 | 2040 | 12 | 0 | 0 | 0
2040-12-18 23:00 | 2040 | 12 | 0 | 0 | 0
2040-12-19 | 2040 | 12 | 0 | 0 | 0
2040-12-19 01:00 | 2040 | 12 | 0 | 0 | 0
2040-12-19 02:00 | 2040 | 12 | 0 | 0 | 0
2040-12-19 03:00 | 2040 | 12 | 0 | 0 | 0
2040-12-19 04:00 | 2040 | 12 | 0 | 0 | 0
2040-12-19 05:00 | 2040 | 12 | 0 | 0 | 0
2040-12-19 06:00 | 2040 | 12 | 0 | 0 | 0
2040-12-19 07:00 | 2040 | 12 | 0 | 0 | 0
2040-12-19 08:00 | 2040 | 12 | 0 | 0 | 0
2040-12-19 09:00 | 2040 | 12 | 0 | 0 | 0
2040-12-19 10:00 | 2040 | 12 | 0 | 0 | 0
2040-12-19 11:00 | 2040 | 12 | 0 | 0 | 0
2040-12-19 12:00 | 2040 | 12 | 0 | 0 | 0
2040-12-19 13:00 | 2040 | 12 | 0 | 0 | 0
2040-12-19 14:00 | 2040 | 12 | 0 | 0 | 0
2040-12-19 15:00 | 2040 | 12 | 0 | 0 | 0
2040-12-19 16:00 | 2040 | 12 | 0 | 0 | 0
2040-12-19 17:00 | 2040 | 12 | 0 | 0 | 0
2040-12-19 18:00 | 2040 | 12 | 0 | 0 | 0
2040-12-19 19:00 | 2040 | 12 | 0 | 0 | 0
2040-12-19 20:00 | 2040 | 12 | 0 | 0 | 0
2040-12-19 21:00 | 2040 | 12 | 0 | 0 | 0
2040-12-19 22:00 | 2040 | 12 | 0 | 0 | 0
2040-12-19 23:00 | 2040 | 12 | 0 | 0 | 0
2040-12-20 | 2040 | 12 | 0 | 0 | 0
2040-12-20 01:00 | 2040 | 12 | 0 | 0 | 0
2040-12-20 02:00 | 2040 | 12 | 0 | 0 | 0
2040-12-20 03:00 | 2040 | 12 | 0 | 0 | 0
2040-12-20 04:00 | 2040 | 12 | 0 | 0 | 0
2040-12-20 05:00 | 2040 | 12 | 0 | 0 | 0
2040-12-20 06:00 | 2040 | 12 | 0 | 0 | 0
2040-12-20 07:00 | 2040 | 12 | 0 | 0 | 0
2040-12-20 08:00 | 2040 | 12 | 0 | 0 | 0
2040-12-20 09:00 | 2040 | 12 | 0 | 0.2165 | 0.097151
2040-12-20 10:00 | 2040 | 12 | 0 | 0.00432 | 0
2040-12-20 11:00 | 2040 | 12 | 0 | 0 | 0
2040-12-20 12:00 | 2040 | 12 | 0 | 0 | 0
2040-12-20 13:00 | 2040 | 12 | 0 | 0 | 0
2040-12-20 14:00 | 2040 | 12 | 0 | 0 | 0
2040-12-20 15:00 | 2040 | 12 | 0 | 0 | 0
2040-12-20 16:00 | 2040 | 12 | 0 | 0 | 0
2040-12-20 17:00 | 2040 | 12 | 0 | 0 | 0
2040-12-20 18:00 | 2040 | 12 | 0 | 0 | 0
2040-12-20 19:00 | 2040 | 12 | 0 | 0 | 0
2040-12-20 20:00 | 2040 | 12 | 0 | 0 | 0
2040-12-20 21:00 | 2040 | 12 | 0 | 0 | 0
2040-12-20 22:00 | 2040 | 12 | 0 | 0 | 0
2040-12-20 23:00 | 2040 | 12 | 0 | 0 | 0
2040-12-21 | 2040 | 12 | 0 | 0 | 0
2040-12-21 01:00 | 2040 | 12 | 0 | 0 | 0
2040-12-21 02:00 | 2040 | 12 | 0 | 0 | 0
2040-12-21 03:00 | 2040 | 12 | 0 | 0 | 0
2040-12-21 04:00 | 2040 | 12 | 0 | 0 | 0
2040-12-21 05:00 | 2040 | 12 | 0 | 0 | 0
2040-12-21 06:00 | 2040 | 12 | 0 | 0 | 0
2040-12-21 07:00 | 2040 | 12 | 0 | 0 | 0
2040-12-21 08:00 | 2040 | 12 | 0 | 0 | 0.049815
2040-12-21 09:00 | 2040 | 12 | 0 | 0.21446 | 0.25999
2040-12-21 10:00 | 2040 | 12 | 0 | 0.06088 | 0.067122
2040-12-21 11:00 | 2040 | 12 | 0 | 0 | 0
2040-12-21 12:00 | 2040 | 12 | 0 | 0 | 0
2040-12-21 13:00 | 2040 | 12 | 0 | 0 | 0
2040-12-21 14:00 | 2040 | 12 | 0 | 0 | 0
2040-12-21 15:00 | 2040 | 12 | 0 | 0 | 0
2040-12-21 16:00 | 2040 | 12 | 0 | 0 | 0
2040-12-21 17:00 | 2040 | 12 | 0 | 0 | 0
2040-12-21 18:00 | 2040 | 12 | 0 | 0 | 0
2040-12-21 19:00 | 2040 | 12 | 0 | 0 | 0
2040-12-21 20:00 | 2040 | 12 | 0 | 0 | 0
2040-12-21 21:00 | 2040 | 12 | 0 | 0 | 0
2040-12-21 22:00 | 2040 | 12 | 0 | 0 | 0
2040-12-21 23:00 | 2040 | 12 | 0 | 0 | 0
2040-12-22 | 2040 | 12 | 0 | 0 | 0
2040-12-22 01:00 | 2040 | 12 | 0 | 0 | 0
2040-12-22 02:00 | 2040 | 12 | 0 | 0 | 0
2040-12-22 03:00 | 2040 | 12 | 0 | 0 | 0
2040-12-22 04:00 | 2040 | 12 | 0 | 0 | 0
2040-12-22 05:00 | 2040 | 12 | 0 | 0 | 0
2040-12-22 06:00 | 2040 | 12 | 0 | 0 | 0
2040-12-22 07:00 | 2040 | 12 | 0 | 0 | 0
2040-12-22 08:00 | 2040 | 12 | 0 | 0 | 0
2040-12-22 09:00 | 2040 | 12 | 0 | 0 | 0
2040-12-22 10:00 | 2040 | 12 | 0 | 0 | 0
2040-12-22 11:00 | 2040 | 12 | 0 | 0 | 0
2040-12-22 12:00 | 2040 | 12 | 0 | 0 | 0
2040-12-22 13:00 | 2040 | 12 | 0 | 0 | 0
2040-12-22 14:00 | 2040 | 12 | 0 | 0 | 0
2040-12-22 15:00 | 2040 | 12 | 0 | 0 | 0
2040-12-22 16:00 | 2040 | 12 | 0 | 0 | 0
2040-12-22 17:00 | 2040 | 12 | 0 | 0 | 0
2040-12-22 18:00 | 2040 | 12 | 0 | 0 | 0
2040-12-22 19:00 | 2040 | 12 | 0 | 0 | 0
2040-12-22 20:00 | 2040 | 12 | 0 | 0 | 0
2040-12-22 21:00 | 2040 | 12 | 0 | 0 | 0
2040-12-22 22:00 | 2040 | 12 | 0 | 0 | 0
2040-12-22 23:00 | 2040 | 12 | 0 | 0 | 0
2040-12-23 | 2040 | 12 | 0 | 0 | 0
2040-12-23 01:00 | 2040 | 12 | 0 | 0 | 0
2040-12-23 02:00 | 2040 | 12 | 0 | 0 | 0
2040-12-23 03:00 | 2040 | 12 | 0 | 0 | 0
2040-12-23 04:00 | 2040 | 12 | 0 | 0 | 0
2040-12-23 05:00 | 2040 | 12 | 0 | 0 | 0
2040-12-23 06:00 | 2040 | 12 | 0 | 0 | 0
2040-12-23 07:00 | 2040 | 12 | 0 | 0 | 0
2040-12-23 08:00 | 2040 | 12 | 0 | 0 | 0
2040-12-23 09:00 | 2040 | 12 | 0 | 0 | 0
2040-12-23 10:00 | 2040 | 12 | 0 | 0 | 0
2040-12-23 11:00 | 2040 | 12 | 0 | 0 | 0
2040-12-23 12:00 | 2040 | 12 | 0 | 0 | 0
2040-12-23 13:00 | 2040 | 12 | 0 | 0 | 0
2040-12-23 14:00 | 2040 | 12 | 0 | 0 | 0
2040-12-23 15:00 | 2040 | 12 | 0 | 0 | 0
2040-12-23 16:00 | 2040 | 12 | 0 | 0 | 0
2040-12-23 17:00 | 2040 | 12 | 0 | 0 | 0
2040-12-23 18:00 | 2040 | 12 | 0 | 0 | 0
2040-12-23 19:00 | 2040 | 12 | 0 | 0 | 0
2040-12-23 20:00 | 2040 | 12 | 0 | 0 | 0
2040-12-23 21:00 | 2040 | 12 | 0 | 0 | 0
2040-12-23 22:00 | 2040 | 12 | 0 | 0 | 0
2040-12-23 23:00 | 2040 | 12 | 0 | 0 | 0
2040-12-24 | 2040 | 12 | 0 | 0 | 0
2040-12-24 01:00 | 2040 | 12 | 0 | 0 | 0
2040-12-24 02:00 | 2040 | 12 | 0 | 0 | 0
2040-12-24 03:00 | 2040 | 12 | 0 | 0 | 0
2040-12-24 04:00 | 2040 | 12 | 0 | 0 | 0
2040-12-24 05:00 | 2040 | 12 | 0 | 0 | 0
2040-12-24 06:00 | 2040 | 12 | 0 | 0 | 0
2040-12-24 07:00 | 2040 | 12 | 0 | 0 | 0
2040-12-24 08:00 | 2040 | 12 | 0 | 0 | 0
2040-12-24 09:00 | 2040 | 12 | 0 | 0 | 0
2040-12-24 10:00 | 2040 | 12 | 0 | 0 | 0
2040-12-24 11:00 | 2040 | 12 | 0 | 0 | 0
2040-12-24 12:00 | 2040 | 12 | 0 | 0 | 0
2040-12-24 13:00 | 2040 | 12 | 0 | 0 | 0
2040-12-24 14:00 | 2040 | 12 | 0 | 0 | 0
2040-12-24 15:00 | 2040 | 12 | 0 | 0 | 0
2040-12-24 16:00 | 2040 | 12 | 0 | 0 | 0
2040-12-24 17:00 | 2040 | 12 | 0 | 0 | 0
2040-12-24 18:00 | 2040 | 12 | 0 | 0 | 0
2040-12-24 19:00 | 2040 | 12 | 0 | 0 | 0
2040-12-24 20:00 | 2040 | 12 | 0 | 0 | 0
2040-12-24 21:00 | 2040 | 12 | 0 | 0 | 0
2040-12-24 22:00 | 2040 | 12 | 0 | 0 | 0
2040-12-24 23:00 | 2040 | 12 | 0 | 0 | 0
2040-12-25 | 2040 | 12 | 0 | 0 | 0
2040-12-25 01:00 | 2040 | 12 | 0 | 0 | 0
2040-12-25 02:00 | 2040 | 12 | 0 | 0 | 0
2040-12-25 03:00 | 2040 | 12 | 0 | 0 | 0
2040-12-25 04:00 | 2040 | 12 | 0 | 0 | 0
2040-12-25 05:00 | 2040 | 12 | 0 | 0 | 0
2040-12-25 06:00 | 2040 | 12 | 0 | 0 | 0
2040-12-25 07:00 | 2040 | 12 | 0 | 0 | 0
2040-12-25 08:00 | 2040 | 12 | 0 | 0 | 0
2040-12-25 09:00 | 2040 | 12 | 0 | 0 | 0
2040-12-25 10:00 | 2040 | 12 | 0 | 0 | 0
2040-12-25 11:00 | 2040 | 12 | 0 | 0 | 0
2040-12-25 12:00 | 2040 | 12 | 0 | 0 | 0
2040-12-25 13:00 | 2040 | 12 | 0 | 0 | 0
2040-12-25 14:00 | 2040 | 12 | 0 | 0 | 0
2040-12-25 15:00 | 2040 | 12 | 0 | 0 | 0
2040-12-25 16:00 | 2040 | 12 | 0 | 0 | 0
2040-12-25 17:00 | 2040 | 12 | 0 | 0 | 0
2040-12-25 18:00 | 2040 | 12 | 0 | 0 | 0
2040-12-25 19:00 | 2040 | 12 | 0 | 0 | 0
2040-12-25 20:00 | 2040 | 12 | 0 | 0 | 0
2040-12-25 21:00 | 2040 | 12 | 0 | 0 | 0
2040-12-25 22:00 | 2040 | 12 | 0 | 0 | 0
2040-12-25 23:00 | 2040 | 12 | 0 | 0 | 0
2040-12-26 | 2040 | 12 | 0 | 0 | 0
2040-12-26 01:00 | 2040 | 12 | 0 | 0 | 0
2040-12-26 02:00 | 2040 | 12 | 0 | 0 | 0
2040-12-26 03:00 | 2040 | 12 | 0 | 0 | 0
2040-12-26 04:00 | 2040 | 12 | 0 | 0 | 0
2040-12-26 05:00 | 2040 | 12 | 0 | 0 | 0
2040-12-26 06:00 | 2040 | 12 | 0 | 0 | 0
2040-12-26 07:00 | 2040 | 12 | 0 | 0 | 0
2040-12-26 08:00 | 2040 | 12 | 0 | 0 | 0
2040-12-26 09:00 | 2040 | 12 | 0 | 0 | 0
2040-12-26 10:00 | 2040 | 12 | 0 | 0 | 0
2040-12-26 11:00 | 2040 | 12 | 0 | 0 | 0
2040-12-26 12:00 | 2040 | 12 | 0 | 0 | 0
2040-12-26 13:00 | 2040 | 12 | 0 | 0 | 0
2040-12-26 14:00 | 2040 | 12 | 0 | 0 | 0.27271
2040-12-26 15:00 | 2040 | 12 | 0 | 0 | 0
2040-12-26 16:00 | 2040 | 12 | 0 | 0 | 0
2040-12-26 17:00 | 2040 | 12 | 0 | 0 | 0
2040-12-26 18:00 | 2040 | 12 | 0 | 0 | 0
2040-12-26 19:00 | 2040 | 12 | 0 | 0 | 0
2040-12-26 20:00 | 2040 | 12 | 0 | 0 | 0
2040-12-26 21:00 | 2040 | 12 | 0 | 0 | 0
2040-12-26 22:00 | 2040 | 12 | 0 | 0 | 0
2040-12-26 23:00 | 2040 | 12 | 0 | 0 | 0
2040-12-27 | 2040 | 12 | 0 | 0 | 0
2040-12-27 01:00 | 2040 | 12 | 0 | 0 | 0
2040-12-27 02:00 | 2040 | 12 | 0 | 0 | 0
2040-12-27 03:00 | 2040 | 12 | 0 | 0 | 0
2040-12-27 04:00 | 2040 | 12 | 0 | 0 | 0
2040-12-27 05:00 | 2040 | 12 | 0 | 0 | 0
2040-12-27 06:00 | 2040 | 12 | 0 | 0 | 0
2040-12-27 07:00 | 2040 | 12 | 0 | 0 | 0
2040-12-27 08:00 | 2040 | 12 | 0 | 0 | 0.13157
2040-12-27 09:00 | 2040 | 12 | 0 | 0.19278 | 0.31088
2040-12-27 10:00 | 2040 | 12 | 0 | 0 | 0.23448
2040-12-27 11:00 | 2040 | 12 | 0 | 0 | 0.05741
2040-12-27 12:00 | 2040 | 12 | 0 | 0 | 0.089417
2040-12-27 13:00 | 2040 | 12 | 0 | 0 | 0.0040788
2040-12-27 14:00 | 2040 | 12 | 0 | 0 | 0.026849
2040-12-27 15:00 | 2040 | 12 | 0 | 0 | 0
2040-12-27 16:00 | 2040 | 12 | 0 | 0 | 0
2040-12-27 17:00 | 2040 | 12 | 0 | 0 | 0
2040-12-27 18:00 | 2040 | 12 | 0 | 0 | 0
2040-12-27 19:00 | 2040 | 12 | 0 | 0 | 0
2040-12-27 20:00 | 2040 | 12 | 0 | 0 | 0
2040-12-27 21:00 | 2040 | 12 | 0 | 0 | 0
2040-12-27 22:00 | 2040 | 12 | 0 | 0 | 0
2040-12-27 23:00 | 2040 | 12 | 0 | 0 | 0
2040-12-28 | 2040 | 12 | 0 | 0 | 0
2040-12-28 01:00 | 2040 | 12 | 0 | 0 | 0
2040-12-28 02:00 | 2040 | 12 | 0 | 0 | 0
2040-12-28 03:00 | 2040 | 12 | 0 | 0 | 0
2040-12-28 04:00 | 2040 | 12 | 0 | 0 | 0
2040-12-28 05:00 | 2040 | 12 | 0 | 0 | 0
2040-12-28 06:00 | 2040 | 12 | 0 | 0 | 0
2040-12-28 07:00 | 2040 | 12 | 0 | 0 | 0
2040-12-28 08:00 | 2040 | 12 | 0 | 0 | 0
2040-12-28 09:00 | 2040 | 12 | 0 | 0 | 0
2040-12-28 10:00 | 2040 | 12 | 0 | 0 | 0
2040-12-28 11:00 | 2040 | 12 | 0 | 0 | 0
2040-12-28 12:00 | 2040 | 12 | 0 | 0 | 0
2040-12-28 13:00 | 2040 | 12 | 0 | 0 | 0
2040-12-28 14:00 | 2040 | 12 | 0 | 0 | 0.1123
2040-12-28 15:00 | 2040 | 12 | 0 | 0 | 0
2040-12-28 16:00 | 2040 | 12 | 0 | 0 | 0
2040-12-28 17:00 | 2040 | 12 | 0 | 0 | 0
2040-12-28 18:00 | 2040 | 12 | 0 | 0 | 0
2040-12-28 19:00 | 2040 | 12 | 0 | 0 | 0
2040-12-28 20:00 | 2040 | 12 | 0 | 0 | 0
2040-12-28 21:00 | 2040 | 12 | 0 | 0 | 0
2040-12-28 22:00 | 2040 | 12 | 0 | 0 | 0
2040-12-28 23:00 | 2040 | 12 | 0 | 0 | 0
2040-12-29 | 2040 | 12 | 0 | 0 | 0
2040-12-29 01:00 | 2040 | 12 | 0 | 0 | 0
2040-12-29 02:00 | 2040 | 12 | 0 | 0 | 0
2040-12-29 03:00 | 2040 | 12 | 0 | 0 | 0
2040-12-29 04:00 | 2040 | 12 | 0 | 0 | 0
2040-12-29 05:00 | 2040 | 12 | 0 | 0 | 0
2040-12-29 06:00 | 2040 | 12 | 0 | 0 | 0
2040-12-29 07:00 | 2040 | 12 | 0 | 0 | 0
2040-12-29 08:00 | 2040 | 12 | 0 | 0 | 0
2040-12-29 09:00 | 2040 | 12 | 0 | 0 | 0
2040-12-29 10:00 | 2040 | 12 | 0 | 0 | 0
2040-12-29 11:00 | 2040 | 12 | 0 | 0 | 0
2040-12-29 12:00 | 2040 | 12 | 0 | 0 | 0
2040-12-29 13:00 | 2040 | 12 | 0 | 0 | 0
2040-12-29 14:00 | 2040 | 12 | 0 | 0 | 0
2040-12-29 15:00 | 2040 | 12 | 0 | 0 | 0
2040-12-29 16:00 | 2040 | 12 | 0 | 0 | 0
2040-12-29 17:00 | 2040 | 12 | 0 | 0 | 0
2040-12-29 18:00 | 2040 | 12 | 0 | 0 | 0
2040-12-29 19:00 | 2040 | 12 | 0 | 0 | 0
2040-12-29 20:00 | 2040 | 12 | 0 | 0 | 0
2040-12-29 21:00 | 2040 | 12 | 0 | 0 | 0
2040-12-29 22:00 | 2040 | 12 | 0 | 0 | 0
2040-12-29 23:00 | 2040 | 12 | 0 | 0 | 0
2040-12-30 | 2040 | 12 | 0 | 0 | 0
2040-12-30 01:00 | 2040 | 12 | 0 | 0 | 0
2040-12-30 02:00 | 2040 | 12 | 0 | 0 | 0
2040-12-30 03:00 | 2040 | 12 | 0 | 0 | 0
2040-12-30 04:00 | 2040 | 12 | 0 | 0 | 0
2040-12-30 05:00 | 2040 | 12 | 0 | 0 | 0
2040-12-30 06:00 | 2040 | 12 | 0 | 0 | 0
2040-12-30 07:00 | 2040 | 12 | 0 | 0 | 0
2040-12-30 08:00 | 2040 | 12 | 0 | 0 | 0
2040-12-30 09:00 | 2040 | 12 | 0 | 0 | 0.0066875
2040-12-30 10:00 | 2040 | 12 | 0 | 0 | 0
2040-12-30 11:00 | 2040 | 12 | 0 | 0 | 0
2040-12-30 12:00 | 2040 | 12 | 0 | 0 | 0
2040-12-30 13:00 | 2040 | 12 | 0 | 0 | 0
2040-12-30 14:00 | 2040 | 12 | 0 | 0 | 0
2040-12-30 15:00 | 2040 | 12 | 0 | 0 | 0
2040-12-30 16:00 | 2040 | 12 | 0 | 0 | 0
2040-12-30 17:00 | 2040 | 12 | 0 | 0 | 0
2040-12-30 18:00 | 2040 | 12 | 0 | 0 | 0
2040-12-30 19:00 | 2040 | 12 | 0 | 0 | 0
2040-12-30 20:00 | 2040 | 12 | 0 | 0 | 0
2040-12-30 21:00 | 2040 | 12 | 0 | 0 | 0
2040-12-30 22:00 | 2040 | 12 | 0 | 0 | 0
2040-12-30 23:00 | 2040 | 12 | 0 | 0 | 0
2040-12-31 | 2040 | 12 | 0 | 0 | 0
2040-12-31 01:00 | 2040 | 12 | 0 | 0 | 0
2040-12-31 02:00 | 2040 | 12 | 0 | 0 | 0
2040-12-31 03:00 | 2040 | 12 | 0 | 0 | 0
2040-12-31 04:00 | 2040 | 12 | 0 | 0 | 0
2040-12-31 05:00 | 2040 | 12 | 0 | 0 | 0
2040-12-31 06:00 | 2040 | 12 | 0 | 0 | 0
2040-12-31 07:00 | 2040 | 12 | 0 | 0 | 0
2040-12-31 08:00 | 2040 | 12 | 0 | 0 | 0
2040-12-31 09:00 | 2040 | 12 | 0 | 0 | 0
2040-12-31 10:00 | 2040 | 12 | 0 | 0 | 0
2040-12-31 11:00 | 2040 | 12 | 0 | 0 | 0
2040-12-31 12:00 | 2040 | 12 | 0 | 0 | 0
2040-12-31 13:00 | 2040 | 12 | 0 | 0 | 0
2040-12-31 14:00 | 2040 | 12 | 0 | 0 | 0
2040-12-31 15:00 | 2040 | 12 | 0 | 0 | 0
2040-12-31 16:00 | 2040 | 12 | 0 | 0 | 0
2040-12-31 17:00 | 2040 | 12 | 0 | 0 | 0
2040-12-31 18:00 | 2040 | 12 | 0 | 0 | 0
2040-12-31 19:00 | 2040 | 12 | 0 | 0 | 0
2040-12-31 20:00 | 2040 | 12 | 0 | 0 | 0
2040-12-31 21:00 | 2040 | 12 | 0 | 0 | 0
2040-12-31 22:00 | 2040 | 12 | 0 | 0 | 0
2040-12-31 23:00 | 2040 | 12 | 0 | 0 | 0
2041-01-01 | 2041 | 1 | 0 | 0 | 0