## Disclaimer
Disclaimer: This document and the information contained herein is provided for informational purposes only. The IESO may update this information at any time and from time to time, but is not obligated to do so. The IESO provides no guarantee, representation or warranty, express or implied, with respect to the quality, accuracy or completeness of this document or the information contained herein and disclaims any and all liability in connection therewith. This information is not binding on the IESO and in no way varies or impacts the interpretation of any IESO contract. This information relates to electricity generation contracts only and in no way relates to the IESO market rules or a facility’s status under the IESO market rules. In the event there is any conflict or inconsistency between the information contained in this document and any IESO contract or the IESO market rules, the terms in the subject contract or market rules, as applicable, govern. If you have any questions with respect to a contract that you have with the IESO, please contact the IESO contact person as set out in your contract. The data provided in the tables is used to inform the Supply Outlook Section of the Annual Planning Outlook.

## Menu
2026 Annual Planning Outlook
Ontario Generation Resources Database
March 2026
Table 1: IESO Active Contracts
Table 2: Hydroelectric Rate Regulated Resources
Table 3: IESO microFIT Contracts
Table 4: Ontario Electricity Financial Corporation Contracts

## Table 1
Back to main menu
Table 1: IESO Active Contracted Generation List
Data is current as of: |  | 2025-12-31
Contract Type | Contract Capacity (MW) | Facility Name | Supplier Legal Name | Contract Status | Contract Term (Yrs) | Milestone Commercial Operation Date | Term Start Date | Term End Date | Fuel Group | Technology | Fuel Type | Connection Type | Closest City/Town | Upper Municipality | IESO Zone
ABESA | 180 | Atikokan Generating Station | Ontario Power Generation Inc. | CO | 5 | 2024-07-24 | 2024-07-24 | 2029-07-23 | Renewables | Rankine Cycle | Biomass | Tx | Atikokan | Rainy River | Northwest
ABPRIA | 823 | Bruce Unit 1 | Bruce Power LP | CO | 31 |  | 2012-10-22 | 2043-12-31 | Nuclear | Rankine Cycle CANDU Reactor | Uranium | Tx | Tiverton | Bruce | Bruce
ABPRIA | 823 | Bruce Unit 2 | Bruce Power LP | CO | 31 |  | 2012-10-31 | 2043-12-31 | Nuclear | Rankine Cycle CANDU Reactor | Uranium | Tx | Tiverton | Bruce | Bruce
ABPRIA | 816 | Bruce Unit 3 | Bruce Power LP | CO | 56 |  | 2005-10-31 | 2061-12-31 | Nuclear | Rankine Cycle CANDU Reactor | Uranium | Tx | Tiverton | Bruce | Bruce
ABPRIA | 806 | Bruce Unit 4 | Bruce Power LP | CO | 57 |  | 2005-10-31 | 2062-12-31 | Nuclear | Rankine Cycle CANDU Reactor | Uranium | Tx | Tiverton | Bruce | Bruce
ABPRIA | 822 | Bruce Unit 5 | Bruce Power LP | CO | 47 |  | 2016-01-01 | 2062-12-31 | Nuclear | Rankine Cycle CANDU Reactor | Uranium | Tx | Tiverton | Bruce | Bruce
ABPRIA | 817 | Bruce Unit 6 | Bruce Power LP | CO | 43 |  | 2016-01-01 | 2058-12-31 | Nuclear | Rankine Cycle CANDU Reactor | Uranium | Tx | Tiverton | Bruce | Bruce
ABPRIA | 825 | Bruce Unit 7 | Bruce Power LP | CO | 48 |  | 2016-01-01 | 2063-12-31 | Nuclear | Rankine Cycle CANDU Reactor | Uranium | Tx | Tiverton | Bruce | Bruce
ABPRIA | 817 | Bruce Unit 8 | Bruce Power LP | CO | 48 |  | 2016-01-01 | 2063-12-31 | Nuclear | Rankine Cycle CANDU Reactor | Uranium | Tx | Tiverton | Bruce | Bruce
ACES | 839.1 | Goreway Station | Goreway Station Partnership | CO | 26 | 2008-07-01 | 2009-06-04 | 2035-04-30 | Gas | Combined Cycle | Natural Gas | Tx | Brampton | Peel | Toronto
ACES | 40.41 | Goreway Station (Expansion) | Goreway Station Partnership | CO | 10 | 2025-05-01 | 2025-05-02 | 2035-04-30 | Gas | Combined Cycle | Natural Gas | Tx | Brampton | Peel | Toronto
ACES | 550 | Portlands Energy Centre | Portlands Energy Centre L.P. | CO | 25 | 2009-06-01 | 2009-04-22 | 2034-04-21 | Gas | Combined Cycle | Natural Gas | Tx | Toronto | Toronto | Toronto
ACES | 50 | Portlands Energy Centre (Expansion) | Portlands Energy Centre L.P. | UD | 9 | 2025-05-01 |  |  | Gas | Combined Cycle | Natural Gas | Tx | Toronto | Toronto | Toronto
ACES | 641.5 | Halton Hills Generating Station | Portlands Energy Centre L.P. | CO | 25 | 2010-05-10 | 2010-09-01 | 2035-04-30 | Gas | Combined Cycle | Natural Gas | Tx | Halton Hills | Halton | Toronto
ACES | 31.5 | Halton Hills Generating Station (Expansion) | Portlands Energy Centre L.P. | CO | 10 | 2025-02-03 | 2025-02-03 | 2035-04-30 | Gas | Combined Cycle | Natural Gas | Tx | Halton Hills | Halton | Toronto
CES | 1005 | Greenfield Energy Centre | Greenfield Energy Centre LP | CO | 27 | 2008-02-12 | 2008-10-16 | 2035-04-30 | Gas | Combined Cycle | Natural Gas | Tx | Courtright | Lambton | West
CES | 35 | Greenfield Energy Centre (Expansion) | Greenfield Energy Centre LP | CO | 10 | 2025-05-01 | 2025-07-18 | 2035-04-30 | Gas | Combined Cycle | Natural Gas | Tx | Courtright | Lambton | West
CES | 577 | St. Clair Energy Centre | St. Clair Power LP | CO | 26 | 2008-02-12 | 2009-03-30 | 2035-04-30 | Gas | Combined Cycle | Natural Gas | Tx | Corunna | Lambton | West
CES | 68.5 | St. Clair Energy Centre (Expansion) | St. Clair Power LP | UD | 10 | 2025-05-01 |  |  | Gas | Combined Cycle | Natural Gas | Tx | Corunna | Lambton | West
CES | 314 | Green Electron Power Plant | Greenfield South Power Corporation | CO | 20 | 2017-09-01 | 2017-03-15 | 2037-03-14 | Gas | Combined Cycle | Natural Gas | Tx | Courtright | Lambton | West
CES | 900 | Napanee Generating Station | Portlands Energy Centre L.P. | CO | 20 | 2018-12-31 | 2020-03-13 | 2040-03-12 | Gas | Combined Cycle | Natural Gas | Tx | Bath | Lennox and Addington | East
CES | 541.25 | Brighton Beach Power Station | Brighton Beach Power L.P. | CO | 10 | 2024-07-16 | 2024-07-16 | 2034-07-15 | Gas | Combined Cycle | Natural Gas | Tx | Windsor | Essex | West
CES | 42.5 | Brighton Beach Power Station (Expansion) | Brighton Beach Power L.P. | UD | 9 | 2025-06-01 |  |  | Gas | Combined Cycle | Natural Gas | Tx | Windsor | Essex | West
CFC | 12 | Gatineau No. 1 | Chaudière Hydro North LP | CO | 40 | 2020-02-13 | 2020-02-13 | 2060-02-13 | Renewables | Hydroelectricity | Waterpower | Dx | Ottawa | Ottawa | Ottawa
CFC | 27 | Hull No. 2 | Hull Energy LP | CO | 40 | 2019-12-31 | 2021-05-09 | 2061-05-09 | Renewables | Hydroelectricity | Waterpower | Dx | Ottawa | Ottawa | Ottawa
CHP I | 2.3 | Durham College CHP | Oshawa PUC Energy Services Inc. | CO | 20 | 2008-05-30 | 2008-03-11 | 2028-03-10 | Gas | Simple Cycle CHP | Natural Gas | Dx | Oshawa | Durham | Toronto
CHP I | 5 | Warden Energy Centre | Markham District Energy Inc. | CO | 20 | 2008-06-01 | 2008-06-04 | 2028-06-03 | Gas | Simple Cycle CHP | Natural Gas | Dx | Markham | York | Toronto
CHP I | 11.3 | Great Northern Tri-Gen | Soave Hydroponics Company | CO | 20 | 2008-12-01 | 2008-10-31 | 2028-10-30 | Gas | Simple Cycle CHP | Natural Gas | Dx | Essex | Essex | West
CHP I | 12 | London District Energy | London District Energy LP | CO | 20 | 2008-06-01 | 2008-12-31 | 2029-04-30 | Gas | Simple Cycle CHP | Natural Gas | Dx | London | Middlesex | West
CHP I | 63 | Algoma Energy By-Product Fuel Cogeneration Facility | Essar Power Canada Ltd. | CO | 20 | 2009-05-30 | 2009-06-13 | 2029-06-12 | Gas | Rankine Cycle CHP | By Product Gas | Dx | Sault Ste. Marie | Algoma | Northeast
CHP I | 84 | East Windsor CoGen | East Windsor Cogeneration LP | CO | 20 | 2009-06-01 | 2009-11-06 | 2029-11-05 | Gas | Simple Cycle CHP | Natural Gas | Tx | Windsor | Essex | West
CHP I | 241.6 | Thorold Cogeneration Project | Thorold CoGen L.P. | CO | 25 | 2010-05-31 | 2010-03-28 | 2035-04-30 | Gas | Combined Cycle CHP | Natural Gas | Tx | St. Catharines | Niagara | Niagara
CHP I | 23 | Thorold Cogeneration Project (Expansion) | Thorold CoGen L.P. | UD | 10 | 2025-05-01 |  |  | Gas | Combined Cycle CHP | Natural Gas | Tx | St. Catharines | Niagara | Niagara
CHP III | 8 | Hornepayne Power Inc. | Hornepayne Power Inc. | CO | 15 | 2013-10-31 | 2014-02-15 | 2029-02-14 | Renewables | Rankine Cycle CHP | Biomass | Dx | Hornepayne | Algoma | Northwest
CHP III | 40 | Thunder Bay Condensing Turbine Project | Thunder Bay Pulp and Paper Inc. | CO | 5 | 2023-11-01 | 2023-11-01 | 2028-09-20 | Renewables | Rankine Cycle CHP | Biomass | Tx | Thunder Bay | Thunder Bay | Northwest
CHPSOP 1 | 2.73 | Regent Park Cogeneration Facility | Regent Park Energy Inc. | CO | 20 | 2017-12-31 | 2019-09-19 | 2039-09-18 | Gas | Combined Heat and Power | Natural Gas | Dx | Toronto | Toronto | Toronto
CHPSOP 1 | 0.206 | Villa Colombo Vaughan GS | Villa Charities Inc. | CO | 20 | 2014-12-16 | 2013-11-14 | 2030-07-29 | Gas | Combined Heat and Power | Natural Gas | Dx | Kleinburg | York | Toronto
CHPSOP 1 | 2.6 | Birchmount Energy Centre | Markham District Energy Inc. | CO | 20 | 2014-09-06 | 2013-12-23 | 2033-12-22 | Gas | Combined Heat and Power | Natural Gas | Dx | Markham | York | Toronto
CHPSOP 1 | 3.916 | Rosa Flora Growers Limited | Rosa Flora Growers Limited | CO | 20 | 2015-11-12 | 2015-11-12 | 2035-11-11 | Gas | Combined Heat and Power | Natural Gas | Dx | Dunnville | Haldimand | Niagara
CHPSOP 1 | 3.25 | Bur Oak Energy Centre | Markham District Energy Inc. | CO | 20 | 2014-09-06 | 2014-02-20 | 2034-02-19 | Gas | Combined Heat and Power | Natural Gas | Dx | Markham | York | Toronto
CHPSOP 2 | 9.699 | Elliott CHP | Elliott Cogeneration Inc. | CO | 20 | 2020-06-30 | 2020-06-26 | 2040-06-25 | Gas | Combined Heat and Power | Natural Gas | Dx | Leamington | Essex | West
CHPSOP 2 | 2.578 | Ravensbergen CHP | P. Ravensbergen & Sons Limited | CO | 20 | 2020-06-30 | 2017-11-28 | 2037-11-27 | Gas | Combined Heat and Power | Natural Gas | Dx | Smithville | Niagara | Niagara
CHPSOP 2 | 5.156 | Cedarline Greenhouse CHP | 1579303 Ontario Ltd | CO | 20 | 2020-06-30 | 2020-06-04 | 2040-06-03 | Gas | Combined Heat and Power | Natural Gas | Dx | Dresden | Chatham-Kent | West
CHPSOP 2 | 17.9 | London District Energy Cogen II | London District Energy LP | CO | 20 | 2020-06-30 | 2020-01-15 | 2040-01-14 | Gas | Combined Heat and Power | Natural Gas | Dx | London | Middlesex | West
CHPSOP 2 | 3.233 | Foothill CHP | Foothill Greenhouses Limited | CO | 20 | 2020-06-30 | 2017-08-21 | 2037-08-20 | Gas | Combined Heat and Power | Natural Gas | Dx | King City | York | Toronto
CHPSOP 2 | 3.233 | Neven Produce Cogen | Neven Produce Inc. | CO | 20 | 2020-06-30 | 2017-05-29 | 2037-05-28 | Gas | Combined Heat and Power | Natural Gas | Dx | Lynden | Hamilton | Southwest
CHPSOP 2 | 12.932 | Under Sun CHP | Under Sun Acres Green Energy Inc. | CO | 20 | 2020-06-30 | 2020-06-16 | 2040-06-15 | Gas | Combined Heat and Power | Natural Gas | Dx | Leamington | Essex | West
CHPSOP 2 | 5.157 | eNature CHP | 2553187 Ontario Inc. | CO | 20 | 2020-06-30 | 2020-02-25 | 2040-02-24 | Gas | Combined Heat and Power | Natural Gas | Dx | Freelton | Hamilton | Southwest
CHPSOP 2 | 1.98 | Hamilton Port Lands West CHP | HIPCO-Portlands Project Corporation | CO | 20 | 2020-06-30 | 2019-04-09 | 2039-04-08 | Gas | Combined Heat and Power | Natural Gas | Dx | Hamilton | Hamilton | Southwest
CHPSOP 2 | 3.845 | Pearl Street Steam Plant | Enwave Energy Corporation | CO | 20 | 2020-06-30 | 2017-03-14 | 2037-03-13 | Gas | Combined Heat and Power | Natural Gas | Dx | Toronto | Toronto | Toronto
CHPSOP 2 | 0.325 | Birchmount Energy Centre (Expansion) | Markham District Energy Inc. | CO | 20 | 2015-07-01 | 2015-07-01 | 2033-12-22 | Gas | Combined Heat and Power | Natural Gas | Dx | Aurora | York | Toronto
CHPSOP 2 | 0.65 | Bur Oak Energy Centre (Expansion) | Markham District Energy Inc. | CO | 20 | 2015-07-01 | 2015-07-01 | 2034-02-19 | Gas | Combined Heat and Power | Natural Gas | Dx | Markham | York | Toronto
E-LT1 | 100 | East Windsor Expansion | East Windsor (Expansion) L.P. | UD | 14 | 2026-05-31 |  |  | Gas | Simple Cycle | Natural Gas | Tx | Windsor | Essex | West
E-LT1 | 195 | Hydrogen Ready Power Plant | Greenfield South Power Inc. | UD | 14 | 2026-05-31 |  |  | Gas | Simple Cycle | Natural Gas | Tx | Courtright | Lambton | West
E-LT1 | 250 | Napanee Energy Storage | Napanee BESS Inc. | UD | 21 | 2026-05-31 |  |  | Storage | Battery Energy Storage System | Battery | Tx | Bath | Lennox and Addington | East
E-LT1 | 285 | Hagersville Battery Energy Storage Park | Hagersville Battery Storage Inc | UD | 21 | 2026-05-31 |  |  | Storage | Battery Energy Storage System | Battery | Tx | Hagersville | Haldimand | Southwest
E-LT1 | 76 | Tilbury Battery Storage | Tilbury Battery Storage Inc | CO | 21 | 2026-05-31 | 2025-12-23 | 2047-04-30 | Storage | Battery Energy Storage System | Battery | Tx | Dover | Chatham-Kent | West
E-LT1 | 4.749 | Walker BESS 4 | Walker BESS 4 Inc. | CO | 21 | 2026-05-31 | 2025-06-20 | 2047-04-30 | Storage | Battery Energy Storage System | Battery | Dx | Windsor | Essex | West
E-LT1 | 4.749 | Almonte BESS | Walker BESS 4 Inc. | UD | 21 | 2026-05-31 |  |  | Storage | Battery Energy Storage System | Battery | Dx | Almonte | Lanark | Ottawa
E-LT1 | 4.749 | Walker BESS 6 | Walker BESS 4 Inc. | CO | 21 | 2026-05-31 | 2025-06-20 | 2047-04-30 | Storage | Battery Energy Storage System | Battery | Dx | Windsor | Essex | West
E-LT1 | 4.749 | Walker BESS 5 | Walker BESS 4 Inc. | CO | 21 | 2026-05-31 | 2025-06-20 | 2047-04-30 | Storage | Battery Energy Storage System | Battery | Dx | Windsor | Essex | West
E-LT1 | 19 | Vaughan 1E Energy Storage 1 | Vaughan 1E Energy Storage 1 LP | UD | 21 | 2026-05-31 |  |  | Storage | Battery Energy Storage System | Battery | Dx | Concord | York | Toronto
E-LT1 | 38 | Vaughan 3 Energy Storage 1 | Vaughan 3 Energy Storage 1 LP | UD | 21 | 2026-05-31 |  |  | Storage | Battery Energy Storage System | Battery | Dx | Woodbridge | York | Toronto
E-LT1 | 19 | Arlen Energy Storage 1 | Arlen Energy Storage 1 LP | UD | 21 | 2026-05-31 |  |  | Storage | Battery Energy Storage System | Battery | Dx | Guelph | Wellington | Southwest
E-LT1 | 4.74 | 903 | 1000234763 Ontario Inc. | UD | 21 | 2026-05-31 |  |  | Storage | Battery Energy Storage System | Battery | Dx | Burks Falls | Parry Sound | Essa
E-LT1 | 4.74 | SFF 06 | 1000234763 Ontario Inc. | UD | 21 | 2026-05-31 |  |  | Storage | Battery Energy Storage System | Battery | Dx | Grafton | Northumberland | East
E-LT1 | 114 | York BESS | York (Battery) LP | CO | 21 | 2026-05-31 | 2025-08-31 | 2047-04-30 | Storage | Battery Energy Storage System | Battery | Tx | Newmarket | York | Essa
E-LT1 | 47.5 | Goreway BESS | Goreway (Battery) L.P. | CO | 21 | 2026-05-31 | 2025-08-30 | 2047-04-30 | Storage | Battery Energy Storage System | Battery | Tx | Brampton | Peel | Toronto
E-LT1 | 4.74 | OZ-1 | 1000234813 Ontario Inc. | UD | 21 | 2026-05-31 |  |  | Storage | Battery Energy Storage System | Battery | Dx | Chesley | Bruce | Southwest
EFW | 13.9 | Durham York Energy Centre | The Regional Municipality of Durham and the Regional Municipality of York | CO | 20 | 2016-09-06 | 2015-10-16 | 2035-10-15 | Other | Rankine Cycle | Municipal Waste | Dx | Bowmanville | Durham | Toronto
EMCES | 444 | Sarnia Cogeneration Plant | TransAlta Generation Partnership, an Alberta General Partnership of TransAlta Generation Ltd. And TransAlta Corporation | CO | 17 |  | 2009-07-01 | 2026-04-30 | Gas | Combined Cycle CHP | Natural Gas | Tx | Sarnia | Lambton | West
ESFA | 2 | AM-Energy Storage 1 | Ameresco Newmarket Energy Storage Inc. | CO | 10 | 2018-05-05 | 2019-05-24 | 2028-05-05 | Storage | Battery Energy Storage System | Battery | Dx | Newmarket | York | Essa
ESFA | 2 | AM Energy Storage 2 | Ameresco Newmarket Energy Storage Inc. | CO | 10 | 2018-05-05 | 2019-05-31 | 2028-05-05 | Storage | Battery Energy Storage System | Battery | Dx | Newmarket | York | Essa
ESFA | 2 | Elmira Solid Battery Energy Storage System | Elmira Energy Storage, LP | CO | 10 | 2018-05-06 | 2018-03-22 | 2028-03-21 | Storage | Battery Energy Storage System | Battery | Dx | Elmira | Waterloo | Southwest
ESFA | 2 | Parry Solid Battery Energy Storage System | Parry Energy Storage, LP | CO | 10 | 2018-05-06 | 2018-02-01 | 2028-01-31 | Storage | Battery Energy Storage System | Battery | Dx | Parry Sound | Parry Sound | Essa
ESFA | 1.75 | Goderich CAES Project | NRStor Goderich CAES L.P. | CO | 10 | 2018-05-06 | 2020-08-01 | 2029-07-12 | Storage | Compressed Air | Air | Dx | Goderich | Huron | Southwest
FIT 1 | 0.25 | IKEA Solar PV Etobicoke | IKEA Properties Limited | CO | 20 | 2011-04-30 | 2011-02-15 | 2031-02-14 | Renewables | Solar Rooftop | Solar | Dx | Toronto | Toronto | Toronto
FIT 1 | 0.15 | C13-3020 Hawthorne Building 200 | PSI Solar Finance 1 Limited Partnership | CO | 20 | 2014-06-09 | 2014-06-27 | 2034-06-26 | Renewables | Solar Rooftop | Solar | Dx | Ottawa | Ottawa | Ottawa
FIT 1 | 0.25 | 540-ParkAve-Unit6 | 1806701 Ontario inc | CO | 20 | 2014-06-14 | 2014-10-28 | 2034-10-27 | Renewables | Solar Rooftop | Solar | Dx | Chatham | Chatham-Kent | West
FIT 1 | 0.1 | Burnham Machine Shop | Paul Burnham | CO | 20 | 2014-02-09 | 2011-12-21 | 2031-12-20 | Renewables | Solar Rooftop | Solar | Dx | Cobourg | Northumberland | East
FIT 1 | 0.065 | Ailsa Craig Solar Project | Ernald Enterprises Limited | CO | 20 | 2014-07-14 | 2012-07-06 | 2032-07-05 | Renewables | Solar Rooftop | Solar | Dx | Ailsa Craig | Middlesex | Southwest
FIT 1 | 0.05 | O02-3770 Richmond | PSI Solar Finance 1 Limited Partnership | CO | 20 | 2014-07-14 | 2013-10-02 | 2033-10-01 | Renewables | Solar Rooftop | Solar | Dx | Ottawa | Ottawa | Ottawa
FIT 1 | 0.5 | SA3 | 2246253 Ontario Inc. | CO | 20 | 2013-08-12 | 2014-12-29 | 2034-12-28 | Renewables | Solar Ground Mounted | Solar | Dx | Dresden | Chatham-Kent | West
FIT 1 | 0.25 | H06-10 BARRIE | PSI Solar Finance 1 Limited Partnership | CO | 20 | 2014-06-15 | 2014-08-07 | 2034-08-06 | Renewables | Solar Rooftop | Solar | Dx | Barrie | Simcoe | Essa
FIT 1 | 0.09994 | Poulettes Skye Pullets | 3898644 Canada Inc | CO | 20 | 2012-04-30 | 2011-07-12 | 2031-07-11 | Renewables | Solar Rooftop | Solar | Dx | Dunvegan | Stormont, Dundas and Glengarry | Ottawa
FIT 1 | 0.06 | Dupuis Solar PV | Michael Dupuis, Gail Dupuis | CO | 20 | 2014-06-23 | 2012-10-05 | 2032-10-04 | Renewables | Solar Rooftop | Solar | Dx | Walkerton | Bruce | Southwest
FIT 1 | 0.2 | Stoney Creek Decor Centre 1 | Solar Sunbelt General Partnership | CO | 20 | 2014-06-21 | 2012-12-21 | 2032-12-20 | Renewables | Solar Rooftop | Solar | Dx | Hamilton | Hamilton | Niagara
FIT 1 | 0.046 | Rehorst Solar | Adrian Martin Rehorst | CO | 20 | 2014-07-07 | 2013-01-04 | 2033-01-03 | Renewables | Solar Rooftop | Solar | Dx | Teeswater | Bruce | Southwest
FIT 1 | 0.125 | 505 Hespeler Road | TerraForm MP Solar, LLC | CO | 20 | 2014-06-30 | 2012-06-16 | 2032-06-15 | Renewables | Solar Rooftop | Solar | Dx | Cambridge | Waterloo | Southwest
FIT 1 | 0.498 | Donnandale Farms Inc. | Donnandale Farms Inc. | CO | 20 | 2013-03-10 | 2010-08-23 | 2030-08-22 | Renewables | Bioenergy | Biogas | Dx | Stirling | Hastings | East
FIT 1 | 0.5 | Dayton Manufacturing Co. Limited | Alectra Utilities Corporation | CO | 20 | 2014-06-28 | 2014-11-24 | 2034-11-23 | Renewables | Solar Rooftop | Solar | Dx | Windsor | Essex | West
FIT 1 | 0.45 | H06-1925 DIVISION | PSI Solar Finance 1 Limited Partnership | CO | 20 | 2014-03-16 | 2014-07-28 | 2034-03-15 | Renewables | Solar Rooftop | Solar | Dx | Windsor | Essex | West
FIT 1 | 0.02 | Hallstead Farm | Hallstead Farms Ltd. | CO | 20 | 2014-06-16 | 2014-01-21 | 2034-01-20 | Renewables | Solar Rooftop | Solar | Dx | Springfield | Elgin | West
FIT 1 | 0.04 | 4890 Line 61 | Napal Acres | CO | 20 | 2014-06-07 | 2013-04-11 | 2033-04-10 | Renewables | Solar Rooftop | Solar | Dx | Milverton | Perth | Southwest
FIT 1 | 0.49988 | Russell West | Roberge Energy West Inc. | CO | 20 | 2014-06-28 | 2015-09-04 | 2034-06-27 | Renewables | Solar Ground Mounted | Solar | Dx | Fauquier | Cochrane | Northeast
FIT 1 | 0.375 | (C78) Real Canadian Superstore Guelph Street | Firelight Solar LP | CO | 20 | 2014-06-15 | 2013-12-17 | 2033-12-16 | Renewables | Solar Rooftop | Solar | Dx | Halton Hills | Halton | Toronto
FIT 1 | 0.4 | C10-106 Aviva Park | Grand River Energy Solutions Corp. | CO | 20 | 2014-04-06 | 2014-10-06 | 2034-10-05 | Renewables | Solar Rooftop | Solar | Dx | Woodbridge | York | Toronto
FIT 1 | 0.15 | 15 | Marley Farms Ltd. | CO | 20 | 2014-06-09 | 2014-09-19 | 2034-06-08 | Renewables | Solar Rooftop | Solar | Dx | Teeswater | Bruce | Southwest
FIT 1 | 0.08385 | Across the road | Joseph Nicholas Daunt | CO | 20 | 2014-06-09 | 2013-01-23 | 2033-01-22 | Renewables | Solar Rooftop | Solar | Dx | Gorrie | Huron | Southwest
FIT 1 | 0.25 | 1166 Caledonia | Fovere Glenbarra Energy Fund II Limited Partnership | CO | 20 | 2014-07-12 | 2014-06-25 | 2034-06-24 | Renewables | Solar Rooftop | Solar | Dx | Toronto | Toronto | Toronto
FIT 1 | 0.25 | The Frank Hasenfratz Centre of Excellence | Linamar Holdings Inc. | CO | 20 | 2012-04-30 | 2011-07-04 | 2031-07-03 | Renewables | Solar Rooftop | Solar | Dx | Guelph | Wellington | Southwest
FIT 1 | 0.1 | Fotheringham Agra Ltd Commercial Solar | Fotheringham Agra Holdings Ltd. | CO | 20 | 2014-07-12 | 2013-10-01 | 2033-09-30 | Renewables | Solar Rooftop | Solar | Dx | Palmerston | Wellington | Southwest
FIT 1 | 0.05 | Trinity College Larkin Building Rooftop PV System | Trinity College | CO | 20 | 2011-04-30 | 2011-04-15 | 2031-04-14 | Renewables | Solar Rooftop | Solar | Dx | Toronto | Toronto | Toronto
FIT 1 | 10 | Northland Power Solar North Burgess | Northland Power Solar North Burgess L.P. | CO | 20 | 2013-05-16 | 2014-02-02 | 2034-02-01 | Renewables | Solar Ground Mounted | Solar | Dx | Perth | Lanark | East
FIT 1 | 0.05 | O02-170 Stoneway | PSI Solar Finance 1 Limited Partnership | CO | 20 | 2014-07-12 | 2013-02-07 | 2033-02-06 | Renewables | Solar Rooftop | Solar | Dx | Ottawa | Ottawa | Ottawa
FIT 1 | 0.25 | 7171 Jane Streeet | Stellarbridge Management Inc. | CO | 20 | 2013-07-21 | 2012-04-09 | 2032-04-08 | Renewables | Solar Rooftop | Solar | Dx | Concord | York | Toronto
FIT 1 | 0.15 | 78 SIGNET | PSI Solar Finance 1 Limited Partnership | CO | 20 | 2012-04-30 | 2011-08-25 | 2031-08-24 | Renewables | Solar Rooftop | Solar | Dx | Toronto | Toronto | Toronto
FIT 1 | 0.25 | Better Living Centre Solar PV, Exhibition Place | Toronto Hydro-Electric System Limited | CO | 20 | 2012-04-30 | 2011-10-22 | 2031-10-21 | Renewables | Solar Rooftop | Solar | Dx | Toronto | Toronto | Toronto
FIT 1 | 0.498 | Carleton Corner Farms Ltd. | Carleton Corner Farms Ltd. | CO | 20 | 2014-03-25 | 2012-08-08 | 2032-08-07 | Renewables | Bioenergy | Biogas | Dx | Russell | Prescott and Russell | Ottawa
FIT 1 | 0.21 | Calsavara, Danila | Alectra Utilities Corporation | CO | 20 | 2014-06-30 | 2013-02-27 | 2033-02-26 | Renewables | Solar Rooftop | Solar | Dx | Oldcastle | Essex | West
FIT 1 | 9.997 | MightySolar | Concord MightySolar Partnership | CO | 20 | 2014-03-06 | 2014-07-23 | 2034-07-22 | Renewables | Solar Ground Mounted | Solar | Dx | Chesterville | Stormont, Dundas and Glengarry | East
FIT 1 | 0.21 | R.J. CYR CO. LIMITED | Alectra Utilities Corporation | CO | 20 | 2014-06-30 | 2012-12-12 | 2032-12-11 | Renewables | Solar Rooftop | Solar | Dx | Maidstone | Essex | West
FIT 1 | 2.852 | Woolwich Bio-En Inc. | SBE Limited Partnership | CO | 20 | 2014-05-04 | 2014-04-08 | 2034-04-07 | Renewables | Bioenergy | Biogas | Dx | Elmira | Waterloo | Southwest
FIT 1 | 0.05 | 855 Industrial | PSI Solar Finance 1 Limited Partnership | CO | 20 | 2013-03-12 | 2013-09-09 | 2033-03-11 | Renewables | Solar Rooftop | Solar | Dx | Ottawa | Ottawa | Ottawa
FIT 1 | 0.49987 | Owens Solar | Solaire Kapuskasing Solar Inc. | CO | 20 | 2014-08-12 | 2014-10-06 | 2034-10-05 | Renewables | Solar Ground Mounted | Solar | Dx | Val Rita | Cochrane | Northeast
FIT 1 | 0.08 | 745 Burnett Street | Jay Patry Enterprises Inc. | CO | 20 | 2014-07-05 | 2014-12-31 | 2034-12-30 | Renewables | Solar Rooftop | Solar | Dx | Kingston | Frontenac | East
FIT 1 | 0.05 | Van Der Veen Solar | Peter Van Der Veen | CO | 20 | 2012-04-30 | 2011-09-29 | 2031-09-28 | Renewables | Solar Rooftop | Solar | Dx | Grand Valley | Dufferin | Southwest
FIT 1 | 0.35 | M07-20 Commander | Alectra Utilities Corporation | CO | 20 | 2014-03-24 | 2014-09-24 | 2034-09-23 | Renewables | Solar Rooftop | Solar | Dx | Toronto | Toronto | Toronto
FIT 1 | 0.08 | Ferme 3V Solaire | 8303703 Canada Inc. | CO | 20 | 2014-06-23 | 2013-05-15 | 2033-05-14 | Renewables | Solar Rooftop | Solar | Dx | St. Eugene | Prescott and Russell | Ottawa
FIT 1 | 0.1 | Southwestern 100 | Southwestern Manufacturing Inc. | CO | 20 | 2013-09-28 | 2014-02-12 | 2033-09-27 | Renewables | Solar Rooftop | Solar | Dx | Windsor | Essex | West
FIT 1 | 0.5 | G03-7200 Martin | Martin Grove Solar LP | CO | 20 | 2014-03-22 | 2014-09-09 | 2034-03-21 | Renewables | Solar Rooftop | Solar | Dx | Woodbridge | York | Toronto
FIT 1 | 0.1 | O02-7859 Decarie | PSI Solar Finance 1 Limited Partnership | CO | 20 | 2014-07-12 | 2014-05-29 | 2034-05-28 | Renewables | Solar Rooftop | Solar | Dx | Ottawa | Ottawa | Ottawa
FIT 1 | 0.25 | Central Huron Arena Solar PV Project | Municipality of Central Huron | CO | 20 | 2014-07-07 | 2014-02-28 | 2034-02-27 | Renewables | Solar Rooftop | Solar | Dx | Clinton | Huron | Southwest
FIT 1 | 0.5 | K03-44 Elgin | GS 2013 LP | CO | 20 | 2014-03-31 | 2013-12-13 | 2033-12-12 | Renewables | Solar Rooftop | Solar | Dx | Brantford | Brant | Southwest
FIT 1 | 0.25 | South Keys Self Storage Corporation | Dymon Storage (Ottawa) Corporation | CO | 20 | 2014-07-02 | 2014-11-27 | 2034-11-26 | Renewables | Solar Rooftop | Solar | Dx | Ottawa | Ottawa | Ottawa
FIT 1 | 0.25 | 750 Richmond Street | Brightroof Solar Limited Partnership | CO | 20 | 2014-03-25 | 2013-05-17 | 2033-05-16 | Renewables | Solar Rooftop | Solar | Dx | Chatham | Chatham-Kent | West
FIT 1 | 0.1 | B01-110 Morton | Firelight Solar LP | CO | 20 | 2014-03-17 | 2012-06-01 | 2032-05-31 | Renewables | Solar Rooftop | Solar | Dx | Brantford | Brant | Southwest
FIT 1 | 0.5 | (C2) Real Canadian Superstore Gerry Fitzgerald Dr. | Firelight Solar LP | CO | 20 | 2014-03-23 | 2013-09-12 | 2033-09-11 | Renewables | Solar Rooftop | Solar | Dx | Toronto | Toronto | Toronto
FIT 1 | 0.2 | A01-3400 Pharmacy | PSI Solar Finance 1 Limited Partnership | CO | 20 | 2014-07-29 | 2014-07-30 | 2034-07-29 | Renewables | Solar Rooftop | Solar | Dx | Toronto | Toronto | Toronto
FIT 1 | 10 | Northland Power Solar Burks Falls East | Northland Power Solar Burks Falls East L.P. | CO | 20 | 2013-08-20 | 2013-09-23 | 2033-09-22 | Renewables | Solar Ground Mounted | Solar | Dx | Burks Falls | Parry Sound | Essa
FIT 1 | 0.1 | Eden Farms Solar | E.S. Tache Investments Ltd. | CO | 20 | 2012-04-30 | 2011-05-13 | 2031-05-12 | Renewables | Solar Rooftop | Solar | Dx | Meaford | Grey | Southwest
FIT 1 | 0.8 | Zurich | Ottawa Renewable Energy Co-operative Inc. | CO | 20 | 2013-03-10 | 2010-10-13 | 2030-10-12 | Renewables | Wind - On-Shore | Wind | Dx | Zurich | Huron | Southwest
FIT 1 | 0.498 | Jockvalley Farms Limited | Jockvalley Farms Ltd | CO | 20 | 2014-03-18 | 2012-09-01 | 2032-08-31 | Renewables | Bioenergy | Biogas | Dx | Ashton | Lanark | East
FIT 1 | 0.25 | Norsecan Solar | Fovere Glenbarra Energy Fund II Limited Partnership | CO | 20 | 2012-04-30 | 2012-08-15 | 2032-04-29 | Renewables | Solar Rooftop | Solar | Dx | Kingston | Frontenac | East
FIT 1 | 0.08 | Wildwood Roof | W. Charlot Grains Ltd. | CO | 20 | 2014-06-14 | 2013-03-22 | 2033-03-21 | Renewables | Solar Rooftop | Solar | Dx | St. Marys | Perth | Southwest
FIT 1 | 0.135 | (F36) Your Independent Grocer Highway 69 North | Firelight Solar LP | CO | 20 | 2014-03-29 | 2014-07-17 | 2034-07-16 | Renewables | Solar Rooftop | Solar | Dx | Hanmer | Greater Sudbury | Northeast
FIT 1 | 0.2 | 5 St. Regis | St. Regis Solar Power Corporation | CO | 20 | 2014-06-21 | 2014-09-02 | 2034-09-01 | Renewables | Solar Rooftop | Solar | Dx | Toronto | Toronto | Toronto
FIT 1 | 10 | Northland Power Solar Belleville North | Northland Power Solar Belleville North L.P. | CO | 20 | 2013-02-18 | 2013-06-21 | 2033-06-20 | Renewables | Solar Ground Mounted | Solar | Dx | Ameliasburgh | Prince Edward | East
FIT 1 | 0.25 | Linamar Gear | Linamar Corporation | CO | 20 | 2012-04-30 | 2012-03-15 | 2032-03-14 | Renewables | Solar Rooftop | Solar | Dx | Guelph | Wellington | Southwest
FIT 1 | 7 | RE Sunningdale 1 | RE Sunningdale LP | CO | 20 | 2014-07-06 | 2014-05-14 | 2034-05-13 | Renewables | Solar Ground Mounted | Solar | Dx | Thorndale | Middlesex | West
FIT 1 | 0.08558 | 6Melanie | Leama Investments Limited | CO | 20 | 2014-06-23 | 2014-03-24 | 2034-03-23 | Renewables | Solar Rooftop | Solar | Dx | Brampton | Peel | Toronto
FIT 1 | 0.25 | ICHA 3 | Southwestern Alternative Energy Producers Inc. | CO | 20 | 2014-07-21 | 2015-01-08 | 2034-07-20 | Renewables | Solar Rooftop | Solar | Dx | Windsor | Essex | West
FIT 1 | 0.249 | 677 Mac Donald | 2303054 Ontario Inc. | CO | 20 | 2013-08-26 | 2012-11-01 | 2032-10-31 | Renewables | Solar Rooftop | Solar | Dx | Sault Ste. Marie | Algoma | Northeast
FIT 1 | 0.1 | The Town of Ajax Operations Centre | Corporation of the Town of Ajax | CO | 20 | 2012-04-30 | 2011-11-07 | 2031-11-06 | Renewables | Solar Rooftop | Solar | Dx | Ajax | Durham | Toronto
FIT 1 | 0.25 | Towcon Holdings Inc. | Towcon Holdings Inc. | CO | 20 | 2011-04-30 | 2010-07-27 | 2030-07-26 | Renewables | Solar Rooftop | Solar | Dx | Cambridge | Waterloo | Southwest
FIT 1 | 0.15 | B01-20 Ryan | Firelight Solar LP | CO | 20 | 2014-03-25 | 2012-06-01 | 2032-05-31 | Renewables | Solar Rooftop | Solar | Dx | Brantford | Brant | Southwest
FIT 1 | 0.1 | 180 Vinyl Court | VINJACK 180 INC. | CO | 20 | 2014-06-23 | 2012-05-18 | 2032-05-17 | Renewables | Solar Rooftop | Solar | Dx | Woodbridge | York | Toronto
FIT 1 | 0.25 | 62-64 Bartor Road | Sunny Day Energy Inc. | CO | 20 | 2014-07-14 | 2014-02-11 | 2034-02-10 | Renewables | Solar Rooftop | Solar | Dx | Toronto | Toronto | Toronto
FIT 1 | 0.15 | Otonabee Dairy Farm GPE09025004 | 481230 Ontario Limited | CO | 20 | 2014-06-28 | 2012-09-21 | 2032-09-20 | Renewables | Solar Rooftop | Solar | Dx | Peterborough | Peterborough | East
FIT 1 | 0.25 | LPP Manufacturing | Linamar Corporation | CO | 20 | 2012-04-30 | 2012-04-30 | 2032-04-29 | Renewables | Solar Rooftop | Solar | Dx | Guelph | Wellington | Southwest
FIT 1 | 0.075 | 75kW U-Wing | Sunnybrook Health Sciences Centre | CO | 20 | 2012-04-30 | 2012-10-25 | 2032-04-29 | Renewables | Solar Rooftop | Solar | Dx | Toronto | Toronto | Toronto
FIT 1 | 0.95 | Elora Hydro Electric Generating Station | Shaman Power Corporation | CO | 40 | 2021-05-04 | 2017-05-23 | 2057-05-22 | Renewables | Hydroelectricity | Waterpower | Dx | Elora | Wellington | Southwest
FIT 1 | 0.4 | C10-180 New Huntington | Alectra Utilities Corporation | CO | 20 | 2014-07-23 | 2014-09-26 | 2034-09-25 | Renewables | Solar Rooftop | Solar | Dx | Woodbridge | York | Toronto
FIT 1 | 0.5 | Atlantic Packaging - 80 Progress Ave | Atlantic Packaging Products Ltd. | CO | 20 | 2012-04-30 | 2011-12-09 | 2031-12-08 | Renewables | Solar Rooftop | Solar | Dx | Toronto | Toronto | Toronto
FIT 1 | 0.135 | (C20) Real Canadian Superstore Dougall Square | Firelight Solar LP | CO | 20 | 2014-04-05 | 2014-09-05 | 2034-09-04 | Renewables | Solar Rooftop | Solar | Dx | Windsor | Essex | West
FIT 1 | 0.25 | 49 Simpson Road | 2344770 Ontario Ltd. | CO | 20 | 2014-10-27 | 2015-08-13 | 2035-08-12 | Renewables | Solar Rooftop | Solar | Dx | Bolton | Peel | Toronto
FIT 1 | 18 | St. Columban 1 Wind Energy Project | St. Columban Wind LP | CO | 20 | 2015-02-17 | 2015-07-16 | 2035-07-15 | Renewables | Wind - On-Shore | Wind | Dx | Seaforth | Huron | Southwest
FIT 1 | 0.07 | Folkens # 7 | 2 4 6 0 8 8 2 O N T A R I O L I M I T E D | CO | 20 | 2014-06-09 | 2014-12-08 | 2034-06-08 | Renewables | Solar Rooftop | Solar | Dx | Hamilton | Hamilton | Southwest
FIT 1 | 10 | Solray Energy Sunderland | Sunderland Solar Farm Limited Partnership | CO | 20 | 2014-02-25 | 2014-04-24 | 2034-04-23 | Renewables | Solar Ground Mounted | Solar | Dx | Beaverton | Durham | Essa
FIT 1 | 0.11 | M09-1260 Kamato | Sky Solar (Canada) FIT 1 Limited Partnership | CO | 20 | 2014-08-03 | 2014-08-26 | 2034-08-25 | Renewables | Solar Rooftop | Solar | Dx | Mississauga | Peel | Toronto
FIT 1 | 0.25 | Endura Energy 7017 Rainham Road | William John Vanderheide | CO | 20 | 2016-09-15 | 2016-08-17 | 2036-08-16 | Renewables | Solar Rooftop | Solar | Dx | Dunnville | Haldimand | Niagara
FIT 1 | 0.075 | O02-40 Cassidy | Sanjoy Developments Limited | CO | 20 | 2014-07-14 | 2014-12-17 | 2034-12-16 | Renewables | Solar Rooftop | Solar | Dx | Ottawa | Ottawa | Ottawa
FIT 1 | 0.1 | 231 Bethel Road GPE09020804 | Kevin Smith & Susan Smith | CO | 20 | 2012-04-30 | 2011-10-25 | 2031-10-24 | Renewables | Solar Rooftop | Solar | Dx | Omemee | Kawartha Lakes | East
FIT 1 | 0.25 | Cannery Park 101-A | St. David's Solar Inc. | CO | 20 | 2012-04-30 | 2011-12-21 | 2031-12-20 | Renewables | Solar Rooftop | Solar | Dx | St. Davids | Niagara | Niagara
FIT 1 | 0.1 | O02-975 Orleans | PSI Solar Finance 1 Limited Partnership | CO | 20 | 2014-07-14 | 2013-07-29 | 2033-07-28 | Renewables | Solar Rooftop | Solar | Dx | Ottawa | Ottawa | Ottawa
FIT 1 | 0.0798 | Lewis Farm 3 | 493787 Ontario Limited | CO | 20 | 2012-04-30 | 2011-08-19 | 2031-08-18 | Renewables | Solar Rooftop | Solar | Dx | Denfield | Middlesex | Southwest
FIT 1 | 0.25 | H06-7190 MORRISON | Mann (002210-5900 Thorold Stone) Limited Partnership | CO | 20 | 2014-07-07 | 2015-02-24 | 2035-02-23 | Renewables | Solar Rooftop | Solar | Dx | Niagara Falls | Niagara | Niagara
FIT 1 | 0.1 | 400 Spinnaker | PSI Solar Finance 1 Limited Partnership | CO | 20 | 2014-06-16 | 2013-02-14 | 2033-02-13 | Renewables | Solar Rooftop | Solar | Dx | Concord | York | Toronto
FIT 1 | 5.5 | Camp Three Rapids Hydroelectric Project | Amik-CTR HydroKap L.P. | CO | 40 | 2013-11-05 | 2013-05-01 | 2053-04-30 | Renewables | Hydroelectricity | Waterpower | Dx | Kapuskasing | Cochrane | Northeast
FIT 1 | 0.099975 | 996 Westport | Solaire Kapuskasing Solar Inc. | CO | 20 | 2014-07-07 | 2014-08-15 | 2034-07-06 | Renewables | Solar Rooftop | Solar | Dx | Mississauga | Peel | Toronto
FIT 1 | 0.075 | The Monastery of Mount Carmel PV Rooftop | MONASTERY SOLAR CORPORATION | CO | 20 | 2014-07-12 | 2014-01-28 | 2034-01-27 | Renewables | Solar Rooftop | Solar | Dx | Niagara Falls | Niagara | Niagara
FIT 1 | 0.25 | (C22) Zehrs Great Food Malden Road | Firelight Solar LP | CO | 20 | 2014-03-16 | 2013-09-20 | 2033-09-19 | Renewables | Solar Rooftop | Solar | Dx | Windsor | Essex | West
FIT 1 | 0.1 | Reichart Usborne Solar | Johann Reichart | CO | 20 | 2012-04-30 | 2012-10-12 | 2032-04-29 | Renewables | Solar Rooftop | Solar | Dx | Braeside | Renfrew | East
FIT 1 | 0.076 | Solar Power Project | Larsen & Shaw Limited | CO | 20 | 2014-08-11 | 2014-06-10 | 2034-06-09 | Renewables | Solar Rooftop | Solar | Dx | Walkerton | Bruce | Southwest
FIT 1 | 0.25 | H06-3065 MAVIS | PSI Solar Finance 1 Limited Partnership | CO | 20 | 2014-03-17 | 2014-05-30 | 2034-05-29 | Renewables | Solar Rooftop | Solar | Dx | Mississauga | Peel | Toronto
FIT 1 | 0.25 | H06-1700 VICTORIA | Skyline Clean Energy Holdings Inc. | CO | 20 | 2014-06-21 | 2015-02-03 | 2035-02-02 | Renewables | Solar Rooftop | Solar | Dx | Whitby | Durham | Toronto
FIT 1 | 0.25 | Sun Parlour Solar PV | Sun Parlour Greenhouse Growers Co-Operative Limited | CO | 20 | 2014-07-21 | 2013-01-18 | 2033-01-17 | Renewables | Solar Rooftop | Solar | Dx | Leamington | Essex | West
FIT 1 | 0.25 | Ace Self Storage & Business Center Inc | Ace Solar LP | CO | 20 | 2014-06-23 | 2014-06-23 | 2034-06-22 | Renewables | Solar Rooftop | Solar | Dx | Orillia | Simcoe | Essa
FIT 1 | 0.0452 | B Buma Eadie | Brian Buma | CO | 20 | 2012-04-30 | 2011-07-14 | 2031-07-13 | Renewables | Solar Rooftop | Solar | Dx | Russell | Prescott and Russell | East
FIT 1 | 0.25 | 10139R - 120 Midaircourt | TerraForm MP Solar, LLC | CO | 20 | 2014-07-07 | 2014-12-11 | 2034-12-10 | Renewables | Solar Rooftop | Solar | Dx | Mississauga | Peel | Toronto
FIT 1 | 23 | East Durham Wind Energy Centre | East Durham Wind, LP | CO | 20 | 2015-09-15 | 2015-08-17 | 2035-08-16 | Renewables | Wind - On-Shore | Wind | Dx | Priceville | Grey | Southwest
FIT 1 | 0.2 | GEDSB Cayuga Secondary | Ameresco GEDSB Solar Inc. | CO | 20 | 2014-03-12 | 2014-09-08 | 2034-09-07 | Renewables | Solar Rooftop | Solar | Dx | Cayuga | Haldimand | Southwest
FIT 1 | 8.5 | RE Midhurst 6 | Met Axium Solar Midhurst 6 L.P. | CO | 20 | 2013-07-21 | 2013-12-16 | 2033-12-15 | Renewables | Solar Ground Mounted | Solar | Dx | Midhurst | Simcoe | Essa
FIT 1 | 10 | Northland Power Solar McCann L.P. | Northland Power Solar McCann L.P. | CO | 20 | 2013-05-12 | 2013-07-27 | 2033-07-26 | Renewables | Solar Ground Mounted | Solar | Dx | Westport | Leeds and Grenville | East
FIT 1 | 5 | North Bala Small Hydro Project | Swift River LP | CO | 40 | 2019-05-11 | 2019-12-04 | 2059-12-03 | Renewables | Hydroelectricity | Waterpower | Dx | Bala | Muskoka | Essa
FIT 1 | 0.07 | RK Solar 1 | RK Solar Ontario Ltd. | CO | 20 | 2014-06-07 | 2011-11-16 | 2031-11-15 | Renewables | Solar Rooftop | Solar | Dx | Woodbridge | York | Toronto
FIT 1 | 9 | 2176050 | Axium Infinity Solar LP | CO | 20 | 2013-05-20 | 2013-05-24 | 2033-05-19 | Renewables | Solar Ground Mounted | Solar | Dx | Brockville | Leeds and Grenville | East
FIT 1 | 0.25 | Sunrise Rooftop Solar | Sunrise Energy Partners | CO | 20 | 2013-06-15 | 2011-07-22 | 2031-07-21 | Renewables | Solar Rooftop | Solar | Dx | Alliston | Simcoe | Southwest
FIT 1 | 10 | David Brown Solar Park | Saturn Solar 2 LP | CO | 20 | 2014-02-25 | 2015-03-16 | 2035-03-15 | Renewables | Solar Ground Mounted | Solar | Dx | Ingleside | Stormont, Dundas and Glengarry | East
FIT 1 | 0.075 | Roding Park Community Centre Solar PV | Toronto Hydro-Electric System Limited | CO | 20 | 2014-06-14 | 2013-03-01 | 2033-02-28 | Renewables | Solar Rooftop | Solar | Dx | Toronto | Toronto | Toronto
FIT 1 | 0.35 | (C5) Real Canadian Superstore Walker Road | Firelight Solar LP | CO | 20 | 2014-04-05 | 2013-09-20 | 2033-09-19 | Renewables | Solar Rooftop | Solar | Dx | Windsor | Essex | West
FIT 1 | 0.25 | 1039 Old Highway #2 | 2421911 Ontario Limited | CO | 20 | 2014-05-31 | 2014-11-06 | 2034-05-30 | Renewables | Solar Rooftop | Solar | Dx | Belleville | Hastings | East
FIT 1 | 8.9 | Gitchi Animki Bezhig Generating Station | Pic Mobert Hydro Inc. | CO | 40 | 2017-07-16 | 2016-04-24 | 2056-04-23 | Renewables | Hydroelectricity | Waterpower | Tx | Mobert | Algoma | Northwest
FIT 1 | 10 | Illumination | Illumination LP | CO | 20 | 2014-09-16 | 2015-11-13 | 2035-11-12 | Renewables | Solar Ground Mounted | Solar | Dx | Port Perry | Simcoe | Toronto
FIT 1 | 0.23 | 100 MALDEN RD | ERGENOCAN INVESTMENTS INC. | CO | 20 | 2014-07-21 | 2013-08-06 | 2033-08-05 | Renewables | Solar Rooftop | Solar | Dx | Kingsville | Essex | West
FIT 1 | 0.135 | GEDSB Brantford Collegiate | Ameresco GEDSB Solar Inc. | CO | 20 | 2014-03-24 | 2014-08-29 | 2034-08-28 | Renewables | Solar Rooftop | Solar | Dx | Brantford | Brant | Southwest
FIT 1 | 0.15 | A07-40 Nolan | 2412039 Ontario Inc. | CO | 20 | 2014-08-11 | 2015-02-10 | 2035-02-09 | Renewables | Solar Rooftop | Solar | Dx | Markham | York | Toronto
FIT 1 | 0.25 | 100 Washburn Drive | TFH K-W Properties Inc. | CO | 20 | 2014-07-27 | 2012-08-01 | 2032-07-31 | Renewables | Solar Rooftop | Solar | Dx | Kitchener | Waterloo | Southwest
FIT 1 | 0.08 | Ruitenhof Solar | Ruitenhof Farms Limited | CO | 20 | 2014-06-09 | 2012-11-13 | 2032-11-12 | Renewables | Solar Rooftop | Solar | Dx | Arthur | Wellington | Southwest
FIT 1 | 0.25 | Gardiner Farms Biogas | Ben Gardiner Farms Inc. | CO | 20 | 2013-06-10 | 2011-11-28 | 2031-11-27 | Renewables | Bioenergy | Biogas (On-Farm) | Dx | Kirkton | Perth | Southwest
FIT 1 | 0.1 | L01-3163 Winston Churchill | Longo Power Generation Inc. | CO | 20 | 2014-07-08 | 2013-10-01 | 2033-09-30 | Renewables | Solar Rooftop | Solar | Dx | Mississauga | Peel | Toronto
FIT 1 | 0.03 | Patodia Office PV Project | Inner Power Holdings | CO | 20 | 2014-07-21 | 2013-07-04 | 2033-07-03 | Renewables | Solar Rooftop | Solar | Dx | Sarnia | Lambton | West
FIT 1 | 0.1 | 60 Spy Crt-PV Solar | 2517510 Ontario Inc. | CO | 20 | 2014-06-07 | 2013-10-31 | 2033-10-30 | Renewables | Solar Rooftop | Solar | Dx | Markham | York | Toronto
FIT 1 | 0.07482 | Franklin Solar | Garth Franklin | CO | 20 | 2013-07-23 | 2012-12-11 | 2032-12-10 | Renewables | Solar Rooftop | Solar | Dx | Dunvegan | Stormont, Dundas and Glengarry | Ottawa
FIT 1 | 0.1 | Pine Point Farms Solar | Alectra Utilities Corporation | CO | 20 | 2012-04-30 | 2011-11-22 | 2031-11-21 | Renewables | Solar Rooftop | Solar | Dx | Port Perry | Simcoe | Toronto
FIT 1 | 0.5 | M07-1111 Corporate | Sky Solar (Canada) FIT 1 Limited Partnership | CO | 20 | 2014-06-24 | 2014-12-17 | 2034-12-16 | Renewables | Solar Rooftop | Solar | Dx | Burlington | Halton | Southwest
FIT 1 | 1.6 | Wasdell Falls Waterpower Project | Bracebridge Generation Ltd. | CO | 40 | 2016-10-15 | 2015-12-02 | 2055-12-01 | Renewables | Hydroelectricity | Waterpower | Dx | Washago | Simcoe | Essa
FIT 1 | 0.5 | NAFTC Energy | 1882072 Ontario Inc. | CO | 20 | 2014-10-07 | 2013-08-01 | 2033-07-31 | Renewables | Solar Ground Mounted | Solar | Dx | Maidstone | Essex | West
FIT 1 | 0.075 | Metex 75kW System | S&B Bawa Holdco Ltd. | CO | 20 | 2011-04-30 | 2011-03-29 | 2031-03-28 | Renewables | Solar Rooftop | Solar | Dx | Brampton | Peel | Toronto
FIT 1 | 0.5 | 160 INGERSOLL STREET SOUTH ROOFTOP | LINEAGE LOGISTICS ORS LTD. | CO | 20 | 2014-06-16 | 2013-04-09 | 2033-04-08 | Renewables | Solar Rooftop | Solar | Dx | Ingersoll | Oxford | Southwest
FIT 1 | 0.25 | Quite West: North Murray Business Park #2 | 1382839 Ontario Inc. | CO | 20 | 2014-07-12 | 2013-10-07 | 2033-10-06 | Renewables | Solar Rooftop | Solar | Dx | Trenton | Hastings | East
FIT 1 | 0.25 | Long & McQuade Limited | PSI Solar Finance 1 Limited Partnership | CO | 20 | 2014-07-14 | 2013-02-14 | 2033-02-13 | Renewables | Solar Rooftop | Solar | Dx | Pickering | Durham | Toronto
FIT 1 | 0.5 | 331 Bowes Road | Sunny Day Energy Inc. | CO | 20 | 2014-07-14 | 2014-04-02 | 2034-04-01 | Renewables | Solar Rooftop | Solar | Dx | Concord | York | Toronto
FIT 1 | 0.25 | C5 Farm Solar Two | 2395768 Ontario Inc | CO | 20 | 2014-08-26 | 2014-03-18 | 2034-03-17 | Renewables | Solar Rooftop | Solar | Dx | Delta | Leeds and Grenville | East
FIT 1 | 0.5 | ORSINC 450 Rooftop | LINEAGE LOGISTICS ORS LTD. | CO | 20 | 2014-06-16 | 2014-12-03 | 2034-12-02 | Renewables | Solar Rooftop | Solar | Dx | Ingersoll | Oxford | Southwest
FIT 1 | 0.25 | Vollmer Centre Solar PV Project | Essex Energy Corporation | CO | 20 | 2012-04-30 | 2011-12-22 | 2031-12-21 | Renewables | Solar Rooftop | Solar | Dx | Windsor | Essex | West
FIT 1 | 0.5 | 7360 Bramalea | SunEdison DG Operating Holdings-2, LLC | CO | 20 | 2014-06-30 | 2013-04-05 | 2033-04-04 | Renewables | Solar Rooftop | Solar | Dx | Mississauga | Peel | Toronto
FIT 1 | 0.03 | Bols Eadie Road | Michael Bols | CO | 20 | 2014-06-07 | 2012-04-27 | 2032-04-26 | Renewables | Solar Rooftop | Solar | Dx | Russell | Prescott and Russell | East
FIT 1 | 0.15 | M07-70 North Wind | Firelight Solar LP | CO | 20 | 2014-03-22 | 2012-06-13 | 2032-06-12 | Renewables | Solar Rooftop | Solar | Dx | Toronto | Toronto | Toronto
FIT 1 | 0.25 | St. Lawrence College Solar PV - Kingston Campus | The St. Lawrence College of Applied Arts and Technology | CO | 20 | 2014-06-14 | 2012-10-01 | 2032-09-30 | Renewables | Solar Rooftop | Solar | Dx | Kingston | Frontenac | East
FIT 1 | 0.175 | Main West Plaza | Solar Finance Inc. | CO | 20 | 2012-04-30 | 2012-05-24 | 2032-04-29 | Renewables | Solar Rooftop | Solar | Dx | Hamilton | Hamilton | Southwest
FIT 1 | 9.997 | Val Caron | Concord Val Caron Partnership | CO | 20 | 2014-05-07 | 2014-05-13 | 2034-05-12 | Renewables | Solar Ground Mounted | Solar | Dx | Hanmer | Greater Sudbury | Northeast
FIT 1 | 0.1 | atWork Cambridge Solar | ATWORK DEVELOPMENTS LTD | CO | 20 | 2014-07-07 | 2012-11-09 | 2032-11-08 | Renewables | Solar Rooftop | Solar | Dx | Cambridge | Waterloo | Southwest
FIT 1 | 0.135 | GEDSB McKinnon Park | Ameresco GEDSB Solar Inc. | CO | 20 | 2013-09-28 | 2014-02-05 | 2034-02-04 | Renewables | Solar Rooftop | Solar | Dx | Caledonia | Haldimand | Southwest
FIT 1 | 9.333 | Penn Energy - S. Glengarry_St. Lawrence-1 | South Glengarry Solar Farm Partnership | CO | 20 | 2014-05-24 | 2014-09-12 | 2034-09-11 | Renewables | Solar Ground Mounted | Solar | Dx | Williamstown | Stormont, Dundas and Glengarry | East
FIT 1 | 0.135 | (C63) Loblaws Robertson Road | Firelight Solar LP | CO | 20 | 2014-03-19 | 2014-09-05 | 2034-09-04 | Renewables | Solar Rooftop | Solar | Dx | Ottawa | Ottawa | Ottawa
FIT 1 | 0.075 | ROW - 168 Grand Ave | The Regional Municipality of Waterloo | CO | 20 | 2013-07-06 | 2012-01-26 | 2032-01-25 | Renewables | Solar Rooftop | Solar | Dx | Cambridge | Waterloo | Southwest
FIT 1 | 0.25 | Minus Forty | IAD Solar Power Corp. | CO | 20 | 2014-05-31 | 2014-05-28 | 2034-05-27 | Renewables | Solar Rooftop | Solar | Dx | Halton Hills | Halton | Toronto
FIT 1 | 0.24962 | 2299 County Road 12 | WC Enerco Inc. | CO | 20 | 2014-07-21 | 2015-01-28 | 2034-07-20 | Renewables | Solar Rooftop | Solar | Dx | Mcgregor | Essex | West
FIT 1 | 40 | Adelaide Wind Power Project | Adelaide Wind Limited Partnership | CO | 20 | 2014-08-11 | 2015-01-29 | 2035-01-28 | Renewables | Wind - On-Shore | Wind | Tx | Strathroy | Middlesex | West
FIT 1 | 10 | Ernestown Wind Park | Ernestown Windpark Limited Partnership | CO | 20 | 2013-06-02 | 2014-09-30 | 2034-09-29 | Renewables | Wind - On-Shore | Wind | Dx | Bath | Lennox and Addington | East
FIT 1 | 10 | Wainfleet Wind Farm | Wainfleet Wind Energy Inc. | CO | 20 | 2014-08-02 | 2014-09-17 | 2034-08-01 | Renewables | Wind - On-Shore | Wind | Dx | Wainfleet | Niagara | Niagara
FIT 1 | 0.19995 | 6175 Tomken | Solaire Kapuskasing Solar Inc. | CO | 20 | 2014-06-16 | 2014-12-16 | 2034-12-15 | Renewables | Solar Rooftop | Solar | Dx | Mississauga | Peel | Toronto
FIT 1 | 0.021 | Saptashva Solar, S.A - FIT - Gulu 1449 | 1000851861 ONTARIO INC. | CO | 20 | 2014-06-07 | 2015-01-20 | 2035-01-19 | Renewables | Solar Rooftop | Solar | Dx | Toronto | Toronto | Toronto
FIT 1 | 0.05 | E & J Van Rooyen Solar | 2458215 Ontario Inc. | CO | 20 | 2014-07-21 | 2015-01-13 | 2035-01-12 | Renewables | Solar Rooftop | Solar | Dx | Chatham | Chatham-Kent | West
FIT 1 | 0.18 | Terryland Farms Biogas | Amgreg Bio Inc. | CO | 20 | 2013-03-10 | 2010-04-23 | 2030-04-22 | Renewables | Bioenergy | Biogas (On-Farm) | Dx | St. Eugene | Prescott and Russell | Ottawa
FIT 1 | 0.25 | #92 1063 Talbot Street, St. Thomas | PSI Solar Finance 1 Limited Partnership | CO | 20 | 2014-09-15 | 2013-08-07 | 2033-08-06 | Renewables | Solar Rooftop | Solar | Dx | St. Thomas | Elgin | West
FIT 1 | 0.1 | Terpstra Farms Solar | Terpstra Farms Ltd. | CO | 20 | 2014-07-12 | 2012-09-27 | 2032-09-26 | Renewables | Solar Rooftop | Solar | Dx | Brussels | Huron | Southwest
FIT 1 | 0.1 | Solar Barn 1 | Caledonia Solar Inc. | CO | 20 | 2017-12-01 | 2015-10-11 | 2035-10-10 | Renewables | Solar Rooftop | Solar | Dx | Caledonia | Haldimand | Southwest
FIT 1 | 0.25 | H06-210 BELL | PSI Solar Finance 1 Limited Partnership | CO | 20 | 2014-04-01 | 2014-08-08 | 2034-08-07 | Renewables | Solar Rooftop | Solar | Dx | Belleville | Hastings | East
FIT 1 | 0.1 | 3175 14th Avenue | GBG Solar 2010 Partnership | CO | 20 | 2012-04-30 | 2012-08-13 | 2032-08-12 | Renewables | Solar Rooftop | Solar | Dx | Markham | York | Toronto
FIT 1 | 0.25 | #305 2850 Queen St. E, Brampton | MOM Solar Limited Partnership | CO | 20 | 2012-04-30 | 2012-10-17 | 2032-10-16 | Renewables | Solar Rooftop | Solar | Dx | Brampton | Peel | Toronto
FIT 1 | 0.05 | A10-37 John | Fengate (FGDI) Limited Partnership | CO | 20 | 2014-07-05 | 2015-02-04 | 2035-02-03 | Renewables | Solar Rooftop | Solar | Dx | Mississauga | Peel | Toronto
FIT 1 | 0.5 | M07-46 Bosworth | Sky Solar (Canada) FIT 1 Limited Partnership | CO | 20 | 2014-06-10 | 2014-11-26 | 2034-11-25 | Renewables | Solar Rooftop | Solar | Dx | Brantford | Brant | Southwest
FIT 1 | 0.25 | G04-125 Ferris | PSI Solar Finance 1 Limited Partnership | CO | 20 | 2014-07-05 | 2014-02-10 | 2034-02-09 | Renewables | Solar Rooftop | Solar | Dx | North Bay | Nipissing | Northeast
FIT 1 | 0.04 | Wanna Make it Farm (Solar) I | WMF Ag Corp | CO | 20 | 2014-06-28 | 2013-02-06 | 2033-02-05 | Renewables | Solar Rooftop | Solar | Dx | Moose Creek | Stormont, Dundas and Glengarry | East
FIT 1 | 0.25 | Ferme Gillette Solaire | Gillette Farms Inc. | CO | 20 | 2014-07-12 | 2012-03-12 | 2032-03-11 | Renewables | Solar Rooftop | Solar | Dx | Embrun | Prescott and Russell | East
FIT 1 | 0.249 | 1388319 644 Imperial | 1388319 Ontario Inc | CO | 20 | 2014-07-14 | 2013-06-06 | 2033-06-05 | Renewables | Solar Rooftop | Solar | Dx | Guelph | Wellington | Southwest
FIT 1 | 10 | EffiSolar Cornwall Solar Farm A (10MW) | Cornwall Solar ULC | CO | 20 | 2014-02-04 | 2014-03-27 | 2034-03-26 | Renewables | Solar Ground Mounted | Solar | Dx | Cornwall | Stormont, Dundas and Glengarry | East
FIT 1 | 0.21 | EDKIE Solar | Edward Frank Tokarz Jacqueline Rose Tokarz | CO | 20 | 2012-04-30 | 2011-09-27 | 2031-09-26 | Renewables | Solar Rooftop | Solar | Dx | Ennismore | Peterborough | East
FIT 1 | 0.25 | Steelway Building Systems | PSI Solar Finance 1 Limited Partnership | CO | 20 | 2014-07-14 | 2013-05-02 | 2033-05-01 | Renewables | Solar Rooftop | Solar | Dx | Aylmer | Elgin | West
FIT 1 | 0.25 | 1860 Wilson Street | Delta Bingo Inc. | CO | 20 | 2014-06-06 | 2013-05-21 | 2033-05-20 | Renewables | Solar Rooftop | Solar | Dx | Toronto | Toronto | Toronto
FIT 1 | 0.03655 | lambs pork | Ken Lamb | CO | 20 | 2014-06-28 | 2013-03-27 | 2033-03-26 | Renewables | Solar Rooftop | Solar | Dx | Port Perry | Simcoe | Toronto
FIT 1 | 0.05 | Steele Acre Farms Power System | Steele Acre Farms Inc. | CO | 20 | 2014-07-05 | 2012-07-09 | 2032-07-08 | Renewables | Solar Rooftop | Solar | Dx | L' Orignal | Prescott and Russell | Ottawa
FIT 1 | 0.25 | Southern Sky Solar Farm | Solar Sky Farms Inc. | CO | 20 | 2012-04-30 | 2011-10-21 | 2031-10-20 | Renewables | Solar Rooftop | Solar | Dx | Palmerston | Wellington | Southwest
FIT 1 | 0.19201 | Quite West: Frankford Business Park | City of Quinte West | CO | 20 | 2014-07-12 | 2014-01-14 | 2034-01-13 | Renewables | Solar Rooftop | Solar | Dx | Frankford | Hastings | East
FIT 1 | 0.1 | sunny days | Mike Ondrejicka | CO | 20 | 2011-04-30 | 2011-03-23 | 2031-03-22 | Renewables | Solar Rooftop | Solar | Dx | Exeter | Huron | Southwest
FIT 1 | 10 | BeamLight | Concord BeamLight Partnership | CO | 20 | 2014-06-03 | 2015-09-11 | 2035-09-10 | Renewables | Solar Ground Mounted | Solar | Dx | Pefferlaw | York | Essa
FIT 1 | 0.1 | Kluwe | Christoph Kluwe | CO | 20 | 2014-06-02 | 2012-11-26 | 2032-11-25 | Renewables | Solar Rooftop | Solar | Dx | Bailieboro | Peterborough | East
FIT 1 | 0.5 | P08-90 Whybank | Firelight Solar LP | CO | 20 | 2014-08-12 | 2012-10-12 | 2032-10-11 | Renewables | Solar Rooftop | Solar | Dx | Brampton | Peel | Toronto
FIT 1 | 0.1 | ROW - Mannheim Water Treatment Plant | The Regional Municipality of Waterloo | CO | 20 | 2013-07-29 | 2013-07-25 | 2033-07-24 | Renewables | Solar Rooftop | Solar | Dx | Kitchener | Waterloo | Southwest
FIT 1 | 0.22 | Korea Times | Korean Broadcasting Corporation | CO | 20 | 2014-07-22 | 2012-06-12 | 2032-06-11 | Renewables | Solar Rooftop | Solar | Dx | Toronto | Toronto | Toronto
FIT 1 | 0.05 | O02-25 Leacock | PSI Solar Finance 1 Limited Partnership | CO | 20 | 2014-07-12 | 2014-06-20 | 2034-06-19 | Renewables | Solar Rooftop | Solar | Dx | Ottawa | Ottawa | Ottawa
FIT 1 | 0.075 | Great Canadian 75kW | 401 REAL ESTATE TRUST INC. | CO | 20 | 2012-04-30 | 2012-10-29 | 2032-04-29 | Renewables | Solar Rooftop | Solar | Dx | Kitchener | Waterloo | Southwest
FIT 1 | 0.25 | 2238673 Ontario Ltd. | 2238673 Ontario Ltd. | CO | 20 | 2014-07-21 | 2014-08-11 | 2034-08-10 | Renewables | Solar Rooftop | Solar | Dx | Wallacetown | Elgin | West
FIT 1 | 0.15 | P08-1935 Drew | Firelight Solar LP | CO | 20 | 2014-08-11 | 2013-02-07 | 2033-02-06 | Renewables | Solar Rooftop | Solar | Dx | Mississauga | Peel | Toronto
FIT 1 | 9.333 | Penn Energy - Edwardsburgh_Morrisburg-1 | Edwardsburgh Solar Farm Partnership | CO | 20 | 2014-03-30 | 2014-08-21 | 2034-08-20 | Renewables | Solar Ground Mounted | Solar | Dx | Prescott | Leeds and Grenville | East
FIT 1 | 0.25 | Exkor Manufacturing | Linamar Corporation | CO | 20 | 2014-06-23 | 2014-04-16 | 2034-04-15 | Renewables | Solar Rooftop | Solar | Dx | Windsor | Essex | West
FIT 1 | 0.06 | Fortress | Fortress Technology Inc. | CO | 20 | 2014-06-02 | 2013-01-21 | 2033-01-20 | Renewables | Solar Rooftop | Solar | Dx | Toronto | Toronto | Toronto
FIT 1 | 0.25 | Linergy Manufacturing | Skyjack Inc | CO | 20 | 2013-07-02 | 2013-07-29 | 2033-07-28 | Renewables | Solar Rooftop | Solar | Dx | Guelph | Wellington | Southwest
FIT 1 | 0.25 | Comtech Manufacturing | Linamar Corporation | CO | 20 | 2012-04-30 | 2012-09-26 | 2032-09-25 | Renewables | Solar Rooftop | Solar | Dx | Guelph | Wellington | Southwest
FIT 1 | 0.075 | TBHEDI-3 | Synergy North Corporation | CO | 20 | 2014-07-05 | 2013-09-13 | 2033-09-12 | Renewables | Solar Rooftop | Solar | Dx | Thunder Bay | Thunder Bay | Northwest
FIT 1 | 0.225 | #204 1229 Highway 17, Kenora | PSI Solar Finance 1 Limited Partnership | CO | 20 | 2014-09-15 | 2013-07-29 | 2033-07-28 | Renewables | Solar Rooftop | Solar | Dx | Kenora | Kenora | Northwest
FIT 1 | 0.135 | (F15) No Frills Lansdowne Avenue | Firelight Solar LP | CO | 20 | 2014-03-18 | 2013-05-21 | 2033-05-20 | Renewables | Solar Rooftop | Solar | Dx | Toronto | Toronto | Toronto
FIT 1 | 0.06 | Solar Connections-2329 Hwy 11 N | 1711136 Ontario Ltd. o/a Solar Connections | CO | 20 | 2014-06-06 | 2012-10-19 | 2032-10-18 | Renewables | Solar Rooftop | Solar | Dx | Shanty Bay | Simcoe | Essa
FIT 1 | 0.2 | GEDSB Port Dover Composite | Ameresco GEDSB Solar Inc. | CO | 20 | 2013-09-16 | 2014-03-12 | 2033-09-15 | Renewables | Solar Rooftop | Solar | Dx | Port Dover | Norfolk | Southwest
FIT 1 | 0.039 | O02-1660 Prince of Wales | PSI Solar Finance 1 Limited Partnership | CO | 20 | 2014-07-12 | 2013-11-15 | 2033-11-14 | Renewables | Solar Rooftop | Solar | Dx | Ottawa | Ottawa | Ottawa
FIT 1 | 0.25 | Puslich One | 1649511 Ontario Inc. | CO | 20 | 2014-06-16 | 2014-05-06 | 2034-05-05 | Renewables | Solar Rooftop | Solar | Dx | Puslinch | Wellington | Southwest
FIT 1 | 0.45 | R05-317 Rutherford | Sky Solar (Canada) FIT 1 Limited Partnership | CO | 20 | 2014-06-10 | 2014-08-19 | 2034-08-18 | Renewables | Solar Rooftop | Solar | Dx | Brampton | Peel | Toronto
FIT 1 | 0.03 | 1862 Sheppard Ave W | Toronto Community Housing Corporation | CO | 20 | 2012-04-30 | 2012-02-02 | 2032-02-01 | Renewables | Solar Rooftop | Solar | Dx | Toronto | Toronto | Toronto
FIT 1 | 0.015 | 190 Woolner Ave. | Toronto Community Housing Corporation | CO | 20 | 2012-04-30 | 2012-03-28 | 2032-03-27 | Renewables | Solar Rooftop | Solar | Dx | Toronto | Toronto | Toronto
FIT 1 | 0.05461 | Heney Riding Arena | James Heney and Ruth Heney | CO | 20 | 2014-06-30 | 2013-07-10 | 2033-07-09 | Renewables | Solar Rooftop | Solar | Dx | Enterprise | Lennox and Addington | East
FIT 1 | 0.15 | #86 1050 O'Brien Rd, Renfrew | PSI Solar Finance 1 Limited Partnership | CO | 20 | 2014-09-15 | 2013-07-11 | 2033-07-10 | Renewables | Solar Rooftop | Solar | Dx | Renfrew | Renfrew | East
FIT 1 | 0.05 | M09-77 Ward | VESPA ENGINEERS LTD. | CO | 20 | 2014-03-18 | 2014-08-14 | 2034-08-13 | Renewables | Solar Rooftop | Solar | Dx | Brampton | Peel | Toronto
FIT 1 | 0.1 | O02-1000 Valin | PSI Solar Finance 1 Limited Partnership | CO | 20 | 2014-07-12 | 2013-04-30 | 2033-04-29 | Renewables | Solar Rooftop | Solar | Dx | Ottawa | Ottawa | Ottawa
FIT 1 | 0.249 | Merivale Mall Rooftop 1 | 1540709 Ontario Limited | CO | 20 | 2013-06-17 | 2013-04-22 | 2033-04-21 | Renewables | Solar Rooftop | Solar | Dx | Ottawa | Ottawa | Ottawa
FIT 1 | 0.1 | 1036 Gilead Road, PEC | CLEAVE ENERGY HOLDINGS LTD. | CO | 20 | 2014-05-31 | 2014-11-18 | 2034-05-30 | Renewables | Solar Rooftop | Solar | Dx | Bloomfield | Prince Edward | East
FIT 1 | 0.075 | 499 South Big Island Road - P.E.C. | CLEAVE ENERGY HOLDINGS LTD. | CO | 20 | 2013-07-08 | 2014-01-28 | 2033-07-07 | Renewables | Solar Rooftop | Solar | Dx | Demorestville | Prince Edward | East
FIT 1 | 0.135 | 71 Melford Rooftop PV | Dalemont Properties Inc. | CO | 20 | 2012-04-30 | 2012-04-25 | 2032-04-24 | Renewables | Solar Rooftop | Solar | Dx | Toronto | Toronto | Toronto
FIT 1 | 0.03 | 31 THORNHEIGHTS ROAD | Victor Kam | CO | 20 | 2012-04-30 | 2012-05-14 | 2032-05-13 | Renewables | Solar Rooftop | Solar | Dx | Thornhill | York | Toronto
FIT 1 | 0.04 | KIPLING COLLEGIATE INSTITUTE | Toronto District School Board | CO | 20 | 2014-06-28 | 2012-03-05 | 2032-03-04 | Renewables | Solar Rooftop | Solar | Dx | Toronto | Toronto | Toronto
FIT 1 | 0.25 | (C83) Real Canadian Superstore Murphy Road | Firelight Solar LP | CO | 20 | 2014-06-15 | 2014-06-05 | 2034-06-04 | Renewables | Solar Rooftop | Solar | Dx | Sarnia | Lambton | West
FIT 1 | 0.065 | GE Real Estate - Vaughan, ON (30 Whitmore Rd) | Firelight Solar LP | CO | 20 | 2012-04-30 | 2011-05-27 | 2031-05-26 | Renewables | Solar Rooftop | Solar | Dx | Woodbridge | York | Toronto
FIT 1 | 0.1 | Auto Camping Ltd. | 1520185 Ontario Ltd. | CO | 20 | 2014-05-31 | 2013-02-15 | 2033-02-14 | Renewables | Solar Rooftop | Solar | Dx | Toronto | Toronto | Toronto
FIT 1 | 0.055 | MEGA SOLAR | Splettstoesser Farms Inc. | CO | 20 | 2014-07-12 | 2012-05-17 | 2032-05-16 | Renewables | Solar Rooftop | Solar | Dx | Ripley | Bruce | Bruce
FIT 1 | 0.19 | ROW - 1990 Ottawa Street | The Regional Municipality of Waterloo | CO | 20 | 2014-07-14 | 2014-12-08 | 2034-07-13 | Renewables | Solar Rooftop | Solar | Dx | Kitchener | Waterloo | Southwest
FIT 1 | 0.2498 | 405 Lake Road | 405 Lake Road Investments Inc. | CO | 20 | 2014-06-16 | 2013-07-08 | 2033-07-07 | Renewables | Solar Rooftop | Solar | Dx | Bowmanville | Durham | Toronto
FIT 1 | 0.25 | 3115 14th Avenue | GBG Solar 2010 Partnership | CO | 20 | 2012-04-30 | 2012-09-04 | 2032-09-03 | Renewables | Solar Rooftop | Solar | Dx | Markham | York | Toronto
FIT 1 | 0.15 | Wardlaw Poultry Farm Project | J.C.K.G. Holdings Inc. | CO | 20 | 2013-06-17 | 2012-11-14 | 2032-11-13 | Renewables | Solar Rooftop | Solar | Dx | Cookstown | Simcoe | Southwest
FIT 1 | 0.25 | Mikhail Sobeys 250 | 2452369 Ontario Ltd. | CO | 20 | 2014-09-30 | 2014-07-10 | 2034-07-09 | Renewables | Solar Rooftop | Solar | Dx | Amherstburg | Essex | West
FIT 1 | 0.25 | Ferme Joly Drouin et Filles Solar | 1055466 Ontario Inc. | CO | 20 | 2013-06-15 | 2012-02-22 | 2032-02-21 | Renewables | Solar Rooftop | Solar | Dx | Plantagenet | Prescott and Russell | Ottawa
FIT 1 | 0.25 | Bridgeline Solar System | 2177304 Ontario Limited | CO | 20 | 2012-04-30 | 2011-10-19 | 2031-10-18 | Renewables | Solar Rooftop | Solar | Dx | Deseronto | Hastings | East
FIT 1 | 0.2 | 350 Newkirk Road | 2083053 ONTARIO LTD. | CO | 20 | 2014-06-06 | 2014-12-05 | 2034-06-05 | Renewables | Solar Rooftop | Solar | Dx | Richmond Hill | York | Toronto
FIT 1 | 0.042 | McIvor Crt (Lincoln St) 50kW | Thunder Bay District Housing Corporation | CO | 20 | 2012-04-30 | 2012-10-02 | 2032-10-01 | Renewables | Solar Rooftop | Solar | Dx | Thunder Bay | Thunder Bay | Northwest
FIT 1 | 0.25 | #251 400 Weber Street North, Waterloo | PSI Solar Finance 1 Limited Partnership | CO | 20 | 2014-09-15 | 2013-11-12 | 2033-11-11 | Renewables | Solar Rooftop | Solar | Dx | Waterloo | Waterloo | Southwest
FIT 1 | 0.065 | Zabek 15746 Niagara Parkway Project | Zabek Farms Ltd. | CO | 20 | 2014-07-12 | 2012-03-08 | 2032-03-07 | Renewables | Solar Rooftop | Solar | Dx | Niagara-on-the-Lake | Niagara | Niagara
FIT 1 | 0.25 | 8750 Holgate | TerraForm MP Solar, LLC | CO | 20 | 2014-06-28 | 2014-12-23 | 2034-12-22 | Renewables | Solar Rooftop | Solar | Dx | Milton | Halton | Southwest
FIT 1 | 0.25 | Flamborough Solar | Bill Panagiotakopoulos | CO | 20 | 2014-07-08 | 2015-04-28 | 2034-07-07 | Renewables | Solar Ground Mounted | Solar | Dx | Hamilton | Hamilton | Southwest
FIT 1 | 10 | Dave Rampel Solar Park | Rainy River First Nations Solar 3 Limited Partnership | CO | 20 | 2014-10-31 | 2015-02-20 | 2035-02-19 | Renewables | Solar Ground Mounted | Solar | Dx | Rainy River | Rainy River | Northwest
FIT 1 | 0.072 | Solar-Caledonia | Solar-Caledonia Inc. | CO | 20 | 2014-09-28 | 2012-07-31 | 2032-07-30 | Renewables | Solar Rooftop | Solar | Dx | Alfred | Prescott and Russell | Ottawa
FIT 1 | 0.01824 | Sunflower | NL Holdings Inc. | CO | 20 | 2011-04-30 | 2010-11-04 | 2030-11-03 | Renewables | Solar Rooftop | Solar | Dx | Paris | Brant | Southwest
FIT 1 | 0.05 | O02-345 Ravenhill | PSI Solar Finance 1 Limited Partnership | CO | 20 | 2014-07-14 | 2013-05-15 | 2033-05-14 | Renewables | Solar Rooftop | Solar | Dx | Ottawa | Ottawa | Ottawa
FIT 1 | 10 | RayLight | Concord RayLight Partnership | CO | 20 | 2014-03-26 | 2014-10-24 | 2034-10-23 | Renewables | Solar Ground Mounted | Solar | Dx | Wyebridge | Simcoe | Essa
FIT 1 | 0.25 | RW Solar Farm | Skyline Clean Energy Holdings (III) Inc. | CO | 20 | 2014-06-16 | 2014-08-06 | 2034-08-05 | Renewables | Solar Ground Mounted | Solar | Dx | Bath | Lennox and Addington | East
FIT 1 | 0.1 | Canadian Solar Developers Ltd. L.P. #11 | Mann Ground Mount Solar Ltd. | CO | 20 | 2013-08-03 | 2014-03-06 | 2033-08-02 | Renewables | Solar Ground Mounted | Solar | Dx | Barrie | Simcoe | Essa
FIT 1 | 0.25 | 20 Bertrand | 2372511 Ontario Inc. | CO | 20 | 2012-04-30 | 2012-12-07 | 2032-04-29 | Renewables | Solar Rooftop | Solar | Dx | Toronto | Toronto | Toronto
FIT 1 | 0.1 | River City | River City Vineyard Christan Fellowship of Sarnia | CO | 20 | 2014-07-21 | 2012-12-21 | 2032-12-20 | Renewables | Solar Rooftop | Solar | Dx | Sarnia | Lambton | West
FIT 1 | 0.25 | M07-5040 Timberlea | Alectra Utilities Corporation | CO | 20 | 2014-06-10 | 2014-12-10 | 2034-12-09 | Renewables | Solar Rooftop | Solar | Dx | Mississauga | Peel | Toronto
FIT 1 | 10 | RE Orillia 2 | Met Axium Solar Orillia 2 L.P. | CO | 20 | 2013-04-18 | 2014-02-27 | 2034-02-26 | Renewables | Solar Ground Mounted | Solar | Dx | Hawkestone | Simcoe | Essa
FIT 1 | 0.499 | Maryland Farms Biogas | Maryland Farms Biogas Ltd. | CO | 20 | 2013-04-01 | 2012-05-10 | 2032-05-09 | Renewables | Bioenergy | Biogas | Dx | Reaboro | Kawartha Lakes | Essa
FIT 1 | 0.4 | H06-1706 ELGIN MILLS | MOM Solar Limited Partnership | CO | 20 | 2012-04-30 | 2012-10-22 | 2032-10-21 | Renewables | Solar Rooftop | Solar | Dx | Richmond Hill | York | Toronto
FIT 1 | 0.5 | 460 Industrial | SunEdison DG Operating Holdings-2, LLC | CO | 20 | 2012-04-30 | 2011-08-17 | 2031-08-16 | Renewables | Solar Rooftop | Solar | Dx | Woodstock | Oxford | Southwest
FIT 1 | 0.05 | 349 Kenora Avenue | Marshall Real Estate Holdings Ltd. | CO | 20 | 2014-06-09 | 2014-06-09 | 2034-06-08 | Renewables | Solar Rooftop | Solar | Dx | Hamilton | Hamilton | Southwest
FIT 1 | 0.08372 | CEPEO Secondary Omer-Deslauriers | Ameresco CEPEO Solar Inc. | CO | 20 | 2012-04-30 | 2012-10-26 | 2032-04-29 | Renewables | Solar Rooftop | Solar | Dx | Ottawa | Ottawa | Ottawa
FIT 1 | 0.15 | Menkes-60 Valleybrook | Castleberry Investments Limited | CO | 20 | 2015-10-02 | 2015-07-23 | 2035-07-22 | Renewables | Solar Rooftop | Solar | Dx | Toronto | Toronto | Toronto
FIT 1 | 0.1 | Jessie's Quality Services Solar | 2466316 Ontario Inc. | CO | 20 | 2014-07-05 | 2013-04-02 | 2033-04-01 | Renewables | Solar Rooftop | Solar | Dx | Elliot Lake | Algoma | Northeast
FIT 1 | 0.5 | 1081 Meyerside | ASI SPE 108 Inc. | CO | 20 | 2014-06-14 | 2014-12-03 | 2034-06-13 | Renewables | Solar Rooftop | Solar | Dx | Brampton | Peel | Toronto
FIT 1 | 0.07482 | TrackCorpCanada | 2191262 Ontario Inc. | CO | 20 | 2014-05-31 | 2013-06-18 | 2033-06-17 | Renewables | Solar Rooftop | Solar | Dx | Calabogie | Renfrew | East
FIT 1 | 0.45 | H06-2911 EGLINTON | PSI Solar Finance 1 Limited Partnership | CO | 20 | 2014-03-24 | 2014-08-25 | 2034-03-23 | Renewables | Solar Rooftop | Solar | Dx | Toronto | Toronto | Toronto
FIT 1 | 10 | Northland Power Solar Rideau Lakes | Northland Power Solar Rideau Lakes L.P. | CO | 20 | 2013-02-19 | 2013-06-21 | 2033-06-20 | Renewables | Solar Ground Mounted | Solar | Dx | Portland | Leeds and Grenville | East
FIT 1 | 0.25 | (C8) Loblaws Bullock Drive | Firelight Solar LP | CO | 20 | 2014-03-26 | 2013-09-12 | 2033-09-11 | Renewables | Solar Rooftop | Solar | Dx | Markham | York | Toronto
FIT 1 | 0.1 | WhiteOak Solar | London Hydro Inc. | CO | 20 | 2014-06-30 | 2012-10-09 | 2032-10-08 | Renewables | Solar Rooftop | Solar | Dx | London | Middlesex | West
FIT 1 | 0.0798 | Lewis Farm A | 1455029 Ontario Limited | CO | 20 | 2012-04-30 | 2011-08-19 | 2031-08-18 | Renewables | Solar Rooftop | Solar | Dx | Lucan | Middlesex | Southwest
FIT 1 | 0.06 | DTFarm | John F. C. Dove | CO | 20 | 2014-06-16 | 2013-09-09 | 2033-09-08 | Renewables | Solar Ground Mounted | Solar | Dx | Dryden | Kenora | Northwest
FIT 1 | 10 | SunE Rutley | SunE Rutley LP | CO | 20 | 2012-04-06 | 2012-02-23 | 2032-02-22 | Renewables | Solar Ground Mounted | Solar | Dx | Ingleside | Stormont, Dundas and Glengarry | East
FIT 1 | 0.1 | (O3) One President's Choice Circle | Firelight Solar LP | CO | 20 | 2014-03-12 | 2014-05-22 | 2034-05-21 | Renewables | Solar Rooftop | Solar | Dx | Brampton | Peel | Toronto
FIT 1 | 10 | HAF Energy | Vineland Power Inc. | CO | 20 | 2014-05-29 | 2014-06-25 | 2034-05-28 | Renewables | Wind - On-Shore | Wind | Dx | Caistor Centre | Niagara | Niagara
FIT 1 | 0.1 | 358 - 360 Ontario Street | Community Solar Assets 1 Ltd. | CO | 20 | 2014-06-30 | 2012-11-14 | 2032-11-13 | Renewables | Solar Rooftop | Solar | Dx | St. Catharines | Niagara | Niagara
FIT 1 | 0.1 | All Weather Farmers Inc. Barn | All Weather Farming Inc. | CO | 20 | 2012-04-30 | 2011-12-22 | 2031-12-21 | Renewables | Solar Rooftop | Solar | Dx | Simcoe | Norfolk | Southwest
FIT 1 | 0.5 | 150 Toro Road | Sunny Day Energy Inc. | CO | 20 | 2014-07-14 | 2014-07-18 | 2034-07-17 | Renewables | Solar Rooftop | Solar | Dx | Toronto | Toronto | Toronto
FIT 1 | 0.25 | H06-600 KING | PSI Solar Finance 1 Limited Partnership | CO | 20 | 2014-06-17 | 2014-05-06 | 2034-05-05 | Renewables | Solar Rooftop | Solar | Dx | Waterloo | Waterloo | Southwest
FIT 1 | 0.144 | CanFirst - Markham (90 Nolan Court) | Firelight Solar LP | CO | 20 | 2013-07-08 | 2012-02-09 | 2032-02-08 | Renewables | Solar Rooftop | Solar | Dx | Markham | York | Toronto
FIT 1 | 0.5 | Atlantic Packaging - 5711 Atlantic Dr | Atlantic Packaging Products Ltd. | CO | 20 | 2014-02-25 | 2012-11-26 | 2032-11-25 | Renewables | Solar Rooftop | Solar | Dx | Mississauga | Peel | Toronto
FIT 1 | 0.073255 | 171 Front St | Toronto Community Housing Corporation Inc. | CO | 20 | 2014-03-17 | 2012-03-29 | 2032-03-28 | Renewables | Solar Rooftop | Solar | Dx | Toronto | Toronto | Toronto
FIT 1 | 0.03 | Haemmerli Solar | Hans Haemmerli and Edith Haemmerli | CO | 20 | 2013-08-26 | 2012-07-25 | 2032-07-24 | Renewables | Solar Rooftop | Solar | Dx | Mitchell | Perth | Southwest
FIT 1 | 0.25 | Milal | Alectra Utilities Corporation | CO | 20 | 2014-06-23 | 2012-11-29 | 2032-11-28 | Renewables | Solar Rooftop | Solar | Dx | Toronto | Toronto | Toronto
FIT 1 | 0.25 | (C7) Real Canadian Superstore Argentia Road | Firelight Solar LP | CO | 20 | 2014-04-08 | 2013-04-18 | 2033-04-17 | Renewables | Solar Rooftop | Solar | Dx | Mississauga | Peel | Southwest
FIT 1 | 0.098685 | 810 Blackburn Mews | Jay Patry Enterprises Inc. | CO | 20 | 2014-07-05 | 2014-12-11 | 2034-12-10 | Renewables | Solar Rooftop | Solar | Dx | Kingston | Frontenac | East
FIT 1 | 0.25 | 4100 Garden St Whitby | MOM Solar Limited Partnership | CO | 20 | 2012-04-30 | 2012-10-24 | 2032-10-23 | Renewables | Solar Rooftop | Solar | Dx | Whitby | Durham | Toronto
FIT 1 | 0.12 | PowerStream 2010-120 | Alectra Utilities Corporation | CO | 20 | 2014-07-06 | 2012-12-03 | 2032-12-02 | Renewables | Solar Rooftop | Solar | Dx | Thornhill | York | Toronto
FIT 1 | 0.04 | Rohrer Solar | Mark Rohrer | CO | 20 | 2014-06-16 | 2013-01-19 | 2033-01-18 | Renewables | Solar Rooftop | Solar | Dx | Harriston | Wellington | Southwest
FIT 1 | 0.25 | Aecon Cambridge Solar | Aecon Industrial, a division of Aecon Construction | CO | 20 | 2012-04-30 | 2011-05-19 | 2031-05-18 | Renewables | Solar Rooftop | Solar | Dx | Cambridge | Waterloo | Southwest
FIT 1 | 1 | Grimsby Bioreactor Project | 1414229 Ontario Limited | CO | 20 | 2014-04-23 | 2015-11-25 | 2034-04-22 | Renewables | Bioenergy | Biogas | Dx | Grimsby | Niagara | Niagara
FIT 1 | 0.2 | A10-3670-3680 Victoria Park | Fengate (FGDI) Limited Partnership | CO | 20 | 2014-06-28 | 2015-02-06 | 2035-02-05 | Renewables | Solar Rooftop | Solar | Dx | Toronto | Toronto | Toronto
FIT 1 | 0.084 | Hislop Roof | 883 999 Ontario Inc. | CO | 20 | 2014-06-14 | 2012-07-04 | 2032-07-03 | Renewables | Solar Rooftop | Solar | Dx | Stratford | Perth | Southwest
FIT 1 | 0.25 | CK Biogas | Entegrus Powerlines Inc. | CO | 20 | 2013-11-17 | 2013-10-08 | 2033-10-07 | Renewables | Bioenergy | Biogas | Dx | Chatham | Chatham-Kent | West
FIT 1 | 0.075 | T04-25 Crouse | Alectra Utilities Corporation | CO | 20 | 2014-03-31 | 2014-09-26 | 2034-09-25 | Renewables | Solar Rooftop | Solar | Dx | Toronto | Toronto | Toronto
FIT 1 | 0.04 | Civic Complex Solar | 2252112 Ontario Inc. | CO | 20 | 2014-07-07 | 2012-06-28 | 2032-06-27 | Renewables | Solar Rooftop | Solar | Dx | Oshawa | Durham | Toronto
FIT 1 | 0.375 | K04-1210 Birchmount | Sky Solar (Canada) FIT 1 Limited Partnership | CO | 20 | 2014-03-24 | 2014-09-09 | 2034-09-08 | Renewables | Solar Rooftop | Solar | Dx | Toronto | Toronto | Toronto
FIT 1 | 10 | Longueil TS Malbouef | SunE Alfred LP | CO | 20 | 2013-04-27 | 2013-12-24 | 2033-12-23 | Renewables | Solar Ground Mounted | Solar | Dx | Alfred | Prescott and Russell | Ottawa
FIT 1 | 0.25 | Barrie Business & Storage Center | Solera Sustainable Energies Company Limited | CO | 20 | 2014-06-23 | 2014-12-12 | 2034-12-11 | Renewables | Solar Rooftop | Solar | Dx | Barrie | Simcoe | Essa
FIT 1 | 0.25 | (C50) Zehrs 16th Street East | Firelight Solar LP | CO | 20 | 2014-03-31 | 2014-07-18 | 2034-07-17 | Renewables | Solar Rooftop | Solar | Dx | Owen Sound | Grey | Southwest
FIT 1 | 0.499 | Petrocorn | Petro Corn Inc. | CO | 20 | 2013-03-19 | 2012-04-02 | 2032-04-01 | Renewables | Bioenergy | Biogas | Dx | Curran | Prescott and Russell | Ottawa
FIT 1 | 0.12 | Veridian Connections Solar - Head Office | Elexicon Energy Inc. | CO | 20 | 2014-06-28 | 2012-10-31 | 2032-10-30 | Renewables | Solar Rooftop | Solar | Dx | Ajax | Durham | Toronto
FIT 1 | 0.1 | 225 Evans Avenue | PSI Solar Finance 1 Limited Partnership | CO | 20 | 2013-04-08 | 2013-03-07 | 2033-03-06 | Renewables | Solar Rooftop | Solar | Dx | Toronto | Toronto | Toronto
FIT 1 | 0.1 | A10-100 Canadian | Fengate (FGDI) Limited Partnership | CO | 20 | 2014-06-23 | 2015-01-22 | 2035-01-21 | Renewables | Solar Rooftop | Solar | Dx | Toronto | Toronto | Toronto
FIT 1 | 0.0464 | Ferguson FIT Generation | 2342152 Ontario Inc. | CO | 20 | 2014-07-07 | 2012-07-17 | 2032-07-16 | Renewables | Solar Rooftop | Solar | Dx | Osgoode | Ottawa | Ottawa
FIT 1 | 0.05 | M09-1405 Denison | MAR-CAR MANAGEMENT LIMITED | CO | 20 | 2014-03-18 | 2012-12-27 | 2032-12-26 | Renewables | Solar Rooftop | Solar | Dx | Markham | York | Toronto
FIT 1 | 0.027 | CASSANDRA PUBLIC SCHOOL | Toronto District School Board | CO | 20 | 2014-06-23 | 2012-05-07 | 2032-05-06 | Renewables | Solar Rooftop | Solar | Dx | Toronto | Toronto | Toronto
FIT 1 | 0.35 | K03-148 Mohawk | GS 2013 LP | CO | 20 | 2014-03-15 | 2013-10-25 | 2033-10-24 | Renewables | Solar Rooftop | Solar | Dx | Brantford | Brant | Southwest
FIT 1 | 0.25 | Nature Pork Systems | Nature Pork Systems Inc. | CO | 20 | 2014-07-23 | 2014-06-05 | 2034-06-04 | Renewables | Solar Rooftop | Solar | Dx | Burgessville | Oxford | Southwest
FIT 1 | 0.135 | (C58) Zehrs Holiday Inn Drive | Firelight Solar LP | CO | 20 | 2014-04-08 | 2013-11-29 | 2033-11-28 | Renewables | Solar Rooftop | Solar | Dx | Cambridge | Waterloo | Southwest
FIT 1 | 0.07 | Folkens # 9 | 2 4 6 0 8 8 2 O N T A R I O L I M I T E D | CO | 20 | 2014-06-09 | 2014-12-08 | 2034-06-08 | Renewables | Solar Rooftop | Solar | Dx | Hamilton | Hamilton | Southwest
FIT 1 | 0.1 | Tufford | 1825059 Ontario Inc. | CO | 20 | 2014-07-28 | 2012-05-10 | 2032-05-09 | Renewables | Solar Rooftop | Solar | Dx | Lincoln | Niagara | Niagara
FIT 1 | 0.25 | AB101-501 | STRASHIN POWER CORPORATION | CO | 20 | 2014-07-08 | 2013-03-27 | 2033-03-26 | Renewables | Solar Rooftop | Solar | Dx | Toronto | Toronto | Toronto
FIT 1 | 0.2 | Champion Solar I | Community Solar Assets 1 Ltd. | CO | 20 | 2014-07-05 | 2013-07-15 | 2033-07-14 | Renewables | Solar Rooftop | Solar | Dx | Moose Creek | Stormont, Dundas and Glengarry | Ottawa
FIT 1 | 0.25 | Normanby Solar 1 | 757182 Ontario Ltd. | CO | 20 | 2013-06-29 | 2012-05-10 | 2032-05-09 | Renewables | Solar Rooftop | Solar | Dx | Ayton | Grey | Southwest
FIT 1 | 0.18 | Hensall | 2428760 Ontario Inc. | CO | 20 | 2014-06-23 | 2014-12-17 | 2034-12-16 | Renewables | Solar Rooftop | Solar | Dx | Hensall | Huron | Southwest
FIT 1 | 0.25 | 3610 Mavis Rd RT | Brightroof Solar Limited Partnership | CO | 20 | 2014-06-28 | 2012-11-14 | 2032-11-13 | Renewables | Solar Rooftop | Solar | Dx | Mississauga | Peel | Toronto
FIT 1 | 0.175 | #206 450 Muskoka Rd, Bracebridge | PSI Solar Finance 1 Limited Partnership | CO | 20 | 2014-06-06 | 2013-07-26 | 2033-07-25 | Renewables | Solar Rooftop | Solar | Dx | Bracebridge | Muskoka | Essa
FIT 1 | 0.5 | Bloomfield Solar Inc. | Bloomfield Solar Inc. | CO | 20 | 2014-05-31 | 2013-08-21 | 2033-08-20 | Renewables | Solar Rooftop | Solar | Dx | Bloomfield | Prince Edward | East
FIT 1 | 0.25 | Canadian Solar Developers Ltd. L.P. #14 | Mann Ground Mount Solar Ltd. | CO | 20 | 2013-08-03 | 2014-03-06 | 2033-08-02 | Renewables | Solar Ground Mounted | Solar | Dx | Barrie | Simcoe | Essa
FIT 1 | 0.21995 | Royal Sponge | WC Enerco Inc. | CO | 20 | 2014-06-23 | 2014-12-22 | 2034-12-21 | Renewables | Solar Rooftop | Solar | Dx | Brampton | Peel | Toronto
FIT 1 | 0.1 | Villa Nova 100 | Dan Matten | CO | 20 | 2014-06-21 | 2014-02-19 | 2034-02-18 | Renewables | Solar Ground Mounted | Solar | Dx | Waterford | Norfolk | Southwest
FIT 1 | 0.09994 | Duynisveld Home Farm | Leonard Duynisveld | CO | 20 | 2014-07-21 | 2012-08-02 | 2032-08-01 | Renewables | Solar Rooftop | Solar | Dx | Ilderton | Middlesex | West
FIT 1 | 0.15 | A07-11 Automatic | Saratoga Potato Chip Company Inc. | CO | 20 | 2014-08-11 | 2014-12-22 | 2034-12-21 | Renewables | Solar Rooftop | Solar | Dx | Brampton | Peel | Toronto
FIT 1 | 0.25 | Luyks Home Farm | Luyks Holdings Ltd | CO | 20 | 2012-04-30 | 2011-12-22 | 2031-12-21 | Renewables | Solar Rooftop | Solar | Dx | Port Stanley | Elgin | West
FIT 1 | 0.25 | Scott Solar | SCP Properties Inc. | CO | 20 | 2012-04-30 | 2011-08-05 | 2031-08-04 | Renewables | Solar Rooftop | Solar | Dx | Meaford | Grey | Southwest
FIT 1 | 0.5 | Consolidated Maintenance facility Solar Roof | Kitchener Generation Corporation | CO | 20 | 2013-05-05 | 2011-03-31 | 2031-03-30 | Renewables | Solar Rooftop | Solar | Dx | Kitchener | Waterloo | Southwest
FIT 1 | 0.248 | Groeneveld Solar | 1825115 Ontario Inc. | CO | 20 | 2014-06-23 | 2013-02-02 | 2033-02-01 | Renewables | Solar Rooftop | Solar | Dx | Fenwick | Niagara | Niagara
FIT 1 | 0.25 | (C51) Zehrs Niagara Street North | Firelight Solar LP | CO | 20 | 2014-03-30 | 2013-12-18 | 2033-12-17 | Renewables | Solar Rooftop | Solar | Dx | Welland | Niagara | Niagara
FIT 1 | 0.25 | Kirchmeier Farms PV | Kirchmeier Renergy Inc. | CO | 20 | 2013-10-22 | 2014-04-01 | 2033-10-21 | Renewables | Solar Rooftop | Solar | Dx | St. Isidore | Prescott and Russell | Ottawa
FIT 1 | 0.25 | Vehcom Manufacturing | Linamar Corporation | CO | 20 | 2012-04-30 | 2012-10-30 | 2032-10-29 | Renewables | Solar Rooftop | Solar | Dx | Guelph | Wellington | Southwest
FIT 1 | 0.075 | 176 Esplanade | Toronto Community Housing Corporation Inc. | CO | 20 | 2014-04-05 | 2012-03-29 | 2032-03-28 | Renewables | Solar Rooftop | Solar | Dx | Toronto | Toronto | Toronto
FIT 1 | 0.1 | Fulton Rooftop Solar PV | Sino-can Agri-products & Clean Energy Limited | CO | 20 | 2012-04-30 | 2012-05-17 | 2032-04-29 | Renewables | Solar Rooftop | Solar | Dx | Caledon | Peel | Toronto
FIT 1 | 0.0798 | Lewis Farm 2 | Adelaide Farms | CO | 20 | 2012-04-30 | 2011-08-19 | 2031-08-18 | Renewables | Solar Rooftop | Solar | Dx | Denfield | Middlesex | West
FIT 1 | 0.03 | ROW - 95 Concession Street | The Regional Municipality of Waterloo | CO | 20 | 2013-07-06 | 2012-04-16 | 2032-04-15 | Renewables | Solar Rooftop | Solar | Dx | Cambridge | Waterloo | Southwest
FIT 1 | 0.25 | sunshine & sugar inc. | sunshine & sugar inc. | CO | 20 | 2012-04-30 | 2012-01-09 | 2032-01-08 | Renewables | Solar Rooftop | Solar | Dx | Toronto | Toronto | Toronto
FIT 1 | 0.35 | (C75) Real Canadian Superstore Steeles Avenue West | Firelight Solar LP | CO | 20 | 2014-06-15 | 2013-03-13 | 2033-03-12 | Renewables | Solar Rooftop | Solar | Dx | Brampton | Peel | Toronto
FIT 1 | 0.05 | Rustowil | Rustowil Farm Inc. | CO | 20 | 2014-06-16 | 2012-06-19 | 2032-06-18 | Renewables | Solar Rooftop | Solar | Dx | Joyceville | Frontenac | East
FIT 1 | 10 | Alfred | Concord Alfred Partnership | CO | 20 | 2015-04-05 | 2015-11-25 | 2035-11-24 | Renewables | Solar Ground Mounted | Solar | Dx | Alfred | Prescott and Russell | Ottawa
FIT 1 | 0.2 | Domric International Ltd. | Domric International Ltd. | CO | 20 | 2014-07-21 | 2014-04-01 | 2034-03-31 | Renewables | Solar Rooftop | Solar | Dx | Kingsville | Essex | West
FIT 1 | 0.15 | 130Denison | 130 Denison Solar Power Inc. | CO | 20 | 2012-04-30 | 2011-11-19 | 2031-11-18 | Renewables | Solar Rooftop | Solar | Dx | Markham | York | Toronto
FIT 1 | 0.0645 | Solar Connections- Commerce Park | Herbert Elsner Shoes Limited | CO | 20 | 2014-07-07 | 2014-12-22 | 2034-12-21 | Renewables | Solar Rooftop | Solar | Dx | Innisfil | Simcoe | Southwest
FIT 1 | 0.25 | LPC Manufacturing | Linamar Corporation | CO | 20 | 2012-04-30 | 2012-10-10 | 2032-10-09 | Renewables | Solar Rooftop | Solar | Dx | Guelph | Wellington | Southwest
FIT 1 | 10 | RE Smiths Falls 5 | Aurora Smiths Falls 5 Limited Partnership | CO | 20 | 2013-02-18 | 2013-02-13 | 2033-02-12 | Renewables | Solar Ground Mounted | Solar | Dx | Smiths Falls | Lanark | East
FIT 1 | 0.05977 | Middlebrook, 594 Glengarry Cres | 2249122 Ont Ltd | CO | 20 | 2014-06-09 | 2012-10-05 | 2032-10-04 | Renewables | Solar Rooftop | Solar | Dx | Fergus | Wellington | Southwest
FIT 1 | 0.075 | York Mills Arena Solar PV | Toronto Hydro-Electric System Limited | CO | 20 | 2014-07-12 | 2013-02-27 | 2033-02-26 | Renewables | Solar Rooftop | Solar | Dx | Toronto | Toronto | Toronto
FIT 1 | 0.25 | 1010 Lorne Street | 1010 Lorne Street Inc. | CO | 20 | 2012-04-30 | 2011-10-11 | 2031-10-10 | Renewables | Solar Rooftop | Solar | Dx | Sudbury | Greater Sudbury | Northeast
FIT 1 | 0.05 | Snow Racer -1 | Sloot Construction Ltd. | CO | 20 | 2014-06-23 | 2013-01-21 | 2033-01-20 | Renewables | Solar Rooftop | Solar | Dx | Puslinch | Wellington | Southwest
FIT 1 | 0.135 | 417 Bus Line | GYMMA INC. | CO | 20 | 2012-04-30 | 2012-02-10 | 2032-02-09 | Renewables | Solar Rooftop | Solar | Dx | Casselman | Prescott and Russell | Ottawa
FIT 1 | 10.25 | Sumac Ridge Wind Farm | SWNS Wind LP | CO | 20 | 2016-10-11 | 2017-11-09 | 2036-10-10 | Renewables | Wind - On-Shore | Wind | Dx | Pontypool | Kawartha Lakes | Toronto
FIT 1 | 0.3 | H06-35 PINEBUSH | MOM Solar Limited Partnership | CO | 20 | 2012-04-30 | 2012-10-01 | 2032-09-30 | Renewables | Solar Rooftop | Solar | Dx | Cambridge | Waterloo | Southwest
FIT 1 | 0.5 | Solray Energy Forfar 3 | Potentia Solar 14 Limited Partnership | CO | 20 | 2014-02-25 | 2015-08-12 | 2035-08-11 | Renewables | Solar Ground Mounted | Solar | Dx | Portland | Leeds and Grenville | East
FIT 1 | 0.25 | Frook Biogas Facility 2 | Marl Creek Renewables Inc. | CO | 20 | 2013-06-17 | 2012-12-11 | 2032-12-10 | Renewables | Bioenergy | Biogas (On-Farm) | Dx | Elmwood | Bruce | Southwest
FIT 1 | 0.498 | Schouten Corner View Farms Ltd. | Schouten Corner View Farms Ltd. | CO | 20 | 2014-09-06 | 2014-01-17 | 2034-01-16 | Renewables | Bioenergy | Biogas | Dx | Richmond | Ottawa | Ottawa
FIT 1 | 0.03 | 2460 Tedlo St | PSI Solar Finance 1 Limited Partnership | CO | 20 | 2012-04-30 | 2011-09-08 | 2031-09-07 | Renewables | Solar Rooftop | Solar | Dx | Mississauga | Peel | Toronto
FIT 1 | 0.25 | Clovermead Farms Biogas | Clovermead Farms Inc. | CO | 20 | 2013-03-30 | 2012-10-18 | 2032-10-17 | Renewables | Bioenergy | Biogas (On-Farm) | Dx | Alma | Wellington | Southwest
FIT 1 | 0.05 | Robert Van Rooyen Solar | 2458215 Ontario Inc. | CO | 20 | 2014-07-21 | 2015-01-13 | 2035-01-12 | Renewables | Solar Rooftop | Solar | Dx | Chatham | Chatham-Kent | West
FIT 1 | 0.07 | Entrepot | 8303703 Canada Inc. | CO | 20 | 2014-06-30 | 2013-09-18 | 2033-09-17 | Renewables | Solar Rooftop | Solar | Dx | St. Eugene | Prescott and Russell | Ottawa
FIT 1 | 0.1 | 10011R - 1067 Niagara Stone | PRI RT Solar LP | CO | 20 | 2014-07-07 | 2014-01-13 | 2034-01-12 | Renewables | Solar Rooftop | Solar | Dx | Niagara-on-the-Lake | Niagara | Niagara
FIT 1 | 0.035 | 3154 CR -1 | CLEAVE ENERGY HOLDINGS LTD. | CO | 20 | 2014-05-31 | 2014-11-06 | 2034-05-30 | Renewables | Solar Rooftop | Solar | Dx | Bloomfield | Prince Edward | East
FIT 1 | 0.1 | PowerStream 2010-116 | Alectra Utilities Corporation | CO | 20 | 2014-07-06 | 2012-12-03 | 2032-12-02 | Renewables | Solar Rooftop | Solar | Dx | Markham | York | Toronto
FIT 1 | 0.04 | Nature Feed Centre | Nature Feed Centre Inc. | CO | 20 | 2012-04-30 | 2011-10-03 | 2031-10-02 | Renewables | Solar Rooftop | Solar | Dx | Burgessville | Oxford | Southwest
FIT 1 | 0.25 | 3700 WESTON | PSI Solar Finance 1 Limited Partnership | CO | 20 | 2012-04-30 | 2012-05-11 | 2032-04-29 | Renewables | Solar Rooftop | Solar | Dx | Toronto | Toronto | Toronto
FIT 1 | 0.12 | 1388319 533 Imperial | 1388319 Ontario Inc | CO | 20 | 2014-07-14 | 2013-05-16 | 2033-05-15 | Renewables | Solar Rooftop | Solar | Dx | Guelph | Wellington | Southwest
FIT 1 | 0.2 | Windsor Renewable Energy L1 | 1277032 Ontario Inc. | CO | 20 | 2012-04-30 | 2011-07-13 | 2031-07-12 | Renewables | Solar Rooftop | Solar | Dx | Oldcastle | Essex | West
FIT 1 | 0.091 | Centennial Plastic | Centennial Plastic Mfg Ltd. | CO | 20 | 2012-04-30 | 2011-06-23 | 2031-06-22 | Renewables | Solar Rooftop | Solar | Dx | Mississauga | Peel | Toronto
FIT 1 | 5.5 | White Otter Falls Hydroelectric Project | Nipiy-WOF HydroKap L.P. | CO | 40 | 2013-11-05 | 2013-07-24 | 2053-07-23 | Renewables | Hydroelectricity | Waterpower | Dx | Kapuskasing | Cochrane | Northeast
FIT 1 | 0.05 | T04-221 Todd Baylis | Alectra Utilities Corporation | CO | 20 | 2014-03-29 | 2013-09-06 | 2033-09-05 | Renewables | Solar Rooftop | Solar | Dx | Toronto | Toronto | Toronto
FIT 1 | 0.03 | Appleby Woods | Halton Standard Condominium Corporation #550 | CO | 20 | 2011-04-30 | 2011-01-05 | 2031-01-04 | Renewables | Solar Rooftop | Solar | Dx | Burlington | Halton | Southwest
FIT 1 | 0.135 | Homeland Non Profit Housing Complex Inc | Alectra Utilities Corporation | CO | 20 | 2014-06-28 | 2014-09-10 | 2034-09-09 | Renewables | Solar Rooftop | Solar | Dx | Windsor | Essex | West
FIT 1 | 0.1 | Endura Energy 620 South Cayuga | Brian Ricker Farms Ltd. | CO | 20 | 2012-04-30 | 2012-04-10 | 2032-04-09 | Renewables | Solar Rooftop | Solar | Dx | Dunnville | Haldimand | Southwest
FIT 1 | 0.031 | Ashley Park | Ian Ihnatowycz | CO | 20 | 2013-03-22 | 2010-06-18 | 2030-06-17 | Renewables | Solar Rooftop | Solar | Dx | Toronto | Toronto | Toronto
FIT 1 | 0.075 | McGregor Park Arena Solar PV | Toronto Hydro-Electric System Limited | CO | 20 | 2014-07-12 | 2013-02-27 | 2033-02-26 | Renewables | Solar Rooftop | Solar | Dx | Toronto | Toronto | Toronto
FIT 1 | 0.1 | Quinn Roofing Solutions Inc. | Alectra Utilities Corporation | CO | 20 | 2014-06-30 | 2013-11-11 | 2033-11-10 | Renewables | Solar Rooftop | Solar | Dx | Windsor | Essex | West
FIT 1 | 6.5 | Penn Energy - Roseplain | Roseplain Solar Farm Partnership | CO | 20 | 2014-02-25 | 2015-06-02 | 2035-06-01 | Renewables | Solar Ground Mounted | Solar | Dx | Goodwood | Durham | Essa
FIT 1 | 0.25 | EffiSolar Stone Mills Solar Farm D (500KW) | Alectra Utilities Corporation | CO | 20 | 2012-04-30 | 2012-09-10 | 2032-09-09 | Renewables | Solar Rooftop | Solar | Dx | Camden East | Lennox and Addington | East
FIT 1 | 0.21 | PowerStream 2009-077 | Alectra Utilities Corporation | CO | 20 | 2011-04-30 | 2011-04-29 | 2031-04-28 | Renewables | Solar Rooftop | Solar | Dx | Barrie | Simcoe | Essa
FIT 1 | 99 | Erieau Wind | Erieau Wind LP | CO | 20 | 2014-07-05 | 2013-05-22 | 2033-05-21 | Renewables | Wind - On-Shore | Wind | Tx | Blenheim | Chatham-Kent | West
FIT 1 | 1 | Black Bay Solar Project Phase 2 | 2397995 ONTARIO INC. | CO | 20 | 2013-12-31 | 2015-06-30 | 2033-12-30 | Renewables | Solar Ground Mounted | Solar | Dx | Red Rock | Thunder Bay | Northwest
FIT 1 | 0.25 | Van Osch Farms B | SE 2011 LP | CO | 20 | 2012-04-30 | 2011-06-30 | 2031-06-29 | Renewables | Solar Rooftop | Solar | Dx | Ailsa Craig | Middlesex | Southwest
FIT 1 | 0.25 | 7700 KEELE | DC Solar Power Corp | CO | 20 | 2011-04-30 | 2011-01-19 | 2031-01-18 | Renewables | Solar Rooftop | Solar | Dx | Concord | York | Toronto
FIT 1 | 0.035 | Spirit 35 | Chris Tambos | CO | 20 | 2012-04-30 | 2012-04-25 | 2032-04-24 | Renewables | Solar Rooftop | Solar | Dx | Cedar Valley | York | Essa
FIT 1 | 100 | Cedar Point Wind Power Project Phase II | Cedar Point II Limited Partnership | CO | 20 | 2014-11-25 | 2015-10-07 | 2035-10-06 | Renewables | Wind - On-Shore | Wind | Tx | Forest | Lambton | Bruce
FIT 1 | 0.25 | 4630 Sheppard Ave. E. | MOM Solar Limited Partnership | CO | 20 | 2012-04-30 | 2012-09-28 | 2032-09-27 | Renewables | Solar Rooftop | Solar | Dx | Toronto | Toronto | Toronto
FIT 1 | 0.25 | FFS-K 001PV | Flanagan Foodservice Inc. | CO | 20 | 2011-04-30 | 2011-04-07 | 2031-04-06 | Renewables | Solar Rooftop | Solar | Dx | Kitchener | Waterloo | Southwest
FIT 1 | 0.245 | CanFirst - Richmond Hill (45 B West Wilmot Street) | Firelight Solar LP | CO | 20 | 2012-04-30 | 2011-05-16 | 2031-05-15 | Renewables | Solar Rooftop | Solar | Dx | Richmond Hill | York | Toronto
FIT 1 | 0.04 | Floradale 2 | 1096245 Ontario Limited | CO | 20 | 2013-06-29 | 2013-05-24 | 2033-05-23 | Renewables | Solar Rooftop | Solar | Dx | Elmira | Waterloo | Southwest
FIT 1 | 0.099 | Solar Connections- Line 1 N Oro | 1711136 Ontario Ltd. o/a Solar Connections | CO | 20 | 2014-06-06 | 2012-07-26 | 2032-07-25 | Renewables | Solar Rooftop | Solar | Dx | Barrie | Simcoe | Essa
FIT 1 | 0.15 | C10-127 Aviva Park | Skyline Clean Energy Holdings Inc. | CO | 20 | 2014-07-23 | 2014-11-28 | 2034-11-27 | Renewables | Solar Rooftop | Solar | Dx | Woodbridge | York | Toronto
FIT 1 | 8 | SETTLERS LANDING WIND PARK | SLGR Wind LP | CO | 20 | 2013-08-26 | 2017-04-05 | 2037-04-04 | Renewables | Wind - On-Shore | Wind | Dx | Pontypool | Kawartha Lakes | Toronto
FIT 1 | 0.1996 | Denison Solar Trout Farm | 2246604 Ontario Limited | CO | 20 | 2014-06-06 | 2014-08-19 | 2034-06-05 | Renewables | Solar Rooftop | Solar | Dx | Erin | Wellington | Southwest
FIT 1 | 0.15 | E02-261 Tillson | 261 Tillson Limited Partnership | CO | 20 | 2014-06-24 | 2014-08-14 | 2034-08-13 | Renewables | Solar Rooftop | Solar | Dx | Tillsonburg | Oxford | West
FIT 1 | 0.25 | Canadian Solar Developers Ltd. L.P. #17 | Mann Ground Mount Solar Ltd. | CO | 20 | 2014-02-25 | 2015-09-11 | 2035-09-10 | Renewables | Solar Ground Mounted | Solar | Dx | Midhurst | Simcoe | Essa
FIT 1 | 0.5 | Amherstburg Rec Centre Solar PV Project | Essex Energy Corporation | CO | 20 | 2014-07-21 | 2013-01-03 | 2033-01-02 | Renewables | Solar Rooftop | Solar | Dx | Amherstburg | Essex | West
FIT 1 | 0.5 | SA1 | 2245073 Ontario Inc. | CO | 20 | 2014-01-30 | 2014-01-29 | 2034-01-28 | Renewables | Solar Ground Mounted | Solar | Dx | Port Robinson | Niagara | Niagara
FIT 1 | 0.135 | (F23) Your Independent Grocer Dundas Street East | Firelight Solar LP | CO | 20 | 2014-04-01 | 2013-09-27 | 2033-09-26 | Renewables | Solar Rooftop | Solar | Dx | Belleville | Hastings | East
FIT 1 | 0.12 | Redeemer University College | Redeemer University College | CO | 20 | 2014-07-21 | 2012-10-15 | 2032-10-14 | Renewables | Solar Rooftop | Solar | Dx | Hamilton | Hamilton | Southwest
FIT 1 | 0.2 | 600 Weber Street | Marsland Center Limited | CO | 20 | 2014-06-14 | 2012-03-30 | 2032-03-29 | Renewables | Solar Rooftop | Solar | Dx | Waterloo | Waterloo | Southwest
FIT 1 | 0.05 | GEDSB River Heights | Ameresco GEDSB Solar Inc. | CO | 20 | 2013-09-28 | 2014-02-05 | 2034-02-04 | Renewables | Solar Rooftop | Solar | Dx | Caledonia | Haldimand | Southwest
FIT 1 | 0.1 | Ecole Secondaire Catholique Sainte-Marie 100kW | Conseil Scolaire Catholique De District Des Grandes Rivieres | CO | 20 | 2011-04-30 | 2011-10-18 | 2031-04-29 | Renewables | Solar Rooftop | Solar | Dx | New Liskeard | Timiskaming | Northeast
FIT 1 | 0.15 | M07-40 Commander | Sky Solar (Canada) FIT 1 Limited Partnership | CO | 20 | 2014-06-10 | 2014-08-20 | 2034-08-19 | Renewables | Solar Rooftop | Solar | Dx | Toronto | Toronto | Toronto
FIT 1 | 0.1 | O02-3400 D'Aoust | PSI Solar Finance 1 Limited Partnership | CO | 20 | 2014-07-12 | 2013-08-16 | 2033-08-15 | Renewables | Solar Rooftop | Solar | Dx | Ottawa | Ottawa | Ottawa
FIT 1 | 0.075 | Bakker Ray Wilson Road | Steven Bakker | CO | 20 | 2012-04-30 | 2011-07-13 | 2031-07-12 | Renewables | Solar Rooftop | Solar | Dx | Metcalfe | Ottawa | East
FIT 1 | 0.25 | M01-5150 Mainway | Fengate (FGDI) Limited Partnership | CO | 20 | 2014-06-21 | 2015-02-04 | 2035-02-03 | Renewables | Solar Rooftop | Solar | Dx | Burlington | Halton | Southwest
FIT 1 | 0.06 | Muskoka Beach Rd Solar | 2068620 Ontario Incorporated | CO | 20 | 2012-04-30 | 2011-05-03 | 2031-05-02 | Renewables | Solar Rooftop | Solar | Dx | Gravenhurst | Muskoka | Essa
FIT 1 | 0.25 | Wigle Ave Solar | Truax Canada / 1552842 Ontario Ltd | CO | 20 | 2014-07-21 | 2014-06-24 | 2034-06-23 | Renewables | Solar Rooftop | Solar | Dx | Kingsville | Essex | West
FIT 1 | 0.05 | Agincourt Recreation Centre Arena Solar PV | Toronto Hydro-Electric System Limited | CO | 20 | 2014-06-14 | 2013-03-20 | 2033-03-19 | Renewables | Solar Rooftop | Solar | Dx | Toronto | Toronto | Toronto
FIT 1 | 0.15 | O02-150 Abbeyhill | OSPS (002281-150 Abbeyhill) Limited Partnership | CO | 20 | 2014-07-12 | 2014-12-02 | 2034-12-01 | Renewables | Solar Rooftop | Solar | Dx | Ottawa | Ottawa | Ottawa
FIT 1 | 0.15 | A10-71 Rosedale | Fengate (FGDI) Limited Partnership | CO | 20 | 2014-06-23 | 2015-02-05 | 2035-02-04 | Renewables | Solar Rooftop | Solar | Dx | Brampton | Peel | Toronto
FIT 1 | 0.1 | O02-159 Lorry Greenberg | OSPS (002334-159 Lorry Greenberg) Limited Partnership | CO | 20 | 2014-07-14 | 2014-12-19 | 2034-12-18 | Renewables | Solar Rooftop | Solar | Dx | Ottawa | Ottawa | Ottawa
FIT 1 | 0.059985 | 6760 Davand | Solaire Kapuskasing Solar Inc. | CO | 20 | 2014-06-14 | 2014-12-14 | 2034-12-13 | Renewables | Solar Rooftop | Solar | Dx | Mississauga | Peel | Toronto
FIT 1 | 0.25 | #140 1210 Steeles Ave, Milton | PSI Solar Finance 1 Limited Partnership | CO | 20 | 2014-09-15 | 2013-08-27 | 2033-08-26 | Renewables | Solar Rooftop | Solar | Dx | Milton | Halton | Southwest
FIT 1 | 0.25 | Chimed Farms Solar | 2296168 Ontario Limited | CO | 20 | 2012-04-30 | 2011-05-12 | 2031-05-11 | Renewables | Solar Rooftop | Solar | Dx | Walkerton | Bruce | Southwest
FIT 1 | 0.24971 | 100-500 Deziel 2 | Solar Income Fund LP (#2) | CO | 20 | 2014-06-30 | 2014-01-29 | 2034-01-28 | Renewables | Solar Rooftop | Solar | Dx | Windsor | Essex | West
FIT 1 | 0.23 | Woodlawn | 2377512 Ontario Inc. | CO | 20 | 2014-07-07 | 2014-12-19 | 2034-12-18 | Renewables | Solar Rooftop | Solar | Dx | Guelph | Wellington | Southwest
FIT 1 | 0.1 | Rowan McLean | Rowan McLean | CO | 20 | 2012-04-30 | 2011-06-28 | 2031-06-27 | Renewables | Solar Rooftop | Solar | Dx | Fergus | Wellington | Southwest
FIT 1 | 0.075 | O02-63 Bluegrass | PSI Solar Finance 1 Limited Partnership | CO | 20 | 2014-07-14 | 2014-08-28 | 2034-07-13 | Renewables | Solar Rooftop | Solar | Dx | Ottawa | Ottawa | Ottawa
FIT 1 | 10 | Kingston Gardiner TS Odessa | SunE Odessa LP | CO | 20 | 2013-04-27 | 2013-12-19 | 2033-12-18 | Renewables | Solar Ground Mounted | Solar | Dx | Odessa | Lennox and Addington | East
FIT 1 | 0.25 | (C44) Zehrs Dundas Street | Firelight Solar LP | CO | 20 | 2014-03-17 | 2014-08-05 | 2034-08-04 | Renewables | Solar Rooftop | Solar | Dx | Woodstock | Oxford | Southwest
FIT 1 | 0.05 | O02-1250 Blohm | PSI Solar Finance 1 Limited Partnership | CO | 20 | 2014-07-07 | 2014-11-28 | 2034-11-27 | Renewables | Solar Rooftop | Solar | Dx | Ottawa | Ottawa | Ottawa
FIT 1 | 0.25 | (C21) Zehrs Great Food Tecumseh Street East | Firelight Solar LP | CO | 20 | 2014-03-16 | 2013-09-20 | 2033-09-19 | Renewables | Solar Rooftop | Solar | Dx | Windsor | Essex | West
FIT 1 | 17.812 | Index Energy Mills Road Corporation | Index Energy Ajax Corporation | CO | 20 | 2014-05-05 | 2015-06-12 | 2034-05-04 | Renewables | Bioenergy | Biomass | Dx | Ajax | Durham | Toronto
FIT 1 | 0.04 |  | LH Solar Inc. | CO | 20 | 2014-03-25 | 2014-08-28 | 2034-08-27 | Renewables | Solar Rooftop | Solar | Dx | Toronto | Toronto | Toronto
FIT 1 | 0.1 | #8 20215 Chatham St N, Blenheim | PSI Solar Finance 1 Limited Partnership | CO | 20 | 2014-09-15 | 2014-02-11 | 2034-02-10 | Renewables | Solar Rooftop | Solar | Dx | Blenheim | Chatham-Kent | West
FIT 1 | 0.06 | Toronto Electric | Soreva Clean Energy Corporation | CO | 20 | 2012-04-30 | 2011-05-03 | 2031-05-02 | Renewables | Solar Rooftop | Solar | Dx | Toronto | Toronto | Toronto
FIT 1 | 0.07 | Burnham St | Kwendill Holdings Limited | CO | 20 | 2014-06-07 | 2012-05-02 | 2032-05-01 | Renewables | Solar Rooftop | Solar | Dx | Cobourg | Northumberland | East
FIT 1 | 10 | SparkleLight | SparkleLight LP | CO | 20 | 2014-05-09 | 2014-11-11 | 2034-11-10 | Renewables | Solar Ground Mounted | Solar | Dx | Woodville | Kawartha Lakes | Essa
FIT 1 | 0.15 | A01-75 West Wilmot | MOM V Limited Partnership | CO | 20 | 2014-07-13 | 2014-12-16 | 2034-12-15 | Renewables | Solar Rooftop | Solar | Dx | Richmond Hill | York | Toronto
FIT 1 | 0.25 | 757182 Ontario Ltd. | 757182 Ontario Ltd. | CO | 20 | 2014-12-10 | 2014-04-25 | 2034-04-24 | Renewables | Solar Rooftop | Solar | Dx | Ayton | Grey | Southwest
FIT 1 | 0.5 | 200 Clark Street | OYA Energy Fund LP | CO | 20 | 2014-08-12 | 2013-12-20 | 2033-12-19 | Renewables | Solar Rooftop | Solar | Dx | Harrow | Essex | West
FIT 1 | 0.2 | Brockville Memorial Centre Rooftop Solar Project | The Corporation of the City of Brockville | CO | 20 | 2012-04-30 | 2011-12-08 | 2031-12-07 | Renewables | Solar Rooftop | Solar | Dx | Brockville | Leeds and Grenville | East
FIT 1 | 0.25 | Fedsol | Park Road Power Ltd. | CO | 20 | 2011-04-30 | 2011-04-19 | 2031-04-18 | Renewables | Solar Rooftop | Solar | Dx | Grimsby | Niagara | Niagara
FIT 1 | 0.25 | Prestige Furniture Solar Rooftop | 1799753 Ontario Inc. | CO | 20 | 2014-06-23 | 2012-08-17 | 2032-08-16 | Renewables | Solar Rooftop | Solar | Dx | Ottawa | Ottawa | Ottawa
FIT 1 | 0.25 | 635 Oster Lane | Sunny Day Energy Inc. | CO | 20 | 2014-07-14 | 2012-04-11 | 2032-04-10 | Renewables | Solar Rooftop | Solar | Dx | Concord | York | Toronto
FIT 1 | 0.1 | Swisslight | Swisslight Poultry Ltd. | CO | 20 | 2014-07-21 | 2013-01-23 | 2033-01-22 | Renewables | Solar Rooftop | Solar | Dx | Jarvis | Haldimand | Southwest
FIT 1 | 0.101 | WATERDOWN DHS SOLAR PV PROJECT | HAMILTON WENTWORTH DISTRICT SCHOOL BOARD | CO | 20 | 2014-06-30 | 2012-04-09 | 2032-04-08 | Renewables | Solar Rooftop | Solar | Dx | Waterdown | Hamilton | Southwest
FIT 1 | 0.06 | Gord Watts Municipal Centre Solar Project | The Corporation of the City of Brockville | CO | 20 | 2014-06-07 | 2013-01-16 | 2033-01-15 | Renewables | Solar Rooftop | Solar | Dx | Brockville | Leeds and Grenville | East
FIT 1 | 0.1 | 342 Kenora Avenue | Marshall Real Estate Holdings Ltd. | CO | 20 | 2014-06-09 | 2014-06-09 | 2034-06-08 | Renewables | Solar Rooftop | Solar | Dx | Hamilton | Hamilton | Southwest
FIT 1 | 0.249 | Greenholm Farms Limited | Greenholm Power Limited | CO | 20 | 2014-06-07 | 2013-01-18 | 2033-01-17 | Renewables | Bioenergy | Biogas (On-Farm) | Dx | Embro | Oxford | Southwest
FIT 1 | 0.175 | FEPRO Solar | Fritz Klaesi and Paul Klaesi | CO | 20 | 2012-04-30 | 2011-04-28 | 2031-04-27 | Renewables | Solar Rooftop | Solar | Dx | Cobden | Renfrew | East
FIT 1 | 0.066 | CEPEO Elementary Odyssee | Ameresco CEPEO Solar Inc. | CO | 20 | 2012-04-30 | 2012-10-31 | 2032-04-29 | Renewables | Solar Rooftop | Solar | Dx | Ottawa | Ottawa | Ottawa
FIT 1 | 0.07 | 220 Nebo Rd | Sunnyside Up Investments Inc. | CO | 20 | 2012-04-30 | 2012-10-16 | 2032-10-15 | Renewables | Solar Rooftop | Solar | Dx | Hamilton | Hamilton | Southwest
FIT 1 | 0.25 | 1030 Walker Road | Champion Products Corp. & Walkerville Commercial Centre Inc. | CO | 20 | 2014-07-21 | 2014-12-22 | 2034-07-20 | Renewables | Solar Rooftop | Solar | Dx | Windsor | Essex | West
FIT 1 | 10 | Morley Solar Park | Rainy River First Nations Solar 1 Limited Partnership | CO | 20 | 2014-10-31 | 2015-02-20 | 2035-02-19 | Renewables | Solar Ground Mounted | Solar | Dx | Stratton | Rainy River | Northwest
FIT 1 | 0.1 | Petersen FIT | 2342148 Ontario Inc. o/a Petersen Farms | CO | 20 | 2014-06-21 | 2012-09-12 | 2032-09-11 | Renewables | Solar Rooftop | Solar | Dx | Osgoode | Ottawa | Ottawa
FIT 1 | 0.03 | 1890 Sheppard Ave W | Toronto Community Housing Corporation | CO | 20 | 2012-04-30 | 2012-02-02 | 2032-02-01 | Renewables | Solar Rooftop | Solar | Dx | Toronto | Toronto | Toronto
FIT 1 | 0.14 | Haliburton Forest Solar 1 | Seedorf Power Corp. | CO | 20 | 2014-07-05 | 2014-12-22 | 2034-07-04 | Renewables | Solar Rooftop | Solar | Dx | Haliburton | Haliburton | Essa
FIT 1 | 0.5 | 252 Power | SunEdison DG Operating Holdings-2, LLC | CO | 20 | 2012-04-30 | 2012-06-01 | 2032-04-29 | Renewables | Solar Rooftop | Solar | Dx | Delhi | Norfolk | Southwest
FIT 1 | 0.25 | 757182 Ontario Ltd. | 757182 Ontario Ltd. | CO | 20 | 2014-12-01 | 2014-04-25 | 2034-04-24 | Renewables | Solar Rooftop | Solar | Dx | Ayton | Grey | Southwest
FIT 1 | 0.5 | Claire's Delivery and Storage | Brightroof Solar Limited Partnership | CO | 20 | 2014-06-10 | 2014-10-21 | 2034-10-20 | Renewables | Solar Rooftop | Solar | Dx | Port Colborne | Niagara | Niagara
FIT 1 | 4 | Mother Earth Renewable Energy Project - Phase I | MERE General Partner Inc. | CO | 20 | 2013-04-22 | 2012-09-04 | 2032-09-03 | Renewables | Wind - On-Shore | Wind | Dx | M' Chigeeng | Manitoulin | Northeast
FIT 1 | 100 | Grand Bend Wind Farm | Grand Bend Wind Limited Partnership | CO | 20 | 2015-06-26 | 2016-04-19 | 2036-04-18 | Renewables | Wind - On-Shore | Wind | Tx | Zurich | Huron | Southwest
FIT 1 | 0.06 | PowerStream 2010-049 | Alectra Utilities Corporation | CO | 20 | 2012-04-30 | 2011-09-14 | 2031-09-13 | Renewables | Solar Rooftop | Solar | Dx | Barrie | Simcoe | Essa
FIT 1 | 0.0598 | CEPEO Elementary Kanata | Ameresco CEPEO Solar Inc. | CO | 20 | 2012-11-03 | 2012-10-31 | 2032-10-30 | Renewables | Solar Rooftop | Solar | Dx | Ottawa | Ottawa | Ottawa
FIT 1 | 10 | GoldLight | GoldLight LP | CO | 20 | 2014-02-25 | 2015-01-30 | 2035-01-29 | Renewables | Solar Ground Mounted | Solar | Dx | Pefferlaw | York | Essa
FIT 1 | 0.026 | Saptashva Solar, S.A - FIT Gulu 1457 | 1000851861 ONTARIO INC. | CO | 20 | 2014-06-07 | 2015-01-20 | 2035-01-19 | Renewables | Solar Rooftop | Solar | Dx | Toronto | Toronto | Toronto
FIT 1 | 0.175 | Moote Rd. | 1825059 Ontario Inc. | CO | 20 | 2012-04-30 | 2011-09-14 | 2031-09-13 | Renewables | Solar Rooftop | Solar | Dx | St. Anns | Niagara | Niagara
FIT 1 | 0.021 | Saptashva Solar, S.A - FIT - Gulu 1445 | 1000851861 ONTARIO INC. | CO | 20 | 2014-06-07 | 2015-01-20 | 2035-01-19 | Renewables | Solar Rooftop | Solar | Dx | Toronto | Toronto | Toronto
FIT 1 | 0.2 | 106 Rayette Road | Sunny Day Energy Inc. | CO | 20 | 2014-07-14 | 2014-04-29 | 2034-04-28 | Renewables | Solar Rooftop | Solar | Dx | Concord | York | Toronto
FIT 1 | 0.1 | Johann Reichart | Johann Reichart | CO | 20 | 2014-06-07 | 2014-11-21 | 2034-06-06 | Renewables | Solar Rooftop | Solar | Dx | Arnprior | Renfrew | East
FIT 1 | 0.17 | Region of Waterloo - 150kW PV | The Regional Municipality of Waterloo | CO | 20 | 2011-04-30 | 2011-04-30 | 2031-04-29 | Renewables | Solar Rooftop | Solar | Dx | Cambridge | Waterloo | Southwest
FIT 1 | 0.25 | O02-3673 McBean | OSPS (002273-3673 McBean) Limited Partnership | CO | 20 | 2014-07-12 | 2014-12-01 | 2034-11-30 | Renewables | Solar Rooftop | Solar | Dx | Richmond | Ottawa | Ottawa
FIT 1 | 0.4494 | Kingsville Plastics 2 | Southwestern Alternative Energy Producers Inc. | CO | 20 | 2014-07-21 | 2014-11-08 | 2034-07-20 | Renewables | Solar Rooftop | Solar | Dx | Kingsville | Essex | West
FIT 1 | 0.25 | Unique Tool International Ltd. | Alectra Utilities Corporation | CO | 20 | 2014-07-21 | 2014-12-01 | 2034-11-30 | Renewables | Solar Rooftop | Solar | Dx | Oldcastle | Essex | West
FIT 1 | 0.25 | 120 Industry Solar | 120 Solar Inc. | CO | 20 | 2014-06-16 | 2013-11-05 | 2033-11-04 | Renewables | Solar Rooftop | Solar | Dx | Toronto | Toronto | Toronto
FIT 1 | 0.07 | BCC 73.3 kW Roof Mounted PV | Buckhorn Community Centre and Athletic Association | CO | 20 | 2012-04-30 | 2012-03-08 | 2032-03-07 | Renewables | Solar Rooftop | Solar | Dx | Buckhorn | Peterborough | East
FIT 1 | 0.1 | ESBE Solar | 2304673 Ontario Inc. | CO | 20 | 2014-07-05 | 2012-11-09 | 2032-11-08 | Renewables | Solar Rooftop | Solar | Dx | Markham | York | Toronto
FIT 1 | 0.25 | 7275 East Danbro Crescent | 1076930 Ontario Limited | CO | 20 | 2014-06-21 | 2014-04-28 | 2034-04-27 | Renewables | Solar Rooftop | Solar | Dx | Mississauga | Peel | Southwest
FIT 1 | 0.04784 | GEDSB Lynndale Heights | Ameresco GEDSB Solar Inc. | CO | 20 | 2012-04-30 | 2012-04-30 | 2032-04-29 | Renewables | Solar Rooftop | Solar | Dx | Simcoe | Norfolk | Southwest
FIT 1 | 0.1 | O02-103 Malvern | PSI Solar Finance 1 Limited Partnership | CO | 20 | 2014-07-07 | 2013-03-18 | 2033-03-17 | Renewables | Solar Rooftop | Solar | Dx | Ottawa | Ottawa | Ottawa
FIT 1 | 15 | St. Columban 2 Wind Energy Project | St. Columban Wind LP | CO | 20 | 2015-02-17 | 2015-06-22 | 2035-06-21 | Renewables | Wind - On-Shore | Wind | Dx | Seaforth | Huron | Southwest
FIT 1 | 0.5 | 1170 Birchmount | Fovere Glenbarra Energy Fund II Limited Partnership | CO | 20 | 2014-07-12 | 2013-01-04 | 2033-01-03 | Renewables | Solar Rooftop | Solar | Dx | Toronto | Toronto | Toronto
FIT 1 | 0.5 | 510 Main | SunEdison DG Operating Holdings-2, LLC | CO | 20 | 2012-04-30 | 2012-06-01 | 2032-04-29 | Renewables | Solar Rooftop | Solar | Dx | Delhi | Norfolk | Southwest
FIT 1 | 0.25 | 10045R - Wills Transfer Ottawa | PRI RT Solar LP | CO | 20 | 2014-06-14 | 2013-11-29 | 2033-11-28 | Renewables | Solar Rooftop | Solar | Dx | Ottawa | Ottawa | Ottawa
FIT 1 | 0.1 | Southwestern 3710 Peter | Southwestern Administration LTD. | CO | 20 | 2014-07-21 | 2014-06-11 | 2034-06-10 | Renewables | Solar Rooftop | Solar | Dx | Windsor | Essex | West
FIT 1 | 0.0263 | 891 Boyd Avenue | Queensway Property Holdings Limited | CO | 20 | 2012-04-30 | 2012-03-13 | 2032-03-12 | Renewables | Solar Rooftop | Solar | Dx | Ottawa | Ottawa | Ottawa
FIT 1 | 18 | Plateau I & II Wind | Plateau Wind LP | CO | 20 | 2013-04-19 | 2012-03-16 | 2032-03-15 | Renewables | Wind - On-Shore | Wind | Dx | Dundalk | Grey | Southwest
FIT 1 | 0.25 | Legends Centre Solar | 2252112 Ontario Inc. | CO | 20 | 2014-07-07 | 2013-10-14 | 2033-10-13 | Renewables | Solar Rooftop | Solar | Dx | Oshawa | Durham | Toronto
FIT 1 | 0.12374 | St. Patrick High School Solar Electric Installatio | Ottawa Catholic School Board | CO | 20 | 2014-07-12 | 2012-03-30 | 2032-03-29 | Renewables | Solar Rooftop | Solar | Dx | Ottawa | Ottawa | Ottawa
FIT 1 | 0.499 | Kirchmeier Farms Biogas | Kirchmeier Renergy Inc. | CO | 20 | 2013-06-10 | 2012-07-18 | 2032-07-17 | Renewables | Bioenergy | Biogas | Dx | St. Isidore | Prescott and Russell | Ottawa
FIT 1 | 0.059985 | 1025 Westport | Solaire Kapuskasing Solar Inc. | CO | 20 | 2014-07-07 | 2014-08-15 | 2034-07-06 | Renewables | Solar Rooftop | Solar | Dx | Mississauga | Peel | Toronto
FIT 1 | 0.1 | #141 100 Thames Rd E, Exeter | PSI Solar Finance 1 Limited Partnership | CO | 20 | 2014-06-06 | 2013-08-02 | 2033-08-01 | Renewables | Solar Rooftop | Solar | Dx | Exeter | Huron | Southwest
FIT 1 | 0.185 | MSR | Warehouse Properties Limited | CO | 20 | 2012-04-30 | 2011-04-08 | 2031-04-07 | Renewables | Solar Rooftop | Solar | Dx | Toronto | Toronto | Toronto
FIT 1 | 0.25 | Canadian Solar Developers Ltd. L.P. #15 | Mann Ground Mount Solar Ltd. | CO | 20 | 2014-02-25 | 2015-09-11 | 2035-09-10 | Renewables | Solar Ground Mounted | Solar | Dx | Midhurst | Simcoe | Essa
FIT 1 | 10 | RE Smiths Falls 2 | Aurora Smiths Falls 2 Limited Partnership | CO | 20 | 2013-02-18 | 2013-03-28 | 2033-03-27 | Renewables | Solar Ground Mounted | Solar | Dx | Perth | Lanark | East
FIT 1 | 0.13 | Indian Handicrafts | ASI SPE 111 Inc. | CO | 20 | 2014-06-30 | 2014-12-17 | 2034-06-29 | Renewables | Solar Rooftop | Solar | Dx | Mississauga | Peel | Toronto
FIT 1 | 0.1 | TBHEDI-5 | Synergy North Corporation | CO | 20 | 2014-07-21 | 2013-10-16 | 2033-10-15 | Renewables | Solar Rooftop | Solar | Dx | Thunder Bay | Thunder Bay | Northwest
FIT 1 | 0.05 | C13-550 Terminal | Fengate (FGDI) Limited Partnership | CO | 20 | 2014-06-09 | 2015-01-22 | 2035-01-21 | Renewables | Solar Rooftop | Solar | Dx | Ottawa | Ottawa | Ottawa
FIT 1 | 0.5 | Vimont Court Limited | Dream Industrial (GP) Inc. | CO | 20 | 2014-07-02 | 2014-12-08 | 2034-12-07 | Renewables | Solar Rooftop | Solar | Dx | Ottawa | Ottawa | Ottawa
FIT 1 | 0.07 | May Farm Solar | Daetwyler Farms Ltd. | CO | 20 | 2013-07-02 | 2012-03-02 | 2032-03-01 | Renewables | Solar Rooftop | Solar | Dx | Atwood | Perth | Southwest
FIT 1 | 0.425 | H06-3035 WONDERLAND | MOM Solar Limited Partnership | CO | 20 | 2012-04-30 | 2012-10-30 | 2032-10-29 | Renewables | Solar Rooftop | Solar | Dx | London | Middlesex | West
FIT 1 | 10 | Northland Power Solar Glendale | Northland Power Solar Glendale L.P. | CO | 20 | 2014-03-10 | 2014-01-24 | 2034-01-23 | Renewables | Solar Ground Mounted | Solar | Dx | Cornwall | Stormont, Dundas and Glengarry | East
FIT 1 | 0.1013 | S Buma Kittle Road | Simon Buma | CO | 20 | 2012-04-30 | 2011-09-23 | 2031-09-22 | Renewables | Solar Rooftop | Solar | Dx | Chesterville | Stormont, Dundas and Glengarry | East
FIT 1 | 0.06 | Oakville Town Hall Project | Oakville Hydro Energy Services Inc. | CO | 20 | 2014-07-07 | 2012-07-09 | 2032-07-08 | Renewables | Solar Rooftop | Solar | Dx | Oakville | Halton | Toronto
FIT 1 | 0.5 | Castellan Farm | CASPRI Ventures Inc. | CO | 20 | 2014-06-06 | 2012-10-07 | 2032-10-06 | Renewables | Solar Rooftop | Solar | Dx | Elora | Wellington | Southwest
FIT 1 | 0.1 | Towcon Holdings Inc | Towcon Holdings Inc. | CO | 20 | 2014-07-07 | 2012-11-28 | 2032-11-27 | Renewables | Solar Rooftop | Solar | Dx | Guelph | Wellington | Southwest
FIT 1 | 0.2 | Complexe JR Brisson | SEC-SOLPOWERED PROJECT 2 LP | CO | 20 | 2013-07-15 | 2013-06-10 | 2033-06-09 | Renewables | Solar Rooftop | Solar | Dx | Casselman | Prescott and Russell | Ottawa
FIT 1 | 0.498 | Athlone Farms Inc. | Athlone Bio Power Inc. | CO | 20 | 2014-06-07 | 2013-04-16 | 2033-04-15 | Renewables | Bioenergy | Biogas | Dx | Tavistock | Oxford | Southwest
FIT 1 | 0.25 | Annan & Bird - 1060 Tristar | Annan & Bird Lithographers | CO | 20 | 2014-09-28 | 2015-03-23 | 2034-09-27 | Renewables | Solar Rooftop | Solar | Dx | Mississauga | Peel | Toronto
FIT 1 | 0.25 | (F4) Fortinos Guelph Line | Firelight Solar LP | CO | 20 | 2014-03-12 | 2013-05-29 | 2033-05-28 | Renewables | Solar Rooftop | Solar | Dx | Burlington | Halton | Southwest
FIT 1 | 10 | 2176047 | Axium Infinity Solar LP | CO | 20 | 2013-05-21 | 2012-11-07 | 2032-11-06 | Renewables | Solar Ground Mounted | Solar | Dx | Brockville | Leeds and Grenville | East
FIT 1 | 0.5 | 1400 Victoria Street | TerraForm MP Solar, LLC | CO | 20 | 2014-06-30 | 2014-11-21 | 2034-11-20 | Renewables | Solar Rooftop | Solar | Dx | Whitby | Durham | Toronto
FIT 1 | 1.9982 | Ruby Farms Solar One | Vine Fresh Produce Limited | CO | 20 | 2014-07-05 | 2013-08-13 | 2033-08-12 | Renewables | Solar Rooftop | Solar | Dx | Strathroy | Middlesex | West
FIT 1 | 10 | Northland Power Solar Abitibi | Northland Power Solar Abitibi L.P. | CO | 20 | 2014-09-05 | 2015-08-28 | 2035-08-27 | Renewables | Solar Ground Mounted | Solar | Tx | Cochrane | Cochrane | Northeast
FIT 1 | 0.2 | C13-1501 Innes Building 2 (1497 Innes) | PSI Solar Finance 1 Limited Partnership | CO | 20 | 2014-06-09 | 2014-11-26 | 2034-11-25 | Renewables | Solar Rooftop | Solar | Dx | Ottawa | Ottawa | Ottawa
FIT 1 | 0.5 | 533 Romeo | Fovere Glenbarra Energy Fund I Limited Partnership | CO | 20 | 2012-04-30 | 2012-04-04 | 2032-04-03 | Renewables | Solar Rooftop | Solar | Dx | Stratford | Perth | Southwest
FIT 1 | 0.3 | H06-2375 STEELES | MOM Solar Limited Partnership | CO | 20 | 2012-04-30 | 2012-07-31 | 2032-04-29 | Renewables | Solar Rooftop | Solar | Dx | Toronto | Toronto | Toronto
FIT 1 | 0.5 | 1403600 Ontario Inc. | Alectra Utilities Corporation | CO | 20 | 2014-07-05 | 2014-10-14 | 2034-10-13 | Renewables | Solar Rooftop | Solar | Dx | Tilbury | Chatham-Kent | West
FIT 1 | 0.02652 | Grandview Equestrian Farm | Grandview Equestrian Farms Inc. | CO | 20 | 2012-04-30 | 2011-09-08 | 2031-09-07 | Renewables | Solar Rooftop | Solar | Dx | Cedar Valley | York | Essa
FIT 1 | 0.1 | LCS Solar Energy Project | Lakefield College School | CO | 20 | 2014-06-21 | 2014-03-06 | 2034-03-05 | Renewables | Solar Rooftop | Solar | Dx | Lakefield | Peterborough | East
FIT 1 | 0.25 | 670 Southgate Drive RT | Brightroof Solar Limited Partnership | CO | 20 | 2014-06-28 | 2013-02-21 | 2033-02-20 | Renewables | Solar Rooftop | Solar | Dx | Guelph | Wellington | Southwest
FIT 1 | 0.25 | 2300 Shirley Drive | 2240051 Ontario Inc. | CO | 20 | 2014-06-30 | 2014-12-28 | 2034-12-27 | Renewables | Solar Rooftop | Solar | Dx | Kitchener | Waterloo | Southwest
FIT 1 | 0.25 | Veurink's Solar Farm | Hank Veurink, Alice Veurink | CO | 20 | 2013-08-11 | 2012-07-24 | 2032-07-23 | Renewables | Solar Rooftop | Solar | Dx | Hagersville | Haldimand | Southwest
FIT 1 | 0.25 | C13-1000 Belfast | Fengate (FGDI) Limited Partnership | CO | 20 | 2014-06-09 | 2015-01-22 | 2035-01-21 | Renewables | Solar Rooftop | Solar | Dx | Ottawa | Ottawa | Ottawa
FIT 1 | 0.2 | Bertoni Bros. Inc. | Alectra Utilities Corporation | CO | 20 | 2014-07-21 | 2015-01-07 | 2035-01-06 | Renewables | Solar Rooftop | Solar | Dx | Windsor | Essex | West
FIT 1 | 104.4 | Port Dover and Nanticoke Wind Project | Capital Power (PDN) L.P. | CO | 20 | 2014-03-22 | 2013-11-08 | 2033-11-07 | Renewables | Wind - On-Shore | Wind | Tx | Nanticoke | Haldimand | Southwest
FIT 1 | 0.25 | KRG Power Inc. | PSI Solar Finance 1 Limited Partnership | CO | 20 | 2014-07-14 | 2013-02-01 | 2033-01-31 | Renewables | Solar Rooftop | Solar | Dx | Brantford | Brant | Southwest
FIT 1 | 0.25 | #653 3200 Rutherford Rd, Vaughan | PSI Solar Finance 1 Limited Partnership | CO | 20 | 2015-06-28 | 2014-04-28 | 2034-04-27 | Renewables | Solar Rooftop | Solar | Dx | Concord | York | Toronto
FIT 1 | 0.0342 | 7885 Twin Oaks Drive 3 | Solar Income Fund LP (#2) | CO | 20 | 2014-06-30 | 2014-01-10 | 2034-01-09 | Renewables | Solar Rooftop | Solar | Dx | Windsor | Essex | West
FIT 1 | 0.35 | P05-35 Dynamic | Sky Solar (Canada) FIT 1 Limited Partnership | CO | 20 | 2014-07-29 | 2015-01-22 | 2035-01-21 | Renewables | Solar Rooftop | Solar | Dx | Toronto | Toronto | Toronto
FIT 1 | 0.15 | O02-54 Kennevale | PSI Solar Finance 1 Limited Partnership | CO | 20 | 2014-07-12 | 2013-04-01 | 2033-03-31 | Renewables | Solar Rooftop | Solar | Dx | Ottawa | Ottawa | Ottawa
FIT 1 | 0.2 | #623 9040 County Rd, #17 Rockland | PSI Solar Finance 1 Limited Partnership | CO | 20 | 2014-06-06 | 2013-09-03 | 2033-09-02 | Renewables | Solar Rooftop | Solar | Dx | Rockland | Prescott and Russell | Ottawa
FIT 1 | 0.08 | BCR Solar Farm | Famous Bakers Inc. | CO | 20 | 2012-04-30 | 2012-04-10 | 2032-04-09 | Renewables | Solar Rooftop | Solar | Dx | Tweed | Hastings | East
FIT 1 | 0.22607 | (C17) Real Canadian Superstore Kingston Road West | Northland Power Rooftop Solar I Partnership | CO | 20 | 2012-04-30 | 2011-07-26 | 2031-07-25 | Renewables | Solar Rooftop | Solar | Dx | Ajax | Durham | Toronto
FIT 1 | 0.49988 | Russell Solar | Roberge Energy South Inc. | CO | 20 | 2014-06-23 | 2015-09-04 | 2034-06-22 | Renewables | Solar Ground Mounted | Solar | Dx | Fauquier | Cochrane | Northeast
FIT 1 | 0.1 | Crystal Park 101 | Hummel Properties Inc. | CO | 20 | 2014-06-02 | 2012-01-24 | 2032-01-23 | Renewables | Solar Rooftop | Solar | Dx | St. Davids | Niagara | Niagara
FIT 1 | 0.25 | McGaw Solar Project | Schwaben Energy Inc. | CO | 20 | 2012-04-30 | 2012-02-14 | 2032-02-13 | Renewables | Solar Rooftop | Solar | Dx | Goderich | Huron | Southwest
FIT 1 | 0.09 | 90 kW Solar PV Roof Mount - 4030 Baseline Road | 2175559 Ontario Ltd. | CO | 20 | 2014-07-14 | 2015-02-11 | 2034-07-13 | Renewables | Solar Rooftop | Solar | Dx | Windsor | Essex | West
FIT 1 | 0.135 | (C30) Loblaw Great Food The East Mall | Firelight Solar LP | CO | 20 | 2014-04-06 | 2013-08-27 | 2033-08-26 | Renewables | Solar Rooftop | Solar | Dx | Toronto | Toronto | Toronto
FIT 1 | 0.25 | Arnprior Bay | Arnprior Bay Property Limited | CO | 20 | 2011-04-30 | 2011-04-20 | 2031-04-19 | Renewables | Solar Rooftop | Solar | Dx | Arnprior | Renfrew | East
FIT 1 | 0.1 | Westgate HS 100kW | Lakehead District School Board | CO | 20 | 2014-07-07 | 2014-11-03 | 2034-07-06 | Renewables | Solar Rooftop | Solar | Dx | Thunder Bay | Thunder Bay | Northwest
FIT 1 | 0.1 | KRG Power Inc. Hardy | PSI Solar Finance 1 Limited Partnership | CO | 20 | 2014-07-14 | 2013-02-01 | 2033-01-31 | Renewables | Solar Rooftop | Solar | Dx | Brantford | Brant | Southwest
FIT 1 | 0.035 | Anglers & Hunters GPE09024604 | Ontario Federation of Anglers & Hunters | CO | 20 | 2014-07-05 | 2012-03-08 | 2032-03-07 | Renewables | Solar Rooftop | Solar | Dx | Peterborough | Peterborough | East
FIT 1 | 0.02 | SIR JOHN A MACDONALD COLLEGIATE INSTITUTE | Toronto District School Board | CO | 20 | 2014-06-28 | 2012-02-23 | 2032-02-22 | Renewables | Solar Rooftop | Solar | Dx | Toronto | Toronto | Toronto
FIT 1 | 0.024 | The Legacy Recreation Centre | Municipality of Lambton Shores | CO | 20 | 2014-07-21 | 2014-10-30 | 2034-10-29 | Renewables | Solar Rooftop | Solar | Dx | Thedford | Lambton | West
FIT 1 | 0.05 | Pope John Paul II 50kW | Thunder Bay Catholic District School Board | CO | 20 | 2012-04-30 | 2011-10-17 | 2031-10-16 | Renewables | Solar Rooftop | Solar | Dx | Thunder Bay | Thunder Bay | Northwest
FIT 1 | 0.1 | 957474 Ontario Ltd./1099100 Ontario Ltd. | Alectra Utilities Corporation | CO | 20 | 2014-07-21 | 2013-11-21 | 2033-11-20 | Renewables | Solar Rooftop | Solar | Dx | Maidstone | Essex | West
FIT 1 | 0.015 | Solar Dance | Canadian Children's Dance Theatre Inc. | CO | 20 | 2012-04-30 | 2011-09-02 | 2031-09-01 | Renewables | Solar Rooftop | Solar | Dx | Toronto | Toronto | Toronto
FIT 1 | 5.5 | Big Beaver Falls Hydroelectric Project | Amik-BBF HydroKap L.P. | CO | 40 | 2013-11-05 | 2013-02-19 | 2053-02-18 | Renewables | Hydroelectricity | Waterpower | Dx | Kapuskasing | Cochrane | Northeast
FIT 1 | 0.5 | E02-500 Hwy #3 | 500 Highway #3 Limited Partnership | CO | 20 | 2014-06-28 | 2014-08-15 | 2034-08-14 | Renewables | Solar Rooftop | Solar | Dx | Tillsonburg | Oxford | West
FIT 1 | 0.02 | 16 Melanie | Ontario Solar PVR 3 Limited Partnership | CO | 20 | 2014-06-16 | 2013-04-30 | 2033-04-29 | Renewables | Solar Rooftop | Solar | Dx | Brampton | Peel | Toronto
FIT 1 | 40 | Grand Valley Wind Farms (Phase 3) | Grand Valley 2 Limited Partnership | CO | 20 | 2014-07-05 | 2015-12-03 | 2035-12-02 | Renewables | Wind - On-Shore | Wind | Tx | Grand Valley | Dufferin | Southwest
FIT 1 | 0.25 | Avonmore 5 | Clearly Solar Energy Inc. | CO | 20 | 2013-06-10 | 2013-06-17 | 2033-06-09 | Renewables | Solar Rooftop | Solar | Dx | Avonmore | Stormont, Dundas and Glengarry | East
FIT 1 | 0.1 | (C65) Loblaws Highway 2 | Firelight Solar LP | CO | 20 | 2014-03-17 | 2013-06-12 | 2033-06-11 | Renewables | Solar Rooftop | Solar | Dx | Bowmanville | Durham | Toronto
FIT 1 | 0.023865 | St.Paul's Solar Project | St.Paul's L'Amoreaux Centre | CO | 20 | 2014-06-30 | 2012-10-05 | 2032-10-04 | Renewables | Solar Rooftop | Solar | Dx | Toronto | Toronto | Toronto
FIT 1 | 0.1 | Canadian Solar Developers Ltd. L.P.#8 | Mann Ground Mount Solar Ltd. | CO | 20 | 2013-08-03 | 2014-05-20 | 2033-08-02 | Renewables | Solar Ground Mounted | Solar | Dx | Barrie | Simcoe | Essa
FIT 1 | 0.05 | Mimico Arena Solar PV | Toronto Hydro-Electric System Limited | CO | 20 | 2014-07-12 | 2013-02-27 | 2033-02-26 | Renewables | Solar Rooftop | Solar | Dx | Toronto | Toronto | Toronto
FIT 1 | 60 | McLean's Mountain WInd Farm 1 | McLean's Mountain Wind Limited Partnership | CO | 20 | 2014-01-13 | 2014-05-01 | 2034-04-30 | Renewables | Wind - On-Shore | Wind | Tx | Little Current | Manitoulin | Northeast
FIT 1 | 0.25 | 4350 Industrial Drive | PSI Solar Finance 1 Limited Partnership | CO | 20 | 2013-06-29 | 2013-05-31 | 2033-05-30 | Renewables | Solar Rooftop | Solar | Dx | Windsor | Essex | West
FIT 1 | 0.1835 | Menkes-Steelcase | Castleberry Investments Limited | CO | 20 | 2014-05-31 | 2013-07-31 | 2033-07-30 | Renewables | Solar Rooftop | Solar | Dx | Markham | York | Toronto
FIT 1 | 0.0998 | Zaremba Farms, Solar | Chris and Tanya Zaremba | CO | 20 | 2014-06-28 | 2014-08-26 | 2034-08-25 | Renewables | Solar Rooftop | Solar | Dx | Batttesea | Frontenac | East
FIT 1 | 0.5 | 34 Hansen Road South | Sunny Day Energy Inc. | CO | 20 | 2014-07-14 | 2013-07-11 | 2033-07-10 | Renewables | Solar Rooftop | Solar | Dx | Brampton | Peel | Toronto
FIT 1 | 0.25 | T04-875 Don Mills | Alectra Utilities Corporation | CO | 20 | 2014-03-19 | 2014-06-27 | 2034-06-26 | Renewables | Solar Rooftop | Solar | Dx | Toronto | Toronto | Toronto
FIT 1 | 0.25 | 100 Galcat Drive | Galcat Investments Inc. | CO | 20 | 2014-07-21 | 2012-04-05 | 2032-04-04 | Renewables | Solar Rooftop | Solar | Dx | Woodbridge | York | Toronto
FIT 1 | 0.099 | Terryland Solar | Amgreg Bio Inc. | CO | 20 | 2012-04-30 | 2011-09-26 | 2031-09-25 | Renewables | Solar Rooftop | Solar | Dx | St. Eugene | Prescott and Russell | Ottawa
FIT 1 | 0.05 | G04-125 McGovern | PSI Solar Finance 1 Limited Partnership | CO | 20 | 2014-08-03 | 2013-12-23 | 2033-12-22 | Renewables | Solar Rooftop | Solar | Dx | Cambridge | Waterloo | Southwest
FIT 1 | 10 | UDI Port Ryerse Wind Farm | Port Ryerse Wind Farm Limited Partnership | CO | 20 | 2014-06-15 | 2016-12-09 | 2036-12-08 | Renewables | Wind - On-Shore | Wind | Dx | Simcoe | Norfolk | Southwest
FIT 1 | 10 | LunarLight | LunarLight LP | CO | 20 | 2014-02-25 | 2015-05-07 | 2035-05-06 | Renewables | Solar Ground Mounted | Solar | Dx | Stirling | Hastings | East
FIT 1 | 0.05 | G04-3430 South Service | PSI Solar Finance 1 Limited Partnership | CO | 20 | 2014-09-28 | 2013-12-20 | 2033-12-19 | Renewables | Solar Rooftop | Solar | Dx | Burlington | Halton | Southwest
FIT 1 | 0.0966 | Rooftop PV Panel Project ENSS | Kawartha Pine Ridge District School Board | CO | 20 | 2014-06-23 | 2013-04-11 | 2033-04-10 | Renewables | Solar Rooftop | Solar | Dx | Brighton | Northumberland | East
FIT 1 | 0.192 | 1 Wiltshire Avenue | Sunny Day Energy Inc. | CO | 20 | 2014-07-14 | 2014-08-01 | 2034-07-31 | Renewables | Solar Rooftop | Solar | Dx | Toronto | Toronto | Toronto
FIT 1 | 0.25 | P08-1702 Tricont | 2320349 Ontario Ltd. | CO | 20 | 2014-07-29 | 2015-01-06 | 2035-01-05 | Renewables | Solar Rooftop | Solar | Dx | Whitby | Durham | Toronto
FIT 1 | 0.325 | H06-120 CLARINGTON | PSI Solar Finance 1 Limited Partnership | CO | 20 | 2014-06-15 | 2014-09-19 | 2034-09-18 | Renewables | Solar Rooftop | Solar | Dx | Bowmanville | Durham | Toronto
FIT 1 | 0.03 | Planet Storage c/o Viceroy Self Storage Inc. | Dupont Junction Holdings Inc. | CO | 20 | 2011-04-30 | 2011-05-19 | 2031-04-29 | Renewables | Solar Rooftop | Solar | Dx | Toronto | Toronto | Toronto
FIT 1 | 0.25 | Rose Valley Solar Project | 380 Maclennan Solar Inc. | CO | 20 | 2013-08-12 | 2014-12-08 | 2034-12-07 | Renewables | Solar Ground Mounted | Solar | Dx | Desbarats | Algoma | Northeast
FIT 1 | 0.1 | TUITE CONSTRUCTION | 1219663 Ontario Inc | CO | 20 | 2014-06-28 | 2013-10-11 | 2033-10-10 | Renewables | Solar Rooftop | Solar | Dx | Hamilton | Hamilton | Southwest
FIT 1 | 0.25 | Eston Mfg | Linamar Corporation | CO | 20 | 2012-04-30 | 2012-04-30 | 2032-04-29 | Renewables | Solar Rooftop | Solar | Dx | Guelph | Wellington | Southwest
FIT 1 | 0.25 | 1055 Old Highway # 2 | 2422637 Ontario Limited | CO | 20 | 2014-05-31 | 2014-11-06 | 2034-05-30 | Renewables | Solar Rooftop | Solar | Dx | Belleville | Hastings | East
FIT 1 | 0.25 | #236 4150 Walker Rd, Windsor | PSI Solar Finance 1 Limited Partnership | CO | 20 | 2014-09-15 | 2013-07-16 | 2033-07-15 | Renewables | Solar Rooftop | Solar | Dx | Windsor | Essex | West
FIT 1 | 0.1 | P05-5905 Kennedy | Sky Solar (Canada) FIT 1 Limited Partnership | CO | 20 | 2014-07-29 | 2014-09-17 | 2034-09-16 | Renewables | Solar Rooftop | Solar | Dx | Mississauga | Peel | Toronto
FIT 1 | 0.1 | Royal Timbers Inc | Alectra Utilities Corporation | CO | 20 | 2014-07-05 | 2014-11-11 | 2034-11-10 | Renewables | Solar Rooftop | Solar | Dx | Oldcastle | Essex | West
FIT 1 | 0.25 | 500 Commissioners Solar PV System | Toronto Hydro-Electric System Limited | CO | 20 | 2012-04-30 | 2011-12-07 | 2031-12-06 | Renewables | Solar Rooftop | Solar | Dx | Toronto | Toronto | Toronto
FIT 1 | 0.35 | N02-60 East Beaver Creek | Dream Industrial (GP) Inc. | CO | 20 | 2013-03-11 | 2013-03-05 | 2033-03-04 | Renewables | Solar Rooftop | Solar | Dx | Richmond Hill | York | Toronto
FIT 1 | 0.074 | Tremblay Rd | Ottawa Renewable Energy Co-operative Inc. | CO | 20 | 2014-03-17 | 2014-07-16 | 2034-07-15 | Renewables | Solar Rooftop | Solar | Dx | Ottawa | Ottawa | Ottawa
FIT 1 | 0.03 | PowerStream 2010-051 | Alectra Utilities Corporation | CO | 20 | 2012-04-30 | 2011-09-14 | 2031-09-13 | Renewables | Solar Rooftop | Solar | Dx | Barrie | Simcoe | Essa
FIT 1 | 0.224 | Randy Dykstra 225 kW Roof Mounted PV | HAR TRI FARMS INC. | CO | 20 | 2012-04-30 | 2012-03-15 | 2032-03-14 | Renewables | Solar Rooftop | Solar | Dx | Belmont | Elgin | West
FIT 1 | 9.997 | Napanee TS Taylor Kidd | SunE Taylor Kidd LP | CO | 20 | 2013-04-23 | 2014-07-30 | 2034-07-29 | Renewables | Solar Ground Mounted | Solar | Dx | Kingston | Frontenac | East
FIT 1 | 0.4 | H06-60 GREAT LAKES | MOM Solar Limited Partnership | CO | 20 | 2012-04-30 | 2012-10-17 | 2032-10-16 | Renewables | Solar Rooftop | Solar | Dx | Brampton | Peel | Toronto
FIT 1 | 0.06 | 103-211 Silver Star | PFM2 Properties Inc. | CO | 20 | 2012-04-30 | 2011-05-16 | 2031-05-15 | Renewables | Solar Rooftop | Solar | Dx | Markham | York | Toronto
FIT 1 | 0.194 | OMC Solar | 4199847 Canada Inc. | CO | 20 | 2014-06-02 | 2013-07-25 | 2033-07-24 | Renewables | Solar Rooftop | Solar | Dx | Ottawa | Ottawa | Ottawa
FIT 1 | 8 | Penn Energy - Brantgate | Brantgate Solar Farm Partnership | CO | 20 | 2014-04-13 | 2015-06-22 | 2035-06-21 | Renewables | Solar Ground Mounted | Solar | Dx | Scotland | Brant | Southwest
FIT 1 | 0.05 | 162 Fish Lake Road, P.E.C | CLEAVE ENERGY HOLDINGS LTD. | CO | 20 | 2013-07-08 | 2014-02-06 | 2033-07-07 | Renewables | Solar Rooftop | Solar | Dx | Demorestville | Prince Edward | East
FIT 1 | 10 | Liskeard 1 | Axium Infinity Solar LP | CO | 20 | 2014-09-05 | 2014-10-07 | 2034-10-06 | Renewables | Solar Ground Mounted | Solar | Tx | New Liskeard | Timiskaming | Northeast
FIT 1 | 0.15 | M12-160 Four Valley | Anatolia Capital Corp. | CO | 20 | 2014-07-23 | 2015-01-09 | 2035-01-08 | Renewables | Solar Rooftop | Solar | Dx | Concord | York | Toronto
FIT 1 | 0.1 | 1024 Dundas Street East | TerraForm MP Solar, LLC | CO | 20 | 2014-06-30 | 2012-08-14 | 2032-08-13 | Renewables | Solar Rooftop | Solar | Dx | Mississauga | Peel | Toronto
FIT 1 | 0.25 | 698 MacKay Street | Jay Patry Enterprises Inc. | CO | 20 | 2014-07-05 | 2015-01-05 | 2035-01-04 | Renewables | Solar Rooftop | Solar | Dx | Kingston | Frontenac | East
FIT 1 | 0.25 | Johann Reichart | Johann Reichart | CO | 20 | 2012-04-30 | 2012-03-19 | 2032-03-18 | Renewables | Solar Rooftop | Solar | Dx | Arnprior | Renfrew | East
FIT 1 | 0.06 | MR1 | Matthew Roelands | CO | 20 | 2014-06-14 | 2012-08-22 | 2032-08-21 | Renewables | Solar Rooftop | Solar | Dx | Ailsa Craig | Middlesex | Southwest
FIT 1 | 0.49665 | Flowerburn Farm | Injasuti Developments Ltd. | CO | 20 | 2012-04-30 | 2012-10-23 | 2032-10-22 | Renewables | Solar Ground Mounted | Solar | Dx | St. Thomas | Elgin | West
FIT 1 | 0.0273 | Homestead Farms | Robert John McCutcheon | CO | 20 | 2012-04-30 | 2011-06-02 | 2031-06-01 | Renewables | Solar Rooftop | Solar | Dx | Roblin | Hastings | East
FIT 1 | 0.05 | O02-1708 Grey Nuns | PSI Solar Finance 1 Limited Partnership | CO | 20 | 2014-07-14 | 2013-06-28 | 2033-06-27 | Renewables | Solar Rooftop | Solar | Dx | Ottawa | Ottawa | Ottawa
FIT 1 | 0.12 | Investment Opportunity | SOF Holding Co. | CO | 20 | 2014-07-05 | 2012-04-24 | 2032-04-23 | Renewables | Solar Rooftop | Solar | Dx | Markham | York | Toronto
FIT 1 | 0.19 | Dayton Manufacturing Company Ltd | Alectra Utilities Corporation | CO | 20 | 2014-06-28 | 2014-09-10 | 2034-09-09 | Renewables | Solar Rooftop | Solar | Dx | Windsor | Essex | West
FIT 1 | 0.1 | Ontario's West Coast Energy Centre | BOOST POWER LIMITED PARTNERSHIP | CO | 20 | 2012-04-30 | 2012-06-05 | 2032-04-29 | Renewables | Solar Rooftop | Solar | Dx | Walton | Huron | Southwest
FIT 1 | 0.438 | QPA Solar Storage 6 | QPA Solar Inc. | CO | 20 | 2011-04-30 | 2011-04-05 | 2031-04-04 | Renewables | Solar Rooftop | Solar | Dx | Millgrove | Hamilton | Southwest
FIT 1 | 0.105 | stcbs | 1631601 ontario inc | CO | 20 | 2014-07-21 | 2013-04-15 | 2033-04-14 | Renewables | Solar Rooftop | Solar | Dx | St. Catharines | Niagara | Niagara
FIT 1 | 0.025 | John M.D. Rivers 100kW | 2327525 Ontario Corp. | CO | 20 | 2014-06-28 | 2015-01-02 | 2034-06-27 | Renewables | Solar Rooftop | Solar | Dx | Baltimore | Northumberland | East
FIT 1 | 10 | RE Breen 2 | Met Axium Solar Breen 2 L.P. | CO | 20 | 2013-10-10 | 2014-02-26 | 2034-02-25 | Renewables | Solar Ground Mounted | Solar | Dx | Putnam | Middlesex | Southwest
FIT 1 | 0.1 | O02-2760 Cedarview | PSI Solar Finance 1 Limited Partnership | CO | 20 | 2014-07-07 | 2013-09-26 | 2033-09-25 | Renewables | Solar Rooftop | Solar | Dx | Ottawa | Ottawa | Ottawa
FIT 1 | 0.124 | 745 Richmond Street | Tatro Properties Ltd. | CO | 20 | 2014-08-11 | 2015-03-19 | 2034-08-10 | Renewables | Solar Rooftop | Solar | Dx | Chatham | Chatham-Kent | West
FIT 1 | 0.25 | 76 Miranda | Fovere Glenbarra Energy Fund II Limited Partnership | CO | 20 | 2014-07-12 | 2013-10-15 | 2033-10-14 | Renewables | Solar Rooftop | Solar | Dx | Toronto | Toronto | Toronto
FIT 1 | 0.25 | Mikhail 3 250 | 2452357 Ontario Ltd. | CO | 20 | 2014-08-12 | 2014-12-09 | 2034-08-11 | Renewables | Solar Rooftop | Solar | Dx | Windsor | Essex | West
FIT 1 | 0.25 | 882950 Ontario Ltd. | Alectra Utilities Corporation | CO | 20 | 2014-07-05 | 2015-01-05 | 2035-01-04 | Renewables | Solar Rooftop | Solar | Dx | Tilbury | Chatham-Kent | West
FIT 1 | 125 | Summerhaven Wind Energy Centre | Summerhaven Wind, LP | CO | 20 | 2013-08-07 | 2013-08-06 | 2033-08-05 | Renewables | Wind - On-Shore | Wind | Tx | Nanticoke | Haldimand | Southwest
FIT 1 | 73.5 | Bornish Wind Energy Centre | Bornish Wind, LP | CO | 20 | 2015-01-04 | 2014-08-15 | 2034-08-14 | Renewables | Wind - On-Shore | Wind | Tx | Kerwood | Middlesex | Bruce
FIT 1 | 0.135 | (C53) Loblaws Redway Road | Firelight Solar LP | CO | 20 | 2014-03-26 | 2013-08-19 | 2033-08-18 | Renewables | Solar Rooftop | Solar | Dx | Toronto | Toronto | Toronto
FIT 1 | 0.25 | FRC 250 | 1382839 Ontario Inc. | CO | 20 | 2012-04-30 | 2011-11-25 | 2031-11-24 | Renewables | Solar Rooftop | Solar | Dx | Trenton | Hastings | East
FIT 1 | 0.1 | 52-56 Lesmill Road | PSI Solar Finance 1 Limited Partnership | CO | 20 | 2013-03-16 | 2013-04-10 | 2033-04-09 | Renewables | Solar Rooftop | Solar | Dx | Toronto | Toronto | Toronto
FIT 1 | 0.1 | Brant Street Solar Energy Progject | Adena Holdings Inc. | CO | 20 | 2014-07-02 | 2014-07-04 | 2034-07-03 | Renewables | Solar Rooftop | Solar | Dx | Woodstock | Oxford | Southwest
FIT 1 | 0.098 | Dalton FIT Project | KBD Farms Ltd. | CO | 20 | 2012-04-30 | 2012-03-16 | 2032-03-15 | Renewables | Solar Rooftop | Solar | Dx | Walton | Huron | Southwest
FIT 1 | 0.03 | Country Market | J & B LAMANTIA LTD. | CO | 20 | 2014-07-07 | 2013-02-19 | 2033-02-18 | Renewables | Solar Rooftop | Solar | Dx | Lindsay | Kawartha Lakes | Essa
FIT 1 | 0.04 | 69 John Street | Sunnyside Up Investments Inc. | CO | 20 | 2012-04-30 | 2012-10-26 | 2032-10-25 | Renewables | Solar Rooftop | Solar | Dx | Hamilton | Hamilton | Southwest
FIT 1 | 0.25 | H06-122 MARTINDALE | PSI Solar Finance 1 Limited Partnership | CO | 20 | 2014-06-17 | 2014-08-20 | 2034-08-19 | Renewables | Solar Rooftop | Solar | Dx | Hamilton | Hamilton | Southwest
FIT 1 | 0.07 | Feversham Farm | Hiview Solar Ltd | CO | 20 | 2014-05-31 | 2014-11-24 | 2034-11-23 | Renewables | Solar Rooftop | Solar | Dx | Singhampton | Grey | Southwest
FIT 1 | 0.2495 | Sanlu Poultry | SE 2011 LP | CO | 20 | 2014-06-14 | 2013-08-19 | 2033-08-18 | Renewables | Solar Rooftop | Solar | Dx | Watford | Lambton | West
FIT 1 | 0.05 | 5300 Canotek Road | PSI Solar Finance 1 Limited Partnership | CO | 20 | 2013-09-30 | 2014-01-29 | 2033-09-29 | Renewables | Solar Rooftop | Solar | Dx | Ottawa | Ottawa | Ottawa
FIT 1 | 0.09 | Arena Solar Project | William Finlay | CO | 20 | 2012-04-30 | 2012-07-24 | 2032-07-23 | Renewables | Solar Rooftop | Solar | Dx | Durham | Grey | Southwest
FIT 1 | 0.25 | Power Block | 1219663 Ontario Inc | CO | 20 | 2014-06-14 | 2014-06-13 | 2034-06-12 | Renewables | Solar Rooftop | Solar | Dx | Burlington | Halton | Southwest
FIT 1 | 0.5 | Jamieson Laboratories Ltd. | Alectra Utilities Corporation | CO | 20 | 2014-06-30 | 2013-11-29 | 2033-11-28 | Renewables | Solar Rooftop | Solar | Dx | Windsor | Essex | West
FIT 1 | 0.25 | 563 Queensway | PSI Solar Finance 1 Limited Partnership | CO | 20 | 2012-04-30 | 2011-05-27 | 2031-05-26 | Renewables | Solar Rooftop | Solar | Dx | Mississauga | Peel | Toronto
FIT 1 | 0.1 | A10-4305 Fairview | Fengate (FGDI) Limited Partnership | CO | 20 | 2014-06-21 | 2015-02-04 | 2035-02-03 | Renewables | Solar Rooftop | Solar | Dx | Burlington | Halton | Southwest
FIT 1 | 0.25 | Grandview Sun Farm | Grandview Sun Farm Inc | CO | 20 | 2014-05-31 | 2014-05-30 | 2034-05-29 | Renewables | Solar Rooftop | Solar | Dx | Fergus | Wellington | Southwest
FIT 1 | 0.25 | 2018180 Ontario Ltd | Alectra Utilities Corporation | CO | 20 | 2014-06-30 | 2012-09-07 | 2032-09-06 | Renewables | Solar Rooftop | Solar | Dx | Windsor | Essex | West
FIT 1 | 0.5 | Active Mould & Design Limited | Alectra Utilities Corporation | CO | 20 | 2014-07-21 | 2014-09-04 | 2034-09-03 | Renewables | Solar Rooftop | Solar | Dx | Windsor | Essex | West
FIT 1 | 0.5 | 200 First Gulf Blvd | 1162117 Ontario Limited | CO | 20 | 2014-07-14 | 2013-11-22 | 2033-11-21 | Renewables | Solar Rooftop | Solar | Dx | Brampton | Peel | Toronto
FIT 1 | 0.1 | 400 Eddystone | 2323953 Ontario Inc. | CO | 20 | 2014-09-30 | 2013-08-13 | 2033-08-12 | Renewables | Solar Rooftop | Solar | Dx | Toronto | Toronto | Toronto
FIT 1 | 0.43381 | (C3) Real Canadian Superstore Taunton Road West | Northland Power Rooftop Solar I Partnership | CO | 20 | 2012-04-30 | 2011-09-16 | 2031-09-15 | Renewables | Solar Rooftop | Solar | Dx | Whitby | Durham | Toronto
FIT 1 | 0.1 | O02-55 McCurdy | PSI Solar Finance 1 Limited Partnership | CO | 20 | 2014-07-12 | 2014-06-18 | 2034-06-17 | Renewables | Solar Rooftop | Solar | Dx | Ottawa | Ottawa | Ottawa
FIT 1 | 0.25 | 15790 Robins Hill | Altitude Canada Corp. | CO | 20 | 2014-07-29 | 2014-07-29 | 2034-07-28 | Renewables | Solar Rooftop | Solar | Dx | London | Middlesex | West
FIT 1 | 0.05 | T04-110 Guided | Aumma Investments Inc. | CO | 20 | 2014-03-18 | 2014-10-31 | 2034-03-17 | Renewables | Solar Rooftop | Solar | Dx | Toronto | Toronto | Toronto
FIT 1 | 0.1 | A01-170 Steelwell | MOM V Limited Partnership | CO | 20 | 2014-07-13 | 2014-12-05 | 2034-12-04 | Renewables | Solar Rooftop | Solar | Dx | Brampton | Peel | Toronto
FIT 1 | 0.25 | 1484 Centennial Drive | Grand River Energy Solutions Corp. | CO | 20 | 2014-06-30 | 2014-05-27 | 2034-05-26 | Renewables | Solar Rooftop | Solar | Dx | Kingston | Frontenac | East
FIT 1 | 0.5 | P05-109 Summerlea | Sky Solar (Canada) FIT 1 Limited Partnership | CO | 20 | 2014-07-29 | 2014-12-19 | 2034-12-18 | Renewables | Solar Rooftop | Solar | Dx | Brampton | Peel | Toronto
FIT 1 | 9.997 | Kingston Gardiner Hwy2 North | SunE Westbrook LP | CO | 20 | 2013-04-26 | 2014-07-22 | 2034-07-21 | Renewables | Solar Ground Mounted | Solar | Dx | Kingston | Frontenac | East
FIT 1 | 0.25 | H06-49 FIRST GULF | PSI Solar Finance 1 Limited Partnership | CO | 20 | 2014-03-29 | 2014-08-28 | 2034-08-27 | Renewables | Solar Rooftop | Solar | Dx | Brampton | Peel | Toronto
FIT 1 | 0.15 | C08-1190 Birchmount | Sky Solar (Canada) FIT 1 Limited Partnership | CO | 20 | 2014-04-05 | 2014-09-05 | 2034-09-04 | Renewables | Solar Rooftop | Solar | Dx | Toronto | Toronto | Toronto
FIT 1 | 10 | Glenarm | CSI Glenarm LP | CO | 20 | 2014-04-18 | 2014-11-03 | 2034-11-02 | Renewables | Solar Ground Mounted | Solar | Dx | Woodville | Kawartha Lakes | Essa
FIT 1 | 3 | Balsam Lake Green Energy Solar Farm | Balsam Lake Limited Partnership | CO | 20 | 2014-02-25 | 2015-05-15 | 2035-05-14 | Renewables | Solar Ground Mounted | Solar | Dx | Coboconk | Kawartha Lakes | Essa
FIT 1 | 0.25 | Quadrad Manufacturing | Linamar Corporation | CO | 20 | 2012-04-30 | 2012-10-01 | 2032-09-30 | Renewables | Solar Rooftop | Solar | Dx | Guelph | Wellington | Southwest
FIT 1 | 6 | RE Smiths Falls 1 | Aurora Smiths Falls 1 Limited Partnership | CO | 20 | 2013-07-20 | 2014-03-28 | 2034-03-27 | Renewables | Solar Ground Mounted | Solar | Dx | Smiths Falls | Lanark | East
FIT 1 | 0.075 | GEDSB Bellview | Ameresco GEDSB Solar Inc. | CO | 20 | 2012-04-30 | 2011-11-10 | 2031-11-09 | Renewables | Solar Rooftop | Solar | Dx | Brantford | Brant | Southwest
FIT 1 | 0.25 | 640 Conrad Place | TFH K-W Properties Inc. | CO | 20 | 2013-08-03 | 2012-08-27 | 2032-08-26 | Renewables | Solar Rooftop | Solar | Dx | Waterloo | Waterloo | Southwest
FIT 1 | 0.3 | H06-1201 CASTLEMORE | MOM Solar Limited Partnership | CO | 20 | 2012-04-30 | 2012-10-25 | 2032-10-24 | Renewables | Solar Rooftop | Solar | Dx | Markham | York | Toronto
FIT 1 | 10 | RE Orillia 1 | Met Axium Solar Orillia 1 L.P. | CO | 20 | 2013-04-14 | 2014-02-27 | 2034-02-26 | Renewables | Solar Ground Mounted | Solar | Dx | Hawkestone | Simcoe | Essa
FIT 1 | 0.135 | Dubwear's Tranmere Dr FIT | Dubwear Inc | CO | 20 | 2012-04-30 | 2011-11-23 | 2031-11-22 | Renewables | Solar Rooftop | Solar | Dx | Mississauga | Peel | Toronto
FIT 1 | 0.3 | P05-1195 Clark | Sky Solar (Canada) FIT 1 Limited Partnership | CO | 20 | 2014-09-28 | 2014-12-19 | 2034-12-18 | Renewables | Solar Rooftop | Solar | Dx | Brampton | Peel | Toronto
FIT 1 | 0.132 | (C61) Loblaws Dundas Street West | Firelight Solar LP | CO | 20 | 2014-04-06 | 2014-04-08 | 2034-04-07 | Renewables | Solar Rooftop | Solar | Dx | Toronto | Toronto | Toronto
FIT 1 | 0.15 | Coliseum East Annex Solar PV Project | Exhibition Place Board of Governors | CO | 20 | 2014-07-05 | 2012-07-26 | 2032-07-25 | Renewables | Solar Rooftop | Solar | Dx | Toronto | Toronto | Toronto
FIT 1 | 0.0589 | VKW | Manfred&Inge Gerstgrasser | CO | 20 | 2012-04-30 | 2011-09-14 | 2031-09-13 | Renewables | Solar Rooftop | Solar | Dx | Casselman | Prescott and Russell | Ottawa
FIT 1 | 0.175 | T04-120 Wicksteed | Alectra Utilities Corporation | CO | 20 | 2014-03-31 | 2014-07-01 | 2034-06-30 | Renewables | Solar Rooftop | Solar | Dx | Toronto | Toronto | Toronto
FIT 1 | 0.1 | Judricks Enterprises Limited | OYA Energy Fund LP | CO | 20 | 2013-03-19 | 2012-12-20 | 2032-12-19 | Renewables | Solar Rooftop | Solar | Dx | Windsor | Essex | West
FIT 1 | 0.1 | (F53) Your Independent Grocer Regional Road 24 | Firelight Solar LP | CO | 20 | 2014-04-07 | 2014-08-07 | 2034-08-06 | Renewables | Solar Rooftop | Solar | Dx | Lively | Greater Sudbury | Northeast
FIT 1 | 0.25 | Cramahe Business Park | Skyline Clean Energy Holdings (II) Inc. | CO | 20 | 2014-07-12 | 2014-07-10 | 2034-07-09 | Renewables | Solar Rooftop | Solar | Dx | Colborne | Northumberland | East
FIT 1 | 0.3 | H06-3300 S SERVICE | PSI Solar Finance 1 Limited Partnership | CO | 20 | 2014-03-29 | 2014-07-22 | 2034-07-21 | Renewables | Solar Rooftop | Solar | Dx | Oakville | Halton | Southwest
FIT 1 | 0.0576 | Earth Rangers Parking Lot Solar | The Earth Rangers Foundation | CO | 20 | 2011-04-30 | 2011-03-25 | 2031-03-24 | Renewables | Solar Ground Mounted | Solar | Dx | Woodbridge | York | Toronto
FIT 1 | 0.099955 | Featherhaven Farm 1 | Featherhaven Farms Ltd. | CO | 20 | 2014-06-14 | 2012-10-17 | 2032-10-16 | Renewables | Solar Rooftop | Solar | Dx | Petrolia | Lambton | West
FIT 1 | 0.225 | Ronda Holdings | Alectra Utilities Corporation | CO | 20 | 2014-07-21 | 2014-04-10 | 2034-04-09 | Renewables | Solar Rooftop | Solar | Dx | Windsor | Essex | West
FIT 1 | 0.1 | Willem or Geert Aalbers | Willem and Geert Aalbers | CO | 20 | 2014-07-21 | 2013-02-05 | 2033-02-04 | Renewables | Solar Rooftop | Solar | Dx | Dunnville | Haldimand | Southwest
FIT 1 | 0.15 | McDonald Lumber | J M McDonald Lumber Limited | CO | 20 | 2011-04-30 | 2010-09-30 | 2030-09-29 | Renewables | Solar Rooftop | Solar | Dx | Brussels | Huron | Southwest
FIT 1 | 0.25 | steeprock sunpower inc. | Steeprock Sunpower Inc. | CO | 20 | 2014-03-15 | 2013-02-26 | 2033-02-25 | Renewables | Solar Rooftop | Solar | Dx | Toronto | Toronto | Toronto
FIT 1 | 0.1 | Canadian Solar Developers Ltd. L.P.#1 | Mann Ground Mount Solar Ltd. | CO | 20 | 2013-08-24 | 2014-05-20 | 2033-08-23 | Renewables | Solar Ground Mounted | Solar | Dx | Mount Brydges | Middlesex | West
FIT 1 | 0.25 | (C39) Zehrs Davenport Road | Firelight Solar LP | CO | 20 | 2014-04-05 | 2013-11-13 | 2033-11-12 | Renewables | Solar Rooftop | Solar | Dx | Waterloo | Waterloo | Southwest
FIT 1 | 0.1 | 501-232 Fairall | TAC Energy Inc. | CO | 20 | 2014-07-07 | 2013-12-18 | 2033-12-17 | Renewables | Solar Rooftop | Solar | Dx | Ajax | Durham | Toronto
FIT 1 | 0.25 | Gervais Rentals | Al Gervais Chair & Table Rentals Limited | CO | 20 | 2014-06-02 | 2012-06-15 | 2032-06-14 | Renewables | Solar Rooftop | Solar | Dx | Toronto | Toronto | Toronto
FIT 1 | 0.0247 | JTB Solar | JTB Solar | CO | 20 | 2013-07-08 | 2012-01-12 | 2032-01-11 | Renewables | Solar Rooftop | Solar | Dx | Ameliasburgh | Prince Edward | East
FIT 1 | 10 | Northland Power Solar Long Lake | Northland Power Solar Long Lake L.P. | CO | 20 | 2014-09-06 | 2015-10-28 | 2035-10-27 | Renewables | Solar Ground Mounted | Solar | Tx | Hunta | Cochrane | Northeast
FIT 1 | 10 | Silvercreek Solar Park | Silvercreek Nominee Inc. | CO | 20 | 2014-07-05 | 2014-07-09 | 2034-07-08 | Renewables | Solar Ground Mounted | Solar | Tx | Aylmer | Elgin | West
FIT 1 | 0.06877 | CEPEO Secondary Le Sommet | Ameresco CEPEO Solar Inc. | CO | 20 | 2012-04-30 | 2012-10-24 | 2032-10-23 | Renewables | Solar Rooftop | Solar | Dx | Hawkesbury | Prescott and Russell | Ottawa
FIT 1 | 0.5 | 3636 Weston Road | Sunny Day Energy Inc. | CO | 20 | 2014-07-14 | 2012-11-08 | 2032-11-07 | Renewables | Solar Rooftop | Solar | Dx | Toronto | Toronto | Toronto
FIT 1 | 0.17 | Keystone Holdings-WINGOLD | Keystone Holdings Corp. | CO | 20 | 2013-06-15 | 2013-03-12 | 2033-03-11 | Renewables | Solar Rooftop | Solar | Dx | Toronto | Toronto | Toronto
FIT 1 | 0.1 | Elcho Rd. | James and Amanda Devries | CO | 20 | 2014-08-12 | 2013-12-20 | 2033-12-19 | Renewables | Solar Rooftop | Solar | Dx | Wellandport | Niagara | Niagara
FIT 1 | 0.057 | MEC Barrie | Mountain Equipment Co-op | CO | 20 | 2014-06-16 | 2011-10-13 | 2031-10-12 | Renewables | Solar Rooftop | Solar | Dx | Barrie | Simcoe | Essa
FIT 1 | 10 | Wainwright Solar Park | New OSPVF 1 Limited Partnership | CO | 20 | 2013-06-07 | 2014-10-08 | 2034-10-07 | Renewables | Solar Ground Mounted | Solar | Dx | Oxdrift | Kenora | Northwest
FIT 1 | 0.25 | B01-378 Elgin | Firelight Solar LP | CO | 20 | 2014-03-23 | 2012-06-01 | 2032-05-31 | Renewables | Solar Rooftop | Solar | Dx | Brantford | Brant | Southwest
FIT 1 | 0.1 | 1283 Algoma | PSI Solar Finance 1 Limited Partnership | CO | 20 | 2013-03-30 | 2013-09-27 | 2033-03-29 | Renewables | Solar Rooftop | Solar | Dx | Ottawa | Ottawa | Ottawa
FIT 1 | 0.03 | P08-49 Fima | 1166836 Ontario Inc. | CO | 20 | 2014-07-05 | 2015-02-03 | 2034-07-04 | Renewables | Solar Rooftop | Solar | Dx | Toronto | Toronto | Toronto
FIT 1 | 0.075 | Gravel Solar | Ferme Delurenic Ltee | CO | 20 | 2014-06-21 | 2012-08-01 | 2032-07-31 | Renewables | Solar Rooftop | Solar | Dx | St. Isidore | Prescott and Russell | Ottawa
FIT 1 | 0.07 | Verduyn Tarps | 1426614 Ontario Inc. | CO | 20 | 2014-06-06 | 2013-04-18 | 2033-04-17 | Renewables | Solar Rooftop | Solar | Dx | Hamilton | Hamilton | Southwest
FIT 1 | 0.25 | homesun | Homesun Power Inc. | CO | 20 | 2017-03-13 | 2016-02-26 | 2036-02-25 | Renewables | Solar Rooftop | Solar | Dx | Grimsby | Niagara | Niagara
FIT 1 | 0.5 | PPFD Solar | 1441677 Ontario Limited | CO | 20 | 2014-07-07 | 2012-05-01 | 2032-04-30 | Renewables | Solar Rooftop | Solar | Dx | Whitby | Durham | Toronto
FIT 1 | 0.05 | O02-3810 Sixth | Fengate (FGDI) Limited Partnership | CO | 20 | 2014-07-12 | 2015-02-20 | 2035-02-19 | Renewables | Solar Rooftop | Solar | Dx | Ottawa | Ottawa | Ottawa
FIT 1 | 0.25 | 80 Jutland | Fovere Glenbarra Energy Fund I Limited Partnership | CO | 20 | 2014-06-23 | 2014-12-12 | 2034-12-11 | Renewables | Solar Rooftop | Solar | Dx | Toronto | Toronto | Toronto
FIT 1 | 0.2 | Storage World Bysham Park | Sequoyah Strategies Inc. | CO | 20 | 2012-04-30 | 2011-08-26 | 2031-08-25 | Renewables | Solar Rooftop | Solar | Dx | Woodstock | Oxford | Southwest
FIT 1 | 0.25 | Bayview Greenhouses Biogas System | Bayview Greenhouses (Jordan Station) Inc. | CO | 20 | 2013-03-18 | 2010-09-01 | 2030-08-31 | Renewables | Bioenergy | Biogas (On-Farm) | Dx | Jordan Station | Niagara | Niagara
FIT 1 | 0.05 | Saptashva Solar, S.A - FIT - Gulu 42 | Tuxedo Solar Ltd. | CO | 20 | 2014-06-07 | 2015-01-20 | 2035-01-19 | Renewables | Solar Rooftop | Solar | Dx | Toronto | Toronto | Toronto
FIT 1 | 3.5 | RE Midhurst 2 | Met Axium Solar Midhurst 2 L.P. | CO | 20 | 2013-08-20 | 2013-12-11 | 2033-12-10 | Renewables | Solar Ground Mounted | Solar | Dx | Phelpston | Simcoe | Essa
FIT 1 | 0.18 | Peterborough Self Storage Ltd | Peterborough Self Storage Ltd | CO | 20 | 2014-06-23 | 2012-06-04 | 2032-06-03 | Renewables | Solar Rooftop | Solar | Dx | Peterborough | Peterborough | East
FIT 1 | 0.1 | PowerStream 2010-067 | Alectra Utilities Corporation | CO | 20 | 2014-06-09 | 2012-06-22 | 2032-06-21 | Renewables | Solar Rooftop | Solar | Dx | Barrie | Simcoe | Essa
FIT 1 | 0.1 | T Fritz Farms | Timothy James Fritz | CO | 20 | 2014-06-28 | 2013-08-20 | 2033-08-19 | Renewables | Solar Rooftop | Solar | Dx | Brussels | Huron | Southwest
FIT 1 | 0.1 | Dave Franken Solar | BOOST POWER LIMITED PARTNERSHIP | CO | 20 | 2012-04-30 | 2012-06-07 | 2032-04-29 | Renewables | Solar Rooftop | Solar | Dx | Blyth | Huron | Southwest
FIT 1 | 0.25 | 5970 Mavis Road | PSI Solar Finance 1 Limited Partnership | CO | 20 | 2014-09-15 | 2014-02-05 | 2034-02-04 | Renewables | Solar Rooftop | Solar | Dx | Mississauga | Peel | Toronto
FIT 1 | 0.2495 | PowerStream 2010-063 | Alectra Utilities Corporation | CO | 20 | 2014-06-09 | 2012-12-28 | 2032-12-27 | Renewables | Solar Rooftop | Solar | Dx | Barrie | Simcoe | Essa
FIT 1 | 0.2494 | Uni-Fab Solar 1 | 944743 Ontario Inc. | CO | 20 | 2014-07-21 | 2014-03-12 | 2034-03-11 | Renewables | Solar Rooftop | Solar | Dx | Leamington | Essex | West
FIT 1 | 102 | Goshen Wind Energy Centre | Goshen Wind, LP | CO | 20 | 2014-11-27 | 2015-01-28 | 2035-01-27 | Renewables | Wind - On-Shore | Wind | Tx | Dashwood | Huron | Southwest
FIT 1 | 0.135 | GEDSB North Park CVS | Ameresco GEDSB Solar Inc. | CO | 20 | 2012-04-30 | 2012-05-15 | 2032-05-14 | Renewables | Solar Rooftop | Solar | Dx | Brantford | Brant | Southwest
FIT 1 | 0.1 | (F46) No Frills Main Street North | Firelight Solar LP | CO | 20 | 2014-03-18 | 2014-06-05 | 2034-06-04 | Renewables | Solar Rooftop | Solar | Dx | Mount Forest | Wellington | Southwest
FIT 1 | 0.5 | Jamieson Laboratories Ltd. | Alectra Utilities Corporation | CO | 20 | 2014-06-30 | 2012-05-29 | 2032-05-28 | Renewables | Solar Rooftop | Solar | Dx | Windsor | Essex | West
FIT 1 | 0.25 | BAKKER LANDS | Bloomfield Solar Inc. | CO | 20 | 2014-06-02 | 2014-11-13 | 2034-06-01 | Renewables | Solar Rooftop | Solar | Dx | Hillier | Prince Edward | East
FIT 1 | 0.03 | JACKMAN AVENUE JUNIOR PUBLIC SCHOOL | Toronto District School Board | CO | 20 | 2014-06-23 | 2012-03-05 | 2032-03-04 | Renewables | Solar Rooftop | Solar | Dx | Toronto | Toronto | Toronto
FIT 1 | 0.24962 | De Leeuw 5527 10th Sideroad | WC Enerco Inc. | CO | 20 | 2014-06-14 | 2016-01-04 | 2034-06-13 | Renewables | Solar Ground Mounted | Solar | Dx | Egbert | Simcoe | Southwest
FIT 1 | 0.025 | Ferme Poirier Solaire | 8303703 Canada Inc. | CO | 20 | 2014-06-30 | 2014-04-24 | 2034-04-23 | Renewables | Solar Rooftop | Solar | Dx | St. Isidore | Prescott and Russell | Ottawa
FIT 1 | 0.25 | DunWynn Centre | TerraForm MP Solar, LLC | CO | 20 | 2014-06-30 | 2013-09-04 | 2033-09-03 | Renewables | Solar Rooftop | Solar | Dx | Mississauga | Peel | Toronto
FIT 1 | 0.12236 | CEPEO Secondary Louis-Riel | Ameresco CEPEO Solar Inc. | CO | 20 | 2012-04-30 | 2012-10-30 | 2032-10-29 | Renewables | Solar Rooftop | Solar | Dx | Ottawa | Ottawa | Ottawa
FIT 1 | 9 | Plateau III Wind | Plateau Wind LP | CO | 20 | 2012-10-17 | 2012-01-26 | 2032-01-25 | Renewables | Wind - On-Shore | Wind | Dx | Dundalk | Grey | Southwest
FIT 1 | 0.1 | 101A Devon | PSI Solar Finance 1 Limited Partnership | CO | 20 | 2014-06-28 | 2013-05-30 | 2033-05-29 | Renewables | Solar Rooftop | Solar | Dx | Brampton | Peel | Toronto
FIT 1 | 0.05 | O02-50 Varley | 9747770 Canada Inc. | CO | 20 | 2014-07-07 | 2015-02-17 | 2035-02-16 | Renewables | Solar Rooftop | Solar | Dx | Ottawa | Ottawa | Ottawa
FIT 1 | 0.25 | 10 Planchet Road | Planchet Solar Inc. | CO | 20 | 2014-07-14 | 2012-10-15 | 2032-10-14 | Renewables | Solar Rooftop | Solar | Dx | Concord | York | Toronto
FIT 1 | 0.045 | 1067575 Ontario Inc. | 1067575 Ontario Inc. | CO | 20 | 2014-05-31 | 2012-04-25 | 2032-04-24 | Renewables | Solar Rooftop | Solar | Dx | Peterborough | Peterborough | East
FIT 1 | 0.018 | Saptashva Solar, S.A - FIT - Gulu 1463 | 1000851861 ONTARIO INC. | CO | 20 | 2014-06-07 | 2015-01-20 | 2035-01-19 | Renewables | Solar Rooftop | Solar | Dx | Toronto | Toronto | Toronto
FIT 1 | 0.083 | 10 Devon | PSI Solar Finance 1 Limited Partnership | CO | 20 | 2014-06-28 | 2012-12-06 | 2032-12-05 | Renewables | Solar Rooftop | Solar | Dx | Brampton | Peel | Toronto
FIT 1 | 0.06 | Pleasant Valley Solar | Eco-Energy Reserves Inc. | CO | 20 | 2012-04-30 | 2011-06-07 | 2031-06-06 | Renewables | Solar Rooftop | Solar | Dx | South Mountain | Stormont, Dundas and Glengarry | East
FIT 1 | 0.0228 | 1525 Dundas St. W. | Toronto Community Housing Corporation | CO | 20 | 2012-04-30 | 2012-10-01 | 2032-04-29 | Renewables | Solar Rooftop | Solar | Dx | Toronto | Toronto | Toronto
FIT 1 | 0.25 | Linex Manufacturing | Linamar Corporation | CO | 20 | 2012-04-30 | 2012-10-01 | 2032-09-30 | Renewables | Solar Rooftop | Solar | Dx | Guelph | Wellington | Southwest
FIT 1 | 0.05 | 210 Lesmill Road | PSI Solar Finance 1 Limited Partnership | CO | 20 | 2013-03-15 | 2013-07-22 | 2033-03-14 | Renewables | Solar Rooftop | Solar | Dx | Toronto | Toronto | Toronto
FIT 1 | 0.075 | TCHOUSE 001PV | 564506 Ontario Limited | CO | 20 | 2014-06-16 | 2014-09-22 | 2034-06-15 | Renewables | Solar Rooftop | Solar | Dx | Peterborough | Peterborough | East
FIT 1 | 0.25 | CanFirst - Toronto (45 Progress Ave) | Firelight Solar LP | CO | 20 | 2014-06-07 | 2012-03-07 | 2032-03-06 | Renewables | Solar Rooftop | Solar | Dx | Toronto | Toronto | Toronto
FIT 1 | 0.25 | 1025 Lakeshore | MOM Solar Limited Partnership | CO | 20 | 2012-04-30 | 2012-06-08 | 2032-04-29 | Renewables | Solar Rooftop | Solar | Dx | Toronto | Toronto | Toronto
FIT 1 | 0.375 | (C12) Real Canadian Superstore Don Mills Road | Firelight Solar LP | CO | 20 | 2014-04-08 | 2014-04-10 | 2034-04-09 | Renewables | Solar Rooftop | Solar | Dx | Toronto | Toronto | Toronto
FIT 1 | 3.5 | RE Midhurst 3 | Met Axium Solar Midhurst 3 L.P. | CO | 20 | 2013-07-22 | 2013-12-04 | 2033-12-03 | Renewables | Solar Ground Mounted | Solar | Dx | Oro Station | Simcoe | Essa
FIT 1 | 0.1 | 1838 CR-5 P.E.C. | CLEAVE ENERGY HOLDINGS LTD. | CO | 20 | 2013-07-15 | 2014-04-28 | 2033-07-14 | Renewables | Solar Rooftop | Solar | Dx | Picton | Prince Edward | East
FIT 1 | 0.25 | 170 TYCOS | PSI Solar Finance 1 Limited Partnership | CO | 20 | 2012-04-30 | 2011-11-05 | 2031-11-04 | Renewables | Solar Rooftop | Solar | Dx | Toronto | Toronto | Toronto
FIT 1 | 0.45 | Reko Intl. Group (469 Silver Creek Industrial Dr.) | Alectra Utilities Corporation | CO | 20 | 2014-06-23 | 2013-01-15 | 2033-01-14 | Renewables | Solar Rooftop | Solar | Dx | Oldcastle | Essex | West
FIT 1 | 0.06877 | CEPEO Michaelle-Jean | Ameresco CEPEO Solar Inc. | CO | 20 | 2012-04-30 | 2012-10-11 | 2032-10-10 | Renewables | Solar Rooftop | Solar | Dx | Ottawa | Ottawa | Ottawa
FIT 1 | 0.02808 | Earth Rangers Aviary Solar | The Earth Rangers Foundation | CO | 20 | 2013-04-01 | 2011-01-24 | 2031-01-23 | Renewables | Solar Rooftop | Solar | Dx | Woodbridge | York | Toronto
FIT 1 | 10 | Northland Power Solar Crosby | Northland Power Solar Crosby L.P. | CO | 20 | 2013-02-20 | 2013-06-21 | 2033-06-20 | Renewables | Solar Ground Mounted | Solar | Dx | Portland | Leeds and Grenville | East
FIT 1 | 0.25 | 1620 Steeles Avenue | 1076930 Ontario Limited | CO | 20 | 2014-09-30 | 2014-08-19 | 2034-08-18 | Renewables | Solar Rooftop | Solar | Dx | Brampton | Peel | Toronto
FIT 1 | 0.1 | AB102-1878 | G. BRANDT MEAT PACKERS LTD | CO | 20 | 2012-04-30 | 2012-04-30 | 2032-04-29 | Renewables | Solar Rooftop | Solar | Dx | Mississauga | Peel | Toronto
FIT 1 | 0.1 | Dutton Pork | Luyks Holdings Ltd | CO | 20 | 2012-04-30 | 2011-12-22 | 2031-12-21 | Renewables | Solar Rooftop | Solar | Dx | Dutton | Elgin | West
FIT 1 | 0.25 | H06-100 GATEWAY | PSI Solar Finance 1 Limited Partnership | CO | 20 | 2014-08-03 | 2014-06-04 | 2034-06-03 | Renewables | Solar Rooftop | Solar | Dx | Kitchener | Waterloo | Southwest
FIT 1 | 0.03 | Canadian Opera Company | Canadian Opera Company | CO | 20 | 2011-04-30 | 2011-04-30 | 2031-04-29 | Renewables | Solar Rooftop | Solar | Dx | Toronto | Toronto | Toronto
FIT 1 | 0.15 | Menkes-30 Mural Street | Castleberry Investments Limited | CO | 20 | 2014-07-05 | 2012-10-19 | 2032-10-18 | Renewables | Solar Rooftop | Solar | Dx | Richmond Hill | York | Toronto
FIT 1 | 0.1849 | 588 Glengarry Cres, Rowe Electric | 2249122 Ont Ltd | CO | 20 | 2014-06-09 | 2012-10-05 | 2032-10-04 | Renewables | Solar Rooftop | Solar | Dx | Fergus | Wellington | Southwest
FIT 1 | 300 | Nigig Power Corporation | Henvey Inlet Wind LP | CO | 20 | 2018-02-25 | 2019-09-09 | 2039-09-08 | Renewables | Wind - On-Shore | Wind | Tx | Pickerel | Parry Sound | Essa
FIT 1 | 0.05 | Ferme Geranik Solar | Ferme Geranik Inc. | CO | 20 | 2013-08-24 | 2012-07-09 | 2032-07-08 | Renewables | Solar Rooftop | Solar | Dx | St. Albert | Prescott and Russell | Ottawa
FIT 1 | 0.2 | 329 Stirling Avenue South RT | Brightroof Solar Limited Partnership | CO | 20 | 2014-06-28 | 2013-02-26 | 2033-02-25 | Renewables | Solar Rooftop | Solar | Dx | Kitchener | Waterloo | Southwest
FIT 1 | 10 | Brockville Solar Inc. | Brockville Solar Inc. | CO | 20 | 2013-05-22 | 2013-02-28 | 2033-02-27 | Renewables | Solar Ground Mounted | Solar | Dx | Lyn | Leeds and Grenville | East
FIT 1 | 0.25 | City of Hamilton Facility #3 (Operations Centre) | Solar Sunbelt General Partnership | CO | 20 | 2014-06-14 | 2013-10-29 | 2033-10-28 | Renewables | Solar Rooftop | Solar | Dx | Hamilton | Hamilton | Southwest
FIT 1 | 0.25 | Folkens # 1 | Brightroof Solar Limited Partnership | CO | 20 | 2014-06-09 | 2014-09-05 | 2034-09-04 | Renewables | Solar Rooftop | Solar | Dx | Hamilton | Hamilton | Southwest
FIT 1 | 0.184 | Rybak Solar II | CFW M6M SOLAR I | CO | 20 | 2014-06-30 | 2012-03-09 | 2032-03-08 | Renewables | Solar Rooftop | Solar | Dx | Toronto | Toronto | Toronto
FIT 1 | 0.25 | 2465 Tedlo St | PSI Solar Finance 1 Limited Partnership | CO | 20 | 2012-04-30 | 2011-05-27 | 2031-05-26 | Renewables | Solar Rooftop | Solar | Dx | Mississauga | Peel | Toronto
FIT 1 | 0.095 | Niagara College | The Board of Governors of the Niagara College of Applied Arts and Technology | CO | 20 | 2014-07-12 | 2014-02-05 | 2034-02-04 | Renewables | Solar Rooftop | Solar | Dx | Welland | Niagara | Niagara
FIT 1 | 0.249 | Strobele Rooftop Solar | Strobele Investments Limited | CO | 20 | 2014-06-21 | 2013-02-15 | 2033-02-14 | Renewables | Solar Rooftop | Solar | Dx | Campbellville | Halton | Southwest
FIT 1 | 0.175 | Van Osch Farms A | SE 2011 LP | CO | 20 | 2012-04-30 | 2012-06-11 | 2032-06-10 | Renewables | Solar Rooftop | Solar | Dx | Ailsa Craig | Middlesex | Southwest
FIT 1 | 0.05 | Misener Farms Shop | Weyburn Farms Inc | CO | 20 | 2014-07-05 | 2012-08-03 | 2032-08-02 | Renewables | Solar Rooftop | Solar | Dx | Acton | Halton | Southwest
FIT 1 | 3.5 | RE Waubaushene 5 | Aurora Waubaushene 5 Limited Partnership | CO | 20 | 2013-05-01 | 2013-04-19 | 2033-04-18 | Renewables | Solar Ground Mounted | Solar | Dx | Coldwater | Simcoe | Essa
FIT 1 | 0.075 | 18 Melanie | Ontario Solar PVR 4 Limited Partnership | CO | 20 | 2014-06-16 | 2013-04-30 | 2033-04-29 | Renewables | Solar Rooftop | Solar | Dx | Brampton | Peel | Toronto
FIT 1 | 0.075 | Canadian Solar Developers Ltd. L.P.#9 | Mann Ground Mount Solar Ltd. | CO | 20 | 2013-08-03 | 2014-02-05 | 2033-08-02 | Renewables | Solar Ground Mounted | Solar | Dx | Midhurst | Simcoe | Essa
FIT 1 | 0.35 | C010-280 Aviva Park | Skyline Clean Energy Holdings Inc. | CO | 20 | 2014-04-08 | 2014-10-08 | 2034-10-07 | Renewables | Solar Rooftop | Solar | Dx | Woodbridge | York | Toronto
FIT 1 | 0.248 | BRC-Building-Rooftop-PV | Hammer Investments Inc. | CO | 20 | 2012-04-30 | 2011-07-21 | 2031-07-20 | Renewables | Solar Rooftop | Solar | Dx | Halton Hills | Halton | Toronto
FIT 1 | 10 | Liskeard 3 | Axium Infinity Solar LP | CO | 20 | 2014-09-05 | 2014-07-17 | 2034-07-16 | Renewables | Solar Ground Mounted | Solar | Tx | New Liskeard | Timiskaming | Northeast
FIT 1 | 0.25 | Western Fair | Fair-City Joint Venture | CO | 20 | 2014-07-05 | 2013-02-19 | 2033-02-18 | Renewables | Solar Rooftop | Solar | Dx | London | Middlesex | West
FIT 1 | 0.03776 | Folkens # 8 | 2 4 6 0 8 8 2 O N T A R I O L I M I T E D | CO | 20 | 2014-06-09 | 2014-12-08 | 2034-06-08 | Renewables | Solar Rooftop | Solar | Dx | Hamilton | Hamilton | Southwest
FIT 1 | 0.135 | (C55) Zehrs Weber Street East | Firelight Solar LP | CO | 20 | 2014-03-25 | 2014-01-27 | 2034-01-26 | Renewables | Solar Rooftop | Solar | Dx | Kitchener | Waterloo | Southwest
FIT 1 | 0.135 | (F38) No Frills Highway 17 | Firelight Solar LP | CO | 20 | 2014-03-31 | 2014-07-24 | 2034-07-23 | Renewables | Solar Rooftop | Solar | Dx | Sturgeon Falls | Nipissing | Northeast
FIT 1 | 0.1 | CCS 100kWe Anaerobic Digester | Carbon Control Systems Inc. | CO | 20 | 2013-06-15 | 2012-05-11 | 2032-05-10 | Renewables | Bioenergy | Biogas (On-Farm) | Dx | Millbrook | Peterborough | East
FIT 1 | 10 | SunE Newboro 1 | SunE Ray LP | CO | 20 | 2014-02-25 | 2014-10-20 | 2034-10-19 | Renewables | Solar Ground Mounted | Solar | Dx | Westport | Leeds and Grenville | East
FIT 1 | 0.25 | Shedden Farm | J + G Luyks Farms Ltd | CO | 20 | 2014-07-07 | 2013-06-09 | 2033-06-08 | Renewables | Solar Rooftop | Solar | Dx | Southwold | Elgin | West
FIT 1 | 0.1 | Dykstra Farm | Lammert Dykstra | CO | 20 | 2014-09-28 | 2013-04-29 | 2033-04-28 | Renewables | Solar Rooftop | Solar | Dx | Canfield | Haldimand | Southwest
FIT 1 | 0.1 | Laverne Bauman Solar | Laverne Bauman and Elsie Bauman | CO | 20 | 2012-04-30 | 2011-10-24 | 2031-10-23 | Renewables | Solar Rooftop | Solar | Dx | Belleville | Hastings | East
FIT 1 | 0.05 | M09-73 Ward | 1796210 Ontario Inc. | CO | 20 | 2014-03-26 | 2014-09-12 | 2034-09-11 | Renewables | Solar Rooftop | Solar | Dx | Brampton | Peel | Toronto
FIT 1 | 0.01032 | RBC Woodstock | Amp Canada Inc. | CO | 20 | 2014-06-30 | 2014-09-22 | 2034-09-21 | Renewables | Solar Rooftop | Solar | Dx | Woodstock | Oxford | Southwest
FIT 1 | 0.375 | (C28) Zehrs Conestoga Boulevard | Firelight Solar LP | CO | 20 | 2014-03-22 | 2013-12-18 | 2033-12-17 | Renewables | Solar Rooftop | Solar | Dx | Cambridge | Waterloo | Southwest
FIT 1 | 0.5 | Reko Intl. Group (481 Silver Creek Industrial Dr) | Alectra Utilities Corporation | CO | 20 | 2014-06-23 | 2012-11-20 | 2032-11-19 | Renewables | Solar Rooftop | Solar | Dx | Oldcastle | Essex | West
FIT 1 | 0.036 | Brook Rd | Kwendill Holdings Limited | CO | 20 | 2014-07-05 | 2012-08-21 | 2032-08-20 | Renewables | Solar Rooftop | Solar | Dx | Cobourg | Northumberland | East
FIT 1 | 0.45 | H06-7 CURITY | MOM Solar Limited Partnership | CO | 20 | 2012-04-30 | 2012-07-31 | 2032-04-29 | Renewables | Solar Rooftop | Solar | Dx | Toronto | Toronto | Toronto
FIT 1 | 0.25 | A10-137 Queens Plate | Fengate (FGDI) Limited Partnership | CO | 20 | 2014-06-28 | 2015-02-09 | 2035-02-08 | Renewables | Solar Rooftop | Solar | Dx | Toronto | Toronto | Toronto
FIT 1 | 0.25 | Autocom Manufacturing | Linamar Corporation | CO | 20 | 2012-04-30 | 2012-10-10 | 2032-10-09 | Renewables | Solar Rooftop | Solar | Dx | Guelph | Wellington | Southwest
FIT 1 | 0.03 | Moulinette Road | 1786172 Ontario Limited | CO | 20 | 2013-06-29 | 2011-09-21 | 2031-09-20 | Renewables | Solar Rooftop | Solar | Dx | Long Sault | Stormont, Dundas and Glengarry | East
FIT 1 | 0.3 | H06-1350 QUINN | PSI Solar Finance 1 Limited Partnership | CO | 20 | 2014-03-31 | 2014-08-14 | 2034-08-13 | Renewables | Solar Rooftop | Solar | Dx | Sarnia | Lambton | West
FIT 1 | 0.5 | 240 Racco Parkway (Solar) | Anatolia Tile Inc. | CO | 20 | 2011-04-30 | 2011-04-13 | 2031-04-12 | Renewables | Solar Rooftop | Solar | Dx | Thornhill | York | Toronto
FIT 1 | 0.21 | Malvern C.R.C. Solar PV | Toronto Hydro-Electric System Limited | CO | 20 | 2014-06-14 | 2014-06-20 | 2034-06-19 | Renewables | Solar Rooftop | Solar | Dx | Toronto | Toronto | Toronto
FIT 1 | 0.25 | 215 Gilbert | SunEdison DG Operating Holdings-2, LLC | CO | 20 | 2012-04-30 | 2011-11-25 | 2031-11-24 | Renewables | Solar Rooftop | Solar | Dx | West Lorne | Elgin | West
FIT 1 | 10 | FotoLight | Axium Foto Light LP | CO | 20 | 2014-07-15 | 2014-11-17 | 2034-11-16 | Renewables | Solar Ground Mounted | Solar | Dx | Picton | Prince Edward | East
FIT 1 | 0.063 | CEPEO Elementary Gabrielle-Roy | Ameresco CEPEO Solar Inc. | CO | 20 | 2012-04-30 | 2012-08-20 | 2032-08-19 | Renewables | Solar Rooftop | Solar | Dx | Ottawa | Ottawa | Ottawa
FIT 1 | 10 | Mattawishkwia Solar Park | New OSPVF 10 Limited Partnership | CO | 20 | 2013-05-12 | 2014-09-30 | 2034-09-29 | Renewables | Solar Ground Mounted | Solar | Dx | Hearst | Cochrane | Northeast
FIT 1 | 0.03 | Solar@7 | Underwriters Laboratories of Canada Inc. | CO | 20 | 2014-06-07 | 2012-02-13 | 2032-02-12 | Renewables | Solar Rooftop | Solar | Dx | Toronto | Toronto | Toronto
FIT 1 | 0.25 | Nature Farms Inc. | Nature Farms Inc. | CO | 20 | 2012-04-30 | 2012-06-05 | 2032-04-29 | Renewables | Solar Rooftop | Solar | Dx | Burgessville | Oxford | Southwest
FIT 1 | 0.155 | 34Kern | PSI Solar Finance 1 Limited Partnership | CO | 20 | 2012-04-30 | 2011-12-16 | 2031-12-15 | Renewables | Solar Rooftop | Solar | Dx | Toronto | Toronto | Toronto
FIT 1 | 0.5 | SA2 | 2245073 Ontario Inc. | CO | 20 | 2014-01-30 | 2014-01-30 | 2034-01-29 | Renewables | Solar Ground Mounted | Solar | Dx | Port Robinson | Niagara | Niagara
FIT 1 | 0.025 | 56398 CALTON LINE | CORNELIUS REIMER HELENA REIMER | CO | 20 | 2014-06-30 | 2012-07-30 | 2032-07-29 | Renewables | Solar Rooftop | Solar | Dx | Vienna | Elgin | West
FIT 1 | 0.015 | Gleaners PV Project | Gleaners Food Bank Quinte Inc. | CO | 20 | 2012-04-30 | 2011-10-27 | 2031-10-26 | Renewables | Solar Rooftop | Solar | Dx | Belleville | Hastings | East
FIT 1 | 0.1 | Endura Energy 3080 Haldimand Road | William John Vanderheide | CO | 20 | 2014-07-21 | 2013-02-21 | 2033-02-20 | Renewables | Solar Rooftop | Solar | Dx | Cayuga | Haldimand | Southwest
FIT 1 | 0.25 | Woolcott's project | DM Solar Inc. | CO | 20 | 2014-06-14 | 2014-05-23 | 2034-05-22 | Renewables | Solar Rooftop | Solar | Dx | Waterdown | Hamilton | Southwest
FIT 1 | 0.065 | Warkentin Solar | Randall Warkentin Lois Warkentin | CO | 20 | 2014-07-12 | 2012-09-06 | 2032-09-05 | Renewables | Solar Rooftop | Solar | Dx | Fullarton | Perth | Southwest
FIT 1 | 0.075 | T04-110 Bell Farm | Alectra Utilities Corporation | CO | 20 | 2014-06-07 | 2014-05-21 | 2034-05-20 | Renewables | Solar Rooftop | Solar | Dx | Barrie | Simcoe | Essa
FIT 1 | 0.25 | Cecil's rooftop FIT | 2357438 Ontario Inc. | CO | 20 | 2014-07-06 | 2013-11-29 | 2033-11-28 | Renewables | Solar Rooftop | Solar | Dx | Waterdown | Hamilton | Southwest
FIT 1 | 0.1 | 1703 Winhara | 2323953 Ontario Inc. | CO | 20 | 2014-06-16 | 2013-04-19 | 2033-04-18 | Renewables | Solar Rooftop | Solar | Dx | Gravenhurst | Muskoka | Essa
FIT 1 | 10 | SunE Bruining 1 | SunE South Stormont LP | CO | 20 | 2014-02-25 | 2015-02-24 | 2035-02-23 | Renewables | Solar Ground Mounted | Solar | Dx | Ingleside | Stormont, Dundas and Glengarry | East
FIT 1 | 0.425 | Menkes- Burlington 1175/1185 | Menkes Barnett Burlington Inc. | CO | 20 | 2014-06-07 | 2013-01-16 | 2033-01-15 | Renewables | Solar Rooftop | Solar | Dx | Burlington | Halton | Southwest
FIT 1 | 0.1 | Patchell FIT1 | Jama Property Management Corp. | CO | 20 | 2012-04-30 | 2012-06-22 | 2032-06-21 | Renewables | Solar Rooftop | Solar | Dx | Coldwater | Simcoe | Essa
FIT 1 | 0.2 | 575 Graniteb | Van-Rob Realty Investments Limited | CO | 20 | 2014-06-30 | 2014-09-03 | 2034-09-02 | Renewables | Solar Rooftop | Solar | Dx | Pickering | Durham | Toronto
FIT 1 | 0.06279 | GEDSB Cobblestone | Ameresco GEDSB Solar Inc. | CO | 20 | 2012-04-30 | 2011-11-07 | 2031-11-06 | Renewables | Solar Rooftop | Solar | Dx | Paris | Brant | Southwest
FIT 1 | 0.5 | H06-3225 MONARCH | PSI Solar Finance 1 Limited Partnership | CO | 20 | 2014-06-15 | 2014-07-15 | 2034-06-14 | Renewables | Solar Rooftop | Solar | Dx | Orillia | Simcoe | Essa
FIT 1 | 0.1 | Port Dover 100kW | Port Dover Farms Inc. | CO | 20 | 2013-08-12 | 2013-12-16 | 2033-12-15 | Renewables | Solar Ground Mounted | Solar | Dx | Port Dover | Norfolk | Southwest
FIT 1 | 0.03 | 30kW Parking Garage | Sunnybrook Health Sciences Centre | CO | 20 | 2012-04-30 | 2012-10-25 | 2032-04-29 | Renewables | Solar Rooftop | Solar | Dx | Toronto | Toronto | Toronto
FIT 1 | 9.5 | RE Ingersoll 1 | Axium Solar Ingersoll 1 L.P. | CO | 20 | 2013-10-29 | 2014-03-03 | 2034-03-02 | Renewables | Solar Ground Mounted | Solar | Dx | Ingersoll | Oxford | Southwest
FIT 1 | 0.15 | Blind River Community Center | Town of Blind River | CO | 20 | 2014-06-28 | 2012-12-18 | 2032-12-17 | Renewables | Solar Rooftop | Solar | Dx | Blind River | Algoma | Northeast
FIT 1 | 0.04 | Orfus1 | Fit Solar Systems Limited | CO | 20 | 2014-06-16 | 2014-06-09 | 2034-06-08 | Renewables | Solar Rooftop | Solar | Dx | Toronto | Toronto | Toronto
FIT 1 | 0.249 | Traxle Manufacturing | Linamar Corporation | CO | 20 | 2012-04-30 | 2012-08-14 | 2032-08-13 | Renewables | Solar Rooftop | Solar | Dx | Guelph | Wellington | Southwest
FIT 1 | 0.05 | BEG Farm-Solar | Erwin Guyer | CO | 20 | 2013-06-29 | 2011-10-18 | 2031-10-17 | Renewables | Solar Rooftop | Solar | Dx | Goderich | Huron | Southwest
FIT 1 | 0.25 | Camcor Manufacturing | Linamar Corporation | CO | 20 | 2012-04-30 | 2012-06-08 | 2032-04-29 | Renewables | Solar Rooftop | Solar | Dx | Guelph | Wellington | Southwest
FIT 1 | 0.137 | ENS Poultry Biogas | ENS Poultry Inc. | CO | 20 | 2013-04-06 | 2012-01-24 | 2032-01-23 | Renewables | Bioenergy | Biogas | Dx | Elora | Wellington | Southwest
FIT 1 | 0.25 | Anita's Solar project | Langford Realty Limited Partnership | CO | 20 | 2014-09-30 | 2014-07-07 | 2034-07-06 | Renewables | Solar Rooftop | Solar | Dx | Waterdown | Hamilton | Southwest
FIT 1 | 0.14964 | 6155 Tomken | Solaire Kapuskasing Solar Inc. | CO | 20 | 2014-06-14 | 2014-12-09 | 2034-12-08 | Renewables | Solar Rooftop | Solar | Dx | Mississauga | Peel | Toronto
FIT 1 | 0.45 | H06-825 CALEDONIA | MOM Solar Limited Partnership | CO | 20 | 2012-04-30 | 2012-10-01 | 2032-09-30 | Renewables | Solar Rooftop | Solar | Dx | Toronto | Toronto | Toronto
FIT 1 | 0.15 | D03-3300 Steeles | Fengate (FGDI) Limited Partnership | CO | 20 | 2014-06-10 | 2015-01-23 | 2035-01-22 | Renewables | Solar Rooftop | Solar | Dx | Toronto | Toronto | Toronto
FIT 1 | 0.1 | Tracey6 | Fit Solar Systems Limited | CO | 20 | 2014-06-16 | 2013-06-25 | 2033-06-24 | Renewables | Solar Rooftop | Solar | Dx | Brampton | Peel | Toronto
FIT 1 | 0.02 | KEW BEACH JUNIOR PUBLIC SCHOOL | Toronto District School Board | CO | 20 | 2014-06-28 | 2012-03-13 | 2032-03-12 | Renewables | Solar Rooftop | Solar | Dx | Toronto | Toronto | Toronto
FIT 1 | 0.1 | SPV 1 Value Village | TerraForm MP Solar, LLC | CO | 20 | 2014-07-21 | 2014-12-22 | 2034-12-21 | Renewables | Solar Rooftop | Solar | Dx | Windsor | Essex | West
FIT 1 | 4.1 | Napier Wind Farm | SWNS Wind LP | CO | 20 | 2014-07-15 | 2015-12-21 | 2034-07-14 | Renewables | Wind - On-Shore | Wind | Dx | Kerwood | Middlesex | West
FIT 1 | 0.5 | 1128686 Ontario Ltd. | Alectra Utilities Corporation | CO | 20 | 2014-07-21 | 2014-06-06 | 2034-06-05 | Renewables | Solar Rooftop | Solar | Dx | Oldcastle | Essex | West
FIT 1 | 0.03 | Steward Six Inc. | Steward Six Inc. | CO | 20 | 2014-05-31 | 2011-11-07 | 2031-11-06 | Renewables | Solar Rooftop | Solar | Dx | Barrie | Simcoe | Essa
FIT 1 | 0.0649 | Ontario Windsmith Solar Farm | Ontario Windsmith Incorporated | CO | 20 | 2014-06-07 | 2014-07-08 | 2034-06-06 | Renewables | Solar Rooftop | Solar | Dx | Lucknow | Bruce | Bruce
FIT 1 | 0.45 | H06-1983 KIPLING | MOM Solar Limited Partnership | CO | 20 | 2012-04-30 | 2012-07-31 | 2032-04-29 | Renewables | Solar Rooftop | Solar | Dx | Toronto | Toronto | Toronto
FIT 1 | 0.09 | Vanestra Two | 1820877 ONTARIO LTD | CO | 20 | 2014-07-07 | 2014-12-02 | 2034-12-01 | Renewables | Solar Rooftop | Solar | Dx | Goderich | Huron | Southwest
FIT 1 | 0.135 | Nine Mile Farms Inc. | Carleton Corner Farms Ltd. | CO | 20 | 2014-05-31 | 2015-11-27 | 2034-05-30 | Renewables | Bioenergy | Biogas (On-Farm) | Dx | Crysler | Stormont, Dundas and Glengarry | East
FIT 1 | 0.12 | A07-5485 Tomken | 1166836 Ontario Inc. | CO | 20 | 2014-08-03 | 2015-03-17 | 2034-08-02 | Renewables | Solar Rooftop | Solar | Dx | Mississauga | Peel | Toronto
FIT 1 | 0.1 | 1100 Gorham | PSI Solar Finance 1 Limited Partnership | CO | 20 | 2013-03-12 | 2013-01-23 | 2033-01-22 | Renewables | Solar Rooftop | Solar | Dx | Newmarket | York | Essa
FIT 1 | 0.5 | Canadian Auto Workers Clean Wind Energy Project | Union Building Corporation of Canada | CO | 20 | 2013-04-30 | 2013-10-24 | 2033-10-23 | Renewables | Wind - On-Shore | Wind | Dx | Port Elgin | Bruce | Bruce
FIT 1 | 0.235 | GEDSB Pauline Johnson Collegiate | Ameresco GEDSB Solar Inc. | CO | 20 | 2012-04-30 | 2012-07-04 | 2032-04-29 | Renewables | Solar Rooftop | Solar | Dx | Brantford | Brant | Southwest
FIT 1 | 0.25 | BramKal Rooftop | 2395410 Ontario Inc. | CO | 20 | 2014-09-15 | 2014-05-21 | 2034-05-20 | Renewables | Solar Rooftop | Solar | Dx | Burlington | Halton | Southwest
FIT 1 | 82.8 | Comber West - C23Z Wind Project | 2016 Comber Wind Limited Partnership | CO | 20 | 2012-07-17 | 2011-11-08 | 2031-11-07 | Renewables | Wind - On-Shore | Wind | Tx | Comber | Chatham-Kent | West
FIT 1 | 0.075 | GEDSB Simcoe Composite | Ameresco GEDSB Solar Inc. | CO | 20 | 2014-03-11 | 2014-02-05 | 2034-02-04 | Renewables | Solar Rooftop | Solar | Dx | Simcoe | Norfolk | Southwest
FIT 1 | 0.04 | PowerStream 2010-059 | Alectra Utilities Corporation | CO | 20 | 2012-04-30 | 2011-09-14 | 2031-09-13 | Renewables | Solar Rooftop | Solar | Dx | Barrie | Simcoe | Essa
FIT 1 | 0.5 | Community Centre | Solar Income Fund LP (#5) | CO | 20 | 2014-06-30 | 2014-01-16 | 2034-01-15 | Renewables | Solar Rooftop | Solar | Dx | Cobourg | Northumberland | East
FIT 1 | 0.12 | CBSF- 170 Sharer | Mibooba Inc. | CO | 20 | 2012-04-30 | 2011-06-16 | 2031-06-15 | Renewables | Solar Rooftop | Solar | Dx | Woodbridge | York | Toronto
FIT 1 | 0.14134 | 1233910 Ontario Limited. | Alectra Utilities Corporation | CO | 20 | 2014-06-28 | 2012-08-01 | 2032-07-31 | Renewables | Solar Rooftop | Solar | Dx | Windsor | Essex | West
FIT 1 | 0.05 | Oosterhof Robertson Road | Timothy Henry Oosterhof | CO | 20 | 2014-06-28 | 2013-03-26 | 2033-03-25 | Renewables | Solar Rooftop | Solar | Dx | Wellandport | Niagara | Niagara
FIT 1 | 0.35 | T04-4780 Sheppard | OSP Solar Development, Inc. | CO | 20 | 2014-08-11 | 2015-02-05 | 2035-02-04 | Renewables | Solar Rooftop | Solar | Dx | Toronto | Toronto | Toronto
FIT 1 | 0.05 | ROW-339 Bishop St N | The Regional Municipality of Waterloo | CO | 20 | 2014-07-05 | 2012-01-26 | 2032-01-25 | Renewables | Solar Rooftop | Solar | Dx | Cambridge | Waterloo | Southwest
FIT 1 | 0.5 | Centrum Self Storage Corporation | Dymon Storage (Ottawa) Corporation | CO | 20 | 2014-07-02 | 2014-11-20 | 2034-11-19 | Renewables | Solar Rooftop | Solar | Dx | Ottawa | Ottawa | Ottawa
FIT 1 | 0.1 | Burnham Equine Arena | Paul Burnham | CO | 20 | 2012-04-30 | 2011-12-21 | 2031-12-20 | Renewables | Solar Rooftop | Solar | Dx | Cobourg | Northumberland | East
FIT 1 | 0.225 | ISS Solar | Innisfil Self Storage | CO | 20 | 2012-04-30 | 2011-11-07 | 2031-11-06 | Renewables | Solar Rooftop | Solar | Dx | Innisfil | Simcoe | Essa
FIT 1 | 0.1 | Endura Energy - Szucs Ginseng | Szucs Ginseng Inc. | CO | 20 | 2014-06-28 | 2013-10-11 | 2033-10-10 | Renewables | Solar Rooftop | Solar | Dx | Simcoe | Norfolk | Southwest
FIT 1 | 0.15 | T04-375 Middlefield | Alectra Utilities Corporation | CO | 20 | 2014-03-22 | 2014-10-31 | 2034-10-30 | Renewables | Solar Rooftop | Solar | Dx | Toronto | Toronto | Toronto
FIT 1 | 0.038 | New Dr. David Suzuki Public School | Greater Essex County District School Board | CO | 20 | 2013-04-07 | 2012-05-16 | 2032-05-15 | Renewables | Solar Rooftop | Solar | Dx | Windsor | Essex | West
FIT 1 | 0.25 | 6800 Base Line | Whyte's Foods Inc. | CO | 20 | 2014-06-16 | 2013-03-15 | 2033-03-14 | Renewables | Solar Rooftop | Solar | Dx | Wallaceburg | Chatham-Kent | West
FIT 1 | 0.2 | Menkes-50 Mural Street | Menkes Properties Inc. | CO | 20 | 2014-07-05 | 2012-10-15 | 2032-10-14 | Renewables | Solar Rooftop | Solar | Dx | Richmond Hill | York | Toronto
FIT 1 | 0.25 | Kleen-flo - 250 kW | Kleen-flo Tumbler Industries Limited | CO | 20 | 2014-06-30 | 2012-11-07 | 2032-11-06 | Renewables | Solar Rooftop | Solar | Dx | Brampton | Peel | Toronto
FIT 1 | 0.0798 | Pontes Energy | Margal Properties Inc. | CO | 20 | 2014-06-23 | 2014-12-22 | 2034-06-22 | Renewables | Solar Rooftop | Solar | Dx | Erin | Wellington | Southwest
FIT 1 | 0.1 | Vermeer Solar | Johannes G Vermeer | CO | 20 | 2012-04-30 | 2011-09-28 | 2031-09-27 | Renewables | Solar Rooftop | Solar | Dx | Forest | Lambton | West
FIT 1 | 0.039 | Gordon Yacht Harbour Marina | 1978368 Ontario Limited | CO | 20 | 2014-06-14 | 2012-05-11 | 2032-05-10 | Renewables | Solar Rooftop | Solar | Dx | Bobcaygeon | Kawartha Lakes | Essa
FIT 1 | 0.1742 | Dalts FIT | Solar Income Fund LP (#2) | CO | 20 | 2014-07-14 | 2013-02-04 | 2033-02-03 | Renewables | Solar Rooftop | Solar | Dx | Orillia | Simcoe | Essa
FIT 1 | 0.15 | General Motors Centre Solar | 2252112 Ontario Inc. | CO | 20 | 2014-07-07 | 2013-02-15 | 2033-02-14 | Renewables | Solar Rooftop | Solar | Dx | Oshawa | Durham | Toronto
FIT 1 | 0.249 | 1388319 265 Massey Rd | 1388319 Ontario Inc | CO | 20 | 2014-07-14 | 2013-03-14 | 2033-03-13 | Renewables | Solar Rooftop | Solar | Dx | Guelph | Wellington | Southwest
FIT 1 | 0.25 | 8 Riverside Drive, Trenton | Solar Income Fund LP (#5) | CO | 20 | 2014-06-21 | 2013-10-23 | 2033-10-22 | Renewables | Solar Rooftop | Solar | Dx | Astra | Hastings | East
FIT 1 | 1.6 | Merrick Landfill Project | North Bay Hydro Services Inc. | CO | 20 | 2013-04-28 | 2012-06-14 | 2032-06-13 | Renewables | Bioenergy | Landfill Gas | Dx | North Bay | Nipissing | Northeast
FIT 1 | 0.2 | M12-1040 Meyerside | Solar Income Fund LP (#5) | CO | 20 | 2014-06-23 | 2014-12-12 | 2034-06-22 | Renewables | Solar Rooftop | Solar | Dx | Mississauga | Peel | Toronto
FIT 1 | 0.07 | 240 Nebo Rd | Sunnyside Up Investments Inc. | CO | 20 | 2012-04-30 | 2012-10-16 | 2032-10-15 | Renewables | Solar Rooftop | Solar | Dx | Hamilton | Hamilton | Southwest
FIT 1 | 8 | Penn Energy - Ridgefield | Ridgefield Solar Farm Partnership | CO | 20 | 2014-07-01 | 2015-07-28 | 2034-06-30 | Renewables | Solar Ground Mounted | Solar | Dx | Dunsford | Kawartha Lakes | Essa
FIT 1 | 0.25 | 401 & Dixon Properties - 250 kW | 401 & Dixon Solar Inc. | CO | 20 | 2014-06-16 | 2013-06-10 | 2033-06-09 | Renewables | Solar Rooftop | Solar | Dx | Toronto | Toronto | Toronto
FIT 1 | 0.2495 | PowerStream 2010-066 | Alectra Utilities Corporation | CO | 20 | 2014-06-09 | 2012-12-21 | 2032-12-20 | Renewables | Solar Rooftop | Solar | Dx | Barrie | Simcoe | Essa
FIT 1 | 0.03776 | Folkens # 5 | 2 4 6 0 8 8 2 O N T A R I O L I M I T E D | CO | 20 | 2014-06-09 | 2014-12-08 | 2034-06-08 | Renewables | Solar Rooftop | Solar | Dx | Hamilton | Hamilton | Southwest
FIT 1 | 0.25 | Simcoe Farm | Standard Power Corporation | CO | 20 | 2014-06-17 | 2013-07-26 | 2033-07-25 | Renewables | Solar Rooftop | Solar | Dx | Port Perry | Simcoe | Toronto
FIT 1 | 0.25 | Rajason Associates Inc. | Alectra Utilities Corporation | CO | 20 | 2014-07-05 | 2014-11-24 | 2034-11-23 | Renewables | Solar Rooftop | Solar | Dx | Oldcastle | Essex | West
FIT 1 | 0.5 | Endura Energy - 140 Wendell | NCAP Nicola (Wendell) Ltd. | CO | 20 | 2014-06-09 | 2014-06-18 | 2034-06-08 | Renewables | Solar Rooftop | Solar | Dx | Toronto | Toronto | Toronto
FIT 1 | 0.099975 | Scarsdale | Scarsdale Business Centre | CO | 20 | 2012-04-30 | 2012-03-06 | 2032-03-05 | Renewables | Solar Rooftop | Solar | Dx | Toronto | Toronto | Toronto
FIT 1 | 0.03 | East York Civic Centre PV System | City of Toronto | CO | 20 | 2014-06-07 | 2012-01-17 | 2032-01-16 | Renewables | Solar Rooftop | Solar | Dx | Toronto | Toronto | Toronto
FIT 1 | 0.25 | 2900 St. Etienne Inc. | Alectra Utilities Corporation | CO | 20 | 2014-06-28 | 2012-07-13 | 2032-07-12 | Renewables | Solar Rooftop | Solar | Dx | Windsor | Essex | West
FIT 1 | 0.25 | Frook Biogas Facility 1 | Marl Creek Renewables Inc. | CO | 20 | 2013-06-17 | 2012-12-11 | 2032-12-10 | Renewables | Bioenergy | Biogas (On-Farm) | Dx | Elmwood | Bruce | Southwest
FIT 1 | 18.45 | GREY HIGHLANDS CLEAN ENERGY | GREY HIGHLANDS CLEAN ENERGY DEVELOPMENT LP | CO | 20 | 2014-04-14 | 2016-09-21 | 2036-09-20 | Renewables | Wind - On-Shore | Wind | Dx | Singhampton | Grey | Essa
FIT 1 | 0.5 | Cookstown Outlet Mall | TerraForm MP Solar, LLC | CO | 20 | 2014-06-28 | 2014-12-18 | 2034-12-17 | Renewables | Solar Rooftop | Solar | Dx | Cookstown | Simcoe | Southwest
FIT 1 | 0.1 | Field Farms Solar | Fields Farms Ltd. | CO | 20 | 2014-05-31 | 2012-06-11 | 2032-06-10 | Renewables | Solar Rooftop | Solar | Dx | Petrolia | Lambton | West
FIT 1 | 0.084 | Riverview1 | 2097382 Ontario Limited | CO | 20 | 2014-07-07 | 2012-04-27 | 2032-04-26 | Renewables | Solar Rooftop | Solar | Dx | Lakefield | Peterborough | East
FIT 1 | 0.25 | Innes Self Storage Corporation | Dymon Storage (Ottawa) Corporation | CO | 20 | 2014-07-02 | 2014-05-28 | 2034-05-27 | Renewables | Solar Rooftop | Solar | Dx | Ottawa | Ottawa | Ottawa
FIT 1 | 0.25 | 757182 Ontario Ltd. | 757182 Ontario Ltd. | CO | 20 | 2014-12-01 | 2014-04-25 | 2034-04-24 | Renewables | Solar Rooftop | Solar | Dx | Ayton | Grey | Southwest
FIT 1 | 0.12 | Boys & Girls Club of London | MEMORIAL BOYS' AND GIRLS' CLUB FOUNDATION INC. | CO | 20 | 2015-08-12 | 2011-07-11 | 2031-07-10 | Renewables | Solar Rooftop | Solar | Dx | London | Middlesex | West
FIT 1 | 0.25 | Norus Solar 1 | 1505010 Ontario Limited | CO | 20 | 2014-07-05 | 2012-09-14 | 2032-09-13 | Renewables | Solar Rooftop | Solar | Dx | Tottenham | Simcoe | Southwest
FIT 1 | 0.25 | #220 11 Clappison Ave, Waterdown | PSI Solar Finance 1 Limited Partnership | CO | 20 | 2014-09-15 | 2014-05-06 | 2034-05-05 | Renewables | Solar Rooftop | Solar | Dx | Hamilton | Hamilton | Southwest
FIT 1 | 0.25 | Preformed Line Products | PLP Canada Ltd. | CO | 20 | 2011-04-30 | 2010-10-29 | 2030-10-28 | Renewables | Solar Rooftop | Solar | Dx | Cambridge | Waterloo | Southwest
FIT 1 | 0.07 | M. L. Shantz | Mike and Linda Shantz | CO | 20 | 2014-06-07 | 2013-06-17 | 2033-06-16 | Renewables | Solar Rooftop | Solar | Dx | New Hamburg | Waterloo | Southwest
FIT 1 | 0.05 | C13-3020 Hawthorne Buidling 700 | PSI Solar Finance 1 Limited Partnership | CO | 20 | 2014-06-09 | 2014-04-22 | 2034-04-21 | Renewables | Solar Rooftop | Solar | Dx | Ottawa | Ottawa | Ottawa
FIT 1 | 0.05 | R05-3141 Mainway | N. Fine Investments Ltd. | CO | 20 | 2012-04-30 | 2012-10-30 | 2032-10-29 | Renewables | Solar Rooftop | Solar | Dx | Burlington | Halton | Southwest
FIT 1 | 0.25 | IKEA Solar PV North York | IKEA Properties Limited | CO | 20 | 2011-04-30 | 2011-03-22 | 2031-03-21 | Renewables | Solar Rooftop | Solar | Dx | Toronto | Toronto | Toronto
FIT 1 | 0.248 | ISPA-Building-Rooftop-PV | 114 Solar Project Limited | CO | 20 | 2012-04-30 | 2011-10-04 | 2031-10-03 | Renewables | Solar Rooftop | Solar | Dx | Halton Hills | Halton | Toronto
FIT 1 | 60 | Bluewater Wind Energy Centre | Varna Wind, LP | CO | 20 | 2015-01-04 | 2014-07-19 | 2034-07-18 | Renewables | Wind - On-Shore | Wind | Tx | Zurich | Huron | Southwest
FIT 1 | 0.075 | PowerStream 2010-064 | Alectra Utilities Corporation | CO | 20 | 2014-06-09 | 2012-06-25 | 2032-06-24 | Renewables | Solar Rooftop | Solar | Dx | Barrie | Simcoe | Essa
FIT 1 | 6.5 | RE Orillia 3 | Axium Solar Orillia 3 L.P. | CO | 20 | 2013-05-11 | 2014-02-27 | 2034-02-26 | Renewables | Solar Ground Mounted | Solar | Dx | Hawkestone | Simcoe | Essa
FIT 1 | 0.24 | Huron East | Community Solar Assets 1 Ltd. | CO | 20 | 2014-09-16 | 2014-04-14 | 2034-04-13 | Renewables | Solar Rooftop | Solar | Dx | Clinton | Huron | Southwest
FIT 1 | 0.2 | Tirecraft Solar | Barnim Property Holdings Inc. | CO | 20 | 2014-05-31 | 2012-07-24 | 2032-07-23 | Renewables | Solar Rooftop | Solar | Dx | Cambridge | Waterloo | Southwest
FIT 1 | 0.1 | St Isidore Arena | The Corporation of The Nation Municipality | CO | 20 | 2012-04-30 | 2011-07-28 | 2031-07-27 | Renewables | Solar Rooftop | Solar | Dx | St. Isidore | Prescott and Russell | Ottawa
FIT 1 | 0.0288 | St. Monica C.S. | York Catholic District School Board | CO | 20 | 2012-04-30 | 2011-11-28 | 2031-11-27 | Renewables | Solar Rooftop | Solar | Dx | Brampton | Peel | Toronto
FIT 1 | 0.25 | Cavanagh Solar 3 | Thomas Cavanagh Construction Limited | CO | 20 | 2014-07-02 | 2012-10-12 | 2032-10-11 | Renewables | Solar Rooftop | Solar | Dx | Ashton | Lanark | East
FIT 1 | 0.024395 | Hostettler 24.84kW | Adolf Hostettler | CO | 20 | 2014-07-05 | 2014-06-10 | 2034-06-09 | Renewables | Solar Rooftop | Solar | Dx | Atwood | Perth | Southwest
FIT 1 | 0.01804 | GSC Muegge | WILLY HUBER INVESTMENTS INC. | CO | 20 | 2014-07-07 | 2014-06-26 | 2034-06-25 | Renewables | Solar Rooftop | Solar | Dx | Conestogo | Waterloo | Southwest
FIT 1 | 0.048 | 30 Pinewood Dr. - 50kW Rooftop | 1691802 Ontario Ltd. | CO | 20 | 2014-07-05 | 2012-07-26 | 2032-07-25 | Renewables | Solar Rooftop | Solar | Dx | Wawa | Algoma | Northeast
FIT 1 | 0.1 | Duke of Devenshire Retirement Residence | Dymon Storage (Ottawa) Corporation | CO | 20 | 2014-07-02 | 2014-11-27 | 2034-11-26 | Renewables | Solar Rooftop | Solar | Dx | Ottawa | Ottawa | Ottawa
FIT 1 | 0.25 | Prince of Wales Self Storage Corporation | Dymon Storage (Ottawa) Corporation | CO | 20 | 2014-07-02 | 2014-11-11 | 2034-11-10 | Renewables | Solar Rooftop | Solar | Dx | Ottawa | Ottawa | Ottawa
FIT 1 | 0.1 | #135 74 McNaughton Ave, Wallaceburg | PSI Solar Finance 1 Limited Partnership | CO | 20 | 2014-06-02 | 2013-07-16 | 2033-07-15 | Renewables | Solar Rooftop | Solar | Dx | Wallaceburg | Chatham-Kent | West
FIT 1 | 0.08211 | Athena Automation | 2835085 Ontario Ltd | CO | 20 | 2011-04-30 | 2011-04-01 | 2031-03-31 | Renewables | Solar Rooftop | Solar | Dx | Woodbridge | York | Toronto
FIT 1 | 0.25 | L01-8800 Huntington | Longo Power Generation Inc. | CO | 20 | 2012-04-30 | 2011-05-09 | 2031-05-08 | Renewables | Solar Rooftop | Solar | Dx | Kleinburg | York | Toronto
FIT 1 | 10 | SNOWY RIDGE WIND PARK | SLGR Wind LP | CO | 20 | 2013-08-26 | 2016-10-05 | 2036-10-04 | Renewables | Wind - On-Shore | Wind | Dx | Bethany | Kawartha Lakes | East
FIT 1 | 0.25 | (C72) Real Canadian Superstore Main Street East | Firelight Solar LP | CO | 20 | 2014-07-23 | 2013-04-01 | 2033-03-31 | Renewables | Solar Rooftop | Solar | Dx | Milton | Halton | Southwest
FIT 1 | 0.25 | Endura Energy 6606 Rainham Road | Betty Vanderheide & William John Vanderheide | CO | 20 | 2012-04-30 | 2012-02-03 | 2032-02-02 | Renewables | Solar Rooftop | Solar | Dx | Dunnville | Haldimand | Niagara
FIT 1 | 0.075 | MMFS002PV | 1058347 Ontario Limited | CO | 20 | 2012-04-30 | 2011-09-09 | 2031-09-08 | Renewables | Solar Rooftop | Solar | Dx | Tillsonburg | Oxford | West
FIT 1 | 10 | Northland Power Solar Belleville South | Northland Power Solar Belleville South L.P. | CO | 20 | 2013-02-20 | 2013-06-21 | 2033-06-20 | Renewables | Solar Ground Mounted | Solar | Dx | Ameliasburgh | Prince Edward | East
FIT 1 | 0.02 | 2 Faywood Blvd. | Toronto Community Housing Corporation | CO | 20 | 2012-04-30 | 2012-02-02 | 2032-02-01 | Renewables | Solar Rooftop | Solar | Dx | Toronto | Toronto | Toronto
FIT 1 | 0.125 | 1040 South Service Road | 1520866 Ontario Limited | CO | 20 | 2014-06-21 | 2013-06-18 | 2033-06-17 | Renewables | Solar Rooftop | Solar | Dx | Hamilton | Hamilton | Niagara
FIT 1 | 0.285 | PowerStream 2010-118 | Alectra Utilities Corporation | CO | 20 | 2014-07-06 | 2012-08-02 | 2032-08-01 | Renewables | Solar Rooftop | Solar | Dx | Markham | York | Toronto
FIT 1 | 0.1 | Folkens # 3 | Brightroof Solar Limited Partnership | CO | 20 | 2014-06-09 | 2014-10-31 | 2034-10-30 | Renewables | Solar Rooftop | Solar | Dx | Hamilton | Hamilton | Southwest
FIT 1 | 9 | Aria | Concord Aria Partnership | CO | 20 | 2015-01-08 | 2015-10-14 | 2035-10-13 | Renewables | Solar Ground Mounted | Solar | Dx | Elmvale | Simcoe | Essa
FIT 1 | 0.25 | T04-81 Arrow | Alectra Utilities Corporation | CO | 20 | 2014-03-26 | 2014-08-27 | 2034-08-26 | Renewables | Solar Rooftop | Solar | Dx | Toronto | Toronto | Toronto
FIT 1 | 0.1 | O02-1310 Pebble | Taggart Leasing Inc. | CO | 20 | 2014-07-07 | 2014-12-31 | 2034-12-30 | Renewables | Solar Rooftop | Solar | Dx | Ottawa | Ottawa | Ottawa
FIT 1 | 0.25 | DougyJoe's Solar Farm | Douglas L. Yager | CO | 20 | 2013-09-15 | 2013-10-01 | 2033-09-30 | Renewables | Solar Rooftop | Solar | Dx | Selkirk | Haldimand | Southwest
FIT 1 | 0.175 | SPIRITO | Alectra Utilities Corporation | CO | 20 | 2014-06-28 | 2012-11-20 | 2032-11-19 | Renewables | Solar Rooftop | Solar | Dx | Mississauga | Peel | Toronto
FIT 1 | 0.1 | L01-1225 Fairview | Longo Power Generation Inc. | CO | 20 | 2014-07-06 | 2014-06-13 | 2034-06-12 | Renewables | Solar Rooftop | Solar | Dx | Burlington | Halton | Southwest
FIT 1 | 0.25 | Northern Sky Solar Farm | Solar Sky Farms Inc. | CO | 20 | 2012-04-30 | 2011-10-21 | 2031-10-20 | Renewables | Solar Rooftop | Solar | Dx | Palmerston | Wellington | Southwest
FIT 1 | 0.075 | Heritage Green | Heritage Green Seniors Centre | CO | 20 | 2014-07-21 | 2015-01-19 | 2034-07-20 | Renewables | Solar Rooftop | Solar | Dx | Hamilton | Hamilton | Southwest
FIT 1 | 0.25 | GLOBAL SOLAR | London Hydro Inc. | CO | 20 | 2014-07-21 | 2012-11-01 | 2032-10-31 | Renewables | Solar Rooftop | Solar | Dx | London | Middlesex | West
FIT 1 | 0.1 | O02-6400 Jeanne D'Arc | PSI Solar Finance 1 Limited Partnership | CO | 20 | 2014-07-12 | 2013-10-31 | 2033-10-30 | Renewables | Solar Rooftop | Solar | Dx | Ottawa | Ottawa | Ottawa
FIT 1 | 0.108 | 9Melanie | 1396496 Ontario Ltd. | CO | 20 | 2014-07-14 | 2014-03-24 | 2034-03-23 | Renewables | Solar Rooftop | Solar | Dx | Brampton | Peel | Toronto
FIT 1 | 0.2 | 85 Lappan's Lane Utilities Kingston Garage | The Corporation of the City of Kingston | CO | 20 | 2014-07-12 | 2013-02-12 | 2033-02-11 | Renewables | Solar Rooftop | Solar | Dx | Kingston | Frontenac | East
FIT 1 | 0.25 | (C40) Zehrs Geneva Street | Firelight Solar LP | CO | 20 | 2014-03-22 | 2014-06-04 | 2034-06-03 | Renewables | Solar Rooftop | Solar | Dx | St. Catharines | Niagara | Niagara
FIT 1 | 0.096 | 420 Thompson | MCC-RESENDES LANDS INC. | CO | 20 | 2011-04-30 | 2011-05-11 | 2031-04-29 | Renewables | Solar Rooftop | Solar | Dx | Cambridge | Waterloo | Southwest
FIT 1 | 0.25 | 8100 Warden 250kW PV | The Corporation of The Town of Markham | CO | 20 | 2011-04-30 | 2010-12-23 | 2030-12-22 | Renewables | Solar Rooftop | Solar | Dx | Markham | York | Toronto
FIT 1 | 0.45 | H06-17850 YONGE | PSI Solar Finance 1 Limited Partnership | CO | 20 | 2014-07-29 | 2013-12-04 | 2033-12-03 | Renewables | Solar Rooftop | Solar | Dx | Newmarket | York | Essa
FIT 1 | 0.5 | Endura Energy - 450 Dobbie | Highroad Estates Inc. | CO | 20 | 2014-06-09 | 2014-08-18 | 2034-08-17 | Renewables | Solar Rooftop | Solar | Dx | Cambridge | Waterloo | Southwest
FIT 1 | 0.25 | Coventry Self Storage Corporation | Dymon Storage (Ottawa) Corporation | CO | 20 | 2014-07-02 | 2014-05-29 | 2034-05-28 | Renewables | Solar Rooftop | Solar | Dx | Ottawa | Ottawa | Ottawa
FIT 1 | 0.15 | O02-679 Deancourt | PSI Solar Finance 1 Limited Partnership | CO | 20 | 2014-07-14 | 2014-08-06 | 2034-08-05 | Renewables | Solar Rooftop | Solar | Dx | Ottawa | Ottawa | Ottawa
FIT 1 | 0.15 | G04-180 Constellation | Mann (002013-921 Barton) Limited Partnership | CO | 20 | 2014-06-28 | 2014-12-17 | 2034-12-16 | Renewables | Solar Rooftop | Solar | Dx | Hamilton | Hamilton | Niagara
FIT 1 | 0.15 | P05-896 Meyerside | Sky Solar (Canada) FIT 1 Limited Partnership | CO | 20 | 2014-07-29 | 2014-11-26 | 2034-11-25 | Renewables | Solar Rooftop | Solar | Dx | Mississauga | Peel | Toronto
FIT 1 | 0.35 | C10-256 Aviva Park | Skyline Clean Energy Holdings Inc. | CO | 20 | 2014-03-18 | 2014-09-12 | 2034-09-11 | Renewables | Solar Rooftop | Solar | Dx | Woodbridge | York | Toronto
FIT 1 | 0.25 | Menkes- 275 Britannia | Menkes Properties Inc. | CO | 20 | 2014-06-14 | 2013-08-14 | 2033-08-13 | Renewables | Solar Rooftop | Solar | Dx | Mississauga | Peel | Toronto
FIT 1 | 0.25 | 11160 Yonge Street | TerraForm MP Solar, LLC | CO | 20 | 2014-06-30 | 2014-03-11 | 2034-03-10 | Renewables | Solar Rooftop | Solar | Dx | Richmond Hill | York | Toronto
FIT 1 | 0.25 | (C46) Zehrs Great Food Manning Road | Firelight Solar LP | CO | 20 | 2014-03-23 | 2013-09-20 | 2033-09-19 | Renewables | Solar Rooftop | Solar | Dx | Windsor | Essex | West
FIT 1 | 0.05 | C13-1501 Innes | PSI Solar Finance 1 Limited Partnership | CO | 20 | 2014-06-09 | 2014-11-26 | 2034-11-25 | Renewables | Solar Rooftop | Solar | Dx | Ottawa | Ottawa | Ottawa
FIT 1 | 0.25 | Merani Solar I | Ontario Solar Provider Inc. | CO | 20 | 2014-06-02 | 2013-06-11 | 2033-06-10 | Renewables | Solar Rooftop | Solar | Dx | St. Catharines | Niagara | Niagara
FIT 1 | 0.04 | 4241 Victoria Av | 1000799684 Ontario Inc. | CO | 20 | 2014-06-28 | 2013-01-16 | 2033-01-15 | Renewables | Solar Rooftop | Solar | Dx | Lincoln | Niagara | Niagara
FIT 1 | 0.25 | Active Mould & Design Limited | Alectra Utilities Corporation | CO | 20 | 2014-07-21 | 2014-02-24 | 2034-02-23 | Renewables | Solar Rooftop | Solar | Dx | Oldcastle | Essex | West
FIT 1 | 0.1064 | Stone Mills Roads Facility | The Corporation of the Township of Stone Mills | CO | 20 | 2012-04-30 | 2011-07-12 | 2031-07-11 | Renewables | Solar Rooftop | Solar | Dx | Centreville | Lennox and Addington | East
FIT 1 | 0.1113 | FIT 1 | Robin and Michelle Burgsma | CO | 20 | 2012-04-30 | 2011-05-24 | 2031-05-23 | Renewables | Solar Rooftop | Solar | Dx | Wroxeter | Huron | Southwest
FIT 1 | 0.15 | T04-1020 Wonderland | Alectra Utilities Corporation | CO | 20 | 2014-03-29 | 2014-05-23 | 2034-05-22 | Renewables | Solar Rooftop | Solar | Dx | London | Middlesex | West
FIT 1 | 0.0556 | ROW - 34 Manitou Drive | The Regional Municipality of Waterloo | CO | 20 | 2014-07-14 | 2013-08-23 | 2033-08-22 | Renewables | Solar Rooftop | Solar | Dx | Kitchener | Waterloo | Southwest
FIT 1 | 0.0738 | Lightning on Line | United Mennonite Educational Institute | CO | 20 | 2014-07-21 | 2013-02-06 | 2033-02-05 | Renewables | Solar Rooftop | Solar | Dx | Leamington | Essex | West
FIT 1 | 0.35 | Saptashva Solar, S.A - FIT - Jobal | DHM Holdings and Financing Ltd. | CO | 20 | 2014-06-07 | 2012-12-07 | 2032-12-06 | Renewables | Solar Rooftop | Solar | Dx | Brampton | Peel | Toronto
FIT 1 | 0.4 | H06-500 LANSDOWNE | PSI Solar Finance 1 Limited Partnership | CO | 20 | 2014-04-01 | 2014-05-30 | 2034-05-29 | Renewables | Solar Rooftop | Solar | Dx | Peterborough | Peterborough | East
FIT 1 | 0.4 | H06-99 CROSS | MOM Solar Limited Partnership | CO | 20 | 2012-04-30 | 2012-10-01 | 2032-09-30 | Renewables | Solar Rooftop | Solar | Dx | Oakville | Halton | Toronto
FIT 1 | 0.1 | Canadian Solar Developers Ltd. L.P.#5 | Mann Ground Mount Solar Ltd. | CO | 20 | 2013-08-24 | 2014-05-20 | 2033-08-23 | Renewables | Solar Ground Mounted | Solar | Dx | Union | Elgin | West
FIT 1 | 0.05 | SunMac1 | Aleafia Farms Inc. | CO | 20 | 2012-04-30 | 2011-06-06 | 2031-06-05 | Renewables | Solar Rooftop | Solar | Dx | Blackstock | Durham | Toronto
FIT 1 | 0.1 | Hewitt Road | DeVries Family Farms Inc. | CO | 20 | 2014-06-09 | 2014-01-20 | 2034-01-19 | Renewables | Solar Rooftop | Solar | Dx | Welland | Niagara | Niagara
FIT 1 | 0.3 | 620 Supertest Rd | Solar Income Fund LP (#5) | CO | 20 | 2013-07-25 | 2013-07-19 | 2033-07-18 | Renewables | Solar Rooftop | Solar | Dx | Toronto | Toronto | Toronto
FIT 1 | 0.018 | Saptashva Solar, S.A - FIT - Gulu 1475 | 1000851861 ONTARIO INC. | CO | 20 | 2014-06-07 | 2015-01-20 | 2035-01-19 | Renewables | Solar Rooftop | Solar | Dx | Toronto | Toronto | Toronto
FIT 1 | 0.49491 | (C1) Real Canadian Superstore Innes Road | Northland Power Rooftop Solar I Partnership | CO | 20 | 2012-04-30 | 2011-09-29 | 2031-09-28 | Renewables | Solar Rooftop | Solar | Dx | Ottawa | Ottawa | Ottawa
FIT 1 | 0.25 | Wal-mart Store #1111 | Wal-mart Canada Corp | CO | 20 | 2012-04-30 | 2012-03-23 | 2032-03-22 | Renewables | Solar Rooftop | Solar | Dx | Kitchener | Waterloo | Southwest
FIT 1 | 0.44096 | Metro Enterprises Inc. | Alectra Utilities Corporation | CO | 20 | 2014-06-23 | 2013-01-31 | 2033-01-30 | Renewables | Solar Rooftop | Solar | Dx | Windsor | Essex | West
FIT 1 | 0.0114 | RBC Dundas | Amp Canada Inc. | CO | 20 | 2014-06-30 | 2014-11-13 | 2034-06-29 | Renewables | Solar Rooftop | Solar | Dx | Hamilton | Hamilton | Southwest
FIT 1 | 0.2494 | Bethridge 155 Solar | 2 V Bethridge Road Investments Corp. | CO | 20 | 2014-06-14 | 2014-12-01 | 2034-06-13 | Renewables | Solar Rooftop | Solar | Dx | Toronto | Toronto | Toronto
FIT 1 | 0.25 | 7659 Bramalea Road | Texran Enterprises Inc. | CO | 20 | 2014-08-03 | 2013-03-12 | 2033-03-11 | Renewables | Solar Rooftop | Solar | Dx | Brampton | Peel | Toronto
FIT 1 | 0.03 | 51236 CHALET LINE RR#1 | JAKE THIESSEN AND NETTIE THIESSEN | CO | 20 | 2014-06-30 | 2012-07-30 | 2032-07-29 | Renewables | Solar Rooftop | Solar | Dx | Aylmer | Elgin | West
FIT 1 | 0.15 | NKB Solar | N.K.B. Holdings Ltd. | CO | 20 | 2014-06-16 | 2012-07-30 | 2032-07-29 | Renewables | Solar Rooftop | Solar | Dx | Listowel | Perth | Southwest
FIT 1 | 0.1 | 30 TYCOS | DC Solar Power Corp | CO | 20 | 2014-03-29 | 2013-08-09 | 2033-08-08 | Renewables | Solar Rooftop | Solar | Dx | Toronto | Toronto | Toronto
FIT 1 | 6.15 | Whittington Wind Farm | SWNS Wind LP | CO | 20 | 2015-04-04 | 2014-11-21 | 2034-11-20 | Renewables | Wind - On-Shore | Wind | Dx | Orangeville | Dufferin | Southwest
FIT 1 | 0.09979 | 600 Deziel 2 | Solar Income Fund LP (#2) | CO | 20 | 2014-06-30 | 2014-01-21 | 2034-01-20 | Renewables | Solar Rooftop | Solar | Dx | Windsor | Essex | West
FIT 1 | 0.05 | NR1 | Nico Reyneveld | CO | 20 | 2013-08-11 | 2011-10-18 | 2031-10-17 | Renewables | Solar Rooftop | Solar | Dx | Tavistock | Oxford | Southwest
FIT 1 | 0.16 | Saptashva Solar, S.A - FIT - Gulu 20 | QRes VI Operating LP | CO | 20 | 2014-06-07 | 2014-06-27 | 2034-06-06 | Renewables | Solar Rooftop | Solar | Dx | Toronto | Toronto | Toronto
FIT 1 | 0.085 | Van Arem Farm | Theodorus van Arem | CO | 20 | 2013-07-21 | 2012-07-24 | 2032-07-23 | Renewables | Solar Rooftop | Solar | Dx | Tottenham | Simcoe | Southwest
FIT 1 | 1.6 | Bensfort Road LFG Generation Project | LFG Power Corporation | CO | 20 | 2013-02-02 | 2013-05-11 | 2033-02-01 | Renewables | Bioenergy | Landfill Gas | Dx | Peterborough | Peterborough | East
FIT 1 | 0.25 | Endura Energy - 399 Vansickle | 2248531 Ontario Inc. | CO | 20 | 2014-06-07 | 2013-08-02 | 2033-08-01 | Renewables | Solar Rooftop | Solar | Dx | St. Catharines | Niagara | Niagara
FIT 1 | 0.25 | 95 John Street | Fovere Glenbarra Energy Fund I Limited Partnership | CO | 20 | 2014-06-14 | 2012-08-20 | 2032-08-19 | Renewables | Solar Rooftop | Solar | Dx | Orangeville | Dufferin | Southwest
FIT 1 | 0.1 | (C35) Real Canadian Superstore Mavis Road | Firelight Solar LP | CO | 20 | 2014-03-15 | 2013-02-28 | 2033-02-27 | Renewables | Solar Rooftop | Solar | Dx | Mississauga | Peel | Toronto
FIT 1 | 0.15 | T04-1776 O'Connor | Alectra Utilities Corporation | CO | 20 | 2014-03-30 | 2013-10-21 | 2033-10-20 | Renewables | Solar Rooftop | Solar | Dx | Toronto | Toronto | Toronto
FIT 1 | 0.5 | 1000 Wye Valley Road | SunEdison DG Operating Holdings-2, LLC | CO | 20 | 2012-04-30 | 2012-03-08 | 2032-03-07 | Renewables | Solar Rooftop | Solar | Dx | Midland | Simcoe | Essa
FIT 1 | 230 | Niagara Region Wind Farm | FWRN LP | CO | 20 | 2014-06-08 | 2016-11-02 | 2036-11-01 | Renewables | Wind - On-Shore | Wind | Tx | Wellandport | Niagara | Southwest
FIT 1 | 0.2495 | Hayter Turkey Farm | SE 2011 LP | CO | 20 | 2014-06-14 | 2012-11-12 | 2032-11-11 | Renewables | Solar Rooftop | Solar | Dx | Dashwood | Huron | Southwest
FIT 1 | 10 | RE Waubaushene 3 | Aurora Waubaushene 3 Limited Partnership | CO | 20 | 2013-02-17 | 2013-03-28 | 2033-03-27 | Renewables | Solar Ground Mounted | Solar | Dx | Wyebridge | Simcoe | Essa
FIT 1 | 0.15 | O02-1900 Dauphin | Conseil scolaire de district catholique du Centre-Est de l'Ontario | CO | 20 | 2014-07-12 | 2015-02-23 | 2035-02-22 | Renewables | Solar Rooftop | Solar | Dx | Ottawa | Ottawa | Ottawa
FIT 1 | 0.026 | Saptashva Solar, S.A - FIT - Gulu 1469 | 1000851861 ONTARIO INC. | CO | 20 | 2014-06-07 | 2015-01-20 | 2035-01-19 | Renewables | Solar Rooftop | Solar | Dx | Toronto | Toronto | Toronto
FIT 1 | 0.075 | 26 Robb Blvd | OFIT Inc. | CO | 20 | 2014-07-08 | 2014-08-21 | 2034-08-20 | Renewables | Solar Rooftop | Solar | Dx | Orangeville | Dufferin | Southwest
FIT 1 | 0.25 | 7650 Markham Rd. | MOM Solar Limited Partnership | CO | 20 | 2012-04-30 | 2012-04-30 | 2032-04-29 | Renewables | Solar Rooftop | Solar | Dx | Markham | York | Toronto
FIT 1 | 0.25 | 950 South Service Road | Galanda Properties Inc. | CO | 20 | 2014-07-27 | 2013-03-14 | 2033-03-13 | Renewables | Solar Rooftop | Solar | Dx | Hamilton | Hamilton | Niagara
FIT 1 | 2.3 | Q1WEC | 2825411 Ontario Inc. | CO | 20 | 2014-07-05 | 2015-08-14 | 2034-07-04 | Renewables | Wind - On-Shore | Wind | Dx | Tiverton | Bruce | Bruce
FIT 1 | 0.11 | CEPEO L'Academie de La Seigneurie | Ameresco CEPEO Solar Inc. | CO | 20 | 2012-04-30 | 2012-10-01 | 2032-04-29 | Renewables | Solar Rooftop | Solar | Dx | Casselman | Prescott and Russell | Ottawa
FIT 1 | 10 | Penn Energy - VanDorp | Port Hope Solar Farm Partnership | CO | 20 | 2014-11-14 | 2015-12-18 | 2035-12-17 | Renewables | Solar Ground Mounted | Solar | Dx | Port Hope | Northumberland | East
FIT 1 | 0.114 | Lot 13, Concession 8, Municipality of South Bruce | Marley Farms Ltd. | CO | 20 | 2014-06-16 | 2014-11-04 | 2034-11-03 | Renewables | Solar Rooftop | Solar | Dx | Teeswater | Bruce | Southwest
FIT 1 | 10 | EarthLight | Concord EarthLight Partnership | CO | 20 | 2015-01-07 | 2015-11-19 | 2035-11-18 | Renewables | Solar Ground Mounted | Solar | Dx | Pefferlaw | York | Essa
FIT 1 | 0.25 | 6850 Baseline Road | Brightroof Solar Limited Partnership | CO | 20 | 2014-03-25 | 2013-04-05 | 2033-04-04 | Renewables | Solar Rooftop | Solar | Dx | Wallaceburg | Chatham-Kent | West
FIT 1 | 0.1 | GEDSB Paris DHS | Ameresco GEDSB Solar Inc. | CO | 20 | 2012-04-30 | 2012-10-29 | 2032-10-28 | Renewables | Solar Rooftop | Solar | Dx | Paris | Brant | Southwest
FIT 1 | 0.165 | Peter Hillen Solar I | 2251052 Ontario Inc. | CO | 20 | 2014-07-21 | 2012-06-18 | 2032-06-17 | Renewables | Solar Rooftop | Solar | Dx | Mount Brydges | Middlesex | West
FIT 1 | 0.0304 | Sault College RMI Demonstration Project | Rowswell & Moss Inc | CO | 20 | 2014-07-21 | 2012-12-14 | 2032-12-13 | Renewables | Solar Ground Mounted | Solar | Dx | Sault Ste. Marie | Algoma | Northeast
FIT 1 | 0.1 | 15835 Robins HIll | Blue Planet Canada Inc. | CO | 20 | 2014-07-21 | 2012-11-01 | 2032-10-31 | Renewables | Solar Rooftop | Solar | Dx | London | Middlesex | West
FIT 1 | 6.5 | RE Midhurst 4 | Met Axium Solar Midhurst 4 L.P. | CO | 20 | 2013-07-20 | 2014-02-26 | 2034-02-25 | Renewables | Solar Ground Mounted | Solar | Dx | Oro | Simcoe | Essa
FIT 1 | 0.25 | A10-50 Ottawa | Fengate (FGDI) Limited Partnership | CO | 20 | 2014-06-30 | 2015-02-10 | 2035-02-09 | Renewables | Solar Rooftop | Solar | Dx | Kitchener | Waterloo | Southwest
FIT 1 | 10 | Simcoe Solar Energy Centre I | TerraForm Ontario Solar LP | CO | 20 | 2015-09-03 | 2013-08-23 | 2033-08-22 | Renewables | Solar Ground Mounted | Solar | Dx | Woodville | Kawartha Lakes | Essa
FIT 1 | 0.06877 | CEPEO Des Sentiers | Ameresco CEPEO Solar Inc. | CO | 20 | 2012-04-30 | 2012-11-15 | 2032-04-29 | Renewables | Solar Rooftop | Solar | Dx | Ottawa | Ottawa | Ottawa
FIT 1 | 10 | Northland Power Solar Martin's Meadows | Northland Power Solar Martin's Meadows L.P. | CO | 20 | 2014-09-05 | 2015-08-13 | 2035-08-12 | Renewables | Solar Ground Mounted | Solar | Tx | Cochrane | Cochrane | Northeast
FIT 1 | 0.03 | GSU Photovoltaic Generation Feasibility Study | 1700211 Ontario Inc | CO | 20 | 2014-08-26 | 2015-01-27 | 2034-08-25 | Renewables | Solar Ground Mounted | Solar | Dx | Sudbury | Greater Sudbury | Northeast
FIT 1 | 0.45 | H06-90 BILLY BISHOP | MOM Solar Limited Partnership | CO | 20 | 2012-04-30 | 2012-09-25 | 2032-04-29 | Renewables | Solar Rooftop | Solar | Dx | Toronto | Toronto | Toronto
FIT 1 | 10 | Norfolk Bloomsburg TS | SunE Norfolk Bloomsburg LP | CO | 20 | 2013-04-27 | 2013-02-27 | 2033-02-26 | Renewables | Solar Ground Mounted | Solar | Dx | Simcoe | Norfolk | Southwest
FIT 1 | 0.075 | Robert and Samantha Crowley | Robert and Samantha Crowley | CO | 20 | 2012-04-30 | 2011-12-14 | 2031-12-13 | Renewables | Solar Rooftop | Solar | Dx | Peterborough | Peterborough | East
FIT 1 | 0.25 | 1450 Castlefield | Fovere Glenbarra Energy Fund II Limited Partnership | CO | 20 | 2014-07-12 | 2014-02-05 | 2034-02-04 | Renewables | Solar Rooftop | Solar | Dx | Toronto | Toronto | Toronto
FIT 1 | 0.25 | Republic Canadian Drawn, Inc. | Solar Sunbelt General Partnership | CO | 20 | 2014-07-14 | 2013-07-13 | 2033-07-12 | Renewables | Solar Rooftop | Solar | Dx | Hamilton | Hamilton | Southwest
FIT 1 | 0.085 | RK Strome | Ron & Kim Strome | CO | 20 | 2014-06-09 | 2014-09-23 | 2034-06-08 | Renewables | Solar Rooftop | Solar | Dx | Brussels | Huron | Southwest
FIT 1 | 0.15 | H06-470 HOLLAND | PSI Solar Finance 1 Limited Partnership | CO | 20 | 2014-07-06 | 2014-08-07 | 2034-08-06 | Renewables | Solar Rooftop | Solar | Dx | Bradford | Simcoe | Essa
FIT 1 | 0.2209 | 34 Stafford Road | Sanjoy Developments Limited | CO | 20 | 2013-04-05 | 2012-03-16 | 2032-03-15 | Renewables | Solar Rooftop | Solar | Dx | Ottawa | Ottawa | Ottawa
FIT 1 | 0.1 | Canadian Solar Developers Ltd. L.P.#10 | Mann Ground Mount Solar Ltd. | CO | 20 | 2013-08-03 | 2014-02-05 | 2033-08-02 | Renewables | Solar Ground Mounted | Solar | Dx | Midhurst | Simcoe | Essa
FIT 1 | 0.25 | Judricks Enterprises Limited Ground | Solar Income Fund LP (#5) | CO | 20 | 2014-07-21 | 2014-09-08 | 2034-07-20 | Renewables | Solar Ground Mounted | Solar | Dx | Windsor | Essex | West
FIT 1 | 0.0927 | GEDSB North Ward | Ameresco GEDSB Solar Inc. | CO | 20 | 2012-04-30 | 2012-03-12 | 2032-03-11 | Renewables | Solar Rooftop | Solar | Dx | Paris | Brant | Southwest
FIT 1 | 0.15 | O02-131 Greenbank | 9747770 Canada Inc. | CO | 20 | 2014-07-12 | 2015-02-23 | 2035-02-22 | Renewables | Solar Rooftop | Solar | Dx | Ottawa | Ottawa | Ottawa
FIT 1 | 0.5 | One Natura Way | Cambridge Solar Energy Limited Partnership | CO | 20 | 2014-05-31 | 2013-12-13 | 2033-12-12 | Renewables | Solar Rooftop | Solar | Dx | Cambridge | Waterloo | Southwest
FIT 1 | 0.175 | 285 Nash Road North | Sunny Day Energy Inc. | CO | 20 | 2014-08-06 | 2014-08-14 | 2034-08-13 | Renewables | Solar Rooftop | Solar | Dx | Hamilton | Hamilton | Southwest
FIT 1 | 0.25 | 2196318 Ontario Inc | Chippewas of Rama First Nation | CO | 20 | 2014-06-23 | 2014-12-01 | 2034-11-30 | Renewables | Solar Rooftop | Solar | Dx | Orillia | Simcoe | Essa
FIT 1 | 0.1 | Folkens # 2 | Brightroof Solar Limited Partnership | CO | 20 | 2014-06-09 | 2014-09-05 | 2034-09-04 | Renewables | Solar Rooftop | Solar | Dx | Hamilton | Hamilton | Southwest
FIT 1 | 0.0882 | West Village Suites | Solar Finance Inc. | CO | 20 | 2012-04-30 | 2011-08-12 | 2031-08-11 | Renewables | Solar Rooftop | Solar | Dx | Hamilton | Hamilton | Southwest
FIT 1 | 0.12 | Pyung Hwa Food | Solartek Inc. | CO | 20 | 2014-07-14 | 2012-11-30 | 2032-11-29 | Renewables | Solar Rooftop | Solar | Dx | Toronto | Toronto | Toronto
FIT 1 | 0.225 | #674 656 Erb Street West, Waterloo | PSI Solar Finance 1 Limited Partnership | CO | 20 | 2014-09-15 | 2013-08-12 | 2033-08-11 | Renewables | Solar Rooftop | Solar | Dx | Waterloo | Waterloo | Southwest
FIT 1 | 0.25 | 7345 East Danbro Crescent | Stellarbridge Management Inc. | CO | 20 | 2014-05-31 | 2014-05-06 | 2034-05-05 | Renewables | Solar Rooftop | Solar | Dx | Mississauga | Peel | Southwest
FIT 1 | 0.05 | P08-5030 Maingate | WAG REAL ESTATE INVESTMENTS INC. | CO | 20 | 2012-04-30 | 2012-10-04 | 2032-10-03 | Renewables | Solar Rooftop | Solar | Dx | Mississauga | Peel | Toronto
FIT 1 | 0.05 | P11-9 Allaura | Tricorp Holdings Inc. | CO | 20 | 2014-06-23 | 2014-12-19 | 2034-12-18 | Renewables | Solar Rooftop | Solar | Dx | Aurora | York | Essa
FIT 1 | 0.03 | Pehlemann Solar | Mark Pehlemann | CO | 20 | 2014-06-23 | 2014-06-12 | 2034-06-11 | Renewables | Solar Rooftop | Solar | Dx | Port Perry | Simcoe | Toronto
FIT 1 | 0.235 | The Barn | Silent Solar Tec Inc. | CO | 20 | 2013-07-21 | 2011-09-28 | 2031-09-27 | Renewables | Solar Rooftop | Solar | Dx | Maidstone | Essex | West
FIT 1 | 0.25 | (C24) Real Canadian Superstore Talbot Street East | Firelight Solar LP | CO | 20 | 2014-03-22 | 2013-09-20 | 2033-09-19 | Renewables | Solar Rooftop | Solar | Dx | Leamington | Essex | West
FIT 1 | 0.25 | 545 Speedvale Avenue | 1258601 Ontario Inc. | CO | 20 | 2013-08-03 | 2012-04-24 | 2032-04-23 | Renewables | Solar Rooftop | Solar | Dx | Guelph | Wellington | Southwest
FIT 1 | 0.25 | B01-144 Mohawk | Firelight Solar LP | CO | 20 | 2014-03-23 | 2012-06-01 | 2032-05-31 | Renewables | Solar Rooftop | Solar | Dx | Brantford | Brant | Southwest
FIT 1 | 0.03 | 1884 Sheppard Ave W | Toronto Community Housing Corporation | CO | 20 | 2012-04-30 | 2012-04-02 | 2032-04-01 | Renewables | Solar Rooftop | Solar | Dx | Toronto | Toronto | Toronto
FIT 1 | 0.5 | S11-165 Summerlea | LH Solar Inc. | CO | 20 | 2014-06-10 | 2015-01-21 | 2034-06-09 | Renewables | Solar Rooftop | Solar | Dx | Brampton | Peel | Toronto
FIT 1 | 0.1 | Horizon Utilities - Stoney Creek Location | Solar Sunbelt General Partnership | CO | 20 | 2014-06-07 | 2012-08-29 | 2032-08-28 | Renewables | Solar Rooftop | Solar | Dx | Hamilton | Hamilton | Niagara
FIT 1 | 0.11997 | 6740 Davand | Solaire Kapuskasing Solar Inc. | CO | 20 | 2014-07-07 | 2014-12-19 | 2034-12-18 | Renewables | Solar Rooftop | Solar | Dx | Mississauga | Peel | Toronto
FIT 1 | 0.2 | 830 Industrial Ave | PSI Solar Finance 1 Limited Partnership | CO | 20 | 2013-03-31 | 2013-09-18 | 2033-03-30 | Renewables | Solar Rooftop | Solar | Dx | Ottawa | Ottawa | Ottawa
FIT 1 | 0.199 | Kinghaven Solarworks | Kinghaven Farms Limited | CO | 20 | 2014-06-14 | 2012-12-18 | 2032-12-17 | Renewables | Solar Rooftop | Solar | Dx | King City | York | Toronto
FIT 1 | 10 | Liskeard 4 | Axium Infinity Solar LP | CO | 20 | 2014-09-05 | 2014-07-17 | 2034-07-16 | Renewables | Solar Ground Mounted | Solar | Tx | New Liskeard | Timiskaming | Northeast
FIT 1 | 0.24 | SunPrinting | Solartek Inc. | CO | 20 | 2014-07-14 | 2015-01-09 | 2034-07-13 | Renewables | Solar Rooftop | Solar | Dx | Toronto | Toronto | Toronto
FIT 1 | 0.35 | (C81) Real Canadian Superstore Queensway East | Firelight Solar LP | CO | 20 | 2014-06-15 | 2014-08-29 | 2034-08-28 | Renewables | Solar Rooftop | Solar | Dx | Simcoe | Norfolk | Southwest
FIT 1 | 0.03 | Skylar Van Osch Farm | SE 2011 LP | CO | 20 | 2014-07-07 | 2012-08-27 | 2032-08-26 | Renewables | Solar Rooftop | Solar | Dx | Crediton | Huron | Southwest
FIT 1 | 0.25 | Menkes-350 Britannia | Castleberry Investments Limited | CO | 20 | 2014-06-07 | 2013-01-16 | 2033-01-15 | Renewables | Solar Rooftop | Solar | Dx | Mississauga | Peel | Toronto
FIT 1 | 0.0245 | MBrisson Garage | 1585761 Ontario Inc. | CO | 20 | 2012-04-30 | 2011-08-05 | 2031-08-04 | Renewables | Solar Rooftop | Solar | Dx | Casselman | Prescott and Russell | East
FIT 1 | 0.12 | ROW - 9 Westgate Crt | The Regional Municipality of Waterloo | CO | 20 | 2013-07-06 | 2013-06-26 | 2033-06-25 | Renewables | Solar Rooftop | Solar | Dx | Cambridge | Waterloo | Southwest
FIT 1 | 0.044505 | SOLAR CCONNECTIONS | WC Enerco Inc. | CO | 20 | 2014-06-17 | 2014-12-10 | 2034-06-16 | Renewables | Solar Rooftop | Solar | Dx | Barrie | Simcoe | Essa
FIT 1 | 0.25 | Terra Niagara # 3 | Plan B Energy Terra Niagara 3 LP | CO | 20 | 2014-07-21 | 2014-12-22 | 2034-07-20 | Renewables | Solar Rooftop | Solar | Dx | St. Catharines | Niagara | Niagara
FIT 1 | 0.25 | 560 Denison Street | GBG Solar 2010 Partnership | CO | 20 | 2014-08-26 | 2013-08-15 | 2033-08-14 | Renewables | Solar Rooftop | Solar | Dx | Markham | York | Toronto
FIT 1 | 0.09 | Joyce Solar Farm (100KW) | Alectra Utilities Corporation | CO | 20 | 2012-04-30 | 2012-09-12 | 2032-09-11 | Renewables | Solar Rooftop | Solar | Dx | Selby | Lennox and Addington | East
FIT 1 | 0.026 | Saptashva Solar, S.A - FIT - Gulu 1481 | 1000851861 ONTARIO INC. | CO | 20 | 2014-06-07 | 2015-01-20 | 2035-01-19 | Renewables | Solar Rooftop | Solar | Dx | Toronto | Toronto | Toronto
FIT 1 | 0.38 | Atlantic Packaging - 350 Midwest Ave | Atlantic Packaging Products Ltd. | CO | 20 | 2012-04-30 | 2011-10-03 | 2031-10-02 | Renewables | Solar Rooftop | Solar | Dx | Toronto | Toronto | Toronto
FIT 1 | 0.04 | First Line 100KW | Dan Matten | CO | 20 | 2014-07-21 | 2015-01-02 | 2035-01-01 | Renewables | Solar Rooftop | Solar | Dx | York | Haldimand | Southwest
FIT 1 | 10 | Welland Ridge Road | SunE Welland Ridge LP | CO | 20 | 2013-04-23 | 2014-09-24 | 2034-09-23 | Renewables | Solar Ground Mounted | Solar | Dx | Welland | Niagara | Niagara
FIT 1 | 0.06 | CEPEO Elementary Charlotte Lemieux | Ameresco CEPEO Solar Inc. | CO | 20 | 2012-04-30 | 2012-10-26 | 2032-04-29 | Renewables | Solar Rooftop | Solar | Dx | Ottawa | Ottawa | Ottawa
FIT 1 | 0.15 | E&M Copper | SE 2011 LP | CO | 20 | 2014-07-02 | 2012-11-27 | 2032-11-26 | Renewables | Solar Rooftop | Solar | Dx | Brantford | Brant | Southwest
FIT 1 | 0.135 | Hendrick Holdings Inc. | Hendrick Holdings Inc. | CO | 20 | 2012-04-30 | 2011-07-25 | 2031-07-24 | Renewables | Solar Rooftop | Solar | Dx | Elmira | Waterloo | Southwest
FIT 1 | 6.4 | WM Ottawa Landfill Gas to Energy | Waste Management of Canada Corporation | CO | 20 | 2013-03-10 | 2010-04-14 | 2030-04-13 | Renewables | Bioenergy | Landfill Gas | Dx | Carp | Ottawa | Ottawa
FIT 1 | 0.5 | (C71) Real Canadian Superstore Brimley Road | Firelight Solar LP | CO | 20 | 2014-03-16 | 2013-09-27 | 2033-09-26 | Renewables | Solar Rooftop | Solar | Dx | Toronto | Toronto | Toronto
FIT 1 | 0.1 | Water Treatment Plant | PUC Services Inc. | CO | 20 | 2013-08-26 | 2011-06-15 | 2031-06-14 | Renewables | Solar Rooftop | Solar | Dx | Sault Ste. Marie | Algoma | Northeast
FIT 1 | 0.25 | M01-1080 Clay | Rowhedge Construction Limited | CO | 20 | 2014-06-21 | 2014-12-19 | 2034-12-18 | Renewables | Solar Rooftop | Solar | Dx | Burlington | Halton | Southwest
FIT 1 | 0.07774 | GEDSB Cedarland | Ameresco GEDSB Solar Inc. | CO | 20 | 2012-04-30 | 2011-10-20 | 2031-10-19 | Renewables | Solar Rooftop | Solar | Dx | Brantford | Brant | Southwest
FIT 1 | 0.5 | Norland Dam Hydropower Development | Timber Run Hydropower Corporation | CO | 40 | 2019-02-25 | 2017-06-14 | 2057-06-13 | Renewables | Hydroelectricity | Waterpower | Dx | Coboconk | Kawartha Lakes | Essa
FIT 1 | 0.25 | Bethridge 165 Solar | 2 V Bethridge Road Investments Corp. | CO | 20 | 2014-06-06 | 2013-11-12 | 2033-11-11 | Renewables | Solar Rooftop | Solar | Dx | Toronto | Toronto | Toronto
FIT 1 | 0.499 | Quinte Sports Centre Solar Farm | The Corporation of the City of Belleville | CO | 20 | 2012-04-30 | 2012-02-16 | 2032-02-15 | Renewables | Solar Rooftop | Solar | Dx | Belleville | Hastings | East
FIT 1 | 0.1 | Kradale Solar #1 | Kradale Acres Limited | CO | 20 | 2014-07-21 | 2012-10-24 | 2032-10-23 | Renewables | Solar Rooftop | Solar | Dx | Jarvis | Haldimand | Southwest
FIT 1 | 0.09995 | Featherhaven Farm 2 | Churchill Poultry Ltd. | CO | 20 | 2014-06-14 | 2012-10-17 | 2032-10-16 | Renewables | Solar Rooftop | Solar | Dx | Petrolia | Lambton | West
FIT 1 | 0.25 | LaSalle - Toronto (150 Middlefield) | Firelight Solar LP | CO | 20 | 2012-04-30 | 2011-09-16 | 2031-09-15 | Renewables | Solar Rooftop | Solar | Dx | Toronto | Toronto | Toronto
FIT 1 | 0.1 | VELROB 2 | Velrob Farms Ltd | CO | 20 | 2014-06-30 | 2014-03-24 | 2034-03-23 | Renewables | Solar Rooftop | Solar | Dx | Embro | Oxford | Southwest
FIT 1 | 0.45 | H06-25 HOLIDAY | Skyline Clean Energy Holdings Inc. | CO | 20 | 2014-06-30 | 2015-02-08 | 2035-02-07 | Renewables | Solar Rooftop | Solar | Dx | Brantford | Brant | Southwest
FIT 1 | 0.2 | M07-1361 Huntingwood | Firelight Solar LP | CO | 20 | 2014-03-15 | 2013-12-16 | 2033-12-15 | Renewables | Solar Rooftop | Solar | Dx | Toronto | Toronto | Toronto
FIT 1 | 10 | SunE Newboro 4 | SunE Newboro 4 LP | CO | 20 | 2014-02-25 | 2014-11-13 | 2034-11-12 | Renewables | Solar Ground Mounted | Solar | Dx | Westport | Leeds and Grenville | East
FIT 1 | 5.5 | Old Woman Falls Hydroelectric Project | Nipiy-OWF HydroKap L.P. | CO | 40 | 2013-11-05 | 2013-10-04 | 2053-10-03 | Renewables | Hydroelectricity | Waterpower | Dx | Kapuskasing | Cochrane | Northeast
FIT 1 | 0.1 | Our Lady of Fatima Elementary School | Niagara Catholic District School Board | CO | 20 | 2014-06-07 | 2013-01-07 | 2033-01-06 | Renewables | Solar Rooftop | Solar | Dx | Grimsby | Niagara | Niagara
FIT 1 | 0.11159 | Prog-Die | WC Enerco Inc. | CO | 20 | 2014-07-14 | 2014-12-22 | 2034-12-21 | Renewables | Solar Rooftop | Solar | Dx | Mississauga | Peel | Toronto
FIT 1 | 0.21 | Saptashva Solar, S.A - FIT - Gulu 31/35 | Starlight Canadian Residential Growth Fund | CO | 20 | 2014-06-07 | 2015-01-20 | 2035-01-19 | Renewables | Solar Rooftop | Solar | Dx | Toronto | Toronto | Toronto
FIT 1 | 0.1 | Georgian Bluffs Septage Biodigester | The Corporation of the Township of Georgian Bluffs | CO | 20 | 2013-07-08 | 2011-05-02 | 2031-05-01 | Renewables | Bioenergy | Biogas | Dx | Owen Sound | Grey | Southwest
FIT 1 | 0.2 | #23 1125 Elgin St, Coburg | PSI Solar Finance 1 Limited Partnership | CO | 20 | 2014-05-31 | 2013-07-22 | 2033-07-21 | Renewables | Solar Rooftop | Solar | Dx | Cobourg | Northumberland | East
FIT 1 | 0.25 | 291 Elgin St N Cambridge | MW Canada Ltd. | CO | 20 | 2012-04-30 | 2011-08-01 | 2031-07-31 | Renewables | Solar Rooftop | Solar | Dx | Cambridge | Waterloo | Southwest
FIT 1 | 0.21 | Wanna Make it Farm (Solar) II | WMF Ag Corp | CO | 20 | 2014-06-28 | 2013-02-06 | 2033-02-05 | Renewables | Solar Rooftop | Solar | Dx | Moose Creek | Stormont, Dundas and Glengarry | East
FIT 1 | 0.25 | 1141 King Rd | Sunnyside Up Investments Inc. | CO | 20 | 2014-07-08 | 2013-12-19 | 2033-12-18 | Renewables | Solar Rooftop | Solar | Dx | Burlington | Halton | Southwest
FIT 1 | 0.25 | 3050 Mavis Road | PSI Solar Finance 1 Limited Partnership | CO | 20 | 2014-09-15 | 2014-01-27 | 2034-01-26 | Renewables | Solar Rooftop | Solar | Dx | Mississauga | Peel | Toronto
FIT 1 | 0.25 | Seagrave Solar Two | Alectra Utilities Corporation | CO | 20 | 2012-04-30 | 2012-03-01 | 2032-02-29 | Renewables | Solar Rooftop | Solar | Dx | Port Perry | Simcoe | Essa
FIT 1 | 0.1 | H&B Farms Inc-Solar PV | H&B Farms Inc | CO | 20 | 2014-07-12 | 2014-09-05 | 2034-09-04 | Renewables | Solar Rooftop | Solar | Dx | Seaforth | Huron | Southwest
FIT 1 | 0.45 | C08-125 Bermondsey | Firelight Solar LP | CO | 20 | 2014-04-06 | 2013-04-15 | 2033-04-14 | Renewables | Solar Rooftop | Solar | Dx | Toronto | Toronto | Toronto
FIT 1 | 5 | Vanzwolf Solar Park | Rainy River First Nations Solar 2 Limited Partnership | CO | 20 | 2014-10-31 | 2015-02-20 | 2035-02-19 | Renewables | Solar Ground Mounted | Solar | Dx | Rainy River | Rainy River | Northwest
FIT 1 | 0.1 | TBHEDI-4 | Synergy North Corporation | CO | 20 | 2014-07-21 | 2013-09-19 | 2033-09-18 | Renewables | Solar Rooftop | Solar | Dx | Thunder Bay | Thunder Bay | Northwest
FIT 1 | 0.02 | Public Works Solar Array | The Corporation of the City of Cambridge | CO | 20 | 2011-04-30 | 2011-03-22 | 2031-03-21 | Renewables | Solar Rooftop | Solar | Dx | Cambridge | Waterloo | Southwest
FIT 1 | 0.02 | Ice River Springs Solar GT | Ice River Springs Water Co. Inc. | CO | 20 | 2014-04-01 | 2014-02-19 | 2034-02-18 | Renewables | Solar Rooftop | Solar | Dx | Feversham | Grey | Southwest
FIT 1 | 0.17 | Generation Development Contractors Inc. | Alectra Utilities Corporation | CO | 20 | 2014-07-21 | 2014-05-09 | 2034-05-08 | Renewables | Solar Rooftop | Solar | Dx | Oldcastle | Essex | West
FIT 1 | 0.06 | Rolling Acres Solar | Jacob Martin | CO | 20 | 2014-06-06 | 2012-07-06 | 2032-07-05 | Renewables | Solar Rooftop | Solar | Dx | Waterloo | Waterloo | Southwest
FIT 1 | 0.06 | 31 Mcaffee | BCE (Essex) Inc. | CO | 20 | 2014-05-04 | 2014-05-14 | 2034-05-03 | Renewables | Solar Rooftop | Solar | Dx | Harrow | Essex | West
FIT 1 | 0.2 | C10-151 Aviva Park | Skyline Clean Energy Holdings Inc. | CO | 20 | 2014-03-11 | 2014-09-10 | 2034-09-09 | Renewables | Solar Rooftop | Solar | Dx | Woodbridge | York | Toronto
FIT 1 | 10 | Kingston Gardiner Hwy2 South | SunE Hwy 2 S LP | CO | 20 | 2013-04-27 | 2013-12-02 | 2033-12-01 | Renewables | Solar Ground Mounted | Solar | Dx | Odessa | Lennox and Addington | East
FIT 1 | 0.1 | R04-129 Fernstaff | Muzzo Brothers Group Inc. | CO | 20 | 2014-07-05 | 2015-02-13 | 2035-02-12 | Renewables | Solar Rooftop | Solar | Dx | Concord | York | Toronto
FIT 1 | 0.25 | 120 Rodinea Road | Stellarbridge Management Inc. | CO | 20 | 2013-08-03 | 2014-01-20 | 2033-08-02 | Renewables | Solar Rooftop | Solar | Dx | Vaughan | York | Toronto
FIT 1 | 0.1 | Convenience Storage | Pantone I Real Estate Inc. | CO | 20 | 2014-05-31 | 2014-01-30 | 2034-01-29 | Renewables | Solar Rooftop | Solar | Dx | Ottawa | Ottawa | Ottawa
FIT 1 | 0.135 | (C84) Zehrs Coldwater Road | Firelight Solar LP | CO | 20 | 2014-06-15 | 2013-09-20 | 2033-09-19 | Renewables | Solar Rooftop | Solar | Dx | Orillia | Simcoe | Essa
FIT 1 | 0.15 | K03-81 Elgin | GS 2013 LP | CO | 20 | 2014-03-24 | 2013-08-07 | 2033-08-06 | Renewables | Solar Rooftop | Solar | Dx | Brantford | Brant | Southwest
FIT 1 | 0.065 | G06-720-730-740 Belfast | Fengate (FGDI) Limited Partnership | CO | 20 | 2014-08-11 | 2015-03-24 | 2035-03-23 | Renewables | Solar Rooftop | Solar | Dx | Ottawa | Ottawa | Ottawa
FIT 1 | 0.25 | Stone Mills Solar Farm C (250KW) | Alectra Utilities Corporation | CO | 20 | 2012-04-30 | 2012-10-05 | 2032-10-04 | Renewables | Solar Rooftop | Solar | Dx | Camden East | Lennox and Addington | East
FIT 1 | 0.05 | C13-174 Cleopatra Building 1 | PSI Solar Finance 1 Limited Partnership | CO | 20 | 2014-06-09 | 2014-12-01 | 2034-11-30 | Renewables | Solar Rooftop | Solar | Dx | Ottawa | Ottawa | Ottawa
FIT 1 | 0.5 | Beaver Creek Solar Energy Farm Phase I | Injasuti Developments Ltd. | CO | 20 | 2012-04-30 | 2012-11-14 | 2032-11-13 | Renewables | Solar Ground Mounted | Solar | Dx | St. Thomas | Elgin | West
FIT 1 | 0.25 | Avonmore 7 | Clearly Solar Energy Inc. | CO | 20 | 2013-06-15 | 2013-06-13 | 2033-06-12 | Renewables | Solar Rooftop | Solar | Dx | Avonmore | Stormont, Dundas and Glengarry | East
FIT 1 | 0.24 | 580 Granite | Long Holdings Inc | CO | 20 | 2014-06-14 | 2013-01-11 | 2033-01-10 | Renewables | Solar Rooftop | Solar | Dx | Pickering | Durham | Toronto
FIT 1 | 10 | Simcoe Solar Energy Centre III | TerraForm Ontario Solar LP | CO | 20 | 2015-09-06 | 2013-08-26 | 2033-08-25 | Renewables | Solar Ground Mounted | Solar | Dx | Woodville | Kawartha Lakes | Essa
FIT 1 | 10 | DiscoveryLight | Axium Discovery Light LP | CO | 20 | 2014-03-24 | 2014-11-03 | 2034-11-02 | Renewables | Solar Ground Mounted | Solar | Dx | Beaverton | Durham | Essa
FIT 1 | 0.075 | Shunpiker Farms | Shunpiker Solar Inc. | CO | 20 | 2012-04-30 | 2012-03-30 | 2032-03-29 | Renewables | Solar Rooftop | Solar | Dx | Muirkirk | Chatham-Kent | West
FIT 1 | 0.12 | 1388319 536 Imperial | 1388319 Ontario Inc | CO | 20 | 2014-07-14 | 2013-04-17 | 2033-04-16 | Renewables | Solar Rooftop | Solar | Dx | Guelph | Wellington | Southwest
FIT 1 | 0.1 | Don Kennedy Solar | Don Kennedy | CO | 20 | 2012-04-30 | 2011-10-24 | 2031-10-23 | Renewables | Solar Rooftop | Solar | Dx | Allenford | Bruce | Southwest
FIT 1 | 0.15 | Cavanagh Solar 1 | Thomas Cavanagh Construction Limited | CO | 20 | 2012-04-30 | 2012-06-04 | 2032-06-03 | Renewables | Solar Rooftop | Solar | Dx | Athens | Leeds and Grenville | East
FIT 1 | 0.15 | T04-665 Adelaide | Alectra Utilities Corporation | CO | 20 | 2014-08-03 | 2014-05-26 | 2034-05-25 | Renewables | Solar Rooftop | Solar | Dx | London | Middlesex | West
FIT 1 | 0.0684 | All Seasons FIT | 1820898 Ontario Inc. | CO | 20 | 2014-06-30 | 2012-04-16 | 2032-04-15 | Renewables | Solar Rooftop | Solar | Dx | Barrie | Simcoe | Essa
FIT 1 | 0.1 | Fort Frances High School 100kW | Rainy River District School Board | CO | 20 | 2012-04-30 | 2011-09-06 | 2031-09-05 | Renewables | Solar Rooftop | Solar | Dx | Fort Frances | Rainy River | Northwest
FIT 1 | 0.25 | 5070 Benson Dr | 1475714 Ontario Inc. | CO | 20 | 2012-04-30 | 2012-10-29 | 2032-10-28 | Renewables | Solar Rooftop | Solar | Dx | Burlington | Halton | Southwest
FIT 1 | 0.25 | Bayview Flowers Solar | Bayview Greenhouses (Jordan Station) Inc. | CO | 20 | 2014-05-31 | 2013-05-10 | 2033-05-09 | Renewables | Solar Rooftop | Solar | Dx | Jordan Station | Niagara | Niagara
FIT 1 | 0.135 | (F11) Your Independent Grocer King Street West | Firelight Solar LP | CO | 20 | 2014-04-05 | 2013-11-08 | 2033-11-07 | Renewables | Solar Rooftop | Solar | Dx | Ingersoll | Oxford | Southwest
FIT 1 | 0.25 | (C13) Real Canadian Superstore Louth Street | Firelight Solar LP | CO | 20 | 2014-03-22 | 2014-07-30 | 2034-07-29 | Renewables | Solar Rooftop | Solar | Dx | St. Catharines | Niagara | Niagara
FIT 1 | 0.1 | Horizon Utilities - St. Catharines Location | Solar Sunbelt General Partnership | CO | 20 | 2014-06-07 | 2012-12-21 | 2032-12-20 | Renewables | Solar Rooftop | Solar | Dx | St. Catharines | Niagara | Niagara
FIT 1 | 0.1 | Canadian Solar Developers Ltd. L.P.#7 | Mann Ground Mount Solar Ltd. | CO | 20 | 2013-08-24 | 2014-05-20 | 2033-08-23 | Renewables | Solar Ground Mounted | Solar | Dx | Mount Brydges | Middlesex | West
FIT 1 | 0.2 | M01-8305 Jane | Rowhedge Construction Limited | CO | 20 | 2014-06-21 | 2014-12-04 | 2034-12-03 | Renewables | Solar Rooftop | Solar | Dx | Concord | York | Toronto
FIT 1 | 0.25 | Bluewater Solar 250 Queen | 1835914 Ontario Inc. | CO | 20 | 2013-07-17 | 2013-11-14 | 2033-07-16 | Renewables | Solar Rooftop | Solar | Dx | Sarnia | Lambton | West
FIT 1 | 0.4 | H06-2121 10TH LINE | PSI Solar Finance 1 Limited Partnership | CO | 20 | 2014-06-15 | 2014-10-06 | 2034-06-14 | Renewables | Solar Rooftop | Solar | Dx | Ottawa | Ottawa | Ottawa
FIT 1 | 0.075 | GEDSB St. George-German | Ameresco GEDSB Solar Inc. | CO | 20 | 2013-06-17 | 2013-11-11 | 2033-06-16 | Renewables | Solar Rooftop | Solar | Dx | St. George | Brant | Southwest
FIT 1 | 0.5 | Northam Industrial Park | Solar Income Fund LP (#5) | CO | 20 | 2014-06-30 | 2014-08-11 | 2034-08-10 | Renewables | Solar Rooftop | Solar | Dx | Cobourg | Northumberland | East
FIT 1 | 0.25 | #664 30 Lyndon Rd, Brantford | PSI Solar Finance 1 Limited Partnership | CO | 20 | 2014-09-15 | 2013-07-19 | 2033-07-18 | Renewables | Solar Rooftop | Solar | Dx | Brantford | Brant | Southwest
FIT 1 | 0.15 | S10-400 Maplegrove | Signature Centre Co-Tenancy | CO | 20 | 2014-08-24 | 2014-11-14 | 2034-11-13 | Renewables | Solar Rooftop | Solar | Dx | Ottawa | Ottawa | Ottawa
FIT 1 | 0.45 | H06-256-260 KINGSTON | PSI Solar Finance 1 Limited Partnership | CO | 20 | 2014-03-22 | 2014-08-27 | 2034-08-26 | Renewables | Solar Rooftop | Solar | Dx | Ajax | Durham | Toronto
FIT 1 | 0.25 | 1173 Michener Rd | 1835914 Ontario Inc. | CO | 20 | 2014-05-31 | 2013-03-16 | 2033-03-15 | Renewables | Solar Rooftop | Solar | Dx | Sarnia | Lambton | West
FIT 1 | 10 | Perpetual Cleanpower Oro 4 Line | Oro LP | CO | 20 | 2014-03-12 | 2015-01-28 | 2035-01-27 | Renewables | Solar Ground Mounted | Solar | Dx | Hawkestone | Simcoe | Essa
FIT 1 | 0.134 | 50 Keith | Fovere Glenbarra Energy Fund I Limited Partnership | CO | 20 | 2014-07-14 | 2014-12-02 | 2034-12-01 | Renewables | Solar Rooftop | Solar | Dx | Bracebridge | Muskoka | Essa
FIT 1 | 0.35 | T04-947 Warden | Alectra Utilities Corporation | CO | 20 | 2014-03-22 | 2014-07-03 | 2034-07-02 | Renewables | Solar Rooftop | Solar | Dx | Toronto | Toronto | Toronto
FIT 1 | 0.1 | 15825 Robins Hill | PSI Solar Finance 1 Limited Partnership | CO | 20 | 2014-07-21 | 2013-08-18 | 2033-08-17 | Renewables | Solar Rooftop | Solar | Dx | London | Middlesex | West
FIT 1 | 0.25 | Solar Beams 2 | Sparta Plantations Limited | CO | 20 | 2012-04-30 | 2012-07-24 | 2032-07-23 | Renewables | Solar Rooftop | Solar | Dx | Sparta | Elgin | West
FIT 1 | 0.5 | Intech number 4 - N0L 2C0 | Intech Clean Energy Inc. | CO | 20 | 2014-08-26 | 2013-09-27 | 2033-09-26 | Renewables | Solar Ground Mounted | Solar | Dx | Rodney | Elgin | West
FIT 1 | 0.15 | A07-65 Riviera | 2421553 Ontario Inc. | CO | 20 | 2014-03-26 | 2014-09-18 | 2034-09-17 | Renewables | Solar Rooftop | Solar | Dx | Markham | York | Toronto
FIT 1 | 10 | Northland Power Solar Empire | Northland Power Solar Empire L.P. | CO | 20 | 2014-09-06 | 2015-07-13 | 2035-07-12 | Renewables | Solar Ground Mounted | Solar | Tx | Cochrane | Cochrane | Northeast
FIT 1 | 8 | RE Waubaushene 4 | Aurora Waubaushene 4 Limited Partnership | CO | 20 | 2013-05-01 | 2013-05-01 | 2033-04-30 | Renewables | Solar Ground Mounted | Solar | Dx | Coldwater | Simcoe | Essa
FIT 1 | 0.25 | #30 1901 Eglinton Ave E, Toronto | PSI Solar Finance 1 Limited Partnership | CO | 20 | 2014-09-15 | 2013-07-22 | 2033-07-21 | Renewables | Solar Rooftop | Solar | Dx | Toronto | Toronto | Toronto
FIT 1 | 0.1 | St. Lawrence College Solar PV - Brockville Campus | The St. Lawrence College of Applied Arts and Technology | CO | 20 | 2014-06-14 | 2012-10-01 | 2032-09-30 | Renewables | Solar Rooftop | Solar | Dx | Brockville | Leeds and Grenville | East
FIT 1 | 0.15 | 755 Queensway Avenue East | PSI Solar Finance 1 Limited Partnership | CO | 20 | 2012-04-30 | 2011-09-13 | 2031-09-12 | Renewables | Solar Rooftop | Solar | Dx | Mississauga | Peel | Toronto
FIT 1 | 0.05 | Binnsolar | Woodbury Holdings Inc. | CO | 20 | 2014-06-16 | 2012-06-14 | 2032-06-13 | Renewables | Solar Rooftop | Solar | Dx | Kingston | Frontenac | East
FIT 1 | 0.04959 | Saentis Farms Inc. | Saentis Farms Inc | CO | 20 | 2013-07-15 | 2012-03-02 | 2032-03-01 | Renewables | Solar Rooftop | Solar | Dx | Shallow Lake | Grey | Southwest
FIT 1 | 0.5 | Intech number 2 - N0P 1V0 | Intech Clean Energy Inc. | CO | 20 | 2013-09-16 | 2015-02-27 | 2033-09-15 | Renewables | Solar Ground Mounted | Solar | Dx | Kent Bridge | Chatham-Kent | West
FIT 1 | 7 | Burritts Rapids | Axium Infinity Solar LP | CO | 20 | 2014-01-16 | 2013-05-31 | 2033-05-30 | Renewables | Solar Ground Mounted | Solar | Dx | Merrickville | Leeds and Grenville | East
FIT 1 | 0.249 | 1111944 Ontario Limited | 1111944 Ontario Limited | CO | 20 | 2013-08-03 | 2013-05-10 | 2033-05-09 | Renewables | Solar Rooftop | Solar | Dx | Aylmer | Elgin | West
FIT 1 | 0.5 | (O2) Fountain Street Warehouse | Firelight Solar LP | CO | 20 | 2014-03-17 | 2014-06-26 | 2034-06-25 | Renewables | Solar Rooftop | Solar | Dx | Cambridge | Waterloo | Southwest
FIT 1 | 0.25 | St. Clair Business Park | Skyline Clean Energy Holdings (II) Inc. | CO | 20 | 2014-07-12 | 2014-08-05 | 2034-08-04 | Renewables | Solar Rooftop | Solar | Dx | Corunna | Lambton | West
FIT 1 | 0.01729 | 30 Kern Rd | 30 Kern Road Limited | CO | 20 | 2012-04-30 | 2011-08-30 | 2031-08-29 | Renewables | Solar Rooftop | Solar | Dx | Toronto | Toronto | Toronto
FIT 1 | 0.14 | Clayton Armstrong Farms Rooftop Solar | Clayton Armstrong Farms Inc. | CO | 20 | 2014-06-14 | 2013-10-08 | 2033-10-07 | Renewables | Solar Rooftop | Solar | Dx | Belle River | Essex | West
FIT 1 | 0.135 | (F19) No Frills Eglinton Avenue East | Firelight Solar LP | CO | 20 | 2014-03-17 | 2013-09-12 | 2033-09-11 | Renewables | Solar Rooftop | Solar | Dx | Toronto | Toronto | Toronto
FIT 1 | 0.25 | (C76) Real Canadian Superstore Lasalle Boulevard | Firelight Solar LP | CO | 20 | 2014-06-15 | 2014-05-16 | 2034-05-15 | Renewables | Solar Rooftop | Solar | Dx | Sudbury | Greater Sudbury | Northeast
FIT 1 | 10 | Penn Energy - Hamilton_Port Hope-4 | Hamilton Solar Farm Partnership | CO | 20 | 2015-08-12 | 2014-08-11 | 2034-08-10 | Renewables | Solar Ground Mounted | Solar | Dx | Baltimore | Northumberland | East
FIT 1 | 0.05 | 2280 - 2300 Stevenage Drive | PSI Solar Finance 1 Limited Partnership | CO | 20 | 2014-03-25 | 2014-06-18 | 2034-03-24 | Renewables | Solar Rooftop | Solar | Dx | Ottawa | Ottawa | Ottawa
FIT 1 | 10 | GREY HIGHLANDS ZERO EMISSION PEOPLE | SLGR Wind LP | CO | 20 | 2014-03-17 | 2016-02-26 | 2036-02-25 | Renewables | Wind - On-Shore | Wind | Dx | Singhampton | Grey | Essa
FIT 1 | 0.13 | BLT Farms FIT Project | Mapleton Layer Farms Ltd. | CO | 20 | 2012-04-30 | 2011-07-28 | 2031-07-27 | Renewables | Solar Rooftop | Solar | Dx | Moorefield | Wellington | Southwest
FIT 1 | 0.1 | Carling/Queensway Self Storage Corporation | Dymon Storage (Ottawa) Corporation | CO | 20 | 2014-07-02 | 2014-11-06 | 2034-11-05 | Renewables | Solar Rooftop | Solar | Dx | Ottawa | Ottawa | Ottawa
FIT 1 | 0.075 | 119 memorial | Marsevliev Corp. | CO | 20 | 2012-04-30 | 2012-10-31 | 2032-04-29 | Renewables | Solar Rooftop | Solar | Dx | Orillia | Simcoe | Essa
FIT 1 | 0.1 | Solar Beams 1 | 1106141 Ontario Inc. | CO | 20 | 2012-04-30 | 2011-10-11 | 2031-10-10 | Renewables | Solar Rooftop | Solar | Dx | Sparta | Elgin | West
FIT 1 | 0.0742 | Casselman Tire 82KW | 1799511 Ontario Inc | CO | 20 | 2012-04-30 | 2012-03-03 | 2032-03-02 | Renewables | Solar Rooftop | Solar | Dx | Casselman | Prescott and Russell | Ottawa
FIT 1 | 0.020475 | Merivale Roof Top Solar | Hydro Ottawa Limited | CO | 20 | 2012-04-30 | 2011-04-30 | 2031-04-29 | Renewables | Solar Rooftop | Solar | Dx | Ottawa | Ottawa | Ottawa
FIT 1 | 0.075 | Goulding Park Community Centre Solar PV | Toronto Hydro-Electric System Limited | CO | 20 | 2014-06-14 | 2013-03-01 | 2033-02-28 | Renewables | Solar Rooftop | Solar | Dx | Toronto | Toronto | Toronto
FIT 1 | 0.1 | Morrison Line Solar | Wayne Cantelon | CO | 20 | 2014-06-07 | 2014-07-31 | 2034-06-06 | Renewables | Solar Rooftop | Solar | Dx | Seaforth | Huron | Southwest
FIT 1 | 8.2 | Springwood Wind Farm | SWNS Wind LP | CO | 20 | 2015-03-21 | 2014-11-21 | 2034-11-20 | Renewables | Wind - On-Shore | Wind | Dx | Fergus | Wellington | Southwest
FIT 1 | 0.04988 | Sunshine Solar Power Project | Peterborough Housing Corporation | CO | 20 | 2014-06-23 | 2012-04-11 | 2032-04-10 | Renewables | Solar Rooftop | Solar | Dx | Peterborough | Peterborough | East
FIT 1 | 0.06 | Saptashva Solar, S.A - FIT - Gulu 40 | Tuxedo Solar Ltd. | CO | 20 | 2014-06-07 | 2015-01-20 | 2035-01-19 | Renewables | Solar Rooftop | Solar | Dx | Toronto | Toronto | Toronto
FIT 1 | 0.09 | Floradale 1 | 999663 Ontario Limited | CO | 20 | 2013-06-29 | 2012-07-09 | 2032-07-08 | Renewables | Solar Rooftop | Solar | Dx | Elmira | Waterloo | Southwest
FIT 1 | 0.15 | K03-168 Colborne | GS 2013 LP | CO | 20 | 2014-03-16 | 2013-12-20 | 2033-12-19 | Renewables | Solar Rooftop | Solar | Dx | Brantford | Brant | Southwest
FIT 1 | 0.25 | M01-5295 John Lucas | Melrose Investments Inc. | CO | 20 | 2014-06-21 | 2013-11-22 | 2033-11-21 | Renewables | Solar Rooftop | Solar | Dx | Burlington | Halton | Southwest
FIT 1 | 0.1 | 2410 Tedlo St | PSI Solar Finance 1 Limited Partnership | CO | 20 | 2011-04-30 | 2011-03-17 | 2031-03-16 | Renewables | Solar Rooftop | Solar | Dx | Mississauga | Peel | Toronto
FIT 1 | 0.035 | O02-2625 Draper | Fengate (FGDI) Limited Partnership | CO | 20 | 2014-07-12 | 2015-02-23 | 2035-02-22 | Renewables | Solar Rooftop | Solar | Dx | Ottawa | Ottawa | Ottawa
FIT 1 | 0.31 | H06-4200 Garden | MOM Solar Limited Partnership | CO | 20 | 2012-04-30 | 2012-10-24 | 2032-10-23 | Renewables | Solar Rooftop | Solar | Dx | Whitby | Durham | Toronto
FIT 1 | 0.25 | Lindsay B Solar Farm | Alectra Utilities Corporation | CO | 20 | 2013-07-02 | 2013-06-28 | 2033-06-27 | Renewables | Solar Rooftop | Solar | Dx | Lindsay | Kawartha Lakes | Essa
FIT 1 | 0.25 | H06-1450 OTTAWA | PSI Solar Finance 1 Limited Partnership | CO | 20 | 2014-06-15 | 2014-04-14 | 2034-04-13 | Renewables | Solar Rooftop | Solar | Dx | Kitchener | Waterloo | Southwest
FIT 1 | 0.082 | 100 Cavell Ave. | Toronto Community Housing Corporation | CO | 20 | 2012-04-30 | 2012-01-11 | 2032-01-10 | Renewables | Solar Rooftop | Solar | Dx | Toronto | Toronto | Toronto
FIT 1 | 0.25 | #90 431 Louth Street, St.Catharines | PSI Solar Finance 1 Limited Partnership | CO | 20 | 2014-09-28 | 2014-02-14 | 2034-02-13 | Renewables | Solar Rooftop | Solar | Dx | St. Catharines | Niagara | Niagara
FIT 1 | 0.25 | Ferme Claude Castonguay | Claude Castonguay | CO | 20 | 2012-04-30 | 2011-06-24 | 2031-06-23 | Renewables | Solar Rooftop | Solar | Dx | Moose Creek | Stormont, Dundas and Glengarry | East
FIT 1 | 0.25 | Transgear Manufacturing | Linamar Corporation | CO | 20 | 2012-04-30 | 2012-07-19 | 2032-07-18 | Renewables | Solar Rooftop | Solar | Dx | Guelph | Wellington | Southwest
FIT 1 | 0.25 | #187 155 CONSUMERS DRIVE, WHITBY | PSI Solar Finance 1 Limited Partnership | CO | 20 | 2014-06-06 | 2013-07-31 | 2033-07-30 | Renewables | Solar Rooftop | Solar | Dx | Whitby | Durham | Toronto
FIT 1 | 0.3 | H06-9105 AIRPORT | MOM Solar Limited Partnership | CO | 20 | 2012-04-30 | 2012-10-17 | 2032-10-16 | Renewables | Solar Rooftop | Solar | Dx | Brampton | Peel | Toronto
FIT 1 | 0.4 | H06-10 FRANK NIGHBOR | PSI Solar Finance 1 Limited Partnership | CO | 20 | 2014-04-06 | 2014-09-19 | 2034-09-18 | Renewables | Solar Rooftop | Solar | Dx | Ottawa | Ottawa | Ottawa
FIT 1 | 5 | Alderville 3 | Alderville Solar Limited Partnership | CO | 20 | 2013-04-28 | 2013-10-28 | 2033-04-27 | Renewables | Solar Ground Mounted | Solar | Dx | Roseneath | Northumberland | East
FIT 1 | 10 | EffiSolar Beckwith Solar Farm (10MW) | Beckwith Solar Inc. | CO | 20 | 2014-03-01 | 2014-01-23 | 2034-01-22 | Renewables | Solar Ground Mounted | Solar | Dx | Smiths Falls | Lanark | East
FIT 1 | 0.25 | Petrolia | Fovere Glenbarra Energy Fund II Limited Partnership | CO | 20 | 2014-06-23 | 2012-11-29 | 2032-11-28 | Renewables | Solar Rooftop | Solar | Dx | Petrolia | Lambton | West
FIT 1 | 0.125 | J & J Dominion Collision Services Limited | Alectra Utilities Corporation | CO | 20 | 2014-06-23 | 2014-08-19 | 2034-08-18 | Renewables | Solar Rooftop | Solar | Dx | Windsor | Essex | West
FIT 1 | 0.1 | (F27) Your Independent Grocer Scott Street | Firelight Solar LP | CO | 20 | 2014-03-23 | 2014-09-05 | 2034-09-04 | Renewables | Solar Rooftop | Solar | Dx | New Liskeard | Timiskaming | Northeast
FIT 1 | 0.05 | Nor-Weld | Nor-Weld Limited | CO | 20 | 2012-04-30 | 2012-10-22 | 2032-10-21 | Renewables | Solar Rooftop | Solar | Dx | Orillia | Simcoe | Essa
FIT 1 | 0.2 | 10031 McLaughlin Rd. Brampton | MOM Solar Limited Partnership | CO | 20 | 2012-04-30 | 2012-10-04 | 2032-10-03 | Renewables | Solar Rooftop | Solar | Dx | Brampton | Peel | Toronto
FIT 1 | 6.5 | RE Smiths Falls 3 | Aurora Smiths Falls 3 Limited Partnership | CO | 20 | 2013-07-20 | 2014-03-28 | 2034-03-27 | Renewables | Solar Ground Mounted | Solar | Dx | Smiths Falls | Lanark | East
FIT 1 | 0.25 | 10043R - Wills Transfer Brockville | PRI RT Solar LP | CO | 20 | 2014-06-14 | 2013-11-05 | 2033-11-04 | Renewables | Solar Rooftop | Solar | Dx | Brockville | Leeds and Grenville | East
FIT 1 | 0.25 | TBHEDI-1 | Synergy North Corporation | CO | 20 | 2014-07-05 | 2013-01-23 | 2033-01-22 | Renewables | Solar Rooftop | Solar | Dx | Thunder Bay | Thunder Bay | Northwest
FIT 1 | 0.25 | 1680 Mattawa Avenue | TerraForm MP Solar, LLC | CO | 20 | 2014-06-30 | 2013-01-25 | 2033-01-24 | Renewables | Solar Rooftop | Solar | Dx | Mississauga | Peel | Toronto
FIT 1 | 0.25 | REACH Complex Solar PV Project | Municipality of Central Huron | CO | 20 | 2014-07-07 | 2014-02-28 | 2034-02-27 | Renewables | Solar Rooftop | Solar | Dx | Clinton | Huron | Southwest
FIT 1 | 0.25 | 900 Vances Side Road | CSE-OREC JV | CO | 20 | 2013-06-10 | 2013-02-18 | 2033-02-17 | Renewables | Solar Rooftop | Solar | Dx | Dunrobin | Ottawa | East
FIT 1 | 10 | Solray Energy Epsom | Marsh Hill III LP | CO | 20 | 2014-02-25 | 2015-03-31 | 2035-03-30 | Renewables | Solar Ground Mounted | Solar | Dx | Uxbridge | Durham | Toronto
FIT 1 | 0.14986 | Poultry Power | Matthew Bruce Munro | CO | 20 | 2013-08-26 | 2013-12-13 | 2033-12-12 | Renewables | Solar Rooftop | Solar | Dx | Carp | Ottawa | Ottawa
FIT 1 | 0.25 | Camtac Manufacturing | Linamar Corporation | CO | 20 | 2012-04-30 | 2012-05-07 | 2032-04-29 | Renewables | Solar Rooftop | Solar | Dx | Guelph | Wellington | Southwest
FIT 1 | 0.25 | H06-2920 ARGENTIA | PSI Solar Finance 1 Limited Partnership | CO | 20 | 2014-03-24 | 2014-08-07 | 2034-08-06 | Renewables | Solar Rooftop | Solar | Dx | Mississauga | Peel | Southwest
FIT 1 | 0.05 | O02-145 Woodridge | Ferguslea Solar Limited Partnership | CO | 20 | 2014-07-07 | 2014-12-17 | 2034-12-16 | Renewables | Solar Rooftop | Solar | Dx | Ottawa | Ottawa | Ottawa
FIT 1 | 0.499 | Delft Blue Veal Inc - Biogas | Delft Blue Veal Inc | CO | 20 | 2013-04-09 | 2010-09-15 | 2030-09-14 | Renewables | Bioenergy | Biogas | Dx | Cambridge | Waterloo | Southwest
FIT 1 | 0.355 | Waterview Ontario 1 Ltd. | TREC SolarShare Co-operative (No. 1) Inc. | CO | 20 | 2012-04-30 | 2011-11-19 | 2031-11-18 | Renewables | Solar Rooftop | Solar | Dx | Mississauga | Peel | Toronto
FIT 1 | 0.25 | 114 Sass Road | Brightroof Solar Limited Partnership | CO | 20 | 2014-06-06 | 2014-05-05 | 2034-05-04 | Renewables | Solar Rooftop | Solar | Dx | Chatham | Chatham-Kent | West
FIT 1 | 0.051 | IDA Jarvis 51KW | Ontario Inc. 914999 | CO | 20 | 2014-07-21 | 2013-01-08 | 2033-01-07 | Renewables | Solar Rooftop | Solar | Dx | Jarvis | Haldimand | Southwest
FIT 1 | 0.06 | 394Orenda | 2222270 Ontario inc. | CO | 20 | 2014-07-14 | 2013-11-04 | 2033-11-03 | Renewables | Solar Rooftop | Solar | Dx | Brampton | Peel | Toronto
FIT 1 | 0.25 | H06-101 WICKSTEED | MOM Solar Limited Partnership | CO | 20 | 2012-04-30 | 2012-09-04 | 2032-04-29 | Renewables | Solar Rooftop | Solar | Dx | Toronto | Toronto | Toronto
FIT 1 | 150 | Jericho Wind Energy Centre | Jericho Wind, LP | CO | 20 | 2014-11-22 | 2014-11-22 | 2034-11-21 | Renewables | Wind - On-Shore | Wind | Tx | Thedford | Lambton | Bruce
FIT 1 | 0.05 | Shelswell Farm | Douglas Ian Shelswell | CO | 20 | 2014-06-28 | 2012-12-12 | 2032-12-11 | Renewables | Solar Rooftop | Solar | Dx | Hawkestone | Simcoe | Essa
FIT 1 | 0.25 | Tracy1 | Fit Solar Systems Limited | CO | 20 | 2012-04-30 | 2011-08-22 | 2031-08-21 | Renewables | Solar Rooftop | Solar | Dx | Brampton | Peel | Toronto
FIT 1 | 0.05 | P05-15 Blair | Skyline Clean Energy Holdings (II) Inc. | CO | 20 | 2014-07-29 | 2014-12-22 | 2034-12-21 | Renewables | Solar Rooftop | Solar | Dx | Brampton | Peel | Toronto
FIT 1 | 0.2149 | 70 Birmingham Solar PV | Toronto Hydro-Electric System Limited | CO | 20 | 2014-06-14 | 2013-03-26 | 2033-03-25 | Renewables | Solar Rooftop | Solar | Dx | Toronto | Toronto | Toronto
FIT 1 | 0.1 | M07-1385 Huntingwood | Skyline Clean Energy Holdings (II) Inc. | CO | 20 | 2014-03-12 | 2014-08-22 | 2034-08-21 | Renewables | Solar Rooftop | Solar | Dx | Toronto | Toronto | Toronto
FIT 1 | 0.1 | Appleby | Samuel, Son & Co., Ltd. | CO | 20 | 2014-06-16 | 2014-09-09 | 2034-06-15 | Renewables | Solar Rooftop | Solar | Dx | Burlington | Halton | Southwest
FIT 1 | 4.196 | Lafleche Landfill Gas Utilization | Moose Creek Energy LP | CO | 20 | 2013-04-22 | 2013-01-25 | 2033-01-24 | Renewables | Bioenergy | Landfill Gas | Dx | Moose Creek | Stormont, Dundas and Glengarry | Ottawa
FIT 1 | 0.1 | GNE Solar PV | Colingwood Agricultural Society | CO | 20 | 2014-07-07 | 2014-08-19 | 2034-07-06 | Renewables | Solar Rooftop | Solar | Dx | Stayner | Simcoe | Southwest
FIT 1 | 0.5 | P05-1 summerlea | Sky Solar (Canada) FIT 1 Limited Partnership | CO | 20 | 2014-07-29 | 2015-01-28 | 2035-01-27 | Renewables | Solar Rooftop | Solar | Dx | Brampton | Peel | Toronto
FIT 1 | 0.042 | Merrickville CR15 | Thomas Cavanagh Construction Limited | CO | 20 | 2013-06-10 | 2013-11-26 | 2033-11-25 | Renewables | Solar Rooftop | Solar | Dx | Merrickville | Leeds and Grenville | East
FIT 1 | 0.059 | Blower Engineering - 40 Industrial Pkwy N | Bytosco Investments Ltd. | CO | 20 | 2012-04-30 | 2011-06-15 | 2031-06-14 | Renewables | Solar Rooftop | Solar | Dx | Aurora | York | Essa
FIT 1 | 0.25 | H06-63 WOODLAWN | MOM Solar Limited Partnership | CO | 20 | 2012-04-30 | 2012-06-18 | 2032-04-29 | Renewables | Solar Rooftop | Solar | Dx | Guelph | Wellington | Southwest
FIT 1 | 0.1 | GM Livestock Solar | Skyline Clean Energy Holdings (III) Inc. | CO | 20 | 2012-04-30 | 2012-10-29 | 2032-10-28 | Renewables | Solar Rooftop | Solar | Dx | Teeswater | Bruce | Southwest
FIT 1 | 0.2 | 25 Cuddy | 2370649 Ontario Inc. | CO | 20 | 2014-07-21 | 2014-04-15 | 2034-04-14 | Renewables | Solar Rooftop | Solar | Dx | London | Middlesex | West
FIT 1 | 0.03 | 1898 Sheppard Ave W | Toronto Community Housing Corporation | CO | 20 | 2012-04-30 | 2012-02-02 | 2032-02-01 | Renewables | Solar Rooftop | Solar | Dx | Toronto | Toronto | Toronto
FIT 1 | 0.25 | Rainham Road Solar | William John Vanderheide and Betty Vanderheide | CO | 20 | 2014-08-24 | 2013-09-06 | 2033-09-05 | Renewables | Solar Rooftop | Solar | Dx | Nanticoke | Haldimand | Southwest
FIT 1 | 0.25 | Maxwell Farm | Hiview Solar Ltd | CO | 20 | 2014-05-31 | 2013-04-11 | 2033-04-10 | Renewables | Solar Rooftop | Solar | Dx | Flesherton | Grey | Southwest
FIT 1 | 91.387 | Dufferin Wind Farm | Dufferin Wind Power Inc. | CO | 20 | 2014-07-30 | 2014-12-01 | 2034-11-30 | Renewables | Wind - On-Shore | Wind | Tx | Shelburne | Dufferin | Southwest
FIT 1 | 0.2 | C13-100 Trainyards | PSI Solar Finance 1 Limited Partnership | CO | 20 | 2014-06-09 | 2014-04-22 | 2034-04-21 | Renewables | Solar Rooftop | Solar | Dx | Ottawa | Ottawa | Ottawa
FIT 1 | 18 | Gunn's Hill Wind Farm | Gunn's Hill LP | CO | 20 | 2014-11-29 | 2016-11-14 | 2036-11-13 | Renewables | Wind - On-Shore | Wind | Dx | Woodstock | Oxford | Southwest
FIT 1 | 0.08 | St. Joseph's Hospital 100kW | St. Joseph's Hospital Services Association of Chatham | CO | 20 | 2012-04-30 | 2012-04-09 | 2032-04-08 | Renewables | Solar Rooftop | Solar | Dx | Chatham | Chatham-Kent | West
FIT 1 | 0.0954 | Mapleton 1 | Mapleton Energy Inc. | CO | 20 | 2014-08-12 | 2014-01-30 | 2034-01-29 | Renewables | Solar Rooftop | Solar | Dx | Moorefield | Wellington | Southwest
FIT 1 | 8 | Ramore Solar Park | New OSPVF 11 Limited Partnership | CO | 20 | 2013-05-15 | 2014-09-25 | 2034-09-24 | Renewables | Solar Ground Mounted | Solar | Dx | Ramore | Cochrane | Northeast
FIT 1 | 0.4 | H06-50 KIRKHAM | PSI Solar Finance 1 Limited Partnership | CO | 20 | 2014-08-11 | 2014-01-13 | 2034-01-12 | Renewables | Solar Rooftop | Solar | Dx | Markham | York | Toronto
FIT 1 | 0.15 | T04-605 Alden | Alectra Utilities Corporation | CO | 20 | 2014-04-05 | 2014-01-06 | 2034-01-05 | Renewables | Solar Rooftop | Solar | Dx | Markham | York | Toronto
FIT 1 | 10 | Gitchi Animki Niizh Generating Station | Pic Mobert Hydro Inc. | CO | 40 | 2017-07-16 | 2016-04-29 | 2056-04-28 | Renewables | Hydroelectricity | Waterpower | Tx | Mobert | Algoma | Northwest
FIT 1 | 0.25 | Lindsay Fairgrounds 250kW | Lindsay Agricultural Society | CO | 20 | 2014-07-05 | 2012-09-27 | 2032-09-26 | Renewables | Solar Rooftop | Solar | Dx | Lindsay | Kawartha Lakes | Essa
FIT 1 | 0.215 | 2500 - 10 Tedlo Street | PSI Solar Finance 1 Limited Partnership | CO | 20 | 2012-04-30 | 2011-05-30 | 2031-05-29 | Renewables | Solar Rooftop | Solar | Dx | Mississauga | Peel | Toronto
FIT 1 | 10 | RE Adelaide 1 | Met Axium Solar Adelaide 1 L.P. | CO | 20 | 2014-07-12 | 2013-12-23 | 2033-12-22 | Renewables | Solar Ground Mounted | Solar | Dx | Strathroy | Middlesex | West
FIT 1 | 0.1 | South Coast Solar | Uwe Sandner | CO | 20 | 2013-08-24 | 2012-07-16 | 2032-07-15 | Renewables | Solar Rooftop | Solar | Dx | Nanticoke | Haldimand | Southwest
FIT 1 | 0.078 | Whitby Campus | Durham College of Applied Arts and Technology | CO | 20 | 2011-04-30 | 2011-04-01 | 2031-03-31 | Renewables | Solar Rooftop | Solar | Dx | Whitby | Durham | Toronto
FIT 1 | 0.25 | Warwick Business Park | Skyline Clean Energy Holdings (II) Inc. | CO | 20 | 2014-07-07 | 2014-08-11 | 2034-08-10 | Renewables | Solar Rooftop | Solar | Dx | Watford | Lambton | West
FIT 1 | 0.2 | 25 Royal Crest Court | GBG Solar 2010 Partnership | CO | 20 | 2013-08-26 | 2013-05-10 | 2033-05-09 | Renewables | Solar Rooftop | Solar | Dx | Markham | York | Toronto
FIT 1 | 0.25 | 550 Industrial Drive | Stellarbridge Management Inc. | CO | 20 | 2014-08-03 | 2013-11-26 | 2033-11-25 | Renewables | Solar Rooftop | Solar | Dx | Milton | Halton | Southwest
FIT 1 | 0.25 | Quite West: North Murray Business Park #1 | 1382839 Ontario Inc. | CO | 20 | 2014-07-12 | 2013-10-07 | 2033-10-06 | Renewables | Solar Rooftop | Solar | Dx | Astra | Hastings | East
FIT 1 | 0.249 | DeLellis Farms roof | De Lellis Farms Limited | CO | 20 | 2014-07-29 | 2012-09-14 | 2032-09-13 | Renewables | Solar Rooftop | Solar | Dx | Kingsville | Essex | West
FIT 1 | 25 | Goulais Wind Farm | Chi-Wiikwedong LP | CO | 20 | 2015-01-29 | 2015-05-21 | 2035-05-20 | Renewables | Wind - On-Shore | Wind | Tx | Sault Ste. Marie | Algoma | Northeast
FIT 1 | 82.8 | Comber East - C24Z Wind Project | 2016 Comber Wind Limited Partnership | CO | 20 | 2012-07-17 | 2011-11-25 | 2031-11-24 | Renewables | Wind - On-Shore | Wind | Tx | Comber | Chatham-Kent | West
FIT 1 | 0.021 | Toronto Parking Authority - 2 Church Street | Toronto Parking Authority | CO | 20 | 2013-03-19 | 2012-08-10 | 2032-08-09 | Renewables | Solar Rooftop | Solar | Dx | Toronto | Toronto | Toronto
FIT 1 | 0.1 | M07-326 Humber College | Firelight Solar LP | CO | 20 | 2014-03-12 | 2014-04-30 | 2034-04-29 | Renewables | Solar Rooftop | Solar | Dx | Toronto | Toronto | Toronto
FIT 1 | 0.25 | Roctel Manufacturing | Linamar Corporation | CO | 20 | 2012-04-30 | 2012-07-19 | 2032-07-18 | Renewables | Solar Rooftop | Solar | Dx | Guelph | Wellington | Southwest
FIT 1 | 0.25 | Dayton Manufacturing Company Ltd. | Alectra Utilities Corporation | CO | 20 | 2014-06-28 | 2014-06-12 | 2034-06-11 | Renewables | Solar Rooftop | Solar | Dx | Windsor | Essex | West
FIT 1 | 0.25 | Ridgetown Campus Anaerobic Digester Fed Dev CAF pr | University of Guelph | CO | 20 | 2013-08-26 | 2013-06-06 | 2033-06-05 | Renewables | Bioenergy | Biogas (On-Farm) | Dx | Ridgetown | Chatham-Kent | West
FIT 1 | 10 | Namewaminikan Waterpower Project | Namewaminikan Hydro Inc. | CO | 40 | 2018-04-22 | 2017-08-24 | 2057-08-23 | Renewables | Hydroelectricity | Waterpower | Tx | Beardmore | Thunder Bay | Northwest
FIT 1 | 0.15 | Windsor Renewable Energy L2 | 1277032 Ontario Inc. | CO | 20 | 2015-01-15 | 2015-02-13 | 2035-01-14 | Renewables | Solar Rooftop | Solar | Dx | Windsor | Essex | West
FIT 1 | 30 | South Branch Wind Farm | South Dundas Windfarm Limited Partnership | CO | 20 | 2014-03-22 | 2014-03-04 | 2034-03-03 | Renewables | Wind - On-Shore | Wind | Dx | Brinston | Stormont, Dundas and Glengarry | East
FIT 1 | 0.35 | H06-140 NORTHVIEW | PSI Solar Finance 1 Limited Partnership | CO | 20 | 2014-08-11 | 2014-07-16 | 2034-07-15 | Renewables | Solar Rooftop | Solar | Dx | Woodbridge | York | Toronto
FIT 1 | 10 | Perpetual Cleanpower Lindsay | Lindsay Solar LP | CO | 20 | 2014-02-25 | 2014-12-19 | 2034-02-24 | Renewables | Solar Ground Mounted | Solar | Dx | Lindsay | Kawartha Lakes | Essa
FIT 1 | 0.25 | #411 10 Great Lakes Dr, Brampton | MOM Solar Limited Partnership | CO | 20 | 2012-04-30 | 2012-10-17 | 2032-10-16 | Renewables | Solar Rooftop | Solar | Dx | Brampton | Peel | Toronto
FIT 1 | 0.035 | MEC Burlington Solar | Mountain Equipment Co-operative | CO | 20 | 2012-04-30 | 2012-03-28 | 2032-03-27 | Renewables | Solar Rooftop | Solar | Dx | Burlington | Halton | Southwest
FIT 1 | 0.25 | H06-1050 DEPALMA | Mann (001917-840 Division) Limited Partnership | CO | 20 | 2014-06-21 | 2014-12-18 | 2034-12-17 | Renewables | Solar Rooftop | Solar | Dx | Cobourg | Northumberland | East
FIT 1 | 0.4 | H06-60 GRAND MARSHALL | MOM Solar Limited Partnership | CO | 20 | 2012-04-30 | 2012-09-24 | 2032-04-29 | Renewables | Solar Rooftop | Solar | Dx | Toronto | Toronto | Toronto
FIT 1 | 0.13794 | M07-60 North Wind | Firelight Solar LP | CO | 20 | 2014-03-24 | 2012-06-13 | 2032-06-12 | Renewables | Solar Rooftop | Solar | Dx | Toronto | Toronto | Toronto
FIT 1 | 0.1 | Endura Energy 1455 Michael | Community Solar Assets 1 Ltd. | CO | 20 | 2014-07-05 | 2013-09-24 | 2033-09-23 | Renewables | Solar Rooftop | Solar | Dx | Ottawa | Ottawa | Ottawa
FIT 1 | 0.07 | Folkens # 4 | 2 4 6 0 8 8 2 O N T A R I O L I M I T E D | CO | 20 | 2014-06-09 | 2014-12-08 | 2034-06-08 | Renewables | Solar Rooftop | Solar | Dx | Hamilton | Hamilton | Southwest
FIT 1 | 0.09144 | Nairn Farms Solar Project | Marlene Elizabeth Nairn | CO | 20 | 2014-06-21 | 2012-07-09 | 2032-07-08 | Renewables | Solar Rooftop | Solar | Dx | St. Marys | Perth | Southwest
FIT 1 | 0.1 | Droogers Solar | B & J Droogers Farm Ltd. | CO | 20 | 2014-06-16 | 2012-09-13 | 2032-09-12 | Renewables | Solar Rooftop | Solar | Dx | Burgessville | Oxford | West
FIT 1 | 10 | William Rutley Solar Park | Axium Infinity Solar LP | CO | 20 | 2013-08-22 | 2012-12-21 | 2032-12-20 | Renewables | Solar Ground Mounted | Solar | Dx | Ingleside | Stormont, Dundas and Glengarry | East
FIT 1 | 2 | HPG Site A | Potentia Solar 14 Limited Partnership | CO | 20 | 2014-08-27 | 2016-02-19 | 2036-02-18 | Renewables | Solar Ground Mounted | Solar | Dx | Bowmanville | Durham | East
FIT 1 | 17.6 | ZEP WIND FARM GANARASKA | SLGR Wind LP | CO | 20 | 2014-03-09 | 2016-05-06 | 2036-05-05 | Renewables | Wind - On-Shore | Wind | Dx | Orono | Durham | Toronto
FIT 1 | 0.03 | Mill Creek 30kW Barrie | Mill Creek Care Centre | CO | 20 | 2012-04-30 | 2011-06-08 | 2031-06-07 | Renewables | Solar Rooftop | Solar | Dx | Barrie | Simcoe | Essa
FIT 1 | 0.25 | Menkes-100 Valleybrook | Menkes Properties Corporation | CO | 20 | 2014-07-05 | 2014-01-13 | 2034-01-12 | Renewables | Solar Rooftop | Solar | Dx | Toronto | Toronto | Toronto
FIT 1 | 0.25 | 15860 Loyalist Parkway | CLEAVE ENERGY HOLDINGS LTD. | CO | 20 | 2013-07-02 | 2014-10-01 | 2033-07-01 | Renewables | Solar Rooftop | Solar | Dx | Bloomfield | Prince Edward | East
FIT 1 | 0.06279 | GEDSB Centennial-Grand Woodlands | Ameresco GEDSB Solar Inc. | CO | 20 | 2012-04-30 | 2011-11-10 | 2031-11-09 | Renewables | Solar Rooftop | Solar | Dx | Brantford | Brant | Southwest
FIT 1 | 0.25 | IKEA Solar PV Vaughan | IKEA Properties Limited | CO | 20 | 2011-04-30 | 2011-03-02 | 2031-03-01 | Renewables | Solar Rooftop | Solar | Dx | Concord | York | Toronto
FIT 1 | 0.1 | L01-3085 Hwy 7 | Longo Power Generation Inc. | CO | 20 | 2014-07-06 | 2013-11-28 | 2033-11-27 | Renewables | Solar Rooftop | Solar | Dx | Markham | York | Toronto
FIT 1 | 0.25 | ANDEMAR CATTLE CO | Andemar Cattle Company Limited | CO | 20 | 2012-04-30 | 2011-06-08 | 2031-06-07 | Renewables | Solar Rooftop | Solar | Dx | St. Marys | Perth | Southwest
FIT 1 | 0.15996 | 170 Traders Blvd. | Solaire Kapuskasing Solar Inc. | CO | 20 | 2014-06-14 | 2014-09-29 | 2034-06-13 | Renewables | Solar Rooftop | Solar | Dx | Mississauga | Peel | Toronto
FIT 1 | 0.19734 | GEDSB Valley Heights Secondary | Ameresco GEDSB Solar Inc. | CO | 20 | 2012-04-30 | 2012-11-26 | 2032-04-29 | Renewables | Solar Rooftop | Solar | Dx | Langton | Norfolk | West
FIT 1 | 0.1 | GEDSB Waterford District Secondary | Ameresco GEDSB Solar Inc. | CO | 20 | 2012-04-30 | 2012-03-12 | 2032-03-11 | Renewables | Solar Rooftop | Solar | Dx | Waterford | Norfolk | Southwest
FIT 1 | 0.075 | O02-27 Hobin | PSI Solar Finance 1 Limited Partnership | CO | 20 | 2014-07-12 | 2014-05-16 | 2034-05-15 | Renewables | Solar Rooftop | Solar | Dx | Ottawa | Ottawa | Ottawa
FIT 1 | 0.05 | G04-835 Harrington | Fengate (FGDI) Limited Partnership | CO | 20 | 2014-07-08 | 2015-01-08 | 2035-01-07 | Renewables | Solar Rooftop | Solar | Dx | Burlington | Halton | Southwest
FIT 1 | 0.5 | 41 Butterick Road | 1033993 Ontario Inc. | CO | 20 | 2014-07-07 | 2012-07-04 | 2032-07-03 | Renewables | Solar Rooftop | Solar | Dx | Toronto | Toronto | Toronto
FIT 1 | 0.1 | Donevan Recreation Solar | 2252112 Ontario Inc. | CO | 20 | 2014-07-07 | 2012-10-15 | 2032-10-14 | Renewables | Solar Rooftop | Solar | Dx | Oshawa | Durham | Toronto
FIT 1 | 0.1 | Morrissey Farm | SE 2011 LP | CO | 20 | 2014-06-07 | 2012-08-28 | 2032-08-27 | Renewables | Solar Rooftop | Solar | Dx | Crediton | Huron | Southwest
FIT 1 | 0.1 | Ecotricity Solar Southgate | Alectra Utilities Corporation | CO | 20 | 2012-04-30 | 2011-06-01 | 2031-05-31 | Renewables | Solar Rooftop | Solar | Dx | Guelph | Wellington | Southwest
FIT 1 | 0.068 | 126 Devon | PSI Solar Finance 1 Limited Partnership | CO | 20 | 2014-06-28 | 2012-11-28 | 2032-11-27 | Renewables | Solar Rooftop | Solar | Dx | Brampton | Peel | Toronto
FIT 1 | 0.25 | 158 Primeway Dr. | PSI Solar Finance 1 Limited Partnership | CO | 20 | 2014-09-15 | 2013-11-29 | 2033-11-28 | Renewables | Solar Rooftop | Solar | Dx | Welland | Niagara | Niagara
FIT 1 | 0.3 | H06-6630 TECUMSEH | PSI Solar Finance 1 Limited Partnership | CO | 20 | 2014-04-01 | 2014-08-28 | 2034-08-27 | Renewables | Solar Rooftop | Solar | Dx | Windsor | Essex | West
FIT 1 | 0.25 | H06-570 MCNEELY | PSI Solar Finance 1 Limited Partnership | CO | 20 | 2014-08-11 | 2014-09-19 | 2034-09-18 | Renewables | Solar Rooftop | Solar | Dx | Carleton Place | Lanark | East
FIT 1 | 0.04 | O02-55 Mann | Fengate (FGDI) Limited Partnership | CO | 20 | 2014-07-12 | 2015-02-23 | 2035-02-22 | Renewables | Solar Rooftop | Solar | Dx | Ottawa | Ottawa | Ottawa
FIT 1 | 0.15 | Cavanagh Solar 2 | Thomas Cavanagh Construction Limited | CO | 20 | 2012-04-30 | 2012-06-04 | 2032-06-03 | Renewables | Solar Rooftop | Solar | Dx | Ashton | Lanark | East
FIT 1 | 0.07 | ROW - Regional Operations Centre 2 | The Regional Municipality of Waterloo | CO | 20 | 2013-08-11 | 2013-07-08 | 2033-07-07 | Renewables | Solar Rooftop | Solar | Dx | Cambridge | Waterloo | Southwest
FIT 1 | 0.15 | Milvan Drive Solar | Freshway Cash & Carry Inc. | CO | 20 | 2014-06-14 | 2013-04-04 | 2033-04-03 | Renewables | Solar Rooftop | Solar | Dx | Toronto | Toronto | Toronto
FIT 1 | 0.1 | Plymouth FIT | 1401366 ONTARIO LTD. | CO | 20 | 2014-06-28 | 2014-09-04 | 2034-09-03 | Renewables | Solar Rooftop | Solar | Dx | Thunder Bay | Thunder Bay | Northwest
FIT 1 | 0.25 | Perley Rideau 250kW | The Perley and Rideau Veterans' Health Centre | CO | 20 | 2014-06-30 | 2014-05-08 | 2034-05-07 | Renewables | Solar Rooftop | Solar | Dx | Ottawa | Ottawa | Ottawa
FIT 1 | 0.5 | Koskamp Family Farm Biogas | Koskamp Family Farms Ltd. | CO | 20 | 2013-07-23 | 2013-06-05 | 2033-06-04 | Renewables | Bioenergy | Biogas | Dx | Stratford | Perth | Southwest
FIT 1 | 0.1 | Bothwell | Samuel, Son & Co., Ltd. | CO | 20 | 2014-06-16 | 2014-06-19 | 2034-06-15 | Renewables | Solar Rooftop | Solar | Dx | Cambridge | Waterloo | Southwest
FIT 1 | 0.25 | Pacific One | 2410581 Ontario Limited | CO | 20 | 2014-06-14 | 2014-12-12 | 2034-12-11 | Renewables | Solar Rooftop | Solar | Dx | Hamilton | Hamilton | Southwest
FIT 1 | 23 | Conestogo Wind Energy Centre | Conestogo Wind, LP | CO | 20 | 2013-03-25 | 2012-12-20 | 2032-12-19 | Renewables | Wind - On-Shore | Wind | Dx | Alma | Wellington | Southwest
FIT 1 | 0.25 | E02-301 Tillson | 301 Tillson Limited Partnership | CO | 20 | 2014-08-11 | 2014-08-15 | 2034-08-14 | Renewables | Solar Rooftop | Solar | Dx | Tillsonburg | Oxford | West
FIT 1 | 0.25 | Komoka Wellness & Recreation Centre | Municipality of Middlesex Centre | CO | 20 | 2012-04-30 | 2011-11-15 | 2031-11-14 | Renewables | Solar Rooftop | Solar | Dx | Komoka | Middlesex | West
FIT 1 | 0.19 | Grand 250 | Green Grorganics Inc. II | CO | 20 | 2014-03-26 | 2013-06-12 | 2033-06-11 | Renewables | Solar Rooftop | Solar | Dx | Kingsville | Essex | West
FIT 1 | 0.2 | Stoney Creek Decor Centre 2 | Solar Sunbelt General Partnership | CO | 20 | 2014-06-21 | 2012-12-21 | 2032-12-20 | Renewables | Solar Rooftop | Solar | Dx | Hamilton | Hamilton | Niagara
FIT 1 | 0.25 | SUNNYBRAE SOLAR | Jennifer Lynn Renieris | CO | 20 | 2014-06-02 | 2014-10-28 | 2034-06-01 | Renewables | Solar Rooftop | Solar | Dx | Smithville | Niagara | Niagara
FIT 1 | 10 | Northland Power Burks Falls West | Northland Power Solar Burks Falls West L.P. | CO | 20 | 2013-05-21 | 2014-09-23 | 2034-09-22 | Renewables | Solar Ground Mounted | Solar | Dx | Burks Falls | Parry Sound | Essa
FIT 1 | 0.5 | P08-6 Manchester | Firelight Solar LP | CO | 20 | 2014-08-03 | 2012-11-16 | 2032-11-15 | Renewables | Solar Rooftop | Solar | Dx | Bolton | Peel | Toronto
FIT 1 | 0.25 | M01-1050 Pachino | Rowhedge Construction Limited | CO | 20 | 2014-06-21 | 2014-12-19 | 2034-12-18 | Renewables | Solar Rooftop | Solar | Dx | Burlington | Halton | Southwest
FIT 1 | 10 | RE Smiths Falls 6 | Aurora Smiths Falls 6 Limited Partnership | CO | 20 | 2013-02-18 | 2013-02-13 | 2033-02-12 | Renewables | Solar Ground Mounted | Solar | Dx | Smiths Falls | Lanark | East
FIT 1 | 0.2495 | Sierra Farms Solar Farm | SE 2011 LP | CO | 20 | 2014-06-06 | 2013-12-20 | 2033-12-19 | Renewables | Solar Rooftop | Solar | Dx | Listowel | Perth | Southwest
FIT 1 | 0.4988 | Port Authority Bldg. 2 | Solar Income Fund LP (#2) | CO | 20 | 2014-07-21 | 2014-03-12 | 2034-03-11 | Renewables | Solar Rooftop | Solar | Dx | Thunder Bay | Thunder Bay | Northwest
FIT 1 | 0.25 | #244 3595 highway 144, Chelmsford | PSI Solar Finance 1 Limited Partnership | CO | 20 | 2014-06-21 | 2013-07-25 | 2033-07-24 | Renewables | Solar Rooftop | Solar | Dx | Chelmsford | Greater Sudbury | Northeast
FIT 1 | 0.25 | 8739 North | Sunnyside Power Company Inc. | CO | 20 | 2014-07-05 | 2013-12-20 | 2033-12-19 | Renewables | Solar Ground Mounted | Solar | Dx | Westport | Leeds and Grenville | East
FIT 1 | 0.25 | 7826 Howard Ave. RR1 | Howard Avenue Solar Inc. | CO | 20 | 2014-07-21 | 2013-12-18 | 2033-12-17 | Renewables | Solar Rooftop | Solar | Dx | Mcgregor | Essex | West
FIT 1 | 0.25 | H06-901 JULIANA | PSI Solar Finance 1 Limited Partnership | CO | 20 | 2014-06-15 | 2014-01-21 | 2034-01-20 | Renewables | Solar Rooftop | Solar | Dx | Woodstock | Oxford | Southwest
FIT 1 | 0.18 | 4220 King Street | Heffner Investments Limited | CO | 20 | 2014-06-30 | 2014-08-18 | 2034-08-17 | Renewables | Solar Rooftop | Solar | Dx | Kitchener | Waterloo | Southwest
FIT 1 | 0.1 | 100 kW Kingsville Golf Club | Bluewater Power Renewable Energy Inc. | CO | 20 | 2014-07-21 | 2015-01-20 | 2034-07-20 | Renewables | Solar Rooftop | Solar | Dx | Kingsville | Essex | West
FIT 1 | 0.1 | 30 Riviera Drive | GBG Solar 2010 Partnership | CO | 20 | 2012-04-30 | 2012-08-13 | 2032-08-12 | Renewables | Solar Rooftop | Solar | Dx | Markham | York | Toronto
FIT 1 | 74.112 | Amherst Island Wind Project | Amherst Island Windlectric ULC | CO | 20 | 2016-01-27 | 2018-06-15 | 2036-01-26 | Renewables | Wind - On-Shore | Wind | Tx | Stella | Lennox and Addington | East
FIT 1 | 0.135 | Skids Away | 2237190 Ontario Inc. | CO | 20 | 2012-04-30 | 2012-07-31 | 2032-04-29 | Renewables | Solar Rooftop | Solar | Dx | Toronto | Toronto | Toronto
FIT 1 | 0.09 | Victoria Village Arena at Bermondsey Solar PV | Toronto Hydro-Electric System Limited | CO | 20 | 2014-06-14 | 2013-03-01 | 2033-02-28 | Renewables | Solar Rooftop | Solar | Dx | Toronto | Toronto | Toronto
FIT 1 | 0.49988 | Williamson Solar | Solaire Kapuskasing Solar Inc. | CO | 20 | 2014-08-03 | 2015-09-04 | 2035-09-03 | Renewables | Solar Ground Mounted | Solar | Dx | Harty | Cochrane | Northeast
FIT 1 | 0.15 | Chad Fischer Solar | C.W. Fischer Farms Ltd. | CO | 20 | 2012-04-30 | 2012-05-17 | 2032-05-16 | Renewables | Solar Rooftop | Solar | Dx | Brussels | Huron | Southwest
FIT 1 | 0.05 | 4131 Brock Road | PSI Solar Finance 1 Limited Partnership | CO | 20 | 2013-04-05 | 2013-09-12 | 2033-04-04 | Renewables | Solar Rooftop | Solar | Dx | Uxbridge | Durham | Essa
FIT 1 | 0.49 | Intech number 1 - N0L 2C0 | Intech Clean Energy Inc. | CO | 20 | 2014-07-07 | 2014-08-08 | 2034-07-06 | Renewables | Solar Ground Mounted | Solar | Dx | Rodney | Elgin | West
FIT 1 | 0.0864 | F.J. Horgan PV System | City of Toronto | CO | 20 | 2014-03-25 | 2012-09-27 | 2032-09-26 | Renewables | Solar Rooftop | Solar | Dx | Toronto | Toronto | Toronto
FIT 1 | 0.03 | Bishop Marrocco Solar Power Project | Toronto Catholic District School Board | CO | 20 | 2014-06-28 | 2012-06-08 | 2032-06-07 | Renewables | Solar Rooftop | Solar | Dx | Toronto | Toronto | Toronto
FIT 1 | 0.1 | (F43) Real Canadian Wholesale Club Glen Hill Dr | Firelight Solar LP | CO | 20 | 2014-04-01 | 2014-01-24 | 2034-01-23 | Renewables | Solar Rooftop | Solar | Dx | Whitby | Durham | Toronto
FIT 1 | 0.05 | 1647 Galt Street | Bonar Enterprises | CO | 20 | 2014-06-06 | 2013-01-08 | 2033-01-07 | Renewables | Solar Ground Mounted | Solar | Dx | Bath | Lennox and Addington | East
FIT 1 | 0.208 | Remington - Brampton (271 Glidden Rd) | Firelight Solar LP | CO | 20 | 2014-05-31 | 2011-12-16 | 2031-12-15 | Renewables | Solar Rooftop | Solar | Dx | Brampton | Peel | Toronto
FIT 1 | 0.19995 | 9000 Bathurst Street | ASI SPE 106 Inc. | CO | 20 | 2014-06-23 | 2014-12-23 | 2034-12-22 | Renewables | Solar Rooftop | Solar | Dx | Thornhill | York | Toronto
FIT 1 | 0.14993 | SonPower | Son Power | CO | 20 | 2014-06-16 | 2014-12-08 | 2034-12-07 | Renewables | Solar Rooftop | Solar | Dx | Smithville | Niagara | Niagara
FIT 1 | 0.1 | Canadian Solar Developers Ltd. L.P.#6 | Mann Ground Mount Solar Ltd. | CO | 20 | 2013-08-24 | 2014-05-20 | 2033-08-23 | Renewables | Solar Ground Mounted | Solar | Dx | Mount Brydges | Middlesex | West
FIT 1 | 10 | Belleville TS Demorestville | SunE Demorestville LP | CO | 20 | 2013-04-23 | 2014-03-06 | 2034-03-05 | Renewables | Solar Ground Mounted | Solar | Dx | Demorestville | Prince Edward | East
FIT 1 | 0.25 | CEPEO Elementary Gisele Lalonde | Ameresco CEPEO Solar Inc. | CO | 20 | 2012-04-30 | 2012-04-15 | 2032-04-14 | Renewables | Solar Rooftop | Solar | Dx | Ottawa | Ottawa | Ottawa
FIT 1 | 99 | East Lake St. Clair Wind | East Lake St. Clair Wind LP | CO | 20 | 2014-07-05 | 2013-05-22 | 2033-05-21 | Renewables | Wind - On-Shore | Wind | Tx | Wallaceburg | Chatham-Kent | West
FIT 1 | 0.25 | Kempfarms #1 | Kemp Farms Inc. Orville Gordon Kemp | CO | 20 | 2012-04-30 | 2011-11-22 | 2031-11-21 | Renewables | Solar Rooftop | Solar | Dx | Carp | Ottawa | Ottawa
FIT 1 | 0.1 | The Tannery | Allied Properties REIT | CO | 20 | 2014-07-05 | 2014-10-10 | 2034-07-04 | Renewables | Solar Rooftop | Solar | Dx | Kitchener | Waterloo | Southwest
FIT 1 | 48.6 | Pointe Aux Roches Wind | Pointe-Aux-Roches Wind LP | CO | 20 | 2012-07-17 | 2011-12-07 | 2031-12-06 | Renewables | Wind - On-Shore | Wind | Tx | Comber | Chatham-Kent | West
FIT 1 | 0.135 | (F31) Your Independent Grocer Highway 21 | Firelight Solar LP | CO | 20 | 2014-03-30 | 2014-07-18 | 2034-07-17 | Renewables | Solar Rooftop | Solar | Dx | Port Elgin | Bruce | Bruce
FIT 1 | 0.5 | Reko Intl. Group (5390 Brendan Ln) | Alectra Utilities Corporation | CO | 20 | 2014-07-21 | 2014-06-20 | 2034-06-19 | Renewables | Solar Rooftop | Solar | Dx | Oldcastle | Essex | West
FIT 1 | 0.25 | SPV 1 E-Z-Y Way Self Storage | TerraForm MP Solar, LLC | CO | 20 | 2014-05-31 | 2014-11-25 | 2034-11-24 | Renewables | Solar Rooftop | Solar | Dx | Windsor | Essex | West
FIT 1 | 0.25 | H06-1013 MAPLE | PSI Solar Finance 1 Limited Partnership | CO | 20 | 2014-07-29 | 2014-07-17 | 2034-07-16 | Renewables | Solar Rooftop | Solar | Dx | Milton | Halton | Southwest
FIT 1 | 0.053 | Fondations Brisson | Entreprises Brisson Inc. | CO | 20 | 2012-04-30 | 2011-07-28 | 2031-07-27 | Renewables | Solar Rooftop | Solar | Dx | Casselman | Prescott and Russell | Ottawa
FIT 1 | 0.07 | 13644 Loyalist Parkway | CLEAVE ENERGY HOLDINGS LTD. | CO | 20 | 2014-05-31 | 2014-11-06 | 2034-05-30 | Renewables | Solar Rooftop | Solar | Dx | Picton | Prince Edward | East
FIT 1 | 0.1026 | Betolianni Solar | Betolianni Solar Ltd. | CO | 20 | 2012-04-30 | 2011-05-27 | 2031-05-26 | Renewables | Solar Rooftop | Solar | Dx | Bailieboro | Peterborough | East
FIT 1 | 0.1 | TBHEDI-2 | Synergy North Corporation | CO | 20 | 2014-07-21 | 2013-09-10 | 2033-09-09 | Renewables | Solar Rooftop | Solar | Dx | Thunder Bay | Thunder Bay | Northwest
FIT 1 | 0.45 | Algoma orchards | Brightroof Solar Limited Partnership | CO | 20 | 2014-06-16 | 2012-06-29 | 2032-06-28 | Renewables | Solar Rooftop | Solar | Dx | Bowmanville | Durham | Toronto
FIT 1 | 0.03 | ROW - 215 Lorraine | The Regional Municipality of Waterloo | CO | 20 | 2013-07-06 | 2012-04-16 | 2032-04-15 | Renewables | Solar Rooftop | Solar | Dx | Kitchener | Waterloo | Southwest
FIT 1 | 0.2 | Horizon Utilities - Nebo Road Location | Solar Sunbelt General Partnership | CO | 20 | 2014-06-21 | 2012-10-23 | 2032-10-22 | Renewables | Solar Rooftop | Solar | Dx | Hamilton | Hamilton | Southwest
FIT 1 | 0.067 | Gananoque-FH2 | Crosscurrent Energy Corp. | CO | 20 | 2014-07-02 | 2014-12-23 | 2034-12-22 | Renewables | Solar Rooftop | Solar | Dx | Gananoque | Leeds and Grenville | East
FIT 1 | 0.09 | jdonkers | Mr. John Donkers Ms. Linda Donkers | CO | 20 | 2014-06-07 | 2012-08-30 | 2032-08-29 | Renewables | Solar Rooftop | Solar | Dx | Monkton | Perth | Southwest
FIT 1 | 0.1 | (F50) No Frills Second Line | Firelight Solar LP | CO | 20 | 2014-03-25 | 2014-02-13 | 2034-02-12 | Renewables | Solar Rooftop | Solar | Dx | Shelburne | Dufferin | Southwest
FIT 1 | 0.05 | jazzsolar_0001 | P. & H. Koch Farms Inc. | CO | 20 | 2014-07-05 | 2012-08-17 | 2032-08-16 | Renewables | Solar Rooftop | Solar | Dx | Lefaivre | Prescott and Russell | Ottawa
FIT 1 | 0.075 | 25 Consumers Drive | TerraForm MP Solar, LLC | CO | 20 | 2014-06-30 | 2012-06-16 | 2032-06-15 | Renewables | Solar Rooftop | Solar | Dx | Whitby | Durham | Toronto
FIT 1 | 0.25 | H06-16775 HWY #12 | PSI Solar Finance 1 Limited Partnership | CO | 20 | 2014-06-15 | 2014-07-25 | 2034-07-24 | Renewables | Solar Rooftop | Solar | Dx | Midland | Simcoe | Essa
FIT 1 | 0.375 | H06-50 RED MAPLE | PSI Solar Finance 1 Limited Partnership | CO | 20 | 2014-08-11 | 2014-07-08 | 2034-07-07 | Renewables | Solar Rooftop | Solar | Dx | Richmond Hill | York | Toronto
FIT 1 | 0.25 | REX | 4173104 Canada Inc. | CO | 20 | 2013-03-12 | 2013-04-25 | 2033-03-11 | Renewables | Solar Rooftop | Solar | Dx | Concord | York | Toronto
FIT 1 | 0.25 | H06-350 CENTENNIAL | PSI Solar Finance 1 Limited Partnership | CO | 20 | 2014-03-19 | 2014-07-31 | 2034-07-30 | Renewables | Solar Rooftop | Solar | Dx | Hamilton | Hamilton | Southwest
FIT 1 | 0.08987 | 994 Westport | Solaire Kapuskasing Solar Inc. | CO | 20 | 2014-07-07 | 2014-08-15 | 2034-07-06 | Renewables | Solar Rooftop | Solar | Dx | Mississauga | Peel | Toronto
FIT 1 | 0.135 | MIKKON MACHINE TOOLS LTD | Alectra Utilities Corporation | CO | 20 | 2014-06-28 | 2014-05-09 | 2034-05-08 | Renewables | Solar Rooftop | Solar | Dx | Oldcastle | Essex | West
FIT 1 | 0.135 | (C62) Loblaws Dupont Avenue | Firelight Solar LP | CO | 20 | 2014-03-26 | 2013-09-26 | 2033-09-25 | Renewables | Solar Rooftop | Solar | Dx | Toronto | Toronto | Toronto
FIT 1 | 0.2 | A10-143 Heart Lake | Fengate (FGDI) Limited Partnership | CO | 20 | 2014-07-05 | 2015-02-13 | 2035-02-12 | Renewables | Solar Rooftop | Solar | Dx | Brampton | Peel | Toronto
FIT 1 | 0.5 | Real Canadian Superstore Weston Road (C74) | Firelight Solar LP | CO | 20 | 2014-03-23 | 2013-04-17 | 2033-04-16 | Renewables | Solar Rooftop | Solar | Dx | Toronto | Toronto | Toronto
FIT 1 | 0.225 | 538680 Ontario Limited | Alectra Utilities Corporation | CO | 20 | 2014-06-30 | 2014-08-05 | 2034-08-04 | Renewables | Solar Rooftop | Solar | Dx | Windsor | Essex | West
FIT 1 | 0.25 | Van Osch Farms | SE 2011 LP | CO | 20 | 2012-04-30 | 2011-06-30 | 2031-06-29 | Renewables | Solar Rooftop | Solar | Dx | Ailsa Craig | Middlesex | Southwest
FIT 1 | 0.1125 | Tundra/BJB Farms Project | Tundra Project Solutions | CO | 20 | 2015-09-18 | 2015-09-18 | 2035-09-17 | Renewables | Solar Rooftop | Solar | Dx | Hamilton | Hamilton | Southwest
FIT 1 | 0.25 | 8739 South | Sunnyside Power Company Inc. | CO | 20 | 2014-07-05 | 2013-11-01 | 2033-10-31 | Renewables | Solar Ground Mounted | Solar | Dx | Westport | Leeds and Grenville | East
FIT 1 | 6 | Kap Solar Park | New OSPVF 7 Limited Partnership | CO | 20 | 2013-05-23 | 2014-09-25 | 2034-09-24 | Renewables | Solar Ground Mounted | Solar | Dx | Kapuskasing | Cochrane | Northeast
FIT 1 | 0.5 | Tecumseh Arena Solar PV Project | Essex Energy Corporation | CO | 20 | 2011-04-30 | 2010-11-24 | 2030-11-23 | Renewables | Solar Rooftop | Solar | Dx | Windsor | Essex | West
FIT 1 | 0.25 | Pioneer Engineering | SONNEN INC. | CO | 20 | 2012-04-30 | 2012-10-30 | 2032-10-29 | Renewables | Solar Rooftop | Solar | Dx | Toronto | Toronto | Toronto
FIT 1 | 0.2 | E01-280 Holiday Inn | 280 Holiday Holdings Ltd. | CO | 20 | 2014-06-24 | 2013-02-12 | 2033-02-11 | Renewables | Solar Rooftop | Solar | Dx | Cambridge | Waterloo | Southwest
FIT 1 | 0.25 | Normanby Solar 4 | 757182 Ontario Ltd. | CO | 20 | 2013-06-29 | 2012-05-10 | 2032-05-09 | Renewables | Solar Rooftop | Solar | Dx | Ayton | Grey | Southwest
FIT 1 | 19.44 | Bow Lake Phase 1 | Nodin Kitagan Limited Partnership | CO | 20 | 2015-05-27 | 2015-08-10 | 2035-08-09 | Renewables | Wind - On-Shore | Wind | Tx | Montreal River Harbour | Algoma | Northeast
FIT 1 | 0.25 | T04-3429 Kennedy | Alectra Utilities Corporation | CO | 20 | 2014-04-08 | 2014-11-12 | 2034-11-11 | Renewables | Solar Rooftop | Solar | Dx | Toronto | Toronto | Toronto
FIT 1 | 0.135 | (C60) Loblaw Great Food Hurontario | Firelight Solar LP | CO | 20 | 2014-03-11 | 2013-11-18 | 2033-11-17 | Renewables | Solar Rooftop | Solar | Dx | Collingwood | Simcoe | Southwest
FIT 1 | 0.033 | Overdale Solar | Overdale Farms LTd. | CO | 20 | 2014-05-31 | 2012-07-05 | 2032-07-04 | Renewables | Solar Rooftop | Solar | Dx | L' Orignal | Prescott and Russell | Ottawa
FIT 1 | 0.25 | Turn The Boat Around Solar System | 2030 North Talbot Road Inc. | CO | 20 | 2014-03-23 | 2014-08-21 | 2034-08-20 | Renewables | Solar Rooftop | Solar | Dx | Windsor | Essex | West
FIT 1 | 0.1 | #68 997431 Hwy #11 North, New Liskeard | PSI Solar Finance 1 Limited Partnership | CO | 20 | 2014-06-02 | 2013-08-09 | 2033-08-08 | Renewables | Solar Rooftop | Solar | Dx | New Liskeard | Timiskaming | Northeast
FIT 1 | 0.036 | Tnt Properties Ltd Solar Project Terrace Bay | 11586203 Canada Inc. | CO | 20 | 2014-03-26 | 2012-09-21 | 2032-09-20 | Renewables | Solar Rooftop | Solar | Dx | Terrace Bay | Thunder Bay | Northwest
FIT 1 | 0.1 | O02-745 Smyth | PSI Solar Finance 1 Limited Partnership | CO | 20 | 2014-07-12 | 2014-10-28 | 2034-07-11 | Renewables | Solar Rooftop | Solar | Dx | Ottawa | Ottawa | Ottawa
FIT 1 | 0.25 | 10001R - Canada Aviation Museum | TerraForm MP Solar, LLC | CO | 20 | 2013-08-24 | 2014-02-07 | 2034-02-06 | Renewables | Solar Rooftop | Solar | Dx | Ottawa | Ottawa | Ottawa
FIT 1 | 0.2 | Hakkesteegt's Poultry Farm Ltd. | Hakkesteegt's Poultry Farm Ltd. | CO | 20 | 2014-06-29 | 2012-07-06 | 2032-07-05 | Renewables | Solar Rooftop | Solar | Dx | Brighton | Northumberland | East
FIT 1 | 0.09269 | GECDSB Tecumseh K-12 Solar Project | Greater Essex County District School Board | CO | 20 | 2014-06-23 | 2012-06-26 | 2032-06-25 | Renewables | Solar Rooftop | Solar | Dx | Mcgregor | Essex | West
FIT 1 | 0.1679 | WMS Solar | Wonderland Solar Inc. | CO | 20 | 2011-04-30 | 2011-04-28 | 2031-04-27 | Renewables | Solar Rooftop | Solar | Dx | London | Middlesex | West
FIT 1 | 0.25 | Dimplex Distribution Centre Rooftop PV Project | Grand River Energy Solutions Corp. | CO | 20 | 2014-08-03 | 2015-02-02 | 2035-02-01 | Renewables | Solar Rooftop | Solar | Dx | Cambridge | Waterloo | Southwest
FIT 1 | 0.25 | Seagrave Solar One | Alectra Utilities Corporation | CO | 20 | 2012-04-30 | 2012-03-01 | 2032-02-29 | Renewables | Solar Rooftop | Solar | Dx | Seagrave | Durham | Essa
FIT 1 | 0.25 | H06-49 FOURTH | PSI Solar Finance 1 Limited Partnership | CO | 20 | 2014-08-03 | 2014-06-25 | 2034-06-24 | Renewables | Solar Rooftop | Solar | Dx | Orangeville | Dufferin | Southwest
FIT 1 | 10 | GoodLight | GoodLight LP | CO | 20 | 2014-05-14 | 2014-07-16 | 2034-07-15 | Renewables | Solar Ground Mounted | Solar | Dx | Kirkfield | Kawartha Lakes | Essa
FIT 1 | 0.4 | P05-35 Automatic | Sky Solar (Canada) FIT 1 Limited Partnership | CO | 20 | 2014-07-29 | 2014-10-10 | 2034-10-09 | Renewables | Solar Rooftop | Solar | Dx | Brampton | Peel | Toronto
FIT 1 | 10 | Mississippi Mills Solar Park | Axium Infinity Solar LP | CO | 20 | 2013-08-27 | 2013-09-27 | 2033-09-26 | Renewables | Solar Ground Mounted | Solar | Dx | Pakenham | Lanark | East
FIT 1 | 0.25 | 570 River Road | Corporation of Welland | CO | 20 | 2014-05-31 | 2012-12-19 | 2032-12-18 | Renewables | Solar Rooftop | Solar | Dx | Welland | Niagara | Niagara
FIT 1 | 0.25 | H06-20 YMCA | PSI Solar Finance 1 Limited Partnership | CO | 20 | 2014-04-08 | 2014-07-31 | 2034-07-30 | Renewables | Solar Rooftop | Solar | Dx | St. Catharines | Niagara | Niagara
FIT 1 | 0.25 | N02-68 Leek | Norman James Gottlieb | CO | 20 | 2014-06-24 | 2013-03-08 | 2033-03-07 | Renewables | Solar Rooftop | Solar | Dx | Richmond Hill | York | Toronto
FIT 1 | 0.25 | Heated Self-Storage | Heated Self-Storage Inc. | CO | 20 | 2012-04-30 | 2011-07-15 | 2031-07-14 | Renewables | Solar Rooftop | Solar | Dx | Orillia | Simcoe | Essa
FIT 1 | 0.05 | 3210 Swansea | PSI Solar Finance 1 Limited Partnership | CO | 20 | 2013-07-21 | 2013-11-25 | 2033-07-20 | Renewables | Solar Rooftop | Solar | Dx | Ottawa | Ottawa | Ottawa
FIT 1 | 0.5 | Port Robinson Solar Energy Project | E.S. Fox Limited | CO | 20 | 2014-06-09 | 2014-08-22 | 2034-08-21 | Renewables | Solar Rooftop | Solar | Dx | Port Robinson | Niagara | Niagara
FIT 1 | 0.132 | (C57) Loblaws Leslie Street | Firelight Solar LP | CO | 20 | 2014-03-30 | 2014-09-19 | 2034-09-18 | Renewables | Solar Rooftop | Solar | Dx | Toronto | Toronto | Toronto
FIT 1 | 0.06 | Samuel David Gray | Laura Ann Gray | CO | 20 | 2014-06-21 | 2013-01-08 | 2033-01-07 | Renewables | Solar Rooftop | Solar | Dx | Caledon | Peel | Southwest
FIT 1 | 0.25 | 1600 Greenwood | 1600 Greenwood Inc | CO | 20 | 2014-06-07 | 2012-06-14 | 2032-06-13 | Renewables | Solar Rooftop | Solar | Dx | Beachburg | Renfrew | East
FIT 1 | 0.1 | PSI Solar project | Price-Schonstrom Inc. | CO | 20 | 2014-11-24 | 2013-04-16 | 2033-04-15 | Renewables | Solar Rooftop | Solar | Dx | Walkerton | Bruce | Southwest
FIT 1 | 0.05 | 34 Riviera Drive, Markham | GBG Solar 2010 Partnership | CO | 20 | 2014-08-12 | 2014-01-24 | 2034-01-23 | Renewables | Solar Rooftop | Solar | Dx | Markham | York | Toronto
FIT 1 | 0.065 | Rankin Stables Roof Mounted | Rankin Renewable Power Inc. | CO | 20 | 2014-06-07 | 2013-07-22 | 2033-07-21 | Renewables | Solar Rooftop | Solar | Dx | St. Catharines | Niagara | Niagara
FIT 1 | 0.25 | Pelee Island Winery | Pelee Island Winery & Vineyards Inc. | CO | 20 | 2014-03-22 | 2013-06-18 | 2033-06-17 | Renewables | Solar Rooftop | Solar | Dx | Kingsville | Essex | West
FIT 1 | 0.15 | Pines Stor & Lok | BP Investment and Property Management Ltd. | CO | 20 | 2013-10-12 | 2012-04-11 | 2032-04-10 | Renewables | Solar Rooftop | Solar | Dx | Trenton | Hastings | East
FIT 1 | 0.075 | Spence Crt (Amelia St) 75kW | Thunder Bay District Housing Corporation | CO | 20 | 2012-04-30 | 2012-10-02 | 2032-10-01 | Renewables | Solar Rooftop | Solar | Dx | Thunder Bay | Thunder Bay | Northwest
FIT 1 | 0.135 | (F10) Your Independent Grocer Main Street | Firelight Solar LP | CO | 20 | 2014-04-06 | 2014-08-27 | 2034-08-26 | Renewables | Solar Rooftop | Solar | Dx | Ottawa | Ottawa | Ottawa
FIT 1 | 0.05 | GEDSB AG Hodge | Ameresco GEDSB Solar Inc. | CO | 20 | 2013-06-17 | 2013-08-22 | 2033-06-16 | Renewables | Solar Rooftop | Solar | Dx | Brantford | Brant | Southwest
FIT 1 | 0.0585 | TBHEDI-6 | Synergy North Corporation | CO | 20 | 2014-07-21 | 2013-01-07 | 2033-01-06 | Renewables | Solar Rooftop | Solar | Dx | Thunder Bay | Thunder Bay | Northwest
FIT 1 | 0.03588 | Cave Spring Cellars Tufford | Cave Spring Cellars Partnership | CO | 20 | 2012-04-30 | 2011-08-31 | 2031-08-30 | Renewables | Solar Rooftop | Solar | Dx | Lincoln | Niagara | Niagara
FIT 1 | 0.0456 | 90 Parma Crt. | Toronto Community Housing Corporation | CO | 20 | 2012-04-30 | 2012-01-11 | 2032-01-10 | Renewables | Solar Rooftop | Solar | Dx | Toronto | Toronto | Toronto
FIT 1 | 0.1 | Endura Energy 5 Sims Crescent | Solar Income Fund LP (#2) | CO | 20 | 2012-04-30 | 2011-06-01 | 2031-05-31 | Renewables | Solar Rooftop | Solar | Dx | Richmond Hill | York | Toronto
FIT 1 | 0.03 | 240 B St. Lively Solar Array | Greater Sudbury Housing Corporation | CO | 20 | 2014-06-30 | 2013-09-24 | 2033-09-23 | Renewables | Solar Rooftop | Solar | Dx | Lively | Greater Sudbury | Northeast
FIT 1 | 0.2495 | PowerStream 2010-065 | Alectra Utilities Corporation | CO | 20 | 2014-06-09 | 2012-06-20 | 2032-06-19 | Renewables | Solar Rooftop | Solar | Dx | Barrie | Simcoe | Essa
FIT 1 | 0.25 | Lindsay A Solar Farm | Pine Point Farms Ltd. | CO | 20 | 2013-06-15 | 2013-10-21 | 2033-10-20 | Renewables | Solar Rooftop | Solar | Dx | Lindsay | Kawartha Lakes | Essa
FIT 1 | 0.25 | Canadian Solar Developers Ltd. L.P. #16 | Mann Ground Mount Solar Ltd. | CO | 20 | 2014-02-25 | 2015-09-08 | 2035-09-07 | Renewables | Solar Ground Mounted | Solar | Dx | Midhurst | Simcoe | Essa
FIT 1 | 0.02352 | Hidden Bench Winery | Hidden Bench Vineyards & Winery Inc. | CO | 20 | 2011-04-30 | 2011-01-24 | 2031-01-23 | Renewables | Solar Rooftop | Solar | Dx | Beamsville | Niagara | Niagara
FIT 1 | 0.225 | 130-160 Bradwick Drive | PSI Solar Finance 1 Limited Partnership | CO | 20 | 2013-03-18 | 2013-01-23 | 2033-01-22 | Renewables | Solar Rooftop | Solar | Dx | Concord | York | Toronto
FIT 1 | 0.25 | 1608 The Queensway | MOM Solar Limited Partnership | CO | 20 | 2012-04-30 | 2012-09-28 | 2032-09-27 | Renewables | Solar Rooftop | Solar | Dx | Toronto | Toronto | Toronto
FIT 1 | 0.5 | 205 Norseman Street | TOPSHIRE SOLAR INC. | CO | 20 | 2014-07-14 | 2013-07-18 | 2033-07-17 | Renewables | Solar Rooftop | Solar | Dx | Toronto | Toronto | Toronto
FIT 1 | 0.25 | Prism Farms Solar 1 | 1797472 ONTARIO INC. | CO | 20 | 2012-04-30 | 2011-11-28 | 2031-11-27 | Renewables | Solar Rooftop | Solar | Dx | Leamington | Essex | West
FIT 1 | 0.1 | 32 GoodMark Place | Community Solar Assets 1 Ltd. | CO | 20 | 2014-08-03 | 2013-11-20 | 2033-11-19 | Renewables | Solar Rooftop | Solar | Dx | Toronto | Toronto | Toronto
FIT 1 | 0.2 | 133 Taunton Road West | Solar Income Fund LP (#2) | CO | 20 | 2012-04-30 | 2012-05-07 | 2032-04-29 | Renewables | Solar Rooftop | Solar | Dx | Oshawa | Durham | Toronto
FIT 1 | 10.8 | Grand Valley Wind Farms (Phase 2) | Grand Valley 1 Limited Partnership | CO | 20 | 2012-07-17 | 2012-03-24 | 2032-03-23 | Renewables | Wind - On-Shore | Wind | Dx | Dundalk | Grey | Southwest
FIT 1 | 0.25 | 892 3rd Line | Rowan Fleming and Lilli Fleming carrying on business as Panorama Solar | CO | 20 | 2014-06-30 | 2013-02-04 | 2033-02-03 | Renewables | Solar Rooftop | Solar | Dx | Bailieboro | Peterborough | East
FIT 1 | 0.03 | 50 Legault Solar Project | Raypower, Inc. | CO | 20 | 2012-04-30 | 2012-02-29 | 2032-02-28 | Renewables | Solar Rooftop | Solar | Dx | North Bay | Nipissing | Northeast
FIT 1 | 0.1 | West Street Storage | 2323953 Ontario Inc. | CO | 20 | 2013-06-10 | 2013-02-05 | 2033-02-04 | Renewables | Solar Rooftop | Solar | Dx | Orillia | Simcoe | Essa
FIT 1 | 0.05 | 9 Hanna PV System | City of Toronto | CO | 20 | 2013-03-31 | 2012-03-05 | 2032-03-04 | Renewables | Solar Rooftop | Solar | Dx | Toronto | Toronto | Toronto
FIT 1 | 0.5 | Solar Roof Inc. | Solar Roof Inc | CO | 20 | 2014-05-31 | 2014-05-22 | 2034-05-21 | Renewables | Solar Rooftop | Solar | Dx | Brampton | Peel | Toronto
FIT 1 | 0.1 | Horse Palace PV Project | Exhibition Place Board of Governors | CO | 20 | 2014-07-05 | 2012-05-28 | 2032-05-27 | Renewables | Solar Rooftop | Solar | Dx | Toronto | Toronto | Toronto
FIT 1 | 0.499 | Ledgecroft Farms - Biogas System | Ledgecroft Farms Inc. | CO | 20 | 2013-03-10 | 2010-04-22 | 2030-04-21 | Renewables | Bioenergy | Biogas | Dx | Seeleys Bay | Leeds and Grenville | East
FIT 1 | 0.084 | Solbright - Holmes Barns | 1809457 Ontario Inc. | CO | 20 | 2014-07-12 | 2013-06-14 | 2033-06-13 | Renewables | Solar Rooftop | Solar | Dx | Napanee | Hastings | East
FIT 1 | 0.1 | North American Steel Equipment Company Ltd. | North American Steel Equipment Company Ltd. | CO | 20 | 2012-04-30 | 2012-02-22 | 2032-02-21 | Renewables | Solar Rooftop | Solar | Dx | Whitby | Durham | Toronto
FIT 1 | 0.425 | Atlantic Packaging - 333 Progress Ave | ATL Rooftop Solar LP | CO | 20 | 2014-08-12 | 2015-02-05 | 2035-02-04 | Renewables | Solar Rooftop | Solar | Dx | Toronto | Toronto | Toronto
FIT 1 | 0.06966 | 6750 Davand | Solaire Kapuskasing Solar Inc. | CO | 20 | 2014-07-07 | 2014-12-19 | 2034-12-18 | Renewables | Solar Rooftop | Solar | Dx | Mississauga | Peel | Toronto
FIT 1 | 0.1 | O02-595 Moodie | Conseil scolaire de district catholique du Centre-Est de l'Ontario | CO | 20 | 2014-07-14 | 2015-02-24 | 2035-02-23 | Renewables | Solar Rooftop | Solar | Dx | Ottawa | Ottawa | Ottawa
FIT 1 | 0.075 | The Corporation of St. John's Kilmarnock School | Amp Canada Inc. | CO | 20 | 2014-06-30 | 2014-11-12 | 2034-06-29 | Renewables | Solar Rooftop | Solar | Dx | Breslau | Waterloo | Southwest
FIT 1 | 0.0636 | BarnFit | Wilspring Farms Ltd | CO | 20 | 2012-04-30 | 2011-08-30 | 2031-08-29 | Renewables | Solar Rooftop | Solar | Dx | Uxbridge | Durham | Essa
FIT 1 | 0.2 | Oshawa Village Suites | Solar Finance Inc. | CO | 20 | 2014-07-02 | 2013-11-29 | 2033-11-28 | Renewables | Solar Rooftop | Solar | Dx | Oshawa | Durham | Toronto
FIT 1 | 0.02 | SATEC WA PORTER COLLEGIATE INSTITUTE | Toronto District School Board | CO | 20 | 2014-06-28 | 2012-04-11 | 2032-04-10 | Renewables | Solar Rooftop | Solar | Dx | Toronto | Toronto | Toronto
FIT 1 | 0.1 | O02-2011 Glenfern | Fengate (FGDI) Limited Partnership | CO | 20 | 2014-07-07 | 2015-02-18 | 2035-02-17 | Renewables | Solar Rooftop | Solar | Dx | Ottawa | Ottawa | Ottawa
FIT 1 | 0.045 | Rockwood Farm | Eric Schwindt | CO | 20 | 2014-06-16 | 2012-06-25 | 2032-06-24 | Renewables | Solar Rooftop | Solar | Dx | Elmira | Waterloo | Southwest
FIT 1 | 0.1 | CKSS Solar PV Project | Lambton-Kent District School Board | CO | 20 | 2014-07-07 | 2011-09-28 | 2031-09-27 | Renewables | Solar Rooftop | Solar | Dx | Chatham | Chatham-Kent | West
FIT 1 | 0.2495 | Birnam Pork | SE 2011 LP | CO | 20 | 2014-06-09 | 2013-07-05 | 2033-07-04 | Renewables | Solar Rooftop | Solar | Dx | Watford | Lambton | West
FIT 1 | 0.5 | Stone Mills Solar Farm A (500KW) | Alectra Utilities Corporation | CO | 20 | 2014-06-29 | 2013-07-03 | 2033-07-02 | Renewables | Solar Rooftop | Solar | Dx | Newburgh | Lennox and Addington | East
FIT 1 | 0.498 | Clearydale Farms | Clearydale Farms | CO | 20 | 2013-01-20 | 2013-05-22 | 2033-01-19 | Renewables | Bioenergy | Biogas | Dx | Spencerville | Leeds and Grenville | East
FIT 1 | 0.25 | #199 8505 Tecumseh Rd, Windsor | PSI Solar Finance 1 Limited Partnership | CO | 20 | 2014-09-15 | 2013-07-17 | 2033-07-16 | Renewables | Solar Rooftop | Solar | Dx | Windsor | Essex | West
FIT 1 | 0.15 | Suntract1 | Fit Solar Systems Limited | CO | 20 | 2014-06-02 | 2013-09-18 | 2033-09-17 | Renewables | Solar Rooftop | Solar | Dx | Toronto | Toronto | Toronto
FIT 1 | 0.09269 | CEPEO Elementary Jeanne-Sauve | Ameresco CEPEO Solar Inc. | CO | 20 | 2012-04-30 | 2012-11-15 | 2032-04-29 | Renewables | Solar Rooftop | Solar | Dx | Ottawa | Ottawa | Ottawa
FIT 1 | 0.25 | Part lot # 1516 Concession 6 Williamsburg | Eco-Energy Reserves Inc. | CO | 20 | 2014-07-02 | 2012-11-21 | 2032-11-20 | Renewables | Solar Rooftop | Solar | Dx | Williamsburg | Stormont, Dundas and Glengarry | East
FIT 1 | 0.1 | M07 - 6660 Campobello | Sky Solar (Canada) FIT 1 Limited Partnership | CO | 20 | 2014-07-23 | 2014-11-03 | 2034-11-02 | Renewables | Solar Rooftop | Solar | Dx | Mississauga | Peel | Toronto
FIT 1 | 0.249 | 250kW Commercial Roof Solar PV Project | 1838185 Ontario Inc. | CO | 20 | 2014-07-21 | 2013-02-01 | 2033-01-31 | Renewables | Solar Rooftop | Solar | Dx | Sarnia | Lambton | West
FIT 1 | 0.03 | DR. NORMAN BETHUNE COLLEGIATE INSTITUTE | Toronto District School Board | CO | 20 | 2014-06-23 | 2012-05-10 | 2032-05-09 | Renewables | Solar Rooftop | Solar | Dx | Toronto | Toronto | Toronto
FIT 1 | 0.075 | Crossroads Public School | District School Board of Niagara (DSBN) | CO | 20 | 2014-07-05 | 2013-07-15 | 2033-07-14 | Renewables | Solar Rooftop | Solar | Dx | Niagara-on-the-Lake | Niagara | Niagara
FIT 1 | 0.05 | 1850 Fisher Drive | PSI Solar Finance 1 Limited Partnership | CO | 20 | 2013-03-30 | 2012-11-14 | 2032-11-13 | Renewables | Solar Rooftop | Solar | Dx | Peterborough | Peterborough | East
FIT 1 | 0.25 | LapWel Renewable Energy (shop rooftop) | 2114520 Ontario Inc. | CO | 20 | 2014-06-06 | 2014-11-06 | 2034-11-05 | Renewables | Solar Rooftop | Solar | Dx | Alexandria | Stormont, Dundas and Glengarry | Ottawa
FIT 1 | 0.05 | MARGAL | Margal Properties Inc. | CO | 20 | 2014-06-23 | 2014-06-12 | 2034-06-11 | Renewables | Solar Rooftop | Solar | Dx | Erin | Wellington | Southwest
FIT 1 | 0.09269 | 50 Atlantic Court | 1129381 Ontario Inc. | CO | 20 | 2014-07-14 | 2012-07-10 | 2032-07-09 | Renewables | Solar Rooftop | Solar | Dx | London | Middlesex | West
FIT 1 | 0.06 | Neeb Haven Farms | Neeb Haven Farms Ltd. | CO | 20 | 2012-04-30 | 2012-05-07 | 2032-04-29 | Renewables | Solar Rooftop | Solar | Dx | New Hamburg | Waterloo | Southwest
FIT 1 | 0.25 | C5 Farm Solar One | 2262474 Ontario Inc. | CO | 20 | 2014-06-17 | 2012-07-10 | 2032-07-09 | Renewables | Solar Rooftop | Solar | Dx | Delta | Leeds and Grenville | East
FIT 1 | 0.077 | New-Life Mills | Newridge Farms Limited | CO | 20 | 2014-07-07 | 2012-12-06 | 2032-12-05 | Renewables | Solar Rooftop | Solar | Dx | Hanover | Grey | Southwest
FIT 1 | 0.25 | Terra Niagara # 2 | Brightroof Solar Limited Partnership | CO | 20 | 2014-06-28 | 2014-10-08 | 2034-10-07 | Renewables | Solar Rooftop | Solar | Dx | St. Catharines | Niagara | Niagara
FIT 1 | 0.04 | Mother Teresa HS | Ottawa Catholic School Board | CO | 20 | 2014-07-07 | 2012-03-07 | 2032-03-06 | Renewables | Solar Rooftop | Solar | Dx | Ottawa | Ottawa | Ottawa
FIT 1 | 0.5 | Niagara 1 | Taiyo Energy Inc. | CO | 20 | 2014-06-06 | 2014-08-29 | 2034-08-28 | Renewables | Solar Ground Mounted | Solar | Dx | Port Colborne | Niagara | Niagara
FIT 1 | 0.075 | Csoff 75kW | Josef Csoff | CO | 20 | 2012-04-30 | 2011-12-23 | 2031-12-22 | Renewables | Solar Rooftop | Solar | Dx | Otterville | Oxford | West
FIT 1 | 0.25 | Skyjack Inc Plant 1 | Skyjack Inc | CO | 20 | 2013-07-06 | 2013-10-11 | 2033-10-10 | Renewables | Solar Rooftop | Solar | Dx | Guelph | Wellington | Southwest
FIT 1 | 0.5 | 111 Snidercroft Road | Sunny Day Energy Inc. | CO | 20 | 2014-07-14 | 2012-07-18 | 2032-07-17 | Renewables | Solar Rooftop | Solar | Dx | Concord | York | Toronto
FIT 1 | 0.2275 | 1233893 Ontario Ltd. | N&G LP | CO | 20 | 2014-06-23 | 2012-01-24 | 2032-01-23 | Renewables | Solar Rooftop | Solar | Dx | Windsor | Essex | West
FIT 1 | 0.1 | 289 BRIDGELAND | H&M Kids inc. | CO | 20 | 2013-06-15 | 2013-03-12 | 2033-03-11 | Renewables | Solar Rooftop | Solar | Dx | Toronto | Toronto | Toronto
FIT 1 | 0.1 | Grandravine Park Community Centre Solar PV | Toronto Hydro-Electric System Limited | CO | 20 | 2014-06-14 | 2013-03-27 | 2033-03-26 | Renewables | Solar Rooftop | Solar | Dx | Toronto | Toronto | Toronto
FIT 1 | 0.2 | C10-7933 Huntington | Alectra Utilities Corporation | CO | 20 | 2014-08-03 | 2014-09-26 | 2034-09-25 | Renewables | Solar Rooftop | Solar | Dx | Woodbridge | York | Toronto
FIT 1 | 0.03 | Ad Lucem RT-XXX | Mark Lichty | CO | 20 | 2014-07-14 | 2012-10-26 | 2032-10-25 | Renewables | Solar Rooftop | Solar | Dx | Shakespeare | Perth | Southwest
FIT 1 | 0.25 | (C77) Real Canadian Superstore South Service Road | Firelight Solar LP | CO | 20 | 2014-06-15 | 2014-10-01 | 2034-09-30 | Renewables | Solar Rooftop | Solar | Dx | Grimsby | Niagara | Niagara
FIT 1 | 0.05 | TCHC - Danforth Ave. (1275) | Toronto Community Housing Corporation | CO | 20 | 2014-07-07 | 2012-06-20 | 2032-06-19 | Renewables | Solar Rooftop | Solar | Dx | Toronto | Toronto | Toronto
FIT 1 | 0.1 | L01-2900 Walker's | Longo Power Generation Inc. | CO | 20 | 2014-07-06 | 2014-06-13 | 2034-06-12 | Renewables | Solar Rooftop | Solar | Dx | Burlington | Halton | Southwest
FIT 1 | 0.075 | Keen Fit Project #1 | Keenview Farms Ltd | CO | 20 | 2014-06-24 | 2012-08-30 | 2032-08-29 | Renewables | Solar Rooftop | Solar | Dx | Dunnville | Haldimand | Southwest
FIT 1 | 0.125 | 430 McNeilly Road | 1520866 Ontario Limited | CO | 20 | 2014-06-16 | 2013-06-18 | 2033-06-17 | Renewables | Solar Rooftop | Solar | Dx | Hamilton | Hamilton | Niagara
FIT 1 | 0.06306 | Folkens # 6 | 2 4 6 0 8 8 2 O N T A R I O L I M I T E D | CO | 20 | 2014-06-09 | 2014-12-08 | 2034-06-08 | Renewables | Solar Rooftop | Solar | Dx | Hamilton | Hamilton | Southwest
FIT 1 | 38.88 | Bow Lake Phase 2b | Nodin Kitagan 2 Limited Partnership | CO | 20 | 2016-04-28 | 2015-09-24 | 2035-09-23 | Renewables | Wind - On-Shore | Wind | Tx | Montreal River Harbour | Algoma | Northeast
FIT 1 | 0.249 | GREENLIFE | Del Ridge (Main Street) Inc. | CO | 20 | 2014-06-07 | 2012-05-03 | 2032-05-02 | Renewables | Solar Rooftop | Solar | Dx | Milton | Halton | Southwest
FIT 1 | 0.25 | 625 Harvie Settlement Rd | EcoPoly Properties Inc. | CO | 20 | 2013-06-10 | 2013-06-12 | 2033-06-09 | Renewables | Solar Rooftop | Solar | Dx | Orillia | Simcoe | Essa
FIT 1 | 0.13399 | 3096 Devon Drive Solar | Solar Income Fund LP (#2) | CO | 20 | 2014-06-16 | 2014-01-29 | 2034-01-28 | Renewables | Solar Rooftop | Solar | Dx | Windsor | Essex | West
FIT 1 | 0.25 | 545 CR - 22 P.E.C. | CLEAVE ENERGY HOLDINGS LTD. | CO | 20 | 2013-07-02 | 2014-03-10 | 2033-07-01 | Renewables | Solar Rooftop | Solar | Dx | Picton | Prince Edward | East
FIT 1 | 0.175 | #446 430 Holland St. W, Bradford | PSI Solar Finance 1 Limited Partnership | CO | 20 | 2014-06-02 | 2013-07-15 | 2033-07-14 | Renewables | Solar Rooftop | Solar | Dx | Bradford | Simcoe | Essa
FIT 1 | 0.06 | 3553 Montpellier Chelmsford Solar Array | Greater Sudbury Housing Corporation | CO | 20 | 2014-06-30 | 2013-09-24 | 2033-09-23 | Renewables | Solar Rooftop | Solar | Dx | Chelmsford | Greater Sudbury | Northeast
FIT 1 | 0.25 | (C73) Real Canadian Superstore Highland Road West | Firelight Solar LP | CO | 20 | 2014-06-15 | 2013-10-24 | 2033-10-23 | Renewables | Solar Rooftop | Solar | Dx | Kitchener | Waterloo | Southwest
FIT 1 | 0.35 | PowerStream 2010-122 | Alectra Utilities Corporation | CO | 20 | 2013-09-28 | 2011-12-22 | 2031-12-21 | Renewables | Solar Rooftop | Solar | Dx | Thornhill | York | Toronto
FIT 1 | 0.5 | 80 Norwich | SunEdison DG Operating Holdings-2, LLC | CO | 20 | 2012-04-30 | 2011-08-17 | 2031-08-16 | Renewables | Solar Rooftop | Solar | Dx | Woodstock | Oxford | Southwest
FIT 1 | 0.085 | NJ - FIT - 1 | 2247322 Ontario Inc | CO | 20 | 2014-07-07 | 2012-04-11 | 2032-04-10 | Renewables | Solar Rooftop | Solar | Dx | Stouffville | York | Essa
FIT 1 | 0.2 | A11-235 Ardelt | Woodhouse Investments Inc. | CO | 20 | 2014-07-05 | 2013-11-07 | 2033-11-06 | Renewables | Solar Rooftop | Solar | Dx | Kitchener | Waterloo | Southwest
FIT 1 | 0.24 | 27 Regan Road | WC Enerco Inc. | CO | 20 | 2014-06-23 | 2014-01-28 | 2034-01-27 | Renewables | Solar Rooftop | Solar | Dx | Brampton | Peel | Toronto
FIT 1 | 0.108 | 3282 St. Etienne | 2413221 Ontario Inc. | CO | 20 | 2014-06-21 | 2014-11-28 | 2034-11-27 | Renewables | Solar Rooftop | Solar | Dx | Windsor | Essex | West
FIT 1 | 0.25 | 1024248 Ontario Inc. Biogas | 1024248 Ontario Inc. | CO | 20 | 2013-06-15 | 2014-08-28 | 2033-06-14 | Renewables | Bioenergy | Biogas (On-Farm) | Dx | St. Bernardin | Prescott and Russell | Ottawa
FIT 1 | 0.25 | (C82) Real Canadian Superstore Victoria Street | Firelight Solar LP | CO | 20 | 2014-06-15 | 2013-09-24 | 2033-09-23 | Renewables | Solar Rooftop | Solar | Dx | Strathroy | Middlesex | West
FIT 1 | 0.35 | T04-680 Kipling | Alectra Utilities Corporation | CO | 20 | 2014-03-12 | 2014-05-05 | 2034-05-04 | Renewables | Solar Rooftop | Solar | Dx | Toronto | Toronto | Toronto
FIT 1 | 0.25 | 176 Hayward Avenue | PSI Solar Finance 1 Limited Partnership | CO | 20 | 2013-03-23 | 2013-03-08 | 2033-03-07 | Renewables | Solar Rooftop | Solar | Dx | Kitchener | Waterloo | Southwest
FIT 1 | 0.237 | Atlantic Packaging - 255 Brimley Road | ATL Rooftop Solar LP | CO | 20 | 2014-06-21 | 2014-12-12 | 2034-12-11 | Renewables | Solar Rooftop | Solar | Dx | Toronto | Toronto | Toronto
FIT 1 | 0.5 | 35 Minthorn Boulevard | GBG Solar 2010 Partnership | CO | 20 | 2014-08-26 | 2013-08-01 | 2033-07-31 | Renewables | Solar Rooftop | Solar | Dx | Thornhill | York | Toronto
FIT 1 | 0.24962 | Kozak Mechanical, Lot 15 | WC Enerco Inc. | CO | 20 | 2014-05-31 | 2015-11-30 | 2035-11-29 | Renewables | Solar Ground Mounted | Solar | Dx | Sebright | Simcoe | Essa
FIT 1 | 0.25 | 247 Kingsley Road | CLEAVE ENERGY HOLDINGS LTD. | CO | 20 | 2013-07-02 | 2014-03-10 | 2033-07-01 | Renewables | Solar Rooftop | Solar | Dx | Picton | Prince Edward | East
FIT 1 | 0.25 | Corvex Manufacturing | Linamar Corporation | CO | 20 | 2012-04-30 | 2012-03-15 | 2032-03-14 | Renewables | Solar Rooftop | Solar | Dx | Guelph | Wellington | Southwest
FIT 1 | 0.5 | (O1) Bayly Street Warehouse | Firelight Solar LP | CO | 20 | 2014-07-23 | 2014-10-02 | 2034-10-01 | Renewables | Solar Rooftop | Solar | Dx | Ajax | Durham | Toronto
FIT 1 | 0.2 | Inglewood Light and Power | Riverdale Management Ltd. | CO | 20 | 2012-04-30 | 2011-06-23 | 2031-06-22 | Renewables | Solar Rooftop | Solar | Dx | Caledon | Peel | Southwest
FIT 1 | 0.249 | LTC Wonderland - Photovoltaic Installation | London Transit Commission | CO | 20 | 2014-06-21 | 2012-02-08 | 2032-02-07 | Renewables | Solar Rooftop | Solar | Dx | London | Middlesex | West
FIT 1 | 10 | Kingston Gardiner TS Unity Road | SunE Unity LP | CO | 20 | 2013-04-27 | 2014-01-31 | 2034-01-30 | Renewables | Solar Ground Mounted | Solar | Dx | Elginburg | Frontenac | East
FIT 1 | 0.2495 | PowerStream 2010-103 | Alectra Utilities Corporation | CO | 20 | 2013-07-06 | 2012-03-06 | 2032-03-05 | Renewables | Solar Rooftop | Solar | Dx | Markham | York | Toronto
FIT 1 | 0.213 | CanFirst - Richmond Hill (45 A West Wilmot Street) | Firelight Solar LP | CO | 20 | 2012-04-30 | 2011-05-16 | 2031-05-15 | Renewables | Solar Rooftop | Solar | Dx | Richmond Hill | York | Toronto
FIT 1 | 0.03 | RWCW Solar | Royal Windsor Car Wash | CO | 20 | 2012-04-30 | 2011-10-04 | 2031-10-03 | Renewables | Solar Rooftop | Solar | Dx | Oakville | Halton | Toronto
FIT 1 | 0.05 | Solar Shed | Judith Lynn Harrigan John Gerard Harrigan | CO | 20 | 2014-05-31 | 2013-02-05 | 2033-02-04 | Renewables | Solar Rooftop | Solar | Dx | Bailieboro | Peterborough | East
FIT 1 | 10 | RE Smiths Falls 4 | Aurora Smiths Falls 4 Limited Partnership | CO | 20 | 2013-07-20 | 2014-02-04 | 2034-02-03 | Renewables | Solar Ground Mounted | Solar | Dx | Perth | Lanark | East
FIT 1 | 10 | Okikendawt Hydroelectric Project | Okikendawt Hydro L.P. | CO | 40 | 2017-10-16 | 2015-07-22 | 2055-07-21 | Renewables | Hydroelectricity | Waterpower | Dx | Monetville | Sudbury | Northeast
FIT 1 | 60 | Adelaide Wind Energy Centre | Kerwood Wind, LP | CO | 20 | 2015-01-11 | 2014-08-22 | 2034-08-21 | Renewables | Wind - On-Shore | Wind | Tx | Kerwood | Middlesex | Bruce
FIT 1 | 0.25 | H06-2120 PARKDALE | PSI Solar Finance 1 Limited Partnership | CO | 20 | 2014-06-15 | 2014-09-19 | 2034-09-18 | Renewables | Solar Rooftop | Solar | Dx | Brockville | Leeds and Grenville | East
FIT 1 | 10 | SOLAR SPIRIT 4 | SunE Solar Spirit LP | CO | 20 | 2014-02-25 | 2015-02-09 | 2035-02-08 | Renewables | Solar Ground Mounted | Solar | Dx | Corbyville | Hastings | East
FIT 1 | 0.135 | George Leach Centre - Algoma University | PUC Services Inc. | CO | 20 | 2014-06-21 | 2011-11-14 | 2031-11-13 | Renewables | Solar Rooftop | Solar | Dx | Sault Ste. Marie | Algoma | Northeast
FIT 1 | 0.1 | O02-1755 Merivale | PSI Solar Finance 1 Limited Partnership | CO | 20 | 2014-07-12 | 2013-06-27 | 2033-06-26 | Renewables | Solar Rooftop | Solar | Dx | Ottawa | Ottawa | Ottawa
FIT 1 | 0.135 | GEDSB Hagersville Secondary | Ameresco GEDSB Solar Inc. | CO | 20 | 2012-04-30 | 2012-10-22 | 2032-04-29 | Renewables | Solar Rooftop | Solar | Dx | Hagersville | Haldimand | Southwest
FIT 1 | 0.095 | GE Real Estate - Vaughan, ON (361 Rowntree Dairy ) | Firelight Solar LP | CO | 20 | 2012-04-30 | 2011-05-27 | 2031-05-26 | Renewables | Solar Rooftop | Solar | Dx | Woodbridge | York | Toronto
FIT 1 | 0.09 | Longhurst | 1835298 Ontario Limited | CO | 20 | 2012-04-30 | 2011-10-17 | 2031-10-16 | Renewables | Solar Rooftop | Solar | Dx | St. Thomas | Elgin | West
FIT 1 | 0.25 | #237 3850 HIGHWAY #7, WOODBRIDGE | PSI Solar Finance 1 Limited Partnership | CO | 20 | 2015-06-28 | 2013-11-28 | 2033-11-27 | Renewables | Solar Rooftop | Solar | Dx | Woodbridge | York | Toronto
FIT 1 | 0.06 | 48 Nery Avenue | 2421907 Ontario Limited | CO | 20 | 2014-06-30 | 2014-09-25 | 2034-06-29 | Renewables | Solar Rooftop | Solar | Dx | Picton | Prince Edward | East
FIT 1 | 0.125 | 2020 Old Keene Road GPE 09017504 | 2020 Old Keene Road Inc. | CO | 20 | 2012-04-30 | 2011-11-04 | 2031-11-03 | Renewables | Solar Rooftop | Solar | Dx | Peterborough | Peterborough | East
FIT 1 | 0.374 | Ferme Geranik Biogas | Ferme Geranik Inc. | CO | 20 | 2012-01-20 | 2011-09-29 | 2031-09-28 | Renewables | Bioenergy | Biogas | Dx | St. Albert | Prescott and Russell | Ottawa
FIT 1 | 10 | CityLights | Axium City Light LP | CO | 20 | 2014-02-25 | 2015-01-22 | 2035-01-21 | Renewables | Solar Ground Mounted | Solar | Dx | Chesterville | Stormont, Dundas and Glengarry | East
FIT 1 | 10 | SUNNY SHORES SOLAR FARM | Sunny Shores L.P. | CO | 20 | 2014-01-16 | 2014-09-24 | 2034-09-23 | Renewables | Solar Ground Mounted | Solar | Dx | Roseneath | Northumberland | East
FIT 1 | 0.03 | CC Solar Fit Dundas St | 1564534 Ontario Ltd | CO | 20 | 2014-06-23 | 2013-04-21 | 2033-04-20 | Renewables | Solar Rooftop | Solar | Dx | Toronto | Toronto | Toronto
FIT 1 | 0.135 | Carlesimo Holding Inc. | Alectra Utilities Corporation | CO | 20 | 2014-07-21 | 2014-08-05 | 2034-08-04 | Renewables | Solar Rooftop | Solar | Dx | Oldcastle | Essex | West
FIT 1 | 0.35 | (C14) Real Canadian Superstore Talbot Street | Firelight Solar LP | CO | 20 | 2014-04-06 | 2013-02-27 | 2033-02-26 | Renewables | Solar Rooftop | Solar | Dx | St. Thomas | Elgin | West
FIT 2 | 0.14993 | JB Solar | Jeffrey Horn | CO | 20 | 2015-04-16 | 2015-09-23 | 2035-04-15 | Renewables | Solar Rooftop | Solar | Dx | Centralia | Huron | Southwest
FIT 2 | 0.1 | 1050 Brydges Street | Wolseley Canada Inc. | CO | 20 | 2015-04-08 | 2014-09-18 | 2034-09-17 | Renewables | Solar Rooftop | Solar | Dx | London | Middlesex | West
FIT 2 | 0.075 | Muskoka Lumber - Storage Building | Muskoka Lumber and Building Supplies Centre Limited | CO | 20 | 2015-04-18 | 2015-09-22 | 2035-04-17 | Renewables | Solar Rooftop | Solar | Dx | Port Carling | Muskoka | Essa
FIT 2 | 0.5 | Goshen Solar | Goshen Solar Inc. | CO | 20 | 2015-02-26 | 2015-08-18 | 2035-02-25 | Renewables | Solar Rooftop | Solar | Dx | Renfrew | Renfrew | East
FIT 2 | 0.25 | McGarry - Sewage Lagoon | Solaire McGarry Solar Inc. | CO | 20 | 2016-08-20 | 2018-02-20 | 2036-08-19 | Renewables | Solar Ground Mounted | Solar | Dx | McGarry | Cochrane | Northeast
FIT 2 | 0.2494 | Whiteside Farms Perkinsfield | SCCEC LP | CO | 20 | 2015-04-03 | 2014-12-30 | 2034-12-29 | Renewables | Solar Rooftop | Solar | Dx | Tiny | Simcoe | Essa
FIT 2 | 0.065 | YCDSB - St. Mary of the Angels | Potentia Solar 7 Limited Partnership | CO | 20 | 2015-03-05 | 2015-08-06 | 2035-03-04 | Renewables | Solar Rooftop | Solar | Dx | Woodbridge | York | Toronto
FIT 2 | 0.086 | Calico PS | TSPS (Portfolio 2) Limited Partnership | CO | 20 | 2016-07-30 | 2016-10-28 | 2036-07-29 | Renewables | Solar Rooftop | Solar | Dx | Toronto | Toronto | Toronto
FIT 2 | 0.2 | 420 Passmore Ave | 2344215 Ontario Inc. | CO | 20 | 2015-04-18 | 2015-10-15 | 2035-04-17 | Renewables | Solar Rooftop | Solar | Dx | Toronto | Toronto | Toronto
FIT 2 | 0.5 | M07-1205 Corporate | SHY1 2012 FIT2 LTD. | CO | 20 | 2015-04-01 | 2015-08-19 | 2035-03-31 | Renewables | Solar Rooftop | Solar | Dx | Burlington | Halton | Southwest
FIT 2 | 0.061 | Lamberton PS | TSPS (Portfolio 2) Limited Partnership | CO | 20 | 2016-08-20 | 2016-09-30 | 2036-08-19 | Renewables | Solar Rooftop | Solar | Dx | Toronto | Toronto | Toronto
FIT 2 | 0.0928 | Frankland Community S Jr | TSPS (Portfolio 1) Limited Partnership | CO | 20 | 2016-08-08 | 2014-12-22 | 2034-12-21 | Renewables | Solar Rooftop | Solar | Dx | Toronto | Toronto | Toronto
FIT 2 | 0.049665 | RT Machining | Timothy Capital Corp. | CO | 20 | 2015-04-10 | 2015-08-19 | 2035-04-09 | Renewables | Solar Rooftop | Solar | Dx | Oldcastle | Essex | West
FIT 2 | 0.09995 | Steenbrook Acres | SE 2012 LP | CO | 20 | 2015-04-18 | 2014-10-03 | 2034-10-02 | Renewables | Solar Rooftop | Solar | Dx | Drayton | Wellington | Southwest
FIT 2 | 0.5 | Solvation-V | SUNSHARE1 LP | CO | 20 | 2017-01-22 | 2016-09-01 | 2036-08-31 | Renewables | Solar Ground Mounted | Solar | Dx | Blind River | Algoma | Northeast
FIT 2 | 0.25 | LON-1420 Global | Métis Nation of Ontario - BrightRoof Solar LP | CO | 20 | 2015-02-28 | 2014-09-03 | 2034-09-02 | Renewables | Solar Rooftop | Solar | Dx | London | Middlesex | West
FIT 2 | 0.026 | Beaucrest Apartments - REI Solar PV Project | Parry Sound Non-Profit Housing Corporation | CO | 20 | 2015-04-10 | 2015-08-28 | 2035-04-09 | Renewables | Solar Rooftop | Solar | Dx | Parry Sound | Parry Sound | Essa
FIT 2 | 0.0664 | Forest Hill Jr & Sr PS | TSPS (Portfolio 2) Limited Partnership | CO | 20 | 2016-08-08 | 2015-12-23 | 2035-12-22 | Renewables | Solar Rooftop | Solar | Dx | Toronto | Toronto | Toronto
FIT 2 | 0.15 | B01-39 Craig | SHY1 2012 FIT2 LTD. | CO | 20 | 2015-04-01 | 2015-07-30 | 2035-03-31 | Renewables | Solar Rooftop | Solar | Dx | Brantford | Brant | Southwest
FIT 2 | 0.06 | Kenton PS | TSPS (Portfolio 2) Limited Partnership | CO | 20 | 2016-08-20 | 2016-10-28 | 2036-08-19 | Renewables | Solar Rooftop | Solar | Dx | Toronto | Toronto | Toronto
FIT 2 | 0.06 | Douglas Park | TSPS (Portfolio 1) Limited Partnership | CO | 20 | 2016-08-06 | 2015-06-25 | 2035-06-24 | Renewables | Solar Rooftop | Solar | Dx | Toronto | Toronto | Toronto
FIT 2 | 0.057 | SP59 | SCCEC LP | CO | 20 | 2015-04-10 | 2015-04-08 | 2035-04-07 | Renewables | Solar Rooftop | Solar | Dx | Innisfil | Simcoe | Southwest
FIT 2 | 0.1 | 28 Rivalda | SIL-DOM HOLDINGS LTD. | CO | 20 | 2015-03-07 | 2015-03-06 | 2035-03-05 | Renewables | Solar Rooftop | Solar | Dx | Toronto | Toronto | Toronto
FIT 2 | 0.06 | Lester B Pearson PS (former Snowcrest PS) | TSPS (Portfolio 2) Limited Partnership | CO | 20 | 2016-08-20 | 2016-11-29 | 2036-08-19 | Renewables | Solar Rooftop | Solar | Dx | Toronto | Toronto | Toronto
FIT 2 | 0.25 | Solexica - 200 Romina | Solexica Solar Vaughan GP | CO | 20 | 2015-04-18 | 2014-12-01 | 2034-11-30 | Renewables | Solar Rooftop | Solar | Dx | Concord | York | Toronto
FIT 2 | 0.0464 | Greenland PS | TSPS (Portfolio 2) Limited Partnership | CO | 20 | 2016-08-15 | 2015-11-27 | 2035-11-26 | Renewables | Solar Rooftop | Solar | Dx | Toronto | Toronto | Toronto
FIT 2 | 0.156 | Fisherville Junior High School | TSPS (Portfolio 1) Limited Partnership | CO | 20 | 2016-08-08 | 2015-08-06 | 2035-08-05 | Renewables | Solar Rooftop | Solar | Dx | Toronto | Toronto | Toronto
FIT 2 | 0.25 | Butcher Enterprises | Community Solar Assets 2 Limited | CO | 20 | 2015-04-23 | 2015-10-22 | 2035-04-22 | Renewables | Solar Rooftop | Solar | Dx | Brampton | Peel | Toronto
FIT 2 | 0.012 | PBrantSol12 | Patricia Brant | CO | 20 | 2015-02-26 | 2015-01-27 | 2035-01-26 | Renewables | Solar Rooftop | Solar | Dx | Deseronto | Hastings | East
FIT 2 | 0.03 | Albert St Solar | James Looman | CO | 20 | 2016-04-17 | 2015-12-31 | 2035-12-30 | Renewables | Solar Rooftop | Solar | Dx | Strathroy | Middlesex | West
FIT 2 | 0.25 | TOR-500 Barmac | Métis Nation of Ontario - BrightRoof Solar LP | CO | 20 | 2015-04-23 | 2015-02-20 | 2035-02-19 | Renewables | Solar Rooftop | Solar | Dx | Toronto | Toronto | Toronto
FIT 2 | 0.5 | AGRIS Solar (Hallowell - East) | AGRIS Solar Co-operative Inc. | CO | 20 | 2017-01-26 | 2016-04-30 | 2036-04-29 | Renewables | Solar Ground Mounted | Solar | Dx | Bloomfield | Prince Edward | East
FIT 2 | 0.15 | HOME TWO | William Montgomery Daunt | CO | 20 | 2015-04-08 | 2015-03-03 | 2035-03-02 | Renewables | Solar Rooftop | Solar | Dx | Gorrie | Huron | Southwest
FIT 2 | 0.08 | Cedarbrook Jr PS | TSPS (Portfolio 1) Limited Partnership | CO | 20 | 2016-08-01 | 2015-04-02 | 2035-04-01 | Renewables | Solar Rooftop | Solar | Dx | Toronto | Toronto | Toronto
FIT 2 | 0.126 | Rockcliffe MS | TSPS (Portfolio 2) Limited Partnership | CO | 20 | 2016-08-27 | 2016-11-29 | 2036-08-26 | Renewables | Solar Rooftop | Solar | Dx | Toronto | Toronto | Toronto
FIT 2 | 0.04 | Sir Samuel B Steele Jr PS | TSPS (Portfolio 2) Limited Partnership | CO | 20 | 2016-08-29 | 2015-12-17 | 2035-12-16 | Renewables | Solar Rooftop | Solar | Dx | Toronto | Toronto | Toronto
FIT 2 | 0.126 | Runnymede CI | TSPS (Portfolio 2) Limited Partnership | CO | 20 | 2016-08-27 | 2016-11-29 | 2036-08-26 | Renewables | Solar Rooftop | Solar | Dx | Toronto | Toronto | Toronto
FIT 2 | 0.5 | AGRIS Solar (LT 5 CON 3 DYMOND) | AGRIS Solar Co-operative Inc. | CO | 20 | 2016-11-25 | 2015-06-05 | 2035-06-04 | Renewables | Solar Ground Mounted | Solar | Dx | New Liskeard | Timiskaming | Northeast
FIT 2 | 0.0464 | Milliken PS | TSPS (Portfolio 2) Limited Partnership | CO | 20 | 2016-08-22 | 2015-12-17 | 2035-12-16 | Renewables | Solar Rooftop | Solar | Dx | Toronto | Toronto | Toronto
FIT 2 | 0.096 | Grenoble PS | TSPS (Portfolio 2) Limited Partnership | CO | 20 | 2016-08-15 | 2015-11-13 | 2035-11-12 | Renewables | Solar Rooftop | Solar | Dx | Toronto | Toronto | Toronto
FIT 2 | 0.0928 | Humewood Community School | TSPS (Portfolio 2) Limited Partnership | CO | 20 | 2016-08-15 | 2015-11-27 | 2035-11-26 | Renewables | Solar Rooftop | Solar | Dx | Toronto | Toronto | Toronto
FIT 2 | 0.5 | 1000 Clarke | N&G LP | CO | 20 | 2015-02-19 | 2015-07-15 | 2035-02-18 | Renewables | Solar Rooftop | Solar | Dx | London | Middlesex | West
FIT 2 | 0.18 | Sabre Solar I | CEW Algonquin IX Limited Partnership | CO | 20 | 2015-04-23 | 2016-01-22 | 2035-04-22 | Renewables | Solar Rooftop | Solar | Dx | Gravenhurst | Muskoka | Essa
FIT 2 | 0.24 | Monarch Park Collegiate | TSPS (Portfolio 1) Limited Partnership | CO | 20 | 2016-08-22 | 2015-11-30 | 2035-11-29 | Renewables | Solar Rooftop | Solar | Dx | Toronto | Toronto | Toronto
FIT 2 | 0.25 | EXE-39995 Harvest | Métis Nation of Ontario - BrightRoof Solar LP | CO | 20 | 2015-04-10 | 2015-01-19 | 2035-01-18 | Renewables | Solar Rooftop | Solar | Dx | Exeter | Huron | Southwest
FIT 2 | 0.048 | Steelesview PS | TSPS (Portfolio 2) Limited Partnership | CO | 20 | 2016-08-29 | 2016-08-02 | 2036-08-01 | Renewables | Solar Rooftop | Solar | Dx | Toronto | Toronto | Toronto
FIT 2 | 0.325 | SunEdison ON-12-0300 | PRI Industrial Solar Limited Partnership | CO | 20 | 2015-04-03 | 2015-04-03 | 2035-04-02 | Renewables | Solar Rooftop | Solar | Dx | Mississauga | Peel | Toronto
FIT 2 | 0.348 | North Albion CI | TSPS (Portfolio 1) Limited Partnership | CO | 20 | 2016-08-22 | 2016-02-02 | 2036-02-01 | Renewables | Solar Rooftop | Solar | Dx | Toronto | Toronto | Toronto
FIT 2 | 0.03998 | 4023 Third FIT Roof Mount 40 | SCCEC LP | CO | 20 | 2015-04-10 | 2015-07-02 | 2035-04-09 | Renewables | Solar Rooftop | Solar | Dx | Tottenham | Simcoe | Essa
FIT 2 | 0.422 | Harrow Solar | Harrow Solar Inc. | CO | 20 | 2017-01-26 | 2015-07-24 | 2035-07-23 | Renewables | Solar Ground Mounted | Solar | Dx | Harrow | Essex | West
FIT 2 | 0.5 | 64 - Oegema Turkey Farm | SIF-AMBER PROJECTS LP | CO | 20 | 2015-02-21 | 2015-08-19 | 2035-02-20 | Renewables | Solar Rooftop | Solar | Dx | St. Thomas | Elgin | West
FIT 2 | 0.22 | 927251 Oxford County Road 8, Blandford-Blenheim | Mann MS2013400 LP | CO | 20 | 2015-04-23 | 2015-10-16 | 2035-04-22 | Renewables | Solar Rooftop | Solar | Dx | Plattsville | Oxford | Southwest
FIT 2 | 0.0464 | Downsview PS | TSPS (Portfolio 2) Limited Partnership | CO | 20 | 2016-08-06 | 2015-12-31 | 2035-12-30 | Renewables | Solar Rooftop | Solar | Dx | Toronto | Toronto | Toronto
FIT 2 | 0.5 | SOMEREN SOLAR (Clover Valley Road) | PRI Solar Gardens LP | CO | 20 | 2016-12-11 | 2016-03-15 | 2036-03-14 | Renewables | Solar Ground Mounted | Solar | Dx | New Liskeard | Timiskaming | Northeast
FIT 2 | 0.116 | Malvern Jr PS | TSPS (Portfolio 1) Limited Partnership | CO | 20 | 2016-08-22 | 2014-12-30 | 2034-12-29 | Renewables | Solar Rooftop | Solar | Dx | Toronto | Toronto | Toronto
FIT 2 | 0.03 | Elmvale Sun Harvester | SonSolar Inc. | CO | 20 | 2015-08-08 | 2016-02-08 | 2035-08-07 | Renewables | Solar Rooftop | Solar | Dx | Elmvale | Simcoe | Essa
FIT 2 | 0.5 | AGRIS Solar (LT 1 CON 3 CHAMBERLAIN) | AGRIS Solar Co-operative Inc. | CO | 20 | 2017-01-22 | 2015-06-05 | 2035-06-04 | Renewables | Solar Ground Mounted | Solar | Dx | Englehart | Timiskaming | Northeast
FIT 2 | 0.0228 | Earl Haig SS | TSPS (Portfolio 2) Limited Partnership | CO | 20 | 2016-08-06 | 2016-09-30 | 2036-08-05 | Renewables | Solar Rooftop | Solar | Dx | Toronto | Toronto | Toronto
FIT 2 | 0.061 | Pineway PS | TSPS (Portfolio 2) Limited Partnership | CO | 20 | 2016-08-22 | 2016-11-15 | 2036-08-21 | Renewables | Solar Rooftop | Solar | Dx | Toronto | Toronto | Toronto
FIT 2 | 0.148 | Essex Jr & Sr PS | TSPS (Portfolio 1) Limited Partnership | CO | 20 | 2016-08-08 | 2015-04-02 | 2035-04-01 | Renewables | Solar Rooftop | Solar | Dx | Toronto | Toronto | Toronto
FIT 2 | 0.2088 | Smithfield MS | TSPS (Portfolio 1) Limited Partnership | CO | 20 | 2016-08-29 | 2016-01-06 | 2036-01-05 | Renewables | Solar Rooftop | Solar | Dx | Toronto | Toronto | Toronto
FIT 2 | 0.08 | Capricorn Investments Corp. Ltd. | Life Solar JV 101 Inc. | CO | 20 | 2015-04-16 | 2015-10-16 | 2035-04-15 | Renewables | Solar Rooftop | Solar | Dx | Chesley | Bruce | Southwest
FIT 2 | 0.065 | YCDSB - St. Cecilia | Potentia Solar 7 Limited Partnership | CO | 20 | 2015-03-05 | 2015-07-28 | 2035-03-04 | Renewables | Solar Rooftop | Solar | Dx | Vaughan | York | Toronto
FIT 2 | 0.1 | Van Gorp Farms L3 | SE 2012 LP | CO | 20 | 2015-04-18 | 2015-09-10 | 2035-04-17 | Renewables | Solar Rooftop | Solar | Dx | Thorndale | Middlesex | West
FIT 2 | 0.192 | Dr. Norman Bethune CI | TSPS (Portfolio 2) Limited Partnership | CO | 20 | 2016-08-29 | 2015-10-09 | 2035-10-08 | Renewables | Solar Rooftop | Solar | Dx | Toronto | Toronto | Toronto
FIT 2 | 0.5 | SOMEREN SOLAR (River Road) | PRI Solar Gardens LP | CO | 20 | 2016-12-11 | 2016-03-30 | 2036-03-29 | Renewables | Solar Ground Mounted | Solar | Dx | New Liskeard | Timiskaming | Northeast
FIT 2 | 0.075 | Harriett Todd PS | Potentia Solar 5 Limited Partnership | CO | 20 | 2015-02-28 | 2015-08-20 | 2035-02-27 | Renewables | Solar Rooftop | Solar | Dx | Orillia | Simcoe | Essa
FIT 2 | 0.18 | RIC-30 Pollard | Métis Nation of Ontario - BrightRoof Solar LP | CO | 20 | 2015-02-28 | 2015-07-31 | 2035-02-27 | Renewables | Solar Rooftop | Solar | Dx | Richmond Hill | York | Toronto
FIT 2 | 0.17397 | Whiteside Solar 1 | SCCEC LP | CO | 20 | 2015-04-08 | 2015-01-05 | 2035-01-04 | Renewables | Solar Rooftop | Solar | Dx | Alliston | Simcoe | Southwest
FIT 2 | 0.13 | 500bingemans | GSC RP6 LP | CO | 20 | 2015-03-19 | 2014-10-15 | 2034-10-14 | Renewables | Solar Rooftop | Solar | Dx | Kitchener | Waterloo | Southwest
FIT 2 | 0.085 | YCDSB - All Saints | Potentia Solar 7 Limited Partnership | CO | 20 | 2015-03-12 | 2015-03-17 | 2035-03-11 | Renewables | Solar Rooftop | Solar | Dx | Markham | York | Toronto
FIT 2 | 0.3 | A_1231_Emblem_B | 2343461 Ontario Inc. | CO | 20 | 2015-04-03 | 2015-10-02 | 2035-04-02 | Renewables | Solar Rooftop | Solar | Dx | Toronto | Toronto | Toronto
FIT 2 | 0.1 | Ray MacNeil Solar | Raymond MacNeil | CO | 20 | 2015-04-10 | 2014-10-27 | 2034-10-26 | Renewables | Solar Rooftop | Solar | Dx | Canfield | Haldimand | Southwest
FIT 2 | 0.136 | William G Davis Jr PS | TSPS (Portfolio 2) Limited Partnership | CO | 20 | 2016-08-29 | 2016-04-18 | 2036-04-17 | Renewables | Solar Rooftop | Solar | Dx | Toronto | Toronto | Toronto
FIT 2 | 0.0464 | General Crerar PS | TSPS (Portfolio 2) Limited Partnership | CO | 20 | 2016-08-15 | 2015-09-28 | 2035-09-27 | Renewables | Solar Rooftop | Solar | Dx | Toronto | Toronto | Toronto
FIT 2 | 0.168 | Vaughan Road Academy | TSPS (Portfolio 2) Limited Partnership | CO | 20 | 2016-08-29 | 2015-10-27 | 2035-10-26 | Renewables | Solar Rooftop | Solar | Dx | Toronto | Toronto | Toronto
FIT 2 | 0.1 | Minten Solar #2 | Minten SFN Limited Partnership | CO | 20 | 2015-04-18 | 2015-10-09 | 2035-04-17 | Renewables | Solar Rooftop | Solar | Dx | Watford | Lambton | West
FIT 2 | 0.09979 | Rounds Ranch Roof Mount | SCCEC LP | CO | 20 | 2015-04-10 | 2015-03-10 | 2035-03-09 | Renewables | Solar Rooftop | Solar | Dx | Elmvale | Simcoe | Essa
FIT 2 | 0.07 | YCDSB - Father Henri Nouwen | Potentia Solar 7 Limited Partnership | CO | 20 | 2015-03-12 | 2015-03-17 | 2035-03-11 | Renewables | Solar Rooftop | Solar | Dx | Richmond Hill | York | Toronto
FIT 2 | 0.5 | 36 Rivet | Rural Energy Limited Partnership | CO | 20 | 2017-02-06 | 2016-04-13 | 2036-04-12 | Renewables | Solar Ground Mounted | Solar | Dx | Sturgeon Falls | Nipissing | Northeast
FIT 2 | 0.2 | RS LaSalle | Nautilus Eagle Lake Solar I Limited Partnership | CO | 20 | 2015-03-26 | 2015-05-11 | 2035-03-25 | Renewables | Solar Rooftop | Solar | Dx | Windsor | Essex | West
FIT 2 | 0.03 | St. Lucy | Dufferin-Peel Catholic District School Board | CO | 20 | 2015-04-10 | 2015-04-10 | 2035-04-09 | Renewables | Solar Rooftop | Solar | Dx | Brampton | Peel | Toronto
FIT 2 | 0.025 | 1777 Stenson Blvd Peterborough | Greenbanktree Power Corporation | CO | 20 | 2015-04-08 | 2014-11-20 | 2034-11-19 | Renewables | Solar Rooftop | Solar | Dx | Peterborough | Peterborough | East
FIT 2 | 0.46 | 1574eaglestn | GSC RP1 LP | CO | 20 | 2015-03-07 | 2015-07-16 | 2035-03-06 | Renewables | Solar Rooftop | Solar | Dx | Cambridge | Waterloo | Southwest
FIT 2 | 0.16 | Icarus 160kW Orillia | Icarus Whitesand Solar Limited Partnership | CO | 20 | 2015-04-23 | 2015-10-23 | 2035-04-22 | Renewables | Solar Rooftop | Solar | Dx | Orillia | Simcoe | Essa
FIT 2 | 0.1224 | St. Margaret Catholic Elementary School | Potentia Solar 6 Limited Partnership | CO | 20 | 2015-04-08 | 2015-09-18 | 2035-04-07 | Renewables | Solar Rooftop | Solar | Dx | Cambridge | Waterloo | Southwest
FIT 2 | 0.48 | AGRIS Solar (West Nipissing #3) | PRI Solar Gardens LP | CO | 20 | 2017-01-22 | 2016-12-22 | 2036-12-21 | Renewables | Solar Rooftop | Solar | Dx | Sturgeon Falls | Nipissing | Northeast
FIT 2 | 0.0848 | Pinwood Truck Parts Inc. (159064) | Chippewas of the Thames Solar Corp. | CO | 20 | 2015-02-19 | 2015-08-19 | 2035-02-18 | Renewables | Solar Rooftop | Solar | Dx | Chatham | Chatham-Kent | West
FIT 2 | 0.084 | Gordon A Brown MS | TSPS (Portfolio 1) Limited Partnership | CO | 20 | 2016-08-15 | 2014-12-30 | 2034-12-29 | Renewables | Solar Rooftop | Solar | Dx | Toronto | Toronto | Toronto
FIT 2 | 0.1128 | Lanor JMS | TSPS (Portfolio 1) Limited Partnership | CO | 20 | 2016-08-20 | 2015-09-03 | 2035-09-02 | Renewables | Solar Rooftop | Solar | Dx | Toronto | Toronto | Toronto
FIT 2 | 0.048 | Secord ES | TSPS (Portfolio 2) Limited Partnership | CO | 20 | 2016-08-27 | 2016-10-31 | 2036-08-26 | Renewables | Solar Rooftop | Solar | Dx | Toronto | Toronto | Toronto
FIT 2 | 0.03 | Reginald_Windsor_PV | Windsor Essex Community Housing Corporation | CO | 20 | 2015-03-07 | 2014-04-09 | 2034-04-08 | Renewables | Solar Rooftop | Solar | Dx | Windsor | Essex | West
FIT 2 | 0.03998 | Earl Haig Jr. PS | TSPS (Portfolio 2) Limited Partnership | CO | 20 | 2016-09-03 | 2016-11-16 | 2036-09-02 | Renewables | Solar Rooftop | Solar | Dx | Toronto | Toronto | Toronto
FIT 2 | 0.4104 | Lester B Pearson CI & Dr Marion Hilliard Sr PS | TSPS (Portfolio 2) Limited Partnership | CO | 20 | 2016-08-20 | 2015-10-09 | 2035-10-08 | Renewables | Solar Rooftop | Solar | Dx | Toronto | Toronto | Toronto
FIT 2 | 0.2176 | Yorkdale SS | TSPS (Portfolio 1) Limited Partnership | CO | 20 | 2016-09-03 | 2015-08-24 | 2035-08-23 | Renewables | Solar Rooftop | Solar | Dx | Toronto | Toronto | Toronto
FIT 2 | 0.5 | TNT-400 Nugget | Métis Nation of Ontario - BrightRoof Solar LP | CO | 20 | 2015-03-19 | 2015-09-11 | 2035-03-18 | Renewables | Solar Rooftop | Solar | Dx | Toronto | Toronto | Toronto
FIT 2 | 0.068 | Rouge Valley PS | TSPS (Portfolio 2) Limited Partnership | CO | 20 | 2016-09-03 | 2016-04-11 | 2036-04-10 | Renewables | Solar Rooftop | Solar | Dx | Toronto | Toronto | Toronto
FIT 2 | 0.104 | Pauline Johnson Jr PS | TSPS (Portfolio 2) Limited Partnership | CO | 20 | 2016-08-22 | 2016-08-31 | 2036-08-21 | Renewables | Solar Rooftop | Solar | Dx | Toronto | Toronto | Toronto
FIT 2 | 0.18 | Progress Solar I | CEW Erie VII Limited Partnership | CO | 20 | 2015-04-23 | 2015-10-21 | 2035-04-22 | Renewables | Solar Rooftop | Solar | Dx | Petrolia | Lambton | West
FIT 2 | 0.06 | TVM Westpoint | TVM Westpoint Inc. | CO | 20 | 2015-04-10 | 2015-04-08 | 2035-04-07 | Renewables | Solar Rooftop | Solar | Dx | Peterborough | Peterborough | East
FIT 2 | 0.2 | CCS/Stan Adams Ashland 200kW | Solar Income Fund LP (#5) | CO | 20 | 2015-05-27 | 2015-09-29 | 2035-05-26 | Renewables | Solar Rooftop | Solar | Dx | London | Middlesex | West
FIT 2 | 0.35 | MSG-5156 Bradco | Métis Nation of Ontario - BrightRoof Solar LP | CO | 20 | 2015-03-12 | 2015-08-24 | 2035-03-11 | Renewables | Solar Rooftop | Solar | Dx | Mississauga | Peel | Toronto
FIT 2 | 0.05 | VosKamp Solar | 1835916 Ontario Inc. | CO | 20 | 2015-04-10 | 2015-10-28 | 2035-04-09 | Renewables | Solar Rooftop | Solar | Dx | Tiverton | Bruce | Bruce
FIT 2 | 0.12837 | Tippett Road Centre | TSPS (Portfolio 2) Limited Partnership | CO | 20 | 2016-08-29 | 2016-11-16 | 2036-08-28 | Renewables | Solar Rooftop | Solar | Dx | Toronto | Toronto | Toronto
FIT 2 | 0.5 | 104-55 Brown | 55 Browns Line Limited Partnership | CO | 20 | 2015-03-26 | 2015-08-05 | 2035-03-25 | Renewables | Solar Rooftop | Solar | Dx | Toronto | Toronto | Toronto
FIT 2 | 0.03 | 37 Fima Crescent | 2344215 Ontario Inc. | CO | 20 | 2015-04-16 | 2015-09-04 | 2035-04-15 | Renewables | Solar Rooftop | Solar | Dx | Toronto | Toronto | Toronto
FIT 2 | 0.172 | Rosedale Heights School of Arts | TSPS (Portfolio 1) Limited Partnership | CO | 20 | 2016-08-27 | 2016-04-11 | 2036-04-10 | Renewables | Solar Rooftop | Solar | Dx | Toronto | Toronto | Toronto
FIT 2 | 0.05 | RLazierSol50 | Ronald Lazier | CO | 20 | 2015-02-26 | 2015-01-27 | 2035-01-26 | Renewables | Solar Rooftop | Solar | Dx | Newburgh | Lennox and Addington | East
FIT 2 | 0.049975 | Paul Irwin-PV Solar | Paul Irwin | CO | 20 | 2015-04-16 | 2015-04-28 | 2035-04-15 | Renewables | Solar Rooftop | Solar | Dx | Kincardine | Bruce | Bruce
FIT 2 | 0.25 | CFC Warehouse Solar PV Project | CFC Warehouse & Distribution Inc. | CO | 20 | 2015-02-28 | 2015-02-09 | 2035-02-08 | Renewables | Solar Rooftop | Solar | Dx | Wheatley | Chatham-Kent | West
FIT 2 | 0.088 | Rene Gordon ES | TSPS (Portfolio 1) Limited Partnership | CO | 20 | 2016-08-27 | 2015-12-23 | 2035-12-22 | Renewables | Solar Rooftop | Solar | Dx | Toronto | Toronto | Toronto
FIT 2 | 0.5 | 21 Guenette | Rural Energy Limited Partnership | CO | 20 | 2017-03-13 | 2016-04-13 | 2036-04-12 | Renewables | Solar Ground Mounted | Solar | Dx | Sturgeon Falls | Nipissing | Northeast
FIT 2 | 0.0912 | J Caravaggio Pharmacy Ltd-PV Solar | J. Caravaggio Pharmacy Ltd. | CO | 20 | 2015-04-16 | 2015-08-21 | 2035-04-15 | Renewables | Solar Rooftop | Solar | Dx | Shelburne | Dufferin | Southwest
FIT 2 | 0.0228 | Castlebar | TSPS (Portfolio 2) Limited Partnership | CO | 20 | 2016-07-30 | 2016-11-04 | 2036-07-29 | Renewables | Solar Rooftop | Solar | Dx | Toronto | Toronto | Toronto
FIT 2 | 0.5 | 5 Demarce | Rural Energy Limited Partnership | CO | 20 | 2017-01-22 | 2016-02-26 | 2036-02-25 | Renewables | Solar Ground Mounted | Solar | Dx | Englehart | Timiskaming | Northeast
FIT 2 | 0.172 | John D Parker JS | TSPS (Portfolio 1) Limited Partnership | CO | 20 | 2016-08-15 | 2015-06-30 | 2035-06-29 | Renewables | Solar Rooftop | Solar | Dx | Toronto | Toronto | Toronto
FIT 2 | 0.4 | Cobourg Arenas | SE7 2013 LP | CO | 20 | 2015-02-21 | 2015-03-17 | 2035-02-20 | Renewables | Solar Rooftop | Solar | Dx | Cobourg | Northumberland | East
FIT 2 | 0.05 | A_1202Tranmere | OFIT Tranmere Inc. | CO | 20 | 2015-04-03 | 2015-06-03 | 2035-04-02 | Renewables | Solar Rooftop | Solar | Dx | Mississauga | Peel | Toronto
FIT 2 | 0.072 | Eatonville JS | TSPS (Portfolio 2) Limited Partnership | CO | 20 | 2016-08-06 | 2016-10-28 | 2036-08-05 | Renewables | Solar Rooftop | Solar | Dx | Toronto | Toronto | Toronto
FIT 2 | 0.0228 | Harwood Jr. PS | TSPS (Portfolio 2) Limited Partnership | CO | 20 | 2016-08-15 | 2016-11-30 | 2036-08-14 | Renewables | Solar Rooftop | Solar | Dx | Toronto | Toronto | Toronto
FIT 2 | 0.168 | Richview CI | TSPS (Portfolio 2) Limited Partnership | CO | 20 | 2016-08-27 | 2016-11-29 | 2036-08-26 | Renewables | Solar Rooftop | Solar | Dx | Toronto | Toronto | Toronto
FIT 2 | 0.25 | Schuler Solar Project | Grand River Farms Inc. | CO | 20 | 2015-02-19 | 2015-08-19 | 2035-02-18 | Renewables | Solar Rooftop | Solar | Dx | Ayr | Waterloo | Southwest
FIT 2 | 0.08 | Whitehaven Jr PS | TSPS (Portfolio 2) Limited Partnership | CO | 20 | 2016-08-29 | 2015-12-30 | 2035-12-29 | Renewables | Solar Rooftop | Solar | Dx | Toronto | Toronto | Toronto
FIT 2 | 0.038915 | Restoration Services | Toronto and Region Conservation Authority | CO | 20 | 2015-04-18 | 2014-12-18 | 2034-12-17 | Renewables | Solar Rooftop | Solar | Dx | Woodbridge | York | Toronto
FIT 2 | 0.09979 | Carron Farms Ltd. #2 | SCCEC LP | CO | 20 | 2015-04-03 | 2015-06-25 | 2035-04-02 | Renewables | Solar Rooftop | Solar | Dx | Bond Head | Simcoe | Essa
FIT 2 | 0.02379 | Warren Park Jr PS | TSPS (Portfolio 2) Limited Partnership | CO | 20 | 2016-08-29 | 2016-11-29 | 2036-08-28 | Renewables | Solar Rooftop | Solar | Dx | Toronto | Toronto | Toronto
FIT 2 | 0.134 | Rona-PV Solar | Hanover PV Limited Partnership | CO | 20 | 2015-04-10 | 2015-10-07 | 2035-04-09 | Renewables | Solar Rooftop | Solar | Dx | Hanover | Grey | Southwest
FIT 2 | 0.12 | Don Valley JHS | TSPS (Portfolio 2) Limited Partnership | CO | 20 | 2016-08-06 | 2016-10-31 | 2036-08-05 | Renewables | Solar Rooftop | Solar | Dx | Toronto | Toronto | Toronto
FIT 2 | 0.5 | Strathroy-Caradoc Ground WPCP 500 | Solar Income Fund LP (#5) | CO | 20 | 2016-11-25 | 2015-10-23 | 2035-10-22 | Renewables | Solar Ground Mounted | Solar | Dx | Strathroy | Middlesex | West
FIT 2 | 0.25 | GGELP_0001 | Gengrowth Energy LP | CO | 20 | 2016-10-15 | 2017-01-03 | 2036-10-14 | Renewables | Solar Ground Mounted | Solar | Dx | Grafton | Northumberland | East
FIT 2 | 0.0624 | Macklin PS | TSPS (Portfolio 2) Limited Partnership | CO | 20 | 2016-08-20 | 2016-08-15 | 2036-08-14 | Renewables | Solar Rooftop | Solar | Dx | Toronto | Toronto | Toronto
FIT 2 | 0.39 | OAK-2885 Sherwood Heights | Métis Nation of Ontario - BrightRoof Solar LP | CO | 20 | 2015-03-12 | 2015-09-01 | 2035-03-11 | Renewables | Solar Rooftop | Solar | Dx | Oakville | Halton | Toronto
FIT 2 | 0.25 | Solexica - 380 Kingston | Solexica Solar Ajax GP | CO | 20 | 2015-04-18 | 2015-04-17 | 2035-04-16 | Renewables | Solar Rooftop | Solar | Dx | Ajax | Durham | Toronto
FIT 2 | 0.132 | Second Street JMS | TSPS (Portfolio 2) Limited Partnership | CO | 20 | 2016-08-27 | 2016-08-31 | 2036-08-26 | Renewables | Solar Rooftop | Solar | Dx | Toronto | Toronto | Toronto
FIT 2 | 0.125 | Huronia Centennial ES | Potentia Solar 5 Limited Partnership | CO | 20 | 2015-03-12 | 2015-08-28 | 2035-03-11 | Renewables | Solar Rooftop | Solar | Dx | Elmvale | Simcoe | Essa
FIT 2 | 0.1 | 206-1 Turbina | 8180792 Canada Inc. | CO | 20 | 2015-04-01 | 2015-08-20 | 2035-03-31 | Renewables | Solar Rooftop | Solar | Dx | Toronto | Toronto | Toronto
FIT 2 | 0.3216 | Thistletown CI | TSPS (Portfolio 1) Limited Partnership | CO | 20 | 2016-08-29 | 2015-05-27 | 2035-05-26 | Renewables | Solar Rooftop | Solar | Dx | Toronto | Toronto | Toronto
FIT 2 | 0.09995 | John Muller Project | SE 2012 LP | CO | 20 | 2015-04-23 | 2014-09-09 | 2034-09-08 | Renewables | Solar Rooftop | Solar | Dx | Dashwood | Huron | Southwest
FIT 2 | 0.1 | Solar Project - 45 Freshway Drive | Better Iron Works Limited | CO | 20 | 2015-04-01 | 2015-05-14 | 2035-03-31 | Renewables | Solar Rooftop | Solar | Dx | Concord | York | Toronto
FIT 2 | 0.2 | Twin Lakes SS | Potentia Solar 5 Limited Partnership | CO | 20 | 2015-04-03 | 2015-06-29 | 2035-04-02 | Renewables | Solar Rooftop | Solar | Dx | Orillia | Simcoe | Essa
FIT 2 | 0.2 | 601 Canarctic | 601 Canarctic Solar LP | CO | 20 | 2015-04-10 | 2015-09-03 | 2035-04-09 | Renewables | Solar Rooftop | Solar | Dx | Toronto | Toronto | Toronto
FIT 2 | 0.2 | TOR-200 Lonsdale | Métis Nation of Ontario - BrightRoof Solar LP | CO | 20 | 2015-04-08 | 2015-03-04 | 2035-03-03 | Renewables | Solar Rooftop | Solar | Dx | Toronto | Toronto | Toronto
FIT 2 | 0.0928 | Claireville JS | TSPS (Portfolio 1) Limited Partnership | CO | 20 | 2016-08-01 | 2015-04-02 | 2035-04-01 | Renewables | Solar Rooftop | Solar | Dx | Toronto | Toronto | Toronto
FIT 2 | 0.15 | A_1201Bertal | OFIT Bertal Inc. | CO | 20 | 2015-04-03 | 2015-10-02 | 2035-04-02 | Renewables | Solar Rooftop | Solar | Dx | Toronto | Toronto | Toronto
FIT 2 | 0.064 | Victoria Village PS | TSPS (Portfolio 2) Limited Partnership | CO | 20 | 2016-08-29 | 2015-12-17 | 2035-12-16 | Renewables | Solar Rooftop | Solar | Dx | Toronto | Toronto | Toronto
FIT 2 | 0.0832 | Lescon PS | TSPS (Portfolio 1) Limited Partnership | CO | 20 | 2016-08-20 | 2015-10-13 | 2035-10-12 | Renewables | Solar Rooftop | Solar | Dx | Toronto | Toronto | Toronto
FIT 2 | 0.144 | Oakdale Park MS | TSPS (Portfolio 1) Limited Partnership | CO | 20 | 2016-08-22 | 2015-11-27 | 2035-11-26 | Renewables | Solar Rooftop | Solar | Dx | Toronto | Toronto | Toronto
FIT 2 | 0.0856 | Rivercrest JS | TSPS (Portfolio 1) Limited Partnership | CO | 20 | 2016-08-27 | 2015-01-28 | 2035-01-27 | Renewables | Solar Rooftop | Solar | Dx | Toronto | Toronto | Toronto
FIT 2 | 0.224 | Kipling CI | TSPS (Portfolio 1) Limited Partnership | CO | 20 | 2016-08-20 | 2015-06-30 | 2035-06-29 | Renewables | Solar Rooftop | Solar | Dx | Toronto | Toronto | Toronto
FIT 2 | 0.05 | Connaught PS | Potentia Solar 5 Limited Partnership | CO | 20 | 2015-02-28 | 2015-08-12 | 2035-02-27 | Renewables | Solar Rooftop | Solar | Dx | Collingwood | Simcoe | Southwest
FIT 2 | 0.09 | T & W Operations Centre - Solar PV | The Regional Municipality of York | CO | 20 | 2015-03-26 | 2015-03-23 | 2035-03-22 | Renewables | Solar Rooftop | Solar | Dx | Sharon | York | Essa
FIT 2 | 0.33 | Mapleton Solar - LIFE Solar JV 50 | LIFE Co-operative Inc. and de Groot Family Renewables LP as joint venturers, c.o.b LIFE Solar JV 50 | CO | 20 | 2015-03-12 | 2015-03-20 | 2035-03-11 | Renewables | Solar Rooftop | Solar | Dx | Moorefield | Wellington | Southwest
FIT 2 | 0.0696 | Duke Of Connaught Jr & Sr PS | TSPS (Portfolio 2) Limited Partnership | CO | 20 | 2016-08-06 | 2015-12-18 | 2035-12-17 | Renewables | Solar Rooftop | Solar | Dx | Toronto | Toronto | Toronto
FIT 2 | 0.072 | Kingsview Village JS | TSPS (Portfolio 1) Limited Partnership | CO | 20 | 2016-08-20 | 2015-08-20 | 2035-08-19 | Renewables | Solar Rooftop | Solar | Dx | Toronto | Toronto | Toronto
FIT 2 | 0.0228 | Chester Le Jr PS | TSPS (Portfolio 2) Limited Partnership | CO | 20 | 2016-09-03 | 2016-09-30 | 2036-09-02 | Renewables | Solar Rooftop | Solar | Dx | Toronto | Toronto | Toronto
FIT 2 | 0.088 | Corvette Jr PS | TSPS (Portfolio 1) Limited Partnership | CO | 20 | 2016-08-01 | 2016-01-26 | 2036-01-25 | Renewables | Solar Rooftop | Solar | Dx | Toronto | Toronto | Toronto
FIT 2 | 0.1 | Y02-150 Telson | Solar Flow-Through Projects (2014 Subco F2) LTD. | CO | 20 | 2015-03-12 | 2015-08-21 | 2035-03-11 | Renewables | Solar Rooftop | Solar | Dx | Markham | York | Toronto
FIT 2 | 0.05 | Lions Oval Public School | Potentia Solar 5 Limited Partnership | CO | 20 | 2015-02-28 | 2015-06-25 | 2035-02-27 | Renewables | Solar Rooftop | Solar | Dx | Orillia | Simcoe | Essa
FIT 2 | 0.09979 | Strachan Farm #2 | SCCEC LP | CO | 20 | 2015-04-03 | 2015-03-23 | 2035-03-22 | Renewables | Solar Rooftop | Solar | Dx | Oro Station | Simcoe | Essa
FIT 2 | 0.1 | Manes Stable Rooftop | 2355822 Ontario Incorporated | CO | 20 | 2015-03-12 | 2015-01-07 | 2035-01-06 | Renewables | Solar Rooftop | Solar | Dx | Rockwood | Wellington | Southwest
FIT 2 | 0.2 | 2323trafalgar | Métis Nation of Ontario - BrightRoof Solar LP | CO | 20 | 2015-04-08 | 2015-02-04 | 2035-02-03 | Renewables | Solar Rooftop | Solar | Dx | London | Middlesex | West
FIT 2 | 0.5 | Haja Solar Farm | N&G LP | CO | 20 | 2016-08-22 | 2016-03-10 | 2036-03-09 | Renewables | Solar Ground Mounted | Solar | Dx | Acton | Halton | Southwest
FIT 2 | 0.3 | 115 Saltsman Drive | Chi Biidaaske Inc. | CO | 20 | 2015-02-26 | 2015-08-26 | 2035-02-25 | Renewables | Solar Rooftop | Solar | Dx | Cambridge | Waterloo | Southwest
FIT 2 | 0.132 | Forest Hill CI | TSPS (Portfolio 2) Limited Partnership | CO | 20 | 2016-08-08 | 2015-10-13 | 2035-10-12 | Renewables | Solar Rooftop | Solar | Dx | Toronto | Toronto | Toronto
FIT 2 | 0.15 | 212-273 Glidden | THL CANADA INC. | CO | 20 | 2015-03-19 | 2015-09-11 | 2035-03-18 | Renewables | Solar Rooftop | Solar | Dx | Brampton | Peel | Toronto
FIT 2 | 0.04 | Fairmeadow Centre | TSPS (Portfolio 2) Limited Partnership | CO | 20 | 2016-08-08 | 2015-12-30 | 2035-12-29 | Renewables | Solar Rooftop | Solar | Dx | Toronto | Toronto | Toronto
FIT 2 | 0.0696 | Palmerston Avenue Jr PS | TSPS (Portfolio 2) Limited Partnership | CO | 20 | 2016-08-22 | 2016-01-19 | 2036-01-18 | Renewables | Solar Rooftop | Solar | Dx | Toronto | Toronto | Toronto
FIT 2 | 0.1 | 898 Monaghan Rd. | Monaghan Road Solar LP | CO | 20 | 2015-04-18 | 2014-10-22 | 2034-10-21 | Renewables | Solar Rooftop | Solar | Dx | Peterborough | Peterborough | East
FIT 2 | 0.018 | 18 KW @ 764 Lexington | Nelson Turcotte and Darlene Turcotte | CO | 20 | 2016-06-30 | 2016-07-15 | 2036-06-29 | Renewables | Solar Rooftop | Solar | Dx | Thunder Bay | Thunder Bay | Northwest
FIT 2 | 0.0632 | Lord Roberts Jr PS | TSPS (Portfolio 2) Limited Partnership | CO | 20 | 2016-08-20 | 2016-08-15 | 2036-08-14 | Renewables | Solar Rooftop | Solar | Dx | Toronto | Toronto | Toronto
FIT 2 | 0.09979 | Van Staveren Farm #2 | SCCEC LP | CO | 20 | 2015-04-03 | 2015-06-03 | 2035-04-02 | Renewables | Solar Rooftop | Solar | Dx | Stayner | Simcoe | Southwest
FIT 2 | 0.1 | Royal Autobody Solar Project | Oak Bridge Properties Inc. | CO | 20 | 2015-04-16 | 2015-10-15 | 2035-04-15 | Renewables | Solar Rooftop | Solar | Dx | Kitchener | Waterloo | Southwest
FIT 2 | 0.125 | Weeden Environments Solar Project | Amessna Corp. | CO | 20 | 2015-04-08 | 2015-06-29 | 2035-04-07 | Renewables | Solar Rooftop | Solar | Dx | Woodstock | Oxford | Southwest
FIT 2 | 0.0464 | Eastview Jr PS | TSPS (Portfolio 2) Limited Partnership | CO | 20 | 2016-08-06 | 2016-02-08 | 2036-02-07 | Renewables | Solar Rooftop | Solar | Dx | Toronto | Toronto | Toronto
FIT 2 | 0.05 | M-Tool | MT-Holding Ltd. | CO | 20 | 2015-02-19 | 2015-06-08 | 2035-02-18 | Renewables | Solar Rooftop | Solar | Dx | Mississauga | Peel | Toronto
FIT 2 | 0.084 | Driftwood PS | TSPS (Portfolio 1) Limited Partnership | CO | 20 | 2016-08-06 | 2015-06-19 | 2035-06-18 | Renewables | Solar Rooftop | Solar | Dx | Toronto | Toronto | Toronto
FIT 2 | 0.043 | St George's JS | TSPS (Portfolio 2) Limited Partnership | CO | 20 | 2016-08-29 | 2016-11-15 | 2036-08-28 | Renewables | Solar Rooftop | Solar | Dx | Toronto | Toronto | Toronto
FIT 2 | 0.1712 | Lawrence Park CI | TSPS (Portfolio 1) Limited Partnership | CO | 20 | 2016-08-20 | 2015-08-27 | 2035-08-26 | Renewables | Solar Rooftop | Solar | Dx | Toronto | Toronto | Toronto
FIT 2 | 0.03827 | Solar@16341WoodbineAve | Francesco Converso | CO | 20 | 2015-04-01 | 2015-06-09 | 2035-03-31 | Renewables | Solar Rooftop | Solar | Dx | Cedar Valley | York | Essa
FIT 2 | 0.03 | 3438 Manning Drive (Recycling) | London Hydro Inc. | CO | 20 | 2017-10-28 | 2016-02-03 | 2036-02-02 | Renewables | Solar Ground Mounted | Solar | Dx | London | Middlesex | West
FIT 2 | 0.12 | Rivard_Windsor_PV | Windsor Essex Community Housing Corporation | CO | 20 | 2015-03-07 | 2014-09-25 | 2034-09-24 | Renewables | Solar Rooftop | Solar | Dx | Windsor | Essex | West
FIT 2 | 0.116 | Pope John Paul II Catholic Elementary School | Potentia Solar 6 Limited Partnership | CO | 20 | 2015-04-03 | 2015-07-16 | 2035-04-02 | Renewables | Solar Rooftop | Solar | Dx | Kitchener | Waterloo | Southwest
FIT 2 | 0.1392 | Cummer Valley MS | TSPS (Portfolio 2) Limited Partnership | CO | 20 | 2016-08-01 | 2015-10-13 | 2035-10-12 | Renewables | Solar Rooftop | Solar | Dx | Toronto | Toronto | Toronto
FIT 2 | 0.5 | 2290 Scanlan Street | N&G LP | CO | 20 | 2015-02-21 | 2015-06-10 | 2035-02-20 | Renewables | Solar Rooftop | Solar | Dx | London | Middlesex | West
FIT 2 | 0.05 | YCDSB - Holy Spirit | Potentia Solar 7 Limited Partnership | CO | 20 | 2015-03-05 | 2015-08-17 | 2035-03-04 | Renewables | Solar Rooftop | Solar | Dx | Aurora | York | Essa
FIT 2 | 0.2 | Frieslawn Farms Ltd. | Frieslawn Green Energy Co-operative of Ontario LP | CO | 20 | 2015-02-21 | 2015-02-13 | 2035-02-12 | Renewables | Solar Rooftop | Solar | Dx | Burgessville | Oxford | Southwest
FIT 2 | 0.05 | Solexica - 186 Shoemaker | Solexica Solar Markham GP | CO | 20 | 2015-04-16 | 2015-01-22 | 2035-01-21 | Renewables | Solar Rooftop | Solar | Dx | Kitchener | Waterloo | Southwest
FIT 2 | 0.11 | 305 Barrie Street RT | JCM Solar GP1 Ltd. | CO | 20 | 2015-04-18 | 2015-05-22 | 2035-04-17 | Renewables | Solar Rooftop | Solar | Dx | Bradford | Simcoe | Essa
FIT 2 | 0.08 | 52 Production Drive RT | Tenedos GP 1 Ltd. | CO | 20 | 2015-04-16 | 2015-10-06 | 2035-04-15 | Renewables | Solar Rooftop | Solar | Dx | Toronto | Toronto | Toronto
FIT 2 | 0.132 | Owen PS | TSPS (Portfolio 2) Limited Partnership | CO | 20 | 2016-08-22 | 2015-11-09 | 2035-11-08 | Renewables | Solar Rooftop | Solar | Dx | Toronto | Toronto | Toronto
FIT 2 | 0.1288 | Oakwood CI | TSPS (Portfolio 1) Limited Partnership | CO | 20 | 2016-08-22 | 2015-11-24 | 2035-11-23 | Renewables | Solar Rooftop | Solar | Dx | Toronto | Toronto | Toronto
FIT 2 | 0.232 | Etobicoke School of the Arts | TSPS (Portfolio 1) Limited Partnership | CO | 20 | 2016-08-08 | 2016-09-30 | 2036-08-07 | Renewables | Solar Rooftop | Solar | Dx | Toronto | Toronto | Toronto
FIT 2 | 0.09979 | Van Staveren Farm #1 | SCCEC LP | CO | 20 | 2015-04-01 | 2014-12-15 | 2034-12-14 | Renewables | Solar Rooftop | Solar | Dx | Stayner | Simcoe | Southwest
FIT 2 | 0.03998 | David Hornell JS | TSPS (Portfolio 2) Limited Partnership | CO | 20 | 2016-08-01 | 2016-11-04 | 2036-07-31 | Renewables | Solar Rooftop | Solar | Dx | Toronto | Toronto | Toronto
FIT 2 | 0.12 | Humber Summit MS | TSPS (Portfolio 1) Limited Partnership | CO | 20 | 2016-08-15 | 2015-06-30 | 2035-06-29 | Renewables | Solar Rooftop | Solar | Dx | Toronto | Toronto | Toronto
FIT 2 | 0.5 | Southwest Middlesex Ground WPCP 500kW | Solar Income Fund LP (#5) | CO | 20 | 2016-11-25 | 2015-10-23 | 2035-10-22 | Renewables | Solar Ground Mounted | Solar | Dx | Glencoe | Middlesex | West
FIT 2 | 0.0432 | Maple Leaf PS | TSPS (Portfolio 2) Limited Partnership | CO | 20 | 2016-08-22 | 2015-08-06 | 2035-08-05 | Renewables | Solar Rooftop | Solar | Dx | Toronto | Toronto | Toronto
FIT 2 | 0.1 | David Jones | SCCEC LP | CO | 20 | 2015-04-03 | 2015-03-31 | 2035-03-30 | Renewables | Solar Rooftop | Solar | Dx | Midland | Simcoe | Essa
FIT 2 | 0.24 | Deep River Solar Project | Azgard Corporation | CO | 20 | 2016-12-11 | 2016-07-13 | 2036-07-12 | Renewables | Solar Ground Mounted | Solar | Dx | Deep River | Renfrew | Essa
FIT 2 | 0.34 | Tracey Solar Garden - Lakeshore | 2243893 Ontario Ltd. | CO | 20 | 2017-01-26 | 2015-03-30 | 2035-03-29 | Renewables | Solar Ground Mounted | Solar | Dx | Belle River | Essex | West
FIT 2 | 0.0632 | Willowdale MS | TSPS (Portfolio 2) Limited Partnership | CO | 20 | 2016-09-03 | 2015-10-02 | 2035-10-01 | Renewables | Solar Rooftop | Solar | Dx | Toronto | Toronto | Toronto
FIT 2 | 0.225 | GOLDSTREAM - GRAVENHURST CC | GOLDSTREAM ECO ENERGY CAPITAL CORPORATION | CO | 20 | 2015-04-03 | 2015-09-30 | 2035-04-02 | Renewables | Solar Rooftop | Solar | Dx | Gravenhurst | Muskoka | Essa
FIT 2 | 0.0928 | Henry Kelsey Sr PS | TSPS (Portfolio 2) Limited Partnership | CO | 20 | 2016-08-15 | 2015-11-30 | 2035-11-29 | Renewables | Solar Rooftop | Solar | Dx | Toronto | Toronto | Toronto
FIT 2 | 0.06 | YCDSB - St. James | Potentia Solar 7 Limited Partnership | CO | 20 | 2015-03-05 | 2015-03-17 | 2035-03-04 | Renewables | Solar Rooftop | Solar | Dx | Vaughan | York | Toronto
FIT 2 | 0.5 | 8 Gauvreau | Rural Energy Limited Partnership | CO | 20 | 2017-01-22 | 2015-08-07 | 2035-08-06 | Renewables | Solar Ground Mounted | Solar | Dx | Hilliard | Timiskaming District | Northeast
FIT 2 | 0.5 | Cripton Solar Farm | N&G LP | CO | 20 | 2016-08-22 | 2016-01-08 | 2036-01-07 | Renewables | Solar Ground Mounted | Solar | Dx | Rockwood | Wellington | Southwest
FIT 2 | 0.0228 | Courcelette PS | TSPS (Portfolio 2) Limited Partnership | CO | 20 | 2016-08-01 | 2016-11-22 | 2036-07-31 | Renewables | Solar Rooftop | Solar | Dx | Toronto | Toronto | Toronto
FIT 2 | 0.0464 | Elkhorn PS | TSPS (Portfolio 2) Limited Partnership | CO | 20 | 2016-08-06 | 2015-06-19 | 2035-06-18 | Renewables | Solar Rooftop | Solar | Dx | Toronto | Toronto | Toronto
FIT 2 | 0.192 | The Elms | TSPS (Portfolio 1) Limited Partnership | CO | 20 | 2016-08-29 | 2016-06-24 | 2036-06-23 | Renewables | Solar Rooftop | Solar | Dx | Toronto | Toronto | Toronto
FIT 2 | 0.5 | 70 Foster | Rural Energy Limited Partnership | CO | 20 | 2017-03-13 | 2015-10-16 | 2035-10-15 | Renewables | Solar Ground Mounted | Solar | Dx | Inverary | Frontenac | East
FIT 2 | 0.0228 | Hillmount PS | TSPS (Portfolio 2) Limited Partnership | CO | 20 | 2016-08-15 | 2016-11-29 | 2036-08-14 | Renewables | Solar Rooftop | Solar | Dx | Toronto | Toronto | Toronto
FIT 2 | 0.5 | HAG - Station B1 | Maxim Solar Power Corporation | CO | 20 | 2016-10-15 | 2016-07-27 | 2036-07-26 | Renewables | Solar Ground Mounted | Solar | Dx | Hagersville | Haldimand | Southwest
FIT 2 | 0.048 | Rippleton PS | TSPS (Portfolio 2) Limited Partnership | CO | 20 | 2016-08-27 | 2016-11-22 | 2036-08-26 | Renewables | Solar Rooftop | Solar | Dx | Toronto | Toronto | Toronto
FIT 2 | 0.0228 | Dovercourt Junior PS | TSPS (Portfolio 2) Limited Partnership | CO | 20 | 2016-08-06 | 2016-10-28 | 2036-08-05 | Renewables | Solar Rooftop | Solar | Dx | Toronto | Toronto | Toronto
FIT 2 | 0.15 | MIL-430 Industrial | Métis Nation of Ontario - BrightRoof Solar LP | CO | 20 | 2015-04-08 | 2015-09-30 | 2035-04-07 | Renewables | Solar Rooftop | Solar | Dx | Milton | Halton | Southwest
FIT 2 | 0.249 | ARRRC Solar | Paid4Power Investments Inc. | CO | 20 | 2015-04-18 | 2015-07-22 | 2035-04-17 | Renewables | Solar Rooftop | Solar | Dx | Ruthven | Essex | West
FIT 2 | 0.5 | Goshen Line | Eilers Farms (Ontario) Incorporated | CO | 20 | 2016-08-20 | 2015-07-06 | 2035-07-05 | Renewables | Bioenergy | Biogas | Dx | Zurich | Huron | Southwest
FIT 2 | 0.24 | York Mills CI | TSPS (Portfolio 1) Limited Partnership | CO | 20 | 2016-09-03 | 2015-12-23 | 2035-12-22 | Renewables | Solar Rooftop | Solar | Dx | Toronto | Toronto | Toronto
FIT 2 | 0.075 | Georgina WTP - Solar PV | The Regional Municipality of York | CO | 20 | 2015-03-26 | 2015-03-23 | 2035-03-22 | Renewables | Solar Rooftop | Solar | Dx | Willow Beach | York | Essa
FIT 2 | 0.2 | 3026page | Métis Nation of Ontario - BrightRoof Solar LP | CO | 20 | 2015-04-08 | 2015-07-24 | 2035-04-07 | Renewables | Solar Rooftop | Solar | Dx | London | Middlesex | West
FIT 2 | 0.048 | Adam Beck JPS | TSPS (Portfolio 2) Limited Partnership | CO | 20 | 2016-09-03 | 2016-08-26 | 2036-08-25 | Renewables | Solar Rooftop | Solar | Dx | Toronto | Toronto | Toronto
FIT 2 | 0.132 | 57 - Ed Donkers | SIF-AMBER PROJECTS LP | CO | 20 | 2015-02-21 | 2015-08-19 | 2035-02-20 | Renewables | Solar Rooftop | Solar | Dx | St. Thomas | Elgin | West
FIT 2 | 0.104 | Lucy Maud Montgomery PS | TSPS (Portfolio 2) Limited Partnership | CO | 20 | 2016-08-20 | 2016-09-09 | 2036-08-19 | Renewables | Solar Rooftop | Solar | Dx | Toronto | Toronto | Toronto
FIT 2 | 0.48 | Northview Heights SS | TSPS (Portfolio 1) Limited Partnership | CO | 20 | 2016-08-22 | 2016-06-24 | 2036-06-23 | Renewables | Solar Rooftop | Solar | Dx | Toronto | Toronto | Toronto
FIT 2 | 0.06559 | Eglinton Jr PS (new school) | TSPS (Portfolio 2) Limited Partnership | CO | 20 | 2016-08-06 | 2016-11-21 | 2036-08-05 | Renewables | Solar Rooftop | Solar | Dx | Toronto | Toronto | Toronto
FIT 2 | 0.25 | Dresden Ag Society | Boost Power II Limited Partnership | CO | 20 | 2015-07-15 | 2016-02-16 | 2035-07-14 | Renewables | Solar Rooftop | Solar | Dx | Dresden | Chatham-Kent | West
FIT 2 | 0.1128 | Woburn Jr PS | TSPS (Portfolio 1) Limited Partnership | CO | 20 | 2016-09-03 | 2015-02-05 | 2035-02-04 | Renewables | Solar Rooftop | Solar | Dx | Toronto | Toronto | Toronto
FIT 2 | 0.293 | George S Henry Academy | TSPS (Portfolio 2) Limited Partnership | CO | 20 | 2016-08-15 | 2016-11-28 | 2036-08-14 | Renewables | Solar Rooftop | Solar | Dx | Toronto | Toronto | Toronto
FIT 2 | 0.25 | Donnandale Farms (Phase 2) | Ridgeline Farms Inc. | CO | 20 | 2016-09-10 | 2015-04-13 | 2035-04-12 | Renewables | Bioenergy | Biogas (On-Farm) | Dx | Stirling | Hastings | East
FIT 2 | 0.048 | Stilecroft PS | TSPS (Portfolio 2) Limited Partnership | CO | 20 | 2016-08-29 | 2016-09-30 | 2036-08-28 | Renewables | Solar Rooftop | Solar | Dx | Toronto | Toronto | Toronto
FIT 2 | 0.25 | Baltimore Recreation Centre | SE7 2013 LP | CO | 20 | 2015-02-21 | 2015-06-23 | 2035-02-20 | Renewables | Solar Rooftop | Solar | Dx | Baltimore | Northumberland | East
FIT 2 | 0.0938 | Eek King St | 9375899 Canada Ltd. | CO | 20 | 2015-03-07 | 2015-09-28 | 2035-03-06 | Renewables | Solar Rooftop | Solar | Dx | Newmarket | York | Essa
FIT 2 | 0.12 | Blessed Kateri Catholic Elementary School | Potentia Solar 6 Limited Partnership | CO | 20 | 2015-04-03 | 2015-09-03 | 2035-04-02 | Renewables | Solar Rooftop | Solar | Dx | Kitchener | Waterloo | Southwest
FIT 2 | 0.22 | Uhthoff Ground | Charter Construction Limited | CO | 20 | 2017-01-26 | 2015-09-25 | 2035-09-24 | Renewables | Solar Ground Mounted | Solar | Dx | Orillia | Simcoe | Essa
FIT 2 | 0.192 | Ellesmere-Statton PS | TSPS (Portfolio 1) Limited Partnership | CO | 20 | 2016-08-06 | 2016-05-20 | 2036-05-19 | Renewables | Solar Rooftop | Solar | Dx | Toronto | Toronto | Toronto
FIT 2 | 0.096 | Millwood JS | TSPS (Portfolio 2) Limited Partnership | CO | 20 | 2016-08-22 | 2016-11-22 | 2036-08-21 | Renewables | Solar Rooftop | Solar | Dx | Toronto | Toronto | Toronto
FIT 2 | 0.5 | J03-575 Industrial | 8180792 Canada Inc. | CO | 20 | 2015-03-26 | 2015-08-28 | 2035-03-25 | Renewables | Solar Rooftop | Solar | Dx | London | Middlesex | West
FIT 2 | 0.07 | 85 CORSTATE SOLAR | 1839953 ONTARIO LTD. | CO | 20 | 2015-03-07 | 2014-06-30 | 2034-06-29 | Renewables | Solar Rooftop | Solar | Dx | Concord | York | Toronto
FIT 2 | 0.06 | Monoway Farms Solar | Monoway Farms Limited | CO | 20 | 2015-04-01 | 2015-04-10 | 2035-03-31 | Renewables | Solar Rooftop | Solar | Dx | Brussels | Huron | Southwest
FIT 2 | 0.15 | Copps Solar | Copp Limited | CO | 20 | 2015-02-26 | 2015-08-25 | 2035-02-25 | Renewables | Solar Rooftop | Solar | Dx | London | Middlesex | West
FIT 2 | 0.09 | Stanley PS | TSPS (Portfolio 2) Limited Partnership | CO | 20 | 2016-08-29 | 2016-09-30 | 2036-08-28 | Renewables | Solar Rooftop | Solar | Dx | Toronto | Toronto | Toronto
FIT 2 | 0.06 | 26KevinMcGuckin10 | J. Dowswell Farms Ltd. | CO | 20 | 2015-04-08 | 2014-07-29 | 2034-07-28 | Renewables | Solar Rooftop | Solar | Dx | Woodville | Kawartha Lakes | Essa
FIT 2 | 0.5 | HAG - Station A | Maxim Solar Power Corporation | CO | 20 | 2016-10-15 | 2016-06-28 | 2036-06-27 | Renewables | Solar Ground Mounted | Solar | Dx | Hagersville | Haldimand | Southwest
FIT 2 | 0.175 | Holy Spirit Catholic Elementary School | Potentia Solar 6 Limited Partnership | CO | 20 | 2015-04-08 | 2015-09-29 | 2035-04-07 | Renewables | Solar Rooftop | Solar | Dx | Cambridge | Waterloo | Southwest
FIT 2 | 0.5 | AGRIS Solar (Sophiasburgh - West #2) | AGRIS Solar Co-operative Inc. | CO | 20 | 2016-12-19 | 2017-01-18 | 2036-12-18 | Renewables | Solar Ground Mounted | Solar | Dx | Picton | Prince Edward | East
FIT 2 | 0.5 | 7 Gorecki | Rural Energy Limited Partnership | CO | 20 | 2017-01-22 | 2016-02-26 | 2036-02-25 | Renewables | Solar Ground Mounted | Solar | Dx | Evanturel | Timiskaming District | Northeast
FIT 2 | 0.048 | Military Trail PS | TSPS (Portfolio 2) Limited Partnership | CO | 20 | 2016-08-22 | 2016-08-02 | 2036-08-01 | Renewables | Solar Rooftop | Solar | Dx | Toronto | Toronto | Toronto
FIT 2 | 0.0984 | 1835288 Ontario LTD | Pondview Green Energy LP | CO | 20 | 2015-02-21 | 2015-05-25 | 2035-02-20 | Renewables | Solar Rooftop | Solar | Dx | Woodstock | Oxford | Southwest
FIT 2 | 0.1856 | Elmbank JS Academy | TSPS (Portfolio 1) Limited Partnership | CO | 20 | 2016-08-06 | 2015-05-25 | 2035-05-24 | Renewables | Solar Rooftop | Solar | Dx | Toronto | Toronto | Toronto
FIT 2 | 0.1 | Heffner Solar III | CEW SIMCOE II | CO | 20 | 2015-04-23 | 2015-09-03 | 2035-04-22 | Renewables | Solar Rooftop | Solar | Dx | Guelph | Wellington | Southwest
FIT 2 | 0.06 | Tower | 913960 Ontario Limited | CO | 20 | 2015-04-16 | 2015-10-16 | 2035-04-15 | Renewables | Solar Rooftop | Solar | Dx | Erin | Wellington | Southwest
FIT 2 | 0.152 | John McCrae Sr PS | TSPS (Portfolio 1) Limited Partnership | CO | 20 | 2016-08-20 | 2014-12-15 | 2034-12-14 | Renewables | Solar Rooftop | Solar | Dx | Toronto | Toronto | Toronto
FIT 2 | 0.096 | Jack Miner Sr PS | TSPS (Portfolio 1) Limited Partnership | CO | 20 | 2016-08-15 | 2015-09-11 | 2035-09-10 | Renewables | Solar Rooftop | Solar | Dx | Toronto | Toronto | Toronto
FIT 2 | 0.07 | Cobourg KOC Solar | Cobourg Columbus Home Ltd | CO | 20 | 2015-04-01 | 2014-10-02 | 2034-10-01 | Renewables | Solar Rooftop | Solar | Dx | Cobourg | Northumberland | East
FIT 2 | 0.06497 | Peace Valley Rooftop | PEACE VALLEY RANCH LIMITED | CO | 20 | 2015-04-16 | 2015-09-18 | 2035-04-15 | Renewables | Solar Rooftop | Solar | Dx | Shelburne | Dufferin | Southwest
FIT 2 | 0.24 | Sir John A Macdonald CI | TSPS (Portfolio 1) Limited Partnership | CO | 20 | 2016-08-29 | 2015-11-25 | 2035-11-24 | Renewables | Solar Rooftop | Solar | Dx | Toronto | Toronto | Toronto
FIT 2 | 0.06 | 77 - Sparta Farm | SIF-AMBER PROJECTS LP | CO | 20 | 2015-02-21 | 2015-08-18 | 2035-02-20 | Renewables | Solar Rooftop | Solar | Dx | St. Thomas | Elgin | West
FIT 2 | 0.25 | Icarus 250kW Guelph | Icarus and GSCC Joint Venture | CO | 20 | 2015-02-26 | 2015-10-05 | 2035-02-25 | Renewables | Solar Rooftop | Solar | Dx | Guelph | Wellington | Southwest
FIT 2 | 0.048 | Dunlace PS | TSPS (Portfolio 2) Limited Partnership | CO | 20 | 2016-08-06 | 2016-11-22 | 2036-08-05 | Renewables | Solar Rooftop | Solar | Dx | Toronto | Toronto | Toronto
FIT 2 | 0.027 | Laari Roof Mount | 1973686 Ontario Limited | CO | 20 | 2015-04-01 | 2015-09-22 | 2035-03-31 | Renewables | Solar Rooftop | Solar | Dx | Lively | Greater Sudbury | Northeast
FIT 2 | 0.09995 | Belline Farms | SE 2012 LP | CO | 20 | 2015-04-23 | 2014-07-30 | 2034-07-29 | Renewables | Solar Rooftop | Solar | Dx | Exeter | Huron | Southwest
FIT 2 | 0.25 | Wilhillea-PV Solar | LIFE Co-operative Inc. and Wilhillea Farms Ltd. as joint venturers, c.o.b LIFE Solar JV110 | CO | 20 | 2015-04-16 | 2015-07-17 | 2035-04-15 | Renewables | Solar Rooftop | Solar | Dx | Walkerton | Bruce | Southwest
FIT 2 | 0.488 | AGRIS Solar (Dutton) | J.C.K.G. Holdings Inc. | CO | 20 | 2017-01-26 | 2016-03-28 | 2036-03-27 | Renewables | Solar Ground Mounted | Solar | Dx | Dutton | Elgin | West
FIT 2 | 0.2 | 105 Industrial Drive | N&G LP | CO | 20 | 2015-02-21 | 2015-07-02 | 2035-02-20 | Renewables | Solar Rooftop | Solar | Dx | Whitby | Durham | Toronto
FIT 2 | 0.26 | Central Etobicoke HS | TSPS (Portfolio 1) Limited Partnership | CO | 20 | 2016-08-01 | 2015-08-20 | 2035-08-19 | Renewables | Solar Rooftop | Solar | Dx | Toronto | Toronto | Toronto
FIT 2 | 0.05 | Solar Project - 131 Saramia Crescent | Bondfield Construction Company Limited | CO | 20 | 2015-03-07 | 2015-06-16 | 2035-03-06 | Renewables | Solar Rooftop | Solar | Dx | Concord | York | Toronto
FIT 2 | 0.0464 | Elizabeth Simcoe Jr PS | TSPS (Portfolio 2) Limited Partnership | CO | 20 | 2016-08-06 | 2015-12-23 | 2035-12-22 | Renewables | Solar Rooftop | Solar | Dx | Toronto | Toronto | Toronto
FIT 2 | 0.075 | Mountain View ES | Potentia Solar 5 Limited Partnership | CO | 20 | 2015-02-28 | 2015-06-16 | 2035-02-27 | Renewables | Solar Rooftop | Solar | Dx | Collingwood | Simcoe | Southwest
FIT 2 | 0.19 | 560 Bingemans Center Drive RT | JCM Solar GP1 Ltd. | CO | 20 | 2015-04-18 | 2015-09-01 | 2035-04-17 | Renewables | Solar Rooftop | Solar | Dx | Kitchener | Waterloo | Southwest
FIT 2 | 0.0912 | 46 - Reymer (Toitich) Farm | SIF-AMBER PROJECTS LP | CO | 20 | 2015-02-21 | 2015-06-23 | 2035-02-20 | Renewables | Solar Rooftop | Solar | Dx | Aylmer | Elgin | West
FIT 2 | 0.064185 | Steven Jones | SCCEC LP | CO | 20 | 2015-04-03 | 2015-03-19 | 2035-03-18 | Renewables | Solar Rooftop | Solar | Dx | Midland | Simcoe | Essa
FIT 2 | 0.0464 | Norman Ingram PS | TSPS (Portfolio 2) Limited Partnership | CO | 20 | 2016-08-22 | 2015-12-30 | 2035-12-29 | Renewables | Solar Rooftop | Solar | Dx | Toronto | Toronto | Toronto
FIT 2 | 0.5 | Westmoreland 500kW Rooftop | 2086091 Ontario Limited | CO | 20 | 2015-03-12 | 2015-10-02 | 2035-03-11 | Renewables | Solar Rooftop | Solar | Dx | Leamington | Essex | West
FIT 2 | 0.25 | Chemong Plaza | Chemong Plaza Solar LP | CO | 20 | 2015-04-18 | 2015-06-24 | 2035-04-17 | Renewables | Solar Rooftop | Solar | Dx | Peterborough | Peterborough | East
FIT 2 | 0.24 | Georges Vanier SS | TSPS (Portfolio 1) Limited Partnership | CO | 20 | 2016-08-15 | 2015-06-30 | 2035-06-29 | Renewables | Solar Rooftop | Solar | Dx | Toronto | Toronto | Toronto
FIT 2 | 0.04 | Robert Service Sr PS | TSPS (Portfolio 2) Limited Partnership | CO | 20 | 2016-08-27 | 2016-11-03 | 2036-08-26 | Renewables | Solar Rooftop | Solar | Dx | Toronto | Toronto | Toronto
FIT 2 | 0.088 | Malvern Collegiate Institute | TSPS (Portfolio 2) Limited Partnership | CO | 20 | 2016-08-22 | 2015-10-02 | 2035-10-01 | Renewables | Solar Rooftop | Solar | Dx | Toronto | Toronto | Toronto
FIT 2 | 0.1 | Haskett | Great West Energy II Limited Partnership | CO | 20 | 2015-04-23 | 2015-11-27 | 2035-04-22 | Renewables | Solar Rooftop | Solar | Dx | Napanee | Hastings | East
FIT 2 | 0.05 | 12LarryMcAuliffe08 | 1744882 ONTARIO LTD. | CO | 20 | 2015-02-19 | 2014-03-12 | 2034-03-11 | Renewables | Solar Rooftop | Solar | Dx | Cavan | Peterborough | East
FIT 2 | 0.0928 | St. Dominic Catholic Elementary School | Potentia Solar 6 Limited Partnership | CO | 20 | 2015-04-03 | 2015-09-04 | 2035-04-02 | Renewables | Solar Rooftop | Solar | Dx | Kitchener | Waterloo | Southwest
FIT 2 | 0.5 | Keele Street (9010) | 9010 Keele Park Properties Ltd. | CO | 20 | 2015-04-10 | 2015-08-05 | 2035-04-09 | Renewables | Solar Rooftop | Solar | Dx | Concord | York | Toronto
FIT 2 | 0.24 | C W Jefferys CI | TSPS (Portfolio 1) Limited Partnership | CO | 20 | 2016-07-30 | 2015-12-10 | 2035-12-09 | Renewables | Solar Rooftop | Solar | Dx | Toronto | Toronto | Toronto
FIT 2 | 0.096 | 94NALittleBritain10 | Little Livestock Inc. | CO | 20 | 2015-04-08 | 2014-05-14 | 2034-05-13 | Renewables | Solar Rooftop | Solar | Dx | Little Britain | Kawartha Lakes | Essa
FIT 2 | 0.04 | Claire Renaud | DTSY INVESTMENTS INC. | CO | 20 | 2017-01-22 | 2017-07-12 | 2037-01-21 | Renewables | Solar Rooftop | Solar | Dx | Windsor | Essex | West
FIT 2 | 0.068 | Seneca School | TSPS (Portfolio 1) Limited Partnership | CO | 20 | 2016-08-27 | 2015-06-30 | 2035-06-29 | Renewables | Solar Rooftop | Solar | Dx | Toronto | Toronto | Toronto
FIT 2 | 0.1 | 193LakefieldCurlin15 | Global Point Energy Inc. | CO | 20 | 2015-04-08 | 2014-11-28 | 2034-11-27 | Renewables | Solar Rooftop | Solar | Dx | Lakefield | Peterborough | East
FIT 2 | 0.22446 | Solar@1660MathesonBlvd | Just In Time Self Storage Inc. | CO | 20 | 2015-04-01 | 2015-04-10 | 2035-03-31 | Renewables | Solar Rooftop | Solar | Dx | Mississauga | Peel | Toronto
FIT 2 | 0.0798 | James S Bell JMS | TSPS (Portfolio 2) Limited Partnership | CO | 20 | 2016-08-15 | 2016-11-29 | 2036-08-14 | Renewables | Solar Rooftop | Solar | Dx | Toronto | Toronto | Toronto
FIT 2 | 0.048 | Westmount JS | TSPS (Portfolio 2) Limited Partnership | CO | 20 | 2016-08-29 | 2016-09-30 | 2036-08-28 | Renewables | Solar Rooftop | Solar | Dx | Toronto | Toronto | Toronto
FIT 2 | 0.0632 | Hunter's Glen Jr PS | TSPS (Portfolio 1) Limited Partnership | CO | 20 | 2016-08-15 | 2014-12-15 | 2034-12-14 | Renewables | Solar Rooftop | Solar | Dx | Toronto | Toronto | Toronto
FIT 2 | 0.096 | 166RichardStaples05 | David Robert Staples and Richard Nicholas Gordon Staples and Karen Elizabeth Staples and Jill Anne Staples and Mary Gabriel Staples | CO | 20 | 2015-02-19 | 2014-07-30 | 2034-07-29 | Renewables | Solar Rooftop | Solar | Dx | Cavan | Peterborough | East
FIT 2 | 0.09 | AGRIS Solar - 700 Finley Avenue | AGRIS Solar Co-operative Inc. | CO | 20 | 2016-06-28 | 2016-06-21 | 2036-06-20 | Renewables | Solar Rooftop | Solar | Dx | Ajax | Durham | Toronto
FIT 2 | 0.22 | West Hill CI | TSPS (Portfolio 1) Limited Partnership | CO | 20 | 2016-08-29 | 2015-06-19 | 2035-06-18 | Renewables | Solar Rooftop | Solar | Dx | Toronto | Toronto | Toronto
FIT 2 | 0.09 | Danforth Gardens PS | TSPS (Portfolio 2) Limited Partnership | CO | 20 | 2016-08-01 | 2016-11-29 | 2036-07-31 | Renewables | Solar Rooftop | Solar | Dx | Toronto | Toronto | Toronto
FIT 2 | 0.0896 | Charles H Best MS | TSPS (Portfolio 1) Limited Partnership | CO | 20 | 2016-08-01 | 2015-08-25 | 2035-08-24 | Renewables | Solar Rooftop | Solar | Dx | Toronto | Toronto | Toronto
FIT 2 | 0.25 | TOR-160 Claireville | Métis Nation of Ontario - BrightRoof Solar LP | CO | 20 | 2015-04-23 | 2015-07-17 | 2035-04-22 | Renewables | Solar Rooftop | Solar | Dx | Toronto | Toronto | Toronto
FIT 2 | 0.132 | Central Commerce Collegiate | TSPS (Portfolio 2) Limited Partnership | CO | 20 | 2016-08-01 | 2015-10-09 | 2035-10-08 | Renewables | Solar Rooftop | Solar | Dx | Toronto | Toronto | Toronto
FIT 2 | 0.075 | Orchard Park PS | Potentia Solar 5 Limited Partnership | CO | 20 | 2015-02-28 | 2015-06-17 | 2035-02-27 | Renewables | Solar Rooftop | Solar | Dx | Orillia | Simcoe | Essa
FIT 2 | 0.1 | 2011-012 | Potentia Solar 14 Limited Partnership | CO | 20 | 2015-04-08 | 2015-02-02 | 2035-02-01 | Renewables | Solar Rooftop | Solar | Dx | Chesley | Bruce | Southwest
FIT 2 | 0.25 | St. Mary's Catholic High School | Potentia Solar 6 Limited Partnership | CO | 20 | 2015-04-03 | 2015-09-16 | 2035-04-02 | Renewables | Solar Rooftop | Solar | Dx | Kitchener | Waterloo | Southwest
FIT 2 | 0.48 | Solvation-S | Saturn Solar 3 LP | CO | 20 | 2017-01-26 | 2016-02-05 | 2036-02-04 | Renewables | Solar Ground Mounted | Solar | Dx | Blind River | Algoma | Northeast
FIT 2 | 0.04919 | 24929 Warden Avenue, Keswick | Doug Johnson & Debi Johnson | CO | 20 | 2015-04-10 | 2014-11-27 | 2034-11-26 | Renewables | Solar Rooftop | Solar | Dx | Keswick | York | Essa
FIT 2 | 0.25 | COLBORNE ONE | RAMS Solar Inc. | CO | 20 | 2016-10-07 | 2018-03-19 | 2036-10-06 | Renewables | Solar Ground Mounted | Solar | Dx | Colborne | Northumberland | East
FIT 2 | 0.16 | 52mcintyre | GSC RP6 LP | CO | 20 | 2015-03-19 | 2015-05-26 | 2035-03-18 | Renewables | Solar Rooftop | Solar | Dx | Kitchener | Waterloo | Southwest
FIT 2 | 0.036 | Goulais River | Superior Energy Solutions | CO | 20 | 2016-06-28 | 2015-09-04 | 2035-09-03 | Renewables | Solar Rooftop | Solar | Dx | Goulais River | Algoma | Northeast
FIT 2 | 0.029 | RD Solar Roof | Sun Dancer Solar #2 Ltd. | CO | 20 | 2015-06-12 | 2015-08-10 | 2035-06-11 | Renewables | Solar Rooftop | Solar | Dx | Chatham | Chatham-Kent | West
FIT 2 | 0.06 | North Bridlewood Jr PS | TSPS (Portfolio 2) Limited Partnership | CO | 20 | 2016-08-22 | 2016-11-28 | 2036-08-21 | Renewables | Solar Rooftop | Solar | Dx | Toronto | Toronto | Toronto
FIT 2 | 0.1026 | Betolianni Solar 3 | 2642052 Ontario Ltd | CO | 20 | 2015-04-10 | 2014-12-17 | 2034-12-16 | Renewables | Solar Rooftop | Solar | Dx | Bailieboro | Peterborough | East
FIT 2 | 0.5 | Endura Energy - 30 Midair | Community Solar Assets 2 Limited | CO | 20 | 2015-02-21 | 2015-04-20 | 2035-02-20 | Renewables | Solar Rooftop | Solar | Dx | Brampton | Peel | Toronto
FIT 2 | 0.075 | YCDSB - Blessed Trinity | Potentia Solar 7 Limited Partnership | CO | 20 | 2015-03-05 | 2014-12-23 | 2034-12-22 | Renewables | Solar Rooftop | Solar | Dx | Vaughan | York | Toronto
FIT 2 | 0.44 | THE VILLAGE | MURRAY VAN GRINSVEN | CO | 20 | 2015-05-26 | 2014-09-04 | 2034-09-03 | Renewables | Solar Rooftop | Solar | Dx | Strathroy | Middlesex | West
FIT 2 | 0.25 | Base Solar PV | SEELEY BEAVER SPRINGS LTD. | CO | 20 | 2016-10-17 | 2016-05-27 | 2036-05-26 | Renewables | Solar Ground Mounted | Solar | Dx | Flesherton | Grey | Southwest
FIT 2 | 0.06 | SIMPSON SOLAR | SCOTT GORDON SIMPSON | CO | 20 | 2015-04-01 | 2015-05-21 | 2035-03-31 | Renewables | Solar Rooftop | Solar | Dx | Wellington | Hastings | East
FIT 2 | 0.08 | YCDSB - Holy Jubilee | Potentia Solar 7 Limited Partnership | CO | 20 | 2015-03-05 | 2015-03-27 | 2035-03-04 | Renewables | Solar Rooftop | Solar | Dx | Vaughan | York | Toronto
FIT 2 | 0.13 | ORA-410 Richardson | Métis Nation of Ontario - BrightRoof Solar LP | CO | 20 | 2015-04-10 | 2015-06-22 | 2035-04-09 | Renewables | Solar Rooftop | Solar | Dx | Orangeville | Dufferin | Southwest
FIT 2 | 0.135 | KRHL Rooftop Solar PV Project | Kingston Regional Hospital Laundry Incorporated | CO | 20 | 2015-02-26 | 2014-08-01 | 2034-07-31 | Renewables | Solar Rooftop | Solar | Dx | Kingston | Frontenac | East
FIT 2 | 0.5 | Essa District Agricultural Society | SCCEC LP | CO | 20 | 2015-04-03 | 2015-04-23 | 2035-04-02 | Renewables | Solar Rooftop | Solar | Dx | Thornton | Simcoe | Essa
FIT 2 | 0.0696 | McKee PS | TSPS (Portfolio 1) Limited Partnership | CO | 20 | 2016-08-22 | 2015-10-13 | 2035-10-12 | Renewables | Solar Rooftop | Solar | Dx | Toronto | Toronto | Toronto
FIT 2 | 0.0998 | 759615 Ontario Limited (164294) | Chippewas of the Thames Solar Corp. | CO | 20 | 2015-02-19 | 2015-08-19 | 2035-02-18 | Renewables | Solar Rooftop | Solar | Dx | Comber | Chatham-Kent | West
FIT 2 | 0.2 | Torbay Power | 1887203 Ontario Inc. | CO | 20 | 2015-03-07 | 2015-08-31 | 2035-03-06 | Renewables | Solar Rooftop | Solar | Dx | Markham | York | Toronto
FIT 2 | 0.08 | Minten Solar #3 | Minten SFN Limited Partnership | CO | 20 | 2015-04-18 | 2015-10-16 | 2035-04-17 | Renewables | Solar Rooftop | Solar | Dx | Watford | Lambton | West
FIT 2 | 0.5 | 96 Disco | Disco Road Nominee Ltd. | CO | 20 | 2015-04-18 | 2014-10-21 | 2034-10-20 | Renewables | Solar Rooftop | Solar | Dx | Toronto | Toronto | Toronto
FIT 2 | 0.25 | 135 Dundas Street RT | JCM Solar GP1 Ltd. | CO | 20 | 2015-04-18 | 2015-09-18 | 2035-04-17 | Renewables | Solar Rooftop | Solar | Dx | Cambridge | Waterloo | Southwest
FIT 2 | 0.47 | Woodslee Solar | Woodslee Solar Inc. | CO | 20 | 2017-01-26 | 2015-03-25 | 2035-03-24 | Renewables | Solar Ground Mounted | Solar | Dx | Essex | Essex | West
FIT 2 | 0.14383 | CBBG Realty Solar | Lawrenceville Corporation | CO | 20 | 2015-03-26 | 2015-04-29 | 2035-03-25 | Renewables | Solar Rooftop | Solar | Dx | Chelmsford | Greater Sudbury | Northeast
FIT 2 | 0.0998 | Holland Acres Solar Array | HOLLAND ACRES INCORPORATED | CO | 20 | 2015-04-08 | 2015-01-12 | 2035-01-11 | Renewables | Solar Rooftop | Solar | Dx | Newmarket | York | Essa
FIT 2 | 0.0456 | Beach United Solar Joint Venture Project | Beach United Solar Joint Venture | CO | 20 | 2015-02-21 | 2015-02-24 | 2035-02-20 | Renewables | Solar Rooftop | Solar | Dx | Toronto | Toronto | Toronto
FIT 2 | 0.5 | 651 Harwood Ave N | 2344215 Ontario Inc. | CO | 20 | 2015-04-18 | 2015-10-16 | 2035-04-17 | Renewables | Solar Rooftop | Solar | Dx | Ajax | Durham | Toronto
FIT 2 | 0.0998 | Bowhey | SCCEC LP | CO | 20 | 2015-04-03 | 2014-11-14 | 2034-11-13 | Renewables | Solar Rooftop | Solar | Dx | Springwater | Simcoe | Essa
FIT 2 | 0.16 | SOLAR PV (200kW) SYSTEM | 2231351 ONTARIO INC | CO | 20 | 2015-03-05 | 2015-03-19 | 2035-03-04 | Renewables | Solar Rooftop | Solar | Dx | Aurora | York | Essa
FIT 2 | 0.424 | Victoria Park Collegiate Institute | TSPS (Portfolio 1) Limited Partnership | CO | 20 | 2016-08-29 | 2015-11-24 | 2035-11-23 | Renewables | Solar Rooftop | Solar | Dx | Toronto | Toronto | Toronto
FIT 2 | 0.116 | Parkfield JS | TSPS (Portfolio 1) Limited Partnership | CO | 20 | 2016-08-22 | 2015-08-17 | 2035-08-16 | Renewables | Solar Rooftop | Solar | Dx | Toronto | Toronto | Toronto
FIT 2 | 0.092665 | Dryden Farms | E&J Real Estate Holdings Inc. | CO | 20 | 2015-02-26 | 2015-01-30 | 2035-01-29 | Renewables | Solar Rooftop | Solar | Dx | Rockwood | Wellington | Southwest
FIT 2 | 0.396 | Stoney Point Solar | Stoney Point Solar Inc. | CO | 20 | 2017-01-26 | 2015-11-09 | 2035-11-08 | Renewables | Solar Ground Mounted | Solar | Dx | Pointe Aux Roches | Essex | West
FIT 2 | 0.25 | Endura Energy - 2605 Summerville | Community Solar Assets 2 Limited | CO | 20 | 2015-02-26 | 2014-10-06 | 2034-10-05 | Renewables | Solar Rooftop | Solar | Dx | Mississauga | Peel | Toronto
FIT 2 | 0.0632 | Roden Jr PS | TSPS (Portfolio 1) Limited Partnership | CO | 20 | 2016-08-27 | 2014-10-03 | 2034-10-02 | Renewables | Solar Rooftop | Solar | Dx | Toronto | Toronto | Toronto
FIT 2 | 0.048 | Weston CI | TSPS (Portfolio 2) Limited Partnership | CO | 20 | 2016-08-29 | 2016-09-30 | 2036-08-28 | Renewables | Solar Rooftop | Solar | Dx | Toronto | Toronto | Toronto
FIT 2 | 0.372 | East York CI | TSPS (Portfolio 1) Limited Partnership | CO | 20 | 2016-08-06 | 2014-12-22 | 2034-12-21 | Renewables | Solar Rooftop | Solar | Dx | Toronto | Toronto | Toronto
FIT 2 | 0.072 | George Peck PS | TSPS (Portfolio 1) Limited Partnership | CO | 20 | 2016-08-15 | 2014-12-22 | 2034-12-21 | Renewables | Solar Rooftop | Solar | Dx | Toronto | Toronto | Toronto
FIT 2 | 0.5 | 153 Van Kirk | Trec SolarShare Co-operative (No. 1) Inc. and 1477400 Ontario Limited, as joint venturers, c.o.b... | CO | 20 | 2015-02-21 | 2015-04-13 | 2035-02-20 | Renewables | Solar Rooftop | Solar | Dx | Brampton | Peel | Toronto
FIT 2 | 0.0742 | Sharon Dawn Elizabeth Ridley (163711) | Chippewas of the Thames Solar Corp. | CO | 20 | 2015-02-19 | 2015-08-19 | 2035-02-18 | Renewables | Solar Rooftop | Solar | Dx | Essex | Essex | West
FIT 2 | 0.32 | RD Solar Garden | R & D Chatham Solar Inc. | CO | 20 | 2016-12-19 | 2015-10-12 | 2035-10-11 | Renewables | Solar Rooftop | Solar | Dx | Blenheim | Chatham-Kent | West
FIT 2 | 0.2 | 377 MacKenzie Ave | N&G LP | CO | 20 | 2015-02-21 | 2015-07-09 | 2035-02-20 | Renewables | Solar Rooftop | Solar | Dx | Ajax | Durham | Toronto
FIT 2 | 0.15 | BGCKL Renewable Energy Project | Boys and Girls Clubs of Kawartha Lakes | CO | 20 | 2015-02-19 | 2014-10-10 | 2034-10-09 | Renewables | Solar Rooftop | Solar | Dx | Lindsay | Kawartha Lakes | Essa
FIT 2 | 0.1 | Solar Shed | Albrecht and Annelies Ringgenberg | CO | 20 | 2015-04-16 | 2015-01-23 | 2035-01-22 | Renewables | Solar Rooftop | Solar | Dx | Walton | Huron | Southwest
FIT 2 | 0.1212 | Vladimira Pospisil (163300) | Chippewas of the Thames Solar Corp. | CO | 20 | 2015-02-19 | 2015-08-19 | 2035-02-18 | Renewables | Solar Rooftop | Solar | Dx | Harrow | Essex | West
FIT 2 | 0.064 | Oakridge Jr PS | TSPS (Portfolio 1) Limited Partnership | CO | 20 | 2016-08-22 | 2014-09-30 | 2034-09-29 | Renewables | Solar Rooftop | Solar | Dx | Toronto | Toronto | Toronto
FIT 2 | 0.05 | 5070 Dixie Road | 2244735 Ontario Limited | CO | 20 | 2015-02-19 | 2015-04-07 | 2035-02-18 | Renewables | Solar Rooftop | Solar | Dx | Mississauga | Peel | Toronto
FIT 2 | 0.072 | Rosethorn JS | TSPS (Portfolio 1) Limited Partnership | CO | 20 | 2016-08-27 | 2015-08-20 | 2035-08-19 | Renewables | Solar Rooftop | Solar | Dx | Toronto | Toronto | Toronto
FIT 2 | 0.072 | West Humber CI | TSPS (Portfolio 2) Limited Partnership | CO | 20 | 2016-08-29 | 2016-11-29 | 2036-08-28 | Renewables | Solar Rooftop | Solar | Dx | Toronto | Toronto | Toronto
FIT 2 | 0.096 | Crestview PS | TSPS (Portfolio 2) Limited Partnership | CO | 20 | 2016-08-01 | 2016-11-03 | 2036-07-31 | Renewables | Solar Rooftop | Solar | Dx | Toronto | Toronto | Toronto
FIT 2 | 0.0228 | Etobicoke Year-Round Alternative Centre | TSPS (Portfolio 2) Limited Partnership | CO | 20 | 2016-08-08 | 2016-09-30 | 2036-08-07 | Renewables | Solar Rooftop | Solar | Dx | Toronto | Toronto | Toronto
FIT 2 | 0.25 | McGarry - Lakefront Lands | Solaire McGarry Solar Inc. | CO | 20 | 2016-08-20 | 2018-01-05 | 2036-08-19 | Renewables | Solar Ground Mounted | Solar | Dx | McGarry | Cochrane | Northeast
FIT 2 | 0.15 | Emery CI | TSPS (Portfolio 2) Limited Partnership | CO | 20 | 2016-08-06 | 2016-11-24 | 2036-08-05 | Renewables | Solar Rooftop | Solar | Dx | Toronto | Toronto | Toronto
FIT 2 | 0.1 | Pride Gravenhurst | 9260595 Canada Inc. | CO | 20 | 2015-03-07 | 2015-08-28 | 2035-03-06 | Renewables | Solar Rooftop | Solar | Dx | Gravenhurst | Muskoka | Essa
FIT 2 | 0.046 | Frank Oke SS | TSPS (Portfolio 2) Limited Partnership | CO | 20 | 2016-08-08 | 2016-08-19 | 2036-08-07 | Renewables | Solar Rooftop | Solar | Dx | Toronto | Toronto | Toronto
FIT 2 | 0.1288 | Silverthorn Comm. School | TSPS (Portfolio 1) Limited Partnership | CO | 20 | 2016-08-27 | 2015-06-30 | 2035-06-29 | Renewables | Solar Rooftop | Solar | Dx | Toronto | Toronto | Toronto
FIT 2 | 0.132 | D A Morrison MS | TSPS (Portfolio 2) Limited Partnership | CO | 20 | 2016-08-01 | 2016-09-30 | 2036-07-31 | Renewables | Solar Rooftop | Solar | Dx | Toronto | Toronto | Toronto
FIT 2 | 0.06 | Keelesdale Jr PS | TSPS (Portfolio 1) Limited Partnership | CO | 20 | 2016-08-20 | 2015-05-26 | 2035-05-25 | Renewables | Solar Rooftop | Solar | Dx | Toronto | Toronto | Toronto
FIT 2 | 0.5 | 550 Braidwood Warehouse | Braidwood Warehouse Solar LP | CO | 20 | 2015-04-18 | 2014-10-20 | 2034-10-19 | Renewables | Solar Rooftop | Solar | Dx | Peterborough | Peterborough | East
FIT 2 | 0.104 | Gracedale PS | TSPS (Portfolio 1) Limited Partnership | CO | 20 | 2016-08-15 | 2015-10-02 | 2035-10-01 | Renewables | Solar Rooftop | Solar | Dx | Toronto | Toronto | Toronto
FIT 2 | 0.1 | Tottenham PS | Potentia Solar 5 Limited Partnership | CO | 20 | 2015-03-05 | 2015-08-11 | 2035-03-04 | Renewables | Solar Rooftop | Solar | Dx | Tottenham | Simcoe | Southwest
FIT 2 | 0.04 | Glen Park PS | TSPS (Portfolio 2) Limited Partnership | CO | 20 | 2016-08-15 | 2015-09-11 | 2035-09-10 | Renewables | Solar Rooftop | Solar | Dx | Toronto | Toronto | Toronto
FIT 2 | 0.0696 | Percy Williams JPS | TSPS (Portfolio 2) Limited Partnership | CO | 20 | 2016-08-22 | 2015-10-09 | 2035-10-08 | Renewables | Solar Rooftop | Solar | Dx | Toronto | Toronto | Toronto
FIT 2 | 0.0464 | Tam O' Shanter JPS | TSPS (Portfolio 2) Limited Partnership | CO | 20 | 2016-08-29 | 2015-08-04 | 2035-08-03 | Renewables | Solar Rooftop | Solar | Dx | Toronto | Toronto | Toronto
FIT 2 | 0.33 | GEO-36 Armstrong | Métis Nation of Ontario - BrightRoof Solar LP | CO | 20 | 2015-04-10 | 2014-11-12 | 2034-11-11 | Renewables | Solar Rooftop | Solar | Dx | Halton Hills | Halton | Toronto
FIT 2 | 0.092 | CALC SS / CALC | TSPS (Portfolio 1) Limited Partnership | CO | 20 | 2016-07-30 | 2016-09-19 | 2036-07-29 | Renewables | Solar Rooftop | Solar | Dx | Toronto | Toronto | Toronto
FIT 2 | 0.075 | Worsley ES | Potentia Solar 5 Limited Partnership | CO | 20 | 2015-04-03 | 2015-09-01 | 2035-04-02 | Renewables | Solar Rooftop | Solar | Dx | Wasaga Beach | Simcoe | Southwest
FIT 2 | 0.5 | HAG - Station E1 | Maxim Solar Power Corporation | CO | 20 | 2016-10-15 | 2016-06-28 | 2036-06-27 | Renewables | Solar Ground Mounted | Solar | Dx | Hagersville | Haldimand | Southwest
FIT 2 | 0.1392 | Henry Hudson Sr PS | TSPS (Portfolio 2) Limited Partnership | CO | 20 | 2016-08-29 | 2016-04-18 | 2036-04-17 | Renewables | Solar Rooftop | Solar | Dx | Toronto | Toronto | Toronto
FIT 2 | 0.15 | George Harvey CI | TSPS (Portfolio 2) Limited Partnership | CO | 20 | 2016-08-15 | 2016-08-02 | 2036-08-01 | Renewables | Solar Rooftop | Solar | Dx | Toronto | Toronto | Toronto
FIT 2 | 0.06 | Heffner Solar I | CEW SIMCOE II | CO | 20 | 2015-04-23 | 2015-06-06 | 2035-04-22 | Renewables | Solar Rooftop | Solar | Dx | Kitchener | Waterloo | Southwest
FIT 2 | 0.24962 | Englehart - Arena | Englehart Solar Inc. | CO | 20 | 2015-02-19 | 2015-02-20 | 2035-02-18 | Renewables | Solar Rooftop | Solar | Dx | Englehart | Timiskaming | Northeast
FIT 2 | 0.096 | West Glen JS | TSPS (Portfolio 2) Limited Partnership | CO | 20 | 2016-08-29 | 2016-11-24 | 2036-08-28 | Renewables | Solar Rooftop | Solar | Dx | Toronto | Toronto | Toronto
FIT 2 | 0.2 | 25 Hunter Roof | Charter Construction Limited | CO | 20 | 2015-07-24 | 2015-01-08 | 2035-01-07 | Renewables | Solar Rooftop | Solar | Dx | Orillia | Simcoe | Essa
FIT 2 | 0.5 | Conestoga Solar I | CEW Erie VII Limited Partnership | CO | 20 | 2015-04-23 | 2018-05-03 | 2035-04-22 | Renewables | Solar Rooftop | Solar | Dx | Cambridge | Waterloo | Southwest
FIT 2 | 0.175 | RS Chatham | Nautilus Eagle Lake Solar I Limited Partnership | CO | 20 | 2015-03-26 | 2015-06-05 | 2035-03-25 | Renewables | Solar Rooftop | Solar | Dx | Chatham | Chatham-Kent | West
FIT 2 | 0.104 | J B Tyrrell Sr PS | TSPS (Portfolio 2) Limited Partnership | CO | 20 | 2016-08-15 | 2015-11-27 | 2035-11-26 | Renewables | Solar Rooftop | Solar | Dx | Toronto | Toronto | Toronto
FIT 2 | 0.048 | Tumpane PS | TSPS (Portfolio 2) Limited Partnership | CO | 20 | 2016-08-29 | 2016-09-30 | 2036-08-28 | Renewables | Solar Rooftop | Solar | Dx | Toronto | Toronto | Toronto
FIT 2 | 0.05616 | Heffner Solar IV | CEW SIMCOE III | CO | 20 | 2015-04-23 | 2015-04-23 | 2035-04-22 | Renewables | Solar Rooftop | Solar | Dx | Guelph | Wellington | Southwest
FIT 2 | 0.2 | St. Luke Catholic Elementary School | Potentia Solar 6 Limited Partnership | CO | 20 | 2015-04-03 | 2015-09-14 | 2035-04-02 | Renewables | Solar Rooftop | Solar | Dx | Waterloo | Waterloo | Southwest
FIT 2 | 0.074965 | Home Farm | Wayne Harpell | CO | 20 | 2015-04-08 | 2015-03-10 | 2035-03-09 | Renewables | Solar Rooftop | Solar | Dx | Fenelon Falls | Kawartha Lakes | Essa
FIT 2 | 0.25 | 2010-041-01 | Potentia Solar 14 Limited Partnership | CO | 20 | 2015-04-10 | 2015-05-25 | 2035-04-09 | Renewables | Solar Rooftop | Solar | Dx | Windsor | Essex | West
FIT 2 | 0.05 | Fleming Project | Harvey Alexander Fleming | CO | 20 | 2015-03-07 | 2015-08-25 | 2035-03-06 | Renewables | Solar Rooftop | Solar | Dx | Rodney | Elgin | West
FIT 2 | 0.196 | 148 Koch | Rural Energy Limited Partnership | CO | 20 | 2017-03-13 | 2015-04-10 | 2035-04-09 | Renewables | Solar Ground Mounted | Solar | Dx | Brethour | Timiskaming District | Northeast
FIT 2 | 0.075 | YCDSB - St. Agnes of Assisi | Potentia Solar 7 Limited Partnership | CO | 20 | 2015-03-05 | 2014-12-22 | 2034-12-21 | Renewables | Solar Rooftop | Solar | Dx | Woodbridge | York | Toronto
FIT 2 | 0.372 | L'Amoreaux CI | TSPS (Portfolio 1) Limited Partnership | CO | 20 | 2016-08-20 | 2015-08-06 | 2035-08-05 | Renewables | Solar Rooftop | Solar | Dx | Toronto | Toronto | Toronto
FIT 2 | 0.09 | 190washburn | GSC RP6 LP | CO | 20 | 2015-03-19 | 2014-11-12 | 2034-11-11 | Renewables | Solar Rooftop | Solar | Dx | Kitchener | Waterloo | Southwest
FIT 2 | 0.25 | Ranob Solar 2160 | Ranob Estates Inc | CO | 20 | 2015-04-18 | 2014-12-18 | 2034-12-17 | Renewables | Solar Rooftop | Solar | Dx | Mississauga | Peel | Southwest
FIT 2 | 0.0696 | Fairbank Middle S | TSPS (Portfolio 1) Limited Partnership | CO | 20 | 2016-08-08 | 2015-05-25 | 2035-05-24 | Renewables | Solar Rooftop | Solar | Dx | Toronto | Toronto | Toronto
FIT 2 | 0.09 | Yorkwoods PS | TSPS (Portfolio 2) Limited Partnership | CO | 20 | 2016-09-03 | 2016-11-29 | 2036-09-02 | Renewables | Solar Rooftop | Solar | Dx | Toronto | Toronto | Toronto
FIT 2 | 0.19 | PET-1421 Lansdowne West | Métis Nation of Ontario - BrightRoof Solar LP | CO | 20 | 2015-04-23 | 2015-08-24 | 2035-04-22 | Renewables | Solar Rooftop | Solar | Dx | Peterborough | Peterborough | East
FIT 2 | 0.12 | Pleasant PS | TSPS (Portfolio 1) Limited Partnership | CO | 20 | 2016-08-22 | 2016-04-08 | 2036-04-07 | Renewables | Solar Rooftop | Solar | Dx | Toronto | Toronto | Toronto
FIT 2 | 0.03 | St. Joan of Arc | Dufferin-Peel Catholic District School Board | CO | 20 | 2015-04-18 | 2015-03-31 | 2035-03-30 | Renewables | Solar Rooftop | Solar | Dx | Mississauga | Peel | Toronto
FIT 2 | 0.1 | South Dumfries Arena and Community Center | Corporation of the County of Brant and Sustainability Brant Community Energy Co-operative Inc. | CO | 20 | 2015-03-19 | 2015-03-19 | 2035-03-18 | Renewables | Solar Rooftop | Solar | Dx | St. George | Brant | Southwest
FIT 2 | 0.043 | C R Marchant Middle S | TSPS (Portfolio 2) Limited Partnership | CO | 20 | 2016-07-30 | 2016-10-28 | 2036-07-29 | Renewables | Solar Rooftop | Solar | Dx | Toronto | Toronto | Toronto
FIT 2 | 0.25 | SMART-D 002PV | SS Solar Power, ULC | CO | 20 | 2015-04-08 | 2014-10-30 | 2034-10-29 | Renewables | Solar Rooftop | Solar | Dx | Toronto | Toronto | Toronto
FIT 2 | 0.04 | Inglewood Heights Jr PS | TSPS (Portfolio 2) Limited Partnership | CO | 20 | 2016-08-15 | 2015-12-17 | 2035-12-16 | Renewables | Solar Rooftop | Solar | Dx | Toronto | Toronto | Toronto
FIT 2 | 0.03 | ESC Monseigneur-de-Charbonnel | Conseil Scolaire de District Catholique Centre-Sud | CO | 20 | 2015-04-01 | 2015-08-20 | 2035-03-31 | Renewables | Solar Rooftop | Solar | Dx | Toronto | Toronto | Toronto
FIT 2 | 0.086 | Gosford PS | TSPS (Portfolio 2) Limited Partnership | CO | 20 | 2016-08-15 | 2016-08-31 | 2036-08-14 | Renewables | Solar Rooftop | Solar | Dx | Toronto | Toronto | Toronto
FIT 2 | 0.25 | 192WestburneKitch15 | Solar Income Fund LP (#5) | CO | 20 | 2015-04-16 | 2015-04-16 | 2035-04-15 | Renewables | Solar Rooftop | Solar | Dx | Kitchener | Waterloo | Southwest
FIT 2 | 0.06 | Kloosterman Solar 1 | 1675453 Ontario Ltd. | CO | 20 | 2015-04-10 | 2014-12-20 | 2034-12-19 | Renewables | Solar Rooftop | Solar | Dx | Lindsay | Kawartha Lakes | Essa
FIT 2 | 0.0912 | Greenlife Business Center | Greenlife Energy Inc. | CO | 20 | 2015-04-23 | 2014-11-06 | 2034-11-05 | Renewables | Solar Rooftop | Solar | Dx | Milton | Halton | Southwest
FIT 2 | 0.0368 | CMK Power | Charles Murray Loopstra o/a Sunridge Meadows Farm | CO | 20 | 2015-02-26 | 2015-07-24 | 2035-02-25 | Renewables | Solar Rooftop | Solar | Dx | Kettleby | York | Toronto
FIT 2 | 0.13 | LON-2351 Huron | Métis Nation of Ontario - BrightRoof Solar LP | CO | 20 | 2015-04-18 | 2015-04-17 | 2035-04-16 | Renewables | Solar Rooftop | Solar | Dx | London | Middlesex | West
FIT 2 | 0.25 | Frook Biogas Facility 3a | Carl and Marcia Frook | CO | 20 | 2016-09-10 | 2015-07-09 | 2035-07-08 | Renewables | Bioenergy | Biogas | Dx | Elmwood | Bruce | Southwest
FIT 2 | 0.1 | Nottawa PS | Potentia Solar 5 Limited Partnership | CO | 20 | 2015-02-28 | 2015-08-24 | 2035-02-27 | Renewables | Solar Rooftop | Solar | Dx | Collingwood | Simcoe | Southwest
FIT 2 | 0.043 | King George Jr PS | TSPS (Portfolio 2) Limited Partnership | CO | 20 | 2016-08-20 | 2016-11-15 | 2036-08-19 | Renewables | Solar Rooftop | Solar | Dx | Toronto | Toronto | Toronto
FIT 2 | 0.1 | Northland 2090 | 1765901 Ontario Inc. | CO | 20 | 2015-02-26 | 2014-12-22 | 2034-12-21 | Renewables | Solar Rooftop | Solar | Dx | Kitchener | Waterloo | Southwest
FIT 2 | 0.5 | Endura Energy - 70 Van Kirk | Community Solar Assets 2 Limited | CO | 20 | 2015-02-21 | 2015-03-27 | 2035-02-20 | Renewables | Solar Rooftop | Solar | Dx | Brampton | Peel | Toronto
FIT 2 | 0.072 | 8681 Canyon Road - Rooftop | Canyon Farm Inc. | CO | 20 | 2016-03-10 | 2016-04-06 | 2036-03-09 | Renewables | Solar Rooftop | Solar | Dx | Campbellville | Halton | Southwest
FIT 2 | 0.04 | Norman Cook Jr PS | TSPS (Portfolio 2) Limited Partnership | CO | 20 | 2016-08-22 | 2016-11-03 | 2036-08-21 | Renewables | Solar Rooftop | Solar | Dx | Toronto | Toronto | Toronto
FIT 2 | 0.08 | OSP-WJV-Spence | Wouter and Josephina Van Leeuwen | CO | 20 | 2015-04-08 | 2015-09-30 | 2035-04-07 | Renewables | Solar Rooftop | Solar | Dx | Ridgetown | Chatham-Kent | West
FIT 2 | 0.11 | PS2012-033 | Alectra Utilities Corporation | CO | 20 | 2015-02-26 | 2014-08-28 | 2034-08-27 | Renewables | Solar Rooftop | Solar | Dx | Vaughan | York | Toronto
FIT 2 | 0.04 | Etienne Brule JS | TSPS (Portfolio 2) Limited Partnership | CO | 20 | 2016-08-15 | 2016-11-28 | 2036-08-14 | Renewables | Solar Rooftop | Solar | Dx | Toronto | Toronto | Toronto
FIT 2 | 0.5 | 810 Technology Drive | 2436043 Ontario Inc. | CO | 20 | 2015-04-08 | 2015-09-22 | 2035-04-07 | Renewables | Solar Rooftop | Solar | Dx | Peterborough | Peterborough | East
FIT 2 | 0.5 | 43 Howard Avenue | 2357667 Ontario Inc. | CO | 20 | 2015-03-12 | 2014-08-11 | 2034-08-10 | Renewables | Solar Rooftop | Solar | Dx | Elmira | Waterloo | Southwest
FIT 2 | 0.17959 | Dunlogon Farms | SCCEC LP | CO | 20 | 2015-04-03 | 2014-12-15 | 2034-12-14 | Renewables | Solar Rooftop | Solar | Dx | Stayner | Simcoe | Southwest
FIT 2 | 0.1712 | Dublin Heights E & MS | TSPS (Portfolio 2) Limited Partnership | CO | 20 | 2016-08-06 | 2015-10-15 | 2035-10-14 | Renewables | Solar Rooftop | Solar | Dx | Toronto | Toronto | Toronto
FIT 2 | 0.5 | 6 Strubhar | Rural Energy Limited Partnership | CO | 20 | 2017-01-22 | 2015-09-25 | 2035-09-24 | Renewables | Solar Ground Mounted | Solar | Dx | New Liskeard | Timiskaming | Northeast
FIT 2 | 0.1014 | 61 - Silverthorns | SIF-AMBER PROJECTS LP | CO | 20 | 2015-02-21 | 2014-12-19 | 2034-12-18 | Renewables | Solar Rooftop | Solar | Dx | St. Thomas | Elgin | West
FIT 2 | 0.0232 | Gooderham Learning Centre | TSPS (Portfolio 2) Limited Partnership | CO | 20 | 2016-08-15 | 2016-11-22 | 2036-08-14 | Renewables | Solar Rooftop | Solar | Dx | Toronto | Toronto | Toronto
FIT 2 | 0.35 | Solar Project - 425 Alness Street | 2664835 Ontario Inc. | CO | 20 | 2015-03-07 | 2015-03-30 | 2035-03-06 | Renewables | Solar Rooftop | Solar | Dx | Toronto | Toronto | Toronto
FIT 2 | 0.032 | 60 Aileen | William Joseph Eek and Avia Freda Eek | CO | 20 | 2015-03-07 | 2015-09-03 | 2035-03-06 | Renewables | Solar Rooftop | Solar | Dx | Newmarket | York | Essa
FIT 2 | 0.04 | Lambton Park Community School | TSPS (Portfolio 2) Limited Partnership | CO | 20 | 2016-08-20 | 2016-12-20 | 2036-08-19 | Renewables | Solar Rooftop | Solar | Dx | Toronto | Toronto | Toronto
FIT 2 | 0.099955 | Boersma Poultry | SE 2012 LP | CO | 20 | 2015-04-23 | 2014-09-09 | 2034-09-08 | Renewables | Solar Rooftop | Solar | Dx | Exeter | Huron | Southwest
FIT 2 | 0.2 | Ashreeni Power | 1887204 ONTARIO INC. | CO | 20 | 2015-03-07 | 2015-09-21 | 2035-03-06 | Renewables | Solar Rooftop | Solar | Dx | Brantford | Brant | Southwest
FIT 2 | 0.2494 | Cubitt #1 | SCCEC LP | CO | 20 | 2015-04-03 | 2015-05-26 | 2035-04-02 | Renewables | Solar Rooftop | Solar | Dx | Stayner | Simcoe | Southwest
FIT 2 | 0.075 | B01-53 Empey | Solar Flow-Through Projects (2014 Subco F2) LTD. | CO | 20 | 2015-04-01 | 2015-08-25 | 2035-03-31 | Renewables | Solar Rooftop | Solar | Dx | Brantford | Brant | Southwest
FIT 2 | 0.2 | 135 W Beaver Creek Rd | 2344215 Ontario Inc. | CO | 20 | 2015-04-16 | 2015-09-24 | 2035-04-15 | Renewables | Solar Rooftop | Solar | Dx | Richmond Hill | York | Toronto
FIT 2 | 0.05 | 164 Trowers Rd | 2344215 Ontario Inc. | CO | 20 | 2015-04-16 | 2015-09-04 | 2035-04-15 | Renewables | Solar Rooftop | Solar | Dx | Woodbridge | York | Toronto
FIT 2 | 0.04 | Combined 40kW | Budd Solar Solutions Inc. | CO | 20 | 2016-03-10 | 2016-10-24 | 2036-03-09 | Renewables | Solar Rooftop | Solar | Dx | Strathroy | Middlesex | West
FIT 2 | 0.104 | Joseph Howe Sr PS | TSPS (Portfolio 1) Limited Partnership | CO | 20 | 2016-08-20 | 2015-06-02 | 2035-06-01 | Renewables | Solar Rooftop | Solar | Dx | Toronto | Toronto | Toronto
FIT 2 | 0.5 | Scheel-001 | Community Solar Assets 5 Limited | CO | 20 | 2016-08-27 | 2016-12-19 | 2036-08-26 | Renewables | Solar Ground Mounted | Solar | Dx | Braeside | Renfrew | East
FIT 2 | 0.5 | Endura Energy - 40 Holtby | Community Solar Assets 2 Limited | CO | 20 | 2015-02-21 | 2014-10-02 | 2034-10-01 | Renewables | Solar Rooftop | Solar | Dx | Brampton | Peel | Toronto
FIT 2 | 0.1088 | Ledbury Park E & MS | TSPS (Portfolio 2) Limited Partnership | CO | 20 | 2016-08-20 | 2016-01-04 | 2036-01-03 | Renewables | Solar Rooftop | Solar | Dx | Toronto | Toronto | Toronto
FIT 2 | 0.35 | 2010-159-01 | The Corporation of the City of Windsor | CO | 20 | 2015-02-19 | 2015-03-27 | 2035-02-18 | Renewables | Solar Rooftop | Solar | Dx | Windsor | Essex | West
FIT 2 | 0.1 | Minten Solar #4 | Minten SFN Limited Partnership | CO | 20 | 2015-04-18 | 2015-10-16 | 2035-04-17 | Renewables | Solar Rooftop | Solar | Dx | Watford | Lambton | West
FIT 2 | 0.1 | Almaguin Highlands Secondary School | Near North District School Board | CO | 20 | 2015-04-03 | 2015-09-30 | 2035-04-02 | Renewables | Solar Rooftop | Solar | Dx | South River | Parry Sound | Essa
FIT 2 | 0.04 | 2010-041-03 | Potentia Solar 14 Limited Partnership | CO | 20 | 2015-04-18 | 2014-12-23 | 2034-12-22 | Renewables | Solar Rooftop | Solar | Dx | Windsor | Essex | West
FIT 2 | 0.072 | West Rouge Jr PS | TSPS (Portfolio 2) Limited Partnership | CO | 20 | 2016-08-29 | 2016-04-18 | 2036-04-17 | Renewables | Solar Rooftop | Solar | Dx | Toronto | Toronto | Toronto
FIT 2 | 0.048 | Regent Heights Jr PS | TSPS (Portfolio 2) Limited Partnership | CO | 20 | 2016-08-27 | 2016-11-29 | 2036-08-26 | Renewables | Solar Rooftop | Solar | Dx | Toronto | Toronto | Toronto
FIT 2 | 0.096 | Ernest PS | TSPS (Portfolio 1) Limited Partnership | CO | 20 | 2016-08-06 | 2015-10-13 | 2035-10-12 | Renewables | Solar Rooftop | Solar | Dx | Toronto | Toronto | Toronto
FIT 2 | 0.0742 | St Charles Foodmarket Rooftop Solar PV | Younglong Trading Limited | CO | 20 | 2015-04-10 | 2015-07-09 | 2035-04-09 | Renewables | Solar Rooftop | Solar | Dx | St. Charles | Sudbury | Northeast
FIT 2 | 0.431 | AGRIS Solar (Chamberlain/Marter) | PRI Solar Gardens LP | CO | 20 | 2017-01-26 | 2015-11-26 | 2035-11-25 | Renewables | Solar Ground Mounted | Solar | Dx | Englehart | Timiskaming | Northeast
FIT 2 | 0.12 | Knob Hill PS | TSPS (Portfolio 1) Limited Partnership | CO | 20 | 2016-08-29 | 2014-12-15 | 2034-12-14 | Renewables | Solar Rooftop | Solar | Dx | Toronto | Toronto | Toronto
FIT 2 | 0.25 | A_1203Equestrian | 2343461 Ontario Inc. | CO | 20 | 2015-04-03 | 2015-08-20 | 2035-04-02 | Renewables | Solar Rooftop | Solar | Dx | Oakville | Halton | Southwest
FIT 2 | 0.261 | Downsview SS | TSPS (Portfolio 2) Limited Partnership | CO | 20 | 2016-08-06 | 2016-11-28 | 2036-08-05 | Renewables | Solar Rooftop | Solar | Dx | Toronto | Toronto | Toronto
FIT 2 | 0.02 | Dommelvalley Green Power - 20110613 | DEFARIA HOLDINGS LTD. | CO | 20 | 2015-03-07 | 2015-02-24 | 2035-02-23 | Renewables | Solar Rooftop | Solar | Dx | Toronto | Toronto | Toronto
FIT 2 | 0.079 | Sholdice Solar | Sun Saver 2 Limited | CO | 20 | 2015-07-24 | 2015-07-21 | 2035-07-20 | Renewables | Solar Rooftop | Solar | Dx | Brussels | Huron | Southwest
FIT 2 | 0.25 | Canduct 250 | M.Greaves Holdings Inc. | CO | 20 | 2015-04-10 | 2015-05-05 | 2035-04-09 | Renewables | Solar Rooftop | Solar | Dx | London | Middlesex | West
FIT 2 | 0.072 | Kingslake PS | TSPS (Portfolio 1) Limited Partnership | CO | 20 | 2016-08-20 | 2015-06-02 | 2035-06-01 | Renewables | Solar Rooftop | Solar | Dx | Toronto | Toronto | Toronto
FIT 2 | 0.1856 | Cornell Jr PS | TSPS (Portfolio 2) Limited Partnership | CO | 20 | 2016-08-01 | 2015-12-23 | 2035-12-22 | Renewables | Solar Rooftop | Solar | Dx | Toronto | Toronto | Toronto
FIT 2 | 0.112 | Gateway PS | TSPS (Portfolio 1) Limited Partnership | CO | 20 | 2016-08-08 | 2014-12-29 | 2034-12-28 | Renewables | Solar Rooftop | Solar | Dx | Toronto | Toronto | Toronto
FIT 2 | 0.0912 | Cubitt #2 | SCCEC LP | CO | 20 | 2015-04-03 | 2015-04-20 | 2035-04-02 | Renewables | Solar Rooftop | Solar | Dx | Stayner | Simcoe | Southwest
FIT 2 | 0.474 | Sentinel Solar Park | WC Enerco Inc. | CO | 20 | 2017-01-26 | 2017-06-07 | 2037-01-25 | Renewables | Solar Ground Mounted | Solar | Dx | Napanee | Hastings | East
FIT 2 | 0.075 | New Lowell Central PS | Potentia Solar 5 Limited Partnership | CO | 20 | 2015-02-28 | 2015-06-22 | 2035-02-27 | Renewables | Solar Rooftop | Solar | Dx | New Lowell | Simcoe | Southwest
FIT 2 | 0.05 | DCAFS Roof | Children's Aid Society for the County of Dufferin | CO | 20 | 2015-04-18 | 2015-02-19 | 2035-02-18 | Renewables | Solar Rooftop | Solar | Dx | Orangeville | Dufferin | Southwest
FIT 2 | 0.25 | Brant Business Park: BGI Building | Corporation of the County of Brant; Six Nations of the Grand River; 2325705 Ontario Inc. | CO | 20 | 2015-04-08 | 2015-03-06 | 2035-03-05 | Renewables | Solar Rooftop | Solar | Dx | Paris | Brant | Southwest
FIT 2 | 0.0228 | Montrose Jr PS | TSPS (Portfolio 2) Limited Partnership | CO | 20 | 2016-08-22 | 2016-11-29 | 2036-08-21 | Renewables | Solar Rooftop | Solar | Dx | Toronto | Toronto | Toronto
FIT 2 | 0.09 | Factory Roof | Braids and Laces Limited | CO | 20 | 2015-02-19 | 2015-03-23 | 2035-02-18 | Renewables | Solar Rooftop | Solar | Dx | Cannington | Durham | Essa
FIT 2 | 0.12 | Hollycrest MS | TSPS (Portfolio 2) Limited Partnership | CO | 20 | 2016-08-15 | 2016-09-23 | 2036-08-14 | Renewables | Solar Rooftop | Solar | Dx | Toronto | Toronto | Toronto
FIT 2 | 0.0228 | Sprucecourt Jr PS | TSPS (Portfolio 2) Limited Partnership | CO | 20 | 2016-08-29 | 2016-11-30 | 2036-08-28 | Renewables | Solar Rooftop | Solar | Dx | Toronto | Toronto | Toronto
FIT 2 | 0.112 | Daystrom PS | TSPS (Portfolio 1) Limited Partnership | CO | 20 | 2016-08-01 | 2015-04-02 | 2035-04-01 | Renewables | Solar Rooftop | Solar | Dx | Toronto | Toronto | Toronto
FIT 2 | 0.0696 | Yorkview PS | TSPS (Portfolio 1) Limited Partnership | CO | 20 | 2016-09-03 | 2015-12-23 | 2035-12-22 | Renewables | Solar Rooftop | Solar | Dx | Toronto | Toronto | Toronto
FIT 2 | 0.0228 | Lynnwood Heights Jr PS | TSPS (Portfolio 2) Limited Partnership | CO | 20 | 2016-08-20 | 2016-11-15 | 2036-08-19 | Renewables | Solar Rooftop | Solar | Dx | Toronto | Toronto | Toronto
FIT 2 | 0.092 | Mary Shadd PS | TSPS (Portfolio 1) Limited Partnership | CO | 20 | 2016-08-22 | 2015-01-20 | 2035-01-19 | Renewables | Solar Rooftop | Solar | Dx | Toronto | Toronto | Toronto
FIT 2 | 0.048 | Park Lawn JMS | TSPS (Portfolio 2) Limited Partnership | CO | 20 | 2016-08-22 | 2016-11-28 | 2036-08-21 | Renewables | Solar Rooftop | Solar | Dx | Toronto | Toronto | Toronto
FIT 2 | 0.0342 | NFN LC Health Center | NFN Solar LP | CO | 20 | 2015-02-19 | 2015-03-31 | 2035-02-18 | Renewables | Solar Rooftop | Solar | Dx | Sturgeon Falls | Nipissing | Northeast
FIT 2 | 0.13 | OSP-BRU-Foreman | Lizton Acres Ltd. | CO | 20 | 2015-03-12 | 2015-09-07 | 2035-03-11 | Renewables | Solar Rooftop | Solar | Dx | Cambridge | Waterloo | Southwest
FIT 2 | 0.14964 | Ray Twinney Recreation Complex | The Corporation of the Town of Newmarket | CO | 20 | 2015-04-10 | 2014-09-11 | 2034-09-10 | Renewables | Solar Rooftop | Solar | Dx | Newmarket | York | Essa
FIT 2 | 0.064 | David Lewis PS | TSPS (Portfolio 2) Limited Partnership | CO | 20 | 2016-08-01 | 2015-12-23 | 2035-12-22 | Renewables | Solar Rooftop | Solar | Dx | Toronto | Toronto | Toronto
FIT 2 | 0.31 | Enviro Park Lane Rooftop | Nissa Corporation | CO | 20 | 2015-02-19 | 2015-08-25 | 2035-02-18 | Renewables | Solar Rooftop | Solar | Dx | Napanee | Hastings | East
FIT 2 | 0.116 | George Syme Community School | TSPS (Portfolio 1) Limited Partnership | CO | 20 | 2016-08-15 | 2015-01-09 | 2035-01-08 | Renewables | Solar Rooftop | Solar | Dx | Toronto | Toronto | Toronto
FIT 2 | 0.05 | Kaiser Lake Farms 2 | Great West Energy Limited Partnership | CO | 20 | 2015-04-23 | 2015-11-26 | 2035-04-22 | Renewables | Solar Rooftop | Solar | Dx | Napanee | Hastings | East
FIT 2 | 0.0928 | Clinton Street Jr PS | TSPS (Portfolio 1) Limited Partnership | CO | 20 | 2016-08-01 | 2015-05-25 | 2035-05-24 | Renewables | Solar Rooftop | Solar | Dx | Toronto | Toronto | Toronto
FIT 2 | 0.1 | Barnfield Point Recreation Centre | Orillia Power Generation Corporation | CO | 20 | 2015-02-19 | 2014-10-27 | 2034-10-26 | Renewables | Solar Rooftop | Solar | Dx | Orillia | Simcoe | Essa
FIT 2 | 0.04 | Iroquois Jr PS | TSPS (Portfolio 2) Limited Partnership | CO | 20 | 2016-08-15 | 2015-08-06 | 2035-08-05 | Renewables | Solar Rooftop | Solar | Dx | Toronto | Toronto | Toronto
FIT 2 | 0.25 | 90 Princess St. | SE7 2013 LP | CO | 20 | 2015-02-26 | 2015-03-17 | 2035-02-25 | Renewables | Solar Rooftop | Solar | Dx | Cobourg | Northumberland | East
FIT 2 | 0.018 | Rooftop FIT - 9 Malone | JPRG Holdings Inc. | CO | 20 | 2015-02-19 | 2015-08-17 | 2035-02-18 | Renewables | Solar Rooftop | Solar | Dx | Jacksons Point | York | Essa
FIT 2 | 0.325 | Collingwood CI | Potentia Solar 5 Limited Partnership | CO | 20 | 2015-02-28 | 2015-07-20 | 2035-02-27 | Renewables | Solar Rooftop | Solar | Dx | Collingwood | Simcoe | Southwest
FIT 2 | 0.245 | Collin's Court Rooftop | 1178572 Ontario Inc. | CO | 20 | 2015-03-12 | 2015-06-10 | 2035-03-11 | Renewables | Solar Rooftop | Solar | Dx | Napanee | Hastings | East
FIT 2 | 0.05 | GROUP 5 | 2159155 ONTARIO LTD. | CO | 20 | 2015-05-27 | 2015-02-03 | 2035-02-02 | Renewables | Solar Rooftop | Solar | Dx | Windsor | Essex | West
FIT 2 | 0.035 | Fred C. Cook ES | Potentia Solar 5 Limited Partnership | CO | 20 | 2015-04-16 | 2015-05-27 | 2035-04-15 | Renewables | Solar Rooftop | Solar | Dx | Bradford | Simcoe | Essa
FIT 2 | 0.175 | RS Windsor | Nautilus Eagle Lake Solar I Limited Partnership | CO | 20 | 2015-03-26 | 2015-07-31 | 2035-03-25 | Renewables | Solar Rooftop | Solar | Dx | Windsor | Essex | West
FIT 2 | 0.0824 | Wandering Spirit School | TSPS (Portfolio 2) Limited Partnership | CO | 20 | 2016-08-06 | 2015-10-09 | 2035-10-08 | Renewables | Solar Rooftop | Solar | Dx | Toronto | Toronto | Toronto
FIT 2 | 0.1 | Orr Lakes Stables | 5868 Orr Lake Limited Partnership | CO | 20 | 2015-04-16 | 2015-10-29 | 2035-04-15 | Renewables | Solar Rooftop | Solar | Dx | Elmvale | Simcoe | Essa
FIT 2 | 0.06 | Tom Longboat Jr PS | TSPS (Portfolio 2) Limited Partnership | CO | 20 | 2016-08-29 | 2015-10-05 | 2035-10-04 | Renewables | Solar Rooftop | Solar | Dx | Toronto | Toronto | Toronto
FIT 2 | 0.38 | Norampac Vaughan Solar | SWITCH POWER ONTARIO SOLAR OPERATING CORPORATION | CO | 20 | 2015-04-18 | 2015-10-16 | 2035-04-17 | Renewables | Solar Rooftop | Solar | Dx | Concord | York | Toronto
FIT 2 | 0.5 | Oneida Business Park | Corporation of the County of Brant and Six Nations of the Grand River Joint Venture | CO | 20 | 2015-04-08 | 2015-09-11 | 2035-04-07 | Renewables | Solar Rooftop | Solar | Dx | Port Rowan | Norfolk | Southwest
FIT 2 | 0.06192 | 257 Coleman St - Belleville | G. T. Lanning Limited and its wholly owned subsidiary, 1178244 Ontario Inc. | CO | 20 | 2015-03-12 | 2014-10-21 | 2034-10-20 | Renewables | Solar Rooftop | Solar | Dx | Belleville | Hastings | East
FIT 2 | 0.08 | Keeling Place | 2671718 Ontario Inc. | CO | 20 | 2015-04-10 | 2014-11-27 | 2034-11-26 | Renewables | Solar Rooftop | Solar | Dx | Astorville | Nipissing | Northeast
FIT 2 | 0.09 | LON-15700 Robins Hill | Métis Nation of Ontario - BrightRoof Solar LP | CO | 20 | 2015-04-18 | 2015-03-19 | 2035-03-18 | Renewables | Solar Rooftop | Solar | Dx | London | Middlesex | West
FIT 2 | 0.1 | Strachan Farm #1 | SCCEC LP | CO | 20 | 2015-04-03 | 2015-04-09 | 2035-04-02 | Renewables | Solar Rooftop | Solar | Dx | Shanty Bay | Simcoe | Essa
FIT 2 | 0.1 | LON-539 First | Métis Nation of Ontario - BrightRoof Solar LP | CO | 20 | 2015-04-08 | 2014-11-25 | 2034-11-24 | Renewables | Solar Rooftop | Solar | Dx | London | Middlesex | West
FIT 2 | 0.25 | Cobalt - Lagoon 1 | Solaire Cobalt Solar Inc. | CO | 20 | 2016-08-20 | 2018-01-05 | 2036-08-19 | Renewables | Solar Ground Mounted | Solar | Dx | Fauquier | Cochrane | Northeast
FIT 2 | 0.1 | Minten Solar | 7550 LaSalle Limited Partnership | CO | 20 | 2015-04-16 | 2015-10-16 | 2035-04-15 | Renewables | Solar Rooftop | Solar | Dx | Watford | Lambton | West
FIT 2 | 0.1 | Henry Ivits | SCCEC LP | CO | 20 | 2015-04-01 | 2015-04-08 | 2035-03-31 | Renewables | Solar Rooftop | Solar | Dx | New Lowell | Simcoe | Southwest
FIT 2 | 0.25 | Nantyr Shores | Potentia Solar 5 Limited Partnership | CO | 20 | 2015-04-03 | 2015-09-28 | 2035-04-02 | Renewables | Solar Rooftop | Solar | Dx | Innisfil | Simcoe | Southwest
FIT 2 | 0.19 | RBraatBailiebor05 | Rudolf C. Braat, Kimberley D. Heise Braat | CO | 20 | 2015-04-08 | 2015-03-13 | 2035-03-12 | Renewables | Solar Rooftop | Solar | Dx | Bailieboro | Peterborough | East
FIT 2 | 0.092 | Norway Jr PS | TSPS (Portfolio 1) Limited Partnership | CO | 20 | 2016-08-22 | 2014-09-25 | 2034-09-24 | Renewables | Solar Rooftop | Solar | Dx | Toronto | Toronto | Toronto
FIT 2 | 0.18 | Kaiser Lake Farms 1 | Great West Energy Limited Partnership | CO | 20 | 2015-04-23 | 2015-11-27 | 2035-04-22 | Renewables | Solar Rooftop | Solar | Dx | Napanee | Hastings | East
FIT 2 | 0.0228 | George Anderson PS | TSPS (Portfolio 2) Limited Partnership | CO | 20 | 2016-08-15 | 2016-09-30 | 2036-08-14 | Renewables | Solar Rooftop | Solar | Dx | Toronto | Toronto | Toronto
FIT 2 | 0.09979 | Colin Walker Farm #2 | SCCEC LP | CO | 20 | 2015-04-03 | 2014-12-19 | 2034-12-18 | Renewables | Solar Rooftop | Solar | Dx | Stayner | Simcoe | Southwest
FIT 2 | 0.05 | Education Centre & Maintenance Building | Potentia Solar 5 Limited Partnership | CO | 20 | 2015-03-12 | 2015-08-31 | 2035-03-11 | Renewables | Solar Rooftop | Solar | Dx | Midhurst | Simcoe | Essa
FIT 2 | 0.09 | STT-43900 Talbot | Métis Nation of Ontario - BrightRoof Solar LP | CO | 20 | 2015-04-08 | 2015-01-19 | 2035-01-18 | Renewables | Solar Rooftop | Solar | Dx | St. Thomas | Elgin | West
FIT 2 | 0.48 | AGRIS Solar (West Nipissing #5) | AGRIS Solar Co-operative Inc. | CO | 20 | 2017-01-22 | 2017-01-19 | 2037-01-18 | Renewables | Solar Rooftop | Solar | Dx | Sturgeon Falls | Nipissing | Northeast
FIT 2 | 0.5 | 111 Van Kirk | Trec SolarShare Co-operative (No. 1) Inc. and 1477400 Ontario Limited, as joint venturers, c.o.b... | CO | 20 | 2015-02-21 | 2015-05-28 | 2035-02-20 | Renewables | Solar Rooftop | Solar | Dx | Brampton | Peel | Toronto
FIT 2 | 0.043 | Mill Valley JS | TSPS (Portfolio 2) Limited Partnership | CO | 20 | 2016-08-22 | 2016-10-28 | 2036-08-21 | Renewables | Solar Rooftop | Solar | Dx | Toronto | Toronto | Toronto
FIT 2 | 0.5 | GM Building | Hensall District Cooperative Inc. | CO | 20 | 2015-04-10 | 2015-02-26 | 2035-02-25 | Renewables | Solar Rooftop | Solar | Dx | Hensall | Huron | Southwest
FIT 2 | 0.0464 | Kimberley Jr. PS | TSPS (Portfolio 2) Limited Partnership | CO | 20 | 2016-09-03 | 2015-11-26 | 2035-11-25 | Renewables | Solar Rooftop | Solar | Dx | Toronto | Toronto | Toronto
FIT 2 | 0.096 | Heather Heights Jr PS | TSPS (Portfolio 1) Limited Partnership | CO | 20 | 2016-08-15 | 2015-11-25 | 2035-11-24 | Renewables | Solar Rooftop | Solar | Dx | Toronto | Toronto | Toronto
FIT 2 | 0.25 | Stanton Farms Biogas (Ilderton Road) | Stanton Bros. Limited | CO | 20 | 2016-10-09 | 2018-04-09 | 2036-10-08 | Renewables | Bioenergy | Biogas (On-Farm) | Dx | Ilderton | Middlesex | West
FIT 2 | 0.08 | LON-15701 Robins Hill | Métis Nation of Ontario - BrightRoof Solar LP | CO | 20 | 2015-04-18 | 2015-03-19 | 2035-03-18 | Renewables | Solar Rooftop | Solar | Dx | London | Middlesex | West
FIT 2 | 0.15 | RS Leamington | Nautilus Eagle Lake Solar I Limited Partnership | CO | 20 | 2015-03-26 | 2015-08-10 | 2035-03-25 | Renewables | Solar Rooftop | Solar | Dx | Leamington | Essex | West
FIT 2 | 0.15 | K04-61 Rayette | Kazani Holdings Inc. | CO | 20 | 2015-03-26 | 2015-09-01 | 2035-03-25 | Renewables | Solar Rooftop | Solar | Dx | Concord | York | Toronto
FIT 2 | 0.5 | New Oakville Hospital - Parking Garage Solar | Halton Healthcare Services Corporation | CO | 20 | 2015-05-09 | 2015-10-30 | 2035-05-08 | Renewables | Solar Rooftop | Solar | Dx | Oakville | Halton | Southwest
FIT 2 | 0.072 | Valleyfield JS | TSPS (Portfolio 2) Limited Partnership | CO | 20 | 2016-08-29 | 2016-11-16 | 2036-08-28 | Renewables | Solar Rooftop | Solar | Dx | Toronto | Toronto | Toronto
FIT 2 | 0.026 | J&R Cycle | SCCEC LP | CO | 20 | 2015-04-01 | 2015-06-10 | 2035-03-31 | Renewables | Solar Rooftop | Solar | Dx | Stayner | Simcoe | Southwest
FIT 2 | 0.06 | OSP-WJV-Victoria | Wouter and Josephina Van Leeuwen | CO | 20 | 2015-03-12 | 2015-09-10 | 2035-03-11 | Renewables | Solar Rooftop | Solar | Dx | Ridgetown | Chatham-Kent | West
FIT 2 | 0.1 | Old Muskoka - 100kW | COSOY Investments Limited | CO | 20 | 2015-04-03 | 2015-04-13 | 2035-04-02 | Renewables | Solar Rooftop | Solar | Dx | Orillia | Simcoe | Essa
FIT 2 | 0.1 | 2010-041-02 | OYA Energy Fund LP | CO | 20 | 2015-04-18 | 2015-02-17 | 2035-02-16 | Renewables | Solar Rooftop | Solar | Dx | Windsor | Essex | West
FIT 2 | 0.14 | St. Nicholas Catholic Elementary School | Potentia Solar 6 Limited Partnership | CO | 20 | 2015-04-03 | 2015-08-12 | 2035-04-02 | Renewables | Solar Rooftop | Solar | Dx | Waterloo | Waterloo | Southwest
FIT 2 | 0.25 | St. David Catholic High School | Potentia Solar 6 Limited Partnership | CO | 20 | 2015-04-03 | 2015-09-15 | 2035-04-02 | Renewables | Solar Rooftop | Solar | Dx | Waterloo | Waterloo | Southwest
FIT 2 | 0.1 | Ravensview | The Corporation of the City of Kingston | CO | 20 | 2015-03-21 | 2015-08-24 | 2035-03-20 | Renewables | Solar Rooftop | Solar | Dx | Kingston | Frontenac | East
FIT 2 | 0.0464 | St Margaret's PS | TSPS (Portfolio 2) Limited Partnership | CO | 20 | 2016-08-29 | 2015-11-30 | 2035-11-29 | Renewables | Solar Rooftop | Solar | Dx | Toronto | Toronto | Toronto
FIT 2 | 0.1 | 1353676 Ontario Limited | 1353676 Ontario Ltd. | CO | 20 | 2015-04-10 | 2015-07-27 | 2035-04-09 | Renewables | Solar Rooftop | Solar | Dx | Moorefield | Wellington | Southwest
FIT 2 | 0.069 | Eekshinesolar | William Joseph Eek and Avia Freda Eek | CO | 20 | 2015-03-07 | 2015-09-02 | 2035-03-06 | Renewables | Solar Rooftop | Solar | Dx | Newmarket | York | Essa
FIT 2 | 0.072 | Derrydown PS | TSPS (Portfolio 1) Limited Partnership | CO | 20 | 2016-08-06 | 2015-06-30 | 2035-06-29 | Renewables | Solar Rooftop | Solar | Dx | Toronto | Toronto | Toronto
FIT 2 | 0.116 | Grey Owl Jr PS | TSPS (Portfolio 1) Limited Partnership | CO | 20 | 2016-08-15 | 2014-12-30 | 2034-12-29 | Renewables | Solar Rooftop | Solar | Dx | Toronto | Toronto | Toronto
FIT 2 | 0.25 | 224 7th Ave, Hanover | Solartek Green Earth Rooftop LP | CO | 20 | 2015-04-23 | 2015-10-09 | 2035-04-22 | Renewables | Solar Rooftop | Solar | Dx | Hanover | Grey | Southwest
FIT 2 | 0.1856 | Newtonbrook SS | TSPS (Portfolio 1) Limited Partnership | CO | 20 | 2016-08-22 | 2015-06-30 | 2035-06-29 | Renewables | Solar Rooftop | Solar | Dx | Toronto | Toronto | Toronto
FIT 2 | 0.09 | YCDSB - Divine Mercy | Potentia Solar 7 Limited Partnership | CO | 20 | 2015-03-05 | 2015-06-03 | 2035-03-04 | Renewables | Solar Rooftop | Solar | Dx | Vaughan | York | Toronto
FIT 2 | 0.16 | 50-54 Wingold Avenue RT | Tenedos GP 1 Ltd. | CO | 20 | 2015-04-18 | 2015-04-17 | 2035-04-16 | Renewables | Solar Rooftop | Solar | Dx | Toronto | Toronto | Toronto
FIT 2 | 0.065 | YCDSB - St. Emily | Potentia Solar 7 Limited Partnership | CO | 20 | 2015-03-05 | 2014-12-23 | 2034-12-22 | Renewables | Solar Rooftop | Solar | Dx | Woodbridge | York | Toronto
FIT 2 | 0.15 | Elliott | Hay Bay Solar LP | CO | 20 | 2015-04-23 | 2015-11-27 | 2035-04-22 | Renewables | Solar Rooftop | Solar | Dx | Napanee | Hastings | East
FIT 2 | 0.144 | Norseman JMS | TSPS (Portfolio 1) Limited Partnership | CO | 20 | 2016-08-22 | 2015-06-30 | 2035-06-29 | Renewables | Solar Rooftop | Solar | Dx | Toronto | Toronto | Toronto
FIT 2 | 0.25 | Weber Solar | 2450346 Ontario Ltd. | CO | 20 | 2015-04-16 | 2015-07-21 | 2035-04-15 | Renewables | Solar Rooftop | Solar | Dx | Kincardine | Bruce | Bruce
FIT 2 | 0.25 | Teletech | Orillia Power Generation Corporation | CO | 20 | 2015-02-19 | 2015-03-18 | 2035-02-18 | Renewables | Solar Rooftop | Solar | Dx | Orillia | Simcoe | Essa
FIT 2 | 0.04 | 197ChristensenBrid15 | Robert Christensen | CO | 20 | 2015-04-08 | 2015-04-23 | 2035-04-07 | Renewables | Solar Rooftop | Solar | Dx | Bridgenorth | Peterborough | East
FIT 2 | 0.068 | Pierre Laporte MS | TSPS (Portfolio 1) Limited Partnership | CO | 20 | 2016-08-22 | 2015-05-27 | 2035-05-26 | Renewables | Solar Rooftop | Solar | Dx | Toronto | Toronto | Toronto
FIT 2 | 0.08 | Trillium Sales Group | Solblack SFN Inc. | CO | 20 | 2015-04-23 | 2015-10-21 | 2035-04-22 | Renewables | Solar Rooftop | Solar | Dx | Toronto | Toronto | Toronto
FIT 2 | 0.0696 | Joyce PS | TSPS (Portfolio 2) Limited Partnership | CO | 20 | 2016-08-20 | 2015-11-27 | 2035-11-26 | Renewables | Solar Rooftop | Solar | Dx | Toronto | Toronto | Toronto
FIT 2 | 0.5 | AGRIS Solar (Hillier) | AGRIS Solar Co-operative Inc. | CO | 20 | 2016-12-11 | 2015-08-14 | 2035-08-13 | Renewables | Solar Ground Mounted | Solar | Dx | Consecon | Prince Edward | East
FIT 2 | 0.05 | St. Marcellinus | Dufferin-Peel Catholic District School Board | CO | 20 | 2015-04-18 | 2015-03-31 | 2035-03-30 | Renewables | Solar Rooftop | Solar | Dx | Mississauga | Peel | Toronto
FIT 2 | 0.5 | Rotary Place | Orillia Power Generation Corporation | CO | 20 | 2015-02-19 | 2015-02-13 | 2035-02-12 | Renewables | Solar Rooftop | Solar | Dx | Orillia | Simcoe | Essa
FIT 2 | 0.084 | Topcliff PS | TSPS (Portfolio 2) Limited Partnership | CO | 20 | 2016-08-29 | 2016-09-09 | 2036-08-28 | Renewables | Solar Rooftop | Solar | Dx | Toronto | Toronto | Toronto
FIT 2 | 0.03 | Dean Solar | 1847698 Ontario Inc. | CO | 20 | 2015-06-12 | 2015-03-06 | 2035-03-05 | Renewables | Solar Rooftop | Solar | Dx | Chatham | Chatham-Kent | West
FIT 2 | 0.18 | VGN-130 Pennsylvania | Métis Nation of Ontario - BrightRoof Solar LP | CO | 20 | 2015-03-12 | 2015-05-26 | 2035-03-11 | Renewables | Solar Rooftop | Solar | Dx | Concord | York | Toronto
FIT 2 | 0.078 | 8681 Canyon Road - Non-Rooftop | Canyon Farm Inc. | CO | 20 | 2017-09-09 | 2016-04-06 | 2036-04-05 | Renewables | Solar Ground Mounted | Solar | Dx | Campbellville | Halton | Southwest
FIT 2 | 0.068 | Samuel Hearne Middle School | TSPS (Portfolio 1) Limited Partnership | CO | 20 | 2016-08-27 | 2014-10-06 | 2034-10-05 | Renewables | Solar Rooftop | Solar | Dx | Toronto | Toronto | Toronto
FIT 2 | 0.1 | PRO II Energy | CEW SIMCOE I | CO | 20 | 2015-04-23 | 2015-10-02 | 2035-04-22 | Renewables | Solar Rooftop | Solar | Dx | Zurich | Huron | Southwest
FIT 2 | 0.0824 | Cedar Drive Jr PS | TSPS (Portfolio 2) Limited Partnership | CO | 20 | 2016-07-30 | 2015-11-23 | 2035-11-22 | Renewables | Solar Rooftop | Solar | Dx | Toronto | Toronto | Toronto
FIT 2 | 0.5 | 23 Giroux | Rural Energy Limited Partnership | CO | 20 | 2017-01-22 | 2016-04-26 | 2036-04-25 | Renewables | Solar Ground Mounted | Solar | Dx | River Valley | Nipissing | Northeast
FIT 2 | 0.05 | YCDSB - Prince of Peace | Potentia Solar 7 Limited Partnership | CO | 20 | 2015-03-05 | 2015-07-09 | 2035-03-04 | Renewables | Solar Rooftop | Solar | Dx | Keswick | York | Essa
FIT 2 | 0.16 | 5105 Tomken Road RT | JCM Solar GP1 Ltd. | CO | 20 | 2015-04-18 | 2015-06-12 | 2035-04-17 | Renewables | Solar Rooftop | Solar | Dx | Mississauga | Peel | Toronto
FIT 2 | 0.049975 | Willowdale Christian School Solar Project | Calvin Christian School Society | CO | 20 | 2015-04-10 | 2014-12-01 | 2034-11-30 | Renewables | Solar Rooftop | Solar | Dx | Toronto | Toronto | Toronto
FIT 2 | 0.132 | Lambton-Kingsway JMS | TSPS (Portfolio 1) Limited Partnership | CO | 20 | 2016-08-20 | 2016-03-17 | 2036-03-16 | Renewables | Solar Rooftop | Solar | Dx | Toronto | Toronto | Toronto
FIT 2 | 0.1 | Storage World Parkinson Road | Sequoyah Strategies Inc. | CO | 20 | 2015-02-28 | 2015-03-04 | 2035-02-27 | Renewables | Solar Rooftop | Solar | Dx | Woodstock | Oxford | Southwest
FIT 2 | 0.0542 | Seventh Street JS | TSPS (Portfolio 1) Limited Partnership | CO | 20 | 2016-08-27 | 2016-11-21 | 2036-08-26 | Renewables | Solar Rooftop | Solar | Dx | Toronto | Toronto | Toronto
FIT 2 | 0.156 | John G Althouse MS | TSPS (Portfolio 2) Limited Partnership | CO | 20 | 2016-08-15 | 2016-09-29 | 2036-08-14 | Renewables | Solar Rooftop | Solar | Dx | Toronto | Toronto | Toronto
FIT 2 | 0.1 | Minten Solar #1 | Minten SFN Limited Partnership | CO | 20 | 2015-04-18 | 2015-10-09 | 2035-04-17 | Renewables | Solar Rooftop | Solar | Dx | Watford | Lambton | West
FIT 2 | 0.0228 | Niagara Street Junior PS | TSPS (Portfolio 2) Limited Partnership | CO | 20 | 2016-08-22 | 2016-10-28 | 2036-08-21 | Renewables | Solar Rooftop | Solar | Dx | Toronto | Toronto | Toronto
FIT 2 | 0.06 | PNUC Renewable Energy Co-operative Inc. | PNUC Renewable Energy Co-operative Inc. | CO | 20 | 2015-02-21 | 2014-12-13 | 2034-12-12 | Renewables | Solar Rooftop | Solar | Dx | Burlington | Halton | Southwest
FIT 2 | 0.2536 | St. Benedict Catholic High School | Potentia Solar 6 Limited Partnership | CO | 20 | 2015-04-08 | 2015-06-15 | 2035-04-07 | Renewables | Solar Rooftop | Solar | Dx | Cambridge | Waterloo | Southwest
FIT 2 | 0.08 | NFN Nbisiing Secondary School | NFN Solar LP | CO | 20 | 2015-02-19 | 2015-04-23 | 2035-02-18 | Renewables | Solar Rooftop | Solar | Dx | North Bay | Nipissing | Northeast
FIT 2 | 0.2 | Northland 620 | Fischer Canada Stainless Steel Tubing Inc. | CO | 20 | 2015-03-12 | 2015-02-19 | 2035-02-18 | Renewables | Solar Rooftop | Solar | Dx | Waterloo | Waterloo | Southwest
FIT 2 | 0.25 | O'Neal Biogas 1 | O'Neil Energy | CO | 20 | 2016-09-10 | 2016-10-31 | 2036-09-09 | Renewables | Bioenergy | Biogas (On-Farm) | Dx | Maidstone | Essex | West
FIT 2 | 0.25 | Springvalley Farms (Elmvale) Limited | SCCEC LP | CO | 20 | 2015-04-03 | 2015-05-25 | 2035-04-02 | Renewables | Solar Rooftop | Solar | Dx | Tiny | Simcoe | Essa
FIT 2 | 0.0228 | NFN Seniors Home | NFN Solar LP | CO | 20 | 2015-02-19 | 2015-03-31 | 2035-02-18 | Renewables | Solar Rooftop | Solar | Dx | Sturgeon Falls | Nipissing | Northeast
FIT 2 | 0.1984 | Central Technical School | TSPS (Portfolio 1) Limited Partnership | CO | 20 | 2016-08-01 | 2016-11-28 | 2036-07-31 | Renewables | Solar Rooftop | Solar | Dx | Toronto | Toronto | Toronto
FIT 2 | 0.22 | Icarus 220 Chatham | Icarus Whitesand Solar Limited Partnership | CO | 20 | 2015-04-23 | 2015-10-20 | 2035-04-22 | Renewables | Solar Rooftop | Solar | Dx | Chatham | Chatham-Kent | West
FIT 2 | 0.476 | AGRIS Solar (Sophiasburgh - East) | AGRIS Solar Co-operative Inc. | CO | 20 | 2017-01-26 | 2015-12-17 | 2035-12-16 | Renewables | Solar Ground Mounted | Solar | Dx | Picton | Prince Edward | East
FIT 2 | 0.132 | Highland JHS | TSPS (Portfolio 2) Limited Partnership | CO | 20 | 2016-08-15 | 2016-08-19 | 2036-08-14 | Renewables | Solar Rooftop | Solar | Dx | Toronto | Toronto | Toronto
FIT 2 | 0.075 | YMCA Markham Rooftop Solar PV | YMCA of Greater Toronto | CO | 20 | 2015-03-07 | 2014-10-24 | 2034-10-23 | Renewables | Solar Rooftop | Solar | Dx | Markham | York | Toronto
FIT 2 | 0.04 | Leader Resources Solar | 2252112 Ontario Inc. | CO | 20 | 2015-03-12 | 2015-02-11 | 2035-02-10 | Renewables | Solar Rooftop | Solar | Dx | Kincardine | Bruce | Bruce
FIT 2 | 0.132 | Elmlea JS | TSPS (Portfolio 2) Limited Partnership | CO | 20 | 2016-08-06 | 2016-11-28 | 2036-08-05 | Renewables | Solar Rooftop | Solar | Dx | Toronto | Toronto | Toronto
FIT 2 | 0.0824 | Cameron PS | TSPS (Portfolio 2) Limited Partnership | CO | 20 | 2016-07-30 | 2016-05-27 | 2036-05-26 | Renewables | Solar Rooftop | Solar | Dx | Toronto | Toronto | Toronto
FIT 2 | 0.096 | John G Diefenbaker PS | TSPS (Portfolio 1) Limited Partnership | CO | 20 | 2016-08-20 | 2015-05-15 | 2035-05-14 | Renewables | Solar Rooftop | Solar | Dx | Toronto | Toronto | Toronto
FIT 2 | 0.1 | Pride Bracebridge | 9260595 Canada Inc. | CO | 20 | 2015-03-07 | 2015-08-24 | 2035-03-06 | Renewables | Solar Rooftop | Solar | Dx | Bracebridge | Muskoka | Essa
FIT 2 | 0.5 | AGRIS Solar (LT 5 CON 4 HARLEY) | AGRIS Solar Co-operative Inc. | CO | 20 | 2016-12-11 | 2015-04-28 | 2035-04-27 | Renewables | Solar Ground Mounted | Solar | Dx | New Liskeard | Timiskaming | Northeast
FIT 2 | 0.043 | Firgrove PS | TSPS (Portfolio 2) Limited Partnership | CO | 20 | 2016-08-08 | 2016-11-21 | 2036-08-07 | Renewables | Solar Rooftop | Solar | Dx | Toronto | Toronto | Toronto
FIT 2 | 0.25 | GGELP_0012 | Gengrowth Energy LP | CO | 20 | 2016-10-15 | 2017-01-03 | 2036-10-14 | Renewables | Solar Ground Mounted | Solar | Dx | Beaverton | Durham | Essa
FIT 2 | 0.075 | St. Agnes Catholic Elementary School | Potentia Solar 6 Limited Partnership | CO | 20 | 2015-04-03 | 2015-09-14 | 2035-04-02 | Renewables | Solar Rooftop | Solar | Dx | Waterloo | Waterloo | Southwest
FIT 2 | 0.1504 | Mother Teresa Catholic Elementary School | Potentia Solar 6 Limited Partnership | CO | 20 | 2015-04-08 | 2015-09-10 | 2035-04-07 | Renewables | Solar Rooftop | Solar | Dx | Cambridge | Waterloo | Southwest
FIT 2 | 0.04 | Blyth Farm Roof Solar | Dietmar Schroecker | CO | 20 | 2015-03-12 | 2015-08-06 | 2035-03-11 | Renewables | Solar Rooftop | Solar | Dx | Blyth | Huron | Southwest
FIT 2 | 0.0696 | Burrows Hall Jr PS | TSPS (Portfolio 1) Limited Partnership | CO | 20 | 2016-07-30 | 2015-02-05 | 2035-02-04 | Renewables | Solar Rooftop | Solar | Dx | Toronto | Toronto | Toronto
FIT 2 | 0.2 | 92 Airport Road RT | Tenedos GP 1 Ltd. | CO | 20 | 2015-04-16 | 2015-08-21 | 2035-04-15 | Renewables | Solar Rooftop | Solar | Dx | Parry Sound | Parry Sound | Essa
FIT 2 | 0.0417 | Galloway Road PS | TSPS (Portfolio 2) Limited Partnership | CO | 20 | 2016-08-08 | 2015-12-30 | 2035-12-29 | Renewables | Solar Rooftop | Solar | Dx | Toronto | Toronto | Toronto
FIT 2 | 0.132 | Elia MS | TSPS (Portfolio 2) Limited Partnership | CO | 20 | 2016-08-06 | 2016-08-26 | 2036-08-05 | Renewables | Solar Rooftop | Solar | Dx | Toronto | Toronto | Toronto
FIT 2 | 0.0896 | Churchill Heights PS | TSPS (Portfolio 1) Limited Partnership | CO | 20 | 2016-08-01 | 2014-12-30 | 2034-12-29 | Renewables | Solar Rooftop | Solar | Dx | Toronto | Toronto | Toronto
FIT 2 | 0.5 | A_1212_Selby_B | 2343461 Ontario Inc. | CO | 20 | 2015-04-03 | 2015-07-02 | 2035-04-02 | Renewables | Solar Rooftop | Solar | Dx | Brampton | Peel | Toronto
FIT 2 | 0.045 | YCDSB - Sir Richard Scott | Potentia Solar 7 Limited Partnership | CO | 20 | 2015-03-12 | 2014-12-22 | 2034-12-21 | Renewables | Solar Rooftop | Solar | Dx | Markham | York | Toronto
FIT 2 | 0.2144 | Greenholme JMS | TSPS (Portfolio 1) Limited Partnership | CO | 20 | 2016-08-15 | 2015-06-30 | 2035-06-29 | Renewables | Solar Rooftop | Solar | Dx | Toronto | Toronto | Toronto
FIT 2 | 0.06 | Kennedy PS | TSPS (Portfolio 1) Limited Partnership | CO | 20 | 2016-08-20 | 2015-01-29 | 2035-01-28 | Renewables | Solar Rooftop | Solar | Dx | Toronto | Toronto | Toronto
FIT 2 | 0.38 | Peterborough WWTP Biogas Project | Peterborough Utilities Inc. | CO | 20 | 2016-08-20 | 2016-08-16 | 2036-08-15 | Renewables | Bioenergy | Biogas | Dx | Peterborough | Peterborough | East
FIT 2 | 0.096 | Sheppard PS | TSPS (Portfolio 2) Limited Partnership | CO | 20 | 2016-08-27 | 2016-08-31 | 2036-08-26 | Renewables | Solar Rooftop | Solar | Dx | Toronto | Toronto | Toronto
FIT 2 | 0.2466 | Barn\Shed Roof | SCCEC LP | CO | 20 | 2015-02-21 | 2015-05-26 | 2035-02-20 | Renewables | Solar Rooftop | Solar | Dx | Elmvale | Simcoe | Essa
FIT 2 | 0.1 | 196WestburneCo-op15 | Neal Drive Solar LP | CO | 20 | 2015-04-10 | 2014-09-11 | 2034-09-10 | Renewables | Solar Rooftop | Solar | Dx | Peterborough | Peterborough | East
FIT 2 | 0.27 | 75 - Peter Ymeren Home Farm | SIF-AMBER PROJECTS LP | CO | 20 | 2015-02-21 | 2015-08-18 | 2035-02-20 | Renewables | Solar Rooftop | Solar | Dx | Aylmer | Elgin | West
FIT 2 | 0.36917 | Singhampton Cattle Company | SCCEC LP | CO | 20 | 2015-04-03 | 2015-07-02 | 2035-04-02 | Renewables | Solar Rooftop | Solar | Dx | Singhampton | Grey | Southwest
FIT 2 | 0.0228 | Harrison PS | TSPS (Portfolio 2) Limited Partnership | CO | 20 | 2016-08-15 | 2016-11-29 | 2036-08-14 | Renewables | Solar Rooftop | Solar | Dx | Toronto | Toronto | Toronto
FIT 2 | 0.0684 | Connell Distributing | SCCEC LP | CO | 20 | 2015-04-01 | 2014-12-19 | 2034-12-18 | Renewables | Solar Rooftop | Solar | Dx | Stayner | Simcoe | Southwest
FIT 2 | 0.06 | John Wanless Junior PS | TSPS (Portfolio 2) Limited Partnership | CO | 20 | 2016-08-20 | 2016-11-29 | 2036-08-19 | Renewables | Solar Rooftop | Solar | Dx | Toronto | Toronto | Toronto
FIT 2 | 0.15 | 2010-128 | OYA Energy Fund LP | CO | 20 | 2015-04-10 | 2014-06-30 | 2034-06-29 | Renewables | Solar Rooftop | Solar | Dx | Windsor | Essex | West
FIT 2 | 0.435 | LIFE SOLAR 1 | LIFE SOLAR 1 INC. | CO | 20 | 2015-02-21 | 2015-08-18 | 2035-02-20 | Renewables | Solar Rooftop | Solar | Dx | Cambridge | Waterloo | Southwest
FIT 2 | 0.31 | LIFE SOLAR 3 | LIFE SOLAR 3 INC. | CO | 20 | 2015-02-21 | 2015-08-19 | 2035-02-20 | Renewables | Solar Rooftop | Solar | Dx | Cambridge | Waterloo | Southwest
FIT 2 | 0.12 | R J Lang E & MS | TSPS (Portfolio 2) Limited Partnership | CO | 20 | 2016-08-27 | 2016-08-21 | 2036-08-20 | Renewables | Solar Rooftop | Solar | Dx | Toronto | Toronto | Toronto
FIT 2 | 0.06 | Indian Road Crescent Jr PS | TSPS (Portfolio 1) Limited Partnership | CO | 20 | 2016-08-15 | 2015-05-25 | 2035-05-24 | Renewables | Solar Rooftop | Solar | Dx | Toronto | Toronto | Toronto
FIT 2 | 0.17 | VGN-160 Pennsylvania | Métis Nation of Ontario - BrightRoof Solar LP | CO | 20 | 2015-03-12 | 2015-06-02 | 2035-03-11 | Renewables | Solar Rooftop | Solar | Dx | Concord | York | Toronto
FIT 2 | 0.25 | WSI 002PV | Cambridge Investments Inc. | CO | 20 | 2015-03-12 | 2015-04-08 | 2035-03-11 | Renewables | Solar Rooftop | Solar | Dx | Woodstock | Oxford | Southwest
FIT 2 | 0.1 | Elmvale DHS | Potentia Solar 5 Limited Partnership | CO | 20 | 2015-03-12 | 2015-09-02 | 2035-03-11 | Renewables | Solar Rooftop | Solar | Dx | Elmvale | Simcoe | Essa
FIT 2 | 0.5 | SunEdison ON-12-0310 | PRI Industrial Solar Limited Partnership | CO | 20 | 2015-04-03 | 2015-05-04 | 2035-04-02 | Renewables | Solar Rooftop | Solar | Dx | Toronto | Toronto | Toronto
FIT 2 | 0.5 | Pond Mills | N&G LP | CO | 20 | 2015-02-19 | 2015-07-23 | 2035-02-18 | Renewables | Solar Rooftop | Solar | Dx | London | Middlesex | West
FIT 2 | 0.25 | Ranka Power | 1887202 ONTARIO INC. | CO | 20 | 2015-03-07 | 2015-08-31 | 2035-03-06 | Renewables | Solar Rooftop | Solar | Dx | Markham | York | Toronto
FIT 2 | 0.5 | Westview Centennial SS | TSPS (Portfolio 1) Limited Partnership | CO | 20 | 2016-08-29 | 2015-06-19 | 2035-06-18 | Renewables | Solar Rooftop | Solar | Dx | Toronto | Toronto | Toronto
FIT 2 | 0.02451 | Solar@15ElliottAve | The Sarjeant Company Limited | CO | 20 | 2015-04-01 | 2015-03-17 | 2035-03-16 | Renewables | Solar Rooftop | Solar | Dx | Barrie | Simcoe | Essa
FIT 2 | 0.12 | Melody Village JS | TSPS (Portfolio 1) Limited Partnership | CO | 20 | 2016-08-22 | 2015-10-13 | 2035-10-12 | Renewables | Solar Rooftop | Solar | Dx | Toronto | Toronto | Toronto
FIT 2 | 0.25 | 209-60 Emblem | 2219371 ONTARIO INC. | CO | 20 | 2015-03-19 | 2015-08-31 | 2035-03-18 | Renewables | Solar Rooftop | Solar | Dx | Toronto | Toronto | Toronto
FIT 2 | 0.2 | 55 Plywood Place | 55 Plywood Solar Limited Partnership | CO | 20 | 2015-04-23 | 2015-06-25 | 2035-04-22 | Renewables | Solar Rooftop | Solar | Dx | Toronto | Toronto | Toronto
FIT 2 | 0.1 | PRO I Energy | CEW SIMCOE I | CO | 20 | 2015-04-23 | 2015-10-02 | 2035-04-22 | Renewables | Solar Rooftop | Solar | Dx | Zurich | Huron | Southwest
FIT 2 | 0.075 | Brechin PS | Potentia Solar 5 Limited Partnership | CO | 20 | 2015-02-28 | 2015-08-12 | 2035-02-27 | Renewables | Solar Rooftop | Solar | Dx | Brechin | Simcoe | Essa
FIT 2 | 0.298 | 260 Centre St | Southwest Solar Venture One Inc. | CO | 20 | 2015-08-08 | 2015-07-14 | 2035-07-13 | Renewables | Solar Rooftop | Solar | Dx | Petrolia | Lambton | West
FIT 2 | 0.046 | Highfield JS | TSPS (Portfolio 2) Limited Partnership | CO | 20 | 2016-08-15 | 2016-09-23 | 2036-08-14 | Renewables | Solar Rooftop | Solar | Dx | Toronto | Toronto | Toronto
FIT 2 | 0.152 | Silver Springs PS | TSPS (Portfolio 2) Limited Partnership | CO | 20 | 2016-08-27 | 2015-11-27 | 2035-11-26 | Renewables | Solar Rooftop | Solar | Dx | Toronto | Toronto | Toronto
FIT 2 | 0.048 | Lynngate Jr PS | TSPS (Portfolio 1) Limited Partnership | CO | 20 | 2016-08-20 | 2015-05-25 | 2035-05-24 | Renewables | Solar Rooftop | Solar | Dx | Toronto | Toronto | Toronto
FIT 2 | 0.5 | HAG - Station F8 | Maxim Solar Power Corporation | CO | 20 | 2016-10-15 | 2016-06-28 | 2036-06-27 | Renewables | Solar Ground Mounted | Solar | Dx | Hagersville | Haldimand | Southwest
FIT 2 | 0.19 | GEO-247 Armstrong | Métis Nation of Ontario - BrightRoof Solar LP | CO | 20 | 2015-04-10 | 2015-07-06 | 2035-04-09 | Renewables | Solar Rooftop | Solar | Dx | Halton Hills | Halton | Toronto
FIT 2 | 0.2 | R02-541 Conlins | Solar Flow-Through Projects (2014 Subco F2) LTD. | CO | 20 | 2015-03-26 | 2015-09-08 | 2035-03-25 | Renewables | Solar Rooftop | Solar | Dx | Toronto | Toronto | Toronto
FIT 2 | 0.132 | St. Matthew Catholic Elementary School | Potentia Solar 6 Limited Partnership | CO | 20 | 2015-04-08 | 2015-09-25 | 2035-04-07 | Renewables | Solar Rooftop | Solar | Dx | Waterloo | Waterloo | Southwest
FIT 2 | 0.06 | Humbercrest Public School | TSPS (Portfolio 2) Limited Partnership | CO | 20 | 2016-08-15 | 2016-11-28 | 2036-08-14 | Renewables | Solar Rooftop | Solar | Dx | Toronto | Toronto | Toronto
FIT 2 | 0.08496 | Wehrmann Farms- Solar | Wehrmann Farms Ltd. | CO | 20 | 2015-04-16 | 2015-06-01 | 2035-04-15 | Renewables | Solar Rooftop | Solar | Dx | Ripley | Bruce | Bruce
FIT 2 | 0.192 | Dixon Grove JMS | TSPS (Portfolio 2) Limited Partnership | CO | 20 | 2016-08-06 | 2016-08-31 | 2036-08-05 | Renewables | Solar Rooftop | Solar | Dx | Toronto | Toronto | Toronto
FIT 2 | 0.06 | J S Woodsworth Sr PS | TSPS (Portfolio 1) Limited Partnership | CO | 20 | 2016-08-15 | 2014-12-12 | 2034-12-11 | Renewables | Solar Rooftop | Solar | Dx | Toronto | Toronto | Toronto
FIT 2 | 0.232 | Lakeshore CI | TSPS (Portfolio 1) Limited Partnership | CO | 20 | 2016-08-20 | 2015-08-27 | 2035-08-26 | Renewables | Solar Rooftop | Solar | Dx | Toronto | Toronto | Toronto
FIT 2 | 0.072 | Princess Margaret | TSPS (Portfolio 2) Limited Partnership | CO | 20 | 2016-08-22 | 2016-09-30 | 2036-08-21 | Renewables | Solar Rooftop | Solar | Dx | Toronto | Toronto | Toronto
FIT 2 | 0.1 | 62 - Neukamm Farm | SIF-AMBER PROJECTS LP | CO | 20 | 2015-02-21 | 2015-06-23 | 2035-02-20 | Renewables | Solar Rooftop | Solar | Dx | Aylmer | Elgin | West
FIT 2 | 0.05 | Vingerhoeds Solar Goat | Peter Andrew Vingerhoeds, Amy Christine Vingerhoeds | CO | 20 | 2015-03-12 | 2014-09-02 | 2034-09-01 | Renewables | Solar Rooftop | Solar | Dx | Hensall | Huron | Southwest
FIT 2 | 0.04 | Fleming PS | TSPS (Portfolio 2) Limited Partnership | CO | 20 | 2016-08-08 | 2016-04-08 | 2036-04-07 | Renewables | Solar Rooftop | Solar | Dx | Toronto | Toronto | Toronto
FIT 2 | 0.0228 | Faywood Arts-Based Curriculum School | TSPS (Portfolio 2) Limited Partnership | CO | 20 | 2016-08-08 | 2016-11-29 | 2036-08-07 | Renewables | Solar Rooftop | Solar | Dx | Toronto | Toronto | Toronto
FIT 2 | 0.2494 | Chicken Barn | SCCEC LP | CO | 20 | 2015-04-10 | 2015-09-03 | 2035-04-09 | Renewables | Solar Rooftop | Solar | Dx | Elmvale | Simcoe | Essa
FIT 2 | 0.03 | 49 - Reymer personal Farm | AMBER Energy Co-operative Inc. | CO | 20 | 2015-02-21 | 2015-08-19 | 2035-02-20 | Renewables | Solar Rooftop | Solar | Dx | Aylmer | Elgin | West
FIT 2 | 0.232 | 1875 Wharncliffe | N&G LP | CO | 20 | 2015-02-19 | 2015-06-29 | 2035-02-18 | Renewables | Solar Rooftop | Solar | Dx | London | Middlesex | West
FIT 2 | 0.0832 | Regent Park PS | Potentia Solar 5 Limited Partnership | CO | 20 | 2015-02-28 | 2015-06-25 | 2035-02-27 | Renewables | Solar Rooftop | Solar | Dx | Orillia | Simcoe | Essa
FIT 2 | 0.108 | Sunny View Jr & Sr PS | TSPS (Portfolio 2) Limited Partnership | CO | 20 | 2016-08-29 | 2016-08-31 | 2036-08-28 | Renewables | Solar Rooftop | Solar | Dx | Toronto | Toronto | Toronto
FIT 2 | 0.1 | ChadwickSolar | Chadwick Farms Inc. | CO | 20 | 2015-02-26 | 2015-01-29 | 2035-01-28 | Renewables | Solar Rooftop | Solar | Dx | Deseronto | Hastings | East
FIT 2 | 0.25 | Icarus 250kW Keswick | Icarus Whitesand Solar Limited Partnership | CO | 20 | 2015-04-23 | 2015-11-25 | 2035-04-22 | Renewables | Solar Rooftop | Solar | Dx | Keswick | York | Essa
FIT 2 | 0.04 | Howard Jr PS | TSPS (Portfolio 2) Limited Partnership | CO | 20 | 2016-09-03 | 2015-10-21 | 2035-10-20 | Renewables | Solar Rooftop | Solar | Dx | Toronto | Toronto | Toronto
FIT 2 | 0.04 | TVM King St. | TVM King Street Inc. | CO | 20 | 2015-04-10 | 2015-09-24 | 2035-04-09 | Renewables | Solar Rooftop | Solar | Dx | Cobourg | Northumberland | East
FIT 2 | 0.0228 | Drewry SS | TSPS (Portfolio 2) Limited Partnership | CO | 20 | 2016-08-06 | 2016-11-15 | 2036-08-05 | Renewables | Solar Rooftop | Solar | Dx | Toronto | Toronto | Toronto
FIT 2 | 0.5 | BRA-107 Walker | Métis Nation of Ontario - BrightRoof Solar LP | CO | 20 | 2015-03-12 | 2015-09-02 | 2035-03-11 | Renewables | Solar Rooftop | Solar | Dx | Brampton | Peel | Toronto
FIT 2 | 0.03 | NFN Small Business Center | NFN Solar LP | CO | 20 | 2015-02-19 | 2015-03-30 | 2035-02-18 | Renewables | Solar Rooftop | Solar | Dx | Sturgeon Falls | Nipissing | Northeast
FIT 2 | 0.135 | Panjetan | TREC SolarShare Co-operative (No.1) Inc. | CO | 20 | 2015-02-26 | 2015-08-24 | 2035-02-25 | Renewables | Solar Rooftop | Solar | Dx | Markham | York | Toronto
FIT 2 | 0.2 | National Training Rinks Solar II | CEW SUPERIOR V | CO | 20 | 2015-04-23 | 2014-10-22 | 2034-10-21 | Renewables | Solar Rooftop | Solar | Dx | Barrie | Simcoe | Essa
FIT 2 | 0.096 | Jamieson PV | David William Jamieson, Janet May Jamieson | CO | 20 | 2015-04-08 | 2014-07-30 | 2034-07-29 | Renewables | Solar Rooftop | Solar | Dx | Omemee | Kawartha Lakes | East
FIT 2 | 0.043 | Seneca Hill PS | TSPS (Portfolio 2) Limited Partnership | CO | 20 | 2016-08-27 | 2016-10-28 | 2036-08-26 | Renewables | Solar Rooftop | Solar | Dx | Toronto | Toronto | Toronto
FIT 2 | 0.05 | Solar Project - 407 Basaltic Road | Bondfield Construction Company Limited | CO | 20 | 2015-03-07 | 2015-06-12 | 2035-03-06 | Renewables | Solar Rooftop | Solar | Dx | Concord | York | Toronto
FIT 2 | 0.04 | General Brock PS | TSPS (Portfolio 2) Limited Partnership | CO | 20 | 2016-08-15 | 2016-11-03 | 2036-08-14 | Renewables | Solar Rooftop | Solar | Dx | Toronto | Toronto | Toronto
FIT 2 | 0.09979 | Carron Farms Ltd. #1 | SCCEC LP | CO | 20 | 2015-04-03 | 2015-06-02 | 2035-04-02 | Renewables | Solar Rooftop | Solar | Dx | Bradford | Simcoe | Essa
FIT 2 | 0.4 | C03-120 Van Kirk | Solar Flow-Through Projects (2014 Subco F2) LTD. | CO | 20 | 2015-03-12 | 2015-09-18 | 2035-03-11 | Renewables | Solar Rooftop | Solar | Dx | Brampton | Peel | Toronto
FIT 2 | 0.25 | MSW Plastics | SE9 2013 LP | CO | 20 | 2015-04-18 | 2015-08-19 | 2035-04-17 | Renewables | Solar Rooftop | Solar | Dx | Palmerston | Wellington | Southwest
FIT 2 | 0.126 | Rockford PS | TSPS (Portfolio 2) Limited Partnership | CO | 20 | 2016-08-27 | 2016-09-30 | 2036-08-26 | Renewables | Solar Rooftop | Solar | Dx | Toronto | Toronto | Toronto
FIT 2 | 0.1 | 545 Trillium Drive | Shelane Properties Inc. | CO | 20 | 2015-02-26 | 2014-11-19 | 2034-11-18 | Renewables | Solar Rooftop | Solar | Dx | Kitchener | Waterloo | Southwest
FIT 2 | 0.216 | Brubacher Solar | SCCEC LP | CO | 20 | 2015-04-10 | 2015-09-08 | 2035-04-09 | Renewables | Solar Rooftop | Solar | Dx | Barrie | Simcoe | Southwest
FIT 2 | 0.03998 | North Agincourt Jr PS | TSPS (Portfolio 2) Limited Partnership | CO | 20 | 2016-08-22 | 2015-08-28 | 2035-08-27 | Renewables | Solar Rooftop | Solar | Dx | Toronto | Toronto | Toronto
FIT 2 | 0.5 | KER-28453 Kerwood | GSC RP5 LP | CO | 20 | 2015-03-07 | 2015-06-12 | 2035-03-06 | Renewables | Solar Rooftop | Solar | Dx | Kerwood | Middlesex | West
FIT 2 | 0.25 | Brant Sports Complex | Corporation of the County of Brant and Sustainability Brant Community Energy Co-operative Inc. | CO | 20 | 2015-03-19 | 2014-11-21 | 2034-11-20 | Renewables | Solar Rooftop | Solar | Dx | Paris | Brant | Southwest
FIT 2 | 0.08 | Donwood Park Jr PS | TSPS (Portfolio 2) Limited Partnership | CO | 20 | 2016-08-06 | 2016-04-29 | 2036-04-28 | Renewables | Solar Rooftop | Solar | Dx | Toronto | Toronto | Toronto
FIT 2 | 0.09995 | Southline Layer Farms PV Solar | Southline Layer Farms Ltd. | CO | 20 | 2015-04-10 | 2015-08-18 | 2035-04-09 | Renewables | Solar Rooftop | Solar | Dx | Walkerton | Bruce | Southwest
FIT 2 | 0.493 | Solvation-VF | SUNSHARE1 LP | CO | 20 | 2017-01-26 | 2016-09-01 | 2036-08-31 | Renewables | Solar Ground Mounted | Solar | Dx | Blind River | Algoma | Northeast
FIT 2 | 0.0664 | Harbord CI | TSPS (Portfolio 1) Limited Partnership | CO | 20 | 2016-08-15 | 2015-10-13 | 2035-10-12 | Renewables | Solar Rooftop | Solar | Dx | Toronto | Toronto | Toronto
FIT 2 | 0.13 | LON-3851 Commerce | Métis Nation of Ontario - BrightRoof Solar LP | CO | 20 | 2015-02-28 | 2014-09-03 | 2034-09-02 | Renewables | Solar Rooftop | Solar | Dx | London | Middlesex | West
FIT 2 | 0.094955 | Mudry Solar | Hillsdale Energy Ltd. | CO | 20 | 2015-03-26 | 2015-02-18 | 2035-02-17 | Renewables | Solar Rooftop | Solar | Dx | Hillsdale | Simcoe | Essa
FIT 2 | 0.0442 | Wilcox Solar | SCCEC LP | CO | 20 | 2015-04-10 | 2015-07-17 | 2035-04-09 | Renewables | Solar Rooftop | Solar | Dx | Beeton | Simcoe | Essa
FIT 2 | 0.1 | Admiral Collingwood PS | Potentia Solar 5 Limited Partnership | CO | 20 | 2015-02-28 | 2015-08-06 | 2035-02-27 | Renewables | Solar Rooftop | Solar | Dx | Collingwood | Simcoe | Southwest
FIT 2 | 0.142 | Treeline Public School | Peel District School Board | CO | 20 | 2015-03-12 | 2015-03-10 | 2035-03-09 | Renewables | Solar Rooftop | Solar | Dx | Brampton | Peel | Toronto
FIT 2 | 0.1875 | 99 Ash Street | N&G LP | CO | 20 | 2015-02-21 | 2015-08-12 | 2035-02-20 | Renewables | Solar Rooftop | Solar | Dx | London | Middlesex | West
FIT 2 | 0.0228 | Dellcrest Public School | TSPS (Portfolio 2) Limited Partnership | CO | 20 | 2016-08-01 | 2016-11-25 | 2036-07-31 | Renewables | Solar Rooftop | Solar | Dx | Toronto | Toronto | Toronto
FIT 2 | 0.224 | Hilltop MS | TSPS (Portfolio 1) Limited Partnership | CO | 20 | 2016-08-15 | 2015-03-27 | 2035-03-26 | Renewables | Solar Rooftop | Solar | Dx | Toronto | Toronto | Toronto
FIT 2 | 0.0432 | Poplar Road Jr PS | TSPS (Portfolio 2) Limited Partnership | CO | 20 | 2016-08-22 | 2015-10-09 | 2035-10-08 | Renewables | Solar Rooftop | Solar | Dx | Toronto | Toronto | Toronto
FIT 2 | 0.48 | FRITZ (West Nipissing #2) | PRI Solar Gardens LP | CO | 20 | 2016-12-11 | 2016-12-22 | 2036-12-10 | Renewables | Solar Ground Mounted | Solar | Dx | Sturgeon Falls | Nipissing | Northeast
FIT 2 | 0.4 | S04-2562 Stanfield | SHY1 2012 FIT2 LTD. | CO | 20 | 2015-03-19 | 2015-09-17 | 2035-03-18 | Renewables | Solar Rooftop | Solar | Dx | Mississauga | Peel | Toronto
FIT 2 | 0.05 | LOBREC Baysville Arena | Lake of Bays Renewable Energy Co-operative Inc. | CO | 20 | 2015-02-21 | 2015-08-28 | 2035-02-20 | Renewables | Solar Rooftop | Solar | Dx | Baysville | Muskoka | Essa
FIT 2 | 0.19 | Cobalt - Landfill 1 | Solaire Cobalt Solar Inc. | CO | 20 | 2016-08-20 | 2018-01-05 | 2036-08-19 | Renewables | Solar Ground Mounted | Solar | Dx | Fauquier | Cochrane | Northeast
FIT 2 | 0.25 | 1655 Tricont | Nautilus Green Energy Co-operative of Ontario LP | CO | 20 | 2015-02-21 | 2015-06-26 | 2035-02-20 | Renewables | Solar Rooftop | Solar | Dx | Whitby | Durham | Toronto
FIT 2 | 0.0824 | Dewson Street Jr PS | TSPS (Portfolio 2) Limited Partnership | CO | 20 | 2016-08-06 | 2016-01-06 | 2036-01-05 | Renewables | Solar Rooftop | Solar | Dx | Toronto | Toronto | Toronto
FIT 2 | 0.08 | KOPPERS SOLAR | JOHN JONKMAN LIMITED | CO | 20 | 2015-04-01 | 2014-10-20 | 2034-10-19 | Renewables | Solar Rooftop | Solar | Dx | Oakland | Brant | Southwest
FIT 2 | 0.08987 | Cuthillview Farms | Vongher Farms Inc. | CO | 20 | 2015-02-19 | 2014-06-27 | 2034-06-26 | Renewables | Solar Rooftop | Solar | Dx | Selby | Lennox and Addington | East
FIT 2 | 0.03998 | Sunnylea JS | TSPS (Portfolio 2) Limited Partnership | CO | 20 | 2016-08-29 | 2016-11-15 | 2036-08-28 | Renewables | Solar Rooftop | Solar | Dx | Toronto | Toronto | Toronto
FIT 2 | 0.5 | AGRIS Solar (LT 3 CON 3 DYMOND) | AGRIS Solar Co-operative Inc. | CO | 20 | 2016-11-25 | 2015-11-04 | 2035-11-03 | Renewables | Solar Ground Mounted | Solar | Dx | New Liskeard | Timiskaming | Northeast
FIT 2 | 0.14 | Township of McGarry | The Corporation of the Township of McGarry | CO | 20 | 2015-04-23 | 2015-03-20 | 2035-03-19 | Renewables | Solar Rooftop | Solar | Dx | Virginiatown | Timiskaming | Northeast
FIT 2 | 0.05 | Couchiching Heights PS | Potentia Solar 5 Limited Partnership | CO | 20 | 2015-02-28 | 2015-08-20 | 2035-02-27 | Renewables | Solar Rooftop | Solar | Dx | Orillia | Simcoe | Essa
FIT 2 | 0.5 | AGRIS Solar Garden 1 | AGRIS Solar Co-operative Inc. | CO | 20 | 2016-10-03 | 2015-11-04 | 2035-11-03 | Renewables | Solar Ground Mounted | Solar | Dx | New Liskeard | Timiskaming | Northeast
FIT 2 | 0.04 | Ogden Jr PS | TSPS (Portfolio 2) Limited Partnership | CO | 20 | 2016-08-22 | 2015-06-30 | 2035-06-29 | Renewables | Solar Rooftop | Solar | Dx | Toronto | Toronto | Toronto
FIT 2 | 0.072 | Wellesworth JS | TSPS (Portfolio 2) Limited Partnership | CO | 20 | 2016-08-29 | 2016-11-28 | 2036-08-28 | Renewables | Solar Rooftop | Solar | Dx | Toronto | Toronto | Toronto
FIT 2 | 0.1 | Whitby Hydro Solar | Elexicon Energy Inc. | CO | 20 | 2015-04-01 | 2014-06-06 | 2034-06-05 | Renewables | Solar Rooftop | Solar | Dx | Whitby | Durham | Toronto
FIT 2 | 0.075 | YCDSB - St. Andrew CES | Potentia Solar 7 Limited Partnership | CO | 20 | 2015-03-05 | 2014-12-19 | 2034-12-18 | Renewables | Solar Rooftop | Solar | Dx | Woodbridge | York | Toronto
FIT 2 | 0.1 | Kevin Jones | SCCEC LP | CO | 20 | 2015-04-03 | 2015-03-30 | 2035-03-29 | Renewables | Solar Rooftop | Solar | Dx | Midland | Simcoe | Essa
FIT 2 | 0.12 | EAST HAMILTON RADIO - SOLAR | EAST HAMILTON RADIO LIMITED | CO | 20 | 2015-03-05 | 2015-06-19 | 2035-03-04 | Renewables | Solar Rooftop | Solar | Dx | Hamilton | Hamilton | Southwest
FIT 2 | 0.1126 | Roselands Jr PS | TSPS (Portfolio 2) Limited Partnership | CO | 20 | 2016-08-27 | 2016-11-25 | 2036-08-26 | Renewables | Solar Rooftop | Solar | Dx | Toronto | Toronto | Toronto
FIT 2 | 0.4 | 605 Fenmar Dr, North York | ME3 2012 LP | CO | 20 | 2015-04-23 | 2015-10-21 | 2035-04-22 | Renewables | Solar Rooftop | Solar | Dx | Toronto | Toronto | Toronto
FIT 2 | 0.05 | Tim Hammell Solar | Timothy Clifford Hammell | CO | 20 | 2015-04-10 | 2015-10-30 | 2035-04-09 | Renewables | Solar Rooftop | Solar | Dx | Dobbinton | Bruce | Southwest
FIT 2 | 0.06 | YCDSB - St. Raphael the Archangel | Potentia Solar 7 Limited Partnership | CO | 20 | 2015-03-05 | 2015-03-17 | 2035-03-04 | Renewables | Solar Rooftop | Solar | Dx | Vaughan | York | Toronto
FIT 2 | 0.29 | SunEdison ON-12-0303 | PRI Industrial Solar Limited Partnership | CO | 20 | 2015-04-03 | 2015-04-03 | 2035-04-02 | Renewables | Solar Rooftop | Solar | Dx | Mississauga | Peel | Toronto
FIT 2 | 0.04 | School of Experiential Ed. | TSPS (Portfolio 2) Limited Partnership | CO | 20 | 2016-08-27 | 2016-11-28 | 2036-08-26 | Renewables | Solar Rooftop | Solar | Dx | Toronto | Toronto | Toronto
FIT 2 | 0.096 | Forest Manor PS | TSPS (Portfolio 2) Limited Partnership | CO | 20 | 2016-08-08 | 2016-09-19 | 2036-08-07 | Renewables | Solar Rooftop | Solar | Dx | Toronto | Toronto | Toronto
FIT 2 | 0.25 | TOR-26 Huddersfield | Métis Nation of Ontario - BrightRoof Solar LP | CO | 20 | 2015-04-23 | 2015-02-26 | 2035-02-25 | Renewables | Solar Rooftop | Solar | Dx | Toronto | Toronto | Toronto
FIT 2 | 0.048 | Lillian PS | TSPS (Portfolio 2) Limited Partnership | CO | 20 | 2016-08-20 | 2016-08-29 | 2036-08-19 | Renewables | Solar Rooftop | Solar | Dx | Toronto | Toronto | Toronto
FIT 2 | 0.4 | SunEdison ON-12-0280 | PRI Industrial Solar Limited Partnership | CO | 20 | 2015-04-03 | 2015-09-04 | 2035-04-02 | Renewables | Solar Rooftop | Solar | Dx | Windsor | Essex | West
FIT 2 | 0.0722 | Delphi Secondary Alternative (Chartland Jr PS) | TSPS (Portfolio 2) Limited Partnership | CO | 20 | 2016-08-29 | 2015-11-30 | 2035-11-29 | Renewables | Solar Rooftop | Solar | Dx | Toronto | Toronto | Toronto
FIT 2 | 0.09995 | J&C Muller Farms Inc. B | SE 2012 LP | CO | 20 | 2015-04-23 | 2014-07-18 | 2034-07-17 | Renewables | Solar Rooftop | Solar | Dx | Dashwood | Huron | Southwest
FIT 2 | 0.09984 | TDSS Solar PV | District School Board Ontario North East | CO | 20 | 2015-04-10 | 2015-06-25 | 2035-04-09 | Renewables | Solar Rooftop | Solar | Dx | New Liskeard | Timiskaming | Northeast
FIT 2 | 0.2 | Northland 147 | 147 Bathurst Holdings Inc. | CO | 20 | 2015-02-26 | 2015-02-19 | 2035-02-18 | Renewables | Solar Rooftop | Solar | Dx | Waterloo | Waterloo | Southwest
FIT 2 | 0.15 | 26 Riviera Drive | GBG-BFN LIMITED PARTNERSHIP | CO | 20 | 2015-04-10 | 2015-11-19 | 2035-04-09 | Renewables | Solar Rooftop | Solar | Dx | Markham | York | Toronto
FIT 2 | 0.0928 | Mason Road Jr PS | TSPS (Portfolio 2) Limited Partnership | CO | 20 | 2016-08-22 | 2016-04-11 | 2036-04-10 | Renewables | Solar Rooftop | Solar | Dx | Toronto | Toronto | Toronto
FIT 2 | 0.04 | JR Wilcox Community School | TSPS (Portfolio 2) Limited Partnership | CO | 20 | 2016-08-20 | 2015-11-27 | 2035-11-26 | Renewables | Solar Rooftop | Solar | Dx | Toronto | Toronto | Toronto
FIT 2 | 0.0987 | Town of Mono-PV Solar | The Corporation of the Town of Mono | CO | 20 | 2015-04-16 | 2014-12-12 | 2034-12-11 | Renewables | Solar Rooftop | Solar | Dx | Orangeville | Dufferin | Southwest
FIT 2 | 0.25 | EEC Marmora & Lake Rooftop Solar PV Project | Essex Energy Corporation | CO | 20 | 2015-04-08 | 2015-03-24 | 2035-03-23 | Renewables | Solar Rooftop | Solar | Dx | Marmora | Hastings | East
FIT 2 | 0.075 | Solexica - 325 Denison | Solexica Solar Markham GP | CO | 20 | 2015-04-16 | 2014-12-01 | 2034-11-30 | Renewables | Solar Rooftop | Solar | Dx | Markham | York | Toronto
FIT 2 | 0.09995 | J&C Muller Farms Inc. A | SE 2012 LP | CO | 20 | 2015-04-23 | 2014-07-30 | 2034-07-29 | Renewables | Solar Rooftop | Solar | Dx | Dashwood | Huron | Southwest
FIT 2 | 0.0464 | Fairglen Jr PS | TSPS (Portfolio 2) Limited Partnership | CO | 20 | 2016-08-08 | 2015-11-26 | 2035-11-25 | Renewables | Solar Rooftop | Solar | Dx | Toronto | Toronto | Toronto
FIT 2 | 0.25 | Atikameksheng Solar Farm | Atikameksheng Anishnawbek | CO | 20 | 2016-09-10 | 2017-12-13 | 2036-09-09 | Renewables | Solar Ground Mounted | Solar | Dx | Naughton | Greater Sudbury | Northeast
FIT 2 | 0.25 | 180Basaltic | Community Solar Assets 2 Limited | CO | 20 | 2015-02-26 | 2015-02-20 | 2035-02-19 | Renewables | Solar Rooftop | Solar | Dx | Concord | York | Toronto
FIT 2 | 0.075 | Hillsdale ES | Potentia Solar 5 Limited Partnership | CO | 20 | 2015-03-12 | 2015-08-11 | 2035-03-11 | Renewables | Solar Rooftop | Solar | Dx | Hillsdale | Simcoe | Essa
FIT 2 | 0.12 | Orillia Power Operations | Orillia Power Generation Corporation | CO | 20 | 2015-03-12 | 2014-12-22 | 2034-12-21 | Renewables | Solar Rooftop | Solar | Dx | Orillia | Simcoe | Essa
FIT 2 | 0.48 | AGRIS Solar (West Nipissing #1) | PRI Solar Gardens LP | CO | 20 | 2016-12-11 | 2016-12-22 | 2036-12-10 | Renewables | Solar Ground Mounted | Solar | Dx | Sturgeon Falls | Nipissing | Northeast
FIT 2 | 0.25 | GGELP_0004 | Gengrowth Energy LP | CO | 20 | 2016-10-15 | 2017-05-17 | 2036-10-14 | Renewables | Solar Ground Mounted | Solar | Dx | Beaverton | Durham | Essa
FIT 2 | 0.25 | GGELP_0002 | Gengrowth Energy LP | CO | 20 | 2016-10-15 | 2017-01-03 | 2036-10-14 | Renewables | Solar Ground Mounted | Solar | Dx | Colborne | Northumberland | East
FIT 2 | 0.0228 | Gracefield PS | TSPS (Portfolio 2) Limited Partnership | CO | 20 | 2016-08-15 | 2016-11-24 | 2036-08-14 | Renewables | Solar Rooftop | Solar | Dx | Toronto | Toronto | Toronto
FIT 2 | 0.1 | Van Gorp Farms L4 | SE 2012 LP | CO | 20 | 2015-04-18 | 2015-06-25 | 2035-04-17 | Renewables | Solar Rooftop | Solar | Dx | Thorndale | Middlesex | West
FIT 2 | 0.372 | Cedarbrae CI | TSPS (Portfolio 1) Limited Partnership | CO | 20 | 2016-07-30 | 2015-08-31 | 2035-08-30 | Renewables | Solar Rooftop | Solar | Dx | Toronto | Toronto | Toronto
FIT 2 | 0.23 | 70 Melford Drive RT | Tenedos GP 1 Ltd. | CO | 20 | 2015-04-18 | 2015-10-15 | 2035-04-17 | Renewables | Solar Rooftop | Solar | Dx | Toronto | Toronto | Toronto
FIT 2 | 0.25 | SMART-B 002PV | SS Solar Power, ULC | CO | 20 | 2015-04-08 | 2014-09-30 | 2034-09-29 | Renewables | Solar Rooftop | Solar | Dx | Brampton | Peel | Toronto
FIT 2 | 0.25 | GEO-100 Armstrong | Métis Nation of Ontario - BrightRoof Solar LP | CO | 20 | 2015-04-10 | 2014-11-12 | 2034-11-11 | Renewables | Solar Rooftop | Solar | Dx | Halton Hills | Halton | Toronto
FIT 2 | 0.5 | AGRIS Solar (LT 4 CON 4 HARLEY) | AGRIS Solar Co-operative Inc. | CO | 20 | 2016-12-11 | 2015-05-13 | 2035-05-12 | Renewables | Solar Ground Mounted | Solar | Dx | Thornloe | Timiskaming | Northeast
FIT 2 | 0.2024 | West Humber JMS | TSPS (Portfolio 1) Limited Partnership | CO | 20 | 2016-08-29 | 2015-12-18 | 2035-12-17 | Renewables | Solar Rooftop | Solar | Dx | Toronto | Toronto | Toronto
FIT 2 | 0.135 | Tecumseth Beeton | Potentia Solar 5 Limited Partnership | CO | 20 | 2015-04-01 | 2015-09-04 | 2035-03-31 | Renewables | Solar Rooftop | Solar | Dx | Beeton | Simcoe | Southwest
FIT 2 | 0.19 | Cobalt - Landfill 2 | Solaire Cobalt Solar Inc. | CO | 20 | 2016-08-20 | 2018-01-05 | 2036-08-19 | Renewables | Solar Ground Mounted | Solar | Dx | Fauquier | Cochrane | Northeast
FIT 2 | 0.1 | St. Elizabeth Catholic Elementary School | Potentia Solar 6 Limited Partnership | CO | 20 | 2015-04-03 | 2015-09-16 | 2035-04-02 | Renewables | Solar Rooftop | Solar | Dx | Cambridge | Waterloo | Southwest
FIT 2 | 0.48 | AGRIS Managed (Sophiasburgh - West) | PRI Solar Gardens LP | CO | 20 | 2017-01-26 | 2016-10-03 | 2036-10-02 | Renewables | Solar Ground Mounted | Solar | Dx | Demorestville | Prince Edward | East
FIT 2 | 0.25 | 50 Torlake Cres | 1753934 Ontario Ltd. | CO | 20 | 2015-03-19 | 2015-03-19 | 2035-03-18 | Renewables | Solar Rooftop | Solar | Dx | Toronto | Toronto | Toronto
FIT 2 | 0.0696 | Sir Alexander MacKenzie Sr PS | TSPS (Portfolio 1) Limited Partnership | CO | 20 | 2016-08-29 | 2015-05-25 | 2035-05-24 | Renewables | Solar Rooftop | Solar | Dx | Toronto | Toronto | Toronto
FIT 2 | 0.25 | 62 Janti Rd - J Cyr | SUNSHARE2 LP | CO | 20 | 2016-08-22 | 2016-09-06 | 2036-08-21 | Renewables | Solar Ground Mounted | Solar | Dx | Worthington | Greater Sudbury | Northeast
FIT 2 | 0.232 | Senton | N&G LP | CO | 20 | 2015-02-21 | 2015-07-31 | 2035-02-20 | Renewables | Solar Rooftop | Solar | Dx | London | Middlesex | West
FIT 2 | 0.05 | SWM Firehall 50kW | Solar Income Fund LP (#5) | CO | 20 | 2015-05-27 | 2015-07-23 | 2035-05-26 | Renewables | Solar Rooftop | Solar | Dx | Glencoe | Middlesex | West
FIT 2 | 0.499 | Grasshopper 140 McLevin | ICM Realty Group Solar 2013 Inc. | CO | 20 | 2015-04-23 | 2015-07-10 | 2035-04-22 | Renewables | Solar Rooftop | Solar | Dx | Toronto | Toronto | Toronto
FIT 2 | 0.112 | Emily Carr PS | TSPS (Portfolio 1) Limited Partnership | CO | 20 | 2016-08-06 | 2015-05-08 | 2035-05-07 | Renewables | Solar Rooftop | Solar | Dx | Toronto | Toronto | Toronto
FIT 2 | 0.5 | 10b McNaughton | Rural Energy Limited Partnership | CO | 20 | 2017-01-22 | 2015-12-15 | 2035-12-14 | Renewables | Solar Ground Mounted | Solar | Dx | New Liskeard | Timiskaming | Northeast
FIT 2 | 0.1 | Mid-Ontario Diesel Limited | 2241880 Ontario Limited | CO | 20 | 2015-04-23 | 2015-04-23 | 2035-04-22 | Renewables | Solar Rooftop | Solar | Dx | Vaughan | York | Toronto
FIT 2 | 0.24 | Silverthorn CI | TSPS (Portfolio 1) Limited Partnership | CO | 20 | 2016-08-27 | 2015-06-30 | 2035-06-29 | Renewables | Solar Rooftop | Solar | Dx | Toronto | Toronto | Toronto
FIT 2 | 0.132 | Queen Alexandra Sr PS | TSPS (Portfolio 2) Limited Partnership | CO | 20 | 2016-08-27 | 2015-11-27 | 2035-11-26 | Renewables | Solar Rooftop | Solar | Dx | Toronto | Toronto | Toronto
FIT 2 | 0.5 | AGRIS Solar (LT 8 CON 6 HARLEY) | AGRIS Solar Co-operative Inc. | CO | 20 | 2016-11-25 | 2015-11-11 | 2035-11-10 | Renewables | Solar Ground Mounted | Solar | Dx | Thornloe | Timiskaming | Northeast
FIT 2 | 0.2494 | Villanova College Solar | St.Thomas of Villanova Catholic School | CO | 20 | 2015-04-08 | 2015-10-30 | 2035-04-07 | Renewables | Solar Rooftop | Solar | Dx | King City | York | Toronto
FIT 2 | 0.136 | Dallington PS | TSPS (Portfolio 2) Limited Partnership | CO | 20 | 2016-08-01 | 2016-09-30 | 2036-07-31 | Renewables | Solar Rooftop | Solar | Dx | Toronto | Toronto | Toronto
FIT 2 | 0.132 | Glamorgan Jr PS | TSPS (Portfolio 1) Limited Partnership | CO | 20 | 2016-08-15 | 2014-10-03 | 2034-10-02 | Renewables | Solar Rooftop | Solar | Dx | Toronto | Toronto | Toronto
FIT 2 | 0.135 | Stayner CI | Potentia Solar 5 Limited Partnership | CO | 20 | 2015-04-01 | 2015-08-06 | 2035-03-31 | Renewables | Solar Rooftop | Solar | Dx | Stayner | Simcoe | Essa
FIT 2 | 0.0928 | Perth Av Jr PS | TSPS (Portfolio 2) Limited Partnership | CO | 20 | 2016-08-22 | 2015-11-27 | 2035-11-26 | Renewables | Solar Rooftop | Solar | Dx | Toronto | Toronto | Toronto
FIT 2 | 0.1 | Tweed/Hwy 7 Solar PV Garden | Sino-can Agri-products & Clean Energy Limited | CO | 20 | 2016-09-03 | 2015-10-20 | 2035-10-19 | Renewables | Solar Ground Mounted | Solar | Dx | Tweed | Hastings | East
FIT 2 | 0.068 | Morrish PS | TSPS (Portfolio 2) Limited Partnership | CO | 20 | 2016-08-22 | 2015-11-13 | 2035-11-12 | Renewables | Solar Rooftop | Solar | Dx | Toronto | Toronto | Toronto
FIT 2 | 0.1 | Frieslawn Farms (Home Farm) | Frieslawn Green Energy Co-operative of Ontario LP | CO | 20 | 2015-02-21 | 2015-07-30 | 2035-02-20 | Renewables | Solar Rooftop | Solar | Dx | Woodstock | Oxford | Southwest
FIT 2 | 0.38 | HAG - Station C1 | Maxim Solar Power Corporation | CO | 20 | 2016-10-15 | 2016-07-27 | 2036-07-26 | Renewables | Solar Ground Mounted | Solar | Dx | Hagersville | Haldimand | Southwest
FIT 2 | 0.2 | COB-83 Veronica | Métis Nation of Ontario - BrightRoof Solar LP | CO | 20 | 2015-03-12 | 2015-06-11 | 2035-03-11 | Renewables | Solar Rooftop | Solar | Dx | Cobourg | Northumberland | East
FIT 2 | 0.05 | 2311 Crookston Road, Tweed | John Gunning | CO | 20 | 2015-04-16 | 2015-03-27 | 2035-03-26 | Renewables | Solar Rooftop | Solar | Dx | Tweed | Hastings | East
FIT 2 | 0.48 | FRITZ (West Nipissing #4) | PRI Solar Gardens LP | CO | 20 | 2016-12-11 | 2016-12-22 | 2036-12-10 | Renewables | Solar Ground Mounted | Solar | Dx | Sturgeon Falls | Nipissing | Northeast
FIT 2 | 0.25 | 8711Keele | Community Solar Assets 2 Limited | CO | 20 | 2015-02-26 | 2015-05-22 | 2035-02-25 | Renewables | Solar Rooftop | Solar | Dx | Concord | York | Toronto
FIT 2 | 0.1 | Endura Energy - 2 Airpark | Guelph Solar and Solera LP | CO | 20 | 2015-02-21 | 2015-08-20 | 2035-02-20 | Renewables | Solar Rooftop | Solar | Dx | Guelph | Wellington | Southwest
FIT 2 | 0.32 | 4350 Harvester / Waxman | WC Enerco Inc. | CO | 20 | 2015-04-23 | 2015-08-05 | 2035-04-22 | Renewables | Solar Rooftop | Solar | Dx | Burlington | Halton | Southwest
FIT 2 | 0.136 | Zion Heights JHS | TSPS (Portfolio 2) Limited Partnership | CO | 20 | 2016-09-03 | 2016-08-02 | 2036-08-01 | Renewables | Solar Rooftop | Solar | Dx | Toronto | Toronto | Toronto
FIT 2 | 0.084175 | Wasaga Paintball Adventure | SCCEC LP | CO | 20 | 2015-04-10 | 2015-09-12 | 2035-04-09 | Renewables | Solar Rooftop | Solar | Dx | Elmvale | Simcoe | Southwest
FIT 2 | 0.2 | S01-271 Yorktech | 8180792 Canada Inc. | CO | 20 | 2015-03-26 | 2015-09-08 | 2035-03-25 | Renewables | Solar Rooftop | Solar | Dx | Markham | York | Toronto
FIT 2 | 0.09979 | Abernant Vet Clinic | SCCEC LP | CO | 20 | 2015-04-10 | 2014-12-15 | 2034-12-14 | Renewables | Solar Rooftop | Solar | Dx | Stayner | Simcoe | Southwest
FIT 2 | 0.1 | KER-28558 Kerwood | GSC RP5 LP | CO | 20 | 2015-03-07 | 2014-12-09 | 2034-12-08 | Renewables | Solar Rooftop | Solar | Dx | Kerwood | Middlesex | West
FIT 2 | 0.075 | YCDSB - Notre Dame | Potentia Solar 7 Limited Partnership | CO | 20 | 2015-03-12 | 2015-03-17 | 2035-03-11 | Renewables | Solar Rooftop | Solar | Dx | Newmarket | York | Essa
FIT 2 | 0.048 | Pelmo Park PS | TSPS (Portfolio 2) Limited Partnership | CO | 20 | 2016-08-22 | 2016-08-31 | 2036-08-21 | Renewables | Solar Rooftop | Solar | Dx | Toronto | Toronto | Toronto
FIT 2 | 0.1 | Ernest Cumberland ES | Potentia Solar 5 Limited Partnership | CO | 20 | 2015-02-28 | 2015-08-14 | 2035-02-27 | Renewables | Solar Rooftop | Solar | Dx | Alliston | Simcoe | Southwest
FIT 2 | 0.0594 | St. Clements Catholic Elementary School | Potentia Solar 6 Limited Partnership | CO | 20 | 2015-04-03 | 2015-06-25 | 2035-04-02 | Renewables | Solar Rooftop | Solar | Dx | St. Clements | Waterloo | Southwest
FIT 2 | 0.25 | Solar@169RamForestRd | 345388 Ontario Limited and 1632770 Ontario Inc., as Joint Venturers c.o.b. Ram Forest Storage | CO | 20 | 2015-04-01 | 2015-08-17 | 2035-03-31 | Renewables | Solar Rooftop | Solar | Dx | Gormley | York | Essa
FIT 2 | 0.049665 | Tollendale290 | Simcoe County Christian Senior Home Inc. | CO | 20 | 2015-04-01 | 2015-03-16 | 2035-03-15 | Renewables | Solar Rooftop | Solar | Dx | Barrie | Simcoe | Essa
FIT 2 | 0.099975 | Jobo Farms Barn 1 | Jobo Farms Inc. | CO | 20 | 2015-02-26 | 2014-08-13 | 2034-08-12 | Renewables | Solar Rooftop | Solar | Dx | North Augusta | Leeds and Grenville | East
FIT 2 | 0.0464 | Nelson Mandela Park P.S | TSPS (Portfolio 2) Limited Partnership | CO | 20 | 2016-08-22 | 2016-04-11 | 2036-04-10 | Renewables | Solar Rooftop | Solar | Dx | Toronto | Toronto | Toronto
FIT 2 | 0.2495 | Grasshopper 120 McLevin | ICM Realty Group Solar 2013 Inc. | CO | 20 | 2015-04-23 | 2015-07-17 | 2035-04-22 | Renewables | Solar Rooftop | Solar | Dx | Toronto | Toronto | Toronto
FIT 2 | 0.068 | Westway JS | TSPS (Portfolio 2) Limited Partnership | CO | 20 | 2016-08-29 | 2016-10-31 | 2036-08-28 | Renewables | Solar Rooftop | Solar | Dx | Toronto | Toronto | Toronto
FIT 2 | 0.06 | GROUP 6 | DENNIS PAUL RIVEST | CO | 20 | 2015-07-24 | 2015-02-09 | 2035-02-08 | Renewables | Solar Rooftop | Solar | Dx | Windsor | Essex | West
FIT 2 | 0.19 | Bonnechere Manor | Corporation of the County of Renfrew, Bonnechere Manor - Home For The Aged | CO | 20 | 2015-03-07 | 2014-09-02 | 2034-09-01 | Renewables | Solar Rooftop | Solar | Dx | Renfrew | Renfrew | East
FIT 2 | 0.25 | SMART-M 002PV | SSTI Mavis Mississauga, LLC | CO | 20 | 2015-04-08 | 2014-09-22 | 2034-09-21 | Renewables | Solar Rooftop | Solar | Dx | Mississauga | Peel | Toronto
FIT 2 | 0.5 | STR-456 Albert | Métis Nation of Ontario - BrightRoof Solar LP | CO | 20 | 2015-03-12 | 2014-11-27 | 2034-11-26 | Renewables | Solar Rooftop | Solar | Dx | Strathroy | Middlesex | West
FIT 2 | 0.21 | YCDSB - St. Theresa of Lisieux | Potentia Solar 7 Limited Partnership | CO | 20 | 2015-03-12 | 2015-06-22 | 2035-03-11 | Renewables | Solar Rooftop | Solar | Dx | Richmond Hill | York | Toronto
FIT 2 | 0.172 | Etobicoke CI | TSPS (Portfolio 1) Limited Partnership | CO | 20 | 2016-08-08 | 2015-10-21 | 2035-10-20 | Renewables | Solar Rooftop | Solar | Dx | Toronto | Toronto | Toronto
FIT 2 | 0.1 | LON-2391 Huron | Métis Nation of Ontario - BrightRoof Solar LP | CO | 20 | 2015-04-18 | 2015-06-10 | 2035-04-17 | Renewables | Solar Rooftop | Solar | Dx | London | Middlesex | West
FIT 2 | 0.175 | Elliott Grain | SE 2012 LP | CO | 20 | 2015-04-23 | 2014-12-03 | 2034-12-02 | Renewables | Solar Rooftop | Solar | Dx | Thorndale | Middlesex | West
FIT 2 | 0.12 | Jarvis CI | TSPS (Portfolio 1) Limited Partnership | CO | 20 | 2016-08-15 | 2015-11-27 | 2035-11-26 | Renewables | Solar Rooftop | Solar | Dx | Toronto | Toronto | Toronto
FIT 2 | 0.2476 | 640 Rowntree Dairy Rd | 1465236 Ontario Inc | CO | 20 | 2015-04-18 | 2015-05-21 | 2035-04-17 | Renewables | Solar Rooftop | Solar | Dx | Woodbridge | York | Toronto
FIT 2 | 0.0228 | Wedgewood JS | TSPS (Portfolio 2) Limited Partnership | CO | 20 | 2016-08-29 | 2016-11-11 | 2036-08-28 | Renewables | Solar Rooftop | Solar | Dx | Toronto | Toronto | Toronto
FIT 2 | 0.25 | Solexica - 462 Kingston | Solexica Solar Ajax GP | CO | 20 | 2015-04-18 | 2015-04-27 | 2035-04-17 | Renewables | Solar Rooftop | Solar | Dx | Ajax | Durham | Toronto
FIT 2 | 0.025 | Crestline Solar Project | CRESTLINE INVESTMENTS LIMITED | CO | 20 | 2015-02-19 | 2014-11-01 | 2034-10-31 | Renewables | Solar Rooftop | Solar | Dx | Aurora | York | Essa
FIT 2 | 0.25 | M03-328 Passmore | SHY1 2012 FIT2 LTD. | CO | 20 | 2015-04-01 | 2015-08-31 | 2035-03-31 | Renewables | Solar Rooftop | Solar | Dx | Toronto | Toronto | Toronto
FIT 2 | 0.116 | St Andrew's JHS | TSPS (Portfolio 2) Limited Partnership | CO | 20 | 2016-08-29 | 2016-04-29 | 2036-04-28 | Renewables | Solar Rooftop | Solar | Dx | Toronto | Toronto | Toronto
FIT 2 | 0.0464 | Guildwood Jr PS | TSPS (Portfolio 2) Limited Partnership | CO | 20 | 2016-08-15 | 2015-12-30 | 2035-12-29 | Renewables | Solar Rooftop | Solar | Dx | Toronto | Toronto | Toronto
FIT 2 | 0.0464 | Sloane PS | TSPS (Portfolio 2) Limited Partnership | CO | 20 | 2016-08-29 | 2016-05-05 | 2036-05-04 | Renewables | Solar Rooftop | Solar | Dx | Toronto | Toronto | Toronto
FIT 2 | 0.06 | YCDSB - St. Padre Pio | Potentia Solar 7 Limited Partnership | CO | 20 | 2015-03-05 | 2015-03-17 | 2035-03-04 | Renewables | Solar Rooftop | Solar | Dx | Woodbridge | York | Toronto
FIT 2 | 0.09995 | Scheurwater Project | SE 2012 LP | CO | 20 | 2015-04-23 | 2014-10-02 | 2034-10-01 | Renewables | Solar Rooftop | Solar | Dx | Teeswater | Bruce | Southwest
FIT 2 | 0.46 | Midland CI | TSPS (Portfolio 1) Limited Partnership | CO | 20 | 2016-08-22 | 2015-06-30 | 2035-06-29 | Renewables | Solar Rooftop | Solar | Dx | Toronto | Toronto | Toronto
FIT 2 | 0.1 | Birchview Dunes ES | Potentia Solar 5 Limited Partnership | CO | 20 | 2015-04-03 | 2015-09-01 | 2035-04-02 | Renewables | Solar Rooftop | Solar | Dx | Wasaga Beach | Simcoe | Southwest
FIT 2 | 0.025 | 187GeorgeCarter10 | Carter Automotive | CO | 20 | 2015-04-08 | 2015-06-18 | 2035-04-07 | Renewables | Solar Rooftop | Solar | Dx | Omemee | Kawartha Lakes | East
FIT 2 | 0.15 | Solexica - 130 Royal Crest | Solexica Solar Markham GP | CO | 20 | 2015-04-16 | 2015-01-06 | 2035-01-05 | Renewables | Solar Rooftop | Solar | Dx | Markham | York | Toronto
FIT 2 | 0.103 | Greenlife Centre | Kennison Properties Inc. | CO | 20 | 2015-04-23 | 2015-03-12 | 2035-03-11 | Renewables | Solar Rooftop | Solar | Dx | Markham | York | Toronto
FIT 2 | 0.0464 | Terraview-Willowfield PS | TSPS (Portfolio 2) Limited Partnership | CO | 20 | 2016-08-29 | 2015-08-31 | 2035-08-30 | Renewables | Solar Rooftop | Solar | Dx | Toronto | Toronto | Toronto
FIT 2 | 0.0432 | Mono Cliffs Outdoor Ed. & Con. Ctr | TSPS (Portfolio 2) Limited Partnership | CO | 20 | 2016-08-29 | 2016-11-29 | 2036-08-28 | Renewables | Solar Rooftop | Solar | Dx | Orangeville | Dufferin | Southwest
FIT 2 | 0.048 | Hollywood PS | TSPS (Portfolio 2) Limited Partnership | CO | 20 | 2016-08-15 | 2016-11-28 | 2036-08-14 | Renewables | Solar Rooftop | Solar | Dx | Toronto | Toronto | Toronto
FIT 2 | 0.096 | Pleasant View JHS | TSPS (Portfolio 2) Limited Partnership | CO | 20 | 2016-08-22 | 2016-08-02 | 2036-08-01 | Renewables | Solar Rooftop | Solar | Dx | Toronto | Toronto | Toronto
FIT 2 | 0.2 | 50 McCleary Court | 2344215 Ontario Inc. | CO | 20 | 2015-04-18 | 2015-06-25 | 2035-04-17 | Renewables | Solar Rooftop | Solar | Dx | Concord | York | Toronto
FIT 2 | 0.15 | John English JMS | TSPS (Portfolio 2) Limited Partnership | CO | 20 | 2016-08-15 | 2016-11-29 | 2036-08-14 | Renewables | Solar Rooftop | Solar | Dx | Toronto | Toronto | Toronto
FIT 2 | 0.055 | YCDSB - St. Thomas Aquinas | Potentia Solar 7 Limited Partnership | CO | 20 | 2015-04-01 | 2015-06-29 | 2035-03-31 | Renewables | Solar Rooftop | Solar | Dx | Keswick | York | Essa
FIT 2 | 0.5 | SOMEREN SOLAR (Hydro Line Road) | PRI Solar Gardens LP | CO | 20 | 2016-12-11 | 2016-04-07 | 2036-04-06 | Renewables | Solar Ground Mounted | Solar | Dx | Thornloe | Timiskaming | Northeast
FIT 2 | 0.075 | YCDSB - San Lorenzo Ruiz CES | Potentia Solar 7 Limited Partnership | CO | 20 | 2015-03-12 | 2014-12-19 | 2034-12-18 | Renewables | Solar Rooftop | Solar | Dx | Markham | York | Toronto
FIT 2 | 0.092 | C D Farquharson JPS | TSPS (Portfolio 1) Limited Partnership | CO | 20 | 2016-07-30 | 2015-05-25 | 2035-05-24 | Renewables | Solar Rooftop | Solar | Dx | Toronto | Toronto | Toronto
FIT 2 | 0.047995 | Chalkfarm PS | TSPS (Portfolio 2) Limited Partnership | CO | 20 | 2016-08-01 | 2016-10-28 | 2036-07-31 | Renewables | Solar Rooftop | Solar | Dx | Toronto | Toronto | Toronto
FIT 2 | 0.05418 | Solar@381WestSt | 1315161 Ontario Inc. | CO | 20 | 2015-04-01 | 2015-03-16 | 2035-03-15 | Renewables | Solar Rooftop | Solar | Dx | Orillia | Simcoe | Essa
FIT 2 | 0.172 | Riverdale CI | TSPS (Portfolio 2) Limited Partnership | CO | 20 | 2016-08-27 | 2016-01-27 | 2036-01-26 | Renewables | Solar Rooftop | Solar | Dx | Toronto | Toronto | Toronto
FIT 2 | 0.107 | GTEC Micro ReLo | The Corporation of the Town of Blind River | CO | 20 | 2016-11-25 | 2015-04-08 | 2035-04-07 | Renewables | Solar Ground Mounted | Solar | Dx | Blind River | Algoma | Northeast
FIT 2 | 0.125 | RS Atlantic Court | N&G LP | CO | 20 | 2015-02-21 | 2015-06-29 | 2035-02-20 | Renewables | Solar Rooftop | Solar | Dx | London | Middlesex | West
FIT 2 | 0.2256 | Sir William Osler HS | TSPS (Portfolio 1) Limited Partnership | CO | 20 | 2016-08-29 | 2015-10-02 | 2035-10-01 | Renewables | Solar Rooftop | Solar | Dx | Toronto | Toronto | Toronto
FIT 2 | 0.15 | 25 Hunter Ground | Charter Construction Limited | CO | 20 | 2017-01-26 | 2015-05-05 | 2035-05-04 | Renewables | Solar Ground Mounted | Solar | Dx | Orillia | Simcoe | Essa
FIT 2 | 0.25 | Rye Park Solar | Rye Park Solar LP | CO | 20 | 2015-04-18 | 2014-10-20 | 2034-10-19 | Renewables | Solar Rooftop | Solar | Dx | Peterborough | Peterborough | East
FIT 2 | 0.2 | Gleeson-McGuire PV Solar | Gleeson Solar Farms Ltd. | CO | 20 | 2015-04-10 | 2015-06-15 | 2035-04-09 | Renewables | Solar Rooftop | Solar | Dx | Moorefield | Wellington | Southwest
FIT 2 | 0.27814 | HORLINGS 55 BERNHARDT RD | WILLIAM HORLINGS & SONS LIMITED | CO | 20 | 2015-04-08 | 2015-08-25 | 2035-04-07 | Renewables | Solar Rooftop | Solar | Dx | Newmarket | York | Essa
FIT 2 | 0.324 | Martingrove CI | TSPS (Portfolio 1) Limited Partnership | CO | 20 | 2016-08-22 | 2015-10-29 | 2035-10-28 | Renewables | Solar Rooftop | Solar | Dx | Toronto | Toronto | Toronto
FIT 2 | 0.5 | Endura Energy - 520 Abilene | Community Solar Assets 2 Limited | CO | 20 | 2015-02-26 | 2015-07-13 | 2035-02-25 | Renewables | Solar Rooftop | Solar | Dx | Mississauga | Peel | Toronto
FIT 2 | 0.25 | Resurrection Catholic High School | Potentia Solar 6 Limited Partnership | CO | 20 | 2015-04-08 | 2015-09-02 | 2035-04-07 | Renewables | Solar Rooftop | Solar | Dx | Kitchener | Waterloo | Southwest
FIT 2 | 0.07 | Yorkshire Solar 1 | Yorkshire Farms Ltd. | CO | 20 | 2015-04-10 | 2014-12-17 | 2034-12-16 | Renewables | Solar Rooftop | Solar | Dx | Lakehurst | Peterborough | East
FIT 2 | 0.1 | Claremont Community Centre | Elexicon Energy Inc., Solera Sustainable Energies Company Limited, TREC SolarShare Co-operative (No. 1) Inc. | CO | 20 | 2015-02-26 | 2015-06-15 | 2035-02-25 | Renewables | Solar Rooftop | Solar | Dx | Pickering | Durham | Toronto
FIT 2 | 0.5 | Mall Solar I | CEW SUPERIOR VI LIMITED PARTNERSHIP | CO | 20 | 2015-04-23 | 2015-09-29 | 2035-04-22 | Renewables | Solar Rooftop | Solar | Dx | Cobourg | Northumberland | East
FIT 2 | 0.15 | Forest Hill PS | Potentia Solar 5 Limited Partnership | CO | 20 | 2015-03-12 | 2015-08-27 | 2035-03-11 | Renewables | Solar Rooftop | Solar | Dx | Midhurst | Simcoe | Essa
FIT 2 | 0.03 | Parkwood 2.0 | PARKWOOD NON-PROFIT HOUSING CORPORATION (WINDSOR) | CO | 20 | 2015-04-01 | 2015-09-03 | 2035-03-31 | Renewables | Solar Rooftop | Solar | Dx | Windsor | Essex | West
FIT 2 | 0.1 | 1126 Sutton St, Kincardine | Solartek Green Earth Rooftop LP | CO | 20 | 2015-04-23 | 2015-10-05 | 2035-04-22 | Renewables | Solar Rooftop | Solar | Dx | Kincardine | Bruce | Bruce
FIT 2 | 0.134 | Guelph Community Christian School | John Calvin Christian School Society | CO | 20 | 2015-04-10 | 2015-07-27 | 2035-04-09 | Renewables | Solar Rooftop | Solar | Dx | Guelph | Wellington | Southwest
FIT 2 | 0.0624 | Scarborough Village PS | TSPS (Portfolio 1) Limited Partnership | CO | 20 | 2016-08-27 | 2014-12-15 | 2034-12-14 | Renewables | Solar Rooftop | Solar | Dx | Toronto | Toronto | Toronto
FIT 2 | 0.15 | SWM Arena 150kW | Solar Income Fund LP (#5) | CO | 20 | 2015-05-27 | 2015-09-29 | 2035-05-26 | Renewables | Solar Rooftop | Solar | Dx | Glencoe | Middlesex | West
FIT 2 | 0.25 | Geene Solar PV | Gerardus Geene | CO | 20 | 2015-04-16 | 2015-07-07 | 2035-04-15 | Renewables | Solar Rooftop | Solar | Dx | Goderich | Huron | Bruce
FIT 2 | 0.139 | Constrained Rooftop | J.C.K.G. Holdings Inc. | CO | 20 | 2016-04-28 | 2016-07-27 | 2036-04-27 | Renewables | Solar Rooftop | Solar | Dx | Chepstow | Bruce | Southwest
FIT 2 | 0.095 | 1855 Drew | FRC MANAGEMENT INC. | CO | 20 | 2015-02-19 | 2015-06-09 | 2035-02-18 | Renewables | Solar Rooftop | Solar | Dx | Mississauga | Peel | Toronto
FIT 2 | 0.21392 | LIFE SOLAR 2 | LIFE SOLAR 2 INC. | CO | 20 | 2015-02-21 | 2015-08-13 | 2035-02-20 | Renewables | Solar Rooftop | Solar | Dx | Cambridge | Waterloo | Southwest
FIT 2 | 0.0432 | Churchill PS | TSPS (Portfolio 2) Limited Partnership | CO | 20 | 2016-08-01 | 2015-08-20 | 2035-08-19 | Renewables | Solar Rooftop | Solar | Dx | Toronto | Toronto | Toronto
FIT 2 | 0.5 | AGRIS Solar (LT 5 CON 2 HARLEY) | AGRIS Solar Co-operative Inc. | CO | 20 | 2016-12-11 | 2015-04-28 | 2035-04-27 | Renewables | Solar Ground Mounted | Solar | Dx | Thornloe | Timiskaming | Northeast
FIT 2 | 0.15 | RS Brantford | Nautilus Eagle Lake Solar I Limited Partnership | CO | 20 | 2015-03-26 | 2015-05-11 | 2035-03-25 | Renewables | Solar Rooftop | Solar | Dx | Brantford | Brant | Southwest
FIT 2 | 0.35 | TNT-274 Humberline | Métis Nation of Ontario - BrightRoof Solar LP | CO | 20 | 2015-03-12 | 2015-01-22 | 2035-01-21 | Renewables | Solar Rooftop | Solar | Dx | Toronto | Toronto | Toronto
FIT 2 | 0.048 | Highview PS | TSPS (Portfolio 2) Limited Partnership | CO | 20 | 2016-08-15 | 2016-09-30 | 2036-08-14 | Renewables | Solar Rooftop | Solar | Dx | Toronto | Toronto | Toronto
FIT 2 | 0.061 | Cherokee PS | TSPS (Portfolio 2) Limited Partnership | CO | 20 | 2016-08-01 | 2016-09-30 | 2036-07-31 | Renewables | Solar Rooftop | Solar | Dx | Toronto | Toronto | Toronto
FIT 2 | 0.072 | Terry Fox PS | TSPS (Portfolio 1) Limited Partnership | CO | 20 | 2016-08-29 | 2015-12-30 | 2035-12-29 | Renewables | Solar Rooftop | Solar | Dx | Toronto | Toronto | Toronto
FIT 2 | 0.0228 | North Bendale Jr PS | TSPS (Portfolio 2) Limited Partnership | CO | 20 | 2016-08-22 | 2016-11-28 | 2036-08-21 | Renewables | Solar Rooftop | Solar | Dx | Toronto | Toronto | Toronto
FIT 2 | 0.235 | YCDSB - St. Joan of Arc CHS | Potentia Solar 7 Limited Partnership | CO | 20 | 2015-03-05 | 2015-08-10 | 2035-03-04 | Renewables | Solar Rooftop | Solar | Dx | Vaughan | York | Toronto
FIT 2 | 0.046 | Cosburn MS | TSPS (Portfolio 2) Limited Partnership | CO | 20 | 2016-08-01 | 2016-11-29 | 2036-07-31 | Renewables | Solar Rooftop | Solar | Dx | Toronto | Toronto | Toronto
FIT 2 | 0.05 | SS Kyle Solar LP | SS Kyle Solar LP | CO | 20 | 2015-04-18 | 2014-12-23 | 2034-12-22 | Renewables | Solar Rooftop | Solar | Dx | Lancaster | Stormont, Dundas and Glengarry | East
FIT 2 | 0.09976 | Verner Home Furniture Solar | 2869727 Ontario Inc. | CO | 20 | 2015-03-07 | 2015-04-25 | 2035-03-06 | Renewables | Solar Rooftop | Solar | Dx | Verner | Nipissing | Northeast
FIT 2 | 0.08 | CCS/Stan Adams Fanshawe 80kW | Solar Income Fund LP (#5) | CO | 20 | 2015-05-27 | 2015-11-13 | 2035-05-26 | Renewables | Solar Rooftop | Solar | Dx | London | Middlesex | West
FIT 2 | 0.185 | YCDSB - St. Elizabeth CHS | Potentia Solar 7 Limited Partnership | CO | 20 | 2015-03-05 | 2015-01-05 | 2035-01-04 | Renewables | Solar Rooftop | Solar | Dx | Thornhill | York | Toronto
FIT 2 | 0.0432 | Garden Avenue Jr PS | TSPS (Portfolio 2) Limited Partnership | CO | 20 | 2016-08-08 | 2016-02-01 | 2036-01-31 | Renewables | Solar Rooftop | Solar | Dx | Toronto | Toronto | Toronto
FIT 2 | 0.24 | Sir Oliver Mowat CI | TSPS (Portfolio 1) Limited Partnership | CO | 20 | 2016-08-29 | 2015-06-25 | 2035-06-24 | Renewables | Solar Rooftop | Solar | Dx | Toronto | Toronto | Toronto
FIT 2 | 0.4 | FLT ENERGY INC WALLACEBURG | FLT ENERGY INC. | CO | 20 | 2016-12-19 | 2014-09-04 | 2034-09-03 | Renewables | Solar Ground Mounted | Solar | Dx | Wallaceburg | Chatham-Kent | West
FIT 2 | 0.33 | Solvation-F | SUNSHARE1 LP | CO | 20 | 2017-01-26 | 2016-09-01 | 2036-08-31 | Renewables | Solar Ground Mounted | Solar | Dx | Blind River | Algoma | Northeast
FIT 2 | 0.088 | Clairlea PS | TSPS (Portfolio 1) Limited Partnership | CO | 20 | 2016-08-01 | 2014-12-30 | 2034-12-29 | Renewables | Solar Rooftop | Solar | Dx | Toronto | Toronto | Toronto
FIT 2 | 0.072 | Gulfstream PS | TSPS (Portfolio 1) Limited Partnership | CO | 20 | 2016-08-15 | 2015-04-24 | 2035-04-23 | Renewables | Solar Rooftop | Solar | Dx | Toronto | Toronto | Toronto
FIT 2 | 0.48 | FRITZ (Hallowell - West) | PRI Solar Gardens LP | CO | 20 | 2016-12-11 | 2016-03-31 | 2036-03-30 | Renewables | Solar Ground Mounted | Solar | Dx | Demorestville | Prince Edward | East
FIT 2 | 0.09979 | Langman Meadow Farms Ltd #2 | SCCEC LP | CO | 20 | 2015-04-01 | 2014-12-03 | 2034-12-02 | Renewables | Solar Rooftop | Solar | Dx | Elmvale | Simcoe | Essa
FIT 2 | 0.068 | Maryvale PS | TSPS (Portfolio 2) Limited Partnership | CO | 20 | 2016-08-22 | 2015-12-23 | 2035-12-22 | Renewables | Solar Rooftop | Solar | Dx | Toronto | Toronto | Toronto
FIT 2 | 0.5 | Toronto Zoo Biogas | ZooShare Biogas LP | CO | 20 | 2017-01-18 | 2018-07-18 | 2037-01-17 | Renewables | Bioenergy | Biogas | Dx | Toronto | Toronto | Toronto
FIT 3 | 0.15 | P169 | Reliant First Nation Limited Partnership | CO | 20 | 2017-09-11 | 2017-12-21 | 2037-09-10 | Renewables | Solar Rooftop | Solar | Dx | Brampton | Peel | Toronto
FIT 3 | 0.4 | EMP-2315 FAIRGROUNDS | 2387276 Ontario Inc. | CO | 20 | 2016-10-14 | 2017-04-18 | 2036-10-13 | Renewables | Solar Rooftop | Solar | Dx | Wasaga Beach | Simcoe | Southwest
FIT 3 | 0.1 | LDCSB Riverbend | Ameresco LDCSB Solar Inc. | CO | 20 | 2016-08-27 | 2016-07-25 | 2036-07-24 | Renewables | Solar Rooftop | Solar | Dx | London | Middlesex | West
FIT 3 | 0.25 | GG3-016 | GSC Southlake Solar LP | CO | 20 | 2017-09-03 | 2019-02-21 | 2037-09-02 | Renewables | Solar Ground Mounted | Solar | Dx | Sturgeon Falls | Nipissing | Northeast
FIT 3 | 0.5 | EEC Lakeshore MURF Solar PV Project | Essex Energy Corporation | CO | 20 | 2016-08-27 | 2015-12-04 | 2035-12-03 | Renewables | Solar Rooftop | Solar | Dx | Belle River | Essex | West
FIT 3 | 0.25 | 13 - Field and Flock Farms | Amber Solar Inc. | CO | 20 | 2016-10-10 | 2017-05-18 | 2036-10-09 | Renewables | Solar Rooftop | Solar | Dx | Aylmer | Elgin | West
FIT 3 | 0.165 | P039 | Reliant First Nation Limited Partnership | CO | 20 | 2017-09-09 | 2017-03-09 | 2037-03-08 | Renewables | Solar Rooftop | Solar | Dx | Mississauga | Peel | Toronto
FIT 3 | 0.40142 | P135 | Reliant First Nation Limited Partnership | CO | 20 | 2017-09-04 | 2017-02-28 | 2037-02-27 | Renewables | Solar Rooftop | Solar | Dx | Brampton | Peel | Toronto
FIT 3 | 0.25 | 40 Lewis Rd (GTDL) | SUNSHARE3 LP | CO | 20 | 2016-10-23 | 2016-09-01 | 2036-08-31 | Renewables | Solar Rooftop | Solar | Dx | Guelph | Wellington | Southwest
FIT 3 | 0.08 | 367 Woodlawn Rd W (Woodlawn Investments) | SUNSHARE2 LP | CO | 20 | 2016-10-10 | 2016-06-13 | 2036-06-12 | Renewables | Solar Rooftop | Solar | Dx | Guelph | Wellington | Southwest
FIT 3 | 0.5 | 35 Sinclair Ave. | 2387280 Ontario Inc. | CO | 20 | 2016-10-21 | 2017-04-21 | 2036-10-20 | Renewables | Solar Rooftop | Solar | Dx | Halton Hills | Halton | Toronto
FIT 3 | 0.1 | Carson Horse Arena | CK Solar Projects LP | CO | 20 | 2016-02-28 | 2016-09-08 | 2036-02-27 | Renewables | Solar Rooftop | Solar | Dx | Listowel | Perth | Southwest
FIT 3 | 0.5 | GE065B | SIF #2 Reliant Essex LP | CO | 20 | 2016-10-21 | 2017-04-21 | 2036-10-20 | Renewables | Solar Rooftop | Solar | Dx | Windsor | Essex | West
FIT 3 | 0.165 | P096 | Reliant First Nation Limited Partnership | CO | 20 | 2017-09-09 | 2018-02-14 | 2037-09-08 | Renewables | Solar Rooftop | Solar | Dx | Mississauga | Peel | Toronto
FIT 3 | 0.19192 | P180 | Reliant First Nation Limited Partnership | CO | 20 | 2017-09-04 | 2017-12-07 | 2037-09-03 | Renewables | Solar Rooftop | Solar | Dx | Brampton | Peel | Toronto
FIT 3 | 0.075 | P063 | Reliant First Nation Limited Partnership | CO | 20 | 2017-09-16 | 2018-02-06 | 2037-09-15 | Renewables | Solar Rooftop | Solar | Dx | Mississauga | Peel | Toronto
FIT 3 | 0.12 | SPN 016 | SPN LP 1 | CO | 20 | 2016-10-28 | 2017-04-06 | 2036-10-27 | Renewables | Solar Rooftop | Solar | Dx | Windsor | Essex | West
FIT 3 | 0.5 | QPA Grd 349 - Gravel Pit | QS4 2012 LP | CO | 20 | 2017-08-29 | 2017-11-08 | 2037-08-28 | Renewables | Solar Ground Mounted | Solar | Dx | Parkhill | Middlesex | Southwest
FIT 3 | 0.25 | MALETTE DRAINAGE 250KW | AP SOLAR LP | CO | 20 | 2016-08-27 | 2016-07-06 | 2036-07-05 | Renewables | Solar Rooftop | Solar | Dx | Lefaivre | Prescott and Russell | Ottawa
FIT 3 | 0.25 | P057A | Reliant First Nation Limited Partnership | CO | 20 | 2017-09-11 | 2018-01-30 | 2037-09-10 | Renewables | Solar Rooftop | Solar | Dx | Mississauga | Peel | Toronto
FIT 3 | 0.161 | P149 | Reliant First Nation Limited Partnership | CO | 20 | 2017-09-11 | 2017-12-22 | 2037-09-10 | Renewables | Solar Rooftop | Solar | Dx | Brampton | Peel | Toronto
FIT 3 | 0.5 | NSPG Fixed 200 V2 | NORTH SHORE POWER GROUP INC. | CO | 20 | 2017-09-16 | 2017-06-06 | 2037-06-05 | Renewables | Solar Ground Mounted | Solar | Dx | Blind River | Algoma | Northeast
FIT 3 | 0.21 | SPN 361 | SPN LP 3 | CO | 20 | 2016-10-10 | 2017-04-04 | 2036-10-09 | Renewables | Solar Rooftop | Solar | Dx | Oakville | Halton | Southwest
FIT 3 | 0.1 | South Sun 2 | Liam George Thomas McCreery | CO | 20 | 2016-08-27 | 2017-03-28 | 2036-08-26 | Renewables | Solar Rooftop | Solar | Dx | Woodstock | Oxford | Southwest
FIT 3 | 0.112 | GE056 | SIF #2 Reliant Essex LP | CO | 20 | 2016-03-11 | 2016-10-18 | 2036-03-10 | Renewables | Solar Rooftop | Solar | Dx | Windsor | Essex | West
FIT 3 | 0.19 | GE047 | SIF #2 Reliant Essex LP | CO | 20 | 2016-03-04 | 2016-12-21 | 2036-03-03 | Renewables | Solar Rooftop | Solar | Dx | Harrow | Essex | West
FIT 3 | 0.25 | St. Joseph's West 2 | QS15 2012 LP | CO | 20 | 2016-02-28 | 2016-07-21 | 2036-02-27 | Renewables | Solar Rooftop | Solar | Dx | Hamilton | Hamilton | Southwest
FIT 3 | 0.105 | P126 | Reliant First Nation Limited Partnership | CO | 20 | 2017-09-11 | 2017-08-14 | 2037-08-13 | Renewables | Solar Rooftop | Solar | Dx | Mississauga | Peel | Southwest
FIT 3 | 0.5 | SPN 353 | SPN LP 2 | CO | 20 | 2016-10-28 | 2017-04-28 | 2036-10-27 | Renewables | Solar Rooftop | Solar | Dx | Tilbury | Chatham-Kent | West
FIT 3 | 0.17 | GE009 | SIF #2 Reliant Essex LP | CO | 20 | 2016-03-09 | 2016-08-16 | 2036-03-08 | Renewables | Solar Rooftop | Solar | Dx | Windsor | Essex | West
FIT 3 | 0.36 | SPN 334 | SPN LP 2 | CO | 20 | 2016-10-28 | 2017-04-27 | 2036-10-27 | Renewables | Solar Rooftop | Solar | Dx | Wallaceburg | Chatham-Kent | West
FIT 3 | 0.12797 | P218 | Reliant First Nation Limited Partnership | CO | 20 | 2017-09-16 | 2017-03-10 | 2037-03-09 | Renewables | Solar Rooftop | Solar | Dx | Mississauga | Peel | Toronto
FIT 3 | 0.5 | SFF 17 | 2387282 Ontario Inc. | CO | 20 | 2018-04-16 | 2018-06-28 | 2038-04-15 | Renewables | Solar Ground Mounted | Solar | Dx | Madoc | Hastings | East
FIT 3 | 0.225 | P159 | Reliant First Nation Limited Partnership | CO | 20 | 2017-09-04 | 2017-10-27 | 2037-09-03 | Renewables | Solar Rooftop | Solar | Dx | Brampton | Peel | Toronto
FIT 3 | 0.5 | EEDI KI2 | Community Solar Assets 4 Limited | CO | 20 | 2017-08-29 | 2017-06-08 | 2037-06-07 | Renewables | Solar Ground Mounted | Solar | Dx | Kingston | Frontenac | East
FIT 3 | 0.3 | OT-3637 WESTON | 2387276 Ontario Inc. | CO | 20 | 2016-10-14 | 2017-04-13 | 2036-10-13 | Renewables | Solar Rooftop | Solar | Dx | Toronto | Toronto | Toronto
FIT 3 | 0.5 | SPN 333 | SPN LP 2 | CO | 20 | 2016-10-28 | 2017-04-27 | 2036-10-27 | Renewables | Solar Rooftop | Solar | Dx | Wallaceburg | Chatham-Kent | West
FIT 3 | 0.5 | SunEdison ON-11-0707 | GSC Southlake Solar LP | CO | 20 | 2017-09-02 | 2018-06-15 | 2037-09-01 | Renewables | Solar Ground Mounted | Solar | Dx | Hillsburgh | Wellington | Southwest
FIT 3 | 0.5 | London Optimist Sports Centre | ME11 2012 LP | CO | 20 | 2016-02-29 | 2016-01-27 | 2036-01-26 | Renewables | Solar Rooftop | Solar | Dx | London | Middlesex | West
FIT 3 | 0.165 | P205 | Reliant First Nation Limited Partnership | CO | 20 | 2017-09-11 | 2017-04-27 | 2037-04-26 | Renewables | Solar Rooftop | Solar | Dx | Brampton | Peel | Toronto
FIT 3 | 0.25 | Ron Van Geel | QS4 2012 LP | CO | 20 | 2017-08-29 | 2017-09-18 | 2037-08-28 | Renewables | Solar Ground Mounted | Solar | Dx | Lucan | Middlesex | Southwest
FIT 3 | 0.05 | QPA 346 - Works Dept. Roof | QS4 2012 LP | CO | 20 | 2016-02-28 | 2016-01-20 | 2036-01-19 | Renewables | Solar Rooftop | Solar | Dx | Ailsa Craig | Middlesex | Southwest
FIT 3 | 0.25 | Wheeler_10020842v4 | Skyline Private Opportunities Corp. | CO | 20 | 2016-08-27 | 2016-10-05 | 2036-08-26 | Renewables | Solar Rooftop | Solar | Dx | Lanark | Lanark | East
FIT 3 | 0.5 | SPN 318 | SPN LP 7 | CO | 20 | 2016-10-16 | 2017-04-12 | 2036-10-15 | Renewables | Solar Rooftop | Solar | Dx | Toronto | Toronto | Toronto
FIT 3 | 0.04 | St. Gabriel Catholic Elementary School | Ottawa Catholic District School Board | CO | 20 | 2016-03-18 | 2016-07-25 | 2036-03-17 | Renewables | Solar Rooftop | Solar | Dx | Ottawa | Ottawa | Ottawa
FIT 3 | 0.03 | Heart Lake CRC Rooftop Solar PV Project | The Regional Municipality of Peel | CO | 20 | 2016-03-18 | 2016-03-15 | 2036-03-14 | Renewables | Solar Rooftop | Solar | Dx | Brampton | Peel | Toronto
FIT 3 | 0.2 | Solexica - 171 Esna Park | Solexica Solar Brampton GP | CO | 20 | 2016-10-23 | 2017-04-05 | 2036-10-22 | Renewables | Solar Rooftop | Solar | Dx | Markham | York | Toronto
FIT 3 | 0.30909 | SPN 534 | SPN LP 3 | CO | 20 | 2016-02-29 | 2015-10-21 | 2035-10-20 | Renewables | Solar Rooftop | Solar | Dx | Dresden | Chatham-Kent | West
FIT 3 | 0.19196 | P209 | Reliant First Nation Limited Partnership | CO | 20 | 2016-03-04 | 2016-08-31 | 2036-03-03 | Renewables | Solar Rooftop | Solar | Dx | Brampton | Peel | Toronto
FIT 3 | 0.25 | 80 Regal Road 2 | 2356932 ONTARIO INC. | CO | 20 | 2016-10-10 | 2017-04-03 | 2036-10-09 | Renewables | Solar Rooftop | Solar | Dx | Guelph | Wellington | Southwest
FIT 3 | 0.5 | Northam Building 5 | Orillia Power Generation Corporation | CO | 20 | 2016-03-16 | 2016-09-13 | 2036-03-15 | Renewables | Solar Rooftop | Solar | Dx | Cobourg | Northumberland | East
FIT 3 | 0.23 | SPN 094 | SPN LP 3 | CO | 20 | 2016-02-28 | 2016-09-14 | 2036-02-27 | Renewables | Solar Rooftop | Solar | Dx | Toronto | Toronto | Toronto
FIT 3 | 0.1 | GreenLife Solar 6 | GreenLife Solar Projects Inc. | CO | 20 | 2018-04-10 | 2019-03-28 | 2038-04-09 | Renewables | Solar Ground Mounted | Solar | Dx | Castleton | Northumberland | East
FIT 3 | 0.5 | SFF 23 | 2387282 Ontario Inc. | CO | 20 | 2018-04-14 | 2018-06-27 | 2038-04-13 | Renewables | Solar Ground Mounted | Solar | Dx | Enterprise | Lennox and Addington | East
FIT 3 | 0.11 | SPN 528 | SPN LP 3 | CO | 20 | 2016-02-29 | 2016-05-19 | 2036-02-28 | Renewables | Solar Rooftop | Solar | Dx | Wallaceburg | Chatham-Kent | West
FIT 3 | 0.075 | Kipling Acres Phase 2 | City of Toronto | CO | 20 | 2016-08-27 | 2017-07-18 | 2036-08-26 | Renewables | Solar Rooftop | Solar | Dx | Toronto | Toronto | Toronto
FIT 3 | 0.165 | P048 | Reliant First Nation Limited Partnership | CO | 20 | 2017-09-09 | 2017-04-28 | 2037-04-27 | Renewables | Solar Rooftop | Solar | Dx | Brampton | Peel | Toronto
FIT 3 | 0.2189 | SPN 380 | SPN LP 7 | CO | 20 | 2016-10-16 | 2017-04-30 | 2036-10-15 | Renewables | Solar Rooftop | Solar | Dx | Aurora | York | Essa
FIT 3 | 0.5 | GreenLife Solar 2 | GreenLife Solar Projects Inc. | CO | 20 | 2018-04-10 | 2019-07-30 | 2038-04-09 | Renewables | Solar Ground Mounted | Solar | Dx | Buckhorn | Peterborough | East
FIT 3 | 0.5 | OT-475 GARYRAY | OFIT GM INC. | CO | 20 | 2016-10-14 | 2017-08-28 | 2036-10-13 | Renewables | Solar Rooftop | Solar | Dx | Toronto | Toronto | Toronto
FIT 3 | 0.5 | Northam Building 4 | Orillia Power Generation Corporation | CO | 20 | 2016-03-16 | 2016-09-13 | 2036-03-15 | Renewables | Solar Rooftop | Solar | Dx | Cobourg | Northumberland | East
FIT 3 | 0.099975 | La Cité Collégiale (Orléans) | Collège d'arts appliqués et de technologie La Cité collégiale | CO | 20 | 2016-03-03 | 2015-11-13 | 2035-11-12 | Renewables | Solar Rooftop | Solar | Dx | Ottawa | Ottawa | Ottawa
FIT 3 | 0.25 | GT AR2 | TREC SolarShare Co-operative (No.1) Inc. | CO | 20 | 2016-02-29 | 2016-08-02 | 2036-02-28 | Renewables | Solar Rooftop | Solar | Dx | Earlton | Timiskaming | Northeast
FIT 3 | 0.27 | Greenlife Westside | Halton Standard Condominium Corporation #636 | CO | 20 | 2016-08-27 | 2016-02-02 | 2036-02-01 | Renewables | Solar Rooftop | Solar | Dx | Milton | Halton | Southwest
FIT 3 | 0.5 | GreenLife Solar 14 | GreenLife Solar Projects Inc. | CO | 20 | 2018-04-10 | 2019-02-21 | 2038-04-09 | Renewables | Solar Ground Mounted | Solar | Dx | Port Hope | Northumberland | East
FIT 3 | 0.22795 | P139 | Reliant First Nation Limited Partnership | CO | 20 | 2017-09-04 | 2017-03-21 | 2037-03-20 | Renewables | Solar Rooftop | Solar | Dx | Brampton | Peel | Toronto
FIT 3 | 0.054 | P007 | Reliant First Nation Limited Partnership | CO | 20 | 2017-09-11 | 2017-04-06 | 2037-04-05 | Renewables | Solar Rooftop | Solar | Dx | Mississauga | Peel | Toronto
FIT 3 | 0.19 | Avalon Catholic Elementary School | Ottawa Catholic District School Board | CO | 20 | 2016-08-27 | 2016-01-13 | 2036-01-12 | Renewables | Solar Rooftop | Solar | Dx | Ottawa | Ottawa | Ottawa
FIT 3 | 0.15 | P219 | Reliant First Nation Limited Partnership | CO | 20 | 2017-09-11 | 2017-08-14 | 2037-08-13 | Renewables | Solar Rooftop | Solar | Dx | Mississauga | Peel | Toronto
FIT 3 | 0.18 | 30 Mumford Dr (Perfetto Manufacturing Ltd.) | SUNSHARE2 LP | CO | 20 | 2016-10-23 | 2017-01-26 | 2036-10-22 | Renewables | Solar Rooftop | Solar | Dx | Lively | Greater Sudbury | Northeast
FIT 3 | 0.16 | 660 Superior Dr (Salus Marine Wear) | SUNSHARE1 LP | CO | 20 | 2016-02-29 | 2015-12-11 | 2035-12-10 | Renewables | Solar Rooftop | Solar | Dx | Waterloo | Waterloo | Southwest
FIT 3 | 0.15 | OT-49 BAKERSFIELD | 2387276 Ontario Inc. | CO | 20 | 2016-10-14 | 2017-04-13 | 2036-10-13 | Renewables | Solar Rooftop | Solar | Dx | Toronto | Toronto | Toronto
FIT 3 | 0.25 | SPN 227 | SPN LP 7 | CO | 20 | 2016-10-16 | 2017-04-18 | 2036-10-15 | Renewables | Solar Rooftop | Solar | Dx | Aurora | York | Essa
FIT 3 | 0.165 | P117 | Reliant First Nation Limited Partnership | CO | 20 | 2017-09-09 | 2018-01-17 | 2037-09-08 | Renewables | Solar Rooftop | Solar | Dx | Mississauga | Peel | Toronto
FIT 3 | 0.074 | QPA Roof 155 - Community Centre | QS4 2012 LP | CO | 20 | 2016-02-28 | 2015-12-01 | 2035-11-30 | Renewables | Solar Rooftop | Solar | Dx | Ailsa Craig | Middlesex | Southwest
FIT 3 | 0.25 | GG3-015 | GSC Southlake Solar LP | CO | 20 | 2017-09-02 | 2019-02-21 | 2037-09-01 | Renewables | Solar Ground Mounted | Solar | Dx | Sturgeon Falls | Nipissing | Northeast
FIT 3 | 0.0744 | QPA Roof 2 | QS4 2012 LP | CO | 20 | 2016-02-29 | 2015-12-01 | 2035-11-30 | Renewables | Solar Rooftop | Solar | Dx | Lucan | Middlesex | Southwest
FIT 3 | 0.1 | 4639 Lobsinger Line (Wellesley Township Office) | SUNSHARE1 LP | CO | 20 | 2016-03-02 | 2015-12-11 | 2035-12-10 | Renewables | Solar Rooftop | Solar | Dx | St. Clements | Waterloo | Southwest
FIT 3 | 0.13597 | P099 | Reliant First Nation Limited Partnership | CO | 20 | 2017-09-11 | 2017-06-21 | 2037-06-20 | Renewables | Solar Rooftop | Solar | Dx | Brampton | Peel | Toronto
FIT 3 | 0.135 | P071 | Reliant First Nation Limited Partnership | CO | 20 | 2017-09-11 | 2017-08-14 | 2037-08-13 | Renewables | Solar Rooftop | Solar | Dx | Mississauga | Peel | Toronto
FIT 3 | 0.25 | 2316 Bridge St (Schiedel View Farms) | Schiedel View Farms Inc. and Community Energy Development Co-operative Ltd. c.o.b. as CEDC TURKEY SUNSHARE JV | CO | 20 | 2016-02-28 | 2016-02-08 | 2036-02-07 | Renewables | Solar Rooftop | Solar | Dx | New Hamburg | Waterloo | Southwest
FIT 3 | 0.5 | CELESTE SOLAR LP 500KW | CELESTE SOLAR LP | CO | 20 | 2017-09-02 | 2019-02-22 | 2037-09-01 | Renewables | Solar Ground Mounted | Solar | Dx | Plantagenet | Prescott and Russell | Ottawa
FIT 3 | 0.25 | Cheff_10020643 | Skyline Private Opportunities Corp. | CO | 20 | 2016-08-27 | 2016-11-22 | 2036-08-26 | Renewables | Solar Rooftop | Solar | Dx | Renfrew | Renfrew | East
FIT 3 | 0.06 | Flamborough Machine Shop | QS6 2012 LP | CO | 20 | 2016-10-10 | 2016-10-21 | 2036-10-09 | Renewables | Solar Rooftop | Solar | Dx | Hamilton | Hamilton | Southwest
FIT 3 | 0.146 | GE050 | SIF #2 Reliant Essex LP | CO | 20 | 2016-03-11 | 2016-10-14 | 2036-03-10 | Renewables | Solar Rooftop | Solar | Dx | Leamington | Essex | West
FIT 3 | 0.1 | Carl Mantel - Roof | QS6 2012 LP | CO | 20 | 2016-02-29 | 2015-11-05 | 2035-11-04 | Renewables | Solar Rooftop | Solar | Dx | Hamilton | Hamilton | Southwest
FIT 3 | 0.25 | 400 Southgate Dr (RohnBrad) | SUNSHARE3 LP | CO | 20 | 2016-10-23 | 2016-11-03 | 2036-10-22 | Renewables | Solar Rooftop | Solar | Dx | Guelph | Wellington | Southwest
FIT 3 | 0.168 | SPN 248 | SPN LP 7 | CO | 20 | 2016-10-16 | 2017-04-18 | 2036-10-15 | Renewables | Solar Rooftop | Solar | Dx | Windsor | Essex | West
FIT 3 | 0.185 | HPEDSB Quinte SS | Ameresco HPEDSB Solar Inc. | CO | 20 | 2016-02-28 | 2016-07-25 | 2036-02-27 | Renewables | Solar Rooftop | Solar | Dx | Belleville | Hastings | East
FIT 3 | 0.5 | NSPG Fixed 100 | NORTH SHORE POWER GROUP INC. | CO | 20 | 2018-04-14 | 2018-07-20 | 2038-04-13 | Renewables | Solar Ground Mounted | Solar | Dx | Blind River | Algoma | Northeast
FIT 3 | 0.49999 | Solexica - 218 Wilkinson | Solexica Solar Brampton GP | CO | 20 | 2016-10-23 | 2017-04-05 | 2036-10-22 | Renewables | Solar Rooftop | Solar | Dx | Brampton | Peel | Toronto
FIT 3 | 0.1 | Building C - 550 Parkside | 2387281 Ontario Inc. | CO | 20 | 2016-10-21 | 2017-04-21 | 2036-10-20 | Renewables | Solar Rooftop | Solar | Dx | Waterloo | Waterloo | Southwest
FIT 3 | 0.1 | 4895 LIne 67 (R Riddell) | NORTH SHORE POWER GROUP INC. | CO | 20 | 2016-10-23 | 2017-03-06 | 2036-10-22 | Renewables | Solar Rooftop | Solar | Dx | Milverton | Perth | Southwest
FIT 3 | 0.18 | P203 | Reliant First Nation Limited Partnership | CO | 20 | 2017-09-04 | 2018-01-24 | 2037-09-03 | Renewables | Solar Rooftop | Solar | Dx | Brampton | Peel | Toronto
FIT 3 | 0.135 | P222 | Reliant First Nation Limited Partnership | CO | 20 | 2017-09-16 | 2017-02-21 | 2037-02-20 | Renewables | Solar Rooftop | Solar | Dx | Mississauga | Peel | Toronto
FIT 3 | 0.25 | Leonhardt-10020612 | Skyline Private Opportunities Corp. | CO | 20 | 2016-08-27 | 2016-10-18 | 2036-08-26 | Renewables | Solar Rooftop | Solar | Dx | Centreville | Lennox and Addington | East
FIT 3 | 0.25 | 550 Princess St (Shallow Lake Community Centre) | NORTH SHORE POWER GROUP INC. | CO | 20 | 2016-03-03 | 2016-03-11 | 2036-03-02 | Renewables | Solar Rooftop | Solar | Dx | Shallow Lake | Grey | Southwest
FIT 3 | 0.25 | GG3-006 | GSC Southlake Solar LP | CO | 20 | 2017-09-02 | 2019-02-21 | 2037-09-01 | Renewables | Solar Ground Mounted | Solar | Dx | Sturgeon Falls | Nipissing | Northeast
FIT 3 | 0.16545 | SPN 017 | LDREC SPN LP | CO | 20 | 2016-10-10 | 2017-03-01 | 2036-10-09 | Renewables | Solar Rooftop | Solar | Dx | London | Middlesex | West
FIT 3 | 0.25 | Solexica - 80 Westcreek | Solexica Solar Brampton GP | CO | 20 | 2016-10-23 | 2017-04-05 | 2036-10-22 | Renewables | Solar Rooftop | Solar | Dx | Brampton | Peel | Toronto
FIT 3 | 0.5 | 88 Todd Road | 2387280 Ontario Inc. | CO | 20 | 2016-10-21 | 2017-04-21 | 2036-10-20 | Renewables | Solar Rooftop | Solar | Dx | Halton Hills | Halton | Toronto
FIT 3 | 0.15 | P147 | Reliant First Nation Limited Partnership | CO | 20 | 2017-09-09 | 2018-01-11 | 2037-09-08 | Renewables | Solar Rooftop | Solar | Dx | Brampton | Peel | Toronto
FIT 3 | 0.25 | Helios - 86 Panache | Helios Whitefish River First Nation Limited Partnership | CO | 20 | 2017-09-02 | 2017-02-08 | 2037-02-07 | Renewables | Solar Ground Mounted | Solar | Dx | Espanola | Sudbury | Northeast
FIT 3 | 0.25 | Stewart_10020627 | Skyline Private Opportunities Corp. | CO | 20 | 2016-08-27 | 2016-10-13 | 2036-08-26 | Renewables | Solar Rooftop | Solar | Dx | Dundalk | Grey | Southwest
FIT 3 | 0.1725 | P114 | Reliant First Nation Limited Partnership | CO | 20 | 2016-03-04 | 2016-08-23 | 2036-03-03 | Renewables | Solar Rooftop | Solar | Dx | Mississauga | Peel | Southwest
FIT 3 | 0.5 | Pearl Lake | SE2 2013 LP | CO | 20 | 2016-02-29 | 2016-08-02 | 2036-02-28 | Renewables | Solar Rooftop | Solar | Dx | Elmwood | Bruce | Southwest
FIT 3 | 0.275 | GE037 | SIF #2 Reliant Essex LP | CO | 20 | 2016-03-04 | 2016-10-17 | 2036-03-03 | Renewables | Solar Rooftop | Solar | Dx | Windsor | Essex | West
FIT 3 | 0.078 | Nellie McClung 78kW | York Region District School Board | CO | 20 | 2016-03-02 | 2016-03-23 | 2036-03-01 | Renewables | Solar Rooftop | Solar | Dx | Vaughan | York | Toronto
FIT 3 | 0.175 | GE062 | SIF #2 Reliant Essex LP | CO | 20 | 2016-03-11 | 2016-08-16 | 2036-03-10 | Renewables | Solar Rooftop | Solar | Dx | Windsor | Essex | West
FIT 3 | 0.15 | P165 | Reliant First Nation Limited Partnership | CO | 20 | 2017-09-09 | 2018-01-11 | 2037-09-08 | Renewables | Solar Rooftop | Solar | Dx | Brampton | Peel | Toronto
FIT 3 | 0.099 | HWDSB ED Center | Solar Profile LP | CO | 20 | 2016-02-29 | 2016-07-25 | 2036-02-28 | Renewables | Solar Rooftop | Solar | Dx | Hamilton | Hamilton | Southwest
FIT 3 | 0.11495 | P010A | Reliant First Nation Limited Partnership | CO | 20 | 2017-09-16 | 2018-01-24 | 2037-09-15 | Renewables | Solar Rooftop | Solar | Dx | Mississauga | Peel | Toronto
FIT 3 | 0.066 | WATERWORKS FIT | THE CORPORATION OF THE TOWN OF RENFREW | CO | 20 | 2016-03-03 | 2016-03-01 | 2036-02-29 | Renewables | Solar Rooftop | Solar | Dx | Renfrew | Renfrew | East
FIT 3 | 0.075 | HPEDSB Prince of Wales PS | Ameresco HPEDSB Solar Inc. | CO | 20 | 2016-02-28 | 2016-07-25 | 2036-02-27 | Renewables | Solar Rooftop | Solar | Dx | Belleville | Hastings | East
FIT 3 | 0.1 | SunEdison ON-13-0110 | Solar Provider Canada Power Health LP | CO | 20 | 2016-03-23 | 2016-09-14 | 2036-03-22 | Renewables | Solar Rooftop | Solar | Dx | Hamilton | Hamilton | Southwest
FIT 3 | 0.25 | Solar Romiluxe 2 | SOLAR ROMILUXE 2 LP | CO | 20 | 2016-02-29 | 2016-02-11 | 2036-02-10 | Renewables | Solar Rooftop | Solar | Dx | Casselman | Prescott and Russell | Ottawa
FIT 3 | 0.105 | P127 | Reliant First Nation Limited Partnership | CO | 20 | 2017-09-11 | 2017-10-27 | 2037-09-10 | Renewables | Solar Rooftop | Solar | Dx | Mississauga | Peel | Toronto
FIT 3 | 0.25 | Conroy Rd. Ops. Garage | Hydro Ottawa Holding Inc. | CO | 20 | 2016-03-18 | 2016-10-27 | 2036-03-17 | Renewables | Solar Rooftop | Solar | Dx | Ottawa | Ottawa | Ottawa
FIT 3 | 0.0987 | Vandenberg 3 | QS6 2012 LP | CO | 20 | 2016-02-28 | 2015-11-06 | 2035-11-05 | Renewables | Solar Rooftop | Solar | Dx | Hamilton | Hamilton | Southwest
FIT 3 | 0.15 | Kipling Acres Phase I | City of Toronto | CO | 20 | 2016-03-03 | 2016-02-19 | 2036-02-18 | Renewables | Solar Rooftop | Solar | Dx | Toronto | Toronto | Toronto
FIT 3 | 0.075 | P080 | Reliant First Nation Limited Partnership | CO | 20 | 2017-09-16 | 2017-02-10 | 2037-02-09 | Renewables | Solar Rooftop | Solar | Dx | Mississauga | Peel | Toronto
FIT 3 | 0.25 | Sayer_10020741 | Skyline Private Opportunities Corp. | CO | 20 | 2016-08-27 | 2016-10-11 | 2036-08-26 | Renewables | Solar Rooftop | Solar | Dx | Cache Bay | Nipissing | Northeast
FIT 3 | 0.5 | OT-36 NIXON | OFIT RT INC. | CO | 20 | 2016-10-10 | 2017-08-28 | 2036-10-09 | Renewables | Solar Rooftop | Solar | Dx | Bolton | Peel | Toronto
FIT 3 | 0.5 | NSPG Fixed 400 | NORTH SHORE POWER GROUP INC. | CO | 20 | 2017-09-16 | 2017-10-24 | 2037-09-15 | Renewables | Solar Ground Mounted | Solar | Dx | Blind River | Algoma | Northeast
FIT 3 | 0.25 | 20 Massey Rd (RohnBrad) | SUNSHARE3 LP | CO | 20 | 2016-10-21 | 2016-10-25 | 2036-10-20 | Renewables | Solar Rooftop | Solar | Dx | Guelph | Wellington | Southwest
FIT 3 | 0.22 | SPN 267 | SPN LP 7 | CO | 20 | 2016-03-18 | 2016-10-06 | 2036-03-17 | Renewables | Solar Rooftop | Solar | Dx | Haileybury | Timiskaming | Northeast
FIT 3 | 0.5 | USS Gates South URSP | 2291506 Ontario INC. | CO | 20 | 2016-08-27 | 2017-02-22 | 2036-08-26 | Renewables | Solar Rooftop | Solar | Dx | Port Dover | Norfolk | Southwest
FIT 3 | 0.5 | Muskpka Solar LP - Ullswater | Muskoka Solar LP | CO | 20 | 2017-08-28 | 2017-03-28 | 2037-03-27 | Renewables | Solar Ground Mounted | Solar | Dx | Windermere | Muskoka | Essa
FIT 3 | 0.1925 | Aldershot Nursery | QS6 2012 LP | CO | 20 | 2016-02-28 | 2016-02-16 | 2036-02-15 | Renewables | Solar Rooftop | Solar | Dx | Waterdown | Hamilton | Southwest
FIT 3 | 0.156 | GE025 | SIF #2 Reliant Essex LP | CO | 20 | 2016-03-09 | 2016-08-25 | 2036-03-08 | Renewables | Solar Rooftop | Solar | Dx | Windsor | Essex | West
FIT 3 | 0.5 | Donovan | Peterborough Solar Projects Corporation | CO | 20 | 2017-09-03 | 2019-02-11 | 2037-09-02 | Renewables | Solar Ground Mounted | Solar | Dx | Bancroft | Hastings | East
FIT 3 | 0.02 | LDCSB St. Sebastian | Ameresco LDCSB Solar Inc. | CO | 20 | 2016-02-28 | 2016-06-14 | 2036-02-27 | Renewables | Solar Rooftop | Solar | Dx | London | Middlesex | West
FIT 3 | 0.082 | Wendat Village 82kW | York Region District School Board | CO | 20 | 2016-03-02 | 2016-07-25 | 2036-03-01 | Renewables | Solar Rooftop | Solar | Dx | Stouffville | York | Essa
FIT 3 | 0.076 | GE036 | SIF #2 Reliant Essex LP | CO | 20 | 2016-03-09 | 2016-10-21 | 2036-03-08 | Renewables | Solar Rooftop | Solar | Dx | Windsor | Essex | West
FIT 3 | 0.5 | GT CH9 | Community Solar Assets 4 Limited | CO | 20 | 2017-08-28 | 2017-09-22 | 2037-08-27 | Renewables | Solar Ground Mounted | Solar | Dx | Englehart | Timiskaming | Northeast
FIT 3 | 0.36273 | SPN 532 | SPN LP 3 | CO | 20 | 2016-02-29 | 2016-04-28 | 2036-02-28 | Renewables | Solar Rooftop | Solar | Dx | Wheatley | Chatham-Kent | West
FIT 3 | 0.11297 | P093 | Reliant First Nation Limited Partnership | CO | 20 | 2017-09-16 | 2018-02-05 | 2037-09-15 | Renewables | Solar Rooftop | Solar | Dx | Mississauga | Peel | Toronto
FIT 3 | 0.4 | SPN 217 | SPN LP 4 | CO | 20 | 2016-10-23 | 2017-06-02 | 2036-10-22 | Renewables | Solar Rooftop | Solar | Dx | Simcoe | Norfolk | Southwest
FIT 3 | 0.25 | 1479 Snow Valley Road | Chi Biidaaske Inc. | CO | 20 | 2016-02-28 | 2016-06-14 | 2036-02-27 | Renewables | Solar Rooftop | Solar | Dx | Springwater | Simcoe | Essa
FIT 3 | 0.193 | P179 | Reliant First Nation Limited Partnership | CO | 20 | 2017-09-04 | 2017-12-21 | 2037-09-03 | Renewables | Solar Rooftop | Solar | Dx | Brampton | Peel | Toronto
FIT 3 | 0.13 | Neil Britton Building Solar PV | The Corporation of the City of Belleville | CO | 20 | 2016-03-23 | 2016-11-02 | 2036-03-22 | Renewables | Solar Rooftop | Solar | Dx | Belleville | Hastings | East
FIT 3 | 0.25 | Cedarwell Excavating Ltd. | Cedarwell Excavating Ltd. | CO | 20 | 2016-08-27 | 2016-08-15 | 2036-08-14 | Renewables | Solar Rooftop | Solar | Dx | Hanover | Grey | Southwest
FIT 3 | 0.193 | P084 | Reliant First Nation Limited Partnership | CO | 20 | 2017-09-04 | 2017-10-31 | 2037-09-03 | Renewables | Solar Rooftop | Solar | Dx | Brampton | Peel | Toronto
FIT 3 | 0.25 | LeBlanc_10020739 | Skyline Private Opportunities Corp. | CO | 20 | 2016-08-27 | 2016-11-25 | 2036-08-26 | Renewables | Solar Rooftop | Solar | Dx | Sturgeon Falls | Nipissing | Northeast
FIT 3 | 0.22528 | SPN 392 | SPN LP 2 | CO | 20 | 2016-11-08 | 2017-05-08 | 2036-11-07 | Renewables | Solar Rooftop | Solar | Dx | Chatham | Chatham-Kent | West
FIT 3 | 0.3 | Cranberry Creek Farms | CK Solar Projects LP | CO | 20 | 2016-02-28 | 2016-09-08 | 2036-02-27 | Renewables | Solar Rooftop | Solar | Dx | Kars | Ottawa | Ottawa
FIT 3 | 0.17996 | P224 | Reliant First Nation Limited Partnership | CO | 20 | 2017-09-09 | 2017-04-20 | 2037-04-19 | Renewables | Solar Rooftop | Solar | Dx | Brampton | Peel | Toronto
FIT 3 | 0.135 | SunEdison ON-13-0106 | Solar Provider Canada Power Health LP | CO | 20 | 2016-03-23 | 2016-08-31 | 2036-03-22 | Renewables | Solar Rooftop | Solar | Dx | Hamilton | Hamilton | Southwest
FIT 3 | 0.25 | Lot 8 Groundmount | Zaagate Giizis Energy Inc. | CO | 20 | 2018-04-10 | 2017-04-04 | 2037-04-03 | Renewables | Solar Ground Mounted | Solar | Dx | Sault Ste. Marie | Algoma | Northeast
FIT 3 | 0.25 | Reitdijk_10021062 | Skyline Private Opportunities Corp. | CO | 20 | 2016-08-27 | 2016-09-22 | 2036-08-26 | Renewables | Solar Rooftop | Solar | Dx | Murillo | Thunder Bay | Northwest
FIT 3 | 0.5 | SPN 168 | SPN LP 2 | CO | 20 | 2016-10-23 | 2017-04-21 | 2036-10-22 | Renewables | Solar Rooftop | Solar | Dx | Chatham | Chatham-Kent | West
FIT 3 | 0.18816 | P009 | Reliant First Nation Limited Partnership | CO | 20 | 2016-03-04 | 2016-08-23 | 2036-03-03 | Renewables | Solar Rooftop | Solar | Dx | Mississauga | Peel | Toronto
FIT 3 | 0.24 | SPN 535 | SPN LP 3 | CO | 20 | 2016-10-10 | 2017-04-10 | 2036-10-09 | Renewables | Solar Rooftop | Solar | Dx | Chatham | Chatham-Kent | West
FIT 3 | 0.074965 | HJ Smith Solar | OREC-Smith Solar JV Inc. | CO | 20 | 2016-02-27 | 2015-09-03 | 2035-09-02 | Renewables | Solar Rooftop | Solar | Dx | Woodlawn | Ottawa | East
FIT 3 | 0.132 | P004 | Reliant First Nation Limited Partnership | CO | 20 | 2016-03-09 | 2016-08-23 | 2036-03-08 | Renewables | Solar Rooftop | Solar | Dx | Mississauga | Peel | Toronto
FIT 3 | 0.21 | P177 | Reliant First Nation Limited Partnership | CO | 20 | 2017-09-04 | 2018-02-27 | 2037-09-03 | Renewables | Solar Rooftop | Solar | Dx | Brampton | Peel | Toronto
FIT 3 | 0.13997 | P065 | Reliant First Nation Limited Partnership | CO | 20 | 2017-09-11 | 2017-03-10 | 2037-03-09 | Renewables | Solar Rooftop | Solar | Dx | Mississauga | Peel | Toronto
FIT 3 | 0.2 | NTR Solar III | OSPSD AND WIKWEMIKONG FIT 3 LIMITED PARTNERSHIP | CO | 20 | 2016-10-28 | 2016-02-04 | 2036-02-03 | Renewables | Solar Rooftop | Solar | Dx | Newmarket | York | Essa
FIT 3 | 0.04 | Unionville HS 40kW | York Region District School Board | CO | 20 | 2016-03-16 | 2016-02-03 | 2036-02-02 | Renewables | Solar Rooftop | Solar | Dx | Markham | York | Toronto
FIT 3 | 0.15 | 25 Struck Court 2 | 2356931 ONTARIO INC. | CO | 20 | 2016-02-28 | 2016-04-13 | 2036-02-27 | Renewables | Solar Rooftop | Solar | Dx | Cambridge | Waterloo | Southwest
FIT 3 | 0.24 | Laurier Solar | Saturn Solar LP 1 | CO | 20 | 2016-02-27 | 2015-11-20 | 2035-11-19 | Renewables | Solar Rooftop | Solar | Dx | Brockville | Leeds and Grenville | East
FIT 3 | 0.5 | SunEdison ON-11-0386 | GSC Southlake Solar LP | CO | 20 | 2018-04-21 | 2019-10-21 | 2038-04-20 | Renewables | Solar Ground Mounted | Solar | Dx | Havelock | Peterborough | East
FIT 3 | 0.5 | GreenLife Solar 19 | GreenLife Solar Projects Inc. | CO | 20 | 2018-04-10 | 2019-08-29 | 2038-04-09 | Renewables | Solar Ground Mounted | Solar | Dx | Campbellcroft | Northumberland | East
FIT 3 | 0.09198 | P030 | Reliant First Nation Limited Partnership | CO | 20 | 2017-09-11 | 2017-02-24 | 2037-02-23 | Renewables | Solar Rooftop | Solar | Dx | Mississauga | Peel | Toronto
FIT 3 | 0.1 | GE016 | SIF #2 Reliant Essex LP | CO | 20 | 2016-03-09 | 2016-08-16 | 2036-03-08 | Renewables | Solar Rooftop | Solar | Dx | Windsor | Essex | West
FIT 3 | 0.3 | Disco Yard | City of Toronto | CO | 20 | 2016-03-03 | 2016-02-11 | 2036-02-10 | Renewables | Solar Rooftop | Solar | Dx | Toronto | Toronto | Toronto
FIT 3 | 0.255 | 110 Iber Road | Hydro Ottawa Holding Inc. | CO | 20 | 2016-03-18 | 2016-07-07 | 2036-03-17 | Renewables | Solar Rooftop | Solar | Dx | Ottawa | Ottawa | Ottawa
FIT 3 | 0.25 | GGELP_0018 | Gengrowth Energy LP | CO | 20 | 2017-08-27 | 2018-01-09 | 2037-08-26 | Renewables | Solar Ground Mounted | Solar | Dx | Peterborough | Peterborough | East
FIT 3 | 0.5 | GreenLife Solar 18 | GreenLife Solar Projects Inc. | CO | 20 | 2017-08-29 | 2019-01-24 | 2037-08-28 | Renewables | Solar Ground Mounted | Solar | Dx | Peterborough | Peterborough | East
FIT 3 | 0.075 | P100 | Reliant First Nation Limited Partnership | CO | 20 | 2017-09-16 | 2017-11-10 | 2037-09-15 | Renewables | Solar Rooftop | Solar | Dx | Mississauga | Peel | Toronto
FIT 3 | 0.18816 | P015 | Reliant First Nation Limited Partnership | CO | 20 | 2016-03-04 | 2016-08-31 | 2036-03-03 | Renewables | Solar Rooftop | Solar | Dx | Brampton | Peel | Toronto
FIT 3 | 0.38392 | P229 | Reliant First Nation Limited Partnership | CO | 20 | 2016-03-04 | 2016-08-31 | 2036-03-03 | Renewables | Solar Rooftop | Solar | Dx | Brampton | Peel | Toronto
FIT 3 | 0.075 | LDCSB Monsignor Morrison | Ameresco LDCSB Solar Inc. | CO | 20 | 2016-02-28 | 2016-06-09 | 2036-02-27 | Renewables | Solar Rooftop | Solar | Dx | St. Thomas | Elgin | West
FIT 3 | 0.21196 | P152 | Reliant First Nation Limited Partnership | CO | 20 | 2017-09-04 | 2017-03-21 | 2037-03-20 | Renewables | Solar Rooftop | Solar | Dx | Brampton | Peel | Toronto
FIT 3 | 0.15 | P037 | Reliant First Nation Limited Partnership | CO | 20 | 2017-09-09 | 2018-01-16 | 2037-09-08 | Renewables | Solar Rooftop | Solar | Dx | Mississauga | Peel | Toronto
FIT 3 | 0.161 | P176 | Reliant First Nation Limited Partnership | CO | 20 | 2017-09-09 | 2018-01-11 | 2037-09-08 | Renewables | Solar Rooftop | Solar | Dx | Brampton | Peel | Toronto
FIT 3 | 0.5 | SPN 372 | OFIT GM INC. | CO | 20 | 2016-10-16 | 2017-09-28 | 2036-10-15 | Renewables | Solar Rooftop | Solar | Dx | St. Thomas | Elgin | West
FIT 3 | 0.2065 | SPN 316 | SPN LP 4 | CO | 20 | 2016-10-23 | 2017-06-05 | 2036-10-22 | Renewables | Solar Rooftop | Solar | Dx | Port Dover | Norfolk | Southwest
FIT 3 | 0.09 | SPN 113 | SPN LP 1 | CO | 20 | 2016-10-28 | 2017-04-21 | 2036-10-27 | Renewables | Solar Rooftop | Solar | Dx | Leamington | Essex | West
FIT 3 | 0.2664 | SPN 216 | SPN LP 4 | CO | 20 | 2016-10-23 | 2017-06-02 | 2036-10-22 | Renewables | Solar Rooftop | Solar | Dx | Simcoe | Norfolk | Southwest
FIT 3 | 0.5 | Kirkland Lake #1 | The Town of Kirkland Lake Solar Inc. | CO | 20 | 2017-09-18 | 2019-03-18 | 2037-09-17 | Renewables | Solar Ground Mounted | Solar | Dx | Kirkland Lake | Timiskaming | Northeast
FIT 3 | 0.25 | N.T. Recreational Centre - 7300 Industrial Parkway | Sologix Clean Energy Corporation | CO | 20 | 2016-10-21 | 2017-04-21 | 2036-10-20 | Renewables | Solar Rooftop | Solar | Dx | Alliston | Simcoe | Southwest
FIT 3 | 0.458 | Sixteen Mile Sports Complex | Corporation of the Town of Oakville | CO | 20 | 2016-03-18 | 2015-09-25 | 2035-09-24 | Renewables | Solar Rooftop | Solar | Dx | Oakville | Halton | Southwest
FIT 3 | 0.15 | Etobicoke Olympium Solar PV | City of Toronto | CO | 20 | 2016-03-03 | 2016-03-03 | 2036-03-02 | Renewables | Solar Rooftop | Solar | Dx | Toronto | Toronto | Toronto
FIT 3 | 0.15 | Todd Renton | QS6 2012 LP | CO | 20 | 2016-02-28 | 2016-02-29 | 2036-02-27 | Renewables | Solar Rooftop | Solar | Dx | Lynden | Hamilton | Southwest
FIT 3 | 0.24995 | P092A | Reliant First Nation Limited Partnership | CO | 20 | 2017-09-11 | 2017-02-17 | 2037-02-16 | Renewables | Solar Rooftop | Solar | Dx | Mississauga | Peel | Toronto
FIT 3 | 0.25 | GreenLife Solar 16 | GreenLife Solar Projects Inc. | CO | 20 | 2018-04-10 | 2019-02-21 | 2038-04-09 | Renewables | Solar Ground Mounted | Solar | Dx | Havelock | Peterborough | East
FIT 3 | 0.17596 | P163 | Reliant First Nation Limited Partnership | CO | 20 | 2017-09-09 | 2017-04-25 | 2037-04-24 | Renewables | Solar Rooftop | Solar | Dx | Brampton | Peel | Toronto
FIT 3 | 0.48 | GE023 | SIF #2 Reliant Essex LP | CO | 20 | 2016-03-03 | 2016-10-17 | 2036-03-02 | Renewables | Solar Rooftop | Solar | Dx | Windsor | Essex | West
FIT 3 | 0.132 | SPN 369 | SPN LP 1 | CO | 20 | 2016-10-28 | 2017-04-21 | 2036-10-27 | Renewables | Solar Rooftop | Solar | Dx | Windsor | Essex | West
FIT 3 | 0.22445 | SPN 290 | LDREC SPN LP | CO | 20 | 2016-10-10 | 2017-01-31 | 2036-10-09 | Renewables | Solar Rooftop | Solar | Dx | London | Middlesex | West
FIT 3 | 0.15 | Bishop Allen PV Project | Toronto Catholic District School Board | CO | 20 | 2016-03-16 | 2016-09-13 | 2036-03-15 | Renewables | Solar Rooftop | Solar | Dx | Toronto | Toronto | Toronto
FIT 3 | 0.25 | GG3-001 | GSC Southlake Solar LP | CO | 20 | 2017-09-02 | 2019-02-26 | 2037-09-01 | Renewables | Solar Ground Mounted | Solar | Dx | Blezard Valley | Greater Sudbury | Northeast
FIT 3 | 0.5 | GT CH3 | Community Solar Assets 4 Limited | CO | 20 | 2017-08-28 | 2017-12-22 | 2037-08-27 | Renewables | Solar Ground Mounted | Solar | Dx | Englehart | Timiskaming | Northeast
FIT 3 | 0.3 | 1000 Maple Leaf St (Wellesley Arena) | SUNSHARE1 LP | CO | 20 | 2016-03-02 | 2016-03-03 | 2036-03-01 | Renewables | Solar Rooftop | Solar | Dx | Wellesley | Waterloo | Southwest
FIT 3 | 0.375 | P160 | Reliant First Nation Limited Partnership | CO | 20 | 2017-09-04 | 2018-02-21 | 2037-09-03 | Renewables | Solar Rooftop | Solar | Dx | Brampton | Peel | Toronto
FIT 3 | 0.025 | LDCSB Notre Dame | Ameresco LDCSB Solar Inc. | CO | 20 | 2016-10-10 | 2017-01-16 | 2036-10-09 | Renewables | Solar Rooftop | Solar | Dx | London | Middlesex | West
FIT 3 | 0.5 | GT CH7 | Community Solar Assets 4 Limited | CO | 20 | 2017-08-27 | 2017-08-31 | 2037-08-26 | Renewables | Solar Ground Mounted | Solar | Dx | Englehart | Timiskaming | Northeast
FIT 3 | 0.5 | Rising Sun Solar Stephenson 8 | Rising Sun Community Power Corp. | CO | 20 | 2018-04-23 | 2019-01-18 | 2038-04-22 | Renewables | Solar Ground Mounted | Solar | Dx | Utterson | Muskoka | Essa
FIT 3 | 0.5 | SFF 6 | 2387282 Ontario Inc. | CO | 20 | 2018-04-14 | 2018-07-13 | 2038-04-13 | Renewables | Solar Ground Mounted | Solar | Dx | Grafton | Northumberland | East
FIT 3 | 0.18796 | P006 | Reliant First Nation Limited Partnership | CO | 20 | 2017-09-04 | 2017-08-15 | 2037-08-14 | Renewables | Solar Rooftop | Solar | Dx | Mississauga | Peel | Toronto
FIT 3 | 0.135 | GE006 | SIF #2 Reliant Essex LP | CO | 20 | 2016-03-09 | 2016-08-25 | 2036-03-08 | Renewables | Solar Rooftop | Solar | Dx | Windsor | Essex | West
FIT 3 | 0.432 | SPN 019 | SPN LP 3 | CO | 20 | 2016-02-28 | 2015-12-14 | 2035-12-13 | Renewables | Solar Rooftop | Solar | Dx | Burlington | Halton | Southwest
FIT 3 | 0.17996 | P073 | Reliant First Nation Limited Partnership | CO | 20 | 2017-09-04 | 2017-03-10 | 2037-03-09 | Renewables | Solar Rooftop | Solar | Dx | Mississauga | Peel | Toronto
FIT 3 | 0.15 | GE024 | SIF #2 Reliant Essex LP | CO | 20 | 2016-03-09 | 2016-08-26 | 2036-03-08 | Renewables | Solar Rooftop | Solar | Dx | Windsor | Essex | West
FIT 3 | 0.5 | McCann # 2 Salem P1 | QS4 2012 LP | CO | 20 | 2017-08-29 | 2017-11-08 | 2037-08-28 | Renewables | Solar Ground Mounted | Solar | Dx | Parkhill | Middlesex | Southwest
FIT 3 | 0.175 | SunEdison ON-11-0704 | Solar Provider Canada Power Health LP | CO | 20 | 2016-03-16 | 2016-09-14 | 2036-03-15 | Renewables | Solar Rooftop | Solar | Dx | Mississauga | Peel | Toronto
FIT 3 | 0.1244 | Dundas SS6 P2 | QS2 2012 LP | CO | 20 | 2016-02-28 | 2016-07-13 | 2036-02-27 | Renewables | Solar Rooftop | Solar | Dx | Millgrove | Hamilton | Southwest
FIT 3 | 0.5 | GT CH14 | Community Solar Assets 4 Limited | CO | 20 | 2017-08-27 | 2017-08-31 | 2037-08-26 | Renewables | Solar Ground Mounted | Solar | Dx | Englehart | Timiskaming | Northeast
FIT 3 | 0.11363 | P141 | Reliant First Nation Limited Partnership | CO | 20 | 2017-09-11 | 2017-04-10 | 2037-04-09 | Renewables | Solar Rooftop | Solar | Dx | Brampton | Peel | Toronto
FIT 3 | 0.5 | Rosseau Solar LP - Rosseau | Rosseau Solar LP | CO | 20 | 2018-04-10 | 2019-04-01 | 2038-04-09 | Renewables | Solar Ground Mounted | Solar | Dx | Parry Sound | Parry Sound | Essa
FIT 3 | 0.5 | 95 Struck Court 2 | 2356927 ONTARIO INC. | CO | 20 | 2016-02-27 | 2016-03-03 | 2036-02-26 | Renewables | Solar Rooftop | Solar | Dx | Cambridge | Waterloo | Southwest
FIT 3 | 0.5 | Budget Environmental 1 | QS1 2012 LP | CO | 20 | 2016-02-29 | 2016-08-08 | 2036-02-28 | Renewables | Solar Rooftop | Solar | Dx | Leith | Grey | Southwest
FIT 3 | 0.25 | OT-314 INSHES | 2387276 Ontario Inc. | CO | 20 | 2016-10-16 | 2017-03-08 | 2036-10-15 | Renewables | Solar Rooftop | Solar | Dx | Chatham | Chatham-Kent | West
FIT 3 | 0.1 | 20 Crestview Pl (J Hallman) | SUNSHARE1 LP | CO | 20 | 2016-02-28 | 2015-12-11 | 2035-12-10 | Renewables | Solar Rooftop | Solar | Dx | Kitchener | Waterloo | Southwest
FIT 3 | 0.5 | GT CH2 | Community Solar Assets 4 Limited | CO | 20 | 2017-08-27 | 2018-01-22 | 2037-08-26 | Renewables | Solar Ground Mounted | Solar | Dx | Englehart | Timiskaming | Northeast
FIT 3 | 0.053 | George Johnson Solar | County of Oxford | CO | 20 | 2016-03-18 | 2016-07-11 | 2036-03-17 | Renewables | Solar Rooftop | Solar | Dx | Ingersoll | Oxford | Southwest
FIT 3 | 0.075 | P047 | Reliant First Nation Limited Partnership | CO | 20 | 2017-09-16 | 2018-01-11 | 2037-09-15 | Renewables | Solar Rooftop | Solar | Dx | Mississauga | Peel | Toronto
FIT 3 | 0.096 | GE042 | SIF #2 Reliant Essex LP | CO | 20 | 2016-03-09 | 2016-09-06 | 2036-03-08 | Renewables | Solar Rooftop | Solar | Dx | Windsor | Essex | West
FIT 3 | 0.0994 | Woolcott 2 | Solar Profile LP | CO | 20 | 2017-08-29 | 2017-04-05 | 2037-04-04 | Renewables | Solar Ground Mounted | Solar | Dx | Millgrove | Hamilton | Southwest
FIT 3 | 0.425 | P085 | Reliant First Nation Limited Partnership | CO | 20 | 2017-09-04 | 2018-02-21 | 2037-09-03 | Renewables | Solar Rooftop | Solar | Dx | Brampton | Peel | Toronto
FIT 3 | 0.175 | 125 Samnah Cres 2 | 2356928 ONTARIO INC. | CO | 20 | 2016-02-28 | 2016-06-28 | 2036-02-27 | Renewables | Solar Rooftop | Solar | Dx | Ingersoll | Oxford | Southwest
FIT 3 | 0.1 | Disco Station | City of Toronto | CO | 20 | 2016-03-03 | 2016-03-03 | 2036-03-02 | Renewables | Solar Rooftop | Solar | Dx | Toronto | Toronto | Toronto
FIT 3 | 0.25 | GreenLife Solar 1 | GreenLife Solar Projects Inc. | CO | 20 | 2017-08-29 | 2019-01-09 | 2037-08-28 | Renewables | Solar Ground Mounted | Solar | Dx | Grafton | Northumberland | East
FIT 3 | 0.25 | 516 Simmons Road (J Mason-PIT 3 North) | SUNSHARE2 LP | CO | 20 | 2017-08-28 | 2017-07-13 | 2037-07-12 | Renewables | Solar Ground Mounted | Solar | Dx | Chelmsford | Greater Sudbury | Northeast
FIT 3 | 0.06 | Building B - 550 Parkside | 2387281 Ontario Inc. | CO | 20 | 2016-10-21 | 2017-04-21 | 2036-10-20 | Renewables | Solar Rooftop | Solar | Dx | Waterloo | Waterloo | Southwest
FIT 3 | 0.174 | GE021 | SIF #2 Reliant Essex LP | CO | 20 | 2016-03-09 | 2016-09-06 | 2036-03-08 | Renewables | Solar Rooftop | Solar | Dx | Windsor | Essex | West
FIT 3 | 0.15 | EMP-6 NAPIER | 2387276 Ontario Inc. | CO | 20 | 2016-10-14 | 2017-04-18 | 2036-10-13 | Renewables | Solar Rooftop | Solar | Dx | Utopia | Simcoe | Essa
FIT 3 | 0.25 | 10021049_Lee | Skyline Private Opportunities Corp. | CO | 20 | 2016-08-27 | 2016-12-06 | 2036-08-26 | Renewables | Solar Rooftop | Solar | Dx | Waterford | Norfolk | Southwest
FIT 3 | 0.5 | SPN 323 | SPN LP 7 | CO | 20 | 2016-10-16 | 2017-04-18 | 2036-10-15 | Renewables | Solar Rooftop | Solar | Dx | Paris | Brant | Southwest
FIT 3 | 0.49999 | Solexica - 100 Westcreek | Solexica Solar Brampton GP | CO | 20 | 2016-10-23 | 2017-04-05 | 2036-10-22 | Renewables | Solar Rooftop | Solar | Dx | Brampton | Peel | Toronto
FIT 3 | 0.15 | P202 | Reliant First Nation Limited Partnership | CO | 20 | 2017-09-11 | 2017-04-21 | 2037-04-20 | Renewables | Solar Rooftop | Solar | Dx | Brampton | Peel | Toronto
FIT 3 | 0.19 | SPN 112 | SPN LP 1 | CO | 20 | 2016-10-23 | 2017-04-20 | 2036-10-22 | Renewables | Solar Rooftop | Solar | Dx | Leamington | Essex | West
FIT 3 | 0.25 | 104 Dawson Rd (M Balnar) | SUNSHARE2 LP | CO | 20 | 2016-10-10 | 2016-10-25 | 2036-10-09 | Renewables | Solar Rooftop | Solar | Dx | Guelph | Wellington | Southwest
FIT 3 | 0.25 | HPEDSB Centennial SS | Ameresco HPEDSB Solar Inc. | CO | 20 | 2016-02-28 | 2016-08-19 | 2036-02-27 | Renewables | Solar Rooftop | Solar | Dx | Belleville | Hastings | East
FIT 3 | 0.5 | SPN 450 | SPN LP 4 | CO | 20 | 2016-10-28 | 2017-04-21 | 2036-10-27 | Renewables | Solar Rooftop | Solar | Dx | Brantford | Brant | Southwest
FIT 3 | 0.5 | OT-180 NORELCO | 2387276 Ontario Inc. | CO | 20 | 2016-10-14 | 2017-04-13 | 2036-10-13 | Renewables | Solar Rooftop | Solar | Dx | Toronto | Toronto | Toronto
FIT 3 | 0.5 | IP Rail Trail | Biidaaske Inc. | CO | 20 | 2017-08-29 | 2018-08-16 | 2037-08-28 | Renewables | Solar Ground Mounted | Solar | Dx | Owen Sound | Grey | Southwest
FIT 3 | 0.068 | GE044 | SIF #2 Reliant Essex LP | CO | 20 | 2016-03-09 | 2016-10-24 | 2036-03-08 | Renewables | Solar Rooftop | Solar | Dx | Wheatley | Chatham-Kent | West
FIT 3 | 0.18796 | P134 | Reliant First Nation Limited Partnership | CO | 20 | 2017-09-04 | 2017-10-27 | 2037-09-03 | Renewables | Solar Rooftop | Solar | Dx | Brampton | Peel | Toronto
FIT 3 | 0.02 | Ecole Jean-Robert-Gauthier | Conseil scolaire de district catholique du Centre-Est de l'Ontario | CO | 20 | 2016-03-03 | 2015-12-01 | 2035-11-30 | Renewables | Solar Rooftop | Solar | Dx | Ottawa | Ottawa | Ottawa
FIT 3 | 0.5 | Muskoka Solar LP - PC | Muskoka Solar LP | CO | 20 | 2017-08-28 | 2017-07-25 | 2037-07-24 | Renewables | Solar Ground Mounted | Solar | Dx | Port Carling | Muskoka | Essa
FIT 3 | 0.11363 | P088 | Reliant First Nation Limited Partnership | CO | 20 | 2017-09-11 | 2017-02-24 | 2037-02-23 | Renewables | Solar Rooftop | Solar | Dx | Mississauga | Peel | Toronto
FIT 3 | 0.25 | Gordon Wood and Melanie Wood | Gordon Wood and Melanie Wood | CO | 20 | 2016-08-27 | 2016-03-22 | 2036-03-21 | Renewables | Solar Rooftop | Solar | Dx | Keene | Peterborough | East
FIT 3 | 0.45 | F3-PS2013-043 | Alectra Utilities Corporation | CO | 20 | 2016-08-27 | 2015-12-30 | 2035-12-29 | Renewables | Solar Rooftop | Solar | Dx | Markham | York | Toronto
FIT 3 | 0.25 | HPEDSB Bayside SS | Ameresco HPEDSB Solar Inc. | CO | 20 | 2016-02-28 | 2016-08-19 | 2036-02-27 | Renewables | Solar Rooftop | Solar | Dx | Belleville | Hastings | East
FIT 3 | 0.21196 | P225 | Reliant First Nation Limited Partnership | CO | 20 | 2017-09-04 | 2017-03-24 | 2037-03-23 | Renewables | Solar Rooftop | Solar | Dx | Brampton | Peel | Toronto
FIT 3 | 0.03 | LDCSB St. Mary | Ameresco LDCSB Solar Inc. | CO | 20 | 2016-02-28 | 2016-07-20 | 2036-02-27 | Renewables | Solar Rooftop | Solar | Dx | London | Middlesex | West
FIT 3 | 0.17473 | SPN 252 | LDREC SPN LP | CO | 20 | 2016-10-10 | 2017-02-28 | 2036-10-09 | Renewables | Solar Rooftop | Solar | Dx | London | Middlesex | West
FIT 3 | 0.25 | Lot 10 Groundmount | Zaagate Giizis Energy Inc. | CO | 20 | 2018-04-10 | 2017-04-04 | 2037-04-03 | Renewables | Solar Ground Mounted | Solar | Dx | Sault Ste. Marie | Algoma | Northeast
FIT 3 | 0.5 | SunEdison ON-11-0187 | GSC Southlake Solar LP | CO | 20 | 2017-09-02 | 2018-05-25 | 2037-09-01 | Renewables | Solar Ground Mounted | Solar | Dx | Indian River | Peterborough | East
FIT 3 | 0.0694 | 210 Gran Street | Zaagate Giizis Energy Inc. | CO | 20 | 2016-10-10 | 2016-10-05 | 2036-10-04 | Renewables | Solar Rooftop | Solar | Dx | Sault Ste. Marie | Algoma | Northeast
FIT 3 | 0.5 | IP Compost Site | Biidaaske Inc. | CO | 20 | 2017-08-29 | 2018-06-19 | 2037-08-28 | Renewables | Solar Ground Mounted | Solar | Dx | Owen Sound | Grey | Southwest
FIT 3 | 0.25 | 10021164_maloney | Christopher Shawn Maloney & Angela Marie Maloney | CO | 20 | 2016-08-27 | 2017-01-20 | 2036-08-26 | Renewables | Solar Rooftop | Solar | Dx | Seaforth | Huron | Southwest
FIT 3 | 0.079 | 182 pine bush 2 | 2356933 ONTARIO INC. | CO | 20 | 2016-02-28 | 2016-06-03 | 2036-02-27 | Renewables | Solar Rooftop | Solar | Dx | Cambridge | Waterloo | Southwest
FIT 3 | 0.038 | York Region Forest Stewardship & Education Centre | The Regional Municipality of York | CO | 20 | 2016-08-27 | 2016-12-22 | 2036-08-26 | Renewables | Solar Rooftop | Solar | Dx | Stouffville | York | Essa
FIT 3 | 0.19 | Glen Abbey Community Center | Corporation of the Town of Oakville | CO | 20 | 2016-03-18 | 2015-11-10 | 2035-11-09 | Renewables | Solar Rooftop | Solar | Dx | Oakville | Halton | Southwest
FIT 3 | 0.5 | IP Public Works | Biidaaske Inc. | CO | 20 | 2017-08-29 | 2019-02-07 | 2037-08-28 | Renewables | Solar Ground Mounted | Solar | Dx | Owen Sound | Grey | Southwest
FIT 3 | 0.2 | P211 | Reliant First Nation Limited Partnership | CO | 20 | 2017-09-04 | 2017-10-27 | 2037-09-03 | Renewables | Solar Rooftop | Solar | Dx | Brampton | Peel | Toronto
FIT 3 | 0.2 | 50 Kent Ave (MCCO) | SUNSHARE2 LP | CO | 20 | 2016-02-28 | 2016-07-15 | 2036-02-27 | Renewables | Solar Rooftop | Solar | Dx | Kitchener | Waterloo | Southwest
FIT 3 | 0.5 | GreenLife Solar 7 | GreenLife Solar Projects Inc. | CO | 20 | 2017-08-29 | 2019-01-24 | 2037-08-28 | Renewables | Solar Ground Mounted | Solar | Dx | Indian River | Peterborough | East
FIT 3 | 0.25 | Asphodel-Norwood Community Centre | Peterborough Solar Projects Corporation | CO | 20 | 2016-10-14 | 2016-09-09 | 2036-09-08 | Renewables | Solar Rooftop | Solar | Dx | Norwood | Hastings | East
FIT 3 | 0.45 | P182 | Reliant First Nation Limited Partnership | CO | 20 | 2017-09-04 | 2018-02-20 | 2037-09-03 | Renewables | Solar Rooftop | Solar | Dx | Brampton | Peel | Toronto
FIT 3 | 0.15363 | P146 | Reliant First Nation Limited Partnership | CO | 20 | 2017-09-11 | 2017-04-10 | 2037-04-09 | Renewables | Solar Rooftop | Solar | Dx | Brampton | Peel | Toronto
FIT 3 | 0.06 | HPEDSB Park Dale PS | Ameresco HPEDSB Solar Inc. | CO | 20 | 2016-02-28 | 2016-07-25 | 2036-02-27 | Renewables | Solar Rooftop | Solar | Dx | Belleville | Hastings | East
FIT 3 | 0.15 | P167 | Reliant First Nation Limited Partnership | CO | 20 | 2017-09-09 | 2018-01-11 | 2037-09-08 | Renewables | Solar Rooftop | Solar | Dx | Brampton | Peel | Toronto
FIT 3 | 0.5 | SFF 13 | 2387282 Ontario Inc. | CO | 20 | 2018-04-14 | 2018-08-03 | 2038-04-13 | Renewables | Solar Ground Mounted | Solar | Dx | Fenelon Falls | Kawartha Lakes | Essa
FIT 3 | 0.044 | YDMC CURLING CLUB | Energie Matachewan Energy Inc. | CO | 20 | 2016-03-18 | 2016-10-25 | 2036-03-17 | Renewables | Solar Rooftop | Solar | Dx | Matachewan | Timiskaming | Northeast
FIT 3 | 0.25 | Simpkins_10020709 | Skyline Private Opportunities Corp. | CO | 20 | 2016-08-27 | 2016-10-05 | 2036-08-26 | Renewables | Solar Rooftop | Solar | Dx | Thomasburg | Hastings | East
FIT 3 | 0.1 | 825 Van Buren Street | Solacity Inc. | CO | 20 | 2016-08-27 | 2017-07-09 | 2036-08-26 | Renewables | Solar Rooftop | Solar | Dx | Chalk River | Renfrew | East
FIT 3 | 0.25 | GG3-002 | GSC Southlake Solar LP | CO | 20 | 2018-04-14 | 2019-03-08 | 2038-04-13 | Renewables | Solar Ground Mounted | Solar | Dx | Blezard Valley | Greater Sudbury | Northeast
FIT 3 | 0.5 | 2010-159-05 | The Corporation of the City of Windsor | CO | 20 | 2016-03-03 | 2016-08-17 | 2036-03-02 | Renewables | Solar Rooftop | Solar | Dx | Windsor | Essex | West
FIT 3 | 0.16797 | P074 | Reliant First Nation Limited Partnership | CO | 20 | 2017-09-09 | 2017-03-10 | 2037-03-09 | Renewables | Solar Rooftop | Solar | Dx | Mississauga | Peel | Toronto
FIT 3 | 0.285 | P157 | Reliant First Nation Limited Partnership | CO | 20 | 2017-09-04 | 2018-01-24 | 2037-09-03 | Renewables | Solar Rooftop | Solar | Dx | Brampton | Peel | Toronto
FIT 3 | 0.5 | GreenLife Solar 24 | GreenLife Solar Projects Inc. | CO | 20 | 2018-04-10 | 2019-09-03 | 2038-04-09 | Renewables | Solar Ground Mounted | Solar | Dx | Baltimore | Northumberland | East
FIT 3 | 0.1 | OT-66 BULLOCK | OFIT RT INC. | CO | 20 | 2016-10-10 | 2017-10-06 | 2036-10-09 | Renewables | Solar Rooftop | Solar | Dx | Markham | York | Toronto
FIT 3 | 0.13 | Amesbury Park | City of Toronto | CO | 20 | 2016-03-03 | 2016-02-11 | 2036-02-10 | Renewables | Solar Rooftop | Solar | Dx | Toronto | Toronto | Toronto
FIT 3 | 0.18816 | P199 | Reliant First Nation Limited Partnership | CO | 20 | 2016-03-04 | 2016-08-31 | 2036-03-03 | Renewables | Solar Rooftop | Solar | Dx | Brampton | Peel | Toronto
FIT 3 | 0.13597 | P185 | Reliant First Nation Limited Partnership | CO | 20 | 2017-09-11 | 2017-08-15 | 2037-08-14 | Renewables | Solar Rooftop | Solar | Dx | Brampton | Peel | Toronto
FIT 3 | 0.14818 | SPN 255 | SPN LP 5 | CO | 20 | 2016-03-03 | 2016-04-12 | 2036-03-02 | Renewables | Solar Rooftop | Solar | Dx | Markham | York | Toronto
FIT 3 | 0.5 | SPN 341 | SPN LP 1 | CO | 20 | 2016-10-28 | 2017-04-26 | 2036-10-27 | Renewables | Solar Rooftop | Solar | Dx | Windsor | Essex | West
FIT 3 | 0.1 | SunEdison ON-13-0115 | Solar Provider Canada Power Health LP | CO | 20 | 2016-03-23 | 2016-09-06 | 2036-03-22 | Renewables | Solar Rooftop | Solar | Dx | Hamilton | Hamilton | Southwest
FIT 3 | 0.5 | Kelly North | Peterborough Solar Projects Corporation | CO | 20 | 2018-04-10 | 2019-04-26 | 2038-04-09 | Renewables | Solar Ground Mounted | Solar | Dx | Bancroft | Hastings | East
FIT 3 | 0.5 | Kirkland Lake #3 | The Town of Kirkland Lake Solar Inc. | CO | 20 | 2017-09-18 | 2019-03-18 | 2037-09-17 | Renewables | Solar Ground Mounted | Solar | Dx | Kirkland Lake | Timiskaming | Northeast
FIT 3 | 0.14 | Joint Operations Centre - 6558 8th Line | Sologix Clean Energy Corporation | CO | 20 | 2016-10-21 | 2017-04-20 | 2036-10-20 | Renewables | Solar Rooftop | Solar | Dx | Beeton | Simcoe | Southwest
FIT 3 | 0.04 | HPEDSB Prince Charles PS (Belleville) | Ameresco HPEDSB Solar Inc. | CO | 20 | 2016-02-28 | 2016-07-25 | 2036-02-27 | Renewables | Solar Rooftop | Solar | Dx | Belleville | Hastings | East
FIT 3 | 0.2 | P164 | Reliant First Nation Limited Partnership | CO | 20 | 2017-09-09 | 2018-02-05 | 2037-09-08 | Renewables | Solar Rooftop | Solar | Dx | Brampton | Peel | Toronto
FIT 3 | 0.25 | 1665 River Rd (G Pichette) | NORTH SHORE POWER GROUP INC. | CO | 20 | 2017-09-02 | 2017-11-09 | 2037-09-01 | Renewables | Solar Ground Mounted | Solar | Dx | Massey | Sudbury | Northeast
FIT 3 | 0.12 | SPN 370 | SPN LP 1 | CO | 20 | 2016-10-28 | 2017-04-28 | 2036-10-27 | Renewables | Solar Rooftop | Solar | Dx | Windsor | Essex | West
FIT 3 | 0.25 | GreenLife Solar 10 | GreenLife Solar Projects Inc. | CO | 20 | 2017-08-29 | 2019-01-22 | 2037-08-28 | Renewables | Solar Ground Mounted | Solar | Dx | Bobcaygeon | Kawartha Lakes | Essa
FIT 3 | 0.17996 | P069 | Reliant First Nation Limited Partnership | CO | 20 | 2017-09-09 | 2017-03-29 | 2037-03-28 | Renewables | Solar Rooftop | Solar | Dx | Brampton | Peel | Toronto
FIT 3 | 0.49999 | Solexica - 9446 McLaughlin | Solexica Solar Brampton GP | CO | 20 | 2016-10-23 | 2017-04-05 | 2036-10-22 | Renewables | Solar Rooftop | Solar | Dx | Brampton | Peel | Toronto
FIT 3 | 0.25 | Partridge_10021151 | Skyline Private Opportunities Corp. | CO | 20 | 2016-08-27 | 2016-09-13 | 2036-08-26 | Renewables | Solar Rooftop | Solar | Dx | Pontypool | Kawartha Lakes | Toronto
FIT 3 | 0.14 | SPN 304 | SPN LP 3 | CO | 20 | 2016-02-28 | 2016-04-13 | 2036-02-27 | Renewables | Solar Rooftop | Solar | Dx | Oakville | Halton | Southwest
FIT 3 | 0.25 | Liddiard_10021027 | 3691 Manning Solar Inc. | CO | 20 | 2016-08-27 | 2016-12-02 | 2036-08-26 | Renewables | Solar Rooftop | Solar | Dx | London | Middlesex | West
FIT 3 | 0.34973 | Times Fibre | SE5 2013 LP | CO | 20 | 2016-03-02 | 2016-08-16 | 2036-03-01 | Renewables | Solar Rooftop | Solar | Dx | Renfrew | Renfrew | East
FIT 3 | 0.25 | Barrette_10020846 | Skyline Private Opportunities Corp. | CO | 20 | 2016-08-27 | 2016-07-14 | 2036-07-13 | Renewables | Solar Rooftop | Solar | Dx | Belle River | Essex | West
FIT 3 | 0.41 | Ray Friel Complex | Hydro Ottawa Holding Inc. | CO | 20 | 2016-03-18 | 2016-08-03 | 2036-03-17 | Renewables | Solar Rooftop | Solar | Dx | Ottawa | Ottawa | Ottawa
FIT 3 | 0.5 | Card | Peterborough Solar Projects Corporation | CO | 20 | 2018-04-10 | 2019-04-26 | 2038-04-09 | Renewables | Solar Ground Mounted | Solar | Dx | Cardiff | Hastings | East
FIT 3 | 0.11 | P221A | Reliant First Nation Limited Partnership | CO | 20 | 2017-09-16 | 2018-02-02 | 2037-09-15 | Renewables | Solar Rooftop | Solar | Dx | Mississauga | Peel | Toronto
FIT 3 | 0.25 | 10021042_McKinley | Skyline Private Opportunities Corp. | CO | 20 | 2016-08-27 | 2016-12-06 | 2036-08-26 | Renewables | Solar Rooftop | Solar | Dx | Oldcastle | Essex | West
FIT 3 | 0.25 | Project Aussie Freedom | Project Aussie Freedom INC | CO | 20 | 2016-08-27 | 2016-02-18 | 2036-02-17 | Renewables | Solar Rooftop | Solar | Dx | Ennismore | Peterborough | East
FIT 3 | 0.375 | P214 | Reliant First Nation Limited Partnership | CO | 20 | 2017-09-04 | 2018-02-22 | 2037-09-03 | Renewables | Solar Rooftop | Solar | Dx | Brampton | Peel | Toronto
FIT 3 | 0.13 | P026 | Reliant First Nation Limited Partnership | CO | 20 | 2017-09-11 | 2017-08-14 | 2037-08-13 | Renewables | Solar Rooftop | Solar | Dx | Mississauga | Peel | Toronto
FIT 3 | 0.37 | GE004 | SIF #2 Reliant Essex LP | CO | 20 | 2016-03-04 | 2017-03-16 | 2036-03-03 | Renewables | Solar Rooftop | Solar | Dx | Belle River | Essex | West
FIT 3 | 0.12 | P098 | Reliant First Nation Limited Partnership | CO | 20 | 2017-09-11 | 2017-09-05 | 2037-09-04 | Renewables | Solar Rooftop | Solar | Dx | Mississauga | Peel | Toronto
FIT 3 | 0.25 | Solar Romiluxe | SOLAR ROMILUXE LP | CO | 20 | 2016-02-29 | 2016-02-11 | 2036-02-10 | Renewables | Solar Rooftop | Solar | Dx | Lefaivre | Prescott and Russell | Ottawa
FIT 3 | 0.5 | Magna Centre | The Corporation of the Town of Newmarket | CO | 20 | 2016-03-16 | 2015-12-23 | 2035-12-22 | Renewables | Solar Rooftop | Solar | Dx | Newmarket | York | Essa
FIT 3 | 0.39 | 10 Ontario Road 2 | 2356934 ONTARIO INC. | CO | 20 | 2016-10-10 | 2017-03-07 | 2036-10-09 | Renewables | Solar Rooftop | Solar | Dx | St. Thomas | Elgin | West
FIT 3 | 0.25 | 1689 River Rd (G Beland) | NORTH SHORE POWER GROUP INC. | CO | 20 | 2017-09-02 | 2018-01-11 | 2037-09-01 | Renewables | Solar Ground Mounted | Solar | Dx | Massey | Sudbury | Northeast
FIT 3 | 0.17996 | P102 | Reliant First Nation Limited Partnership | CO | 20 | 2017-09-09 | 2018-01-19 | 2037-09-08 | Renewables | Solar Rooftop | Solar | Dx | Mississauga | Peel | Toronto
FIT 3 | 0.2 | P008 | Reliant First Nation Limited Partnership | CO | 20 | 2017-09-04 | 2017-08-14 | 2037-08-13 | Renewables | Solar Rooftop | Solar | Dx | Mississauga | Peel | Toronto
FIT 3 | 0.5 | GT CH13 | Community Solar Assets 4 Limited | CO | 20 | 2017-08-27 | 2017-08-31 | 2037-08-26 | Renewables | Solar Ground Mounted | Solar | Dx | Englehart | Timiskaming | Northeast
FIT 3 | 0.09 | P017 | Reliant First Nation Limited Partnership | CO | 20 | 2017-09-11 | 2017-10-13 | 2037-09-10 | Renewables | Solar Rooftop | Solar | Dx | Mississauga | Peel | Toronto
FIT 3 | 0.3 | MLT-3655B WESTON | 2387281 Ontario Inc. | CO | 20 | 2016-10-16 | 2017-04-18 | 2036-10-15 | Renewables | Solar Rooftop | Solar | Dx | Toronto | Toronto | Toronto
FIT 3 | 0.23364 | SPN 260 | SPN LP 4 | CO | 20 | 2016-03-03 | 2016-08-30 | 2036-03-02 | Renewables | Solar Rooftop | Solar | Dx | Val Caron | Greater Sudbury | Northeast
FIT 3 | 0.38636 | JAZZ MIIGWETCH I | JAZZ MIIGWETCH I LP | CO | 20 | 2016-02-29 | 2016-10-24 | 2036-02-28 | Renewables | Solar Rooftop | Solar | Dx | Ottawa | Ottawa | Ottawa
FIT 3 | 0.21088 | P062 | Reliant First Nation Limited Partnership | CO | 20 | 2016-03-04 | 2016-08-24 | 2036-03-03 | Renewables | Solar Rooftop | Solar | Dx | Mississauga | Peel | Toronto
FIT 3 | 0.25 | EMP-41 SCOTT | 2387276 Ontario Inc. | CO | 20 | 2016-10-14 | 2017-04-18 | 2036-10-13 | Renewables | Solar Rooftop | Solar | Dx | Stratford | Perth | Southwest
FIT 3 | 0.18396 | P027 | Reliant First Nation Limited Partnership | CO | 20 | 2017-09-11 | 2017-03-10 | 2037-03-09 | Renewables | Solar Rooftop | Solar | Dx | Mississauga | Peel | Toronto
FIT 3 | 0.25 | Miles_10021161 | Skyline Private Opportunities Corp. | CO | 20 | 2016-08-27 | 2017-02-21 | 2036-08-26 | Renewables | Solar Rooftop | Solar | Dx | Waterford | Norfolk | Southwest
FIT 3 | 0.226 | GE060 | SIF #2 Reliant Essex LP | CO | 20 | 2016-03-04 | 2016-10-11 | 2036-03-03 | Renewables | Solar Rooftop | Solar | Dx | Leamington | Essex | West
FIT 3 | 0.17596 | P052 | Reliant First Nation Limited Partnership | CO | 20 | 2017-09-11 | 2018-02-07 | 2037-09-10 | Renewables | Solar Rooftop | Solar | Dx | Mississauga | Peel | Toronto
FIT 3 | 0.1925 | East End Pool | Hydro Ottawa Holding Inc. | CO | 20 | 2016-03-18 | 2016-06-28 | 2036-03-17 | Renewables | Solar Rooftop | Solar | Dx | Ottawa | Ottawa | Ottawa
FIT 3 | 0.15 | SunEdison ON-13-0107 | Solar Provider Canada Power Health LP | CO | 20 | 2016-03-18 | 2016-08-25 | 2036-03-17 | Renewables | Solar Rooftop | Solar | Dx | Hamilton | Hamilton | Southwest
FIT 3 | 0.1 | Bayside WTP Solar | The Corporation of the City of Quinte West | CO | 20 | 2016-03-18 | 2016-02-29 | 2036-02-28 | Renewables | Solar Rooftop | Solar | Dx | Brighton | Northumberland | East
FIT 3 | 0.05 | CEW Simcoe XI | CEW Simcoe XI Limited Partnership | CO | 20 | 2016-10-28 | 2016-05-12 | 2036-05-11 | Renewables | Solar Rooftop | Solar | Dx | Woodstock | Oxford | Southwest
FIT 3 | 0.12797 | P178 | Reliant First Nation Limited Partnership | CO | 20 | 2017-09-11 | 2017-12-21 | 2037-09-10 | Renewables | Solar Rooftop | Solar | Dx | Brampton | Peel | Toronto
FIT 3 | 0.19196 | P150 | Reliant First Nation Limited Partnership | CO | 20 | 2017-09-04 | 2017-03-27 | 2037-03-26 | Renewables | Solar Rooftop | Solar | Dx | Brampton | Peel | Toronto
FIT 3 | 0.5 | Emma Cardiff 2 | Peterborough Solar Projects Corporation | CO | 20 | 2017-09-03 | 2019-02-12 | 2037-09-02 | Renewables | Solar Ground Mounted | Solar | Dx | Cardiff | Hastings | East
FIT 3 | 0.245 | Gerry McCrory Countryside sports complex | City of Greater Sudbury | CO | 20 | 2016-03-03 | 2016-08-26 | 2036-03-02 | Renewables | Solar Rooftop | Solar | Dx | Sudbury | Greater Sudbury | Northeast
FIT 3 | 0.185 | Kemptville Storage | CK Solar Projects LP | CO | 20 | 2016-02-28 | 2016-09-08 | 2036-02-27 | Renewables | Solar Rooftop | Solar | Dx | Kemptville | Leeds and Grenville | East
FIT 3 | 0.36 | SPN 588 | SPN LP 4 | CO | 20 | 2016-10-28 | 2017-04-06 | 2036-10-27 | Renewables | Solar Rooftop | Solar | Dx | Brantford | Brant | Southwest
FIT 3 | 0.43182 | Kinsmen Civic Centre | Peterborough Solar Projects Corporation | CO | 20 | 2016-03-16 | 2016-08-05 | 2036-03-15 | Renewables | Solar Rooftop | Solar | Dx | Peterborough | Peterborough | East
FIT 3 | 0.36 | SPN 336 | SPN LP 3 | CO | 20 | 2016-10-10 | 2017-01-26 | 2036-10-09 | Renewables | Solar Rooftop | Solar | Dx | Toronto | Toronto | Toronto
FIT 3 | 0.25 | Solar Del Rey | CEW L3V SOLAR III LIMITED PARTNERSHIP | CO | 20 | 2016-10-23 | 2017-04-07 | 2036-10-22 | Renewables | Solar Rooftop | Solar | Dx | Orillia | Simcoe | Essa
FIT 3 | 0.25 | Carson Sales Barn | CK Solar Projects LP | CO | 20 | 2016-02-28 | 2016-09-08 | 2036-02-27 | Renewables | Solar Rooftop | Solar | Dx | Listowel | Perth | Southwest
FIT 3 | 0.19 | Maurice Lapointe | Ottawa Renewable Energy Co-operative Inc. | CO | 20 | 2016-03-02 | 2016-02-05 | 2036-02-04 | Renewables | Solar Rooftop | Solar | Dx | Ottawa | Ottawa | Ottawa
FIT 3 | 0.16545 | SPN 263 | SPN LP 3 | CO | 20 | 2016-02-29 | 2016-03-23 | 2036-02-28 | Renewables | Solar Rooftop | Solar | Dx | Orillia | Simcoe | Essa
FIT 3 | 0.5 | Painter | Peterborough Solar Projects Corporation | CO | 20 | 2017-09-03 | 2018-10-04 | 2037-09-02 | Renewables | Solar Ground Mounted | Solar | Dx | Coe Hill | Hastings | East
FIT 3 | 0.25 | Burford Community Center | Corporation of the County of Brant; Sustainability Brant Community Energy Co-operative Inc. Joint Venture | CO | 20 | 2016-10-14 | 2016-09-15 | 2036-09-14 | Renewables | Solar Rooftop | Solar | Dx | Burford | Brant | Southwest
FIT 3 | 0.22454 | SPN 264 | SPN LP 3 | CO | 20 | 2016-02-28 | 2016-04-11 | 2036-02-27 | Renewables | Solar Rooftop | Solar | Dx | Waterdown | Hamilton | Southwest
FIT 3 | 0.24 | 6319 Hwy 26 | Chi Biidaaske Inc. | CO | 20 | 2016-02-28 | 2016-05-27 | 2036-02-27 | Renewables | Solar Rooftop | Solar | Dx | Stayner | Simcoe | Southwest
FIT 3 | 0.5 | 1 - Messenger Freight | Messenger Project LP | CO | 20 | 2016-10-10 | 2017-05-17 | 2036-10-09 | Renewables | Solar Rooftop | Solar | Dx | St. Thomas | Elgin | West
FIT 3 | 0.14 | DRDH SOLAR | DEEP RIVER AND DISTRICT HOSPITAL | CO | 20 | 2016-03-03 | 2016-04-05 | 2036-03-02 | Renewables | Solar Rooftop | Solar | Dx | Deep River | Renfrew | Essa
FIT 3 | 0.1 | Township of Mulmur | Corporation of the Township of Mulmur | CO | 20 | 2016-03-18 | 2016-04-04 | 2036-03-17 | Renewables | Solar Rooftop | Solar | Dx | Orangeville | Dufferin | Southwest
FIT 3 | 0.1 | LDCSB St. Anne (St. Thomas) | Ameresco LDCSB Solar Inc. | CO | 20 | 2016-02-29 | 2016-06-09 | 2036-02-28 | Renewables | Solar Rooftop | Solar | Dx | St. Thomas | Elgin | West
FIT 3 | 0.48 | SPN 595 | LDREC SPN LP | CO | 20 | 2016-10-10 | 2017-03-28 | 2036-10-09 | Renewables | Solar Rooftop | Solar | Dx | London | Middlesex | West
FIT 3 | 0.19995 | P133 | Reliant First Nation Limited Partnership | CO | 20 | 2017-09-09 | 2017-04-11 | 2037-04-10 | Renewables | Solar Rooftop | Solar | Dx | Brampton | Peel | Toronto
FIT 3 | 0.25 | Jim Durrell Recreation Complex | Hydro Ottawa Holding Inc. | CO | 20 | 2016-03-16 | 2016-07-19 | 2036-03-15 | Renewables | Solar Rooftop | Solar | Dx | Ottawa | Ottawa | Ottawa
FIT 3 | 0.5 | GreenLife Solar 12 | GreenLife Solar Projects Inc. | CO | 20 | 2017-08-29 | 2019-01-22 | 2037-08-28 | Renewables | Solar Ground Mounted | Solar | Dx | Harwood | Northumberland | East
FIT 3 | 0.25 | GreenLife Solar 3 | GreenLife Solar Projects Inc. | CO | 20 | 2017-08-29 | 2019-01-21 | 2037-08-28 | Renewables | Solar Ground Mounted | Solar | Dx | Madoc | Hastings | East
FIT 3 | 0.498 | SPN 251 | LDREC SPN LP | CO | 20 | 2016-10-10 | 2017-02-23 | 2036-10-09 | Renewables | Solar Rooftop | Solar | Dx | London | Middlesex | West
FIT 3 | 0.135 | P132 | Reliant First Nation Limited Partnership | CO | 20 | 2017-09-16 | 2017-10-27 | 2037-09-15 | Renewables | Solar Rooftop | Solar | Dx | Brampton | Peel | Toronto
FIT 3 | 0.5 | SunEdison ON-11-0074 | GSC Southlake Solar LP | CO | 20 | 2017-09-02 | 2019-02-22 | 2037-09-01 | Renewables | Solar Ground Mounted | Solar | Dx | Merrickville | Leeds and Grenville | East
FIT 3 | 0.2 | SPN 329 | LDREC SPN LP | CO | 20 | 2016-10-10 | 2017-03-28 | 2036-10-09 | Renewables | Solar Rooftop | Solar | Dx | London | Middlesex | West
FIT 3 | 0.3 | Corner View Farms | CK Solar Projects LP | CO | 20 | 2016-02-28 | 2016-09-08 | 2036-02-27 | Renewables | Solar Rooftop | Solar | Dx | Richmond | Ottawa | Ottawa
FIT 3 | 0.2491 | Rockton Fair | QS6 2012 LP | CO | 20 | 2016-02-28 | 2016-02-09 | 2036-02-08 | Renewables | Solar Rooftop | Solar | Dx | Rockton | Hamilton | Southwest
FIT 3 | 0.07 | Main Public Works Garage Addition | The Corporation of the Township of Selwyn | CO | 20 | 2016-08-27 | 2016-07-29 | 2036-07-28 | Renewables | Solar Rooftop | Solar | Dx | Peterborough | Peterborough | East
FIT 3 | 0.144 | GE014 | SIF #2 Reliant Essex LP | CO | 20 | 2016-03-11 | 2016-08-25 | 2036-03-10 | Renewables | Solar Rooftop | Solar | Dx | Windsor | Essex | West
FIT 3 | 0.25 | 10021089_cloutier | Skyline Private Opportunities Corp. | CO | 20 | 2016-08-27 | 2016-09-19 | 2036-08-26 | Renewables | Solar Rooftop | Solar | Dx | Earlton | Timiskaming | Northeast
FIT 3 | 0.39 | SPN 030 | SPN LP 1 | CO | 20 | 2016-10-23 | 2017-04-20 | 2036-10-22 | Renewables | Solar Rooftop | Solar | Dx | Leamington | Essex | West
FIT 3 | 0.5 | C2 Hayfield URSP | 2291506 Ontario INC. | CO | 20 | 2016-08-27 | 2017-02-22 | 2036-08-26 | Renewables | Solar Rooftop | Solar | Dx | Port Dover | Norfolk | Southwest
FIT 3 | 0.12 | P208 | Reliant First Nation Limited Partnership | CO | 20 | 2017-09-11 | 2018-01-24 | 2037-09-10 | Renewables | Solar Rooftop | Solar | Dx | Brampton | Peel | Toronto
FIT 3 | 0.05 | LDCSB St. Bernadette | Ameresco LDCSB Solar Inc. | CO | 20 | 2016-10-10 | 2016-11-29 | 2036-10-09 | Renewables | Solar Rooftop | Solar | Dx | London | Middlesex | West
FIT 3 | 0.5 | Marburg URSP | 2291506 Ontario INC. | CO | 20 | 2016-08-27 | 2017-01-26 | 2036-08-26 | Renewables | Solar Rooftop | Solar | Dx | Port Dover | Norfolk | Southwest
FIT 3 | 0.245 | Pioneer Manor | City of Greater Sudbury | CO | 20 | 2016-03-03 | 2016-10-13 | 2036-03-02 | Renewables | Solar Rooftop | Solar | Dx | Sudbury | Greater Sudbury | Northeast
FIT 3 | 0.36 | SPN 344 | SPN LP 3 | CO | 20 | 2016-10-10 | 2017-04-03 | 2036-10-09 | Renewables | Solar Rooftop | Solar | Dx | Paris | Brant | Southwest
FIT 3 | 0.5 | 2010-159-04 | The Corporation of the City of Windsor | CO | 20 | 2016-03-02 | 2016-08-18 | 2036-03-01 | Renewables | Solar Rooftop | Solar | Dx | Windsor | Essex | West
FIT 3 | 0.4 | 195 Savannah Oaks Drive | Chi Biidaaske Inc. | CO | 20 | 2016-02-28 | 2016-01-07 | 2036-01-06 | Renewables | Solar Rooftop | Solar | Dx | Brantford | Brant | Southwest
FIT 3 | 0.3 | OT-10 CENTENNIAL | 2387276 Ontario Inc. | CO | 20 | 2016-10-16 | 2016-12-05 | 2036-10-15 | Renewables | Solar Rooftop | Solar | Dx | Orangeville | Dufferin | Southwest
FIT 3 | 0.5 | NSPG Tracker Project | NORTH SHORE POWER GROUP INC. | CO | 20 | 2018-04-14 | 2018-07-20 | 2038-04-13 | Renewables | Solar Ground Mounted | Solar | Dx | Blind River | Algoma | Northeast
FIT 3 | 0.1 | Carson Barn 4,5,6 | CK Solar Projects LP | CO | 20 | 2016-02-28 | 2016-09-08 | 2036-02-27 | Renewables | Solar Rooftop | Solar | Dx | Listowel | Perth | Southwest
FIT 3 | 0.25 | Solexica - 12 Fisherman | Solexica Solar Brampton GP | CO | 20 | 2016-10-23 | 2017-04-05 | 2036-10-22 | Renewables | Solar Rooftop | Solar | Dx | Brampton | Peel | Toronto
FIT 3 | 0.408 | SPN 445 | SPN LP 7 | CO | 20 | 2016-10-16 | 2017-04-18 | 2036-10-15 | Renewables | Solar Rooftop | Solar | Dx | Aurora | York | Essa
FIT 3 | 0.4975 | QPA Grd 2 | ME10 2012 LP | CO | 20 | 2017-09-03 | 2017-05-10 | 2037-05-09 | Renewables | Solar Ground Mounted | Solar | Dx | Granton | Middlesex | West
FIT 3 | 0.15793 | P128 | Reliant First Nation Limited Partnership | CO | 20 | 2017-09-09 | 2018-02-21 | 2037-09-08 | Renewables | Solar Rooftop | Solar | Dx | Brampton | Peel | Toronto
FIT 3 | 0.5 | Kanata Recreation Complex | Hydro Ottawa Holding Inc. | CO | 20 | 2016-03-16 | 2016-07-15 | 2036-03-15 | Renewables | Solar Rooftop | Solar | Dx | Ottawa | Ottawa | Ottawa
FIT 3 | 0.1979 | Grisdale | QS6 2012 LP | CO | 20 | 2016-02-28 | 2016-02-09 | 2036-02-08 | Renewables | Solar Rooftop | Solar | Dx | Hamilton | Hamilton | Southwest
FIT 3 | 0.5 | MEL-311 BOWES | 2391395 Ontario Inc. | CO | 20 | 2016-10-21 | 2017-03-08 | 2036-10-20 | Renewables | Solar Rooftop | Solar | Dx | Concord | York | Toronto
FIT 3 | 0.5 | Kelly South | Peterborough Solar Projects Corporation | CO | 20 | 2018-04-10 | 2019-05-29 | 2038-04-09 | Renewables | Solar Ground Mounted | Solar | Dx | Bancroft | Hastings | East
FIT 3 | 0.1 | Cummer CC | City of Toronto | CO | 20 | 2016-03-03 | 2016-02-19 | 2036-02-18 | Renewables | Solar Rooftop | Solar | Dx | Toronto | Toronto | Toronto
FIT 3 | 0.1 | SunEdison ON-13-0108 | Solar Provider Canada Power Health LP | CO | 20 | 2016-03-18 | 2016-09-09 | 2036-03-17 | Renewables | Solar Rooftop | Solar | Dx | Hamilton | Hamilton | Southwest
FIT 3 | 0.5 | SunEdison ON-11-0623 | Solar Provider Canada Power Health LP | CO | 20 | 2017-09-02 | 2016-11-15 | 2036-11-14 | Renewables | Solar Ground Mounted | Solar | Dx | Orillia | Simcoe | Essa
FIT 3 | 0.25 | Salford Landfill - Bio-Solid Building | County of Oxford | CO | 20 | 2016-10-14 | 2017-02-27 | 2036-10-13 | Renewables | Solar Rooftop | Solar | Dx | Salford | Oxford | Southwest
FIT 3 | 0.16797 | P014 | Reliant First Nation Limited Partnership | CO | 20 | 2017-09-09 | 2017-03-06 | 2037-03-05 | Renewables | Solar Rooftop | Solar | Dx | Mississauga | Peel | Toronto
FIT 3 | 0.5 | Paquette | Peterborough Solar Projects Corporation | CO | 20 | 2017-09-03 | 2018-10-04 | 2037-09-02 | Renewables | Solar Ground Mounted | Solar | Dx | Coe Hill | Hastings | East
FIT 3 | 0.22 | QPA Roof 1 | QS4 2012 LP | CO | 20 | 2016-02-28 | 2015-12-21 | 2035-12-20 | Renewables | Solar Rooftop | Solar | Dx | Lucan | Middlesex | Southwest
FIT 3 | 0.5 | NSPG Fixed 300 | NORTH SHORE POWER GROUP INC. | CO | 20 | 2017-09-16 | 2017-09-26 | 2037-09-15 | Renewables | Solar Ground Mounted | Solar | Dx | Blind River | Algoma | Northeast
FIT 3 | 0.135 | P191 | Reliant First Nation Limited Partnership | CO | 20 | 2017-09-11 | 2017-04-28 | 2037-04-27 | Renewables | Solar Rooftop | Solar | Dx | Brampton | Peel | Toronto
FIT 3 | 0.08 | CITYVIEW SOLAR | DAVID GORDON INNES | CO | 20 | 2016-08-27 | 2016-06-02 | 2036-06-01 | Renewables | Solar Rooftop | Solar | Dx | Beachville | Oxford | Southwest
FIT 3 | 0.02 | Erindale Terrace Rooftop Solar PV Project | The Regional Municipality of Peel | CO | 20 | 2016-03-18 | 2016-03-14 | 2036-03-13 | Renewables | Solar Rooftop | Solar | Dx | Mississauga | Peel | Toronto
FIT 3 | 0.09 | P033 | Reliant First Nation Limited Partnership | CO | 20 | 2017-09-11 | 2017-10-13 | 2037-09-10 | Renewables | Solar Rooftop | Solar | Dx | Mississauga | Peel | Toronto
FIT 3 | 0.1 | SunEdison ON-13-0109 | Solar Provider Canada Power Health LP | CO | 20 | 2016-03-18 | 2016-09-15 | 2036-03-17 | Renewables | Solar Rooftop | Solar | Dx | Hamilton | Hamilton | Southwest
FIT 3 | 0.5 | Cook Property | Biidaaske Inc. | CO | 20 | 2018-04-10 | 2018-09-19 | 2038-04-09 | Renewables | Solar Ground Mounted | Solar | Dx | Tara | Bruce | Southwest
FIT 3 | 0.25 | Peterborough Utilities Ashburnham Warehouse | Peterborough Solar Projects Corporation | CO | 20 | 2016-10-16 | 2016-09-09 | 2036-09-08 | Renewables | Solar Rooftop | Solar | Dx | Peterborough | Peterborough | East
FIT 3 | 0.25 | Filmore_10021006 | Skyline Private Opportunities Corp. | CO | 20 | 2016-08-27 | 2016-11-22 | 2036-08-26 | Renewables | Solar Rooftop | Solar | Dx | Kearney | Parry Sound | Essa
FIT 3 | 0.25 | Ennismore Arena | The Corporation of the Township of Selwyn | CO | 20 | 2016-03-03 | 2016-07-08 | 2036-03-02 | Renewables | Solar Rooftop | Solar | Dx | Ennismore | Peterborough | East
FIT 3 | 0.32 | SPN 540 | SPN LP 3 | CO | 20 | 2016-02-29 | 2016-04-01 | 2036-02-28 | Renewables | Solar Rooftop | Solar | Dx | Tilbury | Chatham-Kent | West
FIT 3 | 0.15 | 111 Shearson Cres 2 | 2356925 ONTARIO INC. | CO | 20 | 2016-02-28 | 2016-05-10 | 2036-02-27 | Renewables | Solar Rooftop | Solar | Dx | Cambridge | Waterloo | Southwest
FIT 3 | 0.18 | P216 | Reliant First Nation Limited Partnership | CO | 20 | 2017-09-09 | 2018-02-21 | 2037-09-08 | Renewables | Solar Rooftop | Solar | Dx | Brampton | Peel | Toronto
FIT 3 | 0.192 | GE012 | SIF #2 Reliant Essex LP | CO | 20 | 2016-03-09 | 2016-10-24 | 2036-03-08 | Renewables | Solar Rooftop | Solar | Dx | Windsor | Essex | West
FIT 3 | 0.25 | McKinley_10021043v2 | Skyline Private Opportunities Corp. | CO | 20 | 2016-08-27 | 2016-12-12 | 2036-08-26 | Renewables | Solar Rooftop | Solar | Dx | Oldcastle | Essex | West
FIT 3 | 0.075 | P036 | Reliant First Nation Limited Partnership | CO | 20 | 2017-09-16 | 2017-12-15 | 2037-09-15 | Renewables | Solar Rooftop | Solar | Dx | Mississauga | Peel | Toronto
FIT 3 | 0.143 | P210 | Reliant First Nation Limited Partnership | CO | 20 | 2017-09-11 | 2018-01-19 | 2037-09-10 | Renewables | Solar Rooftop | Solar | Dx | Brampton | Peel | Toronto
FIT 3 | 0.13873 | SPN 491 | LDREC SPN LP | CO | 20 | 2016-10-10 | 2016-11-07 | 2036-10-09 | Renewables | Solar Rooftop | Solar | Dx | London | Middlesex | West
FIT 3 | 0.248 | SPN 616 | LDREC SPN LP | CO | 20 | 2016-10-10 | 2016-12-01 | 2036-10-09 | Renewables | Solar Rooftop | Solar | Dx | London | Middlesex | West
FIT 3 | 0.5 | Grasshopper 100 Ironside | Grasshopper Solar FIT Projects Inc. | CO | 20 | 2016-08-27 | 2016-03-17 | 2036-03-16 | Renewables | Solar Rooftop | Solar | Dx | Brampton | Peel | Toronto
FIT 3 | 0.057 | P091 | Reliant First Nation Limited Partnership | CO | 20 | 2017-09-16 | 2018-02-14 | 2037-09-15 | Renewables | Solar Rooftop | Solar | Dx | Mississauga | Peel | Toronto
FIT 3 | 0.4 | Hovey Industries | Ottawa Renewable Energy Co-operative Inc. | CO | 20 | 2016-02-28 | 2015-07-02 | 2035-07-01 | Renewables | Solar Rooftop | Solar | Dx | Ottawa | Ottawa | Ottawa
FIT 3 | 0.245 | Articulated Bus Garage | Hydro Ottawa Holding Inc. | CO | 20 | 2016-03-16 | 2016-10-27 | 2036-03-15 | Renewables | Solar Rooftop | Solar | Dx | Ottawa | Ottawa | Ottawa
FIT 3 | 0.25 | Lot 12 Groundmount | Zaagate Giizis Energy Inc. | CO | 20 | 2017-09-02 | 2017-04-04 | 2037-04-03 | Renewables | Solar Ground Mounted | Solar | Dx | Sault Ste. Marie | Algoma | Northeast
FIT 3 | 0.5 | GreenLife Solar 17 | GreenLife Solar Projects Inc. | CO | 20 | 2018-04-10 | 2019-04-29 | 2038-04-09 | Renewables | Solar Ground Mounted | Solar | Dx | Lakefield | Peterborough | East
FIT 3 | 0.105 | P125 | Reliant First Nation Limited Partnership | CO | 20 | 2017-09-16 | 2017-12-12 | 2037-09-15 | Renewables | Solar Rooftop | Solar | Dx | Mississauga | Peel | Southwest
FIT 3 | 0.5 | SunEdison ON-11-0198 | GSC Southlake Solar LP | CO | 20 | 2018-04-21 | 2019-10-21 | 2038-04-20 | Renewables | Solar Ground Mounted | Solar | Dx | Campbellcroft | Northumberland | East
FIT 3 | 0.34 | P082 | Reliant First Nation Limited Partnership | CO | 20 | 2017-09-04 | 2017-10-25 | 2037-09-03 | Renewables | Solar Rooftop | Solar | Dx | Mississauga | Peel | Toronto
FIT 3 | 0.13 | Schlegel LTC Solar | Schlegel Villages Inc. | CO | 20 | 2016-08-27 | 2017-08-24 | 2036-08-26 | Renewables | Solar Rooftop | Solar | Dx | Waterloo | Waterloo | Southwest
FIT 3 | 0.022 | Lakefield Public Works Garage | The Corporation of the Township of Selwyn | CO | 20 | 2016-03-03 | 2016-07-05 | 2036-03-02 | Renewables | Solar Rooftop | Solar | Dx | Lakefield | Peterborough | East
FIT 3 | 0.45 | SPN 427 | SPN LP 4 | CO | 20 | 2016-10-28 | 2017-04-20 | 2036-10-27 | Renewables | Solar Rooftop | Solar | Dx | Elmira | Waterloo | Southwest
FIT 3 | 0.5 | Kirkland Lake #2 | The Town of Kirkland Lake Solar Inc. | CO | 20 | 2017-09-18 | 2019-03-18 | 2037-09-17 | Renewables | Solar Ground Mounted | Solar | Dx | Kirkland Lake | Timiskaming | Northeast
FIT 3 | 0.18182 | Harvest Sun | Ondrejicka Elevators Limited | CO | 20 | 2016-08-27 | 2016-11-17 | 2036-08-26 | Renewables | Solar Rooftop | Solar | Dx | Exeter | Huron | Southwest
FIT 3 | 0.1 | Hoegythree | HOEGYONE | CO | 20 | 2016-08-27 | 2016-08-14 | 2036-08-13 | Renewables | Solar Rooftop | Solar | Dx | Walton | Huron | Southwest
FIT 3 | 0.5 | Matachewan - Opposite Township Office | Energie Matachewan Energy Inc. | CO | 20 | 2017-09-18 | 2019-03-18 | 2037-09-17 | Renewables | Solar Ground Mounted | Solar | Dx | Matachewan | Timiskaming | Northeast
FIT 3 | 0.5 | Scheurer | Peterborough Solar Projects Corporation | CO | 20 | 2018-04-21 | 2019-03-18 | 2038-04-20 | Renewables | Solar Ground Mounted | Solar | Dx | Coe Hill | Hastings | East
FIT 3 | 0.193 | GE018 | SIF #2 Reliant Essex LP | CO | 20 | 2016-03-04 | 2016-10-17 | 2036-03-03 | Renewables | Solar Rooftop | Solar | Dx | Belle River | Essex | West
FIT 3 | 0.5 | Watson | Peterborough Solar Projects Corporation | CO | 20 | 2018-04-14 | 2018-12-20 | 2038-04-13 | Renewables | Solar Ground Mounted | Solar | Dx | Bancroft | Hastings | East
FIT 3 | 0.3863 | SPN 498 | SPN LP 4 | CO | 20 | 2016-10-28 | 2017-04-24 | 2036-10-27 | Renewables | Solar Rooftop | Solar | Dx | Brantford | Brant | Southwest
FIT 3 | 0.105 | P107 | Reliant First Nation Limited Partnership | CO | 20 | 2017-09-11 | 2017-10-19 | 2037-09-10 | Renewables | Solar Rooftop | Solar | Dx | Mississauga | Peel | Toronto
FIT 3 | 0.1 | 5279 Ament Line (Linwood Community Center) | SUNSHARE1 LP | CO | 20 | 2016-03-02 | 2016-03-01 | 2036-02-29 | Renewables | Solar Rooftop | Solar | Dx | Linwood | Waterloo | Southwest
FIT 3 | 0.15 | SunEdison ON-11-0700 | Solar Provider Canada Power Health LP | CO | 20 | 2016-03-16 | 2016-09-12 | 2036-03-15 | Renewables | Solar Rooftop | Solar | Dx | Mississauga | Peel | Toronto
FIT 3 | 0.156 | SPN 229 | SPN LP 1 | CO | 20 | 2016-10-28 | 2017-04-16 | 2036-10-27 | Renewables | Solar Rooftop | Solar | Dx | Leamington | Essex | West
FIT 3 | 0.2 | SPN 375 | SPN LP 3 | CO | 20 | 2016-10-10 | 2017-04-04 | 2036-10-09 | Renewables | Solar Rooftop | Solar | Dx | Hamilton | Hamilton | Southwest
FIT 3 | 0.5 | ET KI1 | Community Solar Assets 4 Limited | CO | 20 | 2018-04-10 | 2017-06-08 | 2037-06-07 | Renewables | Solar Ground Mounted | Solar | Dx | Elginburg | Frontenac | East
FIT 3 | 0.5 | USS Gates North URSP | 2291506 Ontario INC. | CO | 20 | 2016-08-27 | 2017-02-22 | 2036-08-26 | Renewables | Solar Rooftop | Solar | Dx | Port Dover | Norfolk | Southwest
FIT 3 | 0.27 | SPN 249 | LDREC SPN LP | CO | 20 | 2016-10-10 | 2017-01-31 | 2036-10-09 | Renewables | Solar Rooftop | Solar | Dx | London | Middlesex | West
FIT 3 | 0.18 | P186 | Reliant First Nation Limited Partnership | CO | 20 | 2016-10-21 | 2016-12-22 | 2036-10-20 | Renewables | Solar Rooftop | Solar | Dx | Brampton | Peel | Toronto
FIT 3 | 0.152 | MA-TE-WAY ARENA FIT | THE CORPORATION OF THE TOWN OF RENFREW | CO | 20 | 2016-03-03 | 2016-02-01 | 2036-01-31 | Renewables | Solar Rooftop | Solar | Dx | Renfrew | Renfrew | East
FIT 3 | 0.5 | SFF 8 | 2387282 Ontario Inc. | CO | 20 | 2018-04-14 | 2018-09-17 | 2038-04-13 | Renewables | Solar Ground Mounted | Solar | Dx | Peterborough | Peterborough | East
FIT 3 | 0.154 | P131 | Reliant First Nation Limited Partnership | CO | 20 | 2017-09-16 | 2017-10-27 | 2037-09-15 | Renewables | Solar Rooftop | Solar | Dx | Brampton | Peel | Toronto
FIT 3 | 0.25 | GG3-005 | GSC Southlake Solar LP | CO | 20 | 2017-09-02 | 2018-12-20 | 2037-09-01 | Renewables | Solar Ground Mounted | Solar | Dx | Sturgeon Falls | Nipissing | Northeast
FIT 3 | 0.175 | EMP-135 FREDERICK | 2387276 Ontario Inc. | CO | 20 | 2016-10-14 | 2017-04-18 | 2036-10-13 | Renewables | Solar Rooftop | Solar | Dx | Stratford | Perth | Southwest
FIT 3 | 0.18796 | P142 | Reliant First Nation Limited Partnership | CO | 20 | 2017-09-09 | 2017-10-27 | 2037-09-08 | Renewables | Solar Rooftop | Solar | Dx | Brampton | Peel | Toronto
FIT 3 | 0.21 | P171 | Reliant First Nation Limited Partnership | CO | 20 | 2017-09-09 | 2017-10-02 | 2037-09-08 | Renewables | Solar Rooftop | Solar | Dx | Brampton | Peel | Toronto
FIT 3 | 0.175 | King Yard | City of Toronto | CO | 20 | 2016-03-03 | 2015-12-15 | 2035-12-14 | Renewables | Solar Rooftop | Solar | Dx | Toronto | Toronto | Toronto
FIT 3 | 0.25 | QSS Dewey Solar | TREC SolarShare Co-operative (No.1) Inc. | CO | 20 | 2017-08-28 | 2018-08-23 | 2037-08-27 | Renewables | Solar Ground Mounted | Solar | Dx | Yarker | Lennox and Addington | East
FIT 3 | 0.195 | P156 | Reliant First Nation Limited Partnership | CO | 20 | 2017-09-04 | 2018-02-22 | 2037-09-03 | Renewables | Solar Rooftop | Solar | Dx | Brampton | Peel | Toronto
FIT 3 | 0.25 | Dalaire_10021143 | Skyline Private Opportunities Corp. | CO | 20 | 2016-08-27 | 2016-11-15 | 2036-08-26 | Renewables | Solar Rooftop | Solar | Dx | Verner | Nipissing | Northeast
FIT 3 | 0.1662 | GMF2 Church | QS16 2012 LP | CO | 20 | 2016-02-29 | 2016-04-26 | 2036-02-28 | Renewables | Solar Rooftop | Solar | Dx | Mississauga | Peel | Toronto
FIT 3 | 0.1 | 137534 Concession Rd 7 (Derby Arena) | NORTH SHORE POWER GROUP INC. | CO | 20 | 2016-03-03 | 2016-03-10 | 2036-03-02 | Renewables | Solar Rooftop | Solar | Dx | Owen Sound | Grey | Southwest
FIT 3 | 0.5 | AP MUNI P3 | AP MUNI P3 LP | CO | 20 | 2017-09-02 | 2017-11-12 | 2037-09-01 | Renewables | Solar Ground Mounted | Solar | Dx | Alfred | Prescott and Russell | Ottawa
FIT 3 | 0.08 | HPEDSB Moira SS | Ameresco HPEDSB Solar Inc. | CO | 20 | 2016-02-28 | 2016-08-19 | 2036-02-27 | Renewables | Solar Rooftop | Solar | Dx | Belleville | Hastings | East
FIT 3 | 0.1 | CH023 - Peter Miller 2 | SCCEC 3.0 LP | CO | 20 | 2016-08-27 | 2017-02-09 | 2036-08-26 | Renewables | Solar Rooftop | Solar | Dx | Creemore | Simcoe | Southwest
FIT 3 | 0.25 | GGELP_0028 | Gengrowth Energy LP | CO | 20 | 2018-04-10 | 2017-12-22 | 2037-12-21 | Renewables | Solar Ground Mounted | Solar | Dx | Lindsay | Kawartha Lakes | Essa
FIT 3 | 0.25 | GreenLife Solar 15 | GreenLife Solar Projects Inc. | CO | 20 | 2018-04-10 | 2019-06-17 | 2038-04-09 | Renewables | Solar Ground Mounted | Solar | Dx | Bobcaygeon | Kawartha Lakes | East
FIT 3 | 0.08 | Vandenberg 4 | QS6 2012 LP | CO | 20 | 2016-02-28 | 2015-11-04 | 2035-11-03 | Renewables | Solar Rooftop | Solar | Dx | Hamilton | Hamilton | Southwest
FIT 3 | 0.14996 | P105 | Reliant First Nation Limited Partnership | CO | 20 | 2017-09-11 | 2017-03-17 | 2037-03-16 | Renewables | Solar Rooftop | Solar | Dx | Mississauga | Peel | Toronto
FIT 3 | 0.11395 | P054 | Reliant First Nation Limited Partnership | CO | 20 | 2017-09-16 | 2017-12-20 | 2037-09-15 | Renewables | Solar Rooftop | Solar | Dx | Mississauga | Peel | Toronto
FIT 3 | 0.15 | Police Property | City of Toronto | CO | 20 | 2016-03-03 | 2016-02-19 | 2036-02-18 | Renewables | Solar Rooftop | Solar | Dx | Toronto | Toronto | Toronto
FIT 3 | 0.211 | GE029 | SIF #2 Reliant Essex LP | CO | 20 | 2016-03-09 | 2016-10-21 | 2036-03-08 | Renewables | Solar Rooftop | Solar | Dx | Windsor | Essex | West
FIT 3 | 0.25 | LDCSB St. Andre Bessette | Ameresco LDCSB Solar Inc. | CO | 20 | 2016-10-10 | 2016-11-29 | 2036-10-09 | Renewables | Solar Rooftop | Solar | Dx | London | Middlesex | West
FIT 3 | 0.2 | 1 Green St (St Clements Arena) | SUNSHARE1 LP | CO | 20 | 2016-03-02 | 2015-12-11 | 2035-12-10 | Renewables | Solar Rooftop | Solar | Dx | St. Clements | Waterloo | Southwest
FIT 3 | 0.116 | SPN 299 | SPN LP 3 | CO | 20 | 2016-02-28 | 2016-08-15 | 2036-02-27 | Renewables | Solar Rooftop | Solar | Dx | Toronto | Toronto | Toronto
FIT 3 | 0.25 | 1315 Hutchison Rd (Leis Pet) | SUNSHARE2 LP | CO | 20 | 2016-10-21 | 2016-10-19 | 2036-10-18 | Renewables | Solar Rooftop | Solar | Dx | Wellesley | Waterloo | Southwest
FIT 3 | 0.5 | GT CH4 | Community Solar Assets 4 Limited | CO | 20 | 2017-08-28 | 2017-10-11 | 2037-08-27 | Renewables | Solar Ground Mounted | Solar | Dx | Englehart | Timiskaming | Northeast
FIT 3 | 0.23 | Gerry O'Connor WTP Solar PV | The Corporation of the City of Belleville | CO | 20 | 2016-03-23 | 2016-11-02 | 2036-03-22 | Renewables | Solar Rooftop | Solar | Dx | Belleville | Hastings | East
FIT 3 | 0.25 | 9 - McConnell | Amber Solar Inc. | CO | 20 | 2016-10-10 | 2017-05-23 | 2036-10-09 | Renewables | Solar Rooftop | Solar | Dx | Port Burwell | Elgin | West
FIT 3 | 0.14394 | P197 | Reliant First Nation Limited Partnership | CO | 20 | 2017-09-09 | 2018-03-02 | 2037-09-08 | Renewables | Solar Rooftop | Solar | Dx | Brampton | Peel | Toronto
FIT 3 | 0.5 | QPA Grd 169 Coop | QS4 2012 LP | CO | 20 | 2017-08-29 | 2017-01-23 | 2037-01-22 | Renewables | Solar Ground Mounted | Solar | Dx | Kerwood | Middlesex | West
FIT 3 | 0.15 | 22 Head Street 2 | 2356936 ONTARIO INC. | CO | 20 | 2016-02-28 | 2016-08-10 | 2036-02-27 | Renewables | Solar Rooftop | Solar | Dx | Hamilton | Hamilton | Southwest
FIT 3 | 0.4 | NSPG Hospital | NORTH SHORE POWER GROUP INC. | CO | 20 | 2016-03-16 | 2016-08-30 | 2036-03-15 | Renewables | Solar Rooftop | Solar | Dx | Blind River | Algoma | Northeast
FIT 3 | 0.393 | P022 | Reliant First Nation Limited Partnership | CO | 20 | 2017-09-04 | 2018-01-16 | 2037-09-03 | Renewables | Solar Rooftop | Solar | Dx | Mississauga | Peel | Toronto
FIT 3 | 0.25 | Stewart_10020795 | Skyline Private Opportunities Corp. | CO | 20 | 2016-08-27 | 2016-10-31 | 2036-08-26 | Renewables | Solar Rooftop | Solar | Dx | Brockville | Leeds and Grenville | East
FIT 3 | 0.5 | SFF 14 | 2387282 Ontario Inc. | CO | 20 | 2018-04-14 | 2018-06-11 | 2038-04-13 | Renewables | Solar Ground Mounted | Solar | Dx | Newburgh | Lennox and Addington | East
FIT 3 | 0.12 | P079 | Reliant First Nation Limited Partnership | CO | 20 | 2017-09-16 | 2017-09-05 | 2037-09-04 | Renewables | Solar Rooftop | Solar | Dx | Mississauga | Peel | Toronto
FIT 3 | 0.18792 | P123 | Reliant First Nation Limited Partnership | CO | 20 | 2017-09-04 | 2017-11-06 | 2037-09-03 | Renewables | Solar Rooftop | Solar | Dx | Mississauga | Peel | Southwest
FIT 3 | 0.5 | Rising Sun Solar Old Muskoka | Rising Sun Community Power Corp. | CO | 20 | 2018-04-23 | 2019-02-13 | 2038-04-22 | Renewables | Solar Ground Mounted | Solar | Dx | Utterson | Muskoka | Essa
FIT 3 | 0.25 | 7 - Larry Dawson | Amber Solar Inc. | CO | 20 | 2016-10-10 | 2017-05-23 | 2036-10-09 | Renewables | Solar Rooftop | Solar | Dx | Springfield | Elgin | Southwest
FIT 3 | 0.5 | GGELP_0026 | Gengrowth Energy LP | CO | 20 | 2017-08-27 | 2018-05-31 | 2037-08-26 | Renewables | Solar Ground Mounted | Solar | Dx | Peterborough | Peterborough | East
FIT 3 | 0.136 | P005 | Reliant First Nation Limited Partnership | CO | 20 | 2017-09-11 | 2017-08-15 | 2037-08-14 | Renewables | Solar Rooftop | Solar | Dx | Mississauga | Peel | Toronto
FIT 3 | 0.18 | P151 | Reliant First Nation Limited Partnership | CO | 20 | 2017-09-11 | 2017-04-10 | 2037-04-09 | Renewables | Solar Rooftop | Solar | Dx | Brampton | Peel | Toronto
FIT 3 | 0.25 | 45 Massey Rd (RohnBrad) | SUNSHARE3 LP | CO | 20 | 2016-10-23 | 2017-01-11 | 2036-10-22 | Renewables | Solar Rooftop | Solar | Dx | Guelph | Wellington | Southwest
FIT 3 | 0.5 | Matachewan - Landfill | Energie Matachewan Energy Inc. | CO | 20 | 2018-04-14 | 2019-08-15 | 2038-04-13 | Renewables | Solar Ground Mounted | Solar | Dx | Matachewan | Timiskaming | Northeast
FIT 3 | 0.1492 | Mizener Roof | Solar Profile LP | CO | 20 | 2016-10-10 | 2017-01-09 | 2036-10-09 | Renewables | Solar Rooftop | Solar | Dx | Hamilton | Hamilton | Southwest
FIT 3 | 0.05 | Essa SS | Simcoe County District School Board | CO | 20 | 2016-03-16 | 2016-09-15 | 2036-03-15 | Renewables | Solar Rooftop | Solar | Dx | Essa | Simcoe | Southwest
FIT 3 | 0.5 | Cox | Peterborough Solar Projects Corporation | CO | 20 | 2018-04-10 | 2019-04-26 | 2038-04-09 | Renewables | Solar Ground Mounted | Solar | Dx | Bancroft | Hastings | East
FIT 3 | 0.275 | 81 Todd Rd 2 | 2356929 ONTARIO INC. | CO | 20 | 2016-02-28 | 2016-08-24 | 2036-02-27 | Renewables | Solar Rooftop | Solar | Dx | Halton Hills | Halton | Toronto
FIT 3 | 0.195 | P155 | Reliant First Nation Limited Partnership | CO | 20 | 2017-09-09 | 2018-01-24 | 2037-09-08 | Renewables | Solar Rooftop | Solar | Dx | Brampton | Peel | Toronto
FIT 3 | 0.19 | QPA Grd 438 - Sewage Treatment | QS4 2012 LP | CO | 20 | 2017-08-28 | 2017-12-21 | 2037-08-27 | Renewables | Solar Ground Mounted | Solar | Dx | Parkhill | Middlesex | Southwest
FIT 3 | 0.19 | P097 | Reliant First Nation Limited Partnership | CO | 20 | 2017-09-09 | 2017-08-31 | 2037-08-30 | Renewables | Solar Rooftop | Solar | Dx | Mississauga | Peel | Toronto
FIT 3 | 0.5 | 25a - Skipper 2 | Amber Solar Inc. | CO | 20 | 2016-10-10 | 2017-01-31 | 2036-10-09 | Renewables | Solar Rooftop | Solar | Dx | Aylmer | Elgin | West
FIT 3 | 0.37992 | P137 | Reliant First Nation Limited Partnership | CO | 20 | 2017-09-04 | 2017-03-21 | 2037-03-20 | Renewables | Solar Rooftop | Solar | Dx | Brampton | Peel | Toronto
FIT 3 | 0.024 | YCDSB - St.Gregory the Great | York Catholic District School Board | CO | 20 | 2016-03-16 | 2015-12-04 | 2035-12-03 | Renewables | Solar Rooftop | Solar | Dx | Woodbridge | York | Toronto
FIT 3 | 0.06 | Kew Beach Public School | Beach Community Energy Co-operative Inc. | CO | 20 | 2016-03-02 | 2016-09-02 | 2036-03-01 | Renewables | Solar Rooftop | Solar | Dx | Toronto | Toronto | Toronto
FIT 3 | 0.25 | GG3-012 | GSC Southlake Solar LP | CO | 20 | 2017-09-02 | 2019-02-26 | 2037-09-01 | Renewables | Solar Ground Mounted | Solar | Dx | Blezard Valley | Greater Sudbury | Northeast
FIT 3 | 0.5 | Obrien | Peterborough Solar Projects Corporation | CO | 20 | 2017-09-03 | 2019-02-11 | 2037-09-02 | Renewables | Solar Ground Mounted | Solar | Dx | Coe Hill | Hastings | East
FIT 3 | 0.04 | Pierre Berton 40kW | York Region District School Board | CO | 20 | 2016-03-03 | 2016-04-12 | 2036-03-02 | Renewables | Solar Rooftop | Solar | Dx | Woodbridge | York | Toronto
FIT 3 | 0.1 | Scotch Line PV | B. & B. FARMS LIMITED | CO | 20 | 2016-08-27 | 2017-04-20 | 2036-08-26 | Renewables | Solar Rooftop | Solar | Dx | Elmira | Waterloo | Southwest
FIT 3 | 0.21599 | P148 | Reliant First Nation Limited Partnership | CO | 20 | 2017-09-04 | 2017-04-28 | 2037-04-27 | Renewables | Solar Rooftop | Solar | Dx | Brampton | Peel | Toronto
FIT 3 | 0.5 | SPN 319 | OFIT GM INC. | CO | 20 | 2016-10-16 | 2017-09-14 | 2036-10-15 | Renewables | Solar Rooftop | Solar | Dx | Toronto | Toronto | Toronto
FIT 3 | 0.5 | SFF 11 | 2387282 Ontario Inc. | CO | 20 | 2020-03-28 | 2020-02-28 | 2040-02-28 | Renewables | Solar Ground Mounted | Solar | Dx | Newburgh | Lennox and Addington | East
FIT 3 | 0.264 | SPN 226 | SPN LP 7 | CO | 20 | 2016-10-16 | 2017-04-30 | 2036-10-15 | Renewables | Solar Rooftop | Solar | Dx | Aurora | York | Essa
FIT 3 | 0.165 | LDCSB St. Joseph H.S. (St. Thomas) | Ameresco LDCSB Solar Inc. | CO | 20 | 2016-10-10 | 2016-11-01 | 2036-10-09 | Renewables | Solar Rooftop | Solar | Dx | St. Thomas | Elgin | West
FIT 3 | 0.25 | 516 Simmons Road (J Mason-PIT 3 South) | SUNSHARE2 LP | CO | 20 | 2017-08-28 | 2017-07-17 | 2037-07-16 | Renewables | Solar Ground Mounted | Solar | Dx | Chelmsford | Greater Sudbury | Northeast
FIT 3 | 0.2494 | St. Joseph's West 1 | QS15 2012 LP | CO | 20 | 2016-02-28 | 2016-07-21 | 2036-02-27 | Renewables | Solar Rooftop | Solar | Dx | Hamilton | Hamilton | Southwest
FIT 3 | 0.25 | GG3-007 | GSC Southlake Solar LP | CO | 20 | 2018-04-14 | 2019-10-11 | 2038-04-13 | Renewables | Solar Ground Mounted | Solar | Dx | Castleton | Northumberland | East
FIT 3 | 0.5 | Forcier | Peterborough Solar Projects Corporation | CO | 20 | 2017-09-03 | 2019-02-08 | 2037-09-02 | Renewables | Solar Ground Mounted | Solar | Dx | Bancroft | Hastings | East
FIT 3 | 0.5 | Derby Works Yard | Biidaaske Inc. | CO | 20 | 2017-08-29 | 2019-02-22 | 2037-08-28 | Renewables | Solar Ground Mounted | Solar | Dx | Owen Sound | Grey | Southwest
FIT 3 | 0.05 | Bakker Farm | Ottawa Renewable Energy Co-operative Inc. | CO | 20 | 2016-02-29 | 2015-09-15 | 2035-09-14 | Renewables | Solar Rooftop | Solar | Dx | Manotick | Ottawa | Ottawa
FIT 3 | 0.5 | Northam Building 3 | Orillia Power Generation Corporation | CO | 20 | 2016-03-16 | 2016-09-13 | 2036-03-15 | Renewables | Solar Rooftop | Solar | Dx | Cobourg | Northumberland | East
FIT 3 | 0.25 | P175 | Reliant First Nation Limited Partnership | CO | 20 | 2017-09-04 | 2018-02-13 | 2037-09-03 | Renewables | Solar Rooftop | Solar | Dx | Brampton | Peel | Toronto
FIT 3 | 0.45 | MoldMaster Sportplex Solar Array | Halton Hills Community Energy Corporation | CO | 20 | 2016-03-03 | 2015-08-21 | 2035-08-20 | Renewables | Solar Rooftop | Solar | Dx | Halton Hills | Halton | Toronto
FIT 3 | 0.5 | Helios - Queensway | Helios Whitefish River First Nation Limited Partnership | CO | 20 | 2018-04-10 | 2017-06-05 | 2037-06-04 | Renewables | Solar Ground Mounted | Solar | Dx | Espanola | Sudbury | Northeast
FIT 3 | 0.5 | SunEdison ON-11-0168 | GSC Southlake Solar LP | CO | 20 | 2017-09-02 | 2019-02-22 | 2037-09-01 | Renewables | Solar Ground Mounted | Solar | Dx | Smiths Falls | Lanark | East
FIT 3 | 0.15 | MEL-211 BOWES | 2391395 Ontario Inc. | CO | 20 | 2016-10-21 | 2016-10-12 | 2036-10-11 | Renewables | Solar Rooftop | Solar | Dx | Concord | York | Toronto
FIT 3 | 0.185 | River Oaks Community Center | Corporation of the Town of Oakville | CO | 20 | 2016-03-18 | 2015-11-03 | 2035-11-02 | Renewables | Solar Rooftop | Solar | Dx | Oakville | Halton | Southwest
FIT 3 | 0.1 | 40 Rutherford Crt (J Oskam) | Oskam Welding & Machine Ltd. and Community Energy Development Co-operative Ltd. | CO | 20 | 2016-10-23 | 2017-04-06 | 2036-10-22 | Renewables | Solar Rooftop | Solar | Dx | Guelph | Wellington | Southwest
FIT 3 | 0.216 | SPN 303 | SPN LP 3 | CO | 20 | 2016-02-28 | 2016-04-13 | 2036-02-27 | Renewables | Solar Rooftop | Solar | Dx | Oakville | Halton | Southwest
FIT 3 | 0.25 | Tottenham Arena & Community Centre - 139 Queen St. | Sologix Clean Energy Corporation | CO | 20 | 2016-10-21 | 2017-04-21 | 2036-10-20 | Renewables | Solar Rooftop | Solar | Dx | Tottenham | Simcoe | Southwest
FIT 3 | 0.0475 | 28 - Bossuyt Farm | Amber Solar Inc. | CO | 20 | 2016-10-10 | 2017-05-02 | 2036-10-09 | Renewables | Solar Rooftop | Solar | Dx | Aylmer | Elgin | West
FIT 3 | 0.25 | 8572 Highway 7 (R Fellows) | NORTH SHORE POWER GROUP INC. | CO | 20 | 2016-07-13 | 2016-09-12 | 2036-07-12 | Renewables | Solar Rooftop | Solar | Dx | Rockwood | Wellington | Southwest
FIT 3 | 0.12 | GE011 | SIF #2 Reliant Essex LP | CO | 20 | 2016-03-11 | 2016-09-07 | 2036-03-10 | Renewables | Solar Rooftop | Solar | Dx | Windsor | Essex | West
FIT 3 | 0.1 | Home Farm | Augustin Josef Walch and Birgit Walch | CO | 20 | 2016-08-27 | 2016-09-02 | 2036-08-26 | Renewables | Solar Rooftop | Solar | Dx | Stratford | Perth | Southwest
FIT 3 | 0.25 | 1 Maybrook Drive | Chi Biidaaske Inc. | CO | 20 | 2016-02-28 | 2016-02-08 | 2036-02-07 | Renewables | Solar Rooftop | Solar | Dx | Toronto | Toronto | Toronto
FIT 3 | 0.14397 | P136 | Reliant First Nation Limited Partnership | CO | 20 | 2017-09-11 | 2017-03-29 | 2037-03-28 | Renewables | Solar Rooftop | Solar | Dx | Brampton | Peel | Toronto
FIT 3 | 0.25 | QSS Kaladar Solar | Community Solar Assets 4 Limited | CO | 20 | 2017-08-28 | 2017-06-19 | 2037-06-18 | Renewables | Solar Ground Mounted | Solar | Dx | Flinton | Lennox and Addington | East
FIT 3 | 0.5 | GT CH8 | Community Solar Assets 4 Limited | CO | 20 | 2017-08-27 | 2017-09-22 | 2037-08-26 | Renewables | Solar Ground Mounted | Solar | Dx | Englehart | Timiskaming | Northeast
FIT 3 | 0.1 | Ecole Notre Dame 100kW | Conseil scolaire de district catholique du Nouvel-Ontario | CO | 20 | 2016-03-16 | 2016-09-16 | 2036-03-15 | Renewables | Solar Rooftop | Solar | Dx | Sault Ste. Marie | Algoma | Northeast
FIT 3 | 0.375 | P129 | Reliant First Nation Limited Partnership | CO | 20 | 2017-09-04 | 2018-02-22 | 2037-09-03 | Renewables | Solar Rooftop | Solar | Dx | Brampton | Peel | Toronto
FIT 3 | 0.12 | GE040 | SIF #2 Reliant Essex LP | CO | 20 | 2016-03-09 | 2016-08-25 | 2036-03-08 | Renewables | Solar Rooftop | Solar | Dx | Windsor | Essex | West
FIT 3 | 0.5 | GreenLife Solar 5 | GreenLife Solar Projects Inc. | CO | 20 | 2018-04-10 | 2019-09-06 | 2038-04-09 | Renewables | Solar Ground Mounted | Solar | Dx | Hastings | Northumberland | East
FIT 3 | 0.49726 | P108 | Reliant First Nation Limited Partnership | CO | 20 | 2016-03-04 | 2016-08-25 | 2036-03-03 | Renewables | Solar Rooftop | Solar | Dx | Mississauga | Peel | Toronto
FIT 3 | 0.25 | SFF 5 | 2387282 Ontario Inc. | CO | 20 | 2018-04-14 | 2018-07-13 | 2038-04-13 | Renewables | Solar Ground Mounted | Solar | Dx | Grafton | Northumberland | East
FIT 3 | 0.15 | P066 | Reliant First Nation Limited Partnership | CO | 20 | 2017-09-11 | 2017-10-03 | 2037-09-10 | Renewables | Solar Rooftop | Solar | Dx | Mississauga | Peel | Toronto
FIT 3 | 0.12 | P220 | Reliant First Nation Limited Partnership | CO | 20 | 2017-09-11 | 2017-03-10 | 2037-03-09 | Renewables | Solar Rooftop | Solar | Dx | Mississauga | Peel | Toronto
FIT 3 | 0.14996 | P031 | Reliant First Nation Limited Partnership | CO | 20 | 2017-09-16 | 2017-04-10 | 2037-04-09 | Renewables | Solar Rooftop | Solar | Dx | Brampton | Peel | Toronto
FIT 3 | 0.25 | 560 Parkside | 2387281 Ontario Inc. | CO | 20 | 2016-10-21 | 2017-04-21 | 2036-10-20 | Renewables | Solar Rooftop | Solar | Dx | Waterloo | Waterloo | Southwest
FIT 3 | 0.17 | McCormick RC/Pool | City of Toronto | CO | 20 | 2016-03-03 | 2016-02-11 | 2036-02-10 | Renewables | Solar Rooftop | Solar | Dx | Toronto | Toronto | Toronto
FIT 3 | 0.2495 | St. Joseph's King | QS15 2012 LP | CO | 20 | 2016-02-28 | 2016-03-30 | 2036-02-27 | Renewables | Solar Rooftop | Solar | Dx | Hamilton | Hamilton | Southwest
FIT 3 | 0.024 | YCDSB - Our Lady of the Lake CHS | York Catholic District School Board | CO | 20 | 2016-03-16 | 2016-08-31 | 2036-03-15 | Renewables | Solar Rooftop | Solar | Dx | Keswick | York | Essa
FIT 3 | 0.25 | Walter Baker Sports Centre | Hydro Ottawa Holding Inc. | CO | 20 | 2016-03-18 | 2016-09-09 | 2036-03-17 | Renewables | Solar Rooftop | Solar | Dx | Ottawa | Ottawa | Ottawa
FIT 3 | 0.1 | Chuck Mantel | QS2 2012 LP | CO | 20 | 2017-08-29 | 2016-10-25 | 2036-10-24 | Renewables | Solar Ground Mounted | Solar | Dx | Hamilton | Hamilton | Southwest
FIT 3 | 0.1 | QPA Roof 256 - Middlesex Arena | QS4 2012 LP | CO | 20 | 2016-02-28 | 2015-12-22 | 2035-12-21 | Renewables | Solar Rooftop | Solar | Dx | Parkhill | Middlesex | Southwest
FIT 3 | 0.5 | EMP-12809 TELEPHONE | 2387276 Ontario Inc. | CO | 20 | 2018-04-14 | 2019-03-29 | 2038-04-13 | Renewables | Solar Ground Mounted | Solar | Dx | Colborne | Northumberland | East
FIT 3 | 0.25 | SPN 425 | SPN LP 3 | CO | 20 | 2016-10-10 | 2017-04-05 | 2036-10-09 | Renewables | Solar Rooftop | Solar | Dx | St. Marys | Perth | Southwest
FIT 3 | 0.1 | SunEdison ON-13-0111 | Solar Provider Canada Power Health LP | CO | 20 | 2016-03-23 | 2016-09-06 | 2036-03-22 | Renewables | Solar Rooftop | Solar | Dx | Hamilton | Hamilton | Southwest
FIT 3 | 0.37992 | P194 | Reliant First Nation Limited Partnership | CO | 20 | 2017-09-04 | 2017-07-20 | 2037-07-19 | Renewables | Solar Rooftop | Solar | Dx | Brampton | Peel | Toronto
FIT 3 | 0.25 | GG3-014 | GSC Southlake Solar LP | CO | 20 | 2017-09-03 | 2019-02-21 | 2037-09-02 | Renewables | Solar Ground Mounted | Solar | Dx | Sturgeon Falls | Nipissing | Northeast
FIT 3 | 0.5 | Kyte | Peterborough Solar Projects Corporation | CO | 20 | 2018-04-10 | 2019-02-12 | 2038-04-09 | Renewables | Solar Ground Mounted | Solar | Dx | Coe Hill | Hastings | East
FIT 3 | 0.25 | P170 | Reliant First Nation Limited Partnership | CO | 20 | 2017-09-04 | 2017-09-05 | 2037-09-03 | Renewables | Solar Rooftop | Solar | Dx | Brampton | Peel | Toronto
FIT 3 | 0.5 | MLT-3655A WESTON | 2387281 Ontario Inc. | CO | 20 | 2016-10-16 | 2017-04-18 | 2036-10-15 | Renewables | Solar Rooftop | Solar | Dx | Toronto | Toronto | Toronto
FIT 3 | 0.05 | LDCSB Blessed Kateri | Ameresco LDCSB Solar Inc. | CO | 20 | 2016-02-28 | 2016-05-20 | 2036-02-27 | Renewables | Solar Rooftop | Solar | Dx | London | Middlesex | West
FIT 3 | 0.5 | Switzer G | Peterborough Solar Projects Corporation | CO | 20 | 2018-04-10 | 2019-03-14 | 2038-04-09 | Renewables | Solar Ground Mounted | Solar | Dx | Bancroft | Hastings | East
FIT 3 | 0.075 | LDCSB St. Marguerite d'Youville | Ameresco LDCSB Solar Inc. | CO | 20 | 2016-02-28 | 2016-06-14 | 2036-02-27 | Renewables | Solar Rooftop | Solar | Dx | London | Middlesex | West
FIT 3 | 0.5 | Parish | Peterborough Solar Projects Corporation | CO | 20 | 2017-09-03 | 2018-11-15 | 2037-09-02 | Renewables | Solar Ground Mounted | Solar | Dx | Haliburton | Haliburton | Essa
FIT 3 | 0.25 | GGELP_0027 | Gengrowth Energy LP | CO | 20 | 2017-08-27 | 2017-12-22 | 2037-08-26 | Renewables | Solar Ground Mounted | Solar | Dx | Douro | Peterborough | East
FIT 3 | 0.16797 | P086 | Reliant First Nation Limited Partnership | CO | 20 | 2017-09-09 | 2017-03-28 | 2037-03-27 | Renewables | Solar Rooftop | Solar | Dx | Brampton | Peel | Toronto
FIT 3 | 0.5 | SFF 9 | 2387282 Ontario Inc. | CO | 20 | 2018-04-14 | 2018-06-11 | 2038-04-13 | Renewables | Solar Ground Mounted | Solar | Dx | Newburgh | Lennox and Addington | East
FIT 3 | 0.05 | LDCSB Holy Family | Ameresco LDCSB Solar Inc. | CO | 20 | 2016-02-28 | 2016-07-20 | 2036-02-27 | Renewables | Solar Rooftop | Solar | Dx | London | Middlesex | West
FIT 3 | 0.15 | GE005 | SIF #2 Reliant Essex LP | CO | 20 | 2016-03-09 | 2016-12-21 | 2036-03-08 | Renewables | Solar Rooftop | Solar | Dx | Belle River | Essex | West
FIT 3 | 0.477 | JAZZ MIIGWETCH II | JAZZ MIIGWETCH II LP | CO | 20 | 2016-02-29 | 2016-08-16 | 2036-02-28 | Renewables | Solar Rooftop | Solar | Dx | Vars | Ottawa | Ottawa
FIT 3 | 0.1 | QPA Grd 330 - Closed Dump | QS4 2012 LP | CO | 20 | 2017-08-29 | 2018-01-16 | 2037-08-28 | Renewables | Solar Ground Mounted | Solar | Dx | Parkhill | Middlesex | Southwest
FIT 3 | 0.5 | Stronach Aurora Recreation Complex | Community Solar Assets 2 Limited | CO | 20 | 2016-03-02 | 2016-09-02 | 2036-03-01 | Renewables | Solar Rooftop | Solar | Dx | Aurora | York | Essa
FIT 3 | 0.018 | Bayview Fairways 18kW | York Region District School Board | CO | 20 | 2016-03-03 | 2016-02-03 | 2036-02-02 | Renewables | Solar Rooftop | Solar | Dx | Thornhill | York | Toronto
FIT 4 | 0.06 | 10555 Jane | SIL-DOM HOLDINGS LTD. | CO | 20 | 2018-02-16 | 2018-02-12 | 2038-02-11 | Renewables | Solar Rooftop | Solar | Dx | Vaughan | York | Toronto
FIT 4 | 0.0492 | 370 Westmount | F&H ALI ENTERPRISES LTD. | CO | 20 | 2018-02-16 | 2018-02-12 | 2038-02-11 | Renewables | Solar Rooftop | Solar | Dx | Toronto | Toronto | Toronto
FIT 4 | 0.25 | AccuWright Solar | Oxford Community Solar One LP | CO | 20 | 2018-03-27 | 2017-11-07 | 2037-11-06 | Renewables | Solar Rooftop | Solar | Dx | Woodstock | Oxford | Southwest
FIT 4 | 0.22 | Oriole Park Community Centre & Arena | City of Toronto | CO | 20 | 2018-02-02 | 2018-01-29 | 2038-01-28 | Renewables | Solar Rooftop | Solar | Dx | Toronto | Toronto | Toronto
FIT 4 | 0.25 | Senn 2015 | 1024248 Ontario Inc. | CO | 20 | 2019-09-01 | 2019-09-18 | 2039-08-31 | Renewables | Bioenergy | Biogas (On-Farm) | Dx | St. Bernardin | Prescott and Russell | Ottawa
FIT 4 | 0.5 | 903-JV-221 Peggs Mountain | 2405514 Ontario Inc. | CO | 20 | 2019-09-15 | 2019-08-15 | 2039-08-14 | Renewables | Solar Ground Mounted | Solar | Dx | Burks Falls | Parry Sound | Essa
FIT 4 | 0.1 | 180amber | 1791048 ONTARIO INC. | CO | 20 | 2018-02-11 | 2018-02-06 | 2038-02-05 | Renewables | Solar Rooftop | Solar | Dx | Markham | York | Toronto
FIT 4 | 0.24 | Commander Park Arena & Community Centre | City of Toronto | CO | 20 | 2018-02-02 | 2017-12-13 | 2037-12-12 | Renewables | Solar Rooftop | Solar | Dx | Toronto | Toronto | Toronto
FIT 4 | 0.372 | Birchmount Park Collegiate Institute | Toronto District School Board | CO | 20 | 2018-02-09 | 2018-07-10 | 2038-02-08 | Renewables | Solar Rooftop | Solar | Dx | Toronto | Toronto | Toronto
FIT 4 | 0.5 | 390 Thomas Street | MPI RT Solar 1 LP | CO | 20 | 2018-02-23 | 2018-03-29 | 2038-02-22 | Renewables | Solar Rooftop | Solar | Dx | Ingersoll | Oxford | Southwest
FIT 4 | 0.046 | York Woods Public Library (SUBMIT LATER) | City of Toronto | CO | 20 | 2018-02-04 | 2017-11-15 | 2037-11-14 | Renewables | Solar Rooftop | Solar | Dx | Toronto | Toronto | Toronto
FIT 4 | 0.16 | East End Mini Storage-CH019 | SCCEC 4.0 LP | CO | 20 | 2018-03-15 | 2018-07-19 | 2038-03-14 | Renewables | Solar Rooftop | Solar | Dx | Barrie | Simcoe | Essa
FIT 4 | 0.1665 | HUC345 | HIPCO-FIT4 Projects Corporation | CO | 20 | 2018-02-18 | 2018-08-16 | 2038-02-17 | Renewables | Solar Rooftop | Solar | Dx | Hamilton | Hamilton | Southwest
FIT 4 | 0.19 | Woburn Collegiate Institute | Toronto District School Board | CO | 20 | 2018-02-04 | 2018-07-20 | 2038-02-03 | Renewables | Solar Rooftop | Solar | Dx | Toronto | Toronto | Toronto
FIT 4 | 0.25 | Icarus 250 kW Meaford | GSC SPN 4 Projects LP. | CO | 20 | 2018-02-25 | 2018-08-21 | 2038-02-24 | Renewables | Solar Rooftop | Solar | Dx | Meaford | Grey | Southwest
FIT 4 | 0.1 | Ingram Yard - Office & Storage Building | City of Toronto | CO | 20 | 2018-02-02 | 2017-10-04 | 2037-10-03 | Renewables | Solar Rooftop | Solar | Dx | Toronto | Toronto | Toronto
FIT 4 | 0.06 | 3543 Nafziger Road, Wellesley - Rooftop Solar | Appollo Union Limited Partnership I | CO | 20 | 2018-02-16 | 2018-02-07 | 2038-02-06 | Renewables | Solar Rooftop | Solar | Dx | Wellesley | Waterloo | Southwest
FIT 4 | 0.5 | 760-DT-175 Stahls Rd | 2469780 Ontario Inc. | CO | 20 | 2019-09-13 | 2019-08-27 | 2039-08-26 | Renewables | Solar Ground Mounted | Solar | Dx | Huntsville | Muskoka | Essa
FIT 4 | 0.25 | AVICOLE 7 | ASM SOLAR P6 LP | CO | 20 | 2018-03-29 | 2018-03-26 | 2038-03-25 | Renewables | Solar Rooftop | Solar | Dx | Plantagenet | Prescott and Russell | Ottawa
FIT 4 | 0.4995 | 1 - SPN447 | SPN LP 10 | CO | 20 | 2018-03-20 | 2018-09-19 | 2038-03-19 | Renewables | Solar Rooftop | Solar | Dx | Brantford | Brant | Southwest
FIT 4 | 0.25 | Acton Arena | Halton Hills Community Energy Corporation | CO | 20 | 2018-02-18 | 2017-04-27 | 2037-04-26 | Renewables | Solar Rooftop | Solar | Dx | Acton | Halton | Toronto
FIT 4 | 0.12 | Mitchell Field Community Centre & Arena | City of Toronto | CO | 20 | 2018-02-25 | 2018-01-31 | 2038-01-30 | Renewables | Solar Rooftop | Solar | Dx | Toronto | Toronto | Toronto
FIT 4 | 0.1 | 4075 Twin Elm | Ottawa Renewable Energy Co-operative Inc. | CO | 20 | 2018-03-27 | 2018-08-08 | 2038-03-26 | Renewables | Solar Rooftop | Solar | Dx | Richmond | Ottawa | Ottawa
FIT 4 | 0.25 | Uvalux Roof | Oxford Community Solar One LP | CO | 20 | 2018-03-27 | 2018-03-09 | 2038-03-08 | Renewables | Solar Rooftop | Solar | Dx | Woodstock | Oxford | Southwest
FIT 4 | 0.143 | Bowmore Road Junior & Senior Public School | Toronto District School Board | CO | 20 | 2018-04-04 | 2018-10-03 | 2038-04-03 | Renewables | Solar Rooftop | Solar | Dx | Toronto | Toronto | Toronto
FIT 4 | 0.09 | Bloorlea Middle School | Toronto District School Board | CO | 20 | 2018-04-04 | 2018-10-01 | 2038-04-03 | Renewables | Solar Rooftop | Solar | Dx | Toronto | Toronto | Toronto
FIT 4 | 0.1 | De Koning Zion Farm West Roof | Martin and Dorine De Koning | CO | 20 | 2018-03-15 | 2018-07-10 | 2038-03-14 | Renewables | Solar Rooftop | Solar | Dx | Watford | Lambton | West
FIT 4 | 0.068 | Twentieth Street Junior School | Toronto District School Board | CO | 20 | 2018-02-09 | 2018-08-08 | 2038-02-08 | Renewables | Solar Rooftop | Solar | Dx | Toronto | Toronto | Toronto
FIT 4 | 0.5 | 874-DT-204 North Pickerel | 2405514 Ontario Inc. | CO | 20 | 2019-09-13 | 2019-08-15 | 2039-08-14 | Renewables | Solar Ground Mounted | Solar | Dx | Burks Falls | Parry Sound | Essa
FIT 4 | 0.1 | De Koning Zion Farm East Roof | Martin and Dorine De Koning | CO | 20 | 2018-03-22 | 2018-07-10 | 2038-03-21 | Renewables | Solar Rooftop | Solar | Dx | Watford | Lambton | West
FIT 4 | 0.1 | Hambly Management Services Inc.-CH036 | SCCEC 4.0 LP | CO | 20 | 2018-03-22 | 2017-10-16 | 2037-10-15 | Renewables | Solar Rooftop | Solar | Dx | Bradford | Simcoe | Essa
FIT 4 | 0.2 | ERTH Thamesford Arena Solar | ERTH Community Power One LP | CO | 20 | 2018-03-06 | 2018-08-17 | 2038-03-05 | Renewables | Solar Rooftop | Solar | Dx | Thamesford | Middlesex | Southwest
FIT 4 | 0.2 | Deboer Acres Solar Roof | Deboer Acres Holsteins Inc. | CO | 20 | 2018-11-11 | 2018-10-23 | 2038-10-22 | Renewables | Solar Rooftop | Solar | Dx | Selkirk | Haldimand | Southwest
FIT 4 | 0.35 | Sifton Solar 2 | Sifton Properties Limited | CO | 20 | 2018-11-29 | 2018-01-31 | 2038-01-30 | Renewables | Solar Rooftop | Solar | Dx | London | Middlesex | West
FIT 4 | 0.25 | Hillside Gardens Limited-GA027 | SCCEC 4.0 LP | CO | 20 | 2018-03-13 | 2017-12-05 | 2037-12-04 | Renewables | Solar Rooftop | Solar | Dx | Bradford | Simcoe | Essa
FIT 4 | 0.25 | Ledgecroft Farms - Biogas System 250kW | William Benjamin Green | CO | 20 | 2019-08-11 | 2018-11-30 | 2038-11-29 | Renewables | Bioenergy | Biogas (On-Farm) | Dx | Seeleys Bay | Leeds and Grenville | East
FIT 4 | 0.1 | Janssen Warehouse | 1071062 Ontario Ltd. | CO | 20 | 2018-03-29 | 2018-04-02 | 2038-03-28 | Renewables | Solar Rooftop | Solar | Dx | Lincoln | Niagara | Niagara
FIT 4 | 0.25 | Fifth Conc Rd Coboconk 1 | Saturn Solar 4 LP | CO | 20 | 2019-09-13 | 2019-01-15 | 2039-01-14 | Renewables | Solar Ground Mounted | Solar | Dx | Coboconk | Kawartha Lakes | Essa
FIT 4 | 0.3996 | 1 - SPN620 | SPN LP 15 | CO | 20 | 2018-03-13 | 2018-06-01 | 2038-03-12 | Renewables | Solar Rooftop | Solar | Dx | Cambridge | Waterloo | Southwest
FIT 4 | 0.5 | Moorefield Wind | Moorefield Wind 1 Inc. | CO | 20 | 2019-08-23 | 2017-05-16 | 2037-05-15 | Renewables | Wind - On-Shore | Wind | Dx | Palmerston | Wellington | Southwest
FIT 4 | 0.15 | 896301_Rayette | Kazani Holdings Inc. | CO | 20 | 2018-02-16 | 2018-01-11 | 2038-01-10 | Renewables | Solar Rooftop | Solar | Dx | Concord | York | Toronto
FIT 4 | 0.10397 | Anson S Taylor Junior Public School | Toronto District School Board | CO | 20 | 2018-02-04 | 2018-07-24 | 2038-02-03 | Renewables | Solar Rooftop | Solar | Dx | Toronto | Toronto | Toronto
FIT 4 | 0.32 | WATE019 | SC&G LP | CO | 20 | 2018-04-14 | 2018-08-15 | 2038-04-13 | Renewables | Solar Rooftop | Solar | Dx | Cambridge | Waterloo | Southwest
FIT 4 | 0.063 | Walkers Mews | Walkers Mews Limited | CO | 20 | 2018-03-15 | 2017-05-26 | 2037-05-25 | Renewables | Solar Rooftop | Solar | Dx | Burlington | Halton | Southwest
FIT 4 | 0.0499 | Birchmount Park Yard - Maintenance Shop | City of Toronto | CO | 20 | 2018-02-02 | 2017-12-13 | 2037-12-12 | Renewables | Solar Rooftop | Solar | Dx | Toronto | Toronto | Toronto
FIT 4 | 0.25 | Walker Rooftop-CH017 | SCCEC 4.0 LP | CO | 20 | 2018-03-15 | 2018-08-08 | 2038-03-14 | Renewables | Solar Rooftop | Solar | Dx | Stayner | Simcoe | Southwest
FIT 4 | 0.48 | 4 - SPN024 | SPN LP 10 | CO | 20 | 2018-03-27 | 2018-09-21 | 2038-03-26 | Renewables | Solar Rooftop | Solar | Dx | Windsor | Essex | West
FIT 4 | 0.5 | 1473 Gingerich Rd - Erb Transport | SUNSHARE4 LP | CO | 20 | 2018-03-08 | 2018-08-08 | 2038-03-07 | Renewables | Solar Rooftop | Solar | Dx | New Hamburg | Waterloo | Southwest
FIT 4 | 0.4 | DUFF102 | SR&G LP | CO | 20 | 2018-03-22 | 2018-07-24 | 2038-03-21 | Renewables | Solar Rooftop | Solar | Dx | Orangeville | Dufferin | Southwest
FIT 4 | 0.14 | Albion Arena | City of Toronto | CO | 20 | 2018-02-02 | 2018-01-31 | 2038-01-30 | Renewables | Solar Rooftop | Solar | Dx | Toronto | Toronto | Toronto
FIT 4 | 0.5 | John Beattie Farms Limited-CH034 | SCCEC 4.0 LP | CO | 20 | 2019-04-05 | 2018-06-04 | 2038-06-03 | Renewables | Solar Rooftop | Solar | Dx | Alliston | Simcoe | Southwest
FIT 4 | 0.22395 | SATEC WA Porter Collegiate Institute | Toronto District School Board | CO | 20 | 2018-02-09 | 2018-08-08 | 2038-02-08 | Renewables | Solar Rooftop | Solar | Dx | Toronto | Toronto | Toronto
FIT 4 | 0.5 | SCI CE3 | Ramara Solar Projects LP | CO | 20 | 2019-11-13 | 2019-11-11 | 2039-11-10 | Renewables | Solar Ground Mounted | Solar | Dx | Orillia | Simcoe | Essa
FIT 4 | 0.1 | Scotland Solar | The Corporation of the County of Brant | CO | 20 | 2018-02-28 | 2018-08-09 | 2038-02-27 | Renewables | Solar Rooftop | Solar | Dx | Scotland | Brant | Southwest
FIT 4 | 0.167 | Tonelli | Milton Energy and Generation Solutions Inc | CO | 20 | 2018-02-25 | 2017-09-18 | 2037-09-17 | Renewables | Solar Rooftop | Solar | Dx | Milton | Halton | Southwest
FIT 4 | 0.0382 | LakefieldWoodworking | Lakefield Woodworking Inc. | CO | 20 | 2018-02-28 | 2017-08-24 | 2037-08-23 | Renewables | Solar Rooftop | Solar | Dx | Douro | Peterborough | East
FIT 4 | 0.07197 | Alliance Centre Maintenance Shop | Toronto District School Board | CO | 20 | 2018-02-04 | 2018-07-23 | 2038-02-03 | Renewables | Solar Rooftop | Solar | Dx | Toronto | Toronto | Toronto
FIT 4 | 0.1 | Gord & Irene Risk Community Centre | City of Toronto | CO | 20 | 2018-02-28 | 2018-03-09 | 2038-02-27 | Renewables | Solar Rooftop | Solar | Dx | Toronto | Toronto | Toronto
FIT 4 | 0.13 | Scarborough Village Recreation Centre & Arena | City of Toronto | CO | 20 | 2018-02-02 | 2017-11-27 | 2037-11-26 | Renewables | Solar Rooftop | Solar | Dx | Toronto | Toronto | Toronto
FIT 4 | 0.1 | Corporate Office Building | City of Toronto | CO | 20 | 2018-02-02 | 2017-09-22 | 2037-09-21 | Renewables | Solar Rooftop | Solar | Dx | Toronto | Toronto | Toronto
FIT 4 | 0.14 | Elections Building | City of Toronto | CO | 20 | 2018-02-02 | 2018-02-26 | 2038-02-01 | Renewables | Solar Rooftop | Solar | Dx | Toronto | Toronto | Toronto
FIT 4 | 0.111 | Alexmuir Junior Public School | Toronto District School Board | CO | 20 | 2018-02-04 | 2018-07-16 | 2038-02-03 | Renewables | Solar Rooftop | Solar | Dx | Toronto | Toronto | Toronto
FIT 4 | 0.2497 | Bryans 2 | KCM 2018 LP | CO | 20 | 2018-02-16 | 2018-03-14 | 2038-02-15 | Renewables | Solar Rooftop | Solar | Dx | Puslinch | Wellington | Southwest
FIT 4 | 0.25 | Hwy 518 West Sprucedale 2 | Saturn Solar 4 LP | CO | 20 | 2019-10-04 | 2019-02-21 | 2039-02-20 | Renewables | Solar Ground Mounted | Solar | Dx | Sprucedale | Parry Sound | Essa
FIT 4 | 0.13 | Centennial Galaxy Arena | City of Toronto | CO | 20 | 2018-02-02 | 2017-08-28 | 2037-08-27 | Renewables | Solar Rooftop | Solar | Dx | Toronto | Toronto | Toronto
FIT 4 | 0.25 | HUC91 | 2622882 Ontario Inc. | CO | 20 | 2018-03-06 | 2018-09-06 | 2038-03-05 | Renewables | Solar Rooftop | Solar | Dx | Hamilton | Hamilton | Southwest
FIT 4 | 0.025 | 2009 Eglinton west | F&H ALI ENTERPRISES LTD. | CO | 20 | 2018-02-16 | 2018-02-15 | 2038-02-14 | Renewables | Solar Rooftop | Solar | Dx | Toronto | Toronto | Toronto
FIT 4 | 0.5 | 1 Summerlea Road | Menkes Summerlea Holdings Inc. | CO | 20 | 2018-02-11 | 2017-11-28 | 2037-11-27 | Renewables | Solar Rooftop | Solar | Dx | Brampton | Peel | Toronto
FIT 4 | 0.072 | Shorting Rd. Stock Room | Toronto District School Board | CO | 20 | 2018-02-09 | 2018-08-09 | 2038-02-08 | Renewables | Solar Rooftop | Solar | Dx | Toronto | Toronto | Toronto
FIT 4 | 0.25 | DeKoning, Richard - JB044 | HSSW Limited Partnership | CO | 20 | 2019-09-20 | 2019-09-19 | 2039-09-18 | Renewables | Solar Ground Mounted | Solar | Dx | Sebright | Simcoe | Essa
FIT 4 | 0.22 | HUC43 | HIPCO-FIT4 Projects Corporation | CO | 20 | 2018-02-18 | 2018-08-16 | 2038-02-17 | Renewables | Solar Rooftop | Solar | Dx | Hamilton | Hamilton | Southwest
FIT 4 | 0.5 | ERKASOLAR | Pantone I Real Estate Inc. | CO | 20 | 2018-03-13 | 2018-02-07 | 2038-02-06 | Renewables | Solar Rooftop | Solar | Dx | Lincoln | Niagara | Niagara
FIT 4 | 0.25 | WATE018 | SC&G LP | CO | 20 | 2018-04-14 | 2018-07-05 | 2038-04-13 | Renewables | Solar Rooftop | Solar | Dx | Cambridge | Waterloo | Southwest
FIT 4 | 0.14 | 2 - SPN350 | SPN LP 14 | CO | 20 | 2018-03-22 | 2018-09-19 | 2038-03-21 | Renewables | Solar Rooftop | Solar | Dx | Bolton | Peel | Toronto
FIT 4 | 0.1 | Timmermans | QSST1 LP | CO | 20 | 2018-02-16 | 2018-08-15 | 2038-02-15 | Renewables | Solar Rooftop | Solar | Dx | Paris | Brant | Southwest
FIT 4 | 0.14 | Baycrest Arena | City of Toronto | CO | 20 | 2018-02-28 | 2018-03-21 | 2038-02-27 | Renewables | Solar Rooftop | Solar | Dx | Toronto | Toronto | Toronto
FIT 4 | 0.075 | Berner Trail Junior Public School | Toronto District School Board | CO | 20 | 2018-03-29 | 2018-09-24 | 2038-03-28 | Renewables | Solar Rooftop | Solar | Dx | Toronto | Toronto | Toronto
FIT 4 | 0.33193 | Burnhamthorpe Collegiate Institute | Toronto District School Board | CO | 20 | 2018-02-02 | 2018-08-01 | 2038-02-01 | Renewables | Solar Rooftop | Solar | Dx | Toronto | Toronto | Toronto
FIT 4 | 0.5 | SS Keswick | HC1 LP | CO | 20 | 2018-02-11 | 2018-07-06 | 2038-02-10 | Renewables | Solar Rooftop | Solar | Dx | Keswick | York | Essa
FIT 4 | 0.06912 | Tecumseh Senior Public School | Toronto District School Board | CO | 20 | 2018-02-09 | 2018-08-02 | 2038-02-08 | Renewables | Solar Rooftop | Solar | Dx | Toronto | Toronto | Toronto
FIT 4 | 0.09 | D&R Leasing | Greater Niagara Renewable Energy Co-operative Inc. | CO | 20 | 2018-03-13 | 2018-05-28 | 2038-03-12 | Renewables | Solar Rooftop | Solar | Dx | Niagara-on-the-Lake | Niagara | Niagara
FIT 4 | 0.12 | Habitant Arena | City of Toronto | CO | 20 | 2018-02-28 | 2018-03-21 | 2038-02-27 | Renewables | Solar Rooftop | Solar | Dx | Toronto | Toronto | Toronto
FIT 4 | 0.5 | Adidas Solar | The Corporation of the County of Brant & Adidas Canada Limited | CO | 20 | 2018-03-08 | 2018-03-08 | 2038-03-07 | Renewables | Solar Rooftop | Solar | Dx | Paris | Brant | Southwest
FIT 4 | 0.1 | 120 Duffield | Skyline Clean Energy Holdings (II) Inc. | CO | 20 | 2018-02-11 | 2018-04-30 | 2038-02-10 | Renewables | Solar Rooftop | Solar | Dx | Markham | York | Toronto
FIT 4 | 0.294 | Winston Churchill Collegiate Institute | Toronto District School Board | CO | 20 | 2018-02-04 | 2018-08-03 | 2038-02-03 | Renewables | Solar Rooftop | Solar | Dx | Toronto | Toronto | Toronto
FIT 4 | 0.1 | Town Operations Building | Halton Hills Community Energy Corporation | CO | 20 | 2018-02-23 | 2017-07-28 | 2037-07-27 | Renewables | Solar Rooftop | Solar | Dx | Halton Hills | Halton | Toronto
FIT 4 | 0.24 | Maplewood High School | Toronto District School Board | CO | 20 | 2018-02-09 | 2018-08-09 | 2038-02-08 | Renewables | Solar Rooftop | Solar | Dx | Toronto | Toronto | Toronto
FIT 4 | 0.093 | Queen Victoria Public School | Toronto District School Board | CO | 20 | 2018-04-04 | 2018-10-02 | 2038-04-03 | Renewables | Solar Rooftop | Solar | Dx | Toronto | Toronto | Toronto
FIT 4 | 0.25 | ERTH Embro Community Centre Solar | ERTH Community Power One LP | CO | 20 | 2018-03-06 | 2018-07-31 | 2038-03-05 | Renewables | Solar Rooftop | Solar | Dx | Embro | Oxford | Southwest
FIT 4 | 0.1 | 8806 Walkers Drive | Ontario Solar PVR 16 Limited Partnership | CO | 20 | 2018-02-16 | 2017-12-06 | 2037-12-05 | Renewables | Solar Rooftop | Solar | Dx | Strathroy | Middlesex | West
FIT 4 | 0.33193 | Sir Wilfrid Laurier Collegiate Institute | Toronto District School Board | CO | 20 | 2018-02-09 | 2018-08-08 | 2038-02-08 | Renewables | Solar Rooftop | Solar | Dx | Toronto | Toronto | Toronto
FIT 4 | 0.165 | Beverley Heights Middle School | Toronto District School Board | CO | 20 | 2018-02-09 | 2018-08-07 | 2038-02-08 | Renewables | Solar Rooftop | Solar | Dx | Toronto | Toronto | Toronto
FIT 4 | 0.25 | HUC601 | 2622882 Ontario Inc. | CO | 20 | 2018-03-06 | 2018-09-06 | 2038-03-05 | Renewables | Solar Rooftop | Solar | Dx | Hamilton | Hamilton | Southwest
FIT 4 | 0.0499 | Bermondsey Yard - Office & Garage Bldg | City of Toronto | CO | 20 | 2018-02-02 | 2018-07-16 | 2038-02-01 | Renewables | Solar Rooftop | Solar | Dx | Toronto | Toronto | Toronto
FIT 4 | 0.245 | St.Davids 329 cannery | Greater Niagara Renewable Energy Co-operative Inc. | CO | 20 | 2018-03-13 | 2018-07-28 | 2038-03-12 | Renewables | Solar Rooftop | Solar | Dx | St. Davids | Niagara | Niagara
FIT 4 | 0.264 | HUC190 | HIPCO-FIT4 Projects Corporation | CO | 20 | 2018-02-18 | 2018-08-16 | 2038-02-17 | Renewables | Solar Rooftop | Solar | Dx | Hamilton | Hamilton | Niagara
FIT 4 | 0.1 | Bayview Arena | City of Toronto | CO | 20 | 2018-03-01 | 2018-04-17 | 2038-02-28 | Renewables | Solar Rooftop | Solar | Dx | Toronto | Toronto | Toronto
FIT 4 | 0.15 | 505 Dutton Dr - Oakbridge | SUNSHARE4 LP | CO | 20 | 2018-03-08 | 2018-05-29 | 2038-03-07 | Renewables | Solar Rooftop | Solar | Dx | Waterloo | Waterloo | Southwest
FIT 4 | 0.25 | ERTH Tavistock Arena Solar | ERTH Community Power One LP | CO | 20 | 2018-03-06 | 2018-07-13 | 2038-03-05 | Renewables | Solar Rooftop | Solar | Dx | Tavistock | Oxford | Southwest
FIT 4 | 0.05 | Municipal Office | The Corporation of the Town of Minto | CO | 20 | 2018-03-01 | 2017-08-21 | 2037-08-20 | Renewables | Solar Rooftop | Solar | Dx | Harriston | Wellington | Southwest
FIT 4 | 0.24 | Don Montgomery Arena & Gym | City of Toronto | CO | 20 | 2018-02-25 | 2018-03-01 | 2038-02-24 | Renewables | Solar Rooftop | Solar | Dx | Toronto | Toronto | Toronto
FIT 4 | 0.49739 | JAZZ MIIGWETCH X | JAZZ MIIGWETCH X LP | CO | 20 | 2018-03-29 | 2018-09-10 | 2038-03-28 | Renewables | Solar Rooftop | Solar | Dx | Vars | Ottawa | Ottawa
FIT 4 | 0.22 | 2205 Mount Forest | Solar Cell LP | CO | 20 | 2018-02-02 | 2018-07-06 | 2038-02-01 | Renewables | Solar Rooftop | Solar | Dx | Burlington | Halton | Southwest
FIT 4 | 0.09 | William Lyon Mackenzie Collegiate Institute | Toronto District School Board | CO | 20 | 2018-02-04 | 2018-07-31 | 2038-02-03 | Renewables | Solar Rooftop | Solar | Dx | Toronto | Toronto | Toronto
FIT 4 | 0.13 | Ted Reeve Community Arena | City of Toronto | CO | 20 | 2018-02-02 | 2018-01-31 | 2038-01-30 | Renewables | Solar Rooftop | Solar | Dx | Toronto | Toronto | Toronto
FIT 4 | 0.1 | Scarborough Civic Centre | City of Toronto | CO | 20 | 2018-02-02 | 2018-03-20 | 2038-02-01 | Renewables | Solar Rooftop | Solar | Dx | Toronto | Toronto | Toronto
FIT 4 | 0.111 | Rawlinson Community School | Toronto District School Board | CO | 20 | 2018-04-04 | 2018-09-25 | 2038-04-03 | Renewables | Solar Rooftop | Solar | Dx | Toronto | Toronto | Toronto
FIT 4 | 0.0396 | LSRCA | Lake Simcoe Region Conservation Authority | CO | 20 | 2018-03-08 | 2018-03-08 | 2038-03-07 | Renewables | Solar Rooftop | Solar | Dx | Newmarket | York | Essa
FIT 4 | 0.5 | Finch Yard | City of Toronto | CO | 20 | 2018-02-25 | 2018-01-31 | 2038-01-30 | Renewables | Solar Rooftop | Solar | Dx | Toronto | Toronto | Toronto
FIT 4 | 0.1 | ERTH Hickson Park Solar | ERTH Community Power One LP | CO | 20 | 2018-03-06 | 2018-08-20 | 2038-03-05 | Renewables | Solar Rooftop | Solar | Dx | Hickson | Oxford | Southwest
FIT 4 | 0.1 | Rawn Solar-GA024 | SCCEC 4.0 LP | CO | 20 | 2018-03-15 | 2017-08-30 | 2037-08-29 | Renewables | Solar Rooftop | Solar | Dx | Stayner | Simcoe | Southwest
FIT 4 | 0.25 | Science Hill Poultry Inc. | Science Hill Poultry Inc. | CO | 20 | 2018-02-18 | 2017-12-09 | 2037-12-08 | Renewables | Solar Rooftop | Solar | Dx | St. Marys | Perth | Southwest
FIT 4 | 0.25 | ALLOY SOLAR | ALLOY CASTING INDUSTRIES LIMITED | CO | 20 | 2018-03-15 | 2018-03-29 | 2038-03-14 | Renewables | Solar Rooftop | Solar | Dx | New Hamburg | Waterloo | Southwest
FIT 4 | 0.1 | EH Sun | 2251052 Ontario Inc. | CO | 20 | 2018-02-25 | 2018-03-26 | 2038-02-24 | Renewables | Solar Rooftop | Solar | Dx | Mount Brydges | Middlesex | West
FIT 4 | 0.2 | HUC600 | HIPCO-FIT4 Projects Corporation | CO | 20 | 2018-02-18 | 2018-08-16 | 2038-02-17 | Renewables | Solar Rooftop | Solar | Dx | Hamilton | Hamilton | Southwest
FIT 4 | 0.15 | BRETZLER SOLAR | BRETZLER FARMS LTD. | CO | 20 | 2018-03-13 | 2018-04-20 | 2038-03-12 | Renewables | Solar Rooftop | Solar | Dx | Crysler | Stormont, Dundas and Glengarry | East
FIT 4 | 0.5 | SS Newmarket | HC1 LP | CO | 20 | 2018-02-11 | 2018-07-20 | 2038-02-10 | Renewables | Solar Rooftop | Solar | Dx | Newmarket | York | Essa
FIT 4 | 0.14 | 5 - SPN559 | SPN LP 14 | CO | 20 | 2018-03-27 | 2018-09-24 | 2038-03-26 | Renewables | Solar Rooftop | Solar | Dx | Barrie | Simcoe | Essa
FIT 4 | 0.1 | Dan Solar 1 | 1000682689 Ontario Inc | CO | 20 | 2018-03-27 | 2018-07-30 | 2038-03-26 | Renewables | Solar Rooftop | Solar | Dx | Delaware | Middlesex | West
FIT 4 | 0.5 | Derry | Milton Energy and Generation Solutions Inc | CO | 20 | 2018-02-23 | 2017-08-03 | 2037-08-02 | Renewables | Solar Rooftop | Solar | Dx | Milton | Halton | Southwest
FIT 4 | 0.3 | Icarus 300 kW Welland | GSC SPN 4 Projects LP. | CO | 20 | 2018-02-23 | 2018-08-22 | 2038-02-22 | Renewables | Solar Rooftop | Solar | Dx | Welland | Niagara | Niagara
FIT 4 | 0.03 | 2225 Craig's Side | Ottawa Renewable Energy Co-operative Inc. | CO | 20 | 2018-03-13 | 2018-08-17 | 2038-03-12 | Renewables | Solar Rooftop | Solar | Dx | Carp | Ottawa | Ottawa
FIT 4 | 0.083965 | Agnes Macphail Public School | Toronto District School Board | CO | 20 | 2018-02-02 | 2018-08-01 | 2038-02-01 | Renewables | Solar Rooftop | Solar | Dx | Toronto | Toronto | Toronto
FIT 4 | 0.093 | Chester Elementary School | Toronto District School Board | CO | 20 | 2018-02-04 | 2018-08-03 | 2038-02-03 | Renewables | Solar Rooftop | Solar | Dx | Toronto | Toronto | Toronto
FIT 4 | 0.09 | Bliss Carman Senior Public School | Toronto District School Board | CO | 20 | 2018-04-04 | 2018-09-28 | 2038-04-03 | Renewables | Solar Rooftop | Solar | Dx | Toronto | Toronto | Toronto
FIT 4 | 0.15 | A&E | Milton Energy and Generation Solutions Inc | CO | 20 | 2018-02-25 | 2017-09-18 | 2037-09-17 | Renewables | Solar Rooftop | Solar | Dx | Milton | Halton | Southwest
FIT 4 | 0.25 | Fifth Conc Rd Coboconk 2 | Saturn Solar 4 LP | CO | 20 | 2019-09-20 | 2019-01-15 | 2039-01-14 | Renewables | Solar Ground Mounted | Solar | Dx | Coboconk | Kawartha Lakes | Essa
FIT 4 | 0.5 | MALETTE 500 | ASM SOLAR P2 LP | CO | 20 | 2018-03-29 | 2018-05-15 | 2038-03-28 | Renewables | Solar Rooftop | Solar | Dx | Lefaivre | Prescott and Russell | Ottawa
FIT 4 | 0.07197 | Brookhaven Public School | Toronto District School Board | CO | 20 | 2018-02-02 | 2018-08-01 | 2038-02-01 | Renewables | Solar Rooftop | Solar | Dx | Toronto | Toronto | Toronto
FIT 4 | 0.25 | Bolton Manor 2015 | Bolton Manor Holsteins Limited | CO | 20 | 2019-09-29 | 2019-08-29 | 2039-08-28 | Renewables | Bioenergy | Biogas (On-Farm) | Dx | Thamesford | Middlesex | Southwest
FIT 4 | 0.06 | Finch Public School | Toronto District School Board | CO | 20 | 2018-02-04 | 2018-08-02 | 2038-02-03 | Renewables | Solar Rooftop | Solar | Dx | Toronto | Toronto | Toronto
FIT 4 | 0.25 | Harriston Arena | The Corporation of the Town of Minto | CO | 20 | 2018-02-25 | 2018-05-29 | 2038-02-24 | Renewables | Solar Rooftop | Solar | Dx | Harriston | Wellington | Southwest
FIT 4 | 0.25 | C2 - GS41 | SUNSHARE4 LP | CO | 20 | 2018-02-25 | 2018-05-07 | 2038-02-24 | Renewables | Solar Rooftop | Solar | Dx | Hillsburgh | Wellington | Southwest
FIT 4 | 0.4995 | 4 - SPN448 | SPN LP 10 | CO | 20 | 2018-03-22 | 2018-09-19 | 2038-03-21 | Renewables | Solar Rooftop | Solar | Dx | Brantford | Brant | Southwest
FIT 4 | 0.25 | MESSIER 250 | ASM SOLAR P4 LP | CO | 20 | 2018-03-29 | 2017-12-22 | 2037-12-21 | Renewables | Solar Rooftop | Solar | Dx | Alfred | Prescott and Russell | Ottawa
FIT 4 | 0.1 | Clairlea Park - Scarborough Indoor Soccer Centre | City of Toronto | CO | 20 | 2018-02-02 | 2017-08-01 | 2037-07-31 | Renewables | Solar Rooftop | Solar | Dx | Toronto | Toronto | Toronto
FIT 4 | 0.2 | 896303_Travail | 1155758 Ontario Limited | CO | 20 | 2018-02-11 | 2018-01-10 | 2038-01-09 | Renewables | Solar Rooftop | Solar | Dx | Markham | York | Toronto
FIT 4 | 0.079 | Albion Heights Junior Middle School | Toronto District School Board | CO | 20 | 2018-02-04 | 2018-08-02 | 2038-02-03 | Renewables | Solar Rooftop | Solar | Dx | Toronto | Toronto | Toronto
FIT 4 | 0.13197 | Bayview Middle School | Toronto District School Board | CO | 20 | 2018-02-09 | 2018-08-09 | 2038-02-08 | Renewables | Solar Rooftop | Solar | Dx | Toronto | Toronto | Toronto
FIT 4 | 0.5 | HOY 500 | ASM SOLAR G1 LP | CO | 20 | 2019-09-27 | 2019-01-18 | 2039-01-17 | Renewables | Solar Ground Mounted | Solar | Dx | Hawkesbury | Prescott and Russell | Ottawa
FIT 4 | 0.129 | 80-86 St. Regis Cr. N | Menkes Properties Corporation | CO | 20 | 2018-02-11 | 2017-09-20 | 2037-09-19 | Renewables | Solar Rooftop | Solar | Dx | Toronto | Toronto | Toronto
FIT 4 | 0.25 | Keeler Centre Solar | Community Solar Assets 2 Limited | CO | 20 | 2018-02-23 | 2017-11-10 | 2037-11-09 | Renewables | Solar Rooftop | Solar | Dx | Colborne | Northumberland | East
FIT 4 | 0.2 | 3068 Mullifarry Drive | Ontario Solar PVR 16 Limited Partnership | CO | 20 | 2018-02-16 | 2017-09-25 | 2037-09-24 | Renewables | Solar Rooftop | Solar | Dx | Kerwood | Middlesex | West
FIT 4 | 0.1998 | 2 - SPN038 | SPN LP 10 | CO | 20 | 2018-03-29 | 2018-09-25 | 2038-03-28 | Renewables | Solar Rooftop | Solar | Dx | Brantford | Brant | Southwest
FIT 4 | 0.25 | Stanton Farms Biogas (Twelve Mile Road South) | Stanton Bros. Limited | CO | 20 | 2019-09-13 | 2019-05-03 | 2039-05-02 | Renewables | Bioenergy | Biogas (On-Farm) | Dx | Ilderton | Middlesex | West
FIT 4 | 0.1 | Koskamp Home 2015 | Koskamp Family Farms Ltd. | CO | 20 | 2019-09-13 | 2018-11-05 | 2038-11-04 | Renewables | Bioenergy | Biogas (On-Farm) | Dx | Stratford | Perth | Southwest
FIT 4 | 0.2294 | SS Bolton | StorageVault Canada Inc. | CO | 20 | 2018-02-25 | 2018-07-12 | 2038-02-24 | Renewables | Solar Rooftop | Solar | Dx | Bolton | Peel | Toronto
FIT 4 | 0.15 | 1381 Huron Rd - Crystal Brook | SUNSHARE4 LP | CO | 20 | 2018-03-15 | 2018-04-04 | 2038-03-14 | Renewables | Solar Rooftop | Solar | Dx | Petersburg | Waterloo | Southwest
FIT 4 | 0.333 | Chisholm | Milton Energy and Generation Solutions Inc | CO | 20 | 2018-02-25 | 2017-06-12 | 2037-06-11 | Renewables | Solar Rooftop | Solar | Dx | Milton | Halton | Southwest
FIT 4 | 0.08 | Bentworth Park Yard Administration Building | City of Toronto | CO | 20 | 2018-03-01 | 2018-01-26 | 2038-01-25 | Renewables | Solar Rooftop | Solar | Dx | Toronto | Toronto | Toronto
FIT 4 | 0.1865 | 5 - SPN497 | SPN LP 14 | CO | 20 | 2018-03-15 | 2018-09-10 | 2038-03-14 | Renewables | Solar Rooftop | Solar | Dx | Caledon | Peel | Southwest
FIT 4 | 0.13 | DUFF095 | SR&G LP | CO | 20 | 2018-03-22 | 2018-06-29 | 2038-03-21 | Renewables | Solar Rooftop | Solar | Dx | Orangeville | Dufferin | Southwest
FIT 4 | 0.2 | Huronia Road-DM019 | SCCEC 4.0 LP | CO | 20 | 2018-02-25 | 2017-11-09 | 2037-11-08 | Renewables | Solar Rooftop | Solar | Dx | Barrie | Simcoe | Essa
FIT 4 | 0.5 | 71 Rexdale Solar PV | Toronto Hydro-Electric System Limited | CO | 20 | 2018-03-15 | 2018-03-08 | 2038-03-07 | Renewables | Solar Rooftop | Solar | Dx | Toronto | Toronto | Toronto
FIT 4 | 0.218 | Whiteside, Glenn-GA028 | SCCEC 4.0 LP | CO | 20 | 2018-03-13 | 2017-10-31 | 2037-10-30 | Renewables | Solar Rooftop | Solar | Dx | Alliston | Simcoe | Southwest
FIT 4 | 0.404 | 79-99 St. Regis Cr.N | Menkes Properties Corporation | CO | 20 | 2018-02-16 | 2017-12-21 | 2037-12-20 | Renewables | Solar Rooftop | Solar | Dx | Toronto | Toronto | Toronto
FIT 4 | 0.1 | Minten Solar Roof | SunSaver 4 Limited | CO | 20 | 2018-03-13 | 2018-07-31 | 2038-03-12 | Renewables | Solar Rooftop | Solar | Dx | Watford | Lambton | West
FIT 4 | 0.08 | Parkway Forest Community Centre | City of Toronto | CO | 20 | 2018-02-02 | 2018-01-19 | 2038-01-18 | Renewables | Solar Rooftop | Solar | Dx | Toronto | Toronto | Toronto
FIT 4 | 0.25 | De Koning Home Farm | Martin and Dorine De Koning | CO | 20 | 2018-03-27 | 2018-07-31 | 2038-03-26 | Renewables | Solar Rooftop | Solar | Dx | Watford | Lambton | West
FIT 4 | 0.25 | Hopkins, Jim & Aubrey-JB040 | HSSW Limited Partnership | CO | 20 | 2019-09-27 | 2019-09-25 | 2039-09-24 | Renewables | Solar Ground Mounted | Solar | Dx | Fenelon Falls | Kawartha Lakes | Essa
FIT 4 | 0.168 | Brookview Middle School | Toronto District School Board | CO | 20 | 2018-02-02 | 2018-08-01 | 2038-02-01 | Renewables | Solar Rooftop | Solar | Dx | Toronto | Toronto | Toronto
FIT 4 | 0.1 | Janssen Showroom | 1834508 Ontario Ltd. | CO | 20 | 2018-03-27 | 2018-04-02 | 2038-03-26 | Renewables | Solar Rooftop | Solar | Dx | Lincoln | Niagara | Niagara
FIT 4 | 0.1 | Sterrenburg - CH020 | HSSW Limited Partnership | CO | 20 | 2018-03-22 | 2018-03-21 | 2038-03-20 | Renewables | Solar Rooftop | Solar | Dx | Stayner | Simcoe | Southwest
FIT 4 | 0.1 | Wallace Emerson Community Centre & Indoor Pool | City of Toronto | CO | 20 | 2018-02-02 | 2018-02-12 | 2038-02-01 | Renewables | Solar Rooftop | Solar | Dx | Toronto | Toronto | Toronto
FIT 4 | 0.21 | SPN647 | SPN LP 15 | CO | 20 | 2018-03-13 | 2018-05-31 | 2038-03-12 | Renewables | Solar Rooftop | Solar | Dx | Cambridge | Waterloo | Southwest
FIT 4 | 0.2 | Beverley Greenhouses | QS6 2012 LP | CO | 20 | 2018-02-18 | 2018-06-21 | 2038-02-17 | Renewables | Solar Rooftop | Solar | Dx | Hamilton | Hamilton | Southwest
FIT 4 | 0.5 | HUC100 | Factory Solar LP | CO | 20 | 2018-03-06 | 2018-09-06 | 2038-03-05 | Renewables | Solar Rooftop | Solar | Dx | London | Middlesex | West
FIT 4 | 0.28 | 3 - SPN465 | SPN LP 14 | CO | 20 | 2018-03-22 | 2018-09-18 | 2038-03-21 | Renewables | Solar Rooftop | Solar | Dx | Grimsby | Niagara | Niagara
FIT 4 | 0.061 | Thomas L Wells Public School | Toronto District School Board | CO | 20 | 2018-02-09 | 2018-08-09 | 2038-02-08 | Renewables | Solar Rooftop | Solar | Dx | Toronto | Toronto | Toronto
FIT 4 | 0.1 | Falk Farms 1239 | 1863540 Ontario Inc. | CO | 20 | 2018-03-27 | 2018-03-23 | 2038-03-22 | Renewables | Solar Rooftop | Solar | Dx | Niagara-on-the-Lake | Niagara | Niagara
FIT 4 | 0.1893 | HUC470 | HIPCO-FIT4 Projects Corporation | CO | 20 | 2018-02-28 | 2018-08-24 | 2038-02-27 | Renewables | Solar Rooftop | Solar | Dx | Hamilton | Hamilton | Southwest
FIT 4 | 0.25 | Palmerston Arena | The Corporation of the Town of Minto | CO | 20 | 2018-02-23 | 2018-03-26 | 2038-02-22 | Renewables | Solar Rooftop | Solar | Dx | Palmerston | Wellington | Southwest
FIT 4 | 0.25 | 1780 Napperton Drive | GSC RP 3 LP | CO | 20 | 2018-02-16 | 2018-02-01 | 2038-01-31 | Renewables | Solar Rooftop | Solar | Dx | Kerwood | Middlesex | West
FIT 4 | 0.1 | Williams, Jim-GA032 | SCCEC 4.0 LP | CO | 20 | 2018-03-22 | 2017-10-20 | 2037-10-19 | Renewables | Solar Rooftop | Solar | Dx | Bradford | Simcoe | Essa
FIT 4 | 0.144 | Warehouse Ridgetop | Warehouse Properties Limited | CO | 20 | 2018-02-16 | 2017-05-31 | 2037-05-30 | Renewables | Solar Rooftop | Solar | Dx | Toronto | Toronto | Toronto
FIT 4 | 0.305 | Wasaga Self Storage-GA022 | SCCEC 4.0 LP | CO | 20 | 2018-02-25 | 2018-03-12 | 2038-02-24 | Renewables | Solar Rooftop | Solar | Dx | Stayner | Simcoe | Southwest
FIT 4 | 0.5 | 715 Milner Solar PV | Toronto Hydro-Electric System Limited | CO | 20 | 2018-03-13 | 2018-03-13 | 2038-03-12 | Renewables | Solar Rooftop | Solar | Dx | Toronto | Toronto | Toronto
FIT 4 | 0.24 | 4750 Christie | 2356740 Ontario Inc. | CO | 20 | 2018-03-27 | 2018-04-02 | 2038-03-26 | Renewables | Solar Rooftop | Solar | Dx | Beamsville | Niagara | Niagara
FIT 4 | 0.5 | 601-DT-ANP053 | 2405402 Ontario Inc. | CO | 20 | 2019-09-29 | 2019-08-20 | 2039-08-19 | Renewables | Solar Ground Mounted | Solar | Dx | Kinburn | Ottawa | East
FIT 4 | 0.2 | WATE016 | SC&G LP | CO | 20 | 2018-04-14 | 2018-07-05 | 2038-04-13 | Renewables | Solar Rooftop | Solar | Dx | Cambridge | Waterloo | Southwest
FIT 4 | 0.5 | 108 Thorold Rd | The Corporation of the City of Welland and Welland Hydro Energy Services Corp. | CO | 20 | 2019-08-23 | 2018-05-22 | 2038-05-21 | Renewables | Solar Ground Mounted | Solar | Dx | Welland | Niagara | Niagara
FIT 4 | 0.21 | 125 Harry walker | SIL-DOM HOLDINGS LTD. | CO | 20 | 2018-02-16 | 2018-03-06 | 2038-02-15 | Renewables | Solar Rooftop | Solar | Dx | Newmarket | York | Essa
FIT 4 | 0.096 | 3650 Eagle Street, Stevensville - Rooftop Solar | Appollo Union Limited Partnership I | CO | 20 | 2018-02-16 | 2018-03-14 | 2038-02-15 | Renewables | Solar Rooftop | Solar | Dx | Stevensville | Niagara | Niagara
FIT 4 | 0.05 | John Dyck | Greater Niagara Renewable Energy Co-operative Inc. | CO | 20 | 2018-03-15 | 2018-05-28 | 2038-03-14 | Renewables | Solar Rooftop | Solar | Dx | Niagara-on-the-Lake | Niagara | Niagara
FIT 4 | 0.099975 | King Edward Junior and Senior Public School | Toronto District School Board | CO | 20 | 2018-02-09 | 2018-08-07 | 2038-02-08 | Renewables | Solar Rooftop | Solar | Dx | Toronto | Toronto | Toronto
FIT 4 | 0.07 | 8 Henegan Road - Rooftop Solar | Energy Services Niagara Inc. | CO | 20 | 2018-02-18 | 2018-01-11 | 2038-01-10 | Renewables | Solar Rooftop | Solar | Dx | Niagara-on-the-Lake | Niagara | Niagara
FIT 4 | 0.3 | Scarborough Transfer Station | City of Toronto | CO | 20 | 2018-02-23 | 2017-10-04 | 2037-10-03 | Renewables | Solar Rooftop | Solar | Dx | Toronto | Toronto | Toronto
FIT 4 | 0.35 | Sifton Solar 2b | Sifton Properties Limited | CO | 20 | 2018-11-29 | 2018-08-16 | 2038-08-15 | Renewables | Solar Rooftop | Solar | Dx | London | Middlesex | West
FIT 4 | 0.06 | Cliffwood Public School | Toronto District School Board | CO | 20 | 2018-02-04 | 2018-08-02 | 2038-02-03 | Renewables | Solar Rooftop | Solar | Dx | Toronto | Toronto | Toronto
FIT 4 | 0.225 | WATE021 | SC&G LP | CO | 20 | 2018-03-20 | 2018-09-06 | 2038-03-19 | Renewables | Solar Rooftop | Solar | Dx | New Hamburg | Waterloo | Southwest
FIT 4 | 0.5 | WES 500 2015 | 1382839 Ontario Inc. | CO | 20 | 2018-03-13 | 2018-07-17 | 2038-03-12 | Renewables | Solar Rooftop | Solar | Dx | Toronto | Toronto | Toronto
FIT 4 | 0.24 | Herbert Carnegie North York Centennial Centre | City of Toronto | CO | 20 | 2018-02-02 | 2018-02-15 | 2038-02-01 | Renewables | Solar Rooftop | Solar | Dx | Toronto | Toronto | Toronto
FIT 4 | 0.1 | Autoline Toyota | 1609652 Ontario Limited | CO | 20 | 2018-03-15 | 2018-09-07 | 2038-03-14 | Renewables | Solar Rooftop | Solar | Dx | Niagara Falls | Niagara | Niagara
FIT 4 | 0.25 | Bretzler 2015 | BRETZLER FARMS LTD. | CO | 20 | 2019-09-20 | 2019-03-01 | 2039-02-28 | Renewables | Bioenergy | Biogas (On-Farm) | Dx | Crysler | Stormont, Dundas and Glengarry | East
FIT 4 | 0.066 | 1 York Street | One York Street Inc. | CO | 20 | 2018-09-13 | 2017-02-07 | 2037-02-06 | Renewables | Solar Rooftop | Solar | Dx | Toronto | Toronto | Toronto
FIT 4 | 0.2 | 4758 Christie | 2356740 Ontario Inc. | CO | 20 | 2018-03-22 | 2018-04-17 | 2038-03-21 | Renewables | Solar Rooftop | Solar | Dx | Beamsville | Niagara | Niagara
FIT 4 | 0.24 | Agincourt Collegiate Institute | Toronto District School Board | CO | 20 | 2018-02-02 | 2018-08-02 | 2038-02-01 | Renewables | Solar Rooftop | Solar | Dx | Toronto | Toronto | Toronto
FIT 4 | 0.07197 | Blacksmith Public School | Toronto District School Board | CO | 20 | 2018-02-09 | 2018-06-19 | 2038-02-08 | Renewables | Solar Rooftop | Solar | Dx | Toronto | Toronto | Toronto
FIT 4 | 0.04 | Albion Library | City of Toronto | CO | 20 | 2018-10-04 | 2018-06-06 | 2038-06-05 | Renewables | Solar Rooftop | Solar | Dx | Toronto | Toronto | Toronto
FIT 4 | 0.15 | Jackson Trails | Capital Region Renewable Energy Co-operative Corporation | CO | 20 | 2018-03-06 | 2018-03-21 | 2038-03-05 | Renewables | Solar Rooftop | Solar | Dx | Ottawa | Ottawa | Ottawa
FIT 4 | 0.5 | IKEA Burlington | IKEA Properties Ltd. | CO | 20 | 2018-02-28 | 2018-02-28 | 2038-02-27 | Renewables | Solar Rooftop | Solar | Dx | Burlington | Halton | Southwest
FIT 4 | 0.15 | WATE017 | SC&G LP | CO | 20 | 2018-04-14 | 2018-08-15 | 2038-04-13 | Renewables | Solar Rooftop | Solar | Dx | Cambridge | Waterloo | Southwest
FIT 4 | 0.13 | Stan Wadlow Park - East York Memorial Arena | City of Toronto | CO | 20 | 2018-02-02 | 2018-01-29 | 2038-01-28 | Renewables | Solar Rooftop | Solar | Dx | Toronto | Toronto | Toronto
FIT 4 | 0.2 | Toronto Police Services Training Facility & D22 Su | City of Toronto | CO | 20 | 2018-02-02 | 2017-09-22 | 2037-09-21 | Renewables | Solar Rooftop | Solar | Dx | Toronto | Toronto | Toronto
FIT 4 | 0.12 | Alexander Stirling Public school | Toronto District School Board | CO | 20 | 2018-02-04 | 2018-08-03 | 2038-02-03 | Renewables | Solar Rooftop | Solar | Dx | Toronto | Toronto | Toronto
FIT 4 | 0.19 | R H King Academy | Toronto District School Board | CO | 20 | 2018-04-04 | 2018-09-24 | 2038-04-03 | Renewables | Solar Rooftop | Solar | Dx | Toronto | Toronto | Toronto
FIT 4 | 0.059975 | Vradenburg Junior Public School | Toronto District School Board | CO | 20 | 2018-02-04 | 2018-08-07 | 2038-02-03 | Renewables | Solar Rooftop | Solar | Dx | Toronto | Toronto | Toronto
FIT 4 | 0.1 | SIMC053 | 42 Commerce Park Inc. | CO | 20 | 2018-03-13 | 2018-09-07 | 2038-03-12 | Renewables | Solar Rooftop | Solar | Dx | Barrie | Simcoe | Essa
FIT 4 | 0.0499 | Albion Community Centre & Pool & Fit Centre | City of Toronto | CO | 20 | 2018-02-02 | 2017-11-27 | 2037-11-26 | Renewables | Solar Rooftop | Solar | Dx | Toronto | Toronto | Toronto
FIT 4 | 0.25 | Greenholm Power 2 | Greenholm Power Limited | CO | 20 | 2019-08-18 | 2018-08-01 | 2038-07-31 | Renewables | Bioenergy | Biogas (On-Farm) | Dx | Embro | Oxford | Southwest
FIT 4 | 0.15 | Cassie Campbell Rec Centre Rooftop Solar (PV) | The Corporation of the City of Brampton | CO | 20 | 2018-02-25 | 2018-08-21 | 2038-02-24 | Renewables | Solar Rooftop | Solar | Dx | Brampton | Peel | Toronto
FIT 4 | 0.09 | Braeburn Junior School | Toronto District School Board | CO | 20 | 2018-04-04 | 2018-09-25 | 2038-04-03 | Renewables | Solar Rooftop | Solar | Dx | Toronto | Toronto | Toronto
FIT 4 | 0.1 | 2794 Fenton | Ottawa Renewable Energy Co-operative Inc. | CO | 20 | 2018-03-15 | 2017-06-30 | 2037-06-29 | Renewables | Solar Rooftop | Solar | Dx | Ottawa | Ottawa | Ottawa
FIT 4 | 0.2 | Trigon | Oxford Community Solar One LP | CO | 20 | 2018-03-27 | 2018-07-20 | 2038-03-26 | Renewables | Solar Rooftop | Solar | Dx | Woodstock | Oxford | Southwest
FIT 4 | 0.079 | Joseph Brant Senior Public School | Toronto District School Board | CO | 20 | 2018-02-09 | 2018-08-09 | 2038-02-08 | Renewables | Solar Rooftop | Solar | Dx | Toronto | Toronto | Toronto
FIT 4 | 0.25 | GREENBANK STORAGE SOLAR | Dymon Storage (Ottawa) Corporation | CO | 20 | 2018-10-04 | 2018-10-04 | 2038-10-03 | Renewables | Solar Rooftop | Solar | Dx | Ottawa | Ottawa | Ottawa
FIT 4 | 0.5 | 5 - SPN366 | SPN LP 10 | CO | 20 | 2018-03-22 | 2018-09-19 | 2038-03-21 | Renewables | Solar Rooftop | Solar | Dx | Brantford | Brant | Southwest
FIT 4 | 0.2948 | 3332 Harvester | Impetus Solar LP | CO | 20 | 2018-02-02 | 2018-07-06 | 2038-02-01 | Renewables | Solar Rooftop | Solar | Dx | Burlington | Halton | Southwest
FIT 4 | 0.04 | Warden Hilltop Community Centre | City of Toronto | CO | 20 | 2018-02-02 | 2017-08-28 | 2037-08-27 | Renewables | Solar Rooftop | Solar | Dx | Toronto | Toronto | Toronto
FIT 4 | 0.336 | Albert Campbell Collegiate Institute | Toronto District School Board | CO | 20 | 2018-02-04 | 2018-08-03 | 2038-02-03 | Renewables | Solar Rooftop | Solar | Dx | Toronto | Toronto | Toronto
FIT 4 | 0.1 | Cifford Arena | The Corporation of the Town of Minto | CO | 20 | 2018-02-28 | 2017-12-22 | 2037-12-21 | Renewables | Solar Rooftop | Solar | Dx | Clifford | Huron | Southwest
FIT 4 | 0.25 | Walkley Storage Solar | Dymon Storage (Ottawa) Corporation | CO | 20 | 2018-02-11 | 2018-07-27 | 2038-02-10 | Renewables | Solar Rooftop | Solar | Dx | Ottawa | Ottawa | Ottawa
FIT 4 | 0.125 | Earl Grey Senior Public School | Toronto District School Board | CO | 20 | 2018-02-04 | 2018-08-02 | 2038-02-03 | Renewables | Solar Rooftop | Solar | Dx | Toronto | Toronto | Toronto
FIT 4 | 0.075 | Leader Solar II | Leader Resources Services Corp. | CO | 20 | 2018-03-08 | 2017-12-22 | 2037-12-21 | Renewables | Solar Rooftop | Solar | Dx | Kincardine | Bruce | Bruce
FIT 4 | 0.5 | 21 Union St Sundridge | Saturn Solar 4 LP | CO | 20 | 2019-09-20 | 2019-05-17 | 2039-05-16 | Renewables | Solar Ground Mounted | Solar | Dx | Sundridge | Parry Sound | Essa
FIT 4 | 0.065 | TD RES HALTON HILLS | Greenlife Energy Inc. | CO | 20 | 2018-02-18 | 2018-06-07 | 2038-02-17 | Renewables | Solar Rooftop | Solar | Dx | Limehouse | Halton | Toronto
FIT 4 | 0.19 | Marc Garneau Collegiate Institute | Toronto District School Board | CO | 20 | 2018-02-09 | 2018-08-01 | 2038-02-08 | Renewables | Solar Rooftop | Solar | Dx | Toronto | Toronto | Toronto
FIT 4 | 0.085 | Fern Avenue Junior and Senior Public School | Toronto District School Board | CO | 20 | 2018-02-04 | 2018-08-03 | 2038-02-03 | Renewables | Solar Rooftop | Solar | Dx | Toronto | Toronto | Toronto
FIT 4 | 0.15 | HUC185 | HIPCO-FIT4 Projects Corporation | CO | 20 | 2018-02-18 | 2018-08-16 | 2038-02-17 | Renewables | Solar Rooftop | Solar | Dx | Hamilton | Hamilton | Niagara
FIT 4 | 0.1 | Angela James Arena | City of Toronto | CO | 20 | 2018-02-25 | 2018-03-01 | 2038-02-24 | Renewables | Solar Rooftop | Solar | Dx | Toronto | Toronto | Toronto
FIT 4 | 0.12 | McGregor Park Arena | City of Toronto | CO | 20 | 2018-02-02 | 2017-12-13 | 2037-12-12 | Renewables | Solar Rooftop | Solar | Dx | Toronto | Toronto | Toronto
FIT 4 | 0.25 | 8 - SPN537 | SPN LP 10 | CO | 20 | 2018-03-22 | 2018-09-20 | 2038-03-21 | Renewables | Solar Rooftop | Solar | Dx | Wallaceburg | Chatham-Kent | West
FIT 4 | 0.3 | Court Holdings 4708 ontario st | 2356740 Ontario Inc. | CO | 20 | 2018-03-20 | 2018-04-17 | 2038-03-19 | Renewables | Solar Rooftop | Solar | Dx | Beamsville | Niagara | Niagara
FIT 4 | 0.5 | 950 East Main St. | The Corporation of the City of Welland and Welland Hydro Energy Services Corp. | CO | 20 | 2019-09-08 | 2018-05-31 | 2038-05-30 | Renewables | Solar Ground Mounted | Solar | Dx | Welland | Niagara | Niagara
FIT 4 | 0.5 | OMG Solar Park North | Oxford Community Solar One LP | CO | 20 | 2019-09-20 | 2019-06-28 | 2039-06-27 | Renewables | Solar Ground Mounted | Solar | Dx | Woodstock | Oxford | Southwest
FIT 4 | 0.25 | Stanton Farms Biogas (Twelve Mile Road North) | Stanton Bros. Limited | CO | 20 | 2019-09-20 | 2018-09-22 | 2038-09-21 | Renewables | Bioenergy | Biogas (On-Farm) | Dx | Ilderton | Middlesex | West
FIT 4 | 0.093 | McGriskin Centre | Toronto District School Board | CO | 20 | 2018-02-09 | 2018-08-09 | 2038-02-08 | Renewables | Solar Rooftop | Solar | Dx | Toronto | Toronto | Toronto
FIT 4 | 0.06 | Shaughnessy Public School | Toronto District School Board | CO | 20 | 2018-04-04 | 2018-05-11 | 2038-04-03 | Renewables | Solar Rooftop | Solar | Dx | Toronto | Toronto | Toronto
FIT 4 | 0.25 | IKEA Ottawa | IKEA Properties Ltd. | CO | 20 | 2018-02-25 | 2018-02-21 | 2038-02-20 | Renewables | Solar Rooftop | Solar | Dx | Ottawa | Ottawa | Ottawa
FIT 4 | 0.24 | A. Y. Jackson Secondary School | Toronto District School Board | CO | 20 | 2018-02-02 | 2018-07-26 | 2038-02-01 | Renewables | Solar Rooftop | Solar | Dx | Toronto | Toronto | Toronto
FIT 4 | 0.15 | Police Cranfield Garage | City of Toronto | CO | 20 | 2018-02-02 | 2017-08-01 | 2037-07-31 | Renewables | Solar Rooftop | Solar | Dx | Toronto | Toronto | Toronto
FIT 4 | 0.061 | Charles Gordon Senior Public School | Toronto District School Board | CO | 20 | 2018-02-02 | 2018-07-10 | 2038-02-01 | Renewables | Solar Rooftop | Solar | Dx | Toronto | Toronto | Toronto
FIT 4 | 0.1 | Vandenhurk Solar 2 - CH021 | HSSW Limited Partnership | CO | 20 | 2018-03-27 | 2018-03-21 | 2038-03-20 | Renewables | Solar Rooftop | Solar | Dx | New Lowell | Simcoe | Southwest
FIT 4 | 0.07197 | Banting and Best Public School | Toronto District School Board | CO | 20 | 2018-02-09 | 2018-08-08 | 2038-02-08 | Renewables | Solar Rooftop | Solar | Dx | Toronto | Toronto | Toronto
FIT 4 | 0.072 | 155 Shields Ct, Markham - Rooftop Solar | Appollo Union Limited Partnership I | CO | 20 | 2018-02-16 | 2018-02-15 | 2038-02-14 | Renewables | Solar Rooftop | Solar | Dx | Markham | York | Toronto
FIT 4 | 0.06 | 2196 Gerber Road, Wellesley - Rooftop Solar | Appollo Union Limited Partnership I | CO | 20 | 2018-02-16 | 2018-02-12 | 2038-02-11 | Renewables | Solar Rooftop | Solar | Dx | Wellesley | Waterloo | Southwest
FIT 5 | 0.25 | 6041 Highway 15(2), Kingston | 2531789 Ontario Inc. | CO | 20 | 2020-12-16 | 2021-01-06 | 2040-12-15 | Renewables | Solar Ground Mounted | Solar | Dx | Seeleys Bay | Leeds and Grenville | East
FIT 5 | 0.25 | Carleton Corner Farms Biogas 3 | Carleton Corner Farms Ltd. | CO | 20 | 2020-10-19 | 2019-04-05 | 2039-04-04 | Renewables | Bioenergy | Biogas (On-Farm) | Dx | Russell | Prescott and Russell | Ottawa
FIT 5 | 0.5 | 11 Beacon Lane | 2531789 Ontario Inc. | CO | 20 | 2020-12-18 | 2021-01-05 | 2040-12-17 | Renewables | Solar Ground Mounted | Solar | Dx | Parry Sound | Parry Sound | Essa
FIT 5 | 0.25 | 6041 Highway 15, Kingston(1) | 2531789 Ontario Inc. | CO | 20 | 2020-12-16 | 2021-01-06 | 2040-12-15 | Renewables | Solar Ground Mounted | Solar | Dx | Seeleys Bay | Leeds and Grenville | East
FIT 5 | 0.0768 | Regina SPARQ Block 1 | Ottawa Community Housing Corporation / La Societe de Logement Communautaire d'Ottawa | CO | 20 | 2019-04-19 | 2018-04-27 | 2038-04-26 | Renewables | Solar Rooftop | Solar | Dx | Ottawa | Ottawa | Ottawa
FIT 5 | 0.5 | 5313 DG-1097 HIGHWAY 6 | Northern Development Solar 2016 Inc. | CO | 20 | 2020-10-03 | 2020-09-30 | 2040-09-29 | Renewables | Solar Ground Mounted | Solar | Dx | Wiarton | Bruce | Southwest
FIT 5 | 0.25 | 5206 TC-Pt Lt 4 Con 3 (2) | 2405799 Ontario Inc. | CO | 20 | 2020-11-16 | 2020-11-27 | 2040-11-15 | Renewables | Solar Ground Mounted | Solar | Dx | Godfrey | Frontenac | East
FIT 5 | 0.0768 | Regina SPARQ Block 2 | Ottawa Community Housing Corporation / La Societe de Logement Communautaire d'Ottawa | CO | 20 | 2019-04-19 | 2018-04-27 | 2038-04-26 | Renewables | Solar Rooftop | Solar | Dx | Ottawa | Ottawa | Ottawa
FIT 5 | 0.5 | SD 75 | Wahgoshig Solar FIT5 LP | CO | 20 | 2020-10-17 | 2020-10-01 | 2040-10-01 | Renewables | Solar Ground Mounted | Solar | Dx | Parry Sound | Parry Sound | Essa
FIT 5 | 0.22 | COR - Evolv I - 420WGW | 2237467 Ontario Inc. | CO | 20 | 2019-12-11 | 2018-12-14 | 2038-12-13 | Renewables | Solar Rooftop | Solar | Dx | Waterloo | Waterloo | Southwest
FIT 5 | 0.5 | zB3 ARAR 57 | 2503072 Ontario Inc. | CO | 20 | 2020-10-10 | 2020-02-28 | 2040-02-28 | Renewables | Solar Ground Mounted | Solar | Dx | Orangeville | Dufferin | Southwest
FIT 5 | 0.5 | zB5 MSMN 30 | 2405799 Ontario Inc. | CO | 20 | 2020-11-16 | 2020-11-13 | 2040-11-13 | Renewables | Solar Ground Mounted | Solar | Dx | Woodville | Kawartha Lakes | Essa
FIT 5 | 0.15 | 1030 Elias St | 2531789 Ontario Inc. | CO | 20 | 2019-04-10 | 2019-04-10 | 2039-04-09 | Renewables | Solar Rooftop | Solar | Dx | London | Middlesex | West
FIT 5 | 0.5 | zB4 BE 11 | 2503072 Ontario Inc. | CO | 20 | 2020-10-10 | 2020-02-06 | 2040-02-06 | Renewables | Solar Ground Mounted | Solar | Dx | Picton | Prince Edward | East
FIT 5 | 0.5 | zC1 MCML 82 | 2503072 Ontario Inc. | CO | 20 | 2020-10-10 | 2020-02-06 | 2040-02-06 | Renewables | Solar Ground Mounted | Solar | Dx | Picton | Prince Edward | East
FIT 5 | 0.5 | zC1 MCML 81 | 2503225 Ontario Inc. | CO | 20 | 2020-10-10 | 2020-02-06 | 2040-02-06 | Renewables | Solar Ground Mounted | Solar | Dx | Picton | Prince Edward | East
FIT 5 | 0.5 | 37 Black Road | 2531789 Ontario Inc. | CO | 20 | 2020-12-18 | 2021-01-05 | 2040-12-17 | Renewables | Solar Ground Mounted | Solar | Dx | Parry Sound | Parry Sound | Essa
FIT 5 | 0.25 | 548 DH-650 Upper Dwyer | 2503072 Ontario Inc. | CO | 20 | 2020-10-10 | 2020-02-28 | 2040-02-28 | Renewables | Solar Ground Mounted | Solar | Dx | Almonte | Lanark | Ottawa
FIT 5 | 0.1 | 905 Con2 | Kai Uwe Wiens | CO | 20 | 2019-04-17 | 2018-12-03 | 2038-12-02 | Renewables | Solar Rooftop | Solar | Dx | Niagara-on-the-Lake | Niagara | Niagara
FIT 5 | 0.5 | BTBA 85 | Wahgoshig Solar FIT5 LP | CO | 20 | 2020-10-17 | 2020-09-18 | 2040-09-18 | Renewables | Solar Ground Mounted | Solar | Dx | Drumbo | Oxford | Southwest
FIT 5 | 0.5 | BPSL 69 | Wahgoshig Solar FIT5 LP | CO | 20 | 2020-10-17 | 2020-10-08 | 2040-10-08 | Renewables | Solar Ground Mounted | Solar | Dx | Nobel | Parry Sound | Essa
FIT 5 | 0.5 | PWPJ 65 | Wahgoshig Solar FIT5 LP | CO | 20 | 2020-10-17 | 2020-10-07 | 2040-10-07 | Renewables | Solar Ground Mounted | Solar | Dx | Tara | Bruce | Southwest
FIT 5 | 0.5 | zC3 MEMSMSMC 05 | 2503225 Ontario Inc. | CO | 20 | 2020-12-19 | 2020-12-15 | 2040-12-15 | Renewables | Solar Ground Mounted | Solar | Dx | Picton | Prince Edward | East
FIT 5 | 0.25 | Gardiner Farm 250 kW Biogas 2 | Ben Gardiner Farms Inc. | CO | 20 | 2020-10-03 | 2020-01-15 | 2040-01-14 | Renewables | Bioenergy | Biogas (On-Farm) | Dx | Kirkton | Perth | Southwest
FIT 5 | 0.5 | 2 Leeds Road | 2531789 Ontario Inc. | CO | 20 | 2020-12-18 | 2021-01-05 | 2040-12-17 | Renewables | Solar Ground Mounted | Solar | Dx | Parry Sound | Parry Sound | Essa
FIT 5 | 0.5 | SR 63 | 2503225 Ontario Inc. | CO | 20 | 2020-10-05 | 2020-06-26 | 2040-06-26 | Renewables | Solar Ground Mounted | Solar | Dx | Parry Sound | Parry Sound | Essa
FIT 5 | 0.5 | 275 Finchdene Square, Scarborough | 2531789 Ontario Inc. | CO | 20 | 2019-05-24 | 2019-06-06 | 2039-05-23 | Renewables | Solar Rooftop | Solar | Dx | Toronto | Toronto | Toronto
GEIA | 100 | Grand Renewable Energy Park | Grand Renewable Solar LP | CO | 20 | 2014-03-31 | 2015-03-31 | 2035-03-30 | Renewables | Solar Ground Mounted | Solar | Tx | Cayuga | Haldimand | Southwest
GEIA | 270 | South Kent Wind Project | South Kent Wind LP | CO | 20 | 2014-09-02 | 2014-03-28 | 2034-03-27 | Renewables | Wind Turbine | Wind | Tx | Blenheim | Chatham-Kent | West
GEIA | 180 | Armow Wind Project | Sp Armow Wind Ontario LP | CO | 20 | 2015-12-07 | 2015-12-07 | 2035-12-06 | Renewables | Wind Turbine | Wind | Tx | Kincardine | Bruce | Southwest
GEIA | 100 | Kingston Solar Project | Kingston Solar LP | CO | 20 | 2015-10-15 | 2015-09-25 | 2035-09-24 | Renewables | Solar Ground Mounted | Solar | Tx | Odessa | Lennox and Addington | East
GEIA | 148.6 | Grand Renewable Energy Park | Grand Renewable Wind LP | CO | 20 | 2014-09-25 | 2014-12-09 | 2034-12-08 | Renewables | Wind Turbine | Wind | Tx | Cayuga | Haldimand | Southwest
GEIA | 270 | K2 | K2 Wind Ontario Limited Partnership | CO | 20 | 2015-07-03 | 2015-05-29 | 2035-05-28 | Renewables | Wind Turbine | Wind | Tx | Dungannon | Huron | Bruce
GEIA | 99.82 | Belle River Wind | SP Belle River Wind LP | CO | 20 | 2016-12-31 | 2017-09-01 | 2037-08-31 | Renewables | Wind Turbine | Wind | Tx | South Woodslee | Essex | West
GEIA | 99.12 | North Kent Wind 1 LP | North Kent Wind 1 LP | CO | 20 | 2016-12-31 | 2018-02-22 | 2038-02-21 | Renewables | Wind Turbine | Wind | Tx | Dresden | Chatham-Kent | West
GEIA | 50 | Windsor Solar | Windsor Solar LP | CO | 20 | 2016-12-31 | 2016-11-14 | 2036-11-13 | Renewables | Solar Ground Mounted | Solar | Tx | Windsor | Essex | West
GEIA | 50 | Southgate Solar | Southgate Solar LP | CO | 20 | 2016-12-31 | 2016-12-22 | 2036-12-21 | Renewables | Solar Ground Mounted | Solar | Tx | Holstein | Grey | Southwest
HCI | 10 | London Street Generating Station | Peterborough Utilities Inc. | CO | 20 | 2010-01-01 | 2010-01-01 | 2030-01-01 | Renewables | Hydroelectricity | Waterpower | Dx | Peterborough | Peterborough | East
HCI | 8.656 | West Nipissing Power Generation Ltd | West Nipissing Power Generation | CO | 20 | 2010-03-01 | 2010-03-01 | 2030-03-01 | Renewables | Hydroelectricity | Waterpower | Dx | Sturgeon Falls | Nipissing | Northeast
HCI | 0.07 | Wheelfast Canada - Scone Generator | Turner Power Company | CO | 20 | 2010-01-01 | 2010-01-01 | 2030-01-01 | Renewables | Hydroelectricity | Waterpower | Dx | Chesley | Bruce | Southwest
HCI | 2.95 | Matthias Generating Station | Orillia Power Generation Corporation | CO | 20 | 2010-01-01 | 2010-01-01 | 2030-01-01 | Renewables | Hydroelectricity | Waterpower | Dx | Bracebridge | Muskoka | Essa
HCI | 7.9 | Swift Rapids Generating Station | Orillia Power Generation Corporation | CO | 20 | 2010-01-01 | 2010-01-01 | 2030-01-01 | Renewables | Hydroelectricity | Waterpower | Dx | Coldwater | Simcoe | Essa
HCI | 2 | Campbellford-Seymour Electric Generation Inc. - Plant No. 1 GS | Campbellford-Seymour Electric Generation Inc. | CO | 20 | 2010-01-01 | 2010-01-01 | 2030-01-01 | Renewables | Hydroelectricity | Waterpower | Dx | Campbellford | Northumberland | East
HCI | 0.75 | Kagawong Generating Station | OEC Kagawong Inc. | CO | 20 | 2010-01-01 | 2010-01-01 | 2030-01-01 | Renewables | Hydroelectricity | Waterpower | Dx | Kagawong | Manitoulin | Northeast
HCI | 7.2 | Heywood Generating Station | St. Catharines Hydro Generation Inc. | CO | 20 | 2010-01-01 | 2010-01-01 | 2030-01-01 | Renewables | Hydroelectricity | Waterpower | Dx | St. Catharines | Niagara | Niagara
HCI | 2.28 | 1149377 Ontario Limited | 1149377 Ontario Limited | CO | 20 | 2010-01-01 | 2010-01-01 | 2030-01-01 | Renewables | Hydroelectricity | Waterpower | Dx | Blind River | Algoma | Northeast
HCI | 0.522 | 635294 Ontario Inc. | 635294 Ontario Inc. | CO | 20 | 2010-02-01 | 2010-02-01 | 2030-02-01 | Renewables | Hydroelectricity | Waterpower | Dx | Ramore | Cochrane | Northeast
HCI | 3.26 | Parry Sound PowerGen Corporation - Cascade Street G.S. | Bracebridge Generation Ltd. | CO | 20 | 2010-03-01 | 2010-03-01 | 2030-03-01 | Renewables | Hydroelectricity | Waterpower | Dx | Parry Sound | Parry Sound | Essa
HCI | 8.4 | Chaudière No. 2 Generating Station | Energy Ottawa Inc. | CO | 20 | 2010-04-01 | 2010-04-01 | 2030-04-01 | Renewables | Hydroelectricity | Waterpower | Dx | Ottawa | Ottawa | Ottawa
HCI | 9.3 | Chaudière No. 4 Generating Station | Energy Ottawa Inc. | CO | 20 | 2010-04-01 | 2010-04-01 | 2030-04-01 | Renewables | Hydroelectricity | Waterpower | Dx | Ottawa | Ottawa | Ottawa
HCI | 2.589 | Bracebridge Falls Generating Station | Bracebridge Generation Ltd. | CO | 20 | 2010-05-01 | 2010-05-01 | 2030-05-01 | Renewables | Hydroelectricity | Waterpower | Dx | Bracebridge | Muskoka | Essa
HCI | 2.891 | Wilson's Falls Generating Station | Bracebridge Generation Ltd. | CO | 20 | 2010-05-01 | 2010-05-01 | 2030-05-01 | Renewables | Hydroelectricity | Waterpower | Dx | Bracebridge | Muskoka | Essa
HCI | 1.12 | Burk's Falls G.S. | Bracebridge Generation Ltd. | CO | 20 | 2010-05-01 | 2010-05-01 | 2030-05-01 | Renewables | Hydroelectricity | Waterpower | Dx | Burks Falls | Parry Sound | Essa
HCI | 0.218 | Stewart GS | Misty Rapids Power | CO | 20 | 2010-06-05 | 2010-06-05 | 2030-06-05 | Renewables | Hydroelectricity | Waterpower | Dx | Arnprior | Renfrew | East
HCI | 0.1 | Barrie Small Hydro Limited | Barrie Small Hydro Limited | CO | 20 | 2010-07-17 | 2010-07-17 | 2030-07-17 | Renewables | Hydroelectricity | Waterpower | Dx | Arnprior | Renfrew | East
HCI | 2 | Rideau Falls | EO Generation Limited Partnership | CO | 20 | 2010-05-01 | 2010-05-01 | 2030-05-01 | Renewables | Hydroelectricity | Waterpower | Dx | Ottawa | Ottawa | Ottawa
HCI | 0.2 | Washburn | EO Generation Limited Partnership | CO | 20 | 2010-05-01 | 2010-05-01 | 2030-05-01 | Renewables | Hydroelectricity | Waterpower | Dx | Seeleys Bay | Leeds and Grenville | East
HCI | 0.7 | Gananoque | EO Generation Limited Partnership | CO | 20 | 2010-05-01 | 2010-05-01 | 2030-05-01 | Renewables | Hydroelectricity | Waterpower | Dx | Gananoque | Leeds and Grenville | East
HCI | 1.9 | Kingston Mills | EO Generation Limited Partnership | CO | 20 | 2010-05-01 | 2010-05-01 | 2030-05-01 | Renewables | Hydroelectricity | Waterpower | Dx | Glenburnie | Frontenac | East
HCI | 0.9 | Brewers Mills | EO Generation Limited Partnership | CO | 20 | 2010-05-01 | 2010-05-01 | 2030-05-01 | Renewables | Hydroelectricity | Waterpower | Dx | Seeleys Bay | Leeds and Grenville | East
HCI | 2.4 | Jones Falls | EO Generation Limited Partnership | CO | 20 | 2010-05-01 | 2010-05-01 | 2030-05-01 | Renewables | Hydroelectricity | Waterpower | Dx | Elgin | Leeds and Grenville | East
HCI | 18 | Domtar, Espanola Mill | Domtar Inc. | CO | 20 | 2012-01-01 | 2012-01-01 | 2032-01-01 | Renewables | Hydroelectricity | Waterpower | Tx | Espanola | Sudbury | Northeast
HCI | 0.6 | Maple Hill | Serpent River Power Corporation | CO | 20 | 2010-12-01 | 2010-12-01 | 2030-12-01 | Renewables | Hydroelectricity | Waterpower | Dx | Walkerton | Bruce | Southwest
HCI | 3.9 | Stanley Adamson Powerhouse | Trent Energy Inc. | CO | 20 | 2013-06-16 | 2013-06-16 | 2033-06-16 | Renewables | Hydroelectricity | Waterpower | Dx | Peterborough | Peterborough | East
HCI | 0.5 | Devil's Gap Generating Station | Bracebridge Generation Ltd. | CO | 20 | 2010-06-01 | 2010-06-01 | 2030-06-01 | Renewables | Hydroelectricity | Waterpower | Dx | Gooderham | Kawartha Lakes | Essa
HCI | 0.69 | Shand Dam Generating Station | Grand River Conservation Authority | CO | 20 | 2010-09-01 | 2010-09-01 | 2030-09-01 | Renewables | Hydroelectricity | Waterpower | Dx | Fergus | Wellington | Southwest
HCI | 0.8 | High Falls G.S. #1 | Bracebridge Generation Limited | CO | 20 | 2010-10-01 | 2010-10-01 | 2030-10-01 | Renewables | Hydroelectricity | Waterpower | Dx | Bracebridge | Muskoka | Essa
HCI | 0.465 | Casselman Generating Station | 113549 Canada Inc. | CO | 20 | 2011-11-01 | 2011-11-01 | 2031-11-01 | Renewables | Hydroelectricity | Waterpower | Dx | Casselman | Prescott and Russell | Ottawa
HCI | 0.15 | Tweed Generating Station | Moira River Water Power Inc. | CO | 20 | 2010-11-01 | 2010-11-01 | 2030-11-01 | Renewables | Hydroelectricity | Waterpower | Dx | Tweed | Hastings | East
HCI | 1.35 | Appleton Eco Power Centre | EO Generation Limited Partnership | CO | 20 | 2011-01-01 | 2011-01-01 | 2031-01-01 | Renewables | Hydroelectricity | Waterpower | Dx | Almonte | Lanark | East
HCI | 1.6 | Galetta Eco Power Centre | EO Generation Limited Partnership | CO | 20 | 2011-01-01 | 2011-01-01 | 2031-01-01 | Renewables | Hydroelectricity | Waterpower | Dx | Arnprior | Renfrew | East
HCI | 1.35 | Moose Rapids Generating Station | Canadian Hydro Developers, Inc. | CO | 20 | 2011-01-01 | 2011-01-01 | 2031-01-01 | Renewables | Hydroelectricity | Waterpower | Dx | Sudbury | Greater Sudbury | Northeast
HCI | 1.118 | Enerdu Power Systems Ltd. | Enerdu Power Systems Ltd. | CO | 20 | 2011-03-01 | 2011-03-01 | 2031-03-01 | Renewables | Hydroelectricity | Waterpower | Dx | Almonte | Lanark | East
HCI | 0.57 | Hurdman Dam | Hurdman Dam G.S. LTD. | CO | 20 | 2011-03-01 | 2011-06-01 | 2031-06-01 | Renewables | Hydroelectricity | Waterpower | Dx | Mattawa | Nipissing | Northeast
HCI | 0.55 | Truisler Chute G.S. | Trout Creek Power Corporation | CO | 20 | 2011-06-01 | 2011-06-01 | 2031-06-01 | Renewables | Hydroelectricity | Waterpower | Dx | Trout Creek | Parry Sound | Northeast
HCI | 0.25 | Saugeen GS | Jancal Power Ltd. | CO | 20 | 2012-08-01 | 2012-08-01 | 2032-08-01 | Renewables | Hydroelectricity | Waterpower | Dx | Durham | Grey | Southwest
HCI | 0.575 | Conestogo Dam Generating Station | Grand River Conservation Authority | CO | 20 | 2013-01-01 | 2013-01-01 | 2033-01-01 | Renewables | Hydroelectricity | Waterpower | Dx | Wallenstein | Waterloo | Southwest
HCI | 0.288 | Drag River Generating Station | Bracebridge Generation Ltd. | CO | 20 | 2013-03-11 | 2013-03-11 | 2033-03-11 | Renewables | Hydroelectricity | Waterpower | Dx | Haliburton | Haliburton | Essa
HCI | 1.25 | Water Street Pumphouse | Peterborough Utilities Commission | CO | 20 | 2013-03-01 | 2013-03-01 | 2033-03-01 | Renewables | Hydroelectricity | Waterpower | Dx | Peterborough | Peterborough | East
HCI | 0.665 | Long Slide Power | Long Slide Power Inc. | CO | 20 | 2013-03-01 | 2013-03-01 | 2033-03-01 | Renewables | Hydroelectricity | Waterpower | Dx | Mattawa | Nipissing | Northeast
HCI | 0.3 | Ayton Mill NUGS | Nadaco Operation | CO | 20 | 2013-04-01 | 2013-04-01 | 2033-04-01 | Renewables | Hydroelectricity | Waterpower | Dx | Ayton | Grey | Southwest
HCI | 3.95 | Thomas Low Generating Station | Renfrew Power Generation Inc. | CO | 17 | 2014-03-01 | 2013-06-01 | 2029-12-31 | Renewables | Hydroelectricity | Waterpower | Dx | Renfrew | Renfrew | East
HCI | 1 | Marmora Generating Station | Shaman Power Corporation | CO | 20 | 2013-07-27 | 2013-07-28 | 2033-07-28 | Renewables | Hydroelectricity | Waterpower | Dx | Marmora | Hastings | East
HCI | 0.6 | York River GS | Bracebridge Generation Limited | CO | 20 | 2013-09-01 | 2013-09-01 | 2033-09-01 | Renewables | Hydroelectricity | Waterpower | Dx | Bancroft | Hastings | Essa
HCI | 6.6 | Ragged Chute Eco Power Centre | Transalta (RC) L.P. | CO | 16 | 2013-11-01 | 2013-11-01 | 2029-06-30 | Renewables | Hydroelectricity | Waterpower | Dx | Haileybury | Timiskaming | Northeast
HCI | 1.65 | Chiblow Lake Generating Station | 1149377 Ontario Limited | CO | 20 | 2014-07-01 | 2014-07-01 | 2034-07-01 | Renewables | Hydroelectricity | Waterpower | Dx | Blind River | Algoma | Northeast
HCI | 0.06 | David A. Fraser GS | Third Birl Renewable Energy | CO | 20 | 2015-07-20 | 2015-07-20 | 2035-07-20 | Renewables | Hydroelectricity | Waterpower | Dx | White Lake | Lanark | East
HCI | 0.065 | Canton Mill | Ian W. M. Angus | CO | 20 | 2016-12-01 | 2016-12-01 | 2036-12-01 | Renewables | Hydroelectricity | Waterpower | Dx | Port Hope | Northumberland | East
HCI | 2.6 | Fenelon Falls G.S. | Shaman Power Corporation | CO | 20 | 2019-04-26 | 2019-01-01 | 2039-01-01 | Renewables | Hydroelectricity | Waterpower | Dx | Fenelon Falls | Kawartha Lakes | Essa
HCI | 4 | Campbellford Seymour G.S. 2 | Campbellford/Seymour Electric Generation Inc. | CO | 20 | 2020-03-08 | 2020-03-08 | 2040-03-08 | Renewables | Hydroelectricity | Waterpower | Dx | Campbellford | Northumberland | East
HCI | 1.25 | Wainwright Generating Station | MPT Hydro LP | CO | 20 | 2020-11-01 | 2020-11-01 | 2040-11-01 | Renewables | Hydroelectricity | Waterpower | Dx | Oxdrift | Kenora | Northwest
HCI | 3.6 | Eagle River & McKenzie Falls GS | MPT Hydro LP | CO | 20 | 2020-11-01 | 2020-11-01 | 2040-11-01 | Renewables | Hydroelectricity | Waterpower | Dx | Eagle River | Kenora | Northwest
HCI | 47 | Andrews GS | Great Lakes Power Limited Partnership, Algoma Hydro Asset LP, Canada Atlantis GL Power LP | CO | 20 | 2009-12-01 | 2009-12-01 | 2029-12-01 | Renewables | Hydroelectricity | Waterpower | Tx | Batchawana Bay | Algoma | Northeast
HCI | 162 | Aubrey Falls GS | Brookfield BRP Canada Corp. | CO | 20 | 2009-12-01 | 2009-12-01 | 2029-12-01 | Renewables | Hydroelectricity | Waterpower | Tx | Elliot Lake | Algoma | Northeast
HCI | 52.2 | Clergue GS | Great Lakes Power Limited Partnership, Algoma Hydro Asset LP, Canada Atlantis GL Power LP | CO | 20 | 2009-12-01 | 2009-12-01 | 2029-12-01 | Renewables | Hydroelectricity | Waterpower | Tx | Sault Ste. Marie | Algoma | Northeast
HCI | 45 | Dunford GS | Great Lakes Power Limited Partnership, Algoma Hydro Asset LP, Canada Atlantis GL Power LP | CO | 20 | 2009-12-01 | 2009-12-01 | 2029-12-01 | Renewables | Hydroelectricity | Waterpower | Tx | Wawa | Algoma | Northeast
HCI | 23 | Gartshore GS | Great Lakes Power Limited Partnership, Algoma Hydro Asset LP, Canada Atlantis GL Power LP | CO | 20 | 2009-12-01 | 2009-12-01 | 2029-12-01 | Renewables | Hydroelectricity | Waterpower | Tx | Wawa | Algoma | Northeast
HCI | 12.5 | Harris GS | Great Lakes Power Limited Partnership, Algoma Hydro Asset LP, Canada Atlantis GL Power LP | CO | 20 | 2009-12-01 | 2009-12-01 | 2029-12-01 | Renewables | Hydroelectricity | Waterpower | Tx | Wawa | Algoma | Northeast
HCI | 17.4 | Hogg GS | Great Lakes Power Limited Partnership, Algoma Hydro Asset LP, Canada Atlantis GL Power LP | CO | 20 | 2009-12-01 | 2009-12-01 | 2029-12-01 | Renewables | Hydroelectricity | Waterpower | Tx | Batchawana Bay | Algoma | Northeast
HCI | 23 | Hollingsworth GS | Great Lakes Power Limited Partnership, Algoma Hydro Asset LP, Canada Atlantis GL Power LP | CO | 20 | 2009-12-01 | 2009-12-01 | 2029-12-01 | Renewables | Hydroelectricity | Waterpower | Tx | Wawa | Algoma | Northeast
HCI | 62 | Mackay GS | Great Lakes Power Limited Partnership, Algoma Hydro Asset LP, Canada Atlantis GL Power LP | CO | 20 | 2009-12-01 | 2009-12-01 | 2029-12-01 | Renewables | Hydroelectricity | Waterpower | Tx | Batchawana Bay | Algoma | Northeast
HCI | 12.8 | McPhail GS | Great Lakes Power Limited Partnership, Algoma Hydro Asset LP, Canada Atlantis GL Power LP | CO | 20 | 2009-12-01 | 2009-12-01 | 2029-12-01 | Renewables | Hydroelectricity | Waterpower | Tx | Wawa | Algoma | Northeast
HCI | 15.5 | Mission GS | Great Lakes Power Limited Partnership, Algoma Hydro Asset LP, Canada Atlantis GL Power LP | CO | 20 | 2009-12-01 | 2009-12-01 | 2029-12-01 | Renewables | Hydroelectricity | Waterpower | Tx | Wawa | Algoma | Northeast
HCI | 46 | Rayner GS | Brookfield BRP Canada Corp. | CO | 20 | 2009-12-01 | 2009-12-01 | 2029-12-01 | Renewables | Hydroelectricity | Waterpower | Tx | Thessalon | Algoma | Northeast
HCI | 41 | Red Rock Falls GS | Brookfield BRP Canada Corp. | CO | 20 | 2009-12-01 | 2009-12-01 | 2029-12-01 | Renewables | Hydroelectricity | Waterpower | Tx | Thessalon | Algoma | Northeast
HCI | 22.4 | Scott Falls GS | Great Lakes Power Limited Partnership, Algoma Hydro Asset LP, Canada Atlantis GL Power LP | CO | 20 | 2009-12-01 | 2009-12-01 | 2029-12-01 | Renewables | Hydroelectricity | Waterpower | Tx | Wawa | Algoma | Northeast
HCI | 15.5 | Steephill Falls GS | Great Lakes Power Limited Partnership, Algoma Hydro Asset LP, Canada Atlantis GL Power LP | CO | 20 | 2009-12-01 | 2009-12-01 | 2029-12-01 | Renewables | Hydroelectricity | Waterpower | Tx | Wawa | Algoma | Northeast
HCI | 239 | Wells GS | Brookfield BRP Canada Corp. | CO | 20 | 2009-12-01 | 2009-12-01 | 2029-12-01 | Renewables | Hydroelectricity | Waterpower | Tx | Thessalon | Algoma | Northeast
HCI | 13.1 | Fort Frances | H2O Power Limited Partnership, Watergen Canada Holdings Inc. | CO | 20 | 2009-12-01 | 2009-12-01 | 2029-12-01 | Renewables | Hydroelectricity | Waterpower | Tx | Fort Frances | Rainy River | Northwest
HCI | 29 | Iroquois Falls | H2O Power Limited Partnership, Watergen Canada Holdings Inc. | CO | 20 | 2009-12-01 | 2009-12-01 | 2029-12-01 | Renewables | Hydroelectricity | Waterpower | Tx | Iroquois Falls | Cochrane | Northeast
HCI | 45 | Island Falls | H2O Power Limited Partnership, Watergen Canada Holdings Inc. | CO | 20 | 2009-12-01 | 2009-12-01 | 2029-12-01 | Renewables | Hydroelectricity | Waterpower | Tx | Iroquois Falls | Cochrane | Northeast
HCI | 12.795 | Norman | H2O Power Limited Partnership, Watergen Canada Holdings Inc. | CO | 20 | 2009-12-01 | 2009-12-01 | 2029-12-01 | Renewables | Hydroelectricity | Waterpower | Tx | Kenora | Kenora | Northwest
HCI | 27.5 | Twin Falls | H2O Power Limited Partnership, Watergen Canada Holdings Inc. | CO | 20 | 2009-12-01 | 2009-12-01 | 2029-12-01 | Renewables | Hydroelectricity | Waterpower | Tx | Iroquois Falls | Cochrane | Northeast
HESA | 29.3 | Lac Seul/Ear Falls Generating Station | Ontario Power Generation Inc. | CO | 50 |  | 2009-02-18 | 2059-02-17 | Renewables | Hydroelectricity | Waterpower | Tx | Ear Falls | Kenora | Northwest
HESA | 9.5 | Hound Chute Generating Station - Upper Mattagami | UMH Energy Partnership, an Ontario General Partnership of Ontario Power Generation Inc. and UMH Energy Inc. | CO | 50 |  | 2010-12-07 | 2060-12-06 | Renewables | Hydroelectricity | Waterpower | Dx | Kenabeek | Timiskaming | Northeast
HESA | 14 | Lower Sturgeon Generating Station - Upper Mattagami | UMH Energy Partnership, an Ontario General Partnership of Ontario Power Generation Inc. and UMH Energy Inc. | CO | 50 |  | 2010-11-21 | 2060-11-20 | Renewables | Hydroelectricity | Waterpower | Dx | Timmins | Cochrane | Northeast
HESA | 5.5 | Sandy Falls Generating Station - Upper Mattagami | UMH Energy Partnership, an Ontario General Partnership of Ontario Power Generation Inc. and UMH Energy Inc. | CO | 50 |  | 2010-10-27 | 2060-10-26 | Renewables | Hydroelectricity | Waterpower | Dx | Timmins | Cochrane | Northeast
HESA | 15 | Wawaitin Generating Station - Upper Mattagami | UMH Energy Partnership, an Ontario General Partnership of Ontario Power Generation Inc. and UMH Energy Inc. | CO | 50 |  | 2010-11-22 | 2060-11-21 | Renewables | Hydroelectricity | Waterpower | Dx | Timmins | Cochrane | Northeast
HESA | 15.7 | Healey Falls Generating Station | Ontario Power Generation Inc. | CO | 50 |  | 2010-04-07 | 2060-04-06 | Renewables | Hydroelectricity | Waterpower | Dx | Campbellford | Northumberland | East
HESA | 208 | Little Long GS - Lower Mattagami | Lower Mattagami Energy Limited Partnership and Lower Mattagami Limited Partnership | CO | 50 |  | 2010-06-22 | 2060-06-21 | Renewables | Hydroelectricity | Waterpower | Tx | Kapuskasing | Cochrane | Northeast
HESA | 235 | Harmon GS - Lower Mattagami | Lower Mattagami Energy Limited Partnership and Lower Mattagami Limited Partnership | CO | 50 |  | 2010-06-22 | 2060-06-21 | Renewables | Hydroelectricity | Waterpower | Tx | Val Rita | Cochrane | Northeast
HESA | 236.4 | Kipling GS - Lower Mattagami | Lower Mattagami Energy Limited Partnership and Lower Mattagami Limited Partnership | CO | 50 |  | 2010-06-22 | 2060-06-21 | Renewables | Hydroelectricity | Waterpower | Tx | Val Rita | Cochrane | Northeast
HESA | 267 | Smoky Falls GS - Lower Mattagami | Lower Mattagami Energy Limited Partnership and Lower Mattagami Limited Partnership | CO | 50 | 2015-12-31 | 2014-09-30 | 2064-09-29 | Renewables | Hydroelectricity | Waterpower | Tx | Val Rita | Cochrane | Northeast
HESA | 28 | Peter Sutherland Sr. GS (New Post Creek) | PSS Generating Station LP | CO | 50 | 2017-12-01 | 2017-03-31 | 2067-03-30 | Renewables | Hydroelectricity | Waterpower | Tx | Smooth Rock Falls | Cochrane | Northeast
HESOP | 4.427 | Minden GS | Orillia Power Generation Corporation | CO | 20 | 2020-06-01 | 2017-03-01 | 2037-02-28 | Renewables | Hydroelectricity | Waterpower | Dx | Minden | Haliburton | Essa
HESOP | 2.675 | Geisler Falls GS and Corkery Falls GS | Carlisle Limited Partnership No. 1 | CO | 20 | 2020-06-01 | 2020-03-01 | 2040-02-29 | Renewables | Hydroelectricity | Waterpower | Dx | Trout Creek | Parry Sound | Northeast
HESOP | 0.8 | Elliot Falls GS | Bracebridge Generation Ltd. | CO | 20 | 2020-08-01 | 2020-10-01 | 2040-09-30 | Renewables | Hydroelectricity | Waterpower | Dx | Norland | Kawartha Lakes | Essa
HESOP | 0.16 | Little Burgess GS | KRIS Renewable Power Ltd. | CO | 20 | 2020-06-01 | 2015-06-01 | 2033-08-01 | Renewables | Hydroelectricity | Waterpower | Dx | Bala | Muskoka | Essa
HESOP | 29.35 | Chaudière Hydro GS5 Facility | Chaudière Hydro LP | CO | 40 | 2022-02-07 | 2017-08-18 | 2057-08-17 | Renewables | Hydroelectricity | Waterpower | Dx | Ottawa | Ottawa | Ottawa
LESA | 2000 | Lennox Generating Station | Ontario Power Generation Inc. | CO | 7 | 2022-10-01 | 2022-10-01 | 2029-04-30 | Gas | Rankine Cycle | Natural Gas | Tx | Stella | Lennox and Addington | East
LRP I | 54 | Loyalist Solar Project | Loyalist Solar LP | CO | 20 | 2019-03-09 | 2019-04-29 | 2039-04-28 | Renewables | Solar Ground Mounted | Solar | Tx | Centreville | Lennox and Addington | East
LRP I | 99.76 | Nation Rise Wind | Nation Rise Wind Farm Limited Partnership | CO | 20 | 2021-06-17 | 2021-06-14 | 2041-06-13 | Renewables | Wind Turbine | Wind | Tx | Crysler | Stormont, Dundas and Glengarry | East
LRP I | 44 | Nanticoke Solar | Nanticoke Solar LP | CO | 20 | 2019-03-09 | 2019-03-01 | 2039-02-28 | Renewables | Solar Ground Mounted | Solar | Tx | Nanticoke | Haldimand | Southwest
LRP I | 12 | Pendleton Solar Energy Centre | Pendleton Energy Centre Limited Partnership | CO | 20 | 2019-03-09 | 2019-01-03 | 2039-01-02 | Renewables | Solar Ground Mounted | Solar | Dx | Curran | Prescott and Russell | Ottawa
LRP I | 60 | Romney Wind Energy Centre | Romney Energy Centre Limited Partnership | CO | 20 | 2020-03-09 | 2019-12-31 | 2039-12-30 | Renewables | Wind Turbine | Wind | Tx | Tilbury | Chatham-Kent | West
LRP I | 10 | Barlow Solar Energy Centre | Barlow Energy Centre Limited Partnership | CO | 20 | 2019-03-09 | 2019-01-10 | 2039-01-09 | Renewables | Solar Ground Mounted | Solar | Dx | Cornwall | Stormont, Dundas and Glengarry | East
LT1 | 118 | Oxford Battery Energy Storage Project | Oxford Battery Energy Storage Project Inc. | UD | 20 | 2028-05-01 |  |  | Storage | Battery Energy Storage System | Battery | Tx |  |  | Southwest
LT1 | 380 | Tara BESS | Neoen Ontario BESS 1 Inc. | UD | 20 | 2028-05-01 |  |  | Storage | Battery Energy Storage System | Battery | Tx |  |  | Bruce
LT1 | 150 | Trail Road BESS | Trailroad BESS Inc. | UD | 20 | 2028-05-01 |  |  | Storage | Battery Energy Storage System | Battery | Tx |  |  | Ottawa
LT1 | 250 | South March BESS, formerly Fitzroy BESS | Fitzroy BESS Inc. | UD | 20 | 2028-05-01 |  |  | Storage | Battery Energy Storage System | Battery | Tx | Dunrobin | Ottawa | Ottawa
LT1 | 15.48 | North Glengarry BESS | North Glengarry BESS Inc. | UD | 20 | 2028-05-01 |  |  | Storage | Battery Energy Storage System | Battery | Dx |  |  | Ottawa
LT1 | 9.49 | Almonte BESS 2 | Almonte BESS Inc. | UD | 20 | 2028-05-01 |  |  | Storage | Battery Energy Storage System | Battery | Dx | Almonte | Lanark | Ottawa
LT1 | 71.25 | Edgeware Battery Storage Project | Edgeware BESS Project Limited Partnership | UD | 20 | 2028-05-01 |  |  | Storage | Battery Energy Storage System | Battery | Tx | St. Thomas | Elgin | West
LT1 | 0.95 | Bolton Manor Rural Power Resiliency Project | Bolton Manor Resilient Generation Inc. | UD | 21 | 2028-05-01 |  |  | Renewables | Reciprocating Engine | Biogas | Dx | Thamesford | Middlesex | Southwest
LT1 | 4.74 | Walker Dairy Rural Power Resiliency | Walker Resilient Generation Inc. | UD | 12 | 2028-05-01 |  |  | Gas | Reciprocating Engine | Natural Gas | Dx | Aylmer | Elgin | West
LT1 | 200 | Hedley BESS | Hedley BESS LP | UD | 20 | 2028-05-01 |  |  | Storage | Battery Energy Storage System | Battery | Tx | Jarvis | Haldimand | Southwest
LT1 | 200 | Elora BESS | Elora BESS LP | UD | 20 | 2028-05-01 |  |  | Storage | Battery Energy Storage System | Battery | Tx | Elora | Wellington | Southwest
LT1 | 390 | Skyview 2 Battery Energy Storage Project | Skyview BESS Inc. | UD | 20 | 2028-05-01 |  |  | Storage | Battery Energy Storage System | Battery | Tx |  |  | East
LT1 | 405 | Napanee Generating Station Expansion | Portlands Energy Centre L.P. (doing business as Atura Power) | UD | 12 | 2028-05-01 |  |  | Gas | Simple Cycle | Natural Gas | Tx | Bath | Lennox and Addington | East
MT1 | 71.66 | GTAA Cogeneration Plant | Greater Toronto Airports Authority | CO | 5 | 2024-05-01 | 2024-05-01 | 2029-04-30 | Gas | Combined Cycle CHP | Natural Gas | Dx | Mississauga | Peel | Toronto
MT1 | 22.24 | Cochrane CGS | Cochrane Power Corporation | CO | 5 | 2024-05-01 | 2024-05-01 | 2029-04-30 | Gas | Combined Heat and Power | Natural Gas | Tx | Cochrane | Cochrane | Northeast
MT1 | 20.51 | Nipigon Power Plant | Atlantic Power Limited Partnership | CO | 5 | 2024-05-01 | 2024-05-01 | 2026-05-01 | Gas | Combined Cycle | Natural Gas | Tx | Nipigon | Thunder Bay | Northwest
NUG | 73.7 | Ottawa Health Sciences Centre CGS | TransAlta Cogeneration LP | CO | 20 | 2014-01-01 | 2014-01-01 | 2033-12-31 | Gas | Combined Cycle CHP | Natural Gas | Tx | Ottawa | Ottawa | Ottawa
NUG | 10.3 | Emerald Energy From Waste Facility | Emerald Energy From Waste Inc. | CO | 15 | 2015-06-01 | 2015-09-08 | 2030-05-31 | Other | Rankine Cycle | Municipal Waste | Dx | Brampton | Peel | Toronto
NUG | 156.34 | Cardinal Power Plant | Cardinal Power LP | CO | 20 | 2015-01-01 | 2015-01-01 | 2034-12-31 | Gas | Combined Cycle CHP | Natural Gas | Tx | Cardinal | Leeds and Grenville | East
NUG | 5 | Chapleau Cogeneration Facility | GreenFirst Forest Products (Ontario) Inc. | CO | 8 | 2014-01-01 | 2014-01-01 | 2027-12-31 | Renewables | Rankine Cycle | Biomass | Dx | Chapleau | Sudbury | Northeast
NUG | 45.7 | Maitland Site GS | Invista (Canada) Company | CO | 20 | 2016-01-01 | 2016-01-01 | 2035-12-31 | Gas | Simple Cycle CHP | Natural Gas | Dx | Maitland | Leeds and Grenville | East
NUG | 29.868 | Kirkland Lake GS | Kirkland Lake Power Corp. | CO | 20 | 2015-08-23 | 2015-08-23 | 2035-08-22 | Gas | Simple Cycle CHP | Natural Gas | Tx | Kirkland Lake | Timiskaming | Northeast
NUG | 72.28 | Windsor Essex Cogeneration Plant | TransAlta Cogeneration LP | CO | 15 | 2016-12-01 | 2016-12-01 | 2031-11-30 | Gas | Combined Cycle CHP | Natural Gas | Tx | Windsor | Essex | West
NUG | 36.5 | Tunis GS | Atlantic Power Limited Partnership | CO | 15 | 2019-06-01 | 2018-10-04 | 2033-10-03 | Gas | Simple Cycle | Natural Gas | Tx | Tunis | Cochrane | Northeast
NUG | 122.78 | West Windsor Power | ENGIE Canada Inc. | CO | 15 | 2016-06-01 | 2016-06-01 | 2031-05-31 | Gas | Combined Cycle CHP | Natural Gas | Tx | Windsor | Essex | West
NUG | 24 | Calstock Generating Station | Atlantic Power Limited Partnership | CO | 5 | 2022-04-01 | 2022-04-01 | 2027-04-30 | Renewables | Rankine Cycle | Biomass | Tx | Hearst | Cochrane | Northeast
NUGEDC | 81 | Kirkland Lake Power Corp (Baseload) | Kirkland Lake Power Corp. | CO | 9 | 2021-07-01 | 2021-07-01 | 2030-08-23 | Gas | Combined Cycle | Natural Gas | Tx | Kirkland Lake | Timiskaming | Northeast
NYRP | 393 | York Energy Centre | York Energy Centre LP | CO | 23 | 2011-12-31 | 2012-05-09 | 2035-04-30 | Gas | Simple Cycle | Natural Gas | Tx | Newmarket | York | Essa
NYRP | 38 | York Energy Centre (Expansion) | York Energy Centre LP | CO | 10 | 2025-05-01 |  | 2035-04-30 | Gas | Simple Cycle | Natural Gas | Tx | Newmarket | York | Essa
OND | 250 | Oneida Energy Storage | Oneida Storage LP | CO | 20 | 2025-06-21 | 2025-04-23 | 2045-06-20 | Storage | Battery Energy Storage System | Battery | Tx | Nanticoke | Haldimand | Southwest
PPA | 4 | Whitesand FN Biomass Cogeneration Facility | 2495142 Ontario Limited | UD | 20 | 2030-03-21 |  |  | Renewables | Rankine Cycle CHP | Biomass | Off-grid Remote Area | Armstrong Station | Thunder Bay | Northwest
RES I | 67.5 | Melancthon I | Melancthon Wolfe Wind LP | CO | 20 | 2006-03-27 | 2006-03-04 | 2026-04-30 | Renewables | Wind Turbine | Wind | Tx | Dundalk | Grey | Southwest
RES I | 39.6 | Kingsbridge I Wind Power Project | CP Renewable Energy (Kingsbridge) Limited Partnership | CO | 20 | 2006-07-31 | 2006-03-16 | 2026-04-30 | Renewables | Wind Turbine | Wind | Tx | Goderich | Huron | Southwest
RES I | 99 | Erie Shores Wind Farm | Erie Shores Wind Farm Limited Partnership | CO | 20 | 2006-12-15 | 2006-05-24 | 2026-05-01 | Renewables | Wind Turbine | Wind | Tx | Port Burwell | Elgin | West
RES I | 99 | Prince I Wind Project | Brookfield Power Wind Prince LP | CO | 20 | 2006-03-31 | 2006-09-21 | 2027-03-20 | Renewables | Wind Turbine | Wind | Tx | Sault Ste. Marie | Algoma | Northeast
RES I | 6 | Trail Road Landfill GS | PowerTrail Inc. | CO | 20 | 2007-01-31 | 2007-01-31 | 2027-04-30 | Renewables | Simple Cycle | Landfill Gas | Dx | Richmond | Ottawa | Ottawa
RES I | 23 | Umbata Falls Hydro | Umbata Falls Limited Partnership | CO | 20 | 2008-05-30 | 2008-11-12 | 2028-11-11 | Renewables | Hydroelectricity | Waterpower | Tx | Marathon | Thunder Bay | Northwest
RES I | 1.6 | Hamilton Digester GS | Hamilton Renewable Power Inc. | CO | 20 | 2006-06-01 | 2006-07-10 | 2026-07-09 | Renewables | Simple Cycle | Biogas | Dx | Hamilton | Hamilton | Southwest
RES II | 90 | Prince II Wind Project | Brookfield Power Wind Prince LP | CO | 22 | 2007-12-31 | 2006-11-19 | 2029-04-30 | Renewables | Wind Turbine | Wind | Tx | Sault Ste. Marie | Algoma | Northeast
RES II | 76 | Ripley Wind Power | Acciona Wind Energy Canada Inc. | CO | 20 | 2007-10-01 | 2007-12-22 | 2028-05-01 | Renewables | Wind Turbine | Wind | Tx | Ripley | Bruce | Southwest
RES II | 101.2 | KEPA Wind Farm | Kruger Energy Port Alma Limited Partnership | CO | 20 | 2008-10-01 | 2008-10-31 | 2029-04-30 | Renewables | Wind Turbine | Wind | Tx | Port Alma | Chatham-Kent | West
RES II | 132 | Melancthon II | Melancthon Wolfe Wind LP | CO | 20 | 2007-03-30 | 2008-11-24 | 2029-04-30 | Renewables | Wind Turbine | Wind | Tx | Dundalk | Grey | Southwest
RES II | 181.5 | Enbridge Ontario Wind Power | Enbridge Renewable Energy Infrastructure LP | CO | 20 | 2009-10-31 | 2009-02-19 | 2029-02-18 | Renewables | Wind Turbine | Wind | Tx | Kincardine | Bruce | Southwest
RES II | 197.8 | Wolfe Island Wind | Melancthon Wolfe Wind LP | CO | 20 | 2008-10-31 | 2009-06-26 | 2029-05-01 | Renewables | Wind Turbine | Wind | Tx | Wolfe Island | Frontenac | East
RES II | 16 | Yellow Falls Hydro GS | Yellow Falls Power Limited Partnership | CO | 20 | 2016-09-30 | 2019-03-06 | 2039-03-06 | Renewables | Hydroelectricity | Waterpower | Tx | Smooth Rock Falls | Cochrane | Northeast
RES III | 78 | Raleigh Wind Energy Centre | TerraForm IWG Ontario Holdings, LLC | CO | 20 | 2010-07-08 | 2011-01-29 | 2031-02-21 | Renewables | Wind Turbine | Wind | Tx | Chatham | Chatham-Kent | West
RES III | 50.6 | Gosfield Wind Project | Gosfield Wind Limited Partnership | CO | 20 | 2012-12-31 | 2010-09-16 | 2032-12-30 | Renewables | Wind Turbine | Wind | Tx | Kingsville | Essex | West
RES III | 99.4 | Kruger Energy Chatham Wind Project | Kruger Energy Chatham Limited Partnership | CO | 20 | 2011-10-11 | 2011-01-01 | 2031-10-30 | Renewables | Wind Turbine | Wind | Tx | Port Alma | Chatham-Kent | West
RES III | 98.9 | Greenwich Windfarm | Greenwich Wind Farm, LP | CO | 20 | 2011-12-05 | 2011-10-14 | 2031-12-04 | Renewables | Wind Turbine | Wind | Tx | Dorion | Thunder Bay | Northwest
RES III | 98.9 | Talbot Wind Farm | Talbot Windfarm, LP | CO | 20 | 2011-12-05 | 2010-12-16 | 2031-12-04 | Renewables | Wind Turbine | Wind | Tx | Ridgetown | Chatham-Kent | West
RESOP | 9.48 | Skyway 8 Wind Farm A | Sky Generation LP | CO | 20 |  | 2014-08-14 | 2034-08-13 | Renewables | Wind Turbine | Wind | Dx | Dundalk | Grey | Southwest
RESOP | 9 | Ashton Ridge Golf Course Wind Farm | Grand Valley 1 Limited Partnership | CO | 20 |  | 2012-03-19 | 2032-03-18 | Renewables | Wind Turbine | Wind | Dx | Grand Valley | Dufferin | Southwest
RESOP | 10 | Sarnia Solar 1 | Enbridge Renewable Energy Infrastructure LP | CO | 20 |  | 2010-08-08 | 2030-08-07 | Renewables | Solar | Solar | Dx | Sarnia | Lambton | West
RESOP | 10 | Bisnett Line Wind Farm | Bisnett Wind Farm Limited Partnership | CO | 20 |  | 2009-12-17 | 2029-12-16 | Renewables | Wind Turbine | Wind | Dx | Blenheim | Chatham-Kent | West
RESOP | 7 | Thunder Bay Airport Solar Project | Thunder Bay Solar 1 LP | CO | 20 |  | 2011-12-19 | 2031-12-18 | Renewables | Solar | Solar | Dx | Thunder Bay | Thunder Bay | Northwest
RESOP | 10 | Sarnia Solar 2 | Enbridge Renewable Energy Infrastructure LP | CO | 20 |  | 2008-12-24 | 2028-12-23 | Renewables | Solar | Solar | Dx | Sarnia | Lambton | West
RESOP | 10 | Front Line Wind Farm | Front Line Wind Farm Limited Partnership | CO | 20 |  | 2010-01-29 | 2030-01-28 | Renewables | Wind Turbine | Wind | Dx | Morpeth | Chatham-Kent | West
RESOP | 10 | Sarnia Solar 3 | Enbridge Renewable Energy Infrastructure LP | CO | 20 |  | 2010-07-02 | 2030-07-01 | Renewables | Solar | Solar | Dx | Sarnia | Lambton | West
RESOP | 10 | Sarnia Solar 4 | Enbridge Renewable Energy Infrastructure LP | CO | 20 |  | 2010-08-10 | 2030-08-09 | Renewables | Solar | Solar | Dx | Sarnia | Lambton | West
RESOP | 5.1 | Ferndale Wind Farm | Sky Generation LP | CO | 20 |  | 2007-05-08 | 2027-05-01 | Renewables | Wind Turbine | Wind | Dx | Lions Head | Bruce | Southwest
RESOP | 10 | Swanton Line Wind Farm | Swanton Line Wind Farm Limited Partnership | CO | 20 |  | 2009-12-08 | 2029-12-07 | Renewables | Wind Turbine | Wind | Dx | Merlin | Chatham-Kent | West
RESOP | 10 | Marsh Line Wind Farm | Marsh Line Wind Farm Limited Partnership | CO | 20 |  | 2010-01-22 | 2030-01-21 | Renewables | Wind Turbine | Wind | Dx | Dover | Chatham-Kent | West
RESOP | 10 | South Side Wind Farm | South Side Wind Farm Limited Partnership | CO | 20 |  | 2010-12-31 | 2030-12-30 | Renewables | Wind Turbine | Wind | Dx | Amherstburg | Essex | West
RESOP | 10 | Gracey Wind Farm | Gracey Wind Farm Limited Partnership | CO | 20 |  | 2010-12-15 | 2030-12-14 | Renewables | Wind Turbine | Wind | Dx | Tilbury | Chatham-Kent | West
RESOP | 10 | Richardson Wind Farm | Richardson Wind Farm Limited Partnership | CO | 20 |  | 2010-11-19 | 2030-11-18 | Renewables | Wind Turbine | Wind | Dx | Tilbury | Chatham-Kent | West
RESOP | 10 | Naylor Wind Farm | Naylor Wind Farm Limited Partnership | CO | 20 |  | 2010-10-27 | 2030-10-26 | Renewables | Wind Turbine | Wind | Dx | Essex | Essex | West
RESOP | 10 | North Malden Wind Farm | North Malden Wind Farm Limited Partnership | CO | 20 |  | 2011-01-27 | 2031-01-26 | Renewables | Wind Turbine | Wind | Dx | Essex | Essex | West
RESOP | 8.25 | Cruickshank Wind Farm | Enbridge Renewable Energy Infrastructure LP | CO | 20 |  | 2008-09-26 | 2029-03-25 | Renewables | Wind Turbine | Wind | Dx | Tiverton | Bruce | Bruce
RESOP | 0.02 | Region of Waterloo EMS Building 20kW PV | Region of Waterloo | CO | 20 |  | 2007-08-21 | 2028-05-31 | Renewables | Solar | Solar | Dx | Cambridge | Waterloo | Southwest
RESOP | 5.625 | Britannia Landfill Gas Utilization | Integrated Gas Recovery Services Inc. | CO | 20 |  | 2007-03-27 | 2027-04-30 | Renewables | Bioenergy | Landfill Gas | Dx | Mississauga | Peel | Toronto
RESOP | 8 | Trent Rapids Hydroelectric Station | Trent Rapids Power Corporation | CO | 40 |  | 2009-12-31 | 2049-12-30 | Renewables | Hydroelectricity | Waterpower | Dx | Peterborough | Peterborough | East
RESOP | 10 | Kent Breeze | TA Kent Breeze L.P. | CO | 20 |  | 2011-05-12 | 2031-05-11 | Renewables | Wind Turbine | Wind | Dx | Thamesville | Chatham-Kent | West
RESOP | 9 | Huron Wind | Bruce Power Net Zero L.P. | CO | 20 |  | 2008-03-11 | 2028-03-10 | Renewables | Wind Turbine | Wind | Dx | Tiverton | Bruce | Bruce
RESOP | 0.75 | Exhibition Place Windturbine | TREC Windpower Co-Operative (No.1) Incoporated and Rankin Integrated Energy Inc. | CO | 20 |  | 2007-04-27 | 2027-04-26 | Renewables | Wind Turbine | Wind | Dx | Toronto | Toronto | Toronto
RESOP | 3.1 | Misema Hydroelectric Plant | Canadian Hydro Developers, Inc. | CO | 20 |  | 2007-05-10 | 2027-05-09 | Renewables | Hydroelectricity | Waterpower | Dx | Englehart | Timiskaming | Northeast
RESOP | 0.08 | Ron Klages Power | Ron Klages and Georgina Klages | CO | 40 |  | 2007-07-06 | 2048-05-31 | Renewables | Hydroelectricity | Waterpower | Dx | Chesley | Bruce | Southwest
RESOP | 10 | The Arthur Wind Farm | Arthur Wind Power LP | CO | 20 |  | 2011-01-27 | 2031-01-26 | Renewables | Wind Turbine | Wind | Dx | Arthur | Wellington | Southwest
RESOP | 6.225 | Waterloo Landfill Gas Power Plant | Toromont Energy Limited | CO | 20 |  | 2007-05-18 | 2027-05-17 | Renewables | Bioenergy | Landfill Gas | Dx | Waterloo | Waterloo | Southwest
RESOP | 0.84 | Eganville Generation Corporation | Eganville Generation Corporation | CO | 20 |  | 2007-11-08 | 2027-11-07 | Renewables | Hydroelectricity | Waterpower | Dx | Eganville | Renfrew | East
RESOP | 1.6 | Sudbury Landfill Gas Generation Project | 1700211 Ontario Inc. | CO | 20 |  | 2007-10-01 | 2027-09-30 | Renewables | Bioenergy | Landfill Gas | Dx | Sudbury | Greater Sudbury | Northeast
RESOP | 0.66 | Port Albert Wind Farm | CP Renewable Energy (Kingsbridge) Limited Partnership | CO | 20 |  | 2007-04-20 | 2027-04-19 | Renewables | Wind Turbine | Wind | Dx | Goderich | Huron | Southwest
RESOP | 6 | Oxley Wind Farm | Oxley Wind Farm Inc. | CO | 20 |  | 2014-02-08 | 2034-02-07 | Renewables | Wind Turbine | Wind | Dx | Harrow | Essex | West
RESOP | 0.12 | Thornbury G.S. | Grandview Farms | CO | 40 |  | 2008-01-01 | 2049-05-31 | Renewables | Hydroelectricity | Waterpower | Dx | Thornbury | Grey | Southwest
RESOP | 9.9 | Ravenswood Wind Farm - WTGs #1 through 6 | Sky Generation LP | CO | 20 |  | 2008-01-25 | 2028-04-30 | Renewables | Wind Turbine | Wind | Dx | Forest | Lambton | West
RESOP | 6.6 | Proof Line Wind Farm | Sky Generation LP | CO | 20 |  | 2009-12-28 | 2029-12-27 | Renewables | Wind Turbine | Wind | Dx | Forest | Lambton | West
RESOP | 1.5 | High Falls | Bracebridge Generation Ltd. | CO | 20 |  | 2007-01-29 | 2027-01-28 | Renewables | Hydroelectricity | Waterpower | Dx | Bracebridge | Muskoka | Essa
RESOP | 10 | Fort William First Nations Solar Farm | Thunder Bay Solar 2 LP | CO | 20 |  | 2012-05-29 | 2032-05-28 | Renewables | Solar | Solar | Dx | Thunder Bay | Thunder Bay | Northwest
RESOP | 9.12 | Ryerse Solar Farm | SunE Sky Ryerse LP | CO | 20 |  | 2011-01-13 | 2031-01-12 | Renewables | Solar | Solar | Dx | Port Dover | Norfolk | Southwest
RESOP | 0.499 | Fepro Farms (Klaesi Farm) | Fritz Klaesi and Paul Klaesi | CO | 20 |  | 2007-11-01 | 2028-05-31 | Renewables | Bioenergy | Biogas | Dx | Cobden | Renfrew | East
RESOP | 0.113 | SunSaver1 | SunSaver1 LP | CO | 20 |  | 2009-02-06 | 2030-05-31 | Renewables | Solar | Solar | Dx | Innerkip | Oxford | Southwest
RESOP | 0.1 | Pinkerton Power (Joyrun Farms Inc) | Joyrun Farms Inc,/John and Irma DeVries | CO | 40 |  | 2007-07-19 | 2048-05-31 | Renewables | Hydroelectricity | Waterpower | Dx | Harriston | Wellington | Southwest
RESOP | 0.1 | Board of Governors of Exhibition Place | Board of Governors of Exhibition Place | CO | 20 |  | 2007-12-19 | 2028-05-31 | Renewables | Solar | Solar | Dx | Toronto | Toronto | Toronto
RESOP | 5.4 | Mohawk Street LFG Generation Project | The Corporation of the City of Brantford | CO | 20 |  | 2010-08-23 | 2030-08-22 | Renewables | Bioenergy | Landfill Gas | Dx | Brantford | Brant | Southwest
RESOP | 0.02 | Queen's University Goodwin PVA | Faculty of Applied Science | CO | 20 |  | 2007-08-01 | 2028-05-31 | Renewables | Solar | Solar | Dx | Kingston | Frontenac | East
RESOP | 0.709 | Chaudière Grinder Sluiceway Generation | Energy Ottawa Inc. | CO | 20 |  | 2007-12-13 | 2027-12-12 | Renewables | Hydroelectricity | Waterpower | Dx | Ottawa | Ottawa | Ottawa
RESOP | 9.9 | Mohawk Point Wind Farm | AIM SOP Phase I LP | CO | 20 |  | 2008-10-24 | 2029-04-23 | Renewables | Wind Turbine | Wind | Dx | Lowbanks | Haldimand | Niagara
RESOP | 0.05 | Bloorview Roof PV | Bloorview Kids Rehab | CO | 20 |  | 2008-04-15 | 2029-05-31 | Renewables | Solar | Solar | Dx | Toronto | Toronto | Toronto
RESOP | 0.025 | Hershey Centre Photovoltaic Installation | The Corporation of the City of Mississauga | CO | 20 |  | 2007-12-07 | 2028-05-31 | Renewables | Solar | Solar | Dx | Mississauga | Peel | Toronto
RESOP | 9.9 | Frogmore Wind Farm | AIM SOP Phase I LP | CO | 20 |  | 2008-06-12 | 2028-05-01 | Renewables | Wind Turbine | Wind | Dx | Clear Creek | Norfolk | West
RESOP | 9.9 | Cultus Wind Farm | AIM SOP Phase I LP | CO | 20 |  | 2008-06-12 | 2028-05-01 | Renewables | Wind Turbine | Wind | Dx | Clear Creek | Norfolk | West
RESOP | 0.25 | Wilson's Mill | Wilson's Mill Power Inc. | CO | 40 |  | 2007-08-17 | 2048-05-31 | Renewables | Hydroelectricity | Waterpower | Dx | Fergus | Wellington | Southwest
RESOP | 10 | Sarnia Solar 5 | Enbridge Renewable Energy Infrastructure LP | CO | 20 |  | 2009-11-25 | 2029-11-24 | Renewables | Solar | Solar | Dx | Sarnia | Lambton | West
RESOP | 0.003 | Northbrook Medical Centre Gridtie System | Addington Highlands Township | CO | 20 |  | 2008-03-17 | 2028-03-16 | Renewables | Solar | Solar | Dx | Northbrook | Lennox and Addington | East
RESOP | 2.4 | Petrolia Renewable Energy Project | Waste Management of Canada Corporation | CO | 20 |  | 2010-07-15 | 2030-07-14 | Renewables | Bioenergy | Landfill Gas | Dx | Petrolia | Lambton | West
RESOP | 0.18 | Terryland Farms Inc | Amgreg Bio Inc. | CO | 20 |  | 2007-09-07 | 2028-05-31 | Renewables | Bioenergy | Biogas | Dx | St. Eugene | Prescott and Russell | Ottawa
RESOP | 0.0026 | Hinrich Farm | Anne Hinrich | CO | 20 |  | 2007-08-24 | 2027-08-23 | Renewables | Solar | Solar | Dx | Cambridge | Waterloo | Southwest
RESOP | 10 | Zephyr Farms Limited | Watford Wind LP | CO | 20 |  | 2012-05-15 | 2032-05-14 | Renewables | Wind Turbine | Wind | Dx | Watford | Lambton | West
RESOP | 1.063 | East Quarry Landfill Gas Utilization | Integrated Gas Recovery Services Inc. | CO | 20 |  | 2007-12-19 | 2027-12-18 | Renewables | Bioenergy | Landfill Gas | Dx | Thorold | Niagara | Niagara
RESOP | 0.25 | Jura Wind | Hog-Tied Farms Ltd. | CO | 20 |  | 2007-10-17 | 2028-05-31 | Renewables | Wind Turbine | Wind | Dx | Thedford | Lambton | West
RESOP | 5 | Tilbury Solar 2 | Tilbury Solar Project L.P. | CO | 20 |  | 2010-12-20 | 2030-12-19 | Renewables | Solar | Solar | Dx | Tilbury | Chatham-Kent | West
RESOP | 9.96 | PGG1 | SSM1 Canada, L.P. | CO | 20 |  | 2010-10-21 | 2030-10-20 | Renewables | Solar | Solar | Dx | Sault Ste. Marie | Algoma | Northeast
RESOP | 0.00497 | WISE, 762 Euclid | Mark Day and Kahleen Little | CO | 20 |  | 2007-11-02 | 2027-11-01 | Renewables | Solar | Solar | Dx | Toronto | Toronto | Toronto
RESOP | 10 | Blue Moon Solar Farm | Lily Lake Solar Inc. | CO | 20 |  | 2011-03-17 | 2031-03-16 | Renewables | Solar | Solar | Dx | Peterborough | Peterborough | East
RESOP | 10 | Bluewater Solar 1 | Enbridge Renewable Energy Infrastructure LP | CO | 20 |  | 2010-08-13 | 2030-08-12 | Renewables | Solar | Solar | Dx | Sarnia | Lambton | West
RESOP | 10 | Bluewater Solar 1 | Enbridge Renewable Energy Infrastructure LP | CO | 20 |  | 2010-08-02 | 2030-08-01 | Renewables | Solar | Solar | Dx | Sarnia | Lambton | West
RESOP | 2 | Welland Canal Weir 2 Generating Station | Rankin Renewable Power Inc. | CO | 20 |  | 2008-11-04 | 2028-11-03 | Renewables | Hydroelectricity | Waterpower | Dx | St. Catharines | Niagara | Niagara
RESOP | 2 | Welland Canal Weir 3 Generating Station | Rankin Renewable Power Inc. | CO | 20 |  | 2009-09-14 | 2029-09-13 | Renewables | Hydroelectricity | Waterpower | Dx | Niagara-on-the-Lake | Niagara | Niagara
RESOP | 0.00156 | WISE, 158 Arlington | Judith Silver | CO | 20 |  | 2007-10-12 | 2027-10-11 | Renewables | Solar | Solar | Dx | Toronto | Toronto | Toronto
RESOP | 2 | Welland Canal Weir 1 Generating Station | Rankin Renewable Power Inc. | CO | 20 |  | 2008-11-07 | 2028-11-06 | Renewables | Hydroelectricity | Waterpower | Dx | St. Catharines | Niagara | Niagara
RESOP | 0.6 | Rosa Flora Wind Turbine | Rosa Flora Growers Limited | CO | 20 |  | 2009-03-30 | 2029-03-29 | Renewables | Wind Turbine | Wind | Dx | Dunnville | Haldimand | Niagara
RESOP | 3.2 | Thunder Bay Landfill Gas Utilization | Thunder Bay Hydro Renewable Power Inc. | CO | 20 |  | 2010-08-05 | 2030-08-04 | Renewables | Bioenergy | Landfill Gas | Dx | Thunder Bay | Thunder Bay | Northwest
RESOP | 0.8 | South River Hydroelectric Project | South River Power Generation Corporation | CO | 40 |  | 2010-06-15 | 2050-06-14 | Renewables | Hydroelectricity | Waterpower | Dx | South River | Parry Sound | Essa
RESOP | 3.2 | Glanbrook Landfill Gas Power Plant | Hamilton Renewable Power Inc. | CO | 20 |  | 2008-11-19 | 2028-11-18 | Renewables | Simple Cycle | Landfill Gas | Dx | Binbrook | Hamilton | Southwest
RESOP | 9.96 | PGG002 | SSM1 Canada, L.P. | CO | 20 |  | 2010-10-18 | 2030-10-17 | Renewables | Solar | Solar | Dx | Sault Ste. Marie | Algoma | Northeast
RESOP | 0.01 | Solar Array # 8 | The Natured Standard Inc. | CO | 20 |  | 2011-04-07 | 2031-04-06 | Renewables | Solar | Solar | Dx | Sarnia | Lambton | West
RESOP | 10 | Belmont Solar 1 | ABW Solar General Partnership | CO | 20 |  | 2013-01-25 | 2033-01-24 | Renewables | Solar | Solar | Dx | Belmont | Elgin | West
RESOP | 10 | Belmont Solar 2 | ABW Solar General Partnership | CO | 20 |  | 2013-01-25 | 2033-01-24 | Renewables | Solar | Solar | Dx | Belmont | Elgin | West
RESOP | 4.6 | Almonte Lower Falls Re-Development | Mississippi River Power Corporation | CO | 20 |  | 2010-04-09 | 2030-04-08 | Renewables | Hydroelectricity | Waterpower | Dx | Almonte | Lanark | East
RESOP | 0.00288 | Terra View Woodlawn | Andrew Lambden | CO | 20 |  | 2008-02-07 | 2028-02-06 | Renewables | Solar | Solar | Dx | Guelph | Wellington | Southwest
RESOP | 10 | Walpole 1 Solar Farm | ABW Solar General Partnership | CO | 20 |  | 2013-02-22 | 2033-02-21 | Renewables | Solar | Solar | Dx | Hagersville | Haldimand | Southwest
RESOP | 9.96 | PGG003 | SSM2 Canada, L.P. | CO | 20 |  | 2011-09-06 | 2031-09-05 | Renewables | Solar | Solar | Dx | Sault Ste. Marie | Algoma | Northeast
RESOP | 9.96 | PGG004 | SSM2 Canada, L.P. | CO | 20 |  | 2011-09-06 | 2031-09-05 | Renewables | Solar | Solar | Dx | Sault Ste. Marie | Algoma | Northeast
RESOP | 9.96 | PGG005 | SSM2 Canada, L.P. | CO | 20 |  | 2011-07-29 | 2031-07-28 | Renewables | Solar | Solar | Dx | Sault Ste. Marie | Algoma | Northeast
RESOP | 9.96 | PGG006 | SSM3 Canada, L.P. | CO | 20 |  | 2011-11-29 | 2031-11-28 | Renewables | Solar | Solar | Dx | Sault Ste. Marie | Algoma | Northeast
RESOP | 0.0028 | WISE, 215 Winona | Christopher Perri and Ifigenia Rodopoulos | CO | 20 |  | 2008-09-16 | 2028-09-15 | Renewables | Solar | Solar | Dx | Toronto | Toronto | Toronto
RESOP | 0.0028 | Coates Solar Grid-Tie | Ryan Smith | CO | 20 |  | 2008-07-07 | 2028-07-06 | Renewables | Solar | Solar | Dx | Guelph | Wellington | Southwest
RESOP | 1.165 | Douglas New GS | Multistream Power Corporation | CO | 40 |  | 2010-10-01 | 2050-09-30 | Renewables | Hydroelectricity | Waterpower | Dx | Douglas | Renfrew | East
RESOP | 10 | Sarnia Solar 6 | Enbridge Renewable Energy Infrastructure LP | CO | 20 |  | 2010-08-20 | 2030-08-19 | Renewables | Solar | Solar | Dx | Sarnia | Lambton | West
RESOP | 0.02048 | Hydro One Brampton Commercial Solar | Hydro One Brampton | CO | 20 |  | 2008-09-25 | 2029-05-31 | Renewables | Solar | Solar | Dx | Brampton | Peel | Toronto
RESOP | 10 | Napanee Solar Project | SunE Sandhurst LP | CO | 20 |  | 2012-04-11 | 2032-04-10 | Renewables | Solar | Solar | Dx | Napanee | Hastings | East
RESOP | 0.1 | Pinehedge Farms Bio-gas Project | Pinehedge Farms Inc. | CO | 20 |  | 2008-02-06 | 2029-05-31 | Renewables | Bioenergy | Biogas | Dx | St. Eugene | Prescott and Russell | Ottawa
RESOP | 0.0099 | Roblyn one | Mike Adam and Sarah Dart | CO | 20 |  | 2007-11-21 | 2027-11-20 | Renewables | Solar | Solar | Dx | Erinsville | Lennox and Addington | East
RESOP | 10 | 13th Sideroad | SunE Sky 13th Sideroad LP | CO | 20 |  | 2010-11-15 | 2030-11-14 | Renewables | Solar | Solar | Dx | Langton | Norfolk | Southwest
RESOP | 9 | First Light 1 | SunE Sky First Light LP | CO | 20 |  | 2009-09-28 | 2029-09-27 | Renewables | Solar | Solar | Dx | Centreville | Lennox and Addington | East
RESOP | 10 | First Light 2 | First Light 2 LP | CO | 20 |  | 2011-12-27 | 2031-12-26 | Renewables | Solar | Solar | Dx | Centreville | Lennox and Addington | East
RESOP | 8.5 | Little Creek | Little Creek LP | CO | 20 |  | 2014-03-19 | 2034-03-18 | Renewables | Solar | Solar | Dx | Napanee | Hastings | East
RESOP | 10 | St Clair Solar 1 | Moore Solar, LP | CO | 20 |  | 2012-02-29 | 2032-02-28 | Renewables | Solar | Solar | Dx | Corunna | Lambton | West
RESOP | 10 | St Clair Solar 2 | Moore Solar, LP | CO | 20 |  | 2012-02-29 | 2032-02-28 | Renewables | Solar | Solar | Dx | Corunna | Lambton | West
RESOP | 10 | Amherstburg Solar 1 | ABW Solar General Partnership | CO | 20 |  | 2013-04-04 | 2033-04-03 | Renewables | Solar | Solar | Dx | Amherstburg | Essex | West
RESOP | 10 | Amherstburg 3 | Project AMBG2 LP | CO | 20 |  | 2011-08-15 | 2031-08-14 | Renewables | Solar | Solar | Dx | Amherstburg | Essex | West
RESOP | 5 | Amherstburg 4 | Project AMBG2 LP | CO | 20 |  | 2011-08-15 | 2031-08-14 | Renewables | Solar | Solar | Dx | Amherstburg | Essex | West
RESOP | 10 | Amherstburg 1 | Helios Solar Star A-1 Partnership | CO | 20 |  | 2011-06-30 | 2031-06-29 | Renewables | Solar | Solar | Dx | Amherstburg | Essex | West
RESOP | 9.9 | Harrow I Wind Farm | AIM Harrow Wind Farm LP | CO | 20 |  | 2010-05-12 | 2030-05-11 | Renewables | Wind Turbine | Wind | Dx | Harrow | Essex | West
RESOP | 9.9 | Harrow II Wind Farm | AIM Harrow Wind Farm LP | CO | 20 |  | 2010-05-12 | 2030-05-11 | Renewables | Wind Turbine | Wind | Dx | Harrow | Essex | West
RESOP | 9.9 | Harrow III Wind Farm | AIM Harrow Wind Farm LP | CO | 20 |  | 2010-05-14 | 2030-05-13 | Renewables | Wind Turbine | Wind | Dx | Harrow | Essex | West
RESOP | 9.9 | Harrow IV Wind Farm | AIM Harrow Wind Farm LP | CO | 20 |  | 2010-05-21 | 2030-05-20 | Renewables | Wind Turbine | Wind | Dx | Harrow | Essex | West
RESOP | 9.9 | Clear Creek II Wind Farm | AIM SOP Phase I LP | CO | 20 |  | 2008-11-14 | 2029-04-30 | Renewables | Wind Turbine | Wind | Dx | Clear Creek | Norfolk | Southwest
RESOP | 10 | MacLeod Windmill | TA Kent Breeze L.P. | CO | 20 |  | 2011-05-12 | 2031-05-11 | Renewables | Wind Turbine | Wind | Dx | Thamesville | Chatham-Kent | West
RESOP | 0.00998 | North Bay City Hall Solar PV Project | Corporation of the City of North Bay | CO | 20 |  | 2008-05-01 | 2028-04-30 | Renewables | Solar | Solar | Dx | North Bay | Nipissing | Northeast
RESOP | 10 | Parkers Corners' Solar Farm | Axium Solar St. Isidore A Limited Partnership | CO | 20 |  | 2010-12-22 | 2030-12-21 | Renewables | Solar | Solar | Dx | St. Isidore | Prescott and Russell | Ottawa
RESOP | 10 | St. Isidore Solar Farm | Axium Solar St. Isidore B Limited Partnership | CO | 20 |  | 2011-11-28 | 2031-11-27 | Renewables | Solar | Solar | Dx | St. Isidore | Prescott and Russell | Ottawa
RESOP | 10 | St Clair Solar 3 | Sombra Solar, LP | CO | 20 |  | 2012-02-29 | 2032-02-28 | Renewables | Solar | Solar | Dx | Sombra | Lambton | West
RESOP | 10 | St Clair Solar 4 | Sombra Solar, LP | CO | 20 |  | 2012-02-29 | 2032-02-28 | Renewables | Solar | Solar | Dx | Sombra | Lambton | West
RESOP | 1.64 | Seacliff Energy Biogas System | Seacliff Energy Corp. | CO | 20 |  | 2011-01-14 | 2031-01-13 | Renewables | Bioenergy | Biogas | Dx | Leamington | Essex | West
RESOP | 2.95 | Scotch Bush Solar Farm | Whitewater Solar Investment Corp. | CO | 20 |  | 2011-12-30 | 2031-12-29 | Renewables | Solar | Solar | Dx | Eganville | Renfrew | East
RESOP | 10 | Stardale SolarPark 3 | Stardale Solar LP | CO | 20 |  | 2012-05-15 | 2032-05-14 | Renewables | Solar | Solar | Dx | St. Eugene | Prescott and Russell | Ottawa
RESOP | 10 | Amherstburg #2 | Helios Solar Star A-1 Partnership | CO | 20 |  | 2011-06-30 | 2031-06-29 | Renewables | Solar | Solar | Dx | Amherstburg | Essex | West
RESOP | 7 | Stardale Solar Park 2 | Stardale Solar LP | CO | 20 |  | 2012-05-15 | 2032-05-14 | Renewables | Solar | Solar | Dx | St. Eugene | Prescott and Russell | Ottawa
RESOP | 0.0088 | CBM PV#1 | CBM Canadian Business Machines Ltd | CO | 20 |  | 2008-11-30 | 2028-11-29 | Renewables | Solar | Solar | Dx | Milton | Halton | Southwest
RESOP | 10 | Stardale SolarPark 1 | Stardale Solar LP | CO | 20 |  | 2012-05-15 | 2032-05-14 | Renewables | Solar | Solar | Dx | St. Eugene | Prescott and Russell | Ottawa
RESOP | 10 | Walpole Solar 2 | ABW Solar General Partnership | CO | 20 |  | 2013-02-22 | 2033-02-21 | Renewables | Solar | Solar | Dx | Hagersville | Haldimand | Southwest
RESOP | 0.346 | Vandermeer Greenhouses Biogas System | 2507626 Ontario Inc. | CO | 20 |  | 2009-04-27 | 2030-05-31 | Renewables | Bioenergy | Biogas | Dx | Niagara-on-the-Lake | Niagara | Niagara
RESOP | 10 | Smith Falls A | Axium Solar Elmsley East Limited Partnership | CO | 20 |  | 2010-12-24 | 2030-12-23 | Renewables | Solar | Solar | Dx | Smiths Falls | Lanark | East
RESOP | 10 | Smith Falls B | Axium Solar Elmsley West Limited Partnership | CO | 20 |  | 2011-01-27 | 2031-01-26 | Renewables | Solar | Solar | Dx | Smiths Falls | Lanark | East
RESOP | 0.00288 | Harris GTPV | Bill and Penny Harris | CO | 20 |  | 2008-08-01 | 2028-07-31 | Renewables | Solar | Solar | Dx | Port Hope | Northumberland | East
RESOP | 10 | GS-1 | GS One - Parkway Solar Farm LP | CO | 20 |  | 2012-03-28 | 2032-03-27 | Renewables | Solar | Solar | Dx | Edwards | Ottawa | Ottawa
RESOP | 10 | Gesner Wind Farm | Gesner Wind Farm LP | CO | 20 |  | 2013-01-23 | 2033-01-22 | Renewables | Wind Turbine | Wind | Dx | Muirkirk | Chatham-Kent | West
RESOP | 10 | Arnprior A | EDF EN Canada Solar Arnprior A Limited Partnership | CO | 20 |  | 2010-01-20 | 2030-01-19 | Renewables | Solar | Solar | Dx | Arnprior | Renfrew | East
RESOP | 10 | Arnprior B | EDF EN Canada Solar Arnprior B Limited Partnership | CO | 20 |  | 2009-12-30 | 2029-12-29 | Renewables | Solar | Solar | Dx | Arnprior | Renfrew | East
RESOP | 10 | First Light 3 | Stone Mills Solar Park LP | CO | 20 |  | 2012-08-17 | 2032-08-16 | Renewables | Solar | Solar | Dx | Centreville | Lennox and Addington | East
RESOP | 10 | Erie Ridge | SunE Sky Erie Ridge LP | CO | 20 |  | 2011-07-15 | 2031-07-14 | Renewables | Solar | Solar | Dx | Ridgetown | Chatham-Kent | West
RESOP | 0.002 | Craig Slattery | Craig Slattery | CO | 20 |  | 2008-11-17 | 2028-11-16 | Renewables | Solar | Solar | Dx | Oakville | Halton | Southwest
RESOP | 0.007 | RePeter Solar | Peter J Nelson | CO | 20 |  | 2009-01-01 | 2028-12-31 | Renewables | Solar | Solar | Dx | Perth | Lanark | East
RESOP | 0.005 | Archetype House | Toronto Region Conservation Authority | CO | 20 |  | 2009-04-21 | 2029-04-20 | Renewables | Solar | Solar | Dx | Woodbridge | York | Essa
RESOP | 0.00396 | H Kruger | Helmut Kruger | CO | 20 |  | 2009-01-19 | 2029-01-18 | Renewables | Solar | Solar | Dx | King City | York | Essa
RESOP | 0.0048 | John Howard Society of Peterborough | John Howard Society of Peterborough | CO | 20 |  | 2008-12-25 | 2028-12-24 | Renewables | Solar | Solar | Dx | Peterborough | Peterborough | East
RESOP | 2.85 | London Biogas | StormFisher Environmental Ltd. | CO | 20 |  | 2011-12-31 | 2031-12-30 | Renewables | Bioenergy | Biogas | Dx | London | Middlesex | West
RESOP | 0.6 | Atlantic Ave. WPCP - Cogeneration | The Corporation of City of Thunder Bay | CO | 20 |  | 2012-04-05 | 2032-04-04 | Renewables | Bioenergy | Biogas | Dx | Thunder Bay | Thunder Bay | Northwest
SHP | 10 | Lock No.4 Powerhouse | The St. Lawrence Seaway Management Corporation | CO | 19 | 2024-06-06 | 2024-06-06 | 2043-04-30 | Renewables | Hydroelectricity | Waterpower | Dx | St. Catharines | Niagara | Niagara
SHP | 0.12 | Kuiper GS | Brenda P.I. Kuiper and Richard M. Kuiper | CO | 19 | 2024-06-04 | 2024-06-04 | 2043-04-30 | Renewables | Hydroelectricity | Waterpower | Dx | Carlisle | Hamilton | Southwest
SHP | 0.5 | Charlton G.S. | Kagawong Power Incorporated | CO | 19 | 2024-10-15 | 2024-10-15 | 2043-04-30 | Renewables | Hydroelectricity | Waterpower | Dx | Charlton | Timiskaming | Northeast
SHP | 5.744 | Twin Falls GS | Twin Falls Limited Partnership | CO | 18 |  | 2025-06-01 | 2043-04-30 | Renewables | Hydroelectricity | Waterpower | Dx | Manitouwadge | Thunder Bay | Northwest
SHP 2 | 0.95 | McLeod Dam Hydro Facility | Quinte Conservation | CO | 18 |  | 2025-09-18 | 2043-04-30 | Renewables | Hydroelectricity | Waterpower | Dx | Belleville | Hastings | East
SHP 2 | 9.617 | Smooth Rock Falls CGS | Gemini-SRF Power Corporation | CO | 18 |  | 2025-11-13 | 2043-04-30 | Renewables | Hydroelectricity | Waterpower | Tx | Smooth Rock Falls | Cochrane | Northeast
SHP 2 | 8 | Glen Miller Power L.P. | Glen Miller Power Limited Partnership | CO | 18 |  | 2025-12-01 | 2043-04-30 | Renewables | Hydroelectricity | Waterpower | Dx | Trenton | Hastings | East
SHP 3 | 9.447 | Calm Lake CGS | H2O Power Limited Partnership ("H2O", Watergen Canada Holdings Inc. ("Watergen") | CO | 18 |  | 2025-05-26 | 2043-04-30 | Renewables | Hydroelectricity | Waterpower | Tx | Atikokan | Rainy River | Northwest
SHP 3 | 5.026 | Kenora CGS | H2O Power Limited Partnership ("H2O", Watergen Canada Holdings Inc. ("Watergen") | CO | 18 |  | 2025-05-26 | 2043-04-30 | Renewables | Hydroelectricity | Waterpower | Tx | Kenora | Kenora | Northwest
SHP 3 | 8.371 | Sturgeon Falls GS | H2O Power Limited Partnership ("H2O", Watergen Canada Holdings Inc. ("Watergen") | CO | 18 |  | 2025-05-26 | 2043-04-30 | Renewables | Hydroelectricity | Waterpower | Tx | Atikokan | Rainy River | Northwest

## Table 2
Back to main menu | Our power generation ¦ Hydroelectric power – OPG
Table 2: Hydroelectric Rate Regulated Resources
Plant Group | Generating Station | Number of In-Service Units | Net In-Service Capacity (MW) | Original Unit In- Service Dates
Niagara | Sir Adam Beck I | 10 | 548 | 1930
Niagara | Sir Adam Beck II | 16 | 1499 | 1958
Niagara | Sir Adam Beck PGS | 6 | 174 | 1958
Niagara | DeCew Falls I | 4 | 23 | 1898
Niagara | DeCew Falls II | 2 | 144 | 1948
Eastern | R.H. Saunders | 16 | 1045 | 1959
Eastern | Arnprior | 2 | 82 | 1977
Eastern | Barrett Chute | 4 | 176 | 1968
Eastern | Calabogie | 2 | 11 | 1917
Eastern | Mountain Chute | 2 | 170 | 1967
Eastern | Stewartville | 5 | 182 | 1969
Eastern | Chats Falls (OPG owns 4 of 8 units) | 4 | 96 | 1932
Eastern | Chenaux | 8 | 144 | 1951
Eastern | Des Joachims | 8 | 429 | 1951
Eastern | Otto Holden | 8 | 243 | 1953
Central | Auburn | 3 | 2 | 1912
Central | Big Chute | 1 | 10 | 1993
Central | Big Eddy | 2 | 8 | 1941
Central | Bingham Chute | 2 | 1 | 1924
Central | Coniston | 2 | 3 | 1915
Central | Crystal Falls | 4 | 8 | 1921
Central | Elliot Chute | 1 | 2 | 1929
Central | Eugenia Falls | 3 | 6 | 1920
Central | Frankford | 4 | 3 | 1913
Central | Hagues Reach | 3 | 4 | 1925
Central | Hanna Chute | 1 | 1 | 1926
Central | High Falls | 3 | 3 | 1920
Central | Lakefield | 1 | 2 | 1928
Central | McVittie | 2 | 3 | 1912
Central | Merrickville | 2 | 2 | 1919
Central | Meyersberg | 3 | 5 | 1924
Central | Nipissing | 3 | 0 | 1909
Central | Ragged Rapids | 2 | 8 | 1938
Central | Ranney Falls | 3 | 10 | 1926
Central | Seymour | 5 | 6 | 1909
Central | Sidney | 4 | 4 | 1911
Central | Sills Island | 2 | 2 | 1900
Central | South Falls | 3 | 6 | 1925
Central | Stinson | 2 | 5 | 1925
Central | Trethewey Falls | 1 | 2 | 1929
Northeast | Abitibi Canyon | 5 | 345 | 1959
Northeast | Otter Rapids | 4 | 182 | 1963
Northeast | Lower Notch | 2 | 274 | 1971
Northeast | Matabitchuan | 4 | 10 | 1910
Northeast | Chute | 2 | 3 | 1924
Northwest | Aguasabon | 2 | 47 | 1948
Northwest | Alexander | 5 | 69 | 1958
Northwest | Cameron Falls | 7 | 92 | 1958
Northwest | Caribou Falls | 3 | 91 | 1958
Northwest | Kakabeka Falls | 4 | 25 | 1914
Northwest | Manitou Falls | 5 | 73 | 1958
Northwest | Pine Portage | 4 | 145 | 1954
Northwest | Silver Falls | 1 | 48 | 1959
Northwest | Whitedog Falls | 3 | 68 | 1958
Back to main menu

## Table 3
Back to main menu
Table 3: IESO microFIT Contracts
Data current as of: | 2025-12-31
Zone | Contracted MW
BRUCE | 0.6691
EAST | 36.7867
ESSA | 24.1292
NIAGARA | 12.8743
NORTHEAST | 10.36
NORTHWEST | 6.3185
OTTAWA | 14.0797
SOUTHWEST | 74.2665
TORONTO | 40.2214
WEST | 37.282
Total | 256.9873
Back to main menu

## Table 4
Back to main menu
Table 4: Ontario Electricity Financial Corporation Contracts
Total Contracted MW
Ontario Electricity Financial Corporation Contracts | 99.78
Back to main menu