## Menu
2026 Annual Planning Outlook
Supply, Adequacy and Energy Outlook Module Data
March 2026
Chapter 1: Supply Outlook
Figure 1: 2026 Installed Capacity
Figure 2: 2026 Summer and Winter Peak Capacity Contribution
Chapter 2: Capacity Adequacy Outlook
Figure 3: Planning Reserve for Nuclear Refurbishment, Summer
Figure 4: Planning Reserve for Nuclear Refurbishment, Winter
Table 1: Summer LOLE Allocation
Table 2: Winter LOLE Allocation
Figure 5: Impact of 2026 APO LOLE allocation vs. Long-Run Assumption, Summer
Figure 6: Impact of 2026 APO LOLE allocation vs. Long-Run Assumption, Winter
Table 3: Zones and Defining Interfaces
Table 4: Transmission Transfer Capabilities (2027-2050)
Figure 8: Hourly Probability of Loss of Load, 2034
Figure 9: Duration of Resource Adequacy Risks Periods, 2034
Chapter 3: Energy Adequacy Outlook
Figure 10: Annual Energy Contribution Factors
Figure 11: Time-of-Use Period Definitions
Figure 12: Total GWh Unserved Energy by TOU periods
Figure 13: Average MWh Unserved Energy by TOU periods
Figure 14: Max MWh Unserved Energy by TOU periods
Figure 15: Unserved Energy By Season
Figure 16: Unserved Energy Duration Curve

## Figure 1
Back to main menu
Figure 1: 2026 Installed Capacity (MW)
Category | Installed Capacity
Transmission Connected Resources | 35363
Distribution Connected Resources | 3859
Back to main menu

## Figure 2
Back to main menu
Figure 2: 2026 Summer and Winter Peak Capacity Contribution
Fuel Type | 2026 Summer Capacity Contribution Factor | 2026 Winter Capacity Contribution Factor
Nuclear | 94% | 94%
Hydroelectric | 69.81% | 77.54%
Wind | 13.26% | 27.49%
Solar | 23.67% | 0%
Bioenergy | 97.8% | 97.8%
Gas/Oil | 93.6% | 93.6%
DR/DL | 67% | 62%
Back to main menu

## Figure 3
Back to main menu
Figure 3: Planning Reserve for Nuclear Refurbishment, Summer (MW)
Scenario | 2027 | 2028 | 2029 | 2030 | 2031 | 2032 | 2033 | 2034 | 2035 | 2036 | 2037 | 2038 | 2039 | 2040 | 2041 | 2042 | 2043 | 2044 | 2045 | 2046 | 2047 | 2048 | 2049 | 2050
2026 APO | 70.7474 | 217.8645 | -66.5294 | 94.9213 | 388.5312 | 646.9944 | 429.9345 | 696.0835 | 1078.0599 | 918.1305 | 811.7411 | 697.8849 | 589.4148 | 449.9964 | 290.9564 | 104.518 | -53.1464 | -282.3709 | 514.2193 | 231.5316 | 1246.9129 | 70.5025 | 1057.4021 | 983.9248
Back to main menu

## Figure 4
Back to main menu
Figure 4: Planning Reserve for Nuclear Refurbishment, Winter (MW)
Scenario | 2026/2027 | 2027/2028 | 2028/2029 | 2029/2030 | 2030/2031 | 2031/2032 | 2032/2033 | 2033/2034 | 2034/2035 | 2035/2036 | 2036/2037 | 2037/2038 | 2038/2039 | 2039/2040 | 2040/2041 | 2041/2042 | 2042/2043 | 2043/2044 | 2044/2045 | 2045/2046 | 2046/2047 | 2047/2048 | 2048/2049 | 2049/2050
2026 APO | 534.9855 | 671.6715 | 69.2037 | 483.9818 | 262.0783 | 675.1891 | 396.631 | 999.46 | 1026.6326 | 977.6385 | 873.4136 | 786.0326 | 680.845 | 599.0999 | 438.7043 | 298.6251 | 167.1036 | 26.9617 | 851.9341 | 635.8401 | 1631.5104 | 1316.3793 | 2087.8386 | 1956.9644
Back to main menu

## Table 1
Back to main menu
Table 1: Summer LOLE Allocation (days/year)
Scenario | 2026 | 2027 | 2028-2050
Target LOLE | 0.09 | 0.09 | 0.06
Back to main menu

## Table 2
Back to main menu
Table 2: Winter LOLE Allocation (days/year)
Scenario | 2026/27 | 2027/28 | 2028/29-2049/50
Target LOLE | 0.01 | 0.01 | 0.04
Back to main menu

## Figure 5
Back to main menu
Figure 5: Impact of 2026 APO LOLE allocation vs. Long-Run Assumption, Summer (MW)
Scenario | 2027 | 2028 | 2029
2026 APO Reference Scenario - 0.09 days/year | -1145.5159 | 244.1669 | -192.8686
2026 APO Reference Scenario - 0.06 days/year | -1332.7544 | 67.5607 | -390.6473
Back to main menu

## Figure 6
Back to main menu
Figure 6: Impact of 2026 APO LOLE allocation vs. Long-Run Assumption, Winter (MW)
Scenario | 2027/2028 | 2028/2029 | 2029/2030
2026 APO Reference Scenario - 0.01 days/year | 41.7531 | -731.0396 | -867.895
2026 APO Reference Scenario - 0.04 days/year | 491.8134 | -314.6154 | -457.546
Back to main menu

## Table 3
Back to main menu
Table 3: Zones and Defining Interfaces
Area | Interface
Bruce | FABC
Niagara | QFW
Northwest | E-W
West | BLIP
Toronto+Essa+East+Ottawa | FETT, FN/FS
Northeast+Northwest | E-W, FN/FS
Back to main menu

## Table 4
Back to main menu
Table 4: Transmission Transfer Capabilities (2027-2050)
Interface | Positive Direction Interface Transfer Capability (MW) | Negative Direction Interface Transfer Capability (MW)
E-W | Ranges from 420 to 700 | Ranges from 420 to 700
FABC | 9999 | 9999
BLIP | Ranges from 2,460 to 3,775 | Ranges from 1,510 to 1,625
QFW | Ranges from 2,025 to 2,110 | 9999
FETT | Ranges from 6,950 to 7,350 | 9999
TEC | 9999 | 9999
FIO | 2950 | 9999
FN/FS | Ranges from 1,865 to 1,979 | Ranges from 1,750 to 2,270
CLAN | 9999 | 9999
Back to main menu

## Figure 8
Back to main menu
Figure 8: Hourly Probability of Loss of Load, 2034
Hour | January | February | March | April | May | June | July | August | September | October | November | December
1 | 7.8065e-06 | 0 | 1.1613e-06 | 4e-07 | 0.038647 | 0.0068261 | 0.019 | 0.0056039 | 0.015385 | 0.050165 | 0.0094984 | 0.0040967
2 | 1.9355e-06 | 0 | 1.5484e-06 | 4e-07 | 0.031247 | 0.0049298 | 0.011153 | 0.0027262 | 0.014291 | 0.043497 | 0.0068739 | 0.0030332
3 | 7.7419e-07 | 0 | 1.5484e-06 | 0 | 0.027318 | 0.0035793 | 0.0069646 | 0.0015565 | 0.013434 | 0.03812 | 0.0050706 | 0.0023364
4 | 7.7419e-07 | 0 | 1.5484e-06 | 0 | 0.027365 | 0.0030151 | 0.0060182 | 0.0013319 | 0.013928 | 0.037728 | 0.0048272 | 0.0020763
5 | 1.9355e-06 | 0 | 1.5484e-06 | 1.2e-06 | 0.033636 | 0.0037013 | 0.0072825 | 0.002052 | 0.016041 | 0.044606 | 0.0053422 | 0.0020763
6 | 3.0968e-06 | 4.2857e-07 | 2.7097e-06 | 4.8e-06 | 0.045664 | 0.0047122 | 0.010089 | 0.0035145 | 0.021123 | 0.058937 | 0.0071756 | 0.0024505
7 | 1.4452e-05 | 1.7143e-06 | 3.4839e-06 | 8.8e-06 | 0.062922 | 0.0074303 | 0.015784 | 0.0058355 | 0.027673 | 0.079862 | 0.0099719 | 0.0035218
8 | 3.4065e-05 | 3.4286e-06 | 4.2581e-06 | 1.08e-05 | 0.073198 | 0.011363 | 0.026662 | 0.010229 | 0.029921 | 0.092836 | 0.014804 | 0.0062962
9 | 3.4839e-05 | 3.4286e-06 | 3.871e-06 | 1.2e-05 | 0.080709 | 0.015364 | 0.040756 | 0.018321 | 0.032124 | 0.1047 | 0.017357 | 0.007685
10 | 3.5613e-05 | 2.1429e-06 | 2.7097e-06 | 1.4e-05 | 0.088206 | 0.018281 | 0.054009 | 0.025862 | 0.03389 | 0.11179 | 0.018465 | 0.0085524
11 | 3.4839e-05 | 6.0714e-06 | 3.4839e-06 | 1.7267e-05 | 0.091911 | 0.021458 | 0.064399 | 0.033269 | 0.034826 | 0.1162 | 0.019024 | 0.0091905
12 | 3.4065e-05 | 5.6429e-06 | 3.4839e-06 | 1.6467e-05 | 0.094628 | 0.024033 | 0.073296 | 0.040264 | 0.035733 | 0.1199 | 0.01982 | 0.010002
13 | 3.4065e-05 | 5.6429e-06 | 3.871e-06 | 1.12e-05 | 0.095712 | 0.026032 | 0.080942 | 0.047583 | 0.036199 | 0.12196 | 0.019851 | 0.010249
14 | 2.9355e-05 | 1.7143e-06 | 4.2581e-06 | 1.12e-05 | 0.098949 | 0.028472 | 0.089434 | 0.055042 | 0.036726 | 0.12373 | 0.020382 | 0.010696
15 | 3.4065e-05 | 2.1429e-06 | 5.0323e-06 | 1.36e-05 | 0.10488 | 0.032321 | 0.099974 | 0.063809 | 0.038501 | 0.12872 | 0.021316 | 0.011631
16 | 4.0323e-05 | 2.5714e-06 | 5.4194e-06 | 1.72e-05 | 0.11366 | 0.035926 | 0.10992 | 0.074696 | 0.041652 | 0.13822 | 0.022653 | 0.012898
17 | 5.5226e-05 | 8.6429e-06 | 5.4194e-06 | 2.4467e-05 | 0.12029 | 0.039036 | 0.11821 | 0.083573 | 0.044616 | 0.14763 | 0.026322 | 0.016473
18 | 7.8e-05 | 1.0786e-05 | 6.1935e-06 | 3.58e-05 | 0.12577 | 0.042744 | 0.12469 | 0.089151 | 0.045421 | 0.15473 | 0.031008 | 0.020943
19 | 7.0903e-05 | 1.0786e-05 | 6.1935e-06 | 3.3733e-05 | 0.12879 | 0.043466 | 0.12384 | 0.085423 | 0.047228 | 0.15524 | 0.029345 | 0.018884
20 | 7.4452e-05 | 9.9286e-06 | 6.5806e-06 | 3.0133e-05 | 0.12063 | 0.040485 | 0.11386 | 0.077479 | 0.046402 | 0.14689 | 0.028089 | 0.016721
21 | 6.3871e-05 | 8.2143e-06 | 6.1935e-06 | 2.5333e-05 | 0.11392 | 0.034848 | 0.10494 | 0.067736 | 0.040415 | 0.12773 | 0.025479 | 0.015055
22 | 5.5613e-05 | 3e-06 | 4.2581e-06 | 1.16e-05 | 0.10052 | 0.029488 | 0.085254 | 0.045736 | 0.033017 | 0.10842 | 0.024097 | 0.013952
23 | 2.929e-05 | 2.1429e-06 | 2.7097e-06 | 5.2e-06 | 0.079227 | 0.019663 | 0.057753 | 0.026092 | 0.025529 | 0.084754 | 0.020789 | 0.011388
24 | 1.2839e-05 | 0 | 2.3226e-06 | 4e-06 | 0.060297 | 0.012649 | 0.037669 | 0.012675 | 0.021215 | 0.068255 | 0.01623 | 0.0074014
Back to main menu

## Figure 9
Back to main menu
Figure 9: Duration of Resource Adequacy Risks Periods, 2034
Duration of Loss of Load Events (Hours) | Frequency | Cumulative %
2 | 20 | 10.1%
4 | 20 | 20.2%
6 | 14 | 27.27%
8 | 11 | 32.83%
10 | 11 | 38.38%
12 | 6 | 41.41%
14 | 12 | 47.47%
16 | 19 | 57.07%
18 | 25 | 69.7%
20 | 25 | 82.32%
22 | 8 | 86.36%
24 | 0 | 86.36%
More | 27 | 100%
Back to main menu

## Figure 10
Back to main menu
Figure 10: Annual Energy Contribution Factors (%)
Fuel Type | 2026 Energy Contribution Factors
Nuclear | 82.7%
Hydroelectric | 53%
Wind | 32.7%
Solar | 17.5%
Bioenergy | 12.6%
Gas/Oil | 29.9%
Back to main menu

## Figure 11
Back to main menu
Figure 11: Time-of-Use Period Definitions
Winter |  |  | Summer |  |  | Shoulder
On-Peak | Mid-Peak | Off-Peak | On-Peak | Mid-Peak | Off-Peak | Mid-Peak | Off-Peak
| December - March |  |  | June - September |  | April, May, October, November
7 AM - 11 AM; | 11 AM - 5 PM; |  |  | 7 AM - 11 AM;
5 PM - 8 PM | 8 PM - 11 PM | 11 PM - 7 AM | 11 AM - 5 PM | 5 PM - 11 PM | 11 PM - 7 AM | 7 AM - 11 PM | 11 PM - 7 AM
Back to main menu

## Figure 12
Back to main menu
Figure 12: Total GWh Unserved Energy by TOU periods
Year | Winter |  |  | Summer |  |  | Shoulder |  | Annual Total
| On Peak | Mid Peak | Off Peak | On Peak | Mid Peak | Off Peak | Mid Peak | Off Peak
2026 | 0 | 0 | 1 | 0 | 0 | 0 | 0 | 0 | 1
2030 | 46 | 41 | 70 | 37 | 45 | 59 | 482 | 259 | 1039
2035 | 1532 | 1804 | 2723 | 1962 | 2721 | 3050 | 2816 | 2298 | 18907
2040 | 5827 | 7610 | 12492 | 5053 | 7307 | 10140 | 10015 | 9248 | 67692
2045 | 7398 | 9670 | 16701 | 5992 | 8893 | 13031 | 14736 | 14730 | 91151
2050 | 7188 | 9334 | 16054 | 5823 | 8622 | 11975 | 12413 | 11789 | 83198
Back to main menu

## Figure 13
Back to main menu
Figure 13: Average MWh Unserved Energy by TOU periods
Year | Winter |  |  | Summer |  |  | Shoulder |  | Annual Average
| On Peak | Mid Peak | Off Peak | On Peak | Mid Peak | Off Peak | Mid Peak | Off Peak
2026 | 0.0087874 | 0 | 0.41998 | 0 | 0 | 0 | 0 | 0 | 0
2030 | 75.6408 | 52.5991 | 45.495 | 70.4423 | 52.2159 | 38.5203 | 346.5906 | 168.6221 | 119
2035 | 2516.3581 | 2304.0307 | 1800.8447 | 3716.3587 | 3092.0905 | 2006.8624 | 2046.6954 | 1480.691 | 2158
2040 | 9458.662 | 9609.1969 | 8218.4894 | 9569.7204 | 8303.1392 | 6671.1512 | 7278.5961 | 5958.9113 | 7706
2045 | 12148.0325 | 12350.0368 | 11045.6469 | 11348.0467 | 10105.8504 | 8573.0694 | 10709.2403 | 9490.9287 | 10405
2050 | 11802.2466 | 11920.4701 | 10617.7713 | 11027.5888 | 9798.1327 | 7878.5869 | 9020.9896 | 7595.9712 | 9497
Back to main menu

## Figure 14
Back to main menu
Figure 14: Max MWh Unserved Energy by TOU periods
Year | Winter |  |  | Summer |  |  | Shoulder |  | Annual Max
| On Peak | Mid Peak | Off Peak | On Peak | Mid Peak | Off Peak | Mid Peak | Off Peak
2026 | 2.79 | 0 | 331.06 | 0 | 0 | 0 | 0 | 0 | 331
2030 | 2251.18 | 1783.68 | 2416.93 | 2686.92 | 2200.87 | 2545.7 | 5655.67 | 3843.65 | 5656
2035 | 7167.8 | 7203.89 | 7569 | 9375.88 | 9392.87 | 7573.78 | 8126.89 | 7997.82 | 9393
2040 | 14010.9 | 14462.39 | 13530.18 | 14262.17 | 13904.07 | 13528.14 | 12251.78 | 11233.14 | 14462
2045 | 17851.53 | 17799.8 | 16945.75 | 16571.98 | 15922.08 | 15598.15 | 16910.2 | 16206.45 | 17852
2050 | 17750.84 | 17558.65 | 17847.5 | 17791.71 | 17536.05 | 18530.48 | 13195.68 | 13702.1 | 18530
Back to main menu

## Figure 15
Back to main menu
Figure 15: Unserved Energy By Season
Duration curve for Index | 2050 (MW) | 2050 (MW)
| Summer | Winter
1 | 18530 | 17848
2 | 18103 | 17751
3 | 17966 | 17701
4 | 17863 | 17664
5 | 17792 | 17639
6 | 17568 | 17559
7 | 17536 | 17537
8 | 17461 | 17449
9 | 17167 | 17421
10 | 17022 | 17342
11 | 16953 | 17238
12 | 16908 | 17238
13 | 16733 | 17218
14 | 16585 | 17152
15 | 16507 | 17141
16 | 16264 | 17133
17 | 16260 | 17119
18 | 16239 | 17116
19 | 16148 | 17075
20 | 16085 | 17065
21 | 16081 | 17056
22 | 16014 | 17056
23 | 16003 | 17021
24 | 15850 | 17008
25 | 15848 | 16997
26 | 15836 | 16994
27 | 15833 | 16978
28 | 15801 | 16961
29 | 15784 | 16940
30 | 15749 | 16920
31 | 15658 | 16896
32 | 15545 | 16879
33 | 15488 | 16859
34 | 15483 | 16857
35 | 15465 | 16826
36 | 15387 | 16806
37 | 15365 | 16802
38 | 15358 | 16798
39 | 15355 | 16764
40 | 15345 | 16746
41 | 15341 | 16744
42 | 15335 | 16680
43 | 15307 | 16678
44 | 15258 | 16661
45 | 15237 | 16654
46 | 15182 | 16652
47 | 15142 | 16651
48 | 15117 | 16642
49 | 15096 | 16625
50 | 15081 | 16610
51 | 15061 | 16581
52 | 15043 | 16572
53 | 15033 | 16557
54 | 15021 | 16556
55 | 14970 | 16554
56 | 14962 | 16545
57 | 14924 | 16543
58 | 14887 | 16541
59 | 14858 | 16525
60 | 14829 | 16513
61 | 14824 | 16479
62 | 14823 | 16456
63 | 14821 | 16455
64 | 14808 | 16442
65 | 14795 | 16436
66 | 14780 | 16419
67 | 14772 | 16376
68 | 14758 | 16373
69 | 14747 | 16356
70 | 14721 | 16355
71 | 14717 | 16348
72 | 14672 | 16313
73 | 14657 | 16313
74 | 14654 | 16304
75 | 14648 | 16297
76 | 14578 | 16288
77 | 14557 | 16287
78 | 14555 | 16272
79 | 14543 | 16262
80 | 14535 | 16255
81 | 14518 | 16224
82 | 14481 | 16218
83 | 14481 | 16215
84 | 14473 | 16195
85 | 14455 | 16190
86 | 14447 | 16173
87 | 14430 | 16166
88 | 14417 | 16157
89 | 14410 | 16145
90 | 14409 | 16141
91 | 14404 | 16137
92 | 14382 | 16130
93 | 14380 | 16118
94 | 14371 | 16117
95 | 14358 | 16112
96 | 14348 | 16111
97 | 14333 | 16106
98 | 14330 | 16093
99 | 14328 | 16090
100 | 14325 | 16081
101 | 14320 | 16073
102 | 14313 | 16047
103 | 14306 | 16047
104 | 14305 | 16039
105 | 14294 | 16038
106 | 14294 | 16028
107 | 14275 | 16025
108 | 14260 | 16013
109 | 14228 | 16012
110 | 14223 | 16011
111 | 14169 | 15983
112 | 14160 | 15966
113 | 14158 | 15951
114 | 14138 | 15928
115 | 14130 | 15924
116 | 14129 | 15921
117 | 14117 | 15916
118 | 14107 | 15906
119 | 14079 | 15896
120 | 14076 | 15880
121 | 14072 | 15879
122 | 14065 | 15877
123 | 14052 | 15859
124 | 14047 | 15846
125 | 14032 | 15833
126 | 14010 | 15832
127 | 13999 | 15829
128 | 13959 | 15825
129 | 13955 | 15823
130 | 13944 | 15821
131 | 13943 | 15819
132 | 13936 | 15814
133 | 13929 | 15814
134 | 13913 | 15808
135 | 13908 | 15791
136 | 13895 | 15768
137 | 13895 | 15763
138 | 13887 | 15761
139 | 13885 | 15759
140 | 13883 | 15740
141 | 13881 | 15733
142 | 13881 | 15730
143 | 13880 | 15722
144 | 13866 | 15705
145 | 13855 | 15701
146 | 13844 | 15701
147 | 13834 | 15687
148 | 13803 | 15681
149 | 13802 | 15672
150 | 13788 | 15654
151 | 13782 | 15654
152 | 13771 | 15650
153 | 13766 | 15647
154 | 13742 | 15646
155 | 13717 | 15641
156 | 13702 | 15631
157 | 13700 | 15628
158 | 13695 | 15615
159 | 13670 | 15598
160 | 13662 | 15588
161 | 13642 | 15580
162 | 13640 | 15566
163 | 13624 | 15566
164 | 13622 | 15563
165 | 13620 | 15561
166 | 13617 | 15555
167 | 13595 | 15555
168 | 13595 | 15531
169 | 13591 | 15529
170 | 13591 | 15514
171 | 13573 | 15506
172 | 13563 | 15505
173 | 13545 | 15504
174 | 13526 | 15492
175 | 13526 | 15489
176 | 13524 | 15484
177 | 13523 | 15476
178 | 13520 | 15461
179 | 13516 | 15459
180 | 13497 | 15456
181 | 13495 | 15439
182 | 13477 | 15433
183 | 13473 | 15432
184 | 13472 | 15427
185 | 13465 | 15420
186 | 13459 | 15409
187 | 13447 | 15405
188 | 13441 | 15403
189 | 13432 | 15398
190 | 13431 | 15386
191 | 13431 | 15383
192 | 13425 | 15369
193 | 13423 | 15355
194 | 13421 | 15329
195 | 13420 | 15320
196 | 13408 | 15314
197 | 13408 | 15299
198 | 13395 | 15264
199 | 13391 | 15251
200 | 13385 | 15225
201 | 13378 | 15219
202 | 13365 | 15210
203 | 13365 | 15188
204 | 13347 | 15175
205 | 13344 | 15171
206 | 13342 | 15170
207 | 13329 | 15163
208 | 13303 | 15161
209 | 13289 | 15160
210 | 13287 | 15157
211 | 13287 | 15156
212 | 13284 | 15151
213 | 13275 | 15130
214 | 13274 | 15117
215 | 13248 | 15085
216 | 13247 | 15078
217 | 13239 | 15069
218 | 13236 | 15061
219 | 13235 | 15040
220 | 13233 | 15032
221 | 13232 | 15021
222 | 13229 | 15014
223 | 13227 | 14978
224 | 13226 | 14969
225 | 13221 | 14956
226 | 13218 | 14946
227 | 13203 | 14942
228 | 13197 | 14936
229 | 13196 | 14934
230 | 13183 | 14929
231 | 13179 | 14925
232 | 13179 | 14921
233 | 13174 | 14891
234 | 13164 | 14887
235 | 13149 | 14833
236 | 13144 | 14824
237 | 13143 | 14806
238 | 13131 | 14785
239 | 13129 | 14783
240 | 13119 | 14769
241 | 13101 | 14769
242 | 13067 | 14766
243 | 13062 | 14757
244 | 13055 | 14751
245 | 13044 | 14741
246 | 13033 | 14723
247 | 13026 | 14692
248 | 13016 | 14679
249 | 13014 | 14670
250 | 13009 | 14650
251 | 13008 | 14650
252 | 12993 | 14633
253 | 12992 | 14614
254 | 12987 | 14612
255 | 12986 | 14611
256 | 12980 | 14605
257 | 12966 | 14592
258 | 12954 | 14572
259 | 12947 | 14561
260 | 12943 | 14557
261 | 12931 | 14539
262 | 12925 | 14533
263 | 12918 | 14529
264 | 12899 | 14526
265 | 12897 | 14523
266 | 12888 | 14489
267 | 12880 | 14453
268 | 12880 | 14443
269 | 12878 | 14442
270 | 12878 | 14440
271 | 12864 | 14437
272 | 12852 | 14433
273 | 12841 | 14432
274 | 12826 | 14411
275 | 12822 | 14393
276 | 12809 | 14392
277 | 12808 | 14388
278 | 12806 | 14377
279 | 12803 | 14374
280 | 12792 | 14371
281 | 12786 | 14359
282 | 12783 | 14357
283 | 12779 | 14356
284 | 12756 | 14348
285 | 12754 | 14344
286 | 12749 | 14334
287 | 12746 | 14334
288 | 12739 | 14310
289 | 12732 | 14310
290 | 12725 | 14308
291 | 12723 | 14306
292 | 12715 | 14299
293 | 12703 | 14292
294 | 12700 | 14285
295 | 12694 | 14269
296 | 12681 | 14266
297 | 12676 | 14252
298 | 12676 | 14250
299 | 12676 | 14248
300 | 12675 | 14243
301 | 12674 | 14231
302 | 12674 | 14212
303 | 12661 | 14209
304 | 12651 | 14205
305 | 12643 | 14205
306 | 12642 | 14205
307 | 12637 | 14203
308 | 12637 | 14197
309 | 12630 | 14195
310 | 12619 | 14188
311 | 12614 | 14181
312 | 12614 | 14178
313 | 12610 | 14169
314 | 12602 | 14168
315 | 12590 | 14165
316 | 12590 | 14155
317 | 12589 | 14152
318 | 12583 | 14147
319 | 12582 | 14138
320 | 12574 | 14137
321 | 12573 | 14136
322 | 12572 | 14132
323 | 12572 | 14129
324 | 12568 | 14123
325 | 12564 | 14121
326 | 12562 | 14115
327 | 12554 | 14112
328 | 12553 | 14112
329 | 12551 | 14094
330 | 12550 | 14090
331 | 12550 | 14089
332 | 12544 | 14088
333 | 12539 | 14088
334 | 12538 | 14086
335 | 12537 | 14085
336 | 12532 | 14081
337 | 12528 | 14076
338 | 12525 | 14074
339 | 12518 | 14067
340 | 12516 | 14064
341 | 12515 | 14053
342 | 12513 | 14048
343 | 12511 | 14048
344 | 12510 | 14041
345 | 12500 | 14036
346 | 12498 | 14030
347 | 12494 | 14028
348 | 12484 | 14023
349 | 12473 | 14020
350 | 12472 | 14019
351 | 12464 | 14018
352 | 12442 | 14018
353 | 12437 | 14017
354 | 12426 | 14004
355 | 12406 | 14002
356 | 12405 | 14001
357 | 12386 | 13997
358 | 12386 | 13993
359 | 12374 | 13991
360 | 12370 | 13988
361 | 12365 | 13980
362 | 12363 | 13979
363 | 12362 | 13978
364 | 12357 | 13971
365 | 12346 | 13963
366 | 12343 | 13963
367 | 12332 | 13962
368 | 12317 | 13959
369 | 12304 | 13959
370 | 12297 | 13958
371 | 12294 | 13956
372 | 12293 | 13944
373 | 12293 | 13941
374 | 12289 | 13934
375 | 12287 | 13930
376 | 12286 | 13927
377 | 12278 | 13926
378 | 12274 | 13920
379 | 12270 | 13913
380 | 12266 | 13906
381 | 12257 | 13905
382 | 12256 | 13904
383 | 12255 | 13901
384 | 12252 | 13898
385 | 12250 | 13893
386 | 12249 | 13889
387 | 12249 | 13884
388 | 12244 | 13878
389 | 12242 | 13877
390 | 12220 | 13876
391 | 12218 | 13876
392 | 12214 | 13866
393 | 12208 | 13858
394 | 12206 | 13855
395 | 12201 | 13855
396 | 12197 | 13852
397 | 12195 | 13849
398 | 12195 | 13842
399 | 12192 | 13841
400 | 12190 | 13837
401 | 12186 | 13836
402 | 12184 | 13827
403 | 12183 | 13827
404 | 12179 | 13826
405 | 12179 | 13824
406 | 12170 | 13822
407 | 12161 | 13821
408 | 12160 | 13820
409 | 12150 | 13815
410 | 12139 | 13813
411 | 12136 | 13813
412 | 12120 | 13813
413 | 12113 | 13811
414 | 12108 | 13808
415 | 12107 | 13807
416 | 12105 | 13806
417 | 12098 | 13799
418 | 12097 | 13798
419 | 12087 | 13797
420 | 12085 | 13796
421 | 12078 | 13795
422 | 12076 | 13785
423 | 12075 | 13783
424 | 12074 | 13782
425 | 12071 | 13776
426 | 12068 | 13774
427 | 12066 | 13773
428 | 12059 | 13758
429 | 12045 | 13757
430 | 12044 | 13750
431 | 12035 | 13746
432 | 12024 | 13745
433 | 12023 | 13744
434 | 12021 | 13744
435 | 12020 | 13743
436 | 12014 | 13732
437 | 12014 | 13729
438 | 12013 | 13727
439 | 12012 | 13727
440 | 12010 | 13716
441 | 12006 | 13711
442 | 12005 | 13706
443 | 12005 | 13704
444 | 12000 | 13702
445 | 12000 | 13701
446 | 11999 | 13697
447 | 11996 | 13695
448 | 11982 | 13691
449 | 11974 | 13687
450 | 11966 | 13683
451 | 11964 | 13681
452 | 11963 | 13673
453 | 11960 | 13671
454 | 11960 | 13670
455 | 11957 | 13669
456 | 11950 | 13669
457 | 11944 | 13669
458 | 11942 | 13667
459 | 11934 | 13661
460 | 11932 | 13656
461 | 11932 | 13650
462 | 11929 | 13644
463 | 11924 | 13644
464 | 11914 | 13641
465 | 11910 | 13640
466 | 11907 | 13627
467 | 11904 | 13627
468 | 11899 | 13621
469 | 11882 | 13618
470 | 11870 | 13615
471 | 11870 | 13614
472 | 11866 | 13613
473 | 11866 | 13605
474 | 11864 | 13605
475 | 11854 | 13602
476 | 11854 | 13601
477 | 11849 | 13600
478 | 11843 | 13589
479 | 11832 | 13588
480 | 11831 | 13584
481 | 11830 | 13583
482 | 11825 | 13580
483 | 11816 | 13573
484 | 11814 | 13572
485 | 11789 | 13572
486 | 11788 | 13569
487 | 11787 | 13568
488 | 11782 | 13566
489 | 11773 | 13566
490 | 11773 | 13563
491 | 11763 | 13562
492 | 11763 | 13559
493 | 11761 | 13557
494 | 11760 | 13551
495 | 11756 | 13550
496 | 11755 | 13543
497 | 11755 | 13532
498 | 11748 | 13529
499 | 11746 | 13525
500 | 11742 | 13522
501 | 11729 | 13519
502 | 11725 | 13518
503 | 11723 | 13513
504 | 11721 | 13509
505 | 11720 | 13509
506 | 11706 | 13504
507 | 11698 | 13492
508 | 11698 | 13491
509 | 11697 | 13489
510 | 11697 | 13488
511 | 11695 | 13480
512 | 11693 | 13478
513 | 11690 | 13472
514 | 11689 | 13466
515 | 11689 | 13463
516 | 11681 | 13459
517 | 11681 | 13447
518 | 11678 | 13443
519 | 11673 | 13442
520 | 11665 | 13436
521 | 11662 | 13433
522 | 11658 | 13431
523 | 11657 | 13428
524 | 11656 | 13426
525 | 11649 | 13425
526 | 11645 | 13421
527 | 11644 | 13415
528 | 11636 | 13411
529 | 11633 | 13410
530 | 11631 | 13406
531 | 11628 | 13404
532 | 11624 | 13401
533 | 11623 | 13393
534 | 11615 | 13391
535 | 11612 | 13388
536 | 11611 | 13385
537 | 11606 | 13377
538 | 11599 | 13371
539 | 11596 | 13368
540 | 11596 | 13362
541 | 11595 | 13360
542 | 11593 | 13358
543 | 11592 | 13354
544 | 11591 | 13351
545 | 11584 | 13345
546 | 11581 | 13344
547 | 11580 | 13342
548 | 11576 | 13340
549 | 11565 | 13339
550 | 11564 | 13338
551 | 11563 | 13337
552 | 11549 | 13328
553 | 11548 | 13327
554 | 11544 | 13327
555 | 11542 | 13320
556 | 11542 | 13319
557 | 11535 | 13315
558 | 11525 | 13312
559 | 11523 | 13312
560 | 11521 | 13309
561 | 11516 | 13303
562 | 11513 | 13302
563 | 11512 | 13299
564 | 11511 | 13294
565 | 11507 | 13293
566 | 11504 | 13287
567 | 11498 | 13270
568 | 11491 | 13264
569 | 11486 | 13263
570 | 11486 | 13253
571 | 11486 | 13251
572 | 11469 | 13247
573 | 11466 | 13246
574 | 11466 | 13233
575 | 11444 | 13232
576 | 11444 | 13229
577 | 11441 | 13210
578 | 11440 | 13206
579 | 11439 | 13206
580 | 11438 | 13205
581 | 11434 | 13203
582 | 11434 | 13202
583 | 11431 | 13200
584 | 11430 | 13196
585 | 11428 | 13193
586 | 11427 | 13193
587 | 11424 | 13192
588 | 11421 | 13189
589 | 11420 | 13182
590 | 11408 | 13179
591 | 11405 | 13179
592 | 11405 | 13176
593 | 11403 | 13174
594 | 11401 | 13172
595 | 11399 | 13172
596 | 11398 | 13166
597 | 11395 | 13166
598 | 11394 | 13164
599 | 11387 | 13163
600 | 11387 | 13163
601 | 11386 | 13163
602 | 11384 | 13158
603 | 11375 | 13155
604 | 11366 | 13153
605 | 11365 | 13146
606 | 11364 | 13139
607 | 11362 | 13133
608 | 11359 | 13131
609 | 11356 | 13119
610 | 11356 | 13118
611 | 11355 | 13118
612 | 11351 | 13117
613 | 11351 | 13116
614 | 11351 | 13113
615 | 11341 | 13109
616 | 11338 | 13107
617 | 11337 | 13101
618 | 11334 | 13098
619 | 11334 | 13095
620 | 11333 | 13092
621 | 11330 | 13085
622 | 11328 | 13084
623 | 11328 | 13083
624 | 11326 | 13079
625 | 11324 | 13079
626 | 11321 | 13079
627 | 11321 | 13069
628 | 11320 | 13068
629 | 11320 | 13054
630 | 11315 | 13053
631 | 11309 | 13050
632 | 11307 | 13045
633 | 11301 | 13045
634 | 11300 | 13045
635 | 11299 | 13045
636 | 11299 | 13042
637 | 11294 | 13039
638 | 11289 | 13036
639 | 11288 | 13036
640 | 11286 | 13031
641 | 11284 | 13027
642 | 11282 | 13027
643 | 11280 | 13023
644 | 11279 | 13013
645 | 11271 | 13007
646 | 11269 | 13003
647 | 11267 | 13001
648 | 11263 | 12999
649 | 11254 | 12997
650 | 11248 | 12996
651 | 11245 | 12996
652 | 11240 | 12995
653 | 11237 | 12994
654 | 11235 | 12993
655 | 11234 | 12991
656 | 11232 | 12989
657 | 11227 | 12988
658 | 11225 | 12982
659 | 11224 | 12981
660 | 11219 | 12978
661 | 11214 | 12978
662 | 11214 | 12976
663 | 11213 | 12974
664 | 11212 | 12970
665 | 11211 | 12969
666 | 11210 | 12963
667 | 11209 | 12950
668 | 11208 | 12950
669 | 11206 | 12949
670 | 11205 | 12947
671 | 11203 | 12942
672 | 11199 | 12933
673 | 11198 | 12929
674 | 11193 | 12928
675 | 11190 | 12926
676 | 11182 | 12923
677 | 11180 | 12921
678 | 11173 | 12905
679 | 11173 | 12904
680 | 11172 | 12896
681 | 11171 | 12893
682 | 11168 | 12889
683 | 11167 | 12868
684 | 11161 | 12863
685 | 11148 | 12861
686 | 11147 | 12859
687 | 11147 | 12854
688 | 11146 | 12852
689 | 11139 | 12847
690 | 11137 | 12846
691 | 11134 | 12843
692 | 11132 | 12838
693 | 11123 | 12837
694 | 11121 | 12835
695 | 11118 | 12834
696 | 11118 | 12821
697 | 11116 | 12815
698 | 11116 | 12815
699 | 11115 | 12812
700 | 11113 | 12808
701 | 11112 | 12804
702 | 11112 | 12802
703 | 11110 | 12800
704 | 11105 | 12799
705 | 11104 | 12798
706 | 11103 | 12796
707 | 11100 | 12793
708 | 11096 | 12792
709 | 11095 | 12790
710 | 11091 | 12787
711 | 11084 | 12784
712 | 11082 | 12778
713 | 11081 | 12776
714 | 11080 | 12776
715 | 11079 | 12773
716 | 11070 | 12766
717 | 11070 | 12764
718 | 11067 | 12760
719 | 11062 | 12747
720 | 11061 | 12747
721 | 11059 | 12746
722 | 11058 | 12742
723 | 11057 | 12740
724 | 11051 | 12738
725 | 11050 | 12735
726 | 11049 | 12733
727 | 11048 | 12732
728 | 11047 | 12731
729 | 11045 | 12729
730 | 11039 | 12727
731 | 11033 | 12723
732 | 11032 | 12720
733 | 11031 | 12716
734 | 11028 | 12716
735 | 11028 | 12715
736 | 11024 | 12714
737 | 11021 | 12706
738 | 11018 | 12698
739 | 11015 | 12695
740 | 11014 | 12691
741 | 11010 | 12687
742 | 11009 | 12680
743 | 11007 | 12679
744 | 11004 | 12675
745 | 11001 | 12674
746 | 11000 | 12671
747 | 10999 | 12668
748 | 10996 | 12667
749 | 10995 | 12665
750 | 10994 | 12658
751 | 10993 | 12658
752 | 10992 | 12656
753 | 10989 | 12656
754 | 10988 | 12653
755 | 10984 | 12638
756 | 10979 | 12637
757 | 10977 | 12633
758 | 10977 | 12632
759 | 10977 | 12630
760 | 10974 | 12630
761 | 10972 | 12626
762 | 10971 | 12623
763 | 10969 | 12622
764 | 10961 | 12621
765 | 10959 | 12621
766 | 10955 | 12619
767 | 10954 | 12618
768 | 10953 | 12612
769 | 10951 | 12609
770 | 10950 | 12608
771 | 10947 | 12608
772 | 10946 | 12598
773 | 10942 | 12598
774 | 10941 | 12593
775 | 10940 | 12593
776 | 10940 | 12591
777 | 10939 | 12587
778 | 10938 | 12584
779 | 10938 | 12583
780 | 10935 | 12582
781 | 10934 | 12580
782 | 10934 | 12578
783 | 10933 | 12567
784 | 10932 | 12560
785 | 10929 | 12558
786 | 10927 | 12556
787 | 10925 | 12553
788 | 10922 | 12549
789 | 10914 | 12549
790 | 10910 | 12548
791 | 10910 | 12546
792 | 10909 | 12545
793 | 10909 | 12533
794 | 10907 | 12531
795 | 10903 | 12530
796 | 10898 | 12529
797 | 10898 | 12529
798 | 10896 | 12527
799 | 10886 | 12520
800 | 10884 | 12512
801 | 10881 | 12507
802 | 10879 | 12503
803 | 10875 | 12493
804 | 10870 | 12489
805 | 10867 | 12487
806 | 10860 | 12485
807 | 10858 | 12482
808 | 10854 | 12481
809 | 10853 | 12476
810 | 10851 | 12474
811 | 10848 | 12471
812 | 10848 | 12470
813 | 10843 | 12468
814 | 10838 | 12466
815 | 10833 | 12457
816 | 10833 | 12454
817 | 10829 | 12453
818 | 10829 | 12449
819 | 10827 | 12448
820 | 10822 | 12447
821 | 10818 | 12445
822 | 10815 | 12441
823 | 10812 | 12441
824 | 10808 | 12439
825 | 10806 | 12438
826 | 10805 | 12438
827 | 10802 | 12438
828 | 10800 | 12437
829 | 10798 | 12435
830 | 10798 | 12434
831 | 10791 | 12433
832 | 10787 | 12433
833 | 10784 | 12430
834 | 10779 | 12429
835 | 10772 | 12428
836 | 10770 | 12423
837 | 10770 | 12420
838 | 10766 | 12418
839 | 10766 | 12416
840 | 10764 | 12416
841 | 10760 | 12414
842 | 10760 | 12411
843 | 10759 | 12402
844 | 10754 | 12400
845 | 10753 | 12397
846 | 10747 | 12394
847 | 10747 | 12392
848 | 10745 | 12390
849 | 10741 | 12389
850 | 10740 | 12388
851 | 10739 | 12381
852 | 10736 | 12381
853 | 10735 | 12378
854 | 10733 | 12377
855 | 10732 | 12373
856 | 10730 | 12371
857 | 10728 | 12371
858 | 10728 | 12371
859 | 10723 | 12370
860 | 10719 | 12366
861 | 10717 | 12366
862 | 10711 | 12366
863 | 10704 | 12365
864 | 10701 | 12364
865 | 10699 | 12363
866 | 10699 | 12360
867 | 10696 | 12350
868 | 10693 | 12346
869 | 10692 | 12343
870 | 10692 | 12334
871 | 10687 | 12334
872 | 10686 | 12331
873 | 10683 | 12331
874 | 10679 | 12331
875 | 10678 | 12331
876 | 10678 | 12317
877 | 10675 | 12316
878 | 10674 | 12314
879 | 10673 | 12309
880 | 10673 | 12306
881 | 10671 | 12302
882 | 10669 | 12297
883 | 10668 | 12294
884 | 10667 | 12293
885 | 10667 | 12291
886 | 10666 | 12290
887 | 10658 | 12287
888 | 10657 | 12283
889 | 10654 | 12283
890 | 10654 | 12283
891 | 10647 | 12282
892 | 10645 | 12278
893 | 10644 | 12277
894 | 10637 | 12269
895 | 10634 | 12268
896 | 10633 | 12267
897 | 10633 | 12266
898 | 10627 | 12264
899 | 10626 | 12262
900 | 10626 | 12258
901 | 10625 | 12255
902 | 10625 | 12254
903 | 10624 | 12249
904 | 10623 | 12249
905 | 10621 | 12248
906 | 10621 | 12247
907 | 10619 | 12244
908 | 10618 | 12244
909 | 10617 | 12244
910 | 10611 | 12242
911 | 10610 | 12242
912 | 10600 | 12237
913 | 10598 | 12229
914 | 10597 | 12228
915 | 10596 | 12228
916 | 10596 | 12227
917 | 10596 | 12224
918 | 10593 | 12223
919 | 10590 | 12223
920 | 10589 | 12222
921 | 10588 | 12221
922 | 10586 | 12221
923 | 10585 | 12221
924 | 10583 | 12221
925 | 10583 | 12219
926 | 10582 | 12217
927 | 10581 | 12216
928 | 10579 | 12214
929 | 10577 | 12214
930 | 10575 | 12212
931 | 10574 | 12212
932 | 10571 | 12205
933 | 10569 | 12205
934 | 10568 | 12203
935 | 10557 | 12202
936 | 10553 | 12198
937 | 10550 | 12197
938 | 10546 | 12197
939 | 10545 | 12195
940 | 10545 | 12195
941 | 10543 | 12193
942 | 10542 | 12193
943 | 10538 | 12192
944 | 10538 | 12186
945 | 10537 | 12186
946 | 10537 | 12186
947 | 10536 | 12185
948 | 10535 | 12184
949 | 10527 | 12184
950 | 10521 | 12183
951 | 10520 | 12182
952 | 10515 | 12180
953 | 10513 | 12179
954 | 10512 | 12178
955 | 10512 | 12177
956 | 10510 | 12173
957 | 10509 | 12172
958 | 10500 | 12172
959 | 10498 | 12171
960 | 10493 | 12168
961 | 10491 | 12165
962 | 10490 | 12160
963 | 10489 | 12160
964 | 10486 | 12158
965 | 10482 | 12158
966 | 10479 | 12157
967 | 10477 | 12150
968 | 10474 | 12149
969 | 10473 | 12143
970 | 10470 | 12142
971 | 10468 | 12141
972 | 10468 | 12141
973 | 10457 | 12139
974 | 10455 | 12138
975 | 10454 | 12137
976 | 10452 | 12137
977 | 10452 | 12136
978 | 10452 | 12131
979 | 10449 | 12130
980 | 10447 | 12125
981 | 10446 | 12124
982 | 10446 | 12124
983 | 10441 | 12122
984 | 10440 | 12119
985 | 10439 | 12119
986 | 10438 | 12115
987 | 10436 | 12112
988 | 10434 | 12107
989 | 10432 | 12106
990 | 10432 | 12101
991 | 10431 | 12100
992 | 10430 | 12100
993 | 10420 | 12100
994 | 10420 | 12098
995 | 10418 | 12097
996 | 10417 | 12096
997 | 10415 | 12095
998 | 10413 | 12094
999 | 10409 | 12092
1000 | 10409 | 12090
1001 | 10408 | 12090
1002 | 10400 | 12089
1003 | 10397 | 12087
1004 | 10396 | 12083
1005 | 10393 | 12083
1006 | 10391 | 12082
1007 | 10391 | 12082
1008 | 10390 | 12074
1009 | 10387 | 12072
1010 | 10386 | 12072
1011 | 10385 | 12071
1012 | 10382 | 12069
1013 | 10381 | 12068
1014 | 10380 | 12066
1015 | 10375 | 12065
1016 | 10372 | 12064
1017 | 10371 | 12063
1018 | 10368 | 12061
1019 | 10362 | 12060
1020 | 10359 | 12060
1021 | 10358 | 12055
1022 | 10357 | 12055
1023 | 10357 | 12053
1024 | 10356 | 12053
1025 | 10353 | 12053
1026 | 10349 | 12051
1027 | 10347 | 12051
1028 | 10344 | 12050
1029 | 10339 | 12049
1030 | 10337 | 12046
1031 | 10335 | 12045
1032 | 10334 | 12039
1033 | 10333 | 12039
1034 | 10333 | 12038
1035 | 10331 | 12034
1036 | 10330 | 12032
1037 | 10330 | 12031
1038 | 10329 | 12030
1039 | 10329 | 12030
1040 | 10327 | 12029
1041 | 10324 | 12023
1042 | 10323 | 12022
1043 | 10322 | 12017
1044 | 10322 | 12017
1045 | 10321 | 12017
1046 | 10320 | 12014
1047 | 10306 | 12013
1048 | 10305 | 12012
1049 | 10297 | 12012
1050 | 10297 | 12011
1051 | 10296 | 12010
1052 | 10294 | 12010
1053 | 10293 | 12009
1054 | 10291 | 12009
1055 | 10290 | 12008
1056 | 10290 | 12007
1057 | 10286 | 12005
1058 | 10286 | 12001
1059 | 10285 | 11994
1060 | 10282 | 11990
1061 | 10280 | 11990
1062 | 10274 | 11990
1063 | 10272 | 11988
1064 | 10270 | 11987
1065 | 10268 | 11985
1066 | 10267 | 11984
1067 | 10266 | 11980
1068 | 10265 | 11977
1069 | 10264 | 11977
1070 | 10264 | 11974
1071 | 10264 | 11974
1072 | 10264 | 11972
1073 | 10263 | 11968
1074 | 10262 | 11965
1075 | 10261 | 11965
1076 | 10260 | 11964
1077 | 10260 | 11963
1078 | 10259 | 11959
1079 | 10253 | 11959
1080 | 10252 | 11958
1081 | 10252 | 11957
1082 | 10250 | 11957
1083 | 10247 | 11954
1084 | 10244 | 11953
1085 | 10244 | 11952
1086 | 10243 | 11949
1087 | 10237 | 11946
1088 | 10235 | 11937
1089 | 10230 | 11937
1090 | 10222 | 11936
1091 | 10220 | 11933
1092 | 10219 | 11933
1093 | 10217 | 11933
1094 | 10217 | 11932
1095 | 10217 | 11932
1096 | 10215 | 11929
1097 | 10214 | 11929
1098 | 10209 | 11929
1099 | 10208 | 11927
1100 | 10206 | 11923
1101 | 10205 | 11923
1102 | 10204 | 11921
1103 | 10203 | 11920
1104 | 10200 | 11920
1105 | 10194 | 11920
1106 | 10191 | 11919
1107 | 10189 | 11917
1108 | 10187 | 11912
1109 | 10186 | 11911
1110 | 10183 | 11910
1111 | 10174 | 11909
1112 | 10173 | 11909
1113 | 10172 | 11909
1114 | 10172 | 11908
1115 | 10171 | 11908
1116 | 10170 | 11906
1117 | 10167 | 11906
1118 | 10167 | 11903
1119 | 10162 | 11902
1120 | 10160 | 11902
1121 | 10157 | 11902
1122 | 10156 | 11900
1123 | 10153 | 11895
1124 | 10151 | 11894
1125 | 10150 | 11891
1126 | 10148 | 11891
1127 | 10146 | 11890
1128 | 10145 | 11890
1129 | 10141 | 11890
1130 | 10138 | 11889
1131 | 10135 | 11887
1132 | 10135 | 11886
1133 | 10132 | 11884
1134 | 10127 | 11883
1135 | 10126 | 11880
1136 | 10126 | 11880
1137 | 10124 | 11880
1138 | 10121 | 11879
1139 | 10119 | 11875
1140 | 10116 | 11874
1141 | 10116 | 11873
1142 | 10114 | 11870
1143 | 10113 | 11870
1144 | 10112 | 11868
1145 | 10111 | 11865
1146 | 10111 | 11862
1147 | 10110 | 11857
1148 | 10108 | 11857
1149 | 10107 | 11849
1150 | 10107 | 11847
1151 | 10106 | 11846
1152 | 10103 | 11845
1153 | 10102 | 11844
1154 | 10100 | 11842
1155 | 10099 | 11839
1156 | 10097 | 11837
1157 | 10095 | 11836
1158 | 10093 | 11834
1159 | 10091 | 11834
1160 | 10090 | 11834
1161 | 10086 | 11833
1162 | 10079 | 11831
1163 | 10079 | 11831
1164 | 10079 | 11830
1165 | 10076 | 11830
1166 | 10073 | 11826
1167 | 10073 | 11825
1168 | 10068 | 11824
1169 | 10065 | 11824
1170 | 10064 | 11824
1171 | 10063 | 11820
1172 | 10062 | 11818
1173 | 10061 | 11818
1174 | 10059 | 11817
1175 | 10056 | 11815
1176 | 10046 | 11813
1177 | 10041 | 11812
1178 | 10040 | 11810
1179 | 10038 | 11805
1180 | 10031 | 11805
1181 | 10022 | 11803
1182 | 10020 | 11803
1183 | 10020 | 11803
1184 | 10020 | 11802
1185 | 10017 | 11797
1186 | 10017 | 11797
1187 | 10015 | 11795
1188 | 10015 | 11794
1189 | 10013 | 11792
1190 | 10010 | 11792
1191 | 10009 | 11788
1192 | 10007 | 11787
1193 | 10006 | 11787
1194 | 10005 | 11784
1195 | 10003 | 11783
1196 | 9998 | 11783
1197 | 9997 | 11781
1198 | 9996 | 11779
1199 | 9995 | 11778
1200 | 9991 | 11776
1201 | 9989 | 11775
1202 | 9987 | 11771
1203 | 9987 | 11771
1204 | 9986 | 11766
1205 | 9982 | 11766
1206 | 9981 | 11765
1207 | 9981 | 11765
1208 | 9979 | 11762
1209 | 9978 | 11761
1210 | 9973 | 11760
1211 | 9972 | 11760
1212 | 9972 | 11759
1213 | 9962 | 11752
1214 | 9960 | 11751
1215 | 9958 | 11751
1216 | 9957 | 11751
1217 | 9957 | 11746
1218 | 9955 | 11744
1219 | 9953 | 11741
1220 | 9952 | 11741
1221 | 9950 | 11740
1222 | 9949 | 11737
1223 | 9949 | 11734
1224 | 9947 | 11729
1225 | 9946 | 11726
1226 | 9946 | 11725
1227 | 9946 | 11718
1228 | 9941 | 11718
1229 | 9939 | 11718
1230 | 9939 | 11716
1231 | 9936 | 11715
1232 | 9935 | 11713
1233 | 9933 | 11709
1234 | 9933 | 11707
1235 | 9933 | 11703
1236 | 9932 | 11699
1237 | 9932 | 11697
1238 | 9932 | 11696
1239 | 9928 | 11696
1240 | 9928 | 11693
1241 | 9925 | 11692
1242 | 9925 | 11689
1243 | 9923 | 11687
1244 | 9921 | 11686
1245 | 9920 | 11685
1246 | 9920 | 11684
1247 | 9920 | 11684
1248 | 9918 | 11683
1249 | 9916 | 11681
1250 | 9913 | 11676
1251 | 9913 | 11672
1252 | 9908 | 11672
1253 | 9907 | 11670
1254 | 9907 | 11667
1255 | 9905 | 11667
1256 | 9903 | 11666
1257 | 9901 | 11665
1258 | 9901 | 11664
1259 | 9900 | 11664
1260 | 9897 | 11663
1261 | 9896 | 11663
1262 | 9896 | 11662
1263 | 9890 | 11662
1264 | 9889 | 11661
1265 | 9887 | 11660
1266 | 9884 | 11659
1267 | 9883 | 11659
1268 | 9883 | 11657
1269 | 9881 | 11656
1270 | 9879 | 11656
1271 | 9877 | 11655
1272 | 9877 | 11653
1273 | 9877 | 11653
1274 | 9875 | 11650
1275 | 9873 | 11646
1276 | 9866 | 11645
1277 | 9864 | 11645
1278 | 9861 | 11644
1279 | 9859 | 11642
1280 | 9856 | 11640
1281 | 9850 | 11638
1282 | 9847 | 11638
1283 | 9846 | 11637
1284 | 9845 | 11637
1285 | 9843 | 11633
1286 | 9842 | 11630
1287 | 9840 | 11628
1288 | 9839 | 11623
1289 | 9837 | 11621
1290 | 9831 | 11621
1291 | 9829 | 11619
1292 | 9829 | 11619
1293 | 9824 | 11612
1294 | 9824 | 11612
1295 | 9822 | 11612
1296 | 9821 | 11610
1297 | 9821 | 11607
1298 | 9820 | 11605
1299 | 9817 | 11605
1300 | 9817 | 11604
1301 | 9815 | 11603
1302 | 9815 | 11603
1303 | 9807 | 11602
1304 | 9806 | 11600
1305 | 9805 | 11597
1306 | 9804 | 11594
1307 | 9803 | 11591
1308 | 9803 | 11587
1309 | 9802 | 11587
1310 | 9802 | 11586
1311 | 9800 | 11584
1312 | 9797 | 11582
1313 | 9794 | 11576
1314 | 9793 | 11576
1315 | 9790 | 11572
1316 | 9788 | 11570
1317 | 9787 | 11569
1318 | 9784 | 11566
1319 | 9782 | 11563
1320 | 9778 | 11562
1321 | 9773 | 11562
1322 | 9773 | 11554
1323 | 9772 | 11553
1324 | 9770 | 11552
1325 | 9765 | 11551
1326 | 9765 | 11550
1327 | 9762 | 11549
1328 | 9762 | 11543
1329 | 9759 | 11538
1330 | 9757 | 11535
1331 | 9751 | 11534
1332 | 9750 | 11533
1333 | 9748 | 11532
1334 | 9745 | 11532
1335 | 9745 | 11532
1336 | 9745 | 11531
1337 | 9744 | 11529
1338 | 9743 | 11529
1339 | 9742 | 11527
1340 | 9740 | 11524
1341 | 9739 | 11520
1342 | 9733 | 11519
1343 | 9733 | 11516
1344 | 9732 | 11515
1345 | 9730 | 11514
1346 | 9730 | 11514
1347 | 9729 | 11510
1348 | 9719 | 11509
1349 | 9717 | 11508
1350 | 9713 | 11508
1351 | 9713 | 11508
1352 | 9712 | 11505
1353 | 9710 | 11504
1354 | 9710 | 11504
1355 | 9706 | 11502
1356 | 9701 | 11495
1357 | 9701 | 11493
1358 | 9701 | 11492
1359 | 9694 | 11487
1360 | 9694 | 11485
1361 | 9694 | 11479
1362 | 9693 | 11479
1363 | 9692 | 11478
1364 | 9690 | 11477
1365 | 9689 | 11476
1366 | 9680 | 11475
1367 | 9680 | 11475
1368 | 9680 | 11473
1369 | 9678 | 11473
1370 | 9678 | 11473
1371 | 9677 | 11473
1372 | 9676 | 11469
1373 | 9675 | 11468
1374 | 9674 | 11467
1375 | 9672 | 11467
1376 | 9671 | 11464
1377 | 9670 | 11463
1378 | 9667 | 11460
1379 | 9666 | 11458
1380 | 9664 | 11456
1381 | 9663 | 11456
1382 | 9663 | 11452
1383 | 9663 | 11450
1384 | 9662 | 11448
1385 | 9660 | 11448
1386 | 9660 | 11447
1387 | 9660 | 11445
1388 | 9659 | 11443
1389 | 9658 | 11441
1390 | 9655 | 11441
1391 | 9654 | 11439
1392 | 9653 | 11439
1393 | 9650 | 11438
1394 | 9650 | 11436
1395 | 9648 | 11433
1396 | 9645 | 11432
1397 | 9644 | 11431
1398 | 9643 | 11430
1399 | 9638 | 11427
1400 | 9633 | 11425
1401 | 9632 | 11424
1402 | 9631 | 11424
1403 | 9630 | 11424
1404 | 9630 | 11423
1405 | 9629 | 11422
1406 | 9622 | 11422
1407 | 9616 | 11421
1408 | 9615 | 11419
1409 | 9615 | 11417
1410 | 9614 | 11416
1411 | 9609 | 11415
1412 | 9608 | 11414
1413 | 9607 | 11413
1414 | 9602 | 11406
1415 | 9597 | 11405
1416 | 9592 | 11404
1417 | 9592 | 11404
1418 | 9589 | 11398
1419 | 9587 | 11397
1420 | 9586 | 11397
1421 | 9586 | 11387
1422 | 9585 | 11382
1423 | 9584 | 11379
1424 | 9582 | 11378
1425 | 9581 | 11377
1426 | 9580 | 11377
1427 | 9575 | 11373
1428 | 9574 | 11371
1429 | 9571 | 11370
1430 | 9571 | 11369
1431 | 9569 | 11367
1432 | 9567 | 11366
1433 | 9562 | 11366
1434 | 9561 | 11359
1435 | 9560 | 11359
1436 | 9558 | 11358
1437 | 9556 | 11356
1438 | 9556 | 11356
1439 | 9551 | 11355
1440 | 9551 | 11352
1441 | 9549 | 11350
1442 | 9549 | 11344
1443 | 9548 | 11343
1444 | 9547 | 11341
1445 | 9546 | 11340
1446 | 9544 | 11337
1447 | 9544 | 11335
1448 | 9544 | 11335
1449 | 9543 | 11334
1450 | 9543 | 11332
1451 | 9543 | 11331
1452 | 9538 | 11327
1453 | 9536 | 11324
1454 | 9536 | 11323
1455 | 9526 | 11323
1456 | 9520 | 11322
1457 | 9518 | 11322
1458 | 9512 | 11320
1459 | 9511 | 11319
1460 | 9511 | 11319
1461 | 9510 | 11318
1462 | 9506 | 11318
1463 | 9503 | 11318
1464 | 9503 | 11317
1465 | 9503 | 11316
1466 | 9501 | 11312
1467 | 9501 | 11310
1468 | 9497 | 11310
1469 | 9496 | 11309
1470 | 9494 | 11308
1471 | 9493 | 11308
1472 | 9492 | 11305
1473 | 9490 | 11304
1474 | 9490 | 11304
1475 | 9489 | 11303
1476 | 9488 | 11303
1477 | 9487 | 11303
1478 | 9486 | 11297
1479 | 9483 | 11297
1480 | 9481 | 11296
1481 | 9479 | 11295
1482 | 9476 | 11293
1483 | 9473 | 11292
1484 | 9470 | 11290
1485 | 9468 | 11289
1486 | 9466 | 11289
1487 | 9464 | 11288
1488 | 9463 | 11287
1489 | 9463 | 11286
1490 | 9462 | 11286
1491 | 9462 | 11285
1492 | 9458 | 11284
1493 | 9457 | 11284
1494 | 9455 | 11281
1495 | 9454 | 11277
1496 | 9454 | 11276
1497 | 9452 | 11276
1498 | 9450 | 11273
1499 | 9447 | 11272
1500 | 9447 | 11267
1501 | 9447 | 11265
1502 | 9446 | 11264
1503 | 9445 | 11263
1504 | 9445 | 11263
1505 | 9443 | 11260
1506 | 9443 | 11259
1507 | 9442 | 11258
1508 | 9442 | 11255
1509 | 9440 | 11252
1510 | 9435 | 11251
1511 | 9435 | 11250
1512 | 9435 | 11249
1513 | 9434 | 11249
1514 | 9431 | 11248
1515 | 9427 | 11247
1516 | 9427 | 11245
1517 | 9426 | 11245
1518 | 9426 | 11244
1519 | 9424 | 11242
1520 | 9420 | 11239
1521 | 9416 | 11232
1522 | 9415 | 11227
1523 | 9415 | 11226
1524 | 9415 | 11221
1525 | 9415 | 11220
1526 | 9413 | 11219
1527 | 9410 | 11217
1528 | 9406 | 11214
1529 | 9406 | 11210
1530 | 9406 | 11210
1531 | 9405 | 11209
1532 | 9403 | 11208
1533 | 9402 | 11208
1534 | 9401 | 11207
1535 | 9399 | 11206
1536 | 9398 | 11205
1537 | 9398 | 11204
1538 | 9397 | 11202
1539 | 9396 | 11201
1540 | 9384 | 11199
1541 | 9382 | 11196
1542 | 9380 | 11193
1543 | 9380 | 11187
1544 | 9378 | 11179
1545 | 9376 | 11178
1546 | 9375 | 11177
1547 | 9374 | 11177
1548 | 9373 | 11175
1549 | 9371 | 11174
1550 | 9370 | 11172
1551 | 9370 | 11168
1552 | 9369 | 11166
1553 | 9367 | 11165
1554 | 9367 | 11163
1555 | 9367 | 11163
1556 | 9366 | 11156
1557 | 9365 | 11153
1558 | 9361 | 11151
1559 | 9361 | 11150
1560 | 9360 | 11148
1561 | 9357 | 11148
1562 | 9357 | 11148
1563 | 9355 | 11147
1564 | 9353 | 11147
1565 | 9352 | 11145
1566 | 9351 | 11143
1567 | 9350 | 11142
1568 | 9347 | 11139
1569 | 9346 | 11138
1570 | 9342 | 11138
1571 | 9341 | 11137
1572 | 9336 | 11137
1573 | 9333 | 11134
1574 | 9331 | 11134
1575 | 9328 | 11133
1576 | 9328 | 11128
1577 | 9327 | 11128
1578 | 9326 | 11128
1579 | 9324 | 11127
1580 | 9323 | 11122
1581 | 9322 | 11121
1582 | 9321 | 11121
1583 | 9319 | 11120
1584 | 9319 | 11119
1585 | 9318 | 11119
1586 | 9318 | 11118
1587 | 9316 | 11117
1588 | 9314 | 11115
1589 | 9313 | 11114
1590 | 9312 | 11112
1591 | 9310 | 11112
1592 | 9307 | 11110
1593 | 9306 | 11108
1594 | 9305 | 11108
1595 | 9302 | 11107
1596 | 9300 | 11106
1597 | 9300 | 11103
1598 | 9298 | 11103
1599 | 9298 | 11102
1600 | 9298 | 11101
1601 | 9296 | 11096
1602 | 9295 | 11093
1603 | 9292 | 11092
1604 | 9292 | 11089
1605 | 9292 | 11085
1606 | 9291 | 11082
1607 | 9291 | 11082
1608 | 9290 | 11082
1609 | 9288 | 11082
1610 | 9285 | 11081
1611 | 9283 | 11079
1612 | 9282 | 11076
1613 | 9279 | 11074
1614 | 9277 | 11073
1615 | 9270 | 11071
1616 | 9270 | 11070
1617 | 9270 | 11069
1618 | 9269 | 11068
1619 | 9262 | 11066
1620 | 9256 | 11065
1621 | 9256 | 11064
1622 | 9255 | 11062
1623 | 9254 | 11058
1624 | 9249 | 11054
1625 | 9249 | 11051
1626 | 9242 | 11048
1627 | 9240 | 11047
1628 | 9240 | 11046
1629 | 9240 | 11044
1630 | 9235 | 11044
1631 | 9235 | 11043
1632 | 9233 | 11043
1633 | 9233 | 11043
1634 | 9230 | 11042
1635 | 9229 | 11042
1636 | 9227 | 11040
1637 | 9226 | 11040
1638 | 9226 | 11039
1639 | 9226 | 11038
1640 | 9225 | 11037
1641 | 9225 | 11034
1642 | 9219 | 11034
1643 | 9215 | 11032
1644 | 9213 | 11031
1645 | 9213 | 11031
1646 | 9210 | 11030
1647 | 9209 | 11029
1648 | 9209 | 11028
1649 | 9209 | 11025
1650 | 9208 | 11022
1651 | 9208 | 11020
1652 | 9208 | 11019
1653 | 9202 | 11019
1654 | 9201 | 11018
1655 | 9201 | 11018
1656 | 9197 | 11017
1657 | 9197 | 11017
1658 | 9196 | 11014
1659 | 9195 | 11006
1660 | 9195 | 11002
1661 | 9189 | 10999
1662 | 9189 | 10998
1663 | 9188 | 10996
1664 | 9187 | 10992
1665 | 9186 | 10991
1666 | 9184 | 10991
1667 | 9184 | 10988
1668 | 9184 | 10986
1669 | 9178 | 10980
1670 | 9178 | 10979
1671 | 9176 | 10976
1672 | 9175 | 10976
1673 | 9174 | 10975
1674 | 9173 | 10974
1675 | 9173 | 10971
1676 | 9164 | 10970
1677 | 9164 | 10968
1678 | 9163 | 10966
1679 | 9161 | 10966
1680 | 9157 | 10964
1681 | 9149 | 10963
1682 | 9149 | 10963
1683 | 9148 | 10961
1684 | 9147 | 10961
1685 | 9147 | 10959
1686 | 9146 | 10956
1687 | 9142 | 10953
1688 | 9139 | 10952
1689 | 9136 | 10952
1690 | 9136 | 10951
1691 | 9135 | 10950
1692 | 9133 | 10949
1693 | 9133 | 10949
1694 | 9132 | 10948
1695 | 9132 | 10946
1696 | 9130 | 10945
1697 | 9128 | 10944
1698 | 9128 | 10944
1699 | 9124 | 10942
1700 | 9123 | 10938
1701 | 9121 | 10937
1702 | 9119 | 10935
1703 | 9118 | 10933
1704 | 9117 | 10930
1705 | 9115 | 10929
1706 | 9113 | 10928
1707 | 9112 | 10927
1708 | 9111 | 10927
1709 | 9110 | 10926
1710 | 9110 | 10923
1711 | 9106 | 10921
1712 | 9105 | 10921
1713 | 9103 | 10916
1714 | 9099 | 10916
1715 | 9098 | 10915
1716 | 9098 | 10913
1717 | 9095 | 10913
1718 | 9093 | 10911
1719 | 9091 | 10911
1720 | 9091 | 10910
1721 | 9091 | 10910
1722 | 9090 | 10903
1723 | 9088 | 10902
1724 | 9087 | 10901
1725 | 9085 | 10900
1726 | 9083 | 10897
1727 | 9082 | 10897
1728 | 9075 | 10896
1729 | 9073 | 10894
1730 | 9070 | 10893
1731 | 9065 | 10885
1732 | 9064 | 10883
1733 | 9058 | 10882
1734 | 9057 | 10882
1735 | 9057 | 10881
1736 | 9056 | 10880
1737 | 9056 | 10878
1738 | 9055 | 10878
1739 | 9055 | 10877
1740 | 9053 | 10876
1741 | 9053 | 10874
1742 | 9052 | 10870
1743 | 9050 | 10867
1744 | 9049 | 10866
1745 | 9049 | 10864
1746 | 9048 | 10863
1747 | 9048 | 10863
1748 | 9045 | 10863
1749 | 9040 | 10860
1750 | 9040 | 10859
1751 | 9040 | 10859
1752 | 9038 | 10858
1753 | 9033 | 10857
1754 | 9032 | 10855
1755 | 9031 | 10852
1756 | 9027 | 10845
1757 | 9027 | 10844
1758 | 9027 | 10842
1759 | 9024 | 10840
1760 | 9023 | 10840
1761 | 9023 | 10840
1762 | 9022 | 10839
1763 | 9021 | 10836
1764 | 9020 | 10836
1765 | 9018 | 10836
1766 | 9017 | 10834
1767 | 9017 | 10828
1768 | 9016 | 10825
1769 | 9016 | 10825
1770 | 9012 | 10823
1771 | 9010 | 10821
1772 | 9008 | 10819
1773 | 9008 | 10817
1774 | 9004 | 10817
1775 | 8999 | 10816
1776 | 8998 | 10814
1777 | 8997 | 10812
1778 | 8997 | 10808
1779 | 8996 | 10806
1780 | 8996 | 10806
1781 | 8996 | 10805
1782 | 8990 | 10805
1783 | 8987 | 10804
1784 | 8987 | 10804
1785 | 8984 | 10798
1786 | 8983 | 10797
1787 | 8979 | 10797
1788 | 8978 | 10796
1789 | 8976 | 10796
1790 | 8975 | 10796
1791 | 8974 | 10791
1792 | 8974 | 10790
1793 | 8974 | 10788
1794 | 8972 | 10788
1795 | 8972 | 10785
1796 | 8971 | 10785
1797 | 8971 | 10784
1798 | 8971 | 10783
1799 | 8970 | 10782
1800 | 8968 | 10782
1801 | 8966 | 10782
1802 | 8963 | 10779
1803 | 8960 | 10775
1804 | 8959 | 10772
1805 | 8958 | 10771
1806 | 8955 | 10771
1807 | 8954 | 10768
1808 | 8951 | 10766
1809 | 8950 | 10765
1810 | 8950 | 10764
1811 | 8947 | 10761
1812 | 8947 | 10761
1813 | 8945 | 10759
1814 | 8942 | 10759
1815 | 8942 | 10757
1816 | 8941 | 10756
1817 | 8941 | 10752
1818 | 8937 | 10750
1819 | 8937 | 10748
1820 | 8935 | 10747
1821 | 8933 | 10747
1822 | 8932 | 10746
1823 | 8931 | 10741
1824 | 8929 | 10739
1825 | 8926 | 10736
1826 | 8925 | 10735
1827 | 8924 | 10734
1828 | 8923 | 10726
1829 | 8922 | 10726
1830 | 8921 | 10723
1831 | 8918 | 10722
1832 | 8918 | 10722
1833 | 8915 | 10722
1834 | 8912 | 10720
1835 | 8912 | 10719
1836 | 8911 | 10719
1837 | 8910 | 10719
1838 | 8908 | 10719
1839 | 8907 | 10717
1840 | 8907 | 10717
1841 | 8906 | 10716
1842 | 8906 | 10716
1843 | 8905 | 10716
1844 | 8903 | 10715
1845 | 8899 | 10715
1846 | 8895 | 10714
1847 | 8895 | 10710
1848 | 8891 | 10708
1849 | 8889 | 10706
1850 | 8889 | 10705
1851 | 8888 | 10701
1852 | 8887 | 10701
1853 | 8885 | 10700
1854 | 8885 | 10699
1855 | 8885 | 10698
1856 | 8885 | 10696
1857 | 8883 | 10695
1858 | 8883 | 10695
1859 | 8882 | 10693
1860 | 8881 | 10692
1861 | 8880 | 10690
1862 | 8877 | 10690
1863 | 8877 | 10686
1864 | 8877 | 10680
1865 | 8877 | 10679
1866 | 8877 | 10675
1867 | 8876 | 10668
1868 | 8869 | 10667
1869 | 8865 | 10667
1870 | 8865 | 10664
1871 | 8864 | 10663
1872 | 8864 | 10661
1873 | 8863 | 10660
1874 | 8863 | 10660
1875 | 8862 | 10659
1876 | 8862 | 10659
1877 | 8861 | 10659
1878 | 8861 | 10658
1879 | 8860 | 10657
1880 | 8859 | 10655
1881 | 8858 | 10648
1882 | 8852 | 10648
1883 | 8851 | 10648
1884 | 8847 | 10648
1885 | 8846 | 10644
1886 | 8846 | 10644
1887 | 8846 | 10642
1888 | 8845 | 10642
1889 | 8844 | 10641
1890 | 8842 | 10641
1891 | 8842 | 10637
1892 | 8842 | 10637
1893 | 8841 | 10635
1894 | 8841 | 10635
1895 | 8841 | 10633
1896 | 8836 | 10630
1897 | 8836 | 10626
1898 | 8833 | 10620
1899 | 8832 | 10617
1900 | 8831 | 10617
1901 | 8829 | 10613
1902 | 8826 | 10610
1903 | 8825 | 10609
1904 | 8825 | 10608
1905 | 8825 | 10608
1906 | 8824 | 10608
1907 | 8824 | 10607
1908 | 8824 | 10607
1909 | 8823 | 10606
1910 | 8823 | 10606
1911 | 8821 | 10605
1912 | 8818 | 10602
1913 | 8818 | 10600
1914 | 8818 | 10600
1915 | 8815 | 10599
1916 | 8815 | 10598
1917 | 8811 | 10597
1918 | 8811 | 10595
1919 | 8810 | 10591
1920 | 8809 | 10590
1921 | 8809 | 10587
1922 | 8808 | 10586
1923 | 8804 | 10586
1924 | 8803 | 10584
1925 | 8802 | 10581
1926 | 8801 | 10581
1927 | 8798 | 10577
1928 | 8797 | 10577
1929 | 8797 | 10576
1930 | 8796 | 10576
1931 | 8796 | 10574
1932 | 8795 | 10573
1933 | 8793 | 10573
1934 | 8790 | 10569
1935 | 8789 | 10569
1936 | 8787 | 10569
1937 | 8784 | 10568
1938 | 8782 | 10566
1939 | 8781 | 10566
1940 | 8779 | 10563
1941 | 8777 | 10563
1942 | 8773 | 10561
1943 | 8772 | 10555
1944 | 8770 | 10552
1945 | 8770 | 10551
1946 | 8765 | 10547
1947 | 8764 | 10544
1948 | 8763 | 10543
1949 | 8763 | 10541
1950 | 8757 | 10541
1951 | 8752 | 10540
1952 | 8752 | 10538
1953 | 8751 | 10538
1954 | 8750 | 10538
1955 | 8750 | 10538
1956 | 8750 | 10537
1957 | 8749 | 10534
1958 | 8749 | 10533
1959 | 8748 | 10532
1960 | 8748 | 10531
1961 | 8748 | 10530
1962 | 8747 | 10530
1963 | 8745 | 10530
1964 | 8741 | 10529
1965 | 8741 | 10529
1966 | 8740 | 10527
1967 | 8740 | 10525
1968 | 8739 | 10524
1969 | 8736 | 10522
1970 | 8733 | 10522
1971 | 8731 | 10522
1972 | 8723 | 10522
1973 | 8723 | 10520
1974 | 8722 | 10516
1975 | 8719 | 10516
1976 | 8714 | 10515
1977 | 8714 | 10514
1978 | 8711 | 10512
1979 | 8710 | 10512
1980 | 8709 | 10512
1981 | 8708 | 10510
1982 | 8706 | 10510
1983 | 8706 | 10507
1984 | 8705 | 10502
1985 | 8701 | 10501
1986 | 8701 | 10497
1987 | 8700 | 10497
1988 | 8699 | 10495
1989 | 8698 | 10494
1990 | 8697 | 10492
1991 | 8691 | 10491
1992 | 8691 | 10489
1993 | 8690 | 10487
1994 | 8689 | 10487
1995 | 8689 | 10485
1996 | 8687 | 10485
1997 | 8687 | 10483
1998 | 8685 | 10483
1999 | 8685 | 10482
2000 | 8685 | 10481
2001 | 8684 | 10479
2002 | 8683 | 10478
2003 | 8682 | 10472
2004 | 8681 | 10472
2005 | 8679 | 10465
2006 | 8675 | 10464
2007 | 8674 | 10464
2008 | 8673 | 10463
2009 | 8671 | 10463
2010 | 8671 | 10461
2011 | 8671 | 10459
2012 | 8671 | 10459
2013 | 8666 | 10459
2014 | 8665 | 10457
2015 | 8664 | 10455
2016 | 8664 | 10455
2017 | 8663 | 10455
2018 | 8663 | 10453
2019 | 8663 | 10453
2020 | 8661 | 10448
2021 | 8660 | 10447
2022 | 8658 | 10446
2023 | 8658 | 10446
2024 | 8656 | 10440
2025 | 8655 | 10434
2026 | 8653 | 10429
2027 | 8651 | 10428
2028 | 8650 | 10425
2029 | 8649 | 10421
2030 | 8648 | 10418
2031 | 8648 | 10418
2032 | 8646 | 10417
2033 | 8646 | 10417
2034 | 8645 | 10416
2035 | 8643 | 10413
2036 | 8643 | 10412
2037 | 8642 | 10412
2038 | 8642 | 10412
2039 | 8640 | 10408
2040 | 8639 | 10406
2041 | 8633 | 10398
2042 | 8633 | 10395
2043 | 8623 | 10394
2044 | 8623 | 10393
2045 | 8622 | 10393
2046 | 8621 | 10393
2047 | 8620 | 10392
2048 | 8620 | 10391
2049 | 8613 | 10391
2050 | 8611 | 10391
2051 | 8610 | 10390
2052 | 8609 | 10389
2053 | 8609 | 10389
2054 | 8606 | 10388
2055 | 8605 | 10385
2056 | 8605 | 10383
2057 | 8602 | 10383
2058 | 8601 | 10381
2059 | 8597 | 10381
2060 | 8597 | 10381
2061 | 8596 | 10379
2062 | 8596 | 10379
2063 | 8595 | 10379
2064 | 8594 | 10378
2065 | 8593 | 10377
2066 | 8590 | 10376
2067 | 8589 | 10372
2068 | 8588 | 10371
2069 | 8587 | 10371
2070 | 8581 | 10370
2071 | 8580 | 10366
2072 | 8579 | 10365
2073 | 8576 | 10365
2074 | 8576 | 10365
2075 | 8575 | 10363
2076 | 8575 | 10360
2077 | 8574 | 10358
2078 | 8573 | 10355
2079 | 8564 | 10354
2080 | 8564 | 10353
2081 | 8563 | 10352
2082 | 8557 | 10352
2083 | 8552 | 10351
2084 | 8548 | 10350
2085 | 8548 | 10349
2086 | 8548 | 10348
2087 | 8540 | 10348
2088 | 8540 | 10345
2089 | 8540 | 10343
2090 | 8539 | 10342
2091 | 8539 | 10342
2092 | 8538 | 10340
2093 | 8537 | 10339
2094 | 8537 | 10339
2095 | 8537 | 10338
2096 | 8534 | 10338
2097 | 8533 | 10336
2098 | 8531 | 10336
2099 | 8529 | 10334
2100 | 8528 | 10333
2101 | 8527 | 10332
2102 | 8527 | 10331
2103 | 8525 | 10329
2104 | 8523 | 10328
2105 | 8522 | 10328
2106 | 8522 | 10323
2107 | 8520 | 10320
2108 | 8519 | 10319
2109 | 8517 | 10312
2110 | 8517 | 10311
2111 | 8514 | 10311
2112 | 8514 | 10307
2113 | 8513 | 10304
2114 | 8508 | 10304
2115 | 8507 | 10304
2116 | 8499 | 10299
2117 | 8497 | 10292
2118 | 8496 | 10288
2119 | 8496 | 10286
2120 | 8494 | 10280
2121 | 8486 | 10278
2122 | 8486 | 10276
2123 | 8485 | 10276
2124 | 8481 | 10276
2125 | 8481 | 10276
2126 | 8481 | 10275
2127 | 8480 | 10275
2128 | 8475 | 10275
2129 | 8472 | 10274
2130 | 8471 | 10274
2131 | 8471 | 10274
2132 | 8469 | 10272
2133 | 8469 | 10270
2134 | 8468 | 10269
2135 | 8468 | 10266
2136 | 8467 | 10262
2137 | 8466 | 10262
2138 | 8464 | 10261
2139 | 8464 | 10261
2140 | 8463 | 10260
2141 | 8463 | 10258
2142 | 8462 | 10255
2143 | 8459 | 10254
2144 | 8459 | 10252
2145 | 8459 | 10244
2146 | 8458 | 10244
2147 | 8458 | 10243
2148 | 8457 | 10242
2149 | 8457 | 10241
2150 | 8455 | 10240
2151 | 8454 | 10235
2152 | 8452 | 10235
2153 | 8452 | 10231
2154 | 8450 | 10231
2155 | 8450 | 10230
2156 | 8446 | 10230
2157 | 8444 | 10229
2158 | 8443 | 10227
2159 | 8441 | 10226
2160 | 8440 | 10223
2161 | 8440 | 10221
2162 | 8438 | 10217
2163 | 8436 | 10210
2164 | 8436 | 10208
2165 | 8432 | 10207
2166 | 8431 | 10207
2167 | 8430 | 10206
2168 | 8428 | 10203
2169 | 8427 | 10202
2170 | 8427 | 10199
2171 | 8424 | 10198
2172 | 8423 | 10198
2173 | 8422 | 10196
2174 | 8422 | 10193
2175 | 8421 | 10193
2176 | 8419 | 10193
2177 | 8419 | 10192
2178 | 8418 | 10190
2179 | 8416 | 10189
2180 | 8412 | 10188
2181 | 8410 | 10187
2182 | 8407 | 10185
2183 | 8406 | 10184
2184 | 8406 | 10184
2185 | 8405 | 10181
2186 | 8402 | 10181
2187 | 8402 | 10180
2188 | 8402 | 10176
2189 | 8399 | 10175
2190 | 8399 | 10173
2191 | 8399 | 10172
2192 | 8397 | 10168
2193 | 8394 | 10166
2194 | 8393 | 10165
2195 | 8392 | 10164
2196 | 8391 | 10160
2197 | 8390 | 10160
2198 | 8388 | 10159
2199 | 8388 | 10159
2200 | 8385 | 10158
2201 | 8382 | 10158
2202 | 8380 | 10154
2203 | 8380 | 10154
2204 | 8380 | 10154
2205 | 8379 | 10154
2206 | 8378 | 10154
2207 | 8378 | 10152
2208 | 8378 | 10150
2209 | 8377 | 10150
2210 | 8377 | 10149
2211 | 8376 | 10149
2212 | 8375 | 10148
2213 | 8374 | 10147
2214 | 8373 | 10147
2215 | 8371 | 10146
2216 | 8367 | 10145
2217 | 8366 | 10144
2218 | 8365 | 10144
2219 | 8364 | 10142
2220 | 8363 | 10141
2221 | 8360 | 10140
2222 | 8359 | 10139
2223 | 8358 | 10137
2224 | 8358 | 10136
2225 | 8355 | 10134
2226 | 8354 | 10134
2227 | 8352 | 10133
2228 | 8352 | 10132
2229 | 8350 | 10132
2230 | 8348 | 10130
2231 | 8347 | 10128
2232 | 8346 | 10128
2233 | 8346 | 10128
2234 | 8343 | 10127
2235 | 8342 | 10127
2236 | 8341 | 10126
2237 | 8340 | 10124
2238 | 8340 | 10122
2239 | 8339 | 10117
2240 | 8339 | 10116
2241 | 8335 | 10115
2242 | 8332 | 10115
2243 | 8330 | 10113
2244 | 8328 | 10111
2245 | 8321 | 10111
2246 | 8321 | 10111
2247 | 8317 | 10108
2248 | 8317 | 10107
2249 | 8317 | 10106
2250 | 8315 | 10104
2251 | 8313 | 10103
2252 | 8313 | 10099
2253 | 8313 | 10098
2254 | 8313 | 10096
2255 | 8313 | 10096
2256 | 8311 | 10094
2257 | 8310 | 10094
2258 | 8303 | 10093
2259 | 8301 | 10093
2260 | 8301 | 10092
2261 | 8300 | 10091
2262 | 8297 | 10091
2263 | 8289 | 10088
2264 | 8289 | 10088
2265 | 8287 | 10087
2266 | 8286 | 10086
2267 | 8286 | 10085
2268 | 8284 | 10082
2269 | 8284 | 10077
2270 | 8284 | 10077
2271 | 8282 | 10075
2272 | 8281 | 10074
2273 | 8280 | 10073
2274 | 8276 | 10072
2275 | 8271 | 10072
2276 | 8270 | 10071
2277 | 8270 | 10071
2278 | 8269 | 10071
2279 | 8268 | 10070
2280 | 8266 | 10070
2281 | 8265 | 10070
2282 | 8264 | 10064
2283 | 8264 | 10063
2284 | 8263 | 10062
2285 | 8262 | 10060
2286 | 8262 | 10060
2287 | 8262 | 10057
2288 | 8261 | 10057
2289 | 8259 | 10056
2290 | 8256 | 10056
2291 | 8254 | 10054
2292 | 8252 | 10053
2293 | 8250 | 10052
2294 | 8250 | 10052
2295 | 8250 | 10052
2296 | 8250 | 10051
2297 | 8249 | 10051
2298 | 8248 | 10050
2299 | 8245 | 10044
2300 | 8243 | 10044
2301 | 8240 | 10042
2302 | 8238 | 10041
2303 | 8238 | 10040
2304 | 8237 | 10040
2305 | 8236 | 10036
2306 | 8235 | 10036
2307 | 8234 | 10036
2308 | 8233 | 10034
2309 | 8233 | 10034
2310 | 8233 | 10031
2311 | 8232 | 10031
2312 | 8231 | 10030
2313 | 8231 | 10028
2314 | 8231 | 10026
2315 | 8225 | 10021
2316 | 8221 | 10021
2317 | 8221 | 10017
2318 | 8219 | 10016
2319 | 8218 | 10013
2320 | 8218 | 10008
2321 | 8217 | 10005
2322 | 8217 | 10004
2323 | 8213 | 10002
2324 | 8213 | 10002
2325 | 8211 | 10001
2326 | 8211 | 10000
2327 | 8211 | 9997
2328 | 8209 | 9997
2329 | 8207 | 9996
2330 | 8207 | 9994
2331 | 8205 | 9993
2332 | 8204 | 9992
2333 | 8201 | 9992
2334 | 8201 | 9991
2335 | 8201 | 9990
2336 | 8201 | 9989
2337 | 8200 | 9986
2338 | 8200 | 9979
2339 | 8200 | 9978
2340 | 8198 | 9976
2341 | 8196 | 9975
2342 | 8195 | 9973
2343 | 8193 | 9971
2344 | 8192 | 9969
2345 | 8191 | 9969
2346 | 8190 | 9966
2347 | 8188 | 9965
2348 | 8184 | 9964
2349 | 8184 | 9964
2350 | 8183 | 9963
2351 | 8182 | 9962
2352 | 8182 | 9960
2353 | 8182 | 9956
2354 | 8179 | 9955
2355 | 8179 | 9951
2356 | 8176 | 9950
2357 | 8174 | 9949
2358 | 8173 | 9948
2359 | 8173 | 9948
2360 | 8170 | 9945
2361 | 8169 | 9944
2362 | 8167 | 9943
2363 | 8165 | 9943
2364 | 8164 | 9943
2365 | 8160 | 9941
2366 | 8160 | 9940
2367 | 8158 | 9935
2368 | 8157 | 9932
2369 | 8157 | 9930
2370 | 8156 | 9929
2371 | 8156 | 9928
2372 | 8144 | 9928
2373 | 8144 | 9926
2374 | 8138 | 9925
2375 | 8135 | 9925
2376 | 8135 | 9925
2377 | 8133 | 9924
2378 | 8132 | 9924
2379 | 8132 | 9923
2380 | 8131 | 9918
2381 | 8126 | 9917
2382 | 8125 | 9916
2383 | 8124 | 9913
2384 | 8122 | 9910
2385 | 8122 | 9910
2386 | 8122 | 9908
2387 | 8118 | 9908
2388 | 8117 | 9906
2389 | 8116 | 9905
2390 | 8116 | 9904
2391 | 8114 | 9902
2392 | 8114 | 9902
2393 | 8113 | 9901
2394 | 8113 | 9900
2395 | 8112 | 9898
2396 | 8111 | 9898
2397 | 8104 | 9896
2398 | 8103 | 9896
2399 | 8103 | 9895
2400 | 8103 | 9894
2401 | 8101 | 9894
2402 | 8100 | 9891
2403 | 8098 | 9888
2404 | 8098 | 9888
2405 | 8096 | 9888
2406 | 8089 | 9885
2407 | 8086 | 9885
2408 | 8084 | 9882
2409 | 8083 | 9881
2410 | 8082 | 9880
2411 | 8082 | 9878
2412 | 8081 | 9876
2413 | 8078 | 9872
2414 | 8075 | 9871
2415 | 8073 | 9871
2416 | 8071 | 9870
2417 | 8070 | 9869
2418 | 8070 | 9868
2419 | 8070 | 9866
2420 | 8065 | 9866
2421 | 8065 | 9864
2422 | 8063 | 9861
2423 | 8062 | 9860
2424 | 8061 | 9854
2425 | 8061 | 9852
2426 | 8060 | 9851
2427 | 8059 | 9849
2428 | 8057 | 9846
2429 | 8056 | 9845
2430 | 8056 | 9842
2431 | 8051 | 9841
2432 | 8051 | 9841
2433 | 8050 | 9839
2434 | 8048 | 9838
2435 | 8046 | 9837
2436 | 8044 | 9837
2437 | 8034 | 9836
2438 | 8033 | 9834
2439 | 8031 | 9834
2440 | 8031 | 9830
2441 | 8030 | 9827
2442 | 8030 | 9824
2443 | 8030 | 9823
2444 | 8029 | 9823
2445 | 8026 | 9819
2446 | 8022 | 9819
2447 | 8020 | 9819
2448 | 8019 | 9817
2449 | 8019 | 9817
2450 | 8019 | 9814
2451 | 8018 | 9814
2452 | 8014 | 9814
2453 | 8013 | 9811
2454 | 8012 | 9809
2455 | 8012 | 9808
2456 | 8012 | 9807
2457 | 8010 | 9806
2458 | 8008 | 9806
2459 | 8008 | 9806
2460 | 8006 | 9804
2461 | 8005 | 9803
2462 | 8005 | 9802
2463 | 8003 | 9800
2464 | 8003 | 9799
2465 | 8002 | 9798
2466 | 8001 | 9798
2467 | 8000 | 9795
2468 | 7998 | 9795
2469 | 7997 | 9793
2470 | 7997 | 9790
2471 | 7996 | 9789
2472 | 7988 | 9788
2473 | 7988 | 9787
2474 | 7988 | 9786
2475 | 7987 | 9785
2476 | 7986 | 9785
2477 | 7986 | 9783
2478 | 7981 | 9781
2479 | 7980 | 9781
2480 | 7976 | 9780
2481 | 7975 | 9776
2482 | 7975 | 9774
2483 | 7974 | 9774
2484 | 7973 | 9773
2485 | 7969 | 9772
2486 | 7966 | 9772
2487 | 7961 | 9771
2488 | 7961 | 9769
2489 | 7956 | 9768
2490 | 7956 | 9763
2491 | 7955 | 9761
2492 | 7955 | 9760
2493 | 7951 | 9760
2494 | 7951 | 9759
2495 | 7945 | 9759
2496 | 7944 | 9758
2497 | 7941 | 9756
2498 | 7939 | 9756
2499 | 7938 | 9753
2500 | 7937 | 9752
2501 | 7935 | 9751
2502 | 7934 | 9750
2503 | 7931 | 9749
2504 | 7930 | 9741
2505 | 7930 | 9740
2506 | 7930 | 9739
2507 | 7928 | 9738
2508 | 7928 | 9737
2509 | 7927 | 9736
2510 | 7926 | 9729
2511 | 7926 | 9728
2512 | 7925 | 9728
2513 | 7925 | 9727
2514 | 7924 | 9723
2515 | 7924 | 9723
2516 | 7923 | 9723
2517 | 7923 | 9721
2518 | 7923 | 9720
2519 | 7922 | 9718
2520 | 7921 | 9717
2521 | 7917 | 9717
2522 | 7917 | 9717
2523 | 7910 | 9716
2524 | 7910 | 9716
2525 | 7908 | 9716
2526 | 7908 | 9715
2527 | 7905 | 9711
2528 | 7905 | 9705
2529 | 7903 | 9702
2530 | 7894 | 9698
2531 | 7891 | 9689
2532 | 7891 | 9689
2533 | 7890 | 9689
2534 | 7889 | 9688
2535 | 7888 | 9686
2536 | 7888 | 9684
2537 | 7887 | 9684
2538 | 7885 | 9683
2539 | 7885 | 9681
2540 | 7883 | 9679
2541 | 7881 | 9678
2542 | 7880 | 9672
2543 | 7878 | 9671
2544 | 7878 | 9670
2545 | 7875 | 9669
2546 | 7874 | 9666
2547 | 7874 | 9666
2548 | 7871 | 9665
2549 | 7868 | 9665
2550 | 7866 | 9664
2551 | 7864 | 9663
2552 | 7863 | 9662
2553 | 7861 | 9662
2554 | 7861 | 9661
2555 | 7858 | 9660
2556 | 7857 | 9659
2557 | 7857 | 9659
2558 | 7854 | 9659
2559 | 7853 | 9658
2560 | 7853 | 9658
2561 | 7851 | 9658
2562 | 7850 | 9657
2563 | 7846 | 9656
2564 | 7846 | 9654
2565 | 7845 | 9654
2566 | 7843 | 9651
2567 | 7841 | 9650
2568 | 7840 | 9650
2569 | 7840 | 9649
2570 | 7838 | 9648
2571 | 7836 | 9647
2572 | 7833 | 9646
2573 | 7832 | 9646
2574 | 7830 | 9645
2575 | 7828 | 9644
2576 | 7828 | 9642
2577 | 7827 | 9642
2578 | 7827 | 9639
2579 | 7826 | 9638
2580 | 7825 | 9633
2581 | 7824 | 9633
2582 | 7823 | 9630
2583 | 7822 | 9629
2584 | 7821 | 9629
2585 | 7821 | 9627
2586 | 7821 | 9627
2587 | 7820 | 9627
2588 | 7820 | 9626
2589 | 7819 | 9625
2590 | 7817 | 9624
2591 | 7815 | 9624
2592 | 7815 | 9624
2593 | 7810 | 9623
2594 | 7808 | 9623
2595 | 7808 | 9622
2596 | 7806 | 9622
2597 | 7806 | 9621
2598 | 7805 | 9620
2599 | 7803 | 9619
2600 | 7802 | 9619
2601 | 7801 | 9618
2602 | 7801 | 9617
2603 | 7800 | 9616
2604 | 7799 | 9616
2605 | 7796 | 9615
2606 | 7795 | 9615
2607 | 7795 | 9614
2608 | 7795 | 9612
2609 | 7794 | 9611
2610 | 7793 | 9609
2611 | 7792 | 9608
2612 | 7792 | 9608
2613 | 7790 | 9606
2614 | 7789 | 9603
2615 | 7786 | 9599
2616 | 7785 | 9599
2617 | 7784 | 9596
2618 | 7783 | 9596
2619 | 7783 | 9596
2620 | 7782 | 9595
2621 | 7780 | 9591
2622 | 7780 | 9591
2623 | 7779 | 9591
2624 | 7777 | 9584
2625 | 7776 | 9578
2626 | 7775 | 9575
2627 | 7773 | 9573
2628 | 7772 | 9573
2629 | 7771 | 9570
2630 | 7771 | 9570
2631 | 7770 | 9570
2632 | 7770 | 9564
2633 | 7770 | 9564
2634 | 7768 | 9563
2635 | 7767 | 9562
2636 | 7767 | 9562
2637 | 7764 | 9562
2638 | 7763 | 9561
2639 | 7763 | 9561
2640 | 7761 | 9560
2641 | 7759 | 9559
2642 | 7756 | 9557
2643 | 7755 | 9557
2644 | 7754 | 9555
2645 | 7752 | 9555
2646 | 7746 | 9555
2647 | 7743 | 9553
2648 | 7741 | 9552
2649 | 7740 | 9550
2650 | 7739 | 9550
2651 | 7734 | 9549
2652 | 7733 | 9548
2653 | 7733 | 9543
2654 | 7733 | 9542
2655 | 7731 | 9542
2656 | 7729 | 9541
2657 | 7729 | 9541
2658 | 7727 | 9539
2659 | 7726 | 9537
2660 | 7722 | 9534
2661 | 7720 | 9531
2662 | 7720 | 9527
2663 | 7720 | 9526
2664 | 7719 | 9525
2665 | 7718 | 9525
2666 | 7718 | 9524
2667 | 7718 | 9520
2668 | 7715 | 9515
2669 | 7714 | 9514
2670 | 7710 | 9512
2671 | 7709 | 9508
2672 | 7709 | 9507
2673 | 7708 | 9507
2674 | 7708 | 9506
2675 | 7705 | 9505
2676 | 7705 | 9505
2677 | 7704 | 9505
2678 | 7700 | 9504
2679 | 7699 | 9504
2680 | 7699 | 9504
2681 | 7698 | 9502
2682 | 7697 | 9502
2683 | 7692 | 9502
2684 | 7690 | 9501
2685 | 7687 | 9501
2686 | 7686 | 9501
2687 | 7685 | 9499
2688 | 7683 | 9496
2689 | 7681 | 9496
2690 | 7680 | 9496
2691 | 7678 | 9495
2692 | 7676 | 9495
2693 | 7671 | 9495
2694 | 7670 | 9494
2695 | 7669 | 9494
2696 | 7669 | 9493
2697 | 7669 | 9493
2698 | 7667 | 9491
2699 | 7667 | 9489
2700 | 7657 | 9487
2701 | 7653 | 9487
2702 | 7652 | 9483
2703 | 7650 | 9483
2704 | 7647 | 9481
2705 | 7646 | 9480
2706 | 7644 | 9479
2707 | 7639 | 9477
2708 | 7639 | 9477
2709 | 7638 | 9475
2710 | 7637 | 9473
2711 | 7635 | 9472
2712 | 7635 | 9472
2713 | 7634 | 9468
2714 | 7632 | 9468
2715 | 7629 | 9468
2716 | 7628 | 9468
2717 | 7623 | 9465
2718 | 7621 | 9464
2719 | 7621 | 9463
2720 | 7620 | 9463
2721 | 7619 | 9462
2722 | 7616 | 9460
2723 | 7611 | 9457
2724 | 7610 | 9456
2725 | 7607 | 9456
2726 | 7605 | 9456
2727 | 7604 | 9455
2728 | 7603 | 9454
2729 | 7603 | 9453
2730 | 7602 | 9453
2731 | 7602 | 9450
2732 | 7601 | 9450
2733 | 7601 | 9449
2734 | 7601 | 9447
2735 | 7600 | 9446
2736 | 7599 | 9443
2737 | 7599 | 9440
2738 | 7595 | 9438
2739 | 7595 | 9438
2740 | 7595 | 9438
2741 | 7595 | 9436
2742 | 7595 | 9434
2743 | 7594 | 9434
2744 | 7593 | 9432
2745 | 7590 | 9430
2746 | 7588 | 9427
2747 | 7586 | 9426
2748 | 7585 | 9425
2749 | 7583 | 9423
2750 | 7581 | 9423
2751 | 7581 | 9420
2752 | 7580 | 9420
2753 | 7574 | 9418
2754 | 7574 | 9418
2755 | 7571 | 9417
2756 | 7570 | 9417
2757 | 7569 | 9416
2758 | 7568 | 9415
2759 | 7564 | 9415
2760 | 7562 | 9414
2761 | 7560 | 9410
2762 | 7560 | 9409
2763 | 7558 | 9409
2764 | 7557 | 9409
2765 | 7557 | 9408
2766 | 7557 | 9407
2767 | 7556 | 9407
2768 | 7552 | 9406
2769 | 7550 | 9404
2770 | 7549 | 9404
2771 | 7548 | 9403
2772 | 7547 | 9402
2773 | 7544 | 9401
2774 | 7541 | 9400
2775 | 7540 | 9398
2776 | 7538 | 9396
2777 | 7538 | 9393
2778 | 7538 | 9391
2779 | 7537 | 9390
2780 | 7537 | 9389
2781 | 7532 | 9388
2782 | 7532 | 9387
2783 | 7531 | 9387
2784 | 7527 | 9385
2785 | 7526 | 9382
2786 | 7522 | 9381
2787 | 7521 | 9380
2788 | 7515 | 9380
2789 | 7512 | 9378
2790 | 7511 | 9376
2791 | 7510 | 9375
2792 | 7505 | 9375
2793 | 7504 | 9375
2794 | 7499 | 9372
2795 | 7498 | 9370
2796 | 7495 | 9370
2797 | 7494 | 9370
2798 | 7493 | 9370
2799 | 7493 | 9367
2800 | 7490 | 9364
2801 | 7490 | 9364
2802 | 7489 | 9364
2803 | 7484 | 9363
2804 | 7483 | 9363
2805 | 7481 | 9360
2806 | 7480 | 9359
2807 | 7480 | 9358
2808 | 7475 | 9357
2809 | 7473 | 9355
2810 | 7468 | 9355
2811 | 7461 | 9354
2812 | 7461 | 9350
2813 | 7460 | 9350
2814 | 7459 | 9348
2815 | 7458 | 9347
2816 | 7454 | 9346
2817 | 7454 | 9345
2818 | 7453 | 9345
2819 | 7451 | 9343
2820 | 7450 | 9343
2821 | 7450 | 9338
2822 | 7450 | 9338
2823 | 7448 | 9336
2824 | 7448 | 9335
2825 | 7445 | 9332
2826 | 7445 | 9330
2827 | 7443 | 9330
2828 | 7442 | 9328
2829 | 7442 | 9328
2830 | 7441 | 9328
2831 | 7439 | 9327
2832 | 7438 | 9327
2833 | 7436 | 9325
2834 | 7434 | 9325
2835 | 7434 | 9324
2836 | 7432 | 9322
2837 | 7431 | 9321
2838 | 7430 | 9320
2839 | 7429 | 9319
2840 | 7427 | 9317
2841 | 7427 | 9317
2842 | 7426 | 9315
2843 | 7426 | 9313
2844 | 7423 | 9311
2845 | 7420 | 9309
2846 | 7418 | 9309
2847 | 7418 | 9304
2848 | 7418 | 9304
2849 | 7417 | 9304
2850 | 7416 | 9302
2851 | 7415 | 9301
2852 | 7415 | 9301
2853 | 7415 | 9301
2854 | 7415 | 9297
2855 | 7412 | 9297
2856 | 7411 | 9295
2857 | 7411 | 9293
2858 | 7410 | 9292
2859 | 7409 | 9291
2860 | 7407 | 9291
2861 | 7405 | 9291
2862 | 7404 | 9290
2863 | 7402 | 9289
2864 | 7401 | 9288
2865 | 7401 | 9287
2866 | 7400 | 9287
2867 | 7398 | 9286
2868 | 7395 | 9286
2869 | 7394 | 9281
2870 | 7390 | 9280
2871 | 7389 | 9279
2872 | 7388 | 9279
2873 | 7387 | 9279
2874 | 7387 | 9278
2875 | 7386 | 9274
2876 | 7385 | 9274
2877 | 7383 | 9274
2878 | 7383 | 9273
2879 | 7382 | 9273
2880 | 7379 | 9271
2881 | 7379 | 9269
2882 | 7373 | 9269
2883 | 7369 | 9267
2884 | 7369 | 9265
2885 | 7368 | 9265
2886 | 7367 | 9263
2887 | 7366 | 9262
2888 | 7365 | 9262
2889 | 7365 | 9261
2890 | 7361 | 9260
2891 | 7360 | 9258
2892 | 7353 | 9255
2893 | 7352 | 9254
2894 | 7349 | 9253
2895 | 7349 | 9251
2896 | 7348 | 9250
2897 | 7347 | 9250
2898 | 7346 | 9249
2899 | 7346 | 9247
2900 | 7345 | 9246
2901 | 7338 | 9243
2902 | 7337 | 9241
2903 | 7332 | 9240
2904 | 7331 | 9237
2905 | 7330 | 9237
2906 | 7328 | 9236
2907 | 7325 | 9234
2908 | 7324 | 9233
2909 | 7320 | 9231
2910 | 7320 | 9231
2911 | 7320 | 9230
2912 | 7319 | 9230
2913 | 7311 | 9229
2914 | 7306 | 9228
2915 | 7305 | 9228
2916 | 7305 | 9227
2917 | 7304 | 9226
2918 | 7299 | 9225
2919 | 7298 | 9225
2920 | 7297 | 9224
2921 | 7294 | 9224
2922 | 7293 | 9219
2923 | 7292 | 9219
2924 | 7292 | 9219
2925 | 7290 | 9213
2926 | 7290 | 9212
2927 | 7289 | 9209
2928 | 7288 | 9209
2929 | 7282 | 9208
2930 | 7281 | 9204
2931 | 7281 | 9203
2932 | 7281 | 9203
2933 | 7279 | 9200
2934 | 7278 | 9198
2935 | 7274 | 9197
2936 | 7272 | 9196
2937 | 7272 | 9194
2938 | 7268 | 9193
2939 | 7268 | 9192
2940 | 7265 | 9192
2941 | 7264 | 9191
2942 | 7261 | 9190
2943 | 7260 | 9190
2944 | 7260 | 9187
2945 | 7259 | 9184
2946 | 7257 | 9184
2947 | 7257 | 9183
2948 | 7256 | 9182
2949 | 7255 | 9182
2950 | 7255 | 9180
2951 | 7255 | 9177
2952 | 7250 | 9176
2953 | 7247 | 9175
2954 | 7246 | 9174
2955 | 7245 | 9173
2956 | 7244 | 9172
2957 | 7244 | 9172
2958 | 7243 | 9171
2959 | 7243 | 9170
2960 | 7242 | 9170
2961 | 7241 | 9170
2962 | 7241 | 9165
2963 | 7240 | 9161
2964 | 7236 | 9160
2965 | 7235 | 9159
2966 | 7234 | 9155
2967 | 7228 | 9153
2968 | 7224 | 9153
2969 | 7222 | 9151
2970 | 7222 | 9151
2971 | 7222 | 9147
2972 | 7222 | 9147
2973 | 7218 | 9147
2974 | 7218 | 9147
2975 | 7216 | 9144
2976 | 7215 | 9144
2977 | 7214 | 9142
2978 | 7214 | 9139
2979 | 7212 | 9139
2980 | 7212 | 9139
2981 | 7211 | 9136
2982 | 7211 | 9134
2983 | 7209 | 9134
2984 | 7209 | 9134
2985 | 7208 | 9130
2986 | 7204 | 9128
2987 | 7204 | 9126
2988 | 7203 | 9125
2989 | 7202 | 9124
2990 | 7202 | 9124
2991 | 7197 | 9123
2992 | 7195 | 9122
2993 | 7194 | 9120
2994 | 7192 | 9120
2995 | 7191 | 9117
2996 | 7190 | 9117
2997 | 7188 | 9117
2998 | 7187 | 9116
2999 | 7187 | 9116
3000 | 7186 | 9116
3001 | 7186 | 9114
3002 | 7185 | 9114
3003 | 7183 | 9114
3004 | 7182 | 9112
3005 | 7182 | 9112
3006 | 7181 | 9112
3007 | 7181 | 9111
3008 | 7180 | 9108
3009 | 7179 | 9108
3010 | 7178 | 9106
3011 | 7177 | 9105
3012 | 7176 | 9105
3013 | 7176 | 9105
3014 | 7175 | 9105
3015 | 7172 | 9104
3016 | 7171 | 9104
3017 | 7169 | 9103
3018 | 7167 | 9103
3019 | 7163 | 9101
3020 | 7162 | 9101
3021 | 7162 | 9100
3022 | 7161 | 9100
3023 | 7155 | 9098
3024 | 7153 | 9098
3025 | 7153 | 9097
3026 | 7152 | 9096
3027 | 7152 | 9092
3028 | 7150 | 9092
3029 | 7149 | 9091
3030 | 7148 | 9090
3031 | 7148 | 9090
3032 | 7147 | 9088
3033 | 7144 | 9088
3034 | 7141 | 9087
3035 | 7138 | 9087
3036 | 7138 | 9086
3037 | 7133 | 9085
3038 | 7131 | 9080
3039 | 7128 | 9080
3040 | 7127 | 9079
3041 | 7125 | 9078
3042 | 7123 | 9078
3043 | 7122 | 9078
3044 | 7122 | 9077
3045 | 7115 | 9076
3046 | 7114 | 9075
3047 | 7114 | 9073
3048 | 7112 | 9072
3049 | 7112 | 9070
3050 | 7111 | 9070
3051 | 7111 | 9065
3052 | 7109 | 9062
3053 | 7109 | 9060
3054 | 7107 | 9059
3055 | 7106 | 9058
3056 | 7106 | 9057
3057 | 7106 | 9057
3058 | 7105 | 9055
3059 | 7104 | 9055
3060 | 7101 | 9053
3061 | 7100 | 9052
3062 | 7098 | 9051
3063 | 7097 | 9050
3064 | 7096 | 9049
3065 | 7094 | 9049
3066 | 7089 | 9048
3067 | 7088 | 9045
3068 | 7087 | 9043
3069 | 7087 | 9043
3070 | 7085 | 9043
3071 | 7085 | 9041
3072 | 7084 | 9041
3073 | 7084 | 9040
3074 | 7084 | 9040
3075 | 7080 | 9038
3076 | 7079 | 9038
3077 | 7076 | 9036
3078 | 7075 | 9032
3079 | 7072 | 9030
3080 | 7069 | 9030
3081 | 7067 | 9029
3082 | 7066 | 9026
3083 | 7061 | 9026
3084 | 7061 | 9025
3085 | 7060 | 9025
3086 | 7058 | 9022
3087 | 7058 | 9021
3088 | 7052 | 9019
3089 | 7048 | 9019
3090 | 7045 | 9013
3091 | 7044 | 9012
3092 | 7040 | 9011
3093 | 7038 | 9011
3094 | 7038 | 9009
3095 | 7037 | 9009
3096 | 7037 | 9008
3097 | 7037 | 9007
3098 | 7035 | 9007
3099 | 7035 | 9006
3100 | 7034 | 9005
3101 | 7032 | 9004
3102 | 7030 | 9001
3103 | 7028 | 9000
3104 | 7027 | 8999
3105 | 7027 | 8998
3106 | 7025 | 8998
3107 | 7021 | 8996
3108 | 7021 | 8996
3109 | 7021 | 8995
3110 | 7021 | 8995
3111 | 7020 | 8988
3112 | 7019 | 8988
3113 | 7018 | 8985
3114 | 7017 | 8984
3115 | 7015 | 8984
3116 | 7015 | 8983
3117 | 7010 | 8981
3118 | 7010 | 8981
3119 | 7007 | 8981
3120 | 7006 | 8980
3121 | 7002 | 8980
3122 | 7002 | 8979
3123 | 7001 | 8978
3124 | 6999 | 8977
3125 | 6998 | 8976
3126 | 6997 | 8973
3127 | 6996 | 8973
3128 | 6995 | 8973
3129 | 6995 | 8969
3130 | 6992 | 8968
3131 | 6990 | 8966
3132 | 6986 | 8966
3133 | 6984 | 8965
3134 | 6983 | 8965
3135 | 6981 | 8965
3136 | 6981 | 8963
3137 | 6980 | 8963
3138 | 6978 | 8963
3139 | 6976 | 8962
3140 | 6975 | 8960
3141 | 6973 | 8960
3142 | 6972 | 8960
3143 | 6967 | 8958
3144 | 6965 | 8957
3145 | 6964 | 8955
3146 | 6962 | 8955
3147 | 6961 | 8952
3148 | 6959 | 8951
3149 | 6958 | 8945
3150 | 6956 | 8944
3151 | 6955 | 8942
3152 | 6955 | 8942
3153 | 6952 | 8940
3154 | 6951 | 8937
3155 | 6950 | 8935
3156 | 6941 | 8932
3157 | 6940 | 8931
3158 | 6938 | 8930
3159 | 6933 | 8929
3160 | 6931 | 8928
3161 | 6929 | 8927
3162 | 6927 | 8926
3163 | 6927 | 8924
3164 | 6925 | 8923
3165 | 6925 | 8920
3166 | 6925 | 8920
3167 | 6924 | 8918
3168 | 6923 | 8917
3169 | 6923 | 8916
3170 | 6922 | 8911
3171 | 6916 | 8910
3172 | 6916 | 8909
3173 | 6915 | 8909
3174 | 6913 | 8909
3175 | 6912 | 8908
3176 | 6910 | 8906
3177 | 6910 | 8906
3178 | 6909 | 8906
3179 | 6909 | 8905
3180 | 6906 | 8903
3181 | 6905 | 8901
3182 | 6905 | 8900
3183 | 6901 | 8899
3184 | 6899 | 8897
3185 | 6898 | 8896
3186 | 6895 | 8895
3187 | 6890 | 8894
3188 | 6883 | 8894
3189 | 6882 | 8892
3190 | 6880 | 8888
3191 | 6878 | 8884
3192 | 6875 | 8883
3193 | 6875 | 8883
3194 | 6869 | 8883
3195 | 6868 | 8881
3196 | 6867 | 8881
3197 | 6866 | 8878
3198 | 6865 | 8876
3199 | 6864 | 8875
3200 | 6862 | 8874
3201 | 6860 | 8873
3202 | 6860 | 8869
3203 | 6860 | 8866
3204 | 6856 | 8866
3205 | 6856 | 8865
3206 | 6849 | 8865
3207 | 6847 | 8861
3208 | 6847 | 8861
3209 | 6840 | 8860
3210 | 6838 | 8858
3211 | 6835 | 8858
3212 | 6832 | 8856
3213 | 6832 | 8854
3214 | 6831 | 8853
3215 | 6831 | 8853
3216 | 6829 | 8853
3217 | 6827 | 8852
3218 | 6826 | 8850
3219 | 6821 | 8849
3220 | 6817 | 8848
3221 | 6817 | 8848
3222 | 6816 | 8847
3223 | 6813 | 8844
3224 | 6812 | 8837
3225 | 6809 | 8836
3226 | 6808 | 8835
3227 | 6806 | 8833
3228 | 6801 | 8832
3229 | 6799 | 8832
3230 | 6799 | 8831
3231 | 6798 | 8831
3232 | 6797 | 8829
3233 | 6797 | 8828
3234 | 6794 | 8828
3235 | 6793 | 8828
3236 | 6787 | 8828
3237 | 6784 | 8826
3238 | 6783 | 8825
3239 | 6783 | 8823
3240 | 6781 | 8822
3241 | 6780 | 8821
3242 | 6779 | 8810
3243 | 6767 | 8810
3244 | 6764 | 8809
3245 | 6764 | 8807
3246 | 6763 | 8806
3247 | 6763 | 8805
3248 | 6763 | 8805
3249 | 6762 | 8804
3250 | 6757 | 8803
3251 | 6755 | 8801
3252 | 6755 | 8801
3253 | 6744 | 8800
3254 | 6740 | 8799
3255 | 6737 | 8799
3256 | 6736 | 8795
3257 | 6736 | 8793
3258 | 6735 | 8791
3259 | 6734 | 8790
3260 | 6730 | 8788
3261 | 6730 | 8784
3262 | 6730 | 8783
3263 | 6729 | 8782
3264 | 6728 | 8779
3265 | 6728 | 8778
3266 | 6728 | 8777
3267 | 6728 | 8777
3268 | 6723 | 8777
3269 | 6722 | 8777
3270 | 6721 | 8776
3271 | 6717 | 8775
3272 | 6716 | 8774
3273 | 6714 | 8771
3274 | 6710 | 8770
3275 | 6705 | 8764
3276 | 6704 | 8763
3277 | 6704 | 8762
3278 | 6703 | 8761
3279 | 6701 | 8761
3280 | 6698 | 8759
3281 | 6698 | 8758
3282 | 6697 | 8755
3283 | 6695 | 8747
3284 | 6694 | 8744
3285 | 6688 | 8743
3286 | 6687 | 8742
3287 | 6686 | 8736
3288 | 6683 | 8735
3289 | 6680 | 8734
3290 | 6678 | 8729
3291 | 6677 | 8727
3292 | 6675 | 8726
3293 | 6673 | 8726
3294 | 6671 | 8724
3295 | 6670 | 8723
3296 | 6670 | 8722
3297 | 6669 | 8719
3298 | 6669 | 8717
3299 | 6667 | 8717
3300 | 6666 | 8714
3301 | 6665 | 8712
3302 | 6662 | 8711
3303 | 6662 | 8707
3304 | 6662 | 8707
3305 | 6660 | 8705
3306 | 6660 | 8704
3307 | 6658 | 8704
3308 | 6656 | 8703
3309 | 6655 | 8699
3310 | 6653 | 8698
3311 | 6646 | 8697
3312 | 6646 | 8697
3313 | 6645 | 8694
3314 | 6641 | 8694
3315 | 6641 | 8693
3316 | 6640 | 8693
3317 | 6639 | 8692
3318 | 6638 | 8689
3319 | 6636 | 8689
3320 | 6635 | 8687
3321 | 6635 | 8686
3322 | 6631 | 8685
3323 | 6629 | 8683
3324 | 6626 | 8683
3325 | 6625 | 8682
3326 | 6624 | 8681
3327 | 6622 | 8680
3328 | 6618 | 8680
3329 | 6617 | 8674
3330 | 6616 | 8671
3331 | 6616 | 8671
3332 | 6611 | 8665
3333 | 6606 | 8662
3334 | 6602 | 8659
3335 | 6601 | 8658
3336 | 6601 | 8656
3337 | 6598 | 8656
3338 | 6597 | 8654
3339 | 6596 | 8654
3340 | 6595 | 8651
3341 | 6592 | 8644
3342 | 6590 | 8642
3343 | 6586 | 8642
3344 | 6584 | 8641
3345 | 6584 | 8641
3346 | 6584 | 8640
3347 | 6583 | 8639
3348 | 6580 | 8639
3349 | 6578 | 8637
3350 | 6577 | 8636
3351 | 6577 | 8634
3352 | 6576 | 8634
3353 | 6575 | 8630
3354 | 6571 | 8629
3355 | 6563 | 8627
3356 | 6561 | 8626
3357 | 6557 | 8626
3358 | 6557 | 8623
3359 | 6556 | 8618
3360 | 6553 | 8618
3361 | 6551 | 8617
3362 | 6548 | 8617
3363 | 6544 | 8616
3364 | 6544 | 8614
3365 | 6539 | 8613
3366 | 6538 | 8612
3367 | 6538 | 8611
3368 | 6536 | 8610
3369 | 6533 | 8610
3370 | 6530 | 8608
3371 | 6530 | 8608
3372 | 6530 | 8606
3373 | 6528 | 8605
3374 | 6526 | 8602
3375 | 6525 | 8598
3376 | 6523 | 8598
3377 | 6522 | 8597
3378 | 6521 | 8596
3379 | 6520 | 8596
3380 | 6519 | 8595
3381 | 6517 | 8594
3382 | 6515 | 8594
3383 | 6515 | 8585
3384 | 6514 | 8585
3385 | 6509 | 8583
3386 | 6507 | 8583
3387 | 6506 | 8579
3388 | 6504 | 8579
3389 | 6499 | 8578
3390 | 6499 | 8577
3391 | 6499 | 8572
3392 | 6495 | 8568
3393 | 6495 | 8567
3394 | 6495 | 8566
3395 | 6494 | 8562
3396 | 6492 | 8560
3397 | 6491 | 8559
3398 | 6489 | 8559
3399 | 6486 | 8558
3400 | 6482 | 8557
3401 | 6482 | 8557
3402 | 6478 | 8555
3403 | 6472 | 8554
3404 | 6470 | 8554
3405 | 6470 | 8553
3406 | 6469 | 8551
3407 | 6468 | 8551
3408 | 6465 | 8551
3409 | 6464 | 8551
3410 | 6462 | 8549
3411 | 6457 | 8547
3412 | 6457 | 8547
3413 | 6456 | 8546
3414 | 6455 | 8546
3415 | 6452 | 8546
3416 | 6452 | 8541
3417 | 6452 | 8541
3418 | 6449 | 8540
3419 | 6448 | 8540
3420 | 6448 | 8538
3421 | 6447 | 8532
3422 | 6446 | 8532
3423 | 6445 | 8530
3424 | 6444 | 8530
3425 | 6444 | 8530
3426 | 6443 | 8529
3427 | 6443 | 8525
3428 | 6442 | 8525
3429 | 6441 | 8523
3430 | 6440 | 8522
3431 | 6439 | 8522
3432 | 6435 | 8521
3433 | 6435 | 8520
3434 | 6435 | 8518
3435 | 6433 | 8516
3436 | 6433 | 8515
3437 | 6432 | 8513
3438 | 6430 | 8511
3439 | 6430 | 8510
3440 | 6429 | 8509
3441 | 6428 | 8506
3442 | 6428 | 8506
3443 | 6428 | 8503
3444 | 6424 | 8502
3445 | 6424 | 8502
3446 | 6424 | 8502
3447 | 6420 | 8501
3448 | 6419 | 8499
3449 | 6419 | 8496
3450 | 6416 | 8496
3451 | 6415 | 8495
3452 | 6415 | 8495
3453 | 6414 | 8491
3454 | 6413 | 8491
3455 | 6411 | 8488
3456 | 6408 | 8486
3457 | 6401 | 8486
3458 | 6397 | 8485
3459 | 6395 | 8484
3460 | 6395 | 8483
3461 | 6392 | 8482
3462 | 6390 | 8482
3463 | 6389 | 8480
3464 | 6387 | 8473
3465 | 6386 | 8472
3466 | 6386 | 8470
3467 | 6385 | 8469
3468 | 6380 | 8469
3469 | 6378 | 8467
3470 | 6376 | 8466
3471 | 6376 | 8466
3472 | 6373 | 8466
3473 | 6371 | 8460
3474 | 6370 | 8459
3475 | 6369 | 8459
3476 | 6369 | 8458
3477 | 6368 | 8457
3478 | 6368 | 8456
3479 | 6366 | 8455
3480 | 6365 | 8455
3481 | 6365 | 8454
3482 | 6363 | 8451
3483 | 6362 | 8448
3484 | 6362 | 8446
3485 | 6360 | 8445
3486 | 6358 | 8443
3487 | 6358 | 8443
3488 | 6356 | 8442
3489 | 6355 | 8440
3490 | 6349 | 8438
3491 | 6344 | 8436
3492 | 6340 | 8436
3493 | 6340 | 8434
3494 | 6339 | 8431
3495 | 6339 | 8430
3496 | 6337 | 8429
3497 | 6337 | 8429
3498 | 6335 | 8424
3499 | 6335 | 8421
3500 | 6334 | 8418
3501 | 6333 | 8416
3502 | 6333 | 8415
3503 | 6331 | 8408
3504 | 6330 | 8407
3505 | 6328 | 8404
3506 | 6326 | 8402
3507 | 6324 | 8402
3508 | 6323 | 8402
3509 | 6320 | 8401
3510 | 6318 | 8400
3511 | 6317 | 8399
3512 | 6316 | 8397
3513 | 6316 | 8396
3514 | 6313 | 8389
3515 | 6313 | 8389
3516 | 6307 | 8389
3517 | 6307 | 8389
3518 | 6307 | 8388
3519 | 6307 | 8388
3520 | 6302 | 8387
3521 | 6299 | 8385
3522 | 6295 | 8384
3523 | 6294 | 8379
3524 | 6293 | 8379
3525 | 6291 | 8378
3526 | 6290 | 8378
3527 | 6287 | 8378
3528 | 6283 | 8377
3529 | 6282 | 8376
3530 | 6281 | 8374
3531 | 6278 | 8373
3532 | 6278 | 8373
3533 | 6277 | 8372
3534 | 6273 | 8370
3535 | 6272 | 8370
3536 | 6270 | 8365
3537 | 6269 | 8362
3538 | 6264 | 8358
3539 | 6261 | 8357
3540 | 6257 | 8357
3541 | 6256 | 8355
3542 | 6256 | 8353
3543 | 6253 | 8351
3544 | 6251 | 8346
3545 | 6250 | 8344
3546 | 6245 | 8341
3547 | 6244 | 8339
3548 | 6243 | 8339
3549 | 6242 | 8337
3550 | 6242 | 8333
3551 | 6241 | 8327
3552 | 6240 | 8327
3553 | 6239 | 8327
3554 | 6239 | 8325
3555 | 6239 | 8325
3556 | 6237 | 8319
3557 | 6237 | 8318
3558 | 6236 | 8317
3559 | 6234 | 8317
3560 | 6231 | 8316
3561 | 6230 | 8312
3562 | 6230 | 8309
3563 | 6229 | 8309
3564 | 6228 | 8307
3565 | 6226 | 8304
3566 | 6226 | 8303
3567 | 6225 | 8303
3568 | 6225 | 8301
3569 | 6224 | 8299
3570 | 6222 | 8299
3571 | 6221 | 8297
3572 | 6221 | 8297
3573 | 6216 | 8294
3574 | 6212 | 8293
3575 | 6209 | 8291
3576 | 6209 | 8290
3577 | 6208 | 8289
3578 | 6208 | 8287
3579 | 6205 | 8286
3580 | 6205 | 8286
3581 | 6204 | 8283
3582 | 6203 | 8283
3583 | 6198 | 8280
3584 | 6195 | 8279
3585 | 6191 | 8277
3586 | 6191 | 8274
3587 | 6190 | 8273
3588 | 6189 | 8273
3589 | 6189 | 8272
3590 | 6188 | 8272
3591 | 6187 | 8269
3592 | 6184 | 8269
3593 | 6183 | 8268
3594 | 6178 | 8267
3595 | 6175 | 8261
3596 | 6171 | 8259
3597 | 6168 | 8257
3598 | 6168 | 8255
3599 | 6167 | 8254
3600 | 6166 | 8245
3601 | 6164 | 8244
3602 | 6164 | 8242
3603 | 6162 | 8233
3604 | 6157 | 8232
3605 | 6156 | 8229
3606 | 6154 | 8226
3607 | 6152 | 8224
3608 | 6151 | 8219
3609 | 6149 | 8217
3610 | 6149 | 8216
3611 | 6149 | 8214
3612 | 6147 | 8208
3613 | 6145 | 8204
3614 | 6141 | 8203
3615 | 6140 | 8202
3616 | 6139 | 8201
3617 | 6139 | 8200
3618 | 6138 | 8196
3619 | 6138 | 8196
3620 | 6136 | 8196
3621 | 6131 | 8194
3622 | 6129 | 8194
3623 | 6129 | 8194
3624 | 6126 | 8193
3625 | 6125 | 8191
3626 | 6124 | 8191
3627 | 6124 | 8187
3628 | 6124 | 8184
3629 | 6124 | 8184
3630 | 6123 | 8183
3631 | 6121 | 8178
3632 | 6119 | 8177
3633 | 6118 | 8176
3634 | 6118 | 8174
3635 | 6118 | 8173
3636 | 6112 | 8172
3637 | 6111 | 8172
3638 | 6107 | 8172
3639 | 6105 | 8166
3640 | 6100 | 8164
3641 | 6099 | 8160
3642 | 6097 | 8157
3643 | 6096 | 8150
3644 | 6095 | 8147
3645 | 6091 | 8147
3646 | 6089 | 8138
3647 | 6088 | 8136
3648 | 6087 | 8136
3649 | 6081 | 8135
3650 | 6080 | 8133
3651 | 6078 | 8133
3652 | 6078 | 8133
3653 | 6075 | 8131
3654 | 6071 | 8130
3655 | 6070 | 8129
3656 | 6070 | 8128
3657 | 6067 | 8127
3658 | 6066 | 8126
3659 | 6065 | 8118
3660 | 6062 | 8114
3661 | 6062 | 8113
3662 | 6060 | 8113
3663 | 6059 | 8110
3664 | 6058 | 8108
3665 | 6057 | 8107
3666 | 6055 | 8103
3667 | 6052 | 8102
3668 | 6052 | 8101
3669 | 6050 | 8101
3670 | 6049 | 8098
3671 | 6049 | 8098
3672 | 6049 | 8097
3673 | 6046 | 8096
3674 | 6045 | 8096
3675 | 6044 | 8094
3676 | 6043 | 8093
3677 | 6042 | 8087
3678 | 6040 | 8087
3679 | 6039 | 8081
3680 | 6037 | 8080
3681 | 6032 | 8079
3682 | 6031 | 8077
3683 | 6031 | 8076
3684 | 6031 | 8075
3685 | 6028 | 8074
3686 | 6028 | 8073
3687 | 6026 | 8073
3688 | 6024 | 8072
3689 | 6023 | 8071
3690 | 6022 | 8069
3691 | 6020 | 8068
3692 | 6013 | 8065
3693 | 6007 | 8061
3694 | 6005 | 8061
3695 | 6004 | 8059
3696 | 5996 | 8059
3697 | 5994 | 8059
3698 | 5993 | 8059
3699 | 5989 | 8058
3700 | 5988 | 8053
3701 | 5987 | 8052
3702 | 5982 | 8045
3703 | 5980 | 8044
3704 | 5979 | 8043
3705 | 5974 | 8041
3706 | 5974 | 8040
3707 | 5974 | 8038
3708 | 5968 | 8034
3709 | 5966 | 8033
3710 | 5964 | 8031
3711 | 5962 | 8028
3712 | 5961 | 8025
3713 | 5960 | 8020
3714 | 5957 | 8020
3715 | 5957 | 8016
3716 | 5956 | 8016
3717 | 5956 | 8015
3718 | 5953 | 8014
3719 | 5949 | 8014
3720 | 5949 | 8010
3721 | 5943 | 7999
3722 | 5940 | 7998
3723 | 5936 | 7997
3724 | 5934 | 7995
3725 | 5930 | 7989
3726 | 5928 | 7988
3727 | 5925 | 7983
3728 | 5925 | 7980
3729 | 5923 | 7979
3730 | 5921 | 7976
3731 | 5921 | 7975
3732 | 5919 | 7973
3733 | 5917 | 7968
3734 | 5915 | 7968
3735 | 5914 | 7966
3736 | 5914 | 7965
3737 | 5912 | 7961
3738 | 5909 | 7961
3739 | 5907 | 7959
3740 | 5906 | 7953
3741 | 5906 | 7953
3742 | 5905 | 7951
3743 | 5904 | 7950
3744 | 5904 | 7947
3745 | 5903 | 7947
3746 | 5901 | 7946
3747 | 5901 | 7944
3748 | 5897 | 7943
3749 | 5891 | 7941
3750 | 5889 | 7938
3751 | 5887 | 7934
3752 | 5886 | 7933
3753 | 5885 | 7932
3754 | 5885 | 7932
3755 | 5884 | 7929
3756 | 5884 | 7928
3757 | 5883 | 7925
3758 | 5882 | 7925
3759 | 5880 | 7921
3760 | 5880 | 7920
3761 | 5878 | 7919
3762 | 5876 | 7917
3763 | 5876 | 7917
3764 | 5875 | 7912
3765 | 5870 | 7912
3766 | 5865 | 7909
3767 | 5865 | 7909
3768 | 5856 | 7908
3769 | 5855 | 7907
3770 | 5855 | 7902
3771 | 5854 | 7901
3772 | 5853 | 7900
3773 | 5853 | 7898
3774 | 5852 | 7893
3775 | 5850 | 7892
3776 | 5848 | 7887
3777 | 5843 | 7884
3778 | 5838 | 7880
3779 | 5838 | 7877
3780 | 5838 | 7876
3781 | 5835 | 7875
3782 | 5832 | 7874
3783 | 5828 | 7874
3784 | 5825 | 7873
3785 | 5822 | 7872
3786 | 5820 | 7869
3787 | 5819 | 7868
3788 | 5819 | 7865
3789 | 5817 | 7858
3790 | 5815 | 7857
3791 | 5814 | 7857
3792 | 5814 | 7854
3793 | 5812 | 7851
3794 | 5811 | 7839
3795 | 5810 | 7834
3796 | 5810 | 7828
3797 | 5809 | 7828
3798 | 5803 | 7827
3799 | 5802 | 7822
3800 | 5801 | 7813
3801 | 5799 | 7810
3802 | 5797 | 7808
3803 | 5797 | 7807
3804 | 5796 | 7802
3805 | 5795 | 7799
3806 | 5795 | 7799
3807 | 5794 | 7790
3808 | 5793 | 7788
3809 | 5787 | 7788
3810 | 5785 | 7784
3811 | 5782 | 7774
3812 | 5780 | 7774
3813 | 5780 | 7772
3814 | 5780 | 7772
3815 | 5779 | 7770
3816 | 5779 | 7770
3817 | 5779 | 7770
3818 | 5778 | 7769
3819 | 5773 | 7768
3820 | 5771 | 7768
3821 | 5758 | 7766
3822 | 5757 | 7764
3823 | 5755 | 7762
3824 | 5755 | 7758
3825 | 5752 | 7757
3826 | 5752 | 7751
3827 | 5740 | 7751
3828 | 5739 | 7750
3829 | 5733 | 7749
3830 | 5732 | 7743
3831 | 5730 | 7740
3832 | 5725 | 7739
3833 | 5723 | 7735
3834 | 5722 | 7730
3835 | 5721 | 7729
3836 | 5721 | 7726
3837 | 5719 | 7723
3838 | 5718 | 7718
3839 | 5716 | 7714
3840 | 5714 | 7708
3841 | 5711 | 7708
3842 | 5711 | 7708
3843 | 5710 | 7701
3844 | 5709 | 7701
3845 | 5708 | 7700
3846 | 5706 | 7698
3847 | 5706 | 7696
3848 | 5702 | 7696
3849 | 5702 | 7695
3850 | 5699 | 7691
3851 | 5698 | 7691
3852 | 5696 | 7690
3853 | 5695 | 7681
3854 | 5692 | 7680
3855 | 5691 | 7675
3856 | 5686 | 7673
3857 | 5685 | 7672
3858 | 5684 | 7667
3859 | 5678 | 7663
3860 | 5676 | 7662
3861 | 5676 | 7661
3862 | 5676 | 7656
3863 | 5672 | 7655
3864 | 5672 | 7655
3865 | 5671 | 7654
3866 | 5671 | 7649
3867 | 5669 | 7647
3868 | 5667 | 7646
3869 | 5667 | 7638
3870 | 5667 | 7638
3871 | 5666 | 7632
3872 | 5662 | 7632
3873 | 5661 | 7631
3874 | 5653 | 7628
3875 | 5651 | 7628
3876 | 5649 | 7627
3877 | 5649 | 7626
3878 | 5649 | 7625
3879 | 5641 | 7625
3880 | 5640 | 7620
3881 | 5639 | 7614
3882 | 5638 | 7613
3883 | 5638 | 7612
3884 | 5636 | 7608
3885 | 5636 | 7606
3886 | 5634 | 7602
3887 | 5632 | 7601
3888 | 5632 | 7598
3889 | 5627 | 7596
3890 | 5626 | 7591
3891 | 5623 | 7590
3892 | 5621 | 7577
3893 | 5618 | 7569
3894 | 5613 | 7564
3895 | 5612 | 7563
3896 | 5605 | 7561
3897 | 5602 | 7556
3898 | 5601 | 7548
3899 | 5600 | 7546
3900 | 5599 | 7538
3901 | 5594 | 7532
3902 | 5591 | 7530
3903 | 5586 | 7528
3904 | 5586 | 7522
3905 | 5584 | 7522
3906 | 5584 | 7517
3907 | 5582 | 7512
3908 | 5579 | 7509
3909 | 5578 | 7502
3910 | 5577 | 7501
3911 | 5576 | 7501
3912 | 5571 | 7498
3913 | 5570 | 7495
3914 | 5565 | 7494
3915 | 5562 | 7492
3916 | 5552 | 7490
3917 | 5549 | 7485
3918 | 5543 | 7483
3919 | 5541 | 7482
3920 | 5539 | 7478
3921 | 5539 | 7476
3922 | 5536 | 7474
3923 | 5529 | 7471
3924 | 5528 | 7470
3925 | 5525 | 7469
3926 | 5524 | 7459
3927 | 5523 | 7458
3928 | 5521 | 7455
3929 | 5519 | 7453
3930 | 5515 | 7453
3931 | 5514 | 7450
3932 | 5511 | 7449
3933 | 5509 | 7448
3934 | 5507 | 7442
3935 | 5503 | 7441
3936 | 5502 | 7440
3937 | 5501 | 7439
3938 | 5500 | 7437
3939 | 5498 | 7429
3940 | 5496 | 7428
3941 | 5496 | 7426
3942 | 5494 | 7424
3943 | 5483 | 7417
3944 | 5482 | 7416
3945 | 5482 | 7412
3946 | 5476 | 7411
3947 | 5473 | 7408
3948 | 5473 | 7405
3949 | 5473 | 7403
3950 | 5470 | 7398
3951 | 5466 | 7394
3952 | 5463 | 7394
3953 | 5458 | 7394
3954 | 5457 | 7392
3955 | 5450 | 7388
3956 | 5449 | 7384
3957 | 5447 | 7379
3958 | 5447 | 7371
3959 | 5444 | 7365
3960 | 5442 | 7364
3961 | 5439 | 7361
3962 | 5438 | 7354
3963 | 5436 | 7345
3964 | 5433 | 7341
3965 | 5427 | 7341
3966 | 5420 | 7334
3967 | 5416 | 7334
3968 | 5414 | 7326
3969 | 5413 | 7323
3970 | 5407 | 7322
3971 | 5403 | 7319
3972 | 5401 | 7316
3973 | 5395 | 7316
3974 | 5394 | 7305
3975 | 5390 | 7305
3976 | 5390 | 7304
3977 | 5389 | 7302
3978 | 5388 | 7297
3979 | 5387 | 7296
3980 | 5383 | 7294
3981 | 5379 | 7294
3982 | 5378 | 7291
3983 | 5376 | 7290
3984 | 5371 | 7289
3985 | 5368 | 7286
3986 | 5366 | 7283
3987 | 5363 | 7282
3988 | 5362 | 7282
3989 | 5361 | 7276
3990 | 5360 | 7273
3991 | 5352 | 7271
3992 | 5351 | 7271
3993 | 5348 | 7270
3994 | 5345 | 7270
3995 | 5338 | 7267
3996 | 5337 | 7266
3997 | 5337 | 7266
3998 | 5334 | 7265
3999 | 5331 | 7264
4000 | 5330 | 7262
4001 | 5329 | 7259
4002 | 5321 | 7257
4003 | 5318 | 7250
4004 | 5317 | 7249
4005 | 5312 | 7247
4006 | 5311 | 7246
4007 | 5309 | 7245
4008 | 5308 | 7242
4009 | 5308 | 7241
4010 | 5303 | 7239
4011 | 5302 | 7238
4012 | 5296 | 7235
4013 | 5295 | 7234
4014 | 5292 | 7233
4015 | 5290 | 7226
4016 | 5290 | 7220
4017 | 5287 | 7217
4018 | 5283 | 7217
4019 | 5283 | 7217
4020 | 5282 | 7215
4021 | 5274 | 7214
4022 | 5274 | 7209
4023 | 5272 | 7205
4024 | 5272 | 7203
4025 | 5271 | 7198
4026 | 5269 | 7195
4027 | 5267 | 7194
4028 | 5266 | 7191
4029 | 5265 | 7180
4030 | 5258 | 7179
4031 | 5251 | 7179
4032 | 5241 | 7178
4033 | 5231 | 7173
4034 | 5229 | 7167
4035 | 5222 | 7166
4036 | 5212 | 7164
4037 | 5207 | 7159
4038 | 5207 | 7157
4039 | 5206 | 7156
4040 | 5202 | 7153
4041 | 5197 | 7142
4042 | 5189 | 7138
4043 | 5188 | 7131
4044 | 5185 | 7130
4045 | 5184 | 7130
4046 | 5182 | 7128
4047 | 5180 | 7127
4048 | 5175 | 7125
4049 | 5172 | 7122
4050 | 5170 | 7117
4051 | 5170 | 7109
4052 | 5164 | 7087
4053 | 5163 | 7087
4054 | 5160 | 7086
4055 | 5158 | 7082
4056 | 5158 | 7080
4057 | 5146 | 7080
4058 | 5145 | 7079
4059 | 5139 | 7075
4060 | 5136 | 7073
4061 | 5134 | 7072
4062 | 5128 | 7063
4063 | 5119 | 7061
4064 | 5119 | 7061
4065 | 5116 | 7057
4066 | 5111 | 7056
4067 | 5099 | 7051
4068 | 5099 | 7049
4069 | 5092 | 7046
4070 | 5091 | 7041
4071 | 5091 | 7037
4072 | 5089 | 7035
4073 | 5087 | 7034
4074 | 5086 | 7020
4075 | 5083 | 7015
4076 | 5075 | 7015
4077 | 5060 | 7014
4078 | 5058 | 7006
4079 | 5055 | 7006
4080 | 5053 | 7006
4081 | 5051 | 7005
4082 | 5050 | 7002
4083 | 5049 | 6986
4084 | 5044 | 6986
4085 | 5044 | 6986
4086 | 5040 | 6981
4087 | 5036 | 6979
4088 | 5031 | 6976
4089 | 5029 | 6975
4090 | 5027 | 6972
4091 | 5024 | 6970
4092 | 5024 | 6966
4093 | 5021 | 6965
4094 | 5021 | 6956
4095 | 5019 | 6956
4096 | 5019 | 6951
4097 | 5016 | 6947
4098 | 5015 | 6946
4099 | 5014 | 6944
4100 | 5006 | 6940
4101 | 5002 | 6938
4102 | 4997 | 6935
4103 | 4997 | 6924
4104 | 4989 | 6922
4105 | 4983 | 6918
4106 | 4983 | 6917
4107 | 4979 | 6916
4108 | 4974 | 6916
4109 | 4974 | 6914
4110 | 4968 | 6909
4111 | 4965 | 6903
4112 | 4953 | 6902
4113 | 4949 | 6893
4114 | 4949 | 6891
4115 | 4945 | 6887
4116 | 4940 | 6886
4117 | 4938 | 6880
4118 | 4927 | 6876
4119 | 4917 | 6873
4120 | 4910 | 6857
4121 | 4906 | 6854
4122 | 4906 | 6852
4123 | 4898 | 6850
4124 | 4897 | 6848
4125 | 4891 | 6848
4126 | 4890 | 6846
4127 | 4888 | 6846
4128 | 4882 | 6844
4129 | 4879 | 6843
4130 | 4879 | 6842
4131 | 4877 | 6838
4132 | 4874 | 6838
4133 | 4863 | 6837
4134 | 4859 | 6832
4135 | 4856 | 6830
4136 | 4856 | 6830
4137 | 4855 | 6828
4138 | 4854 | 6821
4139 | 4854 | 6814
4140 | 4854 | 6813
4141 | 4843 | 6813
4142 | 4838 | 6809
4143 | 4833 | 6808
4144 | 4830 | 6808
4145 | 4826 | 6804
4146 | 4823 | 6803
4147 | 4822 | 6801
4148 | 4796 | 6792
4149 | 4796 | 6785
4150 | 4795 | 6785
4151 | 4793 | 6781
4152 | 4793 | 6776
4153 | 4793 | 6769
4154 | 4791 | 6769
4155 | 4786 | 6767
4156 | 4780 | 6758
4157 | 4779 | 6757
4158 | 4777 | 6749
4159 | 4777 | 6739
4160 | 4763 | 6735
4161 | 4758 | 6733
4162 | 4749 | 6721
4163 | 4748 | 6718
4164 | 4741 | 6697
4165 | 4737 | 6671
4166 | 4731 | 6663
4167 | 4730 | 6661
4168 | 4728 | 6646
4169 | 4725 | 6645
4170 | 4723 | 6643
4171 | 4722 | 6634
4172 | 4722 | 6631
4173 | 4722 | 6627
4174 | 4720 | 6627
4175 | 4719 | 6626
4176 | 4713 | 6623
4177 | 4712 | 6622
4178 | 4710 | 6619
4179 | 4707 | 6618
4180 | 4703 | 6610
4181 | 4703 | 6606
4182 | 4694 | 6604
4183 | 4694 | 6604
4184 | 4674 | 6602
4185 | 4674 | 6599
4186 | 4666 | 6591
4187 | 4665 | 6588
4188 | 4662 | 6584
4189 | 4649 | 6584
4190 | 4647 | 6582
4191 | 4645 | 6577
4192 | 4643 | 6576
4193 | 4641 | 6574
4194 | 4636 | 6568
4195 | 4636 | 6561
4196 | 4634 | 6557
4197 | 4630 | 6556
4198 | 4630 | 6556
4199 | 4622 | 6549
4200 | 4611 | 6545
4201 | 4609 | 6541
4202 | 4603 | 6540
4203 | 4601 | 6537
4204 | 4597 | 6535
4205 | 4594 | 6533
4206 | 4584 | 6531
4207 | 4583 | 6524
4208 | 4580 | 6515
4209 | 4576 | 6508
4210 | 4576 | 6498
4211 | 4563 | 6496
4212 | 4559 | 6495
4213 | 4555 | 6491
4214 | 4554 | 6490
4215 | 4554 | 6485
4216 | 4551 | 6480
4217 | 4544 | 6480
4218 | 4543 | 6468
4219 | 4542 | 6467
4220 | 4536 | 6466
4221 | 4518 | 6460
4222 | 4508 | 6457
4223 | 4507 | 6448
4224 | 4506 | 6446
4225 | 4499 | 6440
4226 | 4498 | 6437
4227 | 4487 | 6428
4228 | 4486 | 6425
4229 | 4484 | 6421
4230 | 4483 | 6419
4231 | 4473 | 6419
4232 | 4470 | 6417
4233 | 4466 | 6402
4234 | 4462 | 6400
4235 | 4461 | 6390
4236 | 4460 | 6358
4237 | 4455 | 6346
4238 | 4451 | 6344
4239 | 4449 | 6337
4240 | 4445 | 6332
4241 | 4444 | 6327
4242 | 4444 | 6318
4243 | 4424 | 6309
4244 | 4423 | 6307
4245 | 4418 | 6300
4246 | 4417 | 6272
4247 | 4416 | 6263
4248 | 4414 | 6258
4249 | 4413 | 6256
4250 | 4408 | 6256
4251 | 4405 | 6255
4252 | 4398 | 6244
4253 | 4388 | 6244
4254 | 4378 | 6240
4255 | 4376 | 6240
4256 | 4372 | 6229
4257 | 4371 | 6223
4258 | 4369 | 6222
4259 | 4369 | 6221
4260 | 4361 | 6210
4261 | 4353 | 6209
4262 | 4352 | 6198
4263 | 4351 | 6192
4264 | 4347 | 6186
4265 | 4338 | 6172
4266 | 4337 | 6163
4267 | 4313 | 6162
4268 | 4310 | 6162
4269 | 4301 | 6159
4270 | 4293 | 6152
4271 | 4284 | 6132
4272 | 4284 | 6130
4273 | 4283 | 6124
4274 | 4283 | 6119
4275 | 4283 | 6119
4276 | 4281 | 6110
4277 | 4280 | 6093
4278 | 4274 | 6076
4279 | 4273 | 6056
4280 | 4271 | 6040
4281 | 4269 | 6024
4282 | 4269 | 6005
4283 | 4267 | 6001
4284 | 4262 | 5969
4285 | 4248 | 5946
4286 | 4243 | 5939
4287 | 4243 | 5909
4288 | 4226 | 5900
4289 | 4225 | 5890
4290 | 4217 | 5885
4291 | 4206 | 5883
4292 | 4197 | 5870
4293 | 4190 | 5863
4294 | 4182 | 5861
4295 | 4172 | 5858
4296 | 4170 | 5837
4297 | 4153 | 5829
4298 | 4151 | 5790
4299 | 4150 | 5787
4300 | 4146 | 5782
4301 | 4123 | 5776
4302 | 4107 | 5774
4303 | 4105 | 5766
4304 | 4098 | 5766
4305 | 4092 | 5757
4306 | 4088 | 5729
4307 | 4079 | 5727
4308 | 4067 | 5721
4309 | 4066 | 5709
4310 | 4060 | 5701
4311 | 4053 | 5698
4312 | 4050 | 5689
4313 | 4050 | 5682
4314 | 4048 | 5643
4315 | 4039 | 5626
4316 | 4036 | 5537
4317 | 4034 | 5473
4318 | 4028 | 5443
4319 | 4004 | 5422
4320 | 3995 | 5417
4321 | 3990 | 5410
4322 | 3980 | 5378
4323 | 3979 | 5358
4324 | 3964 | 5342
4325 | 3932 | 5286
4326 | 3911 | 5266
4327 | 3909 | 5260
4328 | 3885 | 5251
4329 | 3878 | 5196
4330 | 3868 | 5173
4331 | 3863 | 5154
4332 | 3858 | 5137
4333 | 3855 | 5132
4334 | 3854 | 5119
4335 | 3845 | 5110
4336 | 3831 | 4960
4337 | 3829 | 4955
4338 | 3811 | 4946
4339 | 3801 | 4922
4340 | 3796 | 4713
4341 | 3793 | 4536
4342 | 3761 | 4514
4343 | 3747 | 4441
4344 | 3729 | 4359
4345 | 3728
4346 | 3701
4347 | 3701
4348 | 3695
4349 | 3686
4350 | 3685
4351 | 3680
4352 | 3678
4353 | 3670
4354 | 3643
4355 | 3634
4356 | 3625
4357 | 3614
4358 | 3612
4359 | 3571
4360 | 3563
4361 | 3553
4362 | 3553
4363 | 3552
4364 | 3533
4365 | 3513
4366 | 3495
4367 | 3458
4368 | 3455
4369 | 3432
4370 | 3431
4371 | 3425
4372 | 3420
4373 | 3416
4374 | 3404
4375 | 3387
4376 | 3368
4377 | 3360
4378 | 3348
4379 | 3343
4380 | 3317
4381 | 3315
4382 | 3275
4383 | 3259
4384 | 3250
4385 | 3249
4386 | 3241
4387 | 3227
4388 | 3219
4389 | 3215
4390 | 3206
4391 | 3194
4392 | 3193
4393 | 3178
4394 | 3166
4395 | 3094
4396 | 3080
4397 | 3076
4398 | 3069
4399 | 3064
4400 | 3029
4401 | 3020
4402 | 3007
4403 | 2979
4404 | 2905
4405 | 2892
4406 | 2880
4407 | 2753
4408 | 2637
4409 | 2592
4410 | 2586
4411 | 2289
4412 | 1710
4413 | 1469
4414 | 1456
4415 | 1377
4416 | 1350
Back to main menu

## Figure 16
Back to main menu
Figure 16: Unserved Energy Duration Curve
Duration curve for Index | 2026 | 2030 | 2050
| Unserved Energy (MW) | Unserved Energy (MW) | Unserved Energy (MW)
1 | 331 | 5656 | 18530
2 | 82 | 5262 | 18103
3 | 82 | 5253 | 17966
4 | 76 | 5105 | 17863
5 | 34 | 5089 | 17848
6 | 28 | 5080 | 17792
7 | 9 | 5015 | 17751
8 | 3 | 4970 | 17701
9 | 3 | 4865 | 17664
10 | 0 | 4854 | 17639
11 | 0 | 4812 | 17568
12 | 0 | 4809 | 17559
13 | 0 | 4762 | 17537
14 | 0 | 4743 | 17536
15 | 0 | 4742 | 17461
16 | 0 | 4669 | 17449
17 | 0 | 4633 | 17421
18 | 0 | 4610 | 17342
19 | 0 | 4595 | 17238
20 | 0 | 4581 | 17238
21 | 0 | 4552 | 17218
22 | 0 | 4527 | 17167
23 | 0 | 4511 | 17152
24 | 0 | 4445 | 17141
25 | 0 | 4435 | 17133
26 | 0 | 4412 | 17119
27 | 0 | 4332 | 17116
28 | 0 | 4275 | 17075
29 | 0 | 4237 | 17065
30 | 0 | 4182 | 17056
31 | 0 | 4044 | 17056
32 | 0 | 4008 | 17022
33 | 0 | 3996 | 17021
34 | 0 | 3903 | 17008
35 | 0 | 3844 | 16997
36 | 0 | 3823 | 16994
37 | 0 | 3814 | 16978
38 | 0 | 3800 | 16961
39 | 0 | 3767 | 16953
40 | 0 | 3739 | 16940
41 | 0 | 3690 | 16920
42 | 0 | 3671 | 16908
43 | 0 | 3603 | 16896
44 | 0 | 3581 | 16879
45 | 0 | 3571 | 16859
46 | 0 | 3548 | 16857
47 | 0 | 3535 | 16826
48 | 0 | 3513 | 16806
49 | 0 | 3501 | 16802
50 | 0 | 3486 | 16798
51 | 0 | 3479 | 16764
52 | 0 | 3462 | 16746
53 | 0 | 3462 | 16744
54 | 0 | 3456 | 16733
55 | 0 | 3430 | 16680
56 | 0 | 3422 | 16678
57 | 0 | 3414 | 16661
58 | 0 | 3401 | 16654
59 | 0 | 3400 | 16652
60 | 0 | 3395 | 16651
61 | 0 | 3384 | 16642
62 | 0 | 3344 | 16625
63 | 0 | 3336 | 16610
64 | 0 | 3330 | 16585
65 | 0 | 3300 | 16581
66 | 0 | 3278 | 16572
67 | 0 | 3244 | 16557
68 | 0 | 3232 | 16556
69 | 0 | 3229 | 16554
70 | 0 | 3228 | 16545
71 | 0 | 3226 | 16543
72 | 0 | 3219 | 16541
73 | 0 | 3197 | 16525
74 | 0 | 3191 | 16513
75 | 0 | 3186 | 16507
76 | 0 | 3185 | 16479
77 | 0 | 3183 | 16456
78 | 0 | 3160 | 16455
79 | 0 | 3153 | 16442
80 | 0 | 3137 | 16436
81 | 0 | 3107 | 16419
82 | 0 | 3102 | 16376
83 | 0 | 3102 | 16373
84 | 0 | 3099 | 16356
85 | 0 | 3076 | 16355
86 | 0 | 3042 | 16348
87 | 0 | 3018 | 16313
88 | 0 | 3018 | 16313
89 | 0 | 2994 | 16304
90 | 0 | 2973 | 16297
91 | 0 | 2926 | 16288
92 | 0 | 2917 | 16287
93 | 0 | 2905 | 16272
94 | 0 | 2896 | 16264
95 | 0 | 2875 | 16262
96 | 0 | 2745 | 16260
97 | 0 | 2730 | 16255
98 | 0 | 2725 | 16239
99 | 0 | 2714 | 16224
100 | 0 | 2713 | 16218
101 | 0 | 2713 | 16215
102 | 0 | 2710 | 16195
103 | 0 | 2687 | 16190
104 | 0 | 2651 | 16173
105 | 0 | 2635 | 16166
106 | 0 | 2629 | 16157
107 | 0 | 2623 | 16148
108 | 0 | 2611 | 16145
109 | 0 | 2595 | 16141
110 | 0 | 2581 | 16137
111 | 0 | 2570 | 16130
112 | 0 | 2554 | 16118
113 | 0 | 2547 | 16117
114 | 0 | 2546 | 16112
115 | 0 | 2539 | 16111
116 | 0 | 2538 | 16106
117 | 0 | 2535 | 16093
118 | 0 | 2535 | 16090
119 | 0 | 2527 | 16085
120 | 0 | 2516 | 16081
121 | 0 | 2515 | 16081
122 | 0 | 2478 | 16073
123 | 0 | 2450 | 16047
124 | 0 | 2429 | 16047
125 | 0 | 2419 | 16039
126 | 0 | 2417 | 16038
127 | 0 | 2416 | 16028
128 | 0 | 2415 | 16025
129 | 0 | 2414 | 16014
130 | 0 | 2405 | 16013
131 | 0 | 2394 | 16012
132 | 0 | 2390 | 16011
133 | 0 | 2388 | 16003
134 | 0 | 2378 | 15983
135 | 0 | 2355 | 15966
136 | 0 | 2355 | 15951
137 | 0 | 2350 | 15928
138 | 0 | 2348 | 15924
139 | 0 | 2317 | 15921
140 | 0 | 2289 | 15916
141 | 0 | 2281 | 15906
142 | 0 | 2277 | 15896
143 | 0 | 2266 | 15880
144 | 0 | 2254 | 15879
145 | 0 | 2251 | 15877
146 | 0 | 2232 | 15859
147 | 0 | 2227 | 15850
148 | 0 | 2221 | 15848
149 | 0 | 2201 | 15846
150 | 0 | 2179 | 15836
151 | 0 | 2178 | 15833
152 | 0 | 2158 | 15833
153 | 0 | 2148 | 15832
154 | 0 | 2128 | 15829
155 | 0 | 2098 | 15825
156 | 0 | 2081 | 15823
157 | 0 | 2079 | 15821
158 | 0 | 2074 | 15819
159 | 0 | 2046 | 15814
160 | 0 | 2040 | 15814
161 | 0 | 2027 | 15808
162 | 0 | 2021 | 15801
163 | 0 | 2018 | 15791
164 | 0 | 2017 | 15784
165 | 0 | 2013 | 15768
166 | 0 | 1996 | 15763
167 | 0 | 1992 | 15761
168 | 0 | 1989 | 15759
169 | 0 | 1989 | 15749
170 | 0 | 1967 | 15740
171 | 0 | 1941 | 15733
172 | 0 | 1935 | 15730
173 | 0 | 1933 | 15722
174 | 0 | 1931 | 15705
175 | 0 | 1925 | 15701
176 | 0 | 1922 | 15701
177 | 0 | 1912 | 15687
178 | 0 | 1911 | 15681
179 | 0 | 1907 | 15672
180 | 0 | 1894 | 15658
181 | 0 | 1876 | 15654
182 | 0 | 1876 | 15654
183 | 0 | 1870 | 15650
184 | 0 | 1855 | 15647
185 | 0 | 1850 | 15646
186 | 0 | 1848 | 15641
187 | 0 | 1844 | 15631
188 | 0 | 1830 | 15628
189 | 0 | 1814 | 15615
190 | 0 | 1796 | 15598
191 | 0 | 1784 | 15588
192 | 0 | 1777 | 15580
193 | 0 | 1771 | 15566
194 | 0 | 1767 | 15566
195 | 0 | 1766 | 15563
196 | 0 | 1762 | 15561
197 | 0 | 1760 | 15555
198 | 0 | 1747 | 15555
199 | 0 | 1738 | 15545
200 | 0 | 1736 | 15531
201 | 0 | 1731 | 15529
202 | 0 | 1722 | 15514
203 | 0 | 1719 | 15506
204 | 0 | 1715 | 15505
205 | 0 | 1705 | 15504
206 | 0 | 1705 | 15492
207 | 0 | 1699 | 15489
208 | 0 | 1696 | 15488
209 | 0 | 1680 | 15484
210 | 0 | 1676 | 15483
211 | 0 | 1670 | 15476
212 | 0 | 1669 | 15465
213 | 0 | 1664 | 15461
214 | 0 | 1662 | 15459
215 | 0 | 1662 | 15456
216 | 0 | 1661 | 15439
217 | 0 | 1658 | 15433
218 | 0 | 1644 | 15432
219 | 0 | 1636 | 15427
220 | 0 | 1633 | 15420
221 | 0 | 1631 | 15409
222 | 0 | 1627 | 15405
223 | 0 | 1618 | 15403
224 | 0 | 1615 | 15398
225 | 0 | 1614 | 15387
226 | 0 | 1613 | 15386
227 | 0 | 1612 | 15383
228 | 0 | 1606 | 15369
229 | 0 | 1595 | 15365
230 | 0 | 1586 | 15358
231 | 0 | 1582 | 15355
232 | 0 | 1576 | 15355
233 | 0 | 1572 | 15345
234 | 0 | 1570 | 15341
235 | 0 | 1569 | 15335
236 | 0 | 1561 | 15329
237 | 0 | 1553 | 15320
238 | 0 | 1553 | 15314
239 | 0 | 1529 | 15307
240 | 0 | 1523 | 15299
241 | 0 | 1518 | 15264
242 | 0 | 1518 | 15258
243 | 0 | 1515 | 15251
244 | 0 | 1515 | 15237
245 | 0 | 1510 | 15225
246 | 0 | 1502 | 15219
247 | 0 | 1494 | 15210
248 | 0 | 1492 | 15188
249 | 0 | 1475 | 15182
250 | 0 | 1471 | 15175
251 | 0 | 1469 | 15171
252 | 0 | 1468 | 15170
253 | 0 | 1468 | 15163
254 | 0 | 1468 | 15161
255 | 0 | 1468 | 15160
256 | 0 | 1467 | 15157
257 | 0 | 1458 | 15156
258 | 0 | 1455 | 15151
259 | 0 | 1454 | 15142
260 | 0 | 1450 | 15130
261 | 0 | 1449 | 15117
262 | 0 | 1442 | 15117
263 | 0 | 1440 | 15096
264 | 0 | 1438 | 15085
265 | 0 | 1435 | 15081
266 | 0 | 1427 | 15078
267 | 0 | 1427 | 15069
268 | 0 | 1417 | 15061
269 | 0 | 1415 | 15061
270 | 0 | 1406 | 15043
271 | 0 | 1406 | 15040
272 | 0 | 1404 | 15033
273 | 0 | 1403 | 15032
274 | 0 | 1393 | 15021
275 | 0 | 1392 | 15021
276 | 0 | 1391 | 15014
277 | 0 | 1388 | 14978
278 | 0 | 1387 | 14970
279 | 0 | 1386 | 14969
280 | 0 | 1378 | 14962
281 | 0 | 1371 | 14956
282 | 0 | 1367 | 14946
283 | 0 | 1366 | 14942
284 | 0 | 1365 | 14936
285 | 0 | 1354 | 14934
286 | 0 | 1349 | 14929
287 | 0 | 1341 | 14925
288 | 0 | 1337 | 14924
289 | 0 | 1336 | 14921
290 | 0 | 1334 | 14891
291 | 0 | 1333 | 14887
292 | 0 | 1333 | 14887
293 | 0 | 1333 | 14858
294 | 0 | 1332 | 14833
295 | 0 | 1330 | 14829
296 | 0 | 1324 | 14824
297 | 0 | 1320 | 14824
298 | 0 | 1318 | 14823
299 | 0 | 1316 | 14821
300 | 0 | 1302 | 14808
301 | 0 | 1302 | 14806
302 | 0 | 1296 | 14795
303 | 0 | 1292 | 14785
304 | 0 | 1291 | 14783
305 | 0 | 1282 | 14780
306 | 0 | 1281 | 14772
307 | 0 | 1278 | 14769
308 | 0 | 1277 | 14769
309 | 0 | 1270 | 14766
310 | 0 | 1264 | 14758
311 | 0 | 1262 | 14757
312 | 0 | 1258 | 14751
313 | 0 | 1258 | 14747
314 | 0 | 1251 | 14741
315 | 0 | 1248 | 14723
316 | 0 | 1248 | 14721
317 | 0 | 1246 | 14717
318 | 0 | 1241 | 14692
319 | 0 | 1239 | 14679
320 | 0 | 1236 | 14672
321 | 0 | 1230 | 14670
322 | 0 | 1229 | 14657
323 | 0 | 1229 | 14654
324 | 0 | 1220 | 14650
325 | 0 | 1220 | 14650
326 | 0 | 1220 | 14648
327 | 0 | 1211 | 14633
328 | 0 | 1209 | 14614
329 | 0 | 1203 | 14612
330 | 0 | 1202 | 14611
331 | 0 | 1202 | 14605
332 | 0 | 1197 | 14592
333 | 0 | 1197 | 14578
334 | 0 | 1193 | 14572
335 | 0 | 1192 | 14561
336 | 0 | 1190 | 14557
337 | 0 | 1188 | 14557
338 | 0 | 1184 | 14555
339 | 0 | 1184 | 14543
340 | 0 | 1182 | 14539
341 | 0 | 1180 | 14535
342 | 0 | 1177 | 14533
343 | 0 | 1167 | 14529
344 | 0 | 1161 | 14526
345 | 0 | 1160 | 14523
346 | 0 | 1159 | 14518
347 | 0 | 1156 | 14489
348 | 0 | 1142 | 14481
349 | 0 | 1141 | 14481
350 | 0 | 1131 | 14473
351 | 0 | 1122 | 14455
352 | 0 | 1121 | 14453
353 | 0 | 1108 | 14447
354 | 0 | 1106 | 14443
355 | 0 | 1103 | 14442
356 | 0 | 1103 | 14440
357 | 0 | 1102 | 14437
358 | 0 | 1096 | 14433
359 | 0 | 1094 | 14432
360 | 0 | 1094 | 14430
361 | 0 | 1087 | 14417
362 | 0 | 1086 | 14411
363 | 0 | 1080 | 14410
364 | 0 | 1079 | 14409
365 | 0 | 1073 | 14404
366 | 0 | 1071 | 14393
367 | 0 | 1067 | 14392
368 | 0 | 1063 | 14388
369 | 0 | 1062 | 14382
370 | 0 | 1060 | 14380
371 | 0 | 1047 | 14377
372 | 0 | 1035 | 14374
373 | 0 | 1034 | 14371
374 | 0 | 1033 | 14371
375 | 0 | 1025 | 14359
376 | 0 | 1025 | 14358
377 | 0 | 1022 | 14357
378 | 0 | 1022 | 14356
379 | 0 | 1016 | 14348
380 | 0 | 1013 | 14348
381 | 0 | 1012 | 14344
382 | 0 | 1010 | 14334
383 | 0 | 1009 | 14334
384 | 0 | 1005 | 14333
385 | 0 | 1005 | 14330
386 | 0 | 1002 | 14328
387 | 0 | 1000 | 14325
388 | 0 | 990 | 14320
389 | 0 | 987 | 14313
390 | 0 | 984 | 14310
391 | 0 | 978 | 14310
392 | 0 | 977 | 14308
393 | 0 | 972 | 14306
394 | 0 | 971 | 14306
395 | 0 | 964 | 14305
396 | 0 | 964 | 14299
397 | 0 | 963 | 14294
398 | 0 | 960 | 14294
399 | 0 | 954 | 14292
400 | 0 | 952 | 14285
401 | 0 | 950 | 14275
402 | 0 | 948 | 14269
403 | 0 | 948 | 14266
404 | 0 | 947 | 14260
405 | 0 | 944 | 14252
406 | 0 | 943 | 14250
407 | 0 | 943 | 14248
408 | 0 | 933 | 14243
409 | 0 | 929 | 14231
410 | 0 | 925 | 14228
411 | 0 | 924 | 14223
412 | 0 | 922 | 14212
413 | 0 | 918 | 14209
414 | 0 | 913 | 14205
415 | 0 | 907 | 14205
416 | 0 | 902 | 14205
417 | 0 | 888 | 14203
418 | 0 | 887 | 14197
419 | 0 | 885 | 14195
420 | 0 | 882 | 14188
421 | 0 | 878 | 14181
422 | 0 | 875 | 14178
423 | 0 | 871 | 14169
424 | 0 | 869 | 14169
425 | 0 | 856 | 14168
426 | 0 | 852 | 14165
427 | 0 | 849 | 14160
428 | 0 | 845 | 14158
429 | 0 | 841 | 14155
430 | 0 | 839 | 14152
431 | 0 | 838 | 14147
432 | 0 | 837 | 14138
433 | 0 | 833 | 14138
434 | 0 | 829 | 14137
435 | 0 | 822 | 14136
436 | 0 | 819 | 14132
437 | 0 | 819 | 14130
438 | 0 | 819 | 14129
439 | 0 | 817 | 14129
440 | 0 | 815 | 14123
441 | 0 | 809 | 14121
442 | 0 | 803 | 14117
443 | 0 | 803 | 14115
444 | 0 | 802 | 14112
445 | 0 | 797 | 14112
446 | 0 | 795 | 14107
447 | 0 | 792 | 14094
448 | 0 | 789 | 14090
449 | 0 | 788 | 14089
450 | 0 | 788 | 14088
451 | 0 | 781 | 14088
452 | 0 | 778 | 14086
453 | 0 | 774 | 14085
454 | 0 | 772 | 14081
455 | 0 | 770 | 14079
456 | 0 | 770 | 14076
457 | 0 | 769 | 14076
458 | 0 | 769 | 14074
459 | 0 | 769 | 14072
460 | 0 | 768 | 14067
461 | 0 | 762 | 14065
462 | 0 | 762 | 14064
463 | 0 | 751 | 14053
464 | 0 | 749 | 14052
465 | 0 | 744 | 14048
466 | 0 | 744 | 14048
467 | 0 | 742 | 14047
468 | 0 | 739 | 14041
469 | 0 | 736 | 14036
470 | 0 | 731 | 14032
471 | 0 | 728 | 14030
472 | 0 | 728 | 14028
473 | 0 | 727 | 14023
474 | 0 | 722 | 14020
475 | 0 | 719 | 14019
476 | 0 | 716 | 14018
477 | 0 | 715 | 14018
478 | 0 | 709 | 14017
479 | 0 | 709 | 14010
480 | 0 | 706 | 14004
481 | 0 | 699 | 14002
482 | 0 | 699 | 14001
483 | 0 | 697 | 13999
484 | 0 | 693 | 13997
485 | 0 | 691 | 13993
486 | 0 | 689 | 13991
487 | 0 | 685 | 13988
488 | 0 | 682 | 13980
489 | 0 | 681 | 13979
490 | 0 | 679 | 13978
491 | 0 | 678 | 13971
492 | 0 | 678 | 13963
493 | 0 | 677 | 13963
494 | 0 | 676 | 13962
495 | 0 | 675 | 13959
496 | 0 | 673 | 13959
497 | 0 | 670 | 13959
498 | 0 | 668 | 13958
499 | 0 | 666 | 13956
500 | 0 | 665 | 13955
501 | 0 | 664 | 13944
502 | 0 | 661 | 13944
503 | 0 | 657 | 13943
504 | 0 | 656 | 13941
505 | 0 | 654 | 13936
506 | 0 | 646 | 13934
507 | 0 | 644 | 13930
508 | 0 | 643 | 13929
509 | 0 | 643 | 13927
510 | 0 | 641 | 13926
511 | 0 | 638 | 13920
512 | 0 | 635 | 13913
513 | 0 | 631 | 13913
514 | 0 | 630 | 13908
515 | 0 | 628 | 13906
516 | 0 | 627 | 13905
517 | 0 | 626 | 13904
518 | 0 | 625 | 13901
519 | 0 | 625 | 13898
520 | 0 | 623 | 13895
521 | 0 | 622 | 13895
522 | 0 | 617 | 13893
523 | 0 | 617 | 13889
524 | 0 | 616 | 13887
525 | 0 | 611 | 13885
526 | 0 | 611 | 13884
527 | 0 | 607 | 13883
528 | 0 | 607 | 13881
529 | 0 | 605 | 13881
530 | 0 | 605 | 13880
531 | 0 | 602 | 13878
532 | 0 | 600 | 13877
533 | 0 | 599 | 13876
534 | 0 | 598 | 13876
535 | 0 | 588 | 13866
536 | 0 | 588 | 13866
537 | 0 | 586 | 13858
538 | 0 | 584 | 13855
539 | 0 | 580 | 13855
540 | 0 | 575 | 13855
541 | 0 | 574 | 13852
542 | 0 | 573 | 13849
543 | 0 | 572 | 13844
544 | 0 | 571 | 13842
545 | 0 | 561 | 13841
546 | 0 | 555 | 13837
547 | 0 | 553 | 13836
548 | 0 | 550 | 13834
549 | 0 | 547 | 13827
550 | 0 | 543 | 13827
551 | 0 | 540 | 13826
552 | 0 | 540 | 13824
553 | 0 | 536 | 13822
554 | 0 | 535 | 13821
555 | 0 | 534 | 13820
556 | 0 | 534 | 13815
557 | 0 | 529 | 13813
558 | 0 | 528 | 13813
559 | 0 | 527 | 13813
560 | 0 | 524 | 13811
561 | 0 | 522 | 13808
562 | 0 | 521 | 13807
563 | 0 | 518 | 13806
564 | 0 | 514 | 13803
565 | 0 | 514 | 13802
566 | 0 | 512 | 13799
567 | 0 | 512 | 13798
568 | 0 | 512 | 13797
569 | 0 | 512 | 13796
570 | 0 | 505 | 13795
571 | 0 | 504 | 13788
572 | 0 | 503 | 13785
573 | 0 | 503 | 13783
574 | 0 | 501 | 13782
575 | 0 | 498 | 13782
576 | 0 | 496 | 13776
577 | 0 | 496 | 13774
578 | 0 | 489 | 13773
579 | 0 | 483 | 13771
580 | 0 | 479 | 13766
581 | 0 | 477 | 13758
582 | 0 | 475 | 13757
583 | 0 | 474 | 13750
584 | 0 | 463 | 13746
585 | 0 | 462 | 13745
586 | 0 | 460 | 13744
587 | 0 | 459 | 13744
588 | 0 | 458 | 13743
589 | 0 | 456 | 13742
590 | 0 | 455 | 13732
591 | 0 | 453 | 13729
592 | 0 | 451 | 13727
593 | 0 | 449 | 13727
594 | 0 | 448 | 13717
595 | 0 | 447 | 13716
596 | 0 | 447 | 13711
597 | 0 | 447 | 13706
598 | 0 | 446 | 13704
599 | 0 | 443 | 13702
600 | 0 | 443 | 13702
601 | 0 | 438 | 13701
602 | 0 | 431 | 13700
603 | 0 | 427 | 13697
604 | 0 | 425 | 13695
605 | 0 | 425 | 13695
606 | 0 | 424 | 13691
607 | 0 | 422 | 13687
608 | 0 | 421 | 13683
609 | 0 | 420 | 13681
610 | 0 | 419 | 13673
611 | 0 | 415 | 13671
612 | 0 | 412 | 13670
613 | 0 | 412 | 13670
614 | 0 | 411 | 13669
615 | 0 | 404 | 13669
616 | 0 | 399 | 13669
617 | 0 | 396 | 13667
618 | 0 | 395 | 13662
619 | 0 | 394 | 13661
620 | 0 | 393 | 13656
621 | 0 | 393 | 13650
622 | 0 | 383 | 13644
623 | 0 | 379 | 13644
624 | 0 | 378 | 13642
625 | 0 | 375 | 13641
626 | 0 | 374 | 13640
627 | 0 | 373 | 13640
628 | 0 | 369 | 13627
629 | 0 | 369 | 13627
630 | 0 | 368 | 13624
631 | 0 | 367 | 13622
632 | 0 | 365 | 13621
633 | 0 | 361 | 13620
634 | 0 | 360 | 13618
635 | 0 | 359 | 13617
636 | 0 | 357 | 13615
637 | 0 | 351 | 13614
638 | 0 | 347 | 13613
639 | 0 | 346 | 13605
640 | 0 | 345 | 13605
641 | 0 | 343 | 13602
642 | 0 | 343 | 13601
643 | 0 | 340 | 13600
644 | 0 | 337 | 13595
645 | 0 | 333 | 13595
646 | 0 | 331 | 13591
647 | 0 | 331 | 13591
648 | 0 | 328 | 13589
649 | 0 | 324 | 13588
650 | 0 | 323 | 13584
651 | 0 | 322 | 13583
652 | 0 | 321 | 13580
653 | 0 | 319 | 13573
654 | 0 | 319 | 13573
655 | 0 | 318 | 13572
656 | 0 | 317 | 13572
657 | 0 | 314 | 13569
658 | 0 | 312 | 13568
659 | 0 | 311 | 13566
660 | 0 | 311 | 13566
661 | 0 | 298 | 13563
662 | 0 | 296 | 13563
663 | 0 | 296 | 13562
664 | 0 | 294 | 13559
665 | 0 | 292 | 13557
666 | 0 | 288 | 13551
667 | 0 | 285 | 13550
668 | 0 | 281 | 13545
669 | 0 | 280 | 13543
670 | 0 | 278 | 13532
671 | 0 | 276 | 13529
672 | 0 | 272 | 13526
673 | 0 | 271 | 13526
674 | 0 | 271 | 13525
675 | 0 | 270 | 13524
676 | 0 | 268 | 13523
677 | 0 | 265 | 13522
678 | 0 | 265 | 13520
679 | 0 | 262 | 13519
680 | 0 | 260 | 13518
681 | 0 | 258 | 13516
682 | 0 | 253 | 13513
683 | 0 | 253 | 13509
684 | 0 | 251 | 13509
685 | 0 | 250 | 13504
686 | 0 | 249 | 13497
687 | 0 | 249 | 13495
688 | 0 | 243 | 13492
689 | 0 | 243 | 13491
690 | 0 | 242 | 13489
691 | 0 | 238 | 13488
692 | 0 | 236 | 13480
693 | 0 | 233 | 13478
694 | 0 | 229 | 13477
695 | 0 | 224 | 13473
696 | 0 | 221 | 13472
697 | 0 | 221 | 13472
698 | 0 | 220 | 13466
699 | 0 | 219 | 13465
700 | 0 | 218 | 13463
701 | 0 | 217 | 13459
702 | 0 | 217 | 13459
703 | 0 | 216 | 13447
704 | 0 | 214 | 13447
705 | 0 | 213 | 13443
706 | 0 | 212 | 13442
707 | 0 | 209 | 13441
708 | 0 | 207 | 13436
709 | 0 | 205 | 13433
710 | 0 | 203 | 13432
711 | 0 | 202 | 13431
712 | 0 | 200 | 13431
713 | 0 | 200 | 13431
714 | 0 | 199 | 13428
715 | 0 | 197 | 13426
716 | 0 | 193 | 13425
717 | 0 | 193 | 13425
718 | 0 | 191 | 13423
719 | 0 | 190 | 13421
720 | 0 | 189 | 13421
721 | 0 | 188 | 13420
722 | 0 | 188 | 13415
723 | 0 | 188 | 13411
724 | 0 | 185 | 13410
725 | 0 | 184 | 13408
726 | 0 | 184 | 13408
727 | 0 | 178 | 13406
728 | 0 | 178 | 13404
729 | 0 | 177 | 13401
730 | 0 | 175 | 13395
731 | 0 | 174 | 13393
732 | 0 | 174 | 13391
733 | 0 | 168 | 13391
734 | 0 | 167 | 13388
735 | 0 | 166 | 13385
736 | 0 | 166 | 13385
737 | 0 | 164 | 13378
738 | 0 | 161 | 13377
739 | 0 | 160 | 13371
740 | 0 | 159 | 13368
741 | 0 | 158 | 13365
742 | 0 | 157 | 13365
743 | 0 | 157 | 13362
744 | 0 | 155 | 13360
745 | 0 | 152 | 13358
746 | 0 | 147 | 13354
747 | 0 | 146 | 13351
748 | 0 | 139 | 13347
749 | 0 | 137 | 13345
750 | 0 | 136 | 13344
751 | 0 | 132 | 13344
752 | 0 | 128 | 13342
753 | 0 | 125 | 13342
754 | 0 | 124 | 13340
755 | 0 | 124 | 13339
756 | 0 | 124 | 13338
757 | 0 | 122 | 13337
758 | 0 | 120 | 13329
759 | 0 | 119 | 13328
760 | 0 | 115 | 13327
761 | 0 | 114 | 13327
762 | 0 | 112 | 13320
763 | 0 | 110 | 13319
764 | 0 | 109 | 13315
765 | 0 | 107 | 13312
766 | 0 | 105 | 13312
767 | 0 | 104 | 13309
768 | 0 | 103 | 13303
769 | 0 | 101 | 13303
770 | 0 | 101 | 13302
771 | 0 | 101 | 13299
772 | 0 | 100 | 13294
773 | 0 | 99 | 13293
774 | 0 | 98 | 13289
775 | 0 | 98 | 13287
776 | 0 | 94 | 13287
777 | 0 | 93 | 13287
778 | 0 | 92 | 13284
779 | 0 | 92 | 13275
780 | 0 | 89 | 13274
781 | 0 | 88 | 13270
782 | 0 | 87 | 13264
783 | 0 | 87 | 13263
784 | 0 | 87 | 13253
785 | 0 | 86 | 13251
786 | 0 | 85 | 13248
787 | 0 | 85 | 13247
788 | 0 | 85 | 13247
789 | 0 | 85 | 13246
790 | 0 | 83 | 13239
791 | 0 | 80 | 13236
792 | 0 | 80 | 13235
793 | 0 | 80 | 13233
794 | 0 | 79 | 13233
795 | 0 | 78 | 13232
796 | 0 | 78 | 13232
797 | 0 | 77 | 13229
798 | 0 | 77 | 13229
799 | 0 | 77 | 13227
800 | 0 | 76 | 13226
801 | 0 | 75 | 13221
802 | 0 | 73 | 13218
803 | 0 | 73 | 13210
804 | 0 | 72 | 13206
805 | 0 | 70 | 13206
806 | 0 | 69 | 13205
807 | 0 | 68 | 13203
808 | 0 | 68 | 13203
809 | 0 | 67 | 13202
810 | 0 | 67 | 13200
811 | 0 | 66 | 13197
812 | 0 | 64 | 13196
813 | 0 | 60 | 13196
814 | 0 | 60 | 13193
815 | 0 | 58 | 13193
816 | 0 | 57 | 13192
817 | 0 | 55 | 13189
818 | 0 | 54 | 13183
819 | 0 | 54 | 13182
820 | 0 | 53 | 13179
821 | 0 | 51 | 13179
822 | 0 | 49 | 13179
823 | 0 | 48 | 13179
824 | 0 | 47 | 13176
825 | 0 | 46 | 13174
826 | 0 | 42 | 13174
827 | 0 | 42 | 13172
828 | 0 | 41 | 13172
829 | 0 | 38 | 13166
830 | 0 | 37 | 13166
831 | 0 | 36 | 13164
832 | 0 | 36 | 13164
833 | 0 | 35 | 13163
834 | 0 | 35 | 13163
835 | 0 | 34 | 13163
836 | 0 | 34 | 13158
837 | 0 | 33 | 13155
838 | 0 | 32 | 13153
839 | 0 | 32 | 13149
840 | 0 | 31 | 13146
841 | 0 | 31 | 13144
842 | 0 | 30 | 13143
843 | 0 | 30 | 13139
844 | 0 | 29 | 13133
845 | 0 | 29 | 13131
846 | 0 | 28 | 13131
847 | 0 | 28 | 13129
848 | 0 | 28 | 13119
849 | 0 | 27 | 13119
850 | 0 | 27 | 13118
851 | 0 | 26 | 13118
852 | 0 | 26 | 13117
853 | 0 | 24 | 13116
854 | 0 | 23 | 13113
855 | 0 | 23 | 13109
856 | 0 | 23 | 13107
857 | 0 | 22 | 13101
858 | 0 | 22 | 13101
859 | 0 | 19 | 13098
860 | 0 | 17 | 13095
861 | 0 | 17 | 13092
862 | 0 | 17 | 13085
863 | 0 | 16 | 13084
864 | 0 | 16 | 13083
865 | 0 | 16 | 13079
866 | 0 | 15 | 13079
867 | 0 | 15 | 13079
868 | 0 | 15 | 13069
869 | 0 | 13 | 13068
870 | 0 | 12 | 13067
871 | 0 | 11 | 13062
872 | 0 | 10 | 13055
873 | 0 | 8 | 13054
874 | 0 | 7 | 13053
875 | 0 | 7 | 13050
876 | 0 | 7 | 13045
877 | 0 | 5 | 13045
878 | 0 | 3 | 13045
879 | 0 | 3 | 13045
880 | 0 | 3 | 13044
881 | 0 | 2 | 13042
882 | 0 | 1 | 13039
883 | 0 | 1 | 13036
884 | 0 | 1 | 13036
885 | 0 | 0 | 13033
886 | 0 | 0 | 13031
887 | 0 | 0 | 13027
888 | 0 | 0 | 13027
889 | 0 | 0 | 13026
890 | 0 | 0 | 13023
891 | 0 | 0 | 13016
892 | 0 | 0 | 13014
893 | 0 | 0 | 13013
894 | 0 | 0 | 13009
895 | 0 | 0 | 13008
896 | 0 | 0 | 13007
897 | 0 | 0 | 13003
898 | 0 | 0 | 13001
899 | 0 | 0 | 12999
900 | 0 | 0 | 12997
901 | 0 | 0 | 12996
902 | 0 | 0 | 12996
903 | 0 | 0 | 12995
904 | 0 | 0 | 12994
905 | 0 | 0 | 12993
906 | 0 | 0 | 12993
907 | 0 | 0 | 12992
908 | 0 | 0 | 12991
909 | 0 | 0 | 12989
910 | 0 | 0 | 12988
911 | 0 | 0 | 12987
912 | 0 | 0 | 12986
913 | 0 | 0 | 12982
914 | 0 | 0 | 12981
915 | 0 | 0 | 12980
916 | 0 | 0 | 12978
917 | 0 | 0 | 12978
918 | 0 | 0 | 12976
919 | 0 | 0 | 12974
920 | 0 | 0 | 12970
921 | 0 | 0 | 12969
922 | 0 | 0 | 12966
923 | 0 | 0 | 12963
924 | 0 | 0 | 12954
925 | 0 | 0 | 12950
926 | 0 | 0 | 12950
927 | 0 | 0 | 12949
928 | 0 | 0 | 12947
929 | 0 | 0 | 12947
930 | 0 | 0 | 12943
931 | 0 | 0 | 12942
932 | 0 | 0 | 12933
933 | 0 | 0 | 12931
934 | 0 | 0 | 12929
935 | 0 | 0 | 12928
936 | 0 | 0 | 12926
937 | 0 | 0 | 12925
938 | 0 | 0 | 12923
939 | 0 | 0 | 12921
940 | 0 | 0 | 12918
941 | 0 | 0 | 12905
942 | 0 | 0 | 12904
943 | 0 | 0 | 12899
944 | 0 | 0 | 12897
945 | 0 | 0 | 12896
946 | 0 | 0 | 12893
947 | 0 | 0 | 12889
948 | 0 | 0 | 12888
949 | 0 | 0 | 12880
950 | 0 | 0 | 12880
951 | 0 | 0 | 12878
952 | 0 | 0 | 12878
953 | 0 | 0 | 12868
954 | 0 | 0 | 12864
955 | 0 | 0 | 12863
956 | 0 | 0 | 12861
957 | 0 | 0 | 12859
958 | 0 | 0 | 12854
959 | 0 | 0 | 12852
960 | 0 | 0 | 12852
961 | 0 | 0 | 12847
962 | 0 | 0 | 12846
963 | 0 | 0 | 12843
964 | 0 | 0 | 12841
965 | 0 | 0 | 12838
966 | 0 | 0 | 12837
967 | 0 | 0 | 12835
968 | 0 | 0 | 12834
969 | 0 | 0 | 12826
970 | 0 | 0 | 12822
971 | 0 | 0 | 12821
972 | 0 | 0 | 12815
973 | 0 | 0 | 12815
974 | 0 | 0 | 12812
975 | 0 | 0 | 12809
976 | 0 | 0 | 12808
977 | 0 | 0 | 12808
978 | 0 | 0 | 12806
979 | 0 | 0 | 12804
980 | 0 | 0 | 12803
981 | 0 | 0 | 12802
982 | 0 | 0 | 12800
983 | 0 | 0 | 12799
984 | 0 | 0 | 12798
985 | 0 | 0 | 12796
986 | 0 | 0 | 12793
987 | 0 | 0 | 12792
988 | 0 | 0 | 12792
989 | 0 | 0 | 12790
990 | 0 | 0 | 12787
991 | 0 | 0 | 12786
992 | 0 | 0 | 12784
993 | 0 | 0 | 12783
994 | 0 | 0 | 12779
995 | 0 | 0 | 12778
996 | 0 | 0 | 12776
997 | 0 | 0 | 12776
998 | 0 | 0 | 12773
999 | 0 | 0 | 12766
1000 | 0 | 0 | 12764
1001 | 0 | 0 | 12760
1002 | 0 | 0 | 12756
1003 | 0 | 0 | 12754
1004 | 0 | 0 | 12749
1005 | 0 | 0 | 12747
1006 | 0 | 0 | 12747
1007 | 0 | 0 | 12746
1008 | 0 | 0 | 12746
1009 | 0 | 0 | 12742
1010 | 0 | 0 | 12740
1011 | 0 | 0 | 12739
1012 | 0 | 0 | 12738
1013 | 0 | 0 | 12735
1014 | 0 | 0 | 12733
1015 | 0 | 0 | 12732
1016 | 0 | 0 | 12732
1017 | 0 | 0 | 12731
1018 | 0 | 0 | 12729
1019 | 0 | 0 | 12727
1020 | 0 | 0 | 12725
1021 | 0 | 0 | 12723
1022 | 0 | 0 | 12723
1023 | 0 | 0 | 12720
1024 | 0 | 0 | 12716
1025 | 0 | 0 | 12716
1026 | 0 | 0 | 12715
1027 | 0 | 0 | 12715
1028 | 0 | 0 | 12714
1029 | 0 | 0 | 12706
1030 | 0 | 0 | 12703
1031 | 0 | 0 | 12700
1032 | 0 | 0 | 12698
1033 | 0 | 0 | 12695
1034 | 0 | 0 | 12694
1035 | 0 | 0 | 12691
1036 | 0 | 0 | 12687
1037 | 0 | 0 | 12681
1038 | 0 | 0 | 12680
1039 | 0 | 0 | 12679
1040 | 0 | 0 | 12676
1041 | 0 | 0 | 12676
1042 | 0 | 0 | 12676
1043 | 0 | 0 | 12675
1044 | 0 | 0 | 12675
1045 | 0 | 0 | 12674
1046 | 0 | 0 | 12674
1047 | 0 | 0 | 12674
1048 | 0 | 0 | 12671
1049 | 0 | 0 | 12668
1050 | 0 | 0 | 12667
1051 | 0 | 0 | 12665
1052 | 0 | 0 | 12661
1053 | 0 | 0 | 12658
1054 | 0 | 0 | 12658
1055 | 0 | 0 | 12656
1056 | 0 | 0 | 12656
1057 | 0 | 0 | 12653
1058 | 0 | 0 | 12651
1059 | 0 | 0 | 12643
1060 | 0 | 0 | 12642
1061 | 0 | 0 | 12638
1062 | 0 | 0 | 12637
1063 | 0 | 0 | 12637
1064 | 0 | 0 | 12637
1065 | 0 | 0 | 12633
1066 | 0 | 0 | 12632
1067 | 0 | 0 | 12630
1068 | 0 | 0 | 12630
1069 | 0 | 0 | 12630
1070 | 0 | 0 | 12626
1071 | 0 | 0 | 12623
1072 | 0 | 0 | 12622
1073 | 0 | 0 | 12621
1074 | 0 | 0 | 12621
1075 | 0 | 0 | 12619
1076 | 0 | 0 | 12619
1077 | 0 | 0 | 12618
1078 | 0 | 0 | 12614
1079 | 0 | 0 | 12614
1080 | 0 | 0 | 12612
1081 | 0 | 0 | 12610
1082 | 0 | 0 | 12609
1083 | 0 | 0 | 12608
1084 | 0 | 0 | 12608
1085 | 0 | 0 | 12602
1086 | 0 | 0 | 12598
1087 | 0 | 0 | 12598
1088 | 0 | 0 | 12593
1089 | 0 | 0 | 12593
1090 | 0 | 0 | 12591
1091 | 0 | 0 | 12590
1092 | 0 | 0 | 12590
1093 | 0 | 0 | 12589
1094 | 0 | 0 | 12587
1095 | 0 | 0 | 12584
1096 | 0 | 0 | 12583
1097 | 0 | 0 | 12583
1098 | 0 | 0 | 12582
1099 | 0 | 0 | 12582
1100 | 0 | 0 | 12580
1101 | 0 | 0 | 12578
1102 | 0 | 0 | 12574
1103 | 0 | 0 | 12573
1104 | 0 | 0 | 12572
1105 | 0 | 0 | 12572
1106 | 0 | 0 | 12568
1107 | 0 | 0 | 12567
1108 | 0 | 0 | 12564
1109 | 0 | 0 | 12562
1110 | 0 | 0 | 12560
1111 | 0 | 0 | 12558
1112 | 0 | 0 | 12556
1113 | 0 | 0 | 12554
1114 | 0 | 0 | 12553
1115 | 0 | 0 | 12553
1116 | 0 | 0 | 12551
1117 | 0 | 0 | 12550
1118 | 0 | 0 | 12550
1119 | 0 | 0 | 12549
1120 | 0 | 0 | 12549
1121 | 0 | 0 | 12548
1122 | 0 | 0 | 12546
1123 | 0 | 0 | 12545
1124 | 0 | 0 | 12544
1125 | 0 | 0 | 12539
1126 | 0 | 0 | 12538
1127 | 0 | 0 | 12537
1128 | 0 | 0 | 12533
1129 | 0 | 0 | 12532
1130 | 0 | 0 | 12531
1131 | 0 | 0 | 12530
1132 | 0 | 0 | 12529
1133 | 0 | 0 | 12529
1134 | 0 | 0 | 12528
1135 | 0 | 0 | 12527
1136 | 0 | 0 | 12525
1137 | 0 | 0 | 12520
1138 | 0 | 0 | 12518
1139 | 0 | 0 | 12516
1140 | 0 | 0 | 12515
1141 | 0 | 0 | 12513
1142 | 0 | 0 | 12512
1143 | 0 | 0 | 12511
1144 | 0 | 0 | 12510
1145 | 0 | 0 | 12507
1146 | 0 | 0 | 12503
1147 | 0 | 0 | 12500
1148 | 0 | 0 | 12498
1149 | 0 | 0 | 12494
1150 | 0 | 0 | 12493
1151 | 0 | 0 | 12489
1152 | 0 | 0 | 12487
1153 | 0 | 0 | 12485
1154 | 0 | 0 | 12484
1155 | 0 | 0 | 12482
1156 | 0 | 0 | 12481
1157 | 0 | 0 | 12476
1158 | 0 | 0 | 12474
1159 | 0 | 0 | 12473
1160 | 0 | 0 | 12472
1161 | 0 | 0 | 12471
1162 | 0 | 0 | 12470
1163 | 0 | 0 | 12468
1164 | 0 | 0 | 12466
1165 | 0 | 0 | 12464
1166 | 0 | 0 | 12457
1167 | 0 | 0 | 12454
1168 | 0 | 0 | 12453
1169 | 0 | 0 | 12449
1170 | 0 | 0 | 12448
1171 | 0 | 0 | 12447
1172 | 0 | 0 | 12445
1173 | 0 | 0 | 12442
1174 | 0 | 0 | 12441
1175 | 0 | 0 | 12441
1176 | 0 | 0 | 12439
1177 | 0 | 0 | 12438
1178 | 0 | 0 | 12438
1179 | 0 | 0 | 12438
1180 | 0 | 0 | 12437
1181 | 0 | 0 | 12437
1182 | 0 | 0 | 12435
1183 | 0 | 0 | 12434
1184 | 0 | 0 | 12433
1185 | 0 | 0 | 12433
1186 | 0 | 0 | 12430
1187 | 0 | 0 | 12429
1188 | 0 | 0 | 12428
1189 | 0 | 0 | 12426
1190 | 0 | 0 | 12423
1191 | 0 | 0 | 12420
1192 | 0 | 0 | 12418
1193 | 0 | 0 | 12416
1194 | 0 | 0 | 12416
1195 | 0 | 0 | 12414
1196 | 0 | 0 | 12411
1197 | 0 | 0 | 12406
1198 | 0 | 0 | 12405
1199 | 0 | 0 | 12402
1200 | 0 | 0 | 12400
1201 | 0 | 0 | 12397
1202 | 0 | 0 | 12394
1203 | 0 | 0 | 12392
1204 | 0 | 0 | 12390
1205 | 0 | 0 | 12389
1206 | 0 | 0 | 12388
1207 | 0 | 0 | 12386
1208 | 0 | 0 | 12386
1209 | 0 | 0 | 12381
1210 | 0 | 0 | 12381
1211 | 0 | 0 | 12378
1212 | 0 | 0 | 12377
1213 | 0 | 0 | 12374
1214 | 0 | 0 | 12373
1215 | 0 | 0 | 12371
1216 | 0 | 0 | 12371
1217 | 0 | 0 | 12371
1218 | 0 | 0 | 12370
1219 | 0 | 0 | 12370
1220 | 0 | 0 | 12366
1221 | 0 | 0 | 12366
1222 | 0 | 0 | 12366
1223 | 0 | 0 | 12365
1224 | 0 | 0 | 12365
1225 | 0 | 0 | 12364
1226 | 0 | 0 | 12363
1227 | 0 | 0 | 12363
1228 | 0 | 0 | 12362
1229 | 0 | 0 | 12360
1230 | 0 | 0 | 12357
1231 | 0 | 0 | 12350
1232 | 0 | 0 | 12346
1233 | 0 | 0 | 12346
1234 | 0 | 0 | 12343
1235 | 0 | 0 | 12343
1236 | 0 | 0 | 12334
1237 | 0 | 0 | 12334
1238 | 0 | 0 | 12332
1239 | 0 | 0 | 12331
1240 | 0 | 0 | 12331
1241 | 0 | 0 | 12331
1242 | 0 | 0 | 12331
1243 | 0 | 0 | 12317
1244 | 0 | 0 | 12317
1245 | 0 | 0 | 12316
1246 | 0 | 0 | 12314
1247 | 0 | 0 | 12309
1248 | 0 | 0 | 12306
1249 | 0 | 0 | 12304
1250 | 0 | 0 | 12302
1251 | 0 | 0 | 12297
1252 | 0 | 0 | 12297
1253 | 0 | 0 | 12294
1254 | 0 | 0 | 12294
1255 | 0 | 0 | 12293
1256 | 0 | 0 | 12293
1257 | 0 | 0 | 12293
1258 | 0 | 0 | 12291
1259 | 0 | 0 | 12290
1260 | 0 | 0 | 12289
1261 | 0 | 0 | 12287
1262 | 0 | 0 | 12287
1263 | 0 | 0 | 12286
1264 | 0 | 0 | 12283
1265 | 0 | 0 | 12283
1266 | 0 | 0 | 12283
1267 | 0 | 0 | 12282
1268 | 0 | 0 | 12278
1269 | 0 | 0 | 12278
1270 | 0 | 0 | 12277
1271 | 0 | 0 | 12274
1272 | 0 | 0 | 12270
1273 | 0 | 0 | 12269
1274 | 0 | 0 | 12268
1275 | 0 | 0 | 12267
1276 | 0 | 0 | 12266
1277 | 0 | 0 | 12266
1278 | 0 | 0 | 12264
1279 | 0 | 0 | 12262
1280 | 0 | 0 | 12258
1281 | 0 | 0 | 12257
1282 | 0 | 0 | 12256
1283 | 0 | 0 | 12255
1284 | 0 | 0 | 12255
1285 | 0 | 0 | 12254
1286 | 0 | 0 | 12252
1287 | 0 | 0 | 12250
1288 | 0 | 0 | 12249
1289 | 0 | 0 | 12249
1290 | 0 | 0 | 12249
1291 | 0 | 0 | 12249
1292 | 0 | 0 | 12248
1293 | 0 | 0 | 12247
1294 | 0 | 0 | 12244
1295 | 0 | 0 | 12244
1296 | 0 | 0 | 12244
1297 | 0 | 0 | 12244
1298 | 0 | 0 | 12242
1299 | 0 | 0 | 12242
1300 | 0 | 0 | 12242
1301 | 0 | 0 | 12237
1302 | 0 | 0 | 12229
1303 | 0 | 0 | 12228
1304 | 0 | 0 | 12228
1305 | 0 | 0 | 12227
1306 | 0 | 0 | 12224
1307 | 0 | 0 | 12223
1308 | 0 | 0 | 12223
1309 | 0 | 0 | 12222
1310 | 0 | 0 | 12221
1311 | 0 | 0 | 12221
1312 | 0 | 0 | 12221
1313 | 0 | 0 | 12221
1314 | 0 | 0 | 12220
1315 | 0 | 0 | 12219
1316 | 0 | 0 | 12218
1317 | 0 | 0 | 12217
1318 | 0 | 0 | 12216
1319 | 0 | 0 | 12214
1320 | 0 | 0 | 12214
1321 | 0 | 0 | 12214
1322 | 0 | 0 | 12212
1323 | 0 | 0 | 12212
1324 | 0 | 0 | 12208
1325 | 0 | 0 | 12206
1326 | 0 | 0 | 12205
1327 | 0 | 0 | 12205
1328 | 0 | 0 | 12203
1329 | 0 | 0 | 12202
1330 | 0 | 0 | 12201
1331 | 0 | 0 | 12198
1332 | 0 | 0 | 12197
1333 | 0 | 0 | 12197
1334 | 0 | 0 | 12197
1335 | 0 | 0 | 12195
1336 | 0 | 0 | 12195
1337 | 0 | 0 | 12195
1338 | 0 | 0 | 12195
1339 | 0 | 0 | 12193
1340 | 0 | 0 | 12193
1341 | 0 | 0 | 12192
1342 | 0 | 0 | 12192
1343 | 0 | 0 | 12190
1344 | 0 | 0 | 12186
1345 | 0 | 0 | 12186
1346 | 0 | 0 | 12186
1347 | 0 | 0 | 12186
1348 | 0 | 0 | 12185
1349 | 0 | 0 | 12184
1350 | 0 | 0 | 12184
1351 | 0 | 0 | 12184
1352 | 0 | 0 | 12183
1353 | 0 | 0 | 12183
1354 | 0 | 0 | 12182
1355 | 0 | 0 | 12180
1356 | 0 | 0 | 12179
1357 | 0 | 0 | 12179
1358 | 0 | 0 | 12179
1359 | 0 | 0 | 12178
1360 | 0 | 0 | 12177
1361 | 0 | 0 | 12173
1362 | 0 | 0 | 12172
1363 | 0 | 0 | 12172
1364 | 0 | 0 | 12171
1365 | 0 | 0 | 12170
1366 | 0 | 0 | 12168
1367 | 0 | 0 | 12165
1368 | 0 | 0 | 12161
1369 | 0 | 0 | 12160
1370 | 0 | 0 | 12160
1371 | 0 | 0 | 12160
1372 | 0 | 0 | 12158
1373 | 0 | 0 | 12158
1374 | 0 | 0 | 12157
1375 | 0 | 0 | 12150
1376 | 0 | 0 | 12150
1377 | 0 | 0 | 12149
1378 | 0 | 0 | 12143
1379 | 0 | 0 | 12142
1380 | 0 | 0 | 12141
1381 | 0 | 0 | 12141
1382 | 0 | 0 | 12139
1383 | 0 | 0 | 12139
1384 | 0 | 0 | 12138
1385 | 0 | 0 | 12137
1386 | 0 | 0 | 12137
1387 | 0 | 0 | 12136
1388 | 0 | 0 | 12136
1389 | 0 | 0 | 12131
1390 | 0 | 0 | 12130
1391 | 0 | 0 | 12125
1392 | 0 | 0 | 12124
1393 | 0 | 0 | 12124
1394 | 0 | 0 | 12122
1395 | 0 | 0 | 12120
1396 | 0 | 0 | 12119
1397 | 0 | 0 | 12119
1398 | 0 | 0 | 12115
1399 | 0 | 0 | 12113
1400 | 0 | 0 | 12112
1401 | 0 | 0 | 12108
1402 | 0 | 0 | 12107
1403 | 0 | 0 | 12107
1404 | 0 | 0 | 12106
1405 | 0 | 0 | 12105
1406 | 0 | 0 | 12101
1407 | 0 | 0 | 12100
1408 | 0 | 0 | 12100
1409 | 0 | 0 | 12100
1410 | 0 | 0 | 12098
1411 | 0 | 0 | 12098
1412 | 0 | 0 | 12097
1413 | 0 | 0 | 12097
1414 | 0 | 0 | 12096
1415 | 0 | 0 | 12095
1416 | 0 | 0 | 12094
1417 | 0 | 0 | 12092
1418 | 0 | 0 | 12090
1419 | 0 | 0 | 12090
1420 | 0 | 0 | 12089
1421 | 0 | 0 | 12087
1422 | 0 | 0 | 12087
1423 | 0 | 0 | 12085
1424 | 0 | 0 | 12083
1425 | 0 | 0 | 12083
1426 | 0 | 0 | 12082
1427 | 0 | 0 | 12082
1428 | 0 | 0 | 12078
1429 | 0 | 0 | 12076
1430 | 0 | 0 | 12075
1431 | 0 | 0 | 12074
1432 | 0 | 0 | 12074
1433 | 0 | 0 | 12072
1434 | 0 | 0 | 12072
1435 | 0 | 0 | 12071
1436 | 0 | 0 | 12071
1437 | 0 | 0 | 12069
1438 | 0 | 0 | 12068
1439 | 0 | 0 | 12068
1440 | 0 | 0 | 12066
1441 | 0 | 0 | 12066
1442 | 0 | 0 | 12065
1443 | 0 | 0 | 12064
1444 | 0 | 0 | 12063
1445 | 0 | 0 | 12061
1446 | 0 | 0 | 12060
1447 | 0 | 0 | 12060
1448 | 0 | 0 | 12059
1449 | 0 | 0 | 12055
1450 | 0 | 0 | 12055
1451 | 0 | 0 | 12053
1452 | 0 | 0 | 12053
1453 | 0 | 0 | 12053
1454 | 0 | 0 | 12051
1455 | 0 | 0 | 12051
1456 | 0 | 0 | 12050
1457 | 0 | 0 | 12049
1458 | 0 | 0 | 12046
1459 | 0 | 0 | 12045
1460 | 0 | 0 | 12045
1461 | 0 | 0 | 12044
1462 | 0 | 0 | 12039
1463 | 0 | 0 | 12039
1464 | 0 | 0 | 12038
1465 | 0 | 0 | 12035
1466 | 0 | 0 | 12034
1467 | 0 | 0 | 12032
1468 | 0 | 0 | 12031
1469 | 0 | 0 | 12030
1470 | 0 | 0 | 12030
1471 | 0 | 0 | 12029
1472 | 0 | 0 | 12024
1473 | 0 | 0 | 12023
1474 | 0 | 0 | 12023
1475 | 0 | 0 | 12022
1476 | 0 | 0 | 12021
1477 | 0 | 0 | 12020
1478 | 0 | 0 | 12017
1479 | 0 | 0 | 12017
1480 | 0 | 0 | 12017
1481 | 0 | 0 | 12014
1482 | 0 | 0 | 12014
1483 | 0 | 0 | 12014
1484 | 0 | 0 | 12013
1485 | 0 | 0 | 12013
1486 | 0 | 0 | 12012
1487 | 0 | 0 | 12012
1488 | 0 | 0 | 12012
1489 | 0 | 0 | 12011
1490 | 0 | 0 | 12010
1491 | 0 | 0 | 12010
1492 | 0 | 0 | 12010
1493 | 0 | 0 | 12009
1494 | 0 | 0 | 12009
1495 | 0 | 0 | 12008
1496 | 0 | 0 | 12007
1497 | 0 | 0 | 12006
1498 | 0 | 0 | 12005
1499 | 0 | 0 | 12005
1500 | 0 | 0 | 12005
1501 | 0 | 0 | 12001
1502 | 0 | 0 | 12000
1503 | 0 | 0 | 12000
1504 | 0 | 0 | 11999
1505 | 0 | 0 | 11996
1506 | 0 | 0 | 11994
1507 | 0 | 0 | 11990
1508 | 0 | 0 | 11990
1509 | 0 | 0 | 11990
1510 | 0 | 0 | 11988
1511 | 0 | 0 | 11987
1512 | 0 | 0 | 11985
1513 | 0 | 0 | 11984
1514 | 0 | 0 | 11982
1515 | 0 | 0 | 11980
1516 | 0 | 0 | 11977
1517 | 0 | 0 | 11977
1518 | 0 | 0 | 11974
1519 | 0 | 0 | 11974
1520 | 0 | 0 | 11974
1521 | 0 | 0 | 11972
1522 | 0 | 0 | 11968
1523 | 0 | 0 | 11966
1524 | 0 | 0 | 11965
1525 | 0 | 0 | 11965
1526 | 0 | 0 | 11964
1527 | 0 | 0 | 11964
1528 | 0 | 0 | 11963
1529 | 0 | 0 | 11963
1530 | 0 | 0 | 11960
1531 | 0 | 0 | 11960
1532 | 0 | 0 | 11959
1533 | 0 | 0 | 11959
1534 | 0 | 0 | 11958
1535 | 0 | 0 | 11957
1536 | 0 | 0 | 11957
1537 | 0 | 0 | 11957
1538 | 0 | 0 | 11954
1539 | 0 | 0 | 11953
1540 | 0 | 0 | 11952
1541 | 0 | 0 | 11950
1542 | 0 | 0 | 11949
1543 | 0 | 0 | 11946
1544 | 0 | 0 | 11944
1545 | 0 | 0 | 11942
1546 | 0 | 0 | 11937
1547 | 0 | 0 | 11937
1548 | 0 | 0 | 11936
1549 | 0 | 0 | 11934
1550 | 0 | 0 | 11933
1551 | 0 | 0 | 11933
1552 | 0 | 0 | 11933
1553 | 0 | 0 | 11932
1554 | 0 | 0 | 11932
1555 | 0 | 0 | 11932
1556 | 0 | 0 | 11932
1557 | 0 | 0 | 11929
1558 | 0 | 0 | 11929
1559 | 0 | 0 | 11929
1560 | 0 | 0 | 11929
1561 | 0 | 0 | 11927
1562 | 0 | 0 | 11924
1563 | 0 | 0 | 11923
1564 | 0 | 0 | 11923
1565 | 0 | 0 | 11921
1566 | 0 | 0 | 11920
1567 | 0 | 0 | 11920
1568 | 0 | 0 | 11920
1569 | 0 | 0 | 11919
1570 | 0 | 0 | 11917
1571 | 0 | 0 | 11914
1572 | 0 | 0 | 11912
1573 | 0 | 0 | 11911
1574 | 0 | 0 | 11910
1575 | 0 | 0 | 11910
1576 | 0 | 0 | 11909
1577 | 0 | 0 | 11909
1578 | 0 | 0 | 11909
1579 | 0 | 0 | 11908
1580 | 0 | 0 | 11908
1581 | 0 | 0 | 11907
1582 | 0 | 0 | 11906
1583 | 0 | 0 | 11906
1584 | 0 | 0 | 11904
1585 | 0 | 0 | 11903
1586 | 0 | 0 | 11902
1587 | 0 | 0 | 11902
1588 | 0 | 0 | 11902
1589 | 0 | 0 | 11900
1590 | 0 | 0 | 11899
1591 | 0 | 0 | 11895
1592 | 0 | 0 | 11894
1593 | 0 | 0 | 11891
1594 | 0 | 0 | 11891
1595 | 0 | 0 | 11890
1596 | 0 | 0 | 11890
1597 | 0 | 0 | 11890
1598 | 0 | 0 | 11889
1599 | 0 | 0 | 11887
1600 | 0 | 0 | 11886
1601 | 0 | 0 | 11884
1602 | 0 | 0 | 11883
1603 | 0 | 0 | 11882
1604 | 0 | 0 | 11880
1605 | 0 | 0 | 11880
1606 | 0 | 0 | 11880
1607 | 0 | 0 | 11879
1608 | 0 | 0 | 11875
1609 | 0 | 0 | 11874
1610 | 0 | 0 | 11873
1611 | 0 | 0 | 11870
1612 | 0 | 0 | 11870
1613 | 0 | 0 | 11870
1614 | 0 | 0 | 11870
1615 | 0 | 0 | 11868
1616 | 0 | 0 | 11866
1617 | 0 | 0 | 11866
1618 | 0 | 0 | 11865
1619 | 0 | 0 | 11864
1620 | 0 | 0 | 11862
1621 | 0 | 0 | 11857
1622 | 0 | 0 | 11857
1623 | 0 | 0 | 11854
1624 | 0 | 0 | 11854
1625 | 0 | 0 | 11849
1626 | 0 | 0 | 11849
1627 | 0 | 0 | 11847
1628 | 0 | 0 | 11846
1629 | 0 | 0 | 11845
1630 | 0 | 0 | 11844
1631 | 0 | 0 | 11843
1632 | 0 | 0 | 11842
1633 | 0 | 0 | 11839
1634 | 0 | 0 | 11837
1635 | 0 | 0 | 11836
1636 | 0 | 0 | 11834
1637 | 0 | 0 | 11834
1638 | 0 | 0 | 11834
1639 | 0 | 0 | 11833
1640 | 0 | 0 | 11832
1641 | 0 | 0 | 11831
1642 | 0 | 0 | 11831
1643 | 0 | 0 | 11831
1644 | 0 | 0 | 11830
1645 | 0 | 0 | 11830
1646 | 0 | 0 | 11830
1647 | 0 | 0 | 11826
1648 | 0 | 0 | 11825
1649 | 0 | 0 | 11825
1650 | 0 | 0 | 11824
1651 | 0 | 0 | 11824
1652 | 0 | 0 | 11824
1653 | 0 | 0 | 11820
1654 | 0 | 0 | 11818
1655 | 0 | 0 | 11818
1656 | 0 | 0 | 11817
1657 | 0 | 0 | 11816
1658 | 0 | 0 | 11815
1659 | 0 | 0 | 11814
1660 | 0 | 0 | 11813
1661 | 0 | 0 | 11812
1662 | 0 | 0 | 11810
1663 | 0 | 0 | 11805
1664 | 0 | 0 | 11805
1665 | 0 | 0 | 11803
1666 | 0 | 0 | 11803
1667 | 0 | 0 | 11803
1668 | 0 | 0 | 11802
1669 | 0 | 0 | 11797
1670 | 0 | 0 | 11797
1671 | 0 | 0 | 11795
1672 | 0 | 0 | 11794
1673 | 0 | 0 | 11792
1674 | 0 | 0 | 11792
1675 | 0 | 0 | 11789
1676 | 0 | 0 | 11788
1677 | 0 | 0 | 11788
1678 | 0 | 0 | 11787
1679 | 0 | 0 | 11787
1680 | 0 | 0 | 11787
1681 | 0 | 0 | 11784
1682 | 0 | 0 | 11783
1683 | 0 | 0 | 11783
1684 | 0 | 0 | 11782
1685 | 0 | 0 | 11781
1686 | 0 | 0 | 11779
1687 | 0 | 0 | 11778
1688 | 0 | 0 | 11776
1689 | 0 | 0 | 11775
1690 | 0 | 0 | 11773
1691 | 0 | 0 | 11773
1692 | 0 | 0 | 11771
1693 | 0 | 0 | 11771
1694 | 0 | 0 | 11766
1695 | 0 | 0 | 11766
1696 | 0 | 0 | 11765
1697 | 0 | 0 | 11765
1698 | 0 | 0 | 11763
1699 | 0 | 0 | 11763
1700 | 0 | 0 | 11762
1701 | 0 | 0 | 11761
1702 | 0 | 0 | 11761
1703 | 0 | 0 | 11760
1704 | 0 | 0 | 11760
1705 | 0 | 0 | 11760
1706 | 0 | 0 | 11759
1707 | 0 | 0 | 11756
1708 | 0 | 0 | 11755
1709 | 0 | 0 | 11755
1710 | 0 | 0 | 11752
1711 | 0 | 0 | 11751
1712 | 0 | 0 | 11751
1713 | 0 | 0 | 11751
1714 | 0 | 0 | 11748
1715 | 0 | 0 | 11746
1716 | 0 | 0 | 11746
1717 | 0 | 0 | 11744
1718 | 0 | 0 | 11742
1719 | 0 | 0 | 11741
1720 | 0 | 0 | 11741
1721 | 0 | 0 | 11740
1722 | 0 | 0 | 11737
1723 | 0 | 0 | 11734
1724 | 0 | 0 | 11729
1725 | 0 | 0 | 11729
1726 | 0 | 0 | 11726
1727 | 0 | 0 | 11725
1728 | 0 | 0 | 11725
1729 | 0 | 0 | 11723
1730 | 0 | 0 | 11721
1731 | 0 | 0 | 11720
1732 | 0 | 0 | 11718
1733 | 0 | 0 | 11718
1734 | 0 | 0 | 11718
1735 | 0 | 0 | 11716
1736 | 0 | 0 | 11715
1737 | 0 | 0 | 11713
1738 | 0 | 0 | 11709
1739 | 0 | 0 | 11707
1740 | 0 | 0 | 11706
1741 | 0 | 0 | 11703
1742 | 0 | 0 | 11699
1743 | 0 | 0 | 11698
1744 | 0 | 0 | 11698
1745 | 0 | 0 | 11697
1746 | 0 | 0 | 11697
1747 | 0 | 0 | 11697
1748 | 0 | 0 | 11696
1749 | 0 | 0 | 11696
1750 | 0 | 0 | 11695
1751 | 0 | 0 | 11693
1752 | 0 | 0 | 11693
1753 | 0 | 0 | 11692
1754 | 0 | 0 | 11690
1755 | 0 | 0 | 11689
1756 | 0 | 0 | 11689
1757 | 0 | 0 | 11689
1758 | 0 | 0 | 11687
1759 | 0 | 0 | 11686
1760 | 0 | 0 | 11685
1761 | 0 | 0 | 11684
1762 | 0 | 0 | 11684
1763 | 0 | 0 | 11683
1764 | 0 | 0 | 11681
1765 | 0 | 0 | 11681
1766 | 0 | 0 | 11681
1767 | 0 | 0 | 11678
1768 | 0 | 0 | 11676
1769 | 0 | 0 | 11673
1770 | 0 | 0 | 11672
1771 | 0 | 0 | 11672
1772 | 0 | 0 | 11670
1773 | 0 | 0 | 11667
1774 | 0 | 0 | 11667
1775 | 0 | 0 | 11666
1776 | 0 | 0 | 11665
1777 | 0 | 0 | 11665
1778 | 0 | 0 | 11664
1779 | 0 | 0 | 11664
1780 | 0 | 0 | 11663
1781 | 0 | 0 | 11663
1782 | 0 | 0 | 11662
1783 | 0 | 0 | 11662
1784 | 0 | 0 | 11662
1785 | 0 | 0 | 11661
1786 | 0 | 0 | 11660
1787 | 0 | 0 | 11659
1788 | 0 | 0 | 11659
1789 | 0 | 0 | 11658
1790 | 0 | 0 | 11657
1791 | 0 | 0 | 11657
1792 | 0 | 0 | 11656
1793 | 0 | 0 | 11656
1794 | 0 | 0 | 11656
1795 | 0 | 0 | 11655
1796 | 0 | 0 | 11653
1797 | 0 | 0 | 11653
1798 | 0 | 0 | 11650
1799 | 0 | 0 | 11649
1800 | 0 | 0 | 11646
1801 | 0 | 0 | 11645
1802 | 0 | 0 | 11645
1803 | 0 | 0 | 11645
1804 | 0 | 0 | 11644
1805 | 0 | 0 | 11644
1806 | 0 | 0 | 11642
1807 | 0 | 0 | 11640
1808 | 0 | 0 | 11638
1809 | 0 | 0 | 11638
1810 | 0 | 0 | 11637
1811 | 0 | 0 | 11637
1812 | 0 | 0 | 11636
1813 | 0 | 0 | 11633
1814 | 0 | 0 | 11633
1815 | 0 | 0 | 11631
1816 | 0 | 0 | 11630
1817 | 0 | 0 | 11628
1818 | 0 | 0 | 11628
1819 | 0 | 0 | 11624
1820 | 0 | 0 | 11623
1821 | 0 | 0 | 11623
1822 | 0 | 0 | 11621
1823 | 0 | 0 | 11621
1824 | 0 | 0 | 11619
1825 | 0 | 0 | 11619
1826 | 0 | 0 | 11615
1827 | 0 | 0 | 11612
1828 | 0 | 0 | 11612
1829 | 0 | 0 | 11612
1830 | 0 | 0 | 11612
1831 | 0 | 0 | 11611
1832 | 0 | 0 | 11610
1833 | 0 | 0 | 11607
1834 | 0 | 0 | 11606
1835 | 0 | 0 | 11605
1836 | 0 | 0 | 11605
1837 | 0 | 0 | 11604
1838 | 0 | 0 | 11603
1839 | 0 | 0 | 11603
1840 | 0 | 0 | 11602
1841 | 0 | 0 | 11600
1842 | 0 | 0 | 11599
1843 | 0 | 0 | 11597
1844 | 0 | 0 | 11596
1845 | 0 | 0 | 11596
1846 | 0 | 0 | 11595
1847 | 0 | 0 | 11594
1848 | 0 | 0 | 11593
1849 | 0 | 0 | 11592
1850 | 0 | 0 | 11591
1851 | 0 | 0 | 11591
1852 | 0 | 0 | 11587
1853 | 0 | 0 | 11587
1854 | 0 | 0 | 11586
1855 | 0 | 0 | 11584
1856 | 0 | 0 | 11584
1857 | 0 | 0 | 11582
1858 | 0 | 0 | 11581
1859 | 0 | 0 | 11580
1860 | 0 | 0 | 11576
1861 | 0 | 0 | 11576
1862 | 0 | 0 | 11576
1863 | 0 | 0 | 11572
1864 | 0 | 0 | 11570
1865 | 0 | 0 | 11569
1866 | 0 | 0 | 11566
1867 | 0 | 0 | 11565
1868 | 0 | 0 | 11564
1869 | 0 | 0 | 11563
1870 | 0 | 0 | 11563
1871 | 0 | 0 | 11562
1872 | 0 | 0 | 11562
1873 | 0 | 0 | 11554
1874 | 0 | 0 | 11553
1875 | 0 | 0 | 11552
1876 | 0 | 0 | 11551
1877 | 0 | 0 | 11550
1878 | 0 | 0 | 11549
1879 | 0 | 0 | 11549
1880 | 0 | 0 | 11548
1881 | 0 | 0 | 11544
1882 | 0 | 0 | 11543
1883 | 0 | 0 | 11542
1884 | 0 | 0 | 11542
1885 | 0 | 0 | 11538
1886 | 0 | 0 | 11535
1887 | 0 | 0 | 11535
1888 | 0 | 0 | 11534
1889 | 0 | 0 | 11533
1890 | 0 | 0 | 11532
1891 | 0 | 0 | 11532
1892 | 0 | 0 | 11532
1893 | 0 | 0 | 11531
1894 | 0 | 0 | 11529
1895 | 0 | 0 | 11529
1896 | 0 | 0 | 11527
1897 | 0 | 0 | 11525
1898 | 0 | 0 | 11524
1899 | 0 | 0 | 11523
1900 | 0 | 0 | 11521
1901 | 0 | 0 | 11520
1902 | 0 | 0 | 11519
1903 | 0 | 0 | 11516
1904 | 0 | 0 | 11516
1905 | 0 | 0 | 11515
1906 | 0 | 0 | 11514
1907 | 0 | 0 | 11514
1908 | 0 | 0 | 11513
1909 | 0 | 0 | 11512
1910 | 0 | 0 | 11511
1911 | 0 | 0 | 11510
1912 | 0 | 0 | 11509
1913 | 0 | 0 | 11508
1914 | 0 | 0 | 11508
1915 | 0 | 0 | 11508
1916 | 0 | 0 | 11507
1917 | 0 | 0 | 11505
1918 | 0 | 0 | 11504
1919 | 0 | 0 | 11504
1920 | 0 | 0 | 11504
1921 | 0 | 0 | 11502
1922 | 0 | 0 | 11498
1923 | 0 | 0 | 11495
1924 | 0 | 0 | 11493
1925 | 0 | 0 | 11492
1926 | 0 | 0 | 11491
1927 | 0 | 0 | 11487
1928 | 0 | 0 | 11486
1929 | 0 | 0 | 11486
1930 | 0 | 0 | 11486
1931 | 0 | 0 | 11485
1932 | 0 | 0 | 11479
1933 | 0 | 0 | 11479
1934 | 0 | 0 | 11478
1935 | 0 | 0 | 11477
1936 | 0 | 0 | 11476
1937 | 0 | 0 | 11475
1938 | 0 | 0 | 11475
1939 | 0 | 0 | 11473
1940 | 0 | 0 | 11473
1941 | 0 | 0 | 11473
1942 | 0 | 0 | 11473
1943 | 0 | 0 | 11469
1944 | 0 | 0 | 11469
1945 | 0 | 0 | 11468
1946 | 0 | 0 | 11467
1947 | 0 | 0 | 11467
1948 | 0 | 0 | 11466
1949 | 0 | 0 | 11466
1950 | 0 | 0 | 11464
1951 | 0 | 0 | 11463
1952 | 0 | 0 | 11460
1953 | 0 | 0 | 11458
1954 | 0 | 0 | 11456
1955 | 0 | 0 | 11456
1956 | 0 | 0 | 11452
1957 | 0 | 0 | 11450
1958 | 0 | 0 | 11448
1959 | 0 | 0 | 11448
1960 | 0 | 0 | 11447
1961 | 0 | 0 | 11445
1962 | 0 | 0 | 11444
1963 | 0 | 0 | 11444
1964 | 0 | 0 | 11443
1965 | 0 | 0 | 11441
1966 | 0 | 0 | 11441
1967 | 0 | 0 | 11441
1968 | 0 | 0 | 11440
1969 | 0 | 0 | 11439
1970 | 0 | 0 | 11439
1971 | 0 | 0 | 11439
1972 | 0 | 0 | 11438
1973 | 0 | 0 | 11438
1974 | 0 | 0 | 11436
1975 | 0 | 0 | 11434
1976 | 0 | 0 | 11434
1977 | 0 | 0 | 11433
1978 | 0 | 0 | 11432
1979 | 0 | 0 | 11431
1980 | 0 | 0 | 11431
1981 | 0 | 0 | 11430
1982 | 0 | 0 | 11430
1983 | 0 | 0 | 11428
1984 | 0 | 0 | 11427
1985 | 0 | 0 | 11427
1986 | 0 | 0 | 11425
1987 | 0 | 0 | 11424
1988 | 0 | 0 | 11424
1989 | 0 | 0 | 11424
1990 | 0 | 0 | 11424
1991 | 0 | 0 | 11423
1992 | 0 | 0 | 11422
1993 | 0 | 0 | 11422
1994 | 0 | 0 | 11421
1995 | 0 | 0 | 11421
1996 | 0 | 0 | 11420
1997 | 0 | 0 | 11419
1998 | 0 | 0 | 11417
1999 | 0 | 0 | 11416
2000 | 0 | 0 | 11415
2001 | 0 | 0 | 11414
2002 | 0 | 0 | 11413
2003 | 0 | 0 | 11408
2004 | 0 | 0 | 11406
2005 | 0 | 0 | 11405
2006 | 0 | 0 | 11405
2007 | 0 | 0 | 11405
2008 | 0 | 0 | 11404
2009 | 0 | 0 | 11404
2010 | 0 | 0 | 11403
2011 | 0 | 0 | 11401
2012 | 0 | 0 | 11399
2013 | 0 | 0 | 11398
2014 | 0 | 0 | 11398
2015 | 0 | 0 | 11397
2016 | 0 | 0 | 11397
2017 | 0 | 0 | 11395
2018 | 0 | 0 | 11394
2019 | 0 | 0 | 11387
2020 | 0 | 0 | 11387
2021 | 0 | 0 | 11387
2022 | 0 | 0 | 11386
2023 | 0 | 0 | 11384
2024 | 0 | 0 | 11382
2025 | 0 | 0 | 11379
2026 | 0 | 0 | 11378
2027 | 0 | 0 | 11377
2028 | 0 | 0 | 11377
2029 | 0 | 0 | 11375
2030 | 0 | 0 | 11373
2031 | 0 | 0 | 11371
2032 | 0 | 0 | 11370
2033 | 0 | 0 | 11369
2034 | 0 | 0 | 11367
2035 | 0 | 0 | 11366
2036 | 0 | 0 | 11366
2037 | 0 | 0 | 11366
2038 | 0 | 0 | 11365
2039 | 0 | 0 | 11364
2040 | 0 | 0 | 11362
2041 | 0 | 0 | 11359
2042 | 0 | 0 | 11359
2043 | 0 | 0 | 11359
2044 | 0 | 0 | 11358
2045 | 0 | 0 | 11356
2046 | 0 | 0 | 11356
2047 | 0 | 0 | 11356
2048 | 0 | 0 | 11356
2049 | 0 | 0 | 11355
2050 | 0 | 0 | 11355
2051 | 0 | 0 | 11352
2052 | 0 | 0 | 11351
2053 | 0 | 0 | 11351
2054 | 0 | 0 | 11351
2055 | 0 | 0 | 11350
2056 | 0 | 0 | 11344
2057 | 0 | 0 | 11343
2058 | 0 | 0 | 11341
2059 | 0 | 0 | 11341
2060 | 0 | 0 | 11340
2061 | 0 | 0 | 11338
2062 | 0 | 0 | 11337
2063 | 0 | 0 | 11337
2064 | 0 | 0 | 11335
2065 | 0 | 0 | 11335
2066 | 0 | 0 | 11334
2067 | 0 | 0 | 11334
2068 | 0 | 0 | 11334
2069 | 0 | 0 | 11333
2070 | 0 | 0 | 11332
2071 | 0 | 0 | 11331
2072 | 0 | 0 | 11330
2073 | 0 | 0 | 11328
2074 | 0 | 0 | 11328
2075 | 0 | 0 | 11327
2076 | 0 | 0 | 11326
2077 | 0 | 0 | 11324
2078 | 0 | 0 | 11324
2079 | 0 | 0 | 11323
2080 | 0 | 0 | 11323
2081 | 0 | 0 | 11322
2082 | 0 | 0 | 11322
2083 | 0 | 0 | 11321
2084 | 0 | 0 | 11321
2085 | 0 | 0 | 11320
2086 | 0 | 0 | 11320
2087 | 0 | 0 | 11320
2088 | 0 | 0 | 11319
2089 | 0 | 0 | 11319
2090 | 0 | 0 | 11318
2091 | 0 | 0 | 11318
2092 | 0 | 0 | 11318
2093 | 0 | 0 | 11317
2094 | 0 | 0 | 11316
2095 | 0 | 0 | 11315
2096 | 0 | 0 | 11312
2097 | 0 | 0 | 11310
2098 | 0 | 0 | 11310
2099 | 0 | 0 | 11309
2100 | 0 | 0 | 11309
2101 | 0 | 0 | 11308
2102 | 0 | 0 | 11308
2103 | 0 | 0 | 11307
2104 | 0 | 0 | 11305
2105 | 0 | 0 | 11304
2106 | 0 | 0 | 11304
2107 | 0 | 0 | 11303
2108 | 0 | 0 | 11303
2109 | 0 | 0 | 11303
2110 | 0 | 0 | 11301
2111 | 0 | 0 | 11300
2112 | 0 | 0 | 11299
2113 | 0 | 0 | 11299
2114 | 0 | 0 | 11297
2115 | 0 | 0 | 11297
2116 | 0 | 0 | 11296
2117 | 0 | 0 | 11295
2118 | 0 | 0 | 11294
2119 | 0 | 0 | 11293
2120 | 0 | 0 | 11292
2121 | 0 | 0 | 11290
2122 | 0 | 0 | 11289
2123 | 0 | 0 | 11289
2124 | 0 | 0 | 11289
2125 | 0 | 0 | 11288
2126 | 0 | 0 | 11288
2127 | 0 | 0 | 11287
2128 | 0 | 0 | 11286
2129 | 0 | 0 | 11286
2130 | 0 | 0 | 11286
2131 | 0 | 0 | 11285
2132 | 0 | 0 | 11284
2133 | 0 | 0 | 11284
2134 | 0 | 0 | 11284
2135 | 0 | 0 | 11282
2136 | 0 | 0 | 11281
2137 | 0 | 0 | 11280
2138 | 0 | 0 | 11279
2139 | 0 | 0 | 11277
2140 | 0 | 0 | 11276
2141 | 0 | 0 | 11276
2142 | 0 | 0 | 11273
2143 | 0 | 0 | 11272
2144 | 0 | 0 | 11271
2145 | 0 | 0 | 11269
2146 | 0 | 0 | 11267
2147 | 0 | 0 | 11267
2148 | 0 | 0 | 11265
2149 | 0 | 0 | 11264
2150 | 0 | 0 | 11263
2151 | 0 | 0 | 11263
2152 | 0 | 0 | 11263
2153 | 0 | 0 | 11260
2154 | 0 | 0 | 11259
2155 | 0 | 0 | 11258
2156 | 0 | 0 | 11255
2157 | 0 | 0 | 11254
2158 | 0 | 0 | 11252
2159 | 0 | 0 | 11251
2160 | 0 | 0 | 11250
2161 | 0 | 0 | 11249
2162 | 0 | 0 | 11249
2163 | 0 | 0 | 11248
2164 | 0 | 0 | 11248
2165 | 0 | 0 | 11247
2166 | 0 | 0 | 11245
2167 | 0 | 0 | 11245
2168 | 0 | 0 | 11245
2169 | 0 | 0 | 11244
2170 | 0 | 0 | 11242
2171 | 0 | 0 | 11240
2172 | 0 | 0 | 11239
2173 | 0 | 0 | 11237
2174 | 0 | 0 | 11235
2175 | 0 | 0 | 11234
2176 | 0 | 0 | 11232
2177 | 0 | 0 | 11232
2178 | 0 | 0 | 11227
2179 | 0 | 0 | 11227
2180 | 0 | 0 | 11226
2181 | 0 | 0 | 11225
2182 | 0 | 0 | 11224
2183 | 0 | 0 | 11221
2184 | 0 | 0 | 11220
2185 | 0 | 0 | 11219
2186 | 0 | 0 | 11219
2187 | 0 | 0 | 11217
2188 | 0 | 0 | 11214
2189 | 0 | 0 | 11214
2190 | 0 | 0 | 11214
2191 | 0 | 0 | 11213
2192 | 0 | 0 | 11212
2193 | 0 | 0 | 11211
2194 | 0 | 0 | 11210
2195 | 0 | 0 | 11210
2196 | 0 | 0 | 11210
2197 | 0 | 0 | 11209
2198 | 0 | 0 | 11209
2199 | 0 | 0 | 11208
2200 | 0 | 0 | 11208
2201 | 0 | 0 | 11208
2202 | 0 | 0 | 11207
2203 | 0 | 0 | 11206
2204 | 0 | 0 | 11206
2205 | 0 | 0 | 11205
2206 | 0 | 0 | 11205
2207 | 0 | 0 | 11204
2208 | 0 | 0 | 11203
2209 | 0 | 0 | 11202
2210 | 0 | 0 | 11201
2211 | 0 | 0 | 11199
2212 | 0 | 0 | 11199
2213 | 0 | 0 | 11198
2214 | 0 | 0 | 11196
2215 | 0 | 0 | 11193
2216 | 0 | 0 | 11193
2217 | 0 | 0 | 11190
2218 | 0 | 0 | 11187
2219 | 0 | 0 | 11182
2220 | 0 | 0 | 11180
2221 | 0 | 0 | 11179
2222 | 0 | 0 | 11178
2223 | 0 | 0 | 11177
2224 | 0 | 0 | 11177
2225 | 0 | 0 | 11175
2226 | 0 | 0 | 11174
2227 | 0 | 0 | 11173
2228 | 0 | 0 | 11173
2229 | 0 | 0 | 11172
2230 | 0 | 0 | 11172
2231 | 0 | 0 | 11171
2232 | 0 | 0 | 11168
2233 | 0 | 0 | 11168
2234 | 0 | 0 | 11167
2235 | 0 | 0 | 11166
2236 | 0 | 0 | 11165
2237 | 0 | 0 | 11163
2238 | 0 | 0 | 11163
2239 | 0 | 0 | 11161
2240 | 0 | 0 | 11156
2241 | 0 | 0 | 11153
2242 | 0 | 0 | 11151
2243 | 0 | 0 | 11150
2244 | 0 | 0 | 11148
2245 | 0 | 0 | 11148
2246 | 0 | 0 | 11148
2247 | 0 | 0 | 11148
2248 | 0 | 0 | 11147
2249 | 0 | 0 | 11147
2250 | 0 | 0 | 11147
2251 | 0 | 0 | 11147
2252 | 0 | 0 | 11146
2253 | 0 | 0 | 11145
2254 | 0 | 0 | 11143
2255 | 0 | 0 | 11142
2256 | 0 | 0 | 11139
2257 | 0 | 0 | 11139
2258 | 0 | 0 | 11138
2259 | 0 | 0 | 11138
2260 | 0 | 0 | 11137
2261 | 0 | 0 | 11137
2262 | 0 | 0 | 11137
2263 | 0 | 0 | 11134
2264 | 0 | 0 | 11134
2265 | 0 | 0 | 11134
2266 | 0 | 0 | 11133
2267 | 0 | 0 | 11132
2268 | 0 | 0 | 11128
2269 | 0 | 0 | 11128
2270 | 0 | 0 | 11128
2271 | 0 | 0 | 11127
2272 | 0 | 0 | 11123
2273 | 0 | 0 | 11122
2274 | 0 | 0 | 11121
2275 | 0 | 0 | 11121
2276 | 0 | 0 | 11121
2277 | 0 | 0 | 11120
2278 | 0 | 0 | 11119
2279 | 0 | 0 | 11119
2280 | 0 | 0 | 11118
2281 | 0 | 0 | 11118
2282 | 0 | 0 | 11118
2283 | 0 | 0 | 11117
2284 | 0 | 0 | 11116
2285 | 0 | 0 | 11116
2286 | 0 | 0 | 11115
2287 | 0 | 0 | 11115
2288 | 0 | 0 | 11114
2289 | 0 | 0 | 11113
2290 | 0 | 0 | 11112
2291 | 0 | 0 | 11112
2292 | 0 | 0 | 11112
2293 | 0 | 0 | 11112
2294 | 0 | 0 | 11110
2295 | 0 | 0 | 11110
2296 | 0 | 0 | 11108
2297 | 0 | 0 | 11108
2298 | 0 | 0 | 11107
2299 | 0 | 0 | 11106
2300 | 0 | 0 | 11105
2301 | 0 | 0 | 11104
2302 | 0 | 0 | 11103
2303 | 0 | 0 | 11103
2304 | 0 | 0 | 11103
2305 | 0 | 0 | 11102
2306 | 0 | 0 | 11101
2307 | 0 | 0 | 11100
2308 | 0 | 0 | 11096
2309 | 0 | 0 | 11096
2310 | 0 | 0 | 11095
2311 | 0 | 0 | 11093
2312 | 0 | 0 | 11092
2313 | 0 | 0 | 11091
2314 | 0 | 0 | 11089
2315 | 0 | 0 | 11085
2316 | 0 | 0 | 11084
2317 | 0 | 0 | 11082
2318 | 0 | 0 | 11082
2319 | 0 | 0 | 11082
2320 | 0 | 0 | 11082
2321 | 0 | 0 | 11082
2322 | 0 | 0 | 11081
2323 | 0 | 0 | 11081
2324 | 0 | 0 | 11080
2325 | 0 | 0 | 11079
2326 | 0 | 0 | 11079
2327 | 0 | 0 | 11076
2328 | 0 | 0 | 11074
2329 | 0 | 0 | 11073
2330 | 0 | 0 | 11071
2331 | 0 | 0 | 11070
2332 | 0 | 0 | 11070
2333 | 0 | 0 | 11070
2334 | 0 | 0 | 11069
2335 | 0 | 0 | 11068
2336 | 0 | 0 | 11067
2337 | 0 | 0 | 11066
2338 | 0 | 0 | 11065
2339 | 0 | 0 | 11064
2340 | 0 | 0 | 11062
2341 | 0 | 0 | 11062
2342 | 0 | 0 | 11061
2343 | 0 | 0 | 11059
2344 | 0 | 0 | 11058
2345 | 0 | 0 | 11058
2346 | 0 | 0 | 11057
2347 | 0 | 0 | 11054
2348 | 0 | 0 | 11051
2349 | 0 | 0 | 11051
2350 | 0 | 0 | 11050
2351 | 0 | 0 | 11049
2352 | 0 | 0 | 11048
2353 | 0 | 0 | 11048
2354 | 0 | 0 | 11047
2355 | 0 | 0 | 11047
2356 | 0 | 0 | 11046
2357 | 0 | 0 | 11045
2358 | 0 | 0 | 11044
2359 | 0 | 0 | 11044
2360 | 0 | 0 | 11043
2361 | 0 | 0 | 11043
2362 | 0 | 0 | 11043
2363 | 0 | 0 | 11042
2364 | 0 | 0 | 11042
2365 | 0 | 0 | 11040
2366 | 0 | 0 | 11040
2367 | 0 | 0 | 11039
2368 | 0 | 0 | 11039
2369 | 0 | 0 | 11038
2370 | 0 | 0 | 11037
2371 | 0 | 0 | 11034
2372 | 0 | 0 | 11034
2373 | 0 | 0 | 11033
2374 | 0 | 0 | 11032
2375 | 0 | 0 | 11032
2376 | 0 | 0 | 11031
2377 | 0 | 0 | 11031
2378 | 0 | 0 | 11031
2379 | 0 | 0 | 11030
2380 | 0 | 0 | 11029
2381 | 0 | 0 | 11028
2382 | 0 | 0 | 11028
2383 | 0 | 0 | 11028
2384 | 0 | 0 | 11025
2385 | 0 | 0 | 11024
2386 | 0 | 0 | 11022
2387 | 0 | 0 | 11021
2388 | 0 | 0 | 11020
2389 | 0 | 0 | 11019
2390 | 0 | 0 | 11019
2391 | 0 | 0 | 11018
2392 | 0 | 0 | 11018
2393 | 0 | 0 | 11018
2394 | 0 | 0 | 11017
2395 | 0 | 0 | 11017
2396 | 0 | 0 | 11015
2397 | 0 | 0 | 11014
2398 | 0 | 0 | 11014
2399 | 0 | 0 | 11010
2400 | 0 | 0 | 11009
2401 | 0 | 0 | 11007
2402 | 0 | 0 | 11006
2403 | 0 | 0 | 11004
2404 | 0 | 0 | 11002
2405 | 0 | 0 | 11001
2406 | 0 | 0 | 11000
2407 | 0 | 0 | 10999
2408 | 0 | 0 | 10999
2409 | 0 | 0 | 10998
2410 | 0 | 0 | 10996
2411 | 0 | 0 | 10996
2412 | 0 | 0 | 10995
2413 | 0 | 0 | 10994
2414 | 0 | 0 | 10993
2415 | 0 | 0 | 10992
2416 | 0 | 0 | 10992
2417 | 0 | 0 | 10991
2418 | 0 | 0 | 10991
2419 | 0 | 0 | 10989
2420 | 0 | 0 | 10988
2421 | 0 | 0 | 10988
2422 | 0 | 0 | 10986
2423 | 0 | 0 | 10984
2424 | 0 | 0 | 10980
2425 | 0 | 0 | 10979
2426 | 0 | 0 | 10979
2427 | 0 | 0 | 10977
2428 | 0 | 0 | 10977
2429 | 0 | 0 | 10977
2430 | 0 | 0 | 10976
2431 | 0 | 0 | 10976
2432 | 0 | 0 | 10975
2433 | 0 | 0 | 10974
2434 | 0 | 0 | 10974
2435 | 0 | 0 | 10972
2436 | 0 | 0 | 10971
2437 | 0 | 0 | 10971
2438 | 0 | 0 | 10970
2439 | 0 | 0 | 10969
2440 | 0 | 0 | 10968
2441 | 0 | 0 | 10966
2442 | 0 | 0 | 10966
2443 | 0 | 0 | 10964
2444 | 0 | 0 | 10963
2445 | 0 | 0 | 10963
2446 | 0 | 0 | 10961
2447 | 0 | 0 | 10961
2448 | 0 | 0 | 10961
2449 | 0 | 0 | 10959
2450 | 0 | 0 | 10959
2451 | 0 | 0 | 10956
2452 | 0 | 0 | 10955
2453 | 0 | 0 | 10954
2454 | 0 | 0 | 10953
2455 | 0 | 0 | 10953
2456 | 0 | 0 | 10952
2457 | 0 | 0 | 10952
2458 | 0 | 0 | 10951
2459 | 0 | 0 | 10951
2460 | 0 | 0 | 10950
2461 | 0 | 0 | 10950
2462 | 0 | 0 | 10949
2463 | 0 | 0 | 10949
2464 | 0 | 0 | 10948
2465 | 0 | 0 | 10947
2466 | 0 | 0 | 10946
2467 | 0 | 0 | 10946
2468 | 0 | 0 | 10945
2469 | 0 | 0 | 10944
2470 | 0 | 0 | 10944
2471 | 0 | 0 | 10942
2472 | 0 | 0 | 10942
2473 | 0 | 0 | 10941
2474 | 0 | 0 | 10940
2475 | 0 | 0 | 10940
2476 | 0 | 0 | 10939
2477 | 0 | 0 | 10938
2478 | 0 | 0 | 10938
2479 | 0 | 0 | 10938
2480 | 0 | 0 | 10937
2481 | 0 | 0 | 10935
2482 | 0 | 0 | 10935
2483 | 0 | 0 | 10934
2484 | 0 | 0 | 10934
2485 | 0 | 0 | 10933
2486 | 0 | 0 | 10933
2487 | 0 | 0 | 10932
2488 | 0 | 0 | 10930
2489 | 0 | 0 | 10929
2490 | 0 | 0 | 10929
2491 | 0 | 0 | 10928
2492 | 0 | 0 | 10927
2493 | 0 | 0 | 10927
2494 | 0 | 0 | 10927
2495 | 0 | 0 | 10926
2496 | 0 | 0 | 10925
2497 | 0 | 0 | 10923
2498 | 0 | 0 | 10922
2499 | 0 | 0 | 10921
2500 | 0 | 0 | 10921
2501 | 0 | 0 | 10916
2502 | 0 | 0 | 10916
2503 | 0 | 0 | 10915
2504 | 0 | 0 | 10914
2505 | 0 | 0 | 10913
2506 | 0 | 0 | 10913
2507 | 0 | 0 | 10911
2508 | 0 | 0 | 10911
2509 | 0 | 0 | 10910
2510 | 0 | 0 | 10910
2511 | 0 | 0 | 10910
2512 | 0 | 0 | 10910
2513 | 0 | 0 | 10909
2514 | 0 | 0 | 10909
2515 | 0 | 0 | 10907
2516 | 0 | 0 | 10903
2517 | 0 | 0 | 10903
2518 | 0 | 0 | 10902
2519 | 0 | 0 | 10901
2520 | 0 | 0 | 10900
2521 | 0 | 0 | 10898
2522 | 0 | 0 | 10898
2523 | 0 | 0 | 10897
2524 | 0 | 0 | 10897
2525 | 0 | 0 | 10896
2526 | 0 | 0 | 10896
2527 | 0 | 0 | 10894
2528 | 0 | 0 | 10893
2529 | 0 | 0 | 10886
2530 | 0 | 0 | 10885
2531 | 0 | 0 | 10884
2532 | 0 | 0 | 10883
2533 | 0 | 0 | 10882
2534 | 0 | 0 | 10882
2535 | 0 | 0 | 10881
2536 | 0 | 0 | 10881
2537 | 0 | 0 | 10880
2538 | 0 | 0 | 10879
2539 | 0 | 0 | 10878
2540 | 0 | 0 | 10878
2541 | 0 | 0 | 10877
2542 | 0 | 0 | 10876
2543 | 0 | 0 | 10875
2544 | 0 | 0 | 10874
2545 | 0 | 0 | 10870
2546 | 0 | 0 | 10870
2547 | 0 | 0 | 10867
2548 | 0 | 0 | 10867
2549 | 0 | 0 | 10866
2550 | 0 | 0 | 10864
2551 | 0 | 0 | 10863
2552 | 0 | 0 | 10863
2553 | 0 | 0 | 10863
2554 | 0 | 0 | 10860
2555 | 0 | 0 | 10860
2556 | 0 | 0 | 10859
2557 | 0 | 0 | 10859
2558 | 0 | 0 | 10858
2559 | 0 | 0 | 10858
2560 | 0 | 0 | 10857
2561 | 0 | 0 | 10855
2562 | 0 | 0 | 10854
2563 | 0 | 0 | 10853
2564 | 0 | 0 | 10852
2565 | 0 | 0 | 10851
2566 | 0 | 0 | 10848
2567 | 0 | 0 | 10848
2568 | 0 | 0 | 10845
2569 | 0 | 0 | 10844
2570 | 0 | 0 | 10843
2571 | 0 | 0 | 10842
2572 | 0 | 0 | 10840
2573 | 0 | 0 | 10840
2574 | 0 | 0 | 10840
2575 | 0 | 0 | 10839
2576 | 0 | 0 | 10838
2577 | 0 | 0 | 10836
2578 | 0 | 0 | 10836
2579 | 0 | 0 | 10836
2580 | 0 | 0 | 10834
2581 | 0 | 0 | 10833
2582 | 0 | 0 | 10833
2583 | 0 | 0 | 10829
2584 | 0 | 0 | 10829
2585 | 0 | 0 | 10828
2586 | 0 | 0 | 10827
2587 | 0 | 0 | 10825
2588 | 0 | 0 | 10825
2589 | 0 | 0 | 10823
2590 | 0 | 0 | 10822
2591 | 0 | 0 | 10821
2592 | 0 | 0 | 10819
2593 | 0 | 0 | 10818
2594 | 0 | 0 | 10817
2595 | 0 | 0 | 10817
2596 | 0 | 0 | 10816
2597 | 0 | 0 | 10815
2598 | 0 | 0 | 10814
2599 | 0 | 0 | 10812
2600 | 0 | 0 | 10812
2601 | 0 | 0 | 10808
2602 | 0 | 0 | 10808
2603 | 0 | 0 | 10806
2604 | 0 | 0 | 10806
2605 | 0 | 0 | 10806
2606 | 0 | 0 | 10805
2607 | 0 | 0 | 10805
2608 | 0 | 0 | 10805
2609 | 0 | 0 | 10804
2610 | 0 | 0 | 10804
2611 | 0 | 0 | 10802
2612 | 0 | 0 | 10800
2613 | 0 | 0 | 10798
2614 | 0 | 0 | 10798
2615 | 0 | 0 | 10798
2616 | 0 | 0 | 10797
2617 | 0 | 0 | 10797
2618 | 0 | 0 | 10796
2619 | 0 | 0 | 10796
2620 | 0 | 0 | 10796
2621 | 0 | 0 | 10791
2622 | 0 | 0 | 10791
2623 | 0 | 0 | 10790
2624 | 0 | 0 | 10788
2625 | 0 | 0 | 10788
2626 | 0 | 0 | 10787
2627 | 0 | 0 | 10785
2628 | 0 | 0 | 10785
2629 | 0 | 0 | 10784
2630 | 0 | 0 | 10784
2631 | 0 | 0 | 10783
2632 | 0 | 0 | 10782
2633 | 0 | 0 | 10782
2634 | 0 | 0 | 10782
2635 | 0 | 0 | 10779
2636 | 0 | 0 | 10779
2637 | 0 | 0 | 10775
2638 | 0 | 0 | 10772
2639 | 0 | 0 | 10772
2640 | 0 | 0 | 10771
2641 | 0 | 0 | 10771
2642 | 0 | 0 | 10770
2643 | 0 | 0 | 10770
2644 | 0 | 0 | 10768
2645 | 0 | 0 | 10766
2646 | 0 | 0 | 10766
2647 | 0 | 0 | 10766
2648 | 0 | 0 | 10765
2649 | 0 | 0 | 10764
2650 | 0 | 0 | 10764
2651 | 0 | 0 | 10761
2652 | 0 | 0 | 10761
2653 | 0 | 0 | 10760
2654 | 0 | 0 | 10760
2655 | 0 | 0 | 10759
2656 | 0 | 0 | 10759
2657 | 0 | 0 | 10759
2658 | 0 | 0 | 10757
2659 | 0 | 0 | 10756
2660 | 0 | 0 | 10754
2661 | 0 | 0 | 10753
2662 | 0 | 0 | 10752
2663 | 0 | 0 | 10750
2664 | 0 | 0 | 10748
2665 | 0 | 0 | 10747
2666 | 0 | 0 | 10747
2667 | 0 | 0 | 10747
2668 | 0 | 0 | 10747
2669 | 0 | 0 | 10746
2670 | 0 | 0 | 10745
2671 | 0 | 0 | 10741
2672 | 0 | 0 | 10741
2673 | 0 | 0 | 10740
2674 | 0 | 0 | 10739
2675 | 0 | 0 | 10739
2676 | 0 | 0 | 10736
2677 | 0 | 0 | 10736
2678 | 0 | 0 | 10735
2679 | 0 | 0 | 10735
2680 | 0 | 0 | 10734
2681 | 0 | 0 | 10733
2682 | 0 | 0 | 10732
2683 | 0 | 0 | 10730
2684 | 0 | 0 | 10728
2685 | 0 | 0 | 10728
2686 | 0 | 0 | 10726
2687 | 0 | 0 | 10726
2688 | 0 | 0 | 10723
2689 | 0 | 0 | 10723
2690 | 0 | 0 | 10722
2691 | 0 | 0 | 10722
2692 | 0 | 0 | 10722
2693 | 0 | 0 | 10720
2694 | 0 | 0 | 10719
2695 | 0 | 0 | 10719
2696 | 0 | 0 | 10719
2697 | 0 | 0 | 10719
2698 | 0 | 0 | 10719
2699 | 0 | 0 | 10717
2700 | 0 | 0 | 10717
2701 | 0 | 0 | 10717
2702 | 0 | 0 | 10716
2703 | 0 | 0 | 10716
2704 | 0 | 0 | 10716
2705 | 0 | 0 | 10715
2706 | 0 | 0 | 10715
2707 | 0 | 0 | 10714
2708 | 0 | 0 | 10711
2709 | 0 | 0 | 10710
2710 | 0 | 0 | 10708
2711 | 0 | 0 | 10706
2712 | 0 | 0 | 10705
2713 | 0 | 0 | 10704
2714 | 0 | 0 | 10701
2715 | 0 | 0 | 10701
2716 | 0 | 0 | 10701
2717 | 0 | 0 | 10700
2718 | 0 | 0 | 10699
2719 | 0 | 0 | 10699
2720 | 0 | 0 | 10699
2721 | 0 | 0 | 10698
2722 | 0 | 0 | 10696
2723 | 0 | 0 | 10696
2724 | 0 | 0 | 10695
2725 | 0 | 0 | 10695
2726 | 0 | 0 | 10693
2727 | 0 | 0 | 10693
2728 | 0 | 0 | 10692
2729 | 0 | 0 | 10692
2730 | 0 | 0 | 10692
2731 | 0 | 0 | 10690
2732 | 0 | 0 | 10690
2733 | 0 | 0 | 10687
2734 | 0 | 0 | 10686
2735 | 0 | 0 | 10686
2736 | 0 | 0 | 10683
2737 | 0 | 0 | 10680
2738 | 0 | 0 | 10679
2739 | 0 | 0 | 10679
2740 | 0 | 0 | 10678
2741 | 0 | 0 | 10678
2742 | 0 | 0 | 10675
2743 | 0 | 0 | 10675
2744 | 0 | 0 | 10674
2745 | 0 | 0 | 10673
2746 | 0 | 0 | 10673
2747 | 0 | 0 | 10671
2748 | 0 | 0 | 10669
2749 | 0 | 0 | 10668
2750 | 0 | 0 | 10668
2751 | 0 | 0 | 10667
2752 | 0 | 0 | 10667
2753 | 0 | 0 | 10667
2754 | 0 | 0 | 10667
2755 | 0 | 0 | 10666
2756 | 0 | 0 | 10664
2757 | 0 | 0 | 10663
2758 | 0 | 0 | 10661
2759 | 0 | 0 | 10660
2760 | 0 | 0 | 10660
2761 | 0 | 0 | 10659
2762 | 0 | 0 | 10659
2763 | 0 | 0 | 10659
2764 | 0 | 0 | 10658
2765 | 0 | 0 | 10658
2766 | 0 | 0 | 10657
2767 | 0 | 0 | 10657
2768 | 0 | 0 | 10655
2769 | 0 | 0 | 10654
2770 | 0 | 0 | 10654
2771 | 0 | 0 | 10648
2772 | 0 | 0 | 10648
2773 | 0 | 0 | 10648
2774 | 0 | 0 | 10648
2775 | 0 | 0 | 10647
2776 | 0 | 0 | 10645
2777 | 0 | 0 | 10644
2778 | 0 | 0 | 10644
2779 | 0 | 0 | 10644
2780 | 0 | 0 | 10642
2781 | 0 | 0 | 10642
2782 | 0 | 0 | 10641
2783 | 0 | 0 | 10641
2784 | 0 | 0 | 10637
2785 | 0 | 0 | 10637
2786 | 0 | 0 | 10637
2787 | 0 | 0 | 10635
2788 | 0 | 0 | 10635
2789 | 0 | 0 | 10634
2790 | 0 | 0 | 10633
2791 | 0 | 0 | 10633
2792 | 0 | 0 | 10633
2793 | 0 | 0 | 10630
2794 | 0 | 0 | 10627
2795 | 0 | 0 | 10626
2796 | 0 | 0 | 10626
2797 | 0 | 0 | 10626
2798 | 0 | 0 | 10625
2799 | 0 | 0 | 10625
2800 | 0 | 0 | 10624
2801 | 0 | 0 | 10623
2802 | 0 | 0 | 10621
2803 | 0 | 0 | 10621
2804 | 0 | 0 | 10620
2805 | 0 | 0 | 10619
2806 | 0 | 0 | 10618
2807 | 0 | 0 | 10617
2808 | 0 | 0 | 10617
2809 | 0 | 0 | 10617
2810 | 0 | 0 | 10613
2811 | 0 | 0 | 10611
2812 | 0 | 0 | 10610
2813 | 0 | 0 | 10610
2814 | 0 | 0 | 10609
2815 | 0 | 0 | 10608
2816 | 0 | 0 | 10608
2817 | 0 | 0 | 10608
2818 | 0 | 0 | 10607
2819 | 0 | 0 | 10607
2820 | 0 | 0 | 10606
2821 | 0 | 0 | 10606
2822 | 0 | 0 | 10605
2823 | 0 | 0 | 10602
2824 | 0 | 0 | 10600
2825 | 0 | 0 | 10600
2826 | 0 | 0 | 10600
2827 | 0 | 0 | 10599
2828 | 0 | 0 | 10598
2829 | 0 | 0 | 10598
2830 | 0 | 0 | 10597
2831 | 0 | 0 | 10597
2832 | 0 | 0 | 10596
2833 | 0 | 0 | 10596
2834 | 0 | 0 | 10596
2835 | 0 | 0 | 10595
2836 | 0 | 0 | 10593
2837 | 0 | 0 | 10591
2838 | 0 | 0 | 10590
2839 | 0 | 0 | 10590
2840 | 0 | 0 | 10589
2841 | 0 | 0 | 10588
2842 | 0 | 0 | 10587
2843 | 0 | 0 | 10586
2844 | 0 | 0 | 10586
2845 | 0 | 0 | 10586
2846 | 0 | 0 | 10585
2847 | 0 | 0 | 10584
2848 | 0 | 0 | 10583
2849 | 0 | 0 | 10583
2850 | 0 | 0 | 10582
2851 | 0 | 0 | 10581
2852 | 0 | 0 | 10581
2853 | 0 | 0 | 10581
2854 | 0 | 0 | 10579
2855 | 0 | 0 | 10577
2856 | 0 | 0 | 10577
2857 | 0 | 0 | 10577
2858 | 0 | 0 | 10576
2859 | 0 | 0 | 10576
2860 | 0 | 0 | 10575
2861 | 0 | 0 | 10574
2862 | 0 | 0 | 10574
2863 | 0 | 0 | 10573
2864 | 0 | 0 | 10573
2865 | 0 | 0 | 10571
2866 | 0 | 0 | 10569
2867 | 0 | 0 | 10569
2868 | 0 | 0 | 10569
2869 | 0 | 0 | 10569
2870 | 0 | 0 | 10568
2871 | 0 | 0 | 10568
2872 | 0 | 0 | 10566
2873 | 0 | 0 | 10566
2874 | 0 | 0 | 10563
2875 | 0 | 0 | 10563
2876 | 0 | 0 | 10561
2877 | 0 | 0 | 10557
2878 | 0 | 0 | 10555
2879 | 0 | 0 | 10553
2880 | 0 | 0 | 10552
2881 | 0 | 0 | 10551
2882 | 0 | 0 | 10550
2883 | 0 | 0 | 10547
2884 | 0 | 0 | 10546
2885 | 0 | 0 | 10545
2886 | 0 | 0 | 10545
2887 | 0 | 0 | 10544
2888 | 0 | 0 | 10543
2889 | 0 | 0 | 10543
2890 | 0 | 0 | 10542
2891 | 0 | 0 | 10541
2892 | 0 | 0 | 10541
2893 | 0 | 0 | 10540
2894 | 0 | 0 | 10538
2895 | 0 | 0 | 10538
2896 | 0 | 0 | 10538
2897 | 0 | 0 | 10538
2898 | 0 | 0 | 10538
2899 | 0 | 0 | 10538
2900 | 0 | 0 | 10537
2901 | 0 | 0 | 10537
2902 | 0 | 0 | 10537
2903 | 0 | 0 | 10536
2904 | 0 | 0 | 10535
2905 | 0 | 0 | 10534
2906 | 0 | 0 | 10533
2907 | 0 | 0 | 10532
2908 | 0 | 0 | 10531
2909 | 0 | 0 | 10530
2910 | 0 | 0 | 10530
2911 | 0 | 0 | 10530
2912 | 0 | 0 | 10529
2913 | 0 | 0 | 10529
2914 | 0 | 0 | 10527
2915 | 0 | 0 | 10527
2916 | 0 | 0 | 10525
2917 | 0 | 0 | 10524
2918 | 0 | 0 | 10522
2919 | 0 | 0 | 10522
2920 | 0 | 0 | 10522
2921 | 0 | 0 | 10522
2922 | 0 | 0 | 10521
2923 | 0 | 0 | 10520
2924 | 0 | 0 | 10520
2925 | 0 | 0 | 10516
2926 | 0 | 0 | 10516
2927 | 0 | 0 | 10515
2928 | 0 | 0 | 10515
2929 | 0 | 0 | 10514
2930 | 0 | 0 | 10513
2931 | 0 | 0 | 10512
2932 | 0 | 0 | 10512
2933 | 0 | 0 | 10512
2934 | 0 | 0 | 10512
2935 | 0 | 0 | 10512
2936 | 0 | 0 | 10510
2937 | 0 | 0 | 10510
2938 | 0 | 0 | 10510
2939 | 0 | 0 | 10509
2940 | 0 | 0 | 10507
2941 | 0 | 0 | 10502
2942 | 0 | 0 | 10501
2943 | 0 | 0 | 10500
2944 | 0 | 0 | 10498
2945 | 0 | 0 | 10497
2946 | 0 | 0 | 10497
2947 | 0 | 0 | 10495
2948 | 0 | 0 | 10494
2949 | 0 | 0 | 10493
2950 | 0 | 0 | 10492
2951 | 0 | 0 | 10491
2952 | 0 | 0 | 10491
2953 | 0 | 0 | 10490
2954 | 0 | 0 | 10489
2955 | 0 | 0 | 10489
2956 | 0 | 0 | 10487
2957 | 0 | 0 | 10487
2958 | 0 | 0 | 10486
2959 | 0 | 0 | 10485
2960 | 0 | 0 | 10485
2961 | 0 | 0 | 10483
2962 | 0 | 0 | 10483
2963 | 0 | 0 | 10482
2964 | 0 | 0 | 10482
2965 | 0 | 0 | 10481
2966 | 0 | 0 | 10479
2967 | 0 | 0 | 10479
2968 | 0 | 0 | 10478
2969 | 0 | 0 | 10477
2970 | 0 | 0 | 10474
2971 | 0 | 0 | 10473
2972 | 0 | 0 | 10472
2973 | 0 | 0 | 10472
2974 | 0 | 0 | 10470
2975 | 0 | 0 | 10468
2976 | 0 | 0 | 10468
2977 | 0 | 0 | 10465
2978 | 0 | 0 | 10464
2979 | 0 | 0 | 10464
2980 | 0 | 0 | 10463
2981 | 0 | 0 | 10463
2982 | 0 | 0 | 10461
2983 | 0 | 0 | 10459
2984 | 0 | 0 | 10459
2985 | 0 | 0 | 10459
2986 | 0 | 0 | 10457
2987 | 0 | 0 | 10457
2988 | 0 | 0 | 10455
2989 | 0 | 0 | 10455
2990 | 0 | 0 | 10455
2991 | 0 | 0 | 10455
2992 | 0 | 0 | 10454
2993 | 0 | 0 | 10453
2994 | 0 | 0 | 10453
2995 | 0 | 0 | 10452
2996 | 0 | 0 | 10452
2997 | 0 | 0 | 10452
2998 | 0 | 0 | 10449
2999 | 0 | 0 | 10448
3000 | 0 | 0 | 10447
3001 | 0 | 0 | 10447
3002 | 0 | 0 | 10446
3003 | 0 | 0 | 10446
3004 | 0 | 0 | 10446
3005 | 0 | 0 | 10446
3006 | 0 | 0 | 10441
3007 | 0 | 0 | 10440
3008 | 0 | 0 | 10440
3009 | 0 | 0 | 10439
3010 | 0 | 0 | 10438
3011 | 0 | 0 | 10436
3012 | 0 | 0 | 10434
3013 | 0 | 0 | 10434
3014 | 0 | 0 | 10432
3015 | 0 | 0 | 10432
3016 | 0 | 0 | 10431
3017 | 0 | 0 | 10430
3018 | 0 | 0 | 10429
3019 | 0 | 0 | 10428
3020 | 0 | 0 | 10425
3021 | 0 | 0 | 10421
3022 | 0 | 0 | 10420
3023 | 0 | 0 | 10420
3024 | 0 | 0 | 10418
3025 | 0 | 0 | 10418
3026 | 0 | 0 | 10418
3027 | 0 | 0 | 10417
3028 | 0 | 0 | 10417
3029 | 0 | 0 | 10417
3030 | 0 | 0 | 10416
3031 | 0 | 0 | 10415
3032 | 0 | 0 | 10413
3033 | 0 | 0 | 10413
3034 | 0 | 0 | 10412
3035 | 0 | 0 | 10412
3036 | 0 | 0 | 10412
3037 | 0 | 0 | 10409
3038 | 0 | 0 | 10409
3039 | 0 | 0 | 10408
3040 | 0 | 0 | 10408
3041 | 0 | 0 | 10406
3042 | 0 | 0 | 10400
3043 | 0 | 0 | 10398
3044 | 0 | 0 | 10397
3045 | 0 | 0 | 10396
3046 | 0 | 0 | 10395
3047 | 0 | 0 | 10394
3048 | 0 | 0 | 10393
3049 | 0 | 0 | 10393
3050 | 0 | 0 | 10393
3051 | 0 | 0 | 10393
3052 | 0 | 0 | 10392
3053 | 0 | 0 | 10391
3054 | 0 | 0 | 10391
3055 | 0 | 0 | 10391
3056 | 0 | 0 | 10391
3057 | 0 | 0 | 10391
3058 | 0 | 0 | 10390
3059 | 0 | 0 | 10390
3060 | 0 | 0 | 10389
3061 | 0 | 0 | 10389
3062 | 0 | 0 | 10388
3063 | 0 | 0 | 10387
3064 | 0 | 0 | 10386
3065 | 0 | 0 | 10385
3066 | 0 | 0 | 10385
3067 | 0 | 0 | 10383
3068 | 0 | 0 | 10383
3069 | 0 | 0 | 10382
3070 | 0 | 0 | 10381
3071 | 0 | 0 | 10381
3072 | 0 | 0 | 10381
3073 | 0 | 0 | 10381
3074 | 0 | 0 | 10380
3075 | 0 | 0 | 10379
3076 | 0 | 0 | 10379
3077 | 0 | 0 | 10379
3078 | 0 | 0 | 10378
3079 | 0 | 0 | 10377
3080 | 0 | 0 | 10376
3081 | 0 | 0 | 10375
3082 | 0 | 0 | 10372
3083 | 0 | 0 | 10372
3084 | 0 | 0 | 10371
3085 | 0 | 0 | 10371
3086 | 0 | 0 | 10371
3087 | 0 | 0 | 10370
3088 | 0 | 0 | 10368
3089 | 0 | 0 | 10366
3090 | 0 | 0 | 10365
3091 | 0 | 0 | 10365
3092 | 0 | 0 | 10365
3093 | 0 | 0 | 10363
3094 | 0 | 0 | 10362
3095 | 0 | 0 | 10360
3096 | 0 | 0 | 10359
3097 | 0 | 0 | 10358
3098 | 0 | 0 | 10358
3099 | 0 | 0 | 10357
3100 | 0 | 0 | 10357
3101 | 0 | 0 | 10356
3102 | 0 | 0 | 10355
3103 | 0 | 0 | 10354
3104 | 0 | 0 | 10353
3105 | 0 | 0 | 10353
3106 | 0 | 0 | 10352
3107 | 0 | 0 | 10352
3108 | 0 | 0 | 10351
3109 | 0 | 0 | 10350
3110 | 0 | 0 | 10349
3111 | 0 | 0 | 10349
3112 | 0 | 0 | 10348
3113 | 0 | 0 | 10348
3114 | 0 | 0 | 10347
3115 | 0 | 0 | 10345
3116 | 0 | 0 | 10344
3117 | 0 | 0 | 10343
3118 | 0 | 0 | 10342
3119 | 0 | 0 | 10342
3120 | 0 | 0 | 10340
3121 | 0 | 0 | 10339
3122 | 0 | 0 | 10339
3123 | 0 | 0 | 10339
3124 | 0 | 0 | 10338
3125 | 0 | 0 | 10338
3126 | 0 | 0 | 10337
3127 | 0 | 0 | 10336
3128 | 0 | 0 | 10336
3129 | 0 | 0 | 10335
3130 | 0 | 0 | 10334
3131 | 0 | 0 | 10334
3132 | 0 | 0 | 10333
3133 | 0 | 0 | 10333
3134 | 0 | 0 | 10333
3135 | 0 | 0 | 10332
3136 | 0 | 0 | 10331
3137 | 0 | 0 | 10331
3138 | 0 | 0 | 10330
3139 | 0 | 0 | 10330
3140 | 0 | 0 | 10329
3141 | 0 | 0 | 10329
3142 | 0 | 0 | 10329
3143 | 0 | 0 | 10328
3144 | 0 | 0 | 10328
3145 | 0 | 0 | 10327
3146 | 0 | 0 | 10324
3147 | 0 | 0 | 10323
3148 | 0 | 0 | 10323
3149 | 0 | 0 | 10322
3150 | 0 | 0 | 10322
3151 | 0 | 0 | 10321
3152 | 0 | 0 | 10320
3153 | 0 | 0 | 10320
3154 | 0 | 0 | 10319
3155 | 0 | 0 | 10312
3156 | 0 | 0 | 10311
3157 | 0 | 0 | 10311
3158 | 0 | 0 | 10307
3159 | 0 | 0 | 10306
3160 | 0 | 0 | 10305
3161 | 0 | 0 | 10304
3162 | 0 | 0 | 10304
3163 | 0 | 0 | 10304
3164 | 0 | 0 | 10299
3165 | 0 | 0 | 10297
3166 | 0 | 0 | 10297
3167 | 0 | 0 | 10296
3168 | 0 | 0 | 10294
3169 | 0 | 0 | 10293
3170 | 0 | 0 | 10292
3171 | 0 | 0 | 10291
3172 | 0 | 0 | 10290
3173 | 0 | 0 | 10290
3174 | 0 | 0 | 10288
3175 | 0 | 0 | 10286
3176 | 0 | 0 | 10286
3177 | 0 | 0 | 10286
3178 | 0 | 0 | 10285
3179 | 0 | 0 | 10282
3180 | 0 | 0 | 10280
3181 | 0 | 0 | 10280
3182 | 0 | 0 | 10278
3183 | 0 | 0 | 10276
3184 | 0 | 0 | 10276
3185 | 0 | 0 | 10276
3186 | 0 | 0 | 10276
3187 | 0 | 0 | 10275
3188 | 0 | 0 | 10275
3189 | 0 | 0 | 10275
3190 | 0 | 0 | 10274
3191 | 0 | 0 | 10274
3192 | 0 | 0 | 10274
3193 | 0 | 0 | 10274
3194 | 0 | 0 | 10272
3195 | 0 | 0 | 10272
3196 | 0 | 0 | 10270
3197 | 0 | 0 | 10270
3198 | 0 | 0 | 10269
3199 | 0 | 0 | 10268
3200 | 0 | 0 | 10267
3201 | 0 | 0 | 10266
3202 | 0 | 0 | 10266
3203 | 0 | 0 | 10265
3204 | 0 | 0 | 10264
3205 | 0 | 0 | 10264
3206 | 0 | 0 | 10264
3207 | 0 | 0 | 10264
3208 | 0 | 0 | 10263
3209 | 0 | 0 | 10262
3210 | 0 | 0 | 10262
3211 | 0 | 0 | 10262
3212 | 0 | 0 | 10261
3213 | 0 | 0 | 10261
3214 | 0 | 0 | 10261
3215 | 0 | 0 | 10260
3216 | 0 | 0 | 10260
3217 | 0 | 0 | 10260
3218 | 0 | 0 | 10259
3219 | 0 | 0 | 10258
3220 | 0 | 0 | 10255
3221 | 0 | 0 | 10254
3222 | 0 | 0 | 10253
3223 | 0 | 0 | 10252
3224 | 0 | 0 | 10252
3225 | 0 | 0 | 10252
3226 | 0 | 0 | 10250
3227 | 0 | 0 | 10247
3228 | 0 | 0 | 10244
3229 | 0 | 0 | 10244
3230 | 0 | 0 | 10244
3231 | 0 | 0 | 10244
3232 | 0 | 0 | 10243
3233 | 0 | 0 | 10243
3234 | 0 | 0 | 10242
3235 | 0 | 0 | 10241
3236 | 0 | 0 | 10240
3237 | 0 | 0 | 10237
3238 | 0 | 0 | 10235
3239 | 0 | 0 | 10235
3240 | 0 | 0 | 10235
3241 | 0 | 0 | 10231
3242 | 0 | 0 | 10231
3243 | 0 | 0 | 10230
3244 | 0 | 0 | 10230
3245 | 0 | 0 | 10230
3246 | 0 | 0 | 10229
3247 | 0 | 0 | 10227
3248 | 0 | 0 | 10226
3249 | 0 | 0 | 10223
3250 | 0 | 0 | 10222
3251 | 0 | 0 | 10221
3252 | 0 | 0 | 10220
3253 | 0 | 0 | 10219
3254 | 0 | 0 | 10217
3255 | 0 | 0 | 10217
3256 | 0 | 0 | 10217
3257 | 0 | 0 | 10217
3258 | 0 | 0 | 10215
3259 | 0 | 0 | 10214
3260 | 0 | 0 | 10210
3261 | 0 | 0 | 10209
3262 | 0 | 0 | 10208
3263 | 0 | 0 | 10208
3264 | 0 | 0 | 10207
3265 | 0 | 0 | 10207
3266 | 0 | 0 | 10206
3267 | 0 | 0 | 10206
3268 | 0 | 0 | 10205
3269 | 0 | 0 | 10204
3270 | 0 | 0 | 10203
3271 | 0 | 0 | 10203
3272 | 0 | 0 | 10202
3273 | 0 | 0 | 10200
3274 | 0 | 0 | 10199
3275 | 0 | 0 | 10198
3276 | 0 | 0 | 10198
3277 | 0 | 0 | 10196
3278 | 0 | 0 | 10194
3279 | 0 | 0 | 10193
3280 | 0 | 0 | 10193
3281 | 0 | 0 | 10193
3282 | 0 | 0 | 10192
3283 | 0 | 0 | 10191
3284 | 0 | 0 | 10190
3285 | 0 | 0 | 10189
3286 | 0 | 0 | 10189
3287 | 0 | 0 | 10188
3288 | 0 | 0 | 10187
3289 | 0 | 0 | 10187
3290 | 0 | 0 | 10186
3291 | 0 | 0 | 10185
3292 | 0 | 0 | 10184
3293 | 0 | 0 | 10184
3294 | 0 | 0 | 10183
3295 | 0 | 0 | 10181
3296 | 0 | 0 | 10181
3297 | 0 | 0 | 10180
3298 | 0 | 0 | 10176
3299 | 0 | 0 | 10175
3300 | 0 | 0 | 10174
3301 | 0 | 0 | 10173
3302 | 0 | 0 | 10173
3303 | 0 | 0 | 10172
3304 | 0 | 0 | 10172
3305 | 0 | 0 | 10172
3306 | 0 | 0 | 10171
3307 | 0 | 0 | 10170
3308 | 0 | 0 | 10168
3309 | 0 | 0 | 10167
3310 | 0 | 0 | 10167
3311 | 0 | 0 | 10166
3312 | 0 | 0 | 10165
3313 | 0 | 0 | 10164
3314 | 0 | 0 | 10162
3315 | 0 | 0 | 10160
3316 | 0 | 0 | 10160
3317 | 0 | 0 | 10160
3318 | 0 | 0 | 10159
3319 | 0 | 0 | 10159
3320 | 0 | 0 | 10158
3321 | 0 | 0 | 10158
3322 | 0 | 0 | 10157
3323 | 0 | 0 | 10156
3324 | 0 | 0 | 10154
3325 | 0 | 0 | 10154
3326 | 0 | 0 | 10154
3327 | 0 | 0 | 10154
3328 | 0 | 0 | 10154
3329 | 0 | 0 | 10153
3330 | 0 | 0 | 10152
3331 | 0 | 0 | 10151
3332 | 0 | 0 | 10150
3333 | 0 | 0 | 10150
3334 | 0 | 0 | 10150
3335 | 0 | 0 | 10149
3336 | 0 | 0 | 10149
3337 | 0 | 0 | 10148
3338 | 0 | 0 | 10148
3339 | 0 | 0 | 10147
3340 | 0 | 0 | 10147
3341 | 0 | 0 | 10146
3342 | 0 | 0 | 10146
3343 | 0 | 0 | 10145
3344 | 0 | 0 | 10145
3345 | 0 | 0 | 10144
3346 | 0 | 0 | 10144
3347 | 0 | 0 | 10142
3348 | 0 | 0 | 10141
3349 | 0 | 0 | 10141
3350 | 0 | 0 | 10140
3351 | 0 | 0 | 10139
3352 | 0 | 0 | 10138
3353 | 0 | 0 | 10137
3354 | 0 | 0 | 10136
3355 | 0 | 0 | 10135
3356 | 0 | 0 | 10135
3357 | 0 | 0 | 10134
3358 | 0 | 0 | 10134
3359 | 0 | 0 | 10133
3360 | 0 | 0 | 10132
3361 | 0 | 0 | 10132
3362 | 0 | 0 | 10132
3363 | 0 | 0 | 10130
3364 | 0 | 0 | 10128
3365 | 0 | 0 | 10128
3366 | 0 | 0 | 10128
3367 | 0 | 0 | 10127
3368 | 0 | 0 | 10127
3369 | 0 | 0 | 10127
3370 | 0 | 0 | 10126
3371 | 0 | 0 | 10126
3372 | 0 | 0 | 10126
3373 | 0 | 0 | 10124
3374 | 0 | 0 | 10124
3375 | 0 | 0 | 10122
3376 | 0 | 0 | 10121
3377 | 0 | 0 | 10119
3378 | 0 | 0 | 10117
3379 | 0 | 0 | 10116
3380 | 0 | 0 | 10116
3381 | 0 | 0 | 10116
3382 | 0 | 0 | 10115
3383 | 0 | 0 | 10115
3384 | 0 | 0 | 10114
3385 | 0 | 0 | 10113
3386 | 0 | 0 | 10113
3387 | 0 | 0 | 10112
3388 | 0 | 0 | 10111
3389 | 0 | 0 | 10111
3390 | 0 | 0 | 10111
3391 | 0 | 0 | 10111
3392 | 0 | 0 | 10111
3393 | 0 | 0 | 10110
3394 | 0 | 0 | 10108
3395 | 0 | 0 | 10108
3396 | 0 | 0 | 10107
3397 | 0 | 0 | 10107
3398 | 0 | 0 | 10107
3399 | 0 | 0 | 10106
3400 | 0 | 0 | 10106
3401 | 0 | 0 | 10104
3402 | 0 | 0 | 10103
3403 | 0 | 0 | 10103
3404 | 0 | 0 | 10102
3405 | 0 | 0 | 10100
3406 | 0 | 0 | 10099
3407 | 0 | 0 | 10099
3408 | 0 | 0 | 10098
3409 | 0 | 0 | 10097
3410 | 0 | 0 | 10096
3411 | 0 | 0 | 10096
3412 | 0 | 0 | 10095
3413 | 0 | 0 | 10094
3414 | 0 | 0 | 10094
3415 | 0 | 0 | 10093
3416 | 0 | 0 | 10093
3417 | 0 | 0 | 10093
3418 | 0 | 0 | 10092
3419 | 0 | 0 | 10091
3420 | 0 | 0 | 10091
3421 | 0 | 0 | 10091
3422 | 0 | 0 | 10090
3423 | 0 | 0 | 10088
3424 | 0 | 0 | 10088
3425 | 0 | 0 | 10087
3426 | 0 | 0 | 10086
3427 | 0 | 0 | 10086
3428 | 0 | 0 | 10085
3429 | 0 | 0 | 10082
3430 | 0 | 0 | 10079
3431 | 0 | 0 | 10079
3432 | 0 | 0 | 10079
3433 | 0 | 0 | 10077
3434 | 0 | 0 | 10077
3435 | 0 | 0 | 10076
3436 | 0 | 0 | 10075
3437 | 0 | 0 | 10074
3438 | 0 | 0 | 10073
3439 | 0 | 0 | 10073
3440 | 0 | 0 | 10073
3441 | 0 | 0 | 10072
3442 | 0 | 0 | 10072
3443 | 0 | 0 | 10071
3444 | 0 | 0 | 10071
3445 | 0 | 0 | 10071
3446 | 0 | 0 | 10070
3447 | 0 | 0 | 10070
3448 | 0 | 0 | 10070
3449 | 0 | 0 | 10068
3450 | 0 | 0 | 10065
3451 | 0 | 0 | 10064
3452 | 0 | 0 | 10064
3453 | 0 | 0 | 10063
3454 | 0 | 0 | 10063
3455 | 0 | 0 | 10062
3456 | 0 | 0 | 10062
3457 | 0 | 0 | 10061
3458 | 0 | 0 | 10060
3459 | 0 | 0 | 10060
3460 | 0 | 0 | 10059
3461 | 0 | 0 | 10057
3462 | 0 | 0 | 10057
3463 | 0 | 0 | 10056
3464 | 0 | 0 | 10056
3465 | 0 | 0 | 10056
3466 | 0 | 0 | 10054
3467 | 0 | 0 | 10053
3468 | 0 | 0 | 10052
3469 | 0 | 0 | 10052
3470 | 0 | 0 | 10052
3471 | 0 | 0 | 10051
3472 | 0 | 0 | 10051
3473 | 0 | 0 | 10050
3474 | 0 | 0 | 10046
3475 | 0 | 0 | 10044
3476 | 0 | 0 | 10044
3477 | 0 | 0 | 10042
3478 | 0 | 0 | 10041
3479 | 0 | 0 | 10041
3480 | 0 | 0 | 10040
3481 | 0 | 0 | 10040
3482 | 0 | 0 | 10040
3483 | 0 | 0 | 10038
3484 | 0 | 0 | 10036
3485 | 0 | 0 | 10036
3486 | 0 | 0 | 10036
3487 | 0 | 0 | 10034
3488 | 0 | 0 | 10034
3489 | 0 | 0 | 10031
3490 | 0 | 0 | 10031
3491 | 0 | 0 | 10031
3492 | 0 | 0 | 10030
3493 | 0 | 0 | 10028
3494 | 0 | 0 | 10026
3495 | 0 | 0 | 10022
3496 | 0 | 0 | 10021
3497 | 0 | 0 | 10021
3498 | 0 | 0 | 10020
3499 | 0 | 0 | 10020
3500 | 0 | 0 | 10020
3501 | 0 | 0 | 10017
3502 | 0 | 0 | 10017
3503 | 0 | 0 | 10017
3504 | 0 | 0 | 10016
3505 | 0 | 0 | 10015
3506 | 0 | 0 | 10015
3507 | 0 | 0 | 10013
3508 | 0 | 0 | 10013
3509 | 0 | 0 | 10010
3510 | 0 | 0 | 10009
3511 | 0 | 0 | 10008
3512 | 0 | 0 | 10007
3513 | 0 | 0 | 10006
3514 | 0 | 0 | 10005
3515 | 0 | 0 | 10005
3516 | 0 | 0 | 10004
3517 | 0 | 0 | 10003
3518 | 0 | 0 | 10002
3519 | 0 | 0 | 10002
3520 | 0 | 0 | 10001
3521 | 0 | 0 | 10000
3522 | 0 | 0 | 9998
3523 | 0 | 0 | 9997
3524 | 0 | 0 | 9997
3525 | 0 | 0 | 9997
3526 | 0 | 0 | 9996
3527 | 0 | 0 | 9996
3528 | 0 | 0 | 9995
3529 | 0 | 0 | 9994
3530 | 0 | 0 | 9993
3531 | 0 | 0 | 9992
3532 | 0 | 0 | 9992
3533 | 0 | 0 | 9991
3534 | 0 | 0 | 9991
3535 | 0 | 0 | 9990
3536 | 0 | 0 | 9989
3537 | 0 | 0 | 9989
3538 | 0 | 0 | 9987
3539 | 0 | 0 | 9987
3540 | 0 | 0 | 9986
3541 | 0 | 0 | 9986
3542 | 0 | 0 | 9982
3543 | 0 | 0 | 9981
3544 | 0 | 0 | 9981
3545 | 0 | 0 | 9979
3546 | 0 | 0 | 9979
3547 | 0 | 0 | 9978
3548 | 0 | 0 | 9978
3549 | 0 | 0 | 9976
3550 | 0 | 0 | 9975
3551 | 0 | 0 | 9973
3552 | 0 | 0 | 9973
3553 | 0 | 0 | 9972
3554 | 0 | 0 | 9972
3555 | 0 | 0 | 9971
3556 | 0 | 0 | 9969
3557 | 0 | 0 | 9969
3558 | 0 | 0 | 9966
3559 | 0 | 0 | 9965
3560 | 0 | 0 | 9964
3561 | 0 | 0 | 9964
3562 | 0 | 0 | 9963
3563 | 0 | 0 | 9962
3564 | 0 | 0 | 9962
3565 | 0 | 0 | 9960
3566 | 0 | 0 | 9960
3567 | 0 | 0 | 9958
3568 | 0 | 0 | 9957
3569 | 0 | 0 | 9957
3570 | 0 | 0 | 9956
3571 | 0 | 0 | 9955
3572 | 0 | 0 | 9955
3573 | 0 | 0 | 9953
3574 | 0 | 0 | 9952
3575 | 0 | 0 | 9951
3576 | 0 | 0 | 9950
3577 | 0 | 0 | 9950
3578 | 0 | 0 | 9949
3579 | 0 | 0 | 9949
3580 | 0 | 0 | 9949
3581 | 0 | 0 | 9948
3582 | 0 | 0 | 9948
3583 | 0 | 0 | 9947
3584 | 0 | 0 | 9946
3585 | 0 | 0 | 9946
3586 | 0 | 0 | 9946
3587 | 0 | 0 | 9945
3588 | 0 | 0 | 9944
3589 | 0 | 0 | 9943
3590 | 0 | 0 | 9943
3591 | 0 | 0 | 9943
3592 | 0 | 0 | 9941
3593 | 0 | 0 | 9941
3594 | 0 | 0 | 9940
3595 | 0 | 0 | 9939
3596 | 0 | 0 | 9939
3597 | 0 | 0 | 9936
3598 | 0 | 0 | 9935
3599 | 0 | 0 | 9935
3600 | 0 | 0 | 9933
3601 | 0 | 0 | 9933
3602 | 0 | 0 | 9933
3603 | 0 | 0 | 9932
3604 | 0 | 0 | 9932
3605 | 0 | 0 | 9932
3606 | 0 | 0 | 9932
3607 | 0 | 0 | 9930
3608 | 0 | 0 | 9929
3609 | 0 | 0 | 9928
3610 | 0 | 0 | 9928
3611 | 0 | 0 | 9928
3612 | 0 | 0 | 9928
3613 | 0 | 0 | 9926
3614 | 0 | 0 | 9925
3615 | 0 | 0 | 9925
3616 | 0 | 0 | 9925
3617 | 0 | 0 | 9925
3618 | 0 | 0 | 9925
3619 | 0 | 0 | 9924
3620 | 0 | 0 | 9924
3621 | 0 | 0 | 9923
3622 | 0 | 0 | 9923
3623 | 0 | 0 | 9921
3624 | 0 | 0 | 9920
3625 | 0 | 0 | 9920
3626 | 0 | 0 | 9920
3627 | 0 | 0 | 9918
3628 | 0 | 0 | 9918
3629 | 0 | 0 | 9917
3630 | 0 | 0 | 9916
3631 | 0 | 0 | 9916
3632 | 0 | 0 | 9913
3633 | 0 | 0 | 9913
3634 | 0 | 0 | 9913
3635 | 0 | 0 | 9910
3636 | 0 | 0 | 9910
3637 | 0 | 0 | 9908
3638 | 0 | 0 | 9908
3639 | 0 | 0 | 9908
3640 | 0 | 0 | 9907
3641 | 0 | 0 | 9907
3642 | 0 | 0 | 9906
3643 | 0 | 0 | 9905
3644 | 0 | 0 | 9905
3645 | 0 | 0 | 9904
3646 | 0 | 0 | 9903
3647 | 0 | 0 | 9902
3648 | 0 | 0 | 9902
3649 | 0 | 0 | 9901
3650 | 0 | 0 | 9901
3651 | 0 | 0 | 9901
3652 | 0 | 0 | 9900
3653 | 0 | 0 | 9900
3654 | 0 | 0 | 9898
3655 | 0 | 0 | 9898
3656 | 0 | 0 | 9897
3657 | 0 | 0 | 9896
3658 | 0 | 0 | 9896
3659 | 0 | 0 | 9896
3660 | 0 | 0 | 9896
3661 | 0 | 0 | 9895
3662 | 0 | 0 | 9894
3663 | 0 | 0 | 9894
3664 | 0 | 0 | 9891
3665 | 0 | 0 | 9890
3666 | 0 | 0 | 9889
3667 | 0 | 0 | 9888
3668 | 0 | 0 | 9888
3669 | 0 | 0 | 9888
3670 | 0 | 0 | 9887
3671 | 0 | 0 | 9885
3672 | 0 | 0 | 9885
3673 | 0 | 0 | 9884
3674 | 0 | 0 | 9883
3675 | 0 | 0 | 9883
3676 | 0 | 0 | 9882
3677 | 0 | 0 | 9881
3678 | 0 | 0 | 9881
3679 | 0 | 0 | 9880
3680 | 0 | 0 | 9879
3681 | 0 | 0 | 9878
3682 | 0 | 0 | 9877
3683 | 0 | 0 | 9877
3684 | 0 | 0 | 9877
3685 | 0 | 0 | 9876
3686 | 0 | 0 | 9875
3687 | 0 | 0 | 9873
3688 | 0 | 0 | 9872
3689 | 0 | 0 | 9871
3690 | 0 | 0 | 9871
3691 | 0 | 0 | 9870
3692 | 0 | 0 | 9869
3693 | 0 | 0 | 9868
3694 | 0 | 0 | 9866
3695 | 0 | 0 | 9866
3696 | 0 | 0 | 9866
3697 | 0 | 0 | 9864
3698 | 0 | 0 | 9864
3699 | 0 | 0 | 9861
3700 | 0 | 0 | 9861
3701 | 0 | 0 | 9860
3702 | 0 | 0 | 9859
3703 | 0 | 0 | 9856
3704 | 0 | 0 | 9854
3705 | 0 | 0 | 9852
3706 | 0 | 0 | 9851
3707 | 0 | 0 | 9850
3708 | 0 | 0 | 9849
3709 | 0 | 0 | 9847
3710 | 0 | 0 | 9846
3711 | 0 | 0 | 9846
3712 | 0 | 0 | 9845
3713 | 0 | 0 | 9845
3714 | 0 | 0 | 9843
3715 | 0 | 0 | 9842
3716 | 0 | 0 | 9842
3717 | 0 | 0 | 9841
3718 | 0 | 0 | 9841
3719 | 0 | 0 | 9840
3720 | 0 | 0 | 9839
3721 | 0 | 0 | 9839
3722 | 0 | 0 | 9838
3723 | 0 | 0 | 9837
3724 | 0 | 0 | 9837
3725 | 0 | 0 | 9837
3726 | 0 | 0 | 9836
3727 | 0 | 0 | 9834
3728 | 0 | 0 | 9834
3729 | 0 | 0 | 9831
3730 | 0 | 0 | 9830
3731 | 0 | 0 | 9829
3732 | 0 | 0 | 9829
3733 | 0 | 0 | 9827
3734 | 0 | 0 | 9824
3735 | 0 | 0 | 9824
3736 | 0 | 0 | 9824
3737 | 0 | 0 | 9823
3738 | 0 | 0 | 9823
3739 | 0 | 0 | 9822
3740 | 0 | 0 | 9821
3741 | 0 | 0 | 9821
3742 | 0 | 0 | 9820
3743 | 0 | 0 | 9819
3744 | 0 | 0 | 9819
3745 | 0 | 0 | 9819
3746 | 0 | 0 | 9817
3747 | 0 | 0 | 9817
3748 | 0 | 0 | 9817
3749 | 0 | 0 | 9817
3750 | 0 | 0 | 9815
3751 | 0 | 0 | 9815
3752 | 0 | 0 | 9814
3753 | 0 | 0 | 9814
3754 | 0 | 0 | 9814
3755 | 0 | 0 | 9811
3756 | 0 | 0 | 9809
3757 | 0 | 0 | 9808
3758 | 0 | 0 | 9807
3759 | 0 | 0 | 9807
3760 | 0 | 0 | 9806
3761 | 0 | 0 | 9806
3762 | 0 | 0 | 9806
3763 | 0 | 0 | 9806
3764 | 0 | 0 | 9805
3765 | 0 | 0 | 9804
3766 | 0 | 0 | 9804
3767 | 0 | 0 | 9803
3768 | 0 | 0 | 9803
3769 | 0 | 0 | 9803
3770 | 0 | 0 | 9802
3771 | 0 | 0 | 9802
3772 | 0 | 0 | 9802
3773 | 0 | 0 | 9800
3774 | 0 | 0 | 9800
3775 | 0 | 0 | 9799
3776 | 0 | 0 | 9798
3777 | 0 | 0 | 9798
3778 | 0 | 0 | 9797
3779 | 0 | 0 | 9795
3780 | 0 | 0 | 9795
3781 | 0 | 0 | 9794
3782 | 0 | 0 | 9793
3783 | 0 | 0 | 9793
3784 | 0 | 0 | 9790
3785 | 0 | 0 | 9790
3786 | 0 | 0 | 9789
3787 | 0 | 0 | 9788
3788 | 0 | 0 | 9788
3789 | 0 | 0 | 9787
3790 | 0 | 0 | 9787
3791 | 0 | 0 | 9786
3792 | 0 | 0 | 9785
3793 | 0 | 0 | 9785
3794 | 0 | 0 | 9784
3795 | 0 | 0 | 9783
3796 | 0 | 0 | 9782
3797 | 0 | 0 | 9781
3798 | 0 | 0 | 9781
3799 | 0 | 0 | 9780
3800 | 0 | 0 | 9778
3801 | 0 | 0 | 9776
3802 | 0 | 0 | 9774
3803 | 0 | 0 | 9774
3804 | 0 | 0 | 9773
3805 | 0 | 0 | 9773
3806 | 0 | 0 | 9773
3807 | 0 | 0 | 9772
3808 | 0 | 0 | 9772
3809 | 0 | 0 | 9772
3810 | 0 | 0 | 9771
3811 | 0 | 0 | 9770
3812 | 0 | 0 | 9769
3813 | 0 | 0 | 9768
3814 | 0 | 0 | 9765
3815 | 0 | 0 | 9765
3816 | 0 | 0 | 9763
3817 | 0 | 0 | 9762
3818 | 0 | 0 | 9762
3819 | 0 | 0 | 9761
3820 | 0 | 0 | 9760
3821 | 0 | 0 | 9760
3822 | 0 | 0 | 9759
3823 | 0 | 0 | 9759
3824 | 0 | 0 | 9759
3825 | 0 | 0 | 9758
3826 | 0 | 0 | 9757
3827 | 0 | 0 | 9756
3828 | 0 | 0 | 9756
3829 | 0 | 0 | 9753
3830 | 0 | 0 | 9752
3831 | 0 | 0 | 9751
3832 | 0 | 0 | 9751
3833 | 0 | 0 | 9750
3834 | 0 | 0 | 9750
3835 | 0 | 0 | 9749
3836 | 0 | 0 | 9748
3837 | 0 | 0 | 9745
3838 | 0 | 0 | 9745
3839 | 0 | 0 | 9745
3840 | 0 | 0 | 9744
3841 | 0 | 0 | 9743
3842 | 0 | 0 | 9742
3843 | 0 | 0 | 9741
3844 | 0 | 0 | 9740
3845 | 0 | 0 | 9740
3846 | 0 | 0 | 9739
3847 | 0 | 0 | 9739
3848 | 0 | 0 | 9738
3849 | 0 | 0 | 9737
3850 | 0 | 0 | 9736
3851 | 0 | 0 | 9733
3852 | 0 | 0 | 9733
3853 | 0 | 0 | 9732
3854 | 0 | 0 | 9730
3855 | 0 | 0 | 9730
3856 | 0 | 0 | 9729
3857 | 0 | 0 | 9729
3858 | 0 | 0 | 9728
3859 | 0 | 0 | 9728
3860 | 0 | 0 | 9727
3861 | 0 | 0 | 9723
3862 | 0 | 0 | 9723
3863 | 0 | 0 | 9723
3864 | 0 | 0 | 9721
3865 | 0 | 0 | 9720
3866 | 0 | 0 | 9719
3867 | 0 | 0 | 9718
3868 | 0 | 0 | 9717
3869 | 0 | 0 | 9717
3870 | 0 | 0 | 9717
3871 | 0 | 0 | 9717
3872 | 0 | 0 | 9716
3873 | 0 | 0 | 9716
3874 | 0 | 0 | 9716
3875 | 0 | 0 | 9715
3876 | 0 | 0 | 9713
3877 | 0 | 0 | 9713
3878 | 0 | 0 | 9712
3879 | 0 | 0 | 9711
3880 | 0 | 0 | 9710
3881 | 0 | 0 | 9710
3882 | 0 | 0 | 9706
3883 | 0 | 0 | 9705
3884 | 0 | 0 | 9702
3885 | 0 | 0 | 9701
3886 | 0 | 0 | 9701
3887 | 0 | 0 | 9701
3888 | 0 | 0 | 9698
3889 | 0 | 0 | 9694
3890 | 0 | 0 | 9694
3891 | 0 | 0 | 9694
3892 | 0 | 0 | 9693
3893 | 0 | 0 | 9692
3894 | 0 | 0 | 9690
3895 | 0 | 0 | 9689
3896 | 0 | 0 | 9689
3897 | 0 | 0 | 9689
3898 | 0 | 0 | 9689
3899 | 0 | 0 | 9688
3900 | 0 | 0 | 9686
3901 | 0 | 0 | 9684
3902 | 0 | 0 | 9684
3903 | 0 | 0 | 9683
3904 | 0 | 0 | 9681
3905 | 0 | 0 | 9680
3906 | 0 | 0 | 9680
3907 | 0 | 0 | 9680
3908 | 0 | 0 | 9679
3909 | 0 | 0 | 9678
3910 | 0 | 0 | 9678
3911 | 0 | 0 | 9678
3912 | 0 | 0 | 9677
3913 | 0 | 0 | 9676
3914 | 0 | 0 | 9675
3915 | 0 | 0 | 9674
3916 | 0 | 0 | 9672
3917 | 0 | 0 | 9672
3918 | 0 | 0 | 9671
3919 | 0 | 0 | 9671
3920 | 0 | 0 | 9670
3921 | 0 | 0 | 9670
3922 | 0 | 0 | 9669
3923 | 0 | 0 | 9667
3924 | 0 | 0 | 9666
3925 | 0 | 0 | 9666
3926 | 0 | 0 | 9666
3927 | 0 | 0 | 9665
3928 | 0 | 0 | 9665
3929 | 0 | 0 | 9664
3930 | 0 | 0 | 9664
3931 | 0 | 0 | 9663
3932 | 0 | 0 | 9663
3933 | 0 | 0 | 9663
3934 | 0 | 0 | 9663
3935 | 0 | 0 | 9662
3936 | 0 | 0 | 9662
3937 | 0 | 0 | 9662
3938 | 0 | 0 | 9661
3939 | 0 | 0 | 9660
3940 | 0 | 0 | 9660
3941 | 0 | 0 | 9660
3942 | 0 | 0 | 9660
3943 | 0 | 0 | 9659
3944 | 0 | 0 | 9659
3945 | 0 | 0 | 9659
3946 | 0 | 0 | 9659
3947 | 0 | 0 | 9658
3948 | 0 | 0 | 9658
3949 | 0 | 0 | 9658
3950 | 0 | 0 | 9658
3951 | 0 | 0 | 9657
3952 | 0 | 0 | 9656
3953 | 0 | 0 | 9655
3954 | 0 | 0 | 9654
3955 | 0 | 0 | 9654
3956 | 0 | 0 | 9654
3957 | 0 | 0 | 9653
3958 | 0 | 0 | 9651
3959 | 0 | 0 | 9650
3960 | 0 | 0 | 9650
3961 | 0 | 0 | 9650
3962 | 0 | 0 | 9650
3963 | 0 | 0 | 9649
3964 | 0 | 0 | 9648
3965 | 0 | 0 | 9648
3966 | 0 | 0 | 9647
3967 | 0 | 0 | 9646
3968 | 0 | 0 | 9646
3969 | 0 | 0 | 9645
3970 | 0 | 0 | 9645
3971 | 0 | 0 | 9644
3972 | 0 | 0 | 9644
3973 | 0 | 0 | 9643
3974 | 0 | 0 | 9642
3975 | 0 | 0 | 9642
3976 | 0 | 0 | 9639
3977 | 0 | 0 | 9638
3978 | 0 | 0 | 9638
3979 | 0 | 0 | 9633
3980 | 0 | 0 | 9633
3981 | 0 | 0 | 9633
3982 | 0 | 0 | 9632
3983 | 0 | 0 | 9631
3984 | 0 | 0 | 9630
3985 | 0 | 0 | 9630
3986 | 0 | 0 | 9630
3987 | 0 | 0 | 9629
3988 | 0 | 0 | 9629
3989 | 0 | 0 | 9629
3990 | 0 | 0 | 9627
3991 | 0 | 0 | 9627
3992 | 0 | 0 | 9627
3993 | 0 | 0 | 9626
3994 | 0 | 0 | 9625
3995 | 0 | 0 | 9624
3996 | 0 | 0 | 9624
3997 | 0 | 0 | 9624
3998 | 0 | 0 | 9623
3999 | 0 | 0 | 9623
4000 | 0 | 0 | 9622
4001 | 0 | 0 | 9622
4002 | 0 | 0 | 9622
4003 | 0 | 0 | 9621
4004 | 0 | 0 | 9620
4005 | 0 | 0 | 9619
4006 | 0 | 0 | 9619
4007 | 0 | 0 | 9618
4008 | 0 | 0 | 9617
4009 | 0 | 0 | 9616
4010 | 0 | 0 | 9616
4011 | 0 | 0 | 9616
4012 | 0 | 0 | 9615
4013 | 0 | 0 | 9615
4014 | 0 | 0 | 9615
4015 | 0 | 0 | 9615
4016 | 0 | 0 | 9614
4017 | 0 | 0 | 9614
4018 | 0 | 0 | 9612
4019 | 0 | 0 | 9611
4020 | 0 | 0 | 9609
4021 | 0 | 0 | 9609
4022 | 0 | 0 | 9608
4023 | 0 | 0 | 9608
4024 | 0 | 0 | 9608
4025 | 0 | 0 | 9607
4026 | 0 | 0 | 9606
4027 | 0 | 0 | 9603
4028 | 0 | 0 | 9602
4029 | 0 | 0 | 9599
4030 | 0 | 0 | 9599
4031 | 0 | 0 | 9597
4032 | 0 | 0 | 9596
4033 | 0 | 0 | 9596
4034 | 0 | 0 | 9596
4035 | 0 | 0 | 9595
4036 | 0 | 0 | 9592
4037 | 0 | 0 | 9592
4038 | 0 | 0 | 9591
4039 | 0 | 0 | 9591
4040 | 0 | 0 | 9591
4041 | 0 | 0 | 9589
4042 | 0 | 0 | 9587
4043 | 0 | 0 | 9586
4044 | 0 | 0 | 9586
4045 | 0 | 0 | 9585
4046 | 0 | 0 | 9584
4047 | 0 | 0 | 9584
4048 | 0 | 0 | 9582
4049 | 0 | 0 | 9581
4050 | 0 | 0 | 9580
4051 | 0 | 0 | 9578
4052 | 0 | 0 | 9575
4053 | 0 | 0 | 9575
4054 | 0 | 0 | 9574
4055 | 0 | 0 | 9573
4056 | 0 | 0 | 9573
4057 | 0 | 0 | 9571
4058 | 0 | 0 | 9571
4059 | 0 | 0 | 9570
4060 | 0 | 0 | 9570
4061 | 0 | 0 | 9570
4062 | 0 | 0 | 9569
4063 | 0 | 0 | 9567
4064 | 0 | 0 | 9564
4065 | 0 | 0 | 9564
4066 | 0 | 0 | 9563
4067 | 0 | 0 | 9562
4068 | 0 | 0 | 9562
4069 | 0 | 0 | 9562
4070 | 0 | 0 | 9562
4071 | 0 | 0 | 9561
4072 | 0 | 0 | 9561
4073 | 0 | 0 | 9561
4074 | 0 | 0 | 9560
4075 | 0 | 0 | 9560
4076 | 0 | 0 | 9559
4077 | 0 | 0 | 9558
4078 | 0 | 0 | 9557
4079 | 0 | 0 | 9557
4080 | 0 | 0 | 9556
4081 | 0 | 0 | 9556
4082 | 0 | 0 | 9555
4083 | 0 | 0 | 9555
4084 | 0 | 0 | 9555
4085 | 0 | 0 | 9553
4086 | 0 | 0 | 9552
4087 | 0 | 0 | 9551
4088 | 0 | 0 | 9551
4089 | 0 | 0 | 9550
4090 | 0 | 0 | 9550
4091 | 0 | 0 | 9549
4092 | 0 | 0 | 9549
4093 | 0 | 0 | 9549
4094 | 0 | 0 | 9548
4095 | 0 | 0 | 9548
4096 | 0 | 0 | 9547
4097 | 0 | 0 | 9546
4098 | 0 | 0 | 9544
4099 | 0 | 0 | 9544
4100 | 0 | 0 | 9544
4101 | 0 | 0 | 9543
4102 | 0 | 0 | 9543
4103 | 0 | 0 | 9543
4104 | 0 | 0 | 9543
4105 | 0 | 0 | 9542
4106 | 0 | 0 | 9542
4107 | 0 | 0 | 9541
4108 | 0 | 0 | 9541
4109 | 0 | 0 | 9539
4110 | 0 | 0 | 9538
4111 | 0 | 0 | 9537
4112 | 0 | 0 | 9536
4113 | 0 | 0 | 9536
4114 | 0 | 0 | 9534
4115 | 0 | 0 | 9531
4116 | 0 | 0 | 9527
4117 | 0 | 0 | 9526
4118 | 0 | 0 | 9526
4119 | 0 | 0 | 9525
4120 | 0 | 0 | 9525
4121 | 0 | 0 | 9524
4122 | 0 | 0 | 9520
4123 | 0 | 0 | 9520
4124 | 0 | 0 | 9518
4125 | 0 | 0 | 9515
4126 | 0 | 0 | 9514
4127 | 0 | 0 | 9512
4128 | 0 | 0 | 9512
4129 | 0 | 0 | 9511
4130 | 0 | 0 | 9511
4131 | 0 | 0 | 9510
4132 | 0 | 0 | 9508
4133 | 0 | 0 | 9507
4134 | 0 | 0 | 9507
4135 | 0 | 0 | 9506
4136 | 0 | 0 | 9506
4137 | 0 | 0 | 9505
4138 | 0 | 0 | 9505
4139 | 0 | 0 | 9505
4140 | 0 | 0 | 9504
4141 | 0 | 0 | 9504
4142 | 0 | 0 | 9504
4143 | 0 | 0 | 9503
4144 | 0 | 0 | 9503
4145 | 0 | 0 | 9503
4146 | 0 | 0 | 9502
4147 | 0 | 0 | 9502
4148 | 0 | 0 | 9502
4149 | 0 | 0 | 9501
4150 | 0 | 0 | 9501
4151 | 0 | 0 | 9501
4152 | 0 | 0 | 9501
4153 | 0 | 0 | 9501
4154 | 0 | 0 | 9499
4155 | 0 | 0 | 9497
4156 | 0 | 0 | 9496
4157 | 0 | 0 | 9496
4158 | 0 | 0 | 9496
4159 | 0 | 0 | 9496
4160 | 0 | 0 | 9495
4161 | 0 | 0 | 9495
4162 | 0 | 0 | 9495
4163 | 0 | 0 | 9494
4164 | 0 | 0 | 9494
4165 | 0 | 0 | 9494
4166 | 0 | 0 | 9493
4167 | 0 | 0 | 9493
4168 | 0 | 0 | 9493
4169 | 0 | 0 | 9492
4170 | 0 | 0 | 9491
4171 | 0 | 0 | 9490
4172 | 0 | 0 | 9490
4173 | 0 | 0 | 9489
4174 | 0 | 0 | 9489
4175 | 0 | 0 | 9488
4176 | 0 | 0 | 9487
4177 | 0 | 0 | 9487
4178 | 0 | 0 | 9487
4179 | 0 | 0 | 9486
4180 | 0 | 0 | 9483
4181 | 0 | 0 | 9483
4182 | 0 | 0 | 9483
4183 | 0 | 0 | 9481
4184 | 0 | 0 | 9481
4185 | 0 | 0 | 9480
4186 | 0 | 0 | 9479
4187 | 0 | 0 | 9479
4188 | 0 | 0 | 9477
4189 | 0 | 0 | 9477
4190 | 0 | 0 | 9476
4191 | 0 | 0 | 9475
4192 | 0 | 0 | 9473
4193 | 0 | 0 | 9473
4194 | 0 | 0 | 9472
4195 | 0 | 0 | 9472
4196 | 0 | 0 | 9470
4197 | 0 | 0 | 9468
4198 | 0 | 0 | 9468
4199 | 0 | 0 | 9468
4200 | 0 | 0 | 9468
4201 | 0 | 0 | 9468
4202 | 0 | 0 | 9466
4203 | 0 | 0 | 9465
4204 | 0 | 0 | 9464
4205 | 0 | 0 | 9464
4206 | 0 | 0 | 9463
4207 | 0 | 0 | 9463
4208 | 0 | 0 | 9463
4209 | 0 | 0 | 9463
4210 | 0 | 0 | 9462
4211 | 0 | 0 | 9462
4212 | 0 | 0 | 9462
4213 | 0 | 0 | 9460
4214 | 0 | 0 | 9458
4215 | 0 | 0 | 9457
4216 | 0 | 0 | 9457
4217 | 0 | 0 | 9456
4218 | 0 | 0 | 9456
4219 | 0 | 0 | 9456
4220 | 0 | 0 | 9455
4221 | 0 | 0 | 9455
4222 | 0 | 0 | 9454
4223 | 0 | 0 | 9454
4224 | 0 | 0 | 9454
4225 | 0 | 0 | 9453
4226 | 0 | 0 | 9453
4227 | 0 | 0 | 9452
4228 | 0 | 0 | 9450
4229 | 0 | 0 | 9450
4230 | 0 | 0 | 9450
4231 | 0 | 0 | 9449
4232 | 0 | 0 | 9447
4233 | 0 | 0 | 9447
4234 | 0 | 0 | 9447
4235 | 0 | 0 | 9447
4236 | 0 | 0 | 9446
4237 | 0 | 0 | 9446
4238 | 0 | 0 | 9445
4239 | 0 | 0 | 9445
4240 | 0 | 0 | 9443
4241 | 0 | 0 | 9443
4242 | 0 | 0 | 9443
4243 | 0 | 0 | 9442
4244 | 0 | 0 | 9442
4245 | 0 | 0 | 9440
4246 | 0 | 0 | 9440
4247 | 0 | 0 | 9438
4248 | 0 | 0 | 9438
4249 | 0 | 0 | 9438
4250 | 0 | 0 | 9436
4251 | 0 | 0 | 9435
4252 | 0 | 0 | 9435
4253 | 0 | 0 | 9435
4254 | 0 | 0 | 9434
4255 | 0 | 0 | 9434
4256 | 0 | 0 | 9434
4257 | 0 | 0 | 9432
4258 | 0 | 0 | 9431
4259 | 0 | 0 | 9430
4260 | 0 | 0 | 9427
4261 | 0 | 0 | 9427
4262 | 0 | 0 | 9427
4263 | 0 | 0 | 9426
4264 | 0 | 0 | 9426
4265 | 0 | 0 | 9426
4266 | 0 | 0 | 9425
4267 | 0 | 0 | 9424
4268 | 0 | 0 | 9423
4269 | 0 | 0 | 9423
4270 | 0 | 0 | 9420
4271 | 0 | 0 | 9420
4272 | 0 | 0 | 9420
4273 | 0 | 0 | 9418
4274 | 0 | 0 | 9418
4275 | 0 | 0 | 9417
4276 | 0 | 0 | 9417
4277 | 0 | 0 | 9416
4278 | 0 | 0 | 9416
4279 | 0 | 0 | 9415
4280 | 0 | 0 | 9415
4281 | 0 | 0 | 9415
4282 | 0 | 0 | 9415
4283 | 0 | 0 | 9415
4284 | 0 | 0 | 9415
4285 | 0 | 0 | 9414
4286 | 0 | 0 | 9413
4287 | 0 | 0 | 9410
4288 | 0 | 0 | 9410
4289 | 0 | 0 | 9409
4290 | 0 | 0 | 9409
4291 | 0 | 0 | 9409
4292 | 0 | 0 | 9408
4293 | 0 | 0 | 9407
4294 | 0 | 0 | 9407
4295 | 0 | 0 | 9406
4296 | 0 | 0 | 9406
4297 | 0 | 0 | 9406
4298 | 0 | 0 | 9406
4299 | 0 | 0 | 9405
4300 | 0 | 0 | 9404
4301 | 0 | 0 | 9404
4302 | 0 | 0 | 9403
4303 | 0 | 0 | 9403
4304 | 0 | 0 | 9402
4305 | 0 | 0 | 9402
4306 | 0 | 0 | 9401
4307 | 0 | 0 | 9401
4308 | 0 | 0 | 9400
4309 | 0 | 0 | 9399
4310 | 0 | 0 | 9398
4311 | 0 | 0 | 9398
4312 | 0 | 0 | 9398
4313 | 0 | 0 | 9397
4314 | 0 | 0 | 9396
4315 | 0 | 0 | 9396
4316 | 0 | 0 | 9393
4317 | 0 | 0 | 9391
4318 | 0 | 0 | 9390
4319 | 0 | 0 | 9389
4320 | 0 | 0 | 9388
4321 | 0 | 0 | 9387
4322 | 0 | 0 | 9387
4323 | 0 | 0 | 9385
4324 | 0 | 0 | 9384
4325 | 0 | 0 | 9382
4326 | 0 | 0 | 9382
4327 | 0 | 0 | 9381
4328 | 0 | 0 | 9380
4329 | 0 | 0 | 9380
4330 | 0 | 0 | 9380
4331 | 0 | 0 | 9380
4332 | 0 | 0 | 9378
4333 | 0 | 0 | 9378
4334 | 0 | 0 | 9376
4335 | 0 | 0 | 9376
4336 | 0 | 0 | 9375
4337 | 0 | 0 | 9375
4338 | 0 | 0 | 9375
4339 | 0 | 0 | 9375
4340 | 0 | 0 | 9374
4341 | 0 | 0 | 9373
4342 | 0 | 0 | 9372
4343 | 0 | 0 | 9371
4344 | 0 | 0 | 9370
4345 | 0 | 0 | 9370
4346 | 0 | 0 | 9370
4347 | 0 | 0 | 9370
4348 | 0 | 0 | 9370
4349 | 0 | 0 | 9370
4350 | 0 | 0 | 9369
4351 | 0 | 0 | 9367
4352 | 0 | 0 | 9367
4353 | 0 | 0 | 9367
4354 | 0 | 0 | 9367
4355 | 0 | 0 | 9366
4356 | 0 | 0 | 9365
4357 | 0 | 0 | 9364
4358 | 0 | 0 | 9364
4359 | 0 | 0 | 9364
4360 | 0 | 0 | 9363
4361 | 0 | 0 | 9363
4362 | 0 | 0 | 9361
4363 | 0 | 0 | 9361
4364 | 0 | 0 | 9360
4365 | 0 | 0 | 9360
4366 | 0 | 0 | 9359
4367 | 0 | 0 | 9358
4368 | 0 | 0 | 9357
4369 | 0 | 0 | 9357
4370 | 0 | 0 | 9357
4371 | 0 | 0 | 9355
4372 | 0 | 0 | 9355
4373 | 0 | 0 | 9355
4374 | 0 | 0 | 9354
4375 | 0 | 0 | 9353
4376 | 0 | 0 | 9352
4377 | 0 | 0 | 9351
4378 | 0 | 0 | 9350
4379 | 0 | 0 | 9350
4380 | 0 | 0 | 9350
4381 | 0 | 0 | 9348
4382 | 0 | 0 | 9347
4383 | 0 | 0 | 9347
4384 | 0 | 0 | 9346
4385 | 0 | 0 | 9346
4386 | 0 | 0 | 9345
4387 | 0 | 0 | 9345
4388 | 0 | 0 | 9343
4389 | 0 | 0 | 9343
4390 | 0 | 0 | 9342
4391 | 0 | 0 | 9341
4392 | 0 | 0 | 9338
4393 | 0 | 0 | 9338
4394 | 0 | 0 | 9336
4395 | 0 | 0 | 9336
4396 | 0 | 0 | 9335
4397 | 0 | 0 | 9333
4398 | 0 | 0 | 9332
4399 | 0 | 0 | 9331
4400 | 0 | 0 | 9330
4401 | 0 | 0 | 9330
4402 | 0 | 0 | 9328
4403 | 0 | 0 | 9328
4404 | 0 | 0 | 9328
4405 | 0 | 0 | 9328
4406 | 0 | 0 | 9328
4407 | 0 | 0 | 9327
4408 | 0 | 0 | 9327
4409 | 0 | 0 | 9327
4410 | 0 | 0 | 9326
4411 | 0 | 0 | 9325
4412 | 0 | 0 | 9325
4413 | 0 | 0 | 9324
4414 | 0 | 0 | 9324
4415 | 0 | 0 | 9323
4416 | 0 | 0 | 9322
4417 | 0 | 0 | 9322
4418 | 0 | 0 | 9321
4419 | 0 | 0 | 9321
4420 | 0 | 0 | 9320
4421 | 0 | 0 | 9319
4422 | 0 | 0 | 9319
4423 | 0 | 0 | 9319
4424 | 0 | 0 | 9318
4425 | 0 | 0 | 9318
4426 | 0 | 0 | 9317
4427 | 0 | 0 | 9317
4428 | 0 | 0 | 9316
4429 | 0 | 0 | 9315
4430 | 0 | 0 | 9314
4431 | 0 | 0 | 9313
4432 | 0 | 0 | 9313
4433 | 0 | 0 | 9312
4434 | 0 | 0 | 9311
4435 | 0 | 0 | 9310
4436 | 0 | 0 | 9309
4437 | 0 | 0 | 9309
4438 | 0 | 0 | 9307
4439 | 0 | 0 | 9306
4440 | 0 | 0 | 9305
4441 | 0 | 0 | 9304
4442 | 0 | 0 | 9304
4443 | 0 | 0 | 9304
4444 | 0 | 0 | 9302
4445 | 0 | 0 | 9302
4446 | 0 | 0 | 9301
4447 | 0 | 0 | 9301
4448 | 0 | 0 | 9301
4449 | 0 | 0 | 9300
4450 | 0 | 0 | 9300
4451 | 0 | 0 | 9298
4452 | 0 | 0 | 9298
4453 | 0 | 0 | 9298
4454 | 0 | 0 | 9297
4455 | 0 | 0 | 9297
4456 | 0 | 0 | 9296
4457 | 0 | 0 | 9295
4458 | 0 | 0 | 9295
4459 | 0 | 0 | 9293
4460 | 0 | 0 | 9292
4461 | 0 | 0 | 9292
4462 | 0 | 0 | 9292
4463 | 0 | 0 | 9292
4464 | 0 | 0 | 9291
4465 | 0 | 0 | 9291
4466 | 0 | 0 | 9291
4467 | 0 | 0 | 9291
4468 | 0 | 0 | 9291
4469 | 0 | 0 | 9290
4470 | 0 | 0 | 9290
4471 | 0 | 0 | 9289
4472 | 0 | 0 | 9288
4473 | 0 | 0 | 9288
4474 | 0 | 0 | 9287
4475 | 0 | 0 | 9287
4476 | 0 | 0 | 9286
4477 | 0 | 0 | 9286
4478 | 0 | 0 | 9285
4479 | 0 | 0 | 9283
4480 | 0 | 0 | 9282
4481 | 0 | 0 | 9281
4482 | 0 | 0 | 9280
4483 | 0 | 0 | 9279
4484 | 0 | 0 | 9279
4485 | 0 | 0 | 9279
4486 | 0 | 0 | 9279
4487 | 0 | 0 | 9278
4488 | 0 | 0 | 9277
4489 | 0 | 0 | 9274
4490 | 0 | 0 | 9274
4491 | 0 | 0 | 9274
4492 | 0 | 0 | 9273
4493 | 0 | 0 | 9273
4494 | 0 | 0 | 9271
4495 | 0 | 0 | 9270
4496 | 0 | 0 | 9270
4497 | 0 | 0 | 9270
4498 | 0 | 0 | 9269
4499 | 0 | 0 | 9269
4500 | 0 | 0 | 9269
4501 | 0 | 0 | 9267
4502 | 0 | 0 | 9265
4503 | 0 | 0 | 9265
4504 | 0 | 0 | 9263
4505 | 0 | 0 | 9262
4506 | 0 | 0 | 9262
4507 | 0 | 0 | 9262
4508 | 0 | 0 | 9261
4509 | 0 | 0 | 9260
4510 | 0 | 0 | 9258
4511 | 0 | 0 | 9256
4512 | 0 | 0 | 9256
4513 | 0 | 0 | 9255
4514 | 0 | 0 | 9255
4515 | 0 | 0 | 9254
4516 | 0 | 0 | 9254
4517 | 0 | 0 | 9253
4518 | 0 | 0 | 9251
4519 | 0 | 0 | 9250
4520 | 0 | 0 | 9250
4521 | 0 | 0 | 9249
4522 | 0 | 0 | 9249
4523 | 0 | 0 | 9249
4524 | 0 | 0 | 9247
4525 | 0 | 0 | 9246
4526 | 0 | 0 | 9243
4527 | 0 | 0 | 9242
4528 | 0 | 0 | 9241
4529 | 0 | 0 | 9240
4530 | 0 | 0 | 9240
4531 | 0 | 0 | 9240
4532 | 0 | 0 | 9240
4533 | 0 | 0 | 9237
4534 | 0 | 0 | 9237
4535 | 0 | 0 | 9236
4536 | 0 | 0 | 9235
4537 | 0 | 0 | 9235
4538 | 0 | 0 | 9234
4539 | 0 | 0 | 9233
4540 | 0 | 0 | 9233
4541 | 0 | 0 | 9233
4542 | 0 | 0 | 9231
4543 | 0 | 0 | 9231
4544 | 0 | 0 | 9230
4545 | 0 | 0 | 9230
4546 | 0 | 0 | 9230
4547 | 0 | 0 | 9229
4548 | 0 | 0 | 9229
4549 | 0 | 0 | 9228
4550 | 0 | 0 | 9228
4551 | 0 | 0 | 9227
4552 | 0 | 0 | 9227
4553 | 0 | 0 | 9226
4554 | 0 | 0 | 9226
4555 | 0 | 0 | 9226
4556 | 0 | 0 | 9226
4557 | 0 | 0 | 9225
4558 | 0 | 0 | 9225
4559 | 0 | 0 | 9225
4560 | 0 | 0 | 9225
4561 | 0 | 0 | 9224
4562 | 0 | 0 | 9224
4563 | 0 | 0 | 9219
4564 | 0 | 0 | 9219
4565 | 0 | 0 | 9219
4566 | 0 | 0 | 9219
4567 | 0 | 0 | 9215
4568 | 0 | 0 | 9213
4569 | 0 | 0 | 9213
4570 | 0 | 0 | 9213
4571 | 0 | 0 | 9212
4572 | 0 | 0 | 9210
4573 | 0 | 0 | 9209
4574 | 0 | 0 | 9209
4575 | 0 | 0 | 9209
4576 | 0 | 0 | 9209
4577 | 0 | 0 | 9209
4578 | 0 | 0 | 9208
4579 | 0 | 0 | 9208
4580 | 0 | 0 | 9208
4581 | 0 | 0 | 9208
4582 | 0 | 0 | 9204
4583 | 0 | 0 | 9203
4584 | 0 | 0 | 9203
4585 | 0 | 0 | 9202
4586 | 0 | 0 | 9201
4587 | 0 | 0 | 9201
4588 | 0 | 0 | 9200
4589 | 0 | 0 | 9198
4590 | 0 | 0 | 9197
4591 | 0 | 0 | 9197
4592 | 0 | 0 | 9197
4593 | 0 | 0 | 9196
4594 | 0 | 0 | 9196
4595 | 0 | 0 | 9195
4596 | 0 | 0 | 9195
4597 | 0 | 0 | 9194
4598 | 0 | 0 | 9193
4599 | 0 | 0 | 9192
4600 | 0 | 0 | 9192
4601 | 0 | 0 | 9191
4602 | 0 | 0 | 9190
4603 | 0 | 0 | 9190
4604 | 0 | 0 | 9189
4605 | 0 | 0 | 9189
4606 | 0 | 0 | 9188
4607 | 0 | 0 | 9187
4608 | 0 | 0 | 9187
4609 | 0 | 0 | 9186
4610 | 0 | 0 | 9184
4611 | 0 | 0 | 9184
4612 | 0 | 0 | 9184
4613 | 0 | 0 | 9184
4614 | 0 | 0 | 9184
4615 | 0 | 0 | 9183
4616 | 0 | 0 | 9182
4617 | 0 | 0 | 9182
4618 | 0 | 0 | 9180
4619 | 0 | 0 | 9178
4620 | 0 | 0 | 9178
4621 | 0 | 0 | 9177
4622 | 0 | 0 | 9176
4623 | 0 | 0 | 9176
4624 | 0 | 0 | 9175
4625 | 0 | 0 | 9175
4626 | 0 | 0 | 9174
4627 | 0 | 0 | 9174
4628 | 0 | 0 | 9173
4629 | 0 | 0 | 9173
4630 | 0 | 0 | 9173
4631 | 0 | 0 | 9172
4632 | 0 | 0 | 9172
4633 | 0 | 0 | 9171
4634 | 0 | 0 | 9170
4635 | 0 | 0 | 9170
4636 | 0 | 0 | 9170
4637 | 0 | 0 | 9165
4638 | 0 | 0 | 9164
4639 | 0 | 0 | 9164
4640 | 0 | 0 | 9163
4641 | 0 | 0 | 9161
4642 | 0 | 0 | 9161
4643 | 0 | 0 | 9160
4644 | 0 | 0 | 9159
4645 | 0 | 0 | 9157
4646 | 0 | 0 | 9155
4647 | 0 | 0 | 9153
4648 | 0 | 0 | 9153
4649 | 0 | 0 | 9151
4650 | 0 | 0 | 9151
4651 | 0 | 0 | 9149
4652 | 0 | 0 | 9149
4653 | 0 | 0 | 9148
4654 | 0 | 0 | 9147
4655 | 0 | 0 | 9147
4656 | 0 | 0 | 9147
4657 | 0 | 0 | 9147
4658 | 0 | 0 | 9147
4659 | 0 | 0 | 9147
4660 | 0 | 0 | 9146
4661 | 0 | 0 | 9144
4662 | 0 | 0 | 9144
4663 | 0 | 0 | 9142
4664 | 0 | 0 | 9142
4665 | 0 | 0 | 9139
4666 | 0 | 0 | 9139
4667 | 0 | 0 | 9139
4668 | 0 | 0 | 9139
4669 | 0 | 0 | 9136
4670 | 0 | 0 | 9136
4671 | 0 | 0 | 9136
4672 | 0 | 0 | 9135
4673 | 0 | 0 | 9134
4674 | 0 | 0 | 9134
4675 | 0 | 0 | 9134
4676 | 0 | 0 | 9133
4677 | 0 | 0 | 9133
4678 | 0 | 0 | 9132
4679 | 0 | 0 | 9132
4680 | 0 | 0 | 9130
4681 | 0 | 0 | 9130
4682 | 0 | 0 | 9128
4683 | 0 | 0 | 9128
4684 | 0 | 0 | 9128
4685 | 0 | 0 | 9126
4686 | 0 | 0 | 9125
4687 | 0 | 0 | 9124
4688 | 0 | 0 | 9124
4689 | 0 | 0 | 9124
4690 | 0 | 0 | 9123
4691 | 0 | 0 | 9123
4692 | 0 | 0 | 9122
4693 | 0 | 0 | 9121
4694 | 0 | 0 | 9120
4695 | 0 | 0 | 9120
4696 | 0 | 0 | 9119
4697 | 0 | 0 | 9118
4698 | 0 | 0 | 9117
4699 | 0 | 0 | 9117
4700 | 0 | 0 | 9117
4701 | 0 | 0 | 9117
4702 | 0 | 0 | 9116
4703 | 0 | 0 | 9116
4704 | 0 | 0 | 9116
4705 | 0 | 0 | 9115
4706 | 0 | 0 | 9114
4707 | 0 | 0 | 9114
4708 | 0 | 0 | 9114
4709 | 0 | 0 | 9113
4710 | 0 | 0 | 9112
4711 | 0 | 0 | 9112
4712 | 0 | 0 | 9112
4713 | 0 | 0 | 9112
4714 | 0 | 0 | 9111
4715 | 0 | 0 | 9111
4716 | 0 | 0 | 9110
4717 | 0 | 0 | 9110
4718 | 0 | 0 | 9108
4719 | 0 | 0 | 9108
4720 | 0 | 0 | 9106
4721 | 0 | 0 | 9106
4722 | 0 | 0 | 9105
4723 | 0 | 0 | 9105
4724 | 0 | 0 | 9105
4725 | 0 | 0 | 9105
4726 | 0 | 0 | 9105
4727 | 0 | 0 | 9104
4728 | 0 | 0 | 9104
4729 | 0 | 0 | 9103
4730 | 0 | 0 | 9103
4731 | 0 | 0 | 9103
4732 | 0 | 0 | 9101
4733 | 0 | 0 | 9101
4734 | 0 | 0 | 9100
4735 | 0 | 0 | 9100
4736 | 0 | 0 | 9099
4737 | 0 | 0 | 9098
4738 | 0 | 0 | 9098
4739 | 0 | 0 | 9098
4740 | 0 | 0 | 9098
4741 | 0 | 0 | 9097
4742 | 0 | 0 | 9096
4743 | 0 | 0 | 9095
4744 | 0 | 0 | 9093
4745 | 0 | 0 | 9092
4746 | 0 | 0 | 9092
4747 | 0 | 0 | 9091
4748 | 0 | 0 | 9091
4749 | 0 | 0 | 9091
4750 | 0 | 0 | 9091
4751 | 0 | 0 | 9090
4752 | 0 | 0 | 9090
4753 | 0 | 0 | 9090
4754 | 0 | 0 | 9088
4755 | 0 | 0 | 9088
4756 | 0 | 0 | 9088
4757 | 0 | 0 | 9087
4758 | 0 | 0 | 9087
4759 | 0 | 0 | 9087
4760 | 0 | 0 | 9086
4761 | 0 | 0 | 9085
4762 | 0 | 0 | 9085
4763 | 0 | 0 | 9083
4764 | 0 | 0 | 9082
4765 | 0 | 0 | 9080
4766 | 0 | 0 | 9080
4767 | 0 | 0 | 9079
4768 | 0 | 0 | 9078
4769 | 0 | 0 | 9078
4770 | 0 | 0 | 9078
4771 | 0 | 0 | 9077
4772 | 0 | 0 | 9076
4773 | 0 | 0 | 9075
4774 | 0 | 0 | 9075
4775 | 0 | 0 | 9073
4776 | 0 | 0 | 9073
4777 | 0 | 0 | 9072
4778 | 0 | 0 | 9070
4779 | 0 | 0 | 9070
4780 | 0 | 0 | 9070
4781 | 0 | 0 | 9065
4782 | 0 | 0 | 9065
4783 | 0 | 0 | 9064
4784 | 0 | 0 | 9062
4785 | 0 | 0 | 9060
4786 | 0 | 0 | 9059
4787 | 0 | 0 | 9058
4788 | 0 | 0 | 9058
4789 | 0 | 0 | 9057
4790 | 0 | 0 | 9057
4791 | 0 | 0 | 9057
4792 | 0 | 0 | 9057
4793 | 0 | 0 | 9056
4794 | 0 | 0 | 9056
4795 | 0 | 0 | 9055
4796 | 0 | 0 | 9055
4797 | 0 | 0 | 9055
4798 | 0 | 0 | 9055
4799 | 0 | 0 | 9053
4800 | 0 | 0 | 9053
4801 | 0 | 0 | 9053
4802 | 0 | 0 | 9052
4803 | 0 | 0 | 9052
4804 | 0 | 0 | 9051
4805 | 0 | 0 | 9050
4806 | 0 | 0 | 9050
4807 | 0 | 0 | 9049
4808 | 0 | 0 | 9049
4809 | 0 | 0 | 9049
4810 | 0 | 0 | 9049
4811 | 0 | 0 | 9048
4812 | 0 | 0 | 9048
4813 | 0 | 0 | 9048
4814 | 0 | 0 | 9045
4815 | 0 | 0 | 9045
4816 | 0 | 0 | 9043
4817 | 0 | 0 | 9043
4818 | 0 | 0 | 9043
4819 | 0 | 0 | 9041
4820 | 0 | 0 | 9041
4821 | 0 | 0 | 9040
4822 | 0 | 0 | 9040
4823 | 0 | 0 | 9040
4824 | 0 | 0 | 9040
4825 | 0 | 0 | 9040
4826 | 0 | 0 | 9038
4827 | 0 | 0 | 9038
4828 | 0 | 0 | 9038
4829 | 0 | 0 | 9036
4830 | 0 | 0 | 9033
4831 | 0 | 0 | 9032
4832 | 0 | 0 | 9032
4833 | 0 | 0 | 9031
4834 | 0 | 0 | 9030
4835 | 0 | 0 | 9030
4836 | 0 | 0 | 9029
4837 | 0 | 0 | 9027
4838 | 0 | 0 | 9027
4839 | 0 | 0 | 9027
4840 | 0 | 0 | 9026
4841 | 0 | 0 | 9026
4842 | 0 | 0 | 9025
4843 | 0 | 0 | 9025
4844 | 0 | 0 | 9024
4845 | 0 | 0 | 9023
4846 | 0 | 0 | 9023
4847 | 0 | 0 | 9022
4848 | 0 | 0 | 9022
4849 | 0 | 0 | 9021
4850 | 0 | 0 | 9021
4851 | 0 | 0 | 9020
4852 | 0 | 0 | 9019
4853 | 0 | 0 | 9019
4854 | 0 | 0 | 9018
4855 | 0 | 0 | 9017
4856 | 0 | 0 | 9017
4857 | 0 | 0 | 9016
4858 | 0 | 0 | 9016
4859 | 0 | 0 | 9013
4860 | 0 | 0 | 9012
4861 | 0 | 0 | 9012
4862 | 0 | 0 | 9011
4863 | 0 | 0 | 9011
4864 | 0 | 0 | 9010
4865 | 0 | 0 | 9009
4866 | 0 | 0 | 9009
4867 | 0 | 0 | 9008
4868 | 0 | 0 | 9008
4869 | 0 | 0 | 9008
4870 | 0 | 0 | 9007
4871 | 0 | 0 | 9007
4872 | 0 | 0 | 9006
4873 | 0 | 0 | 9005
4874 | 0 | 0 | 9004
4875 | 0 | 0 | 9004
4876 | 0 | 0 | 9001
4877 | 0 | 0 | 9000
4878 | 0 | 0 | 8999
4879 | 0 | 0 | 8999
4880 | 0 | 0 | 8998
4881 | 0 | 0 | 8998
4882 | 0 | 0 | 8998
4883 | 0 | 0 | 8997
4884 | 0 | 0 | 8997
4885 | 0 | 0 | 8996
4886 | 0 | 0 | 8996
4887 | 0 | 0 | 8996
4888 | 0 | 0 | 8996
4889 | 0 | 0 | 8996
4890 | 0 | 0 | 8995
4891 | 0 | 0 | 8995
4892 | 0 | 0 | 8990
4893 | 0 | 0 | 8988
4894 | 0 | 0 | 8988
4895 | 0 | 0 | 8987
4896 | 0 | 0 | 8987
4897 | 0 | 0 | 8985
4898 | 0 | 0 | 8984
4899 | 0 | 0 | 8984
4900 | 0 | 0 | 8984
4901 | 0 | 0 | 8983
4902 | 0 | 0 | 8983
4903 | 0 | 0 | 8981
4904 | 0 | 0 | 8981
4905 | 0 | 0 | 8981
4906 | 0 | 0 | 8980
4907 | 0 | 0 | 8980
4908 | 0 | 0 | 8979
4909 | 0 | 0 | 8979
4910 | 0 | 0 | 8978
4911 | 0 | 0 | 8978
4912 | 0 | 0 | 8977
4913 | 0 | 0 | 8976
4914 | 0 | 0 | 8976
4915 | 0 | 0 | 8975
4916 | 0 | 0 | 8974
4917 | 0 | 0 | 8974
4918 | 0 | 0 | 8974
4919 | 0 | 0 | 8973
4920 | 0 | 0 | 8973
4921 | 0 | 0 | 8973
4922 | 0 | 0 | 8972
4923 | 0 | 0 | 8972
4924 | 0 | 0 | 8971
4925 | 0 | 0 | 8971
4926 | 0 | 0 | 8971
4927 | 0 | 0 | 8970
4928 | 0 | 0 | 8969
4929 | 0 | 0 | 8968
4930 | 0 | 0 | 8968
4931 | 0 | 0 | 8966
4932 | 0 | 0 | 8966
4933 | 0 | 0 | 8966
4934 | 0 | 0 | 8965
4935 | 0 | 0 | 8965
4936 | 0 | 0 | 8965
4937 | 0 | 0 | 8963
4938 | 0 | 0 | 8963
4939 | 0 | 0 | 8963
4940 | 0 | 0 | 8963
4941 | 0 | 0 | 8962
4942 | 0 | 0 | 8960
4943 | 0 | 0 | 8960
4944 | 0 | 0 | 8960
4945 | 0 | 0 | 8960
4946 | 0 | 0 | 8959
4947 | 0 | 0 | 8958
4948 | 0 | 0 | 8958
4949 | 0 | 0 | 8957
4950 | 0 | 0 | 8955
4951 | 0 | 0 | 8955
4952 | 0 | 0 | 8955
4953 | 0 | 0 | 8954
4954 | 0 | 0 | 8952
4955 | 0 | 0 | 8951
4956 | 0 | 0 | 8951
4957 | 0 | 0 | 8950
4958 | 0 | 0 | 8950
4959 | 0 | 0 | 8947
4960 | 0 | 0 | 8947
4961 | 0 | 0 | 8945
4962 | 0 | 0 | 8945
4963 | 0 | 0 | 8944
4964 | 0 | 0 | 8942
4965 | 0 | 0 | 8942
4966 | 0 | 0 | 8942
4967 | 0 | 0 | 8942
4968 | 0 | 0 | 8941
4969 | 0 | 0 | 8941
4970 | 0 | 0 | 8940
4971 | 0 | 0 | 8937
4972 | 0 | 0 | 8937
4973 | 0 | 0 | 8937
4974 | 0 | 0 | 8935
4975 | 0 | 0 | 8935
4976 | 0 | 0 | 8933
4977 | 0 | 0 | 8932
4978 | 0 | 0 | 8932
4979 | 0 | 0 | 8931
4980 | 0 | 0 | 8931
4981 | 0 | 0 | 8930
4982 | 0 | 0 | 8929
4983 | 0 | 0 | 8929
4984 | 0 | 0 | 8928
4985 | 0 | 0 | 8927
4986 | 0 | 0 | 8926
4987 | 0 | 0 | 8926
4988 | 0 | 0 | 8925
4989 | 0 | 0 | 8924
4990 | 0 | 0 | 8924
4991 | 0 | 0 | 8923
4992 | 0 | 0 | 8923
4993 | 0 | 0 | 8922
4994 | 0 | 0 | 8921
4995 | 0 | 0 | 8920
4996 | 0 | 0 | 8920
4997 | 0 | 0 | 8918
4998 | 0 | 0 | 8918
4999 | 0 | 0 | 8918
5000 | 0 | 0 | 8917
5001 | 0 | 0 | 8916
5002 | 0 | 0 | 8915
5003 | 0 | 0 | 8912
5004 | 0 | 0 | 8912
5005 | 0 | 0 | 8911
5006 | 0 | 0 | 8911
5007 | 0 | 0 | 8910
5008 | 0 | 0 | 8910
5009 | 0 | 0 | 8909
5010 | 0 | 0 | 8909
5011 | 0 | 0 | 8909
5012 | 0 | 0 | 8908
5013 | 0 | 0 | 8908
5014 | 0 | 0 | 8907
5015 | 0 | 0 | 8907
5016 | 0 | 0 | 8906
5017 | 0 | 0 | 8906
5018 | 0 | 0 | 8906
5019 | 0 | 0 | 8906
5020 | 0 | 0 | 8906
5021 | 0 | 0 | 8905
5022 | 0 | 0 | 8905
5023 | 0 | 0 | 8903
5024 | 0 | 0 | 8903
5025 | 0 | 0 | 8901
5026 | 0 | 0 | 8900
5027 | 0 | 0 | 8899
5028 | 0 | 0 | 8899
5029 | 0 | 0 | 8897
5030 | 0 | 0 | 8896
5031 | 0 | 0 | 8895
5032 | 0 | 0 | 8895
5033 | 0 | 0 | 8895
5034 | 0 | 0 | 8894
5035 | 0 | 0 | 8894
5036 | 0 | 0 | 8892
5037 | 0 | 0 | 8891
5038 | 0 | 0 | 8889
5039 | 0 | 0 | 8889
5040 | 0 | 0 | 8888
5041 | 0 | 0 | 8888
5042 | 0 | 0 | 8887
5043 | 0 | 0 | 8885
5044 | 0 | 0 | 8885
5045 | 0 | 0 | 8885
5046 | 0 | 0 | 8885
5047 | 0 | 0 | 8884
5048 | 0 | 0 | 8883
5049 | 0 | 0 | 8883
5050 | 0 | 0 | 8883
5051 | 0 | 0 | 8883
5052 | 0 | 0 | 8883
5053 | 0 | 0 | 8882
5054 | 0 | 0 | 8881
5055 | 0 | 0 | 8881
5056 | 0 | 0 | 8881
5057 | 0 | 0 | 8880
5058 | 0 | 0 | 8878
5059 | 0 | 0 | 8877
5060 | 0 | 0 | 8877
5061 | 0 | 0 | 8877
5062 | 0 | 0 | 8877
5063 | 0 | 0 | 8877
5064 | 0 | 0 | 8876
5065 | 0 | 0 | 8876
5066 | 0 | 0 | 8875
5067 | 0 | 0 | 8874
5068 | 0 | 0 | 8873
5069 | 0 | 0 | 8869
5070 | 0 | 0 | 8869
5071 | 0 | 0 | 8866
5072 | 0 | 0 | 8866
5073 | 0 | 0 | 8865
5074 | 0 | 0 | 8865
5075 | 0 | 0 | 8865
5076 | 0 | 0 | 8865
5077 | 0 | 0 | 8864
5078 | 0 | 0 | 8864
5079 | 0 | 0 | 8863
5080 | 0 | 0 | 8863
5081 | 0 | 0 | 8862
5082 | 0 | 0 | 8862
5083 | 0 | 0 | 8861
5084 | 0 | 0 | 8861
5085 | 0 | 0 | 8861
5086 | 0 | 0 | 8861
5087 | 0 | 0 | 8860
5088 | 0 | 0 | 8860
5089 | 0 | 0 | 8859
5090 | 0 | 0 | 8858
5091 | 0 | 0 | 8858
5092 | 0 | 0 | 8858
5093 | 0 | 0 | 8856
5094 | 0 | 0 | 8854
5095 | 0 | 0 | 8853
5096 | 0 | 0 | 8853
5097 | 0 | 0 | 8853
5098 | 0 | 0 | 8852
5099 | 0 | 0 | 8852
5100 | 0 | 0 | 8851
5101 | 0 | 0 | 8850
5102 | 0 | 0 | 8849
5103 | 0 | 0 | 8848
5104 | 0 | 0 | 8848
5105 | 0 | 0 | 8847
5106 | 0 | 0 | 8847
5107 | 0 | 0 | 8846
5108 | 0 | 0 | 8846
5109 | 0 | 0 | 8846
5110 | 0 | 0 | 8845
5111 | 0 | 0 | 8844
5112 | 0 | 0 | 8844
5113 | 0 | 0 | 8842
5114 | 0 | 0 | 8842
5115 | 0 | 0 | 8842
5116 | 0 | 0 | 8841
5117 | 0 | 0 | 8841
5118 | 0 | 0 | 8841
5119 | 0 | 0 | 8837
5120 | 0 | 0 | 8836
5121 | 0 | 0 | 8836
5122 | 0 | 0 | 8836
5123 | 0 | 0 | 8835
5124 | 0 | 0 | 8833
5125 | 0 | 0 | 8833
5126 | 0 | 0 | 8832
5127 | 0 | 0 | 8832
5128 | 0 | 0 | 8832
5129 | 0 | 0 | 8831
5130 | 0 | 0 | 8831
5131 | 0 | 0 | 8831
5132 | 0 | 0 | 8829
5133 | 0 | 0 | 8829
5134 | 0 | 0 | 8828
5135 | 0 | 0 | 8828
5136 | 0 | 0 | 8828
5137 | 0 | 0 | 8828
5138 | 0 | 0 | 8826
5139 | 0 | 0 | 8826
5140 | 0 | 0 | 8825
5141 | 0 | 0 | 8825
5142 | 0 | 0 | 8825
5143 | 0 | 0 | 8825
5144 | 0 | 0 | 8824
5145 | 0 | 0 | 8824
5146 | 0 | 0 | 8824
5147 | 0 | 0 | 8823
5148 | 0 | 0 | 8823
5149 | 0 | 0 | 8823
5150 | 0 | 0 | 8822
5151 | 0 | 0 | 8821
5152 | 0 | 0 | 8821
5153 | 0 | 0 | 8818
5154 | 0 | 0 | 8818
5155 | 0 | 0 | 8818
5156 | 0 | 0 | 8815
5157 | 0 | 0 | 8815
5158 | 0 | 0 | 8811
5159 | 0 | 0 | 8811
5160 | 0 | 0 | 8810
5161 | 0 | 0 | 8810
5162 | 0 | 0 | 8810
5163 | 0 | 0 | 8809
5164 | 0 | 0 | 8809
5165 | 0 | 0 | 8809
5166 | 0 | 0 | 8808
5167 | 0 | 0 | 8807
5168 | 0 | 0 | 8806
5169 | 0 | 0 | 8805
5170 | 0 | 0 | 8805
5171 | 0 | 0 | 8804
5172 | 0 | 0 | 8804
5173 | 0 | 0 | 8803
5174 | 0 | 0 | 8803
5175 | 0 | 0 | 8802
5176 | 0 | 0 | 8801
5177 | 0 | 0 | 8801
5178 | 0 | 0 | 8801
5179 | 0 | 0 | 8800
5180 | 0 | 0 | 8799
5181 | 0 | 0 | 8799
5182 | 0 | 0 | 8798
5183 | 0 | 0 | 8797
5184 | 0 | 0 | 8797
5185 | 0 | 0 | 8796
5186 | 0 | 0 | 8796
5187 | 0 | 0 | 8795
5188 | 0 | 0 | 8795
5189 | 0 | 0 | 8793
5190 | 0 | 0 | 8793
5191 | 0 | 0 | 8791
5192 | 0 | 0 | 8790
5193 | 0 | 0 | 8790
5194 | 0 | 0 | 8789
5195 | 0 | 0 | 8788
5196 | 0 | 0 | 8787
5197 | 0 | 0 | 8784
5198 | 0 | 0 | 8784
5199 | 0 | 0 | 8783
5200 | 0 | 0 | 8782
5201 | 0 | 0 | 8782
5202 | 0 | 0 | 8781
5203 | 0 | 0 | 8779
5204 | 0 | 0 | 8779
5205 | 0 | 0 | 8778
5206 | 0 | 0 | 8777
5207 | 0 | 0 | 8777
5208 | 0 | 0 | 8777
5209 | 0 | 0 | 8777
5210 | 0 | 0 | 8777
5211 | 0 | 0 | 8776
5212 | 0 | 0 | 8775
5213 | 0 | 0 | 8774
5214 | 0 | 0 | 8773
5215 | 0 | 0 | 8772
5216 | 0 | 0 | 8771
5217 | 0 | 0 | 8770
5218 | 0 | 0 | 8770
5219 | 0 | 0 | 8770
5220 | 0 | 0 | 8765
5221 | 0 | 0 | 8764
5222 | 0 | 0 | 8764
5223 | 0 | 0 | 8763
5224 | 0 | 0 | 8763
5225 | 0 | 0 | 8763
5226 | 0 | 0 | 8762
5227 | 0 | 0 | 8761
5228 | 0 | 0 | 8761
5229 | 0 | 0 | 8759
5230 | 0 | 0 | 8758
5231 | 0 | 0 | 8757
5232 | 0 | 0 | 8755
5233 | 0 | 0 | 8752
5234 | 0 | 0 | 8752
5235 | 0 | 0 | 8751
5236 | 0 | 0 | 8750
5237 | 0 | 0 | 8750
5238 | 0 | 0 | 8750
5239 | 0 | 0 | 8749
5240 | 0 | 0 | 8749
5241 | 0 | 0 | 8748
5242 | 0 | 0 | 8748
5243 | 0 | 0 | 8748
5244 | 0 | 0 | 8747
5245 | 0 | 0 | 8747
5246 | 0 | 0 | 8745
5247 | 0 | 0 | 8744
5248 | 0 | 0 | 8743
5249 | 0 | 0 | 8742
5250 | 0 | 0 | 8741
5251 | 0 | 0 | 8741
5252 | 0 | 0 | 8740
5253 | 0 | 0 | 8740
5254 | 0 | 0 | 8739
5255 | 0 | 0 | 8736
5256 | 0 | 0 | 8736
5257 | 0 | 0 | 8735
5258 | 0 | 0 | 8734
5259 | 0 | 0 | 8733
5260 | 0 | 0 | 8731
5261 | 0 | 0 | 8729
5262 | 0 | 0 | 8727
5263 | 0 | 0 | 8726
5264 | 0 | 0 | 8726
5265 | 0 | 0 | 8724
5266 | 0 | 0 | 8723
5267 | 0 | 0 | 8723
5268 | 0 | 0 | 8723
5269 | 0 | 0 | 8722
5270 | 0 | 0 | 8722
5271 | 0 | 0 | 8719
5272 | 0 | 0 | 8719
5273 | 0 | 0 | 8717
5274 | 0 | 0 | 8717
5275 | 0 | 0 | 8714
5276 | 0 | 0 | 8714
5277 | 0 | 0 | 8714
5278 | 0 | 0 | 8712
5279 | 0 | 0 | 8711
5280 | 0 | 0 | 8711
5281 | 0 | 0 | 8710
5282 | 0 | 0 | 8709
5283 | 0 | 0 | 8708
5284 | 0 | 0 | 8707
5285 | 0 | 0 | 8707
5286 | 0 | 0 | 8706
5287 | 0 | 0 | 8706
5288 | 0 | 0 | 8705
5289 | 0 | 0 | 8705
5290 | 0 | 0 | 8704
5291 | 0 | 0 | 8704
5292 | 0 | 0 | 8703
5293 | 0 | 0 | 8701
5294 | 0 | 0 | 8701
5295 | 0 | 0 | 8700
5296 | 0 | 0 | 8699
5297 | 0 | 0 | 8699
5298 | 0 | 0 | 8698
5299 | 0 | 0 | 8698
5300 | 0 | 0 | 8697
5301 | 0 | 0 | 8697
5302 | 0 | 0 | 8697
5303 | 0 | 0 | 8694
5304 | 0 | 0 | 8694
5305 | 0 | 0 | 8693
5306 | 0 | 0 | 8693
5307 | 0 | 0 | 8692
5308 | 0 | 0 | 8691
5309 | 0 | 0 | 8691
5310 | 0 | 0 | 8690
5311 | 0 | 0 | 8689
5312 | 0 | 0 | 8689
5313 | 0 | 0 | 8689
5314 | 0 | 0 | 8689
5315 | 0 | 0 | 8687
5316 | 0 | 0 | 8687
5317 | 0 | 0 | 8687
5318 | 0 | 0 | 8686
5319 | 0 | 0 | 8685
5320 | 0 | 0 | 8685
5321 | 0 | 0 | 8685
5322 | 0 | 0 | 8685
5323 | 0 | 0 | 8684
5324 | 0 | 0 | 8683
5325 | 0 | 0 | 8683
5326 | 0 | 0 | 8683
5327 | 0 | 0 | 8682
5328 | 0 | 0 | 8682
5329 | 0 | 0 | 8681
5330 | 0 | 0 | 8681
5331 | 0 | 0 | 8680
5332 | 0 | 0 | 8680
5333 | 0 | 0 | 8679
5334 | 0 | 0 | 8675
5335 | 0 | 0 | 8674
5336 | 0 | 0 | 8674
5337 | 0 | 0 | 8673
5338 | 0 | 0 | 8671
5339 | 0 | 0 | 8671
5340 | 0 | 0 | 8671
5341 | 0 | 0 | 8671
5342 | 0 | 0 | 8671
5343 | 0 | 0 | 8671
5344 | 0 | 0 | 8666
5345 | 0 | 0 | 8665
5346 | 0 | 0 | 8665
5347 | 0 | 0 | 8664
5348 | 0 | 0 | 8664
5349 | 0 | 0 | 8663
5350 | 0 | 0 | 8663
5351 | 0 | 0 | 8663
5352 | 0 | 0 | 8662
5353 | 0 | 0 | 8661
5354 | 0 | 0 | 8660
5355 | 0 | 0 | 8659
5356 | 0 | 0 | 8658
5357 | 0 | 0 | 8658
5358 | 0 | 0 | 8658
5359 | 0 | 0 | 8656
5360 | 0 | 0 | 8656
5361 | 0 | 0 | 8656
5362 | 0 | 0 | 8655
5363 | 0 | 0 | 8654
5364 | 0 | 0 | 8654
5365 | 0 | 0 | 8653
5366 | 0 | 0 | 8651
5367 | 0 | 0 | 8651
5368 | 0 | 0 | 8650
5369 | 0 | 0 | 8649
5370 | 0 | 0 | 8648
5371 | 0 | 0 | 8648
5372 | 0 | 0 | 8646
5373 | 0 | 0 | 8646
5374 | 0 | 0 | 8645
5375 | 0 | 0 | 8644
5376 | 0 | 0 | 8643
5377 | 0 | 0 | 8643
5378 | 0 | 0 | 8642
5379 | 0 | 0 | 8642
5380 | 0 | 0 | 8642
5381 | 0 | 0 | 8642
5382 | 0 | 0 | 8641
5383 | 0 | 0 | 8641
5384 | 0 | 0 | 8640
5385 | 0 | 0 | 8640
5386 | 0 | 0 | 8639
5387 | 0 | 0 | 8639
5388 | 0 | 0 | 8639
5389 | 0 | 0 | 8637
5390 | 0 | 0 | 8636
5391 | 0 | 0 | 8634
5392 | 0 | 0 | 8634
5393 | 0 | 0 | 8633
5394 | 0 | 0 | 8633
5395 | 0 | 0 | 8630
5396 | 0 | 0 | 8629
5397 | 0 | 0 | 8627
5398 | 0 | 0 | 8626
5399 | 0 | 0 | 8626
5400 | 0 | 0 | 8623
5401 | 0 | 0 | 8623
5402 | 0 | 0 | 8623
5403 | 0 | 0 | 8622
5404 | 0 | 0 | 8621
5405 | 0 | 0 | 8620
5406 | 0 | 0 | 8620
5407 | 0 | 0 | 8618
5408 | 0 | 0 | 8618
5409 | 0 | 0 | 8617
5410 | 0 | 0 | 8617
5411 | 0 | 0 | 8616
5412 | 0 | 0 | 8614
5413 | 0 | 0 | 8613
5414 | 0 | 0 | 8613
5415 | 0 | 0 | 8612
5416 | 0 | 0 | 8611
5417 | 0 | 0 | 8611
5418 | 0 | 0 | 8610
5419 | 0 | 0 | 8610
5420 | 0 | 0 | 8610
5421 | 0 | 0 | 8609
5422 | 0 | 0 | 8609
5423 | 0 | 0 | 8608
5424 | 0 | 0 | 8608
5425 | 0 | 0 | 8606
5426 | 0 | 0 | 8606
5427 | 0 | 0 | 8605
5428 | 0 | 0 | 8605
5429 | 0 | 0 | 8605
5430 | 0 | 0 | 8602
5431 | 0 | 0 | 8602
5432 | 0 | 0 | 8601
5433 | 0 | 0 | 8598
5434 | 0 | 0 | 8598
5435 | 0 | 0 | 8597
5436 | 0 | 0 | 8597
5437 | 0 | 0 | 8597
5438 | 0 | 0 | 8596
5439 | 0 | 0 | 8596
5440 | 0 | 0 | 8596
5441 | 0 | 0 | 8596
5442 | 0 | 0 | 8595
5443 | 0 | 0 | 8595
5444 | 0 | 0 | 8594
5445 | 0 | 0 | 8594
5446 | 0 | 0 | 8594
5447 | 0 | 0 | 8593
5448 | 0 | 0 | 8590
5449 | 0 | 0 | 8589
5450 | 0 | 0 | 8588
5451 | 0 | 0 | 8587
5452 | 0 | 0 | 8585
5453 | 0 | 0 | 8585
5454 | 0 | 0 | 8583
5455 | 0 | 0 | 8583
5456 | 0 | 0 | 8581
5457 | 0 | 0 | 8580
5458 | 0 | 0 | 8579
5459 | 0 | 0 | 8579
5460 | 0 | 0 | 8579
5461 | 0 | 0 | 8578
5462 | 0 | 0 | 8577
5463 | 0 | 0 | 8576
5464 | 0 | 0 | 8576
5465 | 0 | 0 | 8575
5466 | 0 | 0 | 8575
5467 | 0 | 0 | 8574
5468 | 0 | 0 | 8573
5469 | 0 | 0 | 8572
5470 | 0 | 0 | 8568
5471 | 0 | 0 | 8567
5472 | 0 | 0 | 8566
5473 | 0 | 0 | 8564
5474 | 0 | 0 | 8564
5475 | 0 | 0 | 8563
5476 | 0 | 0 | 8562
5477 | 0 | 0 | 8560
5478 | 0 | 0 | 8559
5479 | 0 | 0 | 8559
5480 | 0 | 0 | 8558
5481 | 0 | 0 | 8557
5482 | 0 | 0 | 8557
5483 | 0 | 0 | 8557
5484 | 0 | 0 | 8555
5485 | 0 | 0 | 8554
5486 | 0 | 0 | 8554
5487 | 0 | 0 | 8553
5488 | 0 | 0 | 8552
5489 | 0 | 0 | 8551
5490 | 0 | 0 | 8551
5491 | 0 | 0 | 8551
5492 | 0 | 0 | 8551
5493 | 0 | 0 | 8549
5494 | 0 | 0 | 8548
5495 | 0 | 0 | 8548
5496 | 0 | 0 | 8548
5497 | 0 | 0 | 8547
5498 | 0 | 0 | 8547
5499 | 0 | 0 | 8546
5500 | 0 | 0 | 8546
5501 | 0 | 0 | 8546
5502 | 0 | 0 | 8541
5503 | 0 | 0 | 8541
5504 | 0 | 0 | 8540
5505 | 0 | 0 | 8540
5506 | 0 | 0 | 8540
5507 | 0 | 0 | 8540
5508 | 0 | 0 | 8540
5509 | 0 | 0 | 8539
5510 | 0 | 0 | 8539
5511 | 0 | 0 | 8538
5512 | 0 | 0 | 8538
5513 | 0 | 0 | 8537
5514 | 0 | 0 | 8537
5515 | 0 | 0 | 8537
5516 | 0 | 0 | 8534
5517 | 0 | 0 | 8533
5518 | 0 | 0 | 8532
5519 | 0 | 0 | 8532
5520 | 0 | 0 | 8531
5521 | 0 | 0 | 8530
5522 | 0 | 0 | 8530
5523 | 0 | 0 | 8530
5524 | 0 | 0 | 8529
5525 | 0 | 0 | 8529
5526 | 0 | 0 | 8528
5527 | 0 | 0 | 8527
5528 | 0 | 0 | 8527
5529 | 0 | 0 | 8525
5530 | 0 | 0 | 8525
5531 | 0 | 0 | 8525
5532 | 0 | 0 | 8523
5533 | 0 | 0 | 8523
5534 | 0 | 0 | 8522
5535 | 0 | 0 | 8522
5536 | 0 | 0 | 8522
5537 | 0 | 0 | 8522
5538 | 0 | 0 | 8521
5539 | 0 | 0 | 8520
5540 | 0 | 0 | 8520
5541 | 0 | 0 | 8519
5542 | 0 | 0 | 8518
5543 | 0 | 0 | 8517
5544 | 0 | 0 | 8517
5545 | 0 | 0 | 8516
5546 | 0 | 0 | 8515
5547 | 0 | 0 | 8514
5548 | 0 | 0 | 8514
5549 | 0 | 0 | 8513
5550 | 0 | 0 | 8513
5551 | 0 | 0 | 8511
5552 | 0 | 0 | 8510
5553 | 0 | 0 | 8509
5554 | 0 | 0 | 8508
5555 | 0 | 0 | 8507
5556 | 0 | 0 | 8506
5557 | 0 | 0 | 8506
5558 | 0 | 0 | 8503
5559 | 0 | 0 | 8502
5560 | 0 | 0 | 8502
5561 | 0 | 0 | 8502
5562 | 0 | 0 | 8501
5563 | 0 | 0 | 8499
5564 | 0 | 0 | 8499
5565 | 0 | 0 | 8497
5566 | 0 | 0 | 8496
5567 | 0 | 0 | 8496
5568 | 0 | 0 | 8496
5569 | 0 | 0 | 8496
5570 | 0 | 0 | 8495
5571 | 0 | 0 | 8495
5572 | 0 | 0 | 8494
5573 | 0 | 0 | 8491
5574 | 0 | 0 | 8491
5575 | 0 | 0 | 8488
5576 | 0 | 0 | 8486
5577 | 0 | 0 | 8486
5578 | 0 | 0 | 8486
5579 | 0 | 0 | 8486
5580 | 0 | 0 | 8485
5581 | 0 | 0 | 8485
5582 | 0 | 0 | 8484
5583 | 0 | 0 | 8483
5584 | 0 | 0 | 8482
5585 | 0 | 0 | 8482
5586 | 0 | 0 | 8481
5587 | 0 | 0 | 8481
5588 | 0 | 0 | 8481
5589 | 0 | 0 | 8480
5590 | 0 | 0 | 8480
5591 | 0 | 0 | 8475
5592 | 0 | 0 | 8473
5593 | 0 | 0 | 8472
5594 | 0 | 0 | 8472
5595 | 0 | 0 | 8471
5596 | 0 | 0 | 8471
5597 | 0 | 0 | 8470
5598 | 0 | 0 | 8469
5599 | 0 | 0 | 8469
5600 | 0 | 0 | 8469
5601 | 0 | 0 | 8469
5602 | 0 | 0 | 8468
5603 | 0 | 0 | 8468
5604 | 0 | 0 | 8467
5605 | 0 | 0 | 8467
5606 | 0 | 0 | 8466
5607 | 0 | 0 | 8466
5608 | 0 | 0 | 8466
5609 | 0 | 0 | 8466
5610 | 0 | 0 | 8464
5611 | 0 | 0 | 8464
5612 | 0 | 0 | 8463
5613 | 0 | 0 | 8463
5614 | 0 | 0 | 8462
5615 | 0 | 0 | 8460
5616 | 0 | 0 | 8459
5617 | 0 | 0 | 8459
5618 | 0 | 0 | 8459
5619 | 0 | 0 | 8459
5620 | 0 | 0 | 8459
5621 | 0 | 0 | 8458
5622 | 0 | 0 | 8458
5623 | 0 | 0 | 8458
5624 | 0 | 0 | 8457
5625 | 0 | 0 | 8457
5626 | 0 | 0 | 8457
5627 | 0 | 0 | 8456
5628 | 0 | 0 | 8455
5629 | 0 | 0 | 8455
5630 | 0 | 0 | 8455
5631 | 0 | 0 | 8454
5632 | 0 | 0 | 8454
5633 | 0 | 0 | 8452
5634 | 0 | 0 | 8452
5635 | 0 | 0 | 8451
5636 | 0 | 0 | 8450
5637 | 0 | 0 | 8450
5638 | 0 | 0 | 8448
5639 | 0 | 0 | 8446
5640 | 0 | 0 | 8446
5641 | 0 | 0 | 8445
5642 | 0 | 0 | 8444
5643 | 0 | 0 | 8443
5644 | 0 | 0 | 8443
5645 | 0 | 0 | 8443
5646 | 0 | 0 | 8442
5647 | 0 | 0 | 8441
5648 | 0 | 0 | 8440
5649 | 0 | 0 | 8440
5650 | 0 | 0 | 8440
5651 | 0 | 0 | 8438
5652 | 0 | 0 | 8438
5653 | 0 | 0 | 8436
5654 | 0 | 0 | 8436
5655 | 0 | 0 | 8436
5656 | 0 | 0 | 8436
5657 | 0 | 0 | 8434
5658 | 0 | 0 | 8432
5659 | 0 | 0 | 8431
5660 | 0 | 0 | 8431
5661 | 0 | 0 | 8430
5662 | 0 | 0 | 8430
5663 | 0 | 0 | 8429
5664 | 0 | 0 | 8429
5665 | 0 | 0 | 8428
5666 | 0 | 0 | 8427
5667 | 0 | 0 | 8427
5668 | 0 | 0 | 8424
5669 | 0 | 0 | 8424
5670 | 0 | 0 | 8423
5671 | 0 | 0 | 8422
5672 | 0 | 0 | 8422
5673 | 0 | 0 | 8421
5674 | 0 | 0 | 8421
5675 | 0 | 0 | 8419
5676 | 0 | 0 | 8419
5677 | 0 | 0 | 8418
5678 | 0 | 0 | 8418
5679 | 0 | 0 | 8416
5680 | 0 | 0 | 8416
5681 | 0 | 0 | 8415
5682 | 0 | 0 | 8412
5683 | 0 | 0 | 8410
5684 | 0 | 0 | 8408
5685 | 0 | 0 | 8407
5686 | 0 | 0 | 8407
5687 | 0 | 0 | 8406
5688 | 0 | 0 | 8406
5689 | 0 | 0 | 8405
5690 | 0 | 0 | 8404
5691 | 0 | 0 | 8402
5692 | 0 | 0 | 8402
5693 | 0 | 0 | 8402
5694 | 0 | 0 | 8402
5695 | 0 | 0 | 8402
5696 | 0 | 0 | 8402
5697 | 0 | 0 | 8401
5698 | 0 | 0 | 8400
5699 | 0 | 0 | 8399
5700 | 0 | 0 | 8399
5701 | 0 | 0 | 8399
5702 | 0 | 0 | 8399
5703 | 0 | 0 | 8397
5704 | 0 | 0 | 8397
5705 | 0 | 0 | 8396
5706 | 0 | 0 | 8394
5707 | 0 | 0 | 8393
5708 | 0 | 0 | 8392
5709 | 0 | 0 | 8391
5710 | 0 | 0 | 8390
5711 | 0 | 0 | 8389
5712 | 0 | 0 | 8389
5713 | 0 | 0 | 8389
5714 | 0 | 0 | 8389
5715 | 0 | 0 | 8388
5716 | 0 | 0 | 8388
5717 | 0 | 0 | 8388
5718 | 0 | 0 | 8388
5719 | 0 | 0 | 8387
5720 | 0 | 0 | 8385
5721 | 0 | 0 | 8385
5722 | 0 | 0 | 8384
5723 | 0 | 0 | 8382
5724 | 0 | 0 | 8380
5725 | 0 | 0 | 8380
5726 | 0 | 0 | 8380
5727 | 0 | 0 | 8379
5728 | 0 | 0 | 8379
5729 | 0 | 0 | 8379
5730 | 0 | 0 | 8378
5731 | 0 | 0 | 8378
5732 | 0 | 0 | 8378
5733 | 0 | 0 | 8378
5734 | 0 | 0 | 8378
5735 | 0 | 0 | 8378
5736 | 0 | 0 | 8377
5737 | 0 | 0 | 8377
5738 | 0 | 0 | 8377
5739 | 0 | 0 | 8376
5740 | 0 | 0 | 8376
5741 | 0 | 0 | 8375
5742 | 0 | 0 | 8374
5743 | 0 | 0 | 8374
5744 | 0 | 0 | 8373
5745 | 0 | 0 | 8373
5746 | 0 | 0 | 8373
5747 | 0 | 0 | 8372
5748 | 0 | 0 | 8371
5749 | 0 | 0 | 8370
5750 | 0 | 0 | 8370
5751 | 0 | 0 | 8367
5752 | 0 | 0 | 8366
5753 | 0 | 0 | 8365
5754 | 0 | 0 | 8365
5755 | 0 | 0 | 8364
5756 | 0 | 0 | 8363
5757 | 0 | 0 | 8362
5758 | 0 | 0 | 8360
5759 | 0 | 0 | 8359
5760 | 0 | 0 | 8358
5761 | 0 | 0 | 8358
5762 | 0 | 0 | 8358
5763 | 0 | 0 | 8357
5764 | 0 | 0 | 8357
5765 | 0 | 0 | 8355
5766 | 0 | 0 | 8355
5767 | 0 | 0 | 8354
5768 | 0 | 0 | 8353
5769 | 0 | 0 | 8352
5770 | 0 | 0 | 8352
5771 | 0 | 0 | 8351
5772 | 0 | 0 | 8350
5773 | 0 | 0 | 8348
5774 | 0 | 0 | 8347
5775 | 0 | 0 | 8346
5776 | 0 | 0 | 8346
5777 | 0 | 0 | 8346
5778 | 0 | 0 | 8344
5779 | 0 | 0 | 8343
5780 | 0 | 0 | 8342
5781 | 0 | 0 | 8341
5782 | 0 | 0 | 8341
5783 | 0 | 0 | 8340
5784 | 0 | 0 | 8340
5785 | 0 | 0 | 8339
5786 | 0 | 0 | 8339
5787 | 0 | 0 | 8339
5788 | 0 | 0 | 8339
5789 | 0 | 0 | 8337
5790 | 0 | 0 | 8335
5791 | 0 | 0 | 8333
5792 | 0 | 0 | 8332
5793 | 0 | 0 | 8330
5794 | 0 | 0 | 8328
5795 | 0 | 0 | 8327
5796 | 0 | 0 | 8327
5797 | 0 | 0 | 8327
5798 | 0 | 0 | 8325
5799 | 0 | 0 | 8325
5800 | 0 | 0 | 8321
5801 | 0 | 0 | 8321
5802 | 0 | 0 | 8319
5803 | 0 | 0 | 8318
5804 | 0 | 0 | 8317
5805 | 0 | 0 | 8317
5806 | 0 | 0 | 8317
5807 | 0 | 0 | 8317
5808 | 0 | 0 | 8317
5809 | 0 | 0 | 8316
5810 | 0 | 0 | 8315
5811 | 0 | 0 | 8313
5812 | 0 | 0 | 8313
5813 | 0 | 0 | 8313
5814 | 0 | 0 | 8313
5815 | 0 | 0 | 8313
5816 | 0 | 0 | 8312
5817 | 0 | 0 | 8311
5818 | 0 | 0 | 8310
5819 | 0 | 0 | 8309
5820 | 0 | 0 | 8309
5821 | 0 | 0 | 8307
5822 | 0 | 0 | 8304
5823 | 0 | 0 | 8303
5824 | 0 | 0 | 8303
5825 | 0 | 0 | 8303
5826 | 0 | 0 | 8301
5827 | 0 | 0 | 8301
5828 | 0 | 0 | 8301
5829 | 0 | 0 | 8300
5830 | 0 | 0 | 8299
5831 | 0 | 0 | 8299
5832 | 0 | 0 | 8297
5833 | 0 | 0 | 8297
5834 | 0 | 0 | 8297
5835 | 0 | 0 | 8294
5836 | 0 | 0 | 8293
5837 | 0 | 0 | 8291
5838 | 0 | 0 | 8290
5839 | 0 | 0 | 8289
5840 | 0 | 0 | 8289
5841 | 0 | 0 | 8289
5842 | 0 | 0 | 8287
5843 | 0 | 0 | 8287
5844 | 0 | 0 | 8286
5845 | 0 | 0 | 8286
5846 | 0 | 0 | 8286
5847 | 0 | 0 | 8286
5848 | 0 | 0 | 8284
5849 | 0 | 0 | 8284
5850 | 0 | 0 | 8284
5851 | 0 | 0 | 8283
5852 | 0 | 0 | 8283
5853 | 0 | 0 | 8282
5854 | 0 | 0 | 8281
5855 | 0 | 0 | 8280
5856 | 0 | 0 | 8280
5857 | 0 | 0 | 8279
5858 | 0 | 0 | 8277
5859 | 0 | 0 | 8276
5860 | 0 | 0 | 8274
5861 | 0 | 0 | 8273
5862 | 0 | 0 | 8273
5863 | 0 | 0 | 8272
5864 | 0 | 0 | 8272
5865 | 0 | 0 | 8271
5866 | 0 | 0 | 8270
5867 | 0 | 0 | 8270
5868 | 0 | 0 | 8269
5869 | 0 | 0 | 8269
5870 | 0 | 0 | 8269
5871 | 0 | 0 | 8268
5872 | 0 | 0 | 8268
5873 | 0 | 0 | 8267
5874 | 0 | 0 | 8266
5875 | 0 | 0 | 8265
5876 | 0 | 0 | 8264
5877 | 0 | 0 | 8264
5878 | 0 | 0 | 8263
5879 | 0 | 0 | 8262
5880 | 0 | 0 | 8262
5881 | 0 | 0 | 8262
5882 | 0 | 0 | 8261
5883 | 0 | 0 | 8261
5884 | 0 | 0 | 8259
5885 | 0 | 0 | 8259
5886 | 0 | 0 | 8257
5887 | 0 | 0 | 8256
5888 | 0 | 0 | 8255
5889 | 0 | 0 | 8254
5890 | 0 | 0 | 8254
5891 | 0 | 0 | 8252
5892 | 0 | 0 | 8250
5893 | 0 | 0 | 8250
5894 | 0 | 0 | 8250
5895 | 0 | 0 | 8250
5896 | 0 | 0 | 8249
5897 | 0 | 0 | 8248
5898 | 0 | 0 | 8245
5899 | 0 | 0 | 8245
5900 | 0 | 0 | 8244
5901 | 0 | 0 | 8243
5902 | 0 | 0 | 8242
5903 | 0 | 0 | 8240
5904 | 0 | 0 | 8238
5905 | 0 | 0 | 8238
5906 | 0 | 0 | 8237
5907 | 0 | 0 | 8236
5908 | 0 | 0 | 8235
5909 | 0 | 0 | 8234
5910 | 0 | 0 | 8233
5911 | 0 | 0 | 8233
5912 | 0 | 0 | 8233
5913 | 0 | 0 | 8233
5914 | 0 | 0 | 8232
5915 | 0 | 0 | 8232
5916 | 0 | 0 | 8231
5917 | 0 | 0 | 8231
5918 | 0 | 0 | 8231
5919 | 0 | 0 | 8229
5920 | 0 | 0 | 8226
5921 | 0 | 0 | 8225
5922 | 0 | 0 | 8224
5923 | 0 | 0 | 8221
5924 | 0 | 0 | 8221
5925 | 0 | 0 | 8219
5926 | 0 | 0 | 8219
5927 | 0 | 0 | 8218
5928 | 0 | 0 | 8218
5929 | 0 | 0 | 8217
5930 | 0 | 0 | 8217
5931 | 0 | 0 | 8217
5932 | 0 | 0 | 8216
5933 | 0 | 0 | 8214
5934 | 0 | 0 | 8213
5935 | 0 | 0 | 8213
5936 | 0 | 0 | 8211
5937 | 0 | 0 | 8211
5938 | 0 | 0 | 8211
5939 | 0 | 0 | 8209
5940 | 0 | 0 | 8208
5941 | 0 | 0 | 8207
5942 | 0 | 0 | 8207
5943 | 0 | 0 | 8205
5944 | 0 | 0 | 8204
5945 | 0 | 0 | 8204
5946 | 0 | 0 | 8203
5947 | 0 | 0 | 8202
5948 | 0 | 0 | 8201
5949 | 0 | 0 | 8201
5950 | 0 | 0 | 8201
5951 | 0 | 0 | 8201
5952 | 0 | 0 | 8201
5953 | 0 | 0 | 8200
5954 | 0 | 0 | 8200
5955 | 0 | 0 | 8200
5956 | 0 | 0 | 8200
5957 | 0 | 0 | 8198
5958 | 0 | 0 | 8196
5959 | 0 | 0 | 8196
5960 | 0 | 0 | 8196
5961 | 0 | 0 | 8196
5962 | 0 | 0 | 8195
5963 | 0 | 0 | 8194
5964 | 0 | 0 | 8194
5965 | 0 | 0 | 8194
5966 | 0 | 0 | 8193
5967 | 0 | 0 | 8193
5968 | 0 | 0 | 8192
5969 | 0 | 0 | 8191
5970 | 0 | 0 | 8191
5971 | 0 | 0 | 8191
5972 | 0 | 0 | 8190
5973 | 0 | 0 | 8188
5974 | 0 | 0 | 8187
5975 | 0 | 0 | 8184
5976 | 0 | 0 | 8184
5977 | 0 | 0 | 8184
5978 | 0 | 0 | 8184
5979 | 0 | 0 | 8183
5980 | 0 | 0 | 8183
5981 | 0 | 0 | 8182
5982 | 0 | 0 | 8182
5983 | 0 | 0 | 8182
5984 | 0 | 0 | 8179
5985 | 0 | 0 | 8179
5986 | 0 | 0 | 8178
5987 | 0 | 0 | 8177
5988 | 0 | 0 | 8176
5989 | 0 | 0 | 8176
5990 | 0 | 0 | 8174
5991 | 0 | 0 | 8174
5992 | 0 | 0 | 8173
5993 | 0 | 0 | 8173
5994 | 0 | 0 | 8173
5995 | 0 | 0 | 8172
5996 | 0 | 0 | 8172
5997 | 0 | 0 | 8172
5998 | 0 | 0 | 8170
5999 | 0 | 0 | 8169
6000 | 0 | 0 | 8167
6001 | 0 | 0 | 8166
6002 | 0 | 0 | 8165
6003 | 0 | 0 | 8164
6004 | 0 | 0 | 8164
6005 | 0 | 0 | 8160
6006 | 0 | 0 | 8160
6007 | 0 | 0 | 8160
6008 | 0 | 0 | 8158
6009 | 0 | 0 | 8157
6010 | 0 | 0 | 8157
6011 | 0 | 0 | 8157
6012 | 0 | 0 | 8156
6013 | 0 | 0 | 8156
6014 | 0 | 0 | 8150
6015 | 0 | 0 | 8147
6016 | 0 | 0 | 8147
6017 | 0 | 0 | 8144
6018 | 0 | 0 | 8144
6019 | 0 | 0 | 8138
6020 | 0 | 0 | 8138
6021 | 0 | 0 | 8136
6022 | 0 | 0 | 8136
6023 | 0 | 0 | 8135
6024 | 0 | 0 | 8135
6025 | 0 | 0 | 8135
6026 | 0 | 0 | 8133
6027 | 0 | 0 | 8133
6028 | 0 | 0 | 8133
6029 | 0 | 0 | 8133
6030 | 0 | 0 | 8132
6031 | 0 | 0 | 8132
6032 | 0 | 0 | 8131
6033 | 0 | 0 | 8131
6034 | 0 | 0 | 8130
6035 | 0 | 0 | 8129
6036 | 0 | 0 | 8128
6037 | 0 | 0 | 8127
6038 | 0 | 0 | 8126
6039 | 0 | 0 | 8126
6040 | 0 | 0 | 8125
6041 | 0 | 0 | 8124
6042 | 0 | 0 | 8122
6043 | 0 | 0 | 8122
6044 | 0 | 0 | 8122
6045 | 0 | 0 | 8118
6046 | 0 | 0 | 8118
6047 | 0 | 0 | 8117
6048 | 0 | 0 | 8116
6049 | 0 | 0 | 8116
6050 | 0 | 0 | 8114
6051 | 0 | 0 | 8114
6052 | 0 | 0 | 8114
6053 | 0 | 0 | 8113
6054 | 0 | 0 | 8113
6055 | 0 | 0 | 8113
6056 | 0 | 0 | 8113
6057 | 0 | 0 | 8112
6058 | 0 | 0 | 8111
6059 | 0 | 0 | 8110
6060 | 0 | 0 | 8108
6061 | 0 | 0 | 8107
6062 | 0 | 0 | 8104
6063 | 0 | 0 | 8103
6064 | 0 | 0 | 8103
6065 | 0 | 0 | 8103
6066 | 0 | 0 | 8103
6067 | 0 | 0 | 8102
6068 | 0 | 0 | 8101
6069 | 0 | 0 | 8101
6070 | 0 | 0 | 8101
6071 | 0 | 0 | 8100
6072 | 0 | 0 | 8098
6073 | 0 | 0 | 8098
6074 | 0 | 0 | 8098
6075 | 0 | 0 | 8098
6076 | 0 | 0 | 8097
6077 | 0 | 0 | 8096
6078 | 0 | 0 | 8096
6079 | 0 | 0 | 8096
6080 | 0 | 0 | 8094
6081 | 0 | 0 | 8093
6082 | 0 | 0 | 8089
6083 | 0 | 0 | 8087
6084 | 0 | 0 | 8087
6085 | 0 | 0 | 8086
6086 | 0 | 0 | 8084
6087 | 0 | 0 | 8083
6088 | 0 | 0 | 8082
6089 | 0 | 0 | 8082
6090 | 0 | 0 | 8081
6091 | 0 | 0 | 8081
6092 | 0 | 0 | 8080
6093 | 0 | 0 | 8079
6094 | 0 | 0 | 8078
6095 | 0 | 0 | 8077
6096 | 0 | 0 | 8076
6097 | 0 | 0 | 8075
6098 | 0 | 0 | 8075
6099 | 0 | 0 | 8074
6100 | 0 | 0 | 8073
6101 | 0 | 0 | 8073
6102 | 0 | 0 | 8073
6103 | 0 | 0 | 8072
6104 | 0 | 0 | 8071
6105 | 0 | 0 | 8071
6106 | 0 | 0 | 8070
6107 | 0 | 0 | 8070
6108 | 0 | 0 | 8070
6109 | 0 | 0 | 8069
6110 | 0 | 0 | 8068
6111 | 0 | 0 | 8065
6112 | 0 | 0 | 8065
6113 | 0 | 0 | 8065
6114 | 0 | 0 | 8063
6115 | 0 | 0 | 8062
6116 | 0 | 0 | 8061
6117 | 0 | 0 | 8061
6118 | 0 | 0 | 8061
6119 | 0 | 0 | 8061
6120 | 0 | 0 | 8060
6121 | 0 | 0 | 8059
6122 | 0 | 0 | 8059
6123 | 0 | 0 | 8059
6124 | 0 | 0 | 8059
6125 | 0 | 0 | 8059
6126 | 0 | 0 | 8058
6127 | 0 | 0 | 8057
6128 | 0 | 0 | 8056
6129 | 0 | 0 | 8056
6130 | 0 | 0 | 8053
6131 | 0 | 0 | 8052
6132 | 0 | 0 | 8051
6133 | 0 | 0 | 8051
6134 | 0 | 0 | 8050
6135 | 0 | 0 | 8048
6136 | 0 | 0 | 8046
6137 | 0 | 0 | 8045
6138 | 0 | 0 | 8044
6139 | 0 | 0 | 8044
6140 | 0 | 0 | 8043
6141 | 0 | 0 | 8041
6142 | 0 | 0 | 8040
6143 | 0 | 0 | 8038
6144 | 0 | 0 | 8034
6145 | 0 | 0 | 8034
6146 | 0 | 0 | 8033
6147 | 0 | 0 | 8033
6148 | 0 | 0 | 8031
6149 | 0 | 0 | 8031
6150 | 0 | 0 | 8031
6151 | 0 | 0 | 8030
6152 | 0 | 0 | 8030
6153 | 0 | 0 | 8030
6154 | 0 | 0 | 8029
6155 | 0 | 0 | 8028
6156 | 0 | 0 | 8026
6157 | 0 | 0 | 8025
6158 | 0 | 0 | 8022
6159 | 0 | 0 | 8020
6160 | 0 | 0 | 8020
6161 | 0 | 0 | 8020
6162 | 0 | 0 | 8019
6163 | 0 | 0 | 8019
6164 | 0 | 0 | 8019
6165 | 0 | 0 | 8018
6166 | 0 | 0 | 8016
6167 | 0 | 0 | 8016
6168 | 0 | 0 | 8015
6169 | 0 | 0 | 8014
6170 | 0 | 0 | 8014
6171 | 0 | 0 | 8014
6172 | 0 | 0 | 8013
6173 | 0 | 0 | 8012
6174 | 0 | 0 | 8012
6175 | 0 | 0 | 8012
6176 | 0 | 0 | 8010
6177 | 0 | 0 | 8010
6178 | 0 | 0 | 8008
6179 | 0 | 0 | 8008
6180 | 0 | 0 | 8006
6181 | 0 | 0 | 8005
6182 | 0 | 0 | 8005
6183 | 0 | 0 | 8003
6184 | 0 | 0 | 8003
6185 | 0 | 0 | 8002
6186 | 0 | 0 | 8001
6187 | 0 | 0 | 8000
6188 | 0 | 0 | 7999
6189 | 0 | 0 | 7998
6190 | 0 | 0 | 7998
6191 | 0 | 0 | 7997
6192 | 0 | 0 | 7997
6193 | 0 | 0 | 7997
6194 | 0 | 0 | 7996
6195 | 0 | 0 | 7995
6196 | 0 | 0 | 7989
6197 | 0 | 0 | 7988
6198 | 0 | 0 | 7988
6199 | 0 | 0 | 7988
6200 | 0 | 0 | 7988
6201 | 0 | 0 | 7987
6202 | 0 | 0 | 7986
6203 | 0 | 0 | 7986
6204 | 0 | 0 | 7983
6205 | 0 | 0 | 7981
6206 | 0 | 0 | 7980
6207 | 0 | 0 | 7980
6208 | 0 | 0 | 7979
6209 | 0 | 0 | 7976
6210 | 0 | 0 | 7976
6211 | 0 | 0 | 7975
6212 | 0 | 0 | 7975
6213 | 0 | 0 | 7975
6214 | 0 | 0 | 7974
6215 | 0 | 0 | 7973
6216 | 0 | 0 | 7973
6217 | 0 | 0 | 7969
6218 | 0 | 0 | 7968
6219 | 0 | 0 | 7968
6220 | 0 | 0 | 7966
6221 | 0 | 0 | 7966
6222 | 0 | 0 | 7965
6223 | 0 | 0 | 7961
6224 | 0 | 0 | 7961
6225 | 0 | 0 | 7961
6226 | 0 | 0 | 7961
6227 | 0 | 0 | 7959
6228 | 0 | 0 | 7956
6229 | 0 | 0 | 7956
6230 | 0 | 0 | 7955
6231 | 0 | 0 | 7955
6232 | 0 | 0 | 7953
6233 | 0 | 0 | 7953
6234 | 0 | 0 | 7951
6235 | 0 | 0 | 7951
6236 | 0 | 0 | 7951
6237 | 0 | 0 | 7950
6238 | 0 | 0 | 7947
6239 | 0 | 0 | 7947
6240 | 0 | 0 | 7946
6241 | 0 | 0 | 7945
6242 | 0 | 0 | 7944
6243 | 0 | 0 | 7944
6244 | 0 | 0 | 7943
6245 | 0 | 0 | 7941
6246 | 0 | 0 | 7941
6247 | 0 | 0 | 7939
6248 | 0 | 0 | 7938
6249 | 0 | 0 | 7938
6250 | 0 | 0 | 7937
6251 | 0 | 0 | 7935
6252 | 0 | 0 | 7934
6253 | 0 | 0 | 7934
6254 | 0 | 0 | 7933
6255 | 0 | 0 | 7932
6256 | 0 | 0 | 7932
6257 | 0 | 0 | 7931
6258 | 0 | 0 | 7930
6259 | 0 | 0 | 7930
6260 | 0 | 0 | 7930
6261 | 0 | 0 | 7929
6262 | 0 | 0 | 7928
6263 | 0 | 0 | 7928
6264 | 0 | 0 | 7928
6265 | 0 | 0 | 7927
6266 | 0 | 0 | 7926
6267 | 0 | 0 | 7926
6268 | 0 | 0 | 7925
6269 | 0 | 0 | 7925
6270 | 0 | 0 | 7925
6271 | 0 | 0 | 7925
6272 | 0 | 0 | 7924
6273 | 0 | 0 | 7924
6274 | 0 | 0 | 7923
6275 | 0 | 0 | 7923
6276 | 0 | 0 | 7923
6277 | 0 | 0 | 7922
6278 | 0 | 0 | 7921
6279 | 0 | 0 | 7921
6280 | 0 | 0 | 7920
6281 | 0 | 0 | 7919
6282 | 0 | 0 | 7917
6283 | 0 | 0 | 7917
6284 | 0 | 0 | 7917
6285 | 0 | 0 | 7917
6286 | 0 | 0 | 7912
6287 | 0 | 0 | 7912
6288 | 0 | 0 | 7910
6289 | 0 | 0 | 7910
6290 | 0 | 0 | 7909
6291 | 0 | 0 | 7909
6292 | 0 | 0 | 7908
6293 | 0 | 0 | 7908
6294 | 0 | 0 | 7908
6295 | 0 | 0 | 7907
6296 | 0 | 0 | 7905
6297 | 0 | 0 | 7905
6298 | 0 | 0 | 7903
6299 | 0 | 0 | 7902
6300 | 0 | 0 | 7901
6301 | 0 | 0 | 7900
6302 | 0 | 0 | 7898
6303 | 0 | 0 | 7894
6304 | 0 | 0 | 7893
6305 | 0 | 0 | 7892
6306 | 0 | 0 | 7891
6307 | 0 | 0 | 7891
6308 | 0 | 0 | 7890
6309 | 0 | 0 | 7889
6310 | 0 | 0 | 7888
6311 | 0 | 0 | 7888
6312 | 0 | 0 | 7887
6313 | 0 | 0 | 7887
6314 | 0 | 0 | 7885
6315 | 0 | 0 | 7885
6316 | 0 | 0 | 7884
6317 | 0 | 0 | 7883
6318 | 0 | 0 | 7881
6319 | 0 | 0 | 7880
6320 | 0 | 0 | 7880
6321 | 0 | 0 | 7878
6322 | 0 | 0 | 7878
6323 | 0 | 0 | 7877
6324 | 0 | 0 | 7876
6325 | 0 | 0 | 7875
6326 | 0 | 0 | 7875
6327 | 0 | 0 | 7874
6328 | 0 | 0 | 7874
6329 | 0 | 0 | 7874
6330 | 0 | 0 | 7874
6331 | 0 | 0 | 7873
6332 | 0 | 0 | 7872
6333 | 0 | 0 | 7871
6334 | 0 | 0 | 7869
6335 | 0 | 0 | 7868
6336 | 0 | 0 | 7868
6337 | 0 | 0 | 7866
6338 | 0 | 0 | 7865
6339 | 0 | 0 | 7864
6340 | 0 | 0 | 7863
6341 | 0 | 0 | 7861
6342 | 0 | 0 | 7861
6343 | 0 | 0 | 7858
6344 | 0 | 0 | 7858
6345 | 0 | 0 | 7857
6346 | 0 | 0 | 7857
6347 | 0 | 0 | 7857
6348 | 0 | 0 | 7857
6349 | 0 | 0 | 7854
6350 | 0 | 0 | 7854
6351 | 0 | 0 | 7853
6352 | 0 | 0 | 7853
6353 | 0 | 0 | 7851
6354 | 0 | 0 | 7851
6355 | 0 | 0 | 7850
6356 | 0 | 0 | 7846
6357 | 0 | 0 | 7846
6358 | 0 | 0 | 7845
6359 | 0 | 0 | 7843
6360 | 0 | 0 | 7841
6361 | 0 | 0 | 7840
6362 | 0 | 0 | 7840
6363 | 0 | 0 | 7839
6364 | 0 | 0 | 7838
6365 | 0 | 0 | 7836
6366 | 0 | 0 | 7834
6367 | 0 | 0 | 7833
6368 | 0 | 0 | 7832
6369 | 0 | 0 | 7830
6370 | 0 | 0 | 7828
6371 | 0 | 0 | 7828
6372 | 0 | 0 | 7828
6373 | 0 | 0 | 7828
6374 | 0 | 0 | 7827
6375 | 0 | 0 | 7827
6376 | 0 | 0 | 7827
6377 | 0 | 0 | 7826
6378 | 0 | 0 | 7825
6379 | 0 | 0 | 7824
6380 | 0 | 0 | 7823
6381 | 0 | 0 | 7822
6382 | 0 | 0 | 7822
6383 | 0 | 0 | 7821
6384 | 0 | 0 | 7821
6385 | 0 | 0 | 7821
6386 | 0 | 0 | 7820
6387 | 0 | 0 | 7820
6388 | 0 | 0 | 7819
6389 | 0 | 0 | 7817
6390 | 0 | 0 | 7815
6391 | 0 | 0 | 7815
6392 | 0 | 0 | 7813
6393 | 0 | 0 | 7810
6394 | 0 | 0 | 7810
6395 | 0 | 0 | 7808
6396 | 0 | 0 | 7808
6397 | 0 | 0 | 7808
6398 | 0 | 0 | 7807
6399 | 0 | 0 | 7806
6400 | 0 | 0 | 7806
6401 | 0 | 0 | 7805
6402 | 0 | 0 | 7803
6403 | 0 | 0 | 7802
6404 | 0 | 0 | 7802
6405 | 0 | 0 | 7801
6406 | 0 | 0 | 7801
6407 | 0 | 0 | 7800
6408 | 0 | 0 | 7799
6409 | 0 | 0 | 7799
6410 | 0 | 0 | 7799
6411 | 0 | 0 | 7796
6412 | 0 | 0 | 7795
6413 | 0 | 0 | 7795
6414 | 0 | 0 | 7795
6415 | 0 | 0 | 7794
6416 | 0 | 0 | 7793
6417 | 0 | 0 | 7792
6418 | 0 | 0 | 7792
6419 | 0 | 0 | 7790
6420 | 0 | 0 | 7790
6421 | 0 | 0 | 7789
6422 | 0 | 0 | 7788
6423 | 0 | 0 | 7788
6424 | 0 | 0 | 7786
6425 | 0 | 0 | 7785
6426 | 0 | 0 | 7784
6427 | 0 | 0 | 7784
6428 | 0 | 0 | 7783
6429 | 0 | 0 | 7783
6430 | 0 | 0 | 7782
6431 | 0 | 0 | 7780
6432 | 0 | 0 | 7780
6433 | 0 | 0 | 7779
6434 | 0 | 0 | 7777
6435 | 0 | 0 | 7776
6436 | 0 | 0 | 7775
6437 | 0 | 0 | 7774
6438 | 0 | 0 | 7774
6439 | 0 | 0 | 7773
6440 | 0 | 0 | 7772
6441 | 0 | 0 | 7772
6442 | 0 | 0 | 7772
6443 | 0 | 0 | 7771
6444 | 0 | 0 | 7771
6445 | 0 | 0 | 7770
6446 | 0 | 0 | 7770
6447 | 0 | 0 | 7770
6448 | 0 | 0 | 7770
6449 | 0 | 0 | 7770
6450 | 0 | 0 | 7770
6451 | 0 | 0 | 7769
6452 | 0 | 0 | 7768
6453 | 0 | 0 | 7768
6454 | 0 | 0 | 7768
6455 | 0 | 0 | 7767
6456 | 0 | 0 | 7767
6457 | 0 | 0 | 7766
6458 | 0 | 0 | 7764
6459 | 0 | 0 | 7764
6460 | 0 | 0 | 7763
6461 | 0 | 0 | 7763
6462 | 0 | 0 | 7762
6463 | 0 | 0 | 7761
6464 | 0 | 0 | 7759
6465 | 0 | 0 | 7758
6466 | 0 | 0 | 7757
6467 | 0 | 0 | 7756
6468 | 0 | 0 | 7755
6469 | 0 | 0 | 7754
6470 | 0 | 0 | 7752
6471 | 0 | 0 | 7751
6472 | 0 | 0 | 7751
6473 | 0 | 0 | 7750
6474 | 0 | 0 | 7749
6475 | 0 | 0 | 7746
6476 | 0 | 0 | 7743
6477 | 0 | 0 | 7743
6478 | 0 | 0 | 7741
6479 | 0 | 0 | 7740
6480 | 0 | 0 | 7740
6481 | 0 | 0 | 7739
6482 | 0 | 0 | 7739
6483 | 0 | 0 | 7735
6484 | 0 | 0 | 7734
6485 | 0 | 0 | 7733
6486 | 0 | 0 | 7733
6487 | 0 | 0 | 7733
6488 | 0 | 0 | 7731
6489 | 0 | 0 | 7730
6490 | 0 | 0 | 7729
6491 | 0 | 0 | 7729
6492 | 0 | 0 | 7729
6493 | 0 | 0 | 7727
6494 | 0 | 0 | 7726
6495 | 0 | 0 | 7726
6496 | 0 | 0 | 7723
6497 | 0 | 0 | 7722
6498 | 0 | 0 | 7720
6499 | 0 | 0 | 7720
6500 | 0 | 0 | 7720
6501 | 0 | 0 | 7719
6502 | 0 | 0 | 7718
6503 | 0 | 0 | 7718
6504 | 0 | 0 | 7718
6505 | 0 | 0 | 7718
6506 | 0 | 0 | 7715
6507 | 0 | 0 | 7714
6508 | 0 | 0 | 7714
6509 | 0 | 0 | 7710
6510 | 0 | 0 | 7709
6511 | 0 | 0 | 7709
6512 | 0 | 0 | 7708
6513 | 0 | 0 | 7708
6514 | 0 | 0 | 7708
6515 | 0 | 0 | 7708
6516 | 0 | 0 | 7708
6517 | 0 | 0 | 7705
6518 | 0 | 0 | 7705
6519 | 0 | 0 | 7704
6520 | 0 | 0 | 7701
6521 | 0 | 0 | 7701
6522 | 0 | 0 | 7700
6523 | 0 | 0 | 7700
6524 | 0 | 0 | 7699
6525 | 0 | 0 | 7699
6526 | 0 | 0 | 7698
6527 | 0 | 0 | 7698
6528 | 0 | 0 | 7697
6529 | 0 | 0 | 7696
6530 | 0 | 0 | 7696
6531 | 0 | 0 | 7695
6532 | 0 | 0 | 7692
6533 | 0 | 0 | 7691
6534 | 0 | 0 | 7691
6535 | 0 | 0 | 7690
6536 | 0 | 0 | 7690
6537 | 0 | 0 | 7687
6538 | 0 | 0 | 7686
6539 | 0 | 0 | 7685
6540 | 0 | 0 | 7683
6541 | 0 | 0 | 7681
6542 | 0 | 0 | 7681
6543 | 0 | 0 | 7680
6544 | 0 | 0 | 7680
6545 | 0 | 0 | 7678
6546 | 0 | 0 | 7676
6547 | 0 | 0 | 7675
6548 | 0 | 0 | 7673
6549 | 0 | 0 | 7672
6550 | 0 | 0 | 7671
6551 | 0 | 0 | 7670
6552 | 0 | 0 | 7669
6553 | 0 | 0 | 7669
6554 | 0 | 0 | 7669
6555 | 0 | 0 | 7667
6556 | 0 | 0 | 7667
6557 | 0 | 0 | 7667
6558 | 0 | 0 | 7663
6559 | 0 | 0 | 7662
6560 | 0 | 0 | 7661
6561 | 0 | 0 | 7657
6562 | 0 | 0 | 7656
6563 | 0 | 0 | 7655
6564 | 0 | 0 | 7655
6565 | 0 | 0 | 7654
6566 | 0 | 0 | 7653
6567 | 0 | 0 | 7652
6568 | 0 | 0 | 7650
6569 | 0 | 0 | 7649
6570 | 0 | 0 | 7647
6571 | 0 | 0 | 7647
6572 | 0 | 0 | 7646
6573 | 0 | 0 | 7646
6574 | 0 | 0 | 7644
6575 | 0 | 0 | 7639
6576 | 0 | 0 | 7639
6577 | 0 | 0 | 7638
6578 | 0 | 0 | 7638
6579 | 0 | 0 | 7638
6580 | 0 | 0 | 7637
6581 | 0 | 0 | 7635
6582 | 0 | 0 | 7635
6583 | 0 | 0 | 7634
6584 | 0 | 0 | 7632
6585 | 0 | 0 | 7632
6586 | 0 | 0 | 7632
6587 | 0 | 0 | 7631
6588 | 0 | 0 | 7629
6589 | 0 | 0 | 7628
6590 | 0 | 0 | 7628
6591 | 0 | 0 | 7628
6592 | 0 | 0 | 7627
6593 | 0 | 0 | 7626
6594 | 0 | 0 | 7625
6595 | 0 | 0 | 7625
6596 | 0 | 0 | 7623
6597 | 0 | 0 | 7621
6598 | 0 | 0 | 7621
6599 | 0 | 0 | 7620
6600 | 0 | 0 | 7620
6601 | 0 | 0 | 7619
6602 | 0 | 0 | 7616
6603 | 0 | 0 | 7614
6604 | 0 | 0 | 7613
6605 | 0 | 0 | 7612
6606 | 0 | 0 | 7611
6607 | 0 | 0 | 7610
6608 | 0 | 0 | 7608
6609 | 0 | 0 | 7607
6610 | 0 | 0 | 7606
6611 | 0 | 0 | 7605
6612 | 0 | 0 | 7604
6613 | 0 | 0 | 7603
6614 | 0 | 0 | 7603
6615 | 0 | 0 | 7602
6616 | 0 | 0 | 7602
6617 | 0 | 0 | 7602
6618 | 0 | 0 | 7601
6619 | 0 | 0 | 7601
6620 | 0 | 0 | 7601
6621 | 0 | 0 | 7601
6622 | 0 | 0 | 7600
6623 | 0 | 0 | 7599
6624 | 0 | 0 | 7599
6625 | 0 | 0 | 7598
6626 | 0 | 0 | 7596
6627 | 0 | 0 | 7595
6628 | 0 | 0 | 7595
6629 | 0 | 0 | 7595
6630 | 0 | 0 | 7595
6631 | 0 | 0 | 7595
6632 | 0 | 0 | 7594
6633 | 0 | 0 | 7593
6634 | 0 | 0 | 7591
6635 | 0 | 0 | 7590
6636 | 0 | 0 | 7590
6637 | 0 | 0 | 7588
6638 | 0 | 0 | 7586
6639 | 0 | 0 | 7585
6640 | 0 | 0 | 7583
6641 | 0 | 0 | 7581
6642 | 0 | 0 | 7581
6643 | 0 | 0 | 7580
6644 | 0 | 0 | 7577
6645 | 0 | 0 | 7574
6646 | 0 | 0 | 7574
6647 | 0 | 0 | 7571
6648 | 0 | 0 | 7570
6649 | 0 | 0 | 7569
6650 | 0 | 0 | 7569
6651 | 0 | 0 | 7568
6652 | 0 | 0 | 7564
6653 | 0 | 0 | 7564
6654 | 0 | 0 | 7563
6655 | 0 | 0 | 7562
6656 | 0 | 0 | 7561
6657 | 0 | 0 | 7560
6658 | 0 | 0 | 7560
6659 | 0 | 0 | 7558
6660 | 0 | 0 | 7557
6661 | 0 | 0 | 7557
6662 | 0 | 0 | 7557
6663 | 0 | 0 | 7556
6664 | 0 | 0 | 7556
6665 | 0 | 0 | 7552
6666 | 0 | 0 | 7550
6667 | 0 | 0 | 7549
6668 | 0 | 0 | 7548
6669 | 0 | 0 | 7548
6670 | 0 | 0 | 7547
6671 | 0 | 0 | 7546
6672 | 0 | 0 | 7544
6673 | 0 | 0 | 7541
6674 | 0 | 0 | 7540
6675 | 0 | 0 | 7538
6676 | 0 | 0 | 7538
6677 | 0 | 0 | 7538
6678 | 0 | 0 | 7538
6679 | 0 | 0 | 7537
6680 | 0 | 0 | 7537
6681 | 0 | 0 | 7532
6682 | 0 | 0 | 7532
6683 | 0 | 0 | 7532
6684 | 0 | 0 | 7531
6685 | 0 | 0 | 7530
6686 | 0 | 0 | 7528
6687 | 0 | 0 | 7527
6688 | 0 | 0 | 7526
6689 | 0 | 0 | 7522
6690 | 0 | 0 | 7522
6691 | 0 | 0 | 7522
6692 | 0 | 0 | 7521
6693 | 0 | 0 | 7517
6694 | 0 | 0 | 7515
6695 | 0 | 0 | 7512
6696 | 0 | 0 | 7512
6697 | 0 | 0 | 7511
6698 | 0 | 0 | 7510
6699 | 0 | 0 | 7509
6700 | 0 | 0 | 7505
6701 | 0 | 0 | 7504
6702 | 0 | 0 | 7502
6703 | 0 | 0 | 7501
6704 | 0 | 0 | 7501
6705 | 0 | 0 | 7499
6706 | 0 | 0 | 7498
6707 | 0 | 0 | 7498
6708 | 0 | 0 | 7495
6709 | 0 | 0 | 7495
6710 | 0 | 0 | 7494
6711 | 0 | 0 | 7494
6712 | 0 | 0 | 7493
6713 | 0 | 0 | 7493
6714 | 0 | 0 | 7492
6715 | 0 | 0 | 7490
6716 | 0 | 0 | 7490
6717 | 0 | 0 | 7490
6718 | 0 | 0 | 7489
6719 | 0 | 0 | 7485
6720 | 0 | 0 | 7484
6721 | 0 | 0 | 7483
6722 | 0 | 0 | 7483
6723 | 0 | 0 | 7482
6724 | 0 | 0 | 7481
6725 | 0 | 0 | 7480
6726 | 0 | 0 | 7480
6727 | 0 | 0 | 7478
6728 | 0 | 0 | 7476
6729 | 0 | 0 | 7475
6730 | 0 | 0 | 7474
6731 | 0 | 0 | 7473
6732 | 0 | 0 | 7471
6733 | 0 | 0 | 7470
6734 | 0 | 0 | 7469
6735 | 0 | 0 | 7468
6736 | 0 | 0 | 7461
6737 | 0 | 0 | 7461
6738 | 0 | 0 | 7460
6739 | 0 | 0 | 7459
6740 | 0 | 0 | 7459
6741 | 0 | 0 | 7458
6742 | 0 | 0 | 7458
6743 | 0 | 0 | 7455
6744 | 0 | 0 | 7454
6745 | 0 | 0 | 7454
6746 | 0 | 0 | 7453
6747 | 0 | 0 | 7453
6748 | 0 | 0 | 7453
6749 | 0 | 0 | 7451
6750 | 0 | 0 | 7450
6751 | 0 | 0 | 7450
6752 | 0 | 0 | 7450
6753 | 0 | 0 | 7450
6754 | 0 | 0 | 7449
6755 | 0 | 0 | 7448
6756 | 0 | 0 | 7448
6757 | 0 | 0 | 7448
6758 | 0 | 0 | 7445
6759 | 0 | 0 | 7445
6760 | 0 | 0 | 7443
6761 | 0 | 0 | 7442
6762 | 0 | 0 | 7442
6763 | 0 | 0 | 7442
6764 | 0 | 0 | 7441
6765 | 0 | 0 | 7441
6766 | 0 | 0 | 7440
6767 | 0 | 0 | 7439
6768 | 0 | 0 | 7439
6769 | 0 | 0 | 7438
6770 | 0 | 0 | 7437
6771 | 0 | 0 | 7436
6772 | 0 | 0 | 7434
6773 | 0 | 0 | 7434
6774 | 0 | 0 | 7432
6775 | 0 | 0 | 7431
6776 | 0 | 0 | 7430
6777 | 0 | 0 | 7429
6778 | 0 | 0 | 7429
6779 | 0 | 0 | 7428
6780 | 0 | 0 | 7427
6781 | 0 | 0 | 7427
6782 | 0 | 0 | 7426
6783 | 0 | 0 | 7426
6784 | 0 | 0 | 7426
6785 | 0 | 0 | 7424
6786 | 0 | 0 | 7423
6787 | 0 | 0 | 7420
6788 | 0 | 0 | 7418
6789 | 0 | 0 | 7418
6790 | 0 | 0 | 7418
6791 | 0 | 0 | 7417
6792 | 0 | 0 | 7417
6793 | 0 | 0 | 7416
6794 | 0 | 0 | 7416
6795 | 0 | 0 | 7415
6796 | 0 | 0 | 7415
6797 | 0 | 0 | 7415
6798 | 0 | 0 | 7415
6799 | 0 | 0 | 7412
6800 | 0 | 0 | 7412
6801 | 0 | 0 | 7411
6802 | 0 | 0 | 7411
6803 | 0 | 0 | 7411
6804 | 0 | 0 | 7410
6805 | 0 | 0 | 7409
6806 | 0 | 0 | 7408
6807 | 0 | 0 | 7407
6808 | 0 | 0 | 7405
6809 | 0 | 0 | 7405
6810 | 0 | 0 | 7404
6811 | 0 | 0 | 7403
6812 | 0 | 0 | 7402
6813 | 0 | 0 | 7401
6814 | 0 | 0 | 7401
6815 | 0 | 0 | 7400
6816 | 0 | 0 | 7398
6817 | 0 | 0 | 7398
6818 | 0 | 0 | 7395
6819 | 0 | 0 | 7394
6820 | 0 | 0 | 7394
6821 | 0 | 0 | 7394
6822 | 0 | 0 | 7394
6823 | 0 | 0 | 7392
6824 | 0 | 0 | 7390
6825 | 0 | 0 | 7389
6826 | 0 | 0 | 7388
6827 | 0 | 0 | 7388
6828 | 0 | 0 | 7387
6829 | 0 | 0 | 7387
6830 | 0 | 0 | 7386
6831 | 0 | 0 | 7385
6832 | 0 | 0 | 7384
6833 | 0 | 0 | 7383
6834 | 0 | 0 | 7383
6835 | 0 | 0 | 7382
6836 | 0 | 0 | 7379
6837 | 0 | 0 | 7379
6838 | 0 | 0 | 7379
6839 | 0 | 0 | 7373
6840 | 0 | 0 | 7371
6841 | 0 | 0 | 7369
6842 | 0 | 0 | 7369
6843 | 0 | 0 | 7368
6844 | 0 | 0 | 7367
6845 | 0 | 0 | 7366
6846 | 0 | 0 | 7365
6847 | 0 | 0 | 7365
6848 | 0 | 0 | 7365
6849 | 0 | 0 | 7364
6850 | 0 | 0 | 7361
6851 | 0 | 0 | 7361
6852 | 0 | 0 | 7360
6853 | 0 | 0 | 7354
6854 | 0 | 0 | 7353
6855 | 0 | 0 | 7352
6856 | 0 | 0 | 7349
6857 | 0 | 0 | 7349
6858 | 0 | 0 | 7348
6859 | 0 | 0 | 7347
6860 | 0 | 0 | 7346
6861 | 0 | 0 | 7346
6862 | 0 | 0 | 7345
6863 | 0 | 0 | 7345
6864 | 0 | 0 | 7341
6865 | 0 | 0 | 7341
6866 | 0 | 0 | 7338
6867 | 0 | 0 | 7337
6868 | 0 | 0 | 7334
6869 | 0 | 0 | 7334
6870 | 0 | 0 | 7332
6871 | 0 | 0 | 7331
6872 | 0 | 0 | 7330
6873 | 0 | 0 | 7328
6874 | 0 | 0 | 7326
6875 | 0 | 0 | 7325
6876 | 0 | 0 | 7324
6877 | 0 | 0 | 7323
6878 | 0 | 0 | 7322
6879 | 0 | 0 | 7320
6880 | 0 | 0 | 7320
6881 | 0 | 0 | 7320
6882 | 0 | 0 | 7319
6883 | 0 | 0 | 7319
6884 | 0 | 0 | 7316
6885 | 0 | 0 | 7316
6886 | 0 | 0 | 7311
6887 | 0 | 0 | 7306
6888 | 0 | 0 | 7305
6889 | 0 | 0 | 7305
6890 | 0 | 0 | 7305
6891 | 0 | 0 | 7305
6892 | 0 | 0 | 7304
6893 | 0 | 0 | 7304
6894 | 0 | 0 | 7302
6895 | 0 | 0 | 7299
6896 | 0 | 0 | 7298
6897 | 0 | 0 | 7297
6898 | 0 | 0 | 7297
6899 | 0 | 0 | 7296
6900 | 0 | 0 | 7294
6901 | 0 | 0 | 7294
6902 | 0 | 0 | 7294
6903 | 0 | 0 | 7293
6904 | 0 | 0 | 7292
6905 | 0 | 0 | 7292
6906 | 0 | 0 | 7291
6907 | 0 | 0 | 7290
6908 | 0 | 0 | 7290
6909 | 0 | 0 | 7290
6910 | 0 | 0 | 7289
6911 | 0 | 0 | 7289
6912 | 0 | 0 | 7288
6913 | 0 | 0 | 7286
6914 | 0 | 0 | 7283
6915 | 0 | 0 | 7282
6916 | 0 | 0 | 7282
6917 | 0 | 0 | 7282
6918 | 0 | 0 | 7281
6919 | 0 | 0 | 7281
6920 | 0 | 0 | 7281
6921 | 0 | 0 | 7279
6922 | 0 | 0 | 7278
6923 | 0 | 0 | 7276
6924 | 0 | 0 | 7274
6925 | 0 | 0 | 7273
6926 | 0 | 0 | 7272
6927 | 0 | 0 | 7272
6928 | 0 | 0 | 7271
6929 | 0 | 0 | 7271
6930 | 0 | 0 | 7270
6931 | 0 | 0 | 7270
6932 | 0 | 0 | 7268
6933 | 0 | 0 | 7268
6934 | 0 | 0 | 7267
6935 | 0 | 0 | 7266
6936 | 0 | 0 | 7266
6937 | 0 | 0 | 7265
6938 | 0 | 0 | 7265
6939 | 0 | 0 | 7264
6940 | 0 | 0 | 7264
6941 | 0 | 0 | 7262
6942 | 0 | 0 | 7261
6943 | 0 | 0 | 7260
6944 | 0 | 0 | 7260
6945 | 0 | 0 | 7259
6946 | 0 | 0 | 7259
6947 | 0 | 0 | 7257
6948 | 0 | 0 | 7257
6949 | 0 | 0 | 7257
6950 | 0 | 0 | 7256
6951 | 0 | 0 | 7255
6952 | 0 | 0 | 7255
6953 | 0 | 0 | 7255
6954 | 0 | 0 | 7250
6955 | 0 | 0 | 7250
6956 | 0 | 0 | 7249
6957 | 0 | 0 | 7247
6958 | 0 | 0 | 7247
6959 | 0 | 0 | 7246
6960 | 0 | 0 | 7246
6961 | 0 | 0 | 7245
6962 | 0 | 0 | 7245
6963 | 0 | 0 | 7244
6964 | 0 | 0 | 7244
6965 | 0 | 0 | 7243
6966 | 0 | 0 | 7243
6967 | 0 | 0 | 7242
6968 | 0 | 0 | 7242
6969 | 0 | 0 | 7241
6970 | 0 | 0 | 7241
6971 | 0 | 0 | 7241
6972 | 0 | 0 | 7240
6973 | 0 | 0 | 7239
6974 | 0 | 0 | 7238
6975 | 0 | 0 | 7236
6976 | 0 | 0 | 7235
6977 | 0 | 0 | 7235
6978 | 0 | 0 | 7234
6979 | 0 | 0 | 7234
6980 | 0 | 0 | 7233
6981 | 0 | 0 | 7228
6982 | 0 | 0 | 7226
6983 | 0 | 0 | 7224
6984 | 0 | 0 | 7222
6985 | 0 | 0 | 7222
6986 | 0 | 0 | 7222
6987 | 0 | 0 | 7222
6988 | 0 | 0 | 7220
6989 | 0 | 0 | 7218
6990 | 0 | 0 | 7218
6991 | 0 | 0 | 7217
6992 | 0 | 0 | 7217
6993 | 0 | 0 | 7217
6994 | 0 | 0 | 7216
6995 | 0 | 0 | 7215
6996 | 0 | 0 | 7215
6997 | 0 | 0 | 7214
6998 | 0 | 0 | 7214
6999 | 0 | 0 | 7214
7000 | 0 | 0 | 7212
7001 | 0 | 0 | 7212
7002 | 0 | 0 | 7211
7003 | 0 | 0 | 7211
7004 | 0 | 0 | 7209
7005 | 0 | 0 | 7209
7006 | 0 | 0 | 7209
7007 | 0 | 0 | 7208
7008 | 0 | 0 | 7205
7009 | 0 | 0 | 7204
7010 | 0 | 0 | 7204
7011 | 0 | 0 | 7203
7012 | 0 | 0 | 7203
7013 | 0 | 0 | 7202
7014 | 0 | 0 | 7202
7015 | 0 | 0 | 7198
7016 | 0 | 0 | 7197
7017 | 0 | 0 | 7195
7018 | 0 | 0 | 7195
7019 | 0 | 0 | 7194
7020 | 0 | 0 | 7194
7021 | 0 | 0 | 7192
7022 | 0 | 0 | 7191
7023 | 0 | 0 | 7191
7024 | 0 | 0 | 7190
7025 | 0 | 0 | 7188
7026 | 0 | 0 | 7187
7027 | 0 | 0 | 7187
7028 | 0 | 0 | 7186
7029 | 0 | 0 | 7186
7030 | 0 | 0 | 7185
7031 | 0 | 0 | 7183
7032 | 0 | 0 | 7182
7033 | 0 | 0 | 7182
7034 | 0 | 0 | 7181
7035 | 0 | 0 | 7181
7036 | 0 | 0 | 7180
7037 | 0 | 0 | 7180
7038 | 0 | 0 | 7179
7039 | 0 | 0 | 7179
7040 | 0 | 0 | 7179
7041 | 0 | 0 | 7178
7042 | 0 | 0 | 7178
7043 | 0 | 0 | 7177
7044 | 0 | 0 | 7176
7045 | 0 | 0 | 7176
7046 | 0 | 0 | 7175
7047 | 0 | 0 | 7173
7048 | 0 | 0 | 7172
7049 | 0 | 0 | 7171
7050 | 0 | 0 | 7169
7051 | 0 | 0 | 7167
7052 | 0 | 0 | 7167
7053 | 0 | 0 | 7166
7054 | 0 | 0 | 7164
7055 | 0 | 0 | 7163
7056 | 0 | 0 | 7162
7057 | 0 | 0 | 7162
7058 | 0 | 0 | 7161
7059 | 0 | 0 | 7159
7060 | 0 | 0 | 7157
7061 | 0 | 0 | 7156
7062 | 0 | 0 | 7155
7063 | 0 | 0 | 7153
7064 | 0 | 0 | 7153
7065 | 0 | 0 | 7153
7066 | 0 | 0 | 7152
7067 | 0 | 0 | 7152
7068 | 0 | 0 | 7150
7069 | 0 | 0 | 7149
7070 | 0 | 0 | 7148
7071 | 0 | 0 | 7148
7072 | 0 | 0 | 7147
7073 | 0 | 0 | 7144
7074 | 0 | 0 | 7142
7075 | 0 | 0 | 7141
7076 | 0 | 0 | 7138
7077 | 0 | 0 | 7138
7078 | 0 | 0 | 7138
7079 | 0 | 0 | 7133
7080 | 0 | 0 | 7131
7081 | 0 | 0 | 7131
7082 | 0 | 0 | 7130
7083 | 0 | 0 | 7130
7084 | 0 | 0 | 7128
7085 | 0 | 0 | 7128
7086 | 0 | 0 | 7127
7087 | 0 | 0 | 7127
7088 | 0 | 0 | 7125
7089 | 0 | 0 | 7125
7090 | 0 | 0 | 7123
7091 | 0 | 0 | 7122
7092 | 0 | 0 | 7122
7093 | 0 | 0 | 7122
7094 | 0 | 0 | 7117
7095 | 0 | 0 | 7115
7096 | 0 | 0 | 7114
7097 | 0 | 0 | 7114
7098 | 0 | 0 | 7112
7099 | 0 | 0 | 7112
7100 | 0 | 0 | 7111
7101 | 0 | 0 | 7111
7102 | 0 | 0 | 7109
7103 | 0 | 0 | 7109
7104 | 0 | 0 | 7109
7105 | 0 | 0 | 7107
7106 | 0 | 0 | 7106
7107 | 0 | 0 | 7106
7108 | 0 | 0 | 7106
7109 | 0 | 0 | 7105
7110 | 0 | 0 | 7104
7111 | 0 | 0 | 7101
7112 | 0 | 0 | 7100
7113 | 0 | 0 | 7098
7114 | 0 | 0 | 7097
7115 | 0 | 0 | 7096
7116 | 0 | 0 | 7094
7117 | 0 | 0 | 7089
7118 | 0 | 0 | 7088
7119 | 0 | 0 | 7087
7120 | 0 | 0 | 7087
7121 | 0 | 0 | 7087
7122 | 0 | 0 | 7087
7123 | 0 | 0 | 7086
7124 | 0 | 0 | 7085
7125 | 0 | 0 | 7085
7126 | 0 | 0 | 7084
7127 | 0 | 0 | 7084
7128 | 0 | 0 | 7084
7129 | 0 | 0 | 7082
7130 | 0 | 0 | 7080
7131 | 0 | 0 | 7080
7132 | 0 | 0 | 7080
7133 | 0 | 0 | 7079
7134 | 0 | 0 | 7079
7135 | 0 | 0 | 7076
7136 | 0 | 0 | 7075
7137 | 0 | 0 | 7075
7138 | 0 | 0 | 7073
7139 | 0 | 0 | 7072
7140 | 0 | 0 | 7072
7141 | 0 | 0 | 7069
7142 | 0 | 0 | 7067
7143 | 0 | 0 | 7066
7144 | 0 | 0 | 7063
7145 | 0 | 0 | 7061
7146 | 0 | 0 | 7061
7147 | 0 | 0 | 7061
7148 | 0 | 0 | 7061
7149 | 0 | 0 | 7060
7150 | 0 | 0 | 7058
7151 | 0 | 0 | 7058
7152 | 0 | 0 | 7057
7153 | 0 | 0 | 7056
7154 | 0 | 0 | 7052
7155 | 0 | 0 | 7051
7156 | 0 | 0 | 7049
7157 | 0 | 0 | 7048
7158 | 0 | 0 | 7046
7159 | 0 | 0 | 7045
7160 | 0 | 0 | 7044
7161 | 0 | 0 | 7041
7162 | 0 | 0 | 7040
7163 | 0 | 0 | 7038
7164 | 0 | 0 | 7038
7165 | 0 | 0 | 7037
7166 | 0 | 0 | 7037
7167 | 0 | 0 | 7037
7168 | 0 | 0 | 7037
7169 | 0 | 0 | 7035
7170 | 0 | 0 | 7035
7171 | 0 | 0 | 7035
7172 | 0 | 0 | 7034
7173 | 0 | 0 | 7034
7174 | 0 | 0 | 7032
7175 | 0 | 0 | 7030
7176 | 0 | 0 | 7028
7177 | 0 | 0 | 7027
7178 | 0 | 0 | 7027
7179 | 0 | 0 | 7025
7180 | 0 | 0 | 7021
7181 | 0 | 0 | 7021
7182 | 0 | 0 | 7021
7183 | 0 | 0 | 7021
7184 | 0 | 0 | 7020
7185 | 0 | 0 | 7020
7186 | 0 | 0 | 7019
7187 | 0 | 0 | 7018
7188 | 0 | 0 | 7017
7189 | 0 | 0 | 7015
7190 | 0 | 0 | 7015
7191 | 0 | 0 | 7015
7192 | 0 | 0 | 7015
7193 | 0 | 0 | 7014
7194 | 0 | 0 | 7010
7195 | 0 | 0 | 7010
7196 | 0 | 0 | 7007
7197 | 0 | 0 | 7006
7198 | 0 | 0 | 7006
7199 | 0 | 0 | 7006
7200 | 0 | 0 | 7006
7201 | 0 | 0 | 7005
7202 | 0 | 0 | 7002
7203 | 0 | 0 | 7002
7204 | 0 | 0 | 7002
7205 | 0 | 0 | 7001
7206 | 0 | 0 | 6999
7207 | 0 | 0 | 6998
7208 | 0 | 0 | 6997
7209 | 0 | 0 | 6996
7210 | 0 | 0 | 6995
7211 | 0 | 0 | 6995
7212 | 0 | 0 | 6992
7213 | 0 | 0 | 6990
7214 | 0 | 0 | 6986
7215 | 0 | 0 | 6986
7216 | 0 | 0 | 6986
7217 | 0 | 0 | 6986
7218 | 0 | 0 | 6984
7219 | 0 | 0 | 6983
7220 | 0 | 0 | 6981
7221 | 0 | 0 | 6981
7222 | 0 | 0 | 6981
7223 | 0 | 0 | 6980
7224 | 0 | 0 | 6979
7225 | 0 | 0 | 6978
7226 | 0 | 0 | 6976
7227 | 0 | 0 | 6976
7228 | 0 | 0 | 6975
7229 | 0 | 0 | 6975
7230 | 0 | 0 | 6973
7231 | 0 | 0 | 6972
7232 | 0 | 0 | 6972
7233 | 0 | 0 | 6970
7234 | 0 | 0 | 6967
7235 | 0 | 0 | 6966
7236 | 0 | 0 | 6965
7237 | 0 | 0 | 6965
7238 | 0 | 0 | 6964
7239 | 0 | 0 | 6962
7240 | 0 | 0 | 6961
7241 | 0 | 0 | 6959
7242 | 0 | 0 | 6958
7243 | 0 | 0 | 6956
7244 | 0 | 0 | 6956
7245 | 0 | 0 | 6956
7246 | 0 | 0 | 6955
7247 | 0 | 0 | 6955
7248 | 0 | 0 | 6952
7249 | 0 | 0 | 6951
7250 | 0 | 0 | 6951
7251 | 0 | 0 | 6950
7252 | 0 | 0 | 6947
7253 | 0 | 0 | 6946
7254 | 0 | 0 | 6944
7255 | 0 | 0 | 6941
7256 | 0 | 0 | 6940
7257 | 0 | 0 | 6940
7258 | 0 | 0 | 6938
7259 | 0 | 0 | 6938
7260 | 0 | 0 | 6935
7261 | 0 | 0 | 6933
7262 | 0 | 0 | 6931
7263 | 0 | 0 | 6929
7264 | 0 | 0 | 6927
7265 | 0 | 0 | 6927
7266 | 0 | 0 | 6925
7267 | 0 | 0 | 6925
7268 | 0 | 0 | 6925
7269 | 0 | 0 | 6924
7270 | 0 | 0 | 6924
7271 | 0 | 0 | 6923
7272 | 0 | 0 | 6923
7273 | 0 | 0 | 6922
7274 | 0 | 0 | 6922
7275 | 0 | 0 | 6918
7276 | 0 | 0 | 6917
7277 | 0 | 0 | 6916
7278 | 0 | 0 | 6916
7279 | 0 | 0 | 6916
7280 | 0 | 0 | 6916
7281 | 0 | 0 | 6915
7282 | 0 | 0 | 6914
7283 | 0 | 0 | 6913
7284 | 0 | 0 | 6912
7285 | 0 | 0 | 6910
7286 | 0 | 0 | 6910
7287 | 0 | 0 | 6909
7288 | 0 | 0 | 6909
7289 | 0 | 0 | 6909
7290 | 0 | 0 | 6906
7291 | 0 | 0 | 6905
7292 | 0 | 0 | 6905
7293 | 0 | 0 | 6903
7294 | 0 | 0 | 6902
7295 | 0 | 0 | 6901
7296 | 0 | 0 | 6899
7297 | 0 | 0 | 6898
7298 | 0 | 0 | 6895
7299 | 0 | 0 | 6893
7300 | 0 | 0 | 6891
7301 | 0 | 0 | 6890
7302 | 0 | 0 | 6887
7303 | 0 | 0 | 6886
7304 | 0 | 0 | 6883
7305 | 0 | 0 | 6882
7306 | 0 | 0 | 6880
7307 | 0 | 0 | 6880
7308 | 0 | 0 | 6878
7309 | 0 | 0 | 6876
7310 | 0 | 0 | 6875
7311 | 0 | 0 | 6875
7312 | 0 | 0 | 6873
7313 | 0 | 0 | 6869
7314 | 0 | 0 | 6868
7315 | 0 | 0 | 6867
7316 | 0 | 0 | 6866
7317 | 0 | 0 | 6865
7318 | 0 | 0 | 6864
7319 | 0 | 0 | 6862
7320 | 0 | 0 | 6860
7321 | 0 | 0 | 6860
7322 | 0 | 0 | 6860
7323 | 0 | 0 | 6857
7324 | 0 | 0 | 6856
7325 | 0 | 0 | 6856
7326 | 0 | 0 | 6854
7327 | 0 | 0 | 6852
7328 | 0 | 0 | 6850
7329 | 0 | 0 | 6849
7330 | 0 | 0 | 6848
7331 | 0 | 0 | 6848
7332 | 0 | 0 | 6847
7333 | 0 | 0 | 6847
7334 | 0 | 0 | 6846
7335 | 0 | 0 | 6846
7336 | 0 | 0 | 6844
7337 | 0 | 0 | 6843
7338 | 0 | 0 | 6842
7339 | 0 | 0 | 6840
7340 | 0 | 0 | 6838
7341 | 0 | 0 | 6838
7342 | 0 | 0 | 6838
7343 | 0 | 0 | 6837
7344 | 0 | 0 | 6835
7345 | 0 | 0 | 6832
7346 | 0 | 0 | 6832
7347 | 0 | 0 | 6832
7348 | 0 | 0 | 6831
7349 | 0 | 0 | 6831
7350 | 0 | 0 | 6830
7351 | 0 | 0 | 6830
7352 | 0 | 0 | 6829
7353 | 0 | 0 | 6828
7354 | 0 | 0 | 6827
7355 | 0 | 0 | 6826
7356 | 0 | 0 | 6821
7357 | 0 | 0 | 6821
7358 | 0 | 0 | 6817
7359 | 0 | 0 | 6817
7360 | 0 | 0 | 6816
7361 | 0 | 0 | 6814
7362 | 0 | 0 | 6813
7363 | 0 | 0 | 6813
7364 | 0 | 0 | 6813
7365 | 0 | 0 | 6812
7366 | 0 | 0 | 6809
7367 | 0 | 0 | 6809
7368 | 0 | 0 | 6808
7369 | 0 | 0 | 6808
7370 | 0 | 0 | 6808
7371 | 0 | 0 | 6806
7372 | 0 | 0 | 6804
7373 | 0 | 0 | 6803
7374 | 0 | 0 | 6801
7375 | 0 | 0 | 6801
7376 | 0 | 0 | 6799
7377 | 0 | 0 | 6799
7378 | 0 | 0 | 6798
7379 | 0 | 0 | 6797
7380 | 0 | 0 | 6797
7381 | 0 | 0 | 6794
7382 | 0 | 0 | 6793
7383 | 0 | 0 | 6792
7384 | 0 | 0 | 6787
7385 | 0 | 0 | 6785
7386 | 0 | 0 | 6785
7387 | 0 | 0 | 6784
7388 | 0 | 0 | 6783
7389 | 0 | 0 | 6783
7390 | 0 | 0 | 6781
7391 | 0 | 0 | 6781
7392 | 0 | 0 | 6780
7393 | 0 | 0 | 6779
7394 | 0 | 0 | 6776
7395 | 0 | 0 | 6769
7396 | 0 | 0 | 6769
7397 | 0 | 0 | 6767
7398 | 0 | 0 | 6767
7399 | 0 | 0 | 6764
7400 | 0 | 0 | 6764
7401 | 0 | 0 | 6763
7402 | 0 | 0 | 6763
7403 | 0 | 0 | 6763
7404 | 0 | 0 | 6762
7405 | 0 | 0 | 6758
7406 | 0 | 0 | 6757
7407 | 0 | 0 | 6757
7408 | 0 | 0 | 6755
7409 | 0 | 0 | 6755
7410 | 0 | 0 | 6749
7411 | 0 | 0 | 6744
7412 | 0 | 0 | 6740
7413 | 0 | 0 | 6739
7414 | 0 | 0 | 6737
7415 | 0 | 0 | 6736
7416 | 0 | 0 | 6736
7417 | 0 | 0 | 6735
7418 | 0 | 0 | 6735
7419 | 0 | 0 | 6734
7420 | 0 | 0 | 6733
7421 | 0 | 0 | 6730
7422 | 0 | 0 | 6730
7423 | 0 | 0 | 6730
7424 | 0 | 0 | 6729
7425 | 0 | 0 | 6728
7426 | 0 | 0 | 6728
7427 | 0 | 0 | 6728
7428 | 0 | 0 | 6728
7429 | 0 | 0 | 6723
7430 | 0 | 0 | 6722
7431 | 0 | 0 | 6721
7432 | 0 | 0 | 6721
7433 | 0 | 0 | 6718
7434 | 0 | 0 | 6717
7435 | 0 | 0 | 6716
7436 | 0 | 0 | 6714
7437 | 0 | 0 | 6710
7438 | 0 | 0 | 6705
7439 | 0 | 0 | 6704
7440 | 0 | 0 | 6704
7441 | 0 | 0 | 6703
7442 | 0 | 0 | 6701
7443 | 0 | 0 | 6698
7444 | 0 | 0 | 6698
7445 | 0 | 0 | 6697
7446 | 0 | 0 | 6697
7447 | 0 | 0 | 6695
7448 | 0 | 0 | 6694
7449 | 0 | 0 | 6688
7450 | 0 | 0 | 6687
7451 | 0 | 0 | 6686
7452 | 0 | 0 | 6683
7453 | 0 | 0 | 6680
7454 | 0 | 0 | 6678
7455 | 0 | 0 | 6677
7456 | 0 | 0 | 6675
7457 | 0 | 0 | 6673
7458 | 0 | 0 | 6671
7459 | 0 | 0 | 6671
7460 | 0 | 0 | 6670
7461 | 0 | 0 | 6670
7462 | 0 | 0 | 6669
7463 | 0 | 0 | 6669
7464 | 0 | 0 | 6667
7465 | 0 | 0 | 6666
7466 | 0 | 0 | 6665
7467 | 0 | 0 | 6663
7468 | 0 | 0 | 6662
7469 | 0 | 0 | 6662
7470 | 0 | 0 | 6662
7471 | 0 | 0 | 6661
7472 | 0 | 0 | 6660
7473 | 0 | 0 | 6660
7474 | 0 | 0 | 6658
7475 | 0 | 0 | 6656
7476 | 0 | 0 | 6655
7477 | 0 | 0 | 6653
7478 | 0 | 0 | 6646
7479 | 0 | 0 | 6646
7480 | 0 | 0 | 6646
7481 | 0 | 0 | 6645
7482 | 0 | 0 | 6645
7483 | 0 | 0 | 6643
7484 | 0 | 0 | 6641
7485 | 0 | 0 | 6641
7486 | 0 | 0 | 6640
7487 | 0 | 0 | 6639
7488 | 0 | 0 | 6638
7489 | 0 | 0 | 6636
7490 | 0 | 0 | 6635
7491 | 0 | 0 | 6635
7492 | 0 | 0 | 6634
7493 | 0 | 0 | 6631
7494 | 0 | 0 | 6631
7495 | 0 | 0 | 6629
7496 | 0 | 0 | 6627
7497 | 0 | 0 | 6627
7498 | 0 | 0 | 6626
7499 | 0 | 0 | 6626
7500 | 0 | 0 | 6625
7501 | 0 | 0 | 6624
7502 | 0 | 0 | 6623
7503 | 0 | 0 | 6622
7504 | 0 | 0 | 6622
7505 | 0 | 0 | 6619
7506 | 0 | 0 | 6618
7507 | 0 | 0 | 6618
7508 | 0 | 0 | 6617
7509 | 0 | 0 | 6616
7510 | 0 | 0 | 6616
7511 | 0 | 0 | 6611
7512 | 0 | 0 | 6610
7513 | 0 | 0 | 6606
7514 | 0 | 0 | 6606
7515 | 0 | 0 | 6604
7516 | 0 | 0 | 6604
7517 | 0 | 0 | 6602
7518 | 0 | 0 | 6602
7519 | 0 | 0 | 6601
7520 | 0 | 0 | 6601
7521 | 0 | 0 | 6599
7522 | 0 | 0 | 6598
7523 | 0 | 0 | 6597
7524 | 0 | 0 | 6596
7525 | 0 | 0 | 6595
7526 | 0 | 0 | 6592
7527 | 0 | 0 | 6591
7528 | 0 | 0 | 6590
7529 | 0 | 0 | 6588
7530 | 0 | 0 | 6586
7531 | 0 | 0 | 6584
7532 | 0 | 0 | 6584
7533 | 0 | 0 | 6584
7534 | 0 | 0 | 6584
7535 | 0 | 0 | 6584
7536 | 0 | 0 | 6583
7537 | 0 | 0 | 6582
7538 | 0 | 0 | 6580
7539 | 0 | 0 | 6578
7540 | 0 | 0 | 6577
7541 | 0 | 0 | 6577
7542 | 0 | 0 | 6577
7543 | 0 | 0 | 6576
7544 | 0 | 0 | 6576
7545 | 0 | 0 | 6575
7546 | 0 | 0 | 6574
7547 | 0 | 0 | 6571
7548 | 0 | 0 | 6568
7549 | 0 | 0 | 6563
7550 | 0 | 0 | 6561
7551 | 0 | 0 | 6561
7552 | 0 | 0 | 6557
7553 | 0 | 0 | 6557
7554 | 0 | 0 | 6557
7555 | 0 | 0 | 6556
7556 | 0 | 0 | 6556
7557 | 0 | 0 | 6556
7558 | 0 | 0 | 6553
7559 | 0 | 0 | 6551
7560 | 0 | 0 | 6549
7561 | 0 | 0 | 6548
7562 | 0 | 0 | 6545
7563 | 0 | 0 | 6544
7564 | 0 | 0 | 6544
7565 | 0 | 0 | 6541
7566 | 0 | 0 | 6540
7567 | 0 | 0 | 6539
7568 | 0 | 0 | 6538
7569 | 0 | 0 | 6538
7570 | 0 | 0 | 6537
7571 | 0 | 0 | 6536
7572 | 0 | 0 | 6535
7573 | 0 | 0 | 6533
7574 | 0 | 0 | 6533
7575 | 0 | 0 | 6531
7576 | 0 | 0 | 6530
7577 | 0 | 0 | 6530
7578 | 0 | 0 | 6530
7579 | 0 | 0 | 6528
7580 | 0 | 0 | 6526
7581 | 0 | 0 | 6525
7582 | 0 | 0 | 6524
7583 | 0 | 0 | 6523
7584 | 0 | 0 | 6522
7585 | 0 | 0 | 6521
7586 | 0 | 0 | 6520
7587 | 0 | 0 | 6519
7588 | 0 | 0 | 6517
7589 | 0 | 0 | 6515
7590 | 0 | 0 | 6515
7591 | 0 | 0 | 6515
7592 | 0 | 0 | 6514
7593 | 0 | 0 | 6509
7594 | 0 | 0 | 6508
7595 | 0 | 0 | 6507
7596 | 0 | 0 | 6506
7597 | 0 | 0 | 6504
7598 | 0 | 0 | 6499
7599 | 0 | 0 | 6499
7600 | 0 | 0 | 6499
7601 | 0 | 0 | 6498
7602 | 0 | 0 | 6496
7603 | 0 | 0 | 6495
7604 | 0 | 0 | 6495
7605 | 0 | 0 | 6495
7606 | 0 | 0 | 6495
7607 | 0 | 0 | 6494
7608 | 0 | 0 | 6492
7609 | 0 | 0 | 6491
7610 | 0 | 0 | 6491
7611 | 0 | 0 | 6490
7612 | 0 | 0 | 6489
7613 | 0 | 0 | 6486
7614 | 0 | 0 | 6485
7615 | 0 | 0 | 6482
7616 | 0 | 0 | 6482
7617 | 0 | 0 | 6480
7618 | 0 | 0 | 6480
7619 | 0 | 0 | 6478
7620 | 0 | 0 | 6472
7621 | 0 | 0 | 6470
7622 | 0 | 0 | 6470
7623 | 0 | 0 | 6469
7624 | 0 | 0 | 6468
7625 | 0 | 0 | 6468
7626 | 0 | 0 | 6467
7627 | 0 | 0 | 6466
7628 | 0 | 0 | 6465
7629 | 0 | 0 | 6464
7630 | 0 | 0 | 6462
7631 | 0 | 0 | 6460
7632 | 0 | 0 | 6457
7633 | 0 | 0 | 6457
7634 | 0 | 0 | 6457
7635 | 0 | 0 | 6456
7636 | 0 | 0 | 6455
7637 | 0 | 0 | 6452
7638 | 0 | 0 | 6452
7639 | 0 | 0 | 6452
7640 | 0 | 0 | 6449
7641 | 0 | 0 | 6448
7642 | 0 | 0 | 6448
7643 | 0 | 0 | 6448
7644 | 0 | 0 | 6447
7645 | 0 | 0 | 6446
7646 | 0 | 0 | 6446
7647 | 0 | 0 | 6445
7648 | 0 | 0 | 6444
7649 | 0 | 0 | 6444
7650 | 0 | 0 | 6443
7651 | 0 | 0 | 6443
7652 | 0 | 0 | 6442
7653 | 0 | 0 | 6441
7654 | 0 | 0 | 6440
7655 | 0 | 0 | 6440
7656 | 0 | 0 | 6439
7657 | 0 | 0 | 6437
7658 | 0 | 0 | 6435
7659 | 0 | 0 | 6435
7660 | 0 | 0 | 6435
7661 | 0 | 0 | 6433
7662 | 0 | 0 | 6433
7663 | 0 | 0 | 6432
7664 | 0 | 0 | 6430
7665 | 0 | 0 | 6430
7666 | 0 | 0 | 6429
7667 | 0 | 0 | 6428
7668 | 0 | 0 | 6428
7669 | 0 | 0 | 6428
7670 | 0 | 0 | 6428
7671 | 0 | 0 | 6425
7672 | 0 | 0 | 6424
7673 | 0 | 0 | 6424
7674 | 0 | 0 | 6424
7675 | 0 | 0 | 6421
7676 | 0 | 0 | 6420
7677 | 0 | 0 | 6419
7678 | 0 | 0 | 6419
7679 | 0 | 0 | 6419
7680 | 0 | 0 | 6419
7681 | 0 | 0 | 6417
7682 | 0 | 0 | 6416
7683 | 0 | 0 | 6415
7684 | 0 | 0 | 6415
7685 | 0 | 0 | 6414
7686 | 0 | 0 | 6413
7687 | 0 | 0 | 6411
7688 | 0 | 0 | 6408
7689 | 0 | 0 | 6402
7690 | 0 | 0 | 6401
7691 | 0 | 0 | 6400
7692 | 0 | 0 | 6397
7693 | 0 | 0 | 6395
7694 | 0 | 0 | 6395
7695 | 0 | 0 | 6392
7696 | 0 | 0 | 6390
7697 | 0 | 0 | 6390
7698 | 0 | 0 | 6389
7699 | 0 | 0 | 6387
7700 | 0 | 0 | 6386
7701 | 0 | 0 | 6386
7702 | 0 | 0 | 6385
7703 | 0 | 0 | 6380
7704 | 0 | 0 | 6378
7705 | 0 | 0 | 6376
7706 | 0 | 0 | 6376
7707 | 0 | 0 | 6373
7708 | 0 | 0 | 6371
7709 | 0 | 0 | 6370
7710 | 0 | 0 | 6369
7711 | 0 | 0 | 6369
7712 | 0 | 0 | 6368
7713 | 0 | 0 | 6368
7714 | 0 | 0 | 6366
7715 | 0 | 0 | 6365
7716 | 0 | 0 | 6365
7717 | 0 | 0 | 6363
7718 | 0 | 0 | 6362
7719 | 0 | 0 | 6362
7720 | 0 | 0 | 6360
7721 | 0 | 0 | 6358
7722 | 0 | 0 | 6358
7723 | 0 | 0 | 6358
7724 | 0 | 0 | 6356
7725 | 0 | 0 | 6355
7726 | 0 | 0 | 6349
7727 | 0 | 0 | 6346
7728 | 0 | 0 | 6344
7729 | 0 | 0 | 6344
7730 | 0 | 0 | 6340
7731 | 0 | 0 | 6340
7732 | 0 | 0 | 6339
7733 | 0 | 0 | 6339
7734 | 0 | 0 | 6337
7735 | 0 | 0 | 6337
7736 | 0 | 0 | 6337
7737 | 0 | 0 | 6335
7738 | 0 | 0 | 6335
7739 | 0 | 0 | 6334
7740 | 0 | 0 | 6333
7741 | 0 | 0 | 6333
7742 | 0 | 0 | 6332
7743 | 0 | 0 | 6331
7744 | 0 | 0 | 6330
7745 | 0 | 0 | 6328
7746 | 0 | 0 | 6327
7747 | 0 | 0 | 6326
7748 | 0 | 0 | 6324
7749 | 0 | 0 | 6323
7750 | 0 | 0 | 6320
7751 | 0 | 0 | 6318
7752 | 0 | 0 | 6318
7753 | 0 | 0 | 6317
7754 | 0 | 0 | 6316
7755 | 0 | 0 | 6316
7756 | 0 | 0 | 6313
7757 | 0 | 0 | 6313
7758 | 0 | 0 | 6309
7759 | 0 | 0 | 6307
7760 | 0 | 0 | 6307
7761 | 0 | 0 | 6307
7762 | 0 | 0 | 6307
7763 | 0 | 0 | 6307
7764 | 0 | 0 | 6302
7765 | 0 | 0 | 6300
7766 | 0 | 0 | 6299
7767 | 0 | 0 | 6295
7768 | 0 | 0 | 6294
7769 | 0 | 0 | 6293
7770 | 0 | 0 | 6291
7771 | 0 | 0 | 6290
7772 | 0 | 0 | 6287
7773 | 0 | 0 | 6283
7774 | 0 | 0 | 6282
7775 | 0 | 0 | 6281
7776 | 0 | 0 | 6278
7777 | 0 | 0 | 6278
7778 | 0 | 0 | 6277
7779 | 0 | 0 | 6273
7780 | 0 | 0 | 6272
7781 | 0 | 0 | 6272
7782 | 0 | 0 | 6270
7783 | 0 | 0 | 6269
7784 | 0 | 0 | 6264
7785 | 0 | 0 | 6263
7786 | 0 | 0 | 6261
7787 | 0 | 0 | 6258
7788 | 0 | 0 | 6257
7789 | 0 | 0 | 6256
7790 | 0 | 0 | 6256
7791 | 0 | 0 | 6256
7792 | 0 | 0 | 6256
7793 | 0 | 0 | 6255
7794 | 0 | 0 | 6253
7795 | 0 | 0 | 6251
7796 | 0 | 0 | 6250
7797 | 0 | 0 | 6245
7798 | 0 | 0 | 6244
7799 | 0 | 0 | 6244
7800 | 0 | 0 | 6244
7801 | 0 | 0 | 6243
7802 | 0 | 0 | 6242
7803 | 0 | 0 | 6242
7804 | 0 | 0 | 6241
7805 | 0 | 0 | 6240
7806 | 0 | 0 | 6240
7807 | 0 | 0 | 6240
7808 | 0 | 0 | 6239
7809 | 0 | 0 | 6239
7810 | 0 | 0 | 6239
7811 | 0 | 0 | 6237
7812 | 0 | 0 | 6237
7813 | 0 | 0 | 6236
7814 | 0 | 0 | 6234
7815 | 0 | 0 | 6231
7816 | 0 | 0 | 6230
7817 | 0 | 0 | 6230
7818 | 0 | 0 | 6229
7819 | 0 | 0 | 6229
7820 | 0 | 0 | 6228
7821 | 0 | 0 | 6226
7822 | 0 | 0 | 6226
7823 | 0 | 0 | 6225
7824 | 0 | 0 | 6225
7825 | 0 | 0 | 6224
7826 | 0 | 0 | 6223
7827 | 0 | 0 | 6222
7828 | 0 | 0 | 6222
7829 | 0 | 0 | 6221
7830 | 0 | 0 | 6221
7831 | 0 | 0 | 6221
7832 | 0 | 0 | 6216
7833 | 0 | 0 | 6212
7834 | 0 | 0 | 6210
7835 | 0 | 0 | 6209
7836 | 0 | 0 | 6209
7837 | 0 | 0 | 6209
7838 | 0 | 0 | 6208
7839 | 0 | 0 | 6208
7840 | 0 | 0 | 6205
7841 | 0 | 0 | 6205
7842 | 0 | 0 | 6204
7843 | 0 | 0 | 6203
7844 | 0 | 0 | 6198
7845 | 0 | 0 | 6198
7846 | 0 | 0 | 6195
7847 | 0 | 0 | 6192
7848 | 0 | 0 | 6191
7849 | 0 | 0 | 6191
7850 | 0 | 0 | 6190
7851 | 0 | 0 | 6189
7852 | 0 | 0 | 6189
7853 | 0 | 0 | 6188
7854 | 0 | 0 | 6187
7855 | 0 | 0 | 6186
7856 | 0 | 0 | 6184
7857 | 0 | 0 | 6183
7858 | 0 | 0 | 6178
7859 | 0 | 0 | 6175
7860 | 0 | 0 | 6172
7861 | 0 | 0 | 6171
7862 | 0 | 0 | 6168
7863 | 0 | 0 | 6168
7864 | 0 | 0 | 6167
7865 | 0 | 0 | 6166
7866 | 0 | 0 | 6164
7867 | 0 | 0 | 6164
7868 | 0 | 0 | 6163
7869 | 0 | 0 | 6162
7870 | 0 | 0 | 6162
7871 | 0 | 0 | 6162
7872 | 0 | 0 | 6159
7873 | 0 | 0 | 6157
7874 | 0 | 0 | 6156
7875 | 0 | 0 | 6154
7876 | 0 | 0 | 6152
7877 | 0 | 0 | 6152
7878 | 0 | 0 | 6151
7879 | 0 | 0 | 6149
7880 | 0 | 0 | 6149
7881 | 0 | 0 | 6149
7882 | 0 | 0 | 6147
7883 | 0 | 0 | 6145
7884 | 0 | 0 | 6141
7885 | 0 | 0 | 6140
7886 | 0 | 0 | 6139
7887 | 0 | 0 | 6139
7888 | 0 | 0 | 6138
7889 | 0 | 0 | 6138
7890 | 0 | 0 | 6136
7891 | 0 | 0 | 6132
7892 | 0 | 0 | 6131
7893 | 0 | 0 | 6130
7894 | 0 | 0 | 6129
7895 | 0 | 0 | 6129
7896 | 0 | 0 | 6126
7897 | 0 | 0 | 6125
7898 | 0 | 0 | 6124
7899 | 0 | 0 | 6124
7900 | 0 | 0 | 6124
7901 | 0 | 0 | 6124
7902 | 0 | 0 | 6124
7903 | 0 | 0 | 6123
7904 | 0 | 0 | 6121
7905 | 0 | 0 | 6119
7906 | 0 | 0 | 6119
7907 | 0 | 0 | 6119
7908 | 0 | 0 | 6118
7909 | 0 | 0 | 6118
7910 | 0 | 0 | 6118
7911 | 0 | 0 | 6112
7912 | 0 | 0 | 6111
7913 | 0 | 0 | 6110
7914 | 0 | 0 | 6107
7915 | 0 | 0 | 6105
7916 | 0 | 0 | 6100
7917 | 0 | 0 | 6099
7918 | 0 | 0 | 6097
7919 | 0 | 0 | 6096
7920 | 0 | 0 | 6095
7921 | 0 | 0 | 6093
7922 | 0 | 0 | 6091
7923 | 0 | 0 | 6089
7924 | 0 | 0 | 6088
7925 | 0 | 0 | 6087
7926 | 0 | 0 | 6081
7927 | 0 | 0 | 6080
7928 | 0 | 0 | 6078
7929 | 0 | 0 | 6078
7930 | 0 | 0 | 6076
7931 | 0 | 0 | 6075
7932 | 0 | 0 | 6071
7933 | 0 | 0 | 6070
7934 | 0 | 0 | 6070
7935 | 0 | 0 | 6067
7936 | 0 | 0 | 6066
7937 | 0 | 0 | 6065
7938 | 0 | 0 | 6062
7939 | 0 | 0 | 6062
7940 | 0 | 0 | 6060
7941 | 0 | 0 | 6059
7942 | 0 | 0 | 6058
7943 | 0 | 0 | 6057
7944 | 0 | 0 | 6056
7945 | 0 | 0 | 6055
7946 | 0 | 0 | 6052
7947 | 0 | 0 | 6052
7948 | 0 | 0 | 6050
7949 | 0 | 0 | 6049
7950 | 0 | 0 | 6049
7951 | 0 | 0 | 6049
7952 | 0 | 0 | 6046
7953 | 0 | 0 | 6045
7954 | 0 | 0 | 6044
7955 | 0 | 0 | 6043
7956 | 0 | 0 | 6042
7957 | 0 | 0 | 6040
7958 | 0 | 0 | 6040
7959 | 0 | 0 | 6039
7960 | 0 | 0 | 6037
7961 | 0 | 0 | 6032
7962 | 0 | 0 | 6031
7963 | 0 | 0 | 6031
7964 | 0 | 0 | 6031
7965 | 0 | 0 | 6028
7966 | 0 | 0 | 6028
7967 | 0 | 0 | 6026
7968 | 0 | 0 | 6024
7969 | 0 | 0 | 6024
7970 | 0 | 0 | 6023
7971 | 0 | 0 | 6022
7972 | 0 | 0 | 6020
7973 | 0 | 0 | 6013
7974 | 0 | 0 | 6007
7975 | 0 | 0 | 6005
7976 | 0 | 0 | 6005
7977 | 0 | 0 | 6004
7978 | 0 | 0 | 6001
7979 | 0 | 0 | 5996
7980 | 0 | 0 | 5994
7981 | 0 | 0 | 5993
7982 | 0 | 0 | 5989
7983 | 0 | 0 | 5988
7984 | 0 | 0 | 5987
7985 | 0 | 0 | 5982
7986 | 0 | 0 | 5980
7987 | 0 | 0 | 5979
7988 | 0 | 0 | 5974
7989 | 0 | 0 | 5974
7990 | 0 | 0 | 5974
7991 | 0 | 0 | 5969
7992 | 0 | 0 | 5968
7993 | 0 | 0 | 5966
7994 | 0 | 0 | 5964
7995 | 0 | 0 | 5962
7996 | 0 | 0 | 5961
7997 | 0 | 0 | 5960
7998 | 0 | 0 | 5957
7999 | 0 | 0 | 5957
8000 | 0 | 0 | 5956
8001 | 0 | 0 | 5956
8002 | 0 | 0 | 5953
8003 | 0 | 0 | 5949
8004 | 0 | 0 | 5949
8005 | 0 | 0 | 5946
8006 | 0 | 0 | 5943
8007 | 0 | 0 | 5940
8008 | 0 | 0 | 5939
8009 | 0 | 0 | 5936
8010 | 0 | 0 | 5934
8011 | 0 | 0 | 5930
8012 | 0 | 0 | 5928
8013 | 0 | 0 | 5925
8014 | 0 | 0 | 5925
8015 | 0 | 0 | 5923
8016 | 0 | 0 | 5921
8017 | 0 | 0 | 5921
8018 | 0 | 0 | 5919
8019 | 0 | 0 | 5917
8020 | 0 | 0 | 5915
8021 | 0 | 0 | 5914
8022 | 0 | 0 | 5914
8023 | 0 | 0 | 5912
8024 | 0 | 0 | 5909
8025 | 0 | 0 | 5909
8026 | 0 | 0 | 5907
8027 | 0 | 0 | 5906
8028 | 0 | 0 | 5906
8029 | 0 | 0 | 5905
8030 | 0 | 0 | 5904
8031 | 0 | 0 | 5904
8032 | 0 | 0 | 5903
8033 | 0 | 0 | 5901
8034 | 0 | 0 | 5901
8035 | 0 | 0 | 5900
8036 | 0 | 0 | 5897
8037 | 0 | 0 | 5891
8038 | 0 | 0 | 5890
8039 | 0 | 0 | 5889
8040 | 0 | 0 | 5887
8041 | 0 | 0 | 5886
8042 | 0 | 0 | 5885
8043 | 0 | 0 | 5885
8044 | 0 | 0 | 5885
8045 | 0 | 0 | 5884
8046 | 0 | 0 | 5884
8047 | 0 | 0 | 5883
8048 | 0 | 0 | 5883
8049 | 0 | 0 | 5882
8050 | 0 | 0 | 5880
8051 | 0 | 0 | 5880
8052 | 0 | 0 | 5878
8053 | 0 | 0 | 5876
8054 | 0 | 0 | 5876
8055 | 0 | 0 | 5875
8056 | 0 | 0 | 5870
8057 | 0 | 0 | 5870
8058 | 0 | 0 | 5865
8059 | 0 | 0 | 5865
8060 | 0 | 0 | 5863
8061 | 0 | 0 | 5861
8062 | 0 | 0 | 5858
8063 | 0 | 0 | 5856
8064 | 0 | 0 | 5855
8065 | 0 | 0 | 5855
8066 | 0 | 0 | 5854
8067 | 0 | 0 | 5853
8068 | 0 | 0 | 5853
8069 | 0 | 0 | 5852
8070 | 0 | 0 | 5850
8071 | 0 | 0 | 5848
8072 | 0 | 0 | 5843
8073 | 0 | 0 | 5838
8074 | 0 | 0 | 5838
8075 | 0 | 0 | 5838
8076 | 0 | 0 | 5837
8077 | 0 | 0 | 5835
8078 | 0 | 0 | 5832
8079 | 0 | 0 | 5829
8080 | 0 | 0 | 5828
8081 | 0 | 0 | 5825
8082 | 0 | 0 | 5822
8083 | 0 | 0 | 5820
8084 | 0 | 0 | 5819
8085 | 0 | 0 | 5819
8086 | 0 | 0 | 5817
8087 | 0 | 0 | 5815
8088 | 0 | 0 | 5814
8089 | 0 | 0 | 5814
8090 | 0 | 0 | 5812
8091 | 0 | 0 | 5811
8092 | 0 | 0 | 5810
8093 | 0 | 0 | 5810
8094 | 0 | 0 | 5809
8095 | 0 | 0 | 5803
8096 | 0 | 0 | 5802
8097 | 0 | 0 | 5801
8098 | 0 | 0 | 5799
8099 | 0 | 0 | 5797
8100 | 0 | 0 | 5797
8101 | 0 | 0 | 5796
8102 | 0 | 0 | 5795
8103 | 0 | 0 | 5795
8104 | 0 | 0 | 5794
8105 | 0 | 0 | 5793
8106 | 0 | 0 | 5790
8107 | 0 | 0 | 5787
8108 | 0 | 0 | 5787
8109 | 0 | 0 | 5785
8110 | 0 | 0 | 5782
8111 | 0 | 0 | 5782
8112 | 0 | 0 | 5780
8113 | 0 | 0 | 5780
8114 | 0 | 0 | 5780
8115 | 0 | 0 | 5779
8116 | 0 | 0 | 5779
8117 | 0 | 0 | 5779
8118 | 0 | 0 | 5778
8119 | 0 | 0 | 5776
8120 | 0 | 0 | 5774
8121 | 0 | 0 | 5773
8122 | 0 | 0 | 5771
8123 | 0 | 0 | 5766
8124 | 0 | 0 | 5766
8125 | 0 | 0 | 5758
8126 | 0 | 0 | 5757
8127 | 0 | 0 | 5757
8128 | 0 | 0 | 5755
8129 | 0 | 0 | 5755
8130 | 0 | 0 | 5752
8131 | 0 | 0 | 5752
8132 | 0 | 0 | 5740
8133 | 0 | 0 | 5739
8134 | 0 | 0 | 5733
8135 | 0 | 0 | 5732
8136 | 0 | 0 | 5730
8137 | 0 | 0 | 5729
8138 | 0 | 0 | 5727
8139 | 0 | 0 | 5725
8140 | 0 | 0 | 5723
8141 | 0 | 0 | 5722
8142 | 0 | 0 | 5721
8143 | 0 | 0 | 5721
8144 | 0 | 0 | 5721
8145 | 0 | 0 | 5719
8146 | 0 | 0 | 5718
8147 | 0 | 0 | 5716
8148 | 0 | 0 | 5714
8149 | 0 | 0 | 5711
8150 | 0 | 0 | 5711
8151 | 0 | 0 | 5710
8152 | 0 | 0 | 5709
8153 | 0 | 0 | 5709
8154 | 0 | 0 | 5708
8155 | 0 | 0 | 5706
8156 | 0 | 0 | 5706
8157 | 0 | 0 | 5702
8158 | 0 | 0 | 5702
8159 | 0 | 0 | 5701
8160 | 0 | 0 | 5699
8161 | 0 | 0 | 5698
8162 | 0 | 0 | 5698
8163 | 0 | 0 | 5696
8164 | 0 | 0 | 5695
8165 | 0 | 0 | 5692
8166 | 0 | 0 | 5691
8167 | 0 | 0 | 5689
8168 | 0 | 0 | 5686
8169 | 0 | 0 | 5685
8170 | 0 | 0 | 5684
8171 | 0 | 0 | 5682
8172 | 0 | 0 | 5678
8173 | 0 | 0 | 5676
8174 | 0 | 0 | 5676
8175 | 0 | 0 | 5676
8176 | 0 | 0 | 5672
8177 | 0 | 0 | 5672
8178 | 0 | 0 | 5671
8179 | 0 | 0 | 5671
8180 | 0 | 0 | 5669
8181 | 0 | 0 | 5667
8182 | 0 | 0 | 5667
8183 | 0 | 0 | 5667
8184 | 0 | 0 | 5666
8185 | 0 | 0 | 5662
8186 | 0 | 0 | 5661
8187 | 0 | 0 | 5653
8188 | 0 | 0 | 5651
8189 | 0 | 0 | 5649
8190 | 0 | 0 | 5649
8191 | 0 | 0 | 5649
8192 | 0 | 0 | 5643
8193 | 0 | 0 | 5641
8194 | 0 | 0 | 5640
8195 | 0 | 0 | 5639
8196 | 0 | 0 | 5638
8197 | 0 | 0 | 5638
8198 | 0 | 0 | 5636
8199 | 0 | 0 | 5636
8200 | 0 | 0 | 5634
8201 | 0 | 0 | 5632
8202 | 0 | 0 | 5632
8203 | 0 | 0 | 5627
8204 | 0 | 0 | 5626
8205 | 0 | 0 | 5626
8206 | 0 | 0 | 5623
8207 | 0 | 0 | 5621
8208 | 0 | 0 | 5618
8209 | 0 | 0 | 5613
8210 | 0 | 0 | 5612
8211 | 0 | 0 | 5605
8212 | 0 | 0 | 5602
8213 | 0 | 0 | 5601
8214 | 0 | 0 | 5600
8215 | 0 | 0 | 5599
8216 | 0 | 0 | 5594
8217 | 0 | 0 | 5591
8218 | 0 | 0 | 5586
8219 | 0 | 0 | 5586
8220 | 0 | 0 | 5584
8221 | 0 | 0 | 5584
8222 | 0 | 0 | 5582
8223 | 0 | 0 | 5579
8224 | 0 | 0 | 5578
8225 | 0 | 0 | 5577
8226 | 0 | 0 | 5576
8227 | 0 | 0 | 5571
8228 | 0 | 0 | 5570
8229 | 0 | 0 | 5565
8230 | 0 | 0 | 5562
8231 | 0 | 0 | 5552
8232 | 0 | 0 | 5549
8233 | 0 | 0 | 5543
8234 | 0 | 0 | 5541
8235 | 0 | 0 | 5539
8236 | 0 | 0 | 5539
8237 | 0 | 0 | 5537
8238 | 0 | 0 | 5536
8239 | 0 | 0 | 5529
8240 | 0 | 0 | 5528
8241 | 0 | 0 | 5525
8242 | 0 | 0 | 5524
8243 | 0 | 0 | 5523
8244 | 0 | 0 | 5521
8245 | 0 | 0 | 5519
8246 | 0 | 0 | 5515
8247 | 0 | 0 | 5514
8248 | 0 | 0 | 5511
8249 | 0 | 0 | 5509
8250 | 0 | 0 | 5507
8251 | 0 | 0 | 5503
8252 | 0 | 0 | 5502
8253 | 0 | 0 | 5501
8254 | 0 | 0 | 5500
8255 | 0 | 0 | 5498
8256 | 0 | 0 | 5496
8257 | 0 | 0 | 5496
8258 | 0 | 0 | 5494
8259 | 0 | 0 | 5483
8260 | 0 | 0 | 5482
8261 | 0 | 0 | 5482
8262 | 0 | 0 | 5476
8263 | 0 | 0 | 5473
8264 | 0 | 0 | 5473
8265 | 0 | 0 | 5473
8266 | 0 | 0 | 5473
8267 | 0 | 0 | 5470
8268 | 0 | 0 | 5466
8269 | 0 | 0 | 5463
8270 | 0 | 0 | 5458
8271 | 0 | 0 | 5457
8272 | 0 | 0 | 5450
8273 | 0 | 0 | 5449
8274 | 0 | 0 | 5447
8275 | 0 | 0 | 5447
8276 | 0 | 0 | 5444
8277 | 0 | 0 | 5443
8278 | 0 | 0 | 5442
8279 | 0 | 0 | 5439
8280 | 0 | 0 | 5438
8281 | 0 | 0 | 5436
8282 | 0 | 0 | 5433
8283 | 0 | 0 | 5427
8284 | 0 | 0 | 5422
8285 | 0 | 0 | 5420
8286 | 0 | 0 | 5417
8287 | 0 | 0 | 5416
8288 | 0 | 0 | 5414
8289 | 0 | 0 | 5413
8290 | 0 | 0 | 5410
8291 | 0 | 0 | 5407
8292 | 0 | 0 | 5403
8293 | 0 | 0 | 5401
8294 | 0 | 0 | 5395
8295 | 0 | 0 | 5394
8296 | 0 | 0 | 5390
8297 | 0 | 0 | 5390
8298 | 0 | 0 | 5389
8299 | 0 | 0 | 5388
8300 | 0 | 0 | 5387
8301 | 0 | 0 | 5383
8302 | 0 | 0 | 5379
8303 | 0 | 0 | 5378
8304 | 0 | 0 | 5378
8305 | 0 | 0 | 5376
8306 | 0 | 0 | 5371
8307 | 0 | 0 | 5368
8308 | 0 | 0 | 5366
8309 | 0 | 0 | 5363
8310 | 0 | 0 | 5362
8311 | 0 | 0 | 5361
8312 | 0 | 0 | 5360
8313 | 0 | 0 | 5358
8314 | 0 | 0 | 5352
8315 | 0 | 0 | 5351
8316 | 0 | 0 | 5348
8317 | 0 | 0 | 5345
8318 | 0 | 0 | 5342
8319 | 0 | 0 | 5338
8320 | 0 | 0 | 5337
8321 | 0 | 0 | 5337
8322 | 0 | 0 | 5334
8323 | 0 | 0 | 5331
8324 | 0 | 0 | 5330
8325 | 0 | 0 | 5329
8326 | 0 | 0 | 5321
8327 | 0 | 0 | 5318
8328 | 0 | 0 | 5317
8329 | 0 | 0 | 5312
8330 | 0 | 0 | 5311
8331 | 0 | 0 | 5309
8332 | 0 | 0 | 5308
8333 | 0 | 0 | 5308
8334 | 0 | 0 | 5303
8335 | 0 | 0 | 5302
8336 | 0 | 0 | 5296
8337 | 0 | 0 | 5295
8338 | 0 | 0 | 5292
8339 | 0 | 0 | 5290
8340 | 0 | 0 | 5290
8341 | 0 | 0 | 5287
8342 | 0 | 0 | 5286
8343 | 0 | 0 | 5283
8344 | 0 | 0 | 5283
8345 | 0 | 0 | 5282
8346 | 0 | 0 | 5274
8347 | 0 | 0 | 5274
8348 | 0 | 0 | 5272
8349 | 0 | 0 | 5272
8350 | 0 | 0 | 5271
8351 | 0 | 0 | 5269
8352 | 0 | 0 | 5267
8353 | 0 | 0 | 5266
8354 | 0 | 0 | 5266
8355 | 0 | 0 | 5265
8356 | 0 | 0 | 5260
8357 | 0 | 0 | 5258
8358 | 0 | 0 | 5251
8359 | 0 | 0 | 5251
8360 | 0 | 0 | 5241
8361 | 0 | 0 | 5231
8362 | 0 | 0 | 5229
8363 | 0 | 0 | 5222
8364 | 0 | 0 | 5212
8365 | 0 | 0 | 5207
8366 | 0 | 0 | 5207
8367 | 0 | 0 | 5206
8368 | 0 | 0 | 5202
8369 | 0 | 0 | 5197
8370 | 0 | 0 | 5196
8371 | 0 | 0 | 5189
8372 | 0 | 0 | 5188
8373 | 0 | 0 | 5185
8374 | 0 | 0 | 5184
8375 | 0 | 0 | 5182
8376 | 0 | 0 | 5180
8377 | 0 | 0 | 5175
8378 | 0 | 0 | 5173
8379 | 0 | 0 | 5172
8380 | 0 | 0 | 5170
8381 | 0 | 0 | 5170
8382 | 0 | 0 | 5164
8383 | 0 | 0 | 5163
8384 | 0 | 0 | 5160
8385 | 0 | 0 | 5158
8386 | 0 | 0 | 5158
8387 | 0 | 0 | 5154
8388 | 0 | 0 | 5146
8389 | 0 | 0 | 5145
8390 | 0 | 0 | 5139
8391 | 0 | 0 | 5137
8392 | 0 | 0 | 5136
8393 | 0 | 0 | 5134
8394 | 0 | 0 | 5132
8395 | 0 | 0 | 5128
8396 | 0 | 0 | 5119
8397 | 0 | 0 | 5119
8398 | 0 | 0 | 5119
8399 | 0 | 0 | 5116
8400 | 0 | 0 | 5111
8401 | 0 | 0 | 5110
8402 | 0 | 0 | 5099
8403 | 0 | 0 | 5099
8404 | 0 | 0 | 5092
8405 | 0 | 0 | 5091
8406 | 0 | 0 | 5091
8407 | 0 | 0 | 5089
8408 | 0 | 0 | 5087
8409 | 0 | 0 | 5086
8410 | 0 | 0 | 5083
8411 | 0 | 0 | 5075
8412 | 0 | 0 | 5060
8413 | 0 | 0 | 5058
8414 | 0 | 0 | 5055
8415 | 0 | 0 | 5053
8416 | 0 | 0 | 5051
8417 | 0 | 0 | 5050
8418 | 0 | 0 | 5049
8419 | 0 | 0 | 5044
8420 | 0 | 0 | 5044
8421 | 0 | 0 | 5040
8422 | 0 | 0 | 5036
8423 | 0 | 0 | 5031
8424 | 0 | 0 | 5029
8425 | 0 | 0 | 5027
8426 | 0 | 0 | 5024
8427 | 0 | 0 | 5024
8428 | 0 | 0 | 5021
8429 | 0 | 0 | 5021
8430 | 0 | 0 | 5019
8431 | 0 | 0 | 5019
8432 | 0 | 0 | 5016
8433 | 0 | 0 | 5015
8434 | 0 | 0 | 5014
8435 | 0 | 0 | 5006
8436 | 0 | 0 | 5002
8437 | 0 | 0 | 4997
8438 | 0 | 0 | 4997
8439 | 0 | 0 | 4989
8440 | 0 | 0 | 4983
8441 | 0 | 0 | 4983
8442 | 0 | 0 | 4979
8443 | 0 | 0 | 4974
8444 | 0 | 0 | 4974
8445 | 0 | 0 | 4968
8446 | 0 | 0 | 4965
8447 | 0 | 0 | 4960
8448 | 0 | 0 | 4955
8449 | 0 | 0 | 4953
8450 | 0 | 0 | 4949
8451 | 0 | 0 | 4949
8452 | 0 | 0 | 4946
8453 | 0 | 0 | 4945
8454 | 0 | 0 | 4940
8455 | 0 | 0 | 4938
8456 | 0 | 0 | 4927
8457 | 0 | 0 | 4922
8458 | 0 | 0 | 4917
8459 | 0 | 0 | 4910
8460 | 0 | 0 | 4906
8461 | 0 | 0 | 4906
8462 | 0 | 0 | 4898
8463 | 0 | 0 | 4897
8464 | 0 | 0 | 4891
8465 | 0 | 0 | 4890
8466 | 0 | 0 | 4888
8467 | 0 | 0 | 4882
8468 | 0 | 0 | 4879
8469 | 0 | 0 | 4879
8470 | 0 | 0 | 4877
8471 | 0 | 0 | 4874
8472 | 0 | 0 | 4863
8473 | 0 | 0 | 4859
8474 | 0 | 0 | 4856
8475 | 0 | 0 | 4856
8476 | 0 | 0 | 4855
8477 | 0 | 0 | 4854
8478 | 0 | 0 | 4854
8479 | 0 | 0 | 4854
8480 | 0 | 0 | 4843
8481 | 0 | 0 | 4838
8482 | 0 | 0 | 4833
8483 | 0 | 0 | 4830
8484 | 0 | 0 | 4826
8485 | 0 | 0 | 4823
8486 | 0 | 0 | 4822
8487 | 0 | 0 | 4796
8488 | 0 | 0 | 4796
8489 | 0 | 0 | 4795
8490 | 0 | 0 | 4793
8491 | 0 | 0 | 4793
8492 | 0 | 0 | 4793
8493 | 0 | 0 | 4791
8494 | 0 | 0 | 4786
8495 | 0 | 0 | 4780
8496 | 0 | 0 | 4779
8497 | 0 | 0 | 4777
8498 | 0 | 0 | 4777
8499 | 0 | 0 | 4763
8500 | 0 | 0 | 4758
8501 | 0 | 0 | 4749
8502 | 0 | 0 | 4748
8503 | 0 | 0 | 4741
8504 | 0 | 0 | 4737
8505 | 0 | 0 | 4731
8506 | 0 | 0 | 4730
8507 | 0 | 0 | 4728
8508 | 0 | 0 | 4725
8509 | 0 | 0 | 4723
8510 | 0 | 0 | 4722
8511 | 0 | 0 | 4722
8512 | 0 | 0 | 4722
8513 | 0 | 0 | 4720
8514 | 0 | 0 | 4719
8515 | 0 | 0 | 4713
8516 | 0 | 0 | 4713
8517 | 0 | 0 | 4712
8518 | 0 | 0 | 4710
8519 | 0 | 0 | 4707
8520 | 0 | 0 | 4703
8521 | 0 | 0 | 4703
8522 | 0 | 0 | 4694
8523 | 0 | 0 | 4694
8524 | 0 | 0 | 4674
8525 | 0 | 0 | 4674
8526 | 0 | 0 | 4666
8527 | 0 | 0 | 4665
8528 | 0 | 0 | 4662
8529 | 0 | 0 | 4649
8530 | 0 | 0 | 4647
8531 | 0 | 0 | 4645
8532 | 0 | 0 | 4643
8533 | 0 | 0 | 4641
8534 | 0 | 0 | 4636
8535 | 0 | 0 | 4636
8536 | 0 | 0 | 4634
8537 | 0 | 0 | 4630
8538 | 0 | 0 | 4630
8539 | 0 | 0 | 4622
8540 | 0 | 0 | 4611
8541 | 0 | 0 | 4609
8542 | 0 | 0 | 4603
8543 | 0 | 0 | 4601
8544 | 0 | 0 | 4597
8545 | 0 | 0 | 4594
8546 | 0 | 0 | 4584
8547 | 0 | 0 | 4583
8548 | 0 | 0 | 4580
8549 | 0 | 0 | 4576
8550 | 0 | 0 | 4576
8551 | 0 | 0 | 4563
8552 | 0 | 0 | 4559
8553 | 0 | 0 | 4555
8554 | 0 | 0 | 4554
8555 | 0 | 0 | 4554
8556 | 0 | 0 | 4551
8557 | 0 | 0 | 4544
8558 | 0 | 0 | 4543
8559 | 0 | 0 | 4542
8560 | 0 | 0 | 4536
8561 | 0 | 0 | 4536
8562 | 0 | 0 | 4518
8563 | 0 | 0 | 4514
8564 | 0 | 0 | 4508
8565 | 0 | 0 | 4507
8566 | 0 | 0 | 4506
8567 | 0 | 0 | 4499
8568 | 0 | 0 | 4498
8569 | 0 | 0 | 4487
8570 | 0 | 0 | 4486
8571 | 0 | 0 | 4484
8572 | 0 | 0 | 4483
8573 | 0 | 0 | 4473
8574 | 0 | 0 | 4470
8575 | 0 | 0 | 4466
8576 | 0 | 0 | 4462
8577 | 0 | 0 | 4461
8578 | 0 | 0 | 4460
8579 | 0 | 0 | 4455
8580 | 0 | 0 | 4451
8581 | 0 | 0 | 4449
8582 | 0 | 0 | 4445
8583 | 0 | 0 | 4444
8584 | 0 | 0 | 4444
8585 | 0 | 0 | 4441
8586 | 0 | 0 | 4424
8587 | 0 | 0 | 4423
8588 | 0 | 0 | 4418
8589 | 0 | 0 | 4417
8590 | 0 | 0 | 4416
8591 | 0 | 0 | 4414
8592 | 0 | 0 | 4413
8593 | 0 | 0 | 4408
8594 | 0 | 0 | 4405
8595 | 0 | 0 | 4398
8596 | 0 | 0 | 4388
8597 | 0 | 0 | 4378
8598 | 0 | 0 | 4376
8599 | 0 | 0 | 4372
8600 | 0 | 0 | 4371
8601 | 0 | 0 | 4369
8602 | 0 | 0 | 4369
8603 | 0 | 0 | 4361
8604 | 0 | 0 | 4359
8605 | 0 | 0 | 4353
8606 | 0 | 0 | 4352
8607 | 0 | 0 | 4351
8608 | 0 | 0 | 4347
8609 | 0 | 0 | 4338
8610 | 0 | 0 | 4337
8611 | 0 | 0 | 4313
8612 | 0 | 0 | 4310
8613 | 0 | 0 | 4301
8614 | 0 | 0 | 4293
8615 | 0 | 0 | 4284
8616 | 0 | 0 | 4284
8617 | 0 | 0 | 4283
8618 | 0 | 0 | 4283
8619 | 0 | 0 | 4283
8620 | 0 | 0 | 4281
8621 | 0 | 0 | 4280
8622 | 0 | 0 | 4274
8623 | 0 | 0 | 4273
8624 | 0 | 0 | 4271
8625 | 0 | 0 | 4269
8626 | 0 | 0 | 4269
8627 | 0 | 0 | 4267
8628 | 0 | 0 | 4262
8629 | 0 | 0 | 4248
8630 | 0 | 0 | 4243
8631 | 0 | 0 | 4243
8632 | 0 | 0 | 4226
8633 | 0 | 0 | 4225
8634 | 0 | 0 | 4217
8635 | 0 | 0 | 4206
8636 | 0 | 0 | 4197
8637 | 0 | 0 | 4190
8638 | 0 | 0 | 4182
8639 | 0 | 0 | 4172
8640 | 0 | 0 | 4170
8641 | 0 | 0 | 4153
8642 | 0 | 0 | 4151
8643 | 0 | 0 | 4150
8644 | 0 | 0 | 4146
8645 | 0 | 0 | 4123
8646 | 0 | 0 | 4107
8647 | 0 | 0 | 4105
8648 | 0 | 0 | 4098
8649 | 0 | 0 | 4092
8650 | 0 | 0 | 4088
8651 | 0 | 0 | 4079
8652 | 0 | 0 | 4067
8653 | 0 | 0 | 4066
8654 | 0 | 0 | 4060
8655 | 0 | 0 | 4053
8656 | 0 | 0 | 4050
8657 | 0 | 0 | 4050
8658 | 0 | 0 | 4048
8659 | 0 | 0 | 4039
8660 | 0 | 0 | 4036
8661 | 0 | 0 | 4034
8662 | 0 | 0 | 4028
8663 | 0 | 0 | 4004
8664 | 0 | 0 | 3995
8665 | 0 | 0 | 3990
8666 | 0 | 0 | 3980
8667 | 0 | 0 | 3979
8668 | 0 | 0 | 3964
8669 | 0 | 0 | 3932
8670 | 0 | 0 | 3911
8671 | 0 | 0 | 3909
8672 | 0 | 0 | 3885
8673 | 0 | 0 | 3878
8674 | 0 | 0 | 3868
8675 | 0 | 0 | 3863
8676 | 0 | 0 | 3858
8677 | 0 | 0 | 3855
8678 | 0 | 0 | 3854
8679 | 0 | 0 | 3845
8680 | 0 | 0 | 3831
8681 | 0 | 0 | 3829
8682 | 0 | 0 | 3811
8683 | 0 | 0 | 3801
8684 | 0 | 0 | 3796
8685 | 0 | 0 | 3793
8686 | 0 | 0 | 3761
8687 | 0 | 0 | 3747
8688 | 0 | 0 | 3729
8689 | 0 | 0 | 3728
8690 | 0 | 0 | 3701
8691 | 0 | 0 | 3701
8692 | 0 | 0 | 3695
8693 | 0 | 0 | 3686
8694 | 0 | 0 | 3685
8695 | 0 | 0 | 3680
8696 | 0 | 0 | 3678
8697 | 0 | 0 | 3670
8698 | 0 | 0 | 3643
8699 | 0 | 0 | 3634
8700 | 0 | 0 | 3625
8701 | 0 | 0 | 3614
8702 | 0 | 0 | 3612
8703 | 0 | 0 | 3571
8704 | 0 | 0 | 3563
8705 | 0 | 0 | 3553
8706 | 0 | 0 | 3553
8707 | 0 | 0 | 3552
8708 | 0 | 0 | 3533
8709 | 0 | 0 | 3513
8710 | 0 | 0 | 3495
8711 | 0 | 0 | 3458
8712 | 0 | 0 | 3455
8713 | 0 | 0 | 3432
8714 | 0 | 0 | 3431
8715 | 0 | 0 | 3425
8716 | 0 | 0 | 3420
8717 | 0 | 0 | 3416
8718 | 0 | 0 | 3404
8719 | 0 | 0 | 3387
8720 | 0 | 0 | 3368
8721 | 0 | 0 | 3360
8722 | 0 | 0 | 3348
8723 | 0 | 0 | 3343
8724 | 0 | 0 | 3317
8725 | 0 | 0 | 3315
8726 | 0 | 0 | 3275
8727 | 0 | 0 | 3259
8728 | 0 | 0 | 3250
8729 | 0 | 0 | 3249
8730 | 0 | 0 | 3241
8731 | 0 | 0 | 3227
8732 | 0 | 0 | 3219
8733 | 0 | 0 | 3215
8734 | 0 | 0 | 3206
8735 | 0 | 0 | 3194
8736 | 0 | 0 | 3193
8737 | 0 | 0 | 3178
8738 | 0 | 0 | 3166
8739 | 0 | 0 | 3094
8740 | 0 | 0 | 3080
8741 | 0 | 0 | 3076
8742 | 0 | 0 | 3069
8743 | 0 | 0 | 3064
8744 | 0 | 0 | 3029
8745 | 0 | 0 | 3020
8746 | 0 | 0 | 3007
8747 | 0 | 0 | 2979
8748 | 0 | 0 | 2905
8749 | 0 | 0 | 2892
8750 | 0 | 0 | 2880
8751 | 0 | 0 | 2753
8752 | 0 | 0 | 2637
8753 | 0 | 0 | 2592
8754 | 0 | 0 | 2586
8755 | 0 | 0 | 2289
8756 | 0 | 0 | 1710
8757 | 0 | 0 | 1469
8758 | 0 | 0 | 1456
8759 | 0 | 0 | 1377
8760 | 0 | 0 | 1350
Back to main menu