## Menu
Annual Planning Outlook
Supply, Adequacy and Energy Outlook Module Data
December 2020
Chapter 1: Supply Outlook
Figure 1: 2021 Installed Capacity
Figure 2: Summer and Winter Capacity Contribution
Chapter 2: Capacity Adequacy Outlook
Figure 3: Planning Reserve for Nuclear Refurbishment, Summer
Figure 4: Planning Reserve for Nuclear Refurbishment, Winter
Table 1: Summer LOLE Allocation
Table 2: Winter LOLE Allocation
Figure 5: Impact of 2020 APO LOLE allocation vs. Long-Run Assumption, Summer
Figure 6: Impact of 2020 APO LOLE allocation vs. Long-Run Assumption, Winter
Figure 7: Options Available to Meet Summer Capacity Needs
Figure 8: Options Available to Meet Winter Capacity Needs
Table 3: Zones and Defining Interfaces
Table 4: Transmission Transfer Capabilities (2022-2040)
Chapter 3: Energy Adequacy Outlook
Figure 10: Load Duration Curves for Scenario 1
Table 5: Henry Hub, Dawn Natural Gas Prices and Exchange Rate

## Figure 1
Back to main menu
Figure 1: 2021 Installed Capacity (MW)
Category | Installed Capacity
Transmission Connected Resources | 37185
Distribution Connected Resources | 3764
Back to main menu

## Figure 2
Back to main menu
Figure 2: Summer and Winter Capacity Contribution (%)
Fuel Type | Summer Capacity Contribution Factor | Winter Capacity Contribution Factor
Nuclear | 94.61% | 94.63%
Hydroelectric | 69.47% | 75.89%
Wind | 12.05% | 38.68%
Solar | 33.14% | 4.7%
Bioenergy | 91.61% | 91.61%
Gas/Oil | 80.75% | 87.22%
Demand Response | 56% | 66%
Back to main menu

## Figure 3
Back to main menu
Figure 3: Planning Reserve for Nuclear Refurbishment, Summer (MW)
Scenario | 2022 | 2023 | 2024 | 2025 | 2026 | 2027 | 2028 | 2029 | 2030 | 2031 | 2032 | 2033 | 2034 | 2035 | 2036 | 2037 | 2038 | 2039 | 2040
2020 APO | 161.7496 | 165.9797 | 329.8079 | 523.3753 | 64.434 | 224.9403 | 140.4997 | 652.9343 | 60.4051 | 568.2014 | 43.4493 | 524.0802 | 42.399 | 16.4121 | 1.352 | 1.3514 | 1.3518 | 1.352 | 1.3514
Back to main menu

## Figure 4
Back to main menu
Figure 4: Planning Reserve for Nuclear Refurbishment, Winter (MW)
Scenario | 2022/2023 | 2023/2024 | 2024/2025 | 2025/2026 | 2026/2027 | 2027/2028 | 2028/2029 | 2029/2030 | 2030/2031 | 2031/2032 | 2032/2033 | 2033/2034 | 2034/2035 | 2035/2036 | 2036/2037 | 2037/2038 | 2038/2039 | 2039/2040
2020 APO | 248.4712 | 243.3208 | 56.1386 | 83.6398 | 685.1811 | 599.8443 | 55.0945 | 337.2523 | 18.8598 | 192.6317 | 12.6606 | 188.0669 | 30.7904 | 4.9035 | 4.9088 | 4.8993 | 4.9035 | 4.8924
Back to main menu

## Table 1
Back to main menu
Table 1: Summer LOLE Allocation (days/year)
Scenario | 2022 | 2023 | 2024 | 2025-2040
Target LOLE | 0.05 | 0.09 | 0.09 | 0.06
Back to main menu

## Table 2
Back to main menu
Table 1: Winter LOLE Allocation (days/year)
Scenario | 2022/2023 | 2023/2024 | 2024/2025 | 2025/2026 - 2040
Target LOLE | 0.05 | 0.01 | 0.01 | 0.04
Back to main menu

## Figure 5
Back to main menu
Figure 5: Impact of 2020 APO LOLE allocation vs. Long-Run Assumption, Summer (MW)
Scenario | 2022 | 2023 | 2024
Scenario 1 - 2020 APO LOLE Allocation | 125.9368 | 71.73 | 111.8037
Scenario 2 - 2020 APO LOLE Allocation | 612.024 | 865.2638 | 822.5541
Scenario 1 - Long-run 0.06 d/yr | 223.9011 | -158.1463 | -92.3883
Scenario 2 - Long-run 0.06 d/yr | 699.9718 | 631.4669 | 606.1748
Back to main menu

## Figure 6
Back to main menu
Figure 6: Impact of 2020 APO LOLE allocation vs. Long-Run Assumption, Winter (MW)
Scenario | 2022/2023 | 2023/2024 | 2024/2025
Scenario 1 - 2020 APO LOLE Allocation | 75.1669 | 386.7334 | 224.6897
Scenario 2 - 2020 APO LOLE Allocation | 576.212 | 948.708 | 763.7346
Scenario 1 - Long-run 0.04 d/yr | -25.219 | 1050.0259 | 698.3341
Scenario 2 - Long-run 0.04 d/yr | 486.7089 | 1582.4668 | 1275.4308
Back to main menu

## Figure 7
Back to main menu
Figure 7: Options Available to Meet Summer Capacity Needs (MW)
Need/Option | 2022 | 2023 | 2024 | 2025 | 2026 | 2027 | 2028 | 2029 | 2030 | 2035 | 2040
Capacity Need, Scenario 1 | 875.0762 | 2045.2058 | 2326.3643 | 4552.3443 | 6675.8418 | 6079.5614 | 6178.3871 | 9349.3705 | 10604.542 | 12875.9602 | 15640.3079
Capacity Need, Scenario 2 | 307.5284 | 1242.9288 | 1579.0692 | 3824.0774 | 5857.9859 | 5169.2707 | 5279.2425 | 8287.5444 | 9537.2351 | 11700.4356 | 14278.9408
Lennox |  | 1615 | 1615 | 1615 | 1615 | 1615 | 1615 | 1615 | 1615 | 1615 | 1615
Other Off-Contract/Commitment Resources | 560.5754 | 53.6674 | 371.5129 | 571.3229 | 1222.1209 | 1376.171 | 1300.6114 | 4015.7825 | 4944.508 | 7392.2199 | 9346.2005
Demand Response | 449.331 | 449.331 | 449.331 | 449.331 | 449.331 | 449.331 | 449.331 | 449.331 | 449.331 | 449.331 | 449.331
Quebec Capacity Sharing |  |  |  | 500
Back to main menu

## Figure 8
Back to main menu
Figure 8: Options Available to Meet Winter Capacity Needs (MW)
Need/Option | 2022/2023 | 2023/2024 | 2024/2025 | 2025/2026 | 2026/2027 | 2027/2028 | 2028/2029 | 2029/2030 | 2034/2035 | 2039/2040
Capacity Need, Scenario 1 | 2283.9184 | 1570.1131 | 2733.3743 | 4338.6724 | 5065.0969 | 4534.8265 | 5564.2204 | 7913.7095 | 10264.0829 | 12527.6232
Capacity Need, Scenario 2 | 1747.5753 | 965.4765 | 2148.2714 | 3749.2431 | 4275.4696 | 3891.8914 | 4778.5836 | 6986.9637 | 9188.9917 | 11461.0542
Lennox | 1615 | 1615 | 1615 | 1615 | 1615 | 1615 | 1615 | 1615 | 1615 | 1615
Other Off-Contract/Commitment Resources | 99.8109 | - | 660.6384 | 1154.4667 | 1404.8329 | 1276.0327 | 2231.8141 | 4901.3241 | 7330.4476 | 8601.628
Demand Response | 634.317 | 634.317 | 634.317 | 634.317 | 634.317 | 634.317 | 634.317 | 634.317 | 634.317 | 634.317
Back to main menu

## Table 3
Back to main menu
Table 3: Zones and Defining Interfaces
Area | Interface
Bruce | FABC
Niagara | QFW
Northwest | E-W
West | BLIP
Toronto+Essa+East+Ottawa | FETT, FN/FS
Northeast+Northwest | E-W, FN/FS
Bruce+West+Niagara+Southwest | FABC, BLIP, FETT, QFW
Back to main menu

## Table 4
Back to main menu
Table 4: Transmission Transfer Capabilities (2022-2040)
Interface | Positive Direction Interface Transfer Capability (MW) | Negative Direction Interface Transfer Capability (MW)
E-W | 500 | 350
FABC | 7600 | 9999
BLIP | 3050 | 1550
QFW | 2400 | 9999
FETT | Ranges from 4,230 to 5,200 | 9999
TEC | 9999 | 9999
FIO | 2950 | 9999
FN/FS | 1850 | 1750
CLAN | 2000 | 9999
Back to main menu

## Figure 10
Back to main menu
Figure 10: Load Duration Curves for Scenario 1
|  |  | 2023 |  |  | 2025 |  |  | 2028
Duration curve for Index | % of Time | Demand (MW) | Demand minus Baseload (MW) | Demand, after All Existing Resources (Unserved Energy) (MW) | Demand (MW) | Demand minus Baseload (MW) | Demand, after All Existing Resources (Unserved Energy) (MW) | Demand (MW) | Demand minus Baseload (MW) | Demand, after All Existing Resources (Unserved Energy) (MW)
1 | 0.011416 | 23582.8372 | 9342.4843 | 225.78 | 24093.4212 | 9158.5532 | 1656.07 | 24806.3182 | 9575.5132 | 2236.83
2 | 0.022831 | 23466.7481 | 9267.2609 | 209.6 | 23896.3062 | 8945.8473 | 1435.12 | 24577.6644 | 9549.5947 | 2224.35
3 | 0.034247 | 23433.7136 | 9203.5977 | 199.36 | 23873.3175 | 8895.7065 | 1350.93 | 24564.1128 | 9525.9244 | 2128.08
4 | 0.045662 | 23413.0704 | 9079.188 | 182.63 | 23839.0863 | 8828.1173 | 1296.09 | 24521.7259 | 9491.0345 | 2022.56
5 | 0.057078 | 23359.748 | 8968.401 | 166.43 | 23811.7995 | 8816.9499 | 1233.35 | 24454.095 | 9490.0835 | 2018.47
6 | 0.068493 | 23321.9302 | 8918.5704 | 156.95 | 23767.9316 | 8769.5425 | 1149.27 | 24441.8209 | 9470.3066 | 2005.82
7 | 0.079909 | 23243.199 | 8856.2758 | 124.18 | 23735.8098 | 8731.8498 | 1109.24 | 24417.893 | 9469.594 | 1997.73
8 | 0.091324 | 23240.7546 | 8855.3448 | 107.94 | 23730.4623 | 8702.1224 | 1104.82 | 24409.5162 | 9425.9335 | 1987.44
9 | 0.10274 | 23110.8822 | 8824.8581 | 102.44 | 23684.9168 | 8645.0567 | 1081.65 | 24400.9547 | 9386.4391 | 1980.35
10 | 0.11416 | 23093.0537 | 8805.9511 | 99.69 | 23616.7158 | 8641.1158 | 1047.61 | 24353.2887 | 9382.0482 | 1940.1
11 | 0.12557 | 23087.1342 | 8762.7188 | 92.94 | 23599.2556 | 8555.8852 | 951.3 | 24214.8508 | 9381.2945 | 1888.8
12 | 0.13699 | 23082.7874 | 8647.7839 | 82.38 | 23497.2994 | 8551.7679 | 917.83 | 24212.7085 | 9380.7755 | 1785.71
13 | 0.1484 | 23001.8722 | 8646.8663 | 78.36 | 23432.0071 | 8547.8115 | 886.64 | 24076.3832 | 9361.7775 | 1757.95
14 | 0.15982 | 22989.9815 | 8568.9291 | 77.99 | 23408.0851 | 8535.1366 | 827.39 | 24062.0208 | 9275.2981 | 1690.94
15 | 0.17123 | 22981.5744 | 8547.8036 | 77.66 | 23399.2342 | 8527.9802 | 790.51 | 24060.6382 | 9262.5815 | 1637.17
16 | 0.18265 | 22920.8157 | 8506.6928 | 67.57 | 23383.2949 | 8527.343 | 783.99 | 24057.2745 | 9250.2432 | 1627.36
17 | 0.19406 | 22902.9323 | 8473.5269 | 60.44 | 23363.4884 | 8523.096 | 738.39 | 24050.1045 | 9249.6408 | 1598.5
18 | 0.20548 | 22896.1734 | 8416.8732 | 59.65 | 23335.0805 | 8482.1961 | 730.36 | 24029.2338 | 9235.3791 | 1558.99
19 | 0.21689 | 22862.1812 | 8395.9393 | 57.92 | 23333.9254 | 8470.2862 | 712.05 | 24018.3272 | 9231.7087 | 1537.66
20 | 0.22831 | 22854.3803 | 8387.4238 | 55.4 | 23287.5453 | 8468.5881 | 688.45 | 24014.6442 | 9215.6395 | 1503.05
21 | 0.23973 | 22723.0553 | 8304.0105 | 44.78 | 23279.6762 | 8437.4343 | 680.13 | 24009.7225 | 9203.376 | 1486.5
22 | 0.25114 | 22716.0073 | 8298.0703 | 43.4 | 23277.5835 | 8387.9481 | 672.59 | 23982.5954 | 9200.6651 | 1485.23
23 | 0.26256 | 22707.9213 | 8264.0489 | 43.05 | 23241.3362 | 8367.4668 | 628.82 | 23969.0075 | 9185.058 | 1483.2
24 | 0.27397 | 22697.0967 | 8214.0565 | 41.58 | 23240.5844 | 8366.5394 | 616.7 | 23968.3115 | 9144.1724 | 1480.94
25 | 0.28539 | 22692.1458 | 8213.9017 | 41.28 | 23223.6834 | 8363.8132 | 584.47 | 23961.8208 | 9110.2536 | 1468.27
26 | 0.2968 | 22682.8074 | 8048.607 | 41.2 | 23207.9456 | 8363.069 | 578.45 | 23946.5045 | 9101.5541 | 1443.85
27 | 0.30822 | 22677.8706 | 8022.139 | 40.01 | 23190.3475 | 8358.4559 | 519.96 | 23904.1636 | 9067.4755 | 1432.23
28 | 0.31963 | 22675.0815 | 8014.2075 | 37.11 | 23188.489 | 8342.6162 | 505.99 | 23887.4871 | 9045.163 | 1423.92
29 | 0.33105 | 22654.3914 | 7993.5514 | 35.41 | 23164.6089 | 8337.0493 | 478.62 | 23870.3298 | 9013.0624 | 1423.32
30 | 0.34247 | 22630.1351 | 7988.7552 | 33.87 | 23160.1696 | 8328.2332 | 478.52 | 23865.0836 | 8991.1802 | 1421.94
31 | 0.35388 | 22516.265 | 7974.0302 | 30.17 | 23152.8714 | 8301.8991 | 473.45 | 23864.9596 | 8975.0457 | 1408.04
32 | 0.3653 | 22508.0128 | 7959.9615 | 29.51 | 23151.0798 | 8285.3649 | 458.61 | 23856.8424 | 8970.4638 | 1371.13
33 | 0.37671 | 22479.2994 | 7958.5764 | 27.14 | 23083.158 | 8276.4062 | 427.04 | 23854.8476 | 8967.505 | 1368.9
34 | 0.38813 | 22462.5888 | 7941.9577 | 26.26 | 23072.5956 | 8265.9341 | 372.99 | 23846.8325 | 8938.7269 | 1344.03
35 | 0.39954 | 22453.7705 | 7924.4296 | 23.95 | 23049.3238 | 8264.9019 | 343.49 | 23836.7193 | 8938.5468 | 1340.52
36 | 0.41096 | 22451.6682 | 7922.1467 | 23.58 | 23012.1009 | 8239.9545 | 342.75 | 23800.9164 | 8930.1182 | 1332.88
37 | 0.42237 | 22433.583 | 7920.4379 | 21.82 | 22989.2757 | 8235.0759 | 335.41 | 23793.7817 | 8906.6333 | 1330.1
38 | 0.43379 | 22433.4436 | 7852.8204 | 18.59 | 22968.4267 | 8234.1947 | 333.32 | 23781.7645 | 8897.98 | 1327.03
39 | 0.44521 | 22419.104 | 7800.748 | 17.5 | 22965.1672 | 8219.498 | 322.28 | 23752.1774 | 8888.7865 | 1323.12
40 | 0.45662 | 22412.3959 | 7792.666 | 17.14 | 22960.6925 | 8190.5203 | 321.14 | 23738.484 | 8878.3573 | 1321.13
41 | 0.46804 | 22409.3382 | 7750.6065 | 14.81 | 22927.4095 | 8190.1707 | 313.81 | 23735.073 | 8874.8507 | 1314.25
42 | 0.47945 | 22399.8441 | 7749.5401 | 13.94 | 22903.087 | 8174.1011 | 285.76 | 23721.0703 | 8872.6174 | 1284.62
43 | 0.49087 | 22363.6861 | 7742.5501 | 13.72 | 22896.8364 | 8157.3177 | 277.26 | 23692.0127 | 8871.2119 | 1257.15
44 | 0.50228 | 22361.6515 | 7738.6848 | 12.12 | 22896.8224 | 8156.7523 | 274.37 | 23652.5533 | 8867.7766 | 1242.86
45 | 0.5137 | 22358.1962 | 7732.1655 | 8.67 | 22864.2897 | 8149.0455 | 271.9 | 23559.6054 | 8867.6693 | 1231.35
46 | 0.52511 | 22351.9265 | 7717.0165 | 8.36 | 22848.3262 | 8120.0996 | 247.03 | 23531.3899 | 8852.0042 | 1214.6
47 | 0.53653 | 22319.6194 | 7716.5591 | 7.08 | 22838.4668 | 8113.5057 | 227.06 | 23527.5013 | 8844.8885 | 1210.66
48 | 0.54795 | 22312.1814 | 7702.1512 | 6.9 | 22823.6832 | 8107.8254 | 201.55 | 23521.8936 | 8785.8476 | 1193.43
49 | 0.55936 | 22308.0656 | 7696.8814 | 6.72 | 22822.3107 | 8106.8565 | 194.43 | 23511.4774 | 8782.0703 | 1193.13
50 | 0.57078 | 22295.5752 | 7671.2377 | 6.45 | 22803.1809 | 8044.8107 | 172.66 | 23487.2615 | 8779.5721 | 1185.77
51 | 0.58219 | 22248.738 | 7658.1566 | 5.09 | 22792.5767 | 8023.0776 | 165.37 | 23469.8566 | 8767.6434 | 1180.79
52 | 0.59361 | 22247.1611 | 7628.6863 | 4.57 | 22777.015 | 8019.052 | 145.79 | 23462.8421 | 8765.0101 | 1176
53 | 0.60502 | 22231.0085 | 7626.6105 | 1.41 | 22755.1103 | 8018.342 | 144.24 | 23462.2812 | 8763.5224 | 1160.68
54 | 0.61644 | 22205.2423 | 7626.5465 | 1.24 | 22746.858 | 7994.3413 | 134.54 | 23462.1181 | 8741.5051 | 1152
55 | 0.62785 | 22191.388 | 7618.7208 | 0.73 | 22717.4447 | 7991.2744 | 132.71 | 23453.4424 | 8739.0803 | 1151.03
56 | 0.63927 | 22154.4984 | 7614.8242 | 0 | 22710.4459 | 7989.7384 | 129.85 | 23446.4754 | 8738.1529 | 1137.94
57 | 0.65068 | 22151.9557 | 7612.1208 | 0 | 22709.1425 | 7986.342 | 118.39 | 23431.7238 | 8736.7232 | 1126.4
58 | 0.6621 | 22134.7151 | 7568.407 | 0 | 22688.9285 | 7972.8312 | 107.13 | 23421.1235 | 8717.7693 | 1109.18
59 | 0.67352 | 22121.9373 | 7519.6789 | 0 | 22673.0401 | 7971.9207 | 101.75 | 23413.2301 | 8715.1075 | 1091.69
60 | 0.68493 | 22109.9084 | 7509.9804 | 0 | 22636.8319 | 7971.7575 | 98.54 | 23412.5557 | 8710.3802 | 1086.26
61 | 0.69635 | 22071.9591 | 7505.9972 | 0 | 22635.595 | 7959.4642 | 98.08 | 23408.6671 | 8707.4009 | 1084.78
62 | 0.70776 | 22064.1287 | 7501.9938 | 0 | 22618.515 | 7952.1823 | 89.32 | 23406.3215 | 8700.9922 | 1079.54
63 | 0.71918 | 22055.4553 | 7457.4719 | 0 | 22603.1244 | 7950.2544 | 88.94 | 23404.7956 | 8693.2725 | 1070.13
64 | 0.73059 | 22052.2324 | 7454.4125 | 0 | 22591.1885 | 7940.3701 | 80.31 | 23404.3793 | 8692.0307 | 1068.18
65 | 0.74201 | 22039.4723 | 7454.41 | 0 | 22590.4702 | 7936.7315 | 77.31 | 23384.9644 | 8691.0268 | 1063.99
66 | 0.75342 | 22031.1609 | 7452.1588 | 0 | 22588.5681 | 7929.3677 | 68.96 | 23381.3466 | 8688.8095 | 1062.16
67 | 0.76484 | 22026.9702 | 7446.7102 | 0 | 22582.3414 | 7923.6794 | 66.68 | 23380.4715 | 8682.0734 | 1058.73
68 | 0.77626 | 22023.8752 | 7446.215 | 0 | 22557.2151 | 7923.5035 | 65.08 | 23377.59 | 8680.8798 | 1052.97
69 | 0.78767 | 22017.8591 | 7436.0107 | 0 | 22556.2996 | 7896.2962 | 63.57 | 23376.612 | 8677.1878 | 1020.21
70 | 0.79909 | 22014.4771 | 7427.8457 | 0 | 22550.6032 | 7894.3339 | 62.66 | 23366.2391 | 8670.2028 | 1019.88
71 | 0.8105 | 22011.1669 | 7411.0391 | 0 | 22541.3445 | 7893.1061 | 61.37 | 23333.3902 | 8668.615 | 999.89
72 | 0.82192 | 21993.1496 | 7408.9002 | 0 | 22535.3452 | 7888.3451 | 61.05 | 23333.2497 | 8660.8301 | 987.46
73 | 0.83333 | 21992.4349 | 7407.3033 | 0 | 22527.9465 | 7875.1375 | 60.98 | 23324.1663 | 8632.701 | 962.17
74 | 0.84475 | 21991.3463 | 7399.9161 | 0 | 22527.7262 | 7868.3734 | 59.18 | 23315.7465 | 8623.7388 | 923.5
75 | 0.85616 | 21988.6603 | 7399.8711 | 0 | 22522.9008 | 7862.6531 | 53.33 | 23312.408 | 8622.4186 | 919.36
76 | 0.86758 | 21987.4425 | 7386.0744 | 0 | 22522.5328 | 7848.4462 | 53.07 | 23293.7735 | 8611.5578 | 917.83
77 | 0.879 | 21980.967 | 7380.7694 | 0 | 22514.712 | 7843.8131 | 52.71 | 23282.1031 | 8610.9804 | 910.83
78 | 0.89041 | 21970.9877 | 7364.5104 | 0 | 22499.8327 | 7835.3869 | 52.52 | 23272.4562 | 8608.8675 | 908.88
79 | 0.90183 | 21958.294 | 7361.3712 | 0 | 22496.6783 | 7809.2705 | 52.22 | 23267.8442 | 8605.4236 | 903.79
80 | 0.91324 | 21955.9449 | 7358.3763 | 0 | 22494.9717 | 7795.6162 | 50.53 | 23265.1088 | 8599.4754 | 903.78
81 | 0.92466 | 21948.421 | 7332.8717 | 0 | 22493.7851 | 7791.1283 | 48.33 | 23264.9268 | 8595.6484 | 900.63
82 | 0.93607 | 21938.7952 | 7332.1201 | 0 | 22475.87 | 7760.498 | 46.42 | 23262.218 | 8594.0848 | 899.04
83 | 0.94749 | 21932.0143 | 7320.6298 | 0 | 22468.1246 | 7753.9175 | 45.88 | 23257.8937 | 8588.9008 | 893.9
84 | 0.9589 | 21917.3538 | 7305.7002 | 0 | 22462.3784 | 7753.6379 | 45.45 | 23253.9945 | 8574.1998 | 893.14
85 | 0.97032 | 21902.4569 | 7286.8135 | 0 | 22453.5955 | 7751.555 | 44.84 | 23252.8211 | 8573.478 | 871.67
86 | 0.98174 | 21901.5917 | 7279.0262 | 0 | 22446.7539 | 7746.6619 | 39.43 | 23239.0336 | 8549.1392 | 871.57
87 | 0.99315 | 21898.6752 | 7274.4357 | 0 | 22439.6683 | 7741.6858 | 35.61 | 23237.8161 | 8548.3711 | 859.97
88 | 1.0046 | 21887.5836 | 7264.9973 | 0 | 22432.8954 | 7741.1659 | 33.58 | 23236.1304 | 8540.434 | 837.73
89 | 1.016 | 21886.6849 | 7264.2883 | 0 | 22426.7632 | 7728.1539 | 33.25 | 23235.5608 | 8536.0845 | 817.55
90 | 1.0274 | 21884.3138 | 7259.5961 | 0 | 22419.0482 | 7693.1435 | 33.24 | 23225.4996 | 8534.6763 | 812.91
91 | 1.0388 | 21881.0597 | 7252.6446 | 0 | 22411.474 | 7689.4963 | 33 | 23223.7211 | 8525.2369 | 804.95
92 | 1.0502 | 21876.3216 | 7250.9943 | 0 | 22407.6002 | 7672.7964 | 29.99 | 23208.4305 | 8513.5507 | 796.63
93 | 1.0616 | 21871.359 | 7237.3887 | 0 | 22401.082 | 7670.3126 | 27.4 | 23206.2847 | 8513.476 | 795.23
94 | 1.0731 | 21868.4872 | 7237.2409 | 0 | 22391.4468 | 7643.7534 | 25.32 | 23199.0034 | 8509.9957 | 791.47
95 | 1.0845 | 21847.9382 | 7226.4055 | 0 | 22390.1693 | 7606.3549 | 23.91 | 23186.3351 | 8489.3228 | 789.56
96 | 1.0959 | 21845.3481 | 7218.6562 | 0 | 22386.6177 | 7604.269 | 21.73 | 23185.592 | 8483.3461 | 769.09
97 | 1.1073 | 21843.8793 | 7217.9017 | 0 | 22386.2609 | 7595.4361 | 19.84 | 23183.2603 | 8479.3679 | 764.37
98 | 1.1187 | 21841.9969 | 7208.0043 | 0 | 22384.5602 | 7587.3034 | 18.32 | 23178.0609 | 8475.7793 | 762.09
99 | 1.1301 | 21839.7994 | 7201.1345 | 0 | 22382.4055 | 7582.9397 | 16.43 | 23177.6129 | 8468.7605 | 759.16
100 | 1.1416 | 21839.0224 | 7198.1717 | 0 | 22367.5475 | 7579.1304 | 15.21 | 23176.1637 | 8468.2746 | 757.93
101 | 1.153 | 21828.3887 | 7195.2973 | 0 | 22366.5856 | 7575.5497 | 14.23 | 23162.2491 | 8467.1122 | 737.81
102 | 1.1644 | 21826.5521 | 7194.1149 | 0 | 22363.8006 | 7572.9684 | 11.76 | 23162.2366 | 8465.3178 | 723.05
103 | 1.1758 | 21822.6278 | 7188.4401 | 0 | 22359.8498 | 7565.171 | 9.3 | 23159.2252 | 8464.7149 | 721.23
104 | 1.1872 | 21817.5887 | 7188.396 | 0 | 22357.3822 | 7531.8518 | 8.8 | 23151.8065 | 8451.9492 | 714.09
105 | 1.1986 | 21816.9891 | 7185.8817 | 0 | 22356.9049 | 7529.2989 | 8.76 | 23150.9574 | 8448.0356 | 691.49
106 | 1.21 | 21815.4621 | 7184.1199 | 0 | 22355.6342 | 7526.4047 | 8.29 | 23145.8579 | 8440.6217 | 686.5
107 | 1.2215 | 21810.4636 | 7182.5529 | 0 | 22354.1778 | 7491.0389 | 8.16 | 23124.9995 | 8438.6305 | 667.98
108 | 1.2329 | 21800.4645 | 7173.1391 | 0 | 22344.11 | 7489.5656 | 7.76 | 23112.5274 | 8437.9812 | 650.25
109 | 1.2443 | 21800.102 | 7170.304 | 0 | 22340.1421 | 7484.48 | 7.75 | 23095.7635 | 8437.3035 | 640.14
110 | 1.2557 | 21799.4884 | 7164.6043 | 0 | 22336.5311 | 7483.0021 | 7.14 | 23089.0325 | 8432.2232 | 638.08
111 | 1.2671 | 21791.4355 | 7158.7479 | 0 | 22333.2575 | 7479.8308 | 6.43 | 23086.0171 | 8431.5674 | 637.15
112 | 1.2785 | 21782.8687 | 7153.6124 | 0 | 22332.7852 | 7478.0414 | 6.18 | 23084.2793 | 8428.1544 | 633.79
113 | 1.29 | 21782.3342 | 7142.589 | 0 | 22327.3618 | 7470.7264 | 4.86 | 23062.9079 | 8421.3388 | 632.52
114 | 1.3014 | 21780.8759 | 7139.8184 | 0 | 22318.5432 | 7468.0277 | 4.37 | 23058.0372 | 8414.9404 | 625.65
115 | 1.3128 | 21779.0906 | 7138.5523 | 0 | 22315.8736 | 7456.2176 | 2.98 | 23056.9517 | 8412.8411 | 624.76
116 | 1.3242 | 21778.4421 | 7138.0523 | 0 | 22315.1863 | 7453.6716 | 2.88 | 23048.4947 | 8393.9736 | 623.86
117 | 1.3356 | 21777.9846 | 7136.0188 | 0 | 22305.235 | 7425.8006 | 2.35 | 23045.117 | 8389.0161 | 621.79
118 | 1.347 | 21776.7543 | 7124.521 | 0 | 22301.1042 | 7409.0925 | 2.2 | 23040.6053 | 8383.6738 | 619.64
119 | 1.3584 | 21776.4444 | 7091.1513 | 0 | 22300.7824 | 7403.4924 | 0.97 | 23040.0422 | 8381.6574 | 602.63
120 | 1.3699 | 21771.1536 | 7084.07 | 0 | 22300.7419 | 7390.9575 | 0.38 | 23030.499 | 8376.5766 | 591.09
121 | 1.3813 | 21767.5135 | 7077.1688 | 0 | 22298.3413 | 7385.0854 | 0 | 23029.9754 | 8370.8521 | 588.25
122 | 1.3927 | 21764.2457 | 7077.0697 | 0 | 22292.7324 | 7341.6883 | 0 | 23028.4079 | 8370.0435 | 580.48
123 | 1.4041 | 21762.1288 | 7073.8693 | 0 | 22281.2776 | 7339.8886 | 0 | 23025.1384 | 8362.2076 | 578.32
124 | 1.4155 | 21759.6515 | 7072.8511 | 0 | 22270.098 | 7338.8988 | 0 | 23024.8146 | 8361.7958 | 574.79
125 | 1.4269 | 21758.2316 | 7067.2411 | 0 | 22261.6261 | 7332.2251 | 0 | 23022.5916 | 8357.3603 | 571.4
126 | 1.4384 | 21757.8747 | 7064.5634 | 0 | 22254.5108 | 7328.4756 | 0 | 23019.7087 | 8356.5141 | 567.08
127 | 1.4498 | 21752.8816 | 7060.7921 | 0 | 22254.4112 | 7325.5338 | 0 | 22999.697 | 8355.3579 | 557.85
128 | 1.4612 | 21749.6284 | 7060.4565 | 0 | 22248.6001 | 7320.5416 | 0 | 22997.9391 | 8352.0547 | 539.52
129 | 1.4726 | 21736.0588 | 7038.7959 | 0 | 22247.0518 | 7312.0844 | 0 | 22997.4186 | 8350.5609 | 538.68
130 | 1.484 | 21733.9717 | 7029.647 | 0 | 22246.7445 | 7281.903 | 0 | 22996.9208 | 8343.0117 | 533.19
131 | 1.4954 | 21730.3957 | 7027.2867 | 0 | 22243.6179 | 7276.0549 | 0 | 22989.7774 | 8341.8316 | 526.52
132 | 1.5068 | 21727.1943 | 7022.4784 | 0 | 22243.3156 | 7273.4824 | 0 | 22983.0615 | 8338.1199 | 517.74
133 | 1.5183 | 21726.7249 | 7019.9193 | 0 | 22239.2589 | 7262.0538 | 0 | 22978.4513 | 8337.1697 | 514.86
134 | 1.5297 | 21723.877 | 7019.262 | 0 | 22232.4906 | 7257.8853 | 0 | 22975.2465 | 8334.2225 | 512.99
135 | 1.5411 | 21723.6104 | 7013.1446 | 0 | 22224.3672 | 7257.4922 | 0 | 22974.9523 | 8318.4034 | 508.84
136 | 1.5525 | 21721.9221 | 7013.1388 | 0 | 22222.1391 | 7218.578 | 0 | 22974.6152 | 8310.3898 | 506.41
137 | 1.5639 | 21718.0025 | 7013.1337 | 0 | 22221.4048 | 7217.2246 | 0 | 22967.4434 | 8304.663 | 505.06
138 | 1.5753 | 21705.7423 | 7007.3159 | 0 | 22219.9893 | 7215.4459 | 0 | 22966.1641 | 8302.6342 | 503.27
139 | 1.5868 | 21688.5033 | 6997.8889 | 0 | 22216.4977 | 7214.9775 | 0 | 22963.5543 | 8296.6009 | 496.06
140 | 1.5982 | 21685.1502 | 6990.6519 | 0 | 22209.5002 | 7214.2143 | 0 | 22960.3368 | 8291.4213 | 495.91
141 | 1.6096 | 21652.1278 | 6988.7497 | 0 | 22207.6885 | 7207.877 | 0 | 22959.3881 | 8285.8201 | 479.6
142 | 1.621 | 21643.4685 | 6987.6273 | 0 | 22195.7872 | 7204.0564 | 0 | 22946.634 | 8282.9162 | 477.08
143 | 1.6324 | 21638.6001 | 6986.5236 | 0 | 22191.8274 | 7199.2728 | 0 | 22935.8613 | 8277.2867 | 475.4
144 | 1.6438 | 21637.3414 | 6985.5548 | 0 | 22191.6916 | 7194.932 | 0 | 22930.6173 | 8276.5001 | 474.83
145 | 1.6553 | 21633.299 | 6983.8112 | 0 | 22173.5574 | 7194.0473 | 0 | 22925.8575 | 8275.3097 | 467.22
146 | 1.6667 | 21628.8809 | 6978.4528 | 0 | 22167.9825 | 7192.5658 | 0 | 22921.9551 | 8274.4086 | 430.04
147 | 1.6781 | 21625.3433 | 6972.659 | 0 | 22161.3465 | 7190.5215 | 0 | 22921.6835 | 8271.2004 | 425.75
148 | 1.6895 | 21621.1867 | 6971.1409 | 0 | 22160.6457 | 7179.5474 | 0 | 22916.3793 | 8268.5058 | 421.25
149 | 1.7009 | 21614.6353 | 6951.9587 | 0 | 22145.3634 | 7172.6622 | 0 | 22914.3768 | 8268.2851 | 415.34
150 | 1.7123 | 21609.9704 | 6950.3463 | 0 | 22140.3922 | 7171.6994 | 0 | 22914.0257 | 8265.3702 | 413.06
151 | 1.7237 | 21605.8826 | 6948.7037 | 0 | 22131.7034 | 7170.7895 | 0 | 22909.7988 | 8258.9216 | 407.97
152 | 1.7352 | 21603.2956 | 6937.7201 | 0 | 22128.9653 | 7164.1636 | 0 | 22908.251 | 8245.7139 | 405.22
153 | 1.7466 | 21602.0664 | 6927.8874 | 0 | 22127.0806 | 7161.7905 | 0 | 22904.9306 | 8234.5331 | 401.55
154 | 1.758 | 21599.9767 | 6918.7804 | 0 | 22125.6556 | 7145.3986 | 0 | 22893.5359 | 8232.7353 | 398.42
155 | 1.7694 | 21592.2274 | 6911.4548 | 0 | 22123.9313 | 7143.8932 | 0 | 22893.0749 | 8225.2588 | 391.94
156 | 1.7808 | 21591.2864 | 6905.4837 | 0 | 22117.4734 | 7141.7972 | 0 | 22888.4715 | 8219.6862 | 388.54
157 | 1.7922 | 21583.8848 | 6900.7523 | 0 | 22113.4152 | 7135.5648 | 0 | 22878.4434 | 8208.3489 | 383.82
158 | 1.8037 | 21573.4512 | 6898.7007 | 0 | 22112.1644 | 7125.099 | 0 | 22870.358 | 8201.157 | 382.8
159 | 1.8151 | 21573.2769 | 6891.9353 | 0 | 22110.858 | 7119.6654 | 0 | 22869.3453 | 8195.5602 | 382.45
160 | 1.8265 | 21571.1221 | 6886.7303 | 0 | 22098.0261 | 7110.5669 | 0 | 22866.6066 | 8195.2936 | 380.75
161 | 1.8379 | 21558.3256 | 6886.0398 | 0 | 22097.2497 | 7110.0236 | 0 | 22859.5398 | 8190.4395 | 374.51
162 | 1.8493 | 21554.0957 | 6884.716 | 0 | 22090.8979 | 7107.7717 | 0 | 22858.4848 | 8187.4861 | 370.2
163 | 1.8607 | 21552.6124 | 6880.6217 | 0 | 22088.974 | 7101.8939 | 0 | 22856.672 | 8179.1263 | 366.24
164 | 1.8721 | 21552.0393 | 6878.6351 | 0 | 22088.4588 | 7098.8321 | 0 | 22853.2282 | 8171.4454 | 365.98
165 | 1.8836 | 21548.5929 | 6877.2173 | 0 | 22088.0745 | 7091.1628 | 0 | 22846.9974 | 8170.1665 | 365.85
166 | 1.895 | 21543.4308 | 6875.5849 | 0 | 22073.4056 | 7073.378 | 0 | 22833.449 | 8168.9906 | 361.3
167 | 1.9064 | 21539.5229 | 6860.8301 | 0 | 22065.0045 | 7072.7441 | 0 | 22831.741 | 8163.5424 | 360.63
168 | 1.9178 | 21529.6969 | 6856.9673 | 0 | 22060.6271 | 7070.6471 | 0 | 22826.8751 | 8155.0694 | 356.57
169 | 1.9292 | 21529.5815 | 6845.7535 | 0 | 22055.9589 | 7062.0183 | 0 | 22826.7243 | 8147.4338 | 354.18
170 | 1.9406 | 21526.5816 | 6837.3592 | 0 | 22050.5507 | 7060.4383 | 0 | 22825.0199 | 8145.7908 | 352.7
171 | 1.9521 | 21519.3262 | 6830.6921 | 0 | 22048.405 | 7057.6539 | 0 | 22822.7094 | 8141.9086 | 344.34
172 | 1.9635 | 21511.4347 | 6829.9476 | 0 | 22046.2527 | 7057.5445 | 0 | 22820.3233 | 8141.6764 | 343.66
173 | 1.9749 | 21507.4049 | 6825.0131 | 0 | 22045.0825 | 7050.098 | 0 | 22805.7346 | 8141.2032 | 343.44
174 | 1.9863 | 21504.3423 | 6823.0679 | 0 | 22044.0656 | 7048.2572 | 0 | 22805.6343 | 8133.8019 | 340.09
175 | 1.9977 | 21501.8836 | 6820.3074 | 0 | 22031.0326 | 7044.6451 | 0 | 22805.0491 | 8130.5177 | 338.65
176 | 2.0091 | 21496.0012 | 6817.0794 | 0 | 22027.6931 | 7044.5984 | 0 | 22802.4991 | 8129.5866 | 337
177 | 2.0205 | 21488.9713 | 6816.576 | 0 | 22027.1906 | 7038.8624 | 0 | 22801.3287 | 8125.3931 | 335.86
178 | 2.032 | 21482.5062 | 6814.6138 | 0 | 22022.1957 | 7034.6784 | 0 | 22798.8479 | 8114.8716 | 334.7
179 | 2.0434 | 21477.3487 | 6811.5283 | 0 | 22021.5622 | 7027.1071 | 0 | 22793.7553 | 8112.9124 | 333.19
180 | 2.0548 | 21477.0769 | 6808.9283 | 0 | 22019.0579 | 7024.9015 | 0 | 22792.632 | 8108.883 | 333.04
181 | 2.0662 | 21475.2877 | 6808.3846 | 0 | 22018.1873 | 7016.7876 | 0 | 22788.9491 | 8104.117 | 332.46
182 | 2.0776 | 21464.0184 | 6798.7919 | 0 | 22001.0277 | 7012.4388 | 0 | 22780.1467 | 8100.8183 | 332.33
183 | 2.089 | 21459.0866 | 6795.4449 | 0 | 21999.5738 | 7004.849 | 0 | 22779.7317 | 8099.5981 | 329.86
184 | 2.1005 | 21448.296 | 6790.3336 | 0 | 21997.6317 | 6995.3791 | 0 | 22778.8178 | 8097.3806 | 314.9
185 | 2.1119 | 21446.9911 | 6777.5381 | 0 | 21996.524 | 6993.7399 | 0 | 22772.197 | 8096.784 | 307.99
186 | 2.1233 | 21444.1999 | 6774.9151 | 0 | 21990.9085 | 6987.744 | 0 | 22764.8403 | 8094.8925 | 301.14
187 | 2.1347 | 21440.4351 | 6768.8356 | 0 | 21986.0228 | 6986.6756 | 0 | 22760.5832 | 8090.0804 | 300.82
188 | 2.1461 | 21429.1909 | 6767.4583 | 0 | 21980.2152 | 6986.0868 | 0 | 22749.7877 | 8079.0591 | 296.72
189 | 2.1575 | 21422.8138 | 6764.8709 | 0 | 21975.5381 | 6985.7562 | 0 | 22744.4663 | 8077.9192 | 295.56
190 | 2.1689 | 21419.7271 | 6759.6578 | 0 | 21973.9531 | 6985.6753 | 0 | 22743.2098 | 8074.9672 | 286.56
191 | 2.1804 | 21418.1017 | 6758.9053 | 0 | 21970.703 | 6984.9323 | 0 | 22736.9018 | 8072.7377 | 284.82
192 | 2.1918 | 21416.4375 | 6751.6364 | 0 | 21965.94 | 6978.0808 | 0 | 22734.6798 | 8072.1179 | 279.72
193 | 2.2032 | 21413.1428 | 6745.2696 | 0 | 21964.242 | 6977.519 | 0 | 22730.8486 | 8068.1227 | 277.06
194 | 2.2146 | 21407.0995 | 6742.9969 | 0 | 21961.8771 | 6974.3293 | 0 | 22724.5585 | 8064.1643 | 275.89
195 | 2.226 | 21405.1515 | 6737.7482 | 0 | 21959.9218 | 6973.2267 | 0 | 22721.2375 | 8059.2805 | 272.94
196 | 2.2374 | 21400.6862 | 6733.641 | 0 | 21955.4367 | 6970.7345 | 0 | 22720.0474 | 8054.5606 | 270.84
197 | 2.2489 | 21400.6045 | 6722.4832 | 0 | 21954.8269 | 6969.4074 | 0 | 22716.0115 | 8052.8533 | 265.84
198 | 2.2603 | 21388.9685 | 6718.106 | 0 | 21943.6224 | 6967.1156 | 0 | 22711.9223 | 8051.5577 | 265.1
199 | 2.2717 | 21388.1922 | 6710.1748 | 0 | 21931.8859 | 6963.0612 | 0 | 22705.5065 | 8048.6016 | 264.15
200 | 2.2831 | 21382.2364 | 6705.4743 | 0 | 21928.4846 | 6957.43 | 0 | 22703.1656 | 8042.3338 | 257.97
201 | 2.2945 | 21381.137 | 6705.4312 | 0 | 21924.8563 | 6957.3995 | 0 | 22701.2537 | 8038.1158 | 246.99
202 | 2.3059 | 21380.8801 | 6703.7585 | 0 | 21915.1619 | 6954.2951 | 0 | 22699.1402 | 8037.3131 | 241.16
203 | 2.3174 | 21380.2716 | 6698.0178 | 0 | 21914.9881 | 6945.7624 | 0 | 22682.6061 | 8036.6023 | 240.25
204 | 2.3288 | 21379.5264 | 6697.3784 | 0 | 21911.7137 | 6943.3371 | 0 | 22679.5879 | 8033.2299 | 231.39
205 | 2.3402 | 21372.0276 | 6694.3034 | 0 | 21906.5114 | 6938.5056 | 0 | 22676.4237 | 8030.4207 | 225.42
206 | 2.3516 | 21370.2169 | 6693.3443 | 0 | 21905.5533 | 6936.162 | 0 | 22672.7473 | 8029.3837 | 224.1
207 | 2.363 | 21369.8046 | 6692.4953 | 0 | 21899.0661 | 6931.4837 | 0 | 22665.5244 | 8028.5667 | 220.47
208 | 2.3744 | 21368.7655 | 6683.0846 | 0 | 21896.5057 | 6926.539 | 0 | 22657.6716 | 8025.3845 | 213.69
209 | 2.3858 | 21362.2311 | 6682.9787 | 0 | 21892.7893 | 6915.2292 | 0 | 22648.1742 | 8025.2137 | 208.25
210 | 2.3973 | 21356.7808 | 6681.8521 | 0 | 21887.9047 | 6911.763 | 0 | 22634.1841 | 8015.6636 | 207.84
211 | 2.4087 | 21354.0597 | 6680.6707 | 0 | 21886.7374 | 6911.638 | 0 | 22629.8312 | 8006.9112 | 204.21
212 | 2.4201 | 21347.2365 | 6680.6244 | 0 | 21886.4834 | 6908.7963 | 0 | 22617.0517 | 8004.1241 | 197.02
213 | 2.4315 | 21344.2227 | 6679.7251 | 0 | 21881.7922 | 6908.1952 | 0 | 22610.4505 | 8002.1573 | 191.68
214 | 2.4429 | 21343.002 | 6671.1712 | 0 | 21879.5558 | 6906.0734 | 0 | 22609.7381 | 8002.1024 | 191.6
215 | 2.4543 | 21336.6364 | 6669.5779 | 0 | 21876.5731 | 6899.5265 | 0 | 22608.5508 | 7996.4953 | 185.96
216 | 2.4658 | 21336.4531 | 6659.9745 | 0 | 21873.0061 | 6897.5983 | 0 | 22605.499 | 7995.3885 | 185.76
217 | 2.4772 | 21331.5396 | 6656.4275 | 0 | 21868.254 | 6894.7591 | 0 | 22575.3385 | 7993.7924 | 185.66
218 | 2.4886 | 21331.4213 | 6655.9521 | 0 | 21857.8033 | 6894.0563 | 0 | 22567.8128 | 7990.8454 | 176.65
219 | 2.5 | 21328.124 | 6653.2591 | 0 | 21848.7006 | 6892.2325 | 0 | 22567.2934 | 7982.5411 | 167.87
220 | 2.5114 | 21324.5413 | 6652.6099 | 0 | 21842.9896 | 6885.8236 | 0 | 22567.2454 | 7971.1034 | 163.55
221 | 2.5228 | 21321.2863 | 6651.7203 | 0 | 21842.3276 | 6884.8567 | 0 | 22567.1129 | 7971.0373 | 157.7
222 | 2.5342 | 21311.702 | 6649.4181 | 0 | 21839.1451 | 6884.2706 | 0 | 22562.8809 | 7968.8436 | 146.32
223 | 2.5457 | 21310.2273 | 6649.1216 | 0 | 21837.8475 | 6883.3655 | 0 | 22558.4917 | 7946.4139 | 141.08
224 | 2.5571 | 21307.3315 | 6639.1049 | 0 | 21837.5579 | 6881.204 | 0 | 22555.4385 | 7943.4635 | 140.51
225 | 2.5685 | 21303.1592 | 6635.4569 | 0 | 21833.4405 | 6880.5635 | 0 | 22549.3607 | 7941.4388 | 132.41
226 | 2.5799 | 21296.9226 | 6634.8063 | 0 | 21824.5306 | 6877.2088 | 0 | 22548.861 | 7939.6018 | 113.84
227 | 2.5913 | 21294.9606 | 6626.7222 | 0 | 21821.5086 | 6872.9889 | 0 | 22548.4324 | 7936.4709 | 111.66
228 | 2.6027 | 21273.8408 | 6623.9685 | 0 | 21819.484 | 6865.2255 | 0 | 22544.2786 | 7932.8293 | 108.17
229 | 2.6142 | 21263.0729 | 6621.9592 | 0 | 21815.3132 | 6864.2567 | 0 | 22543.7553 | 7930.1992 | 105.09
230 | 2.6256 | 21256.3574 | 6620.5995 | 0 | 21812.8682 | 6861.1626 | 0 | 22539.6361 | 7926.1228 | 102.37
231 | 2.637 | 21254.1898 | 6617.3931 | 0 | 21807.1243 | 6859.6614 | 0 | 22538.7484 | 7925.2823 | 101.77
232 | 2.6484 | 21253.241 | 6612.9624 | 0 | 21803.9654 | 6859.4598 | 0 | 22536.0882 | 7918.2548 | 101.12
233 | 2.6598 | 21248.2312 | 6612.8102 | 0 | 21803.2303 | 6853.2014 | 0 | 22535.4111 | 7913.9879 | 99.32
234 | 2.6712 | 21242.9625 | 6610.1602 | 0 | 21791.3364 | 6852.1406 | 0 | 22534.8666 | 7913.675 | 98.06
235 | 2.6826 | 21242.6868 | 6604.8843 | 0 | 21789.9008 | 6851.9428 | 0 | 22526.8112 | 7912.8338 | 96.29
236 | 2.6941 | 21236.8238 | 6604.3658 | 0 | 21789.434 | 6844.3701 | 0 | 22525.6005 | 7911.839 | 95.67
237 | 2.7055 | 21232.551 | 6584.917 | 0 | 21788.5762 | 6842.9508 | 0 | 22523.2912 | 7908.4876 | 95.08
238 | 2.7169 | 21229.0993 | 6582.7521 | 0 | 21782.6208 | 6841.9253 | 0 | 22514.7803 | 7908.4112 | 92.53
239 | 2.7283 | 21228.868 | 6574.3135 | 0 | 21781.2644 | 6837.1332 | 0 | 22511.3434 | 7908.4103 | 90.9
240 | 2.7397 | 21227.4521 | 6567.0021 | 0 | 21779.0801 | 6833.5887 | 0 | 22510.5092 | 7908.2181 | 90.67
241 | 2.7511 | 21226.9491 | 6566.3933 | 0 | 21778.666 | 6830.454 | 0 | 22509.5 | 7906.7365 | 87.16
242 | 2.7626 | 21218.6723 | 6565.6636 | 0 | 21777.0704 | 6827.7181 | 0 | 22509.0598 | 7903.4871 | 86.89
243 | 2.774 | 21211.9158 | 6549.6427 | 0 | 21770.1689 | 6824.1425 | 0 | 22506.5237 | 7899.2088 | 84.42
244 | 2.7854 | 21210.2121 | 6543.8269 | 0 | 21766.6879 | 6823.0612 | 0 | 22503.8502 | 7898.7028 | 81.23
245 | 2.7968 | 21205.1335 | 6538.3573 | 0 | 21760.2913 | 6821.7227 | 0 | 22500.029 | 7893.6663 | 75.56
246 | 2.8082 | 21199.4324 | 6534.1053 | 0 | 21756.8858 | 6821.4931 | 0 | 22499.0562 | 7887.3116 | 75.06
247 | 2.8196 | 21197.8809 | 6532.7278 | 0 | 21746.8615 | 6821.1623 | 0 | 22495.7922 | 7881.5181 | 69.11
248 | 2.8311 | 21189.5113 | 6530.0901 | 0 | 21740.3159 | 6818.9881 | 0 | 22492.6426 | 7881.1582 | 67.39
249 | 2.8425 | 21188.9513 | 6511.4361 | 0 | 21738.1391 | 6818.7286 | 0 | 22487.0838 | 7879.645 | 63.02
250 | 2.8539 | 21188.4476 | 6503.3044 | 0 | 21737.2362 | 6814.6675 | 0 | 22480.8772 | 7875.606 | 61.99
251 | 2.8653 | 21186.9194 | 6500.009 | 0 | 21735.9172 | 6813.1306 | 0 | 22472.8793 | 7872.2238 | 60.99
252 | 2.8767 | 21185.861 | 6498.8681 | 0 | 21735.8137 | 6813.104 | 0 | 22471.046 | 7872.159 | 57.47
253 | 2.8881 | 21174.1916 | 6497.4006 | 0 | 21735.6494 | 6806.4229 | 0 | 22464.8988 | 7865.7534 | 57.04
254 | 2.8995 | 21164.2298 | 6495.8441 | 0 | 21733.8749 | 6777.468 | 0 | 22464.1986 | 7859.8872 | 56.71
255 | 2.911 | 21163.3462 | 6488.2293 | 0 | 21731.5926 | 6776.7996 | 0 | 22457.4852 | 7858.5059 | 54.69
256 | 2.9224 | 21161.7471 | 6486.2732 | 0 | 21731.4487 | 6775.9448 | 0 | 22456.2724 | 7855.6779 | 53.95
257 | 2.9338 | 21161.4581 | 6478.703 | 0 | 21729.1026 | 6772.9293 | 0 | 22450.5958 | 7848.5409 | 53.46
258 | 2.9452 | 21158.8211 | 6478.2844 | 0 | 21728.9472 | 6763.4986 | 0 | 22445.5081 | 7847.3787 | 48.74
259 | 2.9566 | 21154.4759 | 6475.2943 | 0 | 21724.1619 | 6754.4289 | 0 | 22440.3883 | 7840.965 | 47.18
260 | 2.968 | 21153.3219 | 6466.7717 | 0 | 21716.9258 | 6750.9335 | 0 | 22431.5475 | 7839.8936 | 45.4
261 | 2.9795 | 21147.67 | 6466.592 | 0 | 21714.1047 | 6748.0281 | 0 | 22431.222 | 7839.5308 | 45.28
262 | 2.9909 | 21143.5841 | 6462.5231 | 0 | 21709.8269 | 6746.6333 | 0 | 22429.7912 | 7836.0988 | 45.1
263 | 3.0023 | 21140.1593 | 6457.5939 | 0 | 21701.5291 | 6744.1555 | 0 | 22423.5652 | 7833.8117 | 44.81
264 | 3.0137 | 21139.6957 | 6448.7533 | 0 | 21700.9973 | 6739.5752 | 0 | 22420.3712 | 7828.4951 | 44.77
265 | 3.0251 | 21135.561 | 6447.029 | 0 | 21690.2869 | 6737.3124 | 0 | 22419.9745 | 7827.0296 | 44.28
266 | 3.0365 | 21126.4796 | 6442.1917 | 0 | 21687.8086 | 6727.2546 | 0 | 22417.9819 | 7823.9453 | 40.01
267 | 3.0479 | 21120.9474 | 6430.7971 | 0 | 21680.7926 | 6724.7055 | 0 | 22416.9462 | 7823.3503 | 38.3
268 | 3.0594 | 21113.7367 | 6428.9421 | 0 | 21671.03 | 6721.0358 | 0 | 22412.3861 | 7820.3697 | 37.7
269 | 3.0708 | 21111.7671 | 6422.3358 | 0 | 21670.463 | 6720.5474 | 0 | 22411.6809 | 7819.9695 | 37.34
270 | 3.0822 | 21108.2705 | 6419.0436 | 0 | 21669.5498 | 6714.6312 | 0 | 22408.1758 | 7817.2856 | 34.25
271 | 3.0936 | 21104.7073 | 6415.3685 | 0 | 21667.9141 | 6710.5662 | 0 | 22405.638 | 7806.1348 | 34.05
272 | 3.105 | 21094.9511 | 6409.501 | 0 | 21664.859 | 6709.7166 | 0 | 22402.7004 | 7803.1686 | 33.4
273 | 3.1164 | 21094.4539 | 6408.6034 | 0 | 21660.3235 | 6708.9302 | 0 | 22396.3035 | 7799.9826 | 31.72
274 | 3.1279 | 21089.7866 | 6407.2863 | 0 | 21659.7089 | 6699.1713 | 0 | 22392.5099 | 7792.7855 | 31.05
275 | 3.1393 | 21087.6532 | 6404.9293 | 0 | 21657.4307 | 6698.5477 | 0 | 22389.0692 | 7791.0059 | 30.63
276 | 3.1507 | 21081.6623 | 6404.7136 | 0 | 21653.7753 | 6698.0496 | 0 | 22386.5801 | 7788.3137 | 30.33
277 | 3.1621 | 21081.2939 | 6402.8784 | 0 | 21650.2087 | 6694.2449 | 0 | 22383.8087 | 7787.6655 | 27.92
278 | 3.1735 | 21080.89 | 6400.5128 | 0 | 21645.1596 | 6693.9022 | 0 | 22383.6429 | 7777.5418 | 25.67
279 | 3.1849 | 21077.5182 | 6395.0073 | 0 | 21644.3669 | 6690.9833 | 0 | 22383.6366 | 7773.7211 | 25.42
280 | 3.1963 | 21076.0727 | 6393.7925 | 0 | 21644.2237 | 6689.9579 | 0 | 22383.2501 | 7773.6604 | 25.29
281 | 3.2078 | 21075.3607 | 6391.9407 | 0 | 21643.3793 | 6688.0937 | 0 | 22378.6905 | 7771.5456 | 24.75
282 | 3.2192 | 21073.7256 | 6390.8382 | 0 | 21642.1106 | 6684.6196 | 0 | 22376.9833 | 7769.2458 | 24.49
283 | 3.2306 | 21072.1039 | 6390.1867 | 0 | 21631.6647 | 6675.7208 | 0 | 22375.7927 | 7769.0546 | 22.01
284 | 3.242 | 21068.0194 | 6386.5191 | 0 | 21628.9724 | 6675.2633 | 0 | 22373.8405 | 7768.1239 | 21.69
285 | 3.2534 | 21062.8199 | 6382.4458 | 0 | 21627.639 | 6675.1092 | 0 | 22373.0219 | 7766.3374 | 19.33
286 | 3.2648 | 21061.4805 | 6375.4657 | 0 | 21623.5389 | 6672.8102 | 0 | 22368.3485 | 7759.4247 | 18.79
287 | 3.2763 | 21060.3371 | 6373.4784 | 0 | 21621.6287 | 6667.3267 | 0 | 22367.9031 | 7756.8082 | 18.58
288 | 3.2877 | 21055.6533 | 6372.6714 | 0 | 21617.711 | 6663.2657 | 0 | 22364.1029 | 7756.5864 | 18.35
289 | 3.2991 | 21055.1632 | 6370.4533 | 0 | 21617.5972 | 6661.4712 | 0 | 22361.2159 | 7742.1643 | 17.51
290 | 3.3105 | 21054.4179 | 6365.0799 | 0 | 21609.9208 | 6658.5872 | 0 | 22358.9694 | 7740.9507 | 16.55
291 | 3.3219 | 21049.8908 | 6355.994 | 0 | 21606.7769 | 6645.3589 | 0 | 22346.388 | 7737.4559 | 14.76
292 | 3.3333 | 21048.2364 | 6355.6691 | 0 | 21606.4897 | 6639.4094 | 0 | 22343.9895 | 7734.305 | 14.41
293 | 3.3447 | 21045.6822 | 6354.451 | 0 | 21604.6615 | 6637.6034 | 0 | 22343.6854 | 7734.014 | 14.27
294 | 3.3562 | 21038.5107 | 6354.155 | 0 | 21602.7654 | 6637.5563 | 0 | 22343.5586 | 7732.8343 | 13.47
295 | 3.3676 | 21037.4052 | 6350.0291 | 0 | 21600.2835 | 6636.4138 | 0 | 22341.2228 | 7731.3993 | 11.8
296 | 3.379 | 21032.2144 | 6346.953 | 0 | 21598.9755 | 6634.632 | 0 | 22340.8548 | 7730.6404 | 10.51
297 | 3.3904 | 21030.7879 | 6338.861 | 0 | 21597.4703 | 6632.0425 | 0 | 22340.4037 | 7730.1928 | 10.18
298 | 3.4018 | 21029.7775 | 6338.2915 | 0 | 21592.8488 | 6631.8243 | 0 | 22337.6908 | 7729.3781 | 4.77
299 | 3.4132 | 21029.3436 | 6338.2729 | 0 | 21588.4682 | 6624.9277 | 0 | 22335.3183 | 7724.9145 | 4.46
300 | 3.4247 | 21026.2672 | 6334.2559 | 0 | 21582.7652 | 6621.5132 | 0 | 22331.1802 | 7724.8902 | 3.53
301 | 3.4361 | 21021.1844 | 6324.5972 | 0 | 21582.0939 | 6618.9545 | 0 | 22327.5659 | 7724.4243 | 2.61
302 | 3.4475 | 21010.2768 | 6322.3029 | 0 | 21579.1633 | 6615.7915 | 0 | 22320.2897 | 7724.0481 | 1.54
303 | 3.4589 | 21008.3996 | 6318.3182 | 0 | 21575.1451 | 6612.6192 | 0 | 22319.959 | 7721.9918 | 0.04
304 | 3.4703 | 20987.777 | 6315.3452 | 0 | 21571.9213 | 6611.4449 | 0 | 22310.0463 | 7720.3346 | 0
305 | 3.4817 | 20985.3409 | 6314.1928 | 0 | 21569.8785 | 6610.6322 | 0 | 22309.9042 | 7719.7266 | 0
306 | 3.4932 | 20981.379 | 6313.2994 | 0 | 21569.4551 | 6608.7979 | 0 | 22304.2942 | 7716.7548 | 0
307 | 3.5046 | 20980.8303 | 6311.5158 | 0 | 21563.4935 | 6606.2317 | 0 | 22299.0828 | 7715.7567 | 0
308 | 3.516 | 20971.9988 | 6302.9309 | 0 | 21560.2144 | 6605.2491 | 0 | 22298.5898 | 7712.6857 | 0
309 | 3.5274 | 20971.5044 | 6300.1985 | 0 | 21553.5741 | 6602.0289 | 0 | 22296.244 | 7709.6616 | 0
310 | 3.5388 | 20970.7362 | 6299.6054 | 0 | 21552.1604 | 6600.3826 | 0 | 22291.659 | 7706.4061 | 0
311 | 3.5502 | 20966.185 | 6292.7808 | 0 | 21551.9454 | 6597.1865 | 0 | 22288.5622 | 7703.6895 | 0
312 | 3.5616 | 20964.0973 | 6291.3162 | 0 | 21551.3576 | 6591.5574 | 0 | 22283.9574 | 7702.376 | 0
313 | 3.5731 | 20959.2879 | 6287.8057 | 0 | 21550.2941 | 6586.9203 | 0 | 22280.6911 | 7699.6379 | 0
314 | 3.5845 | 20956.6767 | 6286.6715 | 0 | 21545.5692 | 6586.7958 | 0 | 22280.2182 | 7692.6389 | 0
315 | 3.5959 | 20954.0299 | 6284.7675 | 0 | 21544.4825 | 6585.0043 | 0 | 22267.6041 | 7692.357 | 0
316 | 3.6073 | 20951.6592 | 6282.9013 | 0 | 21533.4965 | 6582.7506 | 0 | 22264.4328 | 7689.0353 | 0
317 | 3.6187 | 20950.666 | 6272.9615 | 0 | 21533.3698 | 6580.9138 | 0 | 22263.4886 | 7673.5619 | 0
318 | 3.6301 | 20949.9383 | 6263.0979 | 0 | 21532.2567 | 6580.7055 | 0 | 22259.6916 | 7671.3605 | 0
319 | 3.6416 | 20947.6032 | 6262.9869 | 0 | 21531.043 | 6577.5335 | 0 | 22257.4707 | 7668.2215 | 0
320 | 3.653 | 20946.2218 | 6262.0179 | 0 | 21528.3535 | 6567.6289 | 0 | 22257.2931 | 7654.2034 | 0
321 | 3.6644 | 20935.729 | 6260.7221 | 0 | 21523.1601 | 6564.9462 | 0 | 22246.457 | 7653.8707 | 0
322 | 3.6758 | 20934.189 | 6257.4103 | 0 | 21519.4191 | 6557.3682 | 0 | 22243.5175 | 7653.3071 | 0
323 | 3.6872 | 20932.6631 | 6257.208 | 0 | 21515.8161 | 6557.2099 | 0 | 22240.9761 | 7652.922 | 0
324 | 3.6986 | 20917.262 | 6254.2692 | 0 | 21509.1868 | 6555.1119 | 0 | 22232.6491 | 7652.5659 | 0
325 | 3.71 | 20914.7017 | 6251.1105 | 0 | 21505.8881 | 6552.9581 | 0 | 22225.1062 | 7649.1373 | 0
326 | 3.7215 | 20909.7384 | 6250.0804 | 0 | 21502.0251 | 6530.6678 | 0 | 22218.2381 | 7646.0053 | 0
327 | 3.7329 | 20909.6128 | 6248.4564 | 0 | 21500.4202 | 6521.6435 | 0 | 22217.6313 | 7642.9818 | 0
328 | 3.7443 | 20907.8667 | 6247.5386 | 0 | 21494.3096 | 6519.1807 | 0 | 22215.3753 | 7637.6072 | 0
329 | 3.7557 | 20905.7807 | 6241.9417 | 0 | 21491.1089 | 6513.8162 | 0 | 22202.4655 | 7630.5814 | 0
330 | 3.7671 | 20905.5603 | 6241.5713 | 0 | 21483.5171 | 6510.2249 | 0 | 22201.7903 | 7626.3692 | 0
331 | 3.7785 | 20899.4824 | 6238.584 | 0 | 21483.2901 | 6509.9582 | 0 | 22198.7107 | 7625.9874 | 0
332 | 3.79 | 20895.0693 | 6236.7126 | 0 | 21482.0864 | 6508.3613 | 0 | 22198.22 | 7623.9038 | 0
333 | 3.8014 | 20894.1151 | 6233.7303 | 0 | 21474.9143 | 6506.3568 | 0 | 22196.7289 | 7621.8547 | 0
334 | 3.8128 | 20884.016 | 6233.4282 | 0 | 21474.3575 | 6502.246 | 0 | 22193.455 | 7620.7293 | 0
335 | 3.8242 | 20883.0848 | 6218.0251 | 0 | 21474.1732 | 6501.5265 | 0 | 22191.4303 | 7612.9315 | 0
336 | 3.8356 | 20882.8244 | 6218.0022 | 0 | 21472.8283 | 6473.4797 | 0 | 22189.3778 | 7612.1558 | 0
337 | 3.847 | 20882.7304 | 6217.783 | 0 | 21468.8705 | 6472.9849 | 0 | 22188.6565 | 7607.6049 | 0
338 | 3.8584 | 20873.3113 | 6213.5196 | 0 | 21465.1805 | 6472.7467 | 0 | 22188.5133 | 7607.3404 | 0
339 | 3.8699 | 20872.8298 | 6208.4382 | 0 | 21461.9305 | 6472.7246 | 0 | 22179.5304 | 7607.2293 | 0
340 | 3.8813 | 20860.7714 | 6201.1545 | 0 | 21455.2736 | 6468.229 | 0 | 22179.4324 | 7598.4541 | 0
341 | 3.8927 | 20857.2887 | 6197.902 | 0 | 21455.0319 | 6463.5397 | 0 | 22179.1721 | 7598.1504 | 0
342 | 3.9041 | 20852.8832 | 6192.1297 | 0 | 21452.4162 | 6459.3414 | 0 | 22177.7793 | 7598.0302 | 0
343 | 3.9155 | 20852.5392 | 6191.4722 | 0 | 21445.7585 | 6457.453 | 0 | 22175.253 | 7596.9399 | 0
344 | 3.9269 | 20851.3463 | 6189.6393 | 0 | 21444.2707 | 6456.2191 | 0 | 22171.8739 | 7596.2431 | 0
345 | 3.9384 | 20849.9934 | 6185.7335 | 0 | 21441.5192 | 6450.7886 | 0 | 22171.5707 | 7588.8346 | 0
346 | 3.9498 | 20847.5651 | 6184.9258 | 0 | 21439.1316 | 6449.3604 | 0 | 22170.648 | 7585.0561 | 0
347 | 3.9612 | 20842.6722 | 6171.7171 | 0 | 21432.2707 | 6446.409 | 0 | 22169.8201 | 7583.7056 | 0
348 | 3.9726 | 20841.2349 | 6170.1196 | 0 | 21431.3034 | 6443.1356 | 0 | 22164.682 | 7581.6637 | 0
349 | 3.984 | 20841.2266 | 6159.5315 | 0 | 21427.2884 | 6441.4133 | 0 | 22164.1365 | 7573.7909 | 0
350 | 3.9954 | 20839.9064 | 6151.7236 | 0 | 21426.7575 | 6440.6685 | 0 | 22159.7158 | 7573.7798 | 0
351 | 4.0068 | 20834.8772 | 6150.2599 | 0 | 21425.8173 | 6439.6208 | 0 | 22154.8099 | 7562.4258 | 0
352 | 4.0183 | 20834.8607 | 6145.8847 | 0 | 21425.2164 | 6438.9263 | 0 | 22153.8239 | 7561.6794 | 0
353 | 4.0297 | 20830.4455 | 6138.3987 | 0 | 21421.7452 | 6438.5808 | 0 | 22153.4758 | 7561.5507 | 0
354 | 4.0411 | 20829.4034 | 6137.3854 | 0 | 21417.4507 | 6438.3246 | 0 | 22150.0266 | 7557.1241 | 0
355 | 4.0525 | 20829.052 | 6135.2725 | 0 | 21414.7576 | 6429.5919 | 0 | 22147.8902 | 7556.6729 | 0
356 | 4.0639 | 20828.468 | 6131.984 | 0 | 21407.66 | 6419.7534 | 0 | 22146.1758 | 7555.8059 | 0
357 | 4.0753 | 20825.2421 | 6128.571 | 0 | 21406.4497 | 6416.9651 | 0 | 22145.2838 | 7555.7174 | 0
358 | 4.0868 | 20821.9492 | 6127.5618 | 0 | 21405.7253 | 6415.5264 | 0 | 22135.8903 | 7546.6294 | 0
359 | 4.0982 | 20821.645 | 6127.0665 | 0 | 21400.2334 | 6414.3579 | 0 | 22135.4659 | 7546.4834 | 0
360 | 4.1096 | 20820.9505 | 6120.7303 | 0 | 21396.1754 | 6413.9694 | 0 | 22130.5991 | 7546.2208 | 0
361 | 4.121 | 20817.9912 | 6118.7146 | 0 | 21387.4462 | 6412.0156 | 0 | 22118.3321 | 7544.9929 | 0
362 | 4.1324 | 20815.3873 | 6117.4833 | 0 | 21386.0738 | 6407.1478 | 0 | 22110.8396 | 7541.3724 | 0
363 | 4.1438 | 20812.2146 | 6115.2031 | 0 | 21379.829 | 6402.459 | 0 | 22110.1503 | 7539.5363 | 0
364 | 4.1553 | 20810.9144 | 6115.1562 | 0 | 21378.2665 | 6400.1106 | 0 | 22107.7879 | 7528.3152 | 0
365 | 4.1667 | 20809.2704 | 6110.7862 | 0 | 21375.3867 | 6389.5705 | 0 | 22102.7059 | 7517.3281 | 0
366 | 4.1781 | 20808.3445 | 6105.0952 | 0 | 21375.3633 | 6388.3039 | 0 | 22102.1083 | 7515.4109 | 0
367 | 4.1895 | 20806.8781 | 6104.9164 | 0 | 21372.7144 | 6386.9546 | 0 | 22096.217 | 7513.7909 | 0
368 | 4.2009 | 20801.0734 | 6092.8238 | 0 | 21368.5725 | 6376.2587 | 0 | 22093.6334 | 7510.4612 | 0
369 | 4.2123 | 20800.615 | 6086.9703 | 0 | 21364.4775 | 6356.1944 | 0 | 22087.215 | 7509.2915 | 0
370 | 4.2237 | 20799.7042 | 6079.4515 | 0 | 21360.7615 | 6355.6209 | 0 | 22086.9001 | 7507.2005 | 0
371 | 4.2352 | 20792.9887 | 6077.1356 | 0 | 21360.5054 | 6353.9469 | 0 | 22086.4718 | 7507.0972 | 0
372 | 4.2466 | 20785.9209 | 6076.6737 | 0 | 21353.6811 | 6350.747 | 0 | 22077.0535 | 7502.862 | 0
373 | 4.258 | 20785.7309 | 6073.2113 | 0 | 21350.2845 | 6350.5727 | 0 | 22076.5699 | 7502.6695 | 0
374 | 4.2694 | 20783.6694 | 6073.1908 | 0 | 21346.0791 | 6347.6226 | 0 | 22074.191 | 7502.1578 | 0
375 | 4.2808 | 20780.3227 | 6072.2501 | 0 | 21345.6289 | 6343.1152 | 0 | 22069.2592 | 7489.0241 | 0
376 | 4.2922 | 20775.9831 | 6071.3326 | 0 | 21345.2997 | 6335.841 | 0 | 22067.8219 | 7486.4634 | 0
377 | 4.3037 | 20773.6896 | 6071.1299 | 0 | 21342.766 | 6333.0394 | 0 | 22066.6391 | 7486.2134 | 0
378 | 4.3151 | 20770.5997 | 6067.7309 | 0 | 21339.5138 | 6327.273 | 0 | 22060.3909 | 7482.8874 | 0
379 | 4.3265 | 20769.5485 | 6063.4872 | 0 | 21336.3114 | 6321.2378 | 0 | 22058.959 | 7482.5341 | 0
380 | 4.3379 | 20769.4253 | 6061.809 | 0 | 21329.2998 | 6319.0788 | 0 | 22056.4702 | 7481.6866 | 0
381 | 4.3493 | 20763.5506 | 6057.812 | 0 | 21328.4822 | 6314.9816 | 0 | 22054.7809 | 7481.3034 | 0
382 | 4.3607 | 20761.4557 | 6055.6332 | 0 | 21322.6027 | 6314.8743 | 0 | 22052.8043 | 7474.1004 | 0
383 | 4.3721 | 20756.3235 | 6054.0811 | 0 | 21322.5981 | 6312.4602 | 0 | 22052.3431 | 7473.52 | 0
384 | 4.3836 | 20754.9468 | 6045.4626 | 0 | 21321.527 | 6311.3895 | 0 | 22050.0395 | 7471.9607 | 0
385 | 4.395 | 20754.8462 | 6043.1214 | 0 | 21318.1073 | 6300.4842 | 0 | 22049.3862 | 7471.4381 | 0
386 | 4.4064 | 20750.0357 | 6037.4814 | 0 | 21315.9773 | 6295.0358 | 0 | 22048.7477 | 7471.087 | 0
387 | 4.4178 | 20745.6751 | 6037.2969 | 0 | 21315.4665 | 6292.3421 | 0 | 22047.4992 | 7467.4295 | 0
388 | 4.4292 | 20743.0461 | 6035.0359 | 0 | 21313.6405 | 6290.9492 | 0 | 22046.5313 | 7465.9001 | 0
389 | 4.4406 | 20738.529 | 6034.4836 | 0 | 21312.1719 | 6289.9293 | 0 | 22046.029 | 7465.0324 | 0
390 | 4.4521 | 20729.1802 | 6030.6442 | 0 | 21310.2377 | 6287.9388 | 0 | 22041.6813 | 7463.9494 | 0
391 | 4.4635 | 20727.4709 | 6028.9589 | 0 | 21308.5091 | 6287.5525 | 0 | 22041.4848 | 7462.0218 | 0
392 | 4.4749 | 20721.0392 | 6021.8756 | 0 | 21292.8304 | 6286.345 | 0 | 22039.0863 | 7460.4983 | 0
393 | 4.4863 | 20720.9177 | 6019.9821 | 0 | 21287.8847 | 6286.05 | 0 | 22038.6004 | 7460.4065 | 0
394 | 4.4977 | 20717.9969 | 6019.0074 | 0 | 21283.7563 | 6285.6501 | 0 | 22037.4667 | 7459.2017 | 0
395 | 4.5091 | 20717.9203 | 6018.4724 | 0 | 21281.4479 | 6283.7963 | 0 | 22032.5444 | 7452.7803 | 0
396 | 4.5205 | 20716.3599 | 6018.1921 | 0 | 21281.1196 | 6281.6672 | 0 | 22029.334 | 7451.9187 | 0
397 | 4.532 | 20710.7809 | 6016.267 | 0 | 21279.5503 | 6275.4784 | 0 | 22023.0199 | 7450.749 | 0
398 | 4.5434 | 20704.497 | 6015.3492 | 0 | 21276.688 | 6272.734 | 0 | 22022.2238 | 7448.0628 | 0
399 | 4.5548 | 20703.0493 | 6014.8909 | 0 | 21276.6279 | 6272.5133 | 0 | 22017.9419 | 7446.7373 | 0
400 | 4.5662 | 20698.8597 | 6010.7003 | 0 | 21264.9935 | 6262.3511 | 0 | 22017.6709 | 7442.7752 | 0
401 | 4.5776 | 20692.8722 | 6007.7958 | 0 | 21264.2662 | 6261.23 | 0 | 22013.5651 | 7441.4625 | 0
402 | 4.589 | 20692.7444 | 6005.7946 | 0 | 21263.2908 | 6257.4182 | 0 | 22009.8654 | 7441.4143 | 0
403 | 4.6005 | 20689.4043 | 6002.999 | 0 | 21262.6523 | 6257.2457 | 0 | 22008.7006 | 7437.3047 | 0
404 | 4.6119 | 20688.9474 | 5999.2352 | 0 | 21262.1428 | 6254.222 | 0 | 22007.8031 | 7432.9216 | 0
405 | 4.6233 | 20686.8164 | 5996.053 | 0 | 21261.5 | 6252.2898 | 0 | 22006.5199 | 7428.672 | 0
406 | 4.6347 | 20685.4209 | 5995.5321 | 0 | 21253.5273 | 6250.8638 | 0 | 22005.4115 | 7427.6338 | 0
407 | 4.6461 | 20681.9905 | 5993.7078 | 0 | 21249.4055 | 6245.2414 | 0 | 22005.2641 | 7423.4457 | 0
408 | 4.6575 | 20680.0484 | 5990.8959 | 0 | 21248.613 | 6243.6507 | 0 | 22001.8619 | 7419.1172 | 0
409 | 4.6689 | 20679.9823 | 5987.5752 | 0 | 21247.6237 | 6242.9029 | 0 | 22001.3231 | 7419.1049 | 0
410 | 4.6804 | 20671.9919 | 5987.1721 | 0 | 21247.2089 | 6240.3861 | 0 | 21999.8207 | 7412.8165 | 0
411 | 4.6918 | 20669.5319 | 5986.7548 | 0 | 21242.2429 | 6236.0674 | 0 | 21996.6443 | 7406.9366 | 0
412 | 4.7032 | 20667.5132 | 5985.3122 | 0 | 21236.4057 | 6235.5182 | 0 | 21995.21 | 7403.8283 | 0
413 | 4.7146 | 20666.9302 | 5981.0555 | 0 | 21236.2167 | 6230.0077 | 0 | 21994.3522 | 7401.8989 | 0
414 | 4.726 | 20665.5457 | 5979.7612 | 0 | 21234.7 | 6225.9195 | 0 | 21988.9834 | 7401.4877 | 0
415 | 4.7374 | 20664.9555 | 5977.7071 | 0 | 21230.1323 | 6212.6436 | 0 | 21988.1774 | 7399.6278 | 0
416 | 4.7489 | 20662.3857 | 5973.8967 | 0 | 21228.8896 | 6204.0771 | 0 | 21988.0221 | 7399.5486 | 0
417 | 4.7603 | 20660.9909 | 5971.5664 | 0 | 21228.7377 | 6196.8454 | 0 | 21980.6379 | 7398.6215 | 0
418 | 4.7717 | 20659.5295 | 5970.0144 | 0 | 21226.3275 | 6193.0543 | 0 | 21978.9308 | 7393.6536 | 0
419 | 4.7831 | 20650.1012 | 5968.8075 | 0 | 21224.2292 | 6190.3151 | 0 | 21977.6518 | 7387.5374 | 0
420 | 4.7945 | 20645.5921 | 5960.1243 | 0 | 21219.086 | 6189.7674 | 0 | 21976.4885 | 7382.3216 | 0
421 | 4.8059 | 20645.1363 | 5957.1671 | 0 | 21218.4144 | 6183.4942 | 0 | 21973.1004 | 7379.3844 | 0
422 | 4.8174 | 20644.2285 | 5956.2801 | 0 | 21214.9455 | 6181.2899 | 0 | 21972.1058 | 7378.3871 | 0
423 | 4.8288 | 20639.556 | 5954.1116 | 0 | 21211.8879 | 6178.7015 | 0 | 21968.1301 | 7370.2293 | 0
424 | 4.8402 | 20638.7135 | 5949.2448 | 0 | 21210.3139 | 6178.0131 | 0 | 21966.442 | 7368.8504 | 0
425 | 4.8516 | 20638.2105 | 5948.3105 | 0 | 21210.2491 | 6177.8192 | 0 | 21964.7674 | 7362.4899 | 0
426 | 4.863 | 20637.4233 | 5946.6237 | 0 | 21206.9991 | 6177.7436 | 0 | 21964.7625 | 7361.6492 | 0
427 | 4.8744 | 20636.7948 | 5946.3943 | 0 | 21206.4249 | 6175.6794 | 0 | 21960.5586 | 7360.909 | 0
428 | 4.8858 | 20635.3264 | 5944.5606 | 0 | 21206.1294 | 6172.1413 | 0 | 21954.7624 | 7360.5285 | 0
429 | 4.8973 | 20634.4949 | 5942.0085 | 0 | 21198.1082 | 6166.7701 | 0 | 21945.3706 | 7356.9829 | 0
430 | 4.9087 | 20631.7407 | 5940.9044 | 0 | 21195.8224 | 6166.6463 | 0 | 21944.1161 | 7349.2139 | 0
431 | 4.9201 | 20630.6179 | 5932.3329 | 0 | 21191.9175 | 6163.3941 | 0 | 21941.304 | 7348.9258 | 0
432 | 4.9315 | 20630.552 | 5929.2091 | 0 | 21188.8092 | 6162.7593 | 0 | 21939.3697 | 7343.2633 | 0
433 | 4.9429 | 20628.9836 | 5929.0939 | 0 | 21184.9328 | 6162.4789 | 0 | 21937.6373 | 7342.9649 | 0
434 | 4.9543 | 20628.9531 | 5927.3797 | 0 | 21183.4288 | 6160.7741 | 0 | 21937.1392 | 7335.2201 | 0
435 | 4.9658 | 20628.406 | 5926.6869 | 0 | 21174.733 | 6158.8499 | 0 | 21935.5548 | 7334.9909 | 0
436 | 4.9772 | 20616.8884 | 5926.336 | 0 | 21174.4925 | 6157.3858 | 0 | 21935.3802 | 7334.6127 | 0
437 | 4.9886 | 20612.4358 | 5926.2893 | 0 | 21174.2583 | 6150.5486 | 0 | 21934.9295 | 7334.196 | 0
438 | 5 | 20610.0382 | 5924.3906 | 0 | 21169.5236 | 6150.296 | 0 | 21934.1333 | 7332.4647 | 0
439 | 5.0114 | 20607.7183 | 5920.6565 | 0 | 21169.2771 | 6149.7845 | 0 | 21933.105 | 7332.3462 | 0
440 | 5.0228 | 20606.6501 | 5912.7415 | 0 | 21167.9145 | 6147.5657 | 0 | 21927.2942 | 7329.7279 | 0
441 | 5.0342 | 20593.3211 | 5909.9555 | 0 | 21167.0417 | 6144.7354 | 0 | 21925.6373 | 7327.4781 | 0
442 | 5.0457 | 20589.4974 | 5909.5893 | 0 | 21165.8106 | 6142.7741 | 0 | 21920.5884 | 7327.0019 | 0
443 | 5.0571 | 20587.5804 | 5908.4468 | 0 | 21165.4858 | 6141.5186 | 0 | 21917.4363 | 7326.6699 | 0
444 | 5.0685 | 20584.2421 | 5905.8879 | 0 | 21158.8039 | 6139.5424 | 0 | 21913.9756 | 7323.6083 | 0
445 | 5.0799 | 20582.6316 | 5903.8978 | 0 | 21153.4782 | 6139.207 | 0 | 21911.9327 | 7319.7523 | 0
446 | 5.0913 | 20582.2794 | 5902.3672 | 0 | 21149.0379 | 6138.5628 | 0 | 21910.9636 | 7318.1566 | 0
447 | 5.1027 | 20580.4843 | 5901.7877 | 0 | 21143.6274 | 6138.1797 | 0 | 21910.6977 | 7317.2104 | 0
448 | 5.1142 | 20579.2155 | 5898.0085 | 0 | 21141.7626 | 6137.546 | 0 | 21908.4024 | 7316.2983 | 0
449 | 5.1256 | 20578.0117 | 5893.3212 | 0 | 21139.6785 | 6134.655 | 0 | 21906.9544 | 7310.7911 | 0
450 | 5.137 | 20572.3678 | 5892.3515 | 0 | 21133.5764 | 6125.2688 | 0 | 21900.6499 | 7309.4282 | 0
451 | 5.1484 | 20571.77 | 5889.9463 | 0 | 21131.1814 | 6123.3797 | 0 | 21895.1567 | 7306.1893 | 0
452 | 5.1598 | 20570.2288 | 5885.6408 | 0 | 21130.6912 | 6122.0402 | 0 | 21888.5169 | 7304.5572 | 0
453 | 5.1712 | 20567.9299 | 5883.2128 | 0 | 21130.4216 | 6121.5824 | 0 | 21885.7854 | 7300.1648 | 0
454 | 5.1826 | 20565.4038 | 5883.1314 | 0 | 21127.4618 | 6119.2797 | 0 | 21881.0266 | 7295.7953 | 0
455 | 5.1941 | 20563.0979 | 5882.9916 | 0 | 21126.9726 | 6119.2561 | 0 | 21878.0921 | 7291.8213 | 0
456 | 5.2055 | 20562.2548 | 5881.2239 | 0 | 21123.8158 | 6118.8171 | 0 | 21877.6493 | 7289.3676 | 0
457 | 5.2169 | 20559.6595 | 5880.8156 | 0 | 21116.138 | 6115.484 | 0 | 21875.9518 | 7282.8096 | 0
458 | 5.2283 | 20559.2979 | 5878.3125 | 0 | 21115.6091 | 6107.6679 | 0 | 21874.6589 | 7281.813 | 0
459 | 5.2397 | 20558.5586 | 5876.8955 | 0 | 21109.4504 | 6106.9731 | 0 | 21865.5703 | 7281.4647 | 0
460 | 5.2511 | 20557.386 | 5870.3648 | 0 | 21108.6545 | 6106.3333 | 0 | 21865.5137 | 7275.0266 | 0
461 | 5.2626 | 20557.0334 | 5869.717 | 0 | 21105.8239 | 6098.6901 | 0 | 21860.5035 | 7274.6436 | 0
462 | 5.274 | 20556.1536 | 5867.0488 | 0 | 21101.3992 | 6097.1608 | 0 | 21857.6331 | 7268.2389 | 0
463 | 5.2854 | 20555.0291 | 5863.9084 | 0 | 21097.344 | 6096.1119 | 0 | 21856.5426 | 7267.3708 | 0
464 | 5.2968 | 20554.8077 | 5862.6938 | 0 | 21096.1289 | 6088.8117 | 0 | 21855.1872 | 7265.1794 | 0
465 | 5.3082 | 20552.4314 | 5862.4788 | 0 | 21095.6782 | 6088.4556 | 0 | 21854.3697 | 7260.1911 | 0
466 | 5.3196 | 20547.95 | 5858.1752 | 0 | 21095.601 | 6085.3628 | 0 | 21849.6844 | 7259.7386 | 0
467 | 5.3311 | 20546.9781 | 5853.8225 | 0 | 21094.479 | 6081.6707 | 0 | 21846.3089 | 7255.4464 | 0
468 | 5.3425 | 20545.3587 | 5852.395 | 0 | 21092.3639 | 6080.5403 | 0 | 21845.5867 | 7255.2287 | 0
469 | 5.3539 | 20538.084 | 5851.7046 | 0 | 21088.0847 | 6079.2249 | 0 | 21841.112 | 7254.1871 | 0
470 | 5.3653 | 20536.4556 | 5850.6373 | 0 | 21084.2635 | 6077.1387 | 0 | 21840.8517 | 7253.9767 | 0
471 | 5.3767 | 20534.4954 | 5849.1933 | 0 | 21083.2145 | 6075.918 | 0 | 21838.4072 | 7251.6641 | 0
472 | 5.3881 | 20532.5775 | 5848.2284 | 0 | 21079.7763 | 6074.7894 | 0 | 21835.2481 | 7250.188 | 0
473 | 5.3995 | 20531.3432 | 5846.0358 | 0 | 21076.009 | 6065.9349 | 0 | 21834.796 | 7248.3181 | 0
474 | 5.411 | 20530.6147 | 5845.2212 | 0 | 21073.6794 | 6064.9945 | 0 | 21833.9676 | 7244.3546 | 0
475 | 5.4224 | 20526.5596 | 5845.1122 | 0 | 21073.478 | 6064.5403 | 0 | 21831.6446 | 7243.5284 | 0
476 | 5.4338 | 20524.1825 | 5843.2088 | 0 | 21072.7566 | 6060.7148 | 0 | 21827.5491 | 7243.4835 | 0
477 | 5.4452 | 20522.7798 | 5842.5205 | 0 | 21070.1409 | 6060.3132 | 0 | 21826.6514 | 7243.2945 | 0
478 | 5.4566 | 20519.5836 | 5838.2678 | 0 | 21066.5381 | 6055.3351 | 0 | 21824.8309 | 7242.0395 | 0
479 | 5.468 | 20518.4861 | 5834.862 | 0 | 21065.452 | 6050.5432 | 0 | 21823.396 | 7241.5652 | 0
480 | 5.4795 | 20517.503 | 5829.7333 | 0 | 21059.469 | 6049.5962 | 0 | 21816.1184 | 7239.275 | 0
481 | 5.4909 | 20513.527 | 5827.5893 | 0 | 21058.8473 | 6048.4875 | 0 | 21805.1918 | 7228.6732 | 0
482 | 5.5023 | 20512.4085 | 5826.0264 | 0 | 21054.1945 | 6034.9763 | 0 | 21801.2746 | 7228.5856 | 0
483 | 5.5137 | 20509.2676 | 5825.4117 | 0 | 21053.3488 | 6032.9042 | 0 | 21797.7751 | 7224.863 | 0
484 | 5.5251 | 20500.9948 | 5824.3281 | 0 | 21047.8077 | 6032.8699 | 0 | 21796.6856 | 7216.4945 | 0
485 | 5.5365 | 20500.0514 | 5819.0933 | 0 | 21039.1926 | 6032.6119 | 0 | 21793.7001 | 7216.4329 | 0
486 | 5.5479 | 20499.6971 | 5818.7244 | 0 | 21037.2512 | 6032.1921 | 0 | 21791.6156 | 7214.0141 | 0
487 | 5.5594 | 20495.1167 | 5817.9154 | 0 | 21034.5346 | 6027.5714 | 0 | 21788.9118 | 7207.9908 | 0
488 | 5.5708 | 20492.8891 | 5815.2156 | 0 | 21023.0296 | 6024.0656 | 0 | 21782.8401 | 7197.7813 | 0
489 | 5.5822 | 20492.2517 | 5813.9033 | 0 | 21022.4133 | 6022.543 | 0 | 21779.7073 | 7194.9156 | 0
490 | 5.5936 | 20489.609 | 5809.0644 | 0 | 21021.6114 | 6019.9236 | 0 | 21778.2902 | 7188.7916 | 0
491 | 5.605 | 20485.9862 | 5808.441 | 0 | 21020.4256 | 6016.9391 | 0 | 21774.3003 | 7186.915 | 0
492 | 5.6164 | 20483.8 | 5805.8255 | 0 | 21018.8826 | 6016.2019 | 0 | 21772.7939 | 7183.053 | 0
493 | 5.6279 | 20483.2845 | 5804.4783 | 0 | 21013.8787 | 6013.2229 | 0 | 21766.0314 | 7182.5269 | 0
494 | 5.6393 | 20482.9308 | 5803.9769 | 0 | 21011.5454 | 6011.0981 | 0 | 21764.9322 | 7176.8564 | 0
495 | 5.6507 | 20481.8689 | 5800.2973 | 0 | 21011.1745 | 6010.6328 | 0 | 21763.4997 | 7175.8066 | 0
496 | 5.6621 | 20475.4856 | 5799.1711 | 0 | 21005.1111 | 6008.5228 | 0 | 21760.7338 | 7173.8104 | 0
497 | 5.6735 | 20473.3097 | 5797.458 | 0 | 21002.3348 | 5991.4283 | 0 | 21760.1149 | 7171.7187 | 0
498 | 5.6849 | 20470.6473 | 5795.2059 | 0 | 21001.9561 | 5985.5063 | 0 | 21756.8653 | 7169.2171 | 0
499 | 5.6963 | 20470.6228 | 5790.9525 | 0 | 21001.5289 | 5985.1888 | 0 | 21755.9212 | 7166.9227 | 0
500 | 5.7078 | 20469.3351 | 5785.4012 | 0 | 20995.0314 | 5978.9833 | 0 | 21752.8856 | 7166.3418 | 0
501 | 5.7192 | 20468.0293 | 5785.0447 | 0 | 20994.3382 | 5976.8231 | 0 | 21752.366 | 7161.8622 | 0
502 | 5.7306 | 20465.589 | 5783.6752 | 0 | 20993.306 | 5975.5351 | 0 | 21749.3206 | 7161.7421 | 0
503 | 5.742 | 20464.503 | 5783.1314 | 0 | 20987.8413 | 5971.283 | 0 | 21748.8346 | 7160.3682 | 0
504 | 5.7534 | 20459.0273 | 5782.5075 | 0 | 20986.0781 | 5971.1464 | 0 | 21748.7527 | 7159.5066 | 0
505 | 5.7648 | 20456.9664 | 5780.6878 | 0 | 20984.2432 | 5968.7829 | 0 | 21746.4064 | 7159.2396 | 0
506 | 5.7763 | 20456.539 | 5780.1452 | 0 | 20983.8144 | 5965.2925 | 0 | 21745.7618 | 7157.2072 | 0
507 | 5.7877 | 20455.4943 | 5776.0664 | 0 | 20978.6011 | 5959.4107 | 0 | 21742.3129 | 7156.8146 | 0
508 | 5.7991 | 20454.1564 | 5771.6721 | 0 | 20977.2052 | 5956.4618 | 0 | 21742.3073 | 7155.9518 | 0
509 | 5.8105 | 20449.8239 | 5770.9274 | 0 | 20976.588 | 5955.0956 | 0 | 21738.9653 | 7155.8247 | 0
510 | 5.8219 | 20447.7109 | 5770.1004 | 0 | 20976.3095 | 5953.1585 | 0 | 21738.8476 | 7148.538 | 0
511 | 5.8333 | 20441.1061 | 5764.5718 | 0 | 20973.9652 | 5949.9854 | 0 | 21737.3322 | 7145.7169 | 0
512 | 5.8447 | 20439.5855 | 5763.9943 | 0 | 20972.1998 | 5948.2468 | 0 | 21736.3373 | 7145.0772 | 0
513 | 5.8562 | 20436.7963 | 5763.7464 | 0 | 20971.7233 | 5947.6102 | 0 | 21735.9019 | 7141.8399 | 0
514 | 5.8676 | 20436.0389 | 5761.2484 | 0 | 20970.4753 | 5946.7853 | 0 | 21734.2884 | 7137.6997 | 0
515 | 5.879 | 20433.3977 | 5752.8637 | 0 | 20968.7767 | 5943.4341 | 0 | 21733.5766 | 7136.5905 | 0
516 | 5.8904 | 20433.0984 | 5751.3358 | 0 | 20968.208 | 5942.7795 | 0 | 21727.8675 | 7136.0556 | 0
517 | 5.9018 | 20429.6544 | 5749.399 | 0 | 20968.0579 | 5940.4658 | 0 | 21726.1488 | 7135.4514 | 0
518 | 5.9132 | 20429.4246 | 5746.8393 | 0 | 20967.3932 | 5936.5165 | 0 | 21724.923 | 7132.5627 | 0
519 | 5.9247 | 20428.8421 | 5742.954 | 0 | 20965.0643 | 5928.2139 | 0 | 21721.9982 | 7132.0871 | 0
520 | 5.9361 | 20425.2532 | 5742.5748 | 0 | 20962.3399 | 5928.0953 | 0 | 21721.022 | 7128.9595 | 0
521 | 5.9475 | 20424.6803 | 5741.0795 | 0 | 20960.5388 | 5921.6166 | 0 | 21719.0462 | 7128.9486 | 0
522 | 5.9589 | 20423.7381 | 5738.6135 | 0 | 20959.3875 | 5921.5944 | 0 | 21712.7558 | 7128.8334 | 0
523 | 5.9703 | 20423.5259 | 5737.2027 | 0 | 20957.0769 | 5918.5018 | 0 | 21703.859 | 7127.6221 | 0
524 | 5.9817 | 20422.3369 | 5735.5917 | 0 | 20955.4878 | 5918.2474 | 0 | 21703.2491 | 7123.8329 | 0
525 | 5.9932 | 20421.0104 | 5734.4865 | 0 | 20954.1754 | 5909.9487 | 0 | 21702.4604 | 7120.221 | 0
526 | 6.0046 | 20420.135 | 5732.6947 | 0 | 20951.4824 | 5909.7102 | 0 | 21697.9767 | 7117.9872 | 0
527 | 6.016 | 20412.5683 | 5724.1482 | 0 | 20950.9127 | 5905.9532 | 0 | 21692.9991 | 7115.6468 | 0
528 | 6.0274 | 20412.158 | 5723.7428 | 0 | 20942.508 | 5902.7179 | 0 | 21692.7738 | 7113.3517 | 0
529 | 6.0388 | 20407.4769 | 5720.2806 | 0 | 20942.3235 | 5899.4151 | 0 | 21691.9872 | 7109.9835 | 0
530 | 6.0502 | 20406.6373 | 5719.3851 | 0 | 20941.3195 | 5898.6089 | 0 | 21690.8574 | 7108.5909 | 0
531 | 6.0616 | 20405.9083 | 5719.2407 | 0 | 20940.1106 | 5895.3451 | 0 | 21690.375 | 7107.1968 | 0
532 | 6.0731 | 20399.7732 | 5718.2695 | 0 | 20939.6195 | 5889.9354 | 0 | 21689.7648 | 7105.5309 | 0
533 | 6.0845 | 20399.5503 | 5712.233 | 0 | 20938.361 | 5887.6099 | 0 | 21689.3128 | 7102.6136 | 0
534 | 6.0959 | 20398.8454 | 5710.7225 | 0 | 20929.3605 | 5887.4799 | 0 | 21683.0554 | 7102.4347 | 0
535 | 6.1073 | 20396.8831 | 5710.3962 | 0 | 20928.5151 | 5886.6963 | 0 | 21682.764 | 7101.6963 | 0
536 | 6.1187 | 20396.422 | 5709.2368 | 0 | 20927.0799 | 5880.8682 | 0 | 21682.7428 | 7101.3627 | 0
537 | 6.1301 | 20394.9275 | 5708.3207 | 0 | 20925.8536 | 5880.4564 | 0 | 21682.0389 | 7100.2785 | 0
538 | 6.1416 | 20393.5843 | 5706.8473 | 0 | 20925.5955 | 5878.3078 | 0 | 21673.817 | 7095.6711 | 0
539 | 6.153 | 20391.954 | 5700.9531 | 0 | 20919.3649 | 5870.0691 | 0 | 21673.7428 | 7095.1479 | 0
540 | 6.1644 | 20383.8505 | 5700.7289 | 0 | 20903.5943 | 5867.8954 | 0 | 21665.5495 | 7093.4514 | 0
541 | 6.1758 | 20379.379 | 5699.4857 | 0 | 20903.4893 | 5867.2001 | 0 | 21664.4315 | 7091.2476 | 0
542 | 6.1872 | 20379.3202 | 5696.9211 | 0 | 20903.0474 | 5866.2338 | 0 | 21660.755 | 7090.6554 | 0
543 | 6.1986 | 20376.4733 | 5694.9351 | 0 | 20902.8199 | 5861.7225 | 0 | 21658.4279 | 7085.6443 | 0
544 | 6.21 | 20376.2593 | 5687.3975 | 0 | 20902.6588 | 5861.1388 | 0 | 21657.5162 | 7080.7808 | 0
545 | 6.2215 | 20373.4998 | 5682.8213 | 0 | 20902.6224 | 5857.6744 | 0 | 21651.3205 | 7069.4819 | 0
546 | 6.2329 | 20369.8696 | 5680.5687 | 0 | 20900.2822 | 5856.5504 | 0 | 21650.878 | 7065.7745 | 0
547 | 6.2443 | 20368.2454 | 5678.8677 | 0 | 20899.9491 | 5849.1484 | 0 | 21649.3085 | 7065.7052 | 0
548 | 6.2557 | 20368.199 | 5677.9697 | 0 | 20897.6966 | 5848.9058 | 0 | 21648.2568 | 7065.0355 | 0
549 | 6.2671 | 20368.199 | 5671.0573 | 0 | 20894.0699 | 5848.7373 | 0 | 21647.776 | 7064.0123 | 0
550 | 6.2785 | 20362.6926 | 5670.2217 | 0 | 20893.8932 | 5848.0424 | 0 | 21647.1785 | 7060.2255 | 0
551 | 6.29 | 20361.1161 | 5669.8774 | 0 | 20893.8687 | 5846.7412 | 0 | 21647.1283 | 7057.9996 | 0
552 | 6.3014 | 20352.4954 | 5667.999 | 0 | 20893.6817 | 5843.8092 | 0 | 21646.1721 | 7052.7428 | 0
553 | 6.3128 | 20349.5294 | 5667.9555 | 0 | 20885.9749 | 5841.5709 | 0 | 21645.8761 | 7037.9733 | 0
554 | 6.3242 | 20347.6065 | 5667.5708 | 0 | 20884.9053 | 5839.6685 | 0 | 21645.8078 | 7036.3198 | 0
555 | 6.3356 | 20343.0411 | 5662.0841 | 0 | 20881.3841 | 5836.6126 | 0 | 21643.5718 | 7035.3161 | 0
556 | 6.347 | 20341.3779 | 5658.4955 | 0 | 20878.6407 | 5832.6924 | 0 | 21643.3053 | 7028.8404 | 0
557 | 6.3584 | 20339.3774 | 5654.7375 | 0 | 20878.0461 | 5831.2673 | 0 | 21643.2439 | 7026.6961 | 0
558 | 6.3699 | 20337.1334 | 5643.1247 | 0 | 20876.4035 | 5830.5807 | 0 | 21639.8309 | 7023.3956 | 0
559 | 6.3813 | 20331.7382 | 5642.9073 | 0 | 20876.0191 | 5828.0489 | 0 | 21636.9878 | 7022.6358 | 0
560 | 6.3927 | 20328.0694 | 5642.757 | 0 | 20875.5112 | 5825.5606 | 0 | 21635.7935 | 7019.4957 | 0
561 | 6.4041 | 20328.041 | 5642.3533 | 0 | 20868.255 | 5824.6211 | 0 | 21634.9006 | 7016.4773 | 0
562 | 6.4155 | 20319.8863 | 5641.7985 | 0 | 20865.8781 | 5818.1821 | 0 | 21633.2701 | 7014.1339 | 0
563 | 6.4269 | 20317.0727 | 5625.9524 | 0 | 20864.5759 | 5814.0832 | 0 | 21630.9066 | 7013.9136 | 0
564 | 6.4384 | 20315.4947 | 5622.0518 | 0 | 20861.5092 | 5814.0586 | 0 | 21630.3633 | 7009.3415 | 0
565 | 6.4498 | 20314.4848 | 5620.6467 | 0 | 20861.3014 | 5813.2 | 0 | 21629.1952 | 7007.7462 | 0
566 | 6.4612 | 20312.095 | 5619.7434 | 0 | 20860.6876 | 5812.5835 | 0 | 21628.7356 | 7007.0145 | 0
567 | 6.4726 | 20307.2177 | 5619.683 | 0 | 20860.6009 | 5809.1612 | 0 | 21626.7236 | 7005.4553 | 0
568 | 6.484 | 20305.8234 | 5618.7272 | 0 | 20857.5743 | 5808.7442 | 0 | 21626.433 | 7001.3059 | 0
569 | 6.4954 | 20302.6907 | 5615.2739 | 0 | 20856.4548 | 5808.6391 | 0 | 21624.0352 | 6998.1068 | 0
570 | 6.5068 | 20298.9293 | 5611.653 | 0 | 20855.7605 | 5808.0328 | 0 | 21620.8457 | 6995.5398 | 0
571 | 6.5183 | 20292.2861 | 5610.9136 | 0 | 20854.5294 | 5805.7139 | 0 | 21618.0472 | 6993.9134 | 0
572 | 6.5297 | 20290.3 | 5609.6894 | 0 | 20852.078 | 5804.8016 | 0 | 21616.2126 | 6991.7289 | 0
573 | 6.5411 | 20289.6643 | 5606.7238 | 0 | 20851.0752 | 5804.5759 | 0 | 21614.8362 | 6990.4765 | 0
574 | 6.5525 | 20289.5041 | 5603.3804 | 0 | 20850.699 | 5803.5617 | 0 | 21611.837 | 6989.4071 | 0
575 | 6.5639 | 20284.5222 | 5603.1891 | 0 | 20850.1231 | 5803.1757 | 0 | 21610.868 | 6988.9 | 0
576 | 6.5753 | 20280.1032 | 5594.5198 | 0 | 20849.7559 | 5801.208 | 0 | 21610.7401 | 6988.0311 | 0
577 | 6.5868 | 20278.4674 | 5592.0244 | 0 | 20849.4967 | 5797.2091 | 0 | 21609.4949 | 6987.9717 | 0
578 | 6.5982 | 20272.1543 | 5589.9053 | 0 | 20844.7062 | 5797.2051 | 0 | 21607.2001 | 6986.9818 | 0
579 | 6.6096 | 20267.7037 | 5587.3003 | 0 | 20842.9847 | 5794.8226 | 0 | 21606.7128 | 6986.48 | 0
580 | 6.621 | 20264.0832 | 5583.2148 | 0 | 20840.0656 | 5792.1449 | 0 | 21603.1611 | 6982.8219 | 0
581 | 6.6324 | 20262.3635 | 5582.9599 | 0 | 20838.1767 | 5790.167 | 0 | 21602.5057 | 6982.2065 | 0
582 | 6.6438 | 20252.4563 | 5581.9862 | 0 | 20836.403 | 5779.4149 | 0 | 21596.2274 | 6981.4574 | 0
583 | 6.6553 | 20251.6019 | 5580.4501 | 0 | 20834.879 | 5770.8989 | 0 | 21590.9216 | 6978.6422 | 0
584 | 6.6667 | 20250.7451 | 5578.3209 | 0 | 20834.3333 | 5770.8948 | 0 | 21586.1401 | 6975.4402 | 0
585 | 6.6781 | 20250.6096 | 5577.39 | 0 | 20828.6567 | 5769.6541 | 0 | 21585.8043 | 6971.6178 | 0
586 | 6.6895 | 20246.9279 | 5571.1953 | 0 | 20825.5523 | 5769.2077 | 0 | 21582.0272 | 6967.7879 | 0
587 | 6.7009 | 20244.9165 | 5565.2571 | 0 | 20823.4704 | 5765.8535 | 0 | 21581.8781 | 6965.5031 | 0
588 | 6.7123 | 20243.5374 | 5565.1194 | 0 | 20820.2118 | 5761.1171 | 0 | 21581.1906 | 6962.6037 | 0
589 | 6.7237 | 20243.2027 | 5559.843 | 0 | 20819.5777 | 5758.6377 | 0 | 21580.7187 | 6959.8298 | 0
590 | 6.7352 | 20242.5927 | 5550.3663 | 0 | 20818.7773 | 5757.622 | 0 | 21578.5485 | 6959.5984 | 0
591 | 6.7466 | 20242.1215 | 5547.0606 | 0 | 20816.8517 | 5751.147 | 0 | 21577.5586 | 6956.8583 | 0
592 | 6.758 | 20241.3899 | 5544.7843 | 0 | 20816.4786 | 5750.0054 | 0 | 21576.4887 | 6955.5517 | 0
593 | 6.7694 | 20240.6485 | 5542.1727 | 0 | 20816.4225 | 5741.6443 | 0 | 21575.4628 | 6952.4647 | 0
594 | 6.7808 | 20238.0695 | 5541.1204 | 0 | 20815.3942 | 5737.7921 | 0 | 21572.4415 | 6952.33 | 0
595 | 6.7922 | 20237.7748 | 5538.2849 | 0 | 20815.2469 | 5737.4673 | 0 | 21568.769 | 6951.1768 | 0
596 | 6.8037 | 20227.0365 | 5534.2845 | 0 | 20814.2584 | 5736.2973 | 0 | 21564.9278 | 6950.2037 | 0
597 | 6.8151 | 20224.335 | 5533.5841 | 0 | 20812.0204 | 5735.0679 | 0 | 21559.3372 | 6948.3778 | 0
598 | 6.8265 | 20221.5175 | 5533.1127 | 0 | 20811.929 | 5734.4064 | 0 | 21555.7298 | 6947.5358 | 0
599 | 6.8379 | 20221.4591 | 5527.369 | 0 | 20810.6457 | 5734.0316 | 0 | 21547.9167 | 6943.7679 | 0
600 | 6.8493 | 20215.18 | 5526.4232 | 0 | 20810.4751 | 5728.7624 | 0 | 21545.8072 | 6939.9849 | 0
601 | 6.8607 | 20214.6121 | 5522.0647 | 0 | 20809.6716 | 5727.9877 | 0 | 21545.6565 | 6939.5944 | 0
602 | 6.8721 | 20214.2498 | 5520.4981 | 0 | 20807.0273 | 5726.5498 | 0 | 21543.7243 | 6939.5877 | 0
603 | 6.8836 | 20213.3227 | 5512.6357 | 0 | 20806.0013 | 5725.8872 | 0 | 21543.7071 | 6935.5373 | 0
604 | 6.895 | 20212.2771 | 5512.2012 | 0 | 20804.8997 | 5722.8723 | 0 | 21542.057 | 6928.4456 | 0
605 | 6.9064 | 20207.7454 | 5508.4852 | 0 | 20803.4037 | 5721.7618 | 0 | 21541.7011 | 6926.8345 | 0
606 | 6.9178 | 20200.8358 | 5507.5994 | 0 | 20801.4479 | 5716.7378 | 0 | 21540.8474 | 6925.9119 | 0
607 | 6.9292 | 20200.0915 | 5505.7085 | 0 | 20799.0963 | 5716.1584 | 0 | 21535.6616 | 6925.5691 | 0
608 | 6.9406 | 20197.7009 | 5499.1955 | 0 | 20796.9551 | 5712.8145 | 0 | 21534.558 | 6925.1141 | 0
609 | 6.9521 | 20196.1102 | 5498.7294 | 0 | 20793.9591 | 5708.2484 | 0 | 21531.8618 | 6922.3946 | 0
610 | 6.9635 | 20192.8482 | 5494.314 | 0 | 20787.7611 | 5703.4991 | 0 | 21531.8618 | 6922.1157 | 0
611 | 6.9749 | 20192.8408 | 5489.719 | 0 | 20786.6116 | 5702.1438 | 0 | 21530.8889 | 6919.8929 | 0
612 | 6.9863 | 20192.3137 | 5484.793 | 0 | 20786.2828 | 5701.368 | 0 | 21530.1642 | 6919.8373 | 0
613 | 6.9977 | 20191.1589 | 5478.5711 | 0 | 20785.1898 | 5700.7213 | 0 | 21529.8303 | 6918.1201 | 0
614 | 7.0091 | 20188.2905 | 5477.8713 | 0 | 20781.7674 | 5700.1199 | 0 | 21529.5516 | 6916.212 | 0
615 | 7.0205 | 20185.2212 | 5477.7821 | 0 | 20781.3331 | 5699.1891 | 0 | 21529.2643 | 6916.1937 | 0
616 | 7.032 | 20182.8821 | 5476.6326 | 0 | 20780.696 | 5698.8405 | 0 | 21528.3348 | 6915.6391 | 0
617 | 7.0434 | 20181.1206 | 5474.7869 | 0 | 20778.9049 | 5698.6835 | 0 | 21526.2567 | 6913.9665 | 0
618 | 7.0548 | 20178.0732 | 5473.2234 | 0 | 20775.2278 | 5698.6215 | 0 | 21525.8405 | 6912.7645 | 0
619 | 7.0662 | 20176.5641 | 5472.138 | 0 | 20774.9859 | 5687.2306 | 0 | 21518.9568 | 6910.463 | 0
620 | 7.0776 | 20175.7918 | 5470.0793 | 0 | 20773.6538 | 5684.2498 | 0 | 21516.5452 | 6908.6485 | 0
621 | 7.089 | 20174.7891 | 5468.2204 | 0 | 20768.8822 | 5678.7896 | 0 | 21516.0599 | 6907.9987 | 0
622 | 7.1005 | 20172.7206 | 5463.02 | 0 | 20767.0721 | 5673.7034 | 0 | 21507.9036 | 6907.6498 | 0
623 | 7.1119 | 20171.559 | 5462.5443 | 0 | 20764.4566 | 5673.2205 | 0 | 21507.8496 | 6906.0601 | 0
624 | 7.1233 | 20167.7837 | 5459.8817 | 0 | 20761.3141 | 5672.8524 | 0 | 21507.8361 | 6905.5399 | 0
625 | 7.1347 | 20165.1907 | 5459.7866 | 0 | 20760.0923 | 5670.2505 | 0 | 21507.5491 | 6903.5697 | 0
626 | 7.1461 | 20161.8507 | 5458.623 | 0 | 20758.5814 | 5669.7637 | 0 | 21500.1145 | 6901.7967 | 0
627 | 7.1575 | 20160.1935 | 5456.1822 | 0 | 20753.8869 | 5664.3076 | 0 | 21494.0781 | 6899.6618 | 0
628 | 7.1689 | 20159.6953 | 5454.7024 | 0 | 20753.5291 | 5662.3898 | 0 | 21493.769 | 6897.0593 | 0
629 | 7.1804 | 20155.0515 | 5454.6146 | 0 | 20747.8756 | 5659.6691 | 0 | 21493.6671 | 6896.4336 | 0
630 | 7.1918 | 20154.4337 | 5448.2213 | 0 | 20746.9821 | 5655.8725 | 0 | 21493.4138 | 6895.6323 | 0
631 | 7.2032 | 20152.3882 | 5443.177 | 0 | 20746.9796 | 5651.1714 | 0 | 21492.2463 | 6895.3734 | 0
632 | 7.2146 | 20151.3808 | 5433.3427 | 0 | 20745.9355 | 5650.6653 | 0 | 21490.6254 | 6894.8989 | 0
633 | 7.226 | 20150.389 | 5431.3657 | 0 | 20745.8615 | 5647.1602 | 0 | 21490.1619 | 6893.6853 | 0
634 | 7.2374 | 20149.8421 | 5425.4599 | 0 | 20744.8618 | 5639.6743 | 0 | 21488.778 | 6890.7407 | 0
635 | 7.2489 | 20147.9759 | 5423.3032 | 0 | 20738.6039 | 5639.104 | 0 | 21483.6112 | 6889.6651 | 0
636 | 7.2603 | 20147.3994 | 5418.8453 | 0 | 20734.313 | 5632.2221 | 0 | 21480.9991 | 6888.8994 | 0
637 | 7.2717 | 20146.8442 | 5415.8438 | 0 | 20732.2751 | 5630.8389 | 0 | 21471.3638 | 6887.7693 | 0
638 | 7.2831 | 20146.5959 | 5414.5643 | 0 | 20731.9229 | 5630.3772 | 0 | 21468.2154 | 6884.8976 | 0
639 | 7.2945 | 20145.7684 | 5411.095 | 0 | 20731.6794 | 5630.2749 | 0 | 21460.2957 | 6883.8068 | 0
640 | 7.3059 | 20135.4795 | 5407.8238 | 0 | 20730.7628 | 5625.1778 | 0 | 21460.2698 | 6882.4891 | 0
641 | 7.3174 | 20134.2918 | 5407.0609 | 0 | 20730.5047 | 5624.0274 | 0 | 21460.1871 | 6881.2638 | 0
642 | 7.3288 | 20134.0354 | 5399.3465 | 0 | 20729.6741 | 5623.5421 | 0 | 21459.8196 | 6880.7117 | 0
643 | 7.3402 | 20129.3877 | 5399.2912 | 0 | 20724.2865 | 5622.9616 | 0 | 21459.805 | 6873.6054 | 0
644 | 7.3516 | 20128.3956 | 5398.9665 | 0 | 20720.2198 | 5618.5313 | 0 | 21457.9342 | 6868.8773 | 0
645 | 7.363 | 20125.398 | 5397.4971 | 0 | 20713.3797 | 5617.1496 | 0 | 21457.8402 | 6864.1771 | 0
646 | 7.3744 | 20125.2357 | 5396.4053 | 0 | 20706.1914 | 5616.8245 | 0 | 21456.4896 | 6863.269 | 0
647 | 7.3858 | 20124.2689 | 5395.9831 | 0 | 20700.6356 | 5616.0838 | 0 | 21453.74 | 6862.7561 | 0
648 | 7.3973 | 20123.8457 | 5393.2693 | 0 | 20698.433 | 5614.4707 | 0 | 21453.6923 | 6861.2628 | 0
649 | 7.4087 | 20123.5278 | 5390.6455 | 0 | 20698.3629 | 5611.4072 | 0 | 21452.8178 | 6857.0784 | 0
650 | 7.4201 | 20122.5212 | 5390.3507 | 0 | 20698.3259 | 5609.8786 | 0 | 21450.7381 | 6856.4559 | 0
651 | 7.4315 | 20117.5505 | 5384.6039 | 0 | 20693.1342 | 5605.4943 | 0 | 21444.0369 | 6852.5778 | 0
652 | 7.4429 | 20116.1235 | 5378.0573 | 0 | 20692.9173 | 5603.598 | 0 | 21443.2163 | 6852.1186 | 0
653 | 7.4543 | 20112.9193 | 5377.3368 | 0 | 20689.7877 | 5602.655 | 0 | 21442.1032 | 6851.956 | 0
654 | 7.4658 | 20111.9647 | 5375.5252 | 0 | 20685.2492 | 5601.0109 | 0 | 21440.823 | 6847.4797 | 0
655 | 7.4772 | 20110.8162 | 5375.1196 | 0 | 20685.105 | 5596.4296 | 0 | 21440.6312 | 6846.3688 | 0
656 | 7.4886 | 20110.3201 | 5374.5635 | 0 | 20683.0733 | 5595.9275 | 0 | 21439.7454 | 6841.8397 | 0
657 | 7.5 | 20109.074 | 5373.7187 | 0 | 20682.7719 | 5593.8367 | 0 | 21436.871 | 6841.38 | 0
658 | 7.5114 | 20107.2338 | 5370.3381 | 0 | 20678.3269 | 5590.5126 | 0 | 21434.6199 | 6837.9912 | 0
659 | 7.5228 | 20106.3103 | 5367.9966 | 0 | 20678.1055 | 5580.6027 | 0 | 21433.441 | 6826.737 | 0
660 | 7.5342 | 20103.0403 | 5364.451 | 0 | 20678.0547 | 5579.4052 | 0 | 21425.6973 | 6820.1888 | 0
661 | 7.5457 | 20102.4665 | 5362.9024 | 0 | 20678.0505 | 5578.4244 | 0 | 21424.4582 | 6819.2332 | 0
662 | 7.5571 | 20100.1539 | 5359.6303 | 0 | 20675.8378 | 5574.5239 | 0 | 21421.3001 | 6819.1974 | 0
663 | 7.5685 | 20099.7725 | 5359.295 | 0 | 20675.0334 | 5572.8122 | 0 | 21421.0841 | 6818.0455 | 0
664 | 7.5799 | 20098.2523 | 5351.0767 | 0 | 20673.4613 | 5568.7562 | 0 | 21418.3682 | 6817.8757 | 0
665 | 7.5913 | 20097.1752 | 5348.2004 | 0 | 20672.168 | 5565.1712 | 0 | 21416.7325 | 6814.1052 | 0
666 | 7.6027 | 20095.2751 | 5346.1393 | 0 | 20670.5103 | 5564.9118 | 0 | 21415.8613 | 6811.54 | 0
667 | 7.6142 | 20093.82 | 5346.0483 | 0 | 20669.4299 | 5564.4486 | 0 | 21408.9906 | 6810.8863 | 0
668 | 7.6256 | 20089.8787 | 5344.5581 | 0 | 20667.4293 | 5564.3369 | 0 | 21408.7152 | 6809.9937 | 0
669 | 7.637 | 20088.6733 | 5337.5736 | 0 | 20663.7377 | 5560.8146 | 0 | 21408.0958 | 6809.8217 | 0
670 | 7.6484 | 20085.827 | 5335.2458 | 0 | 20662.4495 | 5554.9966 | 0 | 21403.6003 | 6807.9891 | 0
671 | 7.6598 | 20085.4558 | 5332.548 | 0 | 20662.3235 | 5553.7517 | 0 | 21403.3447 | 6803.3939 | 0
672 | 7.6712 | 20084.7764 | 5326.0666 | 0 | 20661.0196 | 5552.321 | 0 | 21401.7669 | 6797.8104 | 0
673 | 7.6826 | 20080.774 | 5323.2618 | 0 | 20657.6503 | 5548.2158 | 0 | 21401.3562 | 6790.6911 | 0
674 | 7.6941 | 20079.3665 | 5323.2558 | 0 | 20654.2159 | 5547.9454 | 0 | 21401.0252 | 6787.7127 | 0
675 | 7.7055 | 20078.8057 | 5321.1097 | 0 | 20651.1691 | 5543.3867 | 0 | 21400.3842 | 6787.5074 | 0
676 | 7.7169 | 20078.2714 | 5318.7172 | 0 | 20650.0212 | 5542.0495 | 0 | 21398.2335 | 6785.7772 | 0
677 | 7.7283 | 20077.064 | 5314.1698 | 0 | 20649.063 | 5539.4382 | 0 | 21392.7156 | 6782.5637 | 0
678 | 7.7397 | 20073.7735 | 5313.0216 | 0 | 20647.2862 | 5538.6907 | 0 | 21391.724 | 6782.233 | 0
679 | 7.7511 | 20070.9605 | 5306.2049 | 0 | 20644.6768 | 5537.9443 | 0 | 21389.9783 | 6780.9508 | 0
680 | 7.7626 | 20069.2846 | 5304.871 | 0 | 20642.8966 | 5537.378 | 0 | 21387.5175 | 6778.7198 | 0
681 | 7.774 | 20067.2872 | 5301.5062 | 0 | 20641.8278 | 5536.825 | 0 | 21377.6675 | 6778.4419 | 0
682 | 7.7854 | 20066.7265 | 5301.4815 | 0 | 20640.8236 | 5536.1424 | 0 | 21376.6625 | 6772.3528 | 0
683 | 7.7968 | 20062.0386 | 5300.3653 | 0 | 20640.4695 | 5524.4625 | 0 | 21374.1486 | 6770.3912 | 0
684 | 7.8082 | 20058.379 | 5297.3043 | 0 | 20639.5573 | 5522.8209 | 0 | 21372.1659 | 6763.3159 | 0
685 | 7.8196 | 20053.6385 | 5296.1658 | 0 | 20638.0342 | 5521.0332 | 0 | 21365.8567 | 6760.9067 | 0
686 | 7.8311 | 20051.6211 | 5290.9274 | 0 | 20635.5935 | 5516.5024 | 0 | 21363.7597 | 6759.5245 | 0
687 | 7.8425 | 20050.1559 | 5287.7305 | 0 | 20634.8909 | 5515.7597 | 0 | 21361.2392 | 6757.4659 | 0
688 | 7.8539 | 20050.1344 | 5287.0242 | 0 | 20631.6178 | 5513.5093 | 0 | 21356.0477 | 6756.053 | 0
689 | 7.8653 | 20048.5013 | 5282.6459 | 0 | 20631.158 | 5513.3344 | 0 | 21355.5766 | 6755.6281 | 0
690 | 7.8767 | 20047.99 | 5281.207 | 0 | 20630.4983 | 5511.2639 | 0 | 21355.1212 | 6754.1086 | 0
691 | 7.8881 | 20047.5571 | 5279.0585 | 0 | 20628.4699 | 5511.1832 | 0 | 21346.3001 | 6753.0573 | 0
692 | 7.8995 | 20044.7056 | 5275.758 | 0 | 20624.3654 | 5510.4472 | 0 | 21345.3983 | 6752.7509 | 0
693 | 7.911 | 20044.0604 | 5274.5898 | 0 | 20621.7425 | 5510.3051 | 0 | 21345.2264 | 6752.4073 | 0
694 | 7.9224 | 20038.8688 | 5265.4872 | 0 | 20621.0169 | 5508.8126 | 0 | 21342.8606 | 6750.3518 | 0
695 | 7.9338 | 20035.4445 | 5262.4838 | 0 | 20620.4765 | 5506.1324 | 0 | 21342.1067 | 6748.8788 | 0
696 | 7.9452 | 20034.6636 | 5256.52 | 0 | 20619.365 | 5506.028 | 0 | 21339.5795 | 6746.7251 | 0
697 | 7.9566 | 20032.701 | 5255.5408 | 0 | 20610.4943 | 5505.3583 | 0 | 21339.0164 | 6746.6899 | 0
698 | 7.968 | 20031.7517 | 5254.0857 | 0 | 20610.0744 | 5503.6469 | 0 | 21337.7947 | 6743.218 | 0
699 | 7.9795 | 20028.6901 | 5253.5039 | 0 | 20608.432 | 5503.6375 | 0 | 21337.7947 | 6742.7441 | 0
700 | 7.9909 | 20025.8756 | 5246.8902 | 0 | 20604.9088 | 5503.3007 | 0 | 21337.2557 | 6735.4316 | 0
701 | 8.0023 | 20025.8756 | 5245.6016 | 0 | 20604.4998 | 5502.5365 | 0 | 21332.5862 | 6730.2854 | 0
702 | 8.0137 | 20023.9084 | 5238.026 | 0 | 20603.7863 | 5499.4755 | 0 | 21332.5758 | 6724.3843 | 0
703 | 8.0251 | 20023.9084 | 5236.5335 | 0 | 20603.2063 | 5498.3026 | 0 | 21331.8866 | 6723.2772 | 0
704 | 8.0365 | 20023.7472 | 5235.8851 | 0 | 20599.1734 | 5494.7439 | 0 | 21330.5408 | 6723.0187 | 0
705 | 8.0479 | 20020.8463 | 5235.2193 | 0 | 20598.9658 | 5490.4206 | 0 | 21329.5044 | 6722.5584 | 0
706 | 8.0594 | 20020.2904 | 5231.0821 | 0 | 20597.2235 | 5489.791 | 0 | 21327.0695 | 6716.8936 | 0
707 | 8.0708 | 20019.6936 | 5221.2323 | 0 | 20596.1585 | 5485.5018 | 0 | 21325.0684 | 6716.0134 | 0
708 | 8.0822 | 20019.0609 | 5219.0054 | 0 | 20595.526 | 5483.9438 | 0 | 21321.7491 | 6714.0605 | 0
709 | 8.0936 | 20018.4659 | 5218.3927 | 0 | 20593.9544 | 5483.6618 | 0 | 21321.4227 | 6713.7665 | 0
710 | 8.105 | 20013.4804 | 5217.5861 | 0 | 20593.1397 | 5482.893 | 0 | 21320.122 | 6713.2896 | 0
711 | 8.1164 | 20013.1141 | 5214.4662 | 0 | 20590.0693 | 5482.3307 | 0 | 21318.5761 | 6710.673 | 0
712 | 8.1279 | 20012.9051 | 5214.0885 | 0 | 20588.1953 | 5481.5206 | 0 | 21316.8052 | 6710.2961 | 0
713 | 8.1393 | 20011.2757 | 5213.0556 | 0 | 20586.0112 | 5480.8968 | 0 | 21316.6897 | 6708.6582 | 0
714 | 8.1507 | 20010.57 | 5212.6713 | 0 | 20584.2296 | 5480.2105 | 0 | 21315.7663 | 6708.6244 | 0
715 | 8.1621 | 20008.8543 | 5210.48 | 0 | 20581.8565 | 5478.9136 | 0 | 21315.2881 | 6708.111 | 0
716 | 8.1735 | 20008.6051 | 5206.4326 | 0 | 20581.1842 | 5478.8918 | 0 | 21314.4353 | 6707.3623 | 0
717 | 8.1849 | 20008.6051 | 5198.2977 | 0 | 20574.7146 | 5477.5702 | 0 | 21312.7929 | 6705.8953 | 0
718 | 8.1963 | 20008.5378 | 5197.9233 | 0 | 20574.6845 | 5474.3486 | 0 | 21309.9104 | 6697.6253 | 0
719 | 8.2078 | 20008.2175 | 5193.9058 | 0 | 20570.4641 | 5472.9664 | 0 | 21309.3639 | 6696.2356 | 0
720 | 8.2192 | 20005.8164 | 5193.8537 | 0 | 20567.7563 | 5471.2316 | 0 | 21308.2851 | 6692.8074 | 0
721 | 8.2306 | 20003.0726 | 5190.8638 | 0 | 20565.6616 | 5471.1296 | 0 | 21307.7032 | 6690.9888 | 0
722 | 8.242 | 19998.6408 | 5190.6381 | 0 | 20564.6818 | 5469.4092 | 0 | 21306.1274 | 6690.6891 | 0
723 | 8.2534 | 19998.4284 | 5189.1621 | 0 | 20562.9146 | 5467.0031 | 0 | 21305.1074 | 6690.4689 | 0
724 | 8.2648 | 19997.7065 | 5186.9892 | 0 | 20560.2891 | 5465.4076 | 0 | 21303.9101 | 6687.9896 | 0
725 | 8.2763 | 19993.493 | 5186.2451 | 0 | 20557.192 | 5464.0796 | 0 | 21303.8596 | 6685.9765 | 0
726 | 8.2877 | 19993.2353 | 5186.0455 | 0 | 20555.8184 | 5462.7093 | 0 | 21303.7946 | 6685.8199 | 0
727 | 8.2991 | 19992.4716 | 5185.9364 | 0 | 20551.6456 | 5461.2962 | 0 | 21302.7934 | 6684.049 | 0
728 | 8.3105 | 19992.1871 | 5185.6612 | 0 | 20550.1554 | 5461.0268 | 0 | 21299.6623 | 6672.8703 | 0
729 | 8.3219 | 19991.349 | 5184.7721 | 0 | 20548.3556 | 5459.3653 | 0 | 21299.6623 | 6671.8281 | 0
730 | 8.3333 | 19988.0156 | 5183.3168 | 0 | 20547.5876 | 5458.0876 | 0 | 21298.0138 | 6667.2944 | 0
731 | 8.3447 | 19986.721 | 5181.9958 | 0 | 20547.2299 | 5457.1386 | 0 | 21296.6835 | 6665.9582 | 0
732 | 8.3562 | 19985.474 | 5180.8015 | 0 | 20543.3089 | 5456.4449 | 0 | 21292.6914 | 6665.2227 | 0
733 | 8.3676 | 19980.4277 | 5180.1879 | 0 | 20540.3386 | 5455.1891 | 0 | 21289.0429 | 6664.7235 | 0
734 | 8.379 | 19980.0954 | 5178.1813 | 0 | 20537.7041 | 5454.4991 | 0 | 21287.4612 | 6662.1296 | 0
735 | 8.3904 | 19978.9901 | 5177.7018 | 0 | 20537.1676 | 5451.2519 | 0 | 21286.2819 | 6660.1061 | 0
736 | 8.4018 | 19969.0455 | 5175.8601 | 0 | 20536.2341 | 5443.3703 | 0 | 21284.8814 | 6660.0378 | 0
737 | 8.4132 | 19965.4899 | 5175.8469 | 0 | 20536.1204 | 5442.3754 | 0 | 21283.1901 | 6658.4543 | 0
738 | 8.4247 | 19964.3645 | 5174.7287 | 0 | 20531.0846 | 5441.4289 | 0 | 21277.0292 | 6658.3239 | 0
739 | 8.4361 | 19962.2933 | 5174.1411 | 0 | 20531.0336 | 5440.8867 | 0 | 21274.733 | 6652.8992 | 0
740 | 8.4475 | 19960.3883 | 5173.7547 | 0 | 20530.7415 | 5436.5056 | 0 | 21273.7855 | 6650.6976 | 0
741 | 8.4589 | 19960.1231 | 5169.6955 | 0 | 20528.5482 | 5434.1689 | 0 | 21271.9136 | 6649.1729 | 0
742 | 8.4703 | 19954.7658 | 5164.453 | 0 | 20528.3538 | 5433.9428 | 0 | 21269.478 | 6648.8142 | 0
743 | 8.4817 | 19953.3423 | 5163.9939 | 0 | 20525.311 | 5430.0104 | 0 | 21268.1409 | 6646.9521 | 0
744 | 8.4932 | 19949.1475 | 5163.9808 | 0 | 20524.9414 | 5429.3791 | 0 | 21267.8001 | 6646.2491 | 0
745 | 8.5046 | 19946.9106 | 5162.6108 | 0 | 20524.1213 | 5426.1813 | 0 | 21265.2129 | 6645.1174 | 0
746 | 8.516 | 19946.34 | 5161.0336 | 0 | 20523.7883 | 5421.8462 | 0 | 21265.1762 | 6644.7726 | 0
747 | 8.5274 | 19945.8216 | 5156.0551 | 0 | 20522.9209 | 5421.3991 | 0 | 21265.166 | 6644.0819 | 0
748 | 8.5388 | 19945.5775 | 5155.2835 | 0 | 20516.0972 | 5421.0998 | 0 | 21261.6605 | 6639.4524 | 0
749 | 8.5502 | 19945.3437 | 5152.9906 | 0 | 20515.2509 | 5417.393 | 0 | 21261.3428 | 6636.489 | 0
750 | 8.5616 | 19944.4395 | 5147.9793 | 0 | 20513.0245 | 5416.1283 | 0 | 21260.6248 | 6636.4458 | 0
751 | 8.5731 | 19942.0638 | 5147.4056 | 0 | 20511.8726 | 5416.1181 | 0 | 21257.0645 | 6634.7246 | 0
752 | 8.5845 | 19935.062 | 5145.2335 | 0 | 20509.0005 | 5414.5413 | 0 | 21253.5821 | 6634.6163 | 0
753 | 8.5959 | 19934.9643 | 5141.9032 | 0 | 20508.4142 | 5414.1376 | 0 | 21252.0444 | 6633.1565 | 0
754 | 8.6073 | 19932.5787 | 5141.6141 | 0 | 20508.3782 | 5413.3466 | 0 | 21250.9907 | 6632.9603 | 0
755 | 8.6187 | 19931.6983 | 5140.0579 | 0 | 20505.2572 | 5411.7411 | 0 | 21248.954 | 6630.2319 | 0
756 | 8.6301 | 19930.9683 | 5139.8274 | 0 | 20502.496 | 5411.0114 | 0 | 21248.4683 | 6629.6621 | 0
757 | 8.6416 | 19927.877 | 5139.61 | 0 | 20498.6829 | 5410.7309 | 0 | 21248.3943 | 6629.1358 | 0
758 | 8.653 | 19926.2625 | 5138.3953 | 0 | 20498.5918 | 5407.7866 | 0 | 21247.303 | 6626.3715 | 0
759 | 8.6644 | 19922.9727 | 5137.678 | 0 | 20496.1766 | 5406.9612 | 0 | 21244.4787 | 6624.3519 | 0
760 | 8.6758 | 19922.4013 | 5134.1838 | 0 | 20495.2531 | 5406.3423 | 0 | 21244.0548 | 6622.3779 | 0
761 | 8.6872 | 19921.2629 | 5130.7024 | 0 | 20488.1083 | 5405.9529 | 0 | 21243.2107 | 6622.1819 | 0
762 | 8.6986 | 19919.2627 | 5129.2673 | 0 | 20486.1772 | 5405.2273 | 0 | 21239.8693 | 6620.9861 | 0
763 | 8.71 | 19918.2294 | 5128.6906 | 0 | 20484.9927 | 5401.8935 | 0 | 21238.3949 | 6619.2174 | 0
764 | 8.7215 | 19909.9744 | 5124.8441 | 0 | 20483.2361 | 5401.1457 | 0 | 21237.1664 | 6616.1862 | 0
765 | 8.7329 | 19909.4335 | 5124.3956 | 0 | 20483.1062 | 5398.76 | 0 | 21236.5012 | 6614.5094 | 0
766 | 8.7443 | 19908.729 | 5124.2275 | 0 | 20482.9328 | 5394.5708 | 0 | 21231.8655 | 6612.0495 | 0
767 | 8.7557 | 19906.284 | 5123.8448 | 0 | 20482.3413 | 5393.6726 | 0 | 21230.8233 | 6609.4301 | 0
768 | 8.7671 | 19905.179 | 5122.7426 | 0 | 20480.1766 | 5390.5616 | 0 | 21230.371 | 6607.2231 | 0
769 | 8.7785 | 19902.7155 | 5121.9405 | 0 | 20480.1737 | 5389.4811 | 0 | 21227.9418 | 6604.3297 | 0
770 | 8.79 | 19895.3022 | 5121.7405 | 0 | 20478.633 | 5389.1989 | 0 | 21227.6777 | 6601.6473 | 0
771 | 8.8014 | 19894.2809 | 5120.1125 | 0 | 20476.9586 | 5388.1904 | 0 | 21226.04 | 6601.5513 | 0
772 | 8.8128 | 19893.6357 | 5119.0316 | 0 | 20476.1839 | 5387.8707 | 0 | 21223.8285 | 6601.2597 | 0
773 | 8.8242 | 19891.6417 | 5111.2153 | 0 | 20474.8087 | 5384.0662 | 0 | 21212.6094 | 6600.323 | 0
774 | 8.8356 | 19891.2733 | 5108.9626 | 0 | 20472.4302 | 5381.4088 | 0 | 21211.9695 | 6600.2395 | 0
775 | 8.847 | 19888.3039 | 5107.2802 | 0 | 20471.8864 | 5381.2428 | 0 | 21210.8436 | 6597.7676 | 0
776 | 8.8584 | 19886.0443 | 5106.9327 | 0 | 20470.4207 | 5380.0765 | 0 | 21208.4962 | 6596.7765 | 0
777 | 8.8699 | 19885.6656 | 5102.5525 | 0 | 20469.0448 | 5379.3972 | 0 | 21205.7933 | 6590.9534 | 0
778 | 8.8813 | 19885.5587 | 5102.3832 | 0 | 20469.0021 | 5377.2857 | 0 | 21201.8723 | 6588.3976 | 0
779 | 8.8927 | 19884.1543 | 5099.9957 | 0 | 20467.846 | 5377.1237 | 0 | 21200.4966 | 6587.9253 | 0
780 | 8.9041 | 19882.4018 | 5095.5212 | 0 | 20464.1359 | 5376.4229 | 0 | 21199.5881 | 6587.3669 | 0
781 | 8.9155 | 19881.1371 | 5094.9055 | 0 | 20462.2478 | 5368.7326 | 0 | 21198.6313 | 6579.8897 | 0
782 | 8.9269 | 19880.9603 | 5089.7871 | 0 | 20461.0912 | 5367.6682 | 0 | 21198.6313 | 6578.1244 | 0
783 | 8.9384 | 19880.4934 | 5089.0371 | 0 | 20451.7325 | 5366.9677 | 0 | 21198.375 | 6577.7745 | 0
784 | 8.9498 | 19880.4124 | 5088.1389 | 0 | 20449.3826 | 5363.3223 | 0 | 21198.3282 | 6577.1604 | 0
785 | 8.9612 | 19878.7402 | 5083.8513 | 0 | 20446.2152 | 5362.6349 | 0 | 21197.2456 | 6575.7927 | 0
786 | 8.9726 | 19868.8739 | 5082.0705 | 0 | 20445.8815 | 5361.2862 | 0 | 21197.1589 | 6574.7218 | 0
787 | 8.984 | 19865.2436 | 5080.5008 | 0 | 20444.3445 | 5359.2087 | 0 | 21193.5852 | 6571.957 | 0
788 | 8.9954 | 19862.5882 | 5080.2097 | 0 | 20442.7316 | 5358.6308 | 0 | 21193.3059 | 6570.2173 | 0
789 | 9.0068 | 19855.7938 | 5076.4209 | 0 | 20441.172 | 5358.4776 | 0 | 21193.128 | 6569.6029 | 0
790 | 9.0183 | 19853.1959 | 5072.1445 | 0 | 20440.2459 | 5358.098 | 0 | 21192.2124 | 6569.366 | 0
791 | 9.0297 | 19852.1363 | 5069.1951 | 0 | 20437.895 | 5357.9335 | 0 | 21188.1538 | 6565.6473 | 0
792 | 9.0411 | 19848.4771 | 5068.5876 | 0 | 20436.9048 | 5356.7301 | 0 | 21179.452 | 6564.726 | 0
793 | 9.0525 | 19847.3733 | 5068.322 | 0 | 20436.3001 | 5356.3285 | 0 | 21178.6471 | 6562.0367 | 0
794 | 9.0639 | 19843.2394 | 5059.7969 | 0 | 20433.3637 | 5354.8527 | 0 | 21177.1109 | 6561.3514 | 0
795 | 9.0753 | 19839.8751 | 5059.1456 | 0 | 20425.0645 | 5352.399 | 0 | 21175.9562 | 6560.727 | 0
796 | 9.0868 | 19838.5935 | 5057.1064 | 0 | 20421.8358 | 5351.8254 | 0 | 21174.6582 | 6554.2217 | 0
797 | 9.0982 | 19835.6296 | 5056.0687 | 0 | 20417.5138 | 5346.4102 | 0 | 21174.0374 | 6551.8773 | 0
798 | 9.1096 | 19834.4278 | 5055.7599 | 0 | 20417.4424 | 5346.3808 | 0 | 21173.3501 | 6549.9435 | 0
799 | 9.121 | 19830.3581 | 5055.4472 | 0 | 20417.1833 | 5344.5598 | 0 | 21172.7997 | 6547.4021 | 0
800 | 9.1324 | 19827.5498 | 5053.9332 | 0 | 20416.432 | 5344.3596 | 0 | 21170.7606 | 6547.2364 | 0
801 | 9.1438 | 19825.2319 | 5043.9879 | 0 | 20415.1665 | 5343.2394 | 0 | 21169.753 | 6547.2282 | 0
802 | 9.1553 | 19823.5155 | 5039.6374 | 0 | 20414.8133 | 5340.7004 | 0 | 21168.7312 | 6545.3498 | 0
803 | 9.1667 | 19822.87 | 5039.51 | 0 | 20412.3742 | 5338.9308 | 0 | 21167.1925 | 6545.1905 | 0
804 | 9.1781 | 19820.0371 | 5038.0801 | 0 | 20411.6825 | 5336.0402 | 0 | 21162.5984 | 6545.151 | 0
805 | 9.1895 | 19819.8118 | 5035.7271 | 0 | 20411.3464 | 5335.3781 | 0 | 21160.3718 | 6539.8434 | 0
806 | 9.2009 | 19814.7125 | 5033.4061 | 0 | 20409.2176 | 5330.482 | 0 | 21158.4795 | 6538.9458 | 0
807 | 9.2123 | 19813.1691 | 5031.34 | 0 | 20403.0474 | 5329.314 | 0 | 21157.5361 | 6537.8241 | 0
808 | 9.2237 | 19811.9731 | 5029.1257 | 0 | 20400.0616 | 5329.2726 | 0 | 21156.8788 | 6537.6504 | 0
809 | 9.2352 | 19811.5051 | 5027.9696 | 0 | 20397.5513 | 5328.9738 | 0 | 21149.5587 | 6535.0449 | 0
810 | 9.2466 | 19811.4929 | 5024.2296 | 0 | 20397.1035 | 5328.6298 | 0 | 21148.7847 | 6531.7118 | 0
811 | 9.258 | 19808.8633 | 5023.5552 | 0 | 20395.4804 | 5327.7843 | 0 | 21146.1344 | 6530.8898 | 0
812 | 9.2694 | 19804.2003 | 5022.8869 | 0 | 20395.1188 | 5326.6226 | 0 | 21143.1688 | 6530.559 | 0
813 | 9.2808 | 19804.1099 | 5022.7407 | 0 | 20394.8528 | 5325.95 | 0 | 21142.4563 | 6530.373 | 0
814 | 9.2922 | 19804.0084 | 5022.2391 | 0 | 20391.9354 | 5323.0167 | 0 | 21139.6319 | 6529.6444 | 0
815 | 9.3037 | 19803.8503 | 5021.267 | 0 | 20390.9079 | 5322.3617 | 0 | 21139.57 | 6526.8902 | 0
816 | 9.3151 | 19802.4477 | 5021.1795 | 0 | 20385.6131 | 5321.1158 | 0 | 21137.4714 | 6526.4278 | 0
817 | 9.3265 | 19799.498 | 5020.2383 | 0 | 20385.2512 | 5319.8876 | 0 | 21135.0685 | 6526.1663 | 0
818 | 9.3379 | 19797.776 | 5016.6679 | 0 | 20384.7381 | 5318.6569 | 0 | 21131.8683 | 6525.7274 | 0
819 | 9.3493 | 19796.6075 | 5015.8014 | 0 | 20384.5174 | 5318.1416 | 0 | 21131.7167 | 6525.0009 | 0
820 | 9.3607 | 19795.8593 | 5015.5218 | 0 | 20384.3046 | 5316.9316 | 0 | 21130.9198 | 6524.4692 | 0
821 | 9.3721 | 19795.7683 | 5011.1186 | 0 | 20382.5804 | 5315.6724 | 0 | 21130.8648 | 6521.7177 | 0
822 | 9.3836 | 19795.1127 | 5011.1057 | 0 | 20381.3268 | 5312.2155 | 0 | 21127.0753 | 6521.512 | 0
823 | 9.395 | 19793.637 | 5011.0575 | 0 | 20381.195 | 5310.5234 | 0 | 21126.2982 | 6521.3658 | 0
824 | 9.4064 | 19793.5315 | 5007.7456 | 0 | 20380.1789 | 5305.9295 | 0 | 21123.1004 | 6519.3597 | 0
825 | 9.4178 | 19790.3782 | 5007.1342 | 0 | 20379.0158 | 5301.4549 | 0 | 21122.3042 | 6516.7112 | 0
826 | 9.4292 | 19789.2553 | 5005.3682 | 0 | 20377.4938 | 5299.5033 | 0 | 21120.0139 | 6516.1427 | 0
827 | 9.4406 | 19783.6035 | 5004.2349 | 0 | 20376.3138 | 5299.2364 | 0 | 21116.7939 | 6515.1718 | 0
828 | 9.4521 | 19783.1791 | 5001.9594 | 0 | 20376.1381 | 5298.7293 | 0 | 21115.5547 | 6514.9901 | 0
829 | 9.4635 | 19782.7238 | 4999.8207 | 0 | 20375.7826 | 5298.5109 | 0 | 21113.7111 | 6514.5112 | 0
830 | 9.4749 | 19780.0036 | 4999.7115 | 0 | 20371.7779 | 5296.4107 | 0 | 21113.1448 | 6507.496 | 0
831 | 9.4863 | 19779.4751 | 4998.9587 | 0 | 20370.89 | 5296.0212 | 0 | 21112.5982 | 6507.2328 | 0
832 | 9.4977 | 19779.0439 | 4996.7641 | 0 | 20370.835 | 5294.3327 | 0 | 21105.6175 | 6506.5901 | 0
833 | 9.5091 | 19776.9607 | 4993.8056 | 0 | 20370.5774 | 5289.6979 | 0 | 21100.3673 | 6506.0639 | 0
834 | 9.5205 | 19775.3131 | 4990.9329 | 0 | 20367.4168 | 5289.638 | 0 | 21099.4803 | 6505.1252 | 0
835 | 9.532 | 19771.9702 | 4990.582 | 0 | 20367.3557 | 5286.7418 | 0 | 21098.7104 | 6505.0641 | 0
836 | 9.5434 | 19770.1351 | 4990.0556 | 0 | 20363.8865 | 5286.5231 | 0 | 21097.509 | 6497.9634 | 0
837 | 9.5548 | 19769.9839 | 4989.7332 | 0 | 20362.1488 | 5282.3837 | 0 | 21094.8176 | 6493.3787 | 0
838 | 9.5662 | 19765.7667 | 4989.4722 | 0 | 20359.7539 | 5282.1092 | 0 | 21091.9535 | 6484.6621 | 0
839 | 9.5776 | 19764.506 | 4988.8843 | 0 | 20356.7133 | 5281.4946 | 0 | 21090.7195 | 6479.0451 | 0
840 | 9.589 | 19763.1457 | 4979.6946 | 0 | 20356.5116 | 5280.4353 | 0 | 21090.0202 | 6478.7976 | 0
841 | 9.6005 | 19763.1392 | 4979.2149 | 0 | 20355.76 | 5279.5052 | 0 | 21089.9222 | 6477.4258 | 0
842 | 9.6119 | 19754.836 | 4977.6013 | 0 | 20355.3956 | 5279.357 | 0 | 21087.2213 | 6473.2966 | 0
843 | 9.6233 | 19754.7583 | 4977.2692 | 0 | 20351.1924 | 5274.823 | 0 | 21086.1126 | 6472.2893 | 0
844 | 9.6347 | 19752.3755 | 4976.4811 | 0 | 20346.5708 | 5272.5704 | 0 | 21084.5938 | 6470.0481 | 0
845 | 9.6461 | 19746.0965 | 4976.4705 | 0 | 20343.9252 | 5268.0818 | 0 | 21084.049 | 6459.6101 | 0
846 | 9.6575 | 19745.816 | 4974.8521 | 0 | 20339.8659 | 5267.6764 | 0 | 21084.0053 | 6459.2207 | 0
847 | 9.6689 | 19744.7611 | 4972.4259 | 0 | 20338.2363 | 5266.5734 | 0 | 21083.8853 | 6457.5709 | 0
848 | 9.6804 | 19740.0017 | 4972.1594 | 0 | 20337.3586 | 5265.2147 | 0 | 21083.6795 | 6456.8723 | 0
849 | 9.6918 | 19734.6941 | 4968.7209 | 0 | 20336.5672 | 5265.0017 | 0 | 21078.5074 | 6455.2652 | 0
850 | 9.7032 | 19734.25 | 4968.0275 | 0 | 20335.3616 | 5260.9927 | 0 | 21078.4272 | 6454.4226 | 0
851 | 9.7146 | 19733.3461 | 4967.2531 | 0 | 20332.5874 | 5259.6882 | 0 | 21078.1204 | 6453.8584 | 0
852 | 9.726 | 19728.8873 | 4965.997 | 0 | 20330.934 | 5258.9333 | 0 | 21075.3031 | 6452.8319 | 0
853 | 9.7374 | 19727.8894 | 4964.9682 | 0 | 20325.7311 | 5258.6335 | 0 | 21074.4898 | 6452.5932 | 0
854 | 9.7489 | 19727.752 | 4964.7281 | 0 | 20321.6978 | 5256.5636 | 0 | 21072.6901 | 6452.4051 | 0
855 | 9.7603 | 19726.0632 | 4964.5802 | 0 | 20316.9471 | 5256.1926 | 0 | 21070.3102 | 6451.2992 | 0
856 | 9.7717 | 19722.4102 | 4961.7871 | 0 | 20315.612 | 5255.1224 | 0 | 21069.8097 | 6451.2466 | 0
857 | 9.7831 | 19721.4855 | 4958.0317 | 0 | 20314.0403 | 5253.2311 | 0 | 21069.7073 | 6450.2687 | 0
858 | 9.7945 | 19721.0255 | 4957.1726 | 0 | 20312.908 | 5252.8434 | 0 | 21068.2777 | 6448.7823 | 0
859 | 9.8059 | 19716.4051 | 4955.1237 | 0 | 20307.6747 | 5251.351 | 0 | 21067.2423 | 6447.0244 | 0
860 | 9.8174 | 19714.9105 | 4954.7836 | 0 | 20305.6622 | 5249.9102 | 0 | 21063.8325 | 6443.0708 | 0
861 | 9.8288 | 19709.287 | 4951.7575 | 0 | 20304.35 | 5247.7952 | 0 | 21063.5093 | 6442.307 | 0
862 | 9.8402 | 19705.7601 | 4949.5166 | 0 | 20303.6313 | 5247.6223 | 0 | 21063.5015 | 6440.818 | 0
863 | 9.8516 | 19700.7727 | 4948.3311 | 0 | 20299.8438 | 5247.5731 | 0 | 21061.9887 | 6438.6654 | 0
864 | 9.863 | 19695.2185 | 4948.2392 | 0 | 20292.6578 | 5247.3812 | 0 | 21061.9875 | 6435.9772 | 0
865 | 9.8744 | 19695.0912 | 4947.4989 | 0 | 20292.1578 | 5245.7295 | 0 | 21060.3454 | 6434.8343 | 0
866 | 9.8858 | 19694.1083 | 4946.9817 | 0 | 20290.7793 | 5244.6819 | 0 | 21060.1819 | 6432.429 | 0
867 | 9.8973 | 19692.7572 | 4942.329 | 0 | 20285.9047 | 5242.9242 | 0 | 21056.9712 | 6432.2566 | 0
868 | 9.9087 | 19691.295 | 4940.4749 | 0 | 20285.6561 | 5231.8923 | 0 | 21056.6112 | 6432.2115 | 0
869 | 9.9201 | 19689.4541 | 4940.332 | 0 | 20284.7389 | 5231.2532 | 0 | 21056.0845 | 6430.6285 | 0
870 | 9.9315 | 19689.44 | 4939.4917 | 0 | 20280.4358 | 5228.0548 | 0 | 21054.4603 | 6428.8842 | 0
871 | 9.9429 | 19689.2271 | 4939.4045 | 0 | 20279.7908 | 5227.8378 | 0 | 21052.9766 | 6428.6626 | 0
872 | 9.9543 | 19689.2271 | 4937.7927 | 0 | 20274.7635 | 5227.6563 | 0 | 21052.1815 | 6425.3153 | 0
873 | 9.9658 | 19688.404 | 4933.0964 | 0 | 20274.647 | 5225.8928 | 0 | 21050.9617 | 6422.9831 | 0
874 | 9.9772 | 19687.9279 | 4932.6995 | 0 | 20273.0884 | 5225.1732 | 0 | 21049.3597 | 6422.7698 | 0
875 | 9.9886 | 19686.1917 | 4932.4398 | 0 | 20270.7447 | 5224.6442 | 0 | 21046.899 | 6422.7144 | 0
876 | 10 | 19686.1899 | 4929.4961 | 0 | 20270.5358 | 5223.5689 | 0 | 21043.4341 | 6422.2951 | 0
877 | 10.0114 | 19684.2918 | 4928.5757 | 0 | 20269.0265 | 5222.5437 | 0 | 21042.8779 | 6417.963 | 0
878 | 10.0228 | 19683.4422 | 4927.7036 | 0 | 20264.7498 | 5220.0321 | 0 | 21035.2538 | 6416.8028 | 0
879 | 10.0342 | 19681.3105 | 4927.2036 | 0 | 20262.5837 | 5218.9046 | 0 | 21034.8733 | 6415.3778 | 0
880 | 10.0457 | 19679.3244 | 4927.1279 | 0 | 20262.4555 | 5218.0285 | 0 | 21034.1779 | 6414.0843 | 0
881 | 10.0571 | 19678.0233 | 4924.6933 | 0 | 20262.4004 | 5217.7338 | 0 | 21031.9454 | 6411.1802 | 0
882 | 10.0685 | 19676.4812 | 4923.9193 | 0 | 20262.1916 | 5217.4644 | 0 | 21029.7405 | 6410.5206 | 0
883 | 10.0799 | 19675.8571 | 4920.9385 | 0 | 20261.512 | 5217.4302 | 0 | 21027.6845 | 6403.4314 | 0
884 | 10.0913 | 19675.3779 | 4917.3568 | 0 | 20261.2664 | 5217.3211 | 0 | 21024.8418 | 6403.3918 | 0
885 | 10.1027 | 19674.6682 | 4916.6232 | 0 | 20260.5668 | 5216.0406 | 0 | 21024.4828 | 6401.6553 | 0
886 | 10.1142 | 19674.0806 | 4915.1882 | 0 | 20259.8468 | 5214.4251 | 0 | 21023.1143 | 6400.8083 | 0
887 | 10.1256 | 19673.7511 | 4912.595 | 0 | 20257.2185 | 5212.6491 | 0 | 21023.0674 | 6397.6021 | 0
888 | 10.137 | 19672.8066 | 4912.365 | 0 | 20250.9881 | 5211.4737 | 0 | 21022.0647 | 6396.2285 | 0
889 | 10.1484 | 19672.4205 | 4912.2079 | 0 | 20248.7207 | 5210.2675 | 0 | 21021.2027 | 6395.651 | 0
890 | 10.1598 | 19672.4205 | 4911.0105 | 0 | 20246.6016 | 5209.7625 | 0 | 21020.8734 | 6395.0927 | 0
891 | 10.1712 | 19669.934 | 4905.3312 | 0 | 20244.8476 | 5209.5887 | 0 | 21020.4575 | 6394.464 | 0
892 | 10.1826 | 19669.3806 | 4899.7208 | 0 | 20241.8632 | 5208.6568 | 0 | 21019.0805 | 6393.1673 | 0
893 | 10.1941 | 19660.1121 | 4899.0394 | 0 | 20241.6968 | 5208.652 | 0 | 21017.6464 | 6389.5261 | 0
894 | 10.2055 | 19659.1403 | 4896.6414 | 0 | 20240.9842 | 5207.2332 | 0 | 21017.4415 | 6386.0423 | 0
895 | 10.2169 | 19654.5085 | 4896.4062 | 0 | 20236.6144 | 5206.7 | 0 | 21014.0059 | 6384.8877 | 0
896 | 10.2283 | 19654.253 | 4892.442 | 0 | 20235.4757 | 5206.0409 | 0 | 21006.8643 | 6384.1426 | 0
897 | 10.2397 | 19654.2237 | 4890.6554 | 0 | 20235.1422 | 5203.8156 | 0 | 20999.6128 | 6383.1122 | 0
898 | 10.2511 | 19652.2115 | 4882.0434 | 0 | 20233.0521 | 5203.1662 | 0 | 20999.0888 | 6381.2654 | 0
899 | 10.2626 | 19651.3524 | 4881.7823 | 0 | 20231.5153 | 5202.3657 | 0 | 20997.686 | 6381.1211 | 0
900 | 10.274 | 19649.4703 | 4881.0705 | 0 | 20228.4439 | 5200.6666 | 0 | 20995.6917 | 6371.9616 | 0
901 | 10.2854 | 19648.1611 | 4880.8568 | 0 | 20227.0847 | 5200.3991 | 0 | 20994.1233 | 6370.5908 | 0
902 | 10.2968 | 19641.7428 | 4879.8943 | 0 | 20225.3586 | 5198.8824 | 0 | 20993.9292 | 6368.3695 | 0
903 | 10.3082 | 19640.5067 | 4876.0646 | 0 | 20223.2066 | 5194.5901 | 0 | 20992.2088 | 6364.3013 | 0
904 | 10.3196 | 19639.7277 | 4875.1571 | 0 | 20223.0378 | 5193.6305 | 0 | 20988.3015 | 6361.6914 | 0
905 | 10.3311 | 19639.2165 | 4873.1384 | 0 | 20220.7922 | 5192.9784 | 0 | 20987.8599 | 6359.8093 | 0
906 | 10.3425 | 19638.5878 | 4872.0397 | 0 | 20214.7646 | 5191.3741 | 0 | 20986.5208 | 6353.8054 | 0
907 | 10.3539 | 19636.5014 | 4870.6611 | 0 | 20207.9164 | 5190.7719 | 0 | 20984.064 | 6351.8083 | 0
908 | 10.3653 | 19634.3972 | 4869.6924 | 0 | 20206.5446 | 5189.8652 | 0 | 20983.2474 | 6349.9505 | 0
909 | 10.3767 | 19633.8727 | 4869.3023 | 0 | 20205.6886 | 5188.9785 | 0 | 20980.5919 | 6348.3829 | 0
910 | 10.3881 | 19632.5555 | 4868.4024 | 0 | 20200.0782 | 5187.419 | 0 | 20979.9861 | 6348.2382 | 0
911 | 10.3995 | 19631.1998 | 4866.6043 | 0 | 20199.9161 | 5187.0856 | 0 | 20979.5765 | 6347.4414 | 0
912 | 10.411 | 19628.4881 | 4864.6173 | 0 | 20198.4696 | 5185.9625 | 0 | 20978.1021 | 6346.9594 | 0
913 | 10.4224 | 19627.16 | 4864.3267 | 0 | 20198.1982 | 5185.3896 | 0 | 20977.5504 | 6343.8851 | 0
914 | 10.4338 | 19626.2953 | 4864.1549 | 0 | 20197.7921 | 5184.9582 | 0 | 20977.3253 | 6339.9187 | 0
915 | 10.4452 | 19625.3435 | 4858.8612 | 0 | 20197.0888 | 5182.7716 | 0 | 20974.1879 | 6339.4402 | 0
916 | 10.4566 | 19621.4557 | 4856.7766 | 0 | 20185.8124 | 5179.3854 | 0 | 20972.238 | 6334.1835 | 0
917 | 10.468 | 19619.0417 | 4856.2959 | 0 | 20183.2179 | 5178.144 | 0 | 20971.0199 | 6332.3373 | 0
918 | 10.4795 | 19618.8055 | 4855.405 | 0 | 20179.9004 | 5177.227 | 0 | 20968.4469 | 6332.1527 | 0
919 | 10.4909 | 19617.9855 | 4855.0774 | 0 | 20177.9364 | 5176.8073 | 0 | 20968.2786 | 6330.9248 | 0
920 | 10.5023 | 19615.0805 | 4852.0308 | 0 | 20174.3325 | 5176.6701 | 0 | 20967.4839 | 6330.5409 | 0
921 | 10.5137 | 19613.3604 | 4851.9282 | 0 | 20172.1109 | 5175.6239 | 0 | 20965.6454 | 6327.0672 | 0
922 | 10.5251 | 19613.3335 | 4851.6368 | 0 | 20171.9257 | 5175.5351 | 0 | 20964.2285 | 6322.6423 | 0
923 | 10.5365 | 19611.4096 | 4849.915 | 0 | 20169.9935 | 5173.7668 | 0 | 20961.7614 | 6321.7731 | 0
924 | 10.5479 | 19609.3207 | 4847.8975 | 0 | 20168.4363 | 5171.2997 | 0 | 20960.3724 | 6320.334 | 0
925 | 10.5594 | 19606.9985 | 4847.2442 | 0 | 20167.4717 | 5170.8978 | 0 | 20955.4638 | 6318.8248 | 0
926 | 10.5708 | 19606.6097 | 4840.8628 | 0 | 20165.8892 | 5170.2691 | 0 | 20954.6332 | 6317.4974 | 0
927 | 10.5822 | 19605.4218 | 4831.8862 | 0 | 20162.9154 | 5169.7402 | 0 | 20950.9655 | 6317.2417 | 0
928 | 10.5936 | 19604.6949 | 4831.5059 | 0 | 20162.8966 | 5166.3039 | 0 | 20939.0926 | 6316.2545 | 0
929 | 10.605 | 19601.2876 | 4830.8359 | 0 | 20162.5028 | 5165.9258 | 0 | 20938.2864 | 6316.0531 | 0
930 | 10.6164 | 19600.2062 | 4829.9934 | 0 | 20161.8682 | 5165.2365 | 0 | 20935.0956 | 6315.8463 | 0
931 | 10.6279 | 19599.7293 | 4829.5812 | 0 | 20159.9446 | 5163.6471 | 0 | 20934.0268 | 6315.4259 | 0
932 | 10.6393 | 19599.603 | 4826.3288 | 0 | 20159.6123 | 5163.5467 | 0 | 20932.1645 | 6315.3592 | 0
933 | 10.6507 | 19596.4576 | 4824.6122 | 0 | 20157.9857 | 5162.1358 | 0 | 20930.2455 | 6313.7663 | 0
934 | 10.6621 | 19592.4447 | 4823.2766 | 0 | 20154.9998 | 5160.9301 | 0 | 20929.3547 | 6312.6145 | 0
935 | 10.6735 | 19591.7238 | 4823.1999 | 0 | 20154.9464 | 5158.8906 | 0 | 20928.3443 | 6311.4023 | 0
936 | 10.6849 | 19589.0595 | 4821.6638 | 0 | 20154.7141 | 5155.9726 | 0 | 20927.524 | 6310.8735 | 0
937 | 10.6963 | 19588.4979 | 4819.4198 | 0 | 20153.8128 | 5155.268 | 0 | 20920.4673 | 6309.6774 | 0
938 | 10.7078 | 19588.2239 | 4817.4171 | 0 | 20152.6977 | 5154.127 | 0 | 20919.8653 | 6302.1081 | 0
939 | 10.7192 | 19587.9159 | 4817.3522 | 0 | 20152.5473 | 5153.5322 | 0 | 20916.5126 | 6299.3156 | 0
940 | 10.7306 | 19587.3694 | 4816.8126 | 0 | 20152.3894 | 5151.2734 | 0 | 20915.6218 | 6296.9212 | 0
941 | 10.742 | 19587.1573 | 4815.6728 | 0 | 20150.237 | 5150.3911 | 0 | 20914.9041 | 6294.7267 | 0
942 | 10.7534 | 19586.6171 | 4814.7253 | 0 | 20148.8165 | 5149.5635 | 0 | 20914.4023 | 6294.414 | 0
943 | 10.7648 | 19582.8862 | 4813.81 | 0 | 20148.5758 | 5148.6048 | 0 | 20912.3351 | 6292.9699 | 0
944 | 10.7763 | 19581.7746 | 4812.8158 | 0 | 20148.1909 | 5148.602 | 0 | 20911.6061 | 6291.7811 | 0
945 | 10.7877 | 19579.8078 | 4811.2121 | 0 | 20147.5755 | 5141.1462 | 0 | 20911.5915 | 6289.611 | 0
946 | 10.7991 | 19578.7882 | 4809.5192 | 0 | 20145.8398 | 5140.8074 | 0 | 20909.5856 | 6287.2011 | 0
947 | 10.8105 | 19576.9782 | 4808.7175 | 0 | 20145.3418 | 5140.3793 | 0 | 20907.2094 | 6287.182 | 0
948 | 10.8219 | 19572.6184 | 4806.0954 | 0 | 20143.3395 | 5137.9641 | 0 | 20905.8828 | 6287.0125 | 0
949 | 10.8333 | 19571.0214 | 4805.8267 | 0 | 20142.5533 | 5137.2649 | 0 | 20903.9004 | 6285.1815 | 0
950 | 10.8447 | 19570.682 | 4805.227 | 0 | 20141.1833 | 5134.1004 | 0 | 20903.7949 | 6283.7272 | 0
951 | 10.8562 | 19570.1782 | 4803.0587 | 0 | 20141.0536 | 5132.1523 | 0 | 20903.7362 | 6282.5153 | 0
952 | 10.8676 | 19569.5587 | 4802.4268 | 0 | 20140.8664 | 5130.5858 | 0 | 20901.7613 | 6281.6296 | 0
953 | 10.879 | 19567.9485 | 4798.5202 | 0 | 20140.6879 | 5129.0187 | 0 | 20900.5886 | 6279.2624 | 0
954 | 10.8904 | 19566.3219 | 4795.5112 | 0 | 20137.8341 | 5128.426 | 0 | 20899.4146 | 6277.7356 | 0
955 | 10.9018 | 19566.0125 | 4792.2375 | 0 | 20136.4371 | 5126.0182 | 0 | 20898.4868 | 6271.6716 | 0
956 | 10.9132 | 19564.8089 | 4788.7092 | 0 | 20136.0674 | 5125.7053 | 0 | 20897.9387 | 6271.1573 | 0
957 | 10.9247 | 19563.9409 | 4787.9941 | 0 | 20132.1114 | 5124.418 | 0 | 20897.5671 | 6266.5522 | 0
958 | 10.9361 | 19563.3864 | 4785.2168 | 0 | 20131.9833 | 5124.3031 | 0 | 20895.4987 | 6266.0757 | 0
959 | 10.9475 | 19561.4092 | 4783.5979 | 0 | 20130.8844 | 5123.2124 | 0 | 20894.0188 | 6265.3233 | 0
960 | 10.9589 | 19558.8853 | 4783.4753 | 0 | 20129.835 | 5120.5207 | 0 | 20890.5896 | 6263.3495 | 0
961 | 10.9703 | 19558.3334 | 4781.5013 | 0 | 20128.5749 | 5120.2991 | 0 | 20888.6125 | 6260.739 | 0
962 | 10.9817 | 19557.6559 | 4780.4926 | 0 | 20124.6776 | 5120.2777 | 0 | 20888.4389 | 6259.148 | 0
963 | 10.9932 | 19557.2213 | 4779.8744 | 0 | 20120.8214 | 5120.1339 | 0 | 20886.2254 | 6256.8617 | 0
964 | 11.0046 | 19553.981 | 4779.2231 | 0 | 20119.2791 | 5119.8113 | 0 | 20883.5612 | 6252.843 | 0
965 | 11.016 | 19553.9684 | 4778.89 | 0 | 20119.1166 | 5119.7929 | 0 | 20883.1189 | 6250.3148 | 0
966 | 11.0274 | 19553.1739 | 4776.9225 | 0 | 20117.8096 | 5119.4787 | 0 | 20881.5078 | 6250.0981 | 0
967 | 11.0388 | 19553.1327 | 4774.282 | 0 | 20115.8701 | 5118.8613 | 0 | 20879.8067 | 6249.3049 | 0
968 | 11.0502 | 19551.6922 | 4773.821 | 0 | 20115.258 | 5117.9878 | 0 | 20879.4219 | 6244.6244 | 0
969 | 11.0616 | 19550.3802 | 4773.1254 | 0 | 20114.9345 | 5115.6863 | 0 | 20878.8591 | 6243.8458 | 0
970 | 11.0731 | 19548.2893 | 4772.2373 | 0 | 20113.5354 | 5115.3963 | 0 | 20877.8078 | 6241.6143 | 0
971 | 11.0845 | 19547.8607 | 4770.578 | 0 | 20112.6489 | 5114.6313 | 0 | 20869.1478 | 6236.5308 | 0
972 | 11.0959 | 19547.0733 | 4766.6041 | 0 | 20111.7416 | 5112.0204 | 0 | 20868.5888 | 6235.137 | 0
973 | 11.1073 | 19546.8302 | 4765.3814 | 0 | 20110.8274 | 5111.972 | 0 | 20867.1216 | 6234.7429 | 0
974 | 11.1187 | 19546.7274 | 4765.2365 | 0 | 20110.2095 | 5111.387 | 0 | 20866.3061 | 6234.268 | 0
975 | 11.1301 | 19546.4951 | 4763.7132 | 0 | 20110.1317 | 5110.9484 | 0 | 20865.5557 | 6232.579 | 0
976 | 11.1416 | 19544.7137 | 4761.239 | 0 | 20109.9596 | 5110.2939 | 0 | 20862.949 | 6230.818 | 0
977 | 11.153 | 19543.5731 | 4756.9949 | 0 | 20109.1324 | 5109.0546 | 0 | 20862.9171 | 6227.0205 | 0
978 | 11.1644 | 19541.851 | 4751.759 | 0 | 20108.3581 | 5108.6232 | 0 | 20862.9171 | 6226.9621 | 0
979 | 11.1758 | 19538.4934 | 4747.2684 | 0 | 20105.5567 | 5107.752 | 0 | 20860.3781 | 6226.9459 | 0
980 | 11.1872 | 19537.037 | 4746.6377 | 0 | 20104.0675 | 5106.8425 | 0 | 20859.9038 | 6226.7436 | 0
981 | 11.1986 | 19535.5598 | 4745.6971 | 0 | 20097.8077 | 5105.1397 | 0 | 20859.8387 | 6226.0163 | 0
982 | 11.21 | 19535.1126 | 4744.9735 | 0 | 20095.1998 | 5104.6056 | 0 | 20859.5505 | 6224.5778 | 0
983 | 11.2215 | 19533.899 | 4744.928 | 0 | 20095.0426 | 5101.4488 | 0 | 20858.2333 | 6222.4735 | 0
984 | 11.2329 | 19531.0161 | 4741.9185 | 0 | 20093.4002 | 5099.8542 | 0 | 20857.4645 | 6222.3381 | 0
985 | 11.2443 | 19530.6666 | 4738.4393 | 0 | 20092.619 | 5098.4161 | 0 | 20855.781 | 6222.087 | 0
986 | 11.2557 | 19527.7473 | 4737.815 | 0 | 20092.0252 | 5097.4059 | 0 | 20846.2734 | 6220.6868 | 0
987 | 11.2671 | 19523.2448 | 4737.5872 | 0 | 20091.4426 | 5096.6964 | 0 | 20846.2301 | 6215.837 | 0
988 | 11.2785 | 19520.4135 | 4735.9467 | 0 | 20090.0939 | 5090.739 | 0 | 20845.4207 | 6215.1969 | 0
989 | 11.29 | 19518.767 | 4733.559 | 0 | 20089.2251 | 5090.2242 | 0 | 20844.1969 | 6214.5694 | 0
990 | 11.3014 | 19516.863 | 4732.3427 | 0 | 20088.1105 | 5089.7492 | 0 | 20844.165 | 6213.2183 | 0
991 | 11.3128 | 19515.0078 | 4732.2773 | 0 | 20077.8043 | 5086.0517 | 0 | 20843.7021 | 6212.9825 | 0
992 | 11.3242 | 19514.7131 | 4727.5217 | 0 | 20076.6006 | 5084.7472 | 0 | 20842.8508 | 6211.8997 | 0
993 | 11.3356 | 19514.565 | 4727.3378 | 0 | 20075.734 | 5083.689 | 0 | 20840.7685 | 6211.2577 | 0
994 | 11.347 | 19513.1415 | 4726.8605 | 0 | 20075.1902 | 5082.0269 | 0 | 20840.1043 | 6211.1308 | 0
995 | 11.3584 | 19511.4637 | 4726.6386 | 0 | 20074.8279 | 5080.4496 | 0 | 20840.0437 | 6211.072 | 0
996 | 11.3699 | 19510.2575 | 4717.0156 | 0 | 20073.136 | 5079.409 | 0 | 20838.8098 | 6209.4089 | 0
997 | 11.3813 | 19510.148 | 4714.0343 | 0 | 20072.461 | 5077.0426 | 0 | 20838.0008 | 6206.0359 | 0
998 | 11.3927 | 19507.7377 | 4713.3329 | 0 | 20071.6623 | 5077.0016 | 0 | 20835.7523 | 6204.1459 | 0
999 | 11.4041 | 19504.8145 | 4708.037 | 0 | 20068.4223 | 5074.5948 | 0 | 20835.7331 | 6203.9894 | 0
1000 | 11.4155 | 19504.3999 | 4706.2078 | 0 | 20066.7122 | 5074.4809 | 0 | 20835.1222 | 6203.9623 | 0
1001 | 11.4269 | 19504.0076 | 4705.6022 | 0 | 20066.0176 | 5072.5947 | 0 | 20834.8653 | 6202.0426 | 0
1002 | 11.4384 | 19502.6165 | 4705.4526 | 0 | 20064.932 | 5072.496 | 0 | 20833.8189 | 6198.004 | 0
1003 | 11.4498 | 19500.2801 | 4703.4914 | 0 | 20064.8115 | 5071.3567 | 0 | 20832.7714 | 6192.4764 | 0
1004 | 11.4612 | 19499.0102 | 4702.5341 | 0 | 20055.9302 | 5069.8457 | 0 | 20830.139 | 6192.3401 | 0
1005 | 11.4726 | 19497.2976 | 4700.4732 | 0 | 20051.9542 | 5069.1253 | 0 | 20829.2365 | 6191.7518 | 0
1006 | 11.484 | 19497.2693 | 4699.1482 | 0 | 20049.8064 | 5066.1742 | 0 | 20828.07 | 6191.7015 | 0
1007 | 11.4954 | 19496.5898 | 4698.9074 | 0 | 20047.3417 | 5065.9089 | 0 | 20826.2484 | 6191.0715 | 0
1008 | 11.5068 | 19494.767 | 4695.2529 | 0 | 20046.9469 | 5065.3219 | 0 | 20824.1481 | 6189.384 | 0
1009 | 11.5183 | 19493.12 | 4693.81 | 0 | 20044.5171 | 5064.2655 | 0 | 20823.5239 | 6189.0029 | 0
1010 | 11.5297 | 19492.7555 | 4693.1461 | 0 | 20044.457 | 5064.1523 | 0 | 20823.0633 | 6183.5469 | 0
1011 | 11.5411 | 19492.1581 | 4685.6351 | 0 | 20044.2707 | 5059.7728 | 0 | 20820.1413 | 6182.076 | 0
1012 | 11.5525 | 19490.9955 | 4682.562 | 0 | 20042.5164 | 5058.0433 | 0 | 20819.0729 | 6179.4133 | 0
1013 | 11.5639 | 19490.7497 | 4681.4241 | 0 | 20042.0716 | 5057.1589 | 0 | 20818.2295 | 6175.2601 | 0
1014 | 11.5753 | 19490.5121 | 4679.9549 | 0 | 20041.2297 | 5056.8061 | 0 | 20813.7287 | 6175.1484 | 0
1015 | 11.5868 | 19490.3584 | 4678.9117 | 0 | 20040.2453 | 5056.3402 | 0 | 20812.7148 | 6173.2821 | 0
1016 | 11.5982 | 19489.6549 | 4675.7336 | 0 | 20039.5158 | 5053.1496 | 0 | 20808.7867 | 6172.5801 | 0
1017 | 11.6096 | 19487.3527 | 4675.449 | 0 | 20038.6234 | 5052.7285 | 0 | 20804.9759 | 6171.3366 | 0
1018 | 11.621 | 19486.2935 | 4674.4066 | 0 | 20038.4369 | 5052.2366 | 0 | 20803.7257 | 6171.0411 | 0
1019 | 11.6324 | 19482.0339 | 4671.3973 | 0 | 20037.5223 | 5051.169 | 0 | 20803.4237 | 6166.545 | 0
1020 | 11.6438 | 19481.8358 | 4670.4592 | 0 | 20037.4727 | 5049.5807 | 0 | 20801.6117 | 6166.1723 | 0
1021 | 11.6553 | 19481.6279 | 4669.4954 | 0 | 20035.9382 | 5047.0994 | 0 | 20799.7667 | 6165.3113 | 0
1022 | 11.6667 | 19479.6477 | 4668.4584 | 0 | 20034.4704 | 5045.8308 | 0 | 20797.9463 | 6164.9431 | 0
1023 | 11.6781 | 19476.5355 | 4665.6829 | 0 | 20034.3144 | 5042.7907 | 0 | 20797.3104 | 6162.8278 | 0
1024 | 11.6895 | 19474.8971 | 4664.9718 | 0 | 20031.3057 | 5040.1945 | 0 | 20797.3104 | 6162.2907 | 0
1025 | 11.7009 | 19472.7035 | 4663.394 | 0 | 20031.072 | 5040.1124 | 0 | 20796.9715 | 6161.8894 | 0
1026 | 11.7123 | 19471.0291 | 4661.5518 | 0 | 20030.7113 | 5037.9209 | 0 | 20795.8749 | 6160.2269 | 0
1027 | 11.7237 | 19470.3326 | 4660.2062 | 0 | 20029.0014 | 5037.4043 | 0 | 20795.4095 | 6158.6594 | 0
1028 | 11.7352 | 19470.3326 | 4660.0801 | 0 | 20024.3056 | 5034.4226 | 0 | 20793.8331 | 6156.7232 | 0
1029 | 11.7466 | 19468.3689 | 4657.6017 | 0 | 20020.4285 | 5031.894 | 0 | 20791.0318 | 6154.7575 | 0
1030 | 11.758 | 19467.8054 | 4657.2238 | 0 | 20017.9398 | 5030.9608 | 0 | 20788.4565 | 6154.6126 | 0
1031 | 11.7694 | 19467.4833 | 4656.2708 | 0 | 20017.8532 | 5030.4302 | 0 | 20782.5843 | 6154.1166 | 0
1032 | 11.7808 | 19466.49 | 4655.975 | 0 | 20016.6714 | 5028.8343 | 0 | 20782.1108 | 6152.5404 | 0
1033 | 11.7922 | 19466.0606 | 4645.0833 | 0 | 20016.1399 | 5028.6669 | 0 | 20779.9448 | 6150.0928 | 0
1034 | 11.8037 | 19462.4586 | 4643.1936 | 0 | 20012.5276 | 5028.5212 | 0 | 20778.1689 | 6148.8102 | 0
1035 | 11.8151 | 19461.3207 | 4642.5731 | 0 | 20009.3505 | 5027.6414 | 0 | 20777.4409 | 6147.5164 | 0
1036 | 11.8265 | 19460.625 | 4642.2956 | 0 | 20008.4106 | 5027.5033 | 0 | 20773.6821 | 6147.3096 | 0
1037 | 11.8379 | 19459.1504 | 4638.2882 | 0 | 20005.8523 | 5027.3034 | 0 | 20771.258 | 6145.1157 | 0
1038 | 11.8493 | 19458.8793 | 4637.4967 | 0 | 20001.2737 | 5027.0361 | 0 | 20770.3601 | 6144.7552 | 0
1039 | 11.8607 | 19457.2913 | 4635.8454 | 0 | 19999.4828 | 5026.0695 | 0 | 20769.7174 | 6143.9238 | 0
1040 | 11.8721 | 19457.0315 | 4629.2411 | 0 | 19999.0487 | 5026.0574 | 0 | 20768.8095 | 6141.1644 | 0
1041 | 11.8836 | 19456.1371 | 4626.2836 | 0 | 19997.4568 | 5025.2779 | 0 | 20768.7483 | 6141.0126 | 0
1042 | 11.895 | 19455.5825 | 4621.5562 | 0 | 19997.2102 | 5025.1607 | 0 | 20768.4724 | 6140.2334 | 0
1043 | 11.9064 | 19455.1599 | 4619.6086 | 0 | 19996.1432 | 5021.299 | 0 | 20767.7539 | 6139.9221 | 0
1044 | 11.9178 | 19454.3538 | 4617.23 | 0 | 19994.9854 | 5019.1023 | 0 | 20764.4191 | 6138.8512 | 0
1045 | 11.9292 | 19454.0746 | 4614.8754 | 0 | 19994.2982 | 5018.5932 | 0 | 20763.4246 | 6135.6854 | 0
1046 | 11.9406 | 19451.4281 | 4614.0893 | 0 | 19993.6933 | 5018.1634 | 0 | 20760.2856 | 6135.3216 | 0
1047 | 11.9521 | 19448.7762 | 4609.0962 | 0 | 19990.9636 | 5017.9419 | 0 | 20760.2597 | 6134.5423 | 0
1048 | 11.9635 | 19448.5093 | 4608.7444 | 0 | 19988.7771 | 5017.0218 | 0 | 20759.2929 | 6127.5058 | 0
1049 | 11.9749 | 19446.7639 | 4607.0605 | 0 | 19987.724 | 5014.3115 | 0 | 20759.0963 | 6127.4097 | 0
1050 | 11.9863 | 19443.8236 | 4606.4377 | 0 | 19987.245 | 5010.3947 | 0 | 20756.5725 | 6125.608 | 0
1051 | 11.9977 | 19443.0573 | 4605.9573 | 0 | 19985.0184 | 5009.7462 | 0 | 20752.0069 | 6125.3245 | 0
1052 | 12.0091 | 19443.0517 | 4600.9767 | 0 | 19983.3415 | 5009.5003 | 0 | 20750.0259 | 6125.0663 | 0
1053 | 12.0205 | 19442.6791 | 4599.189 | 0 | 19980.8851 | 5007.3885 | 0 | 20749.388 | 6124.0451 | 0
1054 | 12.032 | 19442.503 | 4599.1883 | 0 | 19980.7575 | 5006.0361 | 0 | 20749.3364 | 6122.0265 | 0
1055 | 12.0434 | 19440.8692 | 4598.9413 | 0 | 19980.1163 | 5005.5205 | 0 | 20748.6234 | 6121.3485 | 0
1056 | 12.0548 | 19438.0714 | 4598.9239 | 0 | 19980.1033 | 5004.5595 | 0 | 20748.4723 | 6120.7116 | 0
1057 | 12.0662 | 19437.8424 | 4597.542 | 0 | 19979.4408 | 5003.4125 | 0 | 20745.9472 | 6120.7044 | 0
1058 | 12.0776 | 19437.4362 | 4596.7943 | 0 | 19978.2639 | 4994.9993 | 0 | 20744.9546 | 6117.8476 | 0
1059 | 12.089 | 19434.7408 | 4596.3937 | 0 | 19976.7656 | 4994.1639 | 0 | 20739.3844 | 6117.4741 | 0
1060 | 12.1005 | 19432.7101 | 4594.9775 | 0 | 19976.3589 | 4991.7079 | 0 | 20738.3407 | 6117.3318 | 0
1061 | 12.1119 | 19431.2636 | 4592.8602 | 0 | 19975.2984 | 4990.5263 | 0 | 20733.8195 | 6117.099 | 0
1062 | 12.1233 | 19428.5352 | 4592.651 | 0 | 19973.0626 | 4990.4659 | 0 | 20733.0763 | 6109.8479 | 0
1063 | 12.1347 | 19428.4748 | 4592.4219 | 0 | 19972.7826 | 4989.7664 | 0 | 20732.3042 | 6108.6406 | 0
1064 | 12.1461 | 19427.9183 | 4591.0704 | 0 | 19971.6478 | 4988.9242 | 0 | 20731.631 | 6107.9114 | 0
1065 | 12.1575 | 19425.9642 | 4590.7187 | 0 | 19969.9248 | 4983.9917 | 0 | 20730.7748 | 6106.4566 | 0
1066 | 12.1689 | 19423.3949 | 4589.91 | 0 | 19969.3157 | 4982.3374 | 0 | 20728.1612 | 6106.1583 | 0
1067 | 12.1804 | 19422.5258 | 4589.5979 | 0 | 19965.0597 | 4980.8842 | 0 | 20725.4767 | 6104.8866 | 0
1068 | 12.1918 | 19421.294 | 4589.0049 | 0 | 19963.3749 | 4979.7873 | 0 | 20724.1232 | 6104.675 | 0
1069 | 12.2032 | 19419.2739 | 4588.8261 | 0 | 19960.3422 | 4978.4804 | 0 | 20723.6473 | 6104.6433 | 0
1070 | 12.2146 | 19418.9143 | 4588.6742 | 0 | 19960.0974 | 4971.639 | 0 | 20722.1354 | 6101.7686 | 0
1071 | 12.226 | 19417.3159 | 4584.3259 | 0 | 19958.9078 | 4970.0491 | 0 | 20722.0057 | 6101.4047 | 0
1072 | 12.2374 | 19417.2495 | 4583.2751 | 0 | 19958.2676 | 4969.8474 | 0 | 20721.6191 | 6099.8863 | 0
1073 | 12.2489 | 19416.4322 | 4579.5035 | 0 | 19957.1611 | 4969.4903 | 0 | 20719.3061 | 6099.4333 | 0
1074 | 12.2603 | 19414.978 | 4579.095 | 0 | 19957.0776 | 4964.7354 | 0 | 20718.9261 | 6099.3322 | 0
1075 | 12.2717 | 19412.6594 | 4575.0006 | 0 | 19955.5748 | 4964.0885 | 0 | 20716.8829 | 6097.9975 | 0
1076 | 12.2831 | 19412.4274 | 4572.4982 | 0 | 19953.2768 | 4962.3971 | 0 | 20713.8102 | 6097.558 | 0
1077 | 12.2945 | 19411.8987 | 4572.1568 | 0 | 19952.2898 | 4960.8087 | 0 | 20710.9207 | 6097.4543 | 0
1078 | 12.3059 | 19410.2528 | 4569.9494 | 0 | 19951.5982 | 4957.9975 | 0 | 20710.627 | 6095.5546 | 0
1079 | 12.3174 | 19409.7803 | 4564.3253 | 0 | 19950.9784 | 4956.0257 | 0 | 20709.7129 | 6092.7611 | 0
1080 | 12.3288 | 19407.8862 | 4564.1397 | 0 | 19950.4341 | 4954.0962 | 0 | 20708.7634 | 6090.5511 | 0
1081 | 12.3402 | 19402.9527 | 4561.078 | 0 | 19950.3652 | 4952.9744 | 0 | 20708.6243 | 6090.0454 | 0
1082 | 12.3516 | 19400.0638 | 4559.904 | 0 | 19946.6886 | 4952.8587 | 0 | 20707.7672 | 6089.285 | 0
1083 | 12.363 | 19397.4092 | 4556.7357 | 0 | 19945.3867 | 4950.4714 | 0 | 20707.5724 | 6088.697 | 0
1084 | 12.3744 | 19396.4304 | 4555.9146 | 0 | 19944.171 | 4950.4457 | 0 | 20706.4206 | 6088.4199 | 0
1085 | 12.3858 | 19395.5152 | 4554.9688 | 0 | 19944.0932 | 4949.3932 | 0 | 20704.8178 | 6087.7598 | 0
1086 | 12.3973 | 19393.704 | 4551.375 | 0 | 19941.2468 | 4949.2598 | 0 | 20703.4946 | 6085.6343 | 0
1087 | 12.4087 | 19392.9108 | 4548.8252 | 0 | 19939.357 | 4947.1261 | 0 | 20703.4457 | 6085.0292 | 0
1088 | 12.4201 | 19391.0948 | 4547.54 | 0 | 19938.682 | 4942.3778 | 0 | 20703.2619 | 6084.6338 | 0
1089 | 12.4315 | 19388.6339 | 4546.0997 | 0 | 19937.2569 | 4942.3176 | 0 | 20702.8619 | 6082.4785 | 0
1090 | 12.4429 | 19388.3761 | 4545.9952 | 0 | 19936.5155 | 4941.7921 | 0 | 20702.1618 | 6081.494 | 0
1091 | 12.4543 | 19385.6486 | 4544.1509 | 0 | 19935.2388 | 4937.6404 | 0 | 20699.0714 | 6081.372 | 0
1092 | 12.4658 | 19385.5273 | 4544.0324 | 0 | 19935.1054 | 4937.3515 | 0 | 20698.0927 | 6080.9763 | 0
1093 | 12.4772 | 19383.326 | 4543.883 | 0 | 19933.42 | 4933.6276 | 0 | 20697.8185 | 6080.7748 | 0
1094 | 12.4886 | 19380.4053 | 4543.1612 | 0 | 19932.6127 | 4932.2021 | 0 | 20697.743 | 6078.9416 | 0
1095 | 12.5 | 19377.237 | 4541.8629 | 0 | 19927.9445 | 4931.8837 | 0 | 20694.6031 | 6073.9627 | 0
1096 | 12.5114 | 19376.1895 | 4540.4009 | 0 | 19926.8754 | 4931.509 | 0 | 20694.6006 | 6071.4084 | 0
1097 | 12.5228 | 19376.0986 | 4539.5171 | 0 | 19924.4223 | 4929.699 | 0 | 20690.9852 | 6071.0866 | 0
1098 | 12.5342 | 19375.5724 | 4538.3828 | 0 | 19924.0617 | 4928.5209 | 0 | 20690.184 | 6068.7765 | 0
1099 | 12.5457 | 19374.3394 | 4536.8574 | 0 | 19922.9421 | 4928.3248 | 0 | 20688.9201 | 6066.9517 | 0
1100 | 12.5571 | 19373.911 | 4535.7087 | 0 | 19922.5816 | 4928.3136 | 0 | 20688.0323 | 6066.3882 | 0
1101 | 12.5685 | 19371.2504 | 4533.0399 | 0 | 19922.4484 | 4926.6471 | 0 | 20687.9943 | 6064.8029 | 0
1102 | 12.5799 | 19370.5026 | 4532.6838 | 0 | 19922.4038 | 4924.8773 | 0 | 20687.5556 | 6063.4924 | 0
1103 | 12.5913 | 19370.1139 | 4531.0377 | 0 | 19921.1324 | 4924.0882 | 0 | 20684.4352 | 6061.437 | 0
1104 | 12.6027 | 19369.6549 | 4525.996 | 0 | 19918.8262 | 4923.6389 | 0 | 20683.1709 | 6056.5376 | 0
1105 | 12.6142 | 19368.4061 | 4523.293 | 0 | 19917.9689 | 4922.9537 | 0 | 20682.4623 | 6047.2947 | 0
1106 | 12.6256 | 19367.4498 | 4522.5269 | 0 | 19914.6224 | 4921.7447 | 0 | 20681.5593 | 6045.5908 | 0
1107 | 12.637 | 19365.537 | 4521.3446 | 0 | 19914.0313 | 4921.6412 | 0 | 20677.9281 | 6043.5701 | 0
1108 | 12.6484 | 19365.4302 | 4520.0655 | 0 | 19913.3703 | 4921.2862 | 0 | 20676.9495 | 6042.5127 | 0
1109 | 12.6598 | 19365.0598 | 4519.364 | 0 | 19910.9734 | 4920.3453 | 0 | 20676.8008 | 6041.9794 | 0
1110 | 12.6712 | 19364.0479 | 4517.5078 | 0 | 19910.4671 | 4919.7492 | 0 | 20675.5293 | 6039.7561 | 0
1111 | 12.6826 | 19362.5688 | 4517.062 | 0 | 19907.7997 | 4919.5691 | 0 | 20674.7115 | 6039.3653 | 0
1112 | 12.6941 | 19362.5514 | 4515.9482 | 0 | 19907.2313 | 4916.543 | 0 | 20673.8297 | 6038.2368 | 0
1113 | 12.7055 | 19362.3966 | 4514.661 | 0 | 19901.4842 | 4915.9688 | 0 | 20669.7699 | 6037.4347 | 0
1114 | 12.7169 | 19361.8985 | 4513.9284 | 0 | 19899.4232 | 4914.1009 | 0 | 20668.9521 | 6036.5154 | 0
1115 | 12.7283 | 19361.203 | 4512.35 | 0 | 19898.379 | 4914.082 | 0 | 20668.1534 | 6036.3969 | 0
1116 | 12.7397 | 19360.5142 | 4510.783 | 0 | 19898.2575 | 4913.9964 | 0 | 20665.4797 | 6033.5643 | 0
1117 | 12.7511 | 19356.9207 | 4507.3603 | 0 | 19897.851 | 4912.5587 | 0 | 20664.9855 | 6033.057 | 0
1118 | 12.7626 | 19356.152 | 4503.9112 | 0 | 19897.5147 | 4912.2764 | 0 | 20664.5459 | 6031.4348 | 0
1119 | 12.774 | 19351.4844 | 4500.5698 | 0 | 19896.2622 | 4910.2518 | 0 | 20663.9724 | 6030.2224 | 0
1120 | 12.7854 | 19350.3266 | 4500.2397 | 0 | 19894.3589 | 4909.6984 | 0 | 20663.8724 | 6029.6445 | 0
1121 | 12.7968 | 19349.1374 | 4499.9595 | 0 | 19893.6716 | 4909.6259 | 0 | 20663.2429 | 6029.1379 | 0
1122 | 12.8082 | 19348.8828 | 4497.826 | 0 | 19893.0227 | 4909.4622 | 0 | 20662.5019 | 6029.0882 | 0
1123 | 12.8196 | 19348.3187 | 4494.8995 | 0 | 19890.3942 | 4908.8285 | 0 | 20656.2659 | 6027.374 | 0
1124 | 12.8311 | 19348.2939 | 4494.8169 | 0 | 19890.2644 | 4906.6214 | 0 | 20654.5792 | 6027.1906 | 0
1125 | 12.8425 | 19343.5179 | 4494.8164 | 0 | 19887.4171 | 4903.9663 | 0 | 20654.3101 | 6026.2849 | 0
1126 | 12.8539 | 19341.5514 | 4494.454 | 0 | 19886.7651 | 4900.8275 | 0 | 20652.482 | 6025.7029 | 0
1127 | 12.8653 | 19341.2852 | 4490.2168 | 0 | 19886.3091 | 4899.9269 | 0 | 20650.7846 | 6024.1162 | 0
1128 | 12.8767 | 19338.4846 | 4487.3028 | 0 | 19885.3038 | 4899.8705 | 0 | 20650.3856 | 6024.0966 | 0
1129 | 12.8881 | 19338.1686 | 4487.0183 | 0 | 19884.4935 | 4898.4678 | 0 | 20649.5286 | 6022.3509 | 0
1130 | 12.8995 | 19337.0405 | 4483.0446 | 0 | 19883.3987 | 4895.7917 | 0 | 20648.1604 | 6021.2334 | 0
1131 | 12.911 | 19335.1533 | 4479.755 | 0 | 19881.5217 | 4895.4087 | 0 | 20647.2398 | 6017.6256 | 0
1132 | 12.9224 | 19335.0582 | 4478.8703 | 0 | 19879.3739 | 4895.0663 | 0 | 20646.8779 | 6016.4786 | 0
1133 | 12.9338 | 19334.7839 | 4472.5364 | 0 | 19879.27 | 4894.6496 | 0 | 20646.852 | 6012.9308 | 0
1134 | 12.9452 | 19334.4506 | 4472.4177 | 0 | 19878.2905 | 4894.2147 | 0 | 20646.4622 | 6010.8659 | 0
1135 | 12.9566 | 19334.2741 | 4468.7054 | 0 | 19878.0481 | 4893.7247 | 0 | 20646.173 | 6004.2087 | 0
1136 | 12.968 | 19333.8046 | 4468.066 | 0 | 19877.4111 | 4892.1642 | 0 | 20644.1882 | 6003.0899 | 0
1137 | 12.9795 | 19332.3735 | 4467.6143 | 0 | 19875.0083 | 4887.188 | 0 | 20640.2651 | 6002.3565 | 0
1138 | 12.9909 | 19332.3463 | 4467.5721 | 0 | 19874.8242 | 4887.0972 | 0 | 20639.5993 | 5997.1525 | 0
1139 | 13.0023 | 19331.1108 | 4467.5299 | 0 | 19870.0914 | 4886.9516 | 0 | 20637.8359 | 5996.0763 | 0
1140 | 13.0137 | 19328.4988 | 4466.6957 | 0 | 19868.9722 | 4885.9018 | 0 | 20637.0797 | 5995.8975 | 0
1141 | 13.0251 | 19326.5296 | 4466.1032 | 0 | 19866.5738 | 4884.895 | 0 | 20636.8735 | 5995.2038 | 0
1142 | 13.0365 | 19326.5 | 4463.337 | 0 | 19864.2262 | 4884.7314 | 0 | 20632.3136 | 5994.4943 | 0
1143 | 13.0479 | 19326.5 | 4462.2578 | 0 | 19863.2633 | 4884.2719 | 0 | 20631.0184 | 5994.0889 | 0
1144 | 13.0594 | 19326.0776 | 4461.597 | 0 | 19862.3296 | 4881.692 | 0 | 20629.3983 | 5993.6612 | 0
1145 | 13.0708 | 19325.6303 | 4459.7339 | 0 | 19861.9758 | 4878.9235 | 0 | 20629.1779 | 5993.1559 | 0
1146 | 13.0822 | 19324.783 | 4459.3103 | 0 | 19861.9363 | 4878.4963 | 0 | 20628.2247 | 5985.0818 | 0
1147 | 13.0936 | 19324.209 | 4459.1311 | 0 | 19859.7502 | 4877.6054 | 0 | 20615.779 | 5984.2614 | 0
1148 | 13.105 | 19323.9658 | 4458.2301 | 0 | 19858.211 | 4877.2887 | 0 | 20614.0741 | 5984.0554 | 0
1149 | 13.1164 | 19323.8406 | 4458.0963 | 0 | 19857.9119 | 4877.0726 | 0 | 20611.9284 | 5983.4129 | 0
1150 | 13.1279 | 19323.1764 | 4456.8317 | 0 | 19855.4245 | 4875.472 | 0 | 20611.5508 | 5978.8878 | 0
1151 | 13.1393 | 19322.8412 | 4455.7564 | 0 | 19855.3999 | 4874.9998 | 0 | 20610.6688 | 5978.4292 | 0
1152 | 13.1507 | 19322.0608 | 4453.8184 | 0 | 19853.9125 | 4871.1321 | 0 | 20609.1494 | 5978.1722 | 0
1153 | 13.1621 | 19322.0303 | 4451.8965 | 0 | 19853.706 | 4866.6434 | 0 | 20607.5851 | 5976.0408 | 0
1154 | 13.1735 | 19321.3821 | 4451.4708 | 0 | 19849.7727 | 4866.4042 | 0 | 20604.7965 | 5974.2697 | 0
1155 | 13.1849 | 19319.587 | 4449.1178 | 0 | 19847.5209 | 4864.3256 | 0 | 20604.1584 | 5973.8695 | 0
1156 | 13.1963 | 19316.6806 | 4448.8539 | 0 | 19847.4948 | 4862.9406 | 0 | 20602.5476 | 5973.8322 | 0
1157 | 13.2078 | 19314.665 | 4447.809 | 0 | 19846.6825 | 4862.5642 | 0 | 20602.3922 | 5973.4737 | 0
1158 | 13.2192 | 19312.8756 | 4447.4889 | 0 | 19843.3479 | 4860.7349 | 0 | 20602.0252 | 5973.0437 | 0
1159 | 13.2306 | 19312.2094 | 4446.4213 | 0 | 19843.0999 | 4860.6149 | 0 | 20598.6608 | 5972.5961 | 0
1160 | 13.242 | 19311.5193 | 4445.3856 | 0 | 19842.2292 | 4859.64 | 0 | 20597.5867 | 5971.9426 | 0
1161 | 13.2534 | 19310.8756 | 4443.3374 | 0 | 19841.0799 | 4858.9187 | 0 | 20597.5803 | 5969.8404 | 0
1162 | 13.2648 | 19306.3897 | 4440.1707 | 0 | 19840.9044 | 4858.0091 | 0 | 20596.9126 | 5969.7706 | 0
1163 | 13.2763 | 19302.7865 | 4439.4616 | 0 | 19840.1665 | 4856.3434 | 0 | 20596.4327 | 5969.423 | 0
1164 | 13.2877 | 19302.4226 | 4439.0578 | 0 | 19835.4399 | 4852.6386 | 0 | 20596.31 | 5967.1048 | 0
1165 | 13.2991 | 19299.6225 | 4439.0338 | 0 | 19835.1174 | 4852.4689 | 0 | 20596.31 | 5964.8814 | 0
1166 | 13.3105 | 19298.0467 | 4434.3146 | 0 | 19834.1633 | 4851.8914 | 0 | 20595.9102 | 5964.8484 | 0
1167 | 13.3219 | 19297.7652 | 4433.4574 | 0 | 19833.8993 | 4851.8103 | 0 | 20592.7098 | 5964.4396 | 0
1168 | 13.3333 | 19293.9008 | 4433.4382 | 0 | 19831.3674 | 4849.9167 | 0 | 20591.2733 | 5963.7757 | 0
1169 | 13.3447 | 19293.67 | 4432.7489 | 0 | 19830.1564 | 4849.8027 | 0 | 20591.2733 | 5962.9838 | 0
1170 | 13.3562 | 19292.8752 | 4432.2318 | 0 | 19828.426 | 4849.1709 | 0 | 20589.3034 | 5962.0165 | 0
1171 | 13.3676 | 19289.2375 | 4429.3856 | 0 | 19827.2213 | 4847.3719 | 0 | 20587.6453 | 5959.3174 | 0
1172 | 13.379 | 19289.1752 | 4427.947 | 0 | 19825.4274 | 4847.1902 | 0 | 20584.4781 | 5959.1403 | 0
1173 | 13.3904 | 19288.7708 | 4427.5105 | 0 | 19823.2791 | 4846.95 | 0 | 20584.1884 | 5958.8088 | 0
1174 | 13.4018 | 19285.294 | 4426.514 | 0 | 19820.3713 | 4844.1986 | 0 | 20583.3754 | 5958.7181 | 0
1175 | 13.4132 | 19283.6344 | 4426.4602 | 0 | 19820.276 | 4841.5498 | 0 | 20582.2324 | 5958.6939 | 0
1176 | 13.4247 | 19283.3963 | 4425.2536 | 0 | 19820.1789 | 4840.3855 | 0 | 20580.212 | 5958.2881 | 0
1177 | 13.4361 | 19282.5339 | 4425.0956 | 0 | 19819.8929 | 4837.8667 | 0 | 20579.374 | 5958.1401 | 0
1178 | 13.4475 | 19281.2743 | 4423.5737 | 0 | 19818.2724 | 4836.0738 | 0 | 20579.3178 | 5956.3101 | 0
1179 | 13.4589 | 19280.6035 | 4422.5931 | 0 | 19817.9055 | 4835.6967 | 0 | 20578.814 | 5955.2832 | 0
1180 | 13.4703 | 19279.5701 | 4422.4857 | 0 | 19817.8641 | 4834.2289 | 0 | 20577.3658 | 5955.2679 | 0
1181 | 13.4817 | 19278.3342 | 4421.1891 | 0 | 19817.8266 | 4834.0095 | 0 | 20576.8946 | 5955.2551 | 0
1182 | 13.4932 | 19275.9078 | 4418.0137 | 0 | 19816.077 | 4830.6779 | 0 | 20575.81 | 5954.1506 | 0
1183 | 13.5046 | 19274.5728 | 4416.3759 | 0 | 19815.966 | 4829.7531 | 0 | 20574.6674 | 5952.943 | 0
1184 | 13.516 | 19272.3524 | 4415.0307 | 0 | 19814.6069 | 4828.227 | 0 | 20573.2247 | 5951.277 | 0
1185 | 13.5274 | 19271.3753 | 4409.9834 | 0 | 19814.242 | 4826.6438 | 0 | 20568.1327 | 5950.9769 | 0
1186 | 13.5388 | 19270.6151 | 4409.9479 | 0 | 19813.3838 | 4822.5447 | 0 | 20567.4682 | 5949.8706 | 0
1187 | 13.5502 | 19269.1704 | 4408.2986 | 0 | 19812.7243 | 4822.4364 | 0 | 20567.1653 | 5947.9183 | 0
1188 | 13.5616 | 19268.6538 | 4408.1022 | 0 | 19811.9665 | 4819.8951 | 0 | 20566.8808 | 5947.5305 | 0
1189 | 13.5731 | 19266.3862 | 4405.4233 | 0 | 19811.9038 | 4819.7681 | 0 | 20561.9029 | 5946.7091 | 0
1190 | 13.5845 | 19266.1752 | 4404.6247 | 0 | 19807.2714 | 4819.2698 | 0 | 20561.7924 | 5944.61 | 0
1191 | 13.5959 | 19265.2312 | 4402.8399 | 0 | 19806.2902 | 4815.458 | 0 | 20561.0958 | 5943.2534 | 0
1192 | 13.6073 | 19264.2511 | 4399.3934 | 0 | 19806.1507 | 4814.9582 | 0 | 20559.2102 | 5941.6965 | 0
1193 | 13.6187 | 19262.4947 | 4398.9364 | 0 | 19805.0758 | 4814.6123 | 0 | 20557.9427 | 5938.1229 | 0
1194 | 13.6301 | 19262.1141 | 4398.6284 | 0 | 19802.9705 | 4814.2145 | 0 | 20556.339 | 5937.9154 | 0
1195 | 13.6416 | 19261.2673 | 4397.884 | 0 | 19801.3673 | 4814.145 | 0 | 20556.0393 | 5937.3237 | 0
1196 | 13.653 | 19260.4255 | 4395.9546 | 0 | 19799.6178 | 4811.893 | 0 | 20555.873 | 5934.3927 | 0
1197 | 13.6644 | 19256.0169 | 4394.7471 | 0 | 19797.1596 | 4810.8027 | 0 | 20554.1915 | 5933.923 | 0
1198 | 13.6758 | 19254.8029 | 4392.2001 | 0 | 19797.1562 | 4808.7477 | 0 | 20552.8871 | 5932.2994 | 0
1199 | 13.6872 | 19254.2274 | 4392.1505 | 0 | 19796.5959 | 4808.3203 | 0 | 20551.9875 | 5931.991 | 0
1200 | 13.6986 | 19253.5433 | 4392.1332 | 0 | 19796.0463 | 4807.6908 | 0 | 20551.7372 | 5930.4801 | 0
1201 | 13.71 | 19251.6175 | 4391.1899 | 0 | 19795.3153 | 4807.2553 | 0 | 20550.4301 | 5927.7647 | 0
1202 | 13.7215 | 19250.6092 | 4388.445 | 0 | 19791.8992 | 4807.0215 | 0 | 20547.8868 | 5927.2364 | 0
1203 | 13.7329 | 19250.6045 | 4385.9378 | 0 | 19790.2817 | 4806.3578 | 0 | 20547.8118 | 5924.1924 | 0
1204 | 13.7443 | 19250.0052 | 4384.1495 | 0 | 19789.0968 | 4805.9825 | 0 | 20547.6307 | 5924.1741 | 0
1205 | 13.7557 | 19247.4016 | 4382.444 | 0 | 19789.0758 | 4804.4127 | 0 | 20547.5794 | 5921.5494 | 0
1206 | 13.7671 | 19243.3145 | 4381.5832 | 0 | 19785.1182 | 4803.6477 | 0 | 20546.9333 | 5919.9581 | 0
1207 | 13.7785 | 19242.6481 | 4380.9685 | 0 | 19784.4845 | 4803.4199 | 0 | 20545.1988 | 5918.3037 | 0
1208 | 13.79 | 19239.2174 | 4376.8191 | 0 | 19784.0437 | 4800.1077 | 0 | 20544.6853 | 5916.9611 | 0
1209 | 13.8014 | 19238.9844 | 4376.3899 | 0 | 19783.97 | 4798.9262 | 0 | 20544.5392 | 5915.8198 | 0
1210 | 13.8128 | 19238.7896 | 4375.9102 | 0 | 19783.2536 | 4796.6774 | 0 | 20541.0864 | 5913.9421 | 0
1211 | 13.8242 | 19238.6659 | 4375.6344 | 0 | 19783.1961 | 4796.1913 | 0 | 20540.2205 | 5909.8047 | 0
1212 | 13.8356 | 19236.8117 | 4371.9968 | 0 | 19779.9045 | 4795.6152 | 0 | 20539.1817 | 5906.2313 | 0
1213 | 13.847 | 19234.6082 | 4366.4126 | 0 | 19779.7749 | 4794.819 | 0 | 20538.8086 | 5905.328 | 0
1214 | 13.8584 | 19232.9864 | 4365.2606 | 0 | 19779.722 | 4793.4222 | 0 | 20538.0266 | 5905.0372 | 0
1215 | 13.8699 | 19232.3237 | 4363.1403 | 0 | 19778.0377 | 4793.3498 | 0 | 20533.9071 | 5905.0268 | 0
1216 | 13.8813 | 19231.5518 | 4359.4239 | 0 | 19777.7862 | 4793.2447 | 0 | 20533.8532 | 5904.3669 | 0
1217 | 13.8927 | 19231.0656 | 4358.6618 | 0 | 19777.5327 | 4792.4756 | 0 | 20530.9561 | 5901.7953 | 0
1218 | 13.9041 | 19229.6346 | 4355.4415 | 0 | 19777.163 | 4791.6409 | 0 | 20530.658 | 5899.9267 | 0
1219 | 13.9155 | 19226.6473 | 4353.6485 | 0 | 19777.0542 | 4790.3579 | 0 | 20530.3335 | 5897.6823 | 0
1220 | 13.9269 | 19225.3735 | 4352.4133 | 0 | 19775.6207 | 4789.4201 | 0 | 20530.2481 | 5897.6296 | 0
1221 | 13.9384 | 19223.7268 | 4350.0471 | 0 | 19775.2084 | 4787.3935 | 0 | 20529.5546 | 5896.8959 | 0
1222 | 13.9498 | 19222.6321 | 4348.4523 | 0 | 19774.978 | 4787.2469 | 0 | 20528.5934 | 5896.7215 | 0
1223 | 13.9612 | 19221.3051 | 4348.1156 | 0 | 19774.8299 | 4785.2145 | 0 | 20527.1395 | 5895.3987 | 0
1224 | 13.9726 | 19220.1268 | 4346.0403 | 0 | 19773.4629 | 4784.8596 | 0 | 20526.0536 | 5895.3122 | 0
1225 | 13.984 | 19218.5272 | 4345.0054 | 0 | 19770.3755 | 4784.6339 | 0 | 20524.8224 | 5894.59 | 0
1226 | 13.9954 | 19217.7144 | 4343.1001 | 0 | 19767.8108 | 4784.5684 | 0 | 20524.398 | 5894.4041 | 0
1227 | 14.0068 | 19216.4327 | 4342.8865 | 0 | 19766.5751 | 4783.5845 | 0 | 20521.9329 | 5893.0955 | 0
1228 | 14.0183 | 19215.7325 | 4342.3064 | 0 | 19764.7602 | 4783.3039 | 0 | 20519.48 | 5892.8796 | 0
1229 | 14.0297 | 19215.1984 | 4342.04 | 0 | 19764.3777 | 4782.873 | 0 | 20519.3929 | 5891.9471 | 0
1230 | 14.0411 | 19213.6884 | 4341.4483 | 0 | 19762.765 | 4782.5063 | 0 | 20518.5051 | 5890.3346 | 0
1231 | 14.0525 | 19212.6405 | 4338.6058 | 0 | 19762.4388 | 4782.2876 | 0 | 20517.8013 | 5889.9365 | 0
1232 | 14.0639 | 19212.0687 | 4338.2033 | 0 | 19760.7803 | 4781.3513 | 0 | 20515.5266 | 5888.7269 | 0
1233 | 14.0753 | 19211.8113 | 4333.5113 | 0 | 19760.7571 | 4781.2972 | 0 | 20515.4426 | 5886.9966 | 0
1234 | 14.0868 | 19209.4548 | 4332.711 | 0 | 19756.0593 | 4779.6379 | 0 | 20515.4068 | 5882.5961 | 0
1235 | 14.0982 | 19209.2601 | 4329.6181 | 0 | 19755.2116 | 4778.2812 | 0 | 20515.1095 | 5877.8727 | 0
1236 | 14.1096 | 19207.5936 | 4328.7042 | 0 | 19753.929 | 4775.4621 | 0 | 20514.9929 | 5875.5824 | 0
1237 | 14.121 | 19207.0333 | 4327.2395 | 0 | 19752.9961 | 4773.1573 | 0 | 20514.94 | 5875.3725 | 0
1238 | 14.1324 | 19206.9369 | 4326.8253 | 0 | 19750.5626 | 4773.1483 | 0 | 20514.8048 | 5873.0557 | 0
1239 | 14.1438 | 19203.5213 | 4325.3267 | 0 | 19750.1222 | 4773.0734 | 0 | 20513.728 | 5871.0635 | 0
1240 | 14.1553 | 19202.4039 | 4324.6289 | 0 | 19747.6843 | 4773.0679 | 0 | 20512.0407 | 5867.7209 | 0
1241 | 14.1667 | 19201.9905 | 4322.1915 | 0 | 19746.9471 | 4772.1244 | 0 | 20509.5894 | 5867.5617 | 0
1242 | 14.1781 | 19201.4181 | 4322.1446 | 0 | 19746.0777 | 4771.8376 | 0 | 20507.4575 | 5867.345 | 0
1243 | 14.1895 | 19197.8212 | 4320.3053 | 0 | 19745.4205 | 4771.1717 | 0 | 20507.0656 | 5866.4956 | 0
1244 | 14.2009 | 19197.1416 | 4319.0434 | 0 | 19742.0127 | 4770.7197 | 0 | 20503.8486 | 5866.3305 | 0
1245 | 14.2123 | 19195.988 | 4317.7249 | 0 | 19741.9155 | 4770.4372 | 0 | 20503.7454 | 5864.0988 | 0
1246 | 14.2237 | 19195.4591 | 4314.5897 | 0 | 19741.8508 | 4769.0367 | 0 | 20503.4523 | 5863.967 | 0
1247 | 14.2352 | 19194.9465 | 4313.5444 | 0 | 19741.5989 | 4768.1576 | 0 | 20500.0822 | 5863.704 | 0
1248 | 14.2466 | 19192.8431 | 4312.4857 | 0 | 19740.1742 | 4767.4824 | 0 | 20496.4081 | 5862.6819 | 0
1249 | 14.258 | 19192.6043 | 4311.1374 | 0 | 19739.6843 | 4767.0158 | 0 | 20494.7373 | 5862.6588 | 0
1250 | 14.2694 | 19192.1652 | 4309.0959 | 0 | 19739.2061 | 4766.1086 | 0 | 20492.9005 | 5862.2056 | 0
1251 | 14.2808 | 19189.6219 | 4306.3817 | 0 | 19738.2212 | 4765.216 | 0 | 20489.7629 | 5861.3789 | 0
1252 | 14.2922 | 19187.4718 | 4305.4487 | 0 | 19737.0522 | 4761.2691 | 0 | 20489.6119 | 5860.6506 | 0
1253 | 14.3037 | 19186.9357 | 4304.4879 | 0 | 19735.8505 | 4759.5723 | 0 | 20489.2554 | 5859.8656 | 0
1254 | 14.3151 | 19186.3556 | 4303.1273 | 0 | 19731.9522 | 4758.4607 | 0 | 20488.0089 | 5853.5068 | 0
1255 | 14.3265 | 19186.0901 | 4302.6429 | 0 | 19731.5179 | 4755.3244 | 0 | 20487.548 | 5853.3445 | 0
1256 | 14.3379 | 19185.6839 | 4300.4218 | 0 | 19729.6576 | 4752.6243 | 0 | 20485.8145 | 5852.9886 | 0
1257 | 14.3493 | 19180.2983 | 4298.4748 | 0 | 19728.1964 | 4752.5546 | 0 | 20481.6354 | 5852.1106 | 0
1258 | 14.3607 | 19179.4301 | 4296.6858 | 0 | 19725.3098 | 4750.8927 | 0 | 20480.2165 | 5851.2272 | 0
1259 | 14.3721 | 19179.0778 | 4296.17 | 0 | 19725.1607 | 4750.7534 | 0 | 20477.9346 | 5851.0674 | 0
1260 | 14.3836 | 19177.5314 | 4295.6202 | 0 | 19723.1732 | 4750.4855 | 0 | 20476.9676 | 5848.5929 | 0
1261 | 14.395 | 19176.7848 | 4294.7195 | 0 | 19723.0358 | 4747.7913 | 0 | 20476.7402 | 5846.5895 | 0
1262 | 14.4064 | 19174.4003 | 4291.2621 | 0 | 19722.7065 | 4745.3072 | 0 | 20476.715 | 5845.5502 | 0
1263 | 14.4178 | 19174.0957 | 4290.8055 | 0 | 19719.6578 | 4744.8463 | 0 | 20475.9859 | 5845.2273 | 0
1264 | 14.4292 | 19172.1518 | 4290.6056 | 0 | 19719.6213 | 4742.4366 | 0 | 20474.6852 | 5843.679 | 0
1265 | 14.4406 | 19170.8036 | 4288.9674 | 0 | 19719.1594 | 4742.0878 | 0 | 20471.8366 | 5843.308 | 0
1266 | 14.4521 | 19170.7802 | 4285.275 | 0 | 19714.4933 | 4740.9644 | 0 | 20471.6856 | 5840.629 | 0
1267 | 14.4635 | 19169.8481 | 4284.127 | 0 | 19713.7001 | 4739.1749 | 0 | 20471.6856 | 5839.1354 | 0
1268 | 14.4749 | 19168.6989 | 4282.5772 | 0 | 19710.9831 | 4738.2713 | 0 | 20469.3604 | 5838.993 | 0
1269 | 14.4863 | 19166.9965 | 4282.5161 | 0 | 19710.0306 | 4738.0837 | 0 | 20467.3385 | 5838.7214 | 0
1270 | 14.4977 | 19166.1746 | 4279.2271 | 0 | 19709.0484 | 4737.7382 | 0 | 20463.0572 | 5838.6818 | 0
1271 | 14.5091 | 19163.5343 | 4277.4026 | 0 | 19708.8244 | 4735.3 | 0 | 20458.6066 | 5838.4013 | 0
1272 | 14.5205 | 19161.4275 | 4277.0629 | 0 | 19704.8472 | 4729.9097 | 0 | 20458.1078 | 5835.8292 | 0
1273 | 14.532 | 19159.7681 | 4276.5556 | 0 | 19703.416 | 4727.4501 | 0 | 20456.9671 | 5835.464 | 0
1274 | 14.5434 | 19157.3024 | 4276.2374 | 0 | 19701.4989 | 4726.4617 | 0 | 20455.0364 | 5835.0622 | 0
1275 | 14.5548 | 19156.44 | 4275.8092 | 0 | 19699.8935 | 4723.0854 | 0 | 20451.7905 | 5833.537 | 0
1276 | 14.5662 | 19156.4085 | 4273.9018 | 0 | 19699.458 | 4722.9304 | 0 | 20451.3265 | 5833.2767 | 0
1277 | 14.5776 | 19156.1158 | 4272.7672 | 0 | 19698.9486 | 4718.9834 | 0 | 20450.9911 | 5832.2454 | 0
1278 | 14.589 | 19155.8274 | 4269.2072 | 0 | 19698.5286 | 4718.8134 | 0 | 20448.8715 | 5831.4492 | 0
1279 | 14.6005 | 19152.64 | 4266.6519 | 0 | 19698.3113 | 4715.8283 | 0 | 20446.7906 | 5830.5617 | 0
1280 | 14.6119 | 19152.5388 | 4265.4751 | 0 | 19697.511 | 4715.4115 | 0 | 20446.4348 | 5829.5924 | 0
1281 | 14.6233 | 19151.1288 | 4265.3814 | 0 | 19693.9938 | 4711.1257 | 0 | 20444.4353 | 5828.3062 | 0
1282 | 14.6347 | 19147.9134 | 4265.3636 | 0 | 19691.9945 | 4709.4786 | 0 | 20442.6219 | 5827.0365 | 0
1283 | 14.6461 | 19146.6591 | 4265.014 | 0 | 19691.6947 | 4706.6896 | 0 | 20440.9492 | 5825.2458 | 0
1284 | 14.6575 | 19144.6994 | 4263.6894 | 0 | 19687.2321 | 4706.4567 | 0 | 20438.696 | 5824.8929 | 0
1285 | 14.6689 | 19144.2073 | 4261.1173 | 0 | 19685.8435 | 4704.9409 | 0 | 20437.2566 | 5824.3981 | 0
1286 | 14.6804 | 19142.5102 | 4260.0584 | 0 | 19685.768 | 4703.6981 | 0 | 20436.4008 | 5822.5818 | 0
1287 | 14.6918 | 19142.1511 | 4259.3864 | 0 | 19685.7107 | 4701.8055 | 0 | 20435.3816 | 5822.4761 | 0
1288 | 14.7032 | 19140.4603 | 4258.4996 | 0 | 19685.1225 | 4701.6637 | 0 | 20433.5549 | 5821.4495 | 0
1289 | 14.7146 | 19140.3496 | 4258.4677 | 0 | 19684.5404 | 4700.647 | 0 | 20431.84 | 5819.5325 | 0
1290 | 14.726 | 19134.6388 | 4257.8737 | 0 | 19684.1008 | 4695.4173 | 0 | 20431.0479 | 5817.5438 | 0
1291 | 14.7374 | 19133.9671 | 4255.5985 | 0 | 19681.1017 | 4695.3324 | 0 | 20430.6361 | 5817.4668 | 0
1292 | 14.7489 | 19133.4812 | 4252.9923 | 0 | 19680.4491 | 4693.9231 | 0 | 20429.656 | 5817.2644 | 0
1293 | 14.7603 | 19130.5579 | 4252.1527 | 0 | 19679.3803 | 4692.6671 | 0 | 20428.3722 | 5816.5897 | 0
1294 | 14.7717 | 19130.5181 | 4251.235 | 0 | 19678.9486 | 4690.6125 | 0 | 20427.4537 | 5816.274 | 0
1295 | 14.7831 | 19129.5652 | 4250.8367 | 0 | 19675.9141 | 4687.4608 | 0 | 20427.0644 | 5814.3829 | 0
1296 | 14.7945 | 19128.6572 | 4247.4364 | 0 | 19672.064 | 4687.1364 | 0 | 20426.5372 | 5813.8122 | 0
1297 | 14.8059 | 19126.7284 | 4247.3744 | 0 | 19669.2585 | 4682.4313 | 0 | 20425.8074 | 5813.2629 | 0
1298 | 14.8174 | 19124.9158 | 4244.9981 | 0 | 19668.2486 | 4680.9289 | 0 | 20421.245 | 5810.7777 | 0
1299 | 14.8288 | 19124.7206 | 4244.9215 | 0 | 19666.8656 | 4680.6701 | 0 | 20417.6476 | 5809.977 | 0
1300 | 14.8402 | 19122.9662 | 4243.4816 | 0 | 19662.3172 | 4679.8758 | 0 | 20416.2723 | 5809.2148 | 0
1301 | 14.8516 | 19120.2432 | 4243.3601 | 0 | 19659.718 | 4679.3832 | 0 | 20415.6456 | 5809.1568 | 0
1302 | 14.863 | 19119.4919 | 4240.7292 | 0 | 19659.2667 | 4675.8627 | 0 | 20414.4691 | 5807.7438 | 0
1303 | 14.8744 | 19117.4723 | 4234.83 | 0 | 19658.3751 | 4674.103 | 0 | 20413.1462 | 5801.1642 | 0
1304 | 14.8858 | 19114.2161 | 4233.6875 | 0 | 19657.9614 | 4673.8906 | 0 | 20411.6281 | 5797.5693 | 0
1305 | 14.8973 | 19111.1957 | 4231.7037 | 0 | 19656.3306 | 4673.7851 | 0 | 20410.5718 | 5796.6444 | 0
1306 | 14.9087 | 19110.4251 | 4230.6429 | 0 | 19652.3976 | 4670.835 | 0 | 20409.2491 | 5796.6311 | 0
1307 | 14.9201 | 19106.1022 | 4227.7494 | 0 | 19652.3707 | 4668.638 | 0 | 20409.1241 | 5794.9112 | 0
1308 | 14.9315 | 19105.6635 | 4227.1818 | 0 | 19650.8613 | 4668.2943 | 0 | 20408.3223 | 5793.9573 | 0
1309 | 14.9429 | 19104.3453 | 4226.0891 | 0 | 19647.7773 | 4667.5022 | 0 | 20408.3223 | 5793.6059 | 0
1310 | 14.9543 | 19103.4083 | 4221.8845 | 0 | 19647.4547 | 4666.5684 | 0 | 20406.8784 | 5792.9235 | 0
1311 | 14.9658 | 19103.2318 | 4219.9285 | 0 | 19646.3279 | 4666.232 | 0 | 20405.9037 | 5792.0861 | 0
1312 | 14.9772 | 19101.4491 | 4218.1969 | 0 | 19644.9061 | 4664.474 | 0 | 20403.7286 | 5791.1674 | 0
1313 | 14.9886 | 19100.2039 | 4217.3044 | 0 | 19641.7288 | 4664.2594 | 0 | 20403.3638 | 5790.2119 | 0
1314 | 15 | 19098.9655 | 4214.0934 | 0 | 19639.9077 | 4662.4583 | 0 | 20399.8873 | 5790.1062 | 0
1315 | 15.0114 | 19093.9444 | 4214.0697 | 0 | 19639.3291 | 4659.9446 | 0 | 20397.3055 | 5786.2106 | 0
1316 | 15.0228 | 19093.8849 | 4214.016 | 0 | 19638.3415 | 4657.8281 | 0 | 20394.3435 | 5784.2189 | 0
1317 | 15.0342 | 19092.6241 | 4209.4564 | 0 | 19637.5675 | 4656.79 | 0 | 20392.3358 | 5784.0049 | 0
1318 | 15.0457 | 19091.0356 | 4208.6427 | 0 | 19635.3435 | 4654.2314 | 0 | 20392.2912 | 5783.514 | 0
1319 | 15.0571 | 19088.898 | 4205.3867 | 0 | 19632.6185 | 4653.0189 | 0 | 20391.9228 | 5783.0621 | 0
1320 | 15.0685 | 19088.898 | 4203.941 | 0 | 19632.5066 | 4652.8776 | 0 | 20380.2647 | 5780.9665 | 0
1321 | 15.0799 | 19087.273 | 4202.6628 | 0 | 19632.1629 | 4651.7084 | 0 | 20379.1731 | 5778.0866 | 0
1322 | 15.0913 | 19087.1285 | 4197.6329 | 0 | 19630.7567 | 4649.6945 | 0 | 20378.3164 | 5778.0545 | 0
1323 | 15.1027 | 19085.8391 | 4197.1637 | 0 | 19628.1602 | 4648.4234 | 0 | 20375.044 | 5777.874 | 0
1324 | 15.1142 | 19085.3554 | 4196.9645 | 0 | 19627.3395 | 4648.2818 | 0 | 20372.7544 | 5776.2272 | 0
1325 | 15.1256 | 19085.241 | 4196.9599 | 0 | 19624.6788 | 4642.6409 | 0 | 20371.8696 | 5775.5374 | 0
1326 | 15.137 | 19085.2261 | 4189.9965 | 0 | 19623.3101 | 4641.8591 | 0 | 20371.8696 | 5772.7491 | 0
1327 | 15.1484 | 19084.0538 | 4188.2268 | 0 | 19621.3783 | 4638.6526 | 0 | 20371.4545 | 5772.5717 | 0
1328 | 15.1598 | 19081.5349 | 4187.5229 | 0 | 19620.7635 | 4636.9378 | 0 | 20370.0231 | 5771.4371 | 0
1329 | 15.1712 | 19081.0693 | 4186.9677 | 0 | 19620.23 | 4636.8219 | 0 | 20369.9169 | 5770.4209 | 0
1330 | 15.1826 | 19080.8926 | 4186.5718 | 0 | 19619.5303 | 4636.0987 | 0 | 20368.9078 | 5770.3726 | 0
1331 | 15.1941 | 19079.9837 | 4186.3206 | 0 | 19619.1828 | 4635.1132 | 0 | 20368.1454 | 5769.9171 | 0
1332 | 15.2055 | 19078.7841 | 4184.8405 | 0 | 19618.4921 | 4632.1492 | 0 | 20366.1941 | 5769.512 | 0
1333 | 15.2169 | 19077.1967 | 4183.2289 | 0 | 19617.4541 | 4631.8718 | 0 | 20366.0609 | 5769.4691 | 0
1334 | 15.2283 | 19075.8036 | 4180.0626 | 0 | 19617.4436 | 4627.6742 | 0 | 20362.4805 | 5768.4642 | 0
1335 | 15.2397 | 19073.3415 | 4179.9803 | 0 | 19614.4218 | 4626.8032 | 0 | 20352.826 | 5767.7521 | 0
1336 | 15.2511 | 19073.3075 | 4179.7541 | 0 | 19613.3498 | 4626.1459 | 0 | 20352.3785 | 5767.675 | 0
1337 | 15.2626 | 19070.8311 | 4176.7592 | 0 | 19608.5739 | 4623.8444 | 0 | 20350.629 | 5766.1645 | 0
1338 | 15.274 | 19069.6205 | 4173.5713 | 0 | 19607.3746 | 4622.7426 | 0 | 20348.592 | 5761.2503 | 0
1339 | 15.2854 | 19068.5421 | 4171.7154 | 0 | 19605.2228 | 4622.3727 | 0 | 20348.2734 | 5758.1804 | 0
1340 | 15.2968 | 19067.0332 | 4170.5239 | 0 | 19601.9511 | 4620.0626 | 0 | 20347.4053 | 5755.7098 | 0
1341 | 15.3082 | 19066.6817 | 4169.8587 | 0 | 19601.7266 | 4619.7016 | 0 | 20346.5256 | 5755.1014 | 0
1342 | 15.3196 | 19065.9275 | 4169.8426 | 0 | 19601.0331 | 4618.7695 | 0 | 20344.7069 | 5755.0642 | 0
1343 | 15.3311 | 19065.3434 | 4168.6495 | 0 | 19599.8044 | 4618.0703 | 0 | 20342.0147 | 5752.8314 | 0
1344 | 15.3425 | 19064.1407 | 4167.0105 | 0 | 19597.0785 | 4616.0146 | 0 | 20338.0189 | 5752.4518 | 0
1345 | 15.3539 | 19063.3591 | 4166.9625 | 0 | 19593.9217 | 4615.0253 | 0 | 20337.5811 | 5751.7311 | 0
1346 | 15.3653 | 19057.6723 | 4165.521 | 0 | 19591.8393 | 4614.3458 | 0 | 20337.4812 | 5751.4968 | 0
1347 | 15.3767 | 19057.4322 | 4165.2404 | 0 | 19591.5703 | 4612.5834 | 0 | 20335.3595 | 5750.0706 | 0
1348 | 15.3881 | 19055.7008 | 4164.327 | 0 | 19591.0404 | 4611.9593 | 0 | 20335.184 | 5747.2374 | 0
1349 | 15.3995 | 19055.2918 | 4162.7735 | 0 | 19590.6042 | 4610.7242 | 0 | 20334.9037 | 5744.6094 | 0
1350 | 15.411 | 19054.7863 | 4162.322 | 0 | 19588.9176 | 4609.167 | 0 | 20333.5657 | 5743.6701 | 0
1351 | 15.4224 | 19052.9211 | 4161.5791 | 0 | 19588.9018 | 4604.1547 | 0 | 20333.1683 | 5742.2419 | 0
1352 | 15.4338 | 19052.4095 | 4161.1063 | 0 | 19587.9526 | 4600.7028 | 0 | 20333.1428 | 5741.0266 | 0
1353 | 15.4452 | 19050.8995 | 4159.6281 | 0 | 19587.9385 | 4600.2307 | 0 | 20331.9721 | 5739.8033 | 0
1354 | 15.4566 | 19047.1206 | 4157.9166 | 0 | 19586.5839 | 4599.4637 | 0 | 20331.9625 | 5739.628 | 0
1355 | 15.468 | 19046.4484 | 4157.8593 | 0 | 19583.7667 | 4597.6878 | 0 | 20331.3868 | 5739.4766 | 0
1356 | 15.4795 | 19043.5201 | 4157.7423 | 0 | 19581.165 | 4591.1089 | 0 | 20330.9389 | 5738.1152 | 0
1357 | 15.4909 | 19042.9871 | 4155.9018 | 0 | 19580.3518 | 4590.0914 | 0 | 20328.1394 | 5736.5911 | 0
1358 | 15.5023 | 19042.4608 | 4153.7528 | 0 | 19579.6272 | 4589.9915 | 0 | 20327.8951 | 5735.0615 | 0
1359 | 15.5137 | 19039.5447 | 4153.7015 | 0 | 19579.2679 | 4589.3463 | 0 | 20324.2064 | 5735.0164 | 0
1360 | 15.5251 | 19036.7833 | 4151.893 | 0 | 19578.2988 | 4588.4929 | 0 | 20322.1362 | 5734.5154 | 0
1361 | 15.5365 | 19033.9596 | 4150.9896 | 0 | 19576.1647 | 4588.0805 | 0 | 20321.1079 | 5731.0208 | 0
1362 | 15.5479 | 19032.2913 | 4147.9491 | 0 | 19575.1945 | 4584.8183 | 0 | 20318.7347 | 5730.7701 | 0
1363 | 15.5594 | 19032.2288 | 4147.0076 | 0 | 19571.1902 | 4582.568 | 0 | 20318.3944 | 5730.5407 | 0
1364 | 15.5708 | 19031.8191 | 4146.7638 | 0 | 19570.7212 | 4579.4395 | 0 | 20317.6865 | 5730.4281 | 0
1365 | 15.5822 | 19030.737 | 4146.3955 | 0 | 19569.7851 | 4578.5845 | 0 | 20314.9423 | 5729.3644 | 0
1366 | 15.5936 | 19029.9911 | 4145.9704 | 0 | 19569.6044 | 4577.5626 | 0 | 20314.3936 | 5729.2578 | 0
1367 | 15.605 | 19029.338 | 4145.4466 | 0 | 19569.4054 | 4577.1133 | 0 | 20310.4762 | 5728.439 | 0
1368 | 15.6164 | 19029.2691 | 4144.745 | 0 | 19568.8978 | 4576.4642 | 0 | 20310.3917 | 5727.9781 | 0
1369 | 15.6279 | 19027.7789 | 4144.4458 | 0 | 19568.7114 | 4576.264 | 0 | 20307.7604 | 5726.0775 | 0
1370 | 15.6393 | 19025.5125 | 4143.0626 | 0 | 19565.4077 | 4575.3584 | 0 | 20307.1766 | 5725.7987 | 0
1371 | 15.6507 | 19025.479 | 4139.3218 | 0 | 19565.0214 | 4575.102 | 0 | 20305.8355 | 5725.3783 | 0
1372 | 15.6621 | 19024.2467 | 4139.2501 | 0 | 19564.0416 | 4574.0329 | 0 | 20304.429 | 5725.2551 | 0
1373 | 15.6735 | 19023.7252 | 4138.7695 | 0 | 19563.162 | 4573.4343 | 0 | 20302.6912 | 5725.1786 | 0
1374 | 15.6849 | 19022.216 | 4138.237 | 0 | 19562.6383 | 4571.1671 | 0 | 20300.7134 | 5722.6524 | 0
1375 | 15.6963 | 19021.9585 | 4137.6111 | 0 | 19562.36 | 4569.8691 | 0 | 20300.0285 | 5722.6429 | 0
1376 | 15.7078 | 19021.1464 | 4137.2587 | 0 | 19562.2999 | 4565.9705 | 0 | 20299.6276 | 5721.8649 | 0
1377 | 15.7192 | 19018.8439 | 4137.119 | 0 | 19561.3568 | 4564.1751 | 0 | 20297.0493 | 5719.3703 | 0
1378 | 15.7306 | 19018.0898 | 4136.5188 | 0 | 19558.8779 | 4563.9867 | 0 | 20296.2864 | 5719.1656 | 0
1379 | 15.742 | 19017.6122 | 4134.6336 | 0 | 19555.4286 | 4561.1638 | 0 | 20296.2114 | 5718.8648 | 0
1380 | 15.7534 | 19015.7589 | 4134.2938 | 0 | 19554.8463 | 4561.0785 | 0 | 20296.0897 | 5717.6927 | 0
1381 | 15.7648 | 19013.803 | 4133.8534 | 0 | 19553.9878 | 4558.2433 | 0 | 20295.0365 | 5717.4693 | 0
1382 | 15.7763 | 19011.3785 | 4133.2319 | 0 | 19552.5622 | 4557.7102 | 0 | 20292.0449 | 5717.1546 | 0
1383 | 15.7877 | 19011.0742 | 4132.7318 | 0 | 19551.1155 | 4555.2578 | 0 | 20291.3565 | 5715.0702 | 0
1384 | 15.7991 | 19010.9141 | 4131.9487 | 0 | 19548.9327 | 4555.1764 | 0 | 20290.445 | 5714.8474 | 0
1385 | 15.8105 | 19010.4892 | 4131.4837 | 0 | 19548 | 4550.3863 | 0 | 20289.183 | 5713.6712 | 0
1386 | 15.8219 | 19009.2207 | 4129.1653 | 0 | 19547.3331 | 4549.4183 | 0 | 20287.5668 | 5713.0236 | 0
1387 | 15.8333 | 19007.3847 | 4127.8418 | 0 | 19547.2428 | 4548.5061 | 0 | 20286.7163 | 5710.6052 | 0
1388 | 15.8447 | 19000.049 | 4126.6345 | 0 | 19546.3959 | 4547.455 | 0 | 20286.1143 | 5710.3988 | 0
1389 | 15.8562 | 18999.5383 | 4126.1041 | 0 | 19543.7136 | 4547.1471 | 0 | 20285.3229 | 5708.4921 | 0
1390 | 15.8676 | 18997.4547 | 4124.2919 | 0 | 19541.8987 | 4546.9863 | 0 | 20284.4447 | 5706.4596 | 0
1391 | 15.879 | 18996.5654 | 4123.4279 | 0 | 19540.9436 | 4546.6736 | 0 | 20283.0967 | 5706.3148 | 0
1392 | 15.8904 | 18994.8906 | 4122.238 | 0 | 19539.7573 | 4546.616 | 0 | 20279.698 | 5701.9076 | 0
1393 | 15.9018 | 18993.9053 | 4117.0023 | 0 | 19539.3697 | 4546.4273 | 0 | 20279.1842 | 5701.8025 | 0
1394 | 15.9132 | 18991.7812 | 4116.6801 | 0 | 19538.5401 | 4544.2237 | 0 | 20277.865 | 5701.7123 | 0
1395 | 15.9247 | 18991.1397 | 4114.4765 | 0 | 19537.5455 | 4541.4216 | 0 | 20276.696 | 5701.0498 | 0
1396 | 15.9361 | 18989.619 | 4113.0327 | 0 | 19537.4708 | 4541.4177 | 0 | 20273.4398 | 5700.0196 | 0
1397 | 15.9475 | 18986.4462 | 4112.086 | 0 | 19535.7426 | 4538.6767 | 0 | 20272.7294 | 5698.6366 | 0
1398 | 15.9589 | 18986.2404 | 4111.91 | 0 | 19531.889 | 4537.8661 | 0 | 20269.2 | 5698.5869 | 0
1399 | 15.9703 | 18985.8971 | 4111.1976 | 0 | 19531.738 | 4536.2311 | 0 | 20269.0148 | 5695.2981 | 0
1400 | 15.9817 | 18985.1654 | 4110.5507 | 0 | 19529.5226 | 4531.5458 | 0 | 20268.7327 | 5695.1772 | 0
1401 | 15.9932 | 18984.1096 | 4108.9079 | 0 | 19528.7709 | 4531.3772 | 0 | 20267.929 | 5694.9291 | 0
1402 | 16.0046 | 18982.155 | 4108.4607 | 0 | 19528.3667 | 4530.6537 | 0 | 20267.4829 | 5693.9041 | 0
1403 | 16.016 | 18981.5648 | 4108.3231 | 0 | 19526.7686 | 4530.1262 | 0 | 20266.6007 | 5692.8436 | 0
1404 | 16.0274 | 18978.6418 | 4108.2254 | 0 | 19525.9063 | 4529.1103 | 0 | 20265.9674 | 5692.7728 | 0
1405 | 16.0388 | 18978.1035 | 4108.1281 | 0 | 19525.8835 | 4528.38 | 0 | 20264.4541 | 5692.5499 | 0
1406 | 16.0502 | 18977.8917 | 4106.4863 | 0 | 19523.7727 | 4527.9472 | 0 | 20263.6179 | 5692.1591 | 0
1407 | 16.0616 | 18977.7258 | 4106.0744 | 0 | 19520.572 | 4526.0352 | 0 | 20263.4408 | 5690.5218 | 0
1408 | 16.0731 | 18972.482 | 4104.9182 | 0 | 19520.163 | 4525.1635 | 0 | 20263.4371 | 5689.3109 | 0
1409 | 16.0845 | 18971.3876 | 4104.6594 | 0 | 19518.5084 | 4524.4844 | 0 | 20261.0587 | 5688.6682 | 0
1410 | 16.0959 | 18968.0243 | 4104.5161 | 0 | 19517.0134 | 4523.3154 | 0 | 20260.5066 | 5688.0776 | 0
1411 | 16.1073 | 18964.4358 | 4102.209 | 0 | 19515.2654 | 4519.5189 | 0 | 20258.1133 | 5687.6346 | 0
1412 | 16.1187 | 18964.415 | 4101.8215 | 0 | 19514.2717 | 4519.0608 | 0 | 20256.5865 | 5687.5106 | 0
1413 | 16.1301 | 18962.8742 | 4101.6094 | 0 | 19513.853 | 4517.9726 | 0 | 20249.1317 | 5686.6648 | 0
1414 | 16.1416 | 18961.5309 | 4101.3243 | 0 | 19513.2737 | 4515.6664 | 0 | 20246.2544 | 5685.3563 | 0
1415 | 16.153 | 18960.8678 | 4100.0498 | 0 | 19512.7078 | 4514.3693 | 0 | 20246.0115 | 5684.047 | 0
1416 | 16.1644 | 18959.8379 | 4099.9664 | 0 | 19512.3061 | 4514.097 | 0 | 20245.0258 | 5683.2337 | 0
1417 | 16.1758 | 18959.4229 | 4099.6301 | 0 | 19510.2957 | 4513.3242 | 0 | 20243.956 | 5682.7711 | 0
1418 | 16.1872 | 18959.4229 | 4099.5492 | 0 | 19509.0739 | 4512.9452 | 0 | 20241.0632 | 5682.5792 | 0
1419 | 16.1986 | 18958.4355 | 4098.2906 | 0 | 19504.7278 | 4512.7293 | 0 | 20239.3766 | 5681.419 | 0
1420 | 16.21 | 18958.1836 | 4097.3282 | 0 | 19504.6592 | 4512.388 | 0 | 20237.3114 | 5680.7722 | 0
1421 | 16.2215 | 18957.5351 | 4096.4382 | 0 | 19498.9955 | 4512.1277 | 0 | 20235.5713 | 5679.7776 | 0
1422 | 16.2329 | 18952.9172 | 4095.2539 | 0 | 19498.0305 | 4508.7954 | 0 | 20234.1213 | 5679.059 | 0
1423 | 16.2443 | 18952.6923 | 4095.1847 | 0 | 19494.9079 | 4508.1736 | 0 | 20232.3167 | 5677.6656 | 0
1424 | 16.2557 | 18951.905 | 4094.6984 | 0 | 19490.8355 | 4506.2268 | 0 | 20230.0163 | 5675.7496 | 0
1425 | 16.2671 | 18951.2035 | 4093.511 | 0 | 19487.9849 | 4505.69 | 0 | 20229.6145 | 5674.1062 | 0
1426 | 16.2785 | 18950.3901 | 4085.7489 | 0 | 19487.8806 | 4504.2086 | 0 | 20228.8103 | 5672.3909 | 0
1427 | 16.29 | 18946.5671 | 4085.7294 | 0 | 19480.7233 | 4502.348 | 0 | 20228.2838 | 5671.252 | 0
1428 | 16.3014 | 18945.7679 | 4084.6375 | 0 | 19479.3596 | 4501.9168 | 0 | 20228.2268 | 5668.5941 | 0
1429 | 16.3128 | 18945.1179 | 4084.1889 | 0 | 19478.7384 | 4501.6401 | 0 | 20228.2268 | 5665.4613 | 0
1430 | 16.3242 | 18943.6033 | 4083.0352 | 0 | 19477.8464 | 4499.0515 | 0 | 20227.6625 | 5664.808 | 0
1431 | 16.3356 | 18942.6149 | 4079.5436 | 0 | 19476.7382 | 4498.7614 | 0 | 20226.7693 | 5663.0167 | 0
1432 | 16.347 | 18941.0202 | 4072.6486 | 0 | 19475.1037 | 4494.7109 | 0 | 20226.7605 | 5662.6283 | 0
1433 | 16.3584 | 18940.4802 | 4071.3398 | 0 | 19475.0477 | 4492.4332 | 0 | 20224.6337 | 5662.4735 | 0
1434 | 16.3699 | 18937.9944 | 4070.5792 | 0 | 19473.5853 | 4492.3128 | 0 | 20224.4697 | 5662.2363 | 0
1435 | 16.3813 | 18937.1032 | 4070.2537 | 0 | 19471.4702 | 4491.2641 | 0 | 20222.7729 | 5660.9988 | 0
1436 | 16.3927 | 18934.5409 | 4069.9955 | 0 | 19469.586 | 4491.0026 | 0 | 20222.686 | 5660.1746 | 0
1437 | 16.4041 | 18933.8915 | 4068.1178 | 0 | 19468.6583 | 4490.7085 | 0 | 20222.5426 | 5659.7407 | 0
1438 | 16.4155 | 18933.7089 | 4067.0106 | 0 | 19468.3882 | 4490.0164 | 0 | 20222.1737 | 5659.5004 | 0
1439 | 16.4269 | 18933.235 | 4066.2054 | 0 | 19464.1877 | 4487.9306 | 0 | 20221.9259 | 5658.6691 | 0
1440 | 16.4384 | 18931.5068 | 4066.1493 | 0 | 19462.1365 | 4487.8816 | 0 | 20221.8739 | 5655.7456 | 0
1441 | 16.4498 | 18931.3373 | 4064.3136 | 0 | 19461.5389 | 4487.6922 | 0 | 20220.8874 | 5655.1364 | 0
1442 | 16.4612 | 18930.0758 | 4060.7327 | 0 | 19461.0732 | 4487.0608 | 0 | 20219.8757 | 5653.6383 | 0
1443 | 16.4726 | 18929.5566 | 4060.324 | 0 | 19460.9963 | 4486.7869 | 0 | 20219.1424 | 5652.4401 | 0
1444 | 16.484 | 18927.5914 | 4060.1552 | 0 | 19460.9474 | 4484.1658 | 0 | 20215.5265 | 5649.9964 | 0
1445 | 16.4954 | 18927.155 | 4059.7246 | 0 | 19460.5598 | 4483.8397 | 0 | 20215.0144 | 5649.0622 | 0
1446 | 16.5068 | 18925.1708 | 4059.0823 | 0 | 19460.5546 | 4483.7774 | 0 | 20215.0007 | 5648.8137 | 0
1447 | 16.5183 | 18922.5471 | 4058.8829 | 0 | 19460.3055 | 4482.1565 | 0 | 20213.51 | 5648.3285 | 0
1448 | 16.5297 | 18921.1162 | 4058.7294 | 0 | 19458.8011 | 4480.9769 | 0 | 20211.2756 | 5646.1567 | 0
1449 | 16.5411 | 18919.3326 | 4057.1742 | 0 | 19457.28 | 4479.8729 | 0 | 20208.6926 | 5645.0421 | 0
1450 | 16.5525 | 18919.3052 | 4054.7932 | 0 | 19457.012 | 4479.8363 | 0 | 20208.2212 | 5642.8035 | 0
1451 | 16.5639 | 18919.1888 | 4054.2319 | 0 | 19455.1624 | 4478.2845 | 0 | 20207.0285 | 5642.5279 | 0
1452 | 16.5753 | 18918.0467 | 4053.8532 | 0 | 19453.9929 | 4477.9948 | 0 | 20206.9605 | 5642.1115 | 0
1453 | 16.5868 | 18917.0584 | 4053.2231 | 0 | 19453.4364 | 4477.4012 | 0 | 20206.7799 | 5640.3313 | 0
1454 | 16.5982 | 18915.6879 | 4052.5234 | 0 | 19452.5238 | 4475.5609 | 0 | 20203.7832 | 5639.8157 | 0
1455 | 16.6096 | 18914.298 | 4050.5939 | 0 | 19451.62 | 4472.5943 | 0 | 20203.3866 | 5639.2504 | 0
1456 | 16.621 | 18914.0981 | 4049.8834 | 0 | 19450.5826 | 4470.3585 | 0 | 20201.7075 | 5638.7767 | 0
1457 | 16.6324 | 18912.3698 | 4049.579 | 0 | 19449.1029 | 4470.0466 | 0 | 20201.2734 | 5634.2628 | 0
1458 | 16.6438 | 18911.9722 | 4048.97 | 0 | 19447.5328 | 4469.0419 | 0 | 20197.0995 | 5634.0724 | 0
1459 | 16.6553 | 18911.6366 | 4048.3086 | 0 | 19445.6913 | 4466.7947 | 0 | 20195.1004 | 5633.9347 | 0
1460 | 16.6667 | 18910.7798 | 4048.0562 | 0 | 19443.8878 | 4466.3811 | 0 | 20190.0864 | 5631.8956 | 0
1461 | 16.6781 | 18906.9164 | 4047.7354 | 0 | 19443.4863 | 4466.139 | 0 | 20188.9348 | 5631.1197 | 0
1462 | 16.6895 | 18905.0575 | 4047.0529 | 0 | 19443.4218 | 4465.8121 | 0 | 20187.0201 | 5626.3157 | 0
1463 | 16.7009 | 18904.0418 | 4042.1283 | 0 | 19442.8086 | 4464.0837 | 0 | 20186.7949 | 5625.6913 | 0
1464 | 16.7123 | 18903.2835 | 4041.986 | 0 | 19442.2474 | 4462.8218 | 0 | 20185.4589 | 5625.5281 | 0
1465 | 16.7237 | 18903.0742 | 4041.625 | 0 | 19441.6584 | 4461.8919 | 0 | 20184.4323 | 5625.4583 | 0
1466 | 16.7352 | 18902.899 | 4041.4545 | 0 | 19440.6998 | 4461.1627 | 0 | 20184.1079 | 5622.7208 | 0
1467 | 16.7466 | 18902.5957 | 4039.1086 | 0 | 19440.507 | 4458.6421 | 0 | 20183.0759 | 5622.5243 | 0
1468 | 16.758 | 18902.1364 | 4039.0952 | 0 | 19438.7844 | 4457.1374 | 0 | 20182.6616 | 5621.4701 | 0
1469 | 16.7694 | 18901.6982 | 4037.3645 | 0 | 19438.6345 | 4456.2008 | 0 | 20181.2472 | 5620.8851 | 0
1470 | 16.7808 | 18901.5998 | 4034.1684 | 0 | 19437.1895 | 4456.1603 | 0 | 20177.6545 | 5620.0546 | 0
1471 | 16.7922 | 18899.5958 | 4033.401 | 0 | 19437.0063 | 4454.5826 | 0 | 20176.6717 | 5619.6018 | 0
1472 | 16.8037 | 18898.3804 | 4033.2526 | 0 | 19433.7441 | 4454.455 | 0 | 20176.3305 | 5618.2992 | 0
1473 | 16.8151 | 18897.8497 | 4032.641 | 0 | 19433.1948 | 4454.2625 | 0 | 20174.0365 | 5617.8322 | 0
1474 | 16.8265 | 18897.7838 | 4029.69 | 0 | 19432.5585 | 4452.9379 | 0 | 20173.0209 | 5617.614 | 0
1475 | 16.8379 | 18897.4702 | 4027.4356 | 0 | 19432.5549 | 4452.5752 | 0 | 20172.712 | 5615.7786 | 0
1476 | 16.8493 | 18896.753 | 4025.6774 | 0 | 19431.4465 | 4450.1563 | 0 | 20170.0595 | 5613.8292 | 0
1477 | 16.8607 | 18896.6605 | 4025.1769 | 0 | 19431.2574 | 4446.6164 | 0 | 20168.6178 | 5608.5086 | 0
1478 | 16.8721 | 18894.3561 | 4025.1119 | 0 | 19431.1475 | 4445.8393 | 0 | 20168.4706 | 5606.8625 | 0
1479 | 16.8836 | 18893.1836 | 4024.5054 | 0 | 19429.3215 | 4445.5977 | 0 | 20167.2071 | 5606.6304 | 0
1480 | 16.895 | 18893.0324 | 4024.3386 | 0 | 19428.1589 | 4444.8942 | 0 | 20167.173 | 5604.3537 | 0
1481 | 16.9064 | 18890.3692 | 4023.2119 | 0 | 19427.5659 | 4443.6004 | 0 | 20165.0844 | 5604.1716 | 0
1482 | 16.9178 | 18889.1737 | 4022.2682 | 0 | 19425.5893 | 4442.7351 | 0 | 20162.0459 | 5602.0186 | 0
1483 | 16.9292 | 18888.6033 | 4021.9401 | 0 | 19425.3946 | 4441.6648 | 0 | 20161.3184 | 5599.7891 | 0
1484 | 16.9406 | 18887.8156 | 4021.7579 | 0 | 19424.8261 | 4441.3043 | 0 | 20161.2876 | 5598.9318 | 0
1485 | 16.9521 | 18885.0253 | 4021.73 | 0 | 19423.4495 | 4440.3927 | 0 | 20158.7911 | 5598.9012 | 0
1486 | 16.9635 | 18883.0178 | 4019.6167 | 0 | 19423.0996 | 4438.8792 | 0 | 20158.1607 | 5597.9601 | 0
1487 | 16.9749 | 18881.9049 | 4015.0736 | 0 | 19421.9339 | 4438.8192 | 0 | 20157.2429 | 5596.5985 | 0
1488 | 16.9863 | 18879.0068 | 4013.7599 | 0 | 19420.5058 | 4438.6289 | 0 | 20154.8968 | 5595.4938 | 0
1489 | 16.9977 | 18874.8926 | 4012.0248 | 0 | 19419.4844 | 4437.5611 | 0 | 20154.1492 | 5594.9794 | 0
1490 | 17.0091 | 18874.8202 | 4011.4171 | 0 | 19419.4245 | 4437.5229 | 0 | 20153.2697 | 5593.6482 | 0
1491 | 17.0205 | 18870.8564 | 4011.3515 | 0 | 19419.3307 | 4436.9977 | 0 | 20153.261 | 5592.1546 | 0
1492 | 17.032 | 18870.6502 | 4010.7087 | 0 | 19419.0708 | 4436.6814 | 0 | 20151.5476 | 5591.8331 | 0
1493 | 17.0434 | 18869.9948 | 4010.1524 | 0 | 19418.562 | 4433.5582 | 0 | 20150.5519 | 5589.5002 | 0
1494 | 17.0548 | 18866.0737 | 4009.9824 | 0 | 19416.7432 | 4430.2197 | 0 | 20148.7017 | 5589.262 | 0
1495 | 17.0662 | 18865.4572 | 4009.4698 | 0 | 19416.2916 | 4429.0015 | 0 | 20147.2247 | 5586.1279 | 0
1496 | 17.0776 | 18865.3386 | 4007.0433 | 0 | 19415.313 | 4427.8443 | 0 | 20145.7592 | 5585.3363 | 0
1497 | 17.089 | 18864.254 | 4006.5864 | 0 | 19414.5358 | 4426.8236 | 0 | 20140.7949 | 5583.9615 | 0
1498 | 17.1005 | 18864.1337 | 4006.5693 | 0 | 19413.2051 | 4425.5401 | 0 | 20136.5215 | 5583.5047 | 0
1499 | 17.1119 | 18862.6826 | 4006.4674 | 0 | 19411.7529 | 4424.5738 | 0 | 20136.5215 | 5582.8797 | 0
1500 | 17.1233 | 18862.4212 | 4006.0349 | 0 | 19410.559 | 4423.7746 | 0 | 20134.1537 | 5582.7332 | 0
1501 | 17.1347 | 18861.8359 | 4005.8943 | 0 | 19410.1376 | 4419.8835 | 0 | 20133.5663 | 5580.0412 | 0
1502 | 17.1461 | 18861.8253 | 4004.498 | 0 | 19409.1843 | 4419.3024 | 0 | 20133.3044 | 5579.767 | 0
1503 | 17.1575 | 18860.7545 | 4003.8708 | 0 | 19406.1012 | 4418.5298 | 0 | 20131.7792 | 5579.3872 | 0
1504 | 17.1689 | 18860.4407 | 4001.9005 | 0 | 19405.3038 | 4418.421 | 0 | 20131.5528 | 5578.075 | 0
1505 | 17.1804 | 18860.0743 | 4001.0042 | 0 | 19404.5974 | 4414.5921 | 0 | 20130.3547 | 5577.58 | 0
1506 | 17.1918 | 18856.9845 | 4000.7535 | 0 | 19403.6119 | 4413.8412 | 0 | 20129.2241 | 5574.9056 | 0
1507 | 17.2032 | 18856.2343 | 3997.6241 | 0 | 19401.6714 | 4413.4953 | 0 | 20128.4968 | 5572.677 | 0
1508 | 17.2146 | 18853.9947 | 3997.6143 | 0 | 19400.6106 | 4412.6269 | 0 | 20128.4549 | 5569.4365 | 0
1509 | 17.226 | 18852.6969 | 3997.099 | 0 | 19398.3826 | 4410.9878 | 0 | 20125.5507 | 5567.7825 | 0
1510 | 17.2374 | 18852.6462 | 3996.0675 | 0 | 19398.1048 | 4410.924 | 0 | 20125.3713 | 5566.6663 | 0
1511 | 17.2489 | 18852.173 | 3995.7567 | 0 | 19397.3086 | 4409.6736 | 0 | 20124.8953 | 5566.5149 | 0
1512 | 17.2603 | 18851.9126 | 3994.9901 | 0 | 19396.9413 | 4408.6451 | 0 | 20124.4325 | 5566.2269 | 0
1513 | 17.2717 | 18851.6179 | 3992.5335 | 0 | 19390.2694 | 4408.4311 | 0 | 20124.311 | 5563.3654 | 0
1514 | 17.2831 | 18850.6309 | 3992.2418 | 0 | 19389.0685 | 4408.3872 | 0 | 20124.2736 | 5561.8394 | 0
1515 | 17.2945 | 18847.9736 | 3992.1933 | 0 | 19388.8023 | 4407.8573 | 0 | 20121.4087 | 5561.7693 | 0
1516 | 17.3059 | 18847.9152 | 3990.5583 | 0 | 19388.2449 | 4407.461 | 0 | 20120.5063 | 5560.5104 | 0
1517 | 17.3174 | 18846.9814 | 3990.3528 | 0 | 19386.6561 | 4407.2369 | 0 | 20119.6955 | 5560.4469 | 0
1518 | 17.3288 | 18845.085 | 3989.2233 | 0 | 19386.6472 | 4407.1763 | 0 | 20117.7143 | 5560.4219 | 0
1519 | 17.3402 | 18844.169 | 3988.9614 | 0 | 19384.1769 | 4407.0516 | 0 | 20117.2113 | 5558.6283 | 0
1520 | 17.3516 | 18843.6149 | 3988.6656 | 0 | 19383.4896 | 4405.9348 | 0 | 20116.7191 | 5557.3591 | 0
1521 | 17.363 | 18843.2762 | 3988.6289 | 0 | 19383.2544 | 4405.9221 | 0 | 20116.1044 | 5554.9715 | 0
1522 | 17.3744 | 18842.9367 | 3986.2384 | 0 | 19382.0614 | 4404.237 | 0 | 20115.1988 | 5554.6563 | 0
1523 | 17.3858 | 18842.6652 | 3984.957 | 0 | 19380.3687 | 4401.6513 | 0 | 20112.153 | 5550.0259 | 0
1524 | 17.3973 | 18841.9534 | 3984.8017 | 0 | 19379.0813 | 4400.4197 | 0 | 20112.153 | 5549.675 | 0
1525 | 17.4087 | 18841.1094 | 3984.0186 | 0 | 19378.0551 | 4397.8579 | 0 | 20109.1577 | 5549.117 | 0
1526 | 17.4201 | 18841.0069 | 3983.8377 | 0 | 19377.9928 | 4394.3977 | 0 | 20107.1129 | 5548.8487 | 0
1527 | 17.4315 | 18840.7197 | 3982.7036 | 0 | 19377.1679 | 4392.9739 | 0 | 20106.6294 | 5546.8887 | 0
1528 | 17.4429 | 18837.2855 | 3981.5218 | 0 | 19375.3343 | 4392.559 | 0 | 20104.2139 | 5545.9962 | 0
1529 | 17.4543 | 18835.5922 | 3980.1474 | 0 | 19375.2555 | 4391.1255 | 0 | 20101.3982 | 5545.3704 | 0
1530 | 17.4658 | 18833.3528 | 3979.1056 | 0 | 19375.1339 | 4387.8023 | 0 | 20099.1625 | 5544.6651 | 0
1531 | 17.4772 | 18833.2237 | 3977.9523 | 0 | 19371.4878 | 4387.0601 | 0 | 20098.4174 | 5543.5091 | 0
1532 | 17.4886 | 18832.0925 | 3976.8929 | 0 | 19369.7587 | 4386.4932 | 0 | 20097.0227 | 5541.4082 | 0
1533 | 17.5 | 18831.7691 | 3972.9491 | 0 | 19368.3376 | 4386.1576 | 0 | 20096.9946 | 5539.7596 | 0
1534 | 17.5114 | 18830.7257 | 3972.6438 | 0 | 19368.1652 | 4385.6952 | 0 | 20096.015 | 5538.9938 | 0
1535 | 17.5228 | 18829.5635 | 3970.813 | 0 | 19366.3149 | 4384.9045 | 0 | 20095.9125 | 5537.4977 | 0
1536 | 17.5342 | 18829.4046 | 3968.9293 | 0 | 19365.2015 | 4384.1856 | 0 | 20095.7558 | 5537.2167 | 0
1537 | 17.5457 | 18829.3726 | 3967.1883 | 0 | 19364.8851 | 4382.6988 | 0 | 20095.269 | 5535.5202 | 0
1538 | 17.5571 | 18828.9204 | 3966.8716 | 0 | 19364.5041 | 4381.4177 | 0 | 20092.3329 | 5535.4129 | 0
1539 | 17.5685 | 18828.7838 | 3966.7534 | 0 | 19363.1772 | 4381.2755 | 0 | 20090.0311 | 5533.8883 | 0
1540 | 17.5799 | 18825.9961 | 3963.0901 | 0 | 19363.0051 | 4381.153 | 0 | 20089.315 | 5530.5169 | 0
1541 | 17.5913 | 18825.2369 | 3962.742 | 0 | 19362.4745 | 4380.4123 | 0 | 20088.9042 | 5529.6614 | 0
1542 | 17.6027 | 18825.1531 | 3962.6021 | 0 | 19362.3884 | 4380.3119 | 0 | 20086.4632 | 5528.956 | 0
1543 | 17.6142 | 18822.742 | 3961.656 | 0 | 19357.1916 | 4376.8859 | 0 | 20083.9155 | 5528.7404 | 0
1544 | 17.6256 | 18822.4753 | 3961.0985 | 0 | 19356.409 | 4374.8133 | 0 | 20082.1227 | 5526.8003 | 0
1545 | 17.637 | 18821.5786 | 3959.2262 | 0 | 19356.22 | 4374.2998 | 0 | 20080.437 | 5526.4755 | 0
1546 | 17.6484 | 18820.6566 | 3958.8696 | 0 | 19355.5129 | 4374.1057 | 0 | 20080.3137 | 5523.4966 | 0
1547 | 17.6598 | 18817.5317 | 3956.9125 | 0 | 19355.1271 | 4369.3744 | 0 | 20079.3822 | 5523.1063 | 0
1548 | 17.6712 | 18817.416 | 3956.435 | 0 | 19354.9141 | 4368.72 | 0 | 20079.2677 | 5521.7461 | 0
1549 | 17.6826 | 18814.6188 | 3955.5295 | 0 | 19353.9302 | 4367.2594 | 0 | 20077.0239 | 5521.4032 | 0
1550 | 17.6941 | 18814.5908 | 3955.5171 | 0 | 19351.7427 | 4367.0472 | 0 | 20074.3146 | 5520.8165 | 0
1551 | 17.7055 | 18814.4283 | 3955.1303 | 0 | 19350.5216 | 4366.1701 | 0 | 20073.1027 | 5520.1426 | 0
1552 | 17.7169 | 18813.8666 | 3954.959 | 0 | 19349.7405 | 4365.2386 | 0 | 20071.4311 | 5518.4611 | 0
1553 | 17.7283 | 18812.8365 | 3954.7032 | 0 | 19349.2143 | 4360.1177 | 0 | 20071.3888 | 5516.0928 | 0
1554 | 17.7397 | 18811.0774 | 3954.4937 | 0 | 19348.8281 | 4358.2855 | 0 | 20071.0001 | 5515.8541 | 0
1555 | 17.7511 | 18811.0703 | 3954 | 0 | 19348.7645 | 4358.1875 | 0 | 20067.8676 | 5513.8321 | 0
1556 | 17.7626 | 18810.2037 | 3952.067 | 0 | 19348.6333 | 4358.0624 | 0 | 20067.5905 | 5512.9874 | 0
1557 | 17.774 | 18810.2037 | 3951.3398 | 0 | 19346.9032 | 4357.236 | 0 | 20067.092 | 5512.7013 | 0
1558 | 17.7854 | 18808.4398 | 3950.8767 | 0 | 19346.6421 | 4356.7184 | 0 | 20066.7087 | 5512.1312 | 0
1559 | 17.7968 | 18807.5222 | 3950.6888 | 0 | 19345.9055 | 4356.5432 | 0 | 20065.6366 | 5508.4617 | 0
1560 | 17.8082 | 18806.2204 | 3949.0127 | 0 | 19345.5237 | 4356.3724 | 0 | 20065.0565 | 5507.505 | 0
1561 | 17.8196 | 18805.5475 | 3948.9364 | 0 | 19345.333 | 4356.322 | 0 | 20061.265 | 5507.5 | 0
1562 | 17.8311 | 18805.1897 | 3948.2552 | 0 | 19344.4924 | 4356.2961 | 0 | 20059.7711 | 5507.3242 | 0
1563 | 17.8425 | 18804.5265 | 3941.6074 | 0 | 19342.9272 | 4356.0895 | 0 | 20054.2955 | 5504.6826 | 0
1564 | 17.8539 | 18802.1165 | 3940.7902 | 0 | 19342.6181 | 4355.4293 | 0 | 20053.2006 | 5502.6257 | 0
1565 | 17.8653 | 18800.638 | 3940.3458 | 0 | 19342.2567 | 4355.3705 | 0 | 20053.0865 | 5502.4975 | 0
1566 | 17.8767 | 18800.2291 | 3939.0583 | 0 | 19337.8687 | 4354.8212 | 0 | 20049.0981 | 5502.4463 | 0
1567 | 17.8881 | 18797.4635 | 3937.7404 | 0 | 19336.6392 | 4353.8721 | 0 | 20045.5933 | 5501.7596 | 0
1568 | 17.8995 | 18795.8536 | 3937.6241 | 0 | 19335.7651 | 4353.0578 | 0 | 20045.2436 | 5500.6947 | 0
1569 | 17.911 | 18792.9029 | 3937.5418 | 0 | 19335.323 | 4353.0146 | 0 | 20043.9797 | 5498.5475 | 0
1570 | 17.9224 | 18792.1494 | 3936.4003 | 0 | 19334.2022 | 4351.5383 | 0 | 20043.1395 | 5494.6308 | 0
1571 | 17.9338 | 18791.17 | 3934.7376 | 0 | 19331.182 | 4351.2828 | 0 | 20041.0027 | 5494.6133 | 0
1572 | 17.9452 | 18790.0444 | 3932.8266 | 0 | 19327.1455 | 4351.2097 | 0 | 20038.3767 | 5491.7821 | 0
1573 | 17.9566 | 18789.681 | 3932.5224 | 0 | 19326.8607 | 4347.1987 | 0 | 20037.7983 | 5490.8419 | 0
1574 | 17.968 | 18787.6574 | 3931.4147 | 0 | 19326.2096 | 4346.7047 | 0 | 20036.7386 | 5490.8228 | 0
1575 | 17.9795 | 18785.7926 | 3931.1061 | 0 | 19324.6197 | 4345.2132 | 0 | 20036.3233 | 5490.1414 | 0
1576 | 17.9909 | 18783.6157 | 3930.6709 | 0 | 19322.6037 | 4343.8034 | 0 | 20036.0477 | 5488.6442 | 0
1577 | 18.0023 | 18782.9404 | 3930.1248 | 0 | 19320.8517 | 4343.5486 | 0 | 20035.9802 | 5486.8946 | 0
1578 | 18.0137 | 18782.7064 | 3928.9584 | 0 | 19320.7869 | 4342.2789 | 0 | 20034.7476 | 5486.8438 | 0
1579 | 18.0251 | 18782.41 | 3928.5135 | 0 | 19319.7285 | 4340.2533 | 0 | 20031.5537 | 5484.7727 | 0
1580 | 18.0365 | 18780.4649 | 3928.2684 | 0 | 19319.5716 | 4339.6688 | 0 | 20030.9117 | 5484.4833 | 0
1581 | 18.0479 | 18779.4043 | 3927.5701 | 0 | 19318.5864 | 4339.2917 | 0 | 20029.9841 | 5484.0993 | 0
1582 | 18.0594 | 18778.9639 | 3927.272 | 0 | 19316.7594 | 4338.8001 | 0 | 20029.7218 | 5481.1268 | 0
1583 | 18.0708 | 18777.6993 | 3926.7837 | 0 | 19316.4012 | 4338.5603 | 0 | 20024.5906 | 5480.6479 | 0
1584 | 18.0822 | 18777.0284 | 3925.9964 | 0 | 19313.2564 | 4338.1225 | 0 | 20023.8817 | 5479.7237 | 0
1585 | 18.0936 | 18776.2602 | 3925.8265 | 0 | 19313.026 | 4336.4597 | 0 | 20022.731 | 5479.3821 | 0
1586 | 18.105 | 18775.8727 | 3924.7831 | 0 | 19312.0595 | 4334.5577 | 0 | 20022.6564 | 5477.1768 | 0
1587 | 18.1164 | 18775.0684 | 3922.9649 | 0 | 19309.5618 | 4332.84 | 0 | 20021.5108 | 5475.4338 | 0
1588 | 18.1279 | 18773.8611 | 3922.4323 | 0 | 19308.7952 | 4332.5731 | 0 | 20020.445 | 5474.227 | 0
1589 | 18.1393 | 18773.6712 | 3921.7612 | 0 | 19306.908 | 4331.5967 | 0 | 20020.1568 | 5472.7505 | 0
1590 | 18.1507 | 18771.2639 | 3918.6077 | 0 | 19306.6321 | 4330.4902 | 0 | 20019.8266 | 5472.3936 | 0
1591 | 18.1621 | 18771.0385 | 3918.5239 | 0 | 19305.4619 | 4329.2591 | 0 | 20019.061 | 5471.2983 | 0
1592 | 18.1735 | 18770.0611 | 3916.6954 | 0 | 19304.9175 | 4328.8639 | 0 | 20018.6339 | 5470.8277 | 0
1593 | 18.1849 | 18769.0162 | 3915.6425 | 0 | 19304.5959 | 4327.0855 | 0 | 20018.4244 | 5470.3368 | 0
1594 | 18.1963 | 18767.9789 | 3914.9237 | 0 | 19303.9744 | 4326.5599 | 0 | 20017.8332 | 5468.1201 | 0
1595 | 18.2078 | 18766.0017 | 3914.6993 | 0 | 19302.6378 | 4326.3909 | 0 | 20015.3509 | 5467.7459 | 0
1596 | 18.2192 | 18765.8135 | 3914.5862 | 0 | 19301.0764 | 4323.7684 | 0 | 20014.7068 | 5467.0777 | 0
1597 | 18.2306 | 18765.6814 | 3913.3518 | 0 | 19300.0581 | 4322.0681 | 0 | 20014.2762 | 5465.4282 | 0
1598 | 18.242 | 18765.3622 | 3912.9755 | 0 | 19298.8021 | 4319.1431 | 0 | 20014.0342 | 5464.8466 | 0
1599 | 18.2534 | 18762.9891 | 3910.6435 | 0 | 19298.1852 | 4318.0641 | 0 | 20012.9328 | 5464.1429 | 0
1600 | 18.2648 | 18762.675 | 3908.8836 | 0 | 19295.5431 | 4316.7115 | 0 | 20012.8371 | 5462.803 | 0
1601 | 18.2763 | 18761.9755 | 3908.1327 | 0 | 19294.133 | 4316.3349 | 0 | 20011.8559 | 5460.2939 | 0
1602 | 18.2877 | 18760.994 | 3906.8538 | 0 | 19293.3801 | 4310.176 | 0 | 20010.966 | 5456.5619 | 0
1603 | 18.2991 | 18760.7236 | 3906.0212 | 0 | 19292.6337 | 4308.954 | 0 | 20010.4972 | 5455.4507 | 0
1604 | 18.3105 | 18758.2885 | 3905.9889 | 0 | 19291.8572 | 4306.8757 | 0 | 20008.1021 | 5455.2636 | 0
1605 | 18.3219 | 18757.8501 | 3905.8371 | 0 | 19291.2945 | 4306.4733 | 0 | 20006.919 | 5454.4504 | 0
1606 | 18.3333 | 18757.7539 | 3905.1089 | 0 | 19291.0254 | 4304.5226 | 0 | 20005.0466 | 5451.5861 | 0
1607 | 18.3447 | 18757.7231 | 3904.6535 | 0 | 19290.9202 | 4303.1378 | 0 | 20004.7941 | 5451.5033 | 0
1608 | 18.3562 | 18756.7325 | 3902.7725 | 0 | 19290.0844 | 4303.0626 | 0 | 20004.5388 | 5451.4078 | 0
1609 | 18.3676 | 18755.3047 | 3900.8692 | 0 | 19290.075 | 4302.9036 | 0 | 20004.439 | 5451.3834 | 0
1610 | 18.379 | 18753.3578 | 3900.5821 | 0 | 19283.3269 | 4298.7448 | 0 | 20002.4536 | 5451.2797 | 0
1611 | 18.3904 | 18752.2308 | 3896.6445 | 0 | 19283.2853 | 4298.2676 | 0 | 20002.1964 | 5450.8466 | 0
1612 | 18.4018 | 18751.4088 | 3895.2196 | 0 | 19283.1905 | 4298.1517 | 0 | 20002.1429 | 5450.3633 | 0
1613 | 18.4132 | 18750.8522 | 3893.3849 | 0 | 19282.7955 | 4295.2602 | 0 | 20000.5034 | 5447.8052 | 0
1614 | 18.4247 | 18750.7473 | 3892.5512 | 0 | 19282.4446 | 4295.2376 | 0 | 19999.0859 | 5447.3134 | 0
1615 | 18.4361 | 18750.3971 | 3891.6019 | 0 | 19280.5706 | 4294.6853 | 0 | 19998.919 | 5445.0899 | 0
1616 | 18.4475 | 18750.34 | 3890.8974 | 0 | 19280.508 | 4292.4809 | 0 | 19998.2676 | 5443.4322 | 0
1617 | 18.4589 | 18746.8004 | 3890.6003 | 0 | 19279.5516 | 4291.1771 | 0 | 19997.878 | 5442.1287 | 0
1618 | 18.4703 | 18745.4907 | 3890.3488 | 0 | 19279.4985 | 4291.1473 | 0 | 19996.1198 | 5440.4031 | 0
1619 | 18.4817 | 18744.5876 | 3889.7997 | 0 | 19277.0534 | 4290.9682 | 0 | 19992.0593 | 5439.2162 | 0
1620 | 18.4932 | 18744.1904 | 3888.0466 | 0 | 19276.7057 | 4290.0706 | 0 | 19990.9258 | 5438.1911 | 0
1621 | 18.5046 | 18742.4008 | 3887.3593 | 0 | 19276.6303 | 4289.6036 | 0 | 19990.8336 | 5437.0574 | 0
1622 | 18.516 | 18741.1989 | 3885.931 | 0 | 19275.669 | 4289.0729 | 0 | 19979.7784 | 5436.9475 | 0
1623 | 18.5274 | 18740.9611 | 3885.102 | 0 | 19273.9623 | 4288.3547 | 0 | 19978.8369 | 5436.2732 | 0
1624 | 18.5388 | 18740.4084 | 3883.1183 | 0 | 19273.5069 | 4288.1214 | 0 | 19977.6541 | 5435.1302 | 0
1625 | 18.5502 | 18739.2689 | 3882.4452 | 0 | 19272.0627 | 4288.0219 | 0 | 19976.4447 | 5434.8776 | 0
1626 | 18.5616 | 18739.2378 | 3879.8835 | 0 | 19270.8381 | 4287.8532 | 0 | 19975.5833 | 5433.0358 | 0
1627 | 18.5731 | 18738.2426 | 3879.6316 | 0 | 19270.2407 | 4287.8397 | 0 | 19974.3425 | 5432.619 | 0
1628 | 18.5845 | 18735.4172 | 3879.3369 | 0 | 19270.1022 | 4284.3027 | 0 | 19973.2496 | 5431.7429 | 0
1629 | 18.5959 | 18735.41 | 3879.038 | 0 | 19269.0182 | 4283.7001 | 0 | 19971.7623 | 5430.965 | 0
1630 | 18.6073 | 18733.9878 | 3878.7568 | 0 | 19266.823 | 4280.79 | 0 | 19969.5716 | 5430.8364 | 0
1631 | 18.6187 | 18733.513 | 3878.3752 | 0 | 19266.2206 | 4277.9354 | 0 | 19969.1213 | 5430.6469 | 0
1632 | 18.6301 | 18731.0735 | 3875.2467 | 0 | 19265.6208 | 4274.6352 | 0 | 19965.2881 | 5427.8441 | 0
1633 | 18.6416 | 18730.8378 | 3872.6192 | 0 | 19265.0832 | 4272.1298 | 0 | 19965.2881 | 5427.1999 | 0
1634 | 18.653 | 18730.5581 | 3872.2245 | 0 | 19264.8872 | 4272.1094 | 0 | 19964.9678 | 5426.3269 | 0
1635 | 18.6644 | 18729.9187 | 3871.8749 | 0 | 19264.7807 | 4270.6245 | 0 | 19963.0045 | 5424.5953 | 0
1636 | 18.6758 | 18729.7911 | 3869.1729 | 0 | 19263.049 | 4269.6812 | 0 | 19961.401 | 5424.5189 | 0
1637 | 18.6872 | 18729.7287 | 3864.44 | 0 | 19262.5883 | 4269.6363 | 0 | 19960.9039 | 5424.0395 | 0
1638 | 18.6986 | 18729.3103 | 3863.5124 | 0 | 19262.1815 | 4269.3093 | 0 | 19960.7114 | 5423.6947 | 0
1639 | 18.71 | 18726.3268 | 3861.1569 | 0 | 19257.903 | 4268.0093 | 0 | 19960.4577 | 5422.9688 | 0
1640 | 18.7215 | 18723.0989 | 3858.7507 | 0 | 19256.9367 | 4266.3851 | 0 | 19958.4919 | 5422.1597 | 0
1641 | 18.7329 | 18723.0223 | 3855.2277 | 0 | 19255.6989 | 4264.8898 | 0 | 19957.1655 | 5421.295 | 0
1642 | 18.7443 | 18721.2165 | 3855.1437 | 0 | 19254.8479 | 4264.3698 | 0 | 19956.8672 | 5421.0344 | 0
1643 | 18.7557 | 18721.1424 | 3852.5387 | 0 | 19253.0526 | 4262.6442 | 0 | 19954.9174 | 5420.226 | 0
1644 | 18.7671 | 18720.9646 | 3851.642 | 0 | 19249.0011 | 4260.1257 | 0 | 19954.5821 | 5420.1139 | 0
1645 | 18.7785 | 18719.257 | 3851.3488 | 0 | 19245.8492 | 4259.0247 | 0 | 19954.3949 | 5420.069 | 0
1646 | 18.79 | 18716.4577 | 3850.4178 | 0 | 19243.5157 | 4258.8473 | 0 | 19952.2634 | 5419.4563 | 0
1647 | 18.8014 | 18715.8967 | 3848.0014 | 0 | 19243.4156 | 4257.8636 | 0 | 19952.0582 | 5416.6294 | 0
1648 | 18.8128 | 18715.4703 | 3847.6761 | 0 | 19240.8604 | 4257.2673 | 0 | 19951.9308 | 5414.3849 | 0
1649 | 18.8242 | 18713.4384 | 3847.1339 | 0 | 19237.744 | 4256.0777 | 0 | 19950.8095 | 5413.3596 | 0
1650 | 18.8356 | 18709.7575 | 3843.3856 | 0 | 19236.527 | 4254.4517 | 0 | 19949.9137 | 5411.9184 | 0
1651 | 18.847 | 18709.3201 | 3843.0008 | 0 | 19236.1317 | 4253.7265 | 0 | 19947.2883 | 5409.9572 | 0
1652 | 18.8584 | 18709.1877 | 3840.7004 | 0 | 19235.2676 | 4253.5848 | 0 | 19947.1886 | 5409.7137 | 0
1653 | 18.8699 | 18708.712 | 3840.6812 | 0 | 19234.9569 | 4253.3457 | 0 | 19947.0772 | 5408.4422 | 0
1654 | 18.8813 | 18708.4747 | 3840.3228 | 0 | 19234.2382 | 4253.0266 | 0 | 19946.1641 | 5406.7635 | 0
1655 | 18.8927 | 18707.8429 | 3838.1366 | 0 | 19234.2269 | 4251.675 | 0 | 19943.4969 | 5405.851 | 0
1656 | 18.9041 | 18707.7499 | 3837.6962 | 0 | 19233.9457 | 4249.2716 | 0 | 19941.689 | 5405.2583 | 0
1657 | 18.9155 | 18705.3142 | 3837.5171 | 0 | 19232.5186 | 4247.4594 | 0 | 19940.9294 | 5404.7197 | 0
1658 | 18.9269 | 18705.2813 | 3831.6036 | 0 | 19231.9919 | 4247.3657 | 0 | 19938.8865 | 5403.0712 | 0
1659 | 18.9384 | 18705.1992 | 3829.5564 | 0 | 19230.8518 | 4246.4238 | 0 | 19938.8865 | 5402.8093 | 0
1660 | 18.9498 | 18703.2962 | 3828.9616 | 0 | 19230.152 | 4245.6286 | 0 | 19938.6518 | 5402.7088 | 0
1661 | 18.9612 | 18703.0509 | 3828.4952 | 0 | 19228.2979 | 4245.5768 | 0 | 19937.2185 | 5402.3725 | 0
1662 | 18.9726 | 18701.211 | 3828.3386 | 0 | 19226.9358 | 4244.3973 | 0 | 19936.3561 | 5400.2849 | 0
1663 | 18.984 | 18696.9729 | 3828.1829 | 0 | 19225.6796 | 4242.6606 | 0 | 19934.8284 | 5399.5199 | 0
1664 | 18.9954 | 18694.7662 | 3826.6739 | 0 | 19223.8297 | 4241.5516 | 0 | 19934.6871 | 5399.3153 | 0
1665 | 19.0068 | 18693.9168 | 3826.3187 | 0 | 19223.6174 | 4241.3022 | 0 | 19934.1017 | 5399.3069 | 0
1666 | 19.0183 | 18693.5392 | 3825.8868 | 0 | 19222.8164 | 4239.5525 | 0 | 19932.9258 | 5398.5902 | 0
1667 | 19.0297 | 18692.9036 | 3824.4587 | 0 | 19222.11 | 4235.9614 | 0 | 19930.5674 | 5397.8272 | 0
1668 | 19.0411 | 18692.0931 | 3824.3055 | 0 | 19221.6143 | 4235.94 | 0 | 19929.4171 | 5396.1984 | 0
1669 | 19.0525 | 18690.4102 | 3824.1273 | 0 | 19221.1507 | 4235.8326 | 0 | 19929.0173 | 5395.5727 | 0
1670 | 19.0639 | 18689.253 | 3823.0147 | 0 | 19218.0987 | 4234.3956 | 0 | 19928.8123 | 5393.4213 | 0
1671 | 19.0753 | 18688.1959 | 3822.4304 | 0 | 19216.9613 | 4233.5146 | 0 | 19928.051 | 5388.9789 | 0
1672 | 19.0868 | 18686.481 | 3820.7076 | 0 | 19215.1337 | 4233.0514 | 0 | 19926.3436 | 5385.3678 | 0
1673 | 19.0982 | 18686.3878 | 3820.0767 | 0 | 19214.5727 | 4230.232 | 0 | 19925.7002 | 5384.9053 | 0
1674 | 19.1096 | 18685.6183 | 3820.038 | 0 | 19210.258 | 4229.4078 | 0 | 19923.7747 | 5383.5131 | 0
1675 | 19.121 | 18685.0739 | 3819.6486 | 0 | 19209.6729 | 4228.1184 | 0 | 19922.2853 | 5380.79 | 0
1676 | 19.1324 | 18682.4043 | 3819.2805 | 0 | 19209.598 | 4225.9618 | 0 | 19922.2105 | 5380.1216 | 0
1677 | 19.1438 | 18682.3356 | 3818.9492 | 0 | 19208.3275 | 4225.9019 | 0 | 19922.1796 | 5379.8953 | 0
1678 | 19.1553 | 18676.6519 | 3818.3489 | 0 | 19207.8165 | 4224.7247 | 0 | 19917.9755 | 5379.8884 | 0
1679 | 19.1667 | 18676.6519 | 3817.8955 | 0 | 19205.5325 | 4224.1804 | 0 | 19916.4996 | 5379.387 | 0
1680 | 19.1781 | 18675.1 | 3817.7675 | 0 | 19205.1056 | 4223.6075 | 0 | 19916.1838 | 5378.8844 | 0
1681 | 19.1895 | 18673.5419 | 3816.5528 | 0 | 19204.2521 | 4223.3499 | 0 | 19915.7712 | 5376.5712 | 0
1682 | 19.2009 | 18673.1745 | 3815.13 | 0 | 19203.9693 | 4222.1449 | 0 | 19915.3044 | 5372.8698 | 0
1683 | 19.2123 | 18672.1163 | 3814.7024 | 0 | 19202.0602 | 4220.7824 | 0 | 19914.983 | 5372.7272 | 0
1684 | 19.2237 | 18671.6063 | 3814.1155 | 0 | 19202.0553 | 4220.6374 | 0 | 19914.8268 | 5372.4272 | 0
1685 | 19.2352 | 18670.0139 | 3813.8779 | 0 | 19200.7963 | 4216.81 | 0 | 19907.4983 | 5370.6114 | 0
1686 | 19.2466 | 18668.5398 | 3813.5588 | 0 | 19198.1987 | 4216.6358 | 0 | 19904.9389 | 5369.12 | 0
1687 | 19.258 | 18667.6239 | 3813.4309 | 0 | 19197.1593 | 4216.4059 | 0 | 19902.3495 | 5367.4614 | 0
1688 | 19.2694 | 18667.5201 | 3812.625 | 0 | 19196.5576 | 4215.9461 | 0 | 19901.2064 | 5366.0788 | 0
1689 | 19.2808 | 18665.382 | 3811.7236 | 0 | 19194.2519 | 4214.2239 | 0 | 19901.2037 | 5365.2161 | 0
1690 | 19.2922 | 18665.0849 | 3811.5911 | 0 | 19192.4449 | 4213.155 | 0 | 19897.2188 | 5364.9058 | 0
1691 | 19.3037 | 18663.2539 | 3811.5336 | 0 | 19192.4024 | 4212.5156 | 0 | 19895.8113 | 5364.2561 | 0
1692 | 19.3151 | 18662.4694 | 3810.0196 | 0 | 19191.9927 | 4211.3558 | 0 | 19894.9249 | 5363.5487 | 0
1693 | 19.3265 | 18661.673 | 3809.8371 | 0 | 19191.105 | 4210.4095 | 0 | 19894.6643 | 5363.066 | 0
1694 | 19.3379 | 18659.2448 | 3808.3684 | 0 | 19190.6592 | 4209.5643 | 0 | 19893.4957 | 5358.678 | 0
1695 | 19.3493 | 18653.9845 | 3804.4781 | 0 | 19189.7473 | 4208.2757 | 0 | 19891.5222 | 5358.1936 | 0
1696 | 19.3607 | 18653.1926 | 3803.45 | 0 | 19189.6106 | 4207.8671 | 0 | 19889.9593 | 5358.1864 | 0
1697 | 19.3721 | 18651.8556 | 3802.1986 | 0 | 19187.513 | 4207.6498 | 0 | 19888.9998 | 5357.2237 | 0
1698 | 19.3836 | 18651.3218 | 3801.9224 | 0 | 19186.8318 | 4207.5628 | 0 | 19888.6027 | 5355.7969 | 0
1699 | 19.395 | 18650.9966 | 3800.8971 | 0 | 19186.0162 | 4205.1067 | 0 | 19888.4787 | 5354.9163 | 0
1700 | 19.4064 | 18648.2041 | 3798.5375 | 0 | 19186.0131 | 4203.4001 | 0 | 19887.1377 | 5353.8725 | 0
1701 | 19.4178 | 18647.7371 | 3797.0675 | 0 | 19184.7298 | 4203.3176 | 0 | 19885.9964 | 5352.2834 | 0
1702 | 19.4292 | 18647.1992 | 3796.5391 | 0 | 19184.2958 | 4203.1772 | 0 | 19884.7856 | 5351.9873 | 0
1703 | 19.4406 | 18646.3097 | 3795.3116 | 0 | 19183.2951 | 4202.5265 | 0 | 19881.5518 | 5351.852 | 0
1704 | 19.4521 | 18645.5472 | 3794.1803 | 0 | 19183.045 | 4199.9035 | 0 | 19880.8578 | 5350.7621 | 0
1705 | 19.4635 | 18644.9057 | 3792.9661 | 0 | 19183.0416 | 4196.9315 | 0 | 19880.3928 | 5349.9386 | 0
1706 | 19.4749 | 18643.3774 | 3791.4034 | 0 | 19181.591 | 4196.1562 | 0 | 19878.379 | 5349.6166 | 0
1707 | 19.4863 | 18642.8297 | 3791.3441 | 0 | 19180.8333 | 4195.7116 | 0 | 19874.9513 | 5349.5997 | 0
1708 | 19.4977 | 18642.8081 | 3791.3305 | 0 | 19180.382 | 4195.5463 | 0 | 19869.9841 | 5348.3557 | 0
1709 | 19.5091 | 18641.7517 | 3790.4762 | 0 | 19179.2312 | 4195.2999 | 0 | 19868.1021 | 5346.2247 | 0
1710 | 19.5205 | 18641.409 | 3788.0794 | 0 | 19178.5876 | 4193.4179 | 0 | 19866.3912 | 5343.454 | 0
1711 | 19.532 | 18640.9833 | 3785.978 | 0 | 19177.8887 | 4192.8204 | 0 | 19865.8802 | 5343.0822 | 0
1712 | 19.5434 | 18640.332 | 3785.0143 | 0 | 19175.81 | 4191.2031 | 0 | 19865.2569 | 5342.719 | 0
1713 | 19.5548 | 18639.8429 | 3783.2117 | 0 | 19174.3879 | 4189.1087 | 0 | 19864.9144 | 5342.5222 | 0
1714 | 19.5662 | 18638.4054 | 3782.0519 | 0 | 19172.4889 | 4188.796 | 0 | 19863.7961 | 5342.4959 | 0
1715 | 19.5776 | 18637.8772 | 3781.1847 | 0 | 19171.9757 | 4188.1337 | 0 | 19860.1452 | 5339.9672 | 0
1716 | 19.589 | 18637.7279 | 3780.193 | 0 | 19171.6075 | 4187.7636 | 0 | 19859.5374 | 5339.9014 | 0
1717 | 19.6005 | 18637.433 | 3779.4658 | 0 | 19170.5703 | 4184.9551 | 0 | 19859.3306 | 5339.4269 | 0
1718 | 19.6119 | 18634.4914 | 3779.2305 | 0 | 19169.6879 | 4184.7192 | 0 | 19858.2527 | 5338.9229 | 0
1719 | 19.6233 | 18634.4356 | 3779.185 | 0 | 19168.3279 | 4183.8814 | 0 | 19858.2082 | 5338.9087 | 0
1720 | 19.6347 | 18634.1978 | 3778.7381 | 0 | 19167.3665 | 4183.3635 | 0 | 19857.5298 | 5338.6074 | 0
1721 | 19.6461 | 18633.2817 | 3775.668 | 0 | 19166.5499 | 4180.7058 | 0 | 19855.7436 | 5338.3221 | 0
1722 | 19.6575 | 18633.0573 | 3775.411 | 0 | 19164.8346 | 4179.9024 | 0 | 19855.5384 | 5337.519 | 0
1723 | 19.6689 | 18632.3298 | 3775.1142 | 0 | 19164.6564 | 4179.4495 | 0 | 19853.3499 | 5335.4246 | 0
1724 | 19.6804 | 18631.7307 | 3774.8059 | 0 | 19163.0739 | 4178.9638 | 0 | 19851.715 | 5334.9164 | 0
1725 | 19.6918 | 18626.1494 | 3773.774 | 0 | 19162.9348 | 4178.7509 | 0 | 19851.6692 | 5334.5073 | 0
1726 | 19.7032 | 18625.383 | 3773.7562 | 0 | 19162.5378 | 4178.6984 | 0 | 19850.475 | 5333.8309 | 0
1727 | 19.7146 | 18624.721 | 3771.0163 | 0 | 19160.9645 | 4178.4411 | 0 | 19849.9494 | 5332.1926 | 0
1728 | 19.726 | 18623.7317 | 3767.1918 | 0 | 19160.5089 | 4177.9897 | 0 | 19849.3304 | 5330.2363 | 0
1729 | 19.7374 | 18623.7226 | 3765.9681 | 0 | 19159.4388 | 4177.8755 | 0 | 19848.0216 | 5328.4649 | 0
1730 | 19.7489 | 18623.4318 | 3765.3127 | 0 | 19159.2753 | 4177.1047 | 0 | 19845.5618 | 5327.7686 | 0
1731 | 19.7603 | 18621.4113 | 3762.215 | 0 | 19159.1859 | 4175.3997 | 0 | 19844.471 | 5326.9993 | 0
1732 | 19.7717 | 18620.8608 | 3761.9615 | 0 | 19158.876 | 4174.6048 | 0 | 19839.9089 | 5326.4939 | 0
1733 | 19.7831 | 18620.8138 | 3758.1974 | 0 | 19158.7727 | 4174.3868 | 0 | 19838.2434 | 5325.0241 | 0
1734 | 19.7945 | 18620.0124 | 3756.2818 | 0 | 19157.0214 | 4173.9982 | 0 | 19836.1543 | 5323.5112 | 0
1735 | 19.8059 | 18618.6613 | 3753.8512 | 0 | 19156.4636 | 4173.6163 | 0 | 19836.1543 | 5323.0752 | 0
1736 | 19.8174 | 18618.1086 | 3753.1434 | 0 | 19154.8934 | 4172.2316 | 0 | 19833.9158 | 5322.8921 | 0
1737 | 19.8288 | 18617.7032 | 3751.3563 | 0 | 19154.251 | 4172.1219 | 0 | 19833.4069 | 5322.5044 | 0
1738 | 19.8402 | 18614.2372 | 3749.8632 | 0 | 19153.4214 | 4169.4829 | 0 | 19833.4069 | 5322.3145 | 0
1739 | 19.8516 | 18613.6741 | 3749.7442 | 0 | 19152.5714 | 4168.6692 | 0 | 19833.0043 | 5322.2478 | 0
1740 | 19.863 | 18613.2268 | 3749.4627 | 0 | 19149.736 | 4168.1967 | 0 | 19830.5579 | 5322.0136 | 0
1741 | 19.8744 | 18612.5021 | 3749.2904 | 0 | 19149.4594 | 4167.3326 | 0 | 19829.3871 | 5320.9737 | 0
1742 | 19.8858 | 18610.9118 | 3749.0922 | 0 | 19147.4117 | 4166.5053 | 0 | 19826.5465 | 5320.5047 | 0
1743 | 19.8973 | 18610.8944 | 3748.98 | 0 | 19146.9436 | 4164.991 | 0 | 19825.9787 | 5320.2044 | 0
1744 | 19.9087 | 18609.6856 | 3747.2835 | 0 | 19146.9412 | 4163.9805 | 0 | 19825.9076 | 5320.1265 | 0
1745 | 19.9201 | 18605.2065 | 3746.9623 | 0 | 19146.7922 | 4162.7892 | 0 | 19825.3798 | 5317.9835 | 0
1746 | 19.9315 | 18603.3685 | 3746.9577 | 0 | 19146.7585 | 4161.5128 | 0 | 19824.8652 | 5317.146 | 0
1747 | 19.9429 | 18602.5431 | 3745.8582 | 0 | 19146.5083 | 4160.5245 | 0 | 19823.0659 | 5316.1218 | 0
1748 | 19.9543 | 18602.3012 | 3744.6718 | 0 | 19143.9106 | 4160.2224 | 0 | 19820.9707 | 5312.6914 | 0
1749 | 19.9658 | 18602.0101 | 3742.9445 | 0 | 19140.8121 | 4156.9998 | 0 | 19817.8673 | 5310.0166 | 0
1750 | 19.9772 | 18601.4479 | 3742.7858 | 0 | 19140.809 | 4156.7462 | 0 | 19816.7269 | 5309.839 | 0
1751 | 19.9886 | 18599.5472 | 3741.2461 | 0 | 19140.8087 | 4156.5267 | 0 | 19816.0666 | 5308.304 | 0
1752 | 20 | 18599.1018 | 3741.1262 | 0 | 19139.8527 | 4156.4339 | 0 | 19813.8654 | 5307.5566 | 0
1753 | 20.0114 | 18598.588 | 3740.8109 | 0 | 19138.8688 | 4154.3088 | 0 | 19813.5722 | 5304.9521 | 0
1754 | 20.0228 | 18598.5404 | 3740.7572 | 0 | 19137.4134 | 4154.2828 | 0 | 19813.2049 | 5303.4858 | 0
1755 | 20.0342 | 18596.2447 | 3739.8218 | 0 | 19135.0564 | 4153.6437 | 0 | 19812.5938 | 5302.9643 | 0
1756 | 20.0457 | 18593.7428 | 3737.1475 | 0 | 19134.5258 | 4151.4544 | 0 | 19812.5373 | 5301.751 | 0
1757 | 20.0571 | 18593.3329 | 3736.385 | 0 | 19132.192 | 4150.7022 | 0 | 19812.3005 | 5300.6262 | 0
1758 | 20.0685 | 18592.7529 | 3735.0186 | 0 | 19131.4072 | 4146.3996 | 0 | 19810.354 | 5299.724 | 0
1759 | 20.0799 | 18591.7236 | 3733.5373 | 0 | 19130.8929 | 4144.8112 | 0 | 19809.7507 | 5299.0229 | 0
1760 | 20.0913 | 18591.014 | 3733.0318 | 0 | 19130.7636 | 4143.077 | 0 | 19808.919 | 5298.4895 | 0
1761 | 20.1027 | 18589.2212 | 3730.3213 | 0 | 19130.0273 | 4141.521 | 0 | 19808.6084 | 5298.1492 | 0
1762 | 20.1142 | 18588.979 | 3729.789 | 0 | 19129.6758 | 4140.9184 | 0 | 19802.5792 | 5297.7312 | 0
1763 | 20.1256 | 18588.8057 | 3729.6354 | 0 | 19126.3422 | 4140.4215 | 0 | 19801.4842 | 5297.6092 | 0
1764 | 20.137 | 18586.7796 | 3729.023 | 0 | 19123.6529 | 4138.3807 | 0 | 19800.2205 | 5297.5562 | 0
1765 | 20.1484 | 18580.3783 | 3727.2965 | 0 | 19123.5486 | 4137.9643 | 0 | 19800.16 | 5296.958 | 0
1766 | 20.1598 | 18579.2155 | 3725.6298 | 0 | 19122.5964 | 4136.382 | 0 | 19794.4858 | 5296.1572 | 0
1767 | 20.1712 | 18577.7029 | 3723.2156 | 0 | 19122.5919 | 4136.3147 | 0 | 19793.5515 | 5295.9953 | 0
1768 | 20.1826 | 18575.6135 | 3722.057 | 0 | 19121.5216 | 4135.9927 | 0 | 19792.4726 | 5295.0749 | 0
1769 | 20.1941 | 18574.661 | 3719.2428 | 0 | 19118.4829 | 4133.1087 | 0 | 19790.9626 | 5294.9404 | 0
1770 | 20.2055 | 18574.64 | 3716.8739 | 0 | 19117.7493 | 4131.09 | 0 | 19785.8578 | 5294.6027 | 0
1771 | 20.2169 | 18574.3535 | 3716.3687 | 0 | 19115.6531 | 4130.3531 | 0 | 19784.2859 | 5293.4687 | 0
1772 | 20.2283 | 18574.2766 | 3714.7936 | 0 | 19115.4559 | 4130.3374 | 0 | 19783.9682 | 5291.2172 | 0
1773 | 20.2397 | 18573.9949 | 3714.6901 | 0 | 19114.4113 | 4128.6061 | 0 | 19783.4699 | 5291.1487 | 0
1774 | 20.2511 | 18573.1246 | 3714.2303 | 0 | 19113.9043 | 4126.6987 | 0 | 19783.1924 | 5291.0894 | 0
1775 | 20.2626 | 18572.7706 | 3712.3886 | 0 | 19113.8391 | 4126.5867 | 0 | 19781.2301 | 5290.1277 | 0
1776 | 20.274 | 18571.7192 | 3711.3951 | 0 | 19112.7756 | 4125.2921 | 0 | 19777.8422 | 5289.0486 | 0
1777 | 20.2854 | 18571.3001 | 3710.6798 | 0 | 19112.1398 | 4123.6281 | 0 | 19776.7546 | 5288.238 | 0
1778 | 20.2968 | 18570.5481 | 3708.5352 | 0 | 19111.4992 | 4122.7014 | 0 | 19776.4275 | 5287.5228 | 0
1779 | 20.3082 | 18569.6883 | 3708.1075 | 0 | 19110.263 | 4121.0476 | 0 | 19773.2186 | 5287.2792 | 0
1780 | 20.3196 | 18568.4704 | 3707.7226 | 0 | 19109.8489 | 4119.4872 | 0 | 19772.4548 | 5285.5262 | 0
1781 | 20.3311 | 18567.5834 | 3707.2747 | 0 | 19109.2332 | 4119.4323 | 0 | 19772.3478 | 5281.6601 | 0
1782 | 20.3425 | 18566.3169 | 3705.365 | 0 | 19107.8665 | 4118.386 | 0 | 19769.8729 | 5280.1793 | 0
1783 | 20.3539 | 18566.2287 | 3704.4181 | 0 | 19107.0693 | 4118.0131 | 0 | 19769.5089 | 5279.5041 | 0
1784 | 20.3653 | 18563.13 | 3704.0547 | 0 | 19105.718 | 4117.0811 | 0 | 19769.0457 | 5279.0634 | 0
1785 | 20.3767 | 18561.2212 | 3703.7881 | 0 | 19103.7746 | 4116.8479 | 0 | 19768.6527 | 5276.8946 | 0
1786 | 20.3881 | 18559.8679 | 3702.9985 | 0 | 19103.3195 | 4115.3171 | 0 | 19766.7319 | 5276.0589 | 0
1787 | 20.3995 | 18559.459 | 3702.0453 | 0 | 19102.3188 | 4115.0145 | 0 | 19766.2288 | 5275.8007 | 0
1788 | 20.411 | 18559.0426 | 3701.9967 | 0 | 19102.2949 | 4114.8071 | 0 | 19765.9073 | 5275.7412 | 0
1789 | 20.4224 | 18558.6818 | 3701.913 | 0 | 19101.6687 | 4113.4778 | 0 | 19764.8451 | 5275.1925 | 0
1790 | 20.4338 | 18556.9718 | 3700.9986 | 0 | 19095.2098 | 4111.4026 | 0 | 19764.5328 | 5274.5758 | 0
1791 | 20.4452 | 18556.5808 | 3698.1385 | 0 | 19095.1195 | 4110.6137 | 0 | 19762.9069 | 5273.564 | 0
1792 | 20.4566 | 18554.3568 | 3697.0097 | 0 | 19093.8481 | 4109.9588 | 0 | 19762.893 | 5271.8901 | 0
1793 | 20.468 | 18554.2336 | 3696.4959 | 0 | 19093.3073 | 4109.7586 | 0 | 19762.4797 | 5270.133 | 0
1794 | 20.4795 | 18554.2166 | 3694.8536 | 0 | 19091.575 | 4109.2579 | 0 | 19761.9874 | 5267.9556 | 0
1795 | 20.4909 | 18554.0341 | 3694.0941 | 0 | 19089.8481 | 4109.1171 | 0 | 19761.8103 | 5267.1404 | 0
1796 | 20.5023 | 18551.4047 | 3693.3348 | 0 | 19087.2273 | 4108.3338 | 0 | 19761.0362 | 5265.8026 | 0
1797 | 20.5137 | 18551.3263 | 3692.7827 | 0 | 19085.3384 | 4107.7152 | 0 | 19760.0279 | 5264.8557 | 0
1798 | 20.5251 | 18547.4487 | 3692.1686 | 0 | 19084.2234 | 4107.4025 | 0 | 19759.9733 | 5264.7325 | 0
1799 | 20.5365 | 18546.6514 | 3691.9658 | 0 | 19084.2054 | 4106.2902 | 0 | 19759.9023 | 5263.625 | 0
1800 | 20.5479 | 18546.5597 | 3691.3938 | 0 | 19083.6349 | 4104.0019 | 0 | 19757.6441 | 5263.4182 | 0
1801 | 20.5594 | 18545.151 | 3690.6069 | 0 | 19082.9966 | 4102.1747 | 0 | 19757.5115 | 5262.5687 | 0
1802 | 20.5708 | 18544.8335 | 3690.1886 | 0 | 19082.6846 | 4099.7634 | 0 | 19757.1273 | 5262.1759 | 0
1803 | 20.5822 | 18543.4613 | 3689.6005 | 0 | 19082.5398 | 4099.6017 | 0 | 19756.4167 | 5260.1562 | 0
1804 | 20.5936 | 18539.7333 | 3689.4272 | 0 | 19082.4419 | 4098.3625 | 0 | 19756.2535 | 5258.5652 | 0
1805 | 20.605 | 18536.4338 | 3689.3029 | 0 | 19080.8533 | 4097.6197 | 0 | 19755.185 | 5258.3061 | 0
1806 | 20.6164 | 18535.7905 | 3687.0193 | 0 | 19079.6823 | 4096.3839 | 0 | 19753.5029 | 5257.4099 | 0
1807 | 20.6279 | 18534.046 | 3686.3314 | 0 | 19079.6627 | 4095.4534 | 0 | 19753.2963 | 5256.947 | 0
1808 | 20.6393 | 18532.7511 | 3683.7726 | 0 | 19078.5322 | 4095.0659 | 0 | 19753.135 | 5256.1059 | 0
1809 | 20.6507 | 18532.4673 | 3683.6251 | 0 | 19076.84 | 4091.6416 | 0 | 19751.5613 | 5255.5798 | 0
1810 | 20.6621 | 18531.8613 | 3683.0932 | 0 | 19076.2879 | 4091.2568 | 0 | 19750.5707 | 5253.8954 | 0
1811 | 20.6735 | 18524.6635 | 3683.0283 | 0 | 19076.2288 | 4089.8765 | 0 | 19749.9296 | 5253.691 | 0
1812 | 20.6849 | 18523.2125 | 3679.7191 | 0 | 19074.1225 | 4089.2882 | 0 | 19748.8381 | 5252.1293 | 0
1813 | 20.6963 | 18519.3142 | 3679.2886 | 0 | 19073.0324 | 4088.7645 | 0 | 19748.3723 | 5252.0227 | 0
1814 | 20.7078 | 18519.3133 | 3678.9341 | 0 | 19070.4705 | 4088.493 | 0 | 19745.029 | 5250.0897 | 0
1815 | 20.7192 | 18518.2262 | 3678.8566 | 0 | 19070.1526 | 4087.4689 | 0 | 19743.6728 | 5248.8291 | 0
1816 | 20.7306 | 18517.8126 | 3678.0666 | 0 | 19068.0881 | 4086.6166 | 0 | 19741.2593 | 5247.6298 | 0
1817 | 20.742 | 18513.4818 | 3676.968 | 0 | 19068.0281 | 4084.7539 | 0 | 19740.4939 | 5246.0827 | 0
1818 | 20.7534 | 18512.9409 | 3676.0698 | 0 | 19065.7518 | 4083.9346 | 0 | 19740.2203 | 5245.244 | 0
1819 | 20.7648 | 18512.5879 | 3675.4882 | 0 | 19058.5755 | 4083.3805 | 0 | 19740.1476 | 5244.5621 | 0
1820 | 20.7763 | 18511.6872 | 3674.3913 | 0 | 19056.6492 | 4082.7502 | 0 | 19735.8222 | 5244.5307 | 0
1821 | 20.7877 | 18510.7994 | 3673.7196 | 0 | 19051.324 | 4082.5658 | 0 | 19735.0328 | 5244.1314 | 0
1822 | 20.7991 | 18510.697 | 3673.4484 | 0 | 19051.116 | 4082.4711 | 0 | 19734.3558 | 5243.7795 | 0
1823 | 20.8105 | 18509.4875 | 3671.3668 | 0 | 19049.0606 | 4080.2019 | 0 | 19733.4438 | 5243.6062 | 0
1824 | 20.8219 | 18508.8912 | 3670.8467 | 0 | 19047.94 | 4079.6827 | 0 | 19733.4263 | 5241.8944 | 0
1825 | 20.8333 | 18508.8198 | 3668.3599 | 0 | 19045.2158 | 4079.5064 | 0 | 19732.6234 | 5239.7476 | 0
1826 | 20.8447 | 18506.9866 | 3668.3207 | 0 | 19043.4443 | 4078.8335 | 0 | 19732.503 | 5238.7664 | 0
1827 | 20.8562 | 18505.1464 | 3668.1373 | 0 | 19042.2369 | 4078.6024 | 0 | 19731.5812 | 5236.3955 | 0
1828 | 20.8676 | 18503.2726 | 3668.0251 | 0 | 19041.8653 | 4076.7621 | 0 | 19729.4054 | 5236.2173 | 0
1829 | 20.879 | 18503.1275 | 3667.082 | 0 | 19041.1289 | 4075.2162 | 0 | 19728.1739 | 5233.3226 | 0
1830 | 20.8904 | 18503.0372 | 3666.6575 | 0 | 19040.6147 | 4074.3801 | 0 | 19725.1241 | 5233.1005 | 0
1831 | 20.9018 | 18502.5839 | 3665.6686 | 0 | 19039.1503 | 4073.9665 | 0 | 19724.3261 | 5232.101 | 0
1832 | 20.9132 | 18498.6997 | 3664.6092 | 0 | 19037.4514 | 4072.7715 | 0 | 19723.9754 | 5231.737 | 0
1833 | 20.9247 | 18498.0368 | 3664.3406 | 0 | 19037.0572 | 4072.5873 | 0 | 19722.2533 | 5230.9435 | 0
1834 | 20.9361 | 18497.9833 | 3663.9514 | 0 | 19036.5654 | 4072.1191 | 0 | 19721.8488 | 5229.8927 | 0
1835 | 20.9475 | 18497.7793 | 3663.7336 | 0 | 19034.9951 | 4071.3239 | 0 | 19719.3787 | 5229.348 | 0
1836 | 20.9589 | 18497.4106 | 3663.6408 | 0 | 19034.927 | 4070.8853 | 0 | 19718.673 | 5229.2565 | 0
1837 | 20.9703 | 18491.1326 | 3660.6068 | 0 | 19034.3072 | 4068.3166 | 0 | 19718.1272 | 5228.7226 | 0
1838 | 20.9817 | 18490.2064 | 3660.4221 | 0 | 19027.8798 | 4068.3055 | 0 | 19717.8917 | 5227.9009 | 0
1839 | 20.9932 | 18489.7259 | 3660.0705 | 0 | 19027.7094 | 4065.85 | 0 | 19717.8528 | 5225.794 | 0
1840 | 21.0046 | 18488.9228 | 3659.4132 | 0 | 19027.612 | 4065.6239 | 0 | 19715.7234 | 5224.3271 | 0
1841 | 21.016 | 18487.6422 | 3657.6179 | 0 | 19027.5612 | 4065.1349 | 0 | 19714.7475 | 5223.7645 | 0
1842 | 21.0274 | 18487.1871 | 3657.017 | 0 | 19027.2327 | 4065.0699 | 0 | 19714.2209 | 5223.2127 | 0
1843 | 21.0388 | 18487.1871 | 3656.5297 | 0 | 19026.7795 | 4065.0619 | 0 | 19713.0328 | 5223.1412 | 0
1844 | 21.0502 | 18486.2858 | 3656.4024 | 0 | 19025.2756 | 4064.0813 | 0 | 19711.7692 | 5222.1409 | 0
1845 | 21.0616 | 18483.9395 | 3656.3251 | 0 | 19025.0928 | 4063.6271 | 0 | 19711.7058 | 5221.1152 | 0
1846 | 21.0731 | 18481.7957 | 3655.7855 | 0 | 19024.9587 | 4063.5999 | 0 | 19708.8257 | 5221.0171 | 0
1847 | 21.0845 | 18479.2437 | 3655.6156 | 0 | 19024.8129 | 4062.9181 | 0 | 19705.6001 | 5220.5033 | 0
1848 | 21.0959 | 18478.9364 | 3654.5239 | 0 | 19024.5214 | 4062.8579 | 0 | 19705.2642 | 5219.2432 | 0
1849 | 21.1073 | 18478.4677 | 3653.2473 | 0 | 19024.475 | 4061.3457 | 0 | 19704.697 | 5218.6269 | 0
1850 | 21.1187 | 18477.2863 | 3650.3306 | 0 | 19021.2952 | 4060.0507 | 0 | 19704.0722 | 5218.0817 | 0
1851 | 21.1301 | 18477.1842 | 3648.6936 | 0 | 19021.0627 | 4059.8226 | 0 | 19703.119 | 5217.53 | 0
1852 | 21.1416 | 18476.3936 | 3647.8521 | 0 | 19020.1841 | 4059.2967 | 0 | 19702.5891 | 5217.3723 | 0
1853 | 21.153 | 18476.3195 | 3647.108 | 0 | 19019.5392 | 4059.2395 | 0 | 19702.4252 | 5216.3611 | 0
1854 | 21.1644 | 18474.3645 | 3646.529 | 0 | 19017.9651 | 4058.3088 | 0 | 19700.3544 | 5214.1618 | 0
1855 | 21.1758 | 18471.5183 | 3646.4288 | 0 | 19017.4386 | 4056.4835 | 0 | 19699.6113 | 5213.8359 | 0
1856 | 21.1872 | 18470.6454 | 3643.5085 | 0 | 19017.0771 | 4055.2077 | 0 | 19698.008 | 5213.2335 | 0
1857 | 21.1986 | 18470.0383 | 3640.6163 | 0 | 19016.4318 | 4054.6789 | 0 | 19697.7824 | 5213.1716 | 0
1858 | 21.21 | 18468.0073 | 3640.41 | 0 | 19015.8676 | 4054.3262 | 0 | 19696.5931 | 5212.3626 | 0
1859 | 21.2215 | 18467.6168 | 3640.0654 | 0 | 19015.7692 | 4053.3714 | 0 | 19695.3088 | 5211.7648 | 0
1860 | 21.2329 | 18465.3082 | 3639.8794 | 0 | 19015.6939 | 4051.7938 | 0 | 19688.4105 | 5210.6546 | 0
1861 | 21.2443 | 18463.5788 | 3638.4236 | 0 | 19010.8645 | 4046.9177 | 0 | 19688.4026 | 5208.4048 | 0
1862 | 21.2557 | 18461.4769 | 3637.7705 | 0 | 19009.8388 | 4045.9129 | 0 | 19688.1268 | 5208.3263 | 0
1863 | 21.2671 | 18460.3587 | 3637.3168 | 0 | 19008.2441 | 4044.7347 | 0 | 19687.62 | 5207.2955 | 0
1864 | 21.2785 | 18459.6091 | 3635.1895 | 0 | 19004.4245 | 4043.978 | 0 | 19687.2757 | 5206.4396 | 0
1865 | 21.29 | 18459.161 | 3634.8104 | 0 | 19004.3275 | 4040.5782 | 0 | 19686.9066 | 5206.4275 | 0
1866 | 21.3014 | 18457.9018 | 3633.4761 | 0 | 19002.2884 | 4040.1473 | 0 | 19682.9981 | 5205.9879 | 0
1867 | 21.3128 | 18457.2487 | 3631.9104 | 0 | 19000.0016 | 4040.0433 | 0 | 19682.9127 | 5205.1044 | 0
1868 | 21.3242 | 18456.9759 | 3631.0006 | 0 | 18998.8645 | 4039.7394 | 0 | 19681.2099 | 5204.6862 | 0
1869 | 21.3356 | 18454.6469 | 3630.2374 | 0 | 18997.7404 | 4039.3626 | 0 | 19680.8273 | 5203.6491 | 0
1870 | 21.347 | 18453.6863 | 3628.5727 | 0 | 18997.5229 | 4036.9814 | 0 | 19677.9577 | 5203.3726 | 0
1871 | 21.3584 | 18452.1548 | 3628.0842 | 0 | 18996.3362 | 4036.6009 | 0 | 19675.9529 | 5202.9699 | 0
1872 | 21.3699 | 18450.1614 | 3627.6109 | 0 | 18994.9219 | 4035.7048 | 0 | 19674.98 | 5201.798 | 0
1873 | 21.3813 | 18448.7625 | 3626.8156 | 0 | 18994.8672 | 4033.7998 | 0 | 19673.0591 | 5201.3245 | 0
1874 | 21.3927 | 18448.4265 | 3624.4526 | 0 | 18991.4102 | 4033.1408 | 0 | 19672.8008 | 5200.4347 | 0
1875 | 21.4041 | 18447.9764 | 3623.2722 | 0 | 18990.367 | 4031.8899 | 0 | 19671.9779 | 5200.2705 | 0
1876 | 21.4155 | 18446.9548 | 3622.4885 | 0 | 18989.7944 | 4031.747 | 0 | 19671.5729 | 5200.2189 | 0
1877 | 21.4269 | 18446.7939 | 3621.9868 | 0 | 18988.9818 | 4030.9439 | 0 | 19669.1095 | 5199.83 | 0
1878 | 21.4384 | 18445.4379 | 3620.7689 | 0 | 18988.6298 | 4030.5064 | 0 | 19668.8266 | 5199.3485 | 0
1879 | 21.4498 | 18445.3983 | 3620.5531 | 0 | 18988.6272 | 4029.3207 | 0 | 19668.5528 | 5199.0216 | 0
1880 | 21.4612 | 18442.2542 | 3620.4808 | 0 | 18988.5897 | 4029.064 | 0 | 19667.6704 | 5198.7104 | 0
1881 | 21.4726 | 18440.6499 | 3620.3123 | 0 | 18988.3669 | 4028.5604 | 0 | 19667.5029 | 5196.9162 | 0
1882 | 21.484 | 18440.1863 | 3619.9641 | 0 | 18986.8389 | 4027.7463 | 0 | 19667.0454 | 5194.9638 | 0
1883 | 21.4954 | 18439.8512 | 3618.0825 | 0 | 18984.3723 | 4027.4813 | 0 | 19666.1318 | 5194.4452 | 0
1884 | 21.5068 | 18436.5858 | 3616.0592 | 0 | 18983.4964 | 4025.1496 | 0 | 19665.455 | 5194.3015 | 0
1885 | 21.5183 | 18436.4529 | 3615.2626 | 0 | 18983.0192 | 4023.6137 | 0 | 19664.3966 | 5194.2783 | 0
1886 | 21.5297 | 18436.0738 | 3615.0445 | 0 | 18982.6154 | 4022.9592 | 0 | 19664.2551 | 5191.9736 | 0
1887 | 21.5411 | 18435.5259 | 3614.1154 | 0 | 18982.5328 | 4022.8831 | 0 | 19664.2551 | 5190.9525 | 0
1888 | 21.5525 | 18435.4011 | 3612.0189 | 0 | 18982.2637 | 4018.1604 | 0 | 19661.6324 | 5190.7137 | 0
1889 | 21.5639 | 18434.7091 | 3610.9497 | 0 | 18981.9479 | 4018.1264 | 0 | 19661.5906 | 5190.0474 | 0
1890 | 21.5753 | 18434.3944 | 3610.5127 | 0 | 18978.1235 | 4017.1773 | 0 | 19661.4455 | 5188.6068 | 0
1891 | 21.5868 | 18433.9133 | 3609.8413 | 0 | 18976.9933 | 4014.464 | 0 | 19660.797 | 5188.4923 | 0
1892 | 21.5982 | 18432.5506 | 3608.9374 | 0 | 18976.612 | 4013.598 | 0 | 19660.5418 | 5188.1603 | 0
1893 | 21.6096 | 18431.7866 | 3608.9121 | 0 | 18975.3185 | 4013.4522 | 0 | 19660.172 | 5187.2995 | 0
1894 | 21.621 | 18430.0106 | 3605.9369 | 0 | 18973.2896 | 4013.3605 | 0 | 19659.0897 | 5185.2607 | 0
1895 | 21.6324 | 18429.9358 | 3605.313 | 0 | 18972.9565 | 4011.9968 | 0 | 19659.0897 | 5183.4907 | 0
1896 | 21.6438 | 18429.2476 | 3604.5926 | 0 | 18972.3138 | 4011.7683 | 0 | 19658.263 | 5183.3322 | 0
1897 | 21.6553 | 18428.7194 | 3602.8347 | 0 | 18971.0951 | 4010.8237 | 0 | 19657.7264 | 5183.0938 | 0
1898 | 21.6667 | 18428.6725 | 3599.9804 | 0 | 18970.2326 | 4010.2618 | 0 | 19657.6373 | 5179.7498 | 0
1899 | 21.6781 | 18427.9554 | 3597.9875 | 0 | 18968.6785 | 4010.2582 | 0 | 19654.6522 | 5178.7169 | 0
1900 | 21.6895 | 18424.2019 | 3597.63 | 0 | 18967.6833 | 4010.0655 | 0 | 19650.3935 | 5177.593 | 0
1901 | 21.7009 | 18423.3585 | 3595.5223 | 0 | 18967.0658 | 4009.2802 | 0 | 19649.9429 | 5177.1011 | 0
1902 | 21.7123 | 18422.2001 | 3595.235 | 0 | 18967.0079 | 4008.6164 | 0 | 19649.9038 | 5176.8197 | 0
1903 | 21.7237 | 18422.053 | 3593.3333 | 0 | 18965.6361 | 4007.6288 | 0 | 19647.608 | 5176.0087 | 0
1904 | 21.7352 | 18421.1048 | 3593.3046 | 0 | 18965.3943 | 4006.6642 | 0 | 19646.3571 | 5175.8228 | 0
1905 | 21.7466 | 18419.5766 | 3592.265 | 0 | 18964.462 | 4006.4914 | 0 | 19644.9426 | 5175.0858 | 0
1906 | 21.758 | 18419.2932 | 3591.7571 | 0 | 18963.702 | 4005.9654 | 0 | 19644.7211 | 5174.4231 | 0
1907 | 21.7694 | 18417.654 | 3590.8948 | 0 | 18962.9318 | 4004.1397 | 0 | 19643.7155 | 5170.3441 | 0
1908 | 21.7808 | 18408.3294 | 3590.4275 | 0 | 18961.9746 | 4001.0177 | 0 | 19642.5143 | 5170.3233 | 0
1909 | 21.7922 | 18408.2692 | 3589.0734 | 0 | 18961.1391 | 4000.1567 | 0 | 19641.3271 | 5170.1559 | 0
1910 | 21.8037 | 18407.8767 | 3588.5544 | 0 | 18960.997 | 3999.9489 | 0 | 19640.8493 | 5168.7902 | 0
1911 | 21.8151 | 18407.5387 | 3587.4443 | 0 | 18959.9029 | 3997.9172 | 0 | 19638.7901 | 5168.6282 | 0
1912 | 21.8265 | 18404.5137 | 3587.0887 | 0 | 18958.1124 | 3997.3116 | 0 | 19638.429 | 5164.6848 | 0
1913 | 21.8379 | 18403.7269 | 3586.8038 | 0 | 18957.2298 | 3996.5499 | 0 | 19638.2042 | 5163.7507 | 0
1914 | 21.8493 | 18403.5835 | 3585.9974 | 0 | 18954.757 | 3996.2964 | 0 | 19637.4408 | 5163.6898 | 0
1915 | 21.8607 | 18403.4405 | 3582.0801 | 0 | 18951.4694 | 3995.9397 | 0 | 19637.4408 | 5162.6554 | 0
1916 | 21.8721 | 18402.8195 | 3582.0573 | 0 | 18950.1155 | 3994.8858 | 0 | 19636.0349 | 5162.6526 | 0
1917 | 21.8836 | 18402.7627 | 3581.249 | 0 | 18947.3186 | 3994.0855 | 0 | 19631.083 | 5161.2779 | 0
1918 | 21.895 | 18399.5702 | 3580.4873 | 0 | 18946.4967 | 3993.7584 | 0 | 19628.9327 | 5161.1958 | 0
1919 | 21.9064 | 18395.8988 | 3580.054 | 0 | 18946.3518 | 3991.3907 | 0 | 19628.4056 | 5160.5431 | 0
1920 | 21.9178 | 18394.345 | 3579.8683 | 0 | 18946.1574 | 3990.867 | 0 | 19627.921 | 5159.5752 | 0
1921 | 21.9292 | 18394.0431 | 3577.0089 | 0 | 18943.9532 | 3990.8253 | 0 | 19624.877 | 5158.5396 | 0
1922 | 21.9406 | 18393.891 | 3576.7479 | 0 | 18943.1716 | 3988.903 | 0 | 19624.3318 | 5158.4108 | 0
1923 | 21.9521 | 18393.0373 | 3576.7272 | 0 | 18939.0042 | 3988.3759 | 0 | 19624.2447 | 5158.0194 | 0
1924 | 21.9635 | 18391.6814 | 3575.8272 | 0 | 18935.329 | 3988.1851 | 0 | 19623.8296 | 5158.006 | 0
1925 | 21.9749 | 18390.8904 | 3575.184 | 0 | 18934.9584 | 3985.9481 | 0 | 19622.4076 | 5157.0968 | 0
1926 | 21.9863 | 18388.2514 | 3574.5225 | 0 | 18933.6082 | 3983.692 | 0 | 19621.5905 | 5154.9607 | 0
1927 | 21.9977 | 18387.9046 | 3572.9317 | 0 | 18932.1897 | 3983.1637 | 0 | 19620.6112 | 5152.8587 | 0
1928 | 22.0091 | 18386.8174 | 3572.4917 | 0 | 18932.0451 | 3982.7373 | 0 | 19620.2465 | 5152.4168 | 0
1929 | 22.0205 | 18384.8506 | 3571.6366 | 0 | 18931.8367 | 3981.8368 | 0 | 19620.2465 | 5152.1101 | 0
1930 | 22.032 | 18384.5662 | 3571.0481 | 0 | 18931.0678 | 3981.6548 | 0 | 19619.5322 | 5151.3642 | 0
1931 | 22.0434 | 18384.3162 | 3568.1942 | 0 | 18929.8831 | 3981.2519 | 0 | 19618.0949 | 5146.6709 | 0
1932 | 22.0548 | 18384.0381 | 3567.75 | 0 | 18928.7789 | 3980.9551 | 0 | 19617.804 | 5145.8656 | 0
1933 | 22.0662 | 18383.8862 | 3566.8846 | 0 | 18928.1536 | 3979.6127 | 0 | 19616.5926 | 5144.4387 | 0
1934 | 22.0776 | 18382.5273 | 3565.0009 | 0 | 18928.0009 | 3979.3242 | 0 | 19611.7729 | 5142.3312 | 0
1935 | 22.089 | 18380.0531 | 3564.9379 | 0 | 18924.6778 | 3979.2942 | 0 | 19611.3069 | 5142.1538 | 0
1936 | 22.1005 | 18376.8686 | 3559.3835 | 0 | 18924.1022 | 3979.1975 | 0 | 19610.1948 | 5140.8588 | 0
1937 | 22.1119 | 18372.5934 | 3557.27 | 0 | 18922.8141 | 3979.1321 | 0 | 19607.9615 | 5140.7294 | 0
1938 | 22.1233 | 18372.4043 | 3557.0252 | 0 | 18922.4984 | 3977.786 | 0 | 19607.9476 | 5140.2009 | 0
1939 | 22.1347 | 18371.3001 | 3556.1415 | 0 | 18919.3054 | 3977.2427 | 0 | 19606.2079 | 5139.3186 | 0
1940 | 22.1461 | 18371.1457 | 3553.5962 | 0 | 18917.3474 | 3976.2858 | 0 | 19605.3045 | 5138.3541 | 0
1941 | 22.1575 | 18369.3571 | 3550.8361 | 0 | 18915.6351 | 3975.6493 | 0 | 19603.6996 | 5137.5292 | 0
1942 | 22.1689 | 18369.3571 | 3547.803 | 0 | 18914.9948 | 3974.1861 | 0 | 19603.2867 | 5137.2776 | 0
1943 | 22.1804 | 18368.1308 | 3547.3522 | 0 | 18914.8503 | 3969.337 | 0 | 19598.2599 | 5135.838 | 0
1944 | 22.1918 | 18367.9044 | 3546.7408 | 0 | 18914.2025 | 3967.9384 | 0 | 19593.1296 | 5135.7152 | 0
1945 | 22.2032 | 18367.3701 | 3544.1592 | 0 | 18913.8717 | 3967.1216 | 0 | 19592.9823 | 5134.9128 | 0
1946 | 22.2146 | 18365.312 | 3543.7027 | 0 | 18913.2683 | 3965.3902 | 0 | 19590.7802 | 5134.6359 | 0
1947 | 22.226 | 18365.2837 | 3543.5066 | 0 | 18903.9943 | 3964.8738 | 0 | 19590.3719 | 5134.5374 | 0
1948 | 22.2374 | 18364.684 | 3541.8651 | 0 | 18901.5347 | 3962.4827 | 0 | 19590.2864 | 5133.8142 | 0
1949 | 22.2489 | 18363.0717 | 3541.3693 | 0 | 18901.456 | 3961.7612 | 0 | 19589.8607 | 5131.1413 | 0
1950 | 22.2603 | 18362.7536 | 3540.4962 | 0 | 18900.3474 | 3961.3488 | 0 | 19589.0517 | 5130.5601 | 0
1951 | 22.2717 | 18361.5443 | 3540.2824 | 0 | 18900.31 | 3961.2879 | 0 | 19584.5822 | 5130.1008 | 0
1952 | 22.2831 | 18361.4264 | 3539.3308 | 0 | 18898.4811 | 3961.0372 | 0 | 19583.8266 | 5128.8559 | 0
1953 | 22.2945 | 18360.6943 | 3538.5144 | 0 | 18898.2373 | 3959.7859 | 0 | 19582.4976 | 5128.4425 | 0
1954 | 22.3059 | 18360.5411 | 3536.879 | 0 | 18896.5422 | 3959.2505 | 0 | 19582.1174 | 5127.609 | 0
1955 | 22.3174 | 18360.3744 | 3536.3407 | 0 | 18895.4034 | 3959.0775 | 0 | 19578.5409 | 5126.7322 | 0
1956 | 22.3288 | 18359.3069 | 3535.1449 | 0 | 18895.3101 | 3958.3469 | 0 | 19577.1174 | 5126.0565 | 0
1957 | 22.3402 | 18358.9504 | 3534.8996 | 0 | 18894.2155 | 3958.3058 | 0 | 19572.0047 | 5125.8932 | 0
1958 | 22.3516 | 18357.7027 | 3533.9958 | 0 | 18894.0377 | 3957.7399 | 0 | 19571.6529 | 5125.703 | 0
1959 | 22.363 | 18355.1376 | 3533.4356 | 0 | 18891.0449 | 3957.1078 | 0 | 19571.2674 | 5125.3166 | 0
1960 | 22.3744 | 18353.7907 | 3532.4315 | 0 | 18890.9896 | 3956.9243 | 0 | 19570.188 | 5123.1398 | 0
1961 | 22.3858 | 18352.9496 | 3532.2797 | 0 | 18888.635 | 3956.3721 | 0 | 19569.717 | 5120.9915 | 0
1962 | 22.3973 | 18352.1817 | 3531.9384 | 0 | 18888.4426 | 3955.519 | 0 | 19569.3839 | 5120.6147 | 0
1963 | 22.4087 | 18351.8869 | 3529.6345 | 0 | 18887.6247 | 3954.8146 | 0 | 19568.5225 | 5120.5589 | 0
1964 | 22.4201 | 18351.732 | 3529.3093 | 0 | 18887.2781 | 3954.3487 | 0 | 19568.2997 | 5117.6035 | 0
1965 | 22.4315 | 18348.344 | 3528.8858 | 0 | 18885.3107 | 3954.1686 | 0 | 19566.614 | 5117.3971 | 0
1966 | 22.4429 | 18343.844 | 3527.4263 | 0 | 18884.8411 | 3952.645 | 0 | 19562.9004 | 5116.9326 | 0
1967 | 22.4543 | 18341.9225 | 3524.3696 | 0 | 18884.1729 | 3951.4119 | 0 | 19562.4597 | 5116.5269 | 0
1968 | 22.4658 | 18341.8634 | 3523.7337 | 0 | 18882.657 | 3950.4186 | 0 | 19561.5437 | 5115.9458 | 0
1969 | 22.4772 | 18341.7511 | 3523.432 | 0 | 18879.8038 | 3950.2566 | 0 | 19560.9529 | 5114.9902 | 0
1970 | 22.4886 | 18341.1365 | 3521.7187 | 0 | 18878.9027 | 3949.8133 | 0 | 19560.8287 | 5114.8979 | 0
1971 | 22.5 | 18340.7599 | 3521.2213 | 0 | 18878.121 | 3949.719 | 0 | 19559.6425 | 5114.8505 | 0
1972 | 22.5114 | 18339.9432 | 3520.7544 | 0 | 18877.9979 | 3948.8256 | 0 | 19558.8645 | 5113.5047 | 0
1973 | 22.5228 | 18339.892 | 3520.4261 | 0 | 18876.6035 | 3948.5722 | 0 | 19555.2501 | 5111.3522 | 0
1974 | 22.5342 | 18339.7496 | 3519.2251 | 0 | 18875.9539 | 3945.4869 | 0 | 19552.4653 | 5109.602 | 0
1975 | 22.5457 | 18339.4883 | 3517.9578 | 0 | 18875.9077 | 3945.4723 | 0 | 19550.0966 | 5107.4185 | 0
1976 | 22.5571 | 18338.4914 | 3516.8205 | 0 | 18875.1064 | 3945.1369 | 0 | 19549.8066 | 5107.3162 | 0
1977 | 22.5685 | 18338.3391 | 3516.1809 | 0 | 18874.9455 | 3945.1062 | 0 | 19549.3948 | 5107.2182 | 0
1978 | 22.5799 | 18337.8359 | 3515.6676 | 0 | 18874.7513 | 3944.4382 | 0 | 19547.9875 | 5106.9819 | 0
1979 | 22.5913 | 18336.742 | 3515.4268 | 0 | 18873.1125 | 3943.7781 | 0 | 19546.2624 | 5106.9017 | 0
1980 | 22.6027 | 18333.7474 | 3512.8238 | 0 | 18873.0055 | 3943.0818 | 0 | 19543.2726 | 5103.8726 | 0
1981 | 22.6142 | 18333.1021 | 3512.5307 | 0 | 18870.7586 | 3941.5039 | 0 | 19540.4235 | 5103.7602 | 0
1982 | 22.6256 | 18332.9726 | 3511.8094 | 0 | 18870.2027 | 3941.3169 | 0 | 19539.169 | 5103.07 | 0
1983 | 22.637 | 18332.5226 | 3509.7504 | 0 | 18870.1645 | 3940.0187 | 0 | 19538.6871 | 5102.2142 | 0
1984 | 22.6484 | 18330.6068 | 3508.2966 | 0 | 18869.9524 | 3938.9924 | 0 | 19538.4249 | 5101.4438 | 0
1985 | 22.6598 | 18328.266 | 3507.5983 | 0 | 18868.8789 | 3938.8579 | 0 | 19535.8709 | 5100.5471 | 0
1986 | 22.6712 | 18328.1794 | 3506.4951 | 0 | 18868.253 | 3937.2328 | 0 | 19533.3293 | 5100.5126 | 0
1987 | 22.6826 | 18325.6792 | 3505.851 | 0 | 18867.1517 | 3936.8458 | 0 | 19532.4103 | 5099.7843 | 0
1988 | 22.6941 | 18324.6662 | 3505.8273 | 0 | 18867.1497 | 3936.221 | 0 | 19531.1336 | 5099.5861 | 0
1989 | 22.7055 | 18322.0903 | 3505.5553 | 0 | 18864.2342 | 3936.1106 | 0 | 19530.7307 | 5097.9517 | 0
1990 | 22.7169 | 18321.9797 | 3504.1649 | 0 | 18863.6816 | 3935.9811 | 0 | 19529.0377 | 5096.1654 | 0
1991 | 22.7283 | 18321.1682 | 3503.778 | 0 | 18860.2342 | 3935.9478 | 0 | 19528.4745 | 5094.3071 | 0
1992 | 22.7397 | 18320.4823 | 3501.5313 | 0 | 18858.3024 | 3935.5862 | 0 | 19527.6787 | 5093.8516 | 0
1993 | 22.7511 | 18320.303 | 3500.0603 | 0 | 18857.8157 | 3935.0457 | 0 | 19526.5965 | 5091.8873 | 0
1994 | 22.7626 | 18319.883 | 3499.0805 | 0 | 18855.5884 | 3934.5861 | 0 | 19524.7836 | 5091.3167 | 0
1995 | 22.774 | 18319.7588 | 3498.8112 | 0 | 18855.5192 | 3934.4985 | 0 | 19524.4047 | 5090.0649 | 0
1996 | 22.7854 | 18319.1801 | 3498.4272 | 0 | 18853.939 | 3933.9086 | 0 | 19523.5191 | 5089.8323 | 0
1997 | 22.7968 | 18318.0114 | 3497.1348 | 0 | 18853.7091 | 3933.2235 | 0 | 19522.3347 | 5089.4746 | 0
1998 | 22.8082 | 18315.0723 | 3496.8631 | 0 | 18853.4747 | 3932.6622 | 0 | 19522.255 | 5087.9846 | 0
1999 | 22.8196 | 18311.8268 | 3495.7027 | 0 | 18853.2251 | 3932.4955 | 0 | 19521.9943 | 5087.5411 | 0
2000 | 22.8311 | 18310.7069 | 3492.4552 | 0 | 18852.0406 | 3932.4605 | 0 | 19521.3624 | 5086.6395 | 0
2001 | 22.8425 | 18310.6786 | 3491.3991 | 0 | 18850.5274 | 3932.3585 | 0 | 19521.0733 | 5085.5959 | 0
2002 | 22.8539 | 18309.4764 | 3491.3762 | 0 | 18849.3127 | 3929.7778 | 0 | 19520.8782 | 5085.1523 | 0
2003 | 22.8653 | 18308.3509 | 3490.9732 | 0 | 18849.0283 | 3929.4396 | 0 | 19520.8782 | 5084.8177 | 0
2004 | 22.8767 | 18307.6658 | 3490.886 | 0 | 18848.6505 | 3929.3496 | 0 | 19517.8073 | 5084.5521 | 0
2005 | 22.8881 | 18307.5176 | 3490.691 | 0 | 18847.7053 | 3929.1429 | 0 | 19516.5938 | 5083.976 | 0
2006 | 22.8995 | 18306.3405 | 3490.3458 | 0 | 18847.3001 | 3928.7312 | 0 | 19513.8681 | 5083.6316 | 0
2007 | 22.911 | 18305.3855 | 3489.016 | 0 | 18847.0804 | 3928.249 | 0 | 19507.5404 | 5081.3703 | 0
2008 | 22.9224 | 18304.3998 | 3487.5899 | 0 | 18846.9637 | 3927.5955 | 0 | 19505.9416 | 5080.6947 | 0
2009 | 22.9338 | 18302.1875 | 3487.4345 | 0 | 18846.1745 | 3926.7256 | 0 | 19505.6037 | 5078.6125 | 0
2010 | 22.9452 | 18302.0969 | 3486.8462 | 0 | 18844.6634 | 3925.7811 | 0 | 19504.3965 | 5077.9973 | 0
2011 | 22.9566 | 18299.7466 | 3486.0562 | 0 | 18842.3033 | 3924.5353 | 0 | 19502.2036 | 5077.5225 | 0
2012 | 22.968 | 18299.6981 | 3485.3588 | 0 | 18841.5853 | 3924.3976 | 0 | 19500.8845 | 5077.4897 | 0
2013 | 22.9795 | 18298.4875 | 3484.6972 | 0 | 18841.0503 | 3924.002 | 0 | 19500.5996 | 5077.4745 | 0
2014 | 22.9909 | 18298.2564 | 3482.8314 | 0 | 18840.0323 | 3920.2067 | 0 | 19500.5256 | 5076.1959 | 0
2015 | 23.0023 | 18297.0789 | 3480.3293 | 0 | 18839.4297 | 3915.2106 | 0 | 19499.5441 | 5075.6422 | 0
2016 | 23.0137 | 18294.9488 | 3480.224 | 0 | 18838.1119 | 3914.5294 | 0 | 19499.0992 | 5074.1203 | 0
2017 | 23.0251 | 18290.4392 | 3480.2034 | 0 | 18836.263 | 3914.1847 | 0 | 19498.9129 | 5073.9894 | 0
2018 | 23.0365 | 18290.0926 | 3479.5448 | 0 | 18835.6464 | 3913.9673 | 0 | 19498.8823 | 5073.723 | 0
2019 | 23.0479 | 18289.8919 | 3479.4193 | 0 | 18833.6232 | 3913.9009 | 0 | 19498.2601 | 5070.9211 | 0
2020 | 23.0594 | 18289.6454 | 3478.5398 | 0 | 18832.6813 | 3911.9023 | 0 | 19498.1496 | 5070.8885 | 0
2021 | 23.0708 | 18289.2739 | 3477.8154 | 0 | 18831.8894 | 3910.4056 | 0 | 19497.8355 | 5070.3958 | 0
2022 | 23.0822 | 18287.4548 | 3476.2386 | 0 | 18831.7981 | 3909.7646 | 0 | 19497.7283 | 5068.6666 | 0
2023 | 23.0936 | 18287.4483 | 3474.919 | 0 | 18830.1453 | 3909.6358 | 0 | 19496.2915 | 5068.4142 | 0
2024 | 23.105 | 18285.2332 | 3474.4569 | 0 | 18829.7144 | 3909.4246 | 0 | 19495.2778 | 5068.311 | 0
2025 | 23.1164 | 18285.1731 | 3473.7396 | 0 | 18828.9549 | 3906.9843 | 0 | 19494.78 | 5067.9193 | 0
2026 | 23.1279 | 18283.8731 | 3473.5508 | 0 | 18823.2641 | 3905.4541 | 0 | 19492.3435 | 5066.9102 | 0
2027 | 23.1393 | 18283.3088 | 3472.7417 | 0 | 18815.1251 | 3902.7395 | 0 | 19491.626 | 5064.0348 | 0
2028 | 23.1507 | 18281.2995 | 3470.2981 | 0 | 18814.2838 | 3902.6646 | 0 | 19491.5253 | 5062.9136 | 0
2029 | 23.1621 | 18280.8409 | 3468.8685 | 0 | 18813.3504 | 3902.2028 | 0 | 19491.4235 | 5061.9228 | 0
2030 | 23.1735 | 18277.5699 | 3468.7526 | 0 | 18812.926 | 3901.6094 | 0 | 19488.6906 | 5061.5683 | 0
2031 | 23.1849 | 18275.2685 | 3467.0402 | 0 | 18812.4758 | 3901.2813 | 0 | 19488.3015 | 5061.5044 | 0
2032 | 23.1963 | 18274.9585 | 3466.6812 | 0 | 18811.0685 | 3901.0017 | 0 | 19487.9918 | 5061.2117 | 0
2033 | 23.2078 | 18271.9572 | 3466.6514 | 0 | 18807.6121 | 3900.8497 | 0 | 19487.4665 | 5060.198 | 0
2034 | 23.2192 | 18271.6316 | 3466.3978 | 0 | 18804.9198 | 3900.0705 | 0 | 19487.4249 | 5058.4752 | 0
2035 | 23.2306 | 18270.9768 | 3466.3596 | 0 | 18804.6328 | 3898.5693 | 0 | 19487.3629 | 5058.2813 | 0
2036 | 23.242 | 18270.8461 | 3466.0085 | 0 | 18799.8371 | 3898.3436 | 0 | 19486.339 | 5058.0284 | 0
2037 | 23.2534 | 18270.7862 | 3465.6758 | 0 | 18798.5011 | 3898.1862 | 0 | 19486.03 | 5057.9377 | 0
2038 | 23.2648 | 18270.7238 | 3465.5098 | 0 | 18798.3192 | 3897.5578 | 0 | 19485.1985 | 5056.8768 | 0
2039 | 23.2763 | 18270.4207 | 3465.4955 | 0 | 18796.9156 | 3894.8707 | 0 | 19482.3692 | 5054.3674 | 0
2040 | 23.2877 | 18270.3884 | 3465.4553 | 0 | 18796.2718 | 3894.8568 | 0 | 19478.2738 | 5053.0261 | 0
2041 | 23.2991 | 18267.426 | 3464.6194 | 0 | 18794.6941 | 3894.2052 | 0 | 19477.9636 | 5052.6329 | 0
2042 | 23.3105 | 18267.1951 | 3463.9912 | 0 | 18794.0233 | 3892.7129 | 0 | 19476.1511 | 5052.6259 | 0
2043 | 23.3219 | 18266.5148 | 3462.2512 | 0 | 18793.8276 | 3891.8626 | 0 | 19474.7575 | 5052.5587 | 0
2044 | 23.3333 | 18266.2088 | 3461.3039 | 0 | 18793.2455 | 3890.1333 | 0 | 19473.8288 | 5052.2505 | 0
2045 | 23.3447 | 18264.7618 | 3461.2106 | 0 | 18791.3853 | 3888.06 | 0 | 19473.4409 | 5050.8472 | 0
2046 | 23.3562 | 18263.2888 | 3460.7887 | 0 | 18791.0472 | 3887.7421 | 0 | 19472.3194 | 5050.7799 | 0
2047 | 23.3676 | 18263.2712 | 3460.301 | 0 | 18790.5737 | 3884.1241 | 0 | 19472.1446 | 5050.3431 | 0
2048 | 23.379 | 18261.4467 | 3460.283 | 0 | 18789.1757 | 3883.6394 | 0 | 19471.8334 | 5050.33 | 0
2049 | 23.3904 | 18260.1357 | 3459.7295 | 0 | 18787.0926 | 3883.1986 | 0 | 19467.7728 | 5049.5639 | 0
2050 | 23.4018 | 18259.1026 | 3459.6269 | 0 | 18786.93 | 3882.6478 | 0 | 19467.5417 | 5049.2196 | 0
2051 | 23.4132 | 18258.6223 | 3459.0074 | 0 | 18784.8366 | 3882.6468 | 0 | 19462.7116 | 5048.184 | 0
2052 | 23.4247 | 18257.6128 | 3454.5736 | 0 | 18783.5861 | 3880.8946 | 0 | 19461.2663 | 5047.1509 | 0
2053 | 23.4361 | 18257.2133 | 3452.5533 | 0 | 18783.0938 | 3880.4023 | 0 | 19458.6325 | 5047.0159 | 0
2054 | 23.4475 | 18257.1688 | 3452.4808 | 0 | 18782.3972 | 3879.5771 | 0 | 19458.0411 | 5046.5612 | 0
2055 | 23.4589 | 18255.6958 | 3452.1106 | 0 | 18782.0027 | 3879.3542 | 0 | 19456.1834 | 5046.3286 | 0
2056 | 23.4703 | 18254.6902 | 3451.8352 | 0 | 18781.8819 | 3878.9585 | 0 | 19456.0962 | 5045.8998 | 0
2057 | 23.4817 | 18254.3247 | 3448.4375 | 0 | 18781.7597 | 3877.3403 | 0 | 19454.7828 | 5043.6074 | 0
2058 | 23.4932 | 18254.214 | 3448.2145 | 0 | 18781.3854 | 3876.9505 | 0 | 19454.3909 | 5042.1573 | 0
2059 | 23.5046 | 18254.131 | 3447.7078 | 0 | 18778.5877 | 3876.857 | 0 | 19452.202 | 5042.0485 | 0
2060 | 23.516 | 18251.5754 | 3447.213 | 0 | 18778.2928 | 3876.8304 | 0 | 19451.3552 | 5041.9516 | 0
2061 | 23.5274 | 18249.3144 | 3445.6478 | 0 | 18777.6689 | 3875.1665 | 0 | 19448.8116 | 5040.7779 | 0
2062 | 23.5388 | 18248.529 | 3443.1807 | 0 | 18775.6107 | 3874.7904 | 0 | 19448.3905 | 5040.0277 | 0
2063 | 23.5502 | 18247.6219 | 3442.8354 | 0 | 18774.081 | 3874.0265 | 0 | 19448.2243 | 5038.9082 | 0
2064 | 23.5616 | 18245.7474 | 3442.7705 | 0 | 18773.6239 | 3874.0209 | 0 | 19447.0887 | 5035.8782 | 0
2065 | 23.5731 | 18242.51 | 3442.5662 | 0 | 18773.1841 | 3873.8709 | 0 | 19444.8042 | 5035.3139 | 0
2066 | 23.5845 | 18242.3824 | 3439.0296 | 0 | 18771.9027 | 3873.2419 | 0 | 19444.7969 | 5033.5185 | 0
2067 | 23.5959 | 18242.3487 | 3438.6234 | 0 | 18770.4609 | 3868.6899 | 0 | 19443.8076 | 5032.2833 | 0
2068 | 23.6073 | 18241.1397 | 3436.8927 | 0 | 18766.6777 | 3867.4625 | 0 | 19442.8239 | 5031.8682 | 0
2069 | 23.6187 | 18240.9845 | 3434.3089 | 0 | 18766.5997 | 3865.5092 | 0 | 19442.4811 | 5031.3854 | 0
2070 | 23.6301 | 18240.6496 | 3430.5588 | 0 | 18762.7526 | 3865.2072 | 0 | 19439.1444 | 5029.3372 | 0
2071 | 23.6416 | 18240.1014 | 3429.9175 | 0 | 18760.7637 | 3864.2739 | 0 | 19438.1437 | 5027.7611 | 0
2072 | 23.653 | 18239.1978 | 3429.5767 | 0 | 18759.3587 | 3862.3754 | 0 | 19436.6687 | 5027.3107 | 0
2073 | 23.6644 | 18239.0957 | 3427.7227 | 0 | 18759.3174 | 3861.3301 | 0 | 19433.305 | 5027.0928 | 0
2074 | 23.6758 | 18238.382 | 3425.2594 | 0 | 18758.9095 | 3860.1445 | 0 | 19432.0979 | 5026.7847 | 0
2075 | 23.6872 | 18237.8521 | 3420.6991 | 0 | 18758.0135 | 3860.1183 | 0 | 19431.0114 | 5026.6836 | 0
2076 | 23.6986 | 18237.4888 | 3419.6359 | 0 | 18757.2166 | 3859.4614 | 0 | 19430.8802 | 5025.2625 | 0
2077 | 23.71 | 18237.2186 | 3418.2948 | 0 | 18755.4326 | 3859.3987 | 0 | 19430.6755 | 5023.8054 | 0
2078 | 23.7215 | 18236.339 | 3417.9216 | 0 | 18751.4275 | 3858.7059 | 0 | 19430.2025 | 5023.5676 | 0
2079 | 23.7329 | 18234.2812 | 3417.5661 | 0 | 18751.3391 | 3858.3879 | 0 | 19429.0672 | 5023.441 | 0
2080 | 23.7443 | 18233.6074 | 3415.9252 | 0 | 18751.3154 | 3856.4664 | 0 | 19429.0298 | 5022.2609 | 0
2081 | 23.7557 | 18233.5293 | 3415.9119 | 0 | 18749.4352 | 3853.9823 | 0 | 19428.9746 | 5018.0584 | 0
2082 | 23.7671 | 18233.0819 | 3415.7905 | 0 | 18748.2684 | 3853.1534 | 0 | 19427.1893 | 5017.8668 | 0
2083 | 23.7785 | 18232.7141 | 3415.1158 | 0 | 18747.6838 | 3850.7034 | 0 | 19426.3812 | 5016.4465 | 0
2084 | 23.79 | 18229.7233 | 3413.8315 | 0 | 18745.5226 | 3850.5804 | 0 | 19421.3397 | 5012.6977 | 0
2085 | 23.8014 | 18226.5332 | 3413.7482 | 0 | 18744.3867 | 3850.5145 | 0 | 19419.9817 | 5010.705 | 0
2086 | 23.8128 | 18225.2542 | 3412.1634 | 0 | 18742.5983 | 3850.419 | 0 | 19419.7401 | 5010.2455 | 0
2087 | 23.8242 | 18224.8339 | 3411.6135 | 0 | 18742.2181 | 3850.2125 | 0 | 19419.6058 | 5009.8713 | 0
2088 | 23.8356 | 18220.4002 | 3411.5934 | 0 | 18742.1303 | 3849.7292 | 0 | 19418.6261 | 5008.7997 | 0
2089 | 23.847 | 18219.7952 | 3410.9474 | 0 | 18741.1005 | 3849.5195 | 0 | 19416.599 | 5008.7691 | 0
2090 | 23.8584 | 18216.1006 | 3410.621 | 0 | 18739.4489 | 3846.2855 | 0 | 19416.0967 | 5008.3753 | 0
2091 | 23.8699 | 18210.8744 | 3410.4007 | 0 | 18738.5024 | 3846.0808 | 0 | 19416.059 | 5006.6318 | 0
2092 | 23.8813 | 18210.6155 | 3409.6885 | 0 | 18736.7884 | 3843.5273 | 0 | 19413.8815 | 5006.2492 | 0
2093 | 23.8927 | 18210.3613 | 3407.3372 | 0 | 18734.2079 | 3843.1664 | 0 | 19411.4207 | 5005.1729 | 0
2094 | 23.9041 | 18210.1559 | 3407.2405 | 0 | 18732.0296 | 3840.2605 | 0 | 19409.3808 | 5003.9532 | 0
2095 | 23.9155 | 18209.8186 | 3406.8941 | 0 | 18731.9382 | 3839.968 | 0 | 19408.6829 | 5003.5066 | 0
2096 | 23.9269 | 18208.3055 | 3406.3934 | 0 | 18731.3902 | 3839.8087 | 0 | 19408.4675 | 5003.4311 | 0
2097 | 23.9384 | 18204.0518 | 3404.718 | 0 | 18731.1549 | 3839.4214 | 0 | 19408.1879 | 5002.6262 | 0
2098 | 23.9498 | 18203.4712 | 3404.3879 | 0 | 18730.8333 | 3839.0251 | 0 | 19406.5617 | 5002.6093 | 0
2099 | 23.9612 | 18203.1334 | 3401.0189 | 0 | 18730.7768 | 3838.4927 | 0 | 19406.0394 | 5002.5601 | 0
2100 | 23.9726 | 18203.0853 | 3400.9582 | 0 | 18729.2712 | 3838.0257 | 0 | 19406.0339 | 5002.195 | 0
2101 | 23.984 | 18202.9555 | 3400.3402 | 0 | 18728.1825 | 3836.8272 | 0 | 19403.7441 | 5001.5723 | 0
2102 | 23.9954 | 18202.6152 | 3400.1852 | 0 | 18725.3563 | 3835.8872 | 0 | 19403.1056 | 5001.2446 | 0
2103 | 24.0068 | 18199.828 | 3399.8224 | 0 | 18725.0289 | 3835.6785 | 0 | 19400.5425 | 5001.108 | 0
2104 | 24.0183 | 18198.9908 | 3399.7918 | 0 | 18724.5294 | 3835.2436 | 0 | 19399.3038 | 4999.913 | 0
2105 | 24.0297 | 18197.4614 | 3395.5087 | 0 | 18722.4974 | 3835.1487 | 0 | 19399.1592 | 4999.6899 | 0
2106 | 24.0411 | 18197.0408 | 3394.6419 | 0 | 18720.8669 | 3835.0489 | 0 | 19398.8436 | 4999.0201 | 0
2107 | 24.0525 | 18195.7479 | 3393.6318 | 0 | 18720.5562 | 3835.0424 | 0 | 19398.6383 | 4997.2155 | 0
2108 | 24.0639 | 18195.589 | 3393.0203 | 0 | 18719.6654 | 3834.7485 | 0 | 19397.3904 | 4995.5754 | 0
2109 | 24.0753 | 18195.4704 | 3390.4039 | 0 | 18719.5034 | 3834.6188 | 0 | 19397.1111 | 4994.7437 | 0
2110 | 24.0868 | 18192.1515 | 3388.1622 | 0 | 18716.4866 | 3834.025 | 0 | 19395.5173 | 4994.3638 | 0
2111 | 24.0982 | 18192.0048 | 3385.9071 | 0 | 18716.4378 | 3833.2976 | 0 | 19395.197 | 4993.2052 | 0
2112 | 24.1096 | 18191.776 | 3385.4865 | 0 | 18715.2582 | 3832.5829 | 0 | 19393.9486 | 4992.2723 | 0
2113 | 24.121 | 18190.9063 | 3385.4454 | 0 | 18715.0992 | 3832.3522 | 0 | 19393.5571 | 4991.7371 | 0
2114 | 24.1324 | 18189.1131 | 3385.1046 | 0 | 18715.0724 | 3832.3368 | 0 | 19390.9531 | 4991.0169 | 0
2115 | 24.1438 | 18186.1369 | 3385.0221 | 0 | 18713.2114 | 3830.7433 | 0 | 19390.9529 | 4986.5364 | 0
2116 | 24.1553 | 18184.3999 | 3384.5262 | 0 | 18712.6372 | 3828.5935 | 0 | 19388.0132 | 4984.4736 | 0
2117 | 24.1667 | 18182.8336 | 3384.5235 | 0 | 18710.5174 | 3827.7364 | 0 | 19385.5495 | 4984.3665 | 0
2118 | 24.1781 | 18182.273 | 3383.0918 | 0 | 18710.4335 | 3825.1377 | 0 | 19382.8715 | 4983.8778 | 0
2119 | 24.1895 | 18179.0642 | 3380.3993 | 0 | 18710.2232 | 3825.0812 | 0 | 19382.8715 | 4983.7914 | 0
2120 | 24.2009 | 18177.1037 | 3378.1641 | 0 | 18706.6424 | 3825.0495 | 0 | 19382.7848 | 4983.7701 | 0
2121 | 24.2123 | 18175.7651 | 3373.986 | 0 | 18706.3425 | 3824.0229 | 0 | 19382.7462 | 4983.7519 | 0
2122 | 24.2237 | 18175.6158 | 3369.865 | 0 | 18705.9186 | 3823.2368 | 0 | 19381.7009 | 4983.723 | 0
2123 | 24.2352 | 18173.613 | 3369.7026 | 0 | 18705.8459 | 3822.865 | 0 | 19381.6802 | 4979.8888 | 0
2124 | 24.2466 | 18173.3396 | 3368.8434 | 0 | 18704.6085 | 3821.8412 | 0 | 19381.246 | 4979.2822 | 0
2125 | 24.258 | 18172.8381 | 3368.5686 | 0 | 18703.5614 | 3821.6727 | 0 | 19379.7661 | 4978.6223 | 0
2126 | 24.2694 | 18172.3163 | 3367.4592 | 0 | 18699.1036 | 3821.1113 | 0 | 19378.8562 | 4977.1433 | 0
2127 | 24.2808 | 18172.248 | 3367.2896 | 0 | 18697.4452 | 3820.7519 | 0 | 19378.826 | 4976.5857 | 0
2128 | 24.2922 | 18168.4906 | 3367.1583 | 0 | 18695.1268 | 3820.1635 | 0 | 19378.2947 | 4976.3635 | 0
2129 | 24.3037 | 18168.2978 | 3360.8215 | 0 | 18694.3399 | 3819.9481 | 0 | 19377.037 | 4976.188 | 0
2130 | 24.3151 | 18167.4185 | 3359.7582 | 0 | 18692.6995 | 3819.3588 | 0 | 19376.9697 | 4976.1764 | 0
2131 | 24.3265 | 18166.7254 | 3358.6815 | 0 | 18692.3437 | 3818.9301 | 0 | 19374.9983 | 4976.1373 | 0
2132 | 24.3379 | 18165.3436 | 3358.5682 | 0 | 18691.7254 | 3818.5447 | 0 | 19374.9507 | 4973.291 | 0
2133 | 24.3493 | 18163.7196 | 3358.1767 | 0 | 18690.9628 | 3817.5692 | 0 | 19372.8539 | 4973.2508 | 0
2134 | 24.3607 | 18163.1617 | 3357.8409 | 0 | 18687.7414 | 3817.4128 | 0 | 19372.0713 | 4972.741 | 0
2135 | 24.3721 | 18162.6245 | 3357.8135 | 0 | 18687.3273 | 3816.8746 | 0 | 19369.1437 | 4972.6235 | 0
2136 | 24.3836 | 18161.7418 | 3355.6269 | 0 | 18687.2262 | 3816.606 | 0 | 19368.254 | 4971.7459 | 0
2137 | 24.395 | 18161.6947 | 3354.6266 | 0 | 18687.2042 | 3815.7653 | 0 | 19367.7093 | 4971.3769 | 0
2138 | 24.4064 | 18159.7614 | 3354.2546 | 0 | 18685.9855 | 3815.3476 | 0 | 19366.8205 | 4970.8659 | 0
2139 | 24.4178 | 18158.8813 | 3352.7903 | 0 | 18685.8345 | 3815.308 | 0 | 19365.1323 | 4969.9338 | 0
2140 | 24.4292 | 18157.3465 | 3352.5875 | 0 | 18685.6223 | 3815.0122 | 0 | 19365.0878 | 4969.5525 | 0
2141 | 24.4406 | 18155.9357 | 3352.1951 | 0 | 18685.1299 | 3814.7566 | 0 | 19364.9913 | 4968.1201 | 0
2142 | 24.4521 | 18152.0924 | 3352.0568 | 0 | 18684.0852 | 3813.6985 | 0 | 19364.3946 | 4966.5954 | 0
2143 | 24.4635 | 18150.8322 | 3350.404 | 0 | 18684.0805 | 3813.3277 | 0 | 19364.1327 | 4966.2534 | 0
2144 | 24.4749 | 18150.5204 | 3348.6014 | 0 | 18683.6248 | 3812.2483 | 0 | 19356.1299 | 4966.074 | 0
2145 | 24.4863 | 18150.4782 | 3348.0523 | 0 | 18683.499 | 3808.3662 | 0 | 19355.302 | 4965.6519 | 0
2146 | 24.4977 | 18148.4031 | 3347.365 | 0 | 18682.5396 | 3808.2641 | 0 | 19354.5879 | 4965.3796 | 0
2147 | 24.5091 | 18148.3007 | 3346.8133 | 0 | 18682.3825 | 3808.0597 | 0 | 19353.609 | 4965.3576 | 0
2148 | 24.5205 | 18147.4098 | 3345.9276 | 0 | 18682.1262 | 3807.7847 | 0 | 19353.3009 | 4964.0889 | 0
2149 | 24.532 | 18145.4164 | 3345.8222 | 0 | 18681.4861 | 3807.5842 | 0 | 19352.7932 | 4963.7508 | 0
2150 | 24.5434 | 18144.9695 | 3345.7935 | 0 | 18679.1435 | 3807.4214 | 0 | 19351.6461 | 4962.3213 | 0
2151 | 24.5548 | 18144.5096 | 3343.9394 | 0 | 18678.5656 | 3807.0615 | 0 | 19351.1615 | 4961.3582 | 0
2152 | 24.5662 | 18144.3474 | 3343.6463 | 0 | 18676.6238 | 3804.2935 | 0 | 19350.7001 | 4959.6246 | 0
2153 | 24.5776 | 18143.7718 | 3343.1276 | 0 | 18673.7758 | 3801.9151 | 0 | 19350.3923 | 4959.2053 | 0
2154 | 24.589 | 18142.9411 | 3342.8897 | 0 | 18673.2101 | 3801.6356 | 0 | 19346.8763 | 4959.0299 | 0
2155 | 24.6005 | 18142.9172 | 3342.876 | 0 | 18671.2735 | 3800.0899 | 0 | 19346.2535 | 4954.5157 | 0
2156 | 24.6119 | 18142.2671 | 3341.3804 | 0 | 18670.4204 | 3799.6804 | 0 | 19346.1095 | 4953.5188 | 0
2157 | 24.6233 | 18142.1531 | 3340.8691 | 0 | 18670.3523 | 3798.9627 | 0 | 19345.9633 | 4951.4076 | 0
2158 | 24.6347 | 18141.2524 | 3340.1466 | 0 | 18670.0088 | 3798.892 | 0 | 19344.9454 | 4950.1649 | 0
2159 | 24.6461 | 18140.3275 | 3337.213 | 0 | 18669.6002 | 3798.1154 | 0 | 19344.1163 | 4948.3132 | 0
2160 | 24.6575 | 18140.2291 | 3337.0853 | 0 | 18667.1379 | 3798.0062 | 0 | 19343.9321 | 4947.393 | 0
2161 | 24.6689 | 18137.1864 | 3336.483 | 0 | 18666.1535 | 3797.6942 | 0 | 19342.5408 | 4947.3343 | 0
2162 | 24.6804 | 18136.6111 | 3335.6191 | 0 | 18665.6202 | 3795.2311 | 0 | 19342.5408 | 4946.9098 | 0
2163 | 24.6918 | 18134.7314 | 3335.6092 | 0 | 18665.1131 | 3793.9167 | 0 | 19342.3166 | 4946.7574 | 0
2164 | 24.7032 | 18134.3236 | 3335.0402 | 0 | 18664.622 | 3793.7479 | 0 | 19341.8737 | 4945.8315 | 0
2165 | 24.7146 | 18133.641 | 3333.9984 | 0 | 18662.3775 | 3793.3201 | 0 | 19340.7891 | 4945.6968 | 0
2166 | 24.726 | 18132.4379 | 3333.8591 | 0 | 18662.1359 | 3793.1541 | 0 | 19339.3378 | 4944.9501 | 0
2167 | 24.7374 | 18131.6616 | 3331.9653 | 0 | 18661.0687 | 3791.2207 | 0 | 19338.2634 | 4944.4921 | 0
2168 | 24.7489 | 18131.5362 | 3331.0211 | 0 | 18660.0604 | 3791.126 | 0 | 19337.8195 | 4942.2946 | 0
2169 | 24.7603 | 18131.2778 | 3330.4143 | 0 | 18658.5608 | 3789.7378 | 0 | 19337.3242 | 4942.1717 | 0
2170 | 24.7717 | 18129.9411 | 3330.246 | 0 | 18658.2264 | 3789.3538 | 0 | 19337.0908 | 4940.6412 | 0
2171 | 24.7831 | 18125.1758 | 3328.051 | 0 | 18657.8888 | 3789.0094 | 0 | 19336.7032 | 4940.2526 | 0
2172 | 24.7945 | 18124.9921 | 3327.9225 | 0 | 18656.7379 | 3787.0341 | 0 | 19336.0007 | 4939.4348 | 0
2173 | 24.8059 | 18124.2857 | 3325.7699 | 0 | 18656.6383 | 3785.5377 | 0 | 19335.2925 | 4938.6123 | 0
2174 | 24.8174 | 18124.1797 | 3324.4145 | 0 | 18655.7221 | 3784.3341 | 0 | 19335.0411 | 4935.8553 | 0
2175 | 24.8288 | 18124.1067 | 3323.8149 | 0 | 18655.6773 | 3782.7695 | 0 | 19334.8186 | 4934.3875 | 0
2176 | 24.8402 | 18122.0211 | 3322.9962 | 0 | 18655.3563 | 3782.4034 | 0 | 19334.7612 | 4933.9144 | 0
2177 | 24.8516 | 18121.6257 | 3322.8606 | 0 | 18654.8214 | 3782.1921 | 0 | 19333.6978 | 4933.7241 | 0
2178 | 24.863 | 18121.2133 | 3322.3024 | 0 | 18653.9658 | 3781.3517 | 0 | 19333.4585 | 4933.4527 | 0
2179 | 24.8744 | 18121.1262 | 3319.22 | 0 | 18651.4856 | 3780.8559 | 0 | 19330.7571 | 4932.1708 | 0
2180 | 24.8858 | 18120.392 | 3318.9189 | 0 | 18648.3101 | 3780.6108 | 0 | 19330.4894 | 4931.5824 | 0
2181 | 24.8973 | 18120.3352 | 3318.7907 | 0 | 18646.4433 | 3779.2774 | 0 | 19327.8151 | 4930.3038 | 0
2182 | 24.9087 | 18120.2598 | 3316.2744 | 0 | 18646.3179 | 3778.3057 | 0 | 19327.4573 | 4927.7451 | 0
2183 | 24.9201 | 18115.1282 | 3315.1639 | 0 | 18646.0267 | 3778.0069 | 0 | 19325.7779 | 4927.5754 | 0
2184 | 24.9315 | 18114.7171 | 3313.7058 | 0 | 18644.9443 | 3777.3441 | 0 | 19324.6612 | 4927.4417 | 0
2185 | 24.9429 | 18114.6907 | 3313.3318 | 0 | 18644.7709 | 3775.9788 | 0 | 19324.1819 | 4927.1822 | 0
2186 | 24.9543 | 18114.4059 | 3312.699 | 0 | 18642.918 | 3774.8336 | 0 | 19321.0117 | 4926.55 | 0
2187 | 24.9658 | 18110.8198 | 3311.0539 | 0 | 18642.0247 | 3774.6924 | 0 | 19320.9533 | 4926.2123 | 0
2188 | 24.9772 | 18109.7655 | 3309.7918 | 0 | 18641.6197 | 3774.6421 | 0 | 19319.5701 | 4925.4955 | 0
2189 | 24.9886 | 18106.6381 | 3309.5555 | 0 | 18641.0426 | 3774.5784 | 0 | 19319.567 | 4925.3274 | 0
2190 | 25 | 18106.407 | 3307.2989 | 0 | 18639.4533 | 3773.7497 | 0 | 19318.4165 | 4925.2056 | 0
2191 | 25.0114 | 18106.407 | 3307.0954 | 0 | 18639.3735 | 3773.5907 | 0 | 19318.2336 | 4924.0743 | 0
2192 | 25.0228 | 18106.407 | 3306.6719 | 0 | 18638.8861 | 3770.9088 | 0 | 19315.4111 | 4923.9012 | 0
2193 | 25.0342 | 18104.7135 | 3306.1424 | 0 | 18636.6887 | 3769.01 | 0 | 19314.4228 | 4922.2466 | 0
2194 | 25.0457 | 18104.4823 | 3305.9102 | 0 | 18636.1176 | 3766.2003 | 0 | 19313.7026 | 4920.2463 | 0
2195 | 25.0571 | 18103.9971 | 3304.5139 | 0 | 18634.2657 | 3765.6264 | 0 | 19312.5301 | 4918.2085 | 0
2196 | 25.0685 | 18103.5386 | 3304.3507 | 0 | 18632.484 | 3765.1447 | 0 | 19312.3529 | 4917.6591 | 0
2197 | 25.0799 | 18101.7498 | 3304.3393 | 0 | 18632.4486 | 3762.0959 | 0 | 19311.1232 | 4916.9728 | 0
2198 | 25.0913 | 18101.588 | 3304.1074 | 0 | 18632.4178 | 3761.5532 | 0 | 19309.9466 | 4915.0299 | 0
2199 | 25.1027 | 18101.3675 | 3303.4924 | 0 | 18632.2203 | 3760.4813 | 0 | 19309.818 | 4914.497 | 0
2200 | 25.1142 | 18098.6813 | 3303.261 | 0 | 18629.9884 | 3759.9965 | 0 | 19307.0336 | 4914.4787 | 0
2201 | 25.1256 | 18098.5755 | 3302.8472 | 0 | 18629.7437 | 3759.6495 | 0 | 19306.309 | 4912.0043 | 0
2202 | 25.137 | 18098.1897 | 3302.6983 | 0 | 18628.8532 | 3757.9578 | 0 | 19302.591 | 4910.2944 | 0
2203 | 25.1484 | 18097.0396 | 3300.8883 | 0 | 18625.0109 | 3757.3879 | 0 | 19296.5711 | 4910.0367 | 0
2204 | 25.1598 | 18096.2645 | 3299.0997 | 0 | 18624.8881 | 3756.3951 | 0 | 19295.8873 | 4909.7943 | 0
2205 | 25.1712 | 18095.4397 | 3296.958 | 0 | 18621.5713 | 3756.0349 | 0 | 19293.4975 | 4909.6664 | 0
2206 | 25.1826 | 18094.8239 | 3295.9865 | 0 | 18619.8666 | 3755.8581 | 0 | 19292.9793 | 4909.3323 | 0
2207 | 25.1941 | 18093.5777 | 3291.6857 | 0 | 18618.5602 | 3755.7133 | 0 | 19288.7811 | 4907.9644 | 0
2208 | 25.2055 | 18093.2427 | 3287.8776 | 0 | 18618.1766 | 3755.1265 | 0 | 19288.0844 | 4907.5082 | 0
2209 | 25.2169 | 18092.9612 | 3287.2887 | 0 | 18617.6608 | 3754.698 | 0 | 19286.8309 | 4907.4354 | 0
2210 | 25.2283 | 18092.8936 | 3286.9177 | 0 | 18617.2764 | 3754.6387 | 0 | 19284.641 | 4904.8073 | 0
2211 | 25.2397 | 18091.1989 | 3286.5085 | 0 | 18616.5416 | 3754.3811 | 0 | 19284.3521 | 4903.0537 | 0
2212 | 25.2511 | 18089.7433 | 3285.4825 | 0 | 18615.5792 | 3752.8056 | 0 | 19283.7189 | 4902.5077 | 0
2213 | 25.2626 | 18086.7 | 3284.3209 | 0 | 18610.6649 | 3752.546 | 0 | 19283.0632 | 4900.9197 | 0
2214 | 25.274 | 18085.6891 | 3283.5543 | 0 | 18610.2198 | 3750.8001 | 0 | 19282.2726 | 4900.8488 | 0
2215 | 25.2854 | 18082.7821 | 3280.6355 | 0 | 18608.8696 | 3750.6552 | 0 | 19282.2701 | 4900.0672 | 0
2216 | 25.2968 | 18080.0789 | 3278.5283 | 0 | 18608.8562 | 3749.4892 | 0 | 19282.0691 | 4899.7042 | 0
2217 | 25.3082 | 18079.5844 | 3278.4702 | 0 | 18606.6381 | 3748.5037 | 0 | 19278.0246 | 4899.6461 | 0
2218 | 25.3196 | 18077.4907 | 3278.1763 | 0 | 18605.7128 | 3748.3605 | 0 | 19277.7422 | 4899.4939 | 0
2219 | 25.3311 | 18076.7123 | 3277.8893 | 0 | 18605.6098 | 3747.1874 | 0 | 19275.6259 | 4898.704 | 0
2220 | 25.3425 | 18074.199 | 3277.736 | 0 | 18605.3717 | 3747.1848 | 0 | 19275.4709 | 4898.227 | 0
2221 | 25.3539 | 18073.1268 | 3276.9162 | 0 | 18604.8041 | 3746.9614 | 0 | 19275.4496 | 4897.5359 | 0
2222 | 25.3653 | 18071.1205 | 3275.6506 | 0 | 18604.3059 | 3746.2729 | 0 | 19274.7923 | 4894.9599 | 0
2223 | 25.3767 | 18069.9472 | 3275.3159 | 0 | 18604.0151 | 3746.1761 | 0 | 19273.5963 | 4894.7265 | 0
2224 | 25.3881 | 18067.1618 | 3273.666 | 0 | 18601.1606 | 3745.3755 | 0 | 19273.5246 | 4894.5717 | 0
2225 | 25.3995 | 18064.1124 | 3271.2226 | 0 | 18600.5549 | 3745.3152 | 0 | 19273.2508 | 4893.6027 | 0
2226 | 25.411 | 18063.3641 | 3270.863 | 0 | 18600.2176 | 3744.996 | 0 | 19269.9702 | 4890.5717 | 0
2227 | 25.4224 | 18062.6917 | 3266.2116 | 0 | 18598.8123 | 3744.886 | 0 | 19269.859 | 4890.4032 | 0
2228 | 25.4338 | 18061.7608 | 3265.3535 | 0 | 18598.162 | 3743.2647 | 0 | 19268.7324 | 4887.7122 | 0
2229 | 25.4452 | 18059.9217 | 3264.8844 | 0 | 18598.0685 | 3742.0388 | 0 | 19266.5212 | 4886.8002 | 0
2230 | 25.4566 | 18059.2177 | 3261.3355 | 0 | 18595.3134 | 3741.2824 | 0 | 19265.791 | 4886.3315 | 0
2231 | 25.468 | 18058.7394 | 3258.1185 | 0 | 18594.2142 | 3740.6656 | 0 | 19262.7738 | 4885.5068 | 0
2232 | 25.4795 | 18058.3723 | 3256.6824 | 0 | 18594.2142 | 3739.89 | 0 | 19262.5475 | 4884.8853 | 0
2233 | 25.4909 | 18058.3467 | 3256.0465 | 0 | 18592.7897 | 3739.0651 | 0 | 19262.4527 | 4883.7765 | 0
2234 | 25.5023 | 18055.8783 | 3255.6101 | 0 | 18592.5572 | 3738.8773 | 0 | 19261.6465 | 4881.8032 | 0
2235 | 25.5137 | 18055.5898 | 3255.3257 | 0 | 18592.2406 | 3738.7854 | 0 | 19260.7466 | 4881.4885 | 0
2236 | 25.5251 | 18055.2755 | 3254.5029 | 0 | 18591.6926 | 3738.4918 | 0 | 19260.7443 | 4881.2748 | 0
2237 | 25.5365 | 18053.4069 | 3254.0323 | 0 | 18591.6322 | 3738.2998 | 0 | 19260.236 | 4880.6601 | 0
2238 | 25.5479 | 18052.748 | 3253.5841 | 0 | 18591.2206 | 3738.2979 | 0 | 19260.1877 | 4879.6647 | 0
2239 | 25.5594 | 18051.322 | 3253.5433 | 0 | 18588.722 | 3737.5783 | 0 | 19260.102 | 4878.8282 | 0
2240 | 25.5708 | 18050.582 | 3253.1554 | 0 | 18588.0109 | 3734.1976 | 0 | 19258.3718 | 4877.3079 | 0
2241 | 25.5822 | 18050.4133 | 3252.8672 | 0 | 18587.0541 | 3734.0986 | 0 | 19257.0556 | 4877.0156 | 0
2242 | 25.5936 | 18050.3351 | 3252.5772 | 0 | 18586.6625 | 3732.5557 | 0 | 19254.818 | 4876.5864 | 0
2243 | 25.605 | 18050.0751 | 3252.5502 | 0 | 18584.8255 | 3732.4565 | 0 | 19254.2006 | 4875.2898 | 0
2244 | 25.6164 | 18049.8607 | 3252.4418 | 0 | 18584.6947 | 3732.1786 | 0 | 19253.7579 | 4874.2175 | 0
2245 | 25.6279 | 18049.6012 | 3251.9491 | 0 | 18583.9854 | 3729.3006 | 0 | 19253.3538 | 4872.8137 | 0
2246 | 25.6393 | 18049.2693 | 3251.414 | 0 | 18581.3719 | 3728.9761 | 0 | 19252.2207 | 4871.5471 | 0
2247 | 25.6507 | 18049.2268 | 3251.4003 | 0 | 18578.3663 | 3728.0297 | 0 | 19252.0469 | 4867.7729 | 0
2248 | 25.6621 | 18048.5457 | 3251.234 | 0 | 18578.1572 | 3726.7497 | 0 | 19251.1991 | 4867.5478 | 0
2249 | 25.6735 | 18048.4425 | 3251.2141 | 0 | 18577.0197 | 3726.022 | 0 | 19250.8632 | 4866.865 | 0
2250 | 25.6849 | 18046.8271 | 3250.9663 | 0 | 18576.8341 | 3725.2177 | 0 | 19250.5495 | 4864.2659 | 0
2251 | 25.6963 | 18042.6517 | 3250.5308 | 0 | 18574.6919 | 3723.9169 | 0 | 19249.2173 | 4864.2552 | 0
2252 | 25.7078 | 18041.3946 | 3249.4196 | 0 | 18574.6102 | 3723.0399 | 0 | 19248.6016 | 4863.3606 | 0
2253 | 25.7192 | 18038.7208 | 3249.3487 | 0 | 18569.0447 | 3719.935 | 0 | 19248.1858 | 4863.3215 | 0
2254 | 25.7306 | 18037.2346 | 3249.0556 | 0 | 18568.9883 | 3719.8875 | 0 | 19246.7467 | 4862.735 | 0
2255 | 25.742 | 18036.8566 | 3249.0161 | 0 | 18568.773 | 3718.5891 | 0 | 19245.7896 | 4862.6422 | 0
2256 | 25.7534 | 18036.8566 | 3248.268 | 0 | 18568.0218 | 3718.5181 | 0 | 19245.6857 | 4861.9928 | 0
2257 | 25.7648 | 18036.6373 | 3248.2101 | 0 | 18566.0823 | 3718.1539 | 0 | 19244.1622 | 4861.8866 | 0
2258 | 25.7763 | 18036.3267 | 3248.0589 | 0 | 18562.689 | 3718.1162 | 0 | 19243.9953 | 4860.5807 | 0
2259 | 25.7877 | 18030.2496 | 3247.2907 | 0 | 18559.6964 | 3717.7072 | 0 | 19242.4114 | 4860.5497 | 0
2260 | 25.7991 | 18029.6485 | 3246.4934 | 0 | 18558.8886 | 3716.5929 | 0 | 19240.7999 | 4860.065 | 0
2261 | 25.8105 | 18029.2326 | 3246.3381 | 0 | 18557.1916 | 3715.2633 | 0 | 19240.6427 | 4858.1616 | 0
2262 | 25.8219 | 18029.1502 | 3246.1643 | 0 | 18555.8 | 3714.719 | 0 | 19240.6162 | 4857.0161 | 0
2263 | 25.8333 | 18028.961 | 3245.4929 | 0 | 18555.2174 | 3714.0966 | 0 | 19239.6149 | 4856.4335 | 0
2264 | 25.8447 | 18028.8431 | 3245.1302 | 0 | 18554.5122 | 3714.0492 | 0 | 19235.2984 | 4855.6774 | 0
2265 | 25.8562 | 18028.8431 | 3243.9235 | 0 | 18551.5303 | 3711.5129 | 0 | 19232.7533 | 4855.5389 | 0
2266 | 25.8676 | 18028.0037 | 3243.083 | 0 | 18550.1258 | 3708.7137 | 0 | 19231.4543 | 4855.1158 | 0
2267 | 25.879 | 18028.0032 | 3242.7156 | 0 | 18545.3994 | 3708.2391 | 0 | 19231.3173 | 4850.9285 | 0
2268 | 25.8904 | 18026.6269 | 3242.4666 | 0 | 18545.3125 | 3708.0778 | 0 | 19231.2168 | 4849.6548 | 0
2269 | 25.9018 | 18026.12 | 3242.1901 | 0 | 18544.805 | 3706.61 | 0 | 19231.2168 | 4849.1146 | 0
2270 | 25.9132 | 18024.932 | 3242.0965 | 0 | 18543.0658 | 3704.7957 | 0 | 19228.4941 | 4848.9156 | 0
2271 | 25.9247 | 18024.3579 | 3239.9338 | 0 | 18541.1703 | 3703.7416 | 0 | 19226.9964 | 4847.64 | 0
2272 | 25.9361 | 18023.8206 | 3238.806 | 0 | 18539.5805 | 3702.7884 | 0 | 19224.3063 | 4846.8647 | 0
2273 | 25.9475 | 18023.3157 | 3236.6093 | 0 | 18539.1816 | 3702.3048 | 0 | 19224.2132 | 4846.1369 | 0
2274 | 25.9589 | 18022.3212 | 3235.7699 | 0 | 18539.1063 | 3701.9789 | 0 | 19222.866 | 4846.0244 | 0
2275 | 25.9703 | 18021.4229 | 3233.201 | 0 | 18539.0575 | 3701.2619 | 0 | 19222.0622 | 4845.259 | 0
2276 | 25.9817 | 18020.5961 | 3232.0774 | 0 | 18533.2177 | 3700.7944 | 0 | 19221.156 | 4843.7497 | 0
2277 | 25.9932 | 18017.7891 | 3231.9953 | 0 | 18532.2416 | 3700.2291 | 0 | 19217.6666 | 4843.4962 | 0
2278 | 26.0046 | 18017.6474 | 3229.4799 | 0 | 18530.549 | 3699.8687 | 0 | 19216.5199 | 4843.2973 | 0
2279 | 26.016 | 18017.6474 | 3229.2917 | 0 | 18530.3625 | 3698.5953 | 0 | 19212.8592 | 4842.6581 | 0
2280 | 26.0274 | 18016.3662 | 3226.0406 | 0 | 18528.7758 | 3697.9244 | 0 | 19212.3076 | 4839.4952 | 0
2281 | 26.0388 | 18015.7481 | 3225.9104 | 0 | 18526.1716 | 3694.2499 | 0 | 19212.2075 | 4839.3565 | 0
2282 | 26.0502 | 18013.8188 | 3224.5751 | 0 | 18524.8458 | 3694.0843 | 0 | 19211.5385 | 4838.4022 | 0
2283 | 26.0616 | 18013.3466 | 3224.0403 | 0 | 18524.3964 | 3693.362 | 0 | 19210.1783 | 4838.1326 | 0
2284 | 26.0731 | 18013.0635 | 3223.6825 | 0 | 18522.8634 | 3692.9941 | 0 | 19208.9881 | 4836.0358 | 0
2285 | 26.0845 | 18011.9525 | 3222.3763 | 0 | 18522.8608 | 3690.9681 | 0 | 19208.1799 | 4835.4395 | 0
2286 | 26.0959 | 18011.1704 | 3222.267 | 0 | 18522.1911 | 3690.9034 | 0 | 19207.7996 | 4835.3982 | 0
2287 | 26.1073 | 18011.1046 | 3222.0822 | 0 | 18521.9485 | 3690.5143 | 0 | 19207.0897 | 4835.3607 | 0
2288 | 26.1187 | 18010.4411 | 3221.6099 | 0 | 18521.7124 | 3690.2146 | 0 | 19207.0052 | 4835.3003 | 0
2289 | 26.1301 | 18008.6562 | 3220.2528 | 0 | 18520.5254 | 3689.3761 | 0 | 19206.6256 | 4835.2516 | 0
2290 | 26.1416 | 18008.0226 | 3217.8921 | 0 | 18520.1742 | 3688.6917 | 0 | 19205.9726 | 4835.2434 | 0
2291 | 26.153 | 18006.6426 | 3214.3325 | 0 | 18519.9263 | 3687.248 | 0 | 19205.0627 | 4835.0273 | 0
2292 | 26.1644 | 18005.3628 | 3213.9048 | 0 | 18519.881 | 3686.4752 | 0 | 19204.351 | 4834.8496 | 0
2293 | 26.1758 | 18005.2008 | 3213.8657 | 0 | 18519.8782 | 3686.3847 | 0 | 19203.5999 | 4833.876 | 0
2294 | 26.1872 | 18004.8912 | 3213.5808 | 0 | 18518.1279 | 3685.978 | 0 | 19201.3153 | 4833.8708 | 0
2295 | 26.1986 | 18004.779 | 3212.9881 | 0 | 18515.8033 | 3685.9182 | 0 | 19200.9225 | 4833.3858 | 0
2296 | 26.21 | 18004.078 | 3211.8414 | 0 | 18511.0509 | 3685.6355 | 0 | 19198.1574 | 4833.3813 | 0
2297 | 26.2215 | 18003.0875 | 3209.7308 | 0 | 18510.9797 | 3685.6217 | 0 | 19198.1438 | 4833.174 | 0
2298 | 26.2329 | 17999.4932 | 3209.3138 | 0 | 18509.8483 | 3685.3809 | 0 | 19197.1636 | 4832.3656 | 0
2299 | 26.2443 | 17999.3301 | 3209.0709 | 0 | 18509.5853 | 3684.9187 | 0 | 19196.7429 | 4832.2554 | 0
2300 | 26.2557 | 17999.08 | 3208.9056 | 0 | 18508.5322 | 3684.463 | 0 | 19196.2367 | 4830.5314 | 0
2301 | 26.2671 | 17999.08 | 3208.7338 | 0 | 18506.6987 | 3684.4209 | 0 | 19191.2992 | 4829.8756 | 0
2302 | 26.2785 | 17998.3501 | 3208.2283 | 0 | 18506.2637 | 3683.4984 | 0 | 19190.5233 | 4829.7208 | 0
2303 | 26.29 | 17997.1648 | 3207.8294 | 0 | 18505.0188 | 3682.7107 | 0 | 19189.8501 | 4829.4685 | 0
2304 | 26.3014 | 17996.7215 | 3207.4454 | 0 | 18503.4695 | 3681.811 | 0 | 19189.6567 | 4829.0468 | 0
2305 | 26.3128 | 17996.5571 | 3206.9867 | 0 | 18503.2736 | 3681.332 | 0 | 19187.8332 | 4829.0072 | 0
2306 | 26.3242 | 17995.5693 | 3206.4633 | 0 | 18503.1262 | 3680.3645 | 0 | 19186.8144 | 4828.9381 | 0
2307 | 26.3356 | 17992.855 | 3205.9487 | 0 | 18500.6492 | 3680.1306 | 0 | 19186.8115 | 4828.166 | 0
2308 | 26.347 | 17992.6968 | 3205.577 | 0 | 18500.028 | 3677.0921 | 0 | 19186.6861 | 4827.441 | 0
2309 | 26.3584 | 17990.1005 | 3205.5623 | 0 | 18499.9147 | 3674.9874 | 0 | 19183.7436 | 4826.7415 | 0
2310 | 26.3699 | 17989.8471 | 3205.387 | 0 | 18499.3516 | 3674.3678 | 0 | 19181.3411 | 4825.3487 | 0
2311 | 26.3813 | 17989.423 | 3203.0022 | 0 | 18499.1643 | 3673.1144 | 0 | 19177.4941 | 4824.2744 | 0
2312 | 26.3927 | 17989.4012 | 3202.4421 | 0 | 18498.4092 | 3671.9446 | 0 | 19176.8263 | 4823.9419 | 0
2313 | 26.4041 | 17988.3515 | 3202.3194 | 0 | 18497.2767 | 3671.7564 | 0 | 19175.9414 | 4823.7249 | 0
2314 | 26.4155 | 17988.0706 | 3201.8227 | 0 | 18496.8845 | 3671.4449 | 0 | 19175.1691 | 4823.5842 | 0
2315 | 26.4269 | 17987.7313 | 3201.7562 | 0 | 18495.4167 | 3669.8376 | 0 | 19173.7842 | 4822.7279 | 0
2316 | 26.4384 | 17987.7228 | 3198.4278 | 0 | 18493.1801 | 3669.7786 | 0 | 19173.1447 | 4822.5176 | 0
2317 | 26.4498 | 17987.7228 | 3197.7163 | 0 | 18487.7985 | 3666.8545 | 0 | 19171.555 | 4821.3517 | 0
2318 | 26.4612 | 17987.5013 | 3197.5924 | 0 | 18487.1672 | 3666.8204 | 0 | 19171.021 | 4820.3641 | 0
2319 | 26.4726 | 17987.3221 | 3195.8897 | 0 | 18485.2167 | 3666.3144 | 0 | 19170.3772 | 4820.3545 | 0
2320 | 26.484 | 17986.0706 | 3193.9197 | 0 | 18483.7176 | 3664.4714 | 0 | 19169.7719 | 4820.3229 | 0
2321 | 26.4954 | 17985.6918 | 3192.7825 | 0 | 18483.6117 | 3664.1898 | 0 | 19168.0995 | 4820.1019 | 0
2322 | 26.5068 | 17984.1143 | 3191.4188 | 0 | 18483.4226 | 3662.1848 | 0 | 19167.7551 | 4818.1851 | 0
2323 | 26.5183 | 17984.0951 | 3191.2714 | 0 | 18482.8644 | 3661.762 | 0 | 19167.2993 | 4815.6241 | 0
2324 | 26.5297 | 17983.0056 | 3190.7089 | 0 | 18482.1573 | 3661.7279 | 0 | 19166.1568 | 4814.5018 | 0
2325 | 26.5411 | 17981.3105 | 3190.1411 | 0 | 18480.3537 | 3661.0551 | 0 | 19164.6718 | 4813.9965 | 0
2326 | 26.5525 | 17981.1511 | 3189.2104 | 0 | 18480.247 | 3658.1415 | 0 | 19164.4114 | 4813.61 | 0
2327 | 26.5639 | 17980.4507 | 3188.6371 | 0 | 18479.6983 | 3657.6801 | 0 | 19164.398 | 4813.3433 | 0
2328 | 26.5753 | 17979.7101 | 3188.5205 | 0 | 18478.9666 | 3657.0577 | 0 | 19163.398 | 4812.2014 | 0
2329 | 26.5868 | 17977.9938 | 3188.0995 | 0 | 18474.1719 | 3656.3865 | 0 | 19162.08 | 4811.3852 | 0
2330 | 26.5982 | 17976.2916 | 3186.8311 | 0 | 18472.6124 | 3655.4132 | 0 | 19159.9661 | 4810.6189 | 0
2331 | 26.6096 | 17974.7806 | 3186.3019 | 0 | 18470.9062 | 3654.2917 | 0 | 19159.4456 | 4810.514 | 0
2332 | 26.621 | 17973.1095 | 3185.3091 | 0 | 18470.012 | 3653.8183 | 0 | 19159.4456 | 4809.9338 | 0
2333 | 26.6324 | 17972.3029 | 3184.8852 | 0 | 18469.0906 | 3653.3307 | 0 | 19159.2118 | 4808.412 | 0
2334 | 26.6438 | 17971.4199 | 3184.7323 | 0 | 18468.2746 | 3652.5234 | 0 | 19156.6391 | 4808.3175 | 0
2335 | 26.6553 | 17971.3976 | 3184.0833 | 0 | 18468.2435 | 3651.8802 | 0 | 19156.4456 | 4806.1127 | 0
2336 | 26.6667 | 17971.1455 | 3183.4811 | 0 | 18466.1062 | 3651.6188 | 0 | 19156.3262 | 4805.7605 | 0
2337 | 26.6781 | 17970.4892 | 3183.0103 | 0 | 18466.001 | 3651.047 | 0 | 19155.2232 | 4805.3529 | 0
2338 | 26.6895 | 17970.381 | 3182.42 | 0 | 18465.9504 | 3649.491 | 0 | 19154.9237 | 4800.5818 | 0
2339 | 26.7009 | 17968.8082 | 3181.8154 | 0 | 18465.4782 | 3648.1743 | 0 | 19154.6437 | 4799.9298 | 0
2340 | 26.7123 | 17967.3831 | 3180.9068 | 0 | 18465.2015 | 3647.9512 | 0 | 19153.9674 | 4799.4232 | 0
2341 | 26.7237 | 17966.758 | 3180.7965 | 0 | 18464.4217 | 3646.4968 | 0 | 19153.668 | 4797.593 | 0
2342 | 26.7352 | 17966.758 | 3180.6691 | 0 | 18462.9124 | 3645.5793 | 0 | 19151.99 | 4796.5133 | 0
2343 | 26.7466 | 17965.091 | 3179.7752 | 0 | 18462.4202 | 3645.4217 | 0 | 19151.1948 | 4796.0424 | 0
2344 | 26.758 | 17964.8075 | 3178.9143 | 0 | 18462.0149 | 3644.24 | 0 | 19151.1373 | 4795.2218 | 0
2345 | 26.7694 | 17964.0758 | 3178.9118 | 0 | 18461.4234 | 3643.8003 | 0 | 19151.0295 | 4795.0547 | 0
2346 | 26.7808 | 17963.2728 | 3178.8112 | 0 | 18460.8049 | 3641.479 | 0 | 19151.0295 | 4794.7798 | 0
2347 | 26.7922 | 17962.7894 | 3177.7284 | 0 | 18459.6211 | 3640.513 | 0 | 19150.4042 | 4793.4523 | 0
2348 | 26.8037 | 17958.9535 | 3177.725 | 0 | 18459.0638 | 3639.6903 | 0 | 19150.1254 | 4793.0397 | 0
2349 | 26.8151 | 17958.1955 | 3177.5836 | 0 | 18458.9703 | 3638.8879 | 0 | 19149.8809 | 4793.0123 | 0
2350 | 26.8265 | 17956.9043 | 3177.1975 | 0 | 18458.5452 | 3638.8428 | 0 | 19149.3321 | 4792.1 | 0
2351 | 26.8379 | 17956.2506 | 3176.5783 | 0 | 18458.0703 | 3638.7703 | 0 | 19148.9968 | 4791.9662 | 0
2352 | 26.8493 | 17956.2052 | 3176.1498 | 0 | 18457.2561 | 3638.7283 | 0 | 19148.0005 | 4791.6575 | 0
2353 | 26.8607 | 17954.7949 | 3175.026 | 0 | 18456.208 | 3637.2236 | 0 | 19147.6177 | 4791.4154 | 0
2354 | 26.8721 | 17954.2274 | 3170.891 | 0 | 18454.9189 | 3636.4991 | 0 | 19147.2848 | 4790.9547 | 0
2355 | 26.8836 | 17953.0009 | 3169.1668 | 0 | 18454.5229 | 3635.1865 | 0 | 19146.1273 | 4790.7374 | 0
2356 | 26.895 | 17952.122 | 3169.0904 | 0 | 18453.918 | 3634.8216 | 0 | 19145.5536 | 4789.9221 | 0
2357 | 26.9064 | 17952.1018 | 3168.4111 | 0 | 18453.1652 | 3633.2146 | 0 | 19144.2417 | 4789.3988 | 0
2358 | 26.9178 | 17950.2734 | 3168.1184 | 0 | 18453.0492 | 3632.7122 | 0 | 19143.1043 | 4787.9104 | 0
2359 | 26.9292 | 17948.7831 | 3167.9587 | 0 | 18452.3399 | 3632.1293 | 0 | 19141.2404 | 4787.7604 | 0
2360 | 26.9406 | 17947.6783 | 3167.5024 | 0 | 18449.3211 | 3632.1034 | 0 | 19139.4165 | 4786.7921 | 0
2361 | 26.9521 | 17947.4903 | 3166.76 | 0 | 18449.0627 | 3631.3252 | 0 | 19139.3075 | 4785.6413 | 0
2362 | 26.9635 | 17946.9569 | 3165.7847 | 0 | 18447.492 | 3631.2516 | 0 | 19139.0101 | 4783.4932 | 0
2363 | 26.9749 | 17946.7574 | 3165.2065 | 0 | 18446.1692 | 3629.7113 | 0 | 19136.3715 | 4783.3742 | 0
2364 | 26.9863 | 17944.7972 | 3164.875 | 0 | 18444.3822 | 3629.5949 | 0 | 19135.8352 | 4783.2601 | 0
2365 | 26.9977 | 17944.594 | 3163.9099 | 0 | 18443.2825 | 3628.9629 | 0 | 19135.7646 | 4781.7933 | 0
2366 | 27.0091 | 17941.476 | 3163.3898 | 0 | 18440.4011 | 3628.1999 | 0 | 19135.7646 | 4781.5954 | 0
2367 | 27.0205 | 17938.2507 | 3162.7705 | 0 | 18438.8121 | 3627.446 | 0 | 19134.6028 | 4781.5429 | 0
2368 | 27.032 | 17936.6184 | 3162.3748 | 0 | 18437.7668 | 3625.6037 | 0 | 19133.7592 | 4780.0999 | 0
2369 | 27.0434 | 17933.738 | 3160.8639 | 0 | 18435.2601 | 3625.4569 | 0 | 19133.3394 | 4779.3674 | 0
2370 | 27.0548 | 17932.374 | 3160.5536 | 0 | 18435.0862 | 3625.3064 | 0 | 19133.1681 | 4778.8812 | 0
2371 | 27.0662 | 17931.9134 | 3159.9172 | 0 | 18434.5964 | 3625.004 | 0 | 19132.2153 | 4776.8815 | 0
2372 | 27.0776 | 17931.5381 | 3158.0332 | 0 | 18432.3838 | 3624.8053 | 0 | 19132.0932 | 4776.6289 | 0
2373 | 27.089 | 17928.5554 | 3155.7434 | 0 | 18431.861 | 3624.484 | 0 | 19130.5529 | 4776.4343 | 0
2374 | 27.1005 | 17927.2237 | 3154.6747 | 0 | 18429.0237 | 3623.7652 | 0 | 19130.1589 | 4774.5868 | 0
2375 | 27.1119 | 17920.8527 | 3154.6422 | 0 | 18428.6179 | 3621.7037 | 0 | 19129.6652 | 4774.4112 | 0
2376 | 27.1233 | 17920.0982 | 3153.8594 | 0 | 18428.0178 | 3621.3272 | 0 | 19128.8896 | 4774.2907 | 0
2377 | 27.1347 | 17919.7557 | 3152.2844 | 0 | 18427.6053 | 3620.7564 | 0 | 19127.6708 | 4774.234 | 0
2378 | 27.1461 | 17919.3255 | 3151.123 | 0 | 18426.702 | 3619.9018 | 0 | 19127.6708 | 4774.2313 | 0
2379 | 27.1575 | 17918.988 | 3150.9836 | 0 | 18426.1824 | 3618.0142 | 0 | 19127.5745 | 4772.2864 | 0
2380 | 27.1689 | 17918.2219 | 3150.112 | 0 | 18425.5916 | 3617.875 | 0 | 19126.0268 | 4771.2673 | 0
2381 | 27.1804 | 17917.86 | 3148.9852 | 0 | 18424.8453 | 3617.1516 | 0 | 19125.8377 | 4771.124 | 0
2382 | 27.1918 | 17917.4087 | 3146.4606 | 0 | 18424.4949 | 3617.1184 | 0 | 19125.5545 | 4771.0374 | 0
2383 | 27.2032 | 17916.6532 | 3145.3961 | 0 | 18420.1847 | 3616.5373 | 0 | 19121.9466 | 4767.1567 | 0
2384 | 27.2146 | 17916.1392 | 3144.7358 | 0 | 18419.0269 | 3616.4031 | 0 | 19120.9145 | 4766.4236 | 0
2385 | 27.226 | 17916.1143 | 3144.3894 | 0 | 18418.0226 | 3615.8963 | 0 | 19120.6034 | 4766.1673 | 0
2386 | 27.2374 | 17914.4737 | 3143.8307 | 0 | 18417.9396 | 3613.5309 | 0 | 19119.9883 | 4765.9908 | 0
2387 | 27.2489 | 17912.8162 | 3143.7759 | 0 | 18417.8433 | 3612.1721 | 0 | 19119.4976 | 4762.4148 | 0
2388 | 27.2603 | 17912.6712 | 3143.0739 | 0 | 18417.5849 | 3612.0981 | 0 | 19117.8696 | 4761.7687 | 0
2389 | 27.2717 | 17911.7007 | 3142.7535 | 0 | 18416.0086 | 3611.6912 | 0 | 19116.7356 | 4760.7925 | 0
2390 | 27.2831 | 17910.4603 | 3142.0873 | 0 | 18415.8254 | 3611.3486 | 0 | 19116.0567 | 4760.0728 | 0
2391 | 27.2945 | 17909.86 | 3141.7194 | 0 | 18414.9709 | 3610.9835 | 0 | 19114.8318 | 4759.9724 | 0
2392 | 27.3059 | 17908.9154 | 3140.838 | 0 | 18414.6817 | 3609.7298 | 0 | 19113.0647 | 4759.7398 | 0
2393 | 27.3174 | 17908.4636 | 3139.7133 | 0 | 18413.2781 | 3609.721 | 0 | 19112.6389 | 4759.6009 | 0
2394 | 27.3288 | 17907.9667 | 3138.6834 | 0 | 18412.4549 | 3608.4006 | 0 | 19112.2996 | 4755.5956 | 0
2395 | 27.3402 | 17905.4812 | 3137.6367 | 0 | 18412.3656 | 3608.0212 | 0 | 19111.8108 | 4755.4909 | 0
2396 | 27.3516 | 17904.593 | 3136.7035 | 0 | 18412.3125 | 3607.7972 | 0 | 19111.0934 | 4754.9709 | 0
2397 | 27.363 | 17903.8761 | 3135.6973 | 0 | 18409.897 | 3607.125 | 0 | 19110.915 | 4752.2168 | 0
2398 | 27.3744 | 17903.5698 | 3135.5897 | 0 | 18409.3726 | 3607.0045 | 0 | 19109.6952 | 4749.2655 | 0
2399 | 27.3858 | 17902.0759 | 3133.9562 | 0 | 18409.0885 | 3606.4565 | 0 | 19108.0459 | 4748.9336 | 0
2400 | 27.3973 | 17900.6572 | 3133.639 | 0 | 18408.7325 | 3606.3049 | 0 | 19107.4996 | 4747.8226 | 0
2401 | 27.4087 | 17900.6211 | 3133.307 | 0 | 18408.2764 | 3604.4582 | 0 | 19106.0943 | 4747.2439 | 0
2402 | 27.4201 | 17897.9405 | 3131.329 | 0 | 18407.8772 | 3604.2773 | 0 | 19103.7196 | 4746.155 | 0
2403 | 27.4315 | 17897.5592 | 3131.257 | 0 | 18407.4796 | 3602.8515 | 0 | 19103.6513 | 4745.4862 | 0
2404 | 27.4429 | 17897.1295 | 3131 | 0 | 18403.7678 | 3602.1646 | 0 | 19102.3185 | 4744.2892 | 0
2405 | 27.4543 | 17897.0931 | 3129.4254 | 0 | 18402.8718 | 3602.1164 | 0 | 19100.3033 | 4743.4247 | 0
2406 | 27.4658 | 17896.5121 | 3128.9879 | 0 | 18402.1172 | 3601.5979 | 0 | 19099.8064 | 4741.7548 | 0
2407 | 27.4772 | 17894.0078 | 3128.4028 | 0 | 18401.8808 | 3601.4948 | 0 | 19098.8605 | 4740.8946 | 0
2408 | 27.4886 | 17892.9995 | 3126.2643 | 0 | 18401.7391 | 3601.3782 | 0 | 19097.333 | 4740.6192 | 0
2409 | 27.5 | 17892.5109 | 3125.6754 | 0 | 18401.0311 | 3600.955 | 0 | 19096.5341 | 4739.8938 | 0
2410 | 27.5114 | 17891.7253 | 3122.6762 | 0 | 18399.8823 | 3599.4638 | 0 | 19095.2378 | 4739.7181 | 0
2411 | 27.5228 | 17890.2458 | 3122.3059 | 0 | 18399.6998 | 3598.4496 | 0 | 19095.2378 | 4738.197 | 0
2412 | 27.5342 | 17888.4957 | 3119.7914 | 0 | 18397.1055 | 3597.8539 | 0 | 19094.5931 | 4738.0116 | 0
2413 | 27.5457 | 17888.0086 | 3118.0161 | 0 | 18394.6603 | 3596.9802 | 0 | 19093.4656 | 4737.6996 | 0
2414 | 27.5571 | 17887.3439 | 3117.7982 | 0 | 18393.2146 | 3596.7233 | 0 | 19092.6544 | 4735.4713 | 0
2415 | 27.5685 | 17887.1065 | 3117.6329 | 0 | 18390.3826 | 3596.4245 | 0 | 19092.3022 | 4735.2341 | 0
2416 | 27.5799 | 17886.5767 | 3116.2727 | 0 | 18388.5737 | 3595.8157 | 0 | 19091.5698 | 4732.9887 | 0
2417 | 27.5913 | 17885.32 | 3116.138 | 0 | 18388.4621 | 3595.7195 | 0 | 19091.2986 | 4730.7175 | 0
2418 | 27.6027 | 17883.996 | 3116.1251 | 0 | 18386.5535 | 3595.4313 | 0 | 19091.1331 | 4729.3806 | 0
2419 | 27.6142 | 17883.0037 | 3115.9321 | 0 | 18385.6999 | 3595.1248 | 0 | 19090.7442 | 4727.9607 | 0
2420 | 27.6256 | 17880.8365 | 3114.9237 | 0 | 18383.6952 | 3595.102 | 0 | 19089.1876 | 4726.1202 | 0
2421 | 27.637 | 17876.3851 | 3114.6525 | 0 | 18383.5546 | 3594.54 | 0 | 19088.5901 | 4725.9724 | 0
2422 | 27.6484 | 17876.1113 | 3112.8908 | 0 | 18383.2217 | 3593.9574 | 0 | 19087.6907 | 4725.9267 | 0
2423 | 27.6598 | 17876.1062 | 3112.7473 | 0 | 18383.2185 | 3593.7947 | 0 | 19087.3104 | 4725.9245 | 0
2424 | 27.6712 | 17874.454 | 3112.7215 | 0 | 18382.1336 | 3592.8265 | 0 | 19085.6578 | 4725.779 | 0
2425 | 27.6826 | 17873.4548 | 3110.6521 | 0 | 18381.9444 | 3591.8715 | 0 | 19085.6085 | 4725.5664 | 0
2426 | 27.6941 | 17872.0858 | 3110.205 | 0 | 18381.4298 | 3591.8274 | 0 | 19084.5974 | 4724.9898 | 0
2427 | 27.7055 | 17870.7008 | 3110.1221 | 0 | 18381.3972 | 3591.4977 | 0 | 19081.9414 | 4722.9762 | 0
2428 | 27.7169 | 17870.0846 | 3109.614 | 0 | 18381.3729 | 3591.1542 | 0 | 19080.473 | 4722.1025 | 0
2429 | 27.7283 | 17868.0146 | 3109.332 | 0 | 18379.5378 | 3591.0748 | 0 | 19079.6293 | 4722.0629 | 0
2430 | 27.7397 | 17867.2424 | 3107.7195 | 0 | 18377.2441 | 3590.6508 | 0 | 19079.4378 | 4721.3966 | 0
2431 | 27.7511 | 17866.5639 | 3107.6814 | 0 | 18376.4334 | 3590.1468 | 0 | 19078.2956 | 4720.8705 | 0
2432 | 27.7626 | 17866.5639 | 3107.6755 | 0 | 18375.431 | 3589.7054 | 0 | 19077.6237 | 4719.9665 | 0
2433 | 27.774 | 17865.8638 | 3099.9173 | 0 | 18374.9275 | 3589.3854 | 0 | 19075.9691 | 4719.2329 | 0
2434 | 27.7854 | 17864.9821 | 3099.1814 | 0 | 18374.6627 | 3588.6887 | 0 | 19074.1071 | 4719.2292 | 0
2435 | 27.7968 | 17864.5432 | 3098.9022 | 0 | 18374.4719 | 3587.1664 | 0 | 19070.9873 | 4716.5991 | 0
2436 | 27.8082 | 17863.0662 | 3098.8416 | 0 | 18373.7244 | 3585.8775 | 0 | 19070.9179 | 4716.532 | 0
2437 | 27.8196 | 17862.6415 | 3098.2812 | 0 | 18373.3571 | 3585.4244 | 0 | 19070.5576 | 4715.7173 | 0
2438 | 27.8311 | 17862.5151 | 3098.2777 | 0 | 18373.323 | 3583.8193 | 0 | 19069.5593 | 4715.4346 | 0
2439 | 27.8425 | 17862.5151 | 3098.1563 | 0 | 18372.0939 | 3583.6348 | 0 | 19067.0958 | 4714.7642 | 0
2440 | 27.8539 | 17861.8565 | 3097.5242 | 0 | 18371.9974 | 3583.3898 | 0 | 19067.0431 | 4711.7637 | 0
2441 | 27.8653 | 17861.8457 | 3096.4261 | 0 | 18371.8813 | 3582.5152 | 0 | 19066.045 | 4710.5628 | 0
2442 | 27.8767 | 17861.7187 | 3095.0309 | 0 | 18371.5803 | 3582.5144 | 0 | 19065.7268 | 4710.5474 | 0
2443 | 27.8881 | 17860.6868 | 3093.1758 | 0 | 18371.3649 | 3581.9475 | 0 | 19065.3939 | 4708.9459 | 0
2444 | 27.8995 | 17860.2584 | 3092.456 | 0 | 18370.8043 | 3580.3109 | 0 | 19064.03 | 4708.6523 | 0
2445 | 27.911 | 17858.7361 | 3091.8388 | 0 | 18369.044 | 3580.0452 | 0 | 19063.812 | 4702.8242 | 0
2446 | 27.9224 | 17857.6383 | 3090.6579 | 0 | 18368.9373 | 3577.3702 | 0 | 19063.5015 | 4702.7249 | 0
2447 | 27.9338 | 17857.3378 | 3089.7547 | 0 | 18367.6358 | 3577.2521 | 0 | 19062.331 | 4702.0918 | 0
2448 | 27.9452 | 17856.9211 | 3088.81 | 0 | 18367.5048 | 3576.7548 | 0 | 19061.6308 | 4701.7166 | 0
2449 | 27.9566 | 17854.5012 | 3088.7119 | 0 | 18366.9933 | 3576.452 | 0 | 19061.1716 | 4701.6697 | 0
2450 | 27.968 | 17854.4031 | 3088.306 | 0 | 18365.7875 | 3575.6327 | 0 | 19059.6914 | 4701.1774 | 0
2451 | 27.9795 | 17854.2366 | 3088.2514 | 0 | 18365.2313 | 3574.8649 | 0 | 19059.6272 | 4700.93 | 0
2452 | 27.9909 | 17854.2188 | 3088.153 | 0 | 18364.4727 | 3574.7415 | 0 | 19059.4163 | 4699.2069 | 0
2453 | 28.0023 | 17853.5212 | 3087.835 | 0 | 18364.4393 | 3574.1576 | 0 | 19059.1459 | 4698.9131 | 0
2454 | 28.0137 | 17852.6372 | 3087.2176 | 0 | 18361.9217 | 3573.6013 | 0 | 19058.1104 | 4698.1987 | 0
2455 | 28.0251 | 17851.9483 | 3085.482 | 0 | 18360.5649 | 3572.0175 | 0 | 19056.6754 | 4696.3876 | 0
2456 | 28.0365 | 17851.2133 | 3085.42 | 0 | 18358.4948 | 3571.3877 | 0 | 19056.6362 | 4696.2069 | 0
2457 | 28.0479 | 17851.0271 | 3084.602 | 0 | 18357.4681 | 3569.1633 | 0 | 19056.6362 | 4696.1177 | 0
2458 | 28.0594 | 17849.5083 | 3084.125 | 0 | 18356.7767 | 3568.6381 | 0 | 19056.1909 | 4695.9614 | 0
2459 | 28.0708 | 17848.0852 | 3082.8445 | 0 | 18356.4145 | 3568.1594 | 0 | 19055.9697 | 4694.3265 | 0
2460 | 28.0822 | 17847.4621 | 3082.216 | 0 | 18354.7575 | 3567.8708 | 0 | 19054.8451 | 4694.2441 | 0
2461 | 28.0936 | 17846.9685 | 3078.8094 | 0 | 18354.1828 | 3567.1349 | 0 | 19053.7411 | 4693.2597 | 0
2462 | 28.105 | 17845.9446 | 3078.6709 | 0 | 18353.6643 | 3566.9074 | 0 | 19050.243 | 4693.2221 | 0
2463 | 28.1164 | 17844.6813 | 3077.209 | 0 | 18353.1438 | 3566.0839 | 0 | 19049.4705 | 4693.1631 | 0
2464 | 28.1279 | 17844.5951 | 3076.1755 | 0 | 18353.0613 | 3565.9587 | 0 | 19047.8025 | 4690.5552 | 0
2465 | 28.1393 | 17843.2719 | 3075.7624 | 0 | 18352.0663 | 3564.6162 | 0 | 19047.7946 | 4690.446 | 0
2466 | 28.1507 | 17842.1496 | 3075.0591 | 0 | 18349.8929 | 3564.126 | 0 | 19045.7477 | 4690.2891 | 0
2467 | 28.1621 | 17841.6324 | 3074.3346 | 0 | 18348.7712 | 3562.6675 | 0 | 19045.7477 | 4689.2005 | 0
2468 | 28.1735 | 17841.1754 | 3074.2035 | 0 | 18348.5509 | 3560.2846 | 0 | 19045.2851 | 4688.1912 | 0
2469 | 28.1849 | 17840.2512 | 3074.0293 | 0 | 18344.6486 | 3559.5803 | 0 | 19044.9008 | 4687.4468 | 0
2470 | 28.1963 | 17839.0998 | 3073.4412 | 0 | 18340.5084 | 3559.1276 | 0 | 19044.7976 | 4686.9528 | 0
2471 | 28.2078 | 17837.7355 | 3073.2749 | 0 | 18340.2349 | 3558.918 | 0 | 19044.2644 | 4685.9508 | 0
2472 | 28.2192 | 17836.1399 | 3072.1421 | 0 | 18338.504 | 3558.2505 | 0 | 19044.1557 | 4685.5038 | 0
2473 | 28.2306 | 17835.634 | 3070.531 | 0 | 18337.7934 | 3556.5022 | 0 | 19043.5463 | 4685.1448 | 0
2474 | 28.242 | 17833.7337 | 3067.9077 | 0 | 18337.451 | 3555.9966 | 0 | 19041.7395 | 4684.9742 | 0
2475 | 28.2534 | 17833.0314 | 3067.1993 | 0 | 18336.0889 | 3552.4919 | 0 | 19039.3856 | 4684.3303 | 0
2476 | 28.2648 | 17832.8549 | 3066.2222 | 0 | 18335.2263 | 3552.0972 | 0 | 19038.1243 | 4682.7924 | 0
2477 | 28.2763 | 17831.9105 | 3065.814 | 0 | 18334.5792 | 3550.6034 | 0 | 19036.984 | 4681.8346 | 0
2478 | 28.2877 | 17831.8648 | 3065.6495 | 0 | 18333.6586 | 3550.3135 | 0 | 19036.7524 | 4681.7214 | 0
2479 | 28.2991 | 17830.7299 | 3065.0456 | 0 | 18332.3114 | 3549.5506 | 0 | 19036.522 | 4679.7273 | 0
2480 | 28.3105 | 17830.5604 | 3064.8901 | 0 | 18331.3039 | 3548.0559 | 0 | 19035.2979 | 4679.609 | 0
2481 | 28.3219 | 17830.0982 | 3064.3859 | 0 | 18329.3222 | 3546.8241 | 0 | 19033.9651 | 4679.2875 | 0
2482 | 28.3333 | 17829.5505 | 3063.2353 | 0 | 18328.9608 | 3546.433 | 0 | 19033.5896 | 4678.958 | 0
2483 | 28.3447 | 17828.801 | 3061.7306 | 0 | 18323.5994 | 3546.3713 | 0 | 19031.6884 | 4678.2271 | 0
2484 | 28.3562 | 17828.7192 | 3061.6131 | 0 | 18322.9278 | 3545.9498 | 0 | 19030.9959 | 4678.1668 | 0
2485 | 28.3676 | 17827.8538 | 3061.1317 | 0 | 18318.1711 | 3544.8677 | 0 | 19030.9455 | 4678.1382 | 0
2486 | 28.379 | 17827.8538 | 3060.7764 | 0 | 18317.3224 | 3544.3803 | 0 | 19027.6742 | 4676.2312 | 0
2487 | 28.3904 | 17827.7164 | 3060.5984 | 0 | 18316.9238 | 3544.038 | 0 | 19027.4896 | 4676.0424 | 0
2488 | 28.4018 | 17825.2902 | 3057.8816 | 0 | 18316.8227 | 3543.3835 | 0 | 19024.7994 | 4675.4797 | 0
2489 | 28.4132 | 17824.9683 | 3057.3717 | 0 | 18316.18 | 3542.8152 | 0 | 19024.1739 | 4675.3377 | 0
2490 | 28.4247 | 17823.4313 | 3056.2492 | 0 | 18315.9058 | 3540.6058 | 0 | 19024.115 | 4674.7746 | 0
2491 | 28.4361 | 17822.9481 | 3055.9383 | 0 | 18314.8744 | 3540.357 | 0 | 19023.9704 | 4673.5902 | 0
2492 | 28.4475 | 17822.5574 | 3054.2458 | 0 | 18314.7457 | 3540.2625 | 0 | 19020.195 | 4673.2308 | 0
2493 | 28.4589 | 17822.5109 | 3053.5608 | 0 | 18314.7008 | 3539.1404 | 0 | 19019.5173 | 4672.2242 | 0
2494 | 28.4703 | 17821.0539 | 3052.9068 | 0 | 18313.5633 | 3538.8766 | 0 | 19019.2934 | 4670.5567 | 0
2495 | 28.4817 | 17820.2236 | 3052.7152 | 0 | 18312.8491 | 3538.6446 | 0 | 19018.5776 | 4670.3759 | 0
2496 | 28.4932 | 17819.8655 | 3050.7364 | 0 | 18312.7419 | 3538.5519 | 0 | 19018.2213 | 4669.7322 | 0
2497 | 28.5046 | 17817.6088 | 3050.2442 | 0 | 18312.5426 | 3538.0543 | 0 | 19018.0443 | 4668.6997 | 0
2498 | 28.516 | 17815.8352 | 3049.1028 | 0 | 18311.9372 | 3537.8105 | 0 | 19017.7107 | 4667.7635 | 0
2499 | 28.5274 | 17813.1806 | 3047.8858 | 0 | 18311.025 | 3537.3974 | 0 | 19017.0011 | 4667.555 | 0
2500 | 28.5388 | 17812.0588 | 3047.7643 | 0 | 18308.9139 | 3536.5467 | 0 | 19016.0347 | 4666.7418 | 0
2501 | 28.5502 | 17811.5223 | 3047.5177 | 0 | 18308.1068 | 3535.8607 | 0 | 19015.0747 | 4666.0825 | 0
2502 | 28.5616 | 17811.2907 | 3047.3351 | 0 | 18307.747 | 3534.9499 | 0 | 19014.8868 | 4665.1995 | 0
2503 | 28.5731 | 17811.0453 | 3046.3339 | 0 | 18307.3921 | 3534.5804 | 0 | 19014.6646 | 4664.9294 | 0
2504 | 28.5845 | 17809.9765 | 3046.0355 | 0 | 18307.0997 | 3532.6262 | 0 | 19013.8489 | 4663.8205 | 0
2505 | 28.5959 | 17809.0595 | 3043.3177 | 0 | 18306.8142 | 3532.3396 | 0 | 19011.7805 | 4663.1744 | 0
2506 | 28.6073 | 17809.0137 | 3040.5544 | 0 | 18306.2488 | 3529.2445 | 0 | 19009.8627 | 4663.1131 | 0
2507 | 28.6187 | 17807.834 | 3039.0538 | 0 | 18305.5995 | 3526.7483 | 0 | 19009.095 | 4663.108 | 0
2508 | 28.6301 | 17805.374 | 3038.5235 | 0 | 18304.9393 | 3523.4355 | 0 | 19008.6213 | 4660.8684 | 0
2509 | 28.6416 | 17805.1618 | 3038.2566 | 0 | 18304.8282 | 3522.2006 | 0 | 19006.9813 | 4660.8169 | 0
2510 | 28.653 | 17804.3364 | 3037.871 | 0 | 18303.4689 | 3521.985 | 0 | 19006.7694 | 4659.1622 | 0
2511 | 28.6644 | 17803.6558 | 3035.5791 | 0 | 18303.1907 | 3521.4756 | 0 | 19005.6781 | 4658.0984 | 0
2512 | 28.6758 | 17803.6401 | 3035.5111 | 0 | 18303.1708 | 3521.2255 | 0 | 19005.505 | 4657.7853 | 0
2513 | 28.6872 | 17803.597 | 3035.1413 | 0 | 18302.3283 | 3520.8874 | 0 | 19002.5396 | 4657.4334 | 0
2514 | 28.6986 | 17802.8002 | 3034.8589 | 0 | 18301.555 | 3518.4817 | 0 | 19002.5221 | 4656.7124 | 0
2515 | 28.71 | 17801.8162 | 3034.4074 | 0 | 18299.912 | 3517.5381 | 0 | 19002.1658 | 4656.4896 | 0
2516 | 28.7215 | 17801.6848 | 3033.3523 | 0 | 18294.8527 | 3516.6507 | 0 | 19001.4737 | 4656.3382 | 0
2517 | 28.7329 | 17800.5854 | 3032.1542 | 0 | 18294.4549 | 3516.5649 | 0 | 19000.7013 | 4656.1697 | 0
2518 | 28.7443 | 17800.5139 | 3031.8208 | 0 | 18293.4541 | 3516.3572 | 0 | 19000.3196 | 4655.7105 | 0
2519 | 28.7557 | 17799.0584 | 3031.7832 | 0 | 18293.4213 | 3516.2053 | 0 | 19000.2939 | 4655.6484 | 0
2520 | 28.7671 | 17798.7312 | 3031.6886 | 0 | 18293.2647 | 3515.8859 | 0 | 18999.3856 | 4653.7288 | 0
2521 | 28.7785 | 17798.0197 | 3031.0838 | 0 | 18292.3993 | 3515.7566 | 0 | 18998.9341 | 4652.2008 | 0
2522 | 28.79 | 17796.5698 | 3028.7655 | 0 | 18291.5801 | 3514.189 | 0 | 18998.5006 | 4652.1132 | 0
2523 | 28.8014 | 17796.2153 | 3026.9425 | 0 | 18291.2274 | 3513.5291 | 0 | 18998.408 | 4651.7266 | 0
2524 | 28.8128 | 17796.0174 | 3025.2922 | 0 | 18289.1623 | 3512.2747 | 0 | 18997.7401 | 4651.1613 | 0
2525 | 28.8242 | 17794.5767 | 3024.1239 | 0 | 18288.9254 | 3511.8048 | 0 | 18997.0232 | 4650.976 | 0
2526 | 28.8356 | 17794.2028 | 3022.0039 | 0 | 18288.1681 | 3509.3339 | 0 | 18996.9485 | 4649.3645 | 0
2527 | 28.847 | 17793.8765 | 3021.3713 | 0 | 18288.0859 | 3509.0068 | 0 | 18996.6949 | 4648.0922 | 0
2528 | 28.8584 | 17792.1104 | 3020.7311 | 0 | 18285.8119 | 3508.4071 | 0 | 18996.6642 | 4647.9256 | 0
2529 | 28.8699 | 17791.9785 | 3019.8783 | 0 | 18285.4417 | 3507.2157 | 0 | 18995.3679 | 4646.6239 | 0
2530 | 28.8813 | 17791.9394 | 3018.6534 | 0 | 18284.6014 | 3505.5163 | 0 | 18995.3026 | 4644.7823 | 0
2531 | 28.8927 | 17789.8278 | 3018.198 | 0 | 18284.3077 | 3505.456 | 0 | 18994.6857 | 4643.8701 | 0
2532 | 28.9041 | 17788.893 | 3017.1892 | 0 | 18283.2052 | 3505.2889 | 0 | 18994.5252 | 4643.7933 | 0
2533 | 28.9155 | 17788.3598 | 3014.7118 | 0 | 18282.4828 | 3505.1738 | 0 | 18993.9108 | 4643.0859 | 0
2534 | 28.9269 | 17788.1308 | 3013.552 | 0 | 18281.8376 | 3503.4149 | 0 | 18992.3111 | 4640.1655 | 0
2535 | 28.9384 | 17787.3151 | 3011.0812 | 0 | 18281.6847 | 3502.7022 | 0 | 18992.3059 | 4639.2727 | 0
2536 | 28.9498 | 17786.3317 | 3010.9245 | 0 | 18279.0529 | 3501.8366 | 0 | 18991.8501 | 4639.249 | 0
2537 | 28.9612 | 17785.7056 | 3009.3812 | 0 | 18278.7042 | 3501.5738 | 0 | 18991.5334 | 4638.9973 | 0
2538 | 28.9726 | 17785.5137 | 3008.1606 | 0 | 18278.451 | 3500.1357 | 0 | 18991.4088 | 4638.5773 | 0
2539 | 28.984 | 17784.8881 | 3007.2568 | 0 | 18277.2203 | 3499.2692 | 0 | 18986.5996 | 4637.8317 | 0
2540 | 28.9954 | 17784.8881 | 3006.9365 | 0 | 18277.1938 | 3498.5555 | 0 | 18985.5999 | 4637.2868 | 0
2541 | 29.0068 | 17784.1992 | 3005.8123 | 0 | 18277.0403 | 3495.5543 | 0 | 18984.9421 | 4636.5329 | 0
2542 | 29.0183 | 17784.1962 | 3005.5208 | 0 | 18276.4784 | 3495.409 | 0 | 18984.7071 | 4635.2582 | 0
2543 | 29.0297 | 17783.6557 | 3005.0314 | 0 | 18276.4368 | 3492.9228 | 0 | 18982.1503 | 4634.9363 | 0
2544 | 29.0411 | 17783.1207 | 3003.6574 | 0 | 18276.3389 | 3492.6213 | 0 | 18980.9383 | 4634.3428 | 0
2545 | 29.0525 | 17781.8702 | 3003.4083 | 0 | 18274.4954 | 3491.3351 | 0 | 18978.8101 | 4633.5288 | 0
2546 | 29.0639 | 17780.4376 | 3002.2848 | 0 | 18273.9444 | 3490.3705 | 0 | 18978.7939 | 4632.284 | 0
2547 | 29.0753 | 17780.1216 | 3002.2832 | 0 | 18273.1397 | 3489.4912 | 0 | 18978.0071 | 4631.9339 | 0
2548 | 29.0868 | 17778.6677 | 2999.9923 | 0 | 18271.5324 | 3489.2255 | 0 | 18977.5896 | 4630.8882 | 0
2549 | 29.0982 | 17777.5129 | 2999.6173 | 0 | 18270.9623 | 3488.8531 | 0 | 18976.2661 | 4630.0673 | 0
2550 | 29.1096 | 17777.4113 | 2999.1344 | 0 | 18270.2665 | 3488.7482 | 0 | 18974.0836 | 4629.1193 | 0
2551 | 29.121 | 17776.742 | 2999.0096 | 0 | 18270.2594 | 3488.7284 | 0 | 18974.0273 | 4628.5532 | 0
2552 | 29.1324 | 17776.0818 | 2998.8868 | 0 | 18269.9892 | 3487.4417 | 0 | 18973.7788 | 4628.3884 | 0
2553 | 29.1438 | 17775.8372 | 2998.1429 | 0 | 18269.4038 | 3485.476 | 0 | 18973.3095 | 4626.8709 | 0
2554 | 29.1553 | 17774.3732 | 2998.0946 | 0 | 18267.5793 | 3485.4759 | 0 | 18972.564 | 4626.4405 | 0
2555 | 29.1667 | 17773.6226 | 2996.9088 | 0 | 18264.4439 | 3482.5079 | 0 | 18972.4828 | 4625.8833 | 0
2556 | 29.1781 | 17771.0493 | 2995.4293 | 0 | 18264.4391 | 3481.2893 | 0 | 18971.5324 | 4624.9594 | 0
2557 | 29.1895 | 17769.8364 | 2993.9782 | 0 | 18264.0578 | 3480.6542 | 0 | 18970.4971 | 4623.9735 | 0
2558 | 29.2009 | 17769.1637 | 2992.4692 | 0 | 18262.4786 | 3480.3914 | 0 | 18967.7417 | 4623.9422 | 0
2559 | 29.2123 | 17768.255 | 2992.1864 | 0 | 18262.4106 | 3479.8716 | 0 | 18964.8995 | 4619.8175 | 0
2560 | 29.2237 | 17767.964 | 2991.4941 | 0 | 18261.0828 | 3479.3143 | 0 | 18963.8427 | 4619.7269 | 0
2561 | 29.2352 | 17767.386 | 2990.6152 | 0 | 18260.9377 | 3477.9154 | 0 | 18960.8893 | 4618.878 | 0
2562 | 29.2466 | 17767.1366 | 2989.9073 | 0 | 18259.6575 | 3477.4528 | 0 | 18958.633 | 4618.7824 | 0
2563 | 29.258 | 17766.8088 | 2988.8893 | 0 | 18259.4958 | 3477.2662 | 0 | 18958.2321 | 4618.074 | 0
2564 | 29.2694 | 17765.9267 | 2988.46 | 0 | 18259.1178 | 3476.7638 | 0 | 18958.2321 | 4617.2414 | 0
2565 | 29.2808 | 17764.9382 | 2988.4423 | 0 | 18258.5801 | 3475.283 | 0 | 18955.3381 | 4616.1488 | 0
2566 | 29.2922 | 17763.6129 | 2988.0435 | 0 | 18257.1312 | 3475.1333 | 0 | 18953.5716 | 4615.2176 | 0
2567 | 29.3037 | 17763.4206 | 2987.4697 | 0 | 18256.454 | 3473.581 | 0 | 18953.4237 | 4613.3911 | 0
2568 | 29.3151 | 17761.8385 | 2987.0357 | 0 | 18255.4607 | 3473.4462 | 0 | 18953.2284 | 4613.1145 | 0
2569 | 29.3265 | 17761.7783 | 2986.959 | 0 | 18254.2438 | 3473.3324 | 0 | 18952.5845 | 4612.9395 | 0
2570 | 29.3379 | 17761.4773 | 2986.6312 | 0 | 18254.0928 | 3472.8118 | 0 | 18951.8802 | 4612.8863 | 0
2571 | 29.3493 | 17761.3989 | 2986.4521 | 0 | 18253.7831 | 3471.7039 | 0 | 18951.8381 | 4612.7993 | 0
2572 | 29.3607 | 17761.3881 | 2986.3701 | 0 | 18250.8759 | 3471.4018 | 0 | 18951.5509 | 4612.6289 | 0
2573 | 29.3721 | 17760.2344 | 2986.1112 | 0 | 18250.3606 | 3471.3723 | 0 | 18951.1071 | 4608.2944 | 0
2574 | 29.3836 | 17759.0365 | 2985.2015 | 0 | 18248.0085 | 3471.162 | 0 | 18950.5201 | 4608.0702 | 0
2575 | 29.395 | 17758.3704 | 2984.684 | 0 | 18247.3737 | 3471.1574 | 0 | 18949.7657 | 4607.8717 | 0
2576 | 29.4064 | 17758.3704 | 2983.2495 | 0 | 18247.1164 | 3469.2324 | 0 | 18949.4748 | 4607.2734 | 0
2577 | 29.4178 | 17757.2376 | 2983.2161 | 0 | 18245.7365 | 3468.109 | 0 | 18949.2819 | 4605.7106 | 0
2578 | 29.4292 | 17756.8553 | 2983.0068 | 0 | 18244.9738 | 3467.9346 | 0 | 18948.8205 | 4605.6147 | 0
2579 | 29.4406 | 17755.8032 | 2982.9591 | 0 | 18244.6065 | 3467.3006 | 0 | 18948.0894 | 4605.5137 | 0
2580 | 29.4521 | 17755.0016 | 2982.8227 | 0 | 18244.464 | 3467.2441 | 0 | 18947.5755 | 4604.8733 | 0
2581 | 29.4635 | 17754.1693 | 2982.7458 | 0 | 18243.0997 | 3467.1136 | 0 | 18947.4125 | 4604.1645 | 0
2582 | 29.4749 | 17753.9867 | 2981.8903 | 0 | 18241.9002 | 3465.7604 | 0 | 18947.2225 | 4603.5448 | 0
2583 | 29.4863 | 17753.218 | 2980.9803 | 0 | 18241.7802 | 3465.5148 | 0 | 18947.1168 | 4598.1039 | 0
2584 | 29.4977 | 17752.2983 | 2980.2133 | 0 | 18241.7202 | 3464.5459 | 0 | 18947.0066 | 4597.2181 | 0
2585 | 29.5091 | 17749.2356 | 2980.1507 | 0 | 18241.6288 | 3463.8714 | 0 | 18946.9477 | 4596.8408 | 0
2586 | 29.5205 | 17749.2356 | 2979.8245 | 0 | 18239.6517 | 3463.5683 | 0 | 18946.3929 | 4596.0088 | 0
2587 | 29.532 | 17748.2019 | 2977.3854 | 0 | 18238.9711 | 3462.5297 | 0 | 18943.6017 | 4595.9492 | 0
2588 | 29.5434 | 17748.0428 | 2976.6931 | 0 | 18238.8095 | 3461.6183 | 0 | 18943.4273 | 4595.9248 | 0
2589 | 29.5548 | 17747.8084 | 2976.6187 | 0 | 18238.5515 | 3460.8948 | 0 | 18943.3887 | 4595.557 | 0
2590 | 29.5662 | 17747.2235 | 2976.1241 | 0 | 18237.094 | 3460.225 | 0 | 18942.843 | 4594.939 | 0
2591 | 29.5776 | 17746.2124 | 2975.911 | 0 | 18236.3904 | 3459.1789 | 0 | 18941.3317 | 4594.5752 | 0
2592 | 29.589 | 17745.7366 | 2975.7913 | 0 | 18235.2696 | 3459.1376 | 0 | 18941.3317 | 4593.0634 | 0
2593 | 29.6005 | 17745.5902 | 2975.5183 | 0 | 18234.5091 | 3458.4488 | 0 | 18941.2475 | 4590.4195 | 0
2594 | 29.6119 | 17745.265 | 2975.4132 | 0 | 18234.1742 | 3457.625 | 0 | 18940.7223 | 4590.2467 | 0
2595 | 29.6233 | 17745.265 | 2975.2459 | 0 | 18232.4557 | 3457.5103 | 0 | 18940.1789 | 4589.3682 | 0
2596 | 29.6347 | 17743.4688 | 2974.705 | 0 | 18232.2262 | 3457.0551 | 0 | 18940.1789 | 4589.0567 | 0
2597 | 29.6461 | 17742.5493 | 2974.086 | 0 | 18229.0511 | 3456.8639 | 0 | 18937.9994 | 4588.6383 | 0
2598 | 29.6575 | 17740.8703 | 2973.5251 | 0 | 18228.0267 | 3456.4259 | 0 | 18937.9994 | 4588.3777 | 0
2599 | 29.6689 | 17740.7859 | 2973.4798 | 0 | 18227.9523 | 3455.952 | 0 | 18937.9041 | 4588.3145 | 0
2600 | 29.6804 | 17740.1833 | 2972.8995 | 0 | 18227.9028 | 3455.9244 | 0 | 18933.3316 | 4587.6349 | 0
2601 | 29.6918 | 17738.8923 | 2970.9533 | 0 | 18226.0801 | 3454.9784 | 0 | 18932.2489 | 4587.5284 | 0
2602 | 29.7032 | 17738.5637 | 2970.7924 | 0 | 18223.4254 | 3454.3624 | 0 | 18931.5398 | 4585.1595 | 0
2603 | 29.7146 | 17737.3893 | 2970.4564 | 0 | 18221.7631 | 3453.9865 | 0 | 18929.2699 | 4584.7475 | 0
2604 | 29.726 | 17737.0748 | 2969.9854 | 0 | 18221.5337 | 3453.6453 | 0 | 18929.0812 | 4584.6011 | 0
2605 | 29.7374 | 17736.6072 | 2969.7408 | 0 | 18221.5259 | 3451.3873 | 0 | 18926.8228 | 4584.431 | 0
2606 | 29.7489 | 17736.1296 | 2968.8473 | 0 | 18221.1287 | 3450.3486 | 0 | 18924.1721 | 4584.1168 | 0
2607 | 29.7603 | 17735.9406 | 2968.2492 | 0 | 18220.6577 | 3448.2034 | 0 | 18923.2901 | 4583.8859 | 0
2608 | 29.7717 | 17735.1836 | 2966.0301 | 0 | 18220.5118 | 3448.1342 | 0 | 18919.2149 | 4582.5374 | 0
2609 | 29.7831 | 17734.2143 | 2965.8906 | 0 | 18220.4411 | 3447.1804 | 0 | 18918.0097 | 4581.5224 | 0
2610 | 29.7945 | 17734.1927 | 2965.3608 | 0 | 18219.3628 | 3443.8233 | 0 | 18918.0072 | 4580.1826 | 0
2611 | 29.8059 | 17733.0658 | 2962.6719 | 0 | 18218.4534 | 3442.2296 | 0 | 18917.6647 | 4579.2524 | 0
2612 | 29.8174 | 17731.817 | 2962.124 | 0 | 18218.1636 | 3439.5589 | 0 | 18916.9963 | 4578.5189 | 0
2613 | 29.8288 | 17729.3369 | 2961.115 | 0 | 18217.1443 | 3439.4739 | 0 | 18916.9336 | 4578.12 | 0
2614 | 29.8402 | 17728.6589 | 2961.0035 | 0 | 18216.8633 | 3438.4318 | 0 | 18915.6412 | 4578.0186 | 0
2615 | 29.8516 | 17726.3944 | 2958.5366 | 0 | 18216.6971 | 3437.4502 | 0 | 18914.1574 | 4577.5787 | 0
2616 | 29.863 | 17726.1299 | 2957.9776 | 0 | 18214.6404 | 3435.6254 | 0 | 18914.1574 | 4577.5708 | 0
2617 | 29.8744 | 17725.2989 | 2957.5625 | 0 | 18214.2836 | 3434.589 | 0 | 18911.9647 | 4576.0818 | 0
2618 | 29.8858 | 17724.28 | 2957.4208 | 0 | 18214.2657 | 3434.4236 | 0 | 18911.8259 | 4575.7827 | 0
2619 | 29.8973 | 17724.1786 | 2956.9336 | 0 | 18214.2622 | 3433.9296 | 0 | 18911.5656 | 4575.4028 | 0
2620 | 29.9087 | 17723.9207 | 2956.9157 | 0 | 18214.1682 | 3431.6636 | 0 | 18910.1438 | 4575.0935 | 0
2621 | 29.9201 | 17723.6685 | 2955.9499 | 0 | 18213.4231 | 3430.577 | 0 | 18909.4774 | 4572.1857 | 0
2622 | 29.9315 | 17723.504 | 2955.9389 | 0 | 18211.1408 | 3426.5997 | 0 | 18908.9772 | 4571.6148 | 0
2623 | 29.9429 | 17723.1442 | 2955.8459 | 0 | 18209.8541 | 3426.1468 | 0 | 18908.5875 | 4571.4715 | 0
2624 | 29.9543 | 17722.7525 | 2955.2086 | 0 | 18209.0901 | 3425.4354 | 0 | 18907.8484 | 4571.2939 | 0
2625 | 29.9658 | 17722.603 | 2953.9255 | 0 | 18208.9643 | 3424.4784 | 0 | 18907.0347 | 4569.9865 | 0
2626 | 29.9772 | 17720.7897 | 2952.4692 | 0 | 18208.597 | 3424.0693 | 0 | 18906.4308 | 4569.3259 | 0
2627 | 29.9886 | 17720.5915 | 2951.4207 | 0 | 18207.8081 | 3423.4434 | 0 | 18905.6076 | 4564.4838 | 0
2628 | 30 | 17719.6267 | 2951.1505 | 0 | 18207.6241 | 3423.124 | 0 | 18904.6908 | 4561.5235 | 0
2629 | 30.0114 | 17719.3053 | 2949.4921 | 0 | 18207.3203 | 3421.5394 | 0 | 18903.5979 | 4560.7429 | 0
2630 | 30.0228 | 17718.4293 | 2949.3623 | 0 | 18207.2477 | 3421.2013 | 0 | 18903.4573 | 4560.6559 | 0
2631 | 30.0342 | 17717.9217 | 2948.959 | 0 | 18206.475 | 3420.2875 | 0 | 18903.3285 | 4560.0883 | 0
2632 | 30.0457 | 17717.1604 | 2948.6454 | 0 | 18204.4765 | 3420.0741 | 0 | 18903.2881 | 4559.6873 | 0
2633 | 30.0571 | 17716.8328 | 2948.5514 | 0 | 18203.114 | 3419.5423 | 0 | 18902.1952 | 4559.4915 | 0
2634 | 30.0685 | 17716.6192 | 2948.2366 | 0 | 18202.3809 | 3418.8838 | 0 | 18901.5049 | 4559.4375 | 0
2635 | 30.0799 | 17715.6444 | 2947.8722 | 0 | 18201.9919 | 3417.6191 | 0 | 18901.0152 | 4558.4679 | 0
2636 | 30.0913 | 17714.562 | 2945.3595 | 0 | 18201.749 | 3417.3143 | 0 | 18899.7861 | 4558.363 | 0
2637 | 30.1027 | 17714.1236 | 2942.0695 | 0 | 18200.6432 | 3416.7937 | 0 | 18899.657 | 4557.8603 | 0
2638 | 30.1142 | 17713.5557 | 2940.8545 | 0 | 18200.4345 | 3416.5919 | 0 | 18898.7187 | 4557.6599 | 0
2639 | 30.1256 | 17712.6327 | 2940.7138 | 0 | 18196.333 | 3414.9772 | 0 | 18897.9128 | 4557.0158 | 0
2640 | 30.137 | 17711.4754 | 2940.1623 | 0 | 18194.5252 | 3414.8677 | 0 | 18893.8693 | 4556.9965 | 0
2641 | 30.1484 | 17710.9334 | 2939.7394 | 0 | 18191.5257 | 3414.6567 | 0 | 18893.6016 | 4556.4313 | 0
2642 | 30.1598 | 17710.2767 | 2937.5873 | 0 | 18189.3921 | 3414.1674 | 0 | 18893.5914 | 4556.3636 | 0
2643 | 30.1712 | 17708.0083 | 2937.5784 | 0 | 18187.3872 | 3413.5037 | 0 | 18893.2961 | 4555.9941 | 0
2644 | 30.1826 | 17707.9825 | 2935.6785 | 0 | 18186.9738 | 3408.0557 | 0 | 18892.0055 | 4555.9181 | 0
2645 | 30.1941 | 17707.6827 | 2935.3183 | 0 | 18186.9282 | 3406.9633 | 0 | 18891.8003 | 4555.3296 | 0
2646 | 30.2055 | 17707.574 | 2935.2915 | 0 | 18186.432 | 3406.8754 | 0 | 18891.3954 | 4555.0633 | 0
2647 | 30.2169 | 17707.277 | 2934.7533 | 0 | 18186.1765 | 3405.4189 | 0 | 18887.3527 | 4553.8412 | 0
2648 | 30.2283 | 17706.6419 | 2934.4444 | 0 | 18185.9545 | 3402.3458 | 0 | 18886.7841 | 4552.9926 | 0
2649 | 30.2397 | 17706.6316 | 2933.8626 | 0 | 18184.4132 | 3402.3139 | 0 | 18886.5167 | 4552.8312 | 0
2650 | 30.2511 | 17705.7395 | 2933.0665 | 0 | 18182.3105 | 3401.5214 | 0 | 18884.9613 | 4552.3859 | 0
2651 | 30.2626 | 17703.5632 | 2933.0306 | 0 | 18181.6895 | 3400.2841 | 0 | 18884.8967 | 4551.1809 | 0
2652 | 30.274 | 17703.5497 | 2932.9514 | 0 | 18180.7777 | 3399.6023 | 0 | 18884.794 | 4550.4399 | 0
2653 | 30.2854 | 17699.1923 | 2932.6707 | 0 | 18179.6418 | 3399.1717 | 0 | 18883.4047 | 4550.3797 | 0
2654 | 30.2968 | 17699.0052 | 2932.4427 | 0 | 18179.5641 | 3398.2849 | 0 | 18883.1569 | 4550.2957 | 0
2655 | 30.3082 | 17698.4797 | 2929.5019 | 0 | 18178.4608 | 3398.2647 | 0 | 18881.7449 | 4550.1806 | 0
2656 | 30.3196 | 17697.4471 | 2928.8598 | 0 | 18178.1728 | 3397.2398 | 0 | 18881.0639 | 4547.9211 | 0
2657 | 30.3311 | 17697.3102 | 2928.6672 | 0 | 18177.4245 | 3397.0732 | 0 | 18880.6595 | 4547.8967 | 0
2658 | 30.3425 | 17696.8036 | 2926.8761 | 0 | 18175.6331 | 3396.73 | 0 | 18880.6595 | 4546.637 | 0
2659 | 30.3539 | 17695.8158 | 2926.4578 | 0 | 18174.7069 | 3396.1826 | 0 | 18880.416 | 4545.8873 | 0
2660 | 30.3653 | 17695.3718 | 2925.4484 | 0 | 18173.8908 | 3393.1628 | 0 | 18878.4848 | 4542.4881 | 0
2661 | 30.3767 | 17695.0121 | 2925.4087 | 0 | 18173.4597 | 3392.8394 | 0 | 18878.34 | 4541.2853 | 0
2662 | 30.3881 | 17693.8818 | 2925.2249 | 0 | 18171.4656 | 3392.3021 | 0 | 18878.1943 | 4540.885 | 0
2663 | 30.3995 | 17692.0369 | 2922.664 | 0 | 18169.5847 | 3392.1233 | 0 | 18877.976 | 4536.6263 | 0
2664 | 30.411 | 17692.0089 | 2921.6061 | 0 | 18169.3721 | 3390.9528 | 0 | 18876.4871 | 4534.6334 | 0
2665 | 30.4224 | 17691.4184 | 2921.0516 | 0 | 18168.8209 | 3390.4613 | 0 | 18876.0777 | 4534.4971 | 0
2666 | 30.4338 | 17691.3574 | 2920.6866 | 0 | 18168.7861 | 3390.3939 | 0 | 18874.87 | 4534.0359 | 0
2667 | 30.4452 | 17691.0365 | 2920.4385 | 0 | 18167.6388 | 3389.8444 | 0 | 18874.3146 | 4532.7073 | 0
2668 | 30.4566 | 17690.169 | 2920.3264 | 0 | 18167.3342 | 3388.5094 | 0 | 18873.4973 | 4532.4302 | 0
2669 | 30.468 | 17689.0976 | 2919.3494 | 0 | 18167.2021 | 3388.178 | 0 | 18871.6408 | 4529.1119 | 0
2670 | 30.4795 | 17688.5607 | 2919.1882 | 0 | 18166.5627 | 3387.9205 | 0 | 18870.0893 | 4528.943 | 0
2671 | 30.4909 | 17688.463 | 2918.6613 | 0 | 18165.9033 | 3386.6537 | 0 | 18869.3618 | 4527.8866 | 0
2672 | 30.5023 | 17686.7746 | 2917.0155 | 0 | 18165.4488 | 3384.6253 | 0 | 18869.166 | 4527.1051 | 0
2673 | 30.5137 | 17684.5151 | 2916.0853 | 0 | 18164.0718 | 3383.912 | 0 | 18868.3146 | 4527.0767 | 0
2674 | 30.5251 | 17683.6133 | 2915.9052 | 0 | 18163.4286 | 3382.2959 | 0 | 18866.8606 | 4526.6092 | 0
2675 | 30.5365 | 17683.0976 | 2914.493 | 0 | 18161.8476 | 3381.0194 | 0 | 18866.7937 | 4525.9871 | 0
2676 | 30.5479 | 17680.1321 | 2913.8874 | 0 | 18160.554 | 3380.934 | 0 | 18866.3758 | 4524.5023 | 0
2677 | 30.5594 | 17679.2689 | 2913.6421 | 0 | 18159.5005 | 3378.9223 | 0 | 18866.152 | 4523.5138 | 0
2678 | 30.5708 | 17678.4732 | 2912.7191 | 0 | 18159.0143 | 3378.2367 | 0 | 18864.3874 | 4523.1213 | 0
2679 | 30.5822 | 17677.9942 | 2912.5278 | 0 | 18158.0984 | 3378.1442 | 0 | 18862.845 | 4522.996 | 0
2680 | 30.5936 | 17677.3771 | 2909.3723 | 0 | 18156.8776 | 3378.1119 | 0 | 18862.4024 | 4522.863 | 0
2681 | 30.605 | 17677.0054 | 2908.7107 | 0 | 18155.5198 | 3377.281 | 0 | 18861.003 | 4521.3776 | 0
2682 | 30.6164 | 17675.8442 | 2906.7496 | 0 | 18155.3254 | 3376.2661 | 0 | 18859.6051 | 4517.6675 | 0
2683 | 30.6279 | 17675.8273 | 2906.7428 | 0 | 18154.1632 | 3375.9256 | 0 | 18859.0274 | 4517.3141 | 0
2684 | 30.6393 | 17674.9226 | 2906.4031 | 0 | 18153.4835 | 3375.8866 | 0 | 18856.2075 | 4517.2095 | 0
2685 | 30.6507 | 17672.9556 | 2906.3245 | 0 | 18152.0339 | 3375.65 | 0 | 18854.4636 | 4516.225 | 0
2686 | 30.6621 | 17671.9921 | 2906.0786 | 0 | 18151.9466 | 3375.1454 | 0 | 18852.9868 | 4515.8736 | 0
2687 | 30.6735 | 17670.9077 | 2905.5014 | 0 | 18151.6028 | 3374.8439 | 0 | 18852.0672 | 4514.7449 | 0
2688 | 30.6849 | 17670.0797 | 2904.3879 | 0 | 18150.8751 | 3374.558 | 0 | 18850.8204 | 4513.8684 | 0
2689 | 30.6963 | 17669.2327 | 2899.3757 | 0 | 18150.1612 | 3374.2527 | 0 | 18850.291 | 4512.5852 | 0
2690 | 30.7078 | 17668.813 | 2898.9039 | 0 | 18149.6716 | 3373.6302 | 0 | 18850.2268 | 4510.8537 | 0
2691 | 30.7192 | 17667.4606 | 2898.8476 | 0 | 18149.299 | 3373.5058 | 0 | 18848.1969 | 4510.4901 | 0
2692 | 30.7306 | 17667.1011 | 2897.8694 | 0 | 18148.8926 | 3372.0819 | 0 | 18847.5699 | 4510.3813 | 0
2693 | 30.742 | 17666.8277 | 2897.1395 | 0 | 18147.4059 | 3371.6823 | 0 | 18847.136 | 4509.8314 | 0
2694 | 30.7534 | 17665.5134 | 2896.6955 | 0 | 18145.7579 | 3370.5923 | 0 | 18846.8685 | 4507.8646 | 0
2695 | 30.7648 | 17664.775 | 2896.4856 | 0 | 18145.6703 | 3369.977 | 0 | 18846.4802 | 4507.132 | 0
2696 | 30.7763 | 17663.2142 | 2896.152 | 0 | 18144.2589 | 3369.9282 | 0 | 18846.2679 | 4506.7576 | 0
2697 | 30.7877 | 17663.1764 | 2895.13 | 0 | 18143.8429 | 3369.6387 | 0 | 18844.2001 | 4506.5517 | 0
2698 | 30.7991 | 17662.1312 | 2895.0557 | 0 | 18142.2317 | 3368.654 | 0 | 18844.1634 | 4505.849 | 0
2699 | 30.8105 | 17662.0622 | 2894.085 | 0 | 18141.9521 | 3368.6169 | 0 | 18844.0118 | 4505.2476 | 0
2700 | 30.8219 | 17661.7173 | 2892.8657 | 0 | 18141.0616 | 3367.6412 | 0 | 18842.7228 | 4505.1728 | 0
2701 | 30.8333 | 17661.7173 | 2892.7153 | 0 | 18139.3338 | 3367.4586 | 0 | 18842.1926 | 4505.1043 | 0
2702 | 30.8447 | 17660.8656 | 2891.902 | 0 | 18139.1923 | 3366.2123 | 0 | 18841.547 | 4503.352 | 0
2703 | 30.8562 | 17659.5711 | 2891.2705 | 0 | 18139.192 | 3363.4505 | 0 | 18839.6653 | 4502.4345 | 0
2704 | 30.8676 | 17658.9609 | 2891.1389 | 0 | 18138.2946 | 3363.3925 | 0 | 18839.6092 | 4502.408 | 0
2705 | 30.879 | 17658.633 | 2891.0266 | 0 | 18136.2361 | 3363.3483 | 0 | 18838.8928 | 4501.6355 | 0
2706 | 30.8904 | 17658.1281 | 2890.9257 | 0 | 18135.1779 | 3362.4976 | 0 | 18838.6882 | 4501.377 | 0
2707 | 30.9018 | 17657.6826 | 2890.7818 | 0 | 18134.5018 | 3362.365 | 0 | 18837.668 | 4501.3093 | 0
2708 | 30.9132 | 17655.4204 | 2889.802 | 0 | 18133.8738 | 3360.2588 | 0 | 18835.325 | 4499.765 | 0
2709 | 30.9247 | 17655.3613 | 2888.8898 | 0 | 18129.6103 | 3360.2136 | 0 | 18834.2261 | 4499.5009 | 0
2710 | 30.9361 | 17654.4688 | 2888.6479 | 0 | 18129.5936 | 3359.5392 | 0 | 18834.225 | 4499.2477 | 0
2711 | 30.9475 | 17653.5756 | 2885.998 | 0 | 18129.0944 | 3359.4876 | 0 | 18833.8244 | 4498.3995 | 0
2712 | 30.9589 | 17652.9304 | 2885.0088 | 0 | 18128.95 | 3358.4919 | 0 | 18833.4189 | 4498.2937 | 0
2713 | 30.9703 | 17650.9793 | 2884.9663 | 0 | 18128.4282 | 3357.4797 | 0 | 18833.2865 | 4497.9029 | 0
2714 | 30.9817 | 17650.3819 | 2884.2985 | 0 | 18127.7557 | 3356.6668 | 0 | 18833.1725 | 4497.8265 | 0
2715 | 30.9932 | 17646.6769 | 2883.951 | 0 | 18127.5565 | 3355.9586 | 0 | 18831.1677 | 4495.7337 | 0
2716 | 31.0046 | 17646.2852 | 2883.7572 | 0 | 18126.4171 | 3355.0373 | 0 | 18830.6317 | 4494.8003 | 0
2717 | 31.016 | 17646.2852 | 2883.4261 | 0 | 18125.6687 | 3352.4155 | 0 | 18829.6991 | 4494.7139 | 0
2718 | 31.0274 | 17645.8757 | 2883.1218 | 0 | 18125.4657 | 3352.2699 | 0 | 18828.6913 | 4492.7323 | 0
2719 | 31.0388 | 17645.3945 | 2882.2726 | 0 | 18123.9513 | 3352.0779 | 0 | 18828.5969 | 4492.5815 | 0
2720 | 31.0502 | 17645.0431 | 2881.5601 | 0 | 18123.4675 | 3351.9398 | 0 | 18828.2665 | 4492.4694 | 0
2721 | 31.0616 | 17642.86 | 2881.2037 | 0 | 18121.9701 | 3351.7141 | 0 | 18826.5024 | 4492.1095 | 0
2722 | 31.0731 | 17641.1849 | 2881.1456 | 0 | 18121.1646 | 3351.5963 | 0 | 18826.3676 | 4492.0054 | 0
2723 | 31.0845 | 17641.1849 | 2879.6471 | 0 | 18120.089 | 3351.4015 | 0 | 18825.5023 | 4491.9285 | 0
2724 | 31.0959 | 17641.1818 | 2879.1185 | 0 | 18118.8108 | 3351.3712 | 0 | 18823.4684 | 4491.3889 | 0
2725 | 31.1073 | 17640.0379 | 2878.7254 | 0 | 18118.5528 | 3348.7995 | 0 | 18823.1753 | 4490.8357 | 0
2726 | 31.1187 | 17639.1214 | 2876.7526 | 0 | 18118.4718 | 3348.5923 | 0 | 18822.5821 | 4490.7931 | 0
2727 | 31.1301 | 17638.9683 | 2876.1807 | 0 | 18118.4456 | 3346.1807 | 0 | 18822.4361 | 4490.6854 | 0
2728 | 31.1416 | 17638.4076 | 2875.7732 | 0 | 18117.6799 | 3345.8154 | 0 | 18822.4317 | 4490.0632 | 0
2729 | 31.153 | 17637.2404 | 2875.5183 | 0 | 18116.3132 | 3345.318 | 0 | 18819.9757 | 4487.6228 | 0
2730 | 31.1644 | 17636.8332 | 2873.9527 | 0 | 18116.1605 | 3344.2949 | 0 | 18819.5761 | 4487.4623 | 0
2731 | 31.1758 | 17636.7139 | 2872.9189 | 0 | 18114.3277 | 3343.6542 | 0 | 18817.4567 | 4486.4054 | 0
2732 | 31.1872 | 17635.6746 | 2872.6962 | 0 | 18114.2874 | 3343.3281 | 0 | 18817.308 | 4485.9127 | 0
2733 | 31.1986 | 17635.2835 | 2871.3837 | 0 | 18113.2954 | 3342.7755 | 0 | 18813.7159 | 4485.8751 | 0
2734 | 31.21 | 17634.3064 | 2871.0962 | 0 | 18112.5405 | 3342.4306 | 0 | 18813.7159 | 4485.6829 | 0
2735 | 31.2215 | 17634.2266 | 2870.1901 | 0 | 18111.265 | 3342.3108 | 0 | 18812.2393 | 4484.2069 | 0
2736 | 31.2329 | 17634.1726 | 2870.1735 | 0 | 18109.3556 | 3341.8964 | 0 | 18811.894 | 4484.0596 | 0
2737 | 31.2443 | 17634.0068 | 2869.9895 | 0 | 18107.8653 | 3341.2473 | 0 | 18810.9388 | 4483.4555 | 0
2738 | 31.2557 | 17633.6151 | 2868.7297 | 0 | 18106.7291 | 3340.2648 | 0 | 18809.9435 | 4483.3964 | 0
2739 | 31.2671 | 17633.2475 | 2868.6233 | 0 | 18106.3218 | 3339.8769 | 0 | 18809.3282 | 4483.3501 | 0
2740 | 31.2785 | 17633.1731 | 2868.6222 | 0 | 18106.0589 | 3339.3777 | 0 | 18807.7606 | 4482.5167 | 0
2741 | 31.29 | 17632.8535 | 2868.4801 | 0 | 18105.6153 | 3337.5139 | 0 | 18806.745 | 4481.6035 | 0
2742 | 31.3014 | 17632.7175 | 2868.205 | 0 | 18105.4649 | 3336.4165 | 0 | 18806.2779 | 4479.4411 | 0
2743 | 31.3128 | 17632.4794 | 2867.6198 | 0 | 18104.4836 | 3336.1134 | 0 | 18805.9536 | 4478.1743 | 0
2744 | 31.3242 | 17631.4815 | 2866.2067 | 0 | 18103.462 | 3333.7407 | 0 | 18805.2447 | 4477.8632 | 0
2745 | 31.3356 | 17628.6528 | 2865.4459 | 0 | 18102.3748 | 3333.1773 | 0 | 18804.8859 | 4475.8302 | 0
2746 | 31.347 | 17628.5503 | 2865.1836 | 0 | 18099.8443 | 3332.1912 | 0 | 18802.5535 | 4475.6695 | 0
2747 | 31.3584 | 17627.8327 | 2864.1767 | 0 | 18099.5574 | 3330.5944 | 0 | 18802.3787 | 4475.2844 | 0
2748 | 31.3699 | 17627.4707 | 2863.0198 | 0 | 18097.5528 | 3330.095 | 0 | 18800.7261 | 4475.0896 | 0
2749 | 31.3813 | 17626.9834 | 2862.2018 | 0 | 18097.1481 | 3329.8576 | 0 | 18799.1189 | 4475.0193 | 0
2750 | 31.3927 | 17626.9834 | 2861.3187 | 0 | 18096.4057 | 3329.4549 | 0 | 18798.9331 | 4474.3076 | 0
2751 | 31.4041 | 17626.9834 | 2861.2215 | 0 | 18095.3775 | 3327.3607 | 0 | 18797.3669 | 4471.9997 | 0
2752 | 31.4155 | 17624.8953 | 2861.1977 | 0 | 18095.1579 | 3326.5022 | 0 | 18795.1384 | 4468.9501 | 0
2753 | 31.4269 | 17622.8445 | 2859.5703 | 0 | 18094.9612 | 3326.4765 | 0 | 18794.1951 | 4468.3139 | 0
2754 | 31.4384 | 17622.8445 | 2858.4061 | 0 | 18094.8205 | 3326.4628 | 0 | 18793.4167 | 4467.8959 | 0
2755 | 31.4498 | 17622.8445 | 2858.3581 | 0 | 18093.2804 | 3325.0284 | 0 | 18790.757 | 4466.7605 | 0
2756 | 31.4612 | 17621.5477 | 2858.3264 | 0 | 18093.2278 | 3324.9018 | 0 | 18790.4181 | 4465.2648 | 0
2757 | 31.4726 | 17620.112 | 2856.9582 | 0 | 18092.0464 | 3324.4348 | 0 | 18789.5665 | 4463.9019 | 0
2758 | 31.484 | 17619.7076 | 2856.111 | 0 | 18089.245 | 3324.187 | 0 | 18789.5584 | 4463.5622 | 0
2759 | 31.4954 | 17617.7282 | 2855.7877 | 0 | 18089.0605 | 3322.5491 | 0 | 18785.8912 | 4461.5802 | 0
2760 | 31.5068 | 17617.2258 | 2855.0419 | 0 | 18089.0563 | 3321.8638 | 0 | 18785.2387 | 4461.5775 | 0
2761 | 31.5183 | 17616.0047 | 2852.9849 | 0 | 18088.0962 | 3321.6931 | 0 | 18782.2493 | 4461.4443 | 0
2762 | 31.5297 | 17615.7691 | 2851.6145 | 0 | 18086.701 | 3318.8109 | 0 | 18780.3261 | 4461.417 | 0
2763 | 31.5411 | 17615.5011 | 2851.2939 | 0 | 18086.2415 | 3316.2992 | 0 | 18778.7132 | 4460.6069 | 0
2764 | 31.5525 | 17614.5686 | 2850.8463 | 0 | 18084.7629 | 3315.866 | 0 | 18777.715 | 4459.9595 | 0
2765 | 31.5639 | 17614.4267 | 2850.8258 | 0 | 18082.8143 | 3315.8095 | 0 | 18777.7068 | 4458.179 | 0
2766 | 31.5753 | 17613.2267 | 2850.4868 | 0 | 18081.6099 | 3315.4887 | 0 | 18777.42 | 4457.1822 | 0
2767 | 31.5868 | 17612.951 | 2850.0187 | 0 | 18081.1276 | 3314.7855 | 0 | 18776.3932 | 4456.5359 | 0
2768 | 31.5982 | 17611.8149 | 2849.1352 | 0 | 18079.5598 | 3314.1389 | 0 | 18775.8552 | 4456.0869 | 0
2769 | 31.6096 | 17609.8981 | 2848.8885 | 0 | 18076.6128 | 3313.5398 | 0 | 18775.1249 | 4455.2119 | 0
2770 | 31.621 | 17609.5179 | 2847.7916 | 0 | 18076.4094 | 3312.3806 | 0 | 18774.5272 | 4454.9343 | 0
2771 | 31.6324 | 17608.8331 | 2847.7699 | 0 | 18075.8215 | 3312.1879 | 0 | 18774.1262 | 4453.8618 | 0
2772 | 31.6438 | 17608.8139 | 2846.6063 | 0 | 18075.1628 | 3311.8192 | 0 | 18774.0959 | 4453.2258 | 0
2773 | 31.6553 | 17608.4763 | 2844.7759 | 0 | 18072.578 | 3310.6623 | 0 | 18774.0936 | 4453.2068 | 0
2774 | 31.6667 | 17607.5289 | 2844.6544 | 0 | 18072.0306 | 3310.4482 | 0 | 18773.8779 | 4452.5483 | 0
2775 | 31.6781 | 17605.5034 | 2844.0467 | 0 | 18069.8778 | 3309.489 | 0 | 18773.7121 | 4452.1938 | 0
2776 | 31.6895 | 17603.3566 | 2841.9343 | 0 | 18069.1293 | 3309.4686 | 0 | 18771.2542 | 4452.175 | 0
2777 | 31.7009 | 17602.0377 | 2840.7804 | 0 | 18066.4653 | 3308.7189 | 0 | 18771.1286 | 4451.4671 | 0
2778 | 31.7123 | 17599.4005 | 2840.6896 | 0 | 18065.7301 | 3307.3045 | 0 | 18771.0701 | 4451.2295 | 0
2779 | 31.7237 | 17598.3482 | 2840.4501 | 0 | 18065.3525 | 3306.1753 | 0 | 18770.8926 | 4450.6973 | 0
2780 | 31.7352 | 17597.9763 | 2840.4255 | 0 | 18064.9197 | 3306.0859 | 0 | 18770.7122 | 4450.0192 | 0
2781 | 31.7466 | 17597.6487 | 2840.2222 | 0 | 18064.4756 | 3305.2591 | 0 | 18767.9006 | 4448.788 | 0
2782 | 31.758 | 17596.4974 | 2839.3688 | 0 | 18063.8204 | 3304.6526 | 0 | 18767.4343 | 4447.2208 | 0
2783 | 31.7694 | 17596.4178 | 2839.0152 | 0 | 18061.8875 | 3303.6697 | 0 | 18765.7322 | 4447.1429 | 0
2784 | 31.7808 | 17596.1101 | 2838.5493 | 0 | 18061.0635 | 3302.9378 | 0 | 18765.0565 | 4446.1735 | 0
2785 | 31.7922 | 17595.9226 | 2838.2593 | 0 | 18061.0521 | 3302.928 | 0 | 18764.1627 | 4446.0322 | 0
2786 | 31.8037 | 17595.0526 | 2837.5876 | 0 | 18059.2544 | 3301.7765 | 0 | 18763.2836 | 4445.9472 | 0
2787 | 31.8151 | 17593.7731 | 2837.253 | 0 | 18058.625 | 3301.7224 | 0 | 18760.7494 | 4445.7343 | 0
2788 | 31.8265 | 17592.8138 | 2836.7342 | 0 | 18058.516 | 3301.0169 | 0 | 18760.5358 | 4445.4097 | 0
2789 | 31.8379 | 17591.5247 | 2836.604 | 0 | 18058.3839 | 3300.9579 | 0 | 18757.6417 | 4444.737 | 0
2790 | 31.8493 | 17589.2776 | 2836.4737 | 0 | 18058.317 | 3300.6233 | 0 | 18757.5843 | 4443.8111 | 0
2791 | 31.8607 | 17589.0175 | 2836.249 | 0 | 18057.4341 | 3300.2282 | 0 | 18756.9098 | 4441.9267 | 0
2792 | 31.8721 | 17588.4908 | 2836.2388 | 0 | 18057.0646 | 3299.4793 | 0 | 18756.8568 | 4440.8327 | 0
2793 | 31.8836 | 17588.0267 | 2836.1748 | 0 | 18055.925 | 3299.238 | 0 | 18752.4749 | 4440.3934 | 0
2794 | 31.895 | 17587.1511 | 2835.6437 | 0 | 18055.3313 | 3298.2216 | 0 | 18752.4563 | 4435.432 | 0
2795 | 31.9064 | 17586.5112 | 2835.0496 | 0 | 18054.6613 | 3298.1847 | 0 | 18752.4031 | 4434.5791 | 0
2796 | 31.9178 | 17585.7967 | 2834.3435 | 0 | 18054.1726 | 3296.9317 | 0 | 18752.0007 | 4432.8801 | 0
2797 | 31.9292 | 17585.6526 | 2833.9099 | 0 | 18052.6803 | 3296.7898 | 0 | 18752.0007 | 4432.4463 | 0
2798 | 31.9406 | 17584.8227 | 2833.3097 | 0 | 18046.6575 | 3295.6833 | 0 | 18751.4646 | 4431.8712 | 0
2799 | 31.9521 | 17584.1227 | 2832.5311 | 0 | 18046.2207 | 3295.5523 | 0 | 18750.9583 | 4431.675 | 0
2800 | 31.9635 | 17584.0727 | 2831.5951 | 0 | 18046.1228 | 3295.5013 | 0 | 18749.6987 | 4430.4778 | 0
2801 | 31.9749 | 17582.4134 | 2831.5567 | 0 | 18046.0832 | 3295.2377 | 0 | 18748.1666 | 4429.99 | 0
2802 | 31.9863 | 17581.5217 | 2831.4652 | 0 | 18042.7976 | 3294.9477 | 0 | 18747.6586 | 4429.5868 | 0
2803 | 31.9977 | 17581.0793 | 2830.2857 | 0 | 18042.2682 | 3294.7378 | 0 | 18747.2291 | 4428.5698 | 0
2804 | 32.0091 | 17580.8713 | 2829.9919 | 0 | 18041.5208 | 3294.6091 | 0 | 18747.1945 | 4428.4336 | 0
2805 | 32.0205 | 17580.7261 | 2829.8088 | 0 | 18041.3177 | 3294.5275 | 0 | 18746.3622 | 4428.3295 | 0
2806 | 32.032 | 17580.5861 | 2829.2932 | 0 | 18040.4988 | 3294.4991 | 0 | 18745.3346 | 4428.149 | 0
2807 | 32.0434 | 17580.1549 | 2828.5413 | 0 | 18040.2793 | 3293.8148 | 0 | 18744.4464 | 4427.7573 | 0
2808 | 32.0548 | 17579.8165 | 2827.8901 | 0 | 18039.0899 | 3293.6153 | 0 | 18743.0921 | 4425.9467 | 0
2809 | 32.0662 | 17579.543 | 2827.1947 | 0 | 18039.0273 | 3292.5858 | 0 | 18741.282 | 4425.7614 | 0
2810 | 32.0776 | 17579.4693 | 2825.9498 | 0 | 18038.8324 | 3290.1861 | 0 | 18741.051 | 4422.2241 | 0
2811 | 32.089 | 17579.3896 | 2825.8848 | 0 | 18038.7021 | 3289.4625 | 0 | 18740.2463 | 4421.0373 | 0
2812 | 32.1005 | 17578.7523 | 2825.4876 | 0 | 18038.5359 | 3289.0083 | 0 | 18740.1605 | 4418.0357 | 0
2813 | 32.1119 | 17578.6449 | 2824.9987 | 0 | 18037.3314 | 3288.6653 | 0 | 18739.8116 | 4417.9909 | 0
2814 | 32.1233 | 17577.6984 | 2824.8036 | 0 | 18037.2213 | 3288.465 | 0 | 18738.9984 | 4417.2767 | 0
2815 | 32.1347 | 17577.3453 | 2824.5378 | 0 | 18037.0315 | 3288.1553 | 0 | 18738.4868 | 4417.1687 | 0
2816 | 32.1461 | 17575.9556 | 2822.1 | 0 | 18034.6077 | 3287.6298 | 0 | 18738.4558 | 4416.5979 | 0
2817 | 32.1575 | 17575.5387 | 2817.3763 | 0 | 18034.5073 | 3287.5599 | 0 | 18736.374 | 4415.9218 | 0
2818 | 32.1689 | 17575.2274 | 2817.3166 | 0 | 18033.8356 | 3286.5758 | 0 | 18735.5061 | 4415.3245 | 0
2819 | 32.1804 | 17574.8192 | 2816.4263 | 0 | 18030.9905 | 3283.7855 | 0 | 18734.884 | 4414.8126 | 0
2820 | 32.1918 | 17574.7041 | 2815.2456 | 0 | 18030.4036 | 3283.3625 | 0 | 18733.5092 | 4413.3392 | 0
2821 | 32.2032 | 17574.5622 | 2814.6651 | 0 | 18029.5573 | 3283.2657 | 0 | 18731.605 | 4412.1541 | 0
2822 | 32.2146 | 17573.4938 | 2814.3469 | 0 | 18028.9737 | 3280.5733 | 0 | 18730.8344 | 4412.1278 | 0
2823 | 32.226 | 17572.3989 | 2814.1495 | 0 | 18028.1556 | 3278.6657 | 0 | 18730.6437 | 4412.0879 | 0
2824 | 32.2374 | 17571.9612 | 2813.7691 | 0 | 18026.394 | 3278.3457 | 0 | 18729.6511 | 4410.8454 | 0
2825 | 32.2489 | 17571.4869 | 2812.6186 | 0 | 18025.1636 | 3277.5339 | 0 | 18729.1426 | 4410.7992 | 0
2826 | 32.2603 | 17570.9493 | 2812.2374 | 0 | 18024.4675 | 3277.3002 | 0 | 18729.0596 | 4409.5869 | 0
2827 | 32.2717 | 17570.6213 | 2811.5259 | 0 | 18024.1112 | 3276.3107 | 0 | 18728.9112 | 4409.1169 | 0
2828 | 32.2831 | 17569.9972 | 2810.9811 | 0 | 18023.1731 | 3275.8578 | 0 | 18726.6065 | 4408.9128 | 0
2829 | 32.2945 | 17569.7975 | 2810.7195 | 0 | 18023.1466 | 3275.3472 | 0 | 18726.4795 | 4407.5037 | 0
2830 | 32.3059 | 17567.4052 | 2807.421 | 0 | 18022.4966 | 3275.3012 | 0 | 18726.231 | 4406.4787 | 0
2831 | 32.3174 | 17566.9611 | 2807.0825 | 0 | 18021.6203 | 3274.493 | 0 | 18724.8111 | 4405.8651 | 0
2832 | 32.3288 | 17566.6605 | 2806.4055 | 0 | 18021.5366 | 3272.967 | 0 | 18723.9832 | 4405.4572 | 0
2833 | 32.3402 | 17566.6605 | 2806.3093 | 0 | 18021.1391 | 3270.7874 | 0 | 18723.2689 | 4405.0072 | 0
2834 | 32.3516 | 17566.3368 | 2805.3019 | 0 | 18020.7239 | 3270.0007 | 0 | 18721.9657 | 4404.0583 | 0
2835 | 32.363 | 17564.3851 | 2805.201 | 0 | 18018.9253 | 3269.268 | 0 | 18721.4842 | 4403.9254 | 0
2836 | 32.3744 | 17563.2395 | 2804.4051 | 0 | 18018.6076 | 3267.6715 | 0 | 18721.1172 | 4400.5538 | 0
2837 | 32.3858 | 17563.2134 | 2800.0215 | 0 | 18017.578 | 3267.3497 | 0 | 18720.4311 | 4400.4696 | 0
2838 | 32.3973 | 17563.1506 | 2799.534 | 0 | 18016.1439 | 3264.9155 | 0 | 18719.5066 | 4400.1741 | 0
2839 | 32.4087 | 17560.6454 | 2799.2604 | 0 | 18016.0721 | 3264.8995 | 0 | 18719.3613 | 4399.6409 | 0
2840 | 32.4201 | 17560.4999 | 2798.8482 | 0 | 18013.6262 | 3264.6416 | 0 | 18718.2213 | 4397.4648 | 0
2841 | 32.4315 | 17560.1941 | 2798.4371 | 0 | 18013.5391 | 3264.5776 | 0 | 18717.4411 | 4397.4077 | 0
2842 | 32.4429 | 17560.0259 | 2797.4444 | 0 | 18012.73 | 3262.6174 | 0 | 18717.2333 | 4396.6048 | 0
2843 | 32.4543 | 17559.2316 | 2797.1656 | 0 | 18012.5742 | 3262.0019 | 0 | 18716.4883 | 4396.0674 | 0
2844 | 32.4658 | 17557.9984 | 2796.9624 | 0 | 18011.5493 | 3261.0968 | 0 | 18713.8749 | 4394.8563 | 0
2845 | 32.4772 | 17557.9969 | 2796.6247 | 0 | 18011.3998 | 3258.4055 | 0 | 18712.5741 | 4394.6993 | 0
2846 | 32.4886 | 17557.8515 | 2795.4255 | 0 | 18011.1105 | 3258.006 | 0 | 18712.1842 | 4394.1656 | 0
2847 | 32.5 | 17557.0116 | 2794.614 | 0 | 18010.9476 | 3255.7216 | 0 | 18711.1327 | 4394.0349 | 0
2848 | 32.5114 | 17556.6213 | 2794.472 | 0 | 18010.8228 | 3255.6214 | 0 | 18710.2131 | 4393.5616 | 0
2849 | 32.5228 | 17556.1599 | 2793.9602 | 0 | 18010.1759 | 3255.6127 | 0 | 18708.5363 | 4392.4073 | 0
2850 | 32.5342 | 17553.1174 | 2793.2517 | 0 | 18009.7732 | 3255.0635 | 0 | 18706.2551 | 4391.8794 | 0
2851 | 32.5457 | 17552.6519 | 2792.8308 | 0 | 18009.5756 | 3253.3028 | 0 | 18705.0736 | 4390.8627 | 0
2852 | 32.5571 | 17550.9076 | 2791.9834 | 0 | 18007.8727 | 3253.2669 | 0 | 18704.1471 | 4390.3164 | 0
2853 | 32.5685 | 17550.2522 | 2790.9534 | 0 | 18007.1483 | 3253.1952 | 0 | 18704.0372 | 4390.0731 | 0
2854 | 32.5799 | 17549.4599 | 2790.8636 | 0 | 18007.0773 | 3252.9703 | 0 | 18703.7806 | 4390.006 | 0
2855 | 32.5913 | 17548.0844 | 2789.9094 | 0 | 18004.974 | 3252.5323 | 0 | 18703.5158 | 4387.536 | 0
2856 | 32.6027 | 17547.9218 | 2789.5136 | 0 | 18004.6205 | 3252.0359 | 0 | 18703.3349 | 4387.3986 | 0
2857 | 32.6142 | 17545.9172 | 2789.4809 | 0 | 18004.6148 | 3251.3039 | 0 | 18697.4322 | 4384.2307 | 0
2858 | 32.6256 | 17545.5996 | 2789.1838 | 0 | 18003.8168 | 3249.7126 | 0 | 18695.3266 | 4382.8888 | 0
2859 | 32.637 | 17543.8999 | 2788.4807 | 0 | 18002.5628 | 3248.832 | 0 | 18695.2899 | 4382.6195 | 0
2860 | 32.6484 | 17543.1534 | 2787.8564 | 0 | 18002.3923 | 3247.7141 | 0 | 18695.1462 | 4381.4456 | 0
2861 | 32.6598 | 17542.4417 | 2787.7591 | 0 | 17999.7965 | 3243.8849 | 0 | 18695.1136 | 4379.7953 | 0
2862 | 32.6712 | 17541.5475 | 2783.5875 | 0 | 17999.7515 | 3241.8607 | 0 | 18694.4897 | 4379.7514 | 0
2863 | 32.6826 | 17541.4818 | 2782.4924 | 0 | 17999.5486 | 3240.0126 | 0 | 18694.0175 | 4379.6112 | 0
2864 | 32.6941 | 17541.2502 | 2782.0572 | 0 | 17996.2861 | 3239.0011 | 0 | 18693.6658 | 4379.5809 | 0
2865 | 32.7055 | 17540.5713 | 2780.3629 | 0 | 17995.0268 | 3237.2489 | 0 | 18693.4004 | 4379.3399 | 0
2866 | 32.7169 | 17540.4521 | 2779.3181 | 0 | 17993.9421 | 3237.2039 | 0 | 18692.6356 | 4378.9476 | 0
2867 | 32.7283 | 17538.2559 | 2778.5928 | 0 | 17993.2374 | 3237.1702 | 0 | 18692.6054 | 4378.7665 | 0
2868 | 32.7397 | 17537.8351 | 2777.9808 | 0 | 17992.9459 | 3236.8798 | 0 | 18692.5607 | 4378.7143 | 0
2869 | 32.7511 | 17537.816 | 2777.9079 | 0 | 17992.4285 | 3236.0538 | 0 | 18692.0586 | 4378.6194 | 0
2870 | 32.7626 | 17537.0194 | 2777.7761 | 0 | 17992.2562 | 3234.9501 | 0 | 18689.5527 | 4378.2783 | 0
2871 | 32.774 | 17537.0194 | 2776.9339 | 0 | 17991.9942 | 3234.3528 | 0 | 18689.4863 | 4377.3618 | 0
2872 | 32.7854 | 17537.0194 | 2776.6188 | 0 | 17991.7356 | 3233.5456 | 0 | 18689.419 | 4377.1743 | 0
2873 | 32.7968 | 17535.8208 | 2774.614 | 0 | 17988.1481 | 3233.4094 | 0 | 18689.0997 | 4376.9257 | 0
2874 | 32.8082 | 17535.216 | 2774.5864 | 0 | 17984.7567 | 3232.8311 | 0 | 18687.1797 | 4376.6918 | 0
2875 | 32.8196 | 17534.9602 | 2774.4364 | 0 | 17984.2668 | 3231.4823 | 0 | 18687.0793 | 4376.6401 | 0
2876 | 32.8311 | 17534.0794 | 2773.9836 | 0 | 17983.74 | 3230.9308 | 0 | 18686.0568 | 4376.1816 | 0
2877 | 32.8425 | 17533.5375 | 2773.942 | 0 | 17983.7367 | 3230.8672 | 0 | 18684.8905 | 4375.8319 | 0
2878 | 32.8539 | 17532.0453 | 2773.0164 | 0 | 17982.7678 | 3230.7526 | 0 | 18683.928 | 4373.752 | 0
2879 | 32.8653 | 17531.2227 | 2772.5926 | 0 | 17982.7417 | 3229.8466 | 0 | 18682.4632 | 4372.2206 | 0
2880 | 32.8767 | 17529.0383 | 2767.2773 | 0 | 17982.6316 | 3229.1419 | 0 | 18680.6793 | 4371.6038 | 0
2881 | 32.8881 | 17528.2399 | 2766.0489 | 0 | 17982.5176 | 3228.3354 | 0 | 18679.6702 | 4371.2938 | 0
2882 | 32.8995 | 17527.9889 | 2766.0083 | 0 | 17982.2515 | 3228.2813 | 0 | 18678.7193 | 4368.8629 | 0
2883 | 32.911 | 17527.4233 | 2765.8621 | 0 | 17982.094 | 3226.4539 | 0 | 18676.2648 | 4368.5773 | 0
2884 | 32.9224 | 17524.525 | 2764.5097 | 0 | 17981.847 | 3224.596 | 0 | 18675.3879 | 4367.7628 | 0
2885 | 32.9338 | 17523.4653 | 2762.5698 | 0 | 17981.7032 | 3221.951 | 0 | 18673.8503 | 4367.6743 | 0
2886 | 32.9452 | 17522.13 | 2762.2004 | 0 | 17981.5344 | 3220.7798 | 0 | 18670.8843 | 4367.3691 | 0
2887 | 32.9566 | 17522.13 | 2761.7653 | 0 | 17979.365 | 3220.6939 | 0 | 18670.0857 | 4366.1953 | 0
2888 | 32.968 | 17522.13 | 2761.4121 | 0 | 17978.5114 | 3220.6834 | 0 | 18669.4118 | 4365.1216 | 0
2889 | 32.9795 | 17518.9027 | 2760.8229 | 0 | 17977.9077 | 3219.3288 | 0 | 18669.3313 | 4364.6806 | 0
2890 | 32.9909 | 17518.1953 | 2760.2356 | 0 | 17977.6125 | 3218.5516 | 0 | 18668.5462 | 4363.9891 | 0
2891 | 33.0023 | 17517.6991 | 2760.2033 | 0 | 17974.6825 | 3217.2054 | 0 | 18668.2281 | 4363.9821 | 0
2892 | 33.0137 | 17516.9128 | 2759.8019 | 0 | 17972.4355 | 3216.9118 | 0 | 18666.8759 | 4363.0388 | 0
2893 | 33.0251 | 17516.5311 | 2759.23 | 0 | 17972.162 | 3216.7245 | 0 | 18666.0271 | 4362.9045 | 0
2894 | 33.0365 | 17516.3196 | 2758.7492 | 0 | 17971.9698 | 3216.4877 | 0 | 18665.8971 | 4360.8002 | 0
2895 | 33.0479 | 17516.2463 | 2758.044 | 0 | 17970.9841 | 3214.9876 | 0 | 18664.2429 | 4359.9028 | 0
2896 | 33.0594 | 17515.2959 | 2757.3673 | 0 | 17969.234 | 3214.4733 | 0 | 18663.6234 | 4359.6869 | 0
2897 | 33.0708 | 17514.5919 | 2755.2681 | 0 | 17968.6707 | 3213.2714 | 0 | 18663.0524 | 4359.4523 | 0
2898 | 33.0822 | 17513.8694 | 2755.0948 | 0 | 17968.2844 | 3211.5608 | 0 | 18662.7567 | 4358.5725 | 0
2899 | 33.0936 | 17513.1309 | 2754.6689 | 0 | 17966.3031 | 3210.7809 | 0 | 18662.2427 | 4357.7887 | 0
2900 | 33.105 | 17512.5667 | 2752.168 | 0 | 17966.2766 | 3210.3407 | 0 | 18661.703 | 4356.996 | 0
2901 | 33.1164 | 17512.5667 | 2751.1922 | 0 | 17965.6001 | 3210.1308 | 0 | 18660.8442 | 4356.0137 | 0
2902 | 33.1279 | 17509.6513 | 2750.4843 | 0 | 17963.3 | 3209.7689 | 0 | 18659.9453 | 4355.0806 | 0
2903 | 33.1393 | 17509.3875 | 2750.3997 | 0 | 17962.5928 | 3209.1748 | 0 | 18659.1972 | 4353.9662 | 0
2904 | 33.1507 | 17507.9564 | 2750.1665 | 0 | 17961.7277 | 3208.6658 | 0 | 18657.4242 | 4353.3089 | 0
2905 | 33.1621 | 17507.6828 | 2749.3072 | 0 | 17961.6706 | 3205.987 | 0 | 18657.3356 | 4352.9628 | 0
2906 | 33.1735 | 17507.2176 | 2748.6367 | 0 | 17960.2667 | 3205.7056 | 0 | 18657.3318 | 4352.4728 | 0
2907 | 33.1849 | 17506.6286 | 2748.3564 | 0 | 17959.2237 | 3204.6007 | 0 | 18656.892 | 4352.4382 | 0
2908 | 33.1963 | 17506.2637 | 2748.1179 | 0 | 17958.043 | 3204.1101 | 0 | 18653.6294 | 4352.383 | 0
2909 | 33.2078 | 17504.4675 | 2747.9359 | 0 | 17957.6408 | 3203.948 | 0 | 18653.3665 | 4351.9031 | 0
2910 | 33.2192 | 17503.7537 | 2745.9477 | 0 | 17957.1321 | 3203.5419 | 0 | 18650.9084 | 4350.2682 | 0
2911 | 33.2306 | 17503.4992 | 2744.5383 | 0 | 17956.7214 | 3202.8553 | 0 | 18650.7773 | 4350.086 | 0
2912 | 33.242 | 17502.4799 | 2738.1006 | 0 | 17956.1574 | 3200.8104 | 0 | 18650.3707 | 4349.1451 | 0
2913 | 33.2534 | 17501.9827 | 2737.0294 | 0 | 17955.2366 | 3199.9915 | 0 | 18650.1296 | 4348.9677 | 0
2914 | 33.2648 | 17501.0828 | 2736.2331 | 0 | 17955.116 | 3199.8992 | 0 | 18650.1296 | 4347.4902 | 0
2915 | 33.2763 | 17500.1859 | 2735.1851 | 0 | 17954.5228 | 3199.3863 | 0 | 18649.1028 | 4346.7085 | 0
2916 | 33.2877 | 17499.6976 | 2734.6907 | 0 | 17954.3415 | 3198.7119 | 0 | 18648.7662 | 4345.2307 | 0
2917 | 33.2991 | 17499.3793 | 2732.1461 | 0 | 17952.6966 | 3197.835 | 0 | 18648.6312 | 4344.4179 | 0
2918 | 33.3105 | 17497.6882 | 2731.9182 | 0 | 17952.6384 | 3197.3443 | 0 | 18648.0657 | 4344.1411 | 0
2919 | 33.3219 | 17497.4493 | 2730.91 | 0 | 17951.5975 | 3195.1718 | 0 | 18647.453 | 4343.8787 | 0
2920 | 33.3333 | 17497.2755 | 2730.5978 | 0 | 17951.2508 | 3195.0885 | 0 | 18646.5222 | 4343.5798 | 0
2921 | 33.3447 | 17495.945 | 2730.5702 | 0 | 17950.608 | 3192.7648 | 0 | 18646.0873 | 4343.1762 | 0
2922 | 33.3562 | 17495.7585 | 2730.3511 | 0 | 17950.1151 | 3192.4703 | 0 | 18645.667 | 4342.883 | 0
2923 | 33.3676 | 17494.6635 | 2729.8626 | 0 | 17949.135 | 3191.4553 | 0 | 18645.5085 | 4341.2927 | 0
2924 | 33.379 | 17494.0386 | 2728.5749 | 0 | 17948.1705 | 3191.1873 | 0 | 18645.3251 | 4339.2914 | 0
2925 | 33.3904 | 17493.6905 | 2727.3587 | 0 | 17948.1084 | 3190 | 0 | 18644.8378 | 4338.2139 | 0
2926 | 33.4018 | 17493.1962 | 2727.1033 | 0 | 17946.6909 | 3189.936 | 0 | 18644.6424 | 4337.3884 | 0
2927 | 33.4132 | 17491.735 | 2727.0718 | 0 | 17946.1432 | 3189.8946 | 0 | 18643.8993 | 4336.9799 | 0
2928 | 33.4247 | 17489.842 | 2725.9498 | 0 | 17945.715 | 3188.4876 | 0 | 18643.7539 | 4336.8477 | 0
2929 | 33.4361 | 17489.842 | 2725.4486 | 0 | 17945.6693 | 3188.2153 | 0 | 18642.3959 | 4336.001 | 0
2930 | 33.4475 | 17489.842 | 2724.969 | 0 | 17942.4218 | 3188.1906 | 0 | 18641.9516 | 4335.3088 | 0
2931 | 33.4589 | 17489.37 | 2724.8842 | 0 | 17941.9937 | 3188.1095 | 0 | 18640.766 | 4335.1484 | 0
2932 | 33.4703 | 17488.564 | 2724.8585 | 0 | 17939.3414 | 3187.3267 | 0 | 18640.2496 | 4334.9404 | 0
2933 | 33.4817 | 17488.5617 | 2724.7176 | 0 | 17939.2579 | 3186.7473 | 0 | 18640.1984 | 4334.2648 | 0
2934 | 33.4932 | 17487.2504 | 2724.5899 | 0 | 17939.2287 | 3186.7223 | 0 | 18640.0519 | 4332.0908 | 0
2935 | 33.5046 | 17484.7033 | 2721.5874 | 0 | 17938.3062 | 3186.6916 | 0 | 18639.5474 | 4331.6666 | 0
2936 | 33.516 | 17480.6512 | 2721.1972 | 0 | 17937.9663 | 3182.5445 | 0 | 18638.8706 | 4331.5005 | 0
2937 | 33.5274 | 17480.4892 | 2720.6803 | 0 | 17937.4964 | 3181.146 | 0 | 18638.1676 | 4331.3784 | 0
2938 | 33.5388 | 17478.5917 | 2720.4873 | 0 | 17937.0963 | 3180.5235 | 0 | 18637.4083 | 4331.1505 | 0
2939 | 33.5502 | 17477.8808 | 2720.1584 | 0 | 17937.0194 | 3179.447 | 0 | 18636.627 | 4331.0088 | 0
2940 | 33.5616 | 17476.8241 | 2720.1014 | 0 | 17935.3332 | 3178.9971 | 0 | 18634.9597 | 4328.1642 | 0
2941 | 33.5731 | 17476.6368 | 2719.3837 | 0 | 17934.8763 | 3178.9593 | 0 | 18634.8213 | 4327.8313 | 0
2942 | 33.5845 | 17476.2419 | 2719.2419 | 0 | 17934.7334 | 3177.6089 | 0 | 18634.3224 | 4327.2523 | 0
2943 | 33.5959 | 17474.2448 | 2718.7807 | 0 | 17934.2816 | 3177.1789 | 0 | 18632.6004 | 4327.1729 | 0
2944 | 33.6073 | 17474.2124 | 2718.178 | 0 | 17932.8748 | 3176.8376 | 0 | 18631.9246 | 4326.7346 | 0
2945 | 33.6187 | 17473.4066 | 2717.4119 | 0 | 17932.6826 | 3176.6112 | 0 | 18631.3091 | 4325.0952 | 0
2946 | 33.6301 | 17473.0738 | 2715.3245 | 0 | 17932.4166 | 3176.2999 | 0 | 18630.9522 | 4325.0947 | 0
2947 | 33.6416 | 17472.4095 | 2713.6548 | 0 | 17932.1902 | 3176.1662 | 0 | 18629.3385 | 4324.2747 | 0
2948 | 33.653 | 17472.269 | 2712.8184 | 0 | 17929.1983 | 3176.1573 | 0 | 18628.6194 | 4323.0258 | 0
2949 | 33.6644 | 17471.6719 | 2711.5479 | 0 | 17928.4957 | 3174.8779 | 0 | 18628.093 | 4322.8333 | 0
2950 | 33.6758 | 17471.407 | 2711.4261 | 0 | 17928.3898 | 3173.9421 | 0 | 18627.6274 | 4322.5085 | 0
2951 | 33.6872 | 17471.2562 | 2711.3324 | 0 | 17927.582 | 3173.1439 | 0 | 18626.1453 | 4322.339 | 0
2952 | 33.6986 | 17470.809 | 2710.461 | 0 | 17927.3827 | 3172.8142 | 0 | 18624.2564 | 4321.846 | 0
2953 | 33.71 | 17470.138 | 2710.0951 | 0 | 17925.4798 | 3170.8919 | 0 | 18623.2279 | 4321.7132 | 0
2954 | 33.7215 | 17468.9215 | 2709.1189 | 0 | 17925.1133 | 3170.0142 | 0 | 18622.3355 | 4321.6296 | 0
2955 | 33.7329 | 17468.9016 | 2709.1122 | 0 | 17925.0687 | 3169.9379 | 0 | 18621.2644 | 4320.4378 | 0
2956 | 33.7443 | 17468.7845 | 2708.3703 | 0 | 17923.3168 | 3169.8563 | 0 | 18620.9683 | 4320.2305 | 0
2957 | 33.7557 | 17467.8801 | 2707.9849 | 0 | 17922.7744 | 3169.4983 | 0 | 18620.6691 | 4319.8804 | 0
2958 | 33.7671 | 17467.4633 | 2705.9256 | 0 | 17922.7023 | 3169.4608 | 0 | 18620.484 | 4319.1688 | 0
2959 | 33.7785 | 17467.2749 | 2705.9126 | 0 | 17922.2439 | 3168.9318 | 0 | 18619.957 | 4319.0165 | 0
2960 | 33.79 | 17466.8741 | 2704.2356 | 0 | 17921.2693 | 3168.0986 | 0 | 18619.4241 | 4318.7545 | 0
2961 | 33.8014 | 17465.7494 | 2702.5416 | 0 | 17921.157 | 3167.4131 | 0 | 18618.6134 | 4317.0344 | 0
2962 | 33.8128 | 17465.5834 | 2701.9397 | 0 | 17920.1673 | 3166.7579 | 0 | 18615.6408 | 4316.0548 | 0
2963 | 33.8242 | 17465.1093 | 2701.4431 | 0 | 17919.8838 | 3165.3822 | 0 | 18615.5421 | 4316.0418 | 0
2964 | 33.8356 | 17463.7832 | 2700.903 | 0 | 17919.2513 | 3163.7409 | 0 | 18615.1405 | 4315.6701 | 0
2965 | 33.847 | 17463.0973 | 2700.273 | 0 | 17918.2428 | 3163.4231 | 0 | 18614.4126 | 4314.1627 | 0
2966 | 33.8584 | 17462.7352 | 2700.1691 | 0 | 17917.3728 | 3163.3937 | 0 | 18614.4126 | 4312.838 | 0
2967 | 33.8699 | 17460.8688 | 2699.4199 | 0 | 17916.9509 | 3163.0762 | 0 | 18612.799 | 4311.7275 | 0
2968 | 33.8813 | 17460.7553 | 2697.5603 | 0 | 17915.2278 | 3160.6359 | 0 | 18612.6452 | 4310.4816 | 0
2969 | 33.8927 | 17460.7487 | 2696.6624 | 0 | 17914.5554 | 3160.4587 | 0 | 18612.2044 | 4308.92 | 0
2970 | 33.9041 | 17458.5803 | 2696.6604 | 0 | 17913.775 | 3158.5103 | 0 | 18611.9551 | 4308.9061 | 0
2971 | 33.9155 | 17456.8345 | 2694.6599 | 0 | 17913.7369 | 3158.4651 | 0 | 18610.4817 | 4307.945 | 0
2972 | 33.9269 | 17456.6021 | 2692.977 | 0 | 17913.1084 | 3155.4838 | 0 | 18610.3368 | 4306.637 | 0
2973 | 33.9384 | 17455.9518 | 2692.388 | 0 | 17912.7109 | 3155.4424 | 0 | 18608.8783 | 4306.6234 | 0
2974 | 33.9498 | 17455.8227 | 2686.864 | 0 | 17912.7 | 3154.8361 | 0 | 18607.8507 | 4304.279 | 0
2975 | 33.9612 | 17455.3886 | 2686.7906 | 0 | 17912.1663 | 3150.6655 | 0 | 18606.5017 | 4303.4856 | 0
2976 | 33.9726 | 17454.6633 | 2686.1412 | 0 | 17911.5231 | 3148.4819 | 0 | 18606.4289 | 4303.0842 | 0
2977 | 33.984 | 17454.2156 | 2685.465 | 0 | 17911.4587 | 3147.4091 | 0 | 18606.0663 | 4302.1763 | 0
2978 | 33.9954 | 17453.8337 | 2683.9474 | 0 | 17910.894 | 3146.8444 | 0 | 18604.7273 | 4301.9669 | 0
2979 | 34.0068 | 17453.1451 | 2683.5568 | 0 | 17910.3019 | 3145.4973 | 0 | 18604.6527 | 4301.5585 | 0
2980 | 34.0183 | 17451.5548 | 2683.2196 | 0 | 17909.6918 | 3145.4825 | 0 | 18604.6178 | 4301.1556 | 0
2981 | 34.0297 | 17450.7993 | 2681.236 | 0 | 17909.5916 | 3145.1667 | 0 | 18603.3412 | 4300.7199 | 0
2982 | 34.0411 | 17449.0862 | 2681.1337 | 0 | 17908.6922 | 3144.2085 | 0 | 18603.2405 | 4300.5363 | 0
2983 | 34.0525 | 17449.0862 | 2680.9328 | 0 | 17908.0686 | 3143.549 | 0 | 18600.5643 | 4299.4018 | 0
2984 | 34.0639 | 17448.4749 | 2680.6913 | 0 | 17906.4594 | 3143.0049 | 0 | 18600.1868 | 4298.795 | 0
2985 | 34.0753 | 17446.3673 | 2680.5726 | 0 | 17905.8214 | 3141.8046 | 0 | 18599.7327 | 4297.398 | 0
2986 | 34.0868 | 17445.3062 | 2680.2407 | 0 | 17905.4003 | 3141.2966 | 0 | 18599.0542 | 4297.3852 | 0
2987 | 34.0982 | 17443.705 | 2680.214 | 0 | 17903.6847 | 3140.2968 | 0 | 18597.636 | 4296.6716 | 0
2988 | 34.1096 | 17442.425 | 2679.9483 | 0 | 17902.881 | 3140.0657 | 0 | 18597.5911 | 4296.6628 | 0
2989 | 34.121 | 17436.5116 | 2679.7512 | 0 | 17901.914 | 3139.3396 | 0 | 18596.3213 | 4296.4072 | 0
2990 | 34.1324 | 17436.1173 | 2679.5347 | 0 | 17901.762 | 3137.1483 | 0 | 18595.6979 | 4295.9888 | 0
2991 | 34.1438 | 17435.865 | 2679.2102 | 0 | 17901.6995 | 3136.0742 | 0 | 18595.3414 | 4295.7109 | 0
2992 | 34.1553 | 17435.7733 | 2678.4674 | 0 | 17901.0757 | 3135.9765 | 0 | 18594.3663 | 4295.4706 | 0
2993 | 34.1667 | 17435.6239 | 2678.3331 | 0 | 17900.9429 | 3134.4502 | 0 | 18593.0532 | 4295.3384 | 0
2994 | 34.1781 | 17434.38 | 2678.3009 | 0 | 17900.8866 | 3133.032 | 0 | 18592.0115 | 4294.5498 | 0
2995 | 34.1895 | 17434.1175 | 2677.584 | 0 | 17900.647 | 3132.4048 | 0 | 18590.9679 | 4294.4325 | 0
2996 | 34.2009 | 17433.67 | 2676.4355 | 0 | 17900.5638 | 3130.8499 | 0 | 18589.8408 | 4294.1518 | 0
2997 | 34.2123 | 17433.1156 | 2675.6099 | 0 | 17900.2114 | 3130.6835 | 0 | 18589.5658 | 4293.7324 | 0
2998 | 34.2237 | 17430.9962 | 2675.3805 | 0 | 17900.0156 | 3129.0936 | 0 | 18588.4397 | 4293.3305 | 0
2999 | 34.2352 | 17430.2669 | 2674.8369 | 0 | 17897.1837 | 3127.2814 | 0 | 18587.877 | 4293.2224 | 0
3000 | 34.2466 | 17430.0386 | 2674.7286 | 0 | 17896.7445 | 3127.0131 | 0 | 18587.8617 | 4293.0349 | 0
3001 | 34.258 | 17430.0164 | 2674.5318 | 0 | 17895.681 | 3126.3787 | 0 | 18587.5891 | 4292.8127 | 0
3002 | 34.2694 | 17429.9044 | 2674.2235 | 0 | 17894.9721 | 3125.3146 | 0 | 18587.3048 | 4292.0096 | 0
3003 | 34.2808 | 17428.5414 | 2673.4091 | 0 | 17894.8801 | 3123.3412 | 0 | 18586.9595 | 4291.2026 | 0
3004 | 34.2922 | 17428.0917 | 2672.668 | 0 | 17894.2389 | 3121.813 | 0 | 18585.7725 | 4291.197 | 0
3005 | 34.3037 | 17427.4173 | 2672.5895 | 0 | 17893.7956 | 3121.3118 | 0 | 18584.5175 | 4291.1175 | 0
3006 | 34.3151 | 17425.713 | 2671.0152 | 0 | 17893.2714 | 3120.2332 | 0 | 18583.4689 | 4289.9795 | 0
3007 | 34.3265 | 17425.4062 | 2669.1755 | 0 | 17892.9363 | 3119.1787 | 0 | 18582.9817 | 4289.9002 | 0
3008 | 34.3379 | 17424.7137 | 2663.5147 | 0 | 17892.5593 | 3118.8127 | 0 | 18582.9547 | 4288.9335 | 0
3009 | 34.3493 | 17422.9098 | 2662.1787 | 0 | 17892.3323 | 3118.555 | 0 | 18581.7123 | 4287.9582 | 0
3010 | 34.3607 | 17422.7542 | 2661.471 | 0 | 17890.386 | 3118.0321 | 0 | 18581.4623 | 4287.5896 | 0
3011 | 34.3721 | 17421.9055 | 2660.1418 | 0 | 17889.8478 | 3117.6348 | 0 | 18581.167 | 4287.5279 | 0
3012 | 34.3836 | 17420.5158 | 2658.5537 | 0 | 17889.7927 | 3117.1263 | 0 | 18579.1722 | 4286.8289 | 0
3013 | 34.395 | 17419.5807 | 2657.8918 | 0 | 17888.8326 | 3116.9612 | 0 | 18578.6698 | 4286.3293 | 0
3014 | 34.4064 | 17419.3641 | 2657.5717 | 0 | 17888.8068 | 3116.5198 | 0 | 18578.4892 | 4286.3248 | 0
3015 | 34.4178 | 17418.6281 | 2656.5705 | 0 | 17887.6422 | 3116.4801 | 0 | 18577.5008 | 4286.3144 | 0
3016 | 34.4292 | 17417.525 | 2656.1993 | 0 | 17886.4088 | 3116.4577 | 0 | 18577.1854 | 4285.6568 | 0
3017 | 34.4406 | 17417.1051 | 2655.6102 | 0 | 17885.5288 | 3115.6385 | 0 | 18576.7183 | 4285.6028 | 0
3018 | 34.4521 | 17417.0931 | 2653.801 | 0 | 17885.3785 | 3111.7918 | 0 | 18575.2255 | 4285.3453 | 0
3019 | 34.4635 | 17417.0892 | 2653.7288 | 0 | 17883.8434 | 3111.5605 | 0 | 18575.1849 | 4285.2566 | 0
3020 | 34.4749 | 17415.0193 | 2653.2568 | 0 | 17881.9107 | 3109.8735 | 0 | 18574.0695 | 4283.3596 | 0
3021 | 34.4863 | 17414.0777 | 2651.2805 | 0 | 17881.6798 | 3109.87 | 0 | 18572.7263 | 4282.1361 | 0
3022 | 34.4977 | 17413.6765 | 2650.9225 | 0 | 17879.0097 | 3109.1821 | 0 | 18570.128 | 4281.9008 | 0
3023 | 34.5091 | 17413.0356 | 2650.2773 | 0 | 17877.1333 | 3107.8641 | 0 | 18570.09 | 4281.6363 | 0
3024 | 34.5205 | 17412.7888 | 2650.0638 | 0 | 17876.7601 | 3107.7019 | 0 | 18570.0099 | 4281.2622 | 0
3025 | 34.532 | 17412.0377 | 2646.5092 | 0 | 17876.3547 | 3106.7146 | 0 | 18568.4926 | 4279.8862 | 0
3026 | 34.5434 | 17411.8638 | 2645.8657 | 0 | 17875.5802 | 3106.6441 | 0 | 18568.2639 | 4279.8147 | 0
3027 | 34.5548 | 17411.1669 | 2645.2973 | 0 | 17875.0157 | 3106.4957 | 0 | 18567.6016 | 4279.8103 | 0
3028 | 34.5662 | 17410.707 | 2645.1541 | 0 | 17874.6589 | 3104.6479 | 0 | 18567.4991 | 4279.8096 | 0
3029 | 34.5776 | 17409.5935 | 2644.0465 | 0 | 17874.5872 | 3104.6437 | 0 | 18566.6636 | 4279.6315 | 0
3030 | 34.589 | 17409.2177 | 2643.5068 | 0 | 17873.4839 | 3104.2913 | 0 | 18566.4901 | 4278.9554 | 0
3031 | 34.6005 | 17407.8204 | 2643.2636 | 0 | 17873.4813 | 3102.83 | 0 | 18565.1363 | 4278.6075 | 0
3032 | 34.6119 | 17407.0659 | 2643.1723 | 0 | 17873.0299 | 3102.6401 | 0 | 18565.1318 | 4277.5599 | 0
3033 | 34.6233 | 17406.7041 | 2642.9081 | 0 | 17870.9788 | 3102.4192 | 0 | 18564.6154 | 4277.2508 | 0
3034 | 34.6347 | 17405.2319 | 2641.1072 | 0 | 17870.5203 | 3102.2605 | 0 | 18564.3602 | 4276.5373 | 0
3035 | 34.6461 | 17404.9477 | 2641.0889 | 0 | 17869.7809 | 3101.758 | 0 | 18564.299 | 4276.1322 | 0
3036 | 34.6575 | 17403.5837 | 2641.082 | 0 | 17869.532 | 3101.6385 | 0 | 18563.7009 | 4273.0019 | 0
3037 | 34.6689 | 17403.5433 | 2640.9488 | 0 | 17868.4403 | 3099.7754 | 0 | 18563.5016 | 4271.3208 | 0
3038 | 34.6804 | 17402.7695 | 2640.904 | 0 | 17867.5264 | 3099.4392 | 0 | 18563.0545 | 4270.8607 | 0
3039 | 34.6918 | 17401.6904 | 2640.6322 | 0 | 17865.3481 | 3099.4349 | 0 | 18562.705 | 4270.4884 | 0
3040 | 34.7032 | 17401.5639 | 2640.2511 | 0 | 17864.7481 | 3098.2865 | 0 | 18561.3437 | 4268.4484 | 0
3041 | 34.7146 | 17401.4207 | 2639.5749 | 0 | 17864.4832 | 3097.9663 | 0 | 18560.3903 | 4267.215 | 0
3042 | 34.726 | 17401.1931 | 2639.5259 | 0 | 17863.6666 | 3097.5595 | 0 | 18560.1846 | 4267.0364 | 0
3043 | 34.7374 | 17400.6199 | 2636.9514 | 0 | 17863.3836 | 3097.5261 | 0 | 18557.8479 | 4266.5741 | 0
3044 | 34.7489 | 17400.5668 | 2636.5977 | 0 | 17861.477 | 3097.5054 | 0 | 18557.1493 | 4266.0503 | 0
3045 | 34.7603 | 17400.1537 | 2635.1981 | 0 | 17861.2403 | 3096.9993 | 0 | 18557.0622 | 4264.8296 | 0
3046 | 34.7717 | 17399.7405 | 2635.1214 | 0 | 17860.1367 | 3094.3872 | 0 | 18556.9631 | 4264.4848 | 0
3047 | 34.7831 | 17399.5297 | 2634.9728 | 0 | 17859.7535 | 3090.3826 | 0 | 18556.8501 | 4264.1385 | 0
3048 | 34.7945 | 17397.7498 | 2634.8844 | 0 | 17858.7429 | 3090.3279 | 0 | 18556.4744 | 4260.68 | 0
3049 | 34.8059 | 17397.0716 | 2634.1462 | 0 | 17858.7158 | 3089.4797 | 0 | 18555.0751 | 4260.5596 | 0
3050 | 34.8174 | 17396.9255 | 2633.1496 | 0 | 17858.6084 | 3088.8657 | 0 | 18554.6792 | 4260.4721 | 0
3051 | 34.8288 | 17396.8948 | 2632.6046 | 0 | 17858.1102 | 3088.3087 | 0 | 18554.6192 | 4258.756 | 0
3052 | 34.8402 | 17396.3001 | 2632.4766 | 0 | 17858.0999 | 3088.1923 | 0 | 18554.5048 | 4258.6195 | 0
3053 | 34.8516 | 17395.3056 | 2632.4234 | 0 | 17858.0472 | 3086.9514 | 0 | 18553.3779 | 4256.8893 | 0
3054 | 34.863 | 17393.1932 | 2631.1935 | 0 | 17857.1093 | 3086.7999 | 0 | 18553.0608 | 4256.6747 | 0
3055 | 34.8744 | 17391.9521 | 2630.8638 | 0 | 17856.0611 | 3085.9093 | 0 | 18547.5827 | 4254.5718 | 0
3056 | 34.8858 | 17390.5601 | 2629.3488 | 0 | 17855.9018 | 3085.694 | 0 | 18547.557 | 4254.3997 | 0
3057 | 34.8973 | 17390.2576 | 2628.3393 | 0 | 17855.7636 | 3085.4032 | 0 | 18547.0871 | 4254.248 | 0
3058 | 34.9087 | 17388.3435 | 2628.1366 | 0 | 17855.3373 | 3085.0799 | 0 | 18546.7368 | 4254.0406 | 0
3059 | 34.9201 | 17387.1335 | 2625.9111 | 0 | 17854.0634 | 3084.7863 | 0 | 18546.3762 | 4253.5767 | 0
3060 | 34.9315 | 17386.562 | 2625.7819 | 0 | 17852.5683 | 3084.1506 | 0 | 18546.3131 | 4252.9928 | 0
3061 | 34.9429 | 17385.7721 | 2625.3109 | 0 | 17851.8184 | 3084.1031 | 0 | 18546.2167 | 4252.2026 | 0
3062 | 34.9543 | 17383.4271 | 2623.9302 | 0 | 17849.6264 | 3083.814 | 0 | 18543.2272 | 4251.6926 | 0
3063 | 34.9658 | 17383.2112 | 2622.376 | 0 | 17849.1733 | 3083.7178 | 0 | 18542.7244 | 4250.4842 | 0
3064 | 34.9772 | 17382.6021 | 2622.1211 | 0 | 17848.7753 | 3083.4461 | 0 | 18542.4641 | 4250.185 | 0
3065 | 34.9886 | 17381.1164 | 2621.7565 | 0 | 17848.4381 | 3082.7116 | 0 | 18541.8622 | 4249.8799 | 0
3066 | 35 | 17380.6473 | 2621.18 | 0 | 17847.6519 | 3080.2643 | 0 | 18541.4311 | 4249.655 | 0
3067 | 35.0114 | 17379.8984 | 2620.4221 | 0 | 17847.1777 | 3080.1546 | 0 | 18540.683 | 4249.4828 | 0
3068 | 35.0228 | 17379.5255 | 2618.8436 | 0 | 17846.7982 | 3078.9896 | 0 | 18540.5576 | 4247.0587 | 0
3069 | 35.0342 | 17379.3466 | 2616.2197 | 0 | 17846.3232 | 3078.4643 | 0 | 18540.1992 | 4246.5814 | 0
3070 | 35.0457 | 17379.3435 | 2614.6569 | 0 | 17844.1257 | 3077.7006 | 0 | 18539.9573 | 4246.0456 | 0
3071 | 35.0571 | 17378.7528 | 2614.0375 | 0 | 17843.8374 | 3076.6243 | 0 | 18539.4715 | 4245.7768 | 0
3072 | 35.0685 | 17378.7162 | 2613.5079 | 0 | 17842.5104 | 3076.0884 | 0 | 18538.1845 | 4245.0901 | 0
3073 | 35.0799 | 17378.398 | 2612.9129 | 0 | 17842.2746 | 3072.6318 | 0 | 18537.4773 | 4244.5171 | 0
3074 | 35.0913 | 17378.0557 | 2612.4397 | 0 | 17842.0501 | 3068.7413 | 0 | 18536.6948 | 4244.3118 | 0
3075 | 35.1027 | 17377.4217 | 2612.2649 | 0 | 17842.044 | 3067.7609 | 0 | 18536.556 | 4243.6243 | 0
3076 | 35.1142 | 17376.1682 | 2612.15 | 0 | 17841.625 | 3067.4992 | 0 | 18534.3519 | 4242.8775 | 0
3077 | 35.1256 | 17376.1682 | 2612.1074 | 0 | 17839.8208 | 3067.2751 | 0 | 18534.1109 | 4241.3908 | 0
3078 | 35.137 | 17376.0905 | 2611.9364 | 0 | 17838.7955 | 3067.2401 | 0 | 18533.5952 | 4240.8669 | 0
3079 | 35.1484 | 17375.0731 | 2611.2561 | 0 | 17838.5304 | 3064.5106 | 0 | 18532.7561 | 4240.5875 | 0
3080 | 35.1598 | 17373.4237 | 2610.9048 | 0 | 17837.3512 | 3064.2865 | 0 | 18532.7199 | 4239.609 | 0
3081 | 35.1712 | 17372.6476 | 2610.6784 | 0 | 17836.7754 | 3063.8731 | 0 | 18530.1886 | 4239.5605 | 0
3082 | 35.1826 | 17371.8002 | 2608.9188 | 0 | 17836.534 | 3063.6963 | 0 | 18530.1787 | 4239.552 | 0
3083 | 35.1941 | 17371.5614 | 2606.9791 | 0 | 17835.3401 | 3061.9408 | 0 | 18529.9566 | 4238.6511 | 0
3084 | 35.2055 | 17371.374 | 2606.6915 | 0 | 17834.8916 | 3061.7704 | 0 | 18529.144 | 4238.05 | 0
3085 | 35.2169 | 17370.8924 | 2606.0802 | 0 | 17834.6538 | 3061.7667 | 0 | 18528.4826 | 4238.0468 | 0
3086 | 35.2283 | 17370.4652 | 2605.5645 | 0 | 17832.7862 | 3061.7572 | 0 | 18528.2837 | 4235.3711 | 0
3087 | 35.2397 | 17370.4569 | 2605.3476 | 0 | 17831.9436 | 3061.0878 | 0 | 18525.9437 | 4233.7656 | 0
3088 | 35.2511 | 17368.9892 | 2604.3526 | 0 | 17830.9785 | 3060.9487 | 0 | 18525.1856 | 4233.7437 | 0
3089 | 35.2626 | 17368.9116 | 2603.0352 | 0 | 17830.9186 | 3059.8786 | 0 | 18524.0348 | 4232.7142 | 0
3090 | 35.274 | 17368.645 | 2601.686 | 0 | 17830.5176 | 3057.5919 | 0 | 18523.2971 | 4230.4207 | 0
3091 | 35.2854 | 17368.645 | 2601.2963 | 0 | 17830.2611 | 3057.0825 | 0 | 18521.8654 | 4229.8098 | 0
3092 | 35.2968 | 17368.4738 | 2600.9296 | 0 | 17829.9117 | 3056.6845 | 0 | 18521.7692 | 4229.6884 | 0
3093 | 35.3082 | 17368.0838 | 2600.5607 | 0 | 17829.6277 | 3056.4738 | 0 | 18521.7492 | 4229.0563 | 0
3094 | 35.3196 | 17367.1561 | 2597.1857 | 0 | 17827.6762 | 3055.7625 | 0 | 18520.7398 | 4227.8603 | 0
3095 | 35.3311 | 17367.0692 | 2596.7592 | 0 | 17827.3662 | 3054.4577 | 0 | 18520.4052 | 4227.1572 | 0
3096 | 35.3425 | 17366.7472 | 2595.3237 | 0 | 17827.0853 | 3053.9398 | 0 | 18520.3257 | 4226.2077 | 0
3097 | 35.3539 | 17365.6311 | 2595.1946 | 0 | 17826.8737 | 3052.9924 | 0 | 18520.3172 | 4225.6624 | 0
3098 | 35.3653 | 17365.6243 | 2593.7878 | 0 | 17825.5675 | 3052.1216 | 0 | 18518.6606 | 4225.5103 | 0
3099 | 35.3767 | 17362.8902 | 2592.9585 | 0 | 17824.8605 | 3051.8907 | 0 | 18518.0094 | 4225.1733 | 0
3100 | 35.3881 | 17362.7112 | 2592.7879 | 0 | 17822.6896 | 3051.2643 | 0 | 18517.045 | 4225.1385 | 0
3101 | 35.3995 | 17361.7553 | 2591.7181 | 0 | 17822.4894 | 3050.0582 | 0 | 18516.7912 | 4225.0151 | 0
3102 | 35.411 | 17361.619 | 2591.3317 | 0 | 17822.3851 | 3049.6892 | 0 | 18516.0308 | 4224.65 | 0
3103 | 35.4224 | 17360.8981 | 2591.2937 | 0 | 17822.0667 | 3049.2733 | 0 | 18515.9697 | 4223.2015 | 0
3104 | 35.4338 | 17360.784 | 2591.0721 | 0 | 17821.0016 | 3049.0138 | 0 | 18514.4463 | 4222.6046 | 0
3105 | 35.4452 | 17359.9707 | 2587.9501 | 0 | 17820.6606 | 3046.9332 | 0 | 18514.2307 | 4222.3553 | 0
3106 | 35.4566 | 17358.9677 | 2587.7825 | 0 | 17820.4481 | 3046.9169 | 0 | 18513.0238 | 4220.5461 | 0
3107 | 35.468 | 17358.9677 | 2587.3432 | 0 | 17820.2433 | 3046.1038 | 0 | 18512.7531 | 4219.6094 | 0
3108 | 35.4795 | 17358.0707 | 2586.9738 | 0 | 17820.0701 | 3045.8024 | 0 | 18510.785 | 4219.4222 | 0
3109 | 35.4909 | 17356.6068 | 2586.9557 | 0 | 17819.3807 | 3044.4402 | 0 | 18509.5278 | 4219.3618 | 0
3110 | 35.5023 | 17355.7947 | 2586.823 | 0 | 17819.114 | 3044.4101 | 0 | 18508.4273 | 4219.0926 | 0
3111 | 35.5137 | 17355.7475 | 2585.9581 | 0 | 17818.7286 | 3044.1428 | 0 | 18508.3 | 4217.2821 | 0
3112 | 35.5251 | 17355.563 | 2584.632 | 0 | 17818.4145 | 3043.3067 | 0 | 18508.2732 | 4216.7693 | 0
3113 | 35.5365 | 17355.2021 | 2583.1219 | 0 | 17818.1666 | 3042.7852 | 0 | 18508.2463 | 4216.7418 | 0
3114 | 35.5479 | 17354.9023 | 2581.8667 | 0 | 17818.0031 | 3042.6989 | 0 | 18506.1761 | 4215.5767 | 0
3115 | 35.5594 | 17354.213 | 2579.4968 | 0 | 17813.721 | 3041.7466 | 0 | 18506.0515 | 4214.4468 | 0
3116 | 35.5708 | 17354.0986 | 2579.2861 | 0 | 17813.1579 | 3040.6645 | 0 | 18505.8765 | 4213.0293 | 0
3117 | 35.5822 | 17353.8753 | 2578.5533 | 0 | 17812.9211 | 3039.4845 | 0 | 18503.1176 | 4211.5997 | 0
3118 | 35.5936 | 17353.7827 | 2577.8265 | 0 | 17812.6124 | 3039.4423 | 0 | 18503.0462 | 4210.2667 | 0
3119 | 35.605 | 17353.6981 | 2577.7001 | 0 | 17812.4786 | 3039.3726 | 0 | 18502.986 | 4209.9195 | 0
3120 | 35.6164 | 17353.233 | 2576.2117 | 0 | 17812.0308 | 3039.3212 | 0 | 18502.7607 | 4209.6491 | 0
3121 | 35.6279 | 17352.3833 | 2575.7097 | 0 | 17811.6918 | 3039.2729 | 0 | 18501.7654 | 4207.3966 | 0
3122 | 35.6393 | 17351.5716 | 2575.655 | 0 | 17811.6068 | 3039.0808 | 0 | 18501.6063 | 4207.1556 | 0
3123 | 35.6507 | 17348.4953 | 2573.7085 | 0 | 17811.4635 | 3038.501 | 0 | 18500.317 | 4205.7398 | 0
3124 | 35.6621 | 17348.3902 | 2573.4413 | 0 | 17810.6561 | 3037.4922 | 0 | 18499.8703 | 4204.813 | 0
3125 | 35.6735 | 17347.7504 | 2571.779 | 0 | 17810.5675 | 3037.3585 | 0 | 18499.4431 | 4204.514 | 0
3126 | 35.6849 | 17346.5623 | 2571.3809 | 0 | 17810.2873 | 3036.2157 | 0 | 18499.2929 | 4204.2326 | 0
3127 | 35.6963 | 17345.7983 | 2570.5102 | 0 | 17808.8747 | 3035.3295 | 0 | 18499.266 | 4204.1658 | 0
3128 | 35.7078 | 17344.9103 | 2570.0613 | 0 | 17808.7239 | 3035.0727 | 0 | 18499.213 | 4202.3692 | 0
3129 | 35.7192 | 17343.8537 | 2569.4768 | 0 | 17807.5992 | 3034.8364 | 0 | 18499.213 | 4201.989 | 0
3130 | 35.7306 | 17342.5347 | 2568.4092 | 0 | 17805.8172 | 3034.6683 | 0 | 18498.9962 | 4201.607 | 0
3131 | 35.742 | 17342.4404 | 2567.2283 | 0 | 17805.399 | 3033.1932 | 0 | 18498.5937 | 4200.5778 | 0
3132 | 35.7534 | 17341.1291 | 2566.163 | 0 | 17802.6189 | 3032.0922 | 0 | 18498.2392 | 4200.2082 | 0
3133 | 35.7648 | 17340.8963 | 2565.9208 | 0 | 17802.495 | 3030.5951 | 0 | 18497.2761 | 4199.3595 | 0
3134 | 35.7763 | 17340.8197 | 2565.418 | 0 | 17802.0017 | 3030.5698 | 0 | 18496.3922 | 4198.7959 | 0
3135 | 35.7877 | 17338.4289 | 2565.3862 | 0 | 17800.9373 | 3030.2581 | 0 | 18496.2141 | 4198.6107 | 0
3136 | 35.7991 | 17338.3883 | 2564.7331 | 0 | 17800.6801 | 3029.168 | 0 | 18495.9968 | 4196.7951 | 0
3137 | 35.8105 | 17338.3735 | 2564.6818 | 0 | 17800.4756 | 3027.7076 | 0 | 18495.1096 | 4196.3823 | 0
3138 | 35.8219 | 17337.8895 | 2564.5681 | 0 | 17799.9267 | 3027.264 | 0 | 18494.2269 | 4196.0955 | 0
3139 | 35.8333 | 17337.6266 | 2564.2968 | 0 | 17799.7881 | 3027.1739 | 0 | 18493.6063 | 4195.6353 | 0
3140 | 35.8447 | 17336.9072 | 2564.1914 | 0 | 17799.3925 | 3026.612 | 0 | 18489.1061 | 4195.0964 | 0
3141 | 35.8562 | 17336.6483 | 2564.1866 | 0 | 17799.1038 | 3025.5484 | 0 | 18488.8863 | 4194.4823 | 0
3142 | 35.8676 | 17336.3337 | 2562.7712 | 0 | 17797.9832 | 3025.1153 | 0 | 18488.5105 | 4193.8148 | 0
3143 | 35.879 | 17336.2837 | 2562.6333 | 0 | 17797.4326 | 3025.0909 | 0 | 18487.9332 | 4193.6291 | 0
3144 | 35.8904 | 17335.3393 | 2562.3775 | 0 | 17797.3379 | 3025.0688 | 0 | 18487.6241 | 4193.5644 | 0
3145 | 35.9018 | 17334.3684 | 2562.2994 | 0 | 17797.2698 | 3024.6599 | 0 | 18486.9359 | 4193.1076 | 0
3146 | 35.9132 | 17332.0533 | 2561.5864 | 0 | 17795.741 | 3023.085 | 0 | 18486.5791 | 4193.022 | 0
3147 | 35.9247 | 17330.2103 | 2561.4097 | 0 | 17795.5752 | 3022.5559 | 0 | 18485.3626 | 4192.0647 | 0
3148 | 35.9361 | 17329.4697 | 2559.5685 | 0 | 17794.9362 | 3021.6965 | 0 | 18485.2837 | 4191.6882 | 0
3149 | 35.9475 | 17329.4024 | 2559.1264 | 0 | 17794.5791 | 3021.6648 | 0 | 18484.9164 | 4191.0914 | 0
3150 | 35.9589 | 17329.4024 | 2557.9605 | 0 | 17794.4584 | 3020.8007 | 0 | 18484.5968 | 4189.8932 | 0
3151 | 35.9703 | 17328.6016 | 2557.8113 | 0 | 17794.3682 | 3020.5742 | 0 | 18484.2014 | 4187.8909 | 0
3152 | 35.9817 | 17328.4444 | 2557.1333 | 0 | 17793.5922 | 3020.4329 | 0 | 18484.0554 | 4186.8641 | 0
3153 | 35.9932 | 17328.0309 | 2556.8132 | 0 | 17793.561 | 3020.1504 | 0 | 18484.0431 | 4186.5985 | 0
3154 | 36.0046 | 17326.9574 | 2556.7643 | 0 | 17793.1719 | 3019.5063 | 0 | 18483.9285 | 4186.1229 | 0
3155 | 36.016 | 17326.9258 | 2555.7688 | 0 | 17792.6418 | 3019.4612 | 0 | 18482.95 | 4184.4054 | 0
3156 | 36.0274 | 17325.6787 | 2554.4958 | 0 | 17792.227 | 3019.2678 | 0 | 18482.7008 | 4183.5909 | 0
3157 | 36.0388 | 17325.5812 | 2553.6849 | 0 | 17790.7801 | 3016.3478 | 0 | 18481.8964 | 4183.3324 | 0
3158 | 36.0502 | 17325.4198 | 2552.7821 | 0 | 17790.7596 | 3014.588 | 0 | 18481.6045 | 4182.7878 | 0
3159 | 36.0616 | 17323.5373 | 2551.7111 | 0 | 17788.9899 | 3014.3178 | 0 | 18481.553 | 4180.1915 | 0
3160 | 36.0731 | 17323.5064 | 2551.2647 | 0 | 17788.3065 | 3014.1678 | 0 | 18480.7107 | 4179.887 | 0
3161 | 36.0845 | 17323.2322 | 2550.5404 | 0 | 17788.1022 | 3014.1232 | 0 | 18480.6005 | 4177.6859 | 0
3162 | 36.0959 | 17322.2658 | 2548.9746 | 0 | 17785.3809 | 3013.854 | 0 | 18480.2964 | 4175.6283 | 0
3163 | 36.1073 | 17321.9916 | 2548.8398 | 0 | 17784.7154 | 3013.6703 | 0 | 18480.1041 | 4174.6979 | 0
3164 | 36.1187 | 17321.902 | 2547.4439 | 0 | 17782.0838 | 3013.4555 | 0 | 18480.0986 | 4173.2291 | 0
3165 | 36.1301 | 17321.8875 | 2547.3059 | 0 | 17781.0338 | 3013.4253 | 0 | 18479.7706 | 4171.2758 | 0
3166 | 36.1416 | 17320.9751 | 2545.5194 | 0 | 17780.3431 | 3012.18 | 0 | 18478.7042 | 4169.903 | 0
3167 | 36.153 | 17320.3222 | 2545.2925 | 0 | 17779.3283 | 3012.1115 | 0 | 18478.2083 | 4169.5385 | 0
3168 | 36.1644 | 17319.8954 | 2544.6764 | 0 | 17779.2505 | 3011.3544 | 0 | 18478.0397 | 4168.532 | 0
3169 | 36.1758 | 17319.5575 | 2544.618 | 0 | 17779.0981 | 3009.932 | 0 | 18477.5999 | 4168.2752 | 0
3170 | 36.1872 | 17319.1913 | 2544.4691 | 0 | 17777.8564 | 3007.6638 | 0 | 18477.5558 | 4167.2653 | 0
3171 | 36.1986 | 17318.9468 | 2543.7876 | 0 | 17776.9001 | 3006.5061 | 0 | 18477.4057 | 4166.8794 | 0
3172 | 36.21 | 17316.9201 | 2543.2534 | 0 | 17775.7582 | 3005.8518 | 0 | 18477.2178 | 4166.4853 | 0
3173 | 36.2215 | 17316.1226 | 2540.5094 | 0 | 17775.6763 | 3005.767 | 0 | 18477.0849 | 4165.5134 | 0
3174 | 36.2329 | 17313.9234 | 2540.4947 | 0 | 17775.3483 | 3005.4597 | 0 | 18476.9382 | 4165.4721 | 0
3175 | 36.2443 | 17313.8647 | 2540.3431 | 0 | 17775.2794 | 3004.7281 | 0 | 18476.5622 | 4165.3032 | 0
3176 | 36.2557 | 17311.7925 | 2540.3398 | 0 | 17774.1698 | 3004.512 | 0 | 18476.1009 | 4164.9257 | 0
3177 | 36.2671 | 17310.9032 | 2538.9184 | 0 | 17774.0634 | 3004.2242 | 0 | 18474.3735 | 4162.6416 | 0
3178 | 36.2785 | 17310.8279 | 2538.3226 | 0 | 17773.8588 | 3003.8856 | 0 | 18474.1073 | 4160.8294 | 0
3179 | 36.29 | 17309.5031 | 2538.2727 | 0 | 17773.2791 | 3001.5335 | 0 | 18473.6377 | 4159.4903 | 0
3180 | 36.3014 | 17308.871 | 2537.6831 | 0 | 17772.1155 | 3000.7795 | 0 | 18473.2187 | 4159.2935 | 0
3181 | 36.3128 | 17308.81 | 2537.3614 | 0 | 17772.0139 | 3000.3888 | 0 | 18472.6582 | 4159.2792 | 0
3182 | 36.3242 | 17308.4156 | 2536.8942 | 0 | 17771.1848 | 2998.7669 | 0 | 18472.177 | 4158.7098 | 0
3183 | 36.3356 | 17308.1119 | 2536.4239 | 0 | 17771.0595 | 2997.3584 | 0 | 18472.1098 | 4156.3908 | 0
3184 | 36.347 | 17307.9935 | 2535.5085 | 0 | 17770.8619 | 2996.8949 | 0 | 18471.8362 | 4155.173 | 0
3185 | 36.3584 | 17307.9368 | 2535.2899 | 0 | 17769.0805 | 2995.8528 | 0 | 18471.0365 | 4153.2687 | 0
3186 | 36.3699 | 17307.3658 | 2535.1235 | 0 | 17768.2659 | 2995.8428 | 0 | 18470.3553 | 4153.1168 | 0
3187 | 36.3813 | 17307.3658 | 2534.0069 | 0 | 17766.8605 | 2995.7074 | 0 | 18470.2744 | 4152.7332 | 0
3188 | 36.3927 | 17307.3658 | 2533.7132 | 0 | 17765.7677 | 2994.6142 | 0 | 18468.9386 | 4152.5678 | 0
3189 | 36.4041 | 17307.046 | 2533.2466 | 0 | 17765.4429 | 2994.2344 | 0 | 18468.3789 | 4152.0535 | 0
3190 | 36.4155 | 17306.6025 | 2533.187 | 0 | 17765.1832 | 2994.0832 | 0 | 18467.8517 | 4152.0468 | 0
3191 | 36.4269 | 17306.5505 | 2532.1815 | 0 | 17765.1211 | 2993.4812 | 0 | 18467.6045 | 4151.7281 | 0
3192 | 36.4384 | 17306.3017 | 2531.4874 | 0 | 17764.7799 | 2993.2932 | 0 | 18467.4959 | 4151.696 | 0
3193 | 36.4498 | 17305.1443 | 2531.345 | 0 | 17762.7966 | 2993.2701 | 0 | 18466.4951 | 4151.1275 | 0
3194 | 36.4612 | 17304.9137 | 2531.0459 | 0 | 17762.0695 | 2992.9985 | 0 | 18465.7226 | 4149.7315 | 0
3195 | 36.4726 | 17304.5711 | 2530.3079 | 0 | 17760.688 | 2990.9392 | 0 | 18465.4052 | 4149.2498 | 0
3196 | 36.484 | 17303.9424 | 2529.8037 | 0 | 17760.5824 | 2990.3514 | 0 | 18465.2531 | 4149.1105 | 0
3197 | 36.4954 | 17303.4671 | 2529.5934 | 0 | 17759.5895 | 2990.0628 | 0 | 18463.6229 | 4147.5556 | 0
3198 | 36.5068 | 17302.8313 | 2529.2504 | 0 | 17758.7077 | 2989.6776 | 0 | 18463.2254 | 4146.8128 | 0
3199 | 36.5183 | 17302.1541 | 2528.7158 | 0 | 17756.6385 | 2988.9501 | 0 | 18462.8412 | 4146.4119 | 0
3200 | 36.5297 | 17301.6877 | 2528.6133 | 0 | 17755.9061 | 2986.4216 | 0 | 18462.3111 | 4146.1872 | 0
3201 | 36.5411 | 17301.0608 | 2528.4812 | 0 | 17755.0679 | 2985.8047 | 0 | 18459.2015 | 4145.9596 | 0
3202 | 36.5525 | 17300.323 | 2528.3507 | 0 | 17754.9116 | 2985.1272 | 0 | 18457.5619 | 4145.403 | 0
3203 | 36.5639 | 17299.9579 | 2526.5848 | 0 | 17752.3351 | 2984.8532 | 0 | 18457.5619 | 4145.1299 | 0
3204 | 36.5753 | 17299.9136 | 2525.8162 | 0 | 17751.9036 | 2983.5545 | 0 | 18457.5338 | 4144.8398 | 0
3205 | 36.5868 | 17298.995 | 2525.7656 | 0 | 17750.5607 | 2982.8309 | 0 | 18457.5338 | 4143.4678 | 0
3206 | 36.5982 | 17298.6427 | 2525.7652 | 0 | 17750.1867 | 2982.7507 | 0 | 18456.6608 | 4142.8225 | 0
3207 | 36.6096 | 17298.5706 | 2525.7439 | 0 | 17750.1175 | 2981.9466 | 0 | 18456.016 | 4142.7422 | 0
3208 | 36.621 | 17297.178 | 2524.79 | 0 | 17749.8069 | 2979.7613 | 0 | 18455.1868 | 4142.45 | 0
3209 | 36.6324 | 17296.438 | 2523.2325 | 0 | 17749.6301 | 2978.9999 | 0 | 18451.5831 | 4140.9637 | 0
3210 | 36.6438 | 17296.1756 | 2522.2204 | 0 | 17749.458 | 2978.8742 | 0 | 18451.5606 | 4140.9037 | 0
3211 | 36.6553 | 17294.8093 | 2521.7979 | 0 | 17749.347 | 2975.8656 | 0 | 18451.0827 | 4140.4571 | 0
3212 | 36.6667 | 17294.6583 | 2520.9935 | 0 | 17748.4407 | 2975.7854 | 0 | 18450.7214 | 4139.0331 | 0
3213 | 36.6781 | 17291.8431 | 2520.6249 | 0 | 17747.8963 | 2975.1777 | 0 | 18450.2446 | 4138.651 | 0
3214 | 36.6895 | 17291.0891 | 2520.4946 | 0 | 17747.0664 | 2974.5053 | 0 | 18450.2045 | 4138.2547 | 0
3215 | 36.7009 | 17291.0891 | 2519.6504 | 0 | 17746.5894 | 2973.3623 | 0 | 18449.495 | 4136.869 | 0
3216 | 36.7123 | 17289.5891 | 2518.2428 | 0 | 17746.3886 | 2970.4902 | 0 | 18447.3436 | 4134.9203 | 0
3217 | 36.7237 | 17288.727 | 2517.1543 | 0 | 17746.1816 | 2965.5359 | 0 | 18446.8745 | 4134.8835 | 0
3218 | 36.7352 | 17287.4544 | 2517.032 | 0 | 17745.8508 | 2965.2197 | 0 | 18446.4653 | 4133.5764 | 0
3219 | 36.7466 | 17287.3292 | 2516.5185 | 0 | 17743.7558 | 2963.964 | 0 | 18445.2734 | 4133.3318 | 0
3220 | 36.758 | 17287.0905 | 2514.3405 | 0 | 17743.2105 | 2963.4133 | 0 | 18444.6697 | 4133.0274 | 0
3221 | 36.7694 | 17287.0905 | 2514.247 | 0 | 17741.8888 | 2963.1637 | 0 | 18444.4254 | 4132.5323 | 0
3222 | 36.7808 | 17285.4309 | 2513.9604 | 0 | 17740.3396 | 2963.1562 | 0 | 18444.0326 | 4131.6604 | 0
3223 | 36.7922 | 17285.1009 | 2511.812 | 0 | 17740.2465 | 2963.0906 | 0 | 18443.4325 | 4131.4867 | 0
3224 | 36.8037 | 17285.0798 | 2511.4812 | 0 | 17739.0839 | 2962.8617 | 0 | 18442.7054 | 4131.265 | 0
3225 | 36.8151 | 17284.1011 | 2510.4906 | 0 | 17737.769 | 2962.7227 | 0 | 18441.868 | 4129.9573 | 0
3226 | 36.8265 | 17283.9863 | 2509.305 | 0 | 17737.6764 | 2960.6138 | 0 | 18439.9524 | 4129.2493 | 0
3227 | 36.8379 | 17281.2745 | 2507.7633 | 0 | 17737.5265 | 2960.4803 | 0 | 18439.7794 | 4128.11 | 0
3228 | 36.8493 | 17281.2014 | 2506.5714 | 0 | 17736.3638 | 2960.1314 | 0 | 18438.3611 | 4124.8647 | 0
3229 | 36.8607 | 17280.3969 | 2506.2492 | 0 | 17735.3967 | 2959.9778 | 0 | 18436.2957 | 4124.5693 | 0
3230 | 36.8721 | 17279.6098 | 2506.0098 | 0 | 17734.5587 | 2959.2793 | 0 | 18433.1268 | 4123.0009 | 0
3231 | 36.8836 | 17279.2379 | 2505.6834 | 0 | 17733.5515 | 2959.116 | 0 | 18432.6005 | 4122.7335 | 0
3232 | 36.895 | 17279.2379 | 2505.5767 | 0 | 17732.569 | 2958.0297 | 0 | 18431.7082 | 4121.8414 | 0
3233 | 36.9064 | 17278.0916 | 2503.0939 | 0 | 17732.4856 | 2957.8161 | 0 | 18431.1391 | 4121.5169 | 0
3234 | 36.9178 | 17276.449 | 2502.7359 | 0 | 17731.9025 | 2957.1038 | 0 | 18431.1391 | 4119.9834 | 0
3235 | 36.9292 | 17275.4668 | 2502.3417 | 0 | 17730.5817 | 2957.1019 | 0 | 18429.3562 | 4119.1049 | 0
3236 | 36.9406 | 17275.1505 | 2502.0097 | 0 | 17729.8562 | 2956.9509 | 0 | 18429.238 | 4118.5888 | 0
3237 | 36.9521 | 17274.884 | 2499.7913 | 0 | 17727.9988 | 2954.8402 | 0 | 18428.8009 | 4117.7814 | 0
3238 | 36.9635 | 17272.9729 | 2499.265 | 0 | 17726.5678 | 2954.343 | 0 | 18427.6276 | 4117.5661 | 0
3239 | 36.9749 | 17272.9547 | 2497.4125 | 0 | 17725.3787 | 2952.2227 | 0 | 18427.4719 | 4117.0704 | 0
3240 | 36.9863 | 17272.6961 | 2496.5924 | 0 | 17725.2432 | 2952.1727 | 0 | 18426.6394 | 4114.6842 | 0
3241 | 36.9977 | 17271.7047 | 2496.5742 | 0 | 17724.9845 | 2951.13 | 0 | 18425.8197 | 4114.1347 | 0
3242 | 37.0091 | 17271.274 | 2496.07 | 0 | 17724.6058 | 2950.0843 | 0 | 18425.5371 | 4113.2422 | 0
3243 | 37.0205 | 17269.8527 | 2495.7775 | 0 | 17724.5097 | 2948.7961 | 0 | 18424.7701 | 4112.4789 | 0
3244 | 37.032 | 17269.3382 | 2494.8933 | 0 | 17724.3639 | 2946.7626 | 0 | 18424.6606 | 4110.5427 | 0
3245 | 37.0434 | 17268.8528 | 2493.9102 | 0 | 17723.7726 | 2946.4579 | 0 | 18424.3087 | 4109.5142 | 0
3246 | 37.0548 | 17268.7632 | 2493.0102 | 0 | 17723.0401 | 2945.8233 | 0 | 18424.1744 | 4107.2904 | 0
3247 | 37.0662 | 17268.2401 | 2492.6939 | 0 | 17722.1384 | 2944.2633 | 0 | 18424.1744 | 4105.4795 | 0
3248 | 37.0776 | 17267.8565 | 2491.3924 | 0 | 17722.0316 | 2944.2347 | 0 | 18423.4037 | 4105.2587 | 0
3249 | 37.089 | 17267.0177 | 2490.7027 | 0 | 17721.9369 | 2944.0769 | 0 | 18423.3248 | 4104.9047 | 0
3250 | 37.1005 | 17266.8725 | 2488.4482 | 0 | 17720.1266 | 2941.4004 | 0 | 18422.2556 | 4104.329 | 0
3251 | 37.1119 | 17266.7523 | 2486.6794 | 0 | 17719.7836 | 2941.3338 | 0 | 18421.8934 | 4104.0583 | 0
3252 | 37.1233 | 17266.5426 | 2486.3091 | 0 | 17719.135 | 2940.3067 | 0 | 18420.9193 | 4103.9239 | 0
3253 | 37.1347 | 17264.7034 | 2485.7955 | 0 | 17718.7868 | 2939.3597 | 0 | 18420.4728 | 4103.463 | 0
3254 | 37.1461 | 17264.5901 | 2485.7935 | 0 | 17718.3873 | 2939.2924 | 0 | 18419.4026 | 4102.0867 | 0
3255 | 37.1575 | 17262.1702 | 2485.623 | 0 | 17717.5721 | 2938.528 | 0 | 18419.1395 | 4101.6056 | 0
3256 | 37.1689 | 17261.7887 | 2485.0335 | 0 | 17716.7898 | 2938.1248 | 0 | 18418.8614 | 4101.3445 | 0
3257 | 37.1804 | 17261.7887 | 2484.6889 | 0 | 17716.6041 | 2936.9976 | 0 | 18417.5999 | 4099.4423 | 0
3258 | 37.1918 | 17261.7887 | 2483.6846 | 0 | 17715.948 | 2936.1631 | 0 | 18415.1092 | 4098.1257 | 0
3259 | 37.2032 | 17261.1365 | 2483.3629 | 0 | 17715.3004 | 2935.0265 | 0 | 18414.5734 | 4098.0957 | 0
3260 | 37.2146 | 17260.9698 | 2483.2403 | 0 | 17715.0097 | 2934.8137 | 0 | 18414.1734 | 4097.7736 | 0
3261 | 37.226 | 17259.6921 | 2480.7396 | 0 | 17714.9771 | 2934.0505 | 0 | 18412.4966 | 4097.1257 | 0
3262 | 37.2374 | 17258.6159 | 2480.0364 | 0 | 17714.0549 | 2933.1843 | 0 | 18412.4941 | 4096.6795 | 0
3263 | 37.2489 | 17255.7232 | 2480.0175 | 0 | 17713.028 | 2932.5319 | 0 | 18411.832 | 4095.9969 | 0
3264 | 37.2603 | 17255.4572 | 2479.475 | 0 | 17712.2171 | 2932.1042 | 0 | 18410.786 | 4093.8019 | 0
3265 | 37.2717 | 17255.1123 | 2477.257 | 0 | 17711.8061 | 2931.7614 | 0 | 18410.4459 | 4092.8895 | 0
3266 | 37.2831 | 17253.6274 | 2476.8703 | 0 | 17711.0147 | 2930.0423 | 0 | 18410.2454 | 4092.4738 | 0
3267 | 37.2945 | 17250.7063 | 2476.5372 | 0 | 17709.9661 | 2929.7268 | 0 | 18409.8825 | 4091.6374 | 0
3268 | 37.3059 | 17250.5986 | 2476.1095 | 0 | 17709.7729 | 2927.829 | 0 | 18409.7483 | 4089.706 | 0
3269 | 37.3174 | 17250.5034 | 2476.0715 | 0 | 17709.5325 | 2927.1544 | 0 | 18409.3884 | 4089.2564 | 0
3270 | 37.3288 | 17250.4161 | 2475.6737 | 0 | 17709.489 | 2924.6984 | 0 | 18408.6535 | 4089.1817 | 0
3271 | 37.3402 | 17249.9083 | 2475.6587 | 0 | 17709.3279 | 2922.4661 | 0 | 18407.8471 | 4088.5985 | 0
3272 | 37.3516 | 17247.955 | 2475.5535 | 0 | 17709.2754 | 2922.4512 | 0 | 18404.8679 | 4086.2889 | 0
3273 | 37.363 | 17245.2822 | 2473.8201 | 0 | 17708.6125 | 2922.2234 | 0 | 18402.5004 | 4086.2813 | 0
3274 | 37.3744 | 17244.7417 | 2472.8732 | 0 | 17707.7061 | 2922.2126 | 0 | 18399.326 | 4086.0847 | 0
3275 | 37.3858 | 17244.5787 | 2472.3881 | 0 | 17706.9143 | 2921.6577 | 0 | 18398.6394 | 4085.8291 | 0
3276 | 37.3973 | 17244.5137 | 2471.0682 | 0 | 17706.5549 | 2920.6499 | 0 | 18398.2084 | 4084.7259 | 0
3277 | 37.4087 | 17243.25 | 2470.0361 | 0 | 17706.527 | 2918.6903 | 0 | 18398.1173 | 4084.6397 | 0
3278 | 37.4201 | 17242.2298 | 2468.8688 | 0 | 17706.414 | 2916.6762 | 0 | 18393.8065 | 4084.3161 | 0
3279 | 37.4315 | 17241.6083 | 2468.8253 | 0 | 17705.9101 | 2914.7781 | 0 | 18392.4633 | 4083.9336 | 0
3280 | 37.4429 | 17241.5105 | 2467.3582 | 0 | 17705.4493 | 2912.5679 | 0 | 18392.172 | 4083.9333 | 0
3281 | 37.4543 | 17241.1833 | 2467.0001 | 0 | 17703.8639 | 2911.8366 | 0 | 18391.8313 | 4082.7868 | 0
3282 | 37.4658 | 17241.0611 | 2464.7512 | 0 | 17702.9662 | 2911.5403 | 0 | 18391.6648 | 4081.9386 | 0
3283 | 37.4772 | 17240.7122 | 2464.2703 | 0 | 17702.9224 | 2911.1291 | 0 | 18391.4448 | 4080.0467 | 0
3284 | 37.4886 | 17239.5776 | 2463.4553 | 0 | 17702.7549 | 2910.6368 | 0 | 18391.0314 | 4077.7047 | 0
3285 | 37.5 | 17238.3436 | 2462.9439 | 0 | 17702.7401 | 2910.2832 | 0 | 18390.044 | 4077.6239 | 0
3286 | 37.5114 | 17238.2799 | 2460.7401 | 0 | 17702.3941 | 2910.0742 | 0 | 18390.0401 | 4074.9729 | 0
3287 | 37.5228 | 17238.057 | 2460.6696 | 0 | 17701.8915 | 2908.881 | 0 | 18389.8198 | 4074.3795 | 0
3288 | 37.5342 | 17235.9878 | 2458.5866 | 0 | 17700.563 | 2907.4687 | 0 | 18388.5692 | 4074.3236 | 0
3289 | 37.5457 | 17235.9178 | 2455.8107 | 0 | 17698.7638 | 2907.4102 | 0 | 18388.5297 | 4073.6767 | 0
3290 | 37.5571 | 17235.3716 | 2455.5471 | 0 | 17697.4959 | 2905.2375 | 0 | 18388.3663 | 4073.6461 | 0
3291 | 37.5685 | 17234.2985 | 2454.5694 | 0 | 17696.9175 | 2905.1399 | 0 | 18387.9122 | 4073.3796 | 0
3292 | 37.5799 | 17233.9675 | 2451.9582 | 0 | 17696.897 | 2905.0924 | 0 | 18387.3621 | 4072.7758 | 0
3293 | 37.5913 | 17233.607 | 2451.4246 | 0 | 17695.5374 | 2904.5033 | 0 | 18386.9781 | 4072.7661 | 0
3294 | 37.6027 | 17232.8771 | 2450.2039 | 0 | 17695.4977 | 2903.8167 | 0 | 18386.5974 | 4072.5739 | 0
3295 | 37.6142 | 17232.8513 | 2449.914 | 0 | 17695.4735 | 2903.6859 | 0 | 18385.2673 | 4071.1571 | 0
3296 | 37.6256 | 17232.8479 | 2449.1973 | 0 | 17694.5955 | 2902.189 | 0 | 18383.3838 | 4069.9515 | 0
3297 | 37.637 | 17232.2252 | 2448.8675 | 0 | 17693.9566 | 2900.994 | 0 | 18382.9491 | 4069.7857 | 0
3298 | 37.6484 | 17232.1669 | 2447.6259 | 0 | 17692.7667 | 2899.1075 | 0 | 18380.6944 | 4069.733 | 0
3299 | 37.6598 | 17231.7319 | 2446.7094 | 0 | 17692.7096 | 2899.0675 | 0 | 18380.4281 | 4069.1913 | 0
3300 | 37.6712 | 17230.2341 | 2445.1833 | 0 | 17691.7259 | 2898.5931 | 0 | 18378.7963 | 4069.1574 | 0
3301 | 37.6826 | 17229.5207 | 2443.4764 | 0 | 17690.5409 | 2898.3492 | 0 | 18377.6593 | 4069.0407 | 0
3302 | 37.6941 | 17229.3658 | 2443.3524 | 0 | 17690.3198 | 2897.9549 | 0 | 18375.7475 | 4068.5267 | 0
3303 | 37.7055 | 17229.3658 | 2441.9332 | 0 | 17690.1863 | 2897.9529 | 0 | 18373.9845 | 4066.6698 | 0
3304 | 37.7169 | 17229.3658 | 2441.4061 | 0 | 17690.0015 | 2897.9042 | 0 | 18373.4297 | 4065.5464 | 0
3305 | 37.7283 | 17228.4421 | 2440.6036 | 0 | 17689.5991 | 2897.7335 | 0 | 18372.5332 | 4064.5024 | 0
3306 | 37.7397 | 17228.3431 | 2438.4855 | 0 | 17689.3321 | 2897.4064 | 0 | 18370.9558 | 4062.6943 | 0
3307 | 37.7511 | 17228.0553 | 2437.429 | 0 | 17689.1545 | 2896.7961 | 0 | 18370.8276 | 4060.9439 | 0
3308 | 37.7626 | 17228.0553 | 2437.233 | 0 | 17688.5046 | 2895.5154 | 0 | 18370.656 | 4059.3074 | 0
3309 | 37.774 | 17228.0553 | 2437.1756 | 0 | 17688.3265 | 2895.4814 | 0 | 18369.1548 | 4059.0348 | 0
3310 | 37.7854 | 17227.6864 | 2436.9064 | 0 | 17688.1568 | 2894.4611 | 0 | 18368.4142 | 4058.8005 | 0
3311 | 37.7968 | 17227.0378 | 2436.8485 | 0 | 17687.9905 | 2894.449 | 0 | 18367.8416 | 4057.809 | 0
3312 | 37.8082 | 17226.8446 | 2435.6621 | 0 | 17687.9824 | 2894.3317 | 0 | 18367.7185 | 4057.1055 | 0
3313 | 37.8196 | 17226.8267 | 2435.2099 | 0 | 17686.1321 | 2894.1117 | 0 | 18367.7 | 4057.0201 | 0
3314 | 37.8311 | 17225.9258 | 2434.8388 | 0 | 17685.5788 | 2893.0992 | 0 | 18367.5329 | 4056.6841 | 0
3315 | 37.8425 | 17225.4728 | 2433.6792 | 0 | 17685.3096 | 2892.8766 | 0 | 18367.3518 | 4056.2742 | 0
3316 | 37.8539 | 17224.5493 | 2431.4692 | 0 | 17685.2191 | 2889.2847 | 0 | 18366.4416 | 4054.3972 | 0
3317 | 37.8653 | 17224.1778 | 2431.037 | 0 | 17684.9459 | 2889.1613 | 0 | 18365.5535 | 4054.3094 | 0
3318 | 37.8767 | 17224.1778 | 2430.5905 | 0 | 17684.7145 | 2888.6628 | 0 | 18364.1738 | 4053.5273 | 0
3319 | 37.8881 | 17224.1778 | 2428.9618 | 0 | 17684.6153 | 2888.3686 | 0 | 18363.407 | 4053.212 | 0
3320 | 37.8995 | 17223.8057 | 2428.0358 | 0 | 17683.2693 | 2887.3865 | 0 | 18363.1783 | 4052.8584 | 0
3321 | 37.911 | 17223.3654 | 2427.6641 | 0 | 17683.1728 | 2886.8984 | 0 | 18362.3138 | 4052.8218 | 0
3322 | 37.9224 | 17222.2515 | 2426.4275 | 0 | 17682.9538 | 2886.2706 | 0 | 18362.0412 | 4051.8102 | 0
3323 | 37.9338 | 17222.1311 | 2425.6347 | 0 | 17682.6601 | 2885.445 | 0 | 18361.7412 | 4051.1793 | 0
3324 | 37.9452 | 17221.5227 | 2425.5124 | 0 | 17680.7575 | 2885.0731 | 0 | 18361.4479 | 4050.0852 | 0
3325 | 37.9566 | 17219.4875 | 2424.3909 | 0 | 17680.0719 | 2884.977 | 0 | 18361.3722 | 4049.1669 | 0
3326 | 37.968 | 17217.8965 | 2423.9728 | 0 | 17679.8236 | 2884.0832 | 0 | 18361.0449 | 4049.0506 | 0
3327 | 37.9795 | 17217.5323 | 2423.9075 | 0 | 17679.6461 | 2883.9195 | 0 | 18360.4081 | 4048.7837 | 0
3328 | 37.9909 | 17214.3492 | 2423.0426 | 0 | 17677.4913 | 2881.8635 | 0 | 18359.8358 | 4048.3844 | 0
3329 | 38.0023 | 17213.7676 | 2419.2555 | 0 | 17676.6823 | 2881.3374 | 0 | 18359.6856 | 4048.0527 | 0
3330 | 38.0137 | 17213.7676 | 2418.7622 | 0 | 17674.6771 | 2879.4906 | 0 | 18359.2288 | 4047.0413 | 0
3331 | 38.0251 | 17213.744 | 2417.43 | 0 | 17674.5802 | 2878.9851 | 0 | 18358.7263 | 4045.2831 | 0
3332 | 38.0365 | 17212.6887 | 2417.264 | 0 | 17672.2453 | 2876.3481 | 0 | 18358.7021 | 4045.268 | 0
3333 | 38.0479 | 17212.3236 | 2415.9046 | 0 | 17670.8797 | 2876.2273 | 0 | 18357.4537 | 4044.6742 | 0
3334 | 38.0594 | 17212.1032 | 2415.2219 | 0 | 17670.1517 | 2875.3369 | 0 | 18356.519 | 4044.6006 | 0
3335 | 38.0708 | 17211.8037 | 2413.8846 | 0 | 17667.5079 | 2873.8096 | 0 | 18356.4638 | 4042.8111 | 0
3336 | 38.0822 | 17211.6056 | 2413.8364 | 0 | 17667.3068 | 2873.788 | 0 | 18355.9629 | 4042.7892 | 0
3337 | 38.0936 | 17211.5957 | 2413.4117 | 0 | 17666.6416 | 2873.4122 | 0 | 18355.6455 | 4040.9993 | 0
3338 | 38.105 | 17211.5046 | 2411.9537 | 0 | 17666.3495 | 2872.7696 | 0 | 18355.5474 | 4040.1621 | 0
3339 | 38.1164 | 17211.0546 | 2411.6785 | 0 | 17665.5237 | 2872.7317 | 0 | 18354.8311 | 4039.1312 | 0
3340 | 38.1279 | 17210.7124 | 2411.1511 | 0 | 17663.7436 | 2869.9585 | 0 | 18354.4801 | 4038.2124 | 0
3341 | 38.1393 | 17210.3478 | 2410.7613 | 0 | 17662.2255 | 2869.9202 | 0 | 18353.1881 | 4038.2042 | 0
3342 | 38.1507 | 17210.1041 | 2409.5842 | 0 | 17661.68 | 2869.1208 | 0 | 18352.4494 | 4037.972 | 0
3343 | 38.1621 | 17209.9791 | 2408.8357 | 0 | 17661.4516 | 2869.1201 | 0 | 18352.3531 | 4037.5128 | 0
3344 | 38.1735 | 17208.3222 | 2408.5845 | 0 | 17660.5728 | 2869.0262 | 0 | 18351.5545 | 4036.4009 | 0
3345 | 38.1849 | 17207.7404 | 2408.3082 | 0 | 17658.382 | 2868.6714 | 0 | 18349.952 | 4035.7372 | 0
3346 | 38.1963 | 17207.589 | 2407.7929 | 0 | 17658.1539 | 2867.8061 | 0 | 18349.3716 | 4034.348 | 0
3347 | 38.2078 | 17206.7103 | 2405.4963 | 0 | 17656.8939 | 2867.5394 | 0 | 18348.1138 | 4034.078 | 0
3348 | 38.2192 | 17206.0531 | 2403.7408 | 0 | 17656.8594 | 2866.9926 | 0 | 18346.739 | 4033.7799 | 0
3349 | 38.2306 | 17205.9706 | 2402.8508 | 0 | 17655.9478 | 2866.9107 | 0 | 18346.171 | 4033.552 | 0
3350 | 38.242 | 17205.8768 | 2402.1963 | 0 | 17655.4448 | 2866.7086 | 0 | 18345.9762 | 4033.1475 | 0
3351 | 38.2534 | 17205.3444 | 2402.0193 | 0 | 17653.9859 | 2866.0223 | 0 | 18345.9762 | 4032.0991 | 0
3352 | 38.2648 | 17205.3203 | 2401.5015 | 0 | 17653.4213 | 2864.0732 | 0 | 18344.8228 | 4031.9185 | 0
3353 | 38.2763 | 17204.9479 | 2401.2708 | 0 | 17653.3848 | 2862.9343 | 0 | 18344.0931 | 4031.387 | 0
3354 | 38.2877 | 17204.8887 | 2399.0225 | 0 | 17652.4436 | 2861.9176 | 0 | 18343.8016 | 4030.9794 | 0
3355 | 38.2991 | 17203.3078 | 2398.9002 | 0 | 17652.0245 | 2861.8435 | 0 | 18343.4547 | 4030.2496 | 0
3356 | 38.3105 | 17203.2527 | 2395.5369 | 0 | 17651.7257 | 2861.3932 | 0 | 18342.8712 | 4029.8127 | 0
3357 | 38.3219 | 17202.4017 | 2395.2118 | 0 | 17651.2467 | 2860.9597 | 0 | 18342.6166 | 4029.5853 | 0
3358 | 38.3333 | 17201.6345 | 2394.9543 | 0 | 17651.2389 | 2860.527 | 0 | 18341.9294 | 4027.7618 | 0
3359 | 38.3447 | 17200.4399 | 2394.2811 | 0 | 17651.2049 | 2860.2969 | 0 | 18341.7571 | 4027.5375 | 0
3360 | 38.3562 | 17199.0177 | 2393.9824 | 0 | 17651.0224 | 2858.5675 | 0 | 18341.7527 | 4027.5157 | 0
3361 | 38.3676 | 17198.4843 | 2393.8229 | 0 | 17649.7125 | 2858.2243 | 0 | 18340.9498 | 4027.5118 | 0
3362 | 38.379 | 17198.3753 | 2392.7091 | 0 | 17649.2542 | 2857.9063 | 0 | 18340.8741 | 4026.3633 | 0
3363 | 38.3904 | 17197.1586 | 2391.8752 | 0 | 17649.1029 | 2857.1448 | 0 | 18340.5069 | 4026.3543 | 0
3364 | 38.4018 | 17195.6594 | 2391.5073 | 0 | 17646.2306 | 2856.0713 | 0 | 18339.7517 | 4025.3172 | 0
3365 | 38.4132 | 17195.3968 | 2391.299 | 0 | 17645.6023 | 2854.8558 | 0 | 18338.9572 | 4025.038 | 0
3366 | 38.4247 | 17194.9848 | 2390.0536 | 0 | 17644.5652 | 2853.9588 | 0 | 18338.7841 | 4025.0261 | 0
3367 | 38.4361 | 17194.8947 | 2388.1062 | 0 | 17643.3335 | 2853.3961 | 0 | 18338.0671 | 4024.4201 | 0
3368 | 38.4475 | 17194.7076 | 2387.3818 | 0 | 17643.1611 | 2853.3427 | 0 | 18337.2817 | 4024.2025 | 0
3369 | 38.4589 | 17193.8807 | 2386.9895 | 0 | 17642.8443 | 2850.6807 | 0 | 18333.8111 | 4023.8871 | 0
3370 | 38.4703 | 17191.4966 | 2385.1964 | 0 | 17642.7481 | 2850.3854 | 0 | 18333.5796 | 4022.6875 | 0
3371 | 38.4817 | 17191.0837 | 2384.9897 | 0 | 17642.5852 | 2849.7979 | 0 | 18333.4197 | 4022.2395 | 0
3372 | 38.4932 | 17190.9354 | 2384.652 | 0 | 17642.5271 | 2846.0567 | 0 | 18333.0667 | 4016.8743 | 0
3373 | 38.5046 | 17190.8931 | 2382.788 | 0 | 17642.0796 | 2845.8803 | 0 | 18330.6835 | 4015.8798 | 0
3374 | 38.516 | 17189.7007 | 2381.1619 | 0 | 17640.5432 | 2842.7228 | 0 | 18330.4218 | 4013.6372 | 0
3375 | 38.5274 | 17189.618 | 2380.8094 | 0 | 17640.5208 | 2841.0298 | 0 | 18330.0942 | 4012.0832 | 0
3376 | 38.5388 | 17189.3674 | 2380.1345 | 0 | 17638.5276 | 2840.5174 | 0 | 18329.9781 | 4009.9733 | 0
3377 | 38.5502 | 17189.1296 | 2378.5297 | 0 | 17637.3375 | 2839.9397 | 0 | 18328.5025 | 4009.1076 | 0
3378 | 38.5616 | 17189.0435 | 2378.0003 | 0 | 17637.104 | 2839.3896 | 0 | 18328.4836 | 4008.9797 | 0
3379 | 38.5731 | 17188.0383 | 2377.6549 | 0 | 17636.6885 | 2838.8887 | 0 | 18326.9399 | 4008.4261 | 0
3380 | 38.5845 | 17187.6537 | 2376.8961 | 0 | 17635.9467 | 2837.6426 | 0 | 18326.097 | 4007.2013 | 0
3381 | 38.5959 | 17184.8355 | 2376.8057 | 0 | 17635.5235 | 2836.9244 | 0 | 18325.3785 | 4006.4547 | 0
3382 | 38.6073 | 17184.6961 | 2376.247 | 0 | 17635.2816 | 2835.8889 | 0 | 18323.2716 | 4006.2183 | 0
3383 | 38.6187 | 17183.5882 | 2375.7265 | 0 | 17634.8178 | 2835.7214 | 0 | 18321.567 | 4005.7228 | 0
3384 | 38.6301 | 17183.5882 | 2374.079 | 0 | 17634.2633 | 2834.7708 | 0 | 18321.3882 | 4005.2106 | 0
3385 | 38.6416 | 17183.5036 | 2371.4911 | 0 | 17632.0691 | 2834.5408 | 0 | 18319.9655 | 4004.7989 | 0
3386 | 38.653 | 17183.3902 | 2370.1211 | 0 | 17630.2011 | 2834.1969 | 0 | 18319.7186 | 4004.6813 | 0
3387 | 38.6644 | 17183.1442 | 2369.7815 | 0 | 17630.061 | 2834.0267 | 0 | 18319.5319 | 4002.6103 | 0
3388 | 38.6758 | 17180.8229 | 2369.6506 | 0 | 17629.2529 | 2833.2935 | 0 | 18318.4057 | 4002.5751 | 0
3389 | 38.6872 | 17180.1487 | 2368.8153 | 0 | 17628.9814 | 2833.0227 | 0 | 18317.9406 | 4002.4449 | 0
3390 | 38.6986 | 17175.7404 | 2367.281 | 0 | 17627.5402 | 2832.94 | 0 | 18315.6122 | 4001.266 | 0
3391 | 38.71 | 17174.0346 | 2366.1274 | 0 | 17626.7905 | 2832.9348 | 0 | 18315.5391 | 4000.8754 | 0
3392 | 38.7215 | 17173.9436 | 2365.701 | 0 | 17626.4842 | 2832.6616 | 0 | 18315.3579 | 3998.5516 | 0
3393 | 38.7329 | 17172.8737 | 2365.4573 | 0 | 17625.5536 | 2829.6615 | 0 | 18315.3579 | 3998.4396 | 0
3394 | 38.7443 | 17171.5444 | 2363.7137 | 0 | 17624.6063 | 2829.4084 | 0 | 18315.2304 | 3997.9212 | 0
3395 | 38.7557 | 17171.1862 | 2363.2409 | 0 | 17624.3911 | 2828.4505 | 0 | 18315.0111 | 3997.5206 | 0
3396 | 38.7671 | 17170.4475 | 2361.8526 | 0 | 17623.8079 | 2827.9164 | 0 | 18314.5215 | 3997.0567 | 0
3397 | 38.7785 | 17170.2068 | 2361.3294 | 0 | 17623.7186 | 2826.4702 | 0 | 18314.2954 | 3996.6764 | 0
3398 | 38.79 | 17170.0453 | 2361.2244 | 0 | 17622.1004 | 2826.4434 | 0 | 18314.2296 | 3996.0193 | 0
3399 | 38.8014 | 17168.5007 | 2359.8382 | 0 | 17621.7397 | 2825.7256 | 0 | 18313.9775 | 3995.1657 | 0
3400 | 38.8128 | 17168.46 | 2358.9494 | 0 | 17618.6946 | 2824.3595 | 0 | 18313.4225 | 3994.6411 | 0
3401 | 38.8242 | 17168.0405 | 2358.9184 | 0 | 17617.3014 | 2822.871 | 0 | 18312.6985 | 3992.6572 | 0
3402 | 38.8356 | 17168.022 | 2357.9199 | 0 | 17616.9972 | 2821.7623 | 0 | 18311.3837 | 3992.3703 | 0
3403 | 38.847 | 17167.9899 | 2357.8462 | 0 | 17616.4591 | 2820.467 | 0 | 18311.3197 | 3991.0517 | 0
3404 | 38.8584 | 17167.7866 | 2357.7409 | 0 | 17616.4274 | 2819.0383 | 0 | 18311.3075 | 3990.3599 | 0
3405 | 38.8699 | 17167.3072 | 2356.0995 | 0 | 17616.2615 | 2817.6578 | 0 | 18309.7969 | 3989.4641 | 0
3406 | 38.8813 | 17166.6181 | 2355.4493 | 0 | 17614.7381 | 2817.2607 | 0 | 18308.9301 | 3988.6131 | 0
3407 | 38.8927 | 17164.6687 | 2355.1594 | 0 | 17614.6054 | 2817.2195 | 0 | 18308.87 | 3987.5732 | 0
3408 | 38.9041 | 17163.6361 | 2354.3357 | 0 | 17614.4101 | 2817.0716 | 0 | 18305.7659 | 3983.4774 | 0
3409 | 38.9155 | 17162.9926 | 2354.2374 | 0 | 17613.0895 | 2816.9959 | 0 | 18304.9465 | 3982.5609 | 0
3410 | 38.9269 | 17162.4693 | 2354.1934 | 0 | 17613.0427 | 2816.6419 | 0 | 18304.5593 | 3982.1253 | 0
3411 | 38.9384 | 17161.6823 | 2353.1305 | 0 | 17612.7975 | 2816.5784 | 0 | 18304.5169 | 3981.9994 | 0
3412 | 38.9498 | 17161.061 | 2352.4316 | 0 | 17612.4444 | 2815.5673 | 0 | 18303.7151 | 3980.6448 | 0
3413 | 38.9612 | 17160.9721 | 2351.2726 | 0 | 17610.9334 | 2814.6352 | 0 | 18302.7039 | 3980.3166 | 0
3414 | 38.9726 | 17160.7391 | 2350.3473 | 0 | 17609.601 | 2814.6248 | 0 | 18302.3213 | 3979.0078 | 0
3415 | 38.984 | 17159.4859 | 2349.7696 | 0 | 17609.3097 | 2814.1424 | 0 | 18302.2857 | 3977.9572 | 0
3416 | 38.9954 | 17158.9475 | 2349.2184 | 0 | 17608.9869 | 2812.1054 | 0 | 18300.6719 | 3977.9402 | 0
3417 | 39.0068 | 17156.5899 | 2347.6947 | 0 | 17608.7149 | 2809.0272 | 0 | 18300.5603 | 3977.9101 | 0
3418 | 39.0183 | 17156.4514 | 2345.7793 | 0 | 17606.5758 | 2807.2611 | 0 | 18300.2641 | 3977.578 | 0
3419 | 39.0297 | 17155.9662 | 2345.4842 | 0 | 17606.4986 | 2806.2307 | 0 | 18299.9058 | 3977.1033 | 0
3420 | 39.0411 | 17155.3437 | 2344.7699 | 0 | 17606.0316 | 2805.8813 | 0 | 18298.584 | 3975.5797 | 0
3421 | 39.0525 | 17154.7194 | 2343.3181 | 0 | 17605.9504 | 2805.0226 | 0 | 18298.5669 | 3974.7243 | 0
3422 | 39.0639 | 17151.3571 | 2343.2569 | 0 | 17605.941 | 2803.9215 | 0 | 18298.144 | 3974.0417 | 0
3423 | 39.0753 | 17150.7416 | 2341.3571 | 0 | 17604.9114 | 2803.4877 | 0 | 18297.4824 | 3973.6887 | 0
3424 | 39.0868 | 17150.6406 | 2341.1795 | 0 | 17604.7597 | 2802.0729 | 0 | 18296.4035 | 3973.3385 | 0
3425 | 39.0982 | 17150.0897 | 2340.319 | 0 | 17604.4486 | 2801.7152 | 0 | 18295.7982 | 3968.7773 | 0
3426 | 39.1096 | 17146.9253 | 2340.2496 | 0 | 17603.1769 | 2798.4833 | 0 | 18295.6372 | 3968.063 | 0
3427 | 39.121 | 17146.8985 | 2339.3392 | 0 | 17600.443 | 2798.1573 | 0 | 18294.661 | 3967.7964 | 0
3428 | 39.1324 | 17146.7683 | 2339.3201 | 0 | 17599.0207 | 2797.6243 | 0 | 18294.2893 | 3967.182 | 0
3429 | 39.1438 | 17146.7683 | 2338.2876 | 0 | 17597.8301 | 2797.0638 | 0 | 18294.2893 | 3966.5223 | 0
3430 | 39.1553 | 17145.9425 | 2337.9969 | 0 | 17597.1226 | 2796.4524 | 0 | 18292.7899 | 3965.8643 | 0
3431 | 39.1667 | 17145.4563 | 2335.2291 | 0 | 17596.5122 | 2796.3428 | 0 | 18292.0838 | 3965.6187 | 0
3432 | 39.1781 | 17144.5944 | 2334.5035 | 0 | 17596.2696 | 2793.059 | 0 | 18291.2028 | 3965.0361 | 0
3433 | 39.1895 | 17144.1404 | 2334.4292 | 0 | 17595.2354 | 2792.9259 | 0 | 18286.5689 | 3964.8569 | 0
3434 | 39.2009 | 17143.9422 | 2334.1415 | 0 | 17594.5251 | 2792.7913 | 0 | 18285.2239 | 3964.697 | 0
3435 | 39.2123 | 17143.9422 | 2333.0298 | 0 | 17593.7312 | 2792.6974 | 0 | 18283.7846 | 3964.2528 | 0
3436 | 39.2237 | 17143.3171 | 2332.1625 | 0 | 17592.3391 | 2792.6875 | 0 | 18283.2895 | 3964.1894 | 0
3437 | 39.2352 | 17143.1352 | 2331.528 | 0 | 17592.0874 | 2791.9667 | 0 | 18283.2767 | 3963.9522 | 0
3438 | 39.2466 | 17143.0934 | 2331.3468 | 0 | 17591.2046 | 2791.6727 | 0 | 18282.8918 | 3963.8164 | 0
3439 | 39.258 | 17143.0382 | 2330.9757 | 0 | 17591.1723 | 2789.7034 | 0 | 18282.3524 | 3963.6415 | 0
3440 | 39.2694 | 17142.8628 | 2330.6464 | 0 | 17590.9415 | 2789.3268 | 0 | 18281.677 | 3963.3291 | 0
3441 | 39.2808 | 17141.9763 | 2330.286 | 0 | 17590.6018 | 2789.2764 | 0 | 18280.1306 | 3962.8642 | 0
3442 | 39.2922 | 17141.7665 | 2330.0802 | 0 | 17590.2586 | 2788.4316 | 0 | 18279.7769 | 3960.3733 | 0
3443 | 39.3037 | 17140.9124 | 2329.5471 | 0 | 17589.5183 | 2788.3276 | 0 | 18279.2417 | 3960.2111 | 0
3444 | 39.3151 | 17140.5649 | 2328.7012 | 0 | 17589.4057 | 2788.0088 | 0 | 18279.1664 | 3959.9103 | 0
3445 | 39.3265 | 17139.9625 | 2328.1735 | 0 | 17589.3108 | 2787.4119 | 0 | 18278.7954 | 3959.722 | 0
3446 | 39.3379 | 17136.7373 | 2327.1501 | 0 | 17588.2917 | 2786.7725 | 0 | 18278.4973 | 3959.5295 | 0
3447 | 39.3493 | 17136.4667 | 2326.9894 | 0 | 17587.9916 | 2784.474 | 0 | 18277.9454 | 3957.8943 | 0
3448 | 39.3607 | 17136.2691 | 2326.82 | 0 | 17586.5974 | 2783.8707 | 0 | 18277.7491 | 3957.4267 | 0
3449 | 39.3721 | 17135.6364 | 2326.6463 | 0 | 17585.9032 | 2783.8576 | 0 | 18277.1563 | 3957.2629 | 0
3450 | 39.3836 | 17135.6316 | 2326.472 | 0 | 17585.4407 | 2782.3208 | 0 | 18276.3164 | 3956.2985 | 0
3451 | 39.395 | 17135.4907 | 2326.3255 | 0 | 17585.1505 | 2782.2383 | 0 | 18275.7461 | 3955.2943 | 0
3452 | 39.4064 | 17134.5186 | 2326.1843 | 0 | 17585.0497 | 2780.4144 | 0 | 18274.6205 | 3954.0791 | 0
3453 | 39.4178 | 17134.1562 | 2325.0877 | 0 | 17584.9944 | 2779.5397 | 0 | 18274.4571 | 3953.6343 | 0
3454 | 39.4292 | 17134.0744 | 2324.4841 | 0 | 17583.4983 | 2776.6148 | 0 | 18273.9017 | 3952.9334 | 0
3455 | 39.4406 | 17133.9539 | 2324.4748 | 0 | 17582.948 | 2776.435 | 0 | 18273.8226 | 3951.9384 | 0
3456 | 39.4521 | 17132.9873 | 2323.4673 | 0 | 17581.4458 | 2776.413 | 0 | 18272.9495 | 3951.8758 | 0
3457 | 39.4635 | 17130.9103 | 2323.1022 | 0 | 17580.1007 | 2775.383 | 0 | 18272.3289 | 3951.7658 | 0
3458 | 39.4749 | 17130.5698 | 2319.1332 | 0 | 17578.9862 | 2774.3138 | 0 | 18272.2618 | 3951.6897 | 0
3459 | 39.4863 | 17127.8508 | 2318.8609 | 0 | 17578.925 | 2774.1224 | 0 | 18271.5787 | 3951.6439 | 0
3460 | 39.4977 | 17126.0449 | 2313.457 | 0 | 17577.5768 | 2773.1527 | 0 | 18271.5787 | 3951.6398 | 0
3461 | 39.5091 | 17125.7445 | 2312.8489 | 0 | 17577.1392 | 2771.9196 | 0 | 18271.33 | 3951.552 | 0
3462 | 39.5205 | 17124.8875 | 2311.5224 | 0 | 17576.911 | 2771.8183 | 0 | 18269.3219 | 3951.2429 | 0
3463 | 39.532 | 17124.1788 | 2310.634 | 0 | 17576.66 | 2769.3864 | 0 | 18268.9833 | 3950.3813 | 0
3464 | 39.5434 | 17123.5081 | 2310.1954 | 0 | 17576.2294 | 2769.2169 | 0 | 18264.7529 | 3949.1618 | 0
3465 | 39.5548 | 17122.8902 | 2310.0779 | 0 | 17575.6201 | 2768.9788 | 0 | 18264.233 | 3947.6385 | 0
3466 | 39.5662 | 17121.9334 | 2309.815 | 0 | 17574.53 | 2767.9564 | 0 | 18264.233 | 3946.8429 | 0
3467 | 39.5776 | 17121.8089 | 2309.0939 | 0 | 17572.5127 | 2767.2342 | 0 | 18263.337 | 3945.2686 | 0
3468 | 39.589 | 17120.7156 | 2308.7704 | 0 | 17572.3222 | 2767.1286 | 0 | 18263.2779 | 3945.2445 | 0
3469 | 39.6005 | 17120.3027 | 2307.718 | 0 | 17571.3114 | 2765.3802 | 0 | 18263.2707 | 3944.7326 | 0
3470 | 39.6119 | 17119.8983 | 2306.3237 | 0 | 17571.1029 | 2764.2811 | 0 | 18261.8919 | 3943.211 | 0
3471 | 39.6233 | 17119.5328 | 2305.6679 | 0 | 17570.8818 | 2762.323 | 0 | 18260.9301 | 3941.8041 | 0
3472 | 39.6347 | 17118.9229 | 2303.746 | 0 | 17570.6853 | 2761.9322 | 0 | 18258.953 | 3938.7032 | 0
3473 | 39.6461 | 17118.2268 | 2301.7679 | 0 | 17568.2335 | 2760.7874 | 0 | 18256.6394 | 3938.3719 | 0
3474 | 39.6575 | 17117.3362 | 2301.3395 | 0 | 17568.2115 | 2758.2972 | 0 | 18254.8465 | 3938.0931 | 0
3475 | 39.6689 | 17116.9459 | 2300.7209 | 0 | 17568.1364 | 2757.2708 | 0 | 18254.2544 | 3936.2977 | 0
3476 | 39.6804 | 17116.5581 | 2299.5564 | 0 | 17567.9917 | 2757.205 | 0 | 18252.763 | 3935.5619 | 0
3477 | 39.6918 | 17116.5149 | 2299.0793 | 0 | 17567.0615 | 2757.1492 | 0 | 18251.6221 | 3935.4182 | 0
3478 | 39.7032 | 17116.5131 | 2296.7224 | 0 | 17566.8369 | 2756.952 | 0 | 18250.6201 | 3934.8047 | 0
3479 | 39.7146 | 17116.025 | 2296.5046 | 0 | 17565.279 | 2756.4913 | 0 | 18250.5545 | 3933.5509 | 0
3480 | 39.726 | 17115.6585 | 2293.8026 | 0 | 17563.3017 | 2756.4157 | 0 | 18249.6703 | 3933.4274 | 0
3481 | 39.7374 | 17115.2984 | 2293.4629 | 0 | 17562.1246 | 2755.6373 | 0 | 18249.56 | 3931.6625 | 0
3482 | 39.7489 | 17114.6868 | 2293.3151 | 0 | 17561.828 | 2753.6478 | 0 | 18249.5464 | 3930.6502 | 0
3483 | 39.7603 | 17114.56 | 2292.9159 | 0 | 17560.7806 | 2752.1432 | 0 | 18249.4234 | 3930.3121 | 0
3484 | 39.7717 | 17114.0932 | 2291.2336 | 0 | 17560.7521 | 2751.7146 | 0 | 18249.3835 | 3929.2153 | 0
3485 | 39.7831 | 17113.9674 | 2290.0439 | 0 | 17560.6941 | 2748.3603 | 0 | 18248.6378 | 3928.0938 | 0
3486 | 39.7945 | 17113.1118 | 2288.9456 | 0 | 17560.1523 | 2748.048 | 0 | 18247.9342 | 3927.2672 | 0
3487 | 39.8059 | 17112.6297 | 2287.109 | 0 | 17559.7314 | 2747.9538 | 0 | 18247.9124 | 3926.7111 | 0
3488 | 39.8174 | 17110.5007 | 2286.7265 | 0 | 17559.3997 | 2747.8079 | 0 | 18247.8358 | 3925.4244 | 0
3489 | 39.8288 | 17110.2836 | 2286.0556 | 0 | 17559.1222 | 2746.4938 | 0 | 18246.3839 | 3925.3643 | 0
3490 | 39.8402 | 17109.7145 | 2285.5084 | 0 | 17558.2239 | 2745.4167 | 0 | 18246.1452 | 3925.1979 | 0
3491 | 39.8516 | 17109.6033 | 2285.3069 | 0 | 17557.8692 | 2745.0411 | 0 | 18244.8775 | 3924.9018 | 0
3492 | 39.863 | 17106.9459 | 2282.6207 | 0 | 17557.6466 | 2744.8277 | 0 | 18244.3166 | 3924.6775 | 0
3493 | 39.8744 | 17105.9693 | 2280.8558 | 0 | 17557.1615 | 2744.8129 | 0 | 18241.7569 | 3923.8489 | 0
3494 | 39.8858 | 17105.7896 | 2280.5858 | 0 | 17557.0348 | 2743.8084 | 0 | 18241.5305 | 3923.3827 | 0
3495 | 39.8973 | 17105.7896 | 2280.188 | 0 | 17556.7041 | 2743.7665 | 0 | 18241.5085 | 3922.4866 | 0
3496 | 39.9087 | 17105.237 | 2279.6314 | 0 | 17556.5742 | 2742.4607 | 0 | 18238.2749 | 3921.4149 | 0
3497 | 39.9201 | 17104.5551 | 2279.0688 | 0 | 17556.5282 | 2742.3811 | 0 | 18237.4089 | 3920.9993 | 0
3498 | 39.9315 | 17104.3709 | 2275.9556 | 0 | 17556.3751 | 2742.3775 | 0 | 18236.2595 | 3920.7964 | 0
3499 | 39.9429 | 17103.7867 | 2273.4679 | 0 | 17555.9363 | 2741.2754 | 0 | 18235.0827 | 3919.7498 | 0
3500 | 39.9543 | 17103.7683 | 2272.8619 | 0 | 17555.4354 | 2740.7618 | 0 | 18234.3633 | 3919.2757 | 0
3501 | 39.9658 | 17103.6509 | 2272.8197 | 0 | 17554.9342 | 2739.4515 | 0 | 18234.047 | 3919.1309 | 0
3502 | 39.9772 | 17103.2192 | 2271.6641 | 0 | 17553.8314 | 2739.3361 | 0 | 18234.0007 | 3919.1113 | 0
3503 | 39.9886 | 17102.9297 | 2271.1849 | 0 | 17553.5766 | 2739.2247 | 0 | 18233.0181 | 3918.8252 | 0
3504 | 40 | 17102.0286 | 2270.5304 | 0 | 17553.2889 | 2737.5259 | 0 | 18232.1328 | 3916.9433 | 0
3505 | 40.0114 | 17101.8694 | 2268.9869 | 0 | 17553.145 | 2737.254 | 0 | 18231.7099 | 3916.2268 | 0
3506 | 40.0228 | 17101.0586 | 2268.6738 | 0 | 17553.0421 | 2736.1628 | 0 | 18231.6873 | 3916.0576 | 0
3507 | 40.0342 | 17100.9049 | 2268.3807 | 0 | 17551.9489 | 2735.6957 | 0 | 18231.6442 | 3915.8168 | 0
3508 | 40.0457 | 17100.2629 | 2267.7008 | 0 | 17551.741 | 2734.8992 | 0 | 18231.1882 | 3915.4307 | 0
3509 | 40.0571 | 17099.9391 | 2267.1803 | 0 | 17551.7313 | 2734.848 | 0 | 18231.0808 | 3914.5738 | 0
3510 | 40.0685 | 17099.7362 | 2267.1343 | 0 | 17550.8707 | 2734.1438 | 0 | 18230.8426 | 3913.7055 | 0
3511 | 40.0799 | 17099.3065 | 2267.0825 | 0 | 17550.4142 | 2731.9948 | 0 | 18230.2391 | 3913.3379 | 0
3512 | 40.0913 | 17094.1434 | 2266.741 | 0 | 17549.3199 | 2729.17 | 0 | 18230.1201 | 3913.3025 | 0
3513 | 40.1027 | 17092.8209 | 2266.6214 | 0 | 17548.4193 | 2728.9753 | 0 | 18229.6056 | 3912.4978 | 0
3514 | 40.1142 | 17092.2724 | 2266.5045 | 0 | 17548.3743 | 2728.7581 | 0 | 18228.2853 | 3911.9234 | 0
3515 | 40.1256 | 17091.6414 | 2266.1944 | 0 | 17547.935 | 2728.7415 | 0 | 18227.0186 | 3911.0382 | 0
3516 | 40.137 | 17091.3976 | 2265.8866 | 0 | 17546.8305 | 2728.5351 | 0 | 18226.8491 | 3910.7163 | 0
3517 | 40.1484 | 17090.7383 | 2262.3903 | 0 | 17545.2116 | 2728.4117 | 0 | 18226.4909 | 3910.6334 | 0
3518 | 40.1598 | 17089.652 | 2259.7954 | 0 | 17544.6198 | 2727.7541 | 0 | 18226.0676 | 3910.42 | 0
3519 | 40.1712 | 17088.7239 | 2258.9004 | 0 | 17543.728 | 2726.9022 | 0 | 18225.5201 | 3910.231 | 0
3520 | 40.1826 | 17088.1426 | 2258.1361 | 0 | 17543.6665 | 2726.4624 | 0 | 18224.7712 | 3909.439 | 0
3521 | 40.1941 | 17086.4119 | 2254.9404 | 0 | 17542.388 | 2724.3812 | 0 | 18224.5681 | 3909.276 | 0
3522 | 40.2055 | 17085.8042 | 2253.9646 | 0 | 17540.9058 | 2724.0777 | 0 | 18223.7189 | 3909.2635 | 0
3523 | 40.2169 | 17085.3431 | 2253.4128 | 0 | 17540.4371 | 2722.0647 | 0 | 18223.6022 | 3908.4975 | 0
3524 | 40.2283 | 17082.6274 | 2252.5496 | 0 | 17539.6698 | 2721.8274 | 0 | 18223.2193 | 3906.9992 | 0
3525 | 40.2397 | 17082.2936 | 2251.231 | 0 | 17538.7753 | 2720.9704 | 0 | 18223.1468 | 3906.1058 | 0
3526 | 40.2511 | 17080.8429 | 2250.9295 | 0 | 17537.9428 | 2720.1349 | 0 | 18222.0403 | 3905.1041 | 0
3527 | 40.2626 | 17080.6691 | 2250.9292 | 0 | 17537.1529 | 2719.8296 | 0 | 18222.0339 | 3904.131 | 0
3528 | 40.274 | 17080.6691 | 2249.4571 | 0 | 17535.3531 | 2718.4969 | 0 | 18221.8113 | 3904.094 | 0
3529 | 40.2854 | 17080.5852 | 2249.4358 | 0 | 17534.6721 | 2718.4618 | 0 | 18219.8632 | 3903.8705 | 0
3530 | 40.2968 | 17078.9858 | 2247.8634 | 0 | 17534.6433 | 2717.722 | 0 | 18216.8086 | 3903.7836 | 0
3531 | 40.3082 | 17078.4689 | 2246.5861 | 0 | 17534.4742 | 2716.732 | 0 | 18215.7239 | 3903.0037 | 0
3532 | 40.3196 | 17078.4119 | 2246.3906 | 0 | 17534.0805 | 2716.5848 | 0 | 18215.7239 | 3901.9097 | 0
3533 | 40.3311 | 17078.2462 | 2245.3486 | 0 | 17533.3239 | 2716.2008 | 0 | 18215.7125 | 3901.7568 | 0
3534 | 40.3425 | 17077.2711 | 2244.418 | 0 | 17531.6443 | 2715.3223 | 0 | 18215.571 | 3901.0636 | 0
3535 | 40.3539 | 17076.9876 | 2242.9431 | 0 | 17531.0849 | 2715.2385 | 0 | 18215.3572 | 3900.8947 | 0
3536 | 40.3653 | 17076.3721 | 2242.8176 | 0 | 17530.5901 | 2713.975 | 0 | 18214.6025 | 3900.5064 | 0
3537 | 40.3767 | 17075.9718 | 2242.0687 | 0 | 17529.2078 | 2713.5781 | 0 | 18214.3281 | 3898.6361 | 0
3538 | 40.3881 | 17074.6652 | 2241.2342 | 0 | 17529.194 | 2712.41 | 0 | 18214.3281 | 3898.0601 | 0
3539 | 40.3995 | 17073.931 | 2241.0546 | 0 | 17527.1049 | 2711.6173 | 0 | 18213.7682 | 3897.0784 | 0
3540 | 40.411 | 17073.8256 | 2239.9314 | 0 | 17526.9468 | 2711.5683 | 0 | 18213.2891 | 3896.6192 | 0
3541 | 40.4224 | 17073.2066 | 2239.8419 | 0 | 17526.4304 | 2710.4749 | 0 | 18212.9089 | 3896.5103 | 0
3542 | 40.4338 | 17072.6879 | 2239.1008 | 0 | 17525.3646 | 2710.1417 | 0 | 18210.7587 | 3895.9013 | 0
3543 | 40.4452 | 17072.4649 | 2238.1785 | 0 | 17525.1527 | 2709.9869 | 0 | 18208.6175 | 3895.1909 | 0
3544 | 40.4566 | 17070.9086 | 2237.2828 | 0 | 17524.4638 | 2709.8743 | 0 | 18207.4622 | 3895.0454 | 0
3545 | 40.468 | 17070.3219 | 2236.6805 | 0 | 17524.1803 | 2709.5224 | 0 | 18205.3881 | 3894.8691 | 0
3546 | 40.4795 | 17069.9407 | 2234.9298 | 0 | 17521.6699 | 2709.1238 | 0 | 18205.2122 | 3893.9657 | 0
3547 | 40.4909 | 17069.8855 | 2233.8971 | 0 | 17521.5886 | 2709.0741 | 0 | 18204.9588 | 3893.4775 | 0
3548 | 40.5023 | 17069.8572 | 2233.3758 | 0 | 17520.3242 | 2707.8686 | 0 | 18204.7643 | 3892.1123 | 0
3549 | 40.5137 | 17068.9952 | 2232.6152 | 0 | 17519.9502 | 2707.8206 | 0 | 18203.4261 | 3891.815 | 0
3550 | 40.5251 | 17068.5768 | 2232.4256 | 0 | 17519.8148 | 2705.582 | 0 | 18202.8489 | 3890.8944 | 0
3551 | 40.5365 | 17066.6404 | 2229.9757 | 0 | 17518.6241 | 2705.4919 | 0 | 18202.5706 | 3889.9421 | 0
3552 | 40.5479 | 17066.4852 | 2229.8578 | 0 | 17517.8844 | 2705.4624 | 0 | 18201.9296 | 3889.8129 | 0
3553 | 40.5594 | 17065.867 | 2229.7078 | 0 | 17516.9768 | 2704.9882 | 0 | 18201.7841 | 3889.4468 | 0
3554 | 40.5708 | 17065.0652 | 2227.9234 | 0 | 17516.7986 | 2704.1465 | 0 | 18200.2585 | 3885.993 | 0
3555 | 40.5822 | 17065.0529 | 2224.6724 | 0 | 17516.0561 | 2703.334 | 0 | 18199.7979 | 3885.6496 | 0
3556 | 40.5936 | 17065.0259 | 2224.3226 | 0 | 17515.2459 | 2703.1418 | 0 | 18199.4627 | 3885.3096 | 0
3557 | 40.605 | 17064.9434 | 2224.1917 | 0 | 17514.9083 | 2703.0698 | 0 | 18197.0567 | 3884.318 | 0
3558 | 40.6164 | 17064.2056 | 2223.7656 | 0 | 17513.194 | 2700.8612 | 0 | 18196.3994 | 3883.9412 | 0
3559 | 40.6279 | 17063.5515 | 2222.8461 | 0 | 17511.4615 | 2699.1341 | 0 | 18195.3423 | 3882.9366 | 0
3560 | 40.6393 | 17063.1962 | 2222.5741 | 0 | 17511.054 | 2698.2442 | 0 | 18195.1505 | 3881.1686 | 0
3561 | 40.6507 | 17063.0548 | 2221.1207 | 0 | 17510.8242 | 2697.2114 | 0 | 18195.1444 | 3880.9465 | 0
3562 | 40.6621 | 17061.0323 | 2221.1073 | 0 | 17510.6653 | 2692.8847 | 0 | 18194.4816 | 3880.4372 | 0
3563 | 40.6735 | 17060.8507 | 2220.0157 | 0 | 17510.558 | 2692.5685 | 0 | 18193.4828 | 3880.0027 | 0
3564 | 40.6849 | 17060.4205 | 2220.0091 | 0 | 17508.6827 | 2691.9215 | 0 | 18193.4513 | 3878.8199 | 0
3565 | 40.6963 | 17059.7185 | 2219.0706 | 0 | 17507.7627 | 2690.166 | 0 | 18193.2893 | 3877.8675 | 0
3566 | 40.7078 | 17059.1752 | 2218.8184 | 0 | 17507.0061 | 2689.0973 | 0 | 18193.1406 | 3877.5759 | 0
3567 | 40.7192 | 17059.0465 | 2218.6394 | 0 | 17506.8803 | 2688.884 | 0 | 18192.1177 | 3875.9464 | 0
3568 | 40.7306 | 17055.9227 | 2216.6202 | 0 | 17506.4772 | 2688.7772 | 0 | 18191.8123 | 3874.2095 | 0
3569 | 40.742 | 17055.6947 | 2216.2944 | 0 | 17503.1372 | 2688.0901 | 0 | 18189.5852 | 3874.0083 | 0
3570 | 40.7534 | 17055.4125 | 2216.1508 | 0 | 17502.5347 | 2687.9356 | 0 | 18189.5009 | 3871.842 | 0
3571 | 40.7648 | 17055.3678 | 2214.32 | 0 | 17501.732 | 2686.5618 | 0 | 18189.4233 | 3871.7016 | 0
3572 | 40.7763 | 17054.8611 | 2213.7018 | 0 | 17500.6229 | 2686.0154 | 0 | 18189.3946 | 3871.6666 | 0
3573 | 40.7877 | 17054.6586 | 2211.8068 | 0 | 17500.3199 | 2685.7722 | 0 | 18188.9843 | 3870.676 | 0
3574 | 40.7991 | 17054.3452 | 2211.1929 | 0 | 17499.5086 | 2684.85 | 0 | 18188.4182 | 3870.4019 | 0
3575 | 40.8105 | 17054.2924 | 2210.6622 | 0 | 17499.2339 | 2684.1244 | 0 | 18188.4064 | 3869.2457 | 0
3576 | 40.8219 | 17054.0786 | 2209.6053 | 0 | 17498.7419 | 2684.0546 | 0 | 18188.152 | 3867.856 | 0
3577 | 40.8333 | 17053.9494 | 2207.6252 | 0 | 17498.7363 | 2682.0117 | 0 | 18187.4628 | 3867.3678 | 0
3578 | 40.8447 | 17053.619 | 2206.3976 | 0 | 17498.51 | 2679.7545 | 0 | 18186.6249 | 3866.6838 | 0
3579 | 40.8562 | 17052.8337 | 2206.3532 | 0 | 17498.4785 | 2679.6576 | 0 | 18186.4081 | 3865.5125 | 0
3580 | 40.8676 | 17052.5853 | 2204.5347 | 0 | 17497.7074 | 2679.3539 | 0 | 18185.7374 | 3865.3617 | 0
3581 | 40.879 | 17052.5124 | 2204.1687 | 0 | 17497.2011 | 2678.3973 | 0 | 18185.479 | 3864.746 | 0
3582 | 40.8904 | 17050.7304 | 2203.4059 | 0 | 17497.0674 | 2677.9587 | 0 | 18184.1559 | 3863.6381 | 0
3583 | 40.9018 | 17049.7643 | 2202.5793 | 0 | 17496.241 | 2677.3521 | 0 | 18183.3858 | 3863.3864 | 0
3584 | 40.9132 | 17049.4095 | 2201.5232 | 0 | 17495.0693 | 2676.0014 | 0 | 18182.5237 | 3861.2102 | 0
3585 | 40.9247 | 17048.3214 | 2200.8674 | 0 | 17495.0323 | 2675.2802 | 0 | 18182.3271 | 3859.495 | 0
3586 | 40.9361 | 17048.2394 | 2200.8649 | 0 | 17494.3918 | 2674.1474 | 0 | 18181.8683 | 3858.9486 | 0
3587 | 40.9475 | 17048.1709 | 2200.7052 | 0 | 17494.2429 | 2674.1341 | 0 | 18181.6399 | 3858.429 | 0
3588 | 40.9589 | 17046.7401 | 2200.5933 | 0 | 17494.0639 | 2672.6132 | 0 | 18181.5667 | 3858.0647 | 0
3589 | 40.9703 | 17045.3602 | 2197.465 | 0 | 17493.5029 | 2672.4031 | 0 | 18181.1665 | 3857.9823 | 0
3590 | 40.9817 | 17044.2001 | 2196.5912 | 0 | 17493.4051 | 2671.5083 | 0 | 18180.5132 | 3857.9443 | 0
3591 | 40.9932 | 17042.9143 | 2195.3131 | 0 | 17492.2828 | 2669.5972 | 0 | 18178.5511 | 3856.4854 | 0
3592 | 41.0046 | 17042.7541 | 2195.0629 | 0 | 17492.0497 | 2669.4153 | 0 | 18178.0323 | 3855.0776 | 0
3593 | 41.016 | 17041.797 | 2193.9816 | 0 | 17491.4358 | 2668.4803 | 0 | 18175.7204 | 3854.3923 | 0
3594 | 41.0274 | 17040.936 | 2192.9953 | 0 | 17491.4207 | 2668.0255 | 0 | 18175.7074 | 3854.1722 | 0
3595 | 41.0388 | 17040.7414 | 2192.5091 | 0 | 17489.442 | 2665.8813 | 0 | 18174.7175 | 3854.0767 | 0
3596 | 41.0502 | 17039.442 | 2191.5935 | 0 | 17489.1836 | 2665.167 | 0 | 18174.7175 | 3853.7205 | 0
3597 | 41.0616 | 17038.8133 | 2191.1687 | 0 | 17488.8105 | 2664.6946 | 0 | 18174.5736 | 3853.4548 | 0
3598 | 41.0731 | 17038.1684 | 2190.6314 | 0 | 17488.3909 | 2662.4103 | 0 | 18173.7045 | 3852.5733 | 0
3599 | 41.0845 | 17036.4143 | 2188.1043 | 0 | 17487.6989 | 2661.7933 | 0 | 18171.511 | 3852.1387 | 0
3600 | 41.0959 | 17036.3615 | 2188.0658 | 0 | 17487.1695 | 2659.5925 | 0 | 18170.8005 | 3851.9664 | 0
3601 | 41.1073 | 17035.6716 | 2187.8268 | 0 | 17486.9854 | 2659.338 | 0 | 18170.6422 | 3849.9339 | 0
3602 | 41.1187 | 17034.1123 | 2186.1102 | 0 | 17486.5222 | 2659.2739 | 0 | 18169.775 | 3849.6236 | 0
3603 | 41.1301 | 17031.4482 | 2185.183 | 0 | 17485.6865 | 2658.2153 | 0 | 18169.1157 | 3848.8733 | 0
3604 | 41.1416 | 17031.38 | 2183.9008 | 0 | 17484.8908 | 2656.8698 | 0 | 18168.7362 | 3847.9503 | 0
3605 | 41.153 | 17030.8797 | 2183.8488 | 0 | 17484.8328 | 2656.2659 | 0 | 18168.427 | 3847.8612 | 0
3606 | 41.1644 | 17030.3569 | 2183.012 | 0 | 17484.0891 | 2655.9837 | 0 | 18167.1048 | 3847.6724 | 0
3607 | 41.1758 | 17028.7836 | 2182.8817 | 0 | 17484.0154 | 2655.9767 | 0 | 18167.0418 | 3847.2774 | 0
3608 | 41.1872 | 17028.0383 | 2182.4055 | 0 | 17483.9573 | 2655.3741 | 0 | 18166.9523 | 3847.2314 | 0
3609 | 41.1986 | 17027.4388 | 2181.1926 | 0 | 17483.8944 | 2654.9389 | 0 | 18166.0828 | 3847.1611 | 0
3610 | 41.21 | 17026.6306 | 2180.9568 | 0 | 17483.3997 | 2654.4912 | 0 | 18163.8267 | 3847.0168 | 0
3611 | 41.2215 | 17026.1329 | 2180.9311 | 0 | 17482.9314 | 2654.4694 | 0 | 18163.0369 | 3846.9067 | 0
3612 | 41.2329 | 17026.0174 | 2179.7724 | 0 | 17482.7035 | 2654.1131 | 0 | 18162.1997 | 3846.6293 | 0
3613 | 41.2443 | 17025.4178 | 2179.5233 | 0 | 17481.9371 | 2653.4216 | 0 | 18161.8248 | 3845.4193 | 0
3614 | 41.2557 | 17025.0374 | 2179.4718 | 0 | 17481.7436 | 2653.2242 | 0 | 18161.0748 | 3845.2752 | 0
3615 | 41.2671 | 17022.1004 | 2179.3669 | 0 | 17480.983 | 2652.2805 | 0 | 18160.7393 | 3844.7245 | 0
3616 | 41.2785 | 17021.1041 | 2178.6066 | 0 | 17480.8578 | 2651.6699 | 0 | 18160.26 | 3844.5244 | 0
3617 | 41.29 | 17020.4157 | 2177.8541 | 0 | 17480.0838 | 2649.1963 | 0 | 18160.082 | 3844.134 | 0
3618 | 41.3014 | 17019.8669 | 2177.7785 | 0 | 17478.3318 | 2648.7909 | 0 | 18159.2081 | 3842.7862 | 0
3619 | 41.3128 | 17019.8439 | 2176.0814 | 0 | 17476.003 | 2647.5889 | 0 | 18158.7632 | 3841.3585 | 0
3620 | 41.3242 | 17019.5154 | 2175.5486 | 0 | 17474.7257 | 2645.9422 | 0 | 18158.4044 | 3838.9836 | 0
3621 | 41.3356 | 17019.062 | 2174.1307 | 0 | 17474.6057 | 2645.9262 | 0 | 18158.3345 | 3837.9304 | 0
3622 | 41.347 | 17018.6103 | 2172.969 | 0 | 17473.0588 | 2644.6427 | 0 | 18157.8193 | 3837.7988 | 0
3623 | 41.3584 | 17018.426 | 2171.5223 | 0 | 17470.9565 | 2643.2794 | 0 | 18157.3383 | 3836.4745 | 0
3624 | 41.3699 | 17017.0761 | 2171.2172 | 0 | 17469.7609 | 2641.6577 | 0 | 18156.08 | 3835.9472 | 0
3625 | 41.3813 | 17015.4045 | 2168.1772 | 0 | 17469.075 | 2640.0483 | 0 | 18155.8954 | 3835.8399 | 0
3626 | 41.3927 | 17015.1521 | 2167.186 | 0 | 17468.9097 | 2638.2134 | 0 | 18155.0115 | 3832.8389 | 0
3627 | 41.4041 | 17014.1893 | 2166.2407 | 0 | 17468.2753 | 2638.1115 | 0 | 18154.7458 | 3830.3695 | 0
3628 | 41.4155 | 17013.671 | 2166.2284 | 0 | 17468.2276 | 2637.5093 | 0 | 18153.427 | 3830.0615 | 0
3629 | 41.4269 | 17012.9298 | 2165.1673 | 0 | 17467.9914 | 2637.4684 | 0 | 18153.4124 | 3829.8428 | 0
3630 | 41.4384 | 17012.6588 | 2163.6932 | 0 | 17466.7509 | 2637.0328 | 0 | 18153.3497 | 3829.2393 | 0
3631 | 41.4498 | 17012.6173 | 2163.5305 | 0 | 17466.3229 | 2636.2749 | 0 | 18152.5768 | 3829.126 | 0
3632 | 41.4612 | 17012.5379 | 2161.9366 | 0 | 17466.2558 | 2635.5531 | 0 | 18150.2221 | 3828.7955 | 0
3633 | 41.4726 | 17012.4891 | 2161.7893 | 0 | 17466.1482 | 2635.5099 | 0 | 18149.4148 | 3828.6299 | 0
3634 | 41.484 | 17012.1203 | 2161.7437 | 0 | 17466.0581 | 2634.4267 | 0 | 18148.4146 | 3827.7938 | 0
3635 | 41.4954 | 17011.9977 | 2160.0007 | 0 | 17465.6065 | 2633.8079 | 0 | 18148.2552 | 3827.6332 | 0
3636 | 41.5068 | 17011.9977 | 2159.7833 | 0 | 17465.5282 | 2633.1582 | 0 | 18147.7647 | 3827.4843 | 0
3637 | 41.5183 | 17010.8593 | 2159.712 | 0 | 17465.2986 | 2633.0797 | 0 | 18146.0711 | 3827.111 | 0
3638 | 41.5297 | 17010.7624 | 2159.2447 | 0 | 17465.268 | 2631.0884 | 0 | 18145.7059 | 3825.0748 | 0
3639 | 41.5411 | 17010.7347 | 2158.3937 | 0 | 17462.6807 | 2630.9403 | 0 | 18145.3109 | 3823.6929 | 0
3640 | 41.5525 | 17008.086 | 2157.4174 | 0 | 17461.5316 | 2628.8037 | 0 | 18144.4455 | 3823.3244 | 0
3641 | 41.5639 | 17007.0334 | 2155.2301 | 0 | 17461.0135 | 2627.8324 | 0 | 18143.9069 | 3822.0738 | 0
3642 | 41.5753 | 17006.458 | 2155.1953 | 0 | 17460.9386 | 2626.8817 | 0 | 18142.9854 | 3822.015 | 0
3643 | 41.5868 | 17005.7615 | 2155.1437 | 0 | 17460.2726 | 2626.7119 | 0 | 18142.8045 | 3821.8036 | 0
3644 | 41.5982 | 17005.3904 | 2154.7808 | 0 | 17459.0606 | 2624.9802 | 0 | 18142.3664 | 3820.6359 | 0
3645 | 41.6096 | 17004.9487 | 2154.4483 | 0 | 17458.8173 | 2623.2878 | 0 | 18142.2359 | 3820.532 | 0
3646 | 41.621 | 17003.7462 | 2153.9123 | 0 | 17458.6038 | 2623.1521 | 0 | 18142.0545 | 3819.8101 | 0
3647 | 41.6324 | 17003.619 | 2153.6462 | 0 | 17458.5239 | 2622.1031 | 0 | 18141.5114 | 3819.6808 | 0
3648 | 41.6438 | 17003.0042 | 2153.2031 | 0 | 17457.884 | 2621.9885 | 0 | 18141.0077 | 3817.576 | 0
3649 | 41.6553 | 17002.6505 | 2153.1127 | 0 | 17457.808 | 2620.9622 | 0 | 18138.1637 | 3817.3527 | 0
3650 | 41.6667 | 17002.5948 | 2152.4305 | 0 | 17456.7356 | 2620.8877 | 0 | 18137.5226 | 3816.9847 | 0
3651 | 41.6781 | 17001.6432 | 2149.5024 | 0 | 17454.6243 | 2620.8585 | 0 | 18137.072 | 3816.7438 | 0
3652 | 41.6895 | 17001.5669 | 2148.1933 | 0 | 17453.8732 | 2620.5288 | 0 | 18136.2916 | 3815.9896 | 0
3653 | 41.7009 | 16999.5155 | 2147.357 | 0 | 17451.6517 | 2620.0467 | 0 | 18135.1851 | 3815.7941 | 0
3654 | 41.7123 | 16999.4263 | 2145.637 | 0 | 17450.987 | 2619.3217 | 0 | 18134.9188 | 3815.6752 | 0
3655 | 41.7237 | 16999.2968 | 2145.4774 | 0 | 17450.5665 | 2618.8264 | 0 | 18133.9813 | 3815.5182 | 0
3656 | 41.7352 | 16998.5701 | 2144.8524 | 0 | 17449.5354 | 2616.6263 | 0 | 18133.8025 | 3814.1336 | 0
3657 | 41.7466 | 16997.0967 | 2144.13 | 0 | 17449.3333 | 2616.2223 | 0 | 18133.0496 | 3811.6081 | 0
3658 | 41.758 | 16996.9642 | 2144.0663 | 0 | 17447.6879 | 2615.8496 | 0 | 18131.785 | 3811.2689 | 0
3659 | 41.7694 | 16995.7832 | 2139.2929 | 0 | 17446.3422 | 2615.6903 | 0 | 18131.785 | 3810.914 | 0
3660 | 41.7808 | 16995.7736 | 2138.6607 | 0 | 17446.2735 | 2615.224 | 0 | 18131.6736 | 3809.5874 | 0
3661 | 41.7922 | 16995.6306 | 2137.99 | 0 | 17444.7633 | 2614.5254 | 0 | 18131.0444 | 3809.4847 | 0
3662 | 41.8037 | 16994.3004 | 2136.2273 | 0 | 17444.2856 | 2614.3412 | 0 | 18130.7495 | 3809.2004 | 0
3663 | 41.8151 | 16994.0135 | 2134.5979 | 0 | 17444.0009 | 2613.4238 | 0 | 18130.5922 | 3808.7617 | 0
3664 | 41.8265 | 16993.1641 | 2134.388 | 0 | 17443.7394 | 2611.9746 | 0 | 18130.3029 | 3807.8546 | 0
3665 | 41.8379 | 16992.5534 | 2133.8128 | 0 | 17443.2372 | 2611.1904 | 0 | 18130.1059 | 3806.6723 | 0
3666 | 41.8493 | 16991.4089 | 2132.7356 | 0 | 17442.9311 | 2611.0645 | 0 | 18129.4386 | 3805.8096 | 0
3667 | 41.8607 | 16990.2127 | 2132.7079 | 0 | 17442.4577 | 2610.4816 | 0 | 18128.456 | 3804.7048 | 0
3668 | 41.8721 | 16990.2127 | 2130.7016 | 0 | 17442.365 | 2610.3516 | 0 | 18126.9958 | 3804.5385 | 0
3669 | 41.8836 | 16988.6837 | 2128.2223 | 0 | 17442.0018 | 2609.848 | 0 | 18126.4778 | 3803.6551 | 0
3670 | 41.895 | 16988.6351 | 2127.2065 | 0 | 17441.7623 | 2609.2762 | 0 | 18126.0447 | 3802.8693 | 0
3671 | 41.9064 | 16988.5178 | 2127.0693 | 0 | 17441.7561 | 2608.2667 | 0 | 18124.4938 | 3802.6812 | 0
3672 | 41.9178 | 16988.5152 | 2126.9451 | 0 | 17441.2502 | 2607.7857 | 0 | 18124.113 | 3801.1007 | 0
3673 | 41.9292 | 16988.4311 | 2125.5634 | 0 | 17441.0096 | 2607.7229 | 0 | 18123.381 | 3799.4501 | 0
3674 | 41.9406 | 16987.9319 | 2125.43 | 0 | 17440.8061 | 2607.2503 | 0 | 18122.7438 | 3798.7027 | 0
3675 | 41.9521 | 16987.5834 | 2124.9477 | 0 | 17439.4227 | 2606.8272 | 0 | 18120.6976 | 3797.0024 | 0
3676 | 41.9635 | 16985.7206 | 2124.8392 | 0 | 17438.6363 | 2605.9092 | 0 | 18119.6075 | 3796.1318 | 0
3677 | 41.9749 | 16985.6929 | 2124.2403 | 0 | 17438.4984 | 2605.4314 | 0 | 18119.0605 | 3793.8535 | 0
3678 | 41.9863 | 16985.6727 | 2123.5076 | 0 | 17438.4042 | 2603.5203 | 0 | 18117.2409 | 3793.372 | 0
3679 | 41.9977 | 16985.604 | 2123.3998 | 0 | 17437.5063 | 2603.518 | 0 | 18115.2691 | 3793.1511 | 0
3680 | 42.0091 | 16985.3965 | 2122.3129 | 0 | 17436.449 | 2602.7379 | 0 | 18114.6958 | 3792.4814 | 0
3681 | 42.0205 | 16984.9141 | 2122.174 | 0 | 17435.2537 | 2602.655 | 0 | 18114.0315 | 3790.878 | 0
3682 | 42.032 | 16984.7468 | 2122.1569 | 0 | 17434.7151 | 2601.5832 | 0 | 18112.1603 | 3790.6153 | 0
3683 | 42.0434 | 16983.5499 | 2122.1386 | 0 | 17434.5407 | 2601.1965 | 0 | 18110.9047 | 3790.0646 | 0
3684 | 42.0548 | 16983.2654 | 2121.4819 | 0 | 17434.3089 | 2599.0582 | 0 | 18110.6311 | 3788.1915 | 0
3685 | 42.0662 | 16982.6105 | 2121.4146 | 0 | 17433.7702 | 2598.3149 | 0 | 18109.9774 | 3788.0991 | 0
3686 | 42.0776 | 16982.3918 | 2120.499 | 0 | 17433.5697 | 2597.1627 | 0 | 18109.0997 | 3786.7101 | 0
3687 | 42.089 | 16981.077 | 2119.1284 | 0 | 17432.5725 | 2596.9613 | 0 | 18109.0997 | 3786.0054 | 0
3688 | 42.1005 | 16980.832 | 2118.9137 | 0 | 17431.5097 | 2595.4357 | 0 | 18109.0035 | 3785.8089 | 0
3689 | 42.1119 | 16980.5361 | 2116.5342 | 0 | 17430.7061 | 2594.9089 | 0 | 18108.4824 | 3785.8035 | 0
3690 | 42.1233 | 16980.2933 | 2116.4364 | 0 | 17430.1449 | 2594.0505 | 0 | 18108.3472 | 3784.4484 | 0
3691 | 42.1347 | 16980.1283 | 2116.0115 | 0 | 17428.4095 | 2593.9192 | 0 | 18108.2368 | 3782.247 | 0
3692 | 42.1461 | 16980.1021 | 2115.2757 | 0 | 17428.1233 | 2593.3906 | 0 | 18107.9395 | 3781.8755 | 0
3693 | 42.1575 | 16979.5463 | 2113.2441 | 0 | 17427.0903 | 2593.3616 | 0 | 18105.0999 | 3781.352 | 0
3694 | 42.1689 | 16979.0292 | 2110.2104 | 0 | 17426.6188 | 2593.3555 | 0 | 18104.2717 | 3781.266 | 0
3695 | 42.1804 | 16978.7989 | 2109.4302 | 0 | 17425.9868 | 2591.9902 | 0 | 18103.9273 | 3779.3602 | 0
3696 | 42.1918 | 16978.7989 | 2108.9955 | 0 | 17425.4151 | 2591.2601 | 0 | 18103.745 | 3779.2609 | 0
3697 | 42.2032 | 16978.559 | 2107.1893 | 0 | 17425.153 | 2590.9166 | 0 | 18103.0519 | 3779.0361 | 0
3698 | 42.2146 | 16978.0921 | 2106.893 | 0 | 17425.01 | 2589.8314 | 0 | 18102.7879 | 3778.5955 | 0
3699 | 42.226 | 16977.5897 | 2106.5492 | 0 | 17422.9895 | 2589.8072 | 0 | 18101.3774 | 3778.4973 | 0
3700 | 42.2374 | 16977.4908 | 2106.0335 | 0 | 17421.7934 | 2588.8382 | 0 | 18101.1869 | 3778.4586 | 0
3701 | 42.2489 | 16977.2503 | 2105.7356 | 0 | 17421.7114 | 2588.6232 | 0 | 18100.8741 | 3778.2811 | 0
3702 | 42.2603 | 16976.9646 | 2105.5508 | 0 | 17421.657 | 2586.0469 | 0 | 18098.0415 | 3778.1108 | 0
3703 | 42.2717 | 16973.5235 | 2105.213 | 0 | 17420.5297 | 2586.0107 | 0 | 18096.73 | 3776.79 | 0
3704 | 42.2831 | 16973.2157 | 2104.6073 | 0 | 17420.476 | 2585.9423 | 0 | 18096.6683 | 3776.6171 | 0
3705 | 42.2945 | 16972.1613 | 2104.4452 | 0 | 17420.1705 | 2582.398 | 0 | 18096.5661 | 3775.0867 | 0
3706 | 42.3059 | 16972.1206 | 2103.1491 | 0 | 17419.69 | 2581.5552 | 0 | 18096.0573 | 3774.6662 | 0
3707 | 42.3174 | 16971.4942 | 2102.8461 | 0 | 17419.6573 | 2581.2617 | 0 | 18095.4802 | 3774.0048 | 0
3708 | 42.3288 | 16970.8356 | 2101.319 | 0 | 17419.3796 | 2580.7912 | 0 | 18093.4657 | 3773.9773 | 0
3709 | 42.3402 | 16970.7064 | 2101.2295 | 0 | 17418.9182 | 2580.6448 | 0 | 18093.1897 | 3773.8346 | 0
3710 | 42.3516 | 16970.6543 | 2101.0547 | 0 | 17418.1033 | 2580.4543 | 0 | 18091.7074 | 3772.1877 | 0
3711 | 42.363 | 16970.3811 | 2100.007 | 0 | 17417.8805 | 2579.7238 | 0 | 18090.9586 | 3771.5667 | 0
3712 | 42.3744 | 16968.396 | 2097.527 | 0 | 17417.4685 | 2579.4254 | 0 | 18089.6064 | 3770.8077 | 0
3713 | 42.3858 | 16966.499 | 2097.4609 | 0 | 17415.9108 | 2578.701 | 0 | 18089.4581 | 3767.2037 | 0
3714 | 42.3973 | 16966.4848 | 2096.4481 | 0 | 17415.4144 | 2578.2125 | 0 | 18089.3694 | 3767.0297 | 0
3715 | 42.4087 | 16964.473 | 2096.3592 | 0 | 17415.2991 | 2578.0834 | 0 | 18089.3259 | 3766.4551 | 0
3716 | 42.4201 | 16964.2398 | 2096.3542 | 0 | 17413.9971 | 2577.0159 | 0 | 18087.234 | 3765.6384 | 0
3717 | 42.4315 | 16964.0769 | 2096.1751 | 0 | 17413.9594 | 2576.4353 | 0 | 18086.2546 | 3765.5637 | 0
3718 | 42.4429 | 16961.5483 | 2095.4125 | 0 | 17413.4941 | 2574.08 | 0 | 18085.9103 | 3764.6017 | 0
3719 | 42.4543 | 16961.21 | 2095.0247 | 0 | 17412.8044 | 2574.0572 | 0 | 18085.3699 | 3764.1525 | 0
3720 | 42.4658 | 16960.3982 | 2092.1338 | 0 | 17412.197 | 2573.9366 | 0 | 18084.3868 | 3763.7585 | 0
3721 | 42.4772 | 16959.9002 | 2091.925 | 0 | 17411.8807 | 2572.7329 | 0 | 18083.7733 | 3763.5484 | 0
3722 | 42.4886 | 16959.3815 | 2091.7989 | 0 | 17411.3835 | 2572.1329 | 0 | 18083.5803 | 3762.7301 | 0
3723 | 42.5 | 16958.4474 | 2090.9862 | 0 | 17408.6133 | 2571.02 | 0 | 18082.2163 | 3762.1062 | 0
3724 | 42.5114 | 16958.1798 | 2090.4024 | 0 | 17408.5511 | 2570.9844 | 0 | 18081.7741 | 3761.1589 | 0
3725 | 42.5228 | 16958.037 | 2088.538 | 0 | 17405.9753 | 2570.7782 | 0 | 18081.6815 | 3760.4874 | 0
3726 | 42.5342 | 16957.0288 | 2086.9308 | 0 | 17404.5407 | 2570.2476 | 0 | 18081.5192 | 3758.9468 | 0
3727 | 42.5457 | 16956.1362 | 2086.6499 | 0 | 17404.223 | 2570.163 | 0 | 18081.2114 | 3757.8223 | 0
3728 | 42.5571 | 16955.9654 | 2086.4806 | 0 | 17403.6354 | 2569.6609 | 0 | 18081.0619 | 3756.8595 | 0
3729 | 42.5685 | 16955.9243 | 2086.3502 | 0 | 17402.8859 | 2569.1678 | 0 | 18080.8373 | 3755.7364 | 0
3730 | 42.5799 | 16955.1425 | 2085.7159 | 0 | 17402.4915 | 2568.6752 | 0 | 18079.4371 | 3755.3708 | 0
3731 | 42.5913 | 16954.0498 | 2084.5855 | 0 | 17402.3532 | 2567.4983 | 0 | 18078.9386 | 3755.2446 | 0
3732 | 42.6027 | 16953.0106 | 2084.3937 | 0 | 17401.3461 | 2566.9253 | 0 | 18078.8178 | 3752.9214 | 0
3733 | 42.6142 | 16952.4396 | 2083.9974 | 0 | 17401.1738 | 2566.9205 | 0 | 18078.5168 | 3751.1005 | 0
3734 | 42.6256 | 16952.2711 | 2083.642 | 0 | 17401.0041 | 2566.8662 | 0 | 18078.0508 | 3749.6985 | 0
3735 | 42.637 | 16948.5076 | 2082.325 | 0 | 17400.8311 | 2566.7117 | 0 | 18077.841 | 3748.0287 | 0
3736 | 42.6484 | 16948.4993 | 2082.0532 | 0 | 17400.3177 | 2566.6102 | 0 | 18077.8234 | 3747.8942 | 0
3737 | 42.6598 | 16947.034 | 2080.8419 | 0 | 17399.8707 | 2566.2186 | 0 | 18077.5335 | 3747.7347 | 0
3738 | 42.6712 | 16946.8186 | 2080.6333 | 0 | 17397.9046 | 2566.1016 | 0 | 18075.5104 | 3747.5463 | 0
3739 | 42.6826 | 16946.5081 | 2080.2059 | 0 | 17397.242 | 2565.6398 | 0 | 18075.1882 | 3747.0993 | 0
3740 | 42.6941 | 16946.1539 | 2079.1382 | 0 | 17396.8881 | 2565.3191 | 0 | 18074.9145 | 3746.8747 | 0
3741 | 42.7055 | 16945.3447 | 2078.0993 | 0 | 17395.9685 | 2563.6198 | 0 | 18074.1781 | 3746.3385 | 0
3742 | 42.7169 | 16942.0683 | 2077.8793 | 0 | 17395.699 | 2562.5185 | 0 | 18073.927 | 3745.5987 | 0
3743 | 42.7283 | 16941.959 | 2077.1256 | 0 | 17394.7152 | 2560.4078 | 0 | 18073.4031 | 3745.2752 | 0
3744 | 42.7397 | 16939.0056 | 2077.0739 | 0 | 17394.6325 | 2557.7505 | 0 | 18073.2352 | 3744.4717 | 0
3745 | 42.7511 | 16936.9893 | 2075.1145 | 0 | 17394.0189 | 2557.2428 | 0 | 18073.0699 | 3741.9536 | 0
3746 | 42.7626 | 16936.6117 | 2075.0393 | 0 | 17392.3498 | 2557.0167 | 0 | 18073.0495 | 3739.3075 | 0
3747 | 42.774 | 16935.4614 | 2074.4077 | 0 | 17389.0809 | 2555.5588 | 0 | 18072.7715 | 3738.8259 | 0
3748 | 42.7854 | 16934.9313 | 2074.256 | 0 | 17388.4275 | 2555.1736 | 0 | 18072.2059 | 3738.7902 | 0
3749 | 42.7968 | 16934.5743 | 2073.8824 | 0 | 17388.4212 | 2555.0184 | 0 | 18071.9424 | 3738.4864 | 0
3750 | 42.8082 | 16934.1959 | 2071.8264 | 0 | 17387.6154 | 2554.5209 | 0 | 18071.4524 | 3738.2081 | 0
3751 | 42.8196 | 16933.1463 | 2071.6015 | 0 | 17387.5761 | 2553.9711 | 0 | 18071.434 | 3738.0997 | 0
3752 | 42.8311 | 16932.5337 | 2070.2047 | 0 | 17386.6746 | 2553.872 | 0 | 18070.9388 | 3738.0384 | 0
3753 | 42.8425 | 16931.3578 | 2069.9871 | 0 | 17386.0073 | 2551.3351 | 0 | 18070.8795 | 3737.4831 | 0
3754 | 42.8539 | 16930.4155 | 2069.8755 | 0 | 17385.8127 | 2550.5347 | 0 | 18070.8052 | 3736.6497 | 0
3755 | 42.8653 | 16928.6128 | 2069.1222 | 0 | 17385.087 | 2549.0562 | 0 | 18070.2824 | 3736.0819 | 0
3756 | 42.8767 | 16927.8337 | 2068.0775 | 0 | 17384.1557 | 2548.8836 | 0 | 18070.2824 | 3734.9099 | 0
3757 | 42.8881 | 16927.8337 | 2068.0446 | 0 | 17383.7868 | 2548.7973 | 0 | 18068.9118 | 3734.5067 | 0
3758 | 42.8995 | 16927.3794 | 2067.7165 | 0 | 17382.6003 | 2548.1175 | 0 | 18068.9118 | 3734.0729 | 0
3759 | 42.911 | 16925.9713 | 2067.6463 | 0 | 17382.5408 | 2547.4882 | 0 | 18066.9986 | 3733.703 | 0
3760 | 42.9224 | 16925.551 | 2067.3614 | 0 | 17381.144 | 2547.0321 | 0 | 18066.648 | 3733.1304 | 0
3761 | 42.9338 | 16924.6319 | 2067.2934 | 0 | 17380.5698 | 2545.8695 | 0 | 18066.5022 | 3732.3574 | 0
3762 | 42.9452 | 16924.4763 | 2067.2107 | 0 | 17380.4548 | 2545.6381 | 0 | 18065.8095 | 3732.2151 | 0
3763 | 42.9566 | 16924.36 | 2066.352 | 0 | 17379.4125 | 2545.6035 | 0 | 18065.2346 | 3731.5868 | 0
3764 | 42.968 | 16924.102 | 2065.5687 | 0 | 17378.9732 | 2545.0353 | 0 | 18065.2172 | 3731.2703 | 0
3765 | 42.9795 | 16923.372 | 2065.2595 | 0 | 17377.8428 | 2543.631 | 0 | 18065.1743 | 3730.6362 | 0
3766 | 42.9909 | 16922.8586 | 2064.9148 | 0 | 17377.6201 | 2542.5727 | 0 | 18064.5801 | 3730.3745 | 0
3767 | 43.0023 | 16921.5877 | 2064.4939 | 0 | 17377.4188 | 2542.2267 | 0 | 18064.2582 | 3730.3099 | 0
3768 | 43.0137 | 16921.0988 | 2063.2427 | 0 | 17377.2215 | 2541.4699 | 0 | 18064.03 | 3730.1113 | 0
3769 | 43.0251 | 16921.0718 | 2062.4965 | 0 | 17376.9651 | 2541.372 | 0 | 18063.4796 | 3730.0311 | 0
3770 | 43.0365 | 16920.6039 | 2062.2816 | 0 | 17376.4856 | 2541.2684 | 0 | 18062.7464 | 3729.5636 | 0
3771 | 43.0479 | 16920.3232 | 2061.7863 | 0 | 17375.8687 | 2541.1904 | 0 | 18062.673 | 3729.358 | 0
3772 | 43.0594 | 16918.9969 | 2061.1553 | 0 | 17375.4263 | 2540.8553 | 0 | 18059.7409 | 3728.8353 | 0
3773 | 43.0708 | 16918.7094 | 2061.0814 | 0 | 17375.3714 | 2540.8111 | 0 | 18059.0854 | 3728.5675 | 0
3774 | 43.0822 | 16918.4977 | 2060.0198 | 0 | 17375.218 | 2540.7803 | 0 | 18059.0407 | 3728.2713 | 0
3775 | 43.0936 | 16917.0587 | 2059.907 | 0 | 17373.1477 | 2540.7177 | 0 | 18058.4629 | 3727.6835 | 0
3776 | 43.105 | 16914.8093 | 2058.2572 | 0 | 17372.9769 | 2540.0482 | 0 | 18057.306 | 3727.3067 | 0
3777 | 43.1164 | 16914.5413 | 2056.7713 | 0 | 17372.9075 | 2539.9085 | 0 | 18057.1334 | 3727.1146 | 0
3778 | 43.1279 | 16914.5325 | 2056.6057 | 0 | 17372.8559 | 2539.8349 | 0 | 18056.7236 | 3726.2874 | 0
3779 | 43.1393 | 16913.9524 | 2056.1929 | 0 | 17372.7125 | 2539.5122 | 0 | 18056.6221 | 3724.8492 | 0
3780 | 43.1507 | 16913.427 | 2055.9013 | 0 | 17372.6255 | 2539.3134 | 0 | 18056.4225 | 3724.5554 | 0
3781 | 43.1621 | 16912.6853 | 2055.1106 | 0 | 17372.2894 | 2539.1796 | 0 | 18056.2697 | 3724.4987 | 0
3782 | 43.1735 | 16912.1697 | 2053.2706 | 0 | 17370.3104 | 2539.0932 | 0 | 18055.9828 | 3723.7354 | 0
3783 | 43.1849 | 16911.4013 | 2052.309 | 0 | 17370.0297 | 2538.9853 | 0 | 18055.3798 | 3722.9289 | 0
3784 | 43.1963 | 16910.4534 | 2052.0189 | 0 | 17369.7338 | 2537.83 | 0 | 18054.3513 | 3722.6441 | 0
3785 | 43.2078 | 16910.3885 | 2051.2424 | 0 | 17369.6833 | 2535.8061 | 0 | 18054.054 | 3721.9235 | 0
3786 | 43.2192 | 16909.0939 | 2049.8102 | 0 | 17369.3382 | 2535.0638 | 0 | 18050.8482 | 3719.5744 | 0
3787 | 43.2306 | 16906.0574 | 2048.1216 | 0 | 17368.7889 | 2533.6488 | 0 | 18050.334 | 3719.3886 | 0
3788 | 43.242 | 16905.5088 | 2046.708 | 0 | 17368.2528 | 2533.5908 | 0 | 18048.4691 | 3716.2762 | 0
3789 | 43.2534 | 16903.9079 | 2044.8327 | 0 | 17367.0779 | 2533.2381 | 0 | 18047.4855 | 3713.811 | 0
3790 | 43.2648 | 16903.1142 | 2043.4955 | 0 | 17365.7623 | 2532.2392 | 0 | 18047.2696 | 3712.7542 | 0
3791 | 43.2763 | 16902.6609 | 2043.2197 | 0 | 17365.4469 | 2528.5035 | 0 | 18046.0447 | 3712.2008 | 0
3792 | 43.2877 | 16902.0453 | 2043.021 | 0 | 17363.0277 | 2528.3363 | 0 | 18043.2479 | 3711.9805 | 0
3793 | 43.2991 | 16900.8085 | 2042.8273 | 0 | 17362.938 | 2525.4186 | 0 | 18042.8828 | 3711.0251 | 0
3794 | 43.3105 | 16899.2699 | 2041.0135 | 0 | 17362.7655 | 2524.6409 | 0 | 18042.3042 | 3710.7127 | 0
3795 | 43.3219 | 16899.0667 | 2040.8646 | 0 | 17362.359 | 2524.4402 | 0 | 18041.3865 | 3709.2496 | 0
3796 | 43.3333 | 16898.6516 | 2038.0272 | 0 | 17362.3134 | 2524.3875 | 0 | 18041.0238 | 3709.1642 | 0
3797 | 43.3447 | 16898.5187 | 2036.708 | 0 | 17361.8448 | 2523.1305 | 0 | 18039.6931 | 3707.883 | 0
3798 | 43.3562 | 16898.4627 | 2036.0979 | 0 | 17360.8797 | 2521.4374 | 0 | 18039.3926 | 3707.5564 | 0
3799 | 43.3676 | 16898.2124 | 2035.518 | 0 | 17360.7027 | 2521.0014 | 0 | 18038.944 | 3707.4689 | 0
3800 | 43.379 | 16893.5748 | 2033.801 | 0 | 17360.4957 | 2520.2225 | 0 | 18038.6339 | 3706.8672 | 0
3801 | 43.3904 | 16891.781 | 2033.7312 | 0 | 17359.5483 | 2519.8241 | 0 | 18038.1453 | 3705.9638 | 0
3802 | 43.4018 | 16891.5246 | 2033.3562 | 0 | 17359.4195 | 2519.1613 | 0 | 18037.4168 | 3703.9431 | 0
3803 | 43.4132 | 16890.4655 | 2032.9492 | 0 | 17358.2534 | 2518.5027 | 0 | 18037.4096 | 3703.8049 | 0
3804 | 43.4247 | 16890.3217 | 2030.739 | 0 | 17356.5577 | 2516.971 | 0 | 18037.4096 | 3703.6023 | 0
3805 | 43.4361 | 16889.5022 | 2029.7486 | 0 | 17356.2036 | 2515.4929 | 0 | 18036.3552 | 3703.4552 | 0
3806 | 43.4475 | 16889.5022 | 2027.6789 | 0 | 17354.829 | 2514.1308 | 0 | 18035.7627 | 3703.0529 | 0
3807 | 43.4589 | 16889.3035 | 2026.7665 | 0 | 17354.5072 | 2513.8467 | 0 | 18034.5177 | 3701.1791 | 0
3808 | 43.4703 | 16889.1746 | 2025.9225 | 0 | 17354.0783 | 2512.9246 | 0 | 18034.3424 | 3700.8069 | 0
3809 | 43.4817 | 16886.1035 | 2024.4816 | 0 | 17352.6941 | 2512.7926 | 0 | 18034.2513 | 3700.447 | 0
3810 | 43.4932 | 16885.7818 | 2024.2708 | 0 | 17351.4125 | 2512.6976 | 0 | 18033.2176 | 3700.4436 | 0
3811 | 43.5046 | 16884.3583 | 2023.8399 | 0 | 17349.6476 | 2512.3429 | 0 | 18032.9525 | 3700.2388 | 0
3812 | 43.516 | 16884.2799 | 2023.0113 | 0 | 17349.2899 | 2511.5017 | 0 | 18032.4937 | 3699.1072 | 0
3813 | 43.5274 | 16884.1312 | 2022.1386 | 0 | 17348.7136 | 2511.484 | 0 | 18031.1929 | 3699.047 | 0
3814 | 43.5388 | 16883.9924 | 2020.9602 | 0 | 17348.1168 | 2510.8075 | 0 | 18030.8014 | 3698.4933 | 0
3815 | 43.5502 | 16880.9737 | 2020.5948 | 0 | 17347.7086 | 2510.2194 | 0 | 18030.5892 | 3697.659 | 0
3816 | 43.5616 | 16880.7251 | 2019.329 | 0 | 17347.1439 | 2509.4991 | 0 | 18030.3055 | 3697.409 | 0
3817 | 43.5731 | 16880.335 | 2019.1604 | 0 | 17346.4455 | 2508.7891 | 0 | 18029.9189 | 3696.9421 | 0
3818 | 43.5845 | 16879.9854 | 2019.1375 | 0 | 17345.2398 | 2508.6964 | 0 | 18029.6375 | 3696.2803 | 0
3819 | 43.5959 | 16879.7502 | 2015.5547 | 0 | 17345.1329 | 2508.3498 | 0 | 18028.9148 | 3696.238 | 0
3820 | 43.6073 | 16878.659 | 2014.229 | 0 | 17343.782 | 2507.9474 | 0 | 18027.8832 | 3694.2407 | 0
3821 | 43.6187 | 16878.6434 | 2014.0466 | 0 | 17341.9559 | 2505.8872 | 0 | 18027.2874 | 3693.599 | 0
3822 | 43.6301 | 16877.881 | 2014.0061 | 0 | 17341.5961 | 2504.8569 | 0 | 18026.3302 | 3693.5941 | 0
3823 | 43.6416 | 16877.4075 | 2012.8468 | 0 | 17341.2395 | 2504.0379 | 0 | 18025.7143 | 3692.6486 | 0
3824 | 43.653 | 16873.9641 | 2012.8176 | 0 | 17341.1008 | 2501.2038 | 0 | 18025.0071 | 3691.6122 | 0
3825 | 43.6644 | 16872.0149 | 2012.7936 | 0 | 17341.0688 | 2501.0497 | 0 | 18024.7924 | 3690.783 | 0
3826 | 43.6758 | 16871.4236 | 2012.3315 | 0 | 17340.7478 | 2500.6018 | 0 | 18024.7333 | 3690.2414 | 0
3827 | 43.6872 | 16871.2235 | 2011.0144 | 0 | 17340.3712 | 2498.3997 | 0 | 18023.1525 | 3689.3713 | 0
3828 | 43.6986 | 16869.5156 | 2010.4672 | 0 | 17340.1499 | 2498.0665 | 0 | 18021.3853 | 3688.9858 | 0
3829 | 43.71 | 16868.7739 | 2007.9074 | 0 | 17339.8602 | 2498.0069 | 0 | 18019.5163 | 3688.0507 | 0
3830 | 43.7215 | 16868.0291 | 2007.223 | 0 | 17339.1024 | 2497.0511 | 0 | 18019.4989 | 3685.9948 | 0
3831 | 43.7329 | 16867.3821 | 2005.663 | 0 | 17338.6225 | 2497.0001 | 0 | 18018.1329 | 3684.8841 | 0
3832 | 43.7443 | 16867.2701 | 2005.2127 | 0 | 17337.7795 | 2495.6727 | 0 | 18018.113 | 3684.4683 | 0
3833 | 43.7557 | 16866.5902 | 2003.5348 | 0 | 17336.5504 | 2495.2064 | 0 | 18016.0527 | 3683.6542 | 0
3834 | 43.7671 | 16865.6594 | 2003.5201 | 0 | 17335.3014 | 2495.0897 | 0 | 18015.4739 | 3682.6137 | 0
3835 | 43.7785 | 16865.5789 | 2001.6658 | 0 | 17335.0695 | 2494.8896 | 0 | 18014.8727 | 3682.6103 | 0
3836 | 43.79 | 16864.4836 | 2001.0862 | 0 | 17334.6148 | 2494.7716 | 0 | 18014.7509 | 3681.7996 | 0
3837 | 43.8014 | 16864.2541 | 1999.4331 | 0 | 17334.1417 | 2494.2984 | 0 | 18014.6628 | 3680.7992 | 0
3838 | 43.8128 | 16863.9755 | 1997.5087 | 0 | 17333.3368 | 2492.1793 | 0 | 18013.2396 | 3677.5401 | 0
3839 | 43.8242 | 16863.8587 | 1996.62 | 0 | 17333.2157 | 2490.7925 | 0 | 18012.5069 | 3676.8279 | 0
3840 | 43.8356 | 16863.5041 | 1996.2849 | 0 | 17327.4737 | 2490.5395 | 0 | 18012.2613 | 3676.5151 | 0
3841 | 43.847 | 16861.9923 | 1996.0787 | 0 | 17326.8248 | 2490.2403 | 0 | 18010.7235 | 3676.3746 | 0
3842 | 43.8584 | 16861.8953 | 1994.6607 | 0 | 17323.8728 | 2488.4593 | 0 | 18009.4444 | 3675.4006 | 0
3843 | 43.8699 | 16861.2053 | 1994.4892 | 0 | 17322.3357 | 2485.8253 | 0 | 18008.1623 | 3675.1717 | 0
3844 | 43.8813 | 16860.05 | 1994.4686 | 0 | 17322.2151 | 2485.7675 | 0 | 18007.1294 | 3675.025 | 0
3845 | 43.8927 | 16858.7743 | 1993.6322 | 0 | 17320.2393 | 2485.0172 | 0 | 18005.8818 | 3674.0685 | 0
3846 | 43.9041 | 16858.4596 | 1993.5917 | 0 | 17319.0215 | 2484.7623 | 0 | 18005.8684 | 3674.0042 | 0
3847 | 43.9155 | 16858.0422 | 1993.12 | 0 | 17318.8053 | 2484.1449 | 0 | 18005.4353 | 3673.4045 | 0
3848 | 43.9269 | 16857.7055 | 1991.8009 | 0 | 17317.5421 | 2484.0276 | 0 | 18005.1972 | 3671.8027 | 0
3849 | 43.9384 | 16857.3977 | 1991.2787 | 0 | 17316.3098 | 2482.4513 | 0 | 18005.0908 | 3671.4066 | 0
3850 | 43.9498 | 16856.857 | 1990.9512 | 0 | 17316.2716 | 2480.3541 | 0 | 18005.0908 | 3670.3605 | 0
3851 | 43.9612 | 16856.5963 | 1990.1113 | 0 | 17315.9764 | 2478.2195 | 0 | 18003.6872 | 3670.039 | 0
3852 | 43.9726 | 16856.2444 | 1989.5966 | 0 | 17315.7206 | 2478.0568 | 0 | 18002.3924 | 3668.3326 | 0
3853 | 43.984 | 16855.69 | 1989.1566 | 0 | 17313.617 | 2476.1746 | 0 | 18001.9096 | 3668.3241 | 0
3854 | 43.9954 | 16854.9635 | 1989.1163 | 0 | 17312.7166 | 2475.8528 | 0 | 18001.4857 | 3668.1055 | 0
3855 | 44.0068 | 16854.8004 | 1988.8756 | 0 | 17311.1842 | 2475.4516 | 0 | 18000.6254 | 3665.9271 | 0
3856 | 44.0183 | 16854.7456 | 1988.8612 | 0 | 17310.7596 | 2475.2583 | 0 | 18000.4783 | 3665.9076 | 0
3857 | 44.0297 | 16854.4518 | 1988.47 | 0 | 17310.7508 | 2474.7828 | 0 | 18000.2242 | 3665.095 | 0
3858 | 44.0411 | 16853.6402 | 1987.6305 | 0 | 17310.7457 | 2474.1348 | 0 | 17999.3612 | 3665.0656 | 0
3859 | 44.0525 | 16852.8931 | 1986.7097 | 0 | 17307.5366 | 2473.1839 | 0 | 17998.2457 | 3665.0225 | 0
3860 | 44.0639 | 16849.1148 | 1985.8624 | 0 | 17307.441 | 2472.9028 | 0 | 17997.9018 | 3664.9029 | 0
3861 | 44.0753 | 16847.6666 | 1985.4509 | 0 | 17306.2486 | 2472.3781 | 0 | 17997.3335 | 3664.2436 | 0
3862 | 44.0868 | 16847.3601 | 1984.3846 | 0 | 17306.1252 | 2470.3344 | 0 | 17996.8385 | 3664.0249 | 0
3863 | 44.0982 | 16847.309 | 1983.2411 | 0 | 17305.4158 | 2469.9226 | 0 | 17996.4069 | 3662.7138 | 0
3864 | 44.1096 | 16847.2876 | 1981.6804 | 0 | 17304.1892 | 2469.7307 | 0 | 17995.7998 | 3662.13 | 0
3865 | 44.121 | 16847.2691 | 1981.4474 | 0 | 17304.0367 | 2468.5683 | 0 | 17994.5258 | 3661.9614 | 0
3866 | 44.1324 | 16847.0801 | 1979.5578 | 0 | 17303.9203 | 2468.5045 | 0 | 17994.2297 | 3661.7218 | 0
3867 | 44.1438 | 16846.9249 | 1978.7204 | 0 | 17301.7274 | 2467.3292 | 0 | 17994.2002 | 3660.5143 | 0
3868 | 44.1553 | 16846.915 | 1978.2864 | 0 | 17301.714 | 2467.0739 | 0 | 17993.867 | 3660.3324 | 0
3869 | 44.1667 | 16846.8894 | 1977.9169 | 0 | 17301.5643 | 2466.3354 | 0 | 17993.5626 | 3659.5545 | 0
3870 | 44.1781 | 16846.1932 | 1977.1749 | 0 | 17301.461 | 2464.7226 | 0 | 17993.2244 | 3656.3594 | 0
3871 | 44.1895 | 16844.8041 | 1977.1012 | 0 | 17301.2588 | 2462.9673 | 0 | 17991.9461 | 3655.9416 | 0
3872 | 44.2009 | 16844.6219 | 1975.8388 | 0 | 17299.2071 | 2462.9628 | 0 | 17991.2972 | 3654.7566 | 0
3873 | 44.2123 | 16843.8213 | 1975.5136 | 0 | 17299.0255 | 2462.6967 | 0 | 17990.7541 | 3654.5879 | 0
3874 | 44.2237 | 16842.7562 | 1974.9165 | 0 | 17298.2621 | 2461.6258 | 0 | 17990.0413 | 3652.8745 | 0
3875 | 44.2352 | 16842.1964 | 1974.4048 | 0 | 17297.8767 | 2460.6904 | 0 | 17989.139 | 3652.407 | 0
3876 | 44.2466 | 16841.1363 | 1974.2753 | 0 | 17297.747 | 2459.6913 | 0 | 17988.6817 | 3652.3053 | 0
3877 | 44.258 | 16840.3982 | 1973.0099 | 0 | 17296.781 | 2458.8545 | 0 | 17988.4525 | 3651.859 | 0
3878 | 44.2694 | 16840.2028 | 1972.3402 | 0 | 17296.3996 | 2457.1087 | 0 | 17988.3632 | 3650.551 | 0
3879 | 44.2808 | 16840.1398 | 1972.2649 | 0 | 17295.0217 | 2455.9766 | 0 | 17988.3632 | 3649.3091 | 0
3880 | 44.2922 | 16839.6203 | 1971.2853 | 0 | 17294.6557 | 2455.7994 | 0 | 17988.3526 | 3648.7687 | 0
3881 | 44.3037 | 16839.099 | 1970.6938 | 0 | 17294.4852 | 2453.9397 | 0 | 17988.1422 | 3648.6814 | 0
3882 | 44.3151 | 16838.9308 | 1970.199 | 0 | 17294.4376 | 2453.5527 | 0 | 17987.6309 | 3646.8897 | 0
3883 | 44.3265 | 16838.2608 | 1968.3758 | 0 | 17292.8141 | 2453.2368 | 0 | 17987.0587 | 3646.8486 | 0
3884 | 44.3379 | 16837.4124 | 1967.9567 | 0 | 17292.7548 | 2452.7781 | 0 | 17986.1163 | 3646.0904 | 0
3885 | 44.3493 | 16837.1549 | 1967.1082 | 0 | 17292.539 | 2451.8227 | 0 | 17985.1948 | 3645.6241 | 0
3886 | 44.3607 | 16837.1241 | 1965.0054 | 0 | 17291.8676 | 2451.7545 | 0 | 17984.1684 | 3644.2292 | 0
3887 | 44.3721 | 16836.8408 | 1964.9678 | 0 | 17290.3878 | 2450.7074 | 0 | 17983.16 | 3644.0838 | 0
3888 | 44.3836 | 16836.0425 | 1964.6306 | 0 | 17289.8286 | 2450.0504 | 0 | 17981.2118 | 3640.87 | 0
3889 | 44.395 | 16834.534 | 1964.1337 | 0 | 17289.4378 | 2449.6392 | 0 | 17980.7469 | 3640.7129 | 0
3890 | 44.4064 | 16831.8853 | 1963.292 | 0 | 17288.8032 | 2449.6024 | 0 | 17980.7168 | 3640.4775 | 0
3891 | 44.4178 | 16831.8133 | 1963.2594 | 0 | 17288.4719 | 2449.4401 | 0 | 17980.3843 | 3640.0343 | 0
3892 | 44.4292 | 16830.6946 | 1962.6636 | 0 | 17286.562 | 2448.5553 | 0 | 17979.623 | 3639.9347 | 0
3893 | 44.4406 | 16829.8236 | 1961.6161 | 0 | 17286.2417 | 2448.2099 | 0 | 17979.4422 | 3639.927 | 0
3894 | 44.4521 | 16829.7263 | 1961.0455 | 0 | 17285.92 | 2446.3611 | 0 | 17979.2155 | 3639.8266 | 0
3895 | 44.4635 | 16829.5627 | 1958.8533 | 0 | 17285.161 | 2443.5131 | 0 | 17978.5951 | 3639.5491 | 0
3896 | 44.4749 | 16828.3691 | 1957.9931 | 0 | 17284.933 | 2442.9203 | 0 | 17977.6972 | 3638.0244 | 0
3897 | 44.4863 | 16826.8936 | 1957.4898 | 0 | 17282.5121 | 2442.619 | 0 | 17977.4555 | 3637.0199 | 0
3898 | 44.4977 | 16826.3983 | 1957.3564 | 0 | 17281.5848 | 2442.2673 | 0 | 17976.403 | 3636.1386 | 0
3899 | 44.5091 | 16826.2589 | 1956.5943 | 0 | 17281.0598 | 2441.8514 | 0 | 17976.1014 | 3636.0694 | 0
3900 | 44.5205 | 16826.1596 | 1956.3691 | 0 | 17279.462 | 2440.8537 | 0 | 17972.8022 | 3634.1223 | 0
3901 | 44.532 | 16825.3828 | 1954.7249 | 0 | 17279.1171 | 2440.7341 | 0 | 17970.704 | 3632.8797 | 0
3902 | 44.5434 | 16825.0986 | 1953.5344 | 0 | 17277.6192 | 2440.3 | 0 | 17969.6852 | 3632.7837 | 0
3903 | 44.5548 | 16824.7182 | 1951.5518 | 0 | 17276.1546 | 2438.4142 | 0 | 17969.5047 | 3631.6359 | 0
3904 | 44.5662 | 16824.5252 | 1949.8062 | 0 | 17275.8167 | 2437.8426 | 0 | 17965.59 | 3631.5504 | 0
3905 | 44.5776 | 16823.2604 | 1949.5886 | 0 | 17275.0472 | 2436.5641 | 0 | 17965.3266 | 3631.1182 | 0
3906 | 44.589 | 16822.9028 | 1948.8891 | 0 | 17274.2517 | 2435.3713 | 0 | 17964.9593 | 3630.6253 | 0
3907 | 44.6005 | 16822.7978 | 1948.6569 | 0 | 17274.209 | 2435.0578 | 0 | 17964.1823 | 3630.1599 | 0
3908 | 44.6119 | 16822.6418 | 1948.2769 | 0 | 17273.991 | 2434.9849 | 0 | 17963.1243 | 3629.928 | 0
3909 | 44.6233 | 16822.4804 | 1947.8997 | 0 | 17272.1723 | 2434.8937 | 0 | 17963.1063 | 3628.7723 | 0
3910 | 44.6347 | 16822.197 | 1947.2697 | 0 | 17272.0996 | 2433.8921 | 0 | 17962.9393 | 3628.2172 | 0
3911 | 44.6461 | 16822.1752 | 1945.8391 | 0 | 17271.6474 | 2433.6599 | 0 | 17962.7143 | 3626.7055 | 0
3912 | 44.6575 | 16821.908 | 1945.7511 | 0 | 17270.145 | 2433.1675 | 0 | 17962.4536 | 3626.1222 | 0
3913 | 44.6689 | 16820.8475 | 1945.1033 | 0 | 17268.4438 | 2433.0989 | 0 | 17962.3277 | 3624.8073 | 0
3914 | 44.6804 | 16820.132 | 1945.0619 | 0 | 17267.5497 | 2431.4415 | 0 | 17960.8159 | 3624.6237 | 0
3915 | 44.6918 | 16819.7901 | 1944.9853 | 0 | 17266.9202 | 2429.8308 | 0 | 17959.5605 | 3624.4707 | 0
3916 | 44.7032 | 16819.3455 | 1944.251 | 0 | 17266.0096 | 2428.4016 | 0 | 17957.2185 | 3624.3579 | 0
3917 | 44.7146 | 16819.2635 | 1944.1738 | 0 | 17265.9301 | 2426.4986 | 0 | 17955.5644 | 3623.6877 | 0
3918 | 44.726 | 16818.7741 | 1943.6387 | 0 | 17263.1485 | 2426.1554 | 0 | 17955.4002 | 3623.4726 | 0
3919 | 44.7374 | 16817.0513 | 1942.2297 | 0 | 17262.5001 | 2425.0499 | 0 | 17953.9809 | 3623.3455 | 0
3920 | 44.7489 | 16816.9774 | 1941.2551 | 0 | 17261.3175 | 2424.0932 | 0 | 17953.4503 | 3623.2538 | 0
3921 | 44.7603 | 16816.0619 | 1938.7156 | 0 | 17261.2206 | 2423.8671 | 0 | 17953.4024 | 3622.8239 | 0
3922 | 44.7717 | 16814.8303 | 1938.6167 | 0 | 17260.8434 | 2423.8619 | 0 | 17950.0624 | 3622.3136 | 0
3923 | 44.7831 | 16813.4268 | 1937.8113 | 0 | 17260.6815 | 2423.7529 | 0 | 17948.5598 | 3621.4041 | 0
3924 | 44.7945 | 16813.0158 | 1935.0487 | 0 | 17260.232 | 2421.0022 | 0 | 17944.313 | 3621.156 | 0
3925 | 44.8059 | 16812.7056 | 1934.8434 | 0 | 17260.0545 | 2420.6775 | 0 | 17943.4092 | 3620.8742 | 0
3926 | 44.8174 | 16810.7589 | 1934.1037 | 0 | 17259.5195 | 2420.5862 | 0 | 17943.372 | 3620.5077 | 0
3927 | 44.8288 | 16810.3012 | 1933.8981 | 0 | 17259.4476 | 2420.4369 | 0 | 17943.1791 | 3619.1042 | 0
3928 | 44.8402 | 16809.5473 | 1933.7869 | 0 | 17259.1429 | 2418.7511 | 0 | 17942.7287 | 3619.0041 | 0
3929 | 44.8516 | 16808.9223 | 1933.4616 | 0 | 17259.0453 | 2418.454 | 0 | 17940.1804 | 3618.1344 | 0
3930 | 44.863 | 16808.5607 | 1931.5312 | 0 | 17258.4151 | 2417.633 | 0 | 17938.6396 | 3616.6631 | 0
3931 | 44.8744 | 16807.3282 | 1931.0478 | 0 | 17258.3505 | 2416.7305 | 0 | 17935.5798 | 3616.6264 | 0
3932 | 44.8858 | 16807.1365 | 1929.2313 | 0 | 17257.9281 | 2415.4415 | 0 | 17935.5798 | 3614.2009 | 0
3933 | 44.8973 | 16805.3899 | 1928.5697 | 0 | 17257.0454 | 2413.2648 | 0 | 17935.5141 | 3613.7605 | 0
3934 | 44.9087 | 16804.5873 | 1928.4629 | 0 | 17254.6954 | 2411.9947 | 0 | 17935.2197 | 3612.8704 | 0
3935 | 44.9201 | 16803.9379 | 1927.1118 | 0 | 17254.672 | 2411.6503 | 0 | 17935.0987 | 3611.9879 | 0
3936 | 44.9315 | 16802.5267 | 1926.8391 | 0 | 17254.5366 | 2411.2616 | 0 | 17934.4088 | 3611.9814 | 0
3937 | 44.9429 | 16802.2545 | 1925.6928 | 0 | 17253.7907 | 2410.4426 | 0 | 17934.1995 | 3611.8594 | 0
3938 | 44.9543 | 16801.8848 | 1925.5819 | 0 | 17253.7141 | 2410.0791 | 0 | 17933.8944 | 3611.5205 | 0
3939 | 44.9658 | 16801.866 | 1925.0937 | 0 | 17252.1058 | 2409.8796 | 0 | 17933.6497 | 3610.5494 | 0
3940 | 44.9772 | 16801.8523 | 1924.5463 | 0 | 17251.5613 | 2409.5779 | 0 | 17933.4784 | 3609.6477 | 0
3941 | 44.9886 | 16801.7494 | 1924.2691 | 0 | 17251.2785 | 2409.4577 | 0 | 17933.3578 | 3609.6317 | 0
3942 | 45 | 16801.3408 | 1923.6743 | 0 | 17250.9089 | 2409.3265 | 0 | 17932.8252 | 3608.6885 | 0
3943 | 45.0114 | 16801.2262 | 1923.6235 | 0 | 17250.8555 | 2408.307 | 0 | 17932.7046 | 3608.3216 | 0
3944 | 45.0228 | 16800.0097 | 1920.9176 | 0 | 17250.5281 | 2406.9203 | 0 | 17929.7927 | 3606.2666 | 0
3945 | 45.0342 | 16800.0014 | 1920.7567 | 0 | 17250.3648 | 2406.659 | 0 | 17929.5208 | 3605.4318 | 0
3946 | 45.0457 | 16799.4897 | 1920.228 | 0 | 17250.1027 | 2405.3578 | 0 | 17928.3508 | 3605.3485 | 0
3947 | 45.0571 | 16798.2287 | 1920.1296 | 0 | 17249.2671 | 2403.3427 | 0 | 17928.1106 | 3605.2905 | 0
3948 | 45.0685 | 16797.8315 | 1919.9213 | 0 | 17248.4617 | 2402.7314 | 0 | 17926.3728 | 3604.7378 | 0
3949 | 45.0799 | 16797.3262 | 1919.0008 | 0 | 17247.4299 | 2402.1634 | 0 | 17923.8401 | 3604.3238 | 0
3950 | 45.0913 | 16796.1591 | 1916.8367 | 0 | 17247.3538 | 2402.0344 | 0 | 17923.5954 | 3602.8648 | 0
3951 | 45.1027 | 16795.5141 | 1916.4548 | 0 | 17246.747 | 2400.4142 | 0 | 17923.0278 | 3602.6409 | 0
3952 | 45.1142 | 16793.6562 | 1912.4573 | 0 | 17246.6031 | 2399.895 | 0 | 17921.903 | 3602.3892 | 0
3953 | 45.1256 | 16792.3707 | 1911.8961 | 0 | 17245.5477 | 2397.2165 | 0 | 17921.1698 | 3601.981 | 0
3954 | 45.137 | 16791.026 | 1911.4105 | 0 | 17243.9205 | 2397.1262 | 0 | 17921.1547 | 3601.4613 | 0
3955 | 45.1484 | 16790.6706 | 1910.9993 | 0 | 17242.53 | 2397.075 | 0 | 17920.9904 | 3601.2725 | 0
3956 | 45.1598 | 16790.2756 | 1910.5325 | 0 | 17241.1812 | 2396.1147 | 0 | 17920.619 | 3600.7385 | 0
3957 | 45.1712 | 16790.1748 | 1910.0922 | 0 | 17240.9931 | 2396.0431 | 0 | 17918.752 | 3600.1112 | 0
3958 | 45.1826 | 16789.3963 | 1909.9402 | 0 | 17240.7175 | 2394.9895 | 0 | 17918.7278 | 3598.2582 | 0
3959 | 45.1941 | 16789.3916 | 1909.8893 | 0 | 17239.3828 | 2393.3412 | 0 | 17918.6538 | 3595.8175 | 0
3960 | 45.2055 | 16789.1065 | 1909.6505 | 0 | 17238.5646 | 2391.767 | 0 | 17918.615 | 3595.5841 | 0
3961 | 45.2169 | 16786.8823 | 1909.6266 | 0 | 17238.3405 | 2387.6354 | 0 | 17918.5301 | 3595.3928 | 0
3962 | 45.2283 | 16786.7878 | 1909.4626 | 0 | 17238.0642 | 2386.7396 | 0 | 17918.4126 | 3595.1259 | 0
3963 | 45.2397 | 16785.5021 | 1909.3473 | 0 | 17236.1706 | 2385.7902 | 0 | 17918.1009 | 3594.8 | 0
3964 | 45.2511 | 16785.3415 | 1908.6726 | 0 | 17235.2756 | 2385.7766 | 0 | 17916.6538 | 3594.5405 | 0
3965 | 45.2626 | 16784.8114 | 1907.332 | 0 | 17235.2265 | 2385.6096 | 0 | 17916.5573 | 3594.5082 | 0
3966 | 45.274 | 16784.7419 | 1907.0286 | 0 | 17234.8598 | 2384.4615 | 0 | 17915.9443 | 3594.0985 | 0
3967 | 45.2854 | 16784.5097 | 1904.7117 | 0 | 17233.1199 | 2382.9785 | 0 | 17915.8009 | 3592.7599 | 0
3968 | 45.2968 | 16784.1199 | 1904.6008 | 0 | 17232.615 | 2382.3275 | 0 | 17913.8898 | 3592.7145 | 0
3969 | 45.3082 | 16783.5176 | 1903.0768 | 0 | 17231.7263 | 2382.0945 | 0 | 17911.8187 | 3592.1637 | 0
3970 | 45.3196 | 16783.0568 | 1902.9961 | 0 | 17231.194 | 2381.7521 | 0 | 17911.3541 | 3591.9468 | 0
3971 | 45.3311 | 16783.0373 | 1902.9959 | 0 | 17230.32 | 2377.8504 | 0 | 17910.4878 | 3590.5312 | 0
3972 | 45.3425 | 16780.0629 | 1901.4363 | 0 | 17230.0629 | 2377.2303 | 0 | 17909.4345 | 3589.2243 | 0
3973 | 45.3539 | 16779.6674 | 1900.4791 | 0 | 17229.8082 | 2377.0197 | 0 | 17909.2946 | 3587.6671 | 0
3974 | 45.3653 | 16779.6674 | 1900.23 | 0 | 17229.7692 | 2375.3338 | 0 | 17908.9382 | 3587.3727 | 0
3975 | 45.3767 | 16779.1832 | 1900.1554 | 0 | 17229.4616 | 2375.0605 | 0 | 17908.7186 | 3587.204 | 0
3976 | 45.3881 | 16779.1446 | 1899.6632 | 0 | 17229.4103 | 2373.1675 | 0 | 17907.5016 | 3586.7283 | 0
3977 | 45.3995 | 16779.073 | 1898.173 | 0 | 17229.3156 | 2372.2081 | 0 | 17904.8487 | 3585.9095 | 0
3978 | 45.411 | 16779.0498 | 1894.6471 | 0 | 17228.375 | 2372.1849 | 0 | 17903.8595 | 3585.4141 | 0
3979 | 45.4224 | 16777.9773 | 1894.5795 | 0 | 17227.455 | 2372.0499 | 0 | 17902.0142 | 3585.1324 | 0
3980 | 45.4338 | 16777.3847 | 1894.0946 | 0 | 17227.3168 | 2369.5473 | 0 | 17900.9468 | 3584.8829 | 0
3981 | 45.4452 | 16777.1321 | 1891.8896 | 0 | 17227.2967 | 2368.6257 | 0 | 17898.6437 | 3584.3445 | 0
3982 | 45.4566 | 16776.3573 | 1889.2792 | 0 | 17225.8392 | 2368.3779 | 0 | 17895.2809 | 3584.2846 | 0
3983 | 45.468 | 16774.3154 | 1888.1536 | 0 | 17225.8157 | 2366.4802 | 0 | 17892.2513 | 3583.2267 | 0
3984 | 45.4795 | 16772.68 | 1887.4685 | 0 | 17225.7199 | 2366.458 | 0 | 17891.938 | 3582.5063 | 0
3985 | 45.4909 | 16771.8368 | 1887.258 | 0 | 17225.5196 | 2366.1376 | 0 | 17890.9949 | 3581.893 | 0
3986 | 45.5023 | 16771.7958 | 1886.311 | 0 | 17224.2916 | 2365.7739 | 0 | 17890.8807 | 3581.2939 | 0
3987 | 45.5137 | 16770.872 | 1885.9212 | 0 | 17223.9001 | 2363.9867 | 0 | 17890.5964 | 3580.0207 | 0
3988 | 45.5251 | 16769.66 | 1882.4129 | 0 | 17222.5992 | 2362.8117 | 0 | 17889.0798 | 3578.9049 | 0
3989 | 45.5365 | 16769.6516 | 1881.6123 | 0 | 17222.412 | 2362.1674 | 0 | 17888.9014 | 3578.4109 | 0
3990 | 45.5479 | 16769.6274 | 1881.4281 | 0 | 17221.7379 | 2362.0626 | 0 | 17888.7228 | 3577.7158 | 0
3991 | 45.5594 | 16769.1202 | 1881.1803 | 0 | 17220.658 | 2361.6255 | 0 | 17887.4807 | 3577.598 | 0
3992 | 45.5708 | 16768.7921 | 1880.9705 | 0 | 17219.605 | 2360.2777 | 0 | 17887.054 | 3577.3296 | 0
3993 | 45.5822 | 16767.6494 | 1880.9033 | 0 | 17219.2651 | 2360.2465 | 0 | 17887.0122 | 3576.9457 | 0
3994 | 45.5936 | 16767.0194 | 1880.4376 | 0 | 17219.1576 | 2360.0887 | 0 | 17886.2199 | 3576.4885 | 0
3995 | 45.605 | 16766.6122 | 1879.6767 | 0 | 17219.0984 | 2359.7122 | 0 | 17885.362 | 3576.1406 | 0
3996 | 45.6164 | 16766.0232 | 1879.3577 | 0 | 17218.4091 | 2358.1201 | 0 | 17885.2943 | 3576.0535 | 0
3997 | 45.6279 | 16764.2713 | 1877.4586 | 0 | 17218.026 | 2358.0523 | 0 | 17885.1256 | 3575.5821 | 0
3998 | 45.6393 | 16763.1618 | 1876.5961 | 0 | 17216.9282 | 2356.971 | 0 | 17884.7697 | 3575.488 | 0
3999 | 45.6507 | 16762.6736 | 1876.2657 | 0 | 17216.2022 | 2356.2635 | 0 | 17883.3866 | 3574.6861 | 0
4000 | 45.6621 | 16761.7762 | 1875.7232 | 0 | 17215.5034 | 2355.6389 | 0 | 17883.3301 | 3574.1989 | 0
4001 | 45.6735 | 16760.8473 | 1874.9651 | 0 | 17214.3857 | 2354.6657 | 0 | 17881.8135 | 3572.9065 | 0
4002 | 45.6849 | 16759.5924 | 1874.7505 | 0 | 17213.5408 | 2354.1692 | 0 | 17881.3786 | 3572.7653 | 0
4003 | 45.6963 | 16758.7872 | 1873.3987 | 0 | 17213.4377 | 2353.7182 | 0 | 17880.6814 | 3571.7173 | 0
4004 | 45.7078 | 16757.5387 | 1872.3561 | 0 | 17213.1761 | 2353.0469 | 0 | 17877.5102 | 3571.5724 | 0
4005 | 45.7192 | 16757.4788 | 1872.0014 | 0 | 17213.0193 | 2352.2952 | 0 | 17876.8392 | 3570.8333 | 0
4006 | 45.7306 | 16757.3025 | 1871.5146 | 0 | 17212.8264 | 2351.7227 | 0 | 17876.5271 | 3570.7961 | 0
4007 | 45.742 | 16756.0193 | 1870.9092 | 0 | 17212.2565 | 2350.3767 | 0 | 17875.5535 | 3570.0883 | 0
4008 | 45.7534 | 16755.8977 | 1870.7391 | 0 | 17210.7063 | 2350.0309 | 0 | 17874.3069 | 3569.7088 | 0
4009 | 45.7648 | 16754.754 | 1870.5604 | 0 | 17210.6108 | 2349.6795 | 0 | 17873.7442 | 3569.4052 | 0
4010 | 45.7763 | 16754.4929 | 1864.8112 | 0 | 17210.41 | 2349.3507 | 0 | 17873.6805 | 3568.6627 | 0
4011 | 45.7877 | 16753.3183 | 1863.4251 | 0 | 17210.3973 | 2347.8617 | 0 | 17873.6705 | 3568.6403 | 0
4012 | 45.7991 | 16752.9489 | 1862.9216 | 0 | 17210.2048 | 2347.2232 | 0 | 17873.5275 | 3568.4811 | 0
4013 | 45.8105 | 16751.9571 | 1862.8397 | 0 | 17208.1185 | 2347.1128 | 0 | 17872.508 | 3568.3726 | 0
4014 | 45.8219 | 16751.5438 | 1862.5841 | 0 | 17207.6289 | 2345.3163 | 0 | 17872.0063 | 3567.5281 | 0
4015 | 45.8333 | 16751.4919 | 1862.5426 | 0 | 17207.4549 | 2344.9985 | 0 | 17871.9286 | 3567.0494 | 0
4016 | 45.8447 | 16751.2761 | 1861.5144 | 0 | 17207.1924 | 2343.9544 | 0 | 17871.6809 | 3565.2182 | 0
4017 | 45.8562 | 16751.0455 | 1861.1454 | 0 | 17206.1384 | 2343.5687 | 0 | 17871.2783 | 3565.0974 | 0
4018 | 45.8676 | 16750.8689 | 1857.983 | 0 | 17205.4019 | 2342.4911 | 0 | 17869.9289 | 3562.0366 | 0
4019 | 45.879 | 16750.4489 | 1857.7106 | 0 | 17204.9424 | 2341.8454 | 0 | 17868.4126 | 3561.8674 | 0
4020 | 45.8904 | 16749.6627 | 1857.6747 | 0 | 17204.8633 | 2341.2525 | 0 | 17866.2572 | 3561.5081 | 0
4021 | 45.9018 | 16748.7234 | 1856.5125 | 0 | 17204.7497 | 2340.8887 | 0 | 17865.7296 | 3560.2958 | 0
4022 | 45.9132 | 16748.1716 | 1856.4903 | 0 | 17204.5646 | 2340.7678 | 0 | 17865.2899 | 3560.1703 | 0
4023 | 45.9247 | 16747.3254 | 1856.1655 | 0 | 17202.6689 | 2337.9271 | 0 | 17865.1939 | 3559.4038 | 0
4024 | 45.9361 | 16746.8047 | 1855.7547 | 0 | 17202.4819 | 2337.7511 | 0 | 17864.0912 | 3559.1583 | 0
4025 | 45.9475 | 16746.4365 | 1855.6939 | 0 | 17202.3734 | 2337.7279 | 0 | 17863.286 | 3558.3185 | 0
4026 | 45.9589 | 16745.4335 | 1853.1314 | 0 | 17201.999 | 2336.2557 | 0 | 17861.9881 | 3554.7084 | 0
4027 | 45.9703 | 16745.0275 | 1853.1242 | 0 | 17201.4287 | 2335.9568 | 0 | 17861.0148 | 3554.0371 | 0
4028 | 45.9817 | 16744.9006 | 1852.5437 | 0 | 17201.4178 | 2335.4789 | 0 | 17859.4182 | 3552.5289 | 0
4029 | 45.9932 | 16744.7724 | 1851.9666 | 0 | 17201.1667 | 2335.2976 | 0 | 17859.243 | 3552.4712 | 0
4030 | 46.0046 | 16742.9655 | 1851.3721 | 0 | 17200.7713 | 2333.8149 | 0 | 17858.8694 | 3551.1887 | 0
4031 | 46.016 | 16742.1105 | 1851.0807 | 0 | 17198.5481 | 2333.5524 | 0 | 17858.7704 | 3551.0027 | 0
4032 | 46.0274 | 16742.1057 | 1849.2284 | 0 | 17196.9542 | 2333.5392 | 0 | 17857.9943 | 3549.4564 | 0
4033 | 46.0388 | 16741.9494 | 1848.8865 | 0 | 17195.6157 | 2332.0453 | 0 | 17855.6059 | 3549.07 | 0
4034 | 46.0502 | 16739.9328 | 1848.4331 | 0 | 17194.9479 | 2331.82 | 0 | 17855.6059 | 3548.7738 | 0
4035 | 46.0616 | 16739.2178 | 1847.0933 | 0 | 17194.234 | 2330.4477 | 0 | 17855.3431 | 3548.2408 | 0
4036 | 46.0731 | 16738.9529 | 1846.2765 | 0 | 17194.1169 | 2329.9988 | 0 | 17855.1024 | 3547.4215 | 0
4037 | 46.0845 | 16738.8894 | 1845.3028 | 0 | 17193.5177 | 2329.7164 | 0 | 17853.6382 | 3547.2526 | 0
4038 | 46.0959 | 16738.6149 | 1844.5538 | 0 | 17192.8555 | 2328.7614 | 0 | 17853.3904 | 3545.4872 | 0
4039 | 46.1073 | 16738.4299 | 1843.9826 | 0 | 17192.003 | 2328.6705 | 0 | 17853.3749 | 3545.248 | 0
4040 | 46.1187 | 16737.7833 | 1842.5986 | 0 | 17191.8907 | 2328.1724 | 0 | 17852.6612 | 3544.8725 | 0
4041 | 46.1301 | 16737.5253 | 1841.6673 | 0 | 17190.6735 | 2328.1627 | 0 | 17848.4097 | 3544.2865 | 0
4042 | 46.1416 | 16736.0162 | 1840.66 | 0 | 17189.5255 | 2327.3442 | 0 | 17847.4325 | 3543.6422 | 0
4043 | 46.153 | 16735.7116 | 1838.1719 | 0 | 17189.215 | 2326.4799 | 0 | 17847.2012 | 3542.8654 | 0
4044 | 46.1644 | 16735.709 | 1838.1339 | 0 | 17188.2905 | 2326.2877 | 0 | 17847.1149 | 3541.6026 | 0
4045 | 46.1758 | 16732.9658 | 1837.834 | 0 | 17188.0418 | 2325.9705 | 0 | 17843.0912 | 3541.1204 | 0
4046 | 46.1872 | 16732.6235 | 1836.5234 | 0 | 17187.4231 | 2325.8851 | 0 | 17843.0912 | 3539.9017 | 0
4047 | 46.1986 | 16732.2921 | 1835.894 | 0 | 17186.5975 | 2324.449 | 0 | 17842.199 | 3539.2878 | 0
4048 | 46.21 | 16730.2108 | 1835.7087 | 0 | 17186.4646 | 2324.3159 | 0 | 17841.5849 | 3539.2506 | 0
4049 | 46.2215 | 16730.0195 | 1835.454 | 0 | 17186.0112 | 2323.7342 | 0 | 17841.3503 | 3538.3767 | 0
4050 | 46.2329 | 16728.8722 | 1835.4208 | 0 | 17185.2216 | 2323.549 | 0 | 17840.3812 | 3537.9817 | 0
4051 | 46.2443 | 16728.5148 | 1835.0889 | 0 | 17184.6773 | 2323.2059 | 0 | 17840.0321 | 3537.6405 | 0
4052 | 46.2557 | 16728.1848 | 1835.0845 | 0 | 17184.5853 | 2322.4755 | 0 | 17839.9577 | 3537.1267 | 0
4053 | 46.2671 | 16727.2555 | 1834.55 | 0 | 17184.5635 | 2320.8112 | 0 | 17839.9577 | 3536.7413 | 0
4054 | 46.2785 | 16726.4645 | 1831.3108 | 0 | 17181.2314 | 2320.1859 | 0 | 17839.3319 | 3535.572 | 0
4055 | 46.29 | 16726.3654 | 1831.098 | 0 | 17180.9031 | 2316.7156 | 0 | 17837.7353 | 3535.3451 | 0
4056 | 46.3014 | 16724.4247 | 1831.0107 | 0 | 17180.396 | 2315.8756 | 0 | 17837.4692 | 3535.1974 | 0
4057 | 46.3128 | 16723.5557 | 1828.6387 | 0 | 17180.1263 | 2315.7674 | 0 | 17836.8322 | 3534.9072 | 0
4058 | 46.3242 | 16723.2378 | 1827.8419 | 0 | 17178.7822 | 2315.1059 | 0 | 17836.4064 | 3533.7341 | 0
4059 | 46.3356 | 16721.0942 | 1826.6423 | 0 | 17178.7232 | 2313.8496 | 0 | 17836.1785 | 3533.176 | 0
4060 | 46.347 | 16720.1528 | 1825.4273 | 0 | 17177.1167 | 2312.4414 | 0 | 17835.9932 | 3532.9339 | 0
4061 | 46.3584 | 16720.118 | 1825.1343 | 0 | 17176.8464 | 2309.2997 | 0 | 17835.7229 | 3532.533 | 0
4062 | 46.3699 | 16719.404 | 1823.2765 | 0 | 17175.8367 | 2309.2466 | 0 | 17834.9658 | 3531.942 | 0
4063 | 46.3813 | 16718.9808 | 1821.8201 | 0 | 17175.2329 | 2308.7738 | 0 | 17834.3979 | 3531.6808 | 0
4064 | 46.3927 | 16718.6709 | 1820.91 | 0 | 17174.5304 | 2308.1628 | 0 | 17833.672 | 3531.4278 | 0
4065 | 46.4041 | 16717.918 | 1820.7124 | 0 | 17172.7731 | 2307.8082 | 0 | 17833.3013 | 3530.2657 | 0
4066 | 46.4155 | 16715.4871 | 1818.692 | 0 | 17172.6975 | 2307.6549 | 0 | 17831.7257 | 3530.1968 | 0
4067 | 46.4269 | 16713.4769 | 1818.1898 | 0 | 17171.721 | 2306.0818 | 0 | 17831.0826 | 3529.9662 | 0
4068 | 46.4384 | 16713.3856 | 1817.661 | 0 | 17171.3115 | 2305.5269 | 0 | 17830.2329 | 3527.7976 | 0
4069 | 46.4498 | 16712.691 | 1817.1327 | 0 | 17168.4407 | 2305.4179 | 0 | 17830.218 | 3526.6107 | 0
4070 | 46.4612 | 16711.4332 | 1817.1041 | 0 | 17167.5294 | 2303.8296 | 0 | 17829.7626 | 3526.0857 | 0
4071 | 46.4726 | 16711.3035 | 1816.5129 | 0 | 17166.7793 | 2302.8555 | 0 | 17829.4159 | 3525.7493 | 0
4072 | 46.484 | 16710.6667 | 1812.3862 | 0 | 17166.3838 | 2302.7967 | 0 | 17827.1566 | 3523.1936 | 0
4073 | 46.4954 | 16709.8805 | 1812.2957 | 0 | 17166.1873 | 2301.3499 | 0 | 17826.8479 | 3521.6447 | 0
4074 | 46.5068 | 16709.4707 | 1812.0835 | 0 | 17165.5477 | 2300.103 | 0 | 17826.5101 | 3521.1648 | 0
4075 | 46.5183 | 16708.4129 | 1809.8447 | 0 | 17165.2786 | 2298.5754 | 0 | 17826.4775 | 3520.7033 | 0
4076 | 46.5297 | 16707.9615 | 1809.7913 | 0 | 17164.8487 | 2298.0541 | 0 | 17826.1678 | 3520.191 | 0
4077 | 46.5411 | 16707.7579 | 1809.2029 | 0 | 17164.6177 | 2296.0399 | 0 | 17825.4657 | 3519.7516 | 0
4078 | 46.5525 | 16707.5542 | 1808.4908 | 0 | 17163.4297 | 2294.8965 | 0 | 17823.9428 | 3519.125 | 0
4079 | 46.5639 | 16707.4597 | 1808.1957 | 0 | 17163.3661 | 2294.8913 | 0 | 17823.027 | 3518.8862 | 0
4080 | 46.5753 | 16705.4741 | 1808.0484 | 0 | 17162.8353 | 2294.3092 | 0 | 17822.4859 | 3517.551 | 0
4081 | 46.5868 | 16704.7727 | 1807.1659 | 0 | 17162.3523 | 2293.9468 | 0 | 17822.1134 | 3515.4405 | 0
4082 | 46.5982 | 16704.7693 | 1805.6028 | 0 | 17161.9541 | 2293.3394 | 0 | 17821.319 | 3514.8242 | 0
4083 | 46.6096 | 16704.5884 | 1805.4732 | 0 | 17161.5863 | 2292.7614 | 0 | 17821.2702 | 3514.7703 | 0
4084 | 46.621 | 16704.3239 | 1805.1455 | 0 | 17161.0334 | 2291.6162 | 0 | 17820.6966 | 3514.5737 | 0
4085 | 46.6324 | 16703.5688 | 1805.0273 | 0 | 17160.9585 | 2291.366 | 0 | 17819.1954 | 3514.1578 | 0
4086 | 46.6438 | 16703.3359 | 1804.3738 | 0 | 17160.8119 | 2291.0834 | 0 | 17818.2232 | 3513.799 | 0
4087 | 46.6553 | 16703.0406 | 1803.6218 | 0 | 17160.0864 | 2290.7602 | 0 | 17818.0334 | 3509.1708 | 0
4088 | 46.6667 | 16702.8128 | 1803.1257 | 0 | 17159.8436 | 2289.7679 | 0 | 17817.0104 | 3505.7552 | 0
4089 | 46.6781 | 16700.9772 | 1801.5728 | 0 | 17158.6991 | 2289.6323 | 0 | 17816.4899 | 3505.7019 | 0
4090 | 46.6895 | 16700.5699 | 1801.5224 | 0 | 17158.2101 | 2288.4682 | 0 | 17813.3847 | 3505.6312 | 0
4091 | 46.7009 | 16700.2023 | 1801.4589 | 0 | 17157.9738 | 2287.9392 | 0 | 17812.8586 | 3505.3838 | 0
4092 | 46.7123 | 16700.0664 | 1799.6591 | 0 | 17157.7903 | 2287.7279 | 0 | 17812.458 | 3505.3556 | 0
4093 | 46.7237 | 16699.7812 | 1798.744 | 0 | 17157.6199 | 2287.1578 | 0 | 17812.2904 | 3502.9176 | 0
4094 | 46.7352 | 16699.4281 | 1798.2008 | 0 | 17155.7632 | 2286.899 | 0 | 17811.9832 | 3502.6118 | 0
4095 | 46.7466 | 16699.4063 | 1797.8271 | 0 | 17155.6985 | 2286.7705 | 0 | 17811.8956 | 3501.9034 | 0
4096 | 46.758 | 16698.2064 | 1797.4193 | 0 | 17154.765 | 2286.1341 | 0 | 17811.4372 | 3501.5846 | 0
4097 | 46.7694 | 16698.067 | 1797.3364 | 0 | 17154.0694 | 2286.1167 | 0 | 17810.9512 | 3500.8266 | 0
4098 | 46.7808 | 16697.4903 | 1796.7555 | 0 | 17153.4018 | 2286.1058 | 0 | 17810.7947 | 3500.7249 | 0
4099 | 46.7922 | 16696.7564 | 1796.0812 | 0 | 17153.1117 | 2285.8187 | 0 | 17810.0804 | 3499.6804 | 0
4100 | 46.8037 | 16695.5294 | 1795.857 | 0 | 17152.6413 | 2285.725 | 0 | 17809.6755 | 3498.8615 | 0
4101 | 46.8151 | 16695.1123 | 1795.4093 | 0 | 17152.3431 | 2284.1228 | 0 | 17809.6111 | 3498.0918 | 0
4102 | 46.8265 | 16695.0345 | 1795.2488 | 0 | 17150.6377 | 2284.1176 | 0 | 17809.4874 | 3497.5822 | 0
4103 | 46.8379 | 16694.9789 | 1794.6619 | 0 | 17150.4341 | 2281.6428 | 0 | 17808.7865 | 3496.0938 | 0
4104 | 46.8493 | 16694.2018 | 1794.1072 | 0 | 17150.1355 | 2281.3574 | 0 | 17808.4636 | 3495.8204 | 0
4105 | 46.8607 | 16692.6442 | 1793.0199 | 0 | 17149.8217 | 2280.8448 | 0 | 17808.4636 | 3495.2997 | 0
4106 | 46.8721 | 16692.5987 | 1792.3102 | 0 | 17148.9767 | 2279.6006 | 0 | 17807.7183 | 3495.0797 | 0
4107 | 46.8836 | 16692.4749 | 1791.9885 | 0 | 17147.5961 | 2278.6847 | 0 | 17807.0398 | 3494.9261 | 0
4108 | 46.895 | 16692.3664 | 1791.9347 | 0 | 17147.0043 | 2277.7986 | 0 | 17806.7699 | 3493.2785 | 0
4109 | 46.9064 | 16688.9981 | 1791.8475 | 0 | 17146.5642 | 2274.7437 | 0 | 17806.7559 | 3492.6854 | 0
4110 | 46.9178 | 16688.4809 | 1791.7148 | 0 | 17146.5538 | 2274.5492 | 0 | 17804.9592 | 3492.4361 | 0
4111 | 46.9292 | 16687.8842 | 1790.6671 | 0 | 17146.3288 | 2273.4644 | 0 | 17804.9058 | 3490.3508 | 0
4112 | 46.9406 | 16687.4787 | 1790.5866 | 0 | 17145.729 | 2271.151 | 0 | 17803.9703 | 3488.8126 | 0
4113 | 46.9521 | 16685.9333 | 1790.3456 | 0 | 17145.2965 | 2270.26 | 0 | 17803.9703 | 3487.4027 | 0
4114 | 46.9635 | 16683.0753 | 1789.3005 | 0 | 17145.1473 | 2269.3399 | 0 | 17803.6627 | 3487.3856 | 0
4115 | 46.9749 | 16683.0722 | 1788.6423 | 0 | 17144.7793 | 2268.4613 | 0 | 17802.8612 | 3485.3986 | 0
4116 | 46.9863 | 16682.4214 | 1788.5216 | 0 | 17143.8677 | 2268.2378 | 0 | 17802.6708 | 3485.1599 | 0
4117 | 46.9977 | 16680.6447 | 1787.9929 | 0 | 17142.5981 | 2268.0302 | 0 | 17802.3264 | 3484.3408 | 0
4118 | 47.0091 | 16680.6384 | 1787.6542 | 0 | 17141.4762 | 2267.2394 | 0 | 17802.2313 | 3484.1841 | 0
4119 | 47.0205 | 16680.5158 | 1787.0331 | 0 | 17140.9424 | 2266.186 | 0 | 17802.2124 | 3484.1349 | 0
4120 | 47.032 | 16680.0787 | 1785.1013 | 0 | 17139.2513 | 2265.8247 | 0 | 17801.3285 | 3483.8225 | 0
4121 | 47.0434 | 16679.6662 | 1783.8916 | 0 | 17138.9817 | 2265.7404 | 0 | 17801.3028 | 3482.3044 | 0
4122 | 47.0548 | 16679.1693 | 1783.4778 | 0 | 17138.4069 | 2265.1446 | 0 | 17800.2548 | 3481.982 | 0
4123 | 47.0662 | 16678.9573 | 1781.2347 | 0 | 17136.9176 | 2264.3569 | 0 | 17800.2045 | 3481.9462 | 0
4124 | 47.0776 | 16678.6399 | 1779.7002 | 0 | 17135.6591 | 2264.3428 | 0 | 17798.5249 | 3481.7419 | 0
4125 | 47.089 | 16678.1079 | 1778.0886 | 0 | 17133.354 | 2263.2767 | 0 | 17796.958 | 3479.8287 | 0
4126 | 47.1005 | 16676.2743 | 1777.8338 | 0 | 17133.0834 | 2262.7278 | 0 | 17796.7464 | 3478.4143 | 0
4127 | 47.1119 | 16675.4055 | 1776.6614 | 0 | 17132.28 | 2262.6125 | 0 | 17796.3712 | 3477.8554 | 0
4128 | 47.1233 | 16675.377 | 1775.5042 | 0 | 17131.8006 | 2261.3969 | 0 | 17795.4326 | 3477.0276 | 0
4129 | 47.1347 | 16673.8202 | 1774.1447 | 0 | 17131.7987 | 2261.2059 | 0 | 17793.9705 | 3474.7305 | 0
4130 | 47.1461 | 16673.1464 | 1773.3554 | 0 | 17131.5828 | 2261.1999 | 0 | 17793.6446 | 3474.2015 | 0
4131 | 47.1575 | 16672.7853 | 1773.1578 | 0 | 17129.0436 | 2260.9602 | 0 | 17793.3672 | 3473.7353 | 0
4132 | 47.1689 | 16672.375 | 1771.2593 | 0 | 17127.7703 | 2260.9091 | 0 | 17792.0556 | 3472.3085 | 0
4133 | 47.1804 | 16671.7795 | 1770.9838 | 0 | 17126.15 | 2260.8495 | 0 | 17790.8447 | 3472.0756 | 0
4134 | 47.1918 | 16669.4692 | 1770.6149 | 0 | 17125.6993 | 2259.6821 | 0 | 17790.7314 | 3471.9696 | 0
4135 | 47.2032 | 16668.7766 | 1770.5255 | 0 | 17125.2677 | 2259.5762 | 0 | 17790.249 | 3471.6507 | 0
4136 | 47.2146 | 16667.5801 | 1769.3162 | 0 | 17125.1531 | 2258.2715 | 0 | 17789.9931 | 3471.4186 | 0
4137 | 47.226 | 16667.5314 | 1769.2575 | 0 | 17123.254 | 2257.8941 | 0 | 17789.9651 | 3471.4042 | 0
4138 | 47.2374 | 16667.4527 | 1765.7681 | 0 | 17121.9673 | 2257.3568 | 0 | 17789.5738 | 3470.1911 | 0
4139 | 47.2489 | 16666.9058 | 1765.551 | 0 | 17121.3864 | 2256.2558 | 0 | 17789.4364 | 3469.9191 | 0
4140 | 47.2603 | 16666.6434 | 1765.1183 | 0 | 17121.1825 | 2255.9122 | 0 | 17787.4607 | 3469.611 | 0
4141 | 47.2717 | 16666.208 | 1763.9008 | 0 | 17121.0652 | 2255.5154 | 0 | 17786.2965 | 3468.4844 | 0
4142 | 47.2831 | 16665.8751 | 1763.4868 | 0 | 17120.9127 | 2254.8958 | 0 | 17783.5348 | 3466.7209 | 0
4143 | 47.2945 | 16665.6438 | 1762.0021 | 0 | 17118.429 | 2254.4248 | 0 | 17782.2987 | 3466.479 | 0
4144 | 47.3059 | 16665.623 | 1761.3346 | 0 | 17118.2316 | 2254.1521 | 0 | 17782.072 | 3466.4359 | 0
4145 | 47.3174 | 16665.623 | 1761.0587 | 0 | 17117.8188 | 2251.7749 | 0 | 17781.6754 | 3466.4331 | 0
4146 | 47.3288 | 16665.0734 | 1760.1008 | 0 | 17116.8439 | 2250.7615 | 0 | 17781.6754 | 3466.2713 | 0
4147 | 47.3402 | 16664.9303 | 1759.5334 | 0 | 17114.8302 | 2249.0638 | 0 | 17781.5753 | 3466.101 | 0
4148 | 47.3516 | 16664.6563 | 1758.7846 | 0 | 17114.0491 | 2248.3765 | 0 | 17780.8194 | 3465.8393 | 0
4149 | 47.363 | 16663.8594 | 1758.4813 | 0 | 17112.0701 | 2245.69 | 0 | 17780.6154 | 3465.1064 | 0
4150 | 47.3744 | 16662.5899 | 1757.2401 | 0 | 17111.9653 | 2245.5711 | 0 | 17780.4331 | 3465.1005 | 0
4151 | 47.3858 | 16661.446 | 1757.1132 | 0 | 17111.5728 | 2245.4295 | 0 | 17778.5925 | 3463.4357 | 0
4152 | 47.3973 | 16660.9951 | 1756.8674 | 0 | 17111.3411 | 2242.3701 | 0 | 17778.3387 | 3462.7887 | 0
4153 | 47.4087 | 16660.3068 | 1756.0515 | 0 | 17110.146 | 2242.237 | 0 | 17776.9055 | 3462.6576 | 0
4154 | 47.4201 | 16660.0967 | 1755.7274 | 0 | 17109.303 | 2241.1901 | 0 | 17775.9886 | 3462.2279 | 0
4155 | 47.4315 | 16659.9989 | 1755.2099 | 0 | 17109.1141 | 2241.1518 | 0 | 17775.9423 | 3461.5498 | 0
4156 | 47.4429 | 16659.794 | 1754.1966 | 0 | 17108.814 | 2239.5065 | 0 | 17775.7454 | 3460.4811 | 0
4157 | 47.4543 | 16657.8879 | 1753.307 | 0 | 17108.2772 | 2236.7482 | 0 | 17775.3086 | 3460.1628 | 0
4158 | 47.4658 | 16657.5671 | 1753.226 | 0 | 17107.9814 | 2235.5622 | 0 | 17775.2106 | 3459.3695 | 0
4159 | 47.4772 | 16657.0064 | 1753.0129 | 0 | 17107.6867 | 2235.2577 | 0 | 17774.0061 | 3458.5166 | 0
4160 | 47.4886 | 16654.7225 | 1752.7351 | 0 | 17107.5955 | 2235.1813 | 0 | 17773.7279 | 3457.755 | 0
4161 | 47.5 | 16654.2632 | 1750.902 | 0 | 17107.254 | 2233.8849 | 0 | 17772.048 | 3457.689 | 0
4162 | 47.5114 | 16653.4409 | 1750.1835 | 0 | 17107.2037 | 2233.6777 | 0 | 17771.9666 | 3457.1419 | 0
4163 | 47.5228 | 16653.3878 | 1749.7743 | 0 | 17107.1076 | 2233.4583 | 0 | 17771.642 | 3456.6263 | 0
4164 | 47.5342 | 16651.8389 | 1749.7709 | 0 | 17106.52 | 2232.2501 | 0 | 17771.2995 | 3454.6548 | 0
4165 | 47.5457 | 16651.3235 | 1749.6726 | 0 | 17106.2187 | 2231.1612 | 0 | 17770.6771 | 3454.3308 | 0
4166 | 47.5571 | 16650.1208 | 1748.4305 | 0 | 17104.7604 | 2231.1249 | 0 | 17770.4275 | 3453.9412 | 0
4167 | 47.5685 | 16649.3373 | 1748.3339 | 0 | 17104.7006 | 2230.8288 | 0 | 17770.413 | 3453.7442 | 0
4168 | 47.5799 | 16648.969 | 1747.9875 | 0 | 17103.7764 | 2229.8242 | 0 | 17770.349 | 3453.5721 | 0
4169 | 47.5913 | 16648.2819 | 1747.642 | 0 | 17103.6905 | 2229.4203 | 0 | 17769.5867 | 3453.3553 | 0
4170 | 47.6027 | 16646.2668 | 1746.2478 | 0 | 17103.6572 | 2229.0519 | 0 | 17769.1306 | 3453.2295 | 0
4171 | 47.6142 | 16645.7496 | 1745.2456 | 0 | 17103.599 | 2228.5128 | 0 | 17769.013 | 3453.1794 | 0
4172 | 47.6256 | 16645.5915 | 1744.6633 | 0 | 17102.6011 | 2227.6404 | 0 | 17768.9925 | 3452.5528 | 0
4173 | 47.637 | 16645.5506 | 1744.1652 | 0 | 17102.4448 | 2227.4616 | 0 | 17768.614 | 3450.7955 | 0
4174 | 47.6484 | 16643.8566 | 1741.948 | 0 | 17102.2046 | 2226.0311 | 0 | 17768.5107 | 3450.354 | 0
4175 | 47.6598 | 16643.531 | 1741.9432 | 0 | 17102.054 | 2222.4788 | 0 | 17767.0675 | 3450.1026 | 0
4176 | 47.6712 | 16641.7043 | 1741.7475 | 0 | 17101.8547 | 2222.2039 | 0 | 17766.7842 | 3449.4629 | 0
4177 | 47.6826 | 16638.6233 | 1741.7291 | 0 | 17100.6762 | 2221.9274 | 0 | 17765.9676 | 3448.6418 | 0
4178 | 47.6941 | 16636.783 | 1741.4542 | 0 | 17100.3608 | 2221.566 | 0 | 17765.579 | 3448.316 | 0
4179 | 47.7055 | 16636.5595 | 1741.2894 | 0 | 17099.3315 | 2220.0608 | 0 | 17764.7224 | 3447.6611 | 0
4180 | 47.7169 | 16636.0608 | 1739.5285 | 0 | 17099.2874 | 2219.5284 | 0 | 17764.4012 | 3447.2196 | 0
4181 | 47.7283 | 16635.9805 | 1737.9717 | 0 | 17099.2206 | 2217.7001 | 0 | 17763.7608 | 3445.5073 | 0
4182 | 47.7397 | 16635.6229 | 1737.7594 | 0 | 17098.9079 | 2215.8316 | 0 | 17763.0256 | 3444.7893 | 0
4183 | 47.7511 | 16634.6782 | 1737.7106 | 0 | 17098.8171 | 2214.5422 | 0 | 17760.6779 | 3443.0948 | 0
4184 | 47.7626 | 16634.4679 | 1737.0934 | 0 | 17098.6439 | 2214.5163 | 0 | 17759.8235 | 3442.4334 | 0
4185 | 47.774 | 16634.3573 | 1736.984 | 0 | 17097.9487 | 2213.7645 | 0 | 17759.3815 | 3441.9881 | 0
4186 | 47.7854 | 16634.0789 | 1736.8571 | 0 | 17097.4743 | 2213.6893 | 0 | 17759.3514 | 3441.5175 | 0
4187 | 47.7968 | 16633.5385 | 1736.6652 | 0 | 17096.5647 | 2212.7443 | 0 | 17758.5927 | 3440.9919 | 0
4188 | 47.8082 | 16633.3785 | 1736.0323 | 0 | 17095.7047 | 2212.6727 | 0 | 17757.2743 | 3439.6842 | 0
4189 | 47.8196 | 16633.2079 | 1732.2176 | 0 | 17094.3113 | 2212.6495 | 0 | 17756.9271 | 3437.4961 | 0
4190 | 47.8311 | 16632.1132 | 1732.0393 | 0 | 17094.046 | 2212.4791 | 0 | 17756.0481 | 3437.388 | 0
4191 | 47.8425 | 16631.1666 | 1731.8908 | 0 | 17092.2454 | 2212.3743 | 0 | 17755.3731 | 3436.6832 | 0
4192 | 47.8539 | 16630.9366 | 1731.0007 | 0 | 17092.2024 | 2212.2558 | 0 | 17755.3416 | 3436.0865 | 0
4193 | 47.8653 | 16629.9353 | 1730.8355 | 0 | 17091.934 | 2211.8491 | 0 | 17755.2778 | 3435.3538 | 0
4194 | 47.8767 | 16628.5106 | 1729.7337 | 0 | 17091.3396 | 2211.5324 | 0 | 17754.2777 | 3435.3138 | 0
4195 | 47.8881 | 16628.1473 | 1729.7173 | 0 | 17090.9035 | 2210.4521 | 0 | 17754.0412 | 3435.2961 | 0
4196 | 47.8995 | 16626.7749 | 1729.2824 | 0 | 17090.4249 | 2209.6381 | 0 | 17752.8591 | 3434.7273 | 0
4197 | 47.911 | 16626.0527 | 1728.9525 | 0 | 17090.1888 | 2207.1604 | 0 | 17752.3785 | 3434.308 | 0
4198 | 47.9224 | 16625.6051 | 1727.4321 | 0 | 17089.2179 | 2207.1324 | 0 | 17752.1569 | 3433.8117 | 0
4199 | 47.9338 | 16625.5982 | 1727.4133 | 0 | 17088.0683 | 2206.372 | 0 | 17752.063 | 3431.3293 | 0
4200 | 47.9452 | 16625.5185 | 1726.3257 | 0 | 17087.9185 | 2204.9106 | 0 | 17751.4375 | 3431.2969 | 0
4201 | 47.9566 | 16625.0552 | 1724.8262 | 0 | 17087.2697 | 2203.7612 | 0 | 17751.1414 | 3431.1111 | 0
4202 | 47.968 | 16624.1251 | 1723.3269 | 0 | 17085.791 | 2202.7049 | 0 | 17750.5022 | 3430.0926 | 0
4203 | 47.9795 | 16624.0073 | 1723.0204 | 0 | 17085.4375 | 2202.4974 | 0 | 17750.4807 | 3429.5195 | 0
4204 | 47.9909 | 16623.3632 | 1721.2351 | 0 | 17085.2306 | 2202.2805 | 0 | 17750.1265 | 3429.4006 | 0
4205 | 48.0023 | 16622.9271 | 1721.0915 | 0 | 17085.1211 | 2202.1082 | 0 | 17749.8038 | 3429.1281 | 0
4206 | 48.0137 | 16622.4805 | 1720.2284 | 0 | 17083.7447 | 2202.0025 | 0 | 17749.607 | 3428.6713 | 0
4207 | 48.0251 | 16621.7887 | 1719.1173 | 0 | 17082.817 | 2201.3165 | 0 | 17749.5508 | 3426.3493 | 0
4208 | 48.0365 | 16621.7288 | 1718.8804 | 0 | 17081.9435 | 2200.5606 | 0 | 17749.0695 | 3425.9115 | 0
4209 | 48.0479 | 16621.2921 | 1718.4062 | 0 | 17080.6692 | 2198.6885 | 0 | 17748.7811 | 3425.8739 | 0
4210 | 48.0594 | 16620.9112 | 1718.1662 | 0 | 17079.5733 | 2198.4286 | 0 | 17748.1686 | 3425.7553 | 0
4211 | 48.0708 | 16620.6602 | 1717.9931 | 0 | 17079.037 | 2198.2621 | 0 | 17747.8042 | 3425.6636 | 0
4212 | 48.0822 | 16620.6602 | 1717.7901 | 0 | 17078.6076 | 2197.4625 | 0 | 17747.706 | 3425.5527 | 0
4213 | 48.0936 | 16620.3784 | 1716.7092 | 0 | 17078.0595 | 2196.7841 | 0 | 17747.6496 | 3423.4804 | 0
4214 | 48.105 | 16619.213 | 1716.2677 | 0 | 17077.4599 | 2195.3139 | 0 | 17746.8161 | 3423.0682 | 0
4215 | 48.1164 | 16618.9275 | 1715.9732 | 0 | 17076.8085 | 2195.2744 | 0 | 17746.4767 | 3422.6972 | 0
4216 | 48.1279 | 16617.5919 | 1715.8131 | 0 | 17075.5578 | 2195.0679 | 0 | 17746.3859 | 3422.6414 | 0
4217 | 48.1393 | 16616.9336 | 1715.4468 | 0 | 17075.2623 | 2194.1633 | 0 | 17745.6167 | 3422.4399 | 0
4218 | 48.1507 | 16616.6824 | 1713.722 | 0 | 17074.901 | 2193.7454 | 0 | 17742.8041 | 3421.757 | 0
4219 | 48.1621 | 16614.9239 | 1713.5844 | 0 | 17073.8539 | 2193.4998 | 0 | 17742.567 | 3421.268 | 0
4220 | 48.1735 | 16614.8489 | 1713.3686 | 0 | 17072.8445 | 2192.5535 | 0 | 17741.4294 | 3421.1856 | 0
4221 | 48.1849 | 16614.1413 | 1713.2427 | 0 | 17072.3662 | 2191.5381 | 0 | 17741.3113 | 3420.9865 | 0
4222 | 48.1963 | 16614.0886 | 1712.6878 | 0 | 17072.3256 | 2190.2593 | 0 | 17740.2387 | 3420.9729 | 0
4223 | 48.2078 | 16613.1337 | 1711.4891 | 0 | 17070.918 | 2189.2486 | 0 | 17740.0584 | 3418.9406 | 0
4224 | 48.2192 | 16613.006 | 1710.8342 | 0 | 17070.7829 | 2189.0006 | 0 | 17740.0014 | 3418.5432 | 0
4225 | 48.2306 | 16612.8018 | 1710.4137 | 0 | 17069.1657 | 2188.9935 | 0 | 17739.1977 | 3418.4999 | 0
4226 | 48.242 | 16612.1406 | 1710.3221 | 0 | 17069.0256 | 2187.1742 | 0 | 17739.0117 | 3418.2859 | 0
4227 | 48.2534 | 16610.6407 | 1709.8628 | 0 | 17067.0087 | 2186.8651 | 0 | 17737.5447 | 3418.2726 | 0
4228 | 48.2648 | 16610.3906 | 1708.9067 | 0 | 17066.2834 | 2186.7775 | 0 | 17737.5041 | 3416.95 | 0
4229 | 48.2763 | 16609.1048 | 1708.4333 | 0 | 17066.0889 | 2184.6564 | 0 | 17737.2168 | 3416.5602 | 0
4230 | 48.2877 | 16607.518 | 1708.2606 | 0 | 17064.5107 | 2183.5817 | 0 | 17736.4713 | 3415.8792 | 0
4231 | 48.2991 | 16607.0374 | 1707.0579 | 0 | 17063.6078 | 2181.7722 | 0 | 17735.4539 | 3414.6769 | 0
4232 | 48.3105 | 16606.4792 | 1706.1637 | 0 | 17063.0724 | 2178.0061 | 0 | 17734.5568 | 3414.5754 | 0
4233 | 48.3219 | 16606.0082 | 1706.1602 | 0 | 17062.3312 | 2177.5374 | 0 | 17733.3737 | 3413.8399 | 0
4234 | 48.3333 | 16605.9555 | 1706.0366 | 0 | 17062.1787 | 2176.9804 | 0 | 17733.3184 | 3413.3254 | 0
4235 | 48.3447 | 16605.8018 | 1705.6083 | 0 | 17061.9782 | 2174.8474 | 0 | 17732.7306 | 3412.7484 | 0
4236 | 48.3562 | 16605.0821 | 1704.6693 | 0 | 17060.433 | 2174.4436 | 0 | 17732.3578 | 3411.641 | 0
4237 | 48.3676 | 16604.7597 | 1703.9106 | 0 | 17060.3503 | 2174.247 | 0 | 17731.055 | 3410.4171 | 0
4238 | 48.379 | 16604.6256 | 1703.545 | 0 | 17059.9849 | 2174.0736 | 0 | 17728.6037 | 3409.9852 | 0
4239 | 48.3904 | 16604.5236 | 1702.8105 | 0 | 17059.2021 | 2173.8017 | 0 | 17728.0679 | 3409.8989 | 0
4240 | 48.4018 | 16604.5236 | 1702.2408 | 0 | 17058.3577 | 2173.6719 | 0 | 17727.1132 | 3409.5084 | 0
4241 | 48.4132 | 16604.2285 | 1700.8047 | 0 | 17057.8675 | 2173.6299 | 0 | 17726.8595 | 3409.2881 | 0
4242 | 48.4247 | 16603.9622 | 1699.534 | 0 | 17057.7745 | 2172.8709 | 0 | 17726.6752 | 3409.0452 | 0
4243 | 48.4361 | 16603.8266 | 1699.5323 | 0 | 17057.5519 | 2171.4772 | 0 | 17726.2117 | 3407.6881 | 0
4244 | 48.4475 | 16603.8135 | 1698.4778 | 0 | 17056.671 | 2171.4387 | 0 | 17725.6875 | 3405.0201 | 0
4245 | 48.4589 | 16603.2126 | 1698.3644 | 0 | 17056.556 | 2169.7251 | 0 | 17725.6201 | 3404.9675 | 0
4246 | 48.4703 | 16603.0566 | 1697.0783 | 0 | 17055.4196 | 2168.9277 | 0 | 17725.4769 | 3404.9201 | 0
4247 | 48.4817 | 16603.0115 | 1695.1242 | 0 | 17054.7006 | 2167.9372 | 0 | 17725.3231 | 3404.4392 | 0
4248 | 48.4932 | 16602.7363 | 1694.5711 | 0 | 17054.6977 | 2167.7739 | 0 | 17724.9016 | 3404.4236 | 0
4249 | 48.5046 | 16600.9829 | 1694.3639 | 0 | 17054.5289 | 2167.5285 | 0 | 17723.2296 | 3403.7038 | 0
4250 | 48.516 | 16600.4488 | 1694.214 | 0 | 17054.115 | 2165.8448 | 0 | 17722.1737 | 3403.3488 | 0
4251 | 48.5274 | 16600.4488 | 1693.3243 | 0 | 17053.6821 | 2164.9621 | 0 | 17721.3387 | 3402.0394 | 0
4252 | 48.5388 | 16600.4488 | 1691.7398 | 0 | 17053.3173 | 2162.4204 | 0 | 17720.0245 | 3401.7453 | 0
4253 | 48.5502 | 16599.805 | 1691.6574 | 0 | 17053.0657 | 2162.0517 | 0 | 17719.6802 | 3401.6582 | 0
4254 | 48.5616 | 16599.342 | 1691.1116 | 0 | 17052.4761 | 2161.3129 | 0 | 17718.6373 | 3401.1061 | 0
4255 | 48.5731 | 16598.3283 | 1691.0961 | 0 | 17052.3357 | 2158.5623 | 0 | 17717.6111 | 3400.796 | 0
4256 | 48.5845 | 16597.9668 | 1690.9963 | 0 | 17052.0925 | 2156.4718 | 0 | 17714.5402 | 3400.714 | 0
4257 | 48.5959 | 16596.6881 | 1690.605 | 0 | 17051.2107 | 2155.1898 | 0 | 17714.3081 | 3400.0155 | 0
4258 | 48.6073 | 16596.3292 | 1690.5606 | 0 | 17050.6769 | 2153.6351 | 0 | 17712.5338 | 3399.2959 | 0
4259 | 48.6187 | 16595.818 | 1690.1071 | 0 | 17049.9498 | 2152.6883 | 0 | 17712.5297 | 3398.4627 | 0
4260 | 48.6301 | 16595.0268 | 1689.784 | 0 | 17049.8369 | 2152.5522 | 0 | 17711.0833 | 3397.4831 | 0
4261 | 48.6416 | 16594.6809 | 1687.9415 | 0 | 17048.4784 | 2151.2676 | 0 | 17710.867 | 3397.0062 | 0
4262 | 48.653 | 16594.6374 | 1687.409 | 0 | 17048.1618 | 2151.0487 | 0 | 17709.9096 | 3396.5435 | 0
4263 | 48.6644 | 16594.142 | 1687.1351 | 0 | 17048.0644 | 2150.9865 | 0 | 17709.895 | 3394.2898 | 0
4264 | 48.6758 | 16593.8868 | 1686.5791 | 0 | 17047.3897 | 2150.8415 | 0 | 17709.8753 | 3393.3734 | 0
4265 | 48.6872 | 16593.7372 | 1686.4163 | 0 | 17047.1947 | 2150.6701 | 0 | 17709.6719 | 3392.8188 | 0
4266 | 48.6986 | 16593.049 | 1683.2171 | 0 | 17047.1099 | 2149.823 | 0 | 17709.6035 | 3391.6526 | 0
4267 | 48.71 | 16592.2289 | 1682.6891 | 0 | 17047.0873 | 2148.6646 | 0 | 17708.3593 | 3390.6092 | 0
4268 | 48.7215 | 16589.0166 | 1682.0569 | 0 | 17046.988 | 2148.398 | 0 | 17707.2772 | 3389.9701 | 0
4269 | 48.7329 | 16587.231 | 1681.9638 | 0 | 17046.2361 | 2148.1273 | 0 | 17706.0341 | 3388.5481 | 0
4270 | 48.7443 | 16586.0474 | 1680.6568 | 0 | 17045.7601 | 2147.8795 | 0 | 17704.6664 | 3388.2424 | 0
4271 | 48.7557 | 16586.0471 | 1680.198 | 0 | 17045.1095 | 2145.6427 | 0 | 17704.0132 | 3387.9073 | 0
4272 | 48.7671 | 16585.4347 | 1679.8231 | 0 | 17044.7692 | 2145.2405 | 0 | 17703.8491 | 3387.8124 | 0
4273 | 48.7785 | 16585.3299 | 1679.5737 | 0 | 17044.537 | 2145.1078 | 0 | 17703.291 | 3387.7157 | 0
4274 | 48.79 | 16582.5183 | 1678.8464 | 0 | 17042.2862 | 2145.0528 | 0 | 17702.8198 | 3386.7673 | 0
4275 | 48.8014 | 16581.8491 | 1678.768 | 0 | 17040.6314 | 2143.568 | 0 | 17702.5566 | 3386.5855 | 0
4276 | 48.8128 | 16581.5662 | 1677.9764 | 0 | 17037.8211 | 2141.6073 | 0 | 17702.5306 | 3386.1865 | 0
4277 | 48.8242 | 16581.4167 | 1677.9407 | 0 | 17037.6208 | 2141.1816 | 0 | 17701.2407 | 3384.6268 | 0
4278 | 48.8356 | 16580.9048 | 1677.6314 | 0 | 17036.0555 | 2139.7716 | 0 | 17700.6683 | 3383.9592 | 0
4279 | 48.847 | 16579.7399 | 1677.2699 | 0 | 17035.9682 | 2139.2203 | 0 | 17700.479 | 3383.7125 | 0
4280 | 48.8584 | 16579.5784 | 1676.6662 | 0 | 17035.9091 | 2138.619 | 0 | 17700.4431 | 3381.7875 | 0
4281 | 48.8699 | 16579.5016 | 1675.6891 | 0 | 17035.0494 | 2138.2126 | 0 | 17700.3448 | 3380.9918 | 0
4282 | 48.8813 | 16578.4336 | 1674.3894 | 0 | 17033.5472 | 2136.9612 | 0 | 17700.2646 | 3380.2725 | 0
4283 | 48.8927 | 16578.1265 | 1674.051 | 0 | 17032.3182 | 2136.3841 | 0 | 17699.8961 | 3379.498 | 0
4284 | 48.9041 | 16578.1212 | 1672.9688 | 0 | 17031.7917 | 2136.1158 | 0 | 17699.1172 | 3379.1838 | 0
4285 | 48.9155 | 16577.9954 | 1672.321 | 0 | 17031.5067 | 2134.3175 | 0 | 17698.3137 | 3377.2904 | 0
4286 | 48.9269 | 16577.2412 | 1670.5661 | 0 | 17028.8837 | 2131.2304 | 0 | 17696.982 | 3375.8353 | 0
4287 | 48.9384 | 16577.164 | 1670.1952 | 0 | 17028.8577 | 2129.9952 | 0 | 17696.9707 | 3375.6903 | 0
4288 | 48.9498 | 16575.989 | 1669.7022 | 0 | 17028.7358 | 2129.775 | 0 | 17696.8991 | 3375.4176 | 0
4289 | 48.9612 | 16575.5091 | 1668.89 | 0 | 17028.5519 | 2128.9291 | 0 | 17695.8578 | 3374.4296 | 0
4290 | 48.9726 | 16574.8487 | 1668.5003 | 0 | 17028.4728 | 2128.1221 | 0 | 17695.3472 | 3374.2594 | 0
4291 | 48.984 | 16574.7512 | 1668.4194 | 0 | 17028.3496 | 2127.6578 | 0 | 17693.44 | 3372.6751 | 0
4292 | 48.9954 | 16572.6243 | 1667.7056 | 0 | 17028.1813 | 2124.1788 | 0 | 17693.3173 | 3371.7546 | 0
4293 | 49.0068 | 16572.4532 | 1666.7757 | 0 | 17028.1389 | 2123.6277 | 0 | 17693.1023 | 3371.6419 | 0
4294 | 49.0183 | 16572.1264 | 1666.7504 | 0 | 17027.114 | 2122.8964 | 0 | 17693.0098 | 3371.506 | 0
4295 | 49.0297 | 16571.288 | 1666.3414 | 0 | 17026.1513 | 2121.9608 | 0 | 17692.9629 | 3369.1685 | 0
4296 | 49.0411 | 16570.6154 | 1665.2856 | 0 | 17024.5411 | 2121.7677 | 0 | 17692.3473 | 3368.6779 | 0
4297 | 49.0525 | 16570.0234 | 1664.8236 | 0 | 17023.1875 | 2121.7206 | 0 | 17691.2106 | 3367.016 | 0
4298 | 49.0639 | 16569.8718 | 1661.3731 | 0 | 17023.0042 | 2120.6772 | 0 | 17690.4403 | 3366.8137 | 0
4299 | 49.0753 | 16567.1833 | 1660.8906 | 0 | 17022.755 | 2119.5341 | 0 | 17690.3355 | 3365.0073 | 0
4300 | 49.0868 | 16567.0673 | 1660.3401 | 0 | 17022.5841 | 2119.2076 | 0 | 17689.9655 | 3361.9496 | 0
4301 | 49.0982 | 16566.5903 | 1660.2287 | 0 | 17022.2233 | 2119.1326 | 0 | 17689.2262 | 3361.138 | 0
4302 | 49.1096 | 16563.5033 | 1658.9479 | 0 | 17022.1203 | 2118.6756 | 0 | 17689.0896 | 3360.9001 | 0
4303 | 49.121 | 16563.4803 | 1656.6045 | 0 | 17021.3061 | 2118.4577 | 0 | 17688.7899 | 3360.6277 | 0
4304 | 49.1324 | 16561.9724 | 1656.4166 | 0 | 17020.7219 | 2117.6099 | 0 | 17687.9817 | 3360.501 | 0
4305 | 49.1438 | 16561.7681 | 1656.254 | 0 | 17019.5124 | 2117.0843 | 0 | 17686.5497 | 3358.7841 | 0
4306 | 49.1553 | 16561.4151 | 1654.0015 | 0 | 17018.0947 | 2115.9765 | 0 | 17686.266 | 3358.7018 | 0
4307 | 49.1667 | 16560.7539 | 1652.1335 | 0 | 17017.8446 | 2115.7479 | 0 | 17682.0926 | 3357.8349 | 0
4308 | 49.1781 | 16559.8862 | 1650.984 | 0 | 17017.0167 | 2114.6383 | 0 | 17682.01 | 3357.4455 | 0
4309 | 49.1895 | 16558.9531 | 1647.4343 | 0 | 17016.5815 | 2114.2069 | 0 | 17679.8613 | 3357.3751 | 0
4310 | 49.2009 | 16558.8575 | 1646.8965 | 0 | 17015.5022 | 2113.1745 | 0 | 17679.6774 | 3357.0148 | 0
4311 | 49.2123 | 16558.6396 | 1644.7035 | 0 | 17013.5271 | 2112.5393 | 0 | 17679.5182 | 3356.665 | 0
4312 | 49.2237 | 16558.2967 | 1644.3866 | 0 | 17013.165 | 2111.9378 | 0 | 17678.7339 | 3354.5012 | 0
4313 | 49.2352 | 16558.2159 | 1642.8268 | 0 | 17012.417 | 2111.3458 | 0 | 17678.6898 | 3354.0091 | 0
4314 | 49.2466 | 16558.0013 | 1642.4772 | 0 | 17012.2815 | 2110.475 | 0 | 17677.6205 | 3353.1208 | 0
4315 | 49.258 | 16557.3346 | 1641.5512 | 0 | 17010.5514 | 2109.8018 | 0 | 17676.7779 | 3351.7129 | 0
4316 | 49.2694 | 16557.3296 | 1639.352 | 0 | 17010.1453 | 2109.6806 | 0 | 17675.7928 | 3349.8529 | 0
4317 | 49.2808 | 16556.2484 | 1638.4983 | 0 | 17009.9358 | 2109.6691 | 0 | 17674.7138 | 3349.2149 | 0
4318 | 49.2922 | 16555.0231 | 1638.2906 | 0 | 17009.0288 | 2109.3932 | 0 | 17673.6864 | 3348.515 | 0
4319 | 49.3037 | 16554.9892 | 1638.1846 | 0 | 17008.9959 | 2105.884 | 0 | 17673.0693 | 3347.9376 | 0
4320 | 49.3151 | 16554.1375 | 1637.3377 | 0 | 17008.7616 | 2105.3864 | 0 | 17671.7554 | 3347.3032 | 0
4321 | 49.3265 | 16550.4791 | 1636.7193 | 0 | 17008.5309 | 2104.8859 | 0 | 17671.2454 | 3346.6231 | 0
4322 | 49.3379 | 16550.2898 | 1634.871 | 0 | 17008.0033 | 2104.8191 | 0 | 17670.806 | 3345.578 | 0
4323 | 49.3493 | 16550.2113 | 1633.8092 | 0 | 17007.9457 | 2104.6047 | 0 | 17669.796 | 3345.5423 | 0
4324 | 49.3607 | 16548.4395 | 1633.3059 | 0 | 17007.9067 | 2104.3895 | 0 | 17669.1878 | 3345.1548 | 0
4325 | 49.3721 | 16548.1557 | 1632.6145 | 0 | 17007.3555 | 2104.0906 | 0 | 17668.3566 | 3345.1343 | 0
4326 | 49.3836 | 16548.1052 | 1631.1202 | 0 | 17004.6504 | 2103.4354 | 0 | 17667.8626 | 3344.6961 | 0
4327 | 49.395 | 16547.4759 | 1630.4467 | 0 | 17004.4197 | 2103.0501 | 0 | 17667.7892 | 3342.8552 | 0
4328 | 49.4064 | 16547.268 | 1629.941 | 0 | 17003.6893 | 2098.8119 | 0 | 17667.4398 | 3342.5574 | 0
4329 | 49.4178 | 16547.2001 | 1629.3919 | 0 | 17002.8904 | 2098.6424 | 0 | 17667.3475 | 3342.4698 | 0
4330 | 49.4292 | 16546.8764 | 1629.2255 | 0 | 17002.0006 | 2097.9154 | 0 | 17665.3085 | 3339.6923 | 0
4331 | 49.4406 | 16546.4606 | 1628.0816 | 0 | 17001.1694 | 2097.8474 | 0 | 17664.9874 | 3339.6021 | 0
4332 | 49.4521 | 16545.8306 | 1627.9383 | 0 | 16999.7289 | 2096.5851 | 0 | 17664.8345 | 3339.5538 | 0
4333 | 49.4635 | 16545.3602 | 1626.9238 | 0 | 16999.642 | 2096.2711 | 0 | 17664.8336 | 3339.4835 | 0
4334 | 49.4749 | 16545.1408 | 1625.3642 | 0 | 16999.6282 | 2095.2056 | 0 | 17664.323 | 3338.2054 | 0
4335 | 49.4863 | 16544.814 | 1625.0425 | 0 | 16999.0304 | 2093.6298 | 0 | 17662.2227 | 3337.8666 | 0
4336 | 49.4977 | 16544.4902 | 1623.7413 | 0 | 16998.5229 | 2091.4116 | 0 | 17662.04 | 3337.1469 | 0
4337 | 49.5091 | 16544.1846 | 1623.4301 | 0 | 16997.5143 | 2091.1023 | 0 | 17661.4326 | 3336.7573 | 0
4338 | 49.5205 | 16542.6607 | 1623.1465 | 0 | 16997.4589 | 2090.6297 | 0 | 17661.0284 | 3336.6939 | 0
4339 | 49.532 | 16542.3523 | 1622.4372 | 0 | 16997.3298 | 2090.5313 | 0 | 17660.9741 | 3336.1529 | 0
4340 | 49.5434 | 16541.1779 | 1620.7817 | 0 | 16996.8396 | 2090.1987 | 0 | 17660.2099 | 3336.1418 | 0
4341 | 49.5548 | 16540.0045 | 1620.5579 | 0 | 16995.7383 | 2090.0329 | 0 | 17659.8553 | 3335.1317 | 0
4342 | 49.5662 | 16539.6537 | 1619.9188 | 0 | 16995.5172 | 2089.18 | 0 | 17659.477 | 3334.6443 | 0
4343 | 49.5776 | 16539.0093 | 1619.3781 | 0 | 16995.3548 | 2089.0677 | 0 | 17659.1119 | 3333.7598 | 0
4344 | 49.589 | 16538.7829 | 1617.5795 | 0 | 16994.3928 | 2088.8729 | 0 | 17659.0095 | 3333.6697 | 0
4345 | 49.6005 | 16537.8335 | 1617.1706 | 0 | 16994.3667 | 2088.567 | 0 | 17658.976 | 3333.1626 | 0
4346 | 49.6119 | 16537.5361 | 1614.1186 | 0 | 16994.0739 | 2086.1254 | 0 | 17658.5431 | 3330.689 | 0
4347 | 49.6233 | 16537.4191 | 1614.0811 | 0 | 16992.9376 | 2085.7415 | 0 | 17658.0073 | 3330.0352 | 0
4348 | 49.6347 | 16537.3513 | 1610.1426 | 0 | 16992.7811 | 2085.4861 | 0 | 17656.985 | 3329.7213 | 0
4349 | 49.6461 | 16537.3513 | 1609.9053 | 0 | 16992.0424 | 2085.353 | 0 | 17656.4457 | 3329.0717 | 0
4350 | 49.6575 | 16537.3513 | 1609.5737 | 0 | 16990.3523 | 2084.6977 | 0 | 17655.7447 | 3328.6189 | 0
4351 | 49.6689 | 16536.7985 | 1607.1488 | 0 | 16990.0079 | 2083.7896 | 0 | 17655.1007 | 3328.0459 | 0
4352 | 49.6804 | 16536.118 | 1607.101 | 0 | 16989.1953 | 2082.4468 | 0 | 17654.9057 | 3327.8134 | 0
4353 | 49.6918 | 16535.8213 | 1605.9724 | 0 | 16988.6446 | 2081.2433 | 0 | 17654.7658 | 3327.1653 | 0
4354 | 49.7032 | 16535.5096 | 1605.2415 | 0 | 16988.1163 | 2079.897 | 0 | 17653.9549 | 3325.2293 | 0
4355 | 49.7146 | 16535.1257 | 1605.1534 | 0 | 16987.1715 | 2079.3704 | 0 | 17652.5438 | 3323.0197 | 0
4356 | 49.726 | 16534.5559 | 1604.7957 | 0 | 16987.1008 | 2078.9167 | 0 | 17652.1958 | 3322.7289 | 0
4357 | 49.7374 | 16533.2238 | 1604.7956 | 0 | 16986.988 | 2078.6209 | 0 | 17651.9977 | 3322.5423 | 0
4358 | 49.7489 | 16532.7778 | 1603.8115 | 0 | 16983.5058 | 2078.3774 | 0 | 17649.7032 | 3322.3587 | 0
4359 | 49.7603 | 16532.4002 | 1603.6855 | 0 | 16983.1821 | 2076.0309 | 0 | 17648.9676 | 3321.5967 | 0
4360 | 49.7717 | 16532.0901 | 1603.3174 | 0 | 16982.5259 | 2075.3893 | 0 | 17648.4048 | 3321.0763 | 0
4361 | 49.7831 | 16531.8119 | 1602.5106 | 0 | 16981.7932 | 2075.0506 | 0 | 17648.3593 | 3321.0168 | 0
4362 | 49.7945 | 16529.563 | 1601.7791 | 0 | 16981.3411 | 2074.9289 | 0 | 17648.2696 | 3320.7886 | 0
4363 | 49.8059 | 16529.2166 | 1601.3457 | 0 | 16980.8328 | 2074.7875 | 0 | 17647.6399 | 3320.124 | 0
4364 | 49.8174 | 16529.1034 | 1600.254 | 0 | 16980.1421 | 2074.6347 | 0 | 17646.9035 | 3319.8002 | 0
4365 | 49.8288 | 16527.762 | 1597.6413 | 0 | 16979.2334 | 2074.2651 | 0 | 17646.2235 | 3319.6906 | 0
4366 | 49.8402 | 16527.635 | 1597.426 | 0 | 16978.4687 | 2074.1516 | 0 | 17646.098 | 3319.3917 | 0
4367 | 49.8516 | 16525.0899 | 1596.719 | 0 | 16977.8056 | 2074.0792 | 0 | 17645.5473 | 3319.1599 | 0
4368 | 49.863 | 16523.4837 | 1596.3026 | 0 | 16976.3013 | 2074.0658 | 0 | 17644.6262 | 3318.6043 | 0
4369 | 49.8744 | 16523.3071 | 1595.1127 | 0 | 16975.6532 | 2072.8249 | 0 | 17644.3528 | 3317.4679 | 0
4370 | 49.8858 | 16523.2636 | 1594.4007 | 0 | 16975.6283 | 2071.0345 | 0 | 17642.4847 | 3317.0122 | 0
4371 | 49.8973 | 16522.2768 | 1593.8259 | 0 | 16974.1643 | 2068.1559 | 0 | 17641.2141 | 3315.7761 | 0
4372 | 49.9087 | 16522.1875 | 1593.7248 | 0 | 16974.0404 | 2068.0552 | 0 | 17639.9832 | 3315.1728 | 0
4373 | 49.9201 | 16521.2434 | 1593.491 | 0 | 16974.0038 | 2065.5272 | 0 | 17638.6691 | 3313.5997 | 0
4374 | 49.9315 | 16521.1644 | 1593.0095 | 0 | 16973.7036 | 2065.3388 | 0 | 17638.618 | 3313.4154 | 0
4375 | 49.9429 | 16521.0514 | 1592.6267 | 0 | 16971.6493 | 2064.687 | 0 | 17637.4886 | 3312.475 | 0
4376 | 49.9543 | 16520.876 | 1590.196 | 0 | 16971.5577 | 2063.3772 | 0 | 17636.8424 | 3312.3718 | 0
4377 | 49.9658 | 16520.3465 | 1588.3766 | 0 | 16971.4411 | 2062.112 | 0 | 17636.7618 | 3312.3694 | 0
4378 | 49.9772 | 16519.9884 | 1587.5947 | 0 | 16971.3328 | 2062.0037 | 0 | 17630.4418 | 3312.2844 | 0
4379 | 49.9886 | 16519.836 | 1587.225 | 0 | 16968.4744 | 2061.0572 | 0 | 17630.4418 | 3310.4853 | 0
4380 | 50 | 16519.5908 | 1587.1056 | 0 | 16967.251 | 2060.598 | 0 | 17629.9107 | 3310.3838 | 0
4381 | 50.0114 | 16518.0149 | 1586.1902 | 0 | 16966.2523 | 2060.2427 | 0 | 17628.2358 | 3310.2854 | 0
4382 | 50.0228 | 16517.5957 | 1584.9094 | 0 | 16966.1195 | 2059.9532 | 0 | 17628.1666 | 3310.1538 | 0
4383 | 50.0342 | 16517.0722 | 1584.846 | 0 | 16966.0384 | 2059.6344 | 0 | 17627.4343 | 3310.0669 | 0
4384 | 50.0457 | 16516.0843 | 1584.0541 | 0 | 16966.0126 | 2059.3201 | 0 | 17626.8281 | 3308.4234 | 0
4385 | 50.0571 | 16515.6408 | 1582.459 | 0 | 16965.7469 | 2058.787 | 0 | 17626.657 | 3308.2175 | 0
4386 | 50.0685 | 16514.9719 | 1581.8429 | 0 | 16964.5499 | 2058.6064 | 0 | 17625.3036 | 3307.6637 | 0
4387 | 50.0799 | 16514.6326 | 1580.6613 | 0 | 16964.1371 | 2057.7069 | 0 | 17624.9443 | 3306.1289 | 0
4388 | 50.0913 | 16514.5694 | 1579.164 | 0 | 16963.8255 | 2057.6625 | 0 | 17624.5361 | 3305.9067 | 0
4389 | 50.1027 | 16514.5352 | 1579.1454 | 0 | 16963.1165 | 2057.5954 | 0 | 17624.4154 | 3305.4633 | 0
4390 | 50.1142 | 16513.3492 | 1578.5198 | 0 | 16963.09 | 2055.7386 | 0 | 17624.022 | 3305.2758 | 0
4391 | 50.1256 | 16512.4011 | 1577.0891 | 0 | 16962.4792 | 2054.9203 | 0 | 17624.0184 | 3304.4885 | 0
4392 | 50.137 | 16511.7962 | 1576.2841 | 0 | 16961.9617 | 2053.5212 | 0 | 17623.2866 | 3304.4678 | 0
4393 | 50.1484 | 16511.5087 | 1575.6175 | 0 | 16961.8023 | 2051.8337 | 0 | 17622.5979 | 3304.4509 | 0
4394 | 50.1598 | 16511.1264 | 1575.2076 | 0 | 16960.8592 | 2051.4679 | 0 | 17622.5636 | 3302.4845 | 0
4395 | 50.1712 | 16509.9252 | 1574.757 | 0 | 16958.9217 | 2049.9581 | 0 | 17622.2413 | 3301.9314 | 0
4396 | 50.1826 | 16507.9869 | 1573.7862 | 0 | 16958.5936 | 2049.8183 | 0 | 17620.7688 | 3301.835 | 0
4397 | 50.1941 | 16507.553 | 1572.6909 | 0 | 16957.5864 | 2049.0749 | 0 | 17620.2247 | 3300.8689 | 0
4398 | 50.2055 | 16506.9574 | 1572.0052 | 0 | 16957.4165 | 2047.1007 | 0 | 17620.0192 | 3300.8295 | 0
4399 | 50.2169 | 16506.1179 | 1571.3121 | 0 | 16956.8179 | 2047.0117 | 0 | 17619.715 | 3300.7966 | 0
4400 | 50.2283 | 16505.6765 | 1571.1586 | 0 | 16956.6005 | 2045.4433 | 0 | 17619.6769 | 3299.7813 | 0
4401 | 50.2397 | 16505.2103 | 1570.9872 | 0 | 16956.1566 | 2042.9606 | 0 | 17619.487 | 3298.1315 | 0
4402 | 50.2511 | 16504.281 | 1570.4417 | 0 | 16956.1247 | 2042.4923 | 0 | 17619.3954 | 3297.7282 | 0
4403 | 50.2626 | 16504.1535 | 1569.8477 | 0 | 16955.3567 | 2042.3313 | 0 | 17618.7278 | 3296.6086 | 0
4404 | 50.274 | 16503.4315 | 1569.5976 | 0 | 16953.4704 | 2040.3964 | 0 | 17618.5569 | 3296.5149 | 0
4405 | 50.2854 | 16501.2328 | 1569.3824 | 0 | 16953.3824 | 2040.2857 | 0 | 17618.2982 | 3295.7564 | 0
4406 | 50.2968 | 16499.7355 | 1569.149 | 0 | 16953.2905 | 2038.927 | 0 | 17617.6742 | 3295.2021 | 0
4407 | 50.3082 | 16499.6899 | 1567.0014 | 0 | 16951.2929 | 2038.7069 | 0 | 17617.6046 | 3295.006 | 0
4408 | 50.3196 | 16499.5122 | 1566.0942 | 0 | 16951.1332 | 2038.3769 | 0 | 17616.3875 | 3293.9718 | 0
4409 | 50.3311 | 16498.7107 | 1565.5451 | 0 | 16950.0254 | 2037.22 | 0 | 17614.7605 | 3293.3619 | 0
4410 | 50.3425 | 16496.344 | 1564.1681 | 0 | 16949.7491 | 2035.8095 | 0 | 17614.6434 | 3293.1106 | 0
4411 | 50.3539 | 16495.5794 | 1563.028 | 0 | 16949.4722 | 2035.6235 | 0 | 17614.5576 | 3292.7948 | 0
4412 | 50.3653 | 16494.703 | 1562.9781 | 0 | 16949.4069 | 2034.5875 | 0 | 17612.5825 | 3291.5445 | 0
4413 | 50.3767 | 16493.3699 | 1561.9701 | 0 | 16948.5139 | 2033.4671 | 0 | 17610.9867 | 3291.0514 | 0
4414 | 50.3881 | 16493.06 | 1560.8835 | 0 | 16946.9421 | 2033.1651 | 0 | 17610.8819 | 3288.2618 | 0
4415 | 50.3995 | 16493.0371 | 1560.5903 | 0 | 16946.9378 | 2031.8644 | 0 | 17609.6231 | 3288.0761 | 0
4416 | 50.411 | 16492.7115 | 1560.4622 | 0 | 16946.4085 | 2030.9374 | 0 | 17607.6891 | 3287.5793 | 0
4417 | 50.4224 | 16492.5878 | 1559.9363 | 0 | 16946.2417 | 2030.8207 | 0 | 17606.6822 | 3286.668 | 0
4418 | 50.4338 | 16492.0636 | 1559.1025 | 0 | 16946.0982 | 2030.3546 | 0 | 17606.4186 | 3286.0143 | 0
4419 | 50.4452 | 16490.768 | 1558.9456 | 0 | 16945.0247 | 2029.0987 | 0 | 17605.2889 | 3284.5793 | 0
4420 | 50.4566 | 16490.1336 | 1558.4665 | 0 | 16944.871 | 2027.7256 | 0 | 17604.7539 | 3283.6614 | 0
4421 | 50.468 | 16490.0603 | 1558.0388 | 0 | 16944.6379 | 2027.5232 | 0 | 17603.9985 | 3283.6043 | 0
4422 | 50.4795 | 16488.5069 | 1557.035 | 0 | 16944.0049 | 2027.1763 | 0 | 17603.1879 | 3282.9313 | 0
4423 | 50.4909 | 16486.8893 | 1556.6975 | 0 | 16943.9301 | 2026.6856 | 0 | 17603.0716 | 3282.416 | 0
4424 | 50.5023 | 16485.9865 | 1556.4174 | 0 | 16943.7948 | 2026.5577 | 0 | 17602.6513 | 3282.2243 | 0
4425 | 50.5137 | 16485.666 | 1556.0848 | 0 | 16943.2826 | 2025.0311 | 0 | 17602.565 | 3281.8714 | 0
4426 | 50.5251 | 16485.4009 | 1554.7418 | 0 | 16943.2031 | 2023.8291 | 0 | 17601.9856 | 3281.789 | 0
4427 | 50.5365 | 16484.2483 | 1554.7234 | 0 | 16943.0364 | 2022.4459 | 0 | 17601.0583 | 3281.5871 | 0
4428 | 50.5479 | 16484.0636 | 1553.9864 | 0 | 16941.9519 | 2022.1087 | 0 | 17599.8819 | 3281.2895 | 0
4429 | 50.5594 | 16483.9896 | 1553.3243 | 0 | 16941.022 | 2020.776 | 0 | 17598.3165 | 3279.5399 | 0
4430 | 50.5708 | 16483.9896 | 1553.0116 | 0 | 16940.5881 | 2020.2967 | 0 | 17598.1265 | 3278.8409 | 0
4431 | 50.5822 | 16483.872 | 1552.9907 | 0 | 16939.8271 | 2019.8532 | 0 | 17598.0931 | 3277.7708 | 0
4432 | 50.5936 | 16483.4882 | 1552.1758 | 0 | 16939.7491 | 2015.5008 | 0 | 17597.7277 | 3277.7498 | 0
4433 | 50.605 | 16481.9428 | 1552.1368 | 0 | 16939.7401 | 2015.2894 | 0 | 17597.6997 | 3277.0806 | 0
4434 | 50.6164 | 16481.5221 | 1551.2301 | 0 | 16938.2287 | 2015.2466 | 0 | 17596.725 | 3276.774 | 0
4435 | 50.6279 | 16480.8864 | 1551.218 | 0 | 16936.6912 | 2011.3705 | 0 | 17595.2286 | 3275.2943 | 0
4436 | 50.6393 | 16480.4038 | 1550.2129 | 0 | 16936.5104 | 2010.878 | 0 | 17594.7477 | 3275.2522 | 0
4437 | 50.6507 | 16479.9351 | 1549.0123 | 0 | 16934.8359 | 2009.107 | 0 | 17594.6369 | 3275.0221 | 0
4438 | 50.6621 | 16479.8828 | 1548.7616 | 0 | 16934.3613 | 2008.8532 | 0 | 17593.2996 | 3273.9167 | 0
4439 | 50.6735 | 16479.0445 | 1548.2645 | 0 | 16933.8037 | 2008.6133 | 0 | 17592.7824 | 3273.6253 | 0
4440 | 50.6849 | 16479.0384 | 1548.2416 | 0 | 16932.2792 | 2008.6109 | 0 | 17592.6996 | 3272.3434 | 0
4441 | 50.6963 | 16477.577 | 1547.7032 | 0 | 16931.6556 | 2008.4924 | 0 | 17592.2417 | 3269.5557 | 0
4442 | 50.7078 | 16476.6261 | 1544.8247 | 0 | 16931.0043 | 2007.6455 | 0 | 17590.1833 | 3268.4302 | 0
4443 | 50.7192 | 16475.0428 | 1543.9879 | 0 | 16930.5431 | 2006.8143 | 0 | 17589.5078 | 3268.2604 | 0
4444 | 50.7306 | 16474.3467 | 1543.9865 | 0 | 16930.2895 | 2006.412 | 0 | 17588.8485 | 3266.9819 | 0
4445 | 50.742 | 16473.9492 | 1542.9029 | 0 | 16928.3654 | 2005.8641 | 0 | 17588.5667 | 3266.2611 | 0
4446 | 50.7534 | 16473.6528 | 1541.5955 | 0 | 16926.5456 | 2005.3388 | 0 | 17588.3318 | 3265.376 | 0
4447 | 50.7648 | 16470.6383 | 1541.1688 | 0 | 16926.2181 | 2004.7424 | 0 | 17588.1583 | 3264.1769 | 0
4448 | 50.7763 | 16469.3055 | 1541.1218 | 0 | 16924.9949 | 2004.6438 | 0 | 17587.9721 | 3264.055 | 0
4449 | 50.7877 | 16469.0989 | 1538.9937 | 0 | 16924.9401 | 2004.5377 | 0 | 17587.6846 | 3263.7362 | 0
4450 | 50.7991 | 16467.2162 | 1538.6069 | 0 | 16924.7005 | 2004.2868 | 0 | 17586.7484 | 3263.1475 | 0
4451 | 50.8105 | 16465.8562 | 1538.3348 | 0 | 16924.6655 | 2003.4806 | 0 | 17584.9246 | 3262.3943 | 0
4452 | 50.8219 | 16465.7229 | 1537.228 | 0 | 16924.4452 | 2001.4923 | 0 | 17584.1775 | 3260.6767 | 0
4453 | 50.8333 | 16465.1593 | 1536.5937 | 0 | 16922.648 | 2000.198 | 0 | 17584.0738 | 3259.6732 | 0
4454 | 50.8447 | 16464.9127 | 1536.1439 | 0 | 16922.541 | 2000.1178 | 0 | 17583.6916 | 3259.3307 | 0
4455 | 50.8562 | 16464.8697 | 1535.6716 | 0 | 16922.5163 | 1999.3949 | 0 | 17581.1581 | 3259.2055 | 0
4456 | 50.8676 | 16464.7899 | 1535.2755 | 0 | 16922.3833 | 1998.9336 | 0 | 17578.2047 | 3258.699 | 0
4457 | 50.879 | 16464.4246 | 1535.0396 | 0 | 16921.8679 | 1998.7933 | 0 | 17577.9701 | 3257.4344 | 0
4458 | 50.8904 | 16463.4091 | 1534.8812 | 0 | 16921.4505 | 1998.1422 | 0 | 17577.9601 | 3257.0901 | 0
4459 | 50.9018 | 16463.0301 | 1534.5447 | 0 | 16920.0492 | 1996.2546 | 0 | 17577.6466 | 3255.4155 | 0
4460 | 50.9132 | 16462.0781 | 1531.6502 | 0 | 16919.8924 | 1994.9928 | 0 | 17577.4075 | 3254.7887 | 0
4461 | 50.9247 | 16461.7803 | 1528.4749 | 0 | 16919.8336 | 1994.8196 | 0 | 17577.0788 | 3253.3678 | 0
4462 | 50.9361 | 16460.1735 | 1527.1736 | 0 | 16918.0761 | 1994.8055 | 0 | 17577.0027 | 3252.798 | 0
4463 | 50.9475 | 16459.9837 | 1525.3068 | 0 | 16916.8105 | 1994.2402 | 0 | 17576.244 | 3252.4142 | 0
4464 | 50.9589 | 16459.2952 | 1524.3778 | 0 | 16915.4836 | 1993.8942 | 0 | 17575.3978 | 3251.3222 | 0
4465 | 50.9703 | 16459.2082 | 1524.1688 | 0 | 16915.4564 | 1993.8647 | 0 | 17573.5455 | 3248.3556 | 0
4466 | 50.9817 | 16459.0492 | 1523.7773 | 0 | 16915.3943 | 1993.4132 | 0 | 17573.4857 | 3248.1159 | 0
4467 | 50.9932 | 16458.0132 | 1523.6495 | 0 | 16909.666 | 1993.1715 | 0 | 17569.5352 | 3245.2521 | 0
4468 | 51.0046 | 16454.1751 | 1522.6379 | 0 | 16908.1342 | 1992.5888 | 0 | 17568.0864 | 3244.2195 | 0
4469 | 51.016 | 16453.9712 | 1522.4798 | 0 | 16907.7512 | 1992.5151 | 0 | 17567.8042 | 3242.685 | 0
4470 | 51.0274 | 16453.7431 | 1521.2698 | 0 | 16907.7031 | 1992.3395 | 0 | 17567.5811 | 3242.1241 | 0
4471 | 51.0388 | 16452.8847 | 1520.4641 | 0 | 16907.2228 | 1989.3898 | 0 | 17567.2711 | 3241.6368 | 0
4472 | 51.0502 | 16452.2782 | 1519.8788 | 0 | 16907.0935 | 1987.2846 | 0 | 17566.1337 | 3240.5153 | 0
4473 | 51.0616 | 16449.6257 | 1519.6265 | 0 | 16906.6466 | 1986.8984 | 0 | 17565.3149 | 3240.1742 | 0
4474 | 51.0731 | 16449.3375 | 1519.0147 | 0 | 16905.9955 | 1986.3921 | 0 | 17565.1006 | 3240.1692 | 0
4475 | 51.0845 | 16448.761 | 1518.1462 | 0 | 16905.2367 | 1985.5063 | 0 | 17564.888 | 3240.1114 | 0
4476 | 51.0959 | 16448.7504 | 1518.1198 | 0 | 16904.824 | 1984.6763 | 0 | 17563.2431 | 3239.476 | 0
4477 | 51.1073 | 16447.0348 | 1517.2491 | 0 | 16904.6367 | 1984.5157 | 0 | 17563.1351 | 3239.0214 | 0
4478 | 51.1187 | 16444.6036 | 1517.0954 | 0 | 16903.6056 | 1984.4598 | 0 | 17563.0485 | 3238.7794 | 0
4479 | 51.1301 | 16444.3543 | 1515.4989 | 0 | 16901.2296 | 1981.9222 | 0 | 17562.7441 | 3238.5638 | 0
4480 | 51.1416 | 16443.8654 | 1515.1924 | 0 | 16899.1114 | 1981.137 | 0 | 17562.5699 | 3238.0741 | 0
4481 | 51.153 | 16443.7855 | 1514.9765 | 0 | 16898.6466 | 1980.9041 | 0 | 17562.1561 | 3237.4519 | 0
4482 | 51.1644 | 16443.6225 | 1513.9304 | 0 | 16898.2979 | 1980.6916 | 0 | 17561.8218 | 3237.1322 | 0
4483 | 51.1758 | 16442.5499 | 1513.9266 | 0 | 16897.778 | 1979.9077 | 0 | 17560.9982 | 3235.812 | 0
4484 | 51.1872 | 16440.9066 | 1513.8812 | 0 | 16894.9435 | 1978.8775 | 0 | 17560.6233 | 3235.5934 | 0
4485 | 51.1986 | 16439.8681 | 1513.4826 | 0 | 16894.7722 | 1978.1416 | 0 | 17558.8433 | 3235.5201 | 0
4486 | 51.21 | 16439.1466 | 1512.5077 | 0 | 16894.3467 | 1976.8755 | 0 | 17558.1292 | 3235.5123 | 0
4487 | 51.2215 | 16439.1336 | 1511.8918 | 0 | 16893.438 | 1976.8196 | 0 | 17556.624 | 3235.337 | 0
4488 | 51.2329 | 16438.9891 | 1511.8035 | 0 | 16892.8737 | 1976.7497 | 0 | 17555.204 | 3234.7824 | 0
4489 | 51.2443 | 16438.8236 | 1511.0856 | 0 | 16892.7463 | 1976.3102 | 0 | 17554.489 | 3234.3445 | 0
4490 | 51.2557 | 16438.5738 | 1510.9061 | 0 | 16892.3519 | 1976.082 | 0 | 17554.0372 | 3233.4294 | 0
4491 | 51.2671 | 16438.4165 | 1508.6769 | 0 | 16891.4862 | 1975.4506 | 0 | 17554.0372 | 3231.7552 | 0
4492 | 51.2785 | 16438.105 | 1508.0206 | 0 | 16890.8674 | 1974.5222 | 0 | 17553.3353 | 3229.1262 | 0
4493 | 51.29 | 16436.8013 | 1507.766 | 0 | 16890.6289 | 1973.3618 | 0 | 17553.2348 | 3228.7866 | 0
4494 | 51.3014 | 16436.4917 | 1507.7478 | 0 | 16890.1413 | 1972.4052 | 0 | 17551.6828 | 3228.5908 | 0
4495 | 51.3128 | 16436.441 | 1507.2735 | 0 | 16888.1053 | 1971.7791 | 0 | 17551.4854 | 3228.3654 | 0
4496 | 51.3242 | 16435.8166 | 1505.6505 | 0 | 16886.8754 | 1969.4417 | 0 | 17550.7509 | 3228.2485 | 0
4497 | 51.3356 | 16435.0688 | 1505.3069 | 0 | 16886.1163 | 1968.6311 | 0 | 17550.6115 | 3225.1173 | 0
4498 | 51.347 | 16434.938 | 1505.2851 | 0 | 16885.5256 | 1967.6211 | 0 | 17550.5089 | 3225.1096 | 0
4499 | 51.3584 | 16434.6378 | 1504.4819 | 0 | 16883.9053 | 1967.1945 | 0 | 17550.0431 | 3224.2582 | 0
4500 | 51.3699 | 16434.3389 | 1504.0027 | 0 | 16883.5213 | 1966.5877 | 0 | 17549.8043 | 3224.0033 | 0
4501 | 51.3813 | 16434.3028 | 1502.7767 | 0 | 16883.5152 | 1966.5096 | 0 | 17548.0581 | 3222.8576 | 0
4502 | 51.3927 | 16432.4507 | 1501.8798 | 0 | 16882.8783 | 1966.438 | 0 | 17545.7711 | 3221.8678 | 0
4503 | 51.4041 | 16432.1015 | 1501.821 | 0 | 16882.3072 | 1966.218 | 0 | 17545.6586 | 3221.0763 | 0
4504 | 51.4155 | 16431.7578 | 1501.6056 | 0 | 16881.4601 | 1965.2555 | 0 | 17545.573 | 3221.0422 | 0
4505 | 51.4269 | 16431.2793 | 1501.4305 | 0 | 16880.8713 | 1965.1376 | 0 | 17544.2335 | 3220.538 | 0
4506 | 51.4384 | 16431.2682 | 1500.7256 | 0 | 16880.0919 | 1963.6047 | 0 | 17543.7236 | 3220.3132 | 0
4507 | 51.4498 | 16429.5395 | 1500.6163 | 0 | 16879.9398 | 1963.5328 | 0 | 17543.518 | 3219.821 | 0
4508 | 51.4612 | 16429.0492 | 1499.5624 | 0 | 16879.5349 | 1963.2972 | 0 | 17542.5195 | 3219.7493 | 0
4509 | 51.4726 | 16428.609 | 1498.9157 | 0 | 16879.3672 | 1962.7017 | 0 | 17541.0256 | 3218.659 | 0
4510 | 51.484 | 16428.5933 | 1498.2924 | 0 | 16878.4123 | 1962.1343 | 0 | 17540.6886 | 3217.6808 | 0
4511 | 51.4954 | 16428.5104 | 1497.4452 | 0 | 16878.1432 | 1961.2103 | 0 | 17540.4057 | 3217.3206 | 0
4512 | 51.5068 | 16428.1396 | 1497.422 | 0 | 16877.999 | 1960.4314 | 0 | 17539.9229 | 3214.916 | 0
4513 | 51.5183 | 16426.8909 | 1497.0668 | 0 | 16877.1864 | 1960.1474 | 0 | 17538.5445 | 3214.6993 | 0
4514 | 51.5297 | 16426.7398 | 1495.4496 | 0 | 16876.347 | 1959.6983 | 0 | 17538.3847 | 3209.505 | 0
4515 | 51.5411 | 16426.453 | 1494.9584 | 0 | 16873.7422 | 1959.4767 | 0 | 17536.6937 | 3209.2575 | 0
4516 | 51.5525 | 16426.4187 | 1492.998 | 0 | 16872.5623 | 1959.182 | 0 | 17535.3548 | 3207.4173 | 0
4517 | 51.5639 | 16425.1173 | 1492.8566 | 0 | 16870.0333 | 1958.8797 | 0 | 17534.729 | 3207.1762 | 0
4518 | 51.5753 | 16424.002 | 1491.9322 | 0 | 16869.5614 | 1958.744 | 0 | 17533.3185 | 3206.1426 | 0
4519 | 51.5868 | 16422.9533 | 1489.4529 | 0 | 16869.1922 | 1957.4504 | 0 | 17533.0343 | 3205.2787 | 0
4520 | 51.5982 | 16421.9481 | 1488.9838 | 0 | 16867.3733 | 1957.3908 | 0 | 17531.9275 | 3204.5218 | 0
4521 | 51.6096 | 16421.5861 | 1488.3174 | 0 | 16867.1236 | 1956.7504 | 0 | 17531.2173 | 3203.6725 | 0
4522 | 51.621 | 16421.031 | 1488.0664 | 0 | 16866.3954 | 1955.0866 | 0 | 17530.5073 | 3202.7701 | 0
4523 | 51.6324 | 16420.5765 | 1487.8516 | 0 | 16866.3628 | 1954.8574 | 0 | 17530.501 | 3200.3012 | 0
4524 | 51.6438 | 16417.8159 | 1487.0953 | 0 | 16865.1316 | 1953.5989 | 0 | 17530.4693 | 3200.1172 | 0
4525 | 51.6553 | 16417.4878 | 1486.8454 | 0 | 16864.9202 | 1952.2706 | 0 | 17529.6886 | 3199.6224 | 0
4526 | 51.6667 | 16416.6476 | 1486.3427 | 0 | 16862.9897 | 1952.2487 | 0 | 17529.324 | 3199.0095 | 0
4527 | 51.6781 | 16416.6293 | 1486.0679 | 0 | 16862.2634 | 1950.4658 | 0 | 17528.6097 | 3198.8183 | 0
4528 | 51.6895 | 16414.2797 | 1484.8504 | 0 | 16862.035 | 1950.414 | 0 | 17528.1685 | 3198.6906 | 0
4529 | 51.7009 | 16413.8911 | 1484.837 | 0 | 16861.8958 | 1948.8897 | 0 | 17526.2499 | 3198.5962 | 0
4530 | 51.7123 | 16413.6116 | 1484.6636 | 0 | 16861.7375 | 1947.1017 | 0 | 17524.9887 | 3197.2706 | 0
4531 | 51.7237 | 16413.2757 | 1484.0362 | 0 | 16861.6732 | 1946.4867 | 0 | 17524.5391 | 3197.0754 | 0
4532 | 51.7352 | 16413.0751 | 1483.8889 | 0 | 16861.3446 | 1945.3427 | 0 | 17523.1462 | 3196.3264 | 0
4533 | 51.7466 | 16412.6416 | 1483.1929 | 0 | 16860.6742 | 1944.0499 | 0 | 17522.7726 | 3195.9834 | 0
4534 | 51.758 | 16412.1806 | 1481.2298 | 0 | 16859.4976 | 1943.0557 | 0 | 17522.644 | 3195.9599 | 0
4535 | 51.7694 | 16409.6544 | 1478.5188 | 0 | 16858.708 | 1942.3406 | 0 | 17522.0389 | 3194.5902 | 0
4536 | 51.7808 | 16409.4127 | 1478.0008 | 0 | 16858.3734 | 1941.5892 | 0 | 17521.6627 | 3193.954 | 0
4537 | 51.7922 | 16409.1239 | 1477.2456 | 0 | 16857.8213 | 1940.6895 | 0 | 17521.4614 | 3193.4711 | 0
4538 | 51.8037 | 16408.6975 | 1476.472 | 0 | 16857.6897 | 1940.1563 | 0 | 17518.9974 | 3193.4378 | 0
4539 | 51.8151 | 16408.5085 | 1475.7865 | 0 | 16857.4692 | 1939.6966 | 0 | 17518.1891 | 3192.0455 | 0
4540 | 51.8265 | 16408.2864 | 1474.862 | 0 | 16856.7689 | 1939.6636 | 0 | 17517.4326 | 3191.8758 | 0
4541 | 51.8379 | 16408.2747 | 1474.214 | 0 | 16856.1171 | 1938.9325 | 0 | 17517.2496 | 3191.5799 | 0
4542 | 51.8493 | 16407.8053 | 1473.0593 | 0 | 16855.7027 | 1938.2301 | 0 | 17516.672 | 3190.9691 | 0
4543 | 51.8607 | 16407.7992 | 1472.9173 | 0 | 16855.4911 | 1934.7694 | 0 | 17515.6764 | 3190.7356 | 0
4544 | 51.8721 | 16407.2973 | 1472.8751 | 0 | 16855.36 | 1934.2226 | 0 | 17513.7398 | 3187.5205 | 0
4545 | 51.8836 | 16404.8454 | 1471.7468 | 0 | 16855.3266 | 1933.9338 | 0 | 17513.7398 | 3185.6739 | 0
4546 | 51.895 | 16404.2139 | 1470.5511 | 0 | 16854.8172 | 1932.8161 | 0 | 17513.3605 | 3185.0549 | 0
4547 | 51.9064 | 16403.6741 | 1469.4733 | 0 | 16854.0211 | 1931.9296 | 0 | 17512.4984 | 3184.5499 | 0
4548 | 51.9178 | 16403.3191 | 1468.8392 | 0 | 16853.7513 | 1931.748 | 0 | 17511.4933 | 3183.3758 | 0
4549 | 51.9292 | 16402.6992 | 1468.8261 | 0 | 16853.1347 | 1931.5046 | 0 | 17511.2348 | 3182.7449 | 0
4550 | 51.9406 | 16402.5227 | 1468.1536 | 0 | 16852.8337 | 1931.4972 | 0 | 17510.4136 | 3182.2954 | 0
4551 | 51.9521 | 16402.1386 | 1467.9028 | 0 | 16851.7301 | 1931.4756 | 0 | 17510.3721 | 3181.0909 | 0
4552 | 51.9635 | 16401.6119 | 1467.4049 | 0 | 16850.7291 | 1931.37 | 0 | 17509.6542 | 3180.5854 | 0
4553 | 51.9749 | 16401.5522 | 1466.6207 | 0 | 16850.478 | 1929.8671 | 0 | 17509.6542 | 3178.6534 | 0
4554 | 51.9863 | 16399.1145 | 1465.6391 | 0 | 16847.4461 | 1929.671 | 0 | 17509.596 | 3177.2705 | 0
4555 | 51.9977 | 16397.7537 | 1465.1133 | 0 | 16847.2914 | 1929.5037 | 0 | 17509.2796 | 3176.1502 | 0
4556 | 52.0091 | 16397.7373 | 1464.7932 | 0 | 16846.0598 | 1928.3713 | 0 | 17507.3133 | 3175.0787 | 0
4557 | 52.0205 | 16397.5658 | 1463.9107 | 0 | 16845.357 | 1927.7168 | 0 | 17506.7125 | 3175.0045 | 0
4558 | 52.032 | 16394.9769 | 1463.7107 | 0 | 16844.227 | 1923.9521 | 0 | 17506.5085 | 3174.3445 | 0
4559 | 52.0434 | 16393.4462 | 1462.9564 | 0 | 16843.9961 | 1921.0906 | 0 | 17505.8266 | 3173.7024 | 0
4560 | 52.0548 | 16389.5018 | 1462.2871 | 0 | 16843.9888 | 1920.4957 | 0 | 17505.6955 | 3172.9196 | 0
4561 | 52.0662 | 16389.4635 | 1462.2048 | 0 | 16842.9518 | 1920.1549 | 0 | 17505.4702 | 3172.5621 | 0
4562 | 52.0776 | 16388.4647 | 1461.7117 | 0 | 16842.5102 | 1919.0687 | 0 | 17505.174 | 3172.5009 | 0
4563 | 52.089 | 16388.3513 | 1460.868 | 0 | 16842.1562 | 1916.8989 | 0 | 17504.9688 | 3172.164 | 0
4564 | 52.1005 | 16386.882 | 1460.4004 | 0 | 16841.9111 | 1916.3194 | 0 | 17504.8949 | 3169.3606 | 0
4565 | 52.1119 | 16386.4086 | 1459.7775 | 0 | 16841.5136 | 1916.2045 | 0 | 17504.0167 | 3168.8219 | 0
4566 | 52.1233 | 16385.6103 | 1459.7283 | 0 | 16841.4253 | 1915.4696 | 0 | 17502.7731 | 3167.8188 | 0
4567 | 52.1347 | 16382.2946 | 1458.9223 | 0 | 16840.7954 | 1913.855 | 0 | 17502.6876 | 3167.6948 | 0
4568 | 52.1461 | 16381.981 | 1458.7723 | 0 | 16840.1443 | 1913.3954 | 0 | 17502.1647 | 3167.4812 | 0
4569 | 52.1575 | 16380.5091 | 1458.2626 | 0 | 16839.338 | 1912.4474 | 0 | 17501.774 | 3166.4835 | 0
4570 | 52.1689 | 16380.4946 | 1457.5209 | 0 | 16838.9267 | 1908.9831 | 0 | 17500.6734 | 3166.1697 | 0
4571 | 52.1804 | 16379.8915 | 1456.7406 | 0 | 16837.9597 | 1908.9051 | 0 | 17500.1964 | 3166.1405 | 0
4572 | 52.1918 | 16379.0843 | 1456.0707 | 0 | 16837.855 | 1907.934 | 0 | 17500.0687 | 3165.6239 | 0
4573 | 52.2032 | 16378.9651 | 1455.5757 | 0 | 16837.6852 | 1907.6479 | 0 | 17499.5521 | 3165.601 | 0
4574 | 52.2146 | 16378.5569 | 1454.3554 | 0 | 16836.0554 | 1904.9195 | 0 | 17499.2717 | 3165.4666 | 0
4575 | 52.226 | 16378.2206 | 1453.9203 | 0 | 16835.5338 | 1904.5243 | 0 | 17499.1322 | 3165.3786 | 0
4576 | 52.2374 | 16378.1048 | 1453.2491 | 0 | 16835.058 | 1902.8298 | 0 | 17498.9043 | 3165.2642 | 0
4577 | 52.2489 | 16376.403 | 1449.4327 | 0 | 16834.7636 | 1901.8533 | 0 | 17497.6014 | 3163.4107 | 0
4578 | 52.2603 | 16376.3783 | 1449.1351 | 0 | 16834.4575 | 1901.7372 | 0 | 17497.4277 | 3163.3371 | 0
4579 | 52.2717 | 16375.9792 | 1448.6501 | 0 | 16834.07 | 1901.7255 | 0 | 17496.9393 | 3163.1824 | 0
4580 | 52.2831 | 16375.4197 | 1448.6243 | 0 | 16833.7645 | 1901.3884 | 0 | 17496.5721 | 3163.0215 | 0
4581 | 52.2945 | 16375.3996 | 1448.5602 | 0 | 16832.6433 | 1901.2912 | 0 | 17495.4055 | 3162.5308 | 0
4582 | 52.3059 | 16375.0998 | 1446.9521 | 0 | 16832.5814 | 1900.1939 | 0 | 17494.5255 | 3162.3129 | 0
4583 | 52.3174 | 16374.1996 | 1446.7524 | 0 | 16832.5116 | 1899.55 | 0 | 17494.5255 | 3162.1185 | 0
4584 | 52.3288 | 16374.0593 | 1446.1347 | 0 | 16831.6291 | 1899.1077 | 0 | 17494.3906 | 3161.5043 | 0
4585 | 52.3402 | 16372.8327 | 1445.4281 | 0 | 16831.1688 | 1898.4705 | 0 | 17493.6543 | 3161.213 | 0
4586 | 52.3516 | 16371.7656 | 1444.1938 | 0 | 16830.9069 | 1897.0996 | 0 | 17493.6104 | 3160.9825 | 0
4587 | 52.363 | 16370.7247 | 1443.7865 | 0 | 16830.9033 | 1895.581 | 0 | 17492.3324 | 3160.6222 | 0
4588 | 52.3744 | 16367.4769 | 1443.1202 | 0 | 16830.1552 | 1895.1566 | 0 | 17492.1159 | 3160.2368 | 0
4589 | 52.3858 | 16367.3528 | 1442.0774 | 0 | 16829.7037 | 1894.8695 | 0 | 17490.5218 | 3159.983 | 0
4590 | 52.3973 | 16367.1374 | 1441.9515 | 0 | 16829.2795 | 1894.6235 | 0 | 17490.5192 | 3159.9666 | 0
4591 | 52.4087 | 16366.9164 | 1441.041 | 0 | 16828.6832 | 1893.6137 | 0 | 17490.3066 | 3159.5256 | 0
4592 | 52.4201 | 16366.6101 | 1439.3664 | 0 | 16827.4025 | 1891.8247 | 0 | 17487.3644 | 3159.0644 | 0
4593 | 52.4315 | 16366.325 | 1438.5507 | 0 | 16826.1821 | 1891.6595 | 0 | 17486.9078 | 3158.4188 | 0
4594 | 52.4429 | 16365.6351 | 1437.7766 | 0 | 16825.5214 | 1891.5383 | 0 | 17486.7947 | 3158.4151 | 0
4595 | 52.4543 | 16365.5704 | 1437.6388 | 0 | 16825.4713 | 1891.3692 | 0 | 17486.518 | 3158.0216 | 0
4596 | 52.4658 | 16365.1501 | 1437.4637 | 0 | 16825.3086 | 1890.6849 | 0 | 17485.4821 | 3157.8195 | 0
4597 | 52.4772 | 16365.1063 | 1436.1282 | 0 | 16825.2472 | 1890.4735 | 0 | 17484.0568 | 3157.6415 | 0
4598 | 52.4886 | 16365.0252 | 1435.5641 | 0 | 16824.3676 | 1889.4194 | 0 | 17483.7661 | 3157.3058 | 0
4599 | 52.5 | 16364.9501 | 1435.2453 | 0 | 16823.6077 | 1889.1394 | 0 | 17483.7188 | 3156.0235 | 0
4600 | 52.5114 | 16364.7827 | 1435.0277 | 0 | 16823.0325 | 1888.6109 | 0 | 17483.4468 | 3154.7378 | 0
4601 | 52.5228 | 16363.264 | 1434.5657 | 0 | 16822.9074 | 1888.5237 | 0 | 17483.3968 | 3153.6989 | 0
4602 | 52.5342 | 16362.8365 | 1434.3967 | 0 | 16822.5675 | 1887.3133 | 0 | 17482.6467 | 3153.5147 | 0
4603 | 52.5457 | 16362.7043 | 1434.0709 | 0 | 16821.3267 | 1886.4471 | 0 | 17482.3871 | 3152.2872 | 0
4604 | 52.5571 | 16362.3306 | 1432.5373 | 0 | 16821.0102 | 1884.4585 | 0 | 17480.4841 | 3151.1534 | 0
4605 | 52.5685 | 16361.871 | 1431.7234 | 0 | 16820.4938 | 1883.2505 | 0 | 17480.0792 | 3150.5767 | 0
4606 | 52.5799 | 16361.8178 | 1430.2523 | 0 | 16819.6339 | 1883.1133 | 0 | 17479.4428 | 3150.1734 | 0
4607 | 52.5913 | 16361.6225 | 1430.1322 | 0 | 16819.3354 | 1883.0101 | 0 | 17479.2356 | 3149.9018 | 0
4608 | 52.6027 | 16361.533 | 1429.9996 | 0 | 16818.6788 | 1881.5255 | 0 | 17478.7548 | 3149.324 | 0
4609 | 52.6142 | 16361.533 | 1429.1463 | 0 | 16818.2522 | 1880.953 | 0 | 17477.7187 | 3148.5042 | 0
4610 | 52.6256 | 16361.1473 | 1428.6895 | 0 | 16818.2306 | 1880.0375 | 0 | 17477.7013 | 3146.5096 | 0
4611 | 52.637 | 16361.103 | 1428.3878 | 0 | 16818.1436 | 1878.3738 | 0 | 17476.6248 | 3145.2128 | 0
4612 | 52.6484 | 16359.8395 | 1427.8913 | 0 | 16817.4521 | 1876.9338 | 0 | 17476.0026 | 3144.9972 | 0
4613 | 52.6598 | 16359.5287 | 1427.8252 | 0 | 16816.9825 | 1875.315 | 0 | 17474.4587 | 3144.9858 | 0
4614 | 52.6712 | 16358.7464 | 1426.8421 | 0 | 16812.8231 | 1875.2843 | 0 | 17474.1755 | 3144.4114 | 0
4615 | 52.6826 | 16358.6148 | 1426.2247 | 0 | 16812.449 | 1874.2834 | 0 | 17473.2631 | 3142.8758 | 0
4616 | 52.6941 | 16357.8903 | 1425.1804 | 0 | 16812.4312 | 1874.2497 | 0 | 17472.9012 | 3142.8104 | 0
4617 | 52.7055 | 16357.2767 | 1424.8156 | 0 | 16812.4151 | 1874.127 | 0 | 17472.0444 | 3142.1674 | 0
4618 | 52.7169 | 16356.8501 | 1423.9773 | 0 | 16812.1921 | 1873.9204 | 0 | 17471.0852 | 3141.454 | 0
4619 | 52.7283 | 16355.3474 | 1423.7085 | 0 | 16811.8804 | 1873.4351 | 0 | 17470.5317 | 3141.3058 | 0
4620 | 52.7397 | 16355.2668 | 1423.6658 | 0 | 16810.4954 | 1872.4152 | 0 | 17469.8609 | 3140.6194 | 0
4621 | 52.7511 | 16354.7088 | 1421.7714 | 0 | 16807.9166 | 1872.3021 | 0 | 17467.2326 | 3140.2765 | 0
4622 | 52.7626 | 16352.9961 | 1421.6377 | 0 | 16807.7482 | 1872.279 | 0 | 17467.1961 | 3139.9431 | 0
4623 | 52.774 | 16352.5901 | 1421.5636 | 0 | 16807.1348 | 1872.2339 | 0 | 17466.4881 | 3137.5049 | 0
4624 | 52.7854 | 16352.3947 | 1419.6129 | 0 | 16806.2937 | 1871.8644 | 0 | 17465.7942 | 3137.4349 | 0
4625 | 52.7968 | 16351.7303 | 1419.5857 | 0 | 16806.2711 | 1871.2573 | 0 | 17465.7942 | 3137.2901 | 0
4626 | 52.8082 | 16350.797 | 1419.0057 | 0 | 16805.6758 | 1871.1625 | 0 | 17464.8188 | 3137.1536 | 0
4627 | 52.8196 | 16350.4792 | 1417.9396 | 0 | 16805.599 | 1870.0839 | 0 | 17464.4913 | 3136.9033 | 0
4628 | 52.8311 | 16349.42 | 1417.8667 | 0 | 16805.448 | 1869.6525 | 0 | 17463.9111 | 3136.2678 | 0
4629 | 52.8425 | 16349.3238 | 1417.2488 | 0 | 16805.3051 | 1869.4317 | 0 | 17463.3297 | 3135.6827 | 0
4630 | 52.8539 | 16349.2236 | 1417.2465 | 0 | 16805.2404 | 1868.4146 | 0 | 17463.154 | 3135.5152 | 0
4631 | 52.8653 | 16349.1653 | 1416.7612 | 0 | 16805.2343 | 1866.8798 | 0 | 17463.119 | 3134.6497 | 0
4632 | 52.8767 | 16348.9008 | 1416.7031 | 0 | 16804.1531 | 1866.5588 | 0 | 17462.6738 | 3134.2079 | 0
4633 | 52.8881 | 16347.4883 | 1416.3971 | 0 | 16804.0619 | 1865.4109 | 0 | 17462.3975 | 3133.5038 | 0
4634 | 52.8995 | 16347.4883 | 1413.7432 | 0 | 16803.5649 | 1865.3287 | 0 | 17461.7368 | 3133.1003 | 0
4635 | 52.911 | 16346.9953 | 1413.3382 | 0 | 16803.3416 | 1863.9523 | 0 | 17461.7107 | 3130.819 | 0
4636 | 52.9224 | 16346.5863 | 1412.873 | 0 | 16803.1552 | 1863.7037 | 0 | 17461.1786 | 3130.7372 | 0
4637 | 52.9338 | 16344.408 | 1411.3352 | 0 | 16802.8543 | 1861.8283 | 0 | 17461.1267 | 3130.278 | 0
4638 | 52.9452 | 16344.255 | 1410.2213 | 0 | 16802.2651 | 1861.3241 | 0 | 17459.504 | 3130.0952 | 0
4639 | 52.9566 | 16343.8732 | 1409.2905 | 0 | 16800.325 | 1861.2757 | 0 | 17459.4624 | 3130.0031 | 0
4640 | 52.968 | 16343.3044 | 1408.5825 | 0 | 16798.3933 | 1860.7175 | 0 | 17458.859 | 3128.4484 | 0
4641 | 52.9795 | 16342.333 | 1405.7267 | 0 | 16797.7755 | 1860.5212 | 0 | 17458.6826 | 3126.8493 | 0
4642 | 52.9909 | 16342.2168 | 1405.5561 | 0 | 16797.5478 | 1859.5667 | 0 | 17457.9028 | 3124.9563 | 0
4643 | 53.0023 | 16342.0411 | 1405.0613 | 0 | 16794.5702 | 1859.2654 | 0 | 17457.2804 | 3124.9245 | 0
4644 | 53.0137 | 16342.0248 | 1404.8792 | 0 | 16794.0116 | 1858.8292 | 0 | 17456.3229 | 3124.2855 | 0
4645 | 53.0251 | 16341.8725 | 1404.3875 | 0 | 16792.794 | 1857.5983 | 0 | 17456.1653 | 3124.1733 | 0
4646 | 53.0365 | 16340.9562 | 1404.1083 | 0 | 16792.624 | 1856.9448 | 0 | 17455.4646 | 3123.8885 | 0
4647 | 53.0479 | 16340.7264 | 1404.0815 | 0 | 16791.4758 | 1856.4912 | 0 | 17455.0162 | 3123.8269 | 0
4648 | 53.0594 | 16340.7264 | 1403.8984 | 0 | 16791.2848 | 1855.8123 | 0 | 17453.6553 | 3123.4464 | 0
4649 | 53.0708 | 16340.2404 | 1403.4154 | 0 | 16790.3148 | 1855.687 | 0 | 17453.0204 | 3123.3514 | 0
4650 | 53.0822 | 16339.9621 | 1402.0832 | 0 | 16789.7739 | 1854.6223 | 0 | 17452.6402 | 3122.6341 | 0
4651 | 53.0936 | 16339.7041 | 1400.9572 | 0 | 16788.714 | 1854.2453 | 0 | 17451.9284 | 3122.3077 | 0
4652 | 53.105 | 16338.8736 | 1399.6753 | 0 | 16788.227 | 1852.8904 | 0 | 17451.7846 | 3121.2351 | 0
4653 | 53.1164 | 16338.8729 | 1399.3695 | 0 | 16787.8483 | 1851.9127 | 0 | 17449.9791 | 3121.0333 | 0
4654 | 53.1279 | 16338.581 | 1399.1762 | 0 | 16787.2163 | 1851.2733 | 0 | 17449.9272 | 3119.77 | 0
4655 | 53.1393 | 16337.6036 | 1398.8766 | 0 | 16786.6241 | 1850.4828 | 0 | 17449.1247 | 3117.2931 | 0
4656 | 53.1507 | 16337.228 | 1398.5713 | 0 | 16785.0328 | 1849.9691 | 0 | 17448.9213 | 3117.0524 | 0
4657 | 53.1621 | 16335.9202 | 1398.4206 | 0 | 16783.7317 | 1849.3466 | 0 | 17448.4919 | 3114.8853 | 0
4658 | 53.1735 | 16335.7603 | 1397.6435 | 0 | 16782.7886 | 1847.3565 | 0 | 17448.3636 | 3114.7727 | 0
4659 | 53.1849 | 16335.5932 | 1397.1783 | 0 | 16782.571 | 1846.6303 | 0 | 17448.0561 | 3114.6224 | 0
4660 | 53.1963 | 16335.5634 | 1397.1339 | 0 | 16781.17 | 1846.5035 | 0 | 17447.0339 | 3114.1069 | 0
4661 | 53.2078 | 16335.2194 | 1396.8204 | 0 | 16780.1379 | 1844.0473 | 0 | 17446.4961 | 3113.4128 | 0
4662 | 53.2192 | 16334.9896 | 1396.5294 | 0 | 16778.953 | 1843.8523 | 0 | 17446.1703 | 3113.335 | 0
4663 | 53.2306 | 16333.7577 | 1396.0811 | 0 | 16778.5657 | 1843.1644 | 0 | 17446.1697 | 3112.4405 | 0
4664 | 53.242 | 16333.0272 | 1395.4632 | 0 | 16777.525 | 1842.5159 | 0 | 17445.5747 | 3112.4141 | 0
4665 | 53.2534 | 16331.951 | 1393.3637 | 0 | 16777.2305 | 1841.8181 | 0 | 17444.8187 | 3112.2933 | 0
4666 | 53.2648 | 16331.2563 | 1392.8425 | 0 | 16776.7949 | 1841.6973 | 0 | 17443.0464 | 3112.1623 | 0
4667 | 53.2763 | 16330.58 | 1392.7727 | 0 | 16776.7334 | 1841.2062 | 0 | 17442.9222 | 3111.8513 | 0
4668 | 53.2877 | 16330.0306 | 1391.637 | 0 | 16776.4588 | 1840.2817 | 0 | 17439.3551 | 3111.6048 | 0
4669 | 53.2991 | 16328.5715 | 1390.1343 | 0 | 16775.9159 | 1840.1625 | 0 | 17439.2712 | 3109.9787 | 0
4670 | 53.3105 | 16328.2208 | 1390.0425 | 0 | 16775.5109 | 1838.9082 | 0 | 17438.6705 | 3109.7428 | 0
4671 | 53.3219 | 16327.0896 | 1388.614 | 0 | 16775.39 | 1838.3195 | 0 | 17436.7686 | 3108.9809 | 0
4672 | 53.3333 | 16327.0475 | 1387.7339 | 0 | 16774.6649 | 1838.0266 | 0 | 17432.6041 | 3108.3407 | 0
4673 | 53.3447 | 16326.9275 | 1387.4261 | 0 | 16773.1592 | 1836.705 | 0 | 17431.8626 | 3108.3281 | 0
4674 | 53.3562 | 16325.9921 | 1387.3783 | 0 | 16771.7744 | 1834.8947 | 0 | 17431.7942 | 3108.0436 | 0
4675 | 53.3676 | 16325.9478 | 1385.451 | 0 | 16770.9347 | 1834.2043 | 0 | 17431.4889 | 3107.7448 | 0
4676 | 53.379 | 16325.6864 | 1384.2155 | 0 | 16770.6805 | 1833.8404 | 0 | 17431.3888 | 3107.4839 | 0
4677 | 53.3904 | 16324.8976 | 1383.8759 | 0 | 16769.9592 | 1831.9618 | 0 | 17430.6905 | 3107.4017 | 0
4678 | 53.4018 | 16322.589 | 1382.3788 | 0 | 16769.087 | 1831.8143 | 0 | 17430.4697 | 3107.2163 | 0
4679 | 53.4132 | 16322.5293 | 1382.2211 | 0 | 16768.3778 | 1830.6908 | 0 | 17430.1968 | 3107.1111 | 0
4680 | 53.4247 | 16322.1509 | 1382.2117 | 0 | 16768.3108 | 1830.6543 | 0 | 17430.143 | 3103.7064 | 0
4681 | 53.4361 | 16321.9459 | 1381.7437 | 0 | 16767.7986 | 1829.4571 | 0 | 17429.8275 | 3103.6596 | 0
4682 | 53.4475 | 16320.1772 | 1380.9636 | 0 | 16766.6603 | 1828.2484 | 0 | 17428.8831 | 3103.2555 | 0
4683 | 53.4589 | 16320.0224 | 1379.7793 | 0 | 16766.6048 | 1827.421 | 0 | 17428.6871 | 3102.6197 | 0
4684 | 53.4703 | 16318.7606 | 1379.6388 | 0 | 16766.3855 | 1826.7498 | 0 | 17428.2908 | 3101.5205 | 0
4685 | 53.4817 | 16316.8695 | 1374.0386 | 0 | 16765.8432 | 1826.337 | 0 | 17428.2699 | 3098.881 | 0
4686 | 53.4932 | 16315.3376 | 1372.4974 | 0 | 16764.9421 | 1825.9099 | 0 | 17427.8809 | 3097.6016 | 0
4687 | 53.5046 | 16314.0535 | 1371.7619 | 0 | 16764.8033 | 1824.5109 | 0 | 17427.5555 | 3096.4569 | 0
4688 | 53.516 | 16312.8634 | 1371.6423 | 0 | 16764.4478 | 1823.8512 | 0 | 17427.4233 | 3096.3845 | 0
4689 | 53.5274 | 16312.8308 | 1371.5803 | 0 | 16764.3635 | 1823.6116 | 0 | 17425.867 | 3096.3011 | 0
4690 | 53.5388 | 16312.7773 | 1371.0959 | 0 | 16763.1698 | 1822.4964 | 0 | 17423.4025 | 3095.4517 | 0
4691 | 53.5502 | 16312.4067 | 1371.0111 | 0 | 16762.3476 | 1822.4368 | 0 | 17423.3502 | 3094.0277 | 0
4692 | 53.5616 | 16310.8254 | 1371.0078 | 0 | 16762.0527 | 1821.4056 | 0 | 17423.1793 | 3093.4555 | 0
4693 | 53.5731 | 16310.7269 | 1369.779 | 0 | 16759.1824 | 1820.1158 | 0 | 17422.8082 | 3093.2152 | 0
4694 | 53.5845 | 16310.4506 | 1368.934 | 0 | 16758.9942 | 1819.6449 | 0 | 17422.0199 | 3092.5864 | 0
4695 | 53.5959 | 16310.3306 | 1368.836 | 0 | 16757.5269 | 1818.3238 | 0 | 17421.3656 | 3091.5677 | 0
4696 | 53.6073 | 16309.9699 | 1368.3199 | 0 | 16756.6912 | 1815.1036 | 0 | 17420.5815 | 3091.4382 | 0
4697 | 53.6187 | 16308.0042 | 1368.0223 | 0 | 16755.0694 | 1815.054 | 0 | 17419.5683 | 3087.1196 | 0
4698 | 53.6301 | 16307.9399 | 1367.1091 | 0 | 16754.5903 | 1814.0504 | 0 | 17419.515 | 3085.8809 | 0
4699 | 53.6416 | 16307.6776 | 1366.614 | 0 | 16753.3961 | 1813.2823 | 0 | 17418.712 | 3084.5719 | 0
4700 | 53.653 | 16306.934 | 1364.9986 | 0 | 16753.1598 | 1813.1307 | 0 | 17418.1175 | 3083.5821 | 0
4701 | 53.6644 | 16306.3937 | 1364.368 | 0 | 16753.1013 | 1812.6586 | 0 | 17416.7562 | 3081.8356 | 0
4702 | 53.6758 | 16305.892 | 1363.5248 | 0 | 16753.0569 | 1812.4648 | 0 | 17416.3367 | 3080.2708 | 0
4703 | 53.6872 | 16304.7833 | 1362.9926 | 0 | 16752.1551 | 1812.1689 | 0 | 17415.5746 | 3080.1255 | 0
4704 | 53.6986 | 16304.0313 | 1362.6268 | 0 | 16751.6819 | 1812.1309 | 0 | 17414.8425 | 3079.4512 | 0
4705 | 53.71 | 16303.6735 | 1361.9816 | 0 | 16750.3693 | 1810.5978 | 0 | 17413.3176 | 3079.4491 | 0
4706 | 53.7215 | 16302.896 | 1360.8291 | 0 | 16749.818 | 1809.5455 | 0 | 17412.7927 | 3078.3075 | 0
4707 | 53.7329 | 16302.248 | 1359.6397 | 0 | 16749.6892 | 1809.3765 | 0 | 17411.3059 | 3077.4082 | 0
4708 | 53.7443 | 16301.7666 | 1357.6927 | 0 | 16748.6709 | 1809.3702 | 0 | 17410.1775 | 3076.7703 | 0
4709 | 53.7557 | 16299.8498 | 1357.1974 | 0 | 16747.6461 | 1809.2127 | 0 | 17409.4013 | 3072.7755 | 0
4710 | 53.7671 | 16299.2642 | 1355.3467 | 0 | 16747.0369 | 1808.1525 | 0 | 17409.1776 | 3072.6919 | 0
4711 | 53.7785 | 16297.8631 | 1352.4519 | 0 | 16746.6797 | 1807.657 | 0 | 17408.3637 | 3072.57 | 0
4712 | 53.79 | 16297.8491 | 1351.4717 | 0 | 16746.4489 | 1807.4479 | 0 | 17406.3682 | 3072.5459 | 0
4713 | 53.8014 | 16297.0787 | 1351.0952 | 0 | 16746.2414 | 1806.9767 | 0 | 17405.8118 | 3072.5394 | 0
4714 | 53.8128 | 16296.6968 | 1350.877 | 0 | 16745.8649 | 1806.9166 | 0 | 17405.4164 | 3071.0829 | 0
4715 | 53.8242 | 16295.8191 | 1350.3315 | 0 | 16744.6057 | 1806.0039 | 0 | 17405.1411 | 3071.0724 | 0
4716 | 53.8356 | 16295.2744 | 1350.2192 | 0 | 16743.3024 | 1803.5974 | 0 | 17404.6968 | 3070.9579 | 0
4717 | 53.847 | 16295.1399 | 1349.0294 | 0 | 16743.0831 | 1802.6862 | 0 | 17404.5845 | 3070.3325 | 0
4718 | 53.8584 | 16294.911 | 1348.7339 | 0 | 16741.9328 | 1802.4936 | 0 | 17404.5035 | 3069.1559 | 0
4719 | 53.8699 | 16293.8627 | 1348.4042 | 0 | 16737.3529 | 1798.8775 | 0 | 17404.0367 | 3068.6431 | 0
4720 | 53.8813 | 16291.9561 | 1348.0445 | 0 | 16736.3785 | 1798.2626 | 0 | 17403.9033 | 3068.5264 | 0
4721 | 53.8927 | 16289.4614 | 1347.6282 | 0 | 16736.3562 | 1796.5319 | 0 | 17403.6596 | 3068.4662 | 0
4722 | 53.9041 | 16289.0779 | 1347.257 | 0 | 16736.2524 | 1796.1517 | 0 | 17402.0121 | 3067.597 | 0
4723 | 53.9155 | 16288.8731 | 1347.1017 | 0 | 16735.4385 | 1795.6077 | 0 | 17401.9774 | 3066.9065 | 0
4724 | 53.9269 | 16288.3249 | 1346.5532 | 0 | 16734.4422 | 1795.0197 | 0 | 17401.8947 | 3065.5602 | 0
4725 | 53.9384 | 16287.8807 | 1345.622 | 0 | 16734.2553 | 1793.5315 | 0 | 17401.6545 | 3063.536 | 0
4726 | 53.9498 | 16286.9609 | 1345.0916 | 0 | 16733.5395 | 1793.2314 | 0 | 17401.3502 | 3061.7051 | 0
4727 | 53.9612 | 16286.297 | 1344.9234 | 0 | 16732.9732 | 1792.7814 | 0 | 17400.8247 | 3061.7014 | 0
4728 | 53.9726 | 16284.0369 | 1344.4527 | 0 | 16732.4831 | 1791.2792 | 0 | 17399.9714 | 3061.5523 | 0
4729 | 53.984 | 16282.7314 | 1341.2308 | 0 | 16732.3551 | 1789.4615 | 0 | 17399.6891 | 3060.4472 | 0
4730 | 53.9954 | 16282.3746 | 1339.0413 | 0 | 16732.3311 | 1788.8686 | 0 | 17399.6584 | 3060.3925 | 0
4731 | 54.0068 | 16281.6888 | 1338.9981 | 0 | 16730.913 | 1788.3678 | 0 | 17399.0497 | 3060.312 | 0
4732 | 54.0183 | 16281.6474 | 1337.7138 | 0 | 16730.4806 | 1788.0251 | 0 | 17398.4436 | 3058.5421 | 0
4733 | 54.0297 | 16280.9245 | 1336.0945 | 0 | 16730.4788 | 1787.2002 | 0 | 17397.5043 | 3058.5413 | 0
4734 | 54.0411 | 16280.6822 | 1334.158 | 0 | 16729.5519 | 1785.1556 | 0 | 17397.1301 | 3058.0208 | 0
4735 | 54.0525 | 16280.4456 | 1331.7165 | 0 | 16729.5307 | 1785.0244 | 0 | 17396.6743 | 3057.4293 | 0
4736 | 54.0639 | 16279.4779 | 1328.9329 | 0 | 16729.4332 | 1784.631 | 0 | 17396.3797 | 3057.0474 | 0
4737 | 54.0753 | 16279.3985 | 1328.5738 | 0 | 16727.8752 | 1784.2669 | 0 | 17394.6108 | 3055.8099 | 0
4738 | 54.0868 | 16279.3579 | 1327.7662 | 0 | 16727.869 | 1783.9805 | 0 | 17391.2384 | 3055.2519 | 0
4739 | 54.0982 | 16278.7724 | 1327.4669 | 0 | 16727.6143 | 1782.162 | 0 | 17391.0678 | 3053.554 | 0
4740 | 54.1096 | 16278.5971 | 1326.559 | 0 | 16724.2006 | 1782.0811 | 0 | 17390.9146 | 3053.1874 | 0
4741 | 54.121 | 16278.5667 | 1326.1024 | 0 | 16722.7781 | 1780.738 | 0 | 17390.3932 | 3053.0726 | 0
4742 | 54.1324 | 16278.3098 | 1323.8575 | 0 | 16722.4152 | 1780.6939 | 0 | 17390.3153 | 3052.7862 | 0
4743 | 54.1438 | 16277.9482 | 1323.8482 | 0 | 16721.7744 | 1779.7543 | 0 | 17389.2089 | 3050.4505 | 0
4744 | 54.1553 | 16277.6225 | 1322.9266 | 0 | 16721.4248 | 1779.3914 | 0 | 17386.4894 | 3050.413 | 0
4745 | 54.1667 | 16277.2687 | 1322.2303 | 0 | 16721.3527 | 1779.078 | 0 | 17386.3823 | 3049.0852 | 0
4746 | 54.1781 | 16277.0742 | 1322.0169 | 0 | 16720.5775 | 1778.9492 | 0 | 17384.5971 | 3049.0499 | 0
4747 | 54.1895 | 16276.5556 | 1321.8675 | 0 | 16720.0244 | 1776.8055 | 0 | 17384.3217 | 3047.7012 | 0
4748 | 54.2009 | 16275.464 | 1319.7342 | 0 | 16719.5555 | 1776.6985 | 0 | 17382.8856 | 3047.6427 | 0
4749 | 54.2123 | 16274.3553 | 1319.1451 | 0 | 16719.1299 | 1776.1009 | 0 | 17382.766 | 3046.8741 | 0
4750 | 54.2237 | 16274.0638 | 1318.6335 | 0 | 16718.5805 | 1775.8657 | 0 | 17381.903 | 3046.6303 | 0
4751 | 54.2352 | 16273.9716 | 1318.131 | 0 | 16717.1152 | 1775.1321 | 0 | 17381.3429 | 3045.4558 | 0
4752 | 54.2466 | 16272.8068 | 1317.5029 | 0 | 16716.5173 | 1774.7709 | 0 | 17381.2534 | 3045.1988 | 0
4753 | 54.258 | 16271.3882 | 1317.1654 | 0 | 16715.1848 | 1774.2701 | 0 | 17380.9638 | 3043.3821 | 0
4754 | 54.2694 | 16271.3848 | 1317.0698 | 0 | 16714.9242 | 1773.8996 | 0 | 17380.6618 | 3042.3144 | 0
4755 | 54.2808 | 16269.7697 | 1316.8295 | 0 | 16714.8723 | 1772.3121 | 0 | 17380.0977 | 3041.7968 | 0
4756 | 54.2922 | 16269.3383 | 1316.0539 | 0 | 16713.7932 | 1771.4274 | 0 | 17377.3004 | 3041.6349 | 0
4757 | 54.3037 | 16266.2679 | 1315.6682 | 0 | 16712.4185 | 1771.161 | 0 | 17376.3019 | 3040.4311 | 0
4758 | 54.3151 | 16265.8965 | 1314.6082 | 0 | 16712.223 | 1770.8175 | 0 | 17374.4822 | 3037.2567 | 0
4759 | 54.3265 | 16265.3691 | 1313.941 | 0 | 16711.8193 | 1768.3819 | 0 | 17374.3029 | 3037.169 | 0
4760 | 54.3379 | 16264.4001 | 1313.7374 | 0 | 16711.4077 | 1767.9882 | 0 | 17373.0274 | 3036.8473 | 0
4761 | 54.3493 | 16264.3863 | 1313.435 | 0 | 16708.8997 | 1767.6533 | 0 | 17373.0274 | 3036.3785 | 0
4762 | 54.3607 | 16262.7151 | 1312.9853 | 0 | 16707.9208 | 1767.5646 | 0 | 17372.4608 | 3034.338 | 0
4763 | 54.3721 | 16262.6214 | 1312.9608 | 0 | 16707.4159 | 1767.326 | 0 | 17371.2472 | 3033.7822 | 0
4764 | 54.3836 | 16260.7983 | 1312.6478 | 0 | 16706.9794 | 1764.8832 | 0 | 17370.6518 | 3033.4027 | 0
4765 | 54.395 | 16258.9566 | 1312.5839 | 0 | 16706.7575 | 1764.6446 | 0 | 17370.4761 | 3032.2169 | 0
4766 | 54.4064 | 16258.7565 | 1312.4431 | 0 | 16705.9199 | 1764.5421 | 0 | 17370.1501 | 3031.483 | 0
4767 | 54.4178 | 16257.505 | 1312.4291 | 0 | 16704.3723 | 1764.1366 | 0 | 17370.1396 | 3029.5181 | 0
4768 | 54.4292 | 16254.2281 | 1309.9798 | 0 | 16703.5161 | 1763.655 | 0 | 17369.0168 | 3029.4863 | 0
4769 | 54.4406 | 16254.1815 | 1308.9559 | 0 | 16703.1628 | 1762.7539 | 0 | 17368.7817 | 3029.0841 | 0
4770 | 54.4521 | 16252.9833 | 1308.8107 | 0 | 16701.9248 | 1762.6104 | 0 | 17368.3882 | 3027.9649 | 0
4771 | 54.4635 | 16251.646 | 1308.2842 | 0 | 16700.5837 | 1762.0533 | 0 | 17366.4023 | 3027.9138 | 0
4772 | 54.4749 | 16250.102 | 1307.7227 | 0 | 16700.1124 | 1761.7611 | 0 | 17364.9407 | 3026.8695 | 0
4773 | 54.4863 | 16249.3885 | 1306.9807 | 0 | 16699.7284 | 1757.5355 | 0 | 17364.5182 | 3026.4322 | 0
4774 | 54.4977 | 16248.9186 | 1306.8114 | 0 | 16698.6058 | 1756.0767 | 0 | 17364.4192 | 3026.3881 | 0
4775 | 54.5091 | 16248.7975 | 1305.7717 | 0 | 16698.604 | 1755.7545 | 0 | 17363.893 | 3025.6332 | 0
4776 | 54.5205 | 16248.4297 | 1305.0559 | 0 | 16698.454 | 1755.0743 | 0 | 17361.9334 | 3024.8159 | 0
4777 | 54.532 | 16247.8113 | 1304.7731 | 0 | 16698.0204 | 1754.7186 | 0 | 17361.9285 | 3024.3022 | 0
4778 | 54.5434 | 16247.2572 | 1304.5977 | 0 | 16697.091 | 1751.105 | 0 | 17361.5448 | 3023.7045 | 0
4779 | 54.5548 | 16246.4051 | 1304.1712 | 0 | 16696.7261 | 1750.3943 | 0 | 17361.3207 | 3022.3541 | 0
4780 | 54.5662 | 16246.1033 | 1303.8699 | 0 | 16696.6872 | 1750.2187 | 0 | 17360.9191 | 3021.7285 | 0
4781 | 54.5776 | 16245.949 | 1303.4775 | 0 | 16695.9831 | 1749.0499 | 0 | 17359.5645 | 3021.2997 | 0
4782 | 54.589 | 16244.6532 | 1303.3114 | 0 | 16694.1073 | 1748.7596 | 0 | 17359.2832 | 3021.1646 | 0
4783 | 54.6005 | 16241.6489 | 1303.1593 | 0 | 16692.3896 | 1748.2263 | 0 | 17358.8746 | 3020.3605 | 0
4784 | 54.6119 | 16241.3495 | 1302.5472 | 0 | 16692.0242 | 1746.9812 | 0 | 17358.7436 | 3019.4565 | 0
4785 | 54.6233 | 16238.8645 | 1302.3291 | 0 | 16692.0112 | 1744.7217 | 0 | 17358.5206 | 3019.1504 | 0
4786 | 54.6347 | 16238.4572 | 1301.613 | 0 | 16691.3808 | 1744.0936 | 0 | 17357.9429 | 3018.9289 | 0
4787 | 54.6461 | 16237.5075 | 1301.2954 | 0 | 16690.3584 | 1743.2574 | 0 | 17357.2808 | 3018.3333 | 0
4788 | 54.6575 | 16235.4011 | 1301.2701 | 0 | 16689.8114 | 1743.1602 | 0 | 17356.4226 | 3018.1233 | 0
4789 | 54.6689 | 16235.284 | 1300.0185 | 0 | 16689.5469 | 1743.0515 | 0 | 17356.3597 | 3017.4329 | 0
4790 | 54.6804 | 16234.308 | 1299.2245 | 0 | 16689.2393 | 1742.5316 | 0 | 17355.4881 | 3016.6832 | 0
4791 | 54.6918 | 16233.3414 | 1298.9962 | 0 | 16688.9034 | 1742.3381 | 0 | 17355.0423 | 3016.6459 | 0
4792 | 54.7032 | 16232.274 | 1298.5064 | 0 | 16687.7185 | 1742.0888 | 0 | 17354.9092 | 3014.6119 | 0
4793 | 54.7146 | 16232.2315 | 1297.9628 | 0 | 16687.2518 | 1741.556 | 0 | 17354.3723 | 3014.198 | 0
4794 | 54.726 | 16231.1448 | 1297.6385 | 0 | 16687.0372 | 1740.3614 | 0 | 17353.6245 | 3014.0985 | 0
4795 | 54.7374 | 16230.7652 | 1296.3945 | 0 | 16686.9142 | 1740.1579 | 0 | 17353.5535 | 3014.0057 | 0
4796 | 54.7489 | 16230.094 | 1296.0711 | 0 | 16686.3878 | 1739.6457 | 0 | 17352.6897 | 3012.9124 | 0
4797 | 54.7603 | 16229.9553 | 1295.8171 | 0 | 16684.5465 | 1739.2497 | 0 | 17352.395 | 3012.4768 | 0
4798 | 54.7717 | 16229.6362 | 1295.6882 | 0 | 16682.8927 | 1738.4965 | 0 | 17349.9176 | 3011.1565 | 0
4799 | 54.7831 | 16228.3813 | 1294.8428 | 0 | 16682.3619 | 1737.9416 | 0 | 17349.2337 | 3010.212 | 0
4800 | 54.7945 | 16228.0584 | 1294.227 | 0 | 16681.5819 | 1737.2248 | 0 | 17348.8055 | 3009.9448 | 0
4801 | 54.8059 | 16228.0126 | 1294.0976 | 0 | 16681.1916 | 1736.1801 | 0 | 17348.6612 | 3008.9757 | 0
4802 | 54.8174 | 16228.004 | 1293.9391 | 0 | 16679.814 | 1736.1495 | 0 | 17348.2794 | 3008.0438 | 0
4803 | 54.8288 | 16227.9817 | 1292.4559 | 0 | 16679.8074 | 1735.7707 | 0 | 17347.6406 | 3007.9739 | 0
4804 | 54.8402 | 16227.1056 | 1291.2304 | 0 | 16678.3188 | 1734.3051 | 0 | 17344.7453 | 3006.792 | 0
4805 | 54.8516 | 16226.918 | 1290.0932 | 0 | 16676.2585 | 1734.2975 | 0 | 17344.4033 | 3005.7033 | 0
4806 | 54.863 | 16226.5653 | 1289.8884 | 0 | 16675.0879 | 1734.0572 | 0 | 17344.3845 | 3004.3434 | 0
4807 | 54.8744 | 16226.3835 | 1286.9305 | 0 | 16674.8004 | 1733.3758 | 0 | 17344.2214 | 3003.8672 | 0
4808 | 54.8858 | 16226.3535 | 1286.8118 | 0 | 16673.0775 | 1732.4664 | 0 | 17343.0626 | 3003.2407 | 0
4809 | 54.8973 | 16226.2677 | 1284.6479 | 0 | 16672.9785 | 1731.5823 | 0 | 17342.4953 | 3002.6742 | 0
4810 | 54.9087 | 16224.8154 | 1283.138 | 0 | 16672.5925 | 1730.1937 | 0 | 17340.7976 | 3001.5836 | 0
4811 | 54.9201 | 16224.3102 | 1282.2275 | 0 | 16671.8675 | 1730.0101 | 0 | 17340.5812 | 3001.4139 | 0
4812 | 54.9315 | 16223.9766 | 1281.9357 | 0 | 16671.7457 | 1729.8054 | 0 | 17340.4391 | 3001.069 | 0
4813 | 54.9429 | 16223.525 | 1280.7602 | 0 | 16671.6451 | 1729.5107 | 0 | 17340.4174 | 3000.7848 | 0
4814 | 54.9543 | 16222.1497 | 1280.3552 | 0 | 16671.631 | 1729.2388 | 0 | 17340.1367 | 3000.7186 | 0
4815 | 54.9658 | 16221.7367 | 1279.8729 | 0 | 16671.4972 | 1728.839 | 0 | 17338.9318 | 3000.1807 | 0
4816 | 54.9772 | 16221.6039 | 1279.3362 | 0 | 16670.5071 | 1727.0122 | 0 | 17338.8978 | 3000.0791 | 0
4817 | 54.9886 | 16220.2853 | 1279.0625 | 0 | 16669.3572 | 1726.4661 | 0 | 17338.2328 | 2998.6166 | 0
4818 | 55 | 16219.8072 | 1278.2888 | 0 | 16669.0124 | 1724.8874 | 0 | 17337.2831 | 2997.8554 | 0
4819 | 55.0114 | 16218.7852 | 1278.061 | 0 | 16667.9646 | 1724.8392 | 0 | 17336.5625 | 2997.8288 | 0
4820 | 55.0228 | 16218.5723 | 1277.8797 | 0 | 16667.7407 | 1724.5868 | 0 | 17335.4836 | 2997.6856 | 0
4821 | 55.0342 | 16217.9356 | 1275.2461 | 0 | 16667.7253 | 1724.3602 | 0 | 17334.0236 | 2997.3196 | 0
4822 | 55.0457 | 16217.8527 | 1273.7911 | 0 | 16666.4869 | 1722.2725 | 0 | 17332.661 | 2996.4188 | 0
4823 | 55.0571 | 16217.1528 | 1272.3596 | 0 | 16664.3197 | 1722.1197 | 0 | 17332.2053 | 2995.2063 | 0
4824 | 55.0685 | 16216.2857 | 1271.8596 | 0 | 16664.2216 | 1720.9776 | 0 | 17331.0302 | 2995.1436 | 0
4825 | 55.0799 | 16215.9242 | 1271.7138 | 0 | 16661.8028 | 1720.0048 | 0 | 17329.6418 | 2993.0365 | 0
4826 | 55.0913 | 16214.8986 | 1270.7729 | 0 | 16657.5542 | 1719.873 | 0 | 17329.4389 | 2992.193 | 0
4827 | 55.1027 | 16214.703 | 1268.6331 | 0 | 16656.3815 | 1718.8537 | 0 | 17327.6571 | 2992.0285 | 0
4828 | 55.1142 | 16214.137 | 1267.4706 | 0 | 16655.3051 | 1717.9505 | 0 | 17327.1066 | 2991.8332 | 0
4829 | 55.1256 | 16211.456 | 1265.1106 | 0 | 16654.8559 | 1717.3177 | 0 | 17326.3151 | 2991.5429 | 0
4830 | 55.137 | 16211.2666 | 1263.8133 | 0 | 16654.3682 | 1716.5733 | 0 | 17325.099 | 2991.4826 | 0
4831 | 55.1484 | 16210.8636 | 1263.0531 | 0 | 16653.0171 | 1715.0441 | 0 | 17324.6355 | 2989.2472 | 0
4832 | 55.1598 | 16210.5411 | 1260.2057 | 0 | 16652.8849 | 1713.7916 | 0 | 17324.1196 | 2989.216 | 0
4833 | 55.1712 | 16210.3196 | 1260.0543 | 0 | 16651.7925 | 1713.5966 | 0 | 17322.4301 | 2988.5029 | 0
4834 | 55.1826 | 16210.0638 | 1259.7331 | 0 | 16650.1381 | 1712.0174 | 0 | 17321.6473 | 2988.2325 | 0
4835 | 55.1941 | 16209.996 | 1259.5874 | 0 | 16649.7099 | 1711.4762 | 0 | 17321.3861 | 2987.1524 | 0
4836 | 55.2055 | 16209.4821 | 1259.4241 | 0 | 16649.3522 | 1710.702 | 0 | 17320.1952 | 2986.5091 | 0
4837 | 55.2169 | 16208.8554 | 1259.3494 | 0 | 16648.891 | 1710.4717 | 0 | 17320.1952 | 2983.4703 | 0
4838 | 55.2283 | 16208.1848 | 1258.2336 | 0 | 16648.5392 | 1709.0827 | 0 | 17320.0733 | 2983.1341 | 0
4839 | 55.2397 | 16207.4433 | 1257.3467 | 0 | 16647.8285 | 1708.962 | 0 | 17318.7164 | 2981.4742 | 0
4840 | 55.2511 | 16206.9747 | 1256.3504 | 0 | 16647.4693 | 1706.6234 | 0 | 17318.1725 | 2981.3327 | 0
4841 | 55.2626 | 16206.075 | 1255.6862 | 0 | 16647.3983 | 1705.6208 | 0 | 17317.1753 | 2980.8033 | 0
4842 | 55.274 | 16205.6383 | 1255.4017 | 0 | 16647.1296 | 1703.9129 | 0 | 17317.1732 | 2980.4368 | 0
4843 | 55.2854 | 16205.1351 | 1255.0599 | 0 | 16647.0124 | 1703.7841 | 0 | 17316.9537 | 2980.1671 | 0
4844 | 55.2968 | 16204.9944 | 1254.4204 | 0 | 16645.7727 | 1703.7034 | 0 | 17315.797 | 2979.095 | 0
4845 | 55.3082 | 16203.7384 | 1249.8944 | 0 | 16645.3865 | 1702.8182 | 0 | 17313.2497 | 2978.4877 | 0
4846 | 55.3196 | 16202.2184 | 1249.2213 | 0 | 16644.1389 | 1702.7646 | 0 | 17313.1572 | 2976.2335 | 0
4847 | 55.3311 | 16200.8461 | 1248.3915 | 0 | 16643.6333 | 1702.4297 | 0 | 17313.0671 | 2975.8441 | 0
4848 | 55.3425 | 16200.2695 | 1248.3621 | 0 | 16641.1716 | 1701.4392 | 0 | 17312.6835 | 2975.6967 | 0
4849 | 55.3539 | 16199.5938 | 1247.4773 | 0 | 16640.6435 | 1701.095 | 0 | 17311.8718 | 2973.1441 | 0
4850 | 55.3653 | 16199.2347 | 1246.3807 | 0 | 16639.6318 | 1699.7038 | 0 | 17310.7859 | 2971.9067 | 0
4851 | 55.3767 | 16199.0261 | 1243.961 | 0 | 16638.9916 | 1698.8251 | 0 | 17310.3959 | 2970.334 | 0
4852 | 55.3881 | 16197.8114 | 1243.8911 | 0 | 16638.4443 | 1698.1984 | 0 | 17309.387 | 2968.2625 | 0
4853 | 55.3995 | 16197.5359 | 1242.5271 | 0 | 16637.6792 | 1698.1231 | 0 | 17309.3757 | 2967.7879 | 0
4854 | 55.411 | 16196.9116 | 1239.8631 | 0 | 16636.1027 | 1697.7589 | 0 | 17309.0168 | 2967.3188 | 0
4855 | 55.4224 | 16196.5429 | 1239.2875 | 0 | 16635.8225 | 1697.5488 | 0 | 17306.3361 | 2966.756 | 0
4856 | 55.4338 | 16196.0672 | 1239.0914 | 0 | 16634.6169 | 1694.6632 | 0 | 17305.566 | 2965.7652 | 0
4857 | 55.4452 | 16194.7816 | 1238.622 | 0 | 16633.7648 | 1694.4475 | 0 | 17305.2806 | 2963.594 | 0
4858 | 55.4566 | 16194.3345 | 1237.9703 | 0 | 16633.6015 | 1693.9653 | 0 | 17305.0278 | 2962.3147 | 0
4859 | 55.468 | 16192.9622 | 1237.6483 | 0 | 16632.8856 | 1693.7201 | 0 | 17304.7612 | 2961.3866 | 0
4860 | 55.4795 | 16192.8811 | 1237.511 | 0 | 16631.9747 | 1693.4432 | 0 | 17304.7084 | 2961.3341 | 0
4861 | 55.4909 | 16192.6935 | 1237.4506 | 0 | 16631.7684 | 1692.8479 | 0 | 17302.8396 | 2961.1105 | 0
4862 | 55.5023 | 16191.2744 | 1237.3149 | 0 | 16631.6553 | 1692.8379 | 0 | 17300.8551 | 2961.0985 | 0
4863 | 55.5137 | 16190.7986 | 1236.0281 | 0 | 16631.243 | 1692.5789 | 0 | 17300.423 | 2960.4524 | 0
4864 | 55.5251 | 16189.9194 | 1234.666 | 0 | 16629.1978 | 1691.2315 | 0 | 17299.8498 | 2959.5829 | 0
4865 | 55.5365 | 16189.7093 | 1234.2659 | 0 | 16629.1515 | 1690.9112 | 0 | 17296.5832 | 2959.1724 | 0
4866 | 55.5479 | 16188.6434 | 1232.9482 | 0 | 16629.1317 | 1689.1344 | 0 | 17296.1214 | 2958.7881 | 0
4867 | 55.5594 | 16188.4181 | 1232.6268 | 0 | 16628.2539 | 1688.1857 | 0 | 17295.0227 | 2958.4207 | 0
4868 | 55.5708 | 16188.0225 | 1231.7296 | 0 | 16627.6007 | 1688.1129 | 0 | 17294.8452 | 2958.0817 | 0
4869 | 55.5822 | 16186.8974 | 1231.2543 | 0 | 16627.3621 | 1687.7763 | 0 | 17294.5655 | 2957.1492 | 0
4870 | 55.5936 | 16186.8029 | 1230.6993 | 0 | 16627.099 | 1687.0597 | 0 | 17294.0512 | 2955.3554 | 0
4871 | 55.605 | 16184.9347 | 1229.3242 | 0 | 16627.0902 | 1686.488 | 0 | 17290.7621 | 2954.2539 | 0
4872 | 55.6164 | 16183.4074 | 1229.2877 | 0 | 16625.8002 | 1686.2739 | 0 | 17289.882 | 2953.4333 | 0
4873 | 55.6279 | 16182.8992 | 1229.1807 | 0 | 16622.3975 | 1685.292 | 0 | 17289.3473 | 2951.9712 | 0
4874 | 55.6393 | 16182.2814 | 1228.3162 | 0 | 16621.2962 | 1684.4406 | 0 | 17289.2442 | 2951.811 | 0
4875 | 55.6507 | 16181.8475 | 1228.0473 | 0 | 16618.8753 | 1683.7009 | 0 | 17288.783 | 2951.6414 | 0
4876 | 55.6621 | 16180.7412 | 1227.7487 | 0 | 16618.772 | 1682.7273 | 0 | 17288.7028 | 2951.4771 | 0
4877 | 55.6735 | 16180.4111 | 1227.3133 | 0 | 16618.1234 | 1679.6585 | 0 | 17288.6149 | 2951.0821 | 0
4878 | 55.6849 | 16179.9407 | 1227.0684 | 0 | 16617.8936 | 1679.22 | 0 | 17286.2544 | 2950.4124 | 0
4879 | 55.6963 | 16179.8926 | 1226.0447 | 0 | 16616.9308 | 1677.5381 | 0 | 17284.7508 | 2948.6242 | 0
4880 | 55.7078 | 16179.4033 | 1225.0364 | 0 | 16615.9189 | 1676.9402 | 0 | 17284.1599 | 2948.3202 | 0
4881 | 55.7192 | 16178.6756 | 1223.1282 | 0 | 16615.7888 | 1675.5898 | 0 | 17283.9434 | 2948.1939 | 0
4882 | 55.7306 | 16178.3811 | 1222.1716 | 0 | 16615.7175 | 1675.4127 | 0 | 17282.6455 | 2947.3994 | 0
4883 | 55.742 | 16177.953 | 1221.2199 | 0 | 16613.0206 | 1674.1716 | 0 | 17276.4712 | 2946.0315 | 0
4884 | 55.7534 | 16177.3858 | 1221.0966 | 0 | 16611.3412 | 1674.0364 | 0 | 17276.0408 | 2945.7559 | 0
4885 | 55.7648 | 16177.3182 | 1220.7951 | 0 | 16611.1317 | 1673.9465 | 0 | 17272.076 | 2945.6185 | 0
4886 | 55.7763 | 16176.9899 | 1220.2297 | 0 | 16611.0185 | 1673.4599 | 0 | 17271.6364 | 2945.2473 | 0
4887 | 55.7877 | 16176.4561 | 1219.8512 | 0 | 16610.1616 | 1671.8673 | 0 | 17271.5834 | 2944.4699 | 0
4888 | 55.7991 | 16176.1383 | 1219.6484 | 0 | 16608.4164 | 1671.4567 | 0 | 17271.0376 | 2943.8194 | 0
4889 | 55.8105 | 16175.9072 | 1219.3448 | 0 | 16608.0549 | 1670.9806 | 0 | 17269.524 | 2943.442 | 0
4890 | 55.8219 | 16175.3211 | 1219.299 | 0 | 16607.8784 | 1670.1996 | 0 | 17269.3228 | 2943.2269 | 0
4891 | 55.8333 | 16175.3211 | 1218.6052 | 0 | 16607.8553 | 1670.0188 | 0 | 17269.1601 | 2942.3104 | 0
4892 | 55.8447 | 16175.3211 | 1217.3221 | 0 | 16606.2733 | 1669.9787 | 0 | 17268.4154 | 2942.2321 | 0
4893 | 55.8562 | 16174.8514 | 1216.6595 | 0 | 16605.9905 | 1669.887 | 0 | 17265.7964 | 2941.8609 | 0
4894 | 55.8676 | 16174.8514 | 1216.5148 | 0 | 16605.5824 | 1668.3305 | 0 | 17265.7254 | 2941.3099 | 0
4895 | 55.879 | 16173.271 | 1216.4156 | 0 | 16602.6063 | 1668.3237 | 0 | 17265.3126 | 2941.0219 | 0
4896 | 55.8904 | 16172.3532 | 1215.2908 | 0 | 16601.9687 | 1667.5274 | 0 | 17265.0879 | 2940.4097 | 0
4897 | 55.9018 | 16171.4916 | 1214.8448 | 0 | 16601.0603 | 1667.5264 | 0 | 17264.2241 | 2939.4458 | 0
4898 | 55.9132 | 16171.2523 | 1213.1794 | 0 | 16600.1433 | 1666.7044 | 0 | 17262.991 | 2938.3171 | 0
4899 | 55.9247 | 16171.0564 | 1213.0341 | 0 | 16600.0212 | 1666.553 | 0 | 17262.2479 | 2937.4284 | 0
4900 | 55.9361 | 16170.9005 | 1212.5002 | 0 | 16598.3474 | 1665.5761 | 0 | 17261.8964 | 2937.07 | 0
4901 | 55.9475 | 16170.1544 | 1211.2313 | 0 | 16597.8907 | 1665.5119 | 0 | 17261.8964 | 2937.0282 | 0
4902 | 55.9589 | 16169.2706 | 1210.957 | 0 | 16597.1758 | 1664.5462 | 0 | 17261.5249 | 2936.9277 | 0
4903 | 55.9703 | 16168.6607 | 1209.3843 | 0 | 16596.121 | 1664.1308 | 0 | 17261.4465 | 2936.4441 | 0
4904 | 55.9817 | 16168.6207 | 1208.5442 | 0 | 16594.7626 | 1663.4061 | 0 | 17260.9428 | 2935.6993 | 0
4905 | 55.9932 | 16166.5181 | 1207.839 | 0 | 16594.6046 | 1662.824 | 0 | 17260.4453 | 2935.3414 | 0
4906 | 56.0046 | 16166.0766 | 1207.8149 | 0 | 16594.3944 | 1662.7518 | 0 | 17260.0838 | 2934.2344 | 0
4907 | 56.016 | 16165.8011 | 1207.3714 | 0 | 16594.2319 | 1662.5986 | 0 | 17259.4935 | 2933.3866 | 0
4908 | 56.0274 | 16163.8317 | 1207.2357 | 0 | 16592.7427 | 1662.4613 | 0 | 17258.994 | 2930.776 | 0
4909 | 56.0388 | 16163.1901 | 1206.7525 | 0 | 16591.9074 | 1662.3614 | 0 | 17257.3352 | 2930.1251 | 0
4910 | 56.0502 | 16163.0773 | 1206.5464 | 0 | 16591.0506 | 1662.3544 | 0 | 17256.3423 | 2930.0311 | 0
4911 | 56.0616 | 16160.94 | 1204.9696 | 0 | 16590.5471 | 1662.316 | 0 | 17256.1539 | 2928.9422 | 0
4912 | 56.0731 | 16159.7853 | 1203.9773 | 0 | 16590.4966 | 1661.6398 | 0 | 17255.583 | 2928.5784 | 0
4913 | 56.0845 | 16159.3866 | 1203.8743 | 0 | 16589.0012 | 1661.2988 | 0 | 17254.5185 | 2928.481 | 0
4914 | 56.0959 | 16159.2713 | 1203.3317 | 0 | 16588.6834 | 1660.4966 | 0 | 17254.4884 | 2927.9561 | 0
4915 | 56.1073 | 16158.2859 | 1202.8712 | 0 | 16588.5083 | 1660.2236 | 0 | 17253.6793 | 2927.3543 | 0
4916 | 56.1187 | 16157.7555 | 1202.571 | 0 | 16588.3667 | 1659.2353 | 0 | 17253.2311 | 2927.1511 | 0
4917 | 56.1301 | 16157.3702 | 1202.029 | 0 | 16588.1142 | 1658.1875 | 0 | 17252.6511 | 2927.0652 | 0
4918 | 56.1416 | 16156.3809 | 1197.1675 | 0 | 16587.6146 | 1657.9964 | 0 | 17251.6679 | 2926.4176 | 0
4919 | 56.153 | 16155.9302 | 1197.0609 | 0 | 16587.5833 | 1657.5521 | 0 | 17250.8836 | 2926.3665 | 0
4920 | 56.1644 | 16155.778 | 1196.4884 | 0 | 16586.9766 | 1656.8614 | 0 | 17249.9353 | 2925.127 | 0
4921 | 56.1758 | 16155.5078 | 1196.0073 | 0 | 16586.8926 | 1656.8319 | 0 | 17249.3676 | 2924.7021 | 0
4922 | 56.1872 | 16155.3823 | 1194.7413 | 0 | 16586.6637 | 1655.46 | 0 | 17249.3489 | 2924.5366 | 0
4923 | 56.1986 | 16155.061 | 1194.0875 | 0 | 16586.2666 | 1653.952 | 0 | 17247.6076 | 2924.464 | 0
4924 | 56.21 | 16154.4827 | 1193.0093 | 0 | 16586.1178 | 1653.8735 | 0 | 17246.8394 | 2924.2579 | 0
4925 | 56.2215 | 16154.3161 | 1191.8112 | 0 | 16585.8017 | 1653.2685 | 0 | 17246.2907 | 2923.8821 | 0
4926 | 56.2329 | 16153.8087 | 1191.1895 | 0 | 16585.3903 | 1652.7928 | 0 | 17245.2775 | 2923.7106 | 0
4927 | 56.2443 | 16153.5528 | 1190.9995 | 0 | 16584.4683 | 1652.3346 | 0 | 17244.8842 | 2923.1514 | 0
4928 | 56.2557 | 16152.8596 | 1190.199 | 0 | 16584.2015 | 1651.6754 | 0 | 17243.3414 | 2920.9086 | 0
4929 | 56.2671 | 16151.0867 | 1190.1625 | 0 | 16582.9301 | 1651.4955 | 0 | 17242.5186 | 2919.582 | 0
4930 | 56.2785 | 16150.7237 | 1189.2563 | 0 | 16582.0064 | 1651.4321 | 0 | 17240.9074 | 2915.422 | 0
4931 | 56.29 | 16149.3175 | 1189.0175 | 0 | 16581.9961 | 1651.2172 | 0 | 17239.5114 | 2915.2659 | 0
4932 | 56.3014 | 16146.9391 | 1188.5516 | 0 | 16580.6821 | 1650.4317 | 0 | 17239.4935 | 2914.7526 | 0
4933 | 56.3128 | 16146.4607 | 1188.343 | 0 | 16580.5348 | 1650.3703 | 0 | 17238.6472 | 2912.8773 | 0
4934 | 56.3242 | 16145.6986 | 1186.2116 | 0 | 16579.884 | 1650.2647 | 0 | 17238.389 | 2912.8023 | 0
4935 | 56.3356 | 16143.378 | 1185.6681 | 0 | 16578.7713 | 1650.0342 | 0 | 17238.3837 | 2912.5813 | 0
4936 | 56.347 | 16142.7098 | 1185.4485 | 0 | 16578.0605 | 1649.6034 | 0 | 17237.6293 | 2911.9552 | 0
4937 | 56.3584 | 16140.4607 | 1185.2518 | 0 | 16577.8013 | 1649.5022 | 0 | 17237.5158 | 2910.6531 | 0
4938 | 56.3699 | 16140.1145 | 1183.8828 | 0 | 16576.7362 | 1648.7118 | 0 | 17237.5158 | 2910.1428 | 0
4939 | 56.3813 | 16139.8716 | 1183.2364 | 0 | 16576.5635 | 1648.1526 | 0 | 17237.5124 | 2910.0261 | 0
4940 | 56.3927 | 16139.076 | 1183.1983 | 0 | 16576.0722 | 1646.7437 | 0 | 17237.3924 | 2907.7475 | 0
4941 | 56.4041 | 16137.6824 | 1182.611 | 0 | 16576.0536 | 1646.3066 | 0 | 17237.3515 | 2907.304 | 0
4942 | 56.4155 | 16136.2349 | 1181.866 | 0 | 16573.5443 | 1645.4829 | 0 | 17236.6257 | 2907.0666 | 0
4943 | 56.4269 | 16133.088 | 1180.8864 | 0 | 16573.1677 | 1645.2062 | 0 | 17236.0997 | 2906.7426 | 0
4944 | 56.4384 | 16132.9207 | 1180.6347 | 0 | 16572.7315 | 1645.1212 | 0 | 17235.2689 | 2906.6228 | 0
4945 | 56.4498 | 16132.639 | 1178.6995 | 0 | 16571.6796 | 1643.9887 | 0 | 17234.9369 | 2905.8133 | 0
4946 | 56.4612 | 16132.4587 | 1178.0327 | 0 | 16571.6106 | 1643.4889 | 0 | 17234.8507 | 2905.6912 | 0
4947 | 56.4726 | 16130.149 | 1176.8435 | 0 | 16571.4619 | 1642.828 | 0 | 17234.6928 | 2905.5356 | 0
4948 | 56.484 | 16129.4373 | 1175.4813 | 0 | 16570.7342 | 1642.2645 | 0 | 17234.0763 | 2904.3813 | 0
4949 | 56.4954 | 16128.2247 | 1174.0646 | 0 | 16570.5834 | 1641.0733 | 0 | 17233.6417 | 2902.672 | 0
4950 | 56.5068 | 16127.9519 | 1173.22 | 0 | 16569.7661 | 1640.983 | 0 | 17233.1221 | 2902.4729 | 0
4951 | 56.5183 | 16127.7559 | 1172.4245 | 0 | 16569.3721 | 1640.6016 | 0 | 17232.9134 | 2901.3424 | 0
4952 | 56.5297 | 16126.1931 | 1171.5089 | 0 | 16568.6517 | 1640.1659 | 0 | 17231.2952 | 2900.7496 | 0
4953 | 56.5411 | 16124.3545 | 1170.4267 | 0 | 16568.0017 | 1639.2207 | 0 | 17229.8075 | 2900.5546 | 0
4954 | 56.5525 | 16123.9356 | 1169.8219 | 0 | 16567.6466 | 1639.1101 | 0 | 17228.3052 | 2899.3583 | 0
4955 | 56.5639 | 16123.0335 | 1167.9019 | 0 | 16567.4639 | 1638.6291 | 0 | 17227.1871 | 2899.2351 | 0
4956 | 56.5753 | 16121.9519 | 1165.9697 | 0 | 16565.7043 | 1638.3842 | 0 | 17226.7833 | 2899.0988 | 0
4957 | 56.5868 | 16121.7945 | 1162.5729 | 0 | 16565.6127 | 1638.1963 | 0 | 17226.2628 | 2898.6564 | 0
4958 | 56.5982 | 16121.0839 | 1162.1267 | 0 | 16564.4223 | 1637.9107 | 0 | 17226.1114 | 2898.5177 | 0
4959 | 56.6096 | 16120.5627 | 1161.589 | 0 | 16563.1193 | 1636.5658 | 0 | 17225.1456 | 2898.3139 | 0
4960 | 56.621 | 16120.3502 | 1161.5008 | 0 | 16562.8092 | 1635.9854 | 0 | 17224.9953 | 2897.8398 | 0
4961 | 56.6324 | 16119.8382 | 1161.3947 | 0 | 16561.5131 | 1635.6562 | 0 | 17224.8803 | 2897.7549 | 0
4962 | 56.6438 | 16117.3945 | 1160.9956 | 0 | 16561.3159 | 1634.9183 | 0 | 17224.2182 | 2897.5734 | 0
4963 | 56.6553 | 16116.3189 | 1160.8191 | 0 | 16561.0474 | 1634.6304 | 0 | 17223.5335 | 2897.0449 | 0
4964 | 56.6667 | 16115.4538 | 1160.6562 | 0 | 16560.279 | 1633.9587 | 0 | 17223.1386 | 2896.9917 | 0
4965 | 56.6781 | 16114.0593 | 1159.6893 | 0 | 16560.2015 | 1633.3375 | 0 | 17222.4941 | 2896.0628 | 0
4966 | 56.6895 | 16113.8339 | 1158.9912 | 0 | 16560.0658 | 1631.953 | 0 | 17222.3066 | 2896.0143 | 0
4967 | 56.7009 | 16112.3755 | 1157.0545 | 0 | 16559.7581 | 1631.1073 | 0 | 17222.2864 | 2895.8939 | 0
4968 | 56.7123 | 16112.0057 | 1154.276 | 0 | 16559.471 | 1627.7698 | 0 | 17220.2898 | 2895.0393 | 0
4969 | 56.7237 | 16111.3041 | 1153.7029 | 0 | 16557.5661 | 1627.0094 | 0 | 17219.5872 | 2893.1694 | 0
4970 | 56.7352 | 16111.0421 | 1152.7445 | 0 | 16556.947 | 1626.8448 | 0 | 17217.7466 | 2892.4992 | 0
4971 | 56.7466 | 16111.0293 | 1151.2255 | 0 | 16556.4107 | 1626.6891 | 0 | 17217.3687 | 2892.4699 | 0
4972 | 56.758 | 16110.8314 | 1150.9047 | 0 | 16555.992 | 1625.7291 | 0 | 17216.5274 | 2891.7251 | 0
4973 | 56.7694 | 16109.6681 | 1150.8888 | 0 | 16555.1683 | 1625.0299 | 0 | 17215.963 | 2889.8551 | 0
4974 | 56.7808 | 16109.0195 | 1150.5827 | 0 | 16554.9002 | 1624.8282 | 0 | 17214.2451 | 2889.5881 | 0
4975 | 56.7922 | 16108.8836 | 1149.932 | 0 | 16554.642 | 1624.7457 | 0 | 17214.1863 | 2889.4953 | 0
4976 | 56.8037 | 16107.1301 | 1145.9519 | 0 | 16554.5491 | 1624.7048 | 0 | 17213.6633 | 2889.2159 | 0
4977 | 56.8151 | 16106.2162 | 1144.3131 | 0 | 16552.3873 | 1624.0935 | 0 | 17213.5253 | 2888.6646 | 0
4978 | 56.8265 | 16104.8381 | 1143.2028 | 0 | 16548.5276 | 1622.765 | 0 | 17211.2285 | 2888.1039 | 0
4979 | 56.8379 | 16104.7095 | 1141.2416 | 0 | 16548.2 | 1620.9063 | 0 | 17209.8818 | 2885.7349 | 0
4980 | 56.8493 | 16103.9283 | 1140.5129 | 0 | 16548.0759 | 1620.7703 | 0 | 17208.0043 | 2885.5924 | 0
4981 | 56.8607 | 16103.9283 | 1138.7658 | 0 | 16547.421 | 1619.9024 | 0 | 17206.7076 | 2885.2959 | 0
4982 | 56.8721 | 16103.1779 | 1137.6683 | 0 | 16546.6458 | 1616.1881 | 0 | 17206.4841 | 2885.0836 | 0
4983 | 56.8836 | 16101.8929 | 1136.3519 | 0 | 16545.7743 | 1615.2494 | 0 | 17206.3678 | 2884.5278 | 0
4984 | 56.895 | 16101.081 | 1136.3412 | 0 | 16545.2688 | 1615.1348 | 0 | 17206.3678 | 2884.2892 | 0
4985 | 56.9064 | 16100.248 | 1136.1935 | 0 | 16543.7844 | 1614.2814 | 0 | 17205.6642 | 2883.797 | 0
4986 | 56.9178 | 16099.6495 | 1135.6702 | 0 | 16542.5347 | 1613.7814 | 0 | 17205.1901 | 2882.6579 | 0
4987 | 56.9292 | 16099.2468 | 1135.0836 | 0 | 16542.2135 | 1612.98 | 0 | 17204.8723 | 2881.6054 | 0
4988 | 56.9406 | 16099.1729 | 1132.8947 | 0 | 16541.8755 | 1612.8852 | 0 | 17203.7439 | 2879.9359 | 0
4989 | 56.9521 | 16098.2392 | 1131.8594 | 0 | 16541.8734 | 1612.1207 | 0 | 17203.3901 | 2878.639 | 0
4990 | 56.9635 | 16097.0627 | 1131.6036 | 0 | 16541.6236 | 1611.8141 | 0 | 17202.3469 | 2878.5452 | 0
4991 | 56.9749 | 16096.8763 | 1131.5834 | 0 | 16541.2892 | 1608.4528 | 0 | 17202.1614 | 2876.9513 | 0
4992 | 56.9863 | 16095.0045 | 1131.0739 | 0 | 16540.9886 | 1605.378 | 0 | 17202.1007 | 2875.1578 | 0
4993 | 56.9977 | 16094.9522 | 1130.3108 | 0 | 16539.0895 | 1604.1709 | 0 | 17201.6966 | 2874.8279 | 0
4994 | 57.0091 | 16093.9219 | 1126.8533 | 0 | 16538.9175 | 1602.8506 | 0 | 17201.5914 | 2873.4671 | 0
4995 | 57.0205 | 16093.4622 | 1125.8667 | 0 | 16537.5551 | 1599.9716 | 0 | 17201.5868 | 2872.6489 | 0
4996 | 57.032 | 16092.8263 | 1125.5923 | 0 | 16537.3232 | 1598.499 | 0 | 17201.463 | 2871.6427 | 0
4997 | 57.0434 | 16092.8104 | 1124.5592 | 0 | 16535.2558 | 1597.6696 | 0 | 17201.3647 | 2871.4985 | 0
4998 | 57.0548 | 16092.0621 | 1124.3767 | 0 | 16534.9594 | 1596.707 | 0 | 17200.8491 | 2870.8191 | 0
4999 | 57.0662 | 16092.0621 | 1124.3719 | 0 | 16533.6798 | 1596.6888 | 0 | 17200.3714 | 2870.0298 | 0
5000 | 57.0776 | 16091.7405 | 1122.5952 | 0 | 16533.6685 | 1596.6733 | 0 | 17199.4534 | 2869.9728 | 0
5001 | 57.089 | 16091.5093 | 1122.4096 | 0 | 16530.7864 | 1596.0103 | 0 | 17199.2015 | 2869.9518 | 0
5002 | 57.1005 | 16091.29 | 1121.6096 | 0 | 16530.2793 | 1595.1429 | 0 | 17198.9438 | 2869.5465 | 0
5003 | 57.1119 | 16090.2375 | 1121.0396 | 0 | 16528.4759 | 1594.9802 | 0 | 17198.9213 | 2869.445 | 0
5004 | 57.1233 | 16090.1321 | 1120.6359 | 0 | 16526.6206 | 1593.3327 | 0 | 17197.2979 | 2869.0596 | 0
5005 | 57.1347 | 16089.4896 | 1120.4709 | 0 | 16526.3482 | 1592.7021 | 0 | 17197.2873 | 2868.6857 | 0
5006 | 57.1461 | 16087.5543 | 1119.6378 | 0 | 16526.1538 | 1591.5225 | 0 | 17196.2961 | 2868.5652 | 0
5007 | 57.1575 | 16087.2321 | 1119.1067 | 0 | 16525.63 | 1591.2592 | 0 | 17194.7047 | 2868.243 | 0
5008 | 57.1689 | 16087.2238 | 1118.9293 | 0 | 16524.9343 | 1590.0761 | 0 | 17194.1834 | 2868.1192 | 0
5009 | 57.1804 | 16086.8975 | 1118.5198 | 0 | 16524.4938 | 1588.4885 | 0 | 17194.0224 | 2867.8079 | 0
5010 | 57.1918 | 16086.0749 | 1117.9456 | 0 | 16524.0845 | 1587.8769 | 0 | 17193.2552 | 2867.7941 | 0
5011 | 57.2032 | 16084.1729 | 1117.4927 | 0 | 16524.0744 | 1587.3975 | 0 | 17192.7471 | 2867.5712 | 0
5012 | 57.2146 | 16084.1438 | 1117.2762 | 0 | 16523.5321 | 1585.3895 | 0 | 17191.8754 | 2867.1489 | 0
5013 | 57.226 | 16084.1339 | 1117.264 | 0 | 16523.1983 | 1583.4393 | 0 | 17191.4673 | 2867.0893 | 0
5014 | 57.2374 | 16082.9899 | 1117.2245 | 0 | 16522.9402 | 1583.3041 | 0 | 17191.0301 | 2866.5448 | 0
5015 | 57.2489 | 16082.9625 | 1116.6374 | 0 | 16522.7347 | 1582.6638 | 0 | 17190.2821 | 2865.1469 | 0
5016 | 57.2603 | 16082.8948 | 1115.3974 | 0 | 16521.8648 | 1582.0031 | 0 | 17189.6638 | 2864.2004 | 0
5017 | 57.2717 | 16082.2441 | 1115.1151 | 0 | 16521.8091 | 1581.4181 | 0 | 17188.9464 | 2863.9603 | 0
5018 | 57.2831 | 16081.8224 | 1114.0507 | 0 | 16521.4546 | 1578.6164 | 0 | 17188.5658 | 2863.9499 | 0
5019 | 57.2945 | 16081.2816 | 1113.6166 | 0 | 16521.1966 | 1577.2701 | 0 | 17188.123 | 2863.7201 | 0
5020 | 57.3059 | 16079.6778 | 1112.971 | 0 | 16519.7805 | 1575.4418 | 0 | 17187.3613 | 2862.0412 | 0
5021 | 57.3174 | 16078.6663 | 1112.3464 | 0 | 16519.1715 | 1573.9411 | 0 | 17187.1124 | 2861.5101 | 0
5022 | 57.3288 | 16076.948 | 1110.8607 | 0 | 16517.9504 | 1571.0102 | 0 | 17185.9334 | 2860.6392 | 0
5023 | 57.3402 | 16075.019 | 1109.6263 | 0 | 16517.937 | 1570.3182 | 0 | 17184.8889 | 2859.7978 | 0
5024 | 57.3516 | 16074.221 | 1109.6113 | 0 | 16517.7379 | 1570.2275 | 0 | 17184.7839 | 2859.4851 | 0
5025 | 57.363 | 16074.1097 | 1109.2355 | 0 | 16517.4036 | 1567.6286 | 0 | 17184.6866 | 2858.9924 | 0
5026 | 57.3744 | 16072.6541 | 1109.1637 | 0 | 16516.5139 | 1566.717 | 0 | 17184.1624 | 2858.8754 | 0
5027 | 57.3858 | 16071.6213 | 1107.3698 | 0 | 16515.2183 | 1564.8332 | 0 | 17182.5171 | 2858.402 | 0
5028 | 57.3973 | 16071.2893 | 1107.3287 | 0 | 16515.1279 | 1563.5845 | 0 | 17182.5171 | 2857.2215 | 0
5029 | 57.4087 | 16070.6266 | 1102.907 | 0 | 16514.2299 | 1563.2403 | 0 | 17181.9752 | 2856.6944 | 0
5030 | 57.4201 | 16070.4029 | 1101.5609 | 0 | 16513.5796 | 1562.8678 | 0 | 17180.8961 | 2855.7575 | 0
5031 | 57.4315 | 16070.0013 | 1101.0215 | 0 | 16512.8297 | 1560.5461 | 0 | 17180.2335 | 2855.4878 | 0
5032 | 57.4429 | 16068.5632 | 1100.8615 | 0 | 16512.2414 | 1559.2627 | 0 | 17179.1625 | 2855.4557 | 0
5033 | 57.4543 | 16067.584 | 1100.4919 | 0 | 16511.4339 | 1559.0568 | 0 | 17179.0409 | 2854.9732 | 0
5034 | 57.4658 | 16066.5035 | 1098.5772 | 0 | 16508.4767 | 1557.1713 | 0 | 17177.5252 | 2854.005 | 0
5035 | 57.4772 | 16066.4282 | 1097.1153 | 0 | 16508.3603 | 1556.7638 | 0 | 17176.4988 | 2853.8831 | 0
5036 | 57.4886 | 16066.017 | 1097.0644 | 0 | 16508.2018 | 1556.6486 | 0 | 17176.3386 | 2853.0697 | 0
5037 | 57.5 | 16065.7918 | 1096.9528 | 0 | 16508.1298 | 1556.2698 | 0 | 17176.1804 | 2852.4208 | 0
5038 | 57.5114 | 16064.1762 | 1095.8591 | 0 | 16507.5421 | 1556.0749 | 0 | 17175.9496 | 2851.9943 | 0
5039 | 57.5228 | 16062.0974 | 1094.3102 | 0 | 16505.3279 | 1555.7984 | 0 | 17175.9496 | 2848.7674 | 0
5040 | 57.5342 | 16061.4532 | 1094.2148 | 0 | 16504.7809 | 1555.4532 | 0 | 17175.8151 | 2848.6972 | 0
5041 | 57.5457 | 16061.2862 | 1093.7849 | 0 | 16504.6294 | 1554.8508 | 0 | 17175.1797 | 2848.6504 | 0
5042 | 57.5571 | 16060.5019 | 1093.6645 | 0 | 16504.5813 | 1554.5432 | 0 | 17175.075 | 2846.0838 | 0
5043 | 57.5685 | 16059.6284 | 1093.1664 | 0 | 16504.5221 | 1554.0937 | 0 | 17173.937 | 2845.4208 | 0
5044 | 57.5799 | 16058.594 | 1091.6371 | 0 | 16504.1174 | 1553.6778 | 0 | 17170.6895 | 2845.3812 | 0
5045 | 57.5913 | 16058.5028 | 1091.5196 | 0 | 16502.8257 | 1552.7579 | 0 | 17169.7745 | 2845.1759 | 0
5046 | 57.6027 | 16058.1073 | 1091.0413 | 0 | 16501.5568 | 1552.3286 | 0 | 17169.2156 | 2844.9796 | 0
5047 | 57.6142 | 16057.5526 | 1090.4288 | 0 | 16501.0938 | 1550.9059 | 0 | 17165.5242 | 2844.3032 | 0
5048 | 57.6256 | 16057.1538 | 1089.9057 | 0 | 16501.0057 | 1550.57 | 0 | 17164.5193 | 2844.1686 | 0
5049 | 57.637 | 16056.933 | 1089.8642 | 0 | 16500.5702 | 1550.1806 | 0 | 17164.4941 | 2842.9615 | 0
5050 | 57.6484 | 16056.5209 | 1086.2565 | 0 | 16499.8432 | 1549.3342 | 0 | 17164.0948 | 2842.7225 | 0
5051 | 57.6598 | 16055.318 | 1085.5215 | 0 | 16498.7651 | 1548.9032 | 0 | 17163.7943 | 2842.1248 | 0
5052 | 57.6712 | 16055.2224 | 1084.2964 | 0 | 16498.2879 | 1548.3163 | 0 | 17163.135 | 2841.7485 | 0
5053 | 57.6826 | 16054.9703 | 1084.1483 | 0 | 16497.3462 | 1547.6388 | 0 | 17162.9182 | 2839.8735 | 0
5054 | 57.6941 | 16054.1178 | 1083.0068 | 0 | 16495.4595 | 1547.6081 | 0 | 17162.3627 | 2839.2578 | 0
5055 | 57.7055 | 16052.2262 | 1082.543 | 0 | 16494.9616 | 1546.4622 | 0 | 17162.2185 | 2839.2249 | 0
5056 | 57.7169 | 16050.8039 | 1079.8799 | 0 | 16494.6333 | 1545.7028 | 0 | 17161.1979 | 2838.2123 | 0
5057 | 57.7283 | 16050.7835 | 1079.5511 | 0 | 16494.5683 | 1545.4 | 0 | 17160.864 | 2836.466 | 0
5058 | 57.7397 | 16050.3183 | 1079.4512 | 0 | 16493.5903 | 1544.6745 | 0 | 17159.8431 | 2836.1074 | 0
5059 | 57.7511 | 16048.0401 | 1079.3188 | 0 | 16493.3024 | 1544.3592 | 0 | 17159.4584 | 2836.0674 | 0
5060 | 57.7626 | 16047.2201 | 1077.8017 | 0 | 16492.7112 | 1544.2815 | 0 | 17159.2636 | 2834.6987 | 0
5061 | 57.774 | 16046.6289 | 1077.7637 | 0 | 16491.4839 | 1541.6237 | 0 | 17159.1842 | 2834.5105 | 0
5062 | 57.7854 | 16046.6215 | 1076.9241 | 0 | 16491.4634 | 1539.8423 | 0 | 17159.039 | 2834.1422 | 0
5063 | 57.7968 | 16046.5742 | 1076.9218 | 0 | 16490.2514 | 1539.3867 | 0 | 17158.5017 | 2833.9049 | 0
5064 | 57.8082 | 16045.7775 | 1076.5061 | 0 | 16490.2119 | 1539.1195 | 0 | 17157.4901 | 2833.428 | 0
5065 | 57.8196 | 16044.3881 | 1076.04 | 0 | 16489.9149 | 1538.7079 | 0 | 17156.7296 | 2832.5216 | 0
5066 | 57.8311 | 16044.2832 | 1075.2494 | 0 | 16489.8785 | 1538.5806 | 0 | 17156.4059 | 2831.5539 | 0
5067 | 57.8425 | 16044.0307 | 1074.6863 | 0 | 16489.7548 | 1538.3464 | 0 | 17155.0924 | 2830.9872 | 0
5068 | 57.8539 | 16043.5108 | 1074.6469 | 0 | 16489.5174 | 1534.8593 | 0 | 17154.0225 | 2830.4844 | 0
5069 | 57.8653 | 16043.197 | 1074.0726 | 0 | 16487.2659 | 1533.6866 | 0 | 17152.8682 | 2828.832 | 0
5070 | 57.8767 | 16043.1703 | 1073.0102 | 0 | 16487.1177 | 1532.6215 | 0 | 17152.4752 | 2828.8082 | 0
5071 | 57.8881 | 16043.1522 | 1072.9612 | 0 | 16485.7333 | 1532.2248 | 0 | 17152.0029 | 2828.8061 | 0
5072 | 57.8995 | 16042.8646 | 1072.2069 | 0 | 16485.6103 | 1531.242 | 0 | 17150.7157 | 2828.7865 | 0
5073 | 57.911 | 16041.9694 | 1071.7009 | 0 | 16485.2533 | 1530.2014 | 0 | 17149.7862 | 2828.7491 | 0
5074 | 57.9224 | 16041.7849 | 1071.5571 | 0 | 16485.1812 | 1529.4001 | 0 | 17149.6841 | 2828.3298 | 0
5075 | 57.9338 | 16041.5054 | 1071.5274 | 0 | 16483.7516 | 1528.5311 | 0 | 17148.4965 | 2827.1608 | 0
5076 | 57.9452 | 16041.4523 | 1069.7346 | 0 | 16483.6522 | 1528.2303 | 0 | 17148.44 | 2827.0871 | 0
5077 | 57.9566 | 16040.3308 | 1067.3117 | 0 | 16482.8703 | 1528.1682 | 0 | 17147.0667 | 2825.5979 | 0
5078 | 57.968 | 16038.7499 | 1067.0123 | 0 | 16482.6788 | 1526.6605 | 0 | 17146.5605 | 2825.3703 | 0
5079 | 57.9795 | 16038.7237 | 1066.5511 | 0 | 16482.5176 | 1526.4949 | 0 | 17145.7458 | 2824.9739 | 0
5080 | 57.9909 | 16038.5535 | 1066.0465 | 0 | 16481.441 | 1526.272 | 0 | 17143.2588 | 2824.5874 | 0
5081 | 58.0023 | 16038.1525 | 1065.8142 | 0 | 16481.0817 | 1525.5575 | 0 | 17142.8866 | 2824.3061 | 0
5082 | 58.0137 | 16036.7718 | 1064.7685 | 0 | 16480.5077 | 1524.8979 | 0 | 17141.7156 | 2823.929 | 0
5083 | 58.0251 | 16036.7467 | 1064.5821 | 0 | 16480.4107 | 1523.2774 | 0 | 17141.5962 | 2822.9516 | 0
5084 | 58.0365 | 16036.6383 | 1063.3667 | 0 | 16480.0123 | 1523.0674 | 0 | 17141.3827 | 2821.2762 | 0
5085 | 58.0479 | 16036.4662 | 1062.9098 | 0 | 16478.2362 | 1522.0854 | 0 | 17140.4242 | 2820.2532 | 0
5086 | 58.0594 | 16035.1913 | 1061.4324 | 0 | 16477.4832 | 1521.8124 | 0 | 17138.7905 | 2818.8739 | 0
5087 | 58.0708 | 16034.8536 | 1060.8546 | 0 | 16474.6868 | 1521.6488 | 0 | 17138.1915 | 2817.2948 | 0
5088 | 58.0822 | 16033.7246 | 1060.7403 | 0 | 16474.0717 | 1520.7598 | 0 | 17136.7619 | 2817.0577 | 0
5089 | 58.0936 | 16033.0568 | 1058.2358 | 0 | 16474.0694 | 1520.2999 | 0 | 17136.5189 | 2816.9005 | 0
5090 | 58.105 | 16032.8824 | 1057.6509 | 0 | 16473.7505 | 1520.2195 | 0 | 17136.3719 | 2815.1982 | 0
5091 | 58.1164 | 16032.8617 | 1056.9946 | 0 | 16472.4012 | 1520.185 | 0 | 17136.3401 | 2814.9197 | 0
5092 | 58.1279 | 16032.3327 | 1056.5527 | 0 | 16472.3356 | 1519.87 | 0 | 17136.2412 | 2814.7836 | 0
5093 | 58.1393 | 16032.2644 | 1054.9129 | 0 | 16471.0009 | 1519.377 | 0 | 17135.8564 | 2813.8136 | 0
5094 | 58.1507 | 16032.1005 | 1054.0791 | 0 | 16470.7924 | 1519.253 | 0 | 17135.5234 | 2812.6362 | 0
5095 | 58.1621 | 16031.6633 | 1053.8787 | 0 | 16469.9542 | 1518.2862 | 0 | 17134.0386 | 2812.0189 | 0
5096 | 58.1735 | 16030.4593 | 1052.3319 | 0 | 16468.9886 | 1517.9429 | 0 | 17131.4892 | 2810.0685 | 0
5097 | 58.1849 | 16030.3833 | 1051.9863 | 0 | 16468.7614 | 1516.816 | 0 | 17130.0429 | 2809.9837 | 0
5098 | 58.1963 | 16030.3574 | 1051.831 | 0 | 16468.4499 | 1516.3531 | 0 | 17127.7626 | 2809.8207 | 0
5099 | 58.2078 | 16030.3559 | 1051.4776 | 0 | 16468.1342 | 1515.386 | 0 | 17126.5194 | 2808.5514 | 0
5100 | 58.2192 | 16030.0775 | 1050.5462 | 0 | 16467.9173 | 1514.8235 | 0 | 17125.5713 | 2807.7768 | 0
5101 | 58.2306 | 16030.046 | 1049.2999 | 0 | 16467.9093 | 1513.1966 | 0 | 17124.6567 | 2807.6443 | 0
5102 | 58.242 | 16029.2256 | 1049.2129 | 0 | 16467.8955 | 1513.1288 | 0 | 17124.58 | 2806.9086 | 0
5103 | 58.2534 | 16028.5308 | 1048.2069 | 0 | 16466.9306 | 1512.8688 | 0 | 17124.4399 | 2806.0732 | 0
5104 | 58.2648 | 16028.4158 | 1048.0227 | 0 | 16465.5345 | 1512.6439 | 0 | 17124.2798 | 2806.0485 | 0
5105 | 58.2763 | 16028.4158 | 1047.0662 | 0 | 16465.3713 | 1511.8124 | 0 | 17123.5836 | 2804.9231 | 0
5106 | 58.2877 | 16028.4158 | 1044.3417 | 0 | 16465.2572 | 1511.1065 | 0 | 17123.0975 | 2804.664 | 0
5107 | 58.2991 | 16024.8765 | 1043.7209 | 0 | 16465.0431 | 1510.2707 | 0 | 17122.3647 | 2803.9151 | 0
5108 | 58.3105 | 16024.8155 | 1042.8547 | 0 | 16464.0846 | 1508.9849 | 0 | 17122.0854 | 2803.9078 | 0
5109 | 58.3219 | 16024.6285 | 1042.6967 | 0 | 16463.6168 | 1507.8495 | 0 | 17121.5455 | 2802.6861 | 0
5110 | 58.3333 | 16024.5352 | 1042.3164 | 0 | 16463.5367 | 1507.5862 | 0 | 17120.8258 | 2801.8242 | 0
5111 | 58.3447 | 16023.7556 | 1041.4201 | 0 | 16463.1718 | 1506.5497 | 0 | 17120.787 | 2801.3518 | 0
5112 | 58.3562 | 16023.2722 | 1040.3939 | 0 | 16462.4683 | 1505.903 | 0 | 17120.5981 | 2796.5038 | 0
5113 | 58.3676 | 16023.0045 | 1040.3854 | 0 | 16461.5938 | 1505.6559 | 0 | 17119.6336 | 2795.4896 | 0
5114 | 58.379 | 16022.1214 | 1037.6518 | 0 | 16459.8622 | 1504.1397 | 0 | 17118.3825 | 2792.5545 | 0
5115 | 58.3904 | 16021.7888 | 1037.2146 | 0 | 16459.2196 | 1503.2572 | 0 | 17117.9705 | 2791.2196 | 0
5116 | 58.4018 | 16020.8738 | 1036.0722 | 0 | 16458.1129 | 1501.4558 | 0 | 17116.9243 | 2789.9301 | 0
5117 | 58.4132 | 16020.6394 | 1035.3786 | 0 | 16457.4183 | 1500.6781 | 0 | 17115.3323 | 2789.7331 | 0
5118 | 58.4247 | 16020.364 | 1034.2721 | 0 | 16457.3916 | 1500.0194 | 0 | 17115.0676 | 2789.4055 | 0
5119 | 58.4361 | 16020.1395 | 1033.7791 | 0 | 16457.2585 | 1499.8883 | 0 | 17114.5506 | 2788.2087 | 0
5120 | 58.4475 | 16018.2571 | 1033.5336 | 0 | 16457.0369 | 1498.9426 | 0 | 17114.4962 | 2786.1118 | 0
5121 | 58.4589 | 16017.9899 | 1032.5897 | 0 | 16456.7659 | 1497.491 | 0 | 17114.3882 | 2785.3955 | 0
5122 | 58.4703 | 16017.8927 | 1031.648 | 0 | 16455.6167 | 1497.1537 | 0 | 17114.0949 | 2784.9159 | 0
5123 | 58.4817 | 16017.0215 | 1030.8355 | 0 | 16455.2754 | 1496.9782 | 0 | 17114.0546 | 2784.1897 | 0
5124 | 58.4932 | 16015.4594 | 1030.1862 | 0 | 16455.2018 | 1496.5884 | 0 | 17114.0349 | 2783.256 | 0
5125 | 58.5046 | 16014.1235 | 1029.9198 | 0 | 16454.2024 | 1495.5079 | 0 | 17113.8308 | 2783.1344 | 0
5126 | 58.516 | 16013.294 | 1029.6874 | 0 | 16454.1847 | 1495.5013 | 0 | 17113.7004 | 2782.6839 | 0
5127 | 58.5274 | 16012.8206 | 1029.6339 | 0 | 16454.1445 | 1495.2158 | 0 | 17112.7874 | 2782.3036 | 0
5128 | 58.5388 | 16012.6689 | 1029.1878 | 0 | 16453.6974 | 1494.6341 | 0 | 17111.7228 | 2782.0564 | 0
5129 | 58.5502 | 16011.8639 | 1026.9821 | 0 | 16452.8446 | 1494.084 | 0 | 17111.7037 | 2781.5353 | 0
5130 | 58.5616 | 16011.2314 | 1026.6848 | 0 | 16452.7507 | 1493.6693 | 0 | 17109.2046 | 2781.5271 | 0
5131 | 58.5731 | 16008.5411 | 1026.2778 | 0 | 16452.6269 | 1493.0526 | 0 | 17108.8187 | 2781.4154 | 0
5132 | 58.5845 | 16008.2323 | 1025.9331 | 0 | 16451.8591 | 1491.854 | 0 | 17107.3501 | 2780.6465 | 0
5133 | 58.5959 | 16007.8765 | 1025.8187 | 0 | 16451.853 | 1488.4367 | 0 | 17107.1162 | 2779.9997 | 0
5134 | 58.6073 | 16007.5687 | 1024.5381 | 0 | 16451.589 | 1487.2485 | 0 | 17105.4224 | 2779.3818 | 0
5135 | 58.6187 | 16007.5047 | 1024.3944 | 0 | 16449.6564 | 1485.767 | 0 | 17105.3471 | 2778.7283 | 0
5136 | 58.6301 | 16007.4669 | 1024.1406 | 0 | 16449.3808 | 1483.7352 | 0 | 17105.0891 | 2778.3952 | 0
5137 | 58.6416 | 16004.6981 | 1024.1374 | 0 | 16447.9555 | 1483.5127 | 0 | 17104.5089 | 2778.2058 | 0
5138 | 58.653 | 16004.0679 | 1023.9722 | 0 | 16447.6745 | 1482.142 | 0 | 17103.3744 | 2777.7492 | 0
5139 | 58.6644 | 16002.2948 | 1023.9624 | 0 | 16447.6454 | 1481.2113 | 0 | 17102.5977 | 2773.8943 | 0
5140 | 58.6758 | 16002.1508 | 1023.6487 | 0 | 16447.1038 | 1481.1298 | 0 | 17101.9352 | 2773.8163 | 0
5141 | 58.6872 | 16001.6243 | 1023.4815 | 0 | 16446.39 | 1480.2265 | 0 | 17101.7451 | 2773.7727 | 0
5142 | 58.6986 | 16001.3486 | 1022.5572 | 0 | 16446.2838 | 1479.6151 | 0 | 17101.2327 | 2773.7203 | 0
5143 | 58.71 | 16001.2729 | 1022.2839 | 0 | 16446.0366 | 1478.5433 | 0 | 17100.3793 | 2772.4543 | 0
5144 | 58.7215 | 16000.3768 | 1021.7553 | 0 | 16445.5528 | 1477.7028 | 0 | 17098.3502 | 2770.6997 | 0
5145 | 58.7329 | 16000.3657 | 1020.4708 | 0 | 16445.0457 | 1477.2147 | 0 | 17097.5735 | 2770.2549 | 0
5146 | 58.7443 | 16000.3555 | 1020.0083 | 0 | 16445.0178 | 1477.0197 | 0 | 17096.745 | 2770.1731 | 0
5147 | 58.7557 | 15999.6419 | 1018.5237 | 0 | 16444.5035 | 1475.7327 | 0 | 17093.2088 | 2769.7593 | 0
5148 | 58.7671 | 15999.1183 | 1018.3505 | 0 | 16444.3607 | 1475.231 | 0 | 17093.0962 | 2769.3363 | 0
5149 | 58.7785 | 15999.086 | 1018.0079 | 0 | 16444.1635 | 1475.1444 | 0 | 17092.4386 | 2769.2211 | 0
5150 | 58.79 | 15999.0089 | 1017.8076 | 0 | 16443.7947 | 1474.3433 | 0 | 17092.0939 | 2767.7667 | 0
5151 | 58.8014 | 15998.6443 | 1017.7838 | 0 | 16443.3199 | 1473.8557 | 0 | 17091.6467 | 2767.5417 | 0
5152 | 58.8128 | 15998.5019 | 1017.367 | 0 | 16442.9769 | 1473.6476 | 0 | 17091.0595 | 2767.4529 | 0
5153 | 58.8242 | 15997.7668 | 1014.7425 | 0 | 16442.9251 | 1473.0987 | 0 | 17089.512 | 2767.08 | 0
5154 | 58.8356 | 15996.7047 | 1014.5935 | 0 | 16442.3534 | 1472.5394 | 0 | 17089.3683 | 2766.7324 | 0
5155 | 58.847 | 15996.3755 | 1014.5869 | 0 | 16442.0486 | 1472.1621 | 0 | 17088.7416 | 2766.6061 | 0
5156 | 58.8584 | 15996.3497 | 1013.3341 | 0 | 16440.9503 | 1471.8742 | 0 | 17087.5886 | 2766.3518 | 0
5157 | 58.8699 | 15995.7446 | 1012.9271 | 0 | 16440.6197 | 1471.1886 | 0 | 17087.1917 | 2765.9359 | 0
5158 | 58.8813 | 15995.5795 | 1009.9593 | 0 | 16440.3792 | 1471.0515 | 0 | 17087.0619 | 2764.0001 | 0
5159 | 58.8927 | 15995.5433 | 1008.9964 | 0 | 16439.4681 | 1470.0824 | 0 | 17086.9591 | 2763.101 | 0
5160 | 58.9041 | 15995.3094 | 1008.841 | 0 | 16439.2497 | 1469.1462 | 0 | 17086.8126 | 2760.7764 | 0
5161 | 58.9155 | 15994.6434 | 1008.7641 | 0 | 16438.6918 | 1469.0311 | 0 | 17085.0489 | 2760.6265 | 0
5162 | 58.9269 | 15993.4009 | 1008.6529 | 0 | 16438.1813 | 1467.627 | 0 | 17085.0489 | 2760.5909 | 0
5163 | 58.9384 | 15993.286 | 1008.3325 | 0 | 16437.9609 | 1466.7323 | 0 | 17084.6664 | 2760.5359 | 0
5164 | 58.9498 | 15993.2754 | 1005.7474 | 0 | 16437.4748 | 1465.6835 | 0 | 17084.404 | 2760.019 | 0
5165 | 58.9612 | 15992.7324 | 1005.4926 | 0 | 16437.4366 | 1465.318 | 0 | 17083.8943 | 2758.8332 | 0
5166 | 58.9726 | 15992.7324 | 1005.0237 | 0 | 16436.6246 | 1465.0612 | 0 | 17083.4942 | 2758.5164 | 0
5167 | 58.984 | 15990.4166 | 1004.3039 | 0 | 16436.4664 | 1462.0803 | 0 | 17082.6949 | 2757.2489 | 0
5168 | 58.9954 | 15989.7248 | 1003.6926 | 0 | 16435.9106 | 1461.0652 | 0 | 17082.3844 | 2755.9021 | 0
5169 | 59.0068 | 15989.2398 | 1003.4047 | 0 | 16434.577 | 1459.1136 | 0 | 17081.7689 | 2755.1458 | 0
5170 | 59.0183 | 15989.2327 | 1002.6832 | 0 | 16433.8761 | 1457.6539 | 0 | 17080.9399 | 2754.0007 | 0
5171 | 59.0297 | 15989.1037 | 1001.6978 | 0 | 16433.6879 | 1455.7217 | 0 | 17080.2124 | 2752.9529 | 0
5172 | 59.0411 | 15988.3756 | 1001.6107 | 0 | 16431.9492 | 1455.3127 | 0 | 17079.6694 | 2752.7941 | 0
5173 | 59.0525 | 15987.7818 | 1001.0475 | 0 | 16431.2199 | 1454.8514 | 0 | 17077.7611 | 2752.7551 | 0
5174 | 59.0639 | 15986.531 | 1000.942 | 0 | 16431.1721 | 1453.6866 | 0 | 17077.433 | 2750.4452 | 0
5175 | 59.0753 | 15986.4807 | 1000.2775 | 0 | 16430.923 | 1453.5233 | 0 | 17076.9452 | 2750.2639 | 0
5176 | 59.0868 | 15985.2747 | 999.0067 | 0 | 16430.6041 | 1452.6879 | 0 | 17076.3285 | 2748.9889 | 0
5177 | 59.0982 | 15983.9701 | 998.9952 | 0 | 16430.5467 | 1451.8286 | 0 | 17073.0769 | 2747.9564 | 0
5178 | 59.1096 | 15982.8361 | 998.1532 | 0 | 16430.4927 | 1451.7423 | 0 | 17072.408 | 2745.8579 | 0
5179 | 59.121 | 15982.1291 | 998.0689 | 0 | 16430.4821 | 1450.2874 | 0 | 17071.1755 | 2745.6749 | 0
5180 | 59.1324 | 15981.7466 | 997.9238 | 0 | 16430.1461 | 1449.5453 | 0 | 17070.0702 | 2744.8638 | 0
5181 | 59.1438 | 15981.3708 | 997.8488 | 0 | 16429.669 | 1449.0276 | 0 | 17069.9047 | 2742.9087 | 0
5182 | 59.1553 | 15980.7817 | 996.0284 | 0 | 16429.4408 | 1449.0259 | 0 | 17069.525 | 2742.2366 | 0
5183 | 59.1667 | 15979.1604 | 994.5256 | 0 | 16428.3734 | 1448.9792 | 0 | 17069.2626 | 2742.204 | 0
5184 | 59.1781 | 15977.9146 | 993.8673 | 0 | 16427.7421 | 1447.5477 | 0 | 17069.2179 | 2742.1591 | 0
5185 | 59.1895 | 15976.8217 | 989.3074 | 0 | 16427.1749 | 1446.6007 | 0 | 17068.8626 | 2741.8961 | 0
5186 | 59.2009 | 15976.5947 | 987.6603 | 0 | 16425.4077 | 1444.697 | 0 | 17068.7482 | 2740.7214 | 0
5187 | 59.2123 | 15976.4474 | 987.2258 | 0 | 16425.0146 | 1444.3175 | 0 | 17068.6957 | 2738.5863 | 0
5188 | 59.2237 | 15976.2866 | 986.5933 | 0 | 16423.7727 | 1441.3234 | 0 | 17068.5693 | 2738.5476 | 0
5189 | 59.2352 | 15975.9913 | 986.0842 | 0 | 16423.1769 | 1440.8804 | 0 | 17067.0724 | 2738.258 | 0
5190 | 59.2466 | 15975.1777 | 986.0336 | 0 | 16422.3094 | 1440.5192 | 0 | 17066.6258 | 2737.4355 | 0
5191 | 59.258 | 15974.0659 | 985.2044 | 0 | 16420.9034 | 1440.4285 | 0 | 17065.8202 | 2736.7189 | 0
5192 | 59.2694 | 15974.0186 | 984.0197 | 0 | 16420.2265 | 1440.1629 | 0 | 17063.6991 | 2736.6361 | 0
5193 | 59.2808 | 15974.0007 | 983.8398 | 0 | 16419.5076 | 1439.6368 | 0 | 17062.5229 | 2735.8281 | 0
5194 | 59.2922 | 15973.6281 | 983.6528 | 0 | 16419.4794 | 1439.2974 | 0 | 17061.9399 | 2735.6943 | 0
5195 | 59.3037 | 15973.1168 | 982.5164 | 0 | 16419.2571 | 1438.6662 | 0 | 17061.9036 | 2735.1219 | 0
5196 | 59.3151 | 15972.0571 | 981.6004 | 0 | 16418.2596 | 1438.3426 | 0 | 17060.2196 | 2734.7953 | 0
5197 | 59.3265 | 15971.5886 | 979.5303 | 0 | 16417.1364 | 1437.9051 | 0 | 17059.3342 | 2734.3923 | 0
5198 | 59.3379 | 15970.8525 | 979.314 | 0 | 16416.9011 | 1437.5674 | 0 | 17059.2519 | 2734.0915 | 0
5199 | 59.3493 | 15970.2024 | 979.2202 | 0 | 16415.9479 | 1437.3302 | 0 | 17059.2026 | 2733.8129 | 0
5200 | 59.3607 | 15970.195 | 978.3888 | 0 | 16415.2204 | 1436.9911 | 0 | 17058.8291 | 2732.461 | 0
5201 | 59.3721 | 15969.8649 | 978.3398 | 0 | 16414.3126 | 1436.6461 | 0 | 17058.1878 | 2730.6828 | 0
5202 | 59.3836 | 15969.3652 | 977.7056 | 0 | 16413.0062 | 1436.3257 | 0 | 17057.2744 | 2727.7914 | 0
5203 | 59.395 | 15966.7058 | 977.6122 | 0 | 16412.3018 | 1434.0399 | 0 | 17055.7485 | 2727.7507 | 0
5204 | 59.4064 | 15966.4747 | 977.4233 | 0 | 16411.6596 | 1433.9214 | 0 | 17052.985 | 2726.2339 | 0
5205 | 59.4178 | 15966.3744 | 977.2675 | 0 | 16411.4227 | 1430.9766 | 0 | 17052.3573 | 2726.0088 | 0
5206 | 59.4292 | 15965.3094 | 977.2566 | 0 | 16410.3572 | 1430.14 | 0 | 17051.7619 | 2723.2659 | 0
5207 | 59.4406 | 15964.7887 | 976.4109 | 0 | 16410.3505 | 1429.9936 | 0 | 17049.4056 | 2722.937 | 0
5208 | 59.4521 | 15963.4249 | 975.2709 | 0 | 16410.349 | 1429.8616 | 0 | 17048.0144 | 2722.1844 | 0
5209 | 59.4635 | 15962.7653 | 975.1207 | 0 | 16410.3237 | 1429.6536 | 0 | 17047.6123 | 2722.0635 | 0
5210 | 59.4749 | 15961.4015 | 974.8441 | 0 | 16410.1603 | 1428.148 | 0 | 17045.7812 | 2721.8876 | 0
5211 | 59.4863 | 15960.7967 | 974.0058 | 0 | 16409.5215 | 1427.8512 | 0 | 17044.8738 | 2721.2636 | 0
5212 | 59.4977 | 15960.2081 | 973.7976 | 0 | 16409.4867 | 1427.7506 | 0 | 17044.4139 | 2720.7995 | 0
5213 | 59.5091 | 15959.9537 | 973.5633 | 0 | 16409.374 | 1425.052 | 0 | 17042.9351 | 2720.3706 | 0
5214 | 59.5205 | 15959.574 | 973.2416 | 0 | 16407.5613 | 1424.993 | 0 | 17041.1509 | 2719.8591 | 0
5215 | 59.532 | 15959.1998 | 971.9017 | 0 | 16407.3277 | 1424.1154 | 0 | 17040.4469 | 2719.1375 | 0
5216 | 59.5434 | 15959.0048 | 970.711 | 0 | 16407.262 | 1423.7417 | 0 | 17040.2451 | 2717.9599 | 0
5217 | 59.5548 | 15958.5123 | 970.5484 | 0 | 16407.0573 | 1423.0843 | 0 | 17040.0276 | 2717.8068 | 0
5218 | 59.5662 | 15958.1038 | 968.5708 | 0 | 16406.3328 | 1422.7626 | 0 | 17038.636 | 2717.321 | 0
5219 | 59.5776 | 15956.7218 | 968.3659 | 0 | 16406.2782 | 1422.7275 | 0 | 17036.5335 | 2715.8458 | 0
5220 | 59.589 | 15956.1175 | 967.5317 | 0 | 16406.1348 | 1421.1154 | 0 | 17036.2122 | 2715.7517 | 0
5221 | 59.6005 | 15954.7917 | 963.7621 | 0 | 16404.8086 | 1419.8441 | 0 | 17035.9462 | 2715.3321 | 0
5222 | 59.6119 | 15954.6339 | 963.2863 | 0 | 16403.8779 | 1419.4714 | 0 | 17034.6364 | 2711.9226 | 0
5223 | 59.6233 | 15954.5291 | 960.6387 | 0 | 16403.2497 | 1418.8514 | 0 | 17034.2883 | 2711.9027 | 0
5224 | 59.6347 | 15954.3511 | 959.7448 | 0 | 16401.738 | 1417.9856 | 0 | 17033.9394 | 2711.205 | 0
5225 | 59.6461 | 15953.5553 | 957.4021 | 0 | 16401.5747 | 1417.9301 | 0 | 17033.3398 | 2710.6879 | 0
5226 | 59.6575 | 15953.0424 | 956.3745 | 0 | 16398.6492 | 1415.6682 | 0 | 17033.3398 | 2709.4324 | 0
5227 | 59.6689 | 15952.9795 | 956.272 | 0 | 16398.285 | 1414.3824 | 0 | 17032.5142 | 2706.6926 | 0
5228 | 59.6804 | 15952.8157 | 955.6009 | 0 | 16397.8915 | 1413.9377 | 0 | 17032.3758 | 2706.1823 | 0
5229 | 59.6918 | 15952.7603 | 954.2844 | 0 | 16397.5263 | 1411.3652 | 0 | 17032.3694 | 2705.7379 | 0
5230 | 59.7032 | 15951.8408 | 954.2051 | 0 | 16396.8288 | 1408.4767 | 0 | 17032.3312 | 2704.0374 | 0
5231 | 59.7146 | 15951.4957 | 954.0471 | 0 | 16396.2851 | 1407.5908 | 0 | 17032.0327 | 2704.0109 | 0
5232 | 59.726 | 15950.6187 | 953.7886 | 0 | 16395.0464 | 1406.2113 | 0 | 17031.6719 | 2703.6847 | 0
5233 | 59.7374 | 15949.5057 | 953.2219 | 0 | 16394.5739 | 1404.0248 | 0 | 17029.5838 | 2702.7105 | 0
5234 | 59.7489 | 15947.7896 | 952.6523 | 0 | 16394.1786 | 1402.5622 | 0 | 17027.0743 | 2701.097 | 0
5235 | 59.7603 | 15945.9436 | 952.4574 | 0 | 16394.0679 | 1401.5501 | 0 | 17027.0394 | 2700.3659 | 0
5236 | 59.7717 | 15944.4492 | 951.4542 | 0 | 16392.9951 | 1401.0426 | 0 | 17026.9933 | 2700.2049 | 0
5237 | 59.7831 | 15944.1511 | 950.8043 | 0 | 16391.3524 | 1400.3183 | 0 | 17024.4924 | 2700.0975 | 0
5238 | 59.7945 | 15944.0838 | 950.6455 | 0 | 16389.93 | 1399.5361 | 0 | 17024.3383 | 2699.6677 | 0
5239 | 59.8059 | 15943.7267 | 949.4135 | 0 | 16388.9069 | 1396.8809 | 0 | 17024.2657 | 2699.2579 | 0
5240 | 59.8174 | 15942.9308 | 945.6312 | 0 | 16388.9044 | 1396.8719 | 0 | 17023.1126 | 2698.6597 | 0
5241 | 59.8288 | 15942.2625 | 944.5622 | 0 | 16388.8901 | 1396.4832 | 0 | 17022.2206 | 2697.2142 | 0
5242 | 59.8402 | 15941.4429 | 944.3907 | 0 | 16388.8505 | 1395.8584 | 0 | 17022.0902 | 2696.8075 | 0
5243 | 59.8516 | 15940.7683 | 943.8458 | 0 | 16388.6863 | 1393.3626 | 0 | 17022.0246 | 2695.8852 | 0
5244 | 59.863 | 15940.3183 | 943.4113 | 0 | 16387.7997 | 1391.536 | 0 | 17021.7274 | 2695.2918 | 0
5245 | 59.8744 | 15940.1175 | 942.1436 | 0 | 16387.6257 | 1389.6126 | 0 | 17020.9355 | 2694.9819 | 0
5246 | 59.8858 | 15939.3833 | 940.6451 | 0 | 16387.1433 | 1389.5852 | 0 | 17019.8725 | 2694.9699 | 0
5247 | 59.8973 | 15937.6431 | 940.2479 | 0 | 16385.6785 | 1389.4755 | 0 | 17019.1884 | 2693.1324 | 0
5248 | 59.9087 | 15937.488 | 939.6828 | 0 | 16385.0315 | 1388.0965 | 0 | 17018.8986 | 2692.7296 | 0
5249 | 59.9201 | 15936.8805 | 939.593 | 0 | 16384.8383 | 1387.9979 | 0 | 17017.5631 | 2692.0549 | 0
5250 | 59.9315 | 15936.6889 | 938.9427 | 0 | 16384.6473 | 1387.1764 | 0 | 17017.3098 | 2691.9988 | 0
5251 | 59.9429 | 15936.5618 | 938.404 | 0 | 16384.5109 | 1387.1091 | 0 | 17015.4904 | 2689.8029 | 0
5252 | 59.9543 | 15936.3248 | 937.8414 | 0 | 16383.1541 | 1385.1005 | 0 | 17014.6439 | 2689.32 | 0
5253 | 59.9658 | 15934.6628 | 936.8573 | 0 | 16382.8476 | 1384.8078 | 0 | 17013.597 | 2689.1712 | 0
5254 | 59.9772 | 15933.8029 | 936.3909 | 0 | 16378.6731 | 1384.7341 | 0 | 17013.4428 | 2689.0076 | 0
5255 | 59.9886 | 15933.6964 | 935.9546 | 0 | 16378.4048 | 1384.2644 | 0 | 17010.0295 | 2687.7376 | 0
5256 | 60 | 15933.2246 | 933.5526 | 0 | 16377.2212 | 1383.8449 | 0 | 17009.9928 | 2684.7811 | 0
5257 | 60.0114 | 15931.557 | 933.4596 | 0 | 16377.13 | 1383.6556 | 0 | 17009.9807 | 2684.5556 | 0
5258 | 60.0228 | 15931.2673 | 933.3376 | 0 | 16377.1264 | 1383.2735 | 0 | 17008.549 | 2682.2949 | 0
5259 | 60.0342 | 15930.1037 | 932.5106 | 0 | 16376.6503 | 1382.0567 | 0 | 17008.1843 | 2682.1909 | 0
5260 | 60.0457 | 15928.8709 | 931.8782 | 0 | 16376.6092 | 1381.8747 | 0 | 17008.1165 | 2682.1261 | 0
5261 | 60.0571 | 15927.5343 | 931.697 | 0 | 16376.4949 | 1381.713 | 0 | 17006.6801 | 2680.7393 | 0
5262 | 60.0685 | 15926.9098 | 930.9567 | 0 | 16374.0773 | 1381.0632 | 0 | 17005.5312 | 2680.6689 | 0
5263 | 60.0799 | 15926.1549 | 930.4596 | 0 | 16373.5987 | 1380.7522 | 0 | 17003.4699 | 2677.6182 | 0
5264 | 60.0913 | 15925.6056 | 927.6095 | 0 | 16373.5666 | 1378.9879 | 0 | 17000.185 | 2676.9004 | 0
5265 | 60.1027 | 15925.1881 | 927.1213 | 0 | 16373.3599 | 1378.8681 | 0 | 17000.1543 | 2676.0182 | 0
5266 | 60.1142 | 15922.6211 | 926.4371 | 0 | 16371.8778 | 1378.4994 | 0 | 16999.7972 | 2675.8889 | 0
5267 | 60.1256 | 15922.6071 | 925.9673 | 0 | 16370.9744 | 1378.4911 | 0 | 16999.3217 | 2675.5002 | 0
5268 | 60.137 | 15920.1741 | 925.2852 | 0 | 16369.9738 | 1378.4208 | 0 | 16998.7574 | 2673.094 | 0
5269 | 60.1484 | 15920.1391 | 925.0143 | 0 | 16369.4875 | 1377.5632 | 0 | 16996.332 | 2672.5181 | 0
5270 | 60.1598 | 15918.4968 | 924.6298 | 0 | 16368.3451 | 1377.4975 | 0 | 16996.2951 | 2672.4112 | 0
5271 | 60.1712 | 15917.5928 | 923.6991 | 0 | 16368.3289 | 1375.3398 | 0 | 16995.725 | 2672.2897 | 0
5272 | 60.1826 | 15917.0466 | 922.4148 | 0 | 16367.7601 | 1372.6929 | 0 | 16995.675 | 2668.9797 | 0
5273 | 60.1941 | 15916.8436 | 921.1932 | 0 | 16364.1713 | 1372.1526 | 0 | 16995.5411 | 2668.3384 | 0
5274 | 60.2055 | 15916.5312 | 921.1033 | 0 | 16363.8166 | 1372.1115 | 0 | 16994.6819 | 2668.0518 | 0
5275 | 60.2169 | 15916.3164 | 920.6456 | 0 | 16363.0562 | 1370.7672 | 0 | 16994.5426 | 2666.6817 | 0
5276 | 60.2283 | 15916.0758 | 919.6007 | 0 | 16362.0753 | 1369.9922 | 0 | 16994.4735 | 2666.1589 | 0
5277 | 60.2397 | 15915.9837 | 919.2535 | 0 | 16361.8854 | 1369.1784 | 0 | 16993.8573 | 2665.5135 | 0
5278 | 60.2511 | 15915.033 | 918.7611 | 0 | 16361.8488 | 1367.4517 | 0 | 16992.1953 | 2663.8291 | 0
5279 | 60.2626 | 15914.4282 | 918.7119 | 0 | 16361.1879 | 1367.3116 | 0 | 16991.5516 | 2663.645 | 0
5280 | 60.274 | 15914.2792 | 918.2342 | 0 | 16360.775 | 1367.2206 | 0 | 16990.4091 | 2661.328 | 0
5281 | 60.2854 | 15913.9408 | 918.078 | 0 | 16360.7373 | 1366.7261 | 0 | 16990.1027 | 2660.2504 | 0
5282 | 60.2968 | 15911.9343 | 918.0063 | 0 | 16360.1282 | 1366.6922 | 0 | 16989.2047 | 2660.2035 | 0
5283 | 60.3082 | 15909.8639 | 916.8286 | 0 | 16359.9935 | 1366.0672 | 0 | 16988.1289 | 2660.0682 | 0
5284 | 60.3196 | 15909.5039 | 914.9198 | 0 | 16359.1365 | 1366.0207 | 0 | 16988.0292 | 2659.0283 | 0
5285 | 60.3311 | 15909.2672 | 913.2292 | 0 | 16357.9471 | 1365.6632 | 0 | 16987.3688 | 2658.4351 | 0
5286 | 60.3425 | 15908.9245 | 913.0035 | 0 | 16356.6705 | 1365.4681 | 0 | 16987.243 | 2656.5039 | 0
5287 | 60.3539 | 15908.8068 | 912.8209 | 0 | 16356.6381 | 1363.4362 | 0 | 16985.0045 | 2656.1648 | 0
5288 | 60.3653 | 15908.7172 | 912.0127 | 0 | 16356.007 | 1362.9213 | 0 | 16984.8113 | 2655.8389 | 0
5289 | 60.3767 | 15908.4849 | 911.6531 | 0 | 16355.5089 | 1362.5057 | 0 | 16984.6699 | 2654.5144 | 0
5290 | 60.3881 | 15908.0303 | 910.7211 | 0 | 16355.0085 | 1361.8472 | 0 | 16984.6631 | 2654.0808 | 0
5291 | 60.3995 | 15907.936 | 910.5876 | 0 | 16354.5811 | 1361.3844 | 0 | 16984.6294 | 2652.3923 | 0
5292 | 60.411 | 15907.5459 | 909.6653 | 0 | 16354.0147 | 1360.4562 | 0 | 16984.2599 | 2651.644 | 0
5293 | 60.4224 | 15905.7479 | 908.874 | 0 | 16353.0923 | 1358.5752 | 0 | 16984.1969 | 2651.6408 | 0
5294 | 60.4338 | 15904.426 | 907.2644 | 0 | 16352.4283 | 1358.3677 | 0 | 16983.9433 | 2651.6127 | 0
5295 | 60.4452 | 15904.1656 | 905.4245 | 0 | 16351.4544 | 1357.9626 | 0 | 16983.8362 | 2651.542 | 0
5296 | 60.4566 | 15903.1734 | 905.3735 | 0 | 16350.678 | 1357.2538 | 0 | 16981.4125 | 2650.5394 | 0
5297 | 60.468 | 15902.5815 | 904.048 | 0 | 16349.6193 | 1356.2317 | 0 | 16981.3577 | 2650.5277 | 0
5298 | 60.4795 | 15901.5319 | 903.9745 | 0 | 16348.9372 | 1356.1722 | 0 | 16981.2921 | 2650.3481 | 0
5299 | 60.4909 | 15900.8654 | 903.9694 | 0 | 16348.0927 | 1354.0756 | 0 | 16980.4598 | 2650.2618 | 0
5300 | 60.5023 | 15900.7231 | 903.432 | 0 | 16347.9975 | 1353.2385 | 0 | 16979.1441 | 2650.0778 | 0
5301 | 60.5137 | 15900.3169 | 903.0973 | 0 | 16347.9421 | 1353.1235 | 0 | 16975.4164 | 2649.9344 | 0
5302 | 60.5251 | 15898.3918 | 902.8606 | 0 | 16347.6801 | 1352.8965 | 0 | 16975.3761 | 2649.6526 | 0
5303 | 60.5365 | 15897.8198 | 902.2178 | 0 | 16347.4149 | 1352.7883 | 0 | 16974.3408 | 2647.525 | 0
5304 | 60.5479 | 15897.7449 | 901.0885 | 0 | 16347.1732 | 1352.439 | 0 | 16973.9493 | 2645.5978 | 0
5305 | 60.5594 | 15897.696 | 901.0174 | 0 | 16346.4524 | 1352.309 | 0 | 16973.1267 | 2644.0735 | 0
5306 | 60.5708 | 15897.1778 | 898.7934 | 0 | 16343.6123 | 1350.9475 | 0 | 16972.7258 | 2642.5658 | 0
5307 | 60.5822 | 15896.7665 | 898.3715 | 0 | 16339.0245 | 1349.5362 | 0 | 16971.6717 | 2641.9779 | 0
5308 | 60.5936 | 15896.6423 | 897.0894 | 0 | 16338.8988 | 1349.3326 | 0 | 16971.4752 | 2641.0862 | 0
5309 | 60.605 | 15896.5185 | 895.0801 | 0 | 16337.8652 | 1348.023 | 0 | 16968.7537 | 2640.7561 | 0
5310 | 60.6164 | 15895.2899 | 891.8052 | 0 | 16336.8757 | 1347.8349 | 0 | 16968.7067 | 2640.0118 | 0
5311 | 60.6279 | 15894.2397 | 889.8197 | 0 | 16335.6659 | 1347.0217 | 0 | 16966.7417 | 2639.6018 | 0
5312 | 60.6393 | 15893.5451 | 888.6658 | 0 | 16335.269 | 1345.1031 | 0 | 16965.0904 | 2639.2684 | 0
5313 | 60.6507 | 15892.8059 | 888.2008 | 0 | 16332.9757 | 1344.6959 | 0 | 16964.5974 | 2638.8635 | 0
5314 | 60.6621 | 15891.7135 | 887.1775 | 0 | 16332.761 | 1342.4328 | 0 | 16961.6708 | 2637.9281 | 0
5315 | 60.6735 | 15891.2101 | 885.6333 | 0 | 16332.3303 | 1341.3316 | 0 | 16961.5803 | 2637.2699 | 0
5316 | 60.6849 | 15890.4904 | 882.8241 | 0 | 16332.0956 | 1341.1202 | 0 | 16961.4411 | 2636.8934 | 0
5317 | 60.6963 | 15890.3156 | 880.6595 | 0 | 16331.8692 | 1340.8148 | 0 | 16960.8278 | 2636.6174 | 0
5318 | 60.7078 | 15890.1842 | 880.206 | 0 | 16331.3714 | 1339.5997 | 0 | 16960.6084 | 2636.227 | 0
5319 | 60.7192 | 15889.66 | 879.8618 | 0 | 16330.7924 | 1338.5634 | 0 | 16958.8303 | 2636.0397 | 0
5320 | 60.7306 | 15889.1588 | 878.3321 | 0 | 16329.8245 | 1337.7505 | 0 | 16957.0227 | 2635.7432 | 0
5321 | 60.742 | 15887.8954 | 877.8371 | 0 | 16328.721 | 1337.3382 | 0 | 16956.6413 | 2635.3778 | 0
5322 | 60.7534 | 15887.706 | 877.0533 | 0 | 16328.2744 | 1336.2672 | 0 | 16956.6372 | 2635.1018 | 0
5323 | 60.7648 | 15887.3613 | 877.0501 | 0 | 16327.8508 | 1334.8892 | 0 | 16956.3044 | 2634.7813 | 0
5324 | 60.7763 | 15887.3101 | 876.324 | 0 | 16327.3157 | 1334.4321 | 0 | 16956.0529 | 2634.6531 | 0
5325 | 60.7877 | 15887.1056 | 875.8655 | 0 | 16326.5301 | 1333.3586 | 0 | 16954.7354 | 2634.1327 | 0
5326 | 60.7991 | 15886.8869 | 875.7697 | 0 | 16324.7883 | 1333.0238 | 0 | 16954.2885 | 2633.5147 | 0
5327 | 60.8105 | 15886.6976 | 875.4371 | 0 | 16324.5185 | 1332.6231 | 0 | 16954.0235 | 2632.3989 | 0
5328 | 60.8219 | 15886.6789 | 875.4266 | 0 | 16324.4955 | 1332.1457 | 0 | 16953.9758 | 2632.2153 | 0
5329 | 60.8333 | 15884.8344 | 875.2167 | 0 | 16324.0571 | 1330.8696 | 0 | 16952.881 | 2630.8052 | 0
5330 | 60.8447 | 15884.4703 | 873.336 | 0 | 16322.9176 | 1330.4303 | 0 | 16952.213 | 2630.3512 | 0
5331 | 60.8562 | 15883.6619 | 872.4713 | 0 | 16322.1228 | 1328.2785 | 0 | 16952.1744 | 2630.1665 | 0
5332 | 60.8676 | 15883.5589 | 871.5132 | 0 | 16320.7044 | 1328.2476 | 0 | 16951.7454 | 2629.9168 | 0
5333 | 60.879 | 15883.4838 | 869.3343 | 0 | 16320.3164 | 1328.1611 | 0 | 16948.3449 | 2629.9037 | 0
5334 | 60.8904 | 15882.9272 | 868.2029 | 0 | 16316.0348 | 1327.6452 | 0 | 16947.5895 | 2629.8914 | 0
5335 | 60.9018 | 15882.4505 | 866.7203 | 0 | 16315.7269 | 1326.9111 | 0 | 16947.1969 | 2628.9382 | 0
5336 | 60.9132 | 15882.1469 | 865.9811 | 0 | 16315.7261 | 1326.5762 | 0 | 16945.7325 | 2628.506 | 0
5337 | 60.9247 | 15880.8902 | 865.74 | 0 | 16315.2958 | 1323.0199 | 0 | 16944.6822 | 2628.0216 | 0
5338 | 60.9361 | 15879.3437 | 863.8083 | 0 | 16315.2543 | 1322.9437 | 0 | 16943.5316 | 2627.2726 | 0
5339 | 60.9475 | 15879.1294 | 863.3718 | 0 | 16314.0651 | 1320.871 | 0 | 16943.2883 | 2627.1817 | 0
5340 | 60.9589 | 15878.8693 | 863.3385 | 0 | 16314.0076 | 1320.23 | 0 | 16942.3912 | 2626.543 | 0
5341 | 60.9703 | 15877.7612 | 863.0349 | 0 | 16313.6542 | 1318.8854 | 0 | 16941.6338 | 2625.7412 | 0
5342 | 60.9817 | 15877.624 | 862.8474 | 0 | 16313.3006 | 1317.7028 | 0 | 16940.7739 | 2624.4592 | 0
5343 | 60.9932 | 15877.6054 | 861.7197 | 0 | 16313.0555 | 1317.4426 | 0 | 16940.3665 | 2623.7336 | 0
5344 | 61.0046 | 15876.794 | 860.4334 | 0 | 16312.8625 | 1317.3746 | 0 | 16938.3077 | 2623.5287 | 0
5345 | 61.016 | 15875.6505 | 859.8234 | 0 | 16312.8587 | 1317.3374 | 0 | 16937.9748 | 2623.1144 | 0
5346 | 61.0274 | 15875.5243 | 859.7556 | 0 | 16312.8437 | 1317.0944 | 0 | 16937.6409 | 2622.7353 | 0
5347 | 61.0388 | 15875.4829 | 859.6467 | 0 | 16312.0499 | 1316.6128 | 0 | 16936.7313 | 2622.4718 | 0
5348 | 61.0502 | 15873.6294 | 859.5166 | 0 | 16311.5579 | 1314.9474 | 0 | 16936.4459 | 2621.1381 | 0
5349 | 61.0616 | 15873.3362 | 858.2415 | 0 | 16311.552 | 1314.7603 | 0 | 16936.4159 | 2620.9499 | 0
5350 | 61.0731 | 15872.704 | 857.563 | 0 | 16311.3999 | 1314.2449 | 0 | 16936.386 | 2619.6065 | 0
5351 | 61.0845 | 15870.5722 | 857.45 | 0 | 16310.8511 | 1313.9345 | 0 | 16936.3541 | 2619.2752 | 0
5352 | 61.0959 | 15870.1113 | 856.9374 | 0 | 16310.6813 | 1313.1086 | 0 | 16936.0715 | 2618.5602 | 0
5353 | 61.1073 | 15869.679 | 855.63 | 0 | 16310.3465 | 1312.1676 | 0 | 16935.8496 | 2617.2044 | 0
5354 | 61.1187 | 15869.4737 | 855.0876 | 0 | 16310.0373 | 1311.9714 | 0 | 16935.6715 | 2617.1558 | 0
5355 | 61.1301 | 15869.335 | 854.826 | 0 | 16309.5846 | 1311.9195 | 0 | 16935.6586 | 2616.5391 | 0
5356 | 61.1416 | 15868.9715 | 852.8066 | 0 | 16309.2349 | 1311.582 | 0 | 16934.3899 | 2615.6869 | 0
5357 | 61.153 | 15868.6219 | 852.0465 | 0 | 16309.0323 | 1310.466 | 0 | 16934.2645 | 2615.1117 | 0
5358 | 61.1644 | 15868.5671 | 851.6431 | 0 | 16308.0943 | 1310.0326 | 0 | 16933.3053 | 2613.8525 | 0
5359 | 61.1758 | 15868.271 | 851.4001 | 0 | 16307.9635 | 1309.5303 | 0 | 16932.7494 | 2612.901 | 0
5360 | 61.1872 | 15868.0131 | 848.5565 | 0 | 16307.8823 | 1309.1461 | 0 | 16931.3481 | 2612.3329 | 0
5361 | 61.1986 | 15867.6946 | 847.6896 | 0 | 16307.7051 | 1309.0395 | 0 | 16930.0314 | 2611.2982 | 0
5362 | 61.21 | 15866.5847 | 847.4599 | 0 | 16307.5675 | 1307.9778 | 0 | 16929.8547 | 2609.6605 | 0
5363 | 61.2215 | 15866.5024 | 846.4408 | 0 | 16307.0079 | 1307.9524 | 0 | 16928.4972 | 2609.5384 | 0
5364 | 61.2329 | 15866.4106 | 845.6933 | 0 | 16304.1961 | 1307.3842 | 0 | 16928.3958 | 2609.1331 | 0
5365 | 61.2443 | 15865.2396 | 845.3887 | 0 | 16303.2822 | 1305.5451 | 0 | 16927.8192 | 2608.4692 | 0
5366 | 61.2557 | 15864.281 | 845.027 | 0 | 16299.2383 | 1305.1834 | 0 | 16925.5777 | 2607.4048 | 0
5367 | 61.2671 | 15862.5806 | 844.1356 | 0 | 16299.1328 | 1304.7532 | 0 | 16924.8306 | 2606.3835 | 0
5368 | 61.2785 | 15862.312 | 842.985 | 0 | 16298.648 | 1303.8202 | 0 | 16924.6698 | 2605.7601 | 0
5369 | 61.29 | 15861.0669 | 842.8616 | 0 | 16297.9159 | 1303.7009 | 0 | 16922.4031 | 2605.5084 | 0
5370 | 61.3014 | 15857.5187 | 842.3557 | 0 | 16297.1919 | 1302.7579 | 0 | 16922.3942 | 2603.7194 | 0
5371 | 61.3128 | 15855.6269 | 842.304 | 0 | 16296.8353 | 1301.4936 | 0 | 16921.7601 | 2603.1678 | 0
5372 | 61.3242 | 15855.6059 | 842.0957 | 0 | 16296.4274 | 1301.1063 | 0 | 16921.6843 | 2599.2141 | 0
5373 | 61.3356 | 15855.49 | 841.6021 | 0 | 16295.9539 | 1300.5798 | 0 | 16921.0803 | 2598.4207 | 0
5374 | 61.347 | 15855.419 | 839.9913 | 0 | 16295.242 | 1298.9584 | 0 | 16920.8724 | 2597.8752 | 0
5375 | 61.3584 | 15854.6866 | 839.0319 | 0 | 16292.8461 | 1298.5929 | 0 | 16920.2806 | 2594.3287 | 0
5376 | 61.3699 | 15854.5005 | 838.6643 | 0 | 16292.6797 | 1298.2305 | 0 | 16920.1495 | 2594.1349 | 0
5377 | 61.3813 | 15852.68 | 838.0296 | 0 | 16291.2627 | 1297.8613 | 0 | 16919.3669 | 2593.4347 | 0
5378 | 61.3927 | 15851.7819 | 837.1607 | 0 | 16290.1533 | 1297.5478 | 0 | 16918.7334 | 2592.4668 | 0
5379 | 61.4041 | 15851.5385 | 836.5427 | 0 | 16289.9507 | 1296.8523 | 0 | 16918.5276 | 2591.0768 | 0
5380 | 61.4155 | 15850.1309 | 836.3957 | 0 | 16289.6422 | 1295.4724 | 0 | 16918.3112 | 2591.0085 | 0
5381 | 61.4269 | 15850.0315 | 835.346 | 0 | 16287.0121 | 1294.3475 | 0 | 16917.9265 | 2590.0465 | 0
5382 | 61.4384 | 15849.8357 | 834.5389 | 0 | 16286.9493 | 1293.0026 | 0 | 16916.8117 | 2589.743 | 0
5383 | 61.4498 | 15849.4328 | 831.1911 | 0 | 16286.8633 | 1291.7972 | 0 | 16915.9975 | 2589.2838 | 0
5384 | 61.4612 | 15849.2514 | 830.96 | 0 | 16285.9518 | 1291.5066 | 0 | 16915.0043 | 2588.0889 | 0
5385 | 61.4726 | 15848.419 | 830.5028 | 0 | 16285.6681 | 1291.4243 | 0 | 16914.5588 | 2587.1887 | 0
5386 | 61.484 | 15847.0823 | 829.8763 | 0 | 16285.4909 | 1291.1072 | 0 | 16914.1084 | 2587.0436 | 0
5387 | 61.4954 | 15846.9168 | 829.7649 | 0 | 16283.8978 | 1289.8514 | 0 | 16912.7252 | 2586.9078 | 0
5388 | 61.5068 | 15845.4433 | 829.438 | 0 | 16283.8712 | 1289.78 | 0 | 16910.7472 | 2586.016 | 0
5389 | 61.5183 | 15845.2672 | 829.4004 | 0 | 16283.4343 | 1288.5733 | 0 | 16910.6778 | 2585.3455 | 0
5390 | 61.5297 | 15844.5115 | 828.0585 | 0 | 16283.412 | 1288.5677 | 0 | 16910.3267 | 2584.8163 | 0
5391 | 61.5411 | 15844.1825 | 827.7434 | 0 | 16282.2484 | 1287.4505 | 0 | 16910.2021 | 2584.6176 | 0
5392 | 61.5525 | 15843.5125 | 827.666 | 0 | 16281.9323 | 1287.4252 | 0 | 16909.5419 | 2584.2366 | 0
5393 | 61.5639 | 15842.7945 | 827.1896 | 0 | 16281.3332 | 1286.5603 | 0 | 16909.1166 | 2583.6894 | 0
5394 | 61.5753 | 15842.5697 | 827.0319 | 0 | 16281.1359 | 1283.1965 | 0 | 16908.6851 | 2582.459 | 0
5395 | 61.5868 | 15841.5444 | 826.9307 | 0 | 16280.2833 | 1283.0926 | 0 | 16908.4256 | 2579.3722 | 0
5396 | 61.5982 | 15841.3875 | 826.2041 | 0 | 16279.8426 | 1282.6954 | 0 | 16908.1104 | 2579.3141 | 0
5397 | 61.6096 | 15840.2539 | 825.6508 | 0 | 16279.3931 | 1281.0992 | 0 | 16906.4161 | 2578.7807 | 0
5398 | 61.621 | 15839.4672 | 823.1319 | 0 | 16279.1959 | 1280.7576 | 0 | 16902.2982 | 2577.4084 | 0
5399 | 61.6324 | 15839.3865 | 822.9478 | 0 | 16278.2349 | 1280.7366 | 0 | 16900.9867 | 2577.3987 | 0
5400 | 61.6438 | 15839.2043 | 822.2862 | 0 | 16278.1173 | 1279.8769 | 0 | 16900.6969 | 2576.8688 | 0
5401 | 61.6553 | 15838.0391 | 821.9902 | 0 | 16276.388 | 1279.052 | 0 | 16900.3948 | 2575.465 | 0
5402 | 61.6667 | 15836.9928 | 820.7438 | 0 | 16276.0519 | 1277.9269 | 0 | 16900.3148 | 2575.2139 | 0
5403 | 61.6781 | 15836.0106 | 819.3708 | 0 | 16275.6376 | 1275.8862 | 0 | 16899.1996 | 2574.745 | 0
5404 | 61.6895 | 15835.495 | 818.6397 | 0 | 16275.5165 | 1275.8446 | 0 | 16899.1996 | 2573.9233 | 0
5405 | 61.7009 | 15834.9246 | 817.5301 | 0 | 16275.3432 | 1274.9924 | 0 | 16899.0369 | 2573.4534 | 0
5406 | 61.7123 | 15834.8019 | 816.9697 | 0 | 16273.938 | 1274.1304 | 0 | 16897.8557 | 2572.9065 | 0
5407 | 61.7237 | 15834.1355 | 816.75 | 0 | 16273.8785 | 1271.9026 | 0 | 16897.8358 | 2572.346 | 0
5408 | 61.7352 | 15833.9035 | 815.9614 | 0 | 16273.8723 | 1271.7855 | 0 | 16896.7887 | 2572.0368 | 0
5409 | 61.7466 | 15833.6221 | 815.7453 | 0 | 16272.8372 | 1271.6553 | 0 | 16896.1742 | 2570.7525 | 0
5410 | 61.758 | 15832.7048 | 815.3091 | 0 | 16272.7788 | 1271.2079 | 0 | 16894.3323 | 2570.3064 | 0
5411 | 61.7694 | 15832.6661 | 815.1554 | 0 | 16271.6786 | 1270.8908 | 0 | 16893.8072 | 2566.7313 | 0
5412 | 61.7808 | 15832.4656 | 815.1352 | 0 | 16271.4723 | 1270.8787 | 0 | 16892.9191 | 2566.6314 | 0
5413 | 61.7922 | 15832.3149 | 813.162 | 0 | 16269.9027 | 1269.6855 | 0 | 16892.555 | 2565.8546 | 0
5414 | 61.8037 | 15831.9302 | 811.8105 | 0 | 16269.7895 | 1269.4361 | 0 | 16892.4367 | 2565.468 | 0
5415 | 61.8151 | 15831.5583 | 811.159 | 0 | 16269.5287 | 1269.2278 | 0 | 16892.1276 | 2564.196 | 0
5416 | 61.8265 | 15830.7582 | 809.4163 | 0 | 16266.3977 | 1267.4287 | 0 | 16891.7638 | 2562.1725 | 0
5417 | 61.8379 | 15829.8496 | 809.0629 | 0 | 16265.7462 | 1267.2181 | 0 | 16890.7562 | 2560.6966 | 0
5418 | 61.8493 | 15829.2657 | 808.7731 | 0 | 16265.453 | 1266.8511 | 0 | 16888.7675 | 2559.4312 | 0
5419 | 61.8607 | 15828.4956 | 808.3955 | 0 | 16265.2323 | 1265.7204 | 0 | 16888.361 | 2559.169 | 0
5420 | 61.8721 | 15827.9735 | 807.9562 | 0 | 16264.8928 | 1265.6885 | 0 | 16887.6079 | 2557.5039 | 0
5421 | 61.8836 | 15827.9489 | 806.7803 | 0 | 16263.8829 | 1263.0924 | 0 | 16887.1918 | 2556.682 | 0
5422 | 61.895 | 15827.7989 | 804.8653 | 0 | 16263.7874 | 1262.0878 | 0 | 16885.4213 | 2556.2866 | 0
5423 | 61.9064 | 15826.9781 | 804.6165 | 0 | 16262.9713 | 1261.7089 | 0 | 16885.1839 | 2554.9778 | 0
5424 | 61.9178 | 15826.523 | 802.9482 | 0 | 16262.7612 | 1261.3102 | 0 | 16884.2566 | 2554.5459 | 0
5425 | 61.9292 | 15826.238 | 802.5471 | 0 | 16259.1247 | 1261.2005 | 0 | 16884.1874 | 2554.3865 | 0
5426 | 61.9406 | 15824.1619 | 802.2674 | 0 | 16258.6315 | 1260.7593 | 0 | 16883.7443 | 2554.2846 | 0
5427 | 61.9521 | 15823.8352 | 801.6199 | 0 | 16256.7927 | 1260.6043 | 0 | 16883.4962 | 2552.9331 | 0
5428 | 61.9635 | 15823.0733 | 800.9432 | 0 | 16256.1483 | 1258.9082 | 0 | 16882.7838 | 2552.9068 | 0
5429 | 61.9749 | 15821.9409 | 799.6156 | 0 | 16254.3187 | 1257.6698 | 0 | 16882.2264 | 2552.1887 | 0
5430 | 61.9863 | 15821.6712 | 799.5136 | 0 | 16253.2855 | 1257.1962 | 0 | 16881.9668 | 2551.3229 | 0
5431 | 61.9977 | 15821.6117 | 797.9647 | 0 | 16252.9905 | 1257.0365 | 0 | 16880.7773 | 2551.093 | 0
5432 | 62.0091 | 15821.4681 | 796.8915 | 0 | 16252.2577 | 1255.5319 | 0 | 16880.465 | 2550.3243 | 0
5433 | 62.0205 | 15821.1314 | 796.8788 | 0 | 16252.1912 | 1254.6209 | 0 | 16880.0418 | 2550.1545 | 0
5434 | 62.032 | 15820.5344 | 796.7059 | 0 | 16252.1708 | 1253.1092 | 0 | 16879.9815 | 2549.274 | 0
5435 | 62.0434 | 15820.3587 | 795.9031 | 0 | 16251.6469 | 1251.9306 | 0 | 16879.6066 | 2548.6681 | 0
5436 | 62.0548 | 15819.9818 | 791.6628 | 0 | 16250.643 | 1251.5482 | 0 | 16877.702 | 2547.4613 | 0
5437 | 62.0662 | 15819.6992 | 791.359 | 0 | 16250.4978 | 1250.9642 | 0 | 16876.6773 | 2547.3751 | 0
5438 | 62.0776 | 15819.1247 | 790.7862 | 0 | 16250.0666 | 1250.6133 | 0 | 16873.7153 | 2544.3239 | 0
5439 | 62.089 | 15818.9949 | 790.6873 | 0 | 16247.6985 | 1250.3469 | 0 | 16873.2914 | 2544.2007 | 0
5440 | 62.1005 | 15818.0077 | 789.5653 | 0 | 16246.5502 | 1249.9066 | 0 | 16872.6802 | 2541.0803 | 0
5441 | 62.1119 | 15817.3943 | 788.7276 | 0 | 16245.1458 | 1249.6751 | 0 | 16872.5797 | 2541.0524 | 0
5442 | 62.1233 | 15817.347 | 786.9772 | 0 | 16244.061 | 1249.2232 | 0 | 16872.1034 | 2540.7917 | 0
5443 | 62.1347 | 15816.6162 | 784.7174 | 0 | 16243.7031 | 1249.2025 | 0 | 16870.7243 | 2540.3902 | 0
5444 | 62.1461 | 15816.4703 | 783.5013 | 0 | 16243.3947 | 1248.7969 | 0 | 16869.8168 | 2540.2961 | 0
5445 | 62.1575 | 15815.9812 | 782.0127 | 0 | 16242.9884 | 1243.0576 | 0 | 16867.4411 | 2538.8399 | 0
5446 | 62.1689 | 15814.5968 | 781.5914 | 0 | 16242.9214 | 1242.9386 | 0 | 16866.5802 | 2538.8228 | 0
5447 | 62.1804 | 15814.0092 | 780.9419 | 0 | 16241.2835 | 1240.3674 | 0 | 16866.4965 | 2538.288 | 0
5448 | 62.1918 | 15813.7031 | 780.3199 | 0 | 16240.5873 | 1239.4735 | 0 | 16866.3371 | 2536.5354 | 0
5449 | 62.2032 | 15811.891 | 779.3138 | 0 | 16240.5093 | 1238.0233 | 0 | 16863.4664 | 2536.1881 | 0
5450 | 62.2146 | 15811.7057 | 778.7579 | 0 | 16239.0846 | 1237.3001 | 0 | 16863.3927 | 2534.848 | 0
5451 | 62.226 | 15810.7529 | 778.1249 | 0 | 16238.8726 | 1236.9429 | 0 | 16862.188 | 2534.3076 | 0
5452 | 62.2374 | 15810.708 | 776.5316 | 0 | 16237.9471 | 1236.7157 | 0 | 16862.0308 | 2534.0113 | 0
5453 | 62.2489 | 15810.4124 | 776.3218 | 0 | 16237.6593 | 1236.6492 | 0 | 16861.3783 | 2532.0231 | 0
5454 | 62.2603 | 15810.3572 | 776.1301 | 0 | 16236.9914 | 1236.5197 | 0 | 16861.1369 | 2531.7943 | 0
5455 | 62.2717 | 15810.219 | 775.0707 | 0 | 16236.5183 | 1235.7331 | 0 | 16860.0429 | 2530.5835 | 0
5456 | 62.2831 | 15807.7726 | 774.559 | 0 | 16235.6154 | 1235.1637 | 0 | 16859.3569 | 2530.2799 | 0
5457 | 62.2945 | 15807.3865 | 774.4503 | 0 | 16235.0195 | 1234.2253 | 0 | 16859.1599 | 2529.6551 | 0
5458 | 62.3059 | 15806.0151 | 772.404 | 0 | 16234.8497 | 1231.1428 | 0 | 16858.2906 | 2529.4356 | 0
5459 | 62.3174 | 15804.3402 | 770.9203 | 0 | 16234.2046 | 1230.9464 | 0 | 16856.6239 | 2529.4327 | 0
5460 | 62.3288 | 15804.2291 | 770.9054 | 0 | 16232.9376 | 1230.2718 | 0 | 16855.657 | 2529.2596 | 0
5461 | 62.3402 | 15799.1698 | 768.1762 | 0 | 16231.751 | 1227.2397 | 0 | 16855.4305 | 2528.518 | 0
5462 | 62.3516 | 15798.7588 | 767.3879 | 0 | 16231.4098 | 1226.6289 | 0 | 16853.4897 | 2527.1281 | 0
5463 | 62.363 | 15798.7443 | 764.6149 | 0 | 16230.5268 | 1226.3979 | 0 | 16853.2703 | 2526.8549 | 0
5464 | 62.3744 | 15797.6285 | 764.2627 | 0 | 16229.3338 | 1224.1069 | 0 | 16853.2559 | 2526.0468 | 0
5465 | 62.3858 | 15797.0709 | 759.8396 | 0 | 16228.6172 | 1223.872 | 0 | 16853.1247 | 2524.5503 | 0
5466 | 62.3973 | 15796.416 | 757.7124 | 0 | 16226.1589 | 1223.4999 | 0 | 16851.4994 | 2523.106 | 0
5467 | 62.4087 | 15796.0731 | 757.632 | 0 | 16225.4052 | 1222.8445 | 0 | 16850.4679 | 2521.2878 | 0
5468 | 62.4201 | 15796.0442 | 755.2342 | 0 | 16225.2888 | 1222.7095 | 0 | 16850.1003 | 2521.2395 | 0
5469 | 62.4315 | 15796.0027 | 754.9515 | 0 | 16224.067 | 1221.7709 | 0 | 16848.6604 | 2520.9735 | 0
5470 | 62.4429 | 15794.8286 | 752.0901 | 0 | 16223.5696 | 1217.8115 | 0 | 16845.8248 | 2520.9371 | 0
5471 | 62.4543 | 15794.085 | 751.4308 | 0 | 16222.7261 | 1217.7734 | 0 | 16845.3969 | 2520.6832 | 0
5472 | 62.4658 | 15793.0644 | 751.0004 | 0 | 16222.0411 | 1215.8186 | 0 | 16845.2631 | 2519.9982 | 0
5473 | 62.4772 | 15790.9822 | 750.5599 | 0 | 16221.2775 | 1215.8185 | 0 | 16844.4576 | 2519.2396 | 0
5474 | 62.4886 | 15790.0558 | 749.6615 | 0 | 16219.1528 | 1215.3551 | 0 | 16844.1913 | 2518.8962 | 0
5475 | 62.5 | 15787.7353 | 749.2017 | 0 | 16219.0984 | 1214.7693 | 0 | 16842.7238 | 2518.8274 | 0
5476 | 62.5114 | 15787.1002 | 748.9723 | 0 | 16219.0425 | 1214.1123 | 0 | 16842.5179 | 2517.7323 | 0
5477 | 62.5228 | 15786.7338 | 748.4498 | 0 | 16218.8344 | 1213.2467 | 0 | 16842.1862 | 2517.5261 | 0
5478 | 62.5342 | 15786.3271 | 748.4147 | 0 | 16217.9652 | 1212.4083 | 0 | 16841.5368 | 2516.7785 | 0
5479 | 62.5457 | 15785.1153 | 748.2537 | 0 | 16216.3719 | 1211.959 | 0 | 16840.9622 | 2512.9406 | 0
5480 | 62.5571 | 15784.2328 | 747.6727 | 0 | 16215.6466 | 1211.5442 | 0 | 16840.6213 | 2512.8774 | 0
5481 | 62.5685 | 15783.7542 | 746.6454 | 0 | 16215.3579 | 1211.5291 | 0 | 16840.0079 | 2512.8514 | 0
5482 | 62.5799 | 15783.3879 | 745.992 | 0 | 16215.0027 | 1210.7614 | 0 | 16838.5824 | 2512.7022 | 0
5483 | 62.5913 | 15782.9805 | 744.314 | 0 | 16214.9224 | 1209.5784 | 0 | 16838.2298 | 2510.9206 | 0
5484 | 62.6027 | 15782.7484 | 743.9338 | 0 | 16213.6561 | 1207.3844 | 0 | 16837.5087 | 2510.1545 | 0
5485 | 62.6142 | 15781.7333 | 743.7462 | 0 | 16212.3331 | 1204.6338 | 0 | 16836.8871 | 2509.5095 | 0
5486 | 62.6256 | 15781.3314 | 742.0749 | 0 | 16212.1325 | 1203.2379 | 0 | 16836.4267 | 2509.4205 | 0
5487 | 62.637 | 15780.687 | 741.5556 | 0 | 16210.3139 | 1202.7195 | 0 | 16836.4034 | 2509.1956 | 0
5488 | 62.6484 | 15779.9536 | 740.3297 | 0 | 16210.2152 | 1202.6403 | 0 | 16833.7947 | 2508.9231 | 0
5489 | 62.6598 | 15779.0421 | 739.5537 | 0 | 16208.3296 | 1201.9335 | 0 | 16833.4541 | 2508.7258 | 0
5490 | 62.6712 | 15778.7962 | 739.5488 | 0 | 16208.0458 | 1201.0679 | 0 | 16832.6455 | 2507.1733 | 0
5491 | 62.6826 | 15778.1614 | 739.4982 | 0 | 16207.9324 | 1199.4363 | 0 | 16831.6247 | 2507.1118 | 0
5492 | 62.6941 | 15777.861 | 738.9732 | 0 | 16207.6954 | 1198.7453 | 0 | 16829.8243 | 2505.7473 | 0
5493 | 62.7055 | 15776.6639 | 738.2756 | 0 | 16207.358 | 1198.5176 | 0 | 16829.8218 | 2504.006 | 0
5494 | 62.7169 | 15775.6435 | 738.1064 | 0 | 16207.0704 | 1197.1969 | 0 | 16829.7044 | 2503.2062 | 0
5495 | 62.7283 | 15773.5699 | 737.9418 | 0 | 16204.0764 | 1195.5467 | 0 | 16829.6007 | 2500.5024 | 0
5496 | 62.7397 | 15772.9488 | 737.0311 | 0 | 16202.8385 | 1194.2967 | 0 | 16829.1293 | 2500.2644 | 0
5497 | 62.7511 | 15772.0188 | 736.6507 | 0 | 16202.5948 | 1193.704 | 0 | 16828.7123 | 2500.2026 | 0
5498 | 62.7626 | 15771.9956 | 736.3196 | 0 | 16202.1943 | 1192.2565 | 0 | 16828.06 | 2499.6233 | 0
5499 | 62.774 | 15771.9342 | 735.7924 | 0 | 16200.9022 | 1192.2075 | 0 | 16826.7397 | 2498.5044 | 0
5500 | 62.7854 | 15770.8792 | 734.4588 | 0 | 16199.488 | 1189.3375 | 0 | 16826.3846 | 2498.3019 | 0
5501 | 62.7968 | 15770.1519 | 733.4456 | 0 | 16198.2215 | 1188.3848 | 0 | 16825.9617 | 2496.5135 | 0
5502 | 62.8082 | 15770.1035 | 731.8747 | 0 | 16197.7281 | 1187.7325 | 0 | 16825.9248 | 2496.3777 | 0
5503 | 62.8196 | 15769.9701 | 730.3871 | 0 | 16196.7173 | 1186.7574 | 0 | 16825.4624 | 2496.2885 | 0
5504 | 62.8311 | 15769.6663 | 728.6613 | 0 | 16196.4628 | 1185.108 | 0 | 16824.8918 | 2495.952 | 0
5505 | 62.8425 | 15769.1288 | 728.5876 | 0 | 16195.9006 | 1182.6777 | 0 | 16824.3313 | 2495.6763 | 0
5506 | 62.8539 | 15767.109 | 728.5447 | 0 | 16194.8008 | 1178.8512 | 0 | 16823.9003 | 2494.7689 | 0
5507 | 62.8653 | 15763.9126 | 727.5107 | 0 | 16194.431 | 1178.6644 | 0 | 16823.6859 | 2494.1379 | 0
5508 | 62.8767 | 15763.7588 | 726.0096 | 0 | 16194.2346 | 1178.4206 | 0 | 16823.4421 | 2493.3366 | 0
5509 | 62.8881 | 15763.5416 | 725.9479 | 0 | 16193.9549 | 1177.2432 | 0 | 16823.4063 | 2492.0444 | 0
5510 | 62.8995 | 15763.2996 | 724.4726 | 0 | 16193.2117 | 1176.2246 | 0 | 16823.2751 | 2490.9988 | 0
5511 | 62.911 | 15763.0989 | 723.3499 | 0 | 16192.8727 | 1175.9954 | 0 | 16818.954 | 2490.8219 | 0
5512 | 62.9224 | 15762.4511 | 721.666 | 0 | 16192.7549 | 1175.5751 | 0 | 16818.9112 | 2489.9813 | 0
5513 | 62.9338 | 15761.8849 | 720.7947 | 0 | 16191.051 | 1173.3833 | 0 | 16818.7268 | 2489.0335 | 0
5514 | 62.9452 | 15759.7104 | 720.2893 | 0 | 16189.4392 | 1172.4152 | 0 | 16818.5287 | 2488.2889 | 0
5515 | 62.9566 | 15758.8516 | 719.1778 | 0 | 16188.0848 | 1170.9875 | 0 | 16815.1367 | 2487.6793 | 0
5516 | 62.968 | 15757.9277 | 718.4815 | 0 | 16187.9603 | 1170.9629 | 0 | 16814.7036 | 2487.4052 | 0
5517 | 62.9795 | 15756.7313 | 717.3109 | 0 | 16185.9992 | 1170.879 | 0 | 16811.9142 | 2487.1887 | 0
5518 | 62.9909 | 15756.497 | 716.0903 | 0 | 16185.3499 | 1170.8536 | 0 | 16811.5666 | 2486.6657 | 0
5519 | 63.0023 | 15756.4834 | 715.2403 | 0 | 16184.1028 | 1168.2576 | 0 | 16810.5227 | 2484.717 | 0
5520 | 63.0137 | 15756.0566 | 714.2673 | 0 | 16183.7329 | 1166.7917 | 0 | 16810.3971 | 2484.4443 | 0
5521 | 63.0251 | 15753.802 | 713.2011 | 0 | 16182.5351 | 1166.5115 | 0 | 16809.6921 | 2483.5928 | 0
5522 | 63.0365 | 15753.1029 | 711.9979 | 0 | 16181.8457 | 1166.0836 | 0 | 16808.9115 | 2483.3781 | 0
5523 | 63.0479 | 15752.9859 | 711.1805 | 0 | 16181.5031 | 1165.2499 | 0 | 16808.4597 | 2482.614 | 0
5524 | 63.0594 | 15752.9756 | 710.7727 | 0 | 16179.0202 | 1164.3196 | 0 | 16807.6134 | 2481.707 | 0
5525 | 63.0708 | 15752.4072 | 710.6353 | 0 | 16178.6333 | 1163.857 | 0 | 16807.5908 | 2481.5916 | 0
5526 | 63.0822 | 15752.2917 | 710.4391 | 0 | 16178.1957 | 1163.3956 | 0 | 16806.4276 | 2480.1968 | 0
5527 | 63.0936 | 15751.3907 | 709.7893 | 0 | 16176.7659 | 1163.0737 | 0 | 16806.2764 | 2479.9407 | 0
5528 | 63.105 | 15751.108 | 708.7601 | 0 | 16176.4803 | 1162.7311 | 0 | 16805.0214 | 2479.192 | 0
5529 | 63.1164 | 15750.7241 | 706.8152 | 0 | 16175.8395 | 1162.3584 | 0 | 16804.6957 | 2478.7039 | 0
5530 | 63.1279 | 15750.4549 | 706.394 | 0 | 16175.7321 | 1162.313 | 0 | 16804.0849 | 2478.4418 | 0
5531 | 63.1393 | 15749.7771 | 705.9686 | 0 | 16175.3767 | 1161.9457 | 0 | 16803.882 | 2478.3808 | 0
5532 | 63.1507 | 15749.6896 | 704.7102 | 0 | 16175.0507 | 1161.7831 | 0 | 16802.4623 | 2478.3607 | 0
5533 | 63.1621 | 15749.1924 | 704.3009 | 0 | 16174.4692 | 1161.2063 | 0 | 16800.3521 | 2478.1923 | 0
5534 | 63.1735 | 15749.0261 | 704.1886 | 0 | 16174.1527 | 1159.5212 | 0 | 16800.2733 | 2476.4372 | 0
5535 | 63.1849 | 15748.7856 | 703.2369 | 0 | 16173.9711 | 1159.2952 | 0 | 16799.5725 | 2475.4411 | 0
5536 | 63.1963 | 15746.5143 | 702.6578 | 0 | 16173.5147 | 1159.2914 | 0 | 16799.148 | 2474.8752 | 0
5537 | 63.2078 | 15745.8416 | 702.1675 | 0 | 16173.5102 | 1158.3083 | 0 | 16798.6489 | 2474.3795 | 0
5538 | 63.2192 | 15744.7616 | 701.8836 | 0 | 16172.3094 | 1157.6259 | 0 | 16797.9184 | 2473.9034 | 0
5539 | 63.2306 | 15744.6036 | 701.7304 | 0 | 16171.9723 | 1155.9839 | 0 | 16797.6291 | 2472.6305 | 0
5540 | 63.242 | 15744.2052 | 701.145 | 0 | 16171.2973 | 1155.8335 | 0 | 16797.4181 | 2471.9253 | 0
5541 | 63.2534 | 15742.4789 | 700.9733 | 0 | 16170.8175 | 1155.6974 | 0 | 16796.5645 | 2471.1212 | 0
5542 | 63.2648 | 15742.1191 | 700.4098 | 0 | 16170.6984 | 1153.5967 | 0 | 16796.1042 | 2470.0623 | 0
5543 | 63.2763 | 15742.0088 | 700.0955 | 0 | 16169.777 | 1151.6911 | 0 | 16794.3699 | 2469.0155 | 0
5544 | 63.2877 | 15740.9579 | 699.1352 | 0 | 16169.4868 | 1151.3915 | 0 | 16792.8876 | 2468.6132 | 0
5545 | 63.2991 | 15740.7079 | 698.3336 | 0 | 16167.7201 | 1150.9785 | 0 | 16792.6765 | 2468.2946 | 0
5546 | 63.3105 | 15739.0447 | 698.2236 | 0 | 16167.7042 | 1149.2104 | 0 | 16789.8232 | 2468.239 | 0
5547 | 63.3219 | 15738.5454 | 697.5507 | 0 | 16167.4268 | 1149.0897 | 0 | 16788.9317 | 2467.161 | 0
5548 | 63.3333 | 15738.0614 | 697.4822 | 0 | 16165.1362 | 1148.8829 | 0 | 16786.3996 | 2466.7301 | 0
5549 | 63.3447 | 15737.463 | 693.738 | 0 | 16164.6248 | 1148.549 | 0 | 16786.0966 | 2466.3313 | 0
5550 | 63.3562 | 15735.2988 | 693.7073 | 0 | 16164.0001 | 1146.51 | 0 | 16784.9145 | 2465.7888 | 0
5551 | 63.3676 | 15734.1044 | 693.4781 | 0 | 16163.8359 | 1144.8226 | 0 | 16783.9594 | 2465.1901 | 0
5552 | 63.379 | 15733.7942 | 693.4467 | 0 | 16163.7219 | 1143.704 | 0 | 16783.601 | 2464.5813 | 0
5553 | 63.3904 | 15733.1547 | 692.6617 | 0 | 16163.0285 | 1143.5778 | 0 | 16781.8408 | 2463.8619 | 0
5554 | 63.4018 | 15732.7611 | 691.4215 | 0 | 16162.5942 | 1143.3417 | 0 | 16781.666 | 2463.4211 | 0
5555 | 63.4132 | 15732.7504 | 690.8556 | 0 | 16161.8747 | 1142.052 | 0 | 16781.3221 | 2463.1594 | 0
5556 | 63.4247 | 15731.8725 | 690.4217 | 0 | 16160.7075 | 1140.8175 | 0 | 16781.2275 | 2462.9031 | 0
5557 | 63.4361 | 15727.4986 | 689.7933 | 0 | 16159.2224 | 1140.6837 | 0 | 16781.0452 | 2462.8251 | 0
5558 | 63.4475 | 15725.8867 | 688.7701 | 0 | 16158.7807 | 1137.6127 | 0 | 16780.884 | 2461.3473 | 0
5559 | 63.4589 | 15725.6461 | 688.1869 | 0 | 16158.4203 | 1134.0537 | 0 | 16780.8602 | 2461.1453 | 0
5560 | 63.4703 | 15723.6475 | 688.1396 | 0 | 16158.3612 | 1133.1874 | 0 | 16780.687 | 2461.0089 | 0
5561 | 63.4817 | 15721.9953 | 687.4036 | 0 | 16158.1042 | 1132.742 | 0 | 16779.9174 | 2460.5057 | 0
5562 | 63.4932 | 15721.9311 | 685.985 | 0 | 16156.6093 | 1132.3358 | 0 | 16779.2266 | 2458.9071 | 0
5563 | 63.5046 | 15719.678 | 685.9835 | 0 | 16156.4885 | 1132.2725 | 0 | 16777.9519 | 2457.613 | 0
5564 | 63.516 | 15717.1849 | 685.6391 | 0 | 16156.3876 | 1132.0455 | 0 | 16777.8564 | 2456.9608 | 0
5565 | 63.5274 | 15716.8295 | 684.4552 | 0 | 16156.1504 | 1131.9281 | 0 | 16777.6449 | 2455.2305 | 0
5566 | 63.5388 | 15714.1665 | 684.0225 | 0 | 16153.7195 | 1131.5435 | 0 | 16777.4929 | 2454.8442 | 0
5567 | 63.5502 | 15712.2858 | 683.3512 | 0 | 16153.6705 | 1131.4467 | 0 | 16777.3413 | 2453.8772 | 0
5568 | 63.5616 | 15711.4317 | 683.0993 | 0 | 16153.5998 | 1130.7719 | 0 | 16777.2672 | 2453.3347 | 0
5569 | 63.5731 | 15710.9472 | 682.8592 | 0 | 16152.7595 | 1129.6875 | 0 | 16776.8584 | 2452.2585 | 0
5570 | 63.5845 | 15710.7417 | 682.6138 | 0 | 16151.9773 | 1129.1563 | 0 | 16775.6476 | 2451.7708 | 0
5571 | 63.5959 | 15710.2803 | 682.4888 | 0 | 16151.7943 | 1128.5919 | 0 | 16775.4675 | 2451.6382 | 0
5572 | 63.6073 | 15710.0532 | 682.0472 | 0 | 16151.5188 | 1128.4813 | 0 | 16775.171 | 2451.6335 | 0
5573 | 63.6187 | 15708.8273 | 680.8042 | 0 | 16149.9932 | 1128.3501 | 0 | 16774.7436 | 2451.5935 | 0
5574 | 63.6301 | 15707.3406 | 680.3616 | 0 | 16148.2881 | 1128.1325 | 0 | 16774.5484 | 2449.9839 | 0
5575 | 63.6416 | 15707.0683 | 679.6758 | 0 | 16148.1364 | 1126.8452 | 0 | 16773.9188 | 2449.6546 | 0
5576 | 63.653 | 15705.5477 | 679.4083 | 0 | 16147.3745 | 1124.561 | 0 | 16773.9069 | 2448.406 | 0
5577 | 63.6644 | 15705.0282 | 678.4619 | 0 | 16147.3402 | 1123.0727 | 0 | 16771.5998 | 2447.4254 | 0
5578 | 63.6758 | 15704.3573 | 677.3151 | 0 | 16146.5504 | 1119.8375 | 0 | 16771.4652 | 2446.6655 | 0
5579 | 63.6872 | 15704.1084 | 677.2985 | 0 | 16146.0237 | 1117.4998 | 0 | 16770.765 | 2445.9443 | 0
5580 | 63.6986 | 15703.4117 | 675.4775 | 0 | 16145.6965 | 1117.3214 | 0 | 16769.2119 | 2445.7036 | 0
5581 | 63.71 | 15702.757 | 674.0744 | 0 | 16144.9531 | 1117.1507 | 0 | 16768.8151 | 2444.2347 | 0
5582 | 63.7215 | 15700.9208 | 673.2237 | 0 | 16144.5252 | 1116.2356 | 0 | 16767.7975 | 2443.526 | 0
5583 | 63.7329 | 15700.711 | 673.2136 | 0 | 16144.5039 | 1116.0471 | 0 | 16767.3193 | 2443.1981 | 0
5584 | 63.7443 | 15700.556 | 672.4293 | 0 | 16142.1336 | 1115.8158 | 0 | 16766.1082 | 2440.6636 | 0
5585 | 63.7557 | 15699.6972 | 672.2629 | 0 | 16141.4605 | 1115.1837 | 0 | 16765.9918 | 2440.0218 | 0
5586 | 63.7671 | 15698.8955 | 671.3331 | 0 | 16140.4535 | 1115.1751 | 0 | 16765.7598 | 2439.2063 | 0
5587 | 63.7785 | 15698.333 | 670.7307 | 0 | 16140.3712 | 1114.8986 | 0 | 16764.0618 | 2438.9139 | 0
5588 | 63.79 | 15697.8986 | 670.729 | 0 | 16136.9497 | 1114.8333 | 0 | 16763.4858 | 2438.3703 | 0
5589 | 63.8014 | 15693.9506 | 670.4718 | 0 | 16136.497 | 1114.5373 | 0 | 16762.7736 | 2437.8784 | 0
5590 | 63.8128 | 15693.9164 | 669.9475 | 0 | 16134.4254 | 1114.0868 | 0 | 16762.7736 | 2437.178 | 0
5591 | 63.8242 | 15693.3703 | 669.8271 | 0 | 16133.9925 | 1111.5668 | 0 | 16762.1972 | 2436.6695 | 0
5592 | 63.8356 | 15692.8473 | 667.8268 | 0 | 16133.8479 | 1109.3563 | 0 | 16761.8599 | 2436.227 | 0
5593 | 63.847 | 15691.4714 | 667.7811 | 0 | 16133.812 | 1106.5573 | 0 | 16760.0426 | 2435.0403 | 0
5594 | 63.8584 | 15690.8509 | 667.3041 | 0 | 16133.73 | 1105.4922 | 0 | 16759.7504 | 2435.0035 | 0
5595 | 63.8699 | 15687.3676 | 667.1527 | 0 | 16133.7292 | 1105.1291 | 0 | 16759.7407 | 2435.0035 | 0
5596 | 63.8813 | 15685.3798 | 665.1968 | 0 | 16133.5121 | 1104.3188 | 0 | 16759.5507 | 2434.9886 | 0
5597 | 63.8927 | 15684.011 | 663.6206 | 0 | 16133.3545 | 1103.4017 | 0 | 16758.7645 | 2434.7982 | 0
5598 | 63.9041 | 15683.8589 | 661.9279 | 0 | 16131.3191 | 1102.6153 | 0 | 16758.6242 | 2434.3532 | 0
5599 | 63.9155 | 15683.5974 | 660.2283 | 0 | 16130.3275 | 1101.5498 | 0 | 16756.2907 | 2432.5215 | 0
5600 | 63.9269 | 15683.3574 | 660.1004 | 0 | 16130.2113 | 1100.9871 | 0 | 16753.1851 | 2432.5214 | 0
5601 | 63.9384 | 15682.6017 | 659.2396 | 0 | 16129.9953 | 1100.2873 | 0 | 16752.2429 | 2431.9588 | 0
5602 | 63.9498 | 15682.373 | 658.976 | 0 | 16128.6567 | 1099.972 | 0 | 16751.5671 | 2431.5433 | 0
5603 | 63.9612 | 15680.333 | 658.0727 | 0 | 16128.1995 | 1098.6478 | 0 | 16749.6295 | 2431.1998 | 0
5604 | 63.9726 | 15680.1442 | 656.1112 | 0 | 16126.977 | 1097.4928 | 0 | 16747.5864 | 2429.994 | 0
5605 | 63.984 | 15679.9718 | 656.0744 | 0 | 16126.2177 | 1097.3679 | 0 | 16747.3751 | 2429.6381 | 0
5606 | 63.9954 | 15679.6626 | 653.9882 | 0 | 16126.0896 | 1096.2736 | 0 | 16745.5629 | 2427.6198 | 0
5607 | 64.0068 | 15679.5429 | 652.6503 | 0 | 16125.2855 | 1096.2458 | 0 | 16745.374 | 2426.1349 | 0
5608 | 64.0183 | 15678.4797 | 652.5017 | 0 | 16125.0117 | 1090.7921 | 0 | 16744.7024 | 2423.057 | 0
5609 | 64.0297 | 15677.1908 | 651.6011 | 0 | 16124.7868 | 1090.6618 | 0 | 16742.9262 | 2421.2141 | 0
5610 | 64.0411 | 15676.5287 | 650.8829 | 0 | 16124.7834 | 1090.584 | 0 | 16742.0636 | 2420.3366 | 0
5611 | 64.0525 | 15676.3015 | 650.2355 | 0 | 16122.1965 | 1090.4447 | 0 | 16740.5525 | 2419.8867 | 0
5612 | 64.0639 | 15676.2217 | 650.2349 | 0 | 16121.575 | 1090.0244 | 0 | 16740.4739 | 2419.6802 | 0
5613 | 64.0753 | 15675.7093 | 649.7974 | 0 | 16121.2563 | 1089.6711 | 0 | 16738.072 | 2419.2912 | 0
5614 | 64.0868 | 15675.2998 | 648.4001 | 0 | 16120.9738 | 1086.6157 | 0 | 16736.9765 | 2417.9571 | 0
5615 | 64.0982 | 15674.9013 | 647.9799 | 0 | 16119.9928 | 1085.1939 | 0 | 16735.9421 | 2417.8716 | 0
5616 | 64.1096 | 15674.3637 | 647.6988 | 0 | 16119.6357 | 1084.8733 | 0 | 16735.3209 | 2417.817 | 0
5617 | 64.121 | 15671.9373 | 647.4594 | 0 | 16118.9268 | 1083.1051 | 0 | 16734.8359 | 2417.5374 | 0
5618 | 64.1324 | 15671.5736 | 647.1857 | 0 | 16118.4093 | 1082.1341 | 0 | 16734.812 | 2417.0858 | 0
5619 | 64.1438 | 15671.1741 | 646.8954 | 0 | 16117.9372 | 1081.8797 | 0 | 16733.324 | 2416.1586 | 0
5620 | 64.1553 | 15669.3506 | 646.8435 | 0 | 16117.9141 | 1080.2728 | 0 | 16732.8654 | 2414.5334 | 0
5621 | 64.1667 | 15668.5097 | 646.741 | 0 | 16114.8683 | 1080.2352 | 0 | 16732.3188 | 2414.386 | 0
5622 | 64.1781 | 15668.4726 | 646.5241 | 0 | 16114.301 | 1079.8792 | 0 | 16731.9324 | 2414.1511 | 0
5623 | 64.1895 | 15667.4861 | 644.7092 | 0 | 16113.4698 | 1079.4657 | 0 | 16730.8006 | 2412.8896 | 0
5624 | 64.2009 | 15667.3193 | 642.5162 | 0 | 16113.0823 | 1077.4572 | 0 | 16729.2288 | 2412.7802 | 0
5625 | 64.2123 | 15666.5795 | 642.1607 | 0 | 16109.7066 | 1077.2678 | 0 | 16728.8924 | 2411.9826 | 0
5626 | 64.2237 | 15664.9924 | 641.7643 | 0 | 16109.6 | 1076.9508 | 0 | 16726.7469 | 2411.8457 | 0
5627 | 64.2352 | 15664.7733 | 640.2874 | 0 | 16109.5493 | 1076.3285 | 0 | 16726.4969 | 2411.3985 | 0
5628 | 64.2466 | 15664.6021 | 640.2159 | 0 | 16108.3911 | 1075.8109 | 0 | 16725.0504 | 2411.1274 | 0
5629 | 64.258 | 15664.4732 | 639.7726 | 0 | 16108.219 | 1074.151 | 0 | 16724.7406 | 2409.6387 | 0
5630 | 64.2694 | 15664.3748 | 639.3068 | 0 | 16108.1923 | 1073.6307 | 0 | 16723.7038 | 2407.8433 | 0
5631 | 64.2808 | 15664.2625 | 637.9984 | 0 | 16107.5676 | 1073.1505 | 0 | 16723.2741 | 2403.4465 | 0
5632 | 64.2922 | 15664.2311 | 637.563 | 0 | 16107.2206 | 1073.0197 | 0 | 16721.8605 | 2403.3568 | 0
5633 | 64.3037 | 15664.2301 | 636.9583 | 0 | 16105.906 | 1071.6779 | 0 | 16721.8279 | 2402.6783 | 0
5634 | 64.3151 | 15662.7048 | 636.9012 | 0 | 16104.1239 | 1069.7198 | 0 | 16721.4555 | 2402.0931 | 0
5635 | 64.3265 | 15662.6342 | 636.0697 | 0 | 16103.0362 | 1068.1679 | 0 | 16720.9611 | 2401.8185 | 0
5636 | 64.3379 | 15662.1388 | 635.9407 | 0 | 16102.7949 | 1065.7176 | 0 | 16720.1352 | 2401.7694 | 0
5637 | 64.3493 | 15661.4647 | 635.8431 | 0 | 16101.1072 | 1064.5768 | 0 | 16720.0335 | 2401.312 | 0
5638 | 64.3607 | 15661.0919 | 635.2717 | 0 | 16100.1781 | 1063.3039 | 0 | 16719.6308 | 2401.1587 | 0
5639 | 64.3721 | 15660.8528 | 634.9686 | 0 | 16099.4992 | 1061.8276 | 0 | 16716.698 | 2400.0737 | 0
5640 | 64.3836 | 15659.2373 | 634.5739 | 0 | 16099.2246 | 1060.0892 | 0 | 16714.0435 | 2399.3936 | 0
5641 | 64.395 | 15659.0277 | 634.5115 | 0 | 16099.2214 | 1059.4066 | 0 | 16713.3978 | 2398.7707 | 0
5642 | 64.4064 | 15658.6132 | 633.5186 | 0 | 16097.9252 | 1058.4026 | 0 | 16712.0226 | 2397.4993 | 0
5643 | 64.4178 | 15658.2517 | 633.2243 | 0 | 16096.5655 | 1057.2993 | 0 | 16708.7632 | 2395.7784 | 0
5644 | 64.4292 | 15657.5905 | 633.0055 | 0 | 16096.5133 | 1057.2177 | 0 | 16708.4813 | 2394.0929 | 0
5645 | 64.4406 | 15656.923 | 632.5632 | 0 | 16095.6206 | 1056.603 | 0 | 16705.3036 | 2393.5332 | 0
5646 | 64.4521 | 15656.4367 | 631.1985 | 0 | 16095.4173 | 1056.3572 | 0 | 16705.0654 | 2392.6954 | 0
5647 | 64.4635 | 15656.2091 | 630.5671 | 0 | 16095.3571 | 1056.2113 | 0 | 16704.9094 | 2391.2745 | 0
5648 | 64.4749 | 15655.9393 | 628.8607 | 0 | 16094.8185 | 1055.7082 | 0 | 16704.2512 | 2390.7982 | 0
5649 | 64.4863 | 15654.9051 | 628.7996 | 0 | 16093.2944 | 1054.5846 | 0 | 16702.9113 | 2390.5732 | 0
5650 | 64.4977 | 15653.6589 | 627.7913 | 0 | 16093.1986 | 1054.258 | 0 | 16702.3755 | 2390.4105 | 0
5651 | 64.5091 | 15652.8772 | 627.6276 | 0 | 16092.5908 | 1054.1421 | 0 | 16701.986 | 2389.2595 | 0
5652 | 64.5205 | 15652.5731 | 626.8689 | 0 | 16091.0226 | 1054.0362 | 0 | 16701.6968 | 2389.1691 | 0
5653 | 64.532 | 15651.207 | 625.1719 | 0 | 16089.7696 | 1052.8948 | 0 | 16701.2328 | 2389.1342 | 0
5654 | 64.5434 | 15650.8316 | 624.4732 | 0 | 16089.1611 | 1052.673 | 0 | 16701.1106 | 2389.1114 | 0
5655 | 64.5548 | 15650.1029 | 623.568 | 0 | 16087.0193 | 1052.2104 | 0 | 16701.0658 | 2389.0172 | 0
5656 | 64.5662 | 15650.0461 | 622.9011 | 0 | 16086.4996 | 1051.1668 | 0 | 16699.4768 | 2388.423 | 0
5657 | 64.5776 | 15649.6513 | 621.7078 | 0 | 16084.5581 | 1050.4419 | 0 | 16699.436 | 2387.2096 | 0
5658 | 64.589 | 15649.5916 | 621.3821 | 0 | 16083.4494 | 1050.2049 | 0 | 16699.4125 | 2387.1808 | 0
5659 | 64.6005 | 15649.2238 | 619.6139 | 0 | 16082.8935 | 1046.9835 | 0 | 16698.8087 | 2386.7485 | 0
5660 | 64.6119 | 15648.4077 | 618.8952 | 0 | 16082.0187 | 1046.3853 | 0 | 16698.1522 | 2386.7242 | 0
5661 | 64.6233 | 15648.1287 | 618.4043 | 0 | 16081.9506 | 1043.3334 | 0 | 16697.493 | 2386.2725 | 0
5662 | 64.6347 | 15647.7903 | 617.8616 | 0 | 16081.3777 | 1042.9631 | 0 | 16696.9809 | 2385.6991 | 0
5663 | 64.6461 | 15645.9967 | 617.7213 | 0 | 16080.1276 | 1042.7377 | 0 | 16696.8288 | 2385.5118 | 0
5664 | 64.6575 | 15645.7665 | 617.2029 | 0 | 16079.3542 | 1042.6614 | 0 | 16696.0898 | 2385.1572 | 0
5665 | 64.6689 | 15643.3022 | 617.0587 | 0 | 16079.0508 | 1042.1485 | 0 | 16695.3645 | 2384.7676 | 0
5666 | 64.6804 | 15642.2959 | 616.3829 | 0 | 16078.3744 | 1041.3946 | 0 | 16694.8643 | 2383.5878 | 0
5667 | 64.6918 | 15640.0846 | 615.8769 | 0 | 16074.4572 | 1038.9533 | 0 | 16694.1305 | 2382.7667 | 0
5668 | 64.7032 | 15637.3021 | 614.9221 | 0 | 16074.3898 | 1038.2286 | 0 | 16693.6069 | 2380.1638 | 0
5669 | 64.7146 | 15636.8957 | 614.754 | 0 | 16073.8108 | 1037.4797 | 0 | 16691.2975 | 2379.3636 | 0
5670 | 64.726 | 15636.6701 | 614.3373 | 0 | 16071.6047 | 1037.0856 | 0 | 16691.0817 | 2379.2295 | 0
5671 | 64.7374 | 15636.1357 | 613.189 | 0 | 16070.7182 | 1036.4844 | 0 | 16691.0425 | 2376.9804 | 0
5672 | 64.7489 | 15635.2931 | 612.6691 | 0 | 16070.1227 | 1036.2161 | 0 | 16689.7695 | 2376.6369 | 0
5673 | 64.7603 | 15633.6689 | 612.0326 | 0 | 16069.4836 | 1035.6539 | 0 | 16689.6748 | 2375.8528 | 0
5674 | 64.7717 | 15633.3354 | 611.6751 | 0 | 16069.0182 | 1035.4184 | 0 | 16688.2951 | 2374.2049 | 0
5675 | 64.7831 | 15632.6596 | 611.6451 | 0 | 16068.2409 | 1034.9952 | 0 | 16687.9516 | 2373.5169 | 0
5676 | 64.7945 | 15630.8614 | 611.4851 | 0 | 16068.1175 | 1033.9769 | 0 | 16687.2872 | 2373.3558 | 0
5677 | 64.8059 | 15630.6571 | 611.3041 | 0 | 16066.6307 | 1033.5431 | 0 | 16685.5027 | 2371.7959 | 0
5678 | 64.8174 | 15629.9991 | 610.2557 | 0 | 16066.5152 | 1032.8213 | 0 | 16683.4698 | 2370.963 | 0
5679 | 64.8288 | 15629.8618 | 610.0687 | 0 | 16065.5461 | 1031.9576 | 0 | 16682.1789 | 2370.6173 | 0
5680 | 64.8402 | 15628.4885 | 609.3088 | 0 | 16065.5238 | 1031.9125 | 0 | 16681.7234 | 2370.5688 | 0
5681 | 64.8516 | 15628.0865 | 607.1794 | 0 | 16065.0071 | 1031.7979 | 0 | 16681.2776 | 2368.7604 | 0
5682 | 64.863 | 15626.4811 | 607.0795 | 0 | 16064.1507 | 1031.5871 | 0 | 16680.427 | 2368.5328 | 0
5683 | 64.8744 | 15625.7967 | 606.8951 | 0 | 16063.8825 | 1030.7983 | 0 | 16680.3508 | 2365.3664 | 0
5684 | 64.8858 | 15625.7904 | 606.8774 | 0 | 16063.2788 | 1030.4085 | 0 | 16679.8215 | 2364.1602 | 0
5685 | 64.8973 | 15625.4182 | 606.2172 | 0 | 16061.7277 | 1030.163 | 0 | 16679.6552 | 2363.0558 | 0
5686 | 64.9087 | 15625.039 | 606.2112 | 0 | 16061.6272 | 1029.6038 | 0 | 16678.8698 | 2362.2724 | 0
5687 | 64.9201 | 15624.2806 | 606.1674 | 0 | 16061.5311 | 1029.5898 | 0 | 16677.8946 | 2362.1363 | 0
5688 | 64.9315 | 15624.0384 | 602.783 | 0 | 16061.4998 | 1027.6352 | 0 | 16675.3323 | 2361.9997 | 0
5689 | 64.9429 | 15622.4262 | 601.975 | 0 | 16060.5512 | 1025.9129 | 0 | 16673.5574 | 2361.2564 | 0
5690 | 64.9543 | 15622.2532 | 601.7871 | 0 | 16060.3336 | 1025.8136 | 0 | 16673.4634 | 2359.3689 | 0
5691 | 64.9658 | 15620.3129 | 601.4296 | 0 | 16060.2778 | 1023.7916 | 0 | 16672.7224 | 2357.9263 | 0
5692 | 64.9772 | 15619.3199 | 600.954 | 0 | 16058.0564 | 1022.3517 | 0 | 16672.4164 | 2357.8647 | 0
5693 | 64.9886 | 15619.1715 | 599.1356 | 0 | 16058.008 | 1022.1894 | 0 | 16671.2437 | 2357.3824 | 0
5694 | 65 | 15617.9147 | 597.668 | 0 | 16056.7859 | 1021.7174 | 0 | 16670.7926 | 2357.2719 | 0
5695 | 65.0114 | 15617.8891 | 597.6368 | 0 | 16055.9187 | 1021.0109 | 0 | 16670.6374 | 2356.8756 | 0
5696 | 65.0228 | 15617.5508 | 596.241 | 0 | 16055.3416 | 1019.0352 | 0 | 16670.2139 | 2355.4167 | 0
5697 | 65.0342 | 15617.1118 | 596.0613 | 0 | 16055.2183 | 1017.8508 | 0 | 16669.8128 | 2355.1317 | 0
5698 | 65.0457 | 15616.9785 | 595.7782 | 0 | 16054.9414 | 1015.0642 | 0 | 16669.4928 | 2355.1196 | 0
5699 | 65.0571 | 15615.4114 | 594.7818 | 0 | 16053.6423 | 1014.8571 | 0 | 16669.1479 | 2352.812 | 0
5700 | 65.0685 | 15615.1787 | 594.5707 | 0 | 16053.1047 | 1013.3019 | 0 | 16668.8752 | 2352.5664 | 0
5701 | 65.0799 | 15614.8362 | 592.5706 | 0 | 16052.45 | 1013.1784 | 0 | 16668.6585 | 2352.4463 | 0
5702 | 65.0913 | 15614.542 | 592.564 | 0 | 16051.893 | 1013.1766 | 0 | 16667.9985 | 2351.2844 | 0
5703 | 65.1027 | 15614.2779 | 591.4482 | 0 | 16050.8642 | 1012.5523 | 0 | 16666.3801 | 2351.1329 | 0
5704 | 65.1142 | 15613.9707 | 591.4288 | 0 | 16050.3135 | 1012.3105 | 0 | 16665.7225 | 2350.6942 | 0
5705 | 65.1256 | 15613.3036 | 590.997 | 0 | 16047.9957 | 1012.2572 | 0 | 16664.6216 | 2349.7468 | 0
5706 | 65.137 | 15612.82 | 589.8344 | 0 | 16047.8187 | 1011.6363 | 0 | 16660.2383 | 2349.7213 | 0
5707 | 65.1484 | 15612.6557 | 589.3581 | 0 | 16047.6513 | 1011.2759 | 0 | 16659.8447 | 2348.5675 | 0
5708 | 65.1598 | 15612.5425 | 588.4722 | 0 | 16046.7903 | 1010.5789 | 0 | 16659.475 | 2348.3867 | 0
5709 | 65.1712 | 15612.2701 | 587.8459 | 0 | 16046.5814 | 1010.414 | 0 | 16658.1707 | 2348.3789 | 0
5710 | 65.1826 | 15610.0342 | 585.1802 | 0 | 16046.5069 | 1010.2543 | 0 | 16657.4732 | 2347.3358 | 0
5711 | 65.1941 | 15609.9667 | 584.7607 | 0 | 16046.1383 | 1010.1927 | 0 | 16656.1125 | 2345.3397 | 0
5712 | 65.2055 | 15609.9579 | 584.5781 | 0 | 16044.9324 | 1008.9196 | 0 | 16656.0276 | 2344.7731 | 0
5713 | 65.2169 | 15609.5839 | 584.4255 | 0 | 16044.432 | 1008.2146 | 0 | 16654.9474 | 2343.837 | 0
5714 | 65.2283 | 15607.7239 | 584.4153 | 0 | 16042.8247 | 1008.2014 | 0 | 16654.5276 | 2341.248 | 0
5715 | 65.2397 | 15607.1748 | 582.9536 | 0 | 16041.13 | 1008.1446 | 0 | 16652.5198 | 2340.0605 | 0
5716 | 65.2511 | 15606.7913 | 582.2765 | 0 | 16040.9939 | 1006.9625 | 0 | 16652.4537 | 2339.9213 | 0
5717 | 65.2626 | 15606.2509 | 582.1086 | 0 | 16040.2891 | 1005.6196 | 0 | 16650.9651 | 2339.4855 | 0
5718 | 65.274 | 15605.5534 | 581.454 | 0 | 16039.8744 | 1005.5769 | 0 | 16649.8054 | 2339.3144 | 0
5719 | 65.2854 | 15604.6324 | 581.3437 | 0 | 16039.8483 | 1005.4521 | 0 | 16649.4939 | 2338.0332 | 0
5720 | 65.2968 | 15604.5873 | 579.9933 | 0 | 16039.754 | 1004.9755 | 0 | 16647.3438 | 2336.6313 | 0
5721 | 65.3082 | 15603.4829 | 579.2645 | 0 | 16039.2595 | 1004.3381 | 0 | 16646.0609 | 2334.1553 | 0
5722 | 65.3196 | 15602.6793 | 579.0015 | 0 | 16038.7012 | 1004.3213 | 0 | 16645.8013 | 2334.0752 | 0
5723 | 65.3311 | 15602.2853 | 578.6569 | 0 | 16037.8025 | 1003.8756 | 0 | 16645.1544 | 2332.6409 | 0
5724 | 65.3425 | 15602.2803 | 578.6494 | 0 | 16037.0866 | 1003.6828 | 0 | 16644.522 | 2331.4375 | 0
5725 | 65.3539 | 15602.2713 | 576.9501 | 0 | 16036.7591 | 1003.0125 | 0 | 16642.5344 | 2328.5014 | 0
5726 | 65.3653 | 15601.6828 | 576.7108 | 0 | 16035.9466 | 1002.8002 | 0 | 16641.2557 | 2328.4945 | 0
5727 | 65.3767 | 15601.5628 | 574.3766 | 0 | 16035.0329 | 1002.4327 | 0 | 16639.9107 | 2328.1429 | 0
5728 | 65.3881 | 15599.7975 | 574.0655 | 0 | 16034.498 | 1002.1023 | 0 | 16639.4802 | 2327.5147 | 0
5729 | 65.3995 | 15599.1003 | 572.5602 | 0 | 16034.2989 | 1000.0511 | 0 | 16639.2128 | 2327.3975 | 0
5730 | 65.411 | 15597.1718 | 572.4499 | 0 | 16032.9443 | 999.484 | 0 | 16638.9345 | 2326.5586 | 0
5731 | 65.4224 | 15597.1142 | 571.0525 | 0 | 16032.3936 | 999.2419 | 0 | 16638.605 | 2326.4687 | 0
5732 | 65.4338 | 15596.2876 | 570.2012 | 0 | 16031.2776 | 999.0005 | 0 | 16638.185 | 2325.1638 | 0
5733 | 65.4452 | 15595.9072 | 569.9154 | 0 | 16030.3715 | 998.8113 | 0 | 16637.1323 | 2324.8673 | 0
5734 | 65.4566 | 15595.6827 | 569.5818 | 0 | 16029.9693 | 997.2859 | 0 | 16636.8313 | 2324.7239 | 0
5735 | 65.468 | 15594.9902 | 568.7605 | 0 | 16029.4331 | 995.5839 | 0 | 16636.152 | 2324.6931 | 0
5736 | 65.4795 | 15594.889 | 566.7972 | 0 | 16029.1164 | 994.978 | 0 | 16635.6297 | 2324.1336 | 0
5737 | 65.4909 | 15594.8592 | 566.2143 | 0 | 16023.7456 | 994.8807 | 0 | 16633.9682 | 2321.9266 | 0
5738 | 65.5023 | 15594.2698 | 566.0124 | 0 | 16023.5446 | 994.119 | 0 | 16633.4865 | 2319.5668 | 0
5739 | 65.5137 | 15594.0005 | 565.9405 | 0 | 16022.9446 | 993.8077 | 0 | 16633.2003 | 2319.2589 | 0
5740 | 65.5251 | 15593.3278 | 564.9191 | 0 | 16022.4259 | 993.6728 | 0 | 16633.0293 | 2318.5674 | 0
5741 | 65.5365 | 15593.1263 | 564.7162 | 0 | 16022.3878 | 993.247 | 0 | 16632.8295 | 2315.9142 | 0
5742 | 65.5479 | 15592.5755 | 564.6103 | 0 | 16020.8021 | 992.2393 | 0 | 16632.2528 | 2313.4165 | 0
5743 | 65.5594 | 15592.0723 | 564.4939 | 0 | 16020.7803 | 990.1788 | 0 | 16631.658 | 2312.8408 | 0
5744 | 65.5708 | 15591.9232 | 562.9174 | 0 | 16020.7264 | 989.6915 | 0 | 16631.0147 | 2311.8878 | 0
5745 | 65.5822 | 15588.8025 | 561.869 | 0 | 16019.7933 | 989.442 | 0 | 16629.6528 | 2311.7303 | 0
5746 | 65.5936 | 15586.7187 | 561.4803 | 0 | 16018.7264 | 988.6606 | 0 | 16629.3439 | 2311.1314 | 0
5747 | 65.605 | 15586.1667 | 561.2017 | 0 | 16018.4843 | 988.5449 | 0 | 16629.2039 | 2310.9029 | 0
5748 | 65.6164 | 15585.0985 | 560.5565 | 0 | 16018.0302 | 988.3895 | 0 | 16628.2291 | 2310.6393 | 0
5749 | 65.6279 | 15583.8606 | 560.0487 | 0 | 16017.7834 | 987.5814 | 0 | 16627.5202 | 2310.0834 | 0
5750 | 65.6393 | 15583.3754 | 558.9323 | 0 | 16017.3704 | 986.8872 | 0 | 16627.0669 | 2308.869 | 0
5751 | 65.6507 | 15582.9391 | 558.7377 | 0 | 16016.671 | 986.513 | 0 | 16627.0291 | 2308.7403 | 0
5752 | 65.6621 | 15582.7759 | 558.6919 | 0 | 16015.841 | 986.3429 | 0 | 16626.3682 | 2307.1395 | 0
5753 | 65.6735 | 15582.0244 | 554.7948 | 0 | 16014.9475 | 986.2539 | 0 | 16625.4319 | 2306.9745 | 0
5754 | 65.6849 | 15582.0244 | 550.7807 | 0 | 16013.0372 | 985.6525 | 0 | 16624.9488 | 2306.7505 | 0
5755 | 65.6963 | 15582.0244 | 549.6374 | 0 | 16009.275 | 985.4634 | 0 | 16624.6472 | 2306.6161 | 0
5756 | 65.7078 | 15581.0181 | 548.8375 | 0 | 16008.6203 | 984.4718 | 0 | 16624.4661 | 2306.5591 | 0
5757 | 65.7192 | 15580.7495 | 548.1212 | 0 | 16008.1183 | 983.7312 | 0 | 16622.387 | 2305.1354 | 0
5758 | 65.7306 | 15580.5896 | 548.0115 | 0 | 16007.9646 | 982.4981 | 0 | 16622.2229 | 2304.5964 | 0
5759 | 65.742 | 15576.8048 | 547.6855 | 0 | 16007.8061 | 981.4894 | 0 | 16620.5409 | 2303.9218 | 0
5760 | 65.7534 | 15576.5058 | 547.5909 | 0 | 16007.3323 | 980.3558 | 0 | 16618.5994 | 2303.7451 | 0
5761 | 65.7648 | 15575.5733 | 546.7429 | 0 | 16007.1776 | 979.9382 | 0 | 16615.4482 | 2301.6358 | 0
5762 | 65.7763 | 15575.0997 | 546.1633 | 0 | 16007.1357 | 978.393 | 0 | 16614.9556 | 2300.1201 | 0
5763 | 65.7877 | 15574.6195 | 545.3255 | 0 | 16006.3084 | 978.3506 | 0 | 16614.734 | 2299.5512 | 0
5764 | 65.7991 | 15573.9837 | 545.2446 | 0 | 16006.247 | 976.3659 | 0 | 16614.5409 | 2298.7432 | 0
5765 | 65.8105 | 15573.7603 | 541.5287 | 0 | 16005.3976 | 975.9065 | 0 | 16614.5401 | 2298.5996 | 0
5766 | 65.8219 | 15573.7518 | 541.354 | 0 | 16003.9666 | 974.2969 | 0 | 16614.5238 | 2296.9926 | 0
5767 | 65.8333 | 15573.4291 | 540.9433 | 0 | 16003.6816 | 973.8318 | 0 | 16613.0316 | 2295.3122 | 0
5768 | 65.8447 | 15573.2828 | 540.8935 | 0 | 16003.0775 | 973.4586 | 0 | 16613.0033 | 2294.8986 | 0
5769 | 65.8562 | 15572.7401 | 539.3339 | 0 | 16001.7058 | 973.2794 | 0 | 16612.0355 | 2294.7797 | 0
5770 | 65.8676 | 15571.4361 | 537.7932 | 0 | 15999.9556 | 970.9135 | 0 | 16610.9276 | 2294.345 | 0
5771 | 65.879 | 15569.822 | 537.2962 | 0 | 15999.5128 | 970.7938 | 0 | 16610.4361 | 2293.0032 | 0
5772 | 65.8904 | 15569.3353 | 536.7545 | 0 | 15998.6812 | 968.2044 | 0 | 16610.0808 | 2292.5347 | 0
5773 | 65.9018 | 15569.1934 | 536.4162 | 0 | 15997.6627 | 968.1376 | 0 | 16610.0808 | 2292.4567 | 0
5774 | 65.9132 | 15569.0741 | 536.1871 | 0 | 15996.6303 | 967.644 | 0 | 16609.0505 | 2292.2245 | 0
5775 | 65.9247 | 15567.5909 | 534.8478 | 0 | 15994.8138 | 966.5047 | 0 | 16608.8246 | 2291.3977 | 0
5776 | 65.9361 | 15566.2864 | 534.1571 | 0 | 15994.749 | 965.4951 | 0 | 16608.036 | 2290.7351 | 0
5777 | 65.9475 | 15566.2145 | 533.3882 | 0 | 15994.6717 | 965.4757 | 0 | 16607.8729 | 2289.3054 | 0
5778 | 65.9589 | 15566.0079 | 532.7376 | 0 | 15994.6711 | 965.0073 | 0 | 16607.8642 | 2288.0758 | 0
5779 | 65.9703 | 15565.3323 | 531.7275 | 0 | 15994.1272 | 964.8821 | 0 | 16607.6227 | 2286.0388 | 0
5780 | 65.9817 | 15563.0157 | 531.6639 | 0 | 15993.1628 | 964.866 | 0 | 16607.3819 | 2285.8967 | 0
5781 | 65.9932 | 15562.6339 | 530.8559 | 0 | 15992.107 | 964.309 | 0 | 16605.7954 | 2284.0634 | 0
5782 | 66.0046 | 15559.4721 | 529.3205 | 0 | 15991.6343 | 964.2053 | 0 | 16604.8894 | 2283.3329 | 0
5783 | 66.016 | 15558.7109 | 528.7614 | 0 | 15990.4056 | 963.3719 | 0 | 16604.7468 | 2282.5072 | 0
5784 | 66.0274 | 15558.3475 | 528.7304 | 0 | 15989.3589 | 962.8085 | 0 | 16603.3143 | 2281.7309 | 0
5785 | 66.0388 | 15556.3316 | 527.7994 | 0 | 15988.5601 | 961.2952 | 0 | 16603.2999 | 2281.627 | 0
5786 | 66.0502 | 15555.7354 | 527.4122 | 0 | 15988.5047 | 961.0822 | 0 | 16602.9899 | 2281.1799 | 0
5787 | 66.0616 | 15555.6676 | 527.3568 | 0 | 15987.8595 | 959.8154 | 0 | 16601.584 | 2280.1117 | 0
5788 | 66.0731 | 15555.3591 | 525.9741 | 0 | 15987.7414 | 959.581 | 0 | 16600.7263 | 2280.0275 | 0
5789 | 66.0845 | 15555.3076 | 524.4751 | 0 | 15987.2085 | 958.1887 | 0 | 16599.8462 | 2279.587 | 0
5790 | 66.0959 | 15554.7099 | 524.4254 | 0 | 15987.0878 | 952.5938 | 0 | 16598.4096 | 2279.1006 | 0
5791 | 66.1073 | 15554.2749 | 524.2525 | 0 | 15986.6269 | 951.1006 | 0 | 16598.3402 | 2278.0548 | 0
5792 | 66.1187 | 15552.5977 | 524.1922 | 0 | 15986.3981 | 950.3077 | 0 | 16596.9207 | 2276.8972 | 0
5793 | 66.1301 | 15552.374 | 523.759 | 0 | 15986.0137 | 949.3067 | 0 | 16594.7076 | 2275.0874 | 0
5794 | 66.1416 | 15551.9584 | 523.6888 | 0 | 15985.3472 | 948.873 | 0 | 16594.6367 | 2274.7313 | 0
5795 | 66.153 | 15550.9615 | 523.1975 | 0 | 15984.6029 | 947.4744 | 0 | 16594.0795 | 2274.4384 | 0
5796 | 66.1644 | 15549.2016 | 522.2662 | 0 | 15982.8727 | 946.5148 | 0 | 16593.7817 | 2272.6213 | 0
5797 | 66.1758 | 15548.8861 | 520.9381 | 0 | 15982.5452 | 944.8595 | 0 | 16593.5882 | 2271.6554 | 0
5798 | 66.1872 | 15548.1508 | 519.6036 | 0 | 15980.2275 | 944.1431 | 0 | 16593.2148 | 2271.3985 | 0
5799 | 66.1986 | 15546.9974 | 517.4849 | 0 | 15979.578 | 941.937 | 0 | 16593.0269 | 2271.303 | 0
5800 | 66.21 | 15545.843 | 517.1558 | 0 | 15979.3102 | 941.8635 | 0 | 16592.8039 | 2269.9403 | 0
5801 | 66.2215 | 15545.6672 | 516.793 | 0 | 15979.2483 | 941.5807 | 0 | 16590.2288 | 2268.7908 | 0
5802 | 66.2329 | 15545.5239 | 515.4303 | 0 | 15979.1543 | 941.0969 | 0 | 16589.9796 | 2268.2873 | 0
5803 | 66.2443 | 15545.1305 | 514.56 | 0 | 15978.8804 | 940.0151 | 0 | 16589.9674 | 2268.0094 | 0
5804 | 66.2557 | 15544.2273 | 512.262 | 0 | 15978.4819 | 939.9621 | 0 | 16589.4902 | 2267.2867 | 0
5805 | 66.2671 | 15544.1382 | 512.0389 | 0 | 15978.1103 | 938.3806 | 0 | 16589.203 | 2266.7186 | 0
5806 | 66.2785 | 15542.244 | 511.0545 | 0 | 15976.1225 | 936.9417 | 0 | 16588.5693 | 2266.2814 | 0
5807 | 66.29 | 15542.244 | 511.0369 | 0 | 15976.0191 | 935.9655 | 0 | 16588.2193 | 2265.2543 | 0
5808 | 66.3014 | 15541.2156 | 510.7464 | 0 | 15975.2972 | 934.0791 | 0 | 16588.1647 | 2264.6078 | 0
5809 | 66.3128 | 15540.1131 | 510.6911 | 0 | 15974.8611 | 931.7112 | 0 | 16587.6195 | 2262.7172 | 0
5810 | 66.3242 | 15540.0832 | 510.0713 | 0 | 15974.753 | 931.3186 | 0 | 16586.2363 | 2262.6793 | 0
5811 | 66.3356 | 15539.8015 | 508.2636 | 0 | 15973.3165 | 929.0521 | 0 | 16586.159 | 2261.6193 | 0
5812 | 66.347 | 15538.5757 | 507.6829 | 0 | 15973.0915 | 929.0059 | 0 | 16585.3709 | 2261.3978 | 0
5813 | 66.3584 | 15537.9594 | 507.4368 | 0 | 15972.8205 | 928.3523 | 0 | 16583.1361 | 2259.2834 | 0
5814 | 66.3699 | 15537.9594 | 507.3321 | 0 | 15972.6914 | 928.0967 | 0 | 16583.1361 | 2259.2458 | 0
5815 | 66.3813 | 15537.9594 | 506.936 | 0 | 15972.2861 | 928.0437 | 0 | 16581.0596 | 2259.0774 | 0
5816 | 66.3927 | 15537.7092 | 504.6335 | 0 | 15972.0879 | 927.388 | 0 | 16580.2443 | 2258.3668 | 0
5817 | 66.4041 | 15537.0043 | 503.0513 | 0 | 15972.0448 | 926.9733 | 0 | 16579.9157 | 2258.3413 | 0
5818 | 66.4155 | 15535.7609 | 502.934 | 0 | 15971.8231 | 925.9217 | 0 | 16578.4144 | 2258.0207 | 0
5819 | 66.4269 | 15533.2728 | 502.625 | 0 | 15971.7275 | 924.4536 | 0 | 16578.3565 | 2257.3026 | 0
5820 | 66.4384 | 15531.7632 | 502.5424 | 0 | 15971.2831 | 922.9872 | 0 | 16576.1043 | 2257.2686 | 0
5821 | 66.4498 | 15531.556 | 501.7154 | 0 | 15970.8254 | 922.7605 | 0 | 16575.7895 | 2256.2882 | 0
5822 | 66.4612 | 15530.3365 | 501.0029 | 0 | 15970.1011 | 922.2423 | 0 | 16574.0467 | 2255.7194 | 0
5823 | 66.4726 | 15529.3295 | 499.9582 | 0 | 15969.2544 | 922.0336 | 0 | 16573.7693 | 2255.0118 | 0
5824 | 66.484 | 15528.5062 | 498.2679 | 0 | 15969.0235 | 920.869 | 0 | 16572.8258 | 2254.1181 | 0
5825 | 66.4954 | 15528.3188 | 497.7971 | 0 | 15968.4369 | 920.0216 | 0 | 16572.1638 | 2253.8299 | 0
5826 | 66.5068 | 15528.0087 | 497.3008 | 0 | 15968.2479 | 919.1548 | 0 | 16570.106 | 2252.6197 | 0
5827 | 66.5183 | 15527.6138 | 497.2261 | 0 | 15968.0835 | 918.4797 | 0 | 16569.8274 | 2252.5312 | 0
5828 | 66.5297 | 15526.5025 | 496.8409 | 0 | 15967.1601 | 917.6977 | 0 | 16567.7425 | 2250.8919 | 0
5829 | 66.5411 | 15526.2164 | 496.2511 | 0 | 15967.107 | 916.6719 | 0 | 16566.7353 | 2250.6153 | 0
5830 | 66.5525 | 15525.5575 | 495.6877 | 0 | 15966.8516 | 916.0248 | 0 | 16565.3326 | 2249.8934 | 0
5831 | 66.5639 | 15525.3575 | 494.8738 | 0 | 15966.5925 | 914.5556 | 0 | 16564.5816 | 2248.534 | 0
5832 | 66.5753 | 15524.667 | 494.8131 | 0 | 15966.2603 | 913.9089 | 0 | 16564.4364 | 2247.0678 | 0
5833 | 66.5868 | 15523.7407 | 493.7685 | 0 | 15964.6682 | 913.6117 | 0 | 16563.2697 | 2246.9644 | 0
5834 | 66.5982 | 15521.3124 | 492.6656 | 0 | 15964.4505 | 912.438 | 0 | 16563.0589 | 2244.1677 | 0
5835 | 66.6096 | 15521.1141 | 492.3775 | 0 | 15963.5976 | 911.1551 | 0 | 16562.8928 | 2242.6028 | 0
5836 | 66.621 | 15520.8891 | 491.9396 | 0 | 15962.4092 | 910.4141 | 0 | 16562.4816 | 2241.4841 | 0
5837 | 66.6324 | 15518.6318 | 487.9969 | 0 | 15962.1452 | 910.07 | 0 | 16562.2925 | 2240.8124 | 0
5838 | 66.6438 | 15517.0136 | 487.9949 | 0 | 15961.1088 | 906.4 | 0 | 16561.1901 | 2240.2846 | 0
5839 | 66.6553 | 15515.4972 | 487.6969 | 0 | 15961.0063 | 902.7262 | 0 | 16561.1716 | 2239.8818 | 0
5840 | 66.6667 | 15515.3314 | 486.2599 | 0 | 15960.9275 | 902.2078 | 0 | 16559.9208 | 2237.5159 | 0
5841 | 66.6781 | 15515.1302 | 483.5565 | 0 | 15960.788 | 900.8706 | 0 | 16559.7478 | 2236.8584 | 0
5842 | 66.6895 | 15514.5362 | 483.2044 | 0 | 15957.4924 | 900.7032 | 0 | 16559.5676 | 2236.5631 | 0
5843 | 66.7009 | 15514.3807 | 482.942 | 0 | 15957.3167 | 900.5039 | 0 | 16559.4638 | 2236.5581 | 0
5844 | 66.7123 | 15513.8037 | 480.6328 | 0 | 15956.2561 | 899.8918 | 0 | 16558.6019 | 2235.0605 | 0
5845 | 66.7237 | 15513.2787 | 480.3085 | 0 | 15955.7121 | 899.0332 | 0 | 16558.1782 | 2234.7633 | 0
5846 | 66.7352 | 15511.8868 | 479.344 | 0 | 15955.4123 | 898.2732 | 0 | 16557.411 | 2233.9364 | 0
5847 | 66.7466 | 15510.466 | 478.2052 | 0 | 15955.1878 | 898.0519 | 0 | 16556.0691 | 2230.9542 | 0
5848 | 66.758 | 15510.3621 | 477.4669 | 0 | 15952.811 | 897.5055 | 0 | 16555.5971 | 2230.4163 | 0
5849 | 66.7694 | 15509.5464 | 476.5984 | 0 | 15952.1552 | 897.186 | 0 | 16554.9229 | 2229.5582 | 0
5850 | 66.7808 | 15509.391 | 476.0876 | 0 | 15951.84 | 896.6583 | 0 | 16553.7685 | 2228.4495 | 0
5851 | 66.7922 | 15506.7286 | 475.8397 | 0 | 15951.5369 | 895.58 | 0 | 16553.2964 | 2227.3148 | 0
5852 | 66.8037 | 15506.7028 | 475.5382 | 0 | 15951.44 | 894.4736 | 0 | 16551.4698 | 2226.6269 | 0
5853 | 66.8151 | 15506.1417 | 474.6264 | 0 | 15950.5914 | 892.6852 | 0 | 16550.7552 | 2226.1435 | 0
5854 | 66.8265 | 15505.1749 | 474.5425 | 0 | 15947.9874 | 891.9498 | 0 | 16550.5385 | 2225.8467 | 0
5855 | 66.8379 | 15505.0375 | 474.3158 | 0 | 15947.7537 | 891.152 | 0 | 16548.6399 | 2223.22 | 0
5856 | 66.8493 | 15502.6497 | 473.5894 | 0 | 15947.547 | 891.042 | 0 | 16547.2607 | 2222.0681 | 0
5857 | 66.8607 | 15502.5527 | 473.4325 | 0 | 15946.7261 | 890.6866 | 0 | 16547.1316 | 2220.8501 | 0
5858 | 66.8721 | 15501.1523 | 473.4306 | 0 | 15945.813 | 889.7667 | 0 | 16546.9741 | 2219.3281 | 0
5859 | 66.8836 | 15497.3991 | 473.3295 | 0 | 15944.9814 | 888.4222 | 0 | 16544.1986 | 2218.8163 | 0
5860 | 66.895 | 15496.4433 | 472.8165 | 0 | 15943.9704 | 888.4083 | 0 | 16542.8042 | 2216.657 | 0
5861 | 66.9064 | 15496.1037 | 472.7961 | 0 | 15942.4935 | 885.7333 | 0 | 16542.6458 | 2213.2571 | 0
5862 | 66.9178 | 15496.0471 | 471.6285 | 0 | 15941.6054 | 884.763 | 0 | 16540.1914 | 2213.0611 | 0
5863 | 66.9292 | 15495.1777 | 470.8658 | 0 | 15941.0533 | 882.7376 | 0 | 16539.8967 | 2212.1751 | 0
5864 | 66.9406 | 15494.2438 | 469.5008 | 0 | 15940.8973 | 881.4911 | 0 | 16539.57 | 2212.0994 | 0
5865 | 66.9521 | 15493.2204 | 468.6187 | 0 | 15938.2439 | 880.993 | 0 | 16538.279 | 2211.5139 | 0
5866 | 66.9635 | 15492.0326 | 468.5954 | 0 | 15937.9061 | 878.9547 | 0 | 16536.3659 | 2210.5342 | 0
5867 | 66.9749 | 15491.9988 | 466.3699 | 0 | 15937.3726 | 878.4867 | 0 | 16535.0348 | 2209.4545 | 0
5868 | 66.9863 | 15491.7763 | 465.5462 | 0 | 15937.0549 | 877.4013 | 0 | 16534.8838 | 2209.3196 | 0
5869 | 66.9977 | 15489.5152 | 465.096 | 0 | 15935.7568 | 876.9019 | 0 | 16534.705 | 2208.0375 | 0
5870 | 67.0091 | 15489.0258 | 464.433 | 0 | 15935.5587 | 876.1779 | 0 | 16534.183 | 2207.7523 | 0
5871 | 67.0205 | 15487.8568 | 463.3503 | 0 | 15935.3418 | 875.8405 | 0 | 16533.9741 | 2206.7944 | 0
5872 | 67.032 | 15486.9908 | 463.2375 | 0 | 15934.8779 | 874.4872 | 0 | 16531.8736 | 2206.4088 | 0
5873 | 67.0434 | 15485.4607 | 462.2288 | 0 | 15932.7833 | 874.3242 | 0 | 16531.4061 | 2205.8363 | 0
5874 | 67.0548 | 15484.0591 | 461.3434 | 0 | 15932.5593 | 873.7219 | 0 | 16531.0984 | 2205.4333 | 0
5875 | 67.0662 | 15482.5484 | 461.2921 | 0 | 15929.5125 | 872.8497 | 0 | 16530.2122 | 2205.3129 | 0
5876 | 67.0776 | 15481.7035 | 460.4006 | 0 | 15929.4952 | 866.0221 | 0 | 16528.2236 | 2205.2236 | 0
5877 | 67.089 | 15481.4081 | 459.8944 | 0 | 15928.8967 | 865.9031 | 0 | 16528.1094 | 2205.0027 | 0
5878 | 67.1005 | 15481.3766 | 459.6966 | 0 | 15927.5212 | 865.5967 | 0 | 16527.5455 | 2204.7835 | 0
5879 | 67.1119 | 15479.5892 | 457.8532 | 0 | 15926.7083 | 865.0829 | 0 | 16527.3187 | 2204.3087 | 0
5880 | 67.1233 | 15479.2915 | 457.0538 | 0 | 15926.4321 | 865.0603 | 0 | 16525.1636 | 2203.6699 | 0
5881 | 67.1347 | 15475.9961 | 456.7931 | 0 | 15925.409 | 864.5151 | 0 | 16525.0968 | 2203.4665 | 0
5882 | 67.1461 | 15472.8753 | 456.6381 | 0 | 15921.8101 | 864.3055 | 0 | 16523.7877 | 2203.0106 | 0
5883 | 67.1575 | 15472.4931 | 456.2365 | 0 | 15921.6731 | 864.1639 | 0 | 16522.1631 | 2200.6176 | 0
5884 | 67.1689 | 15471.3232 | 455.3935 | 0 | 15921.185 | 862.3663 | 0 | 16521.5778 | 2200.218 | 0
5885 | 67.1804 | 15470.6229 | 454.7637 | 0 | 15919.2944 | 862.3006 | 0 | 16521.2387 | 2199.9316 | 0
5886 | 67.1918 | 15470.5635 | 453.9201 | 0 | 15918.5329 | 861.2418 | 0 | 16521.1757 | 2199.208 | 0
5887 | 67.2032 | 15470.5424 | 452.6234 | 0 | 15918.4601 | 860.9938 | 0 | 16520.9581 | 2199.1227 | 0
5888 | 67.2146 | 15467.8121 | 452.0161 | 0 | 15918.3704 | 860.8343 | 0 | 16520.5004 | 2197.6914 | 0
5889 | 67.226 | 15466.8996 | 451.3878 | 0 | 15918.2602 | 860.5045 | 0 | 16520.0227 | 2196.5078 | 0
5890 | 67.2374 | 15466.6932 | 450.9367 | 0 | 15916.7254 | 857.7161 | 0 | 16519.4541 | 2196.2776 | 0
5891 | 67.2489 | 15464.371 | 450.3255 | 0 | 15916.2121 | 856.5962 | 0 | 16519.421 | 2192.8836 | 0
5892 | 67.2603 | 15462.9826 | 449.5016 | 0 | 15916.057 | 855.254 | 0 | 16519.4013 | 2192.5762 | 0
5893 | 67.2717 | 15461.9441 | 449.1199 | 0 | 15914.2246 | 855.1133 | 0 | 16518.5354 | 2192.1591 | 0
5894 | 67.2831 | 15461.3296 | 448.9225 | 0 | 15912.2193 | 855.094 | 0 | 16518.2356 | 2189.2252 | 0
5895 | 67.2945 | 15460.7946 | 448.0686 | 0 | 15911.3413 | 853.1621 | 0 | 16517.7491 | 2189.2188 | 0
5896 | 67.3059 | 15460.5671 | 447.3272 | 0 | 15910.9972 | 852.4216 | 0 | 16517.3159 | 2188.7689 | 0
5897 | 67.3174 | 15459.443 | 447.1997 | 0 | 15910.627 | 851.5967 | 0 | 16516.9242 | 2186.1676 | 0
5898 | 67.3288 | 15457.4241 | 445.8879 | 0 | 15909.7454 | 849.3075 | 0 | 16516.7895 | 2185.0227 | 0
5899 | 67.3402 | 15456.9644 | 444.3862 | 0 | 15909.2935 | 847.1766 | 0 | 16516.4152 | 2184.2698 | 0
5900 | 67.3516 | 15455.5298 | 444.2304 | 0 | 15908.8506 | 846.4154 | 0 | 16515.7775 | 2183.8701 | 0
5901 | 67.363 | 15455.5283 | 444.026 | 0 | 15906.8494 | 844.7911 | 0 | 16514.2285 | 2183.0611 | 0
5902 | 67.3744 | 15455.054 | 442.4789 | 0 | 15906.3775 | 844.6052 | 0 | 16512.976 | 2183.0409 | 0
5903 | 67.3858 | 15453.8402 | 441.1585 | 0 | 15906.2614 | 843.2835 | 0 | 16511.918 | 2181.7202 | 0
5904 | 67.3973 | 15453.4132 | 440.196 | 0 | 15905.2615 | 842.7702 | 0 | 16510.9688 | 2180.5494 | 0
5905 | 67.4087 | 15453.0451 | 440.1181 | 0 | 15903.6051 | 842.5389 | 0 | 16510.5011 | 2179.6215 | 0
5906 | 67.4201 | 15452.9953 | 440.0891 | 0 | 15902.7399 | 841.4967 | 0 | 16510.0892 | 2176.0058 | 0
5907 | 67.4315 | 15452.8569 | 438.9285 | 0 | 15902.5006 | 841.0002 | 0 | 16509.1407 | 2175.0101 | 0
5908 | 67.4429 | 15450.6295 | 438.4937 | 0 | 15902.1819 | 840.4539 | 0 | 16508.7399 | 2174.3012 | 0
5909 | 67.4543 | 15450.3043 | 437.6697 | 0 | 15901.7704 | 840.1735 | 0 | 16508.585 | 2173.7279 | 0
5910 | 67.4658 | 15448.4436 | 437.4871 | 0 | 15901.387 | 838.9782 | 0 | 16507.1415 | 2172.0289 | 0
5911 | 67.4772 | 15447.608 | 437.4812 | 0 | 15901.1048 | 836.2003 | 0 | 16505.9718 | 2170.9774 | 0
5912 | 67.4886 | 15447.0164 | 433.4173 | 0 | 15899.8638 | 833.5506 | 0 | 16505.4423 | 2170.1276 | 0
5913 | 67.5 | 15446.5527 | 432.9155 | 0 | 15898.3584 | 833.3027 | 0 | 16505.4248 | 2169.1453 | 0
5914 | 67.5114 | 15446.4956 | 432.7938 | 0 | 15898.2225 | 833.0384 | 0 | 16505.2512 | 2168.8544 | 0
5915 | 67.5228 | 15446.2755 | 430.9826 | 0 | 15896.1783 | 833.0008 | 0 | 16505.235 | 2167.935 | 0
5916 | 67.5342 | 15446.2755 | 430.6703 | 0 | 15894.7308 | 832.7758 | 0 | 16504.6819 | 2167.1243 | 0
5917 | 67.5457 | 15445.6472 | 430.4524 | 0 | 15894.6369 | 829.0866 | 0 | 16504.5971 | 2166.7951 | 0
5918 | 67.5571 | 15445.4656 | 429.5802 | 0 | 15894.2018 | 828.6405 | 0 | 16503.7486 | 2166.7232 | 0
5919 | 67.5685 | 15443.8038 | 428.1914 | 0 | 15893.6231 | 828.5813 | 0 | 16501.7641 | 2165.6235 | 0
5920 | 67.5799 | 15443.616 | 428.0721 | 0 | 15892.7603 | 828.1353 | 0 | 16501.3845 | 2164.5589 | 0
5921 | 67.5913 | 15442.7925 | 427.9965 | 0 | 15892.1935 | 825.6976 | 0 | 16500.8411 | 2161.4117 | 0
5922 | 67.6027 | 15439.9095 | 427.8062 | 0 | 15890.7117 | 825.4567 | 0 | 16500.7036 | 2161.286 | 0
5923 | 67.6142 | 15438.9617 | 427.0402 | 0 | 15890.6573 | 825.3989 | 0 | 16500.4246 | 2160.9508 | 0
5924 | 67.6256 | 15438.6802 | 426.8899 | 0 | 15889.4766 | 824.4831 | 0 | 16500.3708 | 2160.1706 | 0
5925 | 67.637 | 15438.531 | 426.2939 | 0 | 15889.3099 | 822.8537 | 0 | 16499.9747 | 2158.2171 | 0
5926 | 67.6484 | 15438.3358 | 425.9721 | 0 | 15888.3668 | 821.8418 | 0 | 16498.782 | 2155.8068 | 0
5927 | 67.6598 | 15437.0251 | 425.8012 | 0 | 15887.3214 | 821.3984 | 0 | 16497.9264 | 2154.2575 | 0
5928 | 67.6712 | 15436.5869 | 425.7748 | 0 | 15885.6422 | 821.1328 | 0 | 16497.547 | 2151.9233 | 0
5929 | 67.6826 | 15435.2036 | 425.1184 | 0 | 15884.4007 | 820.7294 | 0 | 16497.3436 | 2151.099 | 0
5930 | 67.6941 | 15434.4264 | 425.1032 | 0 | 15883.5737 | 819.291 | 0 | 16496.3173 | 2150.7413 | 0
5931 | 67.7055 | 15431.9788 | 424.8668 | 0 | 15883.3211 | 818.9486 | 0 | 16496.2517 | 2149.536 | 0
5932 | 67.7169 | 15429.6275 | 424.0801 | 0 | 15882.5571 | 818.6565 | 0 | 16495.4411 | 2149.311 | 0
5933 | 67.7283 | 15429.0295 | 423.8284 | 0 | 15882.5177 | 818.0775 | 0 | 16494.2028 | 2148.8641 | 0
5934 | 67.7397 | 15428.1766 | 423.2177 | 0 | 15882.277 | 816.561 | 0 | 16493.3901 | 2147.9772 | 0
5935 | 67.7511 | 15427.5834 | 420.5419 | 0 | 15881.5651 | 815.8821 | 0 | 16492.8237 | 2147.5679 | 0
5936 | 67.7626 | 15426.44 | 420.3724 | 0 | 15878.8958 | 814.7013 | 0 | 16492.2947 | 2147.41 | 0
5937 | 67.774 | 15425.8746 | 417.4363 | 0 | 15876.7375 | 811.9564 | 0 | 16492.2571 | 2147.2149 | 0
5938 | 67.7854 | 15425.8697 | 416.8062 | 0 | 15871.3362 | 811.461 | 0 | 16491.9223 | 2146.6119 | 0
5939 | 67.7968 | 15425.7813 | 416.8054 | 0 | 15870.337 | 810.3324 | 0 | 16491.4522 | 2146.0754 | 0
5940 | 67.8082 | 15425.5396 | 415.3822 | 0 | 15870.0742 | 810.3221 | 0 | 16490.887 | 2145.7074 | 0
5941 | 67.8196 | 15425.3911 | 415.3376 | 0 | 15869.3988 | 810.3065 | 0 | 16490.6697 | 2144.864 | 0
5942 | 67.8311 | 15424.8004 | 414.6987 | 0 | 15868.5896 | 809.9727 | 0 | 16490.1009 | 2141.7935 | 0
5943 | 67.8425 | 15424.426 | 414.597 | 0 | 15867.9547 | 809.0213 | 0 | 16488.8604 | 2141.5047 | 0
5944 | 67.8539 | 15423.2533 | 411.5928 | 0 | 15867.9136 | 808.4317 | 0 | 16487.9062 | 2141.368 | 0
5945 | 67.8653 | 15422.7696 | 410.7257 | 0 | 15867.8879 | 806.4803 | 0 | 16487.2863 | 2140.0692 | 0
5946 | 67.8767 | 15422.4163 | 410.0429 | 0 | 15866.3238 | 806.0972 | 0 | 16486.5305 | 2139.4385 | 0
5947 | 67.8881 | 15421.7862 | 409.6415 | 0 | 15863.4527 | 805.5773 | 0 | 16486.3627 | 2138.6266 | 0
5948 | 67.8995 | 15419.6096 | 408.5184 | 0 | 15863.0979 | 804.5205 | 0 | 16485.7934 | 2136.3464 | 0
5949 | 67.911 | 15418.7073 | 407.2723 | 0 | 15862.6467 | 804.3769 | 0 | 16484.2939 | 2136.2684 | 0
5950 | 67.9224 | 15417.1913 | 407.2686 | 0 | 15861.8639 | 804.1127 | 0 | 16482.9091 | 2134.6796 | 0
5951 | 67.9338 | 15417.1228 | 406.7377 | 0 | 15859.9924 | 803.5156 | 0 | 16481.7685 | 2134.5678 | 0
5952 | 67.9452 | 15417.1228 | 406.1896 | 0 | 15856.9451 | 803.3541 | 0 | 16481.6802 | 2133.5029 | 0
5953 | 67.9566 | 15417.0357 | 406.1497 | 0 | 15856.143 | 803.3028 | 0 | 16481.5642 | 2132.8318 | 0
5954 | 67.968 | 15416.7001 | 405.6189 | 0 | 15855.5095 | 803.1995 | 0 | 16481.4084 | 2132.8192 | 0
5955 | 67.9795 | 15416.2798 | 405.3252 | 0 | 15854.5615 | 797.0897 | 0 | 16479.815 | 2128.7809 | 0
5956 | 67.9909 | 15415.9386 | 404.6749 | 0 | 15854.214 | 796.4285 | 0 | 16479.139 | 2128.3652 | 0
5957 | 68.0023 | 15415.1743 | 404.1948 | 0 | 15854.1721 | 795.7841 | 0 | 16477.8263 | 2128.0753 | 0
5958 | 68.0137 | 15415.1345 | 404.0723 | 0 | 15852.8643 | 795.7324 | 0 | 16476.5493 | 2128.0017 | 0
5959 | 68.0251 | 15413.9711 | 402.5844 | 0 | 15852.1972 | 794.0707 | 0 | 16476.5138 | 2127.3564 | 0
5960 | 68.0365 | 15413.9619 | 402.5469 | 0 | 15850.3778 | 793.3864 | 0 | 16476.4497 | 2127.1385 | 0
5961 | 68.0479 | 15413.2888 | 402.4574 | 0 | 15848.6884 | 790.0606 | 0 | 16476.112 | 2126.5198 | 0
5962 | 68.0594 | 15413.1549 | 401.4799 | 0 | 15847.1055 | 789.504 | 0 | 16475.8577 | 2124.8707 | 0
5963 | 68.0708 | 15412.3583 | 401.4344 | 0 | 15845.9429 | 788.7952 | 0 | 16475.456 | 2124.5515 | 0
5964 | 68.0822 | 15411.8379 | 401.3745 | 0 | 15845.7413 | 788.7651 | 0 | 16475.2155 | 2123.9387 | 0
5965 | 68.0936 | 15410.1229 | 401.2195 | 0 | 15844.8373 | 786.1862 | 0 | 16473.9606 | 2123.2792 | 0
5966 | 68.105 | 15409.8712 | 401.1806 | 0 | 15844.2811 | 784.9914 | 0 | 16473.0944 | 2122.7178 | 0
5967 | 68.1164 | 15409.7994 | 400.7434 | 0 | 15844.1811 | 784.1182 | 0 | 16472.7825 | 2121.5053 | 0
5968 | 68.1279 | 15408.9386 | 400.5245 | 0 | 15843.7784 | 783.4308 | 0 | 16471.984 | 2121.3119 | 0
5969 | 68.1393 | 15403.2264 | 400.0513 | 0 | 15843.542 | 782.5469 | 0 | 16470.602 | 2121.1455 | 0
5970 | 68.1507 | 15403.1512 | 399.1894 | 0 | 15842.4396 | 782.5415 | 0 | 16470.5499 | 2121.0107 | 0
5971 | 68.1621 | 15402.5051 | 397.896 | 0 | 15842.1122 | 781.0019 | 0 | 16470.0619 | 2119.4416 | 0
5972 | 68.1735 | 15402.091 | 397.5355 | 0 | 15841.7597 | 779.3808 | 0 | 16468.906 | 2119.0854 | 0
5973 | 68.1849 | 15401.5432 | 396.3373 | 0 | 15841.7545 | 778.5075 | 0 | 16466.4576 | 2117.9263 | 0
5974 | 68.1963 | 15399.8309 | 395.6163 | 0 | 15841.5389 | 778.3496 | 0 | 16466.4513 | 2116.6525 | 0
5975 | 68.2078 | 15399.4631 | 392.9732 | 0 | 15839.3937 | 777.8235 | 0 | 16466.2945 | 2116.6275 | 0
5976 | 68.2192 | 15398.3218 | 392.5665 | 0 | 15838.8872 | 777.7536 | 0 | 16464.035 | 2115.0156 | 0
5977 | 68.2306 | 15397.9784 | 391.4116 | 0 | 15838.791 | 776.5051 | 0 | 16463.5841 | 2113.3457 | 0
5978 | 68.242 | 15397.15 | 391.1654 | 0 | 15838.5269 | 775.4753 | 0 | 16461.1588 | 2112.1387 | 0
5979 | 68.2534 | 15396.7188 | 389.8743 | 0 | 15837.7791 | 774.6943 | 0 | 16460.4934 | 2110.6684 | 0
5980 | 68.2648 | 15396.2568 | 389.225 | 0 | 15836.484 | 774.4769 | 0 | 16459.6285 | 2110.1819 | 0
5981 | 68.2763 | 15395.722 | 389.1535 | 0 | 15835.5415 | 774.3977 | 0 | 16457.2215 | 2109.3773 | 0
5982 | 68.2877 | 15395.4995 | 387.7695 | 0 | 15835.1831 | 773.6347 | 0 | 16455.9893 | 2108.6851 | 0
5983 | 68.2991 | 15394.8485 | 386.7417 | 0 | 15833.9703 | 773.2219 | 0 | 16455.0746 | 2107.071 | 0
5984 | 68.3105 | 15393.3295 | 385.5366 | 0 | 15833.7131 | 770.8609 | 0 | 16454.8347 | 2106.3716 | 0
5985 | 68.3219 | 15389.1951 | 385.4494 | 0 | 15832.6689 | 769.9128 | 0 | 16452.7165 | 2105.4536 | 0
5986 | 68.3333 | 15387.7747 | 384.7021 | 0 | 15832.48 | 768.4981 | 0 | 16452.6239 | 2104.9781 | 0
5987 | 68.3447 | 15387.1228 | 384.5272 | 0 | 15830.6675 | 767.8618 | 0 | 16451.5978 | 2104.8325 | 0
5988 | 68.3562 | 15383.4555 | 384.1685 | 0 | 15830.3281 | 767.8283 | 0 | 16451.1798 | 2104.0924 | 0
5989 | 68.3676 | 15381.5635 | 383.9368 | 0 | 15829.7187 | 766.4579 | 0 | 16451.0752 | 2104.0593 | 0
5990 | 68.379 | 15381.052 | 382.8333 | 0 | 15826.3631 | 766.1189 | 0 | 16450.5637 | 2103.2751 | 0
5991 | 68.3904 | 15380.6649 | 381.9509 | 0 | 15825.7938 | 765.8931 | 0 | 16448.0712 | 2102.735 | 0
5992 | 68.4018 | 15380.0857 | 381.6141 | 0 | 15825.4139 | 764.6923 | 0 | 16447.42 | 2099.0181 | 0
5993 | 68.4132 | 15379.1073 | 381.6064 | 0 | 15825.1841 | 762.9319 | 0 | 16444.7422 | 2098.754 | 0
5994 | 68.4247 | 15378.6732 | 379.7943 | 0 | 15824.9402 | 761.7954 | 0 | 16443.9513 | 2097.5369 | 0
5995 | 68.4361 | 15378.2278 | 379.6487 | 0 | 15824.7763 | 761.7386 | 0 | 16443.4476 | 2096.416 | 0
5996 | 68.4475 | 15377.4084 | 378.6321 | 0 | 15823.3473 | 761.6891 | 0 | 16442.6795 | 2094.8589 | 0
5997 | 68.4589 | 15375.6744 | 378.1543 | 0 | 15823.2978 | 758.2064 | 0 | 16440.9144 | 2093.9721 | 0
5998 | 68.4703 | 15375.3502 | 377.7647 | 0 | 15823.0199 | 757.491 | 0 | 16440.2693 | 2093.8376 | 0
5999 | 68.4817 | 15372.9502 | 377.3762 | 0 | 15822.8848 | 754.9552 | 0 | 16440.1435 | 2092.2169 | 0
6000 | 68.4932 | 15372.5593 | 377.3381 | 0 | 15822.6187 | 753.4738 | 0 | 16438.4473 | 2090.9784 | 0
6001 | 68.5046 | 15371.7886 | 377.1114 | 0 | 15822.2613 | 753.0341 | 0 | 16438.0882 | 2090.5192 | 0
6002 | 68.516 | 15371.358 | 374.5935 | 0 | 15822.0106 | 752.9893 | 0 | 16437.5278 | 2089.8441 | 0
6003 | 68.5274 | 15370.6209 | 374.5219 | 0 | 15821.6173 | 752.7405 | 0 | 16437.1722 | 2089.7725 | 0
6004 | 68.5388 | 15369.6461 | 374.3564 | 0 | 15820.6668 | 752.0361 | 0 | 16436.5719 | 2089.6591 | 0
6005 | 68.5502 | 15368.3315 | 372.7123 | 0 | 15820.1093 | 752.0209 | 0 | 16436.0479 | 2088.3961 | 0
6006 | 68.5616 | 15365.5406 | 372.694 | 0 | 15819.29 | 751.9841 | 0 | 16434.9254 | 2088.3911 | 0
6007 | 68.5731 | 15365.282 | 371.9802 | 0 | 15819.1609 | 751.9313 | 0 | 16434.3565 | 2087.8763 | 0
6008 | 68.5845 | 15365.2212 | 371.9045 | 0 | 15818.8272 | 749.7537 | 0 | 16434.1285 | 2087.4765 | 0
6009 | 68.5959 | 15365.0663 | 369.0968 | 0 | 15818.1356 | 748.8338 | 0 | 16430.3748 | 2086.0353 | 0
6010 | 68.6073 | 15363.1794 | 368.8981 | 0 | 15816.968 | 748.5492 | 0 | 16429.2495 | 2085.4461 | 0
6011 | 68.6187 | 15363.0206 | 368.7329 | 0 | 15816.1841 | 747.5054 | 0 | 16429.2419 | 2081.0803 | 0
6012 | 68.6301 | 15362.0304 | 367.5211 | 0 | 15815.8427 | 746.7119 | 0 | 16428.3944 | 2079.1913 | 0
6013 | 68.6416 | 15360.9403 | 367.1226 | 0 | 15814.4353 | 745.8924 | 0 | 16428.0241 | 2077.9865 | 0
6014 | 68.653 | 15360.8661 | 365.9242 | 0 | 15814.4201 | 745.6602 | 0 | 16427.0552 | 2077.4558 | 0
6015 | 68.6644 | 15360.0638 | 365.7218 | 0 | 15813.2965 | 745.5603 | 0 | 16425.9865 | 2077.1116 | 0
6016 | 68.6758 | 15358.4977 | 364.5593 | 0 | 15813.0554 | 744.6367 | 0 | 16423.1503 | 2076.5686 | 0
6017 | 68.6872 | 15358.1789 | 364.3994 | 0 | 15810.6913 | 744.5466 | 0 | 16423.1475 | 2076.0798 | 0
6018 | 68.6986 | 15357.886 | 364.3068 | 0 | 15810.4863 | 744.2841 | 0 | 16422.3671 | 2075.2854 | 0
6019 | 68.71 | 15357.8187 | 364.1489 | 0 | 15807.0762 | 742.8468 | 0 | 16421.5114 | 2075.0886 | 0
6020 | 68.7215 | 15357.6699 | 362.1965 | 0 | 15806.2073 | 742.6172 | 0 | 16421.4796 | 2071.991 | 0
6021 | 68.7329 | 15355.7853 | 361.0069 | 0 | 15805.593 | 740.6185 | 0 | 16420.2071 | 2071.5064 | 0
6022 | 68.7443 | 15354.9355 | 360.56 | 0 | 15804.7657 | 740.0821 | 0 | 16418.0435 | 2070.9479 | 0
6023 | 68.7557 | 15353.6675 | 360.2752 | 0 | 15804.7302 | 738.5726 | 0 | 16417.278 | 2070.2512 | 0
6024 | 68.7671 | 15353.2538 | 359.7016 | 0 | 15804.0462 | 738.2299 | 0 | 16417.2733 | 2069.9852 | 0
6025 | 68.7785 | 15352.3298 | 358.2581 | 0 | 15803.6713 | 734.8255 | 0 | 16413.6085 | 2069.2818 | 0
6026 | 68.79 | 15351.7986 | 358.2183 | 0 | 15803.1654 | 734.4451 | 0 | 16413.4189 | 2068.5848 | 0
6027 | 68.8014 | 15351.35 | 358.082 | 0 | 15802.4341 | 734.0359 | 0 | 16412.9318 | 2068.0974 | 0
6028 | 68.8128 | 15351.2433 | 356.0852 | 0 | 15800.8442 | 733.8248 | 0 | 16412.7757 | 2067.8577 | 0
6029 | 68.8242 | 15351.0107 | 355.4108 | 0 | 15800.5049 | 733.8247 | 0 | 16412.0921 | 2066.9774 | 0
6030 | 68.8356 | 15349.3535 | 355.161 | 0 | 15797.8214 | 733.3951 | 0 | 16410.9628 | 2065.483 | 0
6031 | 68.847 | 15348.7837 | 355.0657 | 0 | 15797.6632 | 732.0861 | 0 | 16410.8236 | 2065.1933 | 0
6032 | 68.8584 | 15347.9365 | 354.2418 | 0 | 15797.5477 | 731.2974 | 0 | 16410.7588 | 2064.2082 | 0
6033 | 68.8699 | 15347.7778 | 351.7628 | 0 | 15797.3128 | 730.2898 | 0 | 16410.3653 | 2064.1026 | 0
6034 | 68.8813 | 15346.4206 | 351.6319 | 0 | 15796.9759 | 728.0351 | 0 | 16409.8345 | 2063.9132 | 0
6035 | 68.8927 | 15345.469 | 350.7336 | 0 | 15796.468 | 727.7812 | 0 | 16408.6283 | 2063.4433 | 0
6036 | 68.9041 | 15344.9776 | 350.2569 | 0 | 15794.4027 | 727.4175 | 0 | 16407.893 | 2063.0856 | 0
6037 | 68.9155 | 15344.7925 | 349.3346 | 0 | 15793.0122 | 727.2677 | 0 | 16407.7706 | 2062.8413 | 0
6038 | 68.9269 | 15343.1409 | 348.7194 | 0 | 15792.1555 | 726.9072 | 0 | 16407.0976 | 2062.5538 | 0
6039 | 68.9384 | 15341.9514 | 348.174 | 0 | 15791.5301 | 725.341 | 0 | 16406.568 | 2061.82 | 0
6040 | 68.9498 | 15340.6856 | 348.0849 | 0 | 15791.5242 | 724.1925 | 0 | 16406.086 | 2060.7524 | 0
6041 | 68.9612 | 15339.2497 | 347.8114 | 0 | 15790.5507 | 723.4685 | 0 | 16406.0343 | 2060.4585 | 0
6042 | 68.9726 | 15338.3841 | 347.7452 | 0 | 15790.4008 | 723.4545 | 0 | 16405.6344 | 2057.8728 | 0
6043 | 68.984 | 15337.6912 | 346.5563 | 0 | 15788.9087 | 723.0129 | 0 | 16404.0244 | 2057.7962 | 0
6044 | 68.9954 | 15337.6071 | 346.4007 | 0 | 15788.5677 | 722.9501 | 0 | 16401.8683 | 2056.0291 | 0
6045 | 69.0068 | 15335.6206 | 345.9268 | 0 | 15786.2571 | 722.86 | 0 | 16400.6609 | 2055.365 | 0
6046 | 69.0183 | 15334.3923 | 344.6828 | 0 | 15783.228 | 722.7265 | 0 | 16399.3576 | 2055.0514 | 0
6047 | 69.0297 | 15333.416 | 344.3628 | 0 | 15780.9433 | 722.4334 | 0 | 16396.8455 | 2054.9545 | 0
6048 | 69.0411 | 15333.2917 | 343.8727 | 0 | 15779.1277 | 721.0928 | 0 | 16395.6866 | 2054.6482 | 0
6049 | 69.0525 | 15332.7108 | 343.8654 | 0 | 15778.0118 | 720.4309 | 0 | 16395.6409 | 2054.4386 | 0
6050 | 69.0639 | 15331.4345 | 343.3209 | 0 | 15776.8411 | 719.8272 | 0 | 16395.6389 | 2054.3559 | 0
6051 | 69.0753 | 15331.1367 | 341.9289 | 0 | 15776.4675 | 719.1886 | 0 | 16390.9023 | 2054.1295 | 0
6052 | 69.0868 | 15330.7171 | 340.5235 | 0 | 15775.776 | 718.2338 | 0 | 16388.6756 | 2053.7856 | 0
6053 | 69.0982 | 15330.09 | 340.3918 | 0 | 15775.7742 | 718.0999 | 0 | 16388.6486 | 2052.7485 | 0
6054 | 69.1096 | 15327.7984 | 338.9845 | 0 | 15775.1614 | 717.9141 | 0 | 16388.0625 | 2051.793 | 0
6055 | 69.121 | 15327.5881 | 338.147 | 0 | 15774.3923 | 717.8997 | 0 | 16385.541 | 2051.4529 | 0
6056 | 69.1324 | 15327.2855 | 337.5932 | 0 | 15772.7228 | 717.7043 | 0 | 16384.6202 | 2050.5683 | 0
6057 | 69.1438 | 15326.6808 | 336.0982 | 0 | 15772.3427 | 716.3468 | 0 | 16382.316 | 2049.5944 | 0
6058 | 69.1553 | 15326.421 | 335.932 | 0 | 15771.7295 | 714.1959 | 0 | 16381.4342 | 2047.9574 | 0
6059 | 69.1667 | 15326.2513 | 334.8723 | 0 | 15770.4404 | 713.9148 | 0 | 16381.1346 | 2047.7934 | 0
6060 | 69.1781 | 15325.4761 | 333.9261 | 0 | 15769.3913 | 713.736 | 0 | 16378.7632 | 2047.5277 | 0
6061 | 69.1895 | 15323.228 | 333.6917 | 0 | 15767.8705 | 713.1283 | 0 | 16378.2604 | 2047.1247 | 0
6062 | 69.2009 | 15322.8613 | 333.645 | 0 | 15767.4079 | 712.9978 | 0 | 16377.758 | 2046.5668 | 0
6063 | 69.2123 | 15322.5314 | 333.3256 | 0 | 15766.3225 | 712.4859 | 0 | 16377.5593 | 2046.4551 | 0
6064 | 69.2237 | 15321.3334 | 331.0239 | 0 | 15765.7647 | 712.4728 | 0 | 16377.4616 | 2045.9061 | 0
6065 | 69.2352 | 15321.0392 | 330.3459 | 0 | 15763.7475 | 711.6246 | 0 | 16376.9331 | 2045.8107 | 0
6066 | 69.2466 | 15320.8307 | 330.0052 | 0 | 15763.2319 | 711.4669 | 0 | 16376.8489 | 2045.7712 | 0
6067 | 69.258 | 15320.7448 | 329.5709 | 0 | 15762.6656 | 710.9265 | 0 | 16376.7353 | 2045.2677 | 0
6068 | 69.2694 | 15320.4641 | 327.9419 | 0 | 15761.7527 | 710.3696 | 0 | 16375.9401 | 2043.5961 | 0
6069 | 69.2808 | 15318.981 | 327.0849 | 0 | 15759.5833 | 709.4879 | 0 | 16374.6876 | 2042.6162 | 0
6070 | 69.2922 | 15317.4918 | 326.0168 | 0 | 15758.8068 | 708.9713 | 0 | 16374.018 | 2042.5683 | 0
6071 | 69.3037 | 15316.2931 | 324.7634 | 0 | 15757.0641 | 707.4037 | 0 | 16371.8706 | 2042.2134 | 0
6072 | 69.3151 | 15315.8122 | 322.847 | 0 | 15756.4685 | 706.9598 | 0 | 16370.3262 | 2042.1365 | 0
6073 | 69.3265 | 15315.0656 | 322.1539 | 0 | 15753.7293 | 706.8504 | 0 | 16368.1979 | 2041.8099 | 0
6074 | 69.3379 | 15313.955 | 321.3196 | 0 | 15751.0138 | 706.8296 | 0 | 16368.1112 | 2041.4197 | 0
6075 | 69.3493 | 15313.5954 | 321.174 | 0 | 15749.8469 | 705.5801 | 0 | 16366.8878 | 2040.5566 | 0
6076 | 69.3607 | 15312.7683 | 320.3874 | 0 | 15748.0839 | 704.7474 | 0 | 16364.7558 | 2040.0898 | 0
6077 | 69.3721 | 15312.3006 | 319.8735 | 0 | 15747.5399 | 704.3771 | 0 | 16362.8573 | 2038.9491 | 0
6078 | 69.3836 | 15310.8405 | 319.7154 | 0 | 15744.9994 | 704.0756 | 0 | 16362.4861 | 2037.0267 | 0
6079 | 69.395 | 15309.8664 | 319.4892 | 0 | 15744.9885 | 703.2797 | 0 | 16362.1567 | 2032.1703 | 0
6080 | 69.4064 | 15307.4803 | 318.9203 | 0 | 15744.5712 | 703.193 | 0 | 16362.0809 | 2028.4002 | 0
6081 | 69.4178 | 15306.6897 | 318.7603 | 0 | 15743.7573 | 702.6257 | 0 | 16359.5142 | 2027.9242 | 0
6082 | 69.4292 | 15306.5212 | 315.6893 | 0 | 15742.9726 | 701.903 | 0 | 16359.1131 | 2027.8424 | 0
6083 | 69.4406 | 15304.0174 | 315.1435 | 0 | 15740.6354 | 701.1039 | 0 | 16358.0753 | 2026.9445 | 0
6084 | 69.4521 | 15300.2564 | 314.24 | 0 | 15739.9004 | 699.2369 | 0 | 16356.547 | 2026.5186 | 0
6085 | 69.4635 | 15298.569 | 313.6531 | 0 | 15736.5813 | 699.2316 | 0 | 16355.6955 | 2026.5003 | 0
6086 | 69.4749 | 15298.3839 | 313.084 | 0 | 15735.2404 | 698.9293 | 0 | 16355.184 | 2022.3687 | 0
6087 | 69.4863 | 15297.5998 | 312.8486 | 0 | 15733.8659 | 698.2825 | 0 | 16353.9345 | 2021.8898 | 0
6088 | 69.4977 | 15296.3332 | 312.1604 | 0 | 15732.6546 | 697.9615 | 0 | 16353.3093 | 2020.4087 | 0
6089 | 69.5091 | 15295.9936 | 311.9816 | 0 | 15731.5817 | 697.665 | 0 | 16352.6481 | 2019.9267 | 0
6090 | 69.5205 | 15295.9916 | 311.5908 | 0 | 15731.5165 | 695.3432 | 0 | 16351.422 | 2019.9259 | 0
6091 | 69.532 | 15295.797 | 308.1187 | 0 | 15731.28 | 694.995 | 0 | 16350.7934 | 2018.7668 | 0
6092 | 69.5434 | 15295.4274 | 307.845 | 0 | 15730.7901 | 694.9632 | 0 | 16350.1345 | 2018.3646 | 0
6093 | 69.5548 | 15295.1955 | 307.5931 | 0 | 15729.8706 | 694.3208 | 0 | 16349.7702 | 2017.7207 | 0
6094 | 69.5662 | 15295.0721 | 307.56 | 0 | 15728.6628 | 694.2198 | 0 | 16349.1918 | 2017.2271 | 0
6095 | 69.5776 | 15293.3729 | 306.3069 | 0 | 15727.704 | 693.5004 | 0 | 16347.9413 | 2017.0604 | 0
6096 | 69.589 | 15293.35 | 305.7801 | 0 | 15726.9833 | 693.4195 | 0 | 16345.1782 | 2016.7643 | 0
6097 | 69.6005 | 15293.2706 | 305.6068 | 0 | 15726.5123 | 692.5006 | 0 | 16344.9429 | 2016.6366 | 0
6098 | 69.6119 | 15291.812 | 305.5687 | 0 | 15726.1894 | 687.7317 | 0 | 16344.9429 | 2016.1388 | 0
6099 | 69.6233 | 15291.1345 | 305.0729 | 0 | 15724.3665 | 687.6995 | 0 | 16343.026 | 2015.4944 | 0
6100 | 69.6347 | 15291.0076 | 304.2677 | 0 | 15724.0544 | 687.557 | 0 | 16340.2427 | 2015.4127 | 0
6101 | 69.6461 | 15290.2821 | 303.1756 | 0 | 15723.8996 | 686.6586 | 0 | 16338.952 | 2014.6676 | 0
6102 | 69.6575 | 15289.1486 | 302.15 | 0 | 15721.1709 | 686.6237 | 0 | 16337.6065 | 2013.8251 | 0
6103 | 69.6689 | 15289.0277 | 301.3569 | 0 | 15719.1013 | 686.5961 | 0 | 16332.3685 | 2012.9213 | 0
6104 | 69.6804 | 15288.7544 | 299.8487 | 0 | 15718.4392 | 685.5233 | 0 | 16332.1505 | 2012.7808 | 0
6105 | 69.6918 | 15287.6023 | 299.7673 | 0 | 15717.4238 | 685.205 | 0 | 16330.1057 | 2009.5372 | 0
6106 | 69.7032 | 15287.306 | 299.3753 | 0 | 15717.1936 | 684.0116 | 0 | 16328.6405 | 2008.9083 | 0
6107 | 69.7146 | 15287.275 | 298.07 | 0 | 15717.0874 | 683.3899 | 0 | 16327.7882 | 2008.8523 | 0
6108 | 69.726 | 15285.9966 | 296.3106 | 0 | 15716.2752 | 679.1907 | 0 | 16325.9005 | 2007.7547 | 0
6109 | 69.7374 | 15285.3054 | 294.9008 | 0 | 15713.7179 | 678.671 | 0 | 16325.4194 | 2007.7516 | 0
6110 | 69.7489 | 15282.3065 | 293.6631 | 0 | 15713.4928 | 678.2046 | 0 | 16324.9453 | 2006.4896 | 0
6111 | 69.7603 | 15282.0557 | 293.0153 | 0 | 15712.1653 | 677.2885 | 0 | 16324.9168 | 2005.7437 | 0
6112 | 69.7717 | 15281.5105 | 292.3829 | 0 | 15711.9227 | 676.7069 | 0 | 16323.9838 | 2004.6537 | 0
6113 | 69.7831 | 15280.9038 | 292.2772 | 0 | 15711.7516 | 676.6361 | 0 | 16323.8606 | 2003.4767 | 0
6114 | 69.7945 | 15279.6693 | 292.178 | 0 | 15711.3267 | 676.3546 | 0 | 16322.4105 | 2003.3514 | 0
6115 | 69.8059 | 15277.7088 | 292.1371 | 0 | 15709.6232 | 674.2019 | 0 | 16320.9567 | 2002.6756 | 0
6116 | 69.8174 | 15275.6246 | 291.8373 | 0 | 15709.5975 | 671.6676 | 0 | 16320.6659 | 2002.117 | 0
6117 | 69.8288 | 15275.3716 | 290.0763 | 0 | 15709.3303 | 671.0766 | 0 | 16320.3281 | 2001.9038 | 0
6118 | 69.8402 | 15272.698 | 287.9259 | 0 | 15708.8816 | 670.2718 | 0 | 16320.1175 | 1999.9528 | 0
6119 | 69.8516 | 15272.1579 | 286.7548 | 0 | 15708.0917 | 669.5693 | 0 | 16319.5607 | 1999.5382 | 0
6120 | 69.863 | 15271.9784 | 286.0813 | 0 | 15707.7443 | 669.0879 | 0 | 16319.1921 | 1999.5018 | 0
6121 | 69.8744 | 15271.9451 | 285.5067 | 0 | 15707.7176 | 668.5732 | 0 | 16316.6359 | 1998.0664 | 0
6122 | 69.8858 | 15271.7486 | 285.344 | 0 | 15706.9126 | 667.3176 | 0 | 16316.4518 | 1997.6902 | 0
6123 | 69.8973 | 15271.3143 | 284.3937 | 0 | 15706.5545 | 666.4728 | 0 | 16316.3845 | 1995.6612 | 0
6124 | 69.9087 | 15270.5082 | 283.891 | 0 | 15702.2845 | 664.9974 | 0 | 16314.8262 | 1994.5967 | 0
6125 | 69.9201 | 15270.1105 | 283.8484 | 0 | 15700.7856 | 664.6527 | 0 | 16313.5568 | 1994.4734 | 0
6126 | 69.9315 | 15270.0729 | 283.5388 | 0 | 15696.2461 | 664.2958 | 0 | 16313.385 | 1993.3313 | 0
6127 | 69.9429 | 15269.85 | 283.294 | 0 | 15695.2203 | 664.0296 | 0 | 16311.4567 | 1993.0581 | 0
6128 | 69.9543 | 15269.7637 | 282.5416 | 0 | 15695.0969 | 663.9283 | 0 | 16311.2682 | 1991.8784 | 0
6129 | 69.9658 | 15269.4108 | 281.0568 | 0 | 15694.9566 | 660.0705 | 0 | 16311.2325 | 1991.6373 | 0
6130 | 69.9772 | 15269.354 | 277.36 | 0 | 15693.9684 | 659.6826 | 0 | 16310.7445 | 1990.412 | 0
6131 | 69.9886 | 15268.7615 | 275.6468 | 0 | 15693.7711 | 659.0248 | 0 | 16309.8727 | 1990.0907 | 0
6132 | 70 | 15267.323 | 274.1013 | 0 | 15693.1254 | 658.1322 | 0 | 16309.2079 | 1990.0358 | 0
6133 | 70.0114 | 15266.3798 | 273.3178 | 0 | 15690.3086 | 657.2451 | 0 | 16308.0841 | 1989.4561 | 0
6134 | 70.0228 | 15265.1322 | 272.9987 | 0 | 15689.5035 | 657.0865 | 0 | 16307.3716 | 1989.223 | 0
6135 | 70.0342 | 15264.2199 | 272.2547 | 0 | 15689.0742 | 657.0739 | 0 | 16307.246 | 1988.9149 | 0
6136 | 70.0457 | 15263.2685 | 270.5175 | 0 | 15688.1656 | 656.7324 | 0 | 16306.8234 | 1988.4166 | 0
6137 | 70.0571 | 15263.0166 | 269.8738 | 0 | 15687.5634 | 656.2318 | 0 | 16306.6134 | 1986.3049 | 0
6138 | 70.0685 | 15261.1631 | 269.4274 | 0 | 15687.289 | 655.9715 | 0 | 16305.8063 | 1983.0173 | 0
6139 | 70.0799 | 15260.7861 | 268.8044 | 0 | 15686.6556 | 655.967 | 0 | 16305.3099 | 1982.8812 | 0
6140 | 70.0913 | 15260.4362 | 268.0932 | 0 | 15684.5778 | 654.9722 | 0 | 16305.026 | 1982.2049 | 0
6141 | 70.1027 | 15260.096 | 267.624 | 0 | 15684.5109 | 652.6489 | 0 | 16304.4025 | 1981.0645 | 0
6142 | 70.1142 | 15259.2139 | 267.2918 | 0 | 15684.0683 | 652.0191 | 0 | 16304.1787 | 1979.169 | 0
6143 | 70.1256 | 15258.6394 | 266.5234 | 0 | 15683.1248 | 651.1084 | 0 | 16303.4573 | 1977.728 | 0
6144 | 70.137 | 15258.4758 | 263.5995 | 0 | 15682.8153 | 650.0731 | 0 | 16303.2532 | 1977.2534 | 0
6145 | 70.1484 | 15258.0002 | 263.5853 | 0 | 15681.6593 | 649.2263 | 0 | 16302.001 | 1976.557 | 0
6146 | 70.1598 | 15257.952 | 262.3336 | 0 | 15680.7322 | 648.4121 | 0 | 16301.8762 | 1976.1573 | 0
6147 | 70.1712 | 15256.2185 | 262.1099 | 0 | 15679.0501 | 648.1366 | 0 | 16301.6604 | 1973.9244 | 0
6148 | 70.1826 | 15256.1296 | 261.2759 | 0 | 15678.6433 | 646.9124 | 0 | 16300.0523 | 1973.5558 | 0
6149 | 70.1941 | 15251.5689 | 260.2905 | 0 | 15678.3544 | 645.8775 | 0 | 16299.7519 | 1973.0722 | 0
6150 | 70.2055 | 15250.5804 | 259.6584 | 0 | 15677.1245 | 644.6637 | 0 | 16299.6348 | 1972.2238 | 0
6151 | 70.2169 | 15248.3799 | 259.3614 | 0 | 15677.0784 | 644.5989 | 0 | 16299.1051 | 1969.7563 | 0
6152 | 70.2283 | 15248.0609 | 259.0456 | 0 | 15676.4567 | 643.8159 | 0 | 16299.0695 | 1967.4182 | 0
6153 | 70.2397 | 15247.8008 | 258.1076 | 0 | 15676.1096 | 642.9465 | 0 | 16297.4962 | 1967.1849 | 0
6154 | 70.2511 | 15246.866 | 256.9193 | 0 | 15676.1036 | 642.9034 | 0 | 16296.2637 | 1967.1142 | 0
6155 | 70.2626 | 15244.3333 | 256.8943 | 0 | 15674.9927 | 642.3394 | 0 | 16294.7839 | 1966.0059 | 0
6156 | 70.274 | 15243.4494 | 255.6615 | 0 | 15674.7732 | 641.9368 | 0 | 16292.7984 | 1965.5283 | 0
6157 | 70.2854 | 15241.118 | 255.468 | 0 | 15674.6835 | 641.8629 | 0 | 16290.7026 | 1965.2401 | 0
6158 | 70.2968 | 15240.516 | 254.5255 | 0 | 15671.6066 | 641.7095 | 0 | 16289.5574 | 1963.8424 | 0
6159 | 70.3082 | 15238.1459 | 253.8824 | 0 | 15671.0359 | 641.133 | 0 | 16288.3939 | 1963.8042 | 0
6160 | 70.3196 | 15237.6052 | 253.7898 | 0 | 15670.5217 | 640.5875 | 0 | 16287.8004 | 1961.8939 | 0
6161 | 70.3311 | 15237.3929 | 252.2465 | 0 | 15669.6918 | 639.5069 | 0 | 16286.9364 | 1960.8726 | 0
6162 | 70.3425 | 15237.2667 | 252.0382 | 0 | 15669.0659 | 638.2442 | 0 | 16283.5876 | 1960.2827 | 0
6163 | 70.3539 | 15236.4155 | 250.4121 | 0 | 15668.9889 | 637.8151 | 0 | 16282.9444 | 1960.0982 | 0
6164 | 70.3653 | 15235.4479 | 249.8031 | 0 | 15667.7257 | 637.6551 | 0 | 16280.4037 | 1958.8238 | 0
6165 | 70.3767 | 15235.0996 | 249.5554 | 0 | 15666.9133 | 636.9749 | 0 | 16278.0045 | 1958.002 | 0
6166 | 70.3881 | 15234.9952 | 248.475 | 0 | 15666.5344 | 636.604 | 0 | 16276.8971 | 1957.9293 | 0
6167 | 70.3995 | 15234.4162 | 248.1542 | 0 | 15665.6695 | 636.4796 | 0 | 16274.7144 | 1957.4776 | 0
6168 | 70.411 | 15234.021 | 247.1847 | 0 | 15664.5987 | 634.8035 | 0 | 16274.4875 | 1956.8543 | 0
6169 | 70.4224 | 15234.0179 | 246.2428 | 0 | 15663.6769 | 633.8749 | 0 | 16273.7236 | 1956.3604 | 0
6170 | 70.4338 | 15233.5733 | 244.0408 | 0 | 15663.2576 | 633.4591 | 0 | 16273.3678 | 1955.8041 | 0
6171 | 70.4452 | 15232.1716 | 243.505 | 0 | 15662.707 | 632.8561 | 0 | 16272.9531 | 1955.1908 | 0
6172 | 70.4566 | 15232.1153 | 243.266 | 0 | 15660.5137 | 631.4486 | 0 | 16272.4905 | 1954.9886 | 0
6173 | 70.468 | 15231.1472 | 241.9757 | 0 | 15658.4299 | 629.5527 | 0 | 16271.5813 | 1954.5266 | 0
6174 | 70.4795 | 15230.9807 | 241.4128 | 0 | 15656.1832 | 629.4436 | 0 | 16269.1011 | 1954.1052 | 0
6175 | 70.4909 | 15230.7633 | 240.0549 | 0 | 15655.9926 | 624.7204 | 0 | 16268.9629 | 1953.9208 | 0
6176 | 70.5023 | 15230.7633 | 239.5249 | 0 | 15655.6948 | 623.4401 | 0 | 16268.7524 | 1952.5378 | 0
6177 | 70.5137 | 15229.9846 | 239.2225 | 0 | 15655.5197 | 621.5493 | 0 | 16267.6447 | 1950.8511 | 0
6178 | 70.5251 | 15228.3591 | 239.2063 | 0 | 15655.104 | 620.6786 | 0 | 16266.3625 | 1950.7282 | 0
6179 | 70.5365 | 15227.7816 | 239.0946 | 0 | 15654.7506 | 619.6895 | 0 | 16265.8476 | 1950.3694 | 0
6180 | 70.5479 | 15226.5878 | 238.4959 | 0 | 15654.3695 | 618.9907 | 0 | 16263.8944 | 1949.7447 | 0
6181 | 70.5594 | 15224.458 | 237.7813 | 0 | 15653.3526 | 618.6892 | 0 | 16263.4467 | 1947.4892 | 0
6182 | 70.5708 | 15224.1252 | 236.512 | 0 | 15652.4859 | 617.804 | 0 | 16261.4888 | 1946.7724 | 0
6183 | 70.5822 | 15220.5196 | 235.837 | 0 | 15652.2231 | 616.1755 | 0 | 16261.2651 | 1945.8039 | 0
6184 | 70.5936 | 15220.5178 | 235.4898 | 0 | 15651.92 | 616.0831 | 0 | 16258.6498 | 1944.6079 | 0
6185 | 70.605 | 15217.8562 | 235.0035 | 0 | 15651.2281 | 615.3028 | 0 | 16258.2229 | 1943.147 | 0
6186 | 70.6164 | 15217.8029 | 234.6855 | 0 | 15650.3193 | 613.9836 | 0 | 16257.9535 | 1941.5676 | 0
6187 | 70.6279 | 15216.0513 | 233.4868 | 0 | 15649.9982 | 612.1032 | 0 | 16257.0813 | 1941.3661 | 0
6188 | 70.6393 | 15216.0124 | 233.2065 | 0 | 15649.6926 | 611.1221 | 0 | 16256.9658 | 1941.0265 | 0
6189 | 70.6507 | 15215.5899 | 232.6294 | 0 | 15649.6741 | 609.626 | 0 | 16255.9012 | 1939.8111 | 0
6190 | 70.6621 | 15214.954 | 231.6352 | 0 | 15648.3222 | 608.2333 | 0 | 16254.1274 | 1939.649 | 0
6191 | 70.6735 | 15213.9845 | 225.2428 | 0 | 15648.3081 | 605.3964 | 0 | 16253.9391 | 1938.5219 | 0
6192 | 70.6849 | 15213.4175 | 225.1361 | 0 | 15644.9894 | 605.1422 | 0 | 16253.5489 | 1937.445 | 0
6193 | 70.6963 | 15213.1762 | 224.9722 | 0 | 15644.4578 | 604.9886 | 0 | 16253.5489 | 1936.2427 | 0
6194 | 70.7078 | 15212.6138 | 224.8549 | 0 | 15643.9366 | 603.9843 | 0 | 16252.4342 | 1935.2324 | 0
6195 | 70.7192 | 15211.3948 | 223.6809 | 0 | 15641.563 | 603.5442 | 0 | 16252.1911 | 1934.4462 | 0
6196 | 70.7306 | 15211.1992 | 223.5887 | 0 | 15640.2992 | 601.696 | 0 | 16250.7736 | 1932.8711 | 0
6197 | 70.742 | 15210.8521 | 223.5392 | 0 | 15639.8866 | 599.1768 | 0 | 16248.4163 | 1930.7176 | 0
6198 | 70.7534 | 15210.5383 | 222.0465 | 0 | 15638.8718 | 599.0185 | 0 | 16247.3112 | 1929.1048 | 0
6199 | 70.7648 | 15210.4767 | 221.8339 | 0 | 15638.8278 | 597.4483 | 0 | 16244.7028 | 1928.705 | 0
6200 | 70.7763 | 15209.62 | 221.3019 | 0 | 15638.6305 | 596.4185 | 0 | 16244.6749 | 1927.3748 | 0
6201 | 70.7877 | 15205.6743 | 219.8861 | 0 | 15638.2492 | 596.2269 | 0 | 16244.316 | 1927.1524 | 0
6202 | 70.7991 | 15205.4723 | 219.6818 | 0 | 15635.5862 | 595.7636 | 0 | 16242.3058 | 1925.5361 | 0
6203 | 70.8105 | 15205.3591 | 219.6062 | 0 | 15635.5509 | 595.3329 | 0 | 16241.9979 | 1924.756 | 0
6204 | 70.8219 | 15202.5212 | 217.4278 | 0 | 15633.4414 | 593.6103 | 0 | 16241.9434 | 1924.3452 | 0
6205 | 70.8333 | 15201.1375 | 217.0693 | 0 | 15633.0455 | 591.5961 | 0 | 16241.0336 | 1923.0804 | 0
6206 | 70.8447 | 15200.7385 | 216.5448 | 0 | 15632.4837 | 591.4148 | 0 | 16239.5456 | 1923.0277 | 0
6207 | 70.8562 | 15199.2176 | 215.9483 | 0 | 15630.6103 | 590.7352 | 0 | 16239.1104 | 1922.7777 | 0
6208 | 70.8676 | 15197.4701 | 214.9239 | 0 | 15630.5417 | 588.0523 | 0 | 16238.4025 | 1922.3449 | 0
6209 | 70.879 | 15195.9319 | 214.7 | 0 | 15630.0028 | 587.734 | 0 | 16237.4939 | 1921.8393 | 0
6210 | 70.8904 | 15195.524 | 211.6886 | 0 | 15629.7623 | 586.5057 | 0 | 16236.6078 | 1919.5161 | 0
6211 | 70.9018 | 15194.9339 | 210.2933 | 0 | 15629.7461 | 585.4798 | 0 | 16235.3498 | 1918.1401 | 0
6212 | 70.9132 | 15192.1738 | 209.1117 | 0 | 15624.1552 | 583.8817 | 0 | 16235.2811 | 1917.7918 | 0
6213 | 70.9247 | 15191.6548 | 208.0901 | 0 | 15624.1018 | 582.7442 | 0 | 16233.811 | 1914.9252 | 0
6214 | 70.9361 | 15191.6548 | 207.975 | 0 | 15623.1749 | 581.7924 | 0 | 16233.5014 | 1914.0887 | 0
6215 | 70.9475 | 15182.766 | 206.6155 | 0 | 15623.1241 | 580.169 | 0 | 16233.5014 | 1913.2295 | 0
6216 | 70.9589 | 15180.6153 | 205.8212 | 0 | 15621.0038 | 579.3472 | 0 | 16233.1511 | 1912.9481 | 0
6217 | 70.9703 | 15180.0113 | 201.2554 | 0 | 15618.9125 | 579.0959 | 0 | 16228.7268 | 1908.2132 | 0
6218 | 70.9817 | 15179.8075 | 200.3439 | 0 | 15618.135 | 576.447 | 0 | 16226.8681 | 1907.5464 | 0
6219 | 70.9932 | 15179.5771 | 199.0806 | 0 | 15614.6089 | 574.9783 | 0 | 16226.7922 | 1905.5022 | 0
6220 | 71.0046 | 15179.0911 | 198.7034 | 0 | 15614.3894 | 572.113 | 0 | 16226.4812 | 1905.2102 | 0
6221 | 71.016 | 15176.3113 | 197.8435 | 0 | 15612.6104 | 571.8561 | 0 | 16224.9311 | 1904.4864 | 0
6222 | 71.0274 | 15175.9385 | 197.6981 | 0 | 15612.5548 | 570.5154 | 0 | 16224.6439 | 1903.1916 | 0
6223 | 71.0388 | 15174.7468 | 196.2935 | 0 | 15612.006 | 570.0281 | 0 | 16224.4164 | 1902.9331 | 0
6224 | 71.0502 | 15173.4302 | 194.9875 | 0 | 15611.086 | 569.343 | 0 | 16223.3162 | 1902.7764 | 0
6225 | 71.0616 | 15173.1114 | 194.6863 | 0 | 15610.638 | 569.1133 | 0 | 16222.43 | 1902.5875 | 0
6226 | 71.0731 | 15171.8264 | 193.1019 | 0 | 15608.8658 | 568.7268 | 0 | 16221.7454 | 1900.7708 | 0
6227 | 71.0845 | 15170.9694 | 193.0773 | 0 | 15608.8021 | 568.482 | 0 | 16219.516 | 1900.1768 | 0
6228 | 71.0959 | 15170.4727 | 190.4289 | 0 | 15608.7857 | 566.6542 | 0 | 16218.8405 | 1900.1388 | 0
6229 | 71.1073 | 15170.1922 | 189.9571 | 0 | 15608.7813 | 564.797 | 0 | 16218.6706 | 1899.9903 | 0
6230 | 71.1187 | 15169.2793 | 189.7052 | 0 | 15608.7723 | 564.3835 | 0 | 16217.6759 | 1899.8295 | 0
6231 | 71.1301 | 15167.4466 | 189.6867 | 0 | 15608.3451 | 564.2167 | 0 | 16217.1802 | 1899.7489 | 0
6232 | 71.1416 | 15166.6828 | 189.6022 | 0 | 15607.3077 | 563.4508 | 0 | 16216.5111 | 1899.6991 | 0
6233 | 71.153 | 15162.0612 | 187.3866 | 0 | 15606.3646 | 562.7251 | 0 | 16215.8769 | 1898.5194 | 0
6234 | 71.1644 | 15160.6883 | 186.782 | 0 | 15605.7982 | 562.4743 | 0 | 16215.3052 | 1898.2115 | 0
6235 | 71.1758 | 15160.6263 | 186.7198 | 0 | 15604.4083 | 561.3386 | 0 | 16215.2197 | 1898.1995 | 0
6236 | 71.1872 | 15159.2803 | 186.5712 | 0 | 15602.8375 | 559.5674 | 0 | 16213.8052 | 1897.2682 | 0
6237 | 71.1986 | 15158.5091 | 186.1311 | 0 | 15602.4507 | 558.8362 | 0 | 16212.9766 | 1897.2651 | 0
6238 | 71.21 | 15157.1512 | 185.441 | 0 | 15600.029 | 558.5969 | 0 | 16212.9399 | 1896.9198 | 0
6239 | 71.2215 | 15155.0971 | 184.5706 | 0 | 15597.1962 | 557.704 | 0 | 16211.2601 | 1896.3888 | 0
6240 | 71.2329 | 15154.8272 | 183.3547 | 0 | 15596.3097 | 556.9973 | 0 | 16211.1644 | 1895.9156 | 0
6241 | 71.2443 | 15150.6079 | 183.1005 | 0 | 15596.0111 | 556.9935 | 0 | 16210.5105 | 1895.1926 | 0
6242 | 71.2557 | 15147.8424 | 182.8499 | 0 | 15595.7878 | 556.9102 | 0 | 16210.3616 | 1894.6284 | 0
6243 | 71.2671 | 15147.8286 | 182.6185 | 0 | 15595.5031 | 556.7429 | 0 | 16209.5911 | 1894.579 | 0
6244 | 71.2785 | 15147.373 | 182.0407 | 0 | 15594.8886 | 556.5626 | 0 | 16206.9809 | 1894.5303 | 0
6245 | 71.29 | 15147.1 | 181.5304 | 0 | 15594.5957 | 554.4679 | 0 | 16206.9809 | 1892.3047 | 0
6246 | 71.3014 | 15146.4175 | 180.3458 | 0 | 15594.3369 | 553.0836 | 0 | 16205.5976 | 1891.3432 | 0
6247 | 71.3128 | 15146.0486 | 179.8904 | 0 | 15592.8762 | 552.9508 | 0 | 16205.5976 | 1890.7218 | 0
6248 | 71.3242 | 15144.7067 | 178.3997 | 0 | 15591.2367 | 551.2789 | 0 | 16205.5383 | 1890.1047 | 0
6249 | 71.3356 | 15144.2608 | 176.8619 | 0 | 15590.8991 | 551.0792 | 0 | 16203.7348 | 1889.6159 | 0
6250 | 71.347 | 15144.2608 | 174.2962 | 0 | 15587.6401 | 546.1676 | 0 | 16203.7118 | 1889.5914 | 0
6251 | 71.3584 | 15144.2608 | 174.2417 | 0 | 15584.5003 | 545.0671 | 0 | 16203.4624 | 1888.4297 | 0
6252 | 71.3699 | 15143.2198 | 174.0295 | 0 | 15582.3111 | 544.6669 | 0 | 16203.1073 | 1888.2111 | 0
6253 | 71.3813 | 15142.707 | 172.4581 | 0 | 15581.4533 | 544.5494 | 0 | 16201.8589 | 1886.4677 | 0
6254 | 71.3927 | 15141.8756 | 170.7211 | 0 | 15581.2486 | 543.5045 | 0 | 16201.7748 | 1884.8973 | 0
6255 | 71.4041 | 15141.7992 | 170.4475 | 0 | 15581.2421 | 542.9507 | 0 | 16200.999 | 1884.8286 | 0
6256 | 71.4155 | 15141.7539 | 169.6982 | 0 | 15580.9455 | 540.7832 | 0 | 16200.2351 | 1884.3064 | 0
6257 | 71.4269 | 15141.5229 | 169.4761 | 0 | 15580.9363 | 540.3328 | 0 | 16200.2073 | 1884.213 | 0
6258 | 71.4384 | 15140.9002 | 168.106 | 0 | 15579.6985 | 540.3081 | 0 | 16198.8306 | 1884.1894 | 0
6259 | 71.4498 | 15140.1371 | 167.4481 | 0 | 15577.9378 | 540.0361 | 0 | 16198.2464 | 1882.173 | 0
6260 | 71.4612 | 15139.4951 | 166.6358 | 0 | 15575.5285 | 538.0413 | 0 | 16195.7889 | 1882.1135 | 0
6261 | 71.4726 | 15135.9788 | 165.4929 | 0 | 15574.0954 | 537.3734 | 0 | 16194.7102 | 1881.7549 | 0
6262 | 71.484 | 15134.6729 | 164.1541 | 0 | 15573.9537 | 537.1442 | 0 | 16193.7265 | 1881.2966 | 0
6263 | 71.4954 | 15133.84 | 164.0139 | 0 | 15573.3346 | 535.0381 | 0 | 16192.7775 | 1880.9494 | 0
6264 | 71.5068 | 15133.0219 | 163.9846 | 0 | 15572.2807 | 534.2714 | 0 | 16192.5286 | 1879.3071 | 0
6265 | 71.5183 | 15131.7128 | 163.8973 | 0 | 15572.1216 | 531.9638 | 0 | 16189.8907 | 1877.8098 | 0
6266 | 71.5297 | 15129.7107 | 163.1876 | 0 | 15570.3243 | 530.3588 | 0 | 16188.4812 | 1877.7999 | 0
6267 | 71.5411 | 15129.394 | 161.6527 | 0 | 15569.9189 | 529.5085 | 0 | 16187.5461 | 1877.4223 | 0
6268 | 71.5525 | 15128.6612 | 161.5986 | 0 | 15569.7848 | 528.5984 | 0 | 16186.7889 | 1876.2723 | 0
6269 | 71.5639 | 15128.6071 | 161.2311 | 0 | 15568.0418 | 527.5325 | 0 | 16186.7722 | 1876.0904 | 0
6270 | 71.5753 | 15128.4133 | 160.0806 | 0 | 15567.4527 | 526.916 | 0 | 16186.17 | 1875.84 | 0
6271 | 71.5868 | 15127.7428 | 159.0193 | 0 | 15563.869 | 526.8692 | 0 | 16185.4332 | 1874.8704 | 0
6272 | 71.5982 | 15127.459 | 158.4522 | 0 | 15563.4473 | 524.2638 | 0 | 16185.4208 | 1872.5324 | 0
6273 | 71.6096 | 15126.2538 | 158.2335 | 0 | 15563.1885 | 522.8503 | 0 | 16185.3436 | 1871.9546 | 0
6274 | 71.621 | 15122.4289 | 157.9577 | 0 | 15562.6794 | 521.1869 | 0 | 16184.9144 | 1871.339 | 0
6275 | 71.6324 | 15121.9045 | 157.8669 | 0 | 15562.3437 | 521.0791 | 0 | 16184.086 | 1870.3571 | 0
6276 | 71.6438 | 15121.1394 | 157.1095 | 0 | 15561.0875 | 521.0587 | 0 | 16181.3525 | 1868.9982 | 0
6277 | 71.6553 | 15120.8378 | 156.614 | 0 | 15560.4164 | 518.2953 | 0 | 16180.1208 | 1868.4262 | 0
6278 | 71.6667 | 15119.4488 | 154.7905 | 0 | 15560.3937 | 517.2851 | 0 | 16176.3038 | 1866.593 | 0
6279 | 71.6781 | 15119.0607 | 154.2942 | 0 | 15560.3604 | 516.3147 | 0 | 16176.218 | 1865.4195 | 0
6280 | 71.6895 | 15118.9757 | 153.1739 | 0 | 15559.5407 | 515.6673 | 0 | 16175.4011 | 1865.1834 | 0
6281 | 71.7009 | 15118.1415 | 151.8393 | 0 | 15558.7242 | 515.6489 | 0 | 16174.5667 | 1864.0981 | 0
6282 | 71.7123 | 15118.1415 | 149.9063 | 0 | 15557.8783 | 515.0038 | 0 | 16172.6517 | 1864.0798 | 0
6283 | 71.7237 | 15116.2036 | 148.0396 | 0 | 15555.6299 | 514.0884 | 0 | 16171.5393 | 1863.0333 | 0
6284 | 71.7352 | 15114.7886 | 147.9917 | 0 | 15555.5215 | 513.5825 | 0 | 16171.1297 | 1862.5519 | 0
6285 | 71.7466 | 15113.4422 | 146.0434 | 0 | 15555.3723 | 512.3175 | 0 | 16169.6224 | 1859.362 | 0
6286 | 71.758 | 15113.3078 | 145.7283 | 0 | 15552.7025 | 512.0906 | 0 | 16169.4632 | 1858.26 | 0
6287 | 71.7694 | 15112.4655 | 144.7742 | 0 | 15552.404 | 511.7832 | 0 | 16169.4428 | 1854.9146 | 0
6288 | 71.7808 | 15111.4111 | 144.1895 | 0 | 15551.5335 | 510.2711 | 0 | 16169.0365 | 1854.4566 | 0
6289 | 71.7922 | 15110.9435 | 143.7082 | 0 | 15551.0056 | 509.2807 | 0 | 16167.5381 | 1852.988 | 0
6290 | 71.8037 | 15108.0459 | 143.6341 | 0 | 15549.6916 | 509.1821 | 0 | 16167.4617 | 1852.4441 | 0
6291 | 71.8151 | 15106.6884 | 143.3949 | 0 | 15549.4575 | 508.6701 | 0 | 16167.2875 | 1850.689 | 0
6292 | 71.8265 | 15106.0425 | 143.3106 | 0 | 15547.7287 | 508.6083 | 0 | 16166.5546 | 1849.3985 | 0
6293 | 71.8379 | 15102.8148 | 142.0043 | 0 | 15546.1402 | 508.3907 | 0 | 16166.4745 | 1849.0146 | 0
6294 | 71.8493 | 15102.5661 | 141.7718 | 0 | 15545.5083 | 502.7469 | 0 | 16166.2645 | 1847.2604 | 0
6295 | 71.8607 | 15100.5994 | 141.0313 | 0 | 15545.3915 | 501.3298 | 0 | 16165.3229 | 1846.6216 | 0
6296 | 71.8721 | 15100.3397 | 138.5663 | 0 | 15544.6031 | 501.1132 | 0 | 16163.6169 | 1846.6204 | 0
6297 | 71.8836 | 15100.1321 | 138.4776 | 0 | 15542.6749 | 500.6975 | 0 | 16161.8086 | 1844.9961 | 0
6298 | 71.895 | 15098.5273 | 137.416 | 0 | 15541.5777 | 500.4947 | 0 | 16161.7866 | 1844.7386 | 0
6299 | 71.9064 | 15098.3461 | 136.9778 | 0 | 15539.9312 | 500.139 | 0 | 16159.0982 | 1843.4677 | 0
6300 | 71.9178 | 15098.1791 | 135.7262 | 0 | 15539.876 | 497.817 | 0 | 16158.8021 | 1842.6064 | 0
6301 | 71.9292 | 15095.4388 | 135.5919 | 0 | 15539.229 | 497.5658 | 0 | 16157.5064 | 1841.7207 | 0
6302 | 71.9406 | 15093.7411 | 134.2809 | 0 | 15539.089 | 496.3972 | 0 | 16156.2206 | 1841.7017 | 0
6303 | 71.9521 | 15093.7411 | 133.7976 | 0 | 15539.0508 | 495.2477 | 0 | 16155.0679 | 1840.9695 | 0
6304 | 71.9635 | 15093.5744 | 133.2335 | 0 | 15538.6796 | 494.9356 | 0 | 16154.279 | 1840.3024 | 0
6305 | 71.9749 | 15088.4517 | 132.628 | 0 | 15537.988 | 493.6115 | 0 | 16153.2157 | 1840.2076 | 0
6306 | 71.9863 | 15088.3504 | 132.432 | 0 | 15537.7639 | 491.374 | 0 | 16152.9005 | 1840.1207 | 0
6307 | 71.9977 | 15087.8005 | 131.4266 | 0 | 15537.3747 | 491.1687 | 0 | 16152.4785 | 1837.173 | 0
6308 | 72.0091 | 15086.6974 | 127.862 | 0 | 15536.4998 | 491.1608 | 0 | 16152.3475 | 1833.8224 | 0
6309 | 72.0205 | 15083.782 | 127.3801 | 0 | 15535.7813 | 490.7424 | 0 | 16152.2708 | 1833.5401 | 0
6310 | 72.032 | 15083.5121 | 126.9282 | 0 | 15535.7404 | 487.2973 | 0 | 16152.2098 | 1833.3579 | 0
6311 | 72.0434 | 15083.1788 | 125.3571 | 0 | 15532.685 | 487.0226 | 0 | 16151.5942 | 1831.9149 | 0
6312 | 72.0548 | 15082.3795 | 124.5333 | 0 | 15532.579 | 482.1557 | 0 | 16150.385 | 1831.8836 | 0
6313 | 72.0662 | 15081.9228 | 124.2732 | 0 | 15532.0391 | 478.5673 | 0 | 16145.3245 | 1831.5428 | 0
6314 | 72.0776 | 15080.354 | 124.0641 | 0 | 15531.2857 | 476.364 | 0 | 16143.6462 | 1830.324 | 0
6315 | 72.089 | 15080.0535 | 123.8532 | 0 | 15531.1576 | 475.0952 | 0 | 16143.0339 | 1829.9235 | 0
6316 | 72.1005 | 15078.621 | 123.0433 | 0 | 15530.2844 | 474.2371 | 0 | 16141.6874 | 1829.4428 | 0
6317 | 72.1119 | 15077.7811 | 121.6497 | 0 | 15529.6285 | 473.6647 | 0 | 16140.4032 | 1828.4604 | 0
6318 | 72.1233 | 15077.6733 | 120.463 | 0 | 15528.2131 | 473.5955 | 0 | 16140.1766 | 1827.1589 | 0
6319 | 72.1347 | 15076.6398 | 120.2296 | 0 | 15528.0936 | 473.5276 | 0 | 16139.8634 | 1825.1112 | 0
6320 | 72.1461 | 15076.3036 | 119.553 | 0 | 15525.9187 | 471.892 | 0 | 16139.2581 | 1823.6378 | 0
6321 | 72.1575 | 15075.6944 | 119.2844 | 0 | 15524.6776 | 471.4178 | 0 | 16138.9306 | 1822.8409 | 0
6322 | 72.1689 | 15073.9444 | 118.9751 | 0 | 15524.5151 | 469.4667 | 0 | 16138.7709 | 1822.3865 | 0
6323 | 72.1804 | 15073.1448 | 118.7914 | 0 | 15524.3674 | 468.2019 | 0 | 16138.5892 | 1822.0655 | 0
6324 | 72.1918 | 15071.8309 | 118.5988 | 0 | 15523.2575 | 465.3051 | 0 | 16136.0181 | 1821.673 | 0
6325 | 72.2032 | 15071.7226 | 117.6805 | 0 | 15520.9469 | 464.2176 | 0 | 16135.7462 | 1821.6141 | 0
6326 | 72.2146 | 15069.6239 | 117.4803 | 0 | 15520.67 | 463.5277 | 0 | 16135.6118 | 1820.7684 | 0
6327 | 72.226 | 15067.7948 | 117.1053 | 0 | 15520.1247 | 461.9137 | 0 | 16135.5161 | 1819.8452 | 0
6328 | 72.2374 | 15066.9522 | 116.0776 | 0 | 15519.8269 | 458.8749 | 0 | 16134.7745 | 1819.0733 | 0
6329 | 72.2489 | 15065.0262 | 115.5319 | 0 | 15518.9908 | 456.8371 | 0 | 16133.8196 | 1818.8268 | 0
6330 | 72.2603 | 15062.2878 | 114.2169 | 0 | 15518.7345 | 456.5861 | 0 | 16133.19 | 1818.6179 | 0
6331 | 72.2717 | 15061.3866 | 114.0549 | 0 | 15517.7481 | 455.7045 | 0 | 16130.4905 | 1818.6167 | 0
6332 | 72.2831 | 15061.3796 | 112.4381 | 0 | 15517.1655 | 452.3438 | 0 | 16129.841 | 1818.3278 | 0
6333 | 72.2945 | 15060.5533 | 112.2052 | 0 | 15516.258 | 449.8992 | 0 | 16128.4339 | 1818.2147 | 0
6334 | 72.3059 | 15058.9573 | 111.1044 | 0 | 15516.1372 | 449.5042 | 0 | 16128.2944 | 1818.1444 | 0
6335 | 72.3174 | 15057.7064 | 110.6113 | 0 | 15515.8187 | 448.7741 | 0 | 16126.6523 | 1817.5376 | 0
6336 | 72.3288 | 15056.3492 | 109.8042 | 0 | 15514.8889 | 448.4258 | 0 | 16126.2514 | 1816.1742 | 0
6337 | 72.3402 | 15056.3219 | 109.6412 | 0 | 15512.2332 | 447.1834 | 0 | 16125.6828 | 1815.1328 | 0
6338 | 72.3516 | 15055.5412 | 108.6891 | 0 | 15508.7994 | 447.0569 | 0 | 16125.4735 | 1815.1076 | 0
6339 | 72.363 | 15054.8102 | 108.1106 | 0 | 15507.9957 | 446.9289 | 0 | 16124.6185 | 1815.011 | 0
6340 | 72.3744 | 15054.6991 | 107.7536 | 0 | 15507.8595 | 446.2516 | 0 | 16124.4259 | 1814.0541 | 0
6341 | 72.3858 | 15053.5551 | 107.0936 | 0 | 15507.1946 | 446.1005 | 0 | 16120.1716 | 1813.9902 | 0
6342 | 72.3973 | 15053.0876 | 106.8784 | 0 | 15505.781 | 443.7493 | 0 | 16118.6973 | 1813.8436 | 0
6343 | 72.4087 | 15052.724 | 106.2329 | 0 | 15504.6907 | 442.8508 | 0 | 16117.7787 | 1812.5311 | 0
6344 | 72.4201 | 15051.3842 | 102.5089 | 0 | 15504.5551 | 442.0395 | 0 | 16116.0581 | 1811.2607 | 0
6345 | 72.4315 | 15050.6463 | 102.3536 | 0 | 15504.1517 | 441.8024 | 0 | 16115.7331 | 1809.9053 | 0
6346 | 72.4429 | 15049.9649 | 101.4028 | 0 | 15503.8853 | 441.7131 | 0 | 16115.5046 | 1809.7579 | 0
6347 | 72.4543 | 15049.7932 | 100.9172 | 0 | 15502.9594 | 439.1804 | 0 | 16115.3962 | 1808.1466 | 0
6348 | 72.4658 | 15047.0132 | 100.4923 | 0 | 15498.6132 | 436.0028 | 0 | 16113.8535 | 1807.698 | 0
6349 | 72.4772 | 15045.8426 | 99.7875 | 0 | 15498.0737 | 433.1143 | 0 | 16112.6843 | 1807.5377 | 0
6350 | 72.4886 | 15044.0225 | 99.122 | 0 | 15495.7589 | 432.8658 | 0 | 16110.2304 | 1806.9473 | 0
6351 | 72.5 | 15043.8316 | 98.987 | 0 | 15493.1903 | 428.7994 | 0 | 16109.9011 | 1806.6619 | 0
6352 | 72.5114 | 15043.5849 | 97.4632 | 0 | 15491.6531 | 427.1662 | 0 | 16109.6706 | 1806.2104 | 0
6353 | 72.5228 | 15041.2649 | 95.7708 | 0 | 15488.0643 | 422.115 | 0 | 16109.5235 | 1805.6672 | 0
6354 | 72.5342 | 15038.0366 | 95.3222 | 0 | 15487.8324 | 421.3983 | 0 | 16108.2249 | 1805.6481 | 0
6355 | 72.5457 | 15037.5366 | 95.057 | 0 | 15487.7452 | 421.2785 | 0 | 16107.0195 | 1804.0964 | 0
6356 | 72.5571 | 15037.3162 | 94.9238 | 0 | 15487.6997 | 418.8716 | 0 | 16106.6416 | 1803.0198 | 0
6357 | 72.5685 | 15036.2108 | 94.5226 | 0 | 15486.1509 | 417.7948 | 0 | 16104.6881 | 1801.9519 | 0
6358 | 72.5799 | 15035.6077 | 94.481 | 0 | 15480.8744 | 416.1019 | 0 | 16102.4235 | 1800.9098 | 0
6359 | 72.5913 | 15035.098 | 94.4399 | 0 | 15480.4422 | 415.7006 | 0 | 16101.3473 | 1799.9694 | 0
6360 | 72.6027 | 15032.933 | 94.4372 | 0 | 15478.1592 | 415.6517 | 0 | 16099.759 | 1799.8557 | 0
6361 | 72.6142 | 15031.9074 | 94.4315 | 0 | 15477.2796 | 414.3746 | 0 | 16099.0157 | 1799.6457 | 0
6362 | 72.6256 | 15030.0781 | 94.4303 | 0 | 15477.0926 | 409.5302 | 0 | 16098.2449 | 1798.8673 | 0
6363 | 72.637 | 15029.7733 | 94.4295 | 0 | 15476.7685 | 409.2802 | 0 | 16096.5461 | 1798.3112 | 0
6364 | 72.6484 | 15028.9287 | 94.4218 | 0 | 15474.1528 | 408.4249 | 0 | 16096.3577 | 1798.3043 | 0
6365 | 72.6598 | 15028.1305 | 94.4183 | 0 | 15473.2943 | 404.6798 | 0 | 16094.6984 | 1796.797 | 0
6366 | 72.6712 | 15026.8904 | 94.4098 | 0 | 15467.8297 | 404.1148 | 0 | 16094.6524 | 1796.6769 | 0
6367 | 72.6826 | 15025.0588 | 94.4073 | 0 | 15466.3015 | 401.2044 | 0 | 16094.3901 | 1796.5728 | 0
6368 | 72.6941 | 15023.8882 | 94.4048 | 0 | 15465.0071 | 399.6753 | 0 | 16092.0555 | 1794.8993 | 0
6369 | 72.7055 | 15023.2573 | 94.4046 | 0 | 15462.9873 | 399.6574 | 0 | 16091.8894 | 1794.7408 | 0
6370 | 72.7169 | 15022.5339 | 94.4 | 0 | 15462.6203 | 398.2408 | 0 | 16091.8679 | 1793.635 | 0
6371 | 72.7283 | 15021.949 | 94.3996 | 0 | 15462.5304 | 397.7932 | 0 | 16089.1129 | 1792.1094 | 0
6372 | 72.7397 | 15020.6464 | 94.3967 | 0 | 15460.9939 | 396.882 | 0 | 16088.3513 | 1792.0998 | 0
6373 | 72.7511 | 15020.2022 | 94.3944 | 0 | 15459.2219 | 396.1137 | 0 | 16087.8603 | 1791.7144 | 0
6374 | 72.7626 | 15019.1656 | 94.3923 | 0 | 15457.5279 | 395.8328 | 0 | 16083.5309 | 1791.3831 | 0
6375 | 72.774 | 15018.8501 | 94.3923 | 0 | 15456.4467 | 395.0355 | 0 | 16082.5284 | 1789.6507 | 0
6376 | 72.7854 | 15017.2911 | 94.391 | 0 | 15456.4199 | 393.1581 | 0 | 16081.2837 | 1788.6625 | 0
6377 | 72.7968 | 15017.0632 | 94.3868 | 0 | 15456.3579 | 393.0731 | 0 | 16080.4255 | 1787.1409 | 0
6378 | 72.8082 | 15015.5007 | 94.3862 | 0 | 15445.4861 | 392.4991 | 0 | 16079.99 | 1787.0224 | 0
6379 | 72.8196 | 15014.3725 | 94.3846 | 0 | 15444.6332 | 391.4445 | 0 | 16078.1373 | 1786.6978 | 0
6380 | 72.8311 | 15011.5287 | 94.3837 | 0 | 15444.4674 | 390.9283 | 0 | 16077.5296 | 1786.5302 | 0
6381 | 72.8425 | 15009.2004 | 94.3834 | 0 | 15441.9876 | 389.8113 | 0 | 16077.4654 | 1784.8942 | 0
6382 | 72.8539 | 15007.6855 | 94.3807 | 0 | 15441.6277 | 389.474 | 0 | 16077.4516 | 1783.3315 | 0
6383 | 72.8653 | 15007.5908 | 94.3733 | 0 | 15439.6278 | 389.4698 | 0 | 16075.0226 | 1781.6705 | 0
6384 | 72.8767 | 15004.2897 | 94.372 | 0 | 15439.1503 | 388.4142 | 0 | 16074.0007 | 1779.4004 | 0
6385 | 72.8881 | 15003.4377 | 94.3698 | 0 | 15438.7943 | 387.1875 | 0 | 16072.9763 | 1778.7714 | 0
6386 | 72.8995 | 14999.9416 | 94.3648 | 0 | 15438.0629 | 386.2984 | 0 | 16072.6188 | 1777.7814 | 0
6387 | 72.911 | 14998.3643 | 94.3635 | 0 | 15438.013 | 386.0587 | 0 | 16072.54 | 1776.8651 | 0
6388 | 72.9224 | 14996.8737 | 94.3635 | 0 | 15432.3234 | 384.9213 | 0 | 16070.6269 | 1776.3171 | 0
6389 | 72.9338 | 14994.3343 | 94.3631 | 0 | 15429.8087 | 384.7488 | 0 | 16068.9236 | 1775.3516 | 0
6390 | 72.9452 | 14993.8951 | 94.3616 | 0 | 15426.2851 | 384.5417 | 0 | 16068.5903 | 1775.2706 | 0
6391 | 72.9566 | 14993.008 | 94.3614 | 0 | 15425.8271 | 384.4396 | 0 | 16066.6808 | 1774.9923 | 0
6392 | 72.968 | 14992.8393 | 94.3583 | 0 | 15423.7587 | 384.2943 | 0 | 16064.7844 | 1772.151 | 0
6393 | 72.9795 | 14991.5543 | 94.3567 | 0 | 15422.9077 | 383.0586 | 0 | 16064.0186 | 1771.5506 | 0
6394 | 72.9909 | 14990.9972 | 94.3541 | 0 | 15422.711 | 382.6603 | 0 | 16063.448 | 1769.2639 | 0
6395 | 73.0023 | 14989.6789 | 94.3511 | 0 | 15421.9715 | 381.7945 | 0 | 16060.5458 | 1769.2446 | 0
6396 | 73.0137 | 14986.6228 | 94.3504 | 0 | 15421.9455 | 381.7659 | 0 | 16060.4262 | 1768.6132 | 0
6397 | 73.0251 | 14984.8512 | 94.35 | 0 | 15416.4858 | 380.4509 | 0 | 16058.8308 | 1767.6186 | 0
6398 | 73.0365 | 14979.0697 | 94.3481 | 0 | 15415.8606 | 379.3293 | 0 | 16058.3468 | 1766.1778 | 0
6399 | 73.0479 | 14979.0347 | 94.3477 | 0 | 15415.7495 | 376.4102 | 0 | 16057.5624 | 1765.2808 | 0
6400 | 73.0594 | 14978.6341 | 94.3475 | 0 | 15413.6464 | 374.8393 | 0 | 16056.9603 | 1764.6041 | 0
6401 | 73.0708 | 14977.9465 | 94.3454 | 0 | 15413.6144 | 372.1884 | 0 | 16056.8786 | 1764.0067 | 0
6402 | 73.0822 | 14976.464 | 94.3453 | 0 | 15413.3898 | 372.0326 | 0 | 16055.2703 | 1763.7347 | 0
6403 | 73.0936 | 14976.3978 | 94.345 | 0 | 15410.7051 | 371.7623 | 0 | 16041.3264 | 1761.5708 | 0
6404 | 73.105 | 14975.7594 | 94.3449 | 0 | 15410.5858 | 370.95 | 0 | 16038.2131 | 1761.4736 | 0
6405 | 73.1164 | 14975.5092 | 94.3435 | 0 | 15408.0172 | 370.0583 | 0 | 16036.435 | 1759.3252 | 0
6406 | 73.1279 | 14974.6788 | 94.3421 | 0 | 15407.4151 | 368.9897 | 0 | 16035.1508 | 1758.0474 | 0
6407 | 73.1393 | 14974.3465 | 94.3411 | 0 | 15406.7813 | 368.008 | 0 | 16030.1648 | 1757.747 | 0
6408 | 73.1507 | 14968.4929 | 94.341 | 0 | 15406.7141 | 366.3197 | 0 | 16029.7952 | 1757.1031 | 0
6409 | 73.1621 | 14968.3757 | 94.3406 | 0 | 15406.286 | 366.1871 | 0 | 16029.151 | 1757.0244 | 0
6410 | 73.1735 | 14968.2727 | 94.3385 | 0 | 15405.9619 | 365.9617 | 0 | 16029.0987 | 1756.8063 | 0
6411 | 73.1849 | 14968.2613 | 94.3379 | 0 | 15405.7198 | 365.6189 | 0 | 16026.5828 | 1756.2707 | 0
6412 | 73.1963 | 14967.8415 | 94.3346 | 0 | 15405.2975 | 365.169 | 0 | 16026.4485 | 1755.3977 | 0
6413 | 73.2078 | 14966.9449 | 94.3336 | 0 | 15403.7094 | 364.5824 | 0 | 16025.5817 | 1753.2585 | 0
6414 | 73.2192 | 14961.3807 | 94.3333 | 0 | 15402.3878 | 364.0579 | 0 | 16024.9398 | 1751.0313 | 0
6415 | 73.2306 | 14959.4131 | 94.3331 | 0 | 15402.1469 | 363.9248 | 0 | 16022.6171 | 1750.0593 | 0
6416 | 73.242 | 14959.3434 | 94.3313 | 0 | 15402.0063 | 363.6117 | 0 | 16022.3942 | 1750.0191 | 0
6417 | 73.2534 | 14959.3405 | 94.3306 | 0 | 15400.3436 | 363.5113 | 0 | 16018.853 | 1748.7255 | 0
6418 | 73.2648 | 14958.734 | 94.33 | 0 | 15399.348 | 363.1718 | 0 | 16018.5435 | 1748.4607 | 0
6419 | 73.2763 | 14958.3262 | 94.3289 | 0 | 15399.13 | 361.9637 | 0 | 16016.1719 | 1747.1429 | 0
6420 | 73.2877 | 14957.5026 | 94.3281 | 0 | 15398.6557 | 360.7327 | 0 | 16015.6049 | 1746.5834 | 0
6421 | 73.2991 | 14953.7759 | 94.3255 | 0 | 15397.9626 | 359.3397 | 0 | 16015.2667 | 1746.3145 | 0
6422 | 73.3105 | 14950.6979 | 94.3233 | 0 | 15397.1674 | 359.1179 | 0 | 16015.2284 | 1746.063 | 0
6423 | 73.3219 | 14949.0459 | 94.3232 | 0 | 15394.2876 | 358.4905 | 0 | 16014.4511 | 1745.6421 | 0
6424 | 73.3333 | 14947.5848 | 94.323 | 0 | 15394.2337 | 358.2258 | 0 | 16013.8239 | 1745.3393 | 0
6425 | 73.3447 | 14946.4377 | 94.3228 | 0 | 15393.4227 | 357.2463 | 0 | 16012.8229 | 1744.207 | 0
6426 | 73.3562 | 14946.4377 | 94.3226 | 0 | 15393.324 | 353.4311 | 0 | 16008.9048 | 1742.8549 | 0
6427 | 73.3676 | 14945.7633 | 94.3225 | 0 | 15393.1013 | 349.7159 | 0 | 16007.5296 | 1739.9547 | 0
6428 | 73.379 | 14942.6423 | 94.3218 | 0 | 15392.5339 | 346.9987 | 0 | 16007.4633 | 1739.0994 | 0
6429 | 73.3904 | 14940.64 | 94.3181 | 0 | 15391.1423 | 346.7449 | 0 | 16006.9474 | 1736.9015 | 0
6430 | 73.4018 | 14940.1947 | 94.3178 | 0 | 15390.7801 | 345.451 | 0 | 16006.4759 | 1734.8179 | 0
6431 | 73.4132 | 14939.3115 | 94.3156 | 0 | 15389.7577 | 344.7114 | 0 | 16006.402 | 1734.1284 | 0
6432 | 73.4247 | 14938.8551 | 94.3149 | 0 | 15389.2999 | 340.7133 | 0 | 16006.0464 | 1734.1132 | 0
6433 | 73.4361 | 14938.4328 | 94.3143 | 0 | 15387.7999 | 339.4561 | 0 | 16005.3361 | 1734.0294 | 0
6434 | 73.4475 | 14938.2521 | 94.3137 | 0 | 15387.7006 | 337.2973 | 0 | 16002.1861 | 1733.4356 | 0
6435 | 73.4589 | 14938.1108 | 94.3127 | 0 | 15387.2697 | 336.237 | 0 | 16001.8961 | 1732.3515 | 0
6436 | 73.4703 | 14937.0589 | 94.3125 | 0 | 15385.724 | 335.6543 | 0 | 16001.565 | 1731.9968 | 0
6437 | 73.4817 | 14934.5586 | 94.312 | 0 | 15384.3865 | 334.3842 | 0 | 16001.2707 | 1731.9929 | 0
6438 | 73.4932 | 14932.226 | 94.3118 | 0 | 15381.442 | 333.743 | 0 | 16000.7227 | 1731.018 | 0
6439 | 73.5046 | 14930.605 | 94.3101 | 0 | 15380.5147 | 333.2274 | 0 | 16000.7078 | 1730.8095 | 0
6440 | 73.516 | 14928.2889 | 94.3096 | 0 | 15379.2451 | 331.3684 | 0 | 15997.6558 | 1729.5725 | 0
6441 | 73.5274 | 14925.1115 | 94.3093 | 0 | 15378.9099 | 330.7603 | 0 | 15996.8654 | 1729.3745 | 0
6442 | 73.5388 | 14925.1015 | 94.3091 | 0 | 15378.4308 | 330.5236 | 0 | 15996.524 | 1728.1905 | 0
6443 | 73.5502 | 14924.2506 | 94.3072 | 0 | 15378.3562 | 329.2766 | 0 | 15996.0564 | 1725.9414 | 0
6444 | 73.5616 | 14922.954 | 94.3061 | 0 | 15376.8521 | 328.2331 | 0 | 15995.8306 | 1725.169 | 0
6445 | 73.5731 | 14921.678 | 94.3061 | 0 | 15376.7661 | 328.0482 | 0 | 15994.5763 | 1724.1866 | 0
6446 | 73.5845 | 14919.8643 | 94.3039 | 0 | 15376.0677 | 328.0058 | 0 | 15992.4651 | 1723.2799 | 0
6447 | 73.5959 | 14919.2024 | 94.3038 | 0 | 15375.6967 | 325.6496 | 0 | 15991.8268 | 1722.7117 | 0
6448 | 73.6073 | 14917.3166 | 94.3037 | 0 | 15373.908 | 325.4988 | 0 | 15991.266 | 1721.5576 | 0
6449 | 73.6187 | 14917.1965 | 94.3035 | 0 | 15372.6189 | 321.0504 | 0 | 15987.8298 | 1721.2488 | 0
6450 | 73.6301 | 14916.8855 | 94.3023 | 0 | 15370.089 | 319.7 | 0 | 15987.3273 | 1721.1448 | 0
6451 | 73.6416 | 14916.2587 | 94.302 | 0 | 15368.4913 | 319.4341 | 0 | 15987.0935 | 1720.7457 | 0
6452 | 73.653 | 14915.3754 | 94.3001 | 0 | 15366.5814 | 318.6854 | 0 | 15986.6081 | 1717.7507 | 0
6453 | 73.6644 | 14914.4993 | 94.3 | 0 | 15364.8422 | 318.3229 | 0 | 15981.6381 | 1717.3643 | 0
6454 | 73.6758 | 14914.087 | 94.2999 | 0 | 15364.1216 | 317.6334 | 0 | 15981.4114 | 1716.4682 | 0
6455 | 73.6872 | 14913.8279 | 94.2988 | 0 | 15364.1146 | 317.1738 | 0 | 15981.2347 | 1716.4234 | 0
6456 | 73.6986 | 14912.4997 | 94.2966 | 0 | 15363.8018 | 314.8351 | 0 | 15978.9814 | 1716.2789 | 0
6457 | 73.71 | 14912.3051 | 94.2954 | 0 | 15362.4235 | 314.6845 | 0 | 15977.9219 | 1716.0648 | 0
6458 | 73.7215 | 14911.6587 | 94.2951 | 0 | 15362.1293 | 314.2973 | 0 | 15977.8878 | 1714.1071 | 0
6459 | 73.7329 | 14910.7307 | 94.2949 | 0 | 15361.9578 | 313.914 | 0 | 15977.2729 | 1713.0253 | 0
6460 | 73.7443 | 14908.6834 | 94.2949 | 0 | 15361.1292 | 311.7891 | 0 | 15976.8469 | 1711.8144 | 0
6461 | 73.7557 | 14907.0637 | 94.2933 | 0 | 15360.8616 | 311.505 | 0 | 15976.6404 | 1710.8758 | 0
6462 | 73.7671 | 14905.4322 | 94.2927 | 0 | 15357.3417 | 311.4563 | 0 | 15973.2291 | 1710.3231 | 0
6463 | 73.7785 | 14905.3486 | 94.2921 | 0 | 15357.2374 | 311.311 | 0 | 15972.0796 | 1709.3739 | 0
6464 | 73.79 | 14904.4472 | 94.291 | 0 | 15356.2469 | 311.2609 | 0 | 15966.6149 | 1708.5157 | 0
6465 | 73.8014 | 14904.4472 | 94.2907 | 0 | 15355.7923 | 310.7955 | 0 | 15965.9035 | 1707.2108 | 0
6466 | 73.8128 | 14904.4472 | 94.2893 | 0 | 15355.5365 | 310.7476 | 0 | 15965.511 | 1706.953 | 0
6467 | 73.8242 | 14904.3059 | 94.2892 | 0 | 15353.2308 | 310.2737 | 0 | 15963.4676 | 1706.229 | 0
6468 | 73.8356 | 14903.9717 | 94.289 | 0 | 15353.2234 | 307.5154 | 0 | 15961.0294 | 1706.0607 | 0
6469 | 73.847 | 14903.0396 | 94.2864 | 0 | 15351.0856 | 307.464 | 0 | 15960.9251 | 1705.3252 | 0
6470 | 73.8584 | 14901.8756 | 94.2862 | 0 | 15349.1687 | 306.5799 | 0 | 15957.9024 | 1704.5196 | 0
6471 | 73.8699 | 14901.7778 | 94.285 | 0 | 15348.1031 | 305.0064 | 0 | 15956.7767 | 1703.49 | 0
6472 | 73.8813 | 14901.7425 | 94.2849 | 0 | 15347.2887 | 301.7509 | 0 | 15956.1462 | 1703.185 | 0
6473 | 73.8927 | 14900.2936 | 94.2848 | 0 | 15346.2895 | 298.004 | 0 | 15955.4372 | 1703.1324 | 0
6474 | 73.9041 | 14900.0073 | 94.2826 | 0 | 15346.0766 | 297.4827 | 0 | 15954.954 | 1701.3774 | 0
6475 | 73.9155 | 14899.7884 | 94.2825 | 0 | 15346.0638 | 294.2658 | 0 | 15954.8464 | 1700.8859 | 0
6476 | 73.9269 | 14899.1764 | 94.2824 | 0 | 15344.237 | 294.1052 | 0 | 15954.2111 | 1699.4137 | 0
6477 | 73.9384 | 14897.5319 | 94.2802 | 0 | 15340.9289 | 293.9853 | 0 | 15954.0553 | 1698.12 | 0
6478 | 73.9498 | 14896.491 | 94.2785 | 0 | 15340.9159 | 293.1522 | 0 | 15953.7791 | 1697.4549 | 0
6479 | 73.9612 | 14895.8034 | 94.2782 | 0 | 15339.6236 | 292.8392 | 0 | 15953.1331 | 1697.2654 | 0
6480 | 73.9726 | 14895.3635 | 94.2776 | 0 | 15338.3482 | 292.728 | 0 | 15951.1911 | 1697.099 | 0
6481 | 73.984 | 14894.3134 | 94.277 | 0 | 15337.0127 | 292.295 | 0 | 15949.4599 | 1696.7491 | 0
6482 | 73.9954 | 14891.5365 | 94.2768 | 0 | 15336.8439 | 292.1282 | 0 | 15948.3019 | 1695.1828 | 0
6483 | 74.0068 | 14889.3684 | 94.2763 | 0 | 15335.53 | 291.3612 | 0 | 15947.8959 | 1694.9091 | 0
6484 | 74.0183 | 14887.661 | 94.2756 | 0 | 15334.6481 | 289.9327 | 0 | 15946.9742 | 1694.8734 | 0
6485 | 74.0297 | 14887.0894 | 94.275 | 0 | 15334.6231 | 288.1147 | 0 | 15946.7013 | 1693.961 | 0
6486 | 74.0411 | 14886.3642 | 94.2738 | 0 | 15333.717 | 287.8679 | 0 | 15946.2996 | 1691.5135 | 0
6487 | 74.0525 | 14884.8886 | 94.2732 | 0 | 15333.1325 | 286.7813 | 0 | 15945.7628 | 1690.1712 | 0
6488 | 74.0639 | 14884.572 | 94.2724 | 0 | 15332.7235 | 286.3447 | 0 | 15942.0398 | 1689.5268 | 0
6489 | 74.0753 | 14883.8413 | 94.2715 | 0 | 15332.1981 | 285.8976 | 0 | 15939.3093 | 1689.4895 | 0
6490 | 74.0868 | 14882.5605 | 94.2715 | 0 | 15330.1242 | 285.0094 | 0 | 15938.9473 | 1689.4614 | 0
6491 | 74.0982 | 14881.7847 | 94.2712 | 0 | 15328.3026 | 283.2615 | 0 | 15938.3933 | 1687.7302 | 0
6492 | 74.1096 | 14880.0091 | 94.271 | 0 | 15328.2681 | 282.9058 | 0 | 15937.2277 | 1687.6778 | 0
6493 | 74.121 | 14876.7749 | 94.2706 | 0 | 15327.8845 | 281.8356 | 0 | 15937.1935 | 1686.4586 | 0
6494 | 74.1324 | 14875.8936 | 94.2706 | 0 | 15327.4073 | 281.4176 | 0 | 15936.667 | 1685.8372 | 0
6495 | 74.1438 | 14874.6998 | 94.2699 | 0 | 15327.1062 | 280.8978 | 0 | 15935.8676 | 1684.8843 | 0
6496 | 74.1553 | 14874.6885 | 94.2694 | 0 | 15326.2762 | 280.1351 | 0 | 15935.0243 | 1684.8019 | 0
6497 | 74.1667 | 14874.6095 | 94.2692 | 0 | 15324.8664 | 278.3036 | 0 | 15934.7998 | 1683.4552 | 0
6498 | 74.1781 | 14872.83 | 94.2682 | 0 | 15324.5152 | 276.3509 | 0 | 15933.3187 | 1683.3911 | 0
6499 | 74.1895 | 14871.1211 | 94.2669 | 0 | 15324.0596 | 274.9728 | 0 | 15931.8751 | 1680.6952 | 0
6500 | 74.2009 | 14870.6756 | 94.2664 | 0 | 15323.5108 | 270.1808 | 0 | 15931.4806 | 1680.1506 | 0
6501 | 74.2123 | 14869.5962 | 94.2657 | 0 | 15323.0122 | 269.5154 | 0 | 15929.3755 | 1680.0421 | 0
6502 | 74.2237 | 14867.8693 | 94.2651 | 0 | 15322.6742 | 269.4395 | 0 | 15928.4641 | 1679.6529 | 0
6503 | 74.2352 | 14867.5378 | 94.2645 | 0 | 15322.2146 | 268.7822 | 0 | 15928.0222 | 1678.5105 | 0
6504 | 74.2466 | 14866.7192 | 94.2641 | 0 | 15319.9329 | 268.1189 | 0 | 15927.8808 | 1677.864 | 0
6505 | 74.258 | 14865.0096 | 94.2639 | 0 | 15317.9793 | 267.9203 | 0 | 15927.016 | 1677.4078 | 0
6506 | 74.2694 | 14863.9865 | 94.2629 | 0 | 15316.9823 | 267.4077 | 0 | 15926.9108 | 1677.3876 | 0
6507 | 74.2808 | 14863.9072 | 94.2619 | 0 | 15315.5222 | 266.5421 | 0 | 15926.0885 | 1676.5199 | 0
6508 | 74.2922 | 14863.5203 | 94.2612 | 0 | 15314.8574 | 266.4577 | 0 | 15925.4034 | 1674.9698 | 0
6509 | 74.3037 | 14863.4061 | 94.2609 | 0 | 15312.6601 | 266.0956 | 0 | 15925.0868 | 1674.8069 | 0
6510 | 74.3151 | 14862.8389 | 94.2608 | 0 | 15312.5369 | 265.071 | 0 | 15922.8144 | 1674.7886 | 0
6511 | 74.3265 | 14861.4986 | 94.2607 | 0 | 15311.8706 | 264.8348 | 0 | 15921.6385 | 1673.867 | 0
6512 | 74.3379 | 14861.405 | 94.2592 | 0 | 15310.0732 | 263.8514 | 0 | 15921.1607 | 1672.2482 | 0
6513 | 74.3493 | 14860.8442 | 94.2591 | 0 | 15309.0321 | 262.7281 | 0 | 15918.2336 | 1671.6107 | 0
6514 | 74.3607 | 14860.5618 | 94.2585 | 0 | 15308.9419 | 261.7183 | 0 | 15916.4902 | 1671.452 | 0
6515 | 74.3721 | 14860.1632 | 94.2578 | 0 | 15308.4806 | 258.6903 | 0 | 15916.3218 | 1671.2289 | 0
6516 | 74.3836 | 14859.3718 | 94.2567 | 0 | 15306.4454 | 256.0418 | 0 | 15916.1394 | 1670.6976 | 0
6517 | 74.395 | 14858.6791 | 94.2565 | 0 | 15306.2109 | 255.6229 | 0 | 15915.6985 | 1668.8618 | 0
6518 | 74.4064 | 14858.1696 | 94.2551 | 0 | 15305.9508 | 252.2372 | 0 | 15914.371 | 1668.6646 | 0
6519 | 74.4178 | 14857.8257 | 94.2548 | 0 | 15305.1958 | 251.6586 | 0 | 15911.9364 | 1668.2139 | 0
6520 | 74.4292 | 14857.4516 | 94.2544 | 0 | 15303.363 | 250.9227 | 0 | 15910.4904 | 1667.786 | 0
6521 | 74.4406 | 14855.4857 | 94.2532 | 0 | 15302.347 | 250.2869 | 0 | 15910.3656 | 1666.8566 | 0
6522 | 74.4521 | 14855.4857 | 94.2529 | 0 | 15301.2776 | 249.146 | 0 | 15910.1778 | 1666.1851 | 0
6523 | 74.4635 | 14855.1372 | 94.2528 | 0 | 15300.2003 | 245.6561 | 0 | 15910.1145 | 1664.1383 | 0
6524 | 74.4749 | 14851.4783 | 94.2523 | 0 | 15299.9722 | 245.2722 | 0 | 15909.0529 | 1663.2308 | 0
6525 | 74.4863 | 14850.932 | 94.2521 | 0 | 15298.3616 | 243.885 | 0 | 15906.9713 | 1662.3792 | 0
6526 | 74.4977 | 14850.4082 | 94.2521 | 0 | 15297.488 | 243.83 | 0 | 15903.6054 | 1662.1754 | 0
6527 | 74.5091 | 14850.0332 | 94.2518 | 0 | 15296.8779 | 242.2393 | 0 | 15902.6885 | 1661.4023 | 0
6528 | 74.5205 | 14849.6386 | 94.2486 | 0 | 15295.247 | 239.0508 | 0 | 15900.3682 | 1659.3088 | 0
6529 | 74.532 | 14849.2791 | 94.2459 | 0 | 15294.2711 | 238.0601 | 0 | 15899.9 | 1658.7791 | 0
6530 | 74.5434 | 14848.6747 | 94.2457 | 0 | 15289.6388 | 237.9401 | 0 | 15899.6822 | 1658.2323 | 0
6531 | 74.5548 | 14848.2841 | 94.2437 | 0 | 15288.3106 | 237.022 | 0 | 15899.6313 | 1656.9854 | 0
6532 | 74.5662 | 14846.4894 | 94.2416 | 0 | 15288.1427 | 236.5587 | 0 | 15896.892 | 1655.0768 | 0
6533 | 74.5776 | 14846.3025 | 94.2416 | 0 | 15287.5553 | 235.8896 | 0 | 15894.9218 | 1653.8797 | 0
6534 | 74.589 | 14846.3025 | 94.2407 | 0 | 15284.7885 | 235.0369 | 0 | 15894.6672 | 1653.6405 | 0
6535 | 74.6005 | 14846.0842 | 94.2403 | 0 | 15284.1302 | 233.3349 | 0 | 15892.2118 | 1653.1038 | 0
6536 | 74.6119 | 14845.9704 | 94.2393 | 0 | 15283.9897 | 231.2294 | 0 | 15892.036 | 1649.9732 | 0
6537 | 74.6233 | 14843.9849 | 94.239 | 0 | 15283.5088 | 228.4157 | 0 | 15889.0062 | 1647.1069 | 0
6538 | 74.6347 | 14843.0067 | 94.2381 | 0 | 15283.4482 | 228.1786 | 0 | 15888.9403 | 1646.7884 | 0
6539 | 74.6461 | 14842.1113 | 94.2367 | 0 | 15281.8008 | 225.7523 | 0 | 15888.6833 | 1645.5541 | 0
6540 | 74.6575 | 14841.7896 | 94.2367 | 0 | 15281.7675 | 225.1957 | 0 | 15888.1236 | 1643.7791 | 0
6541 | 74.6689 | 14841.1317 | 94.2363 | 0 | 15281.5585 | 225.0247 | 0 | 15887.764 | 1642.1444 | 0
6542 | 74.6804 | 14840.0656 | 94.2349 | 0 | 15280.4192 | 223.6689 | 0 | 15887.4105 | 1641.1471 | 0
6543 | 74.6918 | 14839.8363 | 94.2347 | 0 | 15278.8035 | 221.8715 | 0 | 15886.7102 | 1635.2547 | 0
6544 | 74.7032 | 14839.3717 | 94.2337 | 0 | 15277.9405 | 221.3498 | 0 | 15885.302 | 1632.1265 | 0
6545 | 74.7146 | 14839.1688 | 94.2322 | 0 | 15277.8721 | 219.8064 | 0 | 15884.6856 | 1630.971 | 0
6546 | 74.726 | 14837.6733 | 94.232 | 0 | 15277.4072 | 219.5844 | 0 | 15884.5858 | 1630.398 | 0
6547 | 74.7374 | 14837.2979 | 94.2312 | 0 | 15276.401 | 219.1564 | 0 | 15884.2034 | 1629.683 | 0
6548 | 74.7489 | 14837.1326 | 94.2286 | 0 | 15273.2058 | 218.3844 | 0 | 15883.0365 | 1627.8756 | 0
6549 | 74.7603 | 14836.5852 | 94.2278 | 0 | 15270.4219 | 217.3699 | 0 | 15879.8755 | 1627.6128 | 0
6550 | 74.7717 | 14836.3118 | 94.2273 | 0 | 15270.0579 | 216.7861 | 0 | 15879.7286 | 1627.5499 | 0
6551 | 74.7831 | 14836.273 | 94.2201 | 0 | 15268.0715 | 215.7096 | 0 | 15878.2941 | 1626.9482 | 0
6552 | 74.7945 | 14835.931 | 94.2187 | 0 | 15265.1933 | 215.0648 | 0 | 15876.1944 | 1622.9817 | 0
6553 | 74.8059 | 14835.3887 | 94.2181 | 0 | 15260.9423 | 214.7846 | 0 | 15873.4469 | 1622.0595 | 0
6554 | 74.8174 | 14829.5354 | 94.2181 | 0 | 15260.114 | 213.8395 | 0 | 15869.0771 | 1621.5454 | 0
6555 | 74.8288 | 14829.0193 | 94.218 | 0 | 15257.9019 | 213.0249 | 0 | 15868.7467 | 1620.4834 | 0
6556 | 74.8402 | 14828.485 | 94.2179 | 0 | 15256.9993 | 210.7861 | 0 | 15867.3563 | 1620.2955 | 0
6557 | 74.8516 | 14827.1456 | 94.2168 | 0 | 15256.1051 | 208.2812 | 0 | 15867.3518 | 1620.2563 | 0
6558 | 74.863 | 14826.6879 | 94.2167 | 0 | 15254.3723 | 207.6119 | 0 | 15865.9163 | 1620.0917 | 0
6559 | 74.8744 | 14826.047 | 94.2165 | 0 | 15252.6974 | 206.4913 | 0 | 15865.7654 | 1616.7804 | 0
6560 | 74.8858 | 14823.8972 | 94.2157 | 0 | 15250.7066 | 206.0352 | 0 | 15865.4414 | 1616.4283 | 0
6561 | 74.8973 | 14821.8514 | 94.2142 | 0 | 15249.792 | 206.0204 | 0 | 15865.3444 | 1616.2582 | 0
6562 | 74.9087 | 14821.6167 | 94.2139 | 0 | 15249.2762 | 205.322 | 0 | 15865.2057 | 1614.6907 | 0
6563 | 74.9201 | 14821.4911 | 94.2137 | 0 | 15246.9513 | 205.3093 | 0 | 15865.1732 | 1614.674 | 0
6564 | 74.9315 | 14819.4606 | 94.2135 | 0 | 15246.8371 | 204.5831 | 0 | 15864.5329 | 1612.9879 | 0
6565 | 74.9429 | 14815.865 | 94.2113 | 0 | 15245.4376 | 202.3655 | 0 | 15863.5161 | 1612.6311 | 0
6566 | 74.9543 | 14815.2406 | 94.2097 | 0 | 15245.1282 | 201.5458 | 0 | 15861.5078 | 1612.6045 | 0
6567 | 74.9658 | 14814.0716 | 94.2096 | 0 | 15242.1807 | 201.3208 | 0 | 15860.8546 | 1611.9073 | 0
6568 | 74.9772 | 14813.9716 | 94.2091 | 0 | 15241.9471 | 201.2744 | 0 | 15860.6665 | 1611.5291 | 0
6569 | 74.9886 | 14813.9397 | 94.2072 | 0 | 15241.367 | 200.0782 | 0 | 15860.4242 | 1611.2302 | 0
6570 | 75 | 14813.568 | 94.2066 | 0 | 15240.7863 | 198.8399 | 0 | 15856.4958 | 1610.3522 | 0
6571 | 75.0114 | 14813.0889 | 94.2046 | 0 | 15239.5804 | 198.5388 | 0 | 15856.4958 | 1610.2557 | 0
6572 | 75.0228 | 14812.9667 | 94.203 | 0 | 15239.1562 | 196.7779 | 0 | 15854.979 | 1609.9826 | 0
6573 | 75.0342 | 14812.4118 | 94.1998 | 0 | 15239.1217 | 195.1339 | 0 | 15854.1602 | 1608.0207 | 0
6574 | 75.0457 | 14811.6371 | 94.1986 | 0 | 15238.0527 | 192.3237 | 0 | 15853.7328 | 1607.0859 | 0
6575 | 75.0571 | 14809.9604 | 94.1963 | 0 | 15237.7163 | 189.1735 | 0 | 15853.2241 | 1607.04 | 0
6576 | 75.0685 | 14808.5998 | 94.1962 | 0 | 15236.9945 | 188.716 | 0 | 15853.2241 | 1605.8817 | 0
6577 | 75.0799 | 14807.3067 | 94.1959 | 0 | 15236.4094 | 187.4876 | 0 | 15852.71 | 1604.2526 | 0
6578 | 75.0913 | 14807.2622 | 94.1954 | 0 | 15235.8217 | 187.4382 | 0 | 15851.3488 | 1603.6762 | 0
6579 | 75.1027 | 14806.6426 | 94.1933 | 0 | 15235.6859 | 187.2187 | 0 | 15850.883 | 1603.3245 | 0
6580 | 75.1142 | 14805.6945 | 94.1932 | 0 | 15235.5746 | 186.6211 | 0 | 15849.7319 | 1603.2412 | 0
6581 | 75.1256 | 14804.7137 | 94.1915 | 0 | 15235.2488 | 184.2914 | 0 | 15849.3561 | 1602.4077 | 0
6582 | 75.137 | 14802.4785 | 94.191 | 0 | 15234.3435 | 181.4873 | 0 | 15848.1623 | 1601.3191 | 0
6583 | 75.1484 | 14801.6086 | 94.1908 | 0 | 15231.871 | 181.2852 | 0 | 15846.3099 | 1600.7496 | 0
6584 | 75.1598 | 14799.8053 | 94.1901 | 0 | 15230.9175 | 181.0391 | 0 | 15843.0029 | 1600.3553 | 0
6585 | 75.1712 | 14799.3791 | 94.1894 | 0 | 15229.3836 | 179.3662 | 0 | 15842.6196 | 1599.6692 | 0
6586 | 75.1826 | 14799.2169 | 94.1862 | 0 | 15228.8262 | 177.9388 | 0 | 15840.994 | 1598.9983 | 0
6587 | 75.1941 | 14798.3367 | 94.1829 | 0 | 15227.8376 | 176.8798 | 0 | 15840.9708 | 1594.9721 | 0
6588 | 75.2055 | 14797.7744 | 94.1809 | 0 | 15226.4326 | 174.851 | 0 | 15840.9084 | 1594.2302 | 0
6589 | 75.2169 | 14797.524 | 94.1792 | 0 | 15226.1186 | 174.3485 | 0 | 15840.2356 | 1593.6799 | 0
6590 | 75.2283 | 14796.9054 | 94.1771 | 0 | 15225.4699 | 173.7205 | 0 | 15839.8594 | 1593.0069 | 0
6591 | 75.2397 | 14796.4571 | 94.174 | 0 | 15223.4212 | 172.8484 | 0 | 15838.8952 | 1591.0188 | 0
6592 | 75.2511 | 14796.1062 | 94.1738 | 0 | 15223.3112 | 172.2743 | 0 | 15838.7185 | 1590.9634 | 0
6593 | 75.2626 | 14794.9672 | 94.1706 | 0 | 15223.1876 | 171.4986 | 0 | 15836.8455 | 1589.0968 | 0
6594 | 75.274 | 14793.9159 | 94.1702 | 0 | 15223.0922 | 170.9999 | 0 | 15836.5788 | 1587.0707 | 0
6595 | 75.2854 | 14793.5523 | 94.17 | 0 | 15222.6558 | 168.0182 | 0 | 15836.1122 | 1585.8306 | 0
6596 | 75.2968 | 14793.2798 | 94.168 | 0 | 15222.5483 | 167.4067 | 0 | 15832.6317 | 1585.6344 | 0
6597 | 75.3082 | 14792.5528 | 94.1674 | 0 | 15220.6256 | 167.3829 | 0 | 15832.4895 | 1584.7089 | 0
6598 | 75.3196 | 14792.4029 | 94.1671 | 0 | 15219.9613 | 166.791 | 0 | 15832.2194 | 1584.5165 | 0
6599 | 75.3311 | 14791.7309 | 94.167 | 0 | 15219.6733 | 165.6473 | 0 | 15831.7176 | 1584.4994 | 0
6600 | 75.3425 | 14791.5162 | 94.1668 | 0 | 15218.9076 | 164.8241 | 0 | 15828.9178 | 1584.3791 | 0
6601 | 75.3539 | 14791.129 | 94.1654 | 0 | 15218.8121 | 163.5788 | 0 | 15827.9423 | 1584.1218 | 0
6602 | 75.3653 | 14789.7918 | 94.1621 | 0 | 15217.5475 | 161.8621 | 0 | 15826.7837 | 1583.6008 | 0
6603 | 75.3767 | 14789.0891 | 94.1618 | 0 | 15216.0539 | 161.7327 | 0 | 15826.0036 | 1583.1955 | 0
6604 | 75.3881 | 14789.0466 | 94.1603 | 0 | 15215.0852 | 161.0022 | 0 | 15825.4173 | 1581.7425 | 0
6605 | 75.3995 | 14788.1499 | 94.1578 | 0 | 15214.5191 | 160.83 | 0 | 15823.8857 | 1581.5431 | 0
6606 | 75.411 | 14787.6432 | 94.1547 | 0 | 15213.4335 | 159.6494 | 0 | 15823.0134 | 1580.3084 | 0
6607 | 75.4224 | 14787.3024 | 94.1537 | 0 | 15213.0474 | 158.9271 | 0 | 15822.9691 | 1578.4338 | 0
6608 | 75.4338 | 14785.9162 | 94.151 | 0 | 15213.0094 | 156.2348 | 0 | 15822.3219 | 1576.6762 | 0
6609 | 75.4452 | 14784.8209 | 94.1473 | 0 | 15210.5223 | 155.9576 | 0 | 15821.3883 | 1573.8465 | 0
6610 | 75.4566 | 14784.8068 | 94.1469 | 0 | 15209.5689 | 155.2767 | 0 | 15820.9183 | 1571.8885 | 0
6611 | 75.468 | 14783.6846 | 94.145 | 0 | 15209.5441 | 154.7708 | 0 | 15819.6112 | 1570.9838 | 0
6612 | 75.4795 | 14783.0336 | 94.1409 | 0 | 15208.8119 | 152.738 | 0 | 15818.885 | 1570.1071 | 0
6613 | 75.4909 | 14780.6882 | 94.1364 | 0 | 15206.9079 | 151.2994 | 0 | 15817.9096 | 1569.3558 | 0
6614 | 75.5023 | 14780.6156 | 94.1341 | 0 | 15204.8933 | 149.7033 | 0 | 15817.6523 | 1569.1751 | 0
6615 | 75.5137 | 14779.6944 | 94.1324 | 0 | 15203.9807 | 148.3327 | 0 | 15817.4151 | 1568.0624 | 0
6616 | 75.5251 | 14777.6222 | 94.1299 | 0 | 15202.7783 | 146.977 | 0 | 15814.1289 | 1567.6441 | 0
6617 | 75.5365 | 14772.6245 | 94.1273 | 0 | 15201.5001 | 145.8838 | 0 | 15813.6791 | 1567.56 | 0
6618 | 75.5479 | 14771.2831 | 94.1258 | 0 | 15198.0987 | 145.5298 | 0 | 15813.1727 | 1566.5657 | 0
6619 | 75.5594 | 14770.1942 | 94.1257 | 0 | 15197.5371 | 143.9135 | 0 | 15812.9226 | 1565.7631 | 0
6620 | 75.5708 | 14768.3416 | 94.1209 | 0 | 15195.8377 | 143.6592 | 0 | 15809.6239 | 1565.0483 | 0
6621 | 75.5822 | 14768.2698 | 94.1171 | 0 | 15194.6729 | 143.1063 | 0 | 15806.7615 | 1563.6144 | 0
6622 | 75.5936 | 14767.9923 | 94.1118 | 0 | 15193.7486 | 141.7976 | 0 | 15806.6293 | 1563.2361 | 0
6623 | 75.605 | 14767.8047 | 94.1012 | 0 | 15191.2994 | 141.7081 | 0 | 15805.304 | 1563.055 | 0
6624 | 75.6164 | 14765.7884 | 94.1003 | 0 | 15188.9614 | 141.2919 | 0 | 15804.5314 | 1562.1556 | 0
6625 | 75.6279 | 14765.3156 | 94.0856 | 0 | 15187.8702 | 140.8595 | 0 | 15804.4244 | 1561.5663 | 0
6626 | 75.6393 | 14765.2584 | 94.0837 | 0 | 15186.0276 | 139.9802 | 0 | 15801.8589 | 1561.3676 | 0
6627 | 75.6507 | 14765.2584 | 94.0755 | 0 | 15185.7009 | 139.7355 | 0 | 15801.2029 | 1560.6142 | 0
6628 | 75.6621 | 14764.5908 | 94.0604 | 0 | 15185.5791 | 139.7292 | 0 | 15800.3626 | 1559.3863 | 0
6629 | 75.6735 | 14763.7879 | 94.0557 | 0 | 15184.7901 | 138.1676 | 0 | 15799.6066 | 1559.3476 | 0
6630 | 75.6849 | 14762.804 | 94.0502 | 0 | 15180.5612 | 137.9472 | 0 | 15797.4949 | 1558.0927 | 0
6631 | 75.6963 | 14762.722 | 94.0485 | 0 | 15180.4538 | 137.811 | 0 | 15794.0487 | 1557.7339 | 0
6632 | 75.7078 | 14762.1709 | 94.0475 | 0 | 15178.3 | 137.1761 | 0 | 15793.877 | 1557.6303 | 0
6633 | 75.7192 | 14762.1709 | 94.0342 | 0 | 15175.7429 | 136.191 | 0 | 15792.7635 | 1555.3405 | 0
6634 | 75.7306 | 14761.8654 | 94.0213 | 0 | 15175.258 | 135.942 | 0 | 15791.1934 | 1554.7349 | 0
6635 | 75.742 | 14761.2452 | 94.0183 | 0 | 15174.0066 | 132.9308 | 0 | 15790.1208 | 1554.1583 | 0
6636 | 75.7534 | 14758.9806 | 94.018 | 0 | 15172.5599 | 130.9943 | 0 | 15789.6781 | 1553.3166 | 0
6637 | 75.7648 | 14757.4664 | 94.0121 | 0 | 15168.8213 | 130.2213 | 0 | 15787.6691 | 1552.9459 | 0
6638 | 75.7763 | 14756.3673 | 93.9663 | 0 | 15168.3657 | 129.8165 | 0 | 15786.212 | 1551.8702 | 0
6639 | 75.7877 | 14755.959 | 93.9656 | 0 | 15168.2316 | 127.5337 | 0 | 15786.1554 | 1551.525 | 0
6640 | 75.7991 | 14755.7849 | 93.9564 | 0 | 15167.8614 | 127.1633 | 0 | 15785.8872 | 1550.7761 | 0
6641 | 75.8105 | 14754.1109 | 93.9425 | 0 | 15167.5023 | 126.8122 | 0 | 15783.7311 | 1550.7606 | 0
6642 | 75.8219 | 14752.8366 | 93.942 | 0 | 15167.3528 | 126.6662 | 0 | 15783.4175 | 1550.644 | 0
6643 | 75.8333 | 14752.4314 | 93.9342 | 0 | 15167.0886 | 125.3708 | 0 | 15779.2054 | 1549.2845 | 0
6644 | 75.8447 | 14752.34 | 93.933 | 0 | 15166.9855 | 124.5976 | 0 | 15778.6098 | 1548.5451 | 0
6645 | 75.8562 | 14751.1769 | 93.9317 | 0 | 15166.1981 | 124.566 | 0 | 15777.3745 | 1547.5556 | 0
6646 | 75.8676 | 14749.5076 | 93.9265 | 0 | 15165.6965 | 124.0378 | 0 | 15776.7932 | 1545.0243 | 0
6647 | 75.879 | 14748.942 | 93.9264 | 0 | 15164.7596 | 122.1576 | 0 | 15775.175 | 1543.8298 | 0
6648 | 75.8904 | 14748.8204 | 93.9079 | 0 | 15163.0667 | 121.3103 | 0 | 15774.5006 | 1543.1097 | 0
6649 | 75.9018 | 14748.2226 | 93.896 | 0 | 15162.8469 | 118.2404 | 0 | 15773.5689 | 1541.4761 | 0
6650 | 75.9132 | 14747.8116 | 93.8902 | 0 | 15160.0698 | 117.468 | 0 | 15773.5494 | 1541.2238 | 0
6651 | 75.9247 | 14747.7885 | 93.8808 | 0 | 15157.4524 | 116.8869 | 0 | 15773.2398 | 1541.1701 | 0
6652 | 75.9361 | 14745.1191 | 93.8801 | 0 | 15156.3162 | 116.2336 | 0 | 15772.385 | 1540.7763 | 0
6653 | 75.9475 | 14742.999 | 93.8737 | 0 | 15155.9636 | 116.2169 | 0 | 15771.6518 | 1540.1891 | 0
6654 | 75.9589 | 14741.0717 | 93.8698 | 0 | 15155.9189 | 116.1978 | 0 | 15769.6583 | 1538.4327 | 0
6655 | 75.9703 | 14740.8808 | 93.8526 | 0 | 15155.7652 | 115.52 | 0 | 15769.4049 | 1538.1535 | 0
6656 | 75.9817 | 14738.9218 | 93.838 | 0 | 15155.3701 | 115.4522 | 0 | 15768.962 | 1537.7793 | 0
6657 | 75.9932 | 14737.3232 | 93.8091 | 0 | 15154.5511 | 115.3157 | 0 | 15768.6714 | 1537.7346 | 0
6658 | 76.0046 | 14736.3031 | 93.7994 | 0 | 15153.5903 | 114.5457 | 0 | 15768.6251 | 1535.9087 | 0
6659 | 76.016 | 14733.598 | 93.7961 | 0 | 15151.6903 | 114.0557 | 0 | 15765.6882 | 1534.4417 | 0
6660 | 76.0274 | 14730.9103 | 93.79 | 0 | 15150.9625 | 113.6184 | 0 | 15765.4724 | 1531.5512 | 0
6661 | 76.0388 | 14730.6412 | 93.7496 | 0 | 15149.042 | 113.4804 | 0 | 15763.4469 | 1531.2941 | 0
6662 | 76.0502 | 14730.1042 | 93.7399 | 0 | 15148.4999 | 113.2953 | 0 | 15763.4374 | 1528.4097 | 0
6663 | 76.0616 | 14729.6281 | 93.7345 | 0 | 15147.4232 | 112.2234 | 0 | 15763.2468 | 1528.307 | 0
6664 | 76.0731 | 14728.9615 | 93.729 | 0 | 15145.604 | 111.9973 | 0 | 15761.2783 | 1528.1877 | 0
6665 | 76.0845 | 14723.8728 | 93.7243 | 0 | 15145.2291 | 111.5042 | 0 | 15759.8805 | 1526.365 | 0
6666 | 76.0959 | 14723.1053 | 93.7036 | 0 | 15144.1375 | 111.2311 | 0 | 15759.7827 | 1525.3947 | 0
6667 | 76.1073 | 14722.7416 | 93.698 | 0 | 15143.2964 | 110.6842 | 0 | 15759.6767 | 1525.087 | 0
6668 | 76.1187 | 14717.8913 | 93.6801 | 0 | 15143.2454 | 109.7011 | 0 | 15759.2144 | 1524.5087 | 0
6669 | 76.1301 | 14717.3944 | 93.6219 | 0 | 15142.14 | 108.8702 | 0 | 15757.4948 | 1523.6619 | 0
6670 | 76.1416 | 14717.2506 | 93.6191 | 0 | 15141.2492 | 106.6518 | 0 | 15757.3414 | 1520.6568 | 0
6671 | 76.153 | 14716.789 | 93.5951 | 0 | 15140.0027 | 104.9822 | 0 | 15754.632 | 1518.4395 | 0
6672 | 76.1644 | 14715.8289 | 93.5764 | 0 | 15138.5992 | 104.4871 | 0 | 15754.521 | 1516.6996 | 0
6673 | 76.1758 | 14713.288 | 93.5682 | 0 | 15136.2237 | 102.1571 | 0 | 15753.9581 | 1511.9437 | 0
6674 | 76.1872 | 14713.1964 | 93.5488 | 0 | 15135.87 | 101.674 | 0 | 15753.5082 | 1507.7275 | 0
6675 | 76.1986 | 14712.5732 | 93.5402 | 0 | 15135.2113 | 100.4957 | 0 | 15753.1203 | 1507.0447 | 0
6676 | 76.21 | 14711.9443 | 93.5138 | 0 | 15134.43 | 99.4557 | 0 | 15751.9561 | 1506.635 | 0
6677 | 76.2215 | 14710.9526 | 93.5128 | 0 | 15133.7422 | 98.9799 | 0 | 15751.2894 | 1503.8069 | 0
6678 | 76.2329 | 14710.9244 | 93.512 | 0 | 15131.9963 | 98.686 | 0 | 15749.8474 | 1503.1859 | 0
6679 | 76.2443 | 14709.2495 | 93.5059 | 0 | 15130.8535 | 98.3648 | 0 | 15749.4632 | 1502.0717 | 0
6680 | 76.2557 | 14708.4627 | 93.4974 | 0 | 15128.993 | 97.9202 | 0 | 15749.0284 | 1502.001 | 0
6681 | 76.2671 | 14708.1638 | 93.4891 | 0 | 15128.6305 | 97.5651 | 0 | 15746.978 | 1498.4563 | 0
6682 | 76.2785 | 14706.9202 | 93.466 | 0 | 15128.3336 | 96.8859 | 0 | 15745.2655 | 1498.3084 | 0
6683 | 76.29 | 14705.844 | 93.4485 | 0 | 15127.046 | 96.7291 | 0 | 15744.0017 | 1496.6879 | 0
6684 | 76.3014 | 14705.3293 | 93.4398 | 0 | 15123.3898 | 95.3419 | 0 | 15743.7775 | 1495.6825 | 0
6685 | 76.3128 | 14704.4186 | 93.4285 | 0 | 15122.1738 | 95.1706 | 0 | 15743.3477 | 1495.2937 | 0
6686 | 76.3242 | 14700.9669 | 93.4105 | 0 | 15121.4749 | 94.7897 | 0 | 15740.6645 | 1494.9852 | 0
6687 | 76.3356 | 14700.7228 | 93.4057 | 0 | 15121.3506 | 94.4867 | 0 | 15739.1338 | 1494.8634 | 0
6688 | 76.347 | 14699.2059 | 93.398 | 0 | 15120.4386 | 94.4694 | 0 | 15737.0198 | 1493.306 | 0
6689 | 76.3584 | 14699.0541 | 93.3815 | 0 | 15117.7183 | 94.4389 | 0 | 15734.3395 | 1491.3493 | 0
6690 | 76.3699 | 14698.4503 | 93.3803 | 0 | 15117.1783 | 94.4254 | 0 | 15734.2487 | 1490.4271 | 0
6691 | 76.3813 | 14693.7866 | 93.379 | 0 | 15114.1846 | 94.4049 | 0 | 15734.2487 | 1490.4176 | 0
6692 | 76.3927 | 14692.4584 | 93.3776 | 0 | 15113.5908 | 94.397 | 0 | 15730.5056 | 1490.4143 | 0
6693 | 76.4041 | 14691.9094 | 93.3738 | 0 | 15112.2339 | 94.3917 | 0 | 15730.151 | 1489.1197 | 0
6694 | 76.4155 | 14688.2919 | 93.3712 | 0 | 15111.9848 | 94.3893 | 0 | 15730.0563 | 1488.2019 | 0
6695 | 76.4269 | 14685.5903 | 93.3706 | 0 | 15111.6154 | 94.3858 | 0 | 15729.9618 | 1484.3112 | 0
6696 | 76.4384 | 14685.3255 | 93.3656 | 0 | 15107.0915 | 94.3817 | 0 | 15723.2836 | 1484.0449 | 0
6697 | 76.4498 | 14682.9335 | 93.3651 | 0 | 15106.307 | 94.3764 | 0 | 15723.1548 | 1483.893 | 0
6698 | 76.4612 | 14681.4047 | 93.326 | 0 | 15105.7835 | 94.376 | 0 | 15722.6944 | 1483.0438 | 0
6699 | 76.4726 | 14681.0306 | 93.3152 | 0 | 15105.5663 | 94.3752 | 0 | 15721.3388 | 1481.4192 | 0
6700 | 76.484 | 14680.842 | 93.3122 | 0 | 15105.3575 | 94.371 | 0 | 15721.1181 | 1479.7563 | 0
6701 | 76.4954 | 14680.4376 | 93.3019 | 0 | 15105.1523 | 94.3707 | 0 | 15717.0391 | 1478.9231 | 0
6702 | 76.5068 | 14678.332 | 93.2957 | 0 | 15105.0435 | 94.3703 | 0 | 15716.6916 | 1478.1513 | 0
6703 | 76.5183 | 14677.472 | 93.2753 | 0 | 15105.0024 | 94.37 | 0 | 15715.5255 | 1478.0814 | 0
6704 | 76.5297 | 14674.8935 | 93.2701 | 0 | 15104.7757 | 94.369 | 0 | 15713.38 | 1477.3946 | 0
6705 | 76.5411 | 14673.3658 | 93.2634 | 0 | 15100.1612 | 94.364 | 0 | 15712.5125 | 1476.9581 | 0
6706 | 76.5525 | 14673.0764 | 93.2558 | 0 | 15099.8482 | 94.3639 | 0 | 15712.0682 | 1476.2595 | 0
6707 | 76.5639 | 14671.5324 | 93.2483 | 0 | 15094.4151 | 94.3635 | 0 | 15710.0282 | 1476.1016 | 0
6708 | 76.5753 | 14670.5256 | 93.2368 | 0 | 15093.9949 | 94.3587 | 0 | 15709.6758 | 1474.2079 | 0
6709 | 76.5868 | 14670.3905 | 93.2357 | 0 | 15093.8323 | 94.3571 | 0 | 15709.6758 | 1473.1578 | 0
6710 | 76.5982 | 14669.7792 | 93.2349 | 0 | 15093.0302 | 94.3557 | 0 | 15708.147 | 1473.088 | 0
6711 | 76.6096 | 14666.6057 | 93.2314 | 0 | 15092.9625 | 94.3502 | 0 | 15708.1047 | 1470.5122 | 0
6712 | 76.621 | 14665.7157 | 93.2313 | 0 | 15092.736 | 94.3496 | 0 | 15707.1746 | 1469.5712 | 0
6713 | 76.6324 | 14663.6224 | 93.2293 | 0 | 15092.5932 | 94.3485 | 0 | 15705.4882 | 1468.9124 | 0
6714 | 76.6438 | 14662.6669 | 93.2214 | 0 | 15088.5877 | 94.3479 | 0 | 15704.1712 | 1466.6949 | 0
6715 | 76.6553 | 14662.6669 | 93.2145 | 0 | 15087.4969 | 94.3468 | 0 | 15703.9302 | 1465.056 | 0
6716 | 76.6667 | 14662.6669 | 93.1948 | 0 | 15087.2025 | 94.3465 | 0 | 15702.7334 | 1463.4808 | 0
6717 | 76.6781 | 14662.3866 | 93.182 | 0 | 15086.4264 | 94.3389 | 0 | 15702.7152 | 1462.2453 | 0
6718 | 76.6895 | 14657.2001 | 93.1701 | 0 | 15085.9018 | 94.3381 | 0 | 15700.8739 | 1459.864 | 0
6719 | 76.7009 | 14650.7392 | 93.1666 | 0 | 15085.1969 | 94.3362 | 0 | 15700.1456 | 1459.21 | 0
6720 | 76.7123 | 14650.7027 | 93.1589 | 0 | 15084.6397 | 94.3349 | 0 | 15698.599 | 1459.0083 | 0
6721 | 76.7237 | 14649.4306 | 93.1576 | 0 | 15084.1025 | 94.3341 | 0 | 15697.3581 | 1458.308 | 0
6722 | 76.7352 | 14649.42 | 93.1491 | 0 | 15083.6365 | 94.3327 | 0 | 15697.2528 | 1457.7324 | 0
6723 | 76.7466 | 14648.2596 | 93.1381 | 0 | 15080.8651 | 94.3323 | 0 | 15695.4836 | 1456.3079 | 0
6724 | 76.758 | 14647.6685 | 93.1255 | 0 | 15080.0672 | 94.3314 | 0 | 15695.0049 | 1456.1018 | 0
6725 | 76.7694 | 14647.661 | 93.1196 | 0 | 15079.5558 | 94.3281 | 0 | 15694.0426 | 1454.4686 | 0
6726 | 76.7808 | 14647.3654 | 93.1087 | 0 | 15079.1202 | 94.3273 | 0 | 15692.8962 | 1454.1691 | 0
6727 | 76.7922 | 14647.0902 | 93.0934 | 0 | 15079.0329 | 94.3268 | 0 | 15691.8767 | 1453.1962 | 0
6728 | 76.8037 | 14645.7885 | 93.0929 | 0 | 15078.2875 | 94.3239 | 0 | 15688.9833 | 1453.0202 | 0
6729 | 76.8151 | 14645.5606 | 93.051 | 0 | 15077.4042 | 94.3226 | 0 | 15687.7161 | 1451.5417 | 0
6730 | 76.8265 | 14644.5855 | 93.0388 | 0 | 15076.5262 | 94.3219 | 0 | 15687.4765 | 1451.5227 | 0
6731 | 76.8379 | 14643.0508 | 92.982 | 0 | 15075.7058 | 94.321 | 0 | 15685.1031 | 1451.4797 | 0
6732 | 76.8493 | 14642.8527 | 92.967 | 0 | 15075.3733 | 94.3208 | 0 | 15684.6989 | 1450.4673 | 0
6733 | 76.8607 | 14640.8811 | 92.9599 | 0 | 15075.2398 | 94.3205 | 0 | 15684.545 | 1450.4149 | 0
6734 | 76.8721 | 14640.3767 | 92.9501 | 0 | 15074.9952 | 94.3178 | 0 | 15683.209 | 1449.7973 | 0
6735 | 76.8836 | 14639.3916 | 92.9173 | 0 | 15073.3688 | 94.3173 | 0 | 15679.8802 | 1449.4189 | 0
6736 | 76.895 | 14638.8221 | 92.9097 | 0 | 15072.6432 | 94.3152 | 0 | 15678.4009 | 1448.2297 | 0
6737 | 76.9064 | 14634.0773 | 92.909 | 0 | 15070.8154 | 94.3147 | 0 | 15675.5627 | 1447.5118 | 0
6738 | 76.9178 | 14633.9367 | 92.8897 | 0 | 15070.2901 | 94.3144 | 0 | 15675.0825 | 1446.618 | 0
6739 | 76.9292 | 14632.8525 | 92.8703 | 0 | 15070.2153 | 94.3134 | 0 | 15672.8839 | 1446.4046 | 0
6740 | 76.9406 | 14631.5179 | 92.8678 | 0 | 15068.3475 | 94.3105 | 0 | 15670.9985 | 1446.3418 | 0
6741 | 76.9521 | 14631.2935 | 92.8648 | 0 | 15067.3602 | 94.3041 | 0 | 15670.5711 | 1446.0562 | 0
6742 | 76.9635 | 14631.1211 | 92.8564 | 0 | 15066.0247 | 94.3031 | 0 | 15669.1941 | 1443.5466 | 0
6743 | 76.9749 | 14631.0598 | 92.8474 | 0 | 15065.2356 | 94.3023 | 0 | 15668.7156 | 1442.8282 | 0
6744 | 76.9863 | 14630.9133 | 92.8416 | 0 | 15065.1083 | 94.3013 | 0 | 15666.7933 | 1438.9687 | 0
6745 | 76.9977 | 14630.6634 | 92.839 | 0 | 15061.7578 | 94.3004 | 0 | 15665.7655 | 1438.8918 | 0
6746 | 77.0091 | 14626.9482 | 92.8387 | 0 | 15058.0269 | 94.2983 | 0 | 15665.4465 | 1438.7065 | 0
6747 | 77.0205 | 14626.8299 | 92.8266 | 0 | 15058.0133 | 94.2965 | 0 | 15664.0469 | 1438.3564 | 0
6748 | 77.032 | 14626.2707 | 92.8241 | 0 | 15057.4244 | 94.2945 | 0 | 15663.8866 | 1436.7961 | 0
6749 | 77.0434 | 14626.1264 | 92.8216 | 0 | 15055.9007 | 94.2924 | 0 | 15662.7187 | 1436.1833 | 0
6750 | 77.0548 | 14624.6524 | 92.8205 | 0 | 15052.559 | 94.2909 | 0 | 15662.2457 | 1436.1764 | 0
6751 | 77.0662 | 14624.269 | 92.7989 | 0 | 15052.3808 | 94.2897 | 0 | 15661.427 | 1434.7394 | 0
6752 | 77.0776 | 14622.6295 | 92.7976 | 0 | 15050.2608 | 94.289 | 0 | 15660.5242 | 1433.8206 | 0
6753 | 77.089 | 14622.1028 | 92.7895 | 0 | 15049.7327 | 94.2889 | 0 | 15657.1781 | 1431.2234 | 0
6754 | 77.1005 | 14621.4533 | 92.7844 | 0 | 15046.1248 | 94.2889 | 0 | 15656.0743 | 1429.6268 | 0
6755 | 77.1119 | 14620.7721 | 92.7628 | 0 | 15044.2405 | 94.2872 | 0 | 15655.7033 | 1429.2868 | 0
6756 | 77.1233 | 14620.666 | 92.7498 | 0 | 15040.2384 | 94.2864 | 0 | 15654.7316 | 1429.1993 | 0
6757 | 77.1347 | 14620.3006 | 92.738 | 0 | 15038.5619 | 94.2862 | 0 | 15654.316 | 1426.5244 | 0
6758 | 77.1461 | 14617.7121 | 92.7257 | 0 | 15038.2247 | 94.2857 | 0 | 15653.9016 | 1425.2698 | 0
6759 | 77.1575 | 14616.9308 | 92.7142 | 0 | 15035.7852 | 94.2832 | 0 | 15650.0382 | 1425.269 | 0
6760 | 77.1689 | 14615.314 | 92.7058 | 0 | 15035.642 | 94.2813 | 0 | 15647.9983 | 1424.949 | 0
6761 | 77.1804 | 14614.4001 | 92.6981 | 0 | 15032.8613 | 94.2808 | 0 | 15646.0469 | 1424.1887 | 0
6762 | 77.1918 | 14614.1495 | 92.6894 | 0 | 15032.6544 | 94.2789 | 0 | 15645.0694 | 1423.2902 | 0
6763 | 77.2032 | 14613.6047 | 92.6654 | 0 | 15032.5913 | 94.2788 | 0 | 15645.0547 | 1421.6579 | 0
6764 | 77.2146 | 14613.6047 | 92.6545 | 0 | 15031.8663 | 94.2782 | 0 | 15644.2673 | 1421.6263 | 0
6765 | 77.226 | 14611.0829 | 92.6435 | 0 | 15031.3526 | 94.2782 | 0 | 15643.8064 | 1420.677 | 0
6766 | 77.2374 | 14610.4715 | 92.6338 | 0 | 15030.5667 | 94.2764 | 0 | 15643.4014 | 1418.0018 | 0
6767 | 77.2489 | 14609.3417 | 92.6188 | 0 | 15027.9819 | 94.2755 | 0 | 15642.6519 | 1417.8042 | 0
6768 | 77.2603 | 14604.6733 | 92.6089 | 0 | 15027.9673 | 94.2747 | 0 | 15640.8211 | 1417.386 | 0
6769 | 77.2717 | 14601.8035 | 92.6064 | 0 | 15027.6412 | 94.2737 | 0 | 15640.471 | 1416.9145 | 0
6770 | 77.2831 | 14601.5512 | 92.6058 | 0 | 15027.2086 | 94.2731 | 0 | 15640.3253 | 1416.2898 | 0
6771 | 77.2945 | 14600.5413 | 92.6008 | 0 | 15026.9942 | 94.273 | 0 | 15639.7465 | 1416.1307 | 0
6772 | 77.3059 | 14599.8631 | 92.598 | 0 | 15026.8843 | 94.2719 | 0 | 15634.8894 | 1415.906 | 0
6773 | 77.3174 | 14599.5845 | 92.592 | 0 | 15026.7588 | 94.2701 | 0 | 15631.8138 | 1415.3752 | 0
6774 | 77.3288 | 14599.2311 | 92.5878 | 0 | 15024.748 | 94.2695 | 0 | 15629.8511 | 1411.9764 | 0
6775 | 77.3402 | 14597.7405 | 92.5702 | 0 | 15024.1236 | 94.2686 | 0 | 15629.7996 | 1411.9037 | 0
6776 | 77.3516 | 14595.8479 | 92.5685 | 0 | 15024.1132 | 94.2685 | 0 | 15629.4264 | 1411.8901 | 0
6777 | 77.363 | 14593.703 | 92.567 | 0 | 15023.3823 | 94.2665 | 0 | 15629.2809 | 1409.4276 | 0
6778 | 77.3744 | 14593.3878 | 92.5654 | 0 | 15021.7184 | 94.2658 | 0 | 15627.6919 | 1406.8213 | 0
6779 | 77.3858 | 14592.4591 | 92.5636 | 0 | 15021.6102 | 94.2637 | 0 | 15625.5386 | 1406.405 | 0
6780 | 77.3973 | 14591.9048 | 92.5633 | 0 | 15018.5962 | 94.2631 | 0 | 15622.15 | 1405.5371 | 0
6781 | 77.4087 | 14591.6405 | 92.5582 | 0 | 15017.8334 | 94.2628 | 0 | 15622.0222 | 1403.6361 | 0
6782 | 77.4201 | 14589.2094 | 92.5549 | 0 | 15017.6613 | 94.2623 | 0 | 15621.9886 | 1401.9716 | 0
6783 | 77.4315 | 14587.9141 | 92.5424 | 0 | 15016.2021 | 94.2601 | 0 | 15617.2859 | 1401.3161 | 0
6784 | 77.4429 | 14586.8482 | 92.5383 | 0 | 15015.7096 | 94.26 | 0 | 15616.524 | 1399.3009 | 0
6785 | 77.4543 | 14586.7472 | 92.5311 | 0 | 15015.451 | 94.2592 | 0 | 15615.2637 | 1399.0916 | 0
6786 | 77.4658 | 14586.2218 | 92.5212 | 0 | 15014.6939 | 94.2582 | 0 | 15615.0589 | 1398.9152 | 0
6787 | 77.4772 | 14585.3316 | 92.4893 | 0 | 15013.5612 | 94.2569 | 0 | 15615.0589 | 1397.1924 | 0
6788 | 77.4886 | 14583.2356 | 92.4815 | 0 | 15009.761 | 94.2557 | 0 | 15613.2624 | 1396.5287 | 0
6789 | 77.5 | 14583.0863 | 92.466 | 0 | 15008.7587 | 94.2556 | 0 | 15610.3674 | 1395.986 | 0
6790 | 77.5114 | 14582.9524 | 92.4577 | 0 | 15006.762 | 94.2535 | 0 | 15609.7629 | 1395.8289 | 0
6791 | 77.5228 | 14582.2608 | 92.4446 | 0 | 15006.0651 | 94.2532 | 0 | 15608.9003 | 1392.7162 | 0
6792 | 77.5342 | 14581.7375 | 92.444 | 0 | 15005.7702 | 94.2493 | 0 | 15601.2394 | 1392.3488 | 0
6793 | 77.5457 | 14579.9422 | 92.434 | 0 | 15002.1348 | 94.2482 | 0 | 15600.9619 | 1391.8042 | 0
6794 | 77.5571 | 14577.664 | 92.4218 | 0 | 14999.5142 | 94.247 | 0 | 15600.3999 | 1391.2644 | 0
6795 | 77.5685 | 14576.9101 | 92.3729 | 0 | 14997.4114 | 94.2462 | 0 | 15599.5967 | 1391.067 | 0
6796 | 77.5799 | 14576.5057 | 92.3621 | 0 | 14993.5207 | 94.2459 | 0 | 15599.0191 | 1388.4337 | 0
6797 | 77.5913 | 14575.8864 | 92.3566 | 0 | 14993.335 | 94.2457 | 0 | 15598.2749 | 1388.3829 | 0
6798 | 77.6027 | 14574.1098 | 92.3518 | 0 | 14992.1748 | 94.2455 | 0 | 15597.2606 | 1388.1343 | 0
6799 | 77.6142 | 14573.081 | 92.3437 | 0 | 14991.6647 | 94.2448 | 0 | 15597.2293 | 1386.8173 | 0
6800 | 77.6256 | 14572.9596 | 92.3372 | 0 | 14991.3329 | 94.2436 | 0 | 15597.0118 | 1386.7323 | 0
6801 | 77.637 | 14572.1642 | 92.33 | 0 | 14991.1488 | 94.2435 | 0 | 15596.2697 | 1385.6909 | 0
6802 | 77.6484 | 14572.1518 | 92.3269 | 0 | 14991.1094 | 94.2424 | 0 | 15596.1339 | 1382.5345 | 0
6803 | 77.6598 | 14570.4042 | 92.326 | 0 | 14988.886 | 94.2396 | 0 | 15595.8053 | 1380.3079 | 0
6804 | 77.6712 | 14569.8891 | 92.3184 | 0 | 14988.0351 | 94.2392 | 0 | 15594.1883 | 1378.6759 | 0
6805 | 77.6826 | 14564.9308 | 92.3011 | 0 | 14987.5138 | 94.2376 | 0 | 15594.1618 | 1377.8831 | 0
6806 | 77.6941 | 14564.5156 | 92.3007 | 0 | 14986.5085 | 94.2349 | 0 | 15593.8758 | 1375.892 | 0
6807 | 77.7055 | 14562.3044 | 92.2747 | 0 | 14984.6909 | 94.2318 | 0 | 15592.3857 | 1375.2675 | 0
6808 | 77.7169 | 14561.9204 | 92.2672 | 0 | 14984.5789 | 94.2315 | 0 | 15591.8224 | 1374.8197 | 0
6809 | 77.7283 | 14560.7083 | 92.266 | 0 | 14984.4385 | 94.2312 | 0 | 15591.8149 | 1374.6369 | 0
6810 | 77.7397 | 14560.4353 | 92.2627 | 0 | 14983.9692 | 94.2302 | 0 | 15591.173 | 1374.4662 | 0
6811 | 77.7511 | 14558.1521 | 92.2502 | 0 | 14983.2643 | 94.2283 | 0 | 15586.8314 | 1374.1237 | 0
6812 | 77.7626 | 14557.9245 | 92.2432 | 0 | 14982.1577 | 94.2271 | 0 | 15585.6479 | 1373.5113 | 0
6813 | 77.774 | 14557.8054 | 92.2271 | 0 | 14981.6222 | 94.2247 | 0 | 15584.0439 | 1373.221 | 0
6814 | 77.7854 | 14557.8054 | 92.2226 | 0 | 14979.9574 | 94.2245 | 0 | 15583.439 | 1373.1006 | 0
6815 | 77.7968 | 14556.2965 | 92.2144 | 0 | 14975.8493 | 94.2235 | 0 | 15581.1103 | 1372.9801 | 0
6816 | 77.8082 | 14555.1445 | 92.214 | 0 | 14975.0134 | 94.2224 | 0 | 15577.7363 | 1372.8781 | 0
6817 | 77.8196 | 14552.0256 | 92.205 | 0 | 14972.1359 | 94.2208 | 0 | 15576.1561 | 1372.2185 | 0
6818 | 77.8311 | 14550.0381 | 92.1988 | 0 | 14971.0081 | 94.2172 | 0 | 15575.9716 | 1372.0987 | 0
6819 | 77.8425 | 14548.2827 | 92.1984 | 0 | 14970.5298 | 94.2166 | 0 | 15575.7998 | 1371.8647 | 0
6820 | 77.8539 | 14547.3867 | 92.1953 | 0 | 14968.2139 | 94.2159 | 0 | 15572.1386 | 1369.9462 | 0
6821 | 77.8653 | 14546.4958 | 92.1941 | 0 | 14967.923 | 94.2158 | 0 | 15572.0221 | 1367.7863 | 0
6822 | 77.8767 | 14543.3819 | 92.1662 | 0 | 14966.6143 | 94.2157 | 0 | 15570.5148 | 1367.5141 | 0
6823 | 77.8881 | 14543.142 | 92.166 | 0 | 14965.9267 | 94.2156 | 0 | 15570.4753 | 1366.083 | 0
6824 | 77.8995 | 14542.8243 | 92.1641 | 0 | 14963.1366 | 94.2152 | 0 | 15568.8859 | 1365.265 | 0
6825 | 77.911 | 14542.0543 | 92.1602 | 0 | 14962.968 | 94.2135 | 0 | 15568.7341 | 1364.5156 | 0
6826 | 77.9224 | 14540.7305 | 92.1534 | 0 | 14962.5778 | 94.2132 | 0 | 15568.2175 | 1362.7133 | 0
6827 | 77.9338 | 14540.6992 | 92.1495 | 0 | 14961.9243 | 94.2131 | 0 | 15567.9013 | 1362.3848 | 0
6828 | 77.9452 | 14540.6927 | 92.1486 | 0 | 14954.1629 | 94.2124 | 0 | 15563.0172 | 1359.2617 | 0
6829 | 77.9566 | 14539.1969 | 92.1484 | 0 | 14953.7265 | 94.2105 | 0 | 15562.8023 | 1357.9449 | 0
6830 | 77.968 | 14539.063 | 92.1423 | 0 | 14951.9304 | 94.2104 | 0 | 15562.6477 | 1357.2134 | 0
6831 | 77.9795 | 14539.017 | 92.1273 | 0 | 14951.7479 | 94.2089 | 0 | 15562.3154 | 1354.9972 | 0
6832 | 77.9909 | 14538.7695 | 92.1254 | 0 | 14951.1561 | 94.2077 | 0 | 15556.9829 | 1354.9545 | 0
6833 | 78.0023 | 14536.5962 | 92.1137 | 0 | 14949.4975 | 94.2066 | 0 | 15555.6618 | 1354.1511 | 0
6834 | 78.0137 | 14536.0788 | 92.1044 | 0 | 14949.0376 | 94.2065 | 0 | 15554.9276 | 1353.6737 | 0
6835 | 78.0251 | 14534.0588 | 92.0857 | 0 | 14947.6937 | 94.2028 | 0 | 15553.1785 | 1352.7531 | 0
6836 | 78.0365 | 14529.4641 | 92.07 | 0 | 14946.4357 | 94.2027 | 0 | 15552.789 | 1352.4987 | 0
6837 | 78.0479 | 14529.4641 | 92.0464 | 0 | 14943.0181 | 94.1982 | 0 | 15551.745 | 1349.7131 | 0
6838 | 78.0594 | 14529.1969 | 92.0324 | 0 | 14942.4841 | 94.1981 | 0 | 15549.8829 | 1349.5026 | 0
6839 | 78.0708 | 14527.5673 | 92.0086 | 0 | 14941.2407 | 94.198 | 0 | 15548.8055 | 1349.2953 | 0
6840 | 78.0822 | 14527.1328 | 92.0002 | 0 | 14941.0215 | 94.1977 | 0 | 15547.3517 | 1349.2308 | 0
6841 | 78.0936 | 14526.7544 | 91.9994 | 0 | 14940.2874 | 94.1954 | 0 | 15547.289 | 1347.9988 | 0
6842 | 78.105 | 14524.8212 | 91.9633 | 0 | 14939.6081 | 94.1953 | 0 | 15544.937 | 1346.2336 | 0
6843 | 78.1164 | 14523.3733 | 91.9621 | 0 | 14939.4598 | 94.1945 | 0 | 15543.6167 | 1345.1608 | 0
6844 | 78.1279 | 14522.9603 | 91.9518 | 0 | 14938.591 | 94.1916 | 0 | 15542.2215 | 1345.0926 | 0
6845 | 78.1393 | 14522.4205 | 91.9433 | 0 | 14936.5931 | 94.1884 | 0 | 15541.9731 | 1344.5343 | 0
6846 | 78.1507 | 14521.1113 | 91.935 | 0 | 14935.9106 | 94.1869 | 0 | 15538.3997 | 1343.0358 | 0
6847 | 78.1621 | 14517.3051 | 91.9299 | 0 | 14933.6605 | 94.1847 | 0 | 15537.0944 | 1342.6162 | 0
6848 | 78.1735 | 14516.8553 | 91.9261 | 0 | 14932.4516 | 94.1756 | 0 | 15536.1955 | 1342.3674 | 0
6849 | 78.1849 | 14515.6503 | 91.9147 | 0 | 14932.0447 | 94.1711 | 0 | 15535.923 | 1341.939 | 0
6850 | 78.1963 | 14515.2065 | 91.9087 | 0 | 14929.2713 | 94.1708 | 0 | 15533.7203 | 1341.6115 | 0
6851 | 78.2078 | 14514.75 | 91.9015 | 0 | 14928.9642 | 94.1701 | 0 | 15531.958 | 1340.0934 | 0
6852 | 78.2192 | 14513.7522 | 91.8929 | 0 | 14928.488 | 94.1685 | 0 | 15531.9309 | 1339.5269 | 0
6853 | 78.2306 | 14513.2315 | 91.8688 | 0 | 14928.427 | 94.1683 | 0 | 15531.6625 | 1339.3685 | 0
6854 | 78.242 | 14512.8468 | 91.8658 | 0 | 14928.3442 | 94.1678 | 0 | 15529.2413 | 1337.3013 | 0
6855 | 78.2534 | 14512.5194 | 91.8528 | 0 | 14927.5737 | 94.1673 | 0 | 15529.0576 | 1336.2129 | 0
6856 | 78.2648 | 14511.3515 | 91.8478 | 0 | 14927.396 | 94.1625 | 0 | 15527.8675 | 1332.7219 | 0
6857 | 78.2763 | 14510.8533 | 91.8039 | 0 | 14927.1111 | 94.1514 | 0 | 15527.6749 | 1332.0177 | 0
6858 | 78.2877 | 14510.4619 | 91.791 | 0 | 14926.0648 | 94.1494 | 0 | 15527.1711 | 1331.476 | 0
6859 | 78.2991 | 14508.104 | 91.7891 | 0 | 14926.052 | 94.1376 | 0 | 15526.9902 | 1330.6172 | 0
6860 | 78.3105 | 14508.104 | 91.7781 | 0 | 14925.6049 | 94.137 | 0 | 15526.5199 | 1328.7745 | 0
6861 | 78.3219 | 14507.3956 | 91.7761 | 0 | 14924.9773 | 94.1336 | 0 | 15523.5085 | 1327.8045 | 0
6862 | 78.3333 | 14506.541 | 91.7736 | 0 | 14924.0248 | 94.1277 | 0 | 15522.8718 | 1327.3224 | 0
6863 | 78.3447 | 14505.4444 | 91.7683 | 0 | 14923.3481 | 94.1099 | 0 | 15521.6513 | 1324.8815 | 0
6864 | 78.3562 | 14500.8942 | 91.76 | 0 | 14920.7509 | 94.0883 | 0 | 15519.1119 | 1322.6832 | 0
6865 | 78.3676 | 14500.1483 | 91.7436 | 0 | 14920.585 | 94.0812 | 0 | 15518.8618 | 1321.6716 | 0
6866 | 78.379 | 14499.5411 | 91.7335 | 0 | 14919.5451 | 94.0718 | 0 | 15518.6044 | 1320.996 | 0
6867 | 78.3904 | 14498.0108 | 91.7142 | 0 | 14918.723 | 94.0678 | 0 | 15517.6825 | 1319.9306 | 0
6868 | 78.4018 | 14497.8315 | 91.7122 | 0 | 14917.9186 | 94.0532 | 0 | 15516.6804 | 1319.2363 | 0
6869 | 78.4132 | 14495.3663 | 91.7047 | 0 | 14917.4138 | 94.0521 | 0 | 15514.1948 | 1318.2776 | 0
6870 | 78.4247 | 14493.6216 | 91.7021 | 0 | 14917.1905 | 94.0062 | 0 | 15513.9377 | 1314.7116 | 0
6871 | 78.4361 | 14492.9712 | 91.6967 | 0 | 14916.5473 | 94.0047 | 0 | 15513.7113 | 1311.4948 | 0
6872 | 78.4475 | 14492.7204 | 91.6875 | 0 | 14916.0248 | 93.9892 | 0 | 15512.5718 | 1311.0155 | 0
6873 | 78.4589 | 14492.3103 | 91.674 | 0 | 14915.2992 | 93.9754 | 0 | 15510.7035 | 1310.3781 | 0
6874 | 78.4703 | 14492.0661 | 91.6661 | 0 | 14914.342 | 93.9555 | 0 | 15510.6997 | 1310.2269 | 0
6875 | 78.4817 | 14489.7784 | 91.6649 | 0 | 14911.852 | 93.9432 | 0 | 15510.1331 | 1310.1315 | 0
6876 | 78.4932 | 14489.3016 | 91.6583 | 0 | 14910.4575 | 93.9371 | 0 | 15509.8642 | 1309.7983 | 0
6877 | 78.5046 | 14486.0126 | 91.6553 | 0 | 14910.3636 | 93.9328 | 0 | 15509.7372 | 1309.4475 | 0
6878 | 78.516 | 14481.4187 | 91.6516 | 0 | 14910.3217 | 93.9075 | 0 | 15508.5813 | 1309.1955 | 0
6879 | 78.5274 | 14479.8932 | 91.6313 | 0 | 14909.9181 | 93.885 | 0 | 15508.2649 | 1308.843 | 0
6880 | 78.5388 | 14479.2092 | 91.6255 | 0 | 14909.3429 | 93.8849 | 0 | 15507.8473 | 1307.547 | 0
6881 | 78.5502 | 14477.1753 | 91.6091 | 0 | 14908.8207 | 93.879 | 0 | 15507.4074 | 1307.215 | 0
6882 | 78.5616 | 14476.4881 | 91.6044 | 0 | 14908.6835 | 93.8778 | 0 | 15506.1327 | 1306.7985 | 0
6883 | 78.5731 | 14474.5689 | 91.6043 | 0 | 14907.9027 | 93.8689 | 0 | 15503.3256 | 1302.3313 | 0
6884 | 78.5845 | 14470.5489 | 91.5991 | 0 | 14906.1851 | 93.8682 | 0 | 15502.8294 | 1301.4565 | 0
6885 | 78.5959 | 14468.014 | 91.5906 | 0 | 14905.1852 | 93.8348 | 0 | 15502.3026 | 1300.1272 | 0
6886 | 78.6073 | 14467.0091 | 91.5875 | 0 | 14905.1708 | 93.7879 | 0 | 15500.7947 | 1299.1994 | 0
6887 | 78.6187 | 14466.3108 | 91.578 | 0 | 14905.1009 | 93.7772 | 0 | 15498.646 | 1298.7242 | 0
6888 | 78.6301 | 14465.0097 | 91.5701 | 0 | 14901.5049 | 93.7743 | 0 | 15494.8696 | 1298.0825 | 0
6889 | 78.6416 | 14464.8314 | 91.5622 | 0 | 14898.9313 | 93.7709 | 0 | 15494.7589 | 1297.8696 | 0
6890 | 78.653 | 14464.1458 | 91.5434 | 0 | 14897.8592 | 93.7616 | 0 | 15491.4321 | 1296.771 | 0
6891 | 78.6644 | 14462.815 | 91.54 | 0 | 14897.8566 | 93.7432 | 0 | 15491.0877 | 1295.899 | 0
6892 | 78.6758 | 14462.1521 | 91.5393 | 0 | 14897.795 | 93.7299 | 0 | 15488.8348 | 1295.7686 | 0
6893 | 78.6872 | 14459.0266 | 91.5074 | 0 | 14895.8025 | 93.7071 | 0 | 15488.5031 | 1295.4203 | 0
6894 | 78.6986 | 14458.936 | 91.4906 | 0 | 14895.6385 | 93.7044 | 0 | 15487.5043 | 1293.6632 | 0
6895 | 78.71 | 14458.3139 | 91.4876 | 0 | 14895.1176 | 93.6615 | 0 | 15487.0935 | 1292.3494 | 0
6896 | 78.7215 | 14457.9021 | 91.4729 | 0 | 14894.0764 | 93.6533 | 0 | 15483.0125 | 1291.5762 | 0
6897 | 78.7329 | 14457.1095 | 91.462 | 0 | 14892.2436 | 93.645 | 0 | 15482.8206 | 1288.3122 | 0
6898 | 78.7443 | 14454.8353 | 91.4579 | 0 | 14891.3719 | 93.644 | 0 | 15482.2684 | 1287.0867 | 0
6899 | 78.7557 | 14453.4259 | 91.4533 | 0 | 14891.259 | 93.6005 | 0 | 15482.0671 | 1286.2825 | 0
6900 | 78.7671 | 14452.506 | 91.4397 | 0 | 14890.2982 | 93.5988 | 0 | 15478.0775 | 1284.6441 | 0
6901 | 78.7785 | 14452.315 | 91.432 | 0 | 14889.6964 | 93.5862 | 0 | 15477.6294 | 1283.3165 | 0
6902 | 78.79 | 14452.1301 | 91.4292 | 0 | 14889.0579 | 93.5731 | 0 | 15475.4423 | 1283.0038 | 0
6903 | 78.8014 | 14450.016 | 91.4276 | 0 | 14888.6783 | 93.5514 | 0 | 15474.8358 | 1282.8748 | 0
6904 | 78.8128 | 14449.4034 | 91.4105 | 0 | 14888.6488 | 93.5413 | 0 | 15474.8308 | 1281.3794 | 0
6905 | 78.8242 | 14449.1569 | 91.4105 | 0 | 14887.5479 | 93.5275 | 0 | 15474.8308 | 1281.0603 | 0
6906 | 78.8356 | 14449.0633 | 91.402 | 0 | 14887.4513 | 93.5155 | 0 | 15470.403 | 1279.763 | 0
6907 | 78.847 | 14448.5097 | 91.3947 | 0 | 14886.8304 | 93.5057 | 0 | 15469.643 | 1279.7324 | 0
6908 | 78.8584 | 14447.9519 | 91.3942 | 0 | 14886.3608 | 93.5042 | 0 | 15469.3676 | 1278.0833 | 0
6909 | 78.8699 | 14447.2699 | 91.39 | 0 | 14885.6541 | 93.5001 | 0 | 15469.2793 | 1277.8167 | 0
6910 | 78.8813 | 14447.0591 | 91.388 | 0 | 14885.2549 | 93.4914 | 0 | 15469.1526 | 1276.7846 | 0
6911 | 78.8927 | 14446.8585 | 91.3826 | 0 | 14884.2161 | 93.4473 | 0 | 15469.0898 | 1275.7606 | 0
6912 | 78.9041 | 14446.2519 | 91.3751 | 0 | 14883.4213 | 93.4114 | 0 | 15468.4693 | 1275.3137 | 0
6913 | 78.9155 | 14445.8048 | 91.3539 | 0 | 14882.9021 | 93.3834 | 0 | 15463.027 | 1273.1504 | 0
6914 | 78.9269 | 14443.9774 | 91.3537 | 0 | 14882.1275 | 93.3525 | 0 | 15462.1328 | 1272.7245 | 0
6915 | 78.9384 | 14443.741 | 91.3524 | 0 | 14882.1125 | 93.3475 | 0 | 15461.8936 | 1272.2682 | 0
6916 | 78.9498 | 14443.2892 | 91.3471 | 0 | 14881.1967 | 93.3269 | 0 | 15460.916 | 1271.2521 | 0
6917 | 78.9612 | 14442.3109 | 91.3435 | 0 | 14880.7646 | 93.325 | 0 | 15460.3426 | 1270.6693 | 0
6918 | 78.9726 | 14442.2875 | 91.339 | 0 | 14879.5044 | 93.3212 | 0 | 15456.3369 | 1268.6177 | 0
6919 | 78.984 | 14440.5783 | 91.3128 | 0 | 14878.8121 | 93.3206 | 0 | 15456.3369 | 1266.7001 | 0
6920 | 78.9954 | 14439.1803 | 91.307 | 0 | 14875.8621 | 93.307 | 0 | 15452.1017 | 1264.2763 | 0
6921 | 79.0068 | 14438.0901 | 91.3055 | 0 | 14874.9233 | 93.2907 | 0 | 15451.4746 | 1263.9942 | 0
6922 | 79.0183 | 14437.9437 | 91.3055 | 0 | 14872.3 | 93.2827 | 0 | 15451.1659 | 1263.7791 | 0
6923 | 79.0297 | 14434.4694 | 91.2881 | 0 | 14872.1915 | 93.2551 | 0 | 15451.1597 | 1263.1503 | 0
6924 | 79.0411 | 14434.2983 | 91.2759 | 0 | 14871.5521 | 93.2471 | 0 | 15450.9033 | 1262.8703 | 0
6925 | 79.0525 | 14432.5086 | 91.2679 | 0 | 14868.8224 | 93.2446 | 0 | 15450.8848 | 1261.3345 | 0
6926 | 79.0639 | 14432.0518 | 91.2592 | 0 | 14867.1169 | 93.2393 | 0 | 15447.8415 | 1258.5342 | 0
6927 | 79.0753 | 14428.4185 | 91.2374 | 0 | 14867.018 | 93.2026 | 0 | 15446.8765 | 1257.6849 | 0
6928 | 79.0868 | 14427.2723 | 91.2264 | 0 | 14865.903 | 93.1673 | 0 | 15445.1592 | 1256.9515 | 0
6929 | 79.0982 | 14426.4113 | 91.2219 | 0 | 14865.0034 | 93.1598 | 0 | 15445.0574 | 1255.5861 | 0
6930 | 79.1096 | 14426.3148 | 91.2169 | 0 | 14864.7696 | 93.1578 | 0 | 15442.2035 | 1254.2066 | 0
6931 | 79.121 | 14425.6761 | 91.2105 | 0 | 14864.5058 | 93.1554 | 0 | 15442.1151 | 1253.3747 | 0
6932 | 79.1324 | 14424.7757 | 91.2075 | 0 | 14863.2706 | 93.1401 | 0 | 15441.5262 | 1253.1796 | 0
6933 | 79.1438 | 14419.0377 | 91.1861 | 0 | 14863.0692 | 93.1298 | 0 | 15440.9111 | 1253.1063 | 0
6934 | 79.1553 | 14415.503 | 91.1818 | 0 | 14860.4223 | 93.1265 | 0 | 15440.3655 | 1252.2836 | 0
6935 | 79.1667 | 14414.0029 | 91.1791 | 0 | 14860.2316 | 93.1194 | 0 | 15440.3105 | 1249.953 | 0
6936 | 79.1781 | 14414.0029 | 91.1684 | 0 | 14857.3631 | 93.1094 | 0 | 15439.9737 | 1249.9455 | 0
6937 | 79.1895 | 14414.0029 | 91.138 | 0 | 14856.7456 | 93.0839 | 0 | 15439.5332 | 1249.9052 | 0
6938 | 79.2009 | 14411.2007 | 91.1277 | 0 | 14856.7416 | 93.0493 | 0 | 15438.4019 | 1249.2002 | 0
6939 | 79.2123 | 14410.6939 | 91.1194 | 0 | 14856.3508 | 93.0412 | 0 | 15437.0281 | 1247.8699 | 0
6940 | 79.2237 | 14410.2553 | 91.1036 | 0 | 14854.3641 | 93.036 | 0 | 15436.8257 | 1247.7857 | 0
6941 | 79.2352 | 14408.1672 | 91.09 | 0 | 14853.1166 | 93.0283 | 0 | 15434.3991 | 1247.749 | 0
6942 | 79.2466 | 14408.1219 | 91.0786 | 0 | 14848.173 | 93.0159 | 0 | 15433.7819 | 1247.4951 | 0
6943 | 79.258 | 14407.3785 | 91.0751 | 0 | 14845.462 | 92.9951 | 0 | 15431.8395 | 1244.5241 | 0
6944 | 79.2694 | 14406.814 | 91.073 | 0 | 14843.2104 | 92.9768 | 0 | 15431.0593 | 1244.1244 | 0
6945 | 79.2808 | 14406.5519 | 91.0624 | 0 | 14842.9488 | 92.9709 | 0 | 15430.9575 | 1243.921 | 0
6946 | 79.2922 | 14405.8254 | 91.0223 | 0 | 14840.5506 | 92.9217 | 0 | 15428.6777 | 1242.0689 | 0
6947 | 79.3037 | 14403.2905 | 91.021 | 0 | 14839.866 | 92.9206 | 0 | 15428.0048 | 1241.7701 | 0
6948 | 79.3151 | 14401.0821 | 91.0175 | 0 | 14839.3683 | 92.915 | 0 | 15426.3432 | 1239.4381 | 0
6949 | 79.3265 | 14398.6267 | 91.0139 | 0 | 14836.7319 | 92.8879 | 0 | 15424.7887 | 1239.3069 | 0
6950 | 79.3379 | 14398.5988 | 91.0138 | 0 | 14836.2132 | 92.8846 | 0 | 15423.4042 | 1237.9368 | 0
6951 | 79.3493 | 14396.9357 | 90.9878 | 0 | 14833.4899 | 92.8833 | 0 | 15423.1444 | 1237.7521 | 0
6952 | 79.3607 | 14396.5579 | 90.9709 | 0 | 14833.4752 | 92.88 | 0 | 15419.5647 | 1237.1482 | 0
6953 | 79.3721 | 14396.5579 | 90.9702 | 0 | 14828.3988 | 92.8693 | 0 | 15419.4366 | 1236.9512 | 0
6954 | 79.3836 | 14396.3693 | 90.96 | 0 | 14827.4567 | 92.8593 | 0 | 15418.7508 | 1235.5542 | 0
6955 | 79.395 | 14396.0562 | 90.9584 | 0 | 14825.1266 | 92.8569 | 0 | 15416.5865 | 1233.9041 | 0
6956 | 79.4064 | 14393.0181 | 90.9535 | 0 | 14824.8978 | 92.8546 | 0 | 15415.7057 | 1232.5125 | 0
6957 | 79.4178 | 14392.6634 | 90.9514 | 0 | 14824.3312 | 92.8422 | 0 | 15415.0252 | 1232.0502 | 0
6958 | 79.4292 | 14391.7558 | 90.9437 | 0 | 14822.9181 | 92.8285 | 0 | 15414.488 | 1231.1726 | 0
6959 | 79.4406 | 14391.0745 | 90.9266 | 0 | 14821.9619 | 92.8239 | 0 | 15411.6036 | 1230.2398 | 0
6960 | 79.4521 | 14390.5538 | 90.9199 | 0 | 14821.4502 | 92.8139 | 0 | 15410.8896 | 1228.5461 | 0
6961 | 79.4635 | 14390.097 | 90.8646 | 0 | 14820.1204 | 92.8133 | 0 | 15406.7854 | 1226.7368 | 0
6962 | 79.4749 | 14389.5002 | 90.8616 | 0 | 14816.62 | 92.8023 | 0 | 15406.5179 | 1224.6228 | 0
6963 | 79.4863 | 14389.3486 | 90.8547 | 0 | 14814.1161 | 92.7902 | 0 | 15406.0134 | 1224.4718 | 0
6964 | 79.4977 | 14388.9394 | 90.8439 | 0 | 14812.212 | 92.785 | 0 | 15403.1525 | 1222.9789 | 0
6965 | 79.5091 | 14388.8736 | 90.84 | 0 | 14811.0026 | 92.765 | 0 | 15402.01 | 1221.3012 | 0
6966 | 79.5205 | 14387.8376 | 90.832 | 0 | 14810.9604 | 92.7614 | 0 | 15401.7616 | 1220.9953 | 0
6967 | 79.532 | 14386.0222 | 90.8133 | 0 | 14808.4564 | 92.7458 | 0 | 15401.6662 | 1219.7766 | 0
6968 | 79.5434 | 14384.8232 | 90.803 | 0 | 14802.995 | 92.7419 | 0 | 15401.4116 | 1218.4433 | 0
6969 | 79.5548 | 14383.2206 | 90.7879 | 0 | 14800.3324 | 92.7241 | 0 | 15399.7081 | 1218.0409 | 0
6970 | 79.5662 | 14382.0465 | 90.7835 | 0 | 14800.1351 | 92.7205 | 0 | 15399.5694 | 1217.1299 | 0
6971 | 79.5776 | 14381.7292 | 90.7761 | 0 | 14799.8651 | 92.7078 | 0 | 15399.2932 | 1217.0502 | 0
6972 | 79.589 | 14380.5239 | 90.7751 | 0 | 14798.6271 | 92.6802 | 0 | 15398.4775 | 1216.9023 | 0
6973 | 79.6005 | 14380.1199 | 90.7446 | 0 | 14798.0768 | 92.6757 | 0 | 15398.1505 | 1216.203 | 0
6974 | 79.6119 | 14378.5426 | 90.7379 | 0 | 14797.0903 | 92.6676 | 0 | 15397.0863 | 1214.9334 | 0
6975 | 79.6233 | 14378.2916 | 90.7261 | 0 | 14796.776 | 92.6652 | 0 | 15396.6539 | 1213.7139 | 0
6976 | 79.6347 | 14377.8992 | 90.7156 | 0 | 14795.4562 | 92.6608 | 0 | 15394.7159 | 1213.4821 | 0
6977 | 79.6461 | 14377.7082 | 90.7089 | 0 | 14795.3493 | 92.6567 | 0 | 15392.9016 | 1211.045 | 0
6978 | 79.6575 | 14377.0312 | 90.7055 | 0 | 14790.1378 | 92.655 | 0 | 15391.1254 | 1210.9486 | 0
6979 | 79.6689 | 14375.0251 | 90.7025 | 0 | 14788.0133 | 92.6331 | 0 | 15390.2054 | 1210.81 | 0
6980 | 79.6804 | 14373.1456 | 90.6819 | 0 | 14787.9765 | 92.6329 | 0 | 15385.1825 | 1206.5981 | 0
6981 | 79.6918 | 14367.7934 | 90.6804 | 0 | 14787.4556 | 92.6014 | 0 | 15384.8801 | 1205.2185 | 0
6982 | 79.7032 | 14367.6252 | 90.6759 | 0 | 14785.701 | 92.6012 | 0 | 15382.9322 | 1204.7538 | 0
6983 | 79.7146 | 14366.7159 | 90.6709 | 0 | 14785.3681 | 92.5794 | 0 | 15381.2562 | 1204.5597 | 0
6984 | 79.726 | 14366.4223 | 90.6622 | 0 | 14781.1362 | 92.5697 | 0 | 15381.2562 | 1202.6876 | 0
6985 | 79.7374 | 14363.882 | 90.6532 | 0 | 14779.5025 | 92.5663 | 0 | 15380.7423 | 1202.3942 | 0
6986 | 79.7489 | 14363.1094 | 90.6436 | 0 | 14776.721 | 92.562 | 0 | 15380.4884 | 1201.8101 | 0
6987 | 79.7603 | 14362.66 | 90.6403 | 0 | 14773.147 | 92.5535 | 0 | 15380.1585 | 1201.4428 | 0
6988 | 79.7717 | 14362.6345 | 90.6266 | 0 | 14771.4042 | 92.542 | 0 | 15379.5825 | 1198.4836 | 0
6989 | 79.7831 | 14362.5561 | 90.6247 | 0 | 14768.8036 | 92.5365 | 0 | 15378.8874 | 1196.9196 | 0
6990 | 79.7945 | 14361.3884 | 90.5998 | 0 | 14767.9974 | 92.5311 | 0 | 15376.9803 | 1196.103 | 0
6991 | 79.8059 | 14358.5149 | 90.5758 | 0 | 14767.3391 | 92.5308 | 0 | 15376.6754 | 1194.2711 | 0
6992 | 79.8174 | 14356.5354 | 90.5691 | 0 | 14766.6391 | 92.5253 | 0 | 15375.9974 | 1194.1487 | 0
6993 | 79.8288 | 14354.3276 | 90.5019 | 0 | 14765.6411 | 92.5202 | 0 | 15375.2869 | 1193.0783 | 0
6994 | 79.8402 | 14353.6336 | 90.5016 | 0 | 14764.5662 | 92.5142 | 0 | 15374.583 | 1192.7552 | 0
6995 | 79.8516 | 14350.2819 | 90.4637 | 0 | 14757.2602 | 92.5041 | 0 | 15373.9414 | 1191.1415 | 0
6996 | 79.863 | 14345.7174 | 90.4632 | 0 | 14756.6634 | 92.5016 | 0 | 15373.7883 | 1189.7641 | 0
6997 | 79.8744 | 14343.7507 | 90.4541 | 0 | 14752.6498 | 92.5015 | 0 | 15373.6358 | 1189.4463 | 0
6998 | 79.8858 | 14343.4945 | 90.4153 | 0 | 14752.5002 | 92.501 | 0 | 15373.3609 | 1188.9199 | 0
6999 | 79.8973 | 14342.84 | 90.3951 | 0 | 14752.4299 | 92.4833 | 0 | 15373.2593 | 1188.5835 | 0
7000 | 79.9087 | 14341.4388 | 90.373 | 0 | 14750.4391 | 92.469 | 0 | 15370.1587 | 1187.5907 | 0
7001 | 79.9201 | 14340.9945 | 90.3627 | 0 | 14750.1302 | 92.4575 | 0 | 15368.537 | 1186.9702 | 0
7002 | 79.9315 | 14340.1929 | 90.3355 | 0 | 14749.6669 | 92.4304 | 0 | 15367.7446 | 1185.8075 | 0
7003 | 79.9429 | 14338.2214 | 90.3222 | 0 | 14748.437 | 92.4158 | 0 | 15366.7326 | 1184.5651 | 0
7004 | 79.9543 | 14338.0853 | 90.2883 | 0 | 14748.3856 | 92.4155 | 0 | 15365.1926 | 1184.533 | 0
7005 | 79.9658 | 14336.8974 | 90.2825 | 0 | 14747.7871 | 92.4077 | 0 | 15363.6603 | 1184.4483 | 0
7006 | 79.9772 | 14336.5644 | 90.2772 | 0 | 14747.6542 | 92.4054 | 0 | 15361.5434 | 1184.1019 | 0
7007 | 79.9886 | 14335.7226 | 90.2735 | 0 | 14747.0417 | 92.3793 | 0 | 15361.4737 | 1182.0064 | 0
7008 | 80 | 14333.1218 | 90.2714 | 0 | 14742.2511 | 92.3704 | 0 | 15359.084 | 1179.4065 | 0
7009 | 80.0114 | 14330.2037 | 90.2468 | 0 | 14741.2343 | 92.368 | 0 | 15358.415 | 1178.9252 | 0
7010 | 80.0228 | 14328.0097 | 90.2067 | 0 | 14741.0042 | 92.3621 | 0 | 15356.6488 | 1178.7491 | 0
7011 | 80.0342 | 14326.604 | 90.2063 | 0 | 14739.1501 | 92.3583 | 0 | 15354.6901 | 1177.083 | 0
7012 | 80.0457 | 14326.5093 | 90.2059 | 0 | 14736.6995 | 92.3402 | 0 | 15352.5754 | 1175.463 | 0
7013 | 80.0571 | 14324.6571 | 90.2038 | 0 | 14736.3869 | 92.3364 | 0 | 15349.2719 | 1173.9409 | 0
7014 | 80.0685 | 14324.1349 | 90.1627 | 0 | 14734.3692 | 92.3228 | 0 | 15348.2971 | 1171.5503 | 0
7015 | 80.0799 | 14321.7165 | 90.1542 | 0 | 14733.7337 | 92.3033 | 0 | 15347.42 | 1170.704 | 0
7016 | 80.0913 | 14319.3782 | 90.1412 | 0 | 14732.988 | 92.2991 | 0 | 15346.8075 | 1169.8446 | 0
7017 | 80.1027 | 14319.3597 | 90.1275 | 0 | 14728.7428 | 92.2838 | 0 | 15344.5223 | 1169.2912 | 0
7018 | 80.1142 | 14319.035 | 90.1274 | 0 | 14728.5884 | 92.2816 | 0 | 15342.894 | 1169.0158 | 0
7019 | 80.1256 | 14316.633 | 90.1153 | 0 | 14728.3627 | 92.2812 | 0 | 15342.5564 | 1168.3314 | 0
7020 | 80.137 | 14314.0554 | 90.1115 | 0 | 14728.3477 | 92.2768 | 0 | 15341.8889 | 1167.702 | 0
7021 | 80.1484 | 14314.0119 | 90.1077 | 0 | 14728.3044 | 92.2742 | 0 | 15341.8889 | 1167.6363 | 0
7022 | 80.1598 | 14313.8865 | 90.0865 | 0 | 14727.1626 | 92.2732 | 0 | 15340.6683 | 1167.5706 | 0
7023 | 80.1712 | 14313.2678 | 90.0852 | 0 | 14724.9795 | 92.2704 | 0 | 15339.6965 | 1165.9305 | 0
7024 | 80.1826 | 14313.1316 | 90.0832 | 0 | 14723.7365 | 92.2388 | 0 | 15339.6444 | 1165.2043 | 0
7025 | 80.1941 | 14312.0727 | 90.0736 | 0 | 14723.5949 | 92.2386 | 0 | 15339.0213 | 1164.6027 | 0
7026 | 80.2055 | 14310.7731 | 90.0662 | 0 | 14723.1016 | 92.2223 | 0 | 15337.7586 | 1164.3614 | 0
7027 | 80.2169 | 14310.0371 | 90.0526 | 0 | 14722.8942 | 92.1872 | 0 | 15336.4889 | 1163.4597 | 0
7028 | 80.2283 | 14309.2675 | 90.0495 | 0 | 14721.4734 | 92.1827 | 0 | 15336.0403 | 1163.2556 | 0
7029 | 80.2397 | 14307.4108 | 90.007 | 0 | 14720.2123 | 92.1495 | 0 | 15334.339 | 1163.0328 | 0
7030 | 80.2511 | 14306.1677 | 89.9982 | 0 | 14720.0705 | 92.141 | 0 | 15333.7463 | 1161.9216 | 0
7031 | 80.2626 | 14305.7373 | 89.976 | 0 | 14719.9675 | 92.1313 | 0 | 15331.929 | 1161.5162 | 0
7032 | 80.274 | 14305.4693 | 89.8975 | 0 | 14717.7722 | 92.1233 | 0 | 15331.3268 | 1160.9737 | 0
7033 | 80.2854 | 14303.9318 | 89.8746 | 0 | 14717.741 | 92.101 | 0 | 15331.2357 | 1158.8631 | 0
7034 | 80.2968 | 14303.2521 | 89.8575 | 0 | 14717.4769 | 92.0764 | 0 | 15330.6457 | 1158.493 | 0
7035 | 80.3082 | 14301.729 | 89.8158 | 0 | 14717.1334 | 92.0687 | 0 | 15330.0037 | 1158.4307 | 0
7036 | 80.3196 | 14301.6258 | 89.7875 | 0 | 14715.3253 | 92.0471 | 0 | 15329.9468 | 1158.2023 | 0
7037 | 80.3311 | 14299.5339 | 89.785 | 0 | 14715.2911 | 92.0091 | 0 | 15329.067 | 1156.4029 | 0
7038 | 80.3425 | 14299.156 | 89.7644 | 0 | 14715.2068 | 92.0071 | 0 | 15328.4548 | 1149.5696 | 0
7039 | 80.3539 | 14298.1194 | 89.6908 | 0 | 14713.2346 | 91.9843 | 0 | 15326.308 | 1147.057 | 0
7040 | 80.3653 | 14297.5827 | 89.6877 | 0 | 14712.5934 | 91.9838 | 0 | 15325.4066 | 1145.7663 | 0
7041 | 80.3767 | 14294.6804 | 89.6842 | 0 | 14711.806 | 91.9724 | 0 | 15323.1034 | 1145.3998 | 0
7042 | 80.3881 | 14294.3502 | 89.6833 | 0 | 14709.9721 | 91.9681 | 0 | 15322.5296 | 1144.7879 | 0
7043 | 80.3995 | 14293.5723 | 89.6741 | 0 | 14709.5267 | 91.9677 | 0 | 15321.0682 | 1143.9889 | 0
7044 | 80.411 | 14292.3121 | 89.6261 | 0 | 14709.2703 | 91.9674 | 0 | 15319.6231 | 1143.9422 | 0
7045 | 80.4224 | 14291.4647 | 89.6111 | 0 | 14707.9171 | 91.9517 | 0 | 15317.1678 | 1143.2714 | 0
7046 | 80.4338 | 14288.202 | 89.6082 | 0 | 14707.7744 | 91.9281 | 0 | 15316.9786 | 1142.0004 | 0
7047 | 80.4452 | 14285.9337 | 89.5879 | 0 | 14707.0907 | 91.9277 | 0 | 15316.2995 | 1140.8548 | 0
7048 | 80.4566 | 14284.9329 | 89.5526 | 0 | 14706.8732 | 91.906 | 0 | 15316.1901 | 1140.7168 | 0
7049 | 80.468 | 14284.1801 | 89.5457 | 0 | 14706.4637 | 91.8986 | 0 | 15315.557 | 1140.7139 | 0
7050 | 80.4795 | 14282.4395 | 89.5216 | 0 | 14706.0829 | 91.8867 | 0 | 15315.2473 | 1139.765 | 0
7051 | 80.4909 | 14280.5291 | 89.5206 | 0 | 14705.5115 | 91.8797 | 0 | 15314.903 | 1139.5113 | 0
7052 | 80.5023 | 14278.2527 | 89.4774 | 0 | 14705.4477 | 91.8746 | 0 | 15313.7083 | 1137.3149 | 0
7053 | 80.5137 | 14278.1605 | 89.4694 | 0 | 14704.847 | 91.838 | 0 | 15311.2688 | 1135.3277 | 0
7054 | 80.5251 | 14276.8672 | 89.4467 | 0 | 14702.8515 | 91.8323 | 0 | 15310.6223 | 1133.7814 | 0
7055 | 80.5365 | 14276.8002 | 89.4197 | 0 | 14702.3177 | 91.797 | 0 | 15309.5088 | 1132.489 | 0
7056 | 80.5479 | 14275.1167 | 89.3565 | 0 | 14702.2158 | 91.7948 | 0 | 15308.1489 | 1131.6169 | 0
7057 | 80.5594 | 14274.9022 | 89.2838 | 0 | 14701.0365 | 91.7829 | 0 | 15308.0706 | 1129.0786 | 0
7058 | 80.5708 | 14274.2855 | 89.2462 | 0 | 14699.9414 | 91.7542 | 0 | 15307.5191 | 1127.2225 | 0
7059 | 80.5822 | 14274.2855 | 89.227 | 0 | 14697.8495 | 91.7468 | 0 | 15307.2033 | 1125.0378 | 0
7060 | 80.5936 | 14274.1235 | 89.203 | 0 | 14696.4058 | 91.7432 | 0 | 15306.0785 | 1124.784 | 0
7061 | 80.605 | 14272.8547 | 89.1831 | 0 | 14695.7624 | 91.7419 | 0 | 15305.3001 | 1123.9994 | 0
7062 | 80.6164 | 14272.8138 | 89.1819 | 0 | 14695.7517 | 91.7338 | 0 | 15304.5654 | 1123.624 | 0
7063 | 80.6279 | 14272.2946 | 89.17 | 0 | 14694.8251 | 91.7144 | 0 | 15304.5087 | 1123.2284 | 0
7064 | 80.6393 | 14271.4699 | 89.1402 | 0 | 14694.6514 | 91.713 | 0 | 15304.1311 | 1122.5363 | 0
7065 | 80.6507 | 14269.9822 | 89.1209 | 0 | 14693.6414 | 91.7079 | 0 | 15303.7484 | 1122.3088 | 0
7066 | 80.6621 | 14269.1556 | 89.0969 | 0 | 14693.3526 | 91.669 | 0 | 15301.8999 | 1122.1205 | 0
7067 | 80.6735 | 14267.2299 | 89.0877 | 0 | 14692.4553 | 91.6514 | 0 | 15300.9741 | 1121.8622 | 0
7068 | 80.6849 | 14264.9483 | 89.087 | 0 | 14691.0618 | 91.6352 | 0 | 15300.3186 | 1121.5176 | 0
7069 | 80.6963 | 14263.8341 | 89.0831 | 0 | 14689.7338 | 91.6144 | 0 | 15297.8338 | 1120.6656 | 0
7070 | 80.7078 | 14261.5882 | 89.0811 | 0 | 14686.7701 | 91.5856 | 0 | 15297.7491 | 1117.2906 | 0
7071 | 80.7192 | 14258.2124 | 89.0758 | 0 | 14685.7657 | 91.5709 | 0 | 15294.816 | 1115.7832 | 0
7072 | 80.7306 | 14257.8716 | 89.0738 | 0 | 14685.2727 | 91.5558 | 0 | 15294.0459 | 1113.7025 | 0
7073 | 80.742 | 14256.757 | 89.062 | 0 | 14683.5718 | 91.5303 | 0 | 15292.8665 | 1112.9439 | 0
7074 | 80.7534 | 14256.4498 | 89.06 | 0 | 14682.8799 | 91.4927 | 0 | 15292.4845 | 1111.8716 | 0
7075 | 80.7648 | 14256.1201 | 89.0525 | 0 | 14681.7105 | 91.4856 | 0 | 15292.0503 | 1110.6971 | 0
7076 | 80.7763 | 14256.0439 | 89.0505 | 0 | 14680.4098 | 91.4795 | 0 | 15291.2891 | 1110.0679 | 0
7077 | 80.7877 | 14255.466 | 89.0193 | 0 | 14678.5357 | 91.4689 | 0 | 15290.8908 | 1109.8395 | 0
7078 | 80.7991 | 14254.7058 | 89.0055 | 0 | 14678.4115 | 91.4404 | 0 | 15290.5135 | 1107.1361 | 0
7079 | 80.8105 | 14254.386 | 88.9613 | 0 | 14676.0908 | 91.4393 | 0 | 15288.0791 | 1106.3503 | 0
7080 | 80.8219 | 14253.8404 | 88.9511 | 0 | 14673.4314 | 91.4338 | 0 | 15284.3534 | 1105.8546 | 0
7081 | 80.8333 | 14253.1889 | 88.9502 | 0 | 14673.2314 | 91.4271 | 0 | 15283.9789 | 1105.6549 | 0
7082 | 80.8447 | 14252.6296 | 88.9265 | 0 | 14670.7478 | 91.4172 | 0 | 15283.1093 | 1104.4349 | 0
7083 | 80.8562 | 14252.3096 | 88.9069 | 0 | 14670.5414 | 91.3864 | 0 | 15279.5102 | 1102.7914 | 0
7084 | 80.8676 | 14251.8253 | 88.9034 | 0 | 14670.4166 | 91.3651 | 0 | 15278.4178 | 1102.2137 | 0
7085 | 80.879 | 14247.6287 | 88.822 | 0 | 14669.9878 | 91.3419 | 0 | 15275.7258 | 1100.8138 | 0
7086 | 80.8904 | 14244.7919 | 88.8091 | 0 | 14669.6253 | 91.3366 | 0 | 15275.6989 | 1100.5056 | 0
7087 | 80.9018 | 14243.9901 | 88.7808 | 0 | 14668.6379 | 91.3153 | 0 | 15275.6685 | 1100.0811 | 0
7088 | 80.9132 | 14243.4803 | 88.7768 | 0 | 14667.6103 | 91.3011 | 0 | 15275.6685 | 1099.21 | 0
7089 | 80.9247 | 14240.7755 | 88.7718 | 0 | 14666.2964 | 91.2943 | 0 | 15273.617 | 1097.6252 | 0
7090 | 80.9361 | 14239.7846 | 88.7526 | 0 | 14663.3685 | 91.2889 | 0 | 15273.094 | 1097.125 | 0
7091 | 80.9475 | 14237.5966 | 88.7521 | 0 | 14663.3109 | 91.2761 | 0 | 15272.3788 | 1093.943 | 0
7092 | 80.9589 | 14237.1629 | 88.752 | 0 | 14662.7267 | 91.2701 | 0 | 15272.2857 | 1093.8257 | 0
7093 | 80.9703 | 14236.0627 | 88.7514 | 0 | 14659.0809 | 91.2341 | 0 | 15272.0824 | 1093.1081 | 0
7094 | 80.9817 | 14235.9021 | 88.7386 | 0 | 14657.93 | 91.222 | 0 | 15271.1694 | 1091.2918 | 0
7095 | 80.9932 | 14234.7019 | 88.73 | 0 | 14656.6728 | 91.199 | 0 | 15270.7654 | 1090.839 | 0
7096 | 81.0046 | 14234.4722 | 88.7114 | 0 | 14651.7815 | 91.1839 | 0 | 15265.4125 | 1089.1443 | 0
7097 | 81.016 | 14230.4724 | 88.7089 | 0 | 14650.4135 | 91.17 | 0 | 15264.5122 | 1088.1624 | 0
7098 | 81.0274 | 14227.3229 | 88.7048 | 0 | 14649.9322 | 91.1663 | 0 | 15264.0946 | 1087.1179 | 0
7099 | 81.0388 | 14227.3229 | 88.7025 | 0 | 14648.5049 | 91.1553 | 0 | 15260.5824 | 1082.9083 | 0
7100 | 81.0502 | 14224.1576 | 88.6821 | 0 | 14648.4251 | 91.1552 | 0 | 15259.9435 | 1081.7389 | 0
7101 | 81.0616 | 14222.3214 | 88.6751 | 0 | 14648.2945 | 91.1514 | 0 | 15259.4878 | 1081.6944 | 0
7102 | 81.0731 | 14220.4502 | 88.6384 | 0 | 14644.4927 | 91.1204 | 0 | 15258.4179 | 1081.4043 | 0
7103 | 81.0845 | 14219.4725 | 88.6319 | 0 | 14644.3528 | 91.0592 | 0 | 15258.2263 | 1081.3114 | 0
7104 | 81.0959 | 14219.1062 | 88.6251 | 0 | 14642.7887 | 91.0564 | 0 | 15257.5863 | 1080.6764 | 0
7105 | 81.1073 | 14214.0444 | 88.5786 | 0 | 14639.7048 | 91.0179 | 0 | 15255.6069 | 1080.4968 | 0
7106 | 81.1187 | 14213.0657 | 88.5652 | 0 | 14639.3562 | 91.0082 | 0 | 15255.3224 | 1079.9542 | 0
7107 | 81.1301 | 14211.8152 | 88.5642 | 0 | 14638.0024 | 90.997 | 0 | 15248.9819 | 1078.2525 | 0
7108 | 81.1416 | 14211.4869 | 88.5472 | 0 | 14637.7078 | 90.9551 | 0 | 15248.6596 | 1077.2014 | 0
7109 | 81.153 | 14211.2935 | 88.5357 | 0 | 14637.4831 | 90.9041 | 0 | 15248.4141 | 1076.2827 | 0
7110 | 81.1644 | 14205.7361 | 88.5314 | 0 | 14636.673 | 90.8938 | 0 | 15248.174 | 1076.272 | 0
7111 | 81.1758 | 14204.6273 | 88.5173 | 0 | 14636.2203 | 90.8874 | 0 | 15245.4484 | 1071.5184 | 0
7112 | 81.1872 | 14203.6851 | 88.4998 | 0 | 14635.9571 | 90.8724 | 0 | 15244.8892 | 1071.4884 | 0
7113 | 81.1986 | 14201.3513 | 88.491 | 0 | 14633.484 | 90.8373 | 0 | 15243.4593 | 1071.251 | 0
7114 | 81.21 | 14200.6733 | 88.47 | 0 | 14632.8574 | 90.8167 | 0 | 15243.4213 | 1065.7167 | 0
7115 | 81.2215 | 14199.5729 | 88.4428 | 0 | 14631.387 | 90.7507 | 0 | 15241.7233 | 1065.6775 | 0
7116 | 81.2329 | 14198.8362 | 88.4211 | 0 | 14630.8181 | 90.7407 | 0 | 15240.7564 | 1065.5182 | 0
7117 | 81.2443 | 14198.6518 | 88.3887 | 0 | 14628.3821 | 90.7271 | 0 | 15239.0986 | 1065.4484 | 0
7118 | 81.2557 | 14198.6518 | 88.3653 | 0 | 14625.1269 | 90.7108 | 0 | 15239.0964 | 1065.1868 | 0
7119 | 81.2671 | 14198.6518 | 88.355 | 0 | 14624.9682 | 90.7072 | 0 | 15238.5514 | 1063.7202 | 0
7120 | 81.2785 | 14196.5181 | 88.3393 | 0 | 14622.9722 | 90.6861 | 0 | 15237.4522 | 1062.2539 | 0
7121 | 81.29 | 14195.2883 | 88.3303 | 0 | 14622.1067 | 90.681 | 0 | 15237.1184 | 1061.9783 | 0
7122 | 81.3014 | 14192.9228 | 88.2963 | 0 | 14620.6623 | 90.6726 | 0 | 15234.004 | 1060.7881 | 0
7123 | 81.3128 | 14191.757 | 88.2927 | 0 | 14619.7371 | 90.6305 | 0 | 15233.1131 | 1060.6275 | 0
7124 | 81.3242 | 14191.1401 | 88.2885 | 0 | 14618.8966 | 90.6087 | 0 | 15232.9567 | 1060.5839 | 0
7125 | 81.3356 | 14190.9637 | 88.2855 | 0 | 14616.058 | 90.5731 | 0 | 15232.1272 | 1060.006 | 0
7126 | 81.347 | 14190.927 | 88.2829 | 0 | 14613.9943 | 90.4841 | 0 | 15230.6021 | 1059.8226 | 0
7127 | 81.3584 | 14188.2239 | 88.2637 | 0 | 14613.8916 | 90.4657 | 0 | 15230.6021 | 1059.6597 | 0
7128 | 81.3699 | 14188.03 | 88.2527 | 0 | 14612.9003 | 90.4586 | 0 | 15228.2644 | 1055.6185 | 0
7129 | 81.3813 | 14187.9718 | 88.2444 | 0 | 14612.254 | 90.4477 | 0 | 15228.0211 | 1052.9763 | 0
7130 | 81.3927 | 14186.6832 | 88.2426 | 0 | 14612.1092 | 90.4438 | 0 | 15224.9987 | 1051.8692 | 0
7131 | 81.4041 | 14185.5544 | 88.2421 | 0 | 14611.99 | 90.428 | 0 | 15224.9041 | 1049.606 | 0
7132 | 81.4155 | 14184.309 | 88.2359 | 0 | 14611.6418 | 90.4198 | 0 | 15224.3267 | 1049.4987 | 0
7133 | 81.4269 | 14183.9464 | 88.2218 | 0 | 14610.9858 | 90.4067 | 0 | 15223.3105 | 1048.7583 | 0
7134 | 81.4384 | 14182.6117 | 88.2124 | 0 | 14610.4975 | 90.3775 | 0 | 15223.3105 | 1048.6594 | 0
7135 | 81.4498 | 14181.4631 | 88.2091 | 0 | 14607.1107 | 90.3504 | 0 | 15221.5623 | 1048.4931 | 0
7136 | 81.4612 | 14179.5157 | 88.2033 | 0 | 14606.512 | 90.35 | 0 | 15220.1807 | 1047.9077 | 0
7137 | 81.4726 | 14179.5157 | 88.2021 | 0 | 14605.9079 | 90.3038 | 0 | 15219.1853 | 1047.4198 | 0
7138 | 81.484 | 14179.5157 | 88.2013 | 0 | 14604.8806 | 90.2995 | 0 | 15218.8631 | 1046.9489 | 0
7139 | 81.4954 | 14178.7006 | 88.2006 | 0 | 14603.4436 | 90.2932 | 0 | 15218.5813 | 1046.3894 | 0
7140 | 81.5068 | 14176.8031 | 88.1978 | 0 | 14603.2698 | 90.2878 | 0 | 15218.4988 | 1045.6755 | 0
7141 | 81.5183 | 14176.434 | 88.1969 | 0 | 14600.524 | 90.2731 | 0 | 15216.8884 | 1045.3023 | 0
7142 | 81.5297 | 14173.3304 | 88.1895 | 0 | 14600.2098 | 90.2692 | 0 | 15215.6666 | 1044.747 | 0
7143 | 81.5411 | 14172.3742 | 88.1533 | 0 | 14597.8601 | 90.2153 | 0 | 15214.7917 | 1043.0185 | 0
7144 | 81.5525 | 14172.2129 | 88.1388 | 0 | 14597.1312 | 90.2032 | 0 | 15214.552 | 1042.6382 | 0
7145 | 81.5639 | 14172.0347 | 88.0748 | 0 | 14596.2619 | 90.1995 | 0 | 15212.1581 | 1042.2442 | 0
7146 | 81.5753 | 14170.1415 | 88.0693 | 0 | 14595.2749 | 90.1992 | 0 | 15211.3905 | 1039.0352 | 0
7147 | 81.5868 | 14169.4122 | 88.0684 | 0 | 14594.4018 | 90.185 | 0 | 15211.0789 | 1036.4683 | 0
7148 | 81.5982 | 14169.0003 | 88.0429 | 0 | 14594.2206 | 90.1847 | 0 | 15207.7172 | 1036.1692 | 0
7149 | 81.6096 | 14168.9999 | 87.9105 | 0 | 14593.6819 | 90.1402 | 0 | 15204.8508 | 1035.4958 | 0
7150 | 81.621 | 14168.3435 | 87.9092 | 0 | 14592.659 | 90.0863 | 0 | 15204.1379 | 1034.6888 | 0
7151 | 81.6324 | 14167.1723 | 87.8689 | 0 | 14590.3621 | 90.0735 | 0 | 15204.089 | 1033.1203 | 0
7152 | 81.6438 | 14164.9493 | 87.8529 | 0 | 14585.2523 | 90.0624 | 0 | 15202.5912 | 1032.1695 | 0
7153 | 81.6553 | 14164.5715 | 87.8435 | 0 | 14584.5571 | 90.0605 | 0 | 15202.5912 | 1031.5144 | 0
7154 | 81.6667 | 14162.4087 | 87.7664 | 0 | 14583.6109 | 90.0369 | 0 | 15199.1072 | 1030.8628 | 0
7155 | 81.6781 | 14161.8096 | 87.7648 | 0 | 14583.3956 | 90.0288 | 0 | 15198.1324 | 1030.405 | 0
7156 | 81.6895 | 14160.5468 | 87.7557 | 0 | 14582.9862 | 90.0046 | 0 | 15197.8025 | 1028.0454 | 0
7157 | 81.7009 | 14160.2028 | 87.7472 | 0 | 14582.1945 | 90.0023 | 0 | 15196.7831 | 1025.7151 | 0
7158 | 81.7123 | 14160.1527 | 87.743 | 0 | 14581.9732 | 89.9331 | 0 | 15196.5664 | 1025.4231 | 0
7159 | 81.7237 | 14159.4188 | 87.7224 | 0 | 14580.6783 | 89.8445 | 0 | 15195.3406 | 1024.2322 | 0
7160 | 81.7352 | 14157.7955 | 87.7191 | 0 | 14579.5427 | 89.8307 | 0 | 15195.0161 | 1023.5082 | 0
7161 | 81.7466 | 14155.8681 | 87.6506 | 0 | 14578.9021 | 89.8222 | 0 | 15194.6272 | 1020.9158 | 0
7162 | 81.758 | 14154.839 | 87.6493 | 0 | 14578.6361 | 89.795 | 0 | 15194.5475 | 1020.6392 | 0
7163 | 81.7694 | 14153.45 | 87.6361 | 0 | 14576.6271 | 89.7817 | 0 | 15194.1643 | 1019.9456 | 0
7164 | 81.7808 | 14153.3238 | 87.6317 | 0 | 14575.5665 | 89.7126 | 0 | 15192.9931 | 1019.5259 | 0
7165 | 81.7922 | 14152.4715 | 87.6301 | 0 | 14575.5212 | 89.7125 | 0 | 15191.412 | 1019.1425 | 0
7166 | 81.8037 | 14151.141 | 87.6007 | 0 | 14573.1269 | 89.7032 | 0 | 15188.4694 | 1018.1685 | 0
7167 | 81.8151 | 14148.7279 | 87.5987 | 0 | 14571.4446 | 89.6785 | 0 | 15187.6354 | 1018.0974 | 0
7168 | 81.8265 | 14147.7073 | 87.5875 | 0 | 14570.4161 | 89.6061 | 0 | 15185.9364 | 1017.9228 | 0
7169 | 81.8379 | 14147.4303 | 87.5782 | 0 | 14570.2054 | 89.4816 | 0 | 15182.9129 | 1017.0455 | 0
7170 | 81.8493 | 14145.3074 | 87.5774 | 0 | 14569.5923 | 89.467 | 0 | 15180.582 | 1015.8527 | 0
7171 | 81.8607 | 14145.3074 | 87.5376 | 0 | 14565.1009 | 89.4256 | 0 | 15179.8816 | 1015.3169 | 0
7172 | 81.8721 | 14144.9163 | 87.5255 | 0 | 14563.9801 | 89.3988 | 0 | 15178.0093 | 1014.5918 | 0
7173 | 81.8836 | 14143.8803 | 87.5161 | 0 | 14560.9308 | 89.3868 | 0 | 15176.8818 | 1014.0366 | 0
7174 | 81.895 | 14143.7847 | 87.5068 | 0 | 14559.0686 | 89.2986 | 0 | 15176.6211 | 1012.5054 | 0
7175 | 81.9064 | 14143.557 | 87.4345 | 0 | 14558.5903 | 89.2747 | 0 | 15175.9697 | 1011.9544 | 0
7176 | 81.9178 | 14142.9288 | 87.4126 | 0 | 14558.2178 | 89.2671 | 0 | 15175.2335 | 1010.9588 | 0
7177 | 81.9292 | 14142.3848 | 87.3901 | 0 | 14557.0157 | 89.1848 | 0 | 15173.9112 | 1010.5686 | 0
7178 | 81.9406 | 14141.3718 | 87.3808 | 0 | 14556.7425 | 89.1712 | 0 | 15173.4429 | 1009.1619 | 0
7179 | 81.9521 | 14140.7935 | 87.3708 | 0 | 14553.5777 | 89.1089 | 0 | 15172.4353 | 1008.4031 | 0
7180 | 81.9635 | 14137.5053 | 87.2773 | 0 | 14553.3856 | 89.0858 | 0 | 15171.9073 | 1007.1386 | 0
7181 | 81.9749 | 14137.5053 | 87.2511 | 0 | 14552.6754 | 89.0135 | 0 | 15171.9073 | 1006.5989 | 0
7182 | 81.9863 | 14137.5053 | 87.2483 | 0 | 14552.0299 | 88.9948 | 0 | 15171.4795 | 1006.2729 | 0
7183 | 81.9977 | 14134.2063 | 87.1434 | 0 | 14551.0612 | 88.9881 | 0 | 15171.2184 | 1004.87 | 0
7184 | 82.0091 | 14132.1789 | 87.133 | 0 | 14549.6284 | 88.9812 | 0 | 15169.4524 | 1003.3778 | 0
7185 | 82.0205 | 14131.6659 | 87.1031 | 0 | 14549.3663 | 88.9759 | 0 | 15168.7508 | 1003.2992 | 0
7186 | 82.032 | 14130.935 | 87.0957 | 0 | 14546.529 | 88.931 | 0 | 15167.1773 | 1001.0467 | 0
7187 | 82.0434 | 14130.8759 | 87.092 | 0 | 14546.2728 | 88.9253 | 0 | 15166.8884 | 1000.951 | 0
7188 | 82.0548 | 14129.7913 | 87.0867 | 0 | 14546.1918 | 88.9038 | 0 | 15165.7982 | 999.783 | 0
7189 | 82.0662 | 14129.3797 | 87.083 | 0 | 14546.1712 | 88.8644 | 0 | 15165.5195 | 999.2462 | 0
7190 | 82.0776 | 14129.0427 | 87.078 | 0 | 14546.1412 | 88.8538 | 0 | 15165.3218 | 995.6623 | 0
7191 | 82.089 | 14128.0226 | 87.0305 | 0 | 14545.3708 | 88.8538 | 0 | 15161.691 | 995.3395 | 0
7192 | 82.1005 | 14127.5355 | 87.0174 | 0 | 14541.6055 | 88.8377 | 0 | 15161.0376 | 994.7467 | 0
7193 | 82.1119 | 14126.4619 | 87.0078 | 0 | 14540.9261 | 88.8308 | 0 | 15157.161 | 994.0875 | 0
7194 | 82.1233 | 14126.338 | 86.9983 | 0 | 14539.8446 | 88.8215 | 0 | 15156.2281 | 993.8086 | 0
7195 | 82.1347 | 14125.5527 | 86.9982 | 0 | 14538.8233 | 88.7641 | 0 | 15153.7448 | 993.4342 | 0
7196 | 82.1461 | 14120.299 | 86.9974 | 0 | 14534.6019 | 88.7378 | 0 | 15153.2582 | 990.7385 | 0
7197 | 82.1575 | 14119.453 | 86.9804 | 0 | 14533.8806 | 88.731 | 0 | 15152.2386 | 988.0618 | 0
7198 | 82.1689 | 14118.8971 | 86.9655 | 0 | 14533.106 | 88.725 | 0 | 15152.2386 | 987.5607 | 0
7199 | 82.1804 | 14117.9329 | 86.9638 | 0 | 14532.4996 | 88.6894 | 0 | 15152.2229 | 987.0791 | 0
7200 | 82.1918 | 14116.6365 | 86.9591 | 0 | 14532.4465 | 88.6758 | 0 | 15152.1366 | 987.0494 | 0
7201 | 82.2032 | 14116.6034 | 86.953 | 0 | 14532.4428 | 88.5879 | 0 | 15150.3043 | 985.9974 | 0
7202 | 82.2146 | 14115.2456 | 86.9529 | 0 | 14530.2103 | 88.5823 | 0 | 15150.3043 | 985.3595 | 0
7203 | 82.226 | 14112.6564 | 86.9497 | 0 | 14527.3273 | 88.5416 | 0 | 15149.1346 | 984.9596 | 0
7204 | 82.2374 | 14110.6788 | 86.94 | 0 | 14525.8595 | 88.5203 | 0 | 15144.9834 | 980.7899 | 0
7205 | 82.2489 | 14110.3147 | 86.9293 | 0 | 14525.6536 | 88.4799 | 0 | 15144.4748 | 980.6701 | 0
7206 | 82.2603 | 14108.5907 | 86.8977 | 0 | 14521.7956 | 88.4612 | 0 | 15141.3664 | 978.2106 | 0
7207 | 82.2717 | 14106.8605 | 86.8904 | 0 | 14520.7405 | 88.4499 | 0 | 15141.0533 | 977.8505 | 0
7208 | 82.2831 | 14106.7455 | 86.8892 | 0 | 14519.6927 | 88.4346 | 0 | 15140.1384 | 977.4205 | 0
7209 | 82.2945 | 14106.0889 | 86.8776 | 0 | 14516.7796 | 88.4154 | 0 | 15139.7014 | 976.6879 | 0
7210 | 82.3059 | 14105.5735 | 86.8706 | 0 | 14516.6879 | 88.4146 | 0 | 15136.8682 | 976.3662 | 0
7211 | 82.3174 | 14102.7056 | 86.8355 | 0 | 14516.4431 | 88.3822 | 0 | 15136.4824 | 976.2206 | 0
7212 | 82.3288 | 14100.62 | 86.8205 | 0 | 14513.4119 | 88.3766 | 0 | 15132.6341 | 976.1435 | 0
7213 | 82.3402 | 14100.0019 | 86.7972 | 0 | 14511.8763 | 88.3718 | 0 | 15132.3118 | 972.0563 | 0
7214 | 82.3516 | 14099.7454 | 86.7895 | 0 | 14510.6359 | 88.3614 | 0 | 15130.0912 | 971.5045 | 0
7215 | 82.363 | 14099.4894 | 86.7874 | 0 | 14506.2428 | 88.3365 | 0 | 15129.2397 | 970.5756 | 0
7216 | 82.3744 | 14099.453 | 86.7807 | 0 | 14505.1701 | 88.3011 | 0 | 15125.5179 | 969.955 | 0
7217 | 82.3858 | 14095.579 | 86.7129 | 0 | 14505.0732 | 88.297 | 0 | 15123.9864 | 969.6732 | 0
7218 | 82.3973 | 14094.9933 | 86.7024 | 0 | 14501.664 | 88.2968 | 0 | 15123.0322 | 969.1693 | 0
7219 | 82.4087 | 14094.4661 | 86.6939 | 0 | 14499.6588 | 88.295 | 0 | 15122.8438 | 968.7658 | 0
7220 | 82.4201 | 14094.4594 | 86.6772 | 0 | 14497.6364 | 88.2462 | 0 | 15119.0746 | 967.4396 | 0
7221 | 82.4315 | 14093.6574 | 86.638 | 0 | 14497.6284 | 88.198 | 0 | 15118.369 | 966.5343 | 0
7222 | 82.4429 | 14091.9008 | 86.6251 | 0 | 14493.538 | 88.1767 | 0 | 15117.97 | 965.399 | 0
7223 | 82.4543 | 14090.2597 | 86.6127 | 0 | 14493.4846 | 88.1739 | 0 | 15116.8812 | 965.1145 | 0
7224 | 82.4658 | 14085.0782 | 86.5777 | 0 | 14492.4968 | 88.1661 | 0 | 15114.5943 | 965.075 | 0
7225 | 82.4772 | 14081.5475 | 86.5381 | 0 | 14492.3718 | 88.1633 | 0 | 15112.0267 | 963.1347 | 0
7226 | 82.4886 | 14079.8275 | 86.5027 | 0 | 14491.7279 | 88.1287 | 0 | 15111.5299 | 961.572 | 0
7227 | 82.5 | 14079.6036 | 86.4905 | 0 | 14491.147 | 88.1121 | 0 | 15109.7681 | 961.1303 | 0
7228 | 82.5114 | 14077.3087 | 86.4541 | 0 | 14489.5355 | 88.0762 | 0 | 15108.6077 | 959.2486 | 0
7229 | 82.5228 | 14077.3087 | 86.4465 | 0 | 14489.3994 | 88.0627 | 0 | 15107.9758 | 958.3116 | 0
7230 | 82.5342 | 14076.1479 | 86.3275 | 0 | 14488.0512 | 88.0346 | 0 | 15107.3436 | 957.4166 | 0
7231 | 82.5457 | 14076.0752 | 86.3019 | 0 | 14486.9537 | 88.0296 | 0 | 15106.2541 | 956.1205 | 0
7232 | 82.5571 | 14075.1296 | 86.2904 | 0 | 14486.6126 | 87.9833 | 0 | 15105.9691 | 951.4247 | 0
7233 | 82.5685 | 14074.6091 | 86.2903 | 0 | 14484.8279 | 87.8721 | 0 | 15103.9933 | 949.3726 | 0
7234 | 82.5799 | 14072.9635 | 86.2643 | 0 | 14483.5737 | 87.82 | 0 | 15103.9071 | 946.8823 | 0
7235 | 82.5913 | 14071.8751 | 86.2558 | 0 | 14482.3625 | 87.818 | 0 | 15103.139 | 946.6613 | 0
7236 | 82.6027 | 14069.7723 | 86.2509 | 0 | 14481.3755 | 87.7838 | 0 | 15103.1363 | 944.8416 | 0
7237 | 82.6142 | 14067.6003 | 86.2236 | 0 | 14480.7942 | 87.7745 | 0 | 15102.9163 | 941.8888 | 0
7238 | 82.6256 | 14067.1503 | 86.214 | 0 | 14478.7685 | 87.7588 | 0 | 15100.1376 | 941.2818 | 0
7239 | 82.637 | 14066.8869 | 86.2121 | 0 | 14478.6975 | 87.7556 | 0 | 15099.2918 | 941.0727 | 0
7240 | 82.6484 | 14066.7518 | 86.1908 | 0 | 14476.2298 | 87.7293 | 0 | 15099.0033 | 940.1045 | 0
7241 | 82.6598 | 14066.4407 | 86.1797 | 0 | 14474.6918 | 87.7204 | 0 | 15098.8003 | 938.8909 | 0
7242 | 82.6712 | 14064.9718 | 86.1744 | 0 | 14473.4905 | 87.6089 | 0 | 15095.9185 | 938.3285 | 0
7243 | 82.6826 | 14064.4131 | 86.144 | 0 | 14473.0847 | 87.5926 | 0 | 15095.9185 | 937.6859 | 0
7244 | 82.6941 | 14063.943 | 86.1311 | 0 | 14467.5674 | 87.5913 | 0 | 15095.6471 | 936.428 | 0
7245 | 82.7055 | 14060.8404 | 86.0851 | 0 | 14467.0104 | 87.5303 | 0 | 15093.6349 | 935.2177 | 0
7246 | 82.7169 | 14060.2554 | 86.0612 | 0 | 14466.7111 | 87.4826 | 0 | 15093.4991 | 935.0467 | 0
7247 | 82.7283 | 14057.9664 | 86.0531 | 0 | 14464.7907 | 87.3824 | 0 | 15091.4915 | 932.5724 | 0
7248 | 82.7397 | 14056.9202 | 86.0528 | 0 | 14463.5553 | 87.3076 | 0 | 15091.3825 | 932.3429 | 0
7249 | 82.7511 | 14054.4068 | 86.0393 | 0 | 14462.0913 | 87.2996 | 0 | 15089.1695 | 930.2864 | 0
7250 | 82.7626 | 14053.7048 | 86.0331 | 0 | 14461.9796 | 87.121 | 0 | 15088.6338 | 925.5746 | 0
7251 | 82.774 | 14053.6935 | 86.0118 | 0 | 14460.3609 | 86.9091 | 0 | 15088.0489 | 924.612 | 0
7252 | 82.7854 | 14053.0795 | 86.0093 | 0 | 14459.5597 | 86.9088 | 0 | 15086.1977 | 922.2254 | 0
7253 | 82.7968 | 14049.978 | 85.9836 | 0 | 14458.9604 | 86.8329 | 0 | 15084.4746 | 922.0573 | 0
7254 | 82.8082 | 14049.1516 | 85.9782 | 0 | 14456.9566 | 86.8113 | 0 | 15083.7338 | 921.3099 | 0
7255 | 82.8196 | 14047.5759 | 85.9718 | 0 | 14456.9035 | 86.8016 | 0 | 15082.3217 | 918.0523 | 0
7256 | 82.8311 | 14046.7185 | 85.9445 | 0 | 14455.1578 | 86.7941 | 0 | 15081.0751 | 917.5439 | 0
7257 | 82.8425 | 14046.248 | 85.9334 | 0 | 14451.986 | 86.7834 | 0 | 15079.8723 | 916.7667 | 0
7258 | 82.8539 | 14044.9049 | 85.9286 | 0 | 14451.3849 | 86.714 | 0 | 15079.6123 | 915.9212 | 0
7259 | 82.8653 | 14040.9888 | 85.9262 | 0 | 14451.0677 | 86.5562 | 0 | 15079.4206 | 915.4249 | 0
7260 | 82.8767 | 14040.9272 | 85.8952 | 0 | 14450.5756 | 86.5497 | 0 | 15079.3847 | 913.1197 | 0
7261 | 82.8881 | 14040.347 | 85.8916 | 0 | 14448.8174 | 86.5027 | 0 | 15079.1657 | 912.5002 | 0
7262 | 82.8995 | 14040.1168 | 85.8787 | 0 | 14448.6006 | 86.4568 | 0 | 15078.9624 | 910.7636 | 0
7263 | 82.911 | 14039.7442 | 85.8678 | 0 | 14447.1059 | 86.4531 | 0 | 15075.5836 | 908.1289 | 0
7264 | 82.9224 | 14039.5554 | 85.8582 | 0 | 14447.0921 | 86.3122 | 0 | 15074.2608 | 907.0062 | 0
7265 | 82.9338 | 14039.535 | 85.8557 | 0 | 14442.9921 | 86.2635 | 0 | 15071.2282 | 905.8358 | 0
7266 | 82.9452 | 14038.5632 | 85.8522 | 0 | 14440.7238 | 86.1945 | 0 | 15070.3315 | 905.8231 | 0
7267 | 82.9566 | 14038.105 | 85.8382 | 0 | 14440.2467 | 86.1677 | 0 | 15069.5212 | 905.321 | 0
7268 | 82.968 | 14037.4228 | 85.8371 | 0 | 14437.4098 | 86.1433 | 0 | 15069.5212 | 905.046 | 0
7269 | 82.9795 | 14036.1259 | 85.7837 | 0 | 14437.3388 | 86.058 | 0 | 15068.6134 | 904.9809 | 0
7270 | 82.9909 | 14034.5911 | 85.7822 | 0 | 14436.7588 | 85.9791 | 0 | 15064.4807 | 903.6489 | 0
7271 | 83.0023 | 14033.887 | 85.776 | 0 | 14435.1641 | 85.9715 | 0 | 15063.6122 | 901.2197 | 0
7272 | 83.0137 | 14033.7573 | 85.7627 | 0 | 14433.5121 | 85.9146 | 0 | 15062.7431 | 900.3546 | 0
7273 | 83.0251 | 14033.4262 | 85.7048 | 0 | 14433.2915 | 85.9113 | 0 | 15061.667 | 900.1712 | 0
7274 | 83.0365 | 14032.5643 | 85.6778 | 0 | 14430.9194 | 85.9066 | 0 | 15061.5444 | 899.9045 | 0
7275 | 83.0479 | 14032.53 | 85.6656 | 0 | 14430.6745 | 85.8364 | 0 | 15061.0295 | 897.4931 | 0
7276 | 83.0594 | 14031.871 | 85.6566 | 0 | 14429.6135 | 85.8225 | 0 | 15059.8489 | 895.8991 | 0
7277 | 83.0708 | 14029.2843 | 85.5924 | 0 | 14428.8113 | 85.787 | 0 | 15059.7593 | 894.8225 | 0
7278 | 83.0822 | 14029.161 | 85.5838 | 0 | 14424.6948 | 85.7816 | 0 | 15058.6085 | 894.6005 | 0
7279 | 83.0936 | 14027.0211 | 85.5756 | 0 | 14421.7424 | 85.7267 | 0 | 15057.2647 | 894.3677 | 0
7280 | 83.105 | 14026.3225 | 85.5584 | 0 | 14418.5098 | 85.6414 | 0 | 15054.7687 | 893.4848 | 0
7281 | 83.1164 | 14025.8374 | 85.5546 | 0 | 14417.4733 | 85.6382 | 0 | 15052.2659 | 893.4235 | 0
7282 | 83.1279 | 14024.6256 | 85.5499 | 0 | 14417.1909 | 85.5783 | 0 | 15049.9985 | 892.1917 | 0
7283 | 83.1393 | 14023.0138 | 85.5475 | 0 | 14414.1774 | 85.5543 | 0 | 15047.6989 | 891.9914 | 0
7284 | 83.1507 | 14015.2449 | 85.5314 | 0 | 14413.4123 | 85.5475 | 0 | 15047.2565 | 891.4875 | 0
7285 | 83.1621 | 14014.2698 | 85.5249 | 0 | 14413.107 | 85.5189 | 0 | 15046.6237 | 888.2205 | 0
7286 | 83.1735 | 14014.0684 | 85.5061 | 0 | 14412.7079 | 85.5035 | 0 | 15044.3369 | 887.8278 | 0
7287 | 83.1849 | 14013.3584 | 85.4903 | 0 | 14412.7064 | 85.4913 | 0 | 15042.2202 | 887.2921 | 0
7288 | 83.1963 | 14010.6603 | 85.4839 | 0 | 14411.4658 | 85.4707 | 0 | 15042.1106 | 885.7146 | 0
7289 | 83.2078 | 14010.0704 | 85.4714 | 0 | 14409.6182 | 85.4236 | 0 | 15040.9838 | 882.8105 | 0
7290 | 83.2192 | 14008.9662 | 85.4434 | 0 | 14409.5173 | 85.3944 | 0 | 15040.6619 | 880.5696 | 0
7291 | 83.2306 | 14008.6259 | 85.4138 | 0 | 14405.4357 | 85.3767 | 0 | 15040.1873 | 880.2438 | 0
7292 | 83.242 | 14007.6104 | 85.3793 | 0 | 14404.878 | 85.3542 | 0 | 15039.7256 | 878.0277 | 0
7293 | 83.2534 | 14007.5451 | 85.3627 | 0 | 14402.0605 | 85.2817 | 0 | 15039.655 | 876.9663 | 0
7294 | 83.2648 | 14007.4477 | 85.3512 | 0 | 14400.9794 | 85.2681 | 0 | 15038.1378 | 876.3448 | 0
7295 | 83.2763 | 14006.8347 | 85.3416 | 0 | 14400.9187 | 85.2428 | 0 | 15036.1586 | 875.4841 | 0
7296 | 83.2877 | 14002.2088 | 85.34 | 0 | 14400.6756 | 85.239 | 0 | 15035.8017 | 874.6504 | 0
7297 | 83.2991 | 14001.5893 | 85.337 | 0 | 14400.5357 | 85.2313 | 0 | 15035.2489 | 873.6173 | 0
7298 | 83.3105 | 14001.5349 | 85.316 | 0 | 14399.7745 | 85.2127 | 0 | 15034.3378 | 873.473 | 0
7299 | 83.3219 | 14000.3995 | 85.2914 | 0 | 14398.3934 | 85.1708 | 0 | 15033.2921 | 871.7282 | 0
7300 | 83.3333 | 14000.1716 | 85.2873 | 0 | 14397.8104 | 85.1516 | 0 | 15032.4773 | 870.1827 | 0
7301 | 83.3447 | 13999.6375 | 85.2861 | 0 | 14396.3066 | 85.1467 | 0 | 15031.613 | 870.0253 | 0
7302 | 83.3562 | 13998.3921 | 85.2607 | 0 | 14396.3007 | 85.1136 | 0 | 15030.7785 | 866.2064 | 0
7303 | 83.3676 | 13997.4667 | 85.2524 | 0 | 14396.0568 | 85.0876 | 0 | 15030.6271 | 862.7762 | 0
7304 | 83.379 | 13996.5968 | 85.2399 | 0 | 14392.2343 | 85.0415 | 0 | 15030.3992 | 862.7201 | 0
7305 | 83.3904 | 13993.4411 | 85.2359 | 0 | 14388.8099 | 85.0402 | 0 | 15030.1149 | 861.7415 | 0
7306 | 83.4018 | 13991.1317 | 85.2341 | 0 | 14388.6764 | 85.0358 | 0 | 15029.1918 | 860.6472 | 0
7307 | 83.4132 | 13991.1317 | 85.2287 | 0 | 14387.817 | 85.0183 | 0 | 15029.0939 | 858.6445 | 0
7308 | 83.4247 | 13990.6018 | 85.214 | 0 | 14386.7828 | 85.0145 | 0 | 15028.5127 | 858.1733 | 0
7309 | 83.4361 | 13990.5002 | 85.1984 | 0 | 14385.5208 | 85.0002 | 0 | 15027.6039 | 857.7633 | 0
7310 | 83.4475 | 13987.1612 | 85.1854 | 0 | 14384.7269 | 84.9919 | 0 | 15026.8842 | 857.7136 | 0
7311 | 83.4589 | 13981.7397 | 85.1817 | 0 | 14383.2974 | 84.9786 | 0 | 15026.1749 | 856.8172 | 0
7312 | 83.4703 | 13980.2924 | 85.1608 | 0 | 14382.0064 | 84.9738 | 0 | 15025.1479 | 856.1641 | 0
7313 | 83.4817 | 13980.0922 | 85.0875 | 0 | 14379.0075 | 84.9193 | 0 | 15024.9748 | 855.6997 | 0
7314 | 83.4932 | 13977.5914 | 85.0672 | 0 | 14378.5055 | 84.8508 | 0 | 15023.629 | 853.3849 | 0
7315 | 83.5046 | 13976.1529 | 85.0477 | 0 | 14377.0424 | 84.7823 | 0 | 15022.7596 | 853.153 | 0
7316 | 83.516 | 13972.7953 | 85.0059 | 0 | 14376.6137 | 84.7714 | 0 | 15022.1487 | 853.066 | 0
7317 | 83.5274 | 13971.6452 | 84.9975 | 0 | 14375.8826 | 84.7437 | 0 | 15021.0678 | 849.7985 | 0
7318 | 83.5388 | 13970.1494 | 84.9955 | 0 | 14373.9785 | 84.734 | 0 | 15020.8836 | 848.3208 | 0
7319 | 83.5502 | 13970.1494 | 84.9792 | 0 | 14372.6058 | 84.6797 | 0 | 15020.1777 | 848.0683 | 0
7320 | 83.5616 | 13967.8823 | 84.9202 | 0 | 14368.1467 | 84.6692 | 0 | 15019.8657 | 846.2828 | 0
7321 | 83.5731 | 13967.4255 | 84.9087 | 0 | 14366.7118 | 84.5738 | 0 | 15019.7742 | 845.7095 | 0
7322 | 83.5845 | 13967.0421 | 84.8304 | 0 | 14365.0648 | 84.559 | 0 | 15019.1768 | 844.411 | 0
7323 | 83.5959 | 13965.5188 | 84.8093 | 0 | 14364.1979 | 84.5177 | 0 | 15019.0797 | 843.7089 | 0
7324 | 83.6073 | 13964.3971 | 84.8001 | 0 | 14363.2807 | 84.5111 | 0 | 15015.7107 | 842.106 | 0
7325 | 83.6187 | 13964.3723 | 84.788 | 0 | 14363.1127 | 84.5064 | 0 | 15015.6594 | 841.9801 | 0
7326 | 83.6301 | 13963.9983 | 84.7744 | 0 | 14363.0952 | 84.4534 | 0 | 15013.8168 | 839.8974 | 0
7327 | 83.6416 | 13963.3461 | 84.7606 | 0 | 14362.3453 | 84.4265 | 0 | 15012.2443 | 839.1156 | 0
7328 | 83.653 | 13963.1704 | 84.7289 | 0 | 14361.5618 | 84.4258 | 0 | 15012.2137 | 836.0126 | 0
7329 | 83.6644 | 13962.2699 | 84.7285 | 0 | 14361.0395 | 84.4027 | 0 | 15012.0329 | 832.0801 | 0
7330 | 83.6758 | 13962.2053 | 84.7183 | 0 | 14360.1104 | 84.3857 | 0 | 15011.5777 | 831.233 | 0
7331 | 83.6872 | 13959.7441 | 84.683 | 0 | 14359.3373 | 84.3627 | 0 | 15011.5059 | 830.5941 | 0
7332 | 83.6986 | 13959.073 | 84.68 | 0 | 14358.909 | 84.318 | 0 | 15011.3237 | 830.5685 | 0
7333 | 83.71 | 13958.4993 | 84.6397 | 0 | 14357.7354 | 84.2656 | 0 | 15009.7229 | 828.2357 | 0
7334 | 83.7215 | 13957.0834 | 84.6349 | 0 | 14356.6195 | 84.1505 | 0 | 15007.155 | 826.7003 | 0
7335 | 83.7329 | 13953.1782 | 84.6323 | 0 | 14354.8283 | 84.1424 | 0 | 15005.4801 | 822.2203 | 0
7336 | 83.7443 | 13952.3133 | 84.6068 | 0 | 14353.9477 | 84.1254 | 0 | 15005.277 | 818.2146 | 0
7337 | 83.7557 | 13951.7884 | 84.5898 | 0 | 14350.2541 | 84.1236 | 0 | 15003.4519 | 816.2456 | 0
7338 | 83.7671 | 13950.6813 | 84.5372 | 0 | 14350.2184 | 84.1114 | 0 | 15003.1743 | 815.9447 | 0
7339 | 83.7785 | 13950.5708 | 84.5234 | 0 | 14349.3997 | 83.7288 | 0 | 15002.5733 | 815.628 | 0
7340 | 83.79 | 13948.7515 | 84.5139 | 0 | 14349.2461 | 83.5577 | 0 | 15001.4136 | 814.7907 | 0
7341 | 83.8014 | 13948.5897 | 84.4788 | 0 | 14348.407 | 83.4336 | 0 | 15000.8922 | 814.6949 | 0
7342 | 83.8128 | 13947.0652 | 84.4504 | 0 | 14347.1926 | 83.3029 | 0 | 14999.4718 | 814.1482 | 0
7343 | 83.8242 | 13946.7375 | 84.3924 | 0 | 14346.6358 | 83.2578 | 0 | 14999.2412 | 811.0233 | 0
7344 | 83.8356 | 13944.7548 | 84.3744 | 0 | 14346.1517 | 83.1036 | 0 | 14998.3193 | 810.7379 | 0
7345 | 83.847 | 13943.2925 | 84.3536 | 0 | 14345.9652 | 83.0624 | 0 | 14996.988 | 810.5497 | 0
7346 | 83.8584 | 13941.155 | 84.3418 | 0 | 14345.054 | 83.0168 | 0 | 14995.9948 | 807.2435 | 0
7347 | 83.8699 | 13940.7521 | 84.3074 | 0 | 14344.9906 | 82.9975 | 0 | 14994.8045 | 806.3358 | 0
7348 | 83.8813 | 13938.4463 | 84.3067 | 0 | 14344.3152 | 82.8679 | 0 | 14990.0919 | 806.0092 | 0
7349 | 83.8927 | 13936.0301 | 84.2521 | 0 | 14344.1299 | 82.8253 | 0 | 14988.8844 | 805.8332 | 0
7350 | 83.9041 | 13934.4446 | 84.0576 | 0 | 14343.0593 | 82.6497 | 0 | 14988.4185 | 805.1662 | 0
7351 | 83.9155 | 13934.1557 | 84.0202 | 0 | 14343.0465 | 82.6458 | 0 | 14986.9032 | 804.6073 | 0
7352 | 83.9269 | 13933.561 | 83.9662 | 0 | 14342.7625 | 82.6436 | 0 | 14984.1992 | 803.2827 | 0
7353 | 83.9384 | 13932.5941 | 83.9635 | 0 | 14342.3465 | 82.6208 | 0 | 14983.663 | 802.5712 | 0
7354 | 83.9498 | 13930.4005 | 83.9503 | 0 | 14340.9764 | 82.6054 | 0 | 14983.2453 | 802.4218 | 0
7355 | 83.9612 | 13929.6796 | 83.8755 | 0 | 14340.3265 | 82.6012 | 0 | 14983.2361 | 802.1137 | 0
7356 | 83.9726 | 13928.5377 | 83.8108 | 0 | 14339.9486 | 82.5981 | 0 | 14982.6061 | 801.0344 | 0
7357 | 83.984 | 13928.5045 | 83.7989 | 0 | 14339.7203 | 82.5975 | 0 | 14982.2259 | 800.0284 | 0
7358 | 83.9954 | 13925.5502 | 83.6439 | 0 | 14338.6913 | 82.5912 | 0 | 14981.1819 | 797.9639 | 0
7359 | 84.0068 | 13925.024 | 83.4276 | 0 | 14336.1645 | 82.5886 | 0 | 14980.829 | 795.4671 | 0
7360 | 84.0183 | 13922.3736 | 83.4262 | 0 | 14335.5675 | 82.5866 | 0 | 14976.1872 | 794.1601 | 0
7361 | 84.0297 | 13921.228 | 83.3943 | 0 | 14332.4066 | 82.5809 | 0 | 14974.1659 | 792.3912 | 0
7362 | 84.0411 | 13920.8687 | 83.0767 | 0 | 14329.4115 | 82.5794 | 0 | 14970.5053 | 790.1729 | 0
7363 | 84.0525 | 13920.4403 | 83.0671 | 0 | 14326.7127 | 82.5785 | 0 | 14970.2605 | 787.5891 | 0
7364 | 84.0639 | 13919.2681 | 82.9781 | 0 | 14326.4617 | 82.5772 | 0 | 14967.3906 | 787.114 | 0
7365 | 84.0753 | 13918.9336 | 82.9235 | 0 | 14325.5803 | 82.5771 | 0 | 14966.0588 | 785.2075 | 0
7366 | 84.0868 | 13918.8567 | 82.9115 | 0 | 14324.5192 | 82.5734 | 0 | 14965.7948 | 783.4943 | 0
7367 | 84.0982 | 13918.5348 | 82.9057 | 0 | 14323.0146 | 82.5685 | 0 | 14965.4203 | 783.1065 | 0
7368 | 84.1096 | 13917.8312 | 82.8531 | 0 | 14322.9552 | 82.5614 | 0 | 14965.2079 | 782.4847 | 0
7369 | 84.121 | 13915.8138 | 82.7522 | 0 | 14321.9551 | 82.5585 | 0 | 14964.0799 | 780.3066 | 0
7370 | 84.1324 | 13913.0999 | 82.7046 | 0 | 14321.7868 | 82.5581 | 0 | 14956.9387 | 779.8358 | 0
7371 | 84.1438 | 13911.9654 | 82.6934 | 0 | 14321.2831 | 82.5573 | 0 | 14956.4353 | 779.2955 | 0
7372 | 84.1553 | 13911.4723 | 82.6888 | 0 | 14320.3575 | 82.554 | 0 | 14956.3635 | 777.6561 | 0
7373 | 84.1667 | 13909.1072 | 82.6489 | 0 | 14317.8339 | 82.5507 | 0 | 14950.1194 | 777.6202 | 0
7374 | 84.1781 | 13909.1072 | 82.6276 | 0 | 14317.6582 | 82.5504 | 0 | 14949.9874 | 775.5458 | 0
7375 | 84.1895 | 13908.726 | 82.6151 | 0 | 14317.1652 | 82.5481 | 0 | 14949.0018 | 774.8514 | 0
7376 | 84.2009 | 13907.9968 | 82.601 | 0 | 14313.809 | 82.5459 | 0 | 14948.0183 | 774.1724 | 0
7377 | 84.2123 | 13906.2337 | 82.5988 | 0 | 14313.7919 | 82.5454 | 0 | 14947.9059 | 771.8667 | 0
7378 | 84.2237 | 13905.6671 | 82.5946 | 0 | 14313.5775 | 82.5445 | 0 | 14947.802 | 768.9517 | 0
7379 | 84.2352 | 13905.5755 | 82.593 | 0 | 14311.9658 | 82.5407 | 0 | 14946.208 | 767.6458 | 0
7380 | 84.2466 | 13904.842 | 82.5913 | 0 | 14310.7974 | 82.5381 | 0 | 14944.2643 | 767.1905 | 0
7381 | 84.258 | 13904.7814 | 82.5895 | 0 | 14309.8233 | 82.5373 | 0 | 14943.5383 | 766.5655 | 0
7382 | 84.2694 | 13904.674 | 82.5646 | 0 | 14308.6798 | 82.5357 | 0 | 14941.9344 | 765.8778 | 0
7383 | 84.2808 | 13904.6675 | 82.5638 | 0 | 14308.1782 | 82.5329 | 0 | 14940.4568 | 765.1275 | 0
7384 | 84.2922 | 13898.6464 | 82.5638 | 0 | 14307.7295 | 82.5288 | 0 | 14937.5391 | 762.5538 | 0
7385 | 84.3037 | 13896.332 | 82.5612 | 0 | 14304.7728 | 82.5244 | 0 | 14937.2202 | 762.5406 | 0
7386 | 84.3151 | 13895.7321 | 82.5571 | 0 | 14304.4651 | 82.5226 | 0 | 14935.8231 | 762.2264 | 0
7387 | 84.3265 | 13893.7917 | 82.5527 | 0 | 14304.2971 | 82.5218 | 0 | 14935.4332 | 761.2708 | 0
7388 | 84.3379 | 13893.2626 | 82.5509 | 0 | 14303.736 | 82.5188 | 0 | 14933.8646 | 761.2677 | 0
7389 | 84.3493 | 13890.8645 | 82.5454 | 0 | 14303.2803 | 82.5152 | 0 | 14933.7975 | 760.7514 | 0
7390 | 84.3607 | 13890.7938 | 82.5433 | 0 | 14302.8016 | 82.5102 | 0 | 14933.4663 | 760.7154 | 0
7391 | 84.3721 | 13890.7938 | 82.5424 | 0 | 14302.1874 | 82.5085 | 0 | 14931.55 | 760.4288 | 0
7392 | 84.3836 | 13889.3629 | 82.5423 | 0 | 14298.4135 | 82.5045 | 0 | 14931.3347 | 757.6874 | 0
7393 | 84.395 | 13888.164 | 82.539 | 0 | 14297.3806 | 82.5024 | 0 | 14931.0035 | 757.5058 | 0
7394 | 84.4064 | 13888.112 | 82.5383 | 0 | 14297.3574 | 82.5007 | 0 | 14929.5229 | 757.0077 | 0
7395 | 84.4178 | 13887.9883 | 82.5357 | 0 | 14294.473 | 82.4981 | 0 | 14928.7315 | 755.482 | 0
7396 | 84.4292 | 13887.644 | 82.5353 | 0 | 14294.0577 | 82.4941 | 0 | 14928.6793 | 754.9544 | 0
7397 | 84.4406 | 13887.3932 | 82.5346 | 0 | 14293.8462 | 82.4938 | 0 | 14926.2866 | 754.9494 | 0
7398 | 84.4521 | 13885.3259 | 82.534 | 0 | 14293.5722 | 82.4933 | 0 | 14919.3297 | 752.0632 | 0
7399 | 84.4635 | 13882.9286 | 82.5336 | 0 | 14292.6651 | 82.4921 | 0 | 14915.9566 | 751.9132 | 0
7400 | 84.4749 | 13882.3025 | 82.5294 | 0 | 14292.2217 | 82.492 | 0 | 14915.2652 | 749.9438 | 0
7401 | 84.4863 | 13879.33 | 82.5286 | 0 | 14291.3004 | 82.4889 | 0 | 14914.3765 | 747.4334 | 0
7402 | 84.4977 | 13875.1711 | 82.5202 | 0 | 14290.7765 | 82.4871 | 0 | 14913.9999 | 742.9019 | 0
7403 | 84.5091 | 13875.1538 | 82.5195 | 0 | 14289.137 | 82.4849 | 0 | 14911.8227 | 742.359 | 0
7404 | 84.5205 | 13874.0589 | 82.5192 | 0 | 14286.8787 | 82.4838 | 0 | 14911.1581 | 741.562 | 0
7405 | 84.532 | 13873.0149 | 82.5176 | 0 | 14286.7377 | 82.4825 | 0 | 14908.2104 | 741.3419 | 0
7406 | 84.5434 | 13871.8633 | 82.5168 | 0 | 14286.6469 | 82.4735 | 0 | 14903.1166 | 740.6586 | 0
7407 | 84.5548 | 13870.5905 | 82.514 | 0 | 14286.0975 | 82.4662 | 0 | 14902.2197 | 740.0155 | 0
7408 | 84.5662 | 13868.8518 | 82.5127 | 0 | 14285.7513 | 82.4607 | 0 | 14901.3021 | 739.6652 | 0
7409 | 84.5776 | 13867.5562 | 82.5116 | 0 | 14284.5987 | 82.4513 | 0 | 14899.6185 | 739.571 | 0
7410 | 84.589 | 13863.3034 | 82.5104 | 0 | 14284.2274 | 82.451 | 0 | 14899.0196 | 736.8293 | 0
7411 | 84.6005 | 13863.1472 | 82.5098 | 0 | 14283.666 | 82.4471 | 0 | 14898.5834 | 736.5572 | 0
7412 | 84.6119 | 13863.0306 | 82.5097 | 0 | 14282.0621 | 82.4462 | 0 | 14898.3159 | 735.3958 | 0
7413 | 84.6233 | 13862.1138 | 82.5066 | 0 | 14281.9093 | 82.44 | 0 | 14892.6956 | 735.3952 | 0
7414 | 84.6347 | 13860.5574 | 82.5036 | 0 | 14280.857 | 82.4343 | 0 | 14891.5172 | 735.3115 | 0
7415 | 84.6461 | 13857.0283 | 82.4998 | 0 | 14277.2869 | 82.4299 | 0 | 14887.5486 | 734.8565 | 0
7416 | 84.6575 | 13855.0337 | 82.4972 | 0 | 14275.9327 | 82.4291 | 0 | 14887.4722 | 734.5301 | 0
7417 | 84.6689 | 13853.8473 | 82.4955 | 0 | 14271.8206 | 82.4275 | 0 | 14886.1515 | 734.2673 | 0
7418 | 84.6804 | 13852.7343 | 82.4951 | 0 | 14270.9296 | 82.4204 | 0 | 14885.4989 | 733.7281 | 0
7419 | 84.6918 | 13852.1013 | 82.4937 | 0 | 14270.7961 | 82.417 | 0 | 14883.3713 | 733.2717 | 0
7420 | 84.7032 | 13849.1578 | 82.4934 | 0 | 14269.3283 | 82.415 | 0 | 14883.0818 | 732.7483 | 0
7421 | 84.7146 | 13848.1885 | 82.4932 | 0 | 14268.8593 | 82.4139 | 0 | 14882.3972 | 731.2921 | 0
7422 | 84.726 | 13848.1702 | 82.4928 | 0 | 14268.3344 | 82.4057 | 0 | 14880.9112 | 730.9265 | 0
7423 | 84.7374 | 13848.131 | 82.492 | 0 | 14264.3214 | 82.3908 | 0 | 14879.7044 | 724.1612 | 0
7424 | 84.7489 | 13847.3766 | 82.4902 | 0 | 14264.0073 | 82.3729 | 0 | 14877.8282 | 722.812 | 0
7425 | 84.7603 | 13846.1237 | 82.4883 | 0 | 14263.1141 | 82.3687 | 0 | 14877.7163 | 722.1461 | 0
7426 | 84.7717 | 13845.9745 | 82.4849 | 0 | 14262.9459 | 82.3479 | 0 | 14877.4627 | 721.7717 | 0
7427 | 84.7831 | 13844.8169 | 82.4829 | 0 | 14262.8574 | 82.3446 | 0 | 14877.2093 | 721.1991 | 0
7428 | 84.7945 | 13840.1402 | 82.4814 | 0 | 14262.7422 | 82.2102 | 0 | 14875.7137 | 720.1612 | 0
7429 | 84.8059 | 13839.7222 | 82.4735 | 0 | 14262.2851 | 82.1493 | 0 | 14871.0165 | 719.9078 | 0
7430 | 84.8174 | 13839.4688 | 82.4677 | 0 | 14261.7508 | 82.1247 | 0 | 14867.961 | 717.8495 | 0
7431 | 84.8288 | 13838.8735 | 82.4667 | 0 | 14260.9315 | 81.9889 | 0 | 14866.2723 | 717.825 | 0
7432 | 84.8402 | 13837.4387 | 82.466 | 0 | 14259.9194 | 81.9447 | 0 | 14864.696 | 717.3886 | 0
7433 | 84.8516 | 13835.96 | 82.4653 | 0 | 14259.4303 | 81.9254 | 0 | 14864.3686 | 717.2807 | 0
7434 | 84.863 | 13835.96 | 82.4647 | 0 | 14259.1106 | 81.9027 | 0 | 14864.2994 | 716.9504 | 0
7435 | 84.8744 | 13834.8013 | 82.4634 | 0 | 14257.5941 | 81.8925 | 0 | 14863.1681 | 716.8085 | 0
7436 | 84.8858 | 13834.5886 | 82.4623 | 0 | 14257.2815 | 81.8747 | 0 | 14861.9676 | 716.5574 | 0
7437 | 84.8973 | 13833.8149 | 82.4598 | 0 | 14257.2751 | 81.8559 | 0 | 14861.6675 | 716.0731 | 0
7438 | 84.9087 | 13833.6707 | 82.4576 | 0 | 14256.2421 | 81.8434 | 0 | 14858.6876 | 716.0343 | 0
7439 | 84.9201 | 13832.9327 | 82.4565 | 0 | 14256.0825 | 81.8069 | 0 | 14857.5418 | 715.1099 | 0
7440 | 84.9315 | 13832.6285 | 82.4528 | 0 | 14255.5989 | 81.8059 | 0 | 14855.4749 | 714.841 | 0
7441 | 84.9429 | 13831.2456 | 82.4492 | 0 | 14255.2293 | 81.7826 | 0 | 14854.6394 | 713.8387 | 0
7442 | 84.9543 | 13829.3776 | 82.4476 | 0 | 14252.8531 | 81.777 | 0 | 14851.7152 | 713.0786 | 0
7443 | 84.9658 | 13826.7909 | 82.4459 | 0 | 14251.7364 | 81.7554 | 0 | 14851.2968 | 709.998 | 0
7444 | 84.9772 | 13826.771 | 82.44 | 0 | 14250.1215 | 81.7273 | 0 | 14846.6304 | 709.9794 | 0
7445 | 84.9886 | 13826.0568 | 82.4358 | 0 | 14249.786 | 81.7256 | 0 | 14843.2021 | 708.1678 | 0
7446 | 85 | 13825.997 | 82.4344 | 0 | 14248.0755 | 81.7245 | 0 | 14842.7852 | 707.9971 | 0
7447 | 85.0114 | 13823.9567 | 82.434 | 0 | 14246.1277 | 81.6897 | 0 | 14842.538 | 706.3764 | 0
7448 | 85.0228 | 13821.1597 | 82.4326 | 0 | 14243.6598 | 81.6643 | 0 | 14842.4375 | 706.3253 | 0
7449 | 85.0342 | 13819.8776 | 82.4236 | 0 | 14242.8293 | 81.6579 | 0 | 14841.561 | 706.1616 | 0
7450 | 85.0457 | 13818.3869 | 82.4235 | 0 | 14241.081 | 81.6324 | 0 | 14834.1182 | 705.3835 | 0
7451 | 85.0571 | 13817.0949 | 82.4192 | 0 | 14240.7901 | 81.5905 | 0 | 14831.0116 | 705.3633 | 0
7452 | 85.0685 | 13815.414 | 82.4114 | 0 | 14238.3874 | 81.5817 | 0 | 14831.0116 | 702.0182 | 0
7453 | 85.0799 | 13813.4258 | 82.3982 | 0 | 14237.5299 | 81.5773 | 0 | 14829.6061 | 701.1944 | 0
7454 | 85.0913 | 13812.6272 | 82.3979 | 0 | 14236.4947 | 81.5565 | 0 | 14829.5167 | 700.5908 | 0
7455 | 85.1027 | 13809.9999 | 82.3889 | 0 | 14235.5152 | 81.5525 | 0 | 14828.6028 | 698.3349 | 0
7456 | 85.1142 | 13809.1074 | 82.3787 | 0 | 14235.2669 | 81.5105 | 0 | 14827.4755 | 697.1066 | 0
7457 | 85.1256 | 13808.1224 | 82.374 | 0 | 14230.6999 | 81.4806 | 0 | 14827.4618 | 696.8478 | 0
7458 | 85.137 | 13807.3158 | 82.3627 | 0 | 14230.6486 | 81.4777 | 0 | 14823.2403 | 695.2037 | 0
7459 | 85.1484 | 13802.8989 | 82.3433 | 0 | 14230.4635 | 81.4592 | 0 | 14822.6779 | 693.7842 | 0
7460 | 85.1598 | 13802.102 | 82.3014 | 0 | 14229.757 | 81.435 | 0 | 14822.501 | 692.1898 | 0
7461 | 85.1712 | 13801.8356 | 82.2955 | 0 | 14226.9096 | 81.3783 | 0 | 14821.0004 | 692.0181 | 0
7462 | 85.1826 | 13800.0434 | 82.2813 | 0 | 14225.972 | 81.3353 | 0 | 14820.559 | 691.2995 | 0
7463 | 85.1941 | 13798.0832 | 82.2801 | 0 | 14225.5357 | 81.326 | 0 | 14819.9136 | 689.8265 | 0
7464 | 85.2055 | 13797.7385 | 82.0861 | 0 | 14225.3471 | 81.3214 | 0 | 14818.2735 | 689.7354 | 0
7465 | 85.2169 | 13797.0709 | 82.0781 | 0 | 14224.1707 | 81.2991 | 0 | 14815.4667 | 689.5364 | 0
7466 | 85.2283 | 13795.6972 | 82.0098 | 0 | 14222.5441 | 81.2926 | 0 | 14811.668 | 687.9676 | 0
7467 | 85.2397 | 13795.6972 | 81.9435 | 0 | 14220.7403 | 81.2651 | 0 | 14810.9063 | 687.5908 | 0
7468 | 85.2511 | 13795.6808 | 81.8675 | 0 | 14220.6513 | 81.2642 | 0 | 14810.8209 | 686.7416 | 0
7469 | 85.2626 | 13795.5917 | 81.8633 | 0 | 14219.7612 | 81.2294 | 0 | 14809.7945 | 685.9517 | 0
7470 | 85.274 | 13793.1321 | 81.8299 | 0 | 14218.4998 | 81.2098 | 0 | 14809.4967 | 685.3578 | 0
7471 | 85.2854 | 13793.0208 | 81.8293 | 0 | 14209.6448 | 81.0991 | 0 | 14809.3597 | 684.5936 | 0
7472 | 85.2968 | 13791.4244 | 81.7964 | 0 | 14208.6074 | 81.0622 | 0 | 14809.3363 | 684.4554 | 0
7473 | 85.3082 | 13789.7381 | 81.7932 | 0 | 14208.1071 | 81.0251 | 0 | 14808.9226 | 684.2645 | 0
7474 | 85.3196 | 13789.2814 | 81.771 | 0 | 14208.0885 | 81.0188 | 0 | 14807.6703 | 684.1409 | 0
7475 | 85.3311 | 13788.3138 | 81.7096 | 0 | 14208.0482 | 81.0149 | 0 | 14807.6703 | 680.0892 | 0
7476 | 85.3425 | 13786.1051 | 81.6771 | 0 | 14207.8405 | 81.0117 | 0 | 14806.8321 | 676.6515 | 0
7477 | 85.3539 | 13785.9299 | 81.6586 | 0 | 14207.4888 | 80.9973 | 0 | 14806.5209 | 676.1698 | 0
7478 | 85.3653 | 13784.7875 | 81.5836 | 0 | 14206.6731 | 80.9483 | 0 | 14805.954 | 675.2008 | 0
7479 | 85.3767 | 13783.456 | 81.5734 | 0 | 14204.5636 | 80.8516 | 0 | 14803.4642 | 673.0988 | 0
7480 | 85.3881 | 13779.1455 | 81.5631 | 0 | 14204.4411 | 80.8498 | 0 | 14803.3203 | 668.3115 | 0
7481 | 85.3995 | 13778.6436 | 81.5629 | 0 | 14203.3759 | 80.8269 | 0 | 14802.7315 | 667.941 | 0
7482 | 85.411 | 13778.4037 | 81.5579 | 0 | 14203.0756 | 80.8228 | 0 | 14801.4015 | 667.8889 | 0
7483 | 85.4224 | 13777.5113 | 81.5239 | 0 | 14202.0276 | 80.817 | 0 | 14801.2539 | 667.1517 | 0
7484 | 85.4338 | 13776.058 | 81.5229 | 0 | 14201.8954 | 80.7738 | 0 | 14800.0064 | 666.0856 | 0
7485 | 85.4452 | 13775.8175 | 81.4924 | 0 | 14198.3414 | 80.7535 | 0 | 14799.5524 | 662.8587 | 0
7486 | 85.4566 | 13775.0468 | 81.4798 | 0 | 14198.2042 | 80.7206 | 0 | 14798.9289 | 662.2584 | 0
7487 | 85.468 | 13771.7459 | 81.2808 | 0 | 14197.361 | 80.6999 | 0 | 14796.2596 | 661.2754 | 0
7488 | 85.4795 | 13771.5172 | 81.2722 | 0 | 14197.0092 | 80.6979 | 0 | 14795.9906 | 661.2255 | 0
7489 | 85.4909 | 13771.1825 | 81.2552 | 0 | 14196.6749 | 80.6509 | 0 | 14795.5767 | 659.7656 | 0
7490 | 85.5023 | 13770.8685 | 81.2473 | 0 | 14194.7585 | 80.637 | 0 | 14795.217 | 659.5865 | 0
7491 | 85.5137 | 13770.7053 | 81.2378 | 0 | 14192.7705 | 80.6299 | 0 | 14795.217 | 659.3165 | 0
7492 | 85.5251 | 13770.1849 | 81.2228 | 0 | 14190.7543 | 80.6291 | 0 | 14793.9435 | 659.2689 | 0
7493 | 85.5365 | 13768.0539 | 81.2124 | 0 | 14189.8649 | 80.6272 | 0 | 14793.3794 | 655.6741 | 0
7494 | 85.5479 | 13767.9701 | 81.2089 | 0 | 14186.6052 | 80.621 | 0 | 14791.7282 | 653.3215 | 0
7495 | 85.5594 | 13767.4639 | 81.1965 | 0 | 14186.5177 | 80.5769 | 0 | 14789.9276 | 651.2792 | 0
7496 | 85.5708 | 13767.0036 | 81.1957 | 0 | 14184.1069 | 80.5633 | 0 | 14789.1901 | 650.9804 | 0
7497 | 85.5822 | 13766.5964 | 81.1574 | 0 | 14178.6846 | 80.538 | 0 | 14788.566 | 647.088 | 0
7498 | 85.5936 | 13765.9764 | 81.1198 | 0 | 14178.4273 | 80.5303 | 0 | 14786.9884 | 646.4024 | 0
7499 | 85.605 | 13765.6312 | 81.1167 | 0 | 14174.7129 | 80.5242 | 0 | 14785.2342 | 646.2753 | 0
7500 | 85.6164 | 13763.1266 | 81.1118 | 0 | 14173.7864 | 80.5235 | 0 | 14784.8077 | 646.1072 | 0
7501 | 85.6279 | 13763.0174 | 81.0509 | 0 | 14168.6249 | 80.5066 | 0 | 14784.6744 | 646.0074 | 0
7502 | 85.6393 | 13762.419 | 81.0298 | 0 | 14166.9763 | 80.4831 | 0 | 14783.9232 | 645.4675 | 0
7503 | 85.6507 | 13760.8524 | 81.0144 | 0 | 14162.3602 | 80.4656 | 0 | 14782.922 | 644.9746 | 0
7504 | 85.6621 | 13759.8629 | 80.9781 | 0 | 14160.7973 | 80.4507 | 0 | 14782.4702 | 642.8454 | 0
7505 | 85.6735 | 13759.4929 | 80.9206 | 0 | 14160.7737 | 80.4194 | 0 | 14781.0244 | 642.3852 | 0
7506 | 85.6849 | 13758.37 | 80.906 | 0 | 14153.3065 | 80.4062 | 0 | 14780.7369 | 642.2128 | 0
7507 | 85.6963 | 13755.7461 | 80.8945 | 0 | 14152.8958 | 80.4023 | 0 | 14775.8568 | 640.9759 | 0
7508 | 85.7078 | 13755.366 | 80.8899 | 0 | 14152.8041 | 80.3852 | 0 | 14774.8718 | 640.3569 | 0
7509 | 85.7192 | 13746.8932 | 80.8757 | 0 | 14151.9652 | 80.3748 | 0 | 14774.284 | 638.2738 | 0
7510 | 85.7306 | 13746.8719 | 80.8473 | 0 | 14151.8934 | 80.3731 | 0 | 14771.203 | 637.4697 | 0
7511 | 85.742 | 13745.937 | 80.812 | 0 | 14151.6525 | 80.3539 | 0 | 14771.0158 | 636.6104 | 0
7512 | 85.7534 | 13745.4372 | 80.7088 | 0 | 14151.5354 | 80.3321 | 0 | 14771.0158 | 634.7208 | 0
7513 | 85.7648 | 13745.3828 | 80.6623 | 0 | 14149.8049 | 80.2024 | 0 | 14770.8388 | 633.9306 | 0
7514 | 85.7763 | 13745.1535 | 80.6411 | 0 | 14149.3647 | 80.1925 | 0 | 14768.7646 | 632.2044 | 0
7515 | 85.7877 | 13743.1424 | 80.63 | 0 | 14149.292 | 80.087 | 0 | 14767.1386 | 630.0866 | 0
7516 | 85.7991 | 13739.7878 | 80.5965 | 0 | 14149.155 | 80.0783 | 0 | 14765.3168 | 629.8442 | 0
7517 | 85.8105 | 13737.6012 | 80.5895 | 0 | 14149.0169 | 80.0713 | 0 | 14764.6991 | 629.4298 | 0
7518 | 85.8219 | 13737.1394 | 80.5783 | 0 | 14146.9078 | 80.0511 | 0 | 14764.6991 | 629.3431 | 0
7519 | 85.8333 | 13732.6813 | 80.572 | 0 | 14146.4376 | 80.0374 | 0 | 14761.9075 | 628.783 | 0
7520 | 85.8447 | 13730.772 | 80.5632 | 0 | 14146.2689 | 80.024 | 0 | 14761.8403 | 628.5446 | 0
7521 | 85.8562 | 13730.0387 | 80.5118 | 0 | 14145.417 | 80.0123 | 0 | 14760.1595 | 627.4126 | 0
7522 | 85.8676 | 13729.9172 | 80.5065 | 0 | 14144.3881 | 79.9622 | 0 | 14760.0145 | 626.8161 | 0
7523 | 85.879 | 13729.8081 | 80.4724 | 0 | 14143.2814 | 79.9564 | 0 | 14758.3154 | 626.4669 | 0
7524 | 85.8904 | 13729.3475 | 80.4352 | 0 | 14141.5192 | 79.9337 | 0 | 14755.9052 | 625.4763 | 0
7525 | 85.9018 | 13729.3104 | 80.4027 | 0 | 14140.9197 | 79.9306 | 0 | 14755.2729 | 624.9491 | 0
7526 | 85.9132 | 13728.7287 | 80.3304 | 0 | 14140.5878 | 79.9292 | 0 | 14754.7413 | 624.7029 | 0
7527 | 85.9247 | 13728.316 | 80.2787 | 0 | 14140.5848 | 79.8864 | 0 | 14754.4529 | 623.4651 | 0
7528 | 85.9361 | 13727.6638 | 80.2546 | 0 | 14140.1225 | 79.8847 | 0 | 14754.2361 | 619.6033 | 0
7529 | 85.9475 | 13726.6578 | 80.1944 | 0 | 14139.2531 | 79.8731 | 0 | 14754.1693 | 618.7572 | 0
7530 | 85.9589 | 13725.2891 | 80.19 | 0 | 14136.8615 | 79.8536 | 0 | 14754.1594 | 614.7698 | 0
7531 | 85.9703 | 13725.0966 | 80.152 | 0 | 14135.2555 | 79.8442 | 0 | 14752.3345 | 614.6671 | 0
7532 | 85.9817 | 13723.0354 | 80.0745 | 0 | 14134.5278 | 79.8424 | 0 | 14749.9978 | 612.1993 | 0
7533 | 85.9932 | 13722.8062 | 80.0708 | 0 | 14133.6664 | 79.7963 | 0 | 14748.4374 | 611.4708 | 0
7534 | 86.0046 | 13721.6475 | 80.0221 | 0 | 14133.4537 | 79.7844 | 0 | 14746.6731 | 610.9768 | 0
7535 | 86.016 | 13721.2506 | 79.9638 | 0 | 14132.017 | 79.7802 | 0 | 14745.8046 | 609.6808 | 0
7536 | 86.0274 | 13718.2894 | 79.9486 | 0 | 14130.9147 | 79.7625 | 0 | 14744.4403 | 605.1483 | 0
7537 | 86.0388 | 13717.4164 | 79.9263 | 0 | 14129.9621 | 79.7493 | 0 | 14743.9007 | 603.8858 | 0
7538 | 86.0502 | 13716.4542 | 79.9247 | 0 | 14127.5002 | 79.6857 | 0 | 14741.5639 | 601.8699 | 0
7539 | 86.0616 | 13714.999 | 79.8781 | 0 | 14124.5184 | 79.6744 | 0 | 14741.4319 | 600.0921 | 0
7540 | 86.0731 | 13714.6345 | 79.8584 | 0 | 14123.9903 | 79.6636 | 0 | 14740.7386 | 599.1611 | 0
7541 | 86.0845 | 13710.5257 | 79.851 | 0 | 14123.8034 | 79.6628 | 0 | 14740.7134 | 598.381 | 0
7542 | 86.0959 | 13709.8022 | 79.8327 | 0 | 14122.6044 | 79.6521 | 0 | 14739.8353 | 597.6987 | 0
7543 | 86.1073 | 13709.8022 | 79.8201 | 0 | 14122.1401 | 79.6433 | 0 | 14736.506 | 597.1856 | 0
7544 | 86.1187 | 13708.5233 | 79.8006 | 0 | 14120.0834 | 79.6365 | 0 | 14736.0378 | 596.9645 | 0
7545 | 86.1301 | 13704.9853 | 79.7782 | 0 | 14115.4359 | 79.597 | 0 | 14733.2199 | 595.6124 | 0
7546 | 86.1416 | 13702.5468 | 79.7511 | 0 | 14112.2896 | 79.5945 | 0 | 14728.435 | 594.8378 | 0
7547 | 86.153 | 13702.2507 | 79.721 | 0 | 14111.9424 | 79.5529 | 0 | 14727.5258 | 594.3876 | 0
7548 | 86.1644 | 13701.0043 | 79.68 | 0 | 14109.9602 | 79.3801 | 0 | 14725.9678 | 594.0696 | 0
7549 | 86.1758 | 13698.1313 | 79.6458 | 0 | 14108.4724 | 79.3687 | 0 | 14724.5982 | 594.036 | 0
7550 | 86.1872 | 13696.8105 | 79.5977 | 0 | 14108.2239 | 79.3597 | 0 | 14723.4491 | 593.6349 | 0
7551 | 86.1986 | 13696.5677 | 79.5949 | 0 | 14108.0397 | 79.3238 | 0 | 14722.7187 | 592.1025 | 0
7552 | 86.21 | 13692.0874 | 79.5653 | 0 | 14106.6722 | 79.2515 | 0 | 14722.6744 | 591.0531 | 0
7553 | 86.2215 | 13690.2815 | 79.5432 | 0 | 14103.5495 | 79.2384 | 0 | 14716.5432 | 589.1943 | 0
7554 | 86.2329 | 13690.2768 | 79.5356 | 0 | 14103.0362 | 79.2379 | 0 | 14715.9552 | 589.0682 | 0
7555 | 86.2443 | 13689.6717 | 79.5162 | 0 | 14100.309 | 79.2182 | 0 | 14714.8523 | 586.0264 | 0
7556 | 86.2557 | 13687.6795 | 79.4015 | 0 | 14097.6667 | 79.1033 | 0 | 14713.6813 | 585.9955 | 0
7557 | 86.2671 | 13680.8711 | 79.3856 | 0 | 14096.7316 | 79.0046 | 0 | 14712.9045 | 585.7121 | 0
7558 | 86.2785 | 13679.8457 | 79.368 | 0 | 14095.6187 | 78.9886 | 0 | 14712.2458 | 585.1646 | 0
7559 | 86.29 | 13679.3215 | 79.3616 | 0 | 14094.5107 | 78.9595 | 0 | 14710.8675 | 584.1984 | 0
7560 | 86.3014 | 13676.948 | 79.3293 | 0 | 14093.0639 | 78.9396 | 0 | 14710.8238 | 582.2791 | 0
7561 | 86.3128 | 13676.2015 | 79.3112 | 0 | 14092.0676 | 78.9172 | 0 | 14708.4723 | 582.2549 | 0
7562 | 86.3242 | 13676.064 | 79.2102 | 0 | 14090.1585 | 78.8896 | 0 | 14708.1679 | 581.3408 | 0
7563 | 86.3356 | 13675.5267 | 79.1738 | 0 | 14088.7572 | 78.8153 | 0 | 14707.3808 | 581.2504 | 0
7564 | 86.347 | 13673.53 | 79.1171 | 0 | 14087.0324 | 78.4394 | 0 | 14702.3149 | 580.2207 | 0
7565 | 86.3584 | 13672.3508 | 79.0928 | 0 | 14086.5593 | 78.4269 | 0 | 14702.0632 | 579.204 | 0
7566 | 86.3699 | 13671.3148 | 79.0388 | 0 | 14085.2813 | 78.3951 | 0 | 14700.4874 | 579.0439 | 0
7567 | 86.3813 | 13670.1365 | 79.0341 | 0 | 14084.8471 | 78.3617 | 0 | 14698.6953 | 577.7578 | 0
7568 | 86.3927 | 13669.2904 | 79.0032 | 0 | 14084.53 | 78.3405 | 0 | 14697.8831 | 576.737 | 0
7569 | 86.4041 | 13668.3988 | 78.9008 | 0 | 14082.4182 | 78.2771 | 0 | 14695.8653 | 575.8629 | 0
7570 | 86.4155 | 13667.6718 | 78.8991 | 0 | 14080.8227 | 78.2704 | 0 | 14694.6781 | 575.7081 | 0
7571 | 86.4269 | 13667.3134 | 78.8915 | 0 | 14078.6342 | 78.1655 | 0 | 14689.1508 | 575.3842 | 0
7572 | 86.4384 | 13665.7561 | 78.7937 | 0 | 14076.3991 | 78.149 | 0 | 14688.1447 | 575.305 | 0
7573 | 86.4498 | 13661.2149 | 78.7615 | 0 | 14075.6397 | 78.0956 | 0 | 14686.4553 | 574.7623 | 0
7574 | 86.4612 | 13661.1432 | 78.7288 | 0 | 14073.7904 | 78.0919 | 0 | 14685.6548 | 574.3841 | 0
7575 | 86.4726 | 13659.0614 | 78.6992 | 0 | 14072.4865 | 78.0829 | 0 | 14682.8758 | 573.3984 | 0
7576 | 86.484 | 13657.8524 | 78.6459 | 0 | 14072.2328 | 78.0395 | 0 | 14682.3649 | 568.2932 | 0
7577 | 86.4954 | 13657.8524 | 78.6102 | 0 | 14067.0375 | 77.9773 | 0 | 14680.9346 | 567.0324 | 0
7578 | 86.5068 | 13654.0996 | 78.5746 | 0 | 14066.201 | 77.9653 | 0 | 14680.1078 | 566.4889 | 0
7579 | 86.5183 | 13648.9937 | 78.5505 | 0 | 14065.165 | 77.8057 | 0 | 14679.1522 | 565.2173 | 0
7580 | 86.5297 | 13648.9937 | 78.474 | 0 | 14065.1017 | 77.7333 | 0 | 14678.9865 | 564.7739 | 0
7581 | 86.5411 | 13648.9467 | 78.4594 | 0 | 14064.9928 | 77.5619 | 0 | 14678.6764 | 564.2603 | 0
7582 | 86.5525 | 13648.3971 | 78.4057 | 0 | 14062.1363 | 77.5278 | 0 | 14673.7214 | 563.1208 | 0
7583 | 86.5639 | 13646.883 | 78.2747 | 0 | 14058.7767 | 77.3983 | 0 | 14672.9193 | 562.4236 | 0
7584 | 86.5753 | 13646.5835 | 78.2206 | 0 | 14057.0327 | 77.1264 | 0 | 14671.4294 | 560.4662 | 0
7585 | 86.5868 | 13646.5513 | 78.1996 | 0 | 14053.1504 | 77.0935 | 0 | 14670.8381 | 558.4495 | 0
7586 | 86.5982 | 13645.7374 | 78.167 | 0 | 14052.5008 | 76.8784 | 0 | 14670.8058 | 557.9537 | 0
7587 | 86.6096 | 13645.5518 | 78.1584 | 0 | 14052.0215 | 76.775 | 0 | 14670.7738 | 555.725 | 0
7588 | 86.621 | 13645.0289 | 78.1494 | 0 | 14050.1723 | 76.7448 | 0 | 14669.5961 | 554.2532 | 0
7589 | 86.6324 | 13642.8829 | 78.1382 | 0 | 14047.6476 | 76.7356 | 0 | 14668.404 | 554.0306 | 0
7590 | 86.6438 | 13640.4033 | 78.136 | 0 | 14046.9284 | 76.6582 | 0 | 14664.5255 | 553.2795 | 0
7591 | 86.6553 | 13639.5337 | 78.0872 | 0 | 14046.4402 | 76.5109 | 0 | 14664.3407 | 551.9005 | 0
7592 | 86.6667 | 13638.1262 | 78.0744 | 0 | 14046.3908 | 76.45 | 0 | 14659.7133 | 549.9654 | 0
7593 | 86.6781 | 13637.774 | 78.0514 | 0 | 14046.3135 | 76.3071 | 0 | 14658.7099 | 549.8132 | 0
7594 | 86.6895 | 13637.7374 | 77.9759 | 0 | 14045.8685 | 76.2544 | 0 | 14657.5159 | 549.4581 | 0
7595 | 86.7009 | 13636.6426 | 77.8533 | 0 | 14044.0412 | 76.1426 | 0 | 14655.4736 | 548.8848 | 0
7596 | 86.7123 | 13635.3394 | 77.8131 | 0 | 14043.8848 | 75.9851 | 0 | 14653.4756 | 548.6918 | 0
7597 | 86.7237 | 13634.3849 | 77.6842 | 0 | 14042.785 | 75.9195 | 0 | 14653.0694 | 548.6874 | 0
7598 | 86.7352 | 13631.4609 | 77.6151 | 0 | 14041.9371 | 75.9096 | 0 | 14650.3707 | 548.4897 | 0
7599 | 86.7466 | 13628.1865 | 77.5937 | 0 | 14040.7 | 75.6284 | 0 | 14649.9591 | 546.227 | 0
7600 | 86.758 | 13625.9794 | 77.5851 | 0 | 14037.3114 | 75.5637 | 0 | 14647.0888 | 546.1222 | 0
7601 | 86.7694 | 13625.1301 | 77.5637 | 0 | 14035.8329 | 75.4258 | 0 | 14643.9243 | 545.8411 | 0
7602 | 86.7808 | 13623.2245 | 77.5215 | 0 | 14033.7507 | 75.0989 | 0 | 14643.9243 | 545.5068 | 0
7603 | 86.7922 | 13620.9597 | 77.4663 | 0 | 14031.2076 | 75.0796 | 0 | 14640.7831 | 545.0379 | 0
7604 | 86.8037 | 13619.973 | 77.4296 | 0 | 14031.1199 | 75.071 | 0 | 14640.3515 | 544.6485 | 0
7605 | 86.8151 | 13618.072 | 77.4281 | 0 | 14030.641 | 74.6729 | 0 | 14639.436 | 543.9623 | 0
7606 | 86.8265 | 13617.9618 | 77.3709 | 0 | 14030.3827 | 74.5728 | 0 | 14637.7034 | 543.2626 | 0
7607 | 86.8379 | 13614.2641 | 77.2402 | 0 | 14028.9953 | 74.2867 | 0 | 14636.9185 | 542.9218 | 0
7608 | 86.8493 | 13611.7744 | 77.2278 | 0 | 14028.0183 | 74.1836 | 0 | 14635.5555 | 541.9427 | 0
7609 | 86.8607 | 13611.5481 | 77.2079 | 0 | 14027.232 | 74.1563 | 0 | 14633.0952 | 539.7874 | 0
7610 | 86.8721 | 13610.1014 | 77.1104 | 0 | 14026.6387 | 73.8265 | 0 | 14632.3581 | 536.8864 | 0
7611 | 86.8836 | 13605.6109 | 77.0357 | 0 | 14024.4937 | 73.7936 | 0 | 14631.9918 | 535.8393 | 0
7612 | 86.895 | 13605.0392 | 77.008 | 0 | 14024.3505 | 73.7155 | 0 | 14630.9735 | 535.3249 | 0
7613 | 86.9064 | 13604.3915 | 76.9719 | 0 | 14021.6026 | 73.6024 | 0 | 14630.9732 | 534.6436 | 0
7614 | 86.9178 | 13603.7611 | 76.9307 | 0 | 14021.4748 | 73.5883 | 0 | 14627.523 | 534.504 | 0
7615 | 86.9292 | 13602.4354 | 76.9264 | 0 | 14021.0593 | 73.4503 | 0 | 14623.9527 | 532.6877 | 0
7616 | 86.9406 | 13599.7055 | 76.8662 | 0 | 14020.4777 | 73.3727 | 0 | 14622.7505 | 532.1016 | 0
7617 | 86.9521 | 13599.1422 | 76.8122 | 0 | 14019.9661 | 73.368 | 0 | 14622.1297 | 530.8619 | 0
7618 | 86.9635 | 13597.0956 | 76.7964 | 0 | 14019.6651 | 73.1359 | 0 | 14617.285 | 530.1673 | 0
7619 | 86.9749 | 13596.6808 | 76.6227 | 0 | 14015.5326 | 73.1358 | 0 | 14616.405 | 529.7432 | 0
7620 | 86.9863 | 13595.9708 | 76.5733 | 0 | 14013.1956 | 73.0974 | 0 | 14615.4036 | 527.8609 | 0
7621 | 86.9977 | 13595.0643 | 76.5603 | 0 | 14010.8332 | 73.077 | 0 | 14615.2564 | 527.4797 | 0
7622 | 87.0091 | 13595.0318 | 76.5479 | 0 | 14010.6917 | 73.0673 | 0 | 14613.831 | 524.8322 | 0
7623 | 87.0205 | 13594.9898 | 76.5444 | 0 | 14009.2786 | 72.9632 | 0 | 14613.6292 | 524.607 | 0
7624 | 87.032 | 13594.6324 | 76.5423 | 0 | 14009.2296 | 72.9341 | 0 | 14613.5894 | 524.3594 | 0
7625 | 87.0434 | 13589.0238 | 76.54 | 0 | 14008.0218 | 72.9068 | 0 | 14612.8526 | 522.368 | 0
7626 | 87.0548 | 13588.1683 | 76.5247 | 0 | 14007.1018 | 72.788 | 0 | 14612.7292 | 522.2774 | 0
7627 | 87.0662 | 13586.7635 | 76.4386 | 0 | 14006.8216 | 72.731 | 0 | 14612.2103 | 519.9292 | 0
7628 | 87.0776 | 13586.4051 | 76.4339 | 0 | 14002.6992 | 72.6133 | 0 | 14609.4259 | 519.3422 | 0
7629 | 87.089 | 13586.3266 | 76.4178 | 0 | 14001.1591 | 72.5161 | 0 | 14605.5383 | 517.1955 | 0
7630 | 87.1005 | 13584.5033 | 76.3609 | 0 | 14000.5095 | 72.3932 | 0 | 14602.6206 | 514.355 | 0
7631 | 87.1119 | 13583.1684 | 76.2616 | 0 | 13999.9933 | 72.2481 | 0 | 14600.594 | 511.6821 | 0
7632 | 87.1233 | 13582.6872 | 76.2526 | 0 | 13998.9065 | 72.2304 | 0 | 14599.5587 | 510.5183 | 0
7633 | 87.1347 | 13580.6857 | 76.2455 | 0 | 13998.8481 | 72.1306 | 0 | 14598.5228 | 510.0295 | 0
7634 | 87.1461 | 13580.3405 | 76.2312 | 0 | 13998.152 | 72.1127 | 0 | 14597.5688 | 507.9668 | 0
7635 | 87.1575 | 13580.1142 | 76.1851 | 0 | 13997.1702 | 72.107 | 0 | 14591.8251 | 507.8931 | 0
7636 | 87.1689 | 13578.7899 | 76.1727 | 0 | 13996.3289 | 72.008 | 0 | 14590.3627 | 505.8407 | 0
7637 | 87.1804 | 13573.8136 | 76.1337 | 0 | 13995.3719 | 71.9503 | 0 | 14590.1566 | 504.647 | 0
7638 | 87.1918 | 13573.7847 | 76.1172 | 0 | 13992.3777 | 71.8642 | 0 | 14588.097 | 503.9886 | 0
7639 | 87.2032 | 13572.9985 | 76.107 | 0 | 13982.5331 | 71.8052 | 0 | 14586.3812 | 503.3475 | 0
7640 | 87.2146 | 13569.8704 | 76.0352 | 0 | 13981.7548 | 71.5931 | 0 | 14585.0713 | 502.0754 | 0
7641 | 87.226 | 13569.4095 | 75.9987 | 0 | 13981.025 | 71.5256 | 0 | 14583.8598 | 501.4312 | 0
7642 | 87.2374 | 13567.6739 | 75.9102 | 0 | 13981.0118 | 71.3082 | 0 | 14582.5587 | 500.2446 | 0
7643 | 87.2489 | 13557.0809 | 75.7834 | 0 | 13976.5813 | 71.3069 | 0 | 14581.7152 | 498.7282 | 0
7644 | 87.2603 | 13556.2504 | 75.7452 | 0 | 13973.8806 | 71.2642 | 0 | 14581.2938 | 498.6162 | 0
7645 | 87.2717 | 13555.1521 | 75.744 | 0 | 13971.7036 | 71.2161 | 0 | 14580.9578 | 497.3108 | 0
7646 | 87.2831 | 13554.327 | 75.6978 | 0 | 13969.6155 | 71.1387 | 0 | 14580.2102 | 494.4842 | 0
7647 | 87.2945 | 13552.6278 | 75.6483 | 0 | 13969.2329 | 70.8915 | 0 | 14575.9271 | 493.5944 | 0
7648 | 87.3059 | 13552.342 | 75.5527 | 0 | 13967.6939 | 70.6946 | 0 | 14575.4822 | 493.5283 | 0
7649 | 87.3174 | 13551.9553 | 75.5461 | 0 | 13966.7511 | 70.6873 | 0 | 14574.5697 | 491.3826 | 0
7650 | 87.3288 | 13551.2062 | 75.4517 | 0 | 13963.1588 | 70.5356 | 0 | 14573.8869 | 491.0438 | 0
7651 | 87.3402 | 13550.8361 | 75.4262 | 0 | 13962.5126 | 70.452 | 0 | 14571.8096 | 490.7155 | 0
7652 | 87.3516 | 13550.2647 | 75.4239 | 0 | 13962.2408 | 70.1118 | 0 | 14571.796 | 489.9357 | 0
7653 | 87.363 | 13549.6519 | 75.4177 | 0 | 13961.8042 | 70.0563 | 0 | 14570.1457 | 485.9795 | 0
7654 | 87.3744 | 13549.4775 | 75.3678 | 0 | 13961.5392 | 69.9453 | 0 | 14568.6089 | 485.7889 | 0
7655 | 87.3858 | 13548.7088 | 75.3384 | 0 | 13960.9882 | 69.8573 | 0 | 14562.2166 | 485.5975 | 0
7656 | 87.3973 | 13548.7088 | 75.316 | 0 | 13959.7401 | 69.8129 | 0 | 14560.2885 | 485.5183 | 0
7657 | 87.4087 | 13544.9914 | 75.2747 | 0 | 13958.6354 | 69.6929 | 0 | 14559.8981 | 484.7868 | 0
7658 | 87.4201 | 13544.4418 | 75.2586 | 0 | 13958.3739 | 69.3764 | 0 | 14550.0724 | 483.9666 | 0
7659 | 87.4315 | 13544.4418 | 75.2517 | 0 | 13954.1379 | 69.1747 | 0 | 14546.8126 | 482.2719 | 0
7660 | 87.4429 | 13544.0861 | 75.155 | 0 | 13953.6916 | 69.1508 | 0 | 14543.928 | 479.9374 | 0
7661 | 87.4543 | 13543.1647 | 75.1064 | 0 | 13951.8587 | 68.8134 | 0 | 14543.5265 | 477.7112 | 0
7662 | 87.4658 | 13541.7314 | 75.0632 | 0 | 13948.5373 | 68.6291 | 0 | 14542.2553 | 475.873 | 0
7663 | 87.4772 | 13539.9832 | 74.9378 | 0 | 13946.7603 | 68.6012 | 0 | 14539.398 | 474.8317 | 0
7664 | 87.4886 | 13536.2883 | 74.8667 | 0 | 13942.6879 | 68.4546 | 0 | 14539.368 | 474.0289 | 0
7665 | 87.5 | 13534.6797 | 74.6742 | 0 | 13941.0487 | 68.4537 | 0 | 14537.5533 | 473.1628 | 0
7666 | 87.5114 | 13533.8673 | 74.5724 | 0 | 13939.7471 | 68.4163 | 0 | 14537.4601 | 472.2639 | 0
7667 | 87.5228 | 13532.3401 | 74.2153 | 0 | 13939.2715 | 68.2536 | 0 | 14533.9988 | 471.5337 | 0
7668 | 87.5342 | 13529.8843 | 74.1905 | 0 | 13938.662 | 68.21 | 0 | 14533.9724 | 468.7742 | 0
7669 | 87.5457 | 13528.7171 | 74.0997 | 0 | 13938.1492 | 68.0752 | 0 | 14528.8489 | 468.6579 | 0
7670 | 87.5571 | 13524.2966 | 73.9087 | 0 | 13930.0168 | 68.0037 | 0 | 14527.7851 | 465.9234 | 0
7671 | 87.5685 | 13521.191 | 73.7994 | 0 | 13925.8924 | 67.8114 | 0 | 14525.0046 | 464.1269 | 0
7672 | 87.5799 | 13519.5363 | 73.728 | 0 | 13922.664 | 67.701 | 0 | 14524.4588 | 463.9993 | 0
7673 | 87.5913 | 13516.0754 | 73.5097 | 0 | 13919.843 | 67.3138 | 0 | 14523.5184 | 463.4761 | 0
7674 | 87.6027 | 13507.8858 | 73.4455 | 0 | 13917.2838 | 67.263 | 0 | 14522.1243 | 463.3661 | 0
7675 | 87.6142 | 13506.8275 | 73.3683 | 0 | 13917.0026 | 66.9316 | 0 | 14521.3536 | 462.1316 | 0
7676 | 87.6256 | 13506.4904 | 73.1131 | 0 | 13913.0668 | 66.6044 | 0 | 14521.321 | 461.761 | 0
7677 | 87.637 | 13505.2992 | 73.0919 | 0 | 13912.2242 | 66.3855 | 0 | 14521.1071 | 461.7525 | 0
7678 | 87.6484 | 13503.672 | 73.0454 | 0 | 13910.1445 | 66.0608 | 0 | 14520.3475 | 460.3685 | 0
7679 | 87.6598 | 13502.8341 | 73.0347 | 0 | 13908.822 | 66.0531 | 0 | 14520.1841 | 458.7974 | 0
7680 | 87.6712 | 13501.4903 | 72.9485 | 0 | 13908.0828 | 66.0452 | 0 | 14518.8092 | 458.659 | 0
7681 | 87.6826 | 13501.4903 | 72.8736 | 0 | 13907.2835 | 65.929 | 0 | 14518.4239 | 458.5543 | 0
7682 | 87.6941 | 13498.0558 | 72.8664 | 0 | 13905.5194 | 65.8263 | 0 | 14517.7197 | 456.3285 | 0
7683 | 87.7055 | 13497.7082 | 72.8554 | 0 | 13903.9302 | 65.8131 | 0 | 14516.342 | 455.2604 | 0
7684 | 87.7169 | 13497.5408 | 72.788 | 0 | 13901.1899 | 65.767 | 0 | 14516.1492 | 453.6984 | 0
7685 | 87.7283 | 13495.9899 | 72.7355 | 0 | 13898.6612 | 65.6567 | 0 | 14516.1419 | 453.6629 | 0
7686 | 87.7397 | 13491.3349 | 72.7168 | 0 | 13898.3642 | 65.6252 | 0 | 14516.1419 | 453.4113 | 0
7687 | 87.7511 | 13489.9367 | 72.7084 | 0 | 13895.9496 | 65.5134 | 0 | 14515.4293 | 453.2809 | 0
7688 | 87.7626 | 13489.6982 | 72.6491 | 0 | 13893.5891 | 65.3176 | 0 | 14515.352 | 452.4157 | 0
7689 | 87.774 | 13487.5178 | 72.6183 | 0 | 13893.1396 | 65.2932 | 0 | 14513.839 | 450.2446 | 0
7690 | 87.7854 | 13486.8661 | 72.4274 | 0 | 13889.289 | 65.28 | 0 | 14512.3513 | 445.4296 | 0
7691 | 87.7968 | 13484.0494 | 72.3776 | 0 | 13887.8224 | 64.9289 | 0 | 14508.8058 | 444.323 | 0
7692 | 87.8082 | 13483.5549 | 72.2365 | 0 | 13884.0237 | 64.7652 | 0 | 14507.7325 | 442.8461 | 0
7693 | 87.8196 | 13480.8751 | 72.1411 | 0 | 13878.9832 | 64.7507 | 0 | 14501.3396 | 441.2228 | 0
7694 | 87.8311 | 13480.8109 | 72.1106 | 0 | 13878.5242 | 64.7335 | 0 | 14495.5768 | 440.8828 | 0
7695 | 87.8425 | 13480.5605 | 72.087 | 0 | 13878.3039 | 64.6496 | 0 | 14495.278 | 440.1813 | 0
7696 | 87.8539 | 13479.422 | 72.0783 | 0 | 13867.9256 | 64.6136 | 0 | 14494.8926 | 437.1555 | 0
7697 | 87.8653 | 13478.1829 | 72.0151 | 0 | 13867.5438 | 64.4335 | 0 | 14493.1061 | 436.2824 | 0
7698 | 87.8767 | 13477.7854 | 71.9708 | 0 | 13863.3592 | 64.3544 | 0 | 14492.2843 | 434.0448 | 0
7699 | 87.8881 | 13475.3628 | 71.8257 | 0 | 13863.3499 | 64.0515 | 0 | 14491.7663 | 433.1153 | 0
7700 | 87.8995 | 13474.1364 | 71.822 | 0 | 13859.8299 | 64.0074 | 0 | 14488.7739 | 431.8137 | 0
7701 | 87.911 | 13473.8812 | 71.7683 | 0 | 13858.3978 | 63.9421 | 0 | 14485.744 | 431.2962 | 0
7702 | 87.9224 | 13473.6565 | 71.7353 | 0 | 13856.7233 | 63.6814 | 0 | 14483.3386 | 430.5494 | 0
7703 | 87.9338 | 13472.0453 | 71.5884 | 0 | 13856.3388 | 63.3784 | 0 | 14483.2071 | 429.5929 | 0
7704 | 87.9452 | 13471.2039 | 71.3209 | 0 | 13854.3588 | 63.2857 | 0 | 14482.3677 | 428.9394 | 0
7705 | 87.9566 | 13470.1909 | 71.3012 | 0 | 13853.0354 | 63.1442 | 0 | 14480.7755 | 427.9094 | 0
7706 | 87.968 | 13467.9497 | 71.295 | 0 | 13852.8629 | 62.9683 | 0 | 14471.275 | 426.4734 | 0
7707 | 87.9795 | 13467.916 | 71.2205 | 0 | 13851.0647 | 62.543 | 0 | 14467.8606 | 424.9676 | 0
7708 | 87.9909 | 13467.5442 | 71.2063 | 0 | 13849.6712 | 61.322 | 0 | 14466.3988 | 422.5806 | 0
7709 | 88.0023 | 13463.1114 | 71.1757 | 0 | 13848.7432 | 61.0912 | 0 | 14464.6254 | 422.5196 | 0
7710 | 88.0137 | 13462.9298 | 70.8963 | 0 | 13847.4006 | 61.0658 | 0 | 14459.7602 | 421.9134 | 0
7711 | 88.0251 | 13459.3804 | 70.8932 | 0 | 13847.2471 | 60.9708 | 0 | 14458.1186 | 421.1027 | 0
7712 | 88.0365 | 13458.6718 | 70.7406 | 0 | 13844.9668 | 60.9357 | 0 | 14458.0418 | 416.0472 | 0
7713 | 88.0479 | 13457.3028 | 70.6669 | 0 | 13843.8147 | 60.7278 | 0 | 14457.5774 | 415.6368 | 0
7714 | 88.0594 | 13456.1584 | 70.6476 | 0 | 13843.2181 | 60.5509 | 0 | 14455.9867 | 414.5057 | 0
7715 | 88.0708 | 13456.0002 | 70.6105 | 0 | 13838.8743 | 60.3336 | 0 | 14455.4096 | 413.6327 | 0
7716 | 88.0822 | 13455.4501 | 70.5937 | 0 | 13836.8692 | 60.2677 | 0 | 14455.0281 | 412.0014 | 0
7717 | 88.0936 | 13454.1756 | 70.5521 | 0 | 13836.404 | 60.1464 | 0 | 14454.8589 | 409.3137 | 0
7718 | 88.105 | 13450.6464 | 70.3134 | 0 | 13835.4383 | 60.128 | 0 | 14451.7882 | 408.1735 | 0
7719 | 88.1164 | 13450.0214 | 70.101 | 0 | 13832.5437 | 59.4651 | 0 | 14450.5493 | 406.8003 | 0
7720 | 88.1279 | 13447.1188 | 70.0797 | 0 | 13828.4461 | 59.3642 | 0 | 14448.2147 | 404.4105 | 0
7721 | 88.1393 | 13446.52 | 69.9974 | 0 | 13828.101 | 58.947 | 0 | 14448.0827 | 403.0215 | 0
7722 | 88.1507 | 13445.8588 | 69.9889 | 0 | 13826.941 | 57.9184 | 0 | 14447.6396 | 402.8282 | 0
7723 | 88.1621 | 13444.9672 | 69.9262 | 0 | 13823.5474 | 57.4288 | 0 | 14445.6608 | 402.3659 | 0
7724 | 88.1735 | 13442.6446 | 69.8196 | 0 | 13823.158 | 57.3828 | 0 | 14440.4695 | 398.4681 | 0
7725 | 88.1849 | 13437.6661 | 69.2048 | 0 | 13819.2919 | 56.9262 | 0 | 14439.5485 | 397.9189 | 0
7726 | 88.1963 | 13434.8878 | 69.0251 | 0 | 13818.4387 | 56.1022 | 0 | 14434.0195 | 393.693 | 0
7727 | 88.2078 | 13433.4193 | 68.3023 | 0 | 13816.4953 | 55.5827 | 0 | 14433.8017 | 393.3535 | 0
7728 | 88.2192 | 13428.0106 | 67.1126 | 0 | 13816.3079 | 55.1951 | 0 | 14428.6846 | 390.3476 | 0
7729 | 88.2306 | 13427.0204 | 66.9271 | 0 | 13814.7596 | 55.0723 | 0 | 14427.466 | 386.3226 | 0
7730 | 88.242 | 13425.939 | 66.6072 | 0 | 13814.3754 | 54.637 | 0 | 14427.1162 | 386.2847 | 0
7731 | 88.2534 | 13425.8958 | 66.3866 | 0 | 13814.1595 | 54.3114 | 0 | 14425.6287 | 386.0221 | 0
7732 | 88.2648 | 13423.3016 | 66.3635 | 0 | 13811.3658 | 54.0792 | 0 | 14424.8857 | 385.0198 | 0
7733 | 88.2763 | 13423.0762 | 66.0872 | 0 | 13810.8551 | 54.0775 | 0 | 14424.6338 | 384.6413 | 0
7734 | 88.2877 | 13420.6465 | 66.0044 | 0 | 13805.8767 | 53.9543 | 0 | 14419.7486 | 384.0635 | 0
7735 | 88.2991 | 13415.4666 | 65.9707 | 0 | 13805.5389 | 53.8848 | 0 | 14418.4898 | 383.9537 | 0
7736 | 88.3105 | 13414.3856 | 65.9539 | 0 | 13803.7795 | 53.7013 | 0 | 14418.4898 | 383.6197 | 0
7737 | 88.3219 | 13414.1101 | 65.9045 | 0 | 13802.7437 | 53.6921 | 0 | 14418.2007 | 383.5207 | 0
7738 | 88.3333 | 13413.9818 | 65.8262 | 0 | 13802.5331 | 53.4737 | 0 | 14417.4669 | 383.3223 | 0
7739 | 88.3447 | 13413.9031 | 65.5824 | 0 | 13796.9883 | 53.2511 | 0 | 14415.4533 | 382.5362 | 0
7740 | 88.3562 | 13413.042 | 65.5784 | 0 | 13796.0735 | 53.2421 | 0 | 14412.6705 | 376.9487 | 0
7741 | 88.3676 | 13412.3909 | 65.347 | 0 | 13795.5867 | 53.1323 | 0 | 14411.5073 | 374.6538 | 0
7742 | 88.379 | 13410.4065 | 65.2796 | 0 | 13792.5475 | 53.1227 | 0 | 14410.6097 | 371.9827 | 0
7743 | 88.3904 | 13409.6479 | 65.208 | 0 | 13791.7531 | 52.9902 | 0 | 14409.6073 | 370.9387 | 0
7744 | 88.4018 | 13408.7017 | 65.1791 | 0 | 13789.4401 | 52.5695 | 0 | 14407.4915 | 369.0079 | 0
7745 | 88.4132 | 13407.9491 | 65.1256 | 0 | 13784.8238 | 52.4753 | 0 | 14405.5873 | 368.7953 | 0
7746 | 88.4247 | 13407.2973 | 65.0932 | 0 | 13784.4854 | 52.4628 | 0 | 14405.3004 | 368.7163 | 0
7747 | 88.4361 | 13406.981 | 64.9432 | 0 | 13781.5673 | 51.5711 | 0 | 14403.9456 | 366.3938 | 0
7748 | 88.4475 | 13405.358 | 64.8577 | 0 | 13780.8132 | 51.4458 | 0 | 14398.3864 | 364.9346 | 0
7749 | 88.4589 | 13402.648 | 64.8403 | 0 | 13780.1686 | 50.631 | 0 | 14395.0195 | 364.7737 | 0
7750 | 88.4703 | 13400.1457 | 64.798 | 0 | 13779.0834 | 50.6148 | 0 | 14392.0861 | 362.3154 | 0
7751 | 88.4817 | 13397.8927 | 64.765 | 0 | 13776.9125 | 50.5051 | 0 | 14392.0322 | 361.4297 | 0
7752 | 88.4932 | 13397.5208 | 64.7347 | 0 | 13776.9051 | 50.3943 | 0 | 14387.1434 | 360.7838 | 0
7753 | 88.5046 | 13397.0796 | 64.4932 | 0 | 13773.8983 | 49.0622 | 0 | 14382.523 | 356.9371 | 0
7754 | 88.516 | 13396.6919 | 63.8515 | 0 | 13770.4933 | 48.6816 | 0 | 14382.3904 | 356.4683 | 0
7755 | 88.5274 | 13395.2603 | 63.2318 | 0 | 13770.2238 | 48.1853 | 0 | 14381.8007 | 350.9945 | 0
7756 | 88.5388 | 13392.111 | 63.2045 | 0 | 13768.8391 | 47.5893 | 0 | 14379.2629 | 350.7128 | 0
7757 | 88.5502 | 13390.6686 | 63.0341 | 0 | 13768.1116 | 44.1268 | 0 | 14376.5819 | 349.1206 | 0
7758 | 88.5616 | 13388.5933 | 62.9316 | 0 | 13767.0027 | 42.3413 | 0 | 14376.4175 | 348.9254 | 0
7759 | 88.5731 | 13386.8348 | 62.7007 | 0 | 13766.3758 | 42.1067 | 0 | 14374.6601 | 347.3265 | 0
7760 | 88.5845 | 13379.1688 | 61.6865 | 0 | 13765.8726 | 41.6324 | 0 | 14374.084 | 347.3199 | 0
7761 | 88.5959 | 13377.6163 | 61.681 | 0 | 13764.8111 | 41.5383 | 0 | 14373.7242 | 345.156 | 0
7762 | 88.6073 | 13376.1415 | 61.5191 | 0 | 13759.9081 | 41.4003 | 0 | 14369.4639 | 341.9175 | 0
7763 | 88.6187 | 13376.0386 | 61.0284 | 0 | 13759.8683 | 41.0101 | 0 | 14369.4356 | 340.2363 | 0
7764 | 88.6301 | 13372.4329 | 60.8496 | 0 | 13757.7222 | 41.0055 | 0 | 14367.1701 | 338.6449 | 0
7765 | 88.6416 | 13371.5476 | 60.8073 | 0 | 13756.3884 | 40.5273 | 0 | 14365.728 | 337.1762 | 0
7766 | 88.653 | 13369.7002 | 60.6199 | 0 | 13755.5396 | 39.8036 | 0 | 14365.344 | 335.9518 | 0
7767 | 88.6644 | 13368.6215 | 60.5627 | 0 | 13752.6321 | 38.2221 | 0 | 14365.3095 | 332.3098 | 0
7768 | 88.6758 | 13368.3809 | 60.3512 | 0 | 13751.3816 | 37.7703 | 0 | 14360.8841 | 330.7916 | 0
7769 | 88.6872 | 13366.7276 | 60.2118 | 0 | 13750.9331 | 37.3233 | 0 | 14359.6902 | 330.6708 | 0
7770 | 88.6986 | 13366.1547 | 59.8264 | 0 | 13748.128 | 37.2069 | 0 | 14358.0791 | 330.0572 | 0
7771 | 88.71 | 13364.6351 | 59.4559 | 0 | 13746.9833 | 37.1773 | 0 | 14357.2459 | 328.7476 | 0
7772 | 88.7215 | 13362.2197 | 59.4512 | 0 | 13746.7241 | 37.0998 | 0 | 14356.7102 | 327.9268 | 0
7773 | 88.7329 | 13361.8006 | 59.3949 | 0 | 13744.4365 | 37.0874 | 0 | 14354.9602 | 326.7814 | 0
7774 | 88.7443 | 13359.7845 | 59.3162 | 0 | 13743.6138 | 36.9146 | 0 | 14354.4835 | 321.2179 | 0
7775 | 88.7557 | 13357.7234 | 58.6867 | 0 | 13742.6747 | 36.7453 | 0 | 14354.3917 | 321.1532 | 0
7776 | 88.7671 | 13357.386 | 58.644 | 0 | 13742.611 | 36.7062 | 0 | 14350.3544 | 320.459 | 0
7777 | 88.7785 | 13353.942 | 57.8208 | 0 | 13741.9499 | 36.5241 | 0 | 14349.6804 | 319.7839 | 0
7778 | 88.79 | 13353.5768 | 57.762 | 0 | 13741.3777 | 35.8753 | 0 | 14348.2185 | 319.5591 | 0
7779 | 88.8014 | 13352.7426 | 57.7372 | 0 | 13735.3221 | 35.7813 | 0 | 14346.069 | 319.2018 | 0
7780 | 88.8128 | 13352.3488 | 57.3455 | 0 | 13734.6062 | 35.7734 | 0 | 14344.8977 | 318.8126 | 0
7781 | 88.8242 | 13349.5071 | 56.9405 | 0 | 13734.5819 | 35.7514 | 0 | 14343.2248 | 317.371 | 0
7782 | 88.8356 | 13348.2576 | 56.6779 | 0 | 13733.6338 | 35.5232 | 0 | 14341.6941 | 316.8274 | 0
7783 | 88.847 | 13346.6089 | 56.4636 | 0 | 13733.1766 | 35.4495 | 0 | 14340.2112 | 315.9619 | 0
7784 | 88.8584 | 13346.5075 | 56.0282 | 0 | 13732.3172 | 35.4184 | 0 | 14337.836 | 314.2129 | 0
7785 | 88.8699 | 13345.7043 | 56.0075 | 0 | 13731.763 | 35.1969 | 0 | 14335.7679 | 313.4567 | 0
7786 | 88.8813 | 13343.6763 | 55.8844 | 0 | 13728.5589 | 35.0524 | 0 | 14334.4134 | 313.3707 | 0
7787 | 88.8927 | 13342.5222 | 55.5174 | 0 | 13721.4799 | 34.9511 | 0 | 14333.5324 | 309.5219 | 0
7788 | 88.9041 | 13339.8585 | 54.7345 | 0 | 13721.0986 | 34.7676 | 0 | 14333.2374 | 308.4797 | 0
7789 | 88.9155 | 13339.4646 | 54.7006 | 0 | 13720.7486 | 34.756 | 0 | 14331.1996 | 307.0107 | 0
7790 | 88.9269 | 13339.2227 | 53.9891 | 0 | 13720.4616 | 34.4858 | 0 | 14329.8054 | 305.9004 | 0
7791 | 88.9384 | 13338.792 | 53.729 | 0 | 13720.2244 | 34.19 | 0 | 14329.2444 | 305.8941 | 0
7792 | 88.9498 | 13338.4686 | 53.6768 | 0 | 13716.8437 | 34.0981 | 0 | 14328.2731 | 300.1165 | 0
7793 | 88.9612 | 13337.2451 | 53.6496 | 0 | 13713.6986 | 33.99 | 0 | 14326.8342 | 299.0913 | 0
7794 | 88.9726 | 13335.7052 | 53.5029 | 0 | 13713.4467 | 33.9271 | 0 | 14321.4332 | 295.9488 | 0
7795 | 88.984 | 13334.501 | 53.2967 | 0 | 13712.7754 | 33.8311 | 0 | 14321.0149 | 295.548 | 0
7796 | 88.9954 | 13329.9149 | 53.2785 | 0 | 13711.5495 | 33.4007 | 0 | 14318.811 | 295.086 | 0
7797 | 89.0068 | 13329.5196 | 53.1691 | 0 | 13709.5294 | 31.5779 | 0 | 14318.6047 | 294.7822 | 0
7798 | 89.0183 | 13326.3776 | 53.0475 | 0 | 13707.919 | 30.4207 | 0 | 14317.2681 | 293.3224 | 0
7799 | 89.0297 | 13326.0799 | 53.0422 | 0 | 13704.685 | 29.9376 | 0 | 14312.5271 | 292.0277 | 0
7800 | 89.0411 | 13325.3026 | 52.5317 | 0 | 13704.5505 | 29.4187 | 0 | 14311.8589 | 290.9576 | 0
7801 | 89.0525 | 13324.2212 | 51.631 | 0 | 13704.4794 | 28.9683 | 0 | 14310.5298 | 290.6625 | 0
7802 | 89.0639 | 13322.6885 | 51.3922 | 0 | 13704.4329 | 28.9139 | 0 | 14309.1438 | 288.1 | 0
7803 | 89.0753 | 13322.396 | 51.3318 | 0 | 13702.6484 | 27.8695 | 0 | 14309.0529 | 285.1471 | 0
7804 | 89.0868 | 13322.1716 | 50.6305 | 0 | 13702.6013 | 27.0742 | 0 | 14308.7187 | 283.0909 | 0
7805 | 89.0982 | 13322.1433 | 50.5095 | 0 | 13697.3012 | 25.9536 | 0 | 14308.6793 | 282.3421 | 0
7806 | 89.1096 | 13321.2254 | 50.3677 | 0 | 13693.8774 | 25.7313 | 0 | 14308.4615 | 278.5702 | 0
7807 | 89.121 | 13321.1238 | 49.44 | 0 | 13693.7588 | 25.4098 | 0 | 14307.5635 | 278.4867 | 0
7808 | 89.1324 | 13319.953 | 48.1837 | 0 | 13691.1974 | 25.2126 | 0 | 14306.1067 | 278.2658 | 0
7809 | 89.1438 | 13319.19 | 43.4152 | 0 | 13690.1326 | 24.6561 | 0 | 14306.0975 | 277.2178 | 0
7810 | 89.1553 | 13318.4409 | 43.1753 | 0 | 13689.3281 | 24.6496 | 0 | 14303.7287 | 275.116 | 0
7811 | 89.1667 | 13318.0657 | 41.9913 | 0 | 13687.5905 | 24.4486 | 0 | 14302.4041 | 274.4189 | 0
7812 | 89.1781 | 13317.8923 | 41.5809 | 0 | 13686.4297 | 24.3687 | 0 | 14302.3526 | 273.6035 | 0
7813 | 89.1895 | 13316.4894 | 41.5635 | 0 | 13685.2402 | 24.3395 | 0 | 14299.3804 | 271.7371 | 0
7814 | 89.2009 | 13315.4349 | 41.4505 | 0 | 13684.5404 | 24.0652 | 0 | 14298.8031 | 270.9656 | 0
7815 | 89.2123 | 13314.7873 | 40.9415 | 0 | 13678.1263 | 24.0652 | 0 | 14296.7045 | 270.3911 | 0
7816 | 89.2237 | 13312.2274 | 40.5831 | 0 | 13676.371 | 23.8456 | 0 | 14296.272 | 269.3133 | 0
7817 | 89.2352 | 13310.9759 | 40.5586 | 0 | 13675.5838 | 23.8091 | 0 | 14294.2954 | 267.9786 | 0
7818 | 89.2466 | 13309.8375 | 39.7718 | 0 | 13675.4135 | 23.7905 | 0 | 14293.8851 | 267.8646 | 0
7819 | 89.258 | 13309.1268 | 39.5621 | 0 | 13674.6325 | 21.7869 | 0 | 14293.002 | 267.5372 | 0
7820 | 89.2694 | 13304.3807 | 39.4235 | 0 | 13674.1241 | 19.1161 | 0 | 14288.2457 | 264.5411 | 0
7821 | 89.2808 | 13302.5501 | 39.2796 | 0 | 13673.1978 | 18.9278 | 0 | 14288.0809 | 263.8535 | 0
7822 | 89.2922 | 13300.4807 | 39.0146 | 0 | 13672.5378 | 18.8723 | 0 | 14287.2941 | 263.5776 | 0
7823 | 89.3037 | 13299.1692 | 38.7087 | 0 | 13672.0813 | 18.6334 | 0 | 14283.4805 | 256.2949 | 0
7824 | 89.3151 | 13297.5926 | 37.8975 | 0 | 13671.2231 | 18.4255 | 0 | 14282.1446 | 256.0323 | 0
7825 | 89.3265 | 13297.162 | 36.7053 | 0 | 13670.647 | 18.3398 | 0 | 14281.2248 | 254.5314 | 0
7826 | 89.3379 | 13294.5744 | 35.5464 | 0 | 13670.0976 | 18.2889 | 0 | 14280.9438 | 253.4711 | 0
7827 | 89.3493 | 13293.4288 | 35.4165 | 0 | 13668.5288 | 17.413 | 0 | 14278.0368 | 251.293 | 0
7828 | 89.3607 | 13293.094 | 35.402 | 0 | 13668.4518 | 17.1434 | 0 | 14277.188 | 249.5925 | 0
7829 | 89.3721 | 13291.1031 | 35.2069 | 0 | 13666.5863 | 15.0001 | 0 | 14271.9849 | 249.1978 | 0
7830 | 89.3836 | 13290.6676 | 34.6442 | 0 | 13665.0769 | 14.063 | 0 | 14270.7546 | 248.5433 | 0
7831 | 89.395 | 13290.4093 | 34.1678 | 0 | 13664.1157 | 13.4002 | 0 | 14268.4724 | 248.3698 | 0
7832 | 89.4064 | 13289.8012 | 33.9469 | 0 | 13663.0635 | 13.1566 | 0 | 14266.8749 | 247.3616 | 0
7833 | 89.4178 | 13289.4874 | 33.3893 | 0 | 13662.8161 | 12.9538 | 0 | 14263.5039 | 246.4874 | 0
7834 | 89.4292 | 13288.4079 | 33.2211 | 0 | 13662.4715 | 12.8954 | 0 | 14262.7568 | 245.7434 | 0
7835 | 89.4406 | 13288.3883 | 32.8366 | 0 | 13658.5595 | 12.8323 | 0 | 14261.5993 | 244.7952 | 0
7836 | 89.4521 | 13288.1463 | 30.7616 | 0 | 13654.8915 | 12.8036 | 0 | 14261.5027 | 241.6456 | 0
7837 | 89.4635 | 13285.481 | 30.6333 | 0 | 13654.2347 | 12.7824 | 0 | 14261.0249 | 240.8242 | 0
7838 | 89.4749 | 13280.3676 | 30.4094 | 0 | 13654.1559 | 12.5725 | 0 | 14256.4023 | 240.2239 | 0
7839 | 89.4863 | 13279.4185 | 30.2077 | 0 | 13650.7195 | 12.537 | 0 | 14254.5 | 239.689 | 0
7840 | 89.4977 | 13274.7426 | 29.6186 | 0 | 13649.7156 | 12.4144 | 0 | 14253.8382 | 239.431 | 0
7841 | 89.5091 | 13274.6926 | 27.7485 | 0 | 13648.5987 | 12.4001 | 0 | 14253.1253 | 238.6055 | 0
7842 | 89.5205 | 13271.2191 | 27.596 | 0 | 13648.2495 | 12.3209 | 0 | 14251.4707 | 237.4368 | 0
7843 | 89.532 | 13269.1031 | 27.4443 | 0 | 13648.2071 | 12.2387 | 0 | 14250.2941 | 235.4934 | 0
7844 | 89.5434 | 13268.5778 | 26.0091 | 0 | 13647.6146 | 12.2261 | 0 | 14250.0468 | 233.9992 | 0
7845 | 89.5548 | 13260.8218 | 25.8395 | 0 | 13646.9176 | 12.1799 | 0 | 14249.8786 | 233.7684 | 0
7846 | 89.5662 | 13260.1373 | 25.8183 | 0 | 13644.2297 | 12.0972 | 0 | 14249.0523 | 233.0562 | 0
7847 | 89.5776 | 13259.5144 | 25.6874 | 0 | 13640.9423 | 12.0773 | 0 | 14248.5652 | 230.0841 | 0
7848 | 89.589 | 13258.7858 | 25.683 | 0 | 13638.9306 | 12.0307 | 0 | 14247.8248 | 228.7123 | 0
7849 | 89.6005 | 13258.2718 | 25.4825 | 0 | 13638.4787 | 12.029 | 0 | 14247.4042 | 226.3853 | 0
7850 | 89.6119 | 13254.0352 | 25.2383 | 0 | 13638.3606 | 12.0039 | 0 | 14246.5945 | 226.1607 | 0
7851 | 89.6233 | 13253.8027 | 24.9906 | 0 | 13637.6397 | 11.9854 | 0 | 14245.3054 | 225.5192 | 0
7852 | 89.6347 | 13252.6716 | 24.7027 | 0 | 13636.1589 | 11.9467 | 0 | 14243.889 | 225.2849 | 0
7853 | 89.6461 | 13252.6521 | 24.3597 | 0 | 13635.8914 | 11.8559 | 0 | 14243.8187 | 225.0806 | 0
7854 | 89.6575 | 13250.8055 | 17.1447 | 0 | 13634.9524 | 11.848 | 0 | 14237.7171 | 224.909 | 0
7855 | 89.6689 | 13249.8204 | 14.5445 | 0 | 13631.3141 | 11.8175 | 0 | 14233.8395 | 223.4561 | 0
7856 | 89.6804 | 13246.751 | 14.3241 | 0 | 13630.3031 | 11.8048 | 0 | 14231.4434 | 222.4915 | 0
7857 | 89.6918 | 13246.2501 | 13.99 | 0 | 13629.8094 | 11.7543 | 0 | 14231.1962 | 220.7778 | 0
7858 | 89.7032 | 13246.2449 | 13.1113 | 0 | 13629.238 | 11.7513 | 0 | 14229.6162 | 218.7192 | 0
7859 | 89.7146 | 13242.0744 | 12.8522 | 0 | 13628.8029 | 11.7192 | 0 | 14226.5065 | 215.4991 | 0
7860 | 89.726 | 13241.3943 | 12.8202 | 0 | 13622.6673 | 11.7134 | 0 | 14223.7966 | 212.7053 | 0
7861 | 89.7374 | 13238.7959 | 12.6508 | 0 | 13621.372 | 11.7044 | 0 | 14221.353 | 210.6239 | 0
7862 | 89.7489 | 13237.5714 | 12.6244 | 0 | 13618.2495 | 11.6189 | 0 | 14220.5839 | 209.4638 | 0
7863 | 89.7603 | 13236.8912 | 12.6041 | 0 | 13617.6831 | 11.6074 | 0 | 14219.4766 | 207.0204 | 0
7864 | 89.7717 | 13236.4778 | 12.4391 | 0 | 13617.5668 | 11.5717 | 0 | 14217.7264 | 206.4103 | 0
7865 | 89.7831 | 13234.7134 | 12.3484 | 0 | 13615.8269 | 11.5531 | 0 | 14217.3798 | 205.8698 | 0
7866 | 89.7945 | 13232.3328 | 12.0498 | 0 | 13611.5694 | 11.4686 | 0 | 14210.5635 | 200.5633 | 0
7867 | 89.8059 | 13229.0901 | 12.0202 | 0 | 13610.6019 | 11.4674 | 0 | 14205.075 | 199.1562 | 0
7868 | 89.8174 | 13229.0586 | 12.008 | 0 | 13609.9962 | 11.4513 | 0 | 14199.5943 | 199.1448 | 0
7869 | 89.8288 | 13227.3647 | 11.9584 | 0 | 13607.1141 | 11.4314 | 0 | 14198.4065 | 199.0607 | 0
7870 | 89.8402 | 13226.8041 | 11.9377 | 0 | 13605.5662 | 11.4151 | 0 | 14197.8069 | 198.9631 | 0
7871 | 89.8516 | 13221.4932 | 11.9369 | 0 | 13604.4468 | 11.3928 | 0 | 14197.4824 | 197.5352 | 0
7872 | 89.863 | 13217.2635 | 11.9264 | 0 | 13601.3017 | 11.3269 | 0 | 14197.434 | 196.2981 | 0
7873 | 89.8744 | 13214.273 | 11.8668 | 0 | 13601.0486 | 11.3236 | 0 | 14195.6586 | 191.3892 | 0
7874 | 89.8858 | 13213.1283 | 11.862 | 0 | 13599.7236 | 11.303 | 0 | 14195.1883 | 189.9619 | 0
7875 | 89.8973 | 13209.7506 | 11.8471 | 0 | 13599.684 | 11.2842 | 0 | 14193.5594 | 188.2386 | 0
7876 | 89.9087 | 13209.0162 | 11.8362 | 0 | 13597.7763 | 11.2123 | 0 | 14193.5551 | 186.5938 | 0
7877 | 89.9201 | 13207.7736 | 11.7806 | 0 | 13596.191 | 11.2116 | 0 | 14192.6042 | 185.989 | 0
7878 | 89.9315 | 13204.6186 | 11.77 | 0 | 13594.5154 | 11.208 | 0 | 14190.5732 | 184.5467 | 0
7879 | 89.9429 | 13200.3005 | 11.738 | 0 | 13593.4394 | 11.1844 | 0 | 14190.3389 | 181.6549 | 0
7880 | 89.9543 | 13197.4193 | 11.7339 | 0 | 13586.7775 | 11.0117 | 0 | 14188.7264 | 181.627 | 0
7881 | 89.9658 | 13196.7363 | 11.7227 | 0 | 13586.615 | 11.0011 | 0 | 14187.1345 | 180.3959 | 0
7882 | 89.9772 | 13194.3334 | 11.7078 | 0 | 13585.2928 | 10.9977 | 0 | 14178.5466 | 178.5582 | 0
7883 | 89.9886 | 13194.1714 | 11.6787 | 0 | 13584.695 | 10.9771 | 0 | 14176.5344 | 176.7171 | 0
7884 | 90 | 13193.4326 | 11.6517 | 0 | 13579.5454 | 10.8071 | 0 | 14175.9427 | 173.4034 | 0
7885 | 90.0114 | 13191.2072 | 11.5648 | 0 | 13578.5066 | 10.8029 | 0 | 14175.7164 | 172.5026 | 0
7886 | 90.0228 | 13188.4611 | 11.5621 | 0 | 13577.557 | 10.7958 | 0 | 14170.6359 | 168.5543 | 0
7887 | 90.0342 | 13186.5287 | 11.4955 | 0 | 13573.7303 | 10.7798 | 0 | 14170.3295 | 167.4735 | 0
7888 | 90.0457 | 13186.2425 | 11.4912 | 0 | 13568.4023 | 10.7764 | 0 | 14169.7065 | 165.1991 | 0
7889 | 90.0571 | 13181.6233 | 11.49 | 0 | 13567.7061 | 10.7624 | 0 | 14163.3901 | 165.0213 | 0
7890 | 90.0685 | 13181.0346 | 11.4818 | 0 | 13566.0465 | 10.6614 | 0 | 14161.6789 | 160.6862 | 0
7891 | 90.0799 | 13176.8512 | 11.4129 | 0 | 13563.2836 | 10.6371 | 0 | 14156.1673 | 159.4281 | 0
7892 | 90.0913 | 13176.2445 | 11.4093 | 0 | 13563.1931 | 10.5593 | 0 | 14155.1232 | 158.9886 | 0
7893 | 90.1027 | 13173.431 | 11.232 | 0 | 13561.4488 | 10.4879 | 0 | 14150.9027 | 157.2785 | 0
7894 | 90.1142 | 13170.9776 | 11.2317 | 0 | 13558.2493 | 10.4768 | 0 | 14149.5829 | 156.6756 | 0
7895 | 90.1256 | 13170.899 | 11.2125 | 0 | 13557.5417 | 10.4328 | 0 | 14147.5429 | 156.2372 | 0
7896 | 90.137 | 13168.4277 | 11.192 | 0 | 13556.6186 | 10.4173 | 0 | 14146.3098 | 156.2082 | 0
7897 | 90.1484 | 13164.573 | 11.1893 | 0 | 13555.3889 | 10.4054 | 0 | 14145.6138 | 152.4232 | 0
7898 | 90.1598 | 13164.5156 | 11.1494 | 0 | 13555.2598 | 10.3751 | 0 | 14144.7164 | 152.2997 | 0
7899 | 90.1712 | 13163.9611 | 11.1303 | 0 | 13553.5698 | 10.3659 | 0 | 14144.493 | 151.9808 | 0
7900 | 90.1826 | 13156.9013 | 11.0904 | 0 | 13552.4733 | 10.305 | 0 | 14142.7438 | 151.9566 | 0
7901 | 90.1941 | 13156.7828 | 11.0859 | 0 | 13547.2536 | 10.2488 | 0 | 14141.9383 | 150.1731 | 0
7902 | 90.2055 | 13154.2461 | 10.9836 | 0 | 13545.6911 | 10.2329 | 0 | 14141.544 | 147.3466 | 0
7903 | 90.2169 | 13154.2395 | 10.899 | 0 | 13544.423 | 10.2254 | 0 | 14138.9364 | 144.0588 | 0
7904 | 90.2283 | 13151.7353 | 10.8556 | 0 | 13541.9958 | 10.1424 | 0 | 14134.2599 | 143.1935 | 0
7905 | 90.2397 | 13148.9929 | 10.8551 | 0 | 13540.738 | 10.1423 | 0 | 14133.647 | 141.3153 | 0
7906 | 90.2511 | 13148.5527 | 10.8398 | 0 | 13540.4569 | 10.1297 | 0 | 14133.1961 | 140.3606 | 0
7907 | 90.2626 | 13147.45 | 10.8309 | 0 | 13539.3231 | 10.1271 | 0 | 14131.987 | 138.7819 | 0
7908 | 90.274 | 13144.8037 | 10.7817 | 0 | 13535.7332 | 10.0988 | 0 | 14127.9559 | 136.3001 | 0
7909 | 90.2854 | 13143.6563 | 10.7726 | 0 | 13531.8923 | 10.0572 | 0 | 14127.7743 | 135.4391 | 0
7910 | 90.2968 | 13141.8035 | 10.7658 | 0 | 13531.2299 | 10.0306 | 0 | 14127.2782 | 134.8671 | 0
7911 | 90.3082 | 13136.7463 | 10.7357 | 0 | 13530.5574 | 10.0206 | 0 | 14125.8877 | 134.2274 | 0
7912 | 90.3196 | 13136.2921 | 10.717 | 0 | 13530.1552 | 10.0112 | 0 | 14125.4699 | 131.4193 | 0
7913 | 90.3311 | 13135.4684 | 10.716 | 0 | 13527.7798 | 9.972 | 0 | 14123.4461 | 130.4795 | 0
7914 | 90.3425 | 13134.3326 | 10.6184 | 0 | 13527.0254 | 9.9706 | 0 | 14116.5041 | 129.0615 | 0
7915 | 90.3539 | 13134.2608 | 10.5594 | 0 | 13526.1385 | 9.9586 | 0 | 14115.9679 | 128.7252 | 0
7916 | 90.3653 | 13133.1112 | 10.488 | 0 | 13524.5295 | 9.8926 | 0 | 14111.4827 | 126.004 | 0
7917 | 90.3767 | 13131.9127 | 10.4858 | 0 | 13520.5844 | 9.891 | 0 | 14110.3383 | 124.4731 | 0
7918 | 90.3881 | 13131.6175 | 10.4718 | 0 | 13519.5465 | 9.891 | 0 | 14109.113 | 121.8733 | 0
7919 | 90.3995 | 13131.0141 | 10.4693 | 0 | 13517.4427 | 9.8792 | 0 | 14108.6501 | 116.5799 | 0
7920 | 90.411 | 13128.146 | 10.4132 | 0 | 13514.4648 | 9.879 | 0 | 14107.7107 | 115.0289 | 0
7921 | 90.4224 | 13126.6865 | 10.3414 | 0 | 13513.9631 | 9.8481 | 0 | 14106.8979 | 113.9488 | 0
7922 | 90.4338 | 13126.6067 | 10.3353 | 0 | 13513.2735 | 9.8213 | 0 | 14106.058 | 112.1814 | 0
7923 | 90.4452 | 13124.682 | 10.2492 | 0 | 13511.1878 | 9.8099 | 0 | 14105.7894 | 111.7948 | 0
7924 | 90.4566 | 13122.9016 | 10.2462 | 0 | 13510.427 | 9.7984 | 0 | 14105.3309 | 109.8027 | 0
7925 | 90.468 | 13119.3785 | 10.2019 | 0 | 13510.1827 | 9.7708 | 0 | 14103.073 | 108.8001 | 0
7926 | 90.4795 | 13117.6419 | 10.1942 | 0 | 13509.2111 | 9.7158 | 0 | 14099.5119 | 105.1478 | 0
7927 | 90.4909 | 13117.5914 | 10.1565 | 0 | 13508.0967 | 9.7036 | 0 | 14099.129 | 102.166 | 0
7928 | 90.5023 | 13114.6815 | 10.1527 | 0 | 13506.454 | 9.6964 | 0 | 14096.5533 | 101.534 | 0
7929 | 90.5137 | 13114.3679 | 10.1448 | 0 | 13503.126 | 9.6606 | 0 | 14095.1106 | 99.5294 | 0
7930 | 90.5251 | 13109.668 | 10.112 | 0 | 13502.8899 | 9.6563 | 0 | 14094.6842 | 99.0068 | 0
7931 | 90.5365 | 13109.0775 | 10.1014 | 0 | 13501.2425 | 9.6289 | 0 | 14091.3748 | 98.5797 | 0
7932 | 90.5479 | 13108.6519 | 10.0977 | 0 | 13499.6043 | 9.6137 | 0 | 14090.9289 | 98.3845 | 0
7933 | 90.5594 | 13108.2402 | 10.0975 | 0 | 13498.9121 | 9.6021 | 0 | 14090.7422 | 95.6162 | 0
7934 | 90.5708 | 13106.7162 | 10.0871 | 0 | 13497.9264 | 9.5928 | 0 | 14089.0428 | 95.5942 | 0
7935 | 90.5822 | 13102.2297 | 10.0533 | 0 | 13496.5322 | 9.5871 | 0 | 14085.2944 | 95.4373 | 0
7936 | 90.5936 | 13102.0326 | 10.0124 | 0 | 13495.235 | 9.573 | 0 | 14083.3883 | 94.5161 | 0
7937 | 90.605 | 13101.8635 | 9.9951 | 0 | 13492.7344 | 9.5698 | 0 | 14082.3306 | 94.5065 | 0
7938 | 90.6164 | 13101.1147 | 9.9933 | 0 | 13492.4791 | 9.5651 | 0 | 14079.4996 | 94.4705 | 0
7939 | 90.6279 | 13100.7582 | 9.9675 | 0 | 13492.2769 | 9.5625 | 0 | 14077.2211 | 94.4547 | 0
7940 | 90.6393 | 13098.6165 | 9.9393 | 0 | 13486.7688 | 9.5603 | 0 | 14077.2204 | 94.4468 | 0
7941 | 90.6507 | 13098.4438 | 9.8742 | 0 | 13486.2538 | 9.5523 | 0 | 14075.6951 | 94.4374 | 0
7942 | 90.6621 | 13096.0799 | 9.8596 | 0 | 13481.6448 | 9.5404 | 0 | 14072.2962 | 94.4198 | 0
7943 | 90.6735 | 13095.9452 | 9.7704 | 0 | 13476.8495 | 9.5305 | 0 | 14071.5459 | 94.3964 | 0
7944 | 90.6849 | 13095.812 | 9.7517 | 0 | 13474.8317 | 9.526 | 0 | 14070.9033 | 94.3937 | 0
7945 | 90.6963 | 13093.6601 | 9.7188 | 0 | 13474.5653 | 9.5234 | 0 | 14068.8592 | 94.3878 | 0
7946 | 90.7078 | 13092.8802 | 9.7134 | 0 | 13470.2745 | 9.5117 | 0 | 14066.9354 | 94.3875 | 0
7947 | 90.7192 | 13086.2251 | 9.7113 | 0 | 13469.7179 | 9.4801 | 0 | 14065.9565 | 94.3872 | 0
7948 | 90.7306 | 13085.3507 | 9.7022 | 0 | 13469.7011 | 9.4661 | 0 | 14065.84 | 94.3829 | 0
7949 | 90.742 | 13080.5558 | 9.6988 | 0 | 13469.4272 | 9.4638 | 0 | 14065.7968 | 94.3826 | 0
7950 | 90.7534 | 13079.2385 | 9.6983 | 0 | 13465.6017 | 9.4507 | 0 | 14064.2459 | 94.3824 | 0
7951 | 90.7648 | 13077.127 | 9.6508 | 0 | 13464.6397 | 9.422 | 0 | 14062.828 | 94.3814 | 0
7952 | 90.7763 | 13077.0056 | 9.6503 | 0 | 13464.5271 | 9.4061 | 0 | 14062.6934 | 94.3813 | 0
7953 | 90.7877 | 13069.1349 | 9.635 | 0 | 13460.4268 | 9.3978 | 0 | 14059.5889 | 94.3706 | 0
7954 | 90.7991 | 13064.6808 | 9.5905 | 0 | 13458.336 | 9.3266 | 0 | 14058.8663 | 94.3703 | 0
7955 | 90.8105 | 13064.1059 | 9.5788 | 0 | 13454.3021 | 9.3153 | 0 | 14057.5851 | 94.369 | 0
7956 | 90.8219 | 13063.4251 | 9.5751 | 0 | 13452.2584 | 9.3043 | 0 | 14057.0098 | 94.3647 | 0
7957 | 90.8333 | 13062.7985 | 9.5248 | 0 | 13449.3233 | 9.2715 | 0 | 14056.4918 | 94.3551 | 0
7958 | 90.8447 | 13059.8222 | 9.515 | 0 | 13448.2768 | 9.2105 | 0 | 14054.4153 | 94.3543 | 0
7959 | 90.8562 | 13059.4837 | 9.5144 | 0 | 13446.8171 | 9.2075 | 0 | 14053.7052 | 94.3541 | 0
7960 | 90.8676 | 13058.6213 | 9.479 | 0 | 13443.5786 | 9.2023 | 0 | 14053.6841 | 94.3472 | 0
7961 | 90.879 | 13058.3262 | 9.3792 | 0 | 13441.4372 | 9.1821 | 0 | 14053.4068 | 94.3455 | 0
7962 | 90.8904 | 13053.8098 | 9.3723 | 0 | 13440.1669 | 9.1627 | 0 | 14052.8821 | 94.3396 | 0
7963 | 90.9018 | 13050.4453 | 9.3692 | 0 | 13439.9123 | 9.1118 | 0 | 14050.6349 | 94.3342 | 0
7964 | 90.9132 | 13050.4406 | 9.3452 | 0 | 13437.1579 | 9.1033 | 0 | 14045.3208 | 94.3336 | 0
7965 | 90.9247 | 13046.8966 | 9.3451 | 0 | 13436.1811 | 9.024 | 0 | 14043.9441 | 94.3296 | 0
7966 | 90.9361 | 13044.1273 | 9.3127 | 0 | 13433.5369 | 9.0056 | 0 | 14042.9129 | 94.3285 | 0
7967 | 90.9475 | 13040.6062 | 9.3125 | 0 | 13431.8961 | 8.9854 | 0 | 14042.8592 | 94.3275 | 0
7968 | 90.9589 | 13039.558 | 9.2318 | 0 | 13431.7504 | 8.9826 | 0 | 14038.5603 | 94.3274 | 0
7969 | 90.9703 | 13037.6262 | 9.219 | 0 | 13428.8381 | 8.9778 | 0 | 14038.2892 | 94.3273 | 0
7970 | 90.9817 | 13037.0746 | 9.0916 | 0 | 13428.6206 | 8.9477 | 0 | 14034.5002 | 94.3268 | 0
7971 | 90.9932 | 13036.466 | 9.0746 | 0 | 13427.1488 | 8.9356 | 0 | 14030.3688 | 94.3267 | 0
7972 | 91.0046 | 13036.0707 | 9.0718 | 0 | 13426.9836 | 8.9111 | 0 | 14027.2011 | 94.324 | 0
7973 | 91.016 | 13034.3881 | 8.9582 | 0 | 13426.8463 | 8.905 | 0 | 14019.7709 | 94.3239 | 0
7974 | 91.0274 | 13033.2839 | 8.9547 | 0 | 13423.8151 | 8.8849 | 0 | 14017.3458 | 94.3239 | 0
7975 | 91.0388 | 13033.2658 | 8.902 | 0 | 13418.8969 | 8.8763 | 0 | 14016.4105 | 94.3231 | 0
7976 | 91.0502 | 13032.8603 | 8.8677 | 0 | 13411.0763 | 8.6996 | 0 | 14011.1203 | 94.3217 | 0
7977 | 91.0616 | 13030.829 | 8.8626 | 0 | 13408.8729 | 8.6974 | 0 | 14009.665 | 94.3176 | 0
7978 | 91.0731 | 13028.6401 | 8.8071 | 0 | 13407.8794 | 8.5453 | 0 | 14004.8617 | 94.3169 | 0
7979 | 91.0845 | 13027.7127 | 8.7941 | 0 | 13403.8126 | 8.5082 | 0 | 14004.8608 | 94.3167 | 0
7980 | 91.0959 | 13027.5265 | 8.7553 | 0 | 13403.5453 | 8.4737 | 0 | 14002.5941 | 94.31 | 0
7981 | 91.1073 | 13027.5167 | 8.7186 | 0 | 13402.6128 | 8.4498 | 0 | 14000.967 | 94.3091 | 0
7982 | 91.1187 | 13026.0936 | 8.5965 | 0 | 13401.935 | 8.419 | 0 | 14000.3076 | 94.3086 | 0
7983 | 91.1301 | 13023.762 | 8.5134 | 0 | 13401.6276 | 8.3292 | 0 | 14000.0238 | 94.3086 | 0
7984 | 91.1416 | 13023.6497 | 8.5058 | 0 | 13399.9721 | 8.3139 | 0 | 13998.9297 | 94.3017 | 0
7985 | 91.153 | 13022.1464 | 8.5017 | 0 | 13394.4799 | 8.3002 | 0 | 13997.1724 | 94.3008 | 0
7986 | 91.1644 | 13017.9348 | 8.4831 | 0 | 13392.679 | 8.2433 | 0 | 13996.9074 | 94.3004 | 0
7987 | 91.1758 | 13016.8208 | 8.2753 | 0 | 13392.0389 | 8.2144 | 0 | 13996.6084 | 94.2979 | 0
7988 | 91.1872 | 13015.8795 | 8.2595 | 0 | 13391.6215 | 8.1607 | 0 | 13995.4561 | 94.2966 | 0
7989 | 91.1986 | 13015.0352 | 8.0658 | 0 | 13390.1009 | 8.1241 | 0 | 13988.629 | 94.2952 | 0
7990 | 91.21 | 13014.665 | 8.0252 | 0 | 13389.1279 | 8.0685 | 0 | 13988.3357 | 94.2946 | 0
7991 | 91.2215 | 13014.2281 | 7.9775 | 0 | 13388.3471 | 8.002 | 0 | 13987.6913 | 94.29 | 0
7992 | 91.2329 | 13013.5843 | 7.963 | 0 | 13388.0042 | 7.9097 | 0 | 13986.4075 | 94.2897 | 0
7993 | 91.2443 | 13010.4879 | 7.8382 | 0 | 13383.6656 | 7.886 | 0 | 13985.0796 | 94.2884 | 0
7994 | 91.2557 | 13009.6687 | 7.7419 | 0 | 13382.8648 | 7.8822 | 0 | 13983.6407 | 94.2868 | 0
7995 | 91.2671 | 13009.4668 | 7.7284 | 0 | 13382.1507 | 7.7916 | 0 | 13981.0732 | 94.2859 | 0
7996 | 91.2785 | 13009.035 | 7.7073 | 0 | 13379.8981 | 7.6747 | 0 | 13980.1963 | 94.2852 | 0
7997 | 91.29 | 13008.0693 | 7.6584 | 0 | 13377.3287 | 7.6476 | 0 | 13977.6374 | 94.2844 | 0
7998 | 91.3014 | 13007.1251 | 7.4693 | 0 | 13375.3455 | 7.6419 | 0 | 13973.8332 | 94.2843 | 0
7999 | 91.3128 | 13002.1816 | 7.4381 | 0 | 13367.1849 | 7.4736 | 0 | 13970.3074 | 94.284 | 0
8000 | 91.3242 | 13001.2058 | 7.4099 | 0 | 13365.0198 | 7.3543 | 0 | 13968.0412 | 94.2833 | 0
8001 | 91.3356 | 12998.7415 | 7.373 | 0 | 13364.6444 | 7.0709 | 0 | 13967.441 | 94.2823 | 0
8002 | 91.347 | 12996.7155 | 7.3279 | 0 | 13364.1975 | 6.9463 | 0 | 13961.4868 | 94.2819 | 0
8003 | 91.3584 | 12992.7606 | 7.009 | 0 | 13361.3007 | 6.9212 | 0 | 13960.0278 | 94.2795 | 0
8004 | 91.3699 | 12992.5033 | 6.9527 | 0 | 13359.866 | 6.9117 | 0 | 13953.5527 | 94.2791 | 0
8005 | 91.3813 | 12991.3374 | 6.7289 | 0 | 13359.1385 | 6.8375 | 0 | 13951.8692 | 94.2761 | 0
8006 | 91.3927 | 12985.6695 | 6.7265 | 0 | 13357.5776 | 6.7566 | 0 | 13948.2994 | 94.2754 | 0
8007 | 91.4041 | 12982.5588 | 6.6789 | 0 | 13357.3873 | 6.7486 | 0 | 13947.5866 | 94.2738 | 0
8008 | 91.4155 | 12982.4971 | 6.6234 | 0 | 13356.9487 | 6.7131 | 0 | 13943.8922 | 94.2719 | 0
8009 | 91.4269 | 12981.4162 | 6.4331 | 0 | 13356.6296 | 6.6883 | 0 | 13942.4035 | 94.2712 | 0
8010 | 91.4384 | 12979.9754 | 6.1163 | 0 | 13355.6069 | 6.6825 | 0 | 13939.2929 | 94.267 | 0
8011 | 91.4498 | 12979.8682 | 6.0945 | 0 | 13355.2917 | 6.6579 | 0 | 13938.4438 | 94.2635 | 0
8012 | 91.4612 | 12977.8453 | 6.0004 | 0 | 13354.5912 | 6.6208 | 0 | 13938.4317 | 94.2628 | 0
8013 | 91.4726 | 12976.9084 | 5.8475 | 0 | 13350.6114 | 6.5993 | 0 | 13938.2032 | 94.2602 | 0
8014 | 91.484 | 12975.6505 | 5.7768 | 0 | 13349.6877 | 6.5869 | 0 | 13934.7486 | 94.2591 | 0
8015 | 91.4954 | 12974.9671 | 5.7528 | 0 | 13349.2235 | 6.5861 | 0 | 13934.0585 | 94.2586 | 0
8016 | 91.5068 | 12971.2806 | 5.6944 | 0 | 13349.121 | 6.5464 | 0 | 13930.9915 | 94.2579 | 0
8017 | 91.5183 | 12970.4762 | 5.1222 | 0 | 13344.1289 | 6.4772 | 0 | 13930.2392 | 94.2578 | 0
8018 | 91.5297 | 12969.143 | 3.8405 | 0 | 13343.2311 | 6.4458 | 0 | 13929.4383 | 94.2563 | 0
8019 | 91.5411 | 12968.9887 | 3.6616 | 0 | 13340.0397 | 6.4289 | 0 | 13926.1213 | 94.2494 | 0
8020 | 91.5525 | 12968.7469 | 3.5538 | 0 | 13337.5359 | 6.3988 | 0 | 13924.0081 | 94.2442 | 0
8021 | 91.5639 | 12966.275 | 2.9578 | 0 | 13337.1178 | 6.3615 | 0 | 13923.461 | 94.2368 | 0
8022 | 91.5753 | 12966.1034 | 2.9323 | 0 | 13335.7078 | 6.3297 | 0 | 13917.1879 | 94.2363 | 0
8023 | 91.5868 | 12964.7953 | 2.3178 | 0 | 13335.3416 | 6.2141 | 0 | 13915.6497 | 94.2337 | 0
8024 | 91.5982 | 12963.5717 | 1.3734 | 0 | 13332.2079 | 6.1742 | 0 | 13915.5478 | 94.2328 | 0
8025 | 91.6096 | 12963.5473 | 1.228 | 0 | 13330.446 | 6.1335 | 0 | 13914.3495 | 94.2325 | 0
8026 | 91.621 | 12962.8792 | 1.1287 | 0 | 13329.0038 | 6.0815 | 0 | 13913.9085 | 94.2311 | 0
8027 | 91.6324 | 12961.4154 | 0.77612 | 0 | 13327.495 | 5.8912 | 0 | 13908.5602 | 94.2263 | 0
8028 | 91.6438 | 12958.7506 | 0.68374 | 0 | 13327.1965 | 5.8638 | 0 | 13900.945 | 94.2244 | 0
8029 | 91.6553 | 12956.64 | 0.60444 | 0 | 13326.406 | 5.8435 | 0 | 13898.2066 | 94.2221 | 0
8030 | 91.6667 | 12955.801 | 0.50369 | 0 | 13326.398 | 5.8413 | 0 | 13898.1657 | 94.2203 | 0
8031 | 91.6781 | 12955.724 | 0.50348 | 0 | 13325.9506 | 5.8205 | 0 | 13897.759 | 94.2197 | 0
8032 | 91.6895 | 12955.0086 | 0.48236 | 0 | 13325.7849 | 5.7716 | 0 | 13897.0935 | 94.2183 | 0
8033 | 91.7009 | 12954.8314 | 0.47903 | 0 | 13324.3423 | 5.6863 | 0 | 13896.812 | 94.216 | 0
8034 | 91.7123 | 12950.5251 | 0.47728 | 0 | 13323.289 | 5.5754 | 0 | 13896.3276 | 94.2076 | 0
8035 | 91.7237 | 12949.3651 | 0.47019 | 0 | 13322.2932 | 5.4628 | 0 | 13894.8596 | 94.2061 | 0
8036 | 91.7352 | 12949.1271 | 0.46543 | 0 | 13321.1032 | 5.2007 | 0 | 13894.4666 | 94.2056 | 0
8037 | 91.7466 | 12947.9903 | 0.46115 | 0 | 13320.9232 | 5.0905 | 0 | 13894.3518 | 94.2055 | 0
8038 | 91.758 | 12943.893 | 0.44428 | 0 | 13317.2457 | 4.4725 | 0 | 13893.7962 | 94.2034 | 0
8039 | 91.7694 | 12940.3281 | 0.43719 | 0 | 13316.1603 | 4.3717 | 0 | 13893.1785 | 94.2017 | 0
8040 | 91.7808 | 12939.6829 | 0.43672 | 0 | 13316.1223 | 4.365 | 0 | 13892.2804 | 94.2008 | 0
8041 | 91.7922 | 12938.5928 | 0.43483 | 0 | 13314.7397 | 4.0512 | 0 | 13888.8765 | 94.1981 | 0
8042 | 91.8037 | 12938.5375 | 0.43149 | 0 | 13314.2646 | 3.8735 | 0 | 13888.5585 | 94.1949 | 0
8043 | 91.8151 | 12938.3493 | 0.43107 | 0 | 13311.6462 | 3.7261 | 0 | 13888.0356 | 94.1942 | 0
8044 | 91.8265 | 12937.3073 | 0.42784 | 0 | 13306.5325 | 3.7001 | 0 | 13886.7096 | 94.1938 | 0
8045 | 91.8379 | 12934.2781 | 0.42755 | 0 | 13303.8866 | 3.4328 | 0 | 13886.3223 | 94.19 | 0
8046 | 91.8493 | 12929.8657 | 0.4243 | 0 | 13302.8527 | 3.3165 | 0 | 13885.8487 | 94.1889 | 0
8047 | 91.8607 | 12928.6302 | 0.42393 | 0 | 13301.7293 | 3.2742 | 0 | 13883.7762 | 94.1887 | 0
8048 | 91.8721 | 12927.3121 | 0.42298 | 0 | 13298.5446 | 2.4393 | 0 | 13880.8332 | 94.1883 | 0
8049 | 91.8836 | 12926.44 | 0.42172 | 0 | 13297.4703 | 2.1639 | 0 | 13878.3876 | 94.1879 | 0
8050 | 91.895 | 12926.2514 | 0.41874 | 0 | 13297.1503 | 2.0767 | 0 | 13878.0911 | 94.1849 | 0
8051 | 91.9064 | 12926.0573 | 0.41784 | 0 | 13293.4256 | 1.6761 | 0 | 13877.2192 | 94.1759 | 0
8052 | 91.9178 | 12925.7975 | 0.41372 | 0 | 13293.1135 | 1.4196 | 0 | 13875.3092 | 94.1725 | 0
8053 | 91.9292 | 12923.899 | 0.41112 | 0 | 13290.9131 | 1.3845 | 0 | 13873.5158 | 94.1636 | 0
8054 | 91.9406 | 12922.8972 | 0.40875 | 0 | 13289.743 | 1.1464 | 0 | 13873.3609 | 94.1284 | 0
8055 | 91.9521 | 12922.5203 | 0.40014 | 0 | 13287.5984 | 1.0702 | 0 | 13873.2339 | 94.1256 | 0
8056 | 91.9635 | 12922.1446 | 0.39603 | 0 | 13287.4058 | 1.0632 | 0 | 13872.7909 | 94.0888 | 0
8057 | 91.9749 | 12921.1565 | 0.39434 | 0 | 13284.8505 | 0.91559 | 0 | 13871.5355 | 94.0879 | 0
8058 | 91.9863 | 12920.9679 | 0.39225 | 0 | 13284.2187 | 0.68724 | 0 | 13870.1816 | 94.0662 | 0
8059 | 91.9977 | 12918.3703 | 0.39034 | 0 | 13283.1584 | 0.52081 | 0 | 13869.3729 | 94.0661 | 0
8060 | 92.0091 | 12917.9223 | 0.39011 | 0 | 13281.3892 | 0.49351 | 0 | 13868.9425 | 94.0615 | 0
8061 | 92.0205 | 12915.0814 | 0.3897 | 0 | 13280.8539 | 0.48177 | 0 | 13867.0939 | 94.0565 | 0
8062 | 92.032 | 12912.0861 | 0.38865 | 0 | 13277.0297 | 0.47956 | 0 | 13865.0266 | 94.0396 | 0
8063 | 92.0434 | 12910.3285 | 0.38443 | 0 | 13274.2489 | 0.4776 | 0 | 13864.9815 | 94.0021 | 0
8064 | 92.0548 | 12909.7551 | 0.38273 | 0 | 13274.181 | 0.46875 | 0 | 13860.6314 | 93.7897 | 0
8065 | 92.0662 | 12908.9753 | 0.38185 | 0 | 13273.4942 | 0.46543 | 0 | 13856.743 | 93.7463 | 0
8066 | 92.0776 | 12907.8727 | 0.38161 | 0 | 13269.8675 | 0.45427 | 0 | 13853.9389 | 93.7458 | 0
8067 | 92.089 | 12907.1734 | 0.38086 | 0 | 13269.2273 | 0.44801 | 0 | 13853.6746 | 93.7218 | 0
8068 | 92.1005 | 12906.7654 | 0.38053 | 0 | 13265.4537 | 0.44478 | 0 | 13849.3344 | 93.7049 | 0
8069 | 92.1119 | 12905.429 | 0.37971 | 0 | 13264.8196 | 0.44271 | 0 | 13847.7045 | 93.6638 | 0
8070 | 92.1233 | 12902.1533 | 0.37918 | 0 | 13262.025 | 0.43625 | 0 | 13846.7862 | 93.6172 | 0
8071 | 92.1347 | 12901.2026 | 0.37784 | 0 | 13261.4442 | 0.43166 | 0 | 13846.676 | 93.4636 | 0
8072 | 92.1461 | 12900.4697 | 0.37771 | 0 | 13257.904 | 0.43158 | 0 | 13845.316 | 93.4324 | 0
8073 | 92.1575 | 12898.1239 | 0.36889 | 0 | 13257.5233 | 0.43041 | 0 | 13844.7377 | 93.4164 | 0
8074 | 92.1689 | 12896.3099 | 0.36491 | 0 | 13257.165 | 0.42958 | 0 | 13840.6751 | 93.409 | 0
8075 | 92.1804 | 12893.6666 | 0.36386 | 0 | 13256.2607 | 0.42296 | 0 | 13839.7819 | 93.3828 | 0
8076 | 92.1918 | 12891.3798 | 0.36339 | 0 | 13254.9362 | 0.42057 | 0 | 13839.5946 | 93.3619 | 0
8077 | 92.2032 | 12885.6525 | 0.36306 | 0 | 13254.8068 | 0.42011 | 0 | 13835.5705 | 93.1844 | 0
8078 | 92.2146 | 12885.5962 | 0.36089 | 0 | 13254.5089 | 0.41885 | 0 | 13835.5448 | 93.1638 | 0
8079 | 92.226 | 12885.2955 | 0.35982 | 0 | 13248.2647 | 0.41722 | 0 | 13830.3839 | 93.1598 | 0
8080 | 92.2374 | 12884.5067 | 0.35829 | 0 | 13244.6982 | 0.41377 | 0 | 13826.9647 | 93.0698 | 0
8081 | 92.2489 | 12883.6259 | 0.35795 | 0 | 13243.9993 | 0.41281 | 0 | 13824.6143 | 93.0288 | 0
8082 | 92.2603 | 12881.241 | 0.35471 | 0 | 13243.3447 | 0.41123 | 0 | 13823.5698 | 93.0018 | 0
8083 | 92.2717 | 12879.0298 | 0.35381 | 0 | 13242.4597 | 0.41122 | 0 | 13821.44 | 92.9395 | 0
8084 | 92.2831 | 12878.6308 | 0.35314 | 0 | 13239.6674 | 0.40989 | 0 | 13818.9632 | 92.9059 | 0
8085 | 92.2945 | 12877.8138 | 0.35297 | 0 | 13239.0276 | 0.40918 | 0 | 13818.7758 | 92.8677 | 0
8086 | 92.3059 | 12874.5996 | 0.35265 | 0 | 13238.8583 | 0.40615 | 0 | 13818.6996 | 92.7401 | 0
8087 | 92.3174 | 12874.1715 | 0.35198 | 0 | 13236.2209 | 0.40343 | 0 | 13815.7959 | 92.6785 | 0
8088 | 92.3288 | 12872.5677 | 0.35081 | 0 | 13235.0635 | 0.40209 | 0 | 13815.778 | 92.6113 | 0
8089 | 92.3402 | 12871.7401 | 0.35034 | 0 | 13234.6859 | 0.40072 | 0 | 13814.9762 | 92.6091 | 0
8090 | 92.3516 | 12867.9912 | 0.34938 | 0 | 13234.4104 | 0.39985 | 0 | 13814.2849 | 92.5916 | 0
8091 | 92.363 | 12866.984 | 0.34756 | 0 | 13234.2525 | 0.3986 | 0 | 13812.9315 | 92.5736 | 0
8092 | 92.3744 | 12866.1368 | 0.34708 | 0 | 13233.6814 | 0.39818 | 0 | 13810.2583 | 92.5363 | 0
8093 | 92.3858 | 12864.9604 | 0.34566 | 0 | 13233.4442 | 0.39723 | 0 | 13808.9047 | 92.5221 | 0
8094 | 92.3973 | 12864.8264 | 0.34404 | 0 | 13231.5252 | 0.39707 | 0 | 13806.9845 | 92.4933 | 0
8095 | 92.4087 | 12863.8271 | 0.34398 | 0 | 13231.2263 | 0.39558 | 0 | 13804.9333 | 92.4827 | 0
8096 | 92.4201 | 12863.5091 | 0.34355 | 0 | 13230.4166 | 0.3948 | 0 | 13800.8229 | 92.4758 | 0
8097 | 92.4315 | 12862.5415 | 0.34334 | 0 | 13227.2972 | 0.39349 | 0 | 13799.4095 | 92.3322 | 0
8098 | 92.4429 | 12861.1193 | 0.34319 | 0 | 13225.5597 | 0.39033 | 0 | 13797.2488 | 92.2862 | 0
8099 | 92.4543 | 12860.7981 | 0.34243 | 0 | 13224.9951 | 0.38991 | 0 | 13794.9326 | 92.2686 | 0
8100 | 92.4658 | 12859.6258 | 0.34186 | 0 | 13224.8635 | 0.3884 | 0 | 13793.8453 | 92.2343 | 0
8101 | 92.4772 | 12858.8025 | 0.34063 | 0 | 13222.4888 | 0.38792 | 0 | 13792.3391 | 92.1771 | 0
8102 | 92.4886 | 12858.7592 | 0.3406 | 0 | 13221.2926 | 0.38711 | 0 | 13791.0352 | 92.1536 | 0
8103 | 92.5 | 12858.2704 | 0.33969 | 0 | 13220.9217 | 0.38695 | 0 | 13789.1916 | 92.1081 | 0
8104 | 92.5114 | 12857.1202 | 0.33897 | 0 | 13218.8126 | 0.38656 | 0 | 13786.8737 | 91.9312 | 0
8105 | 92.5228 | 12855.1325 | 0.33889 | 0 | 13218.5845 | 0.38427 | 0 | 13778.675 | 91.9022 | 0
8106 | 92.5342 | 12854.9804 | 0.33852 | 0 | 13218.5804 | 0.38418 | 0 | 13777.3331 | 91.8779 | 0
8107 | 92.5457 | 12848.4734 | 0.33748 | 0 | 13217.4275 | 0.38345 | 0 | 13777.0948 | 91.7857 | 0
8108 | 92.5571 | 12846.4068 | 0.33651 | 0 | 13215.5869 | 0.38322 | 0 | 13775.4753 | 91.7576 | 0
8109 | 92.5685 | 12846.2896 | 0.33622 | 0 | 13215.106 | 0.38311 | 0 | 13774.2875 | 91.7194 | 0
8110 | 92.5799 | 12845.7369 | 0.33611 | 0 | 13215.0029 | 0.38196 | 0 | 13773.5122 | 91.6836 | 0
8111 | 92.5913 | 12845.2792 | 0.33503 | 0 | 13213.9938 | 0.38157 | 0 | 13773.0632 | 91.6576 | 0
8112 | 92.6027 | 12842.7063 | 0.33392 | 0 | 13212.7966 | 0.38065 | 0 | 13772.6278 | 91.628 | 0
8113 | 92.6142 | 12841.8005 | 0.33355 | 0 | 13211.1553 | 0.37936 | 0 | 13772.4428 | 91.5552 | 0
8114 | 92.6256 | 12835.658 | 0.33308 | 0 | 13207.0307 | 0.37917 | 0 | 13772.1413 | 91.541 | 0
8115 | 92.637 | 12835.0933 | 0.33301 | 0 | 13205.7435 | 0.37845 | 0 | 13769.4977 | 91.5396 | 0
8116 | 92.6484 | 12831.8838 | 0.33286 | 0 | 13205.1728 | 0.37813 | 0 | 13769.3115 | 91.4036 | 0
8117 | 92.6598 | 12831.4454 | 0.33146 | 0 | 13204.1705 | 0.37714 | 0 | 13769.2902 | 91.3908 | 0
8118 | 92.6712 | 12830.7712 | 0.33127 | 0 | 13204.13 | 0.37635 | 0 | 13768.3376 | 91.3356 | 0
8119 | 92.6826 | 12829.4992 | 0.33032 | 0 | 13203.2436 | 0.37546 | 0 | 13766.4518 | 91.2196 | 0
8120 | 92.6941 | 12825.1592 | 0.32961 | 0 | 13201.8389 | 0.3751 | 0 | 13764.3785 | 91.1912 | 0
8121 | 92.7055 | 12824.3128 | 0.32932 | 0 | 13201.1039 | 0.37288 | 0 | 13761.4132 | 91.176 | 0
8122 | 92.7169 | 12822.8077 | 0.3293 | 0 | 13194.1589 | 0.37249 | 0 | 13759.8916 | 91.0242 | 0
8123 | 92.7283 | 12820.2474 | 0.32654 | 0 | 13190.6205 | 0.37178 | 0 | 13759.0835 | 90.999 | 0
8124 | 92.7397 | 12819.7604 | 0.32618 | 0 | 13190.0514 | 0.37115 | 0 | 13758.5496 | 90.9252 | 0
8125 | 92.7511 | 12816.112 | 0.32585 | 0 | 13188.5279 | 0.37076 | 0 | 13756.6672 | 90.9192 | 0
8126 | 92.7626 | 12815.51 | 0.32488 | 0 | 13188.3244 | 0.37053 | 0 | 13756.188 | 90.8827 | 0
8127 | 92.774 | 12813.4445 | 0.32425 | 0 | 13187.8012 | 0.36931 | 0 | 13755.2951 | 90.8469 | 0
8128 | 92.7854 | 12811.8228 | 0.32422 | 0 | 13187.7125 | 0.36808 | 0 | 13753.552 | 90.8174 | 0
8129 | 92.7968 | 12811.3413 | 0.3237 | 0 | 13174.2153 | 0.36794 | 0 | 13752.9371 | 90.675 | 0
8130 | 92.8082 | 12810.0675 | 0.32339 | 0 | 13174.1222 | 0.36763 | 0 | 13751.8021 | 90.5592 | 0
8131 | 92.8196 | 12809.1891 | 0.32337 | 0 | 13173.5161 | 0.36714 | 0 | 13751.7181 | 90.453 | 0
8132 | 92.8311 | 12808.1997 | 0.32331 | 0 | 13172.0814 | 0.36679 | 0 | 13748.2679 | 90.3577 | 0
8133 | 92.8425 | 12805.472 | 0.32214 | 0 | 13170.2309 | 0.36657 | 0 | 13748.076 | 90.3152 | 0
8134 | 92.8539 | 12804.915 | 0.32184 | 0 | 13167.0902 | 0.36619 | 0 | 13746.2311 | 90.2724 | 0
8135 | 92.8653 | 12804.1451 | 0.32138 | 0 | 13166.3873 | 0.36587 | 0 | 13742.9281 | 90.2104 | 0
8136 | 92.8767 | 12803.8069 | 0.3205 | 0 | 13165.9019 | 0.36568 | 0 | 13742.4194 | 90.1488 | 0
8137 | 92.8881 | 12800.3938 | 0.31976 | 0 | 13164.8444 | 0.3643 | 0 | 13740.2092 | 89.9932 | 0
8138 | 92.8995 | 12800.1298 | 0.318 | 0 | 13164.6105 | 0.36354 | 0 | 13737.5049 | 89.9788 | 0
8139 | 92.911 | 12800.1214 | 0.31731 | 0 | 13164.4264 | 0.3631 | 0 | 13735.9985 | 89.9639 | 0
8140 | 92.9224 | 12797.2608 | 0.31678 | 0 | 13161.458 | 0.36001 | 0 | 13735.7158 | 89.8737 | 0
8141 | 92.9338 | 12795.663 | 0.31624 | 0 | 13161.2588 | 0.35935 | 0 | 13734.4405 | 89.7663 | 0
8142 | 92.9452 | 12794.711 | 0.31552 | 0 | 13157.4945 | 0.35814 | 0 | 13733.5709 | 89.5293 | 0
8143 | 92.9566 | 12793.6447 | 0.31534 | 0 | 13155.4348 | 0.35763 | 0 | 13731.9014 | 89.365 | 0
8144 | 92.968 | 12793.3151 | 0.31475 | 0 | 13153.8722 | 0.35591 | 0 | 13729.8917 | 89.3621 | 0
8145 | 92.9795 | 12792.8076 | 0.31462 | 0 | 13151.0273 | 0.35548 | 0 | 13728.8715 | 89.2294 | 0
8146 | 92.9909 | 12791.6746 | 0.31351 | 0 | 13149.4458 | 0.35434 | 0 | 13726.3281 | 89.2042 | 0
8147 | 93.0023 | 12791.3027 | 0.31321 | 0 | 13148.677 | 0.35239 | 0 | 13723.878 | 89.0586 | 0
8148 | 93.0137 | 12791.1596 | 0.31168 | 0 | 13148.1211 | 0.35236 | 0 | 13723.358 | 88.9055 | 0
8149 | 93.0251 | 12791.1281 | 0.31097 | 0 | 13148.0486 | 0.35168 | 0 | 13721.8303 | 88.8103 | 0
8150 | 93.0365 | 12789.2039 | 0.31035 | 0 | 13146.7717 | 0.3515 | 0 | 13720.4273 | 88.7696 | 0
8151 | 93.0479 | 12788.4926 | 0.31024 | 0 | 13146.2362 | 0.35134 | 0 | 13718.1968 | 88.7003 | 0
8152 | 93.0594 | 12787.7386 | 0.30867 | 0 | 13145.3671 | 0.35125 | 0 | 13716.9519 | 88.6614 | 0
8153 | 93.0708 | 12785.863 | 0.30849 | 0 | 13143.0524 | 0.35024 | 0 | 13715.1812 | 88.4875 | 0
8154 | 93.0822 | 12784.1644 | 0.30782 | 0 | 13140.8913 | 0.34948 | 0 | 13711.5957 | 88.4783 | 0
8155 | 93.0936 | 12783.8872 | 0.30753 | 0 | 13140.357 | 0.34859 | 0 | 13707.4766 | 88.4511 | 0
8156 | 93.105 | 12783.8269 | 0.3063 | 0 | 13140.2177 | 0.34702 | 0 | 13706.9508 | 88.4101 | 0
8157 | 93.1164 | 12783.0222 | 0.30608 | 0 | 13138.4414 | 0.34697 | 0 | 13706.2203 | 88.3061 | 0
8158 | 93.1279 | 12779.6777 | 0.3039 | 0 | 13137.9411 | 0.34644 | 0 | 13706.1626 | 88.2479 | 0
8159 | 93.1393 | 12779.0055 | 0.30365 | 0 | 13137.5564 | 0.34416 | 0 | 13705.8142 | 88.1328 | 0
8160 | 93.1507 | 12778.3828 | 0.30352 | 0 | 13137.4697 | 0.34335 | 0 | 13705.5228 | 88.0209 | 0
8161 | 93.1621 | 12776.2795 | 0.30324 | 0 | 13136.9671 | 0.34311 | 0 | 13705.0297 | 88.0186 | 0
8162 | 93.1735 | 12775.9901 | 0.30324 | 0 | 13135.8563 | 0.34251 | 0 | 13703.436 | 87.9968 | 0
8163 | 93.1849 | 12774.6437 | 0.30283 | 0 | 13135.2688 | 0.34207 | 0 | 13703.1239 | 87.9891 | 0
8164 | 93.1963 | 12771.5357 | 0.30268 | 0 | 13134.7371 | 0.34189 | 0 | 13702.1539 | 87.9669 | 0
8165 | 93.2078 | 12771.2245 | 0.30223 | 0 | 13129.6666 | 0.3399 | 0 | 13696.864 | 87.9125 | 0
8166 | 93.2192 | 12770.3117 | 0.30156 | 0 | 13129.4228 | 0.33967 | 0 | 13695.7722 | 87.7783 | 0
8167 | 93.2306 | 12767.7795 | 0.3009 | 0 | 13127.7596 | 0.33949 | 0 | 13694.9606 | 87.7086 | 0
8168 | 93.242 | 12760.0144 | 0.30076 | 0 | 13127.3779 | 0.3387 | 0 | 13694.7216 | 87.5605 | 0
8169 | 93.2534 | 12758.4352 | 0.30067 | 0 | 13125.705 | 0.33814 | 0 | 13694.7215 | 87.4267 | 0
8170 | 93.2648 | 12757.4677 | 0.30049 | 0 | 13122.0785 | 0.33793 | 0 | 13694.12 | 87.4077 | 0
8171 | 93.2763 | 12757.314 | 0.3003 | 0 | 13119.3181 | 0.33779 | 0 | 13693.7028 | 87.1815 | 0
8172 | 93.2877 | 12756.3262 | 0.29939 | 0 | 13116.3441 | 0.33711 | 0 | 13693.5562 | 86.9297 | 0
8173 | 93.2991 | 12752.5671 | 0.29878 | 0 | 13115.9846 | 0.33624 | 0 | 13690.1432 | 86.8597 | 0
8174 | 93.3105 | 12752.2289 | 0.29871 | 0 | 13115.7191 | 0.33497 | 0 | 13688.3437 | 86.842 | 0
8175 | 93.3219 | 12752.198 | 0.29848 | 0 | 13115.6293 | 0.33441 | 0 | 13684.2589 | 86.7766 | 0
8176 | 93.3333 | 12752.1725 | 0.29847 | 0 | 13113.853 | 0.33435 | 0 | 13684.103 | 86.6263 | 0
8177 | 93.3447 | 12750.7859 | 0.29832 | 0 | 13112.3874 | 0.33396 | 0 | 13681.8865 | 86.521 | 0
8178 | 93.3562 | 12750.252 | 0.29831 | 0 | 13108.1219 | 0.33287 | 0 | 13672.8986 | 86.5199 | 0
8179 | 93.3676 | 12748.0107 | 0.29786 | 0 | 13108.0755 | 0.3328 | 0 | 13672.5154 | 86.511 | 0
8180 | 93.379 | 12747.6356 | 0.29781 | 0 | 13106.069 | 0.33235 | 0 | 13671.0969 | 86.3951 | 0
8181 | 93.3904 | 12744.724 | 0.29718 | 0 | 13105.8628 | 0.33124 | 0 | 13666.7402 | 86.3257 | 0
8182 | 93.4018 | 12743.5465 | 0.29707 | 0 | 13104.8419 | 0.33037 | 0 | 13666.2222 | 86.1567 | 0
8183 | 93.4132 | 12741.2211 | 0.29665 | 0 | 13104.138 | 0.3298 | 0 | 13665.5997 | 86.0637 | 0
8184 | 93.4247 | 12740.7137 | 0.29636 | 0 | 13101.9276 | 0.32876 | 0 | 13665.0186 | 86.0482 | 0
8185 | 93.4361 | 12735.6585 | 0.29524 | 0 | 13100.1371 | 0.32792 | 0 | 13664.814 | 85.9839 | 0
8186 | 93.4475 | 12734.6893 | 0.29453 | 0 | 13098.6985 | 0.32784 | 0 | 13664.2033 | 85.9707 | 0
8187 | 93.4589 | 12733.7088 | 0.29397 | 0 | 13098.6623 | 0.32718 | 0 | 13663.901 | 85.9461 | 0
8188 | 93.4703 | 12732.7934 | 0.29348 | 0 | 13098.3204 | 0.32713 | 0 | 13661.0676 | 85.7998 | 0
8189 | 93.4817 | 12732.3446 | 0.29324 | 0 | 13097.7809 | 0.32693 | 0 | 13655.6882 | 85.766 | 0
8190 | 93.4932 | 12731.6165 | 0.29208 | 0 | 13097.5092 | 0.32605 | 0 | 13655.1417 | 85.4657 | 0
8191 | 93.5046 | 12730.901 | 0.29188 | 0 | 13095.9566 | 0.32348 | 0 | 13654.808 | 85.285 | 0
8192 | 93.516 | 12729.2401 | 0.2914 | 0 | 13094.0416 | 0.32337 | 0 | 13651.9416 | 85.2129 | 0
8193 | 93.5274 | 12727.8245 | 0.29048 | 0 | 13093.2948 | 0.32294 | 0 | 13651.7641 | 85.0655 | 0
8194 | 93.5388 | 12723.5778 | 0.2904 | 0 | 13092.8417 | 0.32278 | 0 | 13647.0922 | 84.9734 | 0
8195 | 93.5502 | 12718.4218 | 0.28883 | 0 | 13092.8387 | 0.3218 | 0 | 13646.2396 | 84.9397 | 0
8196 | 93.5616 | 12717.7171 | 0.28811 | 0 | 13090.4229 | 0.32061 | 0 | 13645.7228 | 84.8906 | 0
8197 | 93.5731 | 12716.412 | 0.28791 | 0 | 13084.2673 | 0.32026 | 0 | 13644.938 | 84.7796 | 0
8198 | 93.5845 | 12706.725 | 0.2866 | 0 | 13083.1088 | 0.31986 | 0 | 13640.9019 | 84.6997 | 0
8199 | 93.5959 | 12706.5592 | 0.28657 | 0 | 13083.1054 | 0.31957 | 0 | 13639.8163 | 84.6979 | 0
8200 | 93.6073 | 12705.5596 | 0.28653 | 0 | 13080.0255 | 0.31956 | 0 | 13639.7191 | 84.6629 | 0
8201 | 93.6187 | 12702.7018 | 0.28625 | 0 | 13078.5765 | 0.31914 | 0 | 13637.0813 | 84.645 | 0
8202 | 93.6301 | 12700.7414 | 0.28616 | 0 | 13076.5829 | 0.31862 | 0 | 13636.4772 | 84.6385 | 0
8203 | 93.6416 | 12693.504 | 0.28587 | 0 | 13075.5931 | 0.31802 | 0 | 13635.5563 | 84.6197 | 0
8204 | 93.653 | 12692.4475 | 0.28571 | 0 | 13075.4317 | 0.31759 | 0 | 13630.3155 | 84.6191 | 0
8205 | 93.6644 | 12692.1141 | 0.28479 | 0 | 13066.0282 | 0.31758 | 0 | 13629.3081 | 84.6154 | 0
8206 | 93.6758 | 12689.9302 | 0.28469 | 0 | 13063.7961 | 0.31738 | 0 | 13627.8831 | 84.61 | 0
8207 | 93.6872 | 12688.8034 | 0.2846 | 0 | 13063.5338 | 0.31736 | 0 | 13627.3079 | 84.5975 | 0
8208 | 93.6986 | 12688.5757 | 0.28435 | 0 | 13061.4059 | 0.31672 | 0 | 13626.4672 | 84.583 | 0
8209 | 93.71 | 12687.7664 | 0.28387 | 0 | 13056.7376 | 0.31509 | 0 | 13625.975 | 84.5629 | 0
8210 | 93.7215 | 12687.4821 | 0.28371 | 0 | 13052.7188 | 0.31396 | 0 | 13621.3804 | 84.5599 | 0
8211 | 93.7329 | 12682.9855 | 0.28366 | 0 | 13050.8489 | 0.3137 | 0 | 13620.0412 | 84.5594 | 0
8212 | 93.7443 | 12682.3634 | 0.28329 | 0 | 13047.6808 | 0.3137 | 0 | 13618.5533 | 84.5518 | 0
8213 | 93.7557 | 12681.9387 | 0.28287 | 0 | 13047.6622 | 0.31351 | 0 | 13615.7085 | 84.5467 | 0
8214 | 93.7671 | 12680.362 | 0.2826 | 0 | 13047.3967 | 0.31314 | 0 | 13615.6404 | 84.5427 | 0
8215 | 93.7785 | 12676.4029 | 0.2819 | 0 | 13042.9164 | 0.31276 | 0 | 13614.3297 | 84.5392 | 0
8216 | 93.79 | 12674.4676 | 0.28128 | 0 | 13035.7161 | 0.3126 | 0 | 13613.7139 | 84.5384 | 0
8217 | 93.8014 | 12671.6788 | 0.28125 | 0 | 13033.9448 | 0.31225 | 0 | 13613.6126 | 84.5356 | 0
8218 | 93.8128 | 12667.6236 | 0.28115 | 0 | 13031.9932 | 0.31221 | 0 | 13609.4881 | 84.5344 | 0
8219 | 93.8242 | 12666.995 | 0.28055 | 0 | 13031.975 | 0.31178 | 0 | 13609.3956 | 84.5331 | 0
8220 | 93.8356 | 12665.748 | 0.28024 | 0 | 13031.7397 | 0.31127 | 0 | 13609.1676 | 84.5239 | 0
8221 | 93.847 | 12665.2144 | 0.27999 | 0 | 13030.705 | 0.31098 | 0 | 13609.1032 | 84.5175 | 0
8222 | 93.8584 | 12664.6307 | 0.27998 | 0 | 13029.8939 | 0.31036 | 0 | 13602.1533 | 84.513 | 0
8223 | 93.8699 | 12664.1999 | 0.27975 | 0 | 13026.3565 | 0.30987 | 0 | 13600.1624 | 84.5123 | 0
8224 | 93.8813 | 12664.1151 | 0.27964 | 0 | 13023.7473 | 0.30969 | 0 | 13598.0942 | 84.512 | 0
8225 | 93.8927 | 12663.7386 | 0.2796 | 0 | 13022.448 | 0.30852 | 0 | 13597.2397 | 84.5076 | 0
8226 | 93.9041 | 12661.8242 | 0.27939 | 0 | 13022.1523 | 0.30844 | 0 | 13595.6384 | 84.4929 | 0
8227 | 93.9155 | 12660.575 | 0.27931 | 0 | 13020.4428 | 0.30828 | 0 | 13595.1184 | 84.4866 | 0
8228 | 93.9269 | 12656.451 | 0.27914 | 0 | 13018.2313 | 0.30812 | 0 | 13592.6651 | 84.4841 | 0
8229 | 93.9384 | 12655.2651 | 0.27894 | 0 | 13015.8994 | 0.30793 | 0 | 13591.1669 | 84.4676 | 0
8230 | 93.9498 | 12654.77 | 0.27891 | 0 | 13015.5445 | 0.30671 | 0 | 13587.0903 | 84.4597 | 0
8231 | 93.9612 | 12652.8929 | 0.27797 | 0 | 13015.2237 | 0.30602 | 0 | 13586.7133 | 84.4589 | 0
8232 | 93.9726 | 12652.6538 | 0.27793 | 0 | 13014.4968 | 0.30601 | 0 | 13586.1185 | 84.4545 | 0
8233 | 93.984 | 12652.4764 | 0.27723 | 0 | 13013.6684 | 0.3058 | 0 | 13579.2344 | 84.4341 | 0
8234 | 93.9954 | 12650.3979 | 0.27716 | 0 | 13013.6303 | 0.30546 | 0 | 13578.9566 | 84.4293 | 0
8235 | 94.0068 | 12648.0489 | 0.27664 | 0 | 13011.2749 | 0.30473 | 0 | 13577.2069 | 84.4242 | 0
8236 | 94.0183 | 12645.3131 | 0.27529 | 0 | 13008.9138 | 0.30431 | 0 | 13576.6287 | 84.4125 | 0
8237 | 94.0297 | 12645.1193 | 0.27516 | 0 | 13007.9723 | 0.30415 | 0 | 13576.4713 | 84.3762 | 0
8238 | 94.0411 | 12644.0953 | 0.27463 | 0 | 13007.8755 | 0.30391 | 0 | 13571.0066 | 84.2604 | 0
8239 | 94.0525 | 12642.2239 | 0.27355 | 0 | 13005.8754 | 0.3036 | 0 | 13570.6917 | 84.2596 | 0
8240 | 94.0639 | 12642.092 | 0.27333 | 0 | 13005.4276 | 0.3034 | 0 | 13569.454 | 84.1969 | 0
8241 | 94.0753 | 12641.7207 | 0.27302 | 0 | 13004.9725 | 0.30278 | 0 | 13567.0162 | 84.1693 | 0
8242 | 94.0868 | 12640.9081 | 0.27223 | 0 | 13001.3109 | 0.3006 | 0 | 13566.0618 | 83.9976 | 0
8243 | 94.0982 | 12637.2278 | 0.27212 | 0 | 13000.4992 | 0.30025 | 0 | 13565.3833 | 83.9194 | 0
8244 | 94.1096 | 12636.589 | 0.27201 | 0 | 12992.7686 | 0.29872 | 0 | 13562.6344 | 83.8719 | 0
8245 | 94.121 | 12628.6332 | 0.2716 | 0 | 12991.6917 | 0.29855 | 0 | 13562.2337 | 83.8554 | 0
8246 | 94.1324 | 12625.5454 | 0.27145 | 0 | 12991.0464 | 0.29815 | 0 | 13562.0161 | 83.8435 | 0
8247 | 94.1438 | 12625.3642 | 0.27135 | 0 | 12990.7556 | 0.29777 | 0 | 13554.87 | 83.8036 | 0
8248 | 94.1553 | 12624.8552 | 0.2713 | 0 | 12990.2326 | 0.29773 | 0 | 13554.6949 | 83.5392 | 0
8249 | 94.1667 | 12619.1366 | 0.27119 | 0 | 12988.0534 | 0.29724 | 0 | 13554.4767 | 83.509 | 0
8250 | 94.1781 | 12614.4569 | 0.2691 | 0 | 12987.2004 | 0.29699 | 0 | 13553.7544 | 83.2554 | 0
8251 | 94.1895 | 12612.3698 | 0.26894 | 0 | 12984.1318 | 0.29678 | 0 | 13553.3956 | 83.2344 | 0
8252 | 94.2009 | 12607.9322 | 0.26877 | 0 | 12974.531 | 0.29641 | 0 | 13546.9223 | 83.1822 | 0
8253 | 94.2123 | 12607.8852 | 0.2686 | 0 | 12973.2648 | 0.29601 | 0 | 13541.3461 | 83.1675 | 0
8254 | 94.2237 | 12606.656 | 0.26797 | 0 | 12972.0102 | 0.29478 | 0 | 13540.2837 | 83.0989 | 0
8255 | 94.2352 | 12603.8119 | 0.26785 | 0 | 12971.2789 | 0.29463 | 0 | 13540.0781 | 83.0406 | 0
8256 | 94.2466 | 12602.5658 | 0.26711 | 0 | 12969.5508 | 0.29446 | 0 | 13539.9603 | 82.9316 | 0
8257 | 94.258 | 12602.1912 | 0.26671 | 0 | 12967.7882 | 0.29423 | 0 | 13539.0609 | 82.8489 | 0
8258 | 94.2694 | 12597.8459 | 0.26646 | 0 | 12966.9301 | 0.29419 | 0 | 13535.5549 | 82.7391 | 0
8259 | 94.2808 | 12595.1297 | 0.26636 | 0 | 12965.4893 | 0.29313 | 0 | 13535.4867 | 82.3603 | 0
8260 | 94.2922 | 12594.8113 | 0.26558 | 0 | 12962.8095 | 0.29256 | 0 | 13531.7848 | 82.193 | 0
8261 | 94.3037 | 12589.6354 | 0.26552 | 0 | 12959.2759 | 0.29228 | 0 | 13531.2218 | 81.7364 | 0
8262 | 94.3151 | 12589.1492 | 0.26529 | 0 | 12957.6467 | 0.29167 | 0 | 13530.4299 | 81.667 | 0
8263 | 94.3265 | 12588.6116 | 0.26528 | 0 | 12956.9576 | 0.29149 | 0 | 13525.7284 | 81.5733 | 0
8264 | 94.3379 | 12586.2374 | 0.26417 | 0 | 12954.3133 | 0.29088 | 0 | 13523.8806 | 81.3514 | 0
8265 | 94.3493 | 12584.6571 | 0.26404 | 0 | 12951.6214 | 0.29032 | 0 | 13519.6119 | 81.175 | 0
8266 | 94.3607 | 12584.3407 | 0.26399 | 0 | 12939.5829 | 0.29002 | 0 | 13517.4315 | 81.1245 | 0
8267 | 94.3721 | 12582.3521 | 0.26353 | 0 | 12938.7508 | 0.28991 | 0 | 13516.3167 | 80.9527 | 0
8268 | 94.3836 | 12579.5988 | 0.26326 | 0 | 12936.0706 | 0.28864 | 0 | 13512.7366 | 80.9201 | 0
8269 | 94.395 | 12579.4363 | 0.26275 | 0 | 12935.7265 | 0.28857 | 0 | 13511.3992 | 80.6129 | 0
8270 | 94.4064 | 12575.5205 | 0.26254 | 0 | 12931.4422 | 0.28851 | 0 | 13507.9759 | 79.293 | 0
8271 | 94.4178 | 12570.4026 | 0.2624 | 0 | 12930.9968 | 0.28836 | 0 | 13503.568 | 79.2197 | 0
8272 | 94.4292 | 12570.3656 | 0.26219 | 0 | 12928.1891 | 0.28834 | 0 | 13502.1801 | 79.0669 | 0
8273 | 94.4406 | 12568.171 | 0.26187 | 0 | 12927.6723 | 0.28808 | 0 | 13501.4907 | 78.9806 | 0
8274 | 94.4521 | 12566.5216 | 0.2618 | 0 | 12927.3159 | 0.2874 | 0 | 13500.3633 | 78.8635 | 0
8275 | 94.4635 | 12566.5094 | 0.26171 | 0 | 12925.6417 | 0.28709 | 0 | 13498.3859 | 78.7433 | 0
8276 | 94.4749 | 12565.7569 | 0.26168 | 0 | 12923.4542 | 0.28695 | 0 | 13496.2743 | 78.5149 | 0
8277 | 94.4863 | 12563.4382 | 0.26159 | 0 | 12923.4309 | 0.28645 | 0 | 13495.7342 | 78.4982 | 0
8278 | 94.4977 | 12560.1297 | 0.26153 | 0 | 12923.071 | 0.28625 | 0 | 13494.6479 | 78.4811 | 0
8279 | 94.5091 | 12558.1942 | 0.26064 | 0 | 12916.6006 | 0.28606 | 0 | 13493.6191 | 78.2632 | 0
8280 | 94.5205 | 12557.4808 | 0.26004 | 0 | 12915.278 | 0.28583 | 0 | 13490.9512 | 78.0535 | 0
8281 | 94.532 | 12555.5774 | 0.25957 | 0 | 12914.9868 | 0.28517 | 0 | 13490.1554 | 77.6626 | 0
8282 | 94.5434 | 12552.3134 | 0.25955 | 0 | 12914.7666 | 0.28326 | 0 | 13488.3797 | 77.6184 | 0
8283 | 94.5548 | 12550.8493 | 0.25931 | 0 | 12914.6125 | 0.2829 | 0 | 13486.7095 | 77.5621 | 0
8284 | 94.5662 | 12550.7909 | 0.25928 | 0 | 12914.1983 | 0.28264 | 0 | 13485.086 | 77.4266 | 0
8285 | 94.5776 | 12548.8474 | 0.25897 | 0 | 12914.1205 | 0.2822 | 0 | 13482.521 | 77.27 | 0
8286 | 94.589 | 12545.9235 | 0.25879 | 0 | 12912.9066 | 0.28175 | 0 | 13482.0098 | 77.0667 | 0
8287 | 94.6005 | 12544.0743 | 0.25832 | 0 | 12910.8573 | 0.28155 | 0 | 13471.2887 | 76.4838 | 0
8288 | 94.6119 | 12543.7915 | 0.25807 | 0 | 12909.9686 | 0.28137 | 0 | 13468.0414 | 76.2832 | 0
8289 | 94.6233 | 12541.9723 | 0.25802 | 0 | 12909.4996 | 0.28113 | 0 | 13466.4073 | 76.1181 | 0
8290 | 94.6347 | 12541.6541 | 0.25757 | 0 | 12907.793 | 0.2809 | 0 | 13466.391 | 75.7512 | 0
8291 | 94.6461 | 12540.8051 | 0.2564 | 0 | 12907.304 | 0.28053 | 0 | 13464.7348 | 75.2937 | 0
8292 | 94.6575 | 12540.0015 | 0.25633 | 0 | 12900.278 | 0.28047 | 0 | 13457.8954 | 75.0873 | 0
8293 | 94.6689 | 12539.9493 | 0.25563 | 0 | 12897.3512 | 0.28017 | 0 | 13456.6971 | 74.8187 | 0
8294 | 94.6804 | 12536.8485 | 0.2548 | 0 | 12897.0973 | 0.27966 | 0 | 13456.6929 | 74.7785 | 0
8295 | 94.6918 | 12536.0622 | 0.25456 | 0 | 12896.2638 | 0.27964 | 0 | 13455.1486 | 74.739 | 0
8296 | 94.7032 | 12534.6064 | 0.25451 | 0 | 12896.2273 | 0.27949 | 0 | 13453.1595 | 74.6508 | 0
8297 | 94.7146 | 12531.5984 | 0.25447 | 0 | 12894.4913 | 0.27937 | 0 | 13453.0528 | 73.9583 | 0
8298 | 94.726 | 12530.8763 | 0.25434 | 0 | 12894.4588 | 0.27839 | 0 | 13452.2141 | 73.887 | 0
8299 | 94.7374 | 12530.4419 | 0.25409 | 0 | 12893.7284 | 0.27773 | 0 | 13446.97 | 73.4874 | 0
8300 | 94.7489 | 12529.3232 | 0.25384 | 0 | 12893.2013 | 0.2776 | 0 | 13445.0315 | 73.2309 | 0
8301 | 94.7603 | 12529.2599 | 0.25348 | 0 | 12888.7725 | 0.27753 | 0 | 13442.9279 | 73.1298 | 0
8302 | 94.7717 | 12528.6334 | 0.25314 | 0 | 12888.7686 | 0.27753 | 0 | 13442.2442 | 73.025 | 0
8303 | 94.7831 | 12527.9799 | 0.25312 | 0 | 12888.0687 | 0.27744 | 0 | 13441.8885 | 72.9991 | 0
8304 | 94.7945 | 12526.466 | 0.2527 | 0 | 12888.0326 | 0.27687 | 0 | 13441.7567 | 72.9534 | 0
8305 | 94.8059 | 12526.3732 | 0.25255 | 0 | 12885.8629 | 0.27659 | 0 | 13438.9534 | 72.7506 | 0
8306 | 94.8174 | 12525.8849 | 0.252 | 0 | 12885.7453 | 0.27644 | 0 | 13438.7543 | 72.6814 | 0
8307 | 94.8288 | 12525.3561 | 0.25162 | 0 | 12885.7138 | 0.27615 | 0 | 13438.1096 | 72.6098 | 0
8308 | 94.8402 | 12524.9263 | 0.25138 | 0 | 12885.0671 | 0.27603 | 0 | 13437.8158 | 72.6009 | 0
8309 | 94.8516 | 12523.9624 | 0.25092 | 0 | 12884.8124 | 0.27593 | 0 | 13435.6857 | 72.4279 | 0
8310 | 94.863 | 12522.5486 | 0.25089 | 0 | 12881.4607 | 0.27535 | 0 | 13433.8034 | 72.4233 | 0
8311 | 94.8744 | 12520.6137 | 0.25079 | 0 | 12871.0072 | 0.27527 | 0 | 13432.1122 | 72.153 | 0
8312 | 94.8858 | 12519.886 | 0.25056 | 0 | 12867.0422 | 0.27514 | 0 | 13428.9511 | 72.1347 | 0
8313 | 94.8973 | 12514.5385 | 0.25051 | 0 | 12865.5101 | 0.27508 | 0 | 13427.5678 | 72.0994 | 0
8314 | 94.9087 | 12513.0648 | 0.25015 | 0 | 12865.3765 | 0.27496 | 0 | 13427.5539 | 72.0045 | 0
8315 | 94.9201 | 12510.7614 | 0.25008 | 0 | 12863.9912 | 0.27467 | 0 | 13425.4453 | 71.9547 | 0
8316 | 94.9315 | 12509.9437 | 0.24923 | 0 | 12863.6916 | 0.27466 | 0 | 13425.2675 | 71.8681 | 0
8317 | 94.9429 | 12508.9818 | 0.24883 | 0 | 12862.0171 | 0.27438 | 0 | 13422.3982 | 71.5991 | 0
8318 | 94.9543 | 12507.8076 | 0.24873 | 0 | 12861.7619 | 0.27344 | 0 | 13422.2575 | 71.3487 | 0
8319 | 94.9658 | 12505.858 | 0.24834 | 0 | 12861.6163 | 0.27318 | 0 | 13418.5349 | 71.3289 | 0
8320 | 94.9772 | 12502.7639 | 0.24738 | 0 | 12857.5545 | 0.27177 | 0 | 13417.7196 | 71.213 | 0
8321 | 94.9886 | 12501.9507 | 0.24728 | 0 | 12855.016 | 0.27172 | 0 | 13412.7091 | 70.9338 | 0
8322 | 95 | 12500.0047 | 0.24643 | 0 | 12854.2493 | 0.27172 | 0 | 13412.5874 | 70.7516 | 0
8323 | 95.0114 | 12496.3879 | 0.24634 | 0 | 12853.0682 | 0.27164 | 0 | 13412.4382 | 70.6458 | 0
8324 | 95.0228 | 12496.094 | 0.24595 | 0 | 12850.6374 | 0.27153 | 0 | 13408.2794 | 70.6376 | 0
8325 | 95.0342 | 12495.5111 | 0.24565 | 0 | 12848.3949 | 0.27148 | 0 | 13408.1232 | 70.5385 | 0
8326 | 95.0457 | 12494.3643 | 0.24548 | 0 | 12845.999 | 0.27048 | 0 | 13406.0234 | 70.4942 | 0
8327 | 95.0571 | 12494.027 | 0.24519 | 0 | 12845.5764 | 0.27046 | 0 | 13405.9264 | 70.357 | 0
8328 | 95.0685 | 12492.6807 | 0.24518 | 0 | 12845.0564 | 0.27046 | 0 | 13404.939 | 69.933 | 0
8329 | 95.0799 | 12489.8741 | 0.24517 | 0 | 12841.2155 | 0.27039 | 0 | 13404.5841 | 69.9301 | 0
8330 | 95.0913 | 12489.6732 | 0.24513 | 0 | 12840.1 | 0.27002 | 0 | 13403.2785 | 69.0617 | 0
8331 | 95.1027 | 12489.1402 | 0.24512 | 0 | 12838.8843 | 0.2694 | 0 | 13401.1574 | 68.657 | 0
8332 | 95.1142 | 12485.3797 | 0.2445 | 0 | 12837.9612 | 0.26876 | 0 | 13399.8179 | 68.254 | 0
8333 | 95.1256 | 12478.5435 | 0.24434 | 0 | 12837.4911 | 0.26862 | 0 | 13399.4636 | 67.8312 | 0
8334 | 95.137 | 12477.9375 | 0.2437 | 0 | 12836.8473 | 0.26817 | 0 | 13398.2866 | 67.6831 | 0
8335 | 95.1484 | 12477.8172 | 0.24245 | 0 | 12834.768 | 0.26794 | 0 | 13397.106 | 67.3319 | 0
8336 | 95.1598 | 12476.8956 | 0.24231 | 0 | 12833.2471 | 0.2677 | 0 | 13395.9489 | 66.7276 | 0
8337 | 95.1712 | 12475.7341 | 0.24173 | 0 | 12829.5057 | 0.26756 | 0 | 13393.1862 | 66.6006 | 0
8338 | 95.1826 | 12475.5378 | 0.24122 | 0 | 12828.8653 | 0.26751 | 0 | 13391.9466 | 66.5895 | 0
8339 | 95.1941 | 12471.4759 | 0.24116 | 0 | 12828.4226 | 0.2674 | 0 | 13388.7872 | 66.3537 | 0
8340 | 95.2055 | 12468.4449 | 0.24096 | 0 | 12826.2525 | 0.26738 | 0 | 13386.0344 | 66.1396 | 0
8341 | 95.2169 | 12467.149 | 0.24009 | 0 | 12825.0062 | 0.26731 | 0 | 13384.7805 | 66.0136 | 0
8342 | 95.2283 | 12465.8069 | 0.2395 | 0 | 12824.8055 | 0.26725 | 0 | 13384.5579 | 65.8333 | 0
8343 | 95.2397 | 12465.2437 | 0.23933 | 0 | 12824.5788 | 0.26699 | 0 | 13381.8816 | 65.7769 | 0
8344 | 95.2511 | 12465.0679 | 0.23815 | 0 | 12823.3691 | 0.26634 | 0 | 13381.3187 | 65.582 | 0
8345 | 95.2626 | 12459.8026 | 0.23762 | 0 | 12821.354 | 0.26619 | 0 | 13379.8522 | 65.513 | 0
8346 | 95.274 | 12457.7204 | 0.23757 | 0 | 12821.3231 | 0.26537 | 0 | 13378.9744 | 65.3674 | 0
8347 | 95.2854 | 12453.9751 | 0.23716 | 0 | 12820.9767 | 0.26519 | 0 | 13377.8656 | 65.3673 | 0
8348 | 95.2968 | 12452.2845 | 0.23706 | 0 | 12819.9704 | 0.26485 | 0 | 13376.3019 | 65.3011 | 0
8349 | 95.3082 | 12451.3979 | 0.23702 | 0 | 12817.4842 | 0.26465 | 0 | 13376.1301 | 65.1323 | 0
8350 | 95.3196 | 12450.0541 | 0.23689 | 0 | 12815.0975 | 0.26357 | 0 | 13373.5488 | 64.9577 | 0
8351 | 95.3311 | 12448.6424 | 0.2365 | 0 | 12814.6196 | 0.26353 | 0 | 13373.4149 | 64.7736 | 0
8352 | 95.3425 | 12448.5379 | 0.23575 | 0 | 12814.468 | 0.26317 | 0 | 13371.4492 | 64.5602 | 0
8353 | 95.3539 | 12445.8313 | 0.23571 | 0 | 12811.2395 | 0.26309 | 0 | 13370.1541 | 63.9505 | 0
8354 | 95.3653 | 12445.2557 | 0.23565 | 0 | 12810.766 | 0.2623 | 0 | 13367.1626 | 63.4451 | 0
8355 | 95.3767 | 12442.8238 | 0.23502 | 0 | 12809.9899 | 0.26189 | 0 | 13362.5662 | 63.1842 | 0
8356 | 95.3881 | 12441.0398 | 0.23495 | 0 | 12807.1687 | 0.26186 | 0 | 13360.1672 | 59.296 | 0
8357 | 95.3995 | 12439.3775 | 0.23431 | 0 | 12806.4947 | 0.26155 | 0 | 13358.1029 | 55.7679 | 0
8358 | 95.411 | 12439.367 | 0.23416 | 0 | 12804.5017 | 0.26138 | 0 | 13353.8707 | 55.1199 | 0
8359 | 95.4224 | 12439.3304 | 0.23368 | 0 | 12804.4583 | 0.26112 | 0 | 13350.1445 | 55.0753 | 0
8360 | 95.4338 | 12434.8776 | 0.23326 | 0 | 12802.5764 | 0.26068 | 0 | 13347.2404 | 52.2832 | 0
8361 | 95.4452 | 12434.7147 | 0.23305 | 0 | 12797.5552 | 0.26029 | 0 | 13344.8485 | 52.1856 | 0
8362 | 95.4566 | 12433.258 | 0.23284 | 0 | 12797.5197 | 0.26005 | 0 | 13343.2938 | 50.1893 | 0
8363 | 95.468 | 12431.2466 | 0.23174 | 0 | 12796.6339 | 0.26002 | 0 | 13339.0309 | 40.9747 | 0
8364 | 95.4795 | 12428.0515 | 0.23168 | 0 | 12795.5294 | 0.25999 | 0 | 13337.0584 | 38.7442 | 0
8365 | 95.4909 | 12427.4383 | 0.23152 | 0 | 12795.2511 | 0.25992 | 0 | 13334.941 | 38.0727 | 0
8366 | 95.5023 | 12425.298 | 0.23115 | 0 | 12793.2025 | 0.25966 | 0 | 13332.8503 | 35.5071 | 0
8367 | 95.5137 | 12423.8535 | 0.2311 | 0 | 12792.6447 | 0.25945 | 0 | 13330.4053 | 34.0444 | 0
8368 | 95.5251 | 12421.8151 | 0.23028 | 0 | 12784.9895 | 0.25901 | 0 | 13330.1082 | 33.829 | 0
8369 | 95.5365 | 12421.2294 | 0.22995 | 0 | 12783.18 | 0.25893 | 0 | 13329.7962 | 33.3439 | 0
8370 | 95.5479 | 12417.3549 | 0.22923 | 0 | 12781.4695 | 0.25849 | 0 | 13326.9575 | 29.1224 | 0
8371 | 95.5594 | 12416.8113 | 0.22866 | 0 | 12779.3718 | 0.25838 | 0 | 13326.9236 | 27.5681 | 0
8372 | 95.5708 | 12416.3061 | 0.22803 | 0 | 12777.8443 | 0.25787 | 0 | 13325.2711 | 27.4845 | 0
8373 | 95.5822 | 12415.2162 | 0.22779 | 0 | 12776.6773 | 0.25787 | 0 | 13323.0409 | 27.308 | 0
8374 | 95.5936 | 12414.6727 | 0.22734 | 0 | 12772.6973 | 0.25753 | 0 | 13322.5939 | 24.3701 | 0
8375 | 95.605 | 12413.7793 | 0.22697 | 0 | 12770.7717 | 0.25731 | 0 | 13318.2933 | 23.1612 | 0
8376 | 95.6164 | 12413.4238 | 0.22696 | 0 | 12769.5921 | 0.25696 | 0 | 13310.4493 | 19.485 | 0
8377 | 95.6279 | 12411.918 | 0.22639 | 0 | 12768.0786 | 0.25688 | 0 | 13309.4593 | 19.1001 | 0
8378 | 95.6393 | 12408.8395 | 0.22593 | 0 | 12765.508 | 0.25659 | 0 | 13309.1713 | 17.418 | 0
8379 | 95.6507 | 12408.6336 | 0.22479 | 0 | 12764.6605 | 0.25654 | 0 | 13308.3531 | 13.0367 | 0
8380 | 95.6621 | 12408.1786 | 0.22422 | 0 | 12763.2132 | 0.25583 | 0 | 13308.0214 | 12.2984 | 0
8381 | 95.6735 | 12402.01 | 0.2242 | 0 | 12760.32 | 0.25578 | 0 | 13305.6368 | 12.196 | 0
8382 | 95.6849 | 12400.5812 | 0.22351 | 0 | 12753.4481 | 0.25549 | 0 | 13304.9071 | 12.1261 | 0
8383 | 95.6963 | 12399.1862 | 0.22344 | 0 | 12750.8672 | 0.25507 | 0 | 13304.6558 | 12.0862 | 0
8384 | 95.7078 | 12395.9684 | 0.2232 | 0 | 12749.837 | 0.25496 | 0 | 13301.3023 | 11.8184 | 0
8385 | 95.7192 | 12395.7822 | 0.22297 | 0 | 12744.5052 | 0.25479 | 0 | 13300.0492 | 11.5611 | 0
8386 | 95.7306 | 12389.273 | 0.22284 | 0 | 12744.4997 | 0.25361 | 0 | 13298.9314 | 11.2524 | 0
8387 | 95.742 | 12388.6674 | 0.2228 | 0 | 12741.6845 | 0.25351 | 0 | 13297.732 | 11.0296 | 0
8388 | 95.7534 | 12388.5899 | 0.22262 | 0 | 12736.0441 | 0.25219 | 0 | 13296.8076 | 10.9767 | 0
8389 | 95.7648 | 12385.8425 | 0.22224 | 0 | 12733.7919 | 0.25148 | 0 | 13296.6657 | 10.8939 | 0
8390 | 95.7763 | 12380.3497 | 0.22219 | 0 | 12733.6638 | 0.25123 | 0 | 13295.2205 | 10.668 | 0
8391 | 95.7877 | 12377.2392 | 0.22154 | 0 | 12732.0959 | 0.25122 | 0 | 13294.0256 | 10.4572 | 0
8392 | 95.7991 | 12377.0747 | 0.22153 | 0 | 12731.9431 | 0.25111 | 0 | 13293.5493 | 10.2871 | 0
8393 | 95.8105 | 12374.2935 | 0.22094 | 0 | 12729.6728 | 0.25108 | 0 | 13292.573 | 10.1171 | 0
8394 | 95.8219 | 12373.8946 | 0.22043 | 0 | 12729.1595 | 0.25104 | 0 | 13292.0529 | 9.9209 | 0
8395 | 95.8333 | 12369.3256 | 0.22028 | 0 | 12728.2983 | 0.25089 | 0 | 13290.2394 | 9.8497 | 0
8396 | 95.8447 | 12367.5783 | 0.22015 | 0 | 12728.1804 | 0.2508 | 0 | 13289.7073 | 9.8245 | 0
8397 | 95.8562 | 12363.5024 | 0.21976 | 0 | 12726.572 | 0.24951 | 0 | 13284.3469 | 9.727 | 0
8398 | 95.8676 | 12362.8759 | 0.21932 | 0 | 12725.2425 | 0.24914 | 0 | 13283.8862 | 9.665 | 0
8399 | 95.879 | 12361.3908 | 0.21886 | 0 | 12721.6922 | 0.24873 | 0 | 13282.3787 | 9.6087 | 0
8400 | 95.8904 | 12360.5044 | 0.21872 | 0 | 12721.2143 | 0.2478 | 0 | 13281.3743 | 9.5092 | 0
8401 | 95.9018 | 12360.0823 | 0.21828 | 0 | 12718.5297 | 0.2476 | 0 | 13280.1285 | 9.3134 | 0
8402 | 95.9132 | 12357.2027 | 0.21785 | 0 | 12718.1799 | 0.24746 | 0 | 13273.2631 | 9.2597 | 0
8403 | 95.9247 | 12356.9418 | 0.21774 | 0 | 12717.8544 | 0.24721 | 0 | 13273.1464 | 8.789 | 0
8404 | 95.9361 | 12354.5573 | 0.21739 | 0 | 12717.7312 | 0.24696 | 0 | 13269.1068 | 8.7888 | 0
8405 | 95.9475 | 12353.8367 | 0.21696 | 0 | 12716.8861 | 0.24693 | 0 | 13267.8055 | 8.4807 | 0
8406 | 95.9589 | 12351.3122 | 0.21646 | 0 | 12715.5091 | 0.24674 | 0 | 13267.1252 | 7.6772 | 0
8407 | 95.9703 | 12351.2954 | 0.2164 | 0 | 12715.4748 | 0.24668 | 0 | 13265.4601 | 7.6737 | 0
8408 | 95.9817 | 12351.2486 | 0.21618 | 0 | 12715.1872 | 0.24661 | 0 | 13264.3025 | 7.4621 | 0
8409 | 95.9932 | 12344.5229 | 0.21595 | 0 | 12714.1373 | 0.24624 | 0 | 13259.726 | 6.971 | 0
8410 | 96.0046 | 12343.7033 | 0.21559 | 0 | 12713.1258 | 0.24588 | 0 | 13257.109 | 6.6606 | 0
8411 | 96.016 | 12341.8463 | 0.21559 | 0 | 12712.6666 | 0.24577 | 0 | 13256.6387 | 6.5815 | 0
8412 | 96.0274 | 12340.8748 | 0.21532 | 0 | 12710.2958 | 0.24562 | 0 | 13255.9344 | 6.0516 | 0
8413 | 96.0388 | 12339.7557 | 0.21524 | 0 | 12710.0861 | 0.24556 | 0 | 13254.8277 | 6.013 | 0
8414 | 96.0502 | 12338.1874 | 0.21486 | 0 | 12709.2284 | 0.2454 | 0 | 13253.6504 | 5.1721 | 0
8415 | 96.0616 | 12337.2128 | 0.21455 | 0 | 12708.8153 | 0.24539 | 0 | 13248.1984 | 4.8262 | 0
8416 | 96.0731 | 12335.1111 | 0.2141 | 0 | 12704.4182 | 0.24526 | 0 | 13247.913 | 3.2144 | 0
8417 | 96.0845 | 12334.8647 | 0.21399 | 0 | 12703.4158 | 0.24507 | 0 | 13244.8366 | 2.9015 | 0
8418 | 96.0959 | 12334.2966 | 0.21369 | 0 | 12703.3226 | 0.24474 | 0 | 13243.4297 | 2.0291 | 0
8419 | 96.1073 | 12333.9578 | 0.21321 | 0 | 12702.2274 | 0.24463 | 0 | 13241.3971 | 1.6436 | 0
8420 | 96.1187 | 12333.7789 | 0.2118 | 0 | 12702.0939 | 0.24461 | 0 | 13239.7414 | 0.52419 | 0
8421 | 96.1301 | 12333.0732 | 0.21115 | 0 | 12694.9222 | 0.24459 | 0 | 13239.6379 | 0.50523 | 0
8422 | 96.1416 | 12333.0366 | 0.21111 | 0 | 12684.3441 | 0.24458 | 0 | 13236.3482 | 0.45886 | 0
8423 | 96.153 | 12332.4363 | 0.21075 | 0 | 12679.1093 | 0.24439 | 0 | 13236.177 | 0.45009 | 0
8424 | 96.1644 | 12328.6574 | 0.21039 | 0 | 12677.6104 | 0.244 | 0 | 13234.53 | 0.44763 | 0
8425 | 96.1758 | 12325.7805 | 0.21004 | 0 | 12676.6507 | 0.24399 | 0 | 13234.5055 | 0.43361 | 0
8426 | 96.1872 | 12321.2962 | 0.20936 | 0 | 12675.7 | 0.24398 | 0 | 13234.3138 | 0.43058 | 0
8427 | 96.1986 | 12318.6621 | 0.20917 | 0 | 12673.9272 | 0.24368 | 0 | 13232.2195 | 0.4153 | 0
8428 | 96.21 | 12317.6053 | 0.20867 | 0 | 12668.014 | 0.2434 | 0 | 13228.3287 | 0.41234 | 0
8429 | 96.2215 | 12316.6494 | 0.20833 | 0 | 12666.9353 | 0.24267 | 0 | 13226.3811 | 0.40988 | 0
8430 | 96.2329 | 12316.4112 | 0.20815 | 0 | 12666.3138 | 0.24209 | 0 | 13225.263 | 0.40818 | 0
8431 | 96.2443 | 12315.7705 | 0.2073 | 0 | 12665.2731 | 0.24167 | 0 | 13222.3798 | 0.40456 | 0
8432 | 96.2557 | 12314.8045 | 0.2064 | 0 | 12664.5647 | 0.24163 | 0 | 13221.5877 | 0.40343 | 0
8433 | 96.2671 | 12311.4121 | 0.20614 | 0 | 12664.0635 | 0.2415 | 0 | 13219.985 | 0.40309 | 0
8434 | 96.2785 | 12307.7766 | 0.20565 | 0 | 12663.6824 | 0.24091 | 0 | 13218.937 | 0.39771 | 0
8435 | 96.29 | 12303.4581 | 0.20565 | 0 | 12656.6432 | 0.24021 | 0 | 13218.4992 | 0.39625 | 0
8436 | 96.3014 | 12302.9356 | 0.20547 | 0 | 12655.5858 | 0.24006 | 0 | 13213.8598 | 0.39062 | 0
8437 | 96.3128 | 12302.5432 | 0.20538 | 0 | 12653.9544 | 0.23997 | 0 | 13209.2745 | 0.38796 | 0
8438 | 96.3242 | 12299.6691 | 0.20512 | 0 | 12653.3535 | 0.23989 | 0 | 13206.6924 | 0.38351 | 0
8439 | 96.3356 | 12299.2818 | 0.20462 | 0 | 12645.3113 | 0.23976 | 0 | 13203.7971 | 0.3822 | 0
8440 | 96.347 | 12298.8258 | 0.204 | 0 | 12644.1661 | 0.2397 | 0 | 13202.1954 | 0.38077 | 0
8441 | 96.3584 | 12294.7152 | 0.20367 | 0 | 12641.9691 | 0.23946 | 0 | 13201.2368 | 0.3741 | 0
8442 | 96.3699 | 12290.3908 | 0.2032 | 0 | 12639.0317 | 0.23917 | 0 | 13192.1105 | 0.36963 | 0
8443 | 96.3813 | 12289.1721 | 0.20313 | 0 | 12634.973 | 0.23891 | 0 | 13191.916 | 0.36899 | 0
8444 | 96.3927 | 12289.0182 | 0.20272 | 0 | 12634.5274 | 0.23878 | 0 | 13185.2207 | 0.36586 | 0
8445 | 96.4041 | 12287.9528 | 0.20272 | 0 | 12634.1926 | 0.23877 | 0 | 13184.425 | 0.3657 | 0
8446 | 96.4155 | 12285.5504 | 0.20228 | 0 | 12628.0407 | 0.2387 | 0 | 13183.8584 | 0.36522 | 0
8447 | 96.4269 | 12283.3941 | 0.20217 | 0 | 12624.2452 | 0.23857 | 0 | 13181.7988 | 0.36513 | 0
8448 | 96.4384 | 12282.0571 | 0.20134 | 0 | 12621.0995 | 0.23834 | 0 | 13181.0014 | 0.36039 | 0
8449 | 96.4498 | 12282.0015 | 0.19991 | 0 | 12620.5147 | 0.2375 | 0 | 13179.4632 | 0.35944 | 0
8450 | 96.4612 | 12280.9979 | 0.1996 | 0 | 12617.9647 | 0.23705 | 0 | 13178.299 | 0.3585 | 0
8451 | 96.4726 | 12277.1894 | 0.19888 | 0 | 12617.5902 | 0.23659 | 0 | 13177.9937 | 0.35742 | 0
8452 | 96.484 | 12272.4173 | 0.19886 | 0 | 12616.7091 | 0.23504 | 0 | 13175.7836 | 0.35379 | 0
8453 | 96.4954 | 12264.4422 | 0.19862 | 0 | 12614.2736 | 0.23423 | 0 | 13169.8706 | 0.35256 | 0
8454 | 96.5068 | 12263.8789 | 0.198 | 0 | 12613.0208 | 0.23359 | 0 | 13166.093 | 0.35168 | 0
8455 | 96.5183 | 12261.8718 | 0.1971 | 0 | 12612.7275 | 0.23355 | 0 | 13165.1693 | 0.34914 | 0
8456 | 96.5297 | 12258.0041 | 0.1968 | 0 | 12610.1158 | 0.23329 | 0 | 13162.8491 | 0.3485 | 0
8457 | 96.5411 | 12257.8551 | 0.1965 | 0 | 12610.0366 | 0.2329 | 0 | 13160.3476 | 0.3477 | 0
8458 | 96.5525 | 12257.5145 | 0.19619 | 0 | 12609.7351 | 0.23222 | 0 | 13159.7763 | 0.34639 | 0
8459 | 96.5639 | 12249.6765 | 0.19582 | 0 | 12608.7183 | 0.23213 | 0 | 13155.6262 | 0.34532 | 0
8460 | 96.5753 | 12249.6543 | 0.19574 | 0 | 12608.6871 | 0.23195 | 0 | 13155.5087 | 0.34306 | 0
8461 | 96.5868 | 12246.7907 | 0.19564 | 0 | 12608.2525 | 0.23177 | 0 | 13149.6741 | 0.34304 | 0
8462 | 96.5982 | 12245.0465 | 0.19557 | 0 | 12604.2064 | 0.23153 | 0 | 13146.7066 | 0.3424 | 0
8463 | 96.6096 | 12236.6598 | 0.19544 | 0 | 12601.9008 | 0.23132 | 0 | 13145.4934 | 0.34201 | 0
8464 | 96.621 | 12235.9944 | 0.19485 | 0 | 12601.0397 | 0.23044 | 0 | 13144.4739 | 0.34117 | 0
8465 | 96.6324 | 12235.7951 | 0.19311 | 0 | 12597.6512 | 0.23043 | 0 | 13141.8013 | 0.33879 | 0
8466 | 96.6438 | 12235.7556 | 0.1926 | 0 | 12597.0434 | 0.23014 | 0 | 13141.1745 | 0.33711 | 0
8467 | 96.6553 | 12231.2334 | 0.19255 | 0 | 12595.8623 | 0.22959 | 0 | 13138.8317 | 0.33665 | 0
8468 | 96.6667 | 12230.7201 | 0.19252 | 0 | 12593.895 | 0.22891 | 0 | 13137.5989 | 0.33493 | 0
8469 | 96.6781 | 12228.5833 | 0.19184 | 0 | 12593.14 | 0.2289 | 0 | 13135.1694 | 0.33396 | 0
8470 | 96.6895 | 12226.9709 | 0.19162 | 0 | 12591.2023 | 0.2283 | 0 | 13134.9514 | 0.33033 | 0
8471 | 96.7009 | 12221.6495 | 0.1912 | 0 | 12590.1626 | 0.22765 | 0 | 13132.2263 | 0.32936 | 0
8472 | 96.7123 | 12220.3337 | 0.19108 | 0 | 12586.0659 | 0.22752 | 0 | 13131.3558 | 0.3283 | 0
8473 | 96.7237 | 12216.6285 | 0.19092 | 0 | 12583.4024 | 0.22745 | 0 | 13129.6256 | 0.32717 | 0
8474 | 96.7352 | 12215.8841 | 0.19066 | 0 | 12582.7302 | 0.22722 | 0 | 13128.9879 | 0.32469 | 0
8475 | 96.7466 | 12213.9356 | 0.19052 | 0 | 12582.6371 | 0.22715 | 0 | 13124.6155 | 0.32414 | 0
8476 | 96.758 | 12213.2781 | 0.1905 | 0 | 12581.1834 | 0.22668 | 0 | 13122.7631 | 0.32411 | 0
8477 | 96.7694 | 12212.5443 | 0.19042 | 0 | 12579.06 | 0.22639 | 0 | 13119.524 | 0.32394 | 0
8478 | 96.7808 | 12210.9902 | 0.18988 | 0 | 12577.7737 | 0.2259 | 0 | 13119.1697 | 0.32085 | 0
8479 | 96.7922 | 12210.4158 | 0.18983 | 0 | 12576.9408 | 0.22467 | 0 | 13117.9106 | 0.32027 | 0
8480 | 96.8037 | 12205.8132 | 0.18981 | 0 | 12573.8802 | 0.22453 | 0 | 13114.8623 | 0.32018 | 0
8481 | 96.8151 | 12205.1879 | 0.18956 | 0 | 12573.7005 | 0.224 | 0 | 13112.8488 | 0.31553 | 0
8482 | 96.8265 | 12204.6135 | 0.18906 | 0 | 12563.9061 | 0.22321 | 0 | 13109.9808 | 0.31528 | 0
8483 | 96.8379 | 12203.0702 | 0.18798 | 0 | 12563.3379 | 0.22305 | 0 | 13105.777 | 0.31321 | 0
8484 | 96.8493 | 12202.8882 | 0.18792 | 0 | 12559.8614 | 0.22293 | 0 | 13105.0225 | 0.30943 | 0
8485 | 96.8607 | 12202.2565 | 0.1879 | 0 | 12558.3808 | 0.22285 | 0 | 13103.7771 | 0.30902 | 0
8486 | 96.8721 | 12200.2291 | 0.1876 | 0 | 12556.9253 | 0.22252 | 0 | 13103.6541 | 0.30786 | 0
8487 | 96.8836 | 12199.1187 | 0.1874 | 0 | 12555.4919 | 0.22239 | 0 | 13100.3203 | 0.30764 | 0
8488 | 96.895 | 12194.9311 | 0.18725 | 0 | 12550.4529 | 0.22231 | 0 | 13099.6643 | 0.30726 | 0
8489 | 96.9064 | 12194.8176 | 0.18626 | 0 | 12550.0194 | 0.22069 | 0 | 13095.7649 | 0.30404 | 0
8490 | 96.9178 | 12194.4437 | 0.18593 | 0 | 12548.9877 | 0.22053 | 0 | 13090.6771 | 0.30398 | 0
8491 | 96.9292 | 12191.3593 | 0.18559 | 0 | 12548.6483 | 0.22053 | 0 | 13090.2239 | 0.30388 | 0
8492 | 96.9406 | 12185.0018 | 0.18541 | 0 | 12548.5323 | 0.22053 | 0 | 13089.4717 | 0.30286 | 0
8493 | 96.9521 | 12183.8524 | 0.18532 | 0 | 12548.072 | 0.22041 | 0 | 13089.4251 | 0.30172 | 0
8494 | 96.9635 | 12183.2276 | 0.18523 | 0 | 12546.8829 | 0.22021 | 0 | 13086.7935 | 0.30159 | 0
8495 | 96.9749 | 12181.6727 | 0.18517 | 0 | 12544.5587 | 0.21946 | 0 | 13085.9277 | 0.30025 | 0
8496 | 96.9863 | 12181.5385 | 0.18439 | 0 | 12541.2743 | 0.21928 | 0 | 13080.3836 | 0.29725 | 0
8497 | 96.9977 | 12180.2952 | 0.18287 | 0 | 12540.7566 | 0.21892 | 0 | 13079.3259 | 0.29679 | 0
8498 | 97.0091 | 12172.3627 | 0.18179 | 0 | 12539.818 | 0.21767 | 0 | 13078.5072 | 0.29552 | 0
8499 | 97.0205 | 12171.6608 | 0.18152 | 0 | 12535.9347 | 0.21752 | 0 | 13074.5379 | 0.29312 | 0
8500 | 97.032 | 12169.3926 | 0.1813 | 0 | 12534.8536 | 0.2174 | 0 | 13072.4337 | 0.29261 | 0
8501 | 97.0434 | 12167.6603 | 0.18076 | 0 | 12533.4171 | 0.21591 | 0 | 13071.5994 | 0.2923 | 0
8502 | 97.0548 | 12166.5045 | 0.18071 | 0 | 12533.1643 | 0.21588 | 0 | 13067.2283 | 0.29193 | 0
8503 | 97.0662 | 12166.4626 | 0.18017 | 0 | 12532.1354 | 0.21569 | 0 | 13065.4528 | 0.29189 | 0
8504 | 97.0776 | 12166.1823 | 0.17917 | 0 | 12532.1027 | 0.21515 | 0 | 13063.8248 | 0.29187 | 0
8505 | 97.089 | 12165.022 | 0.17893 | 0 | 12530.5885 | 0.21444 | 0 | 13056.4653 | 0.2912 | 0
8506 | 97.1005 | 12164.2409 | 0.17809 | 0 | 12529.6753 | 0.21406 | 0 | 13053.7776 | 0.29011 | 0
8507 | 97.1119 | 12163.4106 | 0.17784 | 0 | 12527.2341 | 0.21383 | 0 | 13052.8533 | 0.28915 | 0
8508 | 97.1233 | 12162.5637 | 0.17716 | 0 | 12523.96 | 0.21365 | 0 | 13052.6669 | 0.28832 | 0
8509 | 97.1347 | 12152.5895 | 0.17677 | 0 | 12523.295 | 0.21365 | 0 | 13051.9083 | 0.28796 | 0
8510 | 97.1461 | 12151.8757 | 0.17633 | 0 | 12520.8553 | 0.21312 | 0 | 13050.1339 | 0.28722 | 0
8511 | 97.1575 | 12149.0912 | 0.17565 | 0 | 12520.5694 | 0.21283 | 0 | 13047.7006 | 0.28649 | 0
8512 | 97.1689 | 12147.0296 | 0.17562 | 0 | 12518.2915 | 0.21257 | 0 | 13047.0186 | 0.28615 | 0
8513 | 97.1804 | 12146.1286 | 0.17502 | 0 | 12509.6 | 0.21215 | 0 | 13045.9915 | 0.28471 | 0
8514 | 97.1918 | 12140.6041 | 0.1746 | 0 | 12503.8951 | 0.21172 | 0 | 13044.0307 | 0.28453 | 0
8515 | 97.2032 | 12140.2253 | 0.17442 | 0 | 12498.1373 | 0.21146 | 0 | 13042.6823 | 0.28414 | 0
8516 | 97.2146 | 12139.9351 | 0.17435 | 0 | 12496.4561 | 0.21128 | 0 | 13041.8439 | 0.28377 | 0
8517 | 97.226 | 12139.0258 | 0.17386 | 0 | 12495.8064 | 0.21128 | 0 | 13041.4261 | 0.28295 | 0
8518 | 97.2374 | 12137.6109 | 0.17381 | 0 | 12495.8058 | 0.21043 | 0 | 13032.3814 | 0.28261 | 0
8519 | 97.2489 | 12137.5537 | 0.17352 | 0 | 12495.7753 | 0.21043 | 0 | 13030.6562 | 0.27852 | 0
8520 | 97.2603 | 12135.2916 | 0.17275 | 0 | 12495.679 | 0.21005 | 0 | 13028.3674 | 0.27814 | 0
8521 | 97.2717 | 12134.4025 | 0.17184 | 0 | 12491.5229 | 0.20997 | 0 | 13026.8838 | 0.27735 | 0
8522 | 97.2831 | 12131.7519 | 0.17042 | 0 | 12490.3743 | 0.20969 | 0 | 13025.2929 | 0.27538 | 0
8523 | 97.2945 | 12131.2111 | 0.17034 | 0 | 12487.3846 | 0.2094 | 0 | 13022.8761 | 0.27463 | 0
8524 | 97.3059 | 12130.2527 | 0.16879 | 0 | 12486.6247 | 0.20919 | 0 | 13019.2872 | 0.2746 | 0
8525 | 97.3174 | 12130.0245 | 0.16804 | 0 | 12483.2328 | 0.209 | 0 | 13017.2304 | 0.27416 | 0
8526 | 97.3288 | 12127.1574 | 0.16751 | 0 | 12474.0702 | 0.20887 | 0 | 13015.7537 | 0.2734 | 0
8527 | 97.3402 | 12119.9265 | 0.1656 | 0 | 12473.1965 | 0.20885 | 0 | 13014.9526 | 0.27299 | 0
8528 | 97.3516 | 12115.1719 | 0.16517 | 0 | 12469.9101 | 0.20838 | 0 | 13014.5884 | 0.2723 | 0
8529 | 97.363 | 12114.0403 | 0.16489 | 0 | 12468.2109 | 0.20805 | 0 | 13014.026 | 0.27146 | 0
8530 | 97.3744 | 12113.6373 | 0.16441 | 0 | 12467.9294 | 0.20753 | 0 | 13004.0322 | 0.2714 | 0
8531 | 97.3858 | 12112.8393 | 0.16424 | 0 | 12467.8312 | 0.20744 | 0 | 13003.6193 | 0.27077 | 0
8532 | 97.3973 | 12110.0109 | 0.16334 | 0 | 12466.7202 | 0.20742 | 0 | 13003.0534 | 0.27071 | 0
8533 | 97.4087 | 12109.3793 | 0.16203 | 0 | 12463.7129 | 0.20729 | 0 | 13000.7805 | 0.2692 | 0
8534 | 97.4201 | 12106.0594 | 0.16133 | 0 | 12460.0747 | 0.20698 | 0 | 12997.0375 | 0.2676 | 0
8535 | 97.4315 | 12103.9821 | 0.16132 | 0 | 12458.1171 | 0.20681 | 0 | 12995.1931 | 0.26759 | 0
8536 | 97.4429 | 12102.6132 | 0.16068 | 0 | 12458.11 | 0.20665 | 0 | 12995.0667 | 0.26745 | 0
8537 | 97.4543 | 12101.2573 | 0.15984 | 0 | 12455.8807 | 0.2066 | 0 | 12993.2057 | 0.26584 | 0
8538 | 97.4658 | 12097.0839 | 0.15949 | 0 | 12451.4269 | 0.20659 | 0 | 12987.7604 | 0.26566 | 0
8539 | 97.4772 | 12095.4525 | 0.15921 | 0 | 12446.8601 | 0.20638 | 0 | 12987.25 | 0.26211 | 0
8540 | 97.4886 | 12095.1014 | 0.15828 | 0 | 12444.1134 | 0.20611 | 0 | 12986.9638 | 0.26082 | 0
8541 | 97.5 | 12090.7285 | 0.15741 | 0 | 12439.9517 | 0.20568 | 0 | 12986.7121 | 0.26035 | 0
8542 | 97.5114 | 12090.5176 | 0.15597 | 0 | 12438.7401 | 0.20556 | 0 | 12983.3718 | 0.25952 | 0
8543 | 97.5228 | 12088.8164 | 0.15565 | 0 | 12436.9629 | 0.20555 | 0 | 12980.7884 | 0.25851 | 0
8544 | 97.5342 | 12086.8969 | 0.15541 | 0 | 12436.4442 | 0.20519 | 0 | 12978.6297 | 0.25841 | 0
8545 | 97.5457 | 12085.5484 | 0.15515 | 0 | 12435.0552 | 0.20468 | 0 | 12976.5031 | 0.25695 | 0
8546 | 97.5571 | 12084.5177 | 0.15473 | 0 | 12434.9871 | 0.20441 | 0 | 12975.9608 | 0.25673 | 0
8547 | 97.5685 | 12083.9058 | 0.15383 | 0 | 12434.9751 | 0.20377 | 0 | 12974.9088 | 0.2562 | 0
8548 | 97.5799 | 12080.7178 | 0.15373 | 0 | 12433.3566 | 0.20326 | 0 | 12973.8625 | 0.25472 | 0
8549 | 97.5913 | 12076.4379 | 0.15227 | 0 | 12431.7547 | 0.20272 | 0 | 12969.4145 | 0.25417 | 0
8550 | 97.6027 | 12071.6623 | 0.15011 | 0 | 12430.1784 | 0.20215 | 0 | 12968.7212 | 0.25361 | 0
8551 | 97.6142 | 12070.5727 | 0.15004 | 0 | 12428.4417 | 0.20103 | 0 | 12966.6415 | 0.25311 | 0
8552 | 97.6256 | 12069.0927 | 0.14982 | 0 | 12423.0273 | 0.20102 | 0 | 12965.1676 | 0.25281 | 0
8553 | 97.637 | 12066.7321 | 0.14862 | 0 | 12418.5732 | 0.20094 | 0 | 12964.7667 | 0.25216 | 0
8554 | 97.6484 | 12066.1008 | 0.14618 | 0 | 12418.5626 | 0.20009 | 0 | 12964.5659 | 0.25199 | 0
8555 | 97.6598 | 12065.6818 | 0.14518 | 0 | 12417.4242 | 0.19985 | 0 | 12961.8769 | 0.25117 | 0
8556 | 97.6712 | 12063.5746 | 0.14458 | 0 | 12415.9791 | 0.19955 | 0 | 12960.8309 | 0.25081 | 0
8557 | 97.6826 | 12063.4717 | 0.14385 | 0 | 12413.7046 | 0.19889 | 0 | 12958.4914 | 0.25028 | 0
8558 | 97.6941 | 12062.5774 | 0.14366 | 0 | 12410.9837 | 0.19868 | 0 | 12953.9492 | 0.2487 | 0
8559 | 97.7055 | 12062.3971 | 0.14361 | 0 | 12409.8242 | 0.19836 | 0 | 12952.3359 | 0.24853 | 0
8560 | 97.7169 | 12060.1958 | 0.143 | 0 | 12408.8422 | 0.19802 | 0 | 12949.912 | 0.24804 | 0
8561 | 97.7283 | 12059.6545 | 0.14205 | 0 | 12405.7291 | 0.19772 | 0 | 12949.5389 | 0.24783 | 0
8562 | 97.7397 | 12059.2023 | 0.14044 | 0 | 12405.3146 | 0.1971 | 0 | 12946.1668 | 0.2475 | 0
8563 | 97.7511 | 12057.8697 | 0.14013 | 0 | 12403.5272 | 0.19694 | 0 | 12943.5828 | 0.24744 | 0
8564 | 97.7626 | 12056.2864 | 0.13989 | 0 | 12401.5733 | 0.19688 | 0 | 12942.0634 | 0.24741 | 0
8565 | 97.774 | 12052.6769 | 0.13883 | 0 | 12401.0273 | 0.19662 | 0 | 12940.117 | 0.24655 | 0
8566 | 97.7854 | 12049.6676 | 0.1382 | 0 | 12397.2561 | 0.19652 | 0 | 12938.7819 | 0.24577 | 0
8567 | 97.7968 | 12048.4254 | 0.13511 | 0 | 12397.1439 | 0.19615 | 0 | 12927.8734 | 0.24575 | 0
8568 | 97.8082 | 12047.7536 | 0.13217 | 0 | 12396.3076 | 0.19583 | 0 | 12920.3645 | 0.24527 | 0
8569 | 97.8196 | 12044.9817 | 0.13118 | 0 | 12390.7141 | 0.19526 | 0 | 12920.1329 | 0.24453 | 0
8570 | 97.8311 | 12042.2458 | 0.12838 | 0 | 12388.9245 | 0.19517 | 0 | 12917.8213 | 0.24412 | 0
8571 | 97.8425 | 12041.9171 | 0.12775 | 0 | 12387.3834 | 0.19516 | 0 | 12917.6947 | 0.24319 | 0
8572 | 97.8539 | 12037.0017 | 0.12744 | 0 | 12386.7977 | 0.1929 | 0 | 12913.2063 | 0.24283 | 0
8573 | 97.8653 | 12033.9541 | 0.12713 | 0 | 12385.0335 | 0.19273 | 0 | 12912.3915 | 0.2418 | 0
8574 | 97.8767 | 12032.2012 | 0.12561 | 0 | 12384.454 | 0.19242 | 0 | 12912.0103 | 0.24128 | 0
8575 | 97.8881 | 12031.9652 | 0.12425 | 0 | 12383.6333 | 0.19163 | 0 | 12911.8082 | 0.24028 | 0
8576 | 97.8995 | 12031.7747 | 0.12404 | 0 | 12383.4002 | 0.19111 | 0 | 12911.6641 | 0.23996 | 0
8577 | 97.911 | 12030.2361 | 0.12162 | 0 | 12383.295 | 0.19074 | 0 | 12910.9862 | 0.23876 | 0
8578 | 97.9224 | 12024.3517 | 0.12132 | 0 | 12383.2747 | 0.18954 | 0 | 12910.8987 | 0.23867 | 0
8579 | 97.9338 | 12023.7298 | 0.11851 | 0 | 12380.5541 | 0.18783 | 0 | 12909.141 | 0.23752 | 0
8580 | 97.9452 | 12023.3169 | 0.11471 | 0 | 12374.1956 | 0.18765 | 0 | 12908.644 | 0.23689 | 0
8581 | 97.9566 | 12022.5177 | 0.11221 | 0 | 12371.141 | 0.18759 | 0 | 12908.4292 | 0.23366 | 0
8582 | 97.968 | 12022.1167 | 0.11175 | 0 | 12367.0053 | 0.18724 | 0 | 12908.3623 | 0.23176 | 0
8583 | 97.9795 | 12019.028 | 0.11076 | 0 | 12363.9252 | 0.18596 | 0 | 12907.2538 | 0.23122 | 0
8584 | 97.9909 | 12016.9334 | 0.10544 | 0 | 12363.7033 | 0.18423 | 0 | 12905.0457 | 0.22959 | 0
8585 | 98.0023 | 12011.8534 | 0.10385 | 0 | 12359.7263 | 0.184 | 0 | 12903.872 | 0.22932 | 0
8586 | 98.0137 | 12009.5232 | 0.098855 | 0 | 12357.3808 | 0.18399 | 0 | 12902.1504 | 0.22711 | 0
8587 | 98.0251 | 12007.7565 | 0.098658 | 0 | 12356.0215 | 0.18384 | 0 | 12902.0672 | 0.22476 | 0
8588 | 98.0365 | 12005.8374 | 0.094111 | 0 | 12354.3081 | 0.18336 | 0 | 12901.0058 | 0.22248 | 0
8589 | 98.0479 | 12004.0015 | 0.091427 | 0 | 12352.5273 | 0.18311 | 0 | 12900.4428 | 0.22228 | 0
8590 | 98.0594 | 12001.9706 | 0.091182 | 0 | 12351.628 | 0.1831 | 0 | 12898.7718 | 0.22195 | 0
8591 | 98.0708 | 11989.335 | 0.089453 | 0 | 12351.6053 | 0.18283 | 0 | 12895.5816 | 0.22154 | 0
8592 | 98.0822 | 11988.9956 | 0.0832 | 0 | 12346.6347 | 0.18224 | 0 | 12894.4633 | 0.2204 | 0
8593 | 98.0936 | 11986.8741 | 0.080502 | 0 | 12340.3686 | 0.1814 | 0 | 12893.2697 | 0.22012 | 0
8594 | 98.105 | 11986.2619 | 0.074745 | 0 | 12339.1755 | 0.18132 | 0 | 12892.9044 | 0.21929 | 0
8595 | 98.1164 | 11985.4486 | 0.051167 | 0 | 12339.1473 | 0.18129 | 0 | 12892.3032 | 0.21763 | 0
8596 | 98.1279 | 11985.2335 | 0 | 0 | 12338.7912 | 0.17981 | 0 | 12888.1801 | 0.21691 | 0
8597 | 98.1393 | 11979.008 | 0 | 0 | 12338.3905 | 0.1782 | 0 | 12878.5233 | 0.21622 | 0
8598 | 98.1507 | 11970.2054 | 0 | 0 | 12336.9351 | 0.17814 | 0 | 12877.2017 | 0.21516 | 0
8599 | 98.1621 | 11969.3643 | 0 | 0 | 12336.6182 | 0.17771 | 0 | 12873.9603 | 0.21504 | 0
8600 | 98.1735 | 11962.6521 | 0 | 0 | 12335.7446 | 0.17731 | 0 | 12873.1541 | 0.21479 | 0
8601 | 98.1849 | 11962.3059 | 0 | 0 | 12334.2944 | 0.17713 | 0 | 12872.8276 | 0.21447 | 0
8602 | 98.1963 | 11962.3042 | 0 | 0 | 12332.6384 | 0.17661 | 0 | 12868.5743 | 0.21411 | 0
8603 | 98.2078 | 11958.3136 | 0 | 0 | 12332.3872 | 0.17658 | 0 | 12866.7459 | 0.21405 | 0
8604 | 98.2192 | 11957.7624 | 0 | 0 | 12327.1261 | 0.17595 | 0 | 12863.6239 | 0.21304 | 0
8605 | 98.2306 | 11954.1866 | 0 | 0 | 12326.4073 | 0.17299 | 0 | 12861.9709 | 0.21288 | 0
8606 | 98.242 | 11949.3734 | 0 | 0 | 12324.2053 | 0.17112 | 0 | 12860.6085 | 0.21239 | 0
8607 | 98.2534 | 11947.1536 | 0 | 0 | 12318.1882 | 0.17088 | 0 | 12857.7678 | 0.21139 | 0
8608 | 98.2648 | 11943.1117 | 0 | 0 | 12313.0446 | 0.17065 | 0 | 12855.3876 | 0.21071 | 0
8609 | 98.2763 | 11939.8724 | 0 | 0 | 12309.6854 | 0.17006 | 0 | 12854.7075 | 0.20461 | 0
8610 | 98.2877 | 11939.642 | 0 | 0 | 12304.3389 | 0.16877 | 0 | 12853.8733 | 0.20337 | 0
8611 | 98.2991 | 11938.3269 | 0 | 0 | 12300.3957 | 0.16798 | 0 | 12849.3628 | 0.20277 | 0
8612 | 98.3105 | 11937.8973 | 0 | 0 | 12299.132 | 0.16734 | 0 | 12845.0087 | 0.20094 | 0
8613 | 98.3219 | 11937.7122 | 0 | 0 | 12290.6111 | 0.16652 | 0 | 12844.7951 | 0.19996 | 0
8614 | 98.3333 | 11936.9536 | 0 | 0 | 12289.171 | 0.16615 | 0 | 12843.7697 | 0.19959 | 0
8615 | 98.3447 | 11936.2108 | 0 | 0 | 12288.0065 | 0.16611 | 0 | 12840.6816 | 0.19839 | 0
8616 | 98.3562 | 11933.8347 | 0 | 0 | 12278.9195 | 0.1651 | 0 | 12833.2703 | 0.19636 | 0
8617 | 98.3676 | 11930.8458 | 0 | 0 | 12277.8442 | 0.16436 | 0 | 12832.4604 | 0.19605 | 0
8618 | 98.379 | 11927.558 | 0 | 0 | 12277.596 | 0.16397 | 0 | 12831.4899 | 0.19551 | 0
8619 | 98.3904 | 11925.6247 | 0 | 0 | 12276.038 | 0.16396 | 0 | 12829.4946 | 0.19343 | 0
8620 | 98.4018 | 11923.458 | 0 | 0 | 12271.896 | 0.16315 | 0 | 12828.4242 | 0.19218 | 0
8621 | 98.4132 | 11922.5246 | 0 | 0 | 12269.1853 | 0.16161 | 0 | 12826.873 | 0.19092 | 0
8622 | 98.4247 | 11920.4172 | 0 | 0 | 12268.7727 | 0.16124 | 0 | 12826.693 | 0.19033 | 0
8623 | 98.4361 | 11919.9464 | 0 | 0 | 12267.0591 | 0.15753 | 0 | 12819.0987 | 0.18617 | 0
8624 | 98.4475 | 11919.4173 | 0 | 0 | 12264.784 | 0.15594 | 0 | 12818.6735 | 0.18358 | 0
8625 | 98.4589 | 11917.4732 | 0 | 0 | 12259.8857 | 0.15519 | 0 | 12816.3773 | 0.18297 | 0
8626 | 98.4703 | 11906.1866 | 0 | 0 | 12254.2939 | 0.15488 | 0 | 12815.5296 | 0.18286 | 0
8627 | 98.4817 | 11904.1007 | 0 | 0 | 12254.0621 | 0.15231 | 0 | 12815.0883 | 0.18239 | 0
8628 | 98.4932 | 11900.9207 | 0 | 0 | 12252.9283 | 0.151 | 0 | 12814.8399 | 0.18235 | 0
8629 | 98.5046 | 11900.7389 | 0 | 0 | 12252.3759 | 0.15049 | 0 | 12814.6251 | 0.18218 | 0
8630 | 98.516 | 11894.8957 | 0 | 0 | 12249.9666 | 0.14804 | 0 | 12810.6978 | 0.18002 | 0
8631 | 98.5274 | 11894.47 | 0 | 0 | 12249.4107 | 0.14638 | 0 | 12807.1063 | 0.17933 | 0
8632 | 98.5388 | 11889.5302 | 0 | 0 | 12240.2344 | 0.14493 | 0 | 12806.9806 | 0.17921 | 0
8633 | 98.5502 | 11889.4946 | 0 | 0 | 12235.9356 | 0.14491 | 0 | 12804.4198 | 0.17706 | 0
8634 | 98.5616 | 11887.7058 | 0 | 0 | 12235.4815 | 0.14472 | 0 | 12794.085 | 0.17585 | 0
8635 | 98.5731 | 11887.0865 | 0 | 0 | 12233.08 | 0.14467 | 0 | 12790.807 | 0.17487 | 0
8636 | 98.5845 | 11886.3068 | 0 | 0 | 12231.7039 | 0.1437 | 0 | 12783.3893 | 0.17259 | 0
8637 | 98.5959 | 11884.7071 | 0 | 0 | 12229.8363 | 0.1429 | 0 | 12783.1018 | 0.17086 | 0
8638 | 98.6073 | 11875.0986 | 0 | 0 | 12225.5142 | 0.14256 | 0 | 12783.0673 | 0.17033 | 0
8639 | 98.6187 | 11874.5192 | 0 | 0 | 12225.0691 | 0.14225 | 0 | 12779.7491 | 0.16383 | 0
8640 | 98.6301 | 11860.7418 | 0 | 0 | 12222.2736 | 0.13966 | 0 | 12778.7787 | 0.16261 | 0
8641 | 98.6416 | 11859.3539 | 0 | 0 | 12220.0376 | 0.1394 | 0 | 12776.7711 | 0.16198 | 0
8642 | 98.653 | 11857.3213 | 0 | 0 | 12218.3477 | 0.13553 | 0 | 12775.3127 | 0.1616 | 0
8643 | 98.6644 | 11855.0168 | 0 | 0 | 12217.3663 | 0.13192 | 0 | 12770.5114 | 0.15665 | 0
8644 | 98.6758 | 11854.921 | 0 | 0 | 12215.7981 | 0.12803 | 0 | 12768.1758 | 0.15449 | 0
8645 | 98.6872 | 11852.1791 | 0 | 0 | 12207.5774 | 0.12552 | 0 | 12764.909 | 0.14959 | 0
8646 | 98.6986 | 11850.7419 | 0 | 0 | 12205.9881 | 0.1226 | 0 | 12758.7831 | 0.14937 | 0
8647 | 98.71 | 11846.4055 | 0 | 0 | 12205.6408 | 0.12256 | 0 | 12758.6846 | 0.14724 | 0
8648 | 98.7215 | 11841.3811 | 0 | 0 | 12204.9951 | 0.11834 | 0 | 12753.7868 | 0.14686 | 0
8649 | 98.7329 | 11839.7495 | 0 | 0 | 12203.3568 | 0.11772 | 0 | 12750.5334 | 0.146 | 0
8650 | 98.7443 | 11838.0889 | 0 | 0 | 12198.1943 | 0.11456 | 0 | 12748.1793 | 0.14174 | 0
8651 | 98.7557 | 11834.693 | 0 | 0 | 12193.2832 | 0.11222 | 0 | 12738.4061 | 0.13965 | 0
8652 | 98.7671 | 11834.0208 | 0 | 0 | 12186.4182 | 0.093851 | 0 | 12738.0099 | 0.12873 | 0
8653 | 98.7785 | 11833.8173 | 0 | 0 | 12178.8555 | 0.085553 | 0 | 12737.6449 | 0.12131 | 0
8654 | 98.79 | 11830.3826 | 0 | 0 | 12174.6218 | 0.078055 | 0 | 12734.244 | 0.11985 | 0
8655 | 98.8014 | 11825.0719 | 0 | 0 | 12174.1705 | 0.070801 | 0 | 12727.2072 | 0.11567 | 0
8656 | 98.8128 | 11823.8088 | 0 | 0 | 12171.1328 | 0.066614 | 0 | 12718.9952 | 0.11552 | 0
8657 | 98.8242 | 11823.0779 | 0 | 0 | 12169.1955 | 0.060583 | 0 | 12710.1001 | 0.11246 | 0
8658 | 98.8356 | 11822.0418 | 0 | 0 | 12169.0891 | 0 | 0 | 12706.0007 | 0.10369 | 0
8659 | 98.847 | 11820.6547 | 0 | 0 | 12168.892 | 0 | 0 | 12700.6837 | 0.0991 | 0
8660 | 98.8584 | 11817.8636 | 0 | 0 | 12166.9979 | 0 | 0 | 12698.6715 | 0.082923 | 0
8661 | 98.8699 | 11814.4765 | 0 | 0 | 12161.1937 | 0 | 0 | 12696.0583 | 0 | 0
8662 | 98.8813 | 11813.1574 | 0 | 0 | 12158.6224 | 0 | 0 | 12689.4744 | 0 | 0
8663 | 98.8927 | 11809.5515 | 0 | 0 | 12157.9782 | 0 | 0 | 12688.5593 | 0 | 0
8664 | 98.9041 | 11802.0659 | 0 | 0 | 12157.5933 | 0 | 0 | 12678.284 | 0 | 0
8665 | 98.9155 | 11790.8063 | 0 | 0 | 12156.7129 | 0 | 0 | 12678.0635 | 0 | 0
8666 | 98.9269 | 11790.3835 | 0 | 0 | 12130.755 | 0 | 0 | 12676.8445 | 0 | 0
8667 | 98.9384 | 11788.7125 | 0 | 0 | 12130.3508 | 0 | 0 | 12674.4163 | 0 | 0
8668 | 98.9498 | 11787.247 | 0 | 0 | 12129.1278 | 0 | 0 | 12672.0592 | 0 | 0
8669 | 98.9612 | 11785.3046 | 0 | 0 | 12125.0394 | 0 | 0 | 12668.2394 | 0 | 0
8670 | 98.9726 | 11779.6704 | 0 | 0 | 12120.3383 | 0 | 0 | 12663.7857 | 0 | 0
8671 | 98.984 | 11760.255 | 0 | 0 | 12104.076 | 0 | 0 | 12660.653 | 0 | 0
8672 | 98.9954 | 11760.1691 | 0 | 0 | 12101.3583 | 0 | 0 | 12660.4696 | 0 | 0
8673 | 99.0068 | 11757.4536 | 0 | 0 | 12099.0867 | 0 | 0 | 12658.4174 | 0 | 0
8674 | 99.0183 | 11756.2241 | 0 | 0 | 12097.1509 | 0 | 0 | 12657.35 | 0 | 0
8675 | 99.0297 | 11751.7277 | 0 | 0 | 12092.7226 | 0 | 0 | 12651.4032 | 0 | 0
8676 | 99.0411 | 11747.9703 | 0 | 0 | 12090.9915 | 0 | 0 | 12651.3479 | 0 | 0
8677 | 99.0525 | 11744.359 | 0 | 0 | 12088.55 | 0 | 0 | 12649.9409 | 0 | 0
8678 | 99.0639 | 11737.0058 | 0 | 0 | 12078.6904 | 0 | 0 | 12649.8211 | 0 | 0
8679 | 99.0753 | 11735.6933 | 0 | 0 | 12075.709 | 0 | 0 | 12642.7503 | 0 | 0
8680 | 99.0868 | 11732.9673 | 0 | 0 | 12075.6137 | 0 | 0 | 12638.7207 | 0 | 0
8681 | 99.0982 | 11727.0501 | 0 | 0 | 12073.332 | 0 | 0 | 12637.1031 | 0 | 0
8682 | 99.1096 | 11725.6347 | 0 | 0 | 12072.1682 | 0 | 0 | 12637.0066 | 0 | 0
8683 | 99.121 | 11725.4658 | 0 | 0 | 12071.3856 | 0 | 0 | 12635.5077 | 0 | 0
8684 | 99.1324 | 11717.8751 | 0 | 0 | 12071.3612 | 0 | 0 | 12630.1471 | 0 | 0
8685 | 99.1438 | 11716.0233 | 0 | 0 | 12065.5648 | 0 | 0 | 12628.5654 | 0 | 0
8686 | 99.1553 | 11704.782 | 0 | 0 | 12057.4668 | 0 | 0 | 12626.0045 | 0 | 0
8687 | 99.1667 | 11700.4526 | 0 | 0 | 12051.1177 | 0 | 0 | 12621.6134 | 0 | 0
8688 | 99.1781 | 11694.8255 | 0 | 0 | 12047.4101 | 0 | 0 | 12618.0574 | 0 | 0
8689 | 99.1895 | 11690.1446 | 0 | 0 | 12046.7375 | 0 | 0 | 12617.9806 | 0 | 0
8690 | 99.2009 | 11689.1597 | 0 | 0 | 12043.7157 | 0 | 0 | 12615.6953 | 0 | 0
8691 | 99.2123 | 11688.8993 | 0 | 0 | 12033.8571 | 0 | 0 | 12611.2356 | 0 | 0
8692 | 99.2237 | 11687.6793 | 0 | 0 | 12031.2336 | 0 | 0 | 12610.095 | 0 | 0
8693 | 99.2352 | 11684.7759 | 0 | 0 | 12019.8717 | 0 | 0 | 12596.612 | 0 | 0
8694 | 99.2466 | 11682.1904 | 0 | 0 | 12018.5158 | 0 | 0 | 12592.6936 | 0 | 0
8695 | 99.258 | 11676.2917 | 0 | 0 | 12014.0014 | 0 | 0 | 12573.7591 | 0 | 0
8696 | 99.2694 | 11656.324 | 0 | 0 | 12003.7108 | 0 | 0 | 12568.3601 | 0 | 0
8697 | 99.2808 | 11654.5281 | 0 | 0 | 12001.8475 | 0 | 0 | 12564.406 | 0 | 0
8698 | 99.2922 | 11648.372 | 0 | 0 | 11999.2207 | 0 | 0 | 12563.8092 | 0 | 0
8699 | 99.3037 | 11644.7144 | 0 | 0 | 11993.2605 | 0 | 0 | 12563.0469 | 0 | 0
8700 | 99.3151 | 11644.2644 | 0 | 0 | 11990.7951 | 0 | 0 | 12561.8601 | 0 | 0
8701 | 99.3265 | 11631.5953 | 0 | 0 | 11984.4596 | 0 | 0 | 12547.8968 | 0 | 0
8702 | 99.3379 | 11629.566 | 0 | 0 | 11983.831 | 0 | 0 | 12543.9607 | 0 | 0
8703 | 99.3493 | 11614.2661 | 0 | 0 | 11980.3732 | 0 | 0 | 12539.499 | 0 | 0
8704 | 99.3607 | 11604.01 | 0 | 0 | 11973.907 | 0 | 0 | 12535.3747 | 0 | 0
8705 | 99.3721 | 11600.8881 | 0 | 0 | 11967.9752 | 0 | 0 | 12534.1633 | 0 | 0
8706 | 99.3836 | 11599.7454 | 0 | 0 | 11949.5288 | 0 | 0 | 12532.8767 | 0 | 0
8707 | 99.395 | 11599.6637 | 0 | 0 | 11929.3209 | 0 | 0 | 12528.067 | 0 | 0
8708 | 99.4064 | 11588.5748 | 0 | 0 | 11918.7557 | 0 | 0 | 12526.8544 | 0 | 0
8709 | 99.4178 | 11579.562 | 0 | 0 | 11915.6196 | 0 | 0 | 12522.6123 | 0 | 0
8710 | 99.4292 | 11568.8142 | 0 | 0 | 11910.1434 | 0 | 0 | 12515.0099 | 0 | 0
8711 | 99.4406 | 11563.2551 | 0 | 0 | 11895.2507 | 0 | 0 | 12510.3067 | 0 | 0
8712 | 99.4521 | 11542.8139 | 0 | 0 | 11880.1206 | 0 | 0 | 12501.8605 | 0 | 0
8713 | 99.4635 | 11541.0079 | 0 | 0 | 11876.3174 | 0 | 0 | 12500.8873 | 0 | 0
8714 | 99.4749 | 11539.1641 | 0 | 0 | 11874.2654 | 0 | 0 | 12496.0822 | 0 | 0
8715 | 99.4863 | 11518.4338 | 0 | 0 | 11829.1416 | 0 | 0 | 12491.3452 | 0 | 0
8716 | 99.4977 | 11516.1999 | 0 | 0 | 11824.3263 | 0 | 0 | 12489.062 | 0 | 0
8717 | 99.5091 | 11516.0999 | 0 | 0 | 11815.3815 | 0 | 0 | 12481.9865 | 0 | 0
8718 | 99.5205 | 11506.4361 | 0 | 0 | 11815.087 | 0 | 0 | 12477.7503 | 0 | 0
8719 | 99.532 | 11496.1045 | 0 | 0 | 11811.0879 | 0 | 0 | 12469.2973 | 0 | 0
8720 | 99.5434 | 11488.7484 | 0 | 0 | 11810.0836 | 0 | 0 | 12455.2015 | 0 | 0
8721 | 99.5548 | 11457.4138 | 0 | 0 | 11800.9842 | 0 | 0 | 12454.5216 | 0 | 0
8722 | 99.5662 | 11430.1516 | 0 | 0 | 11785.0633 | 0 | 0 | 12450.4688 | 0 | 0
8723 | 99.5776 | 11425.2228 | 0 | 0 | 11760.7372 | 0 | 0 | 12440.4929 | 0 | 0
8724 | 99.589 | 11425.1491 | 0 | 0 | 11759.9112 | 0 | 0 | 12436.5002 | 0 | 0
8725 | 99.6005 | 11418.2386 | 0 | 0 | 11757.6038 | 0 | 0 | 12429.4584 | 0 | 0
8726 | 99.6119 | 11415.5436 | 0 | 0 | 11727.7053 | 0 | 0 | 12425.4595 | 0 | 0
8727 | 99.6233 | 11413.5187 | 0 | 0 | 11727.2721 | 0 | 0 | 12422.362 | 0 | 0
8728 | 99.6347 | 11389.8639 | 0 | 0 | 11725.4235 | 0 | 0 | 12412.9087 | 0 | 0
8729 | 99.6461 | 11367.5359 | 0 | 0 | 11700.7875 | 0 | 0 | 12412.7624 | 0 | 0
8730 | 99.6575 | 11352.1967 | 0 | 0 | 11698.1872 | 0 | 0 | 12395.5598 | 0 | 0
8731 | 99.6689 | 11349.4775 | 0 | 0 | 11680.1946 | 0 | 0 | 12395.1469 | 0 | 0
8732 | 99.6804 | 11337.1483 | 0 | 0 | 11662.4517 | 0 | 0 | 12388.9521 | 0 | 0
8733 | 99.6918 | 11321.5218 | 0 | 0 | 11638.5972 | 0 | 0 | 12379.5585 | 0 | 0
8734 | 99.7032 | 11319.2358 | 0 | 0 | 11622.7442 | 0 | 0 | 12379.4772 | 0 | 0
8735 | 99.7146 | 11311.0716 | 0 | 0 | 11614.0928 | 0 | 0 | 12375.0037 | 0 | 0
8736 | 99.726 | 11264.9583 | 0 | 0 | 11609.3031 | 0 | 0 | 12372.7858 | 0 | 0
8737 | 99.7374 | 11260.3955 | 0 | 0 | 11603.1042 | 0 | 0 | 12346.6734 | 0 | 0
8738 | 99.7489 | 11226.7346 | 0 | 0 | 11576.9197 | 0 | 0 | 12326.8878 | 0 | 0
8739 | 99.7603 | 11200.378 | 0 | 0 | 11563.817 | 0 | 0 | 12325.7164 | 0 | 0
8740 | 99.7717 | 11178.9512 | 0 | 0 | 11558.7973 | 0 | 0 | 12322.5191 | 0 | 0
8741 | 99.7831 | 11151.6566 | 0 | 0 | 11555.3352 | 0 | 0 | 12313.7332 | 0 | 0
8742 | 99.7945 | 11122.9605 | 0 | 0 | 11478.1559 | 0 | 0 | 12303.3964 | 0 | 0
8743 | 99.8059 | 11094.1374 | 0 | 0 | 11460.1894 | 0 | 0 | 12288.7952 | 0 | 0
8744 | 99.8174 | 11087.8435 | 0 | 0 | 11452.8534 | 0 | 0 | 12259.4225 | 0 | 0
8745 | 99.8288 | 11086.5487 | 0 | 0 | 11431.9521 | 0 | 0 | 12243.6791 | 0 | 0
8746 | 99.8402 | 11085.2834 | 0 | 0 | 11424.2947 | 0 | 0 | 12208.5998 | 0 | 0
8747 | 99.8516 | 11049.6624 | 0 | 0 | 11421.0907 | 0 | 0 | 12208.3442 | 0 | 0
8748 | 99.863 | 11046.1692 | 0 | 0 | 11395.6356 | 0 | 0 | 12190.4857 | 0 | 0
8749 | 99.8744 | 11020.2426 | 0 | 0 | 11382.3638 | 0 | 0 | 12180.8692 | 0 | 0
8750 | 99.8858 | 10953.0759 | 0 | 0 | 11338.0858 | 0 | 0 | 12168.3852 | 0 | 0
8751 | 99.8973 | 10941.6057 | 0 | 0 | 11292.5184 | 0 | 0 | 12158.26 | 0 | 0
8752 | 99.9087 | 10894.8413 | 0 | 0 | 11286.71 | 0 | 0 | 12147.9736 | 0 | 0
8753 | 99.9201 | 10872.4963 | 0 | 0 | 11237.361 | 0 | 0 | 12128.081 | 0 | 0
8754 | 99.9315 | 10868.0813 | 0 | 0 | 11193.0489 | 0 | 0 | 12127.9113 | 0 | 0
8755 | 99.9429 | 10788.7493 | 0 | 0 | 11121.0259 | 0 | 0 | 12117.526 | 0 | 0
8756 | 99.9543 | 10720.0579 | 0 | 0 | 10998.5397 | 0 | 0 | 12112.7519 | 0 | 0
8757 | 99.9658 | 10479.8501 | 0 | 0 | 10838.3854 | 0 | 0 | 12109.1031 | 0 | 0
8758 | 99.9772 | 10296.628 | 0 | 0 | 10647.4357 | 0 | 0 | 12070.9771 | 0 | 0
8759 | 99.9886 | 10285.4786 | 0 | 0 | 10589.9524 | 0 | 0 | 12067.1267 | 0 | 0
8760 | 100 | 10098.6047 | 0 | 0 | 10463.2972 | 0 | 0 | 12048.007 | 0 | 0
8761 | 100.0114 | [6 empty] | 12037.3604 | 0 | 0
8762 | 100.0228 | [6 empty] | 12033.0932 | 0 | 0
8763 | 100.0342 | [6 empty] | 12026.34 | 0 | 0
8764 | 100.0457 | [6 empty] | 12024.2803 | 0 | 0
8765 | 100.0571 | [6 empty] | 11973.8278 | 0 | 0
8766 | 100.0685 | [6 empty] | 11920.552 | 0 | 0
8767 | 100.0799 | [6 empty] | 11899.7088 | 0 | 0
8768 | 100.0913 | [6 empty] | 11894.2065 | 0 | 0
8769 | 100.1027 | [6 empty] | 11856.9301 | 0 | 0
8770 | 100.1142 | [6 empty] | 11844.2708 | 0 | 0
8771 | 100.1256 | [6 empty] | 11838.418 | 0 | 0
8772 | 100.137 | [6 empty] | 11830.1936 | 0 | 0
8773 | 100.1484 | [6 empty] | 11780.2249 | 0 | 0
8774 | 100.1598 | [6 empty] | 11780.2063 | 0 | 0
8775 | 100.1712 | [6 empty] | 11747.6566 | 0 | 0
8776 | 100.1826 | [6 empty] | 11745.735 | 0 | 0
8777 | 100.1941 | [6 empty] | 11680.5706 | 0 | 0
8778 | 100.2055 | [6 empty] | 11614.2401 | 0 | 0
8779 | 100.2169 | [6 empty] | 11555.1696 | 0 | 0
8780 | 100.2283 | [6 empty] | 11476.7163 | 0 | 0
8781 | 100.2397 | [6 empty] | 11257.8392 | 0 | 0
8782 | 100.2511 | [6 empty] | 11076.5737 | 0 | 0
8783 | 100.2626 | [6 empty] | 11002.8375 | 0 | 0
8784 | 100.274 | [6 empty] | 10898.9551 | 0 | 0
Back to main menu

## Table 5
Back to main menu
Table 5: Henry Hub, Dawn Natural Gas Prices and Exchange Rate
Year | Henry Hub ($USD/MMBtu) | USD/CAD Exchange Rate | Dawn ($CAD/MMbtu)
2020 | 2.03 | 0.73 | 2.67
2021 | 2.7 | 0.73 | 3.59
2022 onward | 2.88 | 0.75 | 3.74
Back to main menu