## Menu
Annual Planning Outlook
Data Tables
December 2022
Chapter 2: Demand Forecast
Figure 1: Net Annual Energy Demand, By Sector
Figure 2: Net Annual Peak Demand, By Season
Figure 3: Mid-Summer Business Day: Hourly Profile
Figure 4: Mid-Winter Business Day: Hourly Profile
Figure 5: Historical Annual Energy
Chapter 3: Supply Outlook and Transmission Assumptions
Figure 6: 2023 Installed Capacity by Fuel Type
Table 1: Ontario’s Summer 2023 and Winter 2023/2024 Effective Capacity
Figure 7: Installed Capacity GW (Case 1)
Figure 8: Installed Capacity GW (Case 2)
Figure 9: Summer Effective Capacity GW (Case 1)
Figure 10: Summer Effective Capacity GW (Case 2)
Figure 11: Winter Effective Capacity GW (Case 1)
Figure 12: Winter Effective Capacity GW (Case 2)
Figure 13: Nuclear Refurbishment and Retirement Schedule
Figure 14: Summer Refurbishment Outages
Figure 15: Existing Resources Post-Contract Expiry 2024-2043 by Fuel Type (GW)
Chapter 4: Resource Adequacy
Table 3: Five-Year Reserve Margin, with Continued Availability of Existing Resources
Figure 18: Reserve Margin Requirement 2023-2043 (MW)
Figure 19: Summer Capacity Surplus/Deficit (MW)
Figure 20: Winter Capacity Surplus/Deficit (MW)
Figure 21: Energy Adequacy Outlook TWh (Case 1)
Figure 22: Energy Adequacy Outlook TWh (Case 2)
Chapter 7: Integrating Electricity Needs
Figure 26: Potentially Unserved Energy (GWh)
Figure 27: Unserved Energy Duration Curves, Case 1
Figure 28: Unserved Energy Duration Curves, Case 2
Figure 29: Unserved Energy By Season, Case 1
Figure 30: Unserved Energy By Season, Case 2
Figure 31: Time-of-Use Period Definitions
Figure 32: Total GWh Unserved Energy by TOU periods, Case 1
Figure 33: Total GWh Unserved Energy by TOU periods, Case 2
Figure 34: Average GWh Unserved Energy by TOU periods, Case 1
Figure 35: Average GWh Unserved Energy by TOU periods,Case 2
Figure 36: Max GWh Unserved Energy by TOU periods, Case 1
Figure 37: Max GWh Unserved Energy by TOU periods, Case 2
Figure 38: Hourly Probability of Loss of Load, 2027
Figure 39: Hourly Probability of Loss of Load, 2029
Figure 40: Duration of Resource Adequacy Risks Periods, 2027
Figure 41: Duration of Resource Adequacy Risks Periods, 2029
Figure 42: Capacity Factor of Need Requirements
Chapter 8: Outcomes and Other Considerations
Figure 43: Energy Production Outlook, Case 1 (TWh)
Figure 44: Energy Production Outlook, Case 2 (TWh)
Figure 45: Energy Production Outlook, Imports (TWh)
Figure 46: Energy Production Outlook, Exports (TWh)
Figure 47: Weighted Average Marginal Costs Forecast, and Historical HOEP ($2022/MWh)
Figure 48: Electricity Sector GHG Emissions, Historical and Forecast (Megatonnes CO2e)
Figure 49: Marginal Emissions Factors
Note: Most figures in this file are rounded; accordingly, some totals may not add up precisely.

## Figure 1
Back to main menu
Figure 1: Net Annual Energy Demand, By Sector
Net Annual Energy Demand (TWh), By Sector, By Year
| 1 | 2 | 3 | 4 | 5 | 6 | 7 | 8 | 9 | 10 | 11 | 12 | 13 | 14 | 15 | 16 | 17 | 18 | 19 | 20
Sector | 2024 | 2025 | 2026 | 2027 | 2028 | 2029 | 2030 | 2031 | 2032 | 2033 | 2034 | 2035 | 2036 | 2037 | 2038 | 2039 | 2040 | 2041 | 2042 | 2043
Residential Sector | 50.45 | 50.74 | 51.16 | 51.59 | 51.99 | 51.94 | 52.15 | 52.57 | 53.23 | 53.88 | 54.39 | 54.73 | 55.35 | 56.23 | 57.4 | 58.46 | 59.46 | 59.77 | 60.06 | 60.42
Commercial Sector | 47.36 | 47.73 | 48.28 | 48.06 | 48.89 | 50.35 | 51.58 | 52.08 | 52.25 | 52.76 | 53.25 | 53.82 | 53.38 | 53.23 | 53.26 | 53.19 | 53.54 | 53.86 | 54.41 | 54.83
Industrial Sector | 38.11 | 41.87 | 44.8 | 45.19 | 45.1 | 45.74 | 45.87 | 45.65 | 45.53 | 45.39 | 45.43 | 46.34 | 47.79 | 47.65 | 47.86 | 48.09 | 48.51 | 48.55 | 48.49 | 48.67
Agricultural Sector | 4.9 | 4.95 | 5.35 | 5.78 | 6.25 | 6.63 | 7.03 | 7.36 | 7.79 | 8 | 8.01 | 8.04 | 8.07 | 8.02 | 8.01 | 8 | 8.03 | 8.06 | 8.04 | 8.02
Transportation Sector | 1.5 | 2.31 | 3.22 | 4.47 | 5.54 | 7.08 | 8.73 | 10.56 | 12.65 | 14.89 | 17.22 | 19.64 | 21.91 | 23.83 | 25.55 | 26.98 | 28.29 | 29.15 | 29.77 | 30.13
Other Electricity Demand | 5.51 | 5.53 | 5.57 | 5.61 | 5.67 | 5.68 | 5.72 | 5.75 | 5.8 | 5.82 | 5.85 | 5.87 | 5.93 | 5.95 | 5.99 | 6.03 | 6.09 | 6.1 | 6.14 | 6.18
Total | 147.84 | 153.13 | 158.38 | 160.72 | 163.43 | 167.42 | 171.08 | 173.98 | 177.24 | 180.74 | 184.15 | 188.45 | 192.43 | 194.91 | 198.06 | 200.77 | 203.91 | 205.5 | 206.91 | 208.25
Back to main menu

## Figure 2
Back to main menu
Figure 2: Net Annual Peak Demand, By Season
Net Annual Peak Demand (GW), By Season, By Year
| 1 | 2 | 3 | 4 | 5 | 6 | 7 | 8 | 9 | 10 | 11 | 12 | 13 | 14 | 15 | 16 | 17 | 18 | 19 | 20
Season | 2024 | 2025 | 2026 | 2027 | 2028 | 2029 | 2030 | 2031 | 2032 | 2033 | 2034 | 2035 | 2036 | 2037 | 2038 | 2039 | 2040 | 2041 | 2042 | 2043
Summer | 24.63 | 25.21 | 25.64 | 25.74 | 25.86 | 26.26 | 26.56 | 26.82 | 27.04 | 27.43 | 27.77 | 28.11 | 28.42 | 28.95 | 29.55 | 29.79 | 30.05 | 30.24 | 30.45 | 30.67
Winter | 22.6 | 23.37 | 23.95 | 24.34 | 24.17 | 25 | 25.35 | 25.83 | 26.05 | 26.5 | 27.12 | 27.96 | 28.63 | 29.23 | 29.81 | 30.29 | 30.73 | 31.02 | 31.25 | 31.46
Back to main menu

## Figure 3
Back to main menu
Figure 3: Mid-Summer Business Day: Hourly Profile
Metric | System Demand (GW), by Metric, By Hour Ending
| 1 | 2 | 3 | 4 | 5 | 6 | 7 | 8 | 9 | 10 | 11 | 12 | 13 | 14 | 15 | 16 | 17 | 18 | 19 | 20 | 21 | 22 | 23 | 24
2024 Hourly Minimum | 12.81 | 12.49 | 12.25 | 12.11 | 11.97 | 11.99 | 12.4 | 13.37 | 14.27 | 14.95 | 15.45 | 15.75 | 15.84 | 15.95 | 16.01 | 16.28 | 16.47 | 16.48 | 16.26 | 16.05 | 15.55 | 15.02 | 14.13 | 13.38
2024 Hourly Median | 14.3 | 13.86 | 13.61 | 13.55 | 13.88 | 14.74 | 16.02 | 17.22 | 18.13 | 18.88 | 19.44 | 19.89 | 20.21 | 20.4 | 20.5 | 20.66 | 20.65 | 20.39 | 20.3 | 20.08 | 19.38 | 18.44 | 17.03 | 15.73
2024 Hourly Maximum | 16.63 | 15.96 | 15.54 | 15.35 | 15.59 | 16.39 | 17.82 | 19.49 | 20.85 | 22 | 22.86 | 23.47 | 23.89 | 24.15 | 24.33 | 24.5 | 24.63 | 24.21 | 23.64 | 22.99 | 22.17 | 21 | 19.36 | 17.79
2043 Hourly Minimum | 20.52 | 19.9 | 19.47 | 18.88 | 18.52 | 18.69 | 19.37 | 20.5 | 21 | 21.69 | 22.28 | 22.59 | 22.84 | 22.88 | 22.9 | 22.86 | 22.96 | 23.15 | 23.64 | 24.25 | 24.55 | 24.22 | 23.14 | 21.94
2043 Hourly Median | 22.89 | 22.09 | 21.48 | 20.72 | 20.29 | 20.28 | 20.9 | 21.95 | 22.92 | 24.07 | 24.96 | 25.67 | 26.12 | 26.36 | 26.46 | 26.72 | 26.82 | 26.78 | 27.1 | 27.27 | 27.73 | 27.22 | 25.9 | 24.54
2043 Hourly Maximum | 24.35 | 23.37 | 22.75 | 22.11 | 22.14 | 23.08 | 24.78 | 26.61 | 27.58 | 28.75 | 29.69 | 30.32 | 30.89 | 31.08 | 31.22 | 31.09 | 31.12 | 30.87 | 31.03 | 31.19 | 31.16 | 30.2 | 28.36 | 26.35
Back to main menu

## Figure 4
Back to main menu
Figure 4: Mid-Winter Business Day: Hourly Profile
Metric | System Demand (GW), by Metric, By Hour Ending
| 1 | 2 | 3 | 4 | 5 | 6 | 7 | 8 | 9 | 10 | 11 | 12 | 13 | 14 | 15 | 16 | 17 | 18 | 19 | 20 | 21 | 22 | 23 | 24
2024 Hourly Minimum | 15.38 | 15.07 | 14.79 | 14.61 | 14.57 | 14.67 | 15.03 | 15.6 | 15.91 | 16.45 | 17.08 | 17.54 | 17.83 | 17.93 | 17.82 | 17.85 | 18.33 | 18.73 | 18.96 | 18.7 | 18.41 | 17.81 | 16.92 | 15.75
2024 Hourly Median | 16.47 | 16.08 | 15.89 | 15.82 | 15.97 | 16.5 | 17.61 | 19.06 | 19.44 | 19.59 | 19.85 | 19.95 | 19.99 | 19.98 | 19.86 | 19.87 | 20.21 | 20.88 | 20.72 | 20.39 | 20.03 | 19.31 | 18.32 | 17.16
2024 Hourly Maximum | 18.25 | 17.82 | 17.49 | 17.41 | 17.47 | 17.93 | 19.23 | 20.96 | 21.16 | 21.12 | 21.29 | 21.41 | 21.28 | 21.21 | 21.04 | 20.91 | 20.99 | 22.01 | 22.54 | 22.6 | 22.44 | 21.68 | 20.47 | 19.13
2043 Hourly Minimum | 25.08 | 24.69 | 24.44 | 23.74 | 22.99 | 22.4 | 22.24 | 22.68 | 22.9 | 23.56 | 24.28 | 24.53 | 24.71 | 24.5 | 24.12 | 23.88 | 24.29 | 25.35 | 25.86 | 26.35 | 26.99 | 26.95 | 26.66 | 26.11
2043 Hourly Median | 28.04 | 27.57 | 27.46 | 26.76 | 26.02 | 25.55 | 25.94 | 27.07 | 27.18 | 27.01 | 26.78 | 26.51 | 26.28 | 25.93 | 25.71 | 25.66 | 26.27 | 27.25 | 28.14 | 28.78 | 29.6 | 29.67 | 29.11 | 28.29
2043 Hourly Maximum | 30.19 | 29.75 | 29.13 | 28.29 | 27.37 | 26.93 | 27.52 | 28.88 | 29.07 | 29.25 | 29.56 | 29.65 | 29.27 | 28.93 | 28.53 | 27.86 | 27.33 | 28.29 | 29.04 | 29.8 | 30.87 | 31.46 | 31.13 | 30.37
Back to main menu

## Figure 5
Back to main menu
Figure 5: Historical Annual Energy
Annual Energy (TWh), By Category, By Year
Category | 1 | 2 | 3 | 4 | 5
| 2017 | 2018 | 2019 | 2020 | 2021
Gross-Level Demand | 155.42 | 163.47 | 162.41 | 160.8 | 163.51
Conservation Savings | 16.73 | 19.3 | 20.45 | 20.92 | 21.89
Net-Level Demand | 138.69 | 144.17 | 141.96 | 139.89 | 141.62
Embedded Generation | 6.39 | 6.35 | 6.36 | 6.86 | 7.03
Grid-Level Demand | 132.29 | 137.82 | 135.6 | 133.03 | 134.59
Back to main menu

## Figure 6
Back to main menu
Figure 6: 2023 Installed Capacity by Fuel Type
Fuel | 2023 Installed Capacity GW | 2023 Installed Capacity Percentages
Nuclear | 10.5 | 26%
Gas/Oil | 10.6 | 26%
Hydroelectric | 9.4 | 23%
Wind | 5.5 | 13%
Solar | 2.7 | 6%
Demand Response | 1.2 | 3%
Dispatchable Load | 0.3 | 1%
Bioenergy | 0.4 | 1%
Imports | 0.4 | 1%
Storage | 0.03 | 0.1%
Total | 41.2 | 100%
Back to main menu

## Table 1
Back to main menu
Table 1: Ontario’s Summer 2023 and Winter 2023/2024 Effective Capacity
Fuel | 2023 Installed GW | 2023 Summer Effective GW | 2023 Winter Effective GW
Nuclear | 10.5 | 8.4 | 10.1
Gas/Oil | 10.6 | 8.7 | 9.4
Hydroelectric | 9.4 | 6.5 | 7.3
Wind | 5.5 | 0.6 | 1.6
Solar | 2.7 | 0.7 | 0
Demand Response | 1.2 | 0.8 | 0.6
Dispatchable Load | 0.3 | 0.2 | 0.1
Bioenergy | 0.4 | 0.4 | 0.4
Imports | 0.4 | 0.4 | 0.2
Storage | 0.03 | 0.03 | 0.03
Total | 41.2 | 26.8 | 29.7
Back to main menu

## Figure 7
Back to main menu
Figure 7: Installed Capacity GW (Case 1)
Fuel | 2024 | 2025 | 2026 | 2027 | 2028 | 2029 | 2030 | 2031 | 2032 | 2033 | 2034 | 2035 | 2036 | 2037 | 2038 | 2039 | 2040 | 2041 | 2042 | 2043
Nuclear | 10 | 9.6 | 8.4 | 8.4 | 8.3 | 9.4 | 8.6 | 9.4 | 9.4 | 10.2 | 10.2 | 10.2 | 10.2 | 10.2 | 10.2 | 10.2 | 10.2 | 10.2 | 10.2 | 10.2
Gas/Oil | 10.7 | 10.7 | 10.6 | 10.6 | 9.6 | 4.4 | 3.2 | 2.5 | 2.1 | 2 | 1.9 | 1.7 | 1.7 | 1.3 | 1.3 | 1.3 | 0.3 | 0.3 | 0.3 | 0.3
Hydroelectric | 9.4 | 9.4 | 9.4 | 9.4 | 9.4 | 9.4 | 9.4 | 9.4 | 9.4 | 9.4 | 9.4 | 9.4 | 9.4 | 9.4 | 9.4 | 9.4 | 9.4 | 9.4 | 9.4 | 9.4
Wind | 5.5 | 5.5 | 5.2 | 5.2 | 4.8 | 4.4 | 4.3 | 3.6 | 3.5 | 3 | 2 | 1.2 | 0.7 | 0.6 | 0.5 | 0.1 | 0.1 | - | - | -
Solar | 2.7 | 2.7 | 2.7 | 2.7 | 2.6 | 2.6 | 2.5 | 2.2 | 2 | 1.6 | 1.1 | 0.5 | 0.3 | 0.2 | 0.1 | 0.01 | 0 | 0 | 0 | 0
Demand Response | 1.4 | 1.6 | 1.8 | 1.8 | 1.8 | 1.8 | 1.8 | 1.8 | 1.8 | 1.8 | 1.8 | 1.8 | 1.8 | 1.8 | 1.8 | 1.8 | 1.8 | 1.8 | 1.8 | 1.8
Dispatchable Load | 0.4 | 0.4 | 0.5 | 0.5 | 0.5 | 0.5 | 0.5 | 0.5 | 0.5 | 0.5 | 0.5 | 0.5 | 0.5 | 0.5 | 0.5 | 0.5 | 0.5 | 0.5 | 0.5 | 0.5
Bioenergy | 0.4 | 0.4 | 0.4 | 0.3 | 0.3 | 0.1 | 0.1 | 0.1 | 0.1 | 0.05 | 0.03 | 0.01 | 0.01 | 0.01 | 0.01 | 0.01 | 0.01 | 0.01 | 0.01 | 0.01
Imports | 0.5 | 0.5 | 0.5 | 0.5 | 0.5 | 0.5 | 0.5 | 0.5 | 0.5 | 0.5 | 0.5 | 0.5 | 0.5 | 0.5 | 0.5 | 0.5 | 0.5 | 0.5 | 0.5 | 0.5
Storage | 0.03 | 0.3 | 0.3 | 0.3 | 0.3 | 0.3 | 0.3 | 0.3 | 0.3 | 0.3 | 0.3 | 0.03 | 0.03 | 0.03 | 0.03 | 0.03 | 0.03 | 0.03 | 0.03 | 0.03
Total | 41 | 41.1 | 39.7 | 39.6 | 38.1 | 33.4 | 31.1 | 30.3 | 29.5 | 29.4 | 27.8 | 25.9 | 25.1 | 24.6 | 24.4 | 23.9 | 22.9 | 22.8 | 22.8 | 22.8
Back to main menu

## Figure 8
Back to main menu
Figure 8: Installed Capacity GW (Case 2)
Fuel | 2024 | 2025 | 2026 | 2027 | 2028 | 2029 | 2030 | 2031 | 2032 | 2033 | 2034 | 2035 | 2036 | 2037 | 2038 | 2039 | 2040 | 2041 | 2042 | 2043
Nuclear | 10 | 9.6 | 8.4 | 8.4 | 8.3 | 9.4 | 8.6 | 9.4 | 9.4 | 10.2 | 10.2 | 10.2 | 10.2 | 10.2 | 10.2 | 10.2 | 10.2 | 10.2 | 10.2 | 10.2
Gas/Oil | 10.7 | 10.7 | 10.7 | 10.7 | 10.7 | 10.7 | 10.7 | 10.7 | 10.7 | 10.7 | 10.7 | 10.7 | 10.7 | 10.7 | 10.7 | 10.7 | 10.7 | 10.7 | 10.7 | 10.7
Hydroelectric | 9.4 | 9.4 | 9.4 | 9.4 | 9.4 | 9.4 | 9.4 | 9.4 | 9.4 | 9.4 | 9.4 | 9.4 | 9.4 | 9.4 | 9.4 | 9.4 | 9.4 | 9.4 | 9.4 | 9.4
Wind | 5.5 | 5.5 | 5.5 | 5.5 | 5.5 | 5.5 | 5.5 | 5.5 | 5.5 | 5.5 | 5.5 | 5.5 | 5.5 | 5.5 | 5.5 | 5.5 | 5.5 | 5.5 | 5.5 | 5.5
Solar | 2.7 | 2.7 | 2.7 | 2.7 | 2.7 | 2.7 | 2.7 | 2.7 | 2.7 | 2.7 | 2.7 | 2.7 | 2.7 | 2.7 | 2.7 | 2.7 | 2.7 | 2.7 | 2.7 | 2.7
Demand Response | 1.4 | 1.6 | 1.8 | 1.8 | 1.8 | 1.8 | 1.8 | 1.8 | 1.8 | 1.8 | 1.8 | 1.8 | 1.8 | 1.8 | 1.8 | 1.8 | 1.8 | 1.8 | 1.8 | 1.8
Dispatchable Load | 0.4 | 0.4 | 0.5 | 0.5 | 0.5 | 0.5 | 0.5 | 0.5 | 0.5 | 0.5 | 0.5 | 0.5 | 0.5 | 0.5 | 0.5 | 0.5 | 0.5 | 0.5 | 0.5 | 0.5
Bioenergy | 0.4 | 0.4 | 0.4 | 0.4 | 0.4 | 0.4 | 0.4 | 0.4 | 0.4 | 0.4 | 0.4 | 0.4 | 0.4 | 0.4 | 0.4 | 0.4 | 0.4 | 0.4 | 0.4 | 0.4
Imports | 0.5 | 0.5 | 0.5 | 0.5 | 0.5 | 0.5 | 0.5 | 0.5 | 0.5 | 0.5 | 0.5 | 0.5 | 0.5 | 0.5 | 0.5 | 0.5 | 0.5 | 0.5 | 0.5 | 0.5
Storage | 0.03 | 0.3 | 0.3 | 0.3 | 0.3 | 0.3 | 0.3 | 0.3 | 0.3 | 0.3 | 0.3 | 0.3 | 0.3 | 0.3 | 0.3 | 0.3 | 0.3 | 0.3 | 0.3 | 0.3
Total | 41 | 41.1 | 40.1 | 40.1 | 40.1 | 41.2 | 40.4 | 41.2 | 41.2 | 42 | 42 | 42 | 42 | 42 | 42 | 42 | 42 | 42 | 42 | 42
Back to main menu

## Figure 9
Back to main menu
Figure 9: Summer Effective Capacity GW (Case 1)
Fuel | 2024 | 2025 | 2026 | 2027 | 2028 | 2029 | 2030 | 2031 | 2032 | 2033 | 2034 | 2035 | 2036 | 2037 | 2038 | 2039 | 2040 | 2041 | 2042 | 2043
Nuclear | 10 | 9.1 | 7.2 | 8 | 7.9 | 8.2 | 9 | 9 | 9 | 9 | 9.8 | 9.8 | 9.8 | 9.8 | 9.8 | 9.8 | 9.8 | 9.8 | 9.8 | 9.8
Gas/Oil | 8.7 | 8.7 | 8.6 | 8.6 | 8.6 | 3.5 | 3.2 | 2.1 | 1.7 | 1.7 | 1.6 | 1.4 | 1.4 | 1.1 | 1.1 | 1.1 | 0.2 | 0.2 | 0.2 | 0.2
Hydroelectric | 6.5 | 6.5 | 6.5 | 6.5 | 6.5 | 6.5 | 6.5 | 6.5 | 6.5 | 6.5 | 6.5 | 6.5 | 6.5 | 6.5 | 6.5 | 6.5 | 6.5 | 6.5 | 6.5 | 6.5
Wind | 0.6 | 0.6 | 0.6 | 0.6 | 0.6 | 0.5 | 0.5 | 0.5 | 0.4 | 0.4 | 0.3 | 0.2 | 0.1 | 0.1 | 0.1 | 0.1 | 0.01 | - | - | -
Solar | 0.7 | 0.7 | 0.7 | 0.7 | 0.7 | 0.7 | 0.7 | 0.6 | 0.5 | 0.5 | 0.4 | 0.2 | 0.1 | 0.1 | 0.04 | 0 | 0 | 0 | 0 | 0
Demand Response | 1 | 1.1 | 1.3 | 1.3 | 1.3 | 1.3 | 1.3 | 1.3 | 1.3 | 1.3 | 1.3 | 1.3 | 1.3 | 1.3 | 1.3 | 1.3 | 1.3 | 1.3 | 1.3 | 1.3
Dispatchable Load | 0.2 | 0.2 | 0.3 | 0.3 | 0.3 | 0.3 | 0.3 | 0.3 | 0.3 | 0.3 | 0.3 | 0.3 | 0.3 | 0.3 | 0.3 | 0.3 | 0.3 | 0.3 | 0.3 | 0.3
Bioenergy | 0.4 | 0.4 | 0.4 | 0.3 | 0.3 | 0.3 | 0.1 | 0.1 | 0.1 | 0.05 | 0.02 | 0.02 | 0.01 | 0.01 | 0.01 | 0.01 | 0.01 | 0.01 | 0.01 | 0.01
Imports | 0.5 | 0.5 | 1 | 0.5 | 0.5 | 0.5 | 0.5 | 0.5 | 0.5 | 0.5 | 0.5 | 0.5 | 0.5 | 0.5 | 0.5 | 0.5 | 0.5 | 0.5 | 0.5 | 0.5
Storage | 0.03 | 0.3 | 0.3 | 0.3 | 0.3 | 0.3 | 0.3 | 0.3 | 0.3 | 0.3 | 0.3 | 0.03 | 0.03 | 0.03 | 0.03 | 0.03 | 0.03 | 0.03 | 0.03 | 0.03
Total | 28.6 | 28.2 | 26.9 | 27.1 | 27 | 22.1 | 22.3 | 21.1 | 20.5 | 20.4 | 20.9 | 20.3 | 20 | 19.7 | 19.6 | 19.6 | 18.6 | 18.6 | 18.6 | 18.6
Back to main menu

## Figure 10
Back to main menu
Figure 10: Summer Effective Capacity GW (Case 2)
Fuel | 2024 | 2025 | 2026 | 2027 | 2028 | 2029 | 2030 | 2031 | 2032 | 2033 | 2034 | 2035 | 2036 | 2037 | 2038 | 2039 | 2040 | 2041 | 2042 | 2043
Nuclear | 10 | 9.1 | 7.2 | 8 | 7.9 | 8.2 | 9 | 9 | 9 | 9 | 9.8 | 9.8 | 9.8 | 9.8 | 9.8 | 9.8 | 9.8 | 9.8 | 9.8 | 9.8
Gas/Oil | 8.7 | 8.7 | 8.7 | 8.7 | 8.7 | 8.7 | 8.7 | 8.7 | 8.7 | 8.7 | 8.7 | 8.7 | 8.7 | 8.7 | 8.7 | 8.7 | 8.7 | 8.7 | 8.7 | 8.7
Hydroelectric | 6.5 | 6.5 | 6.5 | 6.5 | 6.5 | 6.5 | 6.5 | 6.5 | 6.5 | 6.5 | 6.5 | 6.5 | 6.5 | 6.5 | 6.5 | 6.5 | 6.5 | 6.5 | 6.5 | 6.5
Wind | 0.6 | 0.6 | 0.6 | 0.6 | 0.6 | 0.6 | 0.6 | 0.6 | 0.6 | 0.6 | 0.6 | 0.6 | 0.6 | 0.6 | 0.6 | 0.6 | 0.6 | 0.6 | 0.6 | 0.6
Solar | 0.7 | 0.7 | 0.7 | 0.7 | 0.7 | 0.7 | 0.7 | 0.7 | 0.7 | 0.7 | 0.7 | 0.7 | 0.7 | 0.7 | 0.7 | 0.7 | 0.7 | 0.7 | 0.7 | 0.7
Demand Response | 1 | 1.1 | 1.3 | 1.3 | 1.3 | 1.3 | 1.3 | 1.3 | 1.3 | 1.3 | 1.3 | 1.3 | 1.3 | 1.3 | 1.3 | 1.3 | 1.3 | 1.3 | 1.3 | 1.3
Dispatchable Load | 0.2 | 0.2 | 0.3 | 0.3 | 0.3 | 0.3 | 0.3 | 0.3 | 0.3 | 0.3 | 0.3 | 0.3 | 0.3 | 0.3 | 0.3 | 0.3 | 0.3 | 0.3 | 0.3 | 0.3
Bioenergy | 0.4 | 0.4 | 0.4 | 0.4 | 0.4 | 0.4 | 0.4 | 0.4 | 0.4 | 0.4 | 0.4 | 0.4 | 0.4 | 0.4 | 0.4 | 0.4 | 0.4 | 0.4 | 0.4 | 0.4
Imports | 0.5 | 0.5 | 1 | 0.5 | 0.5 | 0.5 | 0.5 | 0.5 | 0.5 | 0.5 | 0.5 | 0.5 | 0.5 | 0.5 | 0.5 | 0.5 | 0.5 | 0.5 | 0.5 | 0.5
Storage | 0.03 | 0.3 | 0.3 | 0.3 | 0.3 | 0.3 | 0.3 | 0.3 | 0.3 | 0.3 | 0.3 | 0.3 | 0.3 | 0.3 | 0.3 | 0.3 | 0.3 | 0.3 | 0.3 | 0.3
Total | 28.6 | 28.2 | 27 | 27.3 | 27.2 | 27.5 | 28.3 | 28.3 | 28.3 | 28.3 | 29.1 | 29.1 | 29.1 | 29.1 | 29.1 | 29.1 | 29.1 | 29.1 | 29.1 | 29.1
Back to main menu

## Figure 11
Back to main menu
Figure 11: Winter Effective Capacity GW (Case 1)
Fuel | 2024-25 | 2025-26 | 2026-27 | 2027-28 | 2028-29 | 2029-30 | 2030-31 | 2031-32 | 2032-33 | 2033-34 | 2034-35 | 2035-36 | 2036-37 | 2037-38 | 2038-39 | 2039-40 | 2040-41 | 2041-42 | 2042-43 | 2043-44
Nuclear | 8.3 | 7.2 | 8 | 8.8 | 8.3 | 9.1 | 8.3 | 9.1 | 9.1 | 9.9 | 9.9 | 9.9 | 9.9 | 9.9 | 9.9 | 9.9 | 9.9 | 9.9 | 9.9 | 8.3
Gas/Oil | 9.4 | 9.4 | 9.4 | 9.4 | 8.4 | 3.9 | 2.9 | 2.3 | 1.8 | 1.7 | 1.6 | 1.5 | 1.5 | 1.2 | 1.2 | 1.2 | 0.2 | 0.2 | 0.2 | 0.2
Hydroelectric | 7.3 | 7.3 | 7.3 | 7.3 | 7.3 | 7.3 | 7.3 | 7.3 | 7.3 | 7.3 | 7.3 | 7.3 | 7.3 | 7.3 | 7.3 | 7.3 | 7.3 | 7.3 | 7.3 | 7.3
Wind | 1.6 | 1.6 | 1.5 | 1.5 | 1.4 | 1.3 | 1.2 | 1.1 | 1 | 0.9 | 0.6 | 0.3 | 0.2 | 0.2 | 0.1 | 0.03 | 0.03 | - | - | -
Solar | bar: 2024-25 to 2043-44
Demand Response | 1 | 1.4 | 1.4 | 1.2 | 1.2 | 1.2 | 1.2 | 1.2 | 1.2 | 1.2 | 1.2 | 1.2 | 1.2 | 1.2 | 1.2 | 1.2 | 1.2 | 1.2 | 1.2 | 1.2
Dispatchable Load | 0.2 | 0.2 | 0.3 | 0.2 | 0.2 | 0.2 | 0.2 | 0.2 | 0.2 | 0.2 | 0.2 | 0.2 | 0.2 | 0.2 | 0.2 | 0.2 | 0.2 | 0.2 | 0.2 | 0.2
Bioenergy | 0.4 | 0.4 | 0.4 | 0.3 | 0.3 | 0.1 | 0.1 | 0.1 | 0.05 | 0.05 | 0.02 | 0.01 | 0.01 | 0.01 | 0.01 | 0.01 | 0.01 | 0.01 | 0.01 | 0.01
Imports | 0.2 | 0.2 | 0.2 | 0.2 | 0.2 | 0.2 | 0.2 | 0.2 | 0.2 | 0.2 | 0.2 | 0.2 | 0.2 | 0.2 | 0.2 | 0.2 | 0.2 | 0.2 | 0.2 | 0.2
Storage | 0.3 | 0.3 | 0.3 | 0.3 | 0.3 | 0.3 | 0.3 | 0.3 | 0.3 | 0.3 | 0.03 | 0.03 | 0.03 | 0.03 | 0.03 | 0.03 | 0.03 | 0.03 | 0.03 | 0.03
Total | 28.7 | 28 | 28.8 | 29.1 | 27.5 | 23.5 | 21.6 | 21.6 | 21.1 | 21.7 | 21 | 20.6 | 20.5 | 20.1 | 20.1 | 20 | 19 | 19 | 19 | 17.4
Back to main menu
-

## Figure 12
Back to main menu
Figure 12: Winter Effective Capacity GW (Case 2)
Fuel | 2024-25 | 2025-26 | 2026-27 | 2027-28 | 2028-29 | 2029-30 | 2030-31 | 2031-32 | 2032-33 | 2033-34 | 2034-35 | 2035-36 | 2036-37 | 2037-38 | 2038-39 | 2039-40 | 2040-41 | 2041-42 | 2042-43 | 2043-44
Nuclear | 8.3 | 7.2 | 8 | 8.8 | 8.3 | 9.1 | 8.3 | 9.1 | 9.1 | 9.9 | 9.9 | 9.9 | 9.9 | 9.9 | 9.9 | 9.9 | 9.9 | 9.9 | 9.9 | 8.3
Gas/Oil | 9.4 | 9.4 | 9.4 | 9.4 | 9.4 | 9.4 | 9.4 | 9.4 | 9.4 | 9.4 | 9.4 | 9.4 | 9.4 | 9.4 | 9.4 | 9.4 | 9.4 | 9.4 | 9.4 | 9.4
Hydroelectric | 7.3 | 7.3 | 7.3 | 7.3 | 7.3 | 7.3 | 7.3 | 7.3 | 7.3 | 7.3 | 7.3 | 7.3 | 7.3 | 7.3 | 7.3 | 7.3 | 7.3 | 7.3 | 7.3 | 7.3
Wind | 1.6 | 1.6 | 1.6 | 1.6 | 1.6 | 1.6 | 1.6 | 1.6 | 1.6 | 1.6 | 1.6 | 1.6 | 1.6 | 1.6 | 1.6 | 1.6 | 1.6 | 1.6 | 1.6 | 1.6
Solar | bar: 2024-25 to 2043-44
Demand Response | 1 | 1.4 | 1.4 | 1.2 | 1.2 | 1.2 | 1.2 | 1.2 | 1.2 | 1.2 | 1.2 | 1.2 | 1.2 | 1.2 | 1.2 | 1.2 | 1.2 | 1.2 | 1.2 | 1.2
Dispatchable Load | 0.2 | 0.2 | 0.3 | 0.2 | 0.2 | 0.2 | 0.2 | 0.2 | 0.2 | 0.2 | 0.2 | 0.2 | 0.2 | 0.2 | 0.2 | 0.2 | 0.2 | 0.2 | 0.2 | 0.2
Bioenergy | 0.4 | 0.4 | 0.4 | 0.4 | 0.4 | 0.4 | 0.4 | 0.4 | 0.4 | 0.4 | 0.4 | 0.4 | 0.4 | 0.4 | 0.4 | 0.4 | 0.4 | 0.4 | 0.4 | 0.4
Imports | 0.2 | 0.2 | 0.2 | 0.2 | 0.2 | 0.2 | 0.2 | 0.2 | 0.2 | 0.2 | 0.2 | 0.2 | 0.2 | 0.2 | 0.2 | 0.2 | 0.2 | 0.2 | 0.2 | 0.2
Storage | 0.3 | 0.3 | 0.3 | 0.3 | 0.3 | 0.3 | 0.3 | 0.3 | 0.3 | 0.3 | 0.3 | 0.3 | 0.3 | 0.3 | 0.3 | 0.3 | 0.3 | 0.3 | 0.3 | 0.3
Total | 28.7 | 28 | 28.9 | 29.4 | 28.8 | 29.6 | 28.8 | 29.6 | 29.6 | 30.4 | 30.4 | 30.4 | 30.4 | 30.4 | 30.4 | 30.4 | 30.4 | 30.4 | 30.4 | 28.9
Back to main menu
-

## Figure 13
Back to main menu
Figure 13: Nuclear Refurbishment and Retirement Schedule
Unit | Refurbishment Start | Refurbishment End | Retirement
Bruce G3 | 2023-02-01 | 2026-12-11
Bruce G4 | 2025-01-01 | 2027-12-31
Bruce G5 | 2026-10-01 | 2029-09-30
Bruce G6 | 2020-01-17 | 2023-11-04
Bruce G7 | 2028-07-01 | 2031-06-30
Bruce G8 | 2030-10-01 | 2033-09-30
Darlington G1 | 2022-02-15 | 2025-04-17
Darlington G2 | 2016-10-15 | 2020-06-03
Darlington G3 | 2020-07-30 | 2023-09-04
Darlington G4 | 2023-07-02 | 2026-08-01
Pickering G1 |  |  | 2024-09-30
Pickering G4 |  |  | 2024-12-31
Pickering G5 |  |  | 2025-12-31
Pickering G6 |  |  | 2025-12-31
Pickering G7 |  |  | 2025-12-31
Pickering G8 |  |  | 2025-12-31
Back to main menu

## Figure 14
Back to main menu
Figure 14: Summer Refurbishment Outages
| 2024 | 2025 | 2026 | 2027 | 2028 | 2029 | 2030 | 2031 | 2032 | 2033 | 2034 | 2035 | 2036 | 2037 | 2038 | 2039 | 2040 | 2041 | 2042 | 2043
Number of Units On Refurbishment | 3 | 3 | 3 | 2 | 2 | 2 | 1 | 1 | 1 | 1 | 0 | 0 | 0 | 0 | 0 | 0 | 0 | 0 | 0 | 0
Back to main menu

## Figure 15
Back to main menu
Figure 15: Existing Resources Post-Contract Expiry 2024-2043 by Fuel Type (GW)
Fuel | 2024 | 2025 | 2026 | 2027 | 2028 | 2029 | 2030 | 2031 | 2032 | 2033 | 2034 | 2035 | 2036 | 2037 | 2038 | 2039 | 2040 | 2041 | 2042 | 2043
Gas/Oil | - | - | 0.1 | 0.1 | 1.1 | 6.3 | 7.4 | 8.2 | 8.6 | 8.7 | 8.7 | 9 | 9 | 9.3 | 9.3 | 9.4 | 10.4 | 10.4 | 10.4 | 10.4
Hydroelectric | 0 | 0.01 | 0.01 | 0.02 | 0.05 | 1 | 1.1 | 1.1 | 1.2 | 1.2 | 1.2 | 1.2 | 1.2 | 1.2 | 1.2 | 1.2 | 1.2 | 1.2 | 1.3 | 1.3
Wind | - | - | 0.3 | 0.3 | 0.7 | 1.1 | 1.2 | 1.9 | 2.1 | 2.5 | 3.5 | 4.4 | 4.9 | 5 | 5.1 | 5.4 | 5.4 | 5.5 | 5.5 | 5.5
Solar | - | - | - | 0 | 0.01 | 0.04 | 0.2 | 0.4 | 0.7 | 1 | 1.6 | 2.1 | 2.4 | 2.4 | 2.5 | 2.6 | 2.6 | 2.6 | 2.6 | 2.6
Demand Response | - | - | - | - | - | - | - | - | - | - | - | - | - | - | - | - | - | - | - | -
Dispatchable Load | - | - | - | - | - | - | - | - | - | - | - | - | - | - | - | - | - | - | - | -
Bioenergy | - | 0 | 0 | 0.1 | 0.1 | 0.3 | 0.3 | 0.4 | 0.4 | 0.4 | 0.4 | 0.4 | 0.4 | 0.4 | 0.4 | 0.4 | 0.4 | 0.4 | 0.4 | 0.4
Total | 0 | 0.02 | 0.4 | 0.5 | 2 | 8.8 | 10.3 | 12 | 12.9 | 13.7 | 15.4 | 17.3 | 18.1 | 18.6 | 18.8 | 19.3 | 20.4 | 20.5 | 20.5 | 20.5
Back to main menu
-

## Table 3
Back to main menu
Table 3: Five-Year Reserve Margin, with Continued Availability of Existing Resources
Category | 2023 | 2024 | 2025 | 2026 | 2027
Summer Peak Demand (MW) | 24260 | 24632 | 25211 | 25636 | 25738
Existing Summer Effective Capacity (MW) | 26789.0136 | 28648.8345 | 28211.4774 | 26982.808 | 27270.4686
Total Resource Requirement (MW) | 26794.0582 | 28025.1134 | 27907.4822 | 28205.7504 | 28660.201
Reserve Margin Available (MW) | 2529.0136 | 4016.8345 | 3000.4774 | 1346.808 | 1532.4686
Capacity Surplus/Deficit (MW) | -5.0446 | 623.7211 | 303.9952 | -1222.9423 | -1389.7324
Reserve Margin Available (%) | 10.42% | 16.31% | 11.9% | 5.254% | 5.954%
Reserve Margin Requirement (%) | 10.45% | 13.78% | 10.7% | 10.02% | 11.35%
Back to main menu

## Figure 18
Back to main menu
Figure 18: Reserve Margin Requirement 2023-2043 (MW)
Category | 2023 | 2024 | 2025 | 2026 | 2027 | 2028 | 2029 | 2030 | 2031 | 2032 | 2033 | 2034 | 2035 | 2036 | 2037 | 2038 | 2039 | 2040 | 2041 | 2042 | 2043
Summer Peak Demand (MW) | 24260 | 24632 | 25211 | 25636 | 25738 | 25862 | 26255 | 26564 | 26823 | 27044 | 27425 | 27772 | 28113 | 28421 | 28948 | 29551 | 29794 | 30048 | 30240 | 30453 | 30666
Total Summer Resource Requirement (MW) | 26794 | 28025 | 27907 | 28206 | 28660 | 28925 | 29449 | 29957 | 31038 | 30450 | 30991 | 31526 | 32229 | 33212 | 33093 | 33535 | 34027 | 34456 | 34745 | 35332 | 35105
Reserve Margin Requirement (MW) | 2534 | 3393 | 2696 | 2570 | 2922 | 3063 | 3194 | 3393 | 4215 | 3406 | 3566 | 3754 | 4116 | 4791 | 4145 | 3984 | 4233 | 4408 | 4505 | 4879 | 4439
Back to main menu

## Figure 19
Back to main menu
Figure 19: Summer Capacity Surplus/Deficit (MW)
Scenario | 2024 | 2025 | 2026 | 2027 | 2028 | 2029 | 2030 | 2031 | 2032 | 2033 | 2034 | 2035 | 2036 | 2037 | 2038 | 2039 | 2040 | 2041 | 2042 | 2043
2022 APO: Case 1 | 634 | 296 | -1278 | -1463 | -1829 | -7350 | -7537 | -9843 | -9762 | -10377 | -10395 | -11318 | -12422 | -12688 | -13240 | -13635 | -15083 | -15310 | -15806 | -15674
2022 APO: Case 2 | 624 | 304 | -1223 | -1390 | -1720 | -1967 | -1674 | -2755 | -2168 | -2708 | -2443 | -3147 | -4130 | -4011 | -4453 | -4944 | -5374 | -5662 | -6249 | -6023
Back to main menu

## Figure 20
Back to main menu
Figure 20: Winter Capacity Surplus/Deficit (MW)
Scenario | 2024-25 | 2025-26 | 2026-27 | 2027-28 | 2028-29 | 2029-30 | 2030-31 | 2031-32 | 2032-33 | 2033-34 | 2034-35 | 2035-36 | 2036-37 | 2037-38 | 2038-39 | 2039-40 | 2040-41 | 2041-42 | 2042-43
2022 APO: Case 1 | 1915 | -14 | -1100 | 434 | -1187 | -5195 | -7393 | -7781 | -7986 | -8733 | -9752 | -10364 | -12068 | -12476 | -13210 | -15575 | -14448 | -14808 | -14727
2022 APO: Case 2 | 1899 | -55 | -1029 | 561 | -79 | 581 | -655 | -278 | -59 | -653 | -1102 | -1323 | -3109 | -3104 | -3952 | -5823 | -3907 | -4273 | -4214
Back to main menu

## Figure 21
Back to main menu
Figure 21: Energy Adequacy Outlook TWh (Case 1)
Fuel | 2024 | 2025 | 2026 | 2027 | 2028 | 2029 | 2030 | 2031 | 2032 | 2033 | 2034 | 2035 | 2036 | 2037 | 2038 | 2039 | 2040 | 2041 | 2042 | 2043
Nuclear | 71.5 | 73.9 | 58.9 | 61.9 | 67.6 | 67.2 | 71.7 | 70.9 | 74.1 | 75.4 | 77.7 | 80.7 | 79 | 80.3 | 78.4 | 77.8 | 77 | 82.2 | 77.9 | 82.4
Natural Gas | 17.9 | 20.3 | 38.4 | 37.7 | 35.8 | 33.2 | 25.1 | 19.8 | 15.7 | 14.2 | 13.4 | 11.9 | 11.2 | 9.4 | 8.8 | 8.7 | 2.6 | 0.9 | 0.9 | 0.9
Hydroelectric | 38.7 | 39.1 | 40.5 | 40.5 | 40.7 | 40.6 | 40.6 | 40.6 | 40.7 | 40.6 | 40.7 | 40.6 | 40.8 | 40.6 | 40.6 | 40.6 | 40.8 | 40.7 | 40.7 | 40.6
Non-Hydro Renewables | 19.8 | 20 | 20.2 | 19.5 | 19.2 | 17.7 | 17 | 15.9 | 14 | 12.7 | 10.1 | 6.2 | 3.5 | 2.4 | 1.8 | 1.2 | 0.4 | 0.2 | 0.03 | 0.03
Storage | 0.1 | 0.7 | 0.7 | 0.7 | 0.7 | 0.7 | 0.6 | 0.6 | 0.6 | 0.6 | 0.6 | 0.1 | 0.1 | 0.1 | 0.1 | 0.1 | 0.1 | 0.1 | 0.1 | 0.1
Total Ontario Demand | 148 | 154.1 | 159.3 | 161.6 | 164.3 | 168.3 | 171.9 | 174.8 | 178 | 181.5 | 184.9 | 188.6 | 192.6 | 195.1 | 198.2 | 200.9 | 204.1 | 205.7 | 207.1 | 208.4
Back to main menu

## Figure 22
Back to main menu
Figure 22: Energy Adequacy Outlook TWh (Case 2)
Fuel | 2024 | 2025 | 2026 | 2027 | 2028 | 2029 | 2030 | 2031 | 2032 | 2033 | 2034 | 2035 | 2036 | 2037 | 2038 | 2039 | 2040 | 2041 | 2042 | 2043
Nuclear | 71.5 | 73.9 | 58.9 | 61.9 | 67.6 | 67.2 | 71.7 | 70.9 | 74.1 | 75.4 | 77.7 | 80.7 | 79 | 80.3 | 78.4 | 77.8 | 77 | 82.2 | 77.9 | 82.4
Natural Gas | 17.9 | 20.4 | 38.1 | 36.9 | 34.5 | 38.1 | 37 | 39.8 | 39.9 | 41.6 | 42.4 | 43.4 | 46.6 | 47.5 | 51 | 52.3 | 54 | 52.3 | 54.5 | 53.1
Hydroelectric | 38.7 | 39.1 | 40.5 | 40.4 | 40.6 | 40.5 | 40.5 | 40.5 | 40.7 | 40.5 | 40.6 | 40.6 | 40.7 | 40.6 | 40.6 | 40.6 | 40.8 | 40.6 | 40.6 | 40.6
Non-Hydro Renewables | 19.7 | 20 | 20.5 | 20.5 | 20.6 | 20.5 | 20.5 | 20.5 | 20.6 | 20.6 | 20.6 | 20.5 | 20.7 | 20.5 | 20.6 | 20.6 | 20.7 | 20.6 | 20.6 | 20.6
Storage | 0.1 | 0.7 | 0.7 | 0.7 | 0.7 | 0.7 | 0.7 | 0.6 | 0.6 | 0.6 | 0.6 | 0.6 | 0.6 | 0.5 | 0.5 | 0.5 | 0.6 | 0.5 | 0.5 | 0.5
Total Ontario Demand | 148 | 154.1 | 159.3 | 161.6 | 164.3 | 168.3 | 171.9 | 174.8 | 178 | 181.5 | 184.9 | 189.2 | 193.2 | 195.6 | 198.8 | 201.5 | 204.6 | 206.2 | 207.6 | 209
Back to main menu

## Figure 26
Back to main menu
Figure 26: Potentially Unserved Energy (GWh)
Scenario | 2024 | 2025 | 2026 | 2027 | 2028 | 2029 | 2030 | 2031 | 2032 | 2033 | 2034 | 2035 | 2036 | 2037 | 2038 | 2039 | 2040 | 2041 | 2042 | 2043
Case 1 | 13.6 | 81.8 | 611.3 | 1236.2 | 416.1 | 8954.9 | 16831.5 | 26939.7 | 32888.9 | 38007.2 | 42530.9 | 49166.6 | 57933.4 | 62281.4 | 68634.7 | 72452.4 | 83228.2 | 81629.7 | 87449.9 | 84383.1
Case 2 | 11.7 | 74.8 | 557.7 | 1088.1 | 335.2 | 1247.7 | 1444.8 | 2328.4 | 2087.7 | 2835.2 | 3051.8 | 3502.5 | 5604.2 | 6084.9 | 7695.4 | 9651.9 | 11691 | 9994.8 | 13441 | 11757.1
Back to main menu

## Figure 27
Back to main menu
Figure 27: Unserved Energy Duration Curves, Case 1
Duration curve for Index | 2024 | 2043
| Unserved Energy (MW) | Unserved Energy (MW)
1 | 1536 | 17403
2 | 1174 | 17133
3 | 1112 | 16997
4 | 1082 | 16865
5 | 735 | 16779
6 | 702 | 16745
7 | 622 | 16690
8 | 534 | 16646
9 | 508 | 16588
10 | 418 | 16562
11 | 414 | 16559
12 | 396 | 16515
13 | 390 | 16382
14 | 382 | 16368
15 | 346 | 16356
16 | 310 | 16350
17 | 300 | 16349
18 | 283 | 16349
19 | 244 | 16346
20 | 231 | 16281
21 | 224 | 16277
22 | 223 | 16254
23 | 223 | 16233
24 | 206 | 16230
25 | 200 | 16182
26 | 170 | 16175
27 | 116 | 16157
28 | 96 | 16154
29 | 94 | 16136
30 | 91 | 16107
31 | 91 | 16091
32 | 45 | 16076
33 | 31 | 16070
34 | 18 | 16049
35 | 12 | 16047
36 | 5 | 16024
37 | 0 | 15993
38 | 0 | 15983
39 | 0 | 15970
40 | 0 | 15934
41 | 0 | 15929
42 | 0 | 15926
43 | 0 | 15925
44 | 0 | 15895
45 | 0 | 15882
46 | 0 | 15870
47 | 0 | 15850
48 | 0 | 15841
49 | 0 | 15841
50 | 0 | 15834
51 | 0 | 15824
52 | 0 | 15804
53 | 0 | 15790
54 | 0 | 15787
55 | 0 | 15770
56 | 0 | 15746
57 | 0 | 15722
58 | 0 | 15722
59 | 0 | 15717
60 | 0 | 15708
61 | 0 | 15675
62 | 0 | 15667
63 | 0 | 15665
64 | 0 | 15656
65 | 0 | 15654
66 | 0 | 15630
67 | 0 | 15628
68 | 0 | 15627
69 | 0 | 15622
70 | 0 | 15608
71 | 0 | 15580
72 | 0 | 15569
73 | 0 | 15567
74 | 0 | 15563
75 | 0 | 15543
76 | 0 | 15541
77 | 0 | 15537
78 | 0 | 15535
79 | 0 | 15534
80 | 0 | 15533
81 | 0 | 15532
82 | 0 | 15530
83 | 0 | 15528
84 | 0 | 15505
85 | 0 | 15490
86 | 0 | 15482
87 | 0 | 15473
88 | 0 | 15470
89 | 0 | 15455
90 | 0 | 15454
91 | 0 | 15453
92 | 0 | 15452
93 | 0 | 15452
94 | 0 | 15442
95 | 0 | 15442
96 | 0 | 15438
97 | 0 | 15434
98 | 0 | 15424
99 | 0 | 15419
100 | 0 | 15410
101 | 0 | 15402
102 | 0 | 15396
103 | 0 | 15391
104 | 0 | 15387
105 | 0 | 15366
106 | 0 | 15361
107 | 0 | 15332
108 | 0 | 15330
109 | 0 | 15322
110 | 0 | 15320
111 | 0 | 15320
112 | 0 | 15319
113 | 0 | 15318
114 | 0 | 15317
115 | 0 | 15315
116 | 0 | 15306
117 | 0 | 15293
118 | 0 | 15287
119 | 0 | 15266
120 | 0 | 15260
121 | 0 | 15246
122 | 0 | 15246
123 | 0 | 15246
124 | 0 | 15238
125 | 0 | 15231
126 | 0 | 15222
127 | 0 | 15217
128 | 0 | 15214
129 | 0 | 15211
130 | 0 | 15211
131 | 0 | 15207
132 | 0 | 15206
133 | 0 | 15205
134 | 0 | 15197
135 | 0 | 15195
136 | 0 | 15191
137 | 0 | 15191
138 | 0 | 15190
139 | 0 | 15190
140 | 0 | 15177
141 | 0 | 15175
142 | 0 | 15163
143 | 0 | 15163
144 | 0 | 15155
145 | 0 | 15151
146 | 0 | 15149
147 | 0 | 15134
148 | 0 | 15124
149 | 0 | 15123
150 | 0 | 15115
151 | 0 | 15112
152 | 0 | 15106
153 | 0 | 15101
154 | 0 | 15093
155 | 0 | 15088
156 | 0 | 15086
157 | 0 | 15083
158 | 0 | 15082
159 | 0 | 15079
160 | 0 | 15073
161 | 0 | 15068
162 | 0 | 15066
163 | 0 | 15053
164 | 0 | 15046
165 | 0 | 15043
166 | 0 | 15040
167 | 0 | 15019
168 | 0 | 15016
169 | 0 | 15012
170 | 0 | 15012
171 | 0 | 15006
172 | 0 | 14971
173 | 0 | 14969
174 | 0 | 14962
175 | 0 | 14959
176 | 0 | 14958
177 | 0 | 14955
178 | 0 | 14950
179 | 0 | 14947
180 | 0 | 14946
181 | 0 | 14945
182 | 0 | 14942
183 | 0 | 14938
184 | 0 | 14937
185 | 0 | 14937
186 | 0 | 14934
187 | 0 | 14934
188 | 0 | 14926
189 | 0 | 14924
190 | 0 | 14923
191 | 0 | 14914
192 | 0 | 14911
193 | 0 | 14902
194 | 0 | 14895
195 | 0 | 14892
196 | 0 | 14885
197 | 0 | 14872
198 | 0 | 14858
199 | 0 | 14853
200 | 0 | 14847
201 | 0 | 14846
202 | 0 | 14845
203 | 0 | 14844
204 | 0 | 14828
205 | 0 | 14815
206 | 0 | 14801
207 | 0 | 14790
208 | 0 | 14786
209 | 0 | 14786
210 | 0 | 14783
211 | 0 | 14780
212 | 0 | 14770
213 | 0 | 14769
214 | 0 | 14763
215 | 0 | 14762
216 | 0 | 14761
217 | 0 | 14758
218 | 0 | 14758
219 | 0 | 14754
220 | 0 | 14753
221 | 0 | 14753
222 | 0 | 14748
223 | 0 | 14748
224 | 0 | 14746
225 | 0 | 14746
226 | 0 | 14742
227 | 0 | 14733
228 | 0 | 14730
229 | 0 | 14717
230 | 0 | 14710
231 | 0 | 14706
232 | 0 | 14706
233 | 0 | 14702
234 | 0 | 14701
235 | 0 | 14692
236 | 0 | 14691
237 | 0 | 14689
238 | 0 | 14688
239 | 0 | 14685
240 | 0 | 14681
241 | 0 | 14672
242 | 0 | 14671
243 | 0 | 14663
244 | 0 | 14663
245 | 0 | 14661
246 | 0 | 14659
247 | 0 | 14656
248 | 0 | 14655
249 | 0 | 14649
250 | 0 | 14645
251 | 0 | 14643
252 | 0 | 14642
253 | 0 | 14639
254 | 0 | 14634
255 | 0 | 14634
256 | 0 | 14634
257 | 0 | 14622
258 | 0 | 14612
259 | 0 | 14596
260 | 0 | 14593
261 | 0 | 14591
262 | 0 | 14591
263 | 0 | 14569
264 | 0 | 14566
265 | 0 | 14565
266 | 0 | 14554
267 | 0 | 14547
268 | 0 | 14545
269 | 0 | 14537
270 | 0 | 14531
271 | 0 | 14529
272 | 0 | 14522
273 | 0 | 14518
274 | 0 | 14512
275 | 0 | 14502
276 | 0 | 14487
277 | 0 | 14485
278 | 0 | 14484
279 | 0 | 14484
280 | 0 | 14481
281 | 0 | 14472
282 | 0 | 14471
283 | 0 | 14470
284 | 0 | 14463
285 | 0 | 14460
286 | 0 | 14459
287 | 0 | 14458
288 | 0 | 14456
289 | 0 | 14453
290 | 0 | 14452
291 | 0 | 14447
292 | 0 | 14447
293 | 0 | 14438
294 | 0 | 14438
295 | 0 | 14434
296 | 0 | 14427
297 | 0 | 14424
298 | 0 | 14422
299 | 0 | 14419
300 | 0 | 14416
301 | 0 | 14415
302 | 0 | 14411
303 | 0 | 14406
304 | 0 | 14406
305 | 0 | 14402
306 | 0 | 14400
307 | 0 | 14399
308 | 0 | 14398
309 | 0 | 14398
310 | 0 | 14397
311 | 0 | 14396
312 | 0 | 14394
313 | 0 | 14389
314 | 0 | 14387
315 | 0 | 14386
316 | 0 | 14381
317 | 0 | 14379
318 | 0 | 14373
319 | 0 | 14372
320 | 0 | 14361
321 | 0 | 14359
322 | 0 | 14358
323 | 0 | 14350
324 | 0 | 14345
325 | 0 | 14342
326 | 0 | 14342
327 | 0 | 14332
328 | 0 | 14330
329 | 0 | 14329
330 | 0 | 14324
331 | 0 | 14320
332 | 0 | 14319
333 | 0 | 14315
334 | 0 | 14315
335 | 0 | 14314
336 | 0 | 14314
337 | 0 | 14312
338 | 0 | 14309
339 | 0 | 14309
340 | 0 | 14302
341 | 0 | 14300
342 | 0 | 14300
343 | 0 | 14298
344 | 0 | 14294
345 | 0 | 14289
346 | 0 | 14286
347 | 0 | 14281
348 | 0 | 14272
349 | 0 | 14263
350 | 0 | 14262
351 | 0 | 14258
352 | 0 | 14245
353 | 0 | 14242
354 | 0 | 14241
355 | 0 | 14241
356 | 0 | 14232
357 | 0 | 14215
358 | 0 | 14211
359 | 0 | 14200
360 | 0 | 14200
361 | 0 | 14196
362 | 0 | 14186
363 | 0 | 14181
364 | 0 | 14178
365 | 0 | 14172
366 | 0 | 14168
367 | 0 | 14168
368 | 0 | 14166
369 | 0 | 14159
370 | 0 | 14155
371 | 0 | 14155
372 | 0 | 14153
373 | 0 | 14151
374 | 0 | 14149
375 | 0 | 14148
376 | 0 | 14147
377 | 0 | 14147
378 | 0 | 14146
379 | 0 | 14145
380 | 0 | 14143
381 | 0 | 14140
382 | 0 | 14140
383 | 0 | 14137
384 | 0 | 14135
385 | 0 | 14135
386 | 0 | 14133
387 | 0 | 14132
388 | 0 | 14130
389 | 0 | 14129
390 | 0 | 14127
391 | 0 | 14125
392 | 0 | 14115
393 | 0 | 14113
394 | 0 | 14098
395 | 0 | 14098
396 | 0 | 14095
397 | 0 | 14094
398 | 0 | 14093
399 | 0 | 14093
400 | 0 | 14090
401 | 0 | 14090
402 | 0 | 14089
403 | 0 | 14089
404 | 0 | 14089
405 | 0 | 14088
406 | 0 | 14081
407 | 0 | 14079
408 | 0 | 14078
409 | 0 | 14077
410 | 0 | 14073
411 | 0 | 14064
412 | 0 | 14063
413 | 0 | 14061
414 | 0 | 14059
415 | 0 | 14057
416 | 0 | 14050
417 | 0 | 14049
418 | 0 | 14044
419 | 0 | 14043
420 | 0 | 14040
421 | 0 | 14039
422 | 0 | 14036
423 | 0 | 14035
424 | 0 | 14026
425 | 0 | 14024
426 | 0 | 14021
427 | 0 | 14019
428 | 0 | 14017
429 | 0 | 14017
430 | 0 | 14016
431 | 0 | 14014
432 | 0 | 14013
433 | 0 | 14008
434 | 0 | 14001
435 | 0 | 13993
436 | 0 | 13986
437 | 0 | 13982
438 | 0 | 13979
439 | 0 | 13978
440 | 0 | 13975
441 | 0 | 13971
442 | 0 | 13970
443 | 0 | 13967
444 | 0 | 13955
445 | 0 | 13951
446 | 0 | 13951
447 | 0 | 13948
448 | 0 | 13947
449 | 0 | 13947
450 | 0 | 13937
451 | 0 | 13933
452 | 0 | 13932
453 | 0 | 13925
454 | 0 | 13924
455 | 0 | 13921
456 | 0 | 13920
457 | 0 | 13919
458 | 0 | 13915
459 | 0 | 13910
460 | 0 | 13908
461 | 0 | 13906
462 | 0 | 13900
463 | 0 | 13900
464 | 0 | 13899
465 | 0 | 13896
466 | 0 | 13896
467 | 0 | 13895
468 | 0 | 13893
469 | 0 | 13892
470 | 0 | 13891
471 | 0 | 13890
472 | 0 | 13883
473 | 0 | 13880
474 | 0 | 13880
475 | 0 | 13879
476 | 0 | 13877
477 | 0 | 13876
478 | 0 | 13875
479 | 0 | 13874
480 | 0 | 13867
481 | 0 | 13865
482 | 0 | 13865
483 | 0 | 13861
484 | 0 | 13859
485 | 0 | 13855
486 | 0 | 13849
487 | 0 | 13849
488 | 0 | 13847
489 | 0 | 13844
490 | 0 | 13836
491 | 0 | 13828
492 | 0 | 13827
493 | 0 | 13825
494 | 0 | 13817
495 | 0 | 13816
496 | 0 | 13816
497 | 0 | 13812
498 | 0 | 13810
499 | 0 | 13807
500 | 0 | 13806
501 | 0 | 13804
502 | 0 | 13803
503 | 0 | 13799
504 | 0 | 13795
505 | 0 | 13794
506 | 0 | 13792
507 | 0 | 13790
508 | 0 | 13787
509 | 0 | 13786
510 | 0 | 13785
511 | 0 | 13785
512 | 0 | 13784
513 | 0 | 13783
514 | 0 | 13777
515 | 0 | 13769
516 | 0 | 13767
517 | 0 | 13762
518 | 0 | 13760
519 | 0 | 13759
520 | 0 | 13757
521 | 0 | 13752
522 | 0 | 13750
523 | 0 | 13748
524 | 0 | 13746
525 | 0 | 13746
526 | 0 | 13741
527 | 0 | 13735
528 | 0 | 13734
529 | 0 | 13733
530 | 0 | 13733
531 | 0 | 13724
532 | 0 | 13724
533 | 0 | 13721
534 | 0 | 13719
535 | 0 | 13718
536 | 0 | 13716
537 | 0 | 13714
538 | 0 | 13713
539 | 0 | 13711
540 | 0 | 13709
541 | 0 | 13704
542 | 0 | 13702
543 | 0 | 13702
544 | 0 | 13699
545 | 0 | 13694
546 | 0 | 13693
547 | 0 | 13693
548 | 0 | 13686
549 | 0 | 13686
550 | 0 | 13682
551 | 0 | 13677
552 | 0 | 13676
553 | 0 | 13673
554 | 0 | 13671
555 | 0 | 13665
556 | 0 | 13663
557 | 0 | 13662
558 | 0 | 13661
559 | 0 | 13659
560 | 0 | 13658
561 | 0 | 13648
562 | 0 | 13648
563 | 0 | 13645
564 | 0 | 13643
565 | 0 | 13640
566 | 0 | 13639
567 | 0 | 13637
568 | 0 | 13634
569 | 0 | 13633
570 | 0 | 13632
571 | 0 | 13631
572 | 0 | 13629
573 | 0 | 13625
574 | 0 | 13624
575 | 0 | 13622
576 | 0 | 13620
577 | 0 | 13618
578 | 0 | 13617
579 | 0 | 13616
580 | 0 | 13614
581 | 0 | 13614
582 | 0 | 13612
583 | 0 | 13610
584 | 0 | 13599
585 | 0 | 13590
586 | 0 | 13590
587 | 0 | 13586
588 | 0 | 13585
589 | 0 | 13584
590 | 0 | 13583
591 | 0 | 13580
592 | 0 | 13575
593 | 0 | 13575
594 | 0 | 13574
595 | 0 | 13571
596 | 0 | 13571
597 | 0 | 13570
598 | 0 | 13568
599 | 0 | 13567
600 | 0 | 13557
601 | 0 | 13557
602 | 0 | 13553
603 | 0 | 13549
604 | 0 | 13548
605 | 0 | 13541
606 | 0 | 13533
607 | 0 | 13531
608 | 0 | 13527
609 | 0 | 13524
610 | 0 | 13521
611 | 0 | 13521
612 | 0 | 13519
613 | 0 | 13516
614 | 0 | 13515
615 | 0 | 13514
616 | 0 | 13514
617 | 0 | 13513
618 | 0 | 13513
619 | 0 | 13511
620 | 0 | 13509
621 | 0 | 13509
622 | 0 | 13505
623 | 0 | 13504
624 | 0 | 13500
625 | 0 | 13499
626 | 0 | 13496
627 | 0 | 13490
628 | 0 | 13489
629 | 0 | 13489
630 | 0 | 13488
631 | 0 | 13486
632 | 0 | 13484
633 | 0 | 13483
634 | 0 | 13476
635 | 0 | 13475
636 | 0 | 13466
637 | 0 | 13463
638 | 0 | 13462
639 | 0 | 13460
640 | 0 | 13457
641 | 0 | 13456
642 | 0 | 13453
643 | 0 | 13452
644 | 0 | 13451
645 | 0 | 13445
646 | 0 | 13444
647 | 0 | 13444
648 | 0 | 13443
649 | 0 | 13442
650 | 0 | 13438
651 | 0 | 13437
652 | 0 | 13436
653 | 0 | 13431
654 | 0 | 13431
655 | 0 | 13426
656 | 0 | 13421
657 | 0 | 13421
658 | 0 | 13419
659 | 0 | 13415
660 | 0 | 13415
661 | 0 | 13412
662 | 0 | 13411
663 | 0 | 13411
664 | 0 | 13409
665 | 0 | 13408
666 | 0 | 13404
667 | 0 | 13402
668 | 0 | 13402
669 | 0 | 13400
670 | 0 | 13399
671 | 0 | 13398
672 | 0 | 13396
673 | 0 | 13393
674 | 0 | 13390
675 | 0 | 13388
676 | 0 | 13385
677 | 0 | 13378
678 | 0 | 13377
679 | 0 | 13373
680 | 0 | 13368
681 | 0 | 13367
682 | 0 | 13361
683 | 0 | 13358
684 | 0 | 13356
685 | 0 | 13356
686 | 0 | 13356
687 | 0 | 13355
688 | 0 | 13351
689 | 0 | 13348
690 | 0 | 13347
691 | 0 | 13347
692 | 0 | 13343
693 | 0 | 13340
694 | 0 | 13340
695 | 0 | 13335
696 | 0 | 13335
697 | 0 | 13334
698 | 0 | 13333
699 | 0 | 13333
700 | 0 | 13332
701 | 0 | 13327
702 | 0 | 13326
703 | 0 | 13326
704 | 0 | 13322
705 | 0 | 13319
706 | 0 | 13316
707 | 0 | 13313
708 | 0 | 13313
709 | 0 | 13312
710 | 0 | 13310
711 | 0 | 13309
712 | 0 | 13307
713 | 0 | 13306
714 | 0 | 13306
715 | 0 | 13305
716 | 0 | 13304
717 | 0 | 13302
718 | 0 | 13302
719 | 0 | 13298
720 | 0 | 13297
721 | 0 | 13295
722 | 0 | 13292
723 | 0 | 13292
724 | 0 | 13292
725 | 0 | 13289
726 | 0 | 13284
727 | 0 | 13284
728 | 0 | 13283
729 | 0 | 13282
730 | 0 | 13280
731 | 0 | 13279
732 | 0 | 13279
733 | 0 | 13278
734 | 0 | 13276
735 | 0 | 13275
736 | 0 | 13274
737 | 0 | 13274
738 | 0 | 13271
739 | 0 | 13270
740 | 0 | 13265
741 | 0 | 13264
742 | 0 | 13262
743 | 0 | 13259
744 | 0 | 13256
745 | 0 | 13253
746 | 0 | 13252
747 | 0 | 13251
748 | 0 | 13248
749 | 0 | 13248
750 | 0 | 13245
751 | 0 | 13243
752 | 0 | 13241
753 | 0 | 13238
754 | 0 | 13234
755 | 0 | 13231
756 | 0 | 13230
757 | 0 | 13229
758 | 0 | 13229
759 | 0 | 13227
760 | 0 | 13226
761 | 0 | 13224
762 | 0 | 13224
763 | 0 | 13222
764 | 0 | 13221
765 | 0 | 13218
766 | 0 | 13217
767 | 0 | 13215
768 | 0 | 13215
769 | 0 | 13214
770 | 0 | 13206
771 | 0 | 13205
772 | 0 | 13205
773 | 0 | 13203
774 | 0 | 13200
775 | 0 | 13199
776 | 0 | 13199
777 | 0 | 13196
778 | 0 | 13195
779 | 0 | 13195
780 | 0 | 13195
781 | 0 | 13194
782 | 0 | 13194
783 | 0 | 13191
784 | 0 | 13187
785 | 0 | 13186
786 | 0 | 13185
787 | 0 | 13185
788 | 0 | 13184
789 | 0 | 13179
790 | 0 | 13178
791 | 0 | 13175
792 | 0 | 13174
793 | 0 | 13172
794 | 0 | 13168
795 | 0 | 13166
796 | 0 | 13166
797 | 0 | 13163
798 | 0 | 13161
799 | 0 | 13161
800 | 0 | 13158
801 | 0 | 13158
802 | 0 | 13158
803 | 0 | 13157
804 | 0 | 13157
805 | 0 | 13156
806 | 0 | 13156
807 | 0 | 13155
808 | 0 | 13154
809 | 0 | 13151
810 | 0 | 13147
811 | 0 | 13144
812 | 0 | 13138
813 | 0 | 13137
814 | 0 | 13137
815 | 0 | 13130
816 | 0 | 13128
817 | 0 | 13126
818 | 0 | 13125
819 | 0 | 13123
820 | 0 | 13123
821 | 0 | 13122
822 | 0 | 13118
823 | 0 | 13115
824 | 0 | 13114
825 | 0 | 13113
826 | 0 | 13111
827 | 0 | 13111
828 | 0 | 13110
829 | 0 | 13108
830 | 0 | 13107
831 | 0 | 13105
832 | 0 | 13104
833 | 0 | 13103
834 | 0 | 13102
835 | 0 | 13101
836 | 0 | 13100
837 | 0 | 13092
838 | 0 | 13091
839 | 0 | 13090
840 | 0 | 13087
841 | 0 | 13086
842 | 0 | 13083
843 | 0 | 13082
844 | 0 | 13081
845 | 0 | 13080
846 | 0 | 13075
847 | 0 | 13075
848 | 0 | 13074
849 | 0 | 13074
850 | 0 | 13073
851 | 0 | 13072
852 | 0 | 13072
853 | 0 | 13069
854 | 0 | 13066
855 | 0 | 13062
856 | 0 | 13061
857 | 0 | 13060
858 | 0 | 13059
859 | 0 | 13058
860 | 0 | 13051
861 | 0 | 13050
862 | 0 | 13050
863 | 0 | 13050
864 | 0 | 13047
865 | 0 | 13045
866 | 0 | 13044
867 | 0 | 13042
868 | 0 | 13040
869 | 0 | 13038
870 | 0 | 13038
871 | 0 | 13037
872 | 0 | 13036
873 | 0 | 13036
874 | 0 | 13034
875 | 0 | 13033
876 | 0 | 13029
877 | 0 | 13027
878 | 0 | 13026
879 | 0 | 13025
880 | 0 | 13024
881 | 0 | 13024
882 | 0 | 13022
883 | 0 | 13019
884 | 0 | 13016
885 | 0 | 13016
886 | 0 | 13010
887 | 0 | 13009
888 | 0 | 13008
889 | 0 | 13008
890 | 0 | 13007
891 | 0 | 13006
892 | 0 | 13006
893 | 0 | 13005
894 | 0 | 12996
895 | 0 | 12993
896 | 0 | 12992
897 | 0 | 12991
898 | 0 | 12991
899 | 0 | 12991
900 | 0 | 12991
901 | 0 | 12990
902 | 0 | 12989
903 | 0 | 12987
904 | 0 | 12986
905 | 0 | 12986
906 | 0 | 12984
907 | 0 | 12984
908 | 0 | 12982
909 | 0 | 12981
910 | 0 | 12978
911 | 0 | 12977
912 | 0 | 12976
913 | 0 | 12974
914 | 0 | 12971
915 | 0 | 12970
916 | 0 | 12970
917 | 0 | 12970
918 | 0 | 12968
919 | 0 | 12965
920 | 0 | 12961
921 | 0 | 12961
922 | 0 | 12959
923 | 0 | 12957
924 | 0 | 12955
925 | 0 | 12954
926 | 0 | 12954
927 | 0 | 12954
928 | 0 | 12953
929 | 0 | 12953
930 | 0 | 12952
931 | 0 | 12950
932 | 0 | 12948
933 | 0 | 12947
934 | 0 | 12946
935 | 0 | 12945
936 | 0 | 12943
937 | 0 | 12942
938 | 0 | 12940
939 | 0 | 12940
940 | 0 | 12938
941 | 0 | 12933
942 | 0 | 12932
943 | 0 | 12929
944 | 0 | 12926
945 | 0 | 12926
946 | 0 | 12926
947 | 0 | 12925
948 | 0 | 12925
949 | 0 | 12925
950 | 0 | 12925
951 | 0 | 12922
952 | 0 | 12920
953 | 0 | 12916
954 | 0 | 12915
955 | 0 | 12913
956 | 0 | 12911
957 | 0 | 12911
958 | 0 | 12911
959 | 0 | 12910
960 | 0 | 12909
961 | 0 | 12903
962 | 0 | 12901
963 | 0 | 12898
964 | 0 | 12898
965 | 0 | 12897
966 | 0 | 12895
967 | 0 | 12894
968 | 0 | 12891
969 | 0 | 12891
970 | 0 | 12890
971 | 0 | 12888
972 | 0 | 12887
973 | 0 | 12886
974 | 0 | 12881
975 | 0 | 12880
976 | 0 | 12879
977 | 0 | 12878
978 | 0 | 12877
979 | 0 | 12875
980 | 0 | 12874
981 | 0 | 12873
982 | 0 | 12870
983 | 0 | 12865
984 | 0 | 12865
985 | 0 | 12865
986 | 0 | 12863
987 | 0 | 12863
988 | 0 | 12856
989 | 0 | 12856
990 | 0 | 12855
991 | 0 | 12852
992 | 0 | 12850
993 | 0 | 12847
994 | 0 | 12840
995 | 0 | 12839
996 | 0 | 12837
997 | 0 | 12835
998 | 0 | 12834
999 | 0 | 12830
1000 | 0 | 12828
1001 | 0 | 12823
1002 | 0 | 12822
1003 | 0 | 12816
1004 | 0 | 12812
1005 | 0 | 12812
1006 | 0 | 12811
1007 | 0 | 12810
1008 | 0 | 12810
1009 | 0 | 12809
1010 | 0 | 12807
1011 | 0 | 12807
1012 | 0 | 12805
1013 | 0 | 12799
1014 | 0 | 12797
1015 | 0 | 12797
1016 | 0 | 12795
1017 | 0 | 12791
1018 | 0 | 12789
1019 | 0 | 12786
1020 | 0 | 12782
1021 | 0 | 12781
1022 | 0 | 12781
1023 | 0 | 12780
1024 | 0 | 12780
1025 | 0 | 12776
1026 | 0 | 12776
1027 | 0 | 12776
1028 | 0 | 12775
1029 | 0 | 12775
1030 | 0 | 12774
1031 | 0 | 12773
1032 | 0 | 12771
1033 | 0 | 12770
1034 | 0 | 12769
1035 | 0 | 12767
1036 | 0 | 12755
1037 | 0 | 12752
1038 | 0 | 12749
1039 | 0 | 12749
1040 | 0 | 12747
1041 | 0 | 12746
1042 | 0 | 12746
1043 | 0 | 12746
1044 | 0 | 12745
1045 | 0 | 12745
1046 | 0 | 12740
1047 | 0 | 12740
1048 | 0 | 12734
1049 | 0 | 12725
1050 | 0 | 12723
1051 | 0 | 12723
1052 | 0 | 12723
1053 | 0 | 12723
1054 | 0 | 12722
1055 | 0 | 12717
1056 | 0 | 12715
1057 | 0 | 12715
1058 | 0 | 12715
1059 | 0 | 12715
1060 | 0 | 12714
1061 | 0 | 12711
1062 | 0 | 12709
1063 | 0 | 12709
1064 | 0 | 12705
1065 | 0 | 12703
1066 | 0 | 12701
1067 | 0 | 12700
1068 | 0 | 12699
1069 | 0 | 12699
1070 | 0 | 12697
1071 | 0 | 12695
1072 | 0 | 12695
1073 | 0 | 12691
1074 | 0 | 12691
1075 | 0 | 12689
1076 | 0 | 12688
1077 | 0 | 12683
1078 | 0 | 12682
1079 | 0 | 12678
1080 | 0 | 12676
1081 | 0 | 12676
1082 | 0 | 12674
1083 | 0 | 12673
1084 | 0 | 12672
1085 | 0 | 12671
1086 | 0 | 12671
1087 | 0 | 12671
1088 | 0 | 12670
1089 | 0 | 12669
1090 | 0 | 12663
1091 | 0 | 12662
1092 | 0 | 12645
1093 | 0 | 12644
1094 | 0 | 12641
1095 | 0 | 12641
1096 | 0 | 12639
1097 | 0 | 12638
1098 | 0 | 12637
1099 | 0 | 12637
1100 | 0 | 12636
1101 | 0 | 12631
1102 | 0 | 12629
1103 | 0 | 12628
1104 | 0 | 12625
1105 | 0 | 12623
1106 | 0 | 12622
1107 | 0 | 12621
1108 | 0 | 12619
1109 | 0 | 12618
1110 | 0 | 12618
1111 | 0 | 12618
1112 | 0 | 12618
1113 | 0 | 12614
1114 | 0 | 12613
1115 | 0 | 12610
1116 | 0 | 12610
1117 | 0 | 12608
1118 | 0 | 12608
1119 | 0 | 12606
1120 | 0 | 12605
1121 | 0 | 12600
1122 | 0 | 12596
1123 | 0 | 12594
1124 | 0 | 12594
1125 | 0 | 12591
1126 | 0 | 12583
1127 | 0 | 12583
1128 | 0 | 12583
1129 | 0 | 12582
1130 | 0 | 12580
1131 | 0 | 12580
1132 | 0 | 12579
1133 | 0 | 12579
1134 | 0 | 12578
1135 | 0 | 12577
1136 | 0 | 12577
1137 | 0 | 12576
1138 | 0 | 12575
1139 | 0 | 12574
1140 | 0 | 12570
1141 | 0 | 12569
1142 | 0 | 12568
1143 | 0 | 12568
1144 | 0 | 12565
1145 | 0 | 12563
1146 | 0 | 12563
1147 | 0 | 12560
1148 | 0 | 12556
1149 | 0 | 12554
1150 | 0 | 12553
1151 | 0 | 12550
1152 | 0 | 12550
1153 | 0 | 12550
1154 | 0 | 12549
1155 | 0 | 12547
1156 | 0 | 12546
1157 | 0 | 12546
1158 | 0 | 12545
1159 | 0 | 12545
1160 | 0 | 12544
1161 | 0 | 12543
1162 | 0 | 12540
1163 | 0 | 12538
1164 | 0 | 12535
1165 | 0 | 12535
1166 | 0 | 12534
1167 | 0 | 12532
1168 | 0 | 12530
1169 | 0 | 12528
1170 | 0 | 12528
1171 | 0 | 12527
1172 | 0 | 12527
1173 | 0 | 12527
1174 | 0 | 12526
1175 | 0 | 12524
1176 | 0 | 12523
1177 | 0 | 12520
1178 | 0 | 12517
1179 | 0 | 12516
1180 | 0 | 12515
1181 | 0 | 12514
1182 | 0 | 12514
1183 | 0 | 12513
1184 | 0 | 12511
1185 | 0 | 12509
1186 | 0 | 12507
1187 | 0 | 12507
1188 | 0 | 12505
1189 | 0 | 12504
1190 | 0 | 12504
1191 | 0 | 12501
1192 | 0 | 12501
1193 | 0 | 12500
1194 | 0 | 12500
1195 | 0 | 12499
1196 | 0 | 12498
1197 | 0 | 12498
1198 | 0 | 12496
1199 | 0 | 12494
1200 | 0 | 12492
1201 | 0 | 12488
1202 | 0 | 12483
1203 | 0 | 12482
1204 | 0 | 12482
1205 | 0 | 12482
1206 | 0 | 12480
1207 | 0 | 12477
1208 | 0 | 12474
1209 | 0 | 12472
1210 | 0 | 12471
1211 | 0 | 12471
1212 | 0 | 12469
1213 | 0 | 12466
1214 | 0 | 12466
1215 | 0 | 12466
1216 | 0 | 12465
1217 | 0 | 12464
1218 | 0 | 12461
1219 | 0 | 12460
1220 | 0 | 12459
1221 | 0 | 12457
1222 | 0 | 12454
1223 | 0 | 12453
1224 | 0 | 12452
1225 | 0 | 12451
1226 | 0 | 12451
1227 | 0 | 12451
1228 | 0 | 12451
1229 | 0 | 12450
1230 | 0 | 12450
1231 | 0 | 12449
1232 | 0 | 12447
1233 | 0 | 12442
1234 | 0 | 12440
1235 | 0 | 12438
1236 | 0 | 12438
1237 | 0 | 12437
1238 | 0 | 12434
1239 | 0 | 12432
1240 | 0 | 12431
1241 | 0 | 12430
1242 | 0 | 12424
1243 | 0 | 12423
1244 | 0 | 12418
1245 | 0 | 12418
1246 | 0 | 12416
1247 | 0 | 12415
1248 | 0 | 12415
1249 | 0 | 12413
1250 | 0 | 12410
1251 | 0 | 12408
1252 | 0 | 12404
1253 | 0 | 12402
1254 | 0 | 12401
1255 | 0 | 12401
1256 | 0 | 12399
1257 | 0 | 12397
1258 | 0 | 12394
1259 | 0 | 12394
1260 | 0 | 12392
1261 | 0 | 12390
1262 | 0 | 12389
1263 | 0 | 12388
1264 | 0 | 12387
1265 | 0 | 12385
1266 | 0 | 12385
1267 | 0 | 12384
1268 | 0 | 12383
1269 | 0 | 12383
1270 | 0 | 12383
1271 | 0 | 12383
1272 | 0 | 12382
1273 | 0 | 12381
1274 | 0 | 12380
1275 | 0 | 12378
1276 | 0 | 12376
1277 | 0 | 12373
1278 | 0 | 12372
1279 | 0 | 12371
1280 | 0 | 12367
1281 | 0 | 12366
1282 | 0 | 12366
1283 | 0 | 12365
1284 | 0 | 12363
1285 | 0 | 12362
1286 | 0 | 12362
1287 | 0 | 12361
1288 | 0 | 12360
1289 | 0 | 12360
1290 | 0 | 12359
1291 | 0 | 12358
1292 | 0 | 12357
1293 | 0 | 12357
1294 | 0 | 12356
1295 | 0 | 12355
1296 | 0 | 12354
1297 | 0 | 12351
1298 | 0 | 12348
1299 | 0 | 12346
1300 | 0 | 12345
1301 | 0 | 12342
1302 | 0 | 12342
1303 | 0 | 12341
1304 | 0 | 12337
1305 | 0 | 12337
1306 | 0 | 12336
1307 | 0 | 12336
1308 | 0 | 12331
1309 | 0 | 12331
1310 | 0 | 12330
1311 | 0 | 12326
1312 | 0 | 12325
1313 | 0 | 12323
1314 | 0 | 12321
1315 | 0 | 12319
1316 | 0 | 12316
1317 | 0 | 12315
1318 | 0 | 12315
1319 | 0 | 12309
1320 | 0 | 12304
1321 | 0 | 12303
1322 | 0 | 12303
1323 | 0 | 12301
1324 | 0 | 12301
1325 | 0 | 12298
1326 | 0 | 12297
1327 | 0 | 12295
1328 | 0 | 12292
1329 | 0 | 12291
1330 | 0 | 12291
1331 | 0 | 12289
1332 | 0 | 12288
1333 | 0 | 12288
1334 | 0 | 12285
1335 | 0 | 12285
1336 | 0 | 12281
1337 | 0 | 12281
1338 | 0 | 12280
1339 | 0 | 12279
1340 | 0 | 12279
1341 | 0 | 12279
1342 | 0 | 12279
1343 | 0 | 12271
1344 | 0 | 12270
1345 | 0 | 12270
1346 | 0 | 12266
1347 | 0 | 12265
1348 | 0 | 12264
1349 | 0 | 12262
1350 | 0 | 12262
1351 | 0 | 12261
1352 | 0 | 12261
1353 | 0 | 12261
1354 | 0 | 12259
1355 | 0 | 12258
1356 | 0 | 12257
1357 | 0 | 12256
1358 | 0 | 12256
1359 | 0 | 12254
1360 | 0 | 12254
1361 | 0 | 12254
1362 | 0 | 12251
1363 | 0 | 12251
1364 | 0 | 12249
1365 | 0 | 12247
1366 | 0 | 12247
1367 | 0 | 12244
1368 | 0 | 12243
1369 | 0 | 12242
1370 | 0 | 12241
1371 | 0 | 12240
1372 | 0 | 12240
1373 | 0 | 12240
1374 | 0 | 12239
1375 | 0 | 12236
1376 | 0 | 12236
1377 | 0 | 12235
1378 | 0 | 12233
1379 | 0 | 12232
1380 | 0 | 12228
1381 | 0 | 12227
1382 | 0 | 12227
1383 | 0 | 12224
1384 | 0 | 12224
1385 | 0 | 12221
1386 | 0 | 12220
1387 | 0 | 12219
1388 | 0 | 12210
1389 | 0 | 12208
1390 | 0 | 12207
1391 | 0 | 12207
1392 | 0 | 12205
1393 | 0 | 12204
1394 | 0 | 12203
1395 | 0 | 12201
1396 | 0 | 12201
1397 | 0 | 12200
1398 | 0 | 12199
1399 | 0 | 12199
1400 | 0 | 12199
1401 | 0 | 12196
1402 | 0 | 12192
1403 | 0 | 12191
1404 | 0 | 12191
1405 | 0 | 12189
1406 | 0 | 12189
1407 | 0 | 12188
1408 | 0 | 12187
1409 | 0 | 12182
1410 | 0 | 12180
1411 | 0 | 12180
1412 | 0 | 12178
1413 | 0 | 12172
1414 | 0 | 12171
1415 | 0 | 12170
1416 | 0 | 12169
1417 | 0 | 12168
1418 | 0 | 12165
1419 | 0 | 12165
1420 | 0 | 12165
1421 | 0 | 12164
1422 | 0 | 12164
1423 | 0 | 12163
1424 | 0 | 12163
1425 | 0 | 12162
1426 | 0 | 12162
1427 | 0 | 12160
1428 | 0 | 12158
1429 | 0 | 12157
1430 | 0 | 12157
1431 | 0 | 12156
1432 | 0 | 12155
1433 | 0 | 12153
1434 | 0 | 12152
1435 | 0 | 12151
1436 | 0 | 12151
1437 | 0 | 12149
1438 | 0 | 12148
1439 | 0 | 12147
1440 | 0 | 12146
1441 | 0 | 12140
1442 | 0 | 12139
1443 | 0 | 12137
1444 | 0 | 12136
1445 | 0 | 12133
1446 | 0 | 12133
1447 | 0 | 12133
1448 | 0 | 12131
1449 | 0 | 12130
1450 | 0 | 12130
1451 | 0 | 12127
1452 | 0 | 12125
1453 | 0 | 12123
1454 | 0 | 12123
1455 | 0 | 12122
1456 | 0 | 12122
1457 | 0 | 12121
1458 | 0 | 12121
1459 | 0 | 12118
1460 | 0 | 12118
1461 | 0 | 12116
1462 | 0 | 12115
1463 | 0 | 12113
1464 | 0 | 12113
1465 | 0 | 12112
1466 | 0 | 12110
1467 | 0 | 12110
1468 | 0 | 12109
1469 | 0 | 12106
1470 | 0 | 12106
1471 | 0 | 12105
1472 | 0 | 12105
1473 | 0 | 12105
1474 | 0 | 12103
1475 | 0 | 12101
1476 | 0 | 12100
1477 | 0 | 12098
1478 | 0 | 12095
1479 | 0 | 12094
1480 | 0 | 12094
1481 | 0 | 12093
1482 | 0 | 12093
1483 | 0 | 12091
1484 | 0 | 12088
1485 | 0 | 12087
1486 | 0 | 12086
1487 | 0 | 12085
1488 | 0 | 12085
1489 | 0 | 12085
1490 | 0 | 12083
1491 | 0 | 12083
1492 | 0 | 12082
1493 | 0 | 12080
1494 | 0 | 12078
1495 | 0 | 12077
1496 | 0 | 12076
1497 | 0 | 12075
1498 | 0 | 12075
1499 | 0 | 12075
1500 | 0 | 12074
1501 | 0 | 12073
1502 | 0 | 12070
1503 | 0 | 12067
1504 | 0 | 12065
1505 | 0 | 12065
1506 | 0 | 12064
1507 | 0 | 12063
1508 | 0 | 12062
1509 | 0 | 12061
1510 | 0 | 12060
1511 | 0 | 12059
1512 | 0 | 12058
1513 | 0 | 12052
1514 | 0 | 12052
1515 | 0 | 12052
1516 | 0 | 12050
1517 | 0 | 12049
1518 | 0 | 12049
1519 | 0 | 12047
1520 | 0 | 12045
1521 | 0 | 12045
1522 | 0 | 12045
1523 | 0 | 12045
1524 | 0 | 12044
1525 | 0 | 12043
1526 | 0 | 12042
1527 | 0 | 12038
1528 | 0 | 12037
1529 | 0 | 12036
1530 | 0 | 12035
1531 | 0 | 12034
1532 | 0 | 12034
1533 | 0 | 12033
1534 | 0 | 12030
1535 | 0 | 12029
1536 | 0 | 12028
1537 | 0 | 12027
1538 | 0 | 12024
1539 | 0 | 12023
1540 | 0 | 12023
1541 | 0 | 12023
1542 | 0 | 12023
1543 | 0 | 12022
1544 | 0 | 12019
1545 | 0 | 12019
1546 | 0 | 12017
1547 | 0 | 12016
1548 | 0 | 12015
1549 | 0 | 12012
1550 | 0 | 12011
1551 | 0 | 12010
1552 | 0 | 12009
1553 | 0 | 12006
1554 | 0 | 12006
1555 | 0 | 12004
1556 | 0 | 12003
1557 | 0 | 12002
1558 | 0 | 11999
1559 | 0 | 11999
1560 | 0 | 11998
1561 | 0 | 11997
1562 | 0 | 11996
1563 | 0 | 11995
1564 | 0 | 11995
1565 | 0 | 11994
1566 | 0 | 11994
1567 | 0 | 11991
1568 | 0 | 11988
1569 | 0 | 11987
1570 | 0 | 11987
1571 | 0 | 11986
1572 | 0 | 11985
1573 | 0 | 11984
1574 | 0 | 11983
1575 | 0 | 11982
1576 | 0 | 11980
1577 | 0 | 11980
1578 | 0 | 11979
1579 | 0 | 11979
1580 | 0 | 11977
1581 | 0 | 11977
1582 | 0 | 11976
1583 | 0 | 11976
1584 | 0 | 11975
1585 | 0 | 11975
1586 | 0 | 11974
1587 | 0 | 11973
1588 | 0 | 11973
1589 | 0 | 11972
1590 | 0 | 11972
1591 | 0 | 11970
1592 | 0 | 11969
1593 | 0 | 11965
1594 | 0 | 11965
1595 | 0 | 11963
1596 | 0 | 11962
1597 | 0 | 11960
1598 | 0 | 11958
1599 | 0 | 11957
1600 | 0 | 11956
1601 | 0 | 11956
1602 | 0 | 11956
1603 | 0 | 11956
1604 | 0 | 11955
1605 | 0 | 11954
1606 | 0 | 11951
1607 | 0 | 11950
1608 | 0 | 11949
1609 | 0 | 11945
1610 | 0 | 11945
1611 | 0 | 11944
1612 | 0 | 11944
1613 | 0 | 11942
1614 | 0 | 11941
1615 | 0 | 11940
1616 | 0 | 11939
1617 | 0 | 11939
1618 | 0 | 11937
1619 | 0 | 11937
1620 | 0 | 11936
1621 | 0 | 11935
1622 | 0 | 11935
1623 | 0 | 11935
1624 | 0 | 11932
1625 | 0 | 11932
1626 | 0 | 11932
1627 | 0 | 11931
1628 | 0 | 11931
1629 | 0 | 11931
1630 | 0 | 11926
1631 | 0 | 11925
1632 | 0 | 11925
1633 | 0 | 11923
1634 | 0 | 11920
1635 | 0 | 11918
1636 | 0 | 11918
1637 | 0 | 11912
1638 | 0 | 11909
1639 | 0 | 11908
1640 | 0 | 11907
1641 | 0 | 11907
1642 | 0 | 11906
1643 | 0 | 11903
1644 | 0 | 11902
1645 | 0 | 11901
1646 | 0 | 11901
1647 | 0 | 11897
1648 | 0 | 11897
1649 | 0 | 11897
1650 | 0 | 11896
1651 | 0 | 11895
1652 | 0 | 11892
1653 | 0 | 11891
1654 | 0 | 11890
1655 | 0 | 11890
1656 | 0 | 11887
1657 | 0 | 11885
1658 | 0 | 11884
1659 | 0 | 11883
1660 | 0 | 11883
1661 | 0 | 11882
1662 | 0 | 11882
1663 | 0 | 11881
1664 | 0 | 11880
1665 | 0 | 11878
1666 | 0 | 11870
1667 | 0 | 11870
1668 | 0 | 11868
1669 | 0 | 11866
1670 | 0 | 11864
1671 | 0 | 11863
1672 | 0 | 11861
1673 | 0 | 11859
1674 | 0 | 11857
1675 | 0 | 11857
1676 | 0 | 11857
1677 | 0 | 11856
1678 | 0 | 11855
1679 | 0 | 11855
1680 | 0 | 11853
1681 | 0 | 11853
1682 | 0 | 11853
1683 | 0 | 11851
1684 | 0 | 11851
1685 | 0 | 11849
1686 | 0 | 11845
1687 | 0 | 11845
1688 | 0 | 11845
1689 | 0 | 11844
1690 | 0 | 11841
1691 | 0 | 11840
1692 | 0 | 11840
1693 | 0 | 11839
1694 | 0 | 11836
1695 | 0 | 11836
1696 | 0 | 11835
1697 | 0 | 11834
1698 | 0 | 11833
1699 | 0 | 11833
1700 | 0 | 11828
1701 | 0 | 11826
1702 | 0 | 11824
1703 | 0 | 11824
1704 | 0 | 11821
1705 | 0 | 11821
1706 | 0 | 11821
1707 | 0 | 11820
1708 | 0 | 11820
1709 | 0 | 11817
1710 | 0 | 11817
1711 | 0 | 11816
1712 | 0 | 11816
1713 | 0 | 11815
1714 | 0 | 11815
1715 | 0 | 11814
1716 | 0 | 11813
1717 | 0 | 11813
1718 | 0 | 11813
1719 | 0 | 11812
1720 | 0 | 11812
1721 | 0 | 11810
1722 | 0 | 11808
1723 | 0 | 11807
1724 | 0 | 11807
1725 | 0 | 11805
1726 | 0 | 11805
1727 | 0 | 11803
1728 | 0 | 11803
1729 | 0 | 11802
1730 | 0 | 11801
1731 | 0 | 11800
1732 | 0 | 11798
1733 | 0 | 11797
1734 | 0 | 11797
1735 | 0 | 11796
1736 | 0 | 11794
1737 | 0 | 11794
1738 | 0 | 11793
1739 | 0 | 11792
1740 | 0 | 11790
1741 | 0 | 11790
1742 | 0 | 11789
1743 | 0 | 11788
1744 | 0 | 11786
1745 | 0 | 11785
1746 | 0 | 11782
1747 | 0 | 11782
1748 | 0 | 11782
1749 | 0 | 11781
1750 | 0 | 11781
1751 | 0 | 11780
1752 | 0 | 11774
1753 | 0 | 11773
1754 | 0 | 11770
1755 | 0 | 11769
1756 | 0 | 11765
1757 | 0 | 11765
1758 | 0 | 11765
1759 | 0 | 11765
1760 | 0 | 11763
1761 | 0 | 11763
1762 | 0 | 11761
1763 | 0 | 11760
1764 | 0 | 11758
1765 | 0 | 11757
1766 | 0 | 11756
1767 | 0 | 11756
1768 | 0 | 11756
1769 | 0 | 11755
1770 | 0 | 11754
1771 | 0 | 11754
1772 | 0 | 11752
1773 | 0 | 11751
1774 | 0 | 11750
1775 | 0 | 11750
1776 | 0 | 11747
1777 | 0 | 11744
1778 | 0 | 11741
1779 | 0 | 11741
1780 | 0 | 11740
1781 | 0 | 11737
1782 | 0 | 11737
1783 | 0 | 11733
1784 | 0 | 11732
1785 | 0 | 11730
1786 | 0 | 11726
1787 | 0 | 11726
1788 | 0 | 11726
1789 | 0 | 11726
1790 | 0 | 11724
1791 | 0 | 11724
1792 | 0 | 11724
1793 | 0 | 11724
1794 | 0 | 11723
1795 | 0 | 11723
1796 | 0 | 11722
1797 | 0 | 11722
1798 | 0 | 11722
1799 | 0 | 11719
1800 | 0 | 11718
1801 | 0 | 11717
1802 | 0 | 11716
1803 | 0 | 11716
1804 | 0 | 11715
1805 | 0 | 11715
1806 | 0 | 11714
1807 | 0 | 11711
1808 | 0 | 11707
1809 | 0 | 11704
1810 | 0 | 11700
1811 | 0 | 11700
1812 | 0 | 11700
1813 | 0 | 11700
1814 | 0 | 11693
1815 | 0 | 11692
1816 | 0 | 11688
1817 | 0 | 11688
1818 | 0 | 11686
1819 | 0 | 11686
1820 | 0 | 11686
1821 | 0 | 11685
1822 | 0 | 11684
1823 | 0 | 11684
1824 | 0 | 11682
1825 | 0 | 11682
1826 | 0 | 11681
1827 | 0 | 11680
1828 | 0 | 11678
1829 | 0 | 11676
1830 | 0 | 11675
1831 | 0 | 11675
1832 | 0 | 11673
1833 | 0 | 11673
1834 | 0 | 11671
1835 | 0 | 11669
1836 | 0 | 11668
1837 | 0 | 11668
1838 | 0 | 11668
1839 | 0 | 11667
1840 | 0 | 11667
1841 | 0 | 11667
1842 | 0 | 11661
1843 | 0 | 11660
1844 | 0 | 11658
1845 | 0 | 11657
1846 | 0 | 11656
1847 | 0 | 11654
1848 | 0 | 11651
1849 | 0 | 11651
1850 | 0 | 11649
1851 | 0 | 11648
1852 | 0 | 11648
1853 | 0 | 11643
1854 | 0 | 11643
1855 | 0 | 11641
1856 | 0 | 11634
1857 | 0 | 11633
1858 | 0 | 11632
1859 | 0 | 11632
1860 | 0 | 11632
1861 | 0 | 11632
1862 | 0 | 11629
1863 | 0 | 11624
1864 | 0 | 11621
1865 | 0 | 11620
1866 | 0 | 11620
1867 | 0 | 11619
1868 | 0 | 11619
1869 | 0 | 11617
1870 | 0 | 11617
1871 | 0 | 11617
1872 | 0 | 11616
1873 | 0 | 11615
1874 | 0 | 11614
1875 | 0 | 11614
1876 | 0 | 11611
1877 | 0 | 11608
1878 | 0 | 11607
1879 | 0 | 11607
1880 | 0 | 11604
1881 | 0 | 11603
1882 | 0 | 11603
1883 | 0 | 11601
1884 | 0 | 11601
1885 | 0 | 11601
1886 | 0 | 11600
1887 | 0 | 11600
1888 | 0 | 11599
1889 | 0 | 11597
1890 | 0 | 11595
1891 | 0 | 11594
1892 | 0 | 11593
1893 | 0 | 11592
1894 | 0 | 11588
1895 | 0 | 11588
1896 | 0 | 11587
1897 | 0 | 11587
1898 | 0 | 11586
1899 | 0 | 11585
1900 | 0 | 11585
1901 | 0 | 11584
1902 | 0 | 11584
1903 | 0 | 11584
1904 | 0 | 11584
1905 | 0 | 11584
1906 | 0 | 11582
1907 | 0 | 11581
1908 | 0 | 11580
1909 | 0 | 11578
1910 | 0 | 11577
1911 | 0 | 11577
1912 | 0 | 11576
1913 | 0 | 11575
1914 | 0 | 11574
1915 | 0 | 11574
1916 | 0 | 11570
1917 | 0 | 11568
1918 | 0 | 11567
1919 | 0 | 11566
1920 | 0 | 11566
1921 | 0 | 11565
1922 | 0 | 11565
1923 | 0 | 11562
1924 | 0 | 11561
1925 | 0 | 11561
1926 | 0 | 11560
1927 | 0 | 11560
1928 | 0 | 11559
1929 | 0 | 11556
1930 | 0 | 11556
1931 | 0 | 11556
1932 | 0 | 11555
1933 | 0 | 11555
1934 | 0 | 11554
1935 | 0 | 11553
1936 | 0 | 11552
1937 | 0 | 11551
1938 | 0 | 11550
1939 | 0 | 11550
1940 | 0 | 11548
1941 | 0 | 11547
1942 | 0 | 11546
1943 | 0 | 11545
1944 | 0 | 11543
1945 | 0 | 11543
1946 | 0 | 11542
1947 | 0 | 11542
1948 | 0 | 11540
1949 | 0 | 11540
1950 | 0 | 11539
1951 | 0 | 11538
1952 | 0 | 11535
1953 | 0 | 11533
1954 | 0 | 11531
1955 | 0 | 11531
1956 | 0 | 11531
1957 | 0 | 11528
1958 | 0 | 11528
1959 | 0 | 11526
1960 | 0 | 11526
1961 | 0 | 11525
1962 | 0 | 11524
1963 | 0 | 11523
1964 | 0 | 11522
1965 | 0 | 11521
1966 | 0 | 11521
1967 | 0 | 11521
1968 | 0 | 11520
1969 | 0 | 11520
1970 | 0 | 11519
1971 | 0 | 11519
1972 | 0 | 11518
1973 | 0 | 11518
1974 | 0 | 11516
1975 | 0 | 11513
1976 | 0 | 11512
1977 | 0 | 11512
1978 | 0 | 11512
1979 | 0 | 11510
1980 | 0 | 11510
1981 | 0 | 11508
1982 | 0 | 11508
1983 | 0 | 11507
1984 | 0 | 11507
1985 | 0 | 11506
1986 | 0 | 11505
1987 | 0 | 11504
1988 | 0 | 11503
1989 | 0 | 11502
1990 | 0 | 11501
1991 | 0 | 11497
1992 | 0 | 11496
1993 | 0 | 11495
1994 | 0 | 11494
1995 | 0 | 11492
1996 | 0 | 11489
1997 | 0 | 11489
1998 | 0 | 11487
1999 | 0 | 11486
2000 | 0 | 11484
2001 | 0 | 11483
2002 | 0 | 11483
2003 | 0 | 11483
2004 | 0 | 11481
2005 | 0 | 11480
2006 | 0 | 11480
2007 | 0 | 11478
2008 | 0 | 11477
2009 | 0 | 11476
2010 | 0 | 11475
2011 | 0 | 11474
2012 | 0 | 11474
2013 | 0 | 11473
2014 | 0 | 11473
2015 | 0 | 11472
2016 | 0 | 11472
2017 | 0 | 11472
2018 | 0 | 11470
2019 | 0 | 11470
2020 | 0 | 11469
2021 | 0 | 11468
2022 | 0 | 11466
2023 | 0 | 11465
2024 | 0 | 11464
2025 | 0 | 11463
2026 | 0 | 11463
2027 | 0 | 11463
2028 | 0 | 11461
2029 | 0 | 11460
2030 | 0 | 11459
2031 | 0 | 11459
2032 | 0 | 11457
2033 | 0 | 11456
2034 | 0 | 11455
2035 | 0 | 11454
2036 | 0 | 11452
2037 | 0 | 11452
2038 | 0 | 11451
2039 | 0 | 11451
2040 | 0 | 11444
2041 | 0 | 11443
2042 | 0 | 11443
2043 | 0 | 11442
2044 | 0 | 11441
2045 | 0 | 11440
2046 | 0 | 11439
2047 | 0 | 11438
2048 | 0 | 11436
2049 | 0 | 11435
2050 | 0 | 11435
2051 | 0 | 11434
2052 | 0 | 11432
2053 | 0 | 11431
2054 | 0 | 11430
2055 | 0 | 11429
2056 | 0 | 11429
2057 | 0 | 11427
2058 | 0 | 11427
2059 | 0 | 11425
2060 | 0 | 11424
2061 | 0 | 11423
2062 | 0 | 11422
2063 | 0 | 11421
2064 | 0 | 11420
2065 | 0 | 11418
2066 | 0 | 11416
2067 | 0 | 11416
2068 | 0 | 11413
2069 | 0 | 11413
2070 | 0 | 11410
2071 | 0 | 11409
2072 | 0 | 11408
2073 | 0 | 11408
2074 | 0 | 11407
2075 | 0 | 11407
2076 | 0 | 11406
2077 | 0 | 11406
2078 | 0 | 11405
2079 | 0 | 11404
2080 | 0 | 11404
2081 | 0 | 11404
2082 | 0 | 11402
2083 | 0 | 11401
2084 | 0 | 11400
2085 | 0 | 11399
2086 | 0 | 11399
2087 | 0 | 11398
2088 | 0 | 11397
2089 | 0 | 11396
2090 | 0 | 11395
2091 | 0 | 11393
2092 | 0 | 11393
2093 | 0 | 11392
2094 | 0 | 11392
2095 | 0 | 11392
2096 | 0 | 11391
2097 | 0 | 11388
2098 | 0 | 11386
2099 | 0 | 11382
2100 | 0 | 11382
2101 | 0 | 11382
2102 | 0 | 11381
2103 | 0 | 11380
2104 | 0 | 11380
2105 | 0 | 11380
2106 | 0 | 11379
2107 | 0 | 11379
2108 | 0 | 11377
2109 | 0 | 11376
2110 | 0 | 11376
2111 | 0 | 11374
2112 | 0 | 11374
2113 | 0 | 11374
2114 | 0 | 11373
2115 | 0 | 11373
2116 | 0 | 11373
2117 | 0 | 11372
2118 | 0 | 11369
2119 | 0 | 11368
2120 | 0 | 11367
2121 | 0 | 11366
2122 | 0 | 11366
2123 | 0 | 11366
2124 | 0 | 11365
2125 | 0 | 11364
2126 | 0 | 11362
2127 | 0 | 11362
2128 | 0 | 11361
2129 | 0 | 11360
2130 | 0 | 11359
2131 | 0 | 11358
2132 | 0 | 11356
2133 | 0 | 11353
2134 | 0 | 11352
2135 | 0 | 11350
2136 | 0 | 11350
2137 | 0 | 11349
2138 | 0 | 11348
2139 | 0 | 11348
2140 | 0 | 11347
2141 | 0 | 11346
2142 | 0 | 11346
2143 | 0 | 11346
2144 | 0 | 11345
2145 | 0 | 11343
2146 | 0 | 11342
2147 | 0 | 11341
2148 | 0 | 11341
2149 | 0 | 11340
2150 | 0 | 11340
2151 | 0 | 11339
2152 | 0 | 11339
2153 | 0 | 11339
2154 | 0 | 11338
2155 | 0 | 11338
2156 | 0 | 11338
2157 | 0 | 11337
2158 | 0 | 11337
2159 | 0 | 11336
2160 | 0 | 11336
2161 | 0 | 11335
2162 | 0 | 11334
2163 | 0 | 11334
2164 | 0 | 11333
2165 | 0 | 11332
2166 | 0 | 11332
2167 | 0 | 11330
2168 | 0 | 11330
2169 | 0 | 11329
2170 | 0 | 11326
2171 | 0 | 11324
2172 | 0 | 11323
2173 | 0 | 11322
2174 | 0 | 11321
2175 | 0 | 11320
2176 | 0 | 11319
2177 | 0 | 11319
2178 | 0 | 11318
2179 | 0 | 11318
2180 | 0 | 11318
2181 | 0 | 11318
2182 | 0 | 11317
2183 | 0 | 11315
2184 | 0 | 11315
2185 | 0 | 11314
2186 | 0 | 11313
2187 | 0 | 11312
2188 | 0 | 11312
2189 | 0 | 11312
2190 | 0 | 11309
2191 | 0 | 11308
2192 | 0 | 11306
2193 | 0 | 11306
2194 | 0 | 11305
2195 | 0 | 11305
2196 | 0 | 11304
2197 | 0 | 11304
2198 | 0 | 11301
2199 | 0 | 11300
2200 | 0 | 11300
2201 | 0 | 11299
2202 | 0 | 11298
2203 | 0 | 11298
2204 | 0 | 11298
2205 | 0 | 11298
2206 | 0 | 11297
2207 | 0 | 11297
2208 | 0 | 11297
2209 | 0 | 11296
2210 | 0 | 11293
2211 | 0 | 11291
2212 | 0 | 11291
2213 | 0 | 11291
2214 | 0 | 11289
2215 | 0 | 11289
2216 | 0 | 11287
2217 | 0 | 11284
2218 | 0 | 11283
2219 | 0 | 11282
2220 | 0 | 11280
2221 | 0 | 11280
2222 | 0 | 11280
2223 | 0 | 11277
2224 | 0 | 11275
2225 | 0 | 11274
2226 | 0 | 11274
2227 | 0 | 11274
2228 | 0 | 11274
2229 | 0 | 11274
2230 | 0 | 11273
2231 | 0 | 11267
2232 | 0 | 11266
2233 | 0 | 11263
2234 | 0 | 11262
2235 | 0 | 11261
2236 | 0 | 11261
2237 | 0 | 11260
2238 | 0 | 11259
2239 | 0 | 11257
2240 | 0 | 11255
2241 | 0 | 11255
2242 | 0 | 11254
2243 | 0 | 11253
2244 | 0 | 11252
2245 | 0 | 11252
2246 | 0 | 11251
2247 | 0 | 11251
2248 | 0 | 11250
2249 | 0 | 11250
2250 | 0 | 11250
2251 | 0 | 11250
2252 | 0 | 11249
2253 | 0 | 11247
2254 | 0 | 11246
2255 | 0 | 11246
2256 | 0 | 11245
2257 | 0 | 11244
2258 | 0 | 11244
2259 | 0 | 11244
2260 | 0 | 11244
2261 | 0 | 11244
2262 | 0 | 11243
2263 | 0 | 11242
2264 | 0 | 11242
2265 | 0 | 11240
2266 | 0 | 11240
2267 | 0 | 11239
2268 | 0 | 11238
2269 | 0 | 11238
2270 | 0 | 11237
2271 | 0 | 11235
2272 | 0 | 11231
2273 | 0 | 11231
2274 | 0 | 11231
2275 | 0 | 11228
2276 | 0 | 11226
2277 | 0 | 11225
2278 | 0 | 11224
2279 | 0 | 11223
2280 | 0 | 11223
2281 | 0 | 11222
2282 | 0 | 11222
2283 | 0 | 11221
2284 | 0 | 11221
2285 | 0 | 11221
2286 | 0 | 11220
2287 | 0 | 11219
2288 | 0 | 11217
2289 | 0 | 11216
2290 | 0 | 11215
2291 | 0 | 11214
2292 | 0 | 11212
2293 | 0 | 11212
2294 | 0 | 11212
2295 | 0 | 11211
2296 | 0 | 11210
2297 | 0 | 11210
2298 | 0 | 11208
2299 | 0 | 11208
2300 | 0 | 11207
2301 | 0 | 11207
2302 | 0 | 11207
2303 | 0 | 11207
2304 | 0 | 11206
2305 | 0 | 11204
2306 | 0 | 11203
2307 | 0 | 11201
2308 | 0 | 11197
2309 | 0 | 11197
2310 | 0 | 11197
2311 | 0 | 11196
2312 | 0 | 11196
2313 | 0 | 11196
2314 | 0 | 11195
2315 | 0 | 11195
2316 | 0 | 11195
2317 | 0 | 11190
2318 | 0 | 11190
2319 | 0 | 11189
2320 | 0 | 11188
2321 | 0 | 11187
2322 | 0 | 11187
2323 | 0 | 11187
2324 | 0 | 11186
2325 | 0 | 11183
2326 | 0 | 11183
2327 | 0 | 11181
2328 | 0 | 11180
2329 | 0 | 11179
2330 | 0 | 11179
2331 | 0 | 11178
2332 | 0 | 11176
2333 | 0 | 11176
2334 | 0 | 11175
2335 | 0 | 11175
2336 | 0 | 11174
2337 | 0 | 11174
2338 | 0 | 11173
2339 | 0 | 11173
2340 | 0 | 11173
2341 | 0 | 11172
2342 | 0 | 11172
2343 | 0 | 11171
2344 | 0 | 11170
2345 | 0 | 11169
2346 | 0 | 11169
2347 | 0 | 11169
2348 | 0 | 11168
2349 | 0 | 11167
2350 | 0 | 11167
2351 | 0 | 11167
2352 | 0 | 11166
2353 | 0 | 11165
2354 | 0 | 11164
2355 | 0 | 11164
2356 | 0 | 11160
2357 | 0 | 11159
2358 | 0 | 11158
2359 | 0 | 11157
2360 | 0 | 11157
2361 | 0 | 11156
2362 | 0 | 11156
2363 | 0 | 11155
2364 | 0 | 11151
2365 | 0 | 11149
2366 | 0 | 11149
2367 | 0 | 11149
2368 | 0 | 11148
2369 | 0 | 11148
2370 | 0 | 11147
2371 | 0 | 11147
2372 | 0 | 11143
2373 | 0 | 11142
2374 | 0 | 11142
2375 | 0 | 11141
2376 | 0 | 11139
2377 | 0 | 11137
2378 | 0 | 11137
2379 | 0 | 11136
2380 | 0 | 11136
2381 | 0 | 11136
2382 | 0 | 11135
2383 | 0 | 11135
2384 | 0 | 11134
2385 | 0 | 11134
2386 | 0 | 11134
2387 | 0 | 11134
2388 | 0 | 11133
2389 | 0 | 11130
2390 | 0 | 11130
2391 | 0 | 11129
2392 | 0 | 11129
2393 | 0 | 11127
2394 | 0 | 11126
2395 | 0 | 11125
2396 | 0 | 11124
2397 | 0 | 11123
2398 | 0 | 11122
2399 | 0 | 11121
2400 | 0 | 11121
2401 | 0 | 11119
2402 | 0 | 11119
2403 | 0 | 11117
2404 | 0 | 11117
2405 | 0 | 11117
2406 | 0 | 11117
2407 | 0 | 11113
2408 | 0 | 11111
2409 | 0 | 11110
2410 | 0 | 11110
2411 | 0 | 11109
2412 | 0 | 11109
2413 | 0 | 11107
2414 | 0 | 11107
2415 | 0 | 11105
2416 | 0 | 11104
2417 | 0 | 11103
2418 | 0 | 11101
2419 | 0 | 11101
2420 | 0 | 11101
2421 | 0 | 11099
2422 | 0 | 11098
2423 | 0 | 11098
2424 | 0 | 11097
2425 | 0 | 11096
2426 | 0 | 11093
2427 | 0 | 11093
2428 | 0 | 11092
2429 | 0 | 11089
2430 | 0 | 11087
2431 | 0 | 11086
2432 | 0 | 11082
2433 | 0 | 11082
2434 | 0 | 11082
2435 | 0 | 11082
2436 | 0 | 11078
2437 | 0 | 11078
2438 | 0 | 11077
2439 | 0 | 11077
2440 | 0 | 11077
2441 | 0 | 11076
2442 | 0 | 11075
2443 | 0 | 11074
2444 | 0 | 11073
2445 | 0 | 11072
2446 | 0 | 11068
2447 | 0 | 11068
2448 | 0 | 11066
2449 | 0 | 11065
2450 | 0 | 11064
2451 | 0 | 11064
2452 | 0 | 11063
2453 | 0 | 11060
2454 | 0 | 11059
2455 | 0 | 11059
2456 | 0 | 11056
2457 | 0 | 11056
2458 | 0 | 11055
2459 | 0 | 11053
2460 | 0 | 11053
2461 | 0 | 11053
2462 | 0 | 11052
2463 | 0 | 11052
2464 | 0 | 11052
2465 | 0 | 11051
2466 | 0 | 11051
2467 | 0 | 11050
2468 | 0 | 11050
2469 | 0 | 11049
2470 | 0 | 11049
2471 | 0 | 11048
2472 | 0 | 11046
2473 | 0 | 11045
2474 | 0 | 11045
2475 | 0 | 11044
2476 | 0 | 11043
2477 | 0 | 11043
2478 | 0 | 11043
2479 | 0 | 11043
2480 | 0 | 11042
2481 | 0 | 11041
2482 | 0 | 11039
2483 | 0 | 11038
2484 | 0 | 11037
2485 | 0 | 11036
2486 | 0 | 11036
2487 | 0 | 11036
2488 | 0 | 11035
2489 | 0 | 11034
2490 | 0 | 11033
2491 | 0 | 11033
2492 | 0 | 11032
2493 | 0 | 11031
2494 | 0 | 11031
2495 | 0 | 11029
2496 | 0 | 11029
2497 | 0 | 11028
2498 | 0 | 11027
2499 | 0 | 11027
2500 | 0 | 11026
2501 | 0 | 11025
2502 | 0 | 11024
2503 | 0 | 11024
2504 | 0 | 11024
2505 | 0 | 11022
2506 | 0 | 11019
2507 | 0 | 11018
2508 | 0 | 11016
2509 | 0 | 11015
2510 | 0 | 11014
2511 | 0 | 11012
2512 | 0 | 11011
2513 | 0 | 11009
2514 | 0 | 11009
2515 | 0 | 11008
2516 | 0 | 11008
2517 | 0 | 11007
2518 | 0 | 11007
2519 | 0 | 11007
2520 | 0 | 11006
2521 | 0 | 11004
2522 | 0 | 11003
2523 | 0 | 11001
2524 | 0 | 11000
2525 | 0 | 10999
2526 | 0 | 10999
2527 | 0 | 10998
2528 | 0 | 10997
2529 | 0 | 10995
2530 | 0 | 10993
2531 | 0 | 10992
2532 | 0 | 10990
2533 | 0 | 10989
2534 | 0 | 10988
2535 | 0 | 10988
2536 | 0 | 10987
2537 | 0 | 10987
2538 | 0 | 10986
2539 | 0 | 10986
2540 | 0 | 10983
2541 | 0 | 10982
2542 | 0 | 10981
2543 | 0 | 10981
2544 | 0 | 10980
2545 | 0 | 10980
2546 | 0 | 10979
2547 | 0 | 10978
2548 | 0 | 10977
2549 | 0 | 10976
2550 | 0 | 10973
2551 | 0 | 10973
2552 | 0 | 10970
2553 | 0 | 10969
2554 | 0 | 10969
2555 | 0 | 10967
2556 | 0 | 10967
2557 | 0 | 10966
2558 | 0 | 10964
2559 | 0 | 10964
2560 | 0 | 10963
2561 | 0 | 10963
2562 | 0 | 10961
2563 | 0 | 10961
2564 | 0 | 10961
2565 | 0 | 10959
2566 | 0 | 10957
2567 | 0 | 10957
2568 | 0 | 10955
2569 | 0 | 10955
2570 | 0 | 10954
2571 | 0 | 10953
2572 | 0 | 10953
2573 | 0 | 10953
2574 | 0 | 10953
2575 | 0 | 10951
2576 | 0 | 10948
2577 | 0 | 10947
2578 | 0 | 10946
2579 | 0 | 10944
2580 | 0 | 10943
2581 | 0 | 10940
2582 | 0 | 10940
2583 | 0 | 10940
2584 | 0 | 10939
2585 | 0 | 10939
2586 | 0 | 10939
2587 | 0 | 10938
2588 | 0 | 10938
2589 | 0 | 10937
2590 | 0 | 10936
2591 | 0 | 10935
2592 | 0 | 10935
2593 | 0 | 10935
2594 | 0 | 10934
2595 | 0 | 10934
2596 | 0 | 10932
2597 | 0 | 10932
2598 | 0 | 10931
2599 | 0 | 10929
2600 | 0 | 10928
2601 | 0 | 10927
2602 | 0 | 10927
2603 | 0 | 10927
2604 | 0 | 10926
2605 | 0 | 10925
2606 | 0 | 10925
2607 | 0 | 10924
2608 | 0 | 10924
2609 | 0 | 10923
2610 | 0 | 10922
2611 | 0 | 10921
2612 | 0 | 10920
2613 | 0 | 10919
2614 | 0 | 10919
2615 | 0 | 10916
2616 | 0 | 10915
2617 | 0 | 10914
2618 | 0 | 10911
2619 | 0 | 10911
2620 | 0 | 10911
2621 | 0 | 10910
2622 | 0 | 10910
2623 | 0 | 10909
2624 | 0 | 10907
2625 | 0 | 10907
2626 | 0 | 10907
2627 | 0 | 10905
2628 | 0 | 10905
2629 | 0 | 10902
2630 | 0 | 10900
2631 | 0 | 10899
2632 | 0 | 10899
2633 | 0 | 10898
2634 | 0 | 10897
2635 | 0 | 10895
2636 | 0 | 10895
2637 | 0 | 10895
2638 | 0 | 10894
2639 | 0 | 10894
2640 | 0 | 10893
2641 | 0 | 10892
2642 | 0 | 10890
2643 | 0 | 10889
2644 | 0 | 10888
2645 | 0 | 10887
2646 | 0 | 10887
2647 | 0 | 10887
2648 | 0 | 10886
2649 | 0 | 10886
2650 | 0 | 10885
2651 | 0 | 10885
2652 | 0 | 10883
2653 | 0 | 10883
2654 | 0 | 10882
2655 | 0 | 10881
2656 | 0 | 10880
2657 | 0 | 10879
2658 | 0 | 10879
2659 | 0 | 10878
2660 | 0 | 10878
2661 | 0 | 10877
2662 | 0 | 10877
2663 | 0 | 10876
2664 | 0 | 10875
2665 | 0 | 10875
2666 | 0 | 10875
2667 | 0 | 10874
2668 | 0 | 10874
2669 | 0 | 10874
2670 | 0 | 10873
2671 | 0 | 10872
2672 | 0 | 10871
2673 | 0 | 10869
2674 | 0 | 10869
2675 | 0 | 10866
2676 | 0 | 10866
2677 | 0 | 10865
2678 | 0 | 10864
2679 | 0 | 10863
2680 | 0 | 10862
2681 | 0 | 10861
2682 | 0 | 10858
2683 | 0 | 10856
2684 | 0 | 10856
2685 | 0 | 10855
2686 | 0 | 10854
2687 | 0 | 10852
2688 | 0 | 10849
2689 | 0 | 10847
2690 | 0 | 10847
2691 | 0 | 10847
2692 | 0 | 10847
2693 | 0 | 10846
2694 | 0 | 10845
2695 | 0 | 10844
2696 | 0 | 10843
2697 | 0 | 10841
2698 | 0 | 10841
2699 | 0 | 10840
2700 | 0 | 10840
2701 | 0 | 10839
2702 | 0 | 10837
2703 | 0 | 10837
2704 | 0 | 10837
2705 | 0 | 10836
2706 | 0 | 10836
2707 | 0 | 10835
2708 | 0 | 10834
2709 | 0 | 10832
2710 | 0 | 10832
2711 | 0 | 10832
2712 | 0 | 10831
2713 | 0 | 10831
2714 | 0 | 10830
2715 | 0 | 10828
2716 | 0 | 10826
2717 | 0 | 10824
2718 | 0 | 10824
2719 | 0 | 10823
2720 | 0 | 10819
2721 | 0 | 10818
2722 | 0 | 10818
2723 | 0 | 10817
2724 | 0 | 10817
2725 | 0 | 10817
2726 | 0 | 10815
2727 | 0 | 10813
2728 | 0 | 10813
2729 | 0 | 10812
2730 | 0 | 10810
2731 | 0 | 10810
2732 | 0 | 10809
2733 | 0 | 10808
2734 | 0 | 10808
2735 | 0 | 10805
2736 | 0 | 10804
2737 | 0 | 10804
2738 | 0 | 10803
2739 | 0 | 10803
2740 | 0 | 10803
2741 | 0 | 10803
2742 | 0 | 10803
2743 | 0 | 10802
2744 | 0 | 10802
2745 | 0 | 10799
2746 | 0 | 10799
2747 | 0 | 10797
2748 | 0 | 10796
2749 | 0 | 10795
2750 | 0 | 10793
2751 | 0 | 10789
2752 | 0 | 10788
2753 | 0 | 10788
2754 | 0 | 10787
2755 | 0 | 10787
2756 | 0 | 10785
2757 | 0 | 10784
2758 | 0 | 10783
2759 | 0 | 10782
2760 | 0 | 10782
2761 | 0 | 10781
2762 | 0 | 10781
2763 | 0 | 10781
2764 | 0 | 10779
2765 | 0 | 10779
2766 | 0 | 10779
2767 | 0 | 10779
2768 | 0 | 10779
2769 | 0 | 10778
2770 | 0 | 10778
2771 | 0 | 10778
2772 | 0 | 10776
2773 | 0 | 10776
2774 | 0 | 10776
2775 | 0 | 10774
2776 | 0 | 10773
2777 | 0 | 10772
2778 | 0 | 10772
2779 | 0 | 10771
2780 | 0 | 10770
2781 | 0 | 10770
2782 | 0 | 10767
2783 | 0 | 10766
2784 | 0 | 10765
2785 | 0 | 10764
2786 | 0 | 10763
2787 | 0 | 10763
2788 | 0 | 10762
2789 | 0 | 10761
2790 | 0 | 10761
2791 | 0 | 10761
2792 | 0 | 10760
2793 | 0 | 10759
2794 | 0 | 10759
2795 | 0 | 10759
2796 | 0 | 10758
2797 | 0 | 10758
2798 | 0 | 10757
2799 | 0 | 10756
2800 | 0 | 10755
2801 | 0 | 10754
2802 | 0 | 10753
2803 | 0 | 10752
2804 | 0 | 10752
2805 | 0 | 10752
2806 | 0 | 10751
2807 | 0 | 10751
2808 | 0 | 10751
2809 | 0 | 10750
2810 | 0 | 10748
2811 | 0 | 10748
2812 | 0 | 10746
2813 | 0 | 10744
2814 | 0 | 10744
2815 | 0 | 10744
2816 | 0 | 10744
2817 | 0 | 10743
2818 | 0 | 10743
2819 | 0 | 10742
2820 | 0 | 10737
2821 | 0 | 10737
2822 | 0 | 10737
2823 | 0 | 10737
2824 | 0 | 10737
2825 | 0 | 10736
2826 | 0 | 10736
2827 | 0 | 10735
2828 | 0 | 10734
2829 | 0 | 10733
2830 | 0 | 10732
2831 | 0 | 10732
2832 | 0 | 10732
2833 | 0 | 10730
2834 | 0 | 10730
2835 | 0 | 10729
2836 | 0 | 10728
2837 | 0 | 10727
2838 | 0 | 10726
2839 | 0 | 10726
2840 | 0 | 10725
2841 | 0 | 10722
2842 | 0 | 10721
2843 | 0 | 10720
2844 | 0 | 10720
2845 | 0 | 10720
2846 | 0 | 10718
2847 | 0 | 10717
2848 | 0 | 10717
2849 | 0 | 10716
2850 | 0 | 10715
2851 | 0 | 10714
2852 | 0 | 10713
2853 | 0 | 10712
2854 | 0 | 10712
2855 | 0 | 10711
2856 | 0 | 10710
2857 | 0 | 10710
2858 | 0 | 10708
2859 | 0 | 10708
2860 | 0 | 10707
2861 | 0 | 10707
2862 | 0 | 10707
2863 | 0 | 10706
2864 | 0 | 10704
2865 | 0 | 10704
2866 | 0 | 10703
2867 | 0 | 10703
2868 | 0 | 10700
2869 | 0 | 10700
2870 | 0 | 10699
2871 | 0 | 10698
2872 | 0 | 10698
2873 | 0 | 10698
2874 | 0 | 10697
2875 | 0 | 10697
2876 | 0 | 10696
2877 | 0 | 10696
2878 | 0 | 10694
2879 | 0 | 10694
2880 | 0 | 10694
2881 | 0 | 10694
2882 | 0 | 10693
2883 | 0 | 10693
2884 | 0 | 10691
2885 | 0 | 10688
2886 | 0 | 10687
2887 | 0 | 10687
2888 | 0 | 10687
2889 | 0 | 10686
2890 | 0 | 10685
2891 | 0 | 10684
2892 | 0 | 10684
2893 | 0 | 10684
2894 | 0 | 10683
2895 | 0 | 10682
2896 | 0 | 10682
2897 | 0 | 10681
2898 | 0 | 10679
2899 | 0 | 10678
2900 | 0 | 10678
2901 | 0 | 10677
2902 | 0 | 10677
2903 | 0 | 10677
2904 | 0 | 10675
2905 | 0 | 10675
2906 | 0 | 10675
2907 | 0 | 10675
2908 | 0 | 10675
2909 | 0 | 10674
2910 | 0 | 10674
2911 | 0 | 10672
2912 | 0 | 10671
2913 | 0 | 10671
2914 | 0 | 10670
2915 | 0 | 10670
2916 | 0 | 10670
2917 | 0 | 10669
2918 | 0 | 10669
2919 | 0 | 10666
2920 | 0 | 10665
2921 | 0 | 10665
2922 | 0 | 10664
2923 | 0 | 10664
2924 | 0 | 10664
2925 | 0 | 10663
2926 | 0 | 10663
2927 | 0 | 10663
2928 | 0 | 10661
2929 | 0 | 10660
2930 | 0 | 10659
2931 | 0 | 10658
2932 | 0 | 10656
2933 | 0 | 10656
2934 | 0 | 10656
2935 | 0 | 10655
2936 | 0 | 10655
2937 | 0 | 10653
2938 | 0 | 10653
2939 | 0 | 10651
2940 | 0 | 10651
2941 | 0 | 10651
2942 | 0 | 10650
2943 | 0 | 10650
2944 | 0 | 10649
2945 | 0 | 10649
2946 | 0 | 10649
2947 | 0 | 10648
2948 | 0 | 10647
2949 | 0 | 10646
2950 | 0 | 10645
2951 | 0 | 10643
2952 | 0 | 10641
2953 | 0 | 10641
2954 | 0 | 10641
2955 | 0 | 10640
2956 | 0 | 10638
2957 | 0 | 10638
2958 | 0 | 10638
2959 | 0 | 10637
2960 | 0 | 10636
2961 | 0 | 10633
2962 | 0 | 10632
2963 | 0 | 10632
2964 | 0 | 10632
2965 | 0 | 10631
2966 | 0 | 10631
2967 | 0 | 10631
2968 | 0 | 10629
2969 | 0 | 10629
2970 | 0 | 10627
2971 | 0 | 10627
2972 | 0 | 10625
2973 | 0 | 10624
2974 | 0 | 10624
2975 | 0 | 10624
2976 | 0 | 10623
2977 | 0 | 10622
2978 | 0 | 10621
2979 | 0 | 10621
2980 | 0 | 10621
2981 | 0 | 10621
2982 | 0 | 10620
2983 | 0 | 10618
2984 | 0 | 10618
2985 | 0 | 10618
2986 | 0 | 10617
2987 | 0 | 10617
2988 | 0 | 10616
2989 | 0 | 10615
2990 | 0 | 10615
2991 | 0 | 10615
2992 | 0 | 10613
2993 | 0 | 10613
2994 | 0 | 10612
2995 | 0 | 10610
2996 | 0 | 10610
2997 | 0 | 10610
2998 | 0 | 10609
2999 | 0 | 10608
3000 | 0 | 10607
3001 | 0 | 10607
3002 | 0 | 10607
3003 | 0 | 10607
3004 | 0 | 10605
3005 | 0 | 10605
3006 | 0 | 10604
3007 | 0 | 10604
3008 | 0 | 10603
3009 | 0 | 10603
3010 | 0 | 10603
3011 | 0 | 10602
3012 | 0 | 10602
3013 | 0 | 10601
3014 | 0 | 10599
3015 | 0 | 10598
3016 | 0 | 10597
3017 | 0 | 10596
3018 | 0 | 10594
3019 | 0 | 10594
3020 | 0 | 10593
3021 | 0 | 10592
3022 | 0 | 10591
3023 | 0 | 10591
3024 | 0 | 10590
3025 | 0 | 10589
3026 | 0 | 10589
3027 | 0 | 10589
3028 | 0 | 10589
3029 | 0 | 10588
3030 | 0 | 10588
3031 | 0 | 10587
3032 | 0 | 10585
3033 | 0 | 10585
3034 | 0 | 10585
3035 | 0 | 10584
3036 | 0 | 10584
3037 | 0 | 10583
3038 | 0 | 10583
3039 | 0 | 10581
3040 | 0 | 10581
3041 | 0 | 10580
3042 | 0 | 10580
3043 | 0 | 10578
3044 | 0 | 10578
3045 | 0 | 10577
3046 | 0 | 10576
3047 | 0 | 10576
3048 | 0 | 10576
3049 | 0 | 10575
3050 | 0 | 10575
3051 | 0 | 10571
3052 | 0 | 10570
3053 | 0 | 10570
3054 | 0 | 10570
3055 | 0 | 10570
3056 | 0 | 10565
3057 | 0 | 10565
3058 | 0 | 10565
3059 | 0 | 10564
3060 | 0 | 10564
3061 | 0 | 10564
3062 | 0 | 10563
3063 | 0 | 10563
3064 | 0 | 10562
3065 | 0 | 10562
3066 | 0 | 10560
3067 | 0 | 10559
3068 | 0 | 10559
3069 | 0 | 10559
3070 | 0 | 10559
3071 | 0 | 10558
3072 | 0 | 10558
3073 | 0 | 10557
3074 | 0 | 10557
3075 | 0 | 10557
3076 | 0 | 10556
3077 | 0 | 10556
3078 | 0 | 10555
3079 | 0 | 10555
3080 | 0 | 10554
3081 | 0 | 10552
3082 | 0 | 10551
3083 | 0 | 10550
3084 | 0 | 10549
3085 | 0 | 10549
3086 | 0 | 10547
3087 | 0 | 10547
3088 | 0 | 10546
3089 | 0 | 10545
3090 | 0 | 10545
3091 | 0 | 10544
3092 | 0 | 10542
3093 | 0 | 10542
3094 | 0 | 10541
3095 | 0 | 10540
3096 | 0 | 10539
3097 | 0 | 10538
3098 | 0 | 10536
3099 | 0 | 10536
3100 | 0 | 10535
3101 | 0 | 10535
3102 | 0 | 10534
3103 | 0 | 10534
3104 | 0 | 10534
3105 | 0 | 10534
3106 | 0 | 10533
3107 | 0 | 10533
3108 | 0 | 10533
3109 | 0 | 10532
3110 | 0 | 10532
3111 | 0 | 10531
3112 | 0 | 10531
3113 | 0 | 10529
3114 | 0 | 10529
3115 | 0 | 10529
3116 | 0 | 10527
3117 | 0 | 10527
3118 | 0 | 10527
3119 | 0 | 10527
3120 | 0 | 10526
3121 | 0 | 10526
3122 | 0 | 10526
3123 | 0 | 10525
3124 | 0 | 10525
3125 | 0 | 10524
3126 | 0 | 10522
3127 | 0 | 10521
3128 | 0 | 10520
3129 | 0 | 10519
3130 | 0 | 10519
3131 | 0 | 10519
3132 | 0 | 10519
3133 | 0 | 10519
3134 | 0 | 10519
3135 | 0 | 10519
3136 | 0 | 10516
3137 | 0 | 10514
3138 | 0 | 10514
3139 | 0 | 10513
3140 | 0 | 10512
3141 | 0 | 10512
3142 | 0 | 10512
3143 | 0 | 10511
3144 | 0 | 10510
3145 | 0 | 10510
3146 | 0 | 10508
3147 | 0 | 10508
3148 | 0 | 10508
3149 | 0 | 10507
3150 | 0 | 10507
3151 | 0 | 10507
3152 | 0 | 10507
3153 | 0 | 10506
3154 | 0 | 10506
3155 | 0 | 10504
3156 | 0 | 10503
3157 | 0 | 10503
3158 | 0 | 10503
3159 | 0 | 10503
3160 | 0 | 10502
3161 | 0 | 10501
3162 | 0 | 10501
3163 | 0 | 10499
3164 | 0 | 10498
3165 | 0 | 10497
3166 | 0 | 10496
3167 | 0 | 10495
3168 | 0 | 10493
3169 | 0 | 10492
3170 | 0 | 10491
3171 | 0 | 10491
3172 | 0 | 10490
3173 | 0 | 10490
3174 | 0 | 10489
3175 | 0 | 10488
3176 | 0 | 10488
3177 | 0 | 10488
3178 | 0 | 10488
3179 | 0 | 10488
3180 | 0 | 10487
3181 | 0 | 10486
3182 | 0 | 10485
3183 | 0 | 10484
3184 | 0 | 10484
3185 | 0 | 10483
3186 | 0 | 10482
3187 | 0 | 10482
3188 | 0 | 10481
3189 | 0 | 10481
3190 | 0 | 10480
3191 | 0 | 10478
3192 | 0 | 10478
3193 | 0 | 10476
3194 | 0 | 10476
3195 | 0 | 10476
3196 | 0 | 10475
3197 | 0 | 10474
3198 | 0 | 10473
3199 | 0 | 10473
3200 | 0 | 10470
3201 | 0 | 10470
3202 | 0 | 10468
3203 | 0 | 10468
3204 | 0 | 10467
3205 | 0 | 10466
3206 | 0 | 10466
3207 | 0 | 10464
3208 | 0 | 10464
3209 | 0 | 10463
3210 | 0 | 10462
3211 | 0 | 10461
3212 | 0 | 10460
3213 | 0 | 10460
3214 | 0 | 10460
3215 | 0 | 10458
3216 | 0 | 10458
3217 | 0 | 10457
3218 | 0 | 10457
3219 | 0 | 10457
3220 | 0 | 10456
3221 | 0 | 10456
3222 | 0 | 10455
3223 | 0 | 10454
3224 | 0 | 10454
3225 | 0 | 10454
3226 | 0 | 10453
3227 | 0 | 10452
3228 | 0 | 10452
3229 | 0 | 10451
3230 | 0 | 10451
3231 | 0 | 10449
3232 | 0 | 10448
3233 | 0 | 10447
3234 | 0 | 10445
3235 | 0 | 10445
3236 | 0 | 10445
3237 | 0 | 10445
3238 | 0 | 10445
3239 | 0 | 10444
3240 | 0 | 10444
3241 | 0 | 10443
3242 | 0 | 10442
3243 | 0 | 10442
3244 | 0 | 10441
3245 | 0 | 10441
3246 | 0 | 10441
3247 | 0 | 10439
3248 | 0 | 10439
3249 | 0 | 10439
3250 | 0 | 10438
3251 | 0 | 10438
3252 | 0 | 10437
3253 | 0 | 10436
3254 | 0 | 10435
3255 | 0 | 10433
3256 | 0 | 10431
3257 | 0 | 10431
3258 | 0 | 10429
3259 | 0 | 10429
3260 | 0 | 10428
3261 | 0 | 10426
3262 | 0 | 10426
3263 | 0 | 10426
3264 | 0 | 10426
3265 | 0 | 10425
3266 | 0 | 10423
3267 | 0 | 10422
3268 | 0 | 10421
3269 | 0 | 10420
3270 | 0 | 10419
3271 | 0 | 10418
3272 | 0 | 10418
3273 | 0 | 10417
3274 | 0 | 10417
3275 | 0 | 10417
3276 | 0 | 10416
3277 | 0 | 10416
3278 | 0 | 10415
3279 | 0 | 10415
3280 | 0 | 10413
3281 | 0 | 10412
3282 | 0 | 10411
3283 | 0 | 10410
3284 | 0 | 10409
3285 | 0 | 10409
3286 | 0 | 10408
3287 | 0 | 10408
3288 | 0 | 10406
3289 | 0 | 10404
3290 | 0 | 10403
3291 | 0 | 10403
3292 | 0 | 10400
3293 | 0 | 10399
3294 | 0 | 10398
3295 | 0 | 10397
3296 | 0 | 10397
3297 | 0 | 10397
3298 | 0 | 10397
3299 | 0 | 10397
3300 | 0 | 10396
3301 | 0 | 10396
3302 | 0 | 10394
3303 | 0 | 10393
3304 | 0 | 10392
3305 | 0 | 10392
3306 | 0 | 10392
3307 | 0 | 10391
3308 | 0 | 10391
3309 | 0 | 10390
3310 | 0 | 10390
3311 | 0 | 10389
3312 | 0 | 10389
3313 | 0 | 10387
3314 | 0 | 10387
3315 | 0 | 10386
3316 | 0 | 10386
3317 | 0 | 10386
3318 | 0 | 10386
3319 | 0 | 10385
3320 | 0 | 10384
3321 | 0 | 10384
3322 | 0 | 10384
3323 | 0 | 10383
3324 | 0 | 10383
3325 | 0 | 10383
3326 | 0 | 10383
3327 | 0 | 10381
3328 | 0 | 10380
3329 | 0 | 10380
3330 | 0 | 10380
3331 | 0 | 10378
3332 | 0 | 10378
3333 | 0 | 10376
3334 | 0 | 10376
3335 | 0 | 10375
3336 | 0 | 10373
3337 | 0 | 10371
3338 | 0 | 10371
3339 | 0 | 10371
3340 | 0 | 10370
3341 | 0 | 10370
3342 | 0 | 10368
3343 | 0 | 10367
3344 | 0 | 10366
3345 | 0 | 10366
3346 | 0 | 10365
3347 | 0 | 10364
3348 | 0 | 10363
3349 | 0 | 10363
3350 | 0 | 10362
3351 | 0 | 10361
3352 | 0 | 10361
3353 | 0 | 10360
3354 | 0 | 10360
3355 | 0 | 10359
3356 | 0 | 10359
3357 | 0 | 10358
3358 | 0 | 10356
3359 | 0 | 10355
3360 | 0 | 10355
3361 | 0 | 10354
3362 | 0 | 10353
3363 | 0 | 10353
3364 | 0 | 10352
3365 | 0 | 10351
3366 | 0 | 10350
3367 | 0 | 10350
3368 | 0 | 10349
3369 | 0 | 10349
3370 | 0 | 10349
3371 | 0 | 10348
3372 | 0 | 10348
3373 | 0 | 10347
3374 | 0 | 10347
3375 | 0 | 10346
3376 | 0 | 10345
3377 | 0 | 10345
3378 | 0 | 10345
3379 | 0 | 10345
3380 | 0 | 10344
3381 | 0 | 10342
3382 | 0 | 10341
3383 | 0 | 10341
3384 | 0 | 10340
3385 | 0 | 10340
3386 | 0 | 10340
3387 | 0 | 10339
3388 | 0 | 10339
3389 | 0 | 10338
3390 | 0 | 10337
3391 | 0 | 10334
3392 | 0 | 10332
3393 | 0 | 10331
3394 | 0 | 10331
3395 | 0 | 10330
3396 | 0 | 10329
3397 | 0 | 10329
3398 | 0 | 10328
3399 | 0 | 10328
3400 | 0 | 10327
3401 | 0 | 10325
3402 | 0 | 10325
3403 | 0 | 10325
3404 | 0 | 10324
3405 | 0 | 10323
3406 | 0 | 10322
3407 | 0 | 10321
3408 | 0 | 10321
3409 | 0 | 10321
3410 | 0 | 10320
3411 | 0 | 10320
3412 | 0 | 10319
3413 | 0 | 10319
3414 | 0 | 10319
3415 | 0 | 10318
3416 | 0 | 10317
3417 | 0 | 10317
3418 | 0 | 10316
3419 | 0 | 10315
3420 | 0 | 10315
3421 | 0 | 10314
3422 | 0 | 10314
3423 | 0 | 10313
3424 | 0 | 10312
3425 | 0 | 10311
3426 | 0 | 10310
3427 | 0 | 10309
3428 | 0 | 10309
3429 | 0 | 10308
3430 | 0 | 10306
3431 | 0 | 10306
3432 | 0 | 10306
3433 | 0 | 10306
3434 | 0 | 10306
3435 | 0 | 10305
3436 | 0 | 10305
3437 | 0 | 10304
3438 | 0 | 10304
3439 | 0 | 10304
3440 | 0 | 10304
3441 | 0 | 10304
3442 | 0 | 10303
3443 | 0 | 10303
3444 | 0 | 10303
3445 | 0 | 10302
3446 | 0 | 10302
3447 | 0 | 10302
3448 | 0 | 10299
3449 | 0 | 10298
3450 | 0 | 10296
3451 | 0 | 10296
3452 | 0 | 10295
3453 | 0 | 10295
3454 | 0 | 10294
3455 | 0 | 10293
3456 | 0 | 10292
3457 | 0 | 10291
3458 | 0 | 10291
3459 | 0 | 10291
3460 | 0 | 10290
3461 | 0 | 10289
3462 | 0 | 10289
3463 | 0 | 10288
3464 | 0 | 10288
3465 | 0 | 10288
3466 | 0 | 10287
3467 | 0 | 10287
3468 | 0 | 10286
3469 | 0 | 10286
3470 | 0 | 10285
3471 | 0 | 10283
3472 | 0 | 10283
3473 | 0 | 10282
3474 | 0 | 10279
3475 | 0 | 10278
3476 | 0 | 10276
3477 | 0 | 10275
3478 | 0 | 10275
3479 | 0 | 10273
3480 | 0 | 10272
3481 | 0 | 10272
3482 | 0 | 10272
3483 | 0 | 10271
3484 | 0 | 10271
3485 | 0 | 10270
3486 | 0 | 10270
3487 | 0 | 10268
3488 | 0 | 10268
3489 | 0 | 10266
3490 | 0 | 10265
3491 | 0 | 10265
3492 | 0 | 10264
3493 | 0 | 10264
3494 | 0 | 10263
3495 | 0 | 10263
3496 | 0 | 10262
3497 | 0 | 10261
3498 | 0 | 10260
3499 | 0 | 10259
3500 | 0 | 10258
3501 | 0 | 10256
3502 | 0 | 10256
3503 | 0 | 10256
3504 | 0 | 10255
3505 | 0 | 10255
3506 | 0 | 10255
3507 | 0 | 10254
3508 | 0 | 10253
3509 | 0 | 10252
3510 | 0 | 10251
3511 | 0 | 10251
3512 | 0 | 10250
3513 | 0 | 10250
3514 | 0 | 10250
3515 | 0 | 10248
3516 | 0 | 10248
3517 | 0 | 10246
3518 | 0 | 10246
3519 | 0 | 10246
3520 | 0 | 10245
3521 | 0 | 10245
3522 | 0 | 10243
3523 | 0 | 10243
3524 | 0 | 10243
3525 | 0 | 10242
3526 | 0 | 10242
3527 | 0 | 10241
3528 | 0 | 10240
3529 | 0 | 10240
3530 | 0 | 10238
3531 | 0 | 10236
3532 | 0 | 10233
3533 | 0 | 10233
3534 | 0 | 10232
3535 | 0 | 10232
3536 | 0 | 10229
3537 | 0 | 10229
3538 | 0 | 10228
3539 | 0 | 10227
3540 | 0 | 10227
3541 | 0 | 10226
3542 | 0 | 10223
3543 | 0 | 10223
3544 | 0 | 10222
3545 | 0 | 10220
3546 | 0 | 10219
3547 | 0 | 10218
3548 | 0 | 10218
3549 | 0 | 10216
3550 | 0 | 10213
3551 | 0 | 10213
3552 | 0 | 10212
3553 | 0 | 10212
3554 | 0 | 10212
3555 | 0 | 10210
3556 | 0 | 10210
3557 | 0 | 10209
3558 | 0 | 10209
3559 | 0 | 10207
3560 | 0 | 10207
3561 | 0 | 10205
3562 | 0 | 10205
3563 | 0 | 10205
3564 | 0 | 10203
3565 | 0 | 10203
3566 | 0 | 10200
3567 | 0 | 10199
3568 | 0 | 10198
3569 | 0 | 10198
3570 | 0 | 10197
3571 | 0 | 10197
3572 | 0 | 10197
3573 | 0 | 10194
3574 | 0 | 10193
3575 | 0 | 10193
3576 | 0 | 10193
3577 | 0 | 10193
3578 | 0 | 10191
3579 | 0 | 10188
3580 | 0 | 10186
3581 | 0 | 10186
3582 | 0 | 10185
3583 | 0 | 10185
3584 | 0 | 10184
3585 | 0 | 10183
3586 | 0 | 10183
3587 | 0 | 10181
3588 | 0 | 10181
3589 | 0 | 10181
3590 | 0 | 10180
3591 | 0 | 10179
3592 | 0 | 10178
3593 | 0 | 10178
3594 | 0 | 10178
3595 | 0 | 10177
3596 | 0 | 10177
3597 | 0 | 10174
3598 | 0 | 10174
3599 | 0 | 10174
3600 | 0 | 10173
3601 | 0 | 10172
3602 | 0 | 10171
3603 | 0 | 10171
3604 | 0 | 10171
3605 | 0 | 10171
3606 | 0 | 10169
3607 | 0 | 10168
3608 | 0 | 10168
3609 | 0 | 10167
3610 | 0 | 10167
3611 | 0 | 10164
3612 | 0 | 10164
3613 | 0 | 10163
3614 | 0 | 10163
3615 | 0 | 10163
3616 | 0 | 10162
3617 | 0 | 10162
3618 | 0 | 10161
3619 | 0 | 10160
3620 | 0 | 10160
3621 | 0 | 10160
3622 | 0 | 10160
3623 | 0 | 10159
3624 | 0 | 10159
3625 | 0 | 10159
3626 | 0 | 10157
3627 | 0 | 10156
3628 | 0 | 10155
3629 | 0 | 10154
3630 | 0 | 10153
3631 | 0 | 10153
3632 | 0 | 10153
3633 | 0 | 10151
3634 | 0 | 10151
3635 | 0 | 10149
3636 | 0 | 10149
3637 | 0 | 10148
3638 | 0 | 10147
3639 | 0 | 10147
3640 | 0 | 10146
3641 | 0 | 10146
3642 | 0 | 10146
3643 | 0 | 10146
3644 | 0 | 10146
3645 | 0 | 10146
3646 | 0 | 10145
3647 | 0 | 10143
3648 | 0 | 10142
3649 | 0 | 10142
3650 | 0 | 10141
3651 | 0 | 10141
3652 | 0 | 10141
3653 | 0 | 10140
3654 | 0 | 10140
3655 | 0 | 10138
3656 | 0 | 10137
3657 | 0 | 10134
3658 | 0 | 10133
3659 | 0 | 10131
3660 | 0 | 10130
3661 | 0 | 10130
3662 | 0 | 10129
3663 | 0 | 10127
3664 | 0 | 10126
3665 | 0 | 10124
3666 | 0 | 10124
3667 | 0 | 10122
3668 | 0 | 10121
3669 | 0 | 10119
3670 | 0 | 10119
3671 | 0 | 10118
3672 | 0 | 10118
3673 | 0 | 10118
3674 | 0 | 10117
3675 | 0 | 10116
3676 | 0 | 10114
3677 | 0 | 10113
3678 | 0 | 10113
3679 | 0 | 10113
3680 | 0 | 10113
3681 | 0 | 10112
3682 | 0 | 10112
3683 | 0 | 10110
3684 | 0 | 10110
3685 | 0 | 10110
3686 | 0 | 10109
3687 | 0 | 10109
3688 | 0 | 10108
3689 | 0 | 10108
3690 | 0 | 10107
3691 | 0 | 10106
3692 | 0 | 10106
3693 | 0 | 10106
3694 | 0 | 10105
3695 | 0 | 10103
3696 | 0 | 10103
3697 | 0 | 10102
3698 | 0 | 10102
3699 | 0 | 10101
3700 | 0 | 10101
3701 | 0 | 10100
3702 | 0 | 10100
3703 | 0 | 10099
3704 | 0 | 10098
3705 | 0 | 10098
3706 | 0 | 10097
3707 | 0 | 10097
3708 | 0 | 10097
3709 | 0 | 10096
3710 | 0 | 10095
3711 | 0 | 10095
3712 | 0 | 10094
3713 | 0 | 10093
3714 | 0 | 10092
3715 | 0 | 10092
3716 | 0 | 10090
3717 | 0 | 10090
3718 | 0 | 10089
3719 | 0 | 10089
3720 | 0 | 10088
3721 | 0 | 10088
3722 | 0 | 10087
3723 | 0 | 10084
3724 | 0 | 10083
3725 | 0 | 10083
3726 | 0 | 10082
3727 | 0 | 10082
3728 | 0 | 10081
3729 | 0 | 10081
3730 | 0 | 10080
3731 | 0 | 10080
3732 | 0 | 10079
3733 | 0 | 10079
3734 | 0 | 10079
3735 | 0 | 10078
3736 | 0 | 10077
3737 | 0 | 10076
3738 | 0 | 10074
3739 | 0 | 10073
3740 | 0 | 10073
3741 | 0 | 10071
3742 | 0 | 10071
3743 | 0 | 10070
3744 | 0 | 10070
3745 | 0 | 10070
3746 | 0 | 10069
3747 | 0 | 10069
3748 | 0 | 10068
3749 | 0 | 10066
3750 | 0 | 10064
3751 | 0 | 10063
3752 | 0 | 10062
3753 | 0 | 10061
3754 | 0 | 10061
3755 | 0 | 10061
3756 | 0 | 10061
3757 | 0 | 10060
3758 | 0 | 10060
3759 | 0 | 10060
3760 | 0 | 10058
3761 | 0 | 10058
3762 | 0 | 10058
3763 | 0 | 10057
3764 | 0 | 10056
3765 | 0 | 10056
3766 | 0 | 10056
3767 | 0 | 10056
3768 | 0 | 10055
3769 | 0 | 10054
3770 | 0 | 10053
3771 | 0 | 10051
3772 | 0 | 10051
3773 | 0 | 10051
3774 | 0 | 10050
3775 | 0 | 10050
3776 | 0 | 10050
3777 | 0 | 10049
3778 | 0 | 10048
3779 | 0 | 10048
3780 | 0 | 10047
3781 | 0 | 10047
3782 | 0 | 10047
3783 | 0 | 10047
3784 | 0 | 10046
3785 | 0 | 10046
3786 | 0 | 10046
3787 | 0 | 10045
3788 | 0 | 10045
3789 | 0 | 10044
3790 | 0 | 10043
3791 | 0 | 10043
3792 | 0 | 10042
3793 | 0 | 10042
3794 | 0 | 10040
3795 | 0 | 10040
3796 | 0 | 10040
3797 | 0 | 10038
3798 | 0 | 10037
3799 | 0 | 10036
3800 | 0 | 10035
3801 | 0 | 10035
3802 | 0 | 10033
3803 | 0 | 10032
3804 | 0 | 10032
3805 | 0 | 10032
3806 | 0 | 10032
3807 | 0 | 10030
3808 | 0 | 10029
3809 | 0 | 10027
3810 | 0 | 10025
3811 | 0 | 10024
3812 | 0 | 10024
3813 | 0 | 10022
3814 | 0 | 10022
3815 | 0 | 10022
3816 | 0 | 10021
3817 | 0 | 10019
3818 | 0 | 10018
3819 | 0 | 10017
3820 | 0 | 10014
3821 | 0 | 10013
3822 | 0 | 10012
3823 | 0 | 10012
3824 | 0 | 10011
3825 | 0 | 10011
3826 | 0 | 10011
3827 | 0 | 10010
3828 | 0 | 10010
3829 | 0 | 10009
3830 | 0 | 10008
3831 | 0 | 10008
3832 | 0 | 10007
3833 | 0 | 10006
3834 | 0 | 10006
3835 | 0 | 10005
3836 | 0 | 10005
3837 | 0 | 10005
3838 | 0 | 10004
3839 | 0 | 10002
3840 | 0 | 10002
3841 | 0 | 10002
3842 | 0 | 10002
3843 | 0 | 10000
3844 | 0 | 9998
3845 | 0 | 9997
3846 | 0 | 9997
3847 | 0 | 9997
3848 | 0 | 9995
3849 | 0 | 9994
3850 | 0 | 9992
3851 | 0 | 9991
3852 | 0 | 9990
3853 | 0 | 9989
3854 | 0 | 9988
3855 | 0 | 9988
3856 | 0 | 9987
3857 | 0 | 9986
3858 | 0 | 9986
3859 | 0 | 9985
3860 | 0 | 9984
3861 | 0 | 9984
3862 | 0 | 9984
3863 | 0 | 9984
3864 | 0 | 9984
3865 | 0 | 9980
3866 | 0 | 9977
3867 | 0 | 9976
3868 | 0 | 9976
3869 | 0 | 9973
3870 | 0 | 9973
3871 | 0 | 9973
3872 | 0 | 9973
3873 | 0 | 9970
3874 | 0 | 9970
3875 | 0 | 9970
3876 | 0 | 9969
3877 | 0 | 9969
3878 | 0 | 9969
3879 | 0 | 9968
3880 | 0 | 9966
3881 | 0 | 9966
3882 | 0 | 9966
3883 | 0 | 9965
3884 | 0 | 9965
3885 | 0 | 9964
3886 | 0 | 9963
3887 | 0 | 9963
3888 | 0 | 9962
3889 | 0 | 9961
3890 | 0 | 9961
3891 | 0 | 9960
3892 | 0 | 9960
3893 | 0 | 9959
3894 | 0 | 9959
3895 | 0 | 9959
3896 | 0 | 9958
3897 | 0 | 9958
3898 | 0 | 9957
3899 | 0 | 9956
3900 | 0 | 9955
3901 | 0 | 9954
3902 | 0 | 9954
3903 | 0 | 9953
3904 | 0 | 9953
3905 | 0 | 9953
3906 | 0 | 9952
3907 | 0 | 9951
3908 | 0 | 9951
3909 | 0 | 9950
3910 | 0 | 9949
3911 | 0 | 9948
3912 | 0 | 9948
3913 | 0 | 9947
3914 | 0 | 9947
3915 | 0 | 9946
3916 | 0 | 9944
3917 | 0 | 9944
3918 | 0 | 9943
3919 | 0 | 9943
3920 | 0 | 9942
3921 | 0 | 9942
3922 | 0 | 9940
3923 | 0 | 9939
3924 | 0 | 9939
3925 | 0 | 9939
3926 | 0 | 9938
3927 | 0 | 9938
3928 | 0 | 9938
3929 | 0 | 9938
3930 | 0 | 9938
3931 | 0 | 9937
3932 | 0 | 9937
3933 | 0 | 9936
3934 | 0 | 9934
3935 | 0 | 9934
3936 | 0 | 9934
3937 | 0 | 9933
3938 | 0 | 9933
3939 | 0 | 9933
3940 | 0 | 9932
3941 | 0 | 9931
3942 | 0 | 9931
3943 | 0 | 9931
3944 | 0 | 9930
3945 | 0 | 9930
3946 | 0 | 9928
3947 | 0 | 9926
3948 | 0 | 9925
3949 | 0 | 9925
3950 | 0 | 9925
3951 | 0 | 9924
3952 | 0 | 9921
3953 | 0 | 9921
3954 | 0 | 9920
3955 | 0 | 9919
3956 | 0 | 9919
3957 | 0 | 9918
3958 | 0 | 9918
3959 | 0 | 9917
3960 | 0 | 9916
3961 | 0 | 9915
3962 | 0 | 9915
3963 | 0 | 9914
3964 | 0 | 9914
3965 | 0 | 9913
3966 | 0 | 9909
3967 | 0 | 9908
3968 | 0 | 9906
3969 | 0 | 9906
3970 | 0 | 9905
3971 | 0 | 9905
3972 | 0 | 9905
3973 | 0 | 9904
3974 | 0 | 9904
3975 | 0 | 9903
3976 | 0 | 9903
3977 | 0 | 9903
3978 | 0 | 9901
3979 | 0 | 9901
3980 | 0 | 9900
3981 | 0 | 9898
3982 | 0 | 9898
3983 | 0 | 9897
3984 | 0 | 9896
3985 | 0 | 9896
3986 | 0 | 9896
3987 | 0 | 9895
3988 | 0 | 9894
3989 | 0 | 9894
3990 | 0 | 9894
3991 | 0 | 9894
3992 | 0 | 9893
3993 | 0 | 9892
3994 | 0 | 9892
3995 | 0 | 9892
3996 | 0 | 9891
3997 | 0 | 9889
3998 | 0 | 9889
3999 | 0 | 9888
4000 | 0 | 9888
4001 | 0 | 9887
4002 | 0 | 9887
4003 | 0 | 9886
4004 | 0 | 9886
4005 | 0 | 9884
4006 | 0 | 9883
4007 | 0 | 9883
4008 | 0 | 9883
4009 | 0 | 9882
4010 | 0 | 9882
4011 | 0 | 9881
4012 | 0 | 9881
4013 | 0 | 9880
4014 | 0 | 9879
4015 | 0 | 9878
4016 | 0 | 9876
4017 | 0 | 9876
4018 | 0 | 9874
4019 | 0 | 9874
4020 | 0 | 9874
4021 | 0 | 9872
4022 | 0 | 9872
4023 | 0 | 9871
4024 | 0 | 9871
4025 | 0 | 9869
4026 | 0 | 9867
4027 | 0 | 9866
4028 | 0 | 9866
4029 | 0 | 9865
4030 | 0 | 9865
4031 | 0 | 9864
4032 | 0 | 9864
4033 | 0 | 9863
4034 | 0 | 9863
4035 | 0 | 9863
4036 | 0 | 9862
4037 | 0 | 9862
4038 | 0 | 9861
4039 | 0 | 9860
4040 | 0 | 9859
4041 | 0 | 9858
4042 | 0 | 9857
4043 | 0 | 9856
4044 | 0 | 9856
4045 | 0 | 9856
4046 | 0 | 9856
4047 | 0 | 9854
4048 | 0 | 9852
4049 | 0 | 9850
4050 | 0 | 9850
4051 | 0 | 9850
4052 | 0 | 9850
4053 | 0 | 9849
4054 | 0 | 9849
4055 | 0 | 9849
4056 | 0 | 9848
4057 | 0 | 9847
4058 | 0 | 9847
4059 | 0 | 9846
4060 | 0 | 9846
4061 | 0 | 9846
4062 | 0 | 9845
4063 | 0 | 9845
4064 | 0 | 9844
4065 | 0 | 9843
4066 | 0 | 9843
4067 | 0 | 9843
4068 | 0 | 9842
4069 | 0 | 9842
4070 | 0 | 9841
4071 | 0 | 9840
4072 | 0 | 9840
4073 | 0 | 9840
4074 | 0 | 9839
4075 | 0 | 9839
4076 | 0 | 9839
4077 | 0 | 9838
4078 | 0 | 9837
4079 | 0 | 9837
4080 | 0 | 9837
4081 | 0 | 9837
4082 | 0 | 9835
4083 | 0 | 9835
4084 | 0 | 9834
4085 | 0 | 9834
4086 | 0 | 9833
4087 | 0 | 9833
4088 | 0 | 9832
4089 | 0 | 9832
4090 | 0 | 9832
4091 | 0 | 9831
4092 | 0 | 9830
4093 | 0 | 9829
4094 | 0 | 9829
4095 | 0 | 9829
4096 | 0 | 9828
4097 | 0 | 9827
4098 | 0 | 9826
4099 | 0 | 9826
4100 | 0 | 9826
4101 | 0 | 9825
4102 | 0 | 9824
4103 | 0 | 9823
4104 | 0 | 9822
4105 | 0 | 9822
4106 | 0 | 9820
4107 | 0 | 9820
4108 | 0 | 9818
4109 | 0 | 9818
4110 | 0 | 9815
4111 | 0 | 9815
4112 | 0 | 9813
4113 | 0 | 9811
4114 | 0 | 9809
4115 | 0 | 9809
4116 | 0 | 9808
4117 | 0 | 9807
4118 | 0 | 9807
4119 | 0 | 9807
4120 | 0 | 9807
4121 | 0 | 9805
4122 | 0 | 9805
4123 | 0 | 9804
4124 | 0 | 9804
4125 | 0 | 9804
4126 | 0 | 9804
4127 | 0 | 9804
4128 | 0 | 9803
4129 | 0 | 9802
4130 | 0 | 9802
4131 | 0 | 9800
4132 | 0 | 9799
4133 | 0 | 9799
4134 | 0 | 9799
4135 | 0 | 9798
4136 | 0 | 9798
4137 | 0 | 9798
4138 | 0 | 9797
4139 | 0 | 9796
4140 | 0 | 9795
4141 | 0 | 9794
4142 | 0 | 9794
4143 | 0 | 9792
4144 | 0 | 9791
4145 | 0 | 9790
4146 | 0 | 9789
4147 | 0 | 9789
4148 | 0 | 9789
4149 | 0 | 9789
4150 | 0 | 9789
4151 | 0 | 9789
4152 | 0 | 9788
4153 | 0 | 9787
4154 | 0 | 9786
4155 | 0 | 9786
4156 | 0 | 9785
4157 | 0 | 9785
4158 | 0 | 9785
4159 | 0 | 9784
4160 | 0 | 9784
4161 | 0 | 9783
4162 | 0 | 9783
4163 | 0 | 9782
4164 | 0 | 9782
4165 | 0 | 9781
4166 | 0 | 9780
4167 | 0 | 9779
4168 | 0 | 9779
4169 | 0 | 9778
4170 | 0 | 9778
4171 | 0 | 9777
4172 | 0 | 9777
4173 | 0 | 9777
4174 | 0 | 9773
4175 | 0 | 9773
4176 | 0 | 9773
4177 | 0 | 9773
4178 | 0 | 9772
4179 | 0 | 9772
4180 | 0 | 9770
4181 | 0 | 9769
4182 | 0 | 9769
4183 | 0 | 9768
4184 | 0 | 9768
4185 | 0 | 9767
4186 | 0 | 9767
4187 | 0 | 9766
4188 | 0 | 9766
4189 | 0 | 9765
4190 | 0 | 9764
4191 | 0 | 9762
4192 | 0 | 9761
4193 | 0 | 9761
4194 | 0 | 9761
4195 | 0 | 9761
4196 | 0 | 9761
4197 | 0 | 9760
4198 | 0 | 9759
4199 | 0 | 9759
4200 | 0 | 9759
4201 | 0 | 9758
4202 | 0 | 9758
4203 | 0 | 9757
4204 | 0 | 9756
4205 | 0 | 9756
4206 | 0 | 9754
4207 | 0 | 9754
4208 | 0 | 9754
4209 | 0 | 9752
4210 | 0 | 9752
4211 | 0 | 9752
4212 | 0 | 9751
4213 | 0 | 9751
4214 | 0 | 9751
4215 | 0 | 9749
4216 | 0 | 9748
4217 | 0 | 9748
4218 | 0 | 9748
4219 | 0 | 9747
4220 | 0 | 9747
4221 | 0 | 9747
4222 | 0 | 9747
4223 | 0 | 9746
4224 | 0 | 9745
4225 | 0 | 9745
4226 | 0 | 9744
4227 | 0 | 9741
4228 | 0 | 9741
4229 | 0 | 9740
4230 | 0 | 9739
4231 | 0 | 9738
4232 | 0 | 9738
4233 | 0 | 9738
4234 | 0 | 9737
4235 | 0 | 9735
4236 | 0 | 9735
4237 | 0 | 9733
4238 | 0 | 9733
4239 | 0 | 9732
4240 | 0 | 9732
4241 | 0 | 9730
4242 | 0 | 9730
4243 | 0 | 9729
4244 | 0 | 9729
4245 | 0 | 9728
4246 | 0 | 9726
4247 | 0 | 9726
4248 | 0 | 9725
4249 | 0 | 9725
4250 | 0 | 9723
4251 | 0 | 9723
4252 | 0 | 9723
4253 | 0 | 9721
4254 | 0 | 9721
4255 | 0 | 9720
4256 | 0 | 9719
4257 | 0 | 9719
4258 | 0 | 9718
4259 | 0 | 9716
4260 | 0 | 9716
4261 | 0 | 9716
4262 | 0 | 9716
4263 | 0 | 9715
4264 | 0 | 9714
4265 | 0 | 9713
4266 | 0 | 9710
4267 | 0 | 9710
4268 | 0 | 9708
4269 | 0 | 9708
4270 | 0 | 9707
4271 | 0 | 9705
4272 | 0 | 9705
4273 | 0 | 9702
4274 | 0 | 9700
4275 | 0 | 9700
4276 | 0 | 9698
4277 | 0 | 9697
4278 | 0 | 9695
4279 | 0 | 9693
4280 | 0 | 9693
4281 | 0 | 9693
4282 | 0 | 9692
4283 | 0 | 9692
4284 | 0 | 9691
4285 | 0 | 9690
4286 | 0 | 9689
4287 | 0 | 9688
4288 | 0 | 9687
4289 | 0 | 9686
4290 | 0 | 9686
4291 | 0 | 9686
4292 | 0 | 9686
4293 | 0 | 9686
4294 | 0 | 9685
4295 | 0 | 9685
4296 | 0 | 9685
4297 | 0 | 9684
4298 | 0 | 9684
4299 | 0 | 9682
4300 | 0 | 9682
4301 | 0 | 9681
4302 | 0 | 9681
4303 | 0 | 9680
4304 | 0 | 9680
4305 | 0 | 9679
4306 | 0 | 9678
4307 | 0 | 9677
4308 | 0 | 9677
4309 | 0 | 9677
4310 | 0 | 9676
4311 | 0 | 9676
4312 | 0 | 9676
4313 | 0 | 9675
4314 | 0 | 9675
4315 | 0 | 9675
4316 | 0 | 9673
4317 | 0 | 9673
4318 | 0 | 9672
4319 | 0 | 9672
4320 | 0 | 9670
4321 | 0 | 9670
4322 | 0 | 9670
4323 | 0 | 9670
4324 | 0 | 9668
4325 | 0 | 9668
4326 | 0 | 9668
4327 | 0 | 9666
4328 | 0 | 9665
4329 | 0 | 9665
4330 | 0 | 9663
4331 | 0 | 9661
4332 | 0 | 9661
4333 | 0 | 9661
4334 | 0 | 9660
4335 | 0 | 9659
4336 | 0 | 9659
4337 | 0 | 9659
4338 | 0 | 9657
4339 | 0 | 9657
4340 | 0 | 9656
4341 | 0 | 9654
4342 | 0 | 9654
4343 | 0 | 9653
4344 | 0 | 9653
4345 | 0 | 9652
4346 | 0 | 9652
4347 | 0 | 9650
4348 | 0 | 9650
4349 | 0 | 9649
4350 | 0 | 9649
4351 | 0 | 9648
4352 | 0 | 9647
4353 | 0 | 9647
4354 | 0 | 9645
4355 | 0 | 9645
4356 | 0 | 9644
4357 | 0 | 9643
4358 | 0 | 9642
4359 | 0 | 9641
4360 | 0 | 9640
4361 | 0 | 9640
4362 | 0 | 9640
4363 | 0 | 9640
4364 | 0 | 9639
4365 | 0 | 9638
4366 | 0 | 9638
4367 | 0 | 9637
4368 | 0 | 9637
4369 | 0 | 9636
4370 | 0 | 9635
4371 | 0 | 9635
4372 | 0 | 9634
4373 | 0 | 9633
4374 | 0 | 9633
4375 | 0 | 9633
4376 | 0 | 9632
4377 | 0 | 9632
4378 | 0 | 9631
4379 | 0 | 9631
4380 | 0 | 9630
4381 | 0 | 9630
4382 | 0 | 9630
4383 | 0 | 9629
4384 | 0 | 9629
4385 | 0 | 9629
4386 | 0 | 9628
4387 | 0 | 9628
4388 | 0 | 9628
4389 | 0 | 9627
4390 | 0 | 9626
4391 | 0 | 9626
4392 | 0 | 9624
4393 | 0 | 9623
4394 | 0 | 9623
4395 | 0 | 9622
4396 | 0 | 9622
4397 | 0 | 9622
4398 | 0 | 9622
4399 | 0 | 9621
4400 | 0 | 9621
4401 | 0 | 9620
4402 | 0 | 9619
4403 | 0 | 9618
4404 | 0 | 9618
4405 | 0 | 9617
4406 | 0 | 9617
4407 | 0 | 9615
4408 | 0 | 9615
4409 | 0 | 9615
4410 | 0 | 9614
4411 | 0 | 9613
4412 | 0 | 9611
4413 | 0 | 9611
4414 | 0 | 9611
4415 | 0 | 9610
4416 | 0 | 9610
4417 | 0 | 9609
4418 | 0 | 9609
4419 | 0 | 9608
4420 | 0 | 9608
4421 | 0 | 9607
4422 | 0 | 9606
4423 | 0 | 9605
4424 | 0 | 9605
4425 | 0 | 9605
4426 | 0 | 9604
4427 | 0 | 9604
4428 | 0 | 9603
4429 | 0 | 9603
4430 | 0 | 9603
4431 | 0 | 9603
4432 | 0 | 9602
4433 | 0 | 9601
4434 | 0 | 9601
4435 | 0 | 9599
4436 | 0 | 9599
4437 | 0 | 9599
4438 | 0 | 9599
4439 | 0 | 9597
4440 | 0 | 9597
4441 | 0 | 9595
4442 | 0 | 9595
4443 | 0 | 9594
4444 | 0 | 9594
4445 | 0 | 9592
4446 | 0 | 9591
4447 | 0 | 9590
4448 | 0 | 9590
4449 | 0 | 9590
4450 | 0 | 9589
4451 | 0 | 9588
4452 | 0 | 9588
4453 | 0 | 9587
4454 | 0 | 9585
4455 | 0 | 9584
4456 | 0 | 9583
4457 | 0 | 9583
4458 | 0 | 9582
4459 | 0 | 9581
4460 | 0 | 9580
4461 | 0 | 9579
4462 | 0 | 9578
4463 | 0 | 9578
4464 | 0 | 9576
4465 | 0 | 9576
4466 | 0 | 9576
4467 | 0 | 9576
4468 | 0 | 9575
4469 | 0 | 9574
4470 | 0 | 9574
4471 | 0 | 9573
4472 | 0 | 9572
4473 | 0 | 9572
4474 | 0 | 9572
4475 | 0 | 9572
4476 | 0 | 9571
4477 | 0 | 9571
4478 | 0 | 9571
4479 | 0 | 9570
4480 | 0 | 9570
4481 | 0 | 9570
4482 | 0 | 9568
4483 | 0 | 9564
4484 | 0 | 9561
4485 | 0 | 9561
4486 | 0 | 9560
4487 | 0 | 9558
4488 | 0 | 9557
4489 | 0 | 9556
4490 | 0 | 9555
4491 | 0 | 9555
4492 | 0 | 9554
4493 | 0 | 9552
4494 | 0 | 9552
4495 | 0 | 9552
4496 | 0 | 9551
4497 | 0 | 9549
4498 | 0 | 9548
4499 | 0 | 9548
4500 | 0 | 9548
4501 | 0 | 9547
4502 | 0 | 9546
4503 | 0 | 9546
4504 | 0 | 9546
4505 | 0 | 9545
4506 | 0 | 9545
4507 | 0 | 9544
4508 | 0 | 9544
4509 | 0 | 9543
4510 | 0 | 9542
4511 | 0 | 9541
4512 | 0 | 9540
4513 | 0 | 9540
4514 | 0 | 9536
4515 | 0 | 9536
4516 | 0 | 9535
4517 | 0 | 9535
4518 | 0 | 9534
4519 | 0 | 9534
4520 | 0 | 9534
4521 | 0 | 9532
4522 | 0 | 9532
4523 | 0 | 9532
4524 | 0 | 9531
4525 | 0 | 9531
4526 | 0 | 9530
4527 | 0 | 9529
4528 | 0 | 9529
4529 | 0 | 9529
4530 | 0 | 9526
4531 | 0 | 9526
4532 | 0 | 9526
4533 | 0 | 9525
4534 | 0 | 9525
4535 | 0 | 9525
4536 | 0 | 9523
4537 | 0 | 9523
4538 | 0 | 9523
4539 | 0 | 9522
4540 | 0 | 9522
4541 | 0 | 9522
4542 | 0 | 9520
4543 | 0 | 9519
4544 | 0 | 9518
4545 | 0 | 9518
4546 | 0 | 9518
4547 | 0 | 9517
4548 | 0 | 9517
4549 | 0 | 9515
4550 | 0 | 9515
4551 | 0 | 9513
4552 | 0 | 9513
4553 | 0 | 9512
4554 | 0 | 9512
4555 | 0 | 9512
4556 | 0 | 9512
4557 | 0 | 9511
4558 | 0 | 9511
4559 | 0 | 9509
4560 | 0 | 9508
4561 | 0 | 9508
4562 | 0 | 9508
4563 | 0 | 9508
4564 | 0 | 9508
4565 | 0 | 9508
4566 | 0 | 9507
4567 | 0 | 9506
4568 | 0 | 9505
4569 | 0 | 9505
4570 | 0 | 9500
4571 | 0 | 9497
4572 | 0 | 9497
4573 | 0 | 9497
4574 | 0 | 9497
4575 | 0 | 9495
4576 | 0 | 9495
4577 | 0 | 9494
4578 | 0 | 9494
4579 | 0 | 9494
4580 | 0 | 9491
4581 | 0 | 9489
4582 | 0 | 9489
4583 | 0 | 9489
4584 | 0 | 9488
4585 | 0 | 9485
4586 | 0 | 9485
4587 | 0 | 9484
4588 | 0 | 9484
4589 | 0 | 9483
4590 | 0 | 9483
4591 | 0 | 9483
4592 | 0 | 9482
4593 | 0 | 9481
4594 | 0 | 9481
4595 | 0 | 9476
4596 | 0 | 9476
4597 | 0 | 9475
4598 | 0 | 9475
4599 | 0 | 9474
4600 | 0 | 9474
4601 | 0 | 9474
4602 | 0 | 9473
4603 | 0 | 9472
4604 | 0 | 9470
4605 | 0 | 9469
4606 | 0 | 9466
4607 | 0 | 9466
4608 | 0 | 9465
4609 | 0 | 9464
4610 | 0 | 9464
4611 | 0 | 9462
4612 | 0 | 9462
4613 | 0 | 9462
4614 | 0 | 9461
4615 | 0 | 9461
4616 | 0 | 9461
4617 | 0 | 9460
4618 | 0 | 9460
4619 | 0 | 9458
4620 | 0 | 9458
4621 | 0 | 9458
4622 | 0 | 9456
4623 | 0 | 9456
4624 | 0 | 9455
4625 | 0 | 9455
4626 | 0 | 9455
4627 | 0 | 9454
4628 | 0 | 9453
4629 | 0 | 9451
4630 | 0 | 9450
4631 | 0 | 9449
4632 | 0 | 9448
4633 | 0 | 9445
4634 | 0 | 9445
4635 | 0 | 9442
4636 | 0 | 9441
4637 | 0 | 9441
4638 | 0 | 9441
4639 | 0 | 9440
4640 | 0 | 9439
4641 | 0 | 9438
4642 | 0 | 9438
4643 | 0 | 9437
4644 | 0 | 9437
4645 | 0 | 9435
4646 | 0 | 9435
4647 | 0 | 9434
4648 | 0 | 9434
4649 | 0 | 9434
4650 | 0 | 9432
4651 | 0 | 9431
4652 | 0 | 9430
4653 | 0 | 9430
4654 | 0 | 9429
4655 | 0 | 9429
4656 | 0 | 9428
4657 | 0 | 9427
4658 | 0 | 9426
4659 | 0 | 9424
4660 | 0 | 9424
4661 | 0 | 9423
4662 | 0 | 9421
4663 | 0 | 9421
4664 | 0 | 9420
4665 | 0 | 9418
4666 | 0 | 9417
4667 | 0 | 9416
4668 | 0 | 9415
4669 | 0 | 9413
4670 | 0 | 9412
4671 | 0 | 9411
4672 | 0 | 9410
4673 | 0 | 9410
4674 | 0 | 9407
4675 | 0 | 9406
4676 | 0 | 9406
4677 | 0 | 9406
4678 | 0 | 9404
4679 | 0 | 9404
4680 | 0 | 9403
4681 | 0 | 9403
4682 | 0 | 9403
4683 | 0 | 9403
4684 | 0 | 9403
4685 | 0 | 9401
4686 | 0 | 9401
4687 | 0 | 9401
4688 | 0 | 9401
4689 | 0 | 9400
4690 | 0 | 9399
4691 | 0 | 9397
4692 | 0 | 9396
4693 | 0 | 9396
4694 | 0 | 9396
4695 | 0 | 9395
4696 | 0 | 9394
4697 | 0 | 9393
4698 | 0 | 9392
4699 | 0 | 9391
4700 | 0 | 9391
4701 | 0 | 9390
4702 | 0 | 9389
4703 | 0 | 9388
4704 | 0 | 9388
4705 | 0 | 9387
4706 | 0 | 9387
4707 | 0 | 9386
4708 | 0 | 9386
4709 | 0 | 9386
4710 | 0 | 9383
4711 | 0 | 9382
4712 | 0 | 9382
4713 | 0 | 9382
4714 | 0 | 9381
4715 | 0 | 9380
4716 | 0 | 9379
4717 | 0 | 9379
4718 | 0 | 9379
4719 | 0 | 9379
4720 | 0 | 9378
4721 | 0 | 9378
4722 | 0 | 9376
4723 | 0 | 9376
4724 | 0 | 9375
4725 | 0 | 9373
4726 | 0 | 9373
4727 | 0 | 9372
4728 | 0 | 9371
4729 | 0 | 9371
4730 | 0 | 9371
4731 | 0 | 9369
4732 | 0 | 9369
4733 | 0 | 9369
4734 | 0 | 9368
4735 | 0 | 9368
4736 | 0 | 9367
4737 | 0 | 9366
4738 | 0 | 9365
4739 | 0 | 9364
4740 | 0 | 9364
4741 | 0 | 9363
4742 | 0 | 9363
4743 | 0 | 9362
4744 | 0 | 9361
4745 | 0 | 9361
4746 | 0 | 9361
4747 | 0 | 9360
4748 | 0 | 9360
4749 | 0 | 9359
4750 | 0 | 9358
4751 | 0 | 9356
4752 | 0 | 9356
4753 | 0 | 9355
4754 | 0 | 9355
4755 | 0 | 9355
4756 | 0 | 9355
4757 | 0 | 9355
4758 | 0 | 9355
4759 | 0 | 9354
4760 | 0 | 9353
4761 | 0 | 9352
4762 | 0 | 9352
4763 | 0 | 9351
4764 | 0 | 9351
4765 | 0 | 9351
4766 | 0 | 9350
4767 | 0 | 9350
4768 | 0 | 9349
4769 | 0 | 9349
4770 | 0 | 9348
4771 | 0 | 9347
4772 | 0 | 9347
4773 | 0 | 9346
4774 | 0 | 9345
4775 | 0 | 9345
4776 | 0 | 9344
4777 | 0 | 9343
4778 | 0 | 9343
4779 | 0 | 9343
4780 | 0 | 9343
4781 | 0 | 9343
4782 | 0 | 9343
4783 | 0 | 9343
4784 | 0 | 9343
4785 | 0 | 9342
4786 | 0 | 9342
4787 | 0 | 9342
4788 | 0 | 9342
4789 | 0 | 9341
4790 | 0 | 9341
4791 | 0 | 9338
4792 | 0 | 9337
4793 | 0 | 9335
4794 | 0 | 9335
4795 | 0 | 9335
4796 | 0 | 9334
4797 | 0 | 9332
4798 | 0 | 9332
4799 | 0 | 9331
4800 | 0 | 9331
4801 | 0 | 9331
4802 | 0 | 9330
4803 | 0 | 9330
4804 | 0 | 9327
4805 | 0 | 9327
4806 | 0 | 9325
4807 | 0 | 9324
4808 | 0 | 9321
4809 | 0 | 9319
4810 | 0 | 9318
4811 | 0 | 9317
4812 | 0 | 9317
4813 | 0 | 9315
4814 | 0 | 9315
4815 | 0 | 9315
4816 | 0 | 9315
4817 | 0 | 9315
4818 | 0 | 9314
4819 | 0 | 9314
4820 | 0 | 9314
4821 | 0 | 9312
4822 | 0 | 9312
4823 | 0 | 9312
4824 | 0 | 9311
4825 | 0 | 9311
4826 | 0 | 9311
4827 | 0 | 9310
4828 | 0 | 9310
4829 | 0 | 9309
4830 | 0 | 9309
4831 | 0 | 9309
4832 | 0 | 9307
4833 | 0 | 9306
4834 | 0 | 9305
4835 | 0 | 9305
4836 | 0 | 9304
4837 | 0 | 9303
4838 | 0 | 9301
4839 | 0 | 9301
4840 | 0 | 9300
4841 | 0 | 9299
4842 | 0 | 9299
4843 | 0 | 9299
4844 | 0 | 9295
4845 | 0 | 9295
4846 | 0 | 9293
4847 | 0 | 9293
4848 | 0 | 9292
4849 | 0 | 9291
4850 | 0 | 9290
4851 | 0 | 9290
4852 | 0 | 9289
4853 | 0 | 9289
4854 | 0 | 9286
4855 | 0 | 9284
4856 | 0 | 9284
4857 | 0 | 9284
4858 | 0 | 9282
4859 | 0 | 9281
4860 | 0 | 9281
4861 | 0 | 9281
4862 | 0 | 9279
4863 | 0 | 9278
4864 | 0 | 9278
4865 | 0 | 9277
4866 | 0 | 9276
4867 | 0 | 9275
4868 | 0 | 9273
4869 | 0 | 9273
4870 | 0 | 9272
4871 | 0 | 9271
4872 | 0 | 9271
4873 | 0 | 9270
4874 | 0 | 9270
4875 | 0 | 9270
4876 | 0 | 9269
4877 | 0 | 9269
4878 | 0 | 9268
4879 | 0 | 9268
4880 | 0 | 9267
4881 | 0 | 9267
4882 | 0 | 9266
4883 | 0 | 9265
4884 | 0 | 9265
4885 | 0 | 9265
4886 | 0 | 9264
4887 | 0 | 9264
4888 | 0 | 9263
4889 | 0 | 9262
4890 | 0 | 9261
4891 | 0 | 9260
4892 | 0 | 9260
4893 | 0 | 9258
4894 | 0 | 9258
4895 | 0 | 9258
4896 | 0 | 9258
4897 | 0 | 9257
4898 | 0 | 9256
4899 | 0 | 9255
4900 | 0 | 9254
4901 | 0 | 9253
4902 | 0 | 9253
4903 | 0 | 9253
4904 | 0 | 9251
4905 | 0 | 9251
4906 | 0 | 9250
4907 | 0 | 9250
4908 | 0 | 9248
4909 | 0 | 9247
4910 | 0 | 9246
4911 | 0 | 9246
4912 | 0 | 9244
4913 | 0 | 9244
4914 | 0 | 9243
4915 | 0 | 9242
4916 | 0 | 9242
4917 | 0 | 9242
4918 | 0 | 9242
4919 | 0 | 9239
4920 | 0 | 9239
4921 | 0 | 9238
4922 | 0 | 9237
4923 | 0 | 9236
4924 | 0 | 9235
4925 | 0 | 9235
4926 | 0 | 9235
4927 | 0 | 9233
4928 | 0 | 9231
4929 | 0 | 9231
4930 | 0 | 9229
4931 | 0 | 9229
4932 | 0 | 9228
4933 | 0 | 9227
4934 | 0 | 9226
4935 | 0 | 9225
4936 | 0 | 9225
4937 | 0 | 9224
4938 | 0 | 9224
4939 | 0 | 9222
4940 | 0 | 9222
4941 | 0 | 9222
4942 | 0 | 9222
4943 | 0 | 9220
4944 | 0 | 9220
4945 | 0 | 9220
4946 | 0 | 9219
4947 | 0 | 9219
4948 | 0 | 9218
4949 | 0 | 9217
4950 | 0 | 9216
4951 | 0 | 9214
4952 | 0 | 9213
4953 | 0 | 9213
4954 | 0 | 9212
4955 | 0 | 9209
4956 | 0 | 9208
4957 | 0 | 9207
4958 | 0 | 9207
4959 | 0 | 9207
4960 | 0 | 9207
4961 | 0 | 9206
4962 | 0 | 9206
4963 | 0 | 9204
4964 | 0 | 9203
4965 | 0 | 9203
4966 | 0 | 9201
4967 | 0 | 9201
4968 | 0 | 9201
4969 | 0 | 9201
4970 | 0 | 9201
4971 | 0 | 9200
4972 | 0 | 9200
4973 | 0 | 9200
4974 | 0 | 9200
4975 | 0 | 9200
4976 | 0 | 9199
4977 | 0 | 9198
4978 | 0 | 9198
4979 | 0 | 9197
4980 | 0 | 9196
4981 | 0 | 9196
4982 | 0 | 9195
4983 | 0 | 9195
4984 | 0 | 9194
4985 | 0 | 9194
4986 | 0 | 9194
4987 | 0 | 9194
4988 | 0 | 9193
4989 | 0 | 9192
4990 | 0 | 9192
4991 | 0 | 9191
4992 | 0 | 9189
4993 | 0 | 9189
4994 | 0 | 9187
4995 | 0 | 9187
4996 | 0 | 9186
4997 | 0 | 9185
4998 | 0 | 9185
4999 | 0 | 9185
5000 | 0 | 9183
5001 | 0 | 9182
5002 | 0 | 9179
5003 | 0 | 9179
5004 | 0 | 9179
5005 | 0 | 9178
5006 | 0 | 9176
5007 | 0 | 9176
5008 | 0 | 9174
5009 | 0 | 9173
5010 | 0 | 9173
5011 | 0 | 9172
5012 | 0 | 9172
5013 | 0 | 9172
5014 | 0 | 9170
5015 | 0 | 9170
5016 | 0 | 9169
5017 | 0 | 9169
5018 | 0 | 9168
5019 | 0 | 9168
5020 | 0 | 9167
5021 | 0 | 9167
5022 | 0 | 9164
5023 | 0 | 9164
5024 | 0 | 9164
5025 | 0 | 9163
5026 | 0 | 9162
5027 | 0 | 9161
5028 | 0 | 9161
5029 | 0 | 9161
5030 | 0 | 9160
5031 | 0 | 9160
5032 | 0 | 9160
5033 | 0 | 9156
5034 | 0 | 9156
5035 | 0 | 9155
5036 | 0 | 9155
5037 | 0 | 9154
5038 | 0 | 9154
5039 | 0 | 9153
5040 | 0 | 9153
5041 | 0 | 9152
5042 | 0 | 9151
5043 | 0 | 9148
5044 | 0 | 9146
5045 | 0 | 9146
5046 | 0 | 9146
5047 | 0 | 9141
5048 | 0 | 9139
5049 | 0 | 9138
5050 | 0 | 9136
5051 | 0 | 9135
5052 | 0 | 9133
5053 | 0 | 9132
5054 | 0 | 9132
5055 | 0 | 9132
5056 | 0 | 9131
5057 | 0 | 9130
5058 | 0 | 9130
5059 | 0 | 9130
5060 | 0 | 9129
5061 | 0 | 9129
5062 | 0 | 9129
5063 | 0 | 9128
5064 | 0 | 9128
5065 | 0 | 9127
5066 | 0 | 9127
5067 | 0 | 9124
5068 | 0 | 9123
5069 | 0 | 9123
5070 | 0 | 9122
5071 | 0 | 9120
5072 | 0 | 9120
5073 | 0 | 9119
5074 | 0 | 9118
5075 | 0 | 9117
5076 | 0 | 9115
5077 | 0 | 9114
5078 | 0 | 9112
5079 | 0 | 9112
5080 | 0 | 9110
5081 | 0 | 9110
5082 | 0 | 9109
5083 | 0 | 9109
5084 | 0 | 9107
5085 | 0 | 9105
5086 | 0 | 9105
5087 | 0 | 9103
5088 | 0 | 9102
5089 | 0 | 9101
5090 | 0 | 9100
5091 | 0 | 9099
5092 | 0 | 9097
5093 | 0 | 9097
5094 | 0 | 9096
5095 | 0 | 9096
5096 | 0 | 9096
5097 | 0 | 9094
5098 | 0 | 9093
5099 | 0 | 9091
5100 | 0 | 9090
5101 | 0 | 9089
5102 | 0 | 9089
5103 | 0 | 9089
5104 | 0 | 9088
5105 | 0 | 9088
5106 | 0 | 9085
5107 | 0 | 9085
5108 | 0 | 9084
5109 | 0 | 9084
5110 | 0 | 9084
5111 | 0 | 9083
5112 | 0 | 9082
5113 | 0 | 9082
5114 | 0 | 9081
5115 | 0 | 9081
5116 | 0 | 9081
5117 | 0 | 9080
5118 | 0 | 9080
5119 | 0 | 9080
5120 | 0 | 9079
5121 | 0 | 9078
5122 | 0 | 9078
5123 | 0 | 9078
5124 | 0 | 9077
5125 | 0 | 9075
5126 | 0 | 9075
5127 | 0 | 9074
5128 | 0 | 9073
5129 | 0 | 9071
5130 | 0 | 9070
5131 | 0 | 9069
5132 | 0 | 9068
5133 | 0 | 9068
5134 | 0 | 9068
5135 | 0 | 9067
5136 | 0 | 9067
5137 | 0 | 9066
5138 | 0 | 9065
5139 | 0 | 9065
5140 | 0 | 9064
5141 | 0 | 9064
5142 | 0 | 9062
5143 | 0 | 9062
5144 | 0 | 9061
5145 | 0 | 9061
5146 | 0 | 9060
5147 | 0 | 9059
5148 | 0 | 9059
5149 | 0 | 9058
5150 | 0 | 9058
5151 | 0 | 9058
5152 | 0 | 9056
5153 | 0 | 9056
5154 | 0 | 9055
5155 | 0 | 9053
5156 | 0 | 9053
5157 | 0 | 9053
5158 | 0 | 9053
5159 | 0 | 9052
5160 | 0 | 9052
5161 | 0 | 9051
5162 | 0 | 9049
5163 | 0 | 9047
5164 | 0 | 9046
5165 | 0 | 9046
5166 | 0 | 9045
5167 | 0 | 9044
5168 | 0 | 9043
5169 | 0 | 9043
5170 | 0 | 9042
5171 | 0 | 9042
5172 | 0 | 9040
5173 | 0 | 9039
5174 | 0 | 9039
5175 | 0 | 9038
5176 | 0 | 9038
5177 | 0 | 9036
5178 | 0 | 9035
5179 | 0 | 9033
5180 | 0 | 9031
5181 | 0 | 9030
5182 | 0 | 9030
5183 | 0 | 9029
5184 | 0 | 9027
5185 | 0 | 9027
5186 | 0 | 9027
5187 | 0 | 9027
5188 | 0 | 9026
5189 | 0 | 9026
5190 | 0 | 9024
5191 | 0 | 9023
5192 | 0 | 9023
5193 | 0 | 9022
5194 | 0 | 9022
5195 | 0 | 9021
5196 | 0 | 9019
5197 | 0 | 9018
5198 | 0 | 9017
5199 | 0 | 9017
5200 | 0 | 9016
5201 | 0 | 9016
5202 | 0 | 9016
5203 | 0 | 9015
5204 | 0 | 9014
5205 | 0 | 9014
5206 | 0 | 9013
5207 | 0 | 9012
5208 | 0 | 9009
5209 | 0 | 9009
5210 | 0 | 9009
5211 | 0 | 9008
5212 | 0 | 9007
5213 | 0 | 9007
5214 | 0 | 9006
5215 | 0 | 9004
5216 | 0 | 9003
5217 | 0 | 9003
5218 | 0 | 9000
5219 | 0 | 8999
5220 | 0 | 8998
5221 | 0 | 8997
5222 | 0 | 8995
5223 | 0 | 8994
5224 | 0 | 8993
5225 | 0 | 8992
5226 | 0 | 8991
5227 | 0 | 8991
5228 | 0 | 8990
5229 | 0 | 8990
5230 | 0 | 8990
5231 | 0 | 8989
5232 | 0 | 8988
5233 | 0 | 8988
5234 | 0 | 8987
5235 | 0 | 8987
5236 | 0 | 8987
5237 | 0 | 8986
5238 | 0 | 8986
5239 | 0 | 8986
5240 | 0 | 8985
5241 | 0 | 8984
5242 | 0 | 8984
5243 | 0 | 8984
5244 | 0 | 8984
5245 | 0 | 8983
5246 | 0 | 8983
5247 | 0 | 8982
5248 | 0 | 8980
5249 | 0 | 8980
5250 | 0 | 8980
5251 | 0 | 8979
5252 | 0 | 8978
5253 | 0 | 8976
5254 | 0 | 8975
5255 | 0 | 8975
5256 | 0 | 8975
5257 | 0 | 8974
5258 | 0 | 8973
5259 | 0 | 8973
5260 | 0 | 8973
5261 | 0 | 8971
5262 | 0 | 8971
5263 | 0 | 8970
5264 | 0 | 8969
5265 | 0 | 8969
5266 | 0 | 8968
5267 | 0 | 8966
5268 | 0 | 8965
5269 | 0 | 8965
5270 | 0 | 8964
5271 | 0 | 8964
5272 | 0 | 8964
5273 | 0 | 8963
5274 | 0 | 8963
5275 | 0 | 8963
5276 | 0 | 8963
5277 | 0 | 8961
5278 | 0 | 8957
5279 | 0 | 8956
5280 | 0 | 8956
5281 | 0 | 8956
5282 | 0 | 8955
5283 | 0 | 8954
5284 | 0 | 8954
5285 | 0 | 8953
5286 | 0 | 8952
5287 | 0 | 8951
5288 | 0 | 8951
5289 | 0 | 8951
5290 | 0 | 8949
5291 | 0 | 8949
5292 | 0 | 8949
5293 | 0 | 8949
5294 | 0 | 8946
5295 | 0 | 8946
5296 | 0 | 8946
5297 | 0 | 8945
5298 | 0 | 8945
5299 | 0 | 8944
5300 | 0 | 8943
5301 | 0 | 8943
5302 | 0 | 8942
5303 | 0 | 8942
5304 | 0 | 8942
5305 | 0 | 8941
5306 | 0 | 8941
5307 | 0 | 8940
5308 | 0 | 8940
5309 | 0 | 8940
5310 | 0 | 8940
5311 | 0 | 8939
5312 | 0 | 8939
5313 | 0 | 8938
5314 | 0 | 8938
5315 | 0 | 8937
5316 | 0 | 8936
5317 | 0 | 8936
5318 | 0 | 8936
5319 | 0 | 8932
5320 | 0 | 8929
5321 | 0 | 8928
5322 | 0 | 8927
5323 | 0 | 8927
5324 | 0 | 8926
5325 | 0 | 8926
5326 | 0 | 8924
5327 | 0 | 8924
5328 | 0 | 8923
5329 | 0 | 8922
5330 | 0 | 8922
5331 | 0 | 8920
5332 | 0 | 8920
5333 | 0 | 8920
5334 | 0 | 8918
5335 | 0 | 8917
5336 | 0 | 8917
5337 | 0 | 8916
5338 | 0 | 8915
5339 | 0 | 8915
5340 | 0 | 8915
5341 | 0 | 8915
5342 | 0 | 8914
5343 | 0 | 8913
5344 | 0 | 8912
5345 | 0 | 8912
5346 | 0 | 8911
5347 | 0 | 8910
5348 | 0 | 8910
5349 | 0 | 8910
5350 | 0 | 8909
5351 | 0 | 8909
5352 | 0 | 8908
5353 | 0 | 8905
5354 | 0 | 8905
5355 | 0 | 8904
5356 | 0 | 8904
5357 | 0 | 8903
5358 | 0 | 8903
5359 | 0 | 8900
5360 | 0 | 8899
5361 | 0 | 8899
5362 | 0 | 8898
5363 | 0 | 8898
5364 | 0 | 8897
5365 | 0 | 8896
5366 | 0 | 8894
5367 | 0 | 8893
5368 | 0 | 8893
5369 | 0 | 8891
5370 | 0 | 8891
5371 | 0 | 8890
5372 | 0 | 8890
5373 | 0 | 8890
5374 | 0 | 8888
5375 | 0 | 8888
5376 | 0 | 8888
5377 | 0 | 8888
5378 | 0 | 8888
5379 | 0 | 8886
5380 | 0 | 8886
5381 | 0 | 8886
5382 | 0 | 8885
5383 | 0 | 8883
5384 | 0 | 8883
5385 | 0 | 8883
5386 | 0 | 8882
5387 | 0 | 8881
5388 | 0 | 8879
5389 | 0 | 8879
5390 | 0 | 8878
5391 | 0 | 8876
5392 | 0 | 8876
5393 | 0 | 8876
5394 | 0 | 8873
5395 | 0 | 8872
5396 | 0 | 8872
5397 | 0 | 8870
5398 | 0 | 8869
5399 | 0 | 8868
5400 | 0 | 8868
5401 | 0 | 8867
5402 | 0 | 8867
5403 | 0 | 8866
5404 | 0 | 8865
5405 | 0 | 8864
5406 | 0 | 8864
5407 | 0 | 8863
5408 | 0 | 8861
5409 | 0 | 8861
5410 | 0 | 8860
5411 | 0 | 8860
5412 | 0 | 8860
5413 | 0 | 8859
5414 | 0 | 8858
5415 | 0 | 8857
5416 | 0 | 8856
5417 | 0 | 8856
5418 | 0 | 8855
5419 | 0 | 8855
5420 | 0 | 8854
5421 | 0 | 8852
5422 | 0 | 8851
5423 | 0 | 8851
5424 | 0 | 8850
5425 | 0 | 8849
5426 | 0 | 8849
5427 | 0 | 8849
5428 | 0 | 8847
5429 | 0 | 8846
5430 | 0 | 8846
5431 | 0 | 8846
5432 | 0 | 8842
5433 | 0 | 8842
5434 | 0 | 8841
5435 | 0 | 8841
5436 | 0 | 8841
5437 | 0 | 8840
5438 | 0 | 8839
5439 | 0 | 8839
5440 | 0 | 8839
5441 | 0 | 8837
5442 | 0 | 8835
5443 | 0 | 8834
5444 | 0 | 8833
5445 | 0 | 8832
5446 | 0 | 8832
5447 | 0 | 8831
5448 | 0 | 8831
5449 | 0 | 8830
5450 | 0 | 8830
5451 | 0 | 8829
5452 | 0 | 8829
5453 | 0 | 8828
5454 | 0 | 8827
5455 | 0 | 8824
5456 | 0 | 8824
5457 | 0 | 8823
5458 | 0 | 8823
5459 | 0 | 8823
5460 | 0 | 8822
5461 | 0 | 8822
5462 | 0 | 8820
5463 | 0 | 8820
5464 | 0 | 8819
5465 | 0 | 8818
5466 | 0 | 8817
5467 | 0 | 8817
5468 | 0 | 8817
5469 | 0 | 8815
5470 | 0 | 8814
5471 | 0 | 8814
5472 | 0 | 8813
5473 | 0 | 8811
5474 | 0 | 8811
5475 | 0 | 8810
5476 | 0 | 8808
5477 | 0 | 8808
5478 | 0 | 8806
5479 | 0 | 8806
5480 | 0 | 8805
5481 | 0 | 8803
5482 | 0 | 8800
5483 | 0 | 8799
5484 | 0 | 8798
5485 | 0 | 8796
5486 | 0 | 8796
5487 | 0 | 8794
5488 | 0 | 8794
5489 | 0 | 8794
5490 | 0 | 8792
5491 | 0 | 8792
5492 | 0 | 8790
5493 | 0 | 8790
5494 | 0 | 8789
5495 | 0 | 8789
5496 | 0 | 8788
5497 | 0 | 8788
5498 | 0 | 8788
5499 | 0 | 8787
5500 | 0 | 8787
5501 | 0 | 8786
5502 | 0 | 8784
5503 | 0 | 8784
5504 | 0 | 8783
5505 | 0 | 8783
5506 | 0 | 8783
5507 | 0 | 8782
5508 | 0 | 8782
5509 | 0 | 8779
5510 | 0 | 8779
5511 | 0 | 8779
5512 | 0 | 8779
5513 | 0 | 8778
5514 | 0 | 8778
5515 | 0 | 8778
5516 | 0 | 8778
5517 | 0 | 8777
5518 | 0 | 8773
5519 | 0 | 8773
5520 | 0 | 8773
5521 | 0 | 8771
5522 | 0 | 8771
5523 | 0 | 8769
5524 | 0 | 8769
5525 | 0 | 8769
5526 | 0 | 8768
5527 | 0 | 8768
5528 | 0 | 8768
5529 | 0 | 8767
5530 | 0 | 8765
5531 | 0 | 8763
5532 | 0 | 8763
5533 | 0 | 8763
5534 | 0 | 8762
5535 | 0 | 8760
5536 | 0 | 8760
5537 | 0 | 8759
5538 | 0 | 8759
5539 | 0 | 8758
5540 | 0 | 8757
5541 | 0 | 8755
5542 | 0 | 8755
5543 | 0 | 8754
5544 | 0 | 8754
5545 | 0 | 8754
5546 | 0 | 8753
5547 | 0 | 8750
5548 | 0 | 8750
5549 | 0 | 8750
5550 | 0 | 8749
5551 | 0 | 8747
5552 | 0 | 8746
5553 | 0 | 8745
5554 | 0 | 8744
5555 | 0 | 8744
5556 | 0 | 8743
5557 | 0 | 8743
5558 | 0 | 8742
5559 | 0 | 8742
5560 | 0 | 8742
5561 | 0 | 8740
5562 | 0 | 8739
5563 | 0 | 8738
5564 | 0 | 8738
5565 | 0 | 8737
5566 | 0 | 8737
5567 | 0 | 8737
5568 | 0 | 8737
5569 | 0 | 8737
5570 | 0 | 8736
5571 | 0 | 8735
5572 | 0 | 8735
5573 | 0 | 8734
5574 | 0 | 8734
5575 | 0 | 8734
5576 | 0 | 8731
5577 | 0 | 8730
5578 | 0 | 8729
5579 | 0 | 8729
5580 | 0 | 8728
5581 | 0 | 8727
5582 | 0 | 8727
5583 | 0 | 8726
5584 | 0 | 8726
5585 | 0 | 8724
5586 | 0 | 8724
5587 | 0 | 8724
5588 | 0 | 8724
5589 | 0 | 8722
5590 | 0 | 8720
5591 | 0 | 8719
5592 | 0 | 8719
5593 | 0 | 8714
5594 | 0 | 8714
5595 | 0 | 8712
5596 | 0 | 8712
5597 | 0 | 8711
5598 | 0 | 8709
5599 | 0 | 8709
5600 | 0 | 8707
5601 | 0 | 8707
5602 | 0 | 8706
5603 | 0 | 8705
5604 | 0 | 8704
5605 | 0 | 8702
5606 | 0 | 8702
5607 | 0 | 8701
5608 | 0 | 8698
5609 | 0 | 8697
5610 | 0 | 8696
5611 | 0 | 8696
5612 | 0 | 8694
5613 | 0 | 8694
5614 | 0 | 8694
5615 | 0 | 8693
5616 | 0 | 8692
5617 | 0 | 8692
5618 | 0 | 8690
5619 | 0 | 8689
5620 | 0 | 8689
5621 | 0 | 8689
5622 | 0 | 8689
5623 | 0 | 8688
5624 | 0 | 8686
5625 | 0 | 8685
5626 | 0 | 8684
5627 | 0 | 8684
5628 | 0 | 8684
5629 | 0 | 8683
5630 | 0 | 8683
5631 | 0 | 8682
5632 | 0 | 8681
5633 | 0 | 8680
5634 | 0 | 8680
5635 | 0 | 8679
5636 | 0 | 8679
5637 | 0 | 8679
5638 | 0 | 8679
5639 | 0 | 8679
5640 | 0 | 8678
5641 | 0 | 8677
5642 | 0 | 8677
5643 | 0 | 8677
5644 | 0 | 8676
5645 | 0 | 8674
5646 | 0 | 8674
5647 | 0 | 8673
5648 | 0 | 8671
5649 | 0 | 8671
5650 | 0 | 8669
5651 | 0 | 8668
5652 | 0 | 8668
5653 | 0 | 8667
5654 | 0 | 8666
5655 | 0 | 8666
5656 | 0 | 8665
5657 | 0 | 8664
5658 | 0 | 8663
5659 | 0 | 8663
5660 | 0 | 8662
5661 | 0 | 8661
5662 | 0 | 8661
5663 | 0 | 8660
5664 | 0 | 8659
5665 | 0 | 8659
5666 | 0 | 8658
5667 | 0 | 8656
5668 | 0 | 8656
5669 | 0 | 8655
5670 | 0 | 8655
5671 | 0 | 8654
5672 | 0 | 8653
5673 | 0 | 8653
5674 | 0 | 8652
5675 | 0 | 8652
5676 | 0 | 8651
5677 | 0 | 8651
5678 | 0 | 8650
5679 | 0 | 8650
5680 | 0 | 8650
5681 | 0 | 8649
5682 | 0 | 8648
5683 | 0 | 8647
5684 | 0 | 8647
5685 | 0 | 8645
5686 | 0 | 8644
5687 | 0 | 8641
5688 | 0 | 8639
5689 | 0 | 8637
5690 | 0 | 8636
5691 | 0 | 8636
5692 | 0 | 8635
5693 | 0 | 8634
5694 | 0 | 8633
5695 | 0 | 8633
5696 | 0 | 8632
5697 | 0 | 8631
5698 | 0 | 8631
5699 | 0 | 8630
5700 | 0 | 8629
5701 | 0 | 8628
5702 | 0 | 8626
5703 | 0 | 8626
5704 | 0 | 8623
5705 | 0 | 8622
5706 | 0 | 8622
5707 | 0 | 8622
5708 | 0 | 8620
5709 | 0 | 8620
5710 | 0 | 8618
5711 | 0 | 8617
5712 | 0 | 8616
5713 | 0 | 8616
5714 | 0 | 8615
5715 | 0 | 8615
5716 | 0 | 8614
5717 | 0 | 8614
5718 | 0 | 8613
5719 | 0 | 8613
5720 | 0 | 8613
5721 | 0 | 8609
5722 | 0 | 8609
5723 | 0 | 8607
5724 | 0 | 8607
5725 | 0 | 8606
5726 | 0 | 8605
5727 | 0 | 8605
5728 | 0 | 8605
5729 | 0 | 8603
5730 | 0 | 8603
5731 | 0 | 8601
5732 | 0 | 8600
5733 | 0 | 8599
5734 | 0 | 8599
5735 | 0 | 8598
5736 | 0 | 8598
5737 | 0 | 8597
5738 | 0 | 8596
5739 | 0 | 8596
5740 | 0 | 8595
5741 | 0 | 8595
5742 | 0 | 8593
5743 | 0 | 8592
5744 | 0 | 8592
5745 | 0 | 8591
5746 | 0 | 8590
5747 | 0 | 8589
5748 | 0 | 8588
5749 | 0 | 8586
5750 | 0 | 8586
5751 | 0 | 8583
5752 | 0 | 8582
5753 | 0 | 8582
5754 | 0 | 8581
5755 | 0 | 8579
5756 | 0 | 8578
5757 | 0 | 8578
5758 | 0 | 8577
5759 | 0 | 8577
5760 | 0 | 8575
5761 | 0 | 8575
5762 | 0 | 8575
5763 | 0 | 8575
5764 | 0 | 8574
5765 | 0 | 8574
5766 | 0 | 8573
5767 | 0 | 8572
5768 | 0 | 8571
5769 | 0 | 8570
5770 | 0 | 8570
5771 | 0 | 8568
5772 | 0 | 8567
5773 | 0 | 8567
5774 | 0 | 8566
5775 | 0 | 8566
5776 | 0 | 8565
5777 | 0 | 8563
5778 | 0 | 8563
5779 | 0 | 8563
5780 | 0 | 8560
5781 | 0 | 8559
5782 | 0 | 8556
5783 | 0 | 8556
5784 | 0 | 8554
5785 | 0 | 8553
5786 | 0 | 8553
5787 | 0 | 8553
5788 | 0 | 8551
5789 | 0 | 8551
5790 | 0 | 8551
5791 | 0 | 8551
5792 | 0 | 8549
5793 | 0 | 8548
5794 | 0 | 8546
5795 | 0 | 8546
5796 | 0 | 8545
5797 | 0 | 8544
5798 | 0 | 8544
5799 | 0 | 8542
5800 | 0 | 8542
5801 | 0 | 8542
5802 | 0 | 8540
5803 | 0 | 8540
5804 | 0 | 8539
5805 | 0 | 8538
5806 | 0 | 8538
5807 | 0 | 8538
5808 | 0 | 8538
5809 | 0 | 8537
5810 | 0 | 8536
5811 | 0 | 8536
5812 | 0 | 8535
5813 | 0 | 8533
5814 | 0 | 8532
5815 | 0 | 8531
5816 | 0 | 8530
5817 | 0 | 8530
5818 | 0 | 8530
5819 | 0 | 8529
5820 | 0 | 8526
5821 | 0 | 8526
5822 | 0 | 8525
5823 | 0 | 8525
5824 | 0 | 8524
5825 | 0 | 8524
5826 | 0 | 8524
5827 | 0 | 8523
5828 | 0 | 8523
5829 | 0 | 8521
5830 | 0 | 8521
5831 | 0 | 8521
5832 | 0 | 8520
5833 | 0 | 8519
5834 | 0 | 8519
5835 | 0 | 8518
5836 | 0 | 8518
5837 | 0 | 8517
5838 | 0 | 8517
5839 | 0 | 8517
5840 | 0 | 8516
5841 | 0 | 8516
5842 | 0 | 8516
5843 | 0 | 8515
5844 | 0 | 8515
5845 | 0 | 8514
5846 | 0 | 8514
5847 | 0 | 8513
5848 | 0 | 8512
5849 | 0 | 8512
5850 | 0 | 8511
5851 | 0 | 8511
5852 | 0 | 8510
5853 | 0 | 8510
5854 | 0 | 8509
5855 | 0 | 8509
5856 | 0 | 8507
5857 | 0 | 8506
5858 | 0 | 8506
5859 | 0 | 8505
5860 | 0 | 8505
5861 | 0 | 8505
5862 | 0 | 8502
5863 | 0 | 8499
5864 | 0 | 8497
5865 | 0 | 8496
5866 | 0 | 8494
5867 | 0 | 8492
5868 | 0 | 8492
5869 | 0 | 8491
5870 | 0 | 8491
5871 | 0 | 8490
5872 | 0 | 8490
5873 | 0 | 8489
5874 | 0 | 8487
5875 | 0 | 8486
5876 | 0 | 8486
5877 | 0 | 8485
5878 | 0 | 8481
5879 | 0 | 8481
5880 | 0 | 8481
5881 | 0 | 8480
5882 | 0 | 8479
5883 | 0 | 8479
5884 | 0 | 8477
5885 | 0 | 8476
5886 | 0 | 8475
5887 | 0 | 8474
5888 | 0 | 8473
5889 | 0 | 8472
5890 | 0 | 8471
5891 | 0 | 8471
5892 | 0 | 8470
5893 | 0 | 8470
5894 | 0 | 8467
5895 | 0 | 8467
5896 | 0 | 8467
5897 | 0 | 8465
5898 | 0 | 8464
5899 | 0 | 8463
5900 | 0 | 8459
5901 | 0 | 8458
5902 | 0 | 8458
5903 | 0 | 8458
5904 | 0 | 8457
5905 | 0 | 8453
5906 | 0 | 8452
5907 | 0 | 8452
5908 | 0 | 8450
5909 | 0 | 8450
5910 | 0 | 8444
5911 | 0 | 8443
5912 | 0 | 8442
5913 | 0 | 8441
5914 | 0 | 8439
5915 | 0 | 8439
5916 | 0 | 8439
5917 | 0 | 8438
5918 | 0 | 8435
5919 | 0 | 8433
5920 | 0 | 8432
5921 | 0 | 8432
5922 | 0 | 8430
5923 | 0 | 8429
5924 | 0 | 8429
5925 | 0 | 8429
5926 | 0 | 8428
5927 | 0 | 8428
5928 | 0 | 8426
5929 | 0 | 8426
5930 | 0 | 8425
5931 | 0 | 8424
5932 | 0 | 8424
5933 | 0 | 8423
5934 | 0 | 8423
5935 | 0 | 8419
5936 | 0 | 8418
5937 | 0 | 8418
5938 | 0 | 8417
5939 | 0 | 8417
5940 | 0 | 8417
5941 | 0 | 8417
5942 | 0 | 8415
5943 | 0 | 8414
5944 | 0 | 8414
5945 | 0 | 8414
5946 | 0 | 8413
5947 | 0 | 8412
5948 | 0 | 8411
5949 | 0 | 8411
5950 | 0 | 8411
5951 | 0 | 8410
5952 | 0 | 8410
5953 | 0 | 8410
5954 | 0 | 8409
5955 | 0 | 8408
5956 | 0 | 8405
5957 | 0 | 8404
5958 | 0 | 8403
5959 | 0 | 8403
5960 | 0 | 8401
5961 | 0 | 8401
5962 | 0 | 8400
5963 | 0 | 8399
5964 | 0 | 8399
5965 | 0 | 8398
5966 | 0 | 8398
5967 | 0 | 8398
5968 | 0 | 8397
5969 | 0 | 8395
5970 | 0 | 8395
5971 | 0 | 8394
5972 | 0 | 8394
5973 | 0 | 8392
5974 | 0 | 8392
5975 | 0 | 8392
5976 | 0 | 8391
5977 | 0 | 8390
5978 | 0 | 8390
5979 | 0 | 8390
5980 | 0 | 8389
5981 | 0 | 8388
5982 | 0 | 8388
5983 | 0 | 8388
5984 | 0 | 8387
5985 | 0 | 8387
5986 | 0 | 8387
5987 | 0 | 8384
5988 | 0 | 8383
5989 | 0 | 8383
5990 | 0 | 8383
5991 | 0 | 8382
5992 | 0 | 8382
5993 | 0 | 8378
5994 | 0 | 8378
5995 | 0 | 8378
5996 | 0 | 8377
5997 | 0 | 8376
5998 | 0 | 8375
5999 | 0 | 8374
6000 | 0 | 8374
6001 | 0 | 8374
6002 | 0 | 8373
6003 | 0 | 8373
6004 | 0 | 8372
6005 | 0 | 8371
6006 | 0 | 8371
6007 | 0 | 8368
6008 | 0 | 8367
6009 | 0 | 8367
6010 | 0 | 8364
6011 | 0 | 8364
6012 | 0 | 8363
6013 | 0 | 8363
6014 | 0 | 8363
6015 | 0 | 8362
6016 | 0 | 8362
6017 | 0 | 8361
6018 | 0 | 8360
6019 | 0 | 8358
6020 | 0 | 8358
6021 | 0 | 8358
6022 | 0 | 8357
6023 | 0 | 8357
6024 | 0 | 8355
6025 | 0 | 8355
6026 | 0 | 8355
6027 | 0 | 8354
6028 | 0 | 8354
6029 | 0 | 8351
6030 | 0 | 8351
6031 | 0 | 8350
6032 | 0 | 8350
6033 | 0 | 8350
6034 | 0 | 8349
6035 | 0 | 8348
6036 | 0 | 8347
6037 | 0 | 8346
6038 | 0 | 8345
6039 | 0 | 8343
6040 | 0 | 8342
6041 | 0 | 8341
6042 | 0 | 8341
6043 | 0 | 8341
6044 | 0 | 8341
6045 | 0 | 8340
6046 | 0 | 8337
6047 | 0 | 8337
6048 | 0 | 8337
6049 | 0 | 8337
6050 | 0 | 8337
6051 | 0 | 8337
6052 | 0 | 8336
6053 | 0 | 8335
6054 | 0 | 8335
6055 | 0 | 8333
6056 | 0 | 8333
6057 | 0 | 8332
6058 | 0 | 8332
6059 | 0 | 8332
6060 | 0 | 8332
6061 | 0 | 8331
6062 | 0 | 8331
6063 | 0 | 8329
6064 | 0 | 8329
6065 | 0 | 8328
6066 | 0 | 8328
6067 | 0 | 8328
6068 | 0 | 8325
6069 | 0 | 8325
6070 | 0 | 8325
6071 | 0 | 8324
6072 | 0 | 8324
6073 | 0 | 8322
6074 | 0 | 8321
6075 | 0 | 8321
6076 | 0 | 8320
6077 | 0 | 8320
6078 | 0 | 8319
6079 | 0 | 8318
6080 | 0 | 8313
6081 | 0 | 8313
6082 | 0 | 8311
6083 | 0 | 8311
6084 | 0 | 8311
6085 | 0 | 8311
6086 | 0 | 8309
6087 | 0 | 8309
6088 | 0 | 8308
6089 | 0 | 8307
6090 | 0 | 8306
6091 | 0 | 8306
6092 | 0 | 8305
6093 | 0 | 8305
6094 | 0 | 8304
6095 | 0 | 8302
6096 | 0 | 8300
6097 | 0 | 8299
6098 | 0 | 8299
6099 | 0 | 8297
6100 | 0 | 8297
6101 | 0 | 8296
6102 | 0 | 8296
6103 | 0 | 8296
6104 | 0 | 8296
6105 | 0 | 8295
6106 | 0 | 8294
6107 | 0 | 8294
6108 | 0 | 8294
6109 | 0 | 8293
6110 | 0 | 8293
6111 | 0 | 8292
6112 | 0 | 8291
6113 | 0 | 8291
6114 | 0 | 8290
6115 | 0 | 8289
6116 | 0 | 8289
6117 | 0 | 8288
6118 | 0 | 8288
6119 | 0 | 8287
6120 | 0 | 8286
6121 | 0 | 8286
6122 | 0 | 8285
6123 | 0 | 8284
6124 | 0 | 8283
6125 | 0 | 8282
6126 | 0 | 8281
6127 | 0 | 8281
6128 | 0 | 8280
6129 | 0 | 8278
6130 | 0 | 8277
6131 | 0 | 8276
6132 | 0 | 8276
6133 | 0 | 8275
6134 | 0 | 8274
6135 | 0 | 8273
6136 | 0 | 8271
6137 | 0 | 8271
6138 | 0 | 8271
6139 | 0 | 8270
6140 | 0 | 8268
6141 | 0 | 8266
6142 | 0 | 8265
6143 | 0 | 8264
6144 | 0 | 8264
6145 | 0 | 8264
6146 | 0 | 8263
6147 | 0 | 8261
6148 | 0 | 8261
6149 | 0 | 8258
6150 | 0 | 8256
6151 | 0 | 8256
6152 | 0 | 8256
6153 | 0 | 8256
6154 | 0 | 8255
6155 | 0 | 8255
6156 | 0 | 8254
6157 | 0 | 8254
6158 | 0 | 8253
6159 | 0 | 8250
6160 | 0 | 8248
6161 | 0 | 8248
6162 | 0 | 8248
6163 | 0 | 8247
6164 | 0 | 8247
6165 | 0 | 8247
6166 | 0 | 8246
6167 | 0 | 8246
6168 | 0 | 8244
6169 | 0 | 8244
6170 | 0 | 8244
6171 | 0 | 8244
6172 | 0 | 8243
6173 | 0 | 8243
6174 | 0 | 8241
6175 | 0 | 8241
6176 | 0 | 8240
6177 | 0 | 8239
6178 | 0 | 8238
6179 | 0 | 8237
6180 | 0 | 8235
6181 | 0 | 8234
6182 | 0 | 8234
6183 | 0 | 8233
6184 | 0 | 8233
6185 | 0 | 8232
6186 | 0 | 8231
6187 | 0 | 8231
6188 | 0 | 8229
6189 | 0 | 8229
6190 | 0 | 8228
6191 | 0 | 8227
6192 | 0 | 8227
6193 | 0 | 8226
6194 | 0 | 8225
6195 | 0 | 8222
6196 | 0 | 8221
6197 | 0 | 8220
6198 | 0 | 8220
6199 | 0 | 8219
6200 | 0 | 8215
6201 | 0 | 8214
6202 | 0 | 8213
6203 | 0 | 8213
6204 | 0 | 8213
6205 | 0 | 8212
6206 | 0 | 8210
6207 | 0 | 8210
6208 | 0 | 8209
6209 | 0 | 8208
6210 | 0 | 8207
6211 | 0 | 8206
6212 | 0 | 8206
6213 | 0 | 8205
6214 | 0 | 8203
6215 | 0 | 8203
6216 | 0 | 8202
6217 | 0 | 8202
6218 | 0 | 8200
6219 | 0 | 8199
6220 | 0 | 8198
6221 | 0 | 8198
6222 | 0 | 8198
6223 | 0 | 8197
6224 | 0 | 8197
6225 | 0 | 8196
6226 | 0 | 8195
6227 | 0 | 8195
6228 | 0 | 8189
6229 | 0 | 8189
6230 | 0 | 8187
6231 | 0 | 8187
6232 | 0 | 8187
6233 | 0 | 8186
6234 | 0 | 8186
6235 | 0 | 8186
6236 | 0 | 8186
6237 | 0 | 8185
6238 | 0 | 8185
6239 | 0 | 8183
6240 | 0 | 8183
6241 | 0 | 8181
6242 | 0 | 8180
6243 | 0 | 8180
6244 | 0 | 8179
6245 | 0 | 8177
6246 | 0 | 8176
6247 | 0 | 8176
6248 | 0 | 8176
6249 | 0 | 8175
6250 | 0 | 8174
6251 | 0 | 8174
6252 | 0 | 8172
6253 | 0 | 8172
6254 | 0 | 8167
6255 | 0 | 8164
6256 | 0 | 8164
6257 | 0 | 8162
6258 | 0 | 8162
6259 | 0 | 8161
6260 | 0 | 8161
6261 | 0 | 8161
6262 | 0 | 8159
6263 | 0 | 8159
6264 | 0 | 8157
6265 | 0 | 8157
6266 | 0 | 8155
6267 | 0 | 8153
6268 | 0 | 8153
6269 | 0 | 8153
6270 | 0 | 8152
6271 | 0 | 8149
6272 | 0 | 8149
6273 | 0 | 8149
6274 | 0 | 8148
6275 | 0 | 8148
6276 | 0 | 8146
6277 | 0 | 8145
6278 | 0 | 8143
6279 | 0 | 8143
6280 | 0 | 8142
6281 | 0 | 8139
6282 | 0 | 8138
6283 | 0 | 8138
6284 | 0 | 8136
6285 | 0 | 8132
6286 | 0 | 8131
6287 | 0 | 8131
6288 | 0 | 8131
6289 | 0 | 8130
6290 | 0 | 8130
6291 | 0 | 8129
6292 | 0 | 8128
6293 | 0 | 8128
6294 | 0 | 8124
6295 | 0 | 8122
6296 | 0 | 8122
6297 | 0 | 8121
6298 | 0 | 8121
6299 | 0 | 8121
6300 | 0 | 8121
6301 | 0 | 8120
6302 | 0 | 8120
6303 | 0 | 8119
6304 | 0 | 8119
6305 | 0 | 8118
6306 | 0 | 8118
6307 | 0 | 8117
6308 | 0 | 8115
6309 | 0 | 8115
6310 | 0 | 8115
6311 | 0 | 8114
6312 | 0 | 8112
6313 | 0 | 8112
6314 | 0 | 8111
6315 | 0 | 8111
6316 | 0 | 8110
6317 | 0 | 8109
6318 | 0 | 8109
6319 | 0 | 8108
6320 | 0 | 8107
6321 | 0 | 8105
6322 | 0 | 8104
6323 | 0 | 8104
6324 | 0 | 8103
6325 | 0 | 8103
6326 | 0 | 8102
6327 | 0 | 8101
6328 | 0 | 8101
6329 | 0 | 8100
6330 | 0 | 8100
6331 | 0 | 8100
6332 | 0 | 8098
6333 | 0 | 8098
6334 | 0 | 8096
6335 | 0 | 8094
6336 | 0 | 8093
6337 | 0 | 8093
6338 | 0 | 8093
6339 | 0 | 8093
6340 | 0 | 8092
6341 | 0 | 8091
6342 | 0 | 8091
6343 | 0 | 8090
6344 | 0 | 8089
6345 | 0 | 8088
6346 | 0 | 8088
6347 | 0 | 8086
6348 | 0 | 8085
6349 | 0 | 8084
6350 | 0 | 8084
6351 | 0 | 8083
6352 | 0 | 8083
6353 | 0 | 8081
6354 | 0 | 8079
6355 | 0 | 8078
6356 | 0 | 8077
6357 | 0 | 8076
6358 | 0 | 8074
6359 | 0 | 8073
6360 | 0 | 8073
6361 | 0 | 8071
6362 | 0 | 8071
6363 | 0 | 8070
6364 | 0 | 8069
6365 | 0 | 8069
6366 | 0 | 8068
6367 | 0 | 8067
6368 | 0 | 8066
6369 | 0 | 8065
6370 | 0 | 8063
6371 | 0 | 8063
6372 | 0 | 8062
6373 | 0 | 8061
6374 | 0 | 8059
6375 | 0 | 8059
6376 | 0 | 8058
6377 | 0 | 8057
6378 | 0 | 8056
6379 | 0 | 8056
6380 | 0 | 8056
6381 | 0 | 8055
6382 | 0 | 8055
6383 | 0 | 8054
6384 | 0 | 8054
6385 | 0 | 8053
6386 | 0 | 8053
6387 | 0 | 8052
6388 | 0 | 8052
6389 | 0 | 8052
6390 | 0 | 8051
6391 | 0 | 8050
6392 | 0 | 8049
6393 | 0 | 8049
6394 | 0 | 8048
6395 | 0 | 8048
6396 | 0 | 8047
6397 | 0 | 8047
6398 | 0 | 8047
6399 | 0 | 8047
6400 | 0 | 8046
6401 | 0 | 8045
6402 | 0 | 8044
6403 | 0 | 8044
6404 | 0 | 8042
6405 | 0 | 8041
6406 | 0 | 8040
6407 | 0 | 8040
6408 | 0 | 8039
6409 | 0 | 8039
6410 | 0 | 8039
6411 | 0 | 8036
6412 | 0 | 8033
6413 | 0 | 8033
6414 | 0 | 8033
6415 | 0 | 8031
6416 | 0 | 8030
6417 | 0 | 8030
6418 | 0 | 8029
6419 | 0 | 8028
6420 | 0 | 8028
6421 | 0 | 8028
6422 | 0 | 8027
6423 | 0 | 8025
6424 | 0 | 8025
6425 | 0 | 8023
6426 | 0 | 8022
6427 | 0 | 8022
6428 | 0 | 8021
6429 | 0 | 8020
6430 | 0 | 8019
6431 | 0 | 8019
6432 | 0 | 8018
6433 | 0 | 8018
6434 | 0 | 8018
6435 | 0 | 8017
6436 | 0 | 8017
6437 | 0 | 8017
6438 | 0 | 8015
6439 | 0 | 8015
6440 | 0 | 8015
6441 | 0 | 8012
6442 | 0 | 8011
6443 | 0 | 8010
6444 | 0 | 8007
6445 | 0 | 8006
6446 | 0 | 8006
6447 | 0 | 8006
6448 | 0 | 8005
6449 | 0 | 8005
6450 | 0 | 8004
6451 | 0 | 8004
6452 | 0 | 8003
6453 | 0 | 8003
6454 | 0 | 8002
6455 | 0 | 8002
6456 | 0 | 8001
6457 | 0 | 7997
6458 | 0 | 7997
6459 | 0 | 7996
6460 | 0 | 7996
6461 | 0 | 7995
6462 | 0 | 7995
6463 | 0 | 7995
6464 | 0 | 7994
6465 | 0 | 7993
6466 | 0 | 7993
6467 | 0 | 7993
6468 | 0 | 7992
6469 | 0 | 7991
6470 | 0 | 7991
6471 | 0 | 7989
6472 | 0 | 7986
6473 | 0 | 7986
6474 | 0 | 7986
6475 | 0 | 7985
6476 | 0 | 7984
6477 | 0 | 7983
6478 | 0 | 7983
6479 | 0 | 7982
6480 | 0 | 7981
6481 | 0 | 7981
6482 | 0 | 7981
6483 | 0 | 7979
6484 | 0 | 7978
6485 | 0 | 7978
6486 | 0 | 7978
6487 | 0 | 7976
6488 | 0 | 7976
6489 | 0 | 7971
6490 | 0 | 7971
6491 | 0 | 7968
6492 | 0 | 7967
6493 | 0 | 7966
6494 | 0 | 7966
6495 | 0 | 7965
6496 | 0 | 7965
6497 | 0 | 7963
6498 | 0 | 7963
6499 | 0 | 7962
6500 | 0 | 7962
6501 | 0 | 7957
6502 | 0 | 7956
6503 | 0 | 7955
6504 | 0 | 7950
6505 | 0 | 7949
6506 | 0 | 7948
6507 | 0 | 7947
6508 | 0 | 7946
6509 | 0 | 7946
6510 | 0 | 7945
6511 | 0 | 7944
6512 | 0 | 7939
6513 | 0 | 7938
6514 | 0 | 7938
6515 | 0 | 7938
6516 | 0 | 7937
6517 | 0 | 7937
6518 | 0 | 7937
6519 | 0 | 7936
6520 | 0 | 7936
6521 | 0 | 7936
6522 | 0 | 7934
6523 | 0 | 7933
6524 | 0 | 7931
6525 | 0 | 7931
6526 | 0 | 7930
6527 | 0 | 7929
6528 | 0 | 7929
6529 | 0 | 7928
6530 | 0 | 7928
6531 | 0 | 7925
6532 | 0 | 7921
6533 | 0 | 7920
6534 | 0 | 7919
6535 | 0 | 7919
6536 | 0 | 7918
6537 | 0 | 7917
6538 | 0 | 7917
6539 | 0 | 7916
6540 | 0 | 7915
6541 | 0 | 7914
6542 | 0 | 7913
6543 | 0 | 7913
6544 | 0 | 7912
6545 | 0 | 7911
6546 | 0 | 7911
6547 | 0 | 7910
6548 | 0 | 7907
6549 | 0 | 7905
6550 | 0 | 7905
6551 | 0 | 7903
6552 | 0 | 7902
6553 | 0 | 7902
6554 | 0 | 7901
6555 | 0 | 7899
6556 | 0 | 7899
6557 | 0 | 7899
6558 | 0 | 7898
6559 | 0 | 7897
6560 | 0 | 7896
6561 | 0 | 7895
6562 | 0 | 7891
6563 | 0 | 7891
6564 | 0 | 7891
6565 | 0 | 7890
6566 | 0 | 7890
6567 | 0 | 7888
6568 | 0 | 7888
6569 | 0 | 7887
6570 | 0 | 7886
6571 | 0 | 7884
6572 | 0 | 7881
6573 | 0 | 7878
6574 | 0 | 7878
6575 | 0 | 7877
6576 | 0 | 7877
6577 | 0 | 7875
6578 | 0 | 7875
6579 | 0 | 7874
6580 | 0 | 7874
6581 | 0 | 7874
6582 | 0 | 7873
6583 | 0 | 7873
6584 | 0 | 7872
6585 | 0 | 7872
6586 | 0 | 7871
6587 | 0 | 7871
6588 | 0 | 7870
6589 | 0 | 7869
6590 | 0 | 7869
6591 | 0 | 7867
6592 | 0 | 7866
6593 | 0 | 7865
6594 | 0 | 7864
6595 | 0 | 7864
6596 | 0 | 7864
6597 | 0 | 7864
6598 | 0 | 7860
6599 | 0 | 7859
6600 | 0 | 7858
6601 | 0 | 7858
6602 | 0 | 7857
6603 | 0 | 7857
6604 | 0 | 7856
6605 | 0 | 7855
6606 | 0 | 7854
6607 | 0 | 7854
6608 | 0 | 7854
6609 | 0 | 7853
6610 | 0 | 7853
6611 | 0 | 7853
6612 | 0 | 7853
6613 | 0 | 7852
6614 | 0 | 7851
6615 | 0 | 7850
6616 | 0 | 7847
6617 | 0 | 7843
6618 | 0 | 7842
6619 | 0 | 7839
6620 | 0 | 7839
6621 | 0 | 7838
6622 | 0 | 7838
6623 | 0 | 7836
6624 | 0 | 7836
6625 | 0 | 7836
6626 | 0 | 7834
6627 | 0 | 7832
6628 | 0 | 7832
6629 | 0 | 7829
6630 | 0 | 7829
6631 | 0 | 7828
6632 | 0 | 7827
6633 | 0 | 7827
6634 | 0 | 7827
6635 | 0 | 7826
6636 | 0 | 7824
6637 | 0 | 7824
6638 | 0 | 7824
6639 | 0 | 7823
6640 | 0 | 7822
6641 | 0 | 7821
6642 | 0 | 7820
6643 | 0 | 7819
6644 | 0 | 7819
6645 | 0 | 7818
6646 | 0 | 7817
6647 | 0 | 7816
6648 | 0 | 7816
6649 | 0 | 7815
6650 | 0 | 7815
6651 | 0 | 7814
6652 | 0 | 7813
6653 | 0 | 7813
6654 | 0 | 7812
6655 | 0 | 7811
6656 | 0 | 7811
6657 | 0 | 7810
6658 | 0 | 7810
6659 | 0 | 7807
6660 | 0 | 7805
6661 | 0 | 7804
6662 | 0 | 7803
6663 | 0 | 7802
6664 | 0 | 7800
6665 | 0 | 7800
6666 | 0 | 7798
6667 | 0 | 7797
6668 | 0 | 7797
6669 | 0 | 7796
6670 | 0 | 7795
6671 | 0 | 7794
6672 | 0 | 7789
6673 | 0 | 7788
6674 | 0 | 7786
6675 | 0 | 7786
6676 | 0 | 7785
6677 | 0 | 7784
6678 | 0 | 7782
6679 | 0 | 7782
6680 | 0 | 7781
6681 | 0 | 7779
6682 | 0 | 7779
6683 | 0 | 7779
6684 | 0 | 7777
6685 | 0 | 7776
6686 | 0 | 7776
6687 | 0 | 7775
6688 | 0 | 7775
6689 | 0 | 7773
6690 | 0 | 7772
6691 | 0 | 7772
6692 | 0 | 7772
6693 | 0 | 7769
6694 | 0 | 7769
6695 | 0 | 7766
6696 | 0 | 7765
6697 | 0 | 7764
6698 | 0 | 7764
6699 | 0 | 7763
6700 | 0 | 7762
6701 | 0 | 7762
6702 | 0 | 7762
6703 | 0 | 7760
6704 | 0 | 7759
6705 | 0 | 7758
6706 | 0 | 7757
6707 | 0 | 7756
6708 | 0 | 7756
6709 | 0 | 7755
6710 | 0 | 7755
6711 | 0 | 7754
6712 | 0 | 7753
6713 | 0 | 7752
6714 | 0 | 7752
6715 | 0 | 7751
6716 | 0 | 7749
6717 | 0 | 7748
6718 | 0 | 7747
6719 | 0 | 7746
6720 | 0 | 7744
6721 | 0 | 7744
6722 | 0 | 7743
6723 | 0 | 7743
6724 | 0 | 7741
6725 | 0 | 7740
6726 | 0 | 7737
6727 | 0 | 7735
6728 | 0 | 7734
6729 | 0 | 7733
6730 | 0 | 7733
6731 | 0 | 7733
6732 | 0 | 7732
6733 | 0 | 7731
6734 | 0 | 7729
6735 | 0 | 7728
6736 | 0 | 7728
6737 | 0 | 7728
6738 | 0 | 7725
6739 | 0 | 7724
6740 | 0 | 7724
6741 | 0 | 7723
6742 | 0 | 7723
6743 | 0 | 7722
6744 | 0 | 7721
6745 | 0 | 7720
6746 | 0 | 7719
6747 | 0 | 7718
6748 | 0 | 7716
6749 | 0 | 7716
6750 | 0 | 7715
6751 | 0 | 7714
6752 | 0 | 7714
6753 | 0 | 7713
6754 | 0 | 7713
6755 | 0 | 7709
6756 | 0 | 7709
6757 | 0 | 7708
6758 | 0 | 7707
6759 | 0 | 7706
6760 | 0 | 7706
6761 | 0 | 7706
6762 | 0 | 7706
6763 | 0 | 7706
6764 | 0 | 7705
6765 | 0 | 7705
6766 | 0 | 7705
6767 | 0 | 7704
6768 | 0 | 7702
6769 | 0 | 7698
6770 | 0 | 7698
6771 | 0 | 7697
6772 | 0 | 7697
6773 | 0 | 7696
6774 | 0 | 7695
6775 | 0 | 7693
6776 | 0 | 7693
6777 | 0 | 7692
6778 | 0 | 7692
6779 | 0 | 7691
6780 | 0 | 7691
6781 | 0 | 7690
6782 | 0 | 7690
6783 | 0 | 7687
6784 | 0 | 7685
6785 | 0 | 7684
6786 | 0 | 7684
6787 | 0 | 7683
6788 | 0 | 7682
6789 | 0 | 7681
6790 | 0 | 7680
6791 | 0 | 7679
6792 | 0 | 7679
6793 | 0 | 7678
6794 | 0 | 7677
6795 | 0 | 7676
6796 | 0 | 7674
6797 | 0 | 7673
6798 | 0 | 7673
6799 | 0 | 7672
6800 | 0 | 7671
6801 | 0 | 7669
6802 | 0 | 7668
6803 | 0 | 7667
6804 | 0 | 7666
6805 | 0 | 7666
6806 | 0 | 7666
6807 | 0 | 7665
6808 | 0 | 7665
6809 | 0 | 7664
6810 | 0 | 7664
6811 | 0 | 7661
6812 | 0 | 7658
6813 | 0 | 7657
6814 | 0 | 7657
6815 | 0 | 7657
6816 | 0 | 7656
6817 | 0 | 7655
6818 | 0 | 7655
6819 | 0 | 7654
6820 | 0 | 7654
6821 | 0 | 7654
6822 | 0 | 7654
6823 | 0 | 7653
6824 | 0 | 7652
6825 | 0 | 7652
6826 | 0 | 7651
6827 | 0 | 7651
6828 | 0 | 7650
6829 | 0 | 7650
6830 | 0 | 7649
6831 | 0 | 7649
6832 | 0 | 7648
6833 | 0 | 7648
6834 | 0 | 7647
6835 | 0 | 7646
6836 | 0 | 7645
6837 | 0 | 7645
6838 | 0 | 7645
6839 | 0 | 7643
6840 | 0 | 7643
6841 | 0 | 7641
6842 | 0 | 7640
6843 | 0 | 7639
6844 | 0 | 7638
6845 | 0 | 7638
6846 | 0 | 7638
6847 | 0 | 7637
6848 | 0 | 7637
6849 | 0 | 7637
6850 | 0 | 7635
6851 | 0 | 7634
6852 | 0 | 7634
6853 | 0 | 7633
6854 | 0 | 7633
6855 | 0 | 7633
6856 | 0 | 7632
6857 | 0 | 7630
6858 | 0 | 7629
6859 | 0 | 7627
6860 | 0 | 7626
6861 | 0 | 7625
6862 | 0 | 7625
6863 | 0 | 7625
6864 | 0 | 7624
6865 | 0 | 7623
6866 | 0 | 7623
6867 | 0 | 7621
6868 | 0 | 7620
6869 | 0 | 7620
6870 | 0 | 7620
6871 | 0 | 7619
6872 | 0 | 7617
6873 | 0 | 7616
6874 | 0 | 7616
6875 | 0 | 7614
6876 | 0 | 7613
6877 | 0 | 7609
6878 | 0 | 7608
6879 | 0 | 7608
6880 | 0 | 7607
6881 | 0 | 7604
6882 | 0 | 7604
6883 | 0 | 7600
6884 | 0 | 7598
6885 | 0 | 7597
6886 | 0 | 7595
6887 | 0 | 7592
6888 | 0 | 7591
6889 | 0 | 7591
6890 | 0 | 7590
6891 | 0 | 7589
6892 | 0 | 7588
6893 | 0 | 7588
6894 | 0 | 7587
6895 | 0 | 7587
6896 | 0 | 7586
6897 | 0 | 7585
6898 | 0 | 7585
6899 | 0 | 7585
6900 | 0 | 7583
6901 | 0 | 7583
6902 | 0 | 7582
6903 | 0 | 7580
6904 | 0 | 7580
6905 | 0 | 7577
6906 | 0 | 7576
6907 | 0 | 7573
6908 | 0 | 7573
6909 | 0 | 7572
6910 | 0 | 7572
6911 | 0 | 7571
6912 | 0 | 7570
6913 | 0 | 7569
6914 | 0 | 7569
6915 | 0 | 7569
6916 | 0 | 7568
6917 | 0 | 7565
6918 | 0 | 7565
6919 | 0 | 7561
6920 | 0 | 7560
6921 | 0 | 7557
6922 | 0 | 7556
6923 | 0 | 7556
6924 | 0 | 7554
6925 | 0 | 7554
6926 | 0 | 7554
6927 | 0 | 7553
6928 | 0 | 7553
6929 | 0 | 7551
6930 | 0 | 7551
6931 | 0 | 7551
6932 | 0 | 7548
6933 | 0 | 7548
6934 | 0 | 7545
6935 | 0 | 7545
6936 | 0 | 7544
6937 | 0 | 7542
6938 | 0 | 7542
6939 | 0 | 7541
6940 | 0 | 7540
6941 | 0 | 7539
6942 | 0 | 7538
6943 | 0 | 7537
6944 | 0 | 7536
6945 | 0 | 7534
6946 | 0 | 7533
6947 | 0 | 7533
6948 | 0 | 7532
6949 | 0 | 7532
6950 | 0 | 7531
6951 | 0 | 7531
6952 | 0 | 7528
6953 | 0 | 7528
6954 | 0 | 7528
6955 | 0 | 7527
6956 | 0 | 7527
6957 | 0 | 7527
6958 | 0 | 7522
6959 | 0 | 7520
6960 | 0 | 7519
6961 | 0 | 7518
6962 | 0 | 7518
6963 | 0 | 7517
6964 | 0 | 7516
6965 | 0 | 7515
6966 | 0 | 7514
6967 | 0 | 7514
6968 | 0 | 7513
6969 | 0 | 7513
6970 | 0 | 7513
6971 | 0 | 7513
6972 | 0 | 7512
6973 | 0 | 7512
6974 | 0 | 7512
6975 | 0 | 7512
6976 | 0 | 7511
6977 | 0 | 7511
6978 | 0 | 7509
6979 | 0 | 7509
6980 | 0 | 7507
6981 | 0 | 7505
6982 | 0 | 7503
6983 | 0 | 7500
6984 | 0 | 7500
6985 | 0 | 7499
6986 | 0 | 7498
6987 | 0 | 7497
6988 | 0 | 7496
6989 | 0 | 7496
6990 | 0 | 7494
6991 | 0 | 7494
6992 | 0 | 7493
6993 | 0 | 7492
6994 | 0 | 7491
6995 | 0 | 7491
6996 | 0 | 7491
6997 | 0 | 7489
6998 | 0 | 7488
6999 | 0 | 7488
7000 | 0 | 7488
7001 | 0 | 7484
7002 | 0 | 7481
7003 | 0 | 7481
7004 | 0 | 7479
7005 | 0 | 7478
7006 | 0 | 7475
7007 | 0 | 7473
7008 | 0 | 7473
7009 | 0 | 7472
7010 | 0 | 7471
7011 | 0 | 7468
7012 | 0 | 7467
7013 | 0 | 7465
7014 | 0 | 7465
7015 | 0 | 7464
7016 | 0 | 7462
7017 | 0 | 7461
7018 | 0 | 7461
7019 | 0 | 7460
7020 | 0 | 7459
7021 | 0 | 7456
7022 | 0 | 7456
7023 | 0 | 7455
7024 | 0 | 7455
7025 | 0 | 7455
7026 | 0 | 7454
7027 | 0 | 7454
7028 | 0 | 7451
7029 | 0 | 7451
7030 | 0 | 7451
7031 | 0 | 7451
7032 | 0 | 7450
7033 | 0 | 7448
7034 | 0 | 7446
7035 | 0 | 7445
7036 | 0 | 7444
7037 | 0 | 7444
7038 | 0 | 7442
7039 | 0 | 7442
7040 | 0 | 7442
7041 | 0 | 7442
7042 | 0 | 7438
7043 | 0 | 7438
7044 | 0 | 7437
7045 | 0 | 7436
7046 | 0 | 7435
7047 | 0 | 7434
7048 | 0 | 7432
7049 | 0 | 7432
7050 | 0 | 7432
7051 | 0 | 7432
7052 | 0 | 7432
7053 | 0 | 7431
7054 | 0 | 7431
7055 | 0 | 7430
7056 | 0 | 7430
7057 | 0 | 7430
7058 | 0 | 7430
7059 | 0 | 7425
7060 | 0 | 7425
7061 | 0 | 7423
7062 | 0 | 7422
7063 | 0 | 7420
7064 | 0 | 7418
7065 | 0 | 7416
7066 | 0 | 7416
7067 | 0 | 7415
7068 | 0 | 7412
7069 | 0 | 7411
7070 | 0 | 7410
7071 | 0 | 7409
7072 | 0 | 7409
7073 | 0 | 7406
7074 | 0 | 7406
7075 | 0 | 7406
7076 | 0 | 7403
7077 | 0 | 7401
7078 | 0 | 7400
7079 | 0 | 7399
7080 | 0 | 7398
7081 | 0 | 7397
7082 | 0 | 7397
7083 | 0 | 7396
7084 | 0 | 7395
7085 | 0 | 7392
7086 | 0 | 7391
7087 | 0 | 7390
7088 | 0 | 7390
7089 | 0 | 7389
7090 | 0 | 7389
7091 | 0 | 7388
7092 | 0 | 7385
7093 | 0 | 7383
7094 | 0 | 7383
7095 | 0 | 7382
7096 | 0 | 7380
7097 | 0 | 7380
7098 | 0 | 7379
7099 | 0 | 7378
7100 | 0 | 7377
7101 | 0 | 7377
7102 | 0 | 7376
7103 | 0 | 7374
7104 | 0 | 7369
7105 | 0 | 7369
7106 | 0 | 7364
7107 | 0 | 7363
7108 | 0 | 7362
7109 | 0 | 7359
7110 | 0 | 7358
7111 | 0 | 7358
7112 | 0 | 7356
7113 | 0 | 7355
7114 | 0 | 7355
7115 | 0 | 7354
7116 | 0 | 7352
7117 | 0 | 7351
7118 | 0 | 7351
7119 | 0 | 7351
7120 | 0 | 7348
7121 | 0 | 7348
7122 | 0 | 7347
7123 | 0 | 7345
7124 | 0 | 7344
7125 | 0 | 7343
7126 | 0 | 7343
7127 | 0 | 7342
7128 | 0 | 7342
7129 | 0 | 7341
7130 | 0 | 7341
7131 | 0 | 7339
7132 | 0 | 7338
7133 | 0 | 7335
7134 | 0 | 7334
7135 | 0 | 7333
7136 | 0 | 7333
7137 | 0 | 7331
7138 | 0 | 7330
7139 | 0 | 7330
7140 | 0 | 7330
7141 | 0 | 7328
7142 | 0 | 7327
7143 | 0 | 7327
7144 | 0 | 7325
7145 | 0 | 7325
7146 | 0 | 7324
7147 | 0 | 7321
7148 | 0 | 7321
7149 | 0 | 7321
7150 | 0 | 7321
7151 | 0 | 7318
7152 | 0 | 7317
7153 | 0 | 7315
7154 | 0 | 7315
7155 | 0 | 7314
7156 | 0 | 7314
7157 | 0 | 7313
7158 | 0 | 7313
7159 | 0 | 7312
7160 | 0 | 7311
7161 | 0 | 7310
7162 | 0 | 7310
7163 | 0 | 7309
7164 | 0 | 7308
7165 | 0 | 7307
7166 | 0 | 7306
7167 | 0 | 7306
7168 | 0 | 7306
7169 | 0 | 7305
7170 | 0 | 7305
7171 | 0 | 7304
7172 | 0 | 7302
7173 | 0 | 7302
7174 | 0 | 7302
7175 | 0 | 7302
7176 | 0 | 7302
7177 | 0 | 7301
7178 | 0 | 7300
7179 | 0 | 7299
7180 | 0 | 7299
7181 | 0 | 7295
7182 | 0 | 7295
7183 | 0 | 7295
7184 | 0 | 7295
7185 | 0 | 7292
7186 | 0 | 7291
7187 | 0 | 7290
7188 | 0 | 7289
7189 | 0 | 7289
7190 | 0 | 7287
7191 | 0 | 7287
7192 | 0 | 7285
7193 | 0 | 7285
7194 | 0 | 7283
7195 | 0 | 7282
7196 | 0 | 7282
7197 | 0 | 7281
7198 | 0 | 7280
7199 | 0 | 7280
7200 | 0 | 7280
7201 | 0 | 7279
7202 | 0 | 7278
7203 | 0 | 7277
7204 | 0 | 7277
7205 | 0 | 7275
7206 | 0 | 7274
7207 | 0 | 7272
7208 | 0 | 7270
7209 | 0 | 7270
7210 | 0 | 7270
7211 | 0 | 7268
7212 | 0 | 7268
7213 | 0 | 7268
7214 | 0 | 7268
7215 | 0 | 7268
7216 | 0 | 7267
7217 | 0 | 7267
7218 | 0 | 7266
7219 | 0 | 7265
7220 | 0 | 7264
7221 | 0 | 7264
7222 | 0 | 7264
7223 | 0 | 7262
7224 | 0 | 7262
7225 | 0 | 7262
7226 | 0 | 7261
7227 | 0 | 7260
7228 | 0 | 7259
7229 | 0 | 7258
7230 | 0 | 7255
7231 | 0 | 7253
7232 | 0 | 7253
7233 | 0 | 7249
7234 | 0 | 7249
7235 | 0 | 7249
7236 | 0 | 7248
7237 | 0 | 7247
7238 | 0 | 7243
7239 | 0 | 7243
7240 | 0 | 7240
7241 | 0 | 7238
7242 | 0 | 7238
7243 | 0 | 7237
7244 | 0 | 7236
7245 | 0 | 7235
7246 | 0 | 7235
7247 | 0 | 7233
7248 | 0 | 7232
7249 | 0 | 7231
7250 | 0 | 7231
7251 | 0 | 7231
7252 | 0 | 7230
7253 | 0 | 7230
7254 | 0 | 7229
7255 | 0 | 7227
7256 | 0 | 7227
7257 | 0 | 7226
7258 | 0 | 7225
7259 | 0 | 7225
7260 | 0 | 7223
7261 | 0 | 7218
7262 | 0 | 7216
7263 | 0 | 7216
7264 | 0 | 7214
7265 | 0 | 7213
7266 | 0 | 7211
7267 | 0 | 7210
7268 | 0 | 7207
7269 | 0 | 7205
7270 | 0 | 7205
7271 | 0 | 7204
7272 | 0 | 7204
7273 | 0 | 7203
7274 | 0 | 7203
7275 | 0 | 7199
7276 | 0 | 7199
7277 | 0 | 7198
7278 | 0 | 7198
7279 | 0 | 7197
7280 | 0 | 7193
7281 | 0 | 7192
7282 | 0 | 7192
7283 | 0 | 7188
7284 | 0 | 7186
7285 | 0 | 7186
7286 | 0 | 7185
7287 | 0 | 7184
7288 | 0 | 7182
7289 | 0 | 7180
7290 | 0 | 7178
7291 | 0 | 7177
7292 | 0 | 7177
7293 | 0 | 7175
7294 | 0 | 7174
7295 | 0 | 7174
7296 | 0 | 7173
7297 | 0 | 7173
7298 | 0 | 7173
7299 | 0 | 7173
7300 | 0 | 7173
7301 | 0 | 7170
7302 | 0 | 7169
7303 | 0 | 7168
7304 | 0 | 7166
7305 | 0 | 7165
7306 | 0 | 7165
7307 | 0 | 7164
7308 | 0 | 7163
7309 | 0 | 7163
7310 | 0 | 7162
7311 | 0 | 7161
7312 | 0 | 7161
7313 | 0 | 7158
7314 | 0 | 7158
7315 | 0 | 7154
7316 | 0 | 7154
7317 | 0 | 7154
7318 | 0 | 7151
7319 | 0 | 7151
7320 | 0 | 7150
7321 | 0 | 7150
7322 | 0 | 7150
7323 | 0 | 7148
7324 | 0 | 7145
7325 | 0 | 7144
7326 | 0 | 7141
7327 | 0 | 7141
7328 | 0 | 7141
7329 | 0 | 7138
7330 | 0 | 7137
7331 | 0 | 7135
7332 | 0 | 7133
7333 | 0 | 7133
7334 | 0 | 7131
7335 | 0 | 7131
7336 | 0 | 7130
7337 | 0 | 7129
7338 | 0 | 7129
7339 | 0 | 7129
7340 | 0 | 7129
7341 | 0 | 7128
7342 | 0 | 7127
7343 | 0 | 7125
7344 | 0 | 7125
7345 | 0 | 7124
7346 | 0 | 7123
7347 | 0 | 7122
7348 | 0 | 7121
7349 | 0 | 7115
7350 | 0 | 7115
7351 | 0 | 7110
7352 | 0 | 7109
7353 | 0 | 7108
7354 | 0 | 7106
7355 | 0 | 7106
7356 | 0 | 7106
7357 | 0 | 7106
7358 | 0 | 7105
7359 | 0 | 7105
7360 | 0 | 7105
7361 | 0 | 7105
7362 | 0 | 7103
7363 | 0 | 7102
7364 | 0 | 7102
7365 | 0 | 7101
7366 | 0 | 7099
7367 | 0 | 7097
7368 | 0 | 7095
7369 | 0 | 7095
7370 | 0 | 7093
7371 | 0 | 7093
7372 | 0 | 7092
7373 | 0 | 7091
7374 | 0 | 7090
7375 | 0 | 7088
7376 | 0 | 7087
7377 | 0 | 7084
7378 | 0 | 7082
7379 | 0 | 7081
7380 | 0 | 7080
7381 | 0 | 7078
7382 | 0 | 7077
7383 | 0 | 7077
7384 | 0 | 7077
7385 | 0 | 7077
7386 | 0 | 7076
7387 | 0 | 7074
7388 | 0 | 7072
7389 | 0 | 7068
7390 | 0 | 7068
7391 | 0 | 7065
7392 | 0 | 7058
7393 | 0 | 7056
7394 | 0 | 7055
7395 | 0 | 7055
7396 | 0 | 7055
7397 | 0 | 7054
7398 | 0 | 7053
7399 | 0 | 7053
7400 | 0 | 7052
7401 | 0 | 7051
7402 | 0 | 7051
7403 | 0 | 7049
7404 | 0 | 7048
7405 | 0 | 7047
7406 | 0 | 7046
7407 | 0 | 7045
7408 | 0 | 7044
7409 | 0 | 7039
7410 | 0 | 7037
7411 | 0 | 7035
7412 | 0 | 7034
7413 | 0 | 7033
7414 | 0 | 7033
7415 | 0 | 7033
7416 | 0 | 7031
7417 | 0 | 7030
7418 | 0 | 7029
7419 | 0 | 7027
7420 | 0 | 7024
7421 | 0 | 7024
7422 | 0 | 7023
7423 | 0 | 7023
7424 | 0 | 7020
7425 | 0 | 7017
7426 | 0 | 7017
7427 | 0 | 7017
7428 | 0 | 7016
7429 | 0 | 7015
7430 | 0 | 7014
7431 | 0 | 7013
7432 | 0 | 7011
7433 | 0 | 7010
7434 | 0 | 7008
7435 | 0 | 7008
7436 | 0 | 7005
7437 | 0 | 7003
7438 | 0 | 7001
7439 | 0 | 6997
7440 | 0 | 6997
7441 | 0 | 6997
7442 | 0 | 6996
7443 | 0 | 6995
7444 | 0 | 6994
7445 | 0 | 6992
7446 | 0 | 6989
7447 | 0 | 6985
7448 | 0 | 6984
7449 | 0 | 6982
7450 | 0 | 6982
7451 | 0 | 6981
7452 | 0 | 6980
7453 | 0 | 6979
7454 | 0 | 6976
7455 | 0 | 6975
7456 | 0 | 6973
7457 | 0 | 6972
7458 | 0 | 6972
7459 | 0 | 6971
7460 | 0 | 6969
7461 | 0 | 6968
7462 | 0 | 6968
7463 | 0 | 6966
7464 | 0 | 6963
7465 | 0 | 6963
7466 | 0 | 6962
7467 | 0 | 6962
7468 | 0 | 6962
7469 | 0 | 6960
7470 | 0 | 6957
7471 | 0 | 6953
7472 | 0 | 6950
7473 | 0 | 6949
7474 | 0 | 6948
7475 | 0 | 6947
7476 | 0 | 6947
7477 | 0 | 6947
7478 | 0 | 6946
7479 | 0 | 6942
7480 | 0 | 6942
7481 | 0 | 6938
7482 | 0 | 6937
7483 | 0 | 6937
7484 | 0 | 6935
7485 | 0 | 6934
7486 | 0 | 6934
7487 | 0 | 6934
7488 | 0 | 6933
7489 | 0 | 6932
7490 | 0 | 6932
7491 | 0 | 6928
7492 | 0 | 6927
7493 | 0 | 6926
7494 | 0 | 6925
7495 | 0 | 6923
7496 | 0 | 6923
7497 | 0 | 6920
7498 | 0 | 6919
7499 | 0 | 6914
7500 | 0 | 6912
7501 | 0 | 6912
7502 | 0 | 6909
7503 | 0 | 6907
7504 | 0 | 6903
7505 | 0 | 6903
7506 | 0 | 6902
7507 | 0 | 6902
7508 | 0 | 6900
7509 | 0 | 6899
7510 | 0 | 6898
7511 | 0 | 6898
7512 | 0 | 6897
7513 | 0 | 6896
7514 | 0 | 6894
7515 | 0 | 6893
7516 | 0 | 6892
7517 | 0 | 6886
7518 | 0 | 6886
7519 | 0 | 6886
7520 | 0 | 6885
7521 | 0 | 6885
7522 | 0 | 6884
7523 | 0 | 6883
7524 | 0 | 6882
7525 | 0 | 6881
7526 | 0 | 6880
7527 | 0 | 6879
7528 | 0 | 6876
7529 | 0 | 6875
7530 | 0 | 6873
7531 | 0 | 6871
7532 | 0 | 6869
7533 | 0 | 6868
7534 | 0 | 6868
7535 | 0 | 6868
7536 | 0 | 6866
7537 | 0 | 6864
7538 | 0 | 6861
7539 | 0 | 6859
7540 | 0 | 6856
7541 | 0 | 6856
7542 | 0 | 6855
7543 | 0 | 6850
7544 | 0 | 6847
7545 | 0 | 6844
7546 | 0 | 6843
7547 | 0 | 6842
7548 | 0 | 6841
7549 | 0 | 6841
7550 | 0 | 6841
7551 | 0 | 6841
7552 | 0 | 6841
7553 | 0 | 6840
7554 | 0 | 6838
7555 | 0 | 6838
7556 | 0 | 6837
7557 | 0 | 6836
7558 | 0 | 6835
7559 | 0 | 6835
7560 | 0 | 6832
7561 | 0 | 6832
7562 | 0 | 6829
7563 | 0 | 6829
7564 | 0 | 6827
7565 | 0 | 6826
7566 | 0 | 6825
7567 | 0 | 6823
7568 | 0 | 6823
7569 | 0 | 6819
7570 | 0 | 6818
7571 | 0 | 6818
7572 | 0 | 6817
7573 | 0 | 6814
7574 | 0 | 6812
7575 | 0 | 6811
7576 | 0 | 6810
7577 | 0 | 6808
7578 | 0 | 6807
7579 | 0 | 6806
7580 | 0 | 6804
7581 | 0 | 6804
7582 | 0 | 6801
7583 | 0 | 6795
7584 | 0 | 6795
7585 | 0 | 6792
7586 | 0 | 6791
7587 | 0 | 6791
7588 | 0 | 6788
7589 | 0 | 6788
7590 | 0 | 6786
7591 | 0 | 6784
7592 | 0 | 6783
7593 | 0 | 6781
7594 | 0 | 6778
7595 | 0 | 6778
7596 | 0 | 6777
7597 | 0 | 6777
7598 | 0 | 6775
7599 | 0 | 6772
7600 | 0 | 6771
7601 | 0 | 6767
7602 | 0 | 6765
7603 | 0 | 6765
7604 | 0 | 6765
7605 | 0 | 6764
7606 | 0 | 6760
7607 | 0 | 6757
7608 | 0 | 6756
7609 | 0 | 6755
7610 | 0 | 6755
7611 | 0 | 6753
7612 | 0 | 6751
7613 | 0 | 6749
7614 | 0 | 6746
7615 | 0 | 6745
7616 | 0 | 6742
7617 | 0 | 6740
7618 | 0 | 6739
7619 | 0 | 6739
7620 | 0 | 6737
7621 | 0 | 6736
7622 | 0 | 6735
7623 | 0 | 6733
7624 | 0 | 6733
7625 | 0 | 6729
7626 | 0 | 6728
7627 | 0 | 6728
7628 | 0 | 6727
7629 | 0 | 6724
7630 | 0 | 6724
7631 | 0 | 6720
7632 | 0 | 6719
7633 | 0 | 6718
7634 | 0 | 6717
7635 | 0 | 6716
7636 | 0 | 6716
7637 | 0 | 6715
7638 | 0 | 6715
7639 | 0 | 6714
7640 | 0 | 6713
7641 | 0 | 6712
7642 | 0 | 6711
7643 | 0 | 6711
7644 | 0 | 6710
7645 | 0 | 6709
7646 | 0 | 6708
7647 | 0 | 6708
7648 | 0 | 6706
7649 | 0 | 6704
7650 | 0 | 6704
7651 | 0 | 6703
7652 | 0 | 6702
7653 | 0 | 6702
7654 | 0 | 6701
7655 | 0 | 6701
7656 | 0 | 6701
7657 | 0 | 6700
7658 | 0 | 6700
7659 | 0 | 6699
7660 | 0 | 6698
7661 | 0 | 6697
7662 | 0 | 6695
7663 | 0 | 6694
7664 | 0 | 6693
7665 | 0 | 6691
7666 | 0 | 6687
7667 | 0 | 6687
7668 | 0 | 6685
7669 | 0 | 6685
7670 | 0 | 6685
7671 | 0 | 6683
7672 | 0 | 6682
7673 | 0 | 6682
7674 | 0 | 6681
7675 | 0 | 6681
7676 | 0 | 6680
7677 | 0 | 6680
7678 | 0 | 6679
7679 | 0 | 6675
7680 | 0 | 6675
7681 | 0 | 6673
7682 | 0 | 6673
7683 | 0 | 6671
7684 | 0 | 6669
7685 | 0 | 6668
7686 | 0 | 6667
7687 | 0 | 6666
7688 | 0 | 6665
7689 | 0 | 6664
7690 | 0 | 6663
7691 | 0 | 6662
7692 | 0 | 6661
7693 | 0 | 6661
7694 | 0 | 6659
7695 | 0 | 6658
7696 | 0 | 6656
7697 | 0 | 6654
7698 | 0 | 6654
7699 | 0 | 6652
7700 | 0 | 6651
7701 | 0 | 6651
7702 | 0 | 6650
7703 | 0 | 6649
7704 | 0 | 6648
7705 | 0 | 6647
7706 | 0 | 6643
7707 | 0 | 6642
7708 | 0 | 6638
7709 | 0 | 6635
7710 | 0 | 6634
7711 | 0 | 6633
7712 | 0 | 6632
7713 | 0 | 6632
7714 | 0 | 6631
7715 | 0 | 6629
7716 | 0 | 6628
7717 | 0 | 6626
7718 | 0 | 6623
7719 | 0 | 6623
7720 | 0 | 6623
7721 | 0 | 6622
7722 | 0 | 6620
7723 | 0 | 6619
7724 | 0 | 6616
7725 | 0 | 6616
7726 | 0 | 6616
7727 | 0 | 6615
7728 | 0 | 6614
7729 | 0 | 6613
7730 | 0 | 6610
7731 | 0 | 6606
7732 | 0 | 6605
7733 | 0 | 6604
7734 | 0 | 6604
7735 | 0 | 6603
7736 | 0 | 6603
7737 | 0 | 6601
7738 | 0 | 6597
7739 | 0 | 6595
7740 | 0 | 6594
7741 | 0 | 6593
7742 | 0 | 6592
7743 | 0 | 6592
7744 | 0 | 6590
7745 | 0 | 6589
7746 | 0 | 6587
7747 | 0 | 6587
7748 | 0 | 6584
7749 | 0 | 6584
7750 | 0 | 6584
7751 | 0 | 6583
7752 | 0 | 6583
7753 | 0 | 6582
7754 | 0 | 6582
7755 | 0 | 6580
7756 | 0 | 6580
7757 | 0 | 6578
7758 | 0 | 6577
7759 | 0 | 6577
7760 | 0 | 6575
7761 | 0 | 6574
7762 | 0 | 6573
7763 | 0 | 6572
7764 | 0 | 6571
7765 | 0 | 6569
7766 | 0 | 6569
7767 | 0 | 6568
7768 | 0 | 6565
7769 | 0 | 6563
7770 | 0 | 6562
7771 | 0 | 6561
7772 | 0 | 6560
7773 | 0 | 6558
7774 | 0 | 6555
7775 | 0 | 6554
7776 | 0 | 6554
7777 | 0 | 6553
7778 | 0 | 6553
7779 | 0 | 6553
7780 | 0 | 6553
7781 | 0 | 6552
7782 | 0 | 6550
7783 | 0 | 6547
7784 | 0 | 6545
7785 | 0 | 6543
7786 | 0 | 6542
7787 | 0 | 6542
7788 | 0 | 6542
7789 | 0 | 6540
7790 | 0 | 6539
7791 | 0 | 6539
7792 | 0 | 6536
7793 | 0 | 6533
7794 | 0 | 6532
7795 | 0 | 6532
7796 | 0 | 6527
7797 | 0 | 6525
7798 | 0 | 6523
7799 | 0 | 6521
7800 | 0 | 6519
7801 | 0 | 6516
7802 | 0 | 6516
7803 | 0 | 6515
7804 | 0 | 6515
7805 | 0 | 6514
7806 | 0 | 6514
7807 | 0 | 6513
7808 | 0 | 6513
7809 | 0 | 6512
7810 | 0 | 6512
7811 | 0 | 6504
7812 | 0 | 6500
7813 | 0 | 6497
7814 | 0 | 6496
7815 | 0 | 6492
7816 | 0 | 6491
7817 | 0 | 6489
7818 | 0 | 6484
7819 | 0 | 6484
7820 | 0 | 6484
7821 | 0 | 6481
7822 | 0 | 6480
7823 | 0 | 6477
7824 | 0 | 6475
7825 | 0 | 6473
7826 | 0 | 6473
7827 | 0 | 6470
7828 | 0 | 6469
7829 | 0 | 6468
7830 | 0 | 6465
7831 | 0 | 6463
7832 | 0 | 6461
7833 | 0 | 6460
7834 | 0 | 6457
7835 | 0 | 6453
7836 | 0 | 6453
7837 | 0 | 6452
7838 | 0 | 6450
7839 | 0 | 6450
7840 | 0 | 6449
7841 | 0 | 6447
7842 | 0 | 6447
7843 | 0 | 6447
7844 | 0 | 6446
7845 | 0 | 6444
7846 | 0 | 6441
7847 | 0 | 6441
7848 | 0 | 6440
7849 | 0 | 6440
7850 | 0 | 6436
7851 | 0 | 6435
7852 | 0 | 6434
7853 | 0 | 6432
7854 | 0 | 6430
7855 | 0 | 6427
7856 | 0 | 6424
7857 | 0 | 6421
7858 | 0 | 6419
7859 | 0 | 6417
7860 | 0 | 6417
7861 | 0 | 6411
7862 | 0 | 6409
7863 | 0 | 6409
7864 | 0 | 6408
7865 | 0 | 6408
7866 | 0 | 6408
7867 | 0 | 6407
7868 | 0 | 6406
7869 | 0 | 6405
7870 | 0 | 6401
7871 | 0 | 6400
7872 | 0 | 6397
7873 | 0 | 6397
7874 | 0 | 6389
7875 | 0 | 6388
7876 | 0 | 6387
7877 | 0 | 6382
7878 | 0 | 6381
7879 | 0 | 6381
7880 | 0 | 6380
7881 | 0 | 6380
7882 | 0 | 6379
7883 | 0 | 6378
7884 | 0 | 6377
7885 | 0 | 6376
7886 | 0 | 6375
7887 | 0 | 6371
7888 | 0 | 6371
7889 | 0 | 6371
7890 | 0 | 6370
7891 | 0 | 6367
7892 | 0 | 6367
7893 | 0 | 6367
7894 | 0 | 6364
7895 | 0 | 6364
7896 | 0 | 6361
7897 | 0 | 6360
7898 | 0 | 6360
7899 | 0 | 6360
7900 | 0 | 6359
7901 | 0 | 6357
7902 | 0 | 6357
7903 | 0 | 6356
7904 | 0 | 6353
7905 | 0 | 6347
7906 | 0 | 6347
7907 | 0 | 6344
7908 | 0 | 6344
7909 | 0 | 6342
7910 | 0 | 6336
7911 | 0 | 6335
7912 | 0 | 6334
7913 | 0 | 6332
7914 | 0 | 6324
7915 | 0 | 6324
7916 | 0 | 6324
7917 | 0 | 6323
7918 | 0 | 6323
7919 | 0 | 6323
7920 | 0 | 6321
7921 | 0 | 6321
7922 | 0 | 6318
7923 | 0 | 6316
7924 | 0 | 6316
7925 | 0 | 6314
7926 | 0 | 6314
7927 | 0 | 6311
7928 | 0 | 6310
7929 | 0 | 6307
7930 | 0 | 6307
7931 | 0 | 6307
7932 | 0 | 6307
7933 | 0 | 6306
7934 | 0 | 6303
7935 | 0 | 6296
7936 | 0 | 6295
7937 | 0 | 6289
7938 | 0 | 6289
7939 | 0 | 6284
7940 | 0 | 6283
7941 | 0 | 6283
7942 | 0 | 6282
7943 | 0 | 6282
7944 | 0 | 6282
7945 | 0 | 6278
7946 | 0 | 6277
7947 | 0 | 6275
7948 | 0 | 6274
7949 | 0 | 6274
7950 | 0 | 6273
7951 | 0 | 6269
7952 | 0 | 6259
7953 | 0 | 6256
7954 | 0 | 6254
7955 | 0 | 6254
7956 | 0 | 6252
7957 | 0 | 6251
7958 | 0 | 6249
7959 | 0 | 6246
7960 | 0 | 6244
7961 | 0 | 6244
7962 | 0 | 6244
7963 | 0 | 6244
7964 | 0 | 6242
7965 | 0 | 6242
7966 | 0 | 6240
7967 | 0 | 6238
7968 | 0 | 6237
7969 | 0 | 6236
7970 | 0 | 6234
7971 | 0 | 6233
7972 | 0 | 6231
7973 | 0 | 6229
7974 | 0 | 6226
7975 | 0 | 6226
7976 | 0 | 6226
7977 | 0 | 6221
7978 | 0 | 6220
7979 | 0 | 6214
7980 | 0 | 6213
7981 | 0 | 6211
7982 | 0 | 6210
7983 | 0 | 6207
7984 | 0 | 6205
7985 | 0 | 6205
7986 | 0 | 6203
7987 | 0 | 6203
7988 | 0 | 6199
7989 | 0 | 6197
7990 | 0 | 6191
7991 | 0 | 6189
7992 | 0 | 6187
7993 | 0 | 6180
7994 | 0 | 6179
7995 | 0 | 6177
7996 | 0 | 6175
7997 | 0 | 6175
7998 | 0 | 6168
7999 | 0 | 6166
8000 | 0 | 6165
8001 | 0 | 6164
8002 | 0 | 6163
8003 | 0 | 6163
8004 | 0 | 6162
8005 | 0 | 6162
8006 | 0 | 6159
8007 | 0 | 6159
8008 | 0 | 6154
8009 | 0 | 6154
8010 | 0 | 6153
8011 | 0 | 6153
8012 | 0 | 6150
8013 | 0 | 6150
8014 | 0 | 6150
8015 | 0 | 6150
8016 | 0 | 6148
8017 | 0 | 6146
8018 | 0 | 6145
8019 | 0 | 6143
8020 | 0 | 6140
8021 | 0 | 6140
8022 | 0 | 6139
8023 | 0 | 6138
8024 | 0 | 6138
8025 | 0 | 6138
8026 | 0 | 6136
8027 | 0 | 6135
8028 | 0 | 6133
8029 | 0 | 6133
8030 | 0 | 6131
8031 | 0 | 6125
8032 | 0 | 6123
8033 | 0 | 6120
8034 | 0 | 6118
8035 | 0 | 6117
8036 | 0 | 6116
8037 | 0 | 6116
8038 | 0 | 6113
8039 | 0 | 6112
8040 | 0 | 6110
8041 | 0 | 6106
8042 | 0 | 6105
8043 | 0 | 6104
8044 | 0 | 6103
8045 | 0 | 6102
8046 | 0 | 6099
8047 | 0 | 6098
8048 | 0 | 6097
8049 | 0 | 6096
8050 | 0 | 6095
8051 | 0 | 6093
8052 | 0 | 6091
8053 | 0 | 6090
8054 | 0 | 6088
8055 | 0 | 6088
8056 | 0 | 6085
8057 | 0 | 6084
8058 | 0 | 6082
8059 | 0 | 6081
8060 | 0 | 6080
8061 | 0 | 6080
8062 | 0 | 6079
8063 | 0 | 6079
8064 | 0 | 6078
8065 | 0 | 6076
8066 | 0 | 6076
8067 | 0 | 6074
8068 | 0 | 6073
8069 | 0 | 6072
8070 | 0 | 6072
8071 | 0 | 6071
8072 | 0 | 6070
8073 | 0 | 6068
8074 | 0 | 6063
8075 | 0 | 6058
8076 | 0 | 6054
8077 | 0 | 6053
8078 | 0 | 6052
8079 | 0 | 6048
8080 | 0 | 6046
8081 | 0 | 6041
8082 | 0 | 6038
8083 | 0 | 6035
8084 | 0 | 6033
8085 | 0 | 6029
8086 | 0 | 6028
8087 | 0 | 6026
8088 | 0 | 6023
8089 | 0 | 6023
8090 | 0 | 6021
8091 | 0 | 6019
8092 | 0 | 6014
8093 | 0 | 6012
8094 | 0 | 6011
8095 | 0 | 6009
8096 | 0 | 6009
8097 | 0 | 6008
8098 | 0 | 6004
8099 | 0 | 6003
8100 | 0 | 6003
8101 | 0 | 6001
8102 | 0 | 5997
8103 | 0 | 5994
8104 | 0 | 5994
8105 | 0 | 5994
8106 | 0 | 5993
8107 | 0 | 5990
8108 | 0 | 5988
8109 | 0 | 5987
8110 | 0 | 5987
8111 | 0 | 5986
8112 | 0 | 5982
8113 | 0 | 5980
8114 | 0 | 5977
8115 | 0 | 5976
8116 | 0 | 5975
8117 | 0 | 5975
8118 | 0 | 5973
8119 | 0 | 5970
8120 | 0 | 5969
8121 | 0 | 5968
8122 | 0 | 5966
8123 | 0 | 5966
8124 | 0 | 5965
8125 | 0 | 5965
8126 | 0 | 5964
8127 | 0 | 5963
8128 | 0 | 5962
8129 | 0 | 5961
8130 | 0 | 5961
8131 | 0 | 5956
8132 | 0 | 5955
8133 | 0 | 5953
8134 | 0 | 5952
8135 | 0 | 5952
8136 | 0 | 5950
8137 | 0 | 5949
8138 | 0 | 5947
8139 | 0 | 5946
8140 | 0 | 5943
8141 | 0 | 5940
8142 | 0 | 5938
8143 | 0 | 5936
8144 | 0 | 5935
8145 | 0 | 5932
8146 | 0 | 5931
8147 | 0 | 5924
8148 | 0 | 5922
8149 | 0 | 5921
8150 | 0 | 5918
8151 | 0 | 5917
8152 | 0 | 5917
8153 | 0 | 5915
8154 | 0 | 5912
8155 | 0 | 5912
8156 | 0 | 5911
8157 | 0 | 5905
8158 | 0 | 5903
8159 | 0 | 5901
8160 | 0 | 5899
8161 | 0 | 5893
8162 | 0 | 5891
8163 | 0 | 5890
8164 | 0 | 5890
8165 | 0 | 5889
8166 | 0 | 5889
8167 | 0 | 5886
8168 | 0 | 5882
8169 | 0 | 5881
8170 | 0 | 5880
8171 | 0 | 5878
8172 | 0 | 5875
8173 | 0 | 5874
8174 | 0 | 5863
8175 | 0 | 5856
8176 | 0 | 5852
8177 | 0 | 5851
8178 | 0 | 5846
8179 | 0 | 5844
8180 | 0 | 5837
8181 | 0 | 5836
8182 | 0 | 5835
8183 | 0 | 5831
8184 | 0 | 5830
8185 | 0 | 5827
8186 | 0 | 5823
8187 | 0 | 5821
8188 | 0 | 5820
8189 | 0 | 5817
8190 | 0 | 5815
8191 | 0 | 5813
8192 | 0 | 5812
8193 | 0 | 5806
8194 | 0 | 5805
8195 | 0 | 5803
8196 | 0 | 5800
8197 | 0 | 5796
8198 | 0 | 5792
8199 | 0 | 5787
8200 | 0 | 5785
8201 | 0 | 5784
8202 | 0 | 5783
8203 | 0 | 5781
8204 | 0 | 5779
8205 | 0 | 5778
8206 | 0 | 5776
8207 | 0 | 5774
8208 | 0 | 5770
8209 | 0 | 5770
8210 | 0 | 5769
8211 | 0 | 5768
8212 | 0 | 5763
8213 | 0 | 5763
8214 | 0 | 5763
8215 | 0 | 5762
8216 | 0 | 5759
8217 | 0 | 5756
8218 | 0 | 5755
8219 | 0 | 5754
8220 | 0 | 5753
8221 | 0 | 5752
8222 | 0 | 5748
8223 | 0 | 5747
8224 | 0 | 5746
8225 | 0 | 5744
8226 | 0 | 5739
8227 | 0 | 5736
8228 | 0 | 5735
8229 | 0 | 5733
8230 | 0 | 5733
8231 | 0 | 5732
8232 | 0 | 5731
8233 | 0 | 5731
8234 | 0 | 5727
8235 | 0 | 5727
8236 | 0 | 5726
8237 | 0 | 5726
8238 | 0 | 5723
8239 | 0 | 5723
8240 | 0 | 5719
8241 | 0 | 5719
8242 | 0 | 5712
8243 | 0 | 5709
8244 | 0 | 5708
8245 | 0 | 5706
8246 | 0 | 5705
8247 | 0 | 5695
8248 | 0 | 5687
8249 | 0 | 5684
8250 | 0 | 5680
8251 | 0 | 5679
8252 | 0 | 5675
8253 | 0 | 5674
8254 | 0 | 5674
8255 | 0 | 5673
8256 | 0 | 5669
8257 | 0 | 5664
8258 | 0 | 5662
8259 | 0 | 5661
8260 | 0 | 5653
8261 | 0 | 5649
8262 | 0 | 5645
8263 | 0 | 5642
8264 | 0 | 5639
8265 | 0 | 5636
8266 | 0 | 5635
8267 | 0 | 5634
8268 | 0 | 5632
8269 | 0 | 5632
8270 | 0 | 5631
8271 | 0 | 5631
8272 | 0 | 5627
8273 | 0 | 5624
8274 | 0 | 5618
8275 | 0 | 5614
8276 | 0 | 5608
8277 | 0 | 5606
8278 | 0 | 5605
8279 | 0 | 5604
8280 | 0 | 5602
8281 | 0 | 5601
8282 | 0 | 5600
8283 | 0 | 5599
8284 | 0 | 5599
8285 | 0 | 5595
8286 | 0 | 5590
8287 | 0 | 5588
8288 | 0 | 5585
8289 | 0 | 5580
8290 | 0 | 5580
8291 | 0 | 5579
8292 | 0 | 5578
8293 | 0 | 5577
8294 | 0 | 5577
8295 | 0 | 5572
8296 | 0 | 5570
8297 | 0 | 5569
8298 | 0 | 5564
8299 | 0 | 5562
8300 | 0 | 5559
8301 | 0 | 5558
8302 | 0 | 5552
8303 | 0 | 5551
8304 | 0 | 5550
8305 | 0 | 5546
8306 | 0 | 5545
8307 | 0 | 5543
8308 | 0 | 5543
8309 | 0 | 5539
8310 | 0 | 5533
8311 | 0 | 5529
8312 | 0 | 5525
8313 | 0 | 5525
8314 | 0 | 5523
8315 | 0 | 5522
8316 | 0 | 5514
8317 | 0 | 5512
8318 | 0 | 5511
8319 | 0 | 5508
8320 | 0 | 5508
8321 | 0 | 5507
8322 | 0 | 5504
8323 | 0 | 5503
8324 | 0 | 5499
8325 | 0 | 5491
8326 | 0 | 5488
8327 | 0 | 5485
8328 | 0 | 5481
8329 | 0 | 5478
8330 | 0 | 5471
8331 | 0 | 5470
8332 | 0 | 5465
8333 | 0 | 5463
8334 | 0 | 5461
8335 | 0 | 5461
8336 | 0 | 5455
8337 | 0 | 5449
8338 | 0 | 5448
8339 | 0 | 5444
8340 | 0 | 5443
8341 | 0 | 5443
8342 | 0 | 5443
8343 | 0 | 5442
8344 | 0 | 5438
8345 | 0 | 5435
8346 | 0 | 5434
8347 | 0 | 5428
8348 | 0 | 5427
8349 | 0 | 5418
8350 | 0 | 5410
8351 | 0 | 5410
8352 | 0 | 5403
8353 | 0 | 5396
8354 | 0 | 5390
8355 | 0 | 5389
8356 | 0 | 5384
8357 | 0 | 5384
8358 | 0 | 5383
8359 | 0 | 5382
8360 | 0 | 5377
8361 | 0 | 5370
8362 | 0 | 5367
8363 | 0 | 5363
8364 | 0 | 5360
8365 | 0 | 5355
8366 | 0 | 5350
8367 | 0 | 5343
8368 | 0 | 5335
8369 | 0 | 5334
8370 | 0 | 5333
8371 | 0 | 5326
8372 | 0 | 5321
8373 | 0 | 5317
8374 | 0 | 5316
8375 | 0 | 5315
8376 | 0 | 5315
8377 | 0 | 5314
8378 | 0 | 5311
8379 | 0 | 5309
8380 | 0 | 5308
8381 | 0 | 5305
8382 | 0 | 5302
8383 | 0 | 5294
8384 | 0 | 5294
8385 | 0 | 5292
8386 | 0 | 5291
8387 | 0 | 5290
8388 | 0 | 5290
8389 | 0 | 5278
8390 | 0 | 5274
8391 | 0 | 5273
8392 | 0 | 5271
8393 | 0 | 5270
8394 | 0 | 5269
8395 | 0 | 5268
8396 | 0 | 5267
8397 | 0 | 5260
8398 | 0 | 5259
8399 | 0 | 5251
8400 | 0 | 5251
8401 | 0 | 5248
8402 | 0 | 5247
8403 | 0 | 5247
8404 | 0 | 5246
8405 | 0 | 5243
8406 | 0 | 5241
8407 | 0 | 5236
8408 | 0 | 5236
8409 | 0 | 5233
8410 | 0 | 5231
8411 | 0 | 5229
8412 | 0 | 5228
8413 | 0 | 5219
8414 | 0 | 5216
8415 | 0 | 5212
8416 | 0 | 5207
8417 | 0 | 5202
8418 | 0 | 5201
8419 | 0 | 5199
8420 | 0 | 5198
8421 | 0 | 5197
8422 | 0 | 5194
8423 | 0 | 5192
8424 | 0 | 5187
8425 | 0 | 5186
8426 | 0 | 5184
8427 | 0 | 5182
8428 | 0 | 5180
8429 | 0 | 5179
8430 | 0 | 5171
8431 | 0 | 5169
8432 | 0 | 5167
8433 | 0 | 5165
8434 | 0 | 5160
8435 | 0 | 5154
8436 | 0 | 5152
8437 | 0 | 5145
8438 | 0 | 5133
8439 | 0 | 5133
8440 | 0 | 5132
8441 | 0 | 5130
8442 | 0 | 5125
8443 | 0 | 5122
8444 | 0 | 5121
8445 | 0 | 5112
8446 | 0 | 5110
8447 | 0 | 5109
8448 | 0 | 5106
8449 | 0 | 5105
8450 | 0 | 5103
8451 | 0 | 5100
8452 | 0 | 5099
8453 | 0 | 5096
8454 | 0 | 5095
8455 | 0 | 5094
8456 | 0 | 5088
8457 | 0 | 5085
8458 | 0 | 5081
8459 | 0 | 5080
8460 | 0 | 5074
8461 | 0 | 5065
8462 | 0 | 5057
8463 | 0 | 5056
8464 | 0 | 5052
8465 | 0 | 5051
8466 | 0 | 5047
8467 | 0 | 5046
8468 | 0 | 5040
8469 | 0 | 5034
8470 | 0 | 5021
8471 | 0 | 5018
8472 | 0 | 5016
8473 | 0 | 5013
8474 | 0 | 5004
8475 | 0 | 4988
8476 | 0 | 4987
8477 | 0 | 4985
8478 | 0 | 4982
8479 | 0 | 4981
8480 | 0 | 4974
8481 | 0 | 4968
8482 | 0 | 4963
8483 | 0 | 4961
8484 | 0 | 4961
8485 | 0 | 4961
8486 | 0 | 4957
8487 | 0 | 4956
8488 | 0 | 4948
8489 | 0 | 4946
8490 | 0 | 4946
8491 | 0 | 4946
8492 | 0 | 4939
8493 | 0 | 4936
8494 | 0 | 4929
8495 | 0 | 4928
8496 | 0 | 4927
8497 | 0 | 4924
8498 | 0 | 4923
8499 | 0 | 4922
8500 | 0 | 4918
8501 | 0 | 4914
8502 | 0 | 4914
8503 | 0 | 4914
8504 | 0 | 4911
8505 | 0 | 4905
8506 | 0 | 4901
8507 | 0 | 4898
8508 | 0 | 4895
8509 | 0 | 4890
8510 | 0 | 4872
8511 | 0 | 4867
8512 | 0 | 4866
8513 | 0 | 4863
8514 | 0 | 4854
8515 | 0 | 4847
8516 | 0 | 4846
8517 | 0 | 4840
8518 | 0 | 4835
8519 | 0 | 4833
8520 | 0 | 4823
8521 | 0 | 4818
8522 | 0 | 4816
8523 | 0 | 4815
8524 | 0 | 4805
8525 | 0 | 4805
8526 | 0 | 4804
8527 | 0 | 4799
8528 | 0 | 4797
8529 | 0 | 4790
8530 | 0 | 4782
8531 | 0 | 4781
8532 | 0 | 4772
8533 | 0 | 4771
8534 | 0 | 4769
8535 | 0 | 4763
8536 | 0 | 4754
8537 | 0 | 4749
8538 | 0 | 4749
8539 | 0 | 4733
8540 | 0 | 4721
8541 | 0 | 4720
8542 | 0 | 4713
8543 | 0 | 4709
8544 | 0 | 4707
8545 | 0 | 4706
8546 | 0 | 4706
8547 | 0 | 4698
8548 | 0 | 4681
8549 | 0 | 4676
8550 | 0 | 4675
8551 | 0 | 4665
8552 | 0 | 4664
8553 | 0 | 4659
8554 | 0 | 4655
8555 | 0 | 4628
8556 | 0 | 4627
8557 | 0 | 4625
8558 | 0 | 4624
8559 | 0 | 4620
8560 | 0 | 4620
8561 | 0 | 4619
8562 | 0 | 4616
8563 | 0 | 4609
8564 | 0 | 4608
8565 | 0 | 4606
8566 | 0 | 4603
8567 | 0 | 4603
8568 | 0 | 4602
8569 | 0 | 4601
8570 | 0 | 4599
8571 | 0 | 4594
8572 | 0 | 4590
8573 | 0 | 4580
8574 | 0 | 4578
8575 | 0 | 4568
8576 | 0 | 4565
8577 | 0 | 4563
8578 | 0 | 4562
8579 | 0 | 4558
8580 | 0 | 4551
8581 | 0 | 4548
8582 | 0 | 4539
8583 | 0 | 4532
8584 | 0 | 4522
8585 | 0 | 4518
8586 | 0 | 4515
8587 | 0 | 4481
8588 | 0 | 4476
8589 | 0 | 4451
8590 | 0 | 4448
8591 | 0 | 4447
8592 | 0 | 4446
8593 | 0 | 4441
8594 | 0 | 4439
8595 | 0 | 4434
8596 | 0 | 4407
8597 | 0 | 4404
8598 | 0 | 4404
8599 | 0 | 4397
8600 | 0 | 4395
8601 | 0 | 4393
8602 | 0 | 4388
8603 | 0 | 4377
8604 | 0 | 4357
8605 | 0 | 4342
8606 | 0 | 4337
8607 | 0 | 4322
8608 | 0 | 4320
8609 | 0 | 4319
8610 | 0 | 4314
8611 | 0 | 4311
8612 | 0 | 4301
8613 | 0 | 4300
8614 | 0 | 4296
8615 | 0 | 4292
8616 | 0 | 4284
8617 | 0 | 4279
8618 | 0 | 4266
8619 | 0 | 4263
8620 | 0 | 4255
8621 | 0 | 4253
8622 | 0 | 4249
8623 | 0 | 4247
8624 | 0 | 4226
8625 | 0 | 4223
8626 | 0 | 4200
8627 | 0 | 4182
8628 | 0 | 4180
8629 | 0 | 4176
8630 | 0 | 4174
8631 | 0 | 4172
8632 | 0 | 4151
8633 | 0 | 4119
8634 | 0 | 4118
8635 | 0 | 4098
8636 | 0 | 4095
8637 | 0 | 4088
8638 | 0 | 4079
8639 | 0 | 4076
8640 | 0 | 4073
8641 | 0 | 4062
8642 | 0 | 4058
8643 | 0 | 4055
8644 | 0 | 4046
8645 | 0 | 4039
8646 | 0 | 4039
8647 | 0 | 4029
8648 | 0 | 4028
8649 | 0 | 4026
8650 | 0 | 4024
8651 | 0 | 3982
8652 | 0 | 3978
8653 | 0 | 3976
8654 | 0 | 3963
8655 | 0 | 3944
8656 | 0 | 3942
8657 | 0 | 3941
8658 | 0 | 3940
8659 | 0 | 3913
8660 | 0 | 3895
8661 | 0 | 3892
8662 | 0 | 3866
8663 | 0 | 3855
8664 | 0 | 3853
8665 | 0 | 3827
8666 | 0 | 3824
8667 | 0 | 3819
8668 | 0 | 3801
8669 | 0 | 3742
8670 | 0 | 3725
8671 | 0 | 3720
8672 | 0 | 3706
8673 | 0 | 3703
8674 | 0 | 3626
8675 | 0 | 3615
8676 | 0 | 3581
8677 | 0 | 3575
8678 | 0 | 3569
8679 | 0 | 3558
8680 | 0 | 3527
8681 | 0 | 3507
8682 | 0 | 3505
8683 | 0 | 3503
8684 | 0 | 3496
8685 | 0 | 3495
8686 | 0 | 3484
8687 | 0 | 3444
8688 | 0 | 3436
8689 | 0 | 3426
8690 | 0 | 3407
8691 | 0 | 3402
8692 | 0 | 3395
8693 | 0 | 3390
8694 | 0 | 3386
8695 | 0 | 3359
8696 | 0 | 3344
8697 | 0 | 3326
8698 | 0 | 3322
8699 | 0 | 3311
8700 | 0 | 3298
8701 | 0 | 3275
8702 | 0 | 3255
8703 | 0 | 3249
8704 | 0 | 3237
8705 | 0 | 3220
8706 | 0 | 3217
8707 | 0 | 3193
8708 | 0 | 3186
8709 | 0 | 3181
8710 | 0 | 3178
8711 | 0 | 3168
8712 | 0 | 3167
8713 | 0 | 3120
8714 | 0 | 3119
8715 | 0 | 3084
8716 | 0 | 3084
8717 | 0 | 3034
8718 | 0 | 3013
8719 | 0 | 3002
8720 | 0 | 3000
8721 | 0 | 2968
8722 | 0 | 2950
8723 | 0 | 2944
8724 | 0 | 2926
8725 | 0 | 2860
8726 | 0 | 2860
8727 | 0 | 2845
8728 | 0 | 2834
8729 | 0 | 2813
8730 | 0 | 2807
8731 | 0 | 2745
8732 | 0 | 2693
8733 | 0 | 2682
8734 | 0 | 2679
8735 | 0 | 2652
8736 | 0 | 2637
8737 | 0 | 2616
8738 | 0 | 2605
8739 | 0 | 2571
8740 | 0 | 2555
8741 | 0 | 2458
8742 | 0 | 2341
8743 | 0 | 2267
8744 | 0 | 2266
8745 | 0 | 2231
8746 | 0 | 2202
8747 | 0 | 2169
8748 | 0 | 2158
8749 | 0 | 2017
8750 | 0 | 2011
8751 | 0 | 1945
8752 | 0 | 1789
8753 | 0 | 1601
8754 | 0 | 1376
8755 | 0 | 1273
8756 | 0 | 1215
8757 | 0 | 1196
8758 | 0 | 609
8759 | 0 | 605
8760 | 0 | 110
8761 | 0
8762 | 0
8763 | 0
8764 | 0
8765 | 0
8766 | 0
8767 | 0
8768 | 0
8769 | 0
8770 | 0
8771 | 0
8772 | 0
8773 | 0
8774 | 0
8775 | 0
8776 | 0
8777 | 0
8778 | 0
8779 | 0
8780 | 0
8781 | 0
8782 | 0
8783 | 0
8784 | 0
Back to main menu

## Figure 28
Back to main menu
Figure 28: Unserved Energy Duration Curves, Case 2
Duration curve for Index | 2024 | 2043
| Unserved Energy (MW) | Unserved Energy (MW)
1 | 1556 | 9956
2 | 1174 | 9456
3 | 1112 | 9418
4 | 1082 | 9367
5 | 734 | 9275
6 | 671 | 8895
7 | 501 | 8837
8 | 412 | 8830
9 | 404 | 8773
10 | 386 | 8745
11 | 344 | 8712
12 | 299 | 8709
13 | 275 | 8605
14 | 265 | 8599
15 | 259 | 8530
16 | 243 | 8487
17 | 225 | 8473
18 | 223 | 8461
19 | 220 | 8458
20 | 218 | 8433
21 | 204 | 8425
22 | 181 | 8409
23 | 162 | 8380
24 | 153 | 8354
25 | 112 | 8326
26 | 94 | 8314
27 | 94 | 8287
28 | 74 | 8252
29 | 19 | 8217
30 | 10 | 8192
31 | 9 | 8166
32 | 0 | 8159
33 | 0 | 8157
34 | 0 | 8100
35 | 0 | 8075
36 | 0 | 8048
37 | 0 | 8039
38 | 0 | 8029
39 | 0 | 7936
40 | 0 | 7874
41 | 0 | 7861
42 | 0 | 7848
43 | 0 | 7847
44 | 0 | 7840
45 | 0 | 7822
46 | 0 | 7786
47 | 0 | 7766
48 | 0 | 7701
49 | 0 | 7660
50 | 0 | 7638
51 | 0 | 7625
52 | 0 | 7622
53 | 0 | 7610
54 | 0 | 7608
55 | 0 | 7595
56 | 0 | 7545
57 | 0 | 7518
58 | 0 | 7517
59 | 0 | 7508
60 | 0 | 7497
61 | 0 | 7463
62 | 0 | 7437
63 | 0 | 7436
64 | 0 | 7422
65 | 0 | 7367
66 | 0 | 7351
67 | 0 | 7315
68 | 0 | 7250
69 | 0 | 7236
70 | 0 | 7234
71 | 0 | 7181
72 | 0 | 7163
73 | 0 | 7156
74 | 0 | 7149
75 | 0 | 7114
76 | 0 | 7110
77 | 0 | 7093
78 | 0 | 7075
79 | 0 | 7067
80 | 0 | 7057
81 | 0 | 7045
82 | 0 | 7038
83 | 0 | 7016
84 | 0 | 7014
85 | 0 | 7001
86 | 0 | 6992
87 | 0 | 6979
88 | 0 | 6977
89 | 0 | 6937
90 | 0 | 6936
91 | 0 | 6936
92 | 0 | 6930
93 | 0 | 6925
94 | 0 | 6919
95 | 0 | 6900
96 | 0 | 6891
97 | 0 | 6878
98 | 0 | 6876
99 | 0 | 6846
100 | 0 | 6842
101 | 0 | 6833
102 | 0 | 6824
103 | 0 | 6823
104 | 0 | 6812
105 | 0 | 6810
106 | 0 | 6799
107 | 0 | 6797
108 | 0 | 6791
109 | 0 | 6791
110 | 0 | 6790
111 | 0 | 6782
112 | 0 | 6778
113 | 0 | 6769
114 | 0 | 6761
115 | 0 | 6754
116 | 0 | 6754
117 | 0 | 6753
118 | 0 | 6751
119 | 0 | 6750
120 | 0 | 6728
121 | 0 | 6727
122 | 0 | 6712
123 | 0 | 6697
124 | 0 | 6697
125 | 0 | 6691
126 | 0 | 6677
127 | 0 | 6677
128 | 0 | 6660
129 | 0 | 6659
130 | 0 | 6647
131 | 0 | 6646
132 | 0 | 6642
133 | 0 | 6639
134 | 0 | 6627
135 | 0 | 6626
136 | 0 | 6615
137 | 0 | 6606
138 | 0 | 6599
139 | 0 | 6590
140 | 0 | 6583
141 | 0 | 6564
142 | 0 | 6562
143 | 0 | 6557
144 | 0 | 6532
145 | 0 | 6531
146 | 0 | 6527
147 | 0 | 6521
148 | 0 | 6516
149 | 0 | 6515
150 | 0 | 6514
151 | 0 | 6512
152 | 0 | 6498
153 | 0 | 6478
154 | 0 | 6470
155 | 0 | 6467
156 | 0 | 6462
157 | 0 | 6460
158 | 0 | 6460
159 | 0 | 6446
160 | 0 | 6445
161 | 0 | 6444
162 | 0 | 6441
163 | 0 | 6431
164 | 0 | 6424
165 | 0 | 6423
166 | 0 | 6411
167 | 0 | 6399
168 | 0 | 6388
169 | 0 | 6384
170 | 0 | 6381
171 | 0 | 6345
172 | 0 | 6342
173 | 0 | 6336
174 | 0 | 6334
175 | 0 | 6333
176 | 0 | 6319
177 | 0 | 6316
178 | 0 | 6313
179 | 0 | 6299
180 | 0 | 6297
181 | 0 | 6283
182 | 0 | 6280
183 | 0 | 6279
184 | 0 | 6279
185 | 0 | 6277
186 | 0 | 6271
187 | 0 | 6268
188 | 0 | 6262
189 | 0 | 6254
190 | 0 | 6252
191 | 0 | 6246
192 | 0 | 6244
193 | 0 | 6242
194 | 0 | 6240
195 | 0 | 6230
196 | 0 | 6224
197 | 0 | 6219
198 | 0 | 6216
199 | 0 | 6201
200 | 0 | 6196
201 | 0 | 6192
202 | 0 | 6183
203 | 0 | 6166
204 | 0 | 6165
205 | 0 | 6165
206 | 0 | 6157
207 | 0 | 6148
208 | 0 | 6147
209 | 0 | 6138
210 | 0 | 6129
211 | 0 | 6124
212 | 0 | 6116
213 | 0 | 6115
214 | 0 | 6103
215 | 0 | 6096
216 | 0 | 6096
217 | 0 | 6088
218 | 0 | 6087
219 | 0 | 6085
220 | 0 | 6082
221 | 0 | 6070
222 | 0 | 6066
223 | 0 | 6065
224 | 0 | 6064
225 | 0 | 6060
226 | 0 | 6060
227 | 0 | 6057
228 | 0 | 6054
229 | 0 | 6053
230 | 0 | 6052
231 | 0 | 6050
232 | 0 | 6043
233 | 0 | 6025
234 | 0 | 6019
235 | 0 | 6017
236 | 0 | 6013
237 | 0 | 6012
238 | 0 | 6008
239 | 0 | 6007
240 | 0 | 6004
241 | 0 | 5987
242 | 0 | 5979
243 | 0 | 5974
244 | 0 | 5972
245 | 0 | 5971
246 | 0 | 5968
247 | 0 | 5967
248 | 0 | 5963
249 | 0 | 5935
250 | 0 | 5931
251 | 0 | 5922
252 | 0 | 5915
253 | 0 | 5898
254 | 0 | 5897
255 | 0 | 5895
256 | 0 | 5889
257 | 0 | 5886
258 | 0 | 5881
259 | 0 | 5879
260 | 0 | 5876
261 | 0 | 5876
262 | 0 | 5872
263 | 0 | 5871
264 | 0 | 5852
265 | 0 | 5846
266 | 0 | 5841
267 | 0 | 5823
268 | 0 | 5818
269 | 0 | 5816
270 | 0 | 5816
271 | 0 | 5815
272 | 0 | 5810
273 | 0 | 5809
274 | 0 | 5798
275 | 0 | 5797
276 | 0 | 5793
277 | 0 | 5786
278 | 0 | 5772
279 | 0 | 5765
280 | 0 | 5757
281 | 0 | 5754
282 | 0 | 5749
283 | 0 | 5742
284 | 0 | 5733
285 | 0 | 5731
286 | 0 | 5729
287 | 0 | 5726
288 | 0 | 5723
289 | 0 | 5711
290 | 0 | 5694
291 | 0 | 5687
292 | 0 | 5682
293 | 0 | 5679
294 | 0 | 5673
295 | 0 | 5673
296 | 0 | 5671
297 | 0 | 5664
298 | 0 | 5660
299 | 0 | 5654
300 | 0 | 5653
301 | 0 | 5652
302 | 0 | 5647
303 | 0 | 5644
304 | 0 | 5643
305 | 0 | 5634
306 | 0 | 5631
307 | 0 | 5628
308 | 0 | 5617
309 | 0 | 5607
310 | 0 | 5594
311 | 0 | 5593
312 | 0 | 5583
313 | 0 | 5575
314 | 0 | 5555
315 | 0 | 5555
316 | 0 | 5552
317 | 0 | 5552
318 | 0 | 5549
319 | 0 | 5545
320 | 0 | 5534
321 | 0 | 5523
322 | 0 | 5522
323 | 0 | 5520
324 | 0 | 5516
325 | 0 | 5516
326 | 0 | 5515
327 | 0 | 5512
328 | 0 | 5509
329 | 0 | 5508
330 | 0 | 5504
331 | 0 | 5497
332 | 0 | 5495
333 | 0 | 5492
334 | 0 | 5490
335 | 0 | 5488
336 | 0 | 5487
337 | 0 | 5463
338 | 0 | 5456
339 | 0 | 5454
340 | 0 | 5447
341 | 0 | 5442
342 | 0 | 5437
343 | 0 | 5434
344 | 0 | 5432
345 | 0 | 5431
346 | 0 | 5427
347 | 0 | 5426
348 | 0 | 5423
349 | 0 | 5420
350 | 0 | 5419
351 | 0 | 5418
352 | 0 | 5416
353 | 0 | 5414
354 | 0 | 5413
355 | 0 | 5407
356 | 0 | 5400
357 | 0 | 5385
358 | 0 | 5383
359 | 0 | 5376
360 | 0 | 5371
361 | 0 | 5358
362 | 0 | 5352
363 | 0 | 5350
364 | 0 | 5342
365 | 0 | 5342
366 | 0 | 5330
367 | 0 | 5330
368 | 0 | 5323
369 | 0 | 5308
370 | 0 | 5283
371 | 0 | 5270
372 | 0 | 5268
373 | 0 | 5262
374 | 0 | 5261
375 | 0 | 5257
376 | 0 | 5256
377 | 0 | 5255
378 | 0 | 5254
379 | 0 | 5250
380 | 0 | 5250
381 | 0 | 5247
382 | 0 | 5242
383 | 0 | 5228
384 | 0 | 5227
385 | 0 | 5224
386 | 0 | 5221
387 | 0 | 5220
388 | 0 | 5217
389 | 0 | 5212
390 | 0 | 5207
391 | 0 | 5202
392 | 0 | 5188
393 | 0 | 5188
394 | 0 | 5187
395 | 0 | 5185
396 | 0 | 5176
397 | 0 | 5168
398 | 0 | 5163
399 | 0 | 5158
400 | 0 | 5157
401 | 0 | 5155
402 | 0 | 5152
403 | 0 | 5140
404 | 0 | 5140
405 | 0 | 5136
406 | 0 | 5132
407 | 0 | 5131
408 | 0 | 5125
409 | 0 | 5121
410 | 0 | 5116
411 | 0 | 5114
412 | 0 | 5110
413 | 0 | 5109
414 | 0 | 5109
415 | 0 | 5108
416 | 0 | 5101
417 | 0 | 5100
418 | 0 | 5096
419 | 0 | 5096
420 | 0 | 5092
421 | 0 | 5076
422 | 0 | 5074
423 | 0 | 5070
424 | 0 | 5068
425 | 0 | 5065
426 | 0 | 5062
427 | 0 | 5058
428 | 0 | 5052
429 | 0 | 5036
430 | 0 | 5036
431 | 0 | 5035
432 | 0 | 5032
433 | 0 | 5025
434 | 0 | 5021
435 | 0 | 5016
436 | 0 | 5015
437 | 0 | 5011
438 | 0 | 5004
439 | 0 | 5004
440 | 0 | 5002
441 | 0 | 5001
442 | 0 | 4994
443 | 0 | 4986
444 | 0 | 4983
445 | 0 | 4982
446 | 0 | 4982
447 | 0 | 4969
448 | 0 | 4968
449 | 0 | 4966
450 | 0 | 4965
451 | 0 | 4965
452 | 0 | 4962
453 | 0 | 4962
454 | 0 | 4961
455 | 0 | 4961
456 | 0 | 4945
457 | 0 | 4942
458 | 0 | 4937
459 | 0 | 4926
460 | 0 | 4923
461 | 0 | 4920
462 | 0 | 4919
463 | 0 | 4916
464 | 0 | 4902
465 | 0 | 4902
466 | 0 | 4902
467 | 0 | 4895
468 | 0 | 4895
469 | 0 | 4893
470 | 0 | 4890
471 | 0 | 4888
472 | 0 | 4886
473 | 0 | 4879
474 | 0 | 4879
475 | 0 | 4878
476 | 0 | 4875
477 | 0 | 4870
478 | 0 | 4868
479 | 0 | 4863
480 | 0 | 4856
481 | 0 | 4854
482 | 0 | 4851
483 | 0 | 4849
484 | 0 | 4848
485 | 0 | 4847
486 | 0 | 4846
487 | 0 | 4846
488 | 0 | 4844
489 | 0 | 4833
490 | 0 | 4832
491 | 0 | 4828
492 | 0 | 4824
493 | 0 | 4822
494 | 0 | 4822
495 | 0 | 4821
496 | 0 | 4818
497 | 0 | 4816
498 | 0 | 4812
499 | 0 | 4812
500 | 0 | 4811
501 | 0 | 4810
502 | 0 | 4809
503 | 0 | 4808
504 | 0 | 4807
505 | 0 | 4806
506 | 0 | 4803
507 | 0 | 4799
508 | 0 | 4797
509 | 0 | 4790
510 | 0 | 4786
511 | 0 | 4785
512 | 0 | 4784
513 | 0 | 4783
514 | 0 | 4782
515 | 0 | 4781
516 | 0 | 4778
517 | 0 | 4776
518 | 0 | 4776
519 | 0 | 4772
520 | 0 | 4772
521 | 0 | 4769
522 | 0 | 4769
523 | 0 | 4765
524 | 0 | 4764
525 | 0 | 4760
526 | 0 | 4759
527 | 0 | 4758
528 | 0 | 4757
529 | 0 | 4757
530 | 0 | 4755
531 | 0 | 4755
532 | 0 | 4746
533 | 0 | 4740
534 | 0 | 4739
535 | 0 | 4738
536 | 0 | 4736
537 | 0 | 4729
538 | 0 | 4727
539 | 0 | 4725
540 | 0 | 4717
541 | 0 | 4716
542 | 0 | 4713
543 | 0 | 4712
544 | 0 | 4711
545 | 0 | 4708
546 | 0 | 4704
547 | 0 | 4703
548 | 0 | 4701
549 | 0 | 4701
550 | 0 | 4694
551 | 0 | 4686
552 | 0 | 4685
553 | 0 | 4685
554 | 0 | 4685
555 | 0 | 4683
556 | 0 | 4683
557 | 0 | 4682
558 | 0 | 4680
559 | 0 | 4677
560 | 0 | 4663
561 | 0 | 4662
562 | 0 | 4658
563 | 0 | 4656
564 | 0 | 4654
565 | 0 | 4643
566 | 0 | 4643
567 | 0 | 4642
568 | 0 | 4635
569 | 0 | 4634
570 | 0 | 4630
571 | 0 | 4624
572 | 0 | 4624
573 | 0 | 4622
574 | 0 | 4619
575 | 0 | 4618
576 | 0 | 4617
577 | 0 | 4617
578 | 0 | 4615
579 | 0 | 4613
580 | 0 | 4612
581 | 0 | 4612
582 | 0 | 4609
583 | 0 | 4609
584 | 0 | 4606
585 | 0 | 4606
586 | 0 | 4605
587 | 0 | 4597
588 | 0 | 4596
589 | 0 | 4594
590 | 0 | 4592
591 | 0 | 4589
592 | 0 | 4586
593 | 0 | 4583
594 | 0 | 4580
595 | 0 | 4576
596 | 0 | 4576
597 | 0 | 4571
598 | 0 | 4560
599 | 0 | 4560
600 | 0 | 4558
601 | 0 | 4556
602 | 0 | 4555
603 | 0 | 4552
604 | 0 | 4550
605 | 0 | 4548
606 | 0 | 4545
607 | 0 | 4543
608 | 0 | 4540
609 | 0 | 4533
610 | 0 | 4532
611 | 0 | 4529
612 | 0 | 4528
613 | 0 | 4517
614 | 0 | 4516
615 | 0 | 4516
616 | 0 | 4515
617 | 0 | 4509
618 | 0 | 4500
619 | 0 | 4495
620 | 0 | 4489
621 | 0 | 4488
622 | 0 | 4486
623 | 0 | 4480
624 | 0 | 4480
625 | 0 | 4475
626 | 0 | 4474
627 | 0 | 4472
628 | 0 | 4471
629 | 0 | 4470
630 | 0 | 4470
631 | 0 | 4466
632 | 0 | 4465
633 | 0 | 4463
634 | 0 | 4462
635 | 0 | 4462
636 | 0 | 4460
637 | 0 | 4450
638 | 0 | 4449
639 | 0 | 4440
640 | 0 | 4439
641 | 0 | 4437
642 | 0 | 4434
643 | 0 | 4433
644 | 0 | 4429
645 | 0 | 4426
646 | 0 | 4426
647 | 0 | 4421
648 | 0 | 4413
649 | 0 | 4413
650 | 0 | 4413
651 | 0 | 4411
652 | 0 | 4407
653 | 0 | 4406
654 | 0 | 4406
655 | 0 | 4403
656 | 0 | 4401
657 | 0 | 4400
658 | 0 | 4399
659 | 0 | 4399
660 | 0 | 4399
661 | 0 | 4398
662 | 0 | 4398
663 | 0 | 4394
664 | 0 | 4394
665 | 0 | 4391
666 | 0 | 4390
667 | 0 | 4383
668 | 0 | 4378
669 | 0 | 4378
670 | 0 | 4376
671 | 0 | 4375
672 | 0 | 4375
673 | 0 | 4374
674 | 0 | 4370
675 | 0 | 4367
676 | 0 | 4361
677 | 0 | 4361
678 | 0 | 4356
679 | 0 | 4348
680 | 0 | 4347
681 | 0 | 4347
682 | 0 | 4347
683 | 0 | 4345
684 | 0 | 4344
685 | 0 | 4344
686 | 0 | 4341
687 | 0 | 4340
688 | 0 | 4340
689 | 0 | 4336
690 | 0 | 4330
691 | 0 | 4328
692 | 0 | 4324
693 | 0 | 4322
694 | 0 | 4320
695 | 0 | 4316
696 | 0 | 4313
697 | 0 | 4313
698 | 0 | 4312
699 | 0 | 4312
700 | 0 | 4311
701 | 0 | 4309
702 | 0 | 4303
703 | 0 | 4302
704 | 0 | 4300
705 | 0 | 4299
706 | 0 | 4299
707 | 0 | 4299
708 | 0 | 4298
709 | 0 | 4296
710 | 0 | 4294
711 | 0 | 4294
712 | 0 | 4293
713 | 0 | 4291
714 | 0 | 4288
715 | 0 | 4287
716 | 0 | 4285
717 | 0 | 4284
718 | 0 | 4280
719 | 0 | 4278
720 | 0 | 4276
721 | 0 | 4274
722 | 0 | 4271
723 | 0 | 4268
724 | 0 | 4268
725 | 0 | 4265
726 | 0 | 4265
727 | 0 | 4263
728 | 0 | 4261
729 | 0 | 4259
730 | 0 | 4258
731 | 0 | 4258
732 | 0 | 4257
733 | 0 | 4250
734 | 0 | 4250
735 | 0 | 4246
736 | 0 | 4246
737 | 0 | 4245
738 | 0 | 4243
739 | 0 | 4239
740 | 0 | 4236
741 | 0 | 4233
742 | 0 | 4233
743 | 0 | 4231
744 | 0 | 4231
745 | 0 | 4227
746 | 0 | 4226
747 | 0 | 4225
748 | 0 | 4219
749 | 0 | 4219
750 | 0 | 4213
751 | 0 | 4212
752 | 0 | 4211
753 | 0 | 4210
754 | 0 | 4205
755 | 0 | 4203
756 | 0 | 4202
757 | 0 | 4202
758 | 0 | 4202
759 | 0 | 4199
760 | 0 | 4198
761 | 0 | 4189
762 | 0 | 4187
763 | 0 | 4186
764 | 0 | 4181
765 | 0 | 4179
766 | 0 | 4175
767 | 0 | 4171
768 | 0 | 4168
769 | 0 | 4166
770 | 0 | 4166
771 | 0 | 4166
772 | 0 | 4161
773 | 0 | 4156
774 | 0 | 4151
775 | 0 | 4150
776 | 0 | 4149
777 | 0 | 4148
778 | 0 | 4148
779 | 0 | 4147
780 | 0 | 4141
781 | 0 | 4139
782 | 0 | 4135
783 | 0 | 4132
784 | 0 | 4128
785 | 0 | 4123
786 | 0 | 4123
787 | 0 | 4121
788 | 0 | 4120
789 | 0 | 4115
790 | 0 | 4111
791 | 0 | 4110
792 | 0 | 4108
793 | 0 | 4105
794 | 0 | 4104
795 | 0 | 4102
796 | 0 | 4102
797 | 0 | 4102
798 | 0 | 4101
799 | 0 | 4100
800 | 0 | 4097
801 | 0 | 4095
802 | 0 | 4092
803 | 0 | 4092
804 | 0 | 4083
805 | 0 | 4083
806 | 0 | 4081
807 | 0 | 4080
808 | 0 | 4078
809 | 0 | 4076
810 | 0 | 4073
811 | 0 | 4071
812 | 0 | 4069
813 | 0 | 4069
814 | 0 | 4066
815 | 0 | 4062
816 | 0 | 4060
817 | 0 | 4059
818 | 0 | 4058
819 | 0 | 4057
820 | 0 | 4055
821 | 0 | 4054
822 | 0 | 4053
823 | 0 | 4052
824 | 0 | 4051
825 | 0 | 4046
826 | 0 | 4045
827 | 0 | 4044
828 | 0 | 4044
829 | 0 | 4042
830 | 0 | 4039
831 | 0 | 4039
832 | 0 | 4039
833 | 0 | 4039
834 | 0 | 4038
835 | 0 | 4037
836 | 0 | 4035
837 | 0 | 4030
838 | 0 | 4022
839 | 0 | 4019
840 | 0 | 4016
841 | 0 | 4016
842 | 0 | 4013
843 | 0 | 4011
844 | 0 | 4010
845 | 0 | 4009
846 | 0 | 4006
847 | 0 | 4005
848 | 0 | 4004
849 | 0 | 4000
850 | 0 | 3994
851 | 0 | 3990
852 | 0 | 3989
853 | 0 | 3988
854 | 0 | 3988
855 | 0 | 3987
856 | 0 | 3986
857 | 0 | 3985
858 | 0 | 3983
859 | 0 | 3982
860 | 0 | 3979
861 | 0 | 3979
862 | 0 | 3978
863 | 0 | 3978
864 | 0 | 3976
865 | 0 | 3976
866 | 0 | 3974
867 | 0 | 3974
868 | 0 | 3973
869 | 0 | 3973
870 | 0 | 3973
871 | 0 | 3973
872 | 0 | 3972
873 | 0 | 3972
874 | 0 | 3971
875 | 0 | 3971
876 | 0 | 3969
877 | 0 | 3969
878 | 0 | 3964
879 | 0 | 3961
880 | 0 | 3961
881 | 0 | 3959
882 | 0 | 3956
883 | 0 | 3956
884 | 0 | 3956
885 | 0 | 3953
886 | 0 | 3951
887 | 0 | 3948
888 | 0 | 3946
889 | 0 | 3946
890 | 0 | 3945
891 | 0 | 3941
892 | 0 | 3940
893 | 0 | 3939
894 | 0 | 3938
895 | 0 | 3933
896 | 0 | 3933
897 | 0 | 3929
898 | 0 | 3927
899 | 0 | 3923
900 | 0 | 3921
901 | 0 | 3921
902 | 0 | 3917
903 | 0 | 3916
904 | 0 | 3915
905 | 0 | 3914
906 | 0 | 3914
907 | 0 | 3914
908 | 0 | 3912
909 | 0 | 3909
910 | 0 | 3907
911 | 0 | 3907
912 | 0 | 3905
913 | 0 | 3901
914 | 0 | 3899
915 | 0 | 3899
916 | 0 | 3898
917 | 0 | 3898
918 | 0 | 3897
919 | 0 | 3895
920 | 0 | 3893
921 | 0 | 3890
922 | 0 | 3889
923 | 0 | 3888
924 | 0 | 3887
925 | 0 | 3885
926 | 0 | 3882
927 | 0 | 3879
928 | 0 | 3879
929 | 0 | 3878
930 | 0 | 3877
931 | 0 | 3877
932 | 0 | 3871
933 | 0 | 3868
934 | 0 | 3868
935 | 0 | 3864
936 | 0 | 3864
937 | 0 | 3864
938 | 0 | 3863
939 | 0 | 3862
940 | 0 | 3861
941 | 0 | 3860
942 | 0 | 3860
943 | 0 | 3860
944 | 0 | 3856
945 | 0 | 3853
946 | 0 | 3851
947 | 0 | 3850
948 | 0 | 3850
949 | 0 | 3849
950 | 0 | 3848
951 | 0 | 3847
952 | 0 | 3845
953 | 0 | 3840
954 | 0 | 3839
955 | 0 | 3837
956 | 0 | 3835
957 | 0 | 3832
958 | 0 | 3832
959 | 0 | 3826
960 | 0 | 3820
961 | 0 | 3818
962 | 0 | 3817
963 | 0 | 3815
964 | 0 | 3815
965 | 0 | 3813
966 | 0 | 3812
967 | 0 | 3811
968 | 0 | 3805
969 | 0 | 3805
970 | 0 | 3804
971 | 0 | 3802
972 | 0 | 3801
973 | 0 | 3801
974 | 0 | 3800
975 | 0 | 3800
976 | 0 | 3799
977 | 0 | 3797
978 | 0 | 3796
979 | 0 | 3794
980 | 0 | 3793
981 | 0 | 3792
982 | 0 | 3789
983 | 0 | 3785
984 | 0 | 3785
985 | 0 | 3784
986 | 0 | 3778
987 | 0 | 3778
988 | 0 | 3774
989 | 0 | 3774
990 | 0 | 3774
991 | 0 | 3772
992 | 0 | 3770
993 | 0 | 3769
994 | 0 | 3768
995 | 0 | 3766
996 | 0 | 3763
997 | 0 | 3762
998 | 0 | 3762
999 | 0 | 3761
1000 | 0 | 3761
1001 | 0 | 3761
1002 | 0 | 3761
1003 | 0 | 3759
1004 | 0 | 3759
1005 | 0 | 3758
1006 | 0 | 3757
1007 | 0 | 3756
1008 | 0 | 3755
1009 | 0 | 3753
1010 | 0 | 3752
1011 | 0 | 3752
1012 | 0 | 3748
1013 | 0 | 3748
1014 | 0 | 3747
1015 | 0 | 3744
1016 | 0 | 3741
1017 | 0 | 3740
1018 | 0 | 3739
1019 | 0 | 3739
1020 | 0 | 3738
1021 | 0 | 3738
1022 | 0 | 3737
1023 | 0 | 3735
1024 | 0 | 3733
1025 | 0 | 3732
1026 | 0 | 3731
1027 | 0 | 3730
1028 | 0 | 3730
1029 | 0 | 3729
1030 | 0 | 3729
1031 | 0 | 3729
1032 | 0 | 3728
1033 | 0 | 3728
1034 | 0 | 3728
1035 | 0 | 3725
1036 | 0 | 3723
1037 | 0 | 3717
1038 | 0 | 3712
1039 | 0 | 3710
1040 | 0 | 3709
1041 | 0 | 3709
1042 | 0 | 3707
1043 | 0 | 3702
1044 | 0 | 3701
1045 | 0 | 3700
1046 | 0 | 3699
1047 | 0 | 3695
1048 | 0 | 3692
1049 | 0 | 3691
1050 | 0 | 3689
1051 | 0 | 3684
1052 | 0 | 3683
1053 | 0 | 3683
1054 | 0 | 3682
1055 | 0 | 3676
1056 | 0 | 3676
1057 | 0 | 3676
1058 | 0 | 3675
1059 | 0 | 3674
1060 | 0 | 3672
1061 | 0 | 3669
1062 | 0 | 3668
1063 | 0 | 3668
1064 | 0 | 3668
1065 | 0 | 3667
1066 | 0 | 3667
1067 | 0 | 3667
1068 | 0 | 3666
1069 | 0 | 3664
1070 | 0 | 3661
1071 | 0 | 3659
1072 | 0 | 3659
1073 | 0 | 3657
1074 | 0 | 3655
1075 | 0 | 3651
1076 | 0 | 3649
1077 | 0 | 3645
1078 | 0 | 3644
1079 | 0 | 3644
1080 | 0 | 3642
1081 | 0 | 3641
1082 | 0 | 3641
1083 | 0 | 3639
1084 | 0 | 3638
1085 | 0 | 3636
1086 | 0 | 3635
1087 | 0 | 3635
1088 | 0 | 3634
1089 | 0 | 3631
1090 | 0 | 3629
1091 | 0 | 3627
1092 | 0 | 3626
1093 | 0 | 3623
1094 | 0 | 3617
1095 | 0 | 3615
1096 | 0 | 3615
1097 | 0 | 3613
1098 | 0 | 3609
1099 | 0 | 3609
1100 | 0 | 3607
1101 | 0 | 3605
1102 | 0 | 3605
1103 | 0 | 3603
1104 | 0 | 3603
1105 | 0 | 3602
1106 | 0 | 3601
1107 | 0 | 3600
1108 | 0 | 3597
1109 | 0 | 3596
1110 | 0 | 3595
1111 | 0 | 3595
1112 | 0 | 3594
1113 | 0 | 3594
1114 | 0 | 3593
1115 | 0 | 3592
1116 | 0 | 3591
1117 | 0 | 3591
1118 | 0 | 3591
1119 | 0 | 3589
1120 | 0 | 3586
1121 | 0 | 3586
1122 | 0 | 3585
1123 | 0 | 3583
1124 | 0 | 3583
1125 | 0 | 3574
1126 | 0 | 3573
1127 | 0 | 3572
1128 | 0 | 3571
1129 | 0 | 3571
1130 | 0 | 3571
1131 | 0 | 3570
1132 | 0 | 3570
1133 | 0 | 3569
1134 | 0 | 3568
1135 | 0 | 3567
1136 | 0 | 3561
1137 | 0 | 3561
1138 | 0 | 3561
1139 | 0 | 3560
1140 | 0 | 3557
1141 | 0 | 3557
1142 | 0 | 3555
1143 | 0 | 3551
1144 | 0 | 3549
1145 | 0 | 3547
1146 | 0 | 3545
1147 | 0 | 3543
1148 | 0 | 3543
1149 | 0 | 3541
1150 | 0 | 3540
1151 | 0 | 3539
1152 | 0 | 3539
1153 | 0 | 3538
1154 | 0 | 3536
1155 | 0 | 3534
1156 | 0 | 3532
1157 | 0 | 3532
1158 | 0 | 3531
1159 | 0 | 3531
1160 | 0 | 3529
1161 | 0 | 3529
1162 | 0 | 3529
1163 | 0 | 3528
1164 | 0 | 3527
1165 | 0 | 3525
1166 | 0 | 3524
1167 | 0 | 3521
1168 | 0 | 3520
1169 | 0 | 3519
1170 | 0 | 3518
1171 | 0 | 3517
1172 | 0 | 3516
1173 | 0 | 3516
1174 | 0 | 3512
1175 | 0 | 3508
1176 | 0 | 3506
1177 | 0 | 3505
1178 | 0 | 3503
1179 | 0 | 3501
1180 | 0 | 3500
1181 | 0 | 3499
1182 | 0 | 3499
1183 | 0 | 3498
1184 | 0 | 3498
1185 | 0 | 3496
1186 | 0 | 3496
1187 | 0 | 3496
1188 | 0 | 3496
1189 | 0 | 3493
1190 | 0 | 3492
1191 | 0 | 3491
1192 | 0 | 3490
1193 | 0 | 3488
1194 | 0 | 3488
1195 | 0 | 3485
1196 | 0 | 3485
1197 | 0 | 3484
1198 | 0 | 3483
1199 | 0 | 3481
1200 | 0 | 3480
1201 | 0 | 3479
1202 | 0 | 3478
1203 | 0 | 3477
1204 | 0 | 3477
1205 | 0 | 3475
1206 | 0 | 3474
1207 | 0 | 3473
1208 | 0 | 3473
1209 | 0 | 3471
1210 | 0 | 3470
1211 | 0 | 3469
1212 | 0 | 3468
1213 | 0 | 3468
1214 | 0 | 3468
1215 | 0 | 3466
1216 | 0 | 3464
1217 | 0 | 3463
1218 | 0 | 3461
1219 | 0 | 3459
1220 | 0 | 3456
1221 | 0 | 3452
1222 | 0 | 3452
1223 | 0 | 3452
1224 | 0 | 3451
1225 | 0 | 3449
1226 | 0 | 3448
1227 | 0 | 3445
1228 | 0 | 3444
1229 | 0 | 3443
1230 | 0 | 3443
1231 | 0 | 3441
1232 | 0 | 3438
1233 | 0 | 3436
1234 | 0 | 3435
1235 | 0 | 3433
1236 | 0 | 3429
1237 | 0 | 3429
1238 | 0 | 3427
1239 | 0 | 3427
1240 | 0 | 3425
1241 | 0 | 3424
1242 | 0 | 3422
1243 | 0 | 3421
1244 | 0 | 3421
1245 | 0 | 3420
1246 | 0 | 3420
1247 | 0 | 3417
1248 | 0 | 3416
1249 | 0 | 3413
1250 | 0 | 3412
1251 | 0 | 3411
1252 | 0 | 3411
1253 | 0 | 3410
1254 | 0 | 3409
1255 | 0 | 3406
1256 | 0 | 3404
1257 | 0 | 3404
1258 | 0 | 3404
1259 | 0 | 3404
1260 | 0 | 3403
1261 | 0 | 3402
1262 | 0 | 3402
1263 | 0 | 3399
1264 | 0 | 3398
1265 | 0 | 3397
1266 | 0 | 3395
1267 | 0 | 3391
1268 | 0 | 3387
1269 | 0 | 3385
1270 | 0 | 3383
1271 | 0 | 3382
1272 | 0 | 3380
1273 | 0 | 3378
1274 | 0 | 3377
1275 | 0 | 3375
1276 | 0 | 3374
1277 | 0 | 3373
1278 | 0 | 3370
1279 | 0 | 3370
1280 | 0 | 3368
1281 | 0 | 3367
1282 | 0 | 3363
1283 | 0 | 3357
1284 | 0 | 3354
1285 | 0 | 3351
1286 | 0 | 3349
1287 | 0 | 3345
1288 | 0 | 3342
1289 | 0 | 3340
1290 | 0 | 3339
1291 | 0 | 3339
1292 | 0 | 3336
1293 | 0 | 3336
1294 | 0 | 3335
1295 | 0 | 3334
1296 | 0 | 3334
1297 | 0 | 3333
1298 | 0 | 3328
1299 | 0 | 3327
1300 | 0 | 3327
1301 | 0 | 3327
1302 | 0 | 3326
1303 | 0 | 3323
1304 | 0 | 3323
1305 | 0 | 3322
1306 | 0 | 3322
1307 | 0 | 3320
1308 | 0 | 3319
1309 | 0 | 3317
1310 | 0 | 3315
1311 | 0 | 3313
1312 | 0 | 3313
1313 | 0 | 3310
1314 | 0 | 3309
1315 | 0 | 3308
1316 | 0 | 3307
1317 | 0 | 3306
1318 | 0 | 3306
1319 | 0 | 3304
1320 | 0 | 3300
1321 | 0 | 3300
1322 | 0 | 3299
1323 | 0 | 3297
1324 | 0 | 3296
1325 | 0 | 3294
1326 | 0 | 3292
1327 | 0 | 3291
1328 | 0 | 3289
1329 | 0 | 3287
1330 | 0 | 3286
1331 | 0 | 3285
1332 | 0 | 3285
1333 | 0 | 3285
1334 | 0 | 3282
1335 | 0 | 3282
1336 | 0 | 3279
1337 | 0 | 3278
1338 | 0 | 3275
1339 | 0 | 3275
1340 | 0 | 3273
1341 | 0 | 3270
1342 | 0 | 3267
1343 | 0 | 3266
1344 | 0 | 3266
1345 | 0 | 3266
1346 | 0 | 3266
1347 | 0 | 3265
1348 | 0 | 3265
1349 | 0 | 3264
1350 | 0 | 3262
1351 | 0 | 3260
1352 | 0 | 3259
1353 | 0 | 3255
1354 | 0 | 3255
1355 | 0 | 3255
1356 | 0 | 3254
1357 | 0 | 3254
1358 | 0 | 3253
1359 | 0 | 3249
1360 | 0 | 3249
1361 | 0 | 3248
1362 | 0 | 3248
1363 | 0 | 3247
1364 | 0 | 3245
1365 | 0 | 3244
1366 | 0 | 3242
1367 | 0 | 3241
1368 | 0 | 3241
1369 | 0 | 3240
1370 | 0 | 3237
1371 | 0 | 3234
1372 | 0 | 3232
1373 | 0 | 3232
1374 | 0 | 3231
1375 | 0 | 3230
1376 | 0 | 3229
1377 | 0 | 3229
1378 | 0 | 3227
1379 | 0 | 3227
1380 | 0 | 3224
1381 | 0 | 3224
1382 | 0 | 3224
1383 | 0 | 3223
1384 | 0 | 3221
1385 | 0 | 3221
1386 | 0 | 3218
1387 | 0 | 3217
1388 | 0 | 3216
1389 | 0 | 3214
1390 | 0 | 3213
1391 | 0 | 3212
1392 | 0 | 3209
1393 | 0 | 3209
1394 | 0 | 3209
1395 | 0 | 3208
1396 | 0 | 3208
1397 | 0 | 3208
1398 | 0 | 3207
1399 | 0 | 3207
1400 | 0 | 3202
1401 | 0 | 3202
1402 | 0 | 3197
1403 | 0 | 3197
1404 | 0 | 3196
1405 | 0 | 3196
1406 | 0 | 3195
1407 | 0 | 3195
1408 | 0 | 3195
1409 | 0 | 3194
1410 | 0 | 3193
1411 | 0 | 3192
1412 | 0 | 3191
1413 | 0 | 3189
1414 | 0 | 3189
1415 | 0 | 3186
1416 | 0 | 3186
1417 | 0 | 3184
1418 | 0 | 3183
1419 | 0 | 3183
1420 | 0 | 3183
1421 | 0 | 3180
1422 | 0 | 3179
1423 | 0 | 3178
1424 | 0 | 3178
1425 | 0 | 3177
1426 | 0 | 3176
1427 | 0 | 3175
1428 | 0 | 3172
1429 | 0 | 3168
1430 | 0 | 3167
1431 | 0 | 3164
1432 | 0 | 3163
1433 | 0 | 3163
1434 | 0 | 3159
1435 | 0 | 3159
1436 | 0 | 3158
1437 | 0 | 3156
1438 | 0 | 3156
1439 | 0 | 3153
1440 | 0 | 3149
1441 | 0 | 3146
1442 | 0 | 3139
1443 | 0 | 3139
1444 | 0 | 3138
1445 | 0 | 3137
1446 | 0 | 3135
1447 | 0 | 3131
1448 | 0 | 3130
1449 | 0 | 3129
1450 | 0 | 3128
1451 | 0 | 3124
1452 | 0 | 3124
1453 | 0 | 3123
1454 | 0 | 3120
1455 | 0 | 3119
1456 | 0 | 3119
1457 | 0 | 3118
1458 | 0 | 3117
1459 | 0 | 3116
1460 | 0 | 3115
1461 | 0 | 3110
1462 | 0 | 3104
1463 | 0 | 3097
1464 | 0 | 3097
1465 | 0 | 3093
1466 | 0 | 3093
1467 | 0 | 3092
1468 | 0 | 3089
1469 | 0 | 3089
1470 | 0 | 3087
1471 | 0 | 3084
1472 | 0 | 3081
1473 | 0 | 3079
1474 | 0 | 3078
1475 | 0 | 3077
1476 | 0 | 3076
1477 | 0 | 3075
1478 | 0 | 3074
1479 | 0 | 3071
1480 | 0 | 3069
1481 | 0 | 3068
1482 | 0 | 3068
1483 | 0 | 3067
1484 | 0 | 3063
1485 | 0 | 3063
1486 | 0 | 3063
1487 | 0 | 3061
1488 | 0 | 3059
1489 | 0 | 3059
1490 | 0 | 3059
1491 | 0 | 3057
1492 | 0 | 3053
1493 | 0 | 3050
1494 | 0 | 3050
1495 | 0 | 3047
1496 | 0 | 3044
1497 | 0 | 3044
1498 | 0 | 3044
1499 | 0 | 3044
1500 | 0 | 3041
1501 | 0 | 3039
1502 | 0 | 3037
1503 | 0 | 3037
1504 | 0 | 3037
1505 | 0 | 3037
1506 | 0 | 3033
1507 | 0 | 3032
1508 | 0 | 3031
1509 | 0 | 3031
1510 | 0 | 3028
1511 | 0 | 3028
1512 | 0 | 3026
1513 | 0 | 3026
1514 | 0 | 3026
1515 | 0 | 3025
1516 | 0 | 3025
1517 | 0 | 3025
1518 | 0 | 3025
1519 | 0 | 3024
1520 | 0 | 3022
1521 | 0 | 3019
1522 | 0 | 3019
1523 | 0 | 3019
1524 | 0 | 3017
1525 | 0 | 3015
1526 | 0 | 3015
1527 | 0 | 3013
1528 | 0 | 3011
1529 | 0 | 3009
1530 | 0 | 3006
1531 | 0 | 3004
1532 | 0 | 2999
1533 | 0 | 2997
1534 | 0 | 2997
1535 | 0 | 2994
1536 | 0 | 2994
1537 | 0 | 2994
1538 | 0 | 2994
1539 | 0 | 2993
1540 | 0 | 2993
1541 | 0 | 2992
1542 | 0 | 2992
1543 | 0 | 2990
1544 | 0 | 2990
1545 | 0 | 2990
1546 | 0 | 2987
1547 | 0 | 2986
1548 | 0 | 2980
1549 | 0 | 2979
1550 | 0 | 2978
1551 | 0 | 2977
1552 | 0 | 2976
1553 | 0 | 2973
1554 | 0 | 2970
1555 | 0 | 2969
1556 | 0 | 2969
1557 | 0 | 2969
1558 | 0 | 2969
1559 | 0 | 2968
1560 | 0 | 2966
1561 | 0 | 2965
1562 | 0 | 2961
1563 | 0 | 2960
1564 | 0 | 2960
1565 | 0 | 2959
1566 | 0 | 2959
1567 | 0 | 2958
1568 | 0 | 2958
1569 | 0 | 2956
1570 | 0 | 2955
1571 | 0 | 2952
1572 | 0 | 2952
1573 | 0 | 2951
1574 | 0 | 2951
1575 | 0 | 2949
1576 | 0 | 2948
1577 | 0 | 2948
1578 | 0 | 2948
1579 | 0 | 2947
1580 | 0 | 2947
1581 | 0 | 2943
1582 | 0 | 2941
1583 | 0 | 2941
1584 | 0 | 2940
1585 | 0 | 2940
1586 | 0 | 2938
1587 | 0 | 2936
1588 | 0 | 2935
1589 | 0 | 2934
1590 | 0 | 2933
1591 | 0 | 2930
1592 | 0 | 2928
1593 | 0 | 2928
1594 | 0 | 2927
1595 | 0 | 2926
1596 | 0 | 2926
1597 | 0 | 2926
1598 | 0 | 2925
1599 | 0 | 2924
1600 | 0 | 2924
1601 | 0 | 2923
1602 | 0 | 2922
1603 | 0 | 2921
1604 | 0 | 2919
1605 | 0 | 2915
1606 | 0 | 2915
1607 | 0 | 2914
1608 | 0 | 2914
1609 | 0 | 2912
1610 | 0 | 2911
1611 | 0 | 2910
1612 | 0 | 2909
1613 | 0 | 2907
1614 | 0 | 2905
1615 | 0 | 2905
1616 | 0 | 2904
1617 | 0 | 2902
1618 | 0 | 2902
1619 | 0 | 2902
1620 | 0 | 2901
1621 | 0 | 2900
1622 | 0 | 2900
1623 | 0 | 2899
1624 | 0 | 2899
1625 | 0 | 2899
1626 | 0 | 2899
1627 | 0 | 2897
1628 | 0 | 2889
1629 | 0 | 2888
1630 | 0 | 2887
1631 | 0 | 2884
1632 | 0 | 2883
1633 | 0 | 2881
1634 | 0 | 2880
1635 | 0 | 2879
1636 | 0 | 2877
1637 | 0 | 2877
1638 | 0 | 2877
1639 | 0 | 2875
1640 | 0 | 2875
1641 | 0 | 2874
1642 | 0 | 2874
1643 | 0 | 2873
1644 | 0 | 2872
1645 | 0 | 2871
1646 | 0 | 2870
1647 | 0 | 2868
1648 | 0 | 2865
1649 | 0 | 2865
1650 | 0 | 2864
1651 | 0 | 2863
1652 | 0 | 2862
1653 | 0 | 2861
1654 | 0 | 2860
1655 | 0 | 2859
1656 | 0 | 2859
1657 | 0 | 2858
1658 | 0 | 2857
1659 | 0 | 2855
1660 | 0 | 2854
1661 | 0 | 2853
1662 | 0 | 2852
1663 | 0 | 2851
1664 | 0 | 2851
1665 | 0 | 2850
1666 | 0 | 2850
1667 | 0 | 2847
1668 | 0 | 2846
1669 | 0 | 2845
1670 | 0 | 2845
1671 | 0 | 2845
1672 | 0 | 2844
1673 | 0 | 2843
1674 | 0 | 2842
1675 | 0 | 2841
1676 | 0 | 2840
1677 | 0 | 2838
1678 | 0 | 2838
1679 | 0 | 2838
1680 | 0 | 2837
1681 | 0 | 2837
1682 | 0 | 2834
1683 | 0 | 2831
1684 | 0 | 2830
1685 | 0 | 2830
1686 | 0 | 2829
1687 | 0 | 2829
1688 | 0 | 2827
1689 | 0 | 2825
1690 | 0 | 2824
1691 | 0 | 2822
1692 | 0 | 2819
1693 | 0 | 2819
1694 | 0 | 2815
1695 | 0 | 2815
1696 | 0 | 2814
1697 | 0 | 2813
1698 | 0 | 2813
1699 | 0 | 2811
1700 | 0 | 2810
1701 | 0 | 2810
1702 | 0 | 2809
1703 | 0 | 2809
1704 | 0 | 2808
1705 | 0 | 2805
1706 | 0 | 2804
1707 | 0 | 2804
1708 | 0 | 2803
1709 | 0 | 2803
1710 | 0 | 2801
1711 | 0 | 2801
1712 | 0 | 2800
1713 | 0 | 2800
1714 | 0 | 2799
1715 | 0 | 2799
1716 | 0 | 2798
1717 | 0 | 2797
1718 | 0 | 2796
1719 | 0 | 2792
1720 | 0 | 2788
1721 | 0 | 2787
1722 | 0 | 2787
1723 | 0 | 2787
1724 | 0 | 2785
1725 | 0 | 2784
1726 | 0 | 2783
1727 | 0 | 2780
1728 | 0 | 2777
1729 | 0 | 2775
1730 | 0 | 2775
1731 | 0 | 2773
1732 | 0 | 2773
1733 | 0 | 2773
1734 | 0 | 2772
1735 | 0 | 2771
1736 | 0 | 2771
1737 | 0 | 2771
1738 | 0 | 2769
1739 | 0 | 2768
1740 | 0 | 2768
1741 | 0 | 2768
1742 | 0 | 2766
1743 | 0 | 2764
1744 | 0 | 2764
1745 | 0 | 2763
1746 | 0 | 2760
1747 | 0 | 2759
1748 | 0 | 2759
1749 | 0 | 2759
1750 | 0 | 2756
1751 | 0 | 2756
1752 | 0 | 2755
1753 | 0 | 2755
1754 | 0 | 2754
1755 | 0 | 2754
1756 | 0 | 2753
1757 | 0 | 2750
1758 | 0 | 2747
1759 | 0 | 2746
1760 | 0 | 2746
1761 | 0 | 2746
1762 | 0 | 2746
1763 | 0 | 2746
1764 | 0 | 2744
1765 | 0 | 2743
1766 | 0 | 2743
1767 | 0 | 2743
1768 | 0 | 2743
1769 | 0 | 2742
1770 | 0 | 2735
1771 | 0 | 2730
1772 | 0 | 2728
1773 | 0 | 2728
1774 | 0 | 2726
1775 | 0 | 2726
1776 | 0 | 2726
1777 | 0 | 2725
1778 | 0 | 2724
1779 | 0 | 2723
1780 | 0 | 2723
1781 | 0 | 2723
1782 | 0 | 2720
1783 | 0 | 2720
1784 | 0 | 2720
1785 | 0 | 2719
1786 | 0 | 2718
1787 | 0 | 2718
1788 | 0 | 2716
1789 | 0 | 2716
1790 | 0 | 2715
1791 | 0 | 2713
1792 | 0 | 2712
1793 | 0 | 2710
1794 | 0 | 2709
1795 | 0 | 2709
1796 | 0 | 2707
1797 | 0 | 2706
1798 | 0 | 2705
1799 | 0 | 2704
1800 | 0 | 2702
1801 | 0 | 2701
1802 | 0 | 2700
1803 | 0 | 2700
1804 | 0 | 2698
1805 | 0 | 2698
1806 | 0 | 2698
1807 | 0 | 2698
1808 | 0 | 2696
1809 | 0 | 2695
1810 | 0 | 2695
1811 | 0 | 2694
1812 | 0 | 2692
1813 | 0 | 2692
1814 | 0 | 2691
1815 | 0 | 2691
1816 | 0 | 2690
1817 | 0 | 2690
1818 | 0 | 2690
1819 | 0 | 2690
1820 | 0 | 2685
1821 | 0 | 2685
1822 | 0 | 2685
1823 | 0 | 2684
1824 | 0 | 2684
1825 | 0 | 2684
1826 | 0 | 2683
1827 | 0 | 2682
1828 | 0 | 2680
1829 | 0 | 2679
1830 | 0 | 2679
1831 | 0 | 2677
1832 | 0 | 2676
1833 | 0 | 2674
1834 | 0 | 2673
1835 | 0 | 2671
1836 | 0 | 2670
1837 | 0 | 2668
1838 | 0 | 2665
1839 | 0 | 2664
1840 | 0 | 2662
1841 | 0 | 2658
1842 | 0 | 2654
1843 | 0 | 2653
1844 | 0 | 2653
1845 | 0 | 2652
1846 | 0 | 2650
1847 | 0 | 2649
1848 | 0 | 2649
1849 | 0 | 2649
1850 | 0 | 2648
1851 | 0 | 2647
1852 | 0 | 2647
1853 | 0 | 2647
1854 | 0 | 2647
1855 | 0 | 2641
1856 | 0 | 2640
1857 | 0 | 2640
1858 | 0 | 2640
1859 | 0 | 2639
1860 | 0 | 2638
1861 | 0 | 2638
1862 | 0 | 2637
1863 | 0 | 2635
1864 | 0 | 2635
1865 | 0 | 2635
1866 | 0 | 2635
1867 | 0 | 2631
1868 | 0 | 2631
1869 | 0 | 2630
1870 | 0 | 2630
1871 | 0 | 2629
1872 | 0 | 2629
1873 | 0 | 2628
1874 | 0 | 2625
1875 | 0 | 2623
1876 | 0 | 2622
1877 | 0 | 2622
1878 | 0 | 2619
1879 | 0 | 2618
1880 | 0 | 2617
1881 | 0 | 2617
1882 | 0 | 2616
1883 | 0 | 2616
1884 | 0 | 2614
1885 | 0 | 2614
1886 | 0 | 2612
1887 | 0 | 2610
1888 | 0 | 2608
1889 | 0 | 2608
1890 | 0 | 2603
1891 | 0 | 2602
1892 | 0 | 2601
1893 | 0 | 2600
1894 | 0 | 2600
1895 | 0 | 2599
1896 | 0 | 2597
1897 | 0 | 2597
1898 | 0 | 2596
1899 | 0 | 2594
1900 | 0 | 2594
1901 | 0 | 2594
1902 | 0 | 2593
1903 | 0 | 2591
1904 | 0 | 2589
1905 | 0 | 2589
1906 | 0 | 2588
1907 | 0 | 2586
1908 | 0 | 2585
1909 | 0 | 2585
1910 | 0 | 2583
1911 | 0 | 2580
1912 | 0 | 2580
1913 | 0 | 2577
1914 | 0 | 2576
1915 | 0 | 2576
1916 | 0 | 2576
1917 | 0 | 2575
1918 | 0 | 2570
1919 | 0 | 2569
1920 | 0 | 2569
1921 | 0 | 2567
1922 | 0 | 2566
1923 | 0 | 2562
1924 | 0 | 2561
1925 | 0 | 2561
1926 | 0 | 2560
1927 | 0 | 2557
1928 | 0 | 2557
1929 | 0 | 2556
1930 | 0 | 2555
1931 | 0 | 2553
1932 | 0 | 2551
1933 | 0 | 2550
1934 | 0 | 2549
1935 | 0 | 2548
1936 | 0 | 2548
1937 | 0 | 2545
1938 | 0 | 2543
1939 | 0 | 2543
1940 | 0 | 2541
1941 | 0 | 2540
1942 | 0 | 2539
1943 | 0 | 2538
1944 | 0 | 2538
1945 | 0 | 2538
1946 | 0 | 2537
1947 | 0 | 2537
1948 | 0 | 2537
1949 | 0 | 2537
1950 | 0 | 2535
1951 | 0 | 2534
1952 | 0 | 2532
1953 | 0 | 2528
1954 | 0 | 2526
1955 | 0 | 2523
1956 | 0 | 2520
1957 | 0 | 2519
1958 | 0 | 2519
1959 | 0 | 2519
1960 | 0 | 2516
1961 | 0 | 2515
1962 | 0 | 2513
1963 | 0 | 2511
1964 | 0 | 2510
1965 | 0 | 2510
1966 | 0 | 2508
1967 | 0 | 2507
1968 | 0 | 2505
1969 | 0 | 2505
1970 | 0 | 2503
1971 | 0 | 2503
1972 | 0 | 2502
1973 | 0 | 2501
1974 | 0 | 2500
1975 | 0 | 2500
1976 | 0 | 2498
1977 | 0 | 2496
1978 | 0 | 2489
1979 | 0 | 2489
1980 | 0 | 2488
1981 | 0 | 2488
1982 | 0 | 2484
1983 | 0 | 2483
1984 | 0 | 2482
1985 | 0 | 2482
1986 | 0 | 2481
1987 | 0 | 2480
1988 | 0 | 2480
1989 | 0 | 2479
1990 | 0 | 2477
1991 | 0 | 2475
1992 | 0 | 2475
1993 | 0 | 2474
1994 | 0 | 2472
1995 | 0 | 2472
1996 | 0 | 2471
1997 | 0 | 2471
1998 | 0 | 2469
1999 | 0 | 2468
2000 | 0 | 2468
2001 | 0 | 2468
2002 | 0 | 2468
2003 | 0 | 2468
2004 | 0 | 2467
2005 | 0 | 2467
2006 | 0 | 2467
2007 | 0 | 2467
2008 | 0 | 2466
2009 | 0 | 2465
2010 | 0 | 2465
2011 | 0 | 2463
2012 | 0 | 2462
2013 | 0 | 2461
2014 | 0 | 2460
2015 | 0 | 2460
2016 | 0 | 2459
2017 | 0 | 2459
2018 | 0 | 2459
2019 | 0 | 2458
2020 | 0 | 2455
2021 | 0 | 2455
2022 | 0 | 2455
2023 | 0 | 2454
2024 | 0 | 2453
2025 | 0 | 2452
2026 | 0 | 2451
2027 | 0 | 2447
2028 | 0 | 2447
2029 | 0 | 2447
2030 | 0 | 2446
2031 | 0 | 2445
2032 | 0 | 2444
2033 | 0 | 2443
2034 | 0 | 2441
2035 | 0 | 2441
2036 | 0 | 2441
2037 | 0 | 2440
2038 | 0 | 2439
2039 | 0 | 2437
2040 | 0 | 2437
2041 | 0 | 2437
2042 | 0 | 2437
2043 | 0 | 2437
2044 | 0 | 2436
2045 | 0 | 2434
2046 | 0 | 2433
2047 | 0 | 2432
2048 | 0 | 2431
2049 | 0 | 2430
2050 | 0 | 2429
2051 | 0 | 2428
2052 | 0 | 2428
2053 | 0 | 2428
2054 | 0 | 2428
2055 | 0 | 2426
2056 | 0 | 2421
2057 | 0 | 2420
2058 | 0 | 2418
2059 | 0 | 2417
2060 | 0 | 2417
2061 | 0 | 2417
2062 | 0 | 2416
2063 | 0 | 2416
2064 | 0 | 2413
2065 | 0 | 2413
2066 | 0 | 2413
2067 | 0 | 2412
2068 | 0 | 2412
2069 | 0 | 2411
2070 | 0 | 2410
2071 | 0 | 2408
2072 | 0 | 2406
2073 | 0 | 2405
2074 | 0 | 2405
2075 | 0 | 2405
2076 | 0 | 2405
2077 | 0 | 2405
2078 | 0 | 2405
2079 | 0 | 2403
2080 | 0 | 2403
2081 | 0 | 2402
2082 | 0 | 2401
2083 | 0 | 2401
2084 | 0 | 2399
2085 | 0 | 2398
2086 | 0 | 2395
2087 | 0 | 2394
2088 | 0 | 2394
2089 | 0 | 2393
2090 | 0 | 2391
2091 | 0 | 2390
2092 | 0 | 2390
2093 | 0 | 2390
2094 | 0 | 2390
2095 | 0 | 2389
2096 | 0 | 2387
2097 | 0 | 2386
2098 | 0 | 2384
2099 | 0 | 2383
2100 | 0 | 2381
2101 | 0 | 2381
2102 | 0 | 2378
2103 | 0 | 2378
2104 | 0 | 2377
2105 | 0 | 2376
2106 | 0 | 2375
2107 | 0 | 2374
2108 | 0 | 2373
2109 | 0 | 2373
2110 | 0 | 2371
2111 | 0 | 2370
2112 | 0 | 2370
2113 | 0 | 2368
2114 | 0 | 2367
2115 | 0 | 2367
2116 | 0 | 2366
2117 | 0 | 2365
2118 | 0 | 2365
2119 | 0 | 2360
2120 | 0 | 2360
2121 | 0 | 2356
2122 | 0 | 2354
2123 | 0 | 2351
2124 | 0 | 2350
2125 | 0 | 2349
2126 | 0 | 2347
2127 | 0 | 2344
2128 | 0 | 2340
2129 | 0 | 2340
2130 | 0 | 2340
2131 | 0 | 2340
2132 | 0 | 2340
2133 | 0 | 2340
2134 | 0 | 2337
2135 | 0 | 2335
2136 | 0 | 2335
2137 | 0 | 2334
2138 | 0 | 2332
2139 | 0 | 2332
2140 | 0 | 2331
2141 | 0 | 2331
2142 | 0 | 2331
2143 | 0 | 2328
2144 | 0 | 2328
2145 | 0 | 2328
2146 | 0 | 2327
2147 | 0 | 2323
2148 | 0 | 2321
2149 | 0 | 2321
2150 | 0 | 2321
2151 | 0 | 2320
2152 | 0 | 2320
2153 | 0 | 2319
2154 | 0 | 2319
2155 | 0 | 2318
2156 | 0 | 2317
2157 | 0 | 2316
2158 | 0 | 2313
2159 | 0 | 2313
2160 | 0 | 2313
2161 | 0 | 2311
2162 | 0 | 2309
2163 | 0 | 2306
2164 | 0 | 2304
2165 | 0 | 2304
2166 | 0 | 2303
2167 | 0 | 2302
2168 | 0 | 2299
2169 | 0 | 2299
2170 | 0 | 2297
2171 | 0 | 2297
2172 | 0 | 2296
2173 | 0 | 2296
2174 | 0 | 2296
2175 | 0 | 2295
2176 | 0 | 2292
2177 | 0 | 2290
2178 | 0 | 2289
2179 | 0 | 2287
2180 | 0 | 2286
2181 | 0 | 2285
2182 | 0 | 2284
2183 | 0 | 2284
2184 | 0 | 2284
2185 | 0 | 2283
2186 | 0 | 2283
2187 | 0 | 2283
2188 | 0 | 2283
2189 | 0 | 2282
2190 | 0 | 2282
2191 | 0 | 2281
2192 | 0 | 2281
2193 | 0 | 2277
2194 | 0 | 2276
2195 | 0 | 2275
2196 | 0 | 2275
2197 | 0 | 2274
2198 | 0 | 2274
2199 | 0 | 2272
2200 | 0 | 2270
2201 | 0 | 2268
2202 | 0 | 2268
2203 | 0 | 2267
2204 | 0 | 2264
2205 | 0 | 2263
2206 | 0 | 2263
2207 | 0 | 2262
2208 | 0 | 2261
2209 | 0 | 2260
2210 | 0 | 2260
2211 | 0 | 2259
2212 | 0 | 2259
2213 | 0 | 2258
2214 | 0 | 2258
2215 | 0 | 2256
2216 | 0 | 2255
2217 | 0 | 2254
2218 | 0 | 2253
2219 | 0 | 2251
2220 | 0 | 2251
2221 | 0 | 2249
2222 | 0 | 2249
2223 | 0 | 2248
2224 | 0 | 2247
2225 | 0 | 2247
2226 | 0 | 2246
2227 | 0 | 2245
2228 | 0 | 2245
2229 | 0 | 2244
2230 | 0 | 2244
2231 | 0 | 2240
2232 | 0 | 2239
2233 | 0 | 2238
2234 | 0 | 2238
2235 | 0 | 2236
2236 | 0 | 2236
2237 | 0 | 2235
2238 | 0 | 2235
2239 | 0 | 2233
2240 | 0 | 2232
2241 | 0 | 2231
2242 | 0 | 2230
2243 | 0 | 2228
2244 | 0 | 2228
2245 | 0 | 2227
2246 | 0 | 2226
2247 | 0 | 2225
2248 | 0 | 2225
2249 | 0 | 2224
2250 | 0 | 2224
2251 | 0 | 2221
2252 | 0 | 2220
2253 | 0 | 2219
2254 | 0 | 2218
2255 | 0 | 2217
2256 | 0 | 2215
2257 | 0 | 2215
2258 | 0 | 2214
2259 | 0 | 2212
2260 | 0 | 2212
2261 | 0 | 2212
2262 | 0 | 2212
2263 | 0 | 2211
2264 | 0 | 2211
2265 | 0 | 2211
2266 | 0 | 2209
2267 | 0 | 2208
2268 | 0 | 2206
2269 | 0 | 2203
2270 | 0 | 2203
2271 | 0 | 2203
2272 | 0 | 2203
2273 | 0 | 2200
2274 | 0 | 2199
2275 | 0 | 2199
2276 | 0 | 2198
2277 | 0 | 2198
2278 | 0 | 2197
2279 | 0 | 2197
2280 | 0 | 2197
2281 | 0 | 2196
2282 | 0 | 2195
2283 | 0 | 2194
2284 | 0 | 2194
2285 | 0 | 2192
2286 | 0 | 2192
2287 | 0 | 2192
2288 | 0 | 2190
2289 | 0 | 2189
2290 | 0 | 2189
2291 | 0 | 2188
2292 | 0 | 2187
2293 | 0 | 2185
2294 | 0 | 2183
2295 | 0 | 2182
2296 | 0 | 2182
2297 | 0 | 2182
2298 | 0 | 2179
2299 | 0 | 2179
2300 | 0 | 2177
2301 | 0 | 2177
2302 | 0 | 2176
2303 | 0 | 2176
2304 | 0 | 2175
2305 | 0 | 2174
2306 | 0 | 2170
2307 | 0 | 2169
2308 | 0 | 2169
2309 | 0 | 2167
2310 | 0 | 2165
2311 | 0 | 2165
2312 | 0 | 2164
2313 | 0 | 2163
2314 | 0 | 2163
2315 | 0 | 2161
2316 | 0 | 2160
2317 | 0 | 2159
2318 | 0 | 2159
2319 | 0 | 2158
2320 | 0 | 2158
2321 | 0 | 2154
2322 | 0 | 2152
2323 | 0 | 2152
2324 | 0 | 2151
2325 | 0 | 2150
2326 | 0 | 2150
2327 | 0 | 2147
2328 | 0 | 2146
2329 | 0 | 2146
2330 | 0 | 2145
2331 | 0 | 2144
2332 | 0 | 2143
2333 | 0 | 2143
2334 | 0 | 2142
2335 | 0 | 2141
2336 | 0 | 2141
2337 | 0 | 2140
2338 | 0 | 2139
2339 | 0 | 2139
2340 | 0 | 2139
2341 | 0 | 2139
2342 | 0 | 2137
2343 | 0 | 2136
2344 | 0 | 2135
2345 | 0 | 2135
2346 | 0 | 2133
2347 | 0 | 2133
2348 | 0 | 2133
2349 | 0 | 2133
2350 | 0 | 2133
2351 | 0 | 2129
2352 | 0 | 2129
2353 | 0 | 2128
2354 | 0 | 2126
2355 | 0 | 2126
2356 | 0 | 2126
2357 | 0 | 2125
2358 | 0 | 2124
2359 | 0 | 2124
2360 | 0 | 2123
2361 | 0 | 2122
2362 | 0 | 2122
2363 | 0 | 2122
2364 | 0 | 2121
2365 | 0 | 2117
2366 | 0 | 2117
2367 | 0 | 2117
2368 | 0 | 2115
2369 | 0 | 2113
2370 | 0 | 2113
2371 | 0 | 2113
2372 | 0 | 2111
2373 | 0 | 2111
2374 | 0 | 2110
2375 | 0 | 2110
2376 | 0 | 2110
2377 | 0 | 2109
2378 | 0 | 2108
2379 | 0 | 2107
2380 | 0 | 2106
2381 | 0 | 2106
2382 | 0 | 2102
2383 | 0 | 2100
2384 | 0 | 2100
2385 | 0 | 2100
2386 | 0 | 2098
2387 | 0 | 2095
2388 | 0 | 2095
2389 | 0 | 2093
2390 | 0 | 2093
2391 | 0 | 2092
2392 | 0 | 2092
2393 | 0 | 2091
2394 | 0 | 2090
2395 | 0 | 2089
2396 | 0 | 2089
2397 | 0 | 2088
2398 | 0 | 2088
2399 | 0 | 2088
2400 | 0 | 2085
2401 | 0 | 2084
2402 | 0 | 2082
2403 | 0 | 2081
2404 | 0 | 2080
2405 | 0 | 2079
2406 | 0 | 2079
2407 | 0 | 2078
2408 | 0 | 2078
2409 | 0 | 2077
2410 | 0 | 2077
2411 | 0 | 2076
2412 | 0 | 2076
2413 | 0 | 2075
2414 | 0 | 2075
2415 | 0 | 2073
2416 | 0 | 2073
2417 | 0 | 2072
2418 | 0 | 2072
2419 | 0 | 2070
2420 | 0 | 2069
2421 | 0 | 2067
2422 | 0 | 2066
2423 | 0 | 2065
2424 | 0 | 2064
2425 | 0 | 2059
2426 | 0 | 2059
2427 | 0 | 2059
2428 | 0 | 2057
2429 | 0 | 2056
2430 | 0 | 2056
2431 | 0 | 2053
2432 | 0 | 2046
2433 | 0 | 2043
2434 | 0 | 2043
2435 | 0 | 2043
2436 | 0 | 2043
2437 | 0 | 2040
2438 | 0 | 2040
2439 | 0 | 2038
2440 | 0 | 2037
2441 | 0 | 2037
2442 | 0 | 2036
2443 | 0 | 2036
2444 | 0 | 2035
2445 | 0 | 2034
2446 | 0 | 2033
2447 | 0 | 2031
2448 | 0 | 2031
2449 | 0 | 2028
2450 | 0 | 2028
2451 | 0 | 2028
2452 | 0 | 2026
2453 | 0 | 2026
2454 | 0 | 2026
2455 | 0 | 2026
2456 | 0 | 2024
2457 | 0 | 2023
2458 | 0 | 2023
2459 | 0 | 2023
2460 | 0 | 2022
2461 | 0 | 2021
2462 | 0 | 2021
2463 | 0 | 2019
2464 | 0 | 2018
2465 | 0 | 2016
2466 | 0 | 2010
2467 | 0 | 2008
2468 | 0 | 2008
2469 | 0 | 2008
2470 | 0 | 2008
2471 | 0 | 2008
2472 | 0 | 2007
2473 | 0 | 2006
2474 | 0 | 2006
2475 | 0 | 2004
2476 | 0 | 2002
2477 | 0 | 2002
2478 | 0 | 2002
2479 | 0 | 1998
2480 | 0 | 1996
2481 | 0 | 1996
2482 | 0 | 1995
2483 | 0 | 1993
2484 | 0 | 1990
2485 | 0 | 1990
2486 | 0 | 1988
2487 | 0 | 1987
2488 | 0 | 1985
2489 | 0 | 1985
2490 | 0 | 1984
2491 | 0 | 1984
2492 | 0 | 1983
2493 | 0 | 1983
2494 | 0 | 1980
2495 | 0 | 1980
2496 | 0 | 1980
2497 | 0 | 1978
2498 | 0 | 1978
2499 | 0 | 1978
2500 | 0 | 1975
2501 | 0 | 1972
2502 | 0 | 1971
2503 | 0 | 1971
2504 | 0 | 1971
2505 | 0 | 1970
2506 | 0 | 1970
2507 | 0 | 1967
2508 | 0 | 1967
2509 | 0 | 1967
2510 | 0 | 1967
2511 | 0 | 1965
2512 | 0 | 1965
2513 | 0 | 1963
2514 | 0 | 1961
2515 | 0 | 1959
2516 | 0 | 1959
2517 | 0 | 1956
2518 | 0 | 1956
2519 | 0 | 1956
2520 | 0 | 1955
2521 | 0 | 1954
2522 | 0 | 1950
2523 | 0 | 1948
2524 | 0 | 1947
2525 | 0 | 1947
2526 | 0 | 1946
2527 | 0 | 1945
2528 | 0 | 1944
2529 | 0 | 1944
2530 | 0 | 1944
2531 | 0 | 1944
2532 | 0 | 1943
2533 | 0 | 1943
2534 | 0 | 1940
2535 | 0 | 1939
2536 | 0 | 1937
2537 | 0 | 1936
2538 | 0 | 1936
2539 | 0 | 1933
2540 | 0 | 1933
2541 | 0 | 1931
2542 | 0 | 1930
2543 | 0 | 1930
2544 | 0 | 1928
2545 | 0 | 1925
2546 | 0 | 1922
2547 | 0 | 1922
2548 | 0 | 1921
2549 | 0 | 1920
2550 | 0 | 1918
2551 | 0 | 1917
2552 | 0 | 1916
2553 | 0 | 1915
2554 | 0 | 1915
2555 | 0 | 1914
2556 | 0 | 1913
2557 | 0 | 1912
2558 | 0 | 1909
2559 | 0 | 1909
2560 | 0 | 1909
2561 | 0 | 1908
2562 | 0 | 1908
2563 | 0 | 1908
2564 | 0 | 1906
2565 | 0 | 1905
2566 | 0 | 1905
2567 | 0 | 1905
2568 | 0 | 1904
2569 | 0 | 1904
2570 | 0 | 1902
2571 | 0 | 1901
2572 | 0 | 1901
2573 | 0 | 1901
2574 | 0 | 1901
2575 | 0 | 1899
2576 | 0 | 1899
2577 | 0 | 1897
2578 | 0 | 1894
2579 | 0 | 1894
2580 | 0 | 1894
2581 | 0 | 1891
2582 | 0 | 1891
2583 | 0 | 1890
2584 | 0 | 1889
2585 | 0 | 1887
2586 | 0 | 1887
2587 | 0 | 1886
2588 | 0 | 1886
2589 | 0 | 1885
2590 | 0 | 1884
2591 | 0 | 1884
2592 | 0 | 1884
2593 | 0 | 1881
2594 | 0 | 1880
2595 | 0 | 1879
2596 | 0 | 1877
2597 | 0 | 1877
2598 | 0 | 1876
2599 | 0 | 1875
2600 | 0 | 1874
2601 | 0 | 1872
2602 | 0 | 1871
2603 | 0 | 1871
2604 | 0 | 1871
2605 | 0 | 1870
2606 | 0 | 1870
2607 | 0 | 1869
2608 | 0 | 1869
2609 | 0 | 1868
2610 | 0 | 1867
2611 | 0 | 1866
2612 | 0 | 1866
2613 | 0 | 1865
2614 | 0 | 1865
2615 | 0 | 1864
2616 | 0 | 1863
2617 | 0 | 1860
2618 | 0 | 1860
2619 | 0 | 1860
2620 | 0 | 1858
2621 | 0 | 1858
2622 | 0 | 1856
2623 | 0 | 1856
2624 | 0 | 1856
2625 | 0 | 1855
2626 | 0 | 1854
2627 | 0 | 1854
2628 | 0 | 1854
2629 | 0 | 1853
2630 | 0 | 1852
2631 | 0 | 1852
2632 | 0 | 1850
2633 | 0 | 1850
2634 | 0 | 1850
2635 | 0 | 1849
2636 | 0 | 1849
2637 | 0 | 1848
2638 | 0 | 1848
2639 | 0 | 1845
2640 | 0 | 1844
2641 | 0 | 1844
2642 | 0 | 1843
2643 | 0 | 1842
2644 | 0 | 1841
2645 | 0 | 1840
2646 | 0 | 1837
2647 | 0 | 1836
2648 | 0 | 1835
2649 | 0 | 1835
2650 | 0 | 1835
2651 | 0 | 1834
2652 | 0 | 1834
2653 | 0 | 1833
2654 | 0 | 1833
2655 | 0 | 1830
2656 | 0 | 1830
2657 | 0 | 1830
2658 | 0 | 1829
2659 | 0 | 1827
2660 | 0 | 1827
2661 | 0 | 1827
2662 | 0 | 1826
2663 | 0 | 1826
2664 | 0 | 1825
2665 | 0 | 1825
2666 | 0 | 1823
2667 | 0 | 1823
2668 | 0 | 1822
2669 | 0 | 1821
2670 | 0 | 1821
2671 | 0 | 1821
2672 | 0 | 1820
2673 | 0 | 1820
2674 | 0 | 1819
2675 | 0 | 1817
2676 | 0 | 1816
2677 | 0 | 1815
2678 | 0 | 1815
2679 | 0 | 1814
2680 | 0 | 1814
2681 | 0 | 1812
2682 | 0 | 1809
2683 | 0 | 1809
2684 | 0 | 1807
2685 | 0 | 1807
2686 | 0 | 1807
2687 | 0 | 1805
2688 | 0 | 1803
2689 | 0 | 1801
2690 | 0 | 1801
2691 | 0 | 1800
2692 | 0 | 1799
2693 | 0 | 1799
2694 | 0 | 1799
2695 | 0 | 1798
2696 | 0 | 1796
2697 | 0 | 1796
2698 | 0 | 1796
2699 | 0 | 1794
2700 | 0 | 1793
2701 | 0 | 1791
2702 | 0 | 1791
2703 | 0 | 1790
2704 | 0 | 1790
2705 | 0 | 1789
2706 | 0 | 1789
2707 | 0 | 1789
2708 | 0 | 1788
2709 | 0 | 1786
2710 | 0 | 1786
2711 | 0 | 1786
2712 | 0 | 1783
2713 | 0 | 1783
2714 | 0 | 1783
2715 | 0 | 1781
2716 | 0 | 1780
2717 | 0 | 1780
2718 | 0 | 1780
2719 | 0 | 1779
2720 | 0 | 1778
2721 | 0 | 1778
2722 | 0 | 1777
2723 | 0 | 1777
2724 | 0 | 1775
2725 | 0 | 1773
2726 | 0 | 1773
2727 | 0 | 1772
2728 | 0 | 1772
2729 | 0 | 1771
2730 | 0 | 1771
2731 | 0 | 1770
2732 | 0 | 1769
2733 | 0 | 1769
2734 | 0 | 1769
2735 | 0 | 1767
2736 | 0 | 1767
2737 | 0 | 1767
2738 | 0 | 1765
2739 | 0 | 1764
2740 | 0 | 1764
2741 | 0 | 1764
2742 | 0 | 1763
2743 | 0 | 1763
2744 | 0 | 1762
2745 | 0 | 1762
2746 | 0 | 1762
2747 | 0 | 1760
2748 | 0 | 1760
2749 | 0 | 1758
2750 | 0 | 1758
2751 | 0 | 1756
2752 | 0 | 1756
2753 | 0 | 1755
2754 | 0 | 1755
2755 | 0 | 1754
2756 | 0 | 1753
2757 | 0 | 1752
2758 | 0 | 1751
2759 | 0 | 1751
2760 | 0 | 1751
2761 | 0 | 1751
2762 | 0 | 1750
2763 | 0 | 1750
2764 | 0 | 1749
2765 | 0 | 1749
2766 | 0 | 1748
2767 | 0 | 1747
2768 | 0 | 1746
2769 | 0 | 1745
2770 | 0 | 1745
2771 | 0 | 1743
2772 | 0 | 1743
2773 | 0 | 1742
2774 | 0 | 1741
2775 | 0 | 1740
2776 | 0 | 1740
2777 | 0 | 1738
2778 | 0 | 1737
2779 | 0 | 1735
2780 | 0 | 1734
2781 | 0 | 1731
2782 | 0 | 1730
2783 | 0 | 1730
2784 | 0 | 1730
2785 | 0 | 1730
2786 | 0 | 1729
2787 | 0 | 1728
2788 | 0 | 1727
2789 | 0 | 1726
2790 | 0 | 1726
2791 | 0 | 1725
2792 | 0 | 1724
2793 | 0 | 1723
2794 | 0 | 1723
2795 | 0 | 1722
2796 | 0 | 1722
2797 | 0 | 1722
2798 | 0 | 1720
2799 | 0 | 1720
2800 | 0 | 1720
2801 | 0 | 1720
2802 | 0 | 1717
2803 | 0 | 1716
2804 | 0 | 1716
2805 | 0 | 1716
2806 | 0 | 1715
2807 | 0 | 1714
2808 | 0 | 1713
2809 | 0 | 1713
2810 | 0 | 1712
2811 | 0 | 1712
2812 | 0 | 1711
2813 | 0 | 1710
2814 | 0 | 1710
2815 | 0 | 1709
2816 | 0 | 1709
2817 | 0 | 1709
2818 | 0 | 1709
2819 | 0 | 1709
2820 | 0 | 1708
2821 | 0 | 1707
2822 | 0 | 1706
2823 | 0 | 1704
2824 | 0 | 1701
2825 | 0 | 1700
2826 | 0 | 1700
2827 | 0 | 1699
2828 | 0 | 1699
2829 | 0 | 1698
2830 | 0 | 1698
2831 | 0 | 1697
2832 | 0 | 1697
2833 | 0 | 1697
2834 | 0 | 1696
2835 | 0 | 1695
2836 | 0 | 1695
2837 | 0 | 1695
2838 | 0 | 1695
2839 | 0 | 1693
2840 | 0 | 1690
2841 | 0 | 1690
2842 | 0 | 1690
2843 | 0 | 1690
2844 | 0 | 1690
2845 | 0 | 1689
2846 | 0 | 1689
2847 | 0 | 1688
2848 | 0 | 1687
2849 | 0 | 1686
2850 | 0 | 1683
2851 | 0 | 1681
2852 | 0 | 1679
2853 | 0 | 1679
2854 | 0 | 1677
2855 | 0 | 1677
2856 | 0 | 1677
2857 | 0 | 1676
2858 | 0 | 1676
2859 | 0 | 1675
2860 | 0 | 1674
2861 | 0 | 1674
2862 | 0 | 1673
2863 | 0 | 1673
2864 | 0 | 1672
2865 | 0 | 1671
2866 | 0 | 1671
2867 | 0 | 1670
2868 | 0 | 1670
2869 | 0 | 1669
2870 | 0 | 1669
2871 | 0 | 1669
2872 | 0 | 1668
2873 | 0 | 1667
2874 | 0 | 1667
2875 | 0 | 1667
2876 | 0 | 1664
2877 | 0 | 1664
2878 | 0 | 1663
2879 | 0 | 1662
2880 | 0 | 1662
2881 | 0 | 1661
2882 | 0 | 1661
2883 | 0 | 1659
2884 | 0 | 1659
2885 | 0 | 1657
2886 | 0 | 1657
2887 | 0 | 1655
2888 | 0 | 1654
2889 | 0 | 1654
2890 | 0 | 1653
2891 | 0 | 1653
2892 | 0 | 1651
2893 | 0 | 1650
2894 | 0 | 1649
2895 | 0 | 1648
2896 | 0 | 1647
2897 | 0 | 1645
2898 | 0 | 1644
2899 | 0 | 1644
2900 | 0 | 1644
2901 | 0 | 1643
2902 | 0 | 1643
2903 | 0 | 1643
2904 | 0 | 1643
2905 | 0 | 1642
2906 | 0 | 1642
2907 | 0 | 1642
2908 | 0 | 1641
2909 | 0 | 1641
2910 | 0 | 1639
2911 | 0 | 1638
2912 | 0 | 1638
2913 | 0 | 1638
2914 | 0 | 1637
2915 | 0 | 1637
2916 | 0 | 1634
2917 | 0 | 1634
2918 | 0 | 1632
2919 | 0 | 1632
2920 | 0 | 1631
2921 | 0 | 1631
2922 | 0 | 1629
2923 | 0 | 1629
2924 | 0 | 1628
2925 | 0 | 1628
2926 | 0 | 1627
2927 | 0 | 1627
2928 | 0 | 1626
2929 | 0 | 1624
2930 | 0 | 1621
2931 | 0 | 1616
2932 | 0 | 1615
2933 | 0 | 1615
2934 | 0 | 1615
2935 | 0 | 1614
2936 | 0 | 1614
2937 | 0 | 1612
2938 | 0 | 1609
2939 | 0 | 1609
2940 | 0 | 1609
2941 | 0 | 1608
2942 | 0 | 1607
2943 | 0 | 1606
2944 | 0 | 1605
2945 | 0 | 1604
2946 | 0 | 1601
2947 | 0 | 1600
2948 | 0 | 1600
2949 | 0 | 1599
2950 | 0 | 1599
2951 | 0 | 1598
2952 | 0 | 1597
2953 | 0 | 1597
2954 | 0 | 1597
2955 | 0 | 1596
2956 | 0 | 1595
2957 | 0 | 1595
2958 | 0 | 1595
2959 | 0 | 1594
2960 | 0 | 1594
2961 | 0 | 1592
2962 | 0 | 1592
2963 | 0 | 1588
2964 | 0 | 1588
2965 | 0 | 1586
2966 | 0 | 1585
2967 | 0 | 1584
2968 | 0 | 1582
2969 | 0 | 1581
2970 | 0 | 1580
2971 | 0 | 1579
2972 | 0 | 1577
2973 | 0 | 1576
2974 | 0 | 1575
2975 | 0 | 1574
2976 | 0 | 1573
2977 | 0 | 1573
2978 | 0 | 1573
2979 | 0 | 1572
2980 | 0 | 1571
2981 | 0 | 1571
2982 | 0 | 1569
2983 | 0 | 1569
2984 | 0 | 1569
2985 | 0 | 1568
2986 | 0 | 1568
2987 | 0 | 1566
2988 | 0 | 1566
2989 | 0 | 1566
2990 | 0 | 1565
2991 | 0 | 1560
2992 | 0 | 1559
2993 | 0 | 1556
2994 | 0 | 1556
2995 | 0 | 1555
2996 | 0 | 1555
2997 | 0 | 1554
2998 | 0 | 1553
2999 | 0 | 1550
3000 | 0 | 1550
3001 | 0 | 1550
3002 | 0 | 1550
3003 | 0 | 1549
3004 | 0 | 1549
3005 | 0 | 1548
3006 | 0 | 1547
3007 | 0 | 1545
3008 | 0 | 1545
3009 | 0 | 1543
3010 | 0 | 1543
3011 | 0 | 1540
3012 | 0 | 1540
3013 | 0 | 1537
3014 | 0 | 1537
3015 | 0 | 1534
3016 | 0 | 1533
3017 | 0 | 1533
3018 | 0 | 1532
3019 | 0 | 1531
3020 | 0 | 1530
3021 | 0 | 1528
3022 | 0 | 1527
3023 | 0 | 1525
3024 | 0 | 1525
3025 | 0 | 1524
3026 | 0 | 1524
3027 | 0 | 1523
3028 | 0 | 1521
3029 | 0 | 1521
3030 | 0 | 1521
3031 | 0 | 1521
3032 | 0 | 1520
3033 | 0 | 1519
3034 | 0 | 1518
3035 | 0 | 1517
3036 | 0 | 1516
3037 | 0 | 1516
3038 | 0 | 1515
3039 | 0 | 1515
3040 | 0 | 1514
3041 | 0 | 1511
3042 | 0 | 1510
3043 | 0 | 1510
3044 | 0 | 1510
3045 | 0 | 1508
3046 | 0 | 1508
3047 | 0 | 1507
3048 | 0 | 1507
3049 | 0 | 1507
3050 | 0 | 1506
3051 | 0 | 1504
3052 | 0 | 1504
3053 | 0 | 1504
3054 | 0 | 1502
3055 | 0 | 1501
3056 | 0 | 1499
3057 | 0 | 1496
3058 | 0 | 1496
3059 | 0 | 1496
3060 | 0 | 1495
3061 | 0 | 1495
3062 | 0 | 1495
3063 | 0 | 1494
3064 | 0 | 1493
3065 | 0 | 1493
3066 | 0 | 1493
3067 | 0 | 1492
3068 | 0 | 1491
3069 | 0 | 1491
3070 | 0 | 1491
3071 | 0 | 1490
3072 | 0 | 1490
3073 | 0 | 1489
3074 | 0 | 1489
3075 | 0 | 1488
3076 | 0 | 1488
3077 | 0 | 1487
3078 | 0 | 1487
3079 | 0 | 1487
3080 | 0 | 1486
3081 | 0 | 1485
3082 | 0 | 1485
3083 | 0 | 1484
3084 | 0 | 1483
3085 | 0 | 1483
3086 | 0 | 1483
3087 | 0 | 1481
3088 | 0 | 1479
3089 | 0 | 1479
3090 | 0 | 1477
3091 | 0 | 1477
3092 | 0 | 1476
3093 | 0 | 1475
3094 | 0 | 1474
3095 | 0 | 1474
3096 | 0 | 1474
3097 | 0 | 1472
3098 | 0 | 1468
3099 | 0 | 1466
3100 | 0 | 1466
3101 | 0 | 1465
3102 | 0 | 1463
3103 | 0 | 1463
3104 | 0 | 1463
3105 | 0 | 1461
3106 | 0 | 1460
3107 | 0 | 1459
3108 | 0 | 1458
3109 | 0 | 1458
3110 | 0 | 1458
3111 | 0 | 1458
3112 | 0 | 1456
3113 | 0 | 1450
3114 | 0 | 1449
3115 | 0 | 1448
3116 | 0 | 1448
3117 | 0 | 1447
3118 | 0 | 1446
3119 | 0 | 1446
3120 | 0 | 1444
3121 | 0 | 1443
3122 | 0 | 1443
3123 | 0 | 1443
3124 | 0 | 1442
3125 | 0 | 1442
3126 | 0 | 1441
3127 | 0 | 1441
3128 | 0 | 1441
3129 | 0 | 1441
3130 | 0 | 1440
3131 | 0 | 1438
3132 | 0 | 1436
3133 | 0 | 1434
3134 | 0 | 1433
3135 | 0 | 1431
3136 | 0 | 1431
3137 | 0 | 1428
3138 | 0 | 1428
3139 | 0 | 1426
3140 | 0 | 1426
3141 | 0 | 1425
3142 | 0 | 1425
3143 | 0 | 1423
3144 | 0 | 1422
3145 | 0 | 1421
3146 | 0 | 1421
3147 | 0 | 1419
3148 | 0 | 1418
3149 | 0 | 1417
3150 | 0 | 1416
3151 | 0 | 1415
3152 | 0 | 1414
3153 | 0 | 1408
3154 | 0 | 1408
3155 | 0 | 1407
3156 | 0 | 1406
3157 | 0 | 1406
3158 | 0 | 1405
3159 | 0 | 1402
3160 | 0 | 1402
3161 | 0 | 1401
3162 | 0 | 1400
3163 | 0 | 1399
3164 | 0 | 1399
3165 | 0 | 1398
3166 | 0 | 1398
3167 | 0 | 1398
3168 | 0 | 1397
3169 | 0 | 1397
3170 | 0 | 1395
3171 | 0 | 1395
3172 | 0 | 1395
3173 | 0 | 1393
3174 | 0 | 1392
3175 | 0 | 1392
3176 | 0 | 1392
3177 | 0 | 1389
3178 | 0 | 1389
3179 | 0 | 1386
3180 | 0 | 1386
3181 | 0 | 1386
3182 | 0 | 1386
3183 | 0 | 1385
3184 | 0 | 1380
3185 | 0 | 1380
3186 | 0 | 1378
3187 | 0 | 1378
3188 | 0 | 1377
3189 | 0 | 1377
3190 | 0 | 1376
3191 | 0 | 1376
3192 | 0 | 1375
3193 | 0 | 1374
3194 | 0 | 1373
3195 | 0 | 1373
3196 | 0 | 1373
3197 | 0 | 1372
3198 | 0 | 1371
3199 | 0 | 1371
3200 | 0 | 1369
3201 | 0 | 1368
3202 | 0 | 1365
3203 | 0 | 1364
3204 | 0 | 1361
3205 | 0 | 1360
3206 | 0 | 1359
3207 | 0 | 1359
3208 | 0 | 1358
3209 | 0 | 1356
3210 | 0 | 1356
3211 | 0 | 1356
3212 | 0 | 1356
3213 | 0 | 1354
3214 | 0 | 1353
3215 | 0 | 1351
3216 | 0 | 1349
3217 | 0 | 1349
3218 | 0 | 1348
3219 | 0 | 1346
3220 | 0 | 1345
3221 | 0 | 1345
3222 | 0 | 1343
3223 | 0 | 1343
3224 | 0 | 1342
3225 | 0 | 1342
3226 | 0 | 1341
3227 | 0 | 1339
3228 | 0 | 1337
3229 | 0 | 1337
3230 | 0 | 1336
3231 | 0 | 1336
3232 | 0 | 1334
3233 | 0 | 1333
3234 | 0 | 1333
3235 | 0 | 1332
3236 | 0 | 1332
3237 | 0 | 1330
3238 | 0 | 1329
3239 | 0 | 1329
3240 | 0 | 1327
3241 | 0 | 1326
3242 | 0 | 1326
3243 | 0 | 1326
3244 | 0 | 1324
3245 | 0 | 1324
3246 | 0 | 1324
3247 | 0 | 1323
3248 | 0 | 1321
3249 | 0 | 1320
3250 | 0 | 1317
3251 | 0 | 1317
3252 | 0 | 1316
3253 | 0 | 1316
3254 | 0 | 1316
3255 | 0 | 1316
3256 | 0 | 1315
3257 | 0 | 1315
3258 | 0 | 1315
3259 | 0 | 1314
3260 | 0 | 1313
3261 | 0 | 1313
3262 | 0 | 1313
3263 | 0 | 1313
3264 | 0 | 1313
3265 | 0 | 1312
3266 | 0 | 1310
3267 | 0 | 1310
3268 | 0 | 1308
3269 | 0 | 1305
3270 | 0 | 1303
3271 | 0 | 1303
3272 | 0 | 1300
3273 | 0 | 1300
3274 | 0 | 1299
3275 | 0 | 1299
3276 | 0 | 1299
3277 | 0 | 1298
3278 | 0 | 1298
3279 | 0 | 1297
3280 | 0 | 1297
3281 | 0 | 1297
3282 | 0 | 1296
3283 | 0 | 1296
3284 | 0 | 1296
3285 | 0 | 1292
3286 | 0 | 1292
3287 | 0 | 1292
3288 | 0 | 1291
3289 | 0 | 1291
3290 | 0 | 1290
3291 | 0 | 1289
3292 | 0 | 1288
3293 | 0 | 1288
3294 | 0 | 1288
3295 | 0 | 1288
3296 | 0 | 1287
3297 | 0 | 1287
3298 | 0 | 1287
3299 | 0 | 1285
3300 | 0 | 1285
3301 | 0 | 1284
3302 | 0 | 1283
3303 | 0 | 1282
3304 | 0 | 1282
3305 | 0 | 1282
3306 | 0 | 1280
3307 | 0 | 1280
3308 | 0 | 1280
3309 | 0 | 1280
3310 | 0 | 1279
3311 | 0 | 1276
3312 | 0 | 1275
3313 | 0 | 1274
3314 | 0 | 1273
3315 | 0 | 1272
3316 | 0 | 1271
3317 | 0 | 1271
3318 | 0 | 1270
3319 | 0 | 1270
3320 | 0 | 1270
3321 | 0 | 1269
3322 | 0 | 1267
3323 | 0 | 1266
3324 | 0 | 1266
3325 | 0 | 1266
3326 | 0 | 1265
3327 | 0 | 1265
3328 | 0 | 1264
3329 | 0 | 1264
3330 | 0 | 1261
3331 | 0 | 1260
3332 | 0 | 1259
3333 | 0 | 1259
3334 | 0 | 1259
3335 | 0 | 1258
3336 | 0 | 1258
3337 | 0 | 1256
3338 | 0 | 1256
3339 | 0 | 1256
3340 | 0 | 1254
3341 | 0 | 1253
3342 | 0 | 1252
3343 | 0 | 1252
3344 | 0 | 1251
3345 | 0 | 1251
3346 | 0 | 1250
3347 | 0 | 1250
3348 | 0 | 1250
3349 | 0 | 1249
3350 | 0 | 1249
3351 | 0 | 1249
3352 | 0 | 1249
3353 | 0 | 1248
3354 | 0 | 1248
3355 | 0 | 1248
3356 | 0 | 1247
3357 | 0 | 1246
3358 | 0 | 1246
3359 | 0 | 1245
3360 | 0 | 1245
3361 | 0 | 1245
3362 | 0 | 1240
3363 | 0 | 1239
3364 | 0 | 1239
3365 | 0 | 1239
3366 | 0 | 1238
3367 | 0 | 1238
3368 | 0 | 1237
3369 | 0 | 1237
3370 | 0 | 1236
3371 | 0 | 1233
3372 | 0 | 1233
3373 | 0 | 1233
3374 | 0 | 1232
3375 | 0 | 1230
3376 | 0 | 1229
3377 | 0 | 1229
3378 | 0 | 1228
3379 | 0 | 1228
3380 | 0 | 1228
3381 | 0 | 1227
3382 | 0 | 1226
3383 | 0 | 1226
3384 | 0 | 1224
3385 | 0 | 1222
3386 | 0 | 1222
3387 | 0 | 1222
3388 | 0 | 1222
3389 | 0 | 1221
3390 | 0 | 1221
3391 | 0 | 1221
3392 | 0 | 1220
3393 | 0 | 1220
3394 | 0 | 1220
3395 | 0 | 1218
3396 | 0 | 1218
3397 | 0 | 1217
3398 | 0 | 1216
3399 | 0 | 1214
3400 | 0 | 1213
3401 | 0 | 1212
3402 | 0 | 1211
3403 | 0 | 1209
3404 | 0 | 1209
3405 | 0 | 1207
3406 | 0 | 1206
3407 | 0 | 1206
3408 | 0 | 1205
3409 | 0 | 1205
3410 | 0 | 1205
3411 | 0 | 1204
3412 | 0 | 1204
3413 | 0 | 1204
3414 | 0 | 1203
3415 | 0 | 1202
3416 | 0 | 1202
3417 | 0 | 1201
3418 | 0 | 1196
3419 | 0 | 1195
3420 | 0 | 1195
3421 | 0 | 1193
3422 | 0 | 1193
3423 | 0 | 1192
3424 | 0 | 1191
3425 | 0 | 1189
3426 | 0 | 1188
3427 | 0 | 1188
3428 | 0 | 1186
3429 | 0 | 1185
3430 | 0 | 1184
3431 | 0 | 1183
3432 | 0 | 1182
3433 | 0 | 1182
3434 | 0 | 1181
3435 | 0 | 1181
3436 | 0 | 1179
3437 | 0 | 1178
3438 | 0 | 1177
3439 | 0 | 1177
3440 | 0 | 1176
3441 | 0 | 1176
3442 | 0 | 1175
3443 | 0 | 1175
3444 | 0 | 1175
3445 | 0 | 1175
3446 | 0 | 1174
3447 | 0 | 1173
3448 | 0 | 1172
3449 | 0 | 1170
3450 | 0 | 1170
3451 | 0 | 1170
3452 | 0 | 1166
3453 | 0 | 1165
3454 | 0 | 1164
3455 | 0 | 1162
3456 | 0 | 1161
3457 | 0 | 1160
3458 | 0 | 1158
3459 | 0 | 1158
3460 | 0 | 1157
3461 | 0 | 1154
3462 | 0 | 1154
3463 | 0 | 1154
3464 | 0 | 1154
3465 | 0 | 1153
3466 | 0 | 1153
3467 | 0 | 1152
3468 | 0 | 1152
3469 | 0 | 1151
3470 | 0 | 1151
3471 | 0 | 1150
3472 | 0 | 1150
3473 | 0 | 1149
3474 | 0 | 1149
3475 | 0 | 1147
3476 | 0 | 1146
3477 | 0 | 1145
3478 | 0 | 1144
3479 | 0 | 1144
3480 | 0 | 1144
3481 | 0 | 1143
3482 | 0 | 1143
3483 | 0 | 1143
3484 | 0 | 1138
3485 | 0 | 1136
3486 | 0 | 1135
3487 | 0 | 1135
3488 | 0 | 1134
3489 | 0 | 1134
3490 | 0 | 1132
3491 | 0 | 1130
3492 | 0 | 1130
3493 | 0 | 1130
3494 | 0 | 1129
3495 | 0 | 1127
3496 | 0 | 1127
3497 | 0 | 1127
3498 | 0 | 1125
3499 | 0 | 1124
3500 | 0 | 1123
3501 | 0 | 1123
3502 | 0 | 1122
3503 | 0 | 1122
3504 | 0 | 1121
3505 | 0 | 1120
3506 | 0 | 1120
3507 | 0 | 1120
3508 | 0 | 1120
3509 | 0 | 1119
3510 | 0 | 1119
3511 | 0 | 1119
3512 | 0 | 1119
3513 | 0 | 1117
3514 | 0 | 1117
3515 | 0 | 1116
3516 | 0 | 1114
3517 | 0 | 1113
3518 | 0 | 1110
3519 | 0 | 1110
3520 | 0 | 1110
3521 | 0 | 1109
3522 | 0 | 1108
3523 | 0 | 1106
3524 | 0 | 1106
3525 | 0 | 1105
3526 | 0 | 1104
3527 | 0 | 1104
3528 | 0 | 1102
3529 | 0 | 1101
3530 | 0 | 1101
3531 | 0 | 1099
3532 | 0 | 1098
3533 | 0 | 1097
3534 | 0 | 1096
3535 | 0 | 1095
3536 | 0 | 1094
3537 | 0 | 1094
3538 | 0 | 1094
3539 | 0 | 1093
3540 | 0 | 1092
3541 | 0 | 1091
3542 | 0 | 1091
3543 | 0 | 1090
3544 | 0 | 1090
3545 | 0 | 1088
3546 | 0 | 1087
3547 | 0 | 1085
3548 | 0 | 1085
3549 | 0 | 1085
3550 | 0 | 1082
3551 | 0 | 1082
3552 | 0 | 1078
3553 | 0 | 1078
3554 | 0 | 1078
3555 | 0 | 1077
3556 | 0 | 1076
3557 | 0 | 1075
3558 | 0 | 1075
3559 | 0 | 1075
3560 | 0 | 1074
3561 | 0 | 1073
3562 | 0 | 1071
3563 | 0 | 1071
3564 | 0 | 1071
3565 | 0 | 1070
3566 | 0 | 1069
3567 | 0 | 1069
3568 | 0 | 1067
3569 | 0 | 1066
3570 | 0 | 1066
3571 | 0 | 1066
3572 | 0 | 1065
3573 | 0 | 1064
3574 | 0 | 1064
3575 | 0 | 1064
3576 | 0 | 1061
3577 | 0 | 1061
3578 | 0 | 1060
3579 | 0 | 1059
3580 | 0 | 1059
3581 | 0 | 1059
3582 | 0 | 1058
3583 | 0 | 1057
3584 | 0 | 1056
3585 | 0 | 1056
3586 | 0 | 1055
3587 | 0 | 1055
3588 | 0 | 1054
3589 | 0 | 1052
3590 | 0 | 1052
3591 | 0 | 1051
3592 | 0 | 1049
3593 | 0 | 1049
3594 | 0 | 1049
3595 | 0 | 1048
3596 | 0 | 1047
3597 | 0 | 1046
3598 | 0 | 1042
3599 | 0 | 1042
3600 | 0 | 1041
3601 | 0 | 1039
3602 | 0 | 1039
3603 | 0 | 1038
3604 | 0 | 1038
3605 | 0 | 1038
3606 | 0 | 1037
3607 | 0 | 1037
3608 | 0 | 1037
3609 | 0 | 1035
3610 | 0 | 1035
3611 | 0 | 1034
3612 | 0 | 1034
3613 | 0 | 1033
3614 | 0 | 1033
3615 | 0 | 1031
3616 | 0 | 1030
3617 | 0 | 1030
3618 | 0 | 1030
3619 | 0 | 1029
3620 | 0 | 1029
3621 | 0 | 1029
3622 | 0 | 1029
3623 | 0 | 1027
3624 | 0 | 1026
3625 | 0 | 1025
3626 | 0 | 1025
3627 | 0 | 1025
3628 | 0 | 1023
3629 | 0 | 1023
3630 | 0 | 1022
3631 | 0 | 1021
3632 | 0 | 1020
3633 | 0 | 1020
3634 | 0 | 1020
3635 | 0 | 1018
3636 | 0 | 1017
3637 | 0 | 1016
3638 | 0 | 1015
3639 | 0 | 1014
3640 | 0 | 1013
3641 | 0 | 1013
3642 | 0 | 1012
3643 | 0 | 1012
3644 | 0 | 1011
3645 | 0 | 1011
3646 | 0 | 1010
3647 | 0 | 1010
3648 | 0 | 1009
3649 | 0 | 1009
3650 | 0 | 1008
3651 | 0 | 1007
3652 | 0 | 1007
3653 | 0 | 1003
3654 | 0 | 1002
3655 | 0 | 1002
3656 | 0 | 1002
3657 | 0 | 1001
3658 | 0 | 1000
3659 | 0 | 997
3660 | 0 | 997
3661 | 0 | 997
3662 | 0 | 997
3663 | 0 | 996
3664 | 0 | 995
3665 | 0 | 994
3666 | 0 | 993
3667 | 0 | 993
3668 | 0 | 993
3669 | 0 | 992
3670 | 0 | 992
3671 | 0 | 992
3672 | 0 | 991
3673 | 0 | 991
3674 | 0 | 990
3675 | 0 | 990
3676 | 0 | 989
3677 | 0 | 987
3678 | 0 | 986
3679 | 0 | 986
3680 | 0 | 986
3681 | 0 | 984
3682 | 0 | 983
3683 | 0 | 983
3684 | 0 | 982
3685 | 0 | 982
3686 | 0 | 981
3687 | 0 | 981
3688 | 0 | 980
3689 | 0 | 980
3690 | 0 | 978
3691 | 0 | 977
3692 | 0 | 977
3693 | 0 | 977
3694 | 0 | 977
3695 | 0 | 975
3696 | 0 | 973
3697 | 0 | 972
3698 | 0 | 972
3699 | 0 | 972
3700 | 0 | 971
3701 | 0 | 970
3702 | 0 | 970
3703 | 0 | 968
3704 | 0 | 965
3705 | 0 | 964
3706 | 0 | 962
3707 | 0 | 962
3708 | 0 | 962
3709 | 0 | 960
3710 | 0 | 960
3711 | 0 | 960
3712 | 0 | 959
3713 | 0 | 959
3714 | 0 | 958
3715 | 0 | 957
3716 | 0 | 957
3717 | 0 | 957
3718 | 0 | 956
3719 | 0 | 956
3720 | 0 | 955
3721 | 0 | 955
3722 | 0 | 954
3723 | 0 | 954
3724 | 0 | 954
3725 | 0 | 953
3726 | 0 | 952
3727 | 0 | 952
3728 | 0 | 952
3729 | 0 | 951
3730 | 0 | 950
3731 | 0 | 950
3732 | 0 | 950
3733 | 0 | 949
3734 | 0 | 948
3735 | 0 | 947
3736 | 0 | 947
3737 | 0 | 946
3738 | 0 | 946
3739 | 0 | 945
3740 | 0 | 944
3741 | 0 | 943
3742 | 0 | 943
3743 | 0 | 942
3744 | 0 | 942
3745 | 0 | 942
3746 | 0 | 941
3747 | 0 | 940
3748 | 0 | 939
3749 | 0 | 938
3750 | 0 | 937
3751 | 0 | 937
3752 | 0 | 937
3753 | 0 | 937
3754 | 0 | 936
3755 | 0 | 936
3756 | 0 | 936
3757 | 0 | 936
3758 | 0 | 934
3759 | 0 | 934
3760 | 0 | 933
3761 | 0 | 933
3762 | 0 | 932
3763 | 0 | 931
3764 | 0 | 931
3765 | 0 | 930
3766 | 0 | 930
3767 | 0 | 930
3768 | 0 | 929
3769 | 0 | 929
3770 | 0 | 928
3771 | 0 | 927
3772 | 0 | 927
3773 | 0 | 927
3774 | 0 | 927
3775 | 0 | 927
3776 | 0 | 926
3777 | 0 | 924
3778 | 0 | 921
3779 | 0 | 920
3780 | 0 | 920
3781 | 0 | 919
3782 | 0 | 919
3783 | 0 | 919
3784 | 0 | 919
3785 | 0 | 918
3786 | 0 | 918
3787 | 0 | 915
3788 | 0 | 915
3789 | 0 | 915
3790 | 0 | 915
3791 | 0 | 914
3792 | 0 | 914
3793 | 0 | 913
3794 | 0 | 913
3795 | 0 | 913
3796 | 0 | 912
3797 | 0 | 912
3798 | 0 | 912
3799 | 0 | 911
3800 | 0 | 910
3801 | 0 | 910
3802 | 0 | 908
3803 | 0 | 908
3804 | 0 | 908
3805 | 0 | 908
3806 | 0 | 907
3807 | 0 | 906
3808 | 0 | 906
3809 | 0 | 906
3810 | 0 | 905
3811 | 0 | 905
3812 | 0 | 905
3813 | 0 | 904
3814 | 0 | 902
3815 | 0 | 901
3816 | 0 | 901
3817 | 0 | 901
3818 | 0 | 898
3819 | 0 | 896
3820 | 0 | 896
3821 | 0 | 896
3822 | 0 | 896
3823 | 0 | 895
3824 | 0 | 894
3825 | 0 | 894
3826 | 0 | 893
3827 | 0 | 892
3828 | 0 | 891
3829 | 0 | 890
3830 | 0 | 888
3831 | 0 | 887
3832 | 0 | 887
3833 | 0 | 887
3834 | 0 | 886
3835 | 0 | 885
3836 | 0 | 885
3837 | 0 | 885
3838 | 0 | 883
3839 | 0 | 882
3840 | 0 | 882
3841 | 0 | 882
3842 | 0 | 882
3843 | 0 | 881
3844 | 0 | 881
3845 | 0 | 880
3846 | 0 | 880
3847 | 0 | 880
3848 | 0 | 880
3849 | 0 | 879
3850 | 0 | 878
3851 | 0 | 877
3852 | 0 | 876
3853 | 0 | 875
3854 | 0 | 873
3855 | 0 | 873
3856 | 0 | 872
3857 | 0 | 872
3858 | 0 | 871
3859 | 0 | 871
3860 | 0 | 870
3861 | 0 | 869
3862 | 0 | 867
3863 | 0 | 867
3864 | 0 | 866
3865 | 0 | 863
3866 | 0 | 863
3867 | 0 | 862
3868 | 0 | 860
3869 | 0 | 859
3870 | 0 | 859
3871 | 0 | 858
3872 | 0 | 858
3873 | 0 | 857
3874 | 0 | 855
3875 | 0 | 853
3876 | 0 | 853
3877 | 0 | 852
3878 | 0 | 851
3879 | 0 | 851
3880 | 0 | 851
3881 | 0 | 850
3882 | 0 | 849
3883 | 0 | 849
3884 | 0 | 848
3885 | 0 | 848
3886 | 0 | 848
3887 | 0 | 847
3888 | 0 | 847
3889 | 0 | 847
3890 | 0 | 846
3891 | 0 | 845
3892 | 0 | 845
3893 | 0 | 845
3894 | 0 | 845
3895 | 0 | 845
3896 | 0 | 844
3897 | 0 | 843
3898 | 0 | 843
3899 | 0 | 841
3900 | 0 | 841
3901 | 0 | 840
3902 | 0 | 838
3903 | 0 | 837
3904 | 0 | 837
3905 | 0 | 837
3906 | 0 | 836
3907 | 0 | 835
3908 | 0 | 834
3909 | 0 | 834
3910 | 0 | 834
3911 | 0 | 833
3912 | 0 | 833
3913 | 0 | 833
3914 | 0 | 831
3915 | 0 | 829
3916 | 0 | 829
3917 | 0 | 828
3918 | 0 | 828
3919 | 0 | 827
3920 | 0 | 827
3921 | 0 | 824
3922 | 0 | 824
3923 | 0 | 822
3924 | 0 | 822
3925 | 0 | 821
3926 | 0 | 820
3927 | 0 | 819
3928 | 0 | 819
3929 | 0 | 817
3930 | 0 | 817
3931 | 0 | 815
3932 | 0 | 815
3933 | 0 | 814
3934 | 0 | 813
3935 | 0 | 813
3936 | 0 | 812
3937 | 0 | 811
3938 | 0 | 810
3939 | 0 | 810
3940 | 0 | 809
3941 | 0 | 808
3942 | 0 | 808
3943 | 0 | 807
3944 | 0 | 806
3945 | 0 | 806
3946 | 0 | 806
3947 | 0 | 805
3948 | 0 | 805
3949 | 0 | 804
3950 | 0 | 803
3951 | 0 | 803
3952 | 0 | 803
3953 | 0 | 802
3954 | 0 | 801
3955 | 0 | 801
3956 | 0 | 801
3957 | 0 | 797
3958 | 0 | 797
3959 | 0 | 797
3960 | 0 | 797
3961 | 0 | 794
3962 | 0 | 794
3963 | 0 | 792
3964 | 0 | 792
3965 | 0 | 789
3966 | 0 | 789
3967 | 0 | 789
3968 | 0 | 788
3969 | 0 | 788
3970 | 0 | 788
3971 | 0 | 788
3972 | 0 | 787
3973 | 0 | 787
3974 | 0 | 786
3975 | 0 | 786
3976 | 0 | 785
3977 | 0 | 785
3978 | 0 | 784
3979 | 0 | 784
3980 | 0 | 779
3981 | 0 | 775
3982 | 0 | 773
3983 | 0 | 772
3984 | 0 | 771
3985 | 0 | 769
3986 | 0 | 769
3987 | 0 | 769
3988 | 0 | 769
3989 | 0 | 768
3990 | 0 | 766
3991 | 0 | 766
3992 | 0 | 765
3993 | 0 | 765
3994 | 0 | 763
3995 | 0 | 763
3996 | 0 | 762
3997 | 0 | 762
3998 | 0 | 762
3999 | 0 | 761
4000 | 0 | 760
4001 | 0 | 760
4002 | 0 | 759
4003 | 0 | 758
4004 | 0 | 758
4005 | 0 | 758
4006 | 0 | 758
4007 | 0 | 757
4008 | 0 | 757
4009 | 0 | 756
4010 | 0 | 756
4011 | 0 | 756
4012 | 0 | 756
4013 | 0 | 754
4014 | 0 | 754
4015 | 0 | 754
4016 | 0 | 751
4017 | 0 | 750
4018 | 0 | 749
4019 | 0 | 749
4020 | 0 | 748
4021 | 0 | 748
4022 | 0 | 747
4023 | 0 | 747
4024 | 0 | 746
4025 | 0 | 746
4026 | 0 | 745
4027 | 0 | 745
4028 | 0 | 744
4029 | 0 | 742
4030 | 0 | 742
4031 | 0 | 742
4032 | 0 | 741
4033 | 0 | 740
4034 | 0 | 740
4035 | 0 | 739
4036 | 0 | 739
4037 | 0 | 738
4038 | 0 | 738
4039 | 0 | 738
4040 | 0 | 738
4041 | 0 | 737
4042 | 0 | 737
4043 | 0 | 736
4044 | 0 | 736
4045 | 0 | 735
4046 | 0 | 734
4047 | 0 | 733
4048 | 0 | 731
4049 | 0 | 731
4050 | 0 | 730
4051 | 0 | 729
4052 | 0 | 728
4053 | 0 | 726
4054 | 0 | 726
4055 | 0 | 726
4056 | 0 | 725
4057 | 0 | 722
4058 | 0 | 720
4059 | 0 | 718
4060 | 0 | 718
4061 | 0 | 718
4062 | 0 | 717
4063 | 0 | 716
4064 | 0 | 714
4065 | 0 | 713
4066 | 0 | 713
4067 | 0 | 712
4068 | 0 | 711
4069 | 0 | 711
4070 | 0 | 710
4071 | 0 | 710
4072 | 0 | 709
4073 | 0 | 708
4074 | 0 | 706
4075 | 0 | 706
4076 | 0 | 703
4077 | 0 | 703
4078 | 0 | 703
4079 | 0 | 701
4080 | 0 | 700
4081 | 0 | 697
4082 | 0 | 696
4083 | 0 | 695
4084 | 0 | 695
4085 | 0 | 693
4086 | 0 | 693
4087 | 0 | 692
4088 | 0 | 692
4089 | 0 | 690
4090 | 0 | 689
4091 | 0 | 689
4092 | 0 | 687
4093 | 0 | 685
4094 | 0 | 685
4095 | 0 | 684
4096 | 0 | 682
4097 | 0 | 681
4098 | 0 | 681
4099 | 0 | 681
4100 | 0 | 680
4101 | 0 | 679
4102 | 0 | 675
4103 | 0 | 672
4104 | 0 | 671
4105 | 0 | 671
4106 | 0 | 671
4107 | 0 | 671
4108 | 0 | 670
4109 | 0 | 670
4110 | 0 | 670
4111 | 0 | 670
4112 | 0 | 670
4113 | 0 | 670
4114 | 0 | 668
4115 | 0 | 667
4116 | 0 | 665
4117 | 0 | 663
4118 | 0 | 662
4119 | 0 | 662
4120 | 0 | 662
4121 | 0 | 660
4122 | 0 | 659
4123 | 0 | 658
4124 | 0 | 658
4125 | 0 | 658
4126 | 0 | 658
4127 | 0 | 655
4128 | 0 | 655
4129 | 0 | 655
4130 | 0 | 652
4131 | 0 | 651
4132 | 0 | 650
4133 | 0 | 650
4134 | 0 | 649
4135 | 0 | 648
4136 | 0 | 648
4137 | 0 | 648
4138 | 0 | 648
4139 | 0 | 648
4140 | 0 | 647
4141 | 0 | 647
4142 | 0 | 646
4143 | 0 | 646
4144 | 0 | 641
4145 | 0 | 641
4146 | 0 | 641
4147 | 0 | 641
4148 | 0 | 641
4149 | 0 | 640
4150 | 0 | 639
4151 | 0 | 639
4152 | 0 | 639
4153 | 0 | 638
4154 | 0 | 637
4155 | 0 | 637
4156 | 0 | 635
4157 | 0 | 635
4158 | 0 | 634
4159 | 0 | 634
4160 | 0 | 633
4161 | 0 | 633
4162 | 0 | 633
4163 | 0 | 633
4164 | 0 | 632
4165 | 0 | 632
4166 | 0 | 632
4167 | 0 | 632
4168 | 0 | 632
4169 | 0 | 631
4170 | 0 | 629
4171 | 0 | 629
4172 | 0 | 627
4173 | 0 | 625
4174 | 0 | 624
4175 | 0 | 624
4176 | 0 | 622
4177 | 0 | 620
4178 | 0 | 619
4179 | 0 | 619
4180 | 0 | 619
4181 | 0 | 618
4182 | 0 | 617
4183 | 0 | 617
4184 | 0 | 616
4185 | 0 | 615
4186 | 0 | 615
4187 | 0 | 611
4188 | 0 | 610
4189 | 0 | 609
4190 | 0 | 608
4191 | 0 | 607
4192 | 0 | 607
4193 | 0 | 604
4194 | 0 | 603
4195 | 0 | 602
4196 | 0 | 602
4197 | 0 | 601
4198 | 0 | 600
4199 | 0 | 598
4200 | 0 | 597
4201 | 0 | 597
4202 | 0 | 597
4203 | 0 | 596
4204 | 0 | 596
4205 | 0 | 595
4206 | 0 | 595
4207 | 0 | 594
4208 | 0 | 594
4209 | 0 | 593
4210 | 0 | 592
4211 | 0 | 590
4212 | 0 | 589
4213 | 0 | 589
4214 | 0 | 588
4215 | 0 | 588
4216 | 0 | 588
4217 | 0 | 588
4218 | 0 | 587
4219 | 0 | 586
4220 | 0 | 586
4221 | 0 | 586
4222 | 0 | 586
4223 | 0 | 584
4224 | 0 | 584
4225 | 0 | 584
4226 | 0 | 583
4227 | 0 | 583
4228 | 0 | 583
4229 | 0 | 583
4230 | 0 | 582
4231 | 0 | 582
4232 | 0 | 581
4233 | 0 | 581
4234 | 0 | 581
4235 | 0 | 581
4236 | 0 | 580
4237 | 0 | 580
4238 | 0 | 579
4239 | 0 | 579
4240 | 0 | 579
4241 | 0 | 578
4242 | 0 | 577
4243 | 0 | 577
4244 | 0 | 576
4245 | 0 | 575
4246 | 0 | 574
4247 | 0 | 573
4248 | 0 | 573
4249 | 0 | 571
4250 | 0 | 570
4251 | 0 | 570
4252 | 0 | 569
4253 | 0 | 569
4254 | 0 | 568
4255 | 0 | 568
4256 | 0 | 567
4257 | 0 | 567
4258 | 0 | 567
4259 | 0 | 566
4260 | 0 | 564
4261 | 0 | 563
4262 | 0 | 563
4263 | 0 | 563
4264 | 0 | 562
4265 | 0 | 558
4266 | 0 | 558
4267 | 0 | 557
4268 | 0 | 557
4269 | 0 | 552
4270 | 0 | 551
4271 | 0 | 548
4272 | 0 | 547
4273 | 0 | 547
4274 | 0 | 545
4275 | 0 | 542
4276 | 0 | 541
4277 | 0 | 540
4278 | 0 | 539
4279 | 0 | 539
4280 | 0 | 539
4281 | 0 | 538
4282 | 0 | 537
4283 | 0 | 537
4284 | 0 | 536
4285 | 0 | 535
4286 | 0 | 535
4287 | 0 | 535
4288 | 0 | 535
4289 | 0 | 531
4290 | 0 | 530
4291 | 0 | 530
4292 | 0 | 528
4293 | 0 | 527
4294 | 0 | 526
4295 | 0 | 525
4296 | 0 | 524
4297 | 0 | 524
4298 | 0 | 524
4299 | 0 | 523
4300 | 0 | 521
4301 | 0 | 521
4302 | 0 | 520
4303 | 0 | 520
4304 | 0 | 520
4305 | 0 | 519
4306 | 0 | 519
4307 | 0 | 518
4308 | 0 | 518
4309 | 0 | 516
4310 | 0 | 516
4311 | 0 | 515
4312 | 0 | 514
4313 | 0 | 513
4314 | 0 | 512
4315 | 0 | 511
4316 | 0 | 511
4317 | 0 | 511
4318 | 0 | 510
4319 | 0 | 510
4320 | 0 | 510
4321 | 0 | 509
4322 | 0 | 508
4323 | 0 | 508
4324 | 0 | 507
4325 | 0 | 507
4326 | 0 | 507
4327 | 0 | 504
4328 | 0 | 503
4329 | 0 | 502
4330 | 0 | 502
4331 | 0 | 501
4332 | 0 | 500
4333 | 0 | 499
4334 | 0 | 498
4335 | 0 | 497
4336 | 0 | 497
4337 | 0 | 495
4338 | 0 | 495
4339 | 0 | 494
4340 | 0 | 493
4341 | 0 | 492
4342 | 0 | 492
4343 | 0 | 492
4344 | 0 | 491
4345 | 0 | 491
4346 | 0 | 490
4347 | 0 | 490
4348 | 0 | 489
4349 | 0 | 488
4350 | 0 | 487
4351 | 0 | 486
4352 | 0 | 486
4353 | 0 | 486
4354 | 0 | 484
4355 | 0 | 484
4356 | 0 | 482
4357 | 0 | 480
4358 | 0 | 477
4359 | 0 | 476
4360 | 0 | 475
4361 | 0 | 475
4362 | 0 | 474
4363 | 0 | 474
4364 | 0 | 473
4365 | 0 | 473
4366 | 0 | 473
4367 | 0 | 472
4368 | 0 | 470
4369 | 0 | 469
4370 | 0 | 468
4371 | 0 | 467
4372 | 0 | 466
4373 | 0 | 466
4374 | 0 | 464
4375 | 0 | 463
4376 | 0 | 463
4377 | 0 | 462
4378 | 0 | 462
4379 | 0 | 462
4380 | 0 | 462
4381 | 0 | 461
4382 | 0 | 461
4383 | 0 | 459
4384 | 0 | 459
4385 | 0 | 457
4386 | 0 | 455
4387 | 0 | 455
4388 | 0 | 453
4389 | 0 | 451
4390 | 0 | 451
4391 | 0 | 450
4392 | 0 | 450
4393 | 0 | 449
4394 | 0 | 449
4395 | 0 | 449
4396 | 0 | 448
4397 | 0 | 446
4398 | 0 | 446
4399 | 0 | 446
4400 | 0 | 444
4401 | 0 | 443
4402 | 0 | 442
4403 | 0 | 442
4404 | 0 | 442
4405 | 0 | 441
4406 | 0 | 440
4407 | 0 | 439
4408 | 0 | 439
4409 | 0 | 439
4410 | 0 | 438
4411 | 0 | 438
4412 | 0 | 438
4413 | 0 | 437
4414 | 0 | 436
4415 | 0 | 435
4416 | 0 | 435
4417 | 0 | 434
4418 | 0 | 434
4419 | 0 | 433
4420 | 0 | 432
4421 | 0 | 432
4422 | 0 | 432
4423 | 0 | 431
4424 | 0 | 431
4425 | 0 | 430
4426 | 0 | 430
4427 | 0 | 429
4428 | 0 | 429
4429 | 0 | 429
4430 | 0 | 427
4431 | 0 | 424
4432 | 0 | 424
4433 | 0 | 423
4434 | 0 | 422
4435 | 0 | 422
4436 | 0 | 421
4437 | 0 | 421
4438 | 0 | 420
4439 | 0 | 419
4440 | 0 | 418
4441 | 0 | 417
4442 | 0 | 415
4443 | 0 | 414
4444 | 0 | 413
4445 | 0 | 412
4446 | 0 | 412
4447 | 0 | 412
4448 | 0 | 411
4449 | 0 | 409
4450 | 0 | 409
4451 | 0 | 409
4452 | 0 | 406
4453 | 0 | 406
4454 | 0 | 405
4455 | 0 | 405
4456 | 0 | 403
4457 | 0 | 402
4458 | 0 | 401
4459 | 0 | 401
4460 | 0 | 400
4461 | 0 | 400
4462 | 0 | 400
4463 | 0 | 400
4464 | 0 | 399
4465 | 0 | 399
4466 | 0 | 399
4467 | 0 | 399
4468 | 0 | 398
4469 | 0 | 397
4470 | 0 | 397
4471 | 0 | 397
4472 | 0 | 397
4473 | 0 | 397
4474 | 0 | 397
4475 | 0 | 396
4476 | 0 | 393
4477 | 0 | 391
4478 | 0 | 391
4479 | 0 | 388
4480 | 0 | 388
4481 | 0 | 384
4482 | 0 | 383
4483 | 0 | 382
4484 | 0 | 382
4485 | 0 | 381
4486 | 0 | 380
4487 | 0 | 380
4488 | 0 | 378
4489 | 0 | 377
4490 | 0 | 375
4491 | 0 | 374
4492 | 0 | 370
4493 | 0 | 369
4494 | 0 | 369
4495 | 0 | 368
4496 | 0 | 368
4497 | 0 | 368
4498 | 0 | 366
4499 | 0 | 364
4500 | 0 | 363
4501 | 0 | 363
4502 | 0 | 362
4503 | 0 | 361
4504 | 0 | 360
4505 | 0 | 360
4506 | 0 | 359
4507 | 0 | 358
4508 | 0 | 358
4509 | 0 | 357
4510 | 0 | 356
4511 | 0 | 356
4512 | 0 | 355
4513 | 0 | 354
4514 | 0 | 352
4515 | 0 | 352
4516 | 0 | 349
4517 | 0 | 349
4518 | 0 | 347
4519 | 0 | 347
4520 | 0 | 347
4521 | 0 | 347
4522 | 0 | 346
4523 | 0 | 345
4524 | 0 | 342
4525 | 0 | 340
4526 | 0 | 340
4527 | 0 | 340
4528 | 0 | 340
4529 | 0 | 339
4530 | 0 | 339
4531 | 0 | 338
4532 | 0 | 338
4533 | 0 | 338
4534 | 0 | 338
4535 | 0 | 337
4536 | 0 | 336
4537 | 0 | 334
4538 | 0 | 333
4539 | 0 | 332
4540 | 0 | 331
4541 | 0 | 329
4542 | 0 | 329
4543 | 0 | 327
4544 | 0 | 325
4545 | 0 | 325
4546 | 0 | 325
4547 | 0 | 325
4548 | 0 | 324
4549 | 0 | 324
4550 | 0 | 324
4551 | 0 | 324
4552 | 0 | 324
4553 | 0 | 323
4554 | 0 | 323
4555 | 0 | 322
4556 | 0 | 322
4557 | 0 | 321
4558 | 0 | 321
4559 | 0 | 321
4560 | 0 | 321
4561 | 0 | 320
4562 | 0 | 320
4563 | 0 | 319
4564 | 0 | 319
4565 | 0 | 319
4566 | 0 | 317
4567 | 0 | 317
4568 | 0 | 317
4569 | 0 | 317
4570 | 0 | 317
4571 | 0 | 317
4572 | 0 | 316
4573 | 0 | 315
4574 | 0 | 315
4575 | 0 | 313
4576 | 0 | 312
4577 | 0 | 311
4578 | 0 | 311
4579 | 0 | 311
4580 | 0 | 310
4581 | 0 | 309
4582 | 0 | 309
4583 | 0 | 309
4584 | 0 | 309
4585 | 0 | 309
4586 | 0 | 308
4587 | 0 | 307
4588 | 0 | 306
4589 | 0 | 305
4590 | 0 | 304
4591 | 0 | 303
4592 | 0 | 302
4593 | 0 | 302
4594 | 0 | 300
4595 | 0 | 300
4596 | 0 | 299
4597 | 0 | 298
4598 | 0 | 297
4599 | 0 | 297
4600 | 0 | 296
4601 | 0 | 295
4602 | 0 | 294
4603 | 0 | 294
4604 | 0 | 294
4605 | 0 | 293
4606 | 0 | 287
4607 | 0 | 286
4608 | 0 | 284
4609 | 0 | 284
4610 | 0 | 284
4611 | 0 | 283
4612 | 0 | 281
4613 | 0 | 279
4614 | 0 | 278
4615 | 0 | 278
4616 | 0 | 278
4617 | 0 | 276
4618 | 0 | 276
4619 | 0 | 276
4620 | 0 | 275
4621 | 0 | 275
4622 | 0 | 274
4623 | 0 | 274
4624 | 0 | 272
4625 | 0 | 272
4626 | 0 | 269
4627 | 0 | 267
4628 | 0 | 266
4629 | 0 | 265
4630 | 0 | 265
4631 | 0 | 264
4632 | 0 | 264
4633 | 0 | 264
4634 | 0 | 263
4635 | 0 | 262
4636 | 0 | 261
4637 | 0 | 261
4638 | 0 | 261
4639 | 0 | 259
4640 | 0 | 259
4641 | 0 | 257
4642 | 0 | 255
4643 | 0 | 255
4644 | 0 | 254
4645 | 0 | 252
4646 | 0 | 252
4647 | 0 | 252
4648 | 0 | 252
4649 | 0 | 249
4650 | 0 | 248
4651 | 0 | 247
4652 | 0 | 247
4653 | 0 | 247
4654 | 0 | 246
4655 | 0 | 246
4656 | 0 | 245
4657 | 0 | 245
4658 | 0 | 243
4659 | 0 | 243
4660 | 0 | 243
4661 | 0 | 243
4662 | 0 | 241
4663 | 0 | 240
4664 | 0 | 238
4665 | 0 | 238
4666 | 0 | 238
4667 | 0 | 237
4668 | 0 | 237
4669 | 0 | 236
4670 | 0 | 235
4671 | 0 | 232
4672 | 0 | 231
4673 | 0 | 229
4674 | 0 | 229
4675 | 0 | 227
4676 | 0 | 227
4677 | 0 | 227
4678 | 0 | 227
4679 | 0 | 225
4680 | 0 | 225
4681 | 0 | 225
4682 | 0 | 225
4683 | 0 | 224
4684 | 0 | 222
4685 | 0 | 221
4686 | 0 | 221
4687 | 0 | 221
4688 | 0 | 220
4689 | 0 | 220
4690 | 0 | 218
4691 | 0 | 218
4692 | 0 | 216
4693 | 0 | 216
4694 | 0 | 214
4695 | 0 | 214
4696 | 0 | 213
4697 | 0 | 212
4698 | 0 | 212
4699 | 0 | 212
4700 | 0 | 211
4701 | 0 | 211
4702 | 0 | 210
4703 | 0 | 210
4704 | 0 | 209
4705 | 0 | 206
4706 | 0 | 205
4707 | 0 | 204
4708 | 0 | 204
4709 | 0 | 202
4710 | 0 | 202
4711 | 0 | 202
4712 | 0 | 201
4713 | 0 | 200
4714 | 0 | 199
4715 | 0 | 198
4716 | 0 | 198
4717 | 0 | 197
4718 | 0 | 196
4719 | 0 | 195
4720 | 0 | 194
4721 | 0 | 194
4722 | 0 | 193
4723 | 0 | 193
4724 | 0 | 192
4725 | 0 | 191
4726 | 0 | 190
4727 | 0 | 190
4728 | 0 | 190
4729 | 0 | 190
4730 | 0 | 190
4731 | 0 | 189
4732 | 0 | 188
4733 | 0 | 188
4734 | 0 | 185
4735 | 0 | 184
4736 | 0 | 184
4737 | 0 | 184
4738 | 0 | 184
4739 | 0 | 183
4740 | 0 | 182
4741 | 0 | 182
4742 | 0 | 182
4743 | 0 | 182
4744 | 0 | 182
4745 | 0 | 180
4746 | 0 | 179
4747 | 0 | 179
4748 | 0 | 179
4749 | 0 | 179
4750 | 0 | 177
4751 | 0 | 175
4752 | 0 | 172
4753 | 0 | 172
4754 | 0 | 172
4755 | 0 | 172
4756 | 0 | 171
4757 | 0 | 171
4758 | 0 | 171
4759 | 0 | 171
4760 | 0 | 170
4761 | 0 | 170
4762 | 0 | 170
4763 | 0 | 169
4764 | 0 | 169
4765 | 0 | 168
4766 | 0 | 167
4767 | 0 | 166
4768 | 0 | 166
4769 | 0 | 166
4770 | 0 | 165
4771 | 0 | 165
4772 | 0 | 164
4773 | 0 | 164
4774 | 0 | 164
4775 | 0 | 163
4776 | 0 | 163
4777 | 0 | 162
4778 | 0 | 160
4779 | 0 | 159
4780 | 0 | 159
4781 | 0 | 157
4782 | 0 | 156
4783 | 0 | 155
4784 | 0 | 154
4785 | 0 | 154
4786 | 0 | 154
4787 | 0 | 154
4788 | 0 | 153
4789 | 0 | 150
4790 | 0 | 149
4791 | 0 | 149
4792 | 0 | 148
4793 | 0 | 148
4794 | 0 | 146
4795 | 0 | 146
4796 | 0 | 145
4797 | 0 | 144
4798 | 0 | 144
4799 | 0 | 144
4800 | 0 | 144
4801 | 0 | 142
4802 | 0 | 142
4803 | 0 | 142
4804 | 0 | 141
4805 | 0 | 141
4806 | 0 | 141
4807 | 0 | 138
4808 | 0 | 137
4809 | 0 | 136
4810 | 0 | 135
4811 | 0 | 135
4812 | 0 | 135
4813 | 0 | 134
4814 | 0 | 134
4815 | 0 | 133
4816 | 0 | 133
4817 | 0 | 133
4818 | 0 | 133
4819 | 0 | 132
4820 | 0 | 131
4821 | 0 | 131
4822 | 0 | 129
4823 | 0 | 128
4824 | 0 | 128
4825 | 0 | 127
4826 | 0 | 126
4827 | 0 | 126
4828 | 0 | 125
4829 | 0 | 125
4830 | 0 | 124
4831 | 0 | 124
4832 | 0 | 123
4833 | 0 | 123
4834 | 0 | 122
4835 | 0 | 121
4836 | 0 | 121
4837 | 0 | 121
4838 | 0 | 120
4839 | 0 | 120
4840 | 0 | 118
4841 | 0 | 118
4842 | 0 | 117
4843 | 0 | 116
4844 | 0 | 116
4845 | 0 | 116
4846 | 0 | 114
4847 | 0 | 114
4848 | 0 | 114
4849 | 0 | 113
4850 | 0 | 111
4851 | 0 | 110
4852 | 0 | 108
4853 | 0 | 108
4854 | 0 | 108
4855 | 0 | 107
4856 | 0 | 107
4857 | 0 | 107
4858 | 0 | 107
4859 | 0 | 103
4860 | 0 | 102
4861 | 0 | 101
4862 | 0 | 99
4863 | 0 | 98
4864 | 0 | 98
4865 | 0 | 98
4866 | 0 | 97
4867 | 0 | 96
4868 | 0 | 96
4869 | 0 | 96
4870 | 0 | 96
4871 | 0 | 96
4872 | 0 | 94
4873 | 0 | 93
4874 | 0 | 92
4875 | 0 | 92
4876 | 0 | 92
4877 | 0 | 91
4878 | 0 | 91
4879 | 0 | 90
4880 | 0 | 90
4881 | 0 | 90
4882 | 0 | 89
4883 | 0 | 88
4884 | 0 | 86
4885 | 0 | 84
4886 | 0 | 83
4887 | 0 | 83
4888 | 0 | 83
4889 | 0 | 82
4890 | 0 | 82
4891 | 0 | 81
4892 | 0 | 81
4893 | 0 | 81
4894 | 0 | 81
4895 | 0 | 80
4896 | 0 | 79
4897 | 0 | 79
4898 | 0 | 78
4899 | 0 | 75
4900 | 0 | 74
4901 | 0 | 74
4902 | 0 | 74
4903 | 0 | 74
4904 | 0 | 73
4905 | 0 | 72
4906 | 0 | 72
4907 | 0 | 71
4908 | 0 | 71
4909 | 0 | 71
4910 | 0 | 68
4911 | 0 | 68
4912 | 0 | 68
4913 | 0 | 65
4914 | 0 | 64
4915 | 0 | 63
4916 | 0 | 63
4917 | 0 | 63
4918 | 0 | 63
4919 | 0 | 62
4920 | 0 | 62
4921 | 0 | 62
4922 | 0 | 61
4923 | 0 | 61
4924 | 0 | 61
4925 | 0 | 60
4926 | 0 | 59
4927 | 0 | 59
4928 | 0 | 58
4929 | 0 | 56
4930 | 0 | 55
4931 | 0 | 51
4932 | 0 | 51
4933 | 0 | 50
4934 | 0 | 50
4935 | 0 | 50
4936 | 0 | 50
4937 | 0 | 49
4938 | 0 | 46
4939 | 0 | 46
4940 | 0 | 45
4941 | 0 | 45
4942 | 0 | 45
4943 | 0 | 45
4944 | 0 | 43
4945 | 0 | 42
4946 | 0 | 41
4947 | 0 | 41
4948 | 0 | 40
4949 | 0 | 40
4950 | 0 | 40
4951 | 0 | 39
4952 | 0 | 37
4953 | 0 | 36
4954 | 0 | 35
4955 | 0 | 35
4956 | 0 | 32
4957 | 0 | 32
4958 | 0 | 32
4959 | 0 | 32
4960 | 0 | 30
4961 | 0 | 30
4962 | 0 | 29
4963 | 0 | 29
4964 | 0 | 29
4965 | 0 | 27
4966 | 0 | 27
4967 | 0 | 27
4968 | 0 | 26
4969 | 0 | 26
4970 | 0 | 26
4971 | 0 | 26
4972 | 0 | 24
4973 | 0 | 23
4974 | 0 | 20
4975 | 0 | 19
4976 | 0 | 18
4977 | 0 | 18
4978 | 0 | 18
4979 | 0 | 18
4980 | 0 | 18
4981 | 0 | 14
4982 | 0 | 13
4983 | 0 | 12
4984 | 0 | 12
4985 | 0 | 12
4986 | 0 | 10
4987 | 0 | 10
4988 | 0 | 9
4989 | 0 | 9
4990 | 0 | 9
4991 | 0 | 7
4992 | 0 | 7
4993 | 0 | 7
4994 | 0 | 7
4995 | 0 | 7
4996 | 0 | 6
4997 | 0 | 6
4998 | 0 | 5
4999 | 0 | 4
5000 | 0 | 3
5001 | 0 | 2
5002 | 0 | 2
5003 | 0 | 2
5004 | 0 | 1
5005 | 0 | 0
5006 | 0 | 0
5007 | 0 | 0
5008 | 0 | 0
5009 | 0 | 0
5010 | 0 | 0
5011 | 0 | 0
5012 | 0 | 0
5013 | 0 | 0
5014 | 0 | 0
5015 | 0 | 0
5016 | 0 | 0
5017 | 0 | 0
5018 | 0 | 0
5019 | 0 | 0
5020 | 0 | 0
5021 | 0 | 0
5022 | 0 | 0
5023 | 0 | 0
5024 | 0 | 0
5025 | 0 | 0
5026 | 0 | 0
5027 | 0 | 0
5028 | 0 | 0
5029 | 0 | 0
5030 | 0 | 0
5031 | 0 | 0
5032 | 0 | 0
5033 | 0 | 0
5034 | 0 | 0
5035 | 0 | 0
5036 | 0 | 0
5037 | 0 | 0
5038 | 0 | 0
5039 | 0 | 0
5040 | 0 | 0
5041 | 0 | 0
5042 | 0 | 0
5043 | 0 | 0
5044 | 0 | 0
5045 | 0 | 0
5046 | 0 | 0
5047 | 0 | 0
5048 | 0 | 0
5049 | 0 | 0
5050 | 0 | 0
5051 | 0 | 0
5052 | 0 | 0
5053 | 0 | 0
5054 | 0 | 0
5055 | 0 | 0
5056 | 0 | 0
5057 | 0 | 0
5058 | 0 | 0
5059 | 0 | 0
5060 | 0 | 0
5061 | 0 | 0
5062 | 0 | 0
5063 | 0 | 0
5064 | 0 | 0
5065 | 0 | 0
5066 | 0 | 0
5067 | 0 | 0
5068 | 0 | 0
5069 | 0 | 0
5070 | 0 | 0
5071 | 0 | 0
5072 | 0 | 0
5073 | 0 | 0
5074 | 0 | 0
5075 | 0 | 0
5076 | 0 | 0
5077 | 0 | 0
5078 | 0 | 0
5079 | 0 | 0
5080 | 0 | 0
5081 | 0 | 0
5082 | 0 | 0
5083 | 0 | 0
5084 | 0 | 0
5085 | 0 | 0
5086 | 0 | 0
5087 | 0 | 0
5088 | 0 | 0
5089 | 0 | 0
5090 | 0 | 0
5091 | 0 | 0
5092 | 0 | 0
5093 | 0 | 0
5094 | 0 | 0
5095 | 0 | 0
5096 | 0 | 0
5097 | 0 | 0
5098 | 0 | 0
5099 | 0 | 0
5100 | 0 | 0
5101 | 0 | 0
5102 | 0 | 0
5103 | 0 | 0
5104 | 0 | 0
5105 | 0 | 0
5106 | 0 | 0
5107 | 0 | 0
5108 | 0 | 0
5109 | 0 | 0
5110 | 0 | 0
5111 | 0 | 0
5112 | 0 | 0
5113 | 0 | 0
5114 | 0 | 0
5115 | 0 | 0
5116 | 0 | 0
5117 | 0 | 0
5118 | 0 | 0
5119 | 0 | 0
5120 | 0 | 0
5121 | 0 | 0
5122 | 0 | 0
5123 | 0 | 0
5124 | 0 | 0
5125 | 0 | 0
5126 | 0 | 0
5127 | 0 | 0
5128 | 0 | 0
5129 | 0 | 0
5130 | 0 | 0
5131 | 0 | 0
5132 | 0 | 0
5133 | 0 | 0
5134 | 0 | 0
5135 | 0 | 0
5136 | 0 | 0
5137 | 0 | 0
5138 | 0 | 0
5139 | 0 | 0
5140 | 0 | 0
5141 | 0 | 0
5142 | 0 | 0
5143 | 0 | 0
5144 | 0 | 0
5145 | 0 | 0
5146 | 0 | 0
5147 | 0 | 0
5148 | 0 | 0
5149 | 0 | 0
5150 | 0 | 0
5151 | 0 | 0
5152 | 0 | 0
5153 | 0 | 0
5154 | 0 | 0
5155 | 0 | 0
5156 | 0 | 0
5157 | 0 | 0
5158 | 0 | 0
5159 | 0 | 0
5160 | 0 | 0
5161 | 0 | 0
5162 | 0 | 0
5163 | 0 | 0
5164 | 0 | 0
5165 | 0 | 0
5166 | 0 | 0
5167 | 0 | 0
5168 | 0 | 0
5169 | 0 | 0
5170 | 0 | 0
5171 | 0 | 0
5172 | 0 | 0
5173 | 0 | 0
5174 | 0 | 0
5175 | 0 | 0
5176 | 0 | 0
5177 | 0 | 0
5178 | 0 | 0
5179 | 0 | 0
5180 | 0 | 0
5181 | 0 | 0
5182 | 0 | 0
5183 | 0 | 0
5184 | 0 | 0
5185 | 0 | 0
5186 | 0 | 0
5187 | 0 | 0
5188 | 0 | 0
5189 | 0 | 0
5190 | 0 | 0
5191 | 0 | 0
5192 | 0 | 0
5193 | 0 | 0
5194 | 0 | 0
5195 | 0 | 0
5196 | 0 | 0
5197 | 0 | 0
5198 | 0 | 0
5199 | 0 | 0
5200 | 0 | 0
5201 | 0 | 0
5202 | 0 | 0
5203 | 0 | 0
5204 | 0 | 0
5205 | 0 | 0
5206 | 0 | 0
5207 | 0 | 0
5208 | 0 | 0
5209 | 0 | 0
5210 | 0 | 0
5211 | 0 | 0
5212 | 0 | 0
5213 | 0 | 0
5214 | 0 | 0
5215 | 0 | 0
5216 | 0 | 0
5217 | 0 | 0
5218 | 0 | 0
5219 | 0 | 0
5220 | 0 | 0
5221 | 0 | 0
5222 | 0 | 0
5223 | 0 | 0
5224 | 0 | 0
5225 | 0 | 0
5226 | 0 | 0
5227 | 0 | 0
5228 | 0 | 0
5229 | 0 | 0
5230 | 0 | 0
5231 | 0 | 0
5232 | 0 | 0
5233 | 0 | 0
5234 | 0 | 0
5235 | 0 | 0
5236 | 0 | 0
5237 | 0 | 0
5238 | 0 | 0
5239 | 0 | 0
5240 | 0 | 0
5241 | 0 | 0
5242 | 0 | 0
5243 | 0 | 0
5244 | 0 | 0
5245 | 0 | 0
5246 | 0 | 0
5247 | 0 | 0
5248 | 0 | 0
5249 | 0 | 0
5250 | 0 | 0
5251 | 0 | 0
5252 | 0 | 0
5253 | 0 | 0
5254 | 0 | 0
5255 | 0 | 0
5256 | 0 | 0
5257 | 0 | 0
5258 | 0 | 0
5259 | 0 | 0
5260 | 0 | 0
5261 | 0 | 0
5262 | 0 | 0
5263 | 0 | 0
5264 | 0 | 0
5265 | 0 | 0
5266 | 0 | 0
5267 | 0 | 0
5268 | 0 | 0
5269 | 0 | 0
5270 | 0 | 0
5271 | 0 | 0
5272 | 0 | 0
5273 | 0 | 0
5274 | 0 | 0
5275 | 0 | 0
5276 | 0 | 0
5277 | 0 | 0
5278 | 0 | 0
5279 | 0 | 0
5280 | 0 | 0
5281 | 0 | 0
5282 | 0 | 0
5283 | 0 | 0
5284 | 0 | 0
5285 | 0 | 0
5286 | 0 | 0
5287 | 0 | 0
5288 | 0 | 0
5289 | 0 | 0
5290 | 0 | 0
5291 | 0 | 0
5292 | 0 | 0
5293 | 0 | 0
5294 | 0 | 0
5295 | 0 | 0
5296 | 0 | 0
5297 | 0 | 0
5298 | 0 | 0
5299 | 0 | 0
5300 | 0 | 0
5301 | 0 | 0
5302 | 0 | 0
5303 | 0 | 0
5304 | 0 | 0
5305 | 0 | 0
5306 | 0 | 0
5307 | 0 | 0
5308 | 0 | 0
5309 | 0 | 0
5310 | 0 | 0
5311 | 0 | 0
5312 | 0 | 0
5313 | 0 | 0
5314 | 0 | 0
5315 | 0 | 0
5316 | 0 | 0
5317 | 0 | 0
5318 | 0 | 0
5319 | 0 | 0
5320 | 0 | 0
5321 | 0 | 0
5322 | 0 | 0
5323 | 0 | 0
5324 | 0 | 0
5325 | 0 | 0
5326 | 0 | 0
5327 | 0 | 0
5328 | 0 | 0
5329 | 0 | 0
5330 | 0 | 0
5331 | 0 | 0
5332 | 0 | 0
5333 | 0 | 0
5334 | 0 | 0
5335 | 0 | 0
5336 | 0 | 0
5337 | 0 | 0
5338 | 0 | 0
5339 | 0 | 0
5340 | 0 | 0
5341 | 0 | 0
5342 | 0 | 0
5343 | 0 | 0
5344 | 0 | 0
5345 | 0 | 0
5346 | 0 | 0
5347 | 0 | 0
5348 | 0 | 0
5349 | 0 | 0
5350 | 0 | 0
5351 | 0 | 0
5352 | 0 | 0
5353 | 0 | 0
5354 | 0 | 0
5355 | 0 | 0
5356 | 0 | 0
5357 | 0 | 0
5358 | 0 | 0
5359 | 0 | 0
5360 | 0 | 0
5361 | 0 | 0
5362 | 0 | 0
5363 | 0 | 0
5364 | 0 | 0
5365 | 0 | 0
5366 | 0 | 0
5367 | 0 | 0
5368 | 0 | 0
5369 | 0 | 0
5370 | 0 | 0
5371 | 0 | 0
5372 | 0 | 0
5373 | 0 | 0
5374 | 0 | 0
5375 | 0 | 0
5376 | 0 | 0
5377 | 0 | 0
5378 | 0 | 0
5379 | 0 | 0
5380 | 0 | 0
5381 | 0 | 0
5382 | 0 | 0
5383 | 0 | 0
5384 | 0 | 0
5385 | 0 | 0
5386 | 0 | 0
5387 | 0 | 0
5388 | 0 | 0
5389 | 0 | 0
5390 | 0 | 0
5391 | 0 | 0
5392 | 0 | 0
5393 | 0 | 0
5394 | 0 | 0
5395 | 0 | 0
5396 | 0 | 0
5397 | 0 | 0
5398 | 0 | 0
5399 | 0 | 0
5400 | 0 | 0
5401 | 0 | 0
5402 | 0 | 0
5403 | 0 | 0
5404 | 0 | 0
5405 | 0 | 0
5406 | 0 | 0
5407 | 0 | 0
5408 | 0 | 0
5409 | 0 | 0
5410 | 0 | 0
5411 | 0 | 0
5412 | 0 | 0
5413 | 0 | 0
5414 | 0 | 0
5415 | 0 | 0
5416 | 0 | 0
5417 | 0 | 0
5418 | 0 | 0
5419 | 0 | 0
5420 | 0 | 0
5421 | 0 | 0
5422 | 0 | 0
5423 | 0 | 0
5424 | 0 | 0
5425 | 0 | 0
5426 | 0 | 0
5427 | 0 | 0
5428 | 0 | 0
5429 | 0 | 0
5430 | 0 | 0
5431 | 0 | 0
5432 | 0 | 0
5433 | 0 | 0
5434 | 0 | 0
5435 | 0 | 0
5436 | 0 | 0
5437 | 0 | 0
5438 | 0 | 0
5439 | 0 | 0
5440 | 0 | 0
5441 | 0 | 0
5442 | 0 | 0
5443 | 0 | 0
5444 | 0 | 0
5445 | 0 | 0
5446 | 0 | 0
5447 | 0 | 0
5448 | 0 | 0
5449 | 0 | 0
5450 | 0 | 0
5451 | 0 | 0
5452 | 0 | 0
5453 | 0 | 0
5454 | 0 | 0
5455 | 0 | 0
5456 | 0 | 0
5457 | 0 | 0
5458 | 0 | 0
5459 | 0 | 0
5460 | 0 | 0
5461 | 0 | 0
5462 | 0 | 0
5463 | 0 | 0
5464 | 0 | 0
5465 | 0 | 0
5466 | 0 | 0
5467 | 0 | 0
5468 | 0 | 0
5469 | 0 | 0
5470 | 0 | 0
5471 | 0 | 0
5472 | 0 | 0
5473 | 0 | 0
5474 | 0 | 0
5475 | 0 | 0
5476 | 0 | 0
5477 | 0 | 0
5478 | 0 | 0
5479 | 0 | 0
5480 | 0 | 0
5481 | 0 | 0
5482 | 0 | 0
5483 | 0 | 0
5484 | 0 | 0
5485 | 0 | 0
5486 | 0 | 0
5487 | 0 | 0
5488 | 0 | 0
5489 | 0 | 0
5490 | 0 | 0
5491 | 0 | 0
5492 | 0 | 0
5493 | 0 | 0
5494 | 0 | 0
5495 | 0 | 0
5496 | 0 | 0
5497 | 0 | 0
5498 | 0 | 0
5499 | 0 | 0
5500 | 0 | 0
5501 | 0 | 0
5502 | 0 | 0
5503 | 0 | 0
5504 | 0 | 0
5505 | 0 | 0
5506 | 0 | 0
5507 | 0 | 0
5508 | 0 | 0
5509 | 0 | 0
5510 | 0 | 0
5511 | 0 | 0
5512 | 0 | 0
5513 | 0 | 0
5514 | 0 | 0
5515 | 0 | 0
5516 | 0 | 0
5517 | 0 | 0
5518 | 0 | 0
5519 | 0 | 0
5520 | 0 | 0
5521 | 0 | 0
5522 | 0 | 0
5523 | 0 | 0
5524 | 0 | 0
5525 | 0 | 0
5526 | 0 | 0
5527 | 0 | 0
5528 | 0 | 0
5529 | 0 | 0
5530 | 0 | 0
5531 | 0 | 0
5532 | 0 | 0
5533 | 0 | 0
5534 | 0 | 0
5535 | 0 | 0
5536 | 0 | 0
5537 | 0 | 0
5538 | 0 | 0
5539 | 0 | 0
5540 | 0 | 0
5541 | 0 | 0
5542 | 0 | 0
5543 | 0 | 0
5544 | 0 | 0
5545 | 0 | 0
5546 | 0 | 0
5547 | 0 | 0
5548 | 0 | 0
5549 | 0 | 0
5550 | 0 | 0
5551 | 0 | 0
5552 | 0 | 0
5553 | 0 | 0
5554 | 0 | 0
5555 | 0 | 0
5556 | 0 | 0
5557 | 0 | 0
5558 | 0 | 0
5559 | 0 | 0
5560 | 0 | 0
5561 | 0 | 0
5562 | 0 | 0
5563 | 0 | 0
5564 | 0 | 0
5565 | 0 | 0
5566 | 0 | 0
5567 | 0 | 0
5568 | 0 | 0
5569 | 0 | 0
5570 | 0 | 0
5571 | 0 | 0
5572 | 0 | 0
5573 | 0 | 0
5574 | 0 | 0
5575 | 0 | 0
5576 | 0 | 0
5577 | 0 | 0
5578 | 0 | 0
5579 | 0 | 0
5580 | 0 | 0
5581 | 0 | 0
5582 | 0 | 0
5583 | 0 | 0
5584 | 0 | 0
5585 | 0 | 0
5586 | 0 | 0
5587 | 0 | 0
5588 | 0 | 0
5589 | 0 | 0
5590 | 0 | 0
5591 | 0 | 0
5592 | 0 | 0
5593 | 0 | 0
5594 | 0 | 0
5595 | 0 | 0
5596 | 0 | 0
5597 | 0 | 0
5598 | 0 | 0
5599 | 0 | 0
5600 | 0 | 0
5601 | 0 | 0
5602 | 0 | 0
5603 | 0 | 0
5604 | 0 | 0
5605 | 0 | 0
5606 | 0 | 0
5607 | 0 | 0
5608 | 0 | 0
5609 | 0 | 0
5610 | 0 | 0
5611 | 0 | 0
5612 | 0 | 0
5613 | 0 | 0
5614 | 0 | 0
5615 | 0 | 0
5616 | 0 | 0
5617 | 0 | 0
5618 | 0 | 0
5619 | 0 | 0
5620 | 0 | 0
5621 | 0 | 0
5622 | 0 | 0
5623 | 0 | 0
5624 | 0 | 0
5625 | 0 | 0
5626 | 0 | 0
5627 | 0 | 0
5628 | 0 | 0
5629 | 0 | 0
5630 | 0 | 0
5631 | 0 | 0
5632 | 0 | 0
5633 | 0 | 0
5634 | 0 | 0
5635 | 0 | 0
5636 | 0 | 0
5637 | 0 | 0
5638 | 0 | 0
5639 | 0 | 0
5640 | 0 | 0
5641 | 0 | 0
5642 | 0 | 0
5643 | 0 | 0
5644 | 0 | 0
5645 | 0 | 0
5646 | 0 | 0
5647 | 0 | 0
5648 | 0 | 0
5649 | 0 | 0
5650 | 0 | 0
5651 | 0 | 0
5652 | 0 | 0
5653 | 0 | 0
5654 | 0 | 0
5655 | 0 | 0
5656 | 0 | 0
5657 | 0 | 0
5658 | 0 | 0
5659 | 0 | 0
5660 | 0 | 0
5661 | 0 | 0
5662 | 0 | 0
5663 | 0 | 0
5664 | 0 | 0
5665 | 0 | 0
5666 | 0 | 0
5667 | 0 | 0
5668 | 0 | 0
5669 | 0 | 0
5670 | 0 | 0
5671 | 0 | 0
5672 | 0 | 0
5673 | 0 | 0
5674 | 0 | 0
5675 | 0 | 0
5676 | 0 | 0
5677 | 0 | 0
5678 | 0 | 0
5679 | 0 | 0
5680 | 0 | 0
5681 | 0 | 0
5682 | 0 | 0
5683 | 0 | 0
5684 | 0 | 0
5685 | 0 | 0
5686 | 0 | 0
5687 | 0 | 0
5688 | 0 | 0
5689 | 0 | 0
5690 | 0 | 0
5691 | 0 | 0
5692 | 0 | 0
5693 | 0 | 0
5694 | 0 | 0
5695 | 0 | 0
5696 | 0 | 0
5697 | 0 | 0
5698 | 0 | 0
5699 | 0 | 0
5700 | 0 | 0
5701 | 0 | 0
5702 | 0 | 0
5703 | 0 | 0
5704 | 0 | 0
5705 | 0 | 0
5706 | 0 | 0
5707 | 0 | 0
5708 | 0 | 0
5709 | 0 | 0
5710 | 0 | 0
5711 | 0 | 0
5712 | 0 | 0
5713 | 0 | 0
5714 | 0 | 0
5715 | 0 | 0
5716 | 0 | 0
5717 | 0 | 0
5718 | 0 | 0
5719 | 0 | 0
5720 | 0 | 0
5721 | 0 | 0
5722 | 0 | 0
5723 | 0 | 0
5724 | 0 | 0
5725 | 0 | 0
5726 | 0 | 0
5727 | 0 | 0
5728 | 0 | 0
5729 | 0 | 0
5730 | 0 | 0
5731 | 0 | 0
5732 | 0 | 0
5733 | 0 | 0
5734 | 0 | 0
5735 | 0 | 0
5736 | 0 | 0
5737 | 0 | 0
5738 | 0 | 0
5739 | 0 | 0
5740 | 0 | 0
5741 | 0 | 0
5742 | 0 | 0
5743 | 0 | 0
5744 | 0 | 0
5745 | 0 | 0
5746 | 0 | 0
5747 | 0 | 0
5748 | 0 | 0
5749 | 0 | 0
5750 | 0 | 0
5751 | 0 | 0
5752 | 0 | 0
5753 | 0 | 0
5754 | 0 | 0
5755 | 0 | 0
5756 | 0 | 0
5757 | 0 | 0
5758 | 0 | 0
5759 | 0 | 0
5760 | 0 | 0
5761 | 0 | 0
5762 | 0 | 0
5763 | 0 | 0
5764 | 0 | 0
5765 | 0 | 0
5766 | 0 | 0
5767 | 0 | 0
5768 | 0 | 0
5769 | 0 | 0
5770 | 0 | 0
5771 | 0 | 0
5772 | 0 | 0
5773 | 0 | 0
5774 | 0 | 0
5775 | 0 | 0
5776 | 0 | 0
5777 | 0 | 0
5778 | 0 | 0
5779 | 0 | 0
5780 | 0 | 0
5781 | 0 | 0
5782 | 0 | 0
5783 | 0 | 0
5784 | 0 | 0
5785 | 0 | 0
5786 | 0 | 0
5787 | 0 | 0
5788 | 0 | 0
5789 | 0 | 0
5790 | 0 | 0
5791 | 0 | 0
5792 | 0 | 0
5793 | 0 | 0
5794 | 0 | 0
5795 | 0 | 0
5796 | 0 | 0
5797 | 0 | 0
5798 | 0 | 0
5799 | 0 | 0
5800 | 0 | 0
5801 | 0 | 0
5802 | 0 | 0
5803 | 0 | 0
5804 | 0 | 0
5805 | 0 | 0
5806 | 0 | 0
5807 | 0 | 0
5808 | 0 | 0
5809 | 0 | 0
5810 | 0 | 0
5811 | 0 | 0
5812 | 0 | 0
5813 | 0 | 0
5814 | 0 | 0
5815 | 0 | 0
5816 | 0 | 0
5817 | 0 | 0
5818 | 0 | 0
5819 | 0 | 0
5820 | 0 | 0
5821 | 0 | 0
5822 | 0 | 0
5823 | 0 | 0
5824 | 0 | 0
5825 | 0 | 0
5826 | 0 | 0
5827 | 0 | 0
5828 | 0 | 0
5829 | 0 | 0
5830 | 0 | 0
5831 | 0 | 0
5832 | 0 | 0
5833 | 0 | 0
5834 | 0 | 0
5835 | 0 | 0
5836 | 0 | 0
5837 | 0 | 0
5838 | 0 | 0
5839 | 0 | 0
5840 | 0 | 0
5841 | 0 | 0
5842 | 0 | 0
5843 | 0 | 0
5844 | 0 | 0
5845 | 0 | 0
5846 | 0 | 0
5847 | 0 | 0
5848 | 0 | 0
5849 | 0 | 0
5850 | 0 | 0
5851 | 0 | 0
5852 | 0 | 0
5853 | 0 | 0
5854 | 0 | 0
5855 | 0 | 0
5856 | 0 | 0
5857 | 0 | 0
5858 | 0 | 0
5859 | 0 | 0
5860 | 0 | 0
5861 | 0 | 0
5862 | 0 | 0
5863 | 0 | 0
5864 | 0 | 0
5865 | 0 | 0
5866 | 0 | 0
5867 | 0 | 0
5868 | 0 | 0
5869 | 0 | 0
5870 | 0 | 0
5871 | 0 | 0
5872 | 0 | 0
5873 | 0 | 0
5874 | 0 | 0
5875 | 0 | 0
5876 | 0 | 0
5877 | 0 | 0
5878 | 0 | 0
5879 | 0 | 0
5880 | 0 | 0
5881 | 0 | 0
5882 | 0 | 0
5883 | 0 | 0
5884 | 0 | 0
5885 | 0 | 0
5886 | 0 | 0
5887 | 0 | 0
5888 | 0 | 0
5889 | 0 | 0
5890 | 0 | 0
5891 | 0 | 0
5892 | 0 | 0
5893 | 0 | 0
5894 | 0 | 0
5895 | 0 | 0
5896 | 0 | 0
5897 | 0 | 0
5898 | 0 | 0
5899 | 0 | 0
5900 | 0 | 0
5901 | 0 | 0
5902 | 0 | 0
5903 | 0 | 0
5904 | 0 | 0
5905 | 0 | 0
5906 | 0 | 0
5907 | 0 | 0
5908 | 0 | 0
5909 | 0 | 0
5910 | 0 | 0
5911 | 0 | 0
5912 | 0 | 0
5913 | 0 | 0
5914 | 0 | 0
5915 | 0 | 0
5916 | 0 | 0
5917 | 0 | 0
5918 | 0 | 0
5919 | 0 | 0
5920 | 0 | 0
5921 | 0 | 0
5922 | 0 | 0
5923 | 0 | 0
5924 | 0 | 0
5925 | 0 | 0
5926 | 0 | 0
5927 | 0 | 0
5928 | 0 | 0
5929 | 0 | 0
5930 | 0 | 0
5931 | 0 | 0
5932 | 0 | 0
5933 | 0 | 0
5934 | 0 | 0
5935 | 0 | 0
5936 | 0 | 0
5937 | 0 | 0
5938 | 0 | 0
5939 | 0 | 0
5940 | 0 | 0
5941 | 0 | 0
5942 | 0 | 0
5943 | 0 | 0
5944 | 0 | 0
5945 | 0 | 0
5946 | 0 | 0
5947 | 0 | 0
5948 | 0 | 0
5949 | 0 | 0
5950 | 0 | 0
5951 | 0 | 0
5952 | 0 | 0
5953 | 0 | 0
5954 | 0 | 0
5955 | 0 | 0
5956 | 0 | 0
5957 | 0 | 0
5958 | 0 | 0
5959 | 0 | 0
5960 | 0 | 0
5961 | 0 | 0
5962 | 0 | 0
5963 | 0 | 0
5964 | 0 | 0
5965 | 0 | 0
5966 | 0 | 0
5967 | 0 | 0
5968 | 0 | 0
5969 | 0 | 0
5970 | 0 | 0
5971 | 0 | 0
5972 | 0 | 0
5973 | 0 | 0
5974 | 0 | 0
5975 | 0 | 0
5976 | 0 | 0
5977 | 0 | 0
5978 | 0 | 0
5979 | 0 | 0
5980 | 0 | 0
5981 | 0 | 0
5982 | 0 | 0
5983 | 0 | 0
5984 | 0 | 0
5985 | 0 | 0
5986 | 0 | 0
5987 | 0 | 0
5988 | 0 | 0
5989 | 0 | 0
5990 | 0 | 0
5991 | 0 | 0
5992 | 0 | 0
5993 | 0 | 0
5994 | 0 | 0
5995 | 0 | 0
5996 | 0 | 0
5997 | 0 | 0
5998 | 0 | 0
5999 | 0 | 0
6000 | 0 | 0
6001 | 0 | 0
6002 | 0 | 0
6003 | 0 | 0
6004 | 0 | 0
6005 | 0 | 0
6006 | 0 | 0
6007 | 0 | 0
6008 | 0 | 0
6009 | 0 | 0
6010 | 0 | 0
6011 | 0 | 0
6012 | 0 | 0
6013 | 0 | 0
6014 | 0 | 0
6015 | 0 | 0
6016 | 0 | 0
6017 | 0 | 0
6018 | 0 | 0
6019 | 0 | 0
6020 | 0 | 0
6021 | 0 | 0
6022 | 0 | 0
6023 | 0 | 0
6024 | 0 | 0
6025 | 0 | 0
6026 | 0 | 0
6027 | 0 | 0
6028 | 0 | 0
6029 | 0 | 0
6030 | 0 | 0
6031 | 0 | 0
6032 | 0 | 0
6033 | 0 | 0
6034 | 0 | 0
6035 | 0 | 0
6036 | 0 | 0
6037 | 0 | 0
6038 | 0 | 0
6039 | 0 | 0
6040 | 0 | 0
6041 | 0 | 0
6042 | 0 | 0
6043 | 0 | 0
6044 | 0 | 0
6045 | 0 | 0
6046 | 0 | 0
6047 | 0 | 0
6048 | 0 | 0
6049 | 0 | 0
6050 | 0 | 0
6051 | 0 | 0
6052 | 0 | 0
6053 | 0 | 0
6054 | 0 | 0
6055 | 0 | 0
6056 | 0 | 0
6057 | 0 | 0
6058 | 0 | 0
6059 | 0 | 0
6060 | 0 | 0
6061 | 0 | 0
6062 | 0 | 0
6063 | 0 | 0
6064 | 0 | 0
6065 | 0 | 0
6066 | 0 | 0
6067 | 0 | 0
6068 | 0 | 0
6069 | 0 | 0
6070 | 0 | 0
6071 | 0 | 0
6072 | 0 | 0
6073 | 0 | 0
6074 | 0 | 0
6075 | 0 | 0
6076 | 0 | 0
6077 | 0 | 0
6078 | 0 | 0
6079 | 0 | 0
6080 | 0 | 0
6081 | 0 | 0
6082 | 0 | 0
6083 | 0 | 0
6084 | 0 | 0
6085 | 0 | 0
6086 | 0 | 0
6087 | 0 | 0
6088 | 0 | 0
6089 | 0 | 0
6090 | 0 | 0
6091 | 0 | 0
6092 | 0 | 0
6093 | 0 | 0
6094 | 0 | 0
6095 | 0 | 0
6096 | 0 | 0
6097 | 0 | 0
6098 | 0 | 0
6099 | 0 | 0
6100 | 0 | 0
6101 | 0 | 0
6102 | 0 | 0
6103 | 0 | 0
6104 | 0 | 0
6105 | 0 | 0
6106 | 0 | 0
6107 | 0 | 0
6108 | 0 | 0
6109 | 0 | 0
6110 | 0 | 0
6111 | 0 | 0
6112 | 0 | 0
6113 | 0 | 0
6114 | 0 | 0
6115 | 0 | 0
6116 | 0 | 0
6117 | 0 | 0
6118 | 0 | 0
6119 | 0 | 0
6120 | 0 | 0
6121 | 0 | 0
6122 | 0 | 0
6123 | 0 | 0
6124 | 0 | 0
6125 | 0 | 0
6126 | 0 | 0
6127 | 0 | 0
6128 | 0 | 0
6129 | 0 | 0
6130 | 0 | 0
6131 | 0 | 0
6132 | 0 | 0
6133 | 0 | 0
6134 | 0 | 0
6135 | 0 | 0
6136 | 0 | 0
6137 | 0 | 0
6138 | 0 | 0
6139 | 0 | 0
6140 | 0 | 0
6141 | 0 | 0
6142 | 0 | 0
6143 | 0 | 0
6144 | 0 | 0
6145 | 0 | 0
6146 | 0 | 0
6147 | 0 | 0
6148 | 0 | 0
6149 | 0 | 0
6150 | 0 | 0
6151 | 0 | 0
6152 | 0 | 0
6153 | 0 | 0
6154 | 0 | 0
6155 | 0 | 0
6156 | 0 | 0
6157 | 0 | 0
6158 | 0 | 0
6159 | 0 | 0
6160 | 0 | 0
6161 | 0 | 0
6162 | 0 | 0
6163 | 0 | 0
6164 | 0 | 0
6165 | 0 | 0
6166 | 0 | 0
6167 | 0 | 0
6168 | 0 | 0
6169 | 0 | 0
6170 | 0 | 0
6171 | 0 | 0
6172 | 0 | 0
6173 | 0 | 0
6174 | 0 | 0
6175 | 0 | 0
6176 | 0 | 0
6177 | 0 | 0
6178 | 0 | 0
6179 | 0 | 0
6180 | 0 | 0
6181 | 0 | 0
6182 | 0 | 0
6183 | 0 | 0
6184 | 0 | 0
6185 | 0 | 0
6186 | 0 | 0
6187 | 0 | 0
6188 | 0 | 0
6189 | 0 | 0
6190 | 0 | 0
6191 | 0 | 0
6192 | 0 | 0
6193 | 0 | 0
6194 | 0 | 0
6195 | 0 | 0
6196 | 0 | 0
6197 | 0 | 0
6198 | 0 | 0
6199 | 0 | 0
6200 | 0 | 0
6201 | 0 | 0
6202 | 0 | 0
6203 | 0 | 0
6204 | 0 | 0
6205 | 0 | 0
6206 | 0 | 0
6207 | 0 | 0
6208 | 0 | 0
6209 | 0 | 0
6210 | 0 | 0
6211 | 0 | 0
6212 | 0 | 0
6213 | 0 | 0
6214 | 0 | 0
6215 | 0 | 0
6216 | 0 | 0
6217 | 0 | 0
6218 | 0 | 0
6219 | 0 | 0
6220 | 0 | 0
6221 | 0 | 0
6222 | 0 | 0
6223 | 0 | 0
6224 | 0 | 0
6225 | 0 | 0
6226 | 0 | 0
6227 | 0 | 0
6228 | 0 | 0
6229 | 0 | 0
6230 | 0 | 0
6231 | 0 | 0
6232 | 0 | 0
6233 | 0 | 0
6234 | 0 | 0
6235 | 0 | 0
6236 | 0 | 0
6237 | 0 | 0
6238 | 0 | 0
6239 | 0 | 0
6240 | 0 | 0
6241 | 0 | 0
6242 | 0 | 0
6243 | 0 | 0
6244 | 0 | 0
6245 | 0 | 0
6246 | 0 | 0
6247 | 0 | 0
6248 | 0 | 0
6249 | 0 | 0
6250 | 0 | 0
6251 | 0 | 0
6252 | 0 | 0
6253 | 0 | 0
6254 | 0 | 0
6255 | 0 | 0
6256 | 0 | 0
6257 | 0 | 0
6258 | 0 | 0
6259 | 0 | 0
6260 | 0 | 0
6261 | 0 | 0
6262 | 0 | 0
6263 | 0 | 0
6264 | 0 | 0
6265 | 0 | 0
6266 | 0 | 0
6267 | 0 | 0
6268 | 0 | 0
6269 | 0 | 0
6270 | 0 | 0
6271 | 0 | 0
6272 | 0 | 0
6273 | 0 | 0
6274 | 0 | 0
6275 | 0 | 0
6276 | 0 | 0
6277 | 0 | 0
6278 | 0 | 0
6279 | 0 | 0
6280 | 0 | 0
6281 | 0 | 0
6282 | 0 | 0
6283 | 0 | 0
6284 | 0 | 0
6285 | 0 | 0
6286 | 0 | 0
6287 | 0 | 0
6288 | 0 | 0
6289 | 0 | 0
6290 | 0 | 0
6291 | 0 | 0
6292 | 0 | 0
6293 | 0 | 0
6294 | 0 | 0
6295 | 0 | 0
6296 | 0 | 0
6297 | 0 | 0
6298 | 0 | 0
6299 | 0 | 0
6300 | 0 | 0
6301 | 0 | 0
6302 | 0 | 0
6303 | 0 | 0
6304 | 0 | 0
6305 | 0 | 0
6306 | 0 | 0
6307 | 0 | 0
6308 | 0 | 0
6309 | 0 | 0
6310 | 0 | 0
6311 | 0 | 0
6312 | 0 | 0
6313 | 0 | 0
6314 | 0 | 0
6315 | 0 | 0
6316 | 0 | 0
6317 | 0 | 0
6318 | 0 | 0
6319 | 0 | 0
6320 | 0 | 0
6321 | 0 | 0
6322 | 0 | 0
6323 | 0 | 0
6324 | 0 | 0
6325 | 0 | 0
6326 | 0 | 0
6327 | 0 | 0
6328 | 0 | 0
6329 | 0 | 0
6330 | 0 | 0
6331 | 0 | 0
6332 | 0 | 0
6333 | 0 | 0
6334 | 0 | 0
6335 | 0 | 0
6336 | 0 | 0
6337 | 0 | 0
6338 | 0 | 0
6339 | 0 | 0
6340 | 0 | 0
6341 | 0 | 0
6342 | 0 | 0
6343 | 0 | 0
6344 | 0 | 0
6345 | 0 | 0
6346 | 0 | 0
6347 | 0 | 0
6348 | 0 | 0
6349 | 0 | 0
6350 | 0 | 0
6351 | 0 | 0
6352 | 0 | 0
6353 | 0 | 0
6354 | 0 | 0
6355 | 0 | 0
6356 | 0 | 0
6357 | 0 | 0
6358 | 0 | 0
6359 | 0 | 0
6360 | 0 | 0
6361 | 0 | 0
6362 | 0 | 0
6363 | 0 | 0
6364 | 0 | 0
6365 | 0 | 0
6366 | 0 | 0
6367 | 0 | 0
6368 | 0 | 0
6369 | 0 | 0
6370 | 0 | 0
6371 | 0 | 0
6372 | 0 | 0
6373 | 0 | 0
6374 | 0 | 0
6375 | 0 | 0
6376 | 0 | 0
6377 | 0 | 0
6378 | 0 | 0
6379 | 0 | 0
6380 | 0 | 0
6381 | 0 | 0
6382 | 0 | 0
6383 | 0 | 0
6384 | 0 | 0
6385 | 0 | 0
6386 | 0 | 0
6387 | 0 | 0
6388 | 0 | 0
6389 | 0 | 0
6390 | 0 | 0
6391 | 0 | 0
6392 | 0 | 0
6393 | 0 | 0
6394 | 0 | 0
6395 | 0 | 0
6396 | 0 | 0
6397 | 0 | 0
6398 | 0 | 0
6399 | 0 | 0
6400 | 0 | 0
6401 | 0 | 0
6402 | 0 | 0
6403 | 0 | 0
6404 | 0 | 0
6405 | 0 | 0
6406 | 0 | 0
6407 | 0 | 0
6408 | 0 | 0
6409 | 0 | 0
6410 | 0 | 0
6411 | 0 | 0
6412 | 0 | 0
6413 | 0 | 0
6414 | 0 | 0
6415 | 0 | 0
6416 | 0 | 0
6417 | 0 | 0
6418 | 0 | 0
6419 | 0 | 0
6420 | 0 | 0
6421 | 0 | 0
6422 | 0 | 0
6423 | 0 | 0
6424 | 0 | 0
6425 | 0 | 0
6426 | 0 | 0
6427 | 0 | 0
6428 | 0 | 0
6429 | 0 | 0
6430 | 0 | 0
6431 | 0 | 0
6432 | 0 | 0
6433 | 0 | 0
6434 | 0 | 0
6435 | 0 | 0
6436 | 0 | 0
6437 | 0 | 0
6438 | 0 | 0
6439 | 0 | 0
6440 | 0 | 0
6441 | 0 | 0
6442 | 0 | 0
6443 | 0 | 0
6444 | 0 | 0
6445 | 0 | 0
6446 | 0 | 0
6447 | 0 | 0
6448 | 0 | 0
6449 | 0 | 0
6450 | 0 | 0
6451 | 0 | 0
6452 | 0 | 0
6453 | 0 | 0
6454 | 0 | 0
6455 | 0 | 0
6456 | 0 | 0
6457 | 0 | 0
6458 | 0 | 0
6459 | 0 | 0
6460 | 0 | 0
6461 | 0 | 0
6462 | 0 | 0
6463 | 0 | 0
6464 | 0 | 0
6465 | 0 | 0
6466 | 0 | 0
6467 | 0 | 0
6468 | 0 | 0
6469 | 0 | 0
6470 | 0 | 0
6471 | 0 | 0
6472 | 0 | 0
6473 | 0 | 0
6474 | 0 | 0
6475 | 0 | 0
6476 | 0 | 0
6477 | 0 | 0
6478 | 0 | 0
6479 | 0 | 0
6480 | 0 | 0
6481 | 0 | 0
6482 | 0 | 0
6483 | 0 | 0
6484 | 0 | 0
6485 | 0 | 0
6486 | 0 | 0
6487 | 0 | 0
6488 | 0 | 0
6489 | 0 | 0
6490 | 0 | 0
6491 | 0 | 0
6492 | 0 | 0
6493 | 0 | 0
6494 | 0 | 0
6495 | 0 | 0
6496 | 0 | 0
6497 | 0 | 0
6498 | 0 | 0
6499 | 0 | 0
6500 | 0 | 0
6501 | 0 | 0
6502 | 0 | 0
6503 | 0 | 0
6504 | 0 | 0
6505 | 0 | 0
6506 | 0 | 0
6507 | 0 | 0
6508 | 0 | 0
6509 | 0 | 0
6510 | 0 | 0
6511 | 0 | 0
6512 | 0 | 0
6513 | 0 | 0
6514 | 0 | 0
6515 | 0 | 0
6516 | 0 | 0
6517 | 0 | 0
6518 | 0 | 0
6519 | 0 | 0
6520 | 0 | 0
6521 | 0 | 0
6522 | 0 | 0
6523 | 0 | 0
6524 | 0 | 0
6525 | 0 | 0
6526 | 0 | 0
6527 | 0 | 0
6528 | 0 | 0
6529 | 0 | 0
6530 | 0 | 0
6531 | 0 | 0
6532 | 0 | 0
6533 | 0 | 0
6534 | 0 | 0
6535 | 0 | 0
6536 | 0 | 0
6537 | 0 | 0
6538 | 0 | 0
6539 | 0 | 0
6540 | 0 | 0
6541 | 0 | 0
6542 | 0 | 0
6543 | 0 | 0
6544 | 0 | 0
6545 | 0 | 0
6546 | 0 | 0
6547 | 0 | 0
6548 | 0 | 0
6549 | 0 | 0
6550 | 0 | 0
6551 | 0 | 0
6552 | 0 | 0
6553 | 0 | 0
6554 | 0 | 0
6555 | 0 | 0
6556 | 0 | 0
6557 | 0 | 0
6558 | 0 | 0
6559 | 0 | 0
6560 | 0 | 0
6561 | 0 | 0
6562 | 0 | 0
6563 | 0 | 0
6564 | 0 | 0
6565 | 0 | 0
6566 | 0 | 0
6567 | 0 | 0
6568 | 0 | 0
6569 | 0 | 0
6570 | 0 | 0
6571 | 0 | 0
6572 | 0 | 0
6573 | 0 | 0
6574 | 0 | 0
6575 | 0 | 0
6576 | 0 | 0
6577 | 0 | 0
6578 | 0 | 0
6579 | 0 | 0
6580 | 0 | 0
6581 | 0 | 0
6582 | 0 | 0
6583 | 0 | 0
6584 | 0 | 0
6585 | 0 | 0
6586 | 0 | 0
6587 | 0 | 0
6588 | 0 | 0
6589 | 0 | 0
6590 | 0 | 0
6591 | 0 | 0
6592 | 0 | 0
6593 | 0 | 0
6594 | 0 | 0
6595 | 0 | 0
6596 | 0 | 0
6597 | 0 | 0
6598 | 0 | 0
6599 | 0 | 0
6600 | 0 | 0
6601 | 0 | 0
6602 | 0 | 0
6603 | 0 | 0
6604 | 0 | 0
6605 | 0 | 0
6606 | 0 | 0
6607 | 0 | 0
6608 | 0 | 0
6609 | 0 | 0
6610 | 0 | 0
6611 | 0 | 0
6612 | 0 | 0
6613 | 0 | 0
6614 | 0 | 0
6615 | 0 | 0
6616 | 0 | 0
6617 | 0 | 0
6618 | 0 | 0
6619 | 0 | 0
6620 | 0 | 0
6621 | 0 | 0
6622 | 0 | 0
6623 | 0 | 0
6624 | 0 | 0
6625 | 0 | 0
6626 | 0 | 0
6627 | 0 | 0
6628 | 0 | 0
6629 | 0 | 0
6630 | 0 | 0
6631 | 0 | 0
6632 | 0 | 0
6633 | 0 | 0
6634 | 0 | 0
6635 | 0 | 0
6636 | 0 | 0
6637 | 0 | 0
6638 | 0 | 0
6639 | 0 | 0
6640 | 0 | 0
6641 | 0 | 0
6642 | 0 | 0
6643 | 0 | 0
6644 | 0 | 0
6645 | 0 | 0
6646 | 0 | 0
6647 | 0 | 0
6648 | 0 | 0
6649 | 0 | 0
6650 | 0 | 0
6651 | 0 | 0
6652 | 0 | 0
6653 | 0 | 0
6654 | 0 | 0
6655 | 0 | 0
6656 | 0 | 0
6657 | 0 | 0
6658 | 0 | 0
6659 | 0 | 0
6660 | 0 | 0
6661 | 0 | 0
6662 | 0 | 0
6663 | 0 | 0
6664 | 0 | 0
6665 | 0 | 0
6666 | 0 | 0
6667 | 0 | 0
6668 | 0 | 0
6669 | 0 | 0
6670 | 0 | 0
6671 | 0 | 0
6672 | 0 | 0
6673 | 0 | 0
6674 | 0 | 0
6675 | 0 | 0
6676 | 0 | 0
6677 | 0 | 0
6678 | 0 | 0
6679 | 0 | 0
6680 | 0 | 0
6681 | 0 | 0
6682 | 0 | 0
6683 | 0 | 0
6684 | 0 | 0
6685 | 0 | 0
6686 | 0 | 0
6687 | 0 | 0
6688 | 0 | 0
6689 | 0 | 0
6690 | 0 | 0
6691 | 0 | 0
6692 | 0 | 0
6693 | 0 | 0
6694 | 0 | 0
6695 | 0 | 0
6696 | 0 | 0
6697 | 0 | 0
6698 | 0 | 0
6699 | 0 | 0
6700 | 0 | 0
6701 | 0 | 0
6702 | 0 | 0
6703 | 0 | 0
6704 | 0 | 0
6705 | 0 | 0
6706 | 0 | 0
6707 | 0 | 0
6708 | 0 | 0
6709 | 0 | 0
6710 | 0 | 0
6711 | 0 | 0
6712 | 0 | 0
6713 | 0 | 0
6714 | 0 | 0
6715 | 0 | 0
6716 | 0 | 0
6717 | 0 | 0
6718 | 0 | 0
6719 | 0 | 0
6720 | 0 | 0
6721 | 0 | 0
6722 | 0 | 0
6723 | 0 | 0
6724 | 0 | 0
6725 | 0 | 0
6726 | 0 | 0
6727 | 0 | 0
6728 | 0 | 0
6729 | 0 | 0
6730 | 0 | 0
6731 | 0 | 0
6732 | 0 | 0
6733 | 0 | 0
6734 | 0 | 0
6735 | 0 | 0
6736 | 0 | 0
6737 | 0 | 0
6738 | 0 | 0
6739 | 0 | 0
6740 | 0 | 0
6741 | 0 | 0
6742 | 0 | 0
6743 | 0 | 0
6744 | 0 | 0
6745 | 0 | 0
6746 | 0 | 0
6747 | 0 | 0
6748 | 0 | 0
6749 | 0 | 0
6750 | 0 | 0
6751 | 0 | 0
6752 | 0 | 0
6753 | 0 | 0
6754 | 0 | 0
6755 | 0 | 0
6756 | 0 | 0
6757 | 0 | 0
6758 | 0 | 0
6759 | 0 | 0
6760 | 0 | 0
6761 | 0 | 0
6762 | 0 | 0
6763 | 0 | 0
6764 | 0 | 0
6765 | 0 | 0
6766 | 0 | 0
6767 | 0 | 0
6768 | 0 | 0
6769 | 0 | 0
6770 | 0 | 0
6771 | 0 | 0
6772 | 0 | 0
6773 | 0 | 0
6774 | 0 | 0
6775 | 0 | 0
6776 | 0 | 0
6777 | 0 | 0
6778 | 0 | 0
6779 | 0 | 0
6780 | 0 | 0
6781 | 0 | 0
6782 | 0 | 0
6783 | 0 | 0
6784 | 0 | 0
6785 | 0 | 0
6786 | 0 | 0
6787 | 0 | 0
6788 | 0 | 0
6789 | 0 | 0
6790 | 0 | 0
6791 | 0 | 0
6792 | 0 | 0
6793 | 0 | 0
6794 | 0 | 0
6795 | 0 | 0
6796 | 0 | 0
6797 | 0 | 0
6798 | 0 | 0
6799 | 0 | 0
6800 | 0 | 0
6801 | 0 | 0
6802 | 0 | 0
6803 | 0 | 0
6804 | 0 | 0
6805 | 0 | 0
6806 | 0 | 0
6807 | 0 | 0
6808 | 0 | 0
6809 | 0 | 0
6810 | 0 | 0
6811 | 0 | 0
6812 | 0 | 0
6813 | 0 | 0
6814 | 0 | 0
6815 | 0 | 0
6816 | 0 | 0
6817 | 0 | 0
6818 | 0 | 0
6819 | 0 | 0
6820 | 0 | 0
6821 | 0 | 0
6822 | 0 | 0
6823 | 0 | 0
6824 | 0 | 0
6825 | 0 | 0
6826 | 0 | 0
6827 | 0 | 0
6828 | 0 | 0
6829 | 0 | 0
6830 | 0 | 0
6831 | 0 | 0
6832 | 0 | 0
6833 | 0 | 0
6834 | 0 | 0
6835 | 0 | 0
6836 | 0 | 0
6837 | 0 | 0
6838 | 0 | 0
6839 | 0 | 0
6840 | 0 | 0
6841 | 0 | 0
6842 | 0 | 0
6843 | 0 | 0
6844 | 0 | 0
6845 | 0 | 0
6846 | 0 | 0
6847 | 0 | 0
6848 | 0 | 0
6849 | 0 | 0
6850 | 0 | 0
6851 | 0 | 0
6852 | 0 | 0
6853 | 0 | 0
6854 | 0 | 0
6855 | 0 | 0
6856 | 0 | 0
6857 | 0 | 0
6858 | 0 | 0
6859 | 0 | 0
6860 | 0 | 0
6861 | 0 | 0
6862 | 0 | 0
6863 | 0 | 0
6864 | 0 | 0
6865 | 0 | 0
6866 | 0 | 0
6867 | 0 | 0
6868 | 0 | 0
6869 | 0 | 0
6870 | 0 | 0
6871 | 0 | 0
6872 | 0 | 0
6873 | 0 | 0
6874 | 0 | 0
6875 | 0 | 0
6876 | 0 | 0
6877 | 0 | 0
6878 | 0 | 0
6879 | 0 | 0
6880 | 0 | 0
6881 | 0 | 0
6882 | 0 | 0
6883 | 0 | 0
6884 | 0 | 0
6885 | 0 | 0
6886 | 0 | 0
6887 | 0 | 0
6888 | 0 | 0
6889 | 0 | 0
6890 | 0 | 0
6891 | 0 | 0
6892 | 0 | 0
6893 | 0 | 0
6894 | 0 | 0
6895 | 0 | 0
6896 | 0 | 0
6897 | 0 | 0
6898 | 0 | 0
6899 | 0 | 0
6900 | 0 | 0
6901 | 0 | 0
6902 | 0 | 0
6903 | 0 | 0
6904 | 0 | 0
6905 | 0 | 0
6906 | 0 | 0
6907 | 0 | 0
6908 | 0 | 0
6909 | 0 | 0
6910 | 0 | 0
6911 | 0 | 0
6912 | 0 | 0
6913 | 0 | 0
6914 | 0 | 0
6915 | 0 | 0
6916 | 0 | 0
6917 | 0 | 0
6918 | 0 | 0
6919 | 0 | 0
6920 | 0 | 0
6921 | 0 | 0
6922 | 0 | 0
6923 | 0 | 0
6924 | 0 | 0
6925 | 0 | 0
6926 | 0 | 0
6927 | 0 | 0
6928 | 0 | 0
6929 | 0 | 0
6930 | 0 | 0
6931 | 0 | 0
6932 | 0 | 0
6933 | 0 | 0
6934 | 0 | 0
6935 | 0 | 0
6936 | 0 | 0
6937 | 0 | 0
6938 | 0 | 0
6939 | 0 | 0
6940 | 0 | 0
6941 | 0 | 0
6942 | 0 | 0
6943 | 0 | 0
6944 | 0 | 0
6945 | 0 | 0
6946 | 0 | 0
6947 | 0 | 0
6948 | 0 | 0
6949 | 0 | 0
6950 | 0 | 0
6951 | 0 | 0
6952 | 0 | 0
6953 | 0 | 0
6954 | 0 | 0
6955 | 0 | 0
6956 | 0 | 0
6957 | 0 | 0
6958 | 0 | 0
6959 | 0 | 0
6960 | 0 | 0
6961 | 0 | 0
6962 | 0 | 0
6963 | 0 | 0
6964 | 0 | 0
6965 | 0 | 0
6966 | 0 | 0
6967 | 0 | 0
6968 | 0 | 0
6969 | 0 | 0
6970 | 0 | 0
6971 | 0 | 0
6972 | 0 | 0
6973 | 0 | 0
6974 | 0 | 0
6975 | 0 | 0
6976 | 0 | 0
6977 | 0 | 0
6978 | 0 | 0
6979 | 0 | 0
6980 | 0 | 0
6981 | 0 | 0
6982 | 0 | 0
6983 | 0 | 0
6984 | 0 | 0
6985 | 0 | 0
6986 | 0 | 0
6987 | 0 | 0
6988 | 0 | 0
6989 | 0 | 0
6990 | 0 | 0
6991 | 0 | 0
6992 | 0 | 0
6993 | 0 | 0
6994 | 0 | 0
6995 | 0 | 0
6996 | 0 | 0
6997 | 0 | 0
6998 | 0 | 0
6999 | 0 | 0
7000 | 0 | 0
7001 | 0 | 0
7002 | 0 | 0
7003 | 0 | 0
7004 | 0 | 0
7005 | 0 | 0
7006 | 0 | 0
7007 | 0 | 0
7008 | 0 | 0
7009 | 0 | 0
7010 | 0 | 0
7011 | 0 | 0
7012 | 0 | 0
7013 | 0 | 0
7014 | 0 | 0
7015 | 0 | 0
7016 | 0 | 0
7017 | 0 | 0
7018 | 0 | 0
7019 | 0 | 0
7020 | 0 | 0
7021 | 0 | 0
7022 | 0 | 0
7023 | 0 | 0
7024 | 0 | 0
7025 | 0 | 0
7026 | 0 | 0
7027 | 0 | 0
7028 | 0 | 0
7029 | 0 | 0
7030 | 0 | 0
7031 | 0 | 0
7032 | 0 | 0
7033 | 0 | 0
7034 | 0 | 0
7035 | 0 | 0
7036 | 0 | 0
7037 | 0 | 0
7038 | 0 | 0
7039 | 0 | 0
7040 | 0 | 0
7041 | 0 | 0
7042 | 0 | 0
7043 | 0 | 0
7044 | 0 | 0
7045 | 0 | 0
7046 | 0 | 0
7047 | 0 | 0
7048 | 0 | 0
7049 | 0 | 0
7050 | 0 | 0
7051 | 0 | 0
7052 | 0 | 0
7053 | 0 | 0
7054 | 0 | 0
7055 | 0 | 0
7056 | 0 | 0
7057 | 0 | 0
7058 | 0 | 0
7059 | 0 | 0
7060 | 0 | 0
7061 | 0 | 0
7062 | 0 | 0
7063 | 0 | 0
7064 | 0 | 0
7065 | 0 | 0
7066 | 0 | 0
7067 | 0 | 0
7068 | 0 | 0
7069 | 0 | 0
7070 | 0 | 0
7071 | 0 | 0
7072 | 0 | 0
7073 | 0 | 0
7074 | 0 | 0
7075 | 0 | 0
7076 | 0 | 0
7077 | 0 | 0
7078 | 0 | 0
7079 | 0 | 0
7080 | 0 | 0
7081 | 0 | 0
7082 | 0 | 0
7083 | 0 | 0
7084 | 0 | 0
7085 | 0 | 0
7086 | 0 | 0
7087 | 0 | 0
7088 | 0 | 0
7089 | 0 | 0
7090 | 0 | 0
7091 | 0 | 0
7092 | 0 | 0
7093 | 0 | 0
7094 | 0 | 0
7095 | 0 | 0
7096 | 0 | 0
7097 | 0 | 0
7098 | 0 | 0
7099 | 0 | 0
7100 | 0 | 0
7101 | 0 | 0
7102 | 0 | 0
7103 | 0 | 0
7104 | 0 | 0
7105 | 0 | 0
7106 | 0 | 0
7107 | 0 | 0
7108 | 0 | 0
7109 | 0 | 0
7110 | 0 | 0
7111 | 0 | 0
7112 | 0 | 0
7113 | 0 | 0
7114 | 0 | 0
7115 | 0 | 0
7116 | 0 | 0
7117 | 0 | 0
7118 | 0 | 0
7119 | 0 | 0
7120 | 0 | 0
7121 | 0 | 0
7122 | 0 | 0
7123 | 0 | 0
7124 | 0 | 0
7125 | 0 | 0
7126 | 0 | 0
7127 | 0 | 0
7128 | 0 | 0
7129 | 0 | 0
7130 | 0 | 0
7131 | 0 | 0
7132 | 0 | 0
7133 | 0 | 0
7134 | 0 | 0
7135 | 0 | 0
7136 | 0 | 0
7137 | 0 | 0
7138 | 0 | 0
7139 | 0 | 0
7140 | 0 | 0
7141 | 0 | 0
7142 | 0 | 0
7143 | 0 | 0
7144 | 0 | 0
7145 | 0 | 0
7146 | 0 | 0
7147 | 0 | 0
7148 | 0 | 0
7149 | 0 | 0
7150 | 0 | 0
7151 | 0 | 0
7152 | 0 | 0
7153 | 0 | 0
7154 | 0 | 0
7155 | 0 | 0
7156 | 0 | 0
7157 | 0 | 0
7158 | 0 | 0
7159 | 0 | 0
7160 | 0 | 0
7161 | 0 | 0
7162 | 0 | 0
7163 | 0 | 0
7164 | 0 | 0
7165 | 0 | 0
7166 | 0 | 0
7167 | 0 | 0
7168 | 0 | 0
7169 | 0 | 0
7170 | 0 | 0
7171 | 0 | 0
7172 | 0 | 0
7173 | 0 | 0
7174 | 0 | 0
7175 | 0 | 0
7176 | 0 | 0
7177 | 0 | 0
7178 | 0 | 0
7179 | 0 | 0
7180 | 0 | 0
7181 | 0 | 0
7182 | 0 | 0
7183 | 0 | 0
7184 | 0 | 0
7185 | 0 | 0
7186 | 0 | 0
7187 | 0 | 0
7188 | 0 | 0
7189 | 0 | 0
7190 | 0 | 0
7191 | 0 | 0
7192 | 0 | 0
7193 | 0 | 0
7194 | 0 | 0
7195 | 0 | 0
7196 | 0 | 0
7197 | 0 | 0
7198 | 0 | 0
7199 | 0 | 0
7200 | 0 | 0
7201 | 0 | 0
7202 | 0 | 0
7203 | 0 | 0
7204 | 0 | 0
7205 | 0 | 0
7206 | 0 | 0
7207 | 0 | 0
7208 | 0 | 0
7209 | 0 | 0
7210 | 0 | 0
7211 | 0 | 0
7212 | 0 | 0
7213 | 0 | 0
7214 | 0 | 0
7215 | 0 | 0
7216 | 0 | 0
7217 | 0 | 0
7218 | 0 | 0
7219 | 0 | 0
7220 | 0 | 0
7221 | 0 | 0
7222 | 0 | 0
7223 | 0 | 0
7224 | 0 | 0
7225 | 0 | 0
7226 | 0 | 0
7227 | 0 | 0
7228 | 0 | 0
7229 | 0 | 0
7230 | 0 | 0
7231 | 0 | 0
7232 | 0 | 0
7233 | 0 | 0
7234 | 0 | 0
7235 | 0 | 0
7236 | 0 | 0
7237 | 0 | 0
7238 | 0 | 0
7239 | 0 | 0
7240 | 0 | 0
7241 | 0 | 0
7242 | 0 | 0
7243 | 0 | 0
7244 | 0 | 0
7245 | 0 | 0
7246 | 0 | 0
7247 | 0 | 0
7248 | 0 | 0
7249 | 0 | 0
7250 | 0 | 0
7251 | 0 | 0
7252 | 0 | 0
7253 | 0 | 0
7254 | 0 | 0
7255 | 0 | 0
7256 | 0 | 0
7257 | 0 | 0
7258 | 0 | 0
7259 | 0 | 0
7260 | 0 | 0
7261 | 0 | 0
7262 | 0 | 0
7263 | 0 | 0
7264 | 0 | 0
7265 | 0 | 0
7266 | 0 | 0
7267 | 0 | 0
7268 | 0 | 0
7269 | 0 | 0
7270 | 0 | 0
7271 | 0 | 0
7272 | 0 | 0
7273 | 0 | 0
7274 | 0 | 0
7275 | 0 | 0
7276 | 0 | 0
7277 | 0 | 0
7278 | 0 | 0
7279 | 0 | 0
7280 | 0 | 0
7281 | 0 | 0
7282 | 0 | 0
7283 | 0 | 0
7284 | 0 | 0
7285 | 0 | 0
7286 | 0 | 0
7287 | 0 | 0
7288 | 0 | 0
7289 | 0 | 0
7290 | 0 | 0
7291 | 0 | 0
7292 | 0 | 0
7293 | 0 | 0
7294 | 0 | 0
7295 | 0 | 0
7296 | 0 | 0
7297 | 0 | 0
7298 | 0 | 0
7299 | 0 | 0
7300 | 0 | 0
7301 | 0 | 0
7302 | 0 | 0
7303 | 0 | 0
7304 | 0 | 0
7305 | 0 | 0
7306 | 0 | 0
7307 | 0 | 0
7308 | 0 | 0
7309 | 0 | 0
7310 | 0 | 0
7311 | 0 | 0
7312 | 0 | 0
7313 | 0 | 0
7314 | 0 | 0
7315 | 0 | 0
7316 | 0 | 0
7317 | 0 | 0
7318 | 0 | 0
7319 | 0 | 0
7320 | 0 | 0
7321 | 0 | 0
7322 | 0 | 0
7323 | 0 | 0
7324 | 0 | 0
7325 | 0 | 0
7326 | 0 | 0
7327 | 0 | 0
7328 | 0 | 0
7329 | 0 | 0
7330 | 0 | 0
7331 | 0 | 0
7332 | 0 | 0
7333 | 0 | 0
7334 | 0 | 0
7335 | 0 | 0
7336 | 0 | 0
7337 | 0 | 0
7338 | 0 | 0
7339 | 0 | 0
7340 | 0 | 0
7341 | 0 | 0
7342 | 0 | 0
7343 | 0 | 0
7344 | 0 | 0
7345 | 0 | 0
7346 | 0 | 0
7347 | 0 | 0
7348 | 0 | 0
7349 | 0 | 0
7350 | 0 | 0
7351 | 0 | 0
7352 | 0 | 0
7353 | 0 | 0
7354 | 0 | 0
7355 | 0 | 0
7356 | 0 | 0
7357 | 0 | 0
7358 | 0 | 0
7359 | 0 | 0
7360 | 0 | 0
7361 | 0 | 0
7362 | 0 | 0
7363 | 0 | 0
7364 | 0 | 0
7365 | 0 | 0
7366 | 0 | 0
7367 | 0 | 0
7368 | 0 | 0
7369 | 0 | 0
7370 | 0 | 0
7371 | 0 | 0
7372 | 0 | 0
7373 | 0 | 0
7374 | 0 | 0
7375 | 0 | 0
7376 | 0 | 0
7377 | 0 | 0
7378 | 0 | 0
7379 | 0 | 0
7380 | 0 | 0
7381 | 0 | 0
7382 | 0 | 0
7383 | 0 | 0
7384 | 0 | 0
7385 | 0 | 0
7386 | 0 | 0
7387 | 0 | 0
7388 | 0 | 0
7389 | 0 | 0
7390 | 0 | 0
7391 | 0 | 0
7392 | 0 | 0
7393 | 0 | 0
7394 | 0 | 0
7395 | 0 | 0
7396 | 0 | 0
7397 | 0 | 0
7398 | 0 | 0
7399 | 0 | 0
7400 | 0 | 0
7401 | 0 | 0
7402 | 0 | 0
7403 | 0 | 0
7404 | 0 | 0
7405 | 0 | 0
7406 | 0 | 0
7407 | 0 | 0
7408 | 0 | 0
7409 | 0 | 0
7410 | 0 | 0
7411 | 0 | 0
7412 | 0 | 0
7413 | 0 | 0
7414 | 0 | 0
7415 | 0 | 0
7416 | 0 | 0
7417 | 0 | 0
7418 | 0 | 0
7419 | 0 | 0
7420 | 0 | 0
7421 | 0 | 0
7422 | 0 | 0
7423 | 0 | 0
7424 | 0 | 0
7425 | 0 | 0
7426 | 0 | 0
7427 | 0 | 0
7428 | 0 | 0
7429 | 0 | 0
7430 | 0 | 0
7431 | 0 | 0
7432 | 0 | 0
7433 | 0 | 0
7434 | 0 | 0
7435 | 0 | 0
7436 | 0 | 0
7437 | 0 | 0
7438 | 0 | 0
7439 | 0 | 0
7440 | 0 | 0
7441 | 0 | 0
7442 | 0 | 0
7443 | 0 | 0
7444 | 0 | 0
7445 | 0 | 0
7446 | 0 | 0
7447 | 0 | 0
7448 | 0 | 0
7449 | 0 | 0
7450 | 0 | 0
7451 | 0 | 0
7452 | 0 | 0
7453 | 0 | 0
7454 | 0 | 0
7455 | 0 | 0
7456 | 0 | 0
7457 | 0 | 0
7458 | 0 | 0
7459 | 0 | 0
7460 | 0 | 0
7461 | 0 | 0
7462 | 0 | 0
7463 | 0 | 0
7464 | 0 | 0
7465 | 0 | 0
7466 | 0 | 0
7467 | 0 | 0
7468 | 0 | 0
7469 | 0 | 0
7470 | 0 | 0
7471 | 0 | 0
7472 | 0 | 0
7473 | 0 | 0
7474 | 0 | 0
7475 | 0 | 0
7476 | 0 | 0
7477 | 0 | 0
7478 | 0 | 0
7479 | 0 | 0
7480 | 0 | 0
7481 | 0 | 0
7482 | 0 | 0
7483 | 0 | 0
7484 | 0 | 0
7485 | 0 | 0
7486 | 0 | 0
7487 | 0 | 0
7488 | 0 | 0
7489 | 0 | 0
7490 | 0 | 0
7491 | 0 | 0
7492 | 0 | 0
7493 | 0 | 0
7494 | 0 | 0
7495 | 0 | 0
7496 | 0 | 0
7497 | 0 | 0
7498 | 0 | 0
7499 | 0 | 0
7500 | 0 | 0
7501 | 0 | 0
7502 | 0 | 0
7503 | 0 | 0
7504 | 0 | 0
7505 | 0 | 0
7506 | 0 | 0
7507 | 0 | 0
7508 | 0 | 0
7509 | 0 | 0
7510 | 0 | 0
7511 | 0 | 0
7512 | 0 | 0
7513 | 0 | 0
7514 | 0 | 0
7515 | 0 | 0
7516 | 0 | 0
7517 | 0 | 0
7518 | 0 | 0
7519 | 0 | 0
7520 | 0 | 0
7521 | 0 | 0
7522 | 0 | 0
7523 | 0 | 0
7524 | 0 | 0
7525 | 0 | 0
7526 | 0 | 0
7527 | 0 | 0
7528 | 0 | 0
7529 | 0 | 0
7530 | 0 | 0
7531 | 0 | 0
7532 | 0 | 0
7533 | 0 | 0
7534 | 0 | 0
7535 | 0 | 0
7536 | 0 | 0
7537 | 0 | 0
7538 | 0 | 0
7539 | 0 | 0
7540 | 0 | 0
7541 | 0 | 0
7542 | 0 | 0
7543 | 0 | 0
7544 | 0 | 0
7545 | 0 | 0
7546 | 0 | 0
7547 | 0 | 0
7548 | 0 | 0
7549 | 0 | 0
7550 | 0 | 0
7551 | 0 | 0
7552 | 0 | 0
7553 | 0 | 0
7554 | 0 | 0
7555 | 0 | 0
7556 | 0 | 0
7557 | 0 | 0
7558 | 0 | 0
7559 | 0 | 0
7560 | 0 | 0
7561 | 0 | 0
7562 | 0 | 0
7563 | 0 | 0
7564 | 0 | 0
7565 | 0 | 0
7566 | 0 | 0
7567 | 0 | 0
7568 | 0 | 0
7569 | 0 | 0
7570 | 0 | 0
7571 | 0 | 0
7572 | 0 | 0
7573 | 0 | 0
7574 | 0 | 0
7575 | 0 | 0
7576 | 0 | 0
7577 | 0 | 0
7578 | 0 | 0
7579 | 0 | 0
7580 | 0 | 0
7581 | 0 | 0
7582 | 0 | 0
7583 | 0 | 0
7584 | 0 | 0
7585 | 0 | 0
7586 | 0 | 0
7587 | 0 | 0
7588 | 0 | 0
7589 | 0 | 0
7590 | 0 | 0
7591 | 0 | 0
7592 | 0 | 0
7593 | 0 | 0
7594 | 0 | 0
7595 | 0 | 0
7596 | 0 | 0
7597 | 0 | 0
7598 | 0 | 0
7599 | 0 | 0
7600 | 0 | 0
7601 | 0 | 0
7602 | 0 | 0
7603 | 0 | 0
7604 | 0 | 0
7605 | 0 | 0
7606 | 0 | 0
7607 | 0 | 0
7608 | 0 | 0
7609 | 0 | 0
7610 | 0 | 0
7611 | 0 | 0
7612 | 0 | 0
7613 | 0 | 0
7614 | 0 | 0
7615 | 0 | 0
7616 | 0 | 0
7617 | 0 | 0
7618 | 0 | 0
7619 | 0 | 0
7620 | 0 | 0
7621 | 0 | 0
7622 | 0 | 0
7623 | 0 | 0
7624 | 0 | 0
7625 | 0 | 0
7626 | 0 | 0
7627 | 0 | 0
7628 | 0 | 0
7629 | 0 | 0
7630 | 0 | 0
7631 | 0 | 0
7632 | 0 | 0
7633 | 0 | 0
7634 | 0 | 0
7635 | 0 | 0
7636 | 0 | 0
7637 | 0 | 0
7638 | 0 | 0
7639 | 0 | 0
7640 | 0 | 0
7641 | 0 | 0
7642 | 0 | 0
7643 | 0 | 0
7644 | 0 | 0
7645 | 0 | 0
7646 | 0 | 0
7647 | 0 | 0
7648 | 0 | 0
7649 | 0 | 0
7650 | 0 | 0
7651 | 0 | 0
7652 | 0 | 0
7653 | 0 | 0
7654 | 0 | 0
7655 | 0 | 0
7656 | 0 | 0
7657 | 0 | 0
7658 | 0 | 0
7659 | 0 | 0
7660 | 0 | 0
7661 | 0 | 0
7662 | 0 | 0
7663 | 0 | 0
7664 | 0 | 0
7665 | 0 | 0
7666 | 0 | 0
7667 | 0 | 0
7668 | 0 | 0
7669 | 0 | 0
7670 | 0 | 0
7671 | 0 | 0
7672 | 0 | 0
7673 | 0 | 0
7674 | 0 | 0
7675 | 0 | 0
7676 | 0 | 0
7677 | 0 | 0
7678 | 0 | 0
7679 | 0 | 0
7680 | 0 | 0
7681 | 0 | 0
7682 | 0 | 0
7683 | 0 | 0
7684 | 0 | 0
7685 | 0 | 0
7686 | 0 | 0
7687 | 0 | 0
7688 | 0 | 0
7689 | 0 | 0
7690 | 0 | 0
7691 | 0 | 0
7692 | 0 | 0
7693 | 0 | 0
7694 | 0 | 0
7695 | 0 | 0
7696 | 0 | 0
7697 | 0 | 0
7698 | 0 | 0
7699 | 0 | 0
7700 | 0 | 0
7701 | 0 | 0
7702 | 0 | 0
7703 | 0 | 0
7704 | 0 | 0
7705 | 0 | 0
7706 | 0 | 0
7707 | 0 | 0
7708 | 0 | 0
7709 | 0 | 0
7710 | 0 | 0
7711 | 0 | 0
7712 | 0 | 0
7713 | 0 | 0
7714 | 0 | 0
7715 | 0 | 0
7716 | 0 | 0
7717 | 0 | 0
7718 | 0 | 0
7719 | 0 | 0
7720 | 0 | 0
7721 | 0 | 0
7722 | 0 | 0
7723 | 0 | 0
7724 | 0 | 0
7725 | 0 | 0
7726 | 0 | 0
7727 | 0 | 0
7728 | 0 | 0
7729 | 0 | 0
7730 | 0 | 0
7731 | 0 | 0
7732 | 0 | 0
7733 | 0 | 0
7734 | 0 | 0
7735 | 0 | 0
7736 | 0 | 0
7737 | 0 | 0
7738 | 0 | 0
7739 | 0 | 0
7740 | 0 | 0
7741 | 0 | 0
7742 | 0 | 0
7743 | 0 | 0
7744 | 0 | 0
7745 | 0 | 0
7746 | 0 | 0
7747 | 0 | 0
7748 | 0 | 0
7749 | 0 | 0
7750 | 0 | 0
7751 | 0 | 0
7752 | 0 | 0
7753 | 0 | 0
7754 | 0 | 0
7755 | 0 | 0
7756 | 0 | 0
7757 | 0 | 0
7758 | 0 | 0
7759 | 0 | 0
7760 | 0 | 0
7761 | 0 | 0
7762 | 0 | 0
7763 | 0 | 0
7764 | 0 | 0
7765 | 0 | 0
7766 | 0 | 0
7767 | 0 | 0
7768 | 0 | 0
7769 | 0 | 0
7770 | 0 | 0
7771 | 0 | 0
7772 | 0 | 0
7773 | 0 | 0
7774 | 0 | 0
7775 | 0 | 0
7776 | 0 | 0
7777 | 0 | 0
7778 | 0 | 0
7779 | 0 | 0
7780 | 0 | 0
7781 | 0 | 0
7782 | 0 | 0
7783 | 0 | 0
7784 | 0 | 0
7785 | 0 | 0
7786 | 0 | 0
7787 | 0 | 0
7788 | 0 | 0
7789 | 0 | 0
7790 | 0 | 0
7791 | 0 | 0
7792 | 0 | 0
7793 | 0 | 0
7794 | 0 | 0
7795 | 0 | 0
7796 | 0 | 0
7797 | 0 | 0
7798 | 0 | 0
7799 | 0 | 0
7800 | 0 | 0
7801 | 0 | 0
7802 | 0 | 0
7803 | 0 | 0
7804 | 0 | 0
7805 | 0 | 0
7806 | 0 | 0
7807 | 0 | 0
7808 | 0 | 0
7809 | 0 | 0
7810 | 0 | 0
7811 | 0 | 0
7812 | 0 | 0
7813 | 0 | 0
7814 | 0 | 0
7815 | 0 | 0
7816 | 0 | 0
7817 | 0 | 0
7818 | 0 | 0
7819 | 0 | 0
7820 | 0 | 0
7821 | 0 | 0
7822 | 0 | 0
7823 | 0 | 0
7824 | 0 | 0
7825 | 0 | 0
7826 | 0 | 0
7827 | 0 | 0
7828 | 0 | 0
7829 | 0 | 0
7830 | 0 | 0
7831 | 0 | 0
7832 | 0 | 0
7833 | 0 | 0
7834 | 0 | 0
7835 | 0 | 0
7836 | 0 | 0
7837 | 0 | 0
7838 | 0 | 0
7839 | 0 | 0
7840 | 0 | 0
7841 | 0 | 0
7842 | 0 | 0
7843 | 0 | 0
7844 | 0 | 0
7845 | 0 | 0
7846 | 0 | 0
7847 | 0 | 0
7848 | 0 | 0
7849 | 0 | 0
7850 | 0 | 0
7851 | 0 | 0
7852 | 0 | 0
7853 | 0 | 0
7854 | 0 | 0
7855 | 0 | 0
7856 | 0 | 0
7857 | 0 | 0
7858 | 0 | 0
7859 | 0 | 0
7860 | 0 | 0
7861 | 0 | 0
7862 | 0 | 0
7863 | 0 | 0
7864 | 0 | 0
7865 | 0 | 0
7866 | 0 | 0
7867 | 0 | 0
7868 | 0 | 0
7869 | 0 | 0
7870 | 0 | 0
7871 | 0 | 0
7872 | 0 | 0
7873 | 0 | 0
7874 | 0 | 0
7875 | 0 | 0
7876 | 0 | 0
7877 | 0 | 0
7878 | 0 | 0
7879 | 0 | 0
7880 | 0 | 0
7881 | 0 | 0
7882 | 0 | 0
7883 | 0 | 0
7884 | 0 | 0
7885 | 0 | 0
7886 | 0 | 0
7887 | 0 | 0
7888 | 0 | 0
7889 | 0 | 0
7890 | 0 | 0
7891 | 0 | 0
7892 | 0 | 0
7893 | 0 | 0
7894 | 0 | 0
7895 | 0 | 0
7896 | 0 | 0
7897 | 0 | 0
7898 | 0 | 0
7899 | 0 | 0
7900 | 0 | 0
7901 | 0 | 0
7902 | 0 | 0
7903 | 0 | 0
7904 | 0 | 0
7905 | 0 | 0
7906 | 0 | 0
7907 | 0 | 0
7908 | 0 | 0
7909 | 0 | 0
7910 | 0 | 0
7911 | 0 | 0
7912 | 0 | 0
7913 | 0 | 0
7914 | 0 | 0
7915 | 0 | 0
7916 | 0 | 0
7917 | 0 | 0
7918 | 0 | 0
7919 | 0 | 0
7920 | 0 | 0
7921 | 0 | 0
7922 | 0 | 0
7923 | 0 | 0
7924 | 0 | 0
7925 | 0 | 0
7926 | 0 | 0
7927 | 0 | 0
7928 | 0 | 0
7929 | 0 | 0
7930 | 0 | 0
7931 | 0 | 0
7932 | 0 | 0
7933 | 0 | 0
7934 | 0 | 0
7935 | 0 | 0
7936 | 0 | 0
7937 | 0 | 0
7938 | 0 | 0
7939 | 0 | 0
7940 | 0 | 0
7941 | 0 | 0
7942 | 0 | 0
7943 | 0 | 0
7944 | 0 | 0
7945 | 0 | 0
7946 | 0 | 0
7947 | 0 | 0
7948 | 0 | 0
7949 | 0 | 0
7950 | 0 | 0
7951 | 0 | 0
7952 | 0 | 0
7953 | 0 | 0
7954 | 0 | 0
7955 | 0 | 0
7956 | 0 | 0
7957 | 0 | 0
7958 | 0 | 0
7959 | 0 | 0
7960 | 0 | 0
7961 | 0 | 0
7962 | 0 | 0
7963 | 0 | 0
7964 | 0 | 0
7965 | 0 | 0
7966 | 0 | 0
7967 | 0 | 0
7968 | 0 | 0
7969 | 0 | 0
7970 | 0 | 0
7971 | 0 | 0
7972 | 0 | 0
7973 | 0 | 0
7974 | 0 | 0
7975 | 0 | 0
7976 | 0 | 0
7977 | 0 | 0
7978 | 0 | 0
7979 | 0 | 0
7980 | 0 | 0
7981 | 0 | 0
7982 | 0 | 0
7983 | 0 | 0
7984 | 0 | 0
7985 | 0 | 0
7986 | 0 | 0
7987 | 0 | 0
7988 | 0 | 0
7989 | 0 | 0
7990 | 0 | 0
7991 | 0 | 0
7992 | 0 | 0
7993 | 0 | 0
7994 | 0 | 0
7995 | 0 | 0
7996 | 0 | 0
7997 | 0 | 0
7998 | 0 | 0
7999 | 0 | 0
8000 | 0 | 0
8001 | 0 | 0
8002 | 0 | 0
8003 | 0 | 0
8004 | 0 | 0
8005 | 0 | 0
8006 | 0 | 0
8007 | 0 | 0
8008 | 0 | 0
8009 | 0 | 0
8010 | 0 | 0
8011 | 0 | 0
8012 | 0 | 0
8013 | 0 | 0
8014 | 0 | 0
8015 | 0 | 0
8016 | 0 | 0
8017 | 0 | 0
8018 | 0 | 0
8019 | 0 | 0
8020 | 0 | 0
8021 | 0 | 0
8022 | 0 | 0
8023 | 0 | 0
8024 | 0 | 0
8025 | 0 | 0
8026 | 0 | 0
8027 | 0 | 0
8028 | 0 | 0
8029 | 0 | 0
8030 | 0 | 0
8031 | 0 | 0
8032 | 0 | 0
8033 | 0 | 0
8034 | 0 | 0
8035 | 0 | 0
8036 | 0 | 0
8037 | 0 | 0
8038 | 0 | 0
8039 | 0 | 0
8040 | 0 | 0
8041 | 0 | 0
8042 | 0 | 0
8043 | 0 | 0
8044 | 0 | 0
8045 | 0 | 0
8046 | 0 | 0
8047 | 0 | 0
8048 | 0 | 0
8049 | 0 | 0
8050 | 0 | 0
8051 | 0 | 0
8052 | 0 | 0
8053 | 0 | 0
8054 | 0 | 0
8055 | 0 | 0
8056 | 0 | 0
8057 | 0 | 0
8058 | 0 | 0
8059 | 0 | 0
8060 | 0 | 0
8061 | 0 | 0
8062 | 0 | 0
8063 | 0 | 0
8064 | 0 | 0
8065 | 0 | 0
8066 | 0 | 0
8067 | 0 | 0
8068 | 0 | 0
8069 | 0 | 0
8070 | 0 | 0
8071 | 0 | 0
8072 | 0 | 0
8073 | 0 | 0
8074 | 0 | 0
8075 | 0 | 0
8076 | 0 | 0
8077 | 0 | 0
8078 | 0 | 0
8079 | 0 | 0
8080 | 0 | 0
8081 | 0 | 0
8082 | 0 | 0
8083 | 0 | 0
8084 | 0 | 0
8085 | 0 | 0
8086 | 0 | 0
8087 | 0 | 0
8088 | 0 | 0
8089 | 0 | 0
8090 | 0 | 0
8091 | 0 | 0
8092 | 0 | 0
8093 | 0 | 0
8094 | 0 | 0
8095 | 0 | 0
8096 | 0 | 0
8097 | 0 | 0
8098 | 0 | 0
8099 | 0 | 0
8100 | 0 | 0
8101 | 0 | 0
8102 | 0 | 0
8103 | 0 | 0
8104 | 0 | 0
8105 | 0 | 0
8106 | 0 | 0
8107 | 0 | 0
8108 | 0 | 0
8109 | 0 | 0
8110 | 0 | 0
8111 | 0 | 0
8112 | 0 | 0
8113 | 0 | 0
8114 | 0 | 0
8115 | 0 | 0
8116 | 0 | 0
8117 | 0 | 0
8118 | 0 | 0
8119 | 0 | 0
8120 | 0 | 0
8121 | 0 | 0
8122 | 0 | 0
8123 | 0 | 0
8124 | 0 | 0
8125 | 0 | 0
8126 | 0 | 0
8127 | 0 | 0
8128 | 0 | 0
8129 | 0 | 0
8130 | 0 | 0
8131 | 0 | 0
8132 | 0 | 0
8133 | 0 | 0
8134 | 0 | 0
8135 | 0 | 0
8136 | 0 | 0
8137 | 0 | 0
8138 | 0 | 0
8139 | 0 | 0
8140 | 0 | 0
8141 | 0 | 0
8142 | 0 | 0
8143 | 0 | 0
8144 | 0 | 0
8145 | 0 | 0
8146 | 0 | 0
8147 | 0 | 0
8148 | 0 | 0
8149 | 0 | 0
8150 | 0 | 0
8151 | 0 | 0
8152 | 0 | 0
8153 | 0 | 0
8154 | 0 | 0
8155 | 0 | 0
8156 | 0 | 0
8157 | 0 | 0
8158 | 0 | 0
8159 | 0 | 0
8160 | 0 | 0
8161 | 0 | 0
8162 | 0 | 0
8163 | 0 | 0
8164 | 0 | 0
8165 | 0 | 0
8166 | 0 | 0
8167 | 0 | 0
8168 | 0 | 0
8169 | 0 | 0
8170 | 0 | 0
8171 | 0 | 0
8172 | 0 | 0
8173 | 0 | 0
8174 | 0 | 0
8175 | 0 | 0
8176 | 0 | 0
8177 | 0 | 0
8178 | 0 | 0
8179 | 0 | 0
8180 | 0 | 0
8181 | 0 | 0
8182 | 0 | 0
8183 | 0 | 0
8184 | 0 | 0
8185 | 0 | 0
8186 | 0 | 0
8187 | 0 | 0
8188 | 0 | 0
8189 | 0 | 0
8190 | 0 | 0
8191 | 0 | 0
8192 | 0 | 0
8193 | 0 | 0
8194 | 0 | 0
8195 | 0 | 0
8196 | 0 | 0
8197 | 0 | 0
8198 | 0 | 0
8199 | 0 | 0
8200 | 0 | 0
8201 | 0 | 0
8202 | 0 | 0
8203 | 0 | 0
8204 | 0 | 0
8205 | 0 | 0
8206 | 0 | 0
8207 | 0 | 0
8208 | 0 | 0
8209 | 0 | 0
8210 | 0 | 0
8211 | 0 | 0
8212 | 0 | 0
8213 | 0 | 0
8214 | 0 | 0
8215 | 0 | 0
8216 | 0 | 0
8217 | 0 | 0
8218 | 0 | 0
8219 | 0 | 0
8220 | 0 | 0
8221 | 0 | 0
8222 | 0 | 0
8223 | 0 | 0
8224 | 0 | 0
8225 | 0 | 0
8226 | 0 | 0
8227 | 0 | 0
8228 | 0 | 0
8229 | 0 | 0
8230 | 0 | 0
8231 | 0 | 0
8232 | 0 | 0
8233 | 0 | 0
8234 | 0 | 0
8235 | 0 | 0
8236 | 0 | 0
8237 | 0 | 0
8238 | 0 | 0
8239 | 0 | 0
8240 | 0 | 0
8241 | 0 | 0
8242 | 0 | 0
8243 | 0 | 0
8244 | 0 | 0
8245 | 0 | 0
8246 | 0 | 0
8247 | 0 | 0
8248 | 0 | 0
8249 | 0 | 0
8250 | 0 | 0
8251 | 0 | 0
8252 | 0 | 0
8253 | 0 | 0
8254 | 0 | 0
8255 | 0 | 0
8256 | 0 | 0
8257 | 0 | 0
8258 | 0 | 0
8259 | 0 | 0
8260 | 0 | 0
8261 | 0 | 0
8262 | 0 | 0
8263 | 0 | 0
8264 | 0 | 0
8265 | 0 | 0
8266 | 0 | 0
8267 | 0 | 0
8268 | 0 | 0
8269 | 0 | 0
8270 | 0 | 0
8271 | 0 | 0
8272 | 0 | 0
8273 | 0 | 0
8274 | 0 | 0
8275 | 0 | 0
8276 | 0 | 0
8277 | 0 | 0
8278 | 0 | 0
8279 | 0 | 0
8280 | 0 | 0
8281 | 0 | 0
8282 | 0 | 0
8283 | 0 | 0
8284 | 0 | 0
8285 | 0 | 0
8286 | 0 | 0
8287 | 0 | 0
8288 | 0 | 0
8289 | 0 | 0
8290 | 0 | 0
8291 | 0 | 0
8292 | 0 | 0
8293 | 0 | 0
8294 | 0 | 0
8295 | 0 | 0
8296 | 0 | 0
8297 | 0 | 0
8298 | 0 | 0
8299 | 0 | 0
8300 | 0 | 0
8301 | 0 | 0
8302 | 0 | 0
8303 | 0 | 0
8304 | 0 | 0
8305 | 0 | 0
8306 | 0 | 0
8307 | 0 | 0
8308 | 0 | 0
8309 | 0 | 0
8310 | 0 | 0
8311 | 0 | 0
8312 | 0 | 0
8313 | 0 | 0
8314 | 0 | 0
8315 | 0 | 0
8316 | 0 | 0
8317 | 0 | 0
8318 | 0 | 0
8319 | 0 | 0
8320 | 0 | 0
8321 | 0 | 0
8322 | 0 | 0
8323 | 0 | 0
8324 | 0 | 0
8325 | 0 | 0
8326 | 0 | 0
8327 | 0 | 0
8328 | 0 | 0
8329 | 0 | 0
8330 | 0 | 0
8331 | 0 | 0
8332 | 0 | 0
8333 | 0 | 0
8334 | 0 | 0
8335 | 0 | 0
8336 | 0 | 0
8337 | 0 | 0
8338 | 0 | 0
8339 | 0 | 0
8340 | 0 | 0
8341 | 0 | 0
8342 | 0 | 0
8343 | 0 | 0
8344 | 0 | 0
8345 | 0 | 0
8346 | 0 | 0
8347 | 0 | 0
8348 | 0 | 0
8349 | 0 | 0
8350 | 0 | 0
8351 | 0 | 0
8352 | 0 | 0
8353 | 0 | 0
8354 | 0 | 0
8355 | 0 | 0
8356 | 0 | 0
8357 | 0 | 0
8358 | 0 | 0
8359 | 0 | 0
8360 | 0 | 0
8361 | 0 | 0
8362 | 0 | 0
8363 | 0 | 0
8364 | 0 | 0
8365 | 0 | 0
8366 | 0 | 0
8367 | 0 | 0
8368 | 0 | 0
8369 | 0 | 0
8370 | 0 | 0
8371 | 0 | 0
8372 | 0 | 0
8373 | 0 | 0
8374 | 0 | 0
8375 | 0 | 0
8376 | 0 | 0
8377 | 0 | 0
8378 | 0 | 0
8379 | 0 | 0
8380 | 0 | 0
8381 | 0 | 0
8382 | 0 | 0
8383 | 0 | 0
8384 | 0 | 0
8385 | 0 | 0
8386 | 0 | 0
8387 | 0 | 0
8388 | 0 | 0
8389 | 0 | 0
8390 | 0 | 0
8391 | 0 | 0
8392 | 0 | 0
8393 | 0 | 0
8394 | 0 | 0
8395 | 0 | 0
8396 | 0 | 0
8397 | 0 | 0
8398 | 0 | 0
8399 | 0 | 0
8400 | 0 | 0
8401 | 0 | 0
8402 | 0 | 0
8403 | 0 | 0
8404 | 0 | 0
8405 | 0 | 0
8406 | 0 | 0
8407 | 0 | 0
8408 | 0 | 0
8409 | 0 | 0
8410 | 0 | 0
8411 | 0 | 0
8412 | 0 | 0
8413 | 0 | 0
8414 | 0 | 0
8415 | 0 | 0
8416 | 0 | 0
8417 | 0 | 0
8418 | 0 | 0
8419 | 0 | 0
8420 | 0 | 0
8421 | 0 | 0
8422 | 0 | 0
8423 | 0 | 0
8424 | 0 | 0
8425 | 0 | 0
8426 | 0 | 0
8427 | 0 | 0
8428 | 0 | 0
8429 | 0 | 0
8430 | 0 | 0
8431 | 0 | 0
8432 | 0 | 0
8433 | 0 | 0
8434 | 0 | 0
8435 | 0 | 0
8436 | 0 | 0
8437 | 0 | 0
8438 | 0 | 0
8439 | 0 | 0
8440 | 0 | 0
8441 | 0 | 0
8442 | 0 | 0
8443 | 0 | 0
8444 | 0 | 0
8445 | 0 | 0
8446 | 0 | 0
8447 | 0 | 0
8448 | 0 | 0
8449 | 0 | 0
8450 | 0 | 0
8451 | 0 | 0
8452 | 0 | 0
8453 | 0 | 0
8454 | 0 | 0
8455 | 0 | 0
8456 | 0 | 0
8457 | 0 | 0
8458 | 0 | 0
8459 | 0 | 0
8460 | 0 | 0
8461 | 0 | 0
8462 | 0 | 0
8463 | 0 | 0
8464 | 0 | 0
8465 | 0 | 0
8466 | 0 | 0
8467 | 0 | 0
8468 | 0 | 0
8469 | 0 | 0
8470 | 0 | 0
8471 | 0 | 0
8472 | 0 | 0
8473 | 0 | 0
8474 | 0 | 0
8475 | 0 | 0
8476 | 0 | 0
8477 | 0 | 0
8478 | 0 | 0
8479 | 0 | 0
8480 | 0 | 0
8481 | 0 | 0
8482 | 0 | 0
8483 | 0 | 0
8484 | 0 | 0
8485 | 0 | 0
8486 | 0 | 0
8487 | 0 | 0
8488 | 0 | 0
8489 | 0 | 0
8490 | 0 | 0
8491 | 0 | 0
8492 | 0 | 0
8493 | 0 | 0
8494 | 0 | 0
8495 | 0 | 0
8496 | 0 | 0
8497 | 0 | 0
8498 | 0 | 0
8499 | 0 | 0
8500 | 0 | 0
8501 | 0 | 0
8502 | 0 | 0
8503 | 0 | 0
8504 | 0 | 0
8505 | 0 | 0
8506 | 0 | 0
8507 | 0 | 0
8508 | 0 | 0
8509 | 0 | 0
8510 | 0 | 0
8511 | 0 | 0
8512 | 0 | 0
8513 | 0 | 0
8514 | 0 | 0
8515 | 0 | 0
8516 | 0 | 0
8517 | 0 | 0
8518 | 0 | 0
8519 | 0 | 0
8520 | 0 | 0
8521 | 0 | 0
8522 | 0 | 0
8523 | 0 | 0
8524 | 0 | 0
8525 | 0 | 0
8526 | 0 | 0
8527 | 0 | 0
8528 | 0 | 0
8529 | 0 | 0
8530 | 0 | 0
8531 | 0 | 0
8532 | 0 | 0
8533 | 0 | 0
8534 | 0 | 0
8535 | 0 | 0
8536 | 0 | 0
8537 | 0 | 0
8538 | 0 | 0
8539 | 0 | 0
8540 | 0 | 0
8541 | 0 | 0
8542 | 0 | 0
8543 | 0 | 0
8544 | 0 | 0
8545 | 0 | 0
8546 | 0 | 0
8547 | 0 | 0
8548 | 0 | 0
8549 | 0 | 0
8550 | 0 | 0
8551 | 0 | 0
8552 | 0 | 0
8553 | 0 | 0
8554 | 0 | 0
8555 | 0 | 0
8556 | 0 | 0
8557 | 0 | 0
8558 | 0 | 0
8559 | 0 | 0
8560 | 0 | 0
8561 | 0 | 0
8562 | 0 | 0
8563 | 0 | 0
8564 | 0 | 0
8565 | 0 | 0
8566 | 0 | 0
8567 | 0 | 0
8568 | 0 | 0
8569 | 0 | 0
8570 | 0 | 0
8571 | 0 | 0
8572 | 0 | 0
8573 | 0 | 0
8574 | 0 | 0
8575 | 0 | 0
8576 | 0 | 0
8577 | 0 | 0
8578 | 0 | 0
8579 | 0 | 0
8580 | 0 | 0
8581 | 0 | 0
8582 | 0 | 0
8583 | 0 | 0
8584 | 0 | 0
8585 | 0 | 0
8586 | 0 | 0
8587 | 0 | 0
8588 | 0 | 0
8589 | 0 | 0
8590 | 0 | 0
8591 | 0 | 0
8592 | 0 | 0
8593 | 0 | 0
8594 | 0 | 0
8595 | 0 | 0
8596 | 0 | 0
8597 | 0 | 0
8598 | 0 | 0
8599 | 0 | 0
8600 | 0 | 0
8601 | 0 | 0
8602 | 0 | 0
8603 | 0 | 0
8604 | 0 | 0
8605 | 0 | 0
8606 | 0 | 0
8607 | 0 | 0
8608 | 0 | 0
8609 | 0 | 0
8610 | 0 | 0
8611 | 0 | 0
8612 | 0 | 0
8613 | 0 | 0
8614 | 0 | 0
8615 | 0 | 0
8616 | 0 | 0
8617 | 0 | 0
8618 | 0 | 0
8619 | 0 | 0
8620 | 0 | 0
8621 | 0 | 0
8622 | 0 | 0
8623 | 0 | 0
8624 | 0 | 0
8625 | 0 | 0
8626 | 0 | 0
8627 | 0 | 0
8628 | 0 | 0
8629 | 0 | 0
8630 | 0 | 0
8631 | 0 | 0
8632 | 0 | 0
8633 | 0 | 0
8634 | 0 | 0
8635 | 0 | 0
8636 | 0 | 0
8637 | 0 | 0
8638 | 0 | 0
8639 | 0 | 0
8640 | 0 | 0
8641 | 0 | 0
8642 | 0 | 0
8643 | 0 | 0
8644 | 0 | 0
8645 | 0 | 0
8646 | 0 | 0
8647 | 0 | 0
8648 | 0 | 0
8649 | 0 | 0
8650 | 0 | 0
8651 | 0 | 0
8652 | 0 | 0
8653 | 0 | 0
8654 | 0 | 0
8655 | 0 | 0
8656 | 0 | 0
8657 | 0 | 0
8658 | 0 | 0
8659 | 0 | 0
8660 | 0 | 0
8661 | 0 | 0
8662 | 0 | 0
8663 | 0 | 0
8664 | 0 | 0
8665 | 0 | 0
8666 | 0 | 0
8667 | 0 | 0
8668 | 0 | 0
8669 | 0 | 0
8670 | 0 | 0
8671 | 0 | 0
8672 | 0 | 0
8673 | 0 | 0
8674 | 0 | 0
8675 | 0 | 0
8676 | 0 | 0
8677 | 0 | 0
8678 | 0 | 0
8679 | 0 | 0
8680 | 0 | 0
8681 | 0 | 0
8682 | 0 | 0
8683 | 0 | 0
8684 | 0 | 0
8685 | 0 | 0
8686 | 0 | 0
8687 | 0 | 0
8688 | 0 | 0
8689 | 0 | 0
8690 | 0 | 0
8691 | 0 | 0
8692 | 0 | 0
8693 | 0 | 0
8694 | 0 | 0
8695 | 0 | 0
8696 | 0 | 0
8697 | 0 | 0
8698 | 0 | 0
8699 | 0 | 0
8700 | 0 | 0
8701 | 0 | 0
8702 | 0 | 0
8703 | 0 | 0
8704 | 0 | 0
8705 | 0 | 0
8706 | 0 | 0
8707 | 0 | 0
8708 | 0 | 0
8709 | 0 | 0
8710 | 0 | 0
8711 | 0 | 0
8712 | 0 | 0
8713 | 0 | 0
8714 | 0 | 0
8715 | 0 | 0
8716 | 0 | 0
8717 | 0 | 0
8718 | 0 | 0
8719 | 0 | 0
8720 | 0 | 0
8721 | 0 | 0
8722 | 0 | 0
8723 | 0 | 0
8724 | 0 | 0
8725 | 0 | 0
8726 | 0 | 0
8727 | 0 | 0
8728 | 0 | 0
8729 | 0 | 0
8730 | 0 | 0
8731 | 0 | 0
8732 | 0 | 0
8733 | 0 | 0
8734 | 0 | 0
8735 | 0 | 0
8736 | 0 | 0
8737 | 0 | 0
8738 | 0 | 0
8739 | 0 | 0
8740 | 0 | 0
8741 | 0 | 0
8742 | 0 | 0
8743 | 0 | 0
8744 | 0 | 0
8745 | 0 | 0
8746 | 0 | 0
8747 | 0 | 0
8748 | 0 | 0
8749 | 0 | 0
8750 | 0 | 0
8751 | 0 | 0
8752 | 0 | 0
8753 | 0 | 0
8754 | 0 | 0
8755 | 0 | 0
8756 | 0 | 0
8757 | 0 | 0
8758 | 0 | 0
8759 | 0 | 0
8760 | 0 | 0
8761 | 0
8762 | 0
8763 | 0
8764 | 0
8765 | 0
8766 | 0
8767 | 0
8768 | 0
8769 | 0
8770 | 0
8771 | 0
8772 | 0
8773 | 0
8774 | 0
8775 | 0
8776 | 0
8777 | 0
8778 | 0
8779 | 0
8780 | 0
8781 | 0
8782 | 0
8783 | 0
8784 | 0
Back to main menu

## Figure 29
Back to main menu
Figure 29: Unserved Energy By Season, Case 1
Duration curve for Index
| 2043 Summer (GW) | 2043 Winter (GW)
1 | 16.745 | 17.403
2 | 16.368 | 17.133
3 | 16.349 | 16.997
4 | 16.233 | 16.865
5 | 16.23 | 16.779
6 | 16.182 | 16.69
7 | 16.076 | 16.646
8 | 16.07 | 16.588
9 | 16.047 | 16.562
10 | 15.993 | 16.559
11 | 15.97 | 16.515
12 | 15.929 | 16.382
13 | 15.926 | 16.356
14 | 15.87 | 16.35
15 | 15.85 | 16.349
16 | 15.841 | 16.346
17 | 15.834 | 16.281
18 | 15.804 | 16.277
19 | 15.79 | 16.254
20 | 15.787 | 16.175
21 | 15.77 | 16.157
22 | 15.722 | 16.154
23 | 15.667 | 16.136
24 | 15.63 | 16.107
25 | 15.628 | 16.091
26 | 15.622 | 16.049
27 | 15.58 | 16.024
28 | 15.569 | 15.983
29 | 15.563 | 15.934
30 | 15.528 | 15.925
31 | 15.49 | 15.895
32 | 15.482 | 15.882
33 | 15.47 | 15.841
34 | 15.452 | 15.824
35 | 15.434 | 15.746
36 | 15.424 | 15.722
37 | 15.396 | 15.717
38 | 15.391 | 15.708
39 | 15.387 | 15.675
40 | 15.361 | 15.665
41 | 15.332 | 15.656
42 | 15.33 | 15.654
43 | 15.322 | 15.627
44 | 15.32 | 15.608
45 | 15.318 | 15.567
46 | 15.317 | 15.543
47 | 15.306 | 15.541
48 | 15.293 | 15.537
49 | 15.266 | 15.535
50 | 15.26 | 15.534
51 | 15.246 | 15.533
52 | 15.238 | 15.532
53 | 15.217 | 15.53
54 | 15.207 | 15.505
55 | 15.206 | 15.473
56 | 15.191 | 15.455
57 | 15.175 | 15.454
58 | 15.134 | 15.453
59 | 15.124 | 15.452
60 | 15.123 | 15.442
61 | 15.115 | 15.442
62 | 15.101 | 15.438
63 | 15.088 | 15.419
64 | 15.086 | 15.41
65 | 15.083 | 15.402
66 | 15.082 | 15.366
67 | 15.073 | 15.32
68 | 15.068 | 15.319
69 | 15.066 | 15.315
70 | 14.971 | 15.287
71 | 14.969 | 15.246
72 | 14.947 | 15.246
73 | 14.945 | 15.231
74 | 14.937 | 15.222
75 | 14.937 | 15.214
76 | 14.924 | 15.211
77 | 14.911 | 15.211
78 | 14.885 | 15.205
79 | 14.858 | 15.197
80 | 14.847 | 15.195
81 | 14.845 | 15.191
82 | 14.815 | 15.19
83 | 14.801 | 15.19
84 | 14.79 | 15.177
85 | 14.786 | 15.163
86 | 14.783 | 15.163
87 | 14.77 | 15.155
88 | 14.763 | 15.151
89 | 14.758 | 15.149
90 | 14.754 | 15.112
91 | 14.753 | 15.106
92 | 14.753 | 15.093
93 | 14.748 | 15.079
94 | 14.746 | 15.053
95 | 14.71 | 15.046
96 | 14.706 | 15.043
97 | 14.701 | 15.04
98 | 14.692 | 15.019
99 | 14.689 | 15.016
100 | 14.671 | 15.012
101 | 14.649 | 15.012
102 | 14.622 | 15.006
103 | 14.596 | 14.962
104 | 14.569 | 14.959
105 | 14.554 | 14.958
106 | 14.545 | 14.955
107 | 14.537 | 14.95
108 | 14.531 | 14.946
109 | 14.484 | 14.942
110 | 14.484 | 14.938
111 | 14.463 | 14.934
112 | 14.46 | 14.934
113 | 14.458 | 14.926
114 | 14.456 | 14.923
115 | 14.447 | 14.914
116 | 14.422 | 14.902
117 | 14.419 | 14.895
118 | 14.416 | 14.892
119 | 14.411 | 14.872
120 | 14.399 | 14.853
121 | 14.387 | 14.846
122 | 14.359 | 14.844
123 | 14.345 | 14.828
124 | 14.33 | 14.786
125 | 14.315 | 14.78
126 | 14.314 | 14.769
127 | 14.312 | 14.762
128 | 14.298 | 14.761
129 | 14.294 | 14.758
130 | 14.262 | 14.748
131 | 14.245 | 14.746
132 | 14.241 | 14.742
133 | 14.215 | 14.733
134 | 14.196 | 14.73
135 | 14.147 | 14.717
136 | 14.145 | 14.706
137 | 14.14 | 14.702
138 | 14.14 | 14.691
139 | 14.135 | 14.688
140 | 14.132 | 14.685
141 | 14.093 | 14.681
142 | 14.093 | 14.672
143 | 14.089 | 14.663
144 | 14.078 | 14.663
145 | 14.073 | 14.661
146 | 14.049 | 14.659
147 | 14.044 | 14.656
148 | 14.043 | 14.655
149 | 14.036 | 14.645
150 | 14.035 | 14.643
151 | 14.026 | 14.642
152 | 14.016 | 14.639
153 | 13.982 | 14.634
154 | 13.971 | 14.634
155 | 13.97 | 14.634
156 | 13.948 | 14.612
157 | 13.947 | 14.593
158 | 13.947 | 14.591
159 | 13.932 | 14.591
160 | 13.925 | 14.566
161 | 13.924 | 14.565
162 | 13.919 | 14.547
163 | 13.915 | 14.529
164 | 13.899 | 14.522
165 | 13.876 | 14.518
166 | 13.867 | 14.512
167 | 13.849 | 14.502
168 | 13.847 | 14.487
169 | 13.844 | 14.485
170 | 13.827 | 14.481
171 | 13.816 | 14.472
172 | 13.816 | 14.471
173 | 13.806 | 14.47
174 | 13.795 | 14.459
175 | 13.794 | 14.453
176 | 13.792 | 14.452
177 | 13.787 | 14.447
178 | 13.786 | 14.438
179 | 13.784 | 14.438
180 | 13.759 | 14.434
181 | 13.757 | 14.427
182 | 13.746 | 14.424
183 | 13.733 | 14.415
184 | 13.713 | 14.406
185 | 13.704 | 14.406
186 | 13.699 | 14.402
187 | 13.686 | 14.4
188 | 13.686 | 14.398
189 | 13.677 | 14.398
190 | 13.659 | 14.397
191 | 13.658 | 14.396
192 | 13.645 | 14.394
193 | 13.639 | 14.389
194 | 13.625 | 14.386
195 | 13.616 | 14.381
196 | 13.614 | 14.379
197 | 13.59 | 14.373
198 | 13.583 | 14.372
199 | 13.575 | 14.361
200 | 13.541 | 14.358
201 | 13.515 | 14.35
202 | 13.509 | 14.342
203 | 13.505 | 14.342
204 | 13.504 | 14.332
205 | 13.496 | 14.329
206 | 13.486 | 14.324
207 | 13.476 | 14.32
208 | 13.466 | 14.319
209 | 13.463 | 14.315
210 | 13.46 | 14.314
211 | 13.456 | 14.309
212 | 13.451 | 14.309
213 | 13.445 | 14.302
214 | 13.415 | 14.3
215 | 13.402 | 14.3
216 | 13.398 | 14.289
217 | 13.356 | 14.286
218 | 13.355 | 14.281
219 | 13.335 | 14.272
220 | 13.334 | 14.263
221 | 13.322 | 14.258
222 | 13.298 | 14.242
223 | 13.292 | 14.241
224 | 13.284 | 14.232
225 | 13.28 | 14.211
226 | 13.274 | 14.2
227 | 13.274 | 14.2
228 | 13.27 | 14.186
229 | 13.265 | 14.181
230 | 13.256 | 14.178
231 | 13.252 | 14.172
232 | 13.238 | 14.168
233 | 13.229 | 14.168
234 | 13.217 | 14.166
235 | 13.215 | 14.159
236 | 13.214 | 14.155
237 | 13.195 | 14.155
238 | 13.187 | 14.153
239 | 13.185 | 14.151
240 | 13.179 | 14.149
241 | 13.172 | 14.148
242 | 13.161 | 14.147
243 | 13.158 | 14.146
244 | 13.156 | 14.143
245 | 13.155 | 14.137
246 | 13.151 | 14.135
247 | 13.138 | 14.133
248 | 13.126 | 14.13
249 | 13.123 | 14.129
250 | 13.086 | 14.127
251 | 13.082 | 14.125
252 | 13.08 | 14.115
253 | 13.075 | 14.113
254 | 13.061 | 14.098
255 | 13.05 | 14.098
256 | 13.047 | 14.095
257 | 13.036 | 14.094
258 | 13.036 | 14.09
259 | 13.025 | 14.09
260 | 13.009 | 14.089
261 | 13.008 | 14.089
262 | 12.99 | 14.088
263 | 12.989 | 14.081
264 | 12.981 | 14.079
265 | 12.957 | 14.077
266 | 12.942 | 14.064
267 | 12.94 | 14.063
268 | 12.938 | 14.061
269 | 12.92 | 14.059
270 | 12.915 | 14.057
271 | 12.913 | 14.05
272 | 12.911 | 14.04
273 | 12.909 | 14.039
274 | 12.903 | 14.024
275 | 12.898 | 14.021
276 | 12.897 | 14.019
277 | 12.895 | 14.017
278 | 12.894 | 14.017
279 | 12.89 | 14.014
280 | 12.888 | 14.013
281 | 12.887 | 14.008
282 | 12.875 | 14.001
283 | 12.865 | 13.993
284 | 12.839 | 13.986
285 | 12.816 | 13.979
286 | 12.811 | 13.978
287 | 12.786 | 13.975
288 | 12.78 | 13.967
289 | 12.775 | 13.955
290 | 12.773 | 13.951
291 | 12.77 | 13.951
292 | 12.752 | 13.937
293 | 12.749 | 13.933
294 | 12.749 | 13.921
295 | 12.746 | 13.92
296 | 12.74 | 13.91
297 | 12.703 | 13.908
298 | 12.699 | 13.906
299 | 12.691 | 13.9
300 | 12.691 | 13.9
301 | 12.689 | 13.896
302 | 12.688 | 13.896
303 | 12.663 | 13.895
304 | 12.641 | 13.893
305 | 12.639 | 13.892
306 | 12.625 | 13.891
307 | 12.618 | 13.89
308 | 12.618 | 13.883
309 | 12.618 | 13.88
310 | 12.608 | 13.88
311 | 12.606 | 13.879
312 | 12.583 | 13.877
313 | 12.583 | 13.875
314 | 12.569 | 13.874
315 | 12.568 | 13.865
316 | 12.565 | 13.865
317 | 12.563 | 13.861
318 | 12.563 | 13.859
319 | 12.547 | 13.855
320 | 12.543 | 13.849
321 | 12.534 | 13.836
322 | 12.53 | 13.828
323 | 12.527 | 13.825
324 | 12.517 | 13.817
325 | 12.507 | 13.812
326 | 12.499 | 13.81
327 | 12.483 | 13.807
328 | 12.482 | 13.804
329 | 12.474 | 13.803
330 | 12.471 | 13.799
331 | 12.466 | 13.79
332 | 12.459 | 13.785
333 | 12.457 | 13.785
334 | 12.45 | 13.783
335 | 12.45 | 13.777
336 | 12.431 | 13.769
337 | 12.416 | 13.767
338 | 12.415 | 13.762
339 | 12.41 | 13.76
340 | 12.408 | 13.752
341 | 12.404 | 13.75
342 | 12.402 | 13.748
343 | 12.399 | 13.746
344 | 12.394 | 13.741
345 | 12.394 | 13.735
346 | 12.392 | 13.734
347 | 12.387 | 13.733
348 | 12.383 | 13.724
349 | 12.366 | 13.724
350 | 12.365 | 13.721
351 | 12.362 | 13.719
352 | 12.36 | 13.718
353 | 12.356 | 13.716
354 | 12.348 | 13.714
355 | 12.346 | 13.711
356 | 12.341 | 13.709
357 | 12.331 | 13.702
358 | 12.304 | 13.702
359 | 12.303 | 13.694
360 | 12.288 | 13.693
361 | 12.281 | 13.693
362 | 12.279 | 13.682
363 | 12.27 | 13.676
364 | 12.262 | 13.673
365 | 12.262 | 13.671
366 | 12.261 | 13.665
367 | 12.254 | 13.663
368 | 12.247 | 13.662
369 | 12.239 | 13.661
370 | 12.236 | 13.648
371 | 12.228 | 13.648
372 | 12.224 | 13.643
373 | 12.21 | 13.64
374 | 12.207 | 13.637
375 | 12.199 | 13.634
376 | 12.191 | 13.633
377 | 12.172 | 13.632
378 | 12.168 | 13.631
379 | 12.165 | 13.629
380 | 12.165 | 13.624
381 | 12.165 | 13.622
382 | 12.163 | 13.62
383 | 12.158 | 13.618
384 | 12.157 | 13.617
385 | 12.151 | 13.614
386 | 12.14 | 13.612
387 | 12.136 | 13.61
388 | 12.122 | 13.599
389 | 12.121 | 13.59
390 | 12.121 | 13.586
391 | 12.118 | 13.585
392 | 12.116 | 13.584
393 | 12.113 | 13.58
394 | 12.11 | 13.575
395 | 12.106 | 13.574
396 | 12.094 | 13.571
397 | 12.091 | 13.571
398 | 12.087 | 13.57
399 | 12.085 | 13.568
400 | 12.082 | 13.567
401 | 12.073 | 13.557
402 | 12.065 | 13.557
403 | 12.063 | 13.553
404 | 12.052 | 13.549
405 | 12.049 | 13.548
406 | 12.049 | 13.533
407 | 12.045 | 13.531
408 | 12.045 | 13.527
409 | 12.044 | 13.524
410 | 12.042 | 13.521
411 | 12.037 | 13.521
412 | 12.033 | 13.519
413 | 12.023 | 13.516
414 | 12.023 | 13.514
415 | 12.019 | 13.514
416 | 12.016 | 13.513
417 | 12.009 | 13.513
418 | 12.006 | 13.511
419 | 11.999 | 13.509
420 | 11.998 | 13.5
421 | 11.997 | 13.499
422 | 11.995 | 13.49
423 | 11.987 | 13.489
424 | 11.986 | 13.489
425 | 11.984 | 13.488
426 | 11.983 | 13.484
427 | 11.982 | 13.483
428 | 11.979 | 13.475
429 | 11.977 | 13.462
430 | 11.973 | 13.457
431 | 11.973 | 13.453
432 | 11.972 | 13.452
433 | 11.969 | 13.444
434 | 11.962 | 13.444
435 | 11.96 | 13.443
436 | 11.957 | 13.442
437 | 11.956 | 13.438
438 | 11.956 | 13.437
439 | 11.956 | 13.436
440 | 11.949 | 13.431
441 | 11.944 | 13.431
442 | 11.942 | 13.426
443 | 11.941 | 13.421
444 | 11.94 | 13.421
445 | 11.939 | 13.419
446 | 11.937 | 13.415
447 | 11.937 | 13.412
448 | 11.935 | 13.411
449 | 11.932 | 13.411
450 | 11.931 | 13.409
451 | 11.926 | 13.408
452 | 11.925 | 13.404
453 | 11.923 | 13.402
454 | 11.912 | 13.4
455 | 11.901 | 13.399
456 | 11.897 | 13.396
457 | 11.892 | 13.393
458 | 11.882 | 13.39
459 | 11.88 | 13.388
460 | 11.87 | 13.385
461 | 11.866 | 13.378
462 | 11.863 | 13.377
463 | 11.859 | 13.373
464 | 11.851 | 13.368
465 | 11.845 | 13.367
466 | 11.844 | 13.361
467 | 11.84 | 13.358
468 | 11.836 | 13.356
469 | 11.835 | 13.356
470 | 11.826 | 13.351
471 | 11.82 | 13.348
472 | 11.817 | 13.347
473 | 11.816 | 13.347
474 | 11.815 | 13.343
475 | 11.814 | 13.34
476 | 11.813 | 13.34
477 | 11.812 | 13.335
478 | 11.812 | 13.333
479 | 11.81 | 13.333
480 | 11.805 | 13.332
481 | 11.802 | 13.327
482 | 11.801 | 13.326
483 | 11.794 | 13.326
484 | 11.793 | 13.319
485 | 11.792 | 13.316
486 | 11.79 | 13.313
487 | 11.785 | 13.313
488 | 11.782 | 13.312
489 | 11.78 | 13.31
490 | 11.774 | 13.309
491 | 11.769 | 13.307
492 | 11.765 | 13.306
493 | 11.765 | 13.306
494 | 11.76 | 13.305
495 | 11.755 | 13.304
496 | 11.754 | 13.302
497 | 11.751 | 13.302
498 | 11.75 | 13.297
499 | 11.75 | 13.295
500 | 11.747 | 13.292
501 | 11.737 | 13.292
502 | 11.726 | 13.289
503 | 11.726 | 13.284
504 | 11.724 | 13.283
505 | 11.724 | 13.282
506 | 11.723 | 13.279
507 | 11.722 | 13.279
508 | 11.719 | 13.278
509 | 11.716 | 13.276
510 | 11.714 | 13.275
511 | 11.707 | 13.271
512 | 11.688 | 13.264
513 | 11.686 | 13.262
514 | 11.686 | 13.259
515 | 11.678 | 13.253
516 | 11.676 | 13.251
517 | 11.675 | 13.248
518 | 11.668 | 13.248
519 | 11.667 | 13.245
520 | 11.661 | 13.243
521 | 11.66 | 13.241
522 | 11.648 | 13.234
523 | 11.641 | 13.231
524 | 11.633 | 13.23
525 | 11.632 | 13.229
526 | 11.619 | 13.227
527 | 11.608 | 13.226
528 | 11.6 | 13.224
529 | 11.599 | 13.224
530 | 11.595 | 13.222
531 | 11.594 | 13.221
532 | 11.593 | 13.218
533 | 11.585 | 13.215
534 | 11.584 | 13.206
535 | 11.584 | 13.205
536 | 11.582 | 13.205
537 | 11.577 | 13.203
538 | 11.575 | 13.2
539 | 11.574 | 13.199
540 | 11.57 | 13.199
541 | 11.567 | 13.196
542 | 11.562 | 13.195
543 | 11.56 | 13.195
544 | 11.559 | 13.194
545 | 11.555 | 13.194
546 | 11.551 | 13.191
547 | 11.548 | 13.186
548 | 11.547 | 13.185
549 | 11.545 | 13.184
550 | 11.542 | 13.178
551 | 11.54 | 13.175
552 | 11.538 | 13.174
553 | 11.528 | 13.168
554 | 11.528 | 13.166
555 | 11.523 | 13.166
556 | 11.512 | 13.163
557 | 11.51 | 13.161
558 | 11.507 | 13.158
559 | 11.507 | 13.158
560 | 11.504 | 13.157
561 | 11.503 | 13.157
562 | 11.496 | 13.156
563 | 11.478 | 13.154
564 | 11.476 | 13.147
565 | 11.474 | 13.144
566 | 11.472 | 13.137
567 | 11.47 | 13.137
568 | 11.468 | 13.13
569 | 11.466 | 13.128
570 | 11.464 | 13.125
571 | 11.463 | 13.123
572 | 11.457 | 13.122
573 | 11.455 | 13.118
574 | 11.452 | 13.115
575 | 11.444 | 13.114
576 | 11.443 | 13.113
577 | 11.439 | 13.111
578 | 11.438 | 13.111
579 | 11.435 | 13.11
580 | 11.431 | 13.108
581 | 11.429 | 13.107
582 | 11.427 | 13.105
583 | 11.418 | 13.104
584 | 11.413 | 13.103
585 | 11.408 | 13.102
586 | 11.405 | 13.101
587 | 11.404 | 13.1
588 | 11.401 | 13.092
589 | 11.4 | 13.091
590 | 11.397 | 13.09
591 | 11.395 | 13.087
592 | 11.393 | 13.083
593 | 11.391 | 13.081
594 | 11.388 | 13.075
595 | 11.382 | 13.074
596 | 11.38 | 13.074
597 | 11.38 | 13.073
598 | 11.379 | 13.072
599 | 11.379 | 13.072
600 | 11.376 | 13.069
601 | 11.376 | 13.066
602 | 11.374 | 13.062
603 | 11.368 | 13.06
604 | 11.366 | 13.059
605 | 11.362 | 13.058
606 | 11.361 | 13.051
607 | 11.36 | 13.05
608 | 11.358 | 13.05
609 | 11.353 | 13.045
610 | 11.352 | 13.044
611 | 11.35 | 13.042
612 | 11.346 | 13.04
613 | 11.343 | 13.038
614 | 11.341 | 13.038
615 | 11.337 | 13.037
616 | 11.337 | 13.034
617 | 11.336 | 13.033
618 | 11.335 | 13.029
619 | 11.334 | 13.027
620 | 11.332 | 13.026
621 | 11.33 | 13.024
622 | 11.326 | 13.024
623 | 11.323 | 13.022
624 | 11.32 | 13.019
625 | 11.318 | 13.016
626 | 11.317 | 13.016
627 | 11.315 | 13.01
628 | 11.314 | 13.008
629 | 11.313 | 13.007
630 | 11.312 | 13.006
631 | 11.312 | 13.006
632 | 11.312 | 13.005
633 | 11.3 | 12.996
634 | 11.298 | 12.993
635 | 11.298 | 12.992
636 | 11.296 | 12.991
637 | 11.291 | 12.991
638 | 11.291 | 12.991
639 | 11.282 | 12.991
640 | 11.275 | 12.987
641 | 11.274 | 12.986
642 | 11.274 | 12.986
643 | 11.274 | 12.984
644 | 11.261 | 12.984
645 | 11.259 | 12.982
646 | 11.257 | 12.978
647 | 11.251 | 12.977
648 | 11.244 | 12.976
649 | 11.244 | 12.974
650 | 11.242 | 12.971
651 | 11.24 | 12.97
652 | 11.238 | 12.97
653 | 11.237 | 12.97
654 | 11.231 | 12.968
655 | 11.224 | 12.965
656 | 11.222 | 12.961
657 | 11.215 | 12.961
658 | 11.214 | 12.959
659 | 11.212 | 12.955
660 | 11.212 | 12.954
661 | 11.211 | 12.954
662 | 11.207 | 12.954
663 | 11.204 | 12.953
664 | 11.201 | 12.953
665 | 11.197 | 12.952
666 | 11.196 | 12.95
667 | 11.196 | 12.948
668 | 11.196 | 12.947
669 | 11.195 | 12.946
670 | 11.189 | 12.945
671 | 11.187 | 12.943
672 | 11.186 | 12.94
673 | 11.183 | 12.933
674 | 11.183 | 12.932
675 | 11.174 | 12.929
676 | 11.173 | 12.926
677 | 11.172 | 12.926
678 | 11.169 | 12.926
679 | 11.166 | 12.925
680 | 11.164 | 12.925
681 | 11.149 | 12.925
682 | 11.148 | 12.925
683 | 11.141 | 12.922
684 | 11.137 | 12.916
685 | 11.136 | 12.911
686 | 11.135 | 12.911
687 | 11.134 | 12.91
688 | 11.134 | 12.901
689 | 11.133 | 12.898
690 | 11.124 | 12.891
691 | 11.121 | 12.891
692 | 11.117 | 12.886
693 | 11.117 | 12.881
694 | 11.113 | 12.88
695 | 11.109 | 12.879
696 | 11.107 | 12.878
697 | 11.101 | 12.877
698 | 11.101 | 12.874
699 | 11.099 | 12.873
700 | 11.097 | 12.87
701 | 11.087 | 12.865
702 | 11.086 | 12.865
703 | 11.082 | 12.863
704 | 11.082 | 12.863
705 | 11.078 | 12.856
706 | 11.077 | 12.856
707 | 11.074 | 12.855
708 | 11.073 | 12.852
709 | 11.06 | 12.85
710 | 11.056 | 12.847
711 | 11.053 | 12.84
712 | 11.053 | 12.837
713 | 11.05 | 12.835
714 | 11.049 | 12.834
715 | 11.048 | 12.83
716 | 11.045 | 12.828
717 | 11.044 | 12.823
718 | 11.043 | 12.822
719 | 11.043 | 12.812
720 | 11.035 | 12.812
721 | 11.034 | 12.81
722 | 11.033 | 12.81
723 | 11.031 | 12.809
724 | 11.031 | 12.807
725 | 11.029 | 12.807
726 | 11.028 | 12.805
727 | 11.027 | 12.799
728 | 11.027 | 12.797
729 | 11.026 | 12.797
730 | 11.022 | 12.795
731 | 11.019 | 12.791
732 | 11.018 | 12.789
733 | 11.016 | 12.782
734 | 11.015 | 12.781
735 | 11.009 | 12.781
736 | 11.008 | 12.78
737 | 11.007 | 12.776
738 | 11.003 | 12.776
739 | 10.999 | 12.776
740 | 10.995 | 12.775
741 | 10.988 | 12.774
742 | 10.986 | 12.771
743 | 10.981 | 12.769
744 | 10.98 | 12.767
745 | 10.98 | 12.755
746 | 10.978 | 12.747
747 | 10.973 | 12.746
748 | 10.967 | 12.746
749 | 10.964 | 12.745
750 | 10.963 | 12.745
751 | 10.961 | 12.74
752 | 10.961 | 12.734
753 | 10.961 | 12.725
754 | 10.957 | 12.723
755 | 10.957 | 12.723
756 | 10.954 | 12.723
757 | 10.953 | 12.723
758 | 10.953 | 12.722
759 | 10.951 | 12.717
760 | 10.944 | 12.715
761 | 10.94 | 12.715
762 | 10.939 | 12.715
763 | 10.939 | 12.715
764 | 10.938 | 12.714
765 | 10.937 | 12.711
766 | 10.935 | 12.709
767 | 10.934 | 12.709
768 | 10.934 | 12.705
769 | 10.927 | 12.701
770 | 10.927 | 12.7
771 | 10.927 | 12.699
772 | 10.925 | 12.697
773 | 10.921 | 12.695
774 | 10.916 | 12.695
775 | 10.915 | 12.683
776 | 10.911 | 12.682
777 | 10.909 | 12.678
778 | 10.907 | 12.676
779 | 10.9 | 12.676
780 | 10.897 | 12.674
781 | 10.894 | 12.673
782 | 10.89 | 12.672
783 | 10.883 | 12.671
784 | 10.877 | 12.671
785 | 10.875 | 12.671
786 | 10.873 | 12.67
787 | 10.864 | 12.669
788 | 10.863 | 12.662
789 | 10.861 | 12.645
790 | 10.856 | 12.644
791 | 10.856 | 12.641
792 | 10.855 | 12.638
793 | 10.849 | 12.637
794 | 10.847 | 12.637
795 | 10.843 | 12.636
796 | 10.84 | 12.631
797 | 10.837 | 12.629
798 | 10.837 | 12.628
799 | 10.836 | 12.623
800 | 10.835 | 12.622
801 | 10.832 | 12.621
802 | 10.832 | 12.619
803 | 10.831 | 12.618
804 | 10.831 | 12.614
805 | 10.826 | 12.613
806 | 10.824 | 12.61
807 | 10.817 | 12.61
808 | 10.817 | 12.608
809 | 10.812 | 12.605
810 | 10.81 | 12.6
811 | 10.81 | 12.596
812 | 10.805 | 12.594
813 | 10.804 | 12.594
814 | 10.803 | 12.591
815 | 10.803 | 12.583
816 | 10.799 | 12.582
817 | 10.799 | 12.58
818 | 10.797 | 12.58
819 | 10.795 | 12.579
820 | 10.793 | 12.579
821 | 10.788 | 12.578
822 | 10.788 | 12.577
823 | 10.787 | 12.577
824 | 10.787 | 12.576
825 | 10.785 | 12.575
826 | 10.783 | 12.574
827 | 10.782 | 12.57
828 | 10.782 | 12.568
829 | 10.781 | 12.56
830 | 10.778 | 12.556
831 | 10.776 | 12.554
832 | 10.774 | 12.553
833 | 10.773 | 12.55
834 | 10.771 | 12.55
835 | 10.77 | 12.55
836 | 10.761 | 12.549
837 | 10.761 | 12.546
838 | 10.76 | 12.546
839 | 10.759 | 12.545
840 | 10.759 | 12.545
841 | 10.758 | 12.544
842 | 10.757 | 12.54
843 | 10.756 | 12.538
844 | 10.755 | 12.535
845 | 10.752 | 12.535
846 | 10.752 | 12.532
847 | 10.751 | 12.528
848 | 10.744 | 12.528
849 | 10.744 | 12.527
850 | 10.743 | 12.527
851 | 10.737 | 12.526
852 | 10.737 | 12.524
853 | 10.736 | 12.523
854 | 10.735 | 12.52
855 | 10.732 | 12.516
856 | 10.73 | 12.515
857 | 10.729 | 12.514
858 | 10.726 | 12.514
859 | 10.725 | 12.513
860 | 10.72 | 12.511
861 | 10.72 | 12.509
862 | 10.717 | 12.507
863 | 10.715 | 12.505
864 | 10.712 | 12.504
865 | 10.708 | 12.504
866 | 10.699 | 12.501
867 | 10.698 | 12.501
868 | 10.698 | 12.5
869 | 10.698 | 12.5
870 | 10.697 | 12.498
871 | 10.696 | 12.498
872 | 10.694 | 12.496
873 | 10.694 | 12.494
874 | 10.694 | 12.492
875 | 10.693 | 12.488
876 | 10.691 | 12.482
877 | 10.688 | 12.482
878 | 10.687 | 12.48
879 | 10.687 | 12.477
880 | 10.687 | 12.472
881 | 10.685 | 12.471
882 | 10.684 | 12.469
883 | 10.682 | 12.466
884 | 10.682 | 12.466
885 | 10.678 | 12.465
886 | 10.675 | 12.464
887 | 10.674 | 12.461
888 | 10.671 | 12.46
889 | 10.671 | 12.454
890 | 10.669 | 12.453
891 | 10.666 | 12.452
892 | 10.664 | 12.451
893 | 10.664 | 12.451
894 | 10.66 | 12.451
895 | 10.656 | 12.451
896 | 10.656 | 12.449
897 | 10.655 | 12.447
898 | 10.653 | 12.442
899 | 10.65 | 12.44
900 | 10.648 | 12.438
901 | 10.647 | 12.438
902 | 10.646 | 12.437
903 | 10.643 | 12.434
904 | 10.64 | 12.432
905 | 10.638 | 12.43
906 | 10.631 | 12.424
907 | 10.631 | 12.423
908 | 10.629 | 12.418
909 | 10.629 | 12.418
910 | 10.627 | 12.415
911 | 10.625 | 12.413
912 | 10.624 | 12.401
913 | 10.621 | 12.401
914 | 10.617 | 12.397
915 | 10.615 | 12.39
916 | 10.613 | 12.389
917 | 10.61 | 12.388
918 | 10.609 | 12.385
919 | 10.607 | 12.385
920 | 10.604 | 12.384
921 | 10.602 | 12.383
922 | 10.598 | 12.383
923 | 10.597 | 12.383
924 | 10.594 | 12.382
925 | 10.592 | 12.381
926 | 10.59 | 12.38
927 | 10.589 | 12.378
928 | 10.587 | 12.376
929 | 10.581 | 12.373
930 | 10.58 | 12.372
931 | 10.58 | 12.371
932 | 10.578 | 12.367
933 | 10.576 | 12.366
934 | 10.575 | 12.363
935 | 10.575 | 12.362
936 | 10.57 | 12.361
937 | 10.565 | 12.36
938 | 10.565 | 12.359
939 | 10.563 | 12.358
940 | 10.559 | 12.357
941 | 10.559 | 12.357
942 | 10.558 | 12.355
943 | 10.557 | 12.354
944 | 10.557 | 12.351
945 | 10.556 | 12.345
946 | 10.554 | 12.342
947 | 10.549 | 12.342
948 | 10.549 | 12.337
949 | 10.545 | 12.337
950 | 10.544 | 12.336
951 | 10.542 | 12.336
952 | 10.542 | 12.331
953 | 10.539 | 12.33
954 | 10.538 | 12.326
955 | 10.535 | 12.325
956 | 10.534 | 12.323
957 | 10.533 | 12.321
958 | 10.532 | 12.319
959 | 10.529 | 12.316
960 | 10.529 | 12.315
961 | 10.526 | 12.315
962 | 10.526 | 12.309
963 | 10.519 | 12.303
964 | 10.519 | 12.301
965 | 10.519 | 12.301
966 | 10.514 | 12.298
967 | 10.513 | 12.297
968 | 10.512 | 12.295
969 | 10.512 | 12.292
970 | 10.51 | 12.291
971 | 10.508 | 12.291
972 | 10.508 | 12.289
973 | 10.507 | 12.288
974 | 10.501 | 12.285
975 | 10.491 | 12.285
976 | 10.49 | 12.281
977 | 10.488 | 12.28
978 | 10.488 | 12.279
979 | 10.484 | 12.279
980 | 10.482 | 12.279
981 | 10.481 | 12.271
982 | 10.478 | 12.27
983 | 10.478 | 12.266
984 | 10.476 | 12.265
985 | 10.475 | 12.264
986 | 10.473 | 12.261
987 | 10.47 | 12.261
988 | 10.47 | 12.259
989 | 10.468 | 12.258
990 | 10.467 | 12.257
991 | 10.464 | 12.256
992 | 10.46 | 12.256
993 | 10.458 | 12.254
994 | 10.457 | 12.254
995 | 10.457 | 12.251
996 | 10.456 | 12.251
997 | 10.454 | 12.249
998 | 10.454 | 12.247
999 | 10.452 | 12.244
1000 | 10.451 | 12.243
1001 | 10.447 | 12.242
1002 | 10.444 | 12.241
1003 | 10.439 | 12.24
1004 | 10.438 | 12.24
1005 | 10.436 | 12.24
1006 | 10.431 | 12.236
1007 | 10.429 | 12.235
1008 | 10.426 | 12.233
1009 | 10.423 | 12.232
1010 | 10.421 | 12.227
1011 | 10.417 | 12.227
1012 | 10.415 | 12.224
1013 | 10.409 | 12.221
1014 | 10.409 | 12.22
1015 | 10.403 | 12.219
1016 | 10.4 | 12.208
1017 | 10.399 | 12.207
1018 | 10.397 | 12.205
1019 | 10.397 | 12.204
1020 | 10.397 | 12.203
1021 | 10.396 | 12.201
1022 | 10.392 | 12.201
1023 | 10.391 | 12.2
1024 | 10.39 | 12.199
1025 | 10.39 | 12.199
1026 | 10.389 | 12.196
1027 | 10.389 | 12.192
1028 | 10.387 | 12.191
1029 | 10.386 | 12.189
1030 | 10.386 | 12.189
1031 | 10.386 | 12.188
1032 | 10.384 | 12.187
1033 | 10.384 | 12.182
1034 | 10.383 | 12.18
1035 | 10.383 | 12.18
1036 | 10.383 | 12.178
1037 | 10.383 | 12.171
1038 | 10.381 | 12.17
1039 | 10.378 | 12.169
1040 | 10.378 | 12.164
1041 | 10.376 | 12.164
1042 | 10.375 | 12.163
1043 | 10.373 | 12.162
1044 | 10.37 | 12.162
1045 | 10.366 | 12.16
1046 | 10.363 | 12.157
1047 | 10.363 | 12.156
1048 | 10.362 | 12.155
1049 | 10.36 | 12.153
1050 | 10.359 | 12.152
1051 | 10.354 | 12.151
1052 | 10.353 | 12.149
1053 | 10.351 | 12.148
1054 | 10.35 | 12.147
1055 | 10.349 | 12.146
1056 | 10.348 | 12.139
1057 | 10.347 | 12.137
1058 | 10.345 | 12.133
1059 | 10.345 | 12.133
1060 | 10.344 | 12.133
1061 | 10.342 | 12.131
1062 | 10.341 | 12.13
1063 | 10.34 | 12.13
1064 | 10.34 | 12.127
1065 | 10.339 | 12.125
1066 | 10.337 | 12.123
1067 | 10.331 | 12.123
1068 | 10.331 | 12.122
1069 | 10.329 | 12.118
1070 | 10.328 | 12.115
1071 | 10.325 | 12.113
1072 | 10.325 | 12.112
1073 | 10.321 | 12.11
1074 | 10.32 | 12.109
1075 | 10.32 | 12.106
1076 | 10.318 | 12.105
1077 | 10.314 | 12.105
1078 | 10.313 | 12.105
1079 | 10.309 | 12.103
1080 | 10.306 | 12.101
1081 | 10.305 | 12.1
1082 | 10.304 | 12.098
1083 | 10.304 | 12.095
1084 | 10.304 | 12.094
1085 | 10.304 | 12.093
1086 | 10.303 | 12.093
1087 | 10.303 | 12.088
1088 | 10.302 | 12.086
1089 | 10.302 | 12.085
1090 | 10.296 | 12.085
1091 | 10.296 | 12.083
1092 | 10.295 | 12.083
1093 | 10.292 | 12.08
1094 | 10.291 | 12.078
1095 | 10.291 | 12.077
1096 | 10.291 | 12.076
1097 | 10.29 | 12.075
1098 | 10.289 | 12.075
1099 | 10.288 | 12.075
1100 | 10.288 | 12.074
1101 | 10.288 | 12.07
1102 | 10.286 | 12.067
1103 | 10.282 | 12.065
1104 | 10.279 | 12.064
1105 | 10.272 | 12.062
1106 | 10.272 | 12.061
1107 | 10.27 | 12.06
1108 | 10.27 | 12.059
1109 | 10.268 | 12.058
1110 | 10.265 | 12.052
1111 | 10.265 | 12.052
1112 | 10.264 | 12.05
1113 | 10.26 | 12.047
1114 | 10.259 | 12.045
1115 | 10.256 | 12.045
1116 | 10.255 | 12.043
1117 | 10.251 | 12.038
1118 | 10.25 | 12.036
1119 | 10.246 | 12.035
1120 | 10.246 | 12.034
1121 | 10.246 | 12.034
1122 | 10.243 | 12.03
1123 | 10.242 | 12.029
1124 | 10.242 | 12.028
1125 | 10.241 | 12.027
1126 | 10.233 | 12.024
1127 | 10.233 | 12.023
1128 | 10.226 | 12.023
1129 | 10.223 | 12.022
1130 | 10.212 | 12.019
1131 | 10.21 | 12.017
1132 | 10.209 | 12.015
1133 | 10.207 | 12.012
1134 | 10.205 | 12.011
1135 | 10.203 | 12.01
1136 | 10.203 | 12.006
1137 | 10.2 | 12.004
1138 | 10.199 | 12.003
1139 | 10.198 | 12.002
1140 | 10.194 | 11.999
1141 | 10.193 | 11.996
1142 | 10.188 | 11.995
1143 | 10.186 | 11.994
1144 | 10.185 | 11.994
1145 | 10.185 | 11.991
1146 | 10.184 | 11.988
1147 | 10.183 | 11.987
1148 | 10.179 | 11.985
1149 | 10.178 | 11.98
1150 | 10.178 | 11.98
1151 | 10.177 | 11.979
1152 | 10.174 | 11.977
1153 | 10.172 | 11.976
1154 | 10.171 | 11.976
1155 | 10.171 | 11.975
1156 | 10.171 | 11.975
1157 | 10.169 | 11.974
1158 | 10.167 | 11.972
1159 | 10.163 | 11.97
1160 | 10.163 | 11.965
1161 | 10.162 | 11.965
1162 | 10.16 | 11.963
1163 | 10.153 | 11.958
1164 | 10.153 | 11.956
1165 | 10.151 | 11.955
1166 | 10.149 | 11.954
1167 | 10.141 | 11.951
1168 | 10.14 | 11.95
1169 | 10.138 | 11.945
1170 | 10.137 | 11.945
1171 | 10.133 | 11.944
1172 | 10.131 | 11.939
1173 | 10.13 | 11.936
1174 | 10.129 | 11.935
1175 | 10.124 | 11.935
1176 | 10.119 | 11.932
1177 | 10.118 | 11.932
1178 | 10.118 | 11.931
1179 | 10.117 | 11.931
1180 | 10.113 | 11.925
1181 | 10.113 | 11.92
1182 | 10.112 | 11.918
1183 | 10.11 | 11.918
1184 | 10.109 | 11.909
1185 | 10.108 | 11.908
1186 | 10.107 | 11.907
1187 | 10.106 | 11.907
1188 | 10.106 | 11.906
1189 | 10.105 | 11.903
1190 | 10.103 | 11.902
1191 | 10.1 | 11.901
1192 | 10.099 | 11.897
1193 | 10.098 | 11.897
1194 | 10.098 | 11.896
1195 | 10.097 | 11.895
1196 | 10.097 | 11.891
1197 | 10.096 | 11.89
1198 | 10.095 | 11.89
1199 | 10.095 | 11.887
1200 | 10.094 | 11.885
1201 | 10.092 | 11.884
1202 | 10.09 | 11.883
1203 | 10.088 | 11.883
1204 | 10.087 | 11.882
1205 | 10.083 | 11.881
1206 | 10.082 | 11.878
1207 | 10.081 | 11.87
1208 | 10.08 | 11.868
1209 | 10.079 | 11.864
1210 | 10.079 | 11.861
1211 | 10.078 | 11.857
1212 | 10.073 | 11.857
1213 | 10.071 | 11.857
1214 | 10.071 | 11.856
1215 | 10.07 | 11.855
1216 | 10.07 | 11.855
1217 | 10.068 | 11.853
1218 | 10.066 | 11.853
1219 | 10.061 | 11.853
1220 | 10.061 | 11.851
1221 | 10.06 | 11.849
1222 | 10.058 | 11.845
1223 | 10.056 | 11.845
1224 | 10.056 | 11.841
1225 | 10.056 | 11.84
1226 | 10.051 | 11.839
1227 | 10.051 | 11.836
1228 | 10.051 | 11.834
1229 | 10.05 | 11.833
1230 | 10.049 | 11.833
1231 | 10.048 | 11.828
1232 | 10.047 | 11.824
1233 | 10.047 | 11.824
1234 | 10.046 | 11.821
1235 | 10.043 | 11.821
1236 | 10.043 | 11.821
1237 | 10.042 | 11.82
1238 | 10.04 | 11.817
1239 | 10.036 | 11.816
1240 | 10.03 | 11.815
1241 | 10.029 | 11.813
1242 | 10.025 | 11.813
1243 | 10.024 | 11.808
1244 | 10.022 | 11.807
1245 | 10.022 | 11.807
1246 | 10.019 | 11.805
1247 | 10.013 | 11.803
1248 | 10.011 | 11.803
1249 | 10.01 | 11.8
1250 | 10.01 | 11.798
1251 | 10.009 | 11.797
1252 | 10.008 | 11.797
1253 | 10.005 | 11.796
1254 | 10.004 | 11.794
1255 | 10.002 | 11.79
1256 | 10.002 | 11.789
1257 | 9.997 | 11.788
1258 | 9.997 | 11.786
1259 | 9.989 | 11.782
1260 | 9.988 | 11.782
1261 | 9.986 | 11.781
1262 | 9.985 | 11.781
1263 | 9.984 | 11.773
1264 | 9.973 | 11.77
1265 | 9.97 | 11.765
1266 | 9.97 | 11.765
1267 | 9.969 | 11.763
1268 | 9.969 | 11.763
1269 | 9.966 | 11.761
1270 | 9.966 | 11.758
1271 | 9.965 | 11.757
1272 | 9.963 | 11.756
1273 | 9.961 | 11.756
1274 | 9.961 | 11.756
1275 | 9.96 | 11.754
1276 | 9.955 | 11.752
1277 | 9.954 | 11.744
1278 | 9.954 | 11.741
1279 | 9.953 | 11.741
1280 | 9.949 | 11.74
1281 | 9.947 | 11.737
1282 | 9.946 | 11.733
1283 | 9.944 | 11.732
1284 | 9.942 | 11.73
1285 | 9.942 | 11.726
1286 | 9.938 | 11.726
1287 | 9.938 | 11.724
1288 | 9.938 | 11.724
1289 | 9.938 | 11.723
1290 | 9.937 | 11.722
1291 | 9.936 | 11.722
1292 | 9.934 | 11.718
1293 | 9.934 | 11.717
1294 | 9.934 | 11.716
1295 | 9.933 | 11.715
1296 | 9.932 | 11.715
1297 | 9.931 | 11.711
1298 | 9.931 | 11.704
1299 | 9.928 | 11.7
1300 | 9.925 | 11.7
1301 | 9.921 | 11.7
1302 | 9.919 | 11.7
1303 | 9.918 | 11.693
1304 | 9.915 | 11.692
1305 | 9.915 | 11.688
1306 | 9.914 | 11.686
1307 | 9.909 | 11.685
1308 | 9.908 | 11.684
1309 | 9.905 | 11.684
1310 | 9.904 | 11.682
1311 | 9.903 | 11.682
1312 | 9.903 | 11.681
1313 | 9.901 | 11.68
1314 | 9.896 | 11.675
1315 | 9.896 | 11.673
1316 | 9.894 | 11.673
1317 | 9.894 | 11.671
1318 | 9.892 | 11.669
1319 | 9.892 | 11.668
1320 | 9.891 | 11.668
1321 | 9.889 | 11.667
1322 | 9.888 | 11.667
1323 | 9.888 | 11.658
1324 | 9.886 | 11.657
1325 | 9.883 | 11.656
1326 | 9.883 | 11.654
1327 | 9.876 | 11.651
1328 | 9.876 | 11.651
1329 | 9.874 | 11.649
1330 | 9.874 | 11.648
1331 | 9.874 | 11.643
1332 | 9.872 | 11.643
1333 | 9.871 | 11.634
1334 | 9.865 | 11.632
1335 | 9.864 | 11.632
1336 | 9.862 | 11.632
1337 | 9.861 | 11.629
1338 | 9.86 | 11.624
1339 | 9.859 | 11.621
1340 | 9.858 | 11.62
1341 | 9.856 | 11.62
1342 | 9.856 | 11.619
1343 | 9.852 | 11.617
1344 | 9.85 | 11.617
1345 | 9.849 | 11.617
1346 | 9.848 | 11.616
1347 | 9.847 | 11.615
1348 | 9.846 | 11.614
1349 | 9.846 | 11.614
1350 | 9.844 | 11.611
1351 | 9.843 | 11.607
1352 | 9.842 | 11.607
1353 | 9.84 | 11.604
1354 | 9.84 | 11.603
1355 | 9.839 | 11.603
1356 | 9.839 | 11.601
1357 | 9.839 | 11.601
1358 | 9.838 | 11.601
1359 | 9.835 | 11.6
1360 | 9.835 | 11.597
1361 | 9.834 | 11.592
1362 | 9.834 | 11.588
1363 | 9.832 | 11.588
1364 | 9.83 | 11.587
1365 | 9.829 | 11.587
1366 | 9.824 | 11.586
1367 | 9.822 | 11.585
1368 | 9.822 | 11.584
1369 | 9.82 | 11.584
1370 | 9.818 | 11.584
1371 | 9.809 | 11.581
1372 | 9.808 | 11.58
1373 | 9.807 | 11.578
1374 | 9.807 | 11.577
1375 | 9.807 | 11.576
1376 | 9.805 | 11.574
1377 | 9.804 | 11.568
1378 | 9.804 | 11.566
1379 | 9.802 | 11.566
1380 | 9.8 | 11.565
1381 | 9.799 | 11.565
1382 | 9.799 | 11.561
1383 | 9.798 | 11.561
1384 | 9.798 | 11.56
1385 | 9.797 | 11.556
1386 | 9.796 | 11.556
1387 | 9.795 | 11.556
1388 | 9.794 | 11.555
1389 | 9.789 | 11.554
1390 | 9.789 | 11.553
1391 | 9.787 | 11.552
1392 | 9.785 | 11.55
1393 | 9.782 | 11.55
1394 | 9.781 | 11.546
1395 | 9.779 | 11.543
1396 | 9.779 | 11.543
1397 | 9.777 | 11.542
1398 | 9.777 | 11.54
1399 | 9.773 | 11.539
1400 | 9.772 | 11.535
1401 | 9.768 | 11.533
1402 | 9.767 | 11.531
1403 | 9.766 | 11.531
1404 | 9.766 | 11.531
1405 | 9.764 | 11.526
1406 | 9.761 | 11.526
1407 | 9.761 | 11.525
1408 | 9.761 | 11.524
1409 | 9.76 | 11.522
1410 | 9.758 | 11.521
1411 | 9.756 | 11.521
1412 | 9.754 | 11.521
1413 | 9.754 | 11.52
1414 | 9.752 | 11.52
1415 | 9.752 | 11.519
1416 | 9.751 | 11.519
1417 | 9.751 | 11.518
1418 | 9.749 | 11.518
1419 | 9.747 | 11.516
1420 | 9.746 | 11.513
1421 | 9.745 | 11.512
1422 | 9.739 | 11.512
1423 | 9.738 | 11.51
1424 | 9.738 | 11.508
1425 | 9.738 | 11.508
1426 | 9.735 | 11.506
1427 | 9.735 | 11.505
1428 | 9.732 | 11.502
1429 | 9.73 | 11.501
1430 | 9.729 | 11.497
1431 | 9.728 | 11.495
1432 | 9.726 | 11.494
1433 | 9.725 | 11.492
1434 | 9.723 | 11.489
1435 | 9.723 | 11.489
1436 | 9.721 | 11.487
1437 | 9.719 | 11.486
1438 | 9.718 | 11.484
1439 | 9.716 | 11.483
1440 | 9.715 | 11.483
1441 | 9.71 | 11.483
1442 | 9.708 | 11.481
1443 | 9.705 | 11.48
1444 | 9.702 | 11.48
1445 | 9.7 | 11.477
1446 | 9.693 | 11.475
1447 | 9.693 | 11.474
1448 | 9.693 | 11.473
1449 | 9.692 | 11.473
1450 | 9.686 | 11.472
1451 | 9.685 | 11.472
1452 | 9.685 | 11.47
1453 | 9.684 | 11.469
1454 | 9.682 | 11.465
1455 | 9.68 | 11.463
1456 | 9.678 | 11.463
1457 | 9.676 | 11.461
1458 | 9.675 | 11.46
1459 | 9.675 | 11.459
1460 | 9.673 | 11.459
1461 | 9.67 | 11.456
1462 | 9.67 | 11.454
1463 | 9.67 | 11.452
1464 | 9.668 | 11.451
1465 | 9.666 | 11.451
1466 | 9.665 | 11.443
1467 | 9.663 | 11.442
1468 | 9.661 | 11.441
1469 | 9.661 | 11.44
1470 | 9.66 | 11.436
1471 | 9.659 | 11.435
1472 | 9.659 | 11.434
1473 | 9.659 | 11.432
1474 | 9.657 | 11.43
1475 | 9.657 | 11.429
1476 | 9.654 | 11.427
1477 | 9.653 | 11.425
1478 | 9.65 | 11.424
1479 | 9.647 | 11.423
1480 | 9.645 | 11.422
1481 | 9.645 | 11.421
1482 | 9.641 | 11.42
1483 | 9.64 | 11.416
1484 | 9.64 | 11.416
1485 | 9.64 | 11.413
1486 | 9.638 | 11.41
1487 | 9.637 | 11.409
1488 | 9.637 | 11.408
1489 | 9.636 | 11.407
1490 | 9.635 | 11.407
1491 | 9.633 | 11.406
1492 | 9.63 | 11.406
1493 | 9.63 | 11.404
1494 | 9.629 | 11.404
1495 | 9.629 | 11.402
1496 | 9.629 | 11.399
1497 | 9.628 | 11.399
1498 | 9.628 | 11.398
1499 | 9.627 | 11.396
1500 | 9.626 | 11.393
1501 | 9.624 | 11.392
1502 | 9.622 | 11.392
1503 | 9.621 | 11.392
1504 | 9.62 | 11.386
1505 | 9.618 | 11.382
1506 | 9.615 | 11.382
1507 | 9.613 | 11.381
1508 | 9.611 | 11.38
1509 | 9.61 | 11.377
1510 | 9.609 | 11.374
1511 | 9.606 | 11.374
1512 | 9.603 | 11.373
1513 | 9.603 | 11.373
1514 | 9.603 | 11.373
1515 | 9.602 | 11.372
1516 | 9.601 | 11.369
1517 | 9.599 | 11.367
1518 | 9.599 | 11.366
1519 | 9.595 | 11.366
1520 | 9.594 | 11.365
1521 | 9.594 | 11.364
1522 | 9.591 | 11.362
1523 | 9.59 | 11.359
1524 | 9.59 | 11.356
1525 | 9.588 | 11.35
1526 | 9.587 | 11.349
1527 | 9.583 | 11.348
1528 | 9.579 | 11.348
1529 | 9.578 | 11.347
1530 | 9.578 | 11.346
1531 | 9.576 | 11.346
1532 | 9.574 | 11.345
1533 | 9.574 | 11.342
1534 | 9.572 | 11.341
1535 | 9.57 | 11.34
1536 | 9.564 | 11.34
1537 | 9.56 | 11.339
1538 | 9.556 | 11.339
1539 | 9.555 | 11.339
1540 | 9.552 | 11.338
1541 | 9.551 | 11.338
1542 | 9.548 | 11.338
1543 | 9.547 | 11.336
1544 | 9.545 | 11.334
1545 | 9.545 | 11.333
1546 | 9.544 | 11.332
1547 | 9.541 | 11.33
1548 | 9.54 | 11.329
1549 | 9.535 | 11.324
1550 | 9.534 | 11.322
1551 | 9.534 | 11.321
1552 | 9.534 | 11.319
1553 | 9.532 | 11.319
1554 | 9.531 | 11.318
1555 | 9.529 | 11.318
1556 | 9.526 | 11.318
1557 | 9.525 | 11.315
1558 | 9.525 | 11.309
1559 | 9.525 | 11.308
1560 | 9.523 | 11.306
1561 | 9.523 | 11.306
1562 | 9.522 | 11.305
1563 | 9.522 | 11.305
1564 | 9.52 | 11.304
1565 | 9.519 | 11.304
1566 | 9.518 | 11.301
1567 | 9.515 | 11.3
1568 | 9.513 | 11.299
1569 | 9.512 | 11.298
1570 | 9.512 | 11.298
1571 | 9.511 | 11.297
1572 | 9.511 | 11.297
1573 | 9.509 | 11.297
1574 | 9.508 | 11.293
1575 | 9.508 | 11.291
1576 | 9.508 | 11.289
1577 | 9.507 | 11.289
1578 | 9.505 | 11.287
1579 | 9.497 | 11.284
1580 | 9.497 | 11.283
1581 | 9.497 | 11.28
1582 | 9.495 | 11.28
1583 | 9.494 | 11.28
1584 | 9.491 | 11.277
1585 | 9.489 | 11.274
1586 | 9.488 | 11.274
1587 | 9.485 | 11.273
1588 | 9.484 | 11.267
1589 | 9.483 | 11.266
1590 | 9.483 | 11.263
1591 | 9.482 | 11.262
1592 | 9.481 | 11.261
1593 | 9.475 | 11.26
1594 | 9.475 | 11.255
1595 | 9.474 | 11.255
1596 | 9.47 | 11.254
1597 | 9.469 | 11.253
1598 | 9.466 | 11.252
1599 | 9.464 | 11.252
1600 | 9.462 | 11.251
1601 | 9.461 | 11.25
1602 | 9.46 | 11.25
1603 | 9.46 | 11.25
1604 | 9.458 | 11.25
1605 | 9.456 | 11.249
1606 | 9.455 | 11.247
1607 | 9.455 | 11.246
1608 | 9.455 | 11.246
1609 | 9.453 | 11.245
1610 | 9.45 | 11.244
1611 | 9.448 | 11.244
1612 | 9.442 | 11.244
1613 | 9.44 | 11.243
1614 | 9.439 | 11.242
1615 | 9.438 | 11.24
1616 | 9.437 | 11.239
1617 | 9.437 | 11.238
1618 | 9.435 | 11.235
1619 | 9.434 | 11.231
1620 | 9.434 | 11.231
1621 | 9.434 | 11.228
1622 | 9.431 | 11.226
1623 | 9.43 | 11.225
1624 | 9.43 | 11.223
1625 | 9.429 | 11.223
1626 | 9.428 | 11.222
1627 | 9.426 | 11.221
1628 | 9.424 | 11.221
1629 | 9.424 | 11.221
1630 | 9.421 | 11.22
1631 | 9.421 | 11.219
1632 | 9.42 | 11.217
1633 | 9.415 | 11.216
1634 | 9.411 | 11.212
1635 | 9.41 | 11.21
1636 | 9.41 | 11.21
1637 | 9.406 | 11.208
1638 | 9.406 | 11.208
1639 | 9.404 | 11.207
1640 | 9.403 | 11.207
1641 | 9.401 | 11.207
1642 | 9.4 | 11.206
1643 | 9.397 | 11.203
1644 | 9.396 | 11.197
1645 | 9.395 | 11.197
1646 | 9.391 | 11.195
1647 | 9.39 | 11.195
1648 | 9.388 | 11.19
1649 | 9.387 | 11.19
1650 | 9.387 | 11.188
1651 | 9.386 | 11.187
1652 | 9.382 | 11.187
1653 | 9.381 | 11.181
1654 | 9.38 | 11.18
1655 | 9.379 | 11.179
1656 | 9.379 | 11.179
1657 | 9.376 | 11.178
1658 | 9.375 | 11.176
1659 | 9.373 | 11.176
1660 | 9.372 | 11.175
1661 | 9.371 | 11.175
1662 | 9.371 | 11.174
1663 | 9.369 | 11.173
1664 | 9.369 | 11.173
1665 | 9.368 | 11.172
1666 | 9.368 | 11.171
1667 | 9.367 | 11.17
1668 | 9.366 | 11.169
1669 | 9.364 | 11.169
1670 | 9.364 | 11.168
1671 | 9.363 | 11.167
1672 | 9.361 | 11.167
1673 | 9.36 | 11.167
1674 | 9.36 | 11.165
1675 | 9.356 | 11.164
1676 | 9.355 | 11.16
1677 | 9.355 | 11.159
1678 | 9.355 | 11.158
1679 | 9.354 | 11.157
1680 | 9.353 | 11.157
1681 | 9.352 | 11.156
1682 | 9.352 | 11.156
1683 | 9.351 | 11.155
1684 | 9.349 | 11.151
1685 | 9.348 | 11.149
1686 | 9.347 | 11.149
1687 | 9.347 | 11.148
1688 | 9.346 | 11.147
1689 | 9.345 | 11.147
1690 | 9.345 | 11.143
1691 | 9.344 | 11.142
1692 | 9.343 | 11.142
1693 | 9.343 | 11.139
1694 | 9.342 | 11.137
1695 | 9.342 | 11.136
1696 | 9.342 | 11.136
1697 | 9.341 | 11.135
1698 | 9.341 | 11.134
1699 | 9.338 | 11.134
1700 | 9.337 | 11.13
1701 | 9.335 | 11.13
1702 | 9.335 | 11.129
1703 | 9.332 | 11.129
1704 | 9.331 | 11.127
1705 | 9.331 | 11.126
1706 | 9.33 | 11.125
1707 | 9.327 | 11.123
1708 | 9.325 | 11.122
1709 | 9.321 | 11.121
1710 | 9.317 | 11.119
1711 | 9.315 | 11.119
1712 | 9.312 | 11.117
1713 | 9.311 | 11.117
1714 | 9.311 | 11.111
1715 | 9.31 | 11.11
1716 | 9.305 | 11.11
1717 | 9.304 | 11.109
1718 | 9.303 | 11.107
1719 | 9.301 | 11.105
1720 | 9.3 | 11.104
1721 | 9.299 | 11.103
1722 | 9.299 | 11.101
1723 | 9.299 | 11.098
1724 | 9.295 | 11.098
1725 | 9.293 | 11.096
1726 | 9.293 | 11.093
1727 | 9.291 | 11.093
1728 | 9.29 | 11.092
1729 | 9.289 | 11.089
1730 | 9.286 | 11.082
1731 | 9.281 | 11.082
1732 | 9.279 | 11.078
1733 | 9.276 | 11.077
1734 | 9.275 | 11.077
1735 | 9.271 | 11.076
1736 | 9.27 | 11.075
1737 | 9.269 | 11.072
1738 | 9.268 | 11.068
1739 | 9.268 | 11.068
1740 | 9.267 | 11.066
1741 | 9.265 | 11.065
1742 | 9.261 | 11.064
1743 | 9.26 | 11.064
1744 | 9.258 | 11.063
1745 | 9.258 | 11.059
1746 | 9.257 | 11.059
1747 | 9.256 | 11.056
1748 | 9.254 | 11.055
1749 | 9.253 | 11.053
1750 | 9.253 | 11.052
1751 | 9.25 | 11.052
1752 | 9.246 | 11.052
1753 | 9.246 | 11.051
1754 | 9.244 | 11.051
1755 | 9.242 | 11.05
1756 | 9.242 | 11.049
1757 | 9.239 | 11.046
1758 | 9.238 | 11.045
1759 | 9.236 | 11.043
1760 | 9.235 | 11.043
1761 | 9.235 | 11.042
1762 | 9.233 | 11.041
1763 | 9.228 | 11.039
1764 | 9.227 | 11.038
1765 | 9.225 | 11.037
1766 | 9.224 | 11.036
1767 | 9.224 | 11.036
1768 | 9.222 | 11.036
1769 | 9.222 | 11.033
1770 | 9.22 | 11.032
1771 | 9.219 | 11.029
1772 | 9.218 | 11.025
1773 | 9.214 | 11.024
1774 | 9.212 | 11.024
1775 | 9.207 | 11.024
1776 | 9.207 | 11.014
1777 | 9.207 | 11.012
1778 | 9.207 | 11.011
1779 | 9.206 | 11.009
1780 | 9.206 | 11.008
1781 | 9.201 | 11.007
1782 | 9.201 | 11.007
1783 | 9.201 | 11.006
1784 | 9.201 | 11.004
1785 | 9.2 | 11.001
1786 | 9.198 | 11
1787 | 9.195 | 10.999
1788 | 9.194 | 10.998
1789 | 9.194 | 10.997
1790 | 9.194 | 10.993
1791 | 9.193 | 10.992
1792 | 9.191 | 10.99
1793 | 9.189 | 10.989
1794 | 9.189 | 10.988
1795 | 9.187 | 10.987
1796 | 9.187 | 10.987
1797 | 9.186 | 10.986
1798 | 9.185 | 10.983
1799 | 9.185 | 10.982
1800 | 9.185 | 10.981
1801 | 9.183 | 10.979
1802 | 9.179 | 10.977
1803 | 9.179 | 10.976
1804 | 9.178 | 10.973
1805 | 9.176 | 10.97
1806 | 9.176 | 10.969
1807 | 9.174 | 10.969
1808 | 9.173 | 10.967
1809 | 9.173 | 10.966
1810 | 9.172 | 10.964
1811 | 9.172 | 10.963
1812 | 9.17 | 10.959
1813 | 9.17 | 10.955
1814 | 9.169 | 10.955
1815 | 9.169 | 10.953
1816 | 9.168 | 10.953
1817 | 9.167 | 10.948
1818 | 9.161 | 10.947
1819 | 9.161 | 10.946
1820 | 9.161 | 10.943
1821 | 9.16 | 10.94
1822 | 9.156 | 10.94
1823 | 9.154 | 10.939
1824 | 9.152 | 10.938
1825 | 9.146 | 10.936
1826 | 9.146 | 10.935
1827 | 9.146 | 10.935
1828 | 9.141 | 10.932
1829 | 9.139 | 10.932
1830 | 9.136 | 10.931
1831 | 9.135 | 10.929
1832 | 9.133 | 10.928
1833 | 9.132 | 10.926
1834 | 9.132 | 10.925
1835 | 9.131 | 10.924
1836 | 9.13 | 10.924
1837 | 9.13 | 10.923
1838 | 9.129 | 10.922
1839 | 9.128 | 10.92
1840 | 9.128 | 10.919
1841 | 9.127 | 10.919
1842 | 9.124 | 10.914
1843 | 9.12 | 10.911
1844 | 9.12 | 10.911
1845 | 9.119 | 10.91
1846 | 9.115 | 10.91
1847 | 9.112 | 10.907
1848 | 9.112 | 10.907
1849 | 9.109 | 10.905
1850 | 9.107 | 10.905
1851 | 9.105 | 10.902
1852 | 9.102 | 10.899
1853 | 9.101 | 10.899
1854 | 9.099 | 10.898
1855 | 9.097 | 10.895
1856 | 9.096 | 10.895
1857 | 9.096 | 10.895
1858 | 9.093 | 10.894
1859 | 9.091 | 10.893
1860 | 9.089 | 10.892
1861 | 9.088 | 10.889
1862 | 9.085 | 10.888
1863 | 9.085 | 10.887
1864 | 9.084 | 10.887
1865 | 9.083 | 10.887
1866 | 9.081 | 10.886
1867 | 9.08 | 10.886
1868 | 9.078 | 10.885
1869 | 9.077 | 10.885
1870 | 9.075 | 10.883
1871 | 9.07 | 10.882
1872 | 9.068 | 10.881
1873 | 9.068 | 10.88
1874 | 9.067 | 10.879
1875 | 9.066 | 10.879
1876 | 9.065 | 10.878
1877 | 9.062 | 10.878
1878 | 9.061 | 10.877
1879 | 9.06 | 10.876
1880 | 9.059 | 10.875
1881 | 9.059 | 10.875
1882 | 9.058 | 10.874
1883 | 9.058 | 10.874
1884 | 9.056 | 10.874
1885 | 9.053 | 10.872
1886 | 9.053 | 10.871
1887 | 9.053 | 10.869
1888 | 9.051 | 10.869
1889 | 9.049 | 10.866
1890 | 9.044 | 10.866
1891 | 9.042 | 10.865
1892 | 9.04 | 10.862
1893 | 9.039 | 10.858
1894 | 9.039 | 10.854
1895 | 9.038 | 10.852
1896 | 9.036 | 10.847
1897 | 9.031 | 10.847
1898 | 9.03 | 10.847
1899 | 9.03 | 10.846
1900 | 9.027 | 10.845
1901 | 9.027 | 10.844
1902 | 9.026 | 10.841
1903 | 9.022 | 10.841
1904 | 9.019 | 10.84
1905 | 9.016 | 10.839
1906 | 9.016 | 10.837
1907 | 9.015 | 10.836
1908 | 9.014 | 10.834
1909 | 9.009 | 10.832
1910 | 9.007 | 10.83
1911 | 9.007 | 10.828
1912 | 9.006 | 10.824
1913 | 9.004 | 10.823
1914 | 9.003 | 10.819
1915 | 9.003 | 10.818
1916 | 8.999 | 10.818
1917 | 8.998 | 10.817
1918 | 8.997 | 10.815
1919 | 8.995 | 10.813
1920 | 8.993 | 10.813
1921 | 8.991 | 10.809
1922 | 8.99 | 10.808
1923 | 8.989 | 10.808
1924 | 8.988 | 10.804
1925 | 8.988 | 10.803
1926 | 8.987 | 10.803
1927 | 8.987 | 10.803
1928 | 8.986 | 10.802
1929 | 8.984 | 10.802
1930 | 8.983 | 10.796
1931 | 8.982 | 10.789
1932 | 8.98 | 10.784
1933 | 8.98 | 10.781
1934 | 8.98 | 10.781
1935 | 8.979 | 10.779
1936 | 8.978 | 10.779
1937 | 8.976 | 10.779
1938 | 8.975 | 10.779
1939 | 8.974 | 10.779
1940 | 8.973 | 10.778
1941 | 8.973 | 10.778
1942 | 8.973 | 10.776
1943 | 8.971 | 10.776
1944 | 8.97 | 10.772
1945 | 8.969 | 10.772
1946 | 8.966 | 10.77
1947 | 8.965 | 10.767
1948 | 8.965 | 10.766
1949 | 8.964 | 10.765
1950 | 8.964 | 10.764
1951 | 8.964 | 10.763
1952 | 8.963 | 10.763
1953 | 8.961 | 10.762
1954 | 8.957 | 10.761
1955 | 8.956 | 10.759
1956 | 8.955 | 10.758
1957 | 8.954 | 10.754
1958 | 8.954 | 10.753
1959 | 8.951 | 10.752
1960 | 8.951 | 10.751
1961 | 8.949 | 10.751
1962 | 8.949 | 10.75
1963 | 8.949 | 10.748
1964 | 8.946 | 10.748
1965 | 8.946 | 10.746
1966 | 8.945 | 10.744
1967 | 8.942 | 10.744
1968 | 8.942 | 10.743
1969 | 8.942 | 10.742
1970 | 8.941 | 10.737
1971 | 8.941 | 10.737
1972 | 8.94 | 10.737
1973 | 8.94 | 10.736
1974 | 8.94 | 10.734
1975 | 8.939 | 10.733
1976 | 8.939 | 10.732
1977 | 8.938 | 10.732
1978 | 8.938 | 10.73
1979 | 8.937 | 10.728
1980 | 8.936 | 10.727
1981 | 8.936 | 10.726
1982 | 8.928 | 10.722
1983 | 8.927 | 10.721
1984 | 8.926 | 10.72
1985 | 8.924 | 10.718
1986 | 8.923 | 10.717
1987 | 8.922 | 10.716
1988 | 8.92 | 10.714
1989 | 8.918 | 10.713
1990 | 8.915 | 10.712
1991 | 8.915 | 10.711
1992 | 8.913 | 10.71
1993 | 8.912 | 10.71
1994 | 8.912 | 10.708
1995 | 8.91 | 10.707
1996 | 8.91 | 10.707
1997 | 8.909 | 10.707
1998 | 8.905 | 10.706
1999 | 8.899 | 10.704
2000 | 8.899 | 10.704
2001 | 8.897 | 10.703
2002 | 8.896 | 10.703
2003 | 8.893 | 10.7
2004 | 8.893 | 10.7
2005 | 8.89 | 10.697
2006 | 8.89 | 10.696
2007 | 8.888 | 10.694
2008 | 8.888 | 10.693
2009 | 8.888 | 10.686
2010 | 8.886 | 10.684
2011 | 8.886 | 10.684
2012 | 8.886 | 10.683
2013 | 8.883 | 10.681
2014 | 8.882 | 10.679
2015 | 8.881 | 10.678
2016 | 8.879 | 10.677
2017 | 8.876 | 10.677
2018 | 8.869 | 10.677
2019 | 8.868 | 10.675
2020 | 8.867 | 10.675
2021 | 8.867 | 10.675
2022 | 8.866 | 10.675
2023 | 8.864 | 10.674
2024 | 8.864 | 10.672
2025 | 8.863 | 10.67
2026 | 8.861 | 10.67
2027 | 8.86 | 10.67
2028 | 8.86 | 10.669
2029 | 8.857 | 10.665
2030 | 8.856 | 10.665
2031 | 8.855 | 10.664
2032 | 8.854 | 10.663
2033 | 8.852 | 10.663
2034 | 8.851 | 10.663
2035 | 8.851 | 10.661
2036 | 8.849 | 10.659
2037 | 8.849 | 10.658
2038 | 8.849 | 10.656
2039 | 8.846 | 10.655
2040 | 8.841 | 10.653
2041 | 8.84 | 10.651
2042 | 8.839 | 10.651
2043 | 8.839 | 10.651
2044 | 8.834 | 10.65
2045 | 8.832 | 10.649
2046 | 8.831 | 10.649
2047 | 8.831 | 10.649
2048 | 8.83 | 10.645
2049 | 8.83 | 10.641
2050 | 8.829 | 10.641
2051 | 8.829 | 10.641
2052 | 8.828 | 10.638
2053 | 8.827 | 10.638
2054 | 8.824 | 10.637
2055 | 8.824 | 10.636
2056 | 8.823 | 10.633
2057 | 8.823 | 10.632
2058 | 8.822 | 10.632
2059 | 8.82 | 10.632
2060 | 8.817 | 10.631
2061 | 8.817 | 10.627
2062 | 8.815 | 10.624
2063 | 8.814 | 10.624
2064 | 8.814 | 10.623
2065 | 8.811 | 10.622
2066 | 8.811 | 10.621
2067 | 8.81 | 10.621
2068 | 8.806 | 10.621
2069 | 8.806 | 10.62
2070 | 8.8 | 10.618
2071 | 8.796 | 10.618
2072 | 8.794 | 10.618
2073 | 8.792 | 10.617
2074 | 8.79 | 10.616
2075 | 8.79 | 10.615
2076 | 8.789 | 10.615
2077 | 8.789 | 10.613
2078 | 8.788 | 10.612
2079 | 8.786 | 10.61
2080 | 8.784 | 10.61
2081 | 8.784 | 10.608
2082 | 8.782 | 10.607
2083 | 8.779 | 10.607
2084 | 8.779 | 10.607
2085 | 8.779 | 10.605
2086 | 8.778 | 10.605
2087 | 8.778 | 10.604
2088 | 8.778 | 10.603
2089 | 8.773 | 10.603
2090 | 8.773 | 10.603
2091 | 8.771 | 10.602
2092 | 8.769 | 10.601
2093 | 8.768 | 10.599
2094 | 8.768 | 10.596
2095 | 8.763 | 10.594
2096 | 8.76 | 10.593
2097 | 8.759 | 10.591
2098 | 8.758 | 10.591
2099 | 8.755 | 10.589
2100 | 8.755 | 10.589
2101 | 8.754 | 10.589
2102 | 8.754 | 10.588
2103 | 8.753 | 10.588
2104 | 8.75 | 10.585
2105 | 8.75 | 10.585
2106 | 8.747 | 10.585
2107 | 8.746 | 10.584
2108 | 8.745 | 10.584
2109 | 8.744 | 10.583
2110 | 8.743 | 10.583
2111 | 8.743 | 10.581
2112 | 8.742 | 10.578
2113 | 8.742 | 10.577
2114 | 8.739 | 10.576
2115 | 8.737 | 10.576
2116 | 8.737 | 10.571
2117 | 8.737 | 10.57
2118 | 8.737 | 10.57
2119 | 8.736 | 10.57
2120 | 8.735 | 10.565
2121 | 8.734 | 10.564
2122 | 8.731 | 10.564
2123 | 8.73 | 10.564
2124 | 8.729 | 10.563
2125 | 8.729 | 10.562
2126 | 8.728 | 10.562
2127 | 8.727 | 10.56
2128 | 8.726 | 10.559
2129 | 8.724 | 10.559
2130 | 8.724 | 10.558
2131 | 8.724 | 10.557
2132 | 8.722 | 10.556
2133 | 8.719 | 10.555
2134 | 8.719 | 10.555
2135 | 8.714 | 10.552
2136 | 8.714 | 10.551
2137 | 8.712 | 10.55
2138 | 8.712 | 10.547
2139 | 8.711 | 10.547
2140 | 8.709 | 10.546
2141 | 8.709 | 10.545
2142 | 8.705 | 10.541
2143 | 8.702 | 10.54
2144 | 8.701 | 10.536
2145 | 8.694 | 10.536
2146 | 8.694 | 10.535
2147 | 8.69 | 10.534
2148 | 8.689 | 10.534
2149 | 8.689 | 10.534
2150 | 8.689 | 10.533
2151 | 8.688 | 10.533
2152 | 8.686 | 10.532
2153 | 8.685 | 10.531
2154 | 8.684 | 10.531
2155 | 8.684 | 10.529
2156 | 8.684 | 10.527
2157 | 8.682 | 10.527
2158 | 8.68 | 10.527
2159 | 8.68 | 10.527
2160 | 8.679 | 10.526
2161 | 8.679 | 10.525
2162 | 8.678 | 10.525
2163 | 8.676 | 10.524
2164 | 8.673 | 10.522
2165 | 8.671 | 10.521
2166 | 8.671 | 10.52
2167 | 8.668 | 10.519
2168 | 8.668 | 10.519
2169 | 8.667 | 10.519
2170 | 8.666 | 10.519
2171 | 8.666 | 10.516
2172 | 8.665 | 10.514
2173 | 8.663 | 10.512
2174 | 8.663 | 10.511
2175 | 8.662 | 10.51
2176 | 8.659 | 10.508
2177 | 8.658 | 10.507
2178 | 8.656 | 10.507
2179 | 8.656 | 10.507
2180 | 8.655 | 10.506
2181 | 8.655 | 10.506
2182 | 8.654 | 10.504
2183 | 8.653 | 10.503
2184 | 8.652 | 10.503
2185 | 8.651 | 10.503
2186 | 8.65 | 10.503
2187 | 8.65 | 10.502
2188 | 8.649 | 10.501
2189 | 8.648 | 10.499
2190 | 8.647 | 10.498
2191 | 8.647 | 10.497
2192 | 8.645 | 10.496
2193 | 8.644 | 10.495
2194 | 8.641 | 10.493
2195 | 8.636 | 10.492
2196 | 8.636 | 10.491
2197 | 8.635 | 10.49
2198 | 8.634 | 10.489
2199 | 8.633 | 10.488
2200 | 8.633 | 10.488
2201 | 8.631 | 10.488
2202 | 8.63 | 10.487
2203 | 8.629 | 10.486
2204 | 8.628 | 10.485
2205 | 8.626 | 10.484
2206 | 8.623 | 10.483
2207 | 8.622 | 10.482
2208 | 8.622 | 10.481
2209 | 8.62 | 10.48
2210 | 8.617 | 10.476
2211 | 8.615 | 10.476
2212 | 8.614 | 10.474
2213 | 8.614 | 10.473
2214 | 8.613 | 10.468
2215 | 8.609 | 10.466
2216 | 8.607 | 10.466
2217 | 8.605 | 10.464
2218 | 8.603 | 10.463
2219 | 8.601 | 10.462
2220 | 8.6 | 10.461
2221 | 8.599 | 10.46
2222 | 8.598 | 10.46
2223 | 8.597 | 10.458
2224 | 8.596 | 10.457
2225 | 8.592 | 10.456
2226 | 8.591 | 10.455
2227 | 8.589 | 10.454
2228 | 8.583 | 10.453
2229 | 8.582 | 10.452
2230 | 8.579 | 10.451
2231 | 8.578 | 10.449
2232 | 8.577 | 10.448
2233 | 8.577 | 10.445
2234 | 8.575 | 10.445
2235 | 8.575 | 10.445
2236 | 8.575 | 10.445
2237 | 8.575 | 10.445
2238 | 8.574 | 10.444
2239 | 8.572 | 10.443
2240 | 8.571 | 10.442
2241 | 8.57 | 10.442
2242 | 8.57 | 10.441
2243 | 8.568 | 10.441
2244 | 8.567 | 10.441
2245 | 8.566 | 10.439
2246 | 8.563 | 10.439
2247 | 8.563 | 10.438
2248 | 8.559 | 10.437
2249 | 8.556 | 10.435
2250 | 8.553 | 10.433
2251 | 8.553 | 10.431
2252 | 8.551 | 10.429
2253 | 8.544 | 10.428
2254 | 8.544 | 10.426
2255 | 8.542 | 10.426
2256 | 8.542 | 10.426
2257 | 8.542 | 10.425
2258 | 8.54 | 10.422
2259 | 8.539 | 10.42
2260 | 8.538 | 10.419
2261 | 8.538 | 10.418
2262 | 8.538 | 10.418
2263 | 8.537 | 10.417
2264 | 8.536 | 10.417
2265 | 8.535 | 10.416
2266 | 8.532 | 10.416
2267 | 8.531 | 10.415
2268 | 8.53 | 10.413
2269 | 8.53 | 10.412
2270 | 8.53 | 10.411
2271 | 8.529 | 10.41
2272 | 8.525 | 10.408
2273 | 8.524 | 10.408
2274 | 8.524 | 10.406
2275 | 8.524 | 10.404
2276 | 8.523 | 10.403
2277 | 8.521 | 10.398
2278 | 8.521 | 10.397
2279 | 8.521 | 10.397
2280 | 8.519 | 10.396
2281 | 8.518 | 10.394
2282 | 8.517 | 10.393
2283 | 8.517 | 10.392
2284 | 8.516 | 10.392
2285 | 8.516 | 10.391
2286 | 8.516 | 10.387
2287 | 8.515 | 10.386
2288 | 8.514 | 10.385
2289 | 8.513 | 10.384
2290 | 8.512 | 10.38
2291 | 8.511 | 10.38
2292 | 8.511 | 10.38
2293 | 8.51 | 10.376
2294 | 8.51 | 10.371
2295 | 8.509 | 10.371
2296 | 8.505 | 10.371
2297 | 8.502 | 10.37
2298 | 8.499 | 10.368
2299 | 8.496 | 10.367
2300 | 8.492 | 10.366
2301 | 8.491 | 10.365
2302 | 8.489 | 10.364
2303 | 8.487 | 10.361
2304 | 8.486 | 10.361
2305 | 8.481 | 10.36
2306 | 8.48 | 10.359
2307 | 8.479 | 10.358
2308 | 8.479 | 10.356
2309 | 8.476 | 10.355
2310 | 8.474 | 10.355
2311 | 8.473 | 10.353
2312 | 8.472 | 10.352
2313 | 8.471 | 10.35
2314 | 8.47 | 10.349
2315 | 8.467 | 10.349
2316 | 8.458 | 10.348
2317 | 8.458 | 10.347
2318 | 8.458 | 10.346
2319 | 8.457 | 10.345
2320 | 8.452 | 10.345
2321 | 8.45 | 10.341
2322 | 8.444 | 10.34
2323 | 8.439 | 10.339
2324 | 8.439 | 10.338
2325 | 8.438 | 10.334
2326 | 8.432 | 10.332
2327 | 8.432 | 10.33
2328 | 8.43 | 10.329
2329 | 8.429 | 10.328
2330 | 8.428 | 10.327
2331 | 8.428 | 10.325
2332 | 8.426 | 10.324
2333 | 8.426 | 10.323
2334 | 8.425 | 10.322
2335 | 8.424 | 10.321
2336 | 8.423 | 10.321
2337 | 8.423 | 10.319
2338 | 8.418 | 10.319
2339 | 8.417 | 10.319
2340 | 8.417 | 10.317
2341 | 8.415 | 10.317
2342 | 8.414 | 10.316
2343 | 8.414 | 10.315
2344 | 8.411 | 10.315
2345 | 8.41 | 10.314
2346 | 8.41 | 10.312
2347 | 8.408 | 10.311
2348 | 8.405 | 10.31
2349 | 8.404 | 10.309
2350 | 8.403 | 10.308
2351 | 8.401 | 10.306
2352 | 8.4 | 10.306
2353 | 8.399 | 10.306
2354 | 8.398 | 10.306
2355 | 8.398 | 10.305
2356 | 8.397 | 10.304
2357 | 8.395 | 10.303
2358 | 8.394 | 10.302
2359 | 8.394 | 10.299
2360 | 8.392 | 10.298
2361 | 8.392 | 10.295
2362 | 8.391 | 10.294
2363 | 8.39 | 10.293
2364 | 8.39 | 10.289
2365 | 8.388 | 10.287
2366 | 8.387 | 10.287
2367 | 8.387 | 10.286
2368 | 8.387 | 10.285
2369 | 8.384 | 10.283
2370 | 8.383 | 10.283
2371 | 8.383 | 10.278
2372 | 8.382 | 10.276
2373 | 8.378 | 10.275
2374 | 8.378 | 10.275
2375 | 8.377 | 10.273
2376 | 8.376 | 10.272
2377 | 8.374 | 10.271
2378 | 8.374 | 10.271
2379 | 8.371 | 10.268
2380 | 8.368 | 10.266
2381 | 8.367 | 10.264
2382 | 8.363 | 10.263
2383 | 8.362 | 10.263
2384 | 8.358 | 10.262
2385 | 8.358 | 10.261
2386 | 8.357 | 10.258
2387 | 8.355 | 10.256
2388 | 8.354 | 10.256
2389 | 8.354 | 10.255
2390 | 8.351 | 10.255
2391 | 8.351 | 10.254
2392 | 8.35 | 10.253
2393 | 8.35 | 10.252
2394 | 8.348 | 10.251
2395 | 8.345 | 10.25
2396 | 8.343 | 10.25
2397 | 8.341 | 10.248
2398 | 8.341 | 10.248
2399 | 8.34 | 10.245
2400 | 8.337 | 10.245
2401 | 8.337 | 10.243
2402 | 8.337 | 10.243
2403 | 8.337 | 10.24
2404 | 8.336 | 10.24
2405 | 8.335 | 10.238
2406 | 8.333 | 10.236
2407 | 8.332 | 10.232
2408 | 8.332 | 10.232
2409 | 8.332 | 10.229
2410 | 8.331 | 10.229
2411 | 8.331 | 10.228
2412 | 8.329 | 10.227
2413 | 8.329 | 10.227
2414 | 8.328 | 10.223
2415 | 8.328 | 10.222
2416 | 8.325 | 10.22
2417 | 8.325 | 10.219
2418 | 8.324 | 10.218
2419 | 8.321 | 10.218
2420 | 8.321 | 10.216
2421 | 8.32 | 10.213
2422 | 8.318 | 10.213
2423 | 8.313 | 10.212
2424 | 8.313 | 10.212
2425 | 8.311 | 10.21
2426 | 8.311 | 10.209
2427 | 8.309 | 10.207
2428 | 8.309 | 10.205
2429 | 8.307 | 10.205
2430 | 8.306 | 10.198
2431 | 8.305 | 10.197
2432 | 8.304 | 10.197
2433 | 8.3 | 10.197
2434 | 8.299 | 10.193
2435 | 8.297 | 10.193
2436 | 8.295 | 10.193
2437 | 8.294 | 10.191
2438 | 8.291 | 10.186
2439 | 8.291 | 10.183
2440 | 8.29 | 10.181
2441 | 8.289 | 10.181
2442 | 8.288 | 10.181
2443 | 8.288 | 10.18
2444 | 8.284 | 10.178
2445 | 8.283 | 10.177
2446 | 8.282 | 10.174
2447 | 8.281 | 10.174
2448 | 8.281 | 10.173
2449 | 8.278 | 10.171
2450 | 8.276 | 10.168
2451 | 8.276 | 10.168
2452 | 8.273 | 10.167
2453 | 8.271 | 10.164
2454 | 8.271 | 10.164
2455 | 8.266 | 10.163
2456 | 8.265 | 10.162
2457 | 8.264 | 10.161
2458 | 8.264 | 10.16
2459 | 8.261 | 10.16
2460 | 8.256 | 10.16
2461 | 8.256 | 10.159
2462 | 8.255 | 10.159
2463 | 8.255 | 10.159
2464 | 8.254 | 10.157
2465 | 8.253 | 10.156
2466 | 8.248 | 10.155
2467 | 8.248 | 10.154
2468 | 8.247 | 10.153
2469 | 8.247 | 10.151
2470 | 8.246 | 10.149
2471 | 8.244 | 10.148
2472 | 8.244 | 10.147
2473 | 8.244 | 10.147
2474 | 8.243 | 10.146
2475 | 8.241 | 10.146
2476 | 8.238 | 10.146
2477 | 8.237 | 10.146
2478 | 8.234 | 10.146
2479 | 8.234 | 10.146
2480 | 8.233 | 10.145
2481 | 8.233 | 10.143
2482 | 8.232 | 10.142
2483 | 8.231 | 10.142
2484 | 8.228 | 10.141
2485 | 8.227 | 10.141
2486 | 8.226 | 10.14
2487 | 8.225 | 10.134
2488 | 8.222 | 10.13
2489 | 8.215 | 10.127
2490 | 8.214 | 10.126
2491 | 8.213 | 10.124
2492 | 8.213 | 10.122
2493 | 8.213 | 10.121
2494 | 8.212 | 10.119
2495 | 8.21 | 10.118
2496 | 8.21 | 10.116
2497 | 8.209 | 10.114
2498 | 8.206 | 10.113
2499 | 8.206 | 10.113
2500 | 8.203 | 10.112
2501 | 8.202 | 10.11
2502 | 8.202 | 10.11
2503 | 8.2 | 10.109
2504 | 8.198 | 10.108
2505 | 8.198 | 10.106
2506 | 8.195 | 10.103
2507 | 8.195 | 10.102
2508 | 8.189 | 10.102
2509 | 8.187 | 10.101
2510 | 8.187 | 10.101
2511 | 8.187 | 10.1
2512 | 8.186 | 10.097
2513 | 8.186 | 10.093
2514 | 8.186 | 10.092
2515 | 8.186 | 10.09
2516 | 8.183 | 10.089
2517 | 8.181 | 10.089
2518 | 8.179 | 10.088
2519 | 8.176 | 10.084
2520 | 8.176 | 10.083
2521 | 8.175 | 10.082
2522 | 8.174 | 10.081
2523 | 8.172 | 10.08
2524 | 8.167 | 10.079
2525 | 8.164 | 10.077
2526 | 8.162 | 10.076
2527 | 8.161 | 10.074
2528 | 8.161 | 10.073
2529 | 8.159 | 10.07
2530 | 8.157 | 10.069
2531 | 8.155 | 10.069
2532 | 8.153 | 10.064
2533 | 8.153 | 10.063
2534 | 8.149 | 10.062
2535 | 8.149 | 10.061
2536 | 8.148 | 10.061
2537 | 8.145 | 10.06
2538 | 8.143 | 10.06
2539 | 8.142 | 10.058
2540 | 8.132 | 10.058
2541 | 8.131 | 10.057
2542 | 8.13 | 10.056
2543 | 8.13 | 10.055
2544 | 8.129 | 10.054
2545 | 8.128 | 10.053
2546 | 8.128 | 10.05
2547 | 8.122 | 10.05
2548 | 8.122 | 10.048
2549 | 8.121 | 10.047
2550 | 8.121 | 10.047
2551 | 8.121 | 10.046
2552 | 8.12 | 10.046
2553 | 8.12 | 10.045
2554 | 8.119 | 10.045
2555 | 8.118 | 10.044
2556 | 8.118 | 10.042
2557 | 8.117 | 10.04
2558 | 8.114 | 10.04
2559 | 8.112 | 10.038
2560 | 8.111 | 10.037
2561 | 8.111 | 10.035
2562 | 8.11 | 10.035
2563 | 8.109 | 10.033
2564 | 8.108 | 10.032
2565 | 8.107 | 10.032
2566 | 8.104 | 10.032
2567 | 8.104 | 10.032
2568 | 8.103 | 10.027
2569 | 8.103 | 10.024
2570 | 8.102 | 10.022
2571 | 8.101 | 10.021
2572 | 8.1 | 10.018
2573 | 8.1 | 10.017
2574 | 8.098 | 10.014
2575 | 8.098 | 10.012
2576 | 8.096 | 10.012
2577 | 8.094 | 10.011
2578 | 8.093 | 10.011
2579 | 8.093 | 10.008
2580 | 8.093 | 10.007
2581 | 8.092 | 10.006
2582 | 8.091 | 10.006
2583 | 8.091 | 10.005
2584 | 8.089 | 10.005
2585 | 8.088 | 10.002
2586 | 8.088 | 10.002
2587 | 8.085 | 10
2588 | 8.084 | 9.998
2589 | 8.084 | 9.997
2590 | 8.083 | 9.995
2591 | 8.083 | 9.994
2592 | 8.081 | 9.992
2593 | 8.079 | 9.991
2594 | 8.077 | 9.99
2595 | 8.076 | 9.988
2596 | 8.073 | 9.987
2597 | 8.073 | 9.986
2598 | 8.071 | 9.984
2599 | 8.07 | 9.984
2600 | 8.069 | 9.984
2601 | 8.066 | 9.984
2602 | 8.065 | 9.98
2603 | 8.063 | 9.977
2604 | 8.063 | 9.976
2605 | 8.062 | 9.976
2606 | 8.061 | 9.973
2607 | 8.059 | 9.973
2608 | 8.058 | 9.973
2609 | 8.056 | 9.97
2610 | 8.055 | 9.969
2611 | 8.055 | 9.968
2612 | 8.054 | 9.966
2613 | 8.053 | 9.965
2614 | 8.052 | 9.964
2615 | 8.052 | 9.963
2616 | 8.052 | 9.962
2617 | 8.05 | 9.96
2618 | 8.047 | 9.959
2619 | 8.047 | 9.959
2620 | 8.046 | 9.959
2621 | 8.045 | 9.958
2622 | 8.041 | 9.958
2623 | 8.039 | 9.957
2624 | 8.039 | 9.956
2625 | 8.036 | 9.953
2626 | 8.033 | 9.953
2627 | 8.03 | 9.952
2628 | 8.03 | 9.951
2629 | 8.029 | 9.951
2630 | 8.028 | 9.95
2631 | 8.028 | 9.948
2632 | 8.028 | 9.948
2633 | 8.027 | 9.947
2634 | 8.025 | 9.944
2635 | 8.025 | 9.943
2636 | 8.022 | 9.943
2637 | 8.021 | 9.94
2638 | 8.019 | 9.939
2639 | 8.019 | 9.939
2640 | 8.018 | 9.939
2641 | 8.017 | 9.938
2642 | 8.017 | 9.937
2643 | 8.017 | 9.933
2644 | 8.015 | 9.933
2645 | 8.011 | 9.931
2646 | 8.01 | 9.93
2647 | 8.007 | 9.93
2648 | 8.006 | 9.926
2649 | 8.006 | 9.925
2650 | 8.005 | 9.925
2651 | 8.005 | 9.924
2652 | 8.004 | 9.921
2653 | 8.003 | 9.92
2654 | 8.003 | 9.919
2655 | 8.002 | 9.918
2656 | 8.002 | 9.917
2657 | 7.997 | 9.916
2658 | 7.997 | 9.914
2659 | 7.995 | 9.913
2660 | 7.995 | 9.906
2661 | 7.995 | 9.906
2662 | 7.994 | 9.905
2663 | 7.993 | 9.905
2664 | 7.993 | 9.904
2665 | 7.992 | 9.903
2666 | 7.991 | 9.901
2667 | 7.989 | 9.9
2668 | 7.986 | 9.898
2669 | 7.984 | 9.898
2670 | 7.983 | 9.897
2671 | 7.983 | 9.896
2672 | 7.982 | 9.895
2673 | 7.981 | 9.894
2674 | 7.981 | 9.894
2675 | 7.979 | 9.893
2676 | 7.978 | 9.892
2677 | 7.978 | 9.889
2678 | 7.976 | 9.887
2679 | 7.976 | 9.887
2680 | 7.971 | 9.886
2681 | 7.971 | 9.884
2682 | 7.968 | 9.883
2683 | 7.966 | 9.882
2684 | 7.963 | 9.882
2685 | 7.962 | 9.881
2686 | 7.957 | 9.881
2687 | 7.956 | 9.88
2688 | 7.955 | 9.879
2689 | 7.95 | 9.878
2690 | 7.949 | 9.872
2691 | 7.948 | 9.871
2692 | 7.947 | 9.869
2693 | 7.946 | 9.867
2694 | 7.946 | 9.866
2695 | 7.945 | 9.866
2696 | 7.944 | 9.865
2697 | 7.939 | 9.864
2698 | 7.938 | 9.863
2699 | 7.937 | 9.863
2700 | 7.936 | 9.863
2701 | 7.933 | 9.862
2702 | 7.931 | 9.857
2703 | 7.93 | 9.856
2704 | 7.929 | 9.856
2705 | 7.929 | 9.854
2706 | 7.928 | 9.85
2707 | 7.928 | 9.85
2708 | 7.925 | 9.85
2709 | 7.921 | 9.849
2710 | 7.92 | 9.849
2711 | 7.918 | 9.847
2712 | 7.917 | 9.846
2713 | 7.916 | 9.845
2714 | 7.915 | 9.845
2715 | 7.913 | 9.843
2716 | 7.912 | 9.843
2717 | 7.911 | 9.842
2718 | 7.91 | 9.841
2719 | 7.907 | 9.84
2720 | 7.905 | 9.837
2721 | 7.902 | 9.837
2722 | 7.901 | 9.837
2723 | 7.899 | 9.837
2724 | 7.898 | 9.833
2725 | 7.896 | 9.833
2726 | 7.895 | 9.832
2727 | 7.891 | 9.832
2728 | 7.89 | 9.831
2729 | 7.89 | 9.829
2730 | 7.888 | 9.829
2731 | 7.887 | 9.828
2732 | 7.881 | 9.827
2733 | 7.878 | 9.826
2734 | 7.878 | 9.826
2735 | 7.877 | 9.826
2736 | 7.875 | 9.825
2737 | 7.874 | 9.823
2738 | 7.874 | 9.82
2739 | 7.873 | 9.818
2740 | 7.872 | 9.815
2741 | 7.872 | 9.815
2742 | 7.871 | 9.813
2743 | 7.87 | 9.811
2744 | 7.869 | 9.809
2745 | 7.869 | 9.807
2746 | 7.864 | 9.805
2747 | 7.864 | 9.804
2748 | 7.864 | 9.804
2749 | 7.864 | 9.804
2750 | 7.857 | 9.803
2751 | 7.856 | 9.802
2752 | 7.855 | 9.799
2753 | 7.854 | 9.798
2754 | 7.854 | 9.794
2755 | 7.854 | 9.792
2756 | 7.853 | 9.791
2757 | 7.853 | 9.79
2758 | 7.852 | 9.789
2759 | 7.851 | 9.789
2760 | 7.85 | 9.789
2761 | 7.847 | 9.789
2762 | 7.839 | 9.788
2763 | 7.838 | 9.786
2764 | 7.836 | 9.786
2765 | 7.836 | 9.785
2766 | 7.834 | 9.785
2767 | 7.829 | 9.784
2768 | 7.828 | 9.784
2769 | 7.827 | 9.783
2770 | 7.827 | 9.783
2771 | 7.826 | 9.782
2772 | 7.824 | 9.78
2773 | 7.824 | 9.778
2774 | 7.822 | 9.778
2775 | 7.82 | 9.777
2776 | 7.819 | 9.773
2777 | 7.819 | 9.773
2778 | 7.817 | 9.773
2779 | 7.816 | 9.772
2780 | 7.813 | 9.77
2781 | 7.811 | 9.769
2782 | 7.81 | 9.769
2783 | 7.807 | 9.768
2784 | 7.803 | 9.767
2785 | 7.8 | 9.765
2786 | 7.797 | 9.762
2787 | 7.796 | 9.761
2788 | 7.795 | 9.761
2789 | 7.789 | 9.759
2790 | 7.788 | 9.759
2791 | 7.786 | 9.759
2792 | 7.785 | 9.758
2793 | 7.782 | 9.757
2794 | 7.781 | 9.756
2795 | 7.779 | 9.754
2796 | 7.779 | 9.752
2797 | 7.779 | 9.751
2798 | 7.777 | 9.748
2799 | 7.776 | 9.748
2800 | 7.776 | 9.748
2801 | 7.773 | 9.747
2802 | 7.772 | 9.747
2803 | 7.772 | 9.747
2804 | 7.769 | 9.745
2805 | 7.769 | 9.744
2806 | 7.764 | 9.741
2807 | 7.763 | 9.741
2808 | 7.762 | 9.74
2809 | 7.762 | 9.737
2810 | 7.762 | 9.733
2811 | 7.76 | 9.733
2812 | 7.759 | 9.732
2813 | 7.758 | 9.73
2814 | 7.757 | 9.729
2815 | 7.756 | 9.726
2816 | 7.756 | 9.725
2817 | 7.755 | 9.723
2818 | 7.755 | 9.721
2819 | 7.754 | 9.72
2820 | 7.753 | 9.719
2821 | 7.752 | 9.716
2822 | 7.749 | 9.716
2823 | 7.748 | 9.716
2824 | 7.747 | 9.714
2825 | 7.746 | 9.713
2826 | 7.744 | 9.71
2827 | 7.744 | 9.708
2828 | 7.74 | 9.707
2829 | 7.735 | 9.705
2830 | 7.734 | 9.7
2831 | 7.733 | 9.698
2832 | 7.732 | 9.697
2833 | 7.729 | 9.695
2834 | 7.728 | 9.692
2835 | 7.728 | 9.691
2836 | 7.728 | 9.69
2837 | 7.725 | 9.689
2838 | 7.724 | 9.688
2839 | 7.724 | 9.687
2840 | 7.721 | 9.686
2841 | 7.719 | 9.686
2842 | 7.718 | 9.686
2843 | 7.716 | 9.686
2844 | 7.715 | 9.685
2845 | 7.713 | 9.684
2846 | 7.709 | 9.682
2847 | 7.709 | 9.681
2848 | 7.708 | 9.681
2849 | 7.707 | 9.68
2850 | 7.706 | 9.679
2851 | 7.706 | 9.677
2852 | 7.706 | 9.677
2853 | 7.705 | 9.677
2854 | 7.702 | 9.676
2855 | 7.698 | 9.676
2856 | 7.697 | 9.675
2857 | 7.693 | 9.673
2858 | 7.693 | 9.672
2859 | 7.692 | 9.672
2860 | 7.69 | 9.67
2861 | 7.69 | 9.668
2862 | 7.687 | 9.668
2863 | 7.684 | 9.665
2864 | 7.684 | 9.661
2865 | 7.682 | 9.656
2866 | 7.681 | 9.654
2867 | 7.679 | 9.653
2868 | 7.678 | 9.652
2869 | 7.677 | 9.652
2870 | 7.673 | 9.65
2871 | 7.671 | 9.649
2872 | 7.665 | 9.649
2873 | 7.664 | 9.648
2874 | 7.658 | 9.647
2875 | 7.657 | 9.644
2876 | 7.656 | 9.643
2877 | 7.655 | 9.642
2878 | 7.655 | 9.64
2879 | 7.654 | 9.639
2880 | 7.654 | 9.638
2881 | 7.653 | 9.635
2882 | 7.652 | 9.634
2883 | 7.652 | 9.633
2884 | 7.651 | 9.633
2885 | 7.65 | 9.632
2886 | 7.649 | 9.632
2887 | 7.649 | 9.631
2888 | 7.648 | 9.631
2889 | 7.647 | 9.63
2890 | 7.645 | 9.628
2891 | 7.643 | 9.626
2892 | 7.638 | 9.623
2893 | 7.638 | 9.623
2894 | 7.638 | 9.622
2895 | 7.637 | 9.622
2896 | 7.637 | 9.622
2897 | 7.637 | 9.621
2898 | 7.635 | 9.619
2899 | 7.634 | 9.618
2900 | 7.634 | 9.617
2901 | 7.633 | 9.617
2902 | 7.633 | 9.615
2903 | 7.629 | 9.615
2904 | 7.627 | 9.614
2905 | 7.626 | 9.611
2906 | 7.625 | 9.611
2907 | 7.625 | 9.61
2908 | 7.624 | 9.609
2909 | 7.623 | 9.608
2910 | 7.623 | 9.608
2911 | 7.621 | 9.607
2912 | 7.62 | 9.605
2913 | 7.62 | 9.605
2914 | 7.619 | 9.605
2915 | 7.616 | 9.604
2916 | 7.609 | 9.604
2917 | 7.608 | 9.603
2918 | 7.607 | 9.601
2919 | 7.604 | 9.599
2920 | 7.598 | 9.599
2921 | 7.597 | 9.597
2922 | 7.595 | 9.597
2923 | 7.592 | 9.595
2924 | 7.591 | 9.592
2925 | 7.591 | 9.59
2926 | 7.588 | 9.589
2927 | 7.587 | 9.588
2928 | 7.586 | 9.585
2929 | 7.585 | 9.584
2930 | 7.583 | 9.583
2931 | 7.583 | 9.582
2932 | 7.582 | 9.581
2933 | 7.58 | 9.58
2934 | 7.58 | 9.576
2935 | 7.576 | 9.576
2936 | 7.573 | 9.576
2937 | 7.573 | 9.575
2938 | 7.572 | 9.573
2939 | 7.57 | 9.572
2940 | 7.569 | 9.572
2941 | 7.569 | 9.572
2942 | 7.569 | 9.571
2943 | 7.568 | 9.571
2944 | 7.565 | 9.571
2945 | 7.561 | 9.57
2946 | 7.554 | 9.57
2947 | 7.554 | 9.568
2948 | 7.553 | 9.561
2949 | 7.553 | 9.561
2950 | 7.551 | 9.558
2951 | 7.551 | 9.557
2952 | 7.551 | 9.555
2953 | 7.548 | 9.554
2954 | 7.545 | 9.552
2955 | 7.542 | 9.552
2956 | 7.541 | 9.549
2957 | 7.54 | 9.548
2958 | 7.539 | 9.548
2959 | 7.537 | 9.546
2960 | 7.536 | 9.546
2961 | 7.532 | 9.546
2962 | 7.531 | 9.544
2963 | 7.531 | 9.543
2964 | 7.528 | 9.542
2965 | 7.528 | 9.54
2966 | 7.527 | 9.536
2967 | 7.527 | 9.536
2968 | 7.522 | 9.535
2969 | 7.52 | 9.532
2970 | 7.518 | 9.532
2971 | 7.518 | 9.531
2972 | 7.517 | 9.53
2973 | 7.514 | 9.529
2974 | 7.514 | 9.529
2975 | 7.513 | 9.526
2976 | 7.513 | 9.526
2977 | 7.513 | 9.523
2978 | 7.513 | 9.522
2979 | 7.512 | 9.518
2980 | 7.509 | 9.518
2981 | 7.509 | 9.517
2982 | 7.507 | 9.517
2983 | 7.5 | 9.515
2984 | 7.5 | 9.513
2985 | 7.499 | 9.512
2986 | 7.497 | 9.512
2987 | 7.496 | 9.508
2988 | 7.496 | 9.508
2989 | 7.494 | 9.508
2990 | 7.493 | 9.506
2991 | 7.491 | 9.505
2992 | 7.491 | 9.5
2993 | 7.489 | 9.497
2994 | 7.488 | 9.495
2995 | 7.488 | 9.494
2996 | 7.484 | 9.494
2997 | 7.481 | 9.489
2998 | 7.481 | 9.489
2999 | 7.479 | 9.485
3000 | 7.473 | 9.484
3001 | 7.472 | 9.483
3002 | 7.471 | 9.481
3003 | 7.468 | 9.476
3004 | 7.465 | 9.476
3005 | 7.462 | 9.474
3006 | 7.461 | 9.474
3007 | 7.461 | 9.473
3008 | 7.459 | 9.472
3009 | 7.456 | 9.466
3010 | 7.455 | 9.465
3011 | 7.455 | 9.464
3012 | 7.451 | 9.462
3013 | 7.451 | 9.462
3014 | 7.451 | 9.461
3015 | 7.45 | 9.461
3016 | 7.448 | 9.458
3017 | 7.446 | 9.458
3018 | 7.445 | 9.456
3019 | 7.444 | 9.454
3020 | 7.442 | 9.451
3021 | 7.442 | 9.449
3022 | 7.438 | 9.445
3023 | 7.437 | 9.445
3024 | 7.435 | 9.441
3025 | 7.434 | 9.441
3026 | 7.432 | 9.441
3027 | 7.432 | 9.438
3028 | 7.432 | 9.435
3029 | 7.431 | 9.432
3030 | 7.43 | 9.429
3031 | 7.43 | 9.427
3032 | 7.425 | 9.423
3033 | 7.425 | 9.418
3034 | 7.42 | 9.417
3035 | 7.418 | 9.416
3036 | 7.416 | 9.413
3037 | 7.416 | 9.412
3038 | 7.415 | 9.407
3039 | 7.411 | 9.406
3040 | 7.41 | 9.404
3041 | 7.409 | 9.403
3042 | 7.409 | 9.403
3043 | 7.406 | 9.403
3044 | 7.406 | 9.403
3045 | 7.403 | 9.401
3046 | 7.401 | 9.401
3047 | 7.4 | 9.401
3048 | 7.399 | 9.399
3049 | 7.398 | 9.396
3050 | 7.397 | 9.396
3051 | 7.396 | 9.394
3052 | 7.395 | 9.393
3053 | 7.39 | 9.392
3054 | 7.39 | 9.391
3055 | 7.389 | 9.389
3056 | 7.388 | 9.388
3057 | 7.385 | 9.386
3058 | 7.383 | 9.386
3059 | 7.382 | 9.383
3060 | 7.38 | 9.382
3061 | 7.379 | 9.382
3062 | 7.378 | 9.379
3063 | 7.377 | 9.379
3064 | 7.376 | 9.378
3065 | 7.369 | 9.378
3066 | 7.369 | 9.376
3067 | 7.364 | 9.373
3068 | 7.363 | 9.371
3069 | 7.358 | 9.369
3070 | 7.358 | 9.365
3071 | 7.355 | 9.363
3072 | 7.355 | 9.362
3073 | 7.354 | 9.361
3074 | 7.352 | 9.361
3075 | 7.351 | 9.359
3076 | 7.348 | 9.358
3077 | 7.348 | 9.356
3078 | 7.347 | 9.355
3079 | 7.345 | 9.355
3080 | 7.344 | 9.355
3081 | 7.343 | 9.351
3082 | 7.343 | 9.351
3083 | 7.342 | 9.35
3084 | 7.342 | 9.35
3085 | 7.341 | 9.349
3086 | 7.338 | 9.343
3087 | 7.335 | 9.343
3088 | 7.334 | 9.343
3089 | 7.333 | 9.343
3090 | 7.331 | 9.343
3091 | 7.33 | 9.343
3092 | 7.33 | 9.342
3093 | 7.325 | 9.335
3094 | 7.325 | 9.334
3095 | 7.324 | 9.332
3096 | 7.321 | 9.331
3097 | 7.321 | 9.33
3098 | 7.321 | 9.327
3099 | 7.321 | 9.324
3100 | 7.318 | 9.319
3101 | 7.315 | 9.318
3102 | 7.314 | 9.317
3103 | 7.313 | 9.315
3104 | 7.312 | 9.315
3105 | 7.31 | 9.315
3106 | 7.31 | 9.315
3107 | 7.309 | 9.314
3108 | 7.306 | 9.314
3109 | 7.306 | 9.314
3110 | 7.306 | 9.312
3111 | 7.305 | 9.312
3112 | 7.304 | 9.311
3113 | 7.302 | 9.31
3114 | 7.302 | 9.309
3115 | 7.302 | 9.309
3116 | 7.302 | 9.309
3117 | 7.301 | 9.307
3118 | 7.3 | 9.306
3119 | 7.299 | 9.305
3120 | 7.299 | 9.301
3121 | 7.295 | 9.295
3122 | 7.295 | 9.292
3123 | 7.295 | 9.29
3124 | 7.295 | 9.289
3125 | 7.292 | 9.284
3126 | 7.29 | 9.284
3127 | 7.289 | 9.284
3128 | 7.287 | 9.282
3129 | 7.287 | 9.281
3130 | 7.285 | 9.281
3131 | 7.282 | 9.278
3132 | 7.282 | 9.278
3133 | 7.28 | 9.277
3134 | 7.278 | 9.273
3135 | 7.274 | 9.273
3136 | 7.272 | 9.272
3137 | 7.27 | 9.271
3138 | 7.27 | 9.27
3139 | 7.268 | 9.27
3140 | 7.267 | 9.269
3141 | 7.266 | 9.267
3142 | 7.265 | 9.266
3143 | 7.264 | 9.265
3144 | 7.262 | 9.265
3145 | 7.262 | 9.264
3146 | 7.261 | 9.264
3147 | 7.259 | 9.263
3148 | 7.258 | 9.262
3149 | 7.253 | 9.26
3150 | 7.253 | 9.258
3151 | 7.249 | 9.258
3152 | 7.249 | 9.255
3153 | 7.248 | 9.253
3154 | 7.247 | 9.251
3155 | 7.243 | 9.251
3156 | 7.243 | 9.25
3157 | 7.24 | 9.248
3158 | 7.238 | 9.247
3159 | 7.237 | 9.244
3160 | 7.236 | 9.243
3161 | 7.235 | 9.242
3162 | 7.235 | 9.242
3163 | 7.233 | 9.239
3164 | 7.232 | 9.237
3165 | 7.231 | 9.235
3166 | 7.231 | 9.231
3167 | 7.231 | 9.231
3168 | 7.23 | 9.229
3169 | 7.229 | 9.229
3170 | 7.227 | 9.226
3171 | 7.227 | 9.225
3172 | 7.226 | 9.222
3173 | 7.225 | 9.222
3174 | 7.225 | 9.22
3175 | 7.223 | 9.22
3176 | 7.218 | 9.219
3177 | 7.216 | 9.217
3178 | 7.214 | 9.216
3179 | 7.213 | 9.213
3180 | 7.211 | 9.213
3181 | 7.207 | 9.209
3182 | 7.205 | 9.208
3183 | 7.205 | 9.204
3184 | 7.204 | 9.203
3185 | 7.204 | 9.203
3186 | 7.203 | 9.201
3187 | 7.199 | 9.2
3188 | 7.199 | 9.2
3189 | 7.198 | 9.2
3190 | 7.198 | 9.2
3191 | 7.193 | 9.199
3192 | 7.192 | 9.198
3193 | 7.192 | 9.197
3194 | 7.188 | 9.196
3195 | 7.186 | 9.196
3196 | 7.186 | 9.195
3197 | 7.184 | 9.194
3198 | 7.182 | 9.192
3199 | 7.18 | 9.192
3200 | 7.177 | 9.182
3201 | 7.175 | 9.179
3202 | 7.174 | 9.172
3203 | 7.174 | 9.168
3204 | 7.173 | 9.167
3205 | 7.173 | 9.164
3206 | 7.173 | 9.164
3207 | 7.17 | 9.164
3208 | 7.169 | 9.163
3209 | 7.168 | 9.162
3210 | 7.165 | 9.16
3211 | 7.164 | 9.16
3212 | 7.163 | 9.156
3213 | 7.162 | 9.155
3214 | 7.161 | 9.155
3215 | 7.161 | 9.154
3216 | 7.158 | 9.153
3217 | 7.158 | 9.153
3218 | 7.154 | 9.151
3219 | 7.154 | 9.148
3220 | 7.15 | 9.138
3221 | 7.15 | 9.132
3222 | 7.145 | 9.13
3223 | 7.144 | 9.129
3224 | 7.141 | 9.129
3225 | 7.141 | 9.127
3226 | 7.138 | 9.123
3227 | 7.137 | 9.123
3228 | 7.135 | 9.122
3229 | 7.133 | 9.118
3230 | 7.133 | 9.117
3231 | 7.131 | 9.114
3232 | 7.131 | 9.11
3233 | 7.13 | 9.11
3234 | 7.129 | 9.109
3235 | 7.129 | 9.105
3236 | 7.129 | 9.103
3237 | 7.127 | 9.1
3238 | 7.125 | 9.097
3239 | 7.124 | 9.096
3240 | 7.123 | 9.094
3241 | 7.122 | 9.09
3242 | 7.121 | 9.089
3243 | 7.115 | 9.089
3244 | 7.115 | 9.088
3245 | 7.109 | 9.084
3246 | 7.108 | 9.084
3247 | 7.106 | 9.082
3248 | 7.106 | 9.082
3249 | 7.106 | 9.081
3250 | 7.105 | 9.081
3251 | 7.105 | 9.08
3252 | 7.105 | 9.08
3253 | 7.102 | 9.079
3254 | 7.101 | 9.078
3255 | 7.097 | 9.078
3256 | 7.095 | 9.075
3257 | 7.093 | 9.074
3258 | 7.092 | 9.073
3259 | 7.091 | 9.071
3260 | 7.088 | 9.069
3261 | 7.087 | 9.068
3262 | 7.082 | 9.067
3263 | 7.081 | 9.065
3264 | 7.08 | 9.064
3265 | 7.077 | 9.064
3266 | 7.077 | 9.062
3267 | 7.077 | 9.061
3268 | 7.074 | 9.058
3269 | 7.072 | 9.056
3270 | 7.068 | 9.055
3271 | 7.068 | 9.053
3272 | 7.065 | 9.052
3273 | 7.058 | 9.052
3274 | 7.056 | 9.047
3275 | 7.055 | 9.046
3276 | 7.055 | 9.046
3277 | 7.054 | 9.045
3278 | 7.053 | 9.043
3279 | 7.052 | 9.043
3280 | 7.051 | 9.042
3281 | 7.051 | 9.038
3282 | 7.045 | 9.035
3283 | 7.044 | 9.033
3284 | 7.039 | 9.029
3285 | 7.037 | 9.027
3286 | 7.034 | 9.027
3287 | 7.033 | 9.026
3288 | 7.031 | 9.024
3289 | 7.03 | 9.023
3290 | 7.029 | 9.023
3291 | 7.024 | 9.022
3292 | 7.023 | 9.021
3293 | 7.023 | 9.018
3294 | 7.017 | 9.017
3295 | 7.014 | 9.017
3296 | 7.013 | 9.016
3297 | 7.011 | 9.014
3298 | 7.01 | 9.013
3299 | 7.008 | 9.012
3300 | 7.008 | 9.009
3301 | 7.005 | 9.009
3302 | 7.003 | 9.008
3303 | 7.001 | 9
3304 | 6.997 | 8.994
3305 | 6.997 | 8.992
3306 | 6.995 | 8.991
3307 | 6.992 | 8.99
3308 | 6.989 | 8.99
3309 | 6.985 | 8.987
3310 | 6.982 | 8.986
3311 | 6.982 | 8.986
3312 | 6.981 | 8.985
3313 | 6.979 | 8.984
3314 | 6.976 | 8.984
3315 | 6.975 | 8.984
3316 | 6.973 | 8.983
3317 | 6.972 | 8.975
3318 | 6.972 | 8.975
3319 | 6.971 | 8.971
3320 | 6.968 | 8.969
3321 | 6.968 | 8.968
3322 | 6.966 | 8.963
3323 | 6.963 | 8.963
3324 | 6.963 | 8.963
3325 | 6.962 | 8.956
3326 | 6.96 | 8.956
3327 | 6.953 | 8.953
3328 | 6.95 | 8.952
3329 | 6.949 | 8.951
3330 | 6.948 | 8.949
3331 | 6.947 | 8.946
3332 | 6.947 | 8.945
3333 | 6.947 | 8.944
3334 | 6.946 | 8.943
3335 | 6.942 | 8.943
3336 | 6.942 | 8.94
3337 | 6.938 | 8.936
3338 | 6.937 | 8.932
3339 | 6.937 | 8.929
3340 | 6.935 | 8.927
3341 | 6.934 | 8.926
3342 | 6.934 | 8.924
3343 | 6.934 | 8.922
3344 | 6.933 | 8.92
3345 | 6.932 | 8.92
3346 | 6.932 | 8.917
3347 | 6.928 | 8.917
3348 | 6.926 | 8.916
3349 | 6.925 | 8.915
3350 | 6.923 | 8.915
3351 | 6.923 | 8.914
3352 | 6.92 | 8.911
3353 | 6.919 | 8.91
3354 | 6.909 | 8.909
3355 | 6.907 | 8.908
3356 | 6.903 | 8.905
3357 | 6.902 | 8.904
3358 | 6.9 | 8.904
3359 | 6.899 | 8.903
3360 | 6.898 | 8.903
3361 | 6.898 | 8.9
3362 | 6.893 | 8.898
3363 | 6.892 | 8.898
3364 | 6.885 | 8.894
3365 | 6.884 | 8.891
3366 | 6.883 | 8.891
3367 | 6.882 | 8.89
3368 | 6.88 | 8.888
3369 | 6.879 | 8.888
3370 | 6.876 | 8.885
3371 | 6.875 | 8.883
3372 | 6.873 | 8.883
3373 | 6.871 | 8.879
3374 | 6.868 | 8.878
3375 | 6.868 | 8.876
3376 | 6.868 | 8.876
3377 | 6.864 | 8.873
3378 | 6.861 | 8.872
3379 | 6.859 | 8.872
3380 | 6.856 | 8.87
3381 | 6.856 | 8.868
3382 | 6.855 | 8.865
3383 | 6.85 | 8.861
3384 | 6.847 | 8.86
3385 | 6.842 | 8.859
3386 | 6.841 | 8.858
3387 | 6.841 | 8.856
3388 | 6.841 | 8.855
3389 | 6.84 | 8.85
3390 | 6.838 | 8.847
3391 | 6.838 | 8.846
3392 | 6.837 | 8.846
3393 | 6.836 | 8.842
3394 | 6.835 | 8.842
3395 | 6.835 | 8.841
3396 | 6.832 | 8.841
3397 | 6.829 | 8.839
3398 | 6.827 | 8.837
3399 | 6.826 | 8.835
3400 | 6.819 | 8.833
3401 | 6.818 | 8.832
3402 | 6.817 | 8.823
3403 | 6.814 | 8.822
3404 | 6.812 | 8.82
3405 | 6.811 | 8.819
3406 | 6.81 | 8.818
3407 | 6.808 | 8.817
3408 | 6.804 | 8.813
3409 | 6.804 | 8.808
3410 | 6.801 | 8.808
3411 | 6.795 | 8.805
3412 | 6.792 | 8.803
3413 | 6.791 | 8.799
3414 | 6.788 | 8.798
3415 | 6.788 | 8.796
3416 | 6.786 | 8.794
3417 | 6.783 | 8.794
3418 | 6.781 | 8.792
3419 | 6.778 | 8.788
3420 | 6.778 | 8.788
3421 | 6.777 | 8.787
3422 | 6.777 | 8.787
3423 | 6.772 | 8.783
3424 | 6.771 | 8.783
3425 | 6.765 | 8.783
3426 | 6.765 | 8.782
3427 | 6.765 | 8.779
3428 | 6.76 | 8.778
3429 | 6.757 | 8.777
3430 | 6.756 | 8.773
3431 | 6.755 | 8.771
3432 | 6.755 | 8.769
3433 | 6.753 | 8.769
3434 | 6.749 | 8.768
3435 | 6.746 | 8.767
3436 | 6.745 | 8.765
3437 | 6.742 | 8.763
3438 | 6.74 | 8.763
3439 | 6.737 | 8.762
3440 | 6.736 | 8.76
3441 | 6.735 | 8.759
3442 | 6.733 | 8.757
3443 | 6.733 | 8.754
3444 | 6.729 | 8.75
3445 | 6.728 | 8.749
3446 | 6.728 | 8.744
3447 | 6.727 | 8.742
3448 | 6.724 | 8.74
3449 | 6.72 | 8.738
3450 | 6.719 | 8.738
3451 | 6.718 | 8.737
3452 | 6.717 | 8.735
3453 | 6.716 | 8.734
3454 | 6.715 | 8.734
3455 | 6.715 | 8.727
3456 | 6.714 | 8.726
3457 | 6.71 | 8.724
3458 | 6.709 | 8.72
3459 | 6.708 | 8.707
3460 | 6.706 | 8.707
3461 | 6.704 | 8.706
3462 | 6.702 | 8.704
3463 | 6.701 | 8.702
3464 | 6.701 | 8.698
3465 | 6.7 | 8.697
3466 | 6.7 | 8.696
3467 | 6.699 | 8.696
3468 | 6.697 | 8.694
3469 | 6.695 | 8.693
3470 | 6.694 | 8.692
3471 | 6.691 | 8.692
3472 | 6.687 | 8.689
3473 | 6.687 | 8.683
3474 | 6.685 | 8.683
3475 | 6.683 | 8.681
3476 | 6.682 | 8.679
3477 | 6.682 | 8.679
3478 | 6.681 | 8.679
3479 | 6.681 | 8.677
3480 | 6.679 | 8.677
3481 | 6.675 | 8.677
3482 | 6.675 | 8.674
3483 | 6.673 | 8.674
3484 | 6.673 | 8.669
3485 | 6.667 | 8.664
3486 | 6.665 | 8.661
3487 | 6.662 | 8.661
3488 | 6.661 | 8.66
3489 | 6.661 | 8.659
3490 | 6.659 | 8.653
3491 | 6.658 | 8.652
3492 | 6.656 | 8.651
3493 | 6.654 | 8.65
3494 | 6.654 | 8.639
3495 | 6.651 | 8.637
3496 | 6.651 | 8.632
3497 | 6.65 | 8.631
3498 | 6.649 | 8.626
3499 | 6.647 | 8.622
3500 | 6.643 | 8.62
3501 | 6.642 | 8.618
3502 | 6.638 | 8.616
3503 | 6.633 | 8.616
3504 | 6.632 | 8.615
3505 | 6.632 | 8.613
3506 | 6.628 | 8.613
3507 | 6.626 | 8.609
3508 | 6.623 | 8.607
3509 | 6.623 | 8.606
3510 | 6.622 | 8.605
3511 | 6.62 | 8.605
3512 | 6.619 | 8.603
3513 | 6.616 | 8.599
3514 | 6.616 | 8.598
3515 | 6.614 | 8.596
3516 | 6.613 | 8.595
3517 | 6.61 | 8.595
3518 | 6.606 | 8.593
3519 | 6.604 | 8.592
3520 | 6.604 | 8.59
3521 | 6.603 | 8.588
3522 | 6.601 | 8.586
3523 | 6.597 | 8.586
3524 | 6.595 | 8.582
3525 | 6.594 | 8.581
3526 | 6.593 | 8.578
3527 | 6.592 | 8.574
3528 | 6.592 | 8.573
3529 | 6.59 | 8.567
3530 | 6.589 | 8.566
3531 | 6.587 | 8.565
3532 | 6.587 | 8.563
3533 | 6.584 | 8.56
3534 | 6.584 | 8.556
3535 | 6.584 | 8.554
3536 | 6.583 | 8.553
3537 | 6.582 | 8.551
3538 | 6.58 | 8.551
3539 | 6.58 | 8.551
3540 | 6.578 | 8.549
3541 | 6.577 | 8.548
3542 | 6.577 | 8.546
3543 | 6.575 | 8.546
3544 | 6.574 | 8.545
3545 | 6.572 | 8.54
3546 | 6.569 | 8.538
3547 | 6.569 | 8.536
3548 | 6.568 | 8.533
3549 | 6.563 | 8.526
3550 | 6.562 | 8.526
3551 | 6.561 | 8.525
3552 | 6.558 | 8.523
3553 | 6.555 | 8.52
3554 | 6.554 | 8.519
3555 | 6.553 | 8.518
3556 | 6.553 | 8.517
3557 | 6.552 | 8.515
3558 | 6.55 | 8.514
3559 | 6.547 | 8.512
3560 | 6.543 | 8.509
3561 | 6.542 | 8.507
3562 | 6.542 | 8.506
3563 | 6.542 | 8.506
3564 | 6.54 | 8.505
3565 | 6.539 | 8.505
3566 | 6.536 | 8.497
3567 | 6.533 | 8.494
3568 | 6.532 | 8.492
3569 | 6.532 | 8.491
3570 | 6.527 | 8.49
3571 | 6.525 | 8.49
3572 | 6.521 | 8.486
3573 | 6.519 | 8.485
3574 | 6.515 | 8.481
3575 | 6.515 | 8.481
3576 | 6.514 | 8.477
3577 | 6.514 | 8.475
3578 | 6.513 | 8.471
3579 | 6.513 | 8.47
3580 | 6.512 | 8.467
3581 | 6.512 | 8.467
3582 | 6.504 | 8.465
3583 | 6.5 | 8.464
3584 | 6.497 | 8.463
3585 | 6.492 | 8.459
3586 | 6.491 | 8.453
3587 | 6.489 | 8.452
3588 | 6.484 | 8.45
3589 | 6.484 | 8.443
3590 | 6.484 | 8.442
3591 | 6.481 | 8.441
3592 | 6.48 | 8.439
3593 | 6.477 | 8.435
3594 | 6.475 | 8.433
3595 | 6.473 | 8.429
3596 | 6.47 | 8.429
3597 | 6.469 | 8.424
3598 | 6.468 | 8.419
3599 | 6.465 | 8.418
3600 | 6.463 | 8.417
3601 | 6.46 | 8.417
3602 | 6.457 | 8.414
3603 | 6.453 | 8.413
3604 | 6.453 | 8.412
3605 | 6.452 | 8.411
3606 | 6.45 | 8.411
3607 | 6.449 | 8.41
3608 | 6.447 | 8.409
3609 | 6.447 | 8.403
3610 | 6.447 | 8.401
3611 | 6.446 | 8.399
3612 | 6.444 | 8.398
3613 | 6.441 | 8.395
3614 | 6.44 | 8.392
3615 | 6.44 | 8.39
3616 | 6.436 | 8.389
3617 | 6.434 | 8.388
3618 | 6.432 | 8.388
3619 | 6.43 | 8.383
3620 | 6.427 | 8.382
3621 | 6.424 | 8.378
3622 | 6.421 | 8.375
3623 | 6.417 | 8.374
3624 | 6.417 | 8.373
3625 | 6.411 | 8.373
3626 | 6.409 | 8.372
3627 | 6.409 | 8.371
3628 | 6.408 | 8.367
3629 | 6.408 | 8.364
3630 | 6.408 | 8.364
3631 | 6.407 | 8.363
3632 | 6.406 | 8.363
3633 | 6.405 | 8.362
3634 | 6.401 | 8.361
3635 | 6.4 | 8.36
3636 | 6.397 | 8.358
3637 | 6.397 | 8.357
3638 | 6.389 | 8.355
3639 | 6.388 | 8.355
3640 | 6.387 | 8.35
3641 | 6.382 | 8.349
3642 | 6.381 | 8.347
3643 | 6.381 | 8.346
3644 | 6.38 | 8.342
3645 | 6.38 | 8.341
3646 | 6.379 | 8.341
3647 | 6.377 | 8.337
3648 | 6.375 | 8.337
3649 | 6.371 | 8.335
3650 | 6.371 | 8.333
3651 | 6.371 | 8.332
3652 | 6.37 | 8.328
3653 | 6.367 | 8.325
3654 | 6.367 | 8.324
3655 | 6.364 | 8.322
3656 | 6.364 | 8.32
3657 | 6.361 | 8.319
3658 | 6.36 | 8.311
3659 | 6.36 | 8.311
3660 | 6.36 | 8.308
3661 | 6.357 | 8.306
3662 | 6.356 | 8.305
3663 | 6.347 | 8.302
3664 | 6.347 | 8.299
3665 | 6.344 | 8.297
3666 | 6.344 | 8.296
3667 | 6.342 | 8.296
3668 | 6.335 | 8.296
3669 | 6.334 | 8.296
3670 | 6.332 | 8.294
3671 | 6.324 | 8.294
3672 | 6.324 | 8.293
3673 | 6.324 | 8.293
3674 | 6.323 | 8.292
3675 | 6.323 | 8.289
3676 | 6.321 | 8.287
3677 | 6.321 | 8.286
3678 | 6.316 | 8.286
3679 | 6.314 | 8.285
3680 | 6.314 | 8.28
3681 | 6.311 | 8.277
3682 | 6.307 | 8.275
3683 | 6.307 | 8.274
3684 | 6.307 | 8.271
3685 | 6.306 | 8.27
3686 | 6.303 | 8.268
3687 | 6.296 | 8.264
3688 | 6.295 | 8.263
3689 | 6.289 | 8.261
3690 | 6.289 | 8.258
3691 | 6.283 | 8.256
3692 | 6.283 | 8.256
3693 | 6.282 | 8.254
3694 | 6.278 | 8.25
3695 | 6.277 | 8.248
3696 | 6.275 | 8.247
3697 | 6.274 | 8.246
3698 | 6.273 | 8.244
3699 | 6.269 | 8.243
3700 | 6.256 | 8.241
3701 | 6.254 | 8.24
3702 | 6.252 | 8.239
3703 | 6.251 | 8.235
3704 | 6.249 | 8.231
3705 | 6.246 | 8.229
3706 | 6.244 | 8.229
3707 | 6.244 | 8.227
3708 | 6.244 | 8.221
3709 | 6.242 | 8.22
3710 | 6.242 | 8.22
3711 | 6.24 | 8.219
3712 | 6.238 | 8.208
3713 | 6.234 | 8.207
3714 | 6.231 | 8.205
3715 | 6.229 | 8.203
3716 | 6.226 | 8.199
3717 | 6.226 | 8.198
3718 | 6.221 | 8.197
3719 | 6.22 | 8.197
3720 | 6.213 | 8.196
3721 | 6.211 | 8.189
3722 | 6.21 | 8.185
3723 | 6.205 | 8.185
3724 | 6.203 | 8.183
3725 | 6.203 | 8.18
3726 | 6.199 | 8.18
3727 | 6.197 | 8.177
3728 | 6.191 | 8.176
3729 | 6.189 | 8.174
3730 | 6.187 | 8.172
3731 | 6.18 | 8.164
3732 | 6.179 | 8.162
3733 | 6.177 | 8.161
3734 | 6.165 | 8.159
3735 | 6.164 | 8.157
3736 | 6.163 | 8.153
3737 | 6.163 | 8.152
3738 | 6.162 | 8.149
3739 | 6.162 | 8.148
3740 | 6.159 | 8.146
3741 | 6.159 | 8.143
3742 | 6.154 | 8.139
3743 | 6.154 | 8.138
3744 | 6.153 | 8.138
3745 | 6.153 | 8.136
3746 | 6.15 | 8.131
3747 | 6.15 | 8.131
3748 | 6.15 | 8.124
3749 | 6.148 | 8.121
3750 | 6.146 | 8.119
3751 | 6.145 | 8.115
3752 | 6.143 | 8.115
3753 | 6.14 | 8.115
3754 | 6.14 | 8.112
3755 | 6.139 | 8.109
3756 | 6.138 | 8.105
3757 | 6.138 | 8.101
3758 | 6.136 | 8.1
3759 | 6.135 | 8.093
3760 | 6.133 | 8.09
3761 | 6.133 | 8.086
3762 | 6.131 | 8.078
3763 | 6.125 | 8.074
3764 | 6.123 | 8.071
3765 | 6.12 | 8.069
3766 | 6.118 | 8.068
3767 | 6.117 | 8.067
3768 | 6.116 | 8.059
3769 | 6.113 | 8.057
3770 | 6.112 | 8.056
3771 | 6.106 | 8.056
3772 | 6.105 | 8.054
3773 | 6.104 | 8.053
3774 | 6.103 | 8.051
3775 | 6.099 | 8.049
3776 | 6.098 | 8.049
3777 | 6.097 | 8.048
3778 | 6.096 | 8.048
3779 | 6.095 | 8.047
3780 | 6.093 | 8.047
3781 | 6.091 | 8.044
3782 | 6.09 | 8.044
3783 | 6.088 | 8.042
3784 | 6.085 | 8.04
3785 | 6.084 | 8.04
3786 | 6.082 | 8.039
3787 | 6.08 | 8.033
3788 | 6.079 | 8.033
3789 | 6.079 | 8.031
3790 | 6.078 | 8.023
3791 | 6.076 | 8.022
3792 | 6.076 | 8.02
3793 | 6.074 | 8.018
3794 | 6.072 | 8.018
3795 | 6.072 | 8.015
3796 | 6.071 | 8.015
3797 | 6.07 | 8.012
3798 | 6.054 | 8.006
3799 | 6.053 | 8.004
3800 | 6.048 | 8.001
3801 | 6.046 | 7.996
3802 | 6.041 | 7.996
3803 | 6.035 | 7.993
3804 | 6.033 | 7.991
3805 | 6.029 | 7.986
3806 | 6.026 | 7.986
3807 | 6.023 | 7.985
3808 | 6.023 | 7.981
3809 | 6.019 | 7.978
3810 | 6.012 | 7.967
3811 | 6.009 | 7.966
3812 | 6.009 | 7.965
3813 | 6.004 | 7.965
3814 | 6.003 | 7.963
3815 | 6.003 | 7.962
3816 | 6.001 | 7.938
3817 | 5.997 | 7.938
3818 | 5.994 | 7.937
3819 | 5.994 | 7.937
3820 | 5.994 | 7.936
3821 | 5.993 | 7.936
3822 | 5.99 | 7.934
3823 | 5.988 | 7.931
3824 | 5.987 | 7.919
3825 | 5.987 | 7.919
3826 | 5.986 | 7.917
3827 | 5.982 | 7.914
3828 | 5.98 | 7.913
3829 | 5.977 | 7.911
3830 | 5.975 | 7.905
3831 | 5.975 | 7.903
3832 | 5.966 | 7.902
3833 | 5.965 | 7.899
3834 | 5.965 | 7.899
3835 | 5.964 | 7.897
3836 | 5.963 | 7.891
3837 | 5.961 | 7.891
3838 | 5.961 | 7.888
3839 | 5.956 | 7.886
3840 | 5.955 | 7.884
3841 | 5.952 | 7.877
3842 | 5.952 | 7.875
3843 | 5.95 | 7.874
3844 | 5.949 | 7.873
3845 | 5.947 | 7.871
3846 | 5.946 | 7.867
3847 | 5.943 | 7.866
3848 | 5.94 | 7.865
3849 | 5.938 | 7.86
3850 | 5.936 | 7.859
3851 | 5.935 | 7.858
3852 | 5.932 | 7.858
3853 | 5.924 | 7.857
3854 | 5.922 | 7.853
3855 | 5.921 | 7.853
3856 | 5.917 | 7.843
3857 | 5.917 | 7.842
3858 | 5.915 | 7.839
3859 | 5.912 | 7.838
3860 | 5.912 | 7.836
3861 | 5.911 | 7.832
3862 | 5.905 | 7.832
3863 | 5.903 | 7.829
3864 | 5.901 | 7.827
3865 | 5.899 | 7.824
3866 | 5.891 | 7.823
3867 | 5.89 | 7.821
3868 | 5.89 | 7.818
3869 | 5.889 | 7.816
3870 | 5.889 | 7.815
3871 | 5.886 | 7.815
3872 | 5.882 | 7.814
3873 | 5.881 | 7.813
3874 | 5.88 | 7.812
3875 | 5.878 | 7.811
3876 | 5.875 | 7.81
3877 | 5.874 | 7.805
3878 | 5.856 | 7.804
3879 | 5.852 | 7.802
3880 | 5.846 | 7.8
3881 | 5.844 | 7.798
3882 | 5.837 | 7.797
3883 | 5.836 | 7.794
3884 | 5.835 | 7.786
3885 | 5.831 | 7.784
3886 | 5.83 | 7.782
3887 | 5.827 | 7.775
3888 | 5.821 | 7.775
3889 | 5.82 | 7.772
3890 | 5.817 | 7.766
3891 | 5.815 | 7.765
3892 | 5.812 | 7.764
3893 | 5.806 | 7.752
3894 | 5.805 | 7.751
3895 | 5.803 | 7.743
3896 | 5.8 | 7.743
3897 | 5.796 | 7.741
3898 | 5.784 | 7.737
3899 | 5.781 | 7.733
3900 | 5.779 | 7.733
3901 | 5.778 | 7.731
3902 | 5.776 | 7.723
3903 | 5.774 | 7.723
3904 | 5.77 | 7.722
3905 | 5.77 | 7.72
3906 | 5.769 | 7.716
3907 | 5.768 | 7.714
3908 | 5.763 | 7.714
3909 | 5.763 | 7.713
3910 | 5.759 | 7.706
3911 | 5.756 | 7.706
3912 | 5.755 | 7.705
3913 | 5.754 | 7.705
3914 | 5.753 | 7.704
3915 | 5.752 | 7.698
3916 | 5.748 | 7.697
3917 | 5.747 | 7.696
3918 | 5.746 | 7.695
3919 | 5.744 | 7.692
3920 | 5.739 | 7.691
3921 | 5.736 | 7.691
3922 | 5.735 | 7.685
3923 | 5.733 | 7.683
3924 | 5.733 | 7.68
3925 | 5.732 | 7.679
3926 | 5.731 | 7.676
3927 | 5.731 | 7.674
3928 | 5.727 | 7.673
3929 | 5.726 | 7.672
3930 | 5.726 | 7.669
3931 | 5.723 | 7.668
3932 | 5.723 | 7.667
3933 | 5.719 | 7.666
3934 | 5.719 | 7.666
3935 | 5.712 | 7.666
3936 | 5.709 | 7.665
3937 | 5.705 | 7.664
3938 | 5.695 | 7.661
3939 | 5.687 | 7.657
3940 | 5.684 | 7.657
3941 | 5.675 | 7.654
3942 | 5.674 | 7.654
3943 | 5.674 | 7.651
3944 | 5.673 | 7.65
3945 | 5.669 | 7.648
3946 | 5.664 | 7.646
3947 | 5.662 | 7.645
3948 | 5.661 | 7.645
3949 | 5.653 | 7.643
3950 | 5.649 | 7.641
3951 | 5.645 | 7.64
3952 | 5.642 | 7.639
3953 | 5.639 | 7.633
3954 | 5.636 | 7.632
3955 | 5.635 | 7.63
3956 | 5.632 | 7.625
3957 | 5.632 | 7.62
3958 | 5.631 | 7.617
3959 | 5.631 | 7.616
3960 | 5.627 | 7.614
3961 | 5.624 | 7.613
3962 | 5.618 | 7.608
3963 | 5.614 | 7.604
3964 | 5.608 | 7.6
3965 | 5.606 | 7.59
3966 | 5.605 | 7.589
3967 | 5.604 | 7.588
3968 | 5.602 | 7.587
3969 | 5.601 | 7.585
3970 | 5.6 | 7.585
3971 | 5.599 | 7.577
3972 | 5.599 | 7.572
3973 | 5.59 | 7.571
3974 | 5.588 | 7.565
3975 | 5.585 | 7.56
3976 | 5.58 | 7.557
3977 | 5.58 | 7.556
3978 | 5.579 | 7.556
3979 | 5.578 | 7.554
3980 | 5.577 | 7.548
3981 | 5.577 | 7.545
3982 | 5.572 | 7.544
3983 | 5.57 | 7.542
3984 | 5.569 | 7.538
3985 | 5.564 | 7.534
3986 | 5.562 | 7.533
3987 | 5.559 | 7.533
3988 | 5.558 | 7.532
3989 | 5.552 | 7.528
3990 | 5.551 | 7.527
3991 | 5.55 | 7.519
3992 | 5.546 | 7.516
3993 | 5.545 | 7.515
3994 | 5.543 | 7.512
3995 | 5.543 | 7.512
3996 | 5.539 | 7.512
3997 | 5.529 | 7.511
3998 | 5.525 | 7.511
3999 | 5.525 | 7.505
4000 | 5.523 | 7.503
4001 | 5.512 | 7.498
4002 | 5.511 | 7.494
4003 | 5.508 | 7.492
4004 | 5.508 | 7.491
4005 | 5.507 | 7.488
4006 | 5.504 | 7.478
4007 | 5.503 | 7.475
4008 | 5.499 | 7.473
4009 | 5.488 | 7.467
4010 | 5.481 | 7.465
4011 | 5.478 | 7.464
4012 | 5.471 | 7.46
4013 | 5.47 | 7.456
4014 | 5.465 | 7.455
4015 | 5.461 | 7.454
4016 | 5.455 | 7.454
4017 | 5.449 | 7.451
4018 | 5.448 | 7.444
4019 | 5.444 | 7.442
4020 | 5.443 | 7.442
4021 | 5.443 | 7.438
4022 | 5.442 | 7.436
4023 | 5.438 | 7.432
4024 | 5.435 | 7.432
4025 | 5.434 | 7.431
4026 | 5.428 | 7.43
4027 | 5.427 | 7.43
4028 | 5.418 | 7.423
4029 | 5.41 | 7.422
4030 | 5.403 | 7.412
4031 | 5.396 | 7.406
4032 | 5.39 | 7.397
4033 | 5.389 | 7.392
4034 | 5.384 | 7.391
4035 | 5.384 | 7.389
4036 | 5.383 | 7.383
4037 | 5.377 | 7.38
4038 | 5.37 | 7.377
4039 | 5.367 | 7.374
4040 | 5.363 | 7.362
4041 | 5.36 | 7.359
4042 | 5.355 | 7.356
4043 | 5.35 | 7.351
4044 | 5.343 | 7.351
4045 | 5.335 | 7.341
4046 | 5.334 | 7.339
4047 | 5.333 | 7.333
4048 | 5.326 | 7.33
4049 | 5.321 | 7.328
4050 | 5.317 | 7.327
4051 | 5.316 | 7.327
4052 | 5.315 | 7.317
4053 | 5.315 | 7.315
4054 | 5.314 | 7.314
4055 | 5.311 | 7.313
4056 | 5.308 | 7.311
4057 | 5.305 | 7.308
4058 | 5.302 | 7.307
4059 | 5.294 | 7.305
4060 | 5.292 | 7.302
4061 | 5.291 | 7.291
4062 | 5.29 | 7.289
4063 | 5.29 | 7.285
4064 | 5.278 | 7.283
4065 | 5.274 | 7.281
4066 | 5.273 | 7.28
4067 | 5.271 | 7.28
4068 | 5.27 | 7.279
4069 | 5.268 | 7.277
4070 | 5.267 | 7.277
4071 | 5.26 | 7.275
4072 | 5.259 | 7.27
4073 | 5.251 | 7.268
4074 | 5.251 | 7.268
4075 | 5.248 | 7.268
4076 | 5.247 | 7.268
4077 | 5.247 | 7.267
4078 | 5.246 | 7.264
4079 | 5.241 | 7.264
4080 | 5.236 | 7.262
4081 | 5.236 | 7.26
4082 | 5.233 | 7.255
4083 | 5.231 | 7.249
4084 | 5.229 | 7.238
4085 | 5.228 | 7.23
4086 | 5.219 | 7.216
4087 | 5.216 | 7.21
4088 | 5.212 | 7.203
4089 | 5.207 | 7.197
4090 | 5.202 | 7.185
4091 | 5.201 | 7.178
4092 | 5.199 | 7.177
4093 | 5.198 | 7.173
4094 | 5.197 | 7.173
4095 | 5.194 | 7.166
4096 | 5.192 | 7.165
4097 | 5.187 | 7.163
4098 | 5.186 | 7.154
4099 | 5.184 | 7.151
4100 | 5.182 | 7.151
4101 | 5.18 | 7.15
4102 | 5.179 | 7.148
4103 | 5.171 | 7.141
4104 | 5.167 | 7.129
4105 | 5.165 | 7.128
4106 | 5.16 | 7.125
4107 | 5.154 | 7.11
4108 | 5.152 | 7.106
4109 | 5.145 | 7.105
4110 | 5.133 | 7.103
4111 | 5.132 | 7.102
4112 | 5.125 | 7.099
4113 | 5.122 | 7.095
4114 | 5.121 | 7.093
4115 | 5.112 | 7.09
4116 | 5.11 | 7.084
4117 | 5.106 | 7.078
4118 | 5.105 | 7.077
4119 | 5.103 | 7.076
4120 | 5.1 | 7.055
4121 | 5.099 | 7.053
4122 | 5.096 | 7.049
4123 | 5.094 | 7.048
4124 | 5.088 | 7.047
4125 | 5.085 | 7.046
4126 | 5.081 | 7.035
4127 | 5.08 | 7.033
4128 | 5.074 | 7.033
4129 | 5.065 | 7.027
4130 | 5.057 | 7.024
4131 | 5.056 | 7.02
4132 | 5.052 | 7.017
4133 | 5.051 | 7.017
4134 | 5.047 | 7.016
4135 | 5.046 | 7.015
4136 | 5.034 | 6.997
4137 | 5.018 | 6.996
4138 | 5.016 | 6.994
4139 | 5.013 | 6.984
4140 | 5.004 | 6.98
4141 | 4.988 | 6.969
4142 | 4.987 | 6.962
4143 | 4.985 | 6.962
4144 | 4.982 | 6.957
4145 | 4.981 | 6.927
4146 | 4.974 | 6.914
4147 | 4.968 | 6.912
4148 | 4.963 | 6.912
4149 | 4.961 | 6.903
4150 | 4.961 | 6.902
4151 | 4.961 | 6.897
4152 | 4.957 | 6.896
4153 | 4.956 | 6.894
4154 | 4.948 | 6.886
4155 | 4.946 | 6.886
4156 | 4.946 | 6.886
4157 | 4.946 | 6.885
4158 | 4.939 | 6.881
4159 | 4.936 | 6.869
4160 | 4.929 | 6.866
4161 | 4.928 | 6.844
4162 | 4.927 | 6.843
4163 | 4.924 | 6.841
4164 | 4.923 | 6.841
4165 | 4.922 | 6.832
4166 | 4.918 | 6.829
4167 | 4.914 | 6.825
4168 | 4.914 | 6.823
4169 | 4.914 | 6.823
4170 | 4.905 | 6.818
4171 | 4.901 | 6.807
4172 | 4.898 | 6.806
4173 | 4.895 | 6.795
4174 | 4.89 | 6.791
4175 | 4.872 | 6.784
4176 | 4.867 | 6.775
4177 | 4.866 | 6.767
4178 | 4.863 | 6.764
4179 | 4.854 | 6.751
4180 | 4.847 | 6.739
4181 | 4.846 | 6.739
4182 | 4.84 | 6.724
4183 | 4.835 | 6.716
4184 | 4.833 | 6.713
4185 | 4.823 | 6.712
4186 | 4.818 | 6.711
4187 | 4.816 | 6.711
4188 | 4.815 | 6.708
4189 | 4.805 | 6.704
4190 | 4.805 | 6.703
4191 | 4.804 | 6.702
4192 | 4.799 | 6.701
4193 | 4.797 | 6.698
4194 | 4.79 | 6.693
4195 | 4.782 | 6.685
4196 | 4.781 | 6.685
4197 | 4.771 | 6.68
4198 | 4.769 | 6.68
4199 | 4.763 | 6.671
4200 | 4.754 | 6.669
4201 | 4.749 | 6.668
4202 | 4.749 | 6.666
4203 | 4.733 | 6.664
4204 | 4.721 | 6.663
4205 | 4.72 | 6.652
4206 | 4.713 | 6.648
4207 | 4.709 | 6.635
4208 | 4.707 | 6.634
4209 | 4.706 | 6.631
4210 | 4.706 | 6.629
4211 | 4.698 | 6.623
4212 | 4.681 | 6.616
4213 | 4.676 | 6.615
4214 | 4.675 | 6.605
4215 | 4.665 | 6.603
4216 | 4.664 | 6.583
4217 | 4.659 | 6.582
4218 | 4.655 | 6.573
4219 | 4.628 | 6.571
4220 | 4.627 | 6.565
4221 | 4.625 | 6.56
4222 | 4.624 | 6.554
4223 | 4.62 | 6.553
4224 | 4.62 | 6.553
4225 | 4.619 | 6.545
4226 | 4.616 | 6.539
4227 | 4.608 | 6.523
4228 | 4.606 | 6.516
4229 | 4.603 | 6.516
4230 | 4.603 | 6.496
4231 | 4.602 | 6.473
4232 | 4.599 | 6.461
4233 | 4.594 | 6.45
4234 | 4.59 | 6.441
4235 | 4.58 | 6.435
4236 | 4.578 | 6.419
4237 | 4.568 | 6.378
4238 | 4.565 | 6.376
4239 | 4.563 | 6.367
4240 | 4.562 | 6.359
4241 | 4.558 | 6.357
4242 | 4.551 | 6.353
4243 | 4.548 | 6.336
4244 | 4.539 | 6.323
4245 | 4.532 | 6.318
4246 | 4.522 | 6.316
4247 | 4.518 | 6.31
4248 | 4.515 | 6.307
4249 | 4.481 | 6.284
4250 | 4.476 | 6.282
4251 | 4.451 | 6.282
4252 | 4.448 | 6.274
4253 | 4.447 | 6.259
4254 | 4.441 | 6.254
4255 | 4.439 | 6.244
4256 | 4.434 | 6.237
4257 | 4.407 | 6.236
4258 | 4.404 | 6.233
4259 | 4.404 | 6.226
4260 | 4.397 | 6.214
4261 | 4.393 | 6.207
4262 | 4.388 | 6.205
4263 | 4.377 | 6.175
4264 | 4.357 | 6.175
4265 | 4.342 | 6.168
4266 | 4.337 | 6.166
4267 | 4.322 | 6.15
4268 | 4.32 | 6.138
4269 | 4.319 | 6.116
4270 | 4.314 | 6.11
4271 | 4.301 | 6.102
4272 | 4.3 | 6.088
4273 | 4.296 | 6.081
4274 | 4.292 | 6.08
4275 | 4.284 | 6.073
4276 | 4.279 | 6.068
4277 | 4.266 | 6.063
4278 | 4.263 | 6.058
4279 | 4.255 | 6.052
4280 | 4.253 | 6.038
4281 | 4.249 | 6.028
4282 | 4.247 | 6.021
4283 | 4.226 | 6.014
4284 | 4.223 | 6.011
4285 | 4.2 | 6.008
4286 | 4.182 | 5.976
4287 | 4.18 | 5.973
4288 | 4.176 | 5.97
4289 | 4.174 | 5.969
4290 | 4.172 | 5.968
4291 | 4.151 | 5.966
4292 | 4.119 | 5.962
4293 | 4.118 | 5.953
4294 | 4.098 | 5.931
4295 | 4.095 | 5.918
4296 | 4.088 | 5.893
4297 | 4.079 | 5.863
4298 | 4.076 | 5.851
4299 | 4.073 | 5.823
4300 | 4.062 | 5.813
4301 | 4.058 | 5.792
4302 | 4.055 | 5.787
4303 | 4.046 | 5.785
4304 | 4.039 | 5.783
4305 | 4.039 | 5.763
4306 | 4.029 | 5.762
4307 | 4.028 | 5.727
4308 | 4.026 | 5.708
4309 | 4.024 | 5.706
4310 | 3.982 | 5.68
4311 | 3.978 | 5.679
4312 | 3.963 | 5.634
4313 | 3.944 | 5.595
4314 | 3.942 | 5.533
4315 | 3.941 | 5.522
4316 | 3.94 | 5.514
4317 | 3.913 | 5.491
4318 | 3.895 | 5.485
4319 | 3.892 | 5.463
4320 | 3.866 | 5.461
4321 | 3.855 | 5.443
4322 | 3.853 | 5.41
4323 | 3.824 | 5.382
4324 | 3.819 | 5.309
4325 | 3.801 | 5.294
4326 | 3.742 | 5.269
4327 | 3.725 | 5.243
4328 | 3.72 | 5.169
4329 | 3.706 | 5.133
4330 | 3.703 | 5.13
4331 | 3.626 | 5.109
4332 | 3.615 | 5.095
4333 | 3.581 | 5.04
4334 | 3.575 | 5.021
4335 | 3.569 | 4.911
4336 | 3.558 | 4.772
4337 | 3.527 | 4.609
4338 | 3.507 | 4.601
4339 | 3.505 | 4.446
4340 | 3.503 | 4.395
4341 | 3.496 | 4.311
4342 | 3.495 | 3.976
4343 | 3.484 | 3.827
4344 | 3.444 | 3.402
4345 | 3.436
4346 | 3.426
4347 | 3.407
4348 | 3.395
4349 | 3.39
4350 | 3.386
4351 | 3.359
4352 | 3.344
4353 | 3.326
4354 | 3.322
4355 | 3.311
4356 | 3.298
4357 | 3.275
4358 | 3.255
4359 | 3.249
4360 | 3.237
4361 | 3.22
4362 | 3.217
4363 | 3.193
4364 | 3.186
4365 | 3.181
4366 | 3.178
4367 | 3.168
4368 | 3.167
4369 | 3.12
4370 | 3.119
4371 | 3.084
4372 | 3.084
4373 | 3.034
4374 | 3.013
4375 | 3.002
4376 | 3
4377 | 2.968
4378 | 2.95
4379 | 2.944
4380 | 2.926
4381 | 2.86
4382 | 2.86
4383 | 2.845
4384 | 2.834
4385 | 2.813
4386 | 2.807
4387 | 2.745
4388 | 2.693
4389 | 2.682
4390 | 2.679
4391 | 2.652
4392 | 2.637
4393 | 2.616
4394 | 2.605
4395 | 2.571
4396 | 2.555
4397 | 2.458
4398 | 2.341
4399 | 2.267
4400 | 2.266
4401 | 2.231
4402 | 2.202
4403 | 2.169
4404 | 2.158
4405 | 2.017
4406 | 2.011
4407 | 1.945
4408 | 1.789
4409 | 1.601
4410 | 1.376
4411 | 1.273
4412 | 1.215
4413 | 1.196
4414 | 0.609
4415 | 0.605
4416 | 0.11
Back to main menu

## Figure 30
Back to main menu
Figure 30: Unserved Energy By Season, Case 2
Duration curve for Index
| 2043 Summer (GW) | 2043 Winter (GW)
1 | 9.956 | 9.456
2 | 9.418 | 9.275
3 | 9.367 | 8.837
4 | 8.895 | 8.83
5 | 8.473 | 8.773
6 | 8.461 | 8.745
7 | 8.433 | 8.712
8 | 8.425 | 8.709
9 | 8.409 | 8.605
10 | 8.354 | 8.599
11 | 8.314 | 8.53
12 | 8.287 | 8.487
13 | 8.252 | 8.458
14 | 8.217 | 8.38
15 | 8.166 | 8.326
16 | 8.075 | 8.192
17 | 8.039 | 8.159
18 | 7.936 | 8.157
19 | 7.847 | 8.1
20 | 7.822 | 8.048
21 | 7.701 | 8.029
22 | 7.66 | 7.874
23 | 7.638 | 7.861
24 | 7.622 | 7.848
25 | 7.61 | 7.84
26 | 7.545 | 7.786
27 | 7.517 | 7.766
28 | 7.508 | 7.625
29 | 7.437 | 7.608
30 | 7.436 | 7.595
31 | 7.315 | 7.518
32 | 7.25 | 7.497
33 | 7.181 | 7.463
34 | 7.11 | 7.422
35 | 7.075 | 7.367
36 | 7.067 | 7.351
37 | 6.977 | 7.236
38 | 6.936 | 7.234
39 | 6.936 | 7.163
40 | 6.919 | 7.156
41 | 6.9 | 7.149
42 | 6.891 | 7.114
43 | 6.878 | 7.093
44 | 6.876 | 7.057
45 | 6.846 | 7.045
46 | 6.842 | 7.038
47 | 6.833 | 7.016
48 | 6.824 | 7.014
49 | 6.823 | 7.001
50 | 6.797 | 6.992
51 | 6.791 | 6.979
52 | 6.79 | 6.937
53 | 6.782 | 6.93
54 | 6.769 | 6.925
55 | 6.754 | 6.812
56 | 6.754 | 6.81
57 | 6.751 | 6.799
58 | 6.75 | 6.791
59 | 6.677 | 6.778
60 | 6.677 | 6.761
61 | 6.66 | 6.753
62 | 6.659 | 6.728
63 | 6.647 | 6.727
64 | 6.642 | 6.712
65 | 6.627 | 6.697
66 | 6.615 | 6.697
67 | 6.606 | 6.691
68 | 6.583 | 6.646
69 | 6.562 | 6.639
70 | 6.532 | 6.626
71 | 6.531 | 6.599
72 | 6.527 | 6.59
73 | 6.521 | 6.564
74 | 6.516 | 6.557
75 | 6.515 | 6.514
76 | 6.478 | 6.512
77 | 6.462 | 6.498
78 | 6.444 | 6.47
79 | 6.424 | 6.467
80 | 6.423 | 6.46
81 | 6.411 | 6.46
82 | 6.345 | 6.446
83 | 6.334 | 6.445
84 | 6.333 | 6.441
85 | 6.313 | 6.431
86 | 6.299 | 6.399
87 | 6.297 | 6.388
88 | 6.283 | 6.384
89 | 6.279 | 6.381
90 | 6.268 | 6.342
91 | 6.254 | 6.336
92 | 6.246 | 6.319
93 | 6.244 | 6.316
94 | 6.242 | 6.28
95 | 6.23 | 6.279
96 | 6.219 | 6.277
97 | 6.216 | 6.271
98 | 6.201 | 6.262
99 | 6.196 | 6.252
100 | 6.192 | 6.24
101 | 6.165 | 6.224
102 | 6.138 | 6.183
103 | 6.129 | 6.166
104 | 6.116 | 6.165
105 | 6.115 | 6.157
106 | 6.103 | 6.148
107 | 6.096 | 6.147
108 | 6.088 | 6.124
109 | 6.082 | 6.096
110 | 6.06 | 6.087
111 | 6.054 | 6.085
112 | 6.004 | 6.07
113 | 5.987 | 6.066
114 | 5.974 | 6.065
115 | 5.972 | 6.064
116 | 5.971 | 6.06
117 | 5.931 | 6.057
118 | 5.915 | 6.053
119 | 5.898 | 6.052
120 | 5.897 | 6.05
121 | 5.871 | 6.043
122 | 5.852 | 6.025
123 | 5.846 | 6.019
124 | 5.841 | 6.017
125 | 5.816 | 6.013
126 | 5.793 | 6.012
127 | 5.772 | 6.008
128 | 5.757 | 6.007
129 | 5.733 | 5.979
130 | 5.731 | 5.968
131 | 5.723 | 5.967
132 | 5.711 | 5.963
133 | 5.687 | 5.935
134 | 5.682 | 5.922
135 | 5.617 | 5.895
136 | 5.607 | 5.889
137 | 5.575 | 5.886
138 | 5.555 | 5.881
139 | 5.552 | 5.879
140 | 5.523 | 5.876
141 | 5.515 | 5.876
142 | 5.512 | 5.872
143 | 5.497 | 5.823
144 | 5.495 | 5.818
145 | 5.492 | 5.816
146 | 5.487 | 5.815
147 | 5.463 | 5.81
148 | 5.431 | 5.809
149 | 5.42 | 5.798
150 | 5.419 | 5.797
151 | 5.418 | 5.786
152 | 5.416 | 5.765
153 | 5.413 | 5.754
154 | 5.407 | 5.749
155 | 5.385 | 5.742
156 | 5.33 | 5.729
157 | 5.323 | 5.726
158 | 5.27 | 5.694
159 | 5.262 | 5.679
160 | 5.255 | 5.673
161 | 5.254 | 5.673
162 | 5.25 | 5.671
163 | 5.247 | 5.664
164 | 5.242 | 5.66
165 | 5.228 | 5.654
166 | 5.22 | 5.653
167 | 5.163 | 5.652
168 | 5.158 | 5.647
169 | 5.109 | 5.644
170 | 5.101 | 5.643
171 | 5.096 | 5.634
172 | 5.076 | 5.631
173 | 5.074 | 5.628
174 | 5.065 | 5.594
175 | 5.062 | 5.593
176 | 5.058 | 5.583
177 | 5.025 | 5.555
178 | 5.004 | 5.552
179 | 5.002 | 5.549
180 | 4.968 | 5.545
181 | 4.961 | 5.534
182 | 4.942 | 5.522
183 | 4.937 | 5.52
184 | 4.926 | 5.516
185 | 4.923 | 5.516
186 | 4.902 | 5.509
187 | 4.902 | 5.508
188 | 4.895 | 5.504
189 | 4.893 | 5.49
190 | 4.89 | 5.488
191 | 4.888 | 5.456
192 | 4.886 | 5.454
193 | 4.878 | 5.447
194 | 4.851 | 5.442
195 | 4.847 | 5.437
196 | 4.846 | 5.434
197 | 4.844 | 5.432
198 | 4.828 | 5.427
199 | 4.818 | 5.426
200 | 4.811 | 5.423
201 | 4.806 | 5.414
202 | 4.79 | 5.4
203 | 4.785 | 5.383
204 | 4.781 | 5.376
205 | 4.776 | 5.371
206 | 4.76 | 5.358
207 | 4.758 | 5.352
208 | 4.757 | 5.35
209 | 4.755 | 5.342
210 | 4.739 | 5.342
211 | 4.729 | 5.33
212 | 4.725 | 5.308
213 | 4.713 | 5.283
214 | 4.712 | 5.268
215 | 4.711 | 5.261
216 | 4.701 | 5.257
217 | 4.685 | 5.256
218 | 4.677 | 5.25
219 | 4.663 | 5.227
220 | 4.662 | 5.224
221 | 4.656 | 5.221
222 | 4.654 | 5.217
223 | 4.643 | 5.212
224 | 4.635 | 5.207
225 | 4.624 | 5.202
226 | 4.618 | 5.188
227 | 4.617 | 5.188
228 | 4.613 | 5.187
229 | 4.612 | 5.185
230 | 4.609 | 5.176
231 | 4.606 | 5.168
232 | 4.594 | 5.157
233 | 4.56 | 5.155
234 | 4.558 | 5.152
235 | 4.555 | 5.14
236 | 4.54 | 5.14
237 | 4.529 | 5.136
238 | 4.516 | 5.132
239 | 4.515 | 5.131
240 | 4.495 | 5.125
241 | 4.48 | 5.121
242 | 4.471 | 5.116
243 | 4.47 | 5.114
244 | 4.47 | 5.11
245 | 4.465 | 5.109
246 | 4.45 | 5.108
247 | 4.434 | 5.1
248 | 4.413 | 5.096
249 | 4.407 | 5.092
250 | 4.406 | 5.07
251 | 4.406 | 5.068
252 | 4.403 | 5.052
253 | 4.399 | 5.036
254 | 4.39 | 5.036
255 | 4.383 | 5.035
256 | 4.378 | 5.032
257 | 4.376 | 5.021
258 | 4.375 | 5.016
259 | 4.374 | 5.015
260 | 4.348 | 5.011
261 | 4.347 | 5.004
262 | 4.34 | 5.001
263 | 4.324 | 4.994
264 | 4.316 | 4.986
265 | 4.312 | 4.983
266 | 4.312 | 4.982
267 | 4.299 | 4.982
268 | 4.296 | 4.969
269 | 4.271 | 4.966
270 | 4.268 | 4.965
271 | 4.265 | 4.965
272 | 4.263 | 4.962
273 | 4.258 | 4.962
274 | 4.258 | 4.961
275 | 4.25 | 4.945
276 | 4.25 | 4.92
277 | 4.246 | 4.919
278 | 4.236 | 4.916
279 | 4.231 | 4.902
280 | 4.227 | 4.895
281 | 4.226 | 4.879
282 | 4.212 | 4.879
283 | 4.179 | 4.875
284 | 4.15 | 4.87
285 | 4.149 | 4.868
286 | 4.148 | 4.863
287 | 4.139 | 4.856
288 | 4.132 | 4.854
289 | 4.123 | 4.849
290 | 4.11 | 4.848
291 | 4.105 | 4.846
292 | 4.102 | 4.833
293 | 4.101 | 4.832
294 | 4.092 | 4.824
295 | 4.081 | 4.822
296 | 4.078 | 4.822
297 | 4.071 | 4.821
298 | 4.066 | 4.816
299 | 4.057 | 4.812
300 | 4.053 | 4.812
301 | 4.044 | 4.81
302 | 4.044 | 4.809
303 | 4.039 | 4.808
304 | 4.037 | 4.807
305 | 4.022 | 4.803
306 | 4.019 | 4.799
307 | 4.016 | 4.797
308 | 4.011 | 4.786
309 | 4.01 | 4.784
310 | 4.009 | 4.783
311 | 3.987 | 4.782
312 | 3.986 | 4.778
313 | 3.979 | 4.776
314 | 3.974 | 4.772
315 | 3.973 | 4.772
316 | 3.973 | 4.769
317 | 3.972 | 4.769
318 | 3.972 | 4.765
319 | 3.969 | 4.764
320 | 3.961 | 4.759
321 | 3.961 | 4.757
322 | 3.959 | 4.755
323 | 3.956 | 4.746
324 | 3.945 | 4.74
325 | 3.94 | 4.738
326 | 3.938 | 4.736
327 | 3.933 | 4.727
328 | 3.921 | 4.717
329 | 3.917 | 4.716
330 | 3.914 | 4.708
331 | 3.914 | 4.704
332 | 3.907 | 4.703
333 | 3.898 | 4.701
334 | 3.897 | 4.694
335 | 3.889 | 4.686
336 | 3.882 | 4.685
337 | 3.878 | 4.685
338 | 3.864 | 4.683
339 | 3.862 | 4.683
340 | 3.861 | 4.682
341 | 3.86 | 4.68
342 | 3.86 | 4.658
343 | 3.856 | 4.643
344 | 3.849 | 4.642
345 | 3.832 | 4.634
346 | 3.826 | 4.63
347 | 3.82 | 4.624
348 | 3.815 | 4.622
349 | 3.813 | 4.619
350 | 3.812 | 4.617
351 | 3.805 | 4.615
352 | 3.804 | 4.612
353 | 3.802 | 4.609
354 | 3.801 | 4.606
355 | 3.799 | 4.605
356 | 3.794 | 4.597
357 | 3.785 | 4.596
358 | 3.778 | 4.592
359 | 3.778 | 4.589
360 | 3.774 | 4.586
361 | 3.769 | 4.583
362 | 3.768 | 4.58
363 | 3.762 | 4.576
364 | 3.761 | 4.576
365 | 3.759 | 4.571
366 | 3.759 | 4.56
367 | 3.748 | 4.556
368 | 3.739 | 4.552
369 | 3.731 | 4.55
370 | 3.729 | 4.548
371 | 3.728 | 4.545
372 | 3.725 | 4.543
373 | 3.717 | 4.533
374 | 3.709 | 4.532
375 | 3.7 | 4.528
376 | 3.699 | 4.517
377 | 3.691 | 4.516
378 | 3.684 | 4.509
379 | 3.676 | 4.5
380 | 3.676 | 4.489
381 | 3.675 | 4.488
382 | 3.674 | 4.486
383 | 3.667 | 4.48
384 | 3.667 | 4.475
385 | 3.666 | 4.474
386 | 3.657 | 4.472
387 | 3.645 | 4.466
388 | 3.644 | 4.463
389 | 3.642 | 4.462
390 | 3.641 | 4.462
391 | 3.639 | 4.46
392 | 3.638 | 4.449
393 | 3.631 | 4.44
394 | 3.629 | 4.439
395 | 3.626 | 4.437
396 | 3.623 | 4.433
397 | 3.617 | 4.429
398 | 3.615 | 4.426
399 | 3.609 | 4.426
400 | 3.609 | 4.421
401 | 3.605 | 4.413
402 | 3.602 | 4.413
403 | 3.592 | 4.411
404 | 3.591 | 4.401
405 | 3.586 | 4.4
406 | 3.574 | 4.399
407 | 3.571 | 4.399
408 | 3.561 | 4.398
409 | 3.561 | 4.398
410 | 3.555 | 4.394
411 | 3.549 | 4.394
412 | 3.547 | 4.391
413 | 3.545 | 4.378
414 | 3.543 | 4.375
415 | 3.543 | 4.37
416 | 3.541 | 4.367
417 | 3.534 | 4.361
418 | 3.532 | 4.361
419 | 3.527 | 4.356
420 | 3.518 | 4.347
421 | 3.517 | 4.347
422 | 3.512 | 4.345
423 | 3.508 | 4.344
424 | 3.506 | 4.344
425 | 3.505 | 4.341
426 | 3.501 | 4.34
427 | 3.499 | 4.336
428 | 3.498 | 4.33
429 | 3.498 | 4.328
430 | 3.496 | 4.322
431 | 3.492 | 4.32
432 | 3.49 | 4.313
433 | 3.488 | 4.313
434 | 3.485 | 4.311
435 | 3.477 | 4.309
436 | 3.475 | 4.303
437 | 3.47 | 4.302
438 | 3.463 | 4.3
439 | 3.452 | 4.299
440 | 3.452 | 4.299
441 | 3.452 | 4.298
442 | 3.449 | 4.294
443 | 3.444 | 4.294
444 | 3.436 | 4.293
445 | 3.435 | 4.291
446 | 3.433 | 4.288
447 | 3.429 | 4.287
448 | 3.425 | 4.285
449 | 3.421 | 4.284
450 | 3.42 | 4.28
451 | 3.413 | 4.278
452 | 3.412 | 4.276
453 | 3.41 | 4.274
454 | 3.409 | 4.268
455 | 3.404 | 4.265
456 | 3.404 | 4.261
457 | 3.404 | 4.259
458 | 3.402 | 4.257
459 | 3.399 | 4.246
460 | 3.398 | 4.245
461 | 3.387 | 4.243
462 | 3.382 | 4.239
463 | 3.378 | 4.233
464 | 3.374 | 4.233
465 | 3.37 | 4.231
466 | 3.342 | 4.225
467 | 3.339 | 4.219
468 | 3.339 | 4.219
469 | 3.336 | 4.213
470 | 3.336 | 4.211
471 | 3.335 | 4.21
472 | 3.334 | 4.205
473 | 3.333 | 4.203
474 | 3.327 | 4.202
475 | 3.323 | 4.202
476 | 3.32 | 4.202
477 | 3.317 | 4.199
478 | 3.315 | 4.198
479 | 3.308 | 4.189
480 | 3.306 | 4.187
481 | 3.3 | 4.186
482 | 3.289 | 4.181
483 | 3.282 | 4.175
484 | 3.279 | 4.171
485 | 3.278 | 4.168
486 | 3.266 | 4.166
487 | 3.265 | 4.166
488 | 3.26 | 4.166
489 | 3.259 | 4.161
490 | 3.247 | 4.156
491 | 3.245 | 4.151
492 | 3.24 | 4.148
493 | 3.234 | 4.147
494 | 3.227 | 4.141
495 | 3.224 | 4.135
496 | 3.214 | 4.128
497 | 3.209 | 4.123
498 | 3.208 | 4.121
499 | 3.208 | 4.12
500 | 3.207 | 4.115
501 | 3.197 | 4.111
502 | 3.196 | 4.108
503 | 3.194 | 4.104
504 | 3.192 | 4.102
505 | 3.191 | 4.102
506 | 3.189 | 4.1
507 | 3.183 | 4.097
508 | 3.179 | 4.095
509 | 3.178 | 4.092
510 | 3.167 | 4.083
511 | 3.158 | 4.083
512 | 3.139 | 4.08
513 | 3.139 | 4.076
514 | 3.137 | 4.073
515 | 3.135 | 4.069
516 | 3.119 | 4.069
517 | 3.11 | 4.062
518 | 3.097 | 4.06
519 | 3.087 | 4.059
520 | 3.075 | 4.058
521 | 3.074 | 4.055
522 | 3.068 | 4.054
523 | 3.063 | 4.052
524 | 3.063 | 4.051
525 | 3.063 | 4.046
526 | 3.057 | 4.045
527 | 3.05 | 4.042
528 | 3.047 | 4.039
529 | 3.044 | 4.039
530 | 3.037 | 4.039
531 | 3.037 | 4.038
532 | 3.031 | 4.035
533 | 3.026 | 4.03
534 | 3.026 | 4.016
535 | 3.026 | 4.013
536 | 3.025 | 4.006
537 | 3.025 | 4.005
538 | 3.017 | 4.004
539 | 3.015 | 4
540 | 3.006 | 3.994
541 | 3.004 | 3.99
542 | 2.997 | 3.989
543 | 2.997 | 3.988
544 | 2.993 | 3.988
545 | 2.992 | 3.985
546 | 2.986 | 3.983
547 | 2.978 | 3.982
548 | 2.969 | 3.979
549 | 2.969 | 3.978
550 | 2.969 | 3.978
551 | 2.969 | 3.976
552 | 2.968 | 3.976
553 | 2.966 | 3.974
554 | 2.965 | 3.973
555 | 2.949 | 3.973
556 | 2.948 | 3.971
557 | 2.948 | 3.971
558 | 2.943 | 3.969
559 | 2.936 | 3.964
560 | 2.935 | 3.956
561 | 2.934 | 3.956
562 | 2.933 | 3.953
563 | 2.928 | 3.951
564 | 2.927 | 3.948
565 | 2.926 | 3.946
566 | 2.926 | 3.946
567 | 2.924 | 3.941
568 | 2.921 | 3.939
569 | 2.912 | 3.933
570 | 2.911 | 3.929
571 | 2.907 | 3.927
572 | 2.905 | 3.923
573 | 2.905 | 3.921
574 | 2.904 | 3.916
575 | 2.902 | 3.915
576 | 2.902 | 3.914
577 | 2.902 | 3.912
578 | 2.899 | 3.909
579 | 2.899 | 3.907
580 | 2.897 | 3.905
581 | 2.888 | 3.901
582 | 2.887 | 3.899
583 | 2.881 | 3.899
584 | 2.875 | 3.898
585 | 2.874 | 3.895
586 | 2.871 | 3.893
587 | 2.87 | 3.89
588 | 2.864 | 3.888
589 | 2.863 | 3.887
590 | 2.862 | 3.885
591 | 2.861 | 3.879
592 | 2.859 | 3.879
593 | 2.859 | 3.877
594 | 2.858 | 3.877
595 | 2.855 | 3.871
596 | 2.853 | 3.868
597 | 2.851 | 3.868
598 | 2.85 | 3.864
599 | 2.846 | 3.864
600 | 2.845 | 3.863
601 | 2.843 | 3.86
602 | 2.84 | 3.853
603 | 2.838 | 3.851
604 | 2.838 | 3.85
605 | 2.837 | 3.85
606 | 2.829 | 3.848
607 | 2.824 | 3.847
608 | 2.819 | 3.845
609 | 2.815 | 3.84
610 | 2.809 | 3.839
611 | 2.808 | 3.837
612 | 2.801 | 3.835
613 | 2.8 | 3.832
614 | 2.799 | 3.818
615 | 2.799 | 3.817
616 | 2.797 | 3.815
617 | 2.796 | 3.811
618 | 2.787 | 3.805
619 | 2.787 | 3.801
620 | 2.785 | 3.8
621 | 2.784 | 3.8
622 | 2.78 | 3.797
623 | 2.777 | 3.796
624 | 2.775 | 3.793
625 | 2.773 | 3.792
626 | 2.773 | 3.789
627 | 2.769 | 3.785
628 | 2.768 | 3.784
629 | 2.764 | 3.774
630 | 2.759 | 3.774
631 | 2.754 | 3.772
632 | 2.754 | 3.77
633 | 2.753 | 3.766
634 | 2.747 | 3.763
635 | 2.746 | 3.762
636 | 2.746 | 3.761
637 | 2.746 | 3.761
638 | 2.743 | 3.761
639 | 2.735 | 3.758
640 | 2.726 | 3.757
641 | 2.724 | 3.756
642 | 2.72 | 3.755
643 | 2.719 | 3.753
644 | 2.718 | 3.752
645 | 2.718 | 3.752
646 | 2.71 | 3.748
647 | 2.709 | 3.747
648 | 2.709 | 3.744
649 | 2.707 | 3.741
650 | 2.706 | 3.74
651 | 2.705 | 3.739
652 | 2.704 | 3.738
653 | 2.702 | 3.738
654 | 2.7 | 3.737
655 | 2.698 | 3.735
656 | 2.696 | 3.733
657 | 2.695 | 3.732
658 | 2.695 | 3.73
659 | 2.692 | 3.73
660 | 2.691 | 3.729
661 | 2.69 | 3.729
662 | 2.685 | 3.728
663 | 2.685 | 3.728
664 | 2.68 | 3.723
665 | 2.679 | 3.712
666 | 2.676 | 3.71
667 | 2.67 | 3.709
668 | 2.668 | 3.707
669 | 2.658 | 3.702
670 | 2.654 | 3.701
671 | 2.649 | 3.695
672 | 2.648 | 3.692
673 | 2.647 | 3.689
674 | 2.641 | 3.683
675 | 2.64 | 3.683
676 | 2.638 | 3.682
677 | 2.638 | 3.676
678 | 2.637 | 3.672
679 | 2.635 | 3.669
680 | 2.635 | 3.668
681 | 2.631 | 3.668
682 | 2.631 | 3.668
683 | 2.629 | 3.667
684 | 2.625 | 3.664
685 | 2.619 | 3.661
686 | 2.617 | 3.659
687 | 2.617 | 3.659
688 | 2.614 | 3.655
689 | 2.612 | 3.651
690 | 2.61 | 3.649
691 | 2.608 | 3.644
692 | 2.608 | 3.641
693 | 2.601 | 3.636
694 | 2.6 | 3.635
695 | 2.599 | 3.635
696 | 2.597 | 3.634
697 | 2.596 | 3.627
698 | 2.594 | 3.615
699 | 2.594 | 3.613
700 | 2.593 | 3.607
701 | 2.585 | 3.605
702 | 2.583 | 3.603
703 | 2.58 | 3.603
704 | 2.58 | 3.601
705 | 2.576 | 3.6
706 | 2.576 | 3.597
707 | 2.57 | 3.596
708 | 2.569 | 3.595
709 | 2.566 | 3.595
710 | 2.56 | 3.594
711 | 2.557 | 3.594
712 | 2.556 | 3.593
713 | 2.555 | 3.591
714 | 2.548 | 3.591
715 | 2.538 | 3.589
716 | 2.537 | 3.586
717 | 2.534 | 3.585
718 | 2.532 | 3.583
719 | 2.52 | 3.583
720 | 2.519 | 3.573
721 | 2.516 | 3.572
722 | 2.511 | 3.571
723 | 2.503 | 3.571
724 | 2.5 | 3.57
725 | 2.5 | 3.57
726 | 2.498 | 3.569
727 | 2.488 | 3.568
728 | 2.484 | 3.567
729 | 2.482 | 3.561
730 | 2.481 | 3.56
731 | 2.477 | 3.557
732 | 2.475 | 3.557
733 | 2.475 | 3.551
734 | 2.472 | 3.54
735 | 2.472 | 3.539
736 | 2.471 | 3.539
737 | 2.471 | 3.538
738 | 2.469 | 3.536
739 | 2.468 | 3.532
740 | 2.468 | 3.531
741 | 2.466 | 3.531
742 | 2.465 | 3.529
743 | 2.463 | 3.529
744 | 2.462 | 3.529
745 | 2.461 | 3.528
746 | 2.46 | 3.525
747 | 2.459 | 3.524
748 | 2.458 | 3.521
749 | 2.455 | 3.52
750 | 2.455 | 3.519
751 | 2.454 | 3.516
752 | 2.447 | 3.516
753 | 2.446 | 3.503
754 | 2.445 | 3.5
755 | 2.443 | 3.499
756 | 2.441 | 3.496
757 | 2.441 | 3.496
758 | 2.44 | 3.496
759 | 2.437 | 3.493
760 | 2.437 | 3.491
761 | 2.436 | 3.488
762 | 2.434 | 3.485
763 | 2.43 | 3.484
764 | 2.428 | 3.483
765 | 2.428 | 3.481
766 | 2.421 | 3.48
767 | 2.42 | 3.479
768 | 2.417 | 3.478
769 | 2.416 | 3.477
770 | 2.413 | 3.474
771 | 2.408 | 3.473
772 | 2.405 | 3.473
773 | 2.405 | 3.471
774 | 2.405 | 3.469
775 | 2.403 | 3.468
776 | 2.402 | 3.468
777 | 2.401 | 3.468
778 | 2.401 | 3.466
779 | 2.395 | 3.464
780 | 2.394 | 3.461
781 | 2.39 | 3.459
782 | 2.389 | 3.456
783 | 2.381 | 3.451
784 | 2.381 | 3.448
785 | 2.378 | 3.445
786 | 2.377 | 3.443
787 | 2.376 | 3.443
788 | 2.375 | 3.441
789 | 2.374 | 3.438
790 | 2.373 | 3.429
791 | 2.37 | 3.427
792 | 2.367 | 3.427
793 | 2.367 | 3.424
794 | 2.366 | 3.422
795 | 2.365 | 3.421
796 | 2.36 | 3.42
797 | 2.351 | 3.417
798 | 2.349 | 3.416
799 | 2.347 | 3.411
800 | 2.34 | 3.411
801 | 2.34 | 3.406
802 | 2.337 | 3.404
803 | 2.335 | 3.403
804 | 2.335 | 3.402
805 | 2.334 | 3.397
806 | 2.332 | 3.395
807 | 2.331 | 3.391
808 | 2.321 | 3.385
809 | 2.321 | 3.383
810 | 2.32 | 3.38
811 | 2.317 | 3.377
812 | 2.313 | 3.375
813 | 2.311 | 3.373
814 | 2.304 | 3.37
815 | 2.297 | 3.368
816 | 2.297 | 3.367
817 | 2.296 | 3.363
818 | 2.296 | 3.357
819 | 2.296 | 3.354
820 | 2.292 | 3.351
821 | 2.29 | 3.349
822 | 2.284 | 3.345
823 | 2.283 | 3.34
824 | 2.283 | 3.334
825 | 2.281 | 3.328
826 | 2.277 | 3.327
827 | 2.275 | 3.327
828 | 2.275 | 3.326
829 | 2.274 | 3.323
830 | 2.272 | 3.322
831 | 2.267 | 3.322
832 | 2.263 | 3.319
833 | 2.263 | 3.313
834 | 2.261 | 3.313
835 | 2.26 | 3.31
836 | 2.259 | 3.309
837 | 2.258 | 3.307
838 | 2.254 | 3.306
839 | 2.244 | 3.304
840 | 2.239 | 3.3
841 | 2.238 | 3.299
842 | 2.235 | 3.297
843 | 2.235 | 3.296
844 | 2.232 | 3.294
845 | 2.228 | 3.292
846 | 2.227 | 3.291
847 | 2.22 | 3.287
848 | 2.218 | 3.286
849 | 2.217 | 3.285
850 | 2.214 | 3.285
851 | 2.212 | 3.285
852 | 2.212 | 3.282
853 | 2.211 | 3.275
854 | 2.211 | 3.275
855 | 2.209 | 3.273
856 | 2.208 | 3.27
857 | 2.206 | 3.267
858 | 2.203 | 3.266
859 | 2.203 | 3.266
860 | 2.2 | 3.266
861 | 2.199 | 3.265
862 | 2.198 | 3.264
863 | 2.198 | 3.262
864 | 2.197 | 3.255
865 | 2.197 | 3.255
866 | 2.19 | 3.255
867 | 2.189 | 3.254
868 | 2.182 | 3.254
869 | 2.182 | 3.253
870 | 2.182 | 3.249
871 | 2.179 | 3.249
872 | 2.179 | 3.248
873 | 2.177 | 3.248
874 | 2.177 | 3.244
875 | 2.176 | 3.242
876 | 2.176 | 3.241
877 | 2.17 | 3.241
878 | 2.169 | 3.237
879 | 2.169 | 3.232
880 | 2.165 | 3.232
881 | 2.165 | 3.231
882 | 2.164 | 3.23
883 | 2.163 | 3.229
884 | 2.16 | 3.229
885 | 2.158 | 3.227
886 | 2.154 | 3.224
887 | 2.151 | 3.224
888 | 2.147 | 3.223
889 | 2.146 | 3.221
890 | 2.141 | 3.221
891 | 2.139 | 3.218
892 | 2.139 | 3.217
893 | 2.139 | 3.216
894 | 2.135 | 3.213
895 | 2.135 | 3.212
896 | 2.133 | 3.209
897 | 2.133 | 3.209
898 | 2.129 | 3.208
899 | 2.126 | 3.207
900 | 2.122 | 3.202
901 | 2.121 | 3.202
902 | 2.117 | 3.197
903 | 2.113 | 3.196
904 | 2.11 | 3.195
905 | 2.11 | 3.195
906 | 2.108 | 3.195
907 | 2.106 | 3.193
908 | 2.102 | 3.189
909 | 2.095 | 3.186
910 | 2.093 | 3.186
911 | 2.092 | 3.184
912 | 2.092 | 3.183
913 | 2.09 | 3.183
914 | 2.089 | 3.18
915 | 2.088 | 3.178
916 | 2.088 | 3.177
917 | 2.085 | 3.176
918 | 2.081 | 3.175
919 | 2.08 | 3.172
920 | 2.079 | 3.168
921 | 2.078 | 3.164
922 | 2.078 | 3.163
923 | 2.077 | 3.163
924 | 2.076 | 3.159
925 | 2.075 | 3.159
926 | 2.075 | 3.156
927 | 2.073 | 3.156
928 | 2.073 | 3.153
929 | 2.072 | 3.149
930 | 2.072 | 3.146
931 | 2.065 | 3.138
932 | 2.064 | 3.131
933 | 2.059 | 3.13
934 | 2.059 | 3.129
935 | 2.057 | 3.128
936 | 2.056 | 3.124
937 | 2.053 | 3.124
938 | 2.043 | 3.123
939 | 2.043 | 3.12
940 | 2.038 | 3.119
941 | 2.037 | 3.118
942 | 2.036 | 3.117
943 | 2.035 | 3.116
944 | 2.034 | 3.115
945 | 2.033 | 3.104
946 | 2.026 | 3.097
947 | 2.026 | 3.093
948 | 2.026 | 3.093
949 | 2.024 | 3.092
950 | 2.023 | 3.089
951 | 2.018 | 3.089
952 | 2.016 | 3.084
953 | 2.01 | 3.081
954 | 2.008 | 3.079
955 | 2.008 | 3.078
956 | 2.008 | 3.077
957 | 2.008 | 3.076
958 | 2.006 | 3.071
959 | 2.006 | 3.069
960 | 1.996 | 3.068
961 | 1.99 | 3.067
962 | 1.99 | 3.061
963 | 1.988 | 3.059
964 | 1.985 | 3.059
965 | 1.984 | 3.059
966 | 1.983 | 3.053
967 | 1.98 | 3.05
968 | 1.98 | 3.044
969 | 1.978 | 3.044
970 | 1.972 | 3.044
971 | 1.971 | 3.041
972 | 1.967 | 3.039
973 | 1.967 | 3.037
974 | 1.967 | 3.037
975 | 1.965 | 3.033
976 | 1.965 | 3.032
977 | 1.963 | 3.031
978 | 1.959 | 3.028
979 | 1.959 | 3.028
980 | 1.956 | 3.025
981 | 1.955 | 3.025
982 | 1.954 | 3.024
983 | 1.948 | 3.022
984 | 1.946 | 3.019
985 | 1.944 | 3.019
986 | 1.944 | 3.019
987 | 1.944 | 3.015
988 | 1.943 | 3.013
989 | 1.94 | 3.011
990 | 1.937 | 3.009
991 | 1.936 | 2.999
992 | 1.933 | 2.994
993 | 1.931 | 2.994
994 | 1.93 | 2.994
995 | 1.93 | 2.994
996 | 1.928 | 2.993
997 | 1.925 | 2.992
998 | 1.922 | 2.99
999 | 1.921 | 2.99
1000 | 1.92 | 2.99
1001 | 1.914 | 2.987
1002 | 1.913 | 2.98
1003 | 1.912 | 2.979
1004 | 1.909 | 2.977
1005 | 1.909 | 2.976
1006 | 1.908 | 2.973
1007 | 1.908 | 2.97
1008 | 1.906 | 2.961
1009 | 1.904 | 2.96
1010 | 1.902 | 2.96
1011 | 1.901 | 2.959
1012 | 1.901 | 2.959
1013 | 1.899 | 2.958
1014 | 1.897 | 2.958
1015 | 1.894 | 2.956
1016 | 1.891 | 2.955
1017 | 1.891 | 2.952
1018 | 1.89 | 2.952
1019 | 1.886 | 2.951
1020 | 1.885 | 2.951
1021 | 1.884 | 2.948
1022 | 1.884 | 2.947
1023 | 1.881 | 2.947
1024 | 1.879 | 2.941
1025 | 1.877 | 2.941
1026 | 1.876 | 2.94
1027 | 1.874 | 2.94
1028 | 1.872 | 2.938
1029 | 1.871 | 2.93
1030 | 1.87 | 2.928
1031 | 1.87 | 2.926
1032 | 1.869 | 2.925
1033 | 1.869 | 2.924
1034 | 1.868 | 2.923
1035 | 1.866 | 2.922
1036 | 1.866 | 2.919
1037 | 1.86 | 2.915
1038 | 1.858 | 2.915
1039 | 1.856 | 2.914
1040 | 1.856 | 2.914
1041 | 1.855 | 2.91
1042 | 1.854 | 2.909
1043 | 1.854 | 2.901
1044 | 1.852 | 2.9
1045 | 1.85 | 2.9
1046 | 1.849 | 2.899
1047 | 1.844 | 2.899
1048 | 1.844 | 2.889
1049 | 1.84 | 2.884
1050 | 1.837 | 2.883
1051 | 1.836 | 2.88
1052 | 1.835 | 2.879
1053 | 1.834 | 2.877
1054 | 1.833 | 2.877
1055 | 1.83 | 2.877
1056 | 1.83 | 2.875
1057 | 1.827 | 2.874
1058 | 1.827 | 2.873
1059 | 1.826 | 2.872
1060 | 1.826 | 2.868
1061 | 1.821 | 2.865
1062 | 1.819 | 2.865
1063 | 1.817 | 2.86
1064 | 1.809 | 2.857
1065 | 1.809 | 2.854
1066 | 1.805 | 2.852
1067 | 1.803 | 2.851
1068 | 1.799 | 2.85
1069 | 1.796 | 2.847
1070 | 1.791 | 2.845
1071 | 1.79 | 2.845
1072 | 1.79 | 2.844
1073 | 1.789 | 2.842
1074 | 1.789 | 2.841
1075 | 1.789 | 2.838
1076 | 1.788 | 2.837
1077 | 1.786 | 2.834
1078 | 1.783 | 2.831
1079 | 1.781 | 2.83
1080 | 1.778 | 2.83
1081 | 1.777 | 2.829
1082 | 1.775 | 2.827
1083 | 1.773 | 2.825
1084 | 1.772 | 2.822
1085 | 1.772 | 2.819
1086 | 1.769 | 2.815
1087 | 1.769 | 2.814
1088 | 1.767 | 2.813
1089 | 1.767 | 2.813
1090 | 1.764 | 2.811
1091 | 1.762 | 2.81
1092 | 1.762 | 2.81
1093 | 1.762 | 2.809
1094 | 1.76 | 2.805
1095 | 1.76 | 2.804
1096 | 1.756 | 2.804
1097 | 1.755 | 2.803
1098 | 1.755 | 2.803
1099 | 1.754 | 2.801
1100 | 1.751 | 2.8
1101 | 1.751 | 2.798
1102 | 1.751 | 2.792
1103 | 1.749 | 2.788
1104 | 1.745 | 2.787
1105 | 1.743 | 2.783
1106 | 1.738 | 2.775
1107 | 1.737 | 2.773
1108 | 1.734 | 2.772
1109 | 1.73 | 2.771
1110 | 1.73 | 2.771
1111 | 1.73 | 2.771
1112 | 1.726 | 2.768
1113 | 1.726 | 2.768
1114 | 1.725 | 2.766
1115 | 1.724 | 2.764
1116 | 1.723 | 2.763
1117 | 1.722 | 2.76
1118 | 1.722 | 2.759
1119 | 1.72 | 2.759
1120 | 1.72 | 2.756
1121 | 1.72 | 2.756
1122 | 1.716 | 2.755
1123 | 1.716 | 2.755
1124 | 1.716 | 2.75
1125 | 1.715 | 2.746
1126 | 1.714 | 2.746
1127 | 1.709 | 2.744
1128 | 1.709 | 2.743
1129 | 1.708 | 2.743
1130 | 1.707 | 2.743
1131 | 1.706 | 2.742
1132 | 1.699 | 2.73
1133 | 1.697 | 2.728
1134 | 1.697 | 2.728
1135 | 1.696 | 2.726
1136 | 1.695 | 2.726
1137 | 1.69 | 2.725
1138 | 1.69 | 2.723
1139 | 1.688 | 2.723
1140 | 1.679 | 2.723
1141 | 1.676 | 2.72
1142 | 1.676 | 2.72
1143 | 1.675 | 2.716
1144 | 1.674 | 2.716
1145 | 1.672 | 2.715
1146 | 1.67 | 2.713
1147 | 1.667 | 2.712
1148 | 1.667 | 2.701
1149 | 1.667 | 2.7
1150 | 1.664 | 2.698
1151 | 1.661 | 2.698
1152 | 1.659 | 2.698
1153 | 1.659 | 2.694
1154 | 1.657 | 2.692
1155 | 1.657 | 2.691
1156 | 1.654 | 2.69
1157 | 1.654 | 2.69
1158 | 1.653 | 2.69
1159 | 1.653 | 2.685
1160 | 1.65 | 2.684
1161 | 1.647 | 2.684
1162 | 1.644 | 2.684
1163 | 1.644 | 2.683
1164 | 1.643 | 2.682
1165 | 1.642 | 2.679
1166 | 1.641 | 2.677
1167 | 1.641 | 2.674
1168 | 1.637 | 2.673
1169 | 1.634 | 2.671
1170 | 1.632 | 2.665
1171 | 1.632 | 2.664
1172 | 1.631 | 2.662
1173 | 1.629 | 2.653
1174 | 1.628 | 2.653
1175 | 1.628 | 2.652
1176 | 1.626 | 2.65
1177 | 1.615 | 2.649
1178 | 1.615 | 2.649
1179 | 1.615 | 2.647
1180 | 1.614 | 2.647
1181 | 1.614 | 2.647
1182 | 1.612 | 2.64
1183 | 1.609 | 2.64
1184 | 1.609 | 2.639
1185 | 1.607 | 2.635
1186 | 1.606 | 2.635
1187 | 1.604 | 2.63
1188 | 1.6 | 2.63
1189 | 1.599 | 2.629
1190 | 1.599 | 2.628
1191 | 1.597 | 2.623
1192 | 1.597 | 2.622
1193 | 1.595 | 2.622
1194 | 1.595 | 2.618
1195 | 1.594 | 2.616
1196 | 1.592 | 2.616
1197 | 1.588 | 2.614
1198 | 1.588 | 2.603
1199 | 1.585 | 2.602
1200 | 1.584 | 2.6
1201 | 1.581 | 2.597
1202 | 1.579 | 2.594
1203 | 1.576 | 2.591
1204 | 1.575 | 2.589
1205 | 1.574 | 2.589
1206 | 1.572 | 2.588
1207 | 1.571 | 2.586
1208 | 1.569 | 2.585
1209 | 1.566 | 2.577
1210 | 1.566 | 2.576
1211 | 1.565 | 2.575
1212 | 1.56 | 2.569
1213 | 1.556 | 2.567
1214 | 1.55 | 2.562
1215 | 1.55 | 2.561
1216 | 1.549 | 2.561
1217 | 1.548 | 2.557
1218 | 1.545 | 2.553
1219 | 1.545 | 2.551
1220 | 1.543 | 2.55
1221 | 1.537 | 2.549
1222 | 1.534 | 2.548
1223 | 1.533 | 2.545
1224 | 1.53 | 2.543
1225 | 1.527 | 2.543
1226 | 1.525 | 2.541
1227 | 1.524 | 2.54
1228 | 1.523 | 2.539
1229 | 1.521 | 2.538
1230 | 1.521 | 2.538
1231 | 1.52 | 2.537
1232 | 1.516 | 2.537
1233 | 1.515 | 2.537
1234 | 1.514 | 2.535
1235 | 1.51 | 2.528
1236 | 1.51 | 2.526
1237 | 1.508 | 2.523
1238 | 1.507 | 2.519
1239 | 1.507 | 2.519
1240 | 1.507 | 2.515
1241 | 1.506 | 2.513
1242 | 1.504 | 2.51
1243 | 1.504 | 2.51
1244 | 1.504 | 2.508
1245 | 1.502 | 2.507
1246 | 1.499 | 2.505
1247 | 1.495 | 2.505
1248 | 1.495 | 2.503
1249 | 1.495 | 2.502
1250 | 1.493 | 2.501
1251 | 1.493 | 2.496
1252 | 1.491 | 2.489
1253 | 1.49 | 2.489
1254 | 1.489 | 2.488
1255 | 1.488 | 2.483
1256 | 1.487 | 2.482
1257 | 1.485 | 2.48
1258 | 1.484 | 2.48
1259 | 1.475 | 2.479
1260 | 1.474 | 2.474
1261 | 1.472 | 2.468
1262 | 1.465 | 2.468
1263 | 1.463 | 2.468
1264 | 1.461 | 2.467
1265 | 1.459 | 2.467
1266 | 1.458 | 2.467
1267 | 1.458 | 2.467
1268 | 1.456 | 2.465
1269 | 1.448 | 2.46
1270 | 1.446 | 2.459
1271 | 1.443 | 2.459
1272 | 1.443 | 2.455
1273 | 1.442 | 2.453
1274 | 1.442 | 2.452
1275 | 1.441 | 2.451
1276 | 1.441 | 2.447
1277 | 1.44 | 2.447
1278 | 1.436 | 2.444
1279 | 1.433 | 2.441
1280 | 1.431 | 2.439
1281 | 1.426 | 2.437
1282 | 1.425 | 2.437
1283 | 1.425 | 2.437
1284 | 1.423 | 2.433
1285 | 1.421 | 2.432
1286 | 1.419 | 2.431
1287 | 1.418 | 2.429
1288 | 1.417 | 2.428
1289 | 1.415 | 2.428
1290 | 1.406 | 2.426
1291 | 1.406 | 2.418
1292 | 1.402 | 2.417
1293 | 1.402 | 2.417
1294 | 1.401 | 2.416
1295 | 1.4 | 2.413
1296 | 1.399 | 2.413
1297 | 1.398 | 2.412
1298 | 1.398 | 2.412
1299 | 1.398 | 2.411
1300 | 1.395 | 2.41
1301 | 1.395 | 2.406
1302 | 1.392 | 2.405
1303 | 1.392 | 2.405
1304 | 1.392 | 2.405
1305 | 1.389 | 2.403
1306 | 1.386 | 2.399
1307 | 1.386 | 2.398
1308 | 1.386 | 2.394
1309 | 1.385 | 2.393
1310 | 1.377 | 2.391
1311 | 1.375 | 2.39
1312 | 1.374 | 2.39
1313 | 1.373 | 2.39
1314 | 1.373 | 2.387
1315 | 1.373 | 2.386
1316 | 1.372 | 2.384
1317 | 1.371 | 2.383
1318 | 1.368 | 2.378
1319 | 1.364 | 2.373
1320 | 1.361 | 2.371
1321 | 1.36 | 2.37
1322 | 1.359 | 2.368
1323 | 1.356 | 2.365
1324 | 1.356 | 2.36
1325 | 1.348 | 2.356
1326 | 1.345 | 2.354
1327 | 1.345 | 2.35
1328 | 1.342 | 2.344
1329 | 1.339 | 2.34
1330 | 1.337 | 2.34
1331 | 1.336 | 2.34
1332 | 1.336 | 2.34
1333 | 1.334 | 2.332
1334 | 1.324 | 2.331
1335 | 1.324 | 2.331
1336 | 1.32 | 2.328
1337 | 1.316 | 2.328
1338 | 1.315 | 2.328
1339 | 1.313 | 2.327
1340 | 1.313 | 2.323
1341 | 1.313 | 2.321
1342 | 1.313 | 2.32
1343 | 1.312 | 2.319
1344 | 1.31 | 2.319
1345 | 1.303 | 2.318
1346 | 1.303 | 2.316
1347 | 1.299 | 2.313
1348 | 1.299 | 2.313
1349 | 1.298 | 2.309
1350 | 1.298 | 2.306
1351 | 1.297 | 2.304
1352 | 1.297 | 2.303
1353 | 1.296 | 2.302
1354 | 1.292 | 2.299
1355 | 1.291 | 2.299
1356 | 1.288 | 2.295
1357 | 1.288 | 2.289
1358 | 1.284 | 2.287
1359 | 1.283 | 2.286
1360 | 1.282 | 2.285
1361 | 1.282 | 2.284
1362 | 1.282 | 2.284
1363 | 1.28 | 2.283
1364 | 1.28 | 2.283
1365 | 1.279 | 2.282
1366 | 1.27 | 2.282
1367 | 1.267 | 2.281
1368 | 1.266 | 2.276
1369 | 1.266 | 2.274
1370 | 1.265 | 2.27
1371 | 1.264 | 2.268
1372 | 1.264 | 2.268
1373 | 1.26 | 2.264
1374 | 1.259 | 2.262
1375 | 1.259 | 2.26
1376 | 1.258 | 2.259
1377 | 1.256 | 2.258
1378 | 1.256 | 2.256
1379 | 1.256 | 2.255
1380 | 1.253 | 2.253
1381 | 1.252 | 2.251
1382 | 1.252 | 2.251
1383 | 1.251 | 2.249
1384 | 1.25 | 2.249
1385 | 1.25 | 2.248
1386 | 1.249 | 2.247
1387 | 1.249 | 2.247
1388 | 1.248 | 2.246
1389 | 1.248 | 2.245
1390 | 1.245 | 2.245
1391 | 1.245 | 2.244
1392 | 1.239 | 2.24
1393 | 1.239 | 2.238
1394 | 1.238 | 2.236
1395 | 1.238 | 2.236
1396 | 1.237 | 2.233
1397 | 1.237 | 2.231
1398 | 1.236 | 2.23
1399 | 1.233 | 2.228
1400 | 1.232 | 2.226
1401 | 1.229 | 2.225
1402 | 1.228 | 2.225
1403 | 1.226 | 2.224
1404 | 1.222 | 2.224
1405 | 1.222 | 2.221
1406 | 1.221 | 2.219
1407 | 1.218 | 2.215
1408 | 1.213 | 2.215
1409 | 1.211 | 2.212
1410 | 1.206 | 2.212
1411 | 1.205 | 2.211
1412 | 1.205 | 2.203
1413 | 1.205 | 2.203
1414 | 1.204 | 2.199
1415 | 1.203 | 2.197
1416 | 1.202 | 2.196
1417 | 1.202 | 2.195
1418 | 1.196 | 2.194
1419 | 1.195 | 2.194
1420 | 1.193 | 2.192
1421 | 1.189 | 2.192
1422 | 1.188 | 2.192
1423 | 1.185 | 2.189
1424 | 1.184 | 2.188
1425 | 1.183 | 2.187
1426 | 1.182 | 2.185
1427 | 1.181 | 2.183
1428 | 1.181 | 2.175
1429 | 1.179 | 2.174
1430 | 1.178 | 2.167
1431 | 1.177 | 2.163
1432 | 1.176 | 2.161
1433 | 1.176 | 2.159
1434 | 1.175 | 2.159
1435 | 1.174 | 2.158
1436 | 1.173 | 2.152
1437 | 1.17 | 2.152
1438 | 1.166 | 2.15
1439 | 1.164 | 2.15
1440 | 1.162 | 2.146
1441 | 1.158 | 2.145
1442 | 1.158 | 2.144
1443 | 1.154 | 2.143
1444 | 1.154 | 2.143
1445 | 1.153 | 2.142
1446 | 1.151 | 2.141
1447 | 1.149 | 2.14
1448 | 1.149 | 2.139
1449 | 1.147 | 2.137
1450 | 1.144 | 2.136
1451 | 1.144 | 2.133
1452 | 1.143 | 2.133
1453 | 1.143 | 2.133
1454 | 1.138 | 2.129
1455 | 1.135 | 2.128
1456 | 1.135 | 2.126
1457 | 1.134 | 2.126
1458 | 1.134 | 2.125
1459 | 1.13 | 2.124
1460 | 1.13 | 2.124
1461 | 1.122 | 2.123
1462 | 1.12 | 2.122
1463 | 1.12 | 2.122
1464 | 1.119 | 2.117
1465 | 1.117 | 2.117
1466 | 1.116 | 2.115
1467 | 1.11 | 2.113
1468 | 1.106 | 2.113
1469 | 1.105 | 2.111
1470 | 1.102 | 2.111
1471 | 1.101 | 2.11
1472 | 1.097 | 2.109
1473 | 1.096 | 2.107
1474 | 1.094 | 2.106
1475 | 1.093 | 2.1
1476 | 1.092 | 2.1
1477 | 1.09 | 2.1
1478 | 1.088 | 2.098
1479 | 1.085 | 2.095
1480 | 1.085 | 2.093
1481 | 1.082 | 2.091
1482 | 1.078 | 2.089
1483 | 1.078 | 2.088
1484 | 1.077 | 2.084
1485 | 1.076 | 2.082
1486 | 1.075 | 2.079
1487 | 1.074 | 2.077
1488 | 1.073 | 2.076
1489 | 1.071 | 2.07
1490 | 1.071 | 2.069
1491 | 1.07 | 2.067
1492 | 1.069 | 2.066
1493 | 1.069 | 2.059
1494 | 1.067 | 2.056
1495 | 1.066 | 2.046
1496 | 1.066 | 2.043
1497 | 1.065 | 2.043
1498 | 1.064 | 2.04
1499 | 1.06 | 2.04
1500 | 1.059 | 2.037
1501 | 1.059 | 2.036
1502 | 1.057 | 2.031
1503 | 1.056 | 2.031
1504 | 1.054 | 2.028
1505 | 1.052 | 2.028
1506 | 1.052 | 2.028
1507 | 1.049 | 2.026
1508 | 1.049 | 2.023
1509 | 1.047 | 2.023
1510 | 1.046 | 2.022
1511 | 1.042 | 2.021
1512 | 1.042 | 2.021
1513 | 1.038 | 2.019
1514 | 1.037 | 2.008
1515 | 1.035 | 2.007
1516 | 1.035 | 2.004
1517 | 1.033 | 2.002
1518 | 1.031 | 2.002
1519 | 1.03 | 2.002
1520 | 1.03 | 1.998
1521 | 1.03 | 1.996
1522 | 1.029 | 1.995
1523 | 1.027 | 1.993
1524 | 1.026 | 1.987
1525 | 1.025 | 1.985
1526 | 1.025 | 1.984
1527 | 1.023 | 1.983
1528 | 1.02 | 1.98
1529 | 1.02 | 1.978
1530 | 1.02 | 1.978
1531 | 1.018 | 1.975
1532 | 1.014 | 1.971
1533 | 1.012 | 1.971
1534 | 1.012 | 1.97
1535 | 1.011 | 1.97
1536 | 1.011 | 1.967
1537 | 1.007 | 1.961
1538 | 1.007 | 1.956
1539 | 0.997 | 1.956
1540 | 0.996 | 1.95
1541 | 0.995 | 1.947
1542 | 0.994 | 1.947
1543 | 0.993 | 1.945
1544 | 0.993 | 1.944
1545 | 0.992 | 1.943
1546 | 0.986 | 1.939
1547 | 0.986 | 1.936
1548 | 0.984 | 1.933
1549 | 0.983 | 1.922
1550 | 0.983 | 1.918
1551 | 0.98 | 1.917
1552 | 0.98 | 1.916
1553 | 0.977 | 1.915
1554 | 0.977 | 1.915
1555 | 0.975 | 1.909
1556 | 0.972 | 1.908
1557 | 0.972 | 1.905
1558 | 0.972 | 1.905
1559 | 0.971 | 1.905
1560 | 0.97 | 1.904
1561 | 0.97 | 1.901
1562 | 0.968 | 1.901
1563 | 0.964 | 1.899
1564 | 0.962 | 1.894
1565 | 0.96 | 1.894
1566 | 0.96 | 1.889
1567 | 0.959 | 1.887
1568 | 0.959 | 1.887
1569 | 0.958 | 1.886
1570 | 0.957 | 1.884
1571 | 0.956 | 1.88
1572 | 0.955 | 1.877
1573 | 0.954 | 1.875
1574 | 0.954 | 1.871
1575 | 0.953 | 1.871
1576 | 0.952 | 1.867
1577 | 0.952 | 1.865
1578 | 0.951 | 1.865
1579 | 0.95 | 1.864
1580 | 0.95 | 1.863
1581 | 0.949 | 1.86
1582 | 0.948 | 1.86
1583 | 0.947 | 1.858
1584 | 0.946 | 1.856
1585 | 0.944 | 1.854
1586 | 0.943 | 1.853
1587 | 0.943 | 1.852
1588 | 0.942 | 1.85
1589 | 0.94 | 1.85
1590 | 0.939 | 1.849
1591 | 0.937 | 1.848
1592 | 0.937 | 1.848
1593 | 0.937 | 1.845
1594 | 0.936 | 1.843
1595 | 0.936 | 1.842
1596 | 0.936 | 1.841
1597 | 0.936 | 1.835
1598 | 0.933 | 1.835
1599 | 0.931 | 1.834
1600 | 0.931 | 1.833
1601 | 0.93 | 1.83
1602 | 0.929 | 1.829
1603 | 0.929 | 1.827
1604 | 0.928 | 1.825
1605 | 0.927 | 1.825
1606 | 0.927 | 1.823
1607 | 0.924 | 1.823
1608 | 0.919 | 1.822
1609 | 0.919 | 1.821
1610 | 0.919 | 1.821
1611 | 0.918 | 1.82
1612 | 0.915 | 1.82
1613 | 0.914 | 1.816
1614 | 0.913 | 1.815
1615 | 0.913 | 1.815
1616 | 0.912 | 1.814
1617 | 0.912 | 1.814
1618 | 0.912 | 1.812
1619 | 0.91 | 1.807
1620 | 0.908 | 1.807
1621 | 0.908 | 1.807
1622 | 0.908 | 1.801
1623 | 0.906 | 1.801
1624 | 0.906 | 1.8
1625 | 0.905 | 1.799
1626 | 0.905 | 1.799
1627 | 0.905 | 1.798
1628 | 0.904 | 1.796
1629 | 0.901 | 1.796
1630 | 0.896 | 1.794
1631 | 0.895 | 1.793
1632 | 0.894 | 1.791
1633 | 0.894 | 1.786
1634 | 0.891 | 1.786
1635 | 0.887 | 1.783
1636 | 0.887 | 1.783
1637 | 0.887 | 1.78
1638 | 0.882 | 1.78
1639 | 0.882 | 1.78
1640 | 0.881 | 1.779
1641 | 0.88 | 1.778
1642 | 0.879 | 1.777
1643 | 0.877 | 1.773
1644 | 0.872 | 1.771
1645 | 0.872 | 1.771
1646 | 0.87 | 1.77
1647 | 0.869 | 1.769
1648 | 0.867 | 1.767
1649 | 0.86 | 1.765
1650 | 0.859 | 1.764
1651 | 0.858 | 1.764
1652 | 0.857 | 1.763
1653 | 0.855 | 1.763
1654 | 0.852 | 1.758
1655 | 0.851 | 1.758
1656 | 0.85 | 1.756
1657 | 0.849 | 1.753
1658 | 0.848 | 1.752
1659 | 0.848 | 1.751
1660 | 0.847 | 1.75
1661 | 0.847 | 1.75
1662 | 0.846 | 1.749
1663 | 0.845 | 1.748
1664 | 0.845 | 1.747
1665 | 0.845 | 1.746
1666 | 0.844 | 1.745
1667 | 0.838 | 1.743
1668 | 0.837 | 1.742
1669 | 0.837 | 1.741
1670 | 0.837 | 1.74
1671 | 0.836 | 1.74
1672 | 0.835 | 1.735
1673 | 0.833 | 1.731
1674 | 0.833 | 1.73
1675 | 0.833 | 1.729
1676 | 0.831 | 1.728
1677 | 0.829 | 1.727
1678 | 0.829 | 1.723
1679 | 0.828 | 1.722
1680 | 0.828 | 1.72
1681 | 0.827 | 1.717
1682 | 0.827 | 1.713
1683 | 0.824 | 1.713
1684 | 0.824 | 1.712
1685 | 0.822 | 1.712
1686 | 0.822 | 1.711
1687 | 0.821 | 1.71
1688 | 0.819 | 1.71
1689 | 0.817 | 1.709
1690 | 0.817 | 1.709
1691 | 0.815 | 1.709
1692 | 0.815 | 1.704
1693 | 0.813 | 1.701
1694 | 0.812 | 1.7
1695 | 0.811 | 1.7
1696 | 0.81 | 1.699
1697 | 0.809 | 1.698
1698 | 0.806 | 1.698
1699 | 0.806 | 1.697
1700 | 0.803 | 1.695
1701 | 0.803 | 1.695
1702 | 0.803 | 1.695
1703 | 0.802 | 1.693
1704 | 0.801 | 1.69
1705 | 0.797 | 1.69
1706 | 0.797 | 1.69
1707 | 0.794 | 1.689
1708 | 0.792 | 1.689
1709 | 0.789 | 1.687
1710 | 0.789 | 1.686
1711 | 0.789 | 1.683
1712 | 0.786 | 1.681
1713 | 0.785 | 1.679
1714 | 0.784 | 1.677
1715 | 0.775 | 1.677
1716 | 0.773 | 1.677
1717 | 0.769 | 1.674
1718 | 0.769 | 1.673
1719 | 0.766 | 1.673
1720 | 0.765 | 1.671
1721 | 0.763 | 1.671
1722 | 0.763 | 1.67
1723 | 0.762 | 1.669
1724 | 0.762 | 1.669
1725 | 0.76 | 1.669
1726 | 0.76 | 1.668
1727 | 0.758 | 1.664
1728 | 0.758 | 1.663
1729 | 0.757 | 1.662
1730 | 0.756 | 1.662
1731 | 0.756 | 1.661
1732 | 0.754 | 1.655
1733 | 0.754 | 1.651
1734 | 0.75 | 1.649
1735 | 0.749 | 1.648
1736 | 0.749 | 1.645
1737 | 0.747 | 1.644
1738 | 0.747 | 1.643
1739 | 0.745 | 1.643
1740 | 0.744 | 1.643
1741 | 0.742 | 1.642
1742 | 0.742 | 1.642
1743 | 0.741 | 1.639
1744 | 0.74 | 1.638
1745 | 0.738 | 1.638
1746 | 0.738 | 1.638
1747 | 0.738 | 1.637
1748 | 0.737 | 1.634
1749 | 0.736 | 1.631
1750 | 0.735 | 1.629
1751 | 0.734 | 1.627
1752 | 0.731 | 1.627
1753 | 0.726 | 1.624
1754 | 0.725 | 1.621
1755 | 0.722 | 1.616
1756 | 0.718 | 1.609
1757 | 0.718 | 1.608
1758 | 0.717 | 1.605
1759 | 0.713 | 1.601
1760 | 0.713 | 1.6
1761 | 0.711 | 1.598
1762 | 0.71 | 1.597
1763 | 0.708 | 1.596
1764 | 0.706 | 1.595
1765 | 0.703 | 1.594
1766 | 0.703 | 1.592
1767 | 0.7 | 1.586
1768 | 0.697 | 1.582
1769 | 0.696 | 1.58
1770 | 0.695 | 1.577
1771 | 0.692 | 1.573
1772 | 0.69 | 1.573
1773 | 0.689 | 1.573
1774 | 0.685 | 1.571
1775 | 0.685 | 1.569
1776 | 0.684 | 1.569
1777 | 0.682 | 1.568
1778 | 0.681 | 1.568
1779 | 0.681 | 1.566
1780 | 0.68 | 1.559
1781 | 0.675 | 1.556
1782 | 0.671 | 1.555
1783 | 0.671 | 1.555
1784 | 0.67 | 1.554
1785 | 0.67 | 1.553
1786 | 0.668 | 1.55
1787 | 0.667 | 1.55
1788 | 0.658 | 1.549
1789 | 0.658 | 1.547
1790 | 0.658 | 1.543
1791 | 0.655 | 1.54
1792 | 0.65 | 1.54
1793 | 0.649 | 1.537
1794 | 0.648 | 1.533
1795 | 0.648 | 1.532
1796 | 0.647 | 1.531
1797 | 0.641 | 1.528
1798 | 0.641 | 1.525
1799 | 0.641 | 1.524
1800 | 0.641 | 1.521
1801 | 0.639 | 1.521
1802 | 0.637 | 1.519
1803 | 0.635 | 1.518
1804 | 0.633 | 1.517
1805 | 0.633 | 1.516
1806 | 0.633 | 1.515
1807 | 0.632 | 1.511
1808 | 0.631 | 1.51
1809 | 0.629 | 1.508
1810 | 0.62 | 1.501
1811 | 0.619 | 1.496
1812 | 0.618 | 1.496
1813 | 0.617 | 1.496
1814 | 0.617 | 1.494
1815 | 0.615 | 1.493
1816 | 0.61 | 1.492
1817 | 0.607 | 1.491
1818 | 0.602 | 1.491
1819 | 0.598 | 1.49
1820 | 0.597 | 1.489
1821 | 0.597 | 1.488
1822 | 0.597 | 1.487
1823 | 0.596 | 1.487
1824 | 0.595 | 1.486
1825 | 0.594 | 1.485
1826 | 0.594 | 1.483
1827 | 0.59 | 1.483
1828 | 0.589 | 1.483
1829 | 0.589 | 1.481
1830 | 0.588 | 1.479
1831 | 0.586 | 1.479
1832 | 0.584 | 1.477
1833 | 0.583 | 1.477
1834 | 0.583 | 1.476
1835 | 0.583 | 1.474
1836 | 0.582 | 1.474
1837 | 0.582 | 1.468
1838 | 0.581 | 1.466
1839 | 0.581 | 1.466
1840 | 0.58 | 1.463
1841 | 0.579 | 1.463
1842 | 0.579 | 1.46
1843 | 0.579 | 1.458
1844 | 0.577 | 1.458
1845 | 0.577 | 1.45
1846 | 0.571 | 1.449
1847 | 0.57 | 1.448
1848 | 0.569 | 1.447
1849 | 0.568 | 1.446
1850 | 0.567 | 1.444
1851 | 0.567 | 1.443
1852 | 0.567 | 1.441
1853 | 0.564 | 1.441
1854 | 0.563 | 1.438
1855 | 0.563 | 1.434
1856 | 0.562 | 1.431
1857 | 0.558 | 1.428
1858 | 0.557 | 1.428
1859 | 0.551 | 1.426
1860 | 0.548 | 1.422
1861 | 0.547 | 1.421
1862 | 0.547 | 1.416
1863 | 0.542 | 1.414
1864 | 0.54 | 1.408
1865 | 0.539 | 1.408
1866 | 0.537 | 1.407
1867 | 0.537 | 1.405
1868 | 0.536 | 1.399
1869 | 0.535 | 1.397
1870 | 0.535 | 1.397
1871 | 0.535 | 1.395
1872 | 0.531 | 1.393
1873 | 0.53 | 1.389
1874 | 0.527 | 1.386
1875 | 0.524 | 1.38
1876 | 0.524 | 1.38
1877 | 0.523 | 1.378
1878 | 0.521 | 1.378
1879 | 0.52 | 1.377
1880 | 0.52 | 1.376
1881 | 0.516 | 1.376
1882 | 0.513 | 1.371
1883 | 0.512 | 1.369
1884 | 0.511 | 1.365
1885 | 0.511 | 1.359
1886 | 0.51 | 1.358
1887 | 0.507 | 1.356
1888 | 0.502 | 1.356
1889 | 0.497 | 1.354
1890 | 0.495 | 1.353
1891 | 0.495 | 1.351
1892 | 0.493 | 1.349
1893 | 0.492 | 1.349
1894 | 0.492 | 1.346
1895 | 0.49 | 1.343
1896 | 0.489 | 1.343
1897 | 0.488 | 1.342
1898 | 0.487 | 1.341
1899 | 0.486 | 1.337
1900 | 0.486 | 1.333
1901 | 0.484 | 1.333
1902 | 0.482 | 1.332
1903 | 0.48 | 1.332
1904 | 0.477 | 1.33
1905 | 0.476 | 1.329
1906 | 0.475 | 1.329
1907 | 0.474 | 1.327
1908 | 0.474 | 1.326
1909 | 0.473 | 1.326
1910 | 0.468 | 1.326
1911 | 0.466 | 1.324
1912 | 0.466 | 1.323
1913 | 0.464 | 1.321
1914 | 0.461 | 1.317
1915 | 0.461 | 1.317
1916 | 0.457 | 1.316
1917 | 0.455 | 1.316
1918 | 0.455 | 1.316
1919 | 0.453 | 1.315
1920 | 0.451 | 1.315
1921 | 0.45 | 1.314
1922 | 0.45 | 1.313
1923 | 0.449 | 1.31
1924 | 0.449 | 1.308
1925 | 0.448 | 1.305
1926 | 0.446 | 1.3
1927 | 0.446 | 1.3
1928 | 0.444 | 1.299
1929 | 0.442 | 1.297
1930 | 0.441 | 1.296
1931 | 0.44 | 1.296
1932 | 0.439 | 1.292
1933 | 0.439 | 1.292
1934 | 0.438 | 1.291
1935 | 0.437 | 1.29
1936 | 0.436 | 1.289
1937 | 0.433 | 1.288
1938 | 0.432 | 1.288
1939 | 0.432 | 1.287
1940 | 0.432 | 1.287
1941 | 0.431 | 1.287
1942 | 0.431 | 1.285
1943 | 0.43 | 1.285
1944 | 0.429 | 1.28
1945 | 0.429 | 1.28
1946 | 0.424 | 1.276
1947 | 0.423 | 1.275
1948 | 0.422 | 1.274
1949 | 0.421 | 1.273
1950 | 0.419 | 1.272
1951 | 0.418 | 1.271
1952 | 0.412 | 1.271
1953 | 0.409 | 1.27
1954 | 0.409 | 1.27
1955 | 0.406 | 1.269
1956 | 0.406 | 1.266
1957 | 0.405 | 1.265
1958 | 0.405 | 1.261
1959 | 0.403 | 1.259
1960 | 0.402 | 1.258
1961 | 0.401 | 1.254
1962 | 0.401 | 1.251
1963 | 0.4 | 1.25
1964 | 0.4 | 1.249
1965 | 0.399 | 1.249
1966 | 0.399 | 1.248
1967 | 0.399 | 1.247
1968 | 0.398 | 1.246
1969 | 0.397 | 1.246
1970 | 0.397 | 1.245
1971 | 0.397 | 1.24
1972 | 0.397 | 1.239
1973 | 0.396 | 1.233
1974 | 0.393 | 1.233
1975 | 0.391 | 1.23
1976 | 0.384 | 1.229
1977 | 0.383 | 1.228
1978 | 0.382 | 1.228
1979 | 0.381 | 1.227
1980 | 0.378 | 1.226
1981 | 0.377 | 1.224
1982 | 0.37 | 1.222
1983 | 0.369 | 1.222
1984 | 0.368 | 1.221
1985 | 0.368 | 1.221
1986 | 0.366 | 1.22
1987 | 0.364 | 1.22
1988 | 0.363 | 1.22
1989 | 0.361 | 1.218
1990 | 0.36 | 1.217
1991 | 0.36 | 1.216
1992 | 0.359 | 1.214
1993 | 0.358 | 1.212
1994 | 0.357 | 1.209
1995 | 0.356 | 1.209
1996 | 0.354 | 1.207
1997 | 0.352 | 1.206
1998 | 0.349 | 1.204
1999 | 0.347 | 1.204
2000 | 0.347 | 1.201
2001 | 0.345 | 1.195
2002 | 0.342 | 1.193
2003 | 0.34 | 1.192
2004 | 0.34 | 1.191
2005 | 0.34 | 1.188
2006 | 0.339 | 1.186
2007 | 0.338 | 1.182
2008 | 0.337 | 1.177
2009 | 0.332 | 1.175
2010 | 0.329 | 1.175
2011 | 0.325 | 1.175
2012 | 0.325 | 1.172
2013 | 0.325 | 1.17
2014 | 0.324 | 1.17
2015 | 0.324 | 1.165
2016 | 0.324 | 1.161
2017 | 0.321 | 1.16
2018 | 0.321 | 1.157
2019 | 0.32 | 1.154
2020 | 0.32 | 1.154
2021 | 0.319 | 1.153
2022 | 0.319 | 1.152
2023 | 0.317 | 1.152
2024 | 0.317 | 1.151
2025 | 0.315 | 1.15
2026 | 0.315 | 1.15
2027 | 0.313 | 1.146
2028 | 0.312 | 1.145
2029 | 0.311 | 1.144
2030 | 0.309 | 1.143
2031 | 0.309 | 1.136
2032 | 0.307 | 1.132
2033 | 0.305 | 1.13
2034 | 0.302 | 1.129
2035 | 0.3 | 1.127
2036 | 0.3 | 1.127
2037 | 0.299 | 1.127
2038 | 0.298 | 1.125
2039 | 0.297 | 1.124
2040 | 0.295 | 1.123
2041 | 0.294 | 1.123
2042 | 0.294 | 1.122
2043 | 0.287 | 1.121
2044 | 0.286 | 1.12
2045 | 0.284 | 1.12
2046 | 0.279 | 1.119
2047 | 0.278 | 1.119
2048 | 0.278 | 1.119
2049 | 0.276 | 1.117
2050 | 0.276 | 1.114
2051 | 0.275 | 1.113
2052 | 0.274 | 1.11
2053 | 0.272 | 1.11
2054 | 0.267 | 1.109
2055 | 0.265 | 1.108
2056 | 0.264 | 1.106
2057 | 0.264 | 1.104
2058 | 0.263 | 1.104
2059 | 0.261 | 1.101
2060 | 0.259 | 1.099
2061 | 0.259 | 1.098
2062 | 0.255 | 1.095
2063 | 0.255 | 1.094
2064 | 0.252 | 1.094
2065 | 0.249 | 1.091
2066 | 0.248 | 1.091
2067 | 0.247 | 1.09
2068 | 0.247 | 1.087
2069 | 0.245 | 1.085
2070 | 0.243 | 1.082
2071 | 0.243 | 1.078
2072 | 0.238 | 1.075
2073 | 0.237 | 1.075
2074 | 0.235 | 1.071
2075 | 0.229 | 1.066
2076 | 0.227 | 1.064
2077 | 0.227 | 1.064
2078 | 0.227 | 1.061
2079 | 0.227 | 1.061
2080 | 0.225 | 1.059
2081 | 0.221 | 1.058
2082 | 0.22 | 1.056
2083 | 0.218 | 1.055
2084 | 0.218 | 1.055
2085 | 0.216 | 1.051
2086 | 0.214 | 1.049
2087 | 0.212 | 1.048
2088 | 0.212 | 1.041
2089 | 0.211 | 1.039
2090 | 0.21 | 1.039
2091 | 0.209 | 1.038
2092 | 0.205 | 1.038
2093 | 0.202 | 1.037
2094 | 0.201 | 1.037
2095 | 0.2 | 1.034
2096 | 0.199 | 1.034
2097 | 0.198 | 1.033
2098 | 0.197 | 1.029
2099 | 0.195 | 1.029
2100 | 0.194 | 1.029
2101 | 0.192 | 1.025
2102 | 0.19 | 1.023
2103 | 0.188 | 1.022
2104 | 0.188 | 1.021
2105 | 0.185 | 1.017
2106 | 0.184 | 1.016
2107 | 0.184 | 1.015
2108 | 0.182 | 1.013
2109 | 0.182 | 1.013
2110 | 0.182 | 1.01
2111 | 0.179 | 1.01
2112 | 0.179 | 1.009
2113 | 0.172 | 1.009
2114 | 0.172 | 1.008
2115 | 0.172 | 1.003
2116 | 0.171 | 1.002
2117 | 0.17 | 1.002
2118 | 0.17 | 1.002
2119 | 0.169 | 1.001
2120 | 0.168 | 1
2121 | 0.167 | 0.997
2122 | 0.166 | 0.997
2123 | 0.165 | 0.997
2124 | 0.165 | 0.993
2125 | 0.164 | 0.992
2126 | 0.164 | 0.992
2127 | 0.163 | 0.991
2128 | 0.163 | 0.991
2129 | 0.162 | 0.99
2130 | 0.16 | 0.99
2131 | 0.159 | 0.989
2132 | 0.157 | 0.987
2133 | 0.156 | 0.986
2134 | 0.15 | 0.982
2135 | 0.149 | 0.982
2136 | 0.146 | 0.981
2137 | 0.146 | 0.981
2138 | 0.144 | 0.978
2139 | 0.144 | 0.977
2140 | 0.144 | 0.977
2141 | 0.141 | 0.973
2142 | 0.141 | 0.965
2143 | 0.137 | 0.962
2144 | 0.136 | 0.962
2145 | 0.135 | 0.96
2146 | 0.135 | 0.957
2147 | 0.134 | 0.957
2148 | 0.134 | 0.956
2149 | 0.133 | 0.955
2150 | 0.133 | 0.954
2151 | 0.133 | 0.952
2152 | 0.133 | 0.95
2153 | 0.131 | 0.947
2154 | 0.129 | 0.946
2155 | 0.128 | 0.945
2156 | 0.128 | 0.942
2157 | 0.126 | 0.942
2158 | 0.125 | 0.941
2159 | 0.124 | 0.938
2160 | 0.123 | 0.937
2161 | 0.121 | 0.934
2162 | 0.12 | 0.934
2163 | 0.116 | 0.933
2164 | 0.116 | 0.932
2165 | 0.114 | 0.93
2166 | 0.114 | 0.93
2167 | 0.113 | 0.927
2168 | 0.11 | 0.927
2169 | 0.108 | 0.927
2170 | 0.108 | 0.926
2171 | 0.107 | 0.921
2172 | 0.107 | 0.92
2173 | 0.107 | 0.92
2174 | 0.103 | 0.919
2175 | 0.102 | 0.918
2176 | 0.098 | 0.915
2177 | 0.096 | 0.915
2178 | 0.096 | 0.915
2179 | 0.092 | 0.914
2180 | 0.092 | 0.913
2181 | 0.09 | 0.911
2182 | 0.088 | 0.91
2183 | 0.086 | 0.908
2184 | 0.084 | 0.907
2185 | 0.083 | 0.906
2186 | 0.083 | 0.902
2187 | 0.082 | 0.901
2188 | 0.081 | 0.901
2189 | 0.081 | 0.898
2190 | 0.08 | 0.896
2191 | 0.079 | 0.896
2192 | 0.078 | 0.896
2193 | 0.075 | 0.893
2194 | 0.074 | 0.892
2195 | 0.073 | 0.89
2196 | 0.071 | 0.888
2197 | 0.068 | 0.886
2198 | 0.065 | 0.885
2199 | 0.063 | 0.885
2200 | 0.063 | 0.885
2201 | 0.063 | 0.883
2202 | 0.063 | 0.882
2203 | 0.061 | 0.882
2204 | 0.06 | 0.881
2205 | 0.059 | 0.88
2206 | 0.058 | 0.88
2207 | 0.055 | 0.88
2208 | 0.05 | 0.878
2209 | 0.05 | 0.876
2210 | 0.049 | 0.875
2211 | 0.046 | 0.873
2212 | 0.045 | 0.873
2213 | 0.042 | 0.871
2214 | 0.041 | 0.871
2215 | 0.041 | 0.867
2216 | 0.04 | 0.866
2217 | 0.04 | 0.863
2218 | 0.037 | 0.863
2219 | 0.036 | 0.862
2220 | 0.035 | 0.859
2221 | 0.032 | 0.858
2222 | 0.032 | 0.853
2223 | 0.03 | 0.853
2224 | 0.029 | 0.851
2225 | 0.029 | 0.851
2226 | 0.026 | 0.849
2227 | 0.024 | 0.848
2228 | 0.02 | 0.847
2229 | 0.019 | 0.845
2230 | 0.018 | 0.845
2231 | 0.018 | 0.843
2232 | 0.018 | 0.843
2233 | 0.014 | 0.841
2234 | 0.012 | 0.841
2235 | 0.009 | 0.84
2236 | 0.009 | 0.834
2237 | 0.007 | 0.834
2238 | 0.007 | 0.834
2239 | 0.007 | 0.82
2240 | 0.006 | 0.819
2241 | 0.006 | 0.814
2242 | 0.002 | 0.813
2243 | 0.001 | 0.81
2244 | 0 | 0.808
2245 | 0 | 0.808
2246 | 0 | 0.807
2247 | 0 | 0.806
2248 | 0 | 0.805
2249 | 0 | 0.805
2250 | 0 | 0.804
2251 | 0 | 0.801
2252 | 0 | 0.801
2253 | 0 | 0.797
2254 | 0 | 0.797
2255 | 0 | 0.794
2256 | 0 | 0.792
2257 | 0 | 0.788
2258 | 0 | 0.788
2259 | 0 | 0.788
2260 | 0 | 0.788
2261 | 0 | 0.787
2262 | 0 | 0.787
2263 | 0 | 0.786
2264 | 0 | 0.785
2265 | 0 | 0.784
2266 | 0 | 0.779
2267 | 0 | 0.772
2268 | 0 | 0.771
2269 | 0 | 0.769
2270 | 0 | 0.769
2271 | 0 | 0.768
2272 | 0 | 0.766
2273 | 0 | 0.765
2274 | 0 | 0.762
2275 | 0 | 0.761
2276 | 0 | 0.759
2277 | 0 | 0.758
2278 | 0 | 0.758
2279 | 0 | 0.757
2280 | 0 | 0.756
2281 | 0 | 0.756
2282 | 0 | 0.754
2283 | 0 | 0.751
2284 | 0 | 0.748
2285 | 0 | 0.748
2286 | 0 | 0.746
2287 | 0 | 0.746
2288 | 0 | 0.745
2289 | 0 | 0.742
2290 | 0 | 0.74
2291 | 0 | 0.739
2292 | 0 | 0.739
2293 | 0 | 0.738
2294 | 0 | 0.737
2295 | 0 | 0.736
2296 | 0 | 0.733
2297 | 0 | 0.731
2298 | 0 | 0.73
2299 | 0 | 0.729
2300 | 0 | 0.728
2301 | 0 | 0.726
2302 | 0 | 0.726
2303 | 0 | 0.72
2304 | 0 | 0.718
2305 | 0 | 0.716
2306 | 0 | 0.714
2307 | 0 | 0.712
2308 | 0 | 0.711
2309 | 0 | 0.71
2310 | 0 | 0.709
2311 | 0 | 0.706
2312 | 0 | 0.703
2313 | 0 | 0.701
2314 | 0 | 0.695
2315 | 0 | 0.693
2316 | 0 | 0.693
2317 | 0 | 0.692
2318 | 0 | 0.689
2319 | 0 | 0.687
2320 | 0 | 0.681
2321 | 0 | 0.679
2322 | 0 | 0.672
2323 | 0 | 0.671
2324 | 0 | 0.671
2325 | 0 | 0.67
2326 | 0 | 0.67
2327 | 0 | 0.67
2328 | 0 | 0.67
2329 | 0 | 0.665
2330 | 0 | 0.663
2331 | 0 | 0.662
2332 | 0 | 0.662
2333 | 0 | 0.662
2334 | 0 | 0.66
2335 | 0 | 0.659
2336 | 0 | 0.658
2337 | 0 | 0.655
2338 | 0 | 0.655
2339 | 0 | 0.652
2340 | 0 | 0.651
2341 | 0 | 0.65
2342 | 0 | 0.648
2343 | 0 | 0.648
2344 | 0 | 0.648
2345 | 0 | 0.647
2346 | 0 | 0.646
2347 | 0 | 0.646
2348 | 0 | 0.641
2349 | 0 | 0.64
2350 | 0 | 0.639
2351 | 0 | 0.639
2352 | 0 | 0.638
2353 | 0 | 0.637
2354 | 0 | 0.635
2355 | 0 | 0.634
2356 | 0 | 0.634
2357 | 0 | 0.633
2358 | 0 | 0.632
2359 | 0 | 0.632
2360 | 0 | 0.632
2361 | 0 | 0.632
2362 | 0 | 0.629
2363 | 0 | 0.627
2364 | 0 | 0.625
2365 | 0 | 0.624
2366 | 0 | 0.624
2367 | 0 | 0.622
2368 | 0 | 0.619
2369 | 0 | 0.619
2370 | 0 | 0.616
2371 | 0 | 0.615
2372 | 0 | 0.611
2373 | 0 | 0.609
2374 | 0 | 0.608
2375 | 0 | 0.607
2376 | 0 | 0.604
2377 | 0 | 0.603
2378 | 0 | 0.602
2379 | 0 | 0.601
2380 | 0 | 0.6
2381 | 0 | 0.596
2382 | 0 | 0.595
2383 | 0 | 0.593
2384 | 0 | 0.592
2385 | 0 | 0.588
2386 | 0 | 0.588
2387 | 0 | 0.588
2388 | 0 | 0.587
2389 | 0 | 0.586
2390 | 0 | 0.586
2391 | 0 | 0.586
2392 | 0 | 0.584
2393 | 0 | 0.584
2394 | 0 | 0.583
2395 | 0 | 0.581
2396 | 0 | 0.581
2397 | 0 | 0.58
2398 | 0 | 0.578
2399 | 0 | 0.576
2400 | 0 | 0.575
2401 | 0 | 0.574
2402 | 0 | 0.573
2403 | 0 | 0.573
2404 | 0 | 0.57
2405 | 0 | 0.569
2406 | 0 | 0.568
2407 | 0 | 0.566
2408 | 0 | 0.563
2409 | 0 | 0.558
2410 | 0 | 0.557
2411 | 0 | 0.552
2412 | 0 | 0.545
2413 | 0 | 0.541
2414 | 0 | 0.539
2415 | 0 | 0.539
2416 | 0 | 0.538
2417 | 0 | 0.535
2418 | 0 | 0.53
2419 | 0 | 0.528
2420 | 0 | 0.526
2421 | 0 | 0.525
2422 | 0 | 0.524
2423 | 0 | 0.521
2424 | 0 | 0.52
2425 | 0 | 0.519
2426 | 0 | 0.519
2427 | 0 | 0.518
2428 | 0 | 0.518
2429 | 0 | 0.516
2430 | 0 | 0.515
2431 | 0 | 0.514
2432 | 0 | 0.511
2433 | 0 | 0.51
2434 | 0 | 0.51
2435 | 0 | 0.509
2436 | 0 | 0.508
2437 | 0 | 0.508
2438 | 0 | 0.507
2439 | 0 | 0.507
2440 | 0 | 0.504
2441 | 0 | 0.503
2442 | 0 | 0.502
2443 | 0 | 0.501
2444 | 0 | 0.5
2445 | 0 | 0.499
2446 | 0 | 0.498
2447 | 0 | 0.497
2448 | 0 | 0.494
2449 | 0 | 0.492
2450 | 0 | 0.491
2451 | 0 | 0.491
2452 | 0 | 0.49
2453 | 0 | 0.486
2454 | 0 | 0.484
2455 | 0 | 0.475
2456 | 0 | 0.473
2457 | 0 | 0.473
2458 | 0 | 0.472
2459 | 0 | 0.47
2460 | 0 | 0.469
2461 | 0 | 0.467
2462 | 0 | 0.463
2463 | 0 | 0.463
2464 | 0 | 0.462
2465 | 0 | 0.462
2466 | 0 | 0.462
2467 | 0 | 0.462
2468 | 0 | 0.459
2469 | 0 | 0.459
2470 | 0 | 0.451
2471 | 0 | 0.449
2472 | 0 | 0.446
2473 | 0 | 0.443
2474 | 0 | 0.442
2475 | 0 | 0.442
2476 | 0 | 0.439
2477 | 0 | 0.438
2478 | 0 | 0.438
2479 | 0 | 0.435
2480 | 0 | 0.435
2481 | 0 | 0.434
2482 | 0 | 0.434
2483 | 0 | 0.43
2484 | 0 | 0.429
2485 | 0 | 0.427
2486 | 0 | 0.424
2487 | 0 | 0.422
2488 | 0 | 0.421
2489 | 0 | 0.42
2490 | 0 | 0.417
2491 | 0 | 0.415
2492 | 0 | 0.414
2493 | 0 | 0.413
2494 | 0 | 0.412
2495 | 0 | 0.412
2496 | 0 | 0.411
2497 | 0 | 0.409
2498 | 0 | 0.4
2499 | 0 | 0.4
2500 | 0 | 0.399
2501 | 0 | 0.397
2502 | 0 | 0.397
2503 | 0 | 0.391
2504 | 0 | 0.388
2505 | 0 | 0.388
2506 | 0 | 0.382
2507 | 0 | 0.38
2508 | 0 | 0.38
2509 | 0 | 0.375
2510 | 0 | 0.374
2511 | 0 | 0.369
2512 | 0 | 0.368
2513 | 0 | 0.363
2514 | 0 | 0.362
2515 | 0 | 0.358
2516 | 0 | 0.356
2517 | 0 | 0.355
2518 | 0 | 0.352
2519 | 0 | 0.349
2520 | 0 | 0.347
2521 | 0 | 0.347
2522 | 0 | 0.346
2523 | 0 | 0.34
2524 | 0 | 0.339
2525 | 0 | 0.338
2526 | 0 | 0.338
2527 | 0 | 0.338
2528 | 0 | 0.336
2529 | 0 | 0.334
2530 | 0 | 0.333
2531 | 0 | 0.331
2532 | 0 | 0.329
2533 | 0 | 0.327
2534 | 0 | 0.325
2535 | 0 | 0.324
2536 | 0 | 0.324
2537 | 0 | 0.323
2538 | 0 | 0.323
2539 | 0 | 0.322
2540 | 0 | 0.322
2541 | 0 | 0.321
2542 | 0 | 0.321
2543 | 0 | 0.319
2544 | 0 | 0.317
2545 | 0 | 0.317
2546 | 0 | 0.317
2547 | 0 | 0.317
2548 | 0 | 0.316
2549 | 0 | 0.311
2550 | 0 | 0.311
2551 | 0 | 0.31
2552 | 0 | 0.309
2553 | 0 | 0.309
2554 | 0 | 0.309
2555 | 0 | 0.308
2556 | 0 | 0.306
2557 | 0 | 0.304
2558 | 0 | 0.303
2559 | 0 | 0.302
2560 | 0 | 0.297
2561 | 0 | 0.296
2562 | 0 | 0.294
2563 | 0 | 0.293
2564 | 0 | 0.284
2565 | 0 | 0.284
2566 | 0 | 0.283
2567 | 0 | 0.281
2568 | 0 | 0.278
2569 | 0 | 0.276
2570 | 0 | 0.275
2571 | 0 | 0.274
2572 | 0 | 0.272
2573 | 0 | 0.269
2574 | 0 | 0.266
2575 | 0 | 0.265
2576 | 0 | 0.264
2577 | 0 | 0.262
2578 | 0 | 0.261
2579 | 0 | 0.261
2580 | 0 | 0.257
2581 | 0 | 0.254
2582 | 0 | 0.252
2583 | 0 | 0.252
2584 | 0 | 0.252
2585 | 0 | 0.247
2586 | 0 | 0.246
2587 | 0 | 0.246
2588 | 0 | 0.245
2589 | 0 | 0.243
2590 | 0 | 0.243
2591 | 0 | 0.241
2592 | 0 | 0.24
2593 | 0 | 0.238
2594 | 0 | 0.238
2595 | 0 | 0.237
2596 | 0 | 0.236
2597 | 0 | 0.232
2598 | 0 | 0.231
2599 | 0 | 0.229
2600 | 0 | 0.225
2601 | 0 | 0.225
2602 | 0 | 0.225
2603 | 0 | 0.224
2604 | 0 | 0.222
2605 | 0 | 0.221
2606 | 0 | 0.221
2607 | 0 | 0.22
2608 | 0 | 0.216
2609 | 0 | 0.214
2610 | 0 | 0.213
2611 | 0 | 0.212
2612 | 0 | 0.211
2613 | 0 | 0.21
2614 | 0 | 0.206
2615 | 0 | 0.204
2616 | 0 | 0.204
2617 | 0 | 0.202
2618 | 0 | 0.202
2619 | 0 | 0.198
2620 | 0 | 0.196
2621 | 0 | 0.194
2622 | 0 | 0.193
2623 | 0 | 0.193
2624 | 0 | 0.191
2625 | 0 | 0.19
2626 | 0 | 0.19
2627 | 0 | 0.19
2628 | 0 | 0.19
2629 | 0 | 0.189
2630 | 0 | 0.184
2631 | 0 | 0.184
2632 | 0 | 0.183
2633 | 0 | 0.182
2634 | 0 | 0.182
2635 | 0 | 0.18
2636 | 0 | 0.179
2637 | 0 | 0.179
2638 | 0 | 0.177
2639 | 0 | 0.175
2640 | 0 | 0.172
2641 | 0 | 0.171
2642 | 0 | 0.171
2643 | 0 | 0.171
2644 | 0 | 0.17
2645 | 0 | 0.169
2646 | 0 | 0.166
2647 | 0 | 0.166
2648 | 0 | 0.164
2649 | 0 | 0.159
2650 | 0 | 0.155
2651 | 0 | 0.154
2652 | 0 | 0.154
2653 | 0 | 0.154
2654 | 0 | 0.154
2655 | 0 | 0.153
2656 | 0 | 0.149
2657 | 0 | 0.148
2658 | 0 | 0.148
2659 | 0 | 0.145
2660 | 0 | 0.144
2661 | 0 | 0.142
2662 | 0 | 0.142
2663 | 0 | 0.142
2664 | 0 | 0.141
2665 | 0 | 0.138
2666 | 0 | 0.135
2667 | 0 | 0.132
2668 | 0 | 0.131
2669 | 0 | 0.127
2670 | 0 | 0.126
2671 | 0 | 0.125
2672 | 0 | 0.124
2673 | 0 | 0.123
2674 | 0 | 0.122
2675 | 0 | 0.121
2676 | 0 | 0.121
2677 | 0 | 0.12
2678 | 0 | 0.118
2679 | 0 | 0.118
2680 | 0 | 0.117
2681 | 0 | 0.116
2682 | 0 | 0.114
2683 | 0 | 0.111
2684 | 0 | 0.108
2685 | 0 | 0.107
2686 | 0 | 0.101
2687 | 0 | 0.099
2688 | 0 | 0.098
2689 | 0 | 0.098
2690 | 0 | 0.097
2691 | 0 | 0.096
2692 | 0 | 0.096
2693 | 0 | 0.096
2694 | 0 | 0.094
2695 | 0 | 0.093
2696 | 0 | 0.092
2697 | 0 | 0.091
2698 | 0 | 0.091
2699 | 0 | 0.09
2700 | 0 | 0.09
2701 | 0 | 0.089
2702 | 0 | 0.083
2703 | 0 | 0.082
2704 | 0 | 0.081
2705 | 0 | 0.081
2706 | 0 | 0.079
2707 | 0 | 0.074
2708 | 0 | 0.074
2709 | 0 | 0.074
2710 | 0 | 0.072
2711 | 0 | 0.072
2712 | 0 | 0.071
2713 | 0 | 0.071
2714 | 0 | 0.068
2715 | 0 | 0.068
2716 | 0 | 0.064
2717 | 0 | 0.062
2718 | 0 | 0.062
2719 | 0 | 0.062
2720 | 0 | 0.061
2721 | 0 | 0.061
2722 | 0 | 0.059
2723 | 0 | 0.056
2724 | 0 | 0.051
2725 | 0 | 0.051
2726 | 0 | 0.05
2727 | 0 | 0.05
2728 | 0 | 0.046
2729 | 0 | 0.045
2730 | 0 | 0.045
2731 | 0 | 0.045
2732 | 0 | 0.043
2733 | 0 | 0.04
2734 | 0 | 0.039
2735 | 0 | 0.035
2736 | 0 | 0.032
2737 | 0 | 0.032
2738 | 0 | 0.03
2739 | 0 | 0.029
2740 | 0 | 0.027
2741 | 0 | 0.027
2742 | 0 | 0.027
2743 | 0 | 0.026
2744 | 0 | 0.026
2745 | 0 | 0.026
2746 | 0 | 0.023
2747 | 0 | 0.018
2748 | 0 | 0.018
2749 | 0 | 0.013
2750 | 0 | 0.012
2751 | 0 | 0.012
2752 | 0 | 0.01
2753 | 0 | 0.01
2754 | 0 | 0.009
2755 | 0 | 0.007
2756 | 0 | 0.007
2757 | 0 | 0.005
2758 | 0 | 0.004
2759 | 0 | 0.003
2760 | 0 | 0.002
2761 | 0 | 0.002
2762 | 0 | 0
2763 | 0 | 0
2764 | 0 | 0
2765 | 0 | 0
2766 | 0 | 0
2767 | 0 | 0
2768 | 0 | 0
2769 | 0 | 0
2770 | 0 | 0
2771 | 0 | 0
2772 | 0 | 0
2773 | 0 | 0
2774 | 0 | 0
2775 | 0 | 0
2776 | 0 | 0
2777 | 0 | 0
2778 | 0 | 0
2779 | 0 | 0
2780 | 0 | 0
2781 | 0 | 0
2782 | 0 | 0
2783 | 0 | 0
2784 | 0 | 0
2785 | 0 | 0
2786 | 0 | 0
2787 | 0 | 0
2788 | 0 | 0
2789 | 0 | 0
2790 | 0 | 0
2791 | 0 | 0
2792 | 0 | 0
2793 | 0 | 0
2794 | 0 | 0
2795 | 0 | 0
2796 | 0 | 0
2797 | 0 | 0
2798 | 0 | 0
2799 | 0 | 0
2800 | 0 | 0
2801 | 0 | 0
2802 | 0 | 0
2803 | 0 | 0
2804 | 0 | 0
2805 | 0 | 0
2806 | 0 | 0
2807 | 0 | 0
2808 | 0 | 0
2809 | 0 | 0
2810 | 0 | 0
2811 | 0 | 0
2812 | 0 | 0
2813 | 0 | 0
2814 | 0 | 0
2815 | 0 | 0
2816 | 0 | 0
2817 | 0 | 0
2818 | 0 | 0
2819 | 0 | 0
2820 | 0 | 0
2821 | 0 | 0
2822 | 0 | 0
2823 | 0 | 0
2824 | 0 | 0
2825 | 0 | 0
2826 | 0 | 0
2827 | 0 | 0
2828 | 0 | 0
2829 | 0 | 0
2830 | 0 | 0
2831 | 0 | 0
2832 | 0 | 0
2833 | 0 | 0
2834 | 0 | 0
2835 | 0 | 0
2836 | 0 | 0
2837 | 0 | 0
2838 | 0 | 0
2839 | 0 | 0
2840 | 0 | 0
2841 | 0 | 0
2842 | 0 | 0
2843 | 0 | 0
2844 | 0 | 0
2845 | 0 | 0
2846 | 0 | 0
2847 | 0 | 0
2848 | 0 | 0
2849 | 0 | 0
2850 | 0 | 0
2851 | 0 | 0
2852 | 0 | 0
2853 | 0 | 0
2854 | 0 | 0
2855 | 0 | 0
2856 | 0 | 0
2857 | 0 | 0
2858 | 0 | 0
2859 | 0 | 0
2860 | 0 | 0
2861 | 0 | 0
2862 | 0 | 0
2863 | 0 | 0
2864 | 0 | 0
2865 | 0 | 0
2866 | 0 | 0
2867 | 0 | 0
2868 | 0 | 0
2869 | 0 | 0
2870 | 0 | 0
2871 | 0 | 0
2872 | 0 | 0
2873 | 0 | 0
2874 | 0 | 0
2875 | 0 | 0
2876 | 0 | 0
2877 | 0 | 0
2878 | 0 | 0
2879 | 0 | 0
2880 | 0 | 0
2881 | 0 | 0
2882 | 0 | 0
2883 | 0 | 0
2884 | 0 | 0
2885 | 0 | 0
2886 | 0 | 0
2887 | 0 | 0
2888 | 0 | 0
2889 | 0 | 0
2890 | 0 | 0
2891 | 0 | 0
2892 | 0 | 0
2893 | 0 | 0
2894 | 0 | 0
2895 | 0 | 0
2896 | 0 | 0
2897 | 0 | 0
2898 | 0 | 0
2899 | 0 | 0
2900 | 0 | 0
2901 | 0 | 0
2902 | 0 | 0
2903 | 0 | 0
2904 | 0 | 0
2905 | 0 | 0
2906 | 0 | 0
2907 | 0 | 0
2908 | 0 | 0
2909 | 0 | 0
2910 | 0 | 0
2911 | 0 | 0
2912 | 0 | 0
2913 | 0 | 0
2914 | 0 | 0
2915 | 0 | 0
2916 | 0 | 0
2917 | 0 | 0
2918 | 0 | 0
2919 | 0 | 0
2920 | 0 | 0
2921 | 0 | 0
2922 | 0 | 0
2923 | 0 | 0
2924 | 0 | 0
2925 | 0 | 0
2926 | 0 | 0
2927 | 0 | 0
2928 | 0 | 0
2929 | 0 | 0
2930 | 0 | 0
2931 | 0 | 0
2932 | 0 | 0
2933 | 0 | 0
2934 | 0 | 0
2935 | 0 | 0
2936 | 0 | 0
2937 | 0 | 0
2938 | 0 | 0
2939 | 0 | 0
2940 | 0 | 0
2941 | 0 | 0
2942 | 0 | 0
2943 | 0 | 0
2944 | 0 | 0
2945 | 0 | 0
2946 | 0 | 0
2947 | 0 | 0
2948 | 0 | 0
2949 | 0 | 0
2950 | 0 | 0
2951 | 0 | 0
2952 | 0 | 0
2953 | 0 | 0
2954 | 0 | 0
2955 | 0 | 0
2956 | 0 | 0
2957 | 0 | 0
2958 | 0 | 0
2959 | 0 | 0
2960 | 0 | 0
2961 | 0 | 0
2962 | 0 | 0
2963 | 0 | 0
2964 | 0 | 0
2965 | 0 | 0
2966 | 0 | 0
2967 | 0 | 0
2968 | 0 | 0
2969 | 0 | 0
2970 | 0 | 0
2971 | 0 | 0
2972 | 0 | 0
2973 | 0 | 0
2974 | 0 | 0
2975 | 0 | 0
2976 | 0 | 0
2977 | 0 | 0
2978 | 0 | 0
2979 | 0 | 0
2980 | 0 | 0
2981 | 0 | 0
2982 | 0 | 0
2983 | 0 | 0
2984 | 0 | 0
2985 | 0 | 0
2986 | 0 | 0
2987 | 0 | 0
2988 | 0 | 0
2989 | 0 | 0
2990 | 0 | 0
2991 | 0 | 0
2992 | 0 | 0
2993 | 0 | 0
2994 | 0 | 0
2995 | 0 | 0
2996 | 0 | 0
2997 | 0 | 0
2998 | 0 | 0
2999 | 0 | 0
3000 | 0 | 0
3001 | 0 | 0
3002 | 0 | 0
3003 | 0 | 0
3004 | 0 | 0
3005 | 0 | 0
3006 | 0 | 0
3007 | 0 | 0
3008 | 0 | 0
3009 | 0 | 0
3010 | 0 | 0
3011 | 0 | 0
3012 | 0 | 0
3013 | 0 | 0
3014 | 0 | 0
3015 | 0 | 0
3016 | 0 | 0
3017 | 0 | 0
3018 | 0 | 0
3019 | 0 | 0
3020 | 0 | 0
3021 | 0 | 0
3022 | 0 | 0
3023 | 0 | 0
3024 | 0 | 0
3025 | 0 | 0
3026 | 0 | 0
3027 | 0 | 0
3028 | 0 | 0
3029 | 0 | 0
3030 | 0 | 0
3031 | 0 | 0
3032 | 0 | 0
3033 | 0 | 0
3034 | 0 | 0
3035 | 0 | 0
3036 | 0 | 0
3037 | 0 | 0
3038 | 0 | 0
3039 | 0 | 0
3040 | 0 | 0
3041 | 0 | 0
3042 | 0 | 0
3043 | 0 | 0
3044 | 0 | 0
3045 | 0 | 0
3046 | 0 | 0
3047 | 0 | 0
3048 | 0 | 0
3049 | 0 | 0
3050 | 0 | 0
3051 | 0 | 0
3052 | 0 | 0
3053 | 0 | 0
3054 | 0 | 0
3055 | 0 | 0
3056 | 0 | 0
3057 | 0 | 0
3058 | 0 | 0
3059 | 0 | 0
3060 | 0 | 0
3061 | 0 | 0
3062 | 0 | 0
3063 | 0 | 0
3064 | 0 | 0
3065 | 0 | 0
3066 | 0 | 0
3067 | 0 | 0
3068 | 0 | 0
3069 | 0 | 0
3070 | 0 | 0
3071 | 0 | 0
3072 | 0 | 0
3073 | 0 | 0
3074 | 0 | 0
3075 | 0 | 0
3076 | 0 | 0
3077 | 0 | 0
3078 | 0 | 0
3079 | 0 | 0
3080 | 0 | 0
3081 | 0 | 0
3082 | 0 | 0
3083 | 0 | 0
3084 | 0 | 0
3085 | 0 | 0
3086 | 0 | 0
3087 | 0 | 0
3088 | 0 | 0
3089 | 0 | 0
3090 | 0 | 0
3091 | 0 | 0
3092 | 0 | 0
3093 | 0 | 0
3094 | 0 | 0
3095 | 0 | 0
3096 | 0 | 0
3097 | 0 | 0
3098 | 0 | 0
3099 | 0 | 0
3100 | 0 | 0
3101 | 0 | 0
3102 | 0 | 0
3103 | 0 | 0
3104 | 0 | 0
3105 | 0 | 0
3106 | 0 | 0
3107 | 0 | 0
3108 | 0 | 0
3109 | 0 | 0
3110 | 0 | 0
3111 | 0 | 0
3112 | 0 | 0
3113 | 0 | 0
3114 | 0 | 0
3115 | 0 | 0
3116 | 0 | 0
3117 | 0 | 0
3118 | 0 | 0
3119 | 0 | 0
3120 | 0 | 0
3121 | 0 | 0
3122 | 0 | 0
3123 | 0 | 0
3124 | 0 | 0
3125 | 0 | 0
3126 | 0 | 0
3127 | 0 | 0
3128 | 0 | 0
3129 | 0 | 0
3130 | 0 | 0
3131 | 0 | 0
3132 | 0 | 0
3133 | 0 | 0
3134 | 0 | 0
3135 | 0 | 0
3136 | 0 | 0
3137 | 0 | 0
3138 | 0 | 0
3139 | 0 | 0
3140 | 0 | 0
3141 | 0 | 0
3142 | 0 | 0
3143 | 0 | 0
3144 | 0 | 0
3145 | 0 | 0
3146 | 0 | 0
3147 | 0 | 0
3148 | 0 | 0
3149 | 0 | 0
3150 | 0 | 0
3151 | 0 | 0
3152 | 0 | 0
3153 | 0 | 0
3154 | 0 | 0
3155 | 0 | 0
3156 | 0 | 0
3157 | 0 | 0
3158 | 0 | 0
3159 | 0 | 0
3160 | 0 | 0
3161 | 0 | 0
3162 | 0 | 0
3163 | 0 | 0
3164 | 0 | 0
3165 | 0 | 0
3166 | 0 | 0
3167 | 0 | 0
3168 | 0 | 0
3169 | 0 | 0
3170 | 0 | 0
3171 | 0 | 0
3172 | 0 | 0
3173 | 0 | 0
3174 | 0 | 0
3175 | 0 | 0
3176 | 0 | 0
3177 | 0 | 0
3178 | 0 | 0
3179 | 0 | 0
3180 | 0 | 0
3181 | 0 | 0
3182 | 0 | 0
3183 | 0 | 0
3184 | 0 | 0
3185 | 0 | 0
3186 | 0 | 0
3187 | 0 | 0
3188 | 0 | 0
3189 | 0 | 0
3190 | 0 | 0
3191 | 0 | 0
3192 | 0 | 0
3193 | 0 | 0
3194 | 0 | 0
3195 | 0 | 0
3196 | 0 | 0
3197 | 0 | 0
3198 | 0 | 0
3199 | 0 | 0
3200 | 0 | 0
3201 | 0 | 0
3202 | 0 | 0
3203 | 0 | 0
3204 | 0 | 0
3205 | 0 | 0
3206 | 0 | 0
3207 | 0 | 0
3208 | 0 | 0
3209 | 0 | 0
3210 | 0 | 0
3211 | 0 | 0
3212 | 0 | 0
3213 | 0 | 0
3214 | 0 | 0
3215 | 0 | 0
3216 | 0 | 0
3217 | 0 | 0
3218 | 0 | 0
3219 | 0 | 0
3220 | 0 | 0
3221 | 0 | 0
3222 | 0 | 0
3223 | 0 | 0
3224 | 0 | 0
3225 | 0 | 0
3226 | 0 | 0
3227 | 0 | 0
3228 | 0 | 0
3229 | 0 | 0
3230 | 0 | 0
3231 | 0 | 0
3232 | 0 | 0
3233 | 0 | 0
3234 | 0 | 0
3235 | 0 | 0
3236 | 0 | 0
3237 | 0 | 0
3238 | 0 | 0
3239 | 0 | 0
3240 | 0 | 0
3241 | 0 | 0
3242 | 0 | 0
3243 | 0 | 0
3244 | 0 | 0
3245 | 0 | 0
3246 | 0 | 0
3247 | 0 | 0
3248 | 0 | 0
3249 | 0 | 0
3250 | 0 | 0
3251 | 0 | 0
3252 | 0 | 0
3253 | 0 | 0
3254 | 0 | 0
3255 | 0 | 0
3256 | 0 | 0
3257 | 0 | 0
3258 | 0 | 0
3259 | 0 | 0
3260 | 0 | 0
3261 | 0 | 0
3262 | 0 | 0
3263 | 0 | 0
3264 | 0 | 0
3265 | 0 | 0
3266 | 0 | 0
3267 | 0 | 0
3268 | 0 | 0
3269 | 0 | 0
3270 | 0 | 0
3271 | 0 | 0
3272 | 0 | 0
3273 | 0 | 0
3274 | 0 | 0
3275 | 0 | 0
3276 | 0 | 0
3277 | 0 | 0
3278 | 0 | 0
3279 | 0 | 0
3280 | 0 | 0
3281 | 0 | 0
3282 | 0 | 0
3283 | 0 | 0
3284 | 0 | 0
3285 | 0 | 0
3286 | 0 | 0
3287 | 0 | 0
3288 | 0 | 0
3289 | 0 | 0
3290 | 0 | 0
3291 | 0 | 0
3292 | 0 | 0
3293 | 0 | 0
3294 | 0 | 0
3295 | 0 | 0
3296 | 0 | 0
3297 | 0 | 0
3298 | 0 | 0
3299 | 0 | 0
3300 | 0 | 0
3301 | 0 | 0
3302 | 0 | 0
3303 | 0 | 0
3304 | 0 | 0
3305 | 0 | 0
3306 | 0 | 0
3307 | 0 | 0
3308 | 0 | 0
3309 | 0 | 0
3310 | 0 | 0
3311 | 0 | 0
3312 | 0 | 0
3313 | 0 | 0
3314 | 0 | 0
3315 | 0 | 0
3316 | 0 | 0
3317 | 0 | 0
3318 | 0 | 0
3319 | 0 | 0
3320 | 0 | 0
3321 | 0 | 0
3322 | 0 | 0
3323 | 0 | 0
3324 | 0 | 0
3325 | 0 | 0
3326 | 0 | 0
3327 | 0 | 0
3328 | 0 | 0
3329 | 0 | 0
3330 | 0 | 0
3331 | 0 | 0
3332 | 0 | 0
3333 | 0 | 0
3334 | 0 | 0
3335 | 0 | 0
3336 | 0 | 0
3337 | 0 | 0
3338 | 0 | 0
3339 | 0 | 0
3340 | 0 | 0
3341 | 0 | 0
3342 | 0 | 0
3343 | 0 | 0
3344 | 0 | 0
3345 | 0 | 0
3346 | 0 | 0
3347 | 0 | 0
3348 | 0 | 0
3349 | 0 | 0
3350 | 0 | 0
3351 | 0 | 0
3352 | 0 | 0
3353 | 0 | 0
3354 | 0 | 0
3355 | 0 | 0
3356 | 0 | 0
3357 | 0 | 0
3358 | 0 | 0
3359 | 0 | 0
3360 | 0 | 0
3361 | 0 | 0
3362 | 0 | 0
3363 | 0 | 0
3364 | 0 | 0
3365 | 0 | 0
3366 | 0 | 0
3367 | 0 | 0
3368 | 0 | 0
3369 | 0 | 0
3370 | 0 | 0
3371 | 0 | 0
3372 | 0 | 0
3373 | 0 | 0
3374 | 0 | 0
3375 | 0 | 0
3376 | 0 | 0
3377 | 0 | 0
3378 | 0 | 0
3379 | 0 | 0
3380 | 0 | 0
3381 | 0 | 0
3382 | 0 | 0
3383 | 0 | 0
3384 | 0 | 0
3385 | 0 | 0
3386 | 0 | 0
3387 | 0 | 0
3388 | 0 | 0
3389 | 0 | 0
3390 | 0 | 0
3391 | 0 | 0
3392 | 0 | 0
3393 | 0 | 0
3394 | 0 | 0
3395 | 0 | 0
3396 | 0 | 0
3397 | 0 | 0
3398 | 0 | 0
3399 | 0 | 0
3400 | 0 | 0
3401 | 0 | 0
3402 | 0 | 0
3403 | 0 | 0
3404 | 0 | 0
3405 | 0 | 0
3406 | 0 | 0
3407 | 0 | 0
3408 | 0 | 0
3409 | 0 | 0
3410 | 0 | 0
3411 | 0 | 0
3412 | 0 | 0
3413 | 0 | 0
3414 | 0 | 0
3415 | 0 | 0
3416 | 0 | 0
3417 | 0 | 0
3418 | 0 | 0
3419 | 0 | 0
3420 | 0 | 0
3421 | 0 | 0
3422 | 0 | 0
3423 | 0 | 0
3424 | 0 | 0
3425 | 0 | 0
3426 | 0 | 0
3427 | 0 | 0
3428 | 0 | 0
3429 | 0 | 0
3430 | 0 | 0
3431 | 0 | 0
3432 | 0 | 0
3433 | 0 | 0
3434 | 0 | 0
3435 | 0 | 0
3436 | 0 | 0
3437 | 0 | 0
3438 | 0 | 0
3439 | 0 | 0
3440 | 0 | 0
3441 | 0 | 0
3442 | 0 | 0
3443 | 0 | 0
3444 | 0 | 0
3445 | 0 | 0
3446 | 0 | 0
3447 | 0 | 0
3448 | 0 | 0
3449 | 0 | 0
3450 | 0 | 0
3451 | 0 | 0
3452 | 0 | 0
3453 | 0 | 0
3454 | 0 | 0
3455 | 0 | 0
3456 | 0 | 0
3457 | 0 | 0
3458 | 0 | 0
3459 | 0 | 0
3460 | 0 | 0
3461 | 0 | 0
3462 | 0 | 0
3463 | 0 | 0
3464 | 0 | 0
3465 | 0 | 0
3466 | 0 | 0
3467 | 0 | 0
3468 | 0 | 0
3469 | 0 | 0
3470 | 0 | 0
3471 | 0 | 0
3472 | 0 | 0
3473 | 0 | 0
3474 | 0 | 0
3475 | 0 | 0
3476 | 0 | 0
3477 | 0 | 0
3478 | 0 | 0
3479 | 0 | 0
3480 | 0 | 0
3481 | 0 | 0
3482 | 0 | 0
3483 | 0 | 0
3484 | 0 | 0
3485 | 0 | 0
3486 | 0 | 0
3487 | 0 | 0
3488 | 0 | 0
3489 | 0 | 0
3490 | 0 | 0
3491 | 0 | 0
3492 | 0 | 0
3493 | 0 | 0
3494 | 0 | 0
3495 | 0 | 0
3496 | 0 | 0
3497 | 0 | 0
3498 | 0 | 0
3499 | 0 | 0
3500 | 0 | 0
3501 | 0 | 0
3502 | 0 | 0
3503 | 0 | 0
3504 | 0 | 0
3505 | 0 | 0
3506 | 0 | 0
3507 | 0 | 0
3508 | 0 | 0
3509 | 0 | 0
3510 | 0 | 0
3511 | 0 | 0
3512 | 0 | 0
3513 | 0 | 0
3514 | 0 | 0
3515 | 0 | 0
3516 | 0 | 0
3517 | 0 | 0
3518 | 0 | 0
3519 | 0 | 0
3520 | 0 | 0
3521 | 0 | 0
3522 | 0 | 0
3523 | 0 | 0
3524 | 0 | 0
3525 | 0 | 0
3526 | 0 | 0
3527 | 0 | 0
3528 | 0 | 0
3529 | 0 | 0
3530 | 0 | 0
3531 | 0 | 0
3532 | 0 | 0
3533 | 0 | 0
3534 | 0 | 0
3535 | 0 | 0
3536 | 0 | 0
3537 | 0 | 0
3538 | 0 | 0
3539 | 0 | 0
3540 | 0 | 0
3541 | 0 | 0
3542 | 0 | 0
3543 | 0 | 0
3544 | 0 | 0
3545 | 0 | 0
3546 | 0 | 0
3547 | 0 | 0
3548 | 0 | 0
3549 | 0 | 0
3550 | 0 | 0
3551 | 0 | 0
3552 | 0 | 0
3553 | 0 | 0
3554 | 0 | 0
3555 | 0 | 0
3556 | 0 | 0
3557 | 0 | 0
3558 | 0 | 0
3559 | 0 | 0
3560 | 0 | 0
3561 | 0 | 0
3562 | 0 | 0
3563 | 0 | 0
3564 | 0 | 0
3565 | 0 | 0
3566 | 0 | 0
3567 | 0 | 0
3568 | 0 | 0
3569 | 0 | 0
3570 | 0 | 0
3571 | 0 | 0
3572 | 0 | 0
3573 | 0 | 0
3574 | 0 | 0
3575 | 0 | 0
3576 | 0 | 0
3577 | 0 | 0
3578 | 0 | 0
3579 | 0 | 0
3580 | 0 | 0
3581 | 0 | 0
3582 | 0 | 0
3583 | 0 | 0
3584 | 0 | 0
3585 | 0 | 0
3586 | 0 | 0
3587 | 0 | 0
3588 | 0 | 0
3589 | 0 | 0
3590 | 0 | 0
3591 | 0 | 0
3592 | 0 | 0
3593 | 0 | 0
3594 | 0 | 0
3595 | 0 | 0
3596 | 0 | 0
3597 | 0 | 0
3598 | 0 | 0
3599 | 0 | 0
3600 | 0 | 0
3601 | 0 | 0
3602 | 0 | 0
3603 | 0 | 0
3604 | 0 | 0
3605 | 0 | 0
3606 | 0 | 0
3607 | 0 | 0
3608 | 0 | 0
3609 | 0 | 0
3610 | 0 | 0
3611 | 0 | 0
3612 | 0 | 0
3613 | 0 | 0
3614 | 0 | 0
3615 | 0 | 0
3616 | 0 | 0
3617 | 0 | 0
3618 | 0 | 0
3619 | 0 | 0
3620 | 0 | 0
3621 | 0 | 0
3622 | 0 | 0
3623 | 0 | 0
3624 | 0 | 0
3625 | 0 | 0
3626 | 0 | 0
3627 | 0 | 0
3628 | 0 | 0
3629 | 0 | 0
3630 | 0 | 0
3631 | 0 | 0
3632 | 0 | 0
3633 | 0 | 0
3634 | 0 | 0
3635 | 0 | 0
3636 | 0 | 0
3637 | 0 | 0
3638 | 0 | 0
3639 | 0 | 0
3640 | 0 | 0
3641 | 0 | 0
3642 | 0 | 0
3643 | 0 | 0
3644 | 0 | 0
3645 | 0 | 0
3646 | 0 | 0
3647 | 0 | 0
3648 | 0 | 0
3649 | 0 | 0
3650 | 0 | 0
3651 | 0 | 0
3652 | 0 | 0
3653 | 0 | 0
3654 | 0 | 0
3655 | 0 | 0
3656 | 0 | 0
3657 | 0 | 0
3658 | 0 | 0
3659 | 0 | 0
3660 | 0 | 0
3661 | 0 | 0
3662 | 0 | 0
3663 | 0 | 0
3664 | 0 | 0
3665 | 0 | 0
3666 | 0 | 0
3667 | 0 | 0
3668 | 0 | 0
3669 | 0 | 0
3670 | 0 | 0
3671 | 0 | 0
3672 | 0 | 0
3673 | 0 | 0
3674 | 0 | 0
3675 | 0 | 0
3676 | 0 | 0
3677 | 0 | 0
3678 | 0 | 0
3679 | 0 | 0
3680 | 0 | 0
3681 | 0 | 0
3682 | 0 | 0
3683 | 0 | 0
3684 | 0 | 0
3685 | 0 | 0
3686 | 0 | 0
3687 | 0 | 0
3688 | 0 | 0
3689 | 0 | 0
3690 | 0 | 0
3691 | 0 | 0
3692 | 0 | 0
3693 | 0 | 0
3694 | 0 | 0
3695 | 0 | 0
3696 | 0 | 0
3697 | 0 | 0
3698 | 0 | 0
3699 | 0 | 0
3700 | 0 | 0
3701 | 0 | 0
3702 | 0 | 0
3703 | 0 | 0
3704 | 0 | 0
3705 | 0 | 0
3706 | 0 | 0
3707 | 0 | 0
3708 | 0 | 0
3709 | 0 | 0
3710 | 0 | 0
3711 | 0 | 0
3712 | 0 | 0
3713 | 0 | 0
3714 | 0 | 0
3715 | 0 | 0
3716 | 0 | 0
3717 | 0 | 0
3718 | 0 | 0
3719 | 0 | 0
3720 | 0 | 0
3721 | 0 | 0
3722 | 0 | 0
3723 | 0 | 0
3724 | 0 | 0
3725 | 0 | 0
3726 | 0 | 0
3727 | 0 | 0
3728 | 0 | 0
3729 | 0 | 0
3730 | 0 | 0
3731 | 0 | 0
3732 | 0 | 0
3733 | 0 | 0
3734 | 0 | 0
3735 | 0 | 0
3736 | 0 | 0
3737 | 0 | 0
3738 | 0 | 0
3739 | 0 | 0
3740 | 0 | 0
3741 | 0 | 0
3742 | 0 | 0
3743 | 0 | 0
3744 | 0 | 0
3745 | 0 | 0
3746 | 0 | 0
3747 | 0 | 0
3748 | 0 | 0
3749 | 0 | 0
3750 | 0 | 0
3751 | 0 | 0
3752 | 0 | 0
3753 | 0 | 0
3754 | 0 | 0
3755 | 0 | 0
3756 | 0 | 0
3757 | 0 | 0
3758 | 0 | 0
3759 | 0 | 0
3760 | 0 | 0
3761 | 0 | 0
3762 | 0 | 0
3763 | 0 | 0
3764 | 0 | 0
3765 | 0 | 0
3766 | 0 | 0
3767 | 0 | 0
3768 | 0 | 0
3769 | 0 | 0
3770 | 0 | 0
3771 | 0 | 0
3772 | 0 | 0
3773 | 0 | 0
3774 | 0 | 0
3775 | 0 | 0
3776 | 0 | 0
3777 | 0 | 0
3778 | 0 | 0
3779 | 0 | 0
3780 | 0 | 0
3781 | 0 | 0
3782 | 0 | 0
3783 | 0 | 0
3784 | 0 | 0
3785 | 0 | 0
3786 | 0 | 0
3787 | 0 | 0
3788 | 0 | 0
3789 | 0 | 0
3790 | 0 | 0
3791 | 0 | 0
3792 | 0 | 0
3793 | 0 | 0
3794 | 0 | 0
3795 | 0 | 0
3796 | 0 | 0
3797 | 0 | 0
3798 | 0 | 0
3799 | 0 | 0
3800 | 0 | 0
3801 | 0 | 0
3802 | 0 | 0
3803 | 0 | 0
3804 | 0 | 0
3805 | 0 | 0
3806 | 0 | 0
3807 | 0 | 0
3808 | 0 | 0
3809 | 0 | 0
3810 | 0 | 0
3811 | 0 | 0
3812 | 0 | 0
3813 | 0 | 0
3814 | 0 | 0
3815 | 0 | 0
3816 | 0 | 0
3817 | 0 | 0
3818 | 0 | 0
3819 | 0 | 0
3820 | 0 | 0
3821 | 0 | 0
3822 | 0 | 0
3823 | 0 | 0
3824 | 0 | 0
3825 | 0 | 0
3826 | 0 | 0
3827 | 0 | 0
3828 | 0 | 0
3829 | 0 | 0
3830 | 0 | 0
3831 | 0 | 0
3832 | 0 | 0
3833 | 0 | 0
3834 | 0 | 0
3835 | 0 | 0
3836 | 0 | 0
3837 | 0 | 0
3838 | 0 | 0
3839 | 0 | 0
3840 | 0 | 0
3841 | 0 | 0
3842 | 0 | 0
3843 | 0 | 0
3844 | 0 | 0
3845 | 0 | 0
3846 | 0 | 0
3847 | 0 | 0
3848 | 0 | 0
3849 | 0 | 0
3850 | 0 | 0
3851 | 0 | 0
3852 | 0 | 0
3853 | 0 | 0
3854 | 0 | 0
3855 | 0 | 0
3856 | 0 | 0
3857 | 0 | 0
3858 | 0 | 0
3859 | 0 | 0
3860 | 0 | 0
3861 | 0 | 0
3862 | 0 | 0
3863 | 0 | 0
3864 | 0 | 0
3865 | 0 | 0
3866 | 0 | 0
3867 | 0 | 0
3868 | 0 | 0
3869 | 0 | 0
3870 | 0 | 0
3871 | 0 | 0
3872 | 0 | 0
3873 | 0 | 0
3874 | 0 | 0
3875 | 0 | 0
3876 | 0 | 0
3877 | 0 | 0
3878 | 0 | 0
3879 | 0 | 0
3880 | 0 | 0
3881 | 0 | 0
3882 | 0 | 0
3883 | 0 | 0
3884 | 0 | 0
3885 | 0 | 0
3886 | 0 | 0
3887 | 0 | 0
3888 | 0 | 0
3889 | 0 | 0
3890 | 0 | 0
3891 | 0 | 0
3892 | 0 | 0
3893 | 0 | 0
3894 | 0 | 0
3895 | 0 | 0
3896 | 0 | 0
3897 | 0 | 0
3898 | 0 | 0
3899 | 0 | 0
3900 | 0 | 0
3901 | 0 | 0
3902 | 0 | 0
3903 | 0 | 0
3904 | 0 | 0
3905 | 0 | 0
3906 | 0 | 0
3907 | 0 | 0
3908 | 0 | 0
3909 | 0 | 0
3910 | 0 | 0
3911 | 0 | 0
3912 | 0 | 0
3913 | 0 | 0
3914 | 0 | 0
3915 | 0 | 0
3916 | 0 | 0
3917 | 0 | 0
3918 | 0 | 0
3919 | 0 | 0
3920 | 0 | 0
3921 | 0 | 0
3922 | 0 | 0
3923 | 0 | 0
3924 | 0 | 0
3925 | 0 | 0
3926 | 0 | 0
3927 | 0 | 0
3928 | 0 | 0
3929 | 0 | 0
3930 | 0 | 0
3931 | 0 | 0
3932 | 0 | 0
3933 | 0 | 0
3934 | 0 | 0
3935 | 0 | 0
3936 | 0 | 0
3937 | 0 | 0
3938 | 0 | 0
3939 | 0 | 0
3940 | 0 | 0
3941 | 0 | 0
3942 | 0 | 0
3943 | 0 | 0
3944 | 0 | 0
3945 | 0 | 0
3946 | 0 | 0
3947 | 0 | 0
3948 | 0 | 0
3949 | 0 | 0
3950 | 0 | 0
3951 | 0 | 0
3952 | 0 | 0
3953 | 0 | 0
3954 | 0 | 0
3955 | 0 | 0
3956 | 0 | 0
3957 | 0 | 0
3958 | 0 | 0
3959 | 0 | 0
3960 | 0 | 0
3961 | 0 | 0
3962 | 0 | 0
3963 | 0 | 0
3964 | 0 | 0
3965 | 0 | 0
3966 | 0 | 0
3967 | 0 | 0
3968 | 0 | 0
3969 | 0 | 0
3970 | 0 | 0
3971 | 0 | 0
3972 | 0 | 0
3973 | 0 | 0
3974 | 0 | 0
3975 | 0 | 0
3976 | 0 | 0
3977 | 0 | 0
3978 | 0 | 0
3979 | 0 | 0
3980 | 0 | 0
3981 | 0 | 0
3982 | 0 | 0
3983 | 0 | 0
3984 | 0 | 0
3985 | 0 | 0
3986 | 0 | 0
3987 | 0 | 0
3988 | 0 | 0
3989 | 0 | 0
3990 | 0 | 0
3991 | 0 | 0
3992 | 0 | 0
3993 | 0 | 0
3994 | 0 | 0
3995 | 0 | 0
3996 | 0 | 0
3997 | 0 | 0
3998 | 0 | 0
3999 | 0 | 0
4000 | 0 | 0
4001 | 0 | 0
4002 | 0 | 0
4003 | 0 | 0
4004 | 0 | 0
4005 | 0 | 0
4006 | 0 | 0
4007 | 0 | 0
4008 | 0 | 0
4009 | 0 | 0
4010 | 0 | 0
4011 | 0 | 0
4012 | 0 | 0
4013 | 0 | 0
4014 | 0 | 0
4015 | 0 | 0
4016 | 0 | 0
4017 | 0 | 0
4018 | 0 | 0
4019 | 0 | 0
4020 | 0 | 0
4021 | 0 | 0
4022 | 0 | 0
4023 | 0 | 0
4024 | 0 | 0
4025 | 0 | 0
4026 | 0 | 0
4027 | 0 | 0
4028 | 0 | 0
4029 | 0 | 0
4030 | 0 | 0
4031 | 0 | 0
4032 | 0 | 0
4033 | 0 | 0
4034 | 0 | 0
4035 | 0 | 0
4036 | 0 | 0
4037 | 0 | 0
4038 | 0 | 0
4039 | 0 | 0
4040 | 0 | 0
4041 | 0 | 0
4042 | 0 | 0
4043 | 0 | 0
4044 | 0 | 0
4045 | 0 | 0
4046 | 0 | 0
4047 | 0 | 0
4048 | 0 | 0
4049 | 0 | 0
4050 | 0 | 0
4051 | 0 | 0
4052 | 0 | 0
4053 | 0 | 0
4054 | 0 | 0
4055 | 0 | 0
4056 | 0 | 0
4057 | 0 | 0
4058 | 0 | 0
4059 | 0 | 0
4060 | 0 | 0
4061 | 0 | 0
4062 | 0 | 0
4063 | 0 | 0
4064 | 0 | 0
4065 | 0 | 0
4066 | 0 | 0
4067 | 0 | 0
4068 | 0 | 0
4069 | 0 | 0
4070 | 0 | 0
4071 | 0 | 0
4072 | 0 | 0
4073 | 0 | 0
4074 | 0 | 0
4075 | 0 | 0
4076 | 0 | 0
4077 | 0 | 0
4078 | 0 | 0
4079 | 0 | 0
4080 | 0 | 0
4081 | 0 | 0
4082 | 0 | 0
4083 | 0 | 0
4084 | 0 | 0
4085 | 0 | 0
4086 | 0 | 0
4087 | 0 | 0
4088 | 0 | 0
4089 | 0 | 0
4090 | 0 | 0
4091 | 0 | 0
4092 | 0 | 0
4093 | 0 | 0
4094 | 0 | 0
4095 | 0 | 0
4096 | 0 | 0
4097 | 0 | 0
4098 | 0 | 0
4099 | 0 | 0
4100 | 0 | 0
4101 | 0 | 0
4102 | 0 | 0
4103 | 0 | 0
4104 | 0 | 0
4105 | 0 | 0
4106 | 0 | 0
4107 | 0 | 0
4108 | 0 | 0
4109 | 0 | 0
4110 | 0 | 0
4111 | 0 | 0
4112 | 0 | 0
4113 | 0 | 0
4114 | 0 | 0
4115 | 0 | 0
4116 | 0 | 0
4117 | 0 | 0
4118 | 0 | 0
4119 | 0 | 0
4120 | 0 | 0
4121 | 0 | 0
4122 | 0 | 0
4123 | 0 | 0
4124 | 0 | 0
4125 | 0 | 0
4126 | 0 | 0
4127 | 0 | 0
4128 | 0 | 0
4129 | 0 | 0
4130 | 0 | 0
4131 | 0 | 0
4132 | 0 | 0
4133 | 0 | 0
4134 | 0 | 0
4135 | 0 | 0
4136 | 0 | 0
4137 | 0 | 0
4138 | 0 | 0
4139 | 0 | 0
4140 | 0 | 0
4141 | 0 | 0
4142 | 0 | 0
4143 | 0 | 0
4144 | 0 | 0
4145 | 0 | 0
4146 | 0 | 0
4147 | 0 | 0
4148 | 0 | 0
4149 | 0 | 0
4150 | 0 | 0
4151 | 0 | 0
4152 | 0 | 0
4153 | 0 | 0
4154 | 0 | 0
4155 | 0 | 0
4156 | 0 | 0
4157 | 0 | 0
4158 | 0 | 0
4159 | 0 | 0
4160 | 0 | 0
4161 | 0 | 0
4162 | 0 | 0
4163 | 0 | 0
4164 | 0 | 0
4165 | 0 | 0
4166 | 0 | 0
4167 | 0 | 0
4168 | 0 | 0
4169 | 0 | 0
4170 | 0 | 0
4171 | 0 | 0
4172 | 0 | 0
4173 | 0 | 0
4174 | 0 | 0
4175 | 0 | 0
4176 | 0 | 0
4177 | 0 | 0
4178 | 0 | 0
4179 | 0 | 0
4180 | 0 | 0
4181 | 0 | 0
4182 | 0 | 0
4183 | 0 | 0
4184 | 0 | 0
4185 | 0 | 0
4186 | 0 | 0
4187 | 0 | 0
4188 | 0 | 0
4189 | 0 | 0
4190 | 0 | 0
4191 | 0 | 0
4192 | 0 | 0
4193 | 0 | 0
4194 | 0 | 0
4195 | 0 | 0
4196 | 0 | 0
4197 | 0 | 0
4198 | 0 | 0
4199 | 0 | 0
4200 | 0 | 0
4201 | 0 | 0
4202 | 0 | 0
4203 | 0 | 0
4204 | 0 | 0
4205 | 0 | 0
4206 | 0 | 0
4207 | 0 | 0
4208 | 0 | 0
4209 | 0 | 0
4210 | 0 | 0
4211 | 0 | 0
4212 | 0 | 0
4213 | 0 | 0
4214 | 0 | 0
4215 | 0 | 0
4216 | 0 | 0
4217 | 0 | 0
4218 | 0 | 0
4219 | 0 | 0
4220 | 0 | 0
4221 | 0 | 0
4222 | 0 | 0
4223 | 0 | 0
4224 | 0 | 0
4225 | 0 | 0
4226 | 0 | 0
4227 | 0 | 0
4228 | 0 | 0
4229 | 0 | 0
4230 | 0 | 0
4231 | 0 | 0
4232 | 0 | 0
4233 | 0 | 0
4234 | 0 | 0
4235 | 0 | 0
4236 | 0 | 0
4237 | 0 | 0
4238 | 0 | 0
4239 | 0 | 0
4240 | 0 | 0
4241 | 0 | 0
4242 | 0 | 0
4243 | 0 | 0
4244 | 0 | 0
4245 | 0 | 0
4246 | 0 | 0
4247 | 0 | 0
4248 | 0 | 0
4249 | 0 | 0
4250 | 0 | 0
4251 | 0 | 0
4252 | 0 | 0
4253 | 0 | 0
4254 | 0 | 0
4255 | 0 | 0
4256 | 0 | 0
4257 | 0 | 0
4258 | 0 | 0
4259 | 0 | 0
4260 | 0 | 0
4261 | 0 | 0
4262 | 0 | 0
4263 | 0 | 0
4264 | 0 | 0
4265 | 0 | 0
4266 | 0 | 0
4267 | 0 | 0
4268 | 0 | 0
4269 | 0 | 0
4270 | 0 | 0
4271 | 0 | 0
4272 | 0 | 0
4273 | 0 | 0
4274 | 0 | 0
4275 | 0 | 0
4276 | 0 | 0
4277 | 0 | 0
4278 | 0 | 0
4279 | 0 | 0
4280 | 0 | 0
4281 | 0 | 0
4282 | 0 | 0
4283 | 0 | 0
4284 | 0 | 0
4285 | 0 | 0
4286 | 0 | 0
4287 | 0 | 0
4288 | 0 | 0
4289 | 0 | 0
4290 | 0 | 0
4291 | 0 | 0
4292 | 0 | 0
4293 | 0 | 0
4294 | 0 | 0
4295 | 0 | 0
4296 | 0 | 0
4297 | 0 | 0
4298 | 0 | 0
4299 | 0 | 0
4300 | 0 | 0
4301 | 0 | 0
4302 | 0 | 0
4303 | 0 | 0
4304 | 0 | 0
4305 | 0 | 0
4306 | 0 | 0
4307 | 0 | 0
4308 | 0 | 0
4309 | 0 | 0
4310 | 0 | 0
4311 | 0 | 0
4312 | 0 | 0
4313 | 0 | 0
4314 | 0 | 0
4315 | 0 | 0
4316 | 0 | 0
4317 | 0 | 0
4318 | 0 | 0
4319 | 0 | 0
4320 | 0 | 0
4321 | 0 | 0
4322 | 0 | 0
4323 | 0 | 0
4324 | 0 | 0
4325 | 0 | 0
4326 | 0 | 0
4327 | 0 | 0
4328 | 0 | 0
4329 | 0 | 0
4330 | 0 | 0
4331 | 0 | 0
4332 | 0 | 0
4333 | 0 | 0
4334 | 0 | 0
4335 | 0 | 0
4336 | 0 | 0
4337 | 0 | 0
4338 | 0 | 0
4339 | 0 | 0
4340 | 0 | 0
4341 | 0 | 0
4342 | 0 | 0
4343 | 0 | 0
4344 | 0 | 0
4345 | 0
4346 | 0
4347 | 0
4348 | 0
4349 | 0
4350 | 0
4351 | 0
4352 | 0
4353 | 0
4354 | 0
4355 | 0
4356 | 0
4357 | 0
4358 | 0
4359 | 0
4360 | 0
4361 | 0
4362 | 0
4363 | 0
4364 | 0
4365 | 0
4366 | 0
4367 | 0
4368 | 0
4369 | 0
4370 | 0
4371 | 0
4372 | 0
4373 | 0
4374 | 0
4375 | 0
4376 | 0
4377 | 0
4378 | 0
4379 | 0
4380 | 0
4381 | 0
4382 | 0
4383 | 0
4384 | 0
4385 | 0
4386 | 0
4387 | 0
4388 | 0
4389 | 0
4390 | 0
4391 | 0
4392 | 0
4393 | 0
4394 | 0
4395 | 0
4396 | 0
4397 | 0
4398 | 0
4399 | 0
4400 | 0
4401 | 0
4402 | 0
4403 | 0
4404 | 0
4405 | 0
4406 | 0
4407 | 0
4408 | 0
4409 | 0
4410 | 0
4411 | 0
4412 | 0
4413 | 0
4414 | 0
4415 | 0
4416 | 0
Back to main menu

## Figure 31
Back to main menu
Figure 31: Time-of-Use Period Definitions
|  | Winter |  |  | Summer |  | Shoulder
| On-Peak | Mid-Peak | Off-Peak | On-Peak | Mid-Peak | Off-Peak | Mid-Peak | Off-Peak
|  | December - March |  |  | June - September |  | April, May, October, November
| 7 AM - 11 AM; | 11 AM - 5 PM; |  |  | 7 AM - 11 AM;
| 5 PM - 8 PM | 8 PM - 11 PM | 11 PM - 7 AM | 11 AM - 5 PM | 5 PM - 11 PM | 11 PM - 7 AM | 7 AM - 11 PM | 11 PM - 7 AM
Back to main menu

## Figure 32
Back to main menu
Figure 32: Total GWh Unserved Energy by TOU periods, Case 1
|  | Winter |  |  | Summer |  | Shoulder |  | Annual Sum
Year | On-Peak | Mid-Peak | Off-Peak | On-Peak | Mid-Peak | Off-Peak | Mid-Peak | Off-Peak
2024 | 1 | 1 | 0 | 1 | 1 | 2 | 3 | 3 | 14
2034 | 3801 | 4799 | 7766 | 3571 | 5632 | 6159 | 6247 | 4556 | 42531
2043 | 6882 | 9115 | 16253 | 5779 | 9341 | 11920 | 12825 | 12268 | 84383
Back to main menu

## Figure 33
Back to main menu
Figure 33: Total GWh Unserved Energy by TOU periods, Case 2
|  | Winter |  |  | Summer |  | Shoulder |  | Annual Sum
Year | On-Peak | Mid-Peak | Off-Peak | On-Peak | Mid-Peak | Off-Peak | Mid-Peak | Off-Peak
2024 | 3 | 3 | 1 | 2 | 1 | 1 | 0 | 1 | 12
2034 | 124 | 35 | 807 | 274 | 456 | 489 | 478 | 389 | 3052
2043 | 1188 | 954 | 2042 | 1143 | 1003 | 1535 | 2816 | 1076 | 11757
Back to main menu

## Figure 34
Back to main menu
Figure 34: Average GWh Unserved Energy by TOU periods, Case 1
|  | Winter |  |  | Summer |  | Shoulder |  | Annual Average
Year | On-Peak | Mid-Peak | Off-Peak | On-Peak | Mid-Peak | Off-Peak | Mid-Peak | Off-Peak
2024 | 0 | 0 | 0 | 0 | 0 | 0 | 0 | 0 | 0
2034 | 6.3 | 6.2 | 5.1 | 6.8 | 6.5 | 4 | 4.5 | 3 | 4.9
2043 | 11.3 | 11.6 | 10.7 | 10.9 | 10.6 | 7.8 | 9.3 | 7.9 | 9.6
Back to main menu

## Figure 35
Back to main menu
Figure 35: Average GWh Unserved Energy by TOU periods,Case 2
|  | Winter |  |  | Summer |  | Shoulder |  | Annual Average
Year | On-Peak | Mid-Peak | Off-Peak | On-Peak | Mid-Peak | Off-Peak | Mid-Peak | Off-Peak
2024 | 0 | 0 | 0 | 0 | 0 | 0 | 0 | 0 | 0
2034 | 0.6 | 0.6 | 0.3 | 0.9 | 0.9 | 0.2 | 0.1 | 0 | 0.3
2043 | 1.8 | 2 | 1.9 | 1.9 | 2.3 | 0.8 | 0.9 | 0.6 | 1.3
Back to main menu

## Figure 36
Back to main menu
Figure 36: Max GWh Unserved Energy by TOU periods, Case 1
|  | Winter |  |  | Summer |  | Shoulder |  | Annual Max
Year | On-Peak | Mid-Peak | Off-Peak | On-Peak | Mid-Peak | Off-Peak | Mid-Peak | Off-Peak
2024 | 0.7 | 0.6 | 0.7 | 0.4 | 0.5 | 0.4 | 1.2 | 1.5 | 1.5
2034 | 10.8 | 10.8 | 10.4 | 10.6 | 11.1 | 10.4 | 8.7 | 7.2 | 11.1
2043 | 16.4 | 16.7 | 14 | 15.4 | 17.4 | 16.9 | 15 | 14.1 | 17.4
Back to main menu

## Figure 37
Back to main menu
Figure 37: Max GWh Unserved Energy by TOU periods, Case 2
|  | Winter |  |  | Summer |  | Shoulder |  | Annual Max
Year | On-Peak | Mid-Peak | Off-Peak | On-Peak | Mid-Peak | Off-Peak | Mid-Peak | Off-Peak
2024 | 0.3 | 0.4 | 0.3 | 0.7 | 0.5 | 0.7 | 1.2 | 1.6 | 1.6
2034 | 4.6 | 5.9 | 5.2 | 3.9 | 5.7 | 4.3 | 3.1 | 2 | 5.9
2043 | 7.8 | 9.5 | 8.8 | 7.6 | 10 | 7.8 | 7.6 | 6.5 | 10
Back to main menu

## Figure 38
Back to main menu
Figure 38: Hourly Probability of Loss of Load, 2027
Hour | January | February | March | April | May | June | July | August | September | October | November | December
1 | 0 | 0 | 1.6129e-05 | 0 | 0 | 0 | 0 | 0 | 0 | 0 | 0 | 0
2 | 0 | 0 | 1.1613e-05 | 0 | 0 | 0 | 0 | 0 | 0 | 0 | 0 | 0
3 | 0 | 0 | 6.129e-06 | 0 | 0 | 0 | 0 | 0 | 0 | 0 | 0 | 0
4 | 0 | 0 | 6.7742e-06 | 0 | 0 | 0 | 0 | 0 | 0 | 0 | 0 | 0
5 | 0 | 0 | 1.3226e-05 | 0 | 0 | 0 | 0 | 0 | 0 | 0 | 0 | 0
6 | 0 | 0 | 6.3871e-05 | 0 | 0 | 0 | 0 | 0 | 0 | 0 | 0 | 0
7 | 0 | 0 | 0.00035742 | 3.3333e-07 | 0 | 0 | 0 | 0 | 0 | 0 | 0 | 0
8 | 0 | 0 | 0.0007529 | 5.3333e-06 | 0 | 0 | 3.2258e-06 | 3.2258e-07 | 0 | 0 | 0 | 0
9 | 0 | 0 | 0.00072806 | 6e-06 | 0 | 3.3333e-07 | 3.4194e-05 | 1.9355e-06 | 0 | 0 | 0 | 0
10 | 0 | 0 | 0.00059161 | 6e-06 | 6.4516e-07 | 6.3333e-06 | 0.00018516 | 1.6129e-05 | 0 | 0 | 0 | 0
11 | 0 | 0 | 0.00050581 | 1.3333e-06 | 4.1935e-06 | 1.9667e-05 | 0.00052161 | 5.1613e-05 | 0 | 0 | 0 | 0
12 | 0 | 0 | 0.00035806 | 1e-06 | 5.8065e-06 | 3.3333e-05 | 0.0010068 | 8.871e-05 | 0 | 0 | 0 | 0
13 | 0 | 0 | 0.0002771 | 1e-06 | 1.0323e-05 | 6.1333e-05 | 0.0015716 | 0.00017226 | 0 | 0 | 0 | 0
14 | 0 | 0 | 0.00026548 | 6.6667e-07 | 4e-05 | 0.00013 | 0.0022552 | 0.00028613 | 0 | 0 | 0 | 0
15 | 0 | 0 | 0.00028452 | 3.3333e-07 | 5.8065e-05 | 0.00021433 | 0.0034868 | 0.00059548 | 1.6667e-06 | 0 | 0 | 0
16 | 0 | 0 | 0.00040355 | 5.3333e-06 | 0.00011129 | 0.000435 | 0.0058681 | 0.0011552 | 4.1e-05 | 0 | 0 | 0
17 | 0 | 0 | 0.00077548 | 1.1e-05 | 0.0001329 | 0.00091033 | 0.0097081 | 0.0020461 | 8.5e-05 | 0 | 0 | 0
18 | 1.6129e-06 | 1.5714e-05 | 0.001279 | 3.1333e-05 | 0.00012742 | 0.0011463 | 0.010498 | 0.0020594 | 6.0667e-05 | 0 | 0 | 1.2903e-06
19 | 2.7419e-05 | 2.2143e-05 | 0.0025813 | 1.4667e-05 | 8.2903e-05 | 0.001009 | 0.0089097 | 0.00099871 | 2.1e-05 | 0 | 0 | 6.4516e-07
20 | 2.7097e-05 | 2.3571e-05 | 0.0039445 | 5.0667e-05 | 6.3548e-05 | 0.00053767 | 0.0051468 | 0.00049161 | 3.0667e-05 | 0 | 0 | 6.4516e-07
21 | 1e-05 | 3.9286e-06 | 0.0027987 | 3.1333e-05 | 4.129e-05 | 0.00014833 | 0.0019352 | 0.00031452 | 2e-06 | 0 | 0 | 3.2258e-07
22 | 4.5161e-06 | 3.5714e-07 | 0.0011435 | 5.6667e-06 | 6.4516e-07 | 1.8333e-05 | 0.00028516 | 2.6452e-05 | 0 | 0 | 0 | 0
23 | 0 | 0 | 0.00025065 | 0 | 0 | 6.6667e-07 | 1.1613e-05 | 1.9355e-06 | 0 | 0 | 0 | 0
24 | 0 | 0 | 7e-05 | 0 | 0 | 0 | 0 | 0 | 0 | 0 | 0 | 0
Back to main menu

## Figure 39
Back to main menu
Figure 39: Hourly Probability of Loss of Load, 2029
Hour | January | February | March | April | May | June | July | August | September | October | November | December
1 | 0 | 7.1429e-07 | 0 | 0 | 0 | 0 | 1.2903e-06 | 0 | 0 | 0 | 0 | 0
2 | 0 | 0 | 0 | 0 | 0 | 0 | 3.2258e-07 | 0 | 0 | 0 | 0 | 0
3 | 0 | 0 | 0 | 0 | 0 | 0 | 3.2258e-07 | 0 | 0 | 0 | 0 | 0
4 | 0 | 0 | 0 | 0 | 0 | 0 | 0 | 0 | 0 | 0 | 0 | 0
5 | 0 | 0 | 0 | 0 | 3.2258e-07 | 0 | 3.2258e-07 | 0 | 0 | 0 | 0 | 0
6 | 0 | 1.4286e-06 | 6.4516e-07 | 0 | 5.4839e-06 | 0 | 3.2258e-07 | 0 | 0 | 9.6774e-07 | 0 | 0
7 | 0 | 3.9286e-06 | 4.8387e-06 | 3.3333e-07 | 2.9355e-05 | 0 | 5.4839e-06 | 6.4516e-07 | 0 | 1.0968e-05 | 0 | 0
8 | 9.0323e-06 | 4.5714e-05 | 1.8065e-05 | 3.3333e-07 | 0.00011839 | 0 | 5.0968e-05 | 6.129e-06 | 2.6667e-06 | 3.0323e-05 | 0 | 0
9 | 1.3871e-05 | 4.2143e-05 | 2.129e-05 | 3.3333e-07 | 0.00016355 | 1.3333e-06 | 0.00025194 | 4.9677e-05 | 8.6667e-06 | 3.2581e-05 | 0 | 0
10 | 2.129e-05 | 1.8929e-05 | 9.0323e-06 | 3.3333e-07 | 0.00027452 | 8.6667e-06 | 0.00078129 | 0.00020548 | 2.9667e-05 | 2.9677e-05 | 0 | 0
11 | 3.1613e-05 | 3.2143e-05 | 5.8065e-06 | 0 | 0.00043323 | 2.2e-05 | 0.0017416 | 0.00049613 | 4.7333e-05 | 2.7097e-05 | 0 | 0
12 | 3e-05 | 3.0357e-05 | 3.5484e-06 | 0 | 0.00054935 | 3.7667e-05 | 0.0025645 | 0.00090677 | 7.7333e-05 | 1.9355e-05 | 0 | 0
13 | 3.0323e-05 | 1.0357e-05 | 2.5806e-06 | 0 | 0.00065323 | 6.9e-05 | 0.0036745 | 0.0014552 | 0.00011933 | 1.8387e-05 | 0 | 0
14 | 2.9677e-05 | 1e-05 | 1.9355e-06 | 0 | 0.00093613 | 0.000132 | 0.0052223 | 0.0022187 | 0.00021167 | 1.4194e-05 | 0 | 0
15 | 2.4839e-05 | 5e-06 | 1.9355e-06 | 0 | 0.0010142 | 0.00020333 | 0.0077939 | 0.003331 | 0.00044167 | 1.3871e-05 | 0 | 0
16 | 1e-05 | 5.7143e-06 | 3.871e-06 | 0 | 0.0014197 | 0.00029167 | 0.012896 | 0.0054719 | 0.00081867 | 2.2258e-05 | 0 | 0
17 | 1.2903e-05 | 9.6429e-06 | 1.2258e-05 | 6.6667e-07 | 0.00184 | 0.000467 | 0.019816 | 0.0085058 | 0.0016113 | 3.7097e-05 | 0 | 0
18 | 0.00020548 | 7.6071e-05 | 3.2258e-05 | 1.3333e-06 | 0.0019294 | 0.00066367 | 0.02266 | 0.0093532 | 0.0010377 | 6.6774e-05 | 4.6667e-06 | 3.2258e-07
19 | 0.00030871 | 0.00031179 | 0.00010935 | 1.3333e-06 | 0.0019658 | 0.00071567 | 0.021048 | 0.006181 | 0.00050933 | 8.3226e-05 | 6.6667e-07 | 0
20 | 0.00026419 | 0.00043893 | 0.00018129 | 1.6667e-06 | 0.0019426 | 0.000415 | 0.013303 | 0.0031729 | 0.00065133 | 5.8387e-05 | 3.3333e-07 | 0
21 | 0.00017355 | 0.00031679 | 0.00014548 | 1.3333e-06 | 0.0017116 | 0.000233 | 0.006761 | 0.002261 | 0.00028333 | 2.0968e-05 | 3.3333e-07 | 0
22 | 8.1613e-05 | 9.8571e-05 | 3.5161e-05 | 3.3333e-07 | 0.0003771 | 3.4667e-05 | 0.00195 | 0.00035516 | 2.7333e-05 | 4.1935e-06 | 0 | 0
23 | 4.8387e-06 | 1.5357e-05 | 9.6774e-06 | 0 | 6.3871e-05 | 6.6667e-07 | 0.00027645 | 2.6774e-05 | 0 | 0 | 0 | 0
24 | 0 | 2.8571e-06 | 9.6774e-07 | 0 | 4.1935e-06 | 0 | 3e-05 | 6.4516e-07 | 0 | 0 | 0 | 0
Back to main menu

## Figure 40
Back to main menu
Figure 40: Duration of Resource Adequacy Risks Periods, 2027
Bin | Frequency | Cumulative %
2 | 22 | 18%
4 | 26 | 38%
6 | 14 | 50%
8 | 9 | 57%
10 | 7 | 62%
12 | 9 | 70%
14 | 12 | 79%
16 | 12 | 89%
18 | 9 | 96%
20 | 4 | 99%
22 | 0 | 99%
24 | 0 | 99%
26 | 0 | 99%
28 | 0 | 99%
30 | 0 | 99%
More | 1 | 100%
Back to main menu

## Figure 41
Back to main menu
Figure 41: Duration of Resource Adequacy Risks Periods, 2029
Bin | Frequency | Cumulative %
2 | 24 | 12%
4 | 53 | 38%
6 | 30 | 52%
8 | 9 | 57%
10 | 10 | 62%
12 | 14 | 69%
14 | 18 | 77%
16 | 25 | 90%
18 | 11 | 95%
20 | 9 | 100%
22 | 1 | 100%
24 | 0 | 100%
26 | 0 | 100%
28 | 0 | 100%
30 | 0 | 100%
More | 0 | 100%
Back to main menu

## Figure 42
Back to main menu
Figure 42: Capacity Factor of Need Requirements
Scenario | 2024 | 2025 | 2026 | 2027 | 2028 | 2029 | 2030 | 2031 | 2032 | 2033 | 2034 | 2035 | 2036 | 2037 | 2038 | 2039 | 2040 | 2041 | 2042 | 2043
Case 1 | 0.1% | 0.4% | 8.4% | 12.8% | 4.2% | 20.6% | 28.5% | 35.4% | 42.5% | 46.6% | 49.8% | 52.7% | 56.5% | 57.1% | 60.3% | 59.8% | 62.6% | 62.4% | 65.3% | 62.7%
Case 2 | 0.1% | 0.3% | 7.9% | 12% | 4.3% | 7.4% | 7.5% | 8.5% | 9% | 11% | 11.2% | 10.9% | 14.2% | 13.9% | 16.6% | 17.6% | 19.6% | 17.8% | 22.8% | 19%
Back to main menu

## Figure 43
Back to main menu
Figure 43: Energy Production Outlook, Case 1 (TWh)
Fuel | 2024 | 2025 | 2026 | 2027 | 2028 | 2029 | 2030 | 2031 | 2032 | 2033 | 2034 | 2035 | 2036 | 2037 | 2038 | 2039 | 2040 | 2041 | 2042 | 2043
Nuclear | 71.5 | 73.9 | 58.9 | 61.9 | 67.6 | 67.2 | 71.7 | 70.9 | 74.1 | 75.4 | 77.7 | 80.7 | 79 | 80.3 | 78.4 | 77.8 | 77 | 82.2 | 77.9 | 82.4
Natural Gas | 17.6 | 18.2 | 26.8 | 27.7 | 26.9 | 22.7 | 17.8 | 14.4 | 12.7 | 12.5 | 12.2 | 11.4 | 11 | 9.3 | 8.7 | 8.7 | 2.6 | 0.9 | 0.9 | 0.9
Hydroelectric | 39.4 | 39.5 | 40.6 | 40.6 | 40.8 | 40.7 | 40.7 | 40.6 | 40.7 | 40.6 | 40.7 | 40.7 | 40.8 | 40.6 | 40.6 | 40.6 | 40.8 | 40.7 | 40.6 | 40.6
Non-Hydro Renewables | 19.8 | 19.8 | 20.2 | 19.5 | 19.2 | 17.7 | 17 | 15.9 | 14 | 12.7 | 10.1 | 6.2 | 3.5 | 2.4 | 1.8 | 1.2 | 0.4 | 0.2 | 0 | 0
Storage | 0.1 | 0.7 | 0.7 | 0.7 | 0.7 | 0.7 | 0.6 | 0.6 | 0.6 | 0.6 | 0.6 | 0.1 | 0.1 | 0.1 | 0.1 | 0.1 | 0.1 | 0.1 | 0.1 | 0.1
Imports | 9.7 | 10.5 | 17 | 17.1 | 15.8 | 23.7 | 26.3 | 31.8 | 33.9 | 35.7 | 37.4 | 39.5 | 41.6 | 42.2 | 43.1 | 43.4 | 43.8 | 43.6 | 43.6 | 43.5
Ontario Demand + Exports | 158.2 | 162.6 | 164.2 | 167.6 | 170.9 | 173.1 | 174.7 | 176.2 | 179.2 | 182.4 | 185.6 | 189 | 192.8 | 195.2 | 198.3 | 200.9 | 204.1 | 205.7 | 207.1 | 208.5
Ontario Demand | 148 | 154.1 | 159.3 | 161.6 | 164.3 | 168.3 | 171.9 | 174.8 | 178 | 181.5 | 184.9 | 188.6 | 192.6 | 195.1 | 198.2 | 200.9 | 204.1 | 205.7 | 207.1 | 208.4
Back to main menu

## Figure 44
Back to main menu
Figure 44: Energy Production Outlook, Case 2 (TWh)
Fuel | 2024 | 2025 | 2026 | 2027 | 2028 | 2029 | 2030 | 2031 | 2032 | 2033 | 2034 | 2035 | 2036 | 2037 | 2038 | 2039 | 2040 | 2041 | 2042 | 2043
Nuclear | 71.5 | 73.9 | 58.9 | 61.9 | 67.6 | 67.2 | 71.7 | 70.9 | 74.1 | 75.4 | 77.7 | 80.7 | 79 | 80.3 | 78.4 | 77.8 | 77 | 82.2 | 77.9 | 82.4
Natural Gas | 17.6 | 18.2 | 26.8 | 27.4 | 26.4 | 29 | 28.9 | 31.5 | 32.9 | 36 | 37.8 | 38.8 | 41.8 | 44.2 | 46.4 | 48.3 | 49.9 | 49.5 | 51.8 | 51.8
Hydroelectric | 39.4 | 39.5 | 40.6 | 40.6 | 40.8 | 40.7 | 40.7 | 40.6 | 40.7 | 40.6 | 40.7 | 40.7 | 40.8 | 40.6 | 40.6 | 40.6 | 40.8 | 40.7 | 40.7 | 40.6
Non-Hydro Renewables | 19.8 | 19.9 | 20.5 | 20.6 | 20.6 | 20.5 | 20.6 | 20.6 | 20.6 | 20.6 | 20.6 | 20.5 | 20.7 | 20.6 | 20.6 | 20.6 | 20.7 | 20.6 | 20.6 | 20.6
Storage | 0.1 | 0.7 | 0.7 | 0.7 | 0.7 | 0.7 | 0.7 | 0.6 | 0.6 | 0.6 | 0.6 | 0.6 | 0.6 | 0.5 | 0.5 | 0.5 | 0.6 | 0.5 | 0.5 | 0.5
Imports | 9.7 | 10.6 | 16.8 | 16.6 | 15.1 | 17.2 | 16.2 | 17.1 | 16.9 | 16.2 | 15.9 | 16.5 | 18.1 | 18 | 19.8 | 20.4 | 22 | 20.5 | 22.6 | 20.7
Ontario Demand + Exports | 158.2 | 162.7 | 164.3 | 167.8 | 171.1 | 175.2 | 178.8 | 181.4 | 185.9 | 189.4 | 193.3 | 197.8 | 201.1 | 204.4 | 206.6 | 208.9 | 211.6 | 214.6 | 215.2 | 217.6
Ontario Demand | 148 | 154.1 | 159.3 | 161.6 | 164.3 | 168.3 | 171.9 | 174.8 | 178 | 181.5 | 184.9 | 189.2 | 193.2 | 195.6 | 198.8 | 201.5 | 204.6 | 206.2 | 207.6 | 209
Back to main menu

## Figure 45
Back to main menu
Figure 45: Energy Production Outlook, Imports (TWh)
Imports | 2015 | 2016 | 2017 | 2018 | 2019 | 2020 | 2021 | 2022 | 2023 | 2024 | 2025 | 2026 | 2027 | 2028 | 2029 | 2030 | 2031 | 2032 | 2033 | 2034 | 2035 | 2036 | 2037 | 2038 | 2039 | 2040 | 2041 | 2042 | 2043
Actual | 5.8 | 8 | 6.6 | 8.4 | 6.6 | 5.2 | 8.5
Case 1 | [6 empty] | 8.5 | 10 | 8.9 | 9.7 | 10.5 | 17 | 17.1 | 15.8 | 23.7 | 26.3 | 31.8 | 33.9 | 35.7 | 37.4 | 39.5 | 41.6 | 42.2 | 43.1 | 43.4 | 43.8 | 43.6 | 43.6 | 43.5
Case 2 | [6 empty] | 8.5 | 11.4 | 8.6 | 9.7 | 10.6 | 16.8 | 16.6 | 15.1 | 17.2 | 16.2 | 17.1 | 16.9 | 16.2 | 15.9 | 16.5 | 18.1 | 18 | 19.8 | 20.4 | 22 | 20.5 | 22.6 | 20.7
* Note: For 2022, the 2020 APO forecast values are shown. For 2023, the 2021 APO forecast values are shown.
Back to main menu

## Figure 46
Back to main menu
Figure 46: Energy Production Outlook, Exports (TWh)
Exports | 2015 | 2016 | 2017 | 2018 | 2019 | 2020 | 2021 | 2022 | 2023 | 2024 | 2025 | 2026 | 2027 | 2028 | 2029 | 2030 | 2031 | 2032 | 2033 | 2034 | 2035 | 2036 | 2037 | 2038 | 2039 | 2040 | 2041 | 2042 | 2043
Actual | 22.6 | 21.9 | 19.1 | 18.6 | 19.8 | 20.4 | 16
Case 1 | [6 empty] | 16 | 16 | 10.7 | 10.2 | 8.5 | 4.9 | 6 | 6.6 | 4.8 | 2.8 | 1.5 | 1.1 | 0.9 | 0.7 | 0.4 | 0.2 | 0.1 | 0.1 | 0 | 0 | 0 | 0 | 0.1
Case 2 | [6 empty] | 16 | 14.8 | 11.1 | 10.2 | 8.6 | 5 | 6.2 | 6.8 | 6.9 | 6.8 | 6.6 | 7.8 | 7.9 | 8.4 | 8.6 | 8 | 8.8 | 7.8 | 7.5 | 6.9 | 8.4 | 7.5 | 8.6
* Note: For 2022, the 2020 APO forecast values are shown. For 2023, the 2021 APO forecast values are shown.
Back to main menu

## Figure 47
Back to main menu
Figure 47: Weighted Average Marginal Costs Forecast, and Historical HOEP ($2022/MWh)
Scenario | 2016 | 2017 | 2018 | 2019 | 2020* | 2021 | 2022* | 2023 | 2024 | 2025 | 2026 | 2027 | 2028 | 2029 | 2030 | 2031 | 2032 | 2033 | 2034 | 2035 | 2036 | 2037 | 2038 | 2039 | 2040 | 2041 | 2042 | 2043
Historic HOEP | 2016: 18.1415; 2017: 16.8616; 2018: 25.4179; 2019: 18.8304; 2020*: 14.0208; 2021: 30.06; 2022*: 47.32
2022 APO | [7 empty] | 23.6 | 25.3 | 25.8 | 33.6 | 33.7 | 33 | 36.5 | 36.3 | 40.1 | 41.4 | 45.2 | 47.7 | 48.3 | 51.8 | 55.4 | 58.8 | 62.7 | 64.2 | 65.8 | 68 | 68.9
*Note: 2022 Actual HOEP is year-to-date as of October 2022
Back to main menu

## Figure 48
Back to main menu
Figure 48: Electricity Sector GHG Emissions, Historical and Forecast (Megatonnes CO2e)
Scenario | 2005 | 2006 | 2007 | 2008 | 2009 | 2010 | 2011 | 2012 | 2013 | 2014 | 2015 | 2016 | 2017 | 2018 | 2019 | 2020 | 2021 | 2022 | 2023 | 2024 | 2025 | 2026 | 2027 | 2028 | 2029 | 2030 | 2031 | 2032 | 2033 | 2034 | 2035 | 2036 | 2037 | 2038 | 2039 | 2040 | 2041 | 2042 | 2043
Historic Actual | 35.3066 | 30.6976 | 33.8316 | 28.239 | 15.2285 | 20.2194 | 14.3038 | 14.2861 | 10.2838 | 6.0534 | 6.3243 | 5.6199 | 2.596 | 4.1591 | 3.9659 | 3.708 | 6.8 | 6.7
GHG Reductions - EV | [18 empty] | 0.8 | 1.2 | 1.8 | 2.4 | 3.3 | 4.5 | 6 | 7.8 | 9.8 | 12.2 | 14.6 | 17.2 | 20 | 22.5 | 24.5 | 26.4 | 27.9 | 29.3 | 30.3 | 30.9 | 31.3
GHG Reductions - EAF | [18 empty] | 0.4 | 0.9 | 2 | 4.8 | 4.8 | 4.8 | 4.8 | 4.8 | 4.8 | 4.8 | 4.7 | 4.7 | 4.7 | 4.7 | 4.7 | 4.7 | 4.7 | 4.7 | 4.7 | 4.7 | 4.7
Electricity Sector Emissions | [18 empty] | 4.3 | 6.9 | 7.1 | 10.3 | 10.5 | 10.1 | 11.1 | 11.1 | 12.2 | 12.7 | 13.9 | 14.6 | 15 | 16.2 | 17.1 | 18 | 18.8 | 19.4 | 19.3 | 20.3 | 20.3
Net Provincial Emissions | [18 empty] | 3 | 4.8 | 3.3 | 3.1 | 2.5 | 0.9 | 0.4 | -1.4 | -2.4 | -4.2 | -5.5 | -7.4 | -9.7 | -11 | -12.1 | -13.1 | -13.8 | -14.5 | -15.7 | -15.3 | -15.7
*Note: Historical Emissions data for 2005 to 2020 is from Canada’s Official Greenhouse Gas Inventory: http://data.ec.gc.ca/data/substances/monitor/canada-s-official-greenhouse-gas-inventory/, emissions data for 2021 and 2022 were estimated by IESO based on actual natural gas production. Emissions for 2023 and beyond are projected using IESO’s detailed energy dispatch model.
*Note: This table was revised on Feb 27, 2023 to correct variances from the historical emissions source data noted above
Back to main menu

## Figure 49
Back to main menu
Figure 49: Marginal Emissions Factors
Scenario | 2023 | 2024 | 2025 | 2026 | 2027 | 2028 | 2029 | 2030 | 2031 | 2032 | 2033 | 2034 | 2035 | 2036 | 2037 | 2038 | 2039 | 2040 | 2041 | 2042 | 2043
Average Annual Marginal Emissions Factor (tCO2e/MWh) | 0.09 | 0.23 | 0.25 | 0.37 | 0.37 | 0.37 | 0.38 | 0.38 | 0.39 | 0.42 | 0.45 | 0.47 | 0.47 | 0.48 | 0.5 | 0.52 | 0.53 | 0.53 | 0.53 | 0.53 | 0.53
Gas On Margin (% of time) | 24% | 54% | 57% | 81% | 82% | 82% | 84% | 85% | 82% | 85% | 89% | 92% | 92% | 93% | 95% | 99% | 99% | 99% | 100% | 100% | 100%
Back to main menu