## Menu
Barrie-Innisfil IRRP
Data Tables
May 2022
Appendix B: Load Forecast Data
Table 2: Final Coincident, Extreme Peak, Net, Summer Demand Forecast (MW) per Station
Table 3:Final Coincident, Extreme Peak, Net, Winter Demand Forecast (MW) per Station
Table 4: CDM and DG Contribution (MW) Considered in Coincident, Extreme Peak, Net, Summer Demand Forecast
Table 5: CDM and DG Contribution (MW) Considered in Coincident, Extreme Peak, Net, Winter Demand Forecast
Table 6: LDC Coincident, Median Peak, Gross Summer Demand Forecast (MW) per Station
Table 7: LDC Coincident, Median Peak, Gross Winter Demand Forecast (MW) per Station
Table 8: Final Reference, Non-Coincident, Extreme Peak, Net, Summer Demand Forecast (MW)
Table 9: Final Reference Non-Coincident, Extreme Peak, Net, Winter Demand Forecast (MW)
Table 10: Station Hourly Load for Everett, Barrie, and MxE
Table 11: Historical Loading of Barrie-Innisfil (2020)
Table 12: Load Need for Everett, Barrie and MxE Need
This document and the information contained herein is provided for informational purposes only. The IESO has prepared this document based on information currently available to the IESO and reasonable assumptions associated therewith, including relating to electricity supply and demand. The information, statements and conclusions contained in this report are subject to risks, uncertainties and other factors that could cause actual results or circumstances to differ materially from the information, statements and assumptions contained herein. The IESO provides no guarantee, representation, or warranty, express or implied, with respect to any statement or information contained herein and disclaims any liability in connection therewith. Readers are cautioned not to place undue reliance on forward-looking information contained in this report as actual results could differ materially from the plans, expectations, estimates, intentions and statements expressed in this report. The IESO undertakes no obligation to revise or update any information contained in this report as a result of new information, future events or otherwise. In the event there is any conflict or inconsistency between this document and the IESO market rules, any IESO contract, any legislation or regulation, or any request for proposals or other procurement document, the terms in the market rules, or the subject contract, legislation, regulation, or procurement document, as applicable, govern.

## Table 2
Back to main menu
Table 2: Final Coincident, Extreme Peak, Net, Summer Demand Forecast (MW) per Station
| 2021 | 2022 | 2023 | 2024 | 2025 | 2026 | 2027 | 2028 | 2029 | 2030 | 2031 | 2032 | 2033 | 2034 | 2035 | 2036 | 2037 | 2038 | 2039 | 2040
Alliston TS | 117.3928 | 120.4398 | 123.1409 | 124.4131 | 125.9792 | 129.569 | 132.7161 | 136.2017 | 138.9411 | 141.2109 | 142.4623 | 144.7089 | 147.0808 | 149.4691 | 152.0115 | 154.2669 | 156.4873 | 158.7395 | 160.9633 | 163.1888
Barrie TS | 74.1683 | 81.6089 | 101.9324 | 111.9174 | 121.7916 | 132.5646 | 144.6202 | 155.7004 | 165.7805 | 174.9388 | 184.1413 | 185.6309 | 187.323 | 188.9403 | 190.6186 | 191.9515 | 193.2592 | 194.6361 | 195.961 | 197.2946
Everett TS | 81.1834 | 82.2034 | 83.2396 | 84.0299 | 85.2561 | 86.8178 | 88.3732 | 90.0834 | 91.8584 | 93.6928 | 97.0393 | 101.3628 | 107.8432 | 115.2835 | 125.8181 | 135.836 | 144.9242 | 151.9953 | 159.0057 | 166.0247
Midhurst TS | 268.3873 | 271.3969 | 254.115 | 256.2835 | 259.7524 | 263.6806 | 267.5714 | 271.8888 | 276.3542 | 280.9506 | 285.7492 | 290.5518 | 295.7006 | 303.8934 | 310.795 | 315.5708 | 320.2546 | 325.0237 | 329.8563 | 334.776
Total | 541.1318 | 555.6491 | 562.4279 | 576.6439 | 592.7793 | 612.632 | 633.281 | 653.8744 | 672.9342 | 690.7931 | 709.3921 | 722.2544 | 737.9476 | 757.5864 | 779.2432 | 797.6252 | 814.9253 | 830.3946 | 845.7863 | 861.2841
Back to main menu

## Table 3
Back to main menu
Table 3: Final Coincident, Extreme Peak, Net, Winter Demand Forecast (MW) per Station
| 2021 | 2022 | 2023 | 2024 | 2025 | 2026 | 2027 | 2028 | 2029 | 2030 | 2031 | 2032 | 2033 | 2034 | 2035 | 2036 | 2037 | 2038 | 2039 | 2040
Alliston TS | 94.8336 | 97.7356 | 100.2467 | 101.9572 | 103.5558 | 106.8019 | 109.6899 | 112.8223 | 114.9474 | 116.6994 | 117.4562 | 119.1418 | 120.9895 | 122.9229 | 124.8999 | 126.8762 | 128.8068 | 130.7527 | 132.7317 | 134.6785
Barrie TS | 61.5638 | 68.7542 | 83.7501 | 93.6427 | 103.1253 | 113.3335 | 124.8304 | 135.3391 | 144.4679 | 152.7406 | 160.9189 | 161.8082 | 162.9348 | 164.1875 | 165.5077 | 166.7051 | 167.8487 | 169.0164 | 170.2304 | 171.4069
Everett TS | 55.0245 | 55.8602 | 56.6503 | 57.4507 | 58.3593 | 59.4282 | 60.5142 | 61.6771 | 62.6951 | 63.7737 | 66.4661 | 70.1663 | 75.9416 | 82.7686 | 92.605 | 102.2121 | 110.8073 | 117.4471 | 124.1263 | 130.7847
Midhurst TS | 182.6052 | 185.0341 | 173.9945 | 176.2811 | 178.8914 | 181.6268 | 184.3954 | 187.3739 | 189.887 | 192.5601 | 195.2657 | 197.9619 | 200.9908 | 204.2223 | 207.5878 | 210.7187 | 213.826 | 217.0112 | 220.3048 | 223.5995
Total | 394.0271 | 407.384 | 414.6415 | 429.3316 | 443.9319 | 461.1903 | 479.4299 | 497.2125 | 511.9973 | 525.7739 | 540.1069 | 549.0782 | 560.8567 | 574.1013 | 590.6004 | 606.5121 | 621.2888 | 634.2275 | 647.3932 | 660.4696
Back to main menu

## Table 4
Back to main menu
Table 4: CDM and DG Contribution (MW) Considered in Coincident, Extreme Peak, Net, Summer Demand Forecast
| 2021 | 2022 | 2023 | 2024 | 2025 | 2026 | 2027 | 2028 | 2029 | 2030 | 2031 | 2032 | 2033 | 2034 | 2035 | 2036 | 2037 | 2038 | 2039 | 2040
Alliston TS | 1.537 | 2.813 | 4.1382 | 5.6038 | 6.4631 | 6.9872 | 7.5944 | 8.0429 | 8.3996 | 8.688 | 8.6415 | 8.7502 | 8.7273 | 8.6865 | 8.4902 | 8.5795 | 8.7026 | 8.7956 | 8.9188 | 9.0421
CDM | 1.2915 | 2.5675 | 3.8927 | 5.3583 | 6.2175 | 6.7417 | 7.3489 | 7.7974 | 8.1541 | 8.4425 | 8.3959 | 8.5047 | 8.4818 | 8.4754 | 8.4532 | 8.5494 | 8.6725 | 8.7956 | 8.9188 | 9.0421
DG | 0.24551 | 0.24551 | 0.24551 | 0.24551 | 0.24551 | 0.24551 | 0.24551 | 0.24551 | 0.24551 | 0.24551 | 0.24551 | 0.24551 | 0.24551 | 0.21107 | 0.036984 | 0.030084 | 0.030084 | 0 | 0 | 0
Barrie TS | 1.0683 | 1.9928 | 3.4751 | 5.0727 | 6.2629 | 7.1488 | 8.2584 | 9.1633 | 9.9781 | 10.7071 | 11.0646 | 11.075 | 10.8952 | 10.8026 | 10.6616 | 10.6999 | 10.7724 | 10.7846 | 10.858 | 10.9319
CDM | 0.817 | 1.7415 | 3.2238 | 4.8214 | 6.0116 | 6.8975 | 8.0071 | 8.912 | 9.7268 | 10.4558 | 10.8464 | 10.9015 | 10.7905 | 10.7041 | 10.6009 | 10.6392 | 10.7117 | 10.7846 | 10.858 | 10.9319
DG | 0.25131 | 0.25131 | 0.25131 | 0.25131 | 0.25131 | 0.25131 | 0.25131 | 0.25131 | 0.25131 | 0.25131 | 0.21819 | 0.17356 | 0.1047 | 0.098556 | 0.06072 | 0.06072 | 0.06072 | 0 | 0 | 0
Everett TS | 1.1996 | 2.0603 | 2.9407 | 3.93 | 4.5195 | 4.8295 | 5.2063 | 5.4703 | 5.7043 | 5.915 | 5.9955 | 6.2211 | 6.424 | 6.7428 | 7.161 | 7.6926 | 8.1029 | 8.4219 | 8.8103 | 9.1993
CDM | 0.8946 | 1.7553 | 2.6358 | 3.625 | 4.2145 | 4.5245 | 4.9013 | 5.1653 | 5.3993 | 5.61 | 5.725 | 5.9623 | 6.2204 | 6.5393 | 7.0037 | 7.5352 | 8.0339 | 8.4219 | 8.8103 | 9.1993
DG | 0.30498 | 0.30498 | 0.30498 | 0.30498 | 0.30498 | 0.30498 | 0.30498 | 0.30498 | 0.30498 | 0.30498 | 0.27048 | 0.25875 | 0.20355 | 0.20355 | 0.15732 | 0.15732 | 0.069 | 0 | 0 | 0
Midhurst TS | 8.0449 | 10.8528 | 13.0768 | 16.0543 | 17.8213 | 18.7151 | 19.804 | 20.549 | 21.1988 | 21.7746 | 21.8199 | 21.9521 | 21.8311 | 18.7614 | 17.0805 | 17.1427 | 17.3804 | 17.6214 | 17.8891 | 18.1617
CDM | 2.9258 | 5.7337 | 7.9577 | 10.9352 | 12.7022 | 13.596 | 14.6849 | 15.4299 | 16.0797 | 16.6556 | 16.7008 | 16.931 | 16.9046 | 16.9157 | 16.8997 | 17.1 | 17.3583 | 17.6214 | 17.8891 | 18.1617
DG | 5.1191 | 5.1191 | 5.1191 | 5.1191 | 5.1191 | 5.1191 | 5.1191 | 5.1191 | 5.1191 | 5.1191 | 5.1191 | 5.021 | 4.9265 | 1.8457 | 0.18078 | 0.04278 | 0.02208 | 0 | 0 | 0
Total | 11.8497 | 17.7189 | 23.6309 | 30.6609 | 35.0667 | 37.6806 | 40.8631 | 43.2255 | 45.2807 | 47.0847 | 47.5215 | 47.9984 | 47.8776 | 44.9933 | 43.3932 | 44.1148 | 44.9583 | 45.6234 | 46.4763 | 47.335
Back to main menu

## Table 5
Back to main menu
Table 5: CDM and DG Contribution (MW) Considered in Coincident, Extreme Peak, Net, Winter Demand Forecast
| 2021 | 2022 | 2023 | 2024 | 2025 | 2026 | 2027 | 2028 | 2029 | 2030 | 2031 | 2032 | 2033 | 2034 | 2035 | 2036 | 2037 | 2038 | 2039 | 2040
Alliston TS | 0.7582 | 1.4224 | 2.2247 | 2.8336 | 3.2813 | 3.5567 | 3.8658 | 4.0887 | 4.5877 | 4.994 | 5.2082 | 5.5031 | 5.6319 | 5.6737 | 5.6707 | 5.6673 | 5.7087 | 5.7359 | 5.7314 | 5.7603
CDM | 0.7582 | 1.4224 | 2.2247 | 2.8336 | 3.2813 | 3.5567 | 3.8658 | 4.0887 | 4.5877 | 4.994 | 5.2082 | 5.5031 | 5.6319 | 5.6737 | 5.6707 | 5.6673 | 5.7087 | 5.7359 | 5.7314 | 5.7603
DG | 0 | 0 | 0 | 0 | 0 | 0 | 0 | 0 | 0 | 0 | 0 | 0 | 0 | 0 | 0 | 0 | 0 | 0 | 0 | 0
Barrie TS | 0.49221 | 1.0006 | 1.8586 | 2.6025 | 3.2677 | 3.7742 | 4.3994 | 4.9047 | 5.7659 | 6.5363 | 7.1354 | 7.4739 | 7.5844 | 7.5783 | 7.5143 | 7.4463 | 7.439 | 7.4145 | 7.3506 | 7.3312
CDM | 0.49221 | 1.0006 | 1.8586 | 2.6025 | 3.2677 | 3.7742 | 4.3994 | 4.9047 | 5.7659 | 6.5363 | 7.1354 | 7.4739 | 7.5844 | 7.5783 | 7.5143 | 7.4463 | 7.439 | 7.4145 | 7.3506 | 7.3312
DG | 0 | 0 | 0 | 0 | 0 | 0 | 0 | 0 | 0 | 0 | 0 | 0 | 0 | 0 | 0 | 0 | 0 | 0 | 0 | 0
Everett TS | 0.43993 | 0.81297 | 1.2572 | 1.5967 | 1.8492 | 1.979 | 2.1327 | 2.2352 | 2.5022 | 2.7291 | 2.9472 | 3.241 | 3.535 | 3.8203 | 4.2044 | 4.5656 | 4.9109 | 5.1522 | 5.3598 | 5.5938
CDM | 0.43993 | 0.81297 | 1.2572 | 1.5967 | 1.8492 | 1.979 | 2.1327 | 2.2352 | 2.5022 | 2.7291 | 2.9472 | 3.241 | 3.535 | 3.8203 | 4.2044 | 4.5656 | 4.9109 | 5.1522 | 5.3598 | 5.5938
DG | 0 | 0 | 0 | 0 | 0 | 0 | 0 | 0 | 0 | 0 | 0 | 0 | 0 | 0 | 0 | 0 | 0 | 0 | 0 | 0
Midhurst TS | 1.4599 | 2.6929 | 3.8613 | 4.8992 | 5.6685 | 6.0484 | 6.4986 | 6.7904 | 7.5786 | 8.2404 | 8.6584 | 9.1438 | 9.3558 | 9.4261 | 9.4248 | 9.4123 | 9.4767 | 9.5199 | 9.5128 | 9.5636
CDM | 1.4599 | 2.6929 | 3.8613 | 4.8992 | 5.6685 | 6.0484 | 6.4986 | 6.7904 | 7.5786 | 8.2404 | 8.6584 | 9.1438 | 9.3558 | 9.4261 | 9.4248 | 9.4123 | 9.4767 | 9.5199 | 9.5128 | 9.5636
DG | 0 | 0 | 0 | 0 | 0 | 0 | 0 | 0 | 0 | 0 | 0 | 0 | 0 | 0 | 0 | 0 | 0 | 0 | 0 | 0
Total | 3.1503 | 5.9289 | 9.2019 | 11.932 | 14.0667 | 15.3583 | 16.8965 | 18.0189 | 20.4343 | 22.4998 | 23.9491 | 25.3617 | 26.107 | 26.4984 | 26.8143 | 27.0915 | 27.5352 | 27.8225 | 27.9545 | 28.2489
Back to main menu

## Table 6
Back to main menu
Table 6: LDC Coincident, Median Peak, Gross Summer Demand Forecast (MW) per Station
| 2021 | 2022 | 2023 | 2024 | 2025 | 2026 | 2027 | 2028 | 2029 | 2030 | 2031 | 2032 | 2033 | 2034 | 2035 | 2036 | 2037 | 2038 | 2039 | 2040
Alliston TS | 112.6427 | 116.7372 | 120.5506 | 123.1437 | 125.4408 | 129.3373 | 132.8932 | 136.6193 | 139.5517 | 141.9746 | 143.1158 | 145.3466 | 147.5715 | 149.7949 | 152.017 | 154.2377 | 156.4573 | 158.6785 | 160.9015 | 163.1261
Barrie TS | 71.2593 | 79.1822 | 99.8352 | 110.8056 | 121.2851 | 132.3276 | 144.7969 | 156.1484 | 166.4673 | 175.8319 | 184.8866 | 186.3073 | 187.7396 | 189.1838 | 190.6398 | 191.9385 | 193.2457 | 194.5614 | 195.8858 | 197.2189
Everett TS | 78.0279 | 79.8092 | 81.6245 | 83.3101 | 85.0298 | 86.8025 | 88.6325 | 90.5023 | 92.4051 | 94.3422 | 97.588 | 101.8966 | 108.2266 | 115.5756 | 125.9493 | 135.941 | 144.9375 | 151.9369 | 158.9447 | 165.9609
Midhurst TS | 255.1889 | 260.6989 | 246.4371 | 251.311 | 256.2701 | 260.8373 | 265.5537 | 270.3484 | 275.1932 | 280.0921 | 284.6799 | 289.3538 | 294.1158 | 298.968 | 303.9128 | 308.4951 | 313.1564 | 317.9016 | 322.7323 | 327.6501
Total | 517.1188 | 536.4275 | 548.4475 | 568.5703 | 588.0257 | 609.3046 | 631.8762 | 653.6185 | 673.6173 | 692.2408 | 710.2703 | 722.9043 | 737.6535 | 753.5223 | 772.5188 | 790.6124 | 807.7968 | 823.0784 | 838.4642 | 853.956
Back to main menu

## Table 7
Back to main menu
Table 7: LDC Coincident, Median Peak, Gross Winter Demand Forecast (MW) per Station
| 2021 | 2022 | 2023 | 2024 | 2025 | 2026 | 2027 | 2028 | 2029 | 2030 | 2031 | 2032 | 2033 | 2034 | 2035 | 2036 | 2037 | 2038 | 2039 | 2040
Alliston TS | 92.5855 | 96.0396 | 99.2488 | 101.4952 | 103.4772 | 106.8879 | 109.9845 | 113.2342 | 115.7758 | 117.8663 | 118.8067 | 120.725 | 122.6392 | 124.5523 | 126.4642 | 128.3751 | 130.285 | 132.1962 | 134.1086 | 136.0222
Barrie TS | 60.1044 | 67.5611 | 82.9164 | 93.2184 | 103.0471 | 113.4247 | 125.1656 | 135.8333 | 145.509 | 154.2679 | 162.7691 | 163.9583 | 165.1565 | 166.3639 | 167.5807 | 168.6746 | 169.7751 | 170.8823 | 171.9962 | 173.117
Everett TS | 53.7201 | 54.8909 | 56.0864 | 57.1904 | 58.315 | 59.476 | 60.6767 | 61.9023 | 63.1469 | 64.4114 | 67.2303 | 71.0987 | 76.9771 | 83.8658 | 93.7649 | 103.4196 | 112.079 | 118.7437 | 125.4139 | 132.0895
Midhurst TS | 171.4966 | 175.0433 | 165.4826 | 168.7025 | 171.9758 | 174.9932 | 178.1107 | 181.2782 | 184.4756 | 187.7056 | 190.731 | 193.8125 | 196.9516 | 200.1496 | 203.408 | 206.4283 | 209.5002 | 212.6272 | 215.8102 | 219.0505
Total | 377.9067 | 393.5348 | 403.7341 | 420.6064 | 436.8151 | 454.7818 | 473.9375 | 492.248 | 508.9073 | 524.2512 | 539.5372 | 549.5945 | 561.7244 | 574.9316 | 591.2177 | 606.8976 | 621.6393 | 634.4493 | 647.3289 | 660.2792
Back to main menu

## Table 8
Back to main menu
Table 8: Final Reference, Non-Coincident, Extreme Peak, Net, Summer Demand Forecast (MW)
| 2021 | 2022 | 2023 | 2024 | 2025 | 2026 | 2027 | 2028 | 2029 | 2030 | 2031 | 2032 | 2033 | 2034 | 2035 | 2036 | 2037 | 2038 | 2039 | 2040
Alliston TS | 132.6259 | 136.0675 | 139.1183 | 140.5553 | 142.3241 | 146.3788 | 149.9335 | 153.8704 | 156.9645 | 159.5282 | 160.9417 | 163.4792 | 166.1583 | 168.8514 | 171.7004 | 174.247 | 176.7549 | 179.2948 | 181.8066 | 184.3203
Barrie TS | 95.7439 | 105.3416 | 131.5572 | 144.437 | 157.174 | 171.0702 | 186.6209 | 200.9135 | 213.916 | 225.7294 | 237.5903 | 239.4988 | 241.6615 | 243.7459 | 245.8998 | 247.6191 | 249.3059 | 251.0645 | 252.7735 | 254.4937
Everett TS | 82.1103 | 83.142 | 84.1899 | 84.9893 | 86.2294 | 87.8088 | 89.3819 | 91.1115 | 92.9068 | 94.762 | 98.1462 | 102.5188 | 109.0723 | 116.5972 | 127.2511 | 137.3829 | 146.5735 | 153.7242 | 160.8144 | 167.9132
Midhurst TS | 271.943 | 274.9928 | 257.4803 | 259.6777 | 263.1929 | 267.1736 | 271.1163 | 275.4913 | 280.0162 | 284.674 | 289.5366 | 294.4019 | 299.6182 | 307.8792 | 314.8507 | 319.6884 | 324.4344 | 329.2668 | 334.1638 | 339.1492
Total | 582.4231 | 599.5439 | 612.3457 | 629.6593 | 648.9204 | 672.4314 | 697.0526 | 721.3868 | 743.8034 | 764.6936 | 786.2148 | 799.8987 | 816.5102 | 837.0737 | 859.702 | 878.9373 | 897.0687 | 913.3503 | 929.5583 | 945.8764
Back to main menu

## Table 9
Back to main menu
Table 10: Final Reference Non-Coincident, Extreme Peak, Net, Winter Demand Forecast (MW)
| 2021 | 2022 | 2023 | 2024 | 2025 | 2026 | 2027 | 2028 | 2029 | 2030 | 2031 | 2032 | 2033 | 2034 | 2035 | 2036 | 2037 | 2038 | 2039 | 2040
Alliston TS | 111.2886 | 114.6941 | 117.641 | 119.6483 | 121.5243 | 125.3336 | 128.7228 | 132.3987 | 134.8925 | 136.9485 | 137.8366 | 139.8147 | 141.9829 | 144.2518 | 146.5719 | 148.8911 | 151.1566 | 153.4402 | 155.7626 | 158.0473
Barrie TS | 72.3498 | 80.7999 | 98.4231 | 110.0488 | 121.1929 | 133.1895 | 146.7007 | 159.0505 | 169.7786 | 179.5007 | 189.1118 | 190.1569 | 191.481 | 192.9531 | 194.5046 | 195.9118 | 197.2558 | 198.628 | 200.0547 | 201.4373
Everett TS | 57.2092 | 58.0781 | 58.8995 | 59.7317 | 60.6764 | 61.7877 | 62.9168 | 64.1259 | 65.1843 | 66.3058 | 69.105 | 72.9522 | 78.9567 | 86.0548 | 96.2818 | 106.2703 | 115.2068 | 122.1102 | 129.0546 | 135.9774
Midhurst TS | 199.5124 | 202.2234 | 190.1812 | 192.7281 | 195.617 | 198.6264 | 201.6745 | 204.946 | 207.7262 | 210.6761 | 213.6523 | 216.6201 | 219.9421 | 223.4808 | 227.1639 | 230.59 | 233.9929 | 237.4806 | 241.0853 | 244.6932
Total | 440.3599 | 455.7955 | 465.1448 | 482.1569 | 499.0106 | 518.9372 | 540.0148 | 560.5211 | 577.5816 | 593.4312 | 609.7058 | 619.5439 | 632.3627 | 646.7406 | 664.5221 | 681.6632 | 697.6121 | 711.6591 | 725.9572 | 740.1551
Back to main menu

## Table 10
Back to main menu
Table 10: Station Hourly Load for Everett, Barrie, and MxE
Year | Month | Day | Hour Ending | Everett TS Load | Barrie TS Load | MxE Load
2021 | 1 | 1 | 1 | 35.7621 | 35.8699 | 350.8911
2021 | 1 | 1 | 2 | 32.5913 | 34.4897 | 335.0431
2021 | 1 | 1 | 3 | 29.7838 | 30.4647 | 322.1692
2021 | 1 | 1 | 4 | 28.6544 | 33.3695 | 312.281
2021 | 1 | 1 | 5 | 29.3458 | 32.5445 | 307.4601
2021 | 1 | 1 | 6 | 29.069 | 33.455 | 308.327
2021 | 1 | 1 | 7 | 29.7638 | 33.656 | 312.6862
2021 | 1 | 1 | 8 | 31.5718 | 34.0357 | 323.604
2021 | 1 | 1 | 9 | 33.4354 | 33.5658 | 338.9765
2021 | 1 | 1 | 10 | 36.176 | 31.627 | 359.8975
2021 | 1 | 1 | 11 | 38.2642 | 31.6933 | 369.9705
2021 | 1 | 1 | 12 | 41.0455 | 38.4558 | 385.1712
2021 | 1 | 1 | 13 | 41.9486 | 39.7717 | 384.5498
2021 | 1 | 1 | 14 | 41.5042 | 40.3856 | 387.2071
2021 | 1 | 1 | 15 | 40.9277 | 40.6088 | 389.4703
2021 | 1 | 1 | 16 | 40.7524 | 40.2087 | 395.8019
2021 | 1 | 1 | 17 | 43.3823 | 40.3444 | 413.4146
2021 | 1 | 1 | 18 | 48.2696 | 47.1663 | 445.106
2021 | 1 | 1 | 19 | 46.7745 | 45.9108 | 427.3363
2021 | 1 | 1 | 20 | 44.7783 | 40.5224 | 406.5516
2021 | 1 | 1 | 21 | 43.7173 | 43.4273 | 390.7531
2021 | 1 | 1 | 22 | 42.2253 | 40.2688 | 374.0518
2021 | 1 | 1 | 23 | 39.5703 | 38.0938 | 351.5705
2021 | 1 | 2 | 0 | 35.8674 | 34.8951 | 323.8214
2021 | 1 | 2 | 1 | 34.8812 | 37.4127 | 296.3618
2021 | 1 | 2 | 2 | 32.8654 | 36.4249 | 284.8098
2021 | 1 | 2 | 3 | 31.5501 | 36.0968 | 277.9649
2021 | 1 | 2 | 4 | 30.5253 | 36.2979 | 275.6634
2021 | 1 | 2 | 5 | 29.8511 | 35.9185 | 278.2965
2021 | 1 | 2 | 6 | 29.8014 | 35.745 | 286.2545
2021 | 1 | 2 | 7 | 32.8797 | 36.22 | 300.3156
2021 | 1 | 2 | 8 | 37.6764 | 41.477 | 323.9136
2021 | 1 | 2 | 9 | 41.2236 | 44.5936 | 349.0936
2021 | 1 | 2 | 10 | 43.4878 | 44.7007 | 367.1401
2021 | 1 | 2 | 11 | 44.9817 | 43.1757 | 375.2893
2021 | 1 | 2 | 12 | 45.6074 | 43.7127 | 383.7456
2021 | 1 | 2 | 13 | 45.9421 | 43.4242 | 387.4769
2021 | 1 | 2 | 14 | 45.2706 | 48.4745 | 389.2862
2021 | 1 | 2 | 15 | 44.541 | 49.0648 | 387.3029
2021 | 1 | 2 | 16 | 45.007 | 42.693 | 394.4477
2021 | 1 | 2 | 17 | 47.8517 | 43.6848 | 418.5697
2021 | 1 | 2 | 18 | 50.9189 | 45.5845 | 443.1887
2021 | 1 | 2 | 19 | 49.2079 | 43.5383 | 427.0429
2021 | 1 | 2 | 20 | 46.7793 | 40.5591 | 403.8142
2021 | 1 | 2 | 21 | 45.3039 | 42.4782 | 385.9069
2021 | 1 | 2 | 22 | 43.1794 | 41.9996 | 368.2691
2021 | 1 | 2 | 23 | 40.0519 | 39.7693 | 346.5195
2021 | 1 | 3 | 0 | 36.701 | 37.1055 | 326.3921
2021 | 1 | 3 | 1 | 33.0263 | 35.9957 | 300.9176
2021 | 1 | 3 | 2 | 31.2135 | 34.9972 | 289.6968
2021 | 1 | 3 | 3 | 29.9715 | 34.804 | 283.664
2021 | 1 | 3 | 4 | 28.8638 | 35.0168 | 281.6072
2021 | 1 | 3 | 5 | 27.9792 | 34.1179 | 282.1583
2021 | 1 | 3 | 6 | 27.883 | 33.3281 | 285.2465
2021 | 1 | 3 | 7 | 30.5998 | 32.8689 | 294.7769
2021 | 1 | 3 | 8 | 35.213 | 38.6025 | 312.2641
2021 | 1 | 3 | 9 | 38.6847 | 41.1075 | 322.61
2021 | 1 | 3 | 10 | 41.0795 | 41.3943 | 328.6389
2021 | 1 | 3 | 11 | 42.7185 | 40.013 | 326.9426
2021 | 1 | 3 | 12 | 44.4259 | 40.3416 | 357.3865
2021 | 1 | 3 | 13 | 45.0566 | 40.4372 | 360.225
2021 | 1 | 3 | 14 | 44.7276 | 47.2999 | 362.0843
2021 | 1 | 3 | 15 | 44.3921 | 49.2603 | 364.0735
2021 | 1 | 3 | 16 | 45.2715 | 41.7411 | 375.5927
2021 | 1 | 3 | 17 | 48.6076 | 43.796 | 405.4553
2021 | 1 | 3 | 18 | 52.1834 | 46.0444 | 437.4133
2021 | 1 | 3 | 19 | 50.4734 | 42.8974 | 420.5857
2021 | 1 | 3 | 20 | 48.1296 | 40.313 | 397.9034
2021 | 1 | 3 | 21 | 46.3836 | 41.3637 | 377.9427
2021 | 1 | 3 | 22 | 43.6784 | 40.0356 | 353.6649
2021 | 1 | 3 | 23 | 40.1931 | 39.0972 | 325.0213
2021 | 1 | 4 | 0 | 36.161 | 37.4793 | 298.9752
2021 | 1 | 4 | 1 | 33.5158 | 36.9932 | 263.8771
2021 | 1 | 4 | 2 | 32.113 | 36.3339 | 252.6008
2021 | 1 | 4 | 3 | 31.3324 | 36.7638 | 245.7473
2021 | 1 | 4 | 4 | 30.9317 | 37.3624 | 242.7013
2021 | 1 | 4 | 5 | 31.4163 | 37.6637 | 244.9006
2021 | 1 | 4 | 6 | 33.3185 | 39.739 | 256.2437
2021 | 1 | 4 | 7 | 37.3693 | 43.9486 | 282.6753
2021 | 1 | 4 | 8 | 41.2874 | 54.6449 | 309.8127
2021 | 1 | 4 | 9 | 42.6198 | 57.0821 | 317.221
2021 | 1 | 4 | 10 | 43.3929 | 57.6265 | 319.2479
2021 | 1 | 4 | 11 | 44.1885 | 54.3806 | 321.8541
2021 | 1 | 4 | 12 | 43.4922 | 54.5637 | 313.6874
2021 | 1 | 4 | 13 | 43.8965 | 54.4345 | 313.3048
2021 | 1 | 4 | 14 | 43.4952 | 58.7561 | 313.6976
2021 | 1 | 4 | 15 | 43.2859 | 60.209 | 316.3323
2021 | 1 | 4 | 16 | 44.6344 | 53.8981 | 327.0114
2021 | 1 | 4 | 17 | 48.4977 | 53.1264 | 356.3158
2021 | 1 | 4 | 18 | 53.5867 | 54.5221 | 390.764
2021 | 1 | 4 | 19 | 52.584 | 52.4376 | 375.633
2021 | 1 | 4 | 20 | 50.7029 | 49.6561 | 358.609
2021 | 1 | 4 | 21 | 49.04 | 49.7082 | 340.7713
2021 | 1 | 4 | 22 | 45.9763 | 48.6008 | 315.967
2021 | 1 | 4 | 23 | 41.9902 | 45.6308 | 285.9494
2021 | 1 | 5 | 0 | 38.4856 | 42.6261 | 258.1243
2021 | 1 | 5 | 1 | 35.5928 | 41.5207 | 250.0768
2021 | 1 | 5 | 2 | 34.0215 | 40.5262 | 241.1785
2021 | 1 | 5 | 3 | 33.0492 | 40.4636 | 237.3437
2021 | 1 | 5 | 4 | 32.4701 | 40.5708 | 236.7121
2021 | 1 | 5 | 5 | 32.7308 | 40.9273 | 241.7082
2021 | 1 | 5 | 6 | 33.5066 | 42.7712 | 258.3099
2021 | 1 | 5 | 7 | 37.3546 | 46.8344 | 289.2102
2021 | 1 | 5 | 8 | 41.0958 | 55.7239 | 322.272
2021 | 1 | 5 | 9 | 42.399 | 58.0396 | 333.0948
2021 | 1 | 5 | 10 | 43.2698 | 58.4815 | 334.1119
2021 | 1 | 5 | 11 | 44.1984 | 56.5887 | 332.3621
2021 | 1 | 5 | 12 | 45.8196 | 56.3405 | 338.122
2021 | 1 | 5 | 13 | 46.5089 | 56.0434 | 338.8484
2021 | 1 | 5 | 14 | 46.3646 | 59.5305 | 341.4087
2021 | 1 | 5 | 15 | 46.3196 | 61.0686 | 347.9761
2021 | 1 | 5 | 16 | 47.5018 | 55.6417 | 365.2645
2021 | 1 | 5 | 17 | 51.0047 | 55.5186 | 397.2387
2021 | 1 | 5 | 18 | 55.0883 | 56.1483 | 439.0458
2021 | 1 | 5 | 19 | 54.0286 | 53.8212 | 429.4391
2021 | 1 | 5 | 20 | 51.9329 | 51.2863 | 416.0321
2021 | 1 | 5 | 21 | 50.3624 | 50.6439 | 401.8593
2021 | 1 | 5 | 22 | 47.413 | 49.1336 | 378.2212
2021 | 1 | 5 | 23 | 43.4712 | 47.1815 | 348.2791
2021 | 1 | 6 | 0 | 38.6489 | 44.2835 | 313.9205
2021 | 1 | 6 | 1 | 35.5663 | 44.2535 | 311.9592
2021 | 1 | 6 | 2 | 33.8246 | 42.9843 | 305.431
2021 | 1 | 6 | 3 | 32.6617 | 42.6567 | 303.3646
2021 | 1 | 6 | 4 | 31.9498 | 42.7197 | 304.2248
2021 | 1 | 6 | 5 | 32.0841 | 43.1071 | 309.7473
2021 | 1 | 6 | 6 | 32.5933 | 45.9022 | 323.3018
2021 | 1 | 6 | 7 | 36.3629 | 49.8578 | 354.8877
2021 | 1 | 6 | 8 | 39.9332 | 58.4189 | 391.561
2021 | 1 | 6 | 9 | 41.3598 | 60.3726 | 404.3819
2021 | 1 | 6 | 10 | 42.711 | 60.3493 | 402.8839
2021 | 1 | 6 | 11 | 43.9936 | 59.1504 | 397.7632
2021 | 1 | 6 | 12 | 43.9343 | 57.9126 | 374.8577
2021 | 1 | 6 | 13 | 44.5032 | 57.5153 | 370.1526
2021 | 1 | 6 | 14 | 44.1994 | 60.9186 | 369.0177
2021 | 1 | 6 | 15 | 43.9984 | 62.7476 | 372.5245
2021 | 1 | 6 | 16 | 45.1047 | 56.5665 | 391.3722
2021 | 1 | 6 | 17 | 48.5576 | 56.6132 | 431.1331
2021 | 1 | 6 | 18 | 53.6389 | 57.5033 | 470.6608
2021 | 1 | 6 | 19 | 52.6691 | 55.3467 | 471.8644
2021 | 1 | 6 | 20 | 50.8615 | 52.8875 | 463.6347
2021 | 1 | 6 | 21 | 49.3786 | 51.9251 | 452.6742
2021 | 1 | 6 | 22 | 46.4076 | 50.1052 | 429.2751
2021 | 1 | 6 | 23 | 42.3786 | 48.2924 | 399.2635
2021 | 1 | 7 | 0 | 38.1813 | 45.9081 | 373.0575
2021 | 1 | 7 | 1 | 35.4066 | 43.8252 | 352.8341
2021 | 1 | 7 | 2 | 33.7984 | 43.0847 | 344.6109
2021 | 1 | 7 | 3 | 32.8133 | 42.7629 | 341.7407
2021 | 1 | 7 | 4 | 32.2143 | 42.3246 | 341.8084
2021 | 1 | 7 | 5 | 32.4567 | 42.8961 | 346.6194
2021 | 1 | 7 | 6 | 33.5741 | 45.114 | 359.5214
2021 | 1 | 7 | 7 | 37.429 | 48.1271 | 386.5113
2021 | 1 | 7 | 8 | 41.2154 | 56.8573 | 411.6965
2021 | 1 | 7 | 9 | 42.6712 | 58.7486 | 409.728
2021 | 1 | 7 | 10 | 43.6938 | 58.9088 | 396.4158
2021 | 1 | 7 | 11 | 44.6557 | 57.2238 | 385.9941
2021 | 1 | 7 | 12 | 44.6576 | 57.4683 | 400.0969
2021 | 1 | 7 | 13 | 45.1275 | 57.5119 | 396.5783
2021 | 1 | 7 | 14 | 44.9111 | 59.2592 | 395.2933
2021 | 1 | 7 | 15 | 44.8294 | 60.8518 | 398.5656
2021 | 1 | 7 | 16 | 45.927 | 56.0337 | 412.1341
2021 | 1 | 7 | 17 | 49.4315 | 55.5049 | 441.3044
2021 | 1 | 7 | 18 | 53.6864 | 57.8315 | 473.4778
2021 | 1 | 7 | 19 | 53.2108 | 56.2151 | 465.8867
2021 | 1 | 7 | 20 | 51.643 | 53.756 | 452.6737
2021 | 1 | 7 | 21 | 50.3714 | 52.1622 | 437.5013
2021 | 1 | 7 | 22 | 47.5544 | 50.4262 | 412.9879
2021 | 1 | 7 | 23 | 43.6681 | 49.1972 | 381.8035
2021 | 1 | 8 | 0 | 39.4455 | 45.5886 | 352.736
2021 | 1 | 8 | 1 | 36.4372 | 43.6295 | 341.5608
2021 | 1 | 8 | 2 | 34.8344 | 42.66 | 330.9002
2021 | 1 | 8 | 3 | 33.8306 | 42.1707 | 326.1519
2021 | 1 | 8 | 4 | 33.2354 | 41.6968 | 324.1336
2021 | 1 | 8 | 5 | 33.4246 | 41.8981 | 327.1772
2021 | 1 | 8 | 6 | 34.7974 | 43.0923 | 338.7088
2021 | 1 | 8 | 7 | 38.6524 | 46.1326 | 367.1434
2021 | 1 | 8 | 8 | 42.5347 | 54.5905 | 401.4149
2021 | 1 | 8 | 9 | 43.8546 | 57.4394 | 414.2793
2021 | 1 | 8 | 10 | 44.3941 | 56.5294 | 414.4758
2021 | 1 | 8 | 11 | 44.9205 | 55.1528 | 409.6423
2021 | 1 | 8 | 12 | 45.2828 | 56.0562 | 399.9943
2021 | 1 | 8 | 13 | 45.5681 | 55.9293 | 398.402
2021 | 1 | 8 | 14 | 45.0084 | 57.1571 | 397.7182
2021 | 1 | 8 | 15 | 44.5343 | 58.0856 | 399.4846
2021 | 1 | 8 | 16 | 45.3282 | 52.7946 | 410.1913
2021 | 1 | 8 | 17 | 48.4384 | 51.8962 | 435.5851
2021 | 1 | 8 | 18 | 52.5935 | 53.3844 | 465.4455
2021 | 1 | 8 | 19 | 52.0286 | 51.578 | 458.4365
2021 | 1 | 8 | 20 | 50.496 | 49.78 | 444.5927
2021 | 1 | 8 | 21 | 49.5661 | 48.2969 | 430.9189
2021 | 1 | 8 | 22 | 47.2638 | 46.5386 | 409.9947
2021 | 1 | 8 | 23 | 43.6147 | 45.0948 | 382.6232
2021 | 1 | 9 | 0 | 38.9303 | 41.1629 | 357.3594
2021 | 1 | 9 | 1 | 35.4684 | 40.2197 | 336.7485
2021 | 1 | 9 | 2 | 33.3951 | 39.1805 | 324.938
2021 | 1 | 9 | 3 | 31.981 | 38.909 | 318.7178
2021 | 1 | 9 | 4 | 30.8022 | 39.172 | 316.5204
2021 | 1 | 9 | 5 | 29.8845 | 38.9215 | 318.6066
2021 | 1 | 9 | 6 | 29.2485 | 40.2775 | 330.1936
2021 | 1 | 9 | 7 | 32.1064 | 40.3035 | 342.3466
2021 | 1 | 9 | 8 | 36.6305 | 45.6365 | 361.1732
2021 | 1 | 9 | 9 | 39.7573 | 46.1737 | 380.6934
2021 | 1 | 9 | 10 | 41.8411 | 46.1328 | 392.7648
2021 | 1 | 9 | 11 | 43.2095 | 46.0751 | 395.4179
2021 | 1 | 9 | 12 | 44.5391 | 45.9673 | 386.5654
2021 | 1 | 9 | 13 | 44.7889 | 45.687 | 384.1668
2021 | 1 | 9 | 14 | 43.9461 | 48.0502 | 381.9583
2021 | 1 | 9 | 15 | 42.9333 | 47.8717 | 380.8453
2021 | 1 | 9 | 16 | 43.0447 | 43.3129 | 391.4208
2021 | 1 | 9 | 17 | 45.7006 | 43.0869 | 422.0841
2021 | 1 | 9 | 18 | 49.4662 | 47.9294 | 465.1054
2021 | 1 | 9 | 19 | 47.9799 | 46.9016 | 453.7669
2021 | 1 | 9 | 20 | 45.7015 | 44.3865 | 430.64
2021 | 1 | 9 | 21 | 44.4492 | 43.0125 | 412.2306
2021 | 1 | 9 | 22 | 42.4944 | 42.35 | 393.6599
2021 | 1 | 9 | 23 | 39.4097 | 41.237 | 371.5874
2021 | 1 | 10 | 0 | 35.5165 | 40.8451 | 348.4605
2021 | 1 | 10 | 1 | 32.366 | 40.4214 | 334.7967
2021 | 1 | 10 | 2 | 30.5483 | 39.414 | 324.0732
2021 | 1 | 10 | 3 | 29.2488 | 39.0315 | 318.549
2021 | 1 | 10 | 4 | 28.1283 | 38.898 | 316.9098
2021 | 1 | 10 | 5 | 27.1378 | 38.4774 | 318.8536
2021 | 1 | 10 | 6 | 26.7628 | 37.4086 | 328.1709
2021 | 1 | 10 | 7 | 29.4827 | 37.3955 | 337.7503
2021 | 1 | 10 | 8 | 34.0943 | 41.3585 | 353.4379
2021 | 1 | 10 | 9 | 37.6821 | 41.7246 | 368.411
2021 | 1 | 10 | 10 | 40.3411 | 41.9513 | 375.9162
2021 | 1 | 10 | 11 | 42.0936 | 41.445 | 375.5316
2021 | 1 | 10 | 12 | 42.9619 | 43.2472 | 378.809
2021 | 1 | 10 | 13 | 43.4459 | 43.851 | 378.3072
2021 | 1 | 10 | 14 | 42.9538 | 48.1963 | 377.5001
2021 | 1 | 10 | 15 | 42.4794 | 48.8593 | 378.1577
2021 | 1 | 10 | 16 | 43.3304 | 43.5524 | 393.594
2021 | 1 | 10 | 17 | 46.6262 | 44.6178 | 430.8311
2021 | 1 | 10 | 18 | 50.9625 | 48.7927 | 481.4737
2021 | 1 | 10 | 19 | 49.4401 | 47.2204 | 474.0632
2021 | 1 | 10 | 20 | 47.1903 | 44.9821 | 453.1635
2021 | 1 | 10 | 21 | 45.5592 | 43.3369 | 434.3329
2021 | 1 | 10 | 22 | 43.0095 | 42.9251 | 411.3662
2021 | 1 | 10 | 23 | 39.615 | 41.563 | 384.467
2021 | 1 | 11 | 0 | 36.1927 | 41.2918 | 353.2778
2021 | 1 | 11 | 1 | 33.7918 | 39.4352 | 332.4626
2021 | 1 | 11 | 2 | 32.402 | 38.981 | 324.2552
2021 | 1 | 11 | 3 | 31.6056 | 38.87 | 321.1699
2021 | 1 | 11 | 4 | 31.1799 | 38.8334 | 320.6063
2021 | 1 | 11 | 5 | 31.5732 | 39.1261 | 324.9852
2021 | 1 | 11 | 6 | 33.3849 | 41.4149 | 332.9798
2021 | 1 | 11 | 7 | 37.3629 | 45.271 | 361.9083
2021 | 1 | 11 | 8 | 41.1771 | 55.4613 | 397.2057
2021 | 1 | 11 | 9 | 42.3848 | 57.6624 | 410.6313
2021 | 1 | 11 | 10 | 42.9323 | 57.1062 | 411.4005
2021 | 1 | 11 | 11 | 43.5567 | 55.3916 | 409.6956
2021 | 1 | 11 | 12 | 44.3839 | 54.4787 | 410.342
2021 | 1 | 11 | 13 | 44.796 | 54.2194 | 407.9978
2021 | 1 | 11 | 14 | 44.398 | 56.7582 | 405.9909
2021 | 1 | 11 | 15 | 44.1762 | 58.5837 | 407.8039
2021 | 1 | 11 | 16 | 45.4173 | 52.9901 | 418.0179
2021 | 1 | 11 | 17 | 49.0508 | 51.9881 | 444.2085
2021 | 1 | 11 | 18 | 53.8321 | 52.8606 | 466.883
2021 | 1 | 11 | 19 | 53.0718 | 51.3604 | 458.5146
2021 | 1 | 11 | 20 | 51.1741 | 48.5813 | 443.8687
2021 | 1 | 11 | 21 | 49.7098 | 47.6224 | 427.8563
2021 | 1 | 11 | 22 | 46.7853 | 46.0296 | 402.8217
2021 | 1 | 11 | 23 | 42.8563 | 44.6284 | 372.0275
2021 | 1 | 12 | 0 | 38.72 | 42.4826 | 341.4785
2021 | 1 | 12 | 1 | 36.0251 | 41.616 | 318.9162
2021 | 1 | 12 | 2 | 34.4572 | 41.0892 | 308.9081
2021 | 1 | 12 | 3 | 33.4279 | 41.2369 | 304.1101
2021 | 1 | 12 | 4 | 32.8733 | 41.0486 | 301.8634
2021 | 1 | 12 | 5 | 33.0453 | 41.4347 | 304.6348
2021 | 1 | 12 | 6 | 34.3681 | 42.3311 | 314.0726
2021 | 1 | 12 | 7 | 38.2185 | 45.7277 | 341.4376
2021 | 1 | 12 | 8 | 41.856 | 55.5229 | 372.0362
2021 | 1 | 12 | 9 | 42.8463 | 57.9563 | 379.6787
2021 | 1 | 12 | 10 | 43.3317 | 59.2928 | 378.5984
2021 | 1 | 12 | 11 | 43.9339 | 56.1401 | 376.174
2021 | 1 | 12 | 12 | 44.354 | 56.4837 | 359.5742
2021 | 1 | 12 | 13 | 44.7092 | 56.3449 | 356.688
2021 | 1 | 12 | 14 | 44.3159 | 58.9957 | 354.9538
2021 | 1 | 12 | 15 | 44.0068 | 62.0372 | 356.8431
2021 | 1 | 12 | 16 | 45.201 | 56.2566 | 369.4927
2021 | 1 | 12 | 17 | 48.9486 | 55.9362 | 400.9231
2021 | 1 | 12 | 18 | 54.1065 | 58.8575 | 446.4376
2021 | 1 | 12 | 19 | 53.5848 | 57.3063 | 438.4913
2021 | 1 | 12 | 20 | 51.9479 | 55.2424 | 424.4578
2021 | 1 | 12 | 21 | 50.5731 | 54.1214 | 409.5276
2021 | 1 | 12 | 22 | 47.7036 | 53.012 | 385.4038
2021 | 1 | 12 | 23 | 43.7694 | 51.3557 | 354.9421
2021 | 1 | 13 | 0 | 39.5799 | 48.1444 | 322.2278
2021 | 1 | 13 | 1 | 36.5178 | 47.8394 | 297.0337
2021 | 1 | 13 | 2 | 34.948 | 46.7454 | 286.9451
2021 | 1 | 13 | 3 | 33.9107 | 46.0311 | 281.5506
2021 | 1 | 13 | 4 | 33.3519 | 45.8849 | 279.2028
2021 | 1 | 13 | 5 | 33.5937 | 46.3457 | 281.8657
2021 | 1 | 13 | 6 | 34.8224 | 47.4434 | 291.5655
2021 | 1 | 13 | 7 | 38.6303 | 51.0943 | 318.1026
2021 | 1 | 13 | 8 | 42.1702 | 59.1231 | 346.7343
2021 | 1 | 13 | 9 | 43.2697 | 61.8711 | 352.8448
2021 | 1 | 13 | 10 | 43.9665 | 60.8694 | 351.5143
2021 | 1 | 13 | 11 | 44.6923 | 59.3537 | 349.7681
2021 | 1 | 13 | 12 | 46.0138 | 58.0832 | 344.3228
2021 | 1 | 13 | 13 | 46.4678 | 57.3905 | 342.5704
2021 | 1 | 13 | 14 | 46.2014 | 58.211 | 341.788
2021 | 1 | 13 | 15 | 45.9062 | 60.1113 | 343.2893
2021 | 1 | 13 | 16 | 46.9637 | 55.4967 | 355.0589
2021 | 1 | 13 | 17 | 50.4116 | 55.4912 | 386.2124
2021 | 1 | 13 | 18 | 54.7759 | 56.4747 | 413.7863
2021 | 1 | 13 | 19 | 54.2547 | 55.0231 | 411.0188
2021 | 1 | 13 | 20 | 52.6372 | 52.7884 | 400.1168
2021 | 1 | 13 | 21 | 51.284 | 51.2224 | 386.8614
2021 | 1 | 13 | 22 | 48.3525 | 49.0712 | 362.4258
2021 | 1 | 13 | 23 | 44.2761 | 48.9114 | 332.3034
2021 | 1 | 14 | 0 | 39.5202 | 47.2871 | 305.4582
2021 | 1 | 14 | 1 | 36.9815 | 46.4646 | 282.3615
2021 | 1 | 14 | 2 | 35.4248 | 45.7768 | 272.1044
2021 | 1 | 14 | 3 | 34.4724 | 45.4586 | 267.4302
2021 | 1 | 14 | 4 | 33.8701 | 45.2199 | 265.8628
2021 | 1 | 14 | 5 | 34.0708 | 45.6806 | 269.1233
2021 | 1 | 14 | 6 | 35.5301 | 47.6368 | 284.9059
2021 | 1 | 14 | 7 | 39.2182 | 50.538 | 312.2014
2021 | 1 | 14 | 8 | 42.5903 | 59.932 | 340.5968
2021 | 1 | 14 | 9 | 43.3427 | 61.5619 | 345.5598
2021 | 1 | 14 | 10 | 43.4056 | 62.6924 | 341.2145
2021 | 1 | 14 | 11 | 43.6752 | 61.0381 | 338.2405
2021 | 1 | 14 | 12 | 44.8195 | 60.2645 | 328.6277
2021 | 1 | 14 | 13 | 45.1052 | 60.19 | 325.9306
2021 | 1 | 14 | 14 | 44.7336 | 62.0562 | 325.466
2021 | 1 | 14 | 15 | 44.4418 | 64.2079 | 328.7413
2021 | 1 | 14 | 16 | 45.3945 | 58.8828 | 341.9794
2021 | 1 | 14 | 17 | 48.8953 | 59.1035 | 374.9145
2021 | 1 | 14 | 18 | 54.2435 | 61.3709 | 420.5601
2021 | 1 | 14 | 19 | 53.7766 | 60.6663 | 413.7573
2021 | 1 | 14 | 20 | 52.1098 | 58.5061 | 401.373
2021 | 1 | 14 | 21 | 50.8273 | 56.2315 | 387.3067
2021 | 1 | 14 | 22 | 48.0101 | 54.811 | 363.1969
2021 | 1 | 14 | 23 | 44.066 | 53.4849 | 332.6541
2021 | 1 | 15 | 0 | 39.6535 | 50.4868 | 306.1432
2021 | 1 | 15 | 1 | 37.7308 | 47.437 | 280.8381
2021 | 1 | 15 | 2 | 36.2257 | 46.6835 | 269.9007
2021 | 1 | 15 | 3 | 35.3123 | 45.8069 | 264.6081
2021 | 1 | 15 | 4 | 34.7941 | 45.144 | 262.5673
2021 | 1 | 15 | 5 | 35.0646 | 45.3757 | 265.1103
2021 | 1 | 15 | 6 | 36.2136 | 45.8319 | 277.4873
2021 | 1 | 15 | 7 | 40.0717 | 48.5967 | 305.6667
2021 | 1 | 15 | 8 | 44.0358 | 56.4032 | 338.9914
2021 | 1 | 15 | 9 | 45.3649 | 59.6251 | 352.4713
2021 | 1 | 15 | 10 | 45.908 | 58.0827 | 354.2409
2021 | 1 | 15 | 11 | 46.3404 | 57.0832 | 352.1231
2021 | 1 | 15 | 12 | 46.5771 | 57.2726 | 357.6386
2021 | 1 | 15 | 13 | 46.7113 | 56.7245 | 356.8067
2021 | 1 | 15 | 14 | 46.2768 | 56.0058 | 356.4795
2021 | 1 | 15 | 15 | 45.7442 | 57.1433 | 359.5974
2021 | 1 | 15 | 16 | 46.5693 | 53.1889 | 368.4985
2021 | 1 | 15 | 17 | 49.871 | 52.7117 | 391.7995
2021 | 1 | 15 | 18 | 54.9409 | 53.8153 | 414.0202
2021 | 1 | 15 | 19 | 54.6401 | 52.8097 | 406.5139
2021 | 1 | 15 | 20 | 53.053 | 51.4034 | 392.0944
2021 | 1 | 15 | 21 | 52.1366 | 49.1484 | 378.6144
2021 | 1 | 15 | 22 | 49.8381 | 47.0961 | 358.5725
2021 | 1 | 15 | 23 | 46.1233 | 47.1838 | 331.9711
2021 | 1 | 16 | 0 | 41.0465 | 44.0637 | 305.0895
2021 | 1 | 16 | 1 | 38.5652 | 41.3762 | 277.6939
2021 | 1 | 16 | 2 | 36.7173 | 40.3354 | 265.5215
2021 | 1 | 16 | 3 | 35.5233 | 40.134 | 258.7111
2021 | 1 | 16 | 4 | 34.735 | 40.5702 | 255.1544
2021 | 1 | 16 | 5 | 34.2377 | 40.2915 | 254.1607
2021 | 1 | 16 | 6 | 34.2145 | 42.4183 | 259.9579
2021 | 1 | 16 | 7 | 36.9128 | 41.7947 | 274.9707
2021 | 1 | 16 | 8 | 40.9669 | 47.0129 | 305.8023
2021 | 1 | 16 | 9 | 43.8895 | 46.4571 | 327.6763
2021 | 1 | 16 | 10 | 45.9291 | 46.1294 | 335.8168
2021 | 1 | 16 | 11 | 47.1939 | 46.0978 | 337.9177
2021 | 1 | 16 | 12 | 48.676 | 47.5408 | 343.9017
2021 | 1 | 16 | 13 | 48.7844 | 47.1432 | 341.5258
2021 | 1 | 16 | 14 | 48.1389 | 48.0376 | 338.7327
2021 | 1 | 16 | 15 | 47.3045 | 47.3329 | 342.8559
2021 | 1 | 16 | 16 | 47.4953 | 43.9149 | 355.1794
2021 | 1 | 16 | 17 | 50.1898 | 43.0132 | 384.119
2021 | 1 | 16 | 18 | 53.0423 | 48.8727 | 418.8729
2021 | 1 | 16 | 19 | 51.8784 | 48.1019 | 406.0064
2021 | 1 | 16 | 20 | 49.5284 | 45.9424 | 384.014
2021 | 1 | 16 | 21 | 48.0086 | 42.6794 | 367.9992
2021 | 1 | 16 | 22 | 45.9194 | 42.1534 | 350.8189
2021 | 1 | 16 | 23 | 42.7365 | 42.0216 | 328.1244
2021 | 1 | 17 | 0 | 39.3268 | 42.4911 | 296.151
2021 | 1 | 17 | 1 | 35.1332 | 41.2914 | 298.6274
2021 | 1 | 17 | 2 | 33.1709 | 40.644 | 288.8606
2021 | 1 | 17 | 3 | 31.7125 | 40.6834 | 283.7251
2021 | 1 | 17 | 4 | 30.5269 | 41.0117 | 282.0965
2021 | 1 | 17 | 5 | 29.4066 | 41.1799 | 283.4528
2021 | 1 | 17 | 6 | 28.2506 | 43.3938 | 288.549
2021 | 1 | 17 | 7 | 30.446 | 42.6368 | 303.4751
2021 | 1 | 17 | 8 | 34.7068 | 45.2041 | 336.1354
2021 | 1 | 17 | 9 | 38.0567 | 43.5959 | 364.9668
2021 | 1 | 17 | 10 | 40.8972 | 43.2469 | 377.2195
2021 | 1 | 17 | 11 | 42.6533 | 43.8933 | 380.0076
2021 | 1 | 17 | 12 | 43.4397 | 44.6239 | 378.4895
2021 | 1 | 17 | 13 | 43.9143 | 45.2649 | 377.0791
2021 | 1 | 17 | 14 | 43.393 | 46.8296 | 375.4099
2021 | 1 | 17 | 15 | 42.9 | 46.6382 | 380.4783
2021 | 1 | 17 | 16 | 43.541 | 43.653 | 400.3336
2021 | 1 | 17 | 17 | 46.4163 | 43.1545 | 435.6355
2021 | 1 | 17 | 18 | 48.8322 | 51.4191 | 474.9666
2021 | 1 | 17 | 19 | 47.9574 | 51.1395 | 466.7296
2021 | 1 | 17 | 20 | 46.067 | 49.6466 | 446.5575
2021 | 1 | 17 | 21 | 44.4456 | 45.6672 | 428.2648
2021 | 1 | 17 | 22 | 41.9094 | 45.8332 | 405.7294
2021 | 1 | 17 | 23 | 38.5073 | 44.7439 | 378.4567
2021 | 1 | 18 | 0 | 35.4125 | 44.6288 | 354.4779
2021 | 1 | 18 | 1 | 33.3236 | 43.6403 | 326.7618
2021 | 1 | 18 | 2 | 31.8718 | 43.3467 | 318.7204
2021 | 1 | 18 | 3 | 31.0507 | 42.7465 | 315.7793
2021 | 1 | 18 | 4 | 30.5913 | 42.4755 | 315.3749
2021 | 1 | 18 | 5 | 31.0283 | 42.8272 | 319.6403
2021 | 1 | 18 | 6 | 32.6213 | 44.3169 | 333.4437
2021 | 1 | 18 | 7 | 36.5217 | 47.6846 | 362.0182
2021 | 1 | 18 | 8 | 40.2537 | 56.9093 | 392.4868
2021 | 1 | 18 | 9 | 41.4098 | 59.5189 | 397.2587
2021 | 1 | 18 | 10 | 42.0874 | 57.6642 | 387.8941
2021 | 1 | 18 | 11 | 42.7666 | 56.5488 | 379.8294
2021 | 1 | 18 | 12 | 43.8718 | 55.7271 | 389.459
2021 | 1 | 18 | 13 | 44.2708 | 54.9152 | 384.1001
2021 | 1 | 18 | 14 | 43.9677 | 54.588 | 380.6687
2021 | 1 | 18 | 15 | 43.6847 | 56.4253 | 382.6646
2021 | 1 | 18 | 16 | 44.8432 | 52.7392 | 395.4933
2021 | 1 | 18 | 17 | 48.3853 | 52.3397 | 425.8033
2021 | 1 | 18 | 18 | 52.8199 | 52.9591 | 454.5436
2021 | 1 | 18 | 19 | 52.1627 | 52.5856 | 449.5051
2021 | 1 | 18 | 20 | 50.3079 | 50.0983 | 434.8152
2021 | 1 | 18 | 21 | 48.8512 | 48.3538 | 418.2568
2021 | 1 | 18 | 22 | 45.9218 | 46.2751 | 393.2505
2021 | 1 | 18 | 23 | 41.9751 | 46.2364 | 362.9305
2021 | 1 | 19 | 0 | 37.5122 | 44.0518 | 337.8921
2021 | 1 | 19 | 1 | 35.4593 | 43.101 | 314.2467
2021 | 1 | 19 | 2 | 34.0133 | 42.4327 | 303.6597
2021 | 1 | 19 | 3 | 33.1276 | 41.7404 | 298.5802
2021 | 1 | 19 | 4 | 32.7028 | 41.1984 | 296.1355
2021 | 1 | 19 | 5 | 33.0639 | 41.2775 | 298.7356
2021 | 1 | 19 | 6 | 34.3081 | 43.372 | 310.4982
2021 | 1 | 19 | 7 | 38.2611 | 46.7763 | 336.9348
2021 | 1 | 19 | 8 | 42.2202 | 55.6474 | 363.1633
2021 | 1 | 19 | 9 | 43.6275 | 57.3881 | 364.9477
2021 | 1 | 19 | 10 | 44.2773 | 57.3816 | 358.0091
2021 | 1 | 19 | 11 | 44.925 | 57.3199 | 351.8678
2021 | 1 | 19 | 12 | 45.7197 | 55.7829 | 357.2189
2021 | 1 | 19 | 13 | 46.102 | 55.6039 | 353.9383
2021 | 1 | 19 | 14 | 45.9184 | 58.0575 | 352.0861
2021 | 1 | 19 | 15 | 45.8351 | 60.268 | 354.802
2021 | 1 | 19 | 16 | 47.1954 | 55.1148 | 367.6844
2021 | 1 | 19 | 17 | 50.8818 | 54.3802 | 396.2729
2021 | 1 | 19 | 18 | 54.8956 | 55.0426 | 422.4213
2021 | 1 | 19 | 19 | 54.427 | 54.2463 | 419.9524
2021 | 1 | 19 | 20 | 52.5554 | 51.9994 | 406.838
2021 | 1 | 19 | 21 | 51.0757 | 50.7816 | 391.3784
2021 | 1 | 19 | 22 | 48.1829 | 49.4789 | 366.9775
2021 | 1 | 19 | 23 | 44.2761 | 47.9713 | 337.2487
2021 | 1 | 20 | 0 | 40.9418 | 46.0228 | 311.511
2021 | 1 | 20 | 1 | 37.3742 | 45.3603 | 286.3036
2021 | 1 | 20 | 2 | 35.8291 | 45.0015 | 275.3666
2021 | 1 | 20 | 3 | 34.7645 | 44.6435 | 269.3229
2021 | 1 | 20 | 4 | 34.2224 | 43.8881 | 266.3111
2021 | 1 | 20 | 5 | 34.4018 | 44.4522 | 268.2143
2021 | 1 | 20 | 6 | 35.5482 | 46.3922 | 276.3048
2021 | 1 | 20 | 7 | 39.3069 | 49.5078 | 302.6621
2021 | 1 | 20 | 8 | 42.753 | 57.79 | 333.0848
2021 | 1 | 20 | 9 | 43.844 | 60.4531 | 343.3288
2021 | 1 | 20 | 10 | 44.5493 | 60.4662 | 345.4854
2021 | 1 | 20 | 11 | 45.2146 | 58.0588 | 345.876
2021 | 1 | 20 | 12 | 46.2319 | 57.5749 | 354.199
2021 | 1 | 20 | 13 | 46.6092 | 56.434 | 354.6659
2021 | 1 | 20 | 14 | 46.2722 | 57.116 | 354.7228
2021 | 1 | 20 | 15 | 46.0456 | 60.9047 | 356.8953
2021 | 1 | 20 | 16 | 47.0887 | 56.3162 | 365.286
2021 | 1 | 20 | 17 | 50.1865 | 56.5261 | 389.678
2021 | 1 | 20 | 18 | 53.2922 | 59.5486 | 404.2179
2021 | 1 | 20 | 19 | 52.9983 | 58.645 | 401.4167
2021 | 1 | 20 | 20 | 51.4517 | 56.5413 | 389.3428
2021 | 1 | 20 | 21 | 50.009 | 54.8703 | 375.6444
2021 | 1 | 20 | 22 | 47.0718 | 53.2953 | 351.3361
2021 | 1 | 20 | 23 | 43.0851 | 52.8421 | 321.268
2021 | 1 | 21 | 0 | 39.3218 | 49.8298 | 289.9442
2021 | 1 | 21 | 1 | 36.4 | 48.6682 | 274.7846
2021 | 1 | 21 | 2 | 34.8105 | 47.9918 | 265.9307
2021 | 1 | 21 | 3 | 33.7673 | 47.0868 | 262.5944
2021 | 1 | 21 | 4 | 33.2236 | 46.4219 | 261.8958
2021 | 1 | 21 | 5 | 33.4179 | 47.008 | 266.3372
2021 | 1 | 21 | 6 | 34.7906 | 48.3561 | 278.782
2021 | 1 | 21 | 7 | 38.6369 | 51.0767 | 307.1551
2021 | 1 | 21 | 8 | 42.3138 | 58.7207 | 332.9312
2021 | 1 | 21 | 9 | 43.5113 | 60.8828 | 330.9936
2021 | 1 | 21 | 10 | 44.494 | 59.878 | 319.525
2021 | 1 | 21 | 11 | 45.2648 | 58.6864 | 312.3746
2021 | 1 | 21 | 12 | 45.7922 | 58.3536 | 332.9245
2021 | 1 | 21 | 13 | 46.0978 | 57.6153 | 329.5707
2021 | 1 | 21 | 14 | 45.8973 | 57.3929 | 329.2448
2021 | 1 | 21 | 15 | 45.5479 | 58.4905 | 333.5702
2021 | 1 | 21 | 16 | 46.3589 | 55.4788 | 347.6322
2021 | 1 | 21 | 17 | 49.6583 | 55.3794 | 380.0129
2021 | 1 | 21 | 18 | 53.0945 | 55.4336 | 408.6885
2021 | 1 | 21 | 19 | 52.8281 | 55.5633 | 414.8831
2021 | 1 | 21 | 20 | 51.3956 | 53.1479 | 407.3133
2021 | 1 | 21 | 21 | 50.0252 | 51.5051 | 396.8088
2021 | 1 | 21 | 22 | 47.1837 | 49.6252 | 374.4639
2021 | 1 | 21 | 23 | 43.1772 | 49.093 | 345.614
2021 | 1 | 22 | 0 | 39.24 | 47.1119 | 312.5008
2021 | 1 | 22 | 1 | 36.0952 | 46.5812 | 298.4132
2021 | 1 | 22 | 2 | 34.4349 | 45.4479 | 289.2274
2021 | 1 | 22 | 3 | 33.3743 | 44.5695 | 285.6938
2021 | 1 | 22 | 4 | 32.7859 | 44.3236 | 284.8066
2021 | 1 | 22 | 5 | 32.9954 | 44.221 | 288.44
2021 | 1 | 22 | 6 | 34.4363 | 46.1596 | 301.6941
2021 | 1 | 22 | 7 | 38.2447 | 48.9856 | 331.0352
2021 | 1 | 22 | 8 | 42.1037 | 57.0649 | 364.4028
2021 | 1 | 22 | 9 | 43.4866 | 58.9924 | 374.2459
2021 | 1 | 22 | 10 | 44.1434 | 58.4545 | 368.9683
2021 | 1 | 22 | 11 | 44.6471 | 58.2168 | 361.1977
2021 | 1 | 22 | 12 | 45.3184 | 57.13 | 357.3229
2021 | 1 | 22 | 13 | 45.5185 | 56.7827 | 352.3612
2021 | 1 | 22 | 14 | 44.9967 | 58.8285 | 350.2356
2021 | 1 | 22 | 15 | 44.42 | 59.4224 | 352.9314
2021 | 1 | 22 | 16 | 44.9791 | 53.9726 | 365.1483
2021 | 1 | 22 | 17 | 47.7741 | 53.2689 | 394.9427
2021 | 1 | 22 | 18 | 51.2042 | 54.9816 | 434.5913
2021 | 1 | 22 | 19 | 50.8659 | 54.3705 | 433.7216
2021 | 1 | 22 | 20 | 49.3041 | 52.3429 | 421.0543
2021 | 1 | 22 | 21 | 48.3123 | 50.1845 | 408.9773
2021 | 1 | 22 | 22 | 46.0147 | 48.6189 | 389.5678
2021 | 1 | 22 | 23 | 42.3979 | 47.0524 | 363.2991
2021 | 1 | 23 | 0 | 38.1285 | 45.0243 | 332.5944
2021 | 1 | 23 | 1 | 35.3924 | 42.955 | 332.021
2021 | 1 | 23 | 2 | 33.5691 | 41.9187 | 322.0565
2021 | 1 | 23 | 3 | 32.3416 | 41.4468 | 317.5721
2021 | 1 | 23 | 4 | 31.5273 | 41.8297 | 316.2865
2021 | 1 | 23 | 5 | 30.9605 | 41.8668 | 318.114
2021 | 1 | 23 | 6 | 31.2386 | 42.5925 | 322.9361
2021 | 1 | 23 | 7 | 34.2723 | 42.8819 | 340.6479
2021 | 1 | 23 | 8 | 38.6141 | 46.7455 | 372.3975
2021 | 1 | 23 | 9 | 41.7213 | 46.7356 | 396.5041
2021 | 1 | 23 | 10 | 43.8499 | 46.8192 | 402.5997
2021 | 1 | 23 | 11 | 45.1753 | 46.5651 | 401.7484
2021 | 1 | 23 | 12 | 45.9254 | 46.49 | 379.1944
2021 | 1 | 23 | 13 | 45.8962 | 46.2169 | 369.4069
2021 | 1 | 23 | 14 | 45.2683 | 46.7628 | 363.7458
2021 | 1 | 23 | 15 | 44.3638 | 45.6595 | 368.583
2021 | 1 | 23 | 16 | 44.6827 | 43.061 | 389.2228
2021 | 1 | 23 | 17 | 47.5772 | 42.0816 | 427.6405
2021 | 1 | 23 | 18 | 50.9646 | 48.4413 | 463.7833
2021 | 1 | 23 | 19 | 50.2736 | 49.2673 | 466.9851
2021 | 1 | 23 | 20 | 48.2736 | 46.8409 | 449.8039
2021 | 1 | 23 | 21 | 47.0851 | 44.4683 | 434.8691
2021 | 1 | 23 | 22 | 45.1633 | 44.6675 | 417.8854
2021 | 1 | 23 | 23 | 42.1474 | 43.0487 | 396.6938
2021 | 1 | 24 | 0 | 38.2947 | 43.9152 | 373.4118
2021 | 1 | 24 | 1 | 36.9286 | 42.3221 | 343.7936
2021 | 1 | 24 | 2 | 35.4892 | 41.4338 | 332.1012
2021 | 1 | 24 | 3 | 34.5626 | 41.1308 | 326.4394
2021 | 1 | 24 | 4 | 34.0069 | 41.1376 | 323.3414
2021 | 1 | 24 | 5 | 33.6236 | 40.8452 | 322.0666
2021 | 1 | 24 | 6 | 34.2624 | 41.8023 | 319.2229
2021 | 1 | 24 | 7 | 36.8689 | 41.581 | 328.5381
2021 | 1 | 24 | 8 | 40.7357 | 44.9911 | 353.1715
2021 | 1 | 24 | 9 | 43.6058 | 44.4935 | 377.101
2021 | 1 | 24 | 10 | 45.5848 | 44.6365 | 387.9635
2021 | 1 | 24 | 11 | 46.776 | 44.364 | 387.9145
2021 | 1 | 24 | 12 | 47.7587 | 44.8671 | 392.1614
2021 | 1 | 24 | 13 | 47.9239 | 45.24 | 386.8529
2021 | 1 | 24 | 14 | 47.6548 | 49.1378 | 383.7286
2021 | 1 | 24 | 15 | 47.3409 | 48.8983 | 388.6427
2021 | 1 | 24 | 16 | 48.3434 | 44.4544 | 401.9203
2021 | 1 | 24 | 17 | 51.9138 | 44.8011 | 430.3251
2021 | 1 | 24 | 18 | 56.8436 | 50.2894 | 453.968
2021 | 1 | 24 | 19 | 56.0429 | 49.9712 | 446.4164
2021 | 1 | 24 | 20 | 53.7258 | 47.7162 | 424.2125
2021 | 1 | 24 | 21 | 51.7121 | 44.7052 | 403.3811
2021 | 1 | 24 | 22 | 48.9334 | 44.8085 | 378.1178
2021 | 1 | 24 | 23 | 45.342 | 43.3602 | 349.1872
2021 | 1 | 25 | 0 | 42.4184 | 43.4474 | 320.6809
2021 | 1 | 25 | 1 | 39.14 | 40.4627 | 309.5183
2021 | 1 | 25 | 2 | 37.829 | 40.0523 | 300.228
2021 | 1 | 25 | 3 | 37.0394 | 39.5548 | 296.619
2021 | 1 | 25 | 4 | 36.6498 | 39.2878 | 295.3155
2021 | 1 | 25 | 5 | 36.9577 | 39.4991 | 299.2858
2021 | 1 | 25 | 6 | 38.0076 | 41.2253 | 309.4813
2021 | 1 | 25 | 7 | 41.7254 | 44.7491 | 338.6851
2021 | 1 | 25 | 8 | 45.2559 | 54.6122 | 372.804
2021 | 1 | 25 | 9 | 46.2024 | 57.3158 | 384.7288
2021 | 1 | 25 | 10 | 46.7779 | 55.9512 | 382.928
2021 | 1 | 25 | 11 | 47.2022 | 54.1776 | 379.2546
2021 | 1 | 25 | 12 | 46.7975 | 54.6894 | 372.3609
2021 | 1 | 25 | 13 | 46.9213 | 54.1342 | 369.3472
2021 | 1 | 25 | 14 | 46.4946 | 56.1614 | 367.761
2021 | 1 | 25 | 15 | 46.235 | 57.1016 | 370.0242
2021 | 1 | 25 | 16 | 47.4298 | 52.3782 | 382.1207
2021 | 1 | 25 | 17 | 50.68 | 51.1411 | 411.6595
2021 | 1 | 25 | 18 | 54.6245 | 51.3263 | 439.8622
2021 | 1 | 25 | 19 | 54.5629 | 51.2618 | 443.0315
2021 | 1 | 25 | 20 | 52.7687 | 48.1493 | 431.109
2021 | 1 | 25 | 21 | 51.2533 | 46.9599 | 416.9545
2021 | 1 | 25 | 22 | 48.2861 | 45.2473 | 393.0558
2021 | 1 | 25 | 23 | 44.4062 | 44.0179 | 363.8476
2021 | 1 | 26 | 0 | 40.4363 | 41.3539 | 327.5551
2021 | 1 | 26 | 1 | 38.6259 | 41.2684 | 330.2524
2021 | 1 | 26 | 2 | 37.2394 | 40.5725 | 323.0133
2021 | 1 | 26 | 3 | 36.3974 | 40.1208 | 321.5274
2021 | 1 | 26 | 4 | 36.0455 | 39.8309 | 321.5309
2021 | 1 | 26 | 5 | 36.4787 | 39.8656 | 326.2926
2021 | 1 | 26 | 6 | 37.676 | 41.5079 | 339.7157
2021 | 1 | 26 | 7 | 41.5487 | 45.1109 | 371.2686
2021 | 1 | 26 | 8 | 45.4393 | 54.5129 | 406.1851
2021 | 1 | 26 | 9 | 46.5757 | 56.9163 | 411.8817
2021 | 1 | 26 | 10 | 47.2284 | 57.7287 | 401.654
2021 | 1 | 26 | 11 | 47.6917 | 55.8204 | 391.0472
2021 | 1 | 26 | 12 | 47.5724 | 54.0249 | 386.2384
2021 | 1 | 26 | 13 | 47.6535 | 53.7949 | 378.305
2021 | 1 | 26 | 14 | 47.4908 | 56.8807 | 374.9588
2021 | 1 | 26 | 15 | 47.0719 | 58.9993 | 377.6768
2021 | 1 | 26 | 16 | 48.2875 | 53.7992 | 395.1411
2021 | 1 | 26 | 17 | 52.0799 | 52.4374 | 431.7957
2021 | 1 | 26 | 18 | 54.8807 | 55.9536 | 481.0126
2021 | 1 | 26 | 19 | 55.4902 | 55.3864 | 485.9035
2021 | 1 | 26 | 20 | 54.3681 | 52.5903 | 476.2349
2021 | 1 | 26 | 21 | 53.1213 | 51.4736 | 463.9923
2021 | 1 | 26 | 22 | 50.2092 | 50.4171 | 440.2962
2021 | 1 | 26 | 23 | 46.2774 | 48.5219 | 410.1691
2021 | 1 | 27 | 0 | 42.6166 | 46.118 | 381.3934
2021 | 1 | 27 | 1 | 40.4897 | 46.1693 | 354.2898
2021 | 1 | 27 | 2 | 39.2064 | 45.3372 | 344.8794
2021 | 1 | 27 | 3 | 38.4935 | 44.7736 | 340.4351
2021 | 1 | 27 | 4 | 38.1477 | 44.5032 | 338.1596
2021 | 1 | 27 | 5 | 38.6783 | 44.9188 | 340.0511
2021 | 1 | 27 | 6 | 40.26 | 46.3991 | 351.2796
2021 | 1 | 27 | 7 | 43.8088 | 50.0525 | 378.4423
2021 | 1 | 27 | 8 | 47.0446 | 58.2485 | 409.2412
2021 | 1 | 27 | 9 | 47.5903 | 61.2681 | 414.4859
2021 | 1 | 27 | 10 | 46.8779 | 61.1455 | 406.4531
2021 | 1 | 27 | 11 | 46.5012 | 58.4461 | 398.3599
2021 | 1 | 27 | 12 | 46.0773 | 56.7445 | 404.8032
2021 | 1 | 27 | 13 | 45.9733 | 55.6796 | 399.3897
2021 | 1 | 27 | 14 | 45.5008 | 57.2365 | 395.93
2021 | 1 | 27 | 15 | 45.354 | 59.5465 | 396.2819
2021 | 1 | 27 | 16 | 46.94 | 54.9907 | 406.1537
2021 | 1 | 27 | 17 | 50.5625 | 54.5372 | 433.3794
2021 | 1 | 27 | 18 | 55.3042 | 55.8881 | 461.4497
2021 | 1 | 27 | 19 | 56.185 | 55.7121 | 460.1682
2021 | 1 | 27 | 20 | 54.904 | 53.3051 | 447.0301
2021 | 1 | 27 | 21 | 53.7928 | 52.6033 | 432.2982
2021 | 1 | 27 | 22 | 50.8724 | 51.1793 | 407.2714
2021 | 1 | 27 | 23 | 47.0619 | 49.9945 | 376.1407
2021 | 1 | 28 | 0 | 43.4023 | 48.5617 | 349.6994
2021 | 1 | 28 | 1 | 40.6507 | 46.793 | 325.6612
2021 | 1 | 28 | 2 | 39.2432 | 45.9658 | 314.6715
2021 | 1 | 28 | 3 | 38.3957 | 45.2472 | 309.6629
2021 | 1 | 28 | 4 | 37.9637 | 44.7499 | 306.7905
2021 | 1 | 28 | 5 | 38.2808 | 45.2368 | 308.9782
2021 | 1 | 28 | 6 | 39.4097 | 47.6466 | 324.8969
2021 | 1 | 28 | 7 | 43.0472 | 50.7331 | 351.8865
2021 | 1 | 28 | 8 | 46.6064 | 58.9343 | 381.2223
2021 | 1 | 28 | 9 | 47.6514 | 60.9334 | 386.5005
2021 | 1 | 28 | 10 | 48.0492 | 60.7794 | 379.1864
2021 | 1 | 28 | 11 | 48.2889 | 59.256 | 372.4566
2021 | 1 | 28 | 12 | 48.7284 | 58.417 | 366.6792
2021 | 1 | 28 | 13 | 48.8327 | 57.9701 | 362.1045
2021 | 1 | 28 | 14 | 48.5527 | 60.3645 | 360.4907
2021 | 1 | 28 | 15 | 48.3032 | 60.3591 | 362.9583
2021 | 1 | 28 | 16 | 49.185 | 56.139 | 374.699
2021 | 1 | 28 | 17 | 52.1917 | 55.4704 | 402.5468
2021 | 1 | 28 | 18 | 54.28 | 56.765 | 446.4605
2021 | 1 | 28 | 19 | 55.0492 | 56.9982 | 447.1455
2021 | 1 | 28 | 20 | 53.8067 | 53.78 | 434.8805
2021 | 1 | 28 | 21 | 52.7104 | 51.7888 | 421.0887
2021 | 1 | 28 | 22 | 49.9138 | 50.0584 | 397.2428
2021 | 1 | 28 | 23 | 46.114 | 48.8438 | 366.8704
2021 | 1 | 29 | 0 | 41.8251 | 46.2155 | 332.4057
2021 | 1 | 29 | 1 | 39.6523 | 45.4183 | 328.8707
2021 | 1 | 29 | 2 | 38.1247 | 44.1647 | 320.1166
2021 | 1 | 29 | 3 | 37.2047 | 43.2586 | 317.5552
2021 | 1 | 29 | 4 | 36.6729 | 43.1861 | 316.6195
2021 | 1 | 29 | 5 | 36.9621 | 42.9981 | 320.3449
2021 | 1 | 29 | 6 | 38.0123 | 45.2247 | 334.1336
2021 | 1 | 29 | 7 | 41.6426 | 48.1035 | 365.5225
2021 | 1 | 29 | 8 | 45.2306 | 55.9278 | 403.529
2021 | 1 | 29 | 9 | 46.1261 | 58.1246 | 415.4332
2021 | 1 | 29 | 10 | 46.2693 | 57.4672 | 409.0547
2021 | 1 | 29 | 11 | 46.3152 | 56.5645 | 399.1499
2021 | 1 | 29 | 12 | 47.383 | 55.004 | 394.2906
2021 | 1 | 29 | 13 | 47.3714 | 54.4629 | 388.1587
2021 | 1 | 29 | 14 | 46.9401 | 55.7272 | 385.7703
2021 | 1 | 29 | 15 | 46.304 | 56.4968 | 387.5068
2021 | 1 | 29 | 16 | 46.9215 | 51.5898 | 399.56
2021 | 1 | 29 | 17 | 49.7953 | 50.2989 | 429.2517
2021 | 1 | 29 | 18 | 53.367 | 53.0524 | 469.9605
2021 | 1 | 29 | 19 | 53.4903 | 53.1265 | 475.742
2021 | 1 | 29 | 20 | 51.9477 | 50.7591 | 465.6758
2021 | 1 | 29 | 21 | 50.9489 | 49.3575 | 455.2749
2021 | 1 | 29 | 22 | 48.5956 | 48.0366 | 435.6873
2021 | 1 | 29 | 23 | 44.9343 | 45.7539 | 409.0609
2021 | 1 | 30 | 0 | 40.581 | 43.6761 | 378.9499
2021 | 1 | 30 | 1 | 36.9252 | 41.6379 | 358.1216
2021 | 1 | 30 | 2 | 35.0825 | 40.5496 | 346.4669
2021 | 1 | 30 | 3 | 33.8052 | 39.9254 | 341.1347
2021 | 1 | 30 | 4 | 33.0832 | 39.9721 | 338.6097
2021 | 1 | 30 | 5 | 32.5843 | 39.7242 | 339.0878
2021 | 1 | 30 | 6 | 33.0108 | 40.4215 | 345.0782
2021 | 1 | 30 | 7 | 35.6118 | 41.0282 | 359.2903
2021 | 1 | 30 | 8 | 39.4637 | 45.3065 | 385.6925
2021 | 1 | 30 | 9 | 42.3877 | 46.2779 | 408.5913
2021 | 1 | 30 | 10 | 44.5765 | 46.6252 | 418.4351
2021 | 1 | 30 | 11 | 45.8506 | 45.7921 | 416.0275
2021 | 1 | 30 | 12 | 46.6556 | 44.7824 | 411.0582
2021 | 1 | 30 | 13 | 46.4981 | 44.4219 | 404.439
2021 | 1 | 30 | 14 | 45.8273 | 46.1186 | 400.4985
2021 | 1 | 30 | 15 | 44.9477 | 45.343 | 402.4953
2021 | 1 | 30 | 16 | 45.1758 | 41.7577 | 413.2955
2021 | 1 | 30 | 17 | 47.6503 | 41.0154 | 439.8012
2021 | 1 | 30 | 18 | 50.2579 | 46.1892 | 458.2427
2021 | 1 | 30 | 19 | 49.4715 | 47.0118 | 459.736
2021 | 1 | 30 | 20 | 47.2637 | 43.9811 | 439.2172
2021 | 1 | 30 | 21 | 45.8055 | 42.8099 | 421.9566
2021 | 1 | 30 | 22 | 43.8542 | 42.7697 | 403.0897
2021 | 1 | 30 | 23 | 40.8092 | 41.2746 | 380.8597
2021 | 1 | 31 | 0 | 37.7254 | 41.6123 | 357.689
2021 | 1 | 31 | 1 | 34.7846 | 40.1932 | 341.7888
2021 | 1 | 31 | 2 | 33.1067 | 39.1368 | 330.9596
2021 | 1 | 31 | 3 | 31.8801 | 38.6833 | 325.7331
2021 | 1 | 31 | 4 | 31.0278 | 39.0383 | 323.2219
2021 | 1 | 31 | 5 | 30.2562 | 38.4776 | 323.5596
2021 | 1 | 31 | 6 | 30.0688 | 39.198 | 328.182
2021 | 1 | 31 | 7 | 32.566 | 39.1541 | 339.3539
2021 | 1 | 31 | 8 | 36.7045 | 43.0674 | 366.0615
2021 | 1 | 31 | 9 | 39.985 | 43.9912 | 395.8654
2021 | 1 | 31 | 10 | 42.7168 | 44.6121 | 407.8856
2021 | 1 | 31 | 11 | 44.3469 | 43.6545 | 409.6035
2021 | 1 | 31 | 12 | 45.4629 | 44.1086 | 401.741
2021 | 1 | 31 | 13 | 45.7287 | 44.2931 | 395.7661
2021 | 1 | 31 | 14 | 45.4959 | 50.0227 | 392.3565
2021 | 1 | 31 | 15 | 45.1142 | 49.7778 | 395.6959
2021 | 1 | 31 | 16 | 45.8892 | 44.2369 | 411.1237
2021 | 1 | 31 | 17 | 48.9017 | 44.7274 | 442.194
2021 | 1 | 31 | 18 | 52.4521 | 48.4724 | 463.7819
2021 | 1 | 31 | 19 | 51.8988 | 48.5353 | 466.6664
2021 | 1 | 31 | 20 | 49.7822 | 45.6642 | 447.8604
2021 | 1 | 31 | 21 | 48.1204 | 43.8104 | 429.0197
2021 | 1 | 31 | 22 | 45.596 | 43.396 | 405.6904
2021 | 1 | 31 | 23 | 42.1466 | 42.2429 | 379.0351
2021 | 2 | 1 | 0 | 37.9499 | 42.2986 | 353.1759
2021 | 2 | 1 | 1 | 34.7294 | 44.8881 | 327.0446
2021 | 2 | 1 | 2 | 33.3074 | 44.7427 | 319.5454
2021 | 2 | 1 | 3 | 32.4837 | 45.166 | 317.751
2021 | 2 | 1 | 4 | 31.9206 | 45.0169 | 318.4544
2021 | 2 | 1 | 5 | 32.1004 | 45.7787 | 324.0233
2021 | 2 | 1 | 6 | 33.2976 | 47.0759 | 334.0409
2021 | 2 | 1 | 7 | 37.276 | 50.9634 | 363.499
2021 | 2 | 1 | 8 | 40.8906 | 60.485 | 397.6979
2021 | 2 | 1 | 9 | 42.0303 | 63.1792 | 406.2402
2021 | 2 | 1 | 10 | 42.7138 | 64.9842 | 401.2801
2021 | 2 | 1 | 11 | 43.4015 | 61.3781 | 393.9551
2021 | 2 | 1 | 12 | 43.9658 | 61.8658 | 397.5932
2021 | 2 | 1 | 13 | 44.1308 | 61.0017 | 395.5904
2021 | 2 | 1 | 14 | 43.4465 | 61.7768 | 390.1263
2021 | 2 | 1 | 15 | 43.1163 | 64.4476 | 389.2865
2021 | 2 | 1 | 16 | 44.1429 | 59.871 | 400.3662
2021 | 2 | 1 | 17 | 47.3649 | 60.0551 | 427.9927
2021 | 2 | 1 | 18 | 51.0075 | 61.4822 | 450.8072
2021 | 2 | 1 | 19 | 51.099 | 61.7793 | 456.506
2021 | 2 | 1 | 20 | 49.7137 | 59.7709 | 445.8345
2021 | 2 | 1 | 21 | 48.4209 | 57.3421 | 431.6366
2021 | 2 | 1 | 22 | 45.5617 | 55.8897 | 407.8191
2021 | 2 | 1 | 23 | 41.6981 | 54.602 | 378.434
2021 | 2 | 2 | 0 | 38.1085 | 51.0596 | 347.1694
2021 | 2 | 2 | 1 | 35.0373 | 50.7295 | 329.986
2021 | 2 | 2 | 2 | 33.4857 | 49.951 | 321.0393
2021 | 2 | 2 | 3 | 32.4927 | 49.482 | 317.7993
2021 | 2 | 2 | 4 | 31.8894 | 49.0566 | 316.952
2021 | 2 | 2 | 5 | 31.9945 | 49.6813 | 320.7541
2021 | 2 | 2 | 6 | 33.364 | 49.7678 | 332.6207
2021 | 2 | 2 | 7 | 37.3436 | 53.7855 | 360.7986
2021 | 2 | 2 | 8 | 40.9513 | 61.3906 | 394.2982
2021 | 2 | 2 | 9 | 42.0108 | 64.1246 | 403.1938
2021 | 2 | 2 | 10 | 42.5225 | 65.252 | 399.9679
2021 | 2 | 2 | 11 | 43.113 | 63.8456 | 392.9913
2021 | 2 | 2 | 12 | 44.0656 | 63.06 | 388.1057
2021 | 2 | 2 | 13 | 44.2768 | 62.3065 | 385.163
2021 | 2 | 2 | 14 | 43.7102 | 62.2146 | 379.3649
2021 | 2 | 2 | 15 | 43.3113 | 64.0227 | 378.9792
2021 | 2 | 2 | 16 | 44.2305 | 60.6072 | 390.4966
2021 | 2 | 2 | 17 | 47.5933 | 60.9629 | 416.1285
2021 | 2 | 2 | 18 | 51.0395 | 60.7979 | 440.8615
2021 | 2 | 2 | 19 | 51.3125 | 61.243 | 443.9049
2021 | 2 | 2 | 20 | 50.1478 | 59.5021 | 432.4327
2021 | 2 | 2 | 21 | 48.9434 | 56.9537 | 417.6868
2021 | 2 | 2 | 22 | 46.15 | 55.1218 | 393.7212
2021 | 2 | 2 | 23 | 42.2757 | 54.3027 | 363.9187
2021 | 2 | 3 | 0 | 38.4541 | 51.7949 | 339.3963
2021 | 2 | 3 | 1 | 35.6986 | 51.4311 | 319.7165
2021 | 2 | 3 | 2 | 34.1612 | 50.4206 | 310.4819
2021 | 2 | 3 | 3 | 33.1656 | 49.6416 | 306.6794
2021 | 2 | 3 | 4 | 32.5338 | 49.0807 | 305.7576
2021 | 2 | 3 | 5 | 32.6543 | 49.6141 | 309.5231
2021 | 2 | 3 | 6 | 34.0675 | 50.6059 | 323.0286
2021 | 2 | 3 | 7 | 37.9975 | 54.5989 | 350.4248
2021 | 2 | 3 | 8 | 41.391 | 62.0835 | 382.0452
2021 | 2 | 3 | 9 | 42.3835 | 64.633 | 389.4909
2021 | 2 | 3 | 10 | 42.7278 | 65.3726 | 385.5704
2021 | 2 | 3 | 11 | 43.2163 | 64.8577 | 378.3208
2021 | 2 | 3 | 12 | 44.7541 | 63.6793 | 388.5431
2021 | 2 | 3 | 13 | 44.9713 | 62.9516 | 387.442
2021 | 2 | 3 | 14 | 44.4179 | 63.3833 | 383.0112
2021 | 2 | 3 | 15 | 44.1214 | 65.5326 | 382.5019
2021 | 2 | 3 | 16 | 45.108 | 61.1857 | 393.0717
2021 | 2 | 3 | 17 | 48.216 | 61.3269 | 416.9088
2021 | 2 | 3 | 18 | 51.3884 | 60.514 | 435.8504
2021 | 2 | 3 | 19 | 51.8368 | 61.2032 | 439.4157
2021 | 2 | 3 | 20 | 50.8007 | 59.5951 | 428.5656
2021 | 2 | 3 | 21 | 49.671 | 57.5563 | 414.3329
2021 | 2 | 3 | 22 | 46.845 | 55.8217 | 389.6733
2021 | 2 | 3 | 23 | 42.8737 | 54.1959 | 359.3997
2021 | 2 | 4 | 0 | 38.9973 | 51.9012 | 333.7092
2021 | 2 | 4 | 1 | 36.1043 | 49.8514 | 311.678
2021 | 2 | 4 | 2 | 34.5846 | 49.5114 | 301.9335
2021 | 2 | 4 | 3 | 33.6273 | 48.7 | 298.0886
2021 | 2 | 4 | 4 | 33.0214 | 47.2825 | 296.9442
2021 | 2 | 4 | 5 | 33.0977 | 48.1001 | 300.4805
2021 | 2 | 4 | 6 | 34.4694 | 48.9779 | 312.4171
2021 | 2 | 4 | 7 | 38.4267 | 51.9959 | 340.252
2021 | 2 | 4 | 8 | 41.9808 | 58.9185 | 372.8436
2021 | 2 | 4 | 9 | 43.1111 | 61.1632 | 382.2182
2021 | 2 | 4 | 10 | 43.7251 | 61.4325 | 380.3941
2021 | 2 | 4 | 11 | 44.306 | 60.8751 | 375.9455
2021 | 2 | 4 | 12 | 44.7707 | 60.8516 | 368.6302
2021 | 2 | 4 | 13 | 44.9074 | 60.2292 | 366.9587
2021 | 2 | 4 | 14 | 44.3837 | 57.8272 | 362.7833
2021 | 2 | 4 | 15 | 44.0838 | 60.3882 | 363.009
2021 | 2 | 4 | 16 | 44.8651 | 58.2199 | 372.9557
2021 | 2 | 4 | 17 | 47.9796 | 57.5505 | 397.9043
2021 | 2 | 4 | 18 | 52.0358 | 58.4482 | 425.6429
2021 | 2 | 4 | 19 | 52.4352 | 59.6425 | 431.2165
2021 | 2 | 4 | 20 | 51.2515 | 57.8457 | 421.4755
2021 | 2 | 4 | 21 | 50.1354 | 55.9051 | 408.6482
2021 | 2 | 4 | 22 | 47.4194 | 54.3418 | 385.6837
2021 | 2 | 4 | 23 | 43.489 | 52.8924 | 356.067
2021 | 2 | 5 | 0 | 39.2804 | 49.4529 | 325.6609
2021 | 2 | 5 | 1 | 37.1447 | 49.2701 | 311.6081
2021 | 2 | 5 | 2 | 35.6918 | 48.2551 | 302.6175
2021 | 2 | 5 | 3 | 34.7941 | 47.2412 | 299.7151
2021 | 2 | 5 | 4 | 34.2626 | 46.4268 | 299.354
2021 | 2 | 5 | 5 | 34.4168 | 46.6378 | 303.7422
2021 | 2 | 5 | 6 | 36.0663 | 46.7748 | 316.4096
2021 | 2 | 5 | 7 | 40.1325 | 50.4188 | 345.2736
2021 | 2 | 5 | 8 | 44.0365 | 57.416 | 372.9315
2021 | 2 | 5 | 9 | 45.3134 | 60.8149 | 370.7639
2021 | 2 | 5 | 10 | 45.7152 | 60.8716 | 357.1356
2021 | 2 | 5 | 11 | 45.9889 | 60.309 | 343.4891
2021 | 2 | 5 | 12 | 44.144 | 61.0455 | 362.5423
2021 | 2 | 5 | 13 | 43.8882 | 60.3979 | 359.2828
2021 | 2 | 5 | 14 | 43.0721 | 59.9935 | 354.3527
2021 | 2 | 5 | 15 | 42.4063 | 61.1886 | 353.7672
2021 | 2 | 5 | 16 | 43.1927 | 57.1806 | 364.9289
2021 | 2 | 5 | 17 | 46.3553 | 56.0833 | 392.9573
2021 | 2 | 5 | 18 | 50.5374 | 54.6016 | 423.2798
2021 | 2 | 5 | 19 | 51.6812 | 55.1457 | 434.6079
2021 | 2 | 5 | 20 | 51.134 | 53.5838 | 426.1982
2021 | 2 | 5 | 21 | 50.5708 | 51.6256 | 415.6399
2021 | 2 | 5 | 22 | 48.3997 | 49.9988 | 396.9043
2021 | 2 | 5 | 23 | 44.7928 | 48.1652 | 371.625
2021 | 2 | 6 | 0 | 40.4691 | 45.4957 | 343.6563
2021 | 2 | 6 | 1 | 37.5701 | 44.5686 | 327.4964
2021 | 2 | 6 | 2 | 35.7234 | 43.6195 | 316.9861
2021 | 2 | 6 | 3 | 34.5053 | 43.4802 | 312.5128
2021 | 2 | 6 | 4 | 33.6312 | 44.3309 | 311.5714
2021 | 2 | 6 | 5 | 32.9499 | 44.6591 | 313.9606
2021 | 2 | 6 | 6 | 32.8405 | 44.6515 | 321.293
2021 | 2 | 6 | 7 | 35.7402 | 44.9424 | 335.0102
2021 | 2 | 6 | 8 | 39.9154 | 48.9974 | 356.3927
2021 | 2 | 6 | 9 | 43.0234 | 50.3605 | 370.067
2021 | 2 | 6 | 10 | 45.2666 | 51.7105 | 372.9223
2021 | 2 | 6 | 11 | 46.6116 | 51.2309 | 367.5123
2021 | 2 | 6 | 12 | 47.2645 | 51.1255 | 377.9587
2021 | 2 | 6 | 13 | 47.1524 | 50.7279 | 373.2411
2021 | 2 | 6 | 14 | 46.235 | 50.7352 | 366.3516
2021 | 2 | 6 | 15 | 45.3124 | 50.2346 | 366.064
2021 | 2 | 6 | 16 | 45.3458 | 47.3929 | 378.5137
2021 | 2 | 6 | 17 | 47.6576 | 45.9246 | 406.1552
2021 | 2 | 6 | 18 | 49.9092 | 52.0176 | 431.7379
2021 | 2 | 6 | 19 | 49.707 | 53.8132 | 434.8916
2021 | 2 | 6 | 20 | 47.9012 | 51.851 | 415.5034
2021 | 2 | 6 | 21 | 46.639 | 49.0911 | 398.088
2021 | 2 | 6 | 22 | 44.6804 | 48.5157 | 380.0705
2021 | 2 | 6 | 23 | 41.562 | 47.3817 | 358.6927
2021 | 2 | 7 | 0 | 38.0996 | 47.482 | 336.7689
2021 | 2 | 7 | 1 | 35.0319 | 48.2967 | 305.2647
2021 | 2 | 7 | 2 | 33.3951 | 47.2717 | 293.4321
2021 | 2 | 7 | 3 | 32.2495 | 46.9183 | 287.4246
2021 | 2 | 7 | 4 | 31.4198 | 46.8441 | 284.3226
2021 | 2 | 7 | 5 | 30.6401 | 46.7996 | 283.3992
2021 | 2 | 7 | 6 | 30.9055 | 47.2601 | 281.873
2021 | 2 | 7 | 7 | 33.3854 | 47.931 | 289.7431
2021 | 2 | 7 | 8 | 37.2923 | 49.995 | 305.7304
2021 | 2 | 7 | 9 | 40.4165 | 49.9486 | 315.9957
2021 | 2 | 7 | 10 | 42.6671 | 51.282 | 318.9719
2021 | 2 | 7 | 11 | 43.9967 | 51.1679 | 315.7432
2021 | 2 | 7 | 12 | 45.0279 | 50.3063 | 305.6481
2021 | 2 | 7 | 13 | 45.1809 | 50.5648 | 301.3998
2021 | 2 | 7 | 14 | 44.5444 | 53.3227 | 295.1506
2021 | 2 | 7 | 15 | 44.1432 | 53.1747 | 294.6204
2021 | 2 | 7 | 16 | 44.8716 | 49.5985 | 308.6305
2021 | 2 | 7 | 17 | 47.713 | 50.2188 | 346.2693
2021 | 2 | 7 | 18 | 50.4111 | 54.762 | 389.1908
2021 | 2 | 7 | 19 | 50.4877 | 55.2992 | 396.1012
2021 | 2 | 7 | 20 | 48.8694 | 53.5459 | 379.4645
2021 | 2 | 7 | 21 | 47.2896 | 49.5881 | 361.994
2021 | 2 | 7 | 22 | 44.7723 | 50.1383 | 339.4805
2021 | 2 | 7 | 23 | 41.3473 | 48.1077 | 313.2819
2021 | 2 | 8 | 0 | 38.1628 | 47.7848 | 284.6418
2021 | 2 | 8 | 1 | 35.7866 | 48.1838 | 268.7973
2021 | 2 | 8 | 2 | 34.5993 | 47.6526 | 258.948
2021 | 2 | 8 | 3 | 34.0047 | 47.5417 | 254.4104
2021 | 2 | 8 | 4 | 33.7036 | 47.7786 | 252.8186
2021 | 2 | 8 | 5 | 34.2261 | 48.2753 | 256.4458
2021 | 2 | 8 | 6 | 35.901 | 49.2594 | 267.5322
2021 | 2 | 8 | 7 | 39.8419 | 53.4407 | 295.6926
2021 | 2 | 8 | 8 | 43.4584 | 62.5321 | 326.0753
2021 | 2 | 8 | 9 | 44.6202 | 64.9614 | 333.994
2021 | 2 | 8 | 10 | 45.0883 | 66.5062 | 332.5539
2021 | 2 | 8 | 11 | 45.5022 | 64.5582 | 329.526
2021 | 2 | 8 | 12 | 45.6977 | 64.4517 | 332.3502
2021 | 2 | 8 | 13 | 45.7472 | 63.6323 | 331.5751
2021 | 2 | 8 | 14 | 45.1887 | 65.415 | 327.7092
2021 | 2 | 8 | 15 | 44.9475 | 67.1627 | 327.8485
2021 | 2 | 8 | 16 | 45.9924 | 62.174 | 337.1356
2021 | 2 | 8 | 17 | 49.0249 | 62.4951 | 362.066
2021 | 2 | 8 | 18 | 52.2218 | 62.257 | 381.9856
2021 | 2 | 8 | 19 | 52.8012 | 63.297 | 386.7252
2021 | 2 | 8 | 20 | 51.3176 | 61.1042 | 374.8088
2021 | 2 | 8 | 21 | 49.9254 | 58.1301 | 359.0243
2021 | 2 | 8 | 22 | 47.0159 | 56.4601 | 335.0548
2021 | 2 | 8 | 23 | 43.2468 | 55.1614 | 306.4798
2021 | 2 | 9 | 0 | 39.1633 | 53.0219 | 280.6923
2021 | 2 | 9 | 1 | 36.4588 | 50.8413 | 269.8455
2021 | 2 | 9 | 2 | 35.0425 | 50.2324 | 262.0809
2021 | 2 | 9 | 3 | 34.1972 | 49.5539 | 259.8252
2021 | 2 | 9 | 4 | 33.7286 | 49.0679 | 260.1115
2021 | 2 | 9 | 5 | 34.0451 | 49.6005 | 265.3143
2021 | 2 | 9 | 6 | 35.4196 | 49.6597 | 275.9899
2021 | 2 | 9 | 7 | 39.2229 | 53.6856 | 306.8247
2021 | 2 | 9 | 8 | 42.5572 | 60.89 | 339.6791
2021 | 2 | 9 | 9 | 43.4035 | 64.0583 | 346.6951
2021 | 2 | 9 | 10 | 43.6008 | 65.1299 | 342.2773
2021 | 2 | 9 | 11 | 43.924 | 64.0777 | 335.2629
2021 | 2 | 9 | 12 | 44.6837 | 63.0969 | 316.5275
2021 | 2 | 9 | 13 | 44.7831 | 62.2641 | 312.6375
2021 | 2 | 9 | 14 | 44.2686 | 61.6057 | 308.4826
2021 | 2 | 9 | 15 | 43.9788 | 64.0565 | 309.9606
2021 | 2 | 9 | 16 | 44.9421 | 60.9884 | 325.8257
2021 | 2 | 9 | 17 | 48.0637 | 60.9868 | 360.9796
2021 | 2 | 9 | 18 | 51.0915 | 60.2288 | 393.7602
2021 | 2 | 9 | 19 | 51.671 | 61.4583 | 410.9369
2021 | 2 | 9 | 20 | 50.3383 | 60.094 | 405.4669
2021 | 2 | 9 | 21 | 48.9348 | 57.9283 | 394.9607
2021 | 2 | 9 | 22 | 46.0527 | 56.3347 | 373.4665
2021 | 2 | 9 | 23 | 42.297 | 55.5463 | 346.1246
2021 | 2 | 10 | 0 | 38.892 | 53.237 | 315.6034
2021 | 2 | 10 | 1 | 35.8611 | 52.8579 | 297.6784
2021 | 2 | 10 | 2 | 34.3762 | 51.8544 | 290.4815
2021 | 2 | 10 | 3 | 33.4467 | 50.6907 | 288.066
2021 | 2 | 10 | 4 | 32.9253 | 50.0726 | 288.5346
2021 | 2 | 10 | 5 | 33.233 | 50.5903 | 293.596
2021 | 2 | 10 | 6 | 34.7223 | 51.3005 | 303.5395
2021 | 2 | 10 | 7 | 38.5713 | 55.2609 | 331.5633
2021 | 2 | 10 | 8 | 41.8351 | 61.4911 | 357.6598
2021 | 2 | 10 | 9 | 42.8005 | 64.25 | 355.652
2021 | 2 | 10 | 10 | 43.2218 | 63.9432 | 342.8469
2021 | 2 | 10 | 11 | 43.6997 | 64.1278 | 330.8674
2021 | 2 | 10 | 12 | 42.9473 | 62.9786 | 350.8553
2021 | 2 | 10 | 13 | 42.9519 | 62.1613 | 346.8149
2021 | 2 | 10 | 14 | 42.3071 | 61.5938 | 342.0366
2021 | 2 | 10 | 15 | 41.9206 | 63.5261 | 342.5505
2021 | 2 | 10 | 16 | 42.8466 | 60.078 | 354.984
2021 | 2 | 10 | 17 | 45.9367 | 59.559 | 382.9284
2021 | 2 | 10 | 18 | 49.4066 | 59.6309 | 408.6825
2021 | 2 | 10 | 19 | 50.5633 | 60.5982 | 417.4498
2021 | 2 | 10 | 20 | 49.7817 | 58.7425 | 407.7068
2021 | 2 | 10 | 21 | 48.6684 | 56.3483 | 393.9274
2021 | 2 | 10 | 22 | 45.8247 | 54.2837 | 370.1986
2021 | 2 | 10 | 23 | 42.0264 | 53.6208 | 340.9549
2021 | 2 | 11 | 0 | 38.3778 | 51.8307 | 311.7882
2021 | 2 | 11 | 1 | 35.7739 | 50.7401 | 294.458
2021 | 2 | 11 | 2 | 34.336 | 49.9122 | 285.0211
2021 | 2 | 11 | 3 | 33.4796 | 48.633 | 281.1554
2021 | 2 | 11 | 4 | 32.9788 | 47.7905 | 280.0464
2021 | 2 | 11 | 5 | 33.2507 | 48.2392 | 284.0167
2021 | 2 | 11 | 6 | 34.887 | 49.6762 | 296.0967
2021 | 2 | 11 | 7 | 38.8357 | 53.478 | 323.6978
2021 | 2 | 11 | 8 | 42.3191 | 60.1364 | 352.1826
2021 | 2 | 11 | 9 | 43.419 | 62.685 | 357.5923
2021 | 2 | 11 | 10 | 43.8995 | 63.1476 | 352.3091
2021 | 2 | 11 | 11 | 44.3312 | 63.6516 | 345.3946
2021 | 2 | 11 | 12 | 44.4599 | 62.536 | 320.9403
2021 | 2 | 11 | 13 | 44.5115 | 62.0949 | 317.1777
2021 | 2 | 11 | 14 | 44.0445 | 61.8153 | 313.2204
2021 | 2 | 11 | 15 | 43.8413 | 63.3524 | 314.2537
2021 | 2 | 11 | 16 | 44.6616 | 60.2442 | 327.3417
2021 | 2 | 11 | 17 | 47.5435 | 59.0409 | 357.5116
2021 | 2 | 11 | 18 | 51.3474 | 58.1022 | 393.3004
2021 | 2 | 11 | 19 | 52.1041 | 59.3132 | 403.7356
2021 | 2 | 11 | 20 | 50.8467 | 56.9571 | 394.5285
2021 | 2 | 11 | 21 | 49.5912 | 54.5823 | 380.6694
2021 | 2 | 11 | 22 | 46.8329 | 52.8557 | 357.5397
2021 | 2 | 11 | 23 | 43.0261 | 51.68 | 328.824
2021 | 2 | 12 | 0 | 39.1451 | 49.7633 | 303.7578
2021 | 2 | 12 | 1 | 37.3288 | 49.4288 | 283.932
2021 | 2 | 12 | 2 | 35.9673 | 48.6989 | 273.8236
2021 | 2 | 12 | 3 | 35.1634 | 48.1704 | 269.4996
2021 | 2 | 12 | 4 | 34.7155 | 47.627 | 267.9811
2021 | 2 | 12 | 5 | 35.0075 | 47.9734 | 271.2271
2021 | 2 | 12 | 6 | 36.8025 | 49.1091 | 285.3011
2021 | 2 | 12 | 7 | 40.768 | 52.5316 | 313.1781
2021 | 2 | 12 | 8 | 44.3407 | 59.098 | 340.0627
2021 | 2 | 12 | 9 | 45.2797 | 62.1372 | 340.713
2021 | 2 | 12 | 10 | 45.2471 | 63.3009 | 330.7308
2021 | 2 | 12 | 11 | 45.2198 | 61.768 | 319.7546
2021 | 2 | 12 | 12 | 44.8459 | 61.3511 | 337.6637
2021 | 2 | 12 | 13 | 44.5815 | 60.3834 | 334.8582
2021 | 2 | 12 | 14 | 43.8798 | 60.0105 | 330.892
2021 | 2 | 12 | 15 | 43.3534 | 62.1672 | 330.9323
2021 | 2 | 12 | 16 | 44.119 | 58.3484 | 339.3914
2021 | 2 | 12 | 17 | 46.9315 | 57.6082 | 361.3375
2021 | 2 | 12 | 18 | 51.2555 | 58.9236 | 383.143
2021 | 2 | 12 | 19 | 52.1756 | 59.9781 | 390.9235
2021 | 2 | 12 | 20 | 51.1063 | 58.8016 | 379.761
2021 | 2 | 12 | 21 | 50.1472 | 56.7477 | 366.4968
2021 | 2 | 12 | 22 | 47.868 | 55.564 | 346.9299
2021 | 2 | 12 | 23 | 44.2694 | 53.7315 | 321.7882
2021 | 2 | 13 | 0 | 40.7016 | 50.7706 | 298.2331
2021 | 2 | 13 | 1 | 37.9208 | 49.5154 | 257.7264
2021 | 2 | 13 | 2 | 36.1558 | 48.2626 | 245.3654
2021 | 2 | 13 | 3 | 35.0184 | 47.6209 | 238.5721
2021 | 2 | 13 | 4 | 34.2445 | 47.5761 | 234.4944
2021 | 2 | 13 | 5 | 33.7107 | 47.6382 | 233.1321
2021 | 2 | 13 | 6 | 33.676 | 47.5363 | 235.3319
2021 | 2 | 13 | 7 | 36.521 | 48.8471 | 249.893
2021 | 2 | 13 | 8 | 40.5027 | 51.3509 | 279.1687
2021 | 2 | 13 | 9 | 43.4504 | 52.0864 | 293.0282
2021 | 2 | 13 | 10 | 45.5233 | 53.1385 | 293.6689
2021 | 2 | 13 | 11 | 46.711 | 52.4808 | 286.7063
2021 | 2 | 13 | 12 | 47.1382 | 52.6682 | 278.6772
2021 | 2 | 13 | 13 | 46.9926 | 52.3056 | 273.8877
2021 | 2 | 13 | 14 | 46.2134 | 52.85 | 266.7475
2021 | 2 | 13 | 15 | 45.4444 | 51.6135 | 265.6991
2021 | 2 | 13 | 16 | 45.5571 | 49.1013 | 273.8101
2021 | 2 | 13 | 17 | 47.6912 | 48.3965 | 302.0741
2021 | 2 | 13 | 18 | 49.7485 | 53.1236 | 330.0902
2021 | 2 | 13 | 19 | 49.9846 | 54.4949 | 334.5108
2021 | 2 | 13 | 20 | 48.141 | 52.1127 | 317.7669
2021 | 2 | 13 | 21 | 46.7385 | 48.6227 | 304.0462
2021 | 2 | 13 | 22 | 44.7315 | 49.2672 | 288.6288
2021 | 2 | 13 | 23 | 41.6766 | 47.3123 | 269.0636
2021 | 2 | 14 | 0 | 38.3367 | 46.9649 | 241.4001
2021 | 2 | 14 | 1 | 36.2617 | 45.117 | 240.4045
2021 | 2 | 14 | 2 | 34.7723 | 43.9086 | 231.3309
2021 | 2 | 14 | 3 | 33.7849 | 43.5393 | 226.7048
2021 | 2 | 14 | 4 | 33.153 | 43.9575 | 225.2328
2021 | 2 | 14 | 5 | 32.6395 | 43.3659 | 226.2289
2021 | 2 | 14 | 6 | 32.711 | 44.9045 | 224.3332
2021 | 2 | 14 | 7 | 35.1505 | 44.877 | 239.6175
2021 | 2 | 14 | 8 | 38.859 | 48.1099 | 271.3774
2021 | 2 | 14 | 9 | 42.0536 | 48.4414 | 292.8298
2021 | 2 | 14 | 10 | 44.5024 | 49.7706 | 299.426
2021 | 2 | 14 | 11 | 45.9067 | 50.2242 | 298.8686
2021 | 2 | 14 | 12 | 46.7716 | 50.8854 | 303.2436
2021 | 2 | 14 | 13 | 46.909 | 50.3969 | 303.9735
2021 | 2 | 14 | 14 | 46.4934 | 53.9548 | 300.8919
2021 | 2 | 14 | 15 | 46.2528 | 54.4155 | 302.4284
2021 | 2 | 14 | 16 | 46.9813 | 49.9197 | 317.6535
2021 | 2 | 14 | 17 | 49.6957 | 50.6732 | 350.9674
2021 | 2 | 14 | 18 | 52.2048 | 52.2716 | 381.8341
2021 | 2 | 14 | 19 | 52.7536 | 52.9521 | 387.1298
2021 | 2 | 14 | 20 | 50.9878 | 50.95 | 371.3602
2021 | 2 | 14 | 21 | 49.2327 | 47.8226 | 355.0613
2021 | 2 | 14 | 22 | 46.6622 | 46.92 | 334.1724
2021 | 2 | 14 | 23 | 43.2795 | 46.101 | 308.8438
2021 | 2 | 15 | 0 | 40.008 | 46.7908 | 286.2207
2021 | 2 | 15 | 1 | 37.2722 | 46.8514 | 277.567
2021 | 2 | 15 | 2 | 36.1005 | 46.0305 | 268.1746
2021 | 2 | 15 | 3 | 35.4861 | 45.8299 | 264.069
2021 | 2 | 15 | 4 | 35.3101 | 45.8919 | 263.1163
2021 | 2 | 15 | 5 | 35.2759 | 45.8339 | 266.2105
2021 | 2 | 15 | 6 | 35.934 | 45.789 | 273.1329
2021 | 2 | 15 | 7 | 37.9046 | 46.6698 | 287.674
2021 | 2 | 15 | 8 | 40.6531 | 48.7059 | 308.5734
2021 | 2 | 15 | 9 | 43.1222 | 49.6001 | 323.3755
2021 | 2 | 15 | 10 | 44.8346 | 50.8674 | 318.3582
2021 | 2 | 15 | 11 | 45.5518 | 49.6768 | 314.4715
2021 | 2 | 15 | 12 | 45.646 | 50.2147 | 306.265
2021 | 2 | 15 | 13 | 45.3658 | 50.1503 | 308.1208
2021 | 2 | 15 | 14 | 44.6173 | 52.1763 | 305.0091
2021 | 2 | 15 | 15 | 44.287 | 53.2909 | 305.8967
2021 | 2 | 15 | 16 | 45.3096 | 49.3076 | 316.5058
2021 | 2 | 15 | 17 | 48.5436 | 51.1239 | 353.0877
2021 | 2 | 15 | 18 | 51.5797 | 52.5929 | 377.5633
2021 | 2 | 15 | 19 | 52.6826 | 54.2594 | 388.8115
2021 | 2 | 15 | 20 | 51.6117 | 53.1306 | 377.6461
2021 | 2 | 15 | 21 | 50.2201 | 51.2195 | 362.6908
2021 | 2 | 15 | 22 | 47.6871 | 50.6916 | 340.5525
2021 | 2 | 15 | 23 | 44.094 | 50.6192 | 313.4771
2021 | 2 | 16 | 0 | 41.2865 | 50.5431 | 291.2488
2021 | 2 | 16 | 1 | 39.8024 | 51.2025 | 276.3569
2021 | 2 | 16 | 2 | 38.5017 | 50.3481 | 267.129
2021 | 2 | 16 | 3 | 37.7546 | 49.5872 | 262.8399
2021 | 2 | 16 | 4 | 37.3829 | 49.4377 | 261.0009
2021 | 2 | 16 | 5 | 37.7735 | 49.9033 | 264.4185
2021 | 2 | 16 | 6 | 38.9421 | 50.9323 | 276.5405
2021 | 2 | 16 | 7 | 42.6392 | 55.3035 | 304.7531
2021 | 2 | 16 | 8 | 45.8517 | 61.8004 | 332.9061
2021 | 2 | 16 | 9 | 46.5142 | 64.99 | 337.2533
2021 | 2 | 16 | 10 | 46.5484 | 65.9609 | 330.9016
2021 | 2 | 16 | 11 | 46.6181 | 65.1423 | 322.3551
2021 | 2 | 16 | 12 | 46.5773 | 64.7182 | 301.0506
2021 | 2 | 16 | 13 | 46.4937 | 63.6634 | 295.7757
2021 | 2 | 16 | 14 | 45.9003 | 64.2771 | 290.882
2021 | 2 | 16 | 15 | 45.5662 | 66.1052 | 291.9037
2021 | 2 | 16 | 16 | 46.4672 | 62.6202 | 306.5701
2021 | 2 | 16 | 17 | 49.2975 | 62.5577 | 337.0716
2021 | 2 | 16 | 18 | 52.1734 | 60.9629 | 375.3274
2021 | 2 | 16 | 19 | 53.4551 | 62.1364 | 384.2224
2021 | 2 | 16 | 20 | 52.1776 | 60.0005 | 371.9107
2021 | 2 | 16 | 21 | 50.8745 | 57.3312 | 355.6907
2021 | 2 | 16 | 22 | 47.99 | 55.5963 | 332.1524
2021 | 2 | 16 | 23 | 44.2995 | 55.0306 | 304.1657
2021 | 2 | 17 | 0 | 40.1083 | 52.8908 | 281.0884
2021 | 2 | 17 | 1 | 37.438 | 53.1148 | 268.3
2021 | 2 | 17 | 2 | 36.0268 | 51.8144 | 259.7698
2021 | 2 | 17 | 3 | 35.2008 | 50.5577 | 256.0235
2021 | 2 | 17 | 4 | 34.7653 | 50.3813 | 254.9319
2021 | 2 | 17 | 5 | 35.2245 | 50.7418 | 259.1754
2021 | 2 | 17 | 6 | 36.7246 | 51.5105 | 274.067
2021 | 2 | 17 | 7 | 40.5205 | 55.7375 | 302.964
2021 | 2 | 17 | 8 | 43.7338 | 61.6386 | 331.59
2021 | 2 | 17 | 9 | 44.5817 | 64.3267 | 335.7094
2021 | 2 | 17 | 10 | 44.8352 | 64.1215 | 328.7857
2021 | 2 | 17 | 11 | 45.1055 | 64.4621 | 319.6554
2021 | 2 | 17 | 12 | 44.897 | 62.9925 | 301.4598
2021 | 2 | 17 | 13 | 44.8464 | 61.9223 | 296.331
2021 | 2 | 17 | 14 | 44.3351 | 62.1597 | 292.6373
2021 | 2 | 17 | 15 | 43.9724 | 63.7915 | 293.4638
2021 | 2 | 17 | 16 | 44.9161 | 60.3193 | 309.0092
2021 | 2 | 17 | 17 | 47.8087 | 59.7405 | 341.4429
2021 | 2 | 17 | 18 | 51.3843 | 59.7867 | 376.2917
2021 | 2 | 17 | 19 | 52.3956 | 61.2272 | 391.2641
2021 | 2 | 17 | 20 | 51.1906 | 58.9135 | 383.2473
2021 | 2 | 17 | 21 | 49.8449 | 56.8506 | 369.6607
2021 | 2 | 17 | 22 | 46.8814 | 55.0191 | 345.8054
2021 | 2 | 17 | 23 | 42.9566 | 53.4794 | 317.5126
2021 | 2 | 18 | 0 | 39.3194 | 52.2442 | 295.512
2021 | 2 | 18 | 1 | 36.2637 | 50.7209 | 270.345
2021 | 2 | 18 | 2 | 34.9141 | 49.7859 | 260.7337
2021 | 2 | 18 | 3 | 34.1873 | 48.5102 | 256.0574
2021 | 2 | 18 | 4 | 33.8194 | 47.9617 | 253.814
2021 | 2 | 18 | 5 | 34.3069 | 48.3538 | 256.5555
2021 | 2 | 18 | 6 | 36.2551 | 48.7974 | 267.7133
2021 | 2 | 18 | 7 | 40.1227 | 52.6547 | 295.8569
2021 | 2 | 18 | 8 | 43.5361 | 59.1712 | 323.5898
2021 | 2 | 18 | 9 | 44.5894 | 62.1149 | 327.0204
2021 | 2 | 18 | 10 | 44.7153 | 62.6125 | 321.2163
2021 | 2 | 18 | 11 | 44.8611 | 62.4061 | 315.5369
2021 | 2 | 18 | 12 | 44.1588 | 63.0058 | 296.9026
2021 | 2 | 18 | 13 | 44.0897 | 62.3916 | 293.5994
2021 | 2 | 18 | 14 | 43.5595 | 62.8294 | 290.3308
2021 | 2 | 18 | 15 | 43.3982 | 64.1516 | 290.9687
2021 | 2 | 18 | 16 | 44.2757 | 60.9966 | 301.0802
2021 | 2 | 18 | 17 | 47.067 | 59.608 | 330.5558
2021 | 2 | 18 | 18 | 50.9718 | 58.6101 | 356.5187
2021 | 2 | 18 | 19 | 52.1884 | 60.0059 | 375.0229
2021 | 2 | 18 | 20 | 50.8686 | 57.3202 | 368.763
2021 | 2 | 18 | 21 | 49.6774 | 54.8956 | 357.647
2021 | 2 | 18 | 22 | 46.9087 | 53.3036 | 336.4473
2021 | 2 | 18 | 23 | 43.2029 | 52.12 | 309.1871
2021 | 2 | 19 | 0 | 39.2698 | 50.3621 | 279.0618
2021 | 2 | 19 | 1 | 36.523 | 50.079 | 261.1008
2021 | 2 | 19 | 2 | 35.1733 | 49.095 | 252.6804
2021 | 2 | 19 | 3 | 34.3915 | 48.4755 | 249.6772
2021 | 2 | 19 | 4 | 33.9983 | 48.4146 | 249.1374
2021 | 2 | 19 | 5 | 34.3903 | 48.6268 | 253.9109
2021 | 2 | 19 | 6 | 36.2189 | 49.7293 | 265.7233
2021 | 2 | 19 | 7 | 40.1553 | 53.4319 | 295.4775
2021 | 2 | 19 | 8 | 43.6264 | 59.7055 | 322.037
2021 | 2 | 19 | 9 | 44.574 | 63.2 | 321.0452
2021 | 2 | 19 | 10 | 44.6269 | 64.4464 | 308.4531
2021 | 2 | 19 | 11 | 44.638 | 62.6127 | 295.2227
2021 | 2 | 19 | 12 | 45.0605 | 61.6016 | 292.9571
2021 | 2 | 19 | 13 | 44.9412 | 60.8013 | 288.2891
2021 | 2 | 19 | 14 | 44.3247 | 60.7574 | 285.0471
2021 | 2 | 19 | 15 | 43.8418 | 62.4653 | 286.0275
2021 | 2 | 19 | 16 | 44.3814 | 58.6213 | 298.8415
2021 | 2 | 19 | 17 | 46.7533 | 57.277 | 329.0995
2021 | 2 | 19 | 18 | 49.7687 | 59.2338 | 353.7826
2021 | 2 | 19 | 19 | 50.8215 | 60.4115 | 376.0344
2021 | 2 | 19 | 20 | 49.6375 | 59.0582 | 370.3413
2021 | 2 | 19 | 21 | 48.6647 | 56.8654 | 360.4008
2021 | 2 | 19 | 22 | 46.3972 | 55.7484 | 342.6491
2021 | 2 | 19 | 23 | 42.8502 | 54.1566 | 319.6122
2021 | 2 | 20 | 0 | 38.5509 | 51.6327 | 292.1474
2021 | 2 | 20 | 1 | 36.0462 | 50.3096 | 268.6554
2021 | 2 | 20 | 2 | 34.4865 | 49.2071 | 258.2583
2021 | 2 | 20 | 3 | 33.5267 | 48.8561 | 253.356
2021 | 2 | 20 | 4 | 32.9849 | 49.5582 | 250.8273
2021 | 2 | 20 | 5 | 32.7084 | 49.8582 | 250.4174
2021 | 2 | 20 | 6 | 33.8273 | 53.1009 | 249.8444
2021 | 2 | 20 | 7 | 36.8429 | 53.7258 | 265.1242
2021 | 2 | 20 | 8 | 40.6684 | 55.2289 | 288.8818
2021 | 2 | 20 | 9 | 43.3801 | 54.9339 | 293.1282
2021 | 2 | 20 | 10 | 44.8339 | 55.2044 | 286.8784
2021 | 2 | 20 | 11 | 45.6021 | 56.0319 | 277.7778
2021 | 2 | 20 | 12 | 46.7238 | 55.7635 | 290.3372
2021 | 2 | 20 | 13 | 46.4927 | 54.9186 | 284.6281
2021 | 2 | 20 | 14 | 45.7836 | 55.9054 | 278.4617
2021 | 2 | 20 | 15 | 45.0886 | 54.3077 | 279.7832
2021 | 2 | 20 | 16 | 45.3713 | 52.2025 | 291.2637
2021 | 2 | 20 | 17 | 47.5564 | 51.0311 | 321.3878
2021 | 2 | 20 | 18 | 49.93 | 56.5326 | 352.2848
2021 | 2 | 20 | 19 | 50.2897 | 58.0266 | 360.831
2021 | 2 | 20 | 20 | 48.4196 | 55.8698 | 345.1288
2021 | 2 | 20 | 21 | 47.0086 | 51.0325 | 330.8646
2021 | 2 | 20 | 22 | 45.0325 | 51.5613 | 314.5345
2021 | 2 | 20 | 23 | 42.0272 | 50.151 | 293.6298
2021 | 2 | 21 | 0 | 38.4776 | 49.9471 | 264.2005
2021 | 2 | 21 | 1 | 37.7883 | 48.3965 | 244.9177
2021 | 2 | 21 | 2 | 36.5784 | 47.0515 | 234.5928
2021 | 2 | 21 | 3 | 35.8912 | 46.7067 | 228.9942
2021 | 2 | 21 | 4 | 35.6068 | 47.5743 | 225.7161
2021 | 2 | 21 | 5 | 35.5057 | 47.0154 | 224.1007
2021 | 2 | 21 | 6 | 36.5538 | 49.1747 | 224.4726
2021 | 2 | 21 | 7 | 39.0599 | 49.0041 | 237.4326
2021 | 2 | 21 | 8 | 42.3382 | 51.5058 | 265.361
2021 | 2 | 21 | 9 | 44.9291 | 50.9322 | 280.3703
2021 | 2 | 21 | 10 | 46.6522 | 51.4419 | 280.6697
2021 | 2 | 21 | 11 | 47.6044 | 52.2981 | 276.6802
2021 | 2 | 21 | 12 | 48.7833 | 51.5306 | 276.0038
2021 | 2 | 21 | 13 | 48.7538 | 51.2082 | 272.1292
2021 | 2 | 21 | 14 | 48.4635 | 53.3962 | 267.0212
2021 | 2 | 21 | 15 | 48.3478 | 52.9918 | 269.7039
2021 | 2 | 21 | 16 | 49.2584 | 50.2787 | 285.0678
2021 | 2 | 21 | 17 | 52.2406 | 49.9675 | 318.4625
2021 | 2 | 21 | 18 | 55.5818 | 54.4962 | 354.0605
2021 | 2 | 21 | 19 | 56.1856 | 55.017 | 361.5924
2021 | 2 | 21 | 20 | 54.2682 | 53.9303 | 347.1115
2021 | 2 | 21 | 21 | 52.2541 | 49.2479 | 331.1303
2021 | 2 | 21 | 22 | 49.5118 | 49.187 | 310.0823
2021 | 2 | 21 | 23 | 46.0118 | 48.4827 | 284.343
2021 | 2 | 22 | 0 | 42.9705 | 49.6616 | 255.228
2021 | 2 | 22 | 1 | 40.0743 | 49.949 | 245.2082
2021 | 2 | 22 | 2 | 39.0411 | 49.8781 | 237.7642
2021 | 2 | 22 | 3 | 38.5683 | 49.7784 | 235.0034
2021 | 2 | 22 | 4 | 38.3507 | 49.9596 | 234.7329
2021 | 2 | 22 | 5 | 38.8843 | 50.5749 | 239.8435
2021 | 2 | 22 | 6 | 40.0229 | 52.7401 | 261.9106
2021 | 2 | 22 | 7 | 43.7511 | 56.4407 | 291.3352
2021 | 2 | 22 | 8 | 46.9462 | 63.8851 | 313.0968
2021 | 2 | 22 | 9 | 47.5726 | 66.6233 | 306.2113
2021 | 2 | 22 | 10 | 47.6041 | 67.6596 | 291.6777
2021 | 2 | 22 | 11 | 47.6081 | 66.0516 | 280.0277
2021 | 2 | 22 | 12 | 47.4811 | 65.5593 | 284.9912
2021 | 2 | 22 | 13 | 47.3419 | 64.3496 | 278.5963
2021 | 2 | 22 | 14 | 46.7824 | 62.946 | 274.28
2021 | 2 | 22 | 15 | 46.5573 | 66.7755 | 275.8218
2021 | 2 | 22 | 16 | 47.5674 | 63.5175 | 291.2722
2021 | 2 | 22 | 17 | 50.2848 | 63.8388 | 325.8467
2021 | 2 | 22 | 18 | 54.1226 | 65.0877 | 378.9902
2021 | 2 | 22 | 19 | 54.9557 | 66.4867 | 388.9229
2021 | 2 | 22 | 20 | 53.18 | 65.5084 | 378.682
2021 | 2 | 22 | 21 | 51.5691 | 62.045 | 362.7359
2021 | 2 | 22 | 22 | 48.5782 | 60.62 | 338.9396
2021 | 2 | 22 | 23 | 44.7924 | 60.7909 | 311.1427
2021 | 2 | 23 | 0 | 40.6175 | 57.912 | 287.8195
2021 | 2 | 23 | 1 | 37.8248 | 55.8421 | 270.3887
2021 | 2 | 23 | 2 | 36.4839 | 55.4438 | 262.9361
2021 | 2 | 23 | 3 | 35.7375 | 54.3429 | 259.9962
2021 | 2 | 23 | 4 | 35.4408 | 53.5304 | 259.2493
2021 | 2 | 23 | 5 | 35.9582 | 54.3022 | 263.6278
2021 | 2 | 23 | 6 | 37.568 | 55.5557 | 275.3295
2021 | 2 | 23 | 7 | 41.3586 | 59.1236 | 305.0661
2021 | 2 | 23 | 8 | 44.7601 | 63.5052 | 333.0669
2021 | 2 | 23 | 9 | 45.5661 | 66.3046 | 336.3705
2021 | 2 | 23 | 10 | 45.864 | 65.2446 | 330.6248
2021 | 2 | 23 | 11 | 46.1115 | 66.4457 | 322.5988
2021 | 2 | 23 | 12 | 44.8817 | 65.8602 | 308.0437
2021 | 2 | 23 | 13 | 44.7401 | 64.1307 | 303.3209
2021 | 2 | 23 | 14 | 44.2712 | 60.13 | 299.3655
2021 | 2 | 23 | 15 | 43.7959 | 63.2201 | 301.0479
2021 | 2 | 23 | 16 | 44.6928 | 62.7455 | 314.9793
2021 | 2 | 23 | 17 | 47.9186 | 63.6375 | 345.711
2021 | 2 | 23 | 18 | 50.4558 | 63.1308 | 373.9207
2021 | 2 | 23 | 19 | 51.7878 | 64.3705 | 391.9427
2021 | 2 | 23 | 20 | 50.926 | 63.5066 | 386.108
2021 | 2 | 23 | 21 | 49.6356 | 59.7946 | 373.5726
2021 | 2 | 23 | 22 | 46.7248 | 57.5437 | 351.8461
2021 | 2 | 23 | 23 | 42.9508 | 58.7037 | 325.0393
2021 | 2 | 24 | 0 | 39.6747 | 55.7928 | 296.0654
2021 | 2 | 24 | 1 | 36.9649 | 56.6174 | 281.4556
2021 | 2 | 24 | 2 | 35.7054 | 55.4909 | 274.717
2021 | 2 | 24 | 3 | 35.0734 | 53.859 | 272.2437
2021 | 2 | 24 | 4 | 34.8323 | 53.4461 | 272.3485
2021 | 2 | 24 | 5 | 35.5227 | 53.791 | 277.7216
2021 | 2 | 24 | 6 | 37.5412 | 55.346 | 291.5552
2021 | 2 | 24 | 7 | 41.2264 | 59.3073 | 318.5451
2021 | 2 | 24 | 8 | 44.3808 | 64.1123 | 334.0999
2021 | 2 | 24 | 9 | 45.1225 | 66.5401 | 318.7259
2021 | 2 | 24 | 10 | 44.7587 | 65.5844 | 298.8381
2021 | 2 | 24 | 11 | 44.6676 | 68.256 | 283.2891
2021 | 2 | 24 | 12 | 43.9903 | 66.2659 | 265.5036
2021 | 2 | 24 | 13 | 43.8199 | 65.0682 | 257.8291
2021 | 2 | 24 | 14 | 43.2327 | 63.361 | 252.9888
2021 | 2 | 24 | 15 | 43.0296 | 66.267 | 252.45
2021 | 2 | 24 | 16 | 44.2093 | 63.7165 | 269.5441
2021 | 2 | 24 | 17 | 47.2799 | 63.8303 | 311.5405
2021 | 2 | 24 | 18 | 51.6834 | 62.7516 | 370.1924
2021 | 2 | 24 | 19 | 52.9487 | 63.726 | 393.186
2021 | 2 | 24 | 20 | 51.8281 | 62.7818 | 390.7242
2021 | 2 | 24 | 21 | 50.6569 | 59.5446 | 379.6211
2021 | 2 | 24 | 22 | 47.767 | 57.4796 | 357.3397
2021 | 2 | 24 | 23 | 43.9607 | 57.2749 | 330.0348
2021 | 2 | 25 | 0 | 40.2488 | 56.2164 | 297.7933
2021 | 2 | 25 | 1 | 37.4057 | 54.2449 | 291.1846
2021 | 2 | 25 | 2 | 35.9621 | 53.5701 | 283.8956
2021 | 2 | 25 | 3 | 35.1529 | 51.9277 | 281.6097
2021 | 2 | 25 | 4 | 34.6553 | 51.1519 | 281.5605
2021 | 2 | 25 | 5 | 34.9431 | 51.5919 | 286.6268
2021 | 2 | 25 | 6 | 36.014 | 52.2893 | 301.5377
2021 | 2 | 25 | 7 | 39.6397 | 55.8862 | 329.4543
2021 | 2 | 25 | 8 | 42.7412 | 61.0357 | 348.213
2021 | 2 | 25 | 9 | 43.5953 | 64.0641 | 337.1865
2021 | 2 | 25 | 10 | 43.8316 | 63.5113 | 320.7921
2021 | 2 | 25 | 11 | 44.1301 | 65.2312 | 308.1299
2021 | 2 | 25 | 12 | 44.7602 | 63.7961 | 286.7126
2021 | 2 | 25 | 13 | 44.8465 | 62.7809 | 279.216
2021 | 2 | 25 | 14 | 44.3962 | 59.9437 | 274.6448
2021 | 2 | 25 | 15 | 44.2851 | 62.7385 | 274.8613
2021 | 2 | 25 | 16 | 44.9454 | 61.9338 | 289.9521
2021 | 2 | 25 | 17 | 47.4111 | 61.1378 | 328.2045
2021 | 2 | 25 | 18 | 49.5449 | 61.2792 | 383.7144
2021 | 2 | 25 | 19 | 50.6393 | 61.9213 | 405.9575
2021 | 2 | 25 | 20 | 49.4436 | 60.8446 | 404.3649
2021 | 2 | 25 | 21 | 48.2187 | 57.3023 | 393.67
2021 | 2 | 25 | 22 | 45.4698 | 55.3867 | 371.9185
2021 | 2 | 25 | 23 | 41.828 | 56.1442 | 344.2118
2021 | 2 | 26 | 0 | 38.2172 | 54.663 | 314.9805
2021 | 2 | 26 | 1 | 36.4771 | 53.8727 | 300.1927
2021 | 2 | 26 | 2 | 35.1483 | 53.1122 | 292.4514
2021 | 2 | 26 | 3 | 34.4249 | 52.1997 | 289.7277
2021 | 2 | 26 | 4 | 34.0828 | 51.8145 | 289.2749
2021 | 2 | 26 | 5 | 34.5319 | 52.199 | 293.637
2021 | 2 | 26 | 6 | 36.1957 | 53.0922 | 307.4427
2021 | 2 | 26 | 7 | 40.1051 | 56.3871 | 335.0972
2021 | 2 | 26 | 8 | 43.7082 | 61.2852 | 352.8577
2021 | 2 | 26 | 9 | 44.7519 | 64.7245 | 339.0427
2021 | 2 | 26 | 10 | 44.9801 | 64.7227 | 319.0148
2021 | 2 | 26 | 11 | 45.134 | 64.7358 | 302.4009
2021 | 2 | 26 | 12 | 45.3479 | 63.3187 | 309.9694
2021 | 2 | 26 | 13 | 45.1681 | 62.1625 | 302.4537
2021 | 2 | 26 | 14 | 44.7247 | 58.8113 | 296.7892
2021 | 2 | 26 | 15 | 44.2798 | 62.0253 | 294.9161
2021 | 2 | 26 | 16 | 44.9989 | 60.0323 | 306.1178
2021 | 2 | 26 | 17 | 47.6531 | 59.4356 | 337.0443
2021 | 2 | 26 | 18 | 50.4177 | 60.9526 | 373.3804
2021 | 2 | 26 | 19 | 51.3749 | 61.5054 | 393.6458
2021 | 2 | 26 | 20 | 50.3787 | 61.7994 | 390.4884
2021 | 2 | 26 | 21 | 49.3072 | 58.7926 | 379.6665
2021 | 2 | 26 | 22 | 46.9934 | 57.3327 | 361.0652
2021 | 2 | 26 | 23 | 43.3848 | 57.1977 | 336.9091
2021 | 2 | 27 | 0 | 39.9841 | 55.0026 | 313.8825
2021 | 2 | 27 | 1 | 37.6893 | 53.1143 | 292.66
2021 | 2 | 27 | 2 | 36.1611 | 51.9081 | 282.4824
2021 | 2 | 27 | 3 | 35.29 | 51.4461 | 277.4154
2021 | 2 | 27 | 4 | 34.8451 | 52.1464 | 275.2837
2021 | 2 | 27 | 5 | 34.6966 | 52.5684 | 275.9806
2021 | 2 | 27 | 6 | 35.5021 | 55.9512 | 281.1609
2021 | 2 | 27 | 7 | 38.2757 | 56.4719 | 296.0139
2021 | 2 | 27 | 8 | 41.9136 | 56.8238 | 318.9321
2021 | 2 | 27 | 9 | 44.5822 | 55.6621 | 333.6773
2021 | 2 | 27 | 10 | 46.2967 | 55.2513 | 337.964
2021 | 2 | 27 | 11 | 47.3267 | 57.5874 | 335.4212
2021 | 2 | 27 | 12 | 46.9516 | 56.8337 | 338.2387
2021 | 2 | 27 | 13 | 46.5533 | 55.9527 | 332.6645
2021 | 2 | 27 | 14 | 45.7955 | 53.2511 | 326.1381
2021 | 2 | 27 | 15 | 45.0473 | 52.5473 | 325.6792
2021 | 2 | 27 | 16 | 45.2557 | 52.6409 | 335.6933
2021 | 2 | 27 | 17 | 47.6394 | 51.3754 | 360.8081
2021 | 2 | 27 | 18 | 49.7718 | 58.0273 | 386.6011
2021 | 2 | 27 | 19 | 50.2814 | 58.9302 | 392.0345
2021 | 2 | 27 | 20 | 48.7927 | 58.4042 | 377.0337
2021 | 2 | 27 | 21 | 47.4473 | 52.3713 | 359.7359
2021 | 2 | 27 | 22 | 45.4398 | 53.0818 | 342.0101
2021 | 2 | 27 | 23 | 42.4241 | 52.0106 | 320.8934
2021 | 2 | 28 | 0 | 39.2138 | 52.7237 | 300.1634
2021 | 2 | 28 | 1 | 36.7487 | 51.5454 | 278.8222
2021 | 2 | 28 | 2 | 35.27 | 50.0736 | 269.1677
2021 | 2 | 28 | 3 | 34.3467 | 49.4064 | 264.1289
2021 | 2 | 28 | 4 | 33.7568 | 49.8287 | 261.9462
2021 | 2 | 28 | 5 | 33.2956 | 49.3719 | 262.099
2021 | 2 | 28 | 6 | 33.5091 | 51.7796 | 264.5454
2021 | 2 | 28 | 7 | 35.6457 | 52.1472 | 275.6306
2021 | 2 | 28 | 8 | 39.0391 | 52.9746 | 295.8216
2021 | 2 | 28 | 9 | 41.6753 | 51.9464 | 310.085
2021 | 2 | 28 | 10 | 43.4694 | 52.2264 | 315.3296
2021 | 2 | 28 | 11 | 44.4884 | 54.7647 | 312.8454
2021 | 2 | 28 | 12 | 44.3901 | 55.2198 | 315.0165
2021 | 2 | 28 | 13 | 44.3734 | 54.7102 | 312.5733
2021 | 2 | 28 | 14 | 43.8242 | 54.8604 | 307.8417
2021 | 2 | 28 | 15 | 43.5017 | 55.4565 | 307.0813
2021 | 2 | 28 | 16 | 44.184 | 53.8485 | 318.8518
2021 | 2 | 28 | 17 | 46.9545 | 54.5311 | 348.031
2021 | 2 | 28 | 18 | 50.4532 | 56.3747 | 379.1361
2021 | 2 | 28 | 19 | 51.21 | 56.1708 | 384.6802
2021 | 2 | 28 | 20 | 49.7971 | 56.12 | 370.9418
2021 | 2 | 28 | 21 | 48.1041 | 50.6272 | 351.8161
2021 | 2 | 28 | 22 | 45.5367 | 50.6946 | 328.7049
2021 | 2 | 28 | 23 | 42.1321 | 49.8947 | 302.4816
2021 | 3 | 1 | 0 | 38.7371 | 51.6857 | 282.3067
2021 | 3 | 1 | 1 | 37.1472 | 51.6426 | 260.6675
2021 | 3 | 1 | 2 | 35.9579 | 51.6888 | 253.468
2021 | 3 | 1 | 3 | 35.3453 | 51.2059 | 251.486
2021 | 3 | 1 | 4 | 34.9173 | 50.2787 | 251.9161
2021 | 3 | 1 | 5 | 35.239 | 50.8852 | 257.4786
2021 | 3 | 1 | 6 | 36.6739 | 53.1771 | 272.7289
2021 | 3 | 1 | 7 | 40.6207 | 57.2583 | 303.0678
2021 | 3 | 1 | 8 | 43.5278 | 64.7646 | 330.8016
2021 | 3 | 1 | 9 | 43.5225 | 68.2466 | 331.8172
2021 | 3 | 1 | 10 | 43.0356 | 69.1106 | 318.9593
2021 | 3 | 1 | 11 | 42.8759 | 69.4483 | 304.5936
2021 | 3 | 1 | 12 | 42.5906 | 68.5047 | 293.1404
2021 | 3 | 1 | 13 | 42.4762 | 67.6011 | 291.5214
2021 | 3 | 1 | 14 | 41.7393 | 66.251 | 287.449
2021 | 3 | 1 | 15 | 41.1461 | 67.6109 | 291.6653
2021 | 3 | 1 | 16 | 42.0608 | 66.5207 | 305.9619
2021 | 3 | 1 | 17 | 45.1376 | 65.1871 | 337.7064
2021 | 3 | 1 | 18 | 48.3972 | 62.161 | 365.2181
2021 | 3 | 1 | 19 | 50.0602 | 64.3383 | 380.6237
2021 | 3 | 1 | 20 | 50.1453 | 62.6283 | 375.9902
2021 | 3 | 1 | 21 | 49.4535 | 60.2769 | 362.0229
2021 | 3 | 1 | 22 | 46.6873 | 58.6853 | 338.7463
2021 | 3 | 1 | 23 | 42.8618 | 57.3461 | 312.3524
2021 | 3 | 2 | 0 | 38.9279 | 55.0348 | 293.5155
2021 | 3 | 2 | 1 | 36.3525 | 54.0378 | 273.4217
2021 | 3 | 2 | 2 | 34.9146 | 53.875 | 265.3363
2021 | 3 | 2 | 3 | 34.0678 | 53.4677 | 262.2081
2021 | 3 | 2 | 4 | 33.5006 | 52.4515 | 261.4407
2021 | 3 | 2 | 5 | 33.6969 | 53.1604 | 265.457
2021 | 3 | 2 | 6 | 34.5758 | 54.4839 | 278.5781
2021 | 3 | 2 | 7 | 38.5306 | 58.0753 | 306.2389
2021 | 3 | 2 | 8 | 41.6563 | 64.2564 | 327.0789
2021 | 3 | 2 | 9 | 42.0926 | 67.7731 | 319.512
2021 | 3 | 2 | 10 | 42.1206 | 69.3846 | 303.3492
2021 | 3 | 2 | 11 | 42.3857 | 68.9511 | 287.6722
2021 | 3 | 2 | 12 | 41.4022 | 68.7149 | 293.8038
2021 | 3 | 2 | 13 | 41.4296 | 67.7192 | 293.894
2021 | 3 | 2 | 14 | 40.7456 | 65.2501 | 290.1366
2021 | 3 | 2 | 15 | 40.1042 | 67.5082 | 294.147
2021 | 3 | 2 | 16 | 40.8259 | 67.4663 | 305.6966
2021 | 3 | 2 | 17 | 43.9569 | 66.6449 | 333.7466
2021 | 3 | 2 | 18 | 47.3361 | 66.5441 | 360.548
2021 | 3 | 2 | 19 | 49.0516 | 68.1904 | 374.7137
2021 | 3 | 2 | 20 | 49.2641 | 67.13 | 369.9494
2021 | 3 | 2 | 21 | 48.7501 | 64.4212 | 356.9949
2021 | 3 | 2 | 22 | 46.0999 | 62.9022 | 335.0641
2021 | 3 | 2 | 23 | 42.3347 | 62.2016 | 308.804
2021 | 3 | 3 | 0 | 37.9088 | 58.8751 | 279.8947
2021 | 3 | 3 | 1 | 35.1489 | 58.1162 | 267.0445
2021 | 3 | 3 | 2 | 33.6836 | 57.1232 | 259.7604
2021 | 3 | 3 | 3 | 32.7887 | 55.9115 | 257.2944
2021 | 3 | 3 | 4 | 32.1899 | 55.1651 | 257.6533
2021 | 3 | 3 | 5 | 32.3968 | 55.7913 | 263.0941
2021 | 3 | 3 | 6 | 33.8303 | 55.924 | 278.5419
2021 | 3 | 3 | 7 | 37.738 | 59.8771 | 305.1472
2021 | 3 | 3 | 8 | 40.5017 | 65.4075 | 319.9957
2021 | 3 | 3 | 9 | 40.6538 | 69.8486 | 304.3826
2021 | 3 | 3 | 10 | 40.2614 | 69.5608 | 282.3134
2021 | 3 | 3 | 11 | 40.3242 | 69.8876 | 263.0082
2021 | 3 | 3 | 12 | 41.2257 | 70.6705 | 291.1575
2021 | 3 | 3 | 13 | 41.3368 | 69.6017 | 291.5907
2021 | 3 | 3 | 14 | 40.6551 | 66.7423 | 288.828
2021 | 3 | 3 | 15 | 40.1109 | 67.5689 | 292.9318
2021 | 3 | 3 | 16 | 40.8286 | 67.4342 | 306.1152
2021 | 3 | 3 | 17 | 43.6231 | 66.4553 | 334.9788
2021 | 3 | 3 | 18 | 46.9393 | 63.6395 | 361.8158
2021 | 3 | 3 | 19 | 48.1611 | 65.0351 | 376.5401
2021 | 3 | 3 | 20 | 48.1775 | 63.6265 | 373.0395
2021 | 3 | 3 | 21 | 47.432 | 60.7557 | 359.8391
2021 | 3 | 3 | 22 | 44.6778 | 58.3573 | 336.2656
2021 | 3 | 3 | 23 | 40.7701 | 58.2101 | 309.2806
2021 | 3 | 4 | 0 | 37.1672 | 55.992 | 283.7952
2021 | 3 | 4 | 1 | 34.42 | 56.1361 | 274.0966
2021 | 3 | 4 | 2 | 32.9741 | 55.2026 | 266.4189
2021 | 3 | 4 | 3 | 32.0903 | 54.1133 | 264.1222
2021 | 3 | 4 | 4 | 31.5566 | 53.5628 | 264.4418
2021 | 3 | 4 | 5 | 31.7118 | 53.9494 | 269.4636
2021 | 3 | 4 | 6 | 33.4415 | 54.4444 | 283.4933
2021 | 3 | 4 | 7 | 37.4683 | 57.5455 | 310.921
2021 | 3 | 4 | 8 | 40.5556 | 64.009 | 326.8365
2021 | 3 | 4 | 9 | 41.0819 | 67.1905 | 310.2569
2021 | 3 | 4 | 10 | 41.1413 | 68.5162 | 285.6441
2021 | 3 | 4 | 11 | 41.4286 | 68.8823 | 266.4426
2021 | 3 | 4 | 12 | 42.6208 | 69.1009 | 281.4245
2021 | 3 | 4 | 13 | 42.8662 | 68.6748 | 280.2602
2021 | 3 | 4 | 14 | 42.4786 | 65.9155 | 276.7769
2021 | 3 | 4 | 15 | 42.2076 | 67.1537 | 280.9028
2021 | 3 | 4 | 16 | 42.8726 | 67.168 | 292.8329
2021 | 3 | 4 | 17 | 45.4965 | 65.6945 | 323.5793
2021 | 3 | 4 | 18 | 47.195 | 66.3591 | 360.5889
2021 | 3 | 4 | 19 | 48.5178 | 68.1876 | 376.8127
2021 | 3 | 4 | 20 | 48.6021 | 66.7587 | 375.6216
2021 | 3 | 4 | 21 | 47.9401 | 63.7531 | 363.848
2021 | 3 | 4 | 22 | 45.347 | 62.0914 | 341.6096
2021 | 3 | 4 | 23 | 41.5139 | 60.363 | 314.4736
2021 | 3 | 5 | 0 | 37.4636 | 57.8484 | 289.1891
2021 | 3 | 5 | 1 | 35.4171 | 56.846 | 275.1481
2021 | 3 | 5 | 2 | 33.9704 | 55.9979 | 266.5282
2021 | 3 | 5 | 3 | 33.0728 | 54.9587 | 263.5284
2021 | 3 | 5 | 4 | 32.5197 | 54.2202 | 263.3083
2021 | 3 | 5 | 5 | 32.6261 | 54.5499 | 267.6103
2021 | 3 | 5 | 6 | 33.8911 | 55.0641 | 285.9814
2021 | 3 | 5 | 7 | 38.0005 | 58.7039 | 313.5897
2021 | 3 | 5 | 8 | 41.4921 | 64.1788 | 334.4603
2021 | 3 | 5 | 9 | 42.4687 | 68.7302 | 328.1304
2021 | 3 | 5 | 10 | 42.8693 | 69.2462 | 311.5006
2021 | 3 | 5 | 11 | 43.2682 | 69.7407 | 293.447
2021 | 3 | 5 | 12 | 43.2417 | 68.7231 | 286.4359
2021 | 3 | 5 | 13 | 43.3227 | 67.6535 | 284.723
2021 | 3 | 5 | 14 | 42.7864 | 64.5987 | 280.4096
2021 | 3 | 5 | 15 | 42.2541 | 65.1427 | 282.9295
2021 | 3 | 5 | 16 | 42.79 | 65.3306 | 293.9268
2021 | 3 | 5 | 17 | 45.1438 | 64.0079 | 322.0917
2021 | 3 | 5 | 18 | 46.3739 | 62.6901 | 358.8259
2021 | 3 | 5 | 19 | 47.7375 | 63.8217 | 372.495
2021 | 3 | 5 | 20 | 47.9319 | 63.4492 | 368.8662
2021 | 3 | 5 | 21 | 47.4881 | 60.4198 | 356.6719
2021 | 3 | 5 | 22 | 45.367 | 58.5725 | 337.5753
2021 | 3 | 5 | 23 | 41.8238 | 57.838 | 314.254
2021 | 3 | 6 | 0 | 37.8408 | 55.4519 | 294.481
2021 | 3 | 6 | 1 | 36.2693 | 53.9771 | 276.8478
2021 | 3 | 6 | 2 | 34.5835 | 52.7674 | 266.8489
2021 | 3 | 6 | 3 | 33.5345 | 52.3856 | 262.0489
2021 | 3 | 6 | 4 | 32.7185 | 52.7934 | 260.4258
2021 | 3 | 6 | 5 | 32.0949 | 53.0524 | 261.7163
2021 | 3 | 6 | 6 | 31.6437 | 55.6711 | 271.1028
2021 | 3 | 6 | 7 | 34.8639 | 56.2619 | 284.5625
2021 | 3 | 6 | 8 | 38.9434 | 57.8621 | 299.0632
2021 | 3 | 6 | 9 | 41.8879 | 58.0636 | 302.1518
2021 | 3 | 6 | 10 | 43.9928 | 58.9954 | 296.8008
2021 | 3 | 6 | 11 | 45.3455 | 61.2331 | 286.4672
2021 | 3 | 6 | 12 | 45.9931 | 59.9449 | 290.601
2021 | 3 | 6 | 13 | 46.0077 | 59.2589 | 288.6426
2021 | 3 | 6 | 14 | 45.3477 | 56.6061 | 282.5239
2021 | 3 | 6 | 15 | 44.4512 | 54.384 | 285.5153
2021 | 3 | 6 | 16 | 44.4363 | 56.0419 | 297.3944
2021 | 3 | 6 | 17 | 46.5598 | 54.0477 | 327.181
2021 | 3 | 6 | 18 | 47.589 | 58.2491 | 367.9838
2021 | 3 | 6 | 19 | 48.1527 | 60.1324 | 374.6388
2021 | 3 | 6 | 20 | 47.4725 | 59.247 | 362.4428
2021 | 3 | 6 | 21 | 46.6818 | 54.7592 | 346.3542
2021 | 3 | 6 | 22 | 44.8437 | 54.9403 | 329.597
2021 | 3 | 6 | 23 | 41.7867 | 53.0107 | 310.2305
2021 | 3 | 7 | 0 | 38.1288 | 53.9956 | 286.6773
2021 | 3 | 7 | 1 | 36.2815 | 52.6767 | 271.5842
2021 | 3 | 7 | 2 | 34.7526 | 51.6028 | 262.0172
2021 | 3 | 7 | 3 | 33.755 | 51.3388 | 257.105
2021 | 3 | 7 | 4 | 32.9764 | 51.393 | 255.2524
2021 | 3 | 7 | 5 | 32.2482 | 51.4142 | 255.9007
2021 | 3 | 7 | 6 | 31.8382 | 53.1932 | 256.5654
2021 | 3 | 7 | 7 | 34.4126 | 52.9904 | 267.8689
2021 | 3 | 7 | 8 | 38.0421 | 53.5703 | 286.848
2021 | 3 | 7 | 9 | 40.8445 | 53.0608 | 301.8854
2021 | 3 | 7 | 10 | 43.0445 | 53.8305 | 307.3089
2021 | 3 | 7 | 11 | 44.4582 | 56.081 | 302.5442
2021 | 3 | 7 | 12 | 45.879 | 56.3125 | 293.8305
2021 | 3 | 7 | 13 | 46.2092 | 56.2222 | 296.6527
2021 | 3 | 7 | 14 | 45.883 | 54.2868 | 293.0934
2021 | 3 | 7 | 15 | 45.5485 | 53.5386 | 296.8414
2021 | 3 | 7 | 16 | 46.1045 | 54.9418 | 309.2925
2021 | 3 | 7 | 17 | 48.6332 | 54.125 | 340.0057
2021 | 3 | 7 | 18 | 49.0004 | 58.6523 | 367.9802
2021 | 3 | 7 | 19 | 49.7789 | 59.935 | 378.0931
2021 | 3 | 7 | 20 | 49.1893 | 59.7464 | 368.6906
2021 | 3 | 7 | 21 | 47.8467 | 55.1254 | 351.5967
2021 | 3 | 7 | 22 | 45.304 | 55.2668 | 329.9149
2021 | 3 | 7 | 23 | 41.9016 | 53.1659 | 305.5704
2021 | 3 | 8 | 0 | 39.0962 | 53.7587 | 282.151
2021 | 3 | 8 | 1 | 37.1325 | 53.7906 | 269.8964
2021 | 3 | 8 | 2 | 36.2501 | 53.2227 | 263.0288
2021 | 3 | 8 | 3 | 35.9364 | 52.4265 | 260.7508
2021 | 3 | 8 | 4 | 35.8991 | 52.2151 | 261.2483
2021 | 3 | 8 | 5 | 36.6626 | 52.7137 | 266.5671
2021 | 3 | 8 | 6 | 39.0277 | 54.1392 | 284.7613
2021 | 3 | 8 | 7 | 42.8222 | 58.3524 | 311.9153
2021 | 3 | 8 | 8 | 45.7091 | 64.9326 | 325.4551
2021 | 3 | 8 | 9 | 45.7915 | 68.6299 | 308.7601
2021 | 3 | 8 | 10 | 44.9985 | 68.5043 | 287.1765
2021 | 3 | 8 | 11 | 44.6358 | 69.7482 | 270.0307
2021 | 3 | 8 | 12 | 45.608 | 68.9726 | 266.9879
2021 | 3 | 8 | 13 | 45.5608 | 67.7987 | 264.3131
2021 | 3 | 8 | 14 | 45.2227 | 65.0979 | 259.2385
2021 | 3 | 8 | 15 | 45.0954 | 66.4128 | 261.1678
2021 | 3 | 8 | 16 | 46.3482 | 66.4921 | 273.322
2021 | 3 | 8 | 17 | 49.2477 | 65.6207 | 308.2858
2021 | 3 | 8 | 18 | 50.7524 | 62.7224 | 361.3593
2021 | 3 | 8 | 19 | 52.2974 | 63.9416 | 375.5771
2021 | 3 | 8 | 20 | 52.1204 | 62.9963 | 373.8806
2021 | 3 | 8 | 21 | 51.0147 | 60.2164 | 359.8893
2021 | 3 | 8 | 22 | 48.1243 | 58.0497 | 336.9823
2021 | 3 | 8 | 23 | 44.4164 | 57.1933 | 310.2249
2021 | 3 | 9 | 0 | 40.8089 | 55.7037 | 283.5287
2021 | 3 | 9 | 1 | 38.509 | 53.6899 | 277.3307
2021 | 3 | 9 | 2 | 37.2895 | 52.8633 | 271.0292
2021 | 3 | 9 | 3 | 36.6762 | 51.9192 | 269.3103
2021 | 3 | 9 | 4 | 36.3718 | 51.2285 | 269.9337
2021 | 3 | 9 | 5 | 36.8807 | 51.6735 | 275.5315
2021 | 3 | 9 | 6 | 38.5187 | 51.6207 | 289.2632
2021 | 3 | 9 | 7 | 41.9632 | 55.4242 | 317.9795
2021 | 3 | 9 | 8 | 44.4418 | 61.1809 | 336.2383
2021 | 3 | 9 | 9 | 44.2485 | 64.9297 | 325.8417
2021 | 3 | 9 | 10 | 43.2339 | 65.3611 | 309.6939
2021 | 3 | 9 | 11 | 42.8486 | 66.5317 | 293.863
2021 | 3 | 9 | 12 | 43.7833 | 66.1201 | 271.0949
2021 | 3 | 9 | 13 | 43.7912 | 65.5716 | 268.5259
2021 | 3 | 9 | 14 | 43.27 | 62.4731 | 264.1198
2021 | 3 | 9 | 15 | 42.9778 | 64.3086 | 267.195
2021 | 3 | 9 | 16 | 43.8916 | 64.781 | 282.0982
2021 | 3 | 9 | 17 | 46.6491 | 62.9738 | 318.8768
2021 | 3 | 9 | 18 | 49.5162 | 62.6938 | 361.506
2021 | 3 | 9 | 19 | 50.5672 | 63.6772 | 385.4305
2021 | 3 | 9 | 20 | 50.0198 | 63.2937 | 389.3816
2021 | 3 | 9 | 21 | 48.7783 | 61.3635 | 379.1279
2021 | 3 | 9 | 22 | 45.8813 | 59.5781 | 357.7874
2021 | 3 | 9 | 23 | 42.2976 | 57.9529 | 331.8673
2021 | 3 | 10 | 0 | 38.7662 | 55.7002 | 306.182
2021 | 3 | 10 | 1 | 35.9638 | 54.7446 | 288.5082
2021 | 3 | 10 | 2 | 34.5269 | 53.7321 | 282.0028
2021 | 3 | 10 | 3 | 33.7245 | 52.6925 | 279.4821
2021 | 3 | 10 | 4 | 33.2874 | 51.8095 | 279.9026
2021 | 3 | 10 | 5 | 33.756 | 52.4642 | 284.8393
2021 | 3 | 10 | 6 | 34.8591 | 54.602 | 297.497
2021 | 3 | 10 | 7 | 38.4186 | 59.0206 | 322.5068
2021 | 3 | 10 | 8 | 41.1844 | 64.146 | 330.2827
2021 | 3 | 10 | 9 | 41.8055 | 68.485 | 305.552
2021 | 3 | 10 | 10 | 42.0799 | 68.5486 | 279.5726
2021 | 3 | 10 | 11 | 42.6102 | 69.8906 | 259.8578
2021 | 3 | 10 | 12 | 43.1113 | 70.1338 | 246.8628
2021 | 3 | 10 | 13 | 43.3322 | 69.1478 | 243.3768
2021 | 3 | 10 | 14 | 42.8962 | 67.0872 | 237.9378
2021 | 3 | 10 | 15 | 42.5868 | 69.0057 | 237.9846
2021 | 3 | 10 | 16 | 43.2735 | 68.3001 | 250.9349
2021 | 3 | 10 | 17 | 45.6594 | 66.9474 | 291.2033
2021 | 3 | 10 | 18 | 46.0049 | 63.6837 | 343.4193
2021 | 3 | 10 | 19 | 47.2631 | 63.7938 | 368.0637
2021 | 3 | 10 | 20 | 47.2374 | 63.0127 | 373.2846
2021 | 3 | 10 | 21 | 46.1896 | 60.6781 | 363.7766
2021 | 3 | 10 | 22 | 43.3001 | 58.4676 | 342.2463
2021 | 3 | 10 | 23 | 39.6866 | 57.3133 | 315.997
2021 | 3 | 11 | 0 | 36.4987 | 54.7251 | 285.0498
2021 | 3 | 11 | 1 | 34.0085 | 52.8493 | 270.617
2021 | 3 | 11 | 2 | 32.6138 | 51.6899 | 262.7203
2021 | 3 | 11 | 3 | 31.9034 | 50.725 | 259.6971
2021 | 3 | 11 | 4 | 31.5161 | 50.2487 | 259.6865
2021 | 3 | 11 | 5 | 32.0128 | 50.7884 | 264.4715
2021 | 3 | 11 | 6 | 33.5535 | 52.9381 | 281.362
2021 | 3 | 11 | 7 | 37.2721 | 56.9713 | 307.8775
2021 | 3 | 11 | 8 | 40.3695 | 62.9089 | 321.7006
2021 | 3 | 11 | 9 | 41.297 | 67.1353 | 307.1376
2021 | 3 | 11 | 10 | 41.6174 | 68.0239 | 287.5301
2021 | 3 | 11 | 11 | 42.1519 | 68.7189 | 271.6512
2021 | 3 | 11 | 12 | 42.1531 | 68.0942 | 249.7761
2021 | 3 | 11 | 13 | 42.3776 | 67.6877 | 248.5665
2021 | 3 | 11 | 14 | 42.0343 | 65.5483 | 245.0024
2021 | 3 | 11 | 15 | 41.9717 | 66.1268 | 247.1728
2021 | 3 | 11 | 16 | 42.7232 | 66.48 | 259.0759
2021 | 3 | 11 | 17 | 45.1407 | 64.4172 | 293.7733
2021 | 3 | 11 | 18 | 46.0708 | 63.3364 | 330.8443
2021 | 3 | 11 | 19 | 47.1899 | 63.6775 | 355.9522
2021 | 3 | 11 | 20 | 46.9324 | 62.7389 | 362.34
2021 | 3 | 11 | 21 | 45.8606 | 60.1837 | 352.7004
2021 | 3 | 11 | 22 | 43.1062 | 58.137 | 331.4519
2021 | 3 | 11 | 23 | 39.6092 | 56.7007 | 305.4057
2021 | 3 | 12 | 0 | 36.7417 | 53.2352 | 280.7777
2021 | 3 | 12 | 1 | 34.1813 | 54.2201 | 276.825
2021 | 3 | 12 | 2 | 32.742 | 52.9539 | 270.1539
2021 | 3 | 12 | 3 | 31.9394 | 52.5381 | 268.4696
2021 | 3 | 12 | 4 | 31.5059 | 52.5802 | 269.5352
2021 | 3 | 12 | 5 | 31.8709 | 52.9452 | 275.1151
2021 | 3 | 12 | 6 | 33.7535 | 54.9655 | 295.0772
2021 | 3 | 12 | 7 | 37.3962 | 58.9468 | 322.9729
2021 | 3 | 12 | 8 | 40.2623 | 64.6894 | 334.4218
2021 | 3 | 12 | 9 | 40.7257 | 69.0304 | 312.5498
2021 | 3 | 12 | 10 | 40.3768 | 70.7363 | 285.7359
2021 | 3 | 12 | 11 | 40.4375 | 70.6433 | 263.1716
2021 | 3 | 12 | 12 | 41.3186 | 69.1473 | 245.0877
2021 | 3 | 12 | 13 | 41.4037 | 68.1957 | 240.0575
2021 | 3 | 12 | 14 | 40.8202 | 66.4819 | 234.5212
2021 | 3 | 12 | 15 | 40.4602 | 67.438 | 234.9691
2021 | 3 | 12 | 16 | 40.976 | 66.715 | 248.866
2021 | 3 | 12 | 17 | 43.0861 | 65.6813 | 289.604
2021 | 3 | 12 | 18 | 44.9008 | 64.9484 | 344.8071
2021 | 3 | 12 | 19 | 45.9003 | 65.3237 | 373.4004
2021 | 3 | 12 | 20 | 45.7442 | 65.8417 | 381.126
2021 | 3 | 12 | 21 | 45.0105 | 63.5351 | 373.8368
2021 | 3 | 12 | 22 | 42.8199 | 62.0023 | 356.6566
2021 | 3 | 12 | 23 | 39.525 | 59.6024 | 334.4522
2021 | 3 | 13 | 0 | 35.8212 | 56.3875 | 313.6494
2021 | 3 | 13 | 1 | 33.4553 | 54.6063 | 295.6185
2021 | 3 | 13 | 2 | 31.7541 | 53.3396 | 286.9408
2021 | 3 | 13 | 3 | 30.7225 | 52.9093 | 283.1861
2021 | 3 | 13 | 4 | 29.9073 | 52.9809 | 282.7902
2021 | 3 | 13 | 5 | 29.358 | 53.2871 | 284.8783
2021 | 3 | 13 | 6 | 30.0091 | 54.4404 | 291.3506
2021 | 3 | 13 | 7 | 32.9432 | 55.0213 | 303.1513
2021 | 3 | 13 | 8 | 36.599 | 56.2848 | 307.145
2021 | 3 | 13 | 9 | 38.8395 | 57.6711 | 296.2185
2021 | 3 | 13 | 10 | 39.792 | 58.0243 | 283.6655
2021 | 3 | 13 | 11 | 40.5113 | 59.6614 | 268.9463
2021 | 3 | 13 | 12 | 39.8209 | 60.2145 | 268.4923
2021 | 3 | 13 | 13 | 39.5474 | 59.5757 | 263.8076
2021 | 3 | 13 | 14 | 38.5806 | 57.8008 | 256.6165
2021 | 3 | 13 | 15 | 37.647 | 56.2788 | 258.2499
2021 | 3 | 13 | 16 | 37.8551 | 57.1692 | 269.7874
2021 | 3 | 13 | 17 | 40.1007 | 56.015 | 304.568
2021 | 3 | 13 | 18 | 43.1316 | 59.5302 | 341.7015
2021 | 3 | 13 | 19 | 43.5575 | 59.7103 | 359.2999
2021 | 3 | 13 | 20 | 43.021 | 59.3769 | 355.8239
2021 | 3 | 13 | 21 | 42.0709 | 55.0279 | 341.6957
2021 | 3 | 13 | 22 | 40.2043 | 55.0642 | 324.969
2021 | 3 | 13 | 23 | 37.4515 | 53.4495 | 305.7748
2021 | 3 | 14 | 0 | 34.9921 | 52.8562 | 285.7731
2021 | 3 | 14 | 1 | 32.0158 | 47.0986 | 274.2881
2021 | 3 | 14 | 2 | 31.0675 | 46.2703 | 268.9576
2021 | 3 | 14 | 3 | 30.325 | 46.4365 | 266.7882
2021 | 3 | 14 | 4 | 30.387 | 47.1548 | 268.0442
2021 | 3 | 14 | 5 | 30.6581 | 47.9707 | 275.5055
2021 | 3 | 14 | 6 | 32.0012 | 52.2674 | 295.5193
2021 | 3 | 14 | 7 | 34.0932 | 53.6774 | 305.8555
2021 | 3 | 14 | 8 | 36.4849 | 55.2758 | 302.5753
2021 | 3 | 14 | 9 | 38.8139 | 54.2998 | 303.3829
2021 | 3 | 14 | 10 | 40.794 | 55.4861 | 298.2248
2021 | 3 | 14 | 11 | 41.5917 | 55.4502 | 293.4812
2021 | 3 | 14 | 12 | 42.1292 | 57.0891 | 297.3358
2021 | 3 | 14 | 13 | 42.0229 | 57.0462 | 293.4347
2021 | 3 | 14 | 14 | 41.6629 | 56.6433 | 289.1259
2021 | 3 | 14 | 15 | 41.8134 | 55.9119 | 294.5984
2021 | 3 | 14 | 16 | 43.2441 | 54.6196 | 311.868
2021 | 3 | 14 | 17 | 45.1037 | 54.265 | 339.2782
2021 | 3 | 14 | 18 | 45.6405 | 54.6395 | 356.5701
2021 | 3 | 14 | 19 | 45.783 | 55.6601 | 371.4318
2021 | 3 | 14 | 20 | 44.9409 | 55.7424 | 364.0955
2021 | 3 | 14 | 21 | 42.3117 | 51.2516 | 340.5506
2021 | 3 | 14 | 22 | 39.3935 | 49.3203 | 314.587
2021 | 3 | 14 | 23 | 36.2155 | 48.0918 | 290.0836
2021 | 3 | 15 | 0 | 34.1256 | 48.6617 | 274.2567
2021 | 3 | 15 | 1 | 33.4678 | 48.7781 | 269.0522
2021 | 3 | 15 | 2 | 33.0086 | 48.7435 | 266.5453
2021 | 3 | 15 | 3 | 32.7997 | 48.6128 | 267.1012
2021 | 3 | 15 | 4 | 33.5393 | 48.8499 | 270.5529
2021 | 3 | 15 | 5 | 35.1573 | 50.7458 | 282.678
2021 | 3 | 15 | 6 | 38.5714 | 53.9682 | 309.2125
2021 | 3 | 15 | 7 | 41.8028 | 59.4371 | 337.5443
2021 | 3 | 15 | 8 | 43.1602 | 65.2692 | 339.2269
2021 | 3 | 15 | 9 | 42.6682 | 66.8794 | 322.2251
2021 | 3 | 15 | 10 | 42.1603 | 66.7301 | 302.2388
2021 | 3 | 15 | 11 | 41.5592 | 65.5503 | 290.8154
2021 | 3 | 15 | 12 | 40.9592 | 64.6262 | 299.8324
2021 | 3 | 15 | 13 | 40.4968 | 64.1356 | 295.8665
2021 | 3 | 15 | 14 | 39.9967 | 59.1742 | 292.0044
2021 | 3 | 15 | 15 | 40.1815 | 60.6472 | 295.6149
2021 | 3 | 15 | 16 | 42.1143 | 60.7501 | 308.8392
2021 | 3 | 15 | 17 | 44.6282 | 58.2744 | 333.6191
2021 | 3 | 15 | 18 | 46.8764 | 57.92 | 341.4743
2021 | 3 | 15 | 19 | 47.9722 | 59.7447 | 364.2787
2021 | 3 | 15 | 20 | 47.878 | 59.6375 | 365.9904
2021 | 3 | 15 | 21 | 45.6052 | 56.8146 | 347.136
2021 | 3 | 15 | 22 | 42.4026 | 54.0753 | 320.5018
2021 | 3 | 15 | 23 | 38.7188 | 52.5014 | 294.1058
2021 | 3 | 16 | 0 | 36.2581 | 51.8957 | 273.929
2021 | 3 | 16 | 1 | 34.2927 | 48.6178 | 269.1522
2021 | 3 | 16 | 2 | 33.4138 | 48.1926 | 266.6848
2021 | 3 | 16 | 3 | 32.7977 | 47.851 | 267.3126
2021 | 3 | 16 | 4 | 33.2573 | 47.6365 | 270.7861
2021 | 3 | 16 | 5 | 34.555 | 49.5186 | 282.8954
2021 | 3 | 16 | 6 | 37.2056 | 54.1444 | 309.6833
2021 | 3 | 16 | 7 | 40.1349 | 59.5842 | 336.9814
2021 | 3 | 16 | 8 | 41.1648 | 63.7756 | 334.6039
2021 | 3 | 16 | 9 | 40.5401 | 65.1751 | 312.0043
2021 | 3 | 16 | 10 | 40.2549 | 65.1204 | 288.889
2021 | 3 | 16 | 11 | 39.9269 | 64.9639 | 274.9108
2021 | 3 | 16 | 12 | 39.7961 | 64.1143 | 257.6499
2021 | 3 | 16 | 13 | 39.5137 | 63.7727 | 251.5198
2021 | 3 | 16 | 14 | 38.9326 | 59.0238 | 247.1551
2021 | 3 | 16 | 15 | 38.9129 | 60.3729 | 250.6294
2021 | 3 | 16 | 16 | 40.3155 | 60.8748 | 268.1364
2021 | 3 | 16 | 17 | 42.5978 | 58.2388 | 301.0968
2021 | 3 | 16 | 18 | 44.93 | 56.7671 | 328.6574
2021 | 3 | 16 | 19 | 45.7929 | 58.307 | 356.3998
2021 | 3 | 16 | 20 | 45.6478 | 58.4515 | 361.2829
2021 | 3 | 16 | 21 | 43.4704 | 56.4674 | 344.5596
2021 | 3 | 16 | 22 | 40.3482 | 53.8764 | 319.1007
2021 | 3 | 16 | 23 | 36.7464 | 51.5794 | 293.3457
2021 | 3 | 17 | 0 | 33.7597 | 49.7013 | 271.0204
2021 | 3 | 17 | 1 | 32.1332 | 50.087 | 273.5179
2021 | 3 | 17 | 2 | 31.153 | 49.2746 | 271.6627
2021 | 3 | 17 | 3 | 30.4599 | 48.8617 | 272.4905
2021 | 3 | 17 | 4 | 30.7737 | 48.7609 | 276.4708
2021 | 3 | 17 | 5 | 32.0239 | 50.7045 | 289.0486
2021 | 3 | 17 | 6 | 34.3396 | 55.7202 | 318.5839
2021 | 3 | 17 | 7 | 37.6159 | 61.7443 | 345.1145
2021 | 3 | 17 | 8 | 38.946 | 66.0351 | 337.6611
2021 | 3 | 17 | 9 | 38.6567 | 67.6583 | 306.5963
2021 | 3 | 17 | 10 | 38.7172 | 67.7815 | 276.0678
2021 | 3 | 17 | 11 | 38.4395 | 67.5131 | 257.7903
2021 | 3 | 17 | 12 | 38.7178 | 67.64 | 246.5429
2021 | 3 | 17 | 13 | 38.4481 | 67.1784 | 239.0525
2021 | 3 | 17 | 14 | 37.6668 | 65.3727 | 234.4053
2021 | 3 | 17 | 15 | 37.4096 | 65.9575 | 236.623
2021 | 3 | 17 | 16 | 38.595 | 64.6656 | 256.2877
2021 | 3 | 17 | 17 | 40.7371 | 62.2945 | 294.8962
2021 | 3 | 17 | 18 | 41.6483 | 58.6732 | 340.2829
2021 | 3 | 17 | 19 | 42.3105 | 59.4662 | 368.5939
2021 | 3 | 17 | 20 | 42.3157 | 59.2735 | 374.7807
2021 | 3 | 17 | 21 | 40.3319 | 57.0362 | 358.7263
2021 | 3 | 17 | 22 | 37.5237 | 54.2303 | 332.5025
2021 | 3 | 17 | 23 | 34.217 | 51.7513 | 306.0605
2021 | 3 | 18 | 0 | 32.221 | 50.5095 | 283.2637
2021 | 3 | 18 | 1 | 30.673 | 47.9817 | 279.5922
2021 | 3 | 18 | 2 | 29.7441 | 47.4381 | 276.8384
2021 | 3 | 18 | 3 | 29.1388 | 47.2802 | 277.2863
2021 | 3 | 18 | 4 | 29.5957 | 46.9888 | 280.8151
2021 | 3 | 18 | 5 | 30.9494 | 49.1248 | 292.7878
2021 | 3 | 18 | 6 | 33.6548 | 53.9568 | 322.5516
2021 | 3 | 18 | 7 | 36.828 | 59.3732 | 348.2519
2021 | 3 | 18 | 8 | 38.4427 | 64.2277 | 338.7929
2021 | 3 | 18 | 9 | 38.8888 | 66.049 | 305.6187
2021 | 3 | 18 | 10 | 39.585 | 66.8145 | 273.8217
2021 | 3 | 18 | 11 | 39.931 | 65.2452 | 256.5013
2021 | 3 | 18 | 12 | 39.7032 | 64.2076 | 243.5512
2021 | 3 | 18 | 13 | 39.6526 | 64.2666 | 236.2069
2021 | 3 | 18 | 14 | 39.3979 | 60.2195 | 231.5542
2021 | 3 | 18 | 15 | 39.7865 | 60.5008 | 234.0062
2021 | 3 | 18 | 16 | 41.2478 | 60.9349 | 251.171
2021 | 3 | 18 | 17 | 43.2492 | 57.5949 | 287.3927
2021 | 3 | 18 | 18 | 42.5887 | 56.6199 | 324.2089
2021 | 3 | 18 | 19 | 43.7819 | 57.9242 | 353.1246
2021 | 3 | 18 | 20 | 44.1783 | 57.8987 | 360.4344
2021 | 3 | 18 | 21 | 42.3626 | 56.0888 | 344.2836
2021 | 3 | 18 | 22 | 39.4333 | 53.6102 | 318.5995
2021 | 3 | 18 | 23 | 35.8224 | 50.8107 | 292.3196
2021 | 3 | 19 | 0 | 33.3318 | 48.4242 | 275.7025
2021 | 3 | 19 | 1 | 32.1262 | 49.4879 | 264.0155
2021 | 3 | 19 | 2 | 31.3618 | 48.5945 | 259.7485
2021 | 3 | 19 | 3 | 30.8705 | 48.7175 | 258.8006
2021 | 3 | 19 | 4 | 31.3987 | 48.978 | 261.3436
2021 | 3 | 19 | 5 | 32.7831 | 50.8455 | 272.2324
2021 | 3 | 19 | 6 | 35.7757 | 55.3475 | 302.2533
2021 | 3 | 19 | 7 | 39.0048 | 60.8365 | 327.1467
2021 | 3 | 19 | 8 | 40.6548 | 65.3087 | 316.2229
2021 | 3 | 19 | 9 | 40.7819 | 67.383 | 283.0255
2021 | 3 | 19 | 10 | 40.7993 | 68.4875 | 252.4757
2021 | 3 | 19 | 11 | 40.5544 | 66.7128 | 234.6229
2021 | 3 | 19 | 12 | 41.6481 | 65.8239 | 228.3465
2021 | 3 | 19 | 13 | 41.4277 | 65.4268 | 222.6919
2021 | 3 | 19 | 14 | 40.9987 | 62.7364 | 218.2306
2021 | 3 | 19 | 15 | 41.0907 | 62.5574 | 219.122
2021 | 3 | 19 | 16 | 42.3152 | 61.5215 | 232.37
2021 | 3 | 19 | 17 | 43.8625 | 59.0377 | 264.2717
2021 | 3 | 19 | 18 | 44.8269 | 59.0141 | 314.4874
2021 | 3 | 19 | 19 | 45.1621 | 59.6346 | 334.5349
2021 | 3 | 19 | 20 | 44.7899 | 60.13 | 337.0252
2021 | 3 | 19 | 21 | 42.6753 | 57.5178 | 319.3675
2021 | 3 | 19 | 22 | 40.0922 | 55.0431 | 296.7408
2021 | 3 | 19 | 23 | 36.6695 | 51.6708 | 273.3788
2021 | 3 | 20 | 0 | 33.758 | 49.3406 | 252.4071
2021 | 3 | 20 | 1 | 32.0845 | 48.7298 | 239.9015
2021 | 3 | 20 | 2 | 30.8917 | 47.8544 | 234.1718
2021 | 3 | 20 | 3 | 30.0581 | 47.7187 | 231.3864
2021 | 3 | 20 | 4 | 30.0644 | 48.3451 | 232.5453
2021 | 3 | 20 | 5 | 30.4116 | 49.7037 | 240.3436
2021 | 3 | 20 | 6 | 31.9685 | 52.6862 | 257.4398
2021 | 3 | 20 | 7 | 34.405 | 55.3356 | 273.1638
2021 | 3 | 20 | 8 | 36.9993 | 56.871 | 278.0164
2021 | 3 | 20 | 9 | 38.8471 | 58.7636 | 284.0978
2021 | 3 | 20 | 10 | 40.0708 | 60.07 | 282.2612
2021 | 3 | 20 | 11 | 40.4029 | 59.5297 | 280.3331
2021 | 3 | 20 | 12 | 41.0226 | 57.1162 | 288.309
2021 | 3 | 20 | 13 | 40.5961 | 56.6172 | 287.9551
2021 | 3 | 20 | 14 | 39.7269 | 55.5156 | 283.7537
2021 | 3 | 20 | 15 | 39.1703 | 54.6836 | 285.5788
2021 | 3 | 20 | 16 | 39.8001 | 53.4166 | 296.4685
2021 | 3 | 20 | 17 | 41.0932 | 52.6426 | 315.549
2021 | 3 | 20 | 18 | 41.6017 | 52.7782 | 319.1786
2021 | 3 | 20 | 19 | 41.5445 | 53.84 | 326.4085
2021 | 3 | 20 | 20 | 40.7852 | 53.7618 | 317.9608
2021 | 3 | 20 | 21 | 38.539 | 51.7162 | 294.7425
2021 | 3 | 20 | 22 | 36.2432 | 49.8764 | 273.4197
2021 | 3 | 20 | 23 | 33.492 | 47.9876 | 254.2327
2021 | 3 | 21 | 0 | 31.6136 | 48.1127 | 245.7063
2021 | 3 | 21 | 1 | 30.0091 | 46.2619 | 234.2332
2021 | 3 | 21 | 2 | 29.0342 | 45.3208 | 229.0247
2021 | 3 | 21 | 3 | 28.2936 | 45.2881 | 226.5213
2021 | 3 | 21 | 4 | 28.3616 | 46.1121 | 227.7528
2021 | 3 | 21 | 5 | 28.6427 | 46.9582 | 234.5285
2021 | 3 | 21 | 6 | 29.4041 | 50.4472 | 248.5388
2021 | 3 | 21 | 7 | 31.3829 | 52.3521 | 260.4851
2021 | 3 | 21 | 8 | 33.8644 | 53.6474 | 262.3659
2021 | 3 | 21 | 9 | 36.2732 | 55.2841 | 265.2626
2021 | 3 | 21 | 10 | 38.5564 | 56.8838 | 262.9612
2021 | 3 | 21 | 11 | 39.6221 | 56.6702 | 259.2332
2021 | 3 | 21 | 12 | 40.9587 | 56.3179 | 262.9235
2021 | 3 | 21 | 13 | 41.0073 | 56.4078 | 263.8649
2021 | 3 | 21 | 14 | 40.724 | 56.9114 | 260.8783
2021 | 3 | 21 | 15 | 40.9076 | 58.1135 | 264.1357
2021 | 3 | 21 | 16 | 42.2569 | 55.0613 | 278.3373
2021 | 3 | 21 | 17 | 44.0169 | 55.4286 | 303.1732
2021 | 3 | 21 | 18 | 43.5876 | 52.8667 | 309.5971
2021 | 3 | 21 | 19 | 43.8954 | 52.7588 | 320.746
2021 | 3 | 21 | 20 | 43.2993 | 53.3181 | 315.6487
2021 | 3 | 21 | 21 | 40.8716 | 50.7327 | 291.7568
2021 | 3 | 21 | 22 | 38.0785 | 48.2486 | 265.1765
2021 | 3 | 21 | 23 | 35.0342 | 47.4164 | 240.4068
2021 | 3 | 22 | 0 | 32.1819 | 48.0077 | 230.9363
2021 | 3 | 22 | 1 | 31.9755 | 46.1413 | 221.278
2021 | 3 | 22 | 2 | 31.3977 | 45.6833 | 218.5911
2021 | 3 | 22 | 3 | 31.1311 | 46.042 | 218.2952
2021 | 3 | 22 | 4 | 31.829 | 46.9379 | 221.8335
2021 | 3 | 22 | 5 | 33.4253 | 48.8846 | 234.1532
2021 | 3 | 22 | 6 | 35.95 | 53.6569 | 260.9183
2021 | 3 | 22 | 7 | 39.159 | 59.9268 | 289.7471
2021 | 3 | 22 | 8 | 40.975 | 66.4363 | 291.9206
2021 | 3 | 22 | 9 | 41.4995 | 69.3586 | 279.335
2021 | 3 | 22 | 10 | 42.2378 | 70.4669 | 262.5191
2021 | 3 | 22 | 11 | 42.5478 | 68.094 | 253.7037
2021 | 3 | 22 | 12 | 42.136 | 66.5425 | 254.4175
2021 | 3 | 22 | 13 | 41.9758 | 66.2138 | 252.7764
2021 | 3 | 22 | 14 | 41.6646 | 62.7591 | 249.7947
2021 | 3 | 22 | 15 | 42.0218 | 64.2068 | 252.8151
2021 | 3 | 22 | 16 | 43.7572 | 63.2069 | 267.0146
2021 | 3 | 22 | 17 | 45.7999 | 60.8473 | 292.089
2021 | 3 | 22 | 18 | 46.7291 | 59.1254 | 321.6271
2021 | 3 | 22 | 19 | 46.784 | 59.7959 | 330.1049
2021 | 3 | 22 | 20 | 45.9366 | 60.2195 | 327.2841
2021 | 3 | 22 | 21 | 43.1348 | 57.5543 | 303.3178
2021 | 3 | 22 | 22 | 39.8088 | 54.8301 | 274.8676
2021 | 3 | 22 | 23 | 36.1865 | 52.5492 | 248.0182
2021 | 3 | 23 | 0 | 34.7234 | 50.543 | 227.6399
2021 | 3 | 23 | 1 | 33.6647 | 49.5262 | 226.5511
2021 | 3 | 23 | 2 | 33.0189 | 48.5529 | 224.0686
2021 | 3 | 23 | 3 | 32.6444 | 48.2535 | 223.9507
2021 | 3 | 23 | 4 | 33.3549 | 48.6841 | 227.2776
2021 | 3 | 23 | 5 | 34.9199 | 50.5475 | 239.4609
2021 | 3 | 23 | 6 | 37.8065 | 55.8078 | 271.1417
2021 | 3 | 23 | 7 | 40.8226 | 62.1411 | 298.7677
2021 | 3 | 23 | 8 | 42.1584 | 66.3264 | 294.1823
2021 | 3 | 23 | 9 | 41.7563 | 68.3621 | 272.9017
2021 | 3 | 23 | 10 | 41.5321 | 68.8604 | 253.8066
2021 | 3 | 23 | 11 | 41.2411 | 69.2504 | 243.0103
2021 | 3 | 23 | 12 | 40.0797 | 67.1821 | 252.8763
2021 | 3 | 23 | 13 | 39.6403 | 66.9164 | 250.6938
2021 | 3 | 23 | 14 | 39.1259 | 64.2222 | 248.2435
2021 | 3 | 23 | 15 | 39.1812 | 64.8326 | 253.1351
2021 | 3 | 23 | 16 | 40.8522 | 64.4268 | 268.9957
2021 | 3 | 23 | 17 | 43.474 | 62.1675 | 295.2133
2021 | 3 | 23 | 18 | 46.1208 | 58.7741 | 304.6259
2021 | 3 | 23 | 19 | 47.1996 | 58.6676 | 327.5558
2021 | 3 | 23 | 20 | 47.4225 | 59.0586 | 333.463
2021 | 3 | 23 | 21 | 45.3604 | 56.3023 | 314.453
2021 | 3 | 23 | 22 | 42.2786 | 53.4586 | 287.9178
2021 | 3 | 23 | 23 | 38.574 | 51.2367 | 261.7845
2021 | 3 | 24 | 0 | 35.7593 | 50.2005 | 248.7483
2021 | 3 | 24 | 1 | 34.623 | 50.3053 | 235.0789
2021 | 3 | 24 | 2 | 33.881 | 49.1368 | 232.1635
2021 | 3 | 24 | 3 | 33.4191 | 49.0058 | 231.032
2021 | 3 | 24 | 4 | 34.0328 | 49.6884 | 233.9646
2021 | 3 | 24 | 5 | 35.5545 | 51.5977 | 245.3236
2021 | 3 | 24 | 6 | 38.3501 | 54.8263 | 276.9892
2021 | 3 | 24 | 7 | 41.1879 | 60.9824 | 301.3315
2021 | 3 | 24 | 8 | 42.215 | 66.0764 | 288.5718
2021 | 3 | 24 | 9 | 41.7423 | 68.7012 | 257.4339
2021 | 3 | 24 | 10 | 41.4837 | 69.7935 | 232.5112
2021 | 3 | 24 | 11 | 41.2035 | 68.3199 | 219.8127
2021 | 3 | 24 | 12 | 42.3806 | 65.8858 | 269.5406
2021 | 3 | 24 | 13 | 42.1098 | 65.8115 | 269.7553
2021 | 3 | 24 | 14 | 41.6503 | 62.9162 | 267.669
2021 | 3 | 24 | 15 | 41.7327 | 64.301 | 270.4452
2021 | 3 | 24 | 16 | 43.1447 | 63.3404 | 282.0593
2021 | 3 | 24 | 17 | 45.1443 | 60.639 | 302.6727
2021 | 3 | 24 | 18 | 46.6636 | 60.4839 | 323.4292
2021 | 3 | 24 | 19 | 47.2163 | 60.1737 | 332.3388
2021 | 3 | 24 | 20 | 47.0489 | 61.2559 | 331.462
2021 | 3 | 24 | 21 | 44.7228 | 58.7951 | 308.9799
2021 | 3 | 24 | 22 | 41.4912 | 56.1138 | 280.5658
2021 | 3 | 24 | 23 | 37.6893 | 53.9516 | 253.0391
2021 | 3 | 25 | 0 | 35.1949 | 53.3902 | 230.3405
2021 | 3 | 25 | 1 | 33.7178 | 50.6396 | 235.5153
2021 | 3 | 25 | 2 | 32.8295 | 50.0573 | 233.1125
2021 | 3 | 25 | 3 | 32.2823 | 50.117 | 233.3671
2021 | 3 | 25 | 4 | 32.8285 | 50.2361 | 237.0555
2021 | 3 | 25 | 5 | 34.242 | 52.576 | 249.8621
2021 | 3 | 25 | 6 | 37.1248 | 57.1488 | 283.6727
2021 | 3 | 25 | 7 | 39.9583 | 62.486 | 310.9338
2021 | 3 | 25 | 8 | 41.3247 | 66.8214 | 302.3811
2021 | 3 | 25 | 9 | 41.4723 | 68.7215 | 273.8055
2021 | 3 | 25 | 10 | 41.7996 | 69.4452 | 247.543
2021 | 3 | 25 | 11 | 41.8733 | 68.212 | 233.3608
2021 | 3 | 25 | 12 | 41.6998 | 68.1193 | 255.4887
2021 | 3 | 25 | 13 | 41.5131 | 68.0762 | 253.6453
2021 | 3 | 25 | 14 | 41.182 | 64.439 | 251.974
2021 | 3 | 25 | 15 | 41.3824 | 64.5461 | 256.4117
2021 | 3 | 25 | 16 | 42.6292 | 65.0151 | 273.3257
2021 | 3 | 25 | 17 | 44.551 | 62.5519 | 301.8233
2021 | 3 | 25 | 18 | 44.1814 | 60.5617 | 330.9262
2021 | 3 | 25 | 19 | 45.2205 | 61.1246 | 349.1221
2021 | 3 | 25 | 20 | 45.583 | 62.2889 | 354.1939
2021 | 3 | 25 | 21 | 43.7012 | 59.5422 | 334.4962
2021 | 3 | 25 | 22 | 40.6963 | 56.7983 | 306.8867
2021 | 3 | 25 | 23 | 37.0485 | 54.9705 | 279.7113
2021 | 3 | 26 | 0 | 34.1883 | 52.3759 | 268.3883
2021 | 3 | 26 | 1 | 33.1639 | 52.4164 | 257.8812
2021 | 3 | 26 | 2 | 32.3501 | 51.3939 | 254.5682
2021 | 3 | 26 | 3 | 31.8922 | 51.3357 | 254.1734
2021 | 3 | 26 | 4 | 32.4952 | 51.7821 | 257.502
2021 | 3 | 26 | 5 | 34.022 | 53.71 | 268.8484
2021 | 3 | 26 | 6 | 37.0698 | 58.045 | 302.288
2021 | 3 | 26 | 7 | 39.9972 | 63.2408 | 326.6438
2021 | 3 | 26 | 8 | 41.5181 | 66.8543 | 314.0771
2021 | 3 | 26 | 9 | 41.4302 | 68.3847 | 279.7691
2021 | 3 | 26 | 10 | 41.2512 | 68.4243 | 249.313
2021 | 3 | 26 | 11 | 40.907 | 68.6817 | 231.6047
2021 | 3 | 26 | 12 | 42.3714 | 67.5761 | 228.3191
2021 | 3 | 26 | 13 | 42.07 | 67.206 | 222.2141
2021 | 3 | 26 | 14 | 41.5965 | 63.7566 | 216.8665
2021 | 3 | 26 | 15 | 41.5794 | 62.9195 | 216.5827
2021 | 3 | 26 | 16 | 42.7272 | 62.5517 | 229.7599
2021 | 3 | 26 | 17 | 44.336 | 60.4545 | 261.8173
2021 | 3 | 26 | 18 | 46.0078 | 59.9853 | 310.2867
2021 | 3 | 26 | 19 | 46.0485 | 60.1687 | 329.0278
2021 | 3 | 26 | 20 | 45.48 | 61.5898 | 333.9526
2021 | 3 | 26 | 21 | 43.3276 | 58.1749 | 316.2049
2021 | 3 | 26 | 22 | 40.6543 | 55.3725 | 293.1089
2021 | 3 | 26 | 23 | 37.2784 | 52.712 | 269.5371
2021 | 3 | 27 | 0 | 34.1989 | 50.5273 | 254.5073
2021 | 3 | 27 | 1 | 32.1418 | 48.3502 | 243.6065
2021 | 3 | 27 | 2 | 30.9141 | 47.3897 | 238.4698
2021 | 3 | 27 | 3 | 30.04 | 47.1657 | 236.2283
2021 | 3 | 27 | 4 | 30.1004 | 47.7395 | 237.7777
2021 | 3 | 27 | 5 | 30.4857 | 48.8892 | 245.5177
2021 | 3 | 27 | 6 | 31.7923 | 52.3766 | 261.526
2021 | 3 | 27 | 7 | 33.8847 | 54.6567 | 276.0486
2021 | 3 | 27 | 8 | 36.3865 | 55.8177 | 279.8929
2021 | 3 | 27 | 9 | 38.6807 | 56.907 | 284.0928
2021 | 3 | 27 | 10 | 40.5161 | 57.8052 | 280.7891
2021 | 3 | 27 | 11 | 41.3537 | 58.8678 | 279.1217
2021 | 3 | 27 | 12 | 41.6799 | 56.082 | 280.0267
2021 | 3 | 27 | 13 | 41.2694 | 55.4874 | 276.4502
2021 | 3 | 27 | 14 | 40.5203 | 52.8236 | 270.3513
2021 | 3 | 27 | 15 | 40.1277 | 51.853 | 273.174
2021 | 3 | 27 | 16 | 40.8646 | 51.766 | 286.5116
2021 | 3 | 27 | 17 | 42.0191 | 50.864 | 308.3017
2021 | 3 | 27 | 18 | 40.9744 | 52.2378 | 330.8083
2021 | 3 | 27 | 19 | 40.2968 | 52.4231 | 333.9177
2021 | 3 | 27 | 20 | 39.376 | 52.9764 | 326.6958
2021 | 3 | 27 | 21 | 36.9442 | 50.2114 | 303.3013
2021 | 3 | 27 | 22 | 34.5748 | 48.2427 | 281.1539
2021 | 3 | 27 | 23 | 31.9255 | 46.9639 | 261.0003
2021 | 3 | 28 | 0 | 30.8912 | 47.3663 | 246.4464
2021 | 3 | 28 | 1 | 29.2814 | 45.5645 | 244.7557
2021 | 3 | 28 | 2 | 28.2379 | 44.8099 | 240.237
2021 | 3 | 28 | 3 | 27.4264 | 44.8195 | 238.4173
2021 | 3 | 28 | 4 | 27.3807 | 45.8188 | 240.5266
2021 | 3 | 28 | 5 | 27.5248 | 46.975 | 248.6607
2021 | 3 | 28 | 6 | 27.8751 | 50.2395 | 256.9388
2021 | 3 | 28 | 7 | 29.7281 | 52.0051 | 269.4315
2021 | 3 | 28 | 8 | 32.3524 | 52.1886 | 276.679
2021 | 3 | 28 | 9 | 35.0394 | 53.7543 | 289.7196
2021 | 3 | 28 | 10 | 37.4572 | 55.4689 | 295.7709
2021 | 3 | 28 | 11 | 38.6985 | 56.5971 | 297.029
2021 | 3 | 28 | 12 | 40.0655 | 52.6324 | 314.0565
2021 | 3 | 28 | 13 | 40.1418 | 53.3106 | 320.7214
2021 | 3 | 28 | 14 | 39.8606 | 52.4378 | 319.4705
2021 | 3 | 28 | 15 | 39.973 | 52.1256 | 321.4199
2021 | 3 | 28 | 16 | 41.2774 | 50.864 | 332.0483
2021 | 3 | 28 | 17 | 43.0386 | 49.7147 | 350.159
2021 | 3 | 28 | 18 | 43.9156 | 50.8326 | 349.9277
2021 | 3 | 28 | 19 | 43.1672 | 51.0795 | 357.3875
2021 | 3 | 28 | 20 | 42.0495 | 52.479 | 352.4866
2021 | 3 | 28 | 21 | 39.3721 | 50.0059 | 329.6071
2021 | 3 | 28 | 22 | 36.4741 | 48.0475 | 303.3404
2021 | 3 | 28 | 23 | 33.4612 | 46.7889 | 278.5278
2021 | 3 | 29 | 0 | 30.9926 | 48.1086 | 253.7457
2021 | 3 | 29 | 1 | 31.381 | 47.1296 | 251.9119
2021 | 3 | 29 | 2 | 30.9897 | 47.2005 | 250.6331
2021 | 3 | 29 | 3 | 30.8748 | 47.9428 | 252.026
2021 | 3 | 29 | 4 | 31.8181 | 48.7629 | 256.6816
2021 | 3 | 29 | 5 | 33.6442 | 50.9945 | 270.2517
2021 | 3 | 29 | 6 | 37.3473 | 55.3562 | 300.4313
2021 | 3 | 29 | 7 | 40.4673 | 60.6599 | 326.3671
2021 | 3 | 29 | 8 | 42.0147 | 66.4986 | 320.933
2021 | 3 | 29 | 9 | 41.7346 | 68.5997 | 296.5146
2021 | 3 | 29 | 10 | 41.2972 | 69.6477 | 274.4452
2021 | 3 | 29 | 11 | 40.8633 | 68.0353 | 262.4507
2021 | 3 | 29 | 12 | 40.2608 | 66.8641 | 287.9202
2021 | 3 | 29 | 13 | 39.792 | 66.3889 | 285.4809
2021 | 3 | 29 | 14 | 39.3679 | 63.1558 | 281.3609
2021 | 3 | 29 | 15 | 39.5507 | 63.9507 | 282.2381
2021 | 3 | 29 | 16 | 41.5512 | 63.2179 | 295.6995
2021 | 3 | 29 | 17 | 44.3949 | 61.017 | 320.8543
2021 | 3 | 29 | 18 | 47.0153 | 60.9736 | 328.3894
2021 | 3 | 29 | 19 | 47.8391 | 61.0593 | 349.8505
2021 | 3 | 29 | 20 | 48.1274 | 62.0482 | 356.6822
2021 | 3 | 29 | 21 | 46.0946 | 58.5801 | 338.3547
2021 | 3 | 29 | 22 | 42.9147 | 56.2266 | 310.591
2021 | 3 | 29 | 23 | 39.1474 | 54.7353 | 284.0248
2021 | 3 | 30 | 0 | 36.7558 | 52.9499 | 268.9601
2021 | 3 | 30 | 1 | 35.4954 | 51.4525 | 261.356
2021 | 3 | 30 | 2 | 34.8646 | 51.0664 | 258.69
2021 | 3 | 30 | 3 | 34.4599 | 51.2409 | 258.8251
2021 | 3 | 30 | 4 | 35.1925 | 51.6523 | 262.1753
2021 | 3 | 30 | 5 | 36.6919 | 53.8571 | 274.2889
2021 | 3 | 30 | 6 | 39.0779 | 57.7565 | 301.9999
2021 | 3 | 30 | 7 | 41.8122 | 62.689 | 326.6264
2021 | 3 | 30 | 8 | 42.9548 | 66.636 | 325.3523
2021 | 3 | 30 | 9 | 42.4265 | 68.0857 | 308.4566
2021 | 3 | 30 | 10 | 42.1142 | 68.5791 | 292.2057
2021 | 3 | 30 | 11 | 41.8065 | 69.1814 | 282.3056
2021 | 3 | 30 | 12 | 42.5364 | 68.8244 | 293.4929
2021 | 3 | 30 | 13 | 42.2194 | 68.3535 | 292.8459
2021 | 3 | 30 | 14 | 41.7071 | 65.4218 | 289.0861
2021 | 3 | 30 | 15 | 41.7667 | 64.974 | 289.0855
2021 | 3 | 30 | 16 | 43.2589 | 64.9532 | 301.5965
2021 | 3 | 30 | 17 | 45.5254 | 63.3821 | 322.1901
2021 | 3 | 30 | 18 | 47.5355 | 61.9956 | 340.9672
2021 | 3 | 30 | 19 | 48.0337 | 62.0551 | 352.498
2021 | 3 | 30 | 20 | 48.1013 | 63.1571 | 354.7149
2021 | 3 | 30 | 21 | 46.084 | 59.2668 | 335.041
2021 | 3 | 30 | 22 | 42.9316 | 56.6373 | 307.1252
2021 | 3 | 30 | 23 | 39.1865 | 55.2249 | 279.9802
2021 | 3 | 31 | 0 | 35.8919 | 53.0413 | 255.028
2021 | 3 | 31 | 1 | 34.5121 | 52.9165 | 258.4704
2021 | 3 | 31 | 2 | 33.7234 | 52.0465 | 256.3603
2021 | 3 | 31 | 3 | 33.1719 | 51.5379 | 256.9013
2021 | 3 | 31 | 4 | 33.8367 | 52.0358 | 260.7712
2021 | 3 | 31 | 5 | 35.3664 | 53.9584 | 273.7208
2021 | 3 | 31 | 6 | 37.9492 | 57.9566 | 303.9163
2021 | 3 | 31 | 7 | 40.6988 | 62.8702 | 327.9459
2021 | 3 | 31 | 8 | 42.0062 | 66.401 | 321.6556
2021 | 3 | 31 | 9 | 42.1014 | 67.699 | 296.8202
2021 | 3 | 31 | 10 | 42.5379 | 67.1492 | 276.1982
2021 | 3 | 31 | 11 | 42.7329 | 69.3926 | 263.9255
2021 | 3 | 31 | 12 | 43.2286 | 66.9116 | 290.6933
2021 | 3 | 31 | 13 | 43.0663 | 66.4767 | 289.5854
2021 | 3 | 31 | 14 | 42.7865 | 62.5912 | 286.5175
2021 | 3 | 31 | 15 | 42.924 | 62.4324 | 286.423
2021 | 3 | 31 | 16 | 44.4914 | 62.3022 | 300.6989
2021 | 3 | 31 | 17 | 46.4809 | 59.99 | 324.8259
2021 | 3 | 31 | 18 | 46.3512 | 59.2167 | 357.1989
2021 | 3 | 31 | 19 | 46.3949 | 59.6874 | 367.2991
2021 | 3 | 31 | 20 | 46.3592 | 60.8174 | 370.2069
2021 | 3 | 31 | 21 | 43.9099 | 57.8921 | 350.4614
2021 | 3 | 31 | 22 | 40.4867 | 55.338 | 320.4753
2021 | 3 | 31 | 23 | 36.6869 | 52.7949 | 292.0923
2021 | 4 | 1 | 0 | 34.8217 | 51.9094 | 276.861
2021 | 4 | 1 | 1 | 34.0598 | 53.6898 | 276.8783
2021 | 4 | 1 | 2 | 33.3103 | 53.0678 | 274.3186
2021 | 4 | 1 | 3 | 32.9254 | 51.5415 | 273.8855
2021 | 4 | 1 | 4 | 33.6716 | 49.7304 | 277.3933
2021 | 4 | 1 | 5 | 35.541 | 51.4979 | 288.8657
2021 | 4 | 1 | 6 | 38.8049 | 56.6942 | 320.6293
2021 | 4 | 1 | 7 | 41.5969 | 61.6144 | 345.273
2021 | 4 | 1 | 8 | 43.0405 | 66.5402 | 339.9712
2021 | 4 | 1 | 9 | 43.1653 | 67.6617 | 318.8904
2021 | 4 | 1 | 10 | 43.4379 | 66.9552 | 296.8772
2021 | 4 | 1 | 11 | 43.2917 | 68.3619 | 285.4426
2021 | 4 | 1 | 12 | 42.1238 | 68.7853 | 278.679
2021 | 4 | 1 | 13 | 41.7533 | 68.2691 | 273.0344
2021 | 4 | 1 | 14 | 41.3939 | 60.4126 | 272.3613
2021 | 4 | 1 | 15 | 41.6782 | 64.6317 | 279.4779
2021 | 4 | 1 | 16 | 43.033 | 65.9627 | 294.9271
2021 | 4 | 1 | 17 | 44.9841 | 65.4623 | 318.3756
2021 | 4 | 1 | 18 | 45.1115 | 60.8219 | 329.4994
2021 | 4 | 1 | 19 | 46.415 | 59.9484 | 354.6864
2021 | 4 | 1 | 20 | 47.2979 | 64.7503 | 368.3877
2021 | 4 | 1 | 21 | 45.2262 | 57.2163 | 352.3116
2021 | 4 | 1 | 22 | 41.8342 | 55.0333 | 326.4494
2021 | 4 | 1 | 23 | 38.1319 | 56.1429 | 299.6502
2021 | 4 | 2 | 0 | 35.2579 | 54.449 | 282.4937
2021 | 4 | 2 | 1 | 23.5822 | 41.6914 | 259.2064
2021 | 4 | 2 | 2 | 22.6612 | 40.4312 | 257.7355
2021 | 4 | 2 | 3 | 22.2484 | 43.8684 | 257.0938
2021 | 4 | 2 | 4 | 22.339 | 42.8028 | 264.0922
2021 | 4 | 2 | 5 | 22.7389 | 43.4424 | 273.9539
2021 | 4 | 2 | 6 | 23.3549 | 43.7032 | 293.2767
2021 | 4 | 2 | 7 | 24.9197 | 47.1421 | 303.7243
2021 | 4 | 2 | 8 | 27.4144 | 43.4625 | 309.2707
2021 | 4 | 2 | 9 | 29.3255 | 51.6589 | 309.6667
2021 | 4 | 2 | 10 | 30.613 | 52.4769 | 302.9301
2021 | 4 | 2 | 11 | 31.0999 | 51.2519 | 295.2584
2021 | 4 | 2 | 12 | 30.4702 | 44.9114 | 301.7288
2021 | 4 | 2 | 13 | 29.9606 | 45.3852 | 296.818
2021 | 4 | 2 | 14 | 28.9939 | 41.8718 | 285.9264
2021 | 4 | 2 | 15 | 29.7747 | 47.8279 | 291.7
2021 | 4 | 2 | 16 | 30.8106 | 43.6445 | 302.7869
2021 | 4 | 2 | 17 | 32.8571 | 50.486 | 322.6437
2021 | 4 | 2 | 18 | 35.3735 | 43.4375 | 337.7277
2021 | 4 | 2 | 19 | 35.1903 | 46.4999 | 344.4815
2021 | 4 | 2 | 20 | 35.6001 | 47.3945 | 351.3379
2021 | 4 | 2 | 21 | 35.0697 | 43.7167 | 333.4064
2021 | 4 | 2 | 22 | 34.3996 | 42.3891 | 312.5667
2021 | 4 | 2 | 23 | 32.6757 | 44.237 | 290.9852
2021 | 4 | 3 | 0 | 30.3359 | 44.1098 | 275.9169
2021 | 4 | 3 | 1 | 31.6752 | 49.4047 | 265.2556
2021 | 4 | 3 | 2 | 30.5359 | 48.5871 | 260.4599
2021 | 4 | 3 | 3 | 29.7365 | 47.7814 | 257.8815
2021 | 4 | 3 | 4 | 29.8502 | 47.7441 | 259.7031
2021 | 4 | 3 | 5 | 30.4805 | 49.1546 | 268.0073
2021 | 4 | 3 | 6 | 31.9167 | 52.7111 | 292.7744
2021 | 4 | 3 | 7 | 34.0075 | 54.5852 | 301.6397
2021 | 4 | 3 | 8 | 36.4272 | 56.3042 | 287.753
2021 | 4 | 3 | 9 | 38.3595 | 57.5021 | 272.5065
2021 | 4 | 3 | 10 | 39.8216 | 58.1579 | 257.852
2021 | 4 | 3 | 11 | 40.2581 | 59.1207 | 249.5798
2021 | 4 | 3 | 12 | 41.9909 | 57.1533 | 271.729
2021 | 4 | 3 | 13 | 41.6197 | 56.6067 | 265.9138
2021 | 4 | 3 | 14 | 41.0693 | 51.9621 | 262.8551
2021 | 4 | 3 | 15 | 40.9556 | 53.3585 | 267.9241
2021 | 4 | 3 | 16 | 41.9479 | 53.7302 | 282.4663
2021 | 4 | 3 | 17 | 42.9906 | 53.7577 | 303.9555
2021 | 4 | 3 | 18 | 41.4058 | 54.5811 | 308.3759
2021 | 4 | 3 | 19 | 40.8832 | 54.352 | 324.5939
2021 | 4 | 3 | 20 | 40.5129 | 59.1343 | 328.1337
2021 | 4 | 3 | 21 | 37.985 | 51.9907 | 308.518
2021 | 4 | 3 | 22 | 35.313 | 50.654 | 287.6929
2021 | 4 | 3 | 23 | 32.5806 | 52.5407 | 268.7216
2021 | 4 | 4 | 0 | 31.1381 | 53.201 | 257.3546
2021 | 4 | 4 | 1 | 28.9866 | 46.4924 | 259.5358
2021 | 4 | 4 | 2 | 27.7931 | 46.1358 | 254.5622
2021 | 4 | 4 | 3 | 27.3549 | 45.7639 | 251.1378
2021 | 4 | 4 | 4 | 27.4946 | 46.0764 | 251.6162
2021 | 4 | 4 | 5 | 27.7097 | 46.8773 | 257.7585
2021 | 4 | 4 | 6 | 28.5226 | 48.05 | 267.0134
2021 | 4 | 4 | 7 | 31.2222 | 46.7325 | 279.5241
2021 | 4 | 4 | 8 | 34.9202 | 46.6505 | 289.4943
2021 | 4 | 4 | 9 | 37.6832 | 44.4991 | 301.0769
2021 | 4 | 4 | 10 | 39.8841 | 44.0177 | 300.2972
2021 | 4 | 4 | 11 | 41.4848 | 42.8884 | 299.2311
2021 | 4 | 4 | 12 | 37.9001 | 47.3725 | 309.8577
2021 | 4 | 4 | 13 | 37.246 | 46.9717 | 305.9088
2021 | 4 | 4 | 14 | 36.1718 | 44.1537 | 309.7542
2021 | 4 | 4 | 15 | 35.6439 | 43.7521 | 316.7758
2021 | 4 | 4 | 16 | 36.0857 | 44.7816 | 310.6294
2021 | 4 | 4 | 17 | 36.9858 | 43.5474 | 313.5154
2021 | 4 | 4 | 18 | 38.1776 | 46.1105 | 311.3095
2021 | 4 | 4 | 19 | 40.0212 | 47.0489 | 319.7187
2021 | 4 | 4 | 20 | 41.1075 | 51.3728 | 324.833
2021 | 4 | 4 | 21 | 40.0721 | 47.7135 | 308.4667
2021 | 4 | 4 | 22 | 37.7074 | 48.014 | 287.2725
2021 | 4 | 4 | 23 | 35.0735 | 48.134 | 266.1307
2021 | 4 | 5 | 0 | 32.6396 | 49.1451 | 250.539
2021 | 4 | 5 | 1 | 31.0339 | 47.6683 | 239.7342
2021 | 4 | 5 | 2 | 30.5249 | 47.6776 | 236.5283
2021 | 4 | 5 | 3 | 30.1859 | 47.5393 | 235.4923
2021 | 4 | 5 | 4 | 30.6779 | 47.2776 | 239.2594
2021 | 4 | 5 | 5 | 32.0243 | 49.3577 | 248.4378
2021 | 4 | 5 | 6 | 33.4926 | 54.0731 | 263.4458
2021 | 4 | 5 | 7 | 35.7709 | 58.4286 | 282.8488
2021 | 4 | 5 | 8 | 38.1266 | 64.4536 | 298.6176
2021 | 4 | 5 | 9 | 40.0599 | 66.4346 | 300.5917
2021 | 4 | 5 | 10 | 41.587 | 65.8113 | 298.6229
2021 | 4 | 5 | 11 | 42.4474 | 65.0182 | 292.9787
2021 | 4 | 5 | 12 | 42.666 | 63.2444 | 273.8541
2021 | 4 | 5 | 13 | 42.4702 | 62.8716 | 274.2061
2021 | 4 | 5 | 14 | 42.3965 | 60.4235 | 273.0004
2021 | 4 | 5 | 15 | 42.6014 | 59.6946 | 272.5546
2021 | 4 | 5 | 16 | 43.6455 | 59.0208 | 280.5052
2021 | 4 | 5 | 17 | 45.4481 | 55.8007 | 298.7115
2021 | 4 | 5 | 18 | 46.646 | 58.508 | 318.3811
2021 | 4 | 5 | 19 | 46.4452 | 59.1171 | 329.5867
2021 | 4 | 5 | 20 | 46.2255 | 62.3615 | 336.5045
2021 | 4 | 5 | 21 | 43.2895 | 57.2254 | 314.3504
2021 | 4 | 5 | 22 | 39.6225 | 53.3517 | 284.4676
2021 | 4 | 5 | 23 | 35.845 | 52.9021 | 253.5082
2021 | 4 | 6 | 0 | 33.6231 | 51.207 | 234.5297
2021 | 4 | 6 | 1 | 32.1684 | 49.6382 | 225.2135
2021 | 4 | 6 | 2 | 31.3037 | 49.0427 | 222.4309
2021 | 4 | 6 | 3 | 30.6851 | 47.9643 | 221.5841
2021 | 4 | 6 | 4 | 31.338 | 46.6649 | 224.7263
2021 | 4 | 6 | 5 | 32.9717 | 48.1282 | 236.7318
2021 | 4 | 6 | 6 | 35.3742 | 52.0971 | 266.4613
2021 | 4 | 6 | 7 | 38.2265 | 56.8922 | 290.9411
2021 | 4 | 6 | 8 | 39.7907 | 62.8245 | 291.8266
2021 | 4 | 6 | 9 | 40.2191 | 64.4805 | 281.5062
2021 | 4 | 6 | 10 | 41.2954 | 64.595 | 269.1647
2021 | 4 | 6 | 11 | 41.8209 | 65.4936 | 262.126
2021 | 4 | 6 | 12 | 40.9633 | 63.8825 | 258.6237
2021 | 4 | 6 | 13 | 40.8817 | 63.7916 | 255.9045
2021 | 4 | 6 | 14 | 40.7097 | 57.8366 | 255.9619
2021 | 4 | 6 | 15 | 41.0174 | 60.6033 | 262.4691
2021 | 4 | 6 | 16 | 42.5553 | 61.3428 | 280.2163
2021 | 4 | 6 | 17 | 44.6248 | 59.8644 | 300.2978
2021 | 4 | 6 | 18 | 45.6419 | 58.0013 | 318.945
2021 | 4 | 6 | 19 | 45.6504 | 57.0737 | 326.8937
2021 | 4 | 6 | 20 | 45.8149 | 62.2437 | 332.6617
2021 | 4 | 6 | 21 | 43.0665 | 55.6753 | 312.1166
2021 | 4 | 6 | 22 | 39.4233 | 54.1899 | 283.4188
2021 | 4 | 6 | 23 | 35.7161 | 54.2344 | 256.5587
2021 | 4 | 7 | 0 | 33.1042 | 52.296 | 243.9294
2021 | 4 | 7 | 1 | 31.5155 | 50.8955 | 243.1837
2021 | 4 | 7 | 2 | 30.7628 | 50.3311 | 241.4864
2021 | 4 | 7 | 3 | 30.2638 | 49.2419 | 241.3894
2021 | 4 | 7 | 4 | 31.0141 | 47.7248 | 245.4677
2021 | 4 | 7 | 5 | 32.8593 | 49.4327 | 258.0873
2021 | 4 | 7 | 6 | 35.9498 | 54.3132 | 278.9674
2021 | 4 | 7 | 7 | 38.8535 | 59.4289 | 305.8526
2021 | 4 | 7 | 8 | 40.3487 | 64.3963 | 316.3574
2021 | 4 | 7 | 9 | 40.7244 | 65.8729 | 317.4257
2021 | 4 | 7 | 10 | 41.3573 | 65.3778 | 309.3733
2021 | 4 | 7 | 11 | 41.5958 | 66.6371 | 303.2554
2021 | 4 | 7 | 12 | 42.292 | 63.7198 | 301.5313
2021 | 4 | 7 | 13 | 42.302 | 62.9642 | 300.34
2021 | 4 | 7 | 14 | 42.2984 | 57.5323 | 300.8999
2021 | 4 | 7 | 15 | 42.8919 | 60.2535 | 306.5854
2021 | 4 | 7 | 16 | 44.698 | 61.1486 | 322.782
2021 | 4 | 7 | 17 | 46.5651 | 59.8174 | 339.5159
2021 | 4 | 7 | 18 | 46.5037 | 58.5534 | 353.2002
2021 | 4 | 7 | 19 | 46.327 | 57.2168 | 358.6742
2021 | 4 | 7 | 20 | 46.3225 | 62.1074 | 363.4699
2021 | 4 | 7 | 21 | 43.4509 | 55.762 | 343.4745
2021 | 4 | 7 | 22 | 39.679 | 54.0578 | 314.0232
2021 | 4 | 7 | 23 | 35.8642 | 54.5402 | 285.7881
2021 | 4 | 8 | 0 | 33.9366 | 53.0475 | 267.3701
2021 | 4 | 8 | 1 | 32.4377 | 51.4423 | 253.7975
2021 | 4 | 8 | 2 | 31.578 | 50.8361 | 250.7129
2021 | 4 | 8 | 3 | 30.969 | 49.8824 | 249.99
2021 | 4 | 8 | 4 | 31.583 | 48.7742 | 253.1241
2021 | 4 | 8 | 5 | 33.07 | 50.4548 | 265.0063
2021 | 4 | 8 | 6 | 35.9167 | 54.4633 | 287.9653
2021 | 4 | 8 | 7 | 38.9421 | 58.8048 | 313.2012
2021 | 4 | 8 | 8 | 40.7306 | 64.2926 | 321.9534
2021 | 4 | 8 | 9 | 41.2421 | 65.2952 | 322.4271
2021 | 4 | 8 | 10 | 42.0677 | 65.4737 | 314.4952
2021 | 4 | 8 | 11 | 42.3637 | 65.8422 | 309.3125
2021 | 4 | 8 | 12 | 43.2001 | 63.4976 | 315.9875
2021 | 4 | 8 | 13 | 43.2315 | 63.1432 | 317.2995
2021 | 4 | 8 | 14 | 43.1313 | 56.4208 | 318.4587
2021 | 4 | 8 | 15 | 43.6128 | 58.7811 | 324.6531
2021 | 4 | 8 | 16 | 45.0885 | 60.4429 | 337.6723
2021 | 4 | 8 | 17 | 46.9218 | 58.7367 | 349.1295
2021 | 4 | 8 | 18 | 47.0464 | 59.0822 | 363.1559
2021 | 4 | 8 | 19 | 46.8517 | 58.2976 | 363.6482
2021 | 4 | 8 | 20 | 46.8825 | 62.6863 | 364.7678
2021 | 4 | 8 | 21 | 44.4269 | 56.225 | 343.6319
2021 | 4 | 8 | 22 | 40.8953 | 55.0322 | 314.4834
2021 | 4 | 8 | 23 | 36.9861 | 54.7924 | 286.0514
2021 | 4 | 9 | 0 | 34.2441 | 53.3749 | 262.7663
2021 | 4 | 9 | 1 | 33.242 | 50.5125 | 251.1892
2021 | 4 | 9 | 2 | 32.3279 | 49.3344 | 246.5662
2021 | 4 | 9 | 3 | 31.6643 | 48.1261 | 244.4133
2021 | 4 | 9 | 4 | 32.1957 | 47.1472 | 246.1221
2021 | 4 | 9 | 5 | 33.5906 | 48.3657 | 256.6433
2021 | 4 | 9 | 6 | 36.6389 | 51.9985 | 278.0868
2021 | 4 | 9 | 7 | 39.6085 | 56.5533 | 302.7244
2021 | 4 | 9 | 8 | 41.019 | 61.4369 | 312.7583
2021 | 4 | 9 | 9 | 40.4546 | 62.9384 | 317.1775
2021 | 4 | 9 | 10 | 40.278 | 61.6986 | 313.9984
2021 | 4 | 9 | 11 | 39.8424 | 63.1719 | 309.7798
2021 | 4 | 9 | 12 | 39.451 | 63.287 | 288.7053
2021 | 4 | 9 | 13 | 38.8944 | 63.1694 | 287.7853
2021 | 4 | 9 | 14 | 38.1996 | 58.0374 | 287.3616
2021 | 4 | 9 | 15 | 37.838 | 58.382 | 291.1128
2021 | 4 | 9 | 16 | 38.9579 | 58.3053 | 302.8516
2021 | 4 | 9 | 17 | 41.1834 | 55.7987 | 315.2978
2021 | 4 | 9 | 18 | 43.7384 | 53.165 | 328.773
2021 | 4 | 9 | 19 | 44.2922 | 51.625 | 333.7345
2021 | 4 | 9 | 20 | 45.6429 | 55.9555 | 336.1696
2021 | 4 | 9 | 21 | 44.266 | 49.7843 | 317.082
2021 | 4 | 9 | 22 | 41.4365 | 48.5507 | 291.9109
2021 | 4 | 9 | 23 | 37.4775 | 47.3285 | 267.6307
2021 | 4 | 10 | 0 | 34.2175 | 46.1927 | 252.9529
2021 | 4 | 10 | 1 | 32.5393 | 44.0888 | 247.3894
2021 | 4 | 10 | 2 | 31.3502 | 43.4887 | 243.0299
2021 | 4 | 10 | 3 | 30.4988 | 42.7126 | 240.8754
2021 | 4 | 10 | 4 | 30.5074 | 41.9937 | 242.966
2021 | 4 | 10 | 5 | 30.9153 | 42.8014 | 252.1866
2021 | 4 | 10 | 6 | 32.3466 | 44.6266 | 265.2594
2021 | 4 | 10 | 7 | 34.6197 | 45.7847 | 277.6267
2021 | 4 | 10 | 8 | 37.161 | 48.7549 | 283.2071
2021 | 4 | 10 | 9 | 38.6642 | 50.6943 | 294.4394
2021 | 4 | 10 | 10 | 39.5522 | 51.3926 | 297.6711
2021 | 4 | 10 | 11 | 39.6278 | 52.7345 | 298.6956
2021 | 4 | 10 | 12 | 38.5655 | 53.1958 | 297.7563
2021 | 4 | 10 | 13 | 37.7893 | 52.42 | 296.2365
2021 | 4 | 10 | 14 | 36.7201 | 50.1778 | 293.5897
2021 | 4 | 10 | 15 | 35.9268 | 51.2819 | 297.0248
2021 | 4 | 10 | 16 | 36.759 | 50.0441 | 311.9566
2021 | 4 | 10 | 17 | 38.7831 | 50.3864 | 329.4849
2021 | 4 | 10 | 18 | 40.7237 | 49.4314 | 350.9766
2021 | 4 | 10 | 19 | 41.2009 | 48.3869 | 350.5324
2021 | 4 | 10 | 20 | 42.2631 | 51.6507 | 345.4505
2021 | 4 | 10 | 21 | 41.124 | 47.0817 | 324.1534
2021 | 4 | 10 | 22 | 38.7303 | 45.5102 | 301.8995
2021 | 4 | 10 | 23 | 35.5594 | 46.647 | 281.9637
2021 | 4 | 11 | 0 | 32.3221 | 46.4046 | 265.2104
2021 | 4 | 11 | 1 | 31.0678 | 45.1119 | 253.9027
2021 | 4 | 11 | 2 | 30.1053 | 44.6681 | 249.0823
2021 | 4 | 11 | 3 | 29.3709 | 44.1699 | 246.7271
2021 | 4 | 11 | 4 | 29.366 | 43.9716 | 248.1795
2021 | 4 | 11 | 5 | 29.6458 | 45.0155 | 255.4021
2021 | 4 | 11 | 6 | 30.4939 | 45.6304 | 266.7838
2021 | 4 | 11 | 7 | 32.4973 | 46.2185 | 273.038
2021 | 4 | 11 | 8 | 35.1078 | 47.1136 | 273.8575
2021 | 4 | 11 | 9 | 37.0028 | 48.0381 | 283.0669
2021 | 4 | 11 | 10 | 38.582 | 48.2385 | 288.8175
2021 | 4 | 11 | 11 | 39.1166 | 49.5258 | 288.6099
2021 | 4 | 11 | 12 | 40.4689 | 49.6583 | 295.5431
2021 | 4 | 11 | 13 | 40.2309 | 50.219 | 296.5414
2021 | 4 | 11 | 14 | 39.7232 | 49.4759 | 295.6292
2021 | 4 | 11 | 15 | 39.6163 | 50.3368 | 300.586
2021 | 4 | 11 | 16 | 40.9924 | 49.2829 | 314.5589
2021 | 4 | 11 | 17 | 43.1315 | 49.3599 | 330.9524
2021 | 4 | 11 | 18 | 44.8531 | 53.0168 | 345.4465
2021 | 4 | 11 | 19 | 44.1849 | 52.1526 | 342.1979
2021 | 4 | 11 | 20 | 43.897 | 56.2334 | 336.2063
2021 | 4 | 11 | 21 | 41.3688 | 50.4739 | 311.8688
2021 | 4 | 11 | 22 | 38.0184 | 49.9026 | 282.5283
2021 | 4 | 11 | 23 | 34.6405 | 50.1431 | 255.8787
2021 | 4 | 12 | 0 | 32.98 | 49.0292 | 240.8361
2021 | 4 | 12 | 1 | 31.1563 | 48.596 | 238.8299
2021 | 4 | 12 | 2 | 30.4832 | 48.2363 | 236.7485
2021 | 4 | 12 | 3 | 30.0722 | 48.1786 | 236.9938
2021 | 4 | 12 | 4 | 30.8255 | 48.0098 | 240.9739
2021 | 4 | 12 | 5 | 32.4966 | 49.7187 | 254.1695
2021 | 4 | 12 | 6 | 35.6832 | 54.6692 | 276.7987
2021 | 4 | 12 | 7 | 38.7444 | 60.0482 | 301.3916
2021 | 4 | 12 | 8 | 40.4717 | 66.8719 | 307.588
2021 | 4 | 12 | 9 | 40.7262 | 68.1061 | 306.5336
2021 | 4 | 12 | 10 | 41.2601 | 68.5157 | 301.0846
2021 | 4 | 12 | 11 | 41.4003 | 68.655 | 297.4056
2021 | 4 | 12 | 12 | 41.215 | 67.3757 | 283.4595
2021 | 4 | 12 | 13 | 41.0507 | 66.7164 | 282.2668
2021 | 4 | 12 | 14 | 40.6745 | 63.7759 | 281.4512
2021 | 4 | 12 | 15 | 40.8904 | 64.7096 | 285.303
2021 | 4 | 12 | 16 | 42.5411 | 63.6686 | 300.0554
2021 | 4 | 12 | 17 | 44.7377 | 62.7995 | 319.115
2021 | 4 | 12 | 18 | 45.6561 | 58.996 | 330.6572
2021 | 4 | 12 | 19 | 45.4266 | 58.2214 | 341.4624
2021 | 4 | 12 | 20 | 45.5607 | 61.7899 | 346.2802
2021 | 4 | 12 | 21 | 43.1754 | 55.5121 | 327.654
2021 | 4 | 12 | 22 | 39.501 | 54.3076 | 298.7347
2021 | 4 | 12 | 23 | 35.4821 | 53.408 | 271.4522
2021 | 4 | 13 | 0 | 33.184 | 52.0019 | 251.3686
2021 | 4 | 13 | 1 | 31.6401 | 50.6475 | 246.5319
2021 | 4 | 13 | 2 | 30.8174 | 49.762 | 244.4056
2021 | 4 | 13 | 3 | 30.2388 | 48.9274 | 244.4888
2021 | 4 | 13 | 4 | 30.9228 | 48.3472 | 248.057
2021 | 4 | 13 | 5 | 32.5018 | 49.6745 | 260.5222
2021 | 4 | 13 | 6 | 35.6351 | 53.5829 | 288.2335
2021 | 4 | 13 | 7 | 38.6231 | 58.6423 | 307.9929
2021 | 4 | 13 | 8 | 40.1518 | 64.0784 | 293.9265
2021 | 4 | 13 | 9 | 40.0028 | 64.9575 | 263.5752
2021 | 4 | 13 | 10 | 40.1644 | 65.3527 | 241.6981
2021 | 4 | 13 | 11 | 40.1285 | 67.761 | 230.3143
2021 | 4 | 13 | 12 | 40.3254 | 64.2282 | 217.9841
2021 | 4 | 13 | 13 | 40.0711 | 64.0978 | 211.6474
2021 | 4 | 13 | 14 | 39.6628 | 60.6249 | 208.5122
2021 | 4 | 13 | 15 | 39.58 | 61.4574 | 210.5972
2021 | 4 | 13 | 16 | 40.9847 | 61.3415 | 229.0757
2021 | 4 | 13 | 17 | 43.5881 | 59.65 | 261.3746
2021 | 4 | 13 | 18 | 43.7954 | 58.5025 | 292.7814
2021 | 4 | 13 | 19 | 44.7844 | 57.4874 | 316.1561
2021 | 4 | 13 | 20 | 46.3117 | 61.1257 | 328.1713
2021 | 4 | 13 | 21 | 44.926 | 55.1384 | 314.7093
2021 | 4 | 13 | 22 | 41.5658 | 54.0455 | 288.0725
2021 | 4 | 13 | 23 | 37.3842 | 52.5745 | 261.7085
2021 | 4 | 14 | 0 | 33.9017 | 51.7428 | 243.743
2021 | 4 | 14 | 1 | 32.6821 | 50.164 | 234.757
2021 | 4 | 14 | 2 | 31.862 | 49.3647 | 232.1847
2021 | 4 | 14 | 3 | 31.2968 | 48.414 | 231.5622
2021 | 4 | 14 | 4 | 31.875 | 47.54 | 235.0878
2021 | 4 | 14 | 5 | 33.424 | 48.9394 | 247.5216
2021 | 4 | 14 | 6 | 36.2847 | 52.618 | 278.8536
2021 | 4 | 14 | 7 | 39.1598 | 57.6546 | 296.6495
2021 | 4 | 14 | 8 | 40.2203 | 62.9531 | 283.2057
2021 | 4 | 14 | 9 | 39.5009 | 64.7068 | 258.4307
2021 | 4 | 14 | 10 | 39.114 | 64.7955 | 241.7659
2021 | 4 | 14 | 11 | 38.7512 | 66.6252 | 232.7532
2021 | 4 | 14 | 12 | 39.1766 | 64.5263 | 211.679
2021 | 4 | 14 | 13 | 38.8377 | 64.2574 | 206.859
2021 | 4 | 14 | 14 | 38.2948 | 60.8672 | 204.6415
2021 | 4 | 14 | 15 | 38.2238 | 62.6031 | 206.1256
2021 | 4 | 14 | 16 | 39.6886 | 61.7455 | 223.0356
2021 | 4 | 14 | 17 | 42.2314 | 59.5231 | 252.5608
2021 | 4 | 14 | 18 | 45.0029 | 58.2648 | 277.3348
2021 | 4 | 14 | 19 | 45.3981 | 56.8705 | 299.7511
2021 | 4 | 14 | 20 | 46.2889 | 60.4561 | 311.6391
2021 | 4 | 14 | 21 | 44.5162 | 54.7782 | 298.4228
2021 | 4 | 14 | 22 | 40.9674 | 53.6366 | 270.8861
2021 | 4 | 14 | 23 | 36.7515 | 52.5376 | 243.9339
2021 | 4 | 15 | 0 | 33.9411 | 51.4738 | 224.4864
2021 | 4 | 15 | 1 | 32.4614 | 49.3987 | 220.0365
2021 | 4 | 15 | 2 | 31.5819 | 48.7645 | 217.0596
2021 | 4 | 15 | 3 | 30.9815 | 47.925 | 216.7268
2021 | 4 | 15 | 4 | 31.5432 | 47.1384 | 220.4299
2021 | 4 | 15 | 5 | 32.9916 | 48.6115 | 233.1277
2021 | 4 | 15 | 6 | 35.8003 | 52.6498 | 266.0552
2021 | 4 | 15 | 7 | 38.7383 | 57.4809 | 283.8292
2021 | 4 | 15 | 8 | 40.0894 | 63.2521 | 264.1311
2021 | 4 | 15 | 9 | 39.7655 | 65.7542 | 228.5453
2021 | 4 | 15 | 10 | 39.9605 | 66.936 | 203.9201
2021 | 4 | 15 | 11 | 39.9154 | 67.5668 | 192.5223
2021 | 4 | 15 | 12 | 40.4543 | 68.3719 | 184.3641
2021 | 4 | 15 | 13 | 40.1986 | 68.4676 | 179.0893
2021 | 4 | 15 | 14 | 39.8152 | 64.726 | 177.3122
2021 | 4 | 15 | 15 | 39.8827 | 66.5924 | 179.7511
2021 | 4 | 15 | 16 | 41.1515 | 65.3175 | 197.4866
2021 | 4 | 15 | 17 | 43.399 | 62.9486 | 230.5139
2021 | 4 | 15 | 18 | 45.912 | 58.7114 | 264.7721
2021 | 4 | 15 | 19 | 45.8583 | 57.1907 | 289.2392
2021 | 4 | 15 | 20 | 46.1614 | 60.2445 | 302.6338
2021 | 4 | 15 | 21 | 44.0888 | 53.9839 | 290.7827
2021 | 4 | 15 | 22 | 40.552 | 53.0337 | 264.3818
2021 | 4 | 15 | 23 | 36.4738 | 52.2662 | 237.8395
2021 | 4 | 16 | 0 | 33.7836 | 50.737 | 220.1561
2021 | 4 | 16 | 1 | 31.8424 | 49.9865 | 211.7074
2021 | 4 | 16 | 2 | 30.8703 | 48.8831 | 208.0218
2021 | 4 | 16 | 3 | 30.1841 | 48.0152 | 207.0612
2021 | 4 | 16 | 4 | 30.7286 | 47.5742 | 210.3161
2021 | 4 | 16 | 5 | 32.1645 | 48.6656 | 222.2939
2021 | 4 | 16 | 6 | 35.0985 | 52.5085 | 254.4428
2021 | 4 | 16 | 7 | 38.0649 | 57.3503 | 272.357
2021 | 4 | 16 | 8 | 39.8089 | 62.3215 | 253.7541
2021 | 4 | 16 | 9 | 40.1441 | 64.7741 | 220.4009
2021 | 4 | 16 | 10 | 40.6593 | 65.1561 | 197.5893
2021 | 4 | 16 | 11 | 40.7675 | 66.734 | 185.2162
2021 | 4 | 16 | 12 | 39.2749 | 67.1903 | 182.619
2021 | 4 | 16 | 13 | 38.8884 | 66.9992 | 177.7204
2021 | 4 | 16 | 14 | 38.284 | 63.7886 | 175.4189
2021 | 4 | 16 | 15 | 38.0438 | 64.4263 | 176.4845
2021 | 4 | 16 | 16 | 39.1119 | 62.3112 | 191.3291
2021 | 4 | 16 | 17 | 41.1178 | 59.9747 | 221.1081
2021 | 4 | 16 | 18 | 41.963 | 55.2101 | 262.6665
2021 | 4 | 16 | 19 | 42.602 | 53.7493 | 280.3529
2021 | 4 | 16 | 20 | 43.9595 | 57.2189 | 289.3981
2021 | 4 | 16 | 21 | 42.9158 | 51.5707 | 276.9896
2021 | 4 | 16 | 22 | 40.0817 | 50.7376 | 253.7934
2021 | 4 | 16 | 23 | 36.1307 | 48.5213 | 230.2076
2021 | 4 | 17 | 0 | 32.3947 | 47.3754 | 213.4251
2021 | 4 | 17 | 1 | 31.1516 | 44.6064 | 198.9206
2021 | 4 | 17 | 2 | 30.034 | 43.9971 | 193.7922
2021 | 4 | 17 | 3 | 29.257 | 43.2237 | 191.1597
2021 | 4 | 17 | 4 | 29.3938 | 42.3601 | 192.3042
2021 | 4 | 17 | 5 | 29.9234 | 42.9126 | 199.5329
2021 | 4 | 17 | 6 | 31.2207 | 44.5473 | 211.1576
2021 | 4 | 17 | 7 | 33.7951 | 46.1224 | 223.1805
2021 | 4 | 17 | 8 | 36.8565 | 48.7838 | 233.5851
2021 | 4 | 17 | 9 | 39.217 | 51.488 | 239.918
2021 | 4 | 17 | 10 | 40.987 | 52.7537 | 238.1843
2021 | 4 | 17 | 11 | 41.7109 | 54.4271 | 234.8324
2021 | 4 | 17 | 12 | 41.6165 | 53.9446 | 231.515
2021 | 4 | 17 | 13 | 41.0528 | 53.8897 | 228.7266
2021 | 4 | 17 | 14 | 40.2955 | 52.1377 | 224.9556
2021 | 4 | 17 | 15 | 39.6 | 53.0882 | 228.065
2021 | 4 | 17 | 16 | 40.3087 | 50.2956 | 242.5968
2021 | 4 | 17 | 17 | 42.2186 | 49.6421 | 261.6449
2021 | 4 | 17 | 18 | 43.2535 | 47.2647 | 282.7986
2021 | 4 | 17 | 19 | 43.2303 | 45.9766 | 278.0792
2021 | 4 | 17 | 20 | 43.7222 | 48.6298 | 272.2146
2021 | 4 | 17 | 21 | 42.6676 | 44.9281 | 254.6274
2021 | 4 | 17 | 22 | 40.196 | 44.2524 | 232.0226
2021 | 4 | 17 | 23 | 36.8975 | 44.3821 | 211.9295
2021 | 4 | 18 | 0 | 33.1121 | 44.0579 | 194.4269
2021 | 4 | 18 | 1 | 32.3785 | 42.5935 | 194.0061
2021 | 4 | 18 | 2 | 31.398 | 42.1774 | 189.3788
2021 | 4 | 18 | 3 | 30.6805 | 41.7613 | 187.0399
2021 | 4 | 18 | 4 | 30.7139 | 41.6039 | 188.3782
2021 | 4 | 18 | 5 | 31.0118 | 42.2177 | 194.8052
2021 | 4 | 18 | 6 | 31.3924 | 42.7747 | 202.6008
2021 | 4 | 18 | 7 | 33.5312 | 43.4469 | 211.4702
2021 | 4 | 18 | 8 | 36.4755 | 45.1588 | 223.088
2021 | 4 | 18 | 9 | 38.9073 | 47.3983 | 238.4595
2021 | 4 | 18 | 10 | 41.1968 | 48.4742 | 244.626
2021 | 4 | 18 | 11 | 42.2557 | 50.3809 | 246.3193
2021 | 4 | 18 | 12 | 42.3979 | 47.8674 | 237.2995
2021 | 4 | 18 | 13 | 42.2004 | 48.1967 | 238.2838
2021 | 4 | 18 | 14 | 41.8546 | 47.6482 | 236.0786
2021 | 4 | 18 | 15 | 41.7396 | 48.6414 | 240.5443
2021 | 4 | 18 | 16 | 42.991 | 47.0217 | 257.6564
2021 | 4 | 18 | 17 | 45.3118 | 46.851 | 279.3601
2021 | 4 | 18 | 18 | 45.2753 | 48.5729 | 303.2831
2021 | 4 | 18 | 19 | 45.7108 | 48.2599 | 301.0748
2021 | 4 | 18 | 20 | 46.4455 | 51.8613 | 297.1019
2021 | 4 | 18 | 21 | 45.0109 | 48.5029 | 278.5645
2021 | 4 | 18 | 22 | 41.8247 | 47.7315 | 251.6309
2021 | 4 | 18 | 23 | 38.1217 | 47.015 | 225.1246
2021 | 4 | 19 | 0 | 34.7813 | 46.0335 | 203.587
2021 | 4 | 19 | 1 | 33.4299 | 44.5551 | 194.5701
2021 | 4 | 19 | 2 | 32.8548 | 44.4665 | 191.848
2021 | 4 | 19 | 3 | 32.5494 | 44.3802 | 191.1386
2021 | 4 | 19 | 4 | 33.2941 | 43.7477 | 194.5175
2021 | 4 | 19 | 5 | 34.9326 | 45.388 | 207.1813
2021 | 4 | 19 | 6 | 37.4088 | 48.6347 | 238.9081
2021 | 4 | 19 | 7 | 40.4083 | 53.3095 | 258.0206
2021 | 4 | 19 | 8 | 41.9048 | 59.1704 | 244.0307
2021 | 4 | 19 | 9 | 41.6135 | 60.0954 | 220.2876
2021 | 4 | 19 | 10 | 41.8169 | 58.8519 | 206.8477
2021 | 4 | 19 | 11 | 41.7519 | 60.3395 | 201.2527
2021 | 4 | 19 | 12 | 42.8437 | 59.2673 | 184.0818
2021 | 4 | 19 | 13 | 42.5614 | 58.9356 | 179.4526
2021 | 4 | 19 | 14 | 42.2186 | 54.361 | 176.7938
2021 | 4 | 19 | 15 | 42.3102 | 54.6601 | 178.5947
2021 | 4 | 19 | 16 | 43.8901 | 55.0349 | 195.9949
2021 | 4 | 19 | 17 | 46.2371 | 51.8788 | 228.1707
2021 | 4 | 19 | 18 | 46.4724 | 51.701 | 258.8546
2021 | 4 | 19 | 19 | 46.9453 | 51.3745 | 278.1081
2021 | 4 | 19 | 20 | 47.7277 | 54.2246 | 286.738
2021 | 4 | 19 | 21 | 46.0894 | 50.292 | 272.7578
2021 | 4 | 19 | 22 | 42.5144 | 49.4393 | 245.3566
2021 | 4 | 19 | 23 | 38.2261 | 47.1414 | 218.7908
2021 | 4 | 20 | 0 | 35.0822 | 45.1568 | 205.9404
2021 | 4 | 20 | 1 | 32.9857 | 46.0096 | 197.4898
2021 | 4 | 20 | 2 | 32.129 | 45.2851 | 194.7553
2021 | 4 | 20 | 3 | 31.5508 | 44.9308 | 194.4225
2021 | 4 | 20 | 4 | 32.2237 | 44.3154 | 198.129
2021 | 4 | 20 | 5 | 33.7946 | 45.2305 | 211.073
2021 | 4 | 20 | 6 | 36.6891 | 48.9748 | 245.6677
2021 | 4 | 20 | 7 | 39.584 | 54.0536 | 263.3417
2021 | 4 | 20 | 8 | 41.2987 | 58.6666 | 247.8591
2021 | 4 | 20 | 9 | 41.6816 | 58.7469 | 223.1202
2021 | 4 | 20 | 10 | 42.1669 | 60.0794 | 209.2541
2021 | 4 | 20 | 11 | 42.3582 | 63.4997 | 201.5936
2021 | 4 | 20 | 12 | 41.6807 | 63.3443 | 207.6063
2021 | 4 | 20 | 13 | 41.494 | 63.6452 | 205.2376
2021 | 4 | 20 | 14 | 41.1629 | 60.6132 | 203.8397
2021 | 4 | 20 | 15 | 41.2575 | 62.0759 | 207.0076
2021 | 4 | 20 | 16 | 42.7679 | 60.3233 | 223.6466
2021 | 4 | 20 | 17 | 45.1056 | 57.6746 | 248.1388
2021 | 4 | 20 | 18 | 46.116 | 53.4797 | 273.9532
2021 | 4 | 20 | 19 | 46.0271 | 52.6047 | 286.3398
2021 | 4 | 20 | 20 | 46.1487 | 55.1818 | 291.6526
2021 | 4 | 20 | 21 | 44.0745 | 50.7029 | 276.7515
2021 | 4 | 20 | 22 | 40.3677 | 51.3611 | 248.9028
2021 | 4 | 20 | 23 | 36.3098 | 48.8199 | 221.7732
2021 | 4 | 21 | 0 | 33.8123 | 47.52 | 202.6719
2021 | 4 | 21 | 1 | 32.1976 | 46.2204 | 206.0892
2021 | 4 | 21 | 2 | 31.2707 | 45.5516 | 203.822
2021 | 4 | 21 | 3 | 30.6391 | 44.9769 | 203.7383
2021 | 4 | 21 | 4 | 31.234 | 44.1439 | 207.8336
2021 | 4 | 21 | 5 | 32.8042 | 45.6697 | 221.0111
2021 | 4 | 21 | 6 | 35.543 | 47.7481 | 247.7744
2021 | 4 | 21 | 7 | 38.4475 | 52.4673 | 269.2232
2021 | 4 | 21 | 8 | 40.1288 | 57.2801 | 268.088
2021 | 4 | 21 | 9 | 40.7816 | 58.505 | 261.131
2021 | 4 | 21 | 10 | 41.4937 | 57.9512 | 255.6503
2021 | 4 | 21 | 11 | 41.8984 | 59.9465 | 250.921
2021 | 4 | 21 | 12 | 42.6446 | 60.0945 | 264.4576
2021 | 4 | 21 | 13 | 42.7078 | 59.954 | 265.7567
2021 | 4 | 21 | 14 | 42.6444 | 58.3264 | 266.017
2021 | 4 | 21 | 15 | 43.0464 | 58.6327 | 268.8019
2021 | 4 | 21 | 16 | 44.6848 | 57.3566 | 283.6457
2021 | 4 | 21 | 17 | 46.7293 | 53.7303 | 301.5222
2021 | 4 | 21 | 18 | 46.4752 | 54.0079 | 313.0106
2021 | 4 | 21 | 19 | 46.661 | 52.6479 | 320.3646
2021 | 4 | 21 | 20 | 47.1437 | 55.3909 | 323.6614
2021 | 4 | 21 | 21 | 45.5792 | 51.6655 | 308.5978
2021 | 4 | 21 | 22 | 41.9955 | 51.2166 | 279.4922
2021 | 4 | 21 | 23 | 37.6839 | 48.4743 | 250.8093
2021 | 4 | 22 | 0 | 33.746 | 46.6468 | 229.0209
2021 | 4 | 22 | 1 | 33.1911 | 45.9914 | 225.1822
2021 | 4 | 22 | 2 | 32.4334 | 45.4108 | 222.2155
2021 | 4 | 22 | 3 | 31.9937 | 45.109 | 221.9163
2021 | 4 | 22 | 4 | 32.6449 | 44.4108 | 225.4025
2021 | 4 | 22 | 5 | 34.2163 | 45.9354 | 237.8655
2021 | 4 | 22 | 6 | 37.1902 | 48.5974 | 270.139
2021 | 4 | 22 | 7 | 40.1479 | 53.1143 | 288.1863
2021 | 4 | 22 | 8 | 41.5639 | 58.3758 | 275.0287
2021 | 4 | 22 | 9 | 41.159 | 59.1678 | 253.3552
2021 | 4 | 22 | 10 | 40.868 | 59.7195 | 242.0301
2021 | 4 | 22 | 11 | 40.5224 | 61.3949 | 236.3572
2021 | 4 | 22 | 12 | 42.6607 | 61.2467 | 204.5228
2021 | 4 | 22 | 13 | 42.4384 | 61.313 | 200.7728
2021 | 4 | 22 | 14 | 42.2537 | 59.3055 | 198.8755
2021 | 4 | 22 | 15 | 42.5437 | 58.7115 | 200.255
2021 | 4 | 22 | 16 | 44.0474 | 58.1024 | 216.729
2021 | 4 | 22 | 17 | 46.3476 | 54.7144 | 248.7613
2021 | 4 | 22 | 18 | 47.0279 | 54.9893 | 277.0676
2021 | 4 | 22 | 19 | 47.489 | 54.6423 | 303.4032
2021 | 4 | 22 | 20 | 47.9601 | 56.5907 | 316.3233
2021 | 4 | 22 | 21 | 46.3291 | 52.8726 | 307.5207
2021 | 4 | 22 | 22 | 42.7952 | 52.0978 | 281.8371
2021 | 4 | 22 | 23 | 38.6715 | 48.6269 | 254.8586
2021 | 4 | 23 | 0 | 36.0121 | 46.1859 | 236.3417
2021 | 4 | 23 | 1 | 35.2588 | 47.0693 | 222.5045
2021 | 4 | 23 | 2 | 34.5224 | 45.9781 | 218.5723
2021 | 4 | 23 | 3 | 34.0813 | 45.506 | 217.4984
2021 | 4 | 23 | 4 | 34.7059 | 45.2905 | 220.4486
2021 | 4 | 23 | 5 | 36.2111 | 46.3991 | 232.3659
2021 | 4 | 23 | 6 | 38.6841 | 49.0313 | 261.6014
2021 | 4 | 23 | 7 | 41.611 | 53.7101 | 277.6035
2021 | 4 | 23 | 8 | 43.207 | 58.4523 | 256.4362
2021 | 4 | 23 | 9 | 42.9905 | 59.7471 | 222.8787
2021 | 4 | 23 | 10 | 42.7803 | 59.5916 | 202.8459
2021 | 4 | 23 | 11 | 42.3623 | 62.5137 | 191.4049
2021 | 4 | 23 | 12 | 43.3153 | 61.3543 | 182.3946
2021 | 4 | 23 | 13 | 42.8469 | 61.4799 | 177.7955
2021 | 4 | 23 | 14 | 42.312 | 60.1312 | 174.7492
2021 | 4 | 23 | 15 | 42.132 | 58.2702 | 173.7836
2021 | 4 | 23 | 16 | 43.233 | 56.7379 | 187.5906
2021 | 4 | 23 | 17 | 45.1339 | 52.9683 | 217.6458
2021 | 4 | 23 | 18 | 45.4863 | 53.102 | 247.4287
2021 | 4 | 23 | 19 | 46.3034 | 51.5136 | 272.735
2021 | 4 | 23 | 20 | 47.4287 | 54.1964 | 283.8643
2021 | 4 | 23 | 21 | 46.5908 | 49.8622 | 275.4562
2021 | 4 | 23 | 22 | 43.6941 | 49.4629 | 253.3263
2021 | 4 | 23 | 23 | 39.6347 | 45.7849 | 230.2248
2021 | 4 | 24 | 0 | 35.6497 | 44.3941 | 211.3731
2021 | 4 | 24 | 1 | 34.7415 | 43.268 | 199.3757
2021 | 4 | 24 | 2 | 33.6623 | 42.7482 | 192.4249
2021 | 4 | 24 | 3 | 32.9801 | 42.1754 | 189.3231
2021 | 4 | 24 | 4 | 33.2474 | 41.4184 | 189.7273
2021 | 4 | 24 | 5 | 33.9313 | 41.5204 | 195.7522
2021 | 4 | 24 | 6 | 35.2414 | 41.1665 | 206.8962
2021 | 4 | 24 | 7 | 37.2575 | 42.1542 | 214.9607
2021 | 4 | 24 | 8 | 39.5276 | 43.9404 | 220.2609
2021 | 4 | 24 | 9 | 41.0627 | 45.9243 | 229.4905
2021 | 4 | 24 | 10 | 41.9718 | 47.2649 | 233.8069
2021 | 4 | 24 | 11 | 42.0918 | 51.8399 | 243.6825
2021 | 4 | 24 | 12 | 43.9978 | 52.4227 | 239.3235
2021 | 4 | 24 | 13 | 43.4489 | 51.8615 | 239.5733
2021 | 4 | 24 | 14 | 42.6723 | 50.0467 | 229.9476
2021 | 4 | 24 | 15 | 42.0735 | 52.1784 | 225.4411
2021 | 4 | 24 | 16 | 42.704 | 49.1885 | 237.171
2021 | 4 | 24 | 17 | 44.3372 | 49.1628 | 256.5759
2021 | 4 | 24 | 18 | 44.2808 | 43.8604 | 261.1955
2021 | 4 | 24 | 19 | 44.3771 | 42.819 | 268.1939
2021 | 4 | 24 | 20 | 44.6957 | 43.8462 | 264.5094
2021 | 4 | 24 | 21 | 43.5807 | 42.4519 | 250.9797
2021 | 4 | 24 | 22 | 40.9627 | 42.4501 | 230.9985
2021 | 4 | 24 | 23 | 37.4757 | 40.9233 | 210.0751
2021 | 4 | 25 | 0 | 34.4363 | 42.1525 | 191.9146
2021 | 4 | 25 | 1 | 33.8093 | 42.3224 | 197.8489
2021 | 4 | 25 | 2 | 32.8922 | 41.9356 | 191.6144
2021 | 4 | 25 | 3 | 32.2581 | 41.5584 | 188.8589
2021 | 4 | 25 | 4 | 32.4728 | 40.8413 | 188.3996
2021 | 4 | 25 | 5 | 32.9714 | 41.0175 | 192.3905
2021 | 4 | 25 | 6 | 33.7077 | 38.3174 | 204.3046
2021 | 4 | 25 | 7 | 35.3533 | 38.7016 | 212.0821
2021 | 4 | 25 | 8 | 37.6328 | 39.1526 | 220.0295
2021 | 4 | 25 | 9 | 39.647 | 42.0654 | 234.7622
2021 | 4 | 25 | 10 | 41.4764 | 43.981 | 246.5078
2021 | 4 | 25 | 11 | 42.2105 | 46.3795 | 254.2669
2021 | 4 | 25 | 12 | 43.8462 | 46.8857 | 274.494
2021 | 4 | 25 | 13 | 43.6404 | 46.9918 | 274.9092
2021 | 4 | 25 | 14 | 43.3035 | 48.3927 | 268.7247
2021 | 4 | 25 | 15 | 43.3177 | 49.1542 | 267.2302
2021 | 4 | 25 | 16 | 44.5694 | 45.1153 | 275.4665
2021 | 4 | 25 | 17 | 46.6121 | 45.423 | 291.1377
2021 | 4 | 25 | 18 | 46.6608 | 42.944 | 308.029
2021 | 4 | 25 | 19 | 46.2897 | 41.94 | 301.0526
2021 | 4 | 25 | 20 | 45.9825 | 43.914 | 293.1681
2021 | 4 | 25 | 21 | 43.9717 | 43.0142 | 276.5722
2021 | 4 | 25 | 22 | 40.5612 | 43.463 | 247.8576
2021 | 4 | 25 | 23 | 36.8715 | 42.5094 | 219.5721
2021 | 4 | 26 | 0 | 34.8388 | 43.6959 | 207.9677
2021 | 4 | 26 | 1 | 33.8954 | 42.7207 | 179.301
2021 | 4 | 26 | 2 | 33.2926 | 42.6273 | 173.7601
2021 | 4 | 26 | 3 | 33.0395 | 43.0275 | 170.9719
2021 | 4 | 26 | 4 | 33.8121 | 43.1015 | 173.3497
2021 | 4 | 26 | 5 | 35.5431 | 44.5382 | 183.8085
2021 | 4 | 26 | 6 | 38.3919 | 46.8586 | 205.8371
2021 | 4 | 26 | 7 | 41.2305 | 52.1277 | 228.564
2021 | 4 | 26 | 8 | 42.5172 | 58.4833 | 235.1967
2021 | 4 | 26 | 9 | 41.8586 | 59.429 | 234.3831
2021 | 4 | 26 | 10 | 41.4374 | 60.0134 | 231.5511
2021 | 4 | 26 | 11 | 41.0109 | 61.2669 | 230.4805
2021 | 4 | 26 | 12 | 43.0289 | 61.5157 | 228.7028
2021 | 4 | 26 | 13 | 42.7108 | 61.2909 | 227.5841
2021 | 4 | 26 | 14 | 42.3098 | 61.5057 | 226.8962
2021 | 4 | 26 | 15 | 42.4002 | 60.8913 | 229.03
2021 | 4 | 26 | 16 | 43.9396 | 58.0939 | 243.3497
2021 | 4 | 26 | 17 | 46.267 | 55.0414 | 261.2017
2021 | 4 | 26 | 18 | 47.6701 | 55.4795 | 278.4574
2021 | 4 | 26 | 19 | 47.7958 | 54.6482 | 284.106
2021 | 4 | 26 | 20 | 47.8248 | 55.6558 | 281.7892
2021 | 4 | 26 | 21 | 46.1294 | 51.5778 | 263.3523
2021 | 4 | 26 | 22 | 42.4104 | 50.4156 | 232.5225
2021 | 4 | 26 | 23 | 38.2225 | 47.6228 | 202.633
2021 | 4 | 27 | 0 | 35.037 | 45.9528 | 184.9753
2021 | 4 | 27 | 1 | 33.8365 | 44.2228 | 171.0126
2021 | 4 | 27 | 2 | 32.9563 | 43.4037 | 166.6129
2021 | 4 | 27 | 3 | 32.4183 | 42.9874 | 164.8965
2021 | 4 | 27 | 4 | 33.0208 | 42.8921 | 167.4207
2021 | 4 | 27 | 5 | 34.5473 | 44.1049 | 179.1625
2021 | 4 | 27 | 6 | 36.7242 | 48.3973 | 201.9303
2021 | 4 | 27 | 7 | 39.569 | 53.4651 | 224.0267
2021 | 4 | 27 | 8 | 41.2608 | 58.4769 | 234.0097
2021 | 4 | 27 | 9 | 41.5901 | 61.0288 | 238.7187
2021 | 4 | 27 | 10 | 42.0561 | 61.6779 | 238.5897
2021 | 4 | 27 | 11 | 42.2958 | 64.997 | 232.7552
2021 | 4 | 27 | 12 | 42.6631 | 65.1408 | 210.9308
2021 | 4 | 27 | 13 | 42.5194 | 65.3935 | 214.3188
2021 | 4 | 27 | 14 | 42.2967 | 64.7995 | 213.1633
2021 | 4 | 27 | 15 | 42.4982 | 64.2812 | 214.2045
2021 | 4 | 27 | 16 | 44.0494 | 61.7923 | 226.8502
2021 | 4 | 27 | 17 | 46.3748 | 58.3686 | 249.678
2021 | 4 | 27 | 18 | 45.3268 | 53.148 | 278.229
2021 | 4 | 27 | 19 | 46.0645 | 51.7866 | 283.0113
2021 | 4 | 27 | 20 | 46.9338 | 54.0319 | 282.6421
2021 | 4 | 27 | 21 | 45.8149 | 50.4681 | 269.1262
2021 | 4 | 27 | 22 | 42.2976 | 49.9451 | 243.0446
2021 | 4 | 27 | 23 | 38.0498 | 46.4737 | 215.2138
2021 | 4 | 28 | 0 | 34.7348 | 44.2755 | 188.6268
2021 | 4 | 28 | 1 | 33.6474 | 46.3076 | 180.0757
2021 | 4 | 28 | 2 | 32.9207 | 45.2863 | 176.2759
2021 | 4 | 28 | 3 | 32.5151 | 44.8544 | 174.807
2021 | 4 | 28 | 4 | 33.2106 | 44.8497 | 178.0406
2021 | 4 | 28 | 5 | 34.907 | 45.9313 | 189.2355
2021 | 4 | 28 | 6 | 37.7269 | 48.9971 | 216.7986
2021 | 4 | 28 | 7 | 40.5916 | 54.0954 | 231.711
2021 | 4 | 28 | 8 | 41.8721 | 59.1526 | 217.7786
2021 | 4 | 28 | 9 | 41.4485 | 60.7724 | 195.3045
2021 | 4 | 28 | 10 | 41.0337 | 61.5267 | 189.3516
2021 | 4 | 28 | 11 | 40.6971 | 64.6053 | 191.7902
2021 | 4 | 28 | 12 | 40.7596 | 65.7614 | 214.1489
2021 | 4 | 28 | 13 | 40.3465 | 66.1179 | 217.7173
2021 | 4 | 28 | 14 | 39.9348 | 66.454 | 217.838
2021 | 4 | 28 | 15 | 40.022 | 66.699 | 217.216
2021 | 4 | 28 | 16 | 41.7251 | 62.967 | 230.8393
2021 | 4 | 28 | 17 | 44.3821 | 59.2635 | 254.1313
2021 | 4 | 28 | 18 | 46.9769 | 56.8652 | 275.4283
2021 | 4 | 28 | 19 | 47.5137 | 55.2847 | 285.9537
2021 | 4 | 28 | 20 | 48.2673 | 56.9771 | 286.5946
2021 | 4 | 28 | 21 | 47.0897 | 53.3253 | 272.274
2021 | 4 | 28 | 22 | 43.4911 | 52.9844 | 241.5332
2021 | 4 | 28 | 23 | 39.0301 | 49.0468 | 211.0892
2021 | 4 | 29 | 0 | 35.7281 | 47.7869 | 190.5831
2021 | 4 | 29 | 1 | 36.2543 | 47.7105 | 178.3853
2021 | 4 | 29 | 2 | 35.4464 | 47.0113 | 174.2417
2021 | 4 | 29 | 3 | 34.9798 | 46.5689 | 172.8643
2021 | 4 | 29 | 4 | 35.6561 | 46.4652 | 175.4912
2021 | 4 | 29 | 5 | 37.234 | 47.7212 | 187.6379
2021 | 4 | 29 | 6 | 39.3018 | 50.8923 | 220.7497
2021 | 4 | 29 | 7 | 42.2462 | 55.8335 | 239.6107
2021 | 4 | 29 | 8 | 43.7689 | 60.7273 | 235.0821
2021 | 4 | 29 | 9 | 43.656 | 62.8283 | 224.4531
2021 | 4 | 29 | 10 | 44.0157 | 64.1681 | 220.4258
2021 | 4 | 29 | 11 | 44.1317 | 66.7634 | 218.7549
2021 | 4 | 29 | 12 | 45.2509 | 66.8862 | 237.4009
2021 | 4 | 29 | 13 | 44.9571 | 67.2766 | 240.0812
2021 | 4 | 29 | 14 | 44.695 | 65.952 | 240.146
2021 | 4 | 29 | 15 | 44.7982 | 65.7628 | 241.4718
2021 | 4 | 29 | 16 | 46.0401 | 63.5178 | 255.1525
2021 | 4 | 29 | 17 | 48.436 | 59.733 | 274.2249
2021 | 4 | 29 | 18 | 50.159 | 56.595 | 297.4814
2021 | 4 | 29 | 19 | 50.937 | 55.2855 | 298.094
2021 | 4 | 29 | 20 | 51.6255 | 56.7451 | 294.2709
2021 | 4 | 29 | 21 | 50.661 | 52.4767 | 279.0543
2021 | 4 | 29 | 22 | 47.1271 | 52.019 | 248.6681
2021 | 4 | 29 | 23 | 42.5838 | 49.3841 | 218.4091
2021 | 4 | 30 | 0 | 37.7158 | 48.2265 | 195.9079
2021 | 4 | 30 | 1 | 38.7152 | 49.4103 | 195.0328
2021 | 4 | 30 | 2 | 37.8244 | 48.2985 | 190.1236
2021 | 4 | 30 | 3 | 37.3003 | 47.9837 | 188.764
2021 | 4 | 30 | 4 | 37.9169 | 48.2881 | 191.8766
2021 | 4 | 30 | 5 | 39.469 | 49.1899 | 204.0587
2021 | 4 | 30 | 6 | 41.8144 | 51.8829 | 241.9884
2021 | 4 | 30 | 7 | 44.8489 | 56.8048 | 258.7475
2021 | 4 | 30 | 8 | 46.4402 | 61.4437 | 237.0859
2021 | 4 | 30 | 9 | 46.0786 | 63.7378 | 204.6204
2021 | 4 | 30 | 10 | 45.8773 | 64.8836 | 188.5063
2021 | 4 | 30 | 11 | 45.5115 | 67.5394 | 177.954
2021 | 4 | 30 | 12 | 45.528 | 68.3407 | 170.7529
2021 | 4 | 30 | 13 | 44.8591 | 68.4843 | 167.7323
2021 | 4 | 30 | 14 | 44.2643 | 67.4747 | 164.4018
2021 | 4 | 30 | 15 | 43.9348 | 66.697 | 161.516
2021 | 4 | 30 | 16 | 45.1354 | 63.3363 | 177.1799
2021 | 4 | 30 | 17 | 47.5708 | 60.1546 | 211.1768
2021 | 4 | 30 | 18 | 48.5112 | 56.6548 | 245.8553
2021 | 4 | 30 | 19 | 49.6672 | 55.2523 | 272.8309
2021 | 4 | 30 | 20 | 51.173 | 57.5277 | 284.057
2021 | 4 | 30 | 21 | 50.7266 | 53.0796 | 277.2326
2021 | 4 | 30 | 22 | 47.6214 | 52.6447 | 253.8702
2021 | 4 | 30 | 23 | 43.0867 | 49.2198 | 228.802
2021 | 5 | 1 | 0 | 39.1583 | 47.8954 | 214.7261
2021 | 5 | 1 | 1 | 38.2728 | 37.0132 | 205.2017
2021 | 5 | 1 | 2 | 37.0915 | 37.0457 | 199.1268
2021 | 5 | 1 | 3 | 36.2921 | 37.0457 | 197.4426
2021 | 5 | 1 | 4 | 36.6897 | 37.6775 | 199.6865
2021 | 5 | 1 | 5 | 37.535 | 39.0719 | 207.1713
2021 | 5 | 1 | 6 | 38.4641 | 40.7548 | 217.4124
2021 | 5 | 1 | 7 | 40.5759 | 41.4578 | 225.9794
2021 | 5 | 1 | 8 | 43.0179 | 45.6274 | 224.9875
2021 | 5 | 1 | 9 | 44.9001 | 47.0972 | 213.273
2021 | 5 | 1 | 10 | 46.9451 | 47.9597 | 211.0892
2021 | 5 | 1 | 11 | 47.524 | 45.8182 | 214.1689
2021 | 5 | 1 | 12 | 48.3803 | 42.9511 | 221.5511
2021 | 5 | 1 | 13 | 47.6263 | 43.0812 | 218.817
2021 | 5 | 1 | 14 | 46.6463 | 44.7926 | 216.0839
2021 | 5 | 1 | 15 | 45.6896 | 42.0519 | 215.4248
2021 | 5 | 1 | 16 | 46.4341 | 38.4689 | 227.6239
2021 | 5 | 1 | 17 | 48.2117 | 36.5089 | 252.7921
2021 | 5 | 1 | 18 | 49.4197 | 39.1548 | 278.0313
2021 | 5 | 1 | 19 | 48.7413 | 38.6982 | 288.8665
2021 | 5 | 1 | 20 | 48.6919 | 39.5768 | 287.2074
2021 | 5 | 1 | 21 | 47.6899 | 38.9419 | 279.8586
2021 | 5 | 1 | 22 | 44.6568 | 37.7563 | 256.2537
2021 | 5 | 1 | 23 | 40.8785 | 36.8381 | 230.8333
2021 | 5 | 2 | 0 | 37.4743 | 36.1748 | 206.7753
2021 | 5 | 2 | 1 | 37.1989 | 36.0358 | 207.8708
2021 | 5 | 2 | 2 | 36.0919 | 36.2601 | 200.5703
2021 | 5 | 2 | 3 | 35.2443 | 36.3645 | 197.581
2021 | 5 | 2 | 4 | 35.4855 | 36.6107 | 198.5227
2021 | 5 | 2 | 5 | 36.002 | 37.8733 | 203.9277
2021 | 5 | 2 | 6 | 36.5642 | 38.3804 | 214.3264
2021 | 5 | 2 | 7 | 38.393 | 38.3842 | 218.5254
2021 | 5 | 2 | 8 | 41.2735 | 40.9149 | 220.4274
2021 | 5 | 2 | 9 | 44.3727 | 40.2793 | 223.4856
2021 | 5 | 2 | 10 | 47.4621 | 40.2779 | 232.5301
2021 | 5 | 2 | 11 | 48.7268 | 39.4992 | 245.8286
2021 | 5 | 2 | 12 | 49.366 | 38.9971 | 261.8438
2021 | 5 | 2 | 13 | 49.2001 | 39.5644 | 263.7955
2021 | 5 | 2 | 14 | 48.8756 | 41.3272 | 259.4327
2021 | 5 | 2 | 15 | 48.9003 | 40.0468 | 257.2094
2021 | 5 | 2 | 16 | 50.6892 | 37.0032 | 269.4526
2021 | 5 | 2 | 17 | 52.8022 | 36.3068 | 290.2163
2021 | 5 | 2 | 18 | 51.45 | 40.1549 | 306.4145
2021 | 5 | 2 | 19 | 50.5255 | 39.4228 | 306.8742
2021 | 5 | 2 | 20 | 50.2007 | 40.8819 | 301.7706
2021 | 5 | 2 | 21 | 48.3843 | 40.0625 | 288.9522
2021 | 5 | 2 | 22 | 44.4284 | 38.627 | 258.257
2021 | 5 | 2 | 23 | 40.2923 | 37.6673 | 226.8221
2021 | 5 | 3 | 0 | 38.3786 | 36.9743 | 202.632
2021 | 5 | 3 | 1 | 38.5289 | 36.2723 | 194.7924
2021 | 5 | 3 | 2 | 37.8561 | 36.7736 | 190.4426
2021 | 5 | 3 | 3 | 37.5621 | 37.1042 | 188.6697
2021 | 5 | 3 | 4 | 38.5513 | 37.4638 | 192.7742
2021 | 5 | 3 | 5 | 40.6909 | 39.6958 | 206.8215
2021 | 5 | 3 | 6 | 43.9794 | 43.5078 | 228.7079
2021 | 5 | 3 | 7 | 47.2944 | 48.3623 | 255.1565
2021 | 5 | 3 | 8 | 48.5438 | 55.8991 | 264.846
2021 | 5 | 3 | 9 | 47.4745 | 56.324 | 265.6718
2021 | 5 | 3 | 10 | 47.1968 | 55.7468 | 267.5797
2021 | 5 | 3 | 11 | 46.605 | 53.6315 | 270.0513
2021 | 5 | 3 | 12 | 47.2654 | 52.9472 | 250.4545
2021 | 5 | 3 | 13 | 46.6689 | 53.33 | 250.5646
2021 | 5 | 3 | 14 | 45.9794 | 52.9133 | 251.6193
2021 | 5 | 3 | 15 | 45.7224 | 51.1812 | 255.7374
2021 | 5 | 3 | 16 | 47.7132 | 48.8253 | 266.5057
2021 | 5 | 3 | 17 | 50.8657 | 45.0594 | 288.4942
2021 | 5 | 3 | 18 | 54.746 | 46.2083 | 314.6468
2021 | 5 | 3 | 19 | 54.7498 | 45.4042 | 320.9853
2021 | 5 | 3 | 20 | 55.3584 | 46.0706 | 321.5424
2021 | 5 | 3 | 21 | 54.2702 | 44.4228 | 309.0819
2021 | 5 | 3 | 22 | 49.9725 | 42.5436 | 276.9298
2021 | 5 | 3 | 23 | 44.8462 | 40.7001 | 243.3011
2021 | 5 | 4 | 0 | 40.4585 | 38.3449 | 213.968
2021 | 5 | 4 | 1 | 38.7322 | 38.1939 | 211.4876
2021 | 5 | 4 | 2 | 37.7196 | 38.0788 | 208.048
2021 | 5 | 4 | 3 | 37.0519 | 37.9777 | 207.6501
2021 | 5 | 4 | 4 | 37.8524 | 38.2451 | 212.3452
2021 | 5 | 4 | 5 | 39.7083 | 40.1977 | 227.1637
2021 | 5 | 4 | 6 | 41.7843 | 44.3507 | 266.5407
2021 | 5 | 4 | 7 | 45.1718 | 49.8013 | 286.9555
2021 | 5 | 4 | 8 | 47.1808 | 56.648 | 270.3535
2021 | 5 | 4 | 9 | 47.8295 | 58.2602 | 242.2627
2021 | 5 | 4 | 10 | 49.3337 | 59.4344 | 233.1419
2021 | 5 | 4 | 11 | 49.9854 | 57.4744 | 227.4873
2021 | 5 | 4 | 12 | 50.5571 | 55.4687 | 251.9221
2021 | 5 | 4 | 13 | 50.5146 | 56.056 | 249.8313
2021 | 5 | 4 | 14 | 50.3921 | 56.2824 | 249.4135
2021 | 5 | 4 | 15 | 50.604 | 55.4358 | 251.7588
2021 | 5 | 4 | 16 | 52.5912 | 52.3522 | 267.3701
2021 | 5 | 4 | 17 | 55.1957 | 48.7835 | 293.2728
2021 | 5 | 4 | 18 | 55.1744 | 47.6688 | 328.8779
2021 | 5 | 4 | 19 | 54.7213 | 46.3933 | 338.1245
2021 | 5 | 4 | 20 | 54.8034 | 47.1608 | 343.1155
2021 | 5 | 4 | 21 | 53.365 | 45.7222 | 332.0768
2021 | 5 | 4 | 22 | 49.0335 | 43.9253 | 298.9811
2021 | 5 | 4 | 23 | 44.0566 | 41.7305 | 264.8538
2021 | 5 | 5 | 0 | 40.1444 | 39.6192 | 247.6384
2021 | 5 | 5 | 1 | 38.2312 | 40.953 | 238.0565
2021 | 5 | 5 | 2 | 37.2539 | 40.3736 | 233.8035
2021 | 5 | 5 | 3 | 36.6062 | 39.9994 | 232.297
2021 | 5 | 5 | 4 | 37.3741 | 40.1657 | 236.0219
2021 | 5 | 5 | 5 | 39.2734 | 41.9406 | 249.7676
2021 | 5 | 5 | 6 | 42.4843 | 43.2505 | 284.7697
2021 | 5 | 5 | 7 | 45.765 | 48.5421 | 301.9678
2021 | 5 | 5 | 8 | 46.7308 | 53.4592 | 286.9563
2021 | 5 | 5 | 9 | 45.5786 | 54.2629 | 264.2006
2021 | 5 | 5 | 10 | 45.3143 | 54.7159 | 260.1761
2021 | 5 | 5 | 11 | 44.8454 | 53.1388 | 256.3441
2021 | 5 | 5 | 12 | 47.2649 | 54.2257 | 243.2393
2021 | 5 | 5 | 13 | 46.874 | 54.5091 | 242.2741
2021 | 5 | 5 | 14 | 46.3503 | 52.685 | 240.1678
2021 | 5 | 5 | 15 | 46.1331 | 52.7366 | 237.9895
2021 | 5 | 5 | 16 | 47.9105 | 49.8529 | 250.2627
2021 | 5 | 5 | 17 | 50.7847 | 46.3459 | 278.4353
2021 | 5 | 5 | 18 | 52.5875 | 42.701 | 304.3235
2021 | 5 | 5 | 19 | 53.189 | 41.477 | 321.2945
2021 | 5 | 5 | 20 | 54.6212 | 41.7826 | 329.8851
2021 | 5 | 5 | 21 | 54.0568 | 41.8544 | 321.8662
2021 | 5 | 5 | 22 | 49.933 | 40.6189 | 289.3429
2021 | 5 | 5 | 23 | 44.6689 | 38.0635 | 255.4232
2021 | 5 | 6 | 0 | 39.7609 | 38.8828 | 239.1705
2021 | 5 | 6 | 1 | 37.7112 | 39.6063 | 227.5726
2021 | 5 | 6 | 2 | 36.6478 | 39.1294 | 222.5007
2021 | 5 | 6 | 3 | 35.9439 | 38.9252 | 220.496
2021 | 5 | 6 | 4 | 36.67 | 39.1312 | 223.4638
2021 | 5 | 6 | 5 | 38.4139 | 40.9089 | 237.3746
2021 | 5 | 6 | 6 | 41.4131 | 43.2834 | 270.3045
2021 | 5 | 6 | 7 | 44.8365 | 48.4841 | 290.2205
2021 | 5 | 6 | 8 | 46.734 | 54.3238 | 279.5274
2021 | 5 | 6 | 9 | 47.454 | 54.3904 | 260.1528
2021 | 5 | 6 | 10 | 48.7218 | 56.2935 | 255.8676
2021 | 5 | 6 | 11 | 49.1819 | 54.5889 | 256.3421
2021 | 5 | 6 | 12 | 48.4555 | 57.689 | 246.0038
2021 | 5 | 6 | 13 | 48.3025 | 58.6777 | 246.9758
2021 | 5 | 6 | 14 | 48.1403 | 57.4122 | 246.5442
2021 | 5 | 6 | 15 | 48.5076 | 57.5483 | 247.3517
2021 | 5 | 6 | 16 | 50.4515 | 54.6828 | 259.6008
2021 | 5 | 6 | 17 | 52.8551 | 50.9213 | 285.6101
2021 | 5 | 6 | 18 | 53.7615 | 48.425 | 314.2298
2021 | 5 | 6 | 19 | 53.4046 | 47.3974 | 327.0115
2021 | 5 | 6 | 20 | 53.4006 | 47.18 | 329.6983
2021 | 5 | 6 | 21 | 51.8611 | 46.4246 | 320.5769
2021 | 5 | 6 | 22 | 47.5896 | 44.9338 | 288.2732
2021 | 5 | 6 | 23 | 42.7984 | 41.5944 | 254.3521
2021 | 5 | 7 | 0 | 39.2433 | 39.8688 | 228.6712
2021 | 5 | 7 | 1 | 37.3545 | 39.4886 | 217.9786
2021 | 5 | 7 | 2 | 36.1487 | 38.9449 | 211.3326
2021 | 5 | 7 | 3 | 35.3111 | 38.8803 | 209.0622
2021 | 5 | 7 | 4 | 35.908 | 39.1898 | 212.7935
2021 | 5 | 7 | 5 | 37.5058 | 40.9092 | 225.2113
2021 | 5 | 7 | 6 | 39.7929 | 43.3829 | 247.3674
2021 | 5 | 7 | 7 | 43.2491 | 48.8338 | 266.7378
2021 | 5 | 7 | 8 | 45.3611 | 53.5631 | 255.2345
2021 | 5 | 7 | 9 | 46.3201 | 54.3724 | 236.4268
2021 | 5 | 7 | 10 | 47.9889 | 55.9664 | 230.7734
2021 | 5 | 7 | 11 | 48.6672 | 53.9402 | 234.5236
2021 | 5 | 7 | 12 | 48.8319 | 55.7699 | 254.3832
2021 | 5 | 7 | 13 | 48.6477 | 56.0679 | 258.0713
2021 | 5 | 7 | 14 | 48.3495 | 54.8964 | 261.8093
2021 | 5 | 7 | 15 | 48.2572 | 54.4222 | 266.8004
2021 | 5 | 7 | 16 | 49.6592 | 50.2387 | 276.2931
2021 | 5 | 7 | 17 | 51.6106 | 46.6921 | 293.729
2021 | 5 | 7 | 18 | 51.7116 | 44.7542 | 313.3857
2021 | 5 | 7 | 19 | 50.5809 | 43.2783 | 323.7278
2021 | 5 | 7 | 20 | 50.0709 | 43.799 | 324.3014
2021 | 5 | 7 | 21 | 48.3236 | 43.7715 | 316.575
2021 | 5 | 7 | 22 | 44.4817 | 42.3325 | 288.1507
2021 | 5 | 7 | 23 | 40.0806 | 38.1866 | 256.4565
2021 | 5 | 8 | 0 | 37.8367 | 36.666 | 230.9152
2021 | 5 | 8 | 1 | 35.2431 | 36.2617 | 215.7449
2021 | 5 | 8 | 2 | 33.8759 | 35.9577 | 207.6189
2021 | 5 | 8 | 3 | 32.9034 | 35.7801 | 202.5336
2021 | 5 | 8 | 4 | 32.7948 | 35.9247 | 201.7863
2021 | 5 | 8 | 5 | 33.1919 | 36.7009 | 205.8488
2021 | 5 | 8 | 6 | 34.5098 | 36.0816 | 211.1127
2021 | 5 | 8 | 7 | 37.5677 | 37.5004 | 226.1733
2021 | 5 | 8 | 8 | 41.349 | 41.4931 | 249.7671
2021 | 5 | 8 | 9 | 44.3254 | 43.6484 | 272.0393
2021 | 5 | 8 | 10 | 46.0774 | 45.4046 | 287.5721
2021 | 5 | 8 | 11 | 46.3783 | 44.0708 | 294.9897
2021 | 5 | 8 | 12 | 46.2088 | 44.7926 | 270.887
2021 | 5 | 8 | 13 | 45.4709 | 44.5719 | 267.5894
2021 | 5 | 8 | 14 | 44.4633 | 45.7124 | 263.4116
2021 | 5 | 8 | 15 | 43.7481 | 47.3294 | 263.5012
2021 | 5 | 8 | 16 | 45.0752 | 41.6152 | 271.4172
2021 | 5 | 8 | 17 | 46.856 | 41.4022 | 293.4094
2021 | 5 | 8 | 18 | 47.1547 | 36.8262 | 311.2778
2021 | 5 | 8 | 19 | 46.0883 | 35.9708 | 311.7342
2021 | 5 | 8 | 20 | 45.5817 | 35.5006 | 307.5255
2021 | 5 | 8 | 21 | 44.6437 | 37.6132 | 298.6367
2021 | 5 | 8 | 22 | 41.6321 | 36.3459 | 274.2976
2021 | 5 | 8 | 23 | 37.9361 | 34.9635 | 247.6958
2021 | 5 | 9 | 0 | 35.1337 | 35.8904 | 224.4857
2021 | 5 | 9 | 1 | 33.1115 | 35.6311 | 207.8494
2021 | 5 | 9 | 2 | 31.9601 | 35.249 | 202.2367
2021 | 5 | 9 | 3 | 31.1098 | 35.2026 | 198.3884
2021 | 5 | 9 | 4 | 31.0696 | 35.2647 | 199.106
2021 | 5 | 9 | 5 | 31.3159 | 35.7888 | 204.0184
2021 | 5 | 9 | 6 | 32.6644 | 34.1158 | 213.1251
2021 | 5 | 9 | 7 | 35.327 | 35.1153 | 220.9433
2021 | 5 | 9 | 8 | 39.0062 | 37.5625 | 227.8962
2021 | 5 | 9 | 9 | 42.15 | 38.6513 | 232.1034
2021 | 5 | 9 | 10 | 44.6039 | 40.7605 | 243.0893
2021 | 5 | 9 | 11 | 45.5005 | 40.3533 | 247.5687
2021 | 5 | 9 | 12 | 43.548 | 43.1604 | 257.541
2021 | 5 | 9 | 13 | 43.0994 | 43.5944 | 257.8692
2021 | 5 | 9 | 14 | 42.4827 | 46.1074 | 256.9599
2021 | 5 | 9 | 15 | 42.0571 | 47.6642 | 266.6494
2021 | 5 | 9 | 16 | 43.7789 | 42.8332 | 281.3706
2021 | 5 | 9 | 17 | 46.6169 | 43.3079 | 307.3657
2021 | 5 | 9 | 18 | 46.5574 | 41.6934 | 316.3791
2021 | 5 | 9 | 19 | 47.1098 | 40.4129 | 322.212
2021 | 5 | 9 | 20 | 48.6664 | 40.3079 | 321.9442
2021 | 5 | 9 | 21 | 48.4689 | 41.331 | 311.4808
2021 | 5 | 9 | 22 | 44.8385 | 39.6898 | 277.8354
2021 | 5 | 9 | 23 | 40.4855 | 37.7322 | 243.0852
2021 | 5 | 10 | 0 | 36.4773 | 37.3128 | 219.4708
2021 | 5 | 10 | 1 | 34.515 | 37.4075 | 201.7618
2021 | 5 | 10 | 2 | 33.8421 | 36.9873 | 196.4052
2021 | 5 | 10 | 3 | 33.5132 | 37.3637 | 194.4429
2021 | 5 | 10 | 4 | 34.4558 | 38.3658 | 198.2895
2021 | 5 | 10 | 5 | 36.4765 | 39.6966 | 211.2509
2021 | 5 | 10 | 6 | 39.7245 | 43.7437 | 243.4354
2021 | 5 | 10 | 7 | 43.2769 | 50.051 | 261.4219
2021 | 5 | 10 | 8 | 44.7393 | 57.8246 | 243.7689
2021 | 5 | 10 | 9 | 44.4864 | 58.2336 | 216.6374
2021 | 5 | 10 | 10 | 45.1168 | 59.8833 | 210.8551
2021 | 5 | 10 | 11 | 45.2274 | 56.2884 | 217.0891
2021 | 5 | 10 | 12 | 47.1955 | 58.7312 | 231.268
2021 | 5 | 10 | 13 | 47.0764 | 59.584 | 233.245
2021 | 5 | 10 | 14 | 46.9764 | 60.2322 | 232.6113
2021 | 5 | 10 | 15 | 47.3226 | 61.118 | 232.6022
2021 | 5 | 10 | 16 | 49.4046 | 57.1626 | 245.7014
2021 | 5 | 10 | 17 | 51.9348 | 54.4705 | 275.1233
2021 | 5 | 10 | 18 | 51.8971 | 51.6279 | 316.152
2021 | 5 | 10 | 19 | 51.1248 | 51.8357 | 327.0319
2021 | 5 | 10 | 20 | 50.815 | 51.0444 | 327.4235
2021 | 5 | 10 | 21 | 48.7658 | 50.2165 | 316.0499
2021 | 5 | 10 | 22 | 44.3282 | 47.7456 | 282.8232
2021 | 5 | 10 | 23 | 39.5713 | 44.0059 | 247.6945
2021 | 5 | 11 | 0 | 37.0798 | 41.6176 | 219.9442
2021 | 5 | 11 | 1 | 35.5345 | 37.5356 | 203.0486
2021 | 5 | 11 | 2 | 34.5757 | 36.8425 | 197.9881
2021 | 5 | 11 | 3 | 33.9473 | 36.705 | 195.6542
2021 | 5 | 11 | 4 | 34.6476 | 37.346 | 198.0043
2021 | 5 | 11 | 5 | 36.3439 | 38.8118 | 210.2166
2021 | 5 | 11 | 6 | 38.9832 | 43.3219 | 248.5255
2021 | 5 | 11 | 7 | 42.5016 | 49.2313 | 269.576
2021 | 5 | 11 | 8 | 44.0604 | 55.302 | 259.398
2021 | 5 | 11 | 9 | 43.8611 | 56.3271 | 242.6004
2021 | 5 | 11 | 10 | 44.457 | 57.7938 | 240.7372
2021 | 5 | 11 | 11 | 44.5106 | 54.4897 | 237.3916
2021 | 5 | 11 | 12 | 44.8373 | 55.6561 | 238.6373
2021 | 5 | 11 | 13 | 44.8424 | 56.4409 | 236.8539
2021 | 5 | 11 | 14 | 44.8269 | 57.2654 | 235.3533
2021 | 5 | 11 | 15 | 45.0171 | 58.1967 | 239.1888
2021 | 5 | 11 | 16 | 46.9321 | 51.9115 | 252.2256
2021 | 5 | 11 | 17 | 49.7508 | 48.7869 | 279.5582
2021 | 5 | 11 | 18 | 51.3644 | 45.2548 | 288.1744
2021 | 5 | 11 | 19 | 50.925 | 44.8445 | 308.69
2021 | 5 | 11 | 20 | 51.2721 | 44.8449 | 317.4216
2021 | 5 | 11 | 21 | 50.1805 | 45.2538 | 311.4092
2021 | 5 | 11 | 22 | 46.2446 | 43.1057 | 281.2867
2021 | 5 | 11 | 23 | 41.3175 | 39.1835 | 247.0103
2021 | 5 | 12 | 0 | 37.6604 | 39.9012 | 231.5481
2021 | 5 | 12 | 1 | 36.1866 | 40.0594 | 221.9728
2021 | 5 | 12 | 2 | 35.1785 | 39.4885 | 217.0121
2021 | 5 | 12 | 3 | 34.4675 | 39.0307 | 214.7982
2021 | 5 | 12 | 4 | 35.281 | 39.3649 | 218.4262
2021 | 5 | 12 | 5 | 37.081 | 41.5411 | 231.5374
2021 | 5 | 12 | 6 | 40.0803 | 45.6864 | 249.6375
2021 | 5 | 12 | 7 | 43.6799 | 51.9973 | 275.454
2021 | 5 | 12 | 8 | 45.4233 | 56.3798 | 285.0996
2021 | 5 | 12 | 9 | 45.7491 | 57.4897 | 287.6387
2021 | 5 | 12 | 10 | 46.9295 | 59.3784 | 291.5467
2021 | 5 | 12 | 11 | 47.3958 | 57.5911 | 287.9473
2021 | 5 | 12 | 12 | 45.948 | 58.8575 | 273.8517
2021 | 5 | 12 | 13 | 45.5366 | 58.8401 | 275.9462
2021 | 5 | 12 | 14 | 45.1339 | 59.9333 | 277.0565
2021 | 5 | 12 | 15 | 45.211 | 61.6426 | 277.0987
2021 | 5 | 12 | 16 | 47.3838 | 55.1241 | 289.1869
2021 | 5 | 12 | 17 | 50.4749 | 52.5722 | 306.0721
2021 | 5 | 12 | 18 | 51.2699 | 51.3965 | 324.7037
2021 | 5 | 12 | 19 | 52.5196 | 49.7983 | 328.497
2021 | 5 | 12 | 20 | 54.4604 | 49.8106 | 329.6789
2021 | 5 | 12 | 21 | 54.2098 | 49.8171 | 318.8067
2021 | 5 | 12 | 22 | 50.2008 | 47.5117 | 285.236
2021 | 5 | 12 | 23 | 44.9447 | 43.2962 | 251.0738
2021 | 5 | 13 | 0 | 40.0408 | 40.8051 | 229.2117
2021 | 5 | 13 | 1 | 38.4338 | 40.7356 | 214.5561
2021 | 5 | 13 | 2 | 37.5304 | 40.1114 | 208.8786
2021 | 5 | 13 | 3 | 36.9803 | 39.8986 | 206.2733
2021 | 5 | 13 | 4 | 37.7437 | 40.1524 | 208.6803
2021 | 5 | 13 | 5 | 39.4389 | 41.683 | 220.7538
2021 | 5 | 13 | 6 | 42.8333 | 44.8659 | 248.6261
2021 | 5 | 13 | 7 | 46.1958 | 50.6999 | 272.0068
2021 | 5 | 13 | 8 | 47.2191 | 56.0025 | 274.3901
2021 | 5 | 13 | 9 | 46.1961 | 56.5035 | 269.2631
2021 | 5 | 13 | 10 | 46.0763 | 58.6053 | 270.0364
2021 | 5 | 13 | 11 | 45.6588 | 56.8253 | 270.0723
2021 | 5 | 13 | 12 | 46.4834 | 59.851 | 257.4383
2021 | 5 | 13 | 13 | 45.9707 | 60.6052 | 259.1591
2021 | 5 | 13 | 14 | 45.6759 | 60.0196 | 259.9646
2021 | 5 | 13 | 15 | 45.7292 | 60.6942 | 263.9483
2021 | 5 | 13 | 16 | 47.3768 | 57.4016 | 275.6812
2021 | 5 | 13 | 17 | 50.1553 | 54.5658 | 297.7637
2021 | 5 | 13 | 18 | 52.1201 | 50.9593 | 309.5569
2021 | 5 | 13 | 19 | 52.5329 | 50.7695 | 325.7343
2021 | 5 | 13 | 20 | 53.593 | 50.0314 | 328.498
2021 | 5 | 13 | 21 | 52.8432 | 50.4251 | 321.4072
2021 | 5 | 13 | 22 | 48.942 | 46.6979 | 290.4117
2021 | 5 | 13 | 23 | 43.8079 | 42.4039 | 255.0148
2021 | 5 | 14 | 0 | 40.2813 | 42.0441 | 229.8829
2021 | 5 | 14 | 1 | 38.9217 | 40.5195 | 213.4211
2021 | 5 | 14 | 2 | 37.8181 | 39.3535 | 207.526
2021 | 5 | 14 | 3 | 37.0651 | 39.034 | 205.2183
2021 | 5 | 14 | 4 | 37.7221 | 39.51 | 208.7544
2021 | 5 | 14 | 5 | 39.3367 | 40.8098 | 220.7329
2021 | 5 | 14 | 6 | 42.6591 | 44.4851 | 251.2817
2021 | 5 | 14 | 7 | 46.1321 | 50.031 | 273.7326
2021 | 5 | 14 | 8 | 47.8012 | 55.9728 | 264.9855
2021 | 5 | 14 | 9 | 47.484 | 57.5459 | 249.339
2021 | 5 | 14 | 10 | 47.9835 | 58.664 | 247.1154
2021 | 5 | 14 | 11 | 47.7772 | 56.7995 | 247.0918
2021 | 5 | 14 | 12 | 47.4666 | 60.1287 | 261.0223
2021 | 5 | 14 | 13 | 46.7862 | 61.5314 | 259.7865
2021 | 5 | 14 | 14 | 46.0744 | 61.1719 | 260.7015
2021 | 5 | 14 | 15 | 45.5053 | 61.3708 | 264.3888
2021 | 5 | 14 | 16 | 46.6743 | 57.9283 | 274.5062
2021 | 5 | 14 | 17 | 49.0569 | 54.1057 | 291.3019
2021 | 5 | 14 | 18 | 48.3484 | 50.3988 | 312.7017
2021 | 5 | 14 | 19 | 49.5479 | 49.3469 | 321.1281
2021 | 5 | 14 | 20 | 51.8074 | 50.3453 | 322.058
2021 | 5 | 14 | 21 | 52.1901 | 50.286 | 314.1119
2021 | 5 | 14 | 22 | 48.891 | 48.047 | 285.7302
2021 | 5 | 14 | 23 | 43.9537 | 42.7133 | 254.6834
2021 | 5 | 15 | 0 | 39.1777 | 40.9802 | 231.612
2021 | 5 | 15 | 1 | 37.1251 | 37.1506 | 213.7344
2021 | 5 | 15 | 2 | 35.8047 | 36.5028 | 205.4964
2021 | 5 | 15 | 3 | 34.965 | 36.2752 | 200.7773
2021 | 5 | 15 | 4 | 35.1114 | 36.1693 | 200.6185
2021 | 5 | 15 | 5 | 35.6962 | 36.7061 | 205.3253
2021 | 5 | 15 | 6 | 37.0321 | 34.7605 | 211.3061
2021 | 5 | 15 | 7 | 39.6681 | 35.8314 | 228.354
2021 | 5 | 15 | 8 | 42.5127 | 41.0496 | 256.4995
2021 | 5 | 15 | 9 | 44.5424 | 45.3114 | 281.2047
2021 | 5 | 15 | 10 | 46.1599 | 48.0677 | 294.0752
2021 | 5 | 15 | 11 | 46.4889 | 46.5217 | 295.8037
2021 | 5 | 15 | 12 | 48.0167 | 44.8587 | 279.3604
2021 | 5 | 15 | 13 | 47.324 | 45.4159 | 276.4416
2021 | 5 | 15 | 14 | 46.692 | 49.1301 | 271.818
2021 | 5 | 15 | 15 | 46.2355 | 49.5602 | 276.6316
2021 | 5 | 15 | 16 | 47.5186 | 43.6524 | 288.9981
2021 | 5 | 15 | 17 | 49.4494 | 43.4568 | 306.8284
2021 | 5 | 15 | 18 | 47.4458 | 44.2478 | 324.4471
2021 | 5 | 15 | 19 | 47.7638 | 43.2257 | 317.698
2021 | 5 | 15 | 20 | 48.7554 | 41.7667 | 310.2643
2021 | 5 | 15 | 21 | 48.9517 | 44.4637 | 300.1839
2021 | 5 | 15 | 22 | 46.2196 | 42.3895 | 274.3481
2021 | 5 | 15 | 23 | 42.2294 | 39.7028 | 246.7155
2021 | 5 | 16 | 0 | 37.3261 | 39.2968 | 226.8311
2021 | 5 | 16 | 1 | 37.2707 | 39.7107 | 217.0694
2021 | 5 | 16 | 2 | 36.2967 | 38.8013 | 208.5911
2021 | 5 | 16 | 3 | 35.6917 | 38.561 | 205.03
2021 | 5 | 16 | 4 | 36.0002 | 38.721 | 204.706
2021 | 5 | 16 | 5 | 36.6118 | 38.8286 | 207.6065
2021 | 5 | 16 | 6 | 37.8736 | 35.6888 | 207.4999
2021 | 5 | 16 | 7 | 40.3134 | 36.2998 | 214.9181
2021 | 5 | 16 | 8 | 43.0792 | 41.6786 | 218.2842
2021 | 5 | 16 | 9 | 45.2978 | 44.854 | 221.3803
2021 | 5 | 16 | 10 | 47.6385 | 48.6067 | 227.3713
2021 | 5 | 16 | 11 | 48.433 | 47.8991 | 237.9945
2021 | 5 | 16 | 12 | 49.3494 | 49.8101 | 246.3255
2021 | 5 | 16 | 13 | 48.8355 | 51.3435 | 248.9008
2021 | 5 | 16 | 14 | 48.5588 | 55.8056 | 248.722
2021 | 5 | 16 | 15 | 48.4505 | 56.8186 | 255.2251
2021 | 5 | 16 | 16 | 50.1363 | 51.9122 | 271.1008
2021 | 5 | 16 | 17 | 53.0446 | 51.9452 | 302.2502
2021 | 5 | 16 | 18 | 52.9604 | 53.8504 | 326.2744
2021 | 5 | 16 | 19 | 53.3851 | 52.1066 | 332.9919
2021 | 5 | 16 | 20 | 54.2064 | 51.4572 | 325.126
2021 | 5 | 16 | 21 | 53.6983 | 52.7763 | 315.6293
2021 | 5 | 16 | 22 | 50.0622 | 50.4385 | 284.2201
2021 | 5 | 16 | 23 | 45.5875 | 46.9667 | 247.4017
2021 | 5 | 17 | 0 | 41.359 | 44.8018 | 216.9308
2021 | 5 | 17 | 1 | 39.6421 | 43.1108 | 209.4533
2021 | 5 | 17 | 2 | 39.0095 | 42.1604 | 202.6411
2021 | 5 | 17 | 3 | 38.759 | 42.092 | 199.8532
2021 | 5 | 17 | 4 | 39.7551 | 42.8856 | 202.7727
2021 | 5 | 17 | 5 | 41.7261 | 44.6613 | 213.9839
2021 | 5 | 17 | 6 | 44.8473 | 49.1777 | 236.6267
2021 | 5 | 17 | 7 | 48.3117 | 56.1667 | 260.2335
2021 | 5 | 17 | 8 | 49.7652 | 64.1877 | 252.7
2021 | 5 | 17 | 9 | 49.1956 | 66.0121 | 237.6727
2021 | 5 | 17 | 10 | 49.4847 | 68.1094 | 233.745
2021 | 5 | 17 | 11 | 49.203 | 65.9389 | 240.6124
2021 | 5 | 17 | 12 | 50.8212 | 68.2787 | 252.5226
2021 | 5 | 17 | 13 | 50.3805 | 69.6867 | 257.3059
2021 | 5 | 17 | 14 | 50.1935 | 69.1855 | 263.8052
2021 | 5 | 17 | 15 | 50.3662 | 69.6509 | 274.6797
2021 | 5 | 17 | 16 | 52.2474 | 66.8521 | 292.4605
2021 | 5 | 17 | 17 | 55.0118 | 63.6109 | 322.8365
2021 | 5 | 17 | 18 | 55.621 | 58.918 | 339.0745
2021 | 5 | 17 | 19 | 55.6273 | 57.7752 | 345.374
2021 | 5 | 17 | 20 | 55.7617 | 57.5274 | 342.0052
2021 | 5 | 17 | 21 | 54.6253 | 56.9943 | 330.6162
2021 | 5 | 17 | 22 | 50.4139 | 53.2387 | 296.382
2021 | 5 | 17 | 23 | 45.3602 | 48.2744 | 257.748
2021 | 5 | 18 | 0 | 41.4894 | 46.7806 | 234.7175
2021 | 5 | 18 | 1 | 39.76 | 44.4266 | 231.5734
2021 | 5 | 18 | 2 | 38.7951 | 43.3218 | 222.4306
2021 | 5 | 18 | 3 | 38.2191 | 42.7487 | 217.8497
2021 | 5 | 18 | 4 | 39.0602 | 43.0799 | 218.8358
2021 | 5 | 18 | 5 | 40.8715 | 44.2673 | 228.3185
2021 | 5 | 18 | 6 | 44.3186 | 50.1512 | 254.5761
2021 | 5 | 18 | 7 | 47.717 | 57.599 | 281.6071
2021 | 5 | 18 | 8 | 49.1754 | 63.3495 | 283.82
2021 | 5 | 18 | 9 | 48.6369 | 65.1195 | 278.8139
2021 | 5 | 18 | 10 | 48.8963 | 66.9468 | 282.6259
2021 | 5 | 18 | 11 | 48.6375 | 65.5921 | 288.559
2021 | 5 | 18 | 12 | 49.0941 | 64.6203 | 303.6926
2021 | 5 | 18 | 13 | 48.6644 | 65.0349 | 309.2821
2021 | 5 | 18 | 14 | 48.5678 | 63.4452 | 313.7728
2021 | 5 | 18 | 15 | 48.7946 | 65.7662 | 322.6747
2021 | 5 | 18 | 16 | 50.8612 | 63.2435 | 337.0732
2021 | 5 | 18 | 17 | 53.7829 | 60.8036 | 358.3593
2021 | 5 | 18 | 18 | 54.1532 | 58.5494 | 376.3095
2021 | 5 | 18 | 19 | 53.8759 | 57.3799 | 385.7235
2021 | 5 | 18 | 20 | 53.9871 | 57.1553 | 380.1359
2021 | 5 | 18 | 21 | 52.6207 | 56.4158 | 367.0672
2021 | 5 | 18 | 22 | 48.3331 | 53.2417 | 328.5913
2021 | 5 | 18 | 23 | 43.3333 | 48.7742 | 284.9107
2021 | 5 | 19 | 0 | 40.8119 | 45.7056 | 256.1048
2021 | 5 | 19 | 1 | 39.1528 | 43.6057 | 242.3501
2021 | 5 | 19 | 2 | 38.1693 | 42.8126 | 232.0961
2021 | 5 | 19 | 3 | 37.6062 | 42.2838 | 225.8359
2021 | 5 | 19 | 4 | 38.4529 | 42.6007 | 226.2629
2021 | 5 | 19 | 5 | 40.3832 | 44.308 | 235.1964
2021 | 5 | 19 | 6 | 43.883 | 48.5714 | 258.8432
2021 | 5 | 19 | 7 | 47.2712 | 55.7241 | 283.4965
2021 | 5 | 19 | 8 | 48.766 | 60.2047 | 287.0431
2021 | 5 | 19 | 9 | 48.6352 | 62.5207 | 284.1498
2021 | 5 | 19 | 10 | 49.0669 | 64.8064 | 286.6275
2021 | 5 | 19 | 11 | 48.971 | 61.8258 | 289.3128
2021 | 5 | 19 | 12 | 49.7698 | 59.3812 | 304.6404
2021 | 5 | 19 | 13 | 49.3791 | 59.5113 | 309.9814
2021 | 5 | 19 | 14 | 49.2628 | 58.6929 | 313.0749
2021 | 5 | 19 | 15 | 49.4956 | 60.2224 | 321.112
2021 | 5 | 19 | 16 | 51.4358 | 56.3516 | 336.2042
2021 | 5 | 19 | 17 | 54.1699 | 54.0154 | 358.7541
2021 | 5 | 19 | 18 | 53.5543 | 54.8222 | 371.6294
2021 | 5 | 19 | 19 | 54.2598 | 53.5734 | 367.8586
2021 | 5 | 19 | 20 | 55.1656 | 54.1694 | 363.6988
2021 | 5 | 19 | 21 | 54.5851 | 53.9615 | 350.4971
2021 | 5 | 19 | 22 | 50.4828 | 51.6214 | 314.5624
2021 | 5 | 19 | 23 | 45.38 | 48.3403 | 274.5857
2021 | 5 | 20 | 0 | 41.4014 | 45.2466 | 249.7803
2021 | 5 | 20 | 1 | 40.0676 | 40.8566 | 240.0562
2021 | 5 | 20 | 2 | 39.1086 | 40.2892 | 229.1218
2021 | 5 | 20 | 3 | 38.6211 | 40.0947 | 223.0761
2021 | 5 | 20 | 4 | 39.3576 | 40.3703 | 223.6196
2021 | 5 | 20 | 5 | 41.1101 | 42.4898 | 232.3059
2021 | 5 | 20 | 6 | 44.2706 | 48.6351 | 253.8904
2021 | 5 | 20 | 7 | 47.5805 | 55.3698 | 277.2064
2021 | 5 | 20 | 8 | 48.7722 | 60.9087 | 274.1539
2021 | 5 | 20 | 9 | 47.9593 | 63.1336 | 264.1112
2021 | 5 | 20 | 10 | 47.8192 | 65.4768 | 262.0797
2021 | 5 | 20 | 11 | 47.3016 | 63.9168 | 267.8415
2021 | 5 | 20 | 12 | 48.9181 | 59.4853 | 274.043
2021 | 5 | 20 | 13 | 48.4432 | 60.0105 | 283.042
2021 | 5 | 20 | 14 | 48.2876 | 59.4128 | 293.0974
2021 | 5 | 20 | 15 | 48.5979 | 59.0482 | 306.8179
2021 | 5 | 20 | 16 | 50.3357 | 56.9636 | 325.6435
2021 | 5 | 20 | 17 | 53.0018 | 54.1117 | 356.6425
2021 | 5 | 20 | 18 | 51.9694 | 53.6119 | 380.1077
2021 | 5 | 20 | 19 | 53.3143 | 53.6136 | 391.0268
2021 | 5 | 20 | 20 | 54.8877 | 54.0388 | 386.5121
2021 | 5 | 20 | 21 | 54.9971 | 54.6675 | 374.9775
2021 | 5 | 20 | 22 | 51.2606 | 51.5811 | 337.8547
2021 | 5 | 20 | 23 | 46.1553 | 47.6671 | 293.5708
2021 | 5 | 21 | 0 | 41.2292 | 43.657 | 256.8969
2021 | 5 | 21 | 1 | 39.5595 | 42.5344 | 253.0844
2021 | 5 | 21 | 2 | 38.501 | 41.7453 | 240.877
2021 | 5 | 21 | 3 | 37.9025 | 41.5894 | 233.4253
2021 | 5 | 21 | 4 | 38.5781 | 41.6202 | 232.8345
2021 | 5 | 21 | 5 | 40.2565 | 43.4584 | 240.1266
2021 | 5 | 21 | 6 | 44.0073 | 47.6124 | 266.2081
2021 | 5 | 21 | 7 | 47.2658 | 53.7605 | 293.3054
2021 | 5 | 21 | 8 | 48.2011 | 58.727 | 299.5965
2021 | 5 | 21 | 9 | 46.6868 | 59.4183 | 299.2601
2021 | 5 | 21 | 10 | 45.7695 | 58.9795 | 306.3033
2021 | 5 | 21 | 11 | 44.6732 | 57.9573 | 314.69
2021 | 5 | 21 | 12 | 44.8197 | 55.3687 | 335.9247
2021 | 5 | 21 | 13 | 43.876 | 55.3923 | 348.0197
2021 | 5 | 21 | 14 | 43.1387 | 52.6951 | 358.7109
2021 | 5 | 21 | 15 | 42.6836 | 51.2014 | 373.4812
2021 | 5 | 21 | 16 | 44.0294 | 50.7543 | 388.1374
2021 | 5 | 21 | 17 | 46.7758 | 47.5187 | 409.6529
2021 | 5 | 21 | 18 | 48.8003 | 50.0789 | 420.0252
2021 | 5 | 21 | 19 | 49.9888 | 49.3832 | 418.041
2021 | 5 | 21 | 20 | 51.9741 | 51.107 | 410.6056
2021 | 5 | 21 | 21 | 52.5618 | 51.5864 | 396.7787
2021 | 5 | 21 | 22 | 49.46 | 48.6361 | 360.9589
2021 | 5 | 21 | 23 | 44.4992 | 44.3548 | 319.1153
2021 | 5 | 22 | 0 | 39.2797 | 40.9414 | 289.3945
2021 | 5 | 22 | 1 | 36.0912 | 41.1137 | 261.574
2021 | 5 | 22 | 2 | 34.661 | 40.7891 | 246.5483
2021 | 5 | 22 | 3 | 33.711 | 40.5445 | 237.2678
2021 | 5 | 22 | 4 | 33.8714 | 40.2698 | 232.5648
2021 | 5 | 22 | 5 | 34.3712 | 40.8448 | 232.3837
2021 | 5 | 22 | 6 | 36.5091 | 42.3952 | 240.1144
2021 | 5 | 22 | 7 | 39.1596 | 45.7135 | 256.6272
2021 | 5 | 22 | 8 | 42.2844 | 48.1153 | 267.607
2021 | 5 | 22 | 9 | 44.9662 | 49.9639 | 273.1153
2021 | 5 | 22 | 10 | 47.0144 | 52.3394 | 280.4003
2021 | 5 | 22 | 11 | 47.604 | 51.02 | 286.9859
2021 | 5 | 22 | 12 | 47.446 | 50.4238 | 294.5653
2021 | 5 | 22 | 13 | 46.6983 | 49.3228 | 298.211
2021 | 5 | 22 | 14 | 46.0558 | 46.4126 | 304.5223
2021 | 5 | 22 | 15 | 45.6431 | 49.201 | 315.0224
2021 | 5 | 22 | 16 | 46.8656 | 46.526 | 332.0354
2021 | 5 | 22 | 17 | 48.6437 | 47.6106 | 363.2962
2021 | 5 | 22 | 18 | 48.8681 | 46.8432 | 393.8272
2021 | 5 | 22 | 19 | 46.9869 | 46.4148 | 399.7569
2021 | 5 | 22 | 20 | 45.394 | 46.7243 | 387.8371
2021 | 5 | 22 | 21 | 43.6221 | 48.7238 | 377.6557
2021 | 5 | 22 | 22 | 40.3127 | 45.7274 | 346.3841
2021 | 5 | 22 | 23 | 36.8138 | 43.8533 | 307.7
2021 | 5 | 23 | 0 | 36.0823 | 41.2597 | 268.4913
2021 | 5 | 23 | 1 | 33.8096 | 41.4395 | 249.5323
2021 | 5 | 23 | 2 | 32.5743 | 40.6234 | 236.7171
2021 | 5 | 23 | 3 | 31.6598 | 40.31 | 228.6718
2021 | 5 | 23 | 4 | 31.4878 | 40.6731 | 225.0105
2021 | 5 | 23 | 5 | 31.5294 | 41.5546 | 225.2325
2021 | 5 | 23 | 6 | 33.2577 | 38.7111 | 229.232
2021 | 5 | 23 | 7 | 35.2492 | 40.4956 | 242.551
2021 | 5 | 23 | 8 | 38.05 | 42.5623 | 256.1455
2021 | 5 | 23 | 9 | 40.737 | 44.8086 | 270.7688
2021 | 5 | 23 | 10 | 42.5842 | 47.3214 | 285.4745
2021 | 5 | 23 | 11 | 43.2647 | 46.6764 | 297.7175
2021 | 5 | 23 | 12 | 45.5538 | 44.4122 | 314.1119
2021 | 5 | 23 | 13 | 45.1703 | 45.0421 | 324.8284
2021 | 5 | 23 | 14 | 44.7924 | 44.38 | 330.9912
2021 | 5 | 23 | 15 | 44.6416 | 47.3047 | 344.7435
2021 | 5 | 23 | 16 | 46.2098 | 45.1367 | 362.417
2021 | 5 | 23 | 17 | 48.6368 | 46.9309 | 390.9412
2021 | 5 | 23 | 18 | 47.9527 | 44.7991 | 414.5201
2021 | 5 | 23 | 19 | 47.1742 | 43.3316 | 419.7104
2021 | 5 | 23 | 20 | 46.9414 | 41.4474 | 407.3564
2021 | 5 | 23 | 21 | 45.9374 | 43.618 | 394.7526
2021 | 5 | 23 | 22 | 42.3993 | 41.296 | 355.4284
2021 | 5 | 23 | 23 | 38.205 | 39.3597 | 308.9646
2021 | 5 | 24 | 0 | 35.3373 | 43.7755 | 261.085
2021 | 5 | 24 | 1 | 32.7474 | 41.1045 | 269.7068
2021 | 5 | 24 | 2 | 31.4821 | 40.0818 | 255.5939
2021 | 5 | 24 | 3 | 30.67 | 39.7433 | 246.2708
2021 | 5 | 24 | 4 | 30.6018 | 39.8843 | 242.8427
2021 | 5 | 24 | 5 | 30.6365 | 39.9075 | 241.6905
2021 | 5 | 24 | 6 | 30.9321 | 35.0069 | 246.7436
2021 | 5 | 24 | 7 | 34.1012 | 35.7665 | 262.7559
2021 | 5 | 24 | 8 | 38.1995 | 43.9678 | 298.7147
2021 | 5 | 24 | 9 | 41.2657 | 43.6862 | 337.312
2021 | 5 | 24 | 10 | 43.5471 | 44.8933 | 367.9015
2021 | 5 | 24 | 11 | 44.4645 | 43.3052 | 377.9266
2021 | 5 | 24 | 12 | 44.8396 | 43.3591 | 375.2207
2021 | 5 | 24 | 13 | 44.3725 | 43.9248 | 375.8758
2021 | 5 | 24 | 14 | 43.7632 | 53.5649 | 381.6995
2021 | 5 | 24 | 15 | 44.2864 | 54.9877 | 386.6534
2021 | 5 | 24 | 16 | 46.5373 | 47.3598 | 399.4675
2021 | 5 | 24 | 17 | 49.1887 | 47.9066 | 417.8859
2021 | 5 | 24 | 18 | 49.8155 | 48.6502 | 434.5819
2021 | 5 | 24 | 19 | 49.6653 | 48.6415 | 421.6101
2021 | 5 | 24 | 20 | 49.1289 | 47.1381 | 408.4501
2021 | 5 | 24 | 21 | 48.8001 | 47.7967 | 390.5303
2021 | 5 | 24 | 22 | 45.1268 | 45.7139 | 349.7666
2021 | 5 | 24 | 23 | 40.5922 | 43.5083 | 306.7194
2021 | 5 | 25 | 0 | 36.6786 | 43.911 | 277.3871
2021 | 5 | 25 | 1 | 34.4079 | 45.1593 | 259.7522
2021 | 5 | 25 | 2 | 33.3714 | 43.9822 | 247.3533
2021 | 5 | 25 | 3 | 32.7167 | 43.6885 | 239.5983
2021 | 5 | 25 | 4 | 33.3922 | 43.8739 | 238.6078
2021 | 5 | 25 | 5 | 35.0214 | 45.1486 | 245.5084
2021 | 5 | 25 | 6 | 37.8674 | 48.6041 | 267.0822
2021 | 5 | 25 | 7 | 41.7507 | 56.2404 | 296.3776
2021 | 5 | 25 | 8 | 43.6326 | 63.4894 | 310.9459
2021 | 5 | 25 | 9 | 43.7642 | 65.1663 | 318.818
2021 | 5 | 25 | 10 | 44.4525 | 70.0357 | 324.1401
2021 | 5 | 25 | 11 | 44.4785 | 67.0323 | 325.1036
2021 | 5 | 25 | 12 | 45.6598 | 67.942 | 323.67
2021 | 5 | 25 | 13 | 45.5356 | 69.2296 | 325.4804
2021 | 5 | 25 | 14 | 45.3261 | 70.1333 | 327.0669
2021 | 5 | 25 | 15 | 45.4684 | 71.5464 | 336.9336
2021 | 5 | 25 | 16 | 47.183 | 68.778 | 351.7574
2021 | 5 | 25 | 17 | 49.8531 | 66.7076 | 373.9867
2021 | 5 | 25 | 18 | 50.4876 | 61.1529 | 373.8733
2021 | 5 | 25 | 19 | 49.8724 | 60.0845 | 370.99
2021 | 5 | 25 | 20 | 49.2728 | 58.1815 | 362.4137
2021 | 5 | 25 | 21 | 47.4316 | 57.9165 | 348.7629
2021 | 5 | 25 | 22 | 43.3813 | 53.7627 | 313.3214
2021 | 5 | 25 | 23 | 38.8916 | 49.629 | 273.0671
2021 | 5 | 26 | 0 | 36.6962 | 50.6241 | 263.4326
2021 | 5 | 26 | 1 | 35.0229 | 47.1534 | 235.9039
2021 | 5 | 26 | 2 | 33.8657 | 45.8249 | 226.5079
2021 | 5 | 26 | 3 | 33.0466 | 44.901 | 220.2964
2021 | 5 | 26 | 4 | 33.5477 | 44.9523 | 221.0452
2021 | 5 | 26 | 5 | 35.008 | 46.844 | 229.2706
2021 | 5 | 26 | 6 | 38.2498 | 48.0761 | 257.9053
2021 | 5 | 26 | 7 | 41.9899 | 55.4392 | 279.8686
2021 | 5 | 26 | 8 | 43.9075 | 58.3556 | 277.6842
2021 | 5 | 26 | 9 | 44.5628 | 60.5475 | 269.6025
2021 | 5 | 26 | 10 | 45.4931 | 61.6765 | 269.1504
2021 | 5 | 26 | 11 | 45.5441 | 61.7617 | 265.7579
2021 | 5 | 26 | 12 | 46.2822 | 60.9284 | 269.8374
2021 | 5 | 26 | 13 | 46.1677 | 60.2727 | 267.437
2021 | 5 | 26 | 14 | 45.8104 | 56.2446 | 265.8066
2021 | 5 | 26 | 15 | 45.8101 | 58.377 | 270.426
2021 | 5 | 26 | 16 | 47.4124 | 55.9501 | 283.2096
2021 | 5 | 26 | 17 | 49.9175 | 53.7967 | 306.5875
2021 | 5 | 26 | 18 | 50.8414 | 54.1081 | 311.9912
2021 | 5 | 26 | 19 | 50.3592 | 52.5996 | 329.927
2021 | 5 | 26 | 20 | 50.14 | 52.7374 | 330.7977
2021 | 5 | 26 | 21 | 48.6993 | 53.1965 | 322.2774
2021 | 5 | 26 | 22 | 44.5905 | 51.2918 | 289.9542
2021 | 5 | 26 | 23 | 39.8141 | 47.6659 | 251.6508
2021 | 5 | 27 | 0 | 37.2436 | 45.365 | 231.3436
2021 | 5 | 27 | 1 | 35.2749 | 43.9191 | 213.1507
2021 | 5 | 27 | 2 | 34.056 | 43.3395 | 205.8902
2021 | 5 | 27 | 3 | 33.235 | 43.0846 | 202.7398
2021 | 5 | 27 | 4 | 33.67 | 43.0409 | 205.9208
2021 | 5 | 27 | 5 | 34.9282 | 45.0175 | 216.0008
2021 | 5 | 27 | 6 | 37.6517 | 49.2792 | 236.3397
2021 | 5 | 27 | 7 | 41.7521 | 56.311 | 257.4249
2021 | 5 | 27 | 8 | 43.9582 | 62.2031 | 255.376
2021 | 5 | 27 | 9 | 44.4718 | 62.6364 | 249.8657
2021 | 5 | 27 | 10 | 45.6146 | 63.991 | 249.6495
2021 | 5 | 27 | 11 | 45.6991 | 61.3235 | 249.0443
2021 | 5 | 27 | 12 | 45.1679 | 58.9138 | 258.938
2021 | 5 | 27 | 13 | 44.9632 | 58.6552 | 258.7665
2021 | 5 | 27 | 14 | 44.6837 | 56.4844 | 256.5544
2021 | 5 | 27 | 15 | 44.8334 | 56.8524 | 260.3958
2021 | 5 | 27 | 16 | 46.3389 | 56.8439 | 268.4485
2021 | 5 | 27 | 17 | 48.8667 | 54.3587 | 288.4204
2021 | 5 | 27 | 18 | 50.3119 | 57.3792 | 326.004
2021 | 5 | 27 | 19 | 50.0181 | 56.6909 | 325.4065
2021 | 5 | 27 | 20 | 49.9965 | 57.7586 | 326.3082
2021 | 5 | 27 | 21 | 49.0417 | 57.9888 | 318.272
2021 | 5 | 27 | 22 | 45.258 | 53.9302 | 288.593
2021 | 5 | 27 | 23 | 40.3956 | 50.2343 | 252.839
2021 | 5 | 28 | 0 | 37.3089 | 47.0371 | 228.5842
2021 | 5 | 28 | 1 | 35.0934 | 46.1643 | 210.1663
2021 | 5 | 28 | 2 | 33.8504 | 44.9593 | 202.9444
2021 | 5 | 28 | 3 | 33.0307 | 44.6193 | 198.9059
2021 | 5 | 28 | 4 | 33.4392 | 44.8851 | 200.6662
2021 | 5 | 28 | 5 | 34.6471 | 46.0653 | 209.782
2021 | 5 | 28 | 6 | 37.2937 | 48.4003 | 228.751
2021 | 5 | 28 | 7 | 41.1585 | 55.0976 | 257.9675
2021 | 5 | 28 | 8 | 43.0587 | 58.2505 | 274.1003
2021 | 5 | 28 | 9 | 43.14 | 59.874 | 282.8434
2021 | 5 | 28 | 10 | 43.7772 | 61.1369 | 288.0436
2021 | 5 | 28 | 11 | 43.7256 | 61.5361 | 285.0502
2021 | 5 | 28 | 12 | 43.558 | 62.1045 | 252.5711
2021 | 5 | 28 | 13 | 43.3505 | 62.5961 | 250.6462
2021 | 5 | 28 | 14 | 43.2458 | 57.1754 | 249.594
2021 | 5 | 28 | 15 | 43.4362 | 57.7255 | 255.5263
2021 | 5 | 28 | 16 | 45.0567 | 57.4992 | 264.1277
2021 | 5 | 28 | 17 | 47.2551 | 55.0268 | 288.2082
2021 | 5 | 28 | 18 | 48.5394 | 50.9897 | 324.6385
2021 | 5 | 28 | 19 | 48.4637 | 50.0897 | 328.4857
2021 | 5 | 28 | 20 | 49.1757 | 51.2365 | 325.6427
2021 | 5 | 28 | 21 | 49.03 | 52.3355 | 318.8022
2021 | 5 | 28 | 22 | 45.7328 | 49.8974 | 293.3773
2021 | 5 | 28 | 23 | 40.4942 | 46.0228 | 261.0746
2021 | 5 | 29 | 0 | 36.3304 | 44.4925 | 235.5472
2021 | 5 | 29 | 1 | 33.4175 | 40.1778 | 214.5923
2021 | 5 | 29 | 2 | 31.9016 | 39.8562 | 207.4412
2021 | 5 | 29 | 3 | 30.9741 | 39.7344 | 203.2359
2021 | 5 | 29 | 4 | 30.6915 | 39.5536 | 203.0982
2021 | 5 | 29 | 5 | 30.7447 | 40.4132 | 206.7938
2021 | 5 | 29 | 6 | 31.7982 | 41.5069 | 205.3449
2021 | 5 | 29 | 7 | 35.5048 | 44.5305 | 226.7145
2021 | 5 | 29 | 8 | 39.3501 | 48.0284 | 256.9356
2021 | 5 | 29 | 9 | 41.6132 | 50.2167 | 275.6808
2021 | 5 | 29 | 10 | 42.9013 | 50.8869 | 283.4346
2021 | 5 | 29 | 11 | 43.1202 | 48.9099 | 275.0074
2021 | 5 | 29 | 12 | 42.6691 | 46.5112 | 257.2352
2021 | 5 | 29 | 13 | 42.0667 | 45.6278 | 252.1011
2021 | 5 | 29 | 14 | 41.4326 | 44.5709 | 251.2516
2021 | 5 | 29 | 15 | 41.11 | 44.8744 | 262.0519
2021 | 5 | 29 | 16 | 42.5696 | 44.0248 | 273.3874
2021 | 5 | 29 | 17 | 44.6233 | 44.1693 | 296.4656
2021 | 5 | 29 | 18 | 45.2682 | 46.1744 | 326.8885
2021 | 5 | 29 | 19 | 44.714 | 46.6682 | 321.973
2021 | 5 | 29 | 20 | 44.673 | 47.5545 | 315.3716
2021 | 5 | 29 | 21 | 44.8208 | 50.8474 | 310.2663
2021 | 5 | 29 | 22 | 42.0304 | 47.2688 | 287.6646
2021 | 5 | 29 | 23 | 37.7855 | 46.025 | 259.6821
2021 | 5 | 30 | 0 | 34.371 | 42.5079 | 235.3955
2021 | 5 | 30 | 1 | 31.6118 | 41.92 | 219.084
2021 | 5 | 30 | 2 | 30.2715 | 41.4559 | 210.8566
2021 | 5 | 30 | 3 | 29.302 | 41.1336 | 206.6824
2021 | 5 | 30 | 4 | 28.8155 | 40.8464 | 206.2883
2021 | 5 | 30 | 5 | 28.5531 | 41.4681 | 209.2742
2021 | 5 | 30 | 6 | 29.5123 | 39.0116 | 206.5203
2021 | 5 | 30 | 7 | 32.1589 | 41.5093 | 223.0609
2021 | 5 | 30 | 8 | 35.5891 | 42.466 | 252.4083
2021 | 5 | 30 | 9 | 38.0696 | 43.8947 | 276.9739
2021 | 5 | 30 | 10 | 40.084 | 45.7592 | 287.2861
2021 | 5 | 30 | 11 | 41.2694 | 44.5589 | 281.3964
2021 | 5 | 30 | 12 | 43.0148 | 46.3648 | 261.812
2021 | 5 | 30 | 13 | 42.9856 | 46.3251 | 260.6929
2021 | 5 | 30 | 14 | 43.138 | 45.3072 | 259.5172
2021 | 5 | 30 | 15 | 43.3538 | 49.4833 | 266.2024
2021 | 5 | 30 | 16 | 45.1071 | 46.0684 | 280.88
2021 | 5 | 30 | 17 | 47.5927 | 48.2364 | 303.4937
2021 | 5 | 30 | 18 | 48.6955 | 43.3253 | 324.1654
2021 | 5 | 30 | 19 | 48.2953 | 42.281 | 323.6722
2021 | 5 | 30 | 20 | 48.3569 | 42.9172 | 317.2717
2021 | 5 | 30 | 21 | 47.551 | 45.9989 | 309.3693
2021 | 5 | 30 | 22 | 43.8991 | 44.1411 | 280.9268
2021 | 5 | 30 | 23 | 39.0887 | 42.645 | 246.7618
2021 | 5 | 31 | 0 | 34.5901 | 43.6487 | 225.5031
2021 | 5 | 31 | 1 | 33.466 | 41.8118 | 212.5828
2021 | 5 | 31 | 2 | 32.3833 | 41.0284 | 207.0702
2021 | 5 | 31 | 3 | 31.7371 | 41.3327 | 205.5474
2021 | 5 | 31 | 4 | 32.3161 | 41.8252 | 209.1046
2021 | 5 | 31 | 5 | 33.6781 | 42.7445 | 220.9313
2021 | 5 | 31 | 6 | 35.8633 | 46.7254 | 238.7712
2021 | 5 | 31 | 7 | 39.8719 | 54.3676 | 263.0366
2021 | 5 | 31 | 8 | 42.797 | 62.1358 | 262.3988
2021 | 5 | 31 | 9 | 44.6025 | 64.0951 | 256.7327
2021 | 5 | 31 | 10 | 46.8428 | 66.6974 | 252.8976
2021 | 5 | 31 | 11 | 48.1343 | 63.3223 | 250.7397
2021 | 5 | 31 | 12 | 49.3042 | 62.0667 | 238.1964
2021 | 5 | 31 | 13 | 50.5437 | 63.2915 | 240.0381
2021 | 5 | 31 | 14 | 51.6126 | 60.975 | 241.2206
2021 | 5 | 31 | 15 | 52.8406 | 62.124 | 248.9476
2021 | 5 | 31 | 16 | 55.4499 | 61.181 | 264.0348
2021 | 5 | 31 | 17 | 58.3167 | 59.0226 | 293.1802
2021 | 5 | 31 | 18 | 61.3627 | 54.3545 | 321.0083
2021 | 5 | 31 | 19 | 60.4425 | 54.1699 | 328.0029
2021 | 5 | 31 | 20 | 59.1375 | 53.8195 | 324.3915
2021 | 5 | 31 | 21 | 56.9492 | 54.6229 | 315.1052
2021 | 5 | 31 | 22 | 51.8262 | 51.1104 | 283.8201
2021 | 5 | 31 | 23 | 45.4152 | 47.273 | 247.4414
2021 | 6 | 1 | 0 | 39.0641 | 47.8455 | 216.1487
2021 | 6 | 1 | 1 | 35.8649 | 54.7681 | 202.195
2021 | 6 | 1 | 2 | 34.3181 | 53.0996 | 195.6797
2021 | 6 | 1 | 3 | 33.2398 | 52.3099 | 193.2271
2021 | 6 | 1 | 4 | 33.5813 | 52.4731 | 195.8044
2021 | 6 | 1 | 5 | 34.2758 | 53.6135 | 204.227
2021 | 6 | 1 | 6 | 36.2803 | 56.2063 | 225.4225
2021 | 6 | 1 | 7 | 40.3435 | 64.0169 | 246.3727
2021 | 6 | 1 | 8 | 43.3709 | 71.2338 | 240.0966
2021 | 6 | 1 | 9 | 45.0548 | 74.4063 | 230.5016
2021 | 6 | 1 | 10 | 46.8278 | 77.8936 | 227.1092
2021 | 6 | 1 | 11 | 48.2099 | 78.5807 | 226.4406
2021 | 6 | 1 | 12 | 49.5896 | 80.0994 | 213.5346
2021 | 6 | 1 | 13 | 50.6426 | 81.3671 | 216.5885
2021 | 6 | 1 | 14 | 51.5867 | 75.7881 | 222.3269
2021 | 6 | 1 | 15 | 52.7774 | 75.4817 | 230.8295
2021 | 6 | 1 | 16 | 55.364 | 79.6477 | 251.6544
2021 | 6 | 1 | 17 | 58.3756 | 76.1964 | 283.9615
2021 | 6 | 1 | 18 | 58.2671 | 66.8857 | 313.1137
2021 | 6 | 1 | 19 | 56.9298 | 64.0349 | 326.3633
2021 | 6 | 1 | 20 | 55.7482 | 61.5041 | 320.8487
2021 | 6 | 1 | 21 | 53.8767 | 60.9312 | 310.5614
2021 | 6 | 1 | 22 | 49.6712 | 58.7241 | 281.7354
2021 | 6 | 1 | 23 | 43.4963 | 54.3692 | 244.2518
2021 | 6 | 2 | 0 | 38.7618 | 58.0758 | 215.0572
2021 | 6 | 2 | 1 | 38.9969 | 55.478 | 201.2399
2021 | 6 | 2 | 2 | 37.1148 | 53.686 | 194.6049
2021 | 6 | 2 | 3 | 35.7411 | 52.63 | 191.7636
2021 | 6 | 2 | 4 | 35.7512 | 52.1051 | 194.9959
2021 | 6 | 2 | 5 | 36.4372 | 52.8775 | 203.8802
2021 | 6 | 2 | 6 | 39.3368 | 56.6939 | 221.1275
2021 | 6 | 2 | 7 | 44.2694 | 65.1309 | 241.9113
2021 | 6 | 2 | 8 | 48.7054 | 72.6132 | 238.6553
2021 | 6 | 2 | 9 | 52.1993 | 76.7005 | 232.7383
2021 | 6 | 2 | 10 | 55.4621 | 82.1885 | 231.9925
2021 | 6 | 2 | 11 | 58.2018 | 83.7593 | 232.0028
2021 | 6 | 2 | 12 | 61.2759 | 88.3393 | 230.499
2021 | 6 | 2 | 13 | 63.5512 | 89.82 | 235.1856
2021 | 6 | 2 | 14 | 64.8737 | 85.6911 | 237.7381
2021 | 6 | 2 | 15 | 66.27 | 84.412 | 240.6924
2021 | 6 | 2 | 16 | 68.5694 | 89.7748 | 257.5944
2021 | 6 | 2 | 17 | 71.007 | 86.1942 | 283.5312
2021 | 6 | 2 | 18 | 73.0231 | 85.4204 | 319.0357
2021 | 6 | 2 | 19 | 71.0841 | 81.927 | 329.334
2021 | 6 | 2 | 20 | 69.0635 | 77.6251 | 327.2225
2021 | 6 | 2 | 21 | 66.364 | 75.3984 | 317.0158
2021 | 6 | 2 | 22 | 60.6468 | 70.5084 | 287.4868
2021 | 6 | 2 | 23 | 52.8572 | 64.4631 | 249.7647
2021 | 6 | 3 | 0 | 45.3538 | 58.5973 | 217.1278
2021 | 6 | 3 | 1 | 42.599 | 59.5431 | 200.5374
2021 | 6 | 3 | 2 | 40.1982 | 57.445 | 192.9047
2021 | 6 | 3 | 3 | 38.5426 | 56.0709 | 188.8919
2021 | 6 | 3 | 4 | 38.1749 | 55.6395 | 190.6555
2021 | 6 | 3 | 5 | 38.6312 | 56.8525 | 199.0497
2021 | 6 | 3 | 6 | 40.3524 | 58.5821 | 231.7581
2021 | 6 | 3 | 7 | 45.7111 | 66.7313 | 252.394
2021 | 6 | 3 | 8 | 50.8726 | 73.2048 | 246.4924
2021 | 6 | 3 | 9 | 54.7188 | 77.3596 | 234.9157
2021 | 6 | 3 | 10 | 58.2657 | 81.2549 | 235.5021
2021 | 6 | 3 | 11 | 61.1124 | 85.0784 | 238.0557
2021 | 6 | 3 | 12 | 64.0703 | 86.7713 | 253.889
2021 | 6 | 3 | 13 | 66.1928 | 87.9872 | 258.1478
2021 | 6 | 3 | 14 | 67.7111 | 79.5228 | 259.6822
2021 | 6 | 3 | 15 | 69.3003 | 77.6355 | 261.6057
2021 | 6 | 3 | 16 | 71.4089 | 84.719 | 274.165
2021 | 6 | 3 | 17 | 73.2291 | 80.1478 | 295.6443
2021 | 6 | 3 | 18 | 72.7837 | 76.8906 | 310.1394
2021 | 6 | 3 | 19 | 70.5252 | 73.4443 | 323.2798
2021 | 6 | 3 | 20 | 67.6144 | 70.689 | 321.7677
2021 | 6 | 3 | 21 | 64.3222 | 69.3453 | 312.9805
2021 | 6 | 3 | 22 | 58.4742 | 65.5298 | 284.7824
2021 | 6 | 3 | 23 | 51.0064 | 59.8786 | 248.704
2021 | 6 | 4 | 0 | 45.0417 | 59.5633 | 226.1404
2021 | 6 | 4 | 1 | 41.9569 | 55.3387 | 205.3441
2021 | 6 | 4 | 2 | 39.6216 | 53.4279 | 197.9766
2021 | 6 | 4 | 3 | 37.984 | 52.3209 | 194.6194
2021 | 6 | 4 | 4 | 37.6184 | 52.2532 | 196.934
2021 | 6 | 4 | 5 | 38.0823 | 52.969 | 205.4083
2021 | 6 | 4 | 6 | 39.6131 | 55.9398 | 232.8384
2021 | 6 | 4 | 7 | 44.8622 | 64.2364 | 252.0722
2021 | 6 | 4 | 8 | 50.0271 | 68.9536 | 239.1917
2021 | 6 | 4 | 9 | 53.6167 | 73.2091 | 219.8554
2021 | 6 | 4 | 10 | 56.9155 | 75.5244 | 214.9777
2021 | 6 | 4 | 11 | 59.2423 | 77.7757 | 215.3723
2021 | 6 | 4 | 12 | 61.4593 | 80.4054 | 222.2052
2021 | 6 | 4 | 13 | 62.8897 | 81.6897 | 225.1572
2021 | 6 | 4 | 14 | 63.5702 | 76.4478 | 224.2495
2021 | 6 | 4 | 15 | 64.3225 | 75.5439 | 222.7444
2021 | 6 | 4 | 16 | 65.7543 | 80.6201 | 234.957
2021 | 6 | 4 | 17 | 67.0108 | 77.2115 | 263.6137
2021 | 6 | 4 | 18 | 69.631 | 76.3143 | 290.178
2021 | 6 | 4 | 19 | 67.0586 | 73.795 | 310.7383
2021 | 6 | 4 | 20 | 64.2635 | 70.7165 | 310.9432
2021 | 6 | 4 | 21 | 61.6055 | 68.8771 | 304.6986
2021 | 6 | 4 | 22 | 56.5345 | 65.1909 | 281.932
2021 | 6 | 4 | 23 | 49.5671 | 58.4398 | 250.313
2021 | 6 | 5 | 0 | 43.6937 | 51.387 | 229.9735
2021 | 6 | 5 | 1 | 38.4666 | 50.072 | 214.17
2021 | 6 | 5 | 2 | 36.0333 | 48.6744 | 204.0555
2021 | 6 | 5 | 3 | 34.3291 | 47.8957 | 198.9643
2021 | 6 | 5 | 4 | 33.2931 | 47.4232 | 197.7841
2021 | 6 | 5 | 5 | 32.7503 | 47.0868 | 198.3877
2021 | 6 | 5 | 6 | 32.9775 | 45.434 | 199.7124
2021 | 6 | 5 | 7 | 37.0077 | 47.6448 | 212.2133
2021 | 6 | 5 | 8 | 41.8068 | 53.3622 | 223.5885
2021 | 6 | 5 | 9 | 45.3233 | 58.5629 | 231.0638
2021 | 6 | 5 | 10 | 47.9264 | 62.1704 | 237.3364
2021 | 6 | 5 | 11 | 49.7651 | 62.7057 | 245.342
2021 | 6 | 5 | 12 | 50.6641 | 63.9331 | 264.7909
2021 | 6 | 5 | 13 | 50.6131 | 64.9097 | 268.4981
2021 | 6 | 5 | 14 | 49.9282 | 63.9872 | 268.9276
2021 | 6 | 5 | 15 | 49.0758 | 63.1924 | 275.1252
2021 | 6 | 5 | 16 | 49.7924 | 65.7998 | 290.8436
2021 | 6 | 5 | 17 | 50.6397 | 65.1674 | 316.0119
2021 | 6 | 5 | 18 | 49.6237 | 66.591 | 337.7334
2021 | 6 | 5 | 19 | 48.0658 | 64.5316 | 337.7998
2021 | 6 | 5 | 20 | 46.7937 | 61.667 | 326.3652
2021 | 6 | 5 | 21 | 45.4926 | 61.5862 | 318.1796
2021 | 6 | 5 | 22 | 42.5344 | 59.2658 | 296.4575
2021 | 6 | 5 | 23 | 38.5101 | 55.0911 | 265.6308
2021 | 6 | 6 | 0 | 36.0086 | 51.8918 | 241.3299
2021 | 6 | 6 | 1 | 33.9248 | 50.8056 | 229.9066
2021 | 6 | 6 | 2 | 32.1455 | 49.4066 | 218.948
2021 | 6 | 6 | 3 | 30.8406 | 48.6659 | 212.5695
2021 | 6 | 6 | 4 | 29.977 | 48.5846 | 210.152
2021 | 6 | 6 | 5 | 29.2391 | 48.0445 | 209.221
2021 | 6 | 6 | 6 | 29.7577 | 48.1233 | 207.8548
2021 | 6 | 6 | 7 | 33.0489 | 50.6332 | 220.7031
2021 | 6 | 6 | 8 | 37.413 | 55.4841 | 246.7647
2021 | 6 | 6 | 9 | 40.8279 | 59.5146 | 276.2275
2021 | 6 | 6 | 10 | 43.5048 | 63.7227 | 296.0712
2021 | 6 | 6 | 11 | 45.383 | 65.7476 | 301.3345
2021 | 6 | 6 | 12 | 46.4388 | 68.3343 | 301.2086
2021 | 6 | 6 | 13 | 46.6303 | 69.618 | 301.579
2021 | 6 | 6 | 14 | 46.4313 | 68.1131 | 301.6078
2021 | 6 | 6 | 15 | 46.4112 | 67.7366 | 304.97
2021 | 6 | 6 | 16 | 47.9688 | 71.9058 | 318.2405
2021 | 6 | 6 | 17 | 49.6701 | 71.8621 | 341.4622
2021 | 6 | 6 | 18 | 47.096 | 67.7692 | 344.071
2021 | 6 | 6 | 19 | 45.8075 | 64.6596 | 337.5522
2021 | 6 | 6 | 20 | 44.6794 | 62.6901 | 323.7775
2021 | 6 | 6 | 21 | 43.4181 | 63.1026 | 313.5956
2021 | 6 | 6 | 22 | 40.0794 | 60.9486 | 286.0287
2021 | 6 | 6 | 23 | 36.0608 | 57.0644 | 251.3718
2021 | 6 | 7 | 0 | 35.8289 | 55.3204 | 249.1897
2021 | 6 | 7 | 1 | 34.4006 | 50.1671 | 219.9927
2021 | 6 | 7 | 2 | 33.1129 | 49.3477 | 211.5601
2021 | 6 | 7 | 3 | 32.2617 | 48.8566 | 208.086
2021 | 6 | 7 | 4 | 32.5678 | 49.4652 | 209.5075
2021 | 6 | 7 | 5 | 33.2405 | 51.3008 | 216.8776
2021 | 6 | 7 | 6 | 36.7318 | 57.7469 | 242.2611
2021 | 6 | 7 | 7 | 40.9 | 65.859 | 268.1474
2021 | 6 | 7 | 8 | 43.8998 | 72.6663 | 271.676
2021 | 6 | 7 | 9 | 45.4249 | 77.2598 | 271.3898
2021 | 6 | 7 | 10 | 46.2652 | 79.6835 | 268.9619
2021 | 6 | 7 | 11 | 46.6983 | 80.2823 | 263.049
2021 | 6 | 7 | 12 | 46.899 | 78.0425 | 238.5058
2021 | 6 | 7 | 13 | 47.0338 | 77.7382 | 237.7987
2021 | 6 | 7 | 14 | 46.7576 | 74.1357 | 238.4962
2021 | 6 | 7 | 15 | 46.8729 | 73.8877 | 240.2106
2021 | 6 | 7 | 16 | 48.6757 | 75.6437 | 255.3032
2021 | 6 | 7 | 17 | 51.3756 | 73.3546 | 285.1051
2021 | 6 | 7 | 18 | 51.7425 | 71.2382 | 318.7516
2021 | 6 | 7 | 19 | 50.4867 | 68.417 | 332.4709
2021 | 6 | 7 | 20 | 49.8352 | 66.6246 | 322.3496
2021 | 6 | 7 | 21 | 48.8589 | 65.0722 | 309.1302
2021 | 6 | 7 | 22 | 45.2732 | 62.5333 | 278.5227
2021 | 6 | 7 | 23 | 39.9112 | 57.5333 | 240.4796
2021 | 6 | 8 | 0 | 36.6011 | 53.4052 | 220.237
2021 | 6 | 8 | 1 | 34.9279 | 52.7789 | 212.8725
2021 | 6 | 8 | 2 | 33.6915 | 51.8872 | 204.7788
2021 | 6 | 8 | 3 | 32.7847 | 51.3575 | 200.8754
2021 | 6 | 8 | 4 | 33.2002 | 51.3492 | 202.4993
2021 | 6 | 8 | 5 | 33.9667 | 52.5505 | 210.187
2021 | 6 | 8 | 6 | 36.643 | 54.9794 | 229.5218
2021 | 6 | 8 | 7 | 40.3836 | 62.5045 | 249.731
2021 | 6 | 8 | 8 | 42.2558 | 66.433 | 243.1525
2021 | 6 | 8 | 9 | 42.0786 | 67.8868 | 232.2372
2021 | 6 | 8 | 10 | 42.3508 | 70.6966 | 229.4318
2021 | 6 | 8 | 11 | 42.5511 | 72.5044 | 231.5071
2021 | 6 | 8 | 12 | 43.5801 | 76.6555 | 238.8312
2021 | 6 | 8 | 13 | 43.3863 | 76.7486 | 247.7742
2021 | 6 | 8 | 14 | 43.0542 | 70.4931 | 254.8258
2021 | 6 | 8 | 15 | 43.1615 | 70.8181 | 262.0819
2021 | 6 | 8 | 16 | 45.0699 | 74.9184 | 281.4644
2021 | 6 | 8 | 17 | 48.706 | 73.39 | 312.5443
2021 | 6 | 8 | 18 | 49.3972 | 69.1545 | 340.1092
2021 | 6 | 8 | 19 | 49.2148 | 67.2685 | 352.1541
2021 | 6 | 8 | 20 | 50.286 | 66.005 | 346.5478
2021 | 6 | 8 | 21 | 50.2253 | 66.0295 | 335.6585
2021 | 6 | 8 | 22 | 46.8896 | 61.8653 | 305.4009
2021 | 6 | 8 | 23 | 41.3426 | 56.8322 | 265.804
2021 | 6 | 9 | 0 | 37.6984 | 54.1059 | 234.2997
2021 | 6 | 9 | 1 | 35.3098 | 52.3689 | 227.2725
2021 | 6 | 9 | 2 | 34.0527 | 51.0133 | 218.7773
2021 | 6 | 9 | 3 | 33.1578 | 50.2097 | 213.4423
2021 | 6 | 9 | 4 | 33.4841 | 50.2598 | 214.646
2021 | 6 | 9 | 5 | 34.2447 | 51.4292 | 222.0139
2021 | 6 | 9 | 6 | 36.7225 | 54.4584 | 241.9899
2021 | 6 | 9 | 7 | 40.6132 | 61.3716 | 267.5132
2021 | 6 | 9 | 8 | 42.7312 | 65.7543 | 277.2763
2021 | 6 | 9 | 9 | 43.0936 | 68.2451 | 283.1016
2021 | 6 | 9 | 10 | 43.8487 | 70.0537 | 291.7365
2021 | 6 | 9 | 11 | 44.2671 | 73.106 | 297.7549
2021 | 6 | 9 | 12 | 44.2636 | 75.2419 | 295.3803
2021 | 6 | 9 | 13 | 44.5365 | 76.3311 | 306.9412
2021 | 6 | 9 | 14 | 44.8345 | 70.2688 | 315.8733
2021 | 6 | 9 | 15 | 45.3727 | 70.4467 | 325.0685
2021 | 6 | 9 | 16 | 47.3322 | 74.5341 | 343.8947
2021 | 6 | 9 | 17 | 50.2929 | 71.7308 | 370.3612
2021 | 6 | 9 | 18 | 51.3002 | 66.8942 | 392.8519
2021 | 6 | 9 | 19 | 50.9407 | 64.7405 | 401.8677
2021 | 6 | 9 | 20 | 51.4153 | 63.5533 | 395.344
2021 | 6 | 9 | 21 | 51.1567 | 63.9941 | 382.7271
2021 | 6 | 9 | 22 | 47.693 | 61.5291 | 347.3185
2021 | 6 | 9 | 23 | 41.8685 | 56.2187 | 302.2544
2021 | 6 | 10 | 0 | 37.7939 | 54.992 | 256.2941
2021 | 6 | 10 | 1 | 35.2099 | 51.4805 | 255.885
2021 | 6 | 10 | 2 | 33.885 | 50.3813 | 243.3897
2021 | 6 | 10 | 3 | 32.9768 | 49.6791 | 235.6025
2021 | 6 | 10 | 4 | 33.4568 | 49.5422 | 234.3945
2021 | 6 | 10 | 5 | 34.2742 | 50.7541 | 240.0567
2021 | 6 | 10 | 6 | 36.4995 | 53.5317 | 264.7345
2021 | 6 | 10 | 7 | 40.0235 | 60.5539 | 292.9334
2021 | 6 | 10 | 8 | 42.1447 | 66.0578 | 302.2519
2021 | 6 | 10 | 9 | 43.0444 | 68.1618 | 305.4609
2021 | 6 | 10 | 10 | 44.4931 | 70.9466 | 313.8931
2021 | 6 | 10 | 11 | 45.3856 | 70.673 | 325.2457
2021 | 6 | 10 | 12 | 47.405 | 73.8063 | 351.7351
2021 | 6 | 10 | 13 | 48.3236 | 74.4725 | 365.6351
2021 | 6 | 10 | 14 | 49.1888 | 68.8485 | 375.411
2021 | 6 | 10 | 15 | 50.467 | 69.2019 | 386.1525
2021 | 6 | 10 | 16 | 52.8787 | 73.307 | 403.2796
2021 | 6 | 10 | 17 | 55.854 | 70.6684 | 423.8466
2021 | 6 | 10 | 18 | 56.2262 | 66.75 | 429.7601
2021 | 6 | 10 | 19 | 55.53 | 65.0981 | 428.6849
2021 | 6 | 10 | 20 | 54.9971 | 63.1051 | 419.8996
2021 | 6 | 10 | 21 | 54.0667 | 63.1354 | 405.0894
2021 | 6 | 10 | 22 | 50.2216 | 60.4958 | 368.7969
2021 | 6 | 10 | 23 | 44.2114 | 55.5525 | 323.0242
2021 | 6 | 11 | 0 | 37.9082 | 53.4595 | 292.8906
2021 | 6 | 11 | 1 | 36.4997 | 51.2218 | 282.1268
2021 | 6 | 11 | 2 | 34.8621 | 49.6144 | 266.7992
2021 | 6 | 11 | 3 | 33.7698 | 49.031 | 256.8847
2021 | 6 | 11 | 4 | 34.0567 | 49.2901 | 253.7084
2021 | 6 | 11 | 5 | 34.8423 | 49.8308 | 257.5049
2021 | 6 | 11 | 6 | 38.5171 | 53.5533 | 286.2002
2021 | 6 | 11 | 7 | 42.4805 | 60.7175 | 319.4019
2021 | 6 | 11 | 8 | 45.308 | 66.403 | 342.6828
2021 | 6 | 11 | 9 | 46.992 | 68.8823 | 361.219
2021 | 6 | 11 | 10 | 48.6422 | 71.2041 | 372.9169
2021 | 6 | 11 | 11 | 49.851 | 70.6012 | 374.9946
2021 | 6 | 11 | 12 | 51.616 | 73.5778 | 391.3193
2021 | 6 | 11 | 13 | 52.3155 | 74.4006 | 398.3415
2021 | 6 | 11 | 14 | 52.6709 | 69.8043 | 400.2549
2021 | 6 | 11 | 15 | 53.2022 | 69.4426 | 403.5985
2021 | 6 | 11 | 16 | 54.9369 | 72.6336 | 412.5971
2021 | 6 | 11 | 17 | 56.8833 | 70.0736 | 423.4074
2021 | 6 | 11 | 18 | 62.197 | 68.9192 | 421.8466
2021 | 6 | 11 | 19 | 60.5164 | 67.8083 | 410.3513
2021 | 6 | 11 | 20 | 58.2026 | 65.9856 | 397.9211
2021 | 6 | 11 | 21 | 56.3424 | 65.701 | 382.4756
2021 | 6 | 11 | 22 | 52.3769 | 61.9259 | 351.8323
2021 | 6 | 11 | 23 | 45.9031 | 55.6482 | 313.454
2021 | 6 | 12 | 0 | 39.8685 | 51.1589 | 298.7332
2021 | 6 | 12 | 1 | 38.1065 | 48.5274 | 262.3855
2021 | 6 | 12 | 2 | 35.7078 | 47.3658 | 247.1284
2021 | 6 | 12 | 3 | 34.1116 | 46.7292 | 238.0178
2021 | 6 | 12 | 4 | 33.2668 | 46.4936 | 232.5032
2021 | 6 | 12 | 5 | 32.8324 | 46.5735 | 228.862
2021 | 6 | 12 | 6 | 33.2974 | 45.6119 | 232.7672
2021 | 6 | 12 | 7 | 37.9105 | 48.1299 | 246.544
2021 | 6 | 12 | 8 | 44.3379 | 53.4127 | 255.5117
2021 | 6 | 12 | 9 | 49.8708 | 58.6275 | 261.1495
2021 | 6 | 12 | 10 | 54.1505 | 62.6009 | 265.9994
2021 | 6 | 12 | 11 | 57.0054 | 63.4724 | 268.6672
2021 | 6 | 12 | 12 | 58.8523 | 63.8576 | 269.569
2021 | 6 | 12 | 13 | 60.2091 | 64.1456 | 274.6762
2021 | 6 | 12 | 14 | 60.7975 | 61.8102 | 274.3319
2021 | 6 | 12 | 15 | 61.2424 | 60.9996 | 269.7977
2021 | 6 | 12 | 16 | 62.7339 | 63.1374 | 279.2024
2021 | 6 | 12 | 17 | 64.4196 | 62.9529 | 307.1892
2021 | 6 | 12 | 18 | 64.0455 | 57.0975 | 337.9715
2021 | 6 | 12 | 19 | 62.0312 | 54.9908 | 345.8235
2021 | 6 | 12 | 20 | 59.8126 | 51.9829 | 332.7832
2021 | 6 | 12 | 21 | 58.5247 | 54.4182 | 321.8893
2021 | 6 | 12 | 22 | 54.7671 | 52.4294 | 297.7078
2021 | 6 | 12 | 23 | 48.9067 | 49.3744 | 264.3066
2021 | 6 | 13 | 0 | 41.9384 | 51.748 | 224.162
2021 | 6 | 13 | 1 | 38.0159 | 48.678 | 218.8684
2021 | 6 | 13 | 2 | 35.5971 | 47.5375 | 210.221
2021 | 6 | 13 | 3 | 33.9308 | 46.876 | 204.8025
2021 | 6 | 13 | 4 | 32.8656 | 46.3669 | 202.6091
2021 | 6 | 13 | 5 | 32.0921 | 45.7413 | 203.078
2021 | 6 | 13 | 6 | 31.6123 | 43.3583 | 202.1834
2021 | 6 | 13 | 7 | 36.1013 | 44.9253 | 211.9419
2021 | 6 | 13 | 8 | 42.5751 | 48.2841 | 224.3625
2021 | 6 | 13 | 9 | 48.2649 | 51.8691 | 240.8347
2021 | 6 | 13 | 10 | 52.9865 | 54.4079 | 252.0896
2021 | 6 | 13 | 11 | 56.2637 | 55.4764 | 261.1287
2021 | 6 | 13 | 12 | 57.8354 | 59.4723 | 245.2667
2021 | 6 | 13 | 13 | 59.2713 | 59.662 | 258.0414
2021 | 6 | 13 | 14 | 59.9153 | 60.8065 | 261.1019
2021 | 6 | 13 | 15 | 60.5675 | 62.0211 | 270.2289
2021 | 6 | 13 | 16 | 62.3516 | 60.563 | 286.9289
2021 | 6 | 13 | 17 | 64.4627 | 61.081 | 322.5393
2021 | 6 | 13 | 18 | 61.6091 | 58.5757 | 346.9608
2021 | 6 | 13 | 19 | 59.7668 | 56.7193 | 355.4179
2021 | 6 | 13 | 20 | 57.5717 | 55.3533 | 344.1974
2021 | 6 | 13 | 21 | 55.5141 | 57.4455 | 332.601
2021 | 6 | 13 | 22 | 51.2572 | 54.8567 | 301.4857
2021 | 6 | 13 | 23 | 45.7399 | 51.3314 | 261.1749
2021 | 6 | 14 | 0 | 42.0086 | 50.4213 | 217.0638
2021 | 6 | 14 | 1 | 37.4463 | 48.8655 | 211.4648
2021 | 6 | 14 | 2 | 35.8166 | 48.1781 | 205.5372
2021 | 6 | 14 | 3 | 34.7383 | 48.1159 | 201.9282
2021 | 6 | 14 | 4 | 34.9019 | 48.6063 | 204.6899
2021 | 6 | 14 | 5 | 35.6188 | 49.7168 | 212.582
2021 | 6 | 14 | 6 | 37.1968 | 53.4489 | 237.7533
2021 | 6 | 14 | 7 | 41.6069 | 60.9362 | 258.5646
2021 | 6 | 14 | 8 | 45.3796 | 67.66 | 249.0244
2021 | 6 | 14 | 9 | 47.4978 | 69.5903 | 231.8092
2021 | 6 | 14 | 10 | 49.1957 | 72.0143 | 230.7163
2021 | 6 | 14 | 11 | 50.0444 | 71.3012 | 237.033
2021 | 6 | 14 | 12 | 50.0097 | 74.6051 | 263.4537
2021 | 6 | 14 | 13 | 50.3148 | 74.9732 | 262.0881
2021 | 6 | 14 | 14 | 50.5183 | 70.2868 | 262.707
2021 | 6 | 14 | 15 | 51.1396 | 70.5087 | 265.0994
2021 | 6 | 14 | 16 | 53.259 | 73.6545 | 280.204
2021 | 6 | 14 | 17 | 55.5299 | 71.8234 | 306.7633
2021 | 6 | 14 | 18 | 56.8684 | 71.8008 | 313.8891
2021 | 6 | 14 | 19 | 54.7434 | 70.8772 | 329.9096
2021 | 6 | 14 | 20 | 52.5207 | 69.1464 | 327.6167
2021 | 6 | 14 | 21 | 50.687 | 68.4571 | 316.3375
2021 | 6 | 14 | 22 | 46.4632 | 63.9409 | 286.8266
2021 | 6 | 14 | 23 | 40.56 | 58.425 | 249.7803
2021 | 6 | 15 | 0 | 37.2107 | 53.6795 | 228.4843
2021 | 6 | 15 | 1 | 35.0952 | 52.0756 | 202.53
2021 | 6 | 15 | 2 | 33.6636 | 50.592 | 195.5145
2021 | 6 | 15 | 3 | 32.6305 | 49.9667 | 191.9746
2021 | 6 | 15 | 4 | 32.8226 | 50.3792 | 194.1596
2021 | 6 | 15 | 5 | 33.2891 | 51.5933 | 202.5728
2021 | 6 | 15 | 6 | 35.6018 | 57.751 | 232.2845
2021 | 6 | 15 | 7 | 39.5368 | 65.2565 | 252.1551
2021 | 6 | 15 | 8 | 42.2402 | 71.9062 | 244.2056
2021 | 6 | 15 | 9 | 43.2823 | 74.5301 | 230.9141
2021 | 6 | 15 | 10 | 44.1944 | 77.3505 | 230.7956
2021 | 6 | 15 | 11 | 44.6842 | 79.0208 | 232.8724
2021 | 6 | 15 | 12 | 45.2883 | 78.9801 | 250.9627
2021 | 6 | 15 | 13 | 45.7077 | 81.2589 | 254.8909
2021 | 6 | 15 | 14 | 45.9883 | 77.5575 | 255.9986
2021 | 6 | 15 | 15 | 46.7903 | 76.6802 | 257.2217
2021 | 6 | 15 | 16 | 49.0343 | 80.215 | 271.7194
2021 | 6 | 15 | 17 | 51.8687 | 76.8434 | 294.7998
2021 | 6 | 15 | 18 | 52.3248 | 76.7422 | 315.021
2021 | 6 | 15 | 19 | 51.2497 | 74.3338 | 324.5581
2021 | 6 | 15 | 20 | 50.843 | 72.8167 | 321.489
2021 | 6 | 15 | 21 | 49.8703 | 71.4941 | 310.792
2021 | 6 | 15 | 22 | 46.1583 | 68.0756 | 282.3497
2021 | 6 | 15 | 23 | 40.7379 | 61.9458 | 246.8109
2021 | 6 | 16 | 0 | 37.3064 | 56.8825 | 226.459
2021 | 6 | 16 | 1 | 34.1163 | 54.7129 | 205.1759
2021 | 6 | 16 | 2 | 32.827 | 52.7575 | 199.1045
2021 | 6 | 16 | 3 | 31.9148 | 51.7112 | 196.1785
2021 | 6 | 16 | 4 | 32.1835 | 52.0433 | 199.0405
2021 | 6 | 16 | 5 | 32.8282 | 53.1452 | 208.1254
2021 | 6 | 16 | 6 | 35.4697 | 56.6307 | 226.5622
2021 | 6 | 16 | 7 | 39.1306 | 64.3546 | 248.8802
2021 | 6 | 16 | 8 | 41.2118 | 70.0363 | 253.8156
2021 | 6 | 16 | 9 | 41.9892 | 73.2231 | 256.4364
2021 | 6 | 16 | 10 | 42.7507 | 74.5902 | 259.2793
2021 | 6 | 16 | 11 | 43.4068 | 74.7747 | 256.9842
2021 | 6 | 16 | 12 | 44.6076 | 73.3804 | 259.2038
2021 | 6 | 16 | 13 | 45.2118 | 74.6154 | 261.5463
2021 | 6 | 16 | 14 | 45.8333 | 70.9056 | 258.5402
2021 | 6 | 16 | 15 | 46.7373 | 71.2112 | 256.4143
2021 | 6 | 16 | 16 | 49.0495 | 73.7136 | 268.1359
2021 | 6 | 16 | 17 | 51.6568 | 71.1703 | 288.1704
2021 | 6 | 16 | 18 | 52.2754 | 72.4811 | 321.3864
2021 | 6 | 16 | 19 | 51.8695 | 71.0895 | 320.9384
2021 | 6 | 16 | 20 | 51.9861 | 66.9708 | 318.1096
2021 | 6 | 16 | 21 | 51.1425 | 66.1396 | 307.5769
2021 | 6 | 16 | 22 | 47.3068 | 62.5706 | 279.7574
2021 | 6 | 16 | 23 | 41.2594 | 56.5444 | 244.8289
2021 | 6 | 17 | 0 | 37.2158 | 54.0487 | 215.7615
2021 | 6 | 17 | 1 | 36.7759 | 51.6317 | 208.0962
2021 | 6 | 17 | 2 | 35.144 | 50.3998 | 200.8011
2021 | 6 | 17 | 3 | 34.0235 | 49.4788 | 197.5624
2021 | 6 | 17 | 4 | 34.1515 | 49.1939 | 200.1967
2021 | 6 | 17 | 5 | 34.7995 | 50.2221 | 209.2368
2021 | 6 | 17 | 6 | 36.8465 | 56.5097 | 226.7319
2021 | 6 | 17 | 7 | 41.5474 | 64.1856 | 249.6591
2021 | 6 | 17 | 8 | 45.8638 | 71.3968 | 254.2993
2021 | 6 | 17 | 9 | 49.2803 | 75.1093 | 256.066
2021 | 6 | 17 | 10 | 52.7285 | 79.5453 | 257.8256
2021 | 6 | 17 | 11 | 55.4941 | 78.7277 | 257.7747
2021 | 6 | 17 | 12 | 57.7879 | 78.4229 | 253.9499
2021 | 6 | 17 | 13 | 59.951 | 79.4583 | 257.6643
2021 | 6 | 17 | 14 | 61.4664 | 75.9701 | 257.8139
2021 | 6 | 17 | 15 | 63.034 | 75.5843 | 258.7447
2021 | 6 | 17 | 16 | 65.3008 | 78.2907 | 271.7095
2021 | 6 | 17 | 17 | 68.0076 | 74.9897 | 293.6517
2021 | 6 | 17 | 18 | 70.5454 | 72.1755 | 311.5144
2021 | 6 | 17 | 19 | 68.9653 | 70.134 | 312.4499
2021 | 6 | 17 | 20 | 66.6599 | 66.7981 | 309.3741
2021 | 6 | 17 | 21 | 64.1712 | 65.6362 | 300.0901
2021 | 6 | 17 | 22 | 58.8738 | 61.9709 | 273.954
2021 | 6 | 17 | 23 | 51.4188 | 56.6649 | 240.0965
2021 | 6 | 18 | 0 | 45.0408 | 55.6827 | 222.2814
2021 | 6 | 18 | 1 | 41.8083 | 52.746 | 210.9357
2021 | 6 | 18 | 2 | 39.5145 | 50.9175 | 202.8467
2021 | 6 | 18 | 3 | 37.93 | 49.983 | 198.5853
2021 | 6 | 18 | 4 | 37.7611 | 50.2316 | 200.1018
2021 | 6 | 18 | 5 | 38.3542 | 51.0815 | 207.5822
2021 | 6 | 18 | 6 | 40.385 | 53.831 | 234.4525
2021 | 6 | 18 | 7 | 45.5626 | 61.0252 | 254.0256
2021 | 6 | 18 | 8 | 50.3822 | 66.1777 | 241.5013
2021 | 6 | 18 | 9 | 53.8334 | 70.8907 | 221.7454
2021 | 6 | 18 | 10 | 57.0378 | 73.8014 | 216.094
2021 | 6 | 18 | 11 | 59.4874 | 74.9194 | 216.8341
2021 | 6 | 18 | 12 | 61.8107 | 75.242 | 229.7491
2021 | 6 | 18 | 13 | 63.1108 | 77.0045 | 231.6261
2021 | 6 | 18 | 14 | 63.7163 | 72.9892 | 230.9912
2021 | 6 | 18 | 15 | 64.3129 | 71.686 | 229.7789
2021 | 6 | 18 | 16 | 65.8234 | 74.2275 | 242.8017
2021 | 6 | 18 | 17 | 66.9786 | 71.1136 | 269.4949
2021 | 6 | 18 | 18 | 66.2607 | 67.7492 | 290.1572
2021 | 6 | 18 | 19 | 64.271 | 66.1812 | 312.1583
2021 | 6 | 18 | 20 | 62.534 | 64.0549 | 312.6147
2021 | 6 | 18 | 21 | 60.8459 | 63.8774 | 306.1243
2021 | 6 | 18 | 22 | 56.479 | 60.3306 | 283.1611
2021 | 6 | 18 | 23 | 49.5396 | 53.9231 | 250.9853
2021 | 6 | 19 | 0 | 42.9343 | 51.1 | 233.0596
2021 | 6 | 19 | 1 | 39.2024 | 47.7912 | 207.9187
2021 | 6 | 19 | 2 | 36.4731 | 46.432 | 198.7694
2021 | 6 | 19 | 3 | 34.5747 | 45.7625 | 193.6895
2021 | 6 | 19 | 4 | 33.5192 | 45.0336 | 192.5479
2021 | 6 | 19 | 5 | 32.7221 | 44.1755 | 192.861
2021 | 6 | 19 | 6 | 34.3684 | 47.8726 | 201.0861
2021 | 6 | 19 | 7 | 38.1851 | 50.8545 | 214.2505
2021 | 6 | 19 | 8 | 42.9108 | 56.5298 | 229.5822
2021 | 6 | 19 | 9 | 46.0533 | 60.4767 | 240.6433
2021 | 6 | 19 | 10 | 47.6216 | 62.723 | 251.2902
2021 | 6 | 19 | 11 | 48.2576 | 64.2662 | 256.5684
2021 | 6 | 19 | 12 | 48.4113 | 63.1063 | 266.0207
2021 | 6 | 19 | 13 | 47.4063 | 62.771 | 266.6223
2021 | 6 | 19 | 14 | 45.8501 | 61.8757 | 264.1076
2021 | 6 | 19 | 15 | 44.5005 | 63.2135 | 265.3292
2021 | 6 | 19 | 16 | 45.0682 | 62.9523 | 275.9679
2021 | 6 | 19 | 17 | 46.8773 | 62.3032 | 296.8725
2021 | 6 | 19 | 18 | 52.6139 | 62.4989 | 306.3526
2021 | 6 | 19 | 19 | 50.4595 | 61.4608 | 310.8903
2021 | 6 | 19 | 20 | 47.4575 | 59.465 | 303.0653
2021 | 6 | 19 | 21 | 46.2263 | 59.0919 | 295.403
2021 | 6 | 19 | 22 | 43.4671 | 56.9013 | 274.391
2021 | 6 | 19 | 23 | 38.6814 | 52.6796 | 245.9257
2021 | 6 | 20 | 0 | 34.022 | 48.1848 | 226.3714
2021 | 6 | 20 | 1 | 32.3639 | 46.2201 | 214.9486
2021 | 6 | 20 | 2 | 30.879 | 44.891 | 205.6897
2021 | 6 | 20 | 3 | 29.8693 | 44.5329 | 200.393
2021 | 6 | 20 | 4 | 29.1701 | 44.641 | 199.1659
2021 | 6 | 20 | 5 | 28.5028 | 44.2419 | 199.4827
2021 | 6 | 20 | 6 | 29.2173 | 43.1589 | 197.4306
2021 | 6 | 20 | 7 | 32.7726 | 44.4849 | 210.0761
2021 | 6 | 20 | 8 | 37.1424 | 49.88 | 235.8302
2021 | 6 | 20 | 9 | 39.9916 | 52.9619 | 263.5698
2021 | 6 | 20 | 10 | 41.8853 | 55.1182 | 280.298
2021 | 6 | 20 | 11 | 42.688 | 55.33 | 283.9881
2021 | 6 | 20 | 12 | 41.4659 | 54.7654 | 283.5779
2021 | 6 | 20 | 13 | 41.7343 | 56.3208 | 285.476
2021 | 6 | 20 | 14 | 41.552 | 58.836 | 283.3241
2021 | 6 | 20 | 15 | 41.9238 | 60.8364 | 286.763
2021 | 6 | 20 | 16 | 43.7312 | 59.5559 | 300.256
2021 | 6 | 20 | 17 | 46.047 | 60.1197 | 323.13
2021 | 6 | 20 | 18 | 47.2842 | 62.5571 | 361.3298
2021 | 6 | 20 | 19 | 46.5355 | 60.9256 | 356.4751
2021 | 6 | 20 | 20 | 45.9109 | 58.4993 | 346.6198
2021 | 6 | 20 | 21 | 45.7297 | 58.1282 | 335.4499
2021 | 6 | 20 | 22 | 42.7575 | 56.2791 | 306.9136
2021 | 6 | 20 | 23 | 38.1625 | 51.8098 | 269.8213
2021 | 6 | 21 | 0 | 34.4575 | 48.7704 | 236.6228
2021 | 6 | 21 | 1 | 33.6346 | 50.1766 | 232.5925
2021 | 6 | 21 | 2 | 32.664 | 49.0633 | 223.1909
2021 | 6 | 21 | 3 | 32.1004 | 48.7647 | 217.713
2021 | 6 | 21 | 4 | 32.6209 | 49.8234 | 218.4452
2021 | 6 | 21 | 5 | 33.6221 | 51.3265 | 226.3694
2021 | 6 | 21 | 6 | 35.8473 | 54.5047 | 250.3815
2021 | 6 | 21 | 7 | 40.3059 | 61.5511 | 279.3631
2021 | 6 | 21 | 8 | 43.0309 | 68.8177 | 291.5966
2021 | 6 | 21 | 9 | 43.7379 | 72.2384 | 299.0674
2021 | 6 | 21 | 10 | 44.5382 | 74.3405 | 307.781
2021 | 6 | 21 | 11 | 44.9197 | 72.8907 | 315.0573
2021 | 6 | 21 | 12 | 44.3022 | 74.6274 | 305.6911
2021 | 6 | 21 | 13 | 44.4119 | 75.9476 | 317.8072
2021 | 6 | 21 | 14 | 44.6152 | 72.6519 | 328.2674
2021 | 6 | 21 | 15 | 45.2414 | 72.9994 | 338.4472
2021 | 6 | 21 | 16 | 47.6114 | 73.8401 | 359.2594
2021 | 6 | 21 | 17 | 50.6576 | 71.4239 | 389.6247
2021 | 6 | 21 | 18 | 51.545 | 69.0606 | 405.6213
2021 | 6 | 21 | 19 | 50.8378 | 68.2798 | 414.8257
2021 | 6 | 21 | 20 | 50.5659 | 66.936 | 402.8867
2021 | 6 | 21 | 21 | 50.0909 | 66.7783 | 386.6655
2021 | 6 | 21 | 22 | 46.6812 | 63.136 | 349.08
2021 | 6 | 21 | 23 | 40.7886 | 57.0017 | 303.0244
2021 | 6 | 22 | 0 | 36.7323 | 54.6436 | 263.7202
2021 | 6 | 22 | 1 | 34.8772 | 53.6696 | 263.5373
2021 | 6 | 22 | 2 | 33.6829 | 52.1376 | 250.3142
2021 | 6 | 22 | 3 | 32.8324 | 51.3878 | 241.9858
2021 | 6 | 22 | 4 | 33.3149 | 51.6706 | 239.7789
2021 | 6 | 22 | 5 | 34.1892 | 53.0478 | 244.5172
2021 | 6 | 22 | 6 | 36.5436 | 55.2749 | 266.9109
2021 | 6 | 22 | 7 | 40.7034 | 62.4613 | 295.3908
2021 | 6 | 22 | 8 | 43.1038 | 70.0461 | 303.8717
2021 | 6 | 22 | 9 | 43.3625 | 73.5453 | 305.0556
2021 | 6 | 22 | 10 | 43.9139 | 78.3792 | 311.1797
2021 | 6 | 22 | 11 | 44.1327 | 78.4944 | 320.7487
2021 | 6 | 22 | 12 | 44.5033 | 81.3318 | 337.0038
2021 | 6 | 22 | 13 | 44.5058 | 83.3724 | 351.5946
2021 | 6 | 22 | 14 | 44.4049 | 81.5854 | 363.6882
2021 | 6 | 22 | 15 | 44.8697 | 80.9312 | 377.2342
2021 | 6 | 22 | 16 | 47.0936 | 83.4124 | 400.4476
2021 | 6 | 22 | 17 | 50.4366 | 80.4508 | 428.1854
2021 | 6 | 22 | 18 | 51.2617 | 79.4035 | 432.9434
2021 | 6 | 22 | 19 | 50.8461 | 76.8803 | 437.2041
2021 | 6 | 22 | 20 | 51.2237 | 74.928 | 424.7091
2021 | 6 | 22 | 21 | 51.0706 | 73.4156 | 407.5047
2021 | 6 | 22 | 22 | 47.6096 | 69.0984 | 369.0812
2021 | 6 | 22 | 23 | 41.797 | 62.6311 | 321.6259
2021 | 6 | 23 | 0 | 37.537 | 59.2503 | 290.3221
2021 | 6 | 23 | 1 | 34.5173 | 56.7299 | 288.7731
2021 | 6 | 23 | 2 | 33.281 | 54.6646 | 273.3552
2021 | 6 | 23 | 3 | 32.4258 | 53.4266 | 262.3637
2021 | 6 | 23 | 4 | 32.9054 | 53.4058 | 258.838
2021 | 6 | 23 | 5 | 33.7403 | 54.6612 | 262.5938
2021 | 6 | 23 | 6 | 36.3664 | 58.1493 | 288.088
2021 | 6 | 23 | 7 | 40.1823 | 66.2535 | 320.8054
2021 | 6 | 23 | 8 | 42.061 | 72.1665 | 344.8097
2021 | 6 | 23 | 9 | 42.0868 | 75.9266 | 363.7963
2021 | 6 | 23 | 10 | 42.6979 | 78.3477 | 378.9897
2021 | 6 | 23 | 11 | 42.9896 | 81.0088 | 388.5979
2021 | 6 | 23 | 12 | 43.6559 | 80.0849 | 400.6243
2021 | 6 | 23 | 13 | 43.8364 | 81.2761 | 415.1597
2021 | 6 | 23 | 14 | 44.1018 | 76.9198 | 425.7791
2021 | 6 | 23 | 15 | 45.0193 | 76.3277 | 436.6957
2021 | 6 | 23 | 16 | 47.4421 | 80.0552 | 454.2445
2021 | 6 | 23 | 17 | 50.4409 | 76.6857 | 474.9536
2021 | 6 | 23 | 18 | 51.5855 | 74.717 | 480.5501
2021 | 6 | 23 | 19 | 51.4508 | 72.0241 | 475.044
2021 | 6 | 23 | 20 | 51.9387 | 67.3206 | 461.7424
2021 | 6 | 23 | 21 | 51.5421 | 66.0246 | 442.6956
2021 | 6 | 23 | 22 | 47.9143 | 62.1486 | 401.0248
2021 | 6 | 23 | 23 | 41.9163 | 56.6429 | 350.7068
2021 | 6 | 24 | 0 | 37.5655 | 58.1182 | 316.5237
2021 | 6 | 24 | 1 | 33.9919 | 54.6951 | 306.9388
2021 | 6 | 24 | 2 | 32.6902 | 53.0985 | 289.267
2021 | 6 | 24 | 3 | 31.8193 | 51.8853 | 276.733
2021 | 6 | 24 | 4 | 32.2233 | 51.7666 | 272.3807
2021 | 6 | 24 | 5 | 32.8242 | 52.8154 | 274.7982
2021 | 6 | 24 | 6 | 35.7222 | 55.3432 | 300.0985
2021 | 6 | 24 | 7 | 39.3243 | 62.7419 | 331.4688
2021 | 6 | 24 | 8 | 41.2421 | 68.4238 | 347.9003
2021 | 6 | 24 | 9 | 41.502 | 71.1447 | 356.8715
2021 | 6 | 24 | 10 | 42.3083 | 73.5422 | 366.986
2021 | 6 | 24 | 11 | 42.7419 | 74.3428 | 379.7554
2021 | 6 | 24 | 12 | 42.998 | 77.9828 | 400.2706
2021 | 6 | 24 | 13 | 43.3857 | 78.6961 | 413.8509
2021 | 6 | 24 | 14 | 43.9657 | 72.7826 | 427.6764
2021 | 6 | 24 | 15 | 45.2297 | 73.2399 | 443.6144
2021 | 6 | 24 | 16 | 47.6463 | 77.7853 | 464.1584
2021 | 6 | 24 | 17 | 50.3938 | 74.7063 | 488.7924
2021 | 6 | 24 | 18 | 51.6762 | 74.1173 | 501.9359
2021 | 6 | 24 | 19 | 51.6082 | 72.1091 | 505.4953
2021 | 6 | 24 | 20 | 52.0175 | 69.9988 | 488.4889
2021 | 6 | 24 | 21 | 51.4116 | 68.8439 | 467.4156
2021 | 6 | 24 | 22 | 47.7704 | 65.1179 | 422.9746
2021 | 6 | 24 | 23 | 41.8755 | 59.1695 | 368.3021
2021 | 6 | 25 | 0 | 37.3967 | 55.1263 | 324.1531
2021 | 6 | 25 | 1 | 34.4681 | 53.2337 | 308.4017
2021 | 6 | 25 | 2 | 32.9865 | 51.6249 | 289.8615
2021 | 6 | 25 | 3 | 31.9606 | 50.8428 | 276.6014
2021 | 6 | 25 | 4 | 32.2624 | 51.0101 | 271.9918
2021 | 6 | 25 | 5 | 32.8267 | 51.9393 | 273.7521
2021 | 6 | 25 | 6 | 34.0316 | 54.1749 | 302.0578
2021 | 6 | 25 | 7 | 38.0269 | 61.1187 | 333.7446
2021 | 6 | 25 | 8 | 41.3589 | 67.8366 | 353.2612
2021 | 6 | 25 | 9 | 43.4814 | 72.7667 | 367.0145
2021 | 6 | 25 | 10 | 45.6992 | 78.0495 | 377.3836
2021 | 6 | 25 | 11 | 47.1711 | 77.6174 | 384.2852
2021 | 6 | 25 | 12 | 48.846 | 80.4232 | 409.2885
2021 | 6 | 25 | 13 | 50.388 | 82.3344 | 422.0787
2021 | 6 | 25 | 14 | 51.8397 | 79.6294 | 432.7639
2021 | 6 | 25 | 15 | 53.6701 | 78.2083 | 445.9508
2021 | 6 | 25 | 16 | 56.4023 | 80.9142 | 460.6567
2021 | 6 | 25 | 17 | 59.3822 | 77.6239 | 477.8451
2021 | 6 | 25 | 18 | 60.927 | 72.133 | 488.401
2021 | 6 | 25 | 19 | 59.5699 | 69.8585 | 491.3585
2021 | 6 | 25 | 20 | 57.5904 | 68.2633 | 474.2424
2021 | 6 | 25 | 21 | 55.8234 | 67.5029 | 455.3665
2021 | 6 | 25 | 22 | 51.9261 | 63.5856 | 416.8088
2021 | 6 | 25 | 23 | 45.4295 | 57.4749 | 367.6369
2021 | 6 | 26 | 0 | 38.8026 | 55.5416 | 326.135
2021 | 6 | 26 | 1 | 35.8563 | 51.0521 | 290.0758
2021 | 6 | 26 | 2 | 33.6568 | 49.4572 | 272.2805
2021 | 6 | 26 | 3 | 32.2014 | 48.4209 | 259.7827
2021 | 6 | 26 | 4 | 31.4255 | 47.5373 | 252.3799
2021 | 6 | 26 | 5 | 30.8833 | 46.6666 | 249.5982
2021 | 6 | 26 | 6 | 30.5267 | 46.2878 | 259.1943
2021 | 6 | 26 | 7 | 34.8767 | 48.851 | 276.4174
2021 | 6 | 26 | 8 | 41.006 | 53.3083 | 288.5101
2021 | 6 | 26 | 9 | 46.1853 | 56.7726 | 300.3286
2021 | 6 | 26 | 10 | 50.3631 | 59.5822 | 310.6218
2021 | 6 | 26 | 11 | 53.1392 | 61.897 | 321.8042
2021 | 6 | 26 | 12 | 55.2613 | 65.1248 | 329.3873
2021 | 6 | 26 | 13 | 56.9581 | 64.5362 | 340.5773
2021 | 6 | 26 | 14 | 58.1396 | 62.7256 | 348.365
2021 | 6 | 26 | 15 | 59.2264 | 63.2556 | 356.3746
2021 | 6 | 26 | 16 | 61.2154 | 65.2684 | 374.045
2021 | 6 | 26 | 17 | 63.4532 | 64.8802 | 405.6497
2021 | 6 | 26 | 18 | 62.546 | 61.3248 | 434.9873
2021 | 6 | 26 | 19 | 60.6809 | 59.7738 | 443.0332
2021 | 6 | 26 | 20 | 58.4138 | 57.2945 | 423.7967
2021 | 6 | 26 | 21 | 57.2113 | 58.2985 | 408.2865
2021 | 6 | 26 | 22 | 53.559 | 55.6461 | 375.0251
2021 | 6 | 26 | 23 | 47.6754 | 51.2055 | 331.8509
2021 | 6 | 27 | 0 | 40.8582 | 50.5601 | 287.6916
2021 | 6 | 27 | 1 | 36.9312 | 44.5677 | 271.5163
2021 | 6 | 27 | 2 | 34.6258 | 43.3967 | 256.5608
2021 | 6 | 27 | 3 | 33.062 | 43.077 | 245.6863
2021 | 6 | 27 | 4 | 32.0732 | 42.758 | 239.707
2021 | 6 | 27 | 5 | 31.2959 | 42.0118 | 238.0207
2021 | 6 | 27 | 6 | 30.8327 | 40.8854 | 246.6401
2021 | 6 | 27 | 7 | 35.2849 | 42.5386 | 260.4106
2021 | 6 | 27 | 8 | 41.7432 | 47.1752 | 272.7003
2021 | 6 | 27 | 9 | 47.4856 | 49.1854 | 289.7954
2021 | 6 | 27 | 10 | 52.4909 | 50.8889 | 305.5534
2021 | 6 | 27 | 11 | 55.9502 | 53.2185 | 321.1841
2021 | 6 | 27 | 12 | 58.8796 | 58.4363 | 326.9766
2021 | 6 | 27 | 13 | 60.8196 | 59.1195 | 344.9411
2021 | 6 | 27 | 14 | 62.0187 | 60.0668 | 358.2603
2021 | 6 | 27 | 15 | 63.3474 | 63.1216 | 376.1665
2021 | 6 | 27 | 16 | 65.5743 | 61.4506 | 401.925
2021 | 6 | 27 | 17 | 67.9426 | 61.6876 | 439.3992
2021 | 6 | 27 | 18 | 66.5822 | 60.5152 | 464.8901
2021 | 6 | 27 | 19 | 64.6616 | 58.5731 | 472.2196
2021 | 6 | 27 | 20 | 61.9639 | 56.8158 | 453.5858
2021 | 6 | 27 | 21 | 59.446 | 56.6432 | 436.2103
2021 | 6 | 27 | 22 | 54.6725 | 54.3941 | 395.0036
2021 | 6 | 27 | 23 | 48.5682 | 50.4567 | 343.6314
2021 | 6 | 28 | 0 | 43.1719 | 48.0799 | 295.1044
2021 | 6 | 28 | 1 | 38.6585 | 51.2504 | 275.4478
2021 | 6 | 28 | 2 | 36.6373 | 50.0048 | 260.7334
2021 | 6 | 28 | 3 | 35.2994 | 49.4749 | 250.1252
2021 | 6 | 28 | 4 | 35.0628 | 50.5624 | 247.8555
2021 | 6 | 28 | 5 | 35.5979 | 51.6886 | 251.8913
2021 | 6 | 28 | 6 | 37.5442 | 56.3743 | 274.9342
2021 | 6 | 28 | 7 | 43.4215 | 64.9045 | 306.9858
2021 | 6 | 28 | 8 | 49.0358 | 72.9694 | 323.8784
2021 | 6 | 28 | 9 | 53.1746 | 78.9775 | 332.0601
2021 | 6 | 28 | 10 | 57.208 | 83.9348 | 345.0258
2021 | 6 | 28 | 11 | 60.4124 | 82.0027 | 358.9523
2021 | 6 | 28 | 12 | 63.2939 | 80.0976 | 392.2535
2021 | 6 | 28 | 13 | 65.2158 | 81.9202 | 398.5183
2021 | 6 | 28 | 14 | 66.6462 | 74.1824 | 407.4015
2021 | 6 | 28 | 15 | 68.2346 | 73.3206 | 418.1097
2021 | 6 | 28 | 16 | 70.6333 | 78.0207 | 436.3074
2021 | 6 | 28 | 17 | 72.684 | 74.7951 | 458.5627
2021 | 6 | 28 | 18 | 72.9833 | 73.1788 | 482.9713
2021 | 6 | 28 | 19 | 70.7959 | 71.0159 | 471.0628
2021 | 6 | 28 | 20 | 68.0276 | 67.0637 | 458.4862
2021 | 6 | 28 | 21 | 64.3171 | 65.4873 | 436.3638
2021 | 6 | 28 | 22 | 59.0721 | 62.0337 | 398.2317
2021 | 6 | 28 | 23 | 51.4103 | 56.8403 | 347.9902
2021 | 6 | 29 | 0 | 44.4595 | 61.4961 | 309.4351
2021 | 6 | 29 | 1 | 40.8664 | 54.9528 | 255.9009
2021 | 6 | 29 | 2 | 38.4976 | 52.9977 | 242.9624
2021 | 6 | 29 | 3 | 36.8659 | 51.7513 | 235.2443
2021 | 6 | 29 | 4 | 36.4096 | 52.0508 | 233.8567
2021 | 6 | 29 | 5 | 36.8382 | 52.8284 | 237.9738
2021 | 6 | 29 | 6 | 38.7763 | 55.4916 | 262.452
2021 | 6 | 29 | 7 | 44.7289 | 64.1173 | 287.2838
2021 | 6 | 29 | 8 | 50.5786 | 70.5817 | 288.1491
2021 | 6 | 29 | 9 | 54.8895 | 77.013 | 281.7292
2021 | 6 | 29 | 10 | 58.8556 | 81.0988 | 277.6797
2021 | 6 | 29 | 11 | 62.0452 | 81.226 | 270.2465
2021 | 6 | 29 | 12 | 64.575 | 81.0679 | 263.6256
2021 | 6 | 29 | 13 | 66.2931 | 82.4701 | 259.5969
2021 | 6 | 29 | 14 | 67.5866 | 72.7707 | 262.1427
2021 | 6 | 29 | 15 | 68.8418 | 72.4752 | 267.7916
2021 | 6 | 29 | 16 | 70.87 | 79.4424 | 287.2618
2021 | 6 | 29 | 17 | 72.6213 | 76.2378 | 317.1171
2021 | 6 | 29 | 18 | 72.2483 | 75.6429 | 344.6217
2021 | 6 | 29 | 19 | 70.1661 | 73.1131 | 358.7334
2021 | 6 | 29 | 20 | 67.7838 | 71.0635 | 348.8174
2021 | 6 | 29 | 21 | 64.2207 | 69.8996 | 335.0443
2021 | 6 | 29 | 22 | 59.0631 | 65.9949 | 306.5135
2021 | 6 | 29 | 23 | 51.6319 | 59.2141 | 264.5481
2021 | 6 | 30 | 0 | 45.2211 | 59.3182 | 234.5038
2021 | 6 | 30 | 1 | 41.29 | 55.7703 | 219.787
2021 | 6 | 30 | 2 | 38.8896 | 53.7596 | 210.0964
2021 | 6 | 30 | 3 | 37.2327 | 52.3183 | 204.1592
2021 | 6 | 30 | 4 | 36.7336 | 52.7384 | 205.3842
2021 | 6 | 30 | 5 | 37.2322 | 53.6242 | 212.2235
2021 | 6 | 30 | 6 | 40.5774 | 58.5961 | 230.5176
2021 | 6 | 30 | 7 | 46.0166 | 67.8628 | 251.4344
2021 | 6 | 30 | 8 | 50.8033 | 73.3475 | 248.4621
2021 | 6 | 30 | 9 | 54.4572 | 78.5092 | 241.1739
2021 | 6 | 30 | 10 | 57.7347 | 80.5976 | 242.2967
2021 | 6 | 30 | 11 | 60.6068 | 79.9008 | 246.0153
2021 | 6 | 30 | 12 | 63.4542 | 78.7389 | 251.9778
2021 | 6 | 30 | 13 | 64.7288 | 78.7014 | 259.5637
2021 | 6 | 30 | 14 | 65.4837 | 67.7197 | 270.4427
2021 | 6 | 30 | 15 | 66.0996 | 67.8587 | 278.2593
2021 | 6 | 30 | 16 | 67.6068 | 73.6246 | 297.7666
2021 | 6 | 30 | 17 | 68.5537 | 69.8223 | 331.0264
2021 | 6 | 30 | 18 | 70.228 | 70.5356 | 371.8951
2021 | 6 | 30 | 19 | 68.345 | 67.458 | 386.0272
2021 | 6 | 30 | 20 | 66.4513 | 64.2088 | 380.8942
2021 | 6 | 30 | 21 | 63.2434 | 63.0043 | 368.5601
2021 | 6 | 30 | 22 | 58.2474 | 59.7044 | 336.9928
2021 | 6 | 30 | 23 | 50.965 | 54.2829 | 291.2787
2021 | 7 | 1 | 0 | 44.6202 | 58.1919 | 251.6924
2021 | 7 | 1 | 1 | 41.0521 | 48.5496 | 258.2266
2021 | 7 | 1 | 2 | 38.3303 | 49.4673 | 245.3614
2021 | 7 | 1 | 3 | 36.4635 | 48.1968 | 236.5518
2021 | 7 | 1 | 4 | 35.4336 | 47.7651 | 234.9028
2021 | 7 | 1 | 5 | 34.8484 | 46.8954 | 234.9314
2021 | 7 | 1 | 6 | 35.3745 | 43.812 | 240.765
2021 | 7 | 1 | 7 | 39.6402 | 46.2078 | 258.0517
2021 | 7 | 1 | 8 | 44.6205 | 50.3477 | 268.7515
2021 | 7 | 1 | 9 | 48.8807 | 55.6478 | 286.6792
2021 | 7 | 1 | 10 | 52.3433 | 60.079 | 299.4236
2021 | 7 | 1 | 11 | 54.764 | 62.1381 | 316.4212
2021 | 7 | 1 | 12 | 55.8597 | 64.1401 | 312.5539
2021 | 7 | 1 | 13 | 56.0546 | 66.2118 | 313.3115
2021 | 7 | 1 | 14 | 55.3383 | 66.1807 | 316.8948
2021 | 7 | 1 | 15 | 55.184 | 67.5613 | 331.578
2021 | 7 | 1 | 16 | 56.3895 | 69.9566 | 351.2961
2021 | 7 | 1 | 17 | 57.4405 | 69.2342 | 394.7672
2021 | 7 | 1 | 18 | 56.8042 | 67.7732 | 426.9368
2021 | 7 | 1 | 19 | 54.6914 | 67.385 | 438.2625
2021 | 7 | 1 | 20 | 52.4669 | 64.7651 | 421.7293
2021 | 7 | 1 | 21 | 50.3587 | 63.7887 | 403.2475
2021 | 7 | 1 | 22 | 47.3731 | 61.4147 | 371.8799
2021 | 7 | 1 | 23 | 43.4958 | 57.9948 | 333.1917
2021 | 7 | 2 | 0 | 39.5004 | 51.6399 | 287.8555
2021 | 7 | 2 | 1 | 33.0745 | 54.4856 | 268.1425
2021 | 7 | 2 | 2 | 30.8532 | 51.8864 | 251.0428
2021 | 7 | 2 | 3 | 29.1921 | 50.1899 | 240.8199
2021 | 7 | 2 | 4 | 28.5107 | 52.1564 | 237.6822
2021 | 7 | 2 | 5 | 27.6229 | 52.6622 | 241.0058
2021 | 7 | 2 | 6 | 30.346 | 57.4412 | 260.7461
2021 | 7 | 2 | 7 | 35.0656 | 67.5667 | 295.7366
2021 | 7 | 2 | 8 | 38.7062 | 70.4844 | 317.7725
2021 | 7 | 2 | 9 | 40.6341 | 80.8465 | 326.1224
2021 | 7 | 2 | 10 | 42.3929 | 83.3918 | 336.3164
2021 | 7 | 2 | 11 | 43.0124 | 77.7993 | 342.1307
2021 | 7 | 2 | 12 | 43.7913 | 74.2591 | 358.3426
2021 | 7 | 2 | 13 | 41.9906 | 74.4144 | 360.1306
2021 | 7 | 2 | 14 | 41.1023 | 53.6695 | 369.2891
2021 | 7 | 2 | 15 | 40.3016 | 56.1027 | 378.4324
2021 | 7 | 2 | 16 | 41.3062 | 63.6316 | 404.2323
2021 | 7 | 2 | 17 | 43.228 | 60.4724 | 435.6403
2021 | 7 | 2 | 18 | 48.9245 | 60.6213 | 461.2178
2021 | 7 | 2 | 19 | 48.0596 | 59.7525 | 471.5108
2021 | 7 | 2 | 20 | 46.9278 | 59.939 | 463.4074
2021 | 7 | 2 | 21 | 45.0148 | 60.7701 | 452.6262
2021 | 7 | 2 | 22 | 44.3028 | 57.8131 | 428.5648
2021 | 7 | 2 | 23 | 39.0957 | 50.4833 | 377.0406
2021 | 7 | 3 | 0 | 33.1247 | 59.562 | 337.7262
2021 | 7 | 3 | 1 | 32.4826 | 45.7774 | 288.7359
2021 | 7 | 3 | 2 | 30.6934 | 44.3088 | 272.2183
2021 | 7 | 3 | 3 | 29.4173 | 43.7053 | 262.5168
2021 | 7 | 3 | 4 | 28.7264 | 43.376 | 256.9308
2021 | 7 | 3 | 5 | 27.8641 | 43.2386 | 253.5013
2021 | 7 | 3 | 6 | 26.8379 | 40.4448 | 256.2373
2021 | 7 | 3 | 7 | 30.2926 | 42.9267 | 274.5035
2021 | 7 | 3 | 8 | 34.9986 | 46.5751 | 297.9664
2021 | 7 | 3 | 9 | 38.6281 | 51.7094 | 316.4577
2021 | 7 | 3 | 10 | 41.7965 | 54.2756 | 328.1954
2021 | 7 | 3 | 11 | 43.8725 | 56.0225 | 334.6592
2021 | 7 | 3 | 12 | 44.8049 | 55.0418 | 336.351
2021 | 7 | 3 | 13 | 45.2357 | 55.003 | 338.2989
2021 | 7 | 3 | 14 | 45.6126 | 56.1221 | 341.6601
2021 | 7 | 3 | 15 | 45.8792 | 58.5594 | 348.7676
2021 | 7 | 3 | 16 | 47.3685 | 55.6334 | 370.0359
2021 | 7 | 3 | 17 | 49.4929 | 55.7983 | 406.4684
2021 | 7 | 3 | 18 | 52.7053 | 55.4067 | 418.1379
2021 | 7 | 3 | 19 | 50.903 | 54.9507 | 420.0552
2021 | 7 | 3 | 20 | 48.2335 | 51.7518 | 399.7723
2021 | 7 | 3 | 21 | 47.3379 | 53.2386 | 390.2658
2021 | 7 | 3 | 22 | 44.5593 | 51.271 | 363.3499
2021 | 7 | 3 | 23 | 39.9192 | 47.4742 | 325.2635
2021 | 7 | 4 | 0 | 35.6526 | 46.6458 | 301.754
2021 | 7 | 4 | 1 | 33.6417 | 45.9785 | 271.4798
2021 | 7 | 4 | 2 | 31.6936 | 44.5956 | 257.3778
2021 | 7 | 4 | 3 | 30.3134 | 44.1472 | 249.1768
2021 | 7 | 4 | 4 | 29.4885 | 43.9602 | 244.2589
2021 | 7 | 4 | 5 | 28.4966 | 43.22 | 240.8718
2021 | 7 | 4 | 6 | 28.3243 | 44.3202 | 238.9811
2021 | 7 | 4 | 7 | 32.1494 | 46.85 | 250.8059
2021 | 7 | 4 | 8 | 37.9902 | 50.3556 | 266.2329
2021 | 7 | 4 | 9 | 43.2101 | 54.0077 | 280.8452
2021 | 7 | 4 | 10 | 47.7941 | 56.3441 | 290.6484
2021 | 7 | 4 | 11 | 50.7087 | 57.5581 | 298.1742
2021 | 7 | 4 | 12 | 52.5972 | 55.5989 | 307.032
2021 | 7 | 4 | 13 | 54.0195 | 55.5123 | 314.3453
2021 | 7 | 4 | 14 | 55.1542 | 56.2265 | 315.9593
2021 | 7 | 4 | 15 | 56.2797 | 60.0641 | 323.1607
2021 | 7 | 4 | 16 | 58.5538 | 57.2773 | 344.1207
2021 | 7 | 4 | 17 | 61.3135 | 58.0461 | 383.1746
2021 | 7 | 4 | 18 | 63.3146 | 58.2425 | 415.5615
2021 | 7 | 4 | 19 | 61.4465 | 57.4328 | 424.0382
2021 | 7 | 4 | 20 | 58.8564 | 56.5643 | 405.3187
2021 | 7 | 4 | 21 | 57.6225 | 56.9889 | 392.0419
2021 | 7 | 4 | 22 | 53.7608 | 55.5847 | 357.6639
2021 | 7 | 4 | 23 | 47.8368 | 52.6125 | 311.9556
2021 | 7 | 5 | 0 | 42.0481 | 49.7112 | 272.5932
2021 | 7 | 5 | 1 | 39.2463 | 47.6874 | 260.3903
2021 | 7 | 5 | 2 | 37.2766 | 46.7453 | 249.3987
2021 | 7 | 5 | 3 | 35.9108 | 46.5649 | 243.1156
2021 | 7 | 5 | 4 | 35.9572 | 47.637 | 243.3234
2021 | 7 | 5 | 5 | 36.3989 | 48.9174 | 249.3799
2021 | 7 | 5 | 6 | 38.521 | 54.3662 | 266.5064
2021 | 7 | 5 | 7 | 43.4871 | 62.508 | 292.4385
2021 | 7 | 5 | 8 | 48.3137 | 67.6229 | 301.376
2021 | 7 | 5 | 9 | 51.9361 | 71.1683 | 302.894
2021 | 7 | 5 | 10 | 55.555 | 73.8044 | 305.8041
2021 | 7 | 5 | 11 | 58.2503 | 73.4213 | 313.156
2021 | 7 | 5 | 12 | 60.6657 | 72.9799 | 333.8826
2021 | 7 | 5 | 13 | 61.9795 | 72.8834 | 338.8479
2021 | 7 | 5 | 14 | 62.7026 | 69.0499 | 342.1493
2021 | 7 | 5 | 15 | 63.6061 | 71.7304 | 351.5518
2021 | 7 | 5 | 16 | 65.7433 | 71.0094 | 372.3332
2021 | 7 | 5 | 17 | 68.3402 | 69.6456 | 406.5066
2021 | 7 | 5 | 18 | 71.726 | 65.4523 | 437.5795
2021 | 7 | 5 | 19 | 69.1733 | 64.9321 | 438.0812
2021 | 7 | 5 | 20 | 66.371 | 63.3524 | 424.2105
2021 | 7 | 5 | 21 | 64.0733 | 63.8269 | 408.4858
2021 | 7 | 5 | 22 | 58.9476 | 60.3384 | 372.9339
2021 | 7 | 5 | 23 | 51.5241 | 55.5759 | 327.1369
2021 | 7 | 6 | 0 | 44.553 | 52.5382 | 292.7368
2021 | 7 | 6 | 1 | 41.1883 | 49.4729 | 276.1855
2021 | 7 | 6 | 2 | 38.7701 | 47.9706 | 263.5062
2021 | 7 | 6 | 3 | 36.995 | 47.4158 | 255.4049
2021 | 7 | 6 | 4 | 36.7232 | 47.9915 | 254.2081
2021 | 7 | 6 | 5 | 36.7651 | 49.3737 | 259.4878
2021 | 7 | 6 | 6 | 38.5668 | 50.9108 | 278.0856
2021 | 7 | 6 | 7 | 43.5347 | 58.0477 | 306.7754
2021 | 7 | 6 | 8 | 48.6676 | 62.8406 | 323.2668
2021 | 7 | 6 | 9 | 52.3167 | 66.808 | 331.2822
2021 | 7 | 6 | 10 | 55.6213 | 70.0844 | 339.1408
2021 | 7 | 6 | 11 | 57.8566 | 70.822 | 346.9847
2021 | 7 | 6 | 12 | 59.5642 | 70.2868 | 366.301
2021 | 7 | 6 | 13 | 60.9747 | 71.9004 | 370.689
2021 | 7 | 6 | 14 | 62.0604 | 70.1573 | 373.0454
2021 | 7 | 6 | 15 | 63.3158 | 71.5594 | 382.3255
2021 | 7 | 6 | 16 | 65.5869 | 71.42 | 403.5165
2021 | 7 | 6 | 17 | 68.4141 | 69.4897 | 433.3158
2021 | 7 | 6 | 18 | 69.5255 | 67.7027 | 457.3588
2021 | 7 | 6 | 19 | 66.7823 | 66.9608 | 457.2926
2021 | 7 | 6 | 20 | 63.4623 | 64.2275 | 442.7846
2021 | 7 | 6 | 21 | 60.8347 | 64.5182 | 427.1525
2021 | 7 | 6 | 22 | 55.702 | 60.6733 | 390.2712
2021 | 7 | 6 | 23 | 48.7961 | 55.1492 | 342.4811
2021 | 7 | 7 | 0 | 44.3255 | 53.3986 | 303.8705
2021 | 7 | 7 | 1 | 41.2876 | 51.1329 | 287.9296
2021 | 7 | 7 | 2 | 38.879 | 49.3871 | 273.8856
2021 | 7 | 7 | 3 | 37.1288 | 48.3465 | 264.6927
2021 | 7 | 7 | 4 | 36.8117 | 48.6128 | 262.686
2021 | 7 | 7 | 5 | 36.9836 | 49.7374 | 267.1665
2021 | 7 | 7 | 6 | 38.7016 | 54.2985 | 285.2114
2021 | 7 | 7 | 7 | 43.854 | 62.2335 | 315.4373
2021 | 7 | 7 | 8 | 49.3414 | 66.4036 | 341.1393
2021 | 7 | 7 | 9 | 53.7776 | 69.8919 | 360.4724
2021 | 7 | 7 | 10 | 57.7646 | 71.4407 | 369.9251
2021 | 7 | 7 | 11 | 60.7573 | 72.767 | 372.1251
2021 | 7 | 7 | 12 | 63.5206 | 73.9064 | 372.1526
2021 | 7 | 7 | 13 | 65.9032 | 74.2687 | 377.6857
2021 | 7 | 7 | 14 | 67.8529 | 69.8745 | 379.0722
2021 | 7 | 7 | 15 | 69.9148 | 72.8683 | 386.8538
2021 | 7 | 7 | 16 | 72.5121 | 73.3 | 408.0158
2021 | 7 | 7 | 17 | 75.2442 | 71.0669 | 436.9715
2021 | 7 | 7 | 18 | 73.2408 | 70.4866 | 460.3582
2021 | 7 | 7 | 19 | 70.473 | 69.389 | 461.6365
2021 | 7 | 7 | 20 | 66.9763 | 67.6333 | 447.043
2021 | 7 | 7 | 21 | 64.2644 | 67.7716 | 431.3327
2021 | 7 | 7 | 22 | 58.8321 | 64.007 | 393.4731
2021 | 7 | 7 | 23 | 51.5357 | 58.1743 | 344.7575
2021 | 7 | 8 | 0 | 46.5907 | 53.7992 | 306.7611
2021 | 7 | 8 | 1 | 41.691 | 51.3826 | 294.5285
2021 | 7 | 8 | 2 | 39.269 | 49.8426 | 278.9821
2021 | 7 | 8 | 3 | 37.598 | 49.026 | 269.0465
2021 | 7 | 8 | 4 | 37.242 | 49.5006 | 266.5872
2021 | 7 | 8 | 5 | 37.4325 | 51.1167 | 270.5576
2021 | 7 | 8 | 6 | 38.4347 | 54.6424 | 291.6014
2021 | 7 | 8 | 7 | 43.3711 | 62.402 | 320.7686
2021 | 7 | 8 | 8 | 48.5782 | 67.0012 | 338.273
2021 | 7 | 8 | 9 | 52.5947 | 69.9661 | 348.0767
2021 | 7 | 8 | 10 | 56.1216 | 72.9393 | 354.8072
2021 | 7 | 8 | 11 | 58.6677 | 72.5524 | 362.9009
2021 | 7 | 8 | 12 | 60.5905 | 70.9838 | 366.5863
2021 | 7 | 8 | 13 | 62.3316 | 71.2058 | 377.9966
2021 | 7 | 8 | 14 | 63.9715 | 68.1158 | 388.7097
2021 | 7 | 8 | 15 | 65.6178 | 69.8681 | 404.8255
2021 | 7 | 8 | 16 | 67.7796 | 68.7553 | 430.0506
2021 | 7 | 8 | 17 | 70.1158 | 66.2485 | 465.7958
2021 | 7 | 8 | 18 | 69.7141 | 63.7374 | 490.4729
2021 | 7 | 8 | 19 | 67.4302 | 63.0608 | 494.6594
2021 | 7 | 8 | 20 | 64.613 | 59.4346 | 479.2645
2021 | 7 | 8 | 21 | 62.1574 | 59.859 | 462.7206
2021 | 7 | 8 | 22 | 57.1261 | 56.4454 | 422.8691
2021 | 7 | 8 | 23 | 50.21 | 51.739 | 370.5456
2021 | 7 | 9 | 0 | 43.9487 | 54.6035 | 326.2276
2021 | 7 | 9 | 1 | 41.0934 | 50.9025 | 300.5792
2021 | 7 | 9 | 2 | 38.7135 | 49.0275 | 284.2788
2021 | 7 | 9 | 3 | 37.0413 | 48.1353 | 273.6078
2021 | 7 | 9 | 4 | 36.6882 | 48.7312 | 270.7333
2021 | 7 | 9 | 5 | 36.8897 | 49.7006 | 273.7305
2021 | 7 | 9 | 6 | 38.5249 | 51.8628 | 293.6534
2021 | 7 | 9 | 7 | 43.6369 | 59.0248 | 322.9803
2021 | 7 | 9 | 8 | 49.3757 | 62.1662 | 343.7877
2021 | 7 | 9 | 9 | 53.9856 | 66.0724 | 357.2065
2021 | 7 | 9 | 10 | 57.9403 | 68.0973 | 364.7592
2021 | 7 | 9 | 11 | 60.8099 | 69.6262 | 368.8324
2021 | 7 | 9 | 12 | 63.435 | 72.1713 | 390.9969
2021 | 7 | 9 | 13 | 65.6824 | 72.3692 | 395.0078
2021 | 7 | 9 | 14 | 67.5001 | 68.1682 | 396.7581
2021 | 7 | 9 | 15 | 69.2876 | 69.9785 | 405.5107
2021 | 7 | 9 | 16 | 71.3957 | 69.5464 | 421.9738
2021 | 7 | 9 | 17 | 73.7837 | 67.279 | 446.0215
2021 | 7 | 9 | 18 | 72.8641 | 60.1438 | 471.5109
2021 | 7 | 9 | 19 | 69.98 | 59.3557 | 465.3048
2021 | 7 | 9 | 20 | 66.3134 | 57.7282 | 449.441
2021 | 7 | 9 | 21 | 63.6699 | 59.0573 | 433.6062
2021 | 7 | 9 | 22 | 58.7359 | 56.1407 | 400.8413
2021 | 7 | 9 | 23 | 51.7192 | 50.4747 | 356.9596
2021 | 7 | 10 | 0 | 45.802 | 50.1388 | 324.4374
2021 | 7 | 10 | 1 | 41.4747 | 45.0853 | 285.6696
2021 | 7 | 10 | 2 | 38.4691 | 43.67 | 269.6666
2021 | 7 | 10 | 3 | 36.3365 | 43.1746 | 259.7258
2021 | 7 | 10 | 4 | 35.0557 | 42.8438 | 253.9848
2021 | 7 | 10 | 5 | 33.9988 | 42.6265 | 251.3557
2021 | 7 | 10 | 6 | 35.5242 | 41.5021 | 256.6192
2021 | 7 | 10 | 7 | 40.8177 | 43.9578 | 273.679
2021 | 7 | 10 | 8 | 48.1901 | 48.0367 | 293.0252
2021 | 7 | 10 | 9 | 54.9257 | 51.4484 | 308.6902
2021 | 7 | 10 | 10 | 60.4962 | 53.2772 | 316.9404
2021 | 7 | 10 | 11 | 64.2355 | 55.5687 | 321.6849
2021 | 7 | 10 | 12 | 67.3792 | 59.6022 | 328.6524
2021 | 7 | 10 | 13 | 69.5946 | 58.6853 | 329.8457
2021 | 7 | 10 | 14 | 71.0561 | 58.0963 | 326.8167
2021 | 7 | 10 | 15 | 72.2272 | 62.3526 | 329.2577
2021 | 7 | 10 | 16 | 74.0219 | 58.7743 | 343.8865
2021 | 7 | 10 | 17 | 75.5577 | 58.8426 | 376.6086
2021 | 7 | 10 | 18 | 73.4047 | 55.4249 | 393.0088
2021 | 7 | 10 | 19 | 70.4434 | 54.8338 | 394.0511
2021 | 7 | 10 | 20 | 65.94 | 52.9239 | 375.379
2021 | 7 | 10 | 21 | 63.4109 | 54.3916 | 365.5712
2021 | 7 | 10 | 22 | 59.0011 | 52.1626 | 340.4221
2021 | 7 | 10 | 23 | 52.7466 | 48.6104 | 304.6184
2021 | 7 | 11 | 0 | 47.8101 | 46.9855 | 282.8849
2021 | 7 | 11 | 1 | 42.3717 | 45.8876 | 257.6621
2021 | 7 | 11 | 2 | 39.2493 | 44.523 | 245.4136
2021 | 7 | 11 | 3 | 36.9632 | 44.0637 | 238.3233
2021 | 7 | 11 | 4 | 35.5063 | 44.0453 | 234.0526
2021 | 7 | 11 | 5 | 34.1742 | 43.8706 | 231.837
2021 | 7 | 11 | 6 | 34.8652 | 40.6205 | 229.4356
2021 | 7 | 11 | 7 | 39.9338 | 42.6397 | 239.4857
2021 | 7 | 11 | 8 | 47.4255 | 46.3514 | 250.7099
2021 | 7 | 11 | 9 | 54.3481 | 51.0665 | 261.3752
2021 | 7 | 11 | 10 | 60.2722 | 54.9875 | 267.2585
2021 | 7 | 11 | 11 | 64.1897 | 56.3902 | 273.2792
2021 | 7 | 11 | 12 | 67.0476 | 56.3651 | 277.703
2021 | 7 | 11 | 13 | 68.9969 | 56.9164 | 284.122
2021 | 7 | 11 | 14 | 70.1245 | 58.4262 | 283.1713
2021 | 7 | 11 | 15 | 71.1813 | 62.2107 | 290.2627
2021 | 7 | 11 | 16 | 73.2039 | 60.5616 | 309.249
2021 | 7 | 11 | 17 | 75.4045 | 61.8399 | 350.3205
2021 | 7 | 11 | 18 | 74.6781 | 59.9163 | 382.0734
2021 | 7 | 11 | 19 | 71.7286 | 58.7226 | 391.6588
2021 | 7 | 11 | 20 | 67.0526 | 55.9741 | 375.9134
2021 | 7 | 11 | 21 | 64.0689 | 56.8916 | 364.7013
2021 | 7 | 11 | 22 | 59.1086 | 54.9789 | 333.533
2021 | 7 | 11 | 23 | 52.5221 | 51.0129 | 290.8037
2021 | 7 | 12 | 0 | 47.7464 | 50.898 | 256.2171
2021 | 7 | 12 | 1 | 42.3441 | 48.383 | 244.1784
2021 | 7 | 12 | 2 | 39.9285 | 47.2685 | 234.9778
2021 | 7 | 12 | 3 | 38.2942 | 46.9358 | 230.2727
2021 | 7 | 12 | 4 | 37.9731 | 47.3305 | 231.6422
2021 | 7 | 12 | 5 | 38.2753 | 48.7635 | 238.3985
2021 | 7 | 12 | 6 | 40.4104 | 51.8798 | 254.7004
2021 | 7 | 12 | 7 | 45.7646 | 59.5152 | 278.6781
2021 | 7 | 12 | 8 | 51.4817 | 66.6576 | 282.8484
2021 | 7 | 12 | 9 | 55.6145 | 71.6268 | 279.5714
2021 | 7 | 12 | 10 | 59.0993 | 76.234 | 279.9376
2021 | 7 | 12 | 11 | 61.4356 | 76.6504 | 286.1765
2021 | 7 | 12 | 12 | 64.0935 | 77.9299 | 283.8121
2021 | 7 | 12 | 13 | 66.2453 | 79.2591 | 288.3063
2021 | 7 | 12 | 14 | 68.2122 | 77.1354 | 294.9263
2021 | 7 | 12 | 15 | 70.3442 | 77.9597 | 306.0037
2021 | 7 | 12 | 16 | 73.009 | 78.5208 | 331.0569
2021 | 7 | 12 | 17 | 75.6409 | 75.939 | 374.6842
2021 | 7 | 12 | 18 | 72.5774 | 73.0127 | 407.6782
2021 | 7 | 12 | 19 | 69.3424 | 71.4076 | 417.8066
2021 | 7 | 12 | 20 | 65.3243 | 68.5663 | 404.5546
2021 | 7 | 12 | 21 | 62.3119 | 68.0221 | 390.986
2021 | 7 | 12 | 22 | 56.8586 | 64.068 | 356.5182
2021 | 7 | 12 | 23 | 49.802 | 58.4434 | 311.2799
2021 | 7 | 13 | 0 | 44.6994 | 55.7481 | 277.5747
2021 | 7 | 13 | 1 | 41.527 | 54.9984 | 265.3162
2021 | 7 | 13 | 2 | 39.2323 | 53.061 | 253.562
2021 | 7 | 13 | 3 | 37.6447 | 52.0637 | 246.6608
2021 | 7 | 13 | 4 | 37.3979 | 51.9773 | 245.7487
2021 | 7 | 13 | 5 | 37.8412 | 53.4345 | 251.1124
2021 | 7 | 13 | 6 | 38.7894 | 53.8416 | 272.6919
2021 | 7 | 13 | 7 | 43.9149 | 61.9175 | 300.7655
2021 | 7 | 13 | 8 | 49.4084 | 67.8504 | 312.1402
2021 | 7 | 13 | 9 | 53.6783 | 73.121 | 314.4381
2021 | 7 | 13 | 10 | 57.7071 | 78.0678 | 321.0032
2021 | 7 | 13 | 11 | 60.8258 | 81.0559 | 330.7709
2021 | 7 | 13 | 12 | 63.6154 | 80.6602 | 351.5949
2021 | 7 | 13 | 13 | 65.7899 | 82.0062 | 359.7133
2021 | 7 | 13 | 14 | 67.6326 | 78.3438 | 366.0361
2021 | 7 | 13 | 15 | 69.2468 | 78.8943 | 377.8195
2021 | 7 | 13 | 16 | 71.4625 | 81.403 | 400.5526
2021 | 7 | 13 | 17 | 74.0264 | 78.5178 | 432.7331
2021 | 7 | 13 | 18 | 73.9085 | 76.5571 | 454.4767
2021 | 7 | 13 | 19 | 71.0027 | 74.3052 | 460.2092
2021 | 7 | 13 | 20 | 67.3609 | 70.8094 | 446.5303
2021 | 7 | 13 | 21 | 64.476 | 69.8006 | 431.9421
2021 | 7 | 13 | 22 | 59.0548 | 65.5824 | 394.3605
2021 | 7 | 13 | 23 | 51.8984 | 59.5888 | 345.3802
2021 | 7 | 14 | 0 | 45.9645 | 58.8388 | 310.2466
2021 | 7 | 14 | 1 | 42.7614 | 56.1678 | 279.717
2021 | 7 | 14 | 2 | 40.3222 | 54.0624 | 266.9849
2021 | 7 | 14 | 3 | 38.6384 | 52.779 | 259.1827
2021 | 7 | 14 | 4 | 38.304 | 52.5769 | 257.7925
2021 | 7 | 14 | 5 | 38.8179 | 54.0176 | 263.0433
2021 | 7 | 14 | 6 | 40.2634 | 57.9825 | 284.3705
2021 | 7 | 14 | 7 | 45.5858 | 66.2403 | 312.2027
2021 | 7 | 14 | 8 | 51.3388 | 71.5457 | 329.8107
2021 | 7 | 14 | 9 | 56.1438 | 76.0607 | 340.6271
2021 | 7 | 14 | 10 | 60.2913 | 79.4549 | 345.8234
2021 | 7 | 14 | 11 | 63.6196 | 82.8567 | 344.8748
2021 | 7 | 14 | 12 | 66.9335 | 85.0099 | 344.6078
2021 | 7 | 14 | 13 | 69.5531 | 85.4554 | 348.321
2021 | 7 | 14 | 14 | 71.8251 | 78.9292 | 349.5567
2021 | 7 | 14 | 15 | 73.9355 | 79.5468 | 357.0795
2021 | 7 | 14 | 16 | 76.4978 | 82.4799 | 377.8635
2021 | 7 | 14 | 17 | 78.905 | 78.6278 | 407.8768
2021 | 7 | 14 | 18 | 77.5753 | 71.8364 | 421.4793
2021 | 7 | 14 | 19 | 74.7372 | 68.7941 | 426.7172
2021 | 7 | 14 | 20 | 70.7778 | 67.063 | 413.618
2021 | 7 | 14 | 21 | 67.291 | 67.0915 | 400.5222
2021 | 7 | 14 | 22 | 61.3206 | 63.1062 | 365.7532
2021 | 7 | 14 | 23 | 53.6745 | 57.7787 | 320.3862
2021 | 7 | 15 | 0 | 46.8067 | 58.1534 | 284.5979
2021 | 7 | 15 | 1 | 44.6313 | 54.9287 | 264.4368
2021 | 7 | 15 | 2 | 41.9426 | 52.9999 | 252.2869
2021 | 7 | 15 | 3 | 40.094 | 51.7425 | 245.6594
2021 | 7 | 15 | 4 | 39.5855 | 51.9496 | 245.5719
2021 | 7 | 15 | 5 | 39.9408 | 53.0973 | 251.9723
2021 | 7 | 15 | 6 | 41.8498 | 54.3218 | 272.9147
2021 | 7 | 15 | 7 | 47.6014 | 61.9245 | 298.7407
2021 | 7 | 15 | 8 | 54.1366 | 65.424 | 318.6123
2021 | 7 | 15 | 9 | 59.6701 | 68.6807 | 334.92
2021 | 7 | 15 | 10 | 64.5847 | 70.895 | 339.0587
2021 | 7 | 15 | 11 | 68.5505 | 74.066 | 332.6447
2021 | 7 | 15 | 12 | 71.6503 | 77.8466 | 323.8343
2021 | 7 | 15 | 13 | 74.2661 | 78.2464 | 323.6114
2021 | 7 | 15 | 14 | 76.2205 | 71.3901 | 318.8329
2021 | 7 | 15 | 15 | 78.151 | 73.6259 | 320.4842
2021 | 7 | 15 | 16 | 80.195 | 76.6519 | 333.9897
2021 | 7 | 15 | 17 | 82.1103 | 73.937 | 357.5191
2021 | 7 | 15 | 18 | 80.2481 | 71.879 | 392.4977
2021 | 7 | 15 | 19 | 77.2899 | 70.8816 | 392.7682
2021 | 7 | 15 | 20 | 73.6707 | 68.1278 | 382.9479
2021 | 7 | 15 | 21 | 70.2902 | 67.6726 | 370.6212
2021 | 7 | 15 | 22 | 64.1772 | 63.7863 | 340.2355
2021 | 7 | 15 | 23 | 56.4679 | 58.1308 | 299.6902
2021 | 7 | 16 | 0 | 50.286 | 54.3026 | 268.5248
2021 | 7 | 16 | 1 | 46.3574 | 51.5663 | 268.8969
2021 | 7 | 16 | 2 | 43.428 | 49.8207 | 256.4582
2021 | 7 | 16 | 3 | 41.4062 | 49.0895 | 248.8475
2021 | 7 | 16 | 4 | 40.7509 | 49.9022 | 248.3293
2021 | 7 | 16 | 5 | 41.0657 | 51.3794 | 254.1734
2021 | 7 | 16 | 6 | 42.5882 | 53.3628 | 274.2485
2021 | 7 | 16 | 7 | 48.4535 | 60.1012 | 302.0721
2021 | 7 | 16 | 8 | 55.2831 | 64.2559 | 320.8172
2021 | 7 | 16 | 9 | 60.8444 | 68.2478 | 333.4431
2021 | 7 | 16 | 10 | 65.5625 | 71.1567 | 343.4758
2021 | 7 | 16 | 11 | 69.2078 | 70.9657 | 350.014
2021 | 7 | 16 | 12 | 71.8032 | 70.3884 | 357.7386
2021 | 7 | 16 | 13 | 74.0226 | 71.7703 | 366.6439
2021 | 7 | 16 | 14 | 75.5317 | 70.3809 | 372.9227
2021 | 7 | 16 | 15 | 76.6877 | 71.0041 | 382.1157
2021 | 7 | 16 | 16 | 78.1141 | 69.6351 | 400.1289
2021 | 7 | 16 | 17 | 79.2613 | 67.0433 | 428.337
2021 | 7 | 16 | 18 | 81.0946 | 65.6042 | 449.6582
2021 | 7 | 16 | 19 | 77.6737 | 64.8691 | 444.8289
2021 | 7 | 16 | 20 | 73.3457 | 61.8775 | 432.4612
2021 | 7 | 16 | 21 | 69.9145 | 61.6142 | 418.6377
2021 | 7 | 16 | 22 | 64.1496 | 58.2281 | 386.9953
2021 | 7 | 16 | 23 | 56.3578 | 52.4033 | 345.0307
2021 | 7 | 17 | 0 | 48.434 | 51.7193 | 308.7795
2021 | 7 | 17 | 1 | 44.4987 | 46.2643 | 292.0963
2021 | 7 | 17 | 2 | 41.2961 | 45.0138 | 275.5965
2021 | 7 | 17 | 3 | 38.9868 | 44.3056 | 265.0016
2021 | 7 | 17 | 4 | 37.6093 | 44.0883 | 259.3925
2021 | 7 | 17 | 5 | 36.7059 | 44.0302 | 257.958
2021 | 7 | 17 | 6 | 37.4675 | 42.7248 | 262.6653
2021 | 7 | 17 | 7 | 43.0305 | 45.0707 | 283.0507
2021 | 7 | 17 | 8 | 50.8821 | 50.2278 | 318.0584
2021 | 7 | 17 | 9 | 58.2505 | 56.367 | 350.0766
2021 | 7 | 17 | 10 | 64.4616 | 61.4748 | 368.1257
2021 | 7 | 17 | 11 | 68.9052 | 62.8399 | 372.9476
2021 | 7 | 17 | 12 | 72.0415 | 63.7104 | 377.8606
2021 | 7 | 17 | 13 | 74.2573 | 64.6081 | 377.9967
2021 | 7 | 17 | 14 | 75.4389 | 64.9551 | 379.2489
2021 | 7 | 17 | 15 | 76.3499 | 65.4074 | 388.1416
2021 | 7 | 17 | 16 | 77.9016 | 66.4113 | 408.3339
2021 | 7 | 17 | 17 | 78.8704 | 66.3813 | 436.3558
2021 | 7 | 17 | 18 | 76.4023 | 64.1223 | 466.9979
2021 | 7 | 17 | 19 | 73.3266 | 62.6003 | 455.0181
2021 | 7 | 17 | 20 | 68.7499 | 58.1109 | 436.8395
2021 | 7 | 17 | 21 | 65.1173 | 59.0992 | 424.114
2021 | 7 | 17 | 22 | 60.0223 | 57.0769 | 395.5128
2021 | 7 | 17 | 23 | 53.8858 | 53.2527 | 356.7765
2021 | 7 | 18 | 0 | 48.7246 | 50.546 | 323.8034
2021 | 7 | 18 | 1 | 43.625 | 48.3556 | 290.5283
2021 | 7 | 18 | 2 | 40.6659 | 47.0166 | 274.0297
2021 | 7 | 18 | 3 | 38.4557 | 46.2005 | 263.5306
2021 | 7 | 18 | 4 | 37.0718 | 45.917 | 257.9768
2021 | 7 | 18 | 5 | 36.1708 | 45.5395 | 254.8677
2021 | 7 | 18 | 6 | 36.3025 | 43.5192 | 256.4451
2021 | 7 | 18 | 7 | 41.346 | 45.6663 | 272.6146
2021 | 7 | 18 | 8 | 48.7876 | 49.8694 | 305.1192
2021 | 7 | 18 | 9 | 55.8475 | 56.3446 | 338.7621
2021 | 7 | 18 | 10 | 61.9747 | 63.1039 | 360.1573
2021 | 7 | 18 | 11 | 66.2479 | 66.9384 | 368.7206
2021 | 7 | 18 | 12 | 69.176 | 67.3379 | 357.9233
2021 | 7 | 18 | 13 | 71.3009 | 68.6688 | 368.3761
2021 | 7 | 18 | 14 | 72.5322 | 69.8428 | 375.6266
2021 | 7 | 18 | 15 | 73.6851 | 70.0639 | 385.4409
2021 | 7 | 18 | 16 | 75.8202 | 71.5824 | 410.6598
2021 | 7 | 18 | 17 | 77.3498 | 71.7258 | 446.9577
2021 | 7 | 18 | 18 | 73.9805 | 70.2457 | 463.9057
2021 | 7 | 18 | 19 | 71.2271 | 67.9426 | 467.7628
2021 | 7 | 18 | 20 | 67.3854 | 63.5269 | 446.3288
2021 | 7 | 18 | 21 | 64.5536 | 63.7127 | 430.8918
2021 | 7 | 18 | 22 | 59.618 | 61.1168 | 392.5867
2021 | 7 | 18 | 23 | 53.195 | 56.9619 | 344.0045
2021 | 7 | 19 | 0 | 47.719 | 54.5707 | 301.6978
2021 | 7 | 19 | 1 | 42.9974 | 51.2319 | 275.8789
2021 | 7 | 19 | 2 | 40.7448 | 49.8929 | 262.9552
2021 | 7 | 19 | 3 | 39.2611 | 49.3002 | 254.959
2021 | 7 | 19 | 4 | 39.0797 | 49.33 | 254.2086
2021 | 7 | 19 | 5 | 39.787 | 50.8392 | 259.9034
2021 | 7 | 19 | 6 | 42.5963 | 54.2222 | 279.381
2021 | 7 | 19 | 7 | 47.4404 | 61.5335 | 305.7482
2021 | 7 | 19 | 8 | 52.3112 | 69.3086 | 320.3851
2021 | 7 | 19 | 9 | 55.8411 | 74.3556 | 327.5806
2021 | 7 | 19 | 10 | 58.6876 | 78.7296 | 331.4783
2021 | 7 | 19 | 11 | 60.7665 | 80.7362 | 336.4045
2021 | 7 | 19 | 12 | 62.6659 | 82.242 | 354.911
2021 | 7 | 19 | 13 | 63.4539 | 83.7177 | 356.9076
2021 | 7 | 19 | 14 | 63.9172 | 79.6669 | 357.327
2021 | 7 | 19 | 15 | 64.4712 | 79.0053 | 363.278
2021 | 7 | 19 | 16 | 66.1153 | 81.5816 | 380.8303
2021 | 7 | 19 | 17 | 67.4959 | 77.8895 | 410.0755
2021 | 7 | 19 | 18 | 63.2527 | 76.7433 | 445.4521
2021 | 7 | 19 | 19 | 60.2707 | 74.3036 | 447.2493
2021 | 7 | 19 | 20 | 57.7626 | 70.7626 | 431.6654
2021 | 7 | 19 | 21 | 55.4559 | 69.032 | 413.6209
2021 | 7 | 19 | 22 | 50.7169 | 64.9724 | 376.2567
2021 | 7 | 19 | 23 | 45.0958 | 59.0404 | 329.8105
2021 | 7 | 20 | 0 | 43.2518 | 56.62 | 296.9587
2021 | 7 | 20 | 1 | 40.7654 | 54.4749 | 267.3059
2021 | 7 | 20 | 2 | 38.6141 | 52.7348 | 255.6098
2021 | 7 | 20 | 3 | 37.0965 | 51.6522 | 248.7922
2021 | 7 | 20 | 4 | 36.9494 | 51.1505 | 248.3313
2021 | 7 | 20 | 5 | 37.3944 | 52.5459 | 253.8715
2021 | 7 | 20 | 6 | 39.5532 | 54.1451 | 273.8794
2021 | 7 | 20 | 7 | 44.1026 | 62.0798 | 297.9016
2021 | 7 | 20 | 8 | 48.8836 | 68.3459 | 308.7015
2021 | 7 | 20 | 9 | 52.4621 | 74.0514 | 312.2491
2021 | 7 | 20 | 10 | 55.365 | 79.6794 | 315.1895
2021 | 7 | 20 | 11 | 57.4384 | 83.9202 | 316.6977
2021 | 7 | 20 | 12 | 59.0947 | 84.5428 | 329.0709
2021 | 7 | 20 | 13 | 60.3686 | 86.1821 | 328.6149
2021 | 7 | 20 | 14 | 61.4261 | 82.1262 | 327.7404
2021 | 7 | 20 | 15 | 62.4771 | 81.6588 | 332.6534
2021 | 7 | 20 | 16 | 64.5308 | 85.222 | 349.6151
2021 | 7 | 20 | 17 | 66.8022 | 81.4186 | 377.7252
2021 | 7 | 20 | 18 | 63.001 | 79.4022 | 405.3872
2021 | 7 | 20 | 19 | 60.5741 | 76.347 | 406.8725
2021 | 7 | 20 | 20 | 58.575 | 73.2435 | 394.5964
2021 | 7 | 20 | 21 | 56.3866 | 71.3058 | 379.9909
2021 | 7 | 20 | 22 | 51.7681 | 67.2599 | 346.8028
2021 | 7 | 20 | 23 | 46.0981 | 61.2562 | 304.6628
2021 | 7 | 21 | 0 | 43.5149 | 59.03 | 281.3621
2021 | 7 | 21 | 1 | 39.3835 | 56.3513 | 249.6649
2021 | 7 | 21 | 2 | 37.4119 | 54.2135 | 240.0819
2021 | 7 | 21 | 3 | 36.0046 | 52.9154 | 234.4932
2021 | 7 | 21 | 4 | 35.9777 | 52.8118 | 235.7538
2021 | 7 | 21 | 5 | 36.4861 | 54.3504 | 243.0288
2021 | 7 | 21 | 6 | 38.7207 | 57.1848 | 260.3356
2021 | 7 | 21 | 7 | 42.647 | 64.7374 | 282.9113
2021 | 7 | 21 | 8 | 46.1922 | 70.1349 | 295.0197
2021 | 7 | 21 | 9 | 48.8606 | 75.0692 | 301.7059
2021 | 7 | 21 | 10 | 51.0043 | 78.919 | 304.2984
2021 | 7 | 21 | 11 | 52.5425 | 83.252 | 302.5307
2021 | 7 | 21 | 12 | 54.3824 | 86.5235 | 302.181
2021 | 7 | 21 | 13 | 55.2984 | 88.0841 | 298.7035
2021 | 7 | 21 | 14 | 56.1272 | 82.7068 | 294.4618
2021 | 7 | 21 | 15 | 56.8949 | 82.4905 | 294.0138
2021 | 7 | 21 | 16 | 58.9889 | 86.1185 | 308.019
2021 | 7 | 21 | 17 | 61.3718 | 82.0201 | 335.8793
2021 | 7 | 21 | 18 | 62.8962 | 75.5164 | 368.5514
2021 | 7 | 21 | 19 | 60.6739 | 72.6222 | 370.2572
2021 | 7 | 21 | 20 | 58.0213 | 69.6075 | 360.5047
2021 | 7 | 21 | 21 | 55.7984 | 68.5682 | 348.0386
2021 | 7 | 21 | 22 | 51.2698 | 64.5812 | 317.0596
2021 | 7 | 21 | 23 | 45.1171 | 59.0098 | 278.2115
2021 | 7 | 22 | 0 | 40.6584 | 57.2051 | 259.1752
2021 | 7 | 22 | 1 | 38.684 | 54.0097 | 244.1826
2021 | 7 | 22 | 2 | 36.7603 | 52.148 | 234.5103
2021 | 7 | 22 | 3 | 35.3726 | 50.9222 | 229.5183
2021 | 7 | 22 | 4 | 35.3574 | 51.3315 | 230.9273
2021 | 7 | 22 | 5 | 35.6868 | 52.6278 | 238.5987
2021 | 7 | 22 | 6 | 37.1972 | 52.6298 | 257.0694
2021 | 7 | 22 | 7 | 41.4185 | 59.468 | 278.7054
2021 | 7 | 22 | 8 | 45.5539 | 63.1708 | 283.7554
2021 | 7 | 22 | 9 | 48.7516 | 67.1696 | 281.9587
2021 | 7 | 22 | 10 | 51.8571 | 69.4396 | 284.1687
2021 | 7 | 22 | 11 | 54.0417 | 71.8405 | 290.5751
2021 | 7 | 22 | 12 | 56.5098 | 75.3724 | 300.036
2021 | 7 | 22 | 13 | 58.2261 | 75.8008 | 305.5281
2021 | 7 | 22 | 14 | 59.6154 | 69.9075 | 310.3541
2021 | 7 | 22 | 15 | 61.0747 | 71.2481 | 317.6476
2021 | 7 | 22 | 16 | 63.3451 | 73.5181 | 336.6211
2021 | 7 | 22 | 17 | 66.1285 | 70.308 | 368.7536
2021 | 7 | 22 | 18 | 67.2843 | 63.4963 | 407.7949
2021 | 7 | 22 | 19 | 65.3364 | 62.2502 | 421.7052
2021 | 7 | 22 | 20 | 63.2821 | 59.513 | 411.6546
2021 | 7 | 22 | 21 | 61.2383 | 59.4396 | 398.9243
2021 | 7 | 22 | 22 | 56.551 | 56.993 | 363.6942
2021 | 7 | 22 | 23 | 49.8533 | 52.1363 | 317.826
2021 | 7 | 23 | 0 | 43.1734 | 52.182 | 277.842
2021 | 7 | 23 | 1 | 40.3926 | 46.6185 | 255.8732
2021 | 7 | 23 | 2 | 38.2659 | 45.288 | 244.714
2021 | 7 | 23 | 3 | 36.7538 | 44.6969 | 238.4973
2021 | 7 | 23 | 4 | 36.622 | 45.3159 | 238.7382
2021 | 7 | 23 | 5 | 37.0549 | 46.5211 | 245.451
2021 | 7 | 23 | 6 | 38.1695 | 48.8761 | 263.1127
2021 | 7 | 23 | 7 | 42.8538 | 55.4305 | 287.0542
2021 | 7 | 23 | 8 | 47.952 | 59.5129 | 297.7773
2021 | 7 | 23 | 9 | 52.1026 | 64.8605 | 300.839
2021 | 7 | 23 | 10 | 55.8142 | 68.4486 | 305.2839
2021 | 7 | 23 | 11 | 58.5927 | 68.3202 | 310.5018
2021 | 7 | 23 | 12 | 60.8491 | 67.4526 | 317.0919
2021 | 7 | 23 | 13 | 62.5622 | 68.878 | 324.2402
2021 | 7 | 23 | 14 | 63.718 | 68.7089 | 330.1586
2021 | 7 | 23 | 15 | 64.7106 | 69.2118 | 338.3109
2021 | 7 | 23 | 16 | 66.561 | 67.3954 | 358.6857
2021 | 7 | 23 | 17 | 68.6415 | 64.8589 | 389.7901
2021 | 7 | 23 | 18 | 67.9264 | 60.6212 | 416.8295
2021 | 7 | 23 | 19 | 65.636 | 60.2016 | 423.3228
2021 | 7 | 23 | 20 | 63.4757 | 57.7166 | 412.5303
2021 | 7 | 23 | 21 | 61.4245 | 57.6629 | 399.8285
2021 | 7 | 23 | 22 | 57.0302 | 54.5048 | 369.1344
2021 | 7 | 23 | 23 | 50.4422 | 49.0306 | 328.2112
2021 | 7 | 24 | 0 | 44.0266 | 46.0676 | 288.1193
2021 | 7 | 24 | 1 | 40.0474 | 46.5028 | 268.1519
2021 | 7 | 24 | 2 | 37.3916 | 45.0996 | 254.1631
2021 | 7 | 24 | 3 | 35.5256 | 44.5035 | 245.7562
2021 | 7 | 24 | 4 | 34.5541 | 44.6436 | 242.1016
2021 | 7 | 24 | 5 | 33.8417 | 45.1154 | 241.5998
2021 | 7 | 24 | 6 | 35.414 | 44.4671 | 243.1666
2021 | 7 | 24 | 7 | 39.5902 | 46.1868 | 259.5961
2021 | 7 | 24 | 8 | 45.5104 | 51.334 | 287.2034
2021 | 7 | 24 | 9 | 50.904 | 55.7136 | 309.5835
2021 | 7 | 24 | 10 | 55.0101 | 58.6402 | 323.8127
2021 | 7 | 24 | 11 | 57.9226 | 59.1113 | 331.9639
2021 | 7 | 24 | 12 | 59.7463 | 60.1098 | 338.8343
2021 | 7 | 24 | 13 | 60.3989 | 60.0346 | 342.3447
2021 | 7 | 24 | 14 | 60.1348 | 59.2123 | 345.2119
2021 | 7 | 24 | 15 | 59.7257 | 59.9083 | 353.6007
2021 | 7 | 24 | 16 | 60.6755 | 59.0032 | 375.1574
2021 | 7 | 24 | 17 | 61.898 | 58.419 | 406.4638
2021 | 7 | 24 | 18 | 61.7629 | 57.5164 | 432.0529
2021 | 7 | 24 | 19 | 59.5699 | 56.1984 | 431.6784
2021 | 7 | 24 | 20 | 57.5367 | 54.1555 | 414.3243
2021 | 7 | 24 | 21 | 55.9394 | 55.3045 | 401.9955
2021 | 7 | 24 | 22 | 52.4886 | 53.6633 | 373.1584
2021 | 7 | 24 | 23 | 47.5506 | 49.7284 | 334.8431
2021 | 7 | 25 | 0 | 42.591 | 48.9167 | 294.7931
2021 | 7 | 25 | 1 | 39.4781 | 49.5101 | 274.5846
2021 | 7 | 25 | 2 | 37.0079 | 48.2423 | 260.3076
2021 | 7 | 25 | 3 | 35.1754 | 47.5327 | 251.3486
2021 | 7 | 25 | 4 | 34.1333 | 47.962 | 246.9479
2021 | 7 | 25 | 5 | 33.2195 | 48.0871 | 245.4174
2021 | 7 | 25 | 6 | 33.1811 | 45.4411 | 245.8103
2021 | 7 | 25 | 7 | 37.6376 | 47.3052 | 261.0727
2021 | 7 | 25 | 8 | 44.5592 | 52.9466 | 294.0405
2021 | 7 | 25 | 9 | 50.9713 | 58.8725 | 326.9812
2021 | 7 | 25 | 10 | 56.4046 | 66.8148 | 346.8846
2021 | 7 | 25 | 11 | 60.0037 | 69.7855 | 354.5532
2021 | 7 | 25 | 12 | 62.7289 | 74.4041 | 359.0628
2021 | 7 | 25 | 13 | 64.7986 | 76.6666 | 361.368
2021 | 7 | 25 | 14 | 66.0691 | 76.5382 | 361.4244
2021 | 7 | 25 | 15 | 67.3813 | 75.0678 | 366.3443
2021 | 7 | 25 | 16 | 69.6926 | 79.1703 | 384.5482
2021 | 7 | 25 | 17 | 72.0818 | 79.0081 | 413.0661
2021 | 7 | 25 | 18 | 72.0653 | 75.9819 | 444.0124
2021 | 7 | 25 | 19 | 69.4752 | 72.4744 | 435.4512
2021 | 7 | 25 | 20 | 65.4949 | 69.2342 | 419.2902
2021 | 7 | 25 | 21 | 62.293 | 69.6154 | 404.0483
2021 | 7 | 25 | 22 | 57.2833 | 66.9446 | 369.8847
2021 | 7 | 25 | 23 | 51.0147 | 63.2932 | 327.3592
2021 | 7 | 26 | 0 | 44.497 | 59.1768 | 295.2105
2021 | 7 | 26 | 1 | 42.8585 | 54.1752 | 272.5492
2021 | 7 | 26 | 2 | 40.5929 | 52.4235 | 260.4536
2021 | 7 | 26 | 3 | 39.0647 | 51.6596 | 252.8871
2021 | 7 | 26 | 4 | 38.8732 | 51.5006 | 252.3815
2021 | 7 | 26 | 5 | 39.5664 | 53.2175 | 259.3005
2021 | 7 | 26 | 6 | 41.6677 | 56.3887 | 280.9637
2021 | 7 | 26 | 7 | 47.3609 | 64.7919 | 308.2105
2021 | 7 | 26 | 8 | 53.719 | 72.7599 | 326.0439
2021 | 7 | 26 | 9 | 58.8614 | 77.9793 | 335.8736
2021 | 7 | 26 | 10 | 63.5639 | 82.6114 | 342.1846
2021 | 7 | 26 | 11 | 67.2124 | 87.7839 | 347.7004
2021 | 7 | 26 | 12 | 70.4649 | 90.6369 | 356.2972
2021 | 7 | 26 | 13 | 72.9664 | 92.1082 | 362.8669
2021 | 7 | 26 | 14 | 74.7004 | 85.6798 | 367.1642
2021 | 7 | 26 | 15 | 76.488 | 83.6858 | 376.1914
2021 | 7 | 26 | 16 | 78.9418 | 88.9447 | 397.7446
2021 | 7 | 26 | 17 | 81.1589 | 84.2018 | 428.4632
2021 | 7 | 26 | 18 | 78.9213 | 79.8177 | 442.5339
2021 | 7 | 26 | 19 | 75.6835 | 76.0386 | 436.0784
2021 | 7 | 26 | 20 | 72.0207 | 72.0024 | 422.8176
2021 | 7 | 26 | 21 | 68.5383 | 69.1896 | 403.3017
2021 | 7 | 26 | 22 | 62.5651 | 64.9945 | 366.9405
2021 | 7 | 26 | 23 | 54.9539 | 59.5669 | 323.5332
2021 | 7 | 27 | 0 | 49.0332 | 58.2105 | 292.3535
2021 | 7 | 27 | 1 | 45.0854 | 56.4542 | 278.4471
2021 | 7 | 27 | 2 | 42.4324 | 54.5145 | 265.4085
2021 | 7 | 27 | 3 | 40.5347 | 53.2014 | 256.7642
2021 | 7 | 27 | 4 | 40.1283 | 52.3923 | 255.5164
2021 | 7 | 27 | 5 | 40.5639 | 53.8671 | 261.6653
2021 | 7 | 27 | 6 | 43.5259 | 55.2823 | 281.3611
2021 | 7 | 27 | 7 | 48.8164 | 63.4506 | 308.7695
2021 | 7 | 27 | 8 | 54.4832 | 69.7585 | 330.1548
2021 | 7 | 27 | 9 | 58.7854 | 75.0793 | 343.2186
2021 | 7 | 27 | 10 | 62.4596 | 79.3408 | 351.3533
2021 | 7 | 27 | 11 | 65.2413 | 83.7035 | 356.5819
2021 | 7 | 27 | 12 | 67.2083 | 84.1556 | 354.4872
2021 | 7 | 27 | 13 | 68.4862 | 85.0267 | 363.6098
2021 | 7 | 27 | 14 | 69.0276 | 78.5388 | 371.1015
2021 | 7 | 27 | 15 | 69.4182 | 77.9901 | 383.8986
2021 | 7 | 27 | 16 | 70.8811 | 83.0731 | 408.5525
2021 | 7 | 27 | 17 | 72.2032 | 78.9288 | 440.0979
2021 | 7 | 27 | 18 | 72.4995 | 76.1285 | 462.5616
2021 | 7 | 27 | 19 | 69.6039 | 72.3699 | 470.9184
2021 | 7 | 27 | 20 | 67.0121 | 69.2838 | 456.5225
2021 | 7 | 27 | 21 | 63.9065 | 66.6197 | 437.0139
2021 | 7 | 27 | 22 | 58.3721 | 63.0573 | 396.8742
2021 | 7 | 27 | 23 | 51.6551 | 57.8933 | 347.413
2021 | 7 | 28 | 0 | 47.3485 | 57.9084 | 297.9261
2021 | 7 | 28 | 1 | 43.4593 | 55.4265 | 286.0928
2021 | 7 | 28 | 2 | 41.0051 | 53.4228 | 272.3681
2021 | 7 | 28 | 3 | 39.2124 | 52.1502 | 262.7974
2021 | 7 | 28 | 4 | 38.8877 | 52.225 | 261.0731
2021 | 7 | 28 | 5 | 39.3438 | 53.8972 | 266.2804
2021 | 7 | 28 | 6 | 41.2498 | 55.132 | 287.7857
2021 | 7 | 28 | 7 | 46.2557 | 63.0426 | 314.9537
2021 | 7 | 28 | 8 | 51.5407 | 67.0082 | 332.7591
2021 | 7 | 28 | 9 | 55.5405 | 71.5922 | 341.3894
2021 | 7 | 28 | 10 | 58.9952 | 74.3118 | 348.3853
2021 | 7 | 28 | 11 | 61.3628 | 77.8694 | 356.7787
2021 | 7 | 28 | 12 | 62.8893 | 77.1276 | 364.3423
2021 | 7 | 28 | 13 | 64.1166 | 77.9394 | 375.656
2021 | 7 | 28 | 14 | 64.821 | 72.8106 | 386.1114
2021 | 7 | 28 | 15 | 65.65 | 73.4904 | 400.3324
2021 | 7 | 28 | 16 | 67.5206 | 75.9247 | 426.2944
2021 | 7 | 28 | 17 | 69.4069 | 72.6516 | 460.1107
2021 | 7 | 28 | 18 | 69.7215 | 70.0823 | 482.8739
2021 | 7 | 28 | 19 | 66.8459 | 67.7637 | 492.2834
2021 | 7 | 28 | 20 | 63.8055 | 63.5179 | 477.1043
2021 | 7 | 28 | 21 | 60.7576 | 61.7846 | 456.2335
2021 | 7 | 28 | 22 | 55.42 | 58.4853 | 412.8442
2021 | 7 | 28 | 23 | 48.9159 | 54.4182 | 360.4247
2021 | 7 | 29 | 0 | 45.2128 | 54.3992 | 315.8641
2021 | 7 | 29 | 1 | 40.734 | 48.213 | 300.4464
2021 | 7 | 29 | 2 | 38.6488 | 46.9201 | 285.0472
2021 | 7 | 29 | 3 | 37.1727 | 45.9692 | 274.8212
2021 | 7 | 29 | 4 | 37.0425 | 46.0995 | 272.0327
2021 | 7 | 29 | 5 | 37.5168 | 47.6015 | 276.3414
2021 | 7 | 29 | 6 | 38.907 | 51.9301 | 300.8542
2021 | 7 | 29 | 7 | 42.9814 | 59.1562 | 329.742
2021 | 7 | 29 | 8 | 46.967 | 62.8251 | 349.883
2021 | 7 | 29 | 9 | 49.9228 | 67.4341 | 360.407
2021 | 7 | 29 | 10 | 52.5637 | 70.6615 | 369.6198
2021 | 7 | 29 | 11 | 54.4171 | 72.7927 | 380.603
2021 | 7 | 29 | 12 | 56.2701 | 70.4871 | 401.3622
2021 | 7 | 29 | 13 | 57.5791 | 71.7947 | 413.664
2021 | 7 | 29 | 14 | 58.7481 | 68.0377 | 424.26
2021 | 7 | 29 | 15 | 59.9246 | 68.8501 | 440.0739
2021 | 7 | 29 | 16 | 61.9269 | 69.4298 | 462.9486
2021 | 7 | 29 | 17 | 64.131 | 66.6102 | 490.117
2021 | 7 | 29 | 18 | 63.3297 | 64.2999 | 494.6708
2021 | 7 | 29 | 19 | 61.2435 | 63.5476 | 496.6127
2021 | 7 | 29 | 20 | 59.2193 | 58.9228 | 482.5651
2021 | 7 | 29 | 21 | 56.773 | 57.5784 | 462.4564
2021 | 7 | 29 | 22 | 52.2094 | 54.7252 | 421.0285
2021 | 7 | 29 | 23 | 46.339 | 50.9335 | 370.0574
2021 | 7 | 30 | 0 | 41.213 | 48.1231 | 334.0204
2021 | 7 | 30 | 1 | 39.4872 | 47.3252 | 308.2392
2021 | 7 | 30 | 2 | 37.5929 | 45.8684 | 291.8571
2021 | 7 | 30 | 3 | 36.2361 | 45.0919 | 280.9441
2021 | 7 | 30 | 4 | 36.2379 | 45.2908 | 277.5294
2021 | 7 | 30 | 5 | 36.877 | 46.6756 | 281.0229
2021 | 7 | 30 | 6 | 38.961 | 49.8455 | 304.8366
2021 | 7 | 30 | 7 | 43.1257 | 56.5515 | 334.6806
2021 | 7 | 30 | 8 | 47.4062 | 60.991 | 359.0138
2021 | 7 | 30 | 9 | 50.9104 | 66.2634 | 374.0342
2021 | 7 | 30 | 10 | 54.0189 | 69.9577 | 381.8307
2021 | 7 | 30 | 11 | 56.387 | 70.6967 | 385.6826
2021 | 7 | 30 | 12 | 58.8261 | 71.0711 | 407.1553
2021 | 7 | 30 | 13 | 60.2083 | 72.7794 | 411.3702
2021 | 7 | 30 | 14 | 61.0034 | 71.8259 | 413.74
2021 | 7 | 30 | 15 | 61.6549 | 71.881 | 421.5385
2021 | 7 | 30 | 16 | 63.2343 | 70.8433 | 437.5518
2021 | 7 | 30 | 17 | 64.9914 | 68.012 | 457.697
2021 | 7 | 30 | 18 | 66.8887 | 64.7819 | 485.415
2021 | 7 | 30 | 19 | 64.7192 | 63.6065 | 478.5052
2021 | 7 | 30 | 20 | 62.891 | 60.4726 | 464.061
2021 | 7 | 30 | 21 | 60.7379 | 58.9139 | 442.8085
2021 | 7 | 30 | 22 | 56.4746 | 55.7513 | 407.206
2021 | 7 | 30 | 23 | 50.1928 | 50.7051 | 363.4154
2021 | 7 | 31 | 0 | 42.8264 | 48.0134 | 324.4105
2021 | 7 | 31 | 1 | 38.9837 | 46.1234 | 295.5228
2021 | 7 | 31 | 2 | 36.4586 | 44.9165 | 279.0052
2021 | 7 | 31 | 3 | 34.623 | 44.1012 | 267.8791
2021 | 7 | 31 | 4 | 33.6792 | 43.6778 | 261.7651
2021 | 7 | 31 | 5 | 32.971 | 43.8447 | 260.425
2021 | 7 | 31 | 6 | 33.3379 | 43.2479 | 265.7872
2021 | 7 | 31 | 7 | 37.321 | 45.2709 | 284.1644
2021 | 7 | 31 | 8 | 42.799 | 51.3705 | 311.9134
2021 | 7 | 31 | 9 | 47.4238 | 58.0321 | 335.5994
2021 | 7 | 31 | 10 | 51.2414 | 63.9233 | 348.6553
2021 | 7 | 31 | 11 | 53.7572 | 65.205 | 358.4688
2021 | 7 | 31 | 12 | 55.9832 | 65.4732 | 357.4812
2021 | 7 | 31 | 13 | 57.0915 | 66.4916 | 366.0646
2021 | 7 | 31 | 14 | 57.5614 | 66.8241 | 370.8574
2021 | 7 | 31 | 15 | 57.86 | 66.3456 | 380.4706
2021 | 7 | 31 | 16 | 59.4906 | 67.4575 | 402.8095
2021 | 7 | 31 | 17 | 61.4934 | 66.9854 | 435.671
2021 | 7 | 31 | 18 | 61.6033 | 62.2531 | 454.1652
2021 | 7 | 31 | 19 | 59.144 | 60.2499 | 457.0599
2021 | 7 | 31 | 20 | 55.8316 | 57.0198 | 439.2566
2021 | 7 | 31 | 21 | 53.6959 | 57.027 | 422.7439
2021 | 7 | 31 | 22 | 50.2741 | 54.9672 | 390.7508
2021 | 7 | 31 | 23 | 45.2307 | 52.1473 | 349.843
2021 | 8 | 1 | 0 | 40.2989 | 50.3841 | 303.1774
2021 | 8 | 1 | 1 | 36.7459 | 49.7207 | 287.0676
2021 | 8 | 1 | 2 | 34.4736 | 48.311 | 271.7859
2021 | 8 | 1 | 3 | 32.8181 | 47.5612 | 262.0315
2021 | 8 | 1 | 4 | 31.8262 | 47.3051 | 256.6222
2021 | 8 | 1 | 5 | 30.8481 | 46.9749 | 256.0409
2021 | 8 | 1 | 6 | 30.6484 | 45.5815 | 255.3354
2021 | 8 | 1 | 7 | 34.1482 | 47.0088 | 269.2306
2021 | 8 | 1 | 8 | 40.1751 | 51.5926 | 302.8554
2021 | 8 | 1 | 9 | 45.9605 | 56.8388 | 340.3872
2021 | 8 | 1 | 10 | 50.8062 | 63.7151 | 361.5057
2021 | 8 | 1 | 11 | 54.2694 | 68.6111 | 368.1496
2021 | 8 | 1 | 12 | 56.9241 | 72.4797 | 362.2481
2021 | 8 | 1 | 13 | 58.6317 | 74.1561 | 371.2167
2021 | 8 | 1 | 14 | 59.949 | 73.9679 | 371.1604
2021 | 8 | 1 | 15 | 61.2901 | 70.616 | 377.8553
2021 | 8 | 1 | 16 | 63.172 | 74.3686 | 399.9075
2021 | 8 | 1 | 17 | 65.4578 | 73.2555 | 435.3935
2021 | 8 | 1 | 18 | 67.4493 | 70.2895 | 460.9306
2021 | 8 | 1 | 19 | 64.7332 | 66.7236 | 455.6907
2021 | 8 | 1 | 20 | 61.2338 | 63.8476 | 440.9172
2021 | 8 | 1 | 21 | 58.5003 | 64.6729 | 425.0866
2021 | 8 | 1 | 22 | 53.4304 | 61.6756 | 384.244
2021 | 8 | 1 | 23 | 47.4464 | 57.5341 | 337.374
2021 | 8 | 2 | 0 | 41.5579 | 54.8999 | 292.0211
2021 | 8 | 2 | 1 | 37.2956 | 52.4941 | 293.4416
2021 | 8 | 2 | 2 | 35.2335 | 50.8716 | 277.8618
2021 | 8 | 2 | 3 | 33.7006 | 49.8996 | 268.2198
2021 | 8 | 2 | 4 | 32.9079 | 49.1648 | 265.8041
2021 | 8 | 2 | 5 | 32.472 | 49.419 | 264.8842
2021 | 8 | 2 | 6 | 32.6472 | 46.5654 | 269.046
2021 | 8 | 2 | 7 | 36.551 | 47.6423 | 283.7369
2021 | 8 | 2 | 8 | 42.2347 | 46.5621 | 308.6302
2021 | 8 | 2 | 9 | 48.2434 | 51.7679 | 337.0258
2021 | 8 | 2 | 10 | 53.7147 | 56.0636 | 358.5149
2021 | 8 | 2 | 11 | 57.2978 | 66.8153 | 369.3706
2021 | 8 | 2 | 12 | 59.8798 | 68.6381 | 383.5267
2021 | 8 | 2 | 13 | 62.664 | 70.3434 | 378.9257
2021 | 8 | 2 | 14 | 63.4015 | 63.7455 | 394.0591
2021 | 8 | 2 | 15 | 64.0828 | 62.1709 | 402.7765
2021 | 8 | 2 | 16 | 65.79 | 71.1601 | 420.4401
2021 | 8 | 2 | 17 | 68.6176 | 70.112 | 454.7674
2021 | 8 | 2 | 18 | 66.7865 | 69.8549 | 465.7292
2021 | 8 | 2 | 19 | 64.5918 | 67.5012 | 460.7149
2021 | 8 | 2 | 20 | 61.9899 | 64.8517 | 450.0675
2021 | 8 | 2 | 21 | 60.2559 | 64.2738 | 438.9389
2021 | 8 | 2 | 22 | 55.4501 | 61.1262 | 395.7255
2021 | 8 | 2 | 23 | 49.7348 | 57.4391 | 348.4898
2021 | 8 | 3 | 0 | 45.3107 | 54.785 | 313.847
2021 | 8 | 3 | 1 | 43.0517 | 54.5974 | 274.5494
2021 | 8 | 3 | 2 | 40.6149 | 52.8866 | 261.9902
2021 | 8 | 3 | 3 | 38.8901 | 51.9251 | 255.0435
2021 | 8 | 3 | 4 | 38.6039 | 50.8142 | 254.3271
2021 | 8 | 3 | 5 | 39.1558 | 52.1029 | 260.3888
2021 | 8 | 3 | 6 | 41.7845 | 54.7487 | 279.3452
2021 | 8 | 3 | 7 | 46.9415 | 62.2733 | 301.9868
2021 | 8 | 3 | 8 | 52.874 | 69.8743 | 313.1996
2021 | 8 | 3 | 9 | 57.8841 | 75.1966 | 317.1378
2021 | 8 | 3 | 10 | 62.4564 | 81.5108 | 319.9002
2021 | 8 | 3 | 11 | 66.1542 | 86.8663 | 320.1717
2021 | 8 | 3 | 12 | 69.7619 | 89.4674 | 321.754
2021 | 8 | 3 | 13 | 72.1283 | 91.781 | 324.6546
2021 | 8 | 3 | 14 | 73.8479 | 89.0133 | 327.585
2021 | 8 | 3 | 15 | 75.3361 | 86.5783 | 336.4628
2021 | 8 | 3 | 16 | 77.0399 | 91.5256 | 362.1782
2021 | 8 | 3 | 17 | 78.9358 | 86.9124 | 399.7633
2021 | 8 | 3 | 18 | 78.7029 | 82.3049 | 433.33
2021 | 8 | 3 | 19 | 75.1723 | 77.8496 | 440.9606
2021 | 8 | 3 | 20 | 71.7445 | 74.6836 | 429.1332
2021 | 8 | 3 | 21 | 68.7607 | 72.0473 | 411.2624
2021 | 8 | 3 | 22 | 62.5964 | 67.5583 | 369.3338
2021 | 8 | 3 | 23 | 54.854 | 61.7275 | 321.8314
2021 | 8 | 4 | 0 | 49.1572 | 59.2282 | 280.641
2021 | 8 | 4 | 1 | 46.0095 | 57.4606 | 260.6573
2021 | 8 | 4 | 2 | 43.2178 | 55.2441 | 249.3624
2021 | 8 | 4 | 3 | 41.2279 | 53.9309 | 242.8746
2021 | 8 | 4 | 4 | 40.7216 | 52.8251 | 243.2869
2021 | 8 | 4 | 5 | 41.2598 | 54.1427 | 250.8031
2021 | 8 | 4 | 6 | 44.7361 | 55.948 | 266.6566
2021 | 8 | 4 | 7 | 49.9853 | 63.6354 | 288.3677
2021 | 8 | 4 | 8 | 55.9168 | 70.147 | 299.2428
2021 | 8 | 4 | 9 | 60.9869 | 76.411 | 304.0035
2021 | 8 | 4 | 10 | 65.2232 | 81.8488 | 307.5657
2021 | 8 | 4 | 11 | 68.6497 | 88.7092 | 311.352
2021 | 8 | 4 | 12 | 71.9847 | 90.5991 | 313.2126
2021 | 8 | 4 | 13 | 74.1016 | 93.1927 | 319.8703
2021 | 8 | 4 | 14 | 75.5078 | 88.652 | 325.3252
2021 | 8 | 4 | 15 | 76.6945 | 86.0075 | 332.6388
2021 | 8 | 4 | 16 | 78.0644 | 91.7141 | 357.7903
2021 | 8 | 4 | 17 | 79.0631 | 86.8673 | 397.638
2021 | 8 | 4 | 18 | 76.883 | 83.5692 | 428.9675
2021 | 8 | 4 | 19 | 73.4504 | 79.4966 | 430.6636
2021 | 8 | 4 | 20 | 70.7432 | 76.1348 | 423.1552
2021 | 8 | 4 | 21 | 67.919 | 73.9528 | 407.252
2021 | 8 | 4 | 22 | 61.7376 | 69.0108 | 366.4828
2021 | 8 | 4 | 23 | 54.2504 | 62.9363 | 320.732
2021 | 8 | 5 | 0 | 48.9632 | 59.2051 | 284.6731
2021 | 8 | 5 | 1 | 44.5802 | 58.312 | 268.7195
2021 | 8 | 5 | 2 | 41.9723 | 56.2583 | 256.9484
2021 | 8 | 5 | 3 | 40.1392 | 54.9844 | 250.3755
2021 | 8 | 5 | 4 | 39.6946 | 53.7357 | 250.481
2021 | 8 | 5 | 5 | 40.1303 | 55.2552 | 257.9161
2021 | 8 | 5 | 6 | 41.8041 | 57.3641 | 275.1049
2021 | 8 | 5 | 7 | 46.49 | 64.4887 | 298.9173
2021 | 8 | 5 | 8 | 51.9251 | 72.1684 | 310.3279
2021 | 8 | 5 | 9 | 56.3048 | 77.2945 | 313.5389
2021 | 8 | 5 | 10 | 59.9479 | 83.6508 | 319.2386
2021 | 8 | 5 | 11 | 62.6417 | 89.4696 | 328.5664
2021 | 8 | 5 | 12 | 64.2959 | 93.0071 | 338.4334
2021 | 8 | 5 | 13 | 65.6399 | 95.7439 | 346.361
2021 | 8 | 5 | 14 | 66.7745 | 90.6146 | 354.1951
2021 | 8 | 5 | 15 | 68.018 | 87.0849 | 365.0924
2021 | 8 | 5 | 16 | 69.345 | 93.9552 | 391.1782
2021 | 8 | 5 | 17 | 70.6044 | 88.4292 | 429.169
2021 | 8 | 5 | 18 | 72.0579 | 85.2303 | 464.1051
2021 | 8 | 5 | 19 | 68.6385 | 80.6838 | 470.1151
2021 | 8 | 5 | 20 | 65.2437 | 77.4969 | 460.3029
2021 | 8 | 5 | 21 | 62.2862 | 74.4942 | 442.1024
2021 | 8 | 5 | 22 | 56.5202 | 69.7444 | 397.7331
2021 | 8 | 5 | 23 | 49.6916 | 63.9174 | 347.2978
2021 | 8 | 6 | 0 | 44.4181 | 60.9822 | 294.9424
2021 | 8 | 6 | 1 | 41.9724 | 56.997 | 278.8106
2021 | 8 | 6 | 2 | 39.7454 | 54.5929 | 265.0482
2021 | 8 | 6 | 3 | 38.189 | 53.4443 | 257.2652
2021 | 8 | 6 | 4 | 37.9689 | 52.8498 | 256.0204
2021 | 8 | 6 | 5 | 38.6214 | 54.0643 | 262.2036
2021 | 8 | 6 | 6 | 39.8934 | 55.2225 | 280.7388
2021 | 8 | 6 | 7 | 44.3185 | 62.8427 | 305.5588
2021 | 8 | 6 | 8 | 49.4435 | 67.9715 | 321.1867
2021 | 8 | 6 | 9 | 53.6747 | 73.5759 | 329.0588
2021 | 8 | 6 | 10 | 57.3978 | 77.4235 | 334.5144
2021 | 8 | 6 | 11 | 60.1465 | 83.9944 | 338.4928
2021 | 8 | 6 | 12 | 62.8333 | 83.5006 | 348.6836
2021 | 8 | 6 | 13 | 64.3818 | 84.9406 | 358.478
2021 | 8 | 6 | 14 | 65.5915 | 77.7455 | 365.6648
2021 | 8 | 6 | 15 | 66.5868 | 74.1767 | 376.2117
2021 | 8 | 6 | 16 | 67.6881 | 79.2778 | 400.9954
2021 | 8 | 6 | 17 | 68.8399 | 74.1296 | 434.5475
2021 | 8 | 6 | 18 | 67.4988 | 72.9229 | 451.2146
2021 | 8 | 6 | 19 | 64.2976 | 69.2354 | 451.7745
2021 | 8 | 6 | 20 | 61.8246 | 65.9033 | 442.3374
2021 | 8 | 6 | 21 | 59.7931 | 63.9947 | 425.9407
2021 | 8 | 6 | 22 | 55.0755 | 60.1119 | 388.3886
2021 | 8 | 6 | 23 | 48.8813 | 54.4122 | 345.0257
2021 | 8 | 7 | 0 | 43.2011 | 52.3422 | 303.3476
2021 | 8 | 7 | 1 | 39.1005 | 48.0767 | 287.3006
2021 | 8 | 7 | 2 | 36.5878 | 46.718 | 271.6635
2021 | 8 | 7 | 3 | 34.7482 | 45.8109 | 262.3124
2021 | 8 | 7 | 4 | 33.7112 | 44.8959 | 257.4575
2021 | 8 | 7 | 5 | 33.1037 | 44.7898 | 257.1787
2021 | 8 | 7 | 6 | 33.1204 | 44.3014 | 263.4932
2021 | 8 | 7 | 7 | 36.7644 | 46.1261 | 280.6779
2021 | 8 | 7 | 8 | 42.2244 | 50.3055 | 310.6084
2021 | 8 | 7 | 9 | 47.1 | 56.8948 | 337.1293
2021 | 8 | 7 | 10 | 50.9872 | 61.8873 | 354.049
2021 | 8 | 7 | 11 | 53.7984 | 65.3518 | 362.3533
2021 | 8 | 7 | 12 | 55.2133 | 66.2792 | 363.5304
2021 | 8 | 7 | 13 | 56.2007 | 66.9204 | 371.2302
2021 | 8 | 7 | 14 | 56.8177 | 66.1311 | 377.5886
2021 | 8 | 7 | 15 | 57.0926 | 62.3905 | 389.8394
2021 | 8 | 7 | 16 | 58.1954 | 65.3743 | 417.3809
2021 | 8 | 7 | 17 | 59.3751 | 63.7339 | 454.3507
2021 | 8 | 7 | 18 | 57.53 | 58.8973 | 464.8274
2021 | 8 | 7 | 19 | 54.8438 | 56.0308 | 463.062
2021 | 8 | 7 | 20 | 52.3137 | 53.5191 | 445.9713
2021 | 8 | 7 | 21 | 50.9943 | 53.9743 | 430.4207
2021 | 8 | 7 | 22 | 47.6501 | 51.2832 | 393.5692
2021 | 8 | 7 | 23 | 42.901 | 48.6673 | 351.6578
2021 | 8 | 8 | 0 | 39.311 | 47.7831 | 310.8995
2021 | 8 | 8 | 1 | 36.8249 | 45.5499 | 290.0573
2021 | 8 | 8 | 2 | 34.6075 | 44.322 | 273.193
2021 | 8 | 8 | 3 | 32.8952 | 43.6117 | 262.4889
2021 | 8 | 8 | 4 | 31.8326 | 42.7936 | 256.5748
2021 | 8 | 8 | 5 | 30.7682 | 42.4841 | 255.0546
2021 | 8 | 8 | 6 | 30.786 | 41.402 | 261.5513
2021 | 8 | 8 | 7 | 34.4025 | 42.3785 | 275.8
2021 | 8 | 8 | 8 | 40.5249 | 45.559 | 307.602
2021 | 8 | 8 | 9 | 46.2666 | 50.6319 | 341.0023
2021 | 8 | 8 | 10 | 51.2302 | 54.0124 | 363.1553
2021 | 8 | 8 | 11 | 54.7049 | 56.9121 | 372.9156
2021 | 8 | 8 | 12 | 57.5522 | 56.6222 | 397.0312
2021 | 8 | 8 | 13 | 59.47 | 58.1232 | 405.2208
2021 | 8 | 8 | 14 | 60.8529 | 60.0631 | 409.0096
2021 | 8 | 8 | 15 | 62.1389 | 58.1358 | 419.8129
2021 | 8 | 8 | 16 | 64.0397 | 58.5628 | 444.6844
2021 | 8 | 8 | 17 | 66.099 | 57.9226 | 474.965
2021 | 8 | 8 | 18 | 67.0006 | 58.7052 | 496.5974
2021 | 8 | 8 | 19 | 64.4036 | 55.7673 | 489.7981
2021 | 8 | 8 | 20 | 61.5634 | 53.0709 | 472.7283
2021 | 8 | 8 | 21 | 59.1407 | 52.5152 | 453.3367
2021 | 8 | 8 | 22 | 54.2709 | 50.3138 | 408.8791
2021 | 8 | 8 | 23 | 48.224 | 47.3217 | 359.6752
2021 | 8 | 9 | 0 | 42.1311 | 46.3045 | 324.1166
2021 | 8 | 9 | 1 | 39.8605 | 48.7558 | 288.1736
2021 | 8 | 9 | 2 | 37.9033 | 47.7057 | 273.4293
2021 | 8 | 9 | 3 | 36.5435 | 47.4476 | 264.1561
2021 | 8 | 9 | 4 | 36.4809 | 47.4864 | 262.2919
2021 | 8 | 9 | 5 | 37.0741 | 49.24 | 268.4752
2021 | 8 | 9 | 6 | 38.3763 | 50.4402 | 288.3625
2021 | 8 | 9 | 7 | 43.0914 | 57.0583 | 316.137
2021 | 8 | 9 | 8 | 48.4441 | 64.648 | 336.7706
2021 | 8 | 9 | 9 | 52.7844 | 69.1751 | 348.056
2021 | 8 | 9 | 10 | 56.8693 | 73.1911 | 354.2795
2021 | 8 | 9 | 11 | 60.0294 | 74.7045 | 362.3137
2021 | 8 | 9 | 12 | 62.5155 | 76.6645 | 381.8594
2021 | 8 | 9 | 13 | 64.4491 | 78.3556 | 389.7842
2021 | 8 | 9 | 14 | 65.8946 | 76.1059 | 395.2113
2021 | 8 | 9 | 15 | 67.1007 | 74.6212 | 406.3074
2021 | 8 | 9 | 16 | 68.9563 | 75.2043 | 432.5876
2021 | 8 | 9 | 17 | 71.1074 | 71.4732 | 467.0076
2021 | 8 | 9 | 18 | 69.1205 | 67.2244 | 490.9335
2021 | 8 | 9 | 19 | 66.3085 | 64.6596 | 484.473
2021 | 8 | 9 | 20 | 64.6509 | 64.0074 | 470.7625
2021 | 8 | 9 | 21 | 62.1566 | 62.8586 | 446.1208
2021 | 8 | 9 | 22 | 56.7391 | 59.0689 | 399.9054
2021 | 8 | 9 | 23 | 50.0136 | 54.4497 | 350.4238
2021 | 8 | 10 | 0 | 44.5233 | 53.6622 | 308.9205
2021 | 8 | 10 | 1 | 41.5219 | 49.9799 | 287.3295
2021 | 8 | 10 | 2 | 39.3783 | 48.3889 | 272.8351
2021 | 8 | 10 | 3 | 37.7723 | 47.7078 | 263.5918
2021 | 8 | 10 | 4 | 37.6679 | 47.6933 | 261.6318
2021 | 8 | 10 | 5 | 38.2154 | 49.3848 | 267.8432
2021 | 8 | 10 | 6 | 40.9753 | 51.2914 | 288.1252
2021 | 8 | 10 | 7 | 45.1461 | 58.0303 | 315.2132
2021 | 8 | 10 | 8 | 49.4958 | 63.0274 | 341.2157
2021 | 8 | 10 | 9 | 52.8511 | 66.0469 | 359.8729
2021 | 8 | 10 | 10 | 55.8863 | 68.2757 | 369.5966
2021 | 8 | 10 | 11 | 58.2789 | 72.009 | 372.4592
2021 | 8 | 10 | 12 | 60.804 | 74.2669 | 379.1313
2021 | 8 | 10 | 13 | 61.6401 | 75.99 | 385.3245
2021 | 8 | 10 | 14 | 61.9335 | 73.6557 | 388.3467
2021 | 8 | 10 | 15 | 62.1893 | 72.6833 | 397.8011
2021 | 8 | 10 | 16 | 63.4148 | 73.4328 | 421.4962
2021 | 8 | 10 | 17 | 65.1359 | 69.9356 | 451.0629
2021 | 8 | 10 | 18 | 65.1572 | 64.1206 | 462.8661
2021 | 8 | 10 | 19 | 62.2638 | 61.5885 | 450.4969
2021 | 8 | 10 | 20 | 60.8013 | 59.8356 | 439.8328
2021 | 8 | 10 | 21 | 58.861 | 58.7976 | 417.5913
2021 | 8 | 10 | 22 | 53.9173 | 55.3972 | 375.4603
2021 | 8 | 10 | 23 | 47.6665 | 51.0147 | 330.5991
2021 | 8 | 11 | 0 | 43.2528 | 50.1439 | 297.3866
2021 | 8 | 11 | 1 | 40.2973 | 49.97 | 274.8168
2021 | 8 | 11 | 2 | 38.2257 | 48.3182 | 262.251
2021 | 8 | 11 | 3 | 36.6356 | 47.4277 | 254.1619
2021 | 8 | 11 | 4 | 36.5226 | 47.316 | 253.6544
2021 | 8 | 11 | 5 | 36.9468 | 49.088 | 260.7066
2021 | 8 | 11 | 6 | 38.6121 | 49.6816 | 279.5713
2021 | 8 | 11 | 7 | 42.3082 | 55.8201 | 302.5569
2021 | 8 | 11 | 8 | 46.0766 | 61.8278 | 315.8383
2021 | 8 | 11 | 9 | 49.045 | 66.3952 | 320.9025
2021 | 8 | 11 | 10 | 51.6738 | 68.9949 | 322.7126
2021 | 8 | 11 | 11 | 53.6799 | 70.1989 | 324.3633
2021 | 8 | 11 | 12 | 55.6127 | 71.4678 | 337.7424
2021 | 8 | 11 | 13 | 56.6737 | 72.9056 | 342.6894
2021 | 8 | 11 | 14 | 57.4293 | 71.0621 | 346.1075
2021 | 8 | 11 | 15 | 58.1635 | 70.2501 | 355.2916
2021 | 8 | 11 | 16 | 59.7791 | 69.5504 | 380.4935
2021 | 8 | 11 | 17 | 61.6484 | 65.7395 | 414.4983
2021 | 8 | 11 | 18 | 62.0161 | 64.0187 | 440.3502
2021 | 8 | 11 | 19 | 59.701 | 61.3699 | 439.7038
2021 | 8 | 11 | 20 | 58.9335 | 60.338 | 431.4776
2021 | 8 | 11 | 21 | 56.9771 | 59.3187 | 411.3295
2021 | 8 | 11 | 22 | 52.1076 | 55.7275 | 369.2119
2021 | 8 | 11 | 23 | 46.0561 | 51.1111 | 323.3701
2021 | 8 | 12 | 0 | 40.3814 | 49.5443 | 272.8038
2021 | 8 | 12 | 1 | 38.4604 | 45.6909 | 259.8635
2021 | 8 | 12 | 2 | 36.7248 | 44.5275 | 248.292
2021 | 8 | 12 | 3 | 35.4249 | 43.8101 | 241.6822
2021 | 8 | 12 | 4 | 35.4999 | 43.7033 | 242.172
2021 | 8 | 12 | 5 | 36.0873 | 45.3874 | 250.365
2021 | 8 | 12 | 6 | 37.8162 | 49.7595 | 269.3178
2021 | 8 | 12 | 7 | 41.2967 | 55.6527 | 290.4135
2021 | 8 | 12 | 8 | 44.7872 | 60.9726 | 299.8436
2021 | 8 | 12 | 9 | 47.6348 | 64.6286 | 301.6716
2021 | 8 | 12 | 10 | 50.389 | 66.4754 | 303.4259
2021 | 8 | 12 | 11 | 52.5095 | 67.0033 | 307.9219
2021 | 8 | 12 | 12 | 55.4219 | 64.661 | 322.1901
2021 | 8 | 12 | 13 | 56.9146 | 66.44 | 328.6766
2021 | 8 | 12 | 14 | 58.1047 | 65.1252 | 334.0052
2021 | 8 | 12 | 15 | 59.2989 | 64.3167 | 343.856
2021 | 8 | 12 | 16 | 60.9772 | 62.752 | 367.7021
2021 | 8 | 12 | 17 | 63.2058 | 59.2731 | 401.7004
2021 | 8 | 12 | 18 | 60.7663 | 56.8263 | 430.277
2021 | 8 | 12 | 19 | 58.4497 | 55.4539 | 431.2042
2021 | 8 | 12 | 20 | 57.3584 | 52.987 | 425.3375
2021 | 8 | 12 | 21 | 55.5656 | 52.0372 | 406.7904
2021 | 8 | 12 | 22 | 51.0233 | 49.255 | 366.5017
2021 | 8 | 12 | 23 | 45.309 | 45.4501 | 321.772
2021 | 8 | 13 | 0 | 40.6477 | 44.756 | 272.5343
2021 | 8 | 13 | 1 | 37.4213 | 43.9247 | 262.468
2021 | 8 | 13 | 2 | 35.6152 | 42.7412 | 250.3732
2021 | 8 | 13 | 3 | 34.2178 | 42.2238 | 243.2337
2021 | 8 | 13 | 4 | 34.2358 | 42.094 | 243.1653
2021 | 8 | 13 | 5 | 34.4724 | 43.4988 | 250.7619
2021 | 8 | 13 | 6 | 35.6808 | 46.7645 | 271.8651
2021 | 8 | 13 | 7 | 38.9439 | 51.8748 | 295.6749
2021 | 8 | 13 | 8 | 42.2879 | 57.7059 | 311.6756
2021 | 8 | 13 | 9 | 44.517 | 62.1084 | 319.7309
2021 | 8 | 13 | 10 | 46.2898 | 64.8743 | 325.8063
2021 | 8 | 13 | 11 | 47.05 | 63.9137 | 329.8101
2021 | 8 | 13 | 12 | 47.8388 | 65.5632 | 341.8828
2021 | 8 | 13 | 13 | 48.0441 | 68.0004 | 348.1067
2021 | 8 | 13 | 14 | 48.2711 | 69.2829 | 352.9514
2021 | 8 | 13 | 15 | 48.4237 | 67.6369 | 361.2874
2021 | 8 | 13 | 16 | 49.7234 | 64.7326 | 383.0202
2021 | 8 | 13 | 17 | 51.8169 | 61.3218 | 413.3296
2021 | 8 | 13 | 18 | 53.6795 | 60.9771 | 433.3298
2021 | 8 | 13 | 19 | 51.5011 | 59.3041 | 429.7343
2021 | 8 | 13 | 20 | 50.4627 | 58.1109 | 422.1356
2021 | 8 | 13 | 21 | 49.267 | 56.5561 | 403.5276
2021 | 8 | 13 | 22 | 45.8808 | 53.2725 | 366.8747
2021 | 8 | 13 | 23 | 40.686 | 48.0003 | 326.6666
2021 | 8 | 14 | 0 | 35.6712 | 43.8211 | 286.5083
2021 | 8 | 14 | 1 | 32.9946 | 41.4432 | 271.5434
2021 | 8 | 14 | 2 | 31.2853 | 40.4379 | 256.9823
2021 | 8 | 14 | 3 | 30.0273 | 39.9767 | 248.2218
2021 | 8 | 14 | 4 | 29.4301 | 39.093 | 243.916
2021 | 8 | 14 | 5 | 28.8264 | 39.2379 | 244.6249
2021 | 8 | 14 | 6 | 27.1289 | 38.3074 | 249.3919
2021 | 8 | 14 | 7 | 30.1319 | 38.8512 | 267.0117
2021 | 8 | 14 | 8 | 35.0422 | 45.2806 | 303.5231
2021 | 8 | 14 | 9 | 39.0664 | 50.2776 | 335.5763
2021 | 8 | 14 | 10 | 42.4988 | 53.4995 | 351.539
2021 | 8 | 14 | 11 | 44.8742 | 54.0107 | 355.1944
2021 | 8 | 14 | 12 | 46.714 | 54.5441 | 364.4017
2021 | 8 | 14 | 13 | 47.5823 | 55.381 | 363.7092
2021 | 8 | 14 | 14 | 48.2116 | 58.6942 | 359.6554
2021 | 8 | 14 | 15 | 48.8264 | 58.2326 | 363.169
2021 | 8 | 14 | 16 | 50.2589 | 55.2091 | 382.1936
2021 | 8 | 14 | 17 | 52.5922 | 54.376 | 408.0798
2021 | 8 | 14 | 18 | 53.4927 | 54.0906 | 434.7704
2021 | 8 | 14 | 19 | 51.3463 | 52.2397 | 420.8458
2021 | 8 | 14 | 20 | 49.6632 | 50.355 | 408.24
2021 | 8 | 14 | 21 | 48.3585 | 50.1359 | 390.2185
2021 | 8 | 14 | 22 | 45.1416 | 48.2622 | 357.2247
2021 | 8 | 14 | 23 | 40.5628 | 45.2599 | 322.033
2021 | 8 | 15 | 0 | 34.6014 | 43.0287 | 290.4627
2021 | 8 | 15 | 1 | 32.7698 | 41.0446 | 255.5785
2021 | 8 | 15 | 2 | 31.0581 | 40.0173 | 242.6444
2021 | 8 | 15 | 3 | 29.7554 | 39.6596 | 235.4904
2021 | 8 | 15 | 4 | 29.0217 | 38.7944 | 231.6396
2021 | 8 | 15 | 5 | 28.2112 | 38.7391 | 230.9043
2021 | 8 | 15 | 6 | 27.0052 | 39.8443 | 230.9855
2021 | 8 | 15 | 7 | 29.9034 | 39.6117 | 241.5118
2021 | 8 | 15 | 8 | 35.1454 | 44.891 | 269.3137
2021 | 8 | 15 | 9 | 39.8167 | 47.9445 | 294.9101
2021 | 8 | 15 | 10 | 43.9701 | 49.9425 | 306.153
2021 | 8 | 15 | 11 | 46.7408 | 50.9547 | 304.6488
2021 | 8 | 15 | 12 | 48.9728 | 51.3014 | 296.5896
2021 | 8 | 15 | 13 | 50.4781 | 52.4366 | 294.4359
2021 | 8 | 15 | 14 | 51.689 | 56.1726 | 286.9686
2021 | 8 | 15 | 15 | 52.9473 | 56.4227 | 281.5532
2021 | 8 | 15 | 16 | 55.111 | 51.9814 | 294.616
2021 | 8 | 15 | 17 | 57.9861 | 51.4487 | 326.2612
2021 | 8 | 15 | 18 | 59.8357 | 53.4898 | 362.287
2021 | 8 | 15 | 19 | 57.7005 | 51.3566 | 360.4697
2021 | 8 | 15 | 20 | 55.75 | 50.5777 | 351.4163
2021 | 8 | 15 | 21 | 53.6414 | 49.6805 | 333.9462
2021 | 8 | 15 | 22 | 49.3543 | 47.8524 | 299.4475
2021 | 8 | 15 | 23 | 44.0309 | 44.7377 | 262.7544
2021 | 8 | 16 | 0 | 38.2857 | 43.7495 | 231.7913
2021 | 8 | 16 | 1 | 36.5438 | 42.8496 | 233.5434
2021 | 8 | 16 | 2 | 34.9795 | 42.217 | 224.6603
2021 | 8 | 16 | 3 | 33.7775 | 42.1026 | 220.356
2021 | 8 | 16 | 4 | 33.987 | 42.0932 | 222.179
2021 | 8 | 16 | 5 | 34.4771 | 43.9642 | 231.9062
2021 | 8 | 16 | 6 | 35.6793 | 46.7601 | 255.9568
2021 | 8 | 16 | 7 | 39.7502 | 52.5068 | 277.6483
2021 | 8 | 16 | 8 | 44.2226 | 60.7288 | 284.042
2021 | 8 | 16 | 9 | 47.7854 | 65.1631 | 282.3439
2021 | 8 | 16 | 10 | 51.4468 | 68.032 | 281.6306
2021 | 8 | 16 | 11 | 54.1521 | 66.431 | 285.2166
2021 | 8 | 16 | 12 | 56.3255 | 66.7989 | 293.5854
2021 | 8 | 16 | 13 | 58.1969 | 68.5022 | 298.6574
2021 | 8 | 16 | 14 | 59.4781 | 69.5333 | 303.4403
2021 | 8 | 16 | 15 | 60.8858 | 68.8853 | 310.5562
2021 | 8 | 16 | 16 | 63.2346 | 66.5128 | 333.8656
2021 | 8 | 16 | 17 | 66.1896 | 63.576 | 372.0417
2021 | 8 | 16 | 18 | 65.4204 | 63.8007 | 404.9333
2021 | 8 | 16 | 19 | 62.9075 | 62.0108 | 408.2635
2021 | 8 | 16 | 20 | 61.5677 | 60.5147 | 400.2714
2021 | 8 | 16 | 21 | 59.2639 | 58.1819 | 378.3625
2021 | 8 | 16 | 22 | 54.2899 | 54.6647 | 337.2025
2021 | 8 | 16 | 23 | 47.7299 | 50.2587 | 294.7331
2021 | 8 | 17 | 0 | 42.578 | 48.0937 | 266.3041
2021 | 8 | 17 | 1 | 41.0225 | 45.7251 | 246.9884
2021 | 8 | 17 | 2 | 38.9381 | 44.5579 | 236.8569
2021 | 8 | 17 | 3 | 37.3192 | 43.9789 | 231.0514
2021 | 8 | 17 | 4 | 37.2548 | 43.7773 | 231.6527
2021 | 8 | 17 | 5 | 37.8011 | 45.671 | 239.9031
2021 | 8 | 17 | 6 | 39.591 | 47.2542 | 261.4337
2021 | 8 | 17 | 7 | 44.3737 | 52.273 | 284.8014
2021 | 8 | 17 | 8 | 49.7552 | 59.01 | 293.3047
2021 | 8 | 17 | 9 | 54.084 | 62.5173 | 289.9739
2021 | 8 | 17 | 10 | 58.4791 | 64.9144 | 290.4737
2021 | 8 | 17 | 11 | 61.835 | 64.2586 | 297.5166
2021 | 8 | 17 | 12 | 65.2647 | 67.5374 | 313.3814
2021 | 8 | 17 | 13 | 67.5197 | 69.3535 | 317.5361
2021 | 8 | 17 | 14 | 68.844 | 68.7328 | 322.3325
2021 | 8 | 17 | 15 | 70.0075 | 68.142 | 331.9202
2021 | 8 | 17 | 16 | 71.8441 | 66.051 | 359.4069
2021 | 8 | 17 | 17 | 74.2862 | 62.8545 | 395.738
2021 | 8 | 17 | 18 | 75.1213 | 61.0644 | 417.0996
2021 | 8 | 17 | 19 | 72.1986 | 59.0552 | 412.4584
2021 | 8 | 17 | 20 | 70.2736 | 59.6697 | 407.2296
2021 | 8 | 17 | 21 | 67.2814 | 58.1974 | 385.8774
2021 | 8 | 17 | 22 | 61.4497 | 54.7986 | 346.0759
2021 | 8 | 17 | 23 | 54.0328 | 50.1929 | 304.6251
2021 | 8 | 18 | 0 | 46.8359 | 48.2045 | 277.0166
2021 | 8 | 18 | 1 | 44.9003 | 46.6927 | 254.9396
2021 | 8 | 18 | 2 | 42.3246 | 45.3172 | 244.0061
2021 | 8 | 18 | 3 | 40.377 | 44.5778 | 237.5013
2021 | 8 | 18 | 4 | 39.9691 | 44.4057 | 237.6073
2021 | 8 | 18 | 5 | 40.5223 | 46.4096 | 246.3963
2021 | 8 | 18 | 6 | 42.4972 | 50.5579 | 269.8322
2021 | 8 | 18 | 7 | 47.7795 | 56.842 | 294.3693
2021 | 8 | 18 | 8 | 53.9286 | 63.4001 | 312.1972
2021 | 8 | 18 | 9 | 59.131 | 66.9023 | 321.5009
2021 | 8 | 18 | 10 | 64.0072 | 69.2926 | 324.909
2021 | 8 | 18 | 11 | 67.881 | 69.8187 | 325.3309
2021 | 8 | 18 | 12 | 71.2694 | 71.3054 | 336.6258
2021 | 8 | 18 | 13 | 73.6775 | 73.0434 | 339.2914
2021 | 8 | 18 | 14 | 75.0646 | 73.0582 | 338.066
2021 | 8 | 18 | 15 | 76.3301 | 71.9523 | 340.0753
2021 | 8 | 18 | 16 | 78.0137 | 70.0702 | 361.1712
2021 | 8 | 18 | 17 | 79.5786 | 66.2068 | 389.4586
2021 | 8 | 18 | 18 | 80.64 | 58.8916 | 420.9582
2021 | 8 | 18 | 19 | 77.2783 | 55.7538 | 413.4866
2021 | 8 | 18 | 20 | 74.5078 | 55.0434 | 408.966
2021 | 8 | 18 | 21 | 70.7496 | 53.4394 | 386.9245
2021 | 8 | 18 | 22 | 64.1862 | 50.1997 | 346.4204
2021 | 8 | 18 | 23 | 56.2592 | 47.0601 | 305.1643
2021 | 8 | 19 | 0 | 49.0751 | 48.4976 | 271.8169
2021 | 8 | 19 | 1 | 45.0509 | 44.3938 | 268.3486
2021 | 8 | 19 | 2 | 42.5306 | 43.2399 | 255.692
2021 | 8 | 19 | 3 | 40.6604 | 42.4525 | 248.0796
2021 | 8 | 19 | 4 | 40.2623 | 42.043 | 247.3779
2021 | 8 | 19 | 5 | 40.8025 | 43.8525 | 255.5015
2021 | 8 | 19 | 6 | 43.2423 | 49.2439 | 281.1438
2021 | 8 | 19 | 7 | 47.8664 | 54.4784 | 307.6725
2021 | 8 | 19 | 8 | 53.0441 | 60.3024 | 326.6804
2021 | 8 | 19 | 9 | 57.0697 | 63.2636 | 335.8054
2021 | 8 | 19 | 10 | 60.6648 | 64.1826 | 340.9967
2021 | 8 | 19 | 11 | 63.2824 | 64.1507 | 347.2262
2021 | 8 | 19 | 12 | 65.558 | 63.5406 | 356.4863
2021 | 8 | 19 | 13 | 66.8 | 65.1361 | 365.6899
2021 | 8 | 19 | 14 | 67.3572 | 63.7346 | 373.1287
2021 | 8 | 19 | 15 | 67.9679 | 62.8114 | 384.0722
2021 | 8 | 19 | 16 | 69.0237 | 61.3569 | 408.4398
2021 | 8 | 19 | 17 | 70.1872 | 57.8185 | 439.1334
2021 | 8 | 19 | 18 | 73.0278 | 56.9381 | 463.4804
2021 | 8 | 19 | 19 | 69.6493 | 55.2789 | 464.2934
2021 | 8 | 19 | 20 | 66.8792 | 53.1931 | 456.9521
2021 | 8 | 19 | 21 | 63.667 | 51.207 | 433.1478
2021 | 8 | 19 | 22 | 57.9175 | 48.3744 | 388.2252
2021 | 8 | 19 | 23 | 51.008 | 44.7825 | 340.6785
2021 | 8 | 20 | 0 | 45.0215 | 43.1261 | 295.625
2021 | 8 | 20 | 1 | 42.2585 | 44.4506 | 282.6201
2021 | 8 | 20 | 2 | 40.0086 | 43.28 | 268.2449
2021 | 8 | 20 | 3 | 38.3253 | 42.7023 | 258.9076
2021 | 8 | 20 | 4 | 38.0296 | 42.2419 | 257.2379
2021 | 8 | 20 | 5 | 38.5414 | 43.9066 | 264.398
2021 | 8 | 20 | 6 | 39.1976 | 47.7532 | 287.2258
2021 | 8 | 20 | 7 | 43.6052 | 52.9585 | 315.9034
2021 | 8 | 20 | 8 | 48.9212 | 60.5169 | 345.5043
2021 | 8 | 20 | 9 | 53.0834 | 65.1681 | 365.6689
2021 | 8 | 20 | 10 | 56.8453 | 68.9397 | 374.4056
2021 | 8 | 20 | 11 | 59.4329 | 67.2674 | 376.782
2021 | 8 | 20 | 12 | 61.9895 | 68.158 | 385.3036
2021 | 8 | 20 | 13 | 63.9194 | 70.3503 | 391.658
2021 | 8 | 20 | 14 | 65.3693 | 71.2312 | 394.3617
2021 | 8 | 20 | 15 | 66.6755 | 68.8161 | 401.6136
2021 | 8 | 20 | 16 | 68.1984 | 66.5368 | 422.7034
2021 | 8 | 20 | 17 | 69.8562 | 62.4897 | 446.3223
2021 | 8 | 20 | 18 | 69.2843 | 58.2877 | 459.8554
2021 | 8 | 20 | 19 | 66.0887 | 55.1929 | 451.894
2021 | 8 | 20 | 20 | 63.628 | 55.852 | 443.0343
2021 | 8 | 20 | 21 | 60.6649 | 53.629 | 418.927
2021 | 8 | 20 | 22 | 55.649 | 50.563 | 379.4362
2021 | 8 | 20 | 23 | 49.3093 | 46.4846 | 338.4964
2021 | 8 | 21 | 0 | 42.6075 | 45.4314 | 299.573
2021 | 8 | 21 | 1 | 39.1151 | 47.4984 | 296.4707
2021 | 8 | 21 | 2 | 36.7315 | 46.2331 | 279.5473
2021 | 8 | 21 | 3 | 34.8918 | 45.4119 | 268.4103
2021 | 8 | 21 | 4 | 33.8579 | 44.8092 | 262.5666
2021 | 8 | 21 | 5 | 33.2299 | 45.4066 | 262.8988
2021 | 8 | 21 | 6 | 33.5255 | 45.8138 | 277.8954
2021 | 8 | 21 | 7 | 37.5163 | 46.6601 | 298.5369
2021 | 8 | 21 | 8 | 43.6075 | 53.7504 | 337.5306
2021 | 8 | 21 | 9 | 49.0597 | 58.3853 | 372.6246
2021 | 8 | 21 | 10 | 53.8023 | 63.27 | 392.7532
2021 | 8 | 21 | 11 | 57.1039 | 64.3815 | 401.3179
2021 | 8 | 21 | 12 | 59.9093 | 68.591 | 402.1344
2021 | 8 | 21 | 13 | 61.8374 | 69.7757 | 409.2901
2021 | 8 | 21 | 14 | 63.0509 | 69.1349 | 416.475
2021 | 8 | 21 | 15 | 63.933 | 65.9236 | 430.1353
2021 | 8 | 21 | 16 | 65.4307 | 68.3914 | 457.4947
2021 | 8 | 21 | 17 | 66.7063 | 66.9396 | 487.426
2021 | 8 | 21 | 18 | 65.2889 | 63.311 | 513.3655
2021 | 8 | 21 | 19 | 62.6301 | 59.926 | 508.4778
2021 | 8 | 21 | 20 | 60.3095 | 58.7256 | 491.9269
2021 | 8 | 21 | 21 | 57.8662 | 57.8139 | 468.1243
2021 | 8 | 21 | 22 | 53.6919 | 55.2959 | 425.8711
2021 | 8 | 21 | 23 | 48.2596 | 52.9875 | 381.2798
2021 | 8 | 22 | 0 | 42.214 | 50.5623 | 326.5335
2021 | 8 | 22 | 1 | 38.4104 | 48.3192 | 297.6763
2021 | 8 | 22 | 2 | 36.1106 | 47.0224 | 280.4487
2021 | 8 | 22 | 3 | 34.2965 | 46.0975 | 268.9832
2021 | 8 | 22 | 4 | 33.2294 | 45.1676 | 262.3122
2021 | 8 | 22 | 5 | 32.425 | 45.3406 | 261.0385
2021 | 8 | 22 | 6 | 32.2462 | 44.4213 | 269.4153
2021 | 8 | 22 | 7 | 35.9271 | 44.3599 | 284.7297
2021 | 8 | 22 | 8 | 42.1112 | 50.2231 | 318.7311
2021 | 8 | 22 | 9 | 47.7297 | 55.3093 | 351.3619
2021 | 8 | 22 | 10 | 52.6935 | 61.4998 | 368.8637
2021 | 8 | 22 | 11 | 55.9452 | 63.7748 | 374.3396
2021 | 8 | 22 | 12 | 58.6136 | 66.9766 | 380.4197
2021 | 8 | 22 | 13 | 60.3727 | 69.5111 | 385.5084
2021 | 8 | 22 | 14 | 61.4425 | 71.6029 | 387.8787
2021 | 8 | 22 | 15 | 62.5246 | 68.0498 | 393.3652
2021 | 8 | 22 | 16 | 64.5335 | 70.7526 | 415.9928
2021 | 8 | 22 | 17 | 66.7537 | 69.9201 | 446.2502
2021 | 8 | 22 | 18 | 67.4379 | 71.399 | 462.0951
2021 | 8 | 22 | 19 | 64.7811 | 67.6522 | 447.1924
2021 | 8 | 22 | 20 | 62.0909 | 66.0429 | 435.8888
2021 | 8 | 22 | 21 | 58.9693 | 63.2726 | 411.8882
2021 | 8 | 22 | 22 | 54.0775 | 60.0259 | 370.7746
2021 | 8 | 22 | 23 | 48.2783 | 56.9931 | 329.0206
2021 | 8 | 23 | 0 | 42.3222 | 51.9462 | 298.6225
2021 | 8 | 23 | 1 | 39.6362 | 50.127 | 255.5874
2021 | 8 | 23 | 2 | 37.8065 | 48.9451 | 244.8254
2021 | 8 | 23 | 3 | 36.4513 | 48.3852 | 237.8104
2021 | 8 | 23 | 4 | 36.4637 | 47.3789 | 238.3891
2021 | 8 | 23 | 5 | 37.1474 | 49.3489 | 246.9869
2021 | 8 | 23 | 6 | 38.5995 | 53.1544 | 264.7572
2021 | 8 | 23 | 7 | 43.0786 | 59.6006 | 287.6822
2021 | 8 | 23 | 8 | 48.2268 | 70.0859 | 304.7718
2021 | 8 | 23 | 9 | 52.2451 | 75.2206 | 309.8503
2021 | 8 | 23 | 10 | 56.1286 | 80.3261 | 304.9187
2021 | 8 | 23 | 11 | 58.9135 | 81.8681 | 299.8519
2021 | 8 | 23 | 12 | 60.9943 | 84.6144 | 313.5597
2021 | 8 | 23 | 13 | 62.9004 | 87.1433 | 310.4081
2021 | 8 | 23 | 14 | 64.1574 | 83.8326 | 309.0946
2021 | 8 | 23 | 15 | 65.4303 | 80.6859 | 313.456
2021 | 8 | 23 | 16 | 67.4631 | 84.5029 | 335.9751
2021 | 8 | 23 | 17 | 69.7316 | 79.7944 | 364.2
2021 | 8 | 23 | 18 | 69.1542 | 78.5144 | 377.5795
2021 | 8 | 23 | 19 | 66.3225 | 73.9305 | 379.1649
2021 | 8 | 23 | 20 | 64.7262 | 72.0034 | 372.8684
2021 | 8 | 23 | 21 | 61.5738 | 66.8166 | 347.3968
2021 | 8 | 23 | 22 | 56.0832 | 62.5756 | 308.5371
2021 | 8 | 23 | 23 | 49.5496 | 58.5654 | 271.3089
2021 | 8 | 24 | 0 | 43.9161 | 55.637 | 247.4641
2021 | 8 | 24 | 1 | 39.9787 | 54.4018 | 229.8687
2021 | 8 | 24 | 2 | 38.0521 | 52.6429 | 221.9775
2021 | 8 | 24 | 3 | 36.565 | 51.5268 | 217.4596
2021 | 8 | 24 | 4 | 36.5376 | 49.9474 | 219.9261
2021 | 8 | 24 | 5 | 37.1532 | 51.7674 | 230.388
2021 | 8 | 24 | 6 | 39.762 | 55.1964 | 253.2054
2021 | 8 | 24 | 7 | 43.4749 | 61.9877 | 272.3843
2021 | 8 | 24 | 8 | 47.3251 | 71.0189 | 277.5449
2021 | 8 | 24 | 9 | 50.2274 | 76.1907 | 273.7942
2021 | 8 | 24 | 10 | 52.8951 | 82.1741 | 272.2968
2021 | 8 | 24 | 11 | 54.9174 | 86.5886 | 274.4042
2021 | 8 | 24 | 12 | 56.9365 | 90.2736 | 276.6378
2021 | 8 | 24 | 13 | 58.0762 | 92.8709 | 282.4545
2021 | 8 | 24 | 14 | 58.6628 | 88.1591 | 289.137
2021 | 8 | 24 | 15 | 59.1042 | 85.3553 | 298.9631
2021 | 8 | 24 | 16 | 60.5838 | 91.16 | 324.9913
2021 | 8 | 24 | 17 | 62.3775 | 86.2509 | 362.8542
2021 | 8 | 24 | 18 | 64.0161 | 80.7691 | 397.3075
2021 | 8 | 24 | 19 | 61.4906 | 75.5029 | 402.9718
2021 | 8 | 24 | 20 | 60.0756 | 73.9492 | 398.5391
2021 | 8 | 24 | 21 | 57.0241 | 68.9203 | 374.8707
2021 | 8 | 24 | 22 | 51.8992 | 64.5489 | 334.1376
2021 | 8 | 24 | 23 | 46.0358 | 60.6938 | 292.8351
2021 | 8 | 25 | 0 | 41.7504 | 58.7948 | 251.9748
2021 | 8 | 25 | 1 | 38.4585 | 56.9009 | 247.0833
2021 | 8 | 25 | 2 | 36.6261 | 54.6916 | 238.1151
2021 | 8 | 25 | 3 | 35.1647 | 53.2472 | 231.9307
2021 | 8 | 25 | 4 | 35.1477 | 52.0134 | 232.9344
2021 | 8 | 25 | 5 | 35.641 | 53.9836 | 242.0803
2021 | 8 | 25 | 6 | 36.7589 | 57.1779 | 267.1205
2021 | 8 | 25 | 7 | 40.4268 | 63.3747 | 292.2905
2021 | 8 | 25 | 8 | 44.1868 | 71.1093 | 307.1773
2021 | 8 | 25 | 9 | 47.0737 | 75.6698 | 310.8294
2021 | 8 | 25 | 10 | 50.0029 | 78.5651 | 316.6542
2021 | 8 | 25 | 11 | 52.0417 | 81.9251 | 325.9001
2021 | 8 | 25 | 12 | 53.0548 | 85.4563 | 337.6684
2021 | 8 | 25 | 13 | 53.8308 | 87.4664 | 345.673
2021 | 8 | 25 | 14 | 54.1129 | 80.8858 | 354.5651
2021 | 8 | 25 | 15 | 54.4841 | 79.1783 | 367.4188
2021 | 8 | 25 | 16 | 56.0452 | 84.1127 | 395.1212
2021 | 8 | 25 | 17 | 58.0415 | 79.3553 | 429.6437
2021 | 8 | 25 | 18 | 61.9913 | 76.5398 | 446.2701
2021 | 8 | 25 | 19 | 59.9302 | 72.2621 | 445.4936
2021 | 8 | 25 | 20 | 59.0525 | 70.9928 | 440.6938
2021 | 8 | 25 | 21 | 56.6074 | 66.9208 | 416.371
2021 | 8 | 25 | 22 | 51.813 | 62.5513 | 372.2865
2021 | 8 | 25 | 23 | 45.7973 | 58.4665 | 326.9942
2021 | 8 | 26 | 0 | 40.7473 | 56.6969 | 283.6783
2021 | 8 | 26 | 1 | 36.8103 | 55.7055 | 274.5316
2021 | 8 | 26 | 2 | 35.1227 | 53.9052 | 261.4126
2021 | 8 | 26 | 3 | 33.7918 | 52.6915 | 252.9797
2021 | 8 | 26 | 4 | 33.8322 | 51.5431 | 251.7587
2021 | 8 | 26 | 5 | 34.1475 | 53.7321 | 260.0704
2021 | 8 | 26 | 6 | 36.1209 | 56.3685 | 288.9629
2021 | 8 | 26 | 7 | 39.374 | 62.2654 | 319.0229
2021 | 8 | 26 | 8 | 42.5154 | 70.9615 | 341.4706
2021 | 8 | 26 | 9 | 44.7094 | 75.2132 | 352.5613
2021 | 8 | 26 | 10 | 46.8111 | 80.5156 | 358.3139
2021 | 8 | 26 | 11 | 47.9624 | 82.624 | 365.1925
2021 | 8 | 26 | 12 | 48.7269 | 85.5174 | 377.8303
2021 | 8 | 26 | 13 | 49.2834 | 88.3127 | 388.1813
2021 | 8 | 26 | 14 | 49.6079 | 83.7173 | 396.4216
2021 | 8 | 26 | 15 | 50.136 | 81.3326 | 409.1692
2021 | 8 | 26 | 16 | 51.7149 | 85.9264 | 434.628
2021 | 8 | 26 | 17 | 54.0482 | 80.9594 | 462.4841
2021 | 8 | 26 | 18 | 55.9913 | 78.7019 | 479.0517
2021 | 8 | 26 | 19 | 54.1363 | 74.4275 | 482.3966
2021 | 8 | 26 | 20 | 53.026 | 73.2638 | 473.3351
2021 | 8 | 26 | 21 | 51.0408 | 68.5963 | 445.6439
2021 | 8 | 26 | 22 | 46.9912 | 64.2315 | 398.3589
2021 | 8 | 26 | 23 | 41.6446 | 60.5966 | 349.1899
2021 | 8 | 27 | 0 | 38.5584 | 58.9745 | 301.4274
2021 | 8 | 27 | 1 | 34.8946 | 54.4922 | 294.1965
2021 | 8 | 27 | 2 | 33.399 | 52.1937 | 278.1435
2021 | 8 | 27 | 3 | 32.1808 | 51.1091 | 267.3711
2021 | 8 | 27 | 4 | 32.272 | 50.7746 | 264.2653
2021 | 8 | 27 | 5 | 32.5463 | 52.6936 | 270.2364
2021 | 8 | 27 | 6 | 34.2497 | 56.5219 | 301.222
2021 | 8 | 27 | 7 | 37.3399 | 62.737 | 331.1253
2021 | 8 | 27 | 8 | 40.2588 | 68.7064 | 353.0279
2021 | 8 | 27 | 9 | 42.1152 | 72.5901 | 363.7188
2021 | 8 | 27 | 10 | 44.0257 | 74.4823 | 367.4973
2021 | 8 | 27 | 11 | 45.0353 | 78.0051 | 370.9648
2021 | 8 | 27 | 12 | 46.7019 | 79.1523 | 400.0515
2021 | 8 | 27 | 13 | 47.2803 | 81.1248 | 409.3423
2021 | 8 | 27 | 14 | 47.4163 | 74.5343 | 415.8557
2021 | 8 | 27 | 15 | 47.7603 | 72.4035 | 427.2287
2021 | 8 | 27 | 16 | 49.0327 | 75.5521 | 448.8681
2021 | 8 | 27 | 17 | 51.119 | 71.0559 | 472.3419
2021 | 8 | 27 | 18 | 51.6701 | 66.0109 | 489.1795
2021 | 8 | 27 | 19 | 50.3535 | 62.8861 | 495.5253
2021 | 8 | 27 | 20 | 50.5445 | 61.1013 | 483.2942
2021 | 8 | 27 | 21 | 49.1847 | 57.8828 | 456.0637
2021 | 8 | 27 | 22 | 45.873 | 54.2436 | 412.1849
2021 | 8 | 27 | 23 | 41.0111 | 50.5967 | 365.2745
2021 | 8 | 28 | 0 | 36.6692 | 50.28 | 319.3848
2021 | 8 | 28 | 1 | 32.8171 | 42.021 | 290.5603
2021 | 8 | 28 | 2 | 31.0661 | 40.7666 | 273.5411
2021 | 8 | 28 | 3 | 29.8022 | 40.0508 | 261.9583
2021 | 8 | 28 | 4 | 29.1425 | 38.8903 | 255.8776
2021 | 8 | 28 | 5 | 28.5563 | 39.3018 | 255.3595
2021 | 8 | 28 | 6 | 28.8338 | 39.4898 | 265.6896
2021 | 8 | 28 | 7 | 32.0028 | 39.6004 | 285.8109
2021 | 8 | 28 | 8 | 36.916 | 43.7941 | 317.4964
2021 | 8 | 28 | 9 | 41.078 | 47.5824 | 343.0375
2021 | 8 | 28 | 10 | 44.7143 | 47.8255 | 354.1831
2021 | 8 | 28 | 11 | 47.1581 | 48.3738 | 361.0803
2021 | 8 | 28 | 12 | 49.1534 | 50.1413 | 364.7969
2021 | 8 | 28 | 13 | 49.9995 | 50.3663 | 370.4756
2021 | 8 | 28 | 14 | 50.2719 | 51.4413 | 373.9906
2021 | 8 | 28 | 15 | 50.6028 | 51.0076 | 381.3168
2021 | 8 | 28 | 16 | 51.8261 | 47.2616 | 404.4259
2021 | 8 | 28 | 17 | 53.5797 | 45.9564 | 435.9115
2021 | 8 | 28 | 18 | 52.9012 | 45.0486 | 459.913
2021 | 8 | 28 | 19 | 51.0618 | 43.393 | 457.6312
2021 | 8 | 28 | 20 | 49.6663 | 42.6105 | 441.0974
2021 | 8 | 28 | 21 | 48.2499 | 41.2639 | 414.6131
2021 | 8 | 28 | 22 | 45.1465 | 39.2305 | 375.7503
2021 | 8 | 28 | 23 | 40.8697 | 38.0447 | 336.0203
2021 | 8 | 29 | 0 | 37.9115 | 38.6645 | 299.152
2021 | 8 | 29 | 1 | 35.4044 | 39.1089 | 289.0745
2021 | 8 | 29 | 2 | 33.333 | 38.1386 | 273.566
2021 | 8 | 29 | 3 | 31.8063 | 37.8901 | 262.1041
2021 | 8 | 29 | 4 | 30.9091 | 37.3717 | 256.2732
2021 | 8 | 29 | 5 | 30.0932 | 37.8229 | 256.8909
2021 | 8 | 29 | 6 | 30.7026 | 36.2474 | 267.9544
2021 | 8 | 29 | 7 | 34.2946 | 35.8032 | 284.8963
2021 | 8 | 29 | 8 | 40.2238 | 41.9387 | 311.4159
2021 | 8 | 29 | 9 | 45.82 | 46.5738 | 337.3413
2021 | 8 | 29 | 10 | 50.9748 | 48.6476 | 353.7505
2021 | 8 | 29 | 11 | 54.442 | 46.7026 | 370.1983
2021 | 8 | 29 | 12 | 57.2553 | 47.5379 | 398.6687
2021 | 8 | 29 | 13 | 58.9234 | 49.6416 | 409.1667
2021 | 8 | 29 | 14 | 59.613 | 54.317 | 418.8975
2021 | 8 | 29 | 15 | 60.2708 | 56.0462 | 437.8764
2021 | 8 | 29 | 16 | 61.8079 | 52.2056 | 467.6378
2021 | 8 | 29 | 17 | 63.7933 | 52.5276 | 502.6641
2021 | 8 | 29 | 18 | 64.8794 | 52.1288 | 517.2506
2021 | 8 | 29 | 19 | 62.9177 | 49.8473 | 516.3028
2021 | 8 | 29 | 20 | 61.0501 | 49.3563 | 497.7812
2021 | 8 | 29 | 21 | 58.5168 | 47.2112 | 469.513
2021 | 8 | 29 | 22 | 53.9354 | 45.5265 | 420.6425
2021 | 8 | 29 | 23 | 48.3685 | 44.1223 | 369.8996
2021 | 8 | 30 | 0 | 43.375 | 42.9905 | 332.0159
2021 | 8 | 30 | 1 | 40.3679 | 42.542 | 280.0845
2021 | 8 | 30 | 2 | 38.4394 | 41.7423 | 268.1417
2021 | 8 | 30 | 3 | 37.0343 | 41.6031 | 260.0336
2021 | 8 | 30 | 4 | 37.0057 | 41.8908 | 259.3218
2021 | 8 | 30 | 5 | 37.7766 | 44.0897 | 266.6884
2021 | 8 | 30 | 6 | 39.3534 | 47.4014 | 291.4408
2021 | 8 | 30 | 7 | 44.2698 | 52.8971 | 319.3971
2021 | 8 | 30 | 8 | 49.5924 | 60.6315 | 335.824
2021 | 8 | 30 | 9 | 53.7913 | 64.6078 | 340.7261
2021 | 8 | 30 | 10 | 58.1656 | 66.8988 | 337.3227
2021 | 8 | 30 | 11 | 61.5236 | 65.5677 | 334.3953
2021 | 8 | 30 | 12 | 64.4602 | 67.0585 | 334.4867
2021 | 8 | 30 | 13 | 66.5734 | 69.0617 | 332.0803
2021 | 8 | 30 | 14 | 67.6664 | 68.8755 | 333.8166
2021 | 8 | 30 | 15 | 69.0678 | 69.6316 | 344.7841
2021 | 8 | 30 | 16 | 71.134 | 67.0848 | 370.49
2021 | 8 | 30 | 17 | 73.1108 | 64.6097 | 405.1042
2021 | 8 | 30 | 18 | 70.3523 | 58.9792 | 408.0513
2021 | 8 | 30 | 19 | 67.9054 | 57.7724 | 405.4586
2021 | 8 | 30 | 20 | 66.135 | 56.7898 | 393.6861
2021 | 8 | 30 | 21 | 62.4399 | 54.6671 | 364.8876
2021 | 8 | 30 | 22 | 56.5584 | 50.9389 | 324.9552
2021 | 8 | 30 | 23 | 49.928 | 48.2435 | 285.616
2021 | 8 | 31 | 0 | 45.0822 | 48.2107 | 255.3361
2021 | 8 | 31 | 1 | 42.4236 | 46.0642 | 242.3354
2021 | 8 | 31 | 2 | 40.1941 | 44.6238 | 232.9939
2021 | 8 | 31 | 3 | 38.5387 | 43.9845 | 227.2277
2021 | 8 | 31 | 4 | 38.302 | 44.2149 | 228.3945
2021 | 8 | 31 | 5 | 39.0343 | 46.5602 | 237.9941
2021 | 8 | 31 | 6 | 40.6176 | 47.9365 | 262.4342
2021 | 8 | 31 | 7 | 45.5961 | 53.711 | 283.1104
2021 | 8 | 31 | 8 | 51.1628 | 59.6858 | 285.0853
2021 | 8 | 31 | 9 | 55.5092 | 62.4508 | 278.753
2021 | 8 | 31 | 10 | 59.7173 | 63.2206 | 270.556
2021 | 8 | 31 | 11 | 62.9357 | 62.9044 | 265.9754
2021 | 8 | 31 | 12 | 65.6349 | 63.0585 | 278.6754
2021 | 8 | 31 | 13 | 67.8967 | 64.804 | 282.7072
2021 | 8 | 31 | 14 | 69.2295 | 63.9037 | 287.0588
2021 | 8 | 31 | 15 | 70.6606 | 64.775 | 297.6579
2021 | 8 | 31 | 16 | 72.536 | 61.8952 | 321.6914
2021 | 8 | 31 | 17 | 74.505 | 59.1353 | 356.3459
2021 | 8 | 31 | 18 | 73.1941 | 53.5892 | 363.239
2021 | 8 | 31 | 19 | 70.5845 | 51.7838 | 368.4042
2021 | 8 | 31 | 20 | 68.1936 | 51.3775 | 362.3987
2021 | 8 | 31 | 21 | 64.5825 | 49.7105 | 338.8248
2021 | 8 | 31 | 22 | 58.6942 | 46.5255 | 303.0129
2021 | 8 | 31 | 23 | 51.6725 | 44.092 | 266.4851
2021 | 9 | 1 | 0 | 45.5308 | 47.5802 | 237.4829
2021 | 9 | 1 | 1 | 43.7145 | 46.5931 | 230.1781
2021 | 9 | 1 | 2 | 41.3107 | 45.5932 | 223.3122
2021 | 9 | 1 | 3 | 39.5437 | 44.6704 | 219.0655
2021 | 9 | 1 | 4 | 39.3252 | 44.4774 | 220.9933
2021 | 9 | 1 | 5 | 40.3572 | 46.2038 | 231.4601
2021 | 9 | 1 | 6 | 43.5581 | 53.3767 | 263.4473
2021 | 9 | 1 | 7 | 48.5346 | 58.9088 | 288.1547
2021 | 9 | 1 | 8 | 53.8852 | 64.3392 | 293.8376
2021 | 9 | 1 | 9 | 58.4452 | 67.2738 | 289.659
2021 | 9 | 1 | 10 | 62.5532 | 69.4987 | 292.3328
2021 | 9 | 1 | 11 | 65.9973 | 68.2671 | 292.6698
2021 | 9 | 1 | 12 | 68.8378 | 67.2235 | 294.5426
2021 | 9 | 1 | 13 | 71.0737 | 67.956 | 292.5689
2021 | 9 | 1 | 14 | 72.5996 | 67.8701 | 290.9058
2021 | 9 | 1 | 15 | 73.7202 | 66.6369 | 292.3591
2021 | 9 | 1 | 16 | 75.4555 | 65.7214 | 313.6213
2021 | 9 | 1 | 17 | 76.9068 | 62.772 | 344.5886
2021 | 9 | 1 | 18 | 74.7685 | 63.3779 | 364.0631
2021 | 9 | 1 | 19 | 71.8266 | 61.7129 | 367.8839
2021 | 9 | 1 | 20 | 69.4668 | 62.6561 | 369.1537
2021 | 9 | 1 | 21 | 64.73 | 58.0975 | 343.7657
2021 | 9 | 1 | 22 | 58.2755 | 55.3183 | 306.96
2021 | 9 | 1 | 23 | 51.3615 | 51.3668 | 272.6419
2021 | 9 | 2 | 0 | 47.4278 | 47.6451 | 247.5294
2021 | 9 | 2 | 1 | 43.2864 | 45.1277 | 233.255
2021 | 9 | 2 | 2 | 40.8435 | 44.37 | 226.9777
2021 | 9 | 2 | 3 | 39.079 | 43.6715 | 224.6301
2021 | 9 | 2 | 4 | 38.8009 | 43.6146 | 227.3166
2021 | 9 | 2 | 5 | 39.5405 | 45.2539 | 239.348
2021 | 9 | 2 | 6 | 43.0267 | 52.7872 | 263.2477
2021 | 9 | 2 | 7 | 47.4364 | 57.901 | 289.7487
2021 | 9 | 2 | 8 | 51.808 | 63.7329 | 298.4879
2021 | 9 | 2 | 9 | 54.9865 | 66.2795 | 296.9288
2021 | 9 | 2 | 10 | 57.6328 | 69.517 | 297.5393
2021 | 9 | 2 | 11 | 59.4572 | 67.7795 | 295.5983
2021 | 9 | 2 | 12 | 61.4988 | 67.4898 | 283.7202
2021 | 9 | 2 | 13 | 62.8219 | 68.8923 | 285.9196
2021 | 9 | 2 | 14 | 63.9869 | 68.6771 | 283.9829
2021 | 9 | 2 | 15 | 64.9007 | 67.1062 | 284.1805
2021 | 9 | 2 | 16 | 66.4653 | 66.6861 | 302.3397
2021 | 9 | 2 | 17 | 67.9478 | 63.6988 | 331.5069
2021 | 9 | 2 | 18 | 65.4821 | 63.3954 | 358.8072
2021 | 9 | 2 | 19 | 62.997 | 62.718 | 363.1213
2021 | 9 | 2 | 20 | 61.0592 | 63.2219 | 365.5697
2021 | 9 | 2 | 21 | 57.0269 | 58.4148 | 341.7021
2021 | 9 | 2 | 22 | 51.5642 | 55.5148 | 307.7834
2021 | 9 | 2 | 23 | 45.5959 | 51.885 | 275.7773
2021 | 9 | 3 | 0 | 42.3867 | 47.4619 | 250.7637
2021 | 9 | 3 | 1 | 38.0299 | 44.1743 | 230.7681
2021 | 9 | 3 | 2 | 36.2057 | 43.0984 | 223.6313
2021 | 9 | 3 | 3 | 34.8361 | 42.4753 | 220.5027
2021 | 9 | 3 | 4 | 34.9044 | 42.6575 | 222.1761
2021 | 9 | 3 | 5 | 35.6646 | 44.1992 | 233.4505
2021 | 9 | 3 | 6 | 37.4761 | 51.221 | 258.4121
2021 | 9 | 3 | 7 | 40.6507 | 56.0822 | 286.6608
2021 | 9 | 3 | 8 | 43.3118 | 61.2445 | 300.0366
2021 | 9 | 3 | 9 | 44.8616 | 64.1385 | 303.2281
2021 | 9 | 3 | 10 | 46.4034 | 66.4747 | 302.3919
2021 | 9 | 3 | 11 | 47.2053 | 65.2095 | 297.1941
2021 | 9 | 3 | 12 | 47.8041 | 66.6154 | 280.314
2021 | 9 | 3 | 13 | 47.8471 | 67.8601 | 281.6565
2021 | 9 | 3 | 14 | 47.869 | 67.7709 | 278.8988
2021 | 9 | 3 | 15 | 47.6157 | 65.939 | 278.6795
2021 | 9 | 3 | 16 | 48.6181 | 64.2255 | 295.4737
2021 | 9 | 3 | 17 | 49.9305 | 61.0835 | 322.8967
2021 | 9 | 3 | 18 | 49.1947 | 59.9228 | 358.9685
2021 | 9 | 3 | 19 | 47.8389 | 58.9012 | 357.7098
2021 | 9 | 3 | 20 | 48.6183 | 60.117 | 354.3424
2021 | 9 | 3 | 21 | 46.3896 | 55.898 | 328.9605
2021 | 9 | 3 | 22 | 42.8533 | 53.1035 | 298.416
2021 | 9 | 3 | 23 | 38.6376 | 48.2866 | 270.7183
2021 | 9 | 4 | 0 | 35.4903 | 43.8737 | 249.7675
2021 | 9 | 4 | 1 | 34.3404 | 39.4434 | 229.3267
2021 | 9 | 4 | 2 | 32.7875 | 38.6931 | 220.3528
2021 | 9 | 4 | 3 | 31.6606 | 38.2747 | 216.908
2021 | 9 | 4 | 4 | 31.2218 | 37.5711 | 216.8838
2021 | 9 | 4 | 5 | 31.4123 | 38.1076 | 221.4376
2021 | 9 | 4 | 6 | 34.2713 | 39.0793 | 231.497
2021 | 9 | 4 | 7 | 37.8816 | 38.9615 | 246.9021
2021 | 9 | 4 | 8 | 42.5695 | 44.6661 | 265.0252
2021 | 9 | 4 | 9 | 46.8726 | 48.7073 | 281.7905
2021 | 9 | 4 | 10 | 50.7541 | 51.3546 | 287.5221
2021 | 9 | 4 | 11 | 53.5087 | 51.1403 | 292.206
2021 | 9 | 4 | 12 | 56.1757 | 50.1181 | 270.5837
2021 | 9 | 4 | 13 | 57.3634 | 50.3924 | 269.0105
2021 | 9 | 4 | 14 | 57.8919 | 54.4524 | 257.7011
2021 | 9 | 4 | 15 | 57.756 | 54.3814 | 256.1887
2021 | 9 | 4 | 16 | 58.5632 | 49.7205 | 275.0478
2021 | 9 | 4 | 17 | 58.7385 | 49.247 | 307.016
2021 | 9 | 4 | 18 | 60.1254 | 47.2904 | 338.9646
2021 | 9 | 4 | 19 | 58.2419 | 46.4715 | 340.5832
2021 | 9 | 4 | 20 | 56.3577 | 46.6479 | 333.8889
2021 | 9 | 4 | 21 | 52.89 | 44.4322 | 309.0434
2021 | 9 | 4 | 22 | 48.4356 | 43.0332 | 282.5964
2021 | 9 | 4 | 23 | 43.854 | 40.6578 | 256.6774
2021 | 9 | 5 | 0 | 40.7978 | 40.405 | 221.7369
2021 | 9 | 5 | 1 | 37.43 | 42.8162 | 225.358
2021 | 9 | 5 | 2 | 35.0094 | 41.8389 | 216.531
2021 | 9 | 5 | 3 | 33.2247 | 41.4461 | 211.9026
2021 | 9 | 5 | 4 | 32.2735 | 41.2811 | 211.0795
2021 | 9 | 5 | 5 | 31.82 | 41.8129 | 213.7316
2021 | 9 | 5 | 6 | 32.682 | 41.6627 | 218.5681
2021 | 9 | 5 | 7 | 35.7096 | 41.203 | 229.4865
2021 | 9 | 5 | 8 | 40.0841 | 46.3297 | 240.3823
2021 | 9 | 5 | 9 | 43.8003 | 49.3705 | 251.6459
2021 | 9 | 5 | 10 | 46.8917 | 53.0123 | 260.3633
2021 | 9 | 5 | 11 | 48.972 | 53.1358 | 270.6747
2021 | 9 | 5 | 12 | 50.0678 | 56.8667 | 268.5665
2021 | 9 | 5 | 13 | 50.4391 | 58.1779 | 272.0283
2021 | 9 | 5 | 14 | 50.3636 | 61.4362 | 271.3079
2021 | 9 | 5 | 15 | 49.9688 | 60.8451 | 280.003
2021 | 9 | 5 | 16 | 51.3829 | 58.7987 | 305.1728
2021 | 9 | 5 | 17 | 53.6151 | 58.6523 | 346.3686
2021 | 9 | 5 | 18 | 49.7922 | 58.3299 | 380.5095
2021 | 9 | 5 | 19 | 48.5342 | 56.5419 | 384.5313
2021 | 9 | 5 | 20 | 48.4561 | 57.6072 | 375.9636
2021 | 9 | 5 | 21 | 46.1947 | 54.5432 | 346.9579
2021 | 9 | 5 | 22 | 42.7935 | 52.6172 | 309.656
2021 | 9 | 5 | 23 | 38.8782 | 49.6276 | 273.2711
2021 | 9 | 6 | 0 | 37.1047 | 46.9267 | 245.0231
2021 | 9 | 6 | 1 | 33.2803 | 46.764 | 226.6422
2021 | 9 | 6 | 2 | 31.7333 | 45.6332 | 217.2676
2021 | 9 | 6 | 3 | 30.908 | 45.0731 | 211.7958
2021 | 9 | 6 | 4 | 30.4764 | 45.0355 | 212.1368
2021 | 9 | 6 | 5 | 30.4583 | 45.8581 | 214.2854
2021 | 9 | 6 | 6 | 32.2261 | 45.2614 | 220.2845
2021 | 9 | 6 | 7 | 34.9007 | 44.4059 | 231.7097
2021 | 9 | 6 | 8 | 39.6784 | 45.4248 | 247.6584
2021 | 9 | 6 | 9 | 44.0824 | 48.522 | 265.4903
2021 | 9 | 6 | 10 | 47.7171 | 51.5261 | 287.6029
2021 | 9 | 6 | 11 | 50.2166 | 58.8195 | 295.6479
2021 | 9 | 6 | 12 | 50.311 | 60.8625 | 287.8539
2021 | 9 | 6 | 13 | 49.979 | 61.9689 | 291.4175
2021 | 9 | 6 | 14 | 48.5619 | 60.5338 | 284.7725
2021 | 9 | 6 | 15 | 48.0758 | 61.0575 | 300.6622
2021 | 9 | 6 | 16 | 49.5164 | 63.9107 | 320.9388
2021 | 9 | 6 | 17 | 50.9966 | 64.6639 | 357.3
2021 | 9 | 6 | 18 | 52.5849 | 62.2712 | 379.5605
2021 | 9 | 6 | 19 | 50.7751 | 60.5503 | 382.1133
2021 | 9 | 6 | 20 | 49.7039 | 60.5579 | 373.1432
2021 | 9 | 6 | 21 | 46.4958 | 57.6526 | 339.5556
2021 | 9 | 6 | 22 | 41.9173 | 53.9388 | 300.1862
2021 | 9 | 6 | 23 | 38.0599 | 50.3073 | 260.6
2021 | 9 | 7 | 0 | 36.4997 | 49.5889 | 229.2952
2021 | 9 | 7 | 1 | 36.6384 | 48.6542 | 249.5863
2021 | 9 | 7 | 2 | 34.9641 | 47.422 | 238.5539
2021 | 9 | 7 | 3 | 33.7284 | 46.4867 | 232.4146
2021 | 9 | 7 | 4 | 33.9451 | 45.6308 | 232.1036
2021 | 9 | 7 | 5 | 34.789 | 47.4299 | 241.0311
2021 | 9 | 7 | 6 | 37.4395 | 55.1418 | 269.6626
2021 | 9 | 7 | 7 | 40.7794 | 61.5592 | 300.1319
2021 | 9 | 7 | 8 | 43.2063 | 68.7392 | 308.4911
2021 | 9 | 7 | 9 | 44.4961 | 72.3721 | 307.1118
2021 | 9 | 7 | 10 | 45.8172 | 77.1025 | 308.8409
2021 | 9 | 7 | 11 | 46.5947 | 79.5421 | 316.0307
2021 | 9 | 7 | 12 | 47.6818 | 81.2056 | 325.3152
2021 | 9 | 7 | 13 | 48.3508 | 83.0094 | 335.0586
2021 | 9 | 7 | 14 | 49.0661 | 81.8322 | 340.4728
2021 | 9 | 7 | 15 | 49.2887 | 79.7925 | 349.7346
2021 | 9 | 7 | 16 | 51.0542 | 82.3986 | 375.6596
2021 | 9 | 7 | 17 | 53.4079 | 78.5204 | 409.6357
2021 | 9 | 7 | 18 | 56.1909 | 75.668 | 443.414
2021 | 9 | 7 | 19 | 55.0196 | 72.3826 | 452.1441
2021 | 9 | 7 | 20 | 54.0842 | 71.2824 | 443.2627
2021 | 9 | 7 | 21 | 50.4149 | 65.1917 | 408.5552
2021 | 9 | 7 | 22 | 45.7247 | 61.1886 | 363.4484
2021 | 9 | 7 | 23 | 40.3426 | 56.8089 | 318.5802
2021 | 9 | 8 | 0 | 35.9011 | 53.2959 | 281.1156
2021 | 9 | 8 | 1 | 34.4634 | 54.6324 | 269.3863
2021 | 9 | 8 | 2 | 33.1199 | 52.6723 | 257.0867
2021 | 9 | 8 | 3 | 32.0767 | 51.314 | 249.2014
2021 | 9 | 8 | 4 | 32.4843 | 50.6818 | 248.1803
2021 | 9 | 8 | 5 | 33.5556 | 52.7435 | 256.323
2021 | 9 | 8 | 6 | 36.8074 | 57.277 | 284.6454
2021 | 9 | 8 | 7 | 40.0783 | 63.7618 | 316.9905
2021 | 9 | 8 | 8 | 42.5441 | 70.5365 | 332.6193
2021 | 9 | 8 | 9 | 44.4116 | 75.1001 | 339.6089
2021 | 9 | 8 | 10 | 46.2802 | 79.289 | 343.7842
2021 | 9 | 8 | 11 | 47.6252 | 82.3124 | 348.7994
2021 | 9 | 8 | 12 | 49.1477 | 84.4285 | 348.7319
2021 | 9 | 8 | 13 | 50.2783 | 85.949 | 359.0016
2021 | 9 | 8 | 14 | 51.1482 | 83.1787 | 365.2984
2021 | 9 | 8 | 15 | 52.2642 | 81.6942 | 375.5799
2021 | 9 | 8 | 16 | 54.6138 | 85.7358 | 400.6616
2021 | 9 | 8 | 17 | 57.3833 | 81.7072 | 433.3566
2021 | 9 | 8 | 18 | 57.2483 | 78.8184 | 461.8563
2021 | 9 | 8 | 19 | 56.1541 | 75.4797 | 469.2618
2021 | 9 | 8 | 20 | 55.4132 | 73.8513 | 459.5937
2021 | 9 | 8 | 21 | 51.9095 | 67.789 | 423.7705
2021 | 9 | 8 | 22 | 47.058 | 63.334 | 376.8306
2021 | 9 | 8 | 23 | 41.6068 | 58.7653 | 330.2334
2021 | 9 | 9 | 0 | 38.7237 | 55.7142 | 288.3373
2021 | 9 | 9 | 1 | 37.4421 | 55.0633 | 274.4929
2021 | 9 | 9 | 2 | 35.7958 | 53.3823 | 261.1534
2021 | 9 | 9 | 3 | 34.656 | 52.0211 | 252.9736
2021 | 9 | 9 | 4 | 34.8815 | 50.7973 | 251.7551
2021 | 9 | 9 | 5 | 36.0627 | 52.7772 | 259.3593
2021 | 9 | 9 | 6 | 38.7325 | 59.3973 | 288.443
2021 | 9 | 9 | 7 | 42.7726 | 66.0189 | 319.1948
2021 | 9 | 9 | 8 | 46.1978 | 74.0027 | 325.9641
2021 | 9 | 9 | 9 | 49.0737 | 78.7169 | 323.0754
2021 | 9 | 9 | 10 | 52.2208 | 85.4122 | 321.878
2021 | 9 | 9 | 11 | 54.8711 | 89.1122 | 328.9474
2021 | 9 | 9 | 12 | 57.3274 | 91.1889 | 330.69
2021 | 9 | 9 | 13 | 58.9841 | 93.7616 | 341.7951
2021 | 9 | 9 | 14 | 60.0852 | 89.2388 | 352.4693
2021 | 9 | 9 | 15 | 60.8682 | 85.9512 | 367.1221
2021 | 9 | 9 | 16 | 62.4697 | 92.1282 | 394.3808
2021 | 9 | 9 | 17 | 64.2642 | 86.9797 | 432.3731
2021 | 9 | 9 | 18 | 64.1022 | 86.6551 | 456.6148
2021 | 9 | 9 | 19 | 63.1363 | 82.806 | 463.9067
2021 | 9 | 9 | 20 | 62.4437 | 81.9209 | 454.5663
2021 | 9 | 9 | 21 | 58.7823 | 75.0063 | 419.3527
2021 | 9 | 9 | 22 | 53.5716 | 70.0555 | 374.5764
2021 | 9 | 9 | 23 | 47.3876 | 65.2101 | 329.2041
2021 | 9 | 10 | 0 | 42.0115 | 59.5411 | 291.6036
2021 | 9 | 10 | 1 | 40.0411 | 57.6527 | 272.4354
2021 | 9 | 10 | 2 | 38.0513 | 55.244 | 259.2478
2021 | 9 | 10 | 3 | 36.6262 | 53.8548 | 250.8186
2021 | 9 | 10 | 4 | 36.6759 | 53.2885 | 249.8532
2021 | 9 | 10 | 5 | 37.7663 | 55.0982 | 257.4382
2021 | 9 | 10 | 6 | 40.7134 | 61.5098 | 286.654
2021 | 9 | 10 | 7 | 44.9065 | 68.0401 | 316.9309
2021 | 9 | 10 | 8 | 48.4982 | 73.974 | 325.6319
2021 | 9 | 10 | 9 | 51.0967 | 77.9548 | 326.1153
2021 | 9 | 10 | 10 | 53.7578 | 81.5025 | 326.6063
2021 | 9 | 10 | 11 | 55.7343 | 86.4347 | 330.078
2021 | 9 | 10 | 12 | 57.3918 | 88.5021 | 346.2152
2021 | 9 | 10 | 13 | 57.8932 | 90.4322 | 353.748
2021 | 9 | 10 | 14 | 57.6806 | 83.3335 | 359.2055
2021 | 9 | 10 | 15 | 57.2886 | 80.0634 | 369.4974
2021 | 9 | 10 | 16 | 58.0567 | 86.393 | 388.9957
2021 | 9 | 10 | 17 | 58.8201 | 81.4952 | 417.2623
2021 | 9 | 10 | 18 | 61.9221 | 78.8419 | 438.9292
2021 | 9 | 10 | 19 | 60.491 | 75.6502 | 442.5544
2021 | 9 | 10 | 20 | 59.5714 | 75.1334 | 432.1743
2021 | 9 | 10 | 21 | 56.2697 | 69.3094 | 398.0022
2021 | 9 | 10 | 22 | 51.6369 | 64.6919 | 359.1555
2021 | 9 | 10 | 23 | 45.7165 | 59.4025 | 320.3239
2021 | 9 | 11 | 0 | 39.8975 | 54.592 | 285.9565
2021 | 9 | 11 | 1 | 37.5826 | 50.0682 | 262.3524
2021 | 9 | 11 | 2 | 35.1886 | 48.5426 | 249.016
2021 | 9 | 11 | 3 | 33.5323 | 47.3156 | 240.6456
2021 | 9 | 11 | 4 | 32.7012 | 46.633 | 236.4398
2021 | 9 | 11 | 5 | 32.5029 | 47.1217 | 237.9993
2021 | 9 | 11 | 6 | 33.1609 | 48.0074 | 253.1814
2021 | 9 | 11 | 7 | 36.9296 | 49.1838 | 275.2336
2021 | 9 | 11 | 8 | 41.8481 | 52.0998 | 293.6563
2021 | 9 | 11 | 9 | 45.929 | 56.8224 | 307.1798
2021 | 9 | 11 | 10 | 49.3279 | 60.8106 | 312.6761
2021 | 9 | 11 | 11 | 51.7558 | 64.0916 | 316.6835
2021 | 9 | 11 | 12 | 53.1398 | 64.9289 | 309.802
2021 | 9 | 11 | 13 | 53.6211 | 65.4007 | 312.2555
2021 | 9 | 11 | 14 | 53.4463 | 64.8035 | 311.1783
2021 | 9 | 11 | 15 | 53.0655 | 61.3558 | 316.006
2021 | 9 | 11 | 16 | 53.8781 | 64.4778 | 333.9649
2021 | 9 | 11 | 17 | 55.2389 | 63.2198 | 368.4522
2021 | 9 | 11 | 18 | 49.6785 | 65.0447 | 378.3174
2021 | 9 | 11 | 19 | 48.2586 | 63.1939 | 377.4097
2021 | 9 | 11 | 20 | 46.636 | 61.0797 | 364.6254
2021 | 9 | 11 | 21 | 43.944 | 57.0362 | 335.3251
2021 | 9 | 11 | 22 | 40.8054 | 53.7389 | 304.7717
2021 | 9 | 11 | 23 | 37.1679 | 51.5821 | 275.4792
2021 | 9 | 12 | 0 | 36.3753 | 48.4191 | 265.5416
2021 | 9 | 12 | 1 | 33.4931 | 48.1056 | 235.0591
2021 | 9 | 12 | 2 | 31.7007 | 46.8952 | 224.8577
2021 | 9 | 12 | 3 | 30.3926 | 45.9084 | 218.075
2021 | 9 | 12 | 4 | 29.5844 | 45.5658 | 214.9293
2021 | 9 | 12 | 5 | 29.1884 | 45.8548 | 216.366
2021 | 9 | 12 | 6 | 30.3602 | 47.7196 | 226.2735
2021 | 9 | 12 | 7 | 33.0827 | 48.5753 | 240.8822
2021 | 9 | 12 | 8 | 36.7067 | 52.5948 | 247.9538
2021 | 9 | 12 | 9 | 39.3486 | 57.8276 | 248.7673
2021 | 9 | 12 | 10 | 41.4154 | 63.7616 | 248.4036
2021 | 9 | 12 | 11 | 42.697 | 65.7549 | 251.537
2021 | 9 | 12 | 12 | 43.7272 | 68.7285 | 249.9028
2021 | 9 | 12 | 13 | 43.8673 | 70.7838 | 251.687
2021 | 9 | 12 | 14 | 43.4912 | 71.7611 | 246.7531
2021 | 9 | 12 | 15 | 43.1296 | 69.2374 | 246.3009
2021 | 9 | 12 | 16 | 44.1334 | 74.4605 | 262.4476
2021 | 9 | 12 | 17 | 46.1528 | 74.3311 | 302.8344
2021 | 9 | 12 | 18 | 46.9639 | 73.3323 | 340.3998
2021 | 9 | 12 | 19 | 46.3075 | 70.4563 | 348.3202
2021 | 9 | 12 | 20 | 45.3065 | 68.742 | 341.3462
2021 | 9 | 12 | 21 | 42.2409 | 64.2137 | 310.9138
2021 | 9 | 12 | 22 | 38.6239 | 61.0284 | 276.5493
2021 | 9 | 12 | 23 | 35.0594 | 58.5851 | 243.6807
2021 | 9 | 13 | 0 | 33.0034 | 52.867 | 222.7208
2021 | 9 | 13 | 1 | 31.9939 | 52.8567 | 209.5065
2021 | 9 | 13 | 2 | 31.0913 | 51.402 | 203.4098
2021 | 9 | 13 | 3 | 30.493 | 50.6815 | 200.3104
2021 | 9 | 13 | 4 | 31.0673 | 50.4262 | 203.5021
2021 | 9 | 13 | 5 | 32.2603 | 52.5247 | 215.2121
2021 | 9 | 13 | 6 | 35.7457 | 58.2419 | 245.6222
2021 | 9 | 13 | 7 | 38.9963 | 65.4755 | 274.45
2021 | 9 | 13 | 8 | 40.953 | 73.5886 | 283.5879
2021 | 9 | 13 | 9 | 41.889 | 78.2525 | 286.4462
2021 | 9 | 13 | 10 | 43.0375 | 83.8375 | 287.523
2021 | 9 | 13 | 11 | 43.754 | 88.063 | 287.4668
2021 | 9 | 13 | 12 | 46.4336 | 89.3289 | 278.4722
2021 | 9 | 13 | 13 | 46.987 | 91.3378 | 280.2385
2021 | 9 | 13 | 14 | 47.1982 | 86.5701 | 281.0004
2021 | 9 | 13 | 15 | 47.6129 | 84.0643 | 284.9843
2021 | 9 | 13 | 16 | 49.3088 | 89.2178 | 303.3686
2021 | 9 | 13 | 17 | 51.6307 | 84.874 | 333.8641
2021 | 9 | 13 | 18 | 52.6406 | 81.5297 | 365.4505
2021 | 9 | 13 | 19 | 52.0634 | 78.8218 | 366.9281
2021 | 9 | 13 | 20 | 51.3814 | 77.0979 | 359.3813
2021 | 9 | 13 | 21 | 48.0216 | 71.1012 | 326.3955
2021 | 9 | 13 | 22 | 43.7092 | 66.2242 | 290.2994
2021 | 9 | 13 | 23 | 38.8686 | 61.9258 | 256.9784
2021 | 9 | 14 | 0 | 35.7058 | 58.2931 | 233.2954
2021 | 9 | 14 | 1 | 33.0702 | 56.0861 | 237.4925
2021 | 9 | 14 | 2 | 31.9257 | 54.1238 | 229.7313
2021 | 9 | 14 | 3 | 31.0781 | 52.8516 | 225.6399
2021 | 9 | 14 | 4 | 31.5556 | 51.949 | 226.7725
2021 | 9 | 14 | 5 | 32.58 | 53.8822 | 237.0642
2021 | 9 | 14 | 6 | 35.9789 | 59.4641 | 272.4788
2021 | 9 | 14 | 7 | 39.3874 | 66.8343 | 305.4828
2021 | 9 | 14 | 8 | 41.4304 | 74.0308 | 311.0509
2021 | 9 | 14 | 9 | 42.341 | 77.9868 | 306.8121
2021 | 9 | 14 | 10 | 43.4992 | 83.7665 | 310.7384
2021 | 9 | 14 | 11 | 44.3018 | 89.9563 | 320.1498
2021 | 9 | 14 | 12 | 45.2914 | 91.8771 | 346.9687
2021 | 9 | 14 | 13 | 45.8453 | 93.7237 | 349.761
2021 | 9 | 14 | 14 | 46.1651 | 87.7237 | 351.7416
2021 | 9 | 14 | 15 | 46.5827 | 84.6166 | 356.8822
2021 | 9 | 14 | 16 | 48.5098 | 91.1899 | 371.9597
2021 | 9 | 14 | 17 | 51.0189 | 86.0681 | 398.0908
2021 | 9 | 14 | 18 | 51.8583 | 83.5311 | 398.5835
2021 | 9 | 14 | 19 | 51.6964 | 79.5804 | 397.6662
2021 | 9 | 14 | 20 | 51.4315 | 78.1651 | 389.4894
2021 | 9 | 14 | 21 | 48.3203 | 71.9277 | 358.7999
2021 | 9 | 14 | 22 | 44.1014 | 67.1362 | 320.3903
2021 | 9 | 14 | 23 | 39.161 | 62.6961 | 283.7317
2021 | 9 | 15 | 0 | 35.9085 | 59.2236 | 278.2798
2021 | 9 | 15 | 1 | 34.6185 | 59.5246 | 249.4354
2021 | 9 | 15 | 2 | 33.3383 | 57.0739 | 241.9556
2021 | 9 | 15 | 3 | 32.348 | 55.4582 | 237.1601
2021 | 9 | 15 | 4 | 32.8299 | 54.8311 | 237.8769
2021 | 9 | 15 | 5 | 33.9599 | 56.9386 | 248.3208
2021 | 9 | 15 | 6 | 39.4095 | 62.0581 | 279.2408
2021 | 9 | 15 | 7 | 42.5931 | 68.9831 | 311.0345
2021 | 9 | 15 | 8 | 44.0281 | 75.3316 | 317.1253
2021 | 9 | 15 | 9 | 44.7406 | 78.8102 | 310.2069
2021 | 9 | 15 | 10 | 45.7256 | 82.232 | 302.6722
2021 | 9 | 15 | 11 | 46.322 | 87.8587 | 293.061
2021 | 9 | 15 | 12 | 47.8124 | 92.0361 | 288.8661
2021 | 9 | 15 | 13 | 47.8367 | 93.6452 | 282.5878
2021 | 9 | 15 | 14 | 47.3288 | 86.5885 | 277.2583
2021 | 9 | 15 | 15 | 46.967 | 84.3945 | 278.4077
2021 | 9 | 15 | 16 | 48.3669 | 91.055 | 300.2899
2021 | 9 | 15 | 17 | 50.2153 | 85.8746 | 331.4858
2021 | 9 | 15 | 18 | 56.0412 | 81.3913 | 345.263
2021 | 9 | 15 | 19 | 55.9482 | 78.0612 | 359.7936
2021 | 9 | 15 | 20 | 56.2101 | 76.4315 | 353.2687
2021 | 9 | 15 | 21 | 53.4144 | 70.8244 | 323.8094
2021 | 9 | 15 | 22 | 48.8963 | 66.0069 | 288.5107
2021 | 9 | 15 | 23 | 43.2013 | 61.3332 | 255.63
2021 | 9 | 16 | 0 | 38.253 | 58.6239 | 234.8444
2021 | 9 | 16 | 1 | 35.4688 | 53.9039 | 233.234
2021 | 9 | 16 | 2 | 34.018 | 52.0881 | 227.0236
2021 | 9 | 16 | 3 | 32.925 | 50.7529 | 225.0967
2021 | 9 | 16 | 4 | 33.2681 | 50.542 | 228.6541
2021 | 9 | 16 | 5 | 34.3997 | 52.5911 | 242.1846
2021 | 9 | 16 | 6 | 38.0067 | 58.8743 | 271.3209
2021 | 9 | 16 | 7 | 41.6282 | 65.2139 | 295.642
2021 | 9 | 16 | 8 | 43.9418 | 70.0182 | 284.8354
2021 | 9 | 16 | 9 | 45.1897 | 72.414 | 265.0223
2021 | 9 | 16 | 10 | 46.3793 | 74.4711 | 251.9446
2021 | 9 | 16 | 11 | 46.8764 | 77.9519 | 246.4197
2021 | 9 | 16 | 12 | 47.7427 | 79.4595 | 248.1077
2021 | 9 | 16 | 13 | 47.8422 | 80.7143 | 253.0347
2021 | 9 | 16 | 14 | 47.4362 | 74.4347 | 252.2077
2021 | 9 | 16 | 15 | 47.5163 | 73.1518 | 252.1519
2021 | 9 | 16 | 16 | 48.9395 | 77.2829 | 270.0891
2021 | 9 | 16 | 17 | 50.8076 | 72.8247 | 306.176
2021 | 9 | 16 | 18 | 52.2061 | 66.9869 | 342.5605
2021 | 9 | 16 | 19 | 52.0483 | 65.7268 | 358.8144
2021 | 9 | 16 | 20 | 51.3271 | 63.9251 | 357.3746
2021 | 9 | 16 | 21 | 47.9233 | 59.6312 | 330.2679
2021 | 9 | 16 | 22 | 43.6355 | 56.0615 | 297.186
2021 | 9 | 16 | 23 | 38.911 | 52.4126 | 265.5582
2021 | 9 | 17 | 0 | 35.4102 | 51.009 | 243.59
2021 | 9 | 17 | 1 | 33.251 | 47.418 | 229.7736
2021 | 9 | 17 | 2 | 32.1425 | 45.891 | 223.9773
2021 | 9 | 17 | 3 | 31.291 | 45.0197 | 220.7875
2021 | 9 | 17 | 4 | 31.7635 | 45.5117 | 222.9367
2021 | 9 | 17 | 5 | 32.9839 | 47.2347 | 234.0465
2021 | 9 | 17 | 6 | 36.8562 | 51.627 | 267.9517
2021 | 9 | 17 | 7 | 40.0251 | 56.9442 | 297.551
2021 | 9 | 17 | 8 | 42.0198 | 60.6187 | 303.3104
2021 | 9 | 17 | 9 | 43.102 | 64.0957 | 299.2842
2021 | 9 | 17 | 10 | 44.2235 | 66.0667 | 297.2496
2021 | 9 | 17 | 11 | 44.6953 | 66.7522 | 294.3581
2021 | 9 | 17 | 12 | 46.4822 | 66.4927 | 289.8261
2021 | 9 | 17 | 13 | 46.8398 | 68.0572 | 288.6481
2021 | 9 | 17 | 14 | 46.76 | 66.7519 | 288.9633
2021 | 9 | 17 | 15 | 47.0067 | 65.9451 | 293.8757
2021 | 9 | 17 | 16 | 48.2519 | 65.1639 | 309.7425
2021 | 9 | 17 | 17 | 49.9237 | 62.0249 | 337.3066
2021 | 9 | 17 | 18 | 50.8797 | 60.071 | 361.3199
2021 | 9 | 17 | 19 | 50.7896 | 60.4584 | 366.8476
2021 | 9 | 17 | 20 | 50.4764 | 59.518 | 357.4202
2021 | 9 | 17 | 21 | 47.4744 | 56.1794 | 329.1669
2021 | 9 | 17 | 22 | 43.7408 | 52.8154 | 298.6735
2021 | 9 | 17 | 23 | 39.0987 | 48.1922 | 270.2295
2021 | 9 | 18 | 0 | 34.964 | 43.3169 | 245.3475
2021 | 9 | 18 | 1 | 31.3029 | 39.1822 | 237.5501
2021 | 9 | 18 | 2 | 29.8322 | 38.215 | 229.436
2021 | 9 | 18 | 3 | 28.8698 | 37.7902 | 225.9024
2021 | 9 | 18 | 4 | 28.5003 | 37.6304 | 225.5251
2021 | 9 | 18 | 5 | 28.5801 | 38.0959 | 230.3305
2021 | 9 | 18 | 6 | 30.6373 | 41.5101 | 241.7238
2021 | 9 | 18 | 7 | 33.7798 | 42.1015 | 261.6898
2021 | 9 | 18 | 8 | 37.3816 | 47.5943 | 281.6527
2021 | 9 | 18 | 9 | 40.0328 | 50.3614 | 301.0388
2021 | 9 | 18 | 10 | 41.8141 | 51.5734 | 308.3586
2021 | 9 | 18 | 11 | 42.7536 | 50.8274 | 314.2289
2021 | 9 | 18 | 12 | 43.8447 | 52.2324 | 311.7176
2021 | 9 | 18 | 13 | 43.7833 | 52.5897 | 308.5586
2021 | 9 | 18 | 14 | 43.1986 | 55.4726 | 298.3175
2021 | 9 | 18 | 15 | 42.5244 | 56.2444 | 302.2123
2021 | 9 | 18 | 16 | 43.0209 | 52.8015 | 319.8605
2021 | 9 | 18 | 17 | 44.4777 | 51.9548 | 347.4228
2021 | 9 | 18 | 18 | 44.6909 | 51.2223 | 360.4506
2021 | 9 | 18 | 19 | 44.3187 | 51.4053 | 353.6256
2021 | 9 | 18 | 20 | 43.1881 | 50.1816 | 342.2253
2021 | 9 | 18 | 21 | 40.5958 | 46.9687 | 314.829
2021 | 9 | 18 | 22 | 37.8482 | 45.5888 | 289.0597
2021 | 9 | 18 | 23 | 34.8133 | 44.0365 | 265.1831
2021 | 9 | 19 | 0 | 31.9786 | 40.2914 | 243.0251
2021 | 9 | 19 | 1 | 30.8783 | 38.7585 | 230.8304
2021 | 9 | 19 | 2 | 29.5634 | 38.0224 | 221.5356
2021 | 9 | 19 | 3 | 28.6857 | 37.8015 | 215.7028
2021 | 9 | 19 | 4 | 28.2839 | 37.8519 | 213.6604
2021 | 9 | 19 | 5 | 28.2568 | 37.9307 | 215.3978
2021 | 9 | 19 | 6 | 29.495 | 39.7708 | 222.9176
2021 | 9 | 19 | 7 | 32.7191 | 39.8899 | 239.8094
2021 | 9 | 19 | 8 | 37.0173 | 44.2173 | 259.4024
2021 | 9 | 19 | 9 | 40.1574 | 46.0312 | 274.7968
2021 | 9 | 19 | 10 | 42.4919 | 47.6637 | 282.0312
2021 | 9 | 19 | 11 | 43.537 | 46.5253 | 284.3937
2021 | 9 | 19 | 12 | 42.0953 | 46.1504 | 271.3319
2021 | 9 | 19 | 13 | 42.3394 | 46.8368 | 270.1125
2021 | 9 | 19 | 14 | 42.1509 | 51.489 | 266.0662
2021 | 9 | 19 | 15 | 42.51 | 52.5821 | 268.8512
2021 | 9 | 19 | 16 | 44.5043 | 47.0904 | 285.1481
2021 | 9 | 19 | 17 | 47.0208 | 46.8927 | 321.7067
2021 | 9 | 19 | 18 | 47.9889 | 49.6472 | 348.9048
2021 | 9 | 19 | 19 | 48.0736 | 50.0091 | 353.1223
2021 | 9 | 19 | 20 | 47.4061 | 49.8919 | 341.5704
2021 | 9 | 19 | 21 | 44.9033 | 47.1838 | 310.798
2021 | 9 | 19 | 22 | 41.0964 | 45.7884 | 278.3335
2021 | 9 | 19 | 23 | 37.1019 | 44.073 | 247.4517
2021 | 9 | 20 | 0 | 34.5552 | 41.4753 | 228.5606
2021 | 9 | 20 | 1 | 32.2206 | 39.8405 | 210.2975
2021 | 9 | 20 | 2 | 31.4333 | 39.5277 | 205.3017
2021 | 9 | 20 | 3 | 30.9225 | 39.6023 | 203.6123
2021 | 9 | 20 | 4 | 31.5683 | 40.6881 | 207.3442
2021 | 9 | 20 | 5 | 32.9001 | 42.9164 | 221.0631
2021 | 9 | 20 | 6 | 36.7476 | 50.0632 | 256.6392
2021 | 9 | 20 | 7 | 40.0564 | 55.7793 | 285.9162
2021 | 9 | 20 | 8 | 41.7527 | 61.4379 | 285.2439
2021 | 9 | 20 | 9 | 42.3075 | 63.4843 | 276.6347
2021 | 9 | 20 | 10 | 43.3906 | 65.1744 | 270.1526
2021 | 9 | 20 | 11 | 43.9776 | 63.0301 | 266.0076
2021 | 9 | 20 | 12 | 45.7119 | 60.4863 | 272.0704
2021 | 9 | 20 | 13 | 46.2239 | 60.8382 | 272.5555
2021 | 9 | 20 | 14 | 46.4364 | 60.5643 | 271.7932
2021 | 9 | 20 | 15 | 46.7956 | 59.7388 | 274.3414
2021 | 9 | 20 | 16 | 48.4665 | 56.5248 | 293.5693
2021 | 9 | 20 | 17 | 50.7949 | 53.9426 | 325.538
2021 | 9 | 20 | 18 | 52.9448 | 52.6152 | 360.5102
2021 | 9 | 20 | 19 | 53.1209 | 53.431 | 364.9713
2021 | 9 | 20 | 20 | 52.6585 | 52.5894 | 354.4452
2021 | 9 | 20 | 21 | 49.2891 | 49.9231 | 321.9568
2021 | 9 | 20 | 22 | 44.8612 | 47.2507 | 286.2211
2021 | 9 | 20 | 23 | 39.6465 | 43.9705 | 254.4373
2021 | 9 | 21 | 0 | 35.7675 | 42.2745 | 231.3508
2021 | 9 | 21 | 1 | 34.5151 | 41.3955 | 221.5892
2021 | 9 | 21 | 2 | 33.3521 | 40.3782 | 216.5314
2021 | 9 | 21 | 3 | 32.4813 | 39.9936 | 214.8593
2021 | 9 | 21 | 4 | 33.0368 | 40.6459 | 218.2809
2021 | 9 | 21 | 5 | 34.3651 | 42.4559 | 231.136
2021 | 9 | 21 | 6 | 38.2595 | 48.0445 | 259.9772
2021 | 9 | 21 | 7 | 41.6846 | 53.0211 | 289.3526
2021 | 9 | 21 | 8 | 43.6149 | 58.5861 | 290.6347
2021 | 9 | 21 | 9 | 44.7214 | 60.3105 | 280.6987
2021 | 9 | 21 | 10 | 46.319 | 61.5211 | 274.1769
2021 | 9 | 21 | 11 | 47.5519 | 60.4934 | 270.6177
2021 | 9 | 21 | 12 | 49.2531 | 60.1361 | 259.758
2021 | 9 | 21 | 13 | 49.668 | 61.4668 | 260.2386
2021 | 9 | 21 | 14 | 49.4857 | 61.7324 | 259.0757
2021 | 9 | 21 | 15 | 49.6182 | 60.8352 | 261.7996
2021 | 9 | 21 | 16 | 51.5077 | 59.1466 | 281.4672
2021 | 9 | 21 | 17 | 53.9206 | 55.8257 | 317.142
2021 | 9 | 21 | 18 | 53.9383 | 54.2763 | 361.2952
2021 | 9 | 21 | 19 | 53.7562 | 55.2014 | 367.3538
2021 | 9 | 21 | 20 | 52.8242 | 54.271 | 357.0063
2021 | 9 | 21 | 21 | 49.429 | 51.5958 | 326.0984
2021 | 9 | 21 | 22 | 44.7516 | 48.861 | 291.4979
2021 | 9 | 21 | 23 | 39.8556 | 44.8538 | 259.985
2021 | 9 | 22 | 0 | 38.6294 | 43.6229 | 234.4804
2021 | 9 | 22 | 1 | 35.9221 | 42.736 | 223.8204
2021 | 9 | 22 | 2 | 34.5056 | 41.6015 | 219.8722
2021 | 9 | 22 | 3 | 33.4355 | 40.906 | 218.2074
2021 | 9 | 22 | 4 | 33.786 | 41.1136 | 221.2118
2021 | 9 | 22 | 5 | 34.8521 | 43.0358 | 234.825
2021 | 9 | 22 | 6 | 37.5674 | 49.3949 | 264.7935
2021 | 9 | 22 | 7 | 41.6284 | 55.0181 | 295.3058
2021 | 9 | 22 | 8 | 43.6489 | 61.7522 | 295.16
2021 | 9 | 22 | 9 | 44.1484 | 64.9156 | 282.1443
2021 | 9 | 22 | 10 | 44.9802 | 68.1656 | 270.4557
2021 | 9 | 22 | 11 | 45.2614 | 67.7549 | 263.1775
2021 | 9 | 22 | 12 | 45.7607 | 68.3031 | 265.7397
2021 | 9 | 22 | 13 | 45.6197 | 70.4547 | 264.8835
2021 | 9 | 22 | 14 | 45.0129 | 73.2154 | 263.0165
2021 | 9 | 22 | 15 | 45.0947 | 72.102 | 265.3768
2021 | 9 | 22 | 16 | 47.0429 | 69.3905 | 285.1932
2021 | 9 | 22 | 17 | 49.2842 | 65.2342 | 321.6963
2021 | 9 | 22 | 18 | 49.8222 | 58.9605 | 359.0105
2021 | 9 | 22 | 19 | 49.9111 | 58.3819 | 366.7648
2021 | 9 | 22 | 20 | 49.3958 | 56.7573 | 356.426
2021 | 9 | 22 | 21 | 46.4724 | 53.6756 | 327.5973
2021 | 9 | 22 | 22 | 42.4634 | 50.8203 | 293.4487
2021 | 9 | 22 | 23 | 37.8142 | 46.9733 | 262.1858
2021 | 9 | 23 | 0 | 35.5507 | 46.9296 | 236.0311
2021 | 9 | 23 | 1 | 34.5343 | 45.6209 | 232.1779
2021 | 9 | 23 | 2 | 33.5186 | 44.2916 | 226.8576
2021 | 9 | 23 | 3 | 32.7636 | 43.4147 | 225.4132
2021 | 9 | 23 | 4 | 33.2043 | 43.3164 | 228.9819
2021 | 9 | 23 | 5 | 34.3461 | 45.2236 | 242.5221
2021 | 9 | 23 | 6 | 37.5839 | 50.8552 | 270.6544
2021 | 9 | 23 | 7 | 41.0768 | 56.573 | 302.1864
2021 | 9 | 23 | 8 | 42.5784 | 63.467 | 308.7389
2021 | 9 | 23 | 9 | 42.7242 | 66.6261 | 310.5941
2021 | 9 | 23 | 10 | 43.3252 | 70.6978 | 310.0971
2021 | 9 | 23 | 11 | 43.5877 | 71.3655 | 308.2807
2021 | 9 | 23 | 12 | 45.7606 | 72.1933 | 303.17
2021 | 9 | 23 | 13 | 45.9178 | 73.9576 | 305.1036
2021 | 9 | 23 | 14 | 45.6654 | 74.2522 | 305.364
2021 | 9 | 23 | 15 | 45.9538 | 72.4978 | 308.6633
2021 | 9 | 23 | 16 | 47.3852 | 72.0275 | 325.3913
2021 | 9 | 23 | 17 | 49.7781 | 67.6566 | 349.9182
2021 | 9 | 23 | 18 | 50.3157 | 66.7175 | 370.6045
2021 | 9 | 23 | 19 | 50.6104 | 66.8346 | 375.5575
2021 | 9 | 23 | 20 | 50.3844 | 62.6442 | 365.0468
2021 | 9 | 23 | 21 | 47.6643 | 58.4748 | 334.3571
2021 | 9 | 23 | 22 | 43.7087 | 54.6402 | 299.6586
2021 | 9 | 23 | 23 | 39.1309 | 49.7668 | 267.5303
2021 | 9 | 24 | 0 | 36.4404 | 47.2416 | 246.5149
2021 | 9 | 24 | 1 | 35.1896 | 46.1373 | 238.0584
2021 | 9 | 24 | 2 | 33.9555 | 44.5836 | 232.506
2021 | 9 | 24 | 3 | 33.0927 | 43.6642 | 230.6713
2021 | 9 | 24 | 4 | 33.4406 | 43.6162 | 233.3915
2021 | 9 | 24 | 5 | 34.617 | 45.3174 | 246.3785
2021 | 9 | 24 | 6 | 37.8843 | 51.007 | 278.8929
2021 | 9 | 24 | 7 | 41.2996 | 56.5877 | 309.8114
2021 | 9 | 24 | 8 | 43.3659 | 63.0123 | 313.463
2021 | 9 | 24 | 9 | 44.4008 | 66.6998 | 310.997
2021 | 9 | 24 | 10 | 45.6703 | 69.7517 | 306.9082
2021 | 9 | 24 | 11 | 46.33 | 70.4451 | 300.1118
2021 | 9 | 24 | 12 | 47.5088 | 71.3181 | 298.8219
2021 | 9 | 24 | 13 | 48.01 | 72.7207 | 298.8769
2021 | 9 | 24 | 14 | 48.2476 | 72.9041 | 297.8719
2021 | 9 | 24 | 15 | 48.3885 | 70.5234 | 300.7345
2021 | 9 | 24 | 16 | 49.8331 | 69.567 | 316.1829
2021 | 9 | 24 | 17 | 51.728 | 64.8093 | 342.1977
2021 | 9 | 24 | 18 | 50.1277 | 61.7208 | 370.0013
2021 | 9 | 24 | 19 | 50.3999 | 61.098 | 375.6727
2021 | 9 | 24 | 20 | 49.8564 | 58.5262 | 362.9552
2021 | 9 | 24 | 21 | 47.3913 | 54.6972 | 333.8385
2021 | 9 | 24 | 22 | 43.7278 | 51.239 | 303.7613
2021 | 9 | 24 | 23 | 39.0597 | 45.884 | 275.8995
2021 | 9 | 25 | 0 | 36.7591 | 44.6742 | 257.6493
2021 | 9 | 25 | 1 | 34.3252 | 42.6382 | 243.7611
2021 | 9 | 25 | 2 | 32.5928 | 41.5203 | 237.0146
2021 | 9 | 25 | 3 | 31.3859 | 40.6858 | 233.981
2021 | 9 | 25 | 4 | 30.9248 | 40.3157 | 234.8389
2021 | 9 | 25 | 5 | 30.9607 | 40.7176 | 241.7881
2021 | 9 | 25 | 6 | 32.0582 | 42.9182 | 254.7675
2021 | 9 | 25 | 7 | 35.4907 | 43.4889 | 276.4706
2021 | 9 | 25 | 8 | 39.5725 | 48.0821 | 298.1856
2021 | 9 | 25 | 9 | 42.4978 | 51.8214 | 313.8806
2021 | 9 | 25 | 10 | 44.4629 | 55.3318 | 315.3867
2021 | 9 | 25 | 11 | 45.0737 | 57.4123 | 311.0393
2021 | 9 | 25 | 12 | 45.9581 | 59.3303 | 293.6182
2021 | 9 | 25 | 13 | 45.6825 | 59.8587 | 288.0396
2021 | 9 | 25 | 14 | 44.7833 | 61.6285 | 282.6155
2021 | 9 | 25 | 15 | 44.0508 | 58.904 | 287.1396
2021 | 9 | 25 | 16 | 45.0567 | 57.4318 | 307.2628
2021 | 9 | 25 | 17 | 46.8789 | 55.3317 | 335.7943
2021 | 9 | 25 | 18 | 46.0476 | 54.4975 | 352.1812
2021 | 9 | 25 | 19 | 45.7814 | 54.5444 | 352.2318
2021 | 9 | 25 | 20 | 44.7735 | 52.3702 | 335.8005
2021 | 9 | 25 | 21 | 42.8666 | 50.7384 | 307.8937
2021 | 9 | 25 | 22 | 40.0125 | 48.2513 | 282.4263
2021 | 9 | 25 | 23 | 36.7072 | 45.2511 | 259.5773
2021 | 9 | 26 | 0 | 34.3192 | 43.2023 | 237.7595
2021 | 9 | 26 | 1 | 32.3195 | 41.0461 | 231.9863
2021 | 9 | 26 | 2 | 31.113 | 39.8763 | 224.7866
2021 | 9 | 26 | 3 | 30.3717 | 39.2165 | 221.1508
2021 | 9 | 26 | 4 | 30.0277 | 39.0235 | 221.4193
2021 | 9 | 26 | 5 | 30.1788 | 39.2618 | 227.0306
2021 | 9 | 26 | 6 | 31.7123 | 41.1519 | 239.2833
2021 | 9 | 26 | 7 | 34.6914 | 40.8997 | 255.8237
2021 | 9 | 26 | 8 | 38.1947 | 43.4802 | 273.7691
2021 | 9 | 26 | 9 | 40.2466 | 44.8208 | 292.3287
2021 | 9 | 26 | 10 | 41.5808 | 45.7 | 297.3769
2021 | 9 | 26 | 11 | 42.2041 | 47.7874 | 299.2258
2021 | 9 | 26 | 12 | 43.4481 | 48.2097 | 295.1985
2021 | 9 | 26 | 13 | 43.5066 | 48.6624 | 294.0643
2021 | 9 | 26 | 14 | 43.0864 | 52.0534 | 289.4523
2021 | 9 | 26 | 15 | 43.2732 | 51.0611 | 293.6033
2021 | 9 | 26 | 16 | 45.1758 | 46.5454 | 315.537
2021 | 9 | 26 | 17 | 47.8513 | 45.2254 | 346.0279
2021 | 9 | 26 | 18 | 49.715 | 42.2207 | 357.2966
2021 | 9 | 26 | 19 | 50.2839 | 42.1814 | 357.1817
2021 | 9 | 26 | 20 | 49.6728 | 40.3177 | 341.1516
2021 | 9 | 26 | 21 | 47.4567 | 39.02 | 309.9005
2021 | 9 | 26 | 22 | 43.6968 | 37.591 | 277.7504
2021 | 9 | 26 | 23 | 39.7397 | 35.623 | 248.5706
2021 | 9 | 27 | 0 | 36.2948 | 41.0469 | 228.4316
2021 | 9 | 27 | 1 | 34.853 | 41.3423 | 219.0313
2021 | 9 | 27 | 2 | 34.1536 | 40.938 | 214.908
2021 | 9 | 27 | 3 | 33.7334 | 40.7257 | 213.7068
2021 | 9 | 27 | 4 | 34.4805 | 41.6641 | 217.7398
2021 | 9 | 27 | 5 | 36.1347 | 44.1251 | 231.4555
2021 | 9 | 27 | 6 | 39.8897 | 49.1285 | 260.9485
2021 | 9 | 27 | 7 | 43.6198 | 54.7777 | 293.2719
2021 | 9 | 27 | 8 | 45.0077 | 59.8032 | 296.2668
2021 | 9 | 27 | 9 | 44.4433 | 61.4208 | 286.3884
2021 | 9 | 27 | 10 | 44.4022 | 63.0056 | 277.7035
2021 | 9 | 27 | 11 | 44.2329 | 62.6225 | 274.8122
2021 | 9 | 27 | 12 | 44.9561 | 65.6381 | 238.6193
2021 | 9 | 27 | 13 | 44.7776 | 66.0961 | 235.8796
2021 | 9 | 27 | 14 | 44.4042 | 66.2711 | 235.0227
2021 | 9 | 27 | 15 | 44.5679 | 66.4143 | 240.719
2021 | 9 | 27 | 16 | 46.6736 | 63.0226 | 260.8309
2021 | 9 | 27 | 17 | 49.778 | 60.1344 | 302.0108
2021 | 9 | 27 | 18 | 53.1923 | 57.6344 | 341.9062
2021 | 9 | 27 | 19 | 53.0504 | 58.0037 | 356.5541
2021 | 9 | 27 | 20 | 52.2975 | 56.0673 | 348.2035
2021 | 9 | 27 | 21 | 49.3484 | 53.138 | 318.7786
2021 | 9 | 27 | 22 | 45.0505 | 50.4325 | 285.6481
2021 | 9 | 27 | 23 | 40.0277 | 46.4549 | 254.3882
2021 | 9 | 28 | 0 | 37.1821 | 43.4843 | 231.6159
2021 | 9 | 28 | 1 | 35.4603 | 41.8415 | 223.3099
2021 | 9 | 28 | 2 | 34.552 | 41.1109 | 219.772
2021 | 9 | 28 | 3 | 33.9184 | 40.7553 | 219.443
2021 | 9 | 28 | 4 | 34.6505 | 41.3801 | 223.8558
2021 | 9 | 28 | 5 | 36.4155 | 43.271 | 238.4348
2021 | 9 | 28 | 6 | 39.1246 | 49.4513 | 265.1769
2021 | 9 | 28 | 7 | 43.1869 | 55.0692 | 298.047
2021 | 9 | 28 | 8 | 44.9877 | 58.9482 | 301.2384
2021 | 9 | 28 | 9 | 44.6889 | 59.5191 | 294.947
2021 | 9 | 28 | 10 | 45.1439 | 61.3665 | 288.7665
2021 | 9 | 28 | 11 | 45.1257 | 62.6179 | 283.1468
2021 | 9 | 28 | 12 | 44.6858 | 63.0238 | 295.8444
2021 | 9 | 28 | 13 | 44.5717 | 64.13 | 295.2461
2021 | 9 | 28 | 14 | 44.2328 | 64.3941 | 296.09
2021 | 9 | 28 | 15 | 44.5551 | 63.9172 | 302.6598
2021 | 9 | 28 | 16 | 46.724 | 61.5612 | 323.3889
2021 | 9 | 28 | 17 | 49.8401 | 58.858 | 351.7401
2021 | 9 | 28 | 18 | 50.7532 | 55.37 | 373.0912
2021 | 9 | 28 | 19 | 51.1139 | 56.4405 | 376.9065
2021 | 9 | 28 | 20 | 50.747 | 54.2749 | 365.3953
2021 | 9 | 28 | 21 | 48.045 | 52.1227 | 334.4801
2021 | 9 | 28 | 22 | 43.9247 | 49.0243 | 299.9272
2021 | 9 | 28 | 23 | 39.2436 | 44.9095 | 267.8205
2021 | 9 | 29 | 0 | 36.3791 | 43.6377 | 243.9217
2021 | 9 | 29 | 1 | 33.5588 | 41.9618 | 229.6262
2021 | 9 | 29 | 2 | 32.6155 | 40.7685 | 224.7398
2021 | 9 | 29 | 3 | 32.007 | 40.0681 | 222.6382
2021 | 9 | 29 | 4 | 32.6519 | 40.7004 | 225.8334
2021 | 9 | 29 | 5 | 34.2192 | 42.5823 | 239.0044
2021 | 9 | 29 | 6 | 37.3833 | 48.7529 | 268.9408
2021 | 9 | 29 | 7 | 40.9844 | 53.9434 | 298.728
2021 | 9 | 29 | 8 | 42.2282 | 58.6294 | 304.5528
2021 | 9 | 29 | 9 | 41.7978 | 60.125 | 299.7991
2021 | 9 | 29 | 10 | 42.1004 | 60.6434 | 294.655
2021 | 9 | 29 | 11 | 42.1544 | 61.0132 | 287.1003
2021 | 9 | 29 | 12 | 42.8766 | 63.6306 | 281.2028
2021 | 9 | 29 | 13 | 42.947 | 65.1658 | 282.475
2021 | 9 | 29 | 14 | 42.8653 | 65.994 | 284.4924
2021 | 9 | 29 | 15 | 43.3905 | 65.9248 | 287.0837
2021 | 9 | 29 | 16 | 45.5064 | 63.216 | 307.2264
2021 | 9 | 29 | 17 | 48.2577 | 59.5883 | 333.8418
2021 | 9 | 29 | 18 | 49.3251 | 56.9099 | 347.3403
2021 | 9 | 29 | 19 | 49.8055 | 57.3372 | 352.9202
2021 | 9 | 29 | 20 | 49.5153 | 55.6664 | 342.8546
2021 | 9 | 29 | 21 | 46.8284 | 53.3328 | 313.398
2021 | 9 | 29 | 22 | 42.7989 | 50.424 | 278.7096
2021 | 9 | 29 | 23 | 38.1514 | 45.9059 | 248.1943
2021 | 9 | 30 | 0 | 35.4257 | 43.5929 | 228.3289
2021 | 9 | 30 | 1 | 32.097 | 41.1982 | 211.9017
2021 | 9 | 30 | 2 | 31.1217 | 40.2087 | 206.9459
2021 | 9 | 30 | 3 | 30.5104 | 39.5986 | 204.8867
2021 | 9 | 30 | 4 | 31.0329 | 40.2012 | 207.3107
2021 | 9 | 30 | 5 | 32.3024 | 42.201 | 220.0634
2021 | 9 | 30 | 6 | 35.6136 | 46.9368 | 251.664
2021 | 9 | 30 | 7 | 38.8353 | 51.6546 | 282.966
2021 | 9 | 30 | 8 | 39.9777 | 57.335 | 293.7087
2021 | 9 | 30 | 9 | 39.724 | 58.9496 | 293.9622
2021 | 9 | 30 | 10 | 40.0432 | 60.9797 | 289.0256
2021 | 9 | 30 | 11 | 40.1587 | 58.7589 | 281.8687
2021 | 9 | 30 | 12 | 40.9911 | 61.0203 | 269.9077
2021 | 9 | 30 | 13 | 41.2579 | 62.9111 | 270.3934
2021 | 9 | 30 | 14 | 41.3832 | 66.1169 | 273.2402
2021 | 9 | 30 | 15 | 42.1626 | 65.751 | 280.1107
2021 | 9 | 30 | 16 | 44.1283 | 62.183 | 300.1304
2021 | 9 | 30 | 17 | 46.5375 | 58.7315 | 326.9491
2021 | 9 | 30 | 18 | 47.9586 | 57.1374 | 346.4815
2021 | 9 | 30 | 19 | 48.3909 | 57.8556 | 348.5705
2021 | 9 | 30 | 20 | 47.9055 | 54.9748 | 336.5635
2021 | 9 | 30 | 21 | 45.1151 | 52.1793 | 308.491
2021 | 9 | 30 | 22 | 41.2474 | 49.3852 | 275.8935
2021 | 9 | 30 | 23 | 36.9251 | 44.7672 | 246.1997
2021 | 10 | 1 | 0 | 34.0596 | 42.7153 | 224.8128
2021 | 10 | 1 | 1 | 31.2172 | 40.6267 | 215.7796
2021 | 10 | 1 | 2 | 30.129 | 39.5492 | 210.3822
2021 | 10 | 1 | 3 | 29.3965 | 39.1358 | 207.9751
2021 | 10 | 1 | 4 | 29.8066 | 39.715 | 210.547
2021 | 10 | 1 | 5 | 31.0602 | 41.3856 | 222.4823
2021 | 10 | 1 | 6 | 34.5193 | 48.947 | 253.7155
2021 | 10 | 1 | 7 | 37.6498 | 54.7049 | 288.1693
2021 | 10 | 1 | 8 | 39.4339 | 60.0035 | 298.9717
2021 | 10 | 1 | 9 | 40.4018 | 62.9057 | 297.6188
2021 | 10 | 1 | 10 | 41.4883 | 64.8347 | 292.1477
2021 | 10 | 1 | 11 | 42.187 | 63.0439 | 284.9844
2021 | 10 | 1 | 12 | 43.3225 | 61.9946 | 279.5315
2021 | 10 | 1 | 13 | 43.5083 | 63.2243 | 278.8183
2021 | 10 | 1 | 14 | 43.9177 | 65.2402 | 276.7446
2021 | 10 | 1 | 15 | 44.4828 | 64.428 | 277.4814
2021 | 10 | 1 | 16 | 46.1348 | 59.1328 | 294.0807
2021 | 10 | 1 | 17 | 47.904 | 55.7632 | 317.6265
2021 | 10 | 1 | 18 | 47.024 | 52.7312 | 330.537
2021 | 10 | 1 | 19 | 47.5729 | 54.6287 | 343.4448
2021 | 10 | 1 | 20 | 46.0062 | 52.7326 | 330.3427
2021 | 10 | 1 | 21 | 43.1405 | 50.0389 | 304.9278
2021 | 10 | 1 | 22 | 39.8535 | 46.7106 | 277.4013
2021 | 10 | 1 | 23 | 35.7068 | 42.001 | 251.7222
2021 | 10 | 2 | 0 | 33.3964 | 39.7272 | 231.0688
2021 | 10 | 2 | 1 | 29.9703 | 38.7866 | 225.1659
2021 | 10 | 2 | 2 | 28.4348 | 37.8458 | 216.3749
2021 | 10 | 2 | 3 | 27.3724 | 37.4394 | 211.7769
2021 | 10 | 2 | 4 | 26.8937 | 37.102 | 211.3616
2021 | 10 | 2 | 5 | 27.0585 | 37.1969 | 216.8622
2021 | 10 | 2 | 6 | 27.5798 | 39.7269 | 231.5562
2021 | 10 | 2 | 7 | 30.3631 | 40.8477 | 254.1389
2021 | 10 | 2 | 8 | 33.7563 | 45.4393 | 273.75
2021 | 10 | 2 | 9 | 36.6132 | 47.9038 | 287.7777
2021 | 10 | 2 | 10 | 38.8897 | 49.1714 | 292.3978
2021 | 10 | 2 | 11 | 40.3459 | 50.0569 | 302.7121
2021 | 10 | 2 | 12 | 41.2709 | 50.9825 | 305.2859
2021 | 10 | 2 | 13 | 41.0058 | 50.4291 | 306.1775
2021 | 10 | 2 | 14 | 40.657 | 54.5758 | 301.9616
2021 | 10 | 2 | 15 | 39.9674 | 55.9713 | 308.8267
2021 | 10 | 2 | 16 | 40.7793 | 49.0135 | 334.2787
2021 | 10 | 2 | 17 | 42.17 | 48.0051 | 367.3402
2021 | 10 | 2 | 18 | 41.7701 | 46.8981 | 382.0142
2021 | 10 | 2 | 19 | 42.0075 | 49.1571 | 386.4799
2021 | 10 | 2 | 20 | 40.6604 | 46.2925 | 363.5512
2021 | 10 | 2 | 21 | 38.4713 | 44.0675 | 336.0709
2021 | 10 | 2 | 22 | 35.7663 | 42.0086 | 307.4208
2021 | 10 | 2 | 23 | 32.7083 | 39.5772 | 278.9345
2021 | 10 | 3 | 0 | 30.4724 | 38.3353 | 250.0249
2021 | 10 | 3 | 1 | 27.2475 | 36.4962 | 234.5581
2021 | 10 | 3 | 2 | 26.0477 | 35.7837 | 223.832
2021 | 10 | 3 | 3 | 25.2133 | 35.7372 | 217.3366
2021 | 10 | 3 | 4 | 24.7245 | 35.7615 | 214.4222
2021 | 10 | 3 | 5 | 24.8429 | 35.9405 | 215.5561
2021 | 10 | 3 | 6 | 25.1776 | 36.8729 | 228.2578
2021 | 10 | 3 | 7 | 27.6586 | 37.4159 | 247.9384
2021 | 10 | 3 | 8 | 31.0317 | 41.4183 | 265.931
2021 | 10 | 3 | 9 | 33.9992 | 42.8716 | 279.9326
2021 | 10 | 3 | 10 | 36.513 | 43.9543 | 287.6163
2021 | 10 | 3 | 11 | 38.2983 | 43.6238 | 292.3129
2021 | 10 | 3 | 12 | 40.4681 | 46.1411 | 304.3473
2021 | 10 | 3 | 13 | 41.0911 | 46.5189 | 304.2662
2021 | 10 | 3 | 14 | 41.6106 | 51.8156 | 303.3746
2021 | 10 | 3 | 15 | 42.1813 | 54.4319 | 306.601
2021 | 10 | 3 | 16 | 43.9132 | 46.7534 | 327.3541
2021 | 10 | 3 | 17 | 45.9195 | 46.6022 | 359.049
2021 | 10 | 3 | 18 | 44.7378 | 47.5735 | 374.9863
2021 | 10 | 3 | 19 | 44.8955 | 49.3705 | 375.7576
2021 | 10 | 3 | 20 | 42.8535 | 47.5279 | 355.6213
2021 | 10 | 3 | 21 | 39.8202 | 44.544 | 327.5818
2021 | 10 | 3 | 22 | 36.2163 | 42.8559 | 295.6632
2021 | 10 | 3 | 23 | 32.7 | 40.655 | 264.1446
2021 | 10 | 4 | 0 | 29.7281 | 38.8918 | 244.8744
2021 | 10 | 4 | 1 | 28.8242 | 38.8154 | 207.5346
2021 | 10 | 4 | 2 | 27.9298 | 38.3814 | 200.4411
2021 | 10 | 4 | 3 | 27.3558 | 38.4961 | 196.3094
2021 | 10 | 4 | 4 | 27.7076 | 39.5269 | 197.5845
2021 | 10 | 4 | 5 | 28.9683 | 41.399 | 207.8673
2021 | 10 | 4 | 6 | 32.114 | 47.6089 | 236.8368
2021 | 10 | 4 | 7 | 35.43 | 53.469 | 268.9446
2021 | 10 | 4 | 8 | 37.6688 | 59.7985 | 279.8753
2021 | 10 | 4 | 9 | 39.3385 | 61.8435 | 278.4656
2021 | 10 | 4 | 10 | 40.8533 | 63.0649 | 270.5635
2021 | 10 | 4 | 11 | 42.1662 | 60.9687 | 263.2859
2021 | 10 | 4 | 12 | 42.9457 | 63.0635 | 259.1673
2021 | 10 | 4 | 13 | 43.2285 | 63.9666 | 257.7609
2021 | 10 | 4 | 14 | 43.2482 | 64.876 | 253.9302
2021 | 10 | 4 | 15 | 43.3185 | 65.4862 | 255.9985
2021 | 10 | 4 | 16 | 44.8019 | 61.5951 | 273.6965
2021 | 10 | 4 | 17 | 46.3348 | 59.1085 | 301.5705
2021 | 10 | 4 | 18 | 47.6004 | 58.4148 | 327.6795
2021 | 10 | 4 | 19 | 47.6377 | 60.962 | 332.7942
2021 | 10 | 4 | 20 | 46.1336 | 58.0783 | 315.731
2021 | 10 | 4 | 21 | 42.9917 | 54.5816 | 287.1029
2021 | 10 | 4 | 22 | 39.0578 | 50.7227 | 257.6086
2021 | 10 | 4 | 23 | 34.6747 | 46.9129 | 229.725
2021 | 10 | 5 | 0 | 32.4408 | 43.4943 | 207.5745
2021 | 10 | 5 | 1 | 31.4525 | 42.4564 | 205.5987
2021 | 10 | 5 | 2 | 30.2196 | 41.4534 | 201.7199
2021 | 10 | 5 | 3 | 29.3333 | 41.0716 | 200.1913
2021 | 10 | 5 | 4 | 29.5278 | 41.8065 | 202.8492
2021 | 10 | 5 | 5 | 30.7145 | 43.9828 | 214.7294
2021 | 10 | 5 | 6 | 34.1068 | 49.0467 | 242.8027
2021 | 10 | 5 | 7 | 37.7042 | 54.7663 | 273.7189
2021 | 10 | 5 | 8 | 40.1333 | 60.603 | 280.3886
2021 | 10 | 5 | 9 | 41.8155 | 61.888 | 276.6127
2021 | 10 | 5 | 10 | 43.4769 | 64.0494 | 272.8729
2021 | 10 | 5 | 11 | 44.8695 | 63.2604 | 268.1507
2021 | 10 | 5 | 12 | 47.2721 | 67.104 | 273.1509
2021 | 10 | 5 | 13 | 48.0097 | 68.6575 | 274.9262
2021 | 10 | 5 | 14 | 48.3726 | 70.1051 | 273.1318
2021 | 10 | 5 | 15 | 48.7139 | 69.7025 | 275.2867
2021 | 10 | 5 | 16 | 50.2301 | 65.5584 | 294.9783
2021 | 10 | 5 | 17 | 51.8682 | 61.9749 | 325.9775
2021 | 10 | 5 | 18 | 51.6514 | 59.6903 | 355.178
2021 | 10 | 5 | 19 | 51.5664 | 60.3679 | 360.7749
2021 | 10 | 5 | 20 | 50.0284 | 58.8294 | 345.5339
2021 | 10 | 5 | 21 | 46.6891 | 55.5481 | 318.9722
2021 | 10 | 5 | 22 | 42.4037 | 52.2761 | 288.891
2021 | 10 | 5 | 23 | 37.6533 | 47.9517 | 259.7515
2021 | 10 | 6 | 0 | 33.8709 | 46.2765 | 237.6237
2021 | 10 | 6 | 1 | 32.5611 | 44.7646 | 229.1537
2021 | 10 | 6 | 2 | 31.2143 | 43.267 | 225.853
2021 | 10 | 6 | 3 | 30.2496 | 42.5184 | 224.5485
2021 | 10 | 6 | 4 | 30.3526 | 43.3349 | 227.515
2021 | 10 | 6 | 5 | 31.5958 | 45.4133 | 239.239
2021 | 10 | 6 | 6 | 34.389 | 50.0045 | 265.8184
2021 | 10 | 6 | 7 | 37.9996 | 55.9437 | 296.3486
2021 | 10 | 6 | 8 | 40.4996 | 60.5715 | 304.3422
2021 | 10 | 6 | 9 | 42.3556 | 62.5244 | 302.0495
2021 | 10 | 6 | 10 | 43.9476 | 62.646 | 300.3474
2021 | 10 | 6 | 11 | 45.3146 | 61.7118 | 297.5834
2021 | 10 | 6 | 12 | 46.6403 | 61.9338 | 299.989
2021 | 10 | 6 | 13 | 47.1114 | 62.3246 | 301.2244
2021 | 10 | 6 | 14 | 47.2147 | 61.675 | 299.0176
2021 | 10 | 6 | 15 | 47.3054 | 62.0668 | 299.4268
2021 | 10 | 6 | 16 | 48.6155 | 57.6628 | 317.393
2021 | 10 | 6 | 17 | 49.783 | 54.4477 | 344.4622
2021 | 10 | 6 | 18 | 49.3943 | 49.2464 | 344.7104
2021 | 10 | 6 | 19 | 49.4405 | 50.7281 | 356.5264
2021 | 10 | 6 | 20 | 48.4681 | 48.3319 | 344.3246
2021 | 10 | 6 | 21 | 45.6442 | 46.7494 | 320.2055
2021 | 10 | 6 | 22 | 41.6096 | 43.5734 | 290.2652
2021 | 10 | 6 | 23 | 36.933 | 39.9471 | 261.7719
2021 | 10 | 7 | 0 | 32.8581 | 42.5863 | 240.3326
2021 | 10 | 7 | 1 | 30.8698 | 42.8306 | 225.9247
2021 | 10 | 7 | 2 | 29.6655 | 42.255 | 221.7897
2021 | 10 | 7 | 3 | 28.7864 | 41.6144 | 220.6264
2021 | 10 | 7 | 4 | 28.9035 | 42.0675 | 223.3519
2021 | 10 | 7 | 5 | 30.0201 | 44.3974 | 235.6653
2021 | 10 | 7 | 6 | 32.7048 | 48.6164 | 265.6406
2021 | 10 | 7 | 7 | 36.1306 | 54.6025 | 294.6573
2021 | 10 | 7 | 8 | 38.2264 | 58.533 | 295.0446
2021 | 10 | 7 | 9 | 39.2904 | 60.341 | 283.2174
2021 | 10 | 7 | 10 | 40.1257 | 62.6474 | 272.5768
2021 | 10 | 7 | 11 | 40.5086 | 60.4241 | 265.821
2021 | 10 | 7 | 12 | 41.31 | 60.9671 | 249.5072
2021 | 10 | 7 | 13 | 41.2008 | 61.1671 | 248.9557
2021 | 10 | 7 | 14 | 40.8432 | 61.8343 | 246.269
2021 | 10 | 7 | 15 | 40.8567 | 61.9214 | 247.5619
2021 | 10 | 7 | 16 | 41.9464 | 57.6056 | 266.945
2021 | 10 | 7 | 17 | 43.362 | 54.5406 | 299.8431
2021 | 10 | 7 | 18 | 44.6692 | 53.2057 | 329.4816
2021 | 10 | 7 | 19 | 44.7035 | 53.7252 | 338.5151
2021 | 10 | 7 | 20 | 43.0723 | 52.165 | 325.0957
2021 | 10 | 7 | 21 | 40.1669 | 48.9643 | 300.4796
2021 | 10 | 7 | 22 | 36.676 | 47.472 | 271.2659
2021 | 10 | 7 | 23 | 32.8946 | 44.3688 | 243.206
2021 | 10 | 8 | 0 | 29.9136 | 43.2679 | 223.8871
2021 | 10 | 8 | 1 | 28.6952 | 40.8661 | 221.1078
2021 | 10 | 8 | 2 | 27.8678 | 40.1766 | 216.1596
2021 | 10 | 8 | 3 | 27.2929 | 40.0535 | 214.4954
2021 | 10 | 8 | 4 | 27.6569 | 40.516 | 217.1901
2021 | 10 | 8 | 5 | 29.0364 | 42.8639 | 228.8899
2021 | 10 | 8 | 6 | 31.8287 | 48.4422 | 257.68
2021 | 10 | 8 | 7 | 34.93 | 54.0612 | 289.8507
2021 | 10 | 8 | 8 | 36.6616 | 57.5581 | 296.5464
2021 | 10 | 8 | 9 | 37.5954 | 59.5569 | 292.1351
2021 | 10 | 8 | 10 | 38.1487 | 60.5443 | 285.1812
2021 | 10 | 8 | 11 | 38.3219 | 60.0032 | 279.0326
2021 | 10 | 8 | 12 | 39.2367 | 58.5324 | 276.6977
2021 | 10 | 8 | 13 | 38.9966 | 58.7128 | 277.3852
2021 | 10 | 8 | 14 | 38.4744 | 58.6407 | 276.2719
2021 | 10 | 8 | 15 | 38.1235 | 56.645 | 278.204
2021 | 10 | 8 | 16 | 38.9123 | 53.8056 | 293.9372
2021 | 10 | 8 | 17 | 40.5227 | 50.7826 | 318.3064
2021 | 10 | 8 | 18 | 42.1194 | 51.3557 | 334.6681
2021 | 10 | 8 | 19 | 42.198 | 52.6464 | 345.0402
2021 | 10 | 8 | 20 | 40.6991 | 50.8986 | 332.8363
2021 | 10 | 8 | 21 | 38.2446 | 48.8364 | 311.281
2021 | 10 | 8 | 22 | 35.4727 | 45.7088 | 287.3679
2021 | 10 | 8 | 23 | 32.122 | 41.5201 | 263.5973
2021 | 10 | 9 | 0 | 29.3159 | 39.691 | 235.3974
2021 | 10 | 9 | 1 | 26.8635 | 40.1037 | 229.6644
2021 | 10 | 9 | 2 | 25.8157 | 39.5864 | 224.9522
2021 | 10 | 9 | 3 | 25.2212 | 39.361 | 223.2368
2021 | 10 | 9 | 4 | 24.9727 | 39.528 | 225.3718
2021 | 10 | 9 | 5 | 25.4344 | 40.6645 | 233.5577
2021 | 10 | 9 | 6 | 26.8898 | 43.1329 | 244.688
2021 | 10 | 9 | 7 | 29.9337 | 45.6562 | 266.706
2021 | 10 | 9 | 8 | 32.7479 | 49.0203 | 280.6624
2021 | 10 | 9 | 9 | 34.4678 | 50.7742 | 287.3799
2021 | 10 | 9 | 10 | 35.2162 | 52.0373 | 286.3226
2021 | 10 | 9 | 11 | 35.4883 | 50.2481 | 284.0913
2021 | 10 | 9 | 12 | 36.3389 | 49.9289 | 271.2209
2021 | 10 | 9 | 13 | 35.7562 | 48.9547 | 268.3542
2021 | 10 | 9 | 14 | 34.9604 | 50.2355 | 263.1302
2021 | 10 | 9 | 15 | 34.4212 | 50.2021 | 265.9242
2021 | 10 | 9 | 16 | 35.1666 | 46.9316 | 286.6568
2021 | 10 | 9 | 17 | 36.4259 | 46.2764 | 318.8708
2021 | 10 | 9 | 18 | 37.5646 | 47.8176 | 351.4357
2021 | 10 | 9 | 19 | 37.6188 | 49.4602 | 351.8207
2021 | 10 | 9 | 20 | 35.7314 | 47.9894 | 332.1356
2021 | 10 | 9 | 21 | 33.6584 | 44.5496 | 308.1401
2021 | 10 | 9 | 22 | 31.6538 | 42.364 | 286.2765
2021 | 10 | 9 | 23 | 29.2265 | 41.0916 | 265.1271
2021 | 10 | 10 | 0 | 26.9192 | 40.1386 | 241.8283
2021 | 10 | 10 | 1 | 25.821 | 39.1773 | 239.046
2021 | 10 | 10 | 2 | 24.9521 | 38.7114 | 234.096
2021 | 10 | 10 | 3 | 24.4331 | 38.472 | 232.0817
2021 | 10 | 10 | 4 | 24.3704 | 39.0884 | 233.6933
2021 | 10 | 10 | 5 | 24.6952 | 40.1092 | 240.4248
2021 | 10 | 10 | 6 | 26.3341 | 41.6756 | 249.7015
2021 | 10 | 10 | 7 | 29.0846 | 43.4299 | 268.2584
2021 | 10 | 10 | 8 | 32.1538 | 45.323 | 282.9414
2021 | 10 | 10 | 9 | 34.6275 | 47.4671 | 295.6261
2021 | 10 | 10 | 10 | 36.3597 | 48.6881 | 299.9484
2021 | 10 | 10 | 11 | 37.243 | 47.1569 | 299.4707
2021 | 10 | 10 | 12 | 37.8429 | 48.0837 | 295.8476
2021 | 10 | 10 | 13 | 37.6063 | 48.2521 | 295.8694
2021 | 10 | 10 | 14 | 37.3358 | 51.1142 | 292.7864
2021 | 10 | 10 | 15 | 37.4649 | 51.2517 | 298.4871
2021 | 10 | 10 | 16 | 38.9123 | 47.5197 | 320.4664
2021 | 10 | 10 | 17 | 40.9213 | 48.1626 | 350.729
2021 | 10 | 10 | 18 | 42.0361 | 48.8616 | 356.0638
2021 | 10 | 10 | 19 | 41.892 | 49.2335 | 361.1964
2021 | 10 | 10 | 20 | 39.9545 | 47.6312 | 344.3723
2021 | 10 | 10 | 21 | 37.4132 | 45.1896 | 319.4164
2021 | 10 | 10 | 22 | 34.5239 | 42.6371 | 292.2833
2021 | 10 | 10 | 23 | 31.4892 | 41.7507 | 265.8945
2021 | 10 | 11 | 0 | 28.6276 | 40.998 | 243.7669
2021 | 10 | 11 | 1 | 26.9442 | 39.5196 | 246.6711
2021 | 10 | 11 | 2 | 26.0063 | 39.0299 | 240.5652
2021 | 10 | 11 | 3 | 25.6041 | 38.8634 | 238.6327
2021 | 10 | 11 | 4 | 25.4366 | 38.8343 | 240.1944
2021 | 10 | 11 | 5 | 25.8525 | 39.2028 | 245.026
2021 | 10 | 11 | 6 | 27.107 | 41.0771 | 254.642
2021 | 10 | 11 | 7 | 29.4805 | 41.6882 | 273.6429
2021 | 10 | 11 | 8 | 32.9441 | 43.2286 | 298.3102
2021 | 10 | 11 | 9 | 35.9715 | 46.7381 | 313.102
2021 | 10 | 11 | 10 | 38.2411 | 48.4047 | 307.9579
2021 | 10 | 11 | 11 | 39.2573 | 46.7257 | 304.8591
2021 | 10 | 11 | 12 | 40.1093 | 46.1968 | 312.2736
2021 | 10 | 11 | 13 | 39.7334 | 45.9555 | 307.8807
2021 | 10 | 11 | 14 | 39.7104 | 45.8536 | 304.6681
2021 | 10 | 11 | 15 | 39.7441 | 45.4335 | 306.3578
2021 | 10 | 11 | 16 | 40.7681 | 44.8015 | 321.5607
2021 | 10 | 11 | 17 | 42.0657 | 44.5887 | 342.2476
2021 | 10 | 11 | 18 | 41.815 | 44.2907 | 344.8569
2021 | 10 | 11 | 19 | 41.8028 | 46.06 | 353.0492
2021 | 10 | 11 | 20 | 39.8083 | 44.6788 | 337.7869
2021 | 10 | 11 | 21 | 37.2044 | 42.8503 | 314.1988
2021 | 10 | 11 | 22 | 34.1479 | 41.6591 | 286.1626
2021 | 10 | 11 | 23 | 31.3414 | 40.7996 | 259.4522
2021 | 10 | 12 | 0 | 29.6405 | 39.7429 | 241.2183
2021 | 10 | 12 | 1 | 29.4626 | 42.6641 | 239.8237
2021 | 10 | 12 | 2 | 28.7189 | 42.0352 | 235.6049
2021 | 10 | 12 | 3 | 28.2244 | 41.8233 | 233.7946
2021 | 10 | 12 | 4 | 28.8872 | 42.053 | 235.7683
2021 | 10 | 12 | 5 | 30.4969 | 43.725 | 247.1398
2021 | 10 | 12 | 6 | 33.7316 | 50.7015 | 272.7453
2021 | 10 | 12 | 7 | 37.0239 | 57.5034 | 303.1241
2021 | 10 | 12 | 8 | 38.5102 | 61.7388 | 303.7396
2021 | 10 | 12 | 9 | 38.8333 | 62.1597 | 289.5809
2021 | 10 | 12 | 10 | 39.5022 | 63.5179 | 279.0236
2021 | 10 | 12 | 11 | 39.8754 | 63.2528 | 273.1317
2021 | 10 | 12 | 12 | 40.5579 | 64.3659 | 296.0689
2021 | 10 | 12 | 13 | 40.4005 | 64.7827 | 296.269
2021 | 10 | 12 | 14 | 40.4037 | 62.9257 | 294.9738
2021 | 10 | 12 | 15 | 40.905 | 63.7533 | 298.2065
2021 | 10 | 12 | 16 | 42.7656 | 62.5304 | 315.4127
2021 | 10 | 12 | 17 | 44.9884 | 60.317 | 337.7701
2021 | 10 | 12 | 18 | 44.8932 | 58.2894 | 354.8498
2021 | 10 | 12 | 19 | 44.5702 | 59.0291 | 353.1338
2021 | 10 | 12 | 20 | 42.7622 | 56.8687 | 335.9714
2021 | 10 | 12 | 21 | 39.8517 | 53.9386 | 309.5365
2021 | 10 | 12 | 22 | 36.4086 | 51.1847 | 280.1762
2021 | 10 | 12 | 23 | 32.6583 | 47.4543 | 251.8679
2021 | 10 | 13 | 0 | 30.8302 | 44.3781 | 227.8054
2021 | 10 | 13 | 1 | 29.5459 | 43.72 | 221.248
2021 | 10 | 13 | 2 | 28.8001 | 42.7739 | 217.2082
2021 | 10 | 13 | 3 | 28.332 | 42.3135 | 215.4502
2021 | 10 | 13 | 4 | 28.9182 | 42.5905 | 217.8409
2021 | 10 | 13 | 5 | 30.5744 | 44.2085 | 229.876
2021 | 10 | 13 | 6 | 33.1921 | 51.2785 | 265.1406
2021 | 10 | 13 | 7 | 36.6916 | 58.2656 | 295.5724
2021 | 10 | 13 | 8 | 37.9733 | 62.3894 | 292.5025
2021 | 10 | 13 | 9 | 37.7605 | 63.3314 | 271.9444
2021 | 10 | 13 | 10 | 38.0318 | 64.0795 | 255.8347
2021 | 10 | 13 | 11 | 38.0142 | 63.1422 | 246.2533
2021 | 10 | 13 | 12 | 38.9073 | 63.13 | 269.4159
2021 | 10 | 13 | 13 | 38.5332 | 63.5168 | 268.4631
2021 | 10 | 13 | 14 | 38.1923 | 62.1043 | 268.0883
2021 | 10 | 13 | 15 | 38.458 | 62.7732 | 271.6515
2021 | 10 | 13 | 16 | 40.2491 | 61.2188 | 293.1671
2021 | 10 | 13 | 17 | 42.5705 | 58.6895 | 322.974
2021 | 10 | 13 | 18 | 42.3267 | 58.1946 | 353.515
2021 | 10 | 13 | 19 | 42.7089 | 58.9788 | 357.1316
2021 | 10 | 13 | 20 | 41.6479 | 56.6095 | 343.6468
2021 | 10 | 13 | 21 | 39.3417 | 53.8778 | 319.6545
2021 | 10 | 13 | 22 | 36.2103 | 50.9453 | 290.06
2021 | 10 | 13 | 23 | 32.6172 | 47.4629 | 261.6399
2021 | 10 | 14 | 0 | 30.6448 | 44.3808 | 240.9681
2021 | 10 | 14 | 1 | 29.1862 | 42.9546 | 237.6894
2021 | 10 | 14 | 2 | 28.3949 | 42.0599 | 234.2313
2021 | 10 | 14 | 3 | 27.9407 | 41.6324 | 233.8511
2021 | 10 | 14 | 4 | 28.4247 | 41.9457 | 237.2817
2021 | 10 | 14 | 5 | 29.8538 | 43.6621 | 249.8467
2021 | 10 | 14 | 6 | 32.9556 | 50.3466 | 280.2085
2021 | 10 | 14 | 7 | 36.1492 | 56.9257 | 313.9364
2021 | 10 | 14 | 8 | 37.3847 | 61.8083 | 323.8323
2021 | 10 | 14 | 9 | 37.3538 | 62.6856 | 319.5547
2021 | 10 | 14 | 10 | 37.7412 | 64.5285 | 311.6921
2021 | 10 | 14 | 11 | 37.8401 | 62.5162 | 306.0414
2021 | 10 | 14 | 12 | 38.0692 | 62.296 | 311.7445
2021 | 10 | 14 | 13 | 37.9165 | 63.1801 | 311.4728
2021 | 10 | 14 | 14 | 37.8424 | 62.7043 | 311.5388
2021 | 10 | 14 | 15 | 38.1091 | 62.4533 | 316.6571
2021 | 10 | 14 | 16 | 39.4137 | 60.9062 | 336.4485
2021 | 10 | 14 | 17 | 41.6159 | 58.0925 | 361.6392
2021 | 10 | 14 | 18 | 43.4084 | 56.7847 | 377.1304
2021 | 10 | 14 | 19 | 43.7967 | 58.204 | 379.8181
2021 | 10 | 14 | 20 | 42.5328 | 55.3871 | 366.3747
2021 | 10 | 14 | 21 | 40.1031 | 52.5304 | 343.0028
2021 | 10 | 14 | 22 | 37.0672 | 50.2314 | 314.2589
2021 | 10 | 14 | 23 | 33.5511 | 46.3586 | 285.6983
2021 | 10 | 15 | 0 | 30.727 | 44.3773 | 266.9161
2021 | 10 | 15 | 1 | 28.9083 | 42.4243 | 247.8383
2021 | 10 | 15 | 2 | 28.0183 | 41.5639 | 242.8803
2021 | 10 | 15 | 3 | 27.4302 | 41.1939 | 241.2364
2021 | 10 | 15 | 4 | 27.8598 | 41.5884 | 243.8432
2021 | 10 | 15 | 5 | 29.2154 | 43.6981 | 255.2218
2021 | 10 | 15 | 6 | 31.918 | 48.7635 | 283.9612
2021 | 10 | 15 | 7 | 35.3281 | 55.0489 | 315.3748
2021 | 10 | 15 | 8 | 37.1518 | 58.0043 | 320.1476
2021 | 10 | 15 | 9 | 37.7247 | 59.2122 | 309.7436
2021 | 10 | 15 | 10 | 38.4631 | 60.7903 | 297.383
2021 | 10 | 15 | 11 | 38.4886 | 59.5431 | 287.6736
2021 | 10 | 15 | 12 | 36.9498 | 60.4672 | 285.1083
2021 | 10 | 15 | 13 | 36.5939 | 60.4475 | 282.8043
2021 | 10 | 15 | 14 | 36.0439 | 60.2954 | 281.0753
2021 | 10 | 15 | 15 | 35.7982 | 59.492 | 283.3871
2021 | 10 | 15 | 16 | 36.8505 | 55.6657 | 301.5437
2021 | 10 | 15 | 17 | 38.9687 | 53.0449 | 327.3153
2021 | 10 | 15 | 18 | 40.6486 | 53.3819 | 334.9006
2021 | 10 | 15 | 19 | 40.6893 | 53.5756 | 342.3765
2021 | 10 | 15 | 20 | 39.5296 | 52.031 | 329.4902
2021 | 10 | 15 | 21 | 37.3834 | 49.5369 | 307.5301
2021 | 10 | 15 | 22 | 34.8813 | 47.7147 | 283.1646
2021 | 10 | 15 | 23 | 31.9297 | 43.4223 | 259.5413
2021 | 10 | 16 | 0 | 29.773 | 40.2705 | 243.9572
2021 | 10 | 16 | 1 | 28.0385 | 39.6242 | 233.8806
2021 | 10 | 16 | 2 | 26.8754 | 39.1418 | 228.5531
2021 | 10 | 16 | 3 | 26.1534 | 38.8063 | 226.3879
2021 | 10 | 16 | 4 | 25.9252 | 38.7766 | 228.1214
2021 | 10 | 16 | 5 | 26.3228 | 39.4723 | 236.1722
2021 | 10 | 16 | 6 | 28.1454 | 42.9226 | 252.0398
2021 | 10 | 16 | 7 | 31.1177 | 45.3687 | 273.1187
2021 | 10 | 16 | 8 | 34.2485 | 48.8002 | 285.4921
2021 | 10 | 16 | 9 | 36.3036 | 50.5461 | 291.9327
2021 | 10 | 16 | 10 | 37.2092 | 51.7315 | 289.399
2021 | 10 | 16 | 11 | 37.5324 | 51.058 | 287.3633
2021 | 10 | 16 | 12 | 39.2435 | 46.0561 | 293.6083
2021 | 10 | 16 | 13 | 38.9302 | 45.5495 | 290.8216
2021 | 10 | 16 | 14 | 38.4699 | 46.6119 | 286.9153
2021 | 10 | 16 | 15 | 38.322 | 47.9266 | 291.6714
2021 | 10 | 16 | 16 | 39.659 | 43.0074 | 313.1441
2021 | 10 | 16 | 17 | 41.2805 | 43.0138 | 341.2545
2021 | 10 | 16 | 18 | 39.9904 | 45.7992 | 359.6462
2021 | 10 | 16 | 19 | 39.6077 | 46.9575 | 353.8438
2021 | 10 | 16 | 20 | 37.9074 | 44.8182 | 332.0299
2021 | 10 | 16 | 21 | 36.0188 | 43.9183 | 307.2129
2021 | 10 | 16 | 22 | 33.5436 | 42.2139 | 285.1681
2021 | 10 | 16 | 23 | 30.8327 | 40.4358 | 264.1407
2021 | 10 | 17 | 0 | 29.3346 | 39.7566 | 242.5939
2021 | 10 | 17 | 1 | 26.4272 | 39.0564 | 242.1355
2021 | 10 | 17 | 2 | 25.5508 | 38.6922 | 236.8667
2021 | 10 | 17 | 3 | 25.017 | 38.5338 | 234.6217
2021 | 10 | 17 | 4 | 24.7791 | 38.3484 | 236.3341
2021 | 10 | 17 | 5 | 24.9609 | 39.2901 | 243.8966
2021 | 10 | 17 | 6 | 26.2793 | 41.5751 | 259.4385
2021 | 10 | 17 | 7 | 29.1422 | 43.9136 | 277.5372
2021 | 10 | 17 | 8 | 32.1356 | 45.4018 | 287.0203
2021 | 10 | 17 | 9 | 34.1318 | 46.7764 | 292.3671
2021 | 10 | 17 | 10 | 35.1616 | 48.1292 | 292.2647
2021 | 10 | 17 | 11 | 35.6552 | 46.8101 | 288.7751
2021 | 10 | 17 | 12 | 35.6857 | 46.7834 | 305.232
2021 | 10 | 17 | 13 | 35.3843 | 46.6176 | 306.8339
2021 | 10 | 17 | 14 | 34.979 | 50.0256 | 305.8334
2021 | 10 | 17 | 15 | 35.1901 | 50.0189 | 310.8152
2021 | 10 | 17 | 16 | 37.001 | 46.9174 | 333.4535
2021 | 10 | 17 | 17 | 39.3648 | 47.6094 | 362.7345
2021 | 10 | 17 | 18 | 40.0186 | 49.2987 | 378.6599
2021 | 10 | 17 | 19 | 39.8683 | 49.8282 | 372.853
2021 | 10 | 17 | 20 | 38.298 | 48.3883 | 351.1661
2021 | 10 | 17 | 21 | 36.0071 | 46.3534 | 323.9591
2021 | 10 | 17 | 22 | 33.3441 | 44.0445 | 295.9236
2021 | 10 | 17 | 23 | 30.5631 | 42.2045 | 269.3468
2021 | 10 | 18 | 0 | 28.4725 | 40.8589 | 253.6137
2021 | 10 | 18 | 1 | 27.8752 | 41.5561 | 241.3067
2021 | 10 | 18 | 2 | 27.2512 | 40.841 | 237.7319
2021 | 10 | 18 | 3 | 26.9154 | 41.1159 | 237.1527
2021 | 10 | 18 | 4 | 27.4171 | 41.9757 | 240.6475
2021 | 10 | 18 | 5 | 28.7999 | 43.4068 | 253.2987
2021 | 10 | 18 | 6 | 32.1037 | 49.9729 | 284.0907
2021 | 10 | 18 | 7 | 35.368 | 57.2455 | 317.5531
2021 | 10 | 18 | 8 | 36.9255 | 63.5093 | 327.8918
2021 | 10 | 18 | 9 | 37.2539 | 64.4763 | 323.7834
2021 | 10 | 18 | 10 | 38.0031 | 65.5453 | 315.2249
2021 | 10 | 18 | 11 | 38.2759 | 62.206 | 308.7862
2021 | 10 | 18 | 12 | 39.5722 | 60.0631 | 291.6238
2021 | 10 | 18 | 13 | 39.7039 | 60.5463 | 288.6384
2021 | 10 | 18 | 14 | 39.6614 | 59.5048 | 286.9906
2021 | 10 | 18 | 15 | 39.7968 | 58.7397 | 290.6318
2021 | 10 | 18 | 16 | 41.1426 | 58.3436 | 312.6382
2021 | 10 | 18 | 17 | 43.352 | 56.1802 | 342.6793
2021 | 10 | 18 | 18 | 43.5163 | 56.5268 | 363.642
2021 | 10 | 18 | 19 | 43.4687 | 58.317 | 362.8695
2021 | 10 | 18 | 20 | 42.2814 | 55.2944 | 346.4203
2021 | 10 | 18 | 21 | 39.5288 | 52.8666 | 320.1413
2021 | 10 | 18 | 22 | 36.1546 | 49.8244 | 290.2377
2021 | 10 | 18 | 23 | 32.6401 | 45.9488 | 262.3714
2021 | 10 | 19 | 0 | 30.723 | 44.5943 | 248.6875
2021 | 10 | 19 | 1 | 28.8882 | 42.4471 | 239.1235
2021 | 10 | 19 | 2 | 28.1044 | 41.2999 | 234.6599
2021 | 10 | 19 | 3 | 27.5742 | 40.8908 | 233.3954
2021 | 10 | 19 | 4 | 28.1426 | 41.4034 | 236.0463
2021 | 10 | 19 | 5 | 29.555 | 42.857 | 247.9542
2021 | 10 | 19 | 6 | 32.3513 | 48.7801 | 277.3372
2021 | 10 | 19 | 7 | 35.8247 | 55.4903 | 310.6122
2021 | 10 | 19 | 8 | 37.3455 | 61.003 | 321.0485
2021 | 10 | 19 | 9 | 37.4753 | 62.1412 | 316.4338
2021 | 10 | 19 | 10 | 37.8795 | 63.4998 | 308.464
2021 | 10 | 19 | 11 | 38.1406 | 61.2426 | 301.5973
2021 | 10 | 19 | 12 | 38.1176 | 61.7973 | 290.4763
2021 | 10 | 19 | 13 | 37.8801 | 63.0588 | 289.3024
2021 | 10 | 19 | 14 | 37.5616 | 63.6508 | 289.1352
2021 | 10 | 19 | 15 | 37.906 | 63.6179 | 294.067
2021 | 10 | 19 | 16 | 40.0306 | 62.2076 | 316.9161
2021 | 10 | 19 | 17 | 42.9274 | 59.4707 | 344.7524
2021 | 10 | 19 | 18 | 44.9328 | 63.526 | 368.5471
2021 | 10 | 19 | 19 | 45.0364 | 63.9514 | 365.8534
2021 | 10 | 19 | 20 | 43.6507 | 61.5423 | 349.2555
2021 | 10 | 19 | 21 | 41.0095 | 57.9261 | 324.1429
2021 | 10 | 19 | 22 | 37.6321 | 55.2976 | 295.0885
2021 | 10 | 19 | 23 | 33.9783 | 50.907 | 267.044
2021 | 10 | 20 | 0 | 31.5129 | 45.7843 | 246.5614
2021 | 10 | 20 | 1 | 29.419 | 43.5267 | 241.8364
2021 | 10 | 20 | 2 | 28.6636 | 42.5588 | 238.0301
2021 | 10 | 20 | 3 | 28.157 | 41.9663 | 236.9647
2021 | 10 | 20 | 4 | 28.5788 | 42.3959 | 239.9619
2021 | 10 | 20 | 5 | 29.9604 | 44.1899 | 252.1795
2021 | 10 | 20 | 6 | 32.9488 | 49.9975 | 279.974
2021 | 10 | 20 | 7 | 36.2683 | 57.3616 | 314.076
2021 | 10 | 20 | 8 | 37.435 | 61.0597 | 328.4723
2021 | 10 | 20 | 9 | 37.4441 | 62.4265 | 328.845
2021 | 10 | 20 | 10 | 37.7577 | 64.0945 | 323.5795
2021 | 10 | 20 | 11 | 37.9595 | 61.1496 | 317.6196
2021 | 10 | 20 | 12 | 38.8569 | 58.4607 | 308.1261
2021 | 10 | 20 | 13 | 38.8846 | 58.4242 | 307.6524
2021 | 10 | 20 | 14 | 38.7769 | 59.5091 | 308.2604
2021 | 10 | 20 | 15 | 38.9001 | 59.5037 | 313.0117
2021 | 10 | 20 | 16 | 40.2446 | 55.903 | 335.4613
2021 | 10 | 20 | 17 | 42.4577 | 53.7825 | 362.4658
2021 | 10 | 20 | 18 | 43.5392 | 58.3678 | 375.8169
2021 | 10 | 20 | 19 | 43.5536 | 58.6471 | 374.2779
2021 | 10 | 20 | 20 | 42.4249 | 55.7781 | 359.2093
2021 | 10 | 20 | 21 | 40.0349 | 53.223 | 335.0876
2021 | 10 | 20 | 22 | 37.0525 | 50.8362 | 305.154
2021 | 10 | 20 | 23 | 33.298 | 47.1056 | 276.4433
2021 | 10 | 21 | 0 | 30.3945 | 43.9744 | 261.4242
2021 | 10 | 21 | 1 | 29.3395 | 41.1165 | 248.7651
2021 | 10 | 21 | 2 | 28.4713 | 40.5328 | 244.4022
2021 | 10 | 21 | 3 | 27.8554 | 40.1759 | 243.4212
2021 | 10 | 21 | 4 | 28.2212 | 40.4239 | 246.4497
2021 | 10 | 21 | 5 | 29.5572 | 42.8376 | 258.5073
2021 | 10 | 21 | 6 | 32.2172 | 50.1409 | 287.7734
2021 | 10 | 21 | 7 | 35.6878 | 56.8023 | 320.3891
2021 | 10 | 21 | 8 | 37.3911 | 61.0992 | 328.8387
2021 | 10 | 21 | 9 | 37.8247 | 62.6515 | 320.5737
2021 | 10 | 21 | 10 | 38.3856 | 64.8285 | 309.3938
2021 | 10 | 21 | 11 | 38.508 | 63.0785 | 301.883
2021 | 10 | 21 | 12 | 38.4594 | 61.8478 | 302.5513
2021 | 10 | 21 | 13 | 38.3712 | 62.1731 | 301.2919
2021 | 10 | 21 | 14 | 38.0192 | 64.1523 | 301.7715
2021 | 10 | 21 | 15 | 38.2368 | 62.5629 | 307.1146
2021 | 10 | 21 | 16 | 39.9118 | 59.6178 | 328.3687
2021 | 10 | 21 | 17 | 42.4236 | 56.9684 | 354.2403
2021 | 10 | 21 | 18 | 44.0101 | 56.8243 | 367.5659
2021 | 10 | 21 | 19 | 44.1053 | 56.8279 | 365.0429
2021 | 10 | 21 | 20 | 43.0608 | 54.0714 | 349.894
2021 | 10 | 21 | 21 | 40.7337 | 51.7129 | 325.7348
2021 | 10 | 21 | 22 | 37.4025 | 48.7181 | 296.5653
2021 | 10 | 21 | 23 | 33.7545 | 44.7554 | 268.0323
2021 | 10 | 22 | 0 | 31.0853 | 42.9254 | 254.1426
2021 | 10 | 22 | 1 | 29.2009 | 42.3124 | 244.0964
2021 | 10 | 22 | 2 | 28.334 | 41.5048 | 238.9567
2021 | 10 | 22 | 3 | 27.7801 | 41.1891 | 237.4632
2021 | 10 | 22 | 4 | 28.1805 | 41.203 | 240.0513
2021 | 10 | 22 | 5 | 29.4785 | 43.4116 | 251.7441
2021 | 10 | 22 | 6 | 32.2006 | 49.4608 | 278.3023
2021 | 10 | 22 | 7 | 35.6582 | 55.5664 | 311.9576
2021 | 10 | 22 | 8 | 37.0367 | 59.2675 | 325.1761
2021 | 10 | 22 | 9 | 36.9551 | 60.8373 | 324.3949
2021 | 10 | 22 | 10 | 36.911 | 61.0271 | 318.5988
2021 | 10 | 22 | 11 | 36.7481 | 60.38 | 311.4376
2021 | 10 | 22 | 12 | 38.0701 | 61.3 | 303.2114
2021 | 10 | 22 | 13 | 37.7323 | 61.8974 | 303.6972
2021 | 10 | 22 | 14 | 37.1726 | 62.0575 | 304.8145
2021 | 10 | 22 | 15 | 37.1657 | 59.2137 | 309.4737
2021 | 10 | 22 | 16 | 38.5669 | 57.2635 | 328.6127
2021 | 10 | 22 | 17 | 40.6633 | 53.7792 | 352.0203
2021 | 10 | 22 | 18 | 41.3982 | 53.322 | 354.7654
2021 | 10 | 22 | 19 | 41.2881 | 52.4987 | 357.2743
2021 | 10 | 22 | 20 | 40.1096 | 51.2069 | 343.0362
2021 | 10 | 22 | 21 | 38.2113 | 48.7828 | 321.8275
2021 | 10 | 22 | 22 | 35.8376 | 46.188 | 297.7217
2021 | 10 | 22 | 23 | 32.5901 | 41.9978 | 274.0316
2021 | 10 | 23 | 0 | 29.8276 | 40.2959 | 254.96
2021 | 10 | 23 | 1 | 27.6619 | 40.1641 | 242.1553
2021 | 10 | 23 | 2 | 26.5736 | 39.7034 | 236.4925
2021 | 10 | 23 | 3 | 25.9005 | 39.4135 | 234.3634
2021 | 10 | 23 | 4 | 25.6556 | 39.7163 | 236.1041
2021 | 10 | 23 | 5 | 25.9938 | 40.9248 | 244.2664
2021 | 10 | 23 | 6 | 27.4932 | 44.245 | 262.6069
2021 | 10 | 23 | 7 | 30.9179 | 46.9484 | 281.6408
2021 | 10 | 23 | 8 | 34.3816 | 49.2268 | 283.8301
2021 | 10 | 23 | 9 | 36.6753 | 51.1927 | 273.1149
2021 | 10 | 23 | 10 | 37.7556 | 52.4987 | 260.9967
2021 | 10 | 23 | 11 | 38.047 | 51.0427 | 252.4739
2021 | 10 | 23 | 12 | 38.0018 | 51.2827 | 250.4985
2021 | 10 | 23 | 13 | 37.3889 | 50.6679 | 244.4387
2021 | 10 | 23 | 14 | 36.3494 | 51.7469 | 240.6483
2021 | 10 | 23 | 15 | 35.6104 | 51.1936 | 244.9299
2021 | 10 | 23 | 16 | 36.3738 | 48.7952 | 270.3474
2021 | 10 | 23 | 17 | 38.2658 | 48.497 | 308.0271
2021 | 10 | 23 | 18 | 39.2822 | 49.3674 | 346.5189
2021 | 10 | 23 | 19 | 38.7638 | 49.6966 | 341.5332
2021 | 10 | 23 | 20 | 36.9952 | 47.5483 | 320.6813
2021 | 10 | 23 | 21 | 35.0138 | 46.1938 | 297.0549
2021 | 10 | 23 | 22 | 32.9316 | 43.4549 | 275.0378
2021 | 10 | 23 | 23 | 30.4285 | 42.2339 | 254.3544
2021 | 10 | 24 | 0 | 27.8755 | 41.5184 | 239.5546
2021 | 10 | 24 | 1 | 26.9482 | 41.2856 | 225.5047
2021 | 10 | 24 | 2 | 26.1127 | 40.9507 | 218.6855
2021 | 10 | 24 | 3 | 25.5731 | 40.7958 | 215.246
2021 | 10 | 24 | 4 | 25.5608 | 41.5218 | 215.442
2021 | 10 | 24 | 5 | 25.8515 | 42.8233 | 220.9953
2021 | 10 | 24 | 6 | 27.7213 | 45.5872 | 232.4034
2021 | 10 | 24 | 7 | 30.6512 | 47.6832 | 249.9708
2021 | 10 | 24 | 8 | 33.5689 | 48.3778 | 265.2656
2021 | 10 | 24 | 9 | 35.7116 | 49.3691 | 276.7566
2021 | 10 | 24 | 10 | 37.167 | 50.2376 | 280.2084
2021 | 10 | 24 | 11 | 37.8109 | 49.4265 | 279.0325
2021 | 10 | 24 | 12 | 38.4874 | 49.556 | 269.2258
2021 | 10 | 24 | 13 | 38.3168 | 49.8996 | 269.198
2021 | 10 | 24 | 14 | 38.1077 | 52.7582 | 268.5093
2021 | 10 | 24 | 15 | 38.2456 | 51.9902 | 275.049
2021 | 10 | 24 | 16 | 39.953 | 49.8184 | 298.8677
2021 | 10 | 24 | 17 | 42.6525 | 50.4129 | 329.4711
2021 | 10 | 24 | 18 | 43.1971 | 52.6086 | 338.914
2021 | 10 | 24 | 19 | 42.9909 | 52.5377 | 331.8899
2021 | 10 | 24 | 20 | 41.5017 | 50.8797 | 311.0086
2021 | 10 | 24 | 21 | 39.1907 | 49.0741 | 285.705
2021 | 10 | 24 | 22 | 36.2415 | 46.8575 | 258.4594
2021 | 10 | 24 | 23 | 33.1708 | 44.9982 | 232.3961
2021 | 10 | 25 | 0 | 30.9669 | 44.3933 | 216.362
2021 | 10 | 25 | 1 | 29.5626 | 45.0486 | 211.5889
2021 | 10 | 25 | 2 | 29.0497 | 44.7714 | 207.7324
2021 | 10 | 25 | 3 | 28.8143 | 44.9351 | 207.0811
2021 | 10 | 25 | 4 | 29.4842 | 45.5794 | 210.6524
2021 | 10 | 25 | 5 | 31.0857 | 47.8298 | 223.7702
2021 | 10 | 25 | 6 | 34.3534 | 54.279 | 253.4538
2021 | 10 | 25 | 7 | 37.8395 | 61.6129 | 288.687
2021 | 10 | 25 | 8 | 38.9753 | 67.018 | 303.6379
2021 | 10 | 25 | 9 | 38.4055 | 67.7227 | 303.225
2021 | 10 | 25 | 10 | 38.2518 | 68.8201 | 296.2317
2021 | 10 | 25 | 11 | 38.1226 | 67.0978 | 290.3613
2021 | 10 | 25 | 12 | 38.7654 | 65.7532 | 279.7752
2021 | 10 | 25 | 13 | 38.5578 | 65.5326 | 278.4298
2021 | 10 | 25 | 14 | 38.4031 | 64.801 | 279.3359
2021 | 10 | 25 | 15 | 38.8361 | 63.6032 | 285.6198
2021 | 10 | 25 | 16 | 40.8559 | 62.7673 | 310.6735
2021 | 10 | 25 | 17 | 43.6524 | 61.5709 | 339.9665
2021 | 10 | 25 | 18 | 45.9573 | 59.572 | 352.9386
2021 | 10 | 25 | 19 | 45.4249 | 59.6592 | 349.7103
2021 | 10 | 25 | 20 | 43.7727 | 57.5575 | 333.0752
2021 | 10 | 25 | 21 | 41.1382 | 54.4809 | 308.3784
2021 | 10 | 25 | 22 | 37.8002 | 51.9512 | 279.437
2021 | 10 | 25 | 23 | 33.9686 | 48.9076 | 252.4008
2021 | 10 | 26 | 0 | 31.4221 | 48.2761 | 234.4547
2021 | 10 | 26 | 1 | 30.0688 | 45.5428 | 227.752
2021 | 10 | 26 | 2 | 29.3149 | 44.8508 | 223.7629
2021 | 10 | 26 | 3 | 28.8141 | 44.2301 | 222.7753
2021 | 10 | 26 | 4 | 29.3242 | 44.12 | 225.5828
2021 | 10 | 26 | 5 | 30.8715 | 46.0722 | 237.7498
2021 | 10 | 26 | 6 | 33.7111 | 51.6797 | 263.3229
2021 | 10 | 26 | 7 | 37.4567 | 58.4297 | 298.3967
2021 | 10 | 26 | 8 | 39.1682 | 62.1614 | 313.4662
2021 | 10 | 26 | 9 | 39.1829 | 62.0482 | 311.8856
2021 | 10 | 26 | 10 | 39.4953 | 62.0904 | 304.9276
2021 | 10 | 26 | 11 | 39.4504 | 62.5809 | 298.3423
2021 | 10 | 26 | 12 | 40.034 | 62.8016 | 285.9195
2021 | 10 | 26 | 13 | 39.837 | 63.1496 | 283.9729
2021 | 10 | 26 | 14 | 39.4242 | 61.9998 | 284.7261
2021 | 10 | 26 | 15 | 39.4508 | 60.4322 | 291.6602
2021 | 10 | 26 | 16 | 41.0727 | 60.5507 | 317.5775
2021 | 10 | 26 | 17 | 43.8231 | 58.3254 | 346.7753
2021 | 10 | 26 | 18 | 44.3747 | 58.1028 | 359.0107
2021 | 10 | 26 | 19 | 44.1465 | 57.3333 | 355.3184
2021 | 10 | 26 | 20 | 42.8975 | 55.1101 | 339.1733
2021 | 10 | 26 | 21 | 40.6596 | 51.7678 | 315.3996
2021 | 10 | 26 | 22 | 37.6332 | 49.053 | 286.9954
2021 | 10 | 26 | 23 | 34.0634 | 46.4505 | 259.7286
2021 | 10 | 27 | 0 | 31.1256 | 45.3757 | 245.7319
2021 | 10 | 27 | 1 | 29.5188 | 45.8784 | 236.0587
2021 | 10 | 27 | 2 | 28.7304 | 44.9077 | 231.9959
2021 | 10 | 27 | 3 | 28.215 | 44.1804 | 230.8027
2021 | 10 | 27 | 4 | 28.8077 | 44.0305 | 233.8842
2021 | 10 | 27 | 5 | 30.3797 | 45.2902 | 246.2763
2021 | 10 | 27 | 6 | 33.838 | 51.3129 | 272.1152
2021 | 10 | 27 | 7 | 37.4753 | 58.5939 | 305.9782
2021 | 10 | 27 | 8 | 39.1478 | 62.3855 | 319.6094
2021 | 10 | 27 | 9 | 39.5854 | 62.7133 | 317.3787
2021 | 10 | 27 | 10 | 40.2084 | 63.0919 | 309.9033
2021 | 10 | 27 | 11 | 40.574 | 62.4044 | 302.4647
2021 | 10 | 27 | 12 | 40.6925 | 61.6624 | 304.2979
2021 | 10 | 27 | 13 | 40.6809 | 62.0654 | 304.9347
2021 | 10 | 27 | 14 | 40.7303 | 59.3273 | 307.196
2021 | 10 | 27 | 15 | 41.3832 | 59.2913 | 313.992
2021 | 10 | 27 | 16 | 43.5464 | 59.8821 | 338.249
2021 | 10 | 27 | 17 | 46.1117 | 57.4163 | 364.3959
2021 | 10 | 27 | 18 | 47.0743 | 61.3145 | 362.4993
2021 | 10 | 27 | 19 | 46.4005 | 61.2191 | 360.3249
2021 | 10 | 27 | 20 | 44.6836 | 58.7536 | 345.064
2021 | 10 | 27 | 21 | 42.0242 | 56.276 | 322.0587
2021 | 10 | 27 | 22 | 38.5978 | 53.0919 | 293.1154
2021 | 10 | 27 | 23 | 34.7216 | 49.1541 | 265.4846
2021 | 10 | 28 | 0 | 32.4928 | 45.9346 | 248.4213
2021 | 10 | 28 | 1 | 30.3535 | 44.1521 | 241.7603
2021 | 10 | 28 | 2 | 29.5222 | 43.4609 | 237.5283
2021 | 10 | 28 | 3 | 28.9925 | 42.6719 | 236.9094
2021 | 10 | 28 | 4 | 29.4972 | 42.6246 | 240.3594
2021 | 10 | 28 | 5 | 30.8953 | 44.7239 | 253.1359
2021 | 10 | 28 | 6 | 34.0467 | 50.3356 | 284.422
2021 | 10 | 28 | 7 | 37.5791 | 57.4643 | 316.5668
2021 | 10 | 28 | 8 | 39.0637 | 61.9551 | 319.1971
2021 | 10 | 28 | 9 | 39.1894 | 63.4701 | 298.8957
2021 | 10 | 28 | 10 | 39.7381 | 65.1972 | 277.8708
2021 | 10 | 28 | 11 | 40.0388 | 63.5058 | 264.762
2021 | 10 | 28 | 12 | 40.1369 | 63.3682 | 275.165
2021 | 10 | 28 | 13 | 40.1024 | 63.7223 | 273.101
2021 | 10 | 28 | 14 | 40.1146 | 64.017 | 274.736
2021 | 10 | 28 | 15 | 40.7772 | 63.0259 | 281.7984
2021 | 10 | 28 | 16 | 42.6343 | 62.0044 | 307.2541
2021 | 10 | 28 | 17 | 45.0607 | 59.0721 | 339.1157
2021 | 10 | 28 | 18 | 45.6626 | 58.5103 | 373.4355
2021 | 10 | 28 | 19 | 45.2276 | 57.3965 | 368.6152
2021 | 10 | 28 | 20 | 43.7077 | 54.8091 | 352.8508
2021 | 10 | 28 | 21 | 41.2815 | 51.9355 | 330.0972
2021 | 10 | 28 | 22 | 38.0622 | 50.0258 | 301.9927
2021 | 10 | 28 | 23 | 34.3313 | 46.6283 | 273.9923
2021 | 10 | 29 | 0 | 31.9766 | 45.4123 | 250.6521
2021 | 10 | 29 | 1 | 30.3444 | 44.6367 | 234.5548
2021 | 10 | 29 | 2 | 29.4552 | 43.6231 | 228.1397
2021 | 10 | 29 | 3 | 28.8731 | 43.3783 | 225.3135
2021 | 10 | 29 | 4 | 29.2162 | 43.4778 | 226.8133
2021 | 10 | 29 | 5 | 30.5545 | 44.959 | 237.3539
2021 | 10 | 29 | 6 | 33.3512 | 50.4694 | 262.0944
2021 | 10 | 29 | 7 | 37.1161 | 57.7513 | 295.331
2021 | 10 | 29 | 8 | 39.0349 | 60.9935 | 310.3216
2021 | 10 | 29 | 9 | 39.3092 | 61.7954 | 311.1767
2021 | 10 | 29 | 10 | 39.8036 | 63.2048 | 306.8952
2021 | 10 | 29 | 11 | 39.7407 | 60.8938 | 301.293
2021 | 10 | 29 | 12 | 39.0948 | 57.6295 | 287.361
2021 | 10 | 29 | 13 | 38.8243 | 57.578 | 287.2449
2021 | 10 | 29 | 14 | 38.2633 | 55.6362 | 288.6582
2021 | 10 | 29 | 15 | 37.959 | 53.4966 | 293.9564
2021 | 10 | 29 | 16 | 38.9705 | 53.0575 | 313.9175
2021 | 10 | 29 | 17 | 41.2521 | 50.6942 | 336.3862
2021 | 10 | 29 | 18 | 42.568 | 52.7821 | 335.3074
2021 | 10 | 29 | 19 | 42.3798 | 52.9105 | 331.33
2021 | 10 | 29 | 20 | 41.4062 | 50.7897 | 315.0269
2021 | 10 | 29 | 21 | 39.4429 | 49.2179 | 293.1776
2021 | 10 | 29 | 22 | 36.8033 | 47.1965 | 268.9707
2021 | 10 | 29 | 23 | 33.3781 | 42.9174 | 245.3716
2021 | 10 | 30 | 0 | 30.5172 | 41.5949 | 231.8777
2021 | 10 | 30 | 1 | 28.2507 | 40.3565 | 211.8171
2021 | 10 | 30 | 2 | 27.1632 | 40.0335 | 204.9908
2021 | 10 | 30 | 3 | 26.4403 | 39.9008 | 201.554
2021 | 10 | 30 | 4 | 26.2796 | 40.0784 | 202.0683
2021 | 10 | 30 | 5 | 26.6582 | 41.423 | 208.9425
2021 | 10 | 30 | 6 | 28.2372 | 45.4028 | 217.5239
2021 | 10 | 30 | 7 | 31.6868 | 48.1508 | 240.2395
2021 | 10 | 30 | 8 | 35.1263 | 50.2881 | 261.5101
2021 | 10 | 30 | 9 | 37.5027 | 51.8537 | 275.2268
2021 | 10 | 30 | 10 | 38.7207 | 53.136 | 278.6585
2021 | 10 | 30 | 11 | 39.012 | 51.7266 | 279.5433
2021 | 10 | 30 | 12 | 39.3806 | 50.8708 | 266.6705
2021 | 10 | 30 | 13 | 38.8681 | 50.0067 | 266.5409
2021 | 10 | 30 | 14 | 37.9581 | 50.7426 | 265.4752
2021 | 10 | 30 | 15 | 37.4542 | 49.9113 | 271.6563
2021 | 10 | 30 | 16 | 38.6718 | 48.5433 | 294.4161
2021 | 10 | 30 | 17 | 40.6791 | 48.5424 | 323.4716
2021 | 10 | 30 | 18 | 40.7142 | 52.34 | 341.7514
2021 | 10 | 30 | 19 | 39.8395 | 52.4326 | 330.0834
2021 | 10 | 30 | 20 | 38.0767 | 50.0303 | 307.5119
2021 | 10 | 30 | 21 | 36.4186 | 48.4265 | 285.5503
2021 | 10 | 30 | 22 | 34.3548 | 45.6949 | 265.3156
2021 | 10 | 30 | 23 | 31.7731 | 44.0618 | 245.0753
2021 | 10 | 31 | 0 | 28.9206 | 42.3252 | 219.2866
2021 | 10 | 31 | 1 | 26.9522 | 42.9237 | 219.2442
2021 | 10 | 31 | 2 | 25.9523 | 42.4767 | 213.5656
2021 | 10 | 31 | 3 | 25.1492 | 42.0796 | 210.8591
2021 | 10 | 31 | 4 | 24.7087 | 41.7877 | 212.1883
2021 | 10 | 31 | 5 | 24.7485 | 42.4077 | 219.4214
2021 | 10 | 31 | 6 | 25.835 | 44.0764 | 230.6144
2021 | 10 | 31 | 7 | 28.5499 | 46.9832 | 251.2305
2021 | 10 | 31 | 8 | 31.8443 | 47.4416 | 270.8791
2021 | 10 | 31 | 9 | 34.3513 | 48.2584 | 283.0814
2021 | 10 | 31 | 10 | 36.2793 | 49.873 | 285.5174
2021 | 10 | 31 | 11 | 37.4761 | 48.5295 | 283.3139
2021 | 10 | 31 | 12 | 36.9607 | 48.8906 | 291.65
2021 | 10 | 31 | 13 | 36.9976 | 49.2975 | 294.9274
2021 | 10 | 31 | 14 | 37.0218 | 49.8522 | 296.3277
2021 | 10 | 31 | 15 | 37.1741 | 50.8767 | 304.3534
2021 | 10 | 31 | 16 | 38.9013 | 48.5658 | 331.0166
2021 | 10 | 31 | 17 | 41.6718 | 50.5627 | 361.4089
2021 | 10 | 31 | 18 | 41.9744 | 52.4086 | 376.3302
2021 | 10 | 31 | 19 | 41.1377 | 51.5353 | 362.9663
2021 | 10 | 31 | 20 | 39.8144 | 49.7398 | 340.0389
2021 | 10 | 31 | 21 | 37.5508 | 48.8974 | 315.0433
2021 | 10 | 31 | 22 | 34.8656 | 47.0879 | 288.6258
2021 | 10 | 31 | 23 | 32.1211 | 44.8667 | 262.5146
2021 | 11 | 1 | 0 | 29.2955 | 42.0113 | 242.1081
2021 | 11 | 1 | 1 | 27.7599 | 39.492 | 223.7347
2021 | 11 | 1 | 2 | 27.2579 | 38.941 | 220.8737
2021 | 11 | 1 | 3 | 26.8136 | 39.545 | 220.9152
2021 | 11 | 1 | 4 | 27.5885 | 40.0336 | 223.2881
2021 | 11 | 1 | 5 | 29.1759 | 42.1126 | 235.7047
2021 | 11 | 1 | 6 | 32.5143 | 47.8998 | 265.9806
2021 | 11 | 1 | 7 | 36.0362 | 55.2367 | 298.1294
2021 | 11 | 1 | 8 | 37.8069 | 63.0556 | 310.7725
2021 | 11 | 1 | 9 | 38.4184 | 62.9716 | 309.5903
2021 | 11 | 1 | 10 | 39.1843 | 64.617 | 299.9007
2021 | 11 | 1 | 11 | 39.3939 | 61.5365 | 295.2106
2021 | 11 | 1 | 12 | 40.0139 | 60.4468 | 290.2653
2021 | 11 | 1 | 13 | 39.9048 | 60.7225 | 286.7751
2021 | 11 | 1 | 14 | 39.3839 | 62.0941 | 286.8862
2021 | 11 | 1 | 15 | 39.9742 | 61.3623 | 293.1298
2021 | 11 | 1 | 16 | 42.3826 | 57.3103 | 312.7206
2021 | 11 | 1 | 17 | 44.8444 | 54.9705 | 341.5266
2021 | 11 | 1 | 18 | 46.8486 | 56.0782 | 364.6963
2021 | 11 | 1 | 19 | 45.9247 | 57.0027 | 355.3415
2021 | 11 | 1 | 20 | 44.0723 | 53.915 | 336.166
2021 | 11 | 1 | 21 | 40.9161 | 52.1157 | 310.6805
2021 | 11 | 1 | 22 | 37.4115 | 49.504 | 282.0293
2021 | 11 | 1 | 23 | 33.7705 | 45.1144 | 255.2296
2021 | 11 | 2 | 0 | 31.9678 | 43.9845 | 240.8222
2021 | 11 | 2 | 1 | 29.9935 | 43.8082 | 235.842
2021 | 11 | 2 | 2 | 29.5076 | 43.0795 | 232.189
2021 | 11 | 2 | 3 | 29.0745 | 43.1305 | 231.8021
2021 | 11 | 2 | 4 | 29.8627 | 43.0005 | 233.618
2021 | 11 | 2 | 5 | 31.4811 | 45.0815 | 245.487
2021 | 11 | 2 | 6 | 34.6955 | 50.0651 | 274.154
2021 | 11 | 2 | 7 | 37.9035 | 57.4902 | 305.8274
2021 | 11 | 2 | 8 | 39.1118 | 63.1017 | 318.9888
2021 | 11 | 2 | 9 | 39.1739 | 62.9281 | 318.0618
2021 | 11 | 2 | 10 | 39.5196 | 64.3766 | 308.6635
2021 | 11 | 2 | 11 | 39.5991 | 62.698 | 302.8243
2021 | 11 | 2 | 12 | 39.8439 | 60.8653 | 312.6115
2021 | 11 | 2 | 13 | 39.7999 | 60.796 | 310.6368
2021 | 11 | 2 | 14 | 39.7281 | 61.0448 | 311.907
2021 | 11 | 2 | 15 | 40.2274 | 60.6564 | 319.4956
2021 | 11 | 2 | 16 | 42.1249 | 58.1298 | 339.0295
2021 | 11 | 2 | 17 | 44.6399 | 56.3302 | 361.8947
2021 | 11 | 2 | 18 | 46.9694 | 56.7826 | 365.4837
2021 | 11 | 2 | 19 | 45.8992 | 57.3007 | 358.1942
2021 | 11 | 2 | 20 | 44.2151 | 54.3557 | 340.6171
2021 | 11 | 2 | 21 | 41.2531 | 52.5208 | 316.3621
2021 | 11 | 2 | 22 | 38.1174 | 49.6584 | 288.1529
2021 | 11 | 2 | 23 | 34.2572 | 46.1005 | 261.3251
2021 | 11 | 3 | 0 | 31.8035 | 45.7264 | 246.9906
2021 | 11 | 3 | 1 | 31.6521 | 45.7197 | 251.1049
2021 | 11 | 3 | 2 | 30.9815 | 44.4543 | 248.3679
2021 | 11 | 3 | 3 | 30.3562 | 44.1596 | 248.3052
2021 | 11 | 3 | 4 | 30.9666 | 44.3732 | 250.3262
2021 | 11 | 3 | 5 | 32.5403 | 46.3425 | 262.5223
2021 | 11 | 3 | 6 | 35.6882 | 51.08 | 287.3592
2021 | 11 | 3 | 7 | 38.9871 | 58.5151 | 319.6587
2021 | 11 | 3 | 8 | 40.6121 | 63.8553 | 332.1258
2021 | 11 | 3 | 9 | 41.252 | 63.7717 | 327.2188
2021 | 11 | 3 | 10 | 42.0454 | 64.4816 | 314.1321
2021 | 11 | 3 | 11 | 42.2728 | 62.9825 | 306.3264
2021 | 11 | 3 | 12 | 42.8971 | 61.6293 | 323.661
2021 | 11 | 3 | 13 | 42.8644 | 61.6549 | 321.3902
2021 | 11 | 3 | 14 | 42.5122 | 62.6696 | 323.0681
2021 | 11 | 3 | 15 | 42.866 | 61.4312 | 329.5449
2021 | 11 | 3 | 16 | 44.7629 | 58.3662 | 349.6209
2021 | 11 | 3 | 17 | 47.0255 | 56.3352 | 376.4823
2021 | 11 | 3 | 18 | 48.1066 | 57.6088 | 384.091
2021 | 11 | 3 | 19 | 46.997 | 57.5305 | 382.7331
2021 | 11 | 3 | 20 | 45.4794 | 54.3847 | 368.7441
2021 | 11 | 3 | 21 | 42.5904 | 52.1974 | 347.5425
2021 | 11 | 3 | 22 | 38.9908 | 49.048 | 319.5839
2021 | 11 | 3 | 23 | 35.004 | 45.7405 | 292.477
2021 | 11 | 4 | 0 | 32.9696 | 45.818 | 274.9814
2021 | 11 | 4 | 1 | 31.5027 | 45.1103 | 265.8871
2021 | 11 | 4 | 2 | 30.8359 | 44.0982 | 261.8906
2021 | 11 | 4 | 3 | 30.34 | 43.8899 | 261.4477
2021 | 11 | 4 | 4 | 31.0328 | 43.8164 | 263.2105
2021 | 11 | 4 | 5 | 32.7004 | 45.3814 | 274.5511
2021 | 11 | 4 | 6 | 36.1267 | 50.7399 | 303.1498
2021 | 11 | 4 | 7 | 39.3425 | 58.1012 | 333.6248
2021 | 11 | 4 | 8 | 40.7567 | 63.4437 | 343.7234
2021 | 11 | 4 | 9 | 40.9885 | 63.2101 | 335.9567
2021 | 11 | 4 | 10 | 41.3615 | 64.7564 | 320.1369
2021 | 11 | 4 | 11 | 41.2768 | 62.175 | 312.1479
2021 | 11 | 4 | 12 | 42.4015 | 60.4388 | 322.2069
2021 | 11 | 4 | 13 | 42.3295 | 60.9627 | 318.4128
2021 | 11 | 4 | 14 | 42.2345 | 58.9079 | 319.3106
2021 | 11 | 4 | 15 | 42.9369 | 57.9343 | 325.4651
2021 | 11 | 4 | 16 | 44.8243 | 56.5309 | 343.1585
2021 | 11 | 4 | 17 | 47.0457 | 54.2663 | 367.8445
2021 | 11 | 4 | 18 | 47.8961 | 57.8226 | 380.9082
2021 | 11 | 4 | 19 | 46.9591 | 58.8075 | 375.4968
2021 | 11 | 4 | 20 | 45.2238 | 55.5486 | 360.1718
2021 | 11 | 4 | 21 | 42.3809 | 53.5879 | 338.0637
2021 | 11 | 4 | 22 | 39.0797 | 50.6744 | 310.4389
2021 | 11 | 4 | 23 | 35.3052 | 46.7182 | 282.7925
2021 | 11 | 5 | 0 | 33.0113 | 43.9343 | 265.5294
2021 | 11 | 5 | 1 | 31.433 | 42.3044 | 255.7595
2021 | 11 | 5 | 2 | 30.6951 | 41.2763 | 250.386
2021 | 11 | 5 | 3 | 30.1387 | 41.3238 | 248.9447
2021 | 11 | 5 | 4 | 30.7974 | 41.513 | 249.9525
2021 | 11 | 5 | 5 | 32.4428 | 43.3155 | 260.5644
2021 | 11 | 5 | 6 | 35.7433 | 47.4962 | 290.6125
2021 | 11 | 5 | 7 | 38.9481 | 54.3447 | 321.6249
2021 | 11 | 5 | 8 | 40.3926 | 60.1643 | 336.66
2021 | 11 | 5 | 9 | 40.4336 | 61.1565 | 337.4359
2021 | 11 | 5 | 10 | 40.6377 | 62.8697 | 327.6332
2021 | 11 | 5 | 11 | 40.3866 | 59.6622 | 320.2873
2021 | 11 | 5 | 12 | 39.3592 | 60.9721 | 318.1945
2021 | 11 | 5 | 13 | 38.9367 | 61.4349 | 314.8967
2021 | 11 | 5 | 14 | 38.3742 | 62.786 | 316.0425
2021 | 11 | 5 | 15 | 38.5052 | 61.1857 | 321.387
2021 | 11 | 5 | 16 | 40.096 | 56.9514 | 337.4565
2021 | 11 | 5 | 17 | 42.4575 | 54.1911 | 358.6368
2021 | 11 | 5 | 18 | 45.3366 | 55.8117 | 367.0792
2021 | 11 | 5 | 19 | 44.592 | 55.1845 | 359.9212
2021 | 11 | 5 | 20 | 43.2312 | 52.7432 | 342.9016
2021 | 11 | 5 | 21 | 40.8424 | 50.4135 | 320.9361
2021 | 11 | 5 | 22 | 38.0697 | 48.1128 | 296.553
2021 | 11 | 5 | 23 | 34.5786 | 44.1775 | 272.5174
2021 | 11 | 6 | 0 | 31.8417 | 42.2798 | 260.102
2021 | 11 | 6 | 1 | 30.0478 | 40.511 | 257.4388
2021 | 11 | 6 | 2 | 29.036 | 40.0625 | 251.8952
2021 | 11 | 6 | 3 | 28.247 | 40.0284 | 249.9788
2021 | 11 | 6 | 4 | 28.4148 | 40.0679 | 250.9498
2021 | 11 | 6 | 5 | 29.0456 | 41.4645 | 259.6314
2021 | 11 | 6 | 6 | 31.1128 | 44.536 | 279.3318
2021 | 11 | 6 | 7 | 33.8248 | 47.7886 | 298.9133
2021 | 11 | 6 | 8 | 36.7104 | 50.8037 | 313.1386
2021 | 11 | 6 | 9 | 39.1949 | 52.0838 | 324.5324
2021 | 11 | 6 | 10 | 40.8132 | 53.4232 | 323.605
2021 | 11 | 6 | 11 | 41.2592 | 51.5863 | 322.4238
2021 | 11 | 6 | 12 | 42.2076 | 51.4193 | 316.7371
2021 | 11 | 6 | 13 | 41.8399 | 51.1654 | 311.6939
2021 | 11 | 6 | 14 | 41.2708 | 53.7359 | 310.3038
2021 | 11 | 6 | 15 | 41.244 | 53.029 | 315.431
2021 | 11 | 6 | 16 | 42.6359 | 48.3217 | 335.5327
2021 | 11 | 6 | 17 | 44.4122 | 48.8941 | 364.7223
2021 | 11 | 6 | 18 | 45.6893 | 49.3097 | 390.8238
2021 | 11 | 6 | 19 | 43.8189 | 50.1431 | 380.7424
2021 | 11 | 6 | 20 | 41.4033 | 47.1 | 357.5521
2021 | 11 | 6 | 21 | 38.7619 | 47.2171 | 334.3965
2021 | 11 | 6 | 22 | 36.3159 | 44.9276 | 313.787
2021 | 11 | 6 | 23 | 33.4112 | 42.3538 | 294.2605
2021 | 11 | 7 | 0 | 30.6231 | 40.966 | 276.3566
2021 | 11 | 7 | 1 | 31.046 | 43.6317 | 277.1342
2021 | 11 | 7 | 2 | 29.7643 | 42.4849 | 268.9858
2021 | 11 | 7 | 3 | 28.9764 | 41.9858 | 265.2403
2021 | 11 | 7 | 4 | 28.409 | 41.6855 | 264.0531
2021 | 11 | 7 | 5 | 28.1383 | 41.1959 | 265.9031
2021 | 11 | 7 | 6 | 28.7554 | 40.883 | 267.6817
2021 | 11 | 7 | 7 | 31.7388 | 42.141 | 282.9445
2021 | 11 | 7 | 8 | 35.9785 | 45.2637 | 310.1434
2021 | 11 | 7 | 9 | 39.3569 | 48.361 | 330.2206
2021 | 11 | 7 | 10 | 41.5246 | 49.8934 | 337.8406
2021 | 11 | 7 | 11 | 42.9191 | 50.2079 | 334.8387
2021 | 11 | 7 | 12 | 43.2189 | 50.4221 | 321.8387
2021 | 11 | 7 | 13 | 43.4481 | 50.0122 | 322.1076
2021 | 11 | 7 | 14 | 43.2482 | 54.2383 | 321.6681
2021 | 11 | 7 | 15 | 43.3097 | 55.5577 | 326.4136
2021 | 11 | 7 | 16 | 44.5672 | 51.4571 | 344.9301
2021 | 11 | 7 | 17 | 47.7337 | 53.9087 | 380.4176
2021 | 11 | 7 | 18 | 49.7333 | 55.5211 | 410.3897
2021 | 11 | 7 | 19 | 48.7206 | 53.4906 | 399.2035
2021 | 11 | 7 | 20 | 46.8635 | 51.0759 | 379.9766
2021 | 11 | 7 | 21 | 45.1038 | 50.1199 | 360.618
2021 | 11 | 7 | 22 | 42.3489 | 48.1568 | 337.7138
2021 | 11 | 7 | 23 | 39.0542 | 46.6538 | 312.1848
2021 | 11 | 8 | 0 | 35.9615 | 44.9679 | 291.3836
2021 | 11 | 8 | 1 | 33.6988 | 44.5266 | 275.0001
2021 | 11 | 8 | 2 | 32.7661 | 43.5753 | 267.9918
2021 | 11 | 8 | 3 | 32.3635 | 43.4541 | 265.362
2021 | 11 | 8 | 4 | 32.3362 | 43.3512 | 264.9992
2021 | 11 | 8 | 5 | 33.2496 | 43.6908 | 270.4133
2021 | 11 | 8 | 6 | 35.5591 | 46.0832 | 284.4033
2021 | 11 | 8 | 7 | 39.1832 | 52.0747 | 315.461
2021 | 11 | 8 | 8 | 41.6176 | 58.8725 | 344.0971
2021 | 11 | 8 | 9 | 41.52 | 61.4653 | 348.046
2021 | 11 | 8 | 10 | 40.7673 | 62.1322 | 341.063
2021 | 11 | 8 | 11 | 40.5233 | 60.956 | 333.1392
2021 | 11 | 8 | 12 | 41.974 | 55.8959 | 339.4748
2021 | 11 | 8 | 13 | 42.003 | 55.4668 | 339.2805
2021 | 11 | 8 | 14 | 41.594 | 53.8527 | 339.0925
2021 | 11 | 8 | 15 | 41.7076 | 53.1881 | 342.3024
2021 | 11 | 8 | 16 | 43.1637 | 52.6684 | 355.3764
2021 | 11 | 8 | 17 | 46.478 | 51.7004 | 382.8878
2021 | 11 | 8 | 18 | 50.0076 | 58.379 | 401.9907
2021 | 11 | 8 | 19 | 49.4672 | 57.5283 | 392.2036
2021 | 11 | 8 | 20 | 47.92 | 54.8742 | 377.9435
2021 | 11 | 8 | 21 | 46.1549 | 53.9378 | 360.5586
2021 | 11 | 8 | 22 | 43.0557 | 52.4428 | 336.3886
2021 | 11 | 8 | 23 | 39.2731 | 49.128 | 308.6385
2021 | 11 | 9 | 0 | 35.8095 | 45.9381 | 283.8029
2021 | 11 | 9 | 1 | 34.5844 | 43.9455 | 268.2749
2021 | 11 | 9 | 2 | 33.2839 | 42.8855 | 260.2632
2021 | 11 | 9 | 3 | 32.5349 | 42.4817 | 256.7923
2021 | 11 | 9 | 4 | 32.2571 | 41.7373 | 255.5056
2021 | 11 | 9 | 5 | 32.9102 | 42.4395 | 260.0141
2021 | 11 | 9 | 6 | 33.7647 | 45.1981 | 275.1306
2021 | 11 | 9 | 7 | 37.4926 | 50.714 | 305.4651
2021 | 11 | 9 | 8 | 40.5625 | 56.5903 | 334.1657
2021 | 11 | 9 | 9 | 41.5364 | 58.7235 | 338.3651
2021 | 11 | 9 | 10 | 42.318 | 59.7531 | 332.803
2021 | 11 | 9 | 11 | 43.1018 | 60.4259 | 325.1137
2021 | 11 | 9 | 12 | 43.2129 | 60.2918 | 336.5331
2021 | 11 | 9 | 13 | 43.4878 | 60.0242 | 338.2572
2021 | 11 | 9 | 14 | 43.4087 | 60.8032 | 339.5523
2021 | 11 | 9 | 15 | 43.4893 | 61.2049 | 343.9565
2021 | 11 | 9 | 16 | 44.7571 | 59.7425 | 356.6503
2021 | 11 | 9 | 17 | 48.1901 | 58.6616 | 381.0596
2021 | 11 | 9 | 18 | 51.3207 | 61.0621 | 392.6701
2021 | 11 | 9 | 19 | 50.4649 | 58.9372 | 383.3905
2021 | 11 | 9 | 20 | 48.838 | 56.2223 | 370.4785
2021 | 11 | 9 | 21 | 47.0787 | 55.1656 | 354.6394
2021 | 11 | 9 | 22 | 43.9903 | 53.6336 | 331.2156
2021 | 11 | 9 | 23 | 40.0649 | 49.7569 | 303.4606
2021 | 11 | 10 | 0 | 36.1919 | 46.1736 | 276.9518
2021 | 11 | 10 | 1 | 34.5357 | 46.5327 | 263.9427
2021 | 11 | 10 | 2 | 33.1934 | 44.8635 | 256.573
2021 | 11 | 10 | 3 | 32.4183 | 44.1875 | 253.3181
2021 | 11 | 10 | 4 | 32.1785 | 43.6815 | 252.5998
2021 | 11 | 10 | 5 | 32.929 | 43.788 | 257.5205
2021 | 11 | 10 | 6 | 34.3823 | 46.111 | 270.5308
2021 | 11 | 10 | 7 | 38.084 | 51.9842 | 301.2168
2021 | 11 | 10 | 8 | 41.0653 | 57.8578 | 331.5179
2021 | 11 | 10 | 9 | 42.0479 | 61.0076 | 338.0045
2021 | 11 | 10 | 10 | 42.5503 | 61.4423 | 334.4972
2021 | 11 | 10 | 11 | 43.184 | 60.4956 | 328.017
2021 | 11 | 10 | 12 | 43.6682 | 62.4081 | 325.246
2021 | 11 | 10 | 13 | 43.9183 | 62.2401 | 325.5975
2021 | 11 | 10 | 14 | 43.8575 | 62.0803 | 326.9931
2021 | 11 | 10 | 15 | 44.1504 | 63.2001 | 330.7296
2021 | 11 | 10 | 16 | 45.7047 | 62.1632 | 344.9228
2021 | 11 | 10 | 17 | 49.1313 | 61.2173 | 374.002
2021 | 11 | 10 | 18 | 52.9377 | 61.1684 | 392.3212
2021 | 11 | 10 | 19 | 52.2626 | 60.0796 | 386.073
2021 | 11 | 10 | 20 | 50.6315 | 56.9038 | 375.6324
2021 | 11 | 10 | 21 | 49.0006 | 56.712 | 361.5106
2021 | 11 | 10 | 22 | 45.8727 | 54.2795 | 337.7007
2021 | 11 | 10 | 23 | 41.8704 | 49.7892 | 309.5161
2021 | 11 | 11 | 0 | 37.9597 | 46.6712 | 285.0623
2021 | 11 | 11 | 1 | 35.3032 | 44.9807 | 269.622
2021 | 11 | 11 | 2 | 33.9136 | 43.6547 | 262.1938
2021 | 11 | 11 | 3 | 33.124 | 42.9815 | 259.541
2021 | 11 | 11 | 4 | 32.774 | 42.4665 | 259.3492
2021 | 11 | 11 | 5 | 33.3459 | 43.2401 | 264.6602
2021 | 11 | 11 | 6 | 34.8457 | 45.7833 | 280.0889
2021 | 11 | 11 | 7 | 38.4485 | 51.0282 | 310.2885
2021 | 11 | 11 | 8 | 41.3151 | 56.9281 | 338.6992
2021 | 11 | 11 | 9 | 42.1605 | 59.622 | 342.0077
2021 | 11 | 11 | 10 | 42.4061 | 61.4557 | 334.3642
2021 | 11 | 11 | 11 | 42.8171 | 60.9978 | 326.2614
2021 | 11 | 11 | 12 | 42.756 | 62.0933 | 330.2567
2021 | 11 | 11 | 13 | 42.9115 | 62.1289 | 329.9379
2021 | 11 | 11 | 14 | 42.6295 | 63.262 | 331.2645
2021 | 11 | 11 | 15 | 42.9077 | 63.8338 | 336.0809
2021 | 11 | 11 | 16 | 44.18 | 61.3049 | 349.6848
2021 | 11 | 11 | 17 | 47.2656 | 59.9607 | 376.728
2021 | 11 | 11 | 18 | 50.4817 | 61.1511 | 396.0083
2021 | 11 | 11 | 19 | 49.7676 | 59.2823 | 387.8248
2021 | 11 | 11 | 20 | 48.2104 | 56.5247 | 376.7573
2021 | 11 | 11 | 21 | 46.5916 | 55.7747 | 362.3231
2021 | 11 | 11 | 22 | 43.5631 | 54.9563 | 339.1384
2021 | 11 | 11 | 23 | 39.7309 | 50.1072 | 310.7944
2021 | 11 | 12 | 0 | 36.5756 | 46.2583 | 285.1373
2021 | 11 | 12 | 1 | 33.4655 | 45.5355 | 270.9859
2021 | 11 | 12 | 2 | 31.9831 | 43.7014 | 262.8816
2021 | 11 | 12 | 3 | 31.1259 | 43.2489 | 259.7948
2021 | 11 | 12 | 4 | 30.6746 | 43.124 | 259.3387
2021 | 11 | 12 | 5 | 31.1472 | 42.7253 | 264.2994
2021 | 11 | 12 | 6 | 32.9547 | 46.3794 | 278.1516
2021 | 11 | 12 | 7 | 36.4113 | 52.3442 | 308.7008
2021 | 11 | 12 | 8 | 39.0509 | 58.1461 | 337.7374
2021 | 11 | 12 | 9 | 39.3954 | 60.5699 | 341.2718
2021 | 11 | 12 | 10 | 39.1461 | 61.8131 | 332.5682
2021 | 11 | 12 | 11 | 39.1268 | 61.291 | 321.4671
2021 | 11 | 12 | 12 | 38.3913 | 62.1159 | 308.3892
2021 | 11 | 12 | 13 | 38.4272 | 62.2727 | 306.1567
2021 | 11 | 12 | 14 | 37.9143 | 62.4469 | 306.4777
2021 | 11 | 12 | 15 | 37.53 | 62.0961 | 309.5023
2021 | 11 | 12 | 16 | 38.2833 | 60.6759 | 323.7182
2021 | 11 | 12 | 17 | 41.4741 | 59.7903 | 354.2707
2021 | 11 | 12 | 18 | 44.665 | 62.6367 | 386.2352
2021 | 11 | 12 | 19 | 44.1449 | 61.9044 | 379.057
2021 | 11 | 12 | 20 | 43.4599 | 58.6131 | 367.1878
2021 | 11 | 12 | 21 | 42.4452 | 57.939 | 353.6973
2021 | 11 | 12 | 22 | 40.1753 | 54.9252 | 334.354
2021 | 11 | 12 | 23 | 36.9529 | 49.5895 | 309.9915
2021 | 11 | 13 | 0 | 33.671 | 43.9531 | 286.0024
2021 | 11 | 13 | 1 | 30.6151 | 42.0655 | 276.1008
2021 | 11 | 13 | 2 | 28.8387 | 40.7382 | 266.5427
2021 | 11 | 13 | 3 | 27.6564 | 40.169 | 261.8588
2021 | 11 | 13 | 4 | 26.5835 | 39.4391 | 260.2789
2021 | 11 | 13 | 5 | 25.8336 | 38.3836 | 262.2013
2021 | 11 | 13 | 6 | 26.4516 | 37.9824 | 267.5435
2021 | 11 | 13 | 7 | 29.5218 | 40.0983 | 285.7688
2021 | 11 | 13 | 8 | 33.7259 | 44.3312 | 314.8716
2021 | 11 | 13 | 9 | 36.5579 | 49.0803 | 334.4451
2021 | 11 | 13 | 10 | 37.7924 | 51.3174 | 340.5345
2021 | 11 | 13 | 11 | 38.6228 | 50.6306 | 338.7863
2021 | 11 | 13 | 12 | 39.8614 | 46.9908 | 324.0776
2021 | 11 | 13 | 13 | 39.6812 | 46.0453 | 321.2413
2021 | 11 | 13 | 14 | 38.749 | 48.621 | 319.5486
2021 | 11 | 13 | 15 | 37.7437 | 48.0297 | 323.5158
2021 | 11 | 13 | 16 | 38.0992 | 45.6103 | 340.1466
2021 | 11 | 13 | 17 | 41.0007 | 47.1616 | 373.3663
2021 | 11 | 13 | 18 | 43.9376 | 53.8216 | 411.3051
2021 | 11 | 13 | 19 | 42.809 | 52.6073 | 396.1691
2021 | 11 | 13 | 20 | 41.3804 | 49.4353 | 375.4411
2021 | 11 | 13 | 21 | 40.2838 | 49.9877 | 358.1504
2021 | 11 | 13 | 22 | 38.3331 | 49.0295 | 341.0718
2021 | 11 | 13 | 23 | 35.558 | 46.917 | 320.3723
2021 | 11 | 14 | 0 | 32.1202 | 42.5141 | 297.1454
2021 | 11 | 14 | 1 | 29.3858 | 40.2442 | 292.4433
2021 | 11 | 14 | 2 | 27.7686 | 39.1343 | 283.4361
2021 | 11 | 14 | 3 | 26.6699 | 38.7607 | 278.9938
2021 | 11 | 14 | 4 | 25.4439 | 38.9088 | 277.5457
2021 | 11 | 14 | 5 | 24.5467 | 38.0882 | 279.2275
2021 | 11 | 14 | 6 | 24.9596 | 36.8341 | 280.6233
2021 | 11 | 14 | 7 | 27.9194 | 37.1872 | 295.8787
2021 | 11 | 14 | 8 | 32.4638 | 42.134 | 324.4494
2021 | 11 | 14 | 9 | 35.5079 | 46.3367 | 348.6261
2021 | 11 | 14 | 10 | 37.0338 | 47.5175 | 359.8258
2021 | 11 | 14 | 11 | 38.1658 | 47.1743 | 359.4086
2021 | 11 | 14 | 12 | 39.2118 | 47.9268 | 340.2304
2021 | 11 | 14 | 13 | 39.4806 | 48.3078 | 340.4754
2021 | 11 | 14 | 14 | 38.9656 | 56.2554 | 340.7961
2021 | 11 | 14 | 15 | 38.4161 | 56.9802 | 345.7818
2021 | 11 | 14 | 16 | 39.285 | 50.0543 | 365.055
2021 | 11 | 14 | 17 | 42.8214 | 51.698 | 402.0254
2021 | 11 | 14 | 18 | 44.9747 | 54.5086 | 427.6758
2021 | 11 | 14 | 19 | 44.0217 | 52.5308 | 421.0663
2021 | 11 | 14 | 20 | 43.0182 | 50.1296 | 404.1961
2021 | 11 | 14 | 21 | 41.688 | 51.024 | 386.9539
2021 | 11 | 14 | 22 | 38.9589 | 49.4538 | 365.3764
2021 | 11 | 14 | 23 | 35.9356 | 47.3441 | 340.292
2021 | 11 | 15 | 0 | 33.1486 | 44.6505 | 315.3494
2021 | 11 | 15 | 1 | 29.8027 | 43.0265 | 307.2881
2021 | 11 | 15 | 2 | 28.5376 | 42.3939 | 301.9568
2021 | 11 | 15 | 3 | 27.8073 | 42.5469 | 301.3666
2021 | 11 | 15 | 4 | 27.458 | 42.5847 | 302.8431
2021 | 11 | 15 | 5 | 27.8838 | 43.5356 | 309.9456
2021 | 11 | 15 | 6 | 30.4686 | 46.5497 | 323.1713
2021 | 11 | 15 | 7 | 34.1524 | 52.0337 | 355.1888
2021 | 11 | 15 | 8 | 37.0483 | 58.8815 | 383.2072
2021 | 11 | 15 | 9 | 37.8795 | 62.0189 | 379.7516
2021 | 11 | 15 | 10 | 37.9514 | 63.2024 | 362.8056
2021 | 11 | 15 | 11 | 38.3646 | 62.0672 | 347.9116
2021 | 11 | 15 | 12 | 39.8478 | 62.3975 | 343.7258
2021 | 11 | 15 | 13 | 40.2488 | 61.8264 | 338.2899
2021 | 11 | 15 | 14 | 39.8006 | 62.4986 | 336.8576
2021 | 11 | 15 | 15 | 39.5897 | 62.1398 | 339.8381
2021 | 11 | 15 | 16 | 40.7151 | 60.1657 | 359.0432
2021 | 11 | 15 | 17 | 44.2528 | 60.1034 | 397.7296
2021 | 11 | 15 | 18 | 47.5336 | 60.5921 | 430.1883
2021 | 11 | 15 | 19 | 46.8437 | 58.9847 | 429.9305
2021 | 11 | 15 | 20 | 45.9286 | 56.5621 | 420.979
2021 | 11 | 15 | 21 | 44.0326 | 56.1387 | 407.1867
2021 | 11 | 15 | 22 | 40.8294 | 54.0738 | 383.9698
2021 | 11 | 15 | 23 | 36.9616 | 49.898 | 356.3894
2021 | 11 | 16 | 0 | 33.819 | 46.8893 | 330.3658
2021 | 11 | 16 | 1 | 30.7318 | 45.7801 | 311.4174
2021 | 11 | 16 | 2 | 29.2941 | 44.7169 | 302.4401
2021 | 11 | 16 | 3 | 28.3714 | 44.2619 | 298.1631
2021 | 11 | 16 | 4 | 27.9405 | 43.7742 | 296.0966
2021 | 11 | 16 | 5 | 28.2904 | 44.5404 | 299.2437
2021 | 11 | 16 | 6 | 30.6782 | 47.6455 | 312.3084
2021 | 11 | 16 | 7 | 34.2262 | 52.766 | 341.5687
2021 | 11 | 16 | 8 | 36.9734 | 58.2122 | 371.6163
2021 | 11 | 16 | 9 | 37.6669 | 60.4995 | 375.7964
2021 | 11 | 16 | 10 | 37.5021 | 61.3912 | 369.0547
2021 | 11 | 16 | 11 | 37.9021 | 62.7752 | 360.5859
2021 | 11 | 16 | 12 | 38.1517 | 61.95 | 336.0908
2021 | 11 | 16 | 13 | 38.6216 | 61.7939 | 332.7751
2021 | 11 | 16 | 14 | 38.4369 | 61.5092 | 331.7272
2021 | 11 | 16 | 15 | 38.5024 | 61.2358 | 333.9575
2021 | 11 | 16 | 16 | 40.0196 | 60.6326 | 348.8068
2021 | 11 | 16 | 17 | 43.8741 | 60.2104 | 380.4985
2021 | 11 | 16 | 18 | 47.6181 | 61.9626 | 410.6227
2021 | 11 | 16 | 19 | 47.0553 | 59.5833 | 401.7447
2021 | 11 | 16 | 20 | 46.3568 | 57.8571 | 389.5592
2021 | 11 | 16 | 21 | 44.5464 | 57.0868 | 374.1622
2021 | 11 | 16 | 22 | 41.3056 | 55.8788 | 350.6914
2021 | 11 | 16 | 23 | 37.3738 | 51.3888 | 322.1533
2021 | 11 | 17 | 0 | 34.0982 | 48.0116 | 299.5608
2021 | 11 | 17 | 1 | 31.2148 | 47.2053 | 276.9324
2021 | 11 | 17 | 2 | 29.7402 | 45.867 | 267.4863
2021 | 11 | 17 | 3 | 28.7755 | 45.0786 | 262.6322
2021 | 11 | 17 | 4 | 28.3078 | 44.5521 | 260.6852
2021 | 11 | 17 | 5 | 28.6965 | 45.1076 | 264.2227
2021 | 11 | 17 | 6 | 30.9997 | 47.6491 | 278.8073
2021 | 11 | 17 | 7 | 34.7032 | 53.4541 | 307.3597
2021 | 11 | 17 | 8 | 37.5042 | 58.9372 | 335.4715
2021 | 11 | 17 | 9 | 38.3164 | 61.8626 | 338.7755
2021 | 11 | 17 | 10 | 38.2466 | 62.5612 | 333.1941
2021 | 11 | 17 | 11 | 38.6474 | 63.3016 | 326.1872
2021 | 11 | 17 | 12 | 39.6265 | 64.0124 | 320.3798
2021 | 11 | 17 | 13 | 39.9811 | 63.5579 | 320.0893
2021 | 11 | 17 | 14 | 39.5161 | 64.8229 | 321.4526
2021 | 11 | 17 | 15 | 39.3793 | 64.2842 | 324.2773
2021 | 11 | 17 | 16 | 40.6914 | 62.7833 | 338.6393
2021 | 11 | 17 | 17 | 44.3237 | 62.4972 | 368.6323
2021 | 11 | 17 | 18 | 47.5822 | 62.7752 | 397.6982
2021 | 11 | 17 | 19 | 47.0895 | 60.0571 | 386.4767
2021 | 11 | 17 | 20 | 46.5067 | 57.4231 | 374.3899
2021 | 11 | 17 | 21 | 44.8857 | 56.2761 | 359.2585
2021 | 11 | 17 | 22 | 41.6782 | 54.4718 | 334.7751
2021 | 11 | 17 | 23 | 37.6684 | 50.8798 | 305.5174
2021 | 11 | 18 | 0 | 34.3172 | 47.6341 | 280.3656
2021 | 11 | 18 | 1 | 31.2925 | 46.2542 | 257.7129
2021 | 11 | 18 | 2 | 29.7648 | 44.9523 | 248.0251
2021 | 11 | 18 | 3 | 28.8114 | 44.0678 | 243.3347
2021 | 11 | 18 | 4 | 28.2189 | 43.6749 | 241.5041
2021 | 11 | 18 | 5 | 28.3935 | 44.1416 | 244.8762
2021 | 11 | 18 | 6 | 31.1149 | 46.8254 | 258.5078
2021 | 11 | 18 | 7 | 34.5426 | 52.541 | 288.0374
2021 | 11 | 18 | 8 | 37.3934 | 58.6573 | 317.0211
2021 | 11 | 18 | 9 | 38.4062 | 62.0219 | 320.6876
2021 | 11 | 18 | 10 | 38.6841 | 63.7537 | 315.6988
2021 | 11 | 18 | 11 | 39.2977 | 63.8887 | 311.2
2021 | 11 | 18 | 12 | 39.4657 | 63.1895 | 308.4595
2021 | 11 | 18 | 13 | 40.1383 | 63.1209 | 308.2685
2021 | 11 | 18 | 14 | 40.1981 | 63.3584 | 310.1163
2021 | 11 | 18 | 15 | 40.2027 | 62.5217 | 314.4283
2021 | 11 | 18 | 16 | 41.0662 | 61.9484 | 327.4832
2021 | 11 | 18 | 17 | 44.4622 | 61.0775 | 357.0008
2021 | 11 | 18 | 18 | 48.6449 | 60.1628 | 386.5561
2021 | 11 | 18 | 19 | 48.2522 | 58.2154 | 375.014
2021 | 11 | 18 | 20 | 47.7194 | 55.641 | 363.7701
2021 | 11 | 18 | 21 | 46.0151 | 55.2613 | 349.8381
2021 | 11 | 18 | 22 | 42.8424 | 53.9449 | 326.8051
2021 | 11 | 18 | 23 | 38.7889 | 49.5832 | 297.8149
2021 | 11 | 19 | 0 | 34.6922 | 46.671 | 273.1367
2021 | 11 | 19 | 1 | 31.5195 | 44.9686 | 248.3311
2021 | 11 | 19 | 2 | 29.8788 | 43.4691 | 238.5941
2021 | 11 | 19 | 3 | 28.7659 | 42.8988 | 233.965
2021 | 11 | 19 | 4 | 28.2092 | 42.7077 | 232.4568
2021 | 11 | 19 | 5 | 28.4918 | 42.9093 | 236.1136
2021 | 11 | 19 | 6 | 30.196 | 45.7068 | 248.5778
2021 | 11 | 19 | 7 | 34.2681 | 51.3708 | 279.1565
2021 | 11 | 19 | 8 | 37.9898 | 57.2856 | 310.5746
2021 | 11 | 19 | 9 | 39.5322 | 61.1649 | 318.0024
2021 | 11 | 19 | 10 | 40.046 | 62.8164 | 314.0687
2021 | 11 | 19 | 11 | 40.3658 | 62.3147 | 307.1469
2021 | 11 | 19 | 12 | 38.7586 | 62.6287 | 315.794
2021 | 11 | 19 | 13 | 38.8292 | 62.614 | 315.7502
2021 | 11 | 19 | 14 | 37.9026 | 63.8067 | 317.5083
2021 | 11 | 19 | 15 | 37.3425 | 62.1831 | 322.0843
2021 | 11 | 19 | 16 | 38.2885 | 60.132 | 334.4891
2021 | 11 | 19 | 17 | 41.8085 | 58.9913 | 359.8278
2021 | 11 | 19 | 18 | 46.4133 | 58.8882 | 375.9169
2021 | 11 | 19 | 19 | 45.5568 | 55.838 | 367.2493
2021 | 11 | 19 | 20 | 44.7399 | 53.8019 | 355.6241
2021 | 11 | 19 | 21 | 43.6416 | 52.744 | 343.3582
2021 | 11 | 19 | 22 | 41.2924 | 51.3754 | 324.9072
2021 | 11 | 19 | 23 | 37.9395 | 47.4375 | 300.457
2021 | 11 | 20 | 0 | 33.7858 | 43.8573 | 273.324
2021 | 11 | 20 | 1 | 31.5548 | 40.9045 | 258.9978
2021 | 11 | 20 | 2 | 29.7443 | 39.9609 | 248.7013
2021 | 11 | 20 | 3 | 28.7116 | 39.4683 | 243.1284
2021 | 11 | 20 | 4 | 27.6297 | 39.5575 | 240.76
2021 | 11 | 20 | 5 | 27.2544 | 39.3741 | 241.4906
2021 | 11 | 20 | 6 | 28.1404 | 38.9244 | 243.4473
2021 | 11 | 20 | 7 | 31.7453 | 40.726 | 263.1652
2021 | 11 | 20 | 8 | 36.7541 | 44.71 | 299.0129
2021 | 11 | 20 | 9 | 39.8262 | 50.0622 | 322.3227
2021 | 11 | 20 | 10 | 40.8033 | 52.1756 | 329.7721
2021 | 11 | 20 | 11 | 41.6879 | 50.9651 | 329.1833
2021 | 11 | 20 | 12 | 40.1315 | 52.1178 | 334.8968
2021 | 11 | 20 | 13 | 40.0139 | 51.6792 | 334.3686
2021 | 11 | 20 | 14 | 39.194 | 53.9878 | 333.8381
2021 | 11 | 20 | 15 | 38.6981 | 53.3115 | 339.9324
2021 | 11 | 20 | 16 | 39.7789 | 50.5949 | 356.4842
2021 | 11 | 20 | 17 | 43.1248 | 52.105 | 385.6587
2021 | 11 | 20 | 18 | 47.2747 | 54.8306 | 407.1785
2021 | 11 | 20 | 19 | 45.9772 | 52.5278 | 390.7007
2021 | 11 | 20 | 20 | 44.4099 | 49.7157 | 370.7586
2021 | 11 | 20 | 21 | 43.2898 | 50.0352 | 355.2124
2021 | 11 | 20 | 22 | 41.0021 | 48.3924 | 339.1363
2021 | 11 | 20 | 23 | 38.0704 | 46.9958 | 318.0154
2021 | 11 | 21 | 0 | 35.4681 | 42.8208 | 291.8674
2021 | 11 | 21 | 1 | 30.9768 | 41.9487 | 272.2355
2021 | 11 | 21 | 2 | 29.4066 | 41.0979 | 261.4615
2021 | 11 | 21 | 3 | 28.4911 | 40.789 | 255.4775
2021 | 11 | 21 | 4 | 27.5732 | 41.0124 | 252.324
2021 | 11 | 21 | 5 | 26.8991 | 40.6113 | 251.2017
2021 | 11 | 21 | 6 | 27.8762 | 40.9004 | 249.9693
2021 | 11 | 21 | 7 | 31.1059 | 41.9409 | 264.5822
2021 | 11 | 21 | 8 | 35.5567 | 44.8933 | 295.6976
2021 | 11 | 21 | 9 | 38.4686 | 48.671 | 316.7758
2021 | 11 | 21 | 10 | 39.674 | 50.537 | 323.7227
2021 | 11 | 21 | 11 | 40.6145 | 50.2958 | 321.7206
2021 | 11 | 21 | 12 | 42.0332 | 50.8264 | 322.6477
2021 | 11 | 21 | 13 | 42.2748 | 50.8277 | 322.3441
2021 | 11 | 21 | 14 | 41.8938 | 54.9511 | 322.6519
2021 | 11 | 21 | 15 | 41.7896 | 54.9657 | 329.992
2021 | 11 | 21 | 16 | 42.7459 | 51.7932 | 349.0564
2021 | 11 | 21 | 17 | 46.1606 | 54.4157 | 383.6672
2021 | 11 | 21 | 18 | 49.2701 | 56.5369 | 411.6075
2021 | 11 | 21 | 19 | 48.0101 | 54.125 | 395.2107
2021 | 11 | 21 | 20 | 46.231 | 52.2362 | 375.6786
2021 | 11 | 21 | 21 | 44.2928 | 52.1372 | 357.4467
2021 | 11 | 21 | 22 | 41.5989 | 50.9334 | 334.9844
2021 | 11 | 21 | 23 | 38.2497 | 48.5382 | 307.8098
2021 | 11 | 22 | 0 | 34.0165 | 45.0846 | 282.1183
2021 | 11 | 22 | 1 | 33.9445 | 44.0126 | 263.8648
2021 | 11 | 22 | 2 | 32.7229 | 43.3424 | 255.3833
2021 | 11 | 22 | 3 | 32.0594 | 43.2071 | 251.703
2021 | 11 | 22 | 4 | 31.8651 | 43.0524 | 251.0149
2021 | 11 | 22 | 5 | 32.5742 | 43.7145 | 255.9535
2021 | 11 | 22 | 6 | 34.8157 | 47.0853 | 269.014
2021 | 11 | 22 | 7 | 38.7465 | 52.7177 | 300.2103
2021 | 11 | 22 | 8 | 42.0094 | 59.5419 | 334.213
2021 | 11 | 22 | 9 | 42.833 | 62.3392 | 345.3552
2021 | 11 | 22 | 10 | 43.0102 | 63.027 | 342.9154
2021 | 11 | 22 | 11 | 43.3352 | 62.6478 | 337.5229
2021 | 11 | 22 | 12 | 42.5951 | 61.9871 | 334.8717
2021 | 11 | 22 | 13 | 42.583 | 61.4785 | 333.9329
2021 | 11 | 22 | 14 | 42.2879 | 60.5419 | 334.9808
2021 | 11 | 22 | 15 | 42.3155 | 59.8136 | 340.1836
2021 | 11 | 22 | 16 | 44.0272 | 59.4371 | 356.4242
2021 | 11 | 22 | 17 | 48.2297 | 59.4525 | 385.7994
2021 | 11 | 22 | 18 | 51.9545 | 59.8218 | 403.6485
2021 | 11 | 22 | 19 | 51.4143 | 58.0443 | 391.3943
2021 | 11 | 22 | 20 | 50.4877 | 55.7145 | 377.5151
2021 | 11 | 22 | 21 | 48.8289 | 55.2167 | 360.6414
2021 | 11 | 22 | 22 | 45.5628 | 53.7758 | 336.425
2021 | 11 | 22 | 23 | 41.4662 | 49.6322 | 307.7844
2021 | 11 | 23 | 0 | 38.0941 | 45.8438 | 285.5141
2021 | 11 | 23 | 1 | 35.0454 | 45.0179 | 269.3701
2021 | 11 | 23 | 2 | 33.4582 | 44.1192 | 260.5296
2021 | 11 | 23 | 3 | 32.4536 | 43.6498 | 256.68
2021 | 11 | 23 | 4 | 32.0701 | 42.9834 | 255.709
2021 | 11 | 23 | 5 | 32.5589 | 43.4569 | 259.9741
2021 | 11 | 23 | 6 | 34.1456 | 46.6012 | 274.8716
2021 | 11 | 23 | 7 | 37.8917 | 52.0241 | 304.9267
2021 | 11 | 23 | 8 | 41.1491 | 57.8017 | 335.9064
2021 | 11 | 23 | 9 | 42.228 | 60.1382 | 341.0775
2021 | 11 | 23 | 10 | 42.8563 | 61.8601 | 334.2606
2021 | 11 | 23 | 11 | 43.5495 | 62.6508 | 325.9032
2021 | 11 | 23 | 12 | 44.7024 | 61.4018 | 331.006
2021 | 11 | 23 | 13 | 45.0502 | 61.101 | 329.0212
2021 | 11 | 23 | 14 | 44.9743 | 60.8644 | 329.7565
2021 | 11 | 23 | 15 | 45.0978 | 60.9689 | 335.1971
2021 | 11 | 23 | 16 | 46.4161 | 60.5352 | 352.1212
2021 | 11 | 23 | 17 | 50.1635 | 60.5398 | 381.1228
2021 | 11 | 23 | 18 | 54.5842 | 62.2291 | 400.5887
2021 | 11 | 23 | 19 | 53.3448 | 59.8207 | 388.8911
2021 | 11 | 23 | 20 | 51.6359 | 57.6498 | 376.3877
2021 | 11 | 23 | 21 | 49.9523 | 57.1282 | 361.0247
2021 | 11 | 23 | 22 | 46.7869 | 56.0524 | 337.5213
2021 | 11 | 23 | 23 | 42.6529 | 51.416 | 308.7291
2021 | 11 | 24 | 0 | 37.1011 | 47.7441 | 285.5396
2021 | 11 | 24 | 1 | 35.1703 | 46.3083 | 267.0045
2021 | 11 | 24 | 2 | 33.622 | 45.1766 | 257.7859
2021 | 11 | 24 | 3 | 32.6535 | 44.5028 | 253.1214
2021 | 11 | 24 | 4 | 32.2771 | 43.9535 | 251.76
2021 | 11 | 24 | 5 | 32.8439 | 44.4849 | 255.5884
2021 | 11 | 24 | 6 | 34.1038 | 46.5689 | 271.6595
2021 | 11 | 24 | 7 | 38.0032 | 52.1624 | 300.5516
2021 | 11 | 24 | 8 | 41.5123 | 57.9361 | 331.2089
2021 | 11 | 24 | 9 | 43.0034 | 61.4066 | 338.029
2021 | 11 | 24 | 10 | 44.122 | 62.4813 | 333.1724
2021 | 11 | 24 | 11 | 45.1133 | 61.9593 | 326.0032
2021 | 11 | 24 | 12 | 45.9001 | 62.2902 | 335.3154
2021 | 11 | 24 | 13 | 46.2116 | 61.8433 | 335.5859
2021 | 11 | 24 | 14 | 46.2993 | 62.238 | 337.3434
2021 | 11 | 24 | 15 | 46.5187 | 61.6587 | 342.136
2021 | 11 | 24 | 16 | 48.0607 | 61.0411 | 357.1591
2021 | 11 | 24 | 17 | 51.912 | 60.7437 | 384.9206
2021 | 11 | 24 | 18 | 54.5864 | 61.7147 | 403.85
2021 | 11 | 24 | 19 | 53.5486 | 58.9306 | 392.3325
2021 | 11 | 24 | 20 | 52.2165 | 56.833 | 380.2466
2021 | 11 | 24 | 21 | 50.4992 | 56.3146 | 366.0997
2021 | 11 | 24 | 22 | 47.2174 | 54.8663 | 342.6021
2021 | 11 | 24 | 23 | 42.9438 | 51.3188 | 313.3779
2021 | 11 | 25 | 0 | 39.421 | 47.9004 | 282.7387
2021 | 11 | 25 | 1 | 36.5097 | 47.0472 | 255.6281
2021 | 11 | 25 | 2 | 35.0618 | 45.8528 | 245.034
2021 | 11 | 25 | 3 | 34.2164 | 45.0988 | 239.4112
2021 | 11 | 25 | 4 | 33.9303 | 44.5516 | 237.0861
2021 | 11 | 25 | 5 | 34.5184 | 44.7459 | 240.0549
2021 | 11 | 25 | 6 | 36.4439 | 47.1735 | 252.7938
2021 | 11 | 25 | 7 | 40.1902 | 52.7271 | 281.0535
2021 | 11 | 25 | 8 | 43.4898 | 58.3319 | 310.9378
2021 | 11 | 25 | 9 | 44.5422 | 61.1461 | 318.5918
2021 | 11 | 25 | 10 | 44.8653 | 62.7562 | 316.5113
2021 | 11 | 25 | 11 | 45.2577 | 62.2344 | 313.3641
2021 | 11 | 25 | 12 | 45.4664 | 61.1578 | 286.2012
2021 | 11 | 25 | 13 | 45.5933 | 61.1282 | 284.6256
2021 | 11 | 25 | 14 | 45.5177 | 58.7233 | 285.9321
2021 | 11 | 25 | 15 | 45.7962 | 57.5508 | 290.6715
2021 | 11 | 25 | 16 | 47.2425 | 58.4573 | 306.3828
2021 | 11 | 25 | 17 | 51.1254 | 58.0433 | 339.4931
2021 | 11 | 25 | 18 | 55.553 | 61.2937 | 371.0779
2021 | 11 | 25 | 19 | 54.9009 | 59.4217 | 361.7397
2021 | 11 | 25 | 20 | 53.5379 | 56.9973 | 351.1973
2021 | 11 | 25 | 21 | 52.0907 | 56.2661 | 337.7318
2021 | 11 | 25 | 22 | 49.0045 | 54.9843 | 315.2972
2021 | 11 | 25 | 23 | 44.9301 | 51.1163 | 286.8119
2021 | 11 | 26 | 0 | 39.9176 | 45.7636 | 261.7619
2021 | 11 | 26 | 1 | 37.6723 | 45.6828 | 249.3126
2021 | 11 | 26 | 2 | 36.2074 | 44.1041 | 239.7399
2021 | 11 | 26 | 3 | 35.33 | 43.5596 | 235.6257
2021 | 11 | 26 | 4 | 35.0414 | 43.4456 | 234.7157
2021 | 11 | 26 | 5 | 35.6135 | 43.1022 | 239.1726
2021 | 11 | 26 | 6 | 37.9455 | 45.6131 | 250.5919
2021 | 11 | 26 | 7 | 41.7623 | 51.2983 | 282.1731
2021 | 11 | 26 | 8 | 45.3505 | 57.0984 | 316.3962
2021 | 11 | 26 | 9 | 46.5578 | 60.2865 | 326.4398
2021 | 11 | 26 | 10 | 46.7182 | 62.2291 | 322.9256
2021 | 11 | 26 | 11 | 46.8419 | 61.0971 | 315.3563
2021 | 11 | 26 | 12 | 47.2743 | 57.1332 | 326.5292
2021 | 11 | 26 | 13 | 47.2189 | 57.0776 | 326.5959
2021 | 11 | 26 | 14 | 46.9632 | 56.3337 | 328.9873
2021 | 11 | 26 | 15 | 46.8867 | 54.3835 | 334.9819
2021 | 11 | 26 | 16 | 48.118 | 53.8229 | 350.3717
2021 | 11 | 26 | 17 | 51.5399 | 53.1013 | 377.8164
2021 | 11 | 26 | 18 | 53.2859 | 56.0962 | 401.6422
2021 | 11 | 26 | 19 | 52.6443 | 54.0799 | 391.817
2021 | 11 | 26 | 20 | 51.6851 | 52.5357 | 380.0639
2021 | 11 | 26 | 21 | 50.4211 | 52.2121 | 368.1616
2021 | 11 | 26 | 22 | 47.7319 | 52.4046 | 349.6562
2021 | 11 | 26 | 23 | 43.8634 | 47.856 | 324.5821
2021 | 11 | 27 | 0 | 40.0046 | 43.8455 | 294.3676
2021 | 11 | 27 | 1 | 36.0543 | 41.7194 | 285.02
2021 | 11 | 27 | 2 | 34.0151 | 41.0705 | 274.4731
2021 | 11 | 27 | 3 | 32.6486 | 40.7087 | 269.3803
2021 | 11 | 27 | 4 | 31.6264 | 40.7326 | 267.8197
2021 | 11 | 27 | 5 | 30.9628 | 40.8038 | 268.9329
2021 | 11 | 27 | 6 | 30.8737 | 40.6269 | 274.6176
2021 | 11 | 27 | 7 | 33.5299 | 41.9973 | 292.8939
2021 | 11 | 27 | 8 | 37.7598 | 45.5985 | 326.7183
2021 | 11 | 27 | 9 | 40.7893 | 50.4853 | 347.3987
2021 | 11 | 27 | 10 | 42.4487 | 52.6392 | 352.4899
2021 | 11 | 27 | 11 | 43.4277 | 51.8514 | 348.3221
2021 | 11 | 27 | 12 | 43.6783 | 52.4391 | 299.9982
2021 | 11 | 27 | 13 | 43.5824 | 51.979 | 292.7973
2021 | 11 | 27 | 14 | 42.908 | 54.4379 | 289.5022
2021 | 11 | 27 | 15 | 42.3349 | 53.3905 | 294.4386
2021 | 11 | 27 | 16 | 42.969 | 50.7611 | 317.0418
2021 | 11 | 27 | 17 | 45.958 | 52.2835 | 360.1921
2021 | 11 | 27 | 18 | 48.4462 | 55.4294 | 408.6337
2021 | 11 | 27 | 19 | 46.9119 | 53.9146 | 399.1657
2021 | 11 | 27 | 20 | 45.2 | 51.3344 | 382.3705
2021 | 11 | 27 | 21 | 43.8342 | 52.2289 | 368.1001
2021 | 11 | 27 | 22 | 41.6022 | 50.9463 | 351.8244
2021 | 11 | 27 | 23 | 38.4233 | 48.5253 | 330.8249
2021 | 11 | 28 | 0 | 34.4435 | 44.8825 | 310.7607
2021 | 11 | 28 | 1 | 31.8379 | 44.5507 | 294.5032
2021 | 11 | 28 | 2 | 30.0549 | 43.5137 | 284.2706
2021 | 11 | 28 | 3 | 28.7774 | 42.9707 | 279.3271
2021 | 11 | 28 | 4 | 27.6565 | 43.0877 | 277.4933
2021 | 11 | 28 | 5 | 26.7763 | 42.3992 | 277.5578
2021 | 11 | 28 | 6 | 26.6439 | 41.5858 | 278.1088
2021 | 11 | 28 | 7 | 29.3542 | 42.6968 | 291.2386
2021 | 11 | 28 | 8 | 33.6836 | 46.3668 | 319.2548
2021 | 11 | 28 | 9 | 36.8437 | 49.8671 | 336.8606
2021 | 11 | 28 | 10 | 38.6158 | 51.9477 | 337.6933
2021 | 11 | 28 | 11 | 39.5325 | 51.2705 | 332.0984
2021 | 11 | 28 | 12 | 39.6086 | 51.567 | 346.0193
2021 | 11 | 28 | 13 | 39.5064 | 51.5192 | 342.0027
2021 | 11 | 28 | 14 | 38.7534 | 56.3386 | 340.4583
2021 | 11 | 28 | 15 | 38.1642 | 56.5652 | 348.7935
2021 | 11 | 28 | 16 | 39.1925 | 52.5947 | 370.1033
2021 | 11 | 28 | 17 | 43.209 | 55.8661 | 404.5539
2021 | 11 | 28 | 18 | 47.2368 | 57.8198 | 430.6811
2021 | 11 | 28 | 19 | 46.0236 | 54.8943 | 414.2684
2021 | 11 | 28 | 20 | 44.8341 | 52.9381 | 394.8853
2021 | 11 | 28 | 21 | 43.5275 | 52.0026 | 376.1177
2021 | 11 | 28 | 22 | 41.0812 | 51.1975 | 353.1213
2021 | 11 | 28 | 23 | 38.0006 | 48.7294 | 325.4517
2021 | 11 | 29 | 0 | 34.8675 | 46.2037 | 297.9982
2021 | 11 | 29 | 1 | 33.3362 | 44.0841 | 284.2183
2021 | 11 | 29 | 2 | 32.0056 | 43.4254 | 275.1643
2021 | 11 | 29 | 3 | 31.309 | 43.5791 | 271.1723
2021 | 11 | 29 | 4 | 31.0755 | 43.9138 | 270.1176
2021 | 11 | 29 | 5 | 31.7868 | 44.4541 | 274.5036
2021 | 11 | 29 | 6 | 33.7237 | 47.9731 | 286.5167
2021 | 11 | 29 | 7 | 37.7234 | 53.343 | 316.7334
2021 | 11 | 29 | 8 | 41.4943 | 61.3641 | 349.0249
2021 | 11 | 29 | 9 | 43.0822 | 64.3697 | 355.672
2021 | 11 | 29 | 10 | 43.7343 | 66.7644 | 348.9639
2021 | 11 | 29 | 11 | 44.373 | 65.1609 | 341.527
2021 | 11 | 29 | 12 | 45.1737 | 66.1051 | 357.4013
2021 | 11 | 29 | 13 | 45.4221 | 65.7896 | 356.6529
2021 | 11 | 29 | 14 | 45.3076 | 67.1792 | 357.1145
2021 | 11 | 29 | 15 | 45.6691 | 66.1791 | 361.7687
2021 | 11 | 29 | 16 | 47.4729 | 64.314 | 376.9838
2021 | 11 | 29 | 17 | 51.417 | 65.2765 | 405.4733
2021 | 11 | 29 | 18 | 54.3658 | 65.326 | 420.5978
2021 | 11 | 29 | 19 | 53.1255 | 63.0993 | 410.6425
2021 | 11 | 29 | 20 | 51.4752 | 61.1797 | 398.1468
2021 | 11 | 29 | 21 | 49.6517 | 59.5616 | 383.2582
2021 | 11 | 29 | 22 | 46.356 | 58.3694 | 360.0707
2021 | 11 | 29 | 23 | 42.2707 | 54.4577 | 331.3483
2021 | 11 | 30 | 0 | 38.7223 | 50.1567 | 300.8649
2021 | 11 | 30 | 1 | 35.9924 | 48.6132 | 295.4136
2021 | 11 | 30 | 2 | 34.5705 | 47.9068 | 287.2807
2021 | 11 | 30 | 3 | 33.6884 | 47.3736 | 284.685
2021 | 11 | 30 | 4 | 33.3862 | 46.7077 | 284.6664
2021 | 11 | 30 | 5 | 33.9039 | 47.2889 | 289.7771
2021 | 11 | 30 | 6 | 35.6559 | 49.654 | 305.5522
2021 | 11 | 30 | 7 | 39.4911 | 55.1041 | 336.3819
2021 | 11 | 30 | 8 | 42.945 | 61.1173 | 366.6787
2021 | 11 | 30 | 9 | 44.1247 | 64.0981 | 365.9761
2021 | 11 | 30 | 10 | 44.5344 | 66.0668 | 351.6129
2021 | 11 | 30 | 11 | 45.026 | 66.2786 | 338.0876
2021 | 11 | 30 | 12 | 45.983 | 65.9575 | 356.8659
2021 | 11 | 30 | 13 | 46.2209 | 65.3314 | 353.1215
2021 | 11 | 30 | 14 | 46.2038 | 64.8268 | 352.7463
2021 | 11 | 30 | 15 | 46.4449 | 64.5622 | 358.1477
2021 | 11 | 30 | 16 | 48.0478 | 64.3457 | 377.9046
2021 | 11 | 30 | 17 | 52.0077 | 65.6765 | 411.5645
2021 | 11 | 30 | 18 | 55.1083 | 65.856 | 442.8806
2021 | 11 | 30 | 19 | 53.9666 | 63.3007 | 433.0341
2021 | 11 | 30 | 20 | 52.5726 | 61.411 | 422.0427
2021 | 11 | 30 | 21 | 50.8216 | 59.3 | 408.0166
2021 | 11 | 30 | 22 | 47.6281 | 57.6778 | 384.4798
2021 | 11 | 30 | 23 | 43.4578 | 55.0044 | 354.9438
2021 | 12 | 1 | 0 | 39.251 | 51.1667 | 331.7915
2021 | 12 | 1 | 1 | 36.8664 | 50.7399 | 304.7166
2021 | 12 | 1 | 2 | 35.3518 | 49.1056 | 295.9574
2021 | 12 | 1 | 3 | 34.4912 | 47.7979 | 292.045
2021 | 12 | 1 | 4 | 34.187 | 48.3541 | 291.2896
2021 | 12 | 1 | 5 | 34.9574 | 48.4617 | 295.5714
2021 | 12 | 1 | 6 | 37.0415 | 51.0589 | 309.3989
2021 | 12 | 1 | 7 | 40.9912 | 56.7841 | 338.179
2021 | 12 | 1 | 8 | 44.175 | 59.4306 | 366.9333
2021 | 12 | 1 | 9 | 45.1716 | 62.181 | 370.0863
2021 | 12 | 1 | 10 | 45.5752 | 62.106 | 363.2248
2021 | 12 | 1 | 11 | 45.8865 | 65.531 | 355.8438
2021 | 12 | 1 | 12 | 46.7336 | 64.866 | 348.3879
2021 | 12 | 1 | 13 | 47.1083 | 64.3758 | 343.6427
2021 | 12 | 1 | 14 | 46.8954 | 63.3052 | 344.4777
2021 | 12 | 1 | 15 | 46.9759 | 63.663 | 347.21
2021 | 12 | 1 | 16 | 48.556 | 63.4566 | 360.3529
2021 | 12 | 1 | 17 | 52.4515 | 63.789 | 393.6214
2021 | 12 | 1 | 18 | 55.598 | 63.7555 | 425.5419
2021 | 12 | 1 | 19 | 54.8813 | 59.4575 | 417.78
2021 | 12 | 1 | 20 | 53.6899 | 58.0902 | 407.4925
2021 | 12 | 1 | 21 | 51.8819 | 56.8837 | 393.5812
2021 | 12 | 1 | 22 | 48.4759 | 55.3319 | 369.6629
2021 | 12 | 1 | 23 | 43.8623 | 53.3258 | 337.9726
2021 | 12 | 2 | 0 | 39.602 | 51.7406 | 308.437
2021 | 12 | 2 | 1 | 37.5861 | 48.2909 | 293.2383
2021 | 12 | 2 | 2 | 36.0844 | 47.2427 | 283.4506
2021 | 12 | 2 | 3 | 35.3302 | 46.1804 | 279.4086
2021 | 12 | 2 | 4 | 35.0189 | 46.0614 | 278.3005
2021 | 12 | 2 | 5 | 35.7918 | 46.4097 | 282.8299
2021 | 12 | 2 | 6 | 37.5931 | 49.5614 | 302.8383
2021 | 12 | 2 | 7 | 41.5335 | 54.6371 | 331.944
2021 | 12 | 2 | 8 | 44.9677 | 57.7271 | 356.5646
2021 | 12 | 2 | 9 | 46.2115 | 60.063 | 352.1767
2021 | 12 | 2 | 10 | 46.7442 | 60.8004 | 338.3172
2021 | 12 | 2 | 11 | 47.0603 | 63.7163 | 327.9272
2021 | 12 | 2 | 12 | 47.0395 | 62.3385 | 328.6287
2021 | 12 | 2 | 13 | 47.3138 | 62.1802 | 324.3439
2021 | 12 | 2 | 14 | 47.1156 | 59.9744 | 326.352
2021 | 12 | 2 | 15 | 47.3237 | 60.2951 | 330.6625
2021 | 12 | 2 | 16 | 48.8284 | 61.3244 | 346.2289
2021 | 12 | 2 | 17 | 52.6758 | 60.9947 | 382.5541
2021 | 12 | 2 | 18 | 55.9181 | 63.0359 | 434.0507
2021 | 12 | 2 | 19 | 55.3008 | 59.1855 | 424.2114
2021 | 12 | 2 | 20 | 53.9726 | 57.6358 | 413.3821
2021 | 12 | 2 | 21 | 52.2704 | 56.5346 | 399.0371
2021 | 12 | 2 | 22 | 49.0167 | 55.395 | 375.2763
2021 | 12 | 2 | 23 | 44.5714 | 52.922 | 343.3348
2021 | 12 | 3 | 0 | 40.5505 | 50.2054 | 315.7833
2021 | 12 | 3 | 1 | 36.8197 | 46.3093 | 292.5692
2021 | 12 | 3 | 2 | 35.1277 | 44.7864 | 281.8726
2021 | 12 | 3 | 3 | 34.1862 | 43.643 | 276.9646
2021 | 12 | 3 | 4 | 33.8002 | 43.7789 | 275.1521
2021 | 12 | 3 | 5 | 34.4835 | 43.689 | 278.3235
2021 | 12 | 3 | 6 | 36.6934 | 45.9275 | 295.6912
2021 | 12 | 3 | 7 | 40.4815 | 51.2948 | 324.9486
2021 | 12 | 3 | 8 | 43.8033 | 54.3844 | 357.9507
2021 | 12 | 3 | 9 | 44.9336 | 58.124 | 368.1868
2021 | 12 | 3 | 10 | 45.239 | 58.0461 | 365.9844
2021 | 12 | 3 | 11 | 45.3799 | 60.3031 | 360.0534
2021 | 12 | 3 | 12 | 45.96 | 61.0355 | 354.993
2021 | 12 | 3 | 13 | 46.173 | 60.857 | 351.0411
2021 | 12 | 3 | 14 | 45.6061 | 59.7237 | 351.9002
2021 | 12 | 3 | 15 | 45.4083 | 58.4844 | 354.8371
2021 | 12 | 3 | 16 | 46.405 | 58.3662 | 364.1024
2021 | 12 | 3 | 17 | 49.6152 | 57.3609 | 389.8318
2021 | 12 | 3 | 18 | 52.3065 | 56.5929 | 415.2417
2021 | 12 | 3 | 19 | 51.3796 | 52.3087 | 404.8333
2021 | 12 | 3 | 20 | 50.0511 | 51.2757 | 393.0532
2021 | 12 | 3 | 21 | 48.6318 | 50.812 | 380.1662
2021 | 12 | 3 | 22 | 45.8898 | 49.6079 | 360.7123
2021 | 12 | 3 | 23 | 41.7854 | 46.7608 | 332.6541
2021 | 12 | 4 | 0 | 37.3444 | 43.7995 | 305.9482
2021 | 12 | 4 | 1 | 33.2609 | 40.7075 | 283.2633
2021 | 12 | 4 | 2 | 31.2751 | 39.5761 | 271.9386
2021 | 12 | 4 | 3 | 30.0403 | 38.7903 | 266.0665
2021 | 12 | 4 | 4 | 29.1735 | 39.2903 | 263.9451
2021 | 12 | 4 | 5 | 28.8269 | 38.7984 | 265.6581
2021 | 12 | 4 | 6 | 29.7701 | 39.9378 | 274.4688
2021 | 12 | 4 | 7 | 32.9099 | 42.1364 | 291.1663
2021 | 12 | 4 | 8 | 37.3272 | 43.1499 | 320.9822
2021 | 12 | 4 | 9 | 40.6094 | 47.5289 | 345.2048
2021 | 12 | 4 | 10 | 42.3393 | 49.4149 | 355.6155
2021 | 12 | 4 | 11 | 43.2253 | 51.2813 | 357.5225
2021 | 12 | 4 | 12 | 44.1426 | 52.0903 | 360.3073
2021 | 12 | 4 | 13 | 44.2389 | 51.5457 | 356.7145
2021 | 12 | 4 | 14 | 43.507 | 53.3988 | 356.3285
2021 | 12 | 4 | 15 | 42.9583 | 52.9158 | 360.1859
2021 | 12 | 4 | 16 | 43.7681 | 50.9992 | 372.9303
2021 | 12 | 4 | 17 | 46.8586 | 53.1336 | 401.3862
2021 | 12 | 4 | 18 | 49.7577 | 53.549 | 419.9867
2021 | 12 | 4 | 19 | 47.8692 | 49.7046 | 406.199
2021 | 12 | 4 | 20 | 45.8168 | 47.5721 | 387.0424
2021 | 12 | 4 | 21 | 44.2301 | 48.4744 | 370.5879
2021 | 12 | 4 | 22 | 41.9437 | 46.8366 | 353.6275
2021 | 12 | 4 | 23 | 38.4723 | 46.5614 | 330.3953
2021 | 12 | 5 | 0 | 34.6256 | 43.7791 | 307.7413
2021 | 12 | 5 | 1 | 31.6794 | 43.4689 | 284.2181
2021 | 12 | 5 | 2 | 30.0111 | 42.3328 | 272.5859
2021 | 12 | 5 | 3 | 28.9815 | 41.7659 | 266.4569
2021 | 12 | 5 | 4 | 28.1771 | 43.3068 | 263.7744
2021 | 12 | 5 | 5 | 27.7986 | 42.8921 | 263.7698
2021 | 12 | 5 | 6 | 28.653 | 42.9727 | 270.2285
2021 | 12 | 5 | 7 | 31.7812 | 44.4605 | 282.1
2021 | 12 | 5 | 8 | 36.3951 | 44.3204 | 309.1709
2021 | 12 | 5 | 9 | 40.0208 | 47.6913 | 332.833
2021 | 12 | 5 | 10 | 42.3916 | 49.3541 | 344.923
2021 | 12 | 5 | 11 | 43.7522 | 51.5614 | 345.8442
2021 | 12 | 5 | 12 | 44.7693 | 49.6511 | 348.5261
2021 | 12 | 5 | 13 | 45.1546 | 49.6972 | 347.3287
2021 | 12 | 5 | 14 | 44.8844 | 52.5359 | 348.5695
2021 | 12 | 5 | 15 | 44.8251 | 52.6631 | 353.6913
2021 | 12 | 5 | 16 | 46.1942 | 51.0301 | 367.1918
2021 | 12 | 5 | 17 | 50.0014 | 53.5139 | 397.731
2021 | 12 | 5 | 18 | 52.6331 | 57.3899 | 422.7177
2021 | 12 | 5 | 19 | 50.8867 | 54.0253 | 407.7743
2021 | 12 | 5 | 20 | 49.01 | 52.9271 | 388.5278
2021 | 12 | 5 | 21 | 47.085 | 52.9331 | 370.1577
2021 | 12 | 5 | 22 | 44.1066 | 52.1647 | 347.5056
2021 | 12 | 5 | 23 | 40.2452 | 50.3929 | 318.2761
2021 | 12 | 6 | 0 | 36.3522 | 49.1272 | 288.4483
2021 | 12 | 6 | 1 | 33.8356 | 47.0832 | 268.9673
2021 | 12 | 6 | 2 | 32.5006 | 46.2172 | 259.8128
2021 | 12 | 6 | 3 | 31.8519 | 46.1081 | 255.9654
2021 | 12 | 6 | 4 | 31.695 | 46.9673 | 255.3619
2021 | 12 | 6 | 5 | 32.5871 | 47.4836 | 260.4423
2021 | 12 | 6 | 6 | 34.9659 | 51.1152 | 275.6736
2021 | 12 | 6 | 7 | 38.9904 | 56.8011 | 305.4728
2021 | 12 | 6 | 8 | 42.2814 | 61.4769 | 338.0757
2021 | 12 | 6 | 9 | 43.237 | 64.1836 | 349.1596
2021 | 12 | 6 | 10 | 43.608 | 65.1835 | 348.2938
2021 | 12 | 6 | 11 | 43.9072 | 65.6903 | 345.2269
2021 | 12 | 6 | 12 | 43.612 | 66.3571 | 345.1896
2021 | 12 | 6 | 13 | 43.8578 | 65.5048 | 342.0842
2021 | 12 | 6 | 14 | 43.502 | 65.1938 | 343.0867
2021 | 12 | 6 | 15 | 43.6084 | 64.8266 | 347.7019
2021 | 12 | 6 | 16 | 45.3392 | 64.146 | 360.6267
2021 | 12 | 6 | 17 | 49.6157 | 65.5472 | 389.8335
2021 | 12 | 6 | 18 | 53.4879 | 64.2389 | 407.0883
2021 | 12 | 6 | 19 | 52.9231 | 60.525 | 397.1437
2021 | 12 | 6 | 20 | 51.7889 | 58.8195 | 384.969
2021 | 12 | 6 | 21 | 50.0568 | 57.1814 | 369.0678
2021 | 12 | 6 | 22 | 46.7862 | 55.6429 | 345.0177
2021 | 12 | 6 | 23 | 42.4203 | 53.6955 | 314.1108
2021 | 12 | 7 | 0 | 38.2378 | 50.9884 | 287.2692
2021 | 12 | 7 | 1 | 35.5853 | 48.4771 | 264.8896
2021 | 12 | 7 | 2 | 34.0541 | 47.0236 | 255.0334
2021 | 12 | 7 | 3 | 33.1985 | 46.2611 | 250.4624
2021 | 12 | 7 | 4 | 32.8567 | 46.9885 | 249.0739
2021 | 12 | 7 | 5 | 33.5521 | 47.0179 | 253.1509
2021 | 12 | 7 | 6 | 35.5385 | 50.6008 | 268.6613
2021 | 12 | 7 | 7 | 39.3272 | 56.3094 | 297.1344
2021 | 12 | 7 | 8 | 42.167 | 60.3438 | 325.4564
2021 | 12 | 7 | 9 | 42.4993 | 62.5227 | 329.7375
2021 | 12 | 7 | 10 | 42.2979 | 64.2883 | 324.9619
2021 | 12 | 7 | 11 | 42.2865 | 67.0125 | 319.8119
2021 | 12 | 7 | 12 | 44.0044 | 66.2654 | 320.1754
2021 | 12 | 7 | 13 | 44.3067 | 65.8969 | 316.4045
2021 | 12 | 7 | 14 | 43.9734 | 66.3508 | 317.2353
2021 | 12 | 7 | 15 | 43.9093 | 66.3686 | 321.9751
2021 | 12 | 7 | 16 | 45.3644 | 65.4321 | 336.0058
2021 | 12 | 7 | 17 | 49.5936 | 66.6748 | 367.3416
2021 | 12 | 7 | 18 | 54.1526 | 65.74 | 396.3347
2021 | 12 | 7 | 19 | 53.0387 | 61.8234 | 385.0266
2021 | 12 | 7 | 20 | 51.6596 | 60.4289 | 373.1152
2021 | 12 | 7 | 21 | 49.7479 | 58.7988 | 357.9731
2021 | 12 | 7 | 22 | 46.4466 | 57.5658 | 334.4998
2021 | 12 | 7 | 23 | 41.9797 | 54.8693 | 303.4576
2021 | 12 | 8 | 0 | 37.8621 | 52.3494 | 276.3865
2021 | 12 | 8 | 1 | 34.8345 | 48.3071 | 260.4908
2021 | 12 | 8 | 2 | 33.3005 | 46.8318 | 251.5679
2021 | 12 | 8 | 3 | 32.4282 | 45.5238 | 247.6352
2021 | 12 | 8 | 4 | 32.1982 | 45.6107 | 247.2715
2021 | 12 | 8 | 5 | 33.0733 | 45.725 | 252.4346
2021 | 12 | 8 | 6 | 35.5662 | 48.1401 | 267.1057
2021 | 12 | 8 | 7 | 39.4846 | 53.7769 | 295.6846
2021 | 12 | 8 | 8 | 42.7262 | 57.2914 | 325.7508
2021 | 12 | 8 | 9 | 43.885 | 60.6001 | 334.0013
2021 | 12 | 8 | 10 | 44.4471 | 60.598 | 331.8418
2021 | 12 | 8 | 11 | 44.8823 | 63.0868 | 327.331
2021 | 12 | 8 | 12 | 46.2638 | 63.68 | 320.9434
2021 | 12 | 8 | 13 | 46.7064 | 63.1472 | 317.7421
2021 | 12 | 8 | 14 | 46.5971 | 62.276 | 319.2622
2021 | 12 | 8 | 15 | 46.751 | 62.3595 | 324.0583
2021 | 12 | 8 | 16 | 48.2788 | 62.1295 | 338.8513
2021 | 12 | 8 | 17 | 52.1435 | 62.2687 | 371.7097
2021 | 12 | 8 | 18 | 56.2654 | 61.5931 | 402.9477
2021 | 12 | 8 | 19 | 55.1543 | 57.5554 | 393.5272
2021 | 12 | 8 | 20 | 53.633 | 56.0261 | 383.0964
2021 | 12 | 8 | 21 | 51.7811 | 54.9885 | 369.058
2021 | 12 | 8 | 22 | 48.4596 | 53.2583 | 345.0623
2021 | 12 | 8 | 23 | 43.8855 | 51.2311 | 313.575
2021 | 12 | 9 | 0 | 38.5664 | 48.5921 | 284.0205
2021 | 12 | 9 | 1 | 36.7834 | 46.4333 | 267.3634
2021 | 12 | 9 | 2 | 35.1911 | 45.3278 | 257.3764
2021 | 12 | 9 | 3 | 34.3076 | 44.4885 | 253.072
2021 | 12 | 9 | 4 | 33.9714 | 44.4755 | 252.1912
2021 | 12 | 9 | 5 | 34.6427 | 44.7268 | 256.5696
2021 | 12 | 9 | 6 | 36.5571 | 48.5584 | 273.3032
2021 | 12 | 9 | 7 | 40.4193 | 53.9124 | 301.8571
2021 | 12 | 9 | 8 | 43.8047 | 58.2765 | 331.2597
2021 | 12 | 9 | 9 | 45.1161 | 60.737 | 338.4702
2021 | 12 | 9 | 10 | 45.8235 | 62.6769 | 335.6528
2021 | 12 | 9 | 11 | 46.2899 | 64.5132 | 332.1331
2021 | 12 | 9 | 12 | 47.2079 | 62.4931 | 317.3646
2021 | 12 | 9 | 13 | 47.5545 | 62.3833 | 313.3649
2021 | 12 | 9 | 14 | 47.4538 | 61.5676 | 314.4944
2021 | 12 | 9 | 15 | 47.7503 | 61.7108 | 319.7271
2021 | 12 | 9 | 16 | 49.2282 | 61.815 | 334.178
2021 | 12 | 9 | 17 | 53.0333 | 61.6232 | 368.2468
2021 | 12 | 9 | 18 | 57.2092 | 63.4875 | 404.3969
2021 | 12 | 9 | 19 | 56.2554 | 59.6665 | 396.1156
2021 | 12 | 9 | 20 | 54.6486 | 58.0098 | 386.4907
2021 | 12 | 9 | 21 | 52.9065 | 56.7623 | 373.2416
2021 | 12 | 9 | 22 | 49.721 | 55.6424 | 350.4061
2021 | 12 | 9 | 23 | 45.2898 | 53.0703 | 319.1482
2021 | 12 | 10 | 0 | 40.6771 | 50.1168 | 292.4177
2021 | 12 | 10 | 1 | 37.6377 | 47.3881 | 272.2967
2021 | 12 | 10 | 2 | 36.0223 | 45.9591 | 261.5804
2021 | 12 | 10 | 3 | 35.1051 | 45.173 | 256.7517
2021 | 12 | 10 | 4 | 34.7311 | 45.3689 | 255.3275
2021 | 12 | 10 | 5 | 35.3623 | 45.4318 | 259.1535
2021 | 12 | 10 | 6 | 36.8878 | 47.4325 | 273.2208
2021 | 12 | 10 | 7 | 40.6659 | 52.6953 | 302.552
2021 | 12 | 10 | 8 | 44.0824 | 56.6439 | 332.8852
2021 | 12 | 10 | 9 | 45.3628 | 60.3702 | 339.9655
2021 | 12 | 10 | 10 | 46.0724 | 61.4419 | 335.2917
2021 | 12 | 10 | 11 | 46.4509 | 62.0502 | 328.3861
2021 | 12 | 10 | 12 | 45.101 | 61.8307 | 354.7595
2021 | 12 | 10 | 13 | 45.1573 | 61.5496 | 353.9721
2021 | 12 | 10 | 14 | 44.6915 | 60.476 | 355.6788
2021 | 12 | 10 | 15 | 44.5724 | 59.4065 | 360.5597
2021 | 12 | 10 | 16 | 45.8645 | 58.9193 | 370.2425
2021 | 12 | 10 | 17 | 49.5377 | 58.4779 | 394.5688
2021 | 12 | 10 | 18 | 53.3217 | 59.5039 | 414.9002
2021 | 12 | 10 | 19 | 52.9888 | 55.5738 | 404.9387
2021 | 12 | 10 | 20 | 52.0833 | 54.6298 | 392.9005
2021 | 12 | 10 | 21 | 50.9112 | 53.5788 | 380.6027
2021 | 12 | 10 | 22 | 48.2983 | 52.2273 | 362.0116
2021 | 12 | 10 | 23 | 44.2768 | 49.7013 | 334.4413
2021 | 12 | 11 | 0 | 39.1822 | 46.8047 | 300.1673
2021 | 12 | 11 | 1 | 36.2966 | 43.0943 | 287.915
2021 | 12 | 11 | 2 | 34.3804 | 41.9464 | 276.7497
2021 | 12 | 11 | 3 | 33.2353 | 41.3038 | 271.2643
2021 | 12 | 11 | 4 | 32.4748 | 41.7935 | 269.5448
2021 | 12 | 11 | 5 | 32.2525 | 41.2351 | 271.1443
2021 | 12 | 11 | 6 | 32.6935 | 41.8707 | 278.3115
2021 | 12 | 11 | 7 | 35.5302 | 43.5556 | 295.943
2021 | 12 | 11 | 8 | 39.5158 | 46.0176 | 328.4687
2021 | 12 | 11 | 9 | 42.5358 | 49.889 | 352.4065
2021 | 12 | 11 | 10 | 44.2191 | 51.8835 | 360.3753
2021 | 12 | 11 | 11 | 45.059 | 52.7498 | 360.7777
2021 | 12 | 11 | 12 | 46.1906 | 53.3285 | 331.1357
2021 | 12 | 11 | 13 | 46.2223 | 52.5246 | 323.5618
2021 | 12 | 11 | 14 | 45.554 | 54.4568 | 320.3727
2021 | 12 | 11 | 15 | 45.0935 | 53.7427 | 324.8381
2021 | 12 | 11 | 16 | 45.9194 | 51.6384 | 343.2027
2021 | 12 | 11 | 17 | 49.1026 | 53.9587 | 382.8115
2021 | 12 | 11 | 18 | 52.3583 | 55.389 | 421.917
2021 | 12 | 11 | 19 | 50.5343 | 51.8337 | 412.7893
2021 | 12 | 11 | 20 | 48.3763 | 49.8912 | 396.3996
2021 | 12 | 11 | 21 | 46.5804 | 49.7717 | 381.6127
2021 | 12 | 11 | 22 | 44.2168 | 48.3884 | 365.1887
2021 | 12 | 11 | 23 | 40.7218 | 47.6524 | 342.1748
2021 | 12 | 12 | 0 | 37.3386 | 45.21 | 322.8619
2021 | 12 | 12 | 1 | 34.4234 | 43.429 | 292.2143
2021 | 12 | 12 | 2 | 32.7032 | 42.3449 | 279.7141
2021 | 12 | 12 | 3 | 31.6159 | 41.7482 | 273.228
2021 | 12 | 12 | 4 | 30.8824 | 42.2373 | 269.9366
2021 | 12 | 12 | 5 | 30.5359 | 41.5944 | 268.5629
2021 | 12 | 12 | 6 | 31.1286 | 41.5683 | 270.1477
2021 | 12 | 12 | 7 | 33.732 | 42.8813 | 280.762
2021 | 12 | 12 | 8 | 37.8113 | 43.922 | 307.0219
2021 | 12 | 12 | 9 | 41.2175 | 46.6806 | 327.9627
2021 | 12 | 12 | 10 | 43.6172 | 48.7102 | 337.1466
2021 | 12 | 12 | 11 | 44.9384 | 50.216 | 337.0094
2021 | 12 | 12 | 12 | 46.3384 | 49.2948 | 337.2711
2021 | 12 | 12 | 13 | 46.6828 | 49.2078 | 333.7069
2021 | 12 | 12 | 14 | 46.3948 | 52.1112 | 332.5188
2021 | 12 | 12 | 15 | 46.3845 | 51.9597 | 338.364
2021 | 12 | 12 | 16 | 47.6528 | 50.172 | 352.5992
2021 | 12 | 12 | 17 | 51.2749 | 53.289 | 386.2131
2021 | 12 | 12 | 18 | 53.7867 | 55.1625 | 406.0058
2021 | 12 | 12 | 19 | 52.1959 | 51.9892 | 394.8067
2021 | 12 | 12 | 20 | 50.2741 | 50.9981 | 377.8377
2021 | 12 | 12 | 21 | 48.2145 | 51.0896 | 360.5112
2021 | 12 | 12 | 22 | 45.2498 | 50.1217 | 337.736
2021 | 12 | 12 | 23 | 41.425 | 48.4184 | 308.3654
2021 | 12 | 13 | 0 | 37.8095 | 47.1273 | 282.4304
2021 | 12 | 13 | 1 | 35.7907 | 45.5556 | 264.7951
2021 | 12 | 13 | 2 | 34.5169 | 44.7454 | 255.0911
2021 | 12 | 13 | 3 | 33.9397 | 44.5552 | 251.0317
2021 | 12 | 13 | 4 | 33.8295 | 45.1906 | 250.3456
2021 | 12 | 13 | 5 | 34.7877 | 45.5283 | 255.4232
2021 | 12 | 13 | 6 | 36.5812 | 48.7052 | 269.6056
2021 | 12 | 13 | 7 | 40.5351 | 54.5918 | 298.4512
2021 | 12 | 13 | 8 | 44.1601 | 60.6281 | 329.5938
2021 | 12 | 13 | 9 | 45.6384 | 63.2541 | 339.5413
2021 | 12 | 13 | 10 | 46.5785 | 64.9506 | 337.9219
2021 | 12 | 13 | 11 | 47.1487 | 65.3634 | 334.804
2021 | 12 | 13 | 12 | 46.5365 | 63.4839 | 333.479
2021 | 12 | 13 | 13 | 46.7685 | 62.7722 | 330.6389
2021 | 12 | 13 | 14 | 46.552 | 63.0033 | 330.678
2021 | 12 | 13 | 15 | 46.7699 | 62.6242 | 335.0075
2021 | 12 | 13 | 16 | 48.5541 | 61.8866 | 348.3436
2021 | 12 | 13 | 17 | 52.6516 | 62.8207 | 379.4725
2021 | 12 | 13 | 18 | 57.0067 | 61.9763 | 408.8779
2021 | 12 | 13 | 19 | 55.9737 | 59.0692 | 396.7789
2021 | 12 | 13 | 20 | 54.2707 | 57.6985 | 383.842
2021 | 12 | 13 | 21 | 52.3731 | 56.8756 | 367.559
2021 | 12 | 13 | 22 | 49.0708 | 55.6321 | 343.2922
2021 | 12 | 13 | 23 | 44.6967 | 52.8612 | 312.0609
2021 | 12 | 14 | 0 | 40.0179 | 50.9595 | 283.656
2021 | 12 | 14 | 1 | 37.9747 | 47.2538 | 264.4933
2021 | 12 | 14 | 2 | 36.5586 | 46.0939 | 253.9093
2021 | 12 | 14 | 3 | 35.8144 | 45.407 | 248.7475
2021 | 12 | 14 | 4 | 35.577 | 45.398 | 246.637
2021 | 12 | 14 | 5 | 36.3673 | 45.6576 | 249.8755
2021 | 12 | 14 | 6 | 38.1346 | 48.7899 | 263.9428
2021 | 12 | 14 | 7 | 41.8271 | 54.4858 | 292.905
2021 | 12 | 14 | 8 | 44.9784 | 59.2011 | 325.6713
2021 | 12 | 14 | 9 | 45.7883 | 61.7641 | 337.3713
2021 | 12 | 14 | 10 | 45.8317 | 63.4789 | 338.9101
2021 | 12 | 14 | 11 | 45.8674 | 65.2069 | 337.5668
2021 | 12 | 14 | 12 | 45.6861 | 64.4611 | 328.5102
2021 | 12 | 14 | 13 | 45.8101 | 63.9236 | 325.9386
2021 | 12 | 14 | 14 | 45.5242 | 64.1839 | 325.8196
2021 | 12 | 14 | 15 | 45.6604 | 63.9244 | 330.304
2021 | 12 | 14 | 16 | 47.4585 | 63.2567 | 343.3289
2021 | 12 | 14 | 17 | 51.7692 | 64.2462 | 375.1585
2021 | 12 | 14 | 18 | 55.4016 | 63.2864 | 415.6897
2021 | 12 | 14 | 19 | 55.0122 | 59.7958 | 403.9748
2021 | 12 | 14 | 20 | 53.914 | 58.2055 | 392.0214
2021 | 12 | 14 | 21 | 52.2626 | 56.665 | 378.3956
2021 | 12 | 14 | 22 | 49.0461 | 55.0798 | 356.0468
2021 | 12 | 14 | 23 | 44.8187 | 52.7441 | 324.9367
2021 | 12 | 15 | 0 | 40.8477 | 49.8639 | 289.7145
2021 | 12 | 15 | 1 | 38.8607 | 48.3564 | 270.9111
2021 | 12 | 15 | 2 | 37.4172 | 46.8723 | 261.2901
2021 | 12 | 15 | 3 | 36.6413 | 45.9213 | 256.7653
2021 | 12 | 15 | 4 | 36.3506 | 45.9939 | 255.4847
2021 | 12 | 15 | 5 | 37.1441 | 46.183 | 259.7171
2021 | 12 | 15 | 6 | 38.8948 | 48.6261 | 272.8997
2021 | 12 | 15 | 7 | 42.462 | 54.2783 | 302.8216
2021 | 12 | 15 | 8 | 45.3146 | 59.0651 | 339.2457
2021 | 12 | 15 | 9 | 45.9472 | 61.9051 | 357.1077
2021 | 12 | 15 | 10 | 45.8222 | 63.2911 | 362.2015
2021 | 12 | 15 | 11 | 45.763 | 64.6051 | 361.2887
2021 | 12 | 15 | 12 | 46.7764 | 63.9345 | 354.8372
2021 | 12 | 15 | 13 | 46.9167 | 63.4918 | 353.4518
2021 | 12 | 15 | 14 | 46.6427 | 64.1544 | 354.29
2021 | 12 | 15 | 15 | 46.7756 | 64.0403 | 359.3587
2021 | 12 | 15 | 16 | 48.498 | 62.6547 | 373.2908
2021 | 12 | 15 | 17 | 52.5302 | 63.0447 | 403.9695
2021 | 12 | 15 | 18 | 56.8337 | 62.9523 | 433.1298
2021 | 12 | 15 | 19 | 56.2288 | 59.373 | 422.6736
2021 | 12 | 15 | 20 | 54.9501 | 57.8083 | 411.5994
2021 | 12 | 15 | 21 | 53.2608 | 56.6251 | 397.9626
2021 | 12 | 15 | 22 | 49.9806 | 54.9844 | 374.2248
2021 | 12 | 15 | 23 | 45.6 | 52.4927 | 342.317
2021 | 12 | 16 | 0 | 41.2143 | 50.583 | 314.0112
2021 | 12 | 16 | 1 | 39.0296 | 46.2616 | 288.3322
2021 | 12 | 16 | 2 | 37.5045 | 45.1812 | 277.785
2021 | 12 | 16 | 3 | 36.6997 | 44.3172 | 273.2315
2021 | 12 | 16 | 4 | 36.3431 | 43.8123 | 271.9768
2021 | 12 | 16 | 5 | 37.0214 | 44.2322 | 275.7316
2021 | 12 | 16 | 6 | 38.8448 | 47.2001 | 292.7372
2021 | 12 | 16 | 7 | 42.3103 | 52.1041 | 320.5567
2021 | 12 | 16 | 8 | 45.1422 | 56.9493 | 352.1759
2021 | 12 | 16 | 9 | 45.7332 | 59.5507 | 363.331
2021 | 12 | 16 | 10 | 45.5633 | 60.9432 | 362.055
2021 | 12 | 16 | 11 | 45.4364 | 61.7397 | 358.7692
2021 | 12 | 16 | 12 | 46.5101 | 62.0324 | 348.9582
2021 | 12 | 16 | 13 | 46.5921 | 61.9212 | 346.0964
2021 | 12 | 16 | 14 | 46.2572 | 61.1344 | 345.6865
2021 | 12 | 16 | 15 | 46.384 | 60.437 | 350.2279
2021 | 12 | 16 | 16 | 47.8395 | 60.4266 | 362.3138
2021 | 12 | 16 | 17 | 51.6953 | 60.0501 | 392.656
2021 | 12 | 16 | 18 | 56.5764 | 60.7095 | 419.538
2021 | 12 | 16 | 19 | 55.6298 | 57.4713 | 410.4973
2021 | 12 | 16 | 20 | 54.0464 | 55.5533 | 400.2406
2021 | 12 | 16 | 21 | 52.3012 | 54.1954 | 386.7243
2021 | 12 | 16 | 22 | 49.1161 | 52.567 | 363.7457
2021 | 12 | 16 | 23 | 44.8322 | 50.36 | 332.1458
2021 | 12 | 17 | 0 | 40.8928 | 47.1683 | 306.7029
2021 | 12 | 17 | 1 | 37.7051 | 45.2778 | 284.7145
2021 | 12 | 17 | 2 | 35.9977 | 43.8551 | 273.2571
2021 | 12 | 17 | 3 | 35.0117 | 43.2787 | 268.1378
2021 | 12 | 17 | 4 | 34.5926 | 43.1352 | 266.3395
2021 | 12 | 17 | 5 | 35.1949 | 43.1964 | 269.7275
2021 | 12 | 17 | 6 | 36.8724 | 46.0572 | 283.6215
2021 | 12 | 17 | 7 | 40.4845 | 51.1436 | 312.1861
2021 | 12 | 17 | 8 | 43.8953 | 56.2223 | 346.9895
2021 | 12 | 17 | 9 | 45.268 | 59.0146 | 363.3003
2021 | 12 | 17 | 10 | 46.0081 | 60.6721 | 365.8039
2021 | 12 | 17 | 11 | 46.3794 | 61.1082 | 362.2536
2021 | 12 | 17 | 12 | 46.98 | 61.1483 | 346.4245
2021 | 12 | 17 | 13 | 47.1118 | 60.8936 | 344.9351
2021 | 12 | 17 | 14 | 46.6164 | 61.6489 | 344.6251
2021 | 12 | 17 | 15 | 46.3819 | 60.1285 | 347.9796
2021 | 12 | 17 | 16 | 47.3006 | 58.5814 | 358.1728
2021 | 12 | 17 | 17 | 50.4917 | 58.2273 | 386.7623
2021 | 12 | 17 | 18 | 53.1834 | 58.8752 | 415.0412
2021 | 12 | 17 | 19 | 52.1797 | 55.628 | 407.0386
2021 | 12 | 17 | 20 | 50.7882 | 54.3938 | 395.9357
2021 | 12 | 17 | 21 | 49.4205 | 53.5383 | 383.8488
2021 | 12 | 17 | 22 | 46.7839 | 52.2446 | 364.9906
2021 | 12 | 17 | 23 | 42.8309 | 48.599 | 337.4514
2021 | 12 | 18 | 0 | 38.5464 | 45.2886 | 308.5892
2021 | 12 | 18 | 1 | 34.9946 | 42.0199 | 289.4231
2021 | 12 | 18 | 2 | 33.0771 | 41.061 | 277.4472
2021 | 12 | 18 | 3 | 31.8689 | 40.4263 | 271.5815
2021 | 12 | 18 | 4 | 31.1091 | 40.0255 | 269.4379
2021 | 12 | 18 | 5 | 30.8309 | 39.7324 | 270.6137
2021 | 12 | 18 | 6 | 31.3137 | 38.4898 | 277.466
2021 | 12 | 18 | 7 | 34.0779 | 40.0282 | 292.8129
2021 | 12 | 18 | 8 | 38.0619 | 42.6209 | 323.3938
2021 | 12 | 18 | 9 | 41.3046 | 46.4911 | 348.4141
2021 | 12 | 18 | 10 | 43.4552 | 48.6496 | 358.9035
2021 | 12 | 18 | 11 | 44.6165 | 48.1008 | 360.7117
2021 | 12 | 18 | 12 | 45.3564 | 50.0585 | 351.0832
2021 | 12 | 18 | 13 | 45.2712 | 49.7895 | 346.5764
2021 | 12 | 18 | 14 | 44.5264 | 51.3464 | 342.7592
2021 | 12 | 18 | 15 | 43.9878 | 50.7319 | 345.8566
2021 | 12 | 18 | 16 | 44.7271 | 48.3043 | 359.0191
2021 | 12 | 18 | 17 | 47.7646 | 50.3253 | 391.6436
2021 | 12 | 18 | 18 | 49.3737 | 51.9547 | 423.8474
2021 | 12 | 18 | 19 | 47.8565 | 49.6634 | 410.9348
2021 | 12 | 18 | 20 | 46.1431 | 47.7348 | 392.5911
2021 | 12 | 18 | 21 | 44.6116 | 48.9844 | 377.2179
2021 | 12 | 18 | 22 | 42.4296 | 47.7524 | 360.5783
2021 | 12 | 18 | 23 | 39.1957 | 46.1899 | 337.1281
2021 | 12 | 19 | 0 | 36.1849 | 43.3303 | 313.6206
2021 | 12 | 19 | 1 | 32.7363 | 41.8223 | 292.3201
2021 | 12 | 19 | 2 | 31.0359 | 40.9387 | 280.3319
2021 | 12 | 19 | 3 | 29.9179 | 40.5513 | 274.3281
2021 | 12 | 19 | 4 | 29.1218 | 40.651 | 271.7133
2021 | 12 | 19 | 5 | 28.6746 | 40.1317 | 271.5053
2021 | 12 | 19 | 6 | 29.5152 | 39.866 | 273.1304
2021 | 12 | 19 | 7 | 32.0832 | 40.6732 | 284.486
2021 | 12 | 19 | 8 | 36.0702 | 42.9854 | 313.5494
2021 | 12 | 19 | 9 | 39.2218 | 46.0888 | 340.2037
2021 | 12 | 19 | 10 | 41.3315 | 48.4683 | 353.2637
2021 | 12 | 19 | 11 | 42.4987 | 48.8844 | 355.4713
2021 | 12 | 19 | 12 | 43.2122 | 49.2466 | 350.6823
2021 | 12 | 19 | 13 | 43.3703 | 49.0518 | 349.3005
2021 | 12 | 19 | 14 | 42.8904 | 53.3989 | 347.263
2021 | 12 | 19 | 15 | 42.7417 | 53.744 | 351.89
2021 | 12 | 19 | 16 | 44.0347 | 50.1882 | 365.7906
2021 | 12 | 19 | 17 | 47.7317 | 53.5839 | 399.8269
2021 | 12 | 19 | 18 | 51.5886 | 55.3213 | 435.7384
2021 | 12 | 19 | 19 | 49.8982 | 52.4031 | 420.424
2021 | 12 | 19 | 20 | 48.0969 | 50.7967 | 401.4422
2021 | 12 | 19 | 21 | 46.1634 | 50.7803 | 383.4875
2021 | 12 | 19 | 22 | 43.3201 | 48.9903 | 360.9588
2021 | 12 | 19 | 23 | 39.6497 | 47.8931 | 331.4147
2021 | 12 | 20 | 0 | 35.9969 | 45.8749 | 302.3554
2021 | 12 | 20 | 1 | 33.2711 | 43.7014 | 286.7555
2021 | 12 | 20 | 2 | 31.8612 | 42.8465 | 277.9684
2021 | 12 | 20 | 3 | 31.0923 | 42.862 | 275.0809
2021 | 12 | 20 | 4 | 30.893 | 43.1853 | 275.2037
2021 | 12 | 20 | 5 | 31.6864 | 43.6241 | 280.8494
2021 | 12 | 20 | 6 | 33.7295 | 46.4415 | 291.1648
2021 | 12 | 20 | 7 | 37.5682 | 52.2081 | 320.1782
2021 | 12 | 20 | 8 | 40.9613 | 59.6554 | 352.2582
2021 | 12 | 20 | 9 | 42.3489 | 62.6442 | 362.3799
2021 | 12 | 20 | 10 | 43.4695 | 64.8391 | 359.4495
2021 | 12 | 20 | 11 | 44.2196 | 63.4803 | 355.149
2021 | 12 | 20 | 12 | 44.9855 | 63.1493 | 363.755
2021 | 12 | 20 | 13 | 45.3187 | 62.6418 | 361.5698
2021 | 12 | 20 | 14 | 45.0353 | 63.6918 | 359.6813
2021 | 12 | 20 | 15 | 45.1424 | 63.0029 | 363.2098
2021 | 12 | 20 | 16 | 46.5906 | 61.0852 | 375.3941
2021 | 12 | 20 | 17 | 50.2812 | 61.5976 | 406.7179
2021 | 12 | 20 | 18 | 52.4452 | 60.9703 | 439.9142
2021 | 12 | 20 | 19 | 51.4767 | 58.4873 | 429.3993
2021 | 12 | 20 | 20 | 50.1312 | 56.5533 | 416.8815
2021 | 12 | 20 | 21 | 48.3419 | 55.3213 | 401.9461
2021 | 12 | 20 | 22 | 45.1874 | 53.6344 | 378.4683
2021 | 12 | 20 | 23 | 41.0232 | 50.9427 | 347.1732
2021 | 12 | 21 | 0 | 37.1172 | 48.2511 | 310.64
2021 | 12 | 21 | 1 | 34.8727 | 45.0704 | 274.643
2021 | 12 | 21 | 2 | 33.3609 | 43.7619 | 262.2307
2021 | 12 | 21 | 3 | 32.455 | 43.1885 | 255.3464
2021 | 12 | 21 | 4 | 32.2007 | 42.9087 | 251.7054
2021 | 12 | 21 | 5 | 32.8884 | 43.1659 | 253.183
2021 | 12 | 21 | 6 | 34.6666 | 46.3625 | 264.0423
2021 | 12 | 21 | 7 | 38.4627 | 51.9596 | 289.2547
2021 | 12 | 21 | 8 | 41.8632 | 57.8785 | 317.8425
2021 | 12 | 21 | 9 | 43.1855 | 60.0684 | 328.2907
2021 | 12 | 21 | 10 | 44.1445 | 62.0484 | 331.6445
2021 | 12 | 21 | 11 | 44.8074 | 62.9719 | 332.8662
2021 | 12 | 21 | 12 | 45.8221 | 61.7451 | 329.7258
2021 | 12 | 21 | 13 | 46.1412 | 61.494 | 329.3068
2021 | 12 | 21 | 14 | 46.0031 | 62.3923 | 327.4309
2021 | 12 | 21 | 15 | 46.1332 | 61.7103 | 330.1183
2021 | 12 | 21 | 16 | 47.6659 | 60.2714 | 337.6661
2021 | 12 | 21 | 17 | 51.6063 | 60.4873 | 363.9358
2021 | 12 | 21 | 18 | 54.4697 | 59.9198 | 385.8458
2021 | 12 | 21 | 19 | 53.3487 | 57.0445 | 373.5966
2021 | 12 | 21 | 20 | 51.8966 | 55.1426 | 360.9063
2021 | 12 | 21 | 21 | 50.0265 | 54.0095 | 346.382
2021 | 12 | 21 | 22 | 46.8793 | 52.3046 | 323.9078
2021 | 12 | 21 | 23 | 42.6455 | 49.3928 | 293.1205
2021 | 12 | 22 | 0 | 39.292 | 46.7932 | 261.0472
2021 | 12 | 22 | 1 | 36.0727 | 44.1872 | 257.3607
2021 | 12 | 22 | 2 | 34.6018 | 42.8742 | 248.4219
2021 | 12 | 22 | 3 | 33.7025 | 42.4774 | 245.4427
2021 | 12 | 22 | 4 | 33.4648 | 42.1284 | 245.6047
2021 | 12 | 22 | 5 | 34.1952 | 42.4736 | 251.6303
2021 | 12 | 22 | 6 | 36.3431 | 44.5567 | 266.8136
2021 | 12 | 22 | 7 | 40.013 | 49.9937 | 297.3976
2021 | 12 | 22 | 8 | 43.1534 | 56.9088 | 334.0336
2021 | 12 | 22 | 9 | 44.3864 | 60.1035 | 351.9165
2021 | 12 | 22 | 10 | 45.0783 | 62.6032 | 355.8828
2021 | 12 | 22 | 11 | 45.5346 | 61.2806 | 353.4696
2021 | 12 | 22 | 12 | 46.1861 | 62.3681 | 328.7598
2021 | 12 | 22 | 13 | 46.4539 | 62.1958 | 326.2538
2021 | 12 | 22 | 14 | 46.2057 | 64.0609 | 325.6384
2021 | 12 | 22 | 15 | 46.3414 | 64.0464 | 330.6755
2021 | 12 | 22 | 16 | 47.8179 | 61.3142 | 349.2337
2021 | 12 | 22 | 17 | 51.4519 | 61.1138 | 388.5931
2021 | 12 | 22 | 18 | 54.0724 | 61.5223 | 433.6803
2021 | 12 | 22 | 19 | 53.6423 | 58.6363 | 430.2405
2021 | 12 | 22 | 20 | 52.6069 | 56.9171 | 422.6942
2021 | 12 | 22 | 21 | 51.0924 | 56.055 | 410.9989
2021 | 12 | 22 | 22 | 48.0187 | 54.4513 | 387.4129
2021 | 12 | 22 | 23 | 43.8431 | 51.4047 | 356.2679
2021 | 12 | 23 | 0 | 39.1704 | 48.0902 | 330.1939
2021 | 12 | 23 | 1 | 37.2315 | 46.7873 | 303.8439
2021 | 12 | 23 | 2 | 35.809 | 45.6228 | 293.6565
2021 | 12 | 23 | 3 | 34.9905 | 45.11 | 289.6141
2021 | 12 | 23 | 4 | 34.7784 | 44.6889 | 288.7295
2021 | 12 | 23 | 5 | 35.4795 | 45.2359 | 292.0871
2021 | 12 | 23 | 6 | 37.4619 | 47.6861 | 304.22
2021 | 12 | 23 | 7 | 41.1431 | 52.9797 | 331.1695
2021 | 12 | 23 | 8 | 44.4773 | 59.6036 | 362.2402
2021 | 12 | 23 | 9 | 45.7854 | 62.5552 | 372.0657
2021 | 12 | 23 | 10 | 46.6501 | 65.4387 | 369.7106
2021 | 12 | 23 | 11 | 47.1157 | 64.2781 | 366.8098
2021 | 12 | 23 | 12 | 46.9568 | 63.3342 | 376.8984
2021 | 12 | 23 | 13 | 47.0194 | 63.1621 | 375.1418
2021 | 12 | 23 | 14 | 46.7814 | 63.6615 | 372.3169
2021 | 12 | 23 | 15 | 46.8892 | 62.8371 | 375.2991
2021 | 12 | 23 | 16 | 48.2961 | 61.586 | 382.8702
2021 | 12 | 23 | 17 | 52.0273 | 61.5344 | 410.0902
2021 | 12 | 23 | 18 | 56.033 | 61.5499 | 427.2556
2021 | 12 | 23 | 19 | 55.1969 | 59.1498 | 419.5104
2021 | 12 | 23 | 20 | 53.8215 | 57.191 | 409.9026
2021 | 12 | 23 | 21 | 52.1175 | 55.6198 | 397.9122
2021 | 12 | 23 | 22 | 49.0669 | 53.8103 | 376.0045
2021 | 12 | 23 | 23 | 44.8528 | 51.5926 | 344.5689
2021 | 12 | 24 | 0 | 41.0126 | 49.0758 | 313.0681
2021 | 12 | 24 | 1 | 38.8389 | 46.1208 | 283.1141
2021 | 12 | 24 | 2 | 36.9886 | 44.2185 | 270.2429
2021 | 12 | 24 | 3 | 35.9597 | 43.5376 | 264.4323
2021 | 12 | 24 | 4 | 35.7614 | 43.201 | 261.8593
2021 | 12 | 24 | 5 | 36.4297 | 43.3867 | 263.2692
2021 | 12 | 24 | 6 | 37.9015 | 45.8935 | 276.3472
2021 | 12 | 24 | 7 | 41.2687 | 50.6319 | 304.2071
2021 | 12 | 24 | 8 | 44.9382 | 60.9133 | 335.9469
2021 | 12 | 24 | 9 | 47.3139 | 65.6798 | 350.4017
2021 | 12 | 24 | 10 | 48.7821 | 66.0629 | 350.1932
2021 | 12 | 24 | 11 | 49.5585 | 60.2086 | 346.0127
2021 | 12 | 24 | 12 | 49.4801 | 57.907 | 344.0351
2021 | 12 | 24 | 13 | 49.701 | 56.763 | 346.5662
2021 | 12 | 24 | 14 | 49.0445 | 57.763 | 345.0264
2021 | 12 | 24 | 15 | 48.9836 | 55.8199 | 345.9226
2021 | 12 | 24 | 16 | 49.7062 | 51.9717 | 347.8208
2021 | 12 | 24 | 17 | 52.1704 | 51.4588 | 367.0604
2021 | 12 | 24 | 18 | 54.4612 | 52.859 | 382.3465
2021 | 12 | 24 | 19 | 52.4449 | 50.9515 | 364.0436
2021 | 12 | 24 | 20 | 50.128 | 49.0495 | 349.2696
2021 | 12 | 24 | 21 | 49.0607 | 48.3285 | 337.262
2021 | 12 | 24 | 22 | 47.494 | 47.2989 | 327.2809
2021 | 12 | 24 | 23 | 44.9667 | 44.9472 | 310.764
2021 | 12 | 25 | 0 | 41.2837 | 42.8532 | 285.9404
2021 | 12 | 25 | 1 | 36.6914 | 38.4829 | 259.1031
2021 | 12 | 25 | 2 | 34.5959 | 37.433 | 243.579
2021 | 12 | 25 | 3 | 33.5692 | 37.7834 | 235.8379
2021 | 12 | 25 | 4 | 33.242 | 37.5122 | 234.2281
2021 | 12 | 25 | 5 | 33.0097 | 37.2003 | 236.4465
2021 | 12 | 25 | 6 | 33.4758 | 39.3308 | 242.0396
2021 | 12 | 25 | 7 | 35.5536 | 39.5373 | 259.5706
2021 | 12 | 25 | 8 | 38.6824 | 41.9743 | 288.4158
2021 | 12 | 25 | 9 | 41.9637 | 43.8245 | 314.5957
2021 | 12 | 25 | 10 | 44.3474 | 45.6231 | 315.3255
2021 | 12 | 25 | 11 | 44.8882 | 59.188 | 303.736
2021 | 12 | 25 | 12 | 44.081 | 63.8816 | 286.5812
2021 | 12 | 25 | 13 | 43.8723 | 64.0643 | 284.7247
2021 | 12 | 25 | 14 | 43.4933 | 46.327 | 291.3427
2021 | 12 | 25 | 15 | 43.6851 | 45.4163 | 302.7893
2021 | 12 | 25 | 16 | 44.1582 | 66.0066 | 326.6761
2021 | 12 | 25 | 17 | 45.7171 | 70.3464 | 366.0856
2021 | 12 | 25 | 18 | 45.9206 | 72.3498 | 378.5757
2021 | 12 | 25 | 19 | 44.4325 | 71.8035 | 365.4303
2021 | 12 | 25 | 20 | 43.0788 | 71.7033 | 353.6362
2021 | 12 | 25 | 21 | 42.4717 | 70.3875 | 349.1286
2021 | 12 | 25 | 22 | 41.6119 | 44.0966 | 346.8649
2021 | 12 | 25 | 23 | 39.7524 | 43.3828 | 336.2976
2021 | 12 | 26 | 0 | 37.8351 | 43.0003 | 317.934
2021 | 12 | 26 | 1 | 35.8481 | 40.8205 | 297.9394
2021 | 12 | 26 | 2 | 34.3312 | 40.3783 | 286.8227
2021 | 12 | 26 | 3 | 33.5192 | 41.8169 | 282.2879
2021 | 12 | 26 | 4 | 33.0985 | 40.2614 | 281.3884
2021 | 12 | 26 | 5 | 33.2139 | 40.166 | 283.715
2021 | 12 | 26 | 6 | 33.5894 | 41.3166 | 288.561
2021 | 12 | 26 | 7 | 34.487 | 39.8645 | 296.95
2021 | 12 | 26 | 8 | 36.4437 | 43.1827 | 317.8108
2021 | 12 | 26 | 9 | 38.9366 | 43.0783 | 340.2621
2021 | 12 | 26 | 10 | 41.6207 | 44.8625 | 352.6285
2021 | 12 | 26 | 11 | 43.0746 | 44.4728 | 355.0348
2021 | 12 | 26 | 12 | 43.5019 | 49.3894 | 366.1413
2021 | 12 | 26 | 13 | 43.6017 | 50.4197 | 367.7281
2021 | 12 | 26 | 14 | 43.2139 | 49.2975 | 365.3807
2021 | 12 | 26 | 15 | 43.1829 | 49.1837 | 367.8365
2021 | 12 | 26 | 16 | 44.2485 | 51.5339 | 380.9642
2021 | 12 | 26 | 17 | 47.3707 | 54.4198 | 409.9207
2021 | 12 | 26 | 18 | 51.5879 | 59.7694 | 438.5731
2021 | 12 | 26 | 19 | 50.7058 | 58.4984 | 425.7719
2021 | 12 | 26 | 20 | 48.8121 | 58.6717 | 407.7701
2021 | 12 | 26 | 21 | 46.8853 | 54.9239 | 389.5595
2021 | 12 | 26 | 22 | 44.403 | 48.4703 | 369.7444
2021 | 12 | 26 | 23 | 41.2017 | 45.9722 | 345.0668
2021 | 12 | 27 | 0 | 38.9614 | 45.635 | 321.5679
2021 | 12 | 27 | 1 | 36.3875 | 46.0925 | 320.1899
2021 | 12 | 27 | 2 | 35.0689 | 45.1899 | 310.579
2021 | 12 | 27 | 3 | 34.0026 | 44.2561 | 306.109
2021 | 12 | 27 | 4 | 33.6425 | 45.1041 | 303.6921
2021 | 12 | 27 | 5 | 33.9736 | 45.3961 | 304.575
2021 | 12 | 27 | 6 | 35.2092 | 45.81 | 305.5393
2021 | 12 | 27 | 7 | 37.0798 | 47.6617 | 316.2477
2021 | 12 | 27 | 8 | 40.338 | 55.5209 | 343.0865
2021 | 12 | 27 | 9 | 42.9046 | 56.303 | 373.8916
2021 | 12 | 27 | 10 | 44.6327 | 57.2708 | 403.5777
2021 | 12 | 27 | 11 | 46.0105 | 42.7674 | 422.362
2021 | 12 | 27 | 12 | 47.3519 | 36.6503 | 418.7225
2021 | 12 | 27 | 13 | 47.8077 | 36.2013 | 421.115
2021 | 12 | 27 | 14 | 47.1024 | 55.3722 | 413.5836
2021 | 12 | 27 | 15 | 46.1851 | 54.8717 | 406.1054
2021 | 12 | 27 | 16 | 47.0113 | 32.1975 | 401.4989
2021 | 12 | 27 | 17 | 49.9148 | 31.9513 | 418.2917
2021 | 12 | 27 | 18 | 52.5464 | 34.7499 | 444.7771
2021 | 12 | 27 | 19 | 50.3625 | 32.9738 | 424.8596
2021 | 12 | 27 | 20 | 47.935 | 28.8989 | 401.4437
2021 | 12 | 27 | 21 | 45.7543 | 28.8154 | 379.9045
2021 | 12 | 27 | 22 | 43.0428 | 48.8904 | 355.2817
2021 | 12 | 27 | 23 | 39.5039 | 48.6996 | 326.1061
2021 | 12 | 28 | 0 | 36.2875 | 46.6261 | 299.5209
2021 | 12 | 28 | 1 | 33.3123 | 41.1395 | 277.3869
2021 | 12 | 28 | 2 | 31.819 | 40.2517 | 263.9518
2021 | 12 | 28 | 3 | 30.5781 | 40.6026 | 257.1286
2021 | 12 | 28 | 4 | 30.3059 | 39.2079 | 253.6127
2021 | 12 | 28 | 5 | 30.4064 | 39.2596 | 253.6859
2021 | 12 | 28 | 6 | 31.2582 | 40.2708 | 256.6617
2021 | 12 | 28 | 7 | 33.46 | 41.091 | 269.6255
2021 | 12 | 28 | 8 | 36.3976 | 46.9684 | 285.5929
2021 | 12 | 28 | 9 | 39.1767 | 48.7972 | 298.9063
2021 | 12 | 28 | 10 | 41.0182 | 49.6282 | 310.6446
2021 | 12 | 28 | 11 | 42.6724 | 51.3203 | 318.4623
2021 | 12 | 28 | 12 | 43.5582 | 45.6739 | 300.2278
2021 | 12 | 28 | 13 | 43.7386 | 45.7965 | 299.2463
2021 | 12 | 28 | 14 | 43.2689 | 53.7175 | 295.7231
2021 | 12 | 28 | 15 | 42.8244 | 53.0562 | 294.0925
2021 | 12 | 28 | 16 | 43.611 | 44.0129 | 302.5599
2021 | 12 | 28 | 17 | 46.3355 | 44.6586 | 341.6169
2021 | 12 | 28 | 18 | 49.9727 | 46.1116 | 396.9436
2021 | 12 | 28 | 19 | 48.4226 | 45.245 | 391.3358
2021 | 12 | 28 | 20 | 46.6714 | 43.7649 | 379.7401
2021 | 12 | 28 | 21 | 44.9307 | 42.7635 | 367.1271
2021 | 12 | 28 | 22 | 42.495 | 46.0786 | 346.8932
2021 | 12 | 28 | 23 | 39.1985 | 42.8542 | 321.2847
2021 | 12 | 29 | 0 | 35.6594 | 42.4773 | 296.3284
2021 | 12 | 29 | 1 | 33.6104 | 43.3283 | 276.4448
2021 | 12 | 29 | 2 | 32.0913 | 42.1208 | 265.3722
2021 | 12 | 29 | 3 | 31.2555 | 41.2861 | 260.0561
2021 | 12 | 29 | 4 | 30.927 | 40.3163 | 258.7425
2021 | 12 | 29 | 5 | 31.4324 | 40.6461 | 263.6737
2021 | 12 | 29 | 6 | 32.9045 | 41.8944 | 271.5354
2021 | 12 | 29 | 7 | 35.8942 | 45.84 | 292.2375
2021 | 12 | 29 | 8 | 38.8641 | 51.1687 | 319.1795
2021 | 12 | 29 | 9 | 40.6505 | 52.4016 | 338.6424
2021 | 12 | 29 | 10 | 41.9215 | 54.49 | 348.5778
2021 | 12 | 29 | 11 | 42.7274 | 55.5684 | 350.2834
2021 | 12 | 29 | 12 | 43.2916 | 54.9113 | 335.971
2021 | 12 | 29 | 13 | 43.3089 | 54.5269 | 331.4986
2021 | 12 | 29 | 14 | 42.7649 | 56.1868 | 327.451
2021 | 12 | 29 | 15 | 42.8506 | 56.3498 | 331.2616
2021 | 12 | 29 | 16 | 44.1736 | 53.4455 | 345.0864
2021 | 12 | 29 | 17 | 47.4095 | 52.8004 | 377.9204
2021 | 12 | 29 | 18 | 50.0022 | 53.7013 | 417.0062
2021 | 12 | 29 | 19 | 49.0097 | 52.1968 | 410.3522
2021 | 12 | 29 | 20 | 47.683 | 50.1554 | 398.9075
2021 | 12 | 29 | 21 | 46.2031 | 49.9036 | 385.8595
2021 | 12 | 29 | 22 | 43.4956 | 48.3811 | 362.9641
2021 | 12 | 29 | 23 | 39.6902 | 45.4295 | 334.0926
2021 | 12 | 30 | 0 | 36.3874 | 43.9679 | 303.6147
2021 | 12 | 30 | 1 | 33.3924 | 41.9902 | 283.7291
2021 | 12 | 30 | 2 | 31.8962 | 41.0351 | 272.0948
2021 | 12 | 30 | 3 | 31.0512 | 40.576 | 266.9068
2021 | 12 | 30 | 4 | 30.7565 | 39.4784 | 265.4265
2021 | 12 | 30 | 5 | 31.1546 | 40.057 | 270.0986
2021 | 12 | 30 | 6 | 32.9576 | 41.5322 | 282.1545
2021 | 12 | 30 | 7 | 35.8873 | 45.3508 | 303.8799
2021 | 12 | 30 | 8 | 38.6677 | 51.4896 | 330.7105
2021 | 12 | 30 | 9 | 40.1231 | 52.6136 | 348.8271
2021 | 12 | 30 | 10 | 41.248 | 56.0075 | 356.2723
2021 | 12 | 30 | 11 | 41.9286 | 55.7804 | 357.067
2021 | 12 | 30 | 12 | 43.8711 | 54.8765 | 350.6199
2021 | 12 | 30 | 13 | 43.9118 | 54.8435 | 347.1016
2021 | 12 | 30 | 14 | 43.5291 | 56.9436 | 343.5722
2021 | 12 | 30 | 15 | 43.6584 | 56.2743 | 348.9103
2021 | 12 | 30 | 16 | 44.7317 | 53.6828 | 362.1298
2021 | 12 | 30 | 17 | 47.9 | 52.6176 | 394.0045
2021 | 12 | 30 | 18 | 50.6751 | 54.5375 | 431.8731
2021 | 12 | 30 | 19 | 49.7557 | 53.1433 | 427.6003
2021 | 12 | 30 | 20 | 48.4151 | 50.5595 | 417.0775
2021 | 12 | 30 | 21 | 47.0301 | 49.7612 | 405.1693
2021 | 12 | 30 | 22 | 44.512 | 48.3412 | 383.7096
2021 | 12 | 30 | 23 | 40.7534 | 45.5412 | 355.2479
2021 | 12 | 31 | 0 | 36.5656 | 43.4736 | 324.9216
2021 | 12 | 31 | 1 | 33.1558 | 35.9734 | 305.2046
2021 | 12 | 31 | 2 | 31.6411 | 34.0576 | 292.9089
2021 | 12 | 31 | 3 | 30.6719 | 34.3945 | 286.0006
2021 | 12 | 31 | 4 | 30.3597 | 33.9753 | 284.0034
2021 | 12 | 31 | 5 | 30.6378 | 33.9256 | 287.4
2021 | 12 | 31 | 6 | 31.9129 | 32.5528 | 296.8502
2021 | 12 | 31 | 7 | 34.2081 | 34.2995 | 317.9223
2021 | 12 | 31 | 8 | 36.6856 | 40.3109 | 345.6304
2021 | 12 | 31 | 9 | 38.2048 | 46.031 | 365.6078
2021 | 12 | 31 | 10 | 39.9677 | 43.5833 | 376.4957
2021 | 12 | 31 | 11 | 41.4781 | 41.2143 | 380.7734
2021 | 12 | 31 | 12 | 42.4308 | 42.0923 | 377.5652
2021 | 12 | 31 | 13 | 42.5049 | 41.5323 | 370.313
2021 | 12 | 31 | 14 | 41.8345 | 44.4203 | 363.5771
2021 | 12 | 31 | 15 | 41.6241 | 42.7272 | 366.5055
2021 | 12 | 31 | 16 | 42.6055 | 37.4533 | 376.8703
2021 | 12 | 31 | 17 | 44.7259 | 34.9921 | 402.1724
2021 | 12 | 31 | 18 | 46.987 | 40.5542 | 435.3806
2021 | 12 | 31 | 19 | 45.3585 | 38.6429 | 421.6258
2021 | 12 | 31 | 20 | 43.1516 | 35.7299 | 400.669
2021 | 12 | 31 | 21 | 41.4153 | 40.2656 | 383.0941
2021 | 12 | 31 | 22 | 39.7679 | 36.964 | 367.475
2021 | 12 | 31 | 23 | 37.4012 | 33.5246 | 353.8531
2022 | 1 | 1 | 0 | 35.4557 | 32.2368 | 336.0708
2022 | 1 | 1 | 1 | 38.3244 | 46.575 | 341.5882
2022 | 1 | 1 | 2 | 35.6249 | 45.1826 | 329.1511
2022 | 1 | 1 | 3 | 33.0343 | 42.3867 | 317.6093
2022 | 1 | 1 | 4 | 31.9747 | 43.9573 | 311.2948
2022 | 1 | 1 | 5 | 31.7583 | 43.3091 | 312.3098
2022 | 1 | 1 | 6 | 31.9817 | 43.2963 | 312.4646
2022 | 1 | 1 | 7 | 32.6882 | 43.3437 | 319.2488
2022 | 1 | 1 | 8 | 34.6202 | 36.9473 | 331.7333
2022 | 1 | 1 | 9 | 36.1657 | 38.0823 | 348.6264
2022 | 1 | 1 | 10 | 37.3837 | 46.4594 | 370.3658
2022 | 1 | 1 | 11 | 38.9969 | 55.9336 | 386.0295
2022 | 1 | 1 | 12 | 43.5634 | 61.9989 | 400.4652
2022 | 1 | 1 | 13 | 44.3325 | 62.5962 | 398.9549
2022 | 1 | 1 | 14 | 43.5113 | 59.8024 | 398.6499
2022 | 1 | 1 | 15 | 42.5694 | 60.9578 | 396.8331
2022 | 1 | 1 | 16 | 42.1725 | 63.6957 | 399.158
2022 | 1 | 1 | 17 | 44.4192 | 64.3254 | 424.8668
2022 | 1 | 1 | 18 | 48.8885 | 70.3416 | 460.9311
2022 | 1 | 1 | 19 | 46.9017 | 68.2911 | 448.5298
2022 | 1 | 1 | 20 | 44.6389 | 45.843 | 426.2352
2022 | 1 | 1 | 21 | 42.8221 | 63.5322 | 407.4423
2022 | 1 | 1 | 22 | 41.4054 | 45.4399 | 394.4957
2022 | 1 | 1 | 23 | 39.0568 | 44.5405 | 377.3532
2022 | 1 | 2 | 0 | 36.3987 | 43.7289 | 346.4382
2022 | 1 | 2 | 1 | 34.8676 | 44.2753 | 335.3354
2022 | 1 | 2 | 2 | 33.0996 | 43.0385 | 324.5062
2022 | 1 | 2 | 3 | 31.9404 | 42.8672 | 318.3881
2022 | 1 | 2 | 4 | 31.064 | 43.5736 | 316.2777
2022 | 1 | 2 | 5 | 30.4854 | 42.8765 | 317.6029
2022 | 1 | 2 | 6 | 30.98 | 43.1333 | 316.6312
2022 | 1 | 2 | 7 | 33.4718 | 43.153 | 328.0331
2022 | 1 | 2 | 8 | 37.7114 | 48.4885 | 354.25
2022 | 1 | 2 | 9 | 41.0786 | 51.2797 | 379.6631
2022 | 1 | 2 | 10 | 43.4787 | 52.4392 | 393.8217
2022 | 1 | 2 | 11 | 45.175 | 52.164 | 395.1357
2022 | 1 | 2 | 12 | 46.663 | 52.482 | 402.4782
2022 | 1 | 2 | 13 | 47.1833 | 52.881 | 404.0124
2022 | 1 | 2 | 14 | 46.7667 | 56.5205 | 405.3002
2022 | 1 | 2 | 15 | 46.6318 | 57.3335 | 409.6
2022 | 1 | 2 | 16 | 47.6778 | 53.6252 | 424.2603
2022 | 1 | 2 | 17 | 50.8254 | 54.355 | 455.1526
2022 | 1 | 2 | 18 | 52.8346 | 56.8169 | 489.635
2022 | 1 | 2 | 19 | 51.0679 | 53.8604 | 471.662
2022 | 1 | 2 | 20 | 48.9431 | 51.108 | 448.5994
2022 | 1 | 2 | 21 | 47.1103 | 51.932 | 427.5883
2022 | 1 | 2 | 22 | 44.3393 | 50.9528 | 403.1334
2022 | 1 | 2 | 23 | 40.914 | 48.3215 | 374.2958
2022 | 1 | 3 | 0 | 37.8523 | 47.0325 | 341.7096
2022 | 1 | 3 | 1 | 33.4778 | 44.6769 | 323.3543
2022 | 1 | 3 | 2 | 31.2632 | 44.016 | 313.2907
2022 | 1 | 3 | 3 | 30.0927 | 42.5407 | 309.4816
2022 | 1 | 3 | 4 | 29.502 | 44.7736 | 308.0534
2022 | 1 | 3 | 5 | 30.4793 | 44.8093 | 309.7656
2022 | 1 | 3 | 6 | 31.7961 | 47.4483 | 310.548
2022 | 1 | 3 | 7 | 34.3124 | 48.947 | 326.6871
2022 | 1 | 3 | 8 | 37.878 | 62.4165 | 357.8039
2022 | 1 | 3 | 9 | 40.6457 | 63.2324 | 386.7849
2022 | 1 | 3 | 10 | 43.1995 | 54.7255 | 398.0906
2022 | 1 | 3 | 11 | 44.5684 | 46.0334 | 392.7867
2022 | 1 | 3 | 12 | 44.2146 | 46.1148 | 356.5319
2022 | 1 | 3 | 13 | 44.5473 | 45.7389 | 352.0269
2022 | 1 | 3 | 14 | 43.994 | 47.6818 | 352.2337
2022 | 1 | 3 | 15 | 44.0782 | 47.4896 | 362.2766
2022 | 1 | 3 | 16 | 45.3908 | 45.1806 | 391.7503
2022 | 1 | 3 | 17 | 48.7118 | 46.3082 | 430.435
2022 | 1 | 3 | 18 | 52.1549 | 49.0833 | 469.1335
2022 | 1 | 3 | 19 | 50.7045 | 47.8243 | 458.4447
2022 | 1 | 3 | 20 | 48.5751 | 59.6832 | 441.9096
2022 | 1 | 3 | 21 | 47.3425 | 44.84 | 426.117
2022 | 1 | 3 | 22 | 44.5072 | 57.6046 | 401.0198
2022 | 1 | 3 | 23 | 40.9816 | 54.7912 | 372.1142
2022 | 1 | 4 | 0 | 37.9947 | 52.3897 | 342.6186
2022 | 1 | 4 | 1 | 35.4771 | 50.4586 | 329.0352
2022 | 1 | 4 | 2 | 33.8193 | 49.4255 | 319.7873
2022 | 1 | 4 | 3 | 32.8761 | 48.3249 | 316.114
2022 | 1 | 4 | 4 | 32.3687 | 48.386 | 314.9378
2022 | 1 | 4 | 5 | 32.6611 | 48.6899 | 318.2678
2022 | 1 | 4 | 6 | 34.0997 | 50.5521 | 329.9044
2022 | 1 | 4 | 7 | 37.7289 | 55.003 | 354.9168
2022 | 1 | 4 | 8 | 41.5681 | 61.801 | 381.3001
2022 | 1 | 4 | 9 | 43.4094 | 64.2029 | 385.6309
2022 | 1 | 4 | 10 | 44.2957 | 65.0237 | 380.5808
2022 | 1 | 4 | 11 | 45.1247 | 66.4413 | 372.2364
2022 | 1 | 4 | 12 | 46.336 | 66.7471 | 351.102
2022 | 1 | 4 | 13 | 46.8734 | 66.6407 | 346.7876
2022 | 1 | 4 | 14 | 46.5418 | 65.6563 | 345.1046
2022 | 1 | 4 | 15 | 46.4243 | 66.056 | 348.2901
2022 | 1 | 4 | 16 | 47.4598 | 65.2541 | 365.4487
2022 | 1 | 4 | 17 | 50.7662 | 64.3762 | 404.694
2022 | 1 | 4 | 18 | 54.2917 | 63.208 | 452.3265
2022 | 1 | 4 | 19 | 53.1641 | 60.6767 | 449.9512
2022 | 1 | 4 | 20 | 51.3953 | 57.5019 | 440.3547
2022 | 1 | 4 | 21 | 50.1623 | 56.3953 | 427.2264
2022 | 1 | 4 | 22 | 47.4194 | 54.8831 | 404.7397
2022 | 1 | 4 | 23 | 43.825 | 52.452 | 376.196
2022 | 1 | 5 | 0 | 39.3635 | 50.044 | 349.0353
2022 | 1 | 5 | 1 | 37.4071 | 49.2298 | 329.6256
2022 | 1 | 5 | 2 | 35.8841 | 48.137 | 320.6492
2022 | 1 | 5 | 3 | 35.038 | 47.2951 | 316.8336
2022 | 1 | 5 | 4 | 34.5747 | 47.3601 | 316.0257
2022 | 1 | 5 | 5 | 34.9273 | 47.6478 | 319.5535
2022 | 1 | 5 | 6 | 36.5217 | 51.3547 | 327.1148
2022 | 1 | 5 | 7 | 40.0849 | 55.8857 | 350.6168
2022 | 1 | 5 | 8 | 43.5982 | 63.3835 | 373.4904
2022 | 1 | 5 | 9 | 44.999 | 65.3648 | 373.3086
2022 | 1 | 5 | 10 | 45.2416 | 67.379 | 364.5523
2022 | 1 | 5 | 11 | 45.6343 | 68.3318 | 354.7932
2022 | 1 | 5 | 12 | 47.8761 | 67.2806 | 378.2653
2022 | 1 | 5 | 13 | 48.2165 | 67.2372 | 377.8416
2022 | 1 | 5 | 14 | 47.9429 | 68.4083 | 377.4462
2022 | 1 | 5 | 15 | 47.905 | 69.8139 | 380.0779
2022 | 1 | 5 | 16 | 49.2524 | 67.0348 | 392.4443
2022 | 1 | 5 | 17 | 52.6902 | 65.9918 | 423.6136
2022 | 1 | 5 | 18 | 55.7283 | 67.1332 | 448.8383
2022 | 1 | 5 | 19 | 55.2304 | 64.4944 | 443.9235
2022 | 1 | 5 | 20 | 53.9249 | 61.3245 | 433.5921
2022 | 1 | 5 | 21 | 52.8145 | 60.3511 | 420.1773
2022 | 1 | 5 | 22 | 50.0252 | 59.2118 | 396.7357
2022 | 1 | 5 | 23 | 46.3398 | 55.7585 | 367.3261
2022 | 1 | 6 | 0 | 43.1422 | 52.9531 | 335.4924
2022 | 1 | 6 | 1 | 39.6962 | 51.7058 | 317.9852
2022 | 1 | 6 | 2 | 38.0919 | 50.8729 | 307.4274
2022 | 1 | 6 | 3 | 37.1995 | 49.8298 | 302.8143
2022 | 1 | 6 | 4 | 36.6042 | 49.6938 | 301.0985
2022 | 1 | 6 | 5 | 36.7333 | 50.247 | 303.814
2022 | 1 | 6 | 6 | 38.1553 | 51.121 | 314.1002
2022 | 1 | 6 | 7 | 41.3815 | 55.2417 | 338.2795
2022 | 1 | 6 | 8 | 44.4881 | 62.9227 | 367.8941
2022 | 1 | 6 | 9 | 45.4802 | 65.8965 | 381.1258
2022 | 1 | 6 | 10 | 45.305 | 67.9069 | 383.7832
2022 | 1 | 6 | 11 | 45.3718 | 67.2805 | 381.1627
2022 | 1 | 6 | 12 | 46.7981 | 67.3507 | 391.8532
2022 | 1 | 6 | 13 | 46.9735 | 67.1311 | 394.1159
2022 | 1 | 6 | 14 | 46.3713 | 65.8381 | 395.0477
2022 | 1 | 6 | 15 | 46.2845 | 66.6414 | 399.7935
2022 | 1 | 6 | 16 | 47.2912 | 66.1648 | 409.0561
2022 | 1 | 6 | 17 | 50.2796 | 65.0513 | 432.6992
2022 | 1 | 6 | 18 | 54.6195 | 65.6877 | 453.6576
2022 | 1 | 6 | 19 | 53.9876 | 63.7342 | 442.0431
2022 | 1 | 6 | 20 | 52.4221 | 60.3836 | 429.0916
2022 | 1 | 6 | 21 | 51.3714 | 58.9397 | 414.0729
2022 | 1 | 6 | 22 | 48.7296 | 57.4734 | 390.582
2022 | 1 | 6 | 23 | 45.2672 | 55.2854 | 360.4686
2022 | 1 | 7 | 0 | 41.6741 | 53.1538 | 332.3283
2022 | 1 | 7 | 1 | 37.9412 | 49.9747 | 312.2957
2022 | 1 | 7 | 2 | 36.1392 | 48.5756 | 301.0527
2022 | 1 | 7 | 3 | 35.077 | 47.6162 | 295.9525
2022 | 1 | 7 | 4 | 34.399 | 47.715 | 293.7708
2022 | 1 | 7 | 5 | 34.4989 | 47.8326 | 295.7641
2022 | 1 | 7 | 6 | 35.5269 | 50.363 | 310.2284
2022 | 1 | 7 | 7 | 38.9407 | 54.3781 | 335.1147
2022 | 1 | 7 | 8 | 42.6963 | 61.5714 | 365.8832
2022 | 1 | 7 | 9 | 44.5151 | 64.1485 | 380.1139
2022 | 1 | 7 | 10 | 45.5187 | 65.2491 | 382.4203
2022 | 1 | 7 | 11 | 46.2509 | 65.686 | 376.9893
2022 | 1 | 7 | 12 | 46.9439 | 63.8626 | 384.5768
2022 | 1 | 7 | 13 | 47.1676 | 63.9264 | 385.756
2022 | 1 | 7 | 14 | 46.5182 | 62.8344 | 385.6217
2022 | 1 | 7 | 15 | 45.9597 | 62.05 | 388.9226
2022 | 1 | 7 | 16 | 46.409 | 60.5317 | 397.3747
2022 | 1 | 7 | 17 | 48.9046 | 58.6296 | 421.6193
2022 | 1 | 7 | 18 | 51.9079 | 60.8646 | 451.4575
2022 | 1 | 7 | 19 | 50.7615 | 58.8147 | 441.5587
2022 | 1 | 7 | 20 | 49.1786 | 56.0014 | 428.0287
2022 | 1 | 7 | 21 | 48.2955 | 54.896 | 415.072
2022 | 1 | 7 | 22 | 46.1191 | 53.4517 | 396.3745
2022 | 1 | 7 | 23 | 42.83 | 49.9854 | 370.643
2022 | 1 | 8 | 0 | 38.8976 | 46.9388 | 340.6522
2022 | 1 | 8 | 1 | 34.2353 | 44.1327 | 311.9925
2022 | 1 | 8 | 2 | 32.2531 | 42.864 | 299.3134
2022 | 1 | 8 | 3 | 30.9343 | 42.4827 | 292.0718
2022 | 1 | 8 | 4 | 29.784 | 42.3575 | 288.7482
2022 | 1 | 8 | 5 | 29.1775 | 42.038 | 288.6374
2022 | 1 | 8 | 6 | 28.8134 | 43.0077 | 293.2444
2022 | 1 | 8 | 7 | 31.7949 | 43.9303 | 307.7125
2022 | 1 | 8 | 8 | 36.2306 | 50.3363 | 338.8919
2022 | 1 | 8 | 9 | 39.0488 | 53.2812 | 365.8583
2022 | 1 | 8 | 10 | 40.6294 | 54.812 | 379.6767
2022 | 1 | 8 | 11 | 41.5439 | 54.5089 | 382.2587
2022 | 1 | 8 | 12 | 41.7465 | 54.6432 | 378.1435
2022 | 1 | 8 | 13 | 41.5274 | 54.0963 | 376.5989
2022 | 1 | 8 | 14 | 39.8876 | 55.6663 | 373.9292
2022 | 1 | 8 | 15 | 38.3364 | 55.5272 | 377.131
2022 | 1 | 8 | 16 | 38.104 | 52.5858 | 387.9167
2022 | 1 | 8 | 17 | 40.725 | 52.6836 | 414.8085
2022 | 1 | 8 | 18 | 45.0776 | 55.1744 | 447.7248
2022 | 1 | 8 | 19 | 43.8285 | 53.6974 | 428.7153
2022 | 1 | 8 | 20 | 42.1303 | 49.709 | 405.2891
2022 | 1 | 8 | 21 | 41.3902 | 50.5476 | 386.7413
2022 | 1 | 8 | 22 | 39.8925 | 48.7225 | 368.0658
2022 | 1 | 8 | 23 | 37.3625 | 46.6461 | 344.8355
2022 | 1 | 9 | 0 | 33.2857 | 44.9402 | 319.1548
2022 | 1 | 9 | 1 | 31.4976 | 45.2381 | 296.8973
2022 | 1 | 9 | 2 | 29.9821 | 44.0654 | 284.9562
2022 | 1 | 9 | 3 | 29.02 | 44.0282 | 277.9846
2022 | 1 | 9 | 4 | 28.2764 | 45.1993 | 274.8926
2022 | 1 | 9 | 5 | 27.8377 | 45.1142 | 274.4329
2022 | 1 | 9 | 6 | 27.9291 | 43.9574 | 279.0885
2022 | 1 | 9 | 7 | 30.9807 | 43.8786 | 290.3746
2022 | 1 | 9 | 8 | 35.6916 | 49.1791 | 320.5272
2022 | 1 | 9 | 9 | 39.583 | 51.7631 | 348.8239
2022 | 1 | 9 | 10 | 42.705 | 53.2352 | 362.4291
2022 | 1 | 9 | 11 | 44.9427 | 52.5191 | 365.1666
2022 | 1 | 9 | 12 | 45.9767 | 53.4418 | 368.1822
2022 | 1 | 9 | 13 | 46.4402 | 54.4573 | 368.6359
2022 | 1 | 9 | 14 | 46.1436 | 57.8625 | 367.2572
2022 | 1 | 9 | 15 | 45.9532 | 58.0256 | 371.7147
2022 | 1 | 9 | 16 | 46.9847 | 54.1051 | 386.3898
2022 | 1 | 9 | 17 | 50.2875 | 53.2237 | 416.7717
2022 | 1 | 9 | 18 | 53.0894 | 58.3541 | 447.4901
2022 | 1 | 9 | 19 | 51.4505 | 56.7929 | 429.8255
2022 | 1 | 9 | 20 | 49.3275 | 54.0416 | 408.1264
2022 | 1 | 9 | 21 | 47.6535 | 53.0891 | 387.8527
2022 | 1 | 9 | 22 | 45.0159 | 51.7554 | 363.7849
2022 | 1 | 9 | 23 | 41.8001 | 50.0917 | 335.3395
2022 | 1 | 10 | 0 | 38.5856 | 50.4229 | 312.0446
2022 | 1 | 10 | 1 | 35.59 | 50.5259 | 305.4502
2022 | 1 | 10 | 2 | 34.3482 | 50.1173 | 297.2796
2022 | 1 | 10 | 3 | 33.7 | 50.755 | 294.1884
2022 | 1 | 10 | 4 | 33.4137 | 51.0128 | 294.1376
2022 | 1 | 10 | 5 | 34.006 | 51.9478 | 299.6562
2022 | 1 | 10 | 6 | 36.0213 | 55.8898 | 314.9137
2022 | 1 | 10 | 7 | 39.9321 | 60.4281 | 346.6198
2022 | 1 | 10 | 8 | 43.5118 | 71.0389 | 381.0421
2022 | 1 | 10 | 9 | 44.4948 | 73.9552 | 389.5959
2022 | 1 | 10 | 10 | 44.6962 | 75.7578 | 384.5114
2022 | 1 | 10 | 11 | 45.1635 | 72.6826 | 377.8508
2022 | 1 | 10 | 12 | 46.2513 | 71.7341 | 342.2144
2022 | 1 | 10 | 13 | 46.672 | 70.6741 | 336.1191
2022 | 1 | 10 | 14 | 46.2167 | 69.9491 | 333.1903
2022 | 1 | 10 | 15 | 46.3001 | 71.982 | 336.1747
2022 | 1 | 10 | 16 | 47.6452 | 69.3608 | 355.7096
2022 | 1 | 10 | 17 | 50.7593 | 69.9489 | 400.2949
2022 | 1 | 10 | 18 | 53.9444 | 70.5885 | 461.8265
2022 | 1 | 10 | 19 | 53.2701 | 69.079 | 459.2993
2022 | 1 | 10 | 20 | 51.5519 | 65.9774 | 448.8968
2022 | 1 | 10 | 21 | 50.0222 | 63.9632 | 434.5203
2022 | 1 | 10 | 22 | 47.0592 | 61.6741 | 410.0038
2022 | 1 | 10 | 23 | 43.3355 | 60.2784 | 380.2442
2022 | 1 | 11 | 0 | 39.5045 | 57.0841 | 356.2731
2022 | 1 | 11 | 1 | 37.1033 | 55.7809 | 329.7494
2022 | 1 | 11 | 2 | 35.669 | 54.7362 | 320.2186
2022 | 1 | 11 | 3 | 34.7876 | 54.35 | 315.6044
2022 | 1 | 11 | 4 | 34.4067 | 54.1965 | 314.019
2022 | 1 | 11 | 5 | 34.869 | 54.8071 | 317.4746
2022 | 1 | 11 | 6 | 36.8178 | 58.3515 | 324.5337
2022 | 1 | 11 | 7 | 40.7018 | 62.353 | 353.6273
2022 | 1 | 11 | 8 | 44.2375 | 70.8757 | 389.5208
2022 | 1 | 11 | 9 | 44.9862 | 72.8453 | 403.4477
2022 | 1 | 11 | 10 | 45.2325 | 73.8849 | 404.4261
2022 | 1 | 11 | 11 | 45.701 | 74.1956 | 400.9161
2022 | 1 | 11 | 12 | 45.8852 | 72.8965 | 394.3656
2022 | 1 | 11 | 13 | 46.1891 | 71.9524 | 393.06
2022 | 1 | 11 | 14 | 45.8495 | 70.0304 | 391.1918
2022 | 1 | 11 | 15 | 45.6232 | 72.0568 | 394.6058
2022 | 1 | 11 | 16 | 46.8609 | 70.4225 | 405.9972
2022 | 1 | 11 | 17 | 50.4549 | 71.5207 | 432.7462
2022 | 1 | 11 | 18 | 54.5952 | 71.0343 | 456.9041
2022 | 1 | 11 | 19 | 53.8041 | 69.5985 | 447.367
2022 | 1 | 11 | 20 | 52.3401 | 66.8951 | 433.7026
2022 | 1 | 11 | 21 | 50.7006 | 64.3769 | 418.1238
2022 | 1 | 11 | 22 | 47.6758 | 61.8705 | 393.9133
2022 | 1 | 11 | 23 | 43.7638 | 60.6416 | 363.3468
2022 | 1 | 12 | 0 | 40.3665 | 58.1389 | 330.7709
2022 | 1 | 12 | 1 | 37.7124 | 55.346 | 305.3387
2022 | 1 | 12 | 2 | 36.3389 | 54.0263 | 294.4887
2022 | 1 | 12 | 3 | 35.5637 | 52.6579 | 288.3023
2022 | 1 | 12 | 4 | 35.264 | 52.0027 | 285.7128
2022 | 1 | 12 | 5 | 35.9479 | 52.3235 | 288.7163
2022 | 1 | 12 | 6 | 38.0066 | 54.258 | 298.1531
2022 | 1 | 12 | 7 | 41.7852 | 58.2702 | 325.7265
2022 | 1 | 12 | 8 | 45.2606 | 66.5976 | 358.5908
2022 | 1 | 12 | 9 | 46.152 | 69.3832 | 371.2279
2022 | 1 | 12 | 10 | 46.2441 | 68.3121 | 373.1055
2022 | 1 | 12 | 11 | 46.612 | 69.9041 | 370.7106
2022 | 1 | 12 | 12 | 45.7553 | 68.7284 | 374.2798
2022 | 1 | 12 | 13 | 45.9364 | 68.3339 | 375.3041
2022 | 1 | 12 | 14 | 45.4749 | 65.709 | 375.327
2022 | 1 | 12 | 15 | 45.34 | 67.2626 | 378.6772
2022 | 1 | 12 | 16 | 46.74 | 65.9366 | 389.8619
2022 | 1 | 12 | 17 | 50.2875 | 64.8552 | 414.9689
2022 | 1 | 12 | 18 | 54.364 | 65.1866 | 427.7862
2022 | 1 | 12 | 19 | 54.4919 | 63.7968 | 421.2786
2022 | 1 | 12 | 20 | 53.4868 | 61.0678 | 409.4956
2022 | 1 | 12 | 21 | 52.3172 | 59.4842 | 394.6503
2022 | 1 | 12 | 22 | 49.3515 | 56.739 | 369.5604
2022 | 1 | 12 | 23 | 45.5435 | 55.5184 | 339.051
2022 | 1 | 13 | 0 | 41.3385 | 53.6431 | 309.8936
2022 | 1 | 13 | 1 | 40.2365 | 51.7707 | 289.6389
2022 | 1 | 13 | 2 | 38.9082 | 51.358 | 279.4916
2022 | 1 | 13 | 3 | 38.2328 | 50.712 | 274.7544
2022 | 1 | 13 | 4 | 37.8511 | 49.5993 | 273.4349
2022 | 1 | 13 | 5 | 38.3974 | 50.1906 | 277.4709
2022 | 1 | 13 | 6 | 39.8871 | 52.1982 | 286.715
2022 | 1 | 13 | 7 | 43.6192 | 55.5349 | 315.4307
2022 | 1 | 13 | 8 | 47.1933 | 65.1816 | 349.3869
2022 | 1 | 13 | 9 | 48.098 | 67.9248 | 361.7167
2022 | 1 | 13 | 10 | 48.0345 | 69.2994 | 362.2681
2022 | 1 | 13 | 11 | 48.1987 | 68.664 | 360.5694
2022 | 1 | 13 | 12 | 46.122 | 68.5745 | 362.7765
2022 | 1 | 13 | 13 | 46.1038 | 68.3934 | 362.8792
2022 | 1 | 13 | 14 | 45.6128 | 65.6789 | 363.0813
2022 | 1 | 13 | 15 | 45.5861 | 68.6298 | 367.7822
2022 | 1 | 13 | 16 | 47.0166 | 67.546 | 378.511
2022 | 1 | 13 | 17 | 50.6355 | 66.2817 | 404.3275
2022 | 1 | 13 | 18 | 57.0153 | 69.0649 | 429.7117
2022 | 1 | 13 | 19 | 56.9939 | 67.9757 | 420.2835
2022 | 1 | 13 | 20 | 55.5958 | 65.355 | 408.3873
2022 | 1 | 13 | 21 | 54.4134 | 63.5421 | 393.8124
2022 | 1 | 13 | 22 | 51.5523 | 61.6837 | 369.3274
2022 | 1 | 13 | 23 | 47.7744 | 60.1067 | 338.3861
2022 | 1 | 14 | 0 | 43.5664 | 56.6034 | 308.2259
2022 | 1 | 14 | 1 | 41.3094 | 54.1698 | 286.9526
2022 | 1 | 14 | 2 | 39.9048 | 53.502 | 276.0149
2022 | 1 | 14 | 3 | 39.1358 | 52.8013 | 270.6135
2022 | 1 | 14 | 4 | 38.7766 | 51.7331 | 268.7398
2022 | 1 | 14 | 5 | 39.304 | 52.2992 | 271.8404
2022 | 1 | 14 | 6 | 40.8669 | 53.4726 | 285.5682
2022 | 1 | 14 | 7 | 44.625 | 56.5915 | 315.4259
2022 | 1 | 14 | 8 | 48.5642 | 64.3959 | 351.6937
2022 | 1 | 14 | 9 | 49.8852 | 68.2416 | 366.5943
2022 | 1 | 14 | 10 | 50.1832 | 67.5569 | 367.0296
2022 | 1 | 14 | 11 | 50.4337 | 66.4568 | 362.2098
2022 | 1 | 14 | 12 | 50.8277 | 67.0557 | 364.9982
2022 | 1 | 14 | 13 | 50.947 | 66.1687 | 365.4177
2022 | 1 | 14 | 14 | 50.4883 | 60.7472 | 365.3377
2022 | 1 | 14 | 15 | 50.2446 | 62.7011 | 369.2253
2022 | 1 | 14 | 16 | 51.1566 | 62.5946 | 378.1963
2022 | 1 | 14 | 17 | 53.783 | 61.4316 | 403.1385
2022 | 1 | 14 | 18 | 56.8436 | 64.0982 | 426.5491
2022 | 1 | 14 | 19 | 56.3068 | 62.8796 | 419.5672
2022 | 1 | 14 | 20 | 54.5705 | 60.9658 | 407.0071
2022 | 1 | 14 | 21 | 53.4404 | 59.1637 | 394.2223
2022 | 1 | 14 | 22 | 50.9964 | 56.7087 | 374.556
2022 | 1 | 14 | 23 | 47.425 | 55.9447 | 348.1302
2022 | 1 | 15 | 0 | 43.0422 | 52.1324 | 318.9304
2022 | 1 | 15 | 1 | 40.0978 | 51.754 | 293.1078
2022 | 1 | 15 | 2 | 38.2205 | 50.2816 | 280.6321
2022 | 1 | 15 | 3 | 37.0277 | 49.8708 | 273.5713
2022 | 1 | 15 | 4 | 36.4588 | 50.4323 | 270.0383
2022 | 1 | 15 | 5 | 36.2512 | 50.1241 | 269.0579
2022 | 1 | 15 | 6 | 36.5926 | 52.0544 | 271.341
2022 | 1 | 15 | 7 | 38.8793 | 52.0025 | 287.6857
2022 | 1 | 15 | 8 | 42.5848 | 57.6125 | 324.6449
2022 | 1 | 15 | 9 | 45.6793 | 57.3007 | 352.9004
2022 | 1 | 15 | 10 | 48.0228 | 57.8769 | 364.1471
2022 | 1 | 15 | 11 | 49.493 | 58.781 | 365.6777
2022 | 1 | 15 | 12 | 49.9556 | 57.74 | 360.4754
2022 | 1 | 15 | 13 | 50.01 | 56.8996 | 357.1357
2022 | 1 | 15 | 14 | 49.2523 | 54.4431 | 353.2254
2022 | 1 | 15 | 15 | 48.658 | 53.6529 | 358.5487
2022 | 1 | 15 | 16 | 48.9209 | 53.5971 | 371.8063
2022 | 1 | 15 | 17 | 51.1212 | 52.5069 | 400.5727
2022 | 1 | 15 | 18 | 53.58 | 59.7208 | 434.9162
2022 | 1 | 15 | 19 | 52.2243 | 58.724 | 419.1834
2022 | 1 | 15 | 20 | 49.8025 | 55.6909 | 397.3084
2022 | 1 | 15 | 21 | 48.0774 | 52.4199 | 380.2316
2022 | 1 | 15 | 22 | 45.9806 | 51.647 | 362.3713
2022 | 1 | 15 | 23 | 42.9359 | 50.1057 | 339.2567
2022 | 1 | 16 | 0 | 40.1593 | 51.9907 | 312.2037
2022 | 1 | 16 | 1 | 37.8504 | 49.0763 | 299.4386
2022 | 1 | 16 | 2 | 36.2307 | 47.7378 | 288.3382
2022 | 1 | 16 | 3 | 35.163 | 47.2546 | 282.0504
2022 | 1 | 16 | 4 | 34.6247 | 47.0903 | 279.212
2022 | 1 | 16 | 5 | 34.3255 | 46.6733 | 278.834
2022 | 1 | 16 | 6 | 34.7985 | 47.4798 | 277.944
2022 | 1 | 16 | 7 | 36.8315 | 47.9477 | 291.1691
2022 | 1 | 16 | 8 | 40.4211 | 51.7824 | 322.3159
2022 | 1 | 16 | 9 | 43.6694 | 51.5708 | 346.154
2022 | 1 | 16 | 10 | 46.3604 | 52.8449 | 354.3803
2022 | 1 | 16 | 11 | 48.0923 | 53.5386 | 354.475
2022 | 1 | 16 | 12 | 49.0883 | 54.965 | 371.283
2022 | 1 | 16 | 13 | 49.4098 | 55.3994 | 371.0174
2022 | 1 | 16 | 14 | 49.0483 | 55.7555 | 369.0614
2022 | 1 | 16 | 15 | 48.9777 | 55.0199 | 375.3951
2022 | 1 | 16 | 16 | 49.885 | 54.2675 | 392.1752
2022 | 1 | 16 | 17 | 52.7112 | 54.4232 | 425.4347
2022 | 1 | 16 | 18 | 55.587 | 58.9567 | 464.0045
2022 | 1 | 16 | 19 | 54.3317 | 57.8227 | 449.8878
2022 | 1 | 16 | 20 | 51.987 | 55.1895 | 428.9687
2022 | 1 | 16 | 21 | 49.933 | 52.2586 | 409.7598
2022 | 1 | 16 | 22 | 47.2283 | 51.7065 | 386.4468
2022 | 1 | 16 | 23 | 43.8514 | 49.7185 | 358.0495
2022 | 1 | 17 | 0 | 40.8972 | 50.2765 | 329.2366
2022 | 1 | 17 | 1 | 38.7748 | 48.9316 | 307.7314
2022 | 1 | 17 | 2 | 37.5412 | 48.6431 | 299.4048
2022 | 1 | 17 | 3 | 36.9712 | 48.3354 | 296.0672
2022 | 1 | 17 | 4 | 36.7572 | 47.8505 | 295.8217
2022 | 1 | 17 | 5 | 37.5032 | 48.3503 | 300.9853
2022 | 1 | 17 | 6 | 39.2933 | 50.5881 | 312.2202
2022 | 1 | 17 | 7 | 43.0866 | 54.8366 | 341.8494
2022 | 1 | 17 | 8 | 46.9119 | 65.339 | 375.9236
2022 | 1 | 17 | 9 | 48.1523 | 68.3358 | 387.0797
2022 | 1 | 17 | 10 | 48.5167 | 68.7025 | 383.5723
2022 | 1 | 17 | 11 | 48.9206 | 67.6178 | 377.7457
2022 | 1 | 17 | 12 | 49.1542 | 66.3762 | 384.4718
2022 | 1 | 17 | 13 | 49.3808 | 65.8705 | 382.0065
2022 | 1 | 17 | 14 | 48.9774 | 64.2003 | 379.8402
2022 | 1 | 17 | 15 | 49.0195 | 66.3359 | 383.6961
2022 | 1 | 17 | 16 | 50.4092 | 64.4558 | 395.9083
2022 | 1 | 17 | 17 | 53.4614 | 62.8615 | 424.0835
2022 | 1 | 17 | 18 | 56.628 | 64.6668 | 452.2041
2022 | 1 | 17 | 19 | 56.0387 | 63.633 | 442.9594
2022 | 1 | 17 | 20 | 53.9932 | 60.3388 | 428.0433
2022 | 1 | 17 | 21 | 52.3706 | 58.8239 | 410.6307
2022 | 1 | 17 | 22 | 49.2881 | 56.6803 | 385.2232
2022 | 1 | 17 | 23 | 45.5552 | 55.2256 | 354.6541
2022 | 1 | 18 | 0 | 42.0684 | 53.3569 | 324.223
2022 | 1 | 18 | 1 | 39.8947 | 49.2523 | 305.5573
2022 | 1 | 18 | 2 | 38.5791 | 48.2789 | 295.1116
2022 | 1 | 18 | 3 | 37.8756 | 47.3322 | 289.9324
2022 | 1 | 18 | 4 | 37.6506 | 46.4471 | 287.7744
2022 | 1 | 18 | 5 | 38.3344 | 46.7527 | 290.9456
2022 | 1 | 18 | 6 | 40.4746 | 48.2236 | 302.1776
2022 | 1 | 18 | 7 | 44.1242 | 52.5786 | 331.4159
2022 | 1 | 18 | 8 | 47.5795 | 61.6861 | 366.9957
2022 | 1 | 18 | 9 | 48.184 | 65.1171 | 381.255
2022 | 1 | 18 | 10 | 47.7355 | 64.8508 | 381.9645
2022 | 1 | 18 | 11 | 47.6587 | 64.6934 | 378.0206
2022 | 1 | 18 | 12 | 46.128 | 65.4994 | 374.275
2022 | 1 | 18 | 13 | 46.0342 | 64.9851 | 372.4898
2022 | 1 | 18 | 14 | 45.5161 | 63.5543 | 370.9813
2022 | 1 | 18 | 15 | 45.3903 | 64.6861 | 375.5343
2022 | 1 | 18 | 16 | 47.0316 | 63.709 | 388.2221
2022 | 1 | 18 | 17 | 50.8546 | 61.8908 | 414.4133
2022 | 1 | 18 | 18 | 56.6688 | 61.1027 | 444.5504
2022 | 1 | 18 | 19 | 56.4424 | 59.9607 | 436.1901
2022 | 1 | 18 | 20 | 54.8769 | 56.4751 | 422.0763
2022 | 1 | 18 | 21 | 53.3807 | 55.8937 | 406.0093
2022 | 1 | 18 | 22 | 50.345 | 53.6394 | 381.535
2022 | 1 | 18 | 23 | 46.557 | 51.5226 | 351.1404
2022 | 1 | 19 | 0 | 43.6934 | 48.7126 | 319.2993
2022 | 1 | 19 | 1 | 40.1893 | 49.9429 | 305.2927
2022 | 1 | 19 | 2 | 38.7815 | 48.7256 | 296.0094
2022 | 1 | 19 | 3 | 37.9771 | 48.3371 | 291.6055
2022 | 1 | 19 | 4 | 37.6648 | 48.1271 | 290.3332
2022 | 1 | 19 | 5 | 38.3131 | 48.4303 | 294.424
2022 | 1 | 19 | 6 | 40.2241 | 50.445 | 311.238
2022 | 1 | 19 | 7 | 43.8196 | 55.0065 | 339.4686
2022 | 1 | 19 | 8 | 47.2139 | 65.3778 | 366.529
2022 | 1 | 19 | 9 | 48.1477 | 68.9768 | 365.776
2022 | 1 | 19 | 10 | 48.182 | 71.1879 | 353.9756
2022 | 1 | 19 | 11 | 48.4062 | 68.7286 | 343.0827
2022 | 1 | 19 | 12 | 48.4397 | 67.8814 | 374.3037
2022 | 1 | 19 | 13 | 48.6325 | 67.7028 | 371.6843
2022 | 1 | 19 | 14 | 48.1661 | 68.8058 | 370.378
2022 | 1 | 19 | 15 | 48.0918 | 70.9659 | 374.2681
2022 | 1 | 19 | 16 | 49.3054 | 67.2589 | 388.2833
2022 | 1 | 19 | 17 | 52.2364 | 65.443 | 418.0173
2022 | 1 | 19 | 18 | 55.17 | 67.0826 | 451.5859
2022 | 1 | 19 | 19 | 55.09 | 65.8198 | 445.8388
2022 | 1 | 19 | 20 | 53.6061 | 62.7236 | 433.8479
2022 | 1 | 19 | 21 | 52.2383 | 62.3342 | 418.8445
2022 | 1 | 19 | 22 | 49.2027 | 60.7779 | 393.2907
2022 | 1 | 19 | 23 | 45.4382 | 57.6371 | 362.1596
2022 | 1 | 20 | 0 | 41.5308 | 55.6297 | 335.2729
2022 | 1 | 20 | 1 | 39.1577 | 54.7816 | 315.1531
2022 | 1 | 20 | 2 | 37.7164 | 53.9874 | 304.8323
2022 | 1 | 20 | 3 | 36.9247 | 53.5548 | 300.0574
2022 | 1 | 20 | 4 | 36.5911 | 53.0827 | 298.2566
2022 | 1 | 20 | 5 | 37.1901 | 53.8952 | 301.4372
2022 | 1 | 20 | 6 | 39.1266 | 56.3774 | 314.6251
2022 | 1 | 20 | 7 | 42.8585 | 60.2484 | 343.6699
2022 | 1 | 20 | 8 | 46.5475 | 69.1896 | 377.9988
2022 | 1 | 20 | 9 | 47.6988 | 72.4434 | 389.4517
2022 | 1 | 20 | 10 | 48.0985 | 74.1293 | 386.9657
2022 | 1 | 20 | 11 | 48.4975 | 71.6686 | 382.2252
2022 | 1 | 20 | 12 | 48.6994 | 71.5734 | 369.9429
2022 | 1 | 20 | 13 | 48.8762 | 70.6301 | 367.8197
2022 | 1 | 20 | 14 | 48.582 | 69.3796 | 366.6163
2022 | 1 | 20 | 15 | 48.4768 | 70.4116 | 370.6462
2022 | 1 | 20 | 16 | 49.4661 | 69.505 | 382.1811
2022 | 1 | 20 | 17 | 52.4852 | 69.1573 | 412.4179
2022 | 1 | 20 | 18 | 56.0685 | 69.6729 | 443.754
2022 | 1 | 20 | 19 | 55.8777 | 69.0521 | 444.2467
2022 | 1 | 20 | 20 | 54.3209 | 65.6879 | 434.9983
2022 | 1 | 20 | 21 | 53.0055 | 63.7208 | 422.7672
2022 | 1 | 20 | 22 | 50.1037 | 61.5077 | 399.7876
2022 | 1 | 20 | 23 | 46.2949 | 60.2503 | 369.7962
2022 | 1 | 21 | 0 | 42.0201 | 57.6717 | 336.6282
2022 | 1 | 21 | 1 | 39.4175 | 57.0228 | 323.6556
2022 | 1 | 21 | 2 | 37.8985 | 55.4083 | 314.1638
2022 | 1 | 21 | 3 | 37.0483 | 54.4624 | 310.5546
2022 | 1 | 21 | 4 | 36.6287 | 54.3604 | 309.6904
2022 | 1 | 21 | 5 | 37.1459 | 54.5524 | 314.0318
2022 | 1 | 21 | 6 | 38.7051 | 55.6995 | 326.9948
2022 | 1 | 21 | 7 | 42.416 | 59.0564 | 357.4566
2022 | 1 | 21 | 8 | 46.268 | 67.0399 | 392.4607
2022 | 1 | 21 | 9 | 47.623 | 69.5973 | 402.4405
2022 | 1 | 21 | 10 | 47.9717 | 69.3546 | 395.7867
2022 | 1 | 21 | 11 | 48.2827 | 69.0516 | 384.853
2022 | 1 | 21 | 12 | 48.057 | 68.2236 | 364.4198
2022 | 1 | 21 | 13 | 48.1558 | 67.3756 | 359.6017
2022 | 1 | 21 | 14 | 47.6386 | 64.3941 | 357.2641
2022 | 1 | 21 | 15 | 47.3626 | 64.386 | 360.1458
2022 | 1 | 21 | 16 | 48.1844 | 63.2251 | 374.0571
2022 | 1 | 21 | 17 | 50.78 | 62.4397 | 408.2595
2022 | 1 | 21 | 18 | 53.1801 | 64.2568 | 449.8522
2022 | 1 | 21 | 19 | 53.3877 | 64.2341 | 455.6684
2022 | 1 | 21 | 20 | 52.1211 | 61.5757 | 447.2354
2022 | 1 | 21 | 21 | 51.3191 | 60.1948 | 436.949
2022 | 1 | 21 | 22 | 49.0117 | 57.938 | 418.0855
2022 | 1 | 21 | 23 | 45.641 | 54.8317 | 392.5939
2022 | 1 | 22 | 0 | 41.0563 | 53.1773 | 360.4737
2022 | 1 | 22 | 1 | 39.2816 | 49.6494 | 352.4914
2022 | 1 | 22 | 2 | 37.6369 | 48.2531 | 342.1734
2022 | 1 | 22 | 3 | 36.6592 | 47.6481 | 337.6743
2022 | 1 | 22 | 4 | 36.2562 | 47.5018 | 336.6566
2022 | 1 | 22 | 5 | 36.2538 | 47.064 | 339.0238
2022 | 1 | 22 | 6 | 37.4844 | 49.3369 | 344.8428
2022 | 1 | 22 | 7 | 40.0224 | 49.9962 | 359.5769
2022 | 1 | 22 | 8 | 43.396 | 55.5824 | 383.9272
2022 | 1 | 22 | 9 | 45.8122 | 56.1127 | 398.3942
2022 | 1 | 22 | 10 | 47.1816 | 57.3762 | 397.7427
2022 | 1 | 22 | 11 | 48.0622 | 58.1745 | 390.2566
2022 | 1 | 22 | 12 | 47.751 | 57.7907 | 401.4353
2022 | 1 | 22 | 13 | 47.4266 | 56.9461 | 393.4458
2022 | 1 | 22 | 14 | 46.62 | 56.6065 | 387.8635
2022 | 1 | 22 | 15 | 45.9993 | 55.0551 | 391.3406
2022 | 1 | 22 | 16 | 46.6382 | 54.1856 | 406.9862
2022 | 1 | 22 | 17 | 49.4916 | 53.5427 | 439.2288
2022 | 1 | 22 | 18 | 53.3931 | 56.9391 | 467.6321
2022 | 1 | 22 | 19 | 53.0427 | 56.4488 | 465.5984
2022 | 1 | 22 | 20 | 51.2692 | 52.819 | 446.817
2022 | 1 | 22 | 21 | 49.8773 | 50.7201 | 429.955
2022 | 1 | 22 | 22 | 47.8483 | 49.5433 | 411.746
2022 | 1 | 22 | 23 | 44.9479 | 48.1432 | 389.9534
2022 | 1 | 23 | 0 | 42.0998 | 49.4293 | 365.2027
2022 | 1 | 23 | 1 | 40.0598 | 47.7297 | 342.2632
2022 | 1 | 23 | 2 | 38.4025 | 46.4222 | 330.2996
2022 | 1 | 23 | 3 | 37.3251 | 45.8324 | 323.8625
2022 | 1 | 23 | 4 | 36.5464 | 45.9341 | 320.2788
2022 | 1 | 23 | 5 | 36.0169 | 45.6682 | 319.1903
2022 | 1 | 23 | 6 | 35.5214 | 47.4085 | 318.0434
2022 | 1 | 23 | 7 | 37.6042 | 48.2025 | 327.3958
2022 | 1 | 23 | 8 | 41.2958 | 51.0154 | 352.5576
2022 | 1 | 23 | 9 | 44.2253 | 51.3818 | 376.9475
2022 | 1 | 23 | 10 | 46.6057 | 52.9562 | 387.402
2022 | 1 | 23 | 11 | 48.0656 | 54.0193 | 386.8529
2022 | 1 | 23 | 12 | 46.9716 | 52.7486 | 391.3227
2022 | 1 | 23 | 13 | 47.1049 | 52.9112 | 387.005
2022 | 1 | 23 | 14 | 46.6067 | 52.7167 | 383.489
2022 | 1 | 23 | 15 | 46.3552 | 52.5521 | 387.9218
2022 | 1 | 23 | 16 | 47.194 | 52.1764 | 401.3375
2022 | 1 | 23 | 17 | 50.1625 | 52.3463 | 431.29
2022 | 1 | 23 | 18 | 52.7446 | 57.9214 | 465.4375
2022 | 1 | 23 | 19 | 52.762 | 57.8714 | 455.0707
2022 | 1 | 23 | 20 | 51.3385 | 54.7416 | 433.1954
2022 | 1 | 23 | 21 | 49.6923 | 52.8459 | 412.2248
2022 | 1 | 23 | 22 | 47.034 | 52.0989 | 387.3276
2022 | 1 | 23 | 23 | 43.7093 | 49.8415 | 358.5747
2022 | 1 | 24 | 0 | 40.6875 | 50.4675 | 329.6539
2022 | 1 | 24 | 1 | 39.1528 | 47.7073 | 313.821
2022 | 1 | 24 | 2 | 37.9983 | 47.1045 | 303.8185
2022 | 1 | 24 | 3 | 37.4825 | 46.7856 | 299.3425
2022 | 1 | 24 | 4 | 37.239 | 46.6909 | 297.5386
2022 | 1 | 24 | 5 | 37.9678 | 47.0739 | 301.1173
2022 | 1 | 24 | 6 | 39.9141 | 48.8615 | 316.3023
2022 | 1 | 24 | 7 | 43.5898 | 53.4365 | 346.2657
2022 | 1 | 24 | 8 | 46.7951 | 64.2483 | 382.8568
2022 | 1 | 24 | 9 | 47.0119 | 67.9506 | 396.3838
2022 | 1 | 24 | 10 | 46.3802 | 68.2681 | 393.6072
2022 | 1 | 24 | 11 | 46.108 | 65.8706 | 387.8834
2022 | 1 | 24 | 12 | 45.3561 | 64.7362 | 393.138
2022 | 1 | 24 | 13 | 45.1843 | 63.9189 | 390.7287
2022 | 1 | 24 | 14 | 44.6384 | 62.8801 | 388.5654
2022 | 1 | 24 | 15 | 44.3733 | 63.6679 | 391.553
2022 | 1 | 24 | 16 | 45.8518 | 62.4588 | 402.1149
2022 | 1 | 24 | 17 | 49.4995 | 60.5577 | 428.03
2022 | 1 | 24 | 18 | 53.6267 | 62.2187 | 450.8748
2022 | 1 | 24 | 19 | 54.2048 | 61.829 | 447.3777
2022 | 1 | 24 | 20 | 53.2365 | 58.0392 | 434.1809
2022 | 1 | 24 | 21 | 51.9648 | 57.12 | 418.0129
2022 | 1 | 24 | 22 | 48.9766 | 55.0389 | 392.8871
2022 | 1 | 24 | 23 | 45.25 | 53.1215 | 362.6741
2022 | 1 | 25 | 0 | 42.1029 | 51.0387 | 333.029
2022 | 1 | 25 | 1 | 39.1873 | 48.8506 | 309.1394
2022 | 1 | 25 | 2 | 37.7848 | 47.6563 | 298.7201
2022 | 1 | 25 | 3 | 37.0294 | 47.0302 | 293.4866
2022 | 1 | 25 | 4 | 36.661 | 46.6974 | 290.6669
2022 | 1 | 25 | 5 | 37.2639 | 46.886 | 292.9672
2022 | 1 | 25 | 6 | 38.9424 | 49.391 | 307.5153
2022 | 1 | 25 | 7 | 42.4497 | 53.9976 | 336.5081
2022 | 1 | 25 | 8 | 45.5923 | 63.7593 | 367.5296
2022 | 1 | 25 | 9 | 45.9899 | 67.0987 | 371.1774
2022 | 1 | 25 | 10 | 45.3769 | 68.3992 | 362.3463
2022 | 1 | 25 | 11 | 45.2111 | 67.1087 | 353.781
2022 | 1 | 25 | 12 | 47.2913 | 67.1711 | 321.9716
2022 | 1 | 25 | 13 | 47.4957 | 66.7457 | 314.7446
2022 | 1 | 25 | 14 | 47.0933 | 67.7231 | 310.6663
2022 | 1 | 25 | 15 | 46.9658 | 68.2971 | 312.4921
2022 | 1 | 25 | 16 | 48.0744 | 65.9414 | 327.9595
2022 | 1 | 25 | 17 | 51.1171 | 64.1981 | 367.957
2022 | 1 | 25 | 18 | 54.5321 | 64.1429 | 420.2156
2022 | 1 | 25 | 19 | 54.3134 | 63.4806 | 424.6941
2022 | 1 | 25 | 20 | 52.5268 | 59.5489 | 416.0142
2022 | 1 | 25 | 21 | 51.0232 | 58.7133 | 403.2525
2022 | 1 | 25 | 22 | 48.0461 | 56.8034 | 379.9538
2022 | 1 | 25 | 23 | 44.3928 | 53.8461 | 350.9227
2022 | 1 | 26 | 0 | 40.5846 | 51.02 | 326.176
2022 | 1 | 26 | 1 | 37.4489 | 51.3569 | 294.4626
2022 | 1 | 26 | 2 | 35.9316 | 49.8864 | 284.3895
2022 | 1 | 26 | 3 | 35.014 | 49.0825 | 279.09
2022 | 1 | 26 | 4 | 34.6167 | 48.908 | 276.9668
2022 | 1 | 26 | 5 | 35.193 | 49.1476 | 280.0165
2022 | 1 | 26 | 6 | 36.9104 | 50.5887 | 290.9219
2022 | 1 | 26 | 7 | 40.6356 | 55.2677 | 318.3736
2022 | 1 | 26 | 8 | 44.0803 | 64.868 | 347.5665
2022 | 1 | 26 | 9 | 45.1727 | 68.6735 | 352.0987
2022 | 1 | 26 | 10 | 45.6405 | 69.7902 | 344.7281
2022 | 1 | 26 | 11 | 46.1768 | 67.6891 | 337.0841
2022 | 1 | 26 | 12 | 46.7232 | 67.3978 | 345.1837
2022 | 1 | 26 | 13 | 47.0089 | 66.8938 | 341.536
2022 | 1 | 26 | 14 | 46.6909 | 68.0471 | 339.4758
2022 | 1 | 26 | 15 | 46.6038 | 68.8351 | 342.5145
2022 | 1 | 26 | 16 | 47.7106 | 65.9674 | 354.1784
2022 | 1 | 26 | 17 | 50.5497 | 63.8937 | 382.9017
2022 | 1 | 26 | 18 | 52.953 | 64.7652 | 416.1675
2022 | 1 | 26 | 19 | 52.8169 | 63.7136 | 411.4875
2022 | 1 | 26 | 20 | 51.3784 | 59.9013 | 398.7893
2022 | 1 | 26 | 21 | 49.9047 | 59.1054 | 383.0028
2022 | 1 | 26 | 22 | 46.8892 | 57.0933 | 357.4342
2022 | 1 | 26 | 23 | 43.084 | 54.7015 | 326.7608
2022 | 1 | 27 | 0 | 39.7663 | 53.4587 | 300.0261
2022 | 1 | 27 | 1 | 36.848 | 52.0437 | 288.8534
2022 | 1 | 27 | 2 | 35.3384 | 50.9623 | 279.0906
2022 | 1 | 27 | 3 | 34.4524 | 50.5238 | 275.1464
2022 | 1 | 27 | 4 | 34.0434 | 50.3631 | 274.0419
2022 | 1 | 27 | 5 | 34.5414 | 50.8623 | 278.2288
2022 | 1 | 27 | 6 | 36.5341 | 53.0307 | 292.9155
2022 | 1 | 27 | 7 | 40.2233 | 56.9419 | 323.3774
2022 | 1 | 27 | 8 | 43.5324 | 66.7233 | 359.5742
2022 | 1 | 27 | 9 | 44.3338 | 69.9782 | 373.2234
2022 | 1 | 27 | 10 | 44.4383 | 72.1918 | 370.4723
2022 | 1 | 27 | 11 | 44.72 | 69.1059 | 364.6155
2022 | 1 | 27 | 12 | 44.9431 | 67.5418 | 362.4303
2022 | 1 | 27 | 13 | 45.0732 | 67.1141 | 359.3285
2022 | 1 | 27 | 14 | 44.6915 | 65.7435 | 358.6391
2022 | 1 | 27 | 15 | 44.6174 | 66.9121 | 364.4659
2022 | 1 | 27 | 16 | 45.6328 | 65.667 | 378.0331
2022 | 1 | 27 | 17 | 48.6056 | 63.8765 | 406.2274
2022 | 1 | 27 | 18 | 52.7732 | 66.7135 | 442.3047
2022 | 1 | 27 | 19 | 52.8157 | 66.921 | 441.335
2022 | 1 | 27 | 20 | 51.4452 | 63.4388 | 430.4858
2022 | 1 | 27 | 21 | 50.1538 | 62.6061 | 416.7488
2022 | 1 | 27 | 22 | 47.3353 | 60.9995 | 392.8181
2022 | 1 | 27 | 23 | 43.6027 | 58.2632 | 362.4452
2022 | 1 | 28 | 0 | 39.8602 | 55.9795 | 330.3113
2022 | 1 | 28 | 1 | 36.9103 | 53.5457 | 306.8036
2022 | 1 | 28 | 2 | 35.3752 | 52.1928 | 296.2421
2022 | 1 | 28 | 3 | 34.4427 | 51.4355 | 291.2696
2022 | 1 | 28 | 4 | 33.9904 | 50.9381 | 289.135
2022 | 1 | 28 | 5 | 34.4245 | 51.243 | 291.7506
2022 | 1 | 28 | 6 | 36.3018 | 54.9359 | 304.4654
2022 | 1 | 28 | 7 | 40.1481 | 59.207 | 333.5271
2022 | 1 | 28 | 8 | 43.8607 | 67.4409 | 365.8578
2022 | 1 | 28 | 9 | 45.0729 | 71.1173 | 373.3922
2022 | 1 | 28 | 10 | 45.428 | 71.4875 | 365.6184
2022 | 1 | 28 | 11 | 45.7407 | 70.671 | 355.4805
2022 | 1 | 28 | 12 | 46.0679 | 68.7547 | 347.7527
2022 | 1 | 28 | 13 | 46.1821 | 67.8754 | 342.5083
2022 | 1 | 28 | 14 | 45.696 | 67.3358 | 339.5024
2022 | 1 | 28 | 15 | 45.3906 | 66.1285 | 341.8908
2022 | 1 | 28 | 16 | 46.1222 | 64.3582 | 352.315
2022 | 1 | 28 | 17 | 48.484 | 62.8996 | 382.215
2022 | 1 | 28 | 18 | 52.3243 | 62.4125 | 432.7514
2022 | 1 | 28 | 19 | 52.2166 | 62.4639 | 430.3744
2022 | 1 | 28 | 20 | 50.7671 | 59.191 | 417.0203
2022 | 1 | 28 | 21 | 49.7652 | 57.9824 | 403.8091
2022 | 1 | 28 | 22 | 47.4949 | 55.8255 | 384.2845
2022 | 1 | 28 | 23 | 43.9864 | 52.8237 | 357.9693
2022 | 1 | 29 | 0 | 38.7854 | 49.6619 | 324.2267
2022 | 1 | 29 | 1 | 37.0515 | 48.269 | 297.2449
2022 | 1 | 29 | 2 | 35.3549 | 46.8316 | 285.2755
2022 | 1 | 29 | 3 | 34.3054 | 46.2494 | 278.5453
2022 | 1 | 29 | 4 | 33.6477 | 46.5285 | 274.3957
2022 | 1 | 29 | 5 | 33.3648 | 45.9586 | 272.9778
2022 | 1 | 29 | 6 | 34.0926 | 47.723 | 272.5371
2022 | 1 | 29 | 7 | 37.0316 | 47.9117 | 288.7498
2022 | 1 | 29 | 8 | 40.9468 | 53.8811 | 325.0985
2022 | 1 | 29 | 9 | 43.5526 | 55.2388 | 352.4854
2022 | 1 | 29 | 10 | 44.9164 | 56.3071 | 360.0773
2022 | 1 | 29 | 11 | 45.7718 | 56.2763 | 360.0996
2022 | 1 | 29 | 12 | 46.4895 | 54.5864 | 342.1571
2022 | 1 | 29 | 13 | 46.2875 | 53.2998 | 333.7773
2022 | 1 | 29 | 14 | 45.5976 | 52.8854 | 327.782
2022 | 1 | 29 | 15 | 44.8893 | 51.954 | 332.7919
2022 | 1 | 29 | 16 | 45.3789 | 51.1195 | 347.1208
2022 | 1 | 29 | 17 | 48.022 | 50.384 | 378.7633
2022 | 1 | 29 | 18 | 50.08 | 55.2237 | 400.3608
2022 | 1 | 29 | 19 | 50.0746 | 55.5756 | 400.935
2022 | 1 | 29 | 20 | 48.6142 | 51.6688 | 384.442
2022 | 1 | 29 | 21 | 47.4331 | 51.0718 | 369.8175
2022 | 1 | 29 | 22 | 45.4764 | 49.8218 | 353.0025
2022 | 1 | 29 | 23 | 42.6728 | 47.8188 | 331.7154
2022 | 1 | 30 | 0 | 40.1473 | 48.939 | 309.4489
2022 | 1 | 30 | 1 | 37.3871 | 47.3258 | 286.8136
2022 | 1 | 30 | 2 | 35.8602 | 46.0359 | 275.2002
2022 | 1 | 30 | 3 | 34.8669 | 45.4747 | 268.782
2022 | 1 | 30 | 4 | 34.193 | 45.6697 | 265.0303
2022 | 1 | 30 | 5 | 33.7576 | 45.3031 | 263.3474
2022 | 1 | 30 | 6 | 34.6095 | 47.1972 | 260.4606
2022 | 1 | 30 | 7 | 36.9922 | 48.0509 | 272.2564
2022 | 1 | 30 | 8 | 40.6867 | 51.4318 | 302.5808
2022 | 1 | 30 | 9 | 43.1616 | 52.744 | 324.2251
2022 | 1 | 30 | 10 | 44.5652 | 54.5278 | 329.3128
2022 | 1 | 30 | 11 | 45.3869 | 54.7542 | 326.785
2022 | 1 | 30 | 12 | 47.7505 | 53.1701 | 315.1195
2022 | 1 | 30 | 13 | 47.989 | 53.7305 | 311.2493
2022 | 1 | 30 | 14 | 47.7087 | 56.1485 | 307.7632
2022 | 1 | 30 | 15 | 47.4885 | 55.071 | 311.5128
2022 | 1 | 30 | 16 | 48.2764 | 53.1157 | 326.61
2022 | 1 | 30 | 17 | 51.075 | 52.5166 | 363.7555
2022 | 1 | 30 | 18 | 53.9899 | 56.7297 | 407.6379
2022 | 1 | 30 | 19 | 53.5128 | 56.8875 | 405.9874
2022 | 1 | 30 | 20 | 51.5496 | 53.5303 | 388.7135
2022 | 1 | 30 | 21 | 49.6551 | 52.0554 | 371.9608
2022 | 1 | 30 | 22 | 46.9307 | 51.3425 | 349.654
2022 | 1 | 30 | 23 | 43.5337 | 49.4005 | 322.639
2022 | 1 | 31 | 0 | 40.0789 | 49.8866 | 291.5431
2022 | 1 | 31 | 1 | 38.175 | 48.689 | 274.7043
2022 | 1 | 31 | 2 | 37.0293 | 48.2229 | 265.653
2022 | 1 | 31 | 3 | 36.4441 | 48.2542 | 261.5488
2022 | 1 | 31 | 4 | 36.2809 | 48.2627 | 260.1674
2022 | 1 | 31 | 5 | 36.9907 | 48.7982 | 264.4051
2022 | 1 | 31 | 6 | 38.9312 | 52.365 | 276.8131
2022 | 1 | 31 | 7 | 42.7833 | 56.7274 | 306.2901
2022 | 1 | 31 | 8 | 46.2466 | 67.0091 | 334.3818
2022 | 1 | 31 | 9 | 46.934 | 70.1768 | 335.5726
2022 | 1 | 31 | 10 | 47.063 | 71.3492 | 324.0747
2022 | 1 | 31 | 11 | 47.2244 | 68.4929 | 314.8645
2022 | 1 | 31 | 12 | 47.8781 | 66.5764 | 297.2224
2022 | 1 | 31 | 13 | 47.9408 | 65.5018 | 289.1366
2022 | 1 | 31 | 14 | 47.6982 | 64.2851 | 285.3087
2022 | 1 | 31 | 15 | 47.5795 | 65.9769 | 288.1501
2022 | 1 | 31 | 16 | 48.8593 | 64.2465 | 304.4993
2022 | 1 | 31 | 17 | 51.9839 | 62.8092 | 344.4893
2022 | 1 | 31 | 18 | 53.572 | 64.6623 | 393.0293
2022 | 1 | 31 | 19 | 54.3798 | 65.2914 | 399.5652
2022 | 1 | 31 | 20 | 53.3831 | 61.5631 | 389.6575
2022 | 1 | 31 | 21 | 52.0596 | 60.9261 | 375.0281
2022 | 1 | 31 | 22 | 49.1166 | 59.2735 | 351.104
2022 | 1 | 31 | 23 | 45.3821 | 56.4278 | 322.8809
2022 | 2 | 1 | 0 | 41.6769 | 54.2167 | 296.0945
2022 | 2 | 1 | 1 | 38.9917 | 54.3181 | 276.2636
2022 | 2 | 1 | 2 | 37.6441 | 53.4234 | 267.0737
2022 | 2 | 1 | 3 | 36.9378 | 52.8994 | 263.2794
2022 | 2 | 1 | 4 | 36.5234 | 51.8705 | 262.9531
2022 | 2 | 1 | 5 | 37.0222 | 52.6887 | 267.8839
2022 | 2 | 1 | 6 | 38.462 | 53.312 | 281.1763
2022 | 2 | 1 | 7 | 42.2672 | 58.2166 | 312.2162
2022 | 2 | 1 | 8 | 45.8135 | 66.3422 | 348.0272
2022 | 2 | 1 | 9 | 46.8606 | 69.5019 | 360.436
2022 | 2 | 1 | 10 | 46.9569 | 71.0965 | 359.204
2022 | 2 | 1 | 11 | 47.2577 | 70.459 | 352.7884
2022 | 2 | 1 | 12 | 47.9026 | 67.9721 | 348.7407
2022 | 2 | 1 | 13 | 48.0123 | 67.3231 | 347.5983
2022 | 2 | 1 | 14 | 47.4973 | 64.3757 | 343.6008
2022 | 2 | 1 | 15 | 47.4117 | 66.2244 | 347.011
2022 | 2 | 1 | 16 | 48.56 | 64.9058 | 362.1937
2022 | 2 | 1 | 17 | 51.6133 | 63.8999 | 391.4064
2022 | 2 | 1 | 18 | 54.6185 | 64.9003 | 422.394
2022 | 2 | 1 | 19 | 54.8467 | 65.4797 | 423.349
2022 | 2 | 1 | 20 | 53.2865 | 62.8468 | 411.7935
2022 | 2 | 1 | 21 | 51.7313 | 61.548 | 396.1446
2022 | 2 | 1 | 22 | 48.7367 | 59.4014 | 372.1482
2022 | 2 | 1 | 23 | 45.0879 | 56.6757 | 342.587
2022 | 2 | 2 | 0 | 41.5753 | 53.8588 | 318.6388
2022 | 2 | 2 | 1 | 40.3426 | 54.629 | 301.8462
2022 | 2 | 2 | 2 | 39.0147 | 53.2339 | 293.0788
2022 | 2 | 2 | 3 | 38.3072 | 52.4381 | 289.3722
2022 | 2 | 2 | 4 | 37.8908 | 51.8551 | 289.4142
2022 | 2 | 2 | 5 | 38.4068 | 52.3835 | 294.3345
2022 | 2 | 2 | 6 | 39.8003 | 54.3859 | 309.0224
2022 | 2 | 2 | 7 | 43.4545 | 59.4755 | 338.5713
2022 | 2 | 2 | 8 | 46.5633 | 67.5832 | 372.5253
2022 | 2 | 2 | 9 | 47.1755 | 70.583 | 382.7182
2022 | 2 | 2 | 10 | 46.8334 | 72.3931 | 378.6046
2022 | 2 | 2 | 11 | 46.892 | 72.099 | 369.768
2022 | 2 | 2 | 12 | 47.1356 | 70.7882 | 373.7816
2022 | 2 | 2 | 13 | 47.0298 | 70.1863 | 372.5959
2022 | 2 | 2 | 14 | 46.4646 | 70.5728 | 368.3632
2022 | 2 | 2 | 15 | 46.3862 | 72.0291 | 370.2881
2022 | 2 | 2 | 16 | 47.7842 | 68.6321 | 383.7879
2022 | 2 | 2 | 17 | 51.1489 | 67.54 | 411.4681
2022 | 2 | 2 | 18 | 55.6314 | 66.3065 | 434.8643
2022 | 2 | 2 | 19 | 56.6371 | 66.4633 | 437.8897
2022 | 2 | 2 | 20 | 55.5965 | 63.7128 | 427.3209
2022 | 2 | 2 | 21 | 54.3849 | 62.4356 | 412.4125
2022 | 2 | 2 | 22 | 51.4235 | 60.3795 | 387.8007
2022 | 2 | 2 | 23 | 47.6898 | 57.3702 | 357.5794
2022 | 2 | 3 | 0 | 43.9758 | 55.4619 | 331.7411
2022 | 2 | 3 | 1 | 41.5299 | 55.047 | 318.9076
2022 | 2 | 3 | 2 | 40.2051 | 54.1219 | 309.6543
2022 | 2 | 3 | 3 | 39.5177 | 53.5634 | 306.3059
2022 | 2 | 3 | 4 | 39.1411 | 52.9147 | 306.2412
2022 | 2 | 3 | 5 | 39.6057 | 53.6944 | 311.2548
2022 | 2 | 3 | 6 | 41.0516 | 54.9118 | 323.7173
2022 | 2 | 3 | 7 | 44.7705 | 59.4993 | 354.2638
2022 | 2 | 3 | 8 | 48.2855 | 67.9413 | 390.6742
2022 | 2 | 3 | 9 | 49.4381 | 71.3864 | 403.786
2022 | 2 | 3 | 10 | 49.6817 | 74.2666 | 401.2727
2022 | 2 | 3 | 11 | 49.9711 | 72.3534 | 393.8268
2022 | 2 | 3 | 12 | 49.8309 | 71.3015 | 394.9096
2022 | 2 | 3 | 13 | 49.7652 | 70.7782 | 394.3575
2022 | 2 | 3 | 14 | 49.2196 | 69.2157 | 390.9301
2022 | 2 | 3 | 15 | 49.254 | 71.0563 | 393.9034
2022 | 2 | 3 | 16 | 50.3326 | 69.1503 | 406.2485
2022 | 2 | 3 | 17 | 53.0693 | 67.9898 | 430.6378
2022 | 2 | 3 | 18 | 55.7209 | 66.8781 | 451.1348
2022 | 2 | 3 | 19 | 56.2761 | 67.652 | 454.0863
2022 | 2 | 3 | 20 | 54.7777 | 65.2358 | 443.5545
2022 | 2 | 3 | 21 | 53.2874 | 63.8092 | 428.4773
2022 | 2 | 3 | 22 | 50.3216 | 62.0739 | 404.1837
2022 | 2 | 3 | 23 | 46.6848 | 59.7671 | 373.7124
2022 | 2 | 4 | 0 | 43.9507 | 57.6828 | 349.6007
2022 | 2 | 4 | 1 | 40.5151 | 57.2376 | 327.5383
2022 | 2 | 4 | 2 | 38.9033 | 56.189 | 316.8687
2022 | 2 | 4 | 3 | 37.9701 | 55.9207 | 312.1582
2022 | 2 | 4 | 4 | 37.3616 | 55.3408 | 310.7333
2022 | 2 | 4 | 5 | 37.6393 | 56.0666 | 314.0016
2022 | 2 | 4 | 6 | 38.3482 | 57.0362 | 324.5733
2022 | 2 | 4 | 7 | 41.916 | 61.0155 | 353.6186
2022 | 2 | 4 | 8 | 45.3258 | 68.3147 | 388.339
2022 | 2 | 4 | 9 | 46.4654 | 71.481 | 399.6077
2022 | 2 | 4 | 10 | 47.0873 | 73.306 | 396.6732
2022 | 2 | 4 | 11 | 47.6281 | 71.434 | 387.8252
2022 | 2 | 4 | 12 | 47.9232 | 70.3336 | 397.3141
2022 | 2 | 4 | 13 | 47.8807 | 69.3054 | 398.4987
2022 | 2 | 4 | 14 | 47.0525 | 66.0407 | 394.6101
2022 | 2 | 4 | 15 | 46.5038 | 67.3194 | 394.8259
2022 | 2 | 4 | 16 | 46.8153 | 65.5596 | 400.3408
2022 | 2 | 4 | 17 | 48.9646 | 65.0192 | 419.8214
2022 | 2 | 4 | 18 | 52.2436 | 65.9185 | 431.9691
2022 | 2 | 4 | 19 | 52.5239 | 67.1817 | 439.7635
2022 | 2 | 4 | 20 | 51.0577 | 65.8114 | 429.8594
2022 | 2 | 4 | 21 | 50.022 | 64.3975 | 418.4114
2022 | 2 | 4 | 22 | 47.6538 | 62.6189 | 400.1778
2022 | 2 | 4 | 23 | 44.2704 | 59.6184 | 374.6592
2022 | 2 | 5 | 0 | 39.3153 | 56.5877 | 336.4125
2022 | 2 | 5 | 1 | 39.4233 | 53.9393 | 325.3189
2022 | 2 | 5 | 2 | 37.903 | 52.8353 | 315.3054
2022 | 2 | 5 | 3 | 37.0735 | 52.58 | 310.6828
2022 | 2 | 5 | 4 | 36.7564 | 51.9357 | 310.0446
2022 | 2 | 5 | 5 | 36.8439 | 51.9908 | 313.3149
2022 | 2 | 5 | 6 | 37.4747 | 53.3373 | 321.2258
2022 | 2 | 5 | 7 | 40.0303 | 53.7569 | 336.6673
2022 | 2 | 5 | 8 | 42.9753 | 57.9564 | 361.9958
2022 | 2 | 5 | 9 | 45.6673 | 58.0241 | 379.777
2022 | 2 | 5 | 10 | 47.5253 | 59.3881 | 383.283
2022 | 2 | 5 | 11 | 48.7941 | 59.4089 | 379.4987
2022 | 2 | 5 | 12 | 48.9178 | 60.8218 | 363.5565
2022 | 2 | 5 | 13 | 48.4162 | 59.9654 | 356.6593
2022 | 2 | 5 | 14 | 47.5659 | 59.2912 | 348.165
2022 | 2 | 5 | 15 | 46.9979 | 58.0685 | 347.8538
2022 | 2 | 5 | 16 | 47.5771 | 56.5405 | 363.9608
2022 | 2 | 5 | 17 | 50.5254 | 56.0511 | 399.2478
2022 | 2 | 5 | 18 | 54.8605 | 59.5908 | 444.6329
2022 | 2 | 5 | 19 | 55.2166 | 60.1436 | 449.7236
2022 | 2 | 5 | 20 | 53.443 | 57.4509 | 432.9523
2022 | 2 | 5 | 21 | 52.0774 | 54.255 | 416.6742
2022 | 2 | 5 | 22 | 50.154 | 53.8731 | 399.9935
2022 | 2 | 5 | 23 | 47.3754 | 51.8203 | 379.3471
2022 | 2 | 6 | 0 | 44.7517 | 51.3673 | 358.1567
2022 | 2 | 6 | 1 | 42.4182 | 50.1037 | 331.2201
2022 | 2 | 6 | 2 | 40.9602 | 48.9057 | 319.0681
2022 | 2 | 6 | 3 | 40.1145 | 48.7324 | 312.8773
2022 | 2 | 6 | 4 | 39.5087 | 49.0695 | 310.0944
2022 | 2 | 6 | 5 | 39.1933 | 48.8709 | 309.3914
2022 | 2 | 6 | 6 | 39.4374 | 50.1355 | 308.4697
2022 | 2 | 6 | 7 | 41.3498 | 50.3759 | 318.6388
2022 | 2 | 6 | 8 | 44.2085 | 53.8853 | 345.6141
2022 | 2 | 6 | 9 | 46.2837 | 54.2987 | 370.3741
2022 | 2 | 6 | 10 | 47.879 | 56.5518 | 383.5521
2022 | 2 | 6 | 11 | 48.9332 | 57.3485 | 381.7831
2022 | 2 | 6 | 12 | 49.0084 | 57.0762 | 379.0385
2022 | 2 | 6 | 13 | 48.8455 | 57.1593 | 379.2428
2022 | 2 | 6 | 14 | 48.202 | 57.4428 | 374.5272
2022 | 2 | 6 | 15 | 47.889 | 57.3308 | 375.5123
2022 | 2 | 6 | 16 | 48.4956 | 55.4599 | 385.834
2022 | 2 | 6 | 17 | 51.5138 | 55.0587 | 413.2822
2022 | 2 | 6 | 18 | 54.1174 | 57.9685 | 434.4551
2022 | 2 | 6 | 19 | 54.8822 | 59.1641 | 434.8993
2022 | 2 | 6 | 20 | 53.6481 | 57.5067 | 415.7861
2022 | 2 | 6 | 21 | 51.8958 | 54.8966 | 395.9704
2022 | 2 | 6 | 22 | 49.1112 | 53.9112 | 371.9656
2022 | 2 | 6 | 23 | 45.7425 | 52.0998 | 344.1242
2022 | 2 | 7 | 0 | 42.2834 | 53.1752 | 318.9616
2022 | 2 | 7 | 1 | 39.7365 | 53.5585 | 320.7058
2022 | 2 | 7 | 2 | 38.4448 | 53.6234 | 313.7126
2022 | 2 | 7 | 3 | 37.7862 | 53.6338 | 312.7821
2022 | 2 | 7 | 4 | 37.3926 | 52.8753 | 314.5938
2022 | 2 | 7 | 5 | 37.8833 | 53.9091 | 321.8293
2022 | 2 | 7 | 6 | 39.2127 | 55.8422 | 331.4284
2022 | 2 | 7 | 7 | 42.9074 | 60.2035 | 364.7875
2022 | 2 | 7 | 8 | 46.0625 | 68.6187 | 404.5352
2022 | 2 | 7 | 9 | 46.6199 | 71.3127 | 419.8115
2022 | 2 | 7 | 10 | 46.8538 | 72.4567 | 418.5043
2022 | 2 | 7 | 11 | 47.1591 | 70.948 | 410.592
2022 | 2 | 7 | 12 | 46.3195 | 69.1396 | 392.7991
2022 | 2 | 7 | 13 | 46.1241 | 67.6358 | 389.6905
2022 | 2 | 7 | 14 | 45.3825 | 63.6667 | 385.0188
2022 | 2 | 7 | 15 | 44.8961 | 66.7336 | 387.0533
2022 | 2 | 7 | 16 | 45.7997 | 66.0226 | 402.484
2022 | 2 | 7 | 17 | 48.9051 | 65.7163 | 435.1667
2022 | 2 | 7 | 18 | 52.8814 | 66.8397 | 462.2315
2022 | 2 | 7 | 19 | 53.7238 | 68.46 | 477.7635
2022 | 2 | 7 | 20 | 52.6412 | 66.3447 | 471.1056
2022 | 2 | 7 | 21 | 51.2438 | 64.6853 | 458.1246
2022 | 2 | 7 | 22 | 48.2352 | 62.826 | 434.5548
2022 | 2 | 7 | 23 | 44.5076 | 61.1356 | 405.7189
2022 | 2 | 8 | 0 | 40.5664 | 58.542 | 374.5263
2022 | 2 | 8 | 1 | 38.9452 | 57.579 | 356.0664
2022 | 2 | 8 | 2 | 37.5626 | 56.5546 | 347.6603
2022 | 2 | 8 | 3 | 36.8999 | 55.5091 | 344.629
2022 | 2 | 8 | 4 | 36.4709 | 54.7314 | 344.0949
2022 | 2 | 8 | 5 | 37.0768 | 55.3805 | 347.9376
2022 | 2 | 8 | 6 | 38.6368 | 56.2125 | 355.5752
2022 | 2 | 8 | 7 | 42.2312 | 60.9288 | 385.0969
2022 | 2 | 8 | 8 | 45.2678 | 67.5919 | 418.7711
2022 | 2 | 8 | 9 | 45.5928 | 70.1139 | 424.6347
2022 | 2 | 8 | 10 | 44.8371 | 70.4814 | 417.0235
2022 | 2 | 8 | 11 | 44.6177 | 71.6707 | 406.6572
2022 | 2 | 8 | 12 | 45.1454 | 70.1585 | 403.1899
2022 | 2 | 8 | 13 | 44.968 | 69.06 | 399.5955
2022 | 2 | 8 | 14 | 44.294 | 66.8288 | 393.1645
2022 | 2 | 8 | 15 | 43.9891 | 67.5401 | 392.5783
2022 | 2 | 8 | 16 | 45.1057 | 67.102 | 401.5576
2022 | 2 | 8 | 17 | 48.4996 | 66.5653 | 427.9473
2022 | 2 | 8 | 18 | 53.3232 | 65.4591 | 461.9548
2022 | 2 | 8 | 19 | 54.221 | 66.6714 | 466.2686
2022 | 2 | 8 | 20 | 52.954 | 64.0848 | 455.0152
2022 | 2 | 8 | 21 | 51.624 | 62.1959 | 440.2344
2022 | 2 | 8 | 22 | 48.6674 | 59.8205 | 416.7844
2022 | 2 | 8 | 23 | 45.071 | 57.9757 | 386.4747
2022 | 2 | 9 | 0 | 42.0142 | 56.1563 | 350.8721
2022 | 2 | 9 | 1 | 38.8459 | 55.8451 | 334.1367
2022 | 2 | 9 | 2 | 37.4964 | 54.4205 | 325.2768
2022 | 2 | 9 | 3 | 36.8032 | 53.1158 | 321.6424
2022 | 2 | 9 | 4 | 36.3652 | 52.4037 | 320.9232
2022 | 2 | 9 | 5 | 36.9535 | 52.7855 | 325.574
2022 | 2 | 9 | 6 | 38.1978 | 54.6127 | 336.6541
2022 | 2 | 9 | 7 | 41.7235 | 59.5831 | 364.9209
2022 | 2 | 9 | 8 | 44.5602 | 66.733 | 391.3787
2022 | 2 | 9 | 9 | 45.1255 | 69.6483 | 388.3036
2022 | 2 | 9 | 10 | 44.6849 | 70.4258 | 374.6052
2022 | 2 | 9 | 11 | 44.7112 | 71.508 | 360.7208
2022 | 2 | 9 | 12 | 45.7638 | 70.0426 | 365.9492
2022 | 2 | 9 | 13 | 45.8029 | 69.192 | 362.2499
2022 | 2 | 9 | 14 | 45.1662 | 68.852 | 357.2805
2022 | 2 | 9 | 15 | 45.203 | 70.1141 | 357.1499
2022 | 2 | 9 | 16 | 46.3603 | 67.6689 | 370.2901
2022 | 2 | 9 | 17 | 49.0316 | 66.2554 | 401.1953
2022 | 2 | 9 | 18 | 53.4201 | 65.2315 | 429.4155
2022 | 2 | 9 | 19 | 54.0928 | 66.1711 | 443.4445
2022 | 2 | 9 | 20 | 52.4682 | 63.1688 | 436.8883
2022 | 2 | 9 | 21 | 51.0151 | 61.8486 | 423.7403
2022 | 2 | 9 | 22 | 48.0365 | 59.6797 | 399.3776
2022 | 2 | 9 | 23 | 44.4554 | 56.6583 | 369.7858
2022 | 2 | 10 | 0 | 40.2744 | 55.044 | 343.0612
2022 | 2 | 10 | 1 | 40.0395 | 53.762 | 324.5381
2022 | 2 | 10 | 2 | 39.0145 | 52.7236 | 315.2729
2022 | 2 | 10 | 3 | 38.5783 | 51.5692 | 311.6271
2022 | 2 | 10 | 4 | 38.4688 | 50.6434 | 310.6928
2022 | 2 | 10 | 5 | 39.2375 | 51.1983 | 314.6769
2022 | 2 | 10 | 6 | 41.8672 | 51.3443 | 324.2825
2022 | 2 | 10 | 7 | 45.7788 | 56.0517 | 352.6
2022 | 2 | 10 | 8 | 49.0945 | 63.9248 | 377.4145
2022 | 2 | 10 | 9 | 49.5334 | 67.8214 | 370.0895
2022 | 2 | 10 | 10 | 48.7454 | 69.4818 | 353.4589
2022 | 2 | 10 | 11 | 48.2939 | 68.482 | 340.8263
2022 | 2 | 10 | 12 | 46.7499 | 68.8893 | 368.1647
2022 | 2 | 10 | 13 | 46.2477 | 68.6318 | 365.4757
2022 | 2 | 10 | 14 | 45.761 | 67.3248 | 360.9315
2022 | 2 | 10 | 15 | 45.6927 | 68.5526 | 361.0524
2022 | 2 | 10 | 16 | 47.2123 | 66.8189 | 369.7905
2022 | 2 | 10 | 17 | 50.8808 | 64.054 | 396.1824
2022 | 2 | 10 | 18 | 56.3312 | 63.3245 | 421.8587
2022 | 2 | 10 | 19 | 58.0392 | 64.214 | 433.4295
2022 | 2 | 10 | 20 | 57.3638 | 60.9202 | 426.5293
2022 | 2 | 10 | 21 | 56.198 | 59.6618 | 414.4216
2022 | 2 | 10 | 22 | 53.3424 | 57.8096 | 391.6827
2022 | 2 | 10 | 23 | 49.5622 | 55.3436 | 362.2046
2022 | 2 | 11 | 0 | 46.499 | 53.6418 | 328.6265
2022 | 2 | 11 | 1 | 42.9747 | 52.857 | 307.7173
2022 | 2 | 11 | 2 | 41.6993 | 51.4289 | 297.761
2022 | 2 | 11 | 3 | 41.0336 | 50.8079 | 293.6141
2022 | 2 | 11 | 4 | 40.7036 | 50.4226 | 292.3574
2022 | 2 | 11 | 5 | 41.215 | 50.7525 | 296.0261
2022 | 2 | 11 | 6 | 42.9861 | 52.0522 | 311.6124
2022 | 2 | 11 | 7 | 46.4872 | 57.0266 | 340.9599
2022 | 2 | 11 | 8 | 49.5881 | 64.67 | 369.3255
2022 | 2 | 11 | 9 | 50.1955 | 69.1257 | 368.5892
2022 | 2 | 11 | 10 | 49.59 | 71.1751 | 355.839
2022 | 2 | 11 | 11 | 49.185 | 69.2239 | 341.8918
2022 | 2 | 11 | 12 | 47.1069 | 68.2723 | 355.6242
2022 | 2 | 11 | 13 | 46.6455 | 67.6571 | 351.5471
2022 | 2 | 11 | 14 | 45.577 | 67.5842 | 346.6017
2022 | 2 | 11 | 15 | 45.1856 | 67.5202 | 346.7462
2022 | 2 | 11 | 16 | 45.9323 | 64.667 | 355.7916
2022 | 2 | 11 | 17 | 48.1458 | 62.2597 | 380.9245
2022 | 2 | 11 | 18 | 52.9937 | 60.3252 | 412.3788
2022 | 2 | 11 | 19 | 53.8388 | 61.6116 | 420.8856
2022 | 2 | 11 | 20 | 52.3733 | 59.3517 | 411.2132
2022 | 2 | 11 | 21 | 51.2156 | 59.3545 | 398.2404
2022 | 2 | 11 | 22 | 48.7952 | 57.9956 | 378.4705
2022 | 2 | 11 | 23 | 45.5053 | 53.6231 | 352.6417
2022 | 2 | 12 | 0 | 41.4393 | 51.2235 | 329.644
2022 | 2 | 12 | 1 | 39.3874 | 50.3285 | 312.2771
2022 | 2 | 12 | 2 | 37.7128 | 49.1962 | 301.9337
2022 | 2 | 12 | 3 | 36.6927 | 48.7322 | 297.1734
2022 | 2 | 12 | 4 | 36.3472 | 48.2603 | 295.9015
2022 | 2 | 12 | 5 | 36.3406 | 48.3247 | 297.8119
2022 | 2 | 12 | 6 | 36.925 | 49.3426 | 299.1194
2022 | 2 | 12 | 7 | 39.0782 | 51.089 | 315.8702
2022 | 2 | 12 | 8 | 42.0745 | 55.2647 | 347.203
2022 | 2 | 12 | 9 | 44.85 | 58.4548 | 369.4176
2022 | 2 | 12 | 10 | 46.7225 | 61.0555 | 376.5796
2022 | 2 | 12 | 11 | 47.7788 | 60.3494 | 373.2101
2022 | 2 | 12 | 12 | 46.165 | 58.7457 | 373.775
2022 | 2 | 12 | 13 | 45.7103 | 57.7291 | 370.1768
2022 | 2 | 12 | 14 | 44.6454 | 59.9576 | 363.6044
2022 | 2 | 12 | 15 | 44.0169 | 58.9393 | 364.3048
2022 | 2 | 12 | 16 | 44.4225 | 55.849 | 375.2698
2022 | 2 | 12 | 17 | 46.7013 | 55.8813 | 401.2242
2022 | 2 | 12 | 18 | 50.6531 | 56.555 | 416.4463
2022 | 2 | 12 | 19 | 51.5166 | 58.0765 | 424.6335
2022 | 2 | 12 | 20 | 49.9083 | 54.3647 | 408.3927
2022 | 2 | 12 | 21 | 48.4772 | 54.1204 | 392.9183
2022 | 2 | 12 | 22 | 46.593 | 53.1837 | 376.3891
2022 | 2 | 12 | 23 | 43.7987 | 50.5116 | 355.7531
2022 | 2 | 13 | 0 | 41.0535 | 49.0608 | 331.7755
2022 | 2 | 13 | 1 | 39.4801 | 48.153 | 309.805
2022 | 2 | 13 | 2 | 38.1078 | 46.9016 | 298.7061
2022 | 2 | 13 | 3 | 37.2886 | 46.5801 | 293.0751
2022 | 2 | 13 | 4 | 36.836 | 46.7929 | 290.3926
2022 | 2 | 13 | 5 | 36.6773 | 46.3847 | 289.6325
2022 | 2 | 13 | 6 | 37.1711 | 45.6385 | 292.4961
2022 | 2 | 13 | 7 | 39.0385 | 46.2157 | 304.1642
2022 | 2 | 13 | 8 | 41.772 | 50.292 | 331.6901
2022 | 2 | 13 | 9 | 44.1893 | 53.2284 | 350.9336
2022 | 2 | 13 | 10 | 46.1543 | 55.7288 | 354.97
2022 | 2 | 13 | 11 | 47.4128 | 54.6097 | 348.9004
2022 | 2 | 13 | 12 | 47.2556 | 55.5375 | 359.8885
2022 | 2 | 13 | 13 | 47.0116 | 55.3072 | 357.208
2022 | 2 | 13 | 14 | 46.4074 | 59.3385 | 351.7432
2022 | 2 | 13 | 15 | 46.1822 | 59.5389 | 354.317
2022 | 2 | 13 | 16 | 46.9225 | 55.4007 | 367.3159
2022 | 2 | 13 | 17 | 49.7255 | 55.9232 | 395.4874
2022 | 2 | 13 | 18 | 52.9292 | 57.8667 | 427.3833
2022 | 2 | 13 | 19 | 53.1448 | 58.8426 | 427.5389
2022 | 2 | 13 | 20 | 51.3116 | 55.6659 | 408.1326
2022 | 2 | 13 | 21 | 49.2075 | 54.9197 | 388.2891
2022 | 2 | 13 | 22 | 46.4622 | 53.5547 | 364.6995
2022 | 2 | 13 | 23 | 43.2095 | 51.1872 | 336.8811
2022 | 2 | 14 | 0 | 40.7633 | 50.1329 | 308.2885
2022 | 2 | 14 | 1 | 37.7266 | 50.572 | 313.3706
2022 | 2 | 14 | 2 | 36.6037 | 49.5978 | 306.8505
2022 | 2 | 14 | 3 | 36.1265 | 49.3246 | 305.7196
2022 | 2 | 14 | 4 | 35.9641 | 49.5225 | 306.7233
2022 | 2 | 14 | 5 | 36.7776 | 50.0778 | 313.4667
2022 | 2 | 14 | 6 | 38.924 | 52.836 | 331.8376
2022 | 2 | 14 | 7 | 42.6882 | 58.5051 | 365.0684
2022 | 2 | 14 | 8 | 45.9122 | 67.2627 | 393.7927
2022 | 2 | 14 | 9 | 46.6697 | 70.7824 | 388.9343
2022 | 2 | 14 | 10 | 46.6292 | 72.3479 | 370.4944
2022 | 2 | 14 | 11 | 46.7276 | 70.6868 | 353.3521
2022 | 2 | 14 | 12 | 46.8961 | 69.5774 | 321.7242
2022 | 2 | 14 | 13 | 46.8348 | 68.6404 | 310.5848
2022 | 2 | 14 | 14 | 46.2028 | 69.4738 | 303.4806
2022 | 2 | 14 | 15 | 46.059 | 69.8656 | 304.1872
2022 | 2 | 14 | 16 | 47.0611 | 66.8983 | 326.3815
2022 | 2 | 14 | 17 | 49.6255 | 65.1084 | 374.5008
2022 | 2 | 14 | 18 | 52.0967 | 62.486 | 452.2004
2022 | 2 | 14 | 19 | 52.7861 | 63.7547 | 470.5432
2022 | 2 | 14 | 20 | 51.1772 | 60.1017 | 464.1592
2022 | 2 | 14 | 21 | 49.4845 | 59.1847 | 450.4404
2022 | 2 | 14 | 22 | 46.4092 | 57.3482 | 426.4057
2022 | 2 | 14 | 23 | 42.7992 | 54.2586 | 397.7165
2022 | 2 | 15 | 0 | 39.4024 | 52.7175 | 377.6798
2022 | 2 | 15 | 1 | 38.4334 | 50.9959 | 343.3656
2022 | 2 | 15 | 2 | 37.2922 | 49.6912 | 333.5916
2022 | 2 | 15 | 3 | 36.7639 | 49.3287 | 328.6278
2022 | 2 | 15 | 4 | 36.6488 | 49.2512 | 325.9709
2022 | 2 | 15 | 5 | 37.4793 | 49.6747 | 327.8574
2022 | 2 | 15 | 6 | 39.6854 | 52.5609 | 330.1072
2022 | 2 | 15 | 7 | 43.6177 | 57.7512 | 359.3151
2022 | 2 | 15 | 8 | 47.1633 | 65.5313 | 392.4645
2022 | 2 | 15 | 9 | 48.0704 | 68.547 | 399.8237
2022 | 2 | 15 | 10 | 47.8963 | 71.0562 | 395.6672
2022 | 2 | 15 | 11 | 47.8976 | 69.7236 | 388.5842
2022 | 2 | 15 | 12 | 46.5224 | 68.1308 | 384.4519
2022 | 2 | 15 | 13 | 46.2666 | 67.4231 | 381.0762
2022 | 2 | 15 | 14 | 45.8376 | 68.504 | 374.979
2022 | 2 | 15 | 15 | 45.7177 | 69.0947 | 374.1517
2022 | 2 | 15 | 16 | 47.1158 | 66.7246 | 380.5664
2022 | 2 | 15 | 17 | 50.5485 | 64.9608 | 403.108
2022 | 2 | 15 | 18 | 54.545 | 66.1339 | 423.4111
2022 | 2 | 15 | 19 | 56.166 | 66.9844 | 431.239
2022 | 2 | 15 | 20 | 55.2188 | 63.5337 | 419.7504
2022 | 2 | 15 | 21 | 53.9582 | 62.2686 | 404.4662
2022 | 2 | 15 | 22 | 51.0431 | 60.6479 | 381.3733
2022 | 2 | 15 | 23 | 47.3604 | 57.3569 | 352.0493
2022 | 2 | 16 | 0 | 43.7551 | 54.2437 | 320.0787
2022 | 2 | 16 | 1 | 40.4052 | 54.2549 | 318.9394
2022 | 2 | 16 | 2 | 39.1209 | 52.6893 | 312.0494
2022 | 2 | 16 | 3 | 38.4256 | 51.9685 | 310.4351
2022 | 2 | 16 | 4 | 38.1148 | 51.8913 | 311.0862
2022 | 2 | 16 | 5 | 38.7346 | 52.4456 | 317.801
2022 | 2 | 16 | 6 | 40.1031 | 53.7678 | 337.4948
2022 | 2 | 16 | 7 | 43.7274 | 59.0162 | 368.2066
2022 | 2 | 16 | 8 | 46.7709 | 66.3619 | 393.7251
2022 | 2 | 16 | 9 | 47.6741 | 70.5659 | 386.4778
2022 | 2 | 16 | 10 | 47.7076 | 72.1715 | 366.7396
2022 | 2 | 16 | 11 | 47.9009 | 69.9795 | 347.1552
2022 | 2 | 16 | 12 | 48.5544 | 68.8737 | 340.0133
2022 | 2 | 16 | 13 | 48.6301 | 67.8945 | 332.3215
2022 | 2 | 16 | 14 | 48.1444 | 67.3076 | 327.6549
2022 | 2 | 16 | 15 | 48.2562 | 68.4608 | 329.0844
2022 | 2 | 16 | 16 | 49.3026 | 66.2471 | 349.304
2022 | 2 | 16 | 17 | 51.5424 | 64.2933 | 389.0392
2022 | 2 | 16 | 18 | 53.3149 | 64.4621 | 447.8888
2022 | 2 | 16 | 19 | 54.3473 | 65.9781 | 466.4579
2022 | 2 | 16 | 20 | 52.7745 | 62.9036 | 460.9059
2022 | 2 | 16 | 21 | 51.2017 | 62.6714 | 447.8496
2022 | 2 | 16 | 22 | 48.1654 | 60.8764 | 422.9847
2022 | 2 | 16 | 23 | 44.5707 | 57.3674 | 393.4611
2022 | 2 | 17 | 0 | 41.0568 | 55.0137 | 369.0275
2022 | 2 | 17 | 1 | 38.9639 | 55.1934 | 343.695
2022 | 2 | 17 | 2 | 37.7182 | 53.6652 | 334.3123
2022 | 2 | 17 | 3 | 37.0795 | 52.6955 | 330.0557
2022 | 2 | 17 | 4 | 36.8392 | 52.5108 | 328.0524
2022 | 2 | 17 | 5 | 37.5046 | 53.0615 | 330.3753
2022 | 2 | 17 | 6 | 39.3762 | 56.1695 | 339.3165
2022 | 2 | 17 | 7 | 43.2629 | 61.3998 | 367.7603
2022 | 2 | 17 | 8 | 46.6811 | 68.469 | 396.5387
2022 | 2 | 17 | 9 | 47.723 | 71.6696 | 396.2151
2022 | 2 | 17 | 10 | 48.1441 | 73.7246 | 385.4473
2022 | 2 | 17 | 11 | 48.476 | 73.3398 | 375.8071
2022 | 2 | 17 | 12 | 48.4882 | 70.7839 | 334.2685
2022 | 2 | 17 | 13 | 48.4322 | 70.1215 | 326.3638
2022 | 2 | 17 | 14 | 48.1798 | 70.5678 | 319.3949
2022 | 2 | 17 | 15 | 48.0902 | 70.1254 | 317.062
2022 | 2 | 17 | 16 | 48.9459 | 68.3292 | 325.9702
2022 | 2 | 17 | 17 | 51.6029 | 66.3177 | 360.9777
2022 | 2 | 17 | 18 | 53.8552 | 65.2115 | 410.6279
2022 | 2 | 17 | 19 | 55.1197 | 66.8732 | 429.1499
2022 | 2 | 17 | 20 | 53.9869 | 63.0254 | 424.0197
2022 | 2 | 17 | 21 | 52.5638 | 61.7707 | 413.2255
2022 | 2 | 17 | 22 | 49.6531 | 59.9207 | 391.6475
2022 | 2 | 17 | 23 | 45.882 | 56.4363 | 362.8486
2022 | 2 | 18 | 0 | 41.9618 | 54.366 | 329.8007
2022 | 2 | 18 | 1 | 39.7366 | 53.7307 | 303.501
2022 | 2 | 18 | 2 | 38.4824 | 51.9979 | 293.1699
2022 | 2 | 18 | 3 | 37.8853 | 51.1897 | 288.7164
2022 | 2 | 18 | 4 | 37.6105 | 51.2248 | 286.9128
2022 | 2 | 18 | 5 | 38.2975 | 51.3659 | 290.5215
2022 | 2 | 18 | 6 | 40.3949 | 53.5747 | 305.1172
2022 | 2 | 18 | 7 | 44.0986 | 58.4652 | 334.8622
2022 | 2 | 18 | 8 | 47.2902 | 65.2796 | 365.1943
2022 | 2 | 18 | 9 | 47.8702 | 69.0521 | 369.3534
2022 | 2 | 18 | 10 | 47.1726 | 70.74 | 360.0854
2022 | 2 | 18 | 11 | 46.7279 | 69.7299 | 347.002
2022 | 2 | 18 | 12 | 44.7384 | 68.3217 | 352.5366
2022 | 2 | 18 | 13 | 44.2138 | 67.5887 | 349.9176
2022 | 2 | 18 | 14 | 43.2781 | 68.2028 | 346.5493
2022 | 2 | 18 | 15 | 42.8021 | 67.448 | 347.2724
2022 | 2 | 18 | 16 | 43.5885 | 64.7525 | 355.8197
2022 | 2 | 18 | 17 | 46.1535 | 62.2227 | 377.8549
2022 | 2 | 18 | 18 | 51.0625 | 62.4188 | 404.6303
2022 | 2 | 18 | 19 | 52.6057 | 63.7874 | 416.3109
2022 | 2 | 18 | 20 | 51.6613 | 60.8433 | 405.9421
2022 | 2 | 18 | 21 | 50.786 | 59.8786 | 392.3056
2022 | 2 | 18 | 22 | 48.4622 | 58.3171 | 372.538
2022 | 2 | 18 | 23 | 45.1046 | 54.2454 | 347.2712
2022 | 2 | 19 | 0 | 41.2462 | 51.8199 | 318.4674
2022 | 2 | 19 | 1 | 38.1011 | 50.5413 | 298.6361
2022 | 2 | 19 | 2 | 36.4734 | 49.2199 | 287.739
2022 | 2 | 19 | 3 | 35.4913 | 48.699 | 282.1809
2022 | 2 | 19 | 4 | 34.934 | 49.1542 | 279.7551
2022 | 2 | 19 | 5 | 34.7539 | 49.2321 | 280.7957
2022 | 2 | 19 | 6 | 35.36 | 50.7698 | 286.617
2022 | 2 | 19 | 7 | 37.9587 | 52.1476 | 303.3595
2022 | 2 | 19 | 8 | 41.4569 | 55.1489 | 332.2556
2022 | 2 | 19 | 9 | 44.1251 | 57.9599 | 350.3176
2022 | 2 | 19 | 10 | 45.7705 | 59.9077 | 354.8689
2022 | 2 | 19 | 11 | 46.7239 | 59.761 | 349.6164
2022 | 2 | 19 | 12 | 46.3027 | 59.1017 | 355.2829
2022 | 2 | 19 | 13 | 45.9566 | 58.1067 | 352.3957
2022 | 2 | 19 | 14 | 45.0988 | 60.2234 | 346.8501
2022 | 2 | 19 | 15 | 44.4643 | 58.4253 | 345.5442
2022 | 2 | 19 | 16 | 44.7079 | 56.2479 | 354.218
2022 | 2 | 19 | 17 | 46.636 | 55.2817 | 378.753
2022 | 2 | 19 | 18 | 47.9367 | 58.07 | 400.7514
2022 | 2 | 19 | 19 | 48.356 | 59.9188 | 408.697
2022 | 2 | 19 | 20 | 46.6121 | 56.1795 | 391.265
2022 | 2 | 19 | 21 | 44.9619 | 54.9716 | 375.109
2022 | 2 | 19 | 22 | 42.8957 | 53.9967 | 358.4255
2022 | 2 | 19 | 23 | 40.086 | 52.0497 | 338.0468
2022 | 2 | 20 | 0 | 38.0254 | 51.1695 | 317.5602
2022 | 2 | 20 | 1 | 35.5483 | 50.7018 | 313.7115
2022 | 2 | 20 | 2 | 34.1654 | 49.1886 | 304.9436
2022 | 2 | 20 | 3 | 33.2976 | 48.5933 | 301.0642
2022 | 2 | 20 | 4 | 32.788 | 48.8909 | 300.1899
2022 | 2 | 20 | 5 | 32.5156 | 48.3272 | 302.0574
2022 | 2 | 20 | 6 | 33.0746 | 48.7424 | 303.5235
2022 | 2 | 20 | 7 | 35.5214 | 49.8524 | 318.2853
2022 | 2 | 20 | 8 | 39.184 | 52.6359 | 343.712
2022 | 2 | 20 | 9 | 42.3564 | 55.241 | 357.5021
2022 | 2 | 20 | 10 | 44.6966 | 57.5041 | 358.0973
2022 | 2 | 20 | 11 | 46.0973 | 56.8159 | 350.3156
2022 | 2 | 20 | 12 | 46.9582 | 58.09 | 326.0732
2022 | 2 | 20 | 13 | 47.0636 | 57.7526 | 320.1697
2022 | 2 | 20 | 14 | 46.7086 | 61.515 | 314.441
2022 | 2 | 20 | 15 | 46.6606 | 61.7226 | 316.0786
2022 | 2 | 20 | 16 | 47.4567 | 58.0112 | 335.8285
2022 | 2 | 20 | 17 | 49.7713 | 58.6699 | 378.5275
2022 | 2 | 20 | 18 | 51.9623 | 58.7871 | 426.064
2022 | 2 | 20 | 19 | 52.2904 | 59.6085 | 445.9828
2022 | 2 | 20 | 20 | 50.2935 | 56.5219 | 435.0568
2022 | 2 | 20 | 21 | 48.2906 | 55.1092 | 420.0923
2022 | 2 | 20 | 22 | 45.6457 | 54.373 | 399.3922
2022 | 2 | 20 | 23 | 42.4518 | 52.0403 | 374.4765
2022 | 2 | 21 | 0 | 38.8579 | 51.3299 | 347.5722
2022 | 2 | 21 | 1 | 36.9204 | 50.9558 | 336.2279
2022 | 2 | 21 | 2 | 35.7754 | 49.3549 | 327.61
2022 | 2 | 21 | 3 | 35.2393 | 49.1837 | 324.4873
2022 | 2 | 21 | 4 | 35.1328 | 49.6671 | 324.3013
2022 | 2 | 21 | 5 | 35.288 | 49.5139 | 328.3537
2022 | 2 | 21 | 6 | 36.004 | 51.4223 | 333.5624
2022 | 2 | 21 | 7 | 38.0111 | 53.2632 | 346.9636
2022 | 2 | 21 | 8 | 40.7471 | 55.0516 | 359.0984
2022 | 2 | 21 | 9 | 43.367 | 55.934 | 356.4153
2022 | 2 | 21 | 10 | 45.2294 | 57.9537 | 334.4419
2022 | 2 | 21 | 11 | 46.1068 | 57.4414 | 319.5605
2022 | 2 | 21 | 12 | 45.3166 | 56.0732 | 307.7126
2022 | 2 | 21 | 13 | 45.0174 | 56.2864 | 305.2473
2022 | 2 | 21 | 14 | 44.2923 | 58.5404 | 299.9812
2022 | 2 | 21 | 15 | 44.0955 | 57.346 | 299.0901
2022 | 2 | 21 | 16 | 45.1163 | 55.0736 | 311.4582
2022 | 2 | 21 | 17 | 48.1331 | 55.7081 | 356.7877
2022 | 2 | 21 | 18 | 51.2474 | 57.7417 | 405.5287
2022 | 2 | 21 | 19 | 52.2033 | 59.6407 | 422.1136
2022 | 2 | 21 | 20 | 51.0462 | 57.4944 | 413.7713
2022 | 2 | 21 | 21 | 49.3501 | 56.7659 | 398.6092
2022 | 2 | 21 | 22 | 46.7233 | 56.1305 | 375.785
2022 | 2 | 21 | 23 | 43.2474 | 53.6172 | 348.1961
2022 | 2 | 22 | 0 | 41.3058 | 53.4668 | 322.7766
2022 | 2 | 22 | 1 | 41.1694 | 54.1806 | 316.029
2022 | 2 | 22 | 2 | 40.2355 | 52.8207 | 307.1351
2022 | 2 | 22 | 3 | 39.8699 | 52.007 | 303.4247
2022 | 2 | 22 | 4 | 39.8542 | 51.8701 | 302.1197
2022 | 2 | 22 | 5 | 40.7198 | 52.2937 | 306.0218
2022 | 2 | 22 | 6 | 42.563 | 53.744 | 319.4778
2022 | 2 | 22 | 7 | 46.3049 | 59.1358 | 348.5469
2022 | 2 | 22 | 8 | 49.4125 | 66.0133 | 375.6427
2022 | 2 | 22 | 9 | 49.7253 | 69.9569 | 373.7404
2022 | 2 | 22 | 10 | 48.9687 | 71.5572 | 360.2887
2022 | 2 | 22 | 11 | 48.5437 | 70.8044 | 346.3723
2022 | 2 | 22 | 12 | 48.6304 | 69.968 | 352.2577
2022 | 2 | 22 | 13 | 48.3755 | 69.3443 | 346.9693
2022 | 2 | 22 | 14 | 47.9933 | 68.9932 | 341.858
2022 | 2 | 22 | 15 | 47.982 | 69.8481 | 342.5185
2022 | 2 | 22 | 16 | 49.3308 | 68.2199 | 354.0676
2022 | 2 | 22 | 17 | 52.4183 | 66.0378 | 378.9019
2022 | 2 | 22 | 18 | 54.2232 | 64.5143 | 403.1769
2022 | 2 | 22 | 19 | 56.1893 | 65.4481 | 412.7927
2022 | 2 | 22 | 20 | 55.4336 | 62.8081 | 403.3743
2022 | 2 | 22 | 21 | 54.1419 | 61.7896 | 386.6361
2022 | 2 | 22 | 22 | 51.2123 | 60.0697 | 361.933
2022 | 2 | 22 | 23 | 47.6009 | 57.4372 | 332.761
2022 | 2 | 23 | 0 | 44.1683 | 55.6149 | 310.315
2022 | 2 | 23 | 1 | 42.944 | 55.7977 | 288.0709
2022 | 2 | 23 | 2 | 41.9304 | 54.1457 | 278.6681
2022 | 2 | 23 | 3 | 41.5103 | 53.1758 | 273.9304
2022 | 2 | 23 | 4 | 41.3896 | 53.033 | 272.2024
2022 | 2 | 23 | 5 | 42.2277 | 53.5293 | 275.5302
2022 | 2 | 23 | 6 | 44.1168 | 55.6997 | 287.3203
2022 | 2 | 23 | 7 | 47.6507 | 61.3082 | 316.7596
2022 | 2 | 23 | 8 | 50.3087 | 67.9503 | 348.0169
2022 | 2 | 23 | 9 | 50.1633 | 72.1165 | 354.2414
2022 | 2 | 23 | 10 | 48.9564 | 73.5218 | 348.7719
2022 | 2 | 23 | 11 | 48.2419 | 72.9344 | 340.3708
2022 | 2 | 23 | 12 | 48.0238 | 72.4337 | 338.766
2022 | 2 | 23 | 13 | 47.5554 | 71.7313 | 335.8196
2022 | 2 | 23 | 14 | 46.9162 | 72.3259 | 332.1332
2022 | 2 | 23 | 15 | 46.6429 | 73.4306 | 331.9615
2022 | 2 | 23 | 16 | 47.8314 | 70.4607 | 341.6769
2022 | 2 | 23 | 17 | 50.8522 | 68.3501 | 365.7583
2022 | 2 | 23 | 18 | 54.9725 | 65.6544 | 384.606
2022 | 2 | 23 | 19 | 56.5177 | 66.0124 | 394.8872
2022 | 2 | 23 | 20 | 55.5784 | 63.3392 | 387.2967
2022 | 2 | 23 | 21 | 54.1247 | 62.1483 | 372.1218
2022 | 2 | 23 | 22 | 51.0431 | 60.238 | 347.222
2022 | 2 | 23 | 23 | 47.2397 | 57.681 | 317.9245
2022 | 2 | 24 | 0 | 44.4605 | 56.3707 | 294.4943
2022 | 2 | 24 | 1 | 42.0169 | 55.82 | 274.9868
2022 | 2 | 24 | 2 | 40.9315 | 54.7821 | 266.0989
2022 | 2 | 24 | 3 | 40.5202 | 54.4238 | 262.337
2022 | 2 | 24 | 4 | 40.4403 | 54.2404 | 261.3489
2022 | 2 | 24 | 5 | 41.3241 | 55.0729 | 265.489
2022 | 2 | 24 | 6 | 43.5469 | 58.3368 | 279.34
2022 | 2 | 24 | 7 | 47.0522 | 62.9302 | 310.4969
2022 | 2 | 24 | 8 | 50.0671 | 69.7912 | 341.539
2022 | 2 | 24 | 9 | 50.5262 | 73.3039 | 346.0228
2022 | 2 | 24 | 10 | 49.8133 | 76.2751 | 338.4856
2022 | 2 | 24 | 11 | 49.3717 | 74.3695 | 329.958
2022 | 2 | 24 | 12 | 47.2101 | 72.928 | 330.5262
2022 | 2 | 24 | 13 | 46.7198 | 72.1518 | 327.092
2022 | 2 | 24 | 14 | 46.04 | 71.2022 | 324.0269
2022 | 2 | 24 | 15 | 45.8863 | 72.7064 | 325.9447
2022 | 2 | 24 | 16 | 46.9519 | 71.4616 | 336.9423
2022 | 2 | 24 | 17 | 49.7702 | 70.0707 | 363.0231
2022 | 2 | 24 | 18 | 53.6328 | 71.3963 | 389.8881
2022 | 2 | 24 | 19 | 55.1895 | 72.3609 | 401.5645
2022 | 2 | 24 | 20 | 54.1779 | 70.1139 | 395.7738
2022 | 2 | 24 | 21 | 52.8436 | 67.9471 | 381.712
2022 | 2 | 24 | 22 | 49.89 | 66.3286 | 357.9963
2022 | 2 | 24 | 23 | 46.2767 | 64.1119 | 328.814
2022 | 2 | 25 | 0 | 43.2026 | 60.7394 | 307.1944
2022 | 2 | 25 | 1 | 40.9499 | 57.7889 | 293.571
2022 | 2 | 25 | 2 | 39.7036 | 55.9166 | 285.4319
2022 | 2 | 25 | 3 | 39.1714 | 54.5458 | 282.4751
2022 | 2 | 25 | 4 | 38.9878 | 54.3456 | 282.1071
2022 | 2 | 25 | 5 | 39.7965 | 54.6723 | 286.6749
2022 | 2 | 25 | 6 | 41.2853 | 55.5703 | 305.3759
2022 | 2 | 25 | 7 | 44.8497 | 60.3922 | 336.813
2022 | 2 | 25 | 8 | 48.3133 | 65.7311 | 365.997
2022 | 2 | 25 | 9 | 49.4252 | 70.4826 | 367.6617
2022 | 2 | 25 | 10 | 49.456 | 69.5799 | 357.3661
2022 | 2 | 25 | 11 | 49.47 | 69.8356 | 343.5317
2022 | 2 | 25 | 12 | 49.8379 | 71.1673 | 289.8268
2022 | 2 | 25 | 13 | 49.6688 | 70.1292 | 279.9708
2022 | 2 | 25 | 14 | 49.1608 | 66.9973 | 273.7556
2022 | 2 | 25 | 15 | 48.9213 | 66.1632 | 273.2815
2022 | 2 | 25 | 16 | 49.5185 | 65.7222 | 289.2375
2022 | 2 | 25 | 17 | 51.5244 | 63.6302 | 330.2219
2022 | 2 | 25 | 18 | 53.5063 | 60.3078 | 390.5449
2022 | 2 | 25 | 19 | 54.4225 | 61.1072 | 415.7806
2022 | 2 | 25 | 20 | 52.8236 | 59.3029 | 415.2428
2022 | 2 | 25 | 21 | 51.5953 | 57.7625 | 406.2616
2022 | 2 | 25 | 22 | 49.1474 | 55.3649 | 388.6524
2022 | 2 | 25 | 23 | 45.8552 | 53.0183 | 364.8638
2022 | 2 | 26 | 0 | 41.3547 | 50.2013 | 341.698
2022 | 2 | 26 | 1 | 39.0832 | 49.325 | 324.6079
2022 | 2 | 26 | 2 | 37.5565 | 47.8011 | 315.3454
2022 | 2 | 26 | 3 | 36.6999 | 47.4141 | 311.3719
2022 | 2 | 26 | 4 | 36.5011 | 48.8316 | 310.3173
2022 | 2 | 26 | 5 | 36.6809 | 48.5642 | 311.6145
2022 | 2 | 26 | 6 | 37.7992 | 51.2942 | 320.3055
2022 | 2 | 26 | 7 | 40.1139 | 51.7255 | 335.3131
2022 | 2 | 26 | 8 | 43.2315 | 56.0933 | 351.3468
2022 | 2 | 26 | 9 | 46.1083 | 58.8462 | 347.0067
2022 | 2 | 26 | 10 | 48.212 | 60.3922 | 332.9401
2022 | 2 | 26 | 11 | 49.5178 | 62.0297 | 317.8825
2022 | 2 | 26 | 12 | 49.8056 | 60.8671 | 296.9711
2022 | 2 | 26 | 13 | 49.4371 | 59.219 | 282.0499
2022 | 2 | 26 | 14 | 48.7669 | 59.6981 | 271.4945
2022 | 2 | 26 | 15 | 48.3755 | 59.0193 | 272.6314
2022 | 2 | 26 | 16 | 48.7004 | 57.5434 | 292.3465
2022 | 2 | 26 | 17 | 50.5355 | 56.4169 | 336.4113
2022 | 2 | 26 | 18 | 51.6966 | 59.5082 | 395.4891
2022 | 2 | 26 | 19 | 51.6584 | 60.427 | 412.4559
2022 | 2 | 26 | 20 | 49.4784 | 58.0518 | 402.8888
2022 | 2 | 26 | 21 | 47.5344 | 55.9762 | 387.9013
2022 | 2 | 26 | 22 | 45.4284 | 53.3714 | 370.7241
2022 | 2 | 26 | 23 | 42.6185 | 53.2861 | 349.9436
2022 | 2 | 27 | 0 | 40.5464 | 53.7756 | 330.682
2022 | 2 | 27 | 1 | 38.8974 | 55.7734 | 301.8418
2022 | 2 | 27 | 2 | 37.6575 | 54.1926 | 290.6596
2022 | 2 | 27 | 3 | 36.9998 | 53.235 | 284.3971
2022 | 2 | 27 | 4 | 36.8448 | 53.3352 | 280.7618
2022 | 2 | 27 | 5 | 36.9769 | 53.4248 | 278.7976
2022 | 2 | 27 | 6 | 37.8902 | 53.0603 | 281.765
2022 | 2 | 27 | 7 | 39.8979 | 54.8558 | 292.135
2022 | 2 | 27 | 8 | 42.9149 | 53.7373 | 314.3236
2022 | 2 | 27 | 9 | 45.715 | 54.7466 | 329.6648
2022 | 2 | 27 | 10 | 47.9307 | 55.9224 | 332.9159
2022 | 2 | 27 | 11 | 49.3117 | 57.5374 | 328.5261
2022 | 2 | 27 | 12 | 50.0645 | 55.9632 | 286.3184
2022 | 2 | 27 | 13 | 50.0327 | 56.0442 | 277.5769
2022 | 2 | 27 | 14 | 49.7501 | 54.9456 | 269.864
2022 | 2 | 27 | 15 | 49.752 | 55.0415 | 270.5508
2022 | 2 | 27 | 16 | 50.4558 | 55.703 | 286.248
2022 | 2 | 27 | 17 | 52.9898 | 56.028 | 326.1802
2022 | 2 | 27 | 18 | 54.891 | 60.8293 | 379.3638
2022 | 2 | 27 | 19 | 55.2056 | 62.0264 | 388.8905
2022 | 2 | 27 | 20 | 53.2448 | 60.692 | 377.4243
2022 | 2 | 27 | 21 | 50.994 | 58.5235 | 358.7035
2022 | 2 | 27 | 22 | 48.204 | 58.9576 | 335.2174
2022 | 2 | 27 | 23 | 44.9015 | 55.5384 | 308.1494
2022 | 2 | 28 | 0 | 42.0365 | 55.6598 | 288.8044
2022 | 2 | 28 | 1 | 40.7644 | 53.4464 | 267.1442
2022 | 2 | 28 | 2 | 40.0225 | 52.5599 | 258.5323
2022 | 2 | 28 | 3 | 39.9244 | 52.2744 | 254.3731
2022 | 2 | 28 | 4 | 40.1057 | 52.313 | 253.2419
2022 | 2 | 28 | 5 | 41.2332 | 53.0725 | 257.5805
2022 | 2 | 28 | 6 | 43.7442 | 56.3784 | 273.1246
2022 | 2 | 28 | 7 | 47.3746 | 61.3312 | 302.3044
2022 | 2 | 28 | 8 | 50.5089 | 68.4571 | 324.611
2022 | 2 | 28 | 9 | 50.8647 | 71.349 | 318.598
2022 | 2 | 28 | 10 | 49.9419 | 71.8493 | 305.5843
2022 | 2 | 28 | 11 | 49.3756 | 71.911 | 295.3508
2022 | 2 | 28 | 12 | 47.2073 | 69.4849 | 289.9019
2022 | 2 | 28 | 13 | 46.6682 | 68.2964 | 285.5269
2022 | 2 | 28 | 14 | 46.0421 | 65.73 | 280.663
2022 | 2 | 28 | 15 | 45.9558 | 67.4777 | 279.5614
2022 | 2 | 28 | 16 | 47.4592 | 66.7522 | 290.3563
2022 | 2 | 28 | 17 | 50.7178 | 65.4405 | 322.8256
2022 | 2 | 28 | 18 | 53.9149 | 65.6396 | 359.4533
2022 | 2 | 28 | 19 | 55.7318 | 66.6924 | 374.554
2022 | 2 | 28 | 20 | 54.9888 | 64.848 | 370.3371
2022 | 2 | 28 | 21 | 53.6451 | 63.6207 | 355.0959
2022 | 2 | 28 | 22 | 50.6337 | 61.8027 | 331.2575
2022 | 2 | 28 | 23 | 46.9991 | 58.5536 | 303.4797
2022 | 3 | 1 | 0 | 44.1427 | 56.2244 | 278.1775
2022 | 3 | 1 | 1 | 42.4062 | 53.4711 | 259.534
2022 | 3 | 1 | 2 | 41.4131 | 52.4104 | 251.3687
2022 | 3 | 1 | 3 | 41.0068 | 51.6884 | 248.4381
2022 | 3 | 1 | 4 | 40.9366 | 50.8262 | 248.3457
2022 | 3 | 1 | 5 | 41.7812 | 51.2825 | 253.1933
2022 | 3 | 1 | 6 | 43.9703 | 52.9876 | 265.4325
2022 | 3 | 1 | 7 | 47.5814 | 57.4561 | 297.8007
2022 | 3 | 1 | 8 | 50.2606 | 63.8738 | 328.9699
2022 | 3 | 1 | 9 | 50.0394 | 66.8657 | 332.3839
2022 | 3 | 1 | 10 | 48.7271 | 67.7089 | 320.7083
2022 | 3 | 1 | 11 | 47.9941 | 68.0205 | 306.5018
2022 | 3 | 1 | 12 | 46.1913 | 67.9942 | 308.3749
2022 | 3 | 1 | 13 | 45.7745 | 67.2045 | 309.2116
2022 | 3 | 1 | 14 | 45.044 | 67.2854 | 306.9642
2022 | 3 | 1 | 15 | 44.6361 | 66.498 | 313.2913
2022 | 3 | 1 | 16 | 45.8375 | 66.1497 | 326.4604
2022 | 3 | 1 | 17 | 49.0144 | 63.569 | 354.6109
2022 | 3 | 1 | 18 | 52.585 | 63.2413 | 380.8986
2022 | 3 | 1 | 19 | 54.7699 | 65.1866 | 393.0743
2022 | 3 | 1 | 20 | 54.7227 | 62.0494 | 387.3769
2022 | 3 | 1 | 21 | 53.7238 | 61.3495 | 373.4453
2022 | 3 | 1 | 22 | 50.7568 | 59.5209 | 350.509
2022 | 3 | 1 | 23 | 47.1465 | 55.9668 | 323.1939
2022 | 3 | 2 | 0 | 43.5649 | 53.2374 | 294.9348
2022 | 3 | 2 | 1 | 42.3206 | 53.5052 | 288.0909
2022 | 3 | 2 | 2 | 41.229 | 51.9463 | 281.6053
2022 | 3 | 2 | 3 | 40.7652 | 51.1661 | 279.7506
2022 | 3 | 2 | 4 | 40.5771 | 50.8089 | 280.8151
2022 | 3 | 2 | 5 | 41.406 | 51.1339 | 286.7404
2022 | 3 | 2 | 6 | 43.0763 | 52.0521 | 300.6599
2022 | 3 | 2 | 7 | 46.588 | 57.1744 | 332.1348
2022 | 3 | 2 | 8 | 49.0351 | 64.6125 | 358.8489
2022 | 3 | 2 | 9 | 48.7189 | 69.0252 | 356.0682
2022 | 3 | 2 | 10 | 47.5118 | 70.5224 | 339.2619
2022 | 3 | 2 | 11 | 46.9201 | 69.1735 | 320.8828
2022 | 3 | 2 | 12 | 45.6282 | 70.7226 | 330.8097
2022 | 3 | 2 | 13 | 45.2318 | 70.1705 | 330.4641
2022 | 3 | 2 | 14 | 44.5145 | 71.9508 | 327.8448
2022 | 3 | 2 | 15 | 44.0842 | 71.4937 | 333.7278
2022 | 3 | 2 | 16 | 45.2346 | 69.1106 | 348.1299
2022 | 3 | 2 | 17 | 48.3751 | 66.0815 | 379.2948
2022 | 3 | 2 | 18 | 51.8104 | 64.5144 | 410.0494
2022 | 3 | 2 | 19 | 54.3954 | 65.7262 | 427.0785
2022 | 3 | 2 | 20 | 54.7373 | 62.6233 | 424.2595
2022 | 3 | 2 | 21 | 54.019 | 62.0732 | 412.0667
2022 | 3 | 2 | 22 | 51.0764 | 60.2808 | 388.98
2022 | 3 | 2 | 23 | 47.4315 | 56.614 | 361.0593
2022 | 3 | 3 | 0 | 43.568 | 54.268 | 329.8314
2022 | 3 | 3 | 1 | 41.9822 | 53.3422 | 317.2621
2022 | 3 | 3 | 2 | 40.8462 | 51.8708 | 310.154
2022 | 3 | 3 | 3 | 40.3994 | 51.0476 | 308.2962
2022 | 3 | 3 | 4 | 40.1568 | 50.5846 | 309.1711
2022 | 3 | 3 | 5 | 40.8941 | 51.0614 | 314.9006
2022 | 3 | 3 | 6 | 42.615 | 53.2669 | 326.4857
2022 | 3 | 3 | 7 | 46.0883 | 58.249 | 355.5351
2022 | 3 | 3 | 8 | 48.6438 | 65.4461 | 373.0187
2022 | 3 | 3 | 9 | 48.5159 | 69.6662 | 356.5165
2022 | 3 | 3 | 10 | 47.3172 | 71.4646 | 329.2523
2022 | 3 | 3 | 11 | 46.7095 | 70.3964 | 306.911
2022 | 3 | 3 | 12 | 45.6472 | 71.4255 | 333.2627
2022 | 3 | 3 | 13 | 45.2766 | 70.9 | 332.589
2022 | 3 | 3 | 14 | 44.552 | 71.747 | 329.4487
2022 | 3 | 3 | 15 | 44.245 | 70.5101 | 334.6407
2022 | 3 | 3 | 16 | 45.1838 | 69.3531 | 346.6153
2022 | 3 | 3 | 17 | 48.0374 | 66.3332 | 376.0973
2022 | 3 | 3 | 18 | 51.3312 | 62.9846 | 402.8447
2022 | 3 | 3 | 19 | 53.6126 | 64.6272 | 422.8783
2022 | 3 | 3 | 20 | 53.664 | 61.1543 | 421.5185
2022 | 3 | 3 | 21 | 52.9023 | 60.656 | 409.8085
2022 | 3 | 3 | 22 | 50.071 | 58.9408 | 387.8408
2022 | 3 | 3 | 23 | 46.5409 | 54.8543 | 360.4552
2022 | 3 | 4 | 0 | 43.085 | 52.1459 | 325.3944
2022 | 3 | 4 | 1 | 41.3419 | 53.0742 | 315.0463
2022 | 3 | 4 | 2 | 40.1836 | 51.1793 | 306.303
2022 | 3 | 4 | 3 | 39.7023 | 50.6786 | 303.1606
2022 | 3 | 4 | 4 | 39.4675 | 50.7343 | 302.8465
2022 | 3 | 4 | 5 | 40.2073 | 50.8271 | 307.3675
2022 | 3 | 4 | 6 | 42.2234 | 54.2025 | 315.0133
2022 | 3 | 4 | 7 | 45.7421 | 59.391 | 345.0916
2022 | 3 | 4 | 8 | 48.4493 | 66.3804 | 372.0174
2022 | 3 | 4 | 9 | 48.3627 | 70.9166 | 372.0582
2022 | 3 | 4 | 10 | 46.9966 | 73.4235 | 358.677
2022 | 3 | 4 | 11 | 46.2075 | 72.2989 | 341.6093
2022 | 3 | 4 | 12 | 44.9224 | 71.8029 | 325.1727
2022 | 3 | 4 | 13 | 44.4136 | 71.1773 | 325.1877
2022 | 3 | 4 | 14 | 43.498 | 73.5079 | 321.8552
2022 | 3 | 4 | 15 | 42.8802 | 71.8866 | 324.9838
2022 | 3 | 4 | 16 | 43.6258 | 68.7045 | 333.7767
2022 | 3 | 4 | 17 | 46.2094 | 65.9165 | 360.9569
2022 | 3 | 4 | 18 | 50.4679 | 62.5017 | 372.918
2022 | 3 | 4 | 19 | 52.3148 | 63.6425 | 397.847
2022 | 3 | 4 | 20 | 52.226 | 61.0015 | 398.7102
2022 | 3 | 4 | 21 | 51.6067 | 60.5575 | 388.8869
2022 | 3 | 4 | 22 | 49.2592 | 59.1633 | 370.8081
2022 | 3 | 4 | 23 | 45.9209 | 53.8204 | 347.6811
2022 | 3 | 5 | 0 | 41.9251 | 51.2419 | 322.5923
2022 | 3 | 5 | 1 | 38.7949 | 50.8132 | 297.1055
2022 | 3 | 5 | 2 | 37.1226 | 49.3506 | 286.0329
2022 | 3 | 5 | 3 | 36.0943 | 48.6578 | 280.4224
2022 | 3 | 5 | 4 | 35.6024 | 48.3673 | 278.1888
2022 | 3 | 5 | 5 | 35.4492 | 48.0818 | 278.7079
2022 | 3 | 5 | 6 | 35.9403 | 48.2093 | 277.5653
2022 | 3 | 5 | 7 | 38.1904 | 50.0764 | 292.3582
2022 | 3 | 5 | 8 | 41.0985 | 53.7172 | 314.2825
2022 | 3 | 5 | 9 | 43.4266 | 58.9682 | 327.8116
2022 | 3 | 5 | 10 | 45.2124 | 61.8697 | 329.1811
2022 | 3 | 5 | 11 | 46.3816 | 60.9526 | 322.2698
2022 | 3 | 5 | 12 | 46.1355 | 58.3066 | 307.4772
2022 | 3 | 5 | 13 | 45.8309 | 57.5124 | 306.5481
2022 | 3 | 5 | 14 | 44.8897 | 60.2218 | 300.8618
2022 | 3 | 5 | 15 | 44.0014 | 58.9081 | 302.5862
2022 | 3 | 5 | 16 | 43.8803 | 56.1394 | 311.1181
2022 | 3 | 5 | 17 | 45.637 | 55.7791 | 340.0987
2022 | 3 | 5 | 18 | 46.9923 | 55.3551 | 376.9226
2022 | 3 | 5 | 19 | 47.4494 | 57.1246 | 382.0578
2022 | 3 | 5 | 20 | 46.4713 | 53.8515 | 368.5205
2022 | 3 | 5 | 21 | 45.0853 | 55.089 | 351.1573
2022 | 3 | 5 | 22 | 43.0882 | 53.7802 | 333.6353
2022 | 3 | 5 | 23 | 40.2111 | 50.9389 | 313.4361
2022 | 3 | 6 | 0 | 37.563 | 49.3254 | 290.8028
2022 | 3 | 6 | 1 | 35.3716 | 48.6335 | 279.1411
2022 | 3 | 6 | 2 | 33.9556 | 47.2762 | 269.3287
2022 | 3 | 6 | 3 | 33.0662 | 47.0103 | 264.2261
2022 | 3 | 6 | 4 | 32.5196 | 47.6395 | 262.7534
2022 | 3 | 6 | 5 | 32.2018 | 47.1313 | 263.7218
2022 | 3 | 6 | 6 | 33.0114 | 47.2907 | 260.7317
2022 | 3 | 6 | 7 | 35.0518 | 47.6869 | 274.913
2022 | 3 | 6 | 8 | 37.7802 | 51.3102 | 301.0419
2022 | 3 | 6 | 9 | 39.9434 | 56.0832 | 321.7121
2022 | 3 | 6 | 10 | 41.3526 | 58.8237 | 327.1776
2022 | 3 | 6 | 11 | 42.345 | 58.2283 | 322.1639
2022 | 3 | 6 | 12 | 41.5589 | 58.0887 | 326.6497
2022 | 3 | 6 | 13 | 41.4088 | 57.8163 | 333.3122
2022 | 3 | 6 | 14 | 40.6989 | 63.0883 | 331.3792
2022 | 3 | 6 | 15 | 40.3133 | 63.2242 | 334.8042
2022 | 3 | 6 | 16 | 41.1138 | 58.6846 | 344.6783
2022 | 3 | 6 | 17 | 43.8468 | 58.9756 | 372.7859
2022 | 3 | 6 | 18 | 45.9539 | 56.909 | 391.2861
2022 | 3 | 6 | 19 | 47.3906 | 57.8322 | 402.9621
2022 | 3 | 6 | 20 | 47.2811 | 55.5668 | 393.7451
2022 | 3 | 6 | 21 | 46.0219 | 55.8783 | 377.5308
2022 | 3 | 6 | 22 | 43.5546 | 54.0678 | 356.767
2022 | 3 | 6 | 23 | 40.505 | 52.1019 | 332.3608
2022 | 3 | 7 | 0 | 37.6834 | 51.6192 | 300.1998
2022 | 3 | 7 | 1 | 36.127 | 52.4601 | 300.107
2022 | 3 | 7 | 2 | 35.0721 | 51.5972 | 295.4281
2022 | 3 | 7 | 3 | 34.6843 | 52.2918 | 295.6706
2022 | 3 | 7 | 4 | 34.5248 | 53.1063 | 298.5129
2022 | 3 | 7 | 5 | 35.3464 | 53.8488 | 306.2753
2022 | 3 | 7 | 6 | 37.1382 | 56.5487 | 320.1266
2022 | 3 | 7 | 7 | 40.9165 | 62.0716 | 352.3266
2022 | 3 | 7 | 8 | 43.8282 | 71.5793 | 373.7089
2022 | 3 | 7 | 9 | 44.2023 | 76.8714 | 361.0868
2022 | 3 | 7 | 10 | 43.8863 | 80.7999 | 337.0651
2022 | 3 | 7 | 11 | 43.971 | 76.4097 | 316.1141
2022 | 3 | 7 | 12 | 43.7527 | 76.8269 | 335.226
2022 | 3 | 7 | 13 | 43.7376 | 76.0697 | 332.9589
2022 | 3 | 7 | 14 | 43.1178 | 78.0483 | 328.5102
2022 | 3 | 7 | 15 | 42.8593 | 78.4547 | 332.6823
2022 | 3 | 7 | 16 | 43.7872 | 75.0754 | 346.9905
2022 | 3 | 7 | 17 | 46.4801 | 73.8193 | 382.1706
2022 | 3 | 7 | 18 | 48.2422 | 71.1977 | 409.0236
2022 | 3 | 7 | 19 | 49.7481 | 71.8507 | 433.5502
2022 | 3 | 7 | 20 | 49.5015 | 69.7844 | 435.8314
2022 | 3 | 7 | 21 | 48.3255 | 67.4429 | 424.1764
2022 | 3 | 7 | 22 | 45.3958 | 65.7135 | 401.5702
2022 | 3 | 7 | 23 | 41.8828 | 63.5479 | 374.7464
2022 | 3 | 8 | 0 | 38.6559 | 60.595 | 345.7348
2022 | 3 | 8 | 1 | 36.5284 | 57.4541 | 332.7576
2022 | 3 | 8 | 2 | 35.2442 | 56.1228 | 325.7736
2022 | 3 | 8 | 3 | 34.5746 | 55.8333 | 323.5298
2022 | 3 | 8 | 4 | 34.3197 | 55.803 | 323.8873
2022 | 3 | 8 | 5 | 34.9649 | 56.56 | 328.6622
2022 | 3 | 8 | 6 | 36.1492 | 59.1749 | 341.1388
2022 | 3 | 8 | 7 | 39.9166 | 64.0641 | 370.4153
2022 | 3 | 8 | 8 | 42.9601 | 70.6328 | 390.9586
2022 | 3 | 8 | 9 | 43.6616 | 75.3838 | 380.2396
2022 | 3 | 8 | 10 | 44.0593 | 77.1806 | 359.4706
2022 | 3 | 8 | 11 | 44.67 | 76.1696 | 339.8758
2022 | 3 | 8 | 12 | 44.7329 | 76.7788 | 336.9374
2022 | 3 | 8 | 13 | 44.9431 | 75.987 | 334.4307
2022 | 3 | 8 | 14 | 44.6694 | 75.3542 | 328.9985
2022 | 3 | 8 | 15 | 44.5446 | 74.8131 | 331.7006
2022 | 3 | 8 | 16 | 45.4394 | 73.8749 | 343.23
2022 | 3 | 8 | 17 | 48.1344 | 72.9864 | 374.1218
2022 | 3 | 8 | 18 | 50.7774 | 69.1385 | 411.181
2022 | 3 | 8 | 19 | 51.6932 | 70.1138 | 424.7938
2022 | 3 | 8 | 20 | 50.8955 | 68.6172 | 422.5226
2022 | 3 | 8 | 21 | 49.3716 | 66.1773 | 407.4569
2022 | 3 | 8 | 22 | 46.4089 | 63.7349 | 383.6492
2022 | 3 | 8 | 23 | 42.8571 | 62.1122 | 355.3779
2022 | 3 | 9 | 0 | 39.0263 | 58.0377 | 332.066
2022 | 3 | 9 | 1 | 36.6365 | 59.302 | 313.7756
2022 | 3 | 9 | 2 | 35.3332 | 57.8379 | 305.2888
2022 | 3 | 9 | 3 | 34.6334 | 57.096 | 301.4776
2022 | 3 | 9 | 4 | 34.3686 | 56.7971 | 301.0133
2022 | 3 | 9 | 5 | 35.0494 | 57.4247 | 305.233
2022 | 3 | 9 | 6 | 36.5246 | 60.722 | 322.9755
2022 | 3 | 9 | 7 | 40.2348 | 64.971 | 350.6014
2022 | 3 | 9 | 8 | 43.1332 | 70.6314 | 370.8583
2022 | 3 | 9 | 9 | 43.9321 | 73.945 | 364.2538
2022 | 3 | 9 | 10 | 44.2864 | 74.9084 | 348.6758
2022 | 3 | 9 | 11 | 44.8958 | 76.1293 | 332.1437
2022 | 3 | 9 | 12 | 45.0343 | 74.3298 | 329.4079
2022 | 3 | 9 | 13 | 45.2597 | 73.5997 | 329.2629
2022 | 3 | 9 | 14 | 44.9959 | 72.563 | 325.4978
2022 | 3 | 9 | 15 | 44.9849 | 73.035 | 327.5195
2022 | 3 | 9 | 16 | 45.974 | 71.9877 | 337.8608
2022 | 3 | 9 | 17 | 48.4263 | 70.6189 | 364.5971
2022 | 3 | 9 | 18 | 49.6445 | 69.9097 | 393.7679
2022 | 3 | 9 | 19 | 50.627 | 71.1514 | 404.6547
2022 | 3 | 9 | 20 | 50.0284 | 70.2014 | 402.2781
2022 | 3 | 9 | 21 | 48.4306 | 68.3515 | 386.1058
2022 | 3 | 9 | 22 | 45.3614 | 66.14 | 360.3314
2022 | 3 | 9 | 23 | 41.7581 | 63.4271 | 331.2716
2022 | 3 | 10 | 0 | 39.2144 | 60.6149 | 313.0917
2022 | 3 | 10 | 1 | 36.3417 | 59.2192 | 301.2861
2022 | 3 | 10 | 2 | 35.1236 | 58.2915 | 292.9674
2022 | 3 | 10 | 3 | 34.5411 | 57.2252 | 289.8567
2022 | 3 | 10 | 4 | 34.3629 | 56.3357 | 289.7366
2022 | 3 | 10 | 5 | 35.1013 | 57.1309 | 294.1504
2022 | 3 | 10 | 6 | 37.3778 | 58.9625 | 312.739
2022 | 3 | 10 | 7 | 41.0494 | 63.0397 | 341.7531
2022 | 3 | 10 | 8 | 43.886 | 68.7159 | 362.6492
2022 | 3 | 10 | 9 | 44.4149 | 73.1168 | 355.6661
2022 | 3 | 10 | 10 | 44.2602 | 73.9494 | 341.2679
2022 | 3 | 10 | 11 | 44.463 | 74.9339 | 327.4751
2022 | 3 | 10 | 12 | 44.4455 | 72.884 | 316.7444
2022 | 3 | 10 | 13 | 44.543 | 72.2181 | 315.8263
2022 | 3 | 10 | 14 | 44.1944 | 68.7115 | 312.3131
2022 | 3 | 10 | 15 | 44.1787 | 69.1619 | 315.2632
2022 | 3 | 10 | 16 | 44.9946 | 70.5251 | 325.1732
2022 | 3 | 10 | 17 | 47.3759 | 68.3957 | 354.5972
2022 | 3 | 10 | 18 | 48.1622 | 67.3791 | 393.0566
2022 | 3 | 10 | 19 | 49.7941 | 68.4808 | 407.6614
2022 | 3 | 10 | 20 | 49.7358 | 67.5756 | 408.915
2022 | 3 | 10 | 21 | 48.572 | 65.1842 | 395.5358
2022 | 3 | 10 | 22 | 45.7423 | 62.8336 | 371.588
2022 | 3 | 10 | 23 | 42.2724 | 61.8596 | 342.8213
2022 | 3 | 11 | 0 | 38.6441 | 59.2303 | 324.1207
2022 | 3 | 11 | 1 | 36.8785 | 59.6741 | 290.8684
2022 | 3 | 11 | 2 | 35.6379 | 58.3268 | 281.0708
2022 | 3 | 11 | 3 | 35.0627 | 57.5144 | 276.1549
2022 | 3 | 11 | 4 | 34.802 | 57.1947 | 274.7003
2022 | 3 | 11 | 5 | 35.5023 | 57.612 | 277.3344
2022 | 3 | 11 | 6 | 37.7265 | 59.4017 | 288.6825
2022 | 3 | 11 | 7 | 41.2326 | 63.2382 | 317.4233
2022 | 3 | 11 | 8 | 43.7056 | 68.3559 | 340.9484
2022 | 3 | 11 | 9 | 43.4637 | 72.7557 | 339.2772
2022 | 3 | 11 | 10 | 42.3201 | 73.5573 | 328.5642
2022 | 3 | 11 | 11 | 41.8529 | 74.3518 | 315.8544
2022 | 3 | 11 | 12 | 42.8147 | 72.5264 | 311.024
2022 | 3 | 11 | 13 | 42.6364 | 71.5799 | 312.3001
2022 | 3 | 11 | 14 | 41.937 | 68.3679 | 308.3995
2022 | 3 | 11 | 15 | 41.4232 | 68.7102 | 309.0641
2022 | 3 | 11 | 16 | 41.937 | 68.8151 | 312.9362
2022 | 3 | 11 | 17 | 44.2374 | 67.023 | 335.1786
2022 | 3 | 11 | 18 | 47.6937 | 65.596 | 359.6547
2022 | 3 | 11 | 19 | 48.7004 | 66.7139 | 368.5517
2022 | 3 | 11 | 20 | 48.358 | 67.0344 | 365.829
2022 | 3 | 11 | 21 | 47.2938 | 65.3293 | 351.4797
2022 | 3 | 11 | 22 | 44.9178 | 63.3985 | 331.3767
2022 | 3 | 11 | 23 | 41.6031 | 60.9742 | 306.7898
2022 | 3 | 12 | 0 | 37.8372 | 58.7914 | 288.9659
2022 | 3 | 12 | 1 | 34.7798 | 56.2506 | 249.0892
2022 | 3 | 12 | 2 | 33.1382 | 54.9137 | 238.1068
2022 | 3 | 12 | 3 | 32.1775 | 54.3736 | 231.6062
2022 | 3 | 12 | 4 | 31.5835 | 53.982 | 228.6295
2022 | 3 | 12 | 5 | 31.3696 | 54.2344 | 227.9485
2022 | 3 | 12 | 6 | 32.2319 | 56.1345 | 231.59
2022 | 3 | 12 | 7 | 34.9002 | 57.1748 | 245.7747
2022 | 3 | 12 | 8 | 38.4582 | 58.1542 | 262.5278
2022 | 3 | 12 | 9 | 41.0458 | 59.9901 | 265.0972
2022 | 3 | 12 | 10 | 42.5187 | 61.053 | 258.8975
2022 | 3 | 12 | 11 | 43.5823 | 62.9316 | 251.0402
2022 | 3 | 12 | 12 | 43.3283 | 61.258 | 281.6792
2022 | 3 | 12 | 13 | 43.1584 | 60.4552 | 284.392
2022 | 3 | 12 | 14 | 42.3256 | 57.1815 | 279.4547
2022 | 3 | 12 | 15 | 41.6175 | 55.6823 | 281.2935
2022 | 3 | 12 | 16 | 41.7743 | 57.4708 | 286.9593
2022 | 3 | 12 | 17 | 43.5268 | 56.2938 | 311.1172
2022 | 3 | 12 | 18 | 44.6606 | 59.5488 | 346.7598
2022 | 3 | 12 | 19 | 44.7461 | 60.6733 | 346.4146
2022 | 3 | 12 | 20 | 43.6559 | 59.9898 | 335.0178
2022 | 3 | 12 | 21 | 42.1536 | 57.2764 | 318.1761
2022 | 3 | 12 | 22 | 40.1108 | 56.8095 | 301.5553
2022 | 3 | 12 | 23 | 37.4668 | 54.9794 | 281.2236
2022 | 3 | 13 | 0 | 35.1496 | 54.3951 | 250.7843
2022 | 3 | 13 | 1 | 33.3797 | 49.9231 | 264.6367
2022 | 3 | 13 | 2 | 32.5812 | 49.0357 | 261.1416
2022 | 3 | 13 | 3 | 32.0024 | 49.0423 | 259.9731
2022 | 3 | 13 | 4 | 32.3738 | 49.5622 | 263.0569
2022 | 3 | 13 | 5 | 33.0761 | 50.6196 | 273.2434
2022 | 3 | 13 | 6 | 34.5515 | 55.2588 | 286.7839
2022 | 3 | 13 | 7 | 36.4646 | 57.7284 | 305.1975
2022 | 3 | 13 | 8 | 38.5354 | 58.3309 | 316.6126
2022 | 3 | 13 | 9 | 41.0413 | 58.2152 | 327.8838
2022 | 3 | 13 | 10 | 43.3949 | 60.4766 | 327.0515
2022 | 3 | 13 | 11 | 44.4958 | 60.248 | 323.8768
2022 | 3 | 13 | 12 | 44.2266 | 58.0031 | 347.4176
2022 | 3 | 13 | 13 | 44.0339 | 58.4023 | 351.9679
2022 | 3 | 13 | 14 | 43.7949 | 57.2564 | 351.1805
2022 | 3 | 13 | 15 | 44.1372 | 56.277 | 357.2092
2022 | 3 | 13 | 16 | 45.747 | 55.2807 | 376.0748
2022 | 3 | 13 | 17 | 47.7972 | 54.4495 | 402.7465
2022 | 3 | 13 | 18 | 47.1132 | 53.8718 | 415.858
2022 | 3 | 13 | 19 | 47.9411 | 56.1574 | 429.1194
2022 | 3 | 13 | 20 | 47.3172 | 56.123 | 420.1281
2022 | 3 | 13 | 21 | 44.5753 | 53.7496 | 396.9419
2022 | 3 | 13 | 22 | 41.5906 | 51.8251 | 372.1899
2022 | 3 | 13 | 23 | 38.6341 | 49.8243 | 348.1535
2022 | 3 | 14 | 0 | 36.7495 | 51.5419 | 327.5111
2022 | 3 | 14 | 1 | 36.1846 | 51.2865 | 304.7493
2022 | 3 | 14 | 2 | 35.8532 | 51.4071 | 302.8873
2022 | 3 | 14 | 3 | 35.8071 | 51.8103 | 303.7366
2022 | 3 | 14 | 4 | 36.6769 | 52.0175 | 307.8354
2022 | 3 | 14 | 5 | 38.5563 | 54.2904 | 320.351
2022 | 3 | 14 | 6 | 41.8893 | 60.2974 | 346.7787
2022 | 3 | 14 | 7 | 45.0178 | 66.5431 | 376.1007
2022 | 3 | 14 | 8 | 46.357 | 72.7001 | 375.6821
2022 | 3 | 14 | 9 | 46.0212 | 74.374 | 352.5655
2022 | 3 | 14 | 10 | 45.4225 | 75.6217 | 323.8408
2022 | 3 | 14 | 11 | 44.7523 | 73.3713 | 306.9492
2022 | 3 | 14 | 12 | 46.6877 | 69.7714 | 318.8723
2022 | 3 | 14 | 13 | 46.4699 | 68.8144 | 311.8582
2022 | 3 | 14 | 14 | 46.2605 | 64.5852 | 306.072
2022 | 3 | 14 | 15 | 46.8731 | 65.6442 | 309.3963
2022 | 3 | 14 | 16 | 48.8741 | 65.6675 | 324.6057
2022 | 3 | 14 | 17 | 50.7592 | 63.4756 | 354.2706
2022 | 3 | 14 | 18 | 50.9665 | 63.2688 | 382.7981
2022 | 3 | 14 | 19 | 51.579 | 65.5298 | 396.0079
2022 | 3 | 14 | 20 | 50.4935 | 64.9085 | 391.4815
2022 | 3 | 14 | 21 | 47.546 | 62.379 | 367.5017
2022 | 3 | 14 | 22 | 44.0891 | 59.4631 | 338.4694
2022 | 3 | 14 | 23 | 40.5789 | 57.3479 | 310.2192
2022 | 3 | 15 | 0 | 38.1515 | 56.2551 | 294.5637
2022 | 3 | 15 | 1 | 38.1482 | 53.6418 | 282.9858
2022 | 3 | 15 | 2 | 37.5826 | 53.1118 | 278.1009
2022 | 3 | 15 | 3 | 37.2814 | 53.0153 | 276.6947
2022 | 3 | 15 | 4 | 38.0416 | 52.997 | 278.8728
2022 | 3 | 15 | 5 | 39.7513 | 55.1741 | 290.171
2022 | 3 | 15 | 6 | 42.5301 | 61.0918 | 321.114
2022 | 3 | 15 | 7 | 45.4998 | 67.4079 | 348.8813
2022 | 3 | 15 | 8 | 46.7308 | 71.9611 | 345.0923
2022 | 3 | 15 | 9 | 46.2543 | 73.7979 | 320.2532
2022 | 3 | 15 | 10 | 45.8114 | 74.7944 | 292.6993
2022 | 3 | 15 | 11 | 45.2917 | 73.7966 | 275.7086
2022 | 3 | 15 | 12 | 45.3942 | 69.8591 | 269.8557
2022 | 3 | 15 | 13 | 44.9376 | 69.0704 | 264.1439
2022 | 3 | 15 | 14 | 44.5968 | 64.158 | 260.331
2022 | 3 | 15 | 15 | 44.8099 | 64.7199 | 265.2294
2022 | 3 | 15 | 16 | 46.6167 | 65.6733 | 283.6604
2022 | 3 | 15 | 17 | 49.0444 | 63.5116 | 313.9648
2022 | 3 | 15 | 18 | 50.3282 | 61.3357 | 332.5661
2022 | 3 | 15 | 19 | 51.7208 | 63.6719 | 356.8619
2022 | 3 | 15 | 20 | 51.6112 | 63.6117 | 358.3876
2022 | 3 | 15 | 21 | 49.2404 | 61.9457 | 337.2899
2022 | 3 | 15 | 22 | 45.9514 | 59.0091 | 309.361
2022 | 3 | 15 | 23 | 42.3112 | 56.4086 | 282.6729
2022 | 3 | 16 | 0 | 39.6319 | 54.7991 | 270.6545
2022 | 3 | 16 | 1 | 39.2128 | 55.1485 | 261.9958
2022 | 3 | 16 | 2 | 38.7711 | 54.3211 | 257.7591
2022 | 3 | 16 | 3 | 38.6158 | 54.1015 | 256.2787
2022 | 3 | 16 | 4 | 39.4877 | 54.0643 | 258.7567
2022 | 3 | 16 | 5 | 41.429 | 56.2845 | 269.9489
2022 | 3 | 16 | 6 | 44.9713 | 62.1554 | 299.733
2022 | 3 | 16 | 7 | 47.8035 | 68.4114 | 327.1584
2022 | 3 | 16 | 8 | 48.7411 | 72.9248 | 326.4895
2022 | 3 | 16 | 9 | 47.9342 | 74.6807 | 307.4778
2022 | 3 | 16 | 10 | 46.6685 | 75.5851 | 286.2321
2022 | 3 | 16 | 11 | 45.5908 | 74.6191 | 274.0536
2022 | 3 | 16 | 12 | 44.4343 | 72.1407 | 247.7374
2022 | 3 | 16 | 13 | 43.7078 | 71.7401 | 242.7538
2022 | 3 | 16 | 14 | 43.1414 | 69.4659 | 239.2522
2022 | 3 | 16 | 15 | 43.3718 | 69.3078 | 241.8159
2022 | 3 | 16 | 16 | 45.4467 | 68.3038 | 258.0568
2022 | 3 | 16 | 17 | 47.9819 | 65.7317 | 291.7772
2022 | 3 | 16 | 18 | 49.7137 | 63.4231 | 333.3678
2022 | 3 | 16 | 19 | 51.6826 | 65.3083 | 351.4834
2022 | 3 | 16 | 20 | 52.0592 | 65.1475 | 352.0648
2022 | 3 | 16 | 21 | 49.9314 | 63.2999 | 331.4904
2022 | 3 | 16 | 22 | 46.5997 | 60.2435 | 302.8789
2022 | 3 | 16 | 23 | 42.949 | 57.2385 | 275.1848
2022 | 3 | 17 | 0 | 40.8017 | 56.0321 | 256.2347
2022 | 3 | 17 | 1 | 39.619 | 55.1948 | 251.8777
2022 | 3 | 17 | 2 | 39.0256 | 54.7216 | 248.4048
2022 | 3 | 17 | 3 | 38.7672 | 54.6115 | 248.056
2022 | 3 | 17 | 4 | 39.5962 | 54.5143 | 251.3311
2022 | 3 | 17 | 5 | 41.4093 | 56.9023 | 263.5422
2022 | 3 | 17 | 6 | 44.6491 | 63.0956 | 295.937
2022 | 3 | 17 | 7 | 47.4749 | 68.9159 | 325.4378
2022 | 3 | 17 | 8 | 48.9003 | 73.5588 | 325.4362
2022 | 3 | 17 | 9 | 48.9761 | 75.419 | 306.4883
2022 | 3 | 17 | 10 | 48.8234 | 77.1903 | 284.704
2022 | 3 | 17 | 11 | 48.3931 | 75.739 | 272.8117
2022 | 3 | 17 | 12 | 48.9959 | 73.2203 | 271.3864
2022 | 3 | 17 | 13 | 48.7218 | 72.8004 | 267.182
2022 | 3 | 17 | 14 | 48.5482 | 68.9534 | 264.8755
2022 | 3 | 17 | 15 | 49.1299 | 69.1798 | 270.3843
2022 | 3 | 17 | 16 | 50.7518 | 69.4769 | 287.0235
2022 | 3 | 17 | 17 | 52.3711 | 67.13 | 316.461
2022 | 3 | 17 | 18 | 53.9913 | 65.0448 | 352.7477
2022 | 3 | 17 | 19 | 54.5881 | 66.9552 | 369.5405
2022 | 3 | 17 | 20 | 53.2181 | 66.8153 | 370.6157
2022 | 3 | 17 | 21 | 50.4109 | 64.1265 | 350.2145
2022 | 3 | 17 | 22 | 47.0314 | 61.1752 | 322.3121
2022 | 3 | 17 | 23 | 43.5492 | 58.936 | 294.1558
2022 | 3 | 18 | 0 | 39.7451 | 57.2253 | 276.9655
2022 | 3 | 18 | 1 | 40.9046 | 56.9072 | 260.0304
2022 | 3 | 18 | 2 | 40.2045 | 55.813 | 255.648
2022 | 3 | 18 | 3 | 39.8815 | 55.4864 | 254.1875
2022 | 3 | 18 | 4 | 40.5769 | 55.9211 | 256.6441
2022 | 3 | 18 | 5 | 42.2633 | 57.8508 | 267.6351
2022 | 3 | 18 | 6 | 44.2177 | 63.7392 | 294.807
2022 | 3 | 18 | 7 | 47.1914 | 70.1679 | 323.8558
2022 | 3 | 18 | 8 | 49.1389 | 74.3064 | 324.241
2022 | 3 | 18 | 9 | 49.6119 | 77.123 | 306.3786
2022 | 3 | 18 | 10 | 50.1124 | 78.1847 | 284.0662
2022 | 3 | 18 | 11 | 50.0135 | 77.6009 | 269.993
2022 | 3 | 18 | 12 | 47.201 | 74.534 | 286.989
2022 | 3 | 18 | 13 | 46.4695 | 74.0018 | 284.5423
2022 | 3 | 18 | 14 | 45.9844 | 70.4635 | 281.6452
2022 | 3 | 18 | 15 | 45.9618 | 69.7085 | 285.1251
2022 | 3 | 18 | 16 | 47.435 | 68.6431 | 296.3471
2022 | 3 | 18 | 17 | 49.5125 | 66.322 | 318.0189
2022 | 3 | 18 | 18 | 50.4628 | 62.0539 | 346.7887
2022 | 3 | 18 | 19 | 52.1752 | 63.3629 | 355.435
2022 | 3 | 18 | 20 | 52.2675 | 63.8827 | 350.8657
2022 | 3 | 18 | 21 | 50.4624 | 60.9453 | 328.4627
2022 | 3 | 18 | 22 | 47.7434 | 57.826 | 303.8314
2022 | 3 | 18 | 23 | 44.3954 | 55.3023 | 279.3762
2022 | 3 | 19 | 0 | 42.0791 | 54.3358 | 261.5519
2022 | 3 | 19 | 1 | 39.9521 | 53.0431 | 265.5135
2022 | 3 | 19 | 2 | 38.9373 | 52.0727 | 261.2656
2022 | 3 | 19 | 3 | 38.3203 | 52.0737 | 259.5187
2022 | 3 | 19 | 4 | 38.9726 | 53.2584 | 261.9103
2022 | 3 | 19 | 5 | 40.1209 | 54.766 | 271.0139
2022 | 3 | 19 | 6 | 42.1518 | 60.1111 | 294.1263
2022 | 3 | 19 | 7 | 43.1994 | 62.2116 | 312.255
2022 | 3 | 19 | 8 | 43.7828 | 63.1196 | 312.2218
2022 | 3 | 19 | 9 | 44.7949 | 63.6308 | 303.9601
2022 | 3 | 19 | 10 | 45.8865 | 64.9116 | 288.1927
2022 | 3 | 19 | 11 | 46.2038 | 65.4401 | 279.6527
2022 | 3 | 19 | 12 | 46.604 | 63.3397 | 253.2197
2022 | 3 | 19 | 13 | 45.8477 | 62.3716 | 243.5067
2022 | 3 | 19 | 14 | 45.0331 | 59.5592 | 235.7372
2022 | 3 | 19 | 15 | 44.7405 | 58.2805 | 240.3978
2022 | 3 | 19 | 16 | 45.4368 | 58.0828 | 264.0763
2022 | 3 | 19 | 17 | 46.8556 | 56.8344 | 306.1293
2022 | 3 | 19 | 18 | 48.971 | 57.0808 | 350.4571
2022 | 3 | 19 | 19 | 48.8058 | 58.9549 | 373.7199
2022 | 3 | 19 | 20 | 47.4097 | 58.9558 | 372.5261
2022 | 3 | 19 | 21 | 44.5007 | 55.8786 | 353.0192
2022 | 3 | 19 | 22 | 41.9974 | 53.58 | 333.686
2022 | 3 | 19 | 23 | 39.0597 | 52.0484 | 315.3103
2022 | 3 | 20 | 0 | 36.9619 | 53.9345 | 304.9883
2022 | 3 | 20 | 1 | 34.989 | 52.9949 | 292.0691
2022 | 3 | 20 | 2 | 33.9561 | 52.0092 | 287.3051
2022 | 3 | 20 | 3 | 33.1731 | 51.9155 | 285.7125
2022 | 3 | 20 | 4 | 33.5395 | 52.7034 | 287.8102
2022 | 3 | 20 | 5 | 34.1919 | 54.0047 | 295.0434
2022 | 3 | 20 | 6 | 35.0903 | 57.5211 | 312.5095
2022 | 3 | 20 | 7 | 36.0442 | 59.8659 | 322.798
2022 | 3 | 20 | 8 | 37.4599 | 59.2333 | 316.028
2022 | 3 | 20 | 9 | 39.7694 | 59.1525 | 306.2863
2022 | 3 | 20 | 10 | 42.4406 | 60.5114 | 294.6924
2022 | 3 | 20 | 11 | 43.7343 | 61.2247 | 283.9566
2022 | 3 | 20 | 12 | 45.5644 | 57.1417 | 301.4749
2022 | 3 | 20 | 13 | 45.624 | 57.2899 | 298.2659
2022 | 3 | 20 | 14 | 45.4551 | 54.1468 | 294.0837
2022 | 3 | 20 | 15 | 45.9673 | 54.1185 | 300.4899
2022 | 3 | 20 | 16 | 47.2913 | 54.6462 | 316.6916
2022 | 3 | 20 | 17 | 48.5314 | 54.2258 | 345.1157
2022 | 3 | 20 | 18 | 48.3203 | 56.8966 | 374.326
2022 | 3 | 20 | 19 | 47.8265 | 58.4497 | 383.1757
2022 | 3 | 20 | 20 | 45.9571 | 59.4232 | 375.2371
2022 | 3 | 20 | 21 | 42.4771 | 56.3743 | 348.6539
2022 | 3 | 20 | 22 | 39.4069 | 54.5893 | 320.082
2022 | 3 | 20 | 23 | 36.3903 | 52.4969 | 292.8264
2022 | 3 | 21 | 0 | 34.1154 | 54.11 | 271.2962
2022 | 3 | 21 | 1 | 35.1087 | 51.697 | 264.558
2022 | 3 | 21 | 2 | 34.7357 | 51.1996 | 260.7364
2022 | 3 | 21 | 3 | 34.7604 | 51.1379 | 259.4323
2022 | 3 | 21 | 4 | 35.8119 | 51.747 | 261.8835
2022 | 3 | 21 | 5 | 37.9738 | 53.8287 | 273.6101
2022 | 3 | 21 | 6 | 41.1505 | 60.2415 | 301.2766
2022 | 3 | 21 | 7 | 44.268 | 66.9861 | 332.9459
2022 | 3 | 21 | 8 | 46.3048 | 72.6779 | 343.6783
2022 | 3 | 21 | 9 | 47.0389 | 75.0533 | 341.2708
2022 | 3 | 21 | 10 | 47.5399 | 75.2447 | 328.3288
2022 | 3 | 21 | 11 | 47.6234 | 74.8809 | 319.9156
2022 | 3 | 21 | 12 | 45.1325 | 69.858 | 318.5219
2022 | 3 | 21 | 13 | 44.6859 | 69.4497 | 318.4756
2022 | 3 | 21 | 14 | 44.4244 | 64.9263 | 316.2236
2022 | 3 | 21 | 15 | 44.8473 | 65.1714 | 320.3311
2022 | 3 | 21 | 16 | 46.8919 | 65.3926 | 332.6721
2022 | 3 | 21 | 17 | 49.4548 | 62.4522 | 352.4236
2022 | 3 | 21 | 18 | 49.8729 | 60.8844 | 371.2752
2022 | 3 | 21 | 19 | 51.5281 | 61.8917 | 377.6874
2022 | 3 | 21 | 20 | 51.5648 | 61.9038 | 372.88
2022 | 3 | 21 | 21 | 49.4642 | 59.1434 | 346.5225
2022 | 3 | 21 | 22 | 46.2136 | 55.8606 | 316.3148
2022 | 3 | 21 | 23 | 42.6384 | 53.866 | 287.7948
2022 | 3 | 22 | 0 | 39.6746 | 53.2416 | 270.3519
2022 | 3 | 22 | 1 | 38.7124 | 51.5941 | 263.4058
2022 | 3 | 22 | 2 | 38.2919 | 50.6662 | 260.0124
2022 | 3 | 22 | 3 | 38.211 | 50.3465 | 259.2858
2022 | 3 | 22 | 4 | 39.1469 | 50.6544 | 262.1114
2022 | 3 | 22 | 5 | 41.1053 | 52.5408 | 273.7266
2022 | 3 | 22 | 6 | 44.5605 | 59.1757 | 313.1719
2022 | 3 | 22 | 7 | 47.1882 | 66.0969 | 341.5777
2022 | 3 | 22 | 8 | 48.0224 | 70.7951 | 337.6747
2022 | 3 | 22 | 9 | 46.9665 | 73.1037 | 314.273
2022 | 3 | 22 | 10 | 45.3528 | 74.3568 | 290.6024
2022 | 3 | 22 | 11 | 44.1251 | 74.8464 | 276.5436
2022 | 3 | 22 | 12 | 43.0765 | 71.1438 | 259.6306
2022 | 3 | 22 | 13 | 42.3753 | 70.8509 | 253.8518
2022 | 3 | 22 | 14 | 41.6787 | 68.1824 | 249.6187
2022 | 3 | 22 | 15 | 42.0141 | 68.9491 | 253.0353
2022 | 3 | 22 | 16 | 44.0679 | 68.4986 | 270.6481
2022 | 3 | 22 | 17 | 46.5645 | 65.6956 | 304.1775
2022 | 3 | 22 | 18 | 48.5692 | 62.2639 | 347.1571
2022 | 3 | 22 | 19 | 50.3358 | 62.612 | 365.9924
2022 | 3 | 22 | 20 | 50.5065 | 62.8248 | 369.5605
2022 | 3 | 22 | 21 | 48.3935 | 60.4466 | 348.3155
2022 | 3 | 22 | 22 | 45.1733 | 57.4488 | 320.0726
2022 | 3 | 22 | 23 | 41.7516 | 54.7987 | 292.2309
2022 | 3 | 23 | 0 | 39.3349 | 53.6258 | 279.94
2022 | 3 | 23 | 1 | 38.4799 | 53.1713 | 263.7168
2022 | 3 | 23 | 2 | 37.9326 | 52.0196 | 260.2647
2022 | 3 | 23 | 3 | 37.6973 | 51.8294 | 258.8375
2022 | 3 | 23 | 4 | 38.5578 | 52.3519 | 261.5974
2022 | 3 | 23 | 5 | 40.4785 | 54.4525 | 272.8625
2022 | 3 | 23 | 6 | 43.5636 | 59.522 | 299.6366
2022 | 3 | 23 | 7 | 46.0981 | 66.5754 | 329.5786
2022 | 3 | 23 | 8 | 46.8584 | 71.6564 | 336.6881
2022 | 3 | 23 | 9 | 46.26 | 75.4982 | 329.9372
2022 | 3 | 23 | 10 | 45.5478 | 77.0495 | 316.0154
2022 | 3 | 23 | 11 | 44.9625 | 75.0318 | 307.1612
2022 | 3 | 23 | 12 | 44.1174 | 72.9515 | 304.6927
2022 | 3 | 23 | 13 | 43.5441 | 72.8985 | 303.6805
2022 | 3 | 23 | 14 | 43.0272 | 70.4652 | 301.1327
2022 | 3 | 23 | 15 | 43.1438 | 71.6199 | 304.0714
2022 | 3 | 23 | 16 | 44.8394 | 69.873 | 316.2834
2022 | 3 | 23 | 17 | 47.1356 | 66.5156 | 337.5806
2022 | 3 | 23 | 18 | 50.2254 | 62.7511 | 355.5069
2022 | 3 | 23 | 19 | 50.877 | 62.3328 | 365.9122
2022 | 3 | 23 | 20 | 50.4243 | 62.885 | 365.5028
2022 | 3 | 23 | 21 | 47.7153 | 60.6652 | 342.2502
2022 | 3 | 23 | 22 | 44.2396 | 57.6556 | 312.6362
2022 | 3 | 23 | 23 | 40.507 | 55.704 | 283.9772
2022 | 3 | 24 | 0 | 38.1059 | 55.4769 | 265.4059
2022 | 3 | 24 | 1 | 36.2905 | 52.8261 | 264.5273
2022 | 3 | 24 | 2 | 35.5344 | 52.0175 | 261.839
2022 | 3 | 24 | 3 | 35.1957 | 52.2127 | 262.1677
2022 | 3 | 24 | 4 | 35.9989 | 52.5038 | 266.3699
2022 | 3 | 24 | 5 | 37.872 | 54.9709 | 279.4076
2022 | 3 | 24 | 6 | 41.0682 | 59.8776 | 304.5902
2022 | 3 | 24 | 7 | 43.6925 | 65.7409 | 337.6909
2022 | 3 | 24 | 8 | 45.0475 | 70.6064 | 350.4829
2022 | 3 | 24 | 9 | 45.3993 | 72.4477 | 350.0059
2022 | 3 | 24 | 10 | 45.6774 | 73.3532 | 338.1179
2022 | 3 | 24 | 11 | 45.7085 | 71.5537 | 329.825
2022 | 3 | 24 | 12 | 45.3146 | 70.4187 | 325.4207
2022 | 3 | 24 | 13 | 45.079 | 70.4013 | 326.7522
2022 | 3 | 24 | 14 | 44.7752 | 65.2269 | 326.3424
2022 | 3 | 24 | 15 | 45.2805 | 65.5802 | 331.94
2022 | 3 | 24 | 16 | 46.7772 | 66.5542 | 345.0587
2022 | 3 | 24 | 17 | 48.3373 | 63.3732 | 365.5099
2022 | 3 | 24 | 18 | 48.2235 | 63.3941 | 370.5524
2022 | 3 | 24 | 19 | 48.4387 | 64.4005 | 390.5305
2022 | 3 | 24 | 20 | 47.3393 | 65.2412 | 395.401
2022 | 3 | 24 | 21 | 44.328 | 63.2241 | 375.693
2022 | 3 | 24 | 22 | 40.8707 | 60.2874 | 348.2729
2022 | 3 | 24 | 23 | 37.5369 | 57.5682 | 320.4219
2022 | 3 | 25 | 0 | 35.9913 | 54.7191 | 295.1973
2022 | 3 | 25 | 1 | 34.6967 | 53.7253 | 295.9325
2022 | 3 | 25 | 2 | 33.8899 | 52.5069 | 293.6552
2022 | 3 | 25 | 3 | 33.5155 | 52.5064 | 294.2927
2022 | 3 | 25 | 4 | 34.2771 | 52.8856 | 298.5093
2022 | 3 | 25 | 5 | 36.1346 | 54.9667 | 311.0871
2022 | 3 | 25 | 6 | 39.5293 | 61.0268 | 338.7669
2022 | 3 | 25 | 7 | 42.2839 | 66.8174 | 368.9824
2022 | 3 | 25 | 8 | 43.9213 | 70.4595 | 366.9918
2022 | 3 | 25 | 9 | 44.4622 | 72.5005 | 343.5301
2022 | 3 | 25 | 10 | 44.5793 | 72.4377 | 317.0332
2022 | 3 | 25 | 11 | 44.4625 | 72.1891 | 299.6292
2022 | 3 | 25 | 12 | 43.7256 | 69.7738 | 328.3216
2022 | 3 | 25 | 13 | 43.3825 | 69.3959 | 326.175
2022 | 3 | 25 | 14 | 42.9053 | 64.5422 | 322.9452
2022 | 3 | 25 | 15 | 43.1328 | 63.6424 | 325.1572
2022 | 3 | 25 | 16 | 44.474 | 63.9412 | 336.5163
2022 | 3 | 25 | 17 | 45.9075 | 60.9688 | 360.1407
2022 | 3 | 25 | 18 | 46.47 | 60.7268 | 376.4192
2022 | 3 | 25 | 19 | 46.6669 | 61.2042 | 398.6446
2022 | 3 | 25 | 20 | 45.8339 | 62.4563 | 403.6455
2022 | 3 | 25 | 21 | 43.3472 | 60.0088 | 385.5676
2022 | 3 | 25 | 22 | 40.5058 | 56.8643 | 362.3112
2022 | 3 | 25 | 23 | 37.3538 | 53.5586 | 338.457
2022 | 3 | 26 | 0 | 35.0619 | 50.6666 | 316.7911
2022 | 3 | 26 | 1 | 34.1457 | 50.8454 | 304.9327
2022 | 3 | 26 | 2 | 33.1843 | 49.7775 | 299.5019
2022 | 3 | 26 | 3 | 32.6228 | 49.5855 | 297.1644
2022 | 3 | 26 | 4 | 33.0951 | 50.5652 | 298.688
2022 | 3 | 26 | 5 | 34.0857 | 51.8537 | 306.5012
2022 | 3 | 26 | 6 | 36.4332 | 56.0126 | 321.6296
2022 | 3 | 26 | 7 | 38.1354 | 58.6943 | 336.2972
2022 | 3 | 26 | 8 | 39.6039 | 60.1267 | 336.64
2022 | 3 | 26 | 9 | 41.1215 | 62.6654 | 338.3508
2022 | 3 | 26 | 10 | 41.9934 | 64.3937 | 333.6865
2022 | 3 | 26 | 11 | 42.3252 | 65.1594 | 329.1015
2022 | 3 | 26 | 12 | 41.7611 | 59.6424 | 345.7046
2022 | 3 | 26 | 13 | 40.9578 | 58.814 | 342.1342
2022 | 3 | 26 | 14 | 40.0694 | 56.753 | 336.4827
2022 | 3 | 26 | 15 | 39.751 | 55.945 | 340.5509
2022 | 3 | 26 | 16 | 40.7959 | 55.1673 | 351.5968
2022 | 3 | 26 | 17 | 42.4843 | 54.2629 | 370.7056
2022 | 3 | 26 | 18 | 42.4704 | 54.7286 | 356.2691
2022 | 3 | 26 | 19 | 42.9346 | 55.5315 | 373.5386
2022 | 3 | 26 | 20 | 42.7851 | 55.7402 | 370.9807
2022 | 3 | 26 | 21 | 40.6652 | 54.2535 | 348.5432
2022 | 3 | 26 | 22 | 38.3647 | 51.3647 | 326.3916
2022 | 3 | 26 | 23 | 35.7301 | 50.1167 | 306.2391
2022 | 3 | 27 | 0 | 34.1069 | 51.1559 | 290.5061
2022 | 3 | 27 | 1 | 33.1081 | 49.2944 | 289.4496
2022 | 3 | 27 | 2 | 32.2715 | 48.4526 | 285.8249
2022 | 3 | 27 | 3 | 31.7261 | 48.4775 | 284.5637
2022 | 3 | 27 | 4 | 32.0559 | 49.429 | 287.448
2022 | 3 | 27 | 5 | 32.752 | 50.7568 | 297.1356
2022 | 3 | 27 | 6 | 33.7919 | 53.0978 | 319.8409
2022 | 3 | 27 | 7 | 35.3399 | 54.6708 | 328.0561
2022 | 3 | 27 | 8 | 37.4909 | 54.0559 | 310.6022
2022 | 3 | 27 | 9 | 40.0158 | 55.138 | 292.8329
2022 | 3 | 27 | 10 | 42.2533 | 56.0857 | 276.7173
2022 | 3 | 27 | 11 | 43.3789 | 56.8933 | 267.3787
2022 | 3 | 27 | 12 | 44.429 | 57.2347 | 298.2115
2022 | 3 | 27 | 13 | 44.4183 | 57.5193 | 295.1395
2022 | 3 | 27 | 14 | 44.2154 | 57.795 | 290.1324
2022 | 3 | 27 | 15 | 44.5891 | 57.2739 | 291.3364
2022 | 3 | 27 | 16 | 45.9883 | 55.7663 | 308.1787
2022 | 3 | 27 | 17 | 47.5878 | 55.5311 | 340.1789
2022 | 3 | 27 | 18 | 47.2784 | 56.4986 | 382.2507
2022 | 3 | 27 | 19 | 46.5676 | 56.5905 | 394.5096
2022 | 3 | 27 | 20 | 45.0095 | 57.1774 | 390.7092
2022 | 3 | 27 | 21 | 41.562 | 54.8562 | 365.5361
2022 | 3 | 27 | 22 | 38.3201 | 52.6356 | 337.9557
2022 | 3 | 27 | 23 | 35.3712 | 50.8195 | 312.512
2022 | 3 | 28 | 0 | 34.032 | 51.3253 | 291.7898
2022 | 3 | 28 | 1 | 32.9985 | 50.5082 | 299.0189
2022 | 3 | 28 | 2 | 32.4566 | 49.9578 | 298.2284
2022 | 3 | 28 | 3 | 32.244 | 50.4809 | 300.2711
2022 | 3 | 28 | 4 | 33.1741 | 51.8073 | 305.4856
2022 | 3 | 28 | 5 | 35.1089 | 53.9671 | 319.5618
2022 | 3 | 28 | 6 | 38.4056 | 59.7247 | 353.7423
2022 | 3 | 28 | 7 | 41.2981 | 66.318 | 382.4659
2022 | 3 | 28 | 8 | 42.7811 | 72.6008 | 380.2467
2022 | 3 | 28 | 9 | 43.0076 | 75.3916 | 356.6948
2022 | 3 | 28 | 10 | 43.4251 | 76.8742 | 332.1988
2022 | 3 | 28 | 11 | 43.6032 | 75.4021 | 317.6279
2022 | 3 | 28 | 12 | 43.4412 | 71.3387 | 339.2512
2022 | 3 | 28 | 13 | 43.228 | 70.8858 | 334.6628
2022 | 3 | 28 | 14 | 42.8702 | 68.8538 | 329.5249
2022 | 3 | 28 | 15 | 43.1721 | 68.0858 | 330.0662
2022 | 3 | 28 | 16 | 44.8052 | 67.2181 | 344.4031
2022 | 3 | 28 | 17 | 46.7822 | 64.5105 | 371.6277
2022 | 3 | 28 | 18 | 45.7675 | 62.3283 | 403.7905
2022 | 3 | 28 | 19 | 46.3874 | 62.7139 | 417.0829
2022 | 3 | 28 | 20 | 46.3486 | 63.1425 | 419.5558
2022 | 3 | 28 | 21 | 43.8747 | 60.4427 | 397.1355
2022 | 3 | 28 | 22 | 40.5063 | 57.6738 | 366.7397
2022 | 3 | 28 | 23 | 36.9201 | 55.1569 | 337.6566
2022 | 3 | 29 | 0 | 34.8219 | 54.5321 | 323.5124
2022 | 3 | 29 | 1 | 33.6065 | 52.6762 | 308.4146
2022 | 3 | 29 | 2 | 32.949 | 51.8657 | 304.6358
2022 | 3 | 29 | 3 | 32.6198 | 52.0484 | 303.5821
2022 | 3 | 29 | 4 | 33.4667 | 52.844 | 305.793
2022 | 3 | 29 | 5 | 35.3418 | 54.9599 | 316.5788
2022 | 3 | 29 | 6 | 38.5013 | 60.3673 | 341.3395
2022 | 3 | 29 | 7 | 41.2691 | 66.5532 | 369.5275
2022 | 3 | 29 | 8 | 42.4703 | 71.2708 | 377.606
2022 | 3 | 29 | 9 | 42.1372 | 73.0808 | 371.3285
2022 | 3 | 29 | 10 | 41.8842 | 74.5012 | 360.0772
2022 | 3 | 29 | 11 | 41.691 | 75.0054 | 352.4263
2022 | 3 | 29 | 12 | 42.2499 | 73.5798 | 354.9915
2022 | 3 | 29 | 13 | 41.9694 | 73.4825 | 354.2499
2022 | 3 | 29 | 14 | 41.5167 | 71.8316 | 349.9788
2022 | 3 | 29 | 15 | 41.6233 | 71.3454 | 349.9345
2022 | 3 | 29 | 16 | 43.1136 | 69.9959 | 359.4618
2022 | 3 | 29 | 17 | 45.3537 | 67.3709 | 375.6344
2022 | 3 | 29 | 18 | 44.6053 | 62.7901 | 395.3905
2022 | 3 | 29 | 19 | 45.632 | 63.1432 | 398.6806
2022 | 3 | 29 | 20 | 46.0976 | 64.0824 | 396.3689
2022 | 3 | 29 | 21 | 43.9325 | 61.7119 | 372.1092
2022 | 3 | 29 | 22 | 40.6645 | 59.2156 | 341.5657
2022 | 3 | 29 | 23 | 37.1358 | 56.277 | 312.0868
2022 | 3 | 30 | 0 | 34.9862 | 55.2035 | 295.301
2022 | 3 | 30 | 1 | 33.7739 | 54.2279 | 283.5246
2022 | 3 | 30 | 2 | 33.0652 | 53.2656 | 279.7115
2022 | 3 | 30 | 3 | 32.6546 | 53.0297 | 278.5808
2022 | 3 | 30 | 4 | 33.468 | 53.4625 | 281.2216
2022 | 3 | 30 | 5 | 35.3186 | 55.6586 | 292.9671
2022 | 3 | 30 | 6 | 38.3947 | 59.8805 | 325.3148
2022 | 3 | 30 | 7 | 41.1458 | 65.7901 | 350.2346
2022 | 3 | 30 | 8 | 42.5007 | 70.0639 | 346.6469
2022 | 3 | 30 | 9 | 42.9098 | 72.3461 | 326.5987
2022 | 3 | 30 | 10 | 43.2243 | 72.4173 | 309.5099
2022 | 3 | 30 | 11 | 43.4267 | 73.0629 | 299.3958
2022 | 3 | 30 | 12 | 40.4846 | 71.7017 | 256.8324
2022 | 3 | 30 | 13 | 40.1099 | 71.3792 | 252.4639
2022 | 3 | 30 | 14 | 39.5819 | 69.1855 | 247.9325
2022 | 3 | 30 | 15 | 39.8298 | 67.9196 | 246.1077
2022 | 3 | 30 | 16 | 41.6314 | 67.2672 | 262.3727
2022 | 3 | 30 | 17 | 43.9103 | 64.1369 | 298.5142
2022 | 3 | 30 | 18 | 44.5892 | 61.9493 | 339.411
2022 | 3 | 30 | 19 | 45.8175 | 62.1267 | 364.6292
2022 | 3 | 30 | 20 | 46.5353 | 62.7691 | 374.6947
2022 | 3 | 30 | 21 | 44.5443 | 60.4556 | 357.6986
2022 | 3 | 30 | 22 | 41.2675 | 57.6363 | 328.7947
2022 | 3 | 30 | 23 | 37.6779 | 54.6551 | 300.9756
2022 | 3 | 31 | 0 | 35.201 | 53.5014 | 286.7616
2022 | 3 | 31 | 1 | 34.1973 | 53.4412 | 277.1217
2022 | 3 | 31 | 2 | 33.4495 | 52.8158 | 274.03
2022 | 3 | 31 | 3 | 33.041 | 52.637 | 274.217
2022 | 3 | 31 | 4 | 33.7414 | 52.8662 | 278.0113
2022 | 3 | 31 | 5 | 35.4294 | 55.1172 | 290.6014
2022 | 3 | 31 | 6 | 38.5675 | 60.2051 | 323.9011
2022 | 3 | 31 | 7 | 41.0997 | 65.4424 | 347.393
2022 | 3 | 31 | 8 | 41.858 | 69.7881 | 333.8495
2022 | 3 | 31 | 9 | 41.2199 | 71.1604 | 296.2454
2022 | 3 | 31 | 10 | 40.5787 | 72.1909 | 266.0001
2022 | 3 | 31 | 11 | 40.1721 | 73.3104 | 251.2609
2022 | 3 | 31 | 12 | 39.3321 | 70.2452 | 247.2932
2022 | 3 | 31 | 13 | 38.8622 | 70.3347 | 241.9471
2022 | 3 | 31 | 14 | 38.2637 | 67.5996 | 237.0368
2022 | 3 | 31 | 15 | 38.4375 | 65.9534 | 235.4873
2022 | 3 | 31 | 16 | 39.9868 | 66.1652 | 250.2519
2022 | 3 | 31 | 17 | 42.2729 | 62.4264 | 286.5269
2022 | 3 | 31 | 18 | 43.9153 | 60.8487 | 343.7139
2022 | 3 | 31 | 19 | 44.8769 | 61.5209 | 362.7735
2022 | 3 | 31 | 20 | 45.4766 | 62.1487 | 371.458
2022 | 3 | 31 | 21 | 43.4317 | 59.9227 | 354.2162
2022 | 3 | 31 | 22 | 40.2307 | 57.6469 | 325.7031
2022 | 3 | 31 | 23 | 36.721 | 54.2669 | 297.1242
2022 | 4 | 1 | 0 | 34.7271 | 53.6435 | 279.5216
2022 | 4 | 1 | 1 | 23.7179 | 47.8993 | 240.8212
2022 | 4 | 1 | 2 | 22.7982 | 46.586 | 238.4992
2022 | 4 | 1 | 3 | 22.4124 | 50.7005 | 236.4886
2022 | 4 | 1 | 4 | 22.4706 | 49.2437 | 242.97
2022 | 4 | 1 | 5 | 22.8943 | 50.3353 | 252.3726
2022 | 4 | 1 | 6 | 23.5375 | 47.8745 | 266.145
2022 | 4 | 1 | 7 | 25.2108 | 51.1825 | 277.9166
2022 | 4 | 1 | 8 | 27.5514 | 47.3095 | 289.3523
2022 | 4 | 1 | 9 | 28.9725 | 55.4836 | 298.6924
2022 | 4 | 1 | 10 | 30.0313 | 56.005 | 297.0361
2022 | 4 | 1 | 11 | 30.4013 | 53.6699 | 292.2324
2022 | 4 | 1 | 12 | 30.6556 | 48.4818 | 298.1118
2022 | 4 | 1 | 13 | 30.1038 | 48.9854 | 295.5039
2022 | 4 | 1 | 14 | 29.0373 | 41.1123 | 284.7441
2022 | 4 | 1 | 15 | 29.6961 | 46.8458 | 292.0893
2022 | 4 | 1 | 16 | 30.5288 | 46.4493 | 300.5739
2022 | 4 | 1 | 17 | 32.4935 | 53.1633 | 316.1168
2022 | 4 | 1 | 18 | 36.3238 | 49.2919 | 334.472
2022 | 4 | 1 | 19 | 35.3683 | 53.6028 | 329.825
2022 | 4 | 1 | 20 | 35.3772 | 54.8029 | 331.8586
2022 | 4 | 1 | 21 | 34.3759 | 52.0755 | 309.5468
2022 | 4 | 1 | 22 | 33.6094 | 50.3897 | 287.3999
2022 | 4 | 1 | 23 | 31.8695 | 51.5099 | 265.3718
2022 | 4 | 2 | 0 | 30.2502 | 50.5079 | 249.7459
2022 | 4 | 2 | 1 | 31.2274 | 55.7326 | 238.937
2022 | 4 | 2 | 2 | 30.0977 | 54.899 | 234.4898
2022 | 4 | 2 | 3 | 29.3278 | 53.9557 | 231.5283
2022 | 4 | 2 | 4 | 29.469 | 52.4809 | 233.1892
2022 | 4 | 2 | 5 | 30.1845 | 53.8224 | 241.5041
2022 | 4 | 2 | 6 | 32.0093 | 58.4303 | 256.8788
2022 | 4 | 2 | 7 | 34.3109 | 60.5555 | 270.4462
2022 | 4 | 2 | 8 | 37.1057 | 62.451 | 273.481
2022 | 4 | 2 | 9 | 39.4935 | 63.6679 | 277.0636
2022 | 4 | 2 | 10 | 41.1892 | 64.7039 | 272.0268
2022 | 4 | 2 | 11 | 41.81 | 65.6811 | 268.7033
2022 | 4 | 2 | 12 | 41.14 | 61.806 | 266.4256
2022 | 4 | 2 | 13 | 40.6025 | 60.7388 | 264.0473
2022 | 4 | 2 | 14 | 39.8149 | 52.5171 | 261.7009
2022 | 4 | 2 | 15 | 39.5896 | 54.5505 | 268.8699
2022 | 4 | 2 | 16 | 40.5554 | 58.0755 | 284.3322
2022 | 4 | 2 | 17 | 41.5866 | 58.7103 | 305.1722
2022 | 4 | 2 | 18 | 40.8847 | 58.731 | 321.8205
2022 | 4 | 2 | 19 | 40.514 | 58.55 | 325.0998
2022 | 4 | 2 | 20 | 40.5224 | 63.392 | 323.6932
2022 | 4 | 2 | 21 | 38.2237 | 57.9582 | 300.4283
2022 | 4 | 2 | 22 | 35.6352 | 56.3659 | 278.7251
2022 | 4 | 2 | 23 | 32.9349 | 57.0078 | 259.1646
2022 | 4 | 3 | 0 | 30.9069 | 57.0074 | 246.4244
2022 | 4 | 3 | 1 | 28.9109 | 49.3622 | 251.6924
2022 | 4 | 3 | 2 | 27.6679 | 48.8028 | 247.6301
2022 | 4 | 3 | 3 | 27.2351 | 47.931 | 244.8609
2022 | 4 | 3 | 4 | 27.1844 | 46.8235 | 246.1796
2022 | 4 | 3 | 5 | 27.2799 | 47.3626 | 252.7899
2022 | 4 | 3 | 6 | 28.1213 | 48.7118 | 264.9815
2022 | 4 | 3 | 7 | 30.8023 | 49.1221 | 277.0931
2022 | 4 | 3 | 8 | 34.0463 | 49.316 | 278.9531
2022 | 4 | 3 | 9 | 35.5785 | 49.5549 | 270.8615
2022 | 4 | 3 | 10 | 36.5056 | 51.2371 | 253.6173
2022 | 4 | 3 | 11 | 37.4022 | 49.7233 | 242.743
2022 | 4 | 3 | 12 | 36.3917 | 52.6718 | 246.7447
2022 | 4 | 3 | 13 | 35.6693 | 52.3206 | 238.2307
2022 | 4 | 3 | 14 | 34.401 | 48.7518 | 240.2333
2022 | 4 | 3 | 15 | 33.8384 | 48.5023 | 249.281
2022 | 4 | 3 | 16 | 34.3033 | 50.7786 | 248.0664
2022 | 4 | 3 | 17 | 35.0625 | 50.3354 | 264.0665
2022 | 4 | 3 | 18 | 35.7411 | 48.4438 | 306.598
2022 | 4 | 3 | 19 | 37.8419 | 48.6838 | 312.9405
2022 | 4 | 3 | 20 | 39.3904 | 51.8675 | 318.8623
2022 | 4 | 3 | 21 | 38.5555 | 50.4877 | 301.5046
2022 | 4 | 3 | 22 | 36.2479 | 49.6294 | 279.7592
2022 | 4 | 3 | 23 | 33.7422 | 49.8932 | 257.6111
2022 | 4 | 4 | 0 | 31.6068 | 50.5983 | 240.4721
2022 | 4 | 4 | 1 | 30.4936 | 47.931 | 243.05
2022 | 4 | 4 | 2 | 30.1437 | 47.8916 | 240.3784
2022 | 4 | 4 | 3 | 29.9853 | 48.2984 | 239.9715
2022 | 4 | 4 | 4 | 30.6117 | 48.0549 | 244.8344
2022 | 4 | 4 | 5 | 32.2095 | 50.2782 | 255.4161
2022 | 4 | 4 | 6 | 34.2142 | 57.2127 | 275.5338
2022 | 4 | 4 | 7 | 36.6347 | 62.745 | 297.4385
2022 | 4 | 4 | 8 | 38.7721 | 70.2176 | 314.5374
2022 | 4 | 4 | 9 | 39.9906 | 73.2391 | 316.6534
2022 | 4 | 4 | 10 | 40.836 | 74.9655 | 312.0551
2022 | 4 | 4 | 11 | 41.3014 | 72.2966 | 302.3801
2022 | 4 | 4 | 12 | 42.2447 | 68.8843 | 299.6807
2022 | 4 | 4 | 13 | 41.8894 | 68.3462 | 301.3185
2022 | 4 | 4 | 14 | 41.6774 | 64.7174 | 301.0405
2022 | 4 | 4 | 15 | 41.7619 | 64.9433 | 303.9493
2022 | 4 | 4 | 16 | 42.7819 | 65.9438 | 313.6485
2022 | 4 | 4 | 17 | 44.7869 | 61.4246 | 331.2021
2022 | 4 | 4 | 18 | 45.9538 | 65.4775 | 325.9636
2022 | 4 | 4 | 19 | 46.2237 | 66.1695 | 345.9391
2022 | 4 | 4 | 20 | 46.7585 | 69.0653 | 357.5989
2022 | 4 | 4 | 21 | 44.1033 | 65.4507 | 335.6738
2022 | 4 | 4 | 22 | 40.5056 | 61.759 | 305.5017
2022 | 4 | 4 | 23 | 36.6261 | 59.0596 | 274.3806
2022 | 4 | 5 | 0 | 34.3196 | 56.3298 | 262.8662
2022 | 4 | 5 | 1 | 33.8879 | 56.5205 | 253.7931
2022 | 4 | 5 | 2 | 33.2536 | 55.5456 | 251.4376
2022 | 4 | 5 | 3 | 32.85 | 54.6059 | 251.0159
2022 | 4 | 5 | 4 | 33.7453 | 53.2729 | 254.972
2022 | 4 | 5 | 5 | 35.6579 | 55.1638 | 267.8585
2022 | 4 | 5 | 6 | 38.9879 | 60.2512 | 295.6527
2022 | 4 | 5 | 7 | 41.9999 | 66.283 | 322.4132
2022 | 4 | 5 | 8 | 43.6925 | 71.8693 | 328.8458
2022 | 4 | 5 | 9 | 44.0587 | 73.2925 | 324.1938
2022 | 4 | 5 | 10 | 44.5926 | 73.6221 | 310.8941
2022 | 4 | 5 | 11 | 44.7234 | 74.5018 | 301.0135
2022 | 4 | 5 | 12 | 44.7345 | 70.2586 | 296.5766
2022 | 4 | 5 | 13 | 44.6667 | 69.6855 | 293.9136
2022 | 4 | 5 | 14 | 44.6618 | 61.1616 | 293.3562
2022 | 4 | 5 | 15 | 45.4181 | 62.8109 | 301.2114
2022 | 4 | 5 | 16 | 47.4255 | 67.0347 | 318.4356
2022 | 4 | 5 | 17 | 49.2899 | 64.974 | 335.3201
2022 | 4 | 5 | 18 | 48.7163 | 63.0692 | 352.0434
2022 | 4 | 5 | 19 | 48.4055 | 62.3276 | 354.9481
2022 | 4 | 5 | 20 | 48.1845 | 67.1731 | 358.5314
2022 | 4 | 5 | 21 | 44.892 | 61.6627 | 334.5256
2022 | 4 | 5 | 22 | 41.0437 | 59.8515 | 304.1945
2022 | 4 | 5 | 23 | 37.4122 | 58.5836 | 276.2216
2022 | 4 | 6 | 0 | 36.2909 | 57.7469 | 263.2731
2022 | 4 | 6 | 1 | 34.9099 | 56.2621 | 258.8242
2022 | 4 | 6 | 2 | 34.2679 | 55.0988 | 256.1687
2022 | 4 | 6 | 3 | 33.8544 | 54.3546 | 255.1057
2022 | 4 | 6 | 4 | 34.757 | 53.1544 | 258.7437
2022 | 4 | 6 | 5 | 36.7483 | 55.0454 | 271.4
2022 | 4 | 6 | 6 | 40.2751 | 60.2633 | 296.3344
2022 | 4 | 6 | 7 | 43.1456 | 65.9498 | 321.5213
2022 | 4 | 6 | 8 | 44.5877 | 72.1785 | 325.0632
2022 | 4 | 6 | 9 | 44.8187 | 73.4741 | 317.2096
2022 | 4 | 6 | 10 | 45.1747 | 74.5924 | 303.1663
2022 | 4 | 6 | 11 | 45.186 | 74.6061 | 293.4823
2022 | 4 | 6 | 12 | 44.7351 | 75.7212 | 294.0944
2022 | 4 | 6 | 13 | 44.5204 | 75.2467 | 292.9108
2022 | 4 | 6 | 14 | 44.3159 | 70.2375 | 293.0777
2022 | 4 | 6 | 15 | 44.8648 | 72.2307 | 299.219
2022 | 4 | 6 | 16 | 46.7172 | 73.0612 | 315.2943
2022 | 4 | 6 | 17 | 48.4754 | 71.4033 | 333.4198
2022 | 4 | 6 | 18 | 48.4815 | 68.8089 | 335.9928
2022 | 4 | 6 | 19 | 48.271 | 66.6447 | 350.2881
2022 | 4 | 6 | 20 | 48.2754 | 70.6858 | 360.1079
2022 | 4 | 6 | 21 | 45.0777 | 63.7557 | 340.8876
2022 | 4 | 6 | 22 | 41.1405 | 62.0659 | 311.7916
2022 | 4 | 6 | 23 | 37.4177 | 60.6509 | 284.4472
2022 | 4 | 7 | 0 | 36.4355 | 59.5187 | 263.9934
2022 | 4 | 7 | 1 | 35.4613 | 56.0752 | 266.2685
2022 | 4 | 7 | 2 | 34.803 | 55.0733 | 264.0836
2022 | 4 | 7 | 3 | 34.4444 | 54.2213 | 264.2659
2022 | 4 | 7 | 4 | 35.3364 | 53.2394 | 268.6498
2022 | 4 | 7 | 5 | 37.2992 | 55.125 | 282.2103
2022 | 4 | 7 | 6 | 40.7302 | 61.6006 | 311.0937
2022 | 4 | 7 | 7 | 43.574 | 67.5177 | 336.1989
2022 | 4 | 7 | 8 | 45.0865 | 74.1124 | 338.7161
2022 | 4 | 7 | 9 | 45.189 | 76.9699 | 329.7801
2022 | 4 | 7 | 10 | 45.511 | 79.2666 | 315.6634
2022 | 4 | 7 | 11 | 45.4369 | 78.5452 | 306.3224
2022 | 4 | 7 | 12 | 45.3425 | 78.0422 | 289.8308
2022 | 4 | 7 | 13 | 45.0713 | 77.7117 | 286.6477
2022 | 4 | 7 | 14 | 44.8956 | 71.2156 | 286.5625
2022 | 4 | 7 | 15 | 45.4097 | 73.0234 | 293.8219
2022 | 4 | 7 | 16 | 46.9748 | 74.8134 | 310.3546
2022 | 4 | 7 | 17 | 48.7416 | 72.9826 | 330.8964
2022 | 4 | 7 | 18 | 49.0003 | 68.2721 | 347.8536
2022 | 4 | 7 | 19 | 49.1557 | 66.7782 | 362.9153
2022 | 4 | 7 | 20 | 49.4185 | 70.5758 | 374.3048
2022 | 4 | 7 | 21 | 46.747 | 63.4671 | 356.022
2022 | 4 | 7 | 22 | 43.0549 | 61.818 | 327.2701
2022 | 4 | 7 | 23 | 39.3023 | 60.8172 | 299.0821
2022 | 4 | 8 | 0 | 37.1186 | 58.7267 | 283.3756
2022 | 4 | 8 | 1 | 35.633 | 57.2047 | 280.0721
2022 | 4 | 8 | 2 | 34.888 | 55.8991 | 276.8173
2022 | 4 | 8 | 3 | 34.4815 | 55.2181 | 276.11
2022 | 4 | 8 | 4 | 35.2935 | 54.4729 | 279.6757
2022 | 4 | 8 | 5 | 37.2267 | 56.063 | 291.8419
2022 | 4 | 8 | 6 | 40.4337 | 59.4605 | 321.9647
2022 | 4 | 8 | 7 | 43.1611 | 64.7251 | 346.5066
2022 | 4 | 8 | 8 | 44.7307 | 70.708 | 348.9002
2022 | 4 | 8 | 9 | 45.016 | 72.3941 | 339.2141
2022 | 4 | 8 | 10 | 45.2274 | 73.1036 | 323.2553
2022 | 4 | 8 | 11 | 45.0467 | 73.1691 | 310.5083
2022 | 4 | 8 | 12 | 43.8202 | 71.7848 | 297.2971
2022 | 4 | 8 | 13 | 43.3432 | 71.5395 | 292.7542
2022 | 4 | 8 | 14 | 42.7797 | 63.8242 | 290.8383
2022 | 4 | 8 | 15 | 42.8928 | 64.0984 | 295.2376
2022 | 4 | 8 | 16 | 44.1076 | 66.6115 | 308.3149
2022 | 4 | 8 | 17 | 45.4662 | 64.0681 | 325.9163
2022 | 4 | 8 | 18 | 44.1011 | 64.5455 | 343.303
2022 | 4 | 8 | 19 | 45.0012 | 63.3812 | 356.9097
2022 | 4 | 8 | 20 | 46.134 | 68.4981 | 366.0571
2022 | 4 | 8 | 21 | 44.3067 | 62.0799 | 348.8942
2022 | 4 | 8 | 22 | 41.2614 | 60.4872 | 324.3197
2022 | 4 | 8 | 23 | 37.8742 | 58.8409 | 300.0349
2022 | 4 | 9 | 0 | 35.2567 | 57.1181 | 285.1229
2022 | 4 | 9 | 1 | 34.0536 | 54.0227 | 283.6505
2022 | 4 | 9 | 2 | 33.0573 | 53.3453 | 279.7545
2022 | 4 | 9 | 3 | 32.4447 | 52.7591 | 278.1445
2022 | 4 | 9 | 4 | 32.8005 | 52.0892 | 281.1134
2022 | 4 | 9 | 5 | 33.7736 | 53.3349 | 291.0342
2022 | 4 | 9 | 6 | 35.6992 | 57.75 | 314.5098
2022 | 4 | 9 | 7 | 37.4839 | 58.8615 | 323.8967
2022 | 4 | 9 | 8 | 39.211 | 61.247 | 314.9848
2022 | 4 | 9 | 9 | 40.2756 | 62.2577 | 306.1677
2022 | 4 | 9 | 10 | 40.8024 | 63.094 | 295.248
2022 | 4 | 9 | 11 | 40.7036 | 65.0163 | 287.6214
2022 | 4 | 9 | 12 | 40.0776 | 63.3585 | 260.0102
2022 | 4 | 9 | 13 | 39.1961 | 62.2308 | 250.243
2022 | 4 | 9 | 14 | 38.1779 | 56.5491 | 244.3672
2022 | 4 | 9 | 15 | 37.7329 | 56.9026 | 248.5996
2022 | 4 | 9 | 16 | 38.725 | 59.0847 | 269.2851
2022 | 4 | 9 | 17 | 40.3782 | 58.8507 | 302.2862
2022 | 4 | 9 | 18 | 42.5878 | 59.792 | 344.9283
2022 | 4 | 9 | 19 | 42.736 | 59.2325 | 360.1727
2022 | 4 | 9 | 20 | 43.2379 | 63.29 | 364.4214
2022 | 4 | 9 | 21 | 41.362 | 57.223 | 345.9169
2022 | 4 | 9 | 22 | 38.7687 | 56.0147 | 324.6033
2022 | 4 | 9 | 23 | 35.9343 | 56.0271 | 305.5725
2022 | 4 | 10 | 0 | 33.4132 | 55.6316 | 292.1392
2022 | 4 | 10 | 1 | 32.4659 | 54.6017 | 284.5312
2022 | 4 | 10 | 2 | 31.6276 | 53.7992 | 280.498
2022 | 4 | 10 | 3 | 31.0584 | 53.0788 | 278.9778
2022 | 4 | 10 | 4 | 31.3089 | 52.3478 | 281.8061
2022 | 4 | 10 | 5 | 32.0359 | 53.1714 | 290.5349
2022 | 4 | 10 | 6 | 33.6538 | 55.7996 | 302.2075
2022 | 4 | 10 | 7 | 35.2105 | 56.5216 | 308.3107
2022 | 4 | 10 | 8 | 37.1939 | 57.6186 | 304.4979
2022 | 4 | 10 | 9 | 38.894 | 58.1263 | 306.0324
2022 | 4 | 10 | 10 | 40.108 | 59.3005 | 301.6297
2022 | 4 | 10 | 11 | 40.5028 | 61.2559 | 294.8652
2022 | 4 | 10 | 12 | 39.1501 | 57.5361 | 324.9197
2022 | 4 | 10 | 13 | 38.5947 | 57.401 | 324.4642
2022 | 4 | 10 | 14 | 37.9337 | 51.6801 | 322.8361
2022 | 4 | 10 | 15 | 37.9713 | 53.222 | 328.2765
2022 | 4 | 10 | 16 | 39.5199 | 55.7112 | 342.7466
2022 | 4 | 10 | 17 | 41.6813 | 56.0737 | 358.7969
2022 | 4 | 10 | 18 | 43.1797 | 58.3507 | 371.882
2022 | 4 | 10 | 19 | 43.5843 | 57.6224 | 367.9497
2022 | 4 | 10 | 20 | 44.385 | 62.6464 | 363.0896
2022 | 4 | 10 | 21 | 42.2519 | 56.8091 | 336.776
2022 | 4 | 10 | 22 | 38.9943 | 55.9128 | 306.2992
2022 | 4 | 10 | 23 | 35.7973 | 55.6238 | 279.1261
2022 | 4 | 11 | 0 | 33.634 | 56.69 | 263.2656
2022 | 4 | 11 | 1 | 32.6936 | 53.6204 | 252.2526
2022 | 4 | 11 | 2 | 32.2404 | 53.4279 | 248.4234
2022 | 4 | 11 | 3 | 32.1222 | 53.1326 | 246.6814
2022 | 4 | 11 | 4 | 33.0772 | 52.2239 | 249.4092
2022 | 4 | 11 | 5 | 35.2087 | 54.1493 | 261.2521
2022 | 4 | 11 | 6 | 38.9814 | 58.9327 | 285.0884
2022 | 4 | 11 | 7 | 41.6898 | 64.3153 | 309.8639
2022 | 4 | 11 | 8 | 42.6307 | 71.0451 | 316.9533
2022 | 4 | 11 | 9 | 41.9925 | 71.7182 | 316.4743
2022 | 4 | 11 | 10 | 41.2591 | 71.5305 | 309.3948
2022 | 4 | 11 | 11 | 40.6687 | 72.9925 | 304.9741
2022 | 4 | 11 | 12 | 39.0866 | 73.3373 | 302.6101
2022 | 4 | 11 | 13 | 38.5203 | 72.7566 | 302.3583
2022 | 4 | 11 | 14 | 37.8987 | 66.2763 | 301.2394
2022 | 4 | 11 | 15 | 38.1253 | 67.155 | 304.7403
2022 | 4 | 11 | 16 | 39.9542 | 69.5938 | 315.8849
2022 | 4 | 11 | 17 | 42.3777 | 67.5876 | 328.4167
2022 | 4 | 11 | 18 | 45.5943 | 66.2539 | 341.8635
2022 | 4 | 11 | 19 | 45.8568 | 65.1146 | 338.5313
2022 | 4 | 11 | 20 | 46.45 | 68.8944 | 338.343
2022 | 4 | 11 | 21 | 44.0521 | 62.0529 | 314.1007
2022 | 4 | 11 | 22 | 40.3278 | 60.3249 | 282.5838
2022 | 4 | 11 | 23 | 36.4929 | 59.5448 | 253.8047
2022 | 4 | 12 | 0 | 34.3552 | 57.8624 | 239.182
2022 | 4 | 12 | 1 | 32.5905 | 54.7665 | 224.4141
2022 | 4 | 12 | 2 | 31.8902 | 53.9238 | 220.1033
2022 | 4 | 12 | 3 | 31.4883 | 53.0362 | 217.794
2022 | 4 | 12 | 4 | 32.3789 | 52.1141 | 219.8227
2022 | 4 | 12 | 5 | 34.3842 | 53.676 | 231.1441
2022 | 4 | 12 | 6 | 38.0331 | 59.4526 | 249.9475
2022 | 4 | 12 | 7 | 40.7869 | 65.4168 | 275.6801
2022 | 4 | 12 | 8 | 41.9365 | 71.2027 | 285.6072
2022 | 4 | 12 | 9 | 41.5806 | 73.7797 | 289.8022
2022 | 4 | 12 | 10 | 41.3983 | 75.2285 | 289.1036
2022 | 4 | 12 | 11 | 41.1956 | 77.0734 | 288.1982
2022 | 4 | 12 | 12 | 42.0254 | 76.9167 | 283.7749
2022 | 4 | 12 | 13 | 41.8627 | 76.5908 | 286.1861
2022 | 4 | 12 | 14 | 41.6096 | 70.3714 | 287.0124
2022 | 4 | 12 | 15 | 42.0824 | 72.5142 | 292.1641
2022 | 4 | 12 | 16 | 43.7805 | 73.7119 | 303.886
2022 | 4 | 12 | 17 | 45.7187 | 71.6652 | 315.6023
2022 | 4 | 12 | 18 | 46.392 | 66.2679 | 325.0164
2022 | 4 | 12 | 19 | 46.0827 | 64.4974 | 324.4695
2022 | 4 | 12 | 20 | 45.9791 | 68.1086 | 326.6244
2022 | 4 | 12 | 21 | 43.1008 | 61.5301 | 305.5285
2022 | 4 | 12 | 22 | 39.2562 | 59.9857 | 275.6607
2022 | 4 | 12 | 23 | 35.5983 | 58.8432 | 247.2786
2022 | 4 | 13 | 0 | 33.8258 | 57.2407 | 227.8828
2022 | 4 | 13 | 1 | 32.2509 | 56.9623 | 223.1127
2022 | 4 | 13 | 2 | 31.5648 | 55.7334 | 221.6587
2022 | 4 | 13 | 3 | 31.1673 | 54.5732 | 221.8696
2022 | 4 | 13 | 4 | 31.985 | 53.8072 | 226.729
2022 | 4 | 13 | 5 | 34.1878 | 55.3579 | 240.8076
2022 | 4 | 13 | 6 | 37.0642 | 60.18 | 272.7175
2022 | 4 | 13 | 7 | 40.2027 | 66.2428 | 294.7143
2022 | 4 | 13 | 8 | 41.6195 | 71.546 | 282.6708
2022 | 4 | 13 | 9 | 41.5986 | 73.7726 | 253.6621
2022 | 4 | 13 | 10 | 41.6354 | 74.4355 | 228.82
2022 | 4 | 13 | 11 | 41.4665 | 76.7668 | 214.3689
2022 | 4 | 13 | 12 | 41.2672 | 75.3484 | 192.6636
2022 | 4 | 13 | 13 | 40.9861 | 74.8109 | 185.3402
2022 | 4 | 13 | 14 | 40.3258 | 69.3602 | 182.9234
2022 | 4 | 13 | 15 | 40.548 | 70.721 | 186.1752
2022 | 4 | 13 | 16 | 42.0824 | 71.9168 | 207.9475
2022 | 4 | 13 | 17 | 43.8429 | 69.5055 | 245.7269
2022 | 4 | 13 | 18 | 44.625 | 65.8763 | 302.4991
2022 | 4 | 13 | 19 | 44.8143 | 64.3204 | 320.915
2022 | 4 | 13 | 20 | 44.9777 | 67.7573 | 332.9869
2022 | 4 | 13 | 21 | 42.4592 | 61.9209 | 317.9226
2022 | 4 | 13 | 22 | 38.7991 | 60.2184 | 289.1927
2022 | 4 | 13 | 23 | 35.1186 | 58.4862 | 261.788
2022 | 4 | 14 | 0 | 32.5747 | 58.0165 | 245.6906
2022 | 4 | 14 | 1 | 31.9691 | 56.2803 | 231.3674
2022 | 4 | 14 | 2 | 31.2435 | 55.2347 | 227.5889
2022 | 4 | 14 | 3 | 30.8427 | 54.168 | 225.9748
2022 | 4 | 14 | 4 | 31.6768 | 53.4047 | 229.1193
2022 | 4 | 14 | 5 | 33.6215 | 55.0272 | 241.1586
2022 | 4 | 14 | 6 | 36.991 | 59.5881 | 269.5446
2022 | 4 | 14 | 7 | 39.8912 | 65.324 | 290.4111
2022 | 4 | 14 | 8 | 41.4552 | 71.1718 | 282.8659
2022 | 4 | 14 | 9 | 41.9779 | 73.6214 | 265.6005
2022 | 4 | 14 | 10 | 42.6052 | 75.4168 | 252.0624
2022 | 4 | 14 | 11 | 42.91 | 77.0576 | 245.5062
2022 | 4 | 14 | 12 | 42.6848 | 72.8844 | 200.6286
2022 | 4 | 14 | 13 | 42.5761 | 72.8503 | 195.5803
2022 | 4 | 14 | 14 | 42.5 | 67.1661 | 193.5972
2022 | 4 | 14 | 15 | 43.0995 | 66.9424 | 197.0475
2022 | 4 | 14 | 16 | 44.634 | 69.5914 | 213.4758
2022 | 4 | 14 | 17 | 46.409 | 66.3381 | 243.8021
2022 | 4 | 14 | 18 | 46.6832 | 64.9563 | 274.2696
2022 | 4 | 14 | 19 | 46.7945 | 64.0285 | 294.4961
2022 | 4 | 14 | 20 | 47.0446 | 67.257 | 307.1155
2022 | 4 | 14 | 21 | 44.6256 | 61.3828 | 292.7505
2022 | 4 | 14 | 22 | 40.9616 | 59.7805 | 265.5167
2022 | 4 | 14 | 23 | 37.1951 | 58.1369 | 238.6246
2022 | 4 | 15 | 0 | 34.5708 | 57.2894 | 225.2323
2022 | 4 | 15 | 1 | 23.7411 | 43.9703 | 200.278
2022 | 4 | 15 | 2 | 22.962 | 42.2851 | 198.7717
2022 | 4 | 15 | 3 | 22.6737 | 46.3715 | 197.9522
2022 | 4 | 15 | 4 | 22.8576 | 45.9475 | 205.6823
2022 | 4 | 15 | 5 | 23.3444 | 46.4714 | 217.3597
2022 | 4 | 15 | 6 | 23.878 | 45.7843 | 222.0564
2022 | 4 | 15 | 7 | 25.444 | 49.6402 | 232.3294
2022 | 4 | 15 | 8 | 27.621 | 45.4101 | 243.7993
2022 | 4 | 15 | 9 | 28.8066 | 54.6866 | 252.2686
2022 | 4 | 15 | 10 | 29.4771 | 56.5629 | 252.2346
2022 | 4 | 15 | 11 | 29.7178 | 56.9715 | 247.5057
2022 | 4 | 15 | 12 | 29.6497 | 49.1955 | 268.2388
2022 | 4 | 15 | 13 | 28.9568 | 50.2323 | 267.8994
2022 | 4 | 15 | 14 | 27.8927 | 48.1789 | 258.3997
2022 | 4 | 15 | 15 | 28.6035 | 50.1542 | 263.0003
2022 | 4 | 15 | 16 | 29.7276 | 46.5638 | 273.2613
2022 | 4 | 15 | 17 | 32.0775 | 51.4211 | 288.108
2022 | 4 | 15 | 18 | 35.5711 | 43.2648 | 302.5942
2022 | 4 | 15 | 19 | 35.4457 | 47.3028 | 296.9258
2022 | 4 | 15 | 20 | 36.5405 | 46.2875 | 298.3186
2022 | 4 | 15 | 21 | 36.6269 | 45.4389 | 281.005
2022 | 4 | 15 | 22 | 35.9732 | 44.7412 | 258.2107
2022 | 4 | 15 | 23 | 34.013 | 42.9136 | 237.3574
2022 | 4 | 16 | 0 | 31.5854 | 43.3593 | 216.7381
2022 | 4 | 16 | 1 | 33.4078 | 49.3555 | 210.8254
2022 | 4 | 16 | 2 | 32.3613 | 48.755 | 205.5303
2022 | 4 | 16 | 3 | 31.7217 | 48.0102 | 202.5114
2022 | 4 | 16 | 4 | 31.9989 | 46.7489 | 203.6791
2022 | 4 | 16 | 5 | 32.865 | 47.4822 | 210.4796
2022 | 4 | 16 | 6 | 34.5387 | 49.953 | 222.5727
2022 | 4 | 16 | 7 | 36.6614 | 51.879 | 235.2561
2022 | 4 | 16 | 8 | 39.0901 | 53.5315 | 247.8195
2022 | 4 | 16 | 9 | 40.6917 | 56.0205 | 259.6192
2022 | 4 | 16 | 10 | 41.595 | 58.3549 | 262.6487
2022 | 4 | 16 | 11 | 41.756 | 62.2146 | 261.697
2022 | 4 | 16 | 12 | 39.9151 | 62.9533 | 259.2398
2022 | 4 | 16 | 13 | 39.1079 | 62.233 | 258.1198
2022 | 4 | 16 | 14 | 38.0854 | 56.3853 | 255.1982
2022 | 4 | 16 | 15 | 37.5706 | 58.7767 | 259.8743
2022 | 4 | 16 | 16 | 38.4796 | 58.9267 | 272.6786
2022 | 4 | 16 | 17 | 40.1003 | 59.1789 | 289.3618
2022 | 4 | 16 | 18 | 41.4785 | 53.6727 | 301.8442
2022 | 4 | 16 | 19 | 42.0568 | 52.9235 | 297.4346
2022 | 4 | 16 | 20 | 42.9587 | 54.9483 | 294.043
2022 | 4 | 16 | 21 | 41.6304 | 52.7405 | 275.1499
2022 | 4 | 16 | 22 | 39.0296 | 51.3868 | 252.2054
2022 | 4 | 16 | 23 | 36.038 | 49.9158 | 230.6189
2022 | 4 | 17 | 0 | 33.054 | 49.9317 | 222.4095
2022 | 4 | 17 | 1 | 31.2138 | 44.3775 | 221.087
2022 | 4 | 17 | 2 | 30.0414 | 44.11 | 215.6729
2022 | 4 | 17 | 3 | 29.7152 | 43.6453 | 212.1428
2022 | 4 | 17 | 4 | 29.8879 | 42.8761 | 212.2506
2022 | 4 | 17 | 5 | 30.2162 | 43.1223 | 216.8833
2022 | 4 | 17 | 6 | 31.1547 | 43.9205 | 218.6375
2022 | 4 | 17 | 7 | 33.4599 | 43.6954 | 233.0106
2022 | 4 | 17 | 8 | 36.3932 | 42.8554 | 260.3859
2022 | 4 | 17 | 9 | 37.8736 | 43.816 | 285.2596
2022 | 4 | 17 | 10 | 38.5631 | 46.1261 | 290.5869
2022 | 4 | 17 | 11 | 39.327 | 48.2297 | 290.7624
2022 | 4 | 17 | 12 | 38.0804 | 54.7321 | 275.1586
2022 | 4 | 17 | 13 | 37.3264 | 54.7827 | 270.5182
2022 | 4 | 17 | 14 | 36.0837 | 53.9247 | 271.7536
2022 | 4 | 17 | 15 | 35.5921 | 53.2826 | 279.6832
2022 | 4 | 17 | 16 | 36.092 | 53.1205 | 275.1397
2022 | 4 | 17 | 17 | 36.8576 | 51.8266 | 279.9207
2022 | 4 | 17 | 18 | 38.4746 | 48.3042 | 291.6354
2022 | 4 | 17 | 19 | 40.6302 | 48.7887 | 288.774
2022 | 4 | 17 | 20 | 42.0092 | 49.16 | 291.4156
2022 | 4 | 17 | 21 | 41.5487 | 50.544 | 277.8095
2022 | 4 | 17 | 22 | 39.1177 | 50.1573 | 254.8616
2022 | 4 | 17 | 23 | 36.3558 | 47.2993 | 230.8755
2022 | 4 | 18 | 0 | 33.346 | 45.6363 | 218.996
2022 | 4 | 18 | 1 | 32.1621 | 45.5324 | 205.7524
2022 | 4 | 18 | 2 | 31.783 | 45.2598 | 201.3622
2022 | 4 | 18 | 3 | 31.6626 | 45.7462 | 199.5757
2022 | 4 | 18 | 4 | 32.2967 | 46.4042 | 203.5597
2022 | 4 | 18 | 5 | 33.9352 | 48.0679 | 213.4339
2022 | 4 | 18 | 6 | 35.8198 | 52.1506 | 236.6456
2022 | 4 | 18 | 7 | 37.979 | 57.9743 | 253.4593
2022 | 4 | 18 | 8 | 39.924 | 63.744 | 267.604
2022 | 4 | 18 | 9 | 40.9975 | 66.4855 | 269.0656
2022 | 4 | 18 | 10 | 41.4918 | 69.2768 | 269.472
2022 | 4 | 18 | 11 | 41.8103 | 69.2647 | 262.4047
2022 | 4 | 18 | 12 | 42.3867 | 69.5233 | 263.1381
2022 | 4 | 18 | 13 | 41.9126 | 69.5653 | 267.3191
2022 | 4 | 18 | 14 | 41.5918 | 70.1278 | 267.8181
2022 | 4 | 18 | 15 | 41.6462 | 68.5497 | 266.85
2022 | 4 | 18 | 16 | 42.6737 | 65.1546 | 274.5984
2022 | 4 | 18 | 17 | 44.6087 | 59.302 | 289.555
2022 | 4 | 18 | 18 | 45.3697 | 61.213 | 289.8537
2022 | 4 | 18 | 19 | 45.5384 | 61.9118 | 304.452
2022 | 4 | 18 | 20 | 45.9511 | 62.1847 | 310.2399
2022 | 4 | 18 | 21 | 43.7019 | 60.6186 | 290.2035
2022 | 4 | 18 | 22 | 39.9356 | 57.7228 | 258.1998
2022 | 4 | 18 | 23 | 35.9754 | 52.6731 | 225.647
2022 | 4 | 19 | 0 | 34.3483 | 50.2896 | 212.6698
2022 | 4 | 19 | 1 | 33.1453 | 51.092 | 200.9115
2022 | 4 | 19 | 2 | 32.4131 | 50.021 | 196.0349
2022 | 4 | 19 | 3 | 32.0086 | 49.5298 | 193.4997
2022 | 4 | 19 | 4 | 32.771 | 49.307 | 196.4891
2022 | 4 | 19 | 5 | 34.7536 | 50.8678 | 208.5116
2022 | 4 | 19 | 6 | 37.2905 | 56.1124 | 233.8409
2022 | 4 | 19 | 7 | 40.2921 | 62.1631 | 257.1771
2022 | 4 | 19 | 8 | 41.8315 | 67.4397 | 255.7437
2022 | 4 | 19 | 9 | 41.8853 | 69.3864 | 244.9298
2022 | 4 | 19 | 10 | 41.9824 | 71.5893 | 236.2036
2022 | 4 | 19 | 11 | 41.7377 | 73.8439 | 237.9988
2022 | 4 | 19 | 12 | 40.3804 | 70.9199 | 240.7138
2022 | 4 | 19 | 13 | 40.0976 | 70.7165 | 244.6639
2022 | 4 | 19 | 14 | 39.5551 | 68.203 | 251.5455
2022 | 4 | 19 | 15 | 39.7818 | 68.3017 | 262.4971
2022 | 4 | 19 | 16 | 41.3252 | 67.7486 | 281.8466
2022 | 4 | 19 | 17 | 43.3858 | 64.5498 | 307.1274
2022 | 4 | 19 | 18 | 44.7007 | 63.6932 | 321.3408
2022 | 4 | 19 | 19 | 44.7797 | 62.7537 | 328.2029
2022 | 4 | 19 | 20 | 44.8343 | 64.908 | 327.6967
2022 | 4 | 19 | 21 | 42.6067 | 60.659 | 307.3581
2022 | 4 | 19 | 22 | 38.9857 | 59.0716 | 273.4523
2022 | 4 | 19 | 23 | 35.2677 | 55.1123 | 240.2006
2022 | 4 | 20 | 0 | 32.9355 | 53.389 | 219.2638
2022 | 4 | 20 | 1 | 31.6653 | 53.4701 | 218.4948
2022 | 4 | 20 | 2 | 30.9459 | 52.0634 | 211.2209
2022 | 4 | 20 | 3 | 30.5502 | 51.2721 | 206.8336
2022 | 4 | 20 | 4 | 31.3429 | 51.1057 | 208.4777
2022 | 4 | 20 | 5 | 33.4597 | 52.6385 | 218.3203
2022 | 4 | 20 | 6 | 36.3372 | 55.5317 | 246.075
2022 | 4 | 20 | 7 | 39.4583 | 61.3996 | 270.5071
2022 | 4 | 20 | 8 | 40.959 | 66.6342 | 270.3898
2022 | 4 | 20 | 9 | 41.1077 | 68.3597 | 260.4049
2022 | 4 | 20 | 10 | 41.2083 | 68.7118 | 253.6866
2022 | 4 | 20 | 11 | 41.1032 | 71.9752 | 256.2512
2022 | 4 | 20 | 12 | 40.914 | 73.1272 | 275.6173
2022 | 4 | 20 | 13 | 40.652 | 72.9687 | 278.3993
2022 | 4 | 20 | 14 | 40.0422 | 70.6503 | 282.3332
2022 | 4 | 20 | 15 | 40.2087 | 69.8699 | 289.6359
2022 | 4 | 20 | 16 | 41.6852 | 69.6323 | 306.7752
2022 | 4 | 20 | 17 | 43.5836 | 66.0052 | 327.1737
2022 | 4 | 20 | 18 | 44.3765 | 63.2564 | 341.7009
2022 | 4 | 20 | 19 | 44.4818 | 61.4904 | 345.4571
2022 | 4 | 20 | 20 | 44.5973 | 63.9108 | 345.9896
2022 | 4 | 20 | 21 | 42.3521 | 59.7053 | 325.4452
2022 | 4 | 20 | 22 | 38.683 | 58.2213 | 289.9395
2022 | 4 | 20 | 23 | 34.9732 | 54.5097 | 254.6699
2022 | 4 | 21 | 0 | 32.8159 | 54.3989 | 238.5159
2022 | 4 | 21 | 1 | 31.9341 | 53.6905 | 214.705
2022 | 4 | 21 | 2 | 31.2504 | 52.4737 | 207.1155
2022 | 4 | 21 | 3 | 30.902 | 51.7702 | 203.5788
2022 | 4 | 21 | 4 | 31.7869 | 51.5961 | 205.2198
2022 | 4 | 21 | 5 | 33.757 | 53.1328 | 215.1084
2022 | 4 | 21 | 6 | 37.2301 | 58.2169 | 236.5605
2022 | 4 | 21 | 7 | 40.1081 | 64.1006 | 256.1056
2022 | 4 | 21 | 8 | 41.5488 | 69.859 | 251.5427
2022 | 4 | 21 | 9 | 41.7954 | 72.5887 | 238.4215
2022 | 4 | 21 | 10 | 42.1024 | 75.1236 | 225.5607
2022 | 4 | 21 | 11 | 42.2542 | 77.5155 | 221.549
2022 | 4 | 21 | 12 | 42.7259 | 74.6855 | 225.851
2022 | 4 | 21 | 13 | 42.5945 | 74.9326 | 229.3387
2022 | 4 | 21 | 14 | 42.5111 | 71.8873 | 233.2754
2022 | 4 | 21 | 15 | 43.1685 | 70.7873 | 240.484
2022 | 4 | 21 | 16 | 44.7727 | 71.2819 | 258.6772
2022 | 4 | 21 | 17 | 46.572 | 67.3611 | 284.0171
2022 | 4 | 21 | 18 | 47.5683 | 64.3644 | 302.5654
2022 | 4 | 21 | 19 | 47.5418 | 63.0705 | 312.5768
2022 | 4 | 21 | 20 | 47.5067 | 65.1464 | 312.5831
2022 | 4 | 21 | 21 | 45.2604 | 60.4856 | 293.8483
2022 | 4 | 21 | 22 | 41.5548 | 59.5648 | 262.1414
2022 | 4 | 21 | 23 | 37.6971 | 55.6788 | 229.823
2022 | 4 | 22 | 0 | 34.8399 | 54.8729 | 209.7299
2022 | 4 | 22 | 1 | 33.931 | 54.0978 | 196.1122
2022 | 4 | 22 | 2 | 33.1344 | 52.5913 | 189.5585
2022 | 4 | 22 | 3 | 32.6722 | 51.9662 | 185.8753
2022 | 4 | 22 | 4 | 33.3456 | 51.9508 | 187.8527
2022 | 4 | 22 | 5 | 35.0771 | 53.0848 | 198.2394
2022 | 4 | 22 | 6 | 38.248 | 57.961 | 226.1649
2022 | 4 | 22 | 7 | 40.87 | 63.9017 | 246.4798
2022 | 4 | 22 | 8 | 41.6331 | 68.7418 | 250.9792
2022 | 4 | 22 | 9 | 40.6455 | 71.3939 | 248.7694
2022 | 4 | 22 | 10 | 39.8002 | 72.9966 | 243.8893
2022 | 4 | 22 | 11 | 39.1644 | 75.8262 | 237.5673
2022 | 4 | 22 | 12 | 39.9607 | 71.9336 | 225.1834
2022 | 4 | 22 | 13 | 39.4129 | 71.714 | 228.0386
2022 | 4 | 22 | 14 | 38.7319 | 68.1728 | 227.7443
2022 | 4 | 22 | 15 | 38.6422 | 66.0868 | 230.0146
2022 | 4 | 22 | 16 | 39.7127 | 66.6756 | 240.0616
2022 | 4 | 22 | 17 | 41.4032 | 62.8288 | 261.3614
2022 | 4 | 22 | 18 | 44.0972 | 59.9713 | 278.2222
2022 | 4 | 22 | 19 | 44.4949 | 59.2394 | 294.2231
2022 | 4 | 22 | 20 | 45.2904 | 62.0714 | 298.3268
2022 | 4 | 22 | 21 | 43.881 | 58.3644 | 284.248
2022 | 4 | 22 | 22 | 40.8319 | 57.3992 | 259.3826
2022 | 4 | 22 | 23 | 37.1 | 52.6905 | 232.6258
2022 | 4 | 23 | 0 | 33.4673 | 51.5327 | 211.8016
2022 | 4 | 23 | 1 | 31.7427 | 49.4403 | 202.8889
2022 | 4 | 23 | 2 | 30.6396 | 48.8756 | 199.4167
2022 | 4 | 23 | 3 | 29.9599 | 48.3681 | 197.1506
2022 | 4 | 23 | 4 | 30.1193 | 47.9087 | 198.3178
2022 | 4 | 23 | 5 | 30.8409 | 48.6629 | 205.5596
2022 | 4 | 23 | 6 | 32.305 | 49.8913 | 222.4148
2022 | 4 | 23 | 7 | 34.5198 | 51.4146 | 235.5398
2022 | 4 | 23 | 8 | 37.3618 | 54.0456 | 244.6799
2022 | 4 | 23 | 9 | 39.8273 | 57.4786 | 244.3893
2022 | 4 | 23 | 10 | 41.0816 | 59.1252 | 241.9217
2022 | 4 | 23 | 11 | 41.5514 | 62.2986 | 230.0904
2022 | 4 | 23 | 12 | 42.8145 | 60.2213 | 189.33
2022 | 4 | 23 | 13 | 42.5086 | 59.5286 | 183.0857
2022 | 4 | 23 | 14 | 42.0199 | 57.502 | 183.4099
2022 | 4 | 23 | 15 | 42.1409 | 56.9171 | 192.1992
2022 | 4 | 23 | 16 | 43.3736 | 56.224 | 208.9918
2022 | 4 | 23 | 17 | 44.2444 | 55.0243 | 244.9156
2022 | 4 | 23 | 18 | 43.0742 | 53.092 | 287.3067
2022 | 4 | 23 | 19 | 41.7895 | 52.8411 | 306.9252
2022 | 4 | 23 | 20 | 40.496 | 54.9385 | 315.2655
2022 | 4 | 23 | 21 | 37.8761 | 53.1328 | 307.0822
2022 | 4 | 23 | 22 | 34.8396 | 51.8399 | 286.6425
2022 | 4 | 23 | 23 | 32.2029 | 50.376 | 264.6138
2022 | 4 | 24 | 0 | 31.7423 | 49.4995 | 245.4683
2022 | 4 | 24 | 1 | 30.3959 | 48.444 | 241.8952
2022 | 4 | 24 | 2 | 29.4379 | 48.0159 | 238.0223
2022 | 4 | 24 | 3 | 28.7763 | 47.7296 | 237.3313
2022 | 4 | 24 | 4 | 28.8507 | 47.3185 | 240.3634
2022 | 4 | 24 | 5 | 29.3462 | 47.9344 | 248.5585
2022 | 4 | 24 | 6 | 30.618 | 48.9612 | 265.7899
2022 | 4 | 24 | 7 | 32.5283 | 49.4705 | 272.4196
2022 | 4 | 24 | 8 | 35.4944 | 50.323 | 270.9269
2022 | 4 | 24 | 9 | 38.5217 | 52.1071 | 262.554
2022 | 4 | 24 | 10 | 40.5442 | 53.1163 | 253.9381
2022 | 4 | 24 | 11 | 41.5733 | 56.8825 | 240.6813
2022 | 4 | 24 | 12 | 40.7788 | 54.7498 | 256.6877
2022 | 4 | 24 | 13 | 40.6044 | 54.6828 | 254.2206
2022 | 4 | 24 | 14 | 40.3274 | 52.4537 | 252.2533
2022 | 4 | 24 | 15 | 40.6485 | 53.0777 | 258.9171
2022 | 4 | 24 | 16 | 42.2394 | 53.2461 | 279.2588
2022 | 4 | 24 | 17 | 43.9679 | 52.8271 | 306.3141
2022 | 4 | 24 | 18 | 43.0976 | 54.3398 | 341.1717
2022 | 4 | 24 | 19 | 42.5372 | 54.2028 | 348.2674
2022 | 4 | 24 | 20 | 42.399 | 57.1133 | 348.4736
2022 | 4 | 24 | 21 | 40.2759 | 55.1419 | 332.1528
2022 | 4 | 24 | 22 | 36.8022 | 54.2216 | 303.3333
2022 | 4 | 24 | 23 | 33.5053 | 51.8327 | 274.0433
2022 | 4 | 25 | 0 | 32.2061 | 50.2516 | 259.9905
2022 | 4 | 25 | 1 | 31.7367 | 50.5942 | 257.7644
2022 | 4 | 25 | 2 | 31.2762 | 50.2016 | 255.7511
2022 | 4 | 25 | 3 | 31.1457 | 50.1928 | 256.0291
2022 | 4 | 25 | 4 | 32.1727 | 50.013 | 259.5846
2022 | 4 | 25 | 5 | 34.2928 | 51.6448 | 273.0378
2022 | 4 | 25 | 6 | 37.5836 | 55.5235 | 296.3099
2022 | 4 | 25 | 7 | 40.6192 | 61.1115 | 319.9788
2022 | 4 | 25 | 8 | 42.3799 | 66.9421 | 329.5354
2022 | 4 | 25 | 9 | 42.9593 | 68.1607 | 334.7156
2022 | 4 | 25 | 10 | 43.5896 | 68.315 | 333.211
2022 | 4 | 25 | 11 | 43.9388 | 71.5267 | 327.1408
2022 | 4 | 25 | 12 | 42.9739 | 70.2755 | 307.6398
2022 | 4 | 25 | 13 | 42.7096 | 70.0818 | 307.3311
2022 | 4 | 25 | 14 | 42.5726 | 66.1609 | 303.6534
2022 | 4 | 25 | 15 | 43.0724 | 64.5953 | 303.5071
2022 | 4 | 25 | 16 | 44.9083 | 65.7845 | 316.1251
2022 | 4 | 25 | 17 | 47.1046 | 61.7624 | 335.8845
2022 | 4 | 25 | 18 | 46.7997 | 60.9938 | 321.6372
2022 | 4 | 25 | 19 | 47.3005 | 60.1763 | 341.8082
2022 | 4 | 25 | 20 | 47.9671 | 61.7933 | 349.5088
2022 | 4 | 25 | 21 | 46.2177 | 57.7082 | 336.8714
2022 | 4 | 25 | 22 | 42.4953 | 56.5735 | 308.2591
2022 | 4 | 25 | 23 | 38.3704 | 53.0393 | 279.8284
2022 | 4 | 26 | 0 | 35.7755 | 51.9526 | 268.2034
2022 | 4 | 26 | 1 | 34.5418 | 51.9172 | 261.7485
2022 | 4 | 26 | 2 | 33.9059 | 50.8967 | 259.2876
2022 | 4 | 26 | 3 | 33.5924 | 50.3909 | 259.4292
2022 | 4 | 26 | 4 | 34.4309 | 50.2137 | 263.288
2022 | 4 | 26 | 5 | 36.3355 | 51.4331 | 276.5386
2022 | 4 | 26 | 6 | 38.9022 | 57.1441 | 307.2287
2022 | 4 | 26 | 7 | 41.5841 | 63.4703 | 324.7718
2022 | 4 | 26 | 8 | 42.5038 | 68.4414 | 304.6362
2022 | 4 | 26 | 9 | 41.718 | 70.3991 | 269.4027
2022 | 4 | 26 | 10 | 41.3391 | 72.5389 | 246.8022
2022 | 4 | 26 | 11 | 41.0991 | 77.1604 | 232.8147
2022 | 4 | 26 | 12 | 42.0539 | 73.4238 | 225.6633
2022 | 4 | 26 | 13 | 41.755 | 73.5789 | 219.18
2022 | 4 | 26 | 14 | 41.4492 | 71.1929 | 214.5767
2022 | 4 | 26 | 15 | 41.7598 | 70.5584 | 213.8414
2022 | 4 | 26 | 16 | 43.3009 | 70.3504 | 230.8831
2022 | 4 | 26 | 17 | 45.5024 | 66.4114 | 263.3335
2022 | 4 | 26 | 18 | 46.3623 | 62.1996 | 294.346
2022 | 4 | 26 | 19 | 46.8753 | 61.0797 | 319.2078
2022 | 4 | 26 | 20 | 47.4623 | 62.8889 | 331.8979
2022 | 4 | 26 | 21 | 45.7534 | 59.2761 | 322.0165
2022 | 4 | 26 | 22 | 42.0638 | 58.4958 | 294.622
2022 | 4 | 26 | 23 | 38.0687 | 54.1603 | 266.7106
2022 | 4 | 27 | 0 | 35.0082 | 53.429 | 250.9743
2022 | 4 | 27 | 1 | 33.7199 | 53.6781 | 249.0187
2022 | 4 | 27 | 2 | 32.9305 | 52.7177 | 246.7413
2022 | 4 | 27 | 3 | 32.4687 | 52.1918 | 246.9066
2022 | 4 | 27 | 4 | 33.2307 | 51.6698 | 251.3256
2022 | 4 | 27 | 5 | 35.1227 | 53.1879 | 264.9057
2022 | 4 | 27 | 6 | 37.9814 | 57.014 | 297.0832
2022 | 4 | 27 | 7 | 40.5788 | 63.1878 | 314.1801
2022 | 4 | 27 | 8 | 41.2181 | 67.8008 | 294.0023
2022 | 4 | 27 | 9 | 40.314 | 70.0347 | 258.8786
2022 | 4 | 27 | 10 | 40.0286 | 71.142 | 235.7618
2022 | 4 | 27 | 11 | 39.9132 | 75.0115 | 221.4966
2022 | 4 | 27 | 12 | 39.3167 | 74.498 | 211.4507
2022 | 4 | 27 | 13 | 38.8651 | 74.3595 | 205.6998
2022 | 4 | 27 | 14 | 38.4324 | 71.7394 | 201.7875
2022 | 4 | 27 | 15 | 38.5412 | 71.4234 | 199.9021
2022 | 4 | 27 | 16 | 40.0711 | 70.9046 | 216.5655
2022 | 4 | 27 | 17 | 42.4904 | 66.868 | 251.6594
2022 | 4 | 27 | 18 | 43.3407 | 62.4834 | 291.6331
2022 | 4 | 27 | 19 | 44.62 | 61.3992 | 316.5413
2022 | 4 | 27 | 20 | 46.2683 | 63.226 | 330.0534
2022 | 4 | 27 | 21 | 45.1336 | 60.1788 | 321.641
2022 | 4 | 27 | 22 | 41.5138 | 59.2636 | 293.7892
2022 | 4 | 27 | 23 | 37.3358 | 54.9032 | 265.2973
2022 | 4 | 28 | 0 | 34.227 | 54.1281 | 245.1592
2022 | 4 | 28 | 1 | 32.9427 | 53.5347 | 245.1071
2022 | 4 | 28 | 2 | 32.259 | 52.4968 | 242.0878
2022 | 4 | 28 | 3 | 31.9828 | 51.8958 | 242.2495
2022 | 4 | 28 | 4 | 32.812 | 51.4003 | 246.4314
2022 | 4 | 28 | 5 | 34.8118 | 52.4819 | 259.6227
2022 | 4 | 28 | 6 | 38.1498 | 57.2344 | 278.9941
2022 | 4 | 28 | 7 | 40.7585 | 63.0406 | 301.845
2022 | 4 | 28 | 8 | 41.691 | 67.0828 | 306.0214
2022 | 4 | 28 | 9 | 41.2705 | 68.2917 | 305.7028
2022 | 4 | 28 | 10 | 40.7605 | 69.9735 | 305.2404
2022 | 4 | 28 | 11 | 40.4619 | 74.5961 | 303.1288
2022 | 4 | 28 | 12 | 43.5335 | 75.6716 | 278.4912
2022 | 4 | 28 | 13 | 43.4771 | 76.132 | 278.5024
2022 | 4 | 28 | 14 | 43.5115 | 69.968 | 277.3134
2022 | 4 | 28 | 15 | 44.3158 | 69.9125 | 278.2431
2022 | 4 | 28 | 16 | 45.9888 | 71.1629 | 289.0489
2022 | 4 | 28 | 17 | 47.6006 | 66.9445 | 308.6554
2022 | 4 | 28 | 18 | 47.2046 | 60.301 | 303.6915
2022 | 4 | 28 | 19 | 46.7983 | 60.0562 | 326.1589
2022 | 4 | 28 | 20 | 46.2022 | 61.1381 | 339.2146
2022 | 4 | 28 | 21 | 43.7346 | 57.8974 | 331.224
2022 | 4 | 28 | 22 | 39.8136 | 57.424 | 304.0589
2022 | 4 | 28 | 23 | 36.0624 | 53.0252 | 274.9148
2022 | 4 | 29 | 0 | 34.2104 | 51.6829 | 258.1562
2022 | 4 | 29 | 1 | 34.3109 | 51.1441 | 255.1549
2022 | 4 | 29 | 2 | 33.4574 | 50.0674 | 252.1028
2022 | 4 | 29 | 3 | 33.0089 | 49.8103 | 252.3419
2022 | 4 | 29 | 4 | 33.6995 | 49.5453 | 256.5505
2022 | 4 | 29 | 5 | 35.6324 | 50.8382 | 269.6675
2022 | 4 | 29 | 6 | 38.5158 | 55.3443 | 292.3495
2022 | 4 | 29 | 7 | 41.591 | 60.8394 | 314.9885
2022 | 4 | 29 | 8 | 43.2815 | 65.6156 | 316.8451
2022 | 4 | 29 | 9 | 43.648 | 67.8114 | 312.326
2022 | 4 | 29 | 10 | 43.5641 | 69.3119 | 306.8375
2022 | 4 | 29 | 11 | 43.2033 | 73.051 | 298.7441
2022 | 4 | 29 | 12 | 43.0494 | 71.7154 | 291.3788
2022 | 4 | 29 | 13 | 42.5935 | 71.9799 | 290.001
2022 | 4 | 29 | 14 | 41.7352 | 70.249 | 287.5248
2022 | 4 | 29 | 15 | 41.718 | 67.7045 | 287.2403
2022 | 4 | 29 | 16 | 42.8013 | 66.7839 | 296.6069
2022 | 4 | 29 | 17 | 44.132 | 61.525 | 313.3601
2022 | 4 | 29 | 18 | 44.8535 | 61.0064 | 300.1174
2022 | 4 | 29 | 19 | 44.8606 | 59.6902 | 326.2726
2022 | 4 | 29 | 20 | 44.7536 | 61.9367 | 339.2064
2022 | 4 | 29 | 21 | 43.1473 | 58.6342 | 333.2741
2022 | 4 | 29 | 22 | 39.954 | 58.4757 | 310.6049
2022 | 4 | 29 | 23 | 36.2148 | 52.8867 | 285.922
2022 | 4 | 30 | 0 | 33.2628 | 49.6663 | 269.7092
2022 | 4 | 30 | 1 | 33.769 | 52.6599 | 264.0218
2022 | 4 | 30 | 2 | 32.7432 | 51.8148 | 259.6171
2022 | 4 | 30 | 3 | 32.1835 | 51.0957 | 258.544
2022 | 4 | 30 | 4 | 32.5946 | 51.1905 | 261.2794
2022 | 4 | 30 | 5 | 33.6369 | 51.7155 | 270.0369
2022 | 4 | 30 | 6 | 35.4407 | 51.4806 | 290.7413
2022 | 4 | 30 | 7 | 38.1117 | 53.2901 | 296.5086
2022 | 4 | 30 | 8 | 41.2856 | 55.6332 | 283.2643
2022 | 4 | 30 | 9 | 44.056 | 58.9182 | 266.3176
2022 | 4 | 30 | 10 | 45.8086 | 60.1408 | 253.3863
2022 | 4 | 30 | 11 | 46.6308 | 65.0931 | 243.0569
2022 | 4 | 30 | 12 | 45.4142 | 62.6992 | 275.9487
2022 | 4 | 30 | 13 | 44.699 | 62.2413 | 269.7102
2022 | 4 | 30 | 14 | 43.9559 | 61.3747 | 262.6351
2022 | 4 | 30 | 15 | 43.626 | 60.7382 | 263.1931
2022 | 4 | 30 | 16 | 44.7017 | 58.8739 | 277.4606
2022 | 4 | 30 | 17 | 46.4003 | 57.2157 | 301.5498
2022 | 4 | 30 | 18 | 45.1725 | 55.339 | 345.3249
2022 | 4 | 30 | 19 | 45.7142 | 55.6104 | 341.4877
2022 | 4 | 30 | 20 | 46.5218 | 57.0753 | 334.9747
2022 | 4 | 30 | 21 | 45.6908 | 56.3957 | 318.9086
2022 | 4 | 30 | 22 | 42.8756 | 55.6369 | 294.9038
2022 | 4 | 30 | 23 | 39.5464 | 52.5784 | 271.4684
2022 | 5 | 1 | 0 | 36.4668 | 52.3465 | 257.4238
2022 | 5 | 1 | 1 | 36.682 | 43.6716 | 253.0835
2022 | 5 | 1 | 2 | 35.925 | 43.5058 | 247.7682
2022 | 5 | 1 | 3 | 35.5046 | 43.554 | 244.9572
2022 | 5 | 1 | 4 | 35.8722 | 44.1777 | 246.542
2022 | 5 | 1 | 5 | 36.8097 | 45.4543 | 254.2372
2022 | 5 | 1 | 6 | 38.2833 | 47.0379 | 253.9642
2022 | 5 | 1 | 7 | 40.2162 | 48.1955 | 261.7409
2022 | 5 | 1 | 8 | 42.3706 | 52.1514 | 277.6508
2022 | 5 | 1 | 9 | 43.508 | 54.4459 | 307.2134
2022 | 5 | 1 | 10 | 44.4004 | 57.0995 | 330.9929
2022 | 5 | 1 | 11 | 44.3984 | 55.0497 | 340.3875
2022 | 5 | 1 | 12 | 44.3857 | 51.3373 | 330.1086
2022 | 5 | 1 | 13 | 43.7247 | 51.8227 | 332.6775
2022 | 5 | 1 | 14 | 42.9794 | 54.0731 | 331.3879
2022 | 5 | 1 | 15 | 42.7512 | 52.31 | 333.5306
2022 | 5 | 1 | 16 | 44.5364 | 49.4737 | 342.7121
2022 | 5 | 1 | 17 | 47.0572 | 48.2411 | 353.9163
2022 | 5 | 1 | 18 | 48.1384 | 49.9437 | 374.1286
2022 | 5 | 1 | 19 | 48.4432 | 49.0237 | 361.0639
2022 | 5 | 1 | 20 | 49.5933 | 49.8088 | 352.7942
2022 | 5 | 1 | 21 | 48.4776 | 49.7424 | 336.0417
2022 | 5 | 1 | 22 | 44.6429 | 47.6882 | 305.2131
2022 | 5 | 1 | 23 | 40.7565 | 45.2519 | 275.467
2022 | 5 | 2 | 0 | 38.0567 | 44.8189 | 257.3343
2022 | 5 | 2 | 1 | 37.6285 | 46.4485 | 248.431
2022 | 5 | 2 | 2 | 37.1718 | 46.5941 | 245.4187
2022 | 5 | 2 | 3 | 37.0486 | 47.208 | 244.9808
2022 | 5 | 2 | 4 | 38.2641 | 48.0141 | 249.1469
2022 | 5 | 2 | 5 | 40.7442 | 50.8191 | 262.8808
2022 | 5 | 2 | 6 | 44.1808 | 57.2641 | 284.121
2022 | 5 | 2 | 7 | 47.3941 | 63.9008 | 307.7845
2022 | 5 | 2 | 8 | 48.8821 | 72.6422 | 316.7952
2022 | 5 | 2 | 9 | 49.0249 | 73.9689 | 321.255
2022 | 5 | 2 | 10 | 49.7234 | 75.8717 | 326.0219
2022 | 5 | 2 | 11 | 49.8332 | 73.2909 | 326.3684
2022 | 5 | 2 | 12 | 49.4192 | 68.4549 | 298.5108
2022 | 5 | 2 | 13 | 49.1272 | 68.718 | 296.9356
2022 | 5 | 2 | 14 | 48.8356 | 66.4688 | 295.2999
2022 | 5 | 2 | 15 | 49.2479 | 63.549 | 295.5313
2022 | 5 | 2 | 16 | 51.4668 | 63.1911 | 303.4426
2022 | 5 | 2 | 17 | 53.5097 | 58.5493 | 319.1869
2022 | 5 | 2 | 18 | 49.5541 | 58.1131 | 326.0828
2022 | 5 | 2 | 19 | 50.2675 | 57.8796 | 336.3755
2022 | 5 | 2 | 20 | 51.8695 | 58.1015 | 343.8605
2022 | 5 | 2 | 21 | 50.7092 | 57.6773 | 334.2672
2022 | 5 | 2 | 22 | 46.4211 | 55.5006 | 303.9532
2022 | 5 | 2 | 23 | 41.7641 | 50.7305 | 273.3377
2022 | 5 | 3 | 0 | 38.5244 | 49.4485 | 258.3004
2022 | 5 | 3 | 1 | 38.3528 | 49.9579 | 244.0245
2022 | 5 | 3 | 2 | 37.6184 | 49.7164 | 239.895
2022 | 5 | 3 | 3 | 37.276 | 49.7176 | 238.3698
2022 | 5 | 3 | 4 | 38.3728 | 49.7446 | 241.4843
2022 | 5 | 3 | 5 | 40.9705 | 52.4836 | 254.0291
2022 | 5 | 3 | 6 | 43.8161 | 58.5349 | 273.7801
2022 | 5 | 3 | 7 | 47.4396 | 65.0489 | 296.0735
2022 | 5 | 3 | 8 | 49.0209 | 71.9371 | 301.6689
2022 | 5 | 3 | 9 | 48.7012 | 72.8678 | 302.1253
2022 | 5 | 3 | 10 | 48.8267 | 74.5957 | 305.6804
2022 | 5 | 3 | 11 | 48.6063 | 73.7578 | 305.215
2022 | 5 | 3 | 12 | 49.4681 | 67.0578 | 278.4209
2022 | 5 | 3 | 13 | 49.1095 | 67.5339 | 278.7844
2022 | 5 | 3 | 14 | 48.4774 | 63.7144 | 278.1338
2022 | 5 | 3 | 15 | 48.6821 | 61.0761 | 278.8077
2022 | 5 | 3 | 16 | 50.8249 | 62.4581 | 286.4825
2022 | 5 | 3 | 17 | 53.0611 | 57.2854 | 302.2245
2022 | 5 | 3 | 18 | 53.3662 | 59.3831 | 294.4414
2022 | 5 | 3 | 19 | 53.0283 | 58.9124 | 313.5636
2022 | 5 | 3 | 20 | 52.9321 | 59.4843 | 325.6607
2022 | 5 | 3 | 21 | 50.8799 | 59.431 | 320.2382
2022 | 5 | 3 | 22 | 46.3035 | 57.0735 | 292.4955
2022 | 5 | 3 | 23 | 41.6622 | 52.1841 | 263.0678
2022 | 5 | 4 | 0 | 38.6842 | 50.4297 | 240.1303
2022 | 5 | 4 | 1 | 37.1185 | 51.1306 | 232.2718
2022 | 5 | 4 | 2 | 36.295 | 50.3739 | 229.3908
2022 | 5 | 4 | 3 | 35.869 | 50.0725 | 228.7291
2022 | 5 | 4 | 4 | 36.8005 | 50.1762 | 233.1206
2022 | 5 | 4 | 5 | 39.225 | 52.5472 | 247.0894
2022 | 5 | 4 | 6 | 42.5814 | 57.9905 | 271.2716
2022 | 5 | 4 | 7 | 45.9269 | 64.9231 | 290.905
2022 | 5 | 4 | 8 | 47.4687 | 71.3173 | 282.3377
2022 | 5 | 4 | 9 | 47.734 | 73.0105 | 263.2343
2022 | 5 | 4 | 10 | 48.3531 | 74.9898 | 254.6084
2022 | 5 | 4 | 11 | 48.41 | 73.6512 | 248.1007
2022 | 5 | 4 | 12 | 46.3237 | 71.6589 | 241.7238
2022 | 5 | 4 | 13 | 46.3643 | 72.1728 | 238.774
2022 | 5 | 4 | 14 | 46.2902 | 67.8435 | 237.5605
2022 | 5 | 4 | 15 | 46.8394 | 66.7256 | 238.0642
2022 | 5 | 4 | 16 | 49.0025 | 66.2063 | 249.3496
2022 | 5 | 4 | 17 | 51.1116 | 61.3183 | 272.7418
2022 | 5 | 4 | 18 | 52.3437 | 57.9822 | 305.5342
2022 | 5 | 4 | 19 | 52.271 | 56.4511 | 316.0057
2022 | 5 | 4 | 20 | 52.8622 | 56.1974 | 324.642
2022 | 5 | 4 | 21 | 51.2637 | 56.2962 | 316.5537
2022 | 5 | 4 | 22 | 46.7636 | 54.2789 | 286.0526
2022 | 5 | 4 | 23 | 41.9021 | 50.2246 | 254.9678
2022 | 5 | 5 | 0 | 38.6556 | 50.3707 | 237.9251
2022 | 5 | 5 | 1 | 37.2554 | 50.9441 | 231.7814
2022 | 5 | 5 | 2 | 36.2866 | 50.0067 | 227.4253
2022 | 5 | 5 | 3 | 35.7201 | 49.7971 | 225.8391
2022 | 5 | 5 | 4 | 36.5646 | 50.2975 | 229.081
2022 | 5 | 5 | 5 | 38.6121 | 51.8586 | 241.6314
2022 | 5 | 5 | 6 | 42.2248 | 60.0682 | 258.7615
2022 | 5 | 5 | 7 | 45.3838 | 67.4684 | 283.0774
2022 | 5 | 5 | 8 | 46.2372 | 75.8875 | 294.5159
2022 | 5 | 5 | 9 | 45.413 | 77.7965 | 303.6725
2022 | 5 | 5 | 10 | 45.0818 | 81.0951 | 312.0308
2022 | 5 | 5 | 11 | 44.675 | 77.9796 | 314.776
2022 | 5 | 5 | 12 | 44.3205 | 76.6055 | 299.2057
2022 | 5 | 5 | 13 | 43.7501 | 78.2449 | 300.3387
2022 | 5 | 5 | 14 | 42.9132 | 74.151 | 300.7599
2022 | 5 | 5 | 15 | 43.082 | 73.4662 | 303.1042
2022 | 5 | 5 | 16 | 45.1308 | 73.9765 | 310.2806
2022 | 5 | 5 | 17 | 47.668 | 68.645 | 320.3889
2022 | 5 | 5 | 18 | 50.0599 | 67.3156 | 342.8443
2022 | 5 | 5 | 19 | 50.9463 | 66.7483 | 339.1401
2022 | 5 | 5 | 20 | 52.6653 | 65.5178 | 340.1549
2022 | 5 | 5 | 21 | 51.915 | 64.4976 | 329.1208
2022 | 5 | 5 | 22 | 47.7627 | 61.1915 | 298.6572
2022 | 5 | 5 | 23 | 43.0178 | 55.4576 | 267.0137
2022 | 5 | 6 | 0 | 38.8024 | 51.9535 | 246.2131
2022 | 5 | 6 | 1 | 37.5958 | 49.9577 | 236.965
2022 | 5 | 6 | 2 | 36.6409 | 48.5775 | 233.3941
2022 | 5 | 6 | 3 | 36.0896 | 48.3664 | 232.7651
2022 | 5 | 6 | 4 | 36.8425 | 49.0942 | 236.9587
2022 | 5 | 6 | 5 | 38.8099 | 50.6278 | 250.4883
2022 | 5 | 6 | 6 | 41.5764 | 56.7424 | 262.9537
2022 | 5 | 6 | 7 | 44.7624 | 63.7228 | 287.0926
2022 | 5 | 6 | 8 | 45.5926 | 71.8083 | 292.291
2022 | 5 | 6 | 9 | 44.5376 | 74.9553 | 290.8489
2022 | 5 | 6 | 10 | 44.4495 | 77.7984 | 290.4817
2022 | 5 | 6 | 11 | 44.1886 | 73.1842 | 286.0175
2022 | 5 | 6 | 12 | 44.464 | 74.8893 | 261.9161
2022 | 5 | 6 | 13 | 43.8696 | 76.1852 | 260.3809
2022 | 5 | 6 | 14 | 43.2026 | 74.8226 | 259.505
2022 | 5 | 6 | 15 | 42.8723 | 74.0336 | 260.7942
2022 | 5 | 6 | 16 | 44.1748 | 71.7458 | 268.366
2022 | 5 | 6 | 17 | 46.3333 | 66.4887 | 285.9428
2022 | 5 | 6 | 18 | 47.1128 | 60.7583 | 275.5238
2022 | 5 | 6 | 19 | 47.88 | 60.0053 | 303.7519
2022 | 5 | 6 | 20 | 49.8939 | 59.2698 | 319.8165
2022 | 5 | 6 | 21 | 49.5263 | 59.2268 | 319.2223
2022 | 5 | 6 | 22 | 46.1684 | 56.5424 | 297.1173
2022 | 5 | 6 | 23 | 41.629 | 49.9187 | 271.8932
2022 | 5 | 7 | 0 | 37.6506 | 48.776 | 250.452
2022 | 5 | 7 | 1 | 34.7023 | 43.9631 | 239.1879
2022 | 5 | 7 | 2 | 33.4863 | 43.2485 | 233.933
2022 | 5 | 7 | 3 | 32.7552 | 43.0706 | 231.9018
2022 | 5 | 7 | 4 | 32.7574 | 42.808 | 234.2604
2022 | 5 | 7 | 5 | 33.3605 | 43.572 | 242.1435
2022 | 5 | 7 | 6 | 34.7641 | 45.617 | 258.3112
2022 | 5 | 7 | 7 | 38.0483 | 46.7257 | 263.7911
2022 | 5 | 7 | 8 | 41.6614 | 53.7143 | 251.2156
2022 | 5 | 7 | 9 | 44.1753 | 58.2692 | 231.1019
2022 | 5 | 7 | 10 | 45.6764 | 61.1248 | 220.6041
2022 | 5 | 7 | 11 | 46.267 | 60.6055 | 212.7964
2022 | 5 | 7 | 12 | 46.323 | 59.6593 | 197.148
2022 | 5 | 7 | 13 | 45.6292 | 59.8858 | 187.6536
2022 | 5 | 7 | 14 | 44.646 | 63.1405 | 180.5603
2022 | 5 | 7 | 15 | 44.006 | 63.3822 | 181.9889
2022 | 5 | 7 | 16 | 44.9766 | 57.8989 | 195.9842
2022 | 5 | 7 | 17 | 46.2433 | 56.0613 | 229.9481
2022 | 5 | 7 | 18 | 46.3187 | 51.3603 | 252.2313
2022 | 5 | 7 | 19 | 45.4634 | 49.9716 | 275.7853
2022 | 5 | 7 | 20 | 45.1241 | 47.4993 | 286.6358
2022 | 5 | 7 | 21 | 43.5214 | 50.5178 | 284.6369
2022 | 5 | 7 | 22 | 40.4044 | 48.5621 | 264.9505
2022 | 5 | 7 | 23 | 36.9984 | 44.9684 | 242.7872
2022 | 5 | 8 | 0 | 33.9024 | 46.0349 | 227.6217
2022 | 5 | 8 | 1 | 33.4683 | 43.3223 | 221.4638
2022 | 5 | 8 | 2 | 32.4426 | 42.4555 | 215.2888
2022 | 5 | 8 | 3 | 31.6929 | 42.467 | 212.4203
2022 | 5 | 8 | 4 | 31.6693 | 42.2871 | 213.8876
2022 | 5 | 8 | 5 | 32.2858 | 42.437 | 220.043
2022 | 5 | 8 | 6 | 33.387 | 43.1138 | 223.9135
2022 | 5 | 8 | 7 | 35.919 | 43.8864 | 231.0845
2022 | 5 | 8 | 8 | 39.632 | 50.4952 | 242.5969
2022 | 5 | 8 | 9 | 42.9531 | 54.4202 | 258.5833
2022 | 5 | 8 | 10 | 45.4889 | 57.6694 | 269.2332
2022 | 5 | 8 | 11 | 46.5451 | 56.8332 | 274.0245
2022 | 5 | 8 | 12 | 47.8917 | 52.54 | 247.6554
2022 | 5 | 8 | 13 | 47.9128 | 53.7136 | 247.1957
2022 | 5 | 8 | 14 | 47.6093 | 60.9385 | 241.1788
2022 | 5 | 8 | 15 | 47.5258 | 63.1623 | 241.6158
2022 | 5 | 8 | 16 | 49.1565 | 55.2849 | 253.3531
2022 | 5 | 8 | 17 | 50.9941 | 54.5254 | 276.404
2022 | 5 | 8 | 18 | 50.5972 | 55.0497 | 287.2681
2022 | 5 | 8 | 19 | 49.8149 | 54.0206 | 294.9504
2022 | 5 | 8 | 20 | 49.3906 | 50.8579 | 295.3505
2022 | 5 | 8 | 21 | 47.1018 | 51.3898 | 286.3245
2022 | 5 | 8 | 22 | 42.6812 | 49.7807 | 259.2185
2022 | 5 | 8 | 23 | 38.8123 | 45.5404 | 230.002
2022 | 5 | 9 | 0 | 36.1628 | 47.8658 | 208.2518
2022 | 5 | 9 | 1 | 33.5799 | 46.5031 | 199.6428
2022 | 5 | 9 | 2 | 32.9808 | 46.1634 | 195.2693
2022 | 5 | 9 | 3 | 32.741 | 46.3857 | 193.4326
2022 | 5 | 9 | 4 | 33.7778 | 47.4395 | 197.2022
2022 | 5 | 9 | 5 | 36.0215 | 49.9448 | 209.6355
2022 | 5 | 9 | 6 | 40.1707 | 58.19 | 230.6819
2022 | 5 | 9 | 7 | 43.5077 | 66.1452 | 254.7558
2022 | 5 | 9 | 8 | 45.0922 | 75.0671 | 262.3839
2022 | 5 | 9 | 9 | 45.5987 | 78.094 | 262.3637
2022 | 5 | 9 | 10 | 46.3729 | 81.4584 | 262.5095
2022 | 5 | 9 | 11 | 46.7179 | 76.966 | 262.3166
2022 | 5 | 9 | 12 | 47.7564 | 74.3158 | 260.3241
2022 | 5 | 9 | 13 | 48.0579 | 75.0306 | 260.6075
2022 | 5 | 9 | 14 | 48.0908 | 74.6322 | 261.6546
2022 | 5 | 9 | 15 | 48.7779 | 74.7351 | 266.0145
2022 | 5 | 9 | 16 | 50.9666 | 70.7307 | 274.6713
2022 | 5 | 9 | 17 | 52.6664 | 66.6244 | 288.9826
2022 | 5 | 9 | 18 | 52.8038 | 60.2369 | 313.8299
2022 | 5 | 9 | 19 | 52.1167 | 59.687 | 310.7275
2022 | 5 | 9 | 20 | 51.7842 | 58.9117 | 309.5984
2022 | 5 | 9 | 21 | 49.0852 | 58.9417 | 296.818
2022 | 5 | 9 | 22 | 44.4087 | 56.5677 | 265.9304
2022 | 5 | 9 | 23 | 39.8299 | 51.5726 | 234.9746
2022 | 5 | 10 | 0 | 37.0644 | 52.0402 | 213.3164
2022 | 5 | 10 | 1 | 35.2579 | 48.615 | 195.7716
2022 | 5 | 10 | 2 | 34.318 | 48.2504 | 191.2917
2022 | 5 | 10 | 3 | 33.7022 | 48.1022 | 189.2042
2022 | 5 | 10 | 4 | 34.4398 | 48.3987 | 192.5208
2022 | 5 | 10 | 5 | 36.1155 | 51.4196 | 204.3946
2022 | 5 | 10 | 6 | 39.4319 | 58.3817 | 223.8552
2022 | 5 | 10 | 7 | 42.6365 | 66.1191 | 249.7999
2022 | 5 | 10 | 8 | 43.9942 | 72.8896 | 261.8414
2022 | 5 | 10 | 9 | 44.2072 | 75.1228 | 265.9041
2022 | 5 | 10 | 10 | 44.6046 | 78.3467 | 267.7398
2022 | 5 | 10 | 11 | 44.8647 | 77.0353 | 264.6301
2022 | 5 | 10 | 12 | 45.1709 | 71.6884 | 237.9522
2022 | 5 | 10 | 13 | 45.3964 | 71.8683 | 236.4937
2022 | 5 | 10 | 14 | 45.2976 | 73.1773 | 236.5212
2022 | 5 | 10 | 15 | 45.7826 | 71.0094 | 241.2078
2022 | 5 | 10 | 16 | 48.034 | 68.2372 | 252.608
2022 | 5 | 10 | 17 | 50.3627 | 64.005 | 271.5499
2022 | 5 | 10 | 18 | 51.5649 | 63.4128 | 284.4598
2022 | 5 | 10 | 19 | 51.1132 | 62.4984 | 296.2207
2022 | 5 | 10 | 20 | 51.6434 | 63.0451 | 301.6575
2022 | 5 | 10 | 21 | 49.8916 | 63.4913 | 293.9265
2022 | 5 | 10 | 22 | 45.4034 | 60.3523 | 266.0879
2022 | 5 | 10 | 23 | 40.5473 | 54.5154 | 234.8746
2022 | 5 | 11 | 0 | 37.865 | 51.8241 | 211.9673
2022 | 5 | 11 | 1 | 36.372 | 52.3515 | 211.2961
2022 | 5 | 11 | 2 | 35.4322 | 51.4114 | 208.5903
2022 | 5 | 11 | 3 | 34.803 | 51.0597 | 208.2327
2022 | 5 | 11 | 4 | 35.5471 | 51.2122 | 213.0513
2022 | 5 | 11 | 5 | 37.418 | 53.8475 | 226.8208
2022 | 5 | 11 | 6 | 41.1788 | 59.5291 | 250.8047
2022 | 5 | 11 | 7 | 44.3877 | 66.8836 | 272.7975
2022 | 5 | 11 | 8 | 45.0643 | 72.17 | 269.0151
2022 | 5 | 11 | 9 | 44.1181 | 74.3433 | 257.7938
2022 | 5 | 11 | 10 | 43.5727 | 76.6217 | 254.374
2022 | 5 | 11 | 11 | 43.2095 | 76.2058 | 248.3071
2022 | 5 | 11 | 12 | 43.3244 | 75.4605 | 260.9298
2022 | 5 | 11 | 13 | 42.8462 | 75.5247 | 260.7092
2022 | 5 | 11 | 14 | 42.0023 | 71.9223 | 260.1191
2022 | 5 | 11 | 15 | 41.8816 | 71.9488 | 262.4988
2022 | 5 | 11 | 16 | 43.9133 | 70.3064 | 274.1291
2022 | 5 | 11 | 17 | 46.6989 | 66.2796 | 293.993
2022 | 5 | 11 | 18 | 48.0391 | 59.226 | 333.6096
2022 | 5 | 11 | 19 | 49.0796 | 57.6837 | 335.1011
2022 | 5 | 11 | 20 | 51.4193 | 57.4128 | 337.7143
2022 | 5 | 11 | 21 | 50.8651 | 59.3489 | 327.9797
2022 | 5 | 11 | 22 | 46.649 | 55.7067 | 297.4867
2022 | 5 | 11 | 23 | 41.5999 | 50.0103 | 264.9773
2022 | 5 | 12 | 0 | 38.247 | 52.5889 | 241.4468
2022 | 5 | 12 | 1 | 36.9049 | 52.4185 | 231.1609
2022 | 5 | 12 | 2 | 36.0086 | 51.2866 | 226.2131
2022 | 5 | 12 | 3 | 35.4945 | 50.9614 | 223.6956
2022 | 5 | 12 | 4 | 36.2114 | 51.1705 | 225.9295
2022 | 5 | 12 | 5 | 38.0597 | 53.2169 | 237.2585
2022 | 5 | 12 | 6 | 41.2687 | 59.5467 | 252.7778
2022 | 5 | 12 | 7 | 44.8301 | 66.7186 | 276.219
2022 | 5 | 12 | 8 | 46.1665 | 74.4294 | 288.077
2022 | 5 | 12 | 9 | 46.0148 | 76.699 | 293.6041
2022 | 5 | 12 | 10 | 46.168 | 79.7376 | 295.4289
2022 | 5 | 12 | 11 | 46.1531 | 77.5412 | 289.4733
2022 | 5 | 12 | 12 | 48.4061 | 77.4916 | 266.1196
2022 | 5 | 12 | 13 | 48.2928 | 78.9886 | 268.293
2022 | 5 | 12 | 14 | 47.9435 | 74.7419 | 267.675
2022 | 5 | 12 | 15 | 48.3334 | 74.3553 | 268.8543
2022 | 5 | 12 | 16 | 50.1107 | 75.2966 | 275.6534
2022 | 5 | 12 | 17 | 51.9213 | 70.2208 | 289.9577
2022 | 5 | 12 | 18 | 51.3476 | 64.5391 | 304.76
2022 | 5 | 12 | 19 | 51.3033 | 63.564 | 308.0643
2022 | 5 | 12 | 20 | 51.9591 | 63.1869 | 310.3681
2022 | 5 | 12 | 21 | 50.5688 | 63.6501 | 302.9943
2022 | 5 | 12 | 22 | 46.1503 | 60.695 | 276.7224
2022 | 5 | 12 | 23 | 41.0386 | 54.8786 | 246.6195
2022 | 5 | 13 | 0 | 38.1227 | 55.1153 | 221.3619
2022 | 5 | 13 | 1 | 36.4898 | 53.6334 | 214.1112
2022 | 5 | 13 | 2 | 35.4522 | 51.9399 | 209.7925
2022 | 5 | 13 | 3 | 34.8505 | 51.6683 | 208.3712
2022 | 5 | 13 | 4 | 35.457 | 52.16 | 211.5674
2022 | 5 | 13 | 5 | 37.141 | 53.6684 | 224.2145
2022 | 5 | 13 | 6 | 40.4872 | 60.3265 | 237.4188
2022 | 5 | 13 | 7 | 43.6492 | 68.6944 | 262.0861
2022 | 5 | 13 | 8 | 45.1105 | 76.7345 | 265.7231
2022 | 5 | 13 | 9 | 45.2158 | 79.9696 | 262.6644
2022 | 5 | 13 | 10 | 45.7245 | 83.7844 | 260.5166
2022 | 5 | 13 | 11 | 45.79 | 80.6593 | 253.774
2022 | 5 | 13 | 12 | 46.5 | 75.1299 | 255.7269
2022 | 5 | 13 | 13 | 46.6425 | 76.3718 | 257.3692
2022 | 5 | 13 | 14 | 46.7314 | 73.9624 | 257.3945
2022 | 5 | 13 | 15 | 47.1518 | 72.5946 | 260.5318
2022 | 5 | 13 | 16 | 48.7844 | 71.2462 | 268.0528
2022 | 5 | 13 | 17 | 50.1922 | 66.1541 | 285.9553
2022 | 5 | 13 | 18 | 50.98 | 59.6096 | 271.4334
2022 | 5 | 13 | 19 | 51.0163 | 58.4259 | 297.5819
2022 | 5 | 13 | 20 | 51.9234 | 58.2409 | 310.5533
2022 | 5 | 13 | 21 | 50.6647 | 59.0522 | 310.5248
2022 | 5 | 13 | 22 | 46.5017 | 56.1662 | 289.2689
2022 | 5 | 13 | 23 | 41.4394 | 50.4008 | 263.3469
2022 | 5 | 14 | 0 | 37.693 | 54.4727 | 237.2693
2022 | 5 | 14 | 1 | 35.4483 | 50.9759 | 233.6196
2022 | 5 | 14 | 2 | 33.91 | 50.1219 | 228.1387
2022 | 5 | 14 | 3 | 32.8672 | 49.6516 | 225.7423
2022 | 5 | 14 | 4 | 32.6068 | 49.2016 | 228.2146
2022 | 5 | 14 | 5 | 32.9239 | 49.4628 | 235.9735
2022 | 5 | 14 | 6 | 32.7905 | 51.3183 | 254.9617
2022 | 5 | 14 | 7 | 35.881 | 54.1766 | 262.6508
2022 | 5 | 14 | 8 | 40.3457 | 58.8864 | 252.1923
2022 | 5 | 14 | 9 | 44.493 | 64.4314 | 232.1273
2022 | 5 | 14 | 10 | 47.9072 | 68.1726 | 220.1328
2022 | 5 | 14 | 11 | 49.8473 | 66.033 | 209.2059
2022 | 5 | 14 | 12 | 51.3382 | 63.3049 | 236.8306
2022 | 5 | 14 | 13 | 52.5689 | 62.6984 | 231.1098
2022 | 5 | 14 | 14 | 53.7536 | 64.0383 | 224.3474
2022 | 5 | 14 | 15 | 54.7169 | 63.5162 | 229.2642
2022 | 5 | 14 | 16 | 56.8358 | 58.9584 | 242.2946
2022 | 5 | 14 | 17 | 58.8255 | 57.823 | 268.0397
2022 | 5 | 14 | 18 | 57.9046 | 51.8465 | 325.9547
2022 | 5 | 14 | 19 | 56.4517 | 50.9619 | 318.0773
2022 | 5 | 14 | 20 | 54.618 | 49.4622 | 312.8643
2022 | 5 | 14 | 21 | 52.3115 | 54.5394 | 302.726
2022 | 5 | 14 | 22 | 47.7855 | 51.5186 | 279.3527
2022 | 5 | 14 | 23 | 42.9632 | 48.235 | 254.0517
2022 | 5 | 15 | 0 | 38.5815 | 50.476 | 239.2195
2022 | 5 | 15 | 1 | 35.4437 | 46.8114 | 232.531
2022 | 5 | 15 | 2 | 33.7582 | 46.1723 | 226.2422
2022 | 5 | 15 | 3 | 32.621 | 46.2025 | 223.4923
2022 | 5 | 15 | 4 | 32.0354 | 46.213 | 224.8064
2022 | 5 | 15 | 5 | 32.2062 | 46.6872 | 229.9109
2022 | 5 | 15 | 6 | 32.3096 | 46.607 | 227.7091
2022 | 5 | 15 | 7 | 35.2467 | 48.0574 | 239.0406
2022 | 5 | 15 | 8 | 40.047 | 53.1474 | 259.6806
2022 | 5 | 15 | 9 | 44.3859 | 54.9577 | 286.5917
2022 | 5 | 15 | 10 | 47.8126 | 57.1812 | 302.9834
2022 | 5 | 15 | 11 | 49.7899 | 55.8458 | 305.5516
2022 | 5 | 15 | 12 | 49.5023 | 57.6005 | 285.2205
2022 | 5 | 15 | 13 | 50.0023 | 57.8419 | 284.1455
2022 | 5 | 15 | 14 | 50.1153 | 59.8443 | 282.1845
2022 | 5 | 15 | 15 | 50.192 | 64.9876 | 287.3183
2022 | 5 | 15 | 16 | 52.056 | 57.3216 | 298.7738
2022 | 5 | 15 | 17 | 54.0164 | 57.2201 | 315.8494
2022 | 5 | 15 | 18 | 55.5216 | 51.6214 | 329.7977
2022 | 5 | 15 | 19 | 54.1907 | 50.6952 | 324.8279
2022 | 5 | 15 | 20 | 52.8858 | 51.0815 | 320.2036
2022 | 5 | 15 | 21 | 51.2931 | 53.3521 | 309.0241
2022 | 5 | 15 | 22 | 46.8043 | 51.0684 | 281.1162
2022 | 5 | 15 | 23 | 42.0031 | 47.6232 | 250.2943
2022 | 5 | 16 | 0 | 39.7128 | 49.6585 | 236.6919
2022 | 5 | 16 | 1 | 35.5435 | 50.4156 | 228.2837
2022 | 5 | 16 | 2 | 34.5708 | 49.5863 | 224.16
2022 | 5 | 16 | 3 | 33.9915 | 49.9144 | 222.8088
2022 | 5 | 16 | 4 | 34.6554 | 50.7561 | 226.3902
2022 | 5 | 16 | 5 | 36.265 | 52.5905 | 238.7498
2022 | 5 | 16 | 6 | 39.33 | 60.3648 | 257.948
2022 | 5 | 16 | 7 | 43.1048 | 68.5859 | 284.3619
2022 | 5 | 16 | 8 | 45.0195 | 77.5811 | 295.0783
2022 | 5 | 16 | 9 | 45.4894 | 80.1733 | 303.4166
2022 | 5 | 16 | 10 | 46.0198 | 82.6616 | 307.9636
2022 | 5 | 16 | 11 | 46.1072 | 80.4408 | 306.4767
2022 | 5 | 16 | 12 | 47.4381 | 80.3593 | 299.5565
2022 | 5 | 16 | 13 | 47.2908 | 81.7358 | 299.4351
2022 | 5 | 16 | 14 | 46.5288 | 77.3118 | 297.9572
2022 | 5 | 16 | 15 | 46.5564 | 78.0156 | 301.31
2022 | 5 | 16 | 16 | 48.3574 | 78.9446 | 309.5725
2022 | 5 | 16 | 17 | 50.4137 | 74.9457 | 322.5229
2022 | 5 | 16 | 18 | 50.3454 | 67.7744 | 347.3447
2022 | 5 | 16 | 19 | 49.3047 | 67.6804 | 340.0963
2022 | 5 | 16 | 20 | 49.5288 | 66.8694 | 336.5126
2022 | 5 | 16 | 21 | 48.1538 | 67.5855 | 323.8954
2022 | 5 | 16 | 22 | 43.9627 | 63.4472 | 293.592
2022 | 5 | 16 | 23 | 39.4255 | 57.4128 | 261.6697
2022 | 5 | 17 | 0 | 37.2217 | 57.2185 | 241.5275
2022 | 5 | 17 | 1 | 36.6371 | 52.0615 | 233.1427
2022 | 5 | 17 | 2 | 35.7879 | 50.8423 | 228.6986
2022 | 5 | 17 | 3 | 35.2758 | 50.513 | 226.9733
2022 | 5 | 17 | 4 | 36.0318 | 50.8866 | 229.8074
2022 | 5 | 17 | 5 | 37.8831 | 52.6572 | 241.403
2022 | 5 | 17 | 6 | 41.3831 | 60.037 | 255.7158
2022 | 5 | 17 | 7 | 44.7187 | 68.4591 | 282.4491
2022 | 5 | 17 | 8 | 45.8378 | 76.3284 | 294.7652
2022 | 5 | 17 | 9 | 45.2817 | 78.5062 | 305.3962
2022 | 5 | 17 | 10 | 45.0304 | 81.9167 | 313.8006
2022 | 5 | 17 | 11 | 44.8528 | 79.093 | 313.8007
2022 | 5 | 17 | 12 | 47.6424 | 80.5617 | 301.2924
2022 | 5 | 17 | 13 | 47.5284 | 81.6211 | 302.8778
2022 | 5 | 17 | 14 | 47.3457 | 79.714 | 302.5778
2022 | 5 | 17 | 15 | 47.5661 | 81.9977 | 307.3065
2022 | 5 | 17 | 16 | 49.4767 | 80.7617 | 314.9739
2022 | 5 | 17 | 17 | 52.0961 | 77.0955 | 326.7667
2022 | 5 | 17 | 18 | 49.8945 | 69.5217 | 312.4825
2022 | 5 | 17 | 19 | 50.4986 | 68.4678 | 323.935
2022 | 5 | 17 | 20 | 52.1338 | 67.618 | 330.639
2022 | 5 | 17 | 21 | 51.3349 | 67.9121 | 324.8823
2022 | 5 | 17 | 22 | 47.1344 | 64.8232 | 297.7642
2022 | 5 | 17 | 23 | 42.241 | 58.5815 | 267.3024
2022 | 5 | 18 | 0 | 39.2279 | 57.321 | 248.9479
2022 | 5 | 18 | 1 | 37.4595 | 54.0937 | 232.1294
2022 | 5 | 18 | 2 | 36.5043 | 52.5661 | 228.085
2022 | 5 | 18 | 3 | 35.9062 | 51.989 | 226.186
2022 | 5 | 18 | 4 | 36.6793 | 52.1473 | 229.4272
2022 | 5 | 18 | 5 | 38.6636 | 53.7636 | 241.2491
2022 | 5 | 18 | 6 | 42.79 | 60.6806 | 269.4497
2022 | 5 | 18 | 7 | 46.1965 | 69.9498 | 287.1915
2022 | 5 | 18 | 8 | 47.2901 | 77.9539 | 264.286
2022 | 5 | 18 | 9 | 46.7803 | 82.0599 | 228.41
2022 | 5 | 18 | 10 | 46.7891 | 87.24 | 210.6591
2022 | 5 | 18 | 11 | 46.6663 | 83.7283 | 199.3429
2022 | 5 | 18 | 12 | 49.0279 | 80.3914 | 187.0199
2022 | 5 | 18 | 13 | 48.9242 | 81.6684 | 180.4895
2022 | 5 | 18 | 14 | 48.7402 | 82.4174 | 176.8971
2022 | 5 | 18 | 15 | 49.022 | 84.128 | 178.0942
2022 | 5 | 18 | 16 | 50.8294 | 81.9893 | 191.2188
2022 | 5 | 18 | 17 | 52.8553 | 78.8558 | 225.9094
2022 | 5 | 18 | 18 | 52.8746 | 76.4959 | 255.1883
2022 | 5 | 18 | 19 | 52.1028 | 76.0253 | 282.947
2022 | 5 | 18 | 20 | 52.0027 | 71.6323 | 299.3484
2022 | 5 | 18 | 21 | 50.1243 | 71.1231 | 298.931
2022 | 5 | 18 | 22 | 45.4767 | 66.0124 | 273.2509
2022 | 5 | 18 | 23 | 40.6767 | 59.6969 | 242.8566
2022 | 5 | 19 | 0 | 38.5503 | 58.5376 | 224.2582
2022 | 5 | 19 | 1 | 36.6846 | 52.4354 | 214.8898
2022 | 5 | 19 | 2 | 35.713 | 51.0609 | 209.4454
2022 | 5 | 19 | 3 | 35.1926 | 50.3453 | 207.2647
2022 | 5 | 19 | 4 | 35.908 | 50.5728 | 210.5294
2022 | 5 | 19 | 5 | 37.8609 | 52.364 | 222.038
2022 | 5 | 19 | 6 | 41.5193 | 61.8452 | 241.2035
2022 | 5 | 19 | 7 | 45.0479 | 70.7228 | 266.7754
2022 | 5 | 19 | 8 | 46.5636 | 77.7375 | 276.1897
2022 | 5 | 19 | 9 | 46.5684 | 81.4919 | 278.0812
2022 | 5 | 19 | 10 | 47.1988 | 84.9207 | 278.4924
2022 | 5 | 19 | 11 | 47.3215 | 83.0067 | 274.7752
2022 | 5 | 19 | 12 | 47.8919 | 77.5014 | 249.3881
2022 | 5 | 19 | 13 | 47.956 | 78.6814 | 249.5466
2022 | 5 | 19 | 14 | 48.1288 | 74.8089 | 250.1509
2022 | 5 | 19 | 15 | 48.7517 | 75.4588 | 256.1372
2022 | 5 | 19 | 16 | 50.3952 | 73.9436 | 264.6508
2022 | 5 | 19 | 17 | 52.1842 | 69.4959 | 281.2684
2022 | 5 | 19 | 18 | 50.6931 | 58.6 | 312.5485
2022 | 5 | 19 | 19 | 50.6143 | 58.118 | 312.6242
2022 | 5 | 19 | 20 | 51.282 | 57.2032 | 314.0883
2022 | 5 | 19 | 21 | 50.0912 | 59.0462 | 306.0952
2022 | 5 | 19 | 22 | 45.9453 | 55.5259 | 277.8812
2022 | 5 | 19 | 23 | 41.2562 | 50.3976 | 246.8296
2022 | 5 | 20 | 0 | 38.333 | 53.415 | 224.6653
2022 | 5 | 20 | 1 | 36.9493 | 53.5179 | 215.0284
2022 | 5 | 20 | 2 | 35.8907 | 52.3692 | 210.0679
2022 | 5 | 20 | 3 | 35.3059 | 51.9162 | 208.1366
2022 | 5 | 20 | 4 | 36.0817 | 52.5559 | 211.14
2022 | 5 | 20 | 5 | 37.9562 | 55.1043 | 222.2621
2022 | 5 | 20 | 6 | 41.5675 | 61.1086 | 250.8798
2022 | 5 | 20 | 7 | 45.0849 | 69.6279 | 275.1192
2022 | 5 | 20 | 8 | 46.5107 | 76.1464 | 272.4822
2022 | 5 | 20 | 9 | 46.0184 | 79.6428 | 262.6814
2022 | 5 | 20 | 10 | 46.0114 | 83.1361 | 256.7363
2022 | 5 | 20 | 11 | 45.6274 | 80.0618 | 248.0553
2022 | 5 | 20 | 12 | 44.7503 | 74.0866 | 217.1119
2022 | 5 | 20 | 13 | 43.9685 | 73.7352 | 210.4001
2022 | 5 | 20 | 14 | 43.134 | 72.1703 | 207.5011
2022 | 5 | 20 | 15 | 43.0629 | 70.8181 | 211.8363
2022 | 5 | 20 | 16 | 44.7701 | 69.1927 | 223.0815
2022 | 5 | 20 | 17 | 47.0849 | 64.8915 | 250.829
2022 | 5 | 20 | 18 | 47.3651 | 66.2047 | 275.4065
2022 | 5 | 20 | 19 | 48.5753 | 64.9944 | 299.0256
2022 | 5 | 20 | 20 | 50.5687 | 67.0535 | 312.2722
2022 | 5 | 20 | 21 | 50.6408 | 67.9035 | 312.6562
2022 | 5 | 20 | 22 | 47.289 | 64.8144 | 291.6171
2022 | 5 | 20 | 23 | 42.7937 | 58.4914 | 264.0664
2022 | 5 | 21 | 0 | 38.5238 | 54.7668 | 248.8948
2022 | 5 | 21 | 1 | 36.6087 | 51.8335 | 242.724
2022 | 5 | 21 | 2 | 35.2855 | 50.9632 | 236.1473
2022 | 5 | 21 | 3 | 34.6043 | 50.8088 | 232.6389
2022 | 5 | 21 | 4 | 34.6127 | 50.7213 | 234.111
2022 | 5 | 21 | 5 | 35.4756 | 51.3693 | 240.3774
2022 | 5 | 21 | 6 | 37.5006 | 54.4061 | 256.5844
2022 | 5 | 21 | 7 | 40.4493 | 57.3944 | 268.7677
2022 | 5 | 21 | 8 | 44.1993 | 64.4033 | 275.0614
2022 | 5 | 21 | 9 | 47.0715 | 65.2616 | 279.1594
2022 | 5 | 21 | 10 | 48.6283 | 66.1602 | 280.7415
2022 | 5 | 21 | 11 | 49.2048 | 64.0901 | 275.2228
2022 | 5 | 21 | 12 | 48.0281 | 60.6606 | 287.2973
2022 | 5 | 21 | 13 | 47.3699 | 59.7775 | 282.6481
2022 | 5 | 21 | 14 | 46.6704 | 58.3587 | 275.3463
2022 | 5 | 21 | 15 | 46.4897 | 60.8701 | 284.8912
2022 | 5 | 21 | 16 | 47.8942 | 58.3815 | 298.7849
2022 | 5 | 21 | 17 | 49.3442 | 56.957 | 318.1519
2022 | 5 | 21 | 18 | 45.6246 | 60.9184 | 338.7931
2022 | 5 | 21 | 19 | 45.8174 | 61.6625 | 336.7672
2022 | 5 | 21 | 20 | 46.7881 | 62.7743 | 334.3585
2022 | 5 | 21 | 21 | 46.8744 | 63.1111 | 327.046
2022 | 5 | 21 | 22 | 43.8865 | 60.1269 | 305.1607
2022 | 5 | 21 | 23 | 40.3283 | 56.6554 | 279.4052
2022 | 5 | 22 | 0 | 37.3304 | 53.0111 | 264.074
2022 | 5 | 22 | 1 | 34.0143 | 53.4697 | 254.926
2022 | 5 | 22 | 2 | 33.0242 | 52.3173 | 249.2904
2022 | 5 | 22 | 3 | 32.5438 | 52.0054 | 247.5534
2022 | 5 | 22 | 4 | 32.7267 | 52.2375 | 249.5436
2022 | 5 | 22 | 5 | 33.2278 | 52.5337 | 255.1093
2022 | 5 | 22 | 6 | 35.3691 | 56.6702 | 264.9483
2022 | 5 | 22 | 7 | 38.0261 | 61.0912 | 272.3291
2022 | 5 | 22 | 8 | 40.6252 | 64.5365 | 270.7172
2022 | 5 | 22 | 9 | 42.082 | 66.4303 | 268.7433
2022 | 5 | 22 | 10 | 43.1319 | 70.3164 | 268.2512
2022 | 5 | 22 | 11 | 43.262 | 68.1895 | 260.7642
2022 | 5 | 22 | 12 | 44.804 | 63.1496 | 283.0252
2022 | 5 | 22 | 13 | 44.2209 | 62.0953 | 278.4002
2022 | 5 | 22 | 14 | 43.6285 | 59.8374 | 275.9731
2022 | 5 | 22 | 15 | 43.5852 | 61.7815 | 281.2612
2022 | 5 | 22 | 16 | 44.9655 | 62.4339 | 294.2288
2022 | 5 | 22 | 17 | 47.1704 | 63.2 | 316.0488
2022 | 5 | 22 | 18 | 48.1321 | 63.7723 | 325.1578
2022 | 5 | 22 | 19 | 47.3919 | 63.5986 | 334.2222
2022 | 5 | 22 | 20 | 47.034 | 65.2468 | 334.8308
2022 | 5 | 22 | 21 | 45.2984 | 64.3878 | 328.2255
2022 | 5 | 22 | 22 | 41.5648 | 60.8013 | 302.795
2022 | 5 | 22 | 23 | 37.7571 | 57.7707 | 272.4619
2022 | 5 | 23 | 0 | 35.9 | 56.1789 | 255.5714
2022 | 5 | 23 | 1 | 34.6676 | 52.4923 | 265.6905
2022 | 5 | 23 | 2 | 33.5713 | 52.0424 | 259.5213
2022 | 5 | 23 | 3 | 32.9592 | 51.8429 | 257.0057
2022 | 5 | 23 | 4 | 33.1998 | 51.0226 | 258.1348
2022 | 5 | 23 | 5 | 33.7357 | 51.2773 | 262.2109
2022 | 5 | 23 | 6 | 35.5012 | 52.3157 | 262.4063
2022 | 5 | 23 | 7 | 38.0776 | 54.0207 | 272.7383
2022 | 5 | 23 | 8 | 41.5465 | 61.7154 | 293.4291
2022 | 5 | 23 | 9 | 44.4493 | 59.2943 | 317.8598
2022 | 5 | 23 | 10 | 46.3952 | 60.8661 | 335.4751
2022 | 5 | 23 | 11 | 47.2679 | 62.9972 | 333.2952
2022 | 5 | 23 | 12 | 47.2252 | 59.9388 | 308.4604
2022 | 5 | 23 | 13 | 46.6086 | 58.9985 | 301.1768
2022 | 5 | 23 | 14 | 46.1793 | 61.9026 | 300.1346
2022 | 5 | 23 | 15 | 46.8776 | 61.7348 | 298.8281
2022 | 5 | 23 | 16 | 48.9875 | 59.2581 | 309.0833
2022 | 5 | 23 | 17 | 51.3293 | 59.451 | 326.2307
2022 | 5 | 23 | 18 | 47.2657 | 53.6074 | 326.4466
2022 | 5 | 23 | 19 | 48.0072 | 52.8379 | 336.2854
2022 | 5 | 23 | 20 | 48.8365 | 52.8499 | 339.3909
2022 | 5 | 23 | 21 | 48.8113 | 55.8475 | 332.9201
2022 | 5 | 23 | 22 | 45.1701 | 53.29 | 304.8265
2022 | 5 | 23 | 23 | 41.181 | 51.5317 | 275.2473
2022 | 5 | 24 | 0 | 38.0414 | 55.6649 | 260.2757
2022 | 5 | 24 | 1 | 37.0827 | 55.578 | 251.5166
2022 | 5 | 24 | 2 | 36.1645 | 54.6274 | 247.1055
2022 | 5 | 24 | 3 | 35.7191 | 54.4372 | 245.7071
2022 | 5 | 24 | 4 | 36.6101 | 54.1775 | 248.8144
2022 | 5 | 24 | 5 | 38.6593 | 56.1391 | 260.0729
2022 | 5 | 24 | 6 | 42.3673 | 62.9564 | 286.3388
2022 | 5 | 24 | 7 | 45.8961 | 72.2107 | 307.64
2022 | 5 | 24 | 8 | 46.9969 | 77.9805 | 295.7326
2022 | 5 | 24 | 9 | 45.9614 | 79.3639 | 273.619
2022 | 5 | 24 | 10 | 45.9191 | 82.6249 | 262.3215
2022 | 5 | 24 | 11 | 45.6312 | 81.7189 | 252.3167
2022 | 5 | 24 | 12 | 46.1573 | 82.3032 | 264.1262
2022 | 5 | 24 | 13 | 45.6719 | 82.2341 | 260.0256
2022 | 5 | 24 | 14 | 45.4529 | 74.6489 | 256.7329
2022 | 5 | 24 | 15 | 45.7271 | 77.2791 | 260.8461
2022 | 5 | 24 | 16 | 47.5543 | 79.6235 | 270.1079
2022 | 5 | 24 | 17 | 50.3049 | 76.9881 | 290.7046
2022 | 5 | 24 | 18 | 49.3186 | 67.0379 | 267.6728
2022 | 5 | 24 | 19 | 50.1789 | 65.9013 | 298.7509
2022 | 5 | 24 | 20 | 51.7919 | 65.6316 | 315.9302
2022 | 5 | 24 | 21 | 51.4162 | 67.3753 | 316.8225
2022 | 5 | 24 | 22 | 47.473 | 64.0714 | 292.66
2022 | 5 | 24 | 23 | 42.5372 | 58.5871 | 262.498
2022 | 5 | 25 | 0 | 38.7131 | 58.8933 | 247.092
2022 | 5 | 25 | 1 | 37.1448 | 57.0812 | 235.9224
2022 | 5 | 25 | 2 | 36.1797 | 55.7239 | 231.6166
2022 | 5 | 25 | 3 | 35.6834 | 55.2444 | 229.8087
2022 | 5 | 25 | 4 | 36.5077 | 55.0764 | 233.0993
2022 | 5 | 25 | 5 | 38.5531 | 56.9703 | 244.4155
2022 | 5 | 25 | 6 | 42.7264 | 62.7949 | 266.6667
2022 | 5 | 25 | 7 | 46.0487 | 72.0097 | 288.0778
2022 | 5 | 25 | 8 | 46.5187 | 77.5112 | 274.7777
2022 | 5 | 25 | 9 | 44.9278 | 79.374 | 250.2341
2022 | 5 | 25 | 10 | 44.1247 | 81.8992 | 239.0776
2022 | 5 | 25 | 11 | 43.4256 | 80.4652 | 234.8391
2022 | 5 | 25 | 12 | 46.3708 | 79.8556 | 234.0835
2022 | 5 | 25 | 13 | 45.9445 | 79.5877 | 230.3601
2022 | 5 | 25 | 14 | 45.7267 | 73.144 | 226.8865
2022 | 5 | 25 | 15 | 46.0908 | 75.6173 | 229.1564
2022 | 5 | 25 | 16 | 47.9005 | 77.1326 | 239.7939
2022 | 5 | 25 | 17 | 50.3436 | 74.1071 | 266.355
2022 | 5 | 25 | 18 | 49.3189 | 67.0132 | 285.6118
2022 | 5 | 25 | 19 | 49.9143 | 65.7588 | 304.4185
2022 | 5 | 25 | 20 | 51.3611 | 65.1834 | 312.0864
2022 | 5 | 25 | 21 | 50.8611 | 67.4303 | 309.5171
2022 | 5 | 25 | 22 | 46.8146 | 63.6619 | 282.7994
2022 | 5 | 25 | 23 | 41.7727 | 58.1879 | 250.987
2022 | 5 | 26 | 0 | 38.4961 | 59.1657 | 228.0651
2022 | 5 | 26 | 1 | 36.9654 | 56.6672 | 217.4785
2022 | 5 | 26 | 2 | 35.9466 | 55.6607 | 211.882
2022 | 5 | 26 | 3 | 35.4391 | 55.2946 | 209.7676
2022 | 5 | 26 | 4 | 36.1975 | 55.1775 | 213.0428
2022 | 5 | 26 | 5 | 38.0966 | 57.1095 | 223.731
2022 | 5 | 26 | 6 | 42.0967 | 65.4501 | 249.3568
2022 | 5 | 26 | 7 | 45.3756 | 75.0921 | 269.5546
2022 | 5 | 26 | 8 | 45.8437 | 80.9381 | 254.0904
2022 | 5 | 26 | 9 | 44.2318 | 82.6412 | 228.6604
2022 | 5 | 26 | 10 | 43.5667 | 86.8218 | 218.2087
2022 | 5 | 26 | 11 | 42.9311 | 84.6045 | 218.4119
2022 | 5 | 26 | 12 | 44.9545 | 80.4126 | 224.2561
2022 | 5 | 26 | 13 | 44.4006 | 80.5313 | 222.5872
2022 | 5 | 26 | 14 | 44.1226 | 73.2872 | 221.3571
2022 | 5 | 26 | 15 | 44.4864 | 74.7338 | 226.9466
2022 | 5 | 26 | 16 | 46.1016 | 76.6703 | 236.5911
2022 | 5 | 26 | 17 | 48.5543 | 73.5033 | 261.2288
2022 | 5 | 26 | 18 | 48.2295 | 73.6901 | 295.6951
2022 | 5 | 26 | 19 | 49.2307 | 72.8331 | 306.7355
2022 | 5 | 26 | 20 | 51.0858 | 72.2528 | 312.0635
2022 | 5 | 26 | 21 | 51.0389 | 72.8195 | 307.8074
2022 | 5 | 26 | 22 | 47.2799 | 69.1163 | 281.865
2022 | 5 | 26 | 23 | 42.2746 | 63.327 | 250.0403
2022 | 5 | 27 | 0 | 38.1399 | 59.0821 | 227.2502
2022 | 5 | 27 | 1 | 36.3292 | 57.2375 | 208.8699
2022 | 5 | 27 | 2 | 35.2591 | 55.7033 | 202.9876
2022 | 5 | 27 | 3 | 34.7072 | 55.474 | 199.9105
2022 | 5 | 27 | 4 | 35.4073 | 55.7185 | 202.0732
2022 | 5 | 27 | 5 | 37.2359 | 56.989 | 211.9293
2022 | 5 | 27 | 6 | 40.6667 | 66.0824 | 231.9199
2022 | 5 | 27 | 7 | 44.6175 | 75.8925 | 260.0565
2022 | 5 | 27 | 8 | 46.3747 | 81.3396 | 272.3037
2022 | 5 | 27 | 9 | 46.1981 | 83.6031 | 277.6558
2022 | 5 | 27 | 10 | 46.48 | 87.0074 | 277.1063
2022 | 5 | 27 | 11 | 46.2117 | 84.9841 | 269.0364
2022 | 5 | 27 | 12 | 47.5213 | 79.6658 | 218.5386
2022 | 5 | 27 | 13 | 47.0833 | 79.624 | 214.1532
2022 | 5 | 27 | 14 | 46.6913 | 72.0335 | 211.0372
2022 | 5 | 27 | 15 | 46.9072 | 72.6296 | 216.3686
2022 | 5 | 27 | 16 | 48.3094 | 74.3698 | 224.7261
2022 | 5 | 27 | 17 | 49.8447 | 71.3047 | 249.9042
2022 | 5 | 27 | 18 | 48.1967 | 70.543 | 275.3681
2022 | 5 | 27 | 19 | 47.6254 | 70.0143 | 293.0262
2022 | 5 | 27 | 20 | 47.359 | 70.2601 | 298.967
2022 | 5 | 27 | 21 | 46.1496 | 71.1979 | 297.972
2022 | 5 | 27 | 22 | 42.8968 | 67.1716 | 277.2677
2022 | 5 | 27 | 23 | 39.1607 | 60.7702 | 249.1843
2022 | 5 | 28 | 0 | 37.0017 | 56.2386 | 226.5273
2022 | 5 | 28 | 1 | 34.2751 | 52.8579 | 219.5296
2022 | 5 | 28 | 2 | 32.813 | 51.6295 | 214.1775
2022 | 5 | 28 | 3 | 31.8136 | 51.1791 | 211.3104
2022 | 5 | 28 | 4 | 31.5775 | 50.8635 | 213.3177
2022 | 5 | 28 | 5 | 31.9241 | 51.1205 | 219.5685
2022 | 5 | 28 | 6 | 33.6524 | 52.4057 | 237.0716
2022 | 5 | 28 | 7 | 36.5027 | 56.7409 | 247.8121
2022 | 5 | 28 | 8 | 40.1303 | 60.8297 | 240.588
2022 | 5 | 28 | 9 | 43.1396 | 65.1483 | 222.2977
2022 | 5 | 28 | 10 | 45.2252 | 68.8698 | 209.9373
2022 | 5 | 28 | 11 | 46.0656 | 67.3816 | 196.4827
2022 | 5 | 28 | 12 | 45.7115 | 65.9446 | 218.8658
2022 | 5 | 28 | 13 | 45.1217 | 64.8165 | 210.7894
2022 | 5 | 28 | 14 | 44.5903 | 60.0499 | 204.1867
2022 | 5 | 28 | 15 | 43.8457 | 63.2085 | 214.7031
2022 | 5 | 28 | 16 | 44.4209 | 63.7671 | 230.495
2022 | 5 | 28 | 17 | 46.0411 | 64.2457 | 262.1453
2022 | 5 | 28 | 18 | 45.8102 | 59.2208 | 319.1136
2022 | 5 | 28 | 19 | 44.846 | 58.5082 | 316.0652
2022 | 5 | 28 | 20 | 44.6187 | 57.1378 | 313.8969
2022 | 5 | 28 | 21 | 43.8499 | 60.6001 | 307.7961
2022 | 5 | 28 | 22 | 41.0112 | 57.3464 | 286.3082
2022 | 5 | 28 | 23 | 37.5946 | 53.7383 | 260.2401
2022 | 5 | 29 | 0 | 34.3857 | 54.3561 | 245.0853
2022 | 5 | 29 | 1 | 32.8896 | 51.0881 | 227.6675
2022 | 5 | 29 | 2 | 31.5498 | 49.8807 | 220.4192
2022 | 5 | 29 | 3 | 30.705 | 49.5872 | 217.0639
2022 | 5 | 29 | 4 | 30.5516 | 49.2223 | 217.3852
2022 | 5 | 29 | 5 | 30.7398 | 49.3828 | 220.6523
2022 | 5 | 29 | 6 | 32.5947 | 49.8884 | 220.794
2022 | 5 | 29 | 7 | 35.4547 | 53.0112 | 233.6109
2022 | 5 | 29 | 8 | 39.5175 | 56.2355 | 252.0185
2022 | 5 | 29 | 9 | 43.401 | 59.8233 | 265.2394
2022 | 5 | 29 | 10 | 46.3524 | 63.3934 | 270.3432
2022 | 5 | 29 | 11 | 47.5773 | 63.1349 | 262.7769
2022 | 5 | 29 | 12 | 48.2169 | 65.9006 | 218.0518
2022 | 5 | 29 | 13 | 48.5232 | 65.987 | 213.4204
2022 | 5 | 29 | 14 | 48.7351 | 65.0163 | 209.0207
2022 | 5 | 29 | 15 | 49.2769 | 68.9283 | 214.4665
2022 | 5 | 29 | 16 | 51.2093 | 67.8755 | 228.7139
2022 | 5 | 29 | 17 | 53.0815 | 69.1896 | 258.5848
2022 | 5 | 29 | 18 | 51.075 | 61.5163 | 274.9976
2022 | 5 | 29 | 19 | 49.9746 | 60.019 | 291.4777
2022 | 5 | 29 | 20 | 49.1978 | 58.829 | 293.0206
2022 | 5 | 29 | 21 | 47.8555 | 62.5291 | 289.6063
2022 | 5 | 29 | 22 | 43.5721 | 59.1309 | 264.5169
2022 | 5 | 29 | 23 | 39.5057 | 55.3372 | 232.8436
2022 | 5 | 30 | 0 | 37.6595 | 55.8326 | 212.5597
2022 | 5 | 30 | 1 | 34.0891 | 53.5607 | 207.4972
2022 | 5 | 30 | 2 | 33.3812 | 52.5427 | 202.7701
2022 | 5 | 30 | 3 | 33.1272 | 52.674 | 201.2586
2022 | 5 | 30 | 4 | 33.972 | 53.1962 | 205.0092
2022 | 5 | 30 | 5 | 35.7981 | 54.7585 | 216.6984
2022 | 5 | 30 | 6 | 39.1157 | 62.1858 | 236.8717
2022 | 5 | 30 | 7 | 42.7951 | 72.4554 | 260.6355
2022 | 5 | 30 | 8 | 43.8882 | 82.0134 | 257.2554
2022 | 5 | 30 | 9 | 43.2449 | 86.2037 | 246.6465
2022 | 5 | 30 | 10 | 43.3048 | 91.8066 | 239.0758
2022 | 5 | 30 | 11 | 43.2308 | 87.5026 | 234.9472
2022 | 5 | 30 | 12 | 45.2822 | 82.6165 | 237.9044
2022 | 5 | 30 | 13 | 45.1489 | 83.4272 | 236.0033
2022 | 5 | 30 | 14 | 45.1577 | 80.9157 | 234.0619
2022 | 5 | 30 | 15 | 45.5851 | 82.9372 | 238.9059
2022 | 5 | 30 | 16 | 47.3501 | 82.4732 | 251.3317
2022 | 5 | 30 | 17 | 49.6684 | 79.9602 | 274.5074
2022 | 5 | 30 | 18 | 49.1614 | 77.2823 | 301.0063
2022 | 5 | 30 | 19 | 48.5531 | 77.2092 | 306.7371
2022 | 5 | 30 | 20 | 48.5939 | 73.6299 | 306.2877
2022 | 5 | 30 | 21 | 47.1226 | 73.656 | 297.1854
2022 | 5 | 30 | 22 | 43.2102 | 68.4628 | 268.1119
2022 | 5 | 30 | 23 | 38.6196 | 62.4588 | 236.1756
2022 | 5 | 31 | 0 | 36.9642 | 62.3247 | 218.8295
2022 | 5 | 31 | 1 | 36.5137 | 57.2948 | 202.3143
2022 | 5 | 31 | 2 | 35.4116 | 55.5654 | 196.5413
2022 | 5 | 31 | 3 | 34.7071 | 54.8834 | 194.3544
2022 | 5 | 31 | 4 | 35.3469 | 54.9429 | 197.5762
2022 | 5 | 31 | 5 | 36.9975 | 56.5388 | 207.4865
2022 | 5 | 31 | 6 | 40.683 | 62.1444 | 226.3314
2022 | 5 | 31 | 7 | 44.2567 | 71.6858 | 248.1313
2022 | 5 | 31 | 8 | 45.5287 | 78.9217 | 240.363
2022 | 5 | 31 | 9 | 44.7807 | 82.9945 | 225.7066
2022 | 5 | 31 | 10 | 44.7744 | 87.3682 | 217.0631
2022 | 5 | 31 | 11 | 44.5728 | 85.686 | 215.0874
2022 | 5 | 31 | 12 | 46.5134 | 80.4945 | 204.7872
2022 | 5 | 31 | 13 | 46.1026 | 81.7015 | 204.958
2022 | 5 | 31 | 14 | 45.5358 | 78.2308 | 209.1827
2022 | 5 | 31 | 15 | 45.5241 | 80.4143 | 221.0286
2022 | 5 | 31 | 16 | 47.2463 | 80.3663 | 238.126
2022 | 5 | 31 | 17 | 50.0155 | 77.5378 | 267.8786
2022 | 5 | 31 | 18 | 51.8406 | 73.2237 | 302.3496
2022 | 5 | 31 | 19 | 51.1267 | 72.7033 | 322.3685
2022 | 5 | 31 | 20 | 51.1593 | 70.9603 | 320.9716
2022 | 5 | 31 | 21 | 49.5738 | 71.8847 | 313.571
2022 | 5 | 31 | 22 | 45.0029 | 67.188 | 282.5585
2022 | 5 | 31 | 23 | 40.2518 | 60.8094 | 244.8408
2022 | 6 | 1 | 0 | 38.7056 | 61.7211 | 214.4934
2022 | 6 | 1 | 1 | 35.5839 | 64.5885 | 201.7241
2022 | 6 | 1 | 2 | 34.5239 | 62.6594 | 195.4997
2022 | 6 | 1 | 3 | 33.891 | 61.4497 | 192.217
2022 | 6 | 1 | 4 | 34.6387 | 61.8236 | 195.2708
2022 | 6 | 1 | 5 | 36.1176 | 62.8297 | 203.5993
2022 | 6 | 1 | 6 | 39.8835 | 70.3408 | 219.641
2022 | 6 | 1 | 7 | 43.4029 | 80.247 | 240.9083
2022 | 6 | 1 | 8 | 44.8936 | 86.9103 | 240.7869
2022 | 6 | 1 | 9 | 44.9242 | 91.135 | 237.2446
2022 | 6 | 1 | 10 | 45.2016 | 94.437 | 235.7942
2022 | 6 | 1 | 11 | 45.3611 | 93.9974 | 236.2211
2022 | 6 | 1 | 12 | 46.1539 | 93.3637 | 236.3554
2022 | 6 | 1 | 13 | 46.2441 | 93.8972 | 237.6671
2022 | 6 | 1 | 14 | 46.5082 | 87.8587 | 239.1539
2022 | 6 | 1 | 15 | 47.469 | 88.5553 | 241.8745
2022 | 6 | 1 | 16 | 49.6093 | 92.8649 | 255.4249
2022 | 6 | 1 | 17 | 52.19 | 89.6123 | 277.9908
2022 | 6 | 1 | 18 | 50.9999 | 89.655 | 307.0179
2022 | 6 | 1 | 19 | 50.3587 | 87.4517 | 306.9245
2022 | 6 | 1 | 20 | 50.0784 | 85.2542 | 307.1587
2022 | 6 | 1 | 21 | 48.9024 | 84.549 | 297.8124
2022 | 6 | 1 | 22 | 45.5232 | 79.8921 | 272.3064
2022 | 6 | 1 | 23 | 40.7557 | 72.7331 | 239.9647
2022 | 6 | 2 | 0 | 37.9877 | 66.7979 | 220.7065
2022 | 6 | 2 | 1 | 35.7291 | 62.6787 | 218.664
2022 | 6 | 2 | 2 | 34.4684 | 60.8953 | 210.4098
2022 | 6 | 2 | 3 | 33.6365 | 60.0043 | 205.8993
2022 | 6 | 2 | 4 | 34.3762 | 60.8191 | 207.538
2022 | 6 | 2 | 5 | 35.6069 | 62.4543 | 215.2582
2022 | 6 | 2 | 6 | 39.198 | 69.8746 | 232.5097
2022 | 6 | 2 | 7 | 42.8511 | 78.0004 | 257.7609
2022 | 6 | 2 | 8 | 44.5508 | 85.5179 | 267.6549
2022 | 6 | 2 | 9 | 44.4243 | 89.5979 | 273.4987
2022 | 6 | 2 | 10 | 44.9622 | 93.5006 | 278.8142
2022 | 6 | 2 | 11 | 45.1944 | 92.0939 | 283.2697
2022 | 6 | 2 | 12 | 42.6204 | 91.5436 | 281.8611
2022 | 6 | 2 | 13 | 41.9813 | 93.8136 | 289.4166
2022 | 6 | 2 | 14 | 41.3696 | 89.2212 | 295.0529
2022 | 6 | 2 | 15 | 41.9302 | 88.8909 | 301.0683
2022 | 6 | 2 | 16 | 44.2439 | 92.8613 | 313.6814
2022 | 6 | 2 | 17 | 47.7459 | 89.4399 | 333.095
2022 | 6 | 2 | 18 | 48.3126 | 86.0735 | 355.6517
2022 | 6 | 2 | 19 | 49.5976 | 85.543 | 364.3928
2022 | 6 | 2 | 20 | 51.4752 | 82.2786 | 361.8618
2022 | 6 | 2 | 21 | 51.7966 | 82.2699 | 352.3226
2022 | 6 | 2 | 22 | 48.494 | 77.2747 | 322.6315
2022 | 6 | 2 | 23 | 43.3964 | 69.5188 | 283.3213
2022 | 6 | 3 | 0 | 38.8711 | 63.7204 | 244.7838
2022 | 6 | 3 | 1 | 36.3396 | 63.7269 | 229.0054
2022 | 6 | 3 | 2 | 35.1775 | 61.5911 | 219.5682
2022 | 6 | 3 | 3 | 34.497 | 60.6359 | 214.6708
2022 | 6 | 3 | 4 | 35.1525 | 61.1616 | 215.0042
2022 | 6 | 3 | 5 | 36.3433 | 62.5272 | 220.8581
2022 | 6 | 3 | 6 | 38.981 | 69.3986 | 243.7109
2022 | 6 | 3 | 7 | 42.9016 | 77.4209 | 267.4809
2022 | 6 | 3 | 8 | 44.5912 | 85.1515 | 275.8095
2022 | 6 | 3 | 9 | 44.1566 | 90.222 | 280.8353
2022 | 6 | 3 | 10 | 44.0422 | 94.297 | 281.562
2022 | 6 | 3 | 11 | 43.8333 | 93.433 | 273.4853
2022 | 6 | 3 | 12 | 44.8009 | 94.5713 | 268.1404
2022 | 6 | 3 | 13 | 44.3962 | 96.6883 | 266.6066
2022 | 6 | 3 | 14 | 44.1968 | 91.5369 | 264.1855
2022 | 6 | 3 | 15 | 44.932 | 89.8442 | 263.15
2022 | 6 | 3 | 16 | 46.9968 | 93.1221 | 269.4389
2022 | 6 | 3 | 17 | 49.3602 | 88.7814 | 284.8852
2022 | 6 | 3 | 18 | 48.9953 | 86.8027 | 301.7842
2022 | 6 | 3 | 19 | 48.249 | 85.0352 | 314.4518
2022 | 6 | 3 | 20 | 47.8195 | 82.8 | 306.7712
2022 | 6 | 3 | 21 | 47.2178 | 82.3397 | 298.6222
2022 | 6 | 3 | 22 | 44.6972 | 77.915 | 275.8358
2022 | 6 | 3 | 23 | 40.1775 | 69.1028 | 244.6567
2022 | 6 | 4 | 0 | 37.0696 | 65.4318 | 227.7191
2022 | 6 | 4 | 1 | 34.1795 | 58.5656 | 223.5286
2022 | 6 | 4 | 2 | 32.7208 | 56.9254 | 213.7
2022 | 6 | 4 | 3 | 31.8672 | 56.0724 | 208.4104
2022 | 6 | 4 | 4 | 31.8098 | 55.1575 | 206.1262
2022 | 6 | 4 | 5 | 31.7666 | 54.4649 | 205.2417
2022 | 6 | 4 | 6 | 33.84 | 56.3966 | 210.0761
2022 | 6 | 4 | 7 | 37.5133 | 59.594 | 226.0084
2022 | 6 | 4 | 8 | 41.5826 | 65.9381 | 242.8887
2022 | 6 | 4 | 9 | 44.4414 | 70.7173 | 256.6485
2022 | 6 | 4 | 10 | 45.5047 | 74.1215 | 264.7846
2022 | 6 | 4 | 11 | 45.6105 | 76.6954 | 268.8927
2022 | 6 | 4 | 12 | 45.1839 | 75.2446 | 267.1358
2022 | 6 | 4 | 13 | 44.3065 | 74.6221 | 267.1075
2022 | 6 | 4 | 14 | 43.2238 | 72.883 | 265.4115
2022 | 6 | 4 | 15 | 42.9882 | 73.4079 | 266.5832
2022 | 6 | 4 | 16 | 44.2575 | 74.5424 | 275.2464
2022 | 6 | 4 | 17 | 46.2623 | 73.5396 | 298.3361
2022 | 6 | 4 | 18 | 44.7926 | 70.4602 | 320.9315
2022 | 6 | 4 | 19 | 43.4158 | 68.9959 | 318.6088
2022 | 6 | 4 | 20 | 42.0003 | 65.9052 | 309.0726
2022 | 6 | 4 | 21 | 41.1155 | 68.0279 | 301.93
2022 | 6 | 4 | 22 | 39.13 | 65.4741 | 281.9139
2022 | 6 | 4 | 23 | 36.1482 | 60.5463 | 254.0784
2022 | 6 | 5 | 0 | 34.3007 | 60.1095 | 233.2314
2022 | 6 | 5 | 1 | 33.239 | 56.1945 | 218.3215
2022 | 6 | 5 | 2 | 31.953 | 54.7661 | 211.4548
2022 | 6 | 5 | 3 | 31.0961 | 54.3639 | 206.2724
2022 | 6 | 5 | 4 | 31.0832 | 53.9213 | 204.58
2022 | 6 | 5 | 5 | 30.936 | 53.2554 | 204.6652
2022 | 6 | 5 | 6 | 32.24 | 53.5719 | 207.1004
2022 | 6 | 5 | 7 | 35.147 | 56.065 | 216.2638
2022 | 6 | 5 | 8 | 39.0101 | 61.7903 | 219.3617
2022 | 6 | 5 | 9 | 41.8311 | 65.6298 | 213.1557
2022 | 6 | 5 | 10 | 44.0911 | 68.811 | 213.4259
2022 | 6 | 5 | 11 | 45.0725 | 69.4068 | 206.8058
2022 | 6 | 5 | 12 | 44.9613 | 71.8196 | 214.2034
2022 | 6 | 5 | 13 | 44.5934 | 72.0208 | 213.0868
2022 | 6 | 5 | 14 | 44.3758 | 72.1286 | 214.7022
2022 | 6 | 5 | 15 | 44.8046 | 75.0761 | 219.4679
2022 | 6 | 5 | 16 | 46.8906 | 74.3136 | 230.0876
2022 | 6 | 5 | 17 | 49.9353 | 74.3835 | 262.1424
2022 | 6 | 5 | 18 | 48.3777 | 69.6821 | 293.9965
2022 | 6 | 5 | 19 | 47.9305 | 68.0391 | 303.8125
2022 | 6 | 5 | 20 | 48.0988 | 66.4589 | 302.0721
2022 | 6 | 5 | 21 | 47.6672 | 67.4979 | 295.9644
2022 | 6 | 5 | 22 | 44.5233 | 65.5236 | 273.0068
2022 | 6 | 5 | 23 | 40.2549 | 60.7299 | 241.9964
2022 | 6 | 6 | 0 | 37.4362 | 60.4147 | 221.9298
2022 | 6 | 6 | 1 | 34.8667 | 59.1056 | 212.7307
2022 | 6 | 6 | 2 | 34.0334 | 57.9141 | 208.2958
2022 | 6 | 6 | 3 | 33.6591 | 57.7256 | 206.5155
2022 | 6 | 6 | 4 | 34.5641 | 58.5756 | 209.8132
2022 | 6 | 6 | 5 | 36.0667 | 59.9103 | 220.0105
2022 | 6 | 6 | 6 | 38.9102 | 66.7071 | 242.8978
2022 | 6 | 6 | 7 | 43.2352 | 75.7451 | 263.7754
2022 | 6 | 6 | 8 | 45.5154 | 84.2459 | 256.6861
2022 | 6 | 6 | 9 | 45.4868 | 88.3468 | 241.1744
2022 | 6 | 6 | 10 | 46.191 | 91.6649 | 231.7765
2022 | 6 | 6 | 11 | 46.2719 | 90.8549 | 222.0347
2022 | 6 | 6 | 12 | 46.3498 | 92.7964 | 226.7187
2022 | 6 | 6 | 13 | 46.1629 | 93.772 | 226.7662
2022 | 6 | 6 | 14 | 46.0818 | 87.7557 | 224.3411
2022 | 6 | 6 | 15 | 46.9746 | 87.9556 | 222.5596
2022 | 6 | 6 | 16 | 49.3315 | 92.6927 | 235.5339
2022 | 6 | 6 | 17 | 52.1738 | 89.8827 | 264.5596
2022 | 6 | 6 | 18 | 52.2543 | 82.5641 | 254.4089
2022 | 6 | 6 | 19 | 51.6686 | 81.7822 | 283.7167
2022 | 6 | 6 | 20 | 51.1997 | 78.7952 | 296.0052
2022 | 6 | 6 | 21 | 50.0764 | 79.2433 | 292.9168
2022 | 6 | 6 | 22 | 46.4634 | 74.5725 | 270.4841
2022 | 6 | 6 | 23 | 41.2128 | 67.7648 | 240.5929
2022 | 6 | 7 | 0 | 37.9179 | 65.8111 | 231.7105
2022 | 6 | 7 | 1 | 35.1565 | 59.0791 | 221.9516
2022 | 6 | 7 | 2 | 34.1046 | 57.659 | 217.7322
2022 | 6 | 7 | 3 | 33.4702 | 56.9056 | 215.7502
2022 | 6 | 7 | 4 | 34.3204 | 57.0375 | 218.324
2022 | 6 | 7 | 5 | 35.8455 | 58.2246 | 227.7096
2022 | 6 | 7 | 6 | 38.4622 | 65.2824 | 241.4676
2022 | 6 | 7 | 7 | 42.4197 | 74.3543 | 267.4283
2022 | 6 | 7 | 8 | 44.3867 | 82.3369 | 280.9082
2022 | 6 | 7 | 9 | 44.2331 | 87.9253 | 287.7074
2022 | 6 | 7 | 10 | 44.6515 | 92.9063 | 288.9288
2022 | 6 | 7 | 11 | 44.7512 | 92.6625 | 281.213
2022 | 6 | 7 | 12 | 44.758 | 90.1828 | 272.6433
2022 | 6 | 7 | 13 | 44.6939 | 92.359 | 273.3715
2022 | 6 | 7 | 14 | 44.8119 | 89.9849 | 272.7821
2022 | 6 | 7 | 15 | 45.8948 | 90.1486 | 273.3343
2022 | 6 | 7 | 16 | 48.5632 | 93.6909 | 286.6211
2022 | 6 | 7 | 17 | 51.6963 | 90.6451 | 304.678
2022 | 6 | 7 | 18 | 51.951 | 88.7248 | 322.1776
2022 | 6 | 7 | 19 | 51.2126 | 86.9704 | 319.0208
2022 | 6 | 7 | 20 | 50.5064 | 82.8481 | 312.6904
2022 | 6 | 7 | 21 | 48.9301 | 81.6977 | 301.7389
2022 | 6 | 7 | 22 | 45.2482 | 77.6884 | 275.697
2022 | 6 | 7 | 23 | 40.5695 | 70.073 | 245.5233
2022 | 6 | 8 | 0 | 37.9647 | 65.0435 | 227.7208
2022 | 6 | 8 | 1 | 35.4316 | 63.6753 | 213.8003
2022 | 6 | 8 | 2 | 34.3201 | 61.7321 | 208.6407
2022 | 6 | 8 | 3 | 33.6378 | 60.5868 | 206.2969
2022 | 6 | 8 | 4 | 34.3986 | 60.3865 | 209.7808
2022 | 6 | 8 | 5 | 35.7542 | 61.5898 | 219.2425
2022 | 6 | 8 | 6 | 38.7238 | 65.0102 | 233.951
2022 | 6 | 8 | 7 | 42.4391 | 74.5955 | 254.9083
2022 | 6 | 8 | 8 | 43.8662 | 82.5722 | 258.7344
2022 | 6 | 8 | 9 | 43.5769 | 89.2731 | 260.0915
2022 | 6 | 8 | 10 | 43.6104 | 95.6002 | 258.4617
2022 | 6 | 8 | 11 | 43.6315 | 95.7779 | 252.8772
2022 | 6 | 8 | 12 | 44.2892 | 95.7477 | 252.4629
2022 | 6 | 8 | 13 | 44.1945 | 97.1373 | 250.0389
2022 | 6 | 8 | 14 | 44.2952 | 93.9523 | 244.4884
2022 | 6 | 8 | 15 | 45.6194 | 93.7491 | 240.9439
2022 | 6 | 8 | 16 | 48.5408 | 98.019 | 247.5722
2022 | 6 | 8 | 17 | 51.3839 | 94.6176 | 261.15
2022 | 6 | 8 | 18 | 50.7701 | 93.8601 | 275.0433
2022 | 6 | 8 | 19 | 50.2226 | 91.5966 | 272.0689
2022 | 6 | 8 | 20 | 49.7366 | 85.8343 | 272.9809
2022 | 6 | 8 | 21 | 48.1913 | 84.5384 | 266.4526
2022 | 6 | 8 | 22 | 44.4303 | 79.3168 | 245.1517
2022 | 6 | 8 | 23 | 39.6416 | 71.7622 | 218.4882
2022 | 6 | 9 | 0 | 37.9632 | 69.0555 | 210.7587
2022 | 6 | 9 | 1 | 35.9556 | 65.1655 | 203.6154
2022 | 6 | 9 | 2 | 34.8299 | 63.2534 | 197.6328
2022 | 6 | 9 | 3 | 34.1356 | 61.9827 | 194.2127
2022 | 6 | 9 | 4 | 34.8418 | 61.3744 | 196.3661
2022 | 6 | 9 | 5 | 36.1834 | 62.6582 | 204.5202
2022 | 6 | 9 | 6 | 39.3768 | 70.9775 | 224.9779
2022 | 6 | 9 | 7 | 43.3748 | 80.5545 | 250.2094
2022 | 6 | 9 | 8 | 45.5647 | 89.4284 | 258.7892
2022 | 6 | 9 | 9 | 46.1223 | 94.8924 | 262.4991
2022 | 6 | 9 | 10 | 46.7227 | 101.6771 | 262.6352
2022 | 6 | 9 | 11 | 46.7027 | 104.0195 | 260.4342
2022 | 6 | 9 | 12 | 46.5222 | 103.2442 | 259.1
2022 | 6 | 9 | 13 | 46.2011 | 105.3416 | 258.9879
2022 | 6 | 9 | 14 | 45.7887 | 98.5807 | 261.4551
2022 | 6 | 9 | 15 | 46.4587 | 95.8857 | 266.3706
2022 | 6 | 9 | 16 | 48.4304 | 103.3694 | 278.9229
2022 | 6 | 9 | 17 | 51.1334 | 98.2171 | 294.6358
2022 | 6 | 9 | 18 | 50.521 | 98.6247 | 289.8205
2022 | 6 | 9 | 19 | 49.7516 | 95.2986 | 305.2349
2022 | 6 | 9 | 20 | 49.0267 | 90.147 | 307.7266
2022 | 6 | 9 | 21 | 47.7441 | 88.0591 | 301.385
2022 | 6 | 9 | 22 | 44.4273 | 82.7371 | 276.9797
2022 | 6 | 9 | 23 | 40.0644 | 75.0247 | 244.3702
2022 | 6 | 10 | 0 | 38.0003 | 70.0871 | 225.8712
2022 | 6 | 10 | 1 | 35.7524 | 67.8867 | 210.3142
2022 | 6 | 10 | 2 | 34.565 | 65.3294 | 204.1609
2022 | 6 | 10 | 3 | 33.8498 | 63.9193 | 201.5753
2022 | 6 | 10 | 4 | 34.4281 | 63.9068 | 204.9012
2022 | 6 | 10 | 5 | 35.6072 | 64.827 | 213.5077
2022 | 6 | 10 | 6 | 38.2376 | 69.7457 | 233.5831
2022 | 6 | 10 | 7 | 41.7409 | 78.9325 | 254.4903
2022 | 6 | 10 | 8 | 43.5573 | 85.155 | 246.1247
2022 | 6 | 10 | 9 | 43.6371 | 90.6953 | 231.4859
2022 | 6 | 10 | 10 | 44.1704 | 92.9929 | 225.8184
2022 | 6 | 10 | 11 | 44.2514 | 94.2225 | 223.3938
2022 | 6 | 10 | 12 | 44.2033 | 94.7657 | 218.5917
2022 | 6 | 10 | 13 | 44.2728 | 95.1623 | 218.4465
2022 | 6 | 10 | 14 | 44.623 | 85.5394 | 217.9541
2022 | 6 | 10 | 15 | 45.541 | 84.5151 | 216.9064
2022 | 6 | 10 | 16 | 47.4976 | 91.8243 | 228.8995
2022 | 6 | 10 | 17 | 49.7148 | 87.6956 | 253.3594
2022 | 6 | 10 | 18 | 50.7138 | 81.1798 | 274.1139
2022 | 6 | 10 | 19 | 50.3748 | 79.1403 | 295.0946
2022 | 6 | 10 | 20 | 50.5791 | 76.7125 | 299.8074
2022 | 6 | 10 | 21 | 50.1094 | 76.8661 | 295.1892
2022 | 6 | 10 | 22 | 47.1367 | 73.2176 | 274.949
2022 | 6 | 10 | 23 | 41.9225 | 65.3156 | 246.7469
2022 | 6 | 11 | 0 | 37.3836 | 64.067 | 229.5386
2022 | 6 | 11 | 1 | 33.6793 | 56.8984 | 215.3346
2022 | 6 | 11 | 2 | 32.1177 | 55.4863 | 205.7729
2022 | 6 | 11 | 3 | 31.0737 | 55.0758 | 201.1244
2022 | 6 | 11 | 4 | 30.8683 | 54.609 | 200.3684
2022 | 6 | 11 | 5 | 30.7819 | 54.335 | 200.9878
2022 | 6 | 11 | 6 | 32.3543 | 55.4598 | 200.1708
2022 | 6 | 11 | 7 | 35.6944 | 58.8543 | 213.4982
2022 | 6 | 11 | 8 | 39.8239 | 65.0812 | 231.1208
2022 | 6 | 11 | 9 | 42.9133 | 69.8201 | 245.7307
2022 | 6 | 11 | 10 | 44.8695 | 72.5968 | 251.9333
2022 | 6 | 11 | 11 | 45.8694 | 72.5284 | 257.3302
2022 | 6 | 11 | 12 | 46.4541 | 74.5945 | 258.7153
2022 | 6 | 11 | 13 | 46.231 | 74.1507 | 259.1646
2022 | 6 | 11 | 14 | 46.0004 | 72.6389 | 256.3196
2022 | 6 | 11 | 15 | 46.1319 | 73.8344 | 257.4918
2022 | 6 | 11 | 16 | 47.574 | 73.8665 | 269.813
2022 | 6 | 11 | 17 | 49.3593 | 72.9484 | 291.7148
2022 | 6 | 11 | 18 | 47.1193 | 69.4008 | 305.5201
2022 | 6 | 11 | 19 | 45.9724 | 68.0983 | 301.3298
2022 | 6 | 11 | 20 | 44.8077 | 65.8337 | 292.7042
2022 | 6 | 11 | 21 | 43.3054 | 67.2195 | 286.1391
2022 | 6 | 11 | 22 | 40.3506 | 64.739 | 269.258
2022 | 6 | 11 | 23 | 36.7918 | 60.2742 | 244.3319
2022 | 6 | 12 | 0 | 34.7418 | 58.3976 | 235.8642
2022 | 6 | 12 | 1 | 32.338 | 58.4174 | 224.8795
2022 | 6 | 12 | 2 | 30.956 | 57.025 | 215.3154
2022 | 6 | 12 | 3 | 30.0506 | 56.433 | 209.3893
2022 | 6 | 12 | 4 | 29.7235 | 56.2472 | 207.6774
2022 | 6 | 12 | 5 | 29.6013 | 55.7537 | 207.0803
2022 | 6 | 12 | 6 | 30.5255 | 56.2062 | 204.604
2022 | 6 | 12 | 7 | 33.5482 | 58.8138 | 214.1949
2022 | 6 | 12 | 8 | 37.9921 | 64.4644 | 230.0996
2022 | 6 | 12 | 9 | 41.2931 | 67.4674 | 248.583
2022 | 6 | 12 | 10 | 43.5911 | 70.8515 | 262.1266
2022 | 6 | 12 | 11 | 44.7957 | 71.5954 | 268.6253
2022 | 6 | 12 | 12 | 46.6776 | 73.8033 | 261.5412
2022 | 6 | 12 | 13 | 46.9541 | 74.2815 | 268.2373
2022 | 6 | 12 | 14 | 46.9292 | 71.4235 | 275.3287
2022 | 6 | 12 | 15 | 47.5876 | 74.8716 | 285.3936
2022 | 6 | 12 | 16 | 49.751 | 77.4055 | 305.6107
2022 | 6 | 12 | 17 | 52.1341 | 78.182 | 337.4221
2022 | 6 | 12 | 18 | 51.2524 | 74.0244 | 349.869
2022 | 6 | 12 | 19 | 50.2418 | 71.847 | 356.9392
2022 | 6 | 12 | 20 | 48.9621 | 70.1881 | 345.1718
2022 | 6 | 12 | 21 | 47.2911 | 71.2029 | 334.6741
2022 | 6 | 12 | 22 | 43.3888 | 68.7547 | 305.893
2022 | 6 | 12 | 23 | 39.2179 | 63.603 | 268.5196
2022 | 6 | 13 | 0 | 37.0369 | 63.2647 | 238.8915
2022 | 6 | 13 | 1 | 34.4768 | 60.0404 | 208.0998
2022 | 6 | 13 | 2 | 33.6233 | 58.8206 | 200.4257
2022 | 6 | 13 | 3 | 33.2013 | 58.6549 | 196.1491
2022 | 6 | 13 | 4 | 34.0448 | 59.1637 | 198.1972
2022 | 6 | 13 | 5 | 35.5344 | 60.5401 | 205.7902
2022 | 6 | 13 | 6 | 38.2566 | 67.4416 | 227.7394
2022 | 6 | 13 | 7 | 41.874 | 76.7282 | 249.8018
2022 | 6 | 13 | 8 | 44.0372 | 87.2129 | 250.1117
2022 | 6 | 13 | 9 | 45.2837 | 92.6436 | 244.7244
2022 | 6 | 13 | 10 | 46.8407 | 98.1448 | 241.485
2022 | 6 | 13 | 11 | 48.1987 | 97.6141 | 240.0475
2022 | 6 | 13 | 12 | 49.7857 | 96.1407 | 227.7721
2022 | 6 | 13 | 13 | 50.3624 | 98.2884 | 226.7543
2022 | 6 | 13 | 14 | 50.7958 | 93.3831 | 224.8429
2022 | 6 | 13 | 15 | 51.8414 | 91.5456 | 225.0236
2022 | 6 | 13 | 16 | 54.3246 | 97.3281 | 239.1093
2022 | 6 | 13 | 17 | 56.8828 | 93.3478 | 265.9231
2022 | 6 | 13 | 18 | 58.2238 | 89.7053 | 296.2061
2022 | 6 | 13 | 19 | 56.851 | 87.3884 | 306.83
2022 | 6 | 13 | 20 | 55.5244 | 83.4876 | 304.2287
2022 | 6 | 13 | 21 | 53.5321 | 82.3129 | 292.0464
2022 | 6 | 13 | 22 | 49.1904 | 77.7323 | 265.5366
2022 | 6 | 13 | 23 | 43.3174 | 70.7938 | 232.6544
2022 | 6 | 14 | 0 | 39.2253 | 69.3182 | 217.6696
2022 | 6 | 14 | 1 | 37.4952 | 66.7892 | 224.8338
2022 | 6 | 14 | 2 | 35.8704 | 64.5282 | 215.7869
2022 | 6 | 14 | 3 | 34.7695 | 63.5301 | 210.1379
2022 | 6 | 14 | 4 | 35.1191 | 63.702 | 210.4809
2022 | 6 | 14 | 5 | 35.948 | 65.0633 | 217.2324
2022 | 6 | 14 | 6 | 39.4164 | 72.3375 | 239.2701
2022 | 6 | 14 | 7 | 43.3086 | 82.6538 | 266.9315
2022 | 6 | 14 | 8 | 46.1927 | 90.3327 | 281.7983
2022 | 6 | 14 | 9 | 47.8604 | 93.7486 | 292.4238
2022 | 6 | 14 | 10 | 49.1618 | 97.9799 | 302.584
2022 | 6 | 14 | 11 | 50.0159 | 101.3528 | 309.9489
2022 | 6 | 14 | 12 | 49.9672 | 100.4864 | 324.7816
2022 | 6 | 14 | 13 | 50.1889 | 101.7085 | 334.5191
2022 | 6 | 14 | 14 | 50.1671 | 93.4282 | 339.8963
2022 | 6 | 14 | 15 | 50.6279 | 91.7323 | 344.7794
2022 | 6 | 14 | 16 | 52.7689 | 99.0089 | 354.3041
2022 | 6 | 14 | 17 | 54.981 | 94.5291 | 370.1474
2022 | 6 | 14 | 18 | 58.382 | 93.7868 | 381.3739
2022 | 6 | 14 | 19 | 56.8828 | 90.5572 | 381.2222
2022 | 6 | 14 | 20 | 55.0097 | 86.5009 | 375.7835
2022 | 6 | 14 | 21 | 52.2694 | 85.1843 | 364.2328
2022 | 6 | 14 | 22 | 47.4891 | 80.7711 | 332.9169
2022 | 6 | 14 | 23 | 41.9376 | 73.2889 | 293.2406
2022 | 6 | 15 | 0 | 40.2624 | 69.7607 | 274.7787
2022 | 6 | 15 | 1 | 35.9297 | 67.8618 | 231.4287
2022 | 6 | 15 | 2 | 34.5025 | 65.7615 | 222.0386
2022 | 6 | 15 | 3 | 33.5187 | 64.3543 | 215.2303
2022 | 6 | 15 | 4 | 33.9597 | 64.1838 | 215.0058
2022 | 6 | 15 | 5 | 34.8282 | 65.3005 | 220.2724
2022 | 6 | 15 | 6 | 37.0821 | 73.4099 | 238.9992
2022 | 6 | 15 | 7 | 40.6332 | 83.8816 | 264.8916
2022 | 6 | 15 | 8 | 42.9412 | 90.1464 | 282.7082
2022 | 6 | 15 | 9 | 44.094 | 94.3124 | 294.0901
2022 | 6 | 15 | 10 | 45.0553 | 96.9575 | 297.2279
2022 | 6 | 15 | 11 | 45.4589 | 98.2342 | 290.6473
2022 | 6 | 15 | 12 | 46.0682 | 95.0599 | 277.4848
2022 | 6 | 15 | 13 | 46.7052 | 94.9207 | 273.38
2022 | 6 | 15 | 14 | 47.5002 | 85.9833 | 271.399
2022 | 6 | 15 | 15 | 49.2595 | 86.547 | 272.1455
2022 | 6 | 15 | 16 | 52.3298 | 93.2128 | 287.0158
2022 | 6 | 15 | 17 | 55.284 | 89.9847 | 304.4213
2022 | 6 | 15 | 18 | 56.8152 | 88.8105 | 318.11
2022 | 6 | 15 | 19 | 55.3328 | 86.5101 | 320.0565
2022 | 6 | 15 | 20 | 53.2202 | 83.7153 | 312.6689
2022 | 6 | 15 | 21 | 50.9796 | 83.0432 | 299.2569
2022 | 6 | 15 | 22 | 46.6355 | 78.7443 | 270.7018
2022 | 6 | 15 | 23 | 40.798 | 71.9399 | 237.031
2022 | 6 | 16 | 0 | 37.6373 | 67.3376 | 221.0556
2022 | 6 | 16 | 1 | 34.8858 | 63.0837 | 207.228
2022 | 6 | 16 | 2 | 33.5878 | 61.8448 | 199.6722
2022 | 6 | 16 | 3 | 32.736 | 60.8236 | 195.9022
2022 | 6 | 16 | 4 | 33.1709 | 61.2205 | 198.4582
2022 | 6 | 16 | 5 | 33.9443 | 63.4215 | 207.4694
2022 | 6 | 16 | 6 | 35.4909 | 72.278 | 224.6709
2022 | 6 | 16 | 7 | 38.9067 | 81.8739 | 242.8968
2022 | 6 | 16 | 8 | 41.3977 | 88.5966 | 244.2392
2022 | 6 | 16 | 9 | 43.0912 | 93.84 | 245.0856
2022 | 6 | 16 | 10 | 44.5835 | 99.4405 | 244.2581
2022 | 6 | 16 | 11 | 45.6429 | 99.213 | 240.5904
2022 | 6 | 16 | 12 | 46.7905 | 96.2535 | 232.9539
2022 | 6 | 16 | 13 | 48.2557 | 96.631 | 243.1334
2022 | 6 | 16 | 14 | 49.8566 | 92.991 | 248.6769
2022 | 6 | 16 | 15 | 52.1399 | 91.9933 | 252.9406
2022 | 6 | 16 | 16 | 55.2208 | 95.1525 | 265.1561
2022 | 6 | 16 | 17 | 58.3072 | 91.9073 | 288.6649
2022 | 6 | 16 | 18 | 60.0273 | 88.6409 | 312.5242
2022 | 6 | 16 | 19 | 58.8281 | 85.4955 | 325.2939
2022 | 6 | 16 | 20 | 56.6772 | 83.5736 | 323.1487
2022 | 6 | 16 | 21 | 54.0675 | 82.248 | 315.0779
2022 | 6 | 16 | 22 | 49.433 | 78.4296 | 288.6977
2022 | 6 | 16 | 23 | 43.388 | 72.1143 | 253.3251
2022 | 6 | 17 | 0 | 38.0803 | 67.4915 | 219.96
2022 | 6 | 17 | 1 | 35.5433 | 63.7032 | 209.0221
2022 | 6 | 17 | 2 | 34.1463 | 61.8828 | 201.8905
2022 | 6 | 17 | 3 | 33.2463 | 61.135 | 197.0881
2022 | 6 | 17 | 4 | 33.6111 | 61.822 | 198.268
2022 | 6 | 17 | 5 | 34.4729 | 63.3774 | 204.5371
2022 | 6 | 17 | 6 | 35.8247 | 71.8216 | 223.3757
2022 | 6 | 17 | 7 | 39.5669 | 81.1226 | 248.6633
2022 | 6 | 17 | 8 | 42.7138 | 86.586 | 265.0154
2022 | 6 | 17 | 9 | 45.0845 | 92.6225 | 276.6924
2022 | 6 | 17 | 10 | 47.0953 | 96.5056 | 283.3469
2022 | 6 | 17 | 11 | 48.6541 | 98.1741 | 280.6585
2022 | 6 | 17 | 12 | 50.0856 | 93.6786 | 267.7963
2022 | 6 | 17 | 13 | 51.5908 | 94.235 | 267.4637
2022 | 6 | 17 | 14 | 53.004 | 87.3483 | 268.7585
2022 | 6 | 17 | 15 | 54.8457 | 84.3205 | 271.3983
2022 | 6 | 17 | 16 | 57.5462 | 89.2879 | 280.9133
2022 | 6 | 17 | 17 | 60.0572 | 86.0735 | 297.0377
2022 | 6 | 17 | 18 | 60.8986 | 81.5729 | 316.7845
2022 | 6 | 17 | 19 | 59.4177 | 79.732 | 316.7742
2022 | 6 | 17 | 20 | 57.1106 | 78.0386 | 311.076
2022 | 6 | 17 | 21 | 54.587 | 78.0433 | 301.2036
2022 | 6 | 17 | 22 | 50.3015 | 73.4302 | 278.6218
2022 | 6 | 17 | 23 | 44.2712 | 66.808 | 249.3985
2022 | 6 | 18 | 0 | 39.0991 | 62.7284 | 230.4141
2022 | 6 | 18 | 1 | 35.2365 | 60.9698 | 203.626
2022 | 6 | 18 | 2 | 33.2598 | 59.8099 | 194.8615
2022 | 6 | 18 | 3 | 32.0972 | 59.0822 | 189.4275
2022 | 6 | 18 | 4 | 31.5297 | 58.4691 | 188.2203
2022 | 6 | 18 | 5 | 31.3387 | 58.788 | 188.7613
2022 | 6 | 18 | 6 | 31.3435 | 60.5587 | 193.0201
2022 | 6 | 18 | 7 | 35.2158 | 65.1916 | 209.1268
2022 | 6 | 18 | 8 | 40.4799 | 68.5442 | 238.1826
2022 | 6 | 18 | 9 | 44.8062 | 72.9634 | 264.1176
2022 | 6 | 18 | 10 | 47.8331 | 77.1934 | 276.6762
2022 | 6 | 18 | 11 | 49.9804 | 77.1851 | 276.6669
2022 | 6 | 18 | 12 | 50.5632 | 76.1692 | 261.9801
2022 | 6 | 18 | 13 | 51.1191 | 74.5274 | 261.9161
2022 | 6 | 18 | 14 | 51.3606 | 66.4494 | 259.2918
2022 | 6 | 18 | 15 | 52.0089 | 67.5766 | 261.4944
2022 | 6 | 18 | 16 | 53.7022 | 72.8124 | 272.3391
2022 | 6 | 18 | 17 | 55.525 | 73.4267 | 290.2826
2022 | 6 | 18 | 18 | 50.1305 | 66.5552 | 294.5233
2022 | 6 | 18 | 19 | 48.7676 | 65.1966 | 297.8763
2022 | 6 | 18 | 20 | 47.6733 | 63.6202 | 291.8198
2022 | 6 | 18 | 21 | 46.3971 | 65.7278 | 284.8349
2022 | 6 | 18 | 22 | 43.3833 | 63.0936 | 265.4255
2022 | 6 | 18 | 23 | 39.615 | 59.3496 | 239.5272
2022 | 6 | 19 | 0 | 38.0886 | 60.2475 | 222.0612
2022 | 6 | 19 | 1 | 34.6155 | 58.3863 | 204.8084
2022 | 6 | 19 | 2 | 32.8442 | 57.5973 | 197.0433
2022 | 6 | 19 | 3 | 31.7295 | 56.9893 | 192.1046
2022 | 6 | 19 | 4 | 31.1696 | 56.6754 | 190.7437
2022 | 6 | 19 | 5 | 30.8452 | 57.1307 | 190.582
2022 | 6 | 19 | 6 | 30.791 | 59.3324 | 190.1672
2022 | 6 | 19 | 7 | 34.0337 | 63.0686 | 202.7861
2022 | 6 | 19 | 8 | 38.6803 | 64.7174 | 228.6343
2022 | 6 | 19 | 9 | 42.4509 | 68.7994 | 252.0976
2022 | 6 | 19 | 10 | 45.0491 | 72.7501 | 264.7179
2022 | 6 | 19 | 11 | 46.7415 | 74.9283 | 262.1834
2022 | 6 | 19 | 12 | 46.736 | 74.2104 | 250.8498
2022 | 6 | 19 | 13 | 46.7402 | 74.3537 | 252.3103
2022 | 6 | 19 | 14 | 46.4468 | 68.4482 | 253.2343
2022 | 6 | 19 | 15 | 46.6736 | 69.7962 | 256.6957
2022 | 6 | 19 | 16 | 48.4186 | 74.6803 | 267.4392
2022 | 6 | 19 | 17 | 50.682 | 76.3735 | 289.0083
2022 | 6 | 19 | 18 | 51.3966 | 74.0441 | 306.0586
2022 | 6 | 19 | 19 | 49.8022 | 71.5807 | 306.2913
2022 | 6 | 19 | 20 | 47.4841 | 69.6814 | 300.1214
2022 | 6 | 19 | 21 | 45.6842 | 72.2837 | 291.6676
2022 | 6 | 19 | 22 | 42.1433 | 68.2879 | 268.4884
2022 | 6 | 19 | 23 | 37.853 | 64.525 | 237.9706
2022 | 6 | 20 | 0 | 35.6744 | 61.953 | 218.6612
2022 | 6 | 20 | 1 | 34.5468 | 60.5124 | 200.8848
2022 | 6 | 20 | 2 | 33.4684 | 59.6929 | 195.5843
2022 | 6 | 20 | 3 | 32.8214 | 59.7228 | 192.8655
2022 | 6 | 20 | 4 | 33.4262 | 60.2906 | 195.4475
2022 | 6 | 20 | 5 | 34.4841 | 61.6099 | 204.2764
2022 | 6 | 20 | 6 | 38.0772 | 69.9921 | 221.3257
2022 | 6 | 20 | 7 | 41.7063 | 80.0937 | 245.5185
2022 | 6 | 20 | 8 | 43.8751 | 88.0494 | 251.8817
2022 | 6 | 20 | 9 | 44.7662 | 91.3487 | 250.9121
2022 | 6 | 20 | 10 | 45.2615 | 94.8518 | 249.7177
2022 | 6 | 20 | 11 | 45.5576 | 93.7037 | 247.9847
2022 | 6 | 20 | 12 | 46.4672 | 92.8067 | 246.1459
2022 | 6 | 20 | 13 | 46.7364 | 92.8775 | 248.4194
2022 | 6 | 20 | 14 | 46.8892 | 83.8222 | 248.1286
2022 | 6 | 20 | 15 | 48.197 | 84.0472 | 248.6711
2022 | 6 | 20 | 16 | 51.0593 | 90.484 | 260.2937
2022 | 6 | 20 | 17 | 53.4618 | 87.9501 | 282.3431
2022 | 6 | 20 | 18 | 53.609 | 82.0927 | 287.3687
2022 | 6 | 20 | 19 | 52.6383 | 80.5479 | 304.2577
2022 | 6 | 20 | 20 | 51.9945 | 78.075 | 304.9359
2022 | 6 | 20 | 21 | 50.3474 | 78.6514 | 296.3937
2022 | 6 | 20 | 22 | 46.1878 | 74.8015 | 271.0093
2022 | 6 | 20 | 23 | 40.7042 | 68.0137 | 238.7686
2022 | 6 | 21 | 0 | 37.3769 | 65.3613 | 221.7463
2022 | 6 | 21 | 1 | 34.4631 | 62.1363 | 201.3509
2022 | 6 | 21 | 2 | 33.4813 | 60.5716 | 195.4799
2022 | 6 | 21 | 3 | 32.889 | 60.0422 | 192.6933
2022 | 6 | 21 | 4 | 33.5822 | 60.1494 | 195.2306
2022 | 6 | 21 | 5 | 34.8283 | 61.1428 | 203.362
2022 | 6 | 21 | 6 | 35.152 | 68.6665 | 223.8564
2022 | 6 | 21 | 7 | 38.5394 | 78.0687 | 243.8737
2022 | 6 | 21 | 8 | 40.7573 | 85.4091 | 238.3817
2022 | 6 | 21 | 9 | 41.9379 | 88.4705 | 226.9118
2022 | 6 | 21 | 10 | 43.4245 | 92.077 | 222.3375
2022 | 6 | 21 | 11 | 44.5995 | 92.1775 | 221.9017
2022 | 6 | 21 | 12 | 45.7472 | 92.3838 | 237.0194
2022 | 6 | 21 | 13 | 46.8682 | 93.3157 | 238.9682
2022 | 6 | 21 | 14 | 48.1902 | 85.8231 | 239.4257
2022 | 6 | 21 | 15 | 49.8367 | 85.9395 | 240.6619
2022 | 6 | 21 | 16 | 52.6833 | 92.7375 | 255.1706
2022 | 6 | 21 | 17 | 55.8953 | 90.0072 | 277.5716
2022 | 6 | 21 | 18 | 57.051 | 86.7324 | 282.7834
2022 | 6 | 21 | 19 | 56.0509 | 85.2701 | 301.7228
2022 | 6 | 21 | 20 | 55.0215 | 82.3946 | 303.2874
2022 | 6 | 21 | 21 | 53.2273 | 82.5699 | 295.3157
2022 | 6 | 21 | 22 | 49.0895 | 77.8026 | 269.5092
2022 | 6 | 21 | 23 | 43.1273 | 70.4712 | 236.5119
2022 | 6 | 22 | 0 | 36.9917 | 66.6509 | 220.6699
2022 | 6 | 22 | 1 | 37.0614 | 63.0333 | 201.5094
2022 | 6 | 22 | 2 | 35.7076 | 61.1104 | 195.2475
2022 | 6 | 22 | 3 | 34.8361 | 60.114 | 191.9809
2022 | 6 | 22 | 4 | 35.3373 | 60.3754 | 194.659
2022 | 6 | 22 | 5 | 36.6822 | 61.4621 | 202.6476
2022 | 6 | 22 | 6 | 39.6811 | 69.8676 | 220.9797
2022 | 6 | 22 | 7 | 43.6355 | 79.4513 | 239.7025
2022 | 6 | 22 | 8 | 46.5834 | 86.5242 | 230.6238
2022 | 6 | 22 | 9 | 49.1125 | 89.9577 | 216.5415
2022 | 6 | 22 | 10 | 51.5258 | 92.9923 | 210.9201
2022 | 6 | 22 | 11 | 53.854 | 93.225 | 212.5519
2022 | 6 | 22 | 12 | 55.6465 | 94.6932 | 212.1866
2022 | 6 | 22 | 13 | 56.8121 | 95.6193 | 218.0097
2022 | 6 | 22 | 14 | 57.2969 | 89.5767 | 225.2553
2022 | 6 | 22 | 15 | 58.1523 | 90.719 | 231.4535
2022 | 6 | 22 | 16 | 60.3094 | 95.464 | 250.3872
2022 | 6 | 22 | 17 | 62.0927 | 92.3115 | 282.8927
2022 | 6 | 22 | 18 | 62.9127 | 86.8166 | 318.3953
2022 | 6 | 22 | 19 | 61.7012 | 84.9418 | 339.1925
2022 | 6 | 22 | 20 | 60.7103 | 82.1919 | 334.5702
2022 | 6 | 22 | 21 | 58.3687 | 82.4721 | 324.7671
2022 | 6 | 22 | 22 | 53.3337 | 77.9983 | 294.4011
2022 | 6 | 22 | 23 | 47.2072 | 70.4103 | 255.3554
2022 | 6 | 23 | 0 | 43.3202 | 66.6096 | 225.1979
2022 | 6 | 23 | 1 | 38.8693 | 59.9259 | 215.7209
2022 | 6 | 23 | 2 | 37.2311 | 58.3999 | 207.5314
2022 | 6 | 23 | 3 | 36.1839 | 57.555 | 203.2801
2022 | 6 | 23 | 4 | 36.5577 | 57.8214 | 204.7778
2022 | 6 | 23 | 5 | 37.5825 | 59.0193 | 211.8539
2022 | 6 | 23 | 6 | 40.2258 | 68.5906 | 230.6743
2022 | 6 | 23 | 7 | 43.7278 | 77.7747 | 252.9674
2022 | 6 | 23 | 8 | 45.6921 | 85.322 | 250.9464
2022 | 6 | 23 | 9 | 46.5498 | 89.7467 | 243.2116
2022 | 6 | 23 | 10 | 47.2737 | 94.037 | 242.347
2022 | 6 | 23 | 11 | 47.7506 | 92.2596 | 248.6588
2022 | 6 | 23 | 12 | 48.2512 | 86.9103 | 247.1302
2022 | 6 | 23 | 13 | 48.3153 | 88.5238 | 257.7313
2022 | 6 | 23 | 14 | 48.3498 | 84.757 | 269.1474
2022 | 6 | 23 | 15 | 48.8094 | 84.5872 | 279.6189
2022 | 6 | 23 | 16 | 50.5673 | 87.884 | 299.3909
2022 | 6 | 23 | 17 | 51.8674 | 84.8109 | 330.065
2022 | 6 | 23 | 18 | 51.6295 | 81.8444 | 357.0949
2022 | 6 | 23 | 19 | 50.8408 | 81.295 | 376.6542
2022 | 6 | 23 | 20 | 50.9212 | 75.9596 | 370.8716
2022 | 6 | 23 | 21 | 49.2737 | 75.8142 | 359.9252
2022 | 6 | 23 | 22 | 45.3348 | 71.619 | 327.3335
2022 | 6 | 23 | 23 | 40.3572 | 64.7716 | 284.7938
2022 | 6 | 24 | 0 | 36.5287 | 62.4421 | 249.7565
2022 | 6 | 24 | 1 | 35.7419 | 59.2715 | 236.1287
2022 | 6 | 24 | 2 | 34.529 | 57.4855 | 225.3102
2022 | 6 | 24 | 3 | 33.7094 | 56.6427 | 218.6765
2022 | 6 | 24 | 4 | 34.2653 | 56.9914 | 218.4819
2022 | 6 | 24 | 5 | 35.3554 | 57.9443 | 224.1594
2022 | 6 | 24 | 6 | 39.0177 | 67.2956 | 243.4202
2022 | 6 | 24 | 7 | 41.9209 | 76.0174 | 270.4382
2022 | 6 | 24 | 8 | 43.4749 | 83.5024 | 282.6589
2022 | 6 | 24 | 9 | 44.2595 | 89.725 | 289.3441
2022 | 6 | 24 | 10 | 44.6296 | 94.0371 | 293.4473
2022 | 6 | 24 | 11 | 44.833 | 92.4477 | 296.0229
2022 | 6 | 24 | 12 | 45.8098 | 86.8035 | 299.8379
2022 | 6 | 24 | 13 | 45.9037 | 88.1905 | 310.5148
2022 | 6 | 24 | 14 | 45.6783 | 85.0836 | 317.7788
2022 | 6 | 24 | 15 | 46.1088 | 84.3239 | 325.6028
2022 | 6 | 24 | 16 | 47.7856 | 86.4426 | 340.1557
2022 | 6 | 24 | 17 | 49.3248 | 83.1346 | 359.6995
2022 | 6 | 24 | 18 | 54.8203 | 79.7838 | 364.6636
2022 | 6 | 24 | 19 | 53.6759 | 78.7144 | 366.8199
2022 | 6 | 24 | 20 | 53.3469 | 74.1713 | 360.7974
2022 | 6 | 24 | 21 | 52.4421 | 73.9585 | 350.2542
2022 | 6 | 24 | 22 | 49.032 | 69.9462 | 324.15
2022 | 6 | 24 | 23 | 43.4965 | 62.0833 | 289.196
2022 | 6 | 25 | 0 | 35.9136 | 59.5437 | 265.331
2022 | 6 | 25 | 1 | 34.231 | 59.7332 | 245.6419
2022 | 6 | 25 | 2 | 32.6188 | 58.1113 | 232.718
2022 | 6 | 25 | 3 | 31.6757 | 57.34 | 224.4665
2022 | 6 | 25 | 4 | 31.2821 | 56.9024 | 221.0517
2022 | 6 | 25 | 5 | 31.3909 | 56.5472 | 219.7116
2022 | 6 | 25 | 6 | 33.1194 | 59.0222 | 219.9655
2022 | 6 | 25 | 7 | 36.3842 | 63.1216 | 237.8211
2022 | 6 | 25 | 8 | 40.2411 | 71.2668 | 267.931
2022 | 6 | 25 | 9 | 43.3646 | 77.9632 | 296.3538
2022 | 6 | 25 | 10 | 45.454 | 84.2862 | 311.8005
2022 | 6 | 25 | 11 | 47.05 | 86.6506 | 314.3646
2022 | 6 | 25 | 12 | 48.3933 | 82.3972 | 305.1993
2022 | 6 | 25 | 13 | 48.925 | 83.1547 | 310.0588
2022 | 6 | 25 | 14 | 49.1309 | 81.3779 | 311.8068
2022 | 6 | 25 | 15 | 49.3554 | 80.5694 | 315.2604
2022 | 6 | 25 | 16 | 50.7085 | 84.5373 | 328.5977
2022 | 6 | 25 | 17 | 51.7272 | 83.7294 | 348.5894
2022 | 6 | 25 | 18 | 54.0331 | 81.5124 | 371.0174
2022 | 6 | 25 | 19 | 52.4634 | 79.3253 | 372.5741
2022 | 6 | 25 | 20 | 50.2299 | 74.5802 | 360.4423
2022 | 6 | 25 | 21 | 48.5665 | 75.8875 | 350.3083
2022 | 6 | 25 | 22 | 45.1963 | 72.9297 | 325.6194
2022 | 6 | 25 | 23 | 40.7955 | 67.6167 | 292.0479
2022 | 6 | 26 | 0 | 36.6708 | 66.1839 | 248.9958
2022 | 6 | 26 | 1 | 34.2391 | 60.356 | 251.5406
2022 | 6 | 26 | 2 | 32.3498 | 58.5517 | 238.564
2022 | 6 | 26 | 3 | 31.1535 | 57.6023 | 229.5359
2022 | 6 | 26 | 4 | 30.4558 | 56.5552 | 225.5243
2022 | 6 | 26 | 5 | 29.9442 | 55.3296 | 223.9408
2022 | 6 | 26 | 6 | 30.6646 | 58.2749 | 224.7713
2022 | 6 | 26 | 7 | 33.8881 | 61.1585 | 240.1544
2022 | 6 | 26 | 8 | 38.4767 | 65.6761 | 264.2206
2022 | 6 | 26 | 9 | 42.0467 | 69.5988 | 290.8254
2022 | 6 | 26 | 10 | 44.3471 | 73.2079 | 309.6224
2022 | 6 | 26 | 11 | 45.6723 | 76.6418 | 322.6421
2022 | 6 | 26 | 12 | 46.0566 | 78.3653 | 329.473
2022 | 6 | 26 | 13 | 46.3543 | 78.2736 | 339.4173
2022 | 6 | 26 | 14 | 46.5275 | 77.41 | 349.1979
2022 | 6 | 26 | 15 | 47.3148 | 79.4531 | 363.1285
2022 | 6 | 26 | 16 | 49.5408 | 80.4385 | 383.1435
2022 | 6 | 26 | 17 | 52.3059 | 80.3934 | 410.1711
2022 | 6 | 26 | 18 | 55.1852 | 72.0466 | 425.1776
2022 | 6 | 26 | 19 | 53.4942 | 70.3515 | 420.3168
2022 | 6 | 26 | 20 | 50.5074 | 68.222 | 405.2868
2022 | 6 | 26 | 21 | 48.4926 | 69.621 | 391.1485
2022 | 6 | 26 | 22 | 44.7543 | 66.6576 | 356.7689
2022 | 6 | 26 | 23 | 39.7954 | 60.9023 | 314.4072
2022 | 6 | 27 | 0 | 36.6742 | 61.8989 | 289.171
2022 | 6 | 27 | 1 | 32.8305 | 59.8797 | 235.8076
2022 | 6 | 27 | 2 | 31.7338 | 58.7025 | 225.701
2022 | 6 | 27 | 3 | 31.0447 | 58.2249 | 219.3676
2022 | 6 | 27 | 4 | 31.5037 | 59.3117 | 219.9072
2022 | 6 | 27 | 5 | 32.2388 | 60.4602 | 225.8764
2022 | 6 | 27 | 6 | 35.7453 | 70.436 | 241.1593
2022 | 6 | 27 | 7 | 39.7501 | 80.9318 | 266.523
2022 | 6 | 27 | 8 | 42.0088 | 89.9181 | 280.9282
2022 | 6 | 27 | 9 | 42.7138 | 95.5402 | 289.9321
2022 | 6 | 27 | 10 | 43.4068 | 99.3397 | 290.8575
2022 | 6 | 27 | 11 | 43.997 | 95.2354 | 283.6757
2022 | 6 | 27 | 12 | 44.653 | 94.1003 | 281.0438
2022 | 6 | 27 | 13 | 44.6455 | 94.6779 | 275.8881
2022 | 6 | 27 | 14 | 44.7236 | 84.5409 | 270.7505
2022 | 6 | 27 | 15 | 45.9919 | 85.3447 | 270.8618
2022 | 6 | 27 | 16 | 48.8997 | 92.1386 | 283.3835
2022 | 6 | 27 | 17 | 51.3823 | 89.1883 | 301.4075
2022 | 6 | 27 | 18 | 52.3511 | 86.5735 | 338.8628
2022 | 6 | 27 | 19 | 51.8618 | 85.1571 | 341.5985
2022 | 6 | 27 | 20 | 51.8897 | 83.5017 | 334.5208
2022 | 6 | 27 | 21 | 50.2204 | 82.8551 | 319.3491
2022 | 6 | 27 | 22 | 46.5705 | 77.883 | 292.6191
2022 | 6 | 27 | 23 | 40.8094 | 70.7649 | 255.7852
2022 | 6 | 28 | 0 | 37.0273 | 69.1549 | 218.3829
2022 | 6 | 28 | 1 | 33.2338 | 61.9371 | 228.0516
2022 | 6 | 28 | 2 | 32.0377 | 60.2284 | 217.7382
2022 | 6 | 28 | 3 | 31.2617 | 59.1899 | 210.9522
2022 | 6 | 28 | 4 | 31.6695 | 60.148 | 210.9824
2022 | 6 | 28 | 5 | 32.4234 | 61.0769 | 217.569
2022 | 6 | 28 | 6 | 33.7508 | 69.688 | 236.1893
2022 | 6 | 28 | 7 | 37.567 | 79.7898 | 262.4289
2022 | 6 | 28 | 8 | 40.2892 | 85.9056 | 274.255
2022 | 6 | 28 | 9 | 41.8987 | 91.9778 | 281.1906
2022 | 6 | 28 | 10 | 43.5644 | 96.2408 | 289.6114
2022 | 6 | 28 | 11 | 44.8227 | 95.4552 | 296.8084
2022 | 6 | 28 | 12 | 46.0328 | 91.7484 | 298.0825
2022 | 6 | 28 | 13 | 47.1207 | 92.7953 | 313.1715
2022 | 6 | 28 | 14 | 48.615 | 82.6376 | 327.489
2022 | 6 | 28 | 15 | 50.5063 | 83.3984 | 339.7267
2022 | 6 | 28 | 16 | 53.6006 | 89.7796 | 359.4043
2022 | 6 | 28 | 17 | 57.012 | 86.706 | 386.7718
2022 | 6 | 28 | 18 | 58.2958 | 84.528 | 406.6142
2022 | 6 | 28 | 19 | 57.1685 | 82.6119 | 416.3528
2022 | 6 | 28 | 20 | 55.0165 | 80.6496 | 409.3592
2022 | 6 | 28 | 21 | 52.2937 | 80.4029 | 395.1742
2022 | 6 | 28 | 22 | 48.4165 | 76.8115 | 361.5603
2022 | 6 | 28 | 23 | 42.2652 | 70.2064 | 315.3664
2022 | 6 | 29 | 0 | 37.58 | 68.7909 | 271.8885
2022 | 6 | 29 | 1 | 36.2196 | 60.7588 | 257.7448
2022 | 6 | 29 | 2 | 34.6567 | 58.719 | 246.3324
2022 | 6 | 29 | 3 | 33.6076 | 57.6601 | 237.9572
2022 | 6 | 29 | 4 | 33.828 | 58.8858 | 236.6854
2022 | 6 | 29 | 5 | 34.7376 | 59.9144 | 240.8875
2022 | 6 | 29 | 6 | 37.285 | 70.9793 | 259.6128
2022 | 6 | 29 | 7 | 42.0296 | 81.0304 | 289.722
2022 | 6 | 29 | 8 | 45.9703 | 87.2502 | 310.3814
2022 | 6 | 29 | 9 | 49.2064 | 92.1461 | 323.3247
2022 | 6 | 29 | 10 | 52.4327 | 94.1882 | 335.8974
2022 | 6 | 29 | 11 | 55.2115 | 91.5559 | 342.4715
2022 | 6 | 29 | 12 | 56.6541 | 92.4709 | 345.4356
2022 | 6 | 29 | 13 | 57.7302 | 93.879 | 348.2559
2022 | 6 | 29 | 14 | 58.2541 | 84.147 | 354.2619
2022 | 6 | 29 | 15 | 59.1103 | 84.5526 | 361.9122
2022 | 6 | 29 | 16 | 61.2701 | 90.083 | 378.42
2022 | 6 | 29 | 17 | 63.2306 | 86.6743 | 399.0377
2022 | 6 | 29 | 18 | 61.2399 | 84.0875 | 411.2928
2022 | 6 | 29 | 19 | 60.1474 | 82.9987 | 408.9142
2022 | 6 | 29 | 20 | 59.2952 | 81.4584 | 402.2441
2022 | 6 | 29 | 21 | 56.8591 | 82.2264 | 387.9146
2022 | 6 | 29 | 22 | 52.5273 | 77.0009 | 355.6285
2022 | 6 | 29 | 23 | 46.4718 | 68.6679 | 311.8041
2022 | 6 | 30 | 0 | 44.4411 | 62.5509 | 275.0013
2022 | 6 | 30 | 1 | 39.5622 | 62.3875 | 254.9827
2022 | 6 | 30 | 2 | 37.5799 | 60.5048 | 241.5768
2022 | 6 | 30 | 3 | 36.2671 | 59.2424 | 233.2169
2022 | 6 | 30 | 4 | 36.2961 | 59.9401 | 231.4439
2022 | 6 | 30 | 5 | 36.9622 | 61.2756 | 235.8378
2022 | 6 | 30 | 6 | 38.9711 | 66.6096 | 253.3809
2022 | 6 | 30 | 7 | 43.6063 | 76.3336 | 281.4903
2022 | 6 | 30 | 8 | 47.0529 | 83.8089 | 300.3767
2022 | 6 | 30 | 9 | 49.1799 | 91.1276 | 314.0382
2022 | 6 | 30 | 10 | 51.3628 | 96.4664 | 319.3127
2022 | 6 | 30 | 11 | 52.9619 | 94.2769 | 318.4291
2022 | 6 | 30 | 12 | 54.2701 | 91.8668 | 327.6922
2022 | 6 | 30 | 13 | 54.6773 | 93.4178 | 330.9702
2022 | 6 | 30 | 14 | 55.0798 | 83.4454 | 332.2594
2022 | 6 | 30 | 15 | 55.9062 | 82.7754 | 335.4259
2022 | 6 | 30 | 16 | 57.8345 | 88.8466 | 345.3519
2022 | 6 | 30 | 17 | 59.4336 | 84.353 | 358.542
2022 | 6 | 30 | 18 | 65.5792 | 81.8789 | 374.3626
2022 | 6 | 30 | 19 | 64.0481 | 79.9239 | 377.1255
2022 | 6 | 30 | 20 | 61.4111 | 77.0365 | 371.3426
2022 | 6 | 30 | 21 | 58.2929 | 76.825 | 359.0447
2022 | 6 | 30 | 22 | 53.8016 | 73.1294 | 330.7739
2022 | 6 | 30 | 23 | 46.8951 | 65.9117 | 290.3651
2022 | 7 | 1 | 0 | 39.4662 | 67.9567 | 267.8411
2022 | 7 | 1 | 1 | 38.5437 | 57.2821 | 277.0105
2022 | 7 | 1 | 2 | 36.2475 | 57.9353 | 261.7547
2022 | 7 | 1 | 3 | 34.6575 | 56.6846 | 251.2727
2022 | 7 | 1 | 4 | 34.048 | 56.8448 | 247.8186
2022 | 7 | 1 | 5 | 33.7091 | 55.5268 | 246.0625
2022 | 7 | 1 | 6 | 34.788 | 52.7504 | 251.7214
2022 | 7 | 1 | 7 | 38.5403 | 55.3291 | 269.7668
2022 | 7 | 1 | 8 | 42.9713 | 58.8592 | 289.4579
2022 | 7 | 1 | 9 | 46.8472 | 62.3946 | 318.1671
2022 | 7 | 1 | 10 | 49.9557 | 64.6847 | 328.609
2022 | 7 | 1 | 11 | 51.829 | 66.3288 | 332.844
2022 | 7 | 1 | 12 | 52.7074 | 68.4178 | 315.8272
2022 | 7 | 1 | 13 | 52.8368 | 68.8129 | 317.0561
2022 | 7 | 1 | 14 | 51.9829 | 67.7214 | 318.3674
2022 | 7 | 1 | 15 | 52.2567 | 68.9025 | 330.2645
2022 | 7 | 1 | 16 | 53.9737 | 70.2708 | 344.5648
2022 | 7 | 1 | 17 | 55.6342 | 69.6595 | 380.2557
2022 | 7 | 1 | 18 | 55.4336 | 72.1859 | 415.0594
2022 | 7 | 1 | 19 | 53.371 | 72.65 | 429.7019
2022 | 7 | 1 | 20 | 51.1017 | 72.542 | 413.2393
2022 | 7 | 1 | 21 | 48.7318 | 73.367 | 396.4662
2022 | 7 | 1 | 22 | 46.1021 | 70.6455 | 371.2186
2022 | 7 | 1 | 23 | 42.8308 | 64.9961 | 337.9314
2022 | 7 | 2 | 0 | 39.169 | 58.266 | 285.7903
2022 | 7 | 2 | 1 | 36.3268 | 53.9806 | 274.024
2022 | 7 | 2 | 2 | 34.0357 | 52.2305 | 260.2013
2022 | 7 | 2 | 3 | 32.5066 | 51.7021 | 251.2727
2022 | 7 | 2 | 4 | 31.7412 | 51.3074 | 246.5862
2022 | 7 | 2 | 5 | 31.1146 | 50.9891 | 244.9921
2022 | 7 | 2 | 6 | 31.0873 | 52.6648 | 245.0711
2022 | 7 | 2 | 7 | 34.1125 | 56.2962 | 263.0579
2022 | 7 | 2 | 8 | 38.3046 | 61.1158 | 288.8261
2022 | 7 | 2 | 9 | 41.5443 | 65.5575 | 311.0153
2022 | 7 | 2 | 10 | 43.5464 | 68.195 | 321.2882
2022 | 7 | 2 | 11 | 44.8612 | 70.9188 | 328.055
2022 | 7 | 2 | 12 | 44.1047 | 71.2888 | 322.9701
2022 | 7 | 2 | 13 | 43.6365 | 70.1177 | 326.4168
2022 | 7 | 2 | 14 | 43.2934 | 69.1589 | 329.6529
2022 | 7 | 2 | 15 | 43.1481 | 73.1248 | 342.4168
2022 | 7 | 2 | 16 | 44.6027 | 70.099 | 363.28
2022 | 7 | 2 | 17 | 46.9124 | 69.9786 | 398.6094
2022 | 7 | 2 | 18 | 48.5351 | 64.8914 | 429.6208
2022 | 7 | 2 | 19 | 46.5696 | 64.5327 | 439.0158
2022 | 7 | 2 | 20 | 43.5158 | 61.9255 | 422.299
2022 | 7 | 2 | 21 | 42.2385 | 64.4941 | 413.0723
2022 | 7 | 2 | 22 | 39.8542 | 62.0112 | 385.5108
2022 | 7 | 2 | 23 | 36.2404 | 57.3317 | 345.3854
2022 | 7 | 3 | 0 | 34.7367 | 56.8852 | 307.2105
2022 | 7 | 3 | 1 | 31.5001 | 55.6234 | 284.8241
2022 | 7 | 3 | 2 | 29.9708 | 53.8722 | 269.6735
2022 | 7 | 3 | 3 | 28.9397 | 53.3191 | 259.5749
2022 | 7 | 3 | 4 | 28.3428 | 53.2241 | 254.1873
2022 | 7 | 3 | 5 | 27.4626 | 52.9869 | 251.157
2022 | 7 | 3 | 6 | 28.1826 | 49.1052 | 250.1873
2022 | 7 | 3 | 7 | 30.6834 | 51.5902 | 266.523
2022 | 7 | 3 | 8 | 34.5078 | 56.5024 | 294.8603
2022 | 7 | 3 | 9 | 37.5194 | 62.866 | 323.2925
2022 | 7 | 3 | 10 | 39.739 | 68.378 | 339.9567
2022 | 7 | 3 | 11 | 41.2958 | 70.197 | 349.5311
2022 | 7 | 3 | 12 | 44.1629 | 69.9176 | 347.1228
2022 | 7 | 3 | 13 | 44.6167 | 70.7011 | 355.2645
2022 | 7 | 3 | 14 | 45.1077 | 71.901 | 364.6814
2022 | 7 | 3 | 15 | 46.2775 | 75.7126 | 381.8433
2022 | 7 | 3 | 16 | 48.4735 | 74.2698 | 408.979
2022 | 7 | 3 | 17 | 51.0722 | 75.403 | 447.4123
2022 | 7 | 3 | 18 | 48.8697 | 75.6134 | 477.1001
2022 | 7 | 3 | 19 | 47.9902 | 74.4183 | 486.5187
2022 | 7 | 3 | 20 | 46.8994 | 70.5779 | 467.015
2022 | 7 | 3 | 21 | 45.8852 | 71.9017 | 453.6865
2022 | 7 | 3 | 22 | 42.6754 | 69.1799 | 416.4053
2022 | 7 | 3 | 23 | 38.5274 | 63.6504 | 366.6398
2022 | 7 | 4 | 0 | 35.718 | 63.3792 | 325.7576
2022 | 7 | 4 | 1 | 32.9875 | 60.1377 | 301.0973
2022 | 7 | 4 | 2 | 31.8711 | 58.4338 | 286.1236
2022 | 7 | 4 | 3 | 31.1875 | 58.0059 | 275.9519
2022 | 7 | 4 | 4 | 31.7615 | 59.2359 | 272.8425
2022 | 7 | 4 | 5 | 32.3375 | 61.3818 | 275.8801
2022 | 7 | 4 | 6 | 35.3162 | 65.7163 | 293.5609
2022 | 7 | 4 | 7 | 38.788 | 74.6477 | 326.4847
2022 | 7 | 4 | 8 | 41.2657 | 81.4052 | 355.1581
2022 | 7 | 4 | 9 | 42.7093 | 85.8192 | 375.2046
2022 | 7 | 4 | 10 | 44.1027 | 87.9424 | 387.1481
2022 | 7 | 4 | 11 | 45.0544 | 87.4336 | 397.6957
2022 | 7 | 4 | 12 | 47.6893 | 85.2275 | 400.4035
2022 | 7 | 4 | 13 | 48.1939 | 85.3808 | 412.636
2022 | 7 | 4 | 14 | 48.8003 | 79.865 | 423.5102
2022 | 7 | 4 | 15 | 50.0713 | 81.7011 | 440.3008
2022 | 7 | 4 | 16 | 52.6795 | 81.107 | 464.8249
2022 | 7 | 4 | 17 | 55.5656 | 78.4387 | 497.7009
2022 | 7 | 4 | 18 | 53.8036 | 77.26 | 510.0072
2022 | 7 | 4 | 19 | 52.7568 | 77.1757 | 518.073
2022 | 7 | 4 | 20 | 51.5334 | 75.4413 | 498.7941
2022 | 7 | 4 | 21 | 49.5374 | 77.0881 | 479.5168
2022 | 7 | 4 | 22 | 45.5107 | 72.5204 | 437.023
2022 | 7 | 4 | 23 | 40.404 | 65.1444 | 383.1348
2022 | 7 | 5 | 0 | 38.3822 | 65.9465 | 339.4543
2022 | 7 | 5 | 1 | 34.3905 | 61.0724 | 321.4709
2022 | 7 | 5 | 2 | 33.0245 | 59.1933 | 303.9833
2022 | 7 | 5 | 3 | 32.0411 | 58.3852 | 291.6643
2022 | 7 | 5 | 4 | 32.5765 | 58.7458 | 286.8085
2022 | 7 | 5 | 5 | 33.091 | 60.5353 | 287.9143
2022 | 7 | 5 | 6 | 34.1163 | 67.9423 | 310.3933
2022 | 7 | 5 | 7 | 37.5054 | 78.4014 | 343.2542
2022 | 7 | 5 | 8 | 40.4633 | 84.3021 | 368.7363
2022 | 7 | 5 | 9 | 42.6486 | 88.2677 | 384.1434
2022 | 7 | 5 | 10 | 44.8228 | 93.4015 | 393.2764
2022 | 7 | 5 | 11 | 46.2997 | 96.1569 | 401.3278
2022 | 7 | 5 | 12 | 46.6122 | 93.5079 | 414.1029
2022 | 7 | 5 | 13 | 47.3443 | 94.0568 | 423.4729
2022 | 7 | 5 | 14 | 48.2856 | 90.4663 | 432.7817
2022 | 7 | 5 | 15 | 49.8485 | 91.4061 | 449.5139
2022 | 7 | 5 | 16 | 52.889 | 92.4754 | 473.1757
2022 | 7 | 5 | 17 | 56.7509 | 89.2185 | 503.062
2022 | 7 | 5 | 18 | 50.7305 | 89.0532 | 515.1628
2022 | 7 | 5 | 19 | 49.563 | 86.7748 | 520.6018
2022 | 7 | 5 | 20 | 49.0322 | 82.7446 | 501.0458
2022 | 7 | 5 | 21 | 47.8198 | 82.3647 | 481.6122
2022 | 7 | 5 | 22 | 44.3612 | 77.3061 | 439.596
2022 | 7 | 5 | 23 | 39.7997 | 70.4019 | 385.9396
2022 | 7 | 6 | 0 | 39.7645 | 68.1663 | 347.8222
2022 | 7 | 6 | 1 | 36.5625 | 63.7899 | 326.2071
2022 | 7 | 6 | 2 | 35.0851 | 61.2742 | 308.6259
2022 | 7 | 6 | 3 | 34.0356 | 59.8476 | 295.7614
2022 | 7 | 6 | 4 | 34.5548 | 60.0327 | 291.0763
2022 | 7 | 6 | 5 | 35.3955 | 61.6421 | 292.1259
2022 | 7 | 6 | 6 | 37.9236 | 67.1304 | 313.0611
2022 | 7 | 6 | 7 | 41.2757 | 76.2697 | 343.9051
2022 | 7 | 6 | 8 | 43.6808 | 80.8205 | 368.5158
2022 | 7 | 6 | 9 | 45.6647 | 86.736 | 384.71
2022 | 7 | 6 | 10 | 47.6614 | 88.9182 | 393.7041
2022 | 7 | 6 | 11 | 49.2568 | 91.5756 | 400.6559
2022 | 7 | 6 | 12 | 51.029 | 88.0341 | 416.0907
2022 | 7 | 6 | 13 | 51.7079 | 89.0514 | 425.7987
2022 | 7 | 6 | 14 | 52.2218 | 83.1501 | 435.2208
2022 | 7 | 6 | 15 | 53.2562 | 85.0264 | 451.274
2022 | 7 | 6 | 16 | 55.7401 | 86.7347 | 473.1976
2022 | 7 | 6 | 17 | 58.457 | 83.9365 | 502.5454
2022 | 7 | 6 | 18 | 64.3665 | 81.1256 | 509.6802
2022 | 7 | 6 | 19 | 62.848 | 80.4202 | 507.4583
2022 | 7 | 6 | 20 | 60.9066 | 77.7188 | 489.9436
2022 | 7 | 6 | 21 | 58.7734 | 79.4687 | 471.167
2022 | 7 | 6 | 22 | 54.1695 | 74.4403 | 430.5294
2022 | 7 | 6 | 23 | 47.7288 | 66.6792 | 379.1313
2022 | 7 | 7 | 0 | 40.746 | 64.0924 | 344.8501
2022 | 7 | 7 | 1 | 39.6388 | 61.0977 | 314.5668
2022 | 7 | 7 | 2 | 37.7894 | 59.3592 | 298.3283
2022 | 7 | 7 | 3 | 36.5477 | 58.2585 | 287.2904
2022 | 7 | 7 | 4 | 36.7962 | 58.3232 | 283.8972
2022 | 7 | 7 | 5 | 37.5829 | 60.1247 | 285.4579
2022 | 7 | 7 | 6 | 39.7059 | 68.4326 | 302.7168
2022 | 7 | 7 | 7 | 43.9233 | 77.5451 | 330.4731
2022 | 7 | 7 | 8 | 47.8975 | 83.8775 | 350.1504
2022 | 7 | 7 | 9 | 51.384 | 88.3175 | 362.0094
2022 | 7 | 7 | 10 | 54.7477 | 92.933 | 366.3999
2022 | 7 | 7 | 11 | 57.5436 | 92.8632 | 369.5114
2022 | 7 | 7 | 12 | 60.4117 | 91.2116 | 363.5271
2022 | 7 | 7 | 13 | 62.5427 | 92.9445 | 366.6676
2022 | 7 | 7 | 14 | 64.3849 | 90.3204 | 374.4774
2022 | 7 | 7 | 15 | 66.636 | 91.5273 | 389.3779
2022 | 7 | 7 | 16 | 69.3676 | 92.9322 | 410.1005
2022 | 7 | 7 | 17 | 72.2513 | 89.616 | 443.6902
2022 | 7 | 7 | 18 | 73.7548 | 86.9113 | 451.2181
2022 | 7 | 7 | 19 | 71.4209 | 85.5434 | 459.3068
2022 | 7 | 7 | 20 | 67.6577 | 81.5053 | 442.8813
2022 | 7 | 7 | 21 | 64.4776 | 81.1388 | 428.2745
2022 | 7 | 7 | 22 | 59.0399 | 76.3614 | 392.6025
2022 | 7 | 7 | 23 | 51.8973 | 69.262 | 345.118
2022 | 7 | 8 | 0 | 45.1855 | 66.2426 | 316.4286
2022 | 7 | 8 | 1 | 41.0848 | 65.3024 | 280.7352
2022 | 7 | 8 | 2 | 38.8655 | 62.5807 | 267.9128
2022 | 7 | 8 | 3 | 37.3468 | 61.4944 | 260.3512
2022 | 7 | 8 | 4 | 37.3173 | 62.3197 | 259.2039
2022 | 7 | 8 | 5 | 37.776 | 64.0434 | 261.8353
2022 | 7 | 8 | 6 | 38.4202 | 68.2649 | 279.1896
2022 | 7 | 8 | 7 | 42.6724 | 77.3024 | 301.9931
2022 | 7 | 8 | 8 | 46.9249 | 81.7418 | 310.5304
2022 | 7 | 8 | 9 | 50.1967 | 87.332 | 313.039
2022 | 7 | 8 | 10 | 53.2364 | 91.0823 | 309.0896
2022 | 7 | 8 | 11 | 55.3781 | 93.7556 | 301.5772
2022 | 7 | 8 | 12 | 57.1306 | 91.6899 | 288.6284
2022 | 7 | 8 | 13 | 58.5193 | 93.1499 | 285.8718
2022 | 7 | 8 | 14 | 59.9162 | 87.2658 | 287.6547
2022 | 7 | 8 | 15 | 61.6626 | 87.2911 | 295.7881
2022 | 7 | 8 | 16 | 64.064 | 88.8237 | 311.8954
2022 | 7 | 8 | 17 | 66.3196 | 85.455 | 344.9382
2022 | 7 | 8 | 18 | 67.7729 | 80.7922 | 367.2587
2022 | 7 | 8 | 19 | 65.34 | 80.0857 | 381.9075
2022 | 7 | 8 | 20 | 61.8159 | 78.2767 | 369.2974
2022 | 7 | 8 | 21 | 58.9534 | 79.8745 | 360.2847
2022 | 7 | 8 | 22 | 54.3158 | 74.8761 | 335.3535
2022 | 7 | 8 | 23 | 47.9467 | 66.6459 | 298.6452
2022 | 7 | 9 | 0 | 41.8568 | 65.0221 | 274.6818
2022 | 7 | 9 | 1 | 38.679 | 57.4704 | 251.0168
2022 | 7 | 9 | 2 | 36.3427 | 55.3998 | 241.0511
2022 | 7 | 9 | 3 | 34.8401 | 54.5701 | 234.9924
2022 | 7 | 9 | 4 | 34.0919 | 54.3458 | 231.7379
2022 | 7 | 9 | 5 | 33.661 | 54.2682 | 231.9063
2022 | 7 | 9 | 6 | 34.5691 | 55.4765 | 236.338
2022 | 7 | 9 | 7 | 39.0841 | 59.2803 | 252.8952
2022 | 7 | 9 | 8 | 45.7793 | 62.3968 | 273.136
2022 | 7 | 9 | 9 | 52.288 | 66.8199 | 290.7638
2022 | 7 | 9 | 10 | 57.5255 | 69.2005 | 296.1918
2022 | 7 | 9 | 11 | 61.3783 | 73.4996 | 298.782
2022 | 7 | 9 | 12 | 64.1442 | 71.8684 | 286.6565
2022 | 7 | 9 | 13 | 66.2531 | 71.2979 | 286.2801
2022 | 7 | 9 | 14 | 67.9351 | 71.2667 | 281.2591
2022 | 7 | 9 | 15 | 69.8724 | 73.2907 | 289.1165
2022 | 7 | 9 | 16 | 72.0863 | 71.7807 | 302.6718
2022 | 7 | 9 | 17 | 73.698 | 71.6873 | 336.6472
2022 | 7 | 9 | 18 | 73.6591 | 72.2254 | 358.9822
2022 | 7 | 9 | 19 | 70.894 | 71.9256 | 363.5445
2022 | 7 | 9 | 20 | 65.846 | 68.5013 | 351.4811
2022 | 7 | 9 | 21 | 62.3681 | 70.6974 | 345.6549
2022 | 7 | 9 | 22 | 57.5246 | 67.3149 | 324.923
2022 | 7 | 9 | 23 | 51.6095 | 61.5243 | 292.9157
2022 | 7 | 10 | 0 | 45.8898 | 57.3652 | 271.2515
2022 | 7 | 10 | 1 | 41.5994 | 55.2756 | 261.5405
2022 | 7 | 10 | 2 | 38.8084 | 53.4935 | 249.7876
2022 | 7 | 10 | 3 | 36.8836 | 52.917 | 242.0599
2022 | 7 | 10 | 4 | 35.7664 | 52.5297 | 238.3996
2022 | 7 | 10 | 5 | 34.9884 | 51.7054 | 237.5932
2022 | 7 | 10 | 6 | 37.3385 | 54.6748 | 236.5286
2022 | 7 | 10 | 7 | 41.9684 | 57.9201 | 249.4183
2022 | 7 | 10 | 8 | 48.8603 | 61.1942 | 270.0455
2022 | 7 | 10 | 9 | 55.5636 | 65.2181 | 289.6774
2022 | 7 | 10 | 10 | 60.9897 | 67.9574 | 300.1743
2022 | 7 | 10 | 11 | 64.5193 | 71.2021 | 304.5992
2022 | 7 | 10 | 12 | 66.0798 | 70.7509 | 304.1831
2022 | 7 | 10 | 13 | 67.3464 | 70.4622 | 307.6177
2022 | 7 | 10 | 14 | 67.9547 | 70.5962 | 312.7917
2022 | 7 | 10 | 15 | 68.7249 | 75.1753 | 328.6881
2022 | 7 | 10 | 16 | 70.5765 | 72.6804 | 353.3305
2022 | 7 | 10 | 17 | 71.759 | 73.5174 | 393.0857
2022 | 7 | 10 | 18 | 74.2426 | 73.5686 | 416.1218
2022 | 7 | 10 | 19 | 71.7406 | 72.7832 | 415.0298
2022 | 7 | 10 | 20 | 67.8241 | 70.9814 | 401.4488
2022 | 7 | 10 | 21 | 64.4582 | 71.9915 | 391.1965
2022 | 7 | 10 | 22 | 59.2446 | 68.6579 | 361.8024
2022 | 7 | 10 | 23 | 53.315 | 63.1132 | 321.2303
2022 | 7 | 11 | 0 | 49.2963 | 59.1613 | 293.3517
2022 | 7 | 11 | 1 | 44.3933 | 58.7627 | 275.6684
2022 | 7 | 11 | 2 | 42.1428 | 57.2744 | 263.3915
2022 | 7 | 11 | 3 | 40.7505 | 57.0629 | 255.8483
2022 | 7 | 11 | 4 | 40.7632 | 58.4562 | 254.4427
2022 | 7 | 11 | 5 | 41.9094 | 60.5259 | 259.0509
2022 | 7 | 11 | 6 | 44.3854 | 65.8573 | 277.4255
2022 | 7 | 11 | 7 | 49.7142 | 75.3202 | 309.4049
2022 | 7 | 11 | 8 | 55.3959 | 81.6682 | 335.074
2022 | 7 | 11 | 9 | 60.153 | 85.71 | 352.7907
2022 | 7 | 11 | 10 | 64.296 | 88.8853 | 361.0446
2022 | 7 | 11 | 11 | 67.76 | 88.6842 | 366.1875
2022 | 7 | 11 | 12 | 70.334 | 85.7754 | 360.7643
2022 | 7 | 11 | 13 | 72.3414 | 86.4352 | 365.2365
2022 | 7 | 11 | 14 | 73.894 | 83.5179 | 368.531
2022 | 7 | 11 | 15 | 75.8979 | 85.3296 | 376.5769
2022 | 7 | 11 | 16 | 78.33 | 84.8199 | 395.4873
2022 | 7 | 11 | 17 | 79.8999 | 82.7327 | 426.0597
2022 | 7 | 11 | 18 | 78.0422 | 85.9453 | 442.2752
2022 | 7 | 11 | 19 | 74.9827 | 86.0359 | 437.543
2022 | 7 | 11 | 20 | 71.4967 | 81.275 | 425.0843
2022 | 7 | 11 | 21 | 67.5366 | 81.3311 | 410.2659
2022 | 7 | 11 | 22 | 61.2192 | 76.0564 | 376.8896
2022 | 7 | 11 | 23 | 54.2179 | 68.7595 | 333.8645
2022 | 7 | 12 | 0 | 48.0928 | 65.6976 | 312.523
2022 | 7 | 12 | 1 | 45.6443 | 60.1613 | 285.1315
2022 | 7 | 12 | 2 | 43.1598 | 58.2476 | 271.8776
2022 | 7 | 12 | 3 | 41.5655 | 57.3309 | 263.4012
2022 | 7 | 12 | 4 | 41.406 | 57.6376 | 261.4212
2022 | 7 | 12 | 5 | 42.4797 | 59.3482 | 265.4517
2022 | 7 | 12 | 6 | 45.3495 | 63.4365 | 282.1357
2022 | 7 | 12 | 7 | 50.6638 | 72.5241 | 310.6684
2022 | 7 | 12 | 8 | 56.4305 | 78.0509 | 335.2854
2022 | 7 | 12 | 9 | 61.3207 | 83.7258 | 353.1025
2022 | 7 | 12 | 10 | 65.3974 | 88.5301 | 359.313
2022 | 7 | 12 | 11 | 68.8821 | 90.6831 | 357.0509
2022 | 7 | 12 | 12 | 71.7861 | 89.5758 | 343.5453
2022 | 7 | 12 | 13 | 73.9644 | 90.7949 | 346.9138
2022 | 7 | 12 | 14 | 75.7719 | 87.323 | 349.0399
2022 | 7 | 12 | 15 | 77.7408 | 89.0133 | 358.763
2022 | 7 | 12 | 16 | 79.9936 | 89.7902 | 379.0141
2022 | 7 | 12 | 17 | 81.5774 | 87.1336 | 407.8508
2022 | 7 | 12 | 18 | 81.0931 | 82.6735 | 416.7934
2022 | 7 | 12 | 19 | 77.7365 | 81.6752 | 427.5261
2022 | 7 | 12 | 20 | 73.1603 | 79.0194 | 413.1692
2022 | 7 | 12 | 21 | 68.9924 | 79.963 | 399.8265
2022 | 7 | 12 | 22 | 62.5951 | 75.2854 | 366.4586
2022 | 7 | 12 | 23 | 55.3042 | 67.9515 | 322.1223
2022 | 7 | 13 | 0 | 49.5106 | 66.4353 | 289.8903
2022 | 7 | 13 | 1 | 46.0769 | 66.1271 | 261.4831
2022 | 7 | 13 | 2 | 43.4927 | 63.5749 | 250.9912
2022 | 7 | 13 | 3 | 41.8298 | 62.275 | 245.0473
2022 | 7 | 13 | 4 | 41.5657 | 62.67 | 245.0576
2022 | 7 | 13 | 5 | 42.6125 | 64.7296 | 249.6951
2022 | 7 | 13 | 6 | 44.62 | 69.3855 | 266.3486
2022 | 7 | 13 | 7 | 49.8608 | 78.6919 | 286.1443
2022 | 7 | 13 | 8 | 55.4055 | 84.6102 | 286.8947
2022 | 7 | 13 | 9 | 60.2825 | 89.1498 | 281.4207
2022 | 7 | 13 | 10 | 64.5153 | 92.5174 | 273.9112
2022 | 7 | 13 | 11 | 68.1992 | 94.088 | 266.9449
2022 | 7 | 13 | 12 | 71.802 | 95.7074 | 259.0256
2022 | 7 | 13 | 13 | 74.2785 | 96.4518 | 257.4711
2022 | 7 | 13 | 14 | 76.5297 | 91.0955 | 258.6415
2022 | 7 | 13 | 15 | 78.9727 | 92.3905 | 264.9522
2022 | 7 | 13 | 16 | 81.557 | 93.7598 | 284.6743
2022 | 7 | 13 | 17 | 83.142 | 90.1483 | 322.1775
2022 | 7 | 13 | 18 | 76.3291 | 88.4919 | 344.1957
2022 | 7 | 13 | 19 | 73.0801 | 86.7286 | 360.6658
2022 | 7 | 13 | 20 | 68.766 | 84.1174 | 350.5012
2022 | 7 | 13 | 21 | 65.1822 | 84.6148 | 341.4133
2022 | 7 | 13 | 22 | 59.2663 | 79.1274 | 313.3252
2022 | 7 | 13 | 23 | 52.3874 | 71.1695 | 274.8119
2022 | 7 | 14 | 0 | 49.1133 | 70.314 | 254.3623
2022 | 7 | 14 | 1 | 44.8184 | 65.401 | 236.4669
2022 | 7 | 14 | 2 | 42.3523 | 63.1056 | 228.3526
2022 | 7 | 14 | 3 | 40.7654 | 61.8009 | 224.5518
2022 | 7 | 14 | 4 | 40.5611 | 61.9377 | 226.4769
2022 | 7 | 14 | 5 | 41.3711 | 64.0004 | 232.7651
2022 | 7 | 14 | 6 | 43.4224 | 68.2849 | 248.2241
2022 | 7 | 14 | 7 | 48.3925 | 77.1528 | 267.1026
2022 | 7 | 14 | 8 | 53.7373 | 83.7471 | 265.8724
2022 | 7 | 14 | 9 | 58.0408 | 89.446 | 258.7152
2022 | 7 | 14 | 10 | 61.4197 | 94.5395 | 254.7866
2022 | 7 | 14 | 11 | 63.853 | 96.3854 | 255.5542
2022 | 7 | 14 | 12 | 65.3984 | 94.2736 | 250.1374
2022 | 7 | 14 | 13 | 67.1576 | 95.9095 | 251.3296
2022 | 7 | 14 | 14 | 68.9311 | 90.6976 | 256.0311
2022 | 7 | 14 | 15 | 70.9816 | 91.03 | 263.9283
2022 | 7 | 14 | 16 | 73.2119 | 93.7826 | 281.8043
2022 | 7 | 14 | 17 | 74.9349 | 89.8667 | 318.9664
2022 | 7 | 14 | 18 | 75.7933 | 89.6931 | 357.2323
2022 | 7 | 14 | 19 | 72.819 | 88.3628 | 377.7277
2022 | 7 | 14 | 20 | 68.2872 | 85.3951 | 369.937
2022 | 7 | 14 | 21 | 64.4892 | 85.3002 | 361.8128
2022 | 7 | 14 | 22 | 58.6563 | 80.038 | 332.6663
2022 | 7 | 14 | 23 | 51.7966 | 71.9505 | 291.7312
2022 | 7 | 15 | 0 | 45.7749 | 69.359 | 261.5825
2022 | 7 | 15 | 1 | 42.9671 | 65.3727 | 240.9129
2022 | 7 | 15 | 2 | 40.7168 | 62.8121 | 232.2023
2022 | 7 | 15 | 3 | 39.2832 | 61.6337 | 227.7993
2022 | 7 | 15 | 4 | 39.1805 | 61.8025 | 229.0165
2022 | 7 | 15 | 5 | 40.091 | 63.4669 | 234.7038
2022 | 7 | 15 | 6 | 41.6268 | 68.5362 | 248.7636
2022 | 7 | 15 | 7 | 46.463 | 77.346 | 271.8758
2022 | 7 | 15 | 8 | 51.9573 | 83.7759 | 278.4293
2022 | 7 | 15 | 9 | 56.6641 | 89.8241 | 277.0275
2022 | 7 | 15 | 10 | 60.4325 | 95.0351 | 277.4074
2022 | 7 | 15 | 11 | 63.3363 | 97.3257 | 280.7971
2022 | 7 | 15 | 12 | 64.8246 | 96.7775 | 267.4671
2022 | 7 | 15 | 13 | 66.6553 | 98.2061 | 272.5358
2022 | 7 | 15 | 14 | 68.2942 | 93.7654 | 280.6372
2022 | 7 | 15 | 15 | 69.9729 | 93.1119 | 290.9173
2022 | 7 | 15 | 16 | 71.9209 | 95.8533 | 312.824
2022 | 7 | 15 | 17 | 73.431 | 91.7194 | 351.0203
2022 | 7 | 15 | 18 | 71.5558 | 86.1145 | 379.4141
2022 | 7 | 15 | 19 | 68.784 | 83.9328 | 400.3313
2022 | 7 | 15 | 20 | 65.4204 | 80.0162 | 390.2228
2022 | 7 | 15 | 21 | 62.7883 | 79.5766 | 381.6432
2022 | 7 | 15 | 22 | 58.0427 | 74.7572 | 353.5898
2022 | 7 | 15 | 23 | 51.6434 | 66.8264 | 313.5639
2022 | 7 | 16 | 0 | 45.8523 | 67.249 | 278.5187
2022 | 7 | 16 | 1 | 40.0817 | 60.5302 | 254.2774
2022 | 7 | 16 | 2 | 37.5267 | 58.4631 | 242.0884
2022 | 7 | 16 | 3 | 35.7696 | 57.2961 | 235.186
2022 | 7 | 16 | 4 | 34.8862 | 56.8885 | 232.3216
2022 | 7 | 16 | 5 | 34.452 | 56.8003 | 230.8075
2022 | 7 | 16 | 6 | 35.1492 | 57.6082 | 227.4441
2022 | 7 | 16 | 7 | 38.9051 | 61.5849 | 243.5654
2022 | 7 | 16 | 8 | 44.0277 | 64.8063 | 268.9681
2022 | 7 | 16 | 9 | 48.2924 | 70.6583 | 287.5027
2022 | 7 | 16 | 10 | 51.1774 | 75.334 | 296.3066
2022 | 7 | 16 | 11 | 52.9937 | 80.7538 | 300.975
2022 | 7 | 16 | 12 | 53.5565 | 78.8604 | 291.7109
2022 | 7 | 16 | 13 | 53.9476 | 78.4991 | 291.8682
2022 | 7 | 16 | 14 | 54.2647 | 75.8352 | 295.5311
2022 | 7 | 16 | 15 | 54.8294 | 74.8371 | 305.1998
2022 | 7 | 16 | 16 | 56.6716 | 76.9997 | 326.3341
2022 | 7 | 16 | 17 | 58.4883 | 76.0516 | 362.5714
2022 | 7 | 16 | 18 | 60.6902 | 71.5112 | 399.4516
2022 | 7 | 16 | 19 | 58.154 | 69.9779 | 412.6596
2022 | 7 | 16 | 20 | 53.6437 | 66.0938 | 396.575
2022 | 7 | 16 | 21 | 51.0073 | 68.7222 | 387.8098
2022 | 7 | 16 | 22 | 47.4577 | 65.5197 | 361.481
2022 | 7 | 16 | 23 | 42.7522 | 60.8645 | 323.6473
2022 | 7 | 17 | 0 | 38.5384 | 61.8855 | 289.4254
2022 | 7 | 17 | 1 | 35.3338 | 56.2322 | 267.706
2022 | 7 | 17 | 2 | 33.5536 | 54.4576 | 254.4322
2022 | 7 | 17 | 3 | 32.3214 | 53.6742 | 246.3149
2022 | 7 | 17 | 4 | 31.6838 | 53.0029 | 242.5529
2022 | 7 | 17 | 5 | 31.2161 | 52.5269 | 239.9994
2022 | 7 | 17 | 6 | 30.4193 | 51.9512 | 235.7011
2022 | 7 | 17 | 7 | 33.6007 | 54.0436 | 249.7229
2022 | 7 | 17 | 8 | 38.561 | 55.8661 | 275.69
2022 | 7 | 17 | 9 | 43.081 | 60.4256 | 299.5976
2022 | 7 | 17 | 10 | 47.0031 | 62.8684 | 315.1148
2022 | 7 | 17 | 11 | 49.7315 | 65.9307 | 325.7534
2022 | 7 | 17 | 12 | 51.6034 | 67.9782 | 323.2292
2022 | 7 | 17 | 13 | 53.0419 | 67.507 | 330.4661
2022 | 7 | 17 | 14 | 54.4203 | 68.2885 | 340.2983
2022 | 7 | 17 | 15 | 56.1268 | 70.8032 | 355.1072
2022 | 7 | 17 | 16 | 58.8003 | 67.8082 | 382.2988
2022 | 7 | 17 | 17 | 61.4184 | 67.9508 | 421.6894
2022 | 7 | 17 | 18 | 62.979 | 62.6246 | 445.2014
2022 | 7 | 17 | 19 | 60.9208 | 61.8768 | 454.7856
2022 | 7 | 17 | 20 | 56.9945 | 60.3896 | 436.8283
2022 | 7 | 17 | 21 | 54.1798 | 62.3523 | 424.6257
2022 | 7 | 17 | 22 | 49.814 | 59.8793 | 389.3734
2022 | 7 | 17 | 23 | 44.4838 | 55.3406 | 343.0476
2022 | 7 | 18 | 0 | 39.4462 | 56.6775 | 308.8087
2022 | 7 | 18 | 1 | 36.9193 | 56.2736 | 277.0251
2022 | 7 | 18 | 2 | 35.5625 | 55.3712 | 264.8297
2022 | 7 | 18 | 3 | 34.7718 | 55.3003 | 257.3099
2022 | 7 | 18 | 4 | 35.3164 | 56.3484 | 256.0405
2022 | 7 | 18 | 5 | 36.4366 | 58.4414 | 260.9393
2022 | 7 | 18 | 6 | 37.4443 | 62.7873 | 281.2993
2022 | 7 | 18 | 7 | 41.1886 | 71.7309 | 310.4258
2022 | 7 | 18 | 8 | 44.4984 | 76.8306 | 330.6714
2022 | 7 | 18 | 9 | 47.0935 | 79.9155 | 342.5724
2022 | 7 | 18 | 10 | 49.6527 | 83.3398 | 348.4999
2022 | 7 | 18 | 11 | 51.6147 | 84.8295 | 353.0543
2022 | 7 | 18 | 12 | 52.6969 | 87.9396 | 355.7797
2022 | 7 | 18 | 13 | 53.6147 | 87.8549 | 360.8381
2022 | 7 | 18 | 14 | 54.5748 | 83.1586 | 364.9124
2022 | 7 | 18 | 15 | 55.7476 | 84.9751 | 373.5991
2022 | 7 | 18 | 16 | 58.2462 | 85.3329 | 392.6185
2022 | 7 | 18 | 17 | 60.5786 | 83.2292 | 422.1321
2022 | 7 | 18 | 18 | 60.5976 | 77.7672 | 437.2335
2022 | 7 | 18 | 19 | 58.6439 | 77.2286 | 445.5577
2022 | 7 | 18 | 20 | 56.3659 | 74.7329 | 430.8101
2022 | 7 | 18 | 21 | 53.7571 | 75.806 | 415.0678
2022 | 7 | 18 | 22 | 49.2582 | 70.9089 | 378.9633
2022 | 7 | 18 | 23 | 43.8417 | 64.7777 | 333.2597
2022 | 7 | 19 | 0 | 40.3416 | 62.349 | 304.6538
2022 | 7 | 19 | 1 | 36.8916 | 57.2996 | 286.0454
2022 | 7 | 19 | 2 | 35.3171 | 55.7125 | 272.3621
2022 | 7 | 19 | 3 | 34.2171 | 55.127 | 263.422
2022 | 7 | 19 | 4 | 34.6257 | 55.8989 | 261.1964
2022 | 7 | 19 | 5 | 35.2992 | 57.3196 | 265.1166
2022 | 7 | 19 | 6 | 37.1064 | 65.1977 | 282.3782
2022 | 7 | 19 | 7 | 40.536 | 74.1973 | 309.6443
2022 | 7 | 19 | 8 | 43.5682 | 78.9524 | 326.5385
2022 | 7 | 19 | 9 | 45.7107 | 82.7695 | 334.2349
2022 | 7 | 19 | 10 | 47.5521 | 86.0099 | 338.5476
2022 | 7 | 19 | 11 | 48.6836 | 88.9878 | 344.7204
2022 | 7 | 19 | 12 | 49.1359 | 87.3145 | 342.0089
2022 | 7 | 19 | 13 | 49.9872 | 88.4419 | 351.5567
2022 | 7 | 19 | 14 | 51.0101 | 83.5132 | 361.7133
2022 | 7 | 19 | 15 | 52.4426 | 85.1207 | 375.7632
2022 | 7 | 19 | 16 | 55.2633 | 86.4136 | 401.2444
2022 | 7 | 19 | 17 | 58.6007 | 83.674 | 437.2698
2022 | 7 | 19 | 18 | 60.7794 | 76.8661 | 453.3363
2022 | 7 | 19 | 19 | 58.7402 | 76.3893 | 463.3194
2022 | 7 | 19 | 20 | 55.8306 | 73.7567 | 448.2587
2022 | 7 | 19 | 21 | 53.3231 | 75.0644 | 431.5393
2022 | 7 | 19 | 22 | 48.9597 | 70.8581 | 393.7339
2022 | 7 | 19 | 23 | 43.2724 | 63.9288 | 345.7741
2022 | 7 | 20 | 0 | 40.0543 | 62.5024 | 312.479
2022 | 7 | 20 | 1 | 36.4263 | 56.5603 | 300.4782
2022 | 7 | 20 | 2 | 34.9301 | 54.7883 | 286.3115
2022 | 7 | 20 | 3 | 33.8626 | 53.8919 | 276.4196
2022 | 7 | 20 | 4 | 34.3055 | 54.3904 | 273.5845
2022 | 7 | 20 | 5 | 35.0572 | 56.1115 | 276.834
2022 | 7 | 20 | 6 | 36.5108 | 61.5775 | 295.1463
2022 | 7 | 20 | 7 | 39.9482 | 70.288 | 324.4386
2022 | 7 | 20 | 8 | 43.0202 | 75.7619 | 346.675
2022 | 7 | 20 | 9 | 45.5756 | 81.2285 | 360.0869
2022 | 7 | 20 | 10 | 47.8433 | 84.378 | 369.7318
2022 | 7 | 20 | 11 | 49.4348 | 84.4654 | 379.4218
2022 | 7 | 20 | 12 | 50.1874 | 80.0561 | 387.6592
2022 | 7 | 20 | 13 | 51.2302 | 81.0168 | 395.8815
2022 | 7 | 20 | 14 | 52.3483 | 80.5902 | 405.2141
2022 | 7 | 20 | 15 | 54.0967 | 82.1351 | 416.9879
2022 | 7 | 20 | 16 | 57.1479 | 80.216 | 436.8244
2022 | 7 | 20 | 17 | 60.4479 | 77.2494 | 467.005
2022 | 7 | 20 | 18 | 62.929 | 78.8252 | 481.2429
2022 | 7 | 20 | 19 | 61.0986 | 78.1915 | 481.2874
2022 | 7 | 20 | 20 | 58.4484 | 73.5489 | 466.5686
2022 | 7 | 20 | 21 | 56.0916 | 73.6821 | 448.8784
2022 | 7 | 20 | 22 | 51.5963 | 69.7159 | 409.2155
2022 | 7 | 20 | 23 | 45.4762 | 62.6822 | 360.4318
2022 | 7 | 21 | 0 | 40.9302 | 60.6725 | 330.5876
2022 | 7 | 21 | 1 | 36.7773 | 58.1234 | 299.0567
2022 | 7 | 21 | 2 | 35.3356 | 56.395 | 284.9005
2022 | 7 | 21 | 3 | 34.3464 | 55.5053 | 275.5845
2022 | 7 | 21 | 4 | 34.8558 | 55.9179 | 273.4591
2022 | 7 | 21 | 5 | 35.6458 | 57.8979 | 277.268
2022 | 7 | 21 | 6 | 36.1296 | 63.0979 | 293.4299
2022 | 7 | 21 | 7 | 39.4202 | 71.4949 | 321.3147
2022 | 7 | 21 | 8 | 42.2601 | 78.6974 | 347.9734
2022 | 7 | 21 | 9 | 44.4489 | 84.5228 | 367.5143
2022 | 7 | 21 | 10 | 46.5427 | 90.6183 | 375.1837
2022 | 7 | 21 | 11 | 47.8826 | 91.0881 | 375.834
2022 | 7 | 21 | 12 | 49.5068 | 90.5772 | 372.6227
2022 | 7 | 21 | 13 | 50.8664 | 92.671 | 376.2639
2022 | 7 | 21 | 14 | 52.5132 | 91.7994 | 378.1311
2022 | 7 | 21 | 15 | 54.8568 | 91.7255 | 386.9576
2022 | 7 | 21 | 16 | 58.1089 | 92.0815 | 404.3711
2022 | 7 | 21 | 17 | 61.46 | 88.19 | 427.1833
2022 | 7 | 21 | 18 | 61.1189 | 83.8961 | 444.2704
2022 | 7 | 21 | 19 | 59.5217 | 82.8142 | 442.5566
2022 | 7 | 21 | 20 | 56.9654 | 77.7451 | 431.419
2022 | 7 | 21 | 21 | 54.2577 | 77.0133 | 415.7411
2022 | 7 | 21 | 22 | 49.7681 | 72.5494 | 381.8816
2022 | 7 | 21 | 23 | 44.0755 | 65.3933 | 338.3064
2022 | 7 | 22 | 0 | 38.457 | 62.6219 | 296.9856
2022 | 7 | 22 | 1 | 36.4704 | 61.0605 | 276.8882
2022 | 7 | 22 | 2 | 34.9657 | 58.6753 | 264.2049
2022 | 7 | 22 | 3 | 33.9044 | 57.6433 | 256.0912
2022 | 7 | 22 | 4 | 34.3265 | 58.1968 | 255.3682
2022 | 7 | 22 | 5 | 35.0172 | 59.9894 | 260.5005
2022 | 7 | 22 | 6 | 36.0747 | 64.1 | 273.6361
2022 | 7 | 22 | 7 | 39.4895 | 71.7104 | 296.8658
2022 | 7 | 22 | 8 | 42.8697 | 77.6541 | 316.4188
2022 | 7 | 22 | 9 | 45.6711 | 82.9176 | 330.8647
2022 | 7 | 22 | 10 | 48.1275 | 86.233 | 335.7178
2022 | 7 | 22 | 11 | 49.7879 | 87.5779 | 334.2634
2022 | 7 | 22 | 12 | 50.2388 | 88.365 | 323.9005
2022 | 7 | 22 | 13 | 51.1697 | 90.3541 | 329.6806
2022 | 7 | 22 | 14 | 51.9805 | 87.4562 | 335.1109
2022 | 7 | 22 | 15 | 53.2735 | 85.8576 | 343.8929
2022 | 7 | 22 | 16 | 55.7119 | 86.1284 | 360.2488
2022 | 7 | 22 | 17 | 58.3784 | 81.7086 | 387.7629
2022 | 7 | 22 | 18 | 57.5845 | 78.2869 | 398.388
2022 | 7 | 22 | 19 | 56.0973 | 76.9715 | 409.7148
2022 | 7 | 22 | 20 | 54.9899 | 73.8988 | 396.93
2022 | 7 | 22 | 21 | 53.2014 | 73.9322 | 384.7574
2022 | 7 | 22 | 22 | 49.5092 | 69.5647 | 355.8155
2022 | 7 | 22 | 23 | 44.3939 | 61.2114 | 317.0116
2022 | 7 | 23 | 0 | 40.2671 | 60.1855 | 283.3526
2022 | 7 | 23 | 1 | 35.3805 | 53.2524 | 266.2331
2022 | 7 | 23 | 2 | 33.5183 | 51.4492 | 254.1993
2022 | 7 | 23 | 3 | 32.3536 | 50.6864 | 246.4093
2022 | 7 | 23 | 4 | 31.9839 | 50.0882 | 242.3592
2022 | 7 | 23 | 5 | 31.8682 | 49.9593 | 242.412
2022 | 7 | 23 | 6 | 31.0056 | 51.1125 | 245.6623
2022 | 7 | 23 | 7 | 34.0001 | 53.6248 | 260.4889
2022 | 7 | 23 | 8 | 38.2939 | 57.9789 | 278.2541
2022 | 7 | 23 | 9 | 41.9515 | 63.4468 | 291.4286
2022 | 7 | 23 | 10 | 44.8437 | 65.9274 | 297.5598
2022 | 7 | 23 | 11 | 46.8796 | 68.2759 | 304.3145
2022 | 7 | 23 | 12 | 47.9752 | 65.8368 | 301.5688
2022 | 7 | 23 | 13 | 48.3127 | 64.6677 | 305.7016
2022 | 7 | 23 | 14 | 48.4249 | 65.4835 | 308.5398
2022 | 7 | 23 | 15 | 48.6873 | 66.6157 | 319.1926
2022 | 7 | 23 | 16 | 50.2898 | 62.7667 | 338.5102
2022 | 7 | 23 | 17 | 52.3479 | 61.4322 | 374.8032
2022 | 7 | 23 | 18 | 54.389 | 59.1653 | 409.5443
2022 | 7 | 23 | 19 | 52.8034 | 58.9919 | 422.9807
2022 | 7 | 23 | 20 | 51.0081 | 56.6262 | 407.4433
2022 | 7 | 23 | 21 | 49.537 | 58.1041 | 396.2078
2022 | 7 | 23 | 22 | 46.5743 | 56.4561 | 367.886
2022 | 7 | 23 | 23 | 42.4316 | 52.1979 | 328.9918
2022 | 7 | 24 | 0 | 36.3102 | 52.3199 | 286.6987
2022 | 7 | 24 | 1 | 34.2751 | 52.9161 | 273.169
2022 | 7 | 24 | 2 | 32.5646 | 51.1646 | 259.9392
2022 | 7 | 24 | 3 | 31.4367 | 50.8504 | 250.9345
2022 | 7 | 24 | 4 | 30.9534 | 51.4237 | 246.6489
2022 | 7 | 24 | 5 | 30.4983 | 51.7978 | 245.5999
2022 | 7 | 24 | 6 | 30.6416 | 49.5791 | 244.5625
2022 | 7 | 24 | 7 | 33.6842 | 51.4311 | 260.0966
2022 | 7 | 24 | 8 | 38.7409 | 56.3374 | 291.025
2022 | 7 | 24 | 9 | 43.4167 | 61.2648 | 321.4345
2022 | 7 | 24 | 10 | 47.1479 | 64.189 | 338.3513
2022 | 7 | 24 | 11 | 49.5725 | 65.7901 | 347.8661
2022 | 7 | 24 | 12 | 50.7276 | 62.3246 | 355.5704
2022 | 7 | 24 | 13 | 51.4703 | 62.8973 | 360.0572
2022 | 7 | 24 | 14 | 51.9972 | 66.0089 | 363.2961
2022 | 7 | 24 | 15 | 53.0701 | 69.3273 | 374.4842
2022 | 7 | 24 | 16 | 55.4442 | 64.8974 | 395.4476
2022 | 7 | 24 | 17 | 58.2484 | 65.1825 | 425.1823
2022 | 7 | 24 | 18 | 61.1054 | 61.9336 | 451.8781
2022 | 7 | 24 | 19 | 59.0281 | 60.7365 | 447.7478
2022 | 7 | 24 | 20 | 55.5219 | 57.3751 | 434.0317
2022 | 7 | 24 | 21 | 52.9772 | 58.1184 | 420.6853
2022 | 7 | 24 | 22 | 48.8664 | 56.6109 | 387.5377
2022 | 7 | 24 | 23 | 43.8766 | 52.4346 | 344.8476
2022 | 7 | 25 | 0 | 40.0967 | 56.7698 | 314.8175
2022 | 7 | 25 | 1 | 36.1926 | 53.7469 | 288.6139
2022 | 7 | 25 | 2 | 34.7958 | 52.6221 | 276.009
2022 | 7 | 25 | 3 | 33.8671 | 52.3894 | 267.6408
2022 | 7 | 25 | 4 | 34.3938 | 53.6782 | 265.8962
2022 | 7 | 25 | 5 | 35.1555 | 55.636 | 271.0604
2022 | 7 | 25 | 6 | 38.0417 | 63.1606 | 291.634
2022 | 7 | 25 | 7 | 41.3726 | 71.7197 | 323.4801
2022 | 7 | 25 | 8 | 44.1507 | 78.4536 | 350.4239
2022 | 7 | 25 | 9 | 46.0407 | 82.6935 | 367.9146
2022 | 7 | 25 | 10 | 47.5087 | 85.5012 | 377.4384
2022 | 7 | 25 | 11 | 48.2639 | 86.0802 | 384.5683
2022 | 7 | 25 | 12 | 48.2915 | 84.1626 | 396.5392
2022 | 7 | 25 | 13 | 48.6382 | 84.7734 | 402.191
2022 | 7 | 25 | 14 | 49.0992 | 81.4493 | 405.6459
2022 | 7 | 25 | 15 | 50.2048 | 82.7772 | 414.0467
2022 | 7 | 25 | 16 | 53.0085 | 81.8409 | 430.8946
2022 | 7 | 25 | 17 | 56.0088 | 79.0189 | 454.0939
2022 | 7 | 25 | 18 | 59.7539 | 71.4781 | 472.6024
2022 | 7 | 25 | 19 | 57.6352 | 71.226 | 469.5994
2022 | 7 | 25 | 20 | 54.6595 | 68.5845 | 456.6258
2022 | 7 | 25 | 21 | 51.7984 | 69.308 | 437.618
2022 | 7 | 25 | 22 | 47.3703 | 65.897 | 400.0511
2022 | 7 | 25 | 23 | 41.838 | 59.9494 | 354.1079
2022 | 7 | 26 | 0 | 39.0422 | 59.9244 | 310.3916
2022 | 7 | 26 | 1 | 35.5033 | 54.572 | 279.1306
2022 | 7 | 26 | 2 | 34.1418 | 53.3417 | 266.9544
2022 | 7 | 26 | 3 | 33.1302 | 52.7053 | 259.312
2022 | 7 | 26 | 4 | 33.6856 | 53.2288 | 258.15
2022 | 7 | 26 | 5 | 34.3699 | 55.345 | 263.1834
2022 | 7 | 26 | 6 | 36.117 | 59.5863 | 280.8371
2022 | 7 | 26 | 7 | 39.346 | 67.4817 | 305.7465
2022 | 7 | 26 | 8 | 42.1851 | 72.438 | 323.3652
2022 | 7 | 26 | 9 | 44.1812 | 75.2627 | 332.9897
2022 | 7 | 26 | 10 | 46.0446 | 78.5438 | 332.2995
2022 | 7 | 26 | 11 | 47.0974 | 79.5304 | 325.9018
2022 | 7 | 26 | 12 | 47.8049 | 83.3867 | 305.6569
2022 | 7 | 26 | 13 | 48.5651 | 83.7629 | 302.9826
2022 | 7 | 26 | 14 | 49.4542 | 81.7983 | 302.9037
2022 | 7 | 26 | 15 | 51.1956 | 83.5263 | 308.701
2022 | 7 | 26 | 16 | 54.4102 | 81.7896 | 327.0924
2022 | 7 | 26 | 17 | 58.1457 | 79.184 | 357.2807
2022 | 7 | 26 | 18 | 58.9304 | 77.6784 | 379.9201
2022 | 7 | 26 | 19 | 56.9926 | 76.5316 | 394.0977
2022 | 7 | 26 | 20 | 54.393 | 74.607 | 381.2923
2022 | 7 | 26 | 21 | 51.7261 | 74.5391 | 366.2513
2022 | 7 | 26 | 22 | 47.416 | 70.0223 | 334.2489
2022 | 7 | 26 | 23 | 42.112 | 63.3885 | 293.7387
2022 | 7 | 27 | 0 | 39.8998 | 59.5565 | 262.0483
2022 | 7 | 27 | 1 | 36.4691 | 56.5608 | 245.3338
2022 | 7 | 27 | 2 | 34.9891 | 55.0992 | 236.4011
2022 | 7 | 27 | 3 | 33.9237 | 54.2189 | 231.0149
2022 | 7 | 27 | 4 | 34.3762 | 54.8361 | 232.3582
2022 | 7 | 27 | 5 | 35.1744 | 56.9326 | 238.9447
2022 | 7 | 27 | 6 | 36.582 | 64.1358 | 253.488
2022 | 7 | 27 | 7 | 40.057 | 72.6908 | 272.8814
2022 | 7 | 27 | 8 | 43.1977 | 77.2654 | 281.6106
2022 | 7 | 27 | 9 | 45.8995 | 81.8966 | 284.7973
2022 | 7 | 27 | 10 | 48.4276 | 84.7148 | 282.5527
2022 | 7 | 27 | 11 | 50.2982 | 84.6625 | 278.9309
2022 | 7 | 27 | 12 | 51.8068 | 80.758 | 264.0139
2022 | 7 | 27 | 13 | 53.2969 | 80.8955 | 266.3882
2022 | 7 | 27 | 14 | 54.7974 | 77.4939 | 269.5183
2022 | 7 | 27 | 15 | 56.8983 | 78.4694 | 275.2969
2022 | 7 | 27 | 16 | 60.2377 | 76.9623 | 294.001
2022 | 7 | 27 | 17 | 63.6065 | 73.9747 | 327.9375
2022 | 7 | 27 | 18 | 65.1539 | 73.2634 | 362.29
2022 | 7 | 27 | 19 | 63.3044 | 72.0181 | 372.5355
2022 | 7 | 27 | 20 | 60.3121 | 70.8034 | 365.596
2022 | 7 | 27 | 21 | 57.1209 | 70.9571 | 352.2447
2022 | 7 | 27 | 22 | 52.2249 | 67.6805 | 321.8613
2022 | 7 | 27 | 23 | 46.0407 | 62.2226 | 283.6255
2022 | 7 | 28 | 0 | 41.7381 | 59.1601 | 257.8093
2022 | 7 | 28 | 1 | 37.9262 | 54.7692 | 236.3781
2022 | 7 | 28 | 2 | 36.2827 | 53.3195 | 228.8647
2022 | 7 | 28 | 3 | 35.1257 | 52.6079 | 224.7814
2022 | 7 | 28 | 4 | 35.4704 | 52.8152 | 227.002
2022 | 7 | 28 | 5 | 36.1753 | 54.6815 | 234.1917
2022 | 7 | 28 | 6 | 37.3677 | 60.0069 | 251.0509
2022 | 7 | 28 | 7 | 41.0155 | 67.892 | 272.7097
2022 | 7 | 28 | 8 | 44.5013 | 74.7377 | 279.7585
2022 | 7 | 28 | 9 | 47.428 | 80.4653 | 278.4813
2022 | 7 | 28 | 10 | 50.2769 | 85.4615 | 278.3418
2022 | 7 | 28 | 11 | 52.3743 | 85.1272 | 282.1022
2022 | 7 | 28 | 12 | 53.888 | 83.7112 | 280.427
2022 | 7 | 28 | 13 | 55.4553 | 85.1764 | 279.9895
2022 | 7 | 28 | 14 | 56.9498 | 82.6935 | 282.5747
2022 | 7 | 28 | 15 | 59.1552 | 82.5396 | 288.3662
2022 | 7 | 28 | 16 | 62.2289 | 82.9055 | 304.1632
2022 | 7 | 28 | 17 | 65.2556 | 79.1481 | 334.0389
2022 | 7 | 28 | 18 | 66.5686 | 73.6331 | 371.5382
2022 | 7 | 28 | 19 | 64.7588 | 72.9566 | 383.0901
2022 | 7 | 28 | 20 | 61.9535 | 69.5518 | 379.1144
2022 | 7 | 28 | 21 | 58.3926 | 69.4421 | 368.3221
2022 | 7 | 28 | 22 | 53.2396 | 65.1223 | 338.9427
2022 | 7 | 28 | 23 | 47.1738 | 59.3563 | 299.8258
2022 | 7 | 29 | 0 | 42.5198 | 59.2147 | 265.4528
2022 | 7 | 29 | 1 | 38.7692 | 55.9942 | 250.3509
2022 | 7 | 29 | 2 | 37.0084 | 54.0132 | 240.6832
2022 | 7 | 29 | 3 | 35.7584 | 53.1268 | 234.8065
2022 | 7 | 29 | 4 | 36.0178 | 53.4953 | 235.4414
2022 | 7 | 29 | 5 | 36.7448 | 55.2138 | 242.4093
2022 | 7 | 29 | 6 | 38.3054 | 61.9686 | 259.3371
2022 | 7 | 29 | 7 | 42.1314 | 69.8838 | 286.2452
2022 | 7 | 29 | 8 | 46.0281 | 75.6661 | 309.7534
2022 | 7 | 29 | 9 | 49.1792 | 80.7431 | 325.7239
2022 | 7 | 29 | 10 | 52.0048 | 83.6371 | 334.0536
2022 | 7 | 29 | 11 | 53.911 | 84.482 | 336.9606
2022 | 7 | 29 | 12 | 54.4425 | 83.1795 | 328.1922
2022 | 7 | 29 | 13 | 55.2371 | 84.1509 | 335.3994
2022 | 7 | 29 | 14 | 55.6894 | 79.6226 | 340.1465
2022 | 7 | 29 | 15 | 56.6337 | 78.1565 | 347.3359
2022 | 7 | 29 | 16 | 58.7393 | 77.5078 | 364.2615
2022 | 7 | 29 | 17 | 60.7811 | 72.7152 | 388.3893
2022 | 7 | 29 | 18 | 58.0909 | 72.0148 | 413.6784
2022 | 7 | 29 | 19 | 56.3844 | 70.0465 | 418.2416
2022 | 7 | 29 | 20 | 55.4005 | 69.0136 | 409.8493
2022 | 7 | 29 | 21 | 53.1919 | 68.7774 | 394.8854
2022 | 7 | 29 | 22 | 49.3052 | 65.6615 | 364.7733
2022 | 7 | 29 | 23 | 44.4609 | 58.7931 | 326.3548
2022 | 7 | 30 | 0 | 42.3876 | 55.971 | 287.2271
2022 | 7 | 30 | 1 | 38.4629 | 55.6738 | 274.5985
2022 | 7 | 30 | 2 | 36.2582 | 53.8449 | 260.2592
2022 | 7 | 30 | 3 | 34.8132 | 52.9791 | 250.9567
2022 | 7 | 30 | 4 | 34.2319 | 52.8901 | 247.0207
2022 | 7 | 30 | 5 | 34.0237 | 53.6213 | 245.8452
2022 | 7 | 30 | 6 | 35.7485 | 49.4634 | 245.6719
2022 | 7 | 30 | 7 | 39.6011 | 50.6288 | 263.887
2022 | 7 | 30 | 8 | 45.0496 | 55.7707 | 294.1021
2022 | 7 | 30 | 9 | 50.0952 | 62.2316 | 316.5341
2022 | 7 | 30 | 10 | 54.1814 | 65.6345 | 328.3111
2022 | 7 | 30 | 11 | 56.9253 | 67.9008 | 336.4592
2022 | 7 | 30 | 12 | 59.8453 | 68.2866 | 345.0663
2022 | 7 | 30 | 13 | 61.1779 | 68.5696 | 347.0677
2022 | 7 | 30 | 14 | 61.896 | 70.7083 | 352.601
2022 | 7 | 30 | 15 | 62.8173 | 71.2091 | 362.8888
2022 | 7 | 30 | 16 | 64.6415 | 67.6014 | 384.8692
2022 | 7 | 30 | 17 | 66.1351 | 67.0097 | 413.7245
2022 | 7 | 30 | 18 | 67.7389 | 64.0617 | 438.3931
2022 | 7 | 30 | 19 | 65.271 | 62.9059 | 437.2744
2022 | 7 | 30 | 20 | 61.4734 | 59.443 | 422.7543
2022 | 7 | 30 | 21 | 58.4009 | 61.5605 | 409.1201
2022 | 7 | 30 | 22 | 54.2001 | 58.6805 | 381.1724
2022 | 7 | 30 | 23 | 49.0169 | 54.5018 | 344.6497
2022 | 7 | 31 | 0 | 43.5076 | 55.7946 | 310.8226
2022 | 7 | 31 | 1 | 39.3547 | 51.3937 | 289.7191
2022 | 7 | 31 | 2 | 36.9843 | 49.8558 | 274.7704
2022 | 7 | 31 | 3 | 35.3175 | 49.3777 | 264.7374
2022 | 7 | 31 | 4 | 34.5031 | 49.0481 | 259.7214
2022 | 7 | 31 | 5 | 33.9456 | 48.7121 | 257.4752
2022 | 7 | 31 | 6 | 34.5442 | 48.3405 | 260.3569
2022 | 7 | 31 | 7 | 38.1284 | 49.7142 | 277.2399
2022 | 7 | 31 | 8 | 43.6288 | 53.8258 | 312.5338
2022 | 7 | 31 | 9 | 48.7216 | 57.1693 | 347.2156
2022 | 7 | 31 | 10 | 53.0436 | 59.616 | 368.722
2022 | 7 | 31 | 11 | 55.8411 | 61.4917 | 378.6946
2022 | 7 | 31 | 12 | 57.6824 | 66.0078 | 381.2139
2022 | 7 | 31 | 13 | 58.4494 | 66.0934 | 385.0201
2022 | 7 | 31 | 14 | 58.6744 | 68.2684 | 391.1274
2022 | 7 | 31 | 15 | 59.3572 | 71.8124 | 400.8994
2022 | 7 | 31 | 16 | 61.4852 | 67.4316 | 421.88
2022 | 7 | 31 | 17 | 63.7322 | 67.6934 | 449.6535
2022 | 7 | 31 | 18 | 67.666 | 63.5517 | 476.7497
2022 | 7 | 31 | 19 | 65.345 | 62.39 | 477.6682
2022 | 7 | 31 | 20 | 61.6397 | 61.2814 | 459.1662
2022 | 7 | 31 | 21 | 58.2759 | 61.2861 | 441.0312
2022 | 7 | 31 | 22 | 53.6777 | 59.1254 | 402.7854
2022 | 7 | 31 | 23 | 48.251 | 55.0389 | 356.6647
2022 | 8 | 1 | 0 | 42.9257 | 54.7088 | 318.9173
2022 | 8 | 1 | 1 | 38.0218 | 52.0389 | 313.9741
2022 | 8 | 1 | 2 | 36.2328 | 51.0047 | 296.409
2022 | 8 | 1 | 3 | 34.9808 | 50.6179 | 284.8047
2022 | 8 | 1 | 4 | 34.5472 | 50.9617 | 280.557
2022 | 8 | 1 | 5 | 34.7697 | 51.3416 | 277.9702
2022 | 8 | 1 | 6 | 34.8801 | 49.0674 | 281.2576
2022 | 8 | 1 | 7 | 38.3919 | 49.5219 | 298.955
2022 | 8 | 1 | 8 | 43.4541 | 45.4954 | 331.2363
2022 | 8 | 1 | 9 | 49.1533 | 50.4147 | 365.4855
2022 | 8 | 1 | 10 | 54.4604 | 53.7691 | 387.7068
2022 | 8 | 1 | 11 | 58.0307 | 61.6944 | 398.1662
2022 | 8 | 1 | 12 | 61.0957 | 60.6968 | 411.8723
2022 | 8 | 1 | 13 | 63.9039 | 62.097 | 411.8707
2022 | 8 | 1 | 14 | 64.7494 | 59.4169 | 429.0548
2022 | 8 | 1 | 15 | 66.0843 | 59.6932 | 441.5194
2022 | 8 | 1 | 16 | 68.1909 | 63.259 | 460.03
2022 | 8 | 1 | 17 | 70.8147 | 64.2109 | 490.3527
2022 | 8 | 1 | 18 | 66.4183 | 62.0895 | 479.4366
2022 | 8 | 1 | 19 | 64.3501 | 62.9583 | 470.7496
2022 | 8 | 1 | 20 | 62.0691 | 59.7736 | 459.8476
2022 | 8 | 1 | 21 | 59.8494 | 62.4079 | 448.1695
2022 | 8 | 1 | 22 | 54.7487 | 59.477 | 406.2572
2022 | 8 | 1 | 23 | 49.7014 | 55.889 | 360.191
2022 | 8 | 2 | 0 | 45.3629 | 57.435 | 333.2084
2022 | 8 | 2 | 1 | 41.0155 | 54.9385 | 303.3832
2022 | 8 | 2 | 2 | 39.0566 | 53.4733 | 288.318
2022 | 8 | 2 | 3 | 37.7624 | 52.9462 | 278.7037
2022 | 8 | 2 | 4 | 37.9367 | 52.9658 | 275.7765
2022 | 8 | 2 | 5 | 38.9134 | 54.7666 | 279.6235
2022 | 8 | 2 | 6 | 41.5626 | 57.5221 | 300.7239
2022 | 8 | 2 | 7 | 45.0799 | 65.2544 | 328.3993
2022 | 8 | 2 | 8 | 48.614 | 71.7429 | 351.4297
2022 | 8 | 2 | 9 | 51.4862 | 77.2272 | 366.8132
2022 | 8 | 2 | 10 | 53.6409 | 81.975 | 374.3197
2022 | 8 | 2 | 11 | 55.3644 | 84.2066 | 375.9763
2022 | 8 | 2 | 12 | 56.3413 | 84.122 | 376.5246
2022 | 8 | 2 | 13 | 56.9854 | 86.5357 | 382.9338
2022 | 8 | 2 | 14 | 57.8169 | 87.7601 | 388.935
2022 | 8 | 2 | 15 | 58.7719 | 86.526 | 400.4163
2022 | 8 | 2 | 16 | 60.4749 | 84.9692 | 423.3865
2022 | 8 | 2 | 17 | 62.0568 | 81.1822 | 455.3939
2022 | 8 | 2 | 18 | 61.8744 | 77.647 | 472.2496
2022 | 8 | 2 | 19 | 59.3238 | 75.9382 | 477.6449
2022 | 8 | 2 | 20 | 57.5058 | 72.8185 | 464.0932
2022 | 8 | 2 | 21 | 55.3144 | 73.0656 | 445.5212
2022 | 8 | 2 | 22 | 50.4572 | 68.754 | 402.2769
2022 | 8 | 2 | 23 | 44.8537 | 61.5189 | 352.8389
2022 | 8 | 3 | 0 | 41.2254 | 61.3468 | 312.2714
2022 | 8 | 3 | 1 | 37.7677 | 58.0336 | 300.3163
2022 | 8 | 3 | 2 | 36.3517 | 56.0708 | 285.8123
2022 | 8 | 3 | 3 | 35.3843 | 55.1546 | 275.8484
2022 | 8 | 3 | 4 | 35.9059 | 55.0694 | 273.5159
2022 | 8 | 3 | 5 | 37.1419 | 56.9107 | 277.6833
2022 | 8 | 3 | 6 | 38.8792 | 58.6262 | 294.2295
2022 | 8 | 3 | 7 | 41.6026 | 66.5654 | 321.1836
2022 | 8 | 3 | 8 | 43.7975 | 72.8314 | 348.6859
2022 | 8 | 3 | 9 | 45.6871 | 78.8378 | 369.7165
2022 | 8 | 3 | 10 | 47.3726 | 82.507 | 381.8226
2022 | 8 | 3 | 11 | 48.6867 | 84.3392 | 387.5389
2022 | 8 | 3 | 12 | 50.0066 | 83.8785 | 381.5337
2022 | 8 | 3 | 13 | 50.4064 | 85.3093 | 391.5265
2022 | 8 | 3 | 14 | 50.9959 | 85.6974 | 401.1437
2022 | 8 | 3 | 15 | 52.0518 | 84.9168 | 414.2318
2022 | 8 | 3 | 16 | 53.9684 | 83.6815 | 438.9129
2022 | 8 | 3 | 17 | 55.9409 | 79.7821 | 473.4498
2022 | 8 | 3 | 18 | 55.5356 | 75.5251 | 486.9441
2022 | 8 | 3 | 19 | 53.4659 | 73.7209 | 489.8206
2022 | 8 | 3 | 20 | 52.5182 | 70.8658 | 477.6765
2022 | 8 | 3 | 21 | 50.7648 | 71.7383 | 458.8414
2022 | 8 | 3 | 22 | 46.3198 | 66.8968 | 413.8135
2022 | 8 | 3 | 23 | 41.4312 | 59.7229 | 362.9911
2022 | 8 | 4 | 0 | 38.0425 | 60.5533 | 323.3304
2022 | 8 | 4 | 1 | 37.6381 | 61.3033 | 311.3671
2022 | 8 | 4 | 2 | 36.1257 | 59.2808 | 295.9048
2022 | 8 | 4 | 3 | 35.1508 | 58.3828 | 285.2932
2022 | 8 | 4 | 4 | 35.5523 | 58.5459 | 282.5249
2022 | 8 | 4 | 5 | 36.5873 | 60.9108 | 286.9375
2022 | 8 | 4 | 6 | 38.7339 | 65.9299 | 303.6544
2022 | 8 | 4 | 7 | 42.1353 | 73.7159 | 332.4935
2022 | 8 | 4 | 8 | 45.6892 | 80.4232 | 358.1062
2022 | 8 | 4 | 9 | 49.0172 | 83.2451 | 374.6911
2022 | 8 | 4 | 10 | 51.7924 | 86.1412 | 386.7873
2022 | 8 | 4 | 11 | 53.9546 | 88.3003 | 399.0755
2022 | 8 | 4 | 12 | 56.6135 | 89.4626 | 405.9036
2022 | 8 | 4 | 13 | 58.7415 | 91.1032 | 416.9083
2022 | 8 | 4 | 14 | 61.0884 | 87.7649 | 429.4539
2022 | 8 | 4 | 15 | 63.8076 | 85.197 | 445.597
2022 | 8 | 4 | 16 | 66.502 | 85.5248 | 470.7171
2022 | 8 | 4 | 17 | 69.1514 | 80.0984 | 504.8429
2022 | 8 | 4 | 18 | 69.363 | 76.3154 | 514.3415
2022 | 8 | 4 | 19 | 66.8825 | 73.921 | 507.5567
2022 | 8 | 4 | 20 | 63.6149 | 73.1034 | 497.0131
2022 | 8 | 4 | 21 | 60.484 | 73.7361 | 477.7103
2022 | 8 | 4 | 22 | 55.0205 | 69.0559 | 433.4321
2022 | 8 | 4 | 23 | 48.5547 | 62.0469 | 382.8439
2022 | 8 | 5 | 0 | 42.1771 | 63.8194 | 332.6039
2022 | 8 | 5 | 1 | 38.8062 | 61.7215 | 313.3351
2022 | 8 | 5 | 2 | 37.0323 | 59.2648 | 297.1512
2022 | 8 | 5 | 3 | 35.8439 | 58.3945 | 286.5403
2022 | 8 | 5 | 4 | 36.0758 | 58.7267 | 283.3091
2022 | 8 | 5 | 5 | 36.9315 | 60.6785 | 286.7817
2022 | 8 | 5 | 6 | 37.8814 | 64.4564 | 304.9868
2022 | 8 | 5 | 7 | 41.1722 | 71.8605 | 332.8397
2022 | 8 | 5 | 8 | 44.632 | 77.4881 | 360.9058
2022 | 8 | 5 | 9 | 47.6846 | 81.4568 | 381.5815
2022 | 8 | 5 | 10 | 50.3962 | 83.2882 | 390.41
2022 | 8 | 5 | 11 | 52.5149 | 85.6586 | 390.3396
2022 | 8 | 5 | 12 | 53.9242 | 85.9724 | 378.0698
2022 | 8 | 5 | 13 | 54.895 | 87.5953 | 384.5041
2022 | 8 | 5 | 14 | 55.985 | 83.8242 | 392.2512
2022 | 8 | 5 | 15 | 57.2583 | 80.7356 | 404.6482
2022 | 8 | 5 | 16 | 59.0667 | 80.6472 | 427.4555
2022 | 8 | 5 | 17 | 60.7524 | 75.6037 | 459.2803
2022 | 8 | 5 | 18 | 59.8229 | 74.5701 | 471.9195
2022 | 8 | 5 | 19 | 57.7054 | 72.7184 | 478.8955
2022 | 8 | 5 | 20 | 56.4187 | 72.342 | 465.0686
2022 | 8 | 5 | 21 | 54.5774 | 73.0858 | 447.1004
2022 | 8 | 5 | 22 | 50.42 | 68.3469 | 407.5744
2022 | 8 | 5 | 23 | 44.9586 | 60.0696 | 361.542
2022 | 8 | 6 | 0 | 40.0669 | 59.4763 | 312.9097
2022 | 8 | 6 | 1 | 36.5809 | 57.9688 | 289.2233
2022 | 8 | 6 | 2 | 34.5906 | 56.0839 | 273.8994
2022 | 8 | 6 | 3 | 33.3306 | 55.4442 | 264.2819
2022 | 8 | 6 | 4 | 32.8327 | 55.2289 | 258.6729
2022 | 8 | 6 | 5 | 32.719 | 55.6937 | 257.2115
2022 | 8 | 6 | 6 | 33.0449 | 51.8446 | 259.8629
2022 | 8 | 6 | 7 | 36.1711 | 53.9448 | 275.1573
2022 | 8 | 6 | 8 | 41.3127 | 60.7596 | 296.0863
2022 | 8 | 6 | 9 | 46.359 | 67.514 | 313.1135
2022 | 8 | 6 | 10 | 50.2738 | 73.6772 | 321.5866
2022 | 8 | 6 | 11 | 53.3016 | 76.8258 | 329.9337
2022 | 8 | 6 | 12 | 55.4041 | 76.9053 | 324.7773
2022 | 8 | 6 | 13 | 56.4287 | 77.723 | 332.2315
2022 | 8 | 6 | 14 | 57.2281 | 78.0871 | 335.7049
2022 | 8 | 6 | 15 | 58.2831 | 75.1235 | 342.3268
2022 | 8 | 6 | 16 | 59.7251 | 76.1714 | 363.9665
2022 | 8 | 6 | 17 | 61.1748 | 74.4764 | 403.489
2022 | 8 | 6 | 18 | 60.3567 | 67.4481 | 431.2265
2022 | 8 | 6 | 19 | 57.6875 | 64.9002 | 438.8313
2022 | 8 | 6 | 20 | 54.5447 | 62.8954 | 424.0505
2022 | 8 | 6 | 21 | 52.0364 | 65.1999 | 408.9127
2022 | 8 | 6 | 22 | 47.9462 | 62.286 | 374.0081
2022 | 8 | 6 | 23 | 43.5069 | 58.2337 | 333.4558
2022 | 8 | 7 | 0 | 39.827 | 61.3555 | 291.1165
2022 | 8 | 7 | 1 | 36.3712 | 51.3229 | 276.3009
2022 | 8 | 7 | 2 | 34.3497 | 49.6708 | 262.9076
2022 | 8 | 7 | 3 | 32.9584 | 49.0045 | 253.8163
2022 | 8 | 7 | 4 | 32.2688 | 47.9381 | 249.1046
2022 | 8 | 7 | 5 | 31.8236 | 47.4707 | 249.0448
2022 | 8 | 7 | 6 | 32.0947 | 46.3154 | 248.9169
2022 | 8 | 7 | 7 | 34.8446 | 46.9807 | 262.4383
2022 | 8 | 7 | 8 | 39.8364 | 49.7227 | 290.8258
2022 | 8 | 7 | 9 | 44.7206 | 54.4867 | 320.184
2022 | 8 | 7 | 10 | 48.5159 | 56.8546 | 335.167
2022 | 8 | 7 | 11 | 51.2039 | 61.1606 | 344.0446
2022 | 8 | 7 | 12 | 52.3764 | 59.4998 | 356.4748
2022 | 8 | 7 | 13 | 53.3131 | 60.5794 | 363.6971
2022 | 8 | 7 | 14 | 54.1537 | 65.5382 | 364.2054
2022 | 8 | 7 | 15 | 55.326 | 64.9982 | 374.5775
2022 | 8 | 7 | 16 | 57.3092 | 61.0176 | 395.8004
2022 | 8 | 7 | 17 | 59.4532 | 60.5518 | 427.6734
2022 | 8 | 7 | 18 | 58.4864 | 58.9972 | 461.8271
2022 | 8 | 7 | 19 | 56.3174 | 57.4639 | 458.4362
2022 | 8 | 7 | 20 | 54.2566 | 54.7609 | 447.5476
2022 | 8 | 7 | 21 | 52.0804 | 55.8261 | 430.7119
2022 | 8 | 7 | 22 | 47.8573 | 53.1252 | 391.122
2022 | 8 | 7 | 23 | 43.2656 | 48.3304 | 346.0087
2022 | 8 | 8 | 0 | 39.7238 | 49.0423 | 305.2039
2022 | 8 | 8 | 1 | 35.3186 | 52.9919 | 275.2767
2022 | 8 | 8 | 2 | 34.1533 | 52.2978 | 263.9079
2022 | 8 | 8 | 3 | 33.403 | 52.2653 | 257.1264
2022 | 8 | 8 | 4 | 34.0444 | 52.801 | 256.7145
2022 | 8 | 8 | 5 | 35.2616 | 55.314 | 262.5078
2022 | 8 | 8 | 6 | 37.902 | 59.4812 | 278.7679
2022 | 8 | 8 | 7 | 40.6281 | 66.9386 | 304.3776
2022 | 8 | 8 | 8 | 42.8882 | 73.8542 | 321.3032
2022 | 8 | 8 | 9 | 44.4511 | 76.8068 | 328.7351
2022 | 8 | 8 | 10 | 45.7835 | 79.5801 | 331.212
2022 | 8 | 8 | 11 | 46.6537 | 79.1688 | 334.7989
2022 | 8 | 8 | 12 | 48.517 | 84.9758 | 333.0072
2022 | 8 | 8 | 13 | 48.9816 | 85.4855 | 333.5189
2022 | 8 | 8 | 14 | 49.58 | 84.3693 | 336.9946
2022 | 8 | 8 | 15 | 50.9272 | 84.576 | 345.176
2022 | 8 | 8 | 16 | 53.0166 | 82.5779 | 367.8101
2022 | 8 | 8 | 17 | 55.2605 | 79.6019 | 404.2197
2022 | 8 | 8 | 18 | 54.31 | 74.3616 | 412.728
2022 | 8 | 8 | 19 | 52.263 | 72.4461 | 415.1196
2022 | 8 | 8 | 20 | 51.2223 | 72.3583 | 404.9159
2022 | 8 | 8 | 21 | 48.9295 | 72.217 | 386.927
2022 | 8 | 8 | 22 | 44.468 | 68.0611 | 348.5997
2022 | 8 | 8 | 23 | 39.8407 | 62.0486 | 306.8792
2022 | 8 | 9 | 0 | 37.283 | 58.667 | 289.9271
2022 | 8 | 9 | 1 | 34.068 | 54.4813 | 255.9793
2022 | 8 | 9 | 2 | 33.0024 | 53.3469 | 246.4455
2022 | 8 | 9 | 3 | 32.2516 | 53.0273 | 240.6291
2022 | 8 | 9 | 4 | 32.945 | 53.1926 | 240.9023
2022 | 8 | 9 | 5 | 33.9728 | 55.2062 | 247.5962
2022 | 8 | 9 | 6 | 36.413 | 60.9638 | 259.9214
2022 | 8 | 9 | 7 | 39.12 | 68.6178 | 281.0039
2022 | 8 | 9 | 8 | 41.3203 | 72.9306 | 291.0845
2022 | 8 | 9 | 9 | 42.9091 | 75.263 | 289.4298
2022 | 8 | 9 | 10 | 44.3684 | 78.3554 | 284.327
2022 | 8 | 9 | 11 | 45.4059 | 81.8128 | 280.1042
2022 | 8 | 9 | 12 | 47.1365 | 81.4379 | 277.3022
2022 | 8 | 9 | 13 | 47.7691 | 82.5896 | 274.0145
2022 | 8 | 9 | 14 | 48.5221 | 79.789 | 270.2778
2022 | 8 | 9 | 15 | 50.0244 | 79.0066 | 272.6264
2022 | 8 | 9 | 16 | 52.3798 | 78.5062 | 291.6501
2022 | 8 | 9 | 17 | 55.1053 | 75.8265 | 325.6888
2022 | 8 | 9 | 18 | 54.5501 | 72.5081 | 344.9253
2022 | 8 | 9 | 19 | 53.0068 | 71.483 | 358.8359
2022 | 8 | 9 | 20 | 52.2394 | 70.3993 | 359.2499
2022 | 8 | 9 | 21 | 50.1356 | 70.9126 | 346.8453
2022 | 8 | 9 | 22 | 45.7488 | 66.4772 | 315.816
2022 | 8 | 9 | 23 | 40.8912 | 60.6997 | 280.1093
2022 | 8 | 10 | 0 | 38.0426 | 57.8067 | 258.9177
2022 | 8 | 10 | 1 | 34.2089 | 54.8754 | 235.8713
2022 | 8 | 10 | 2 | 33.1275 | 53.3184 | 228.6675
2022 | 8 | 10 | 3 | 32.369 | 52.6514 | 225.3191
2022 | 8 | 10 | 4 | 33.0467 | 52.6481 | 227.5836
2022 | 8 | 10 | 5 | 34.1715 | 54.8869 | 235.7268
2022 | 8 | 10 | 6 | 36.7966 | 60.9003 | 254.3911
2022 | 8 | 10 | 7 | 39.2029 | 68.1698 | 272.1799
2022 | 8 | 10 | 8 | 40.7123 | 73.7273 | 273.451
2022 | 8 | 10 | 9 | 41.8747 | 76.7336 | 267.7575
2022 | 8 | 10 | 10 | 42.9877 | 78.3547 | 264.1004
2022 | 8 | 10 | 11 | 44.0844 | 79.7204 | 262.1936
2022 | 8 | 10 | 12 | 46.0625 | 82.1855 | 255.0923
2022 | 8 | 10 | 13 | 46.7792 | 83.2624 | 257.1479
2022 | 8 | 10 | 14 | 47.7773 | 81.2684 | 261.3877
2022 | 8 | 10 | 15 | 49.3586 | 80.9702 | 266.5819
2022 | 8 | 10 | 16 | 51.8278 | 79.8248 | 288.2167
2022 | 8 | 10 | 17 | 54.3239 | 76.2034 | 327.555
2022 | 8 | 10 | 18 | 55.0046 | 68.5885 | 355.0301
2022 | 8 | 10 | 19 | 53.7033 | 66.7471 | 368.1934
2022 | 8 | 10 | 20 | 53.0258 | 66.8809 | 365.7584
2022 | 8 | 10 | 21 | 50.9328 | 67.8089 | 353.2129
2022 | 8 | 10 | 22 | 46.6453 | 63.982 | 318.6685
2022 | 8 | 10 | 23 | 41.5838 | 57.7885 | 280.0992
2022 | 8 | 11 | 0 | 37.9178 | 57.2367 | 256.1924
2022 | 8 | 11 | 1 | 34.214 | 54.617 | 235.8862
2022 | 8 | 11 | 2 | 33.093 | 53.1819 | 228.4002
2022 | 8 | 11 | 3 | 32.2722 | 52.5961 | 225.2804
2022 | 8 | 11 | 4 | 32.9496 | 52.584 | 227.2769
2022 | 8 | 11 | 5 | 34.0166 | 54.6861 | 235.2054
2022 | 8 | 11 | 6 | 37.0051 | 59.6971 | 251.8363
2022 | 8 | 11 | 7 | 39.7002 | 66.6127 | 271.8577
2022 | 8 | 11 | 8 | 41.8457 | 73.0872 | 275.4059
2022 | 8 | 11 | 9 | 43.5162 | 75.676 | 269.7994
2022 | 8 | 11 | 10 | 45.166 | 78.4259 | 266.6044
2022 | 8 | 11 | 11 | 46.2945 | 78.227 | 269.0487
2022 | 8 | 11 | 12 | 48.0214 | 80.1601 | 257.7723
2022 | 8 | 11 | 13 | 48.6116 | 81.7024 | 260.5792
2022 | 8 | 11 | 14 | 49.185 | 79.0629 | 267.3321
2022 | 8 | 11 | 15 | 50.6233 | 77.7826 | 276.5582
2022 | 8 | 11 | 16 | 52.6487 | 78.0203 | 301.5454
2022 | 8 | 11 | 17 | 54.9022 | 74.117 | 342.4821
2022 | 8 | 11 | 18 | 55.181 | 72.7676 | 376.4707
2022 | 8 | 11 | 19 | 54.1447 | 71.3314 | 390.6445
2022 | 8 | 11 | 20 | 53.7454 | 70.6918 | 387.5017
2022 | 8 | 11 | 21 | 51.6817 | 70.5555 | 373.3254
2022 | 8 | 11 | 22 | 47.2574 | 66.2245 | 337.2929
2022 | 8 | 11 | 23 | 42.0876 | 60.3445 | 296.2836
2022 | 8 | 12 | 0 | 38.0164 | 57.2601 | 262.0639
2022 | 8 | 12 | 1 | 34.7792 | 56.0123 | 245.1323
2022 | 8 | 12 | 2 | 33.5106 | 53.9684 | 235.3934
2022 | 8 | 12 | 3 | 32.5996 | 53.5326 | 230.6371
2022 | 8 | 12 | 4 | 33.191 | 54.2552 | 231.4616
2022 | 8 | 12 | 5 | 34.0727 | 56.3086 | 238.9057
2022 | 8 | 12 | 6 | 35.4864 | 60.4211 | 255.1038
2022 | 8 | 12 | 7 | 38.128 | 66.833 | 276.8881
2022 | 8 | 12 | 8 | 40.7403 | 73.1632 | 284.4553
2022 | 8 | 12 | 9 | 43.084 | 76.2658 | 282.774
2022 | 8 | 12 | 10 | 45.3144 | 77.4547 | 280.908
2022 | 8 | 12 | 11 | 46.8983 | 75.41 | 283.2675
2022 | 8 | 12 | 12 | 48.1541 | 75.7415 | 284.2344
2022 | 8 | 12 | 13 | 49.4971 | 77.5712 | 290.1289
2022 | 8 | 12 | 14 | 50.9701 | 76.4497 | 296.9709
2022 | 8 | 12 | 15 | 52.935 | 74.0871 | 304.59
2022 | 8 | 12 | 16 | 55.4542 | 71.5034 | 326.8728
2022 | 8 | 12 | 17 | 58.1025 | 67.5352 | 362.1647
2022 | 8 | 12 | 18 | 58.0369 | 63.8839 | 387.9604
2022 | 8 | 12 | 19 | 56.1179 | 63.0835 | 400.8057
2022 | 8 | 12 | 20 | 54.3944 | 63.8531 | 396.2341
2022 | 8 | 12 | 21 | 51.6676 | 64.7826 | 381.9849
2022 | 8 | 12 | 22 | 47.3977 | 60.6971 | 348.6662
2022 | 8 | 12 | 23 | 42.3648 | 53.8205 | 310.5765
2022 | 8 | 13 | 0 | 38.6516 | 53.983 | 281.5321
2022 | 8 | 13 | 1 | 34.6524 | 49.7084 | 263.9195
2022 | 8 | 13 | 2 | 32.811 | 48.3272 | 250.7426
2022 | 8 | 13 | 3 | 31.6485 | 47.9869 | 242.8743
2022 | 8 | 13 | 4 | 31.2667 | 47.3948 | 239.7431
2022 | 8 | 13 | 5 | 31.1349 | 48.1021 | 239.6371
2022 | 8 | 13 | 6 | 30.6463 | 46.3074 | 239.3791
2022 | 8 | 13 | 7 | 33.5012 | 46.837 | 255.3363
2022 | 8 | 13 | 8 | 38.5682 | 53.1597 | 284.5825
2022 | 8 | 13 | 9 | 43.3576 | 58.2275 | 305.7453
2022 | 8 | 13 | 10 | 47.03 | 60.9685 | 315.8574
2022 | 8 | 13 | 11 | 49.6424 | 61.5405 | 322.5062
2022 | 8 | 13 | 12 | 50.9931 | 63.9979 | 316.474
2022 | 8 | 13 | 13 | 52.1497 | 64.8463 | 318.4413
2022 | 8 | 13 | 14 | 53.2722 | 68.7627 | 325.1749
2022 | 8 | 13 | 15 | 54.7361 | 68.0704 | 336.8664
2022 | 8 | 13 | 16 | 56.68 | 64.0708 | 363.1305
2022 | 8 | 13 | 17 | 58.909 | 63.4265 | 401.0294
2022 | 8 | 13 | 18 | 56.7178 | 60.3264 | 431.9742
2022 | 8 | 13 | 19 | 54.3696 | 58.8696 | 438.3002
2022 | 8 | 13 | 20 | 51.9051 | 56.975 | 426.1603
2022 | 8 | 13 | 21 | 49.4865 | 58.7303 | 410.7968
2022 | 8 | 13 | 22 | 45.7088 | 56.0386 | 376.839
2022 | 8 | 13 | 23 | 41.6637 | 51.9296 | 338.1921
2022 | 8 | 14 | 0 | 38.3793 | 51.3582 | 303.8489
2022 | 8 | 14 | 1 | 35.4924 | 48.2098 | 281.3414
2022 | 8 | 14 | 2 | 33.8266 | 46.9145 | 266.695
2022 | 8 | 14 | 3 | 32.7438 | 46.6257 | 257.2734
2022 | 8 | 14 | 4 | 32.3752 | 45.8088 | 252.8792
2022 | 8 | 14 | 5 | 32.3653 | 45.9513 | 251.5491
2022 | 8 | 14 | 6 | 32.4382 | 43.9528 | 252.7261
2022 | 8 | 14 | 7 | 35.2417 | 43.7594 | 266.4049
2022 | 8 | 14 | 8 | 40.4195 | 49.6521 | 294.9799
2022 | 8 | 14 | 9 | 45.8189 | 54.4592 | 320.374
2022 | 8 | 14 | 10 | 50.5109 | 57.498 | 336.5327
2022 | 8 | 14 | 11 | 53.929 | 58.6608 | 347.4219
2022 | 8 | 14 | 12 | 55.9037 | 57.9222 | 363.7962
2022 | 8 | 14 | 13 | 56.9568 | 58.8875 | 370.0148
2022 | 8 | 14 | 14 | 57.5336 | 64.1813 | 378.5016
2022 | 8 | 14 | 15 | 58.4099 | 64.8528 | 391.6579
2022 | 8 | 14 | 16 | 60.0186 | 58.9297 | 419.3856
2022 | 8 | 14 | 17 | 61.5995 | 58.8046 | 454.0253
2022 | 8 | 14 | 18 | 62.2966 | 54.7006 | 471.9497
2022 | 8 | 14 | 19 | 60.2183 | 52.6894 | 468.7595
2022 | 8 | 14 | 20 | 58.7041 | 52.6254 | 456.5133
2022 | 8 | 14 | 21 | 56.0581 | 54.3639 | 437.9961
2022 | 8 | 14 | 22 | 51.3702 | 52.18 | 397.1414
2022 | 8 | 14 | 23 | 46.6868 | 48.6438 | 352.3944
2022 | 8 | 15 | 0 | 41.7765 | 52.8315 | 321.573
2022 | 8 | 15 | 1 | 39.9986 | 50.7444 | 292.8347
2022 | 8 | 15 | 2 | 38.4214 | 50.0028 | 278.946
2022 | 8 | 15 | 3 | 37.3941 | 49.9627 | 269.6777
2022 | 8 | 15 | 4 | 37.8695 | 50.3945 | 267.5607
2022 | 8 | 15 | 5 | 39.2474 | 52.9765 | 273.1858
2022 | 8 | 15 | 6 | 41.7588 | 58.294 | 292.509
2022 | 8 | 15 | 7 | 45.5679 | 65.248 | 321.765
2022 | 8 | 15 | 8 | 49.369 | 73.4375 | 346.8499
2022 | 8 | 15 | 9 | 52.6737 | 77.3938 | 360.6722
2022 | 8 | 15 | 10 | 55.9581 | 79.6405 | 366.7179
2022 | 8 | 15 | 11 | 58.662 | 76.9539 | 374.8754
2022 | 8 | 15 | 12 | 61.5846 | 77.8505 | 384.5614
2022 | 8 | 15 | 13 | 63.385 | 78.5984 | 393.2944
2022 | 8 | 15 | 14 | 64.8341 | 77.5674 | 401.8757
2022 | 8 | 15 | 15 | 66.6845 | 76.7149 | 414.9192
2022 | 8 | 15 | 16 | 69.0825 | 74.509 | 440.0017
2022 | 8 | 15 | 17 | 71.0223 | 71.3839 | 472.5084
2022 | 8 | 15 | 18 | 70.6819 | 67.198 | 478.7148
2022 | 8 | 15 | 19 | 67.735 | 65.7472 | 479.3438
2022 | 8 | 15 | 20 | 64.9533 | 65.8172 | 469.3646
2022 | 8 | 15 | 21 | 60.9715 | 65.4673 | 446.3135
2022 | 8 | 15 | 22 | 55.0074 | 61.9135 | 402.4601
2022 | 8 | 15 | 23 | 48.7153 | 56.6022 | 355.2457
2022 | 8 | 16 | 0 | 43.5647 | 56.2682 | 321.6234
2022 | 8 | 16 | 1 | 41.2076 | 52.343 | 306.4119
2022 | 8 | 16 | 2 | 39.3196 | 51.2713 | 291.1736
2022 | 8 | 16 | 3 | 37.9881 | 50.8539 | 280.6361
2022 | 8 | 16 | 4 | 38.2219 | 50.673 | 277.3661
2022 | 8 | 16 | 5 | 39.3341 | 53.1737 | 281.8736
2022 | 8 | 16 | 6 | 41.5775 | 58.8014 | 302.3356
2022 | 8 | 16 | 7 | 45.401 | 65.4445 | 331.668
2022 | 8 | 16 | 8 | 49.6865 | 71.8944 | 357.8833
2022 | 8 | 16 | 9 | 53.3873 | 74.7622 | 372.5509
2022 | 8 | 16 | 10 | 56.642 | 77.4038 | 378.9304
2022 | 8 | 16 | 11 | 59.2539 | 77.0758 | 385.1607
2022 | 8 | 16 | 12 | 61.117 | 80.2005 | 403.8565
2022 | 8 | 16 | 13 | 63.0827 | 81.225 | 410.5564
2022 | 8 | 16 | 14 | 64.8183 | 80.6392 | 416.4479
2022 | 8 | 16 | 15 | 66.9456 | 80.5034 | 427.9826
2022 | 8 | 16 | 16 | 69.4176 | 78.478 | 450.5371
2022 | 8 | 16 | 17 | 71.5301 | 75.6622 | 477.1036
2022 | 8 | 16 | 18 | 71.2624 | 67.3 | 491.45
2022 | 8 | 16 | 19 | 68.3325 | 65.6072 | 484.68
2022 | 8 | 16 | 20 | 65.4826 | 65.7389 | 475.1844
2022 | 8 | 16 | 21 | 61.2888 | 65.7573 | 450.2263
2022 | 8 | 16 | 22 | 55.2148 | 61.7004 | 406.1771
2022 | 8 | 16 | 23 | 48.9994 | 56.2467 | 359.5036
2022 | 8 | 17 | 0 | 44.477 | 56.6308 | 324.3953
2022 | 8 | 17 | 1 | 41.5343 | 53.6482 | 305.0574
2022 | 8 | 17 | 2 | 39.6168 | 52.0676 | 290.5118
2022 | 8 | 17 | 3 | 38.2741 | 51.3522 | 279.9109
2022 | 8 | 17 | 4 | 38.4499 | 51.1295 | 277.4066
2022 | 8 | 17 | 5 | 39.6528 | 53.3385 | 282.2495
2022 | 8 | 17 | 6 | 42.2356 | 57.0835 | 304.4701
2022 | 8 | 17 | 7 | 46.136 | 63.6906 | 331.9922
2022 | 8 | 17 | 8 | 50.4513 | 71.2553 | 361.0009
2022 | 8 | 17 | 9 | 54.478 | 76.8541 | 380.9438
2022 | 8 | 17 | 10 | 57.9481 | 79.9855 | 388.6816
2022 | 8 | 17 | 11 | 60.803 | 78.6596 | 389.4761
2022 | 8 | 17 | 12 | 63.6151 | 77.9137 | 402.0625
2022 | 8 | 17 | 13 | 66.1985 | 80.116 | 404.8399
2022 | 8 | 17 | 14 | 68.5118 | 81.3977 | 406.3572
2022 | 8 | 17 | 15 | 71.1424 | 80.5245 | 414.0427
2022 | 8 | 17 | 16 | 73.8336 | 78.5493 | 432.2706
2022 | 8 | 17 | 17 | 75.8048 | 75.0755 | 454.4324
2022 | 8 | 17 | 18 | 71.7298 | 73.2831 | 467.2267
2022 | 8 | 17 | 19 | 68.8308 | 71.6377 | 456.4986
2022 | 8 | 17 | 20 | 65.9006 | 70.1446 | 450.5959
2022 | 8 | 17 | 21 | 61.524 | 68.9423 | 427.8958
2022 | 8 | 17 | 22 | 55.2866 | 64.3029 | 386.9101
2022 | 8 | 17 | 23 | 49.1368 | 58.6038 | 343.7624
2022 | 8 | 18 | 0 | 45.6409 | 57.7982 | 310.0796
2022 | 8 | 18 | 1 | 42.4514 | 53.8097 | 298.4238
2022 | 8 | 18 | 2 | 40.415 | 52.3877 | 284.2497
2022 | 8 | 18 | 3 | 39.0364 | 51.5891 | 274.4407
2022 | 8 | 18 | 4 | 39.1169 | 51.1608 | 272.5315
2022 | 8 | 18 | 5 | 40.2155 | 53.5451 | 277.9337
2022 | 8 | 18 | 6 | 42.3762 | 57.2054 | 297.4684
2022 | 8 | 18 | 7 | 46.3707 | 63.3714 | 324.2541
2022 | 8 | 18 | 8 | 50.7967 | 71.8901 | 349.7844
2022 | 8 | 18 | 9 | 54.7886 | 77.4121 | 365.5282
2022 | 8 | 18 | 10 | 58.4497 | 81.6364 | 371.7212
2022 | 8 | 18 | 11 | 61.3707 | 79.3501 | 376.6909
2022 | 8 | 18 | 12 | 64.3366 | 78.987 | 383.783
2022 | 8 | 18 | 13 | 66.8469 | 81.3365 | 390.2874
2022 | 8 | 18 | 14 | 69.1523 | 82.3343 | 397.5369
2022 | 8 | 18 | 15 | 71.6888 | 81.2653 | 410.1222
2022 | 8 | 18 | 16 | 74.0321 | 79.9515 | 430.9771
2022 | 8 | 18 | 17 | 75.696 | 76.113 | 457.6622
2022 | 8 | 18 | 18 | 72.4138 | 74.4219 | 468.1775
2022 | 8 | 18 | 19 | 69.6022 | 72.8577 | 468.182
2022 | 8 | 18 | 20 | 66.6957 | 71.0061 | 461.2045
2022 | 8 | 18 | 21 | 62.5474 | 68.904 | 438.8346
2022 | 8 | 18 | 22 | 56.5293 | 64.9651 | 396.4994
2022 | 8 | 18 | 23 | 50.272 | 59.1659 | 350.7
2022 | 8 | 19 | 0 | 45.6556 | 57.7729 | 311.9299
2022 | 8 | 19 | 1 | 42.4753 | 54.5306 | 301.2901
2022 | 8 | 19 | 2 | 40.4672 | 52.7867 | 286.8329
2022 | 8 | 19 | 3 | 39.0899 | 52.129 | 277.0012
2022 | 8 | 19 | 4 | 39.1976 | 51.7233 | 274.5121
2022 | 8 | 19 | 5 | 40.386 | 53.7392 | 278.8871
2022 | 8 | 19 | 6 | 42.458 | 58.173 | 301.1249
2022 | 8 | 19 | 7 | 46.3613 | 64.6425 | 330.4578
2022 | 8 | 19 | 8 | 50.9518 | 73.4095 | 360.5744
2022 | 8 | 19 | 9 | 55.0957 | 79.3767 | 380.555
2022 | 8 | 19 | 10 | 58.5863 | 84.557 | 388.6661
2022 | 8 | 19 | 11 | 61.3409 | 82.4808 | 390.8708
2022 | 8 | 19 | 12 | 63.1072 | 83.419 | 405.9745
2022 | 8 | 19 | 13 | 64.9032 | 85.5109 | 408.2201
2022 | 8 | 19 | 14 | 66.3105 | 86.6189 | 410.4278
2022 | 8 | 19 | 15 | 67.8266 | 83.9625 | 418.0258
2022 | 8 | 19 | 16 | 69.4489 | 82.6791 | 432.0811
2022 | 8 | 19 | 17 | 70.396 | 78.5788 | 449.9917
2022 | 8 | 19 | 18 | 67.7372 | 78.1263 | 470.7453
2022 | 8 | 19 | 19 | 65.1619 | 75.7355 | 468.2807
2022 | 8 | 19 | 20 | 63.8086 | 74.9258 | 461.0164
2022 | 8 | 19 | 21 | 60.693 | 72.4476 | 439.1518
2022 | 8 | 19 | 22 | 55.6368 | 67.468 | 400.7274
2022 | 8 | 19 | 23 | 49.9358 | 60.5753 | 358.8976
2022 | 8 | 20 | 0 | 44.0324 | 56.1877 | 319.6662
2022 | 8 | 20 | 1 | 39.7996 | 57.771 | 297.702
2022 | 8 | 20 | 2 | 37.6633 | 56.091 | 281.5881
2022 | 8 | 20 | 3 | 36.1931 | 55.1236 | 270.3819
2022 | 8 | 20 | 4 | 35.6526 | 54.1787 | 264.5255
2022 | 8 | 20 | 5 | 35.909 | 54.8673 | 264.1712
2022 | 8 | 20 | 6 | 35.9 | 54.097 | 269.9097
2022 | 8 | 20 | 7 | 39.0088 | 55.1787 | 288.1203
2022 | 8 | 20 | 8 | 43.6839 | 63.6528 | 322.3817
2022 | 8 | 20 | 9 | 48.016 | 70.1608 | 351.5278
2022 | 8 | 20 | 10 | 51.6485 | 77.5622 | 364.8585
2022 | 8 | 20 | 11 | 54.2756 | 79.2738 | 372.0477
2022 | 8 | 20 | 12 | 56.214 | 82.5624 | 375.9447
2022 | 8 | 20 | 13 | 57.1188 | 84.083 | 380.6418
2022 | 8 | 20 | 14 | 57.5277 | 83.5163 | 384.3907
2022 | 8 | 20 | 15 | 57.872 | 79.0294 | 394.2323
2022 | 8 | 20 | 16 | 58.9737 | 82.3922 | 415.9868
2022 | 8 | 20 | 17 | 59.8517 | 80.6937 | 444.3965
2022 | 8 | 20 | 18 | 60.2529 | 81.4216 | 448.5933
2022 | 8 | 20 | 19 | 57.9094 | 78.1659 | 442.7591
2022 | 8 | 20 | 20 | 55.9159 | 76.246 | 431.3649
2022 | 8 | 20 | 21 | 53.1467 | 75.3706 | 411.9927
2022 | 8 | 20 | 22 | 49.2285 | 71.4233 | 377.8395
2022 | 8 | 20 | 23 | 44.9211 | 67.2116 | 341.6169
2022 | 8 | 21 | 0 | 38.4006 | 63.7822 | 319.8164
2022 | 8 | 21 | 1 | 37.4925 | 59.3154 | 283.1223
2022 | 8 | 21 | 2 | 35.7654 | 57.563 | 268.8339
2022 | 8 | 21 | 3 | 34.5228 | 56.3857 | 259.3222
2022 | 8 | 21 | 4 | 34.0197 | 55.0679 | 253.9473
2022 | 8 | 21 | 5 | 34.1028 | 55.2676 | 252.6018
2022 | 8 | 21 | 6 | 34.1745 | 54.9067 | 259.1411
2022 | 8 | 21 | 7 | 37.2498 | 55.6192 | 271.2763
2022 | 8 | 21 | 8 | 42.6087 | 62.0324 | 293.4849
2022 | 8 | 21 | 9 | 48.0988 | 68.8482 | 312.2202
2022 | 8 | 21 | 10 | 53.0711 | 77.0134 | 320.2146
2022 | 8 | 21 | 11 | 56.6552 | 80.5552 | 323.984
2022 | 8 | 21 | 12 | 59.6164 | 81.7251 | 320.3292
2022 | 8 | 21 | 13 | 61.8167 | 84.0135 | 325.1307
2022 | 8 | 21 | 14 | 63.4985 | 84.8999 | 328.1332
2022 | 8 | 21 | 15 | 65.3133 | 80.2624 | 333.69
2022 | 8 | 21 | 16 | 67.5042 | 84.6925 | 354.4604
2022 | 8 | 21 | 17 | 68.8679 | 83.6861 | 390.6127
2022 | 8 | 21 | 18 | 69.9977 | 84.3662 | 409.8703
2022 | 8 | 21 | 19 | 67.4299 | 80.4164 | 409.9771
2022 | 8 | 21 | 20 | 64.0627 | 79.1146 | 400.7657
2022 | 8 | 21 | 21 | 59.5807 | 77.2169 | 379.4632
2022 | 8 | 21 | 22 | 53.8827 | 72.791 | 341.6211
2022 | 8 | 21 | 23 | 48.5742 | 68.4327 | 302.3548
2022 | 8 | 22 | 0 | 42.4768 | 65.405 | 278.9124
2022 | 8 | 22 | 1 | 40.9192 | 63.352 | 246.6861
2022 | 8 | 22 | 2 | 39.2102 | 61.4879 | 237.783
2022 | 8 | 22 | 3 | 38.1115 | 60.8214 | 232.3501
2022 | 8 | 22 | 4 | 38.4333 | 60.2219 | 234.1535
2022 | 8 | 22 | 5 | 39.8151 | 62.9889 | 242.617
2022 | 8 | 22 | 6 | 42.1256 | 65.2018 | 258.1748
2022 | 8 | 22 | 7 | 46.2589 | 73.2348 | 279.0334
2022 | 8 | 22 | 8 | 50.9347 | 85.0823 | 294.1533
2022 | 8 | 22 | 9 | 55.0286 | 91.3991 | 300.1688
2022 | 8 | 22 | 10 | 58.6713 | 97.6325 | 295.8547
2022 | 8 | 22 | 11 | 61.553 | 99.2905 | 291.7656
2022 | 8 | 22 | 12 | 63.9239 | 100.7619 | 297.1329
2022 | 8 | 22 | 13 | 66.2919 | 102.8016 | 293.4018
2022 | 8 | 22 | 14 | 68.4141 | 97.2712 | 289.2392
2022 | 8 | 22 | 15 | 70.8079 | 93.3828 | 291.6231
2022 | 8 | 22 | 16 | 73.5081 | 98.6645 | 308.828
2022 | 8 | 22 | 17 | 75.3875 | 93.2261 | 335.5575
2022 | 8 | 22 | 18 | 74.2115 | 91.5776 | 355.3973
2022 | 8 | 22 | 19 | 71.1599 | 86.9533 | 349.6685
2022 | 8 | 22 | 20 | 67.9278 | 87.2544 | 349.3897
2022 | 8 | 22 | 21 | 63.0963 | 83.1137 | 329.5342
2022 | 8 | 22 | 22 | 56.7529 | 77.3912 | 297.8676
2022 | 8 | 22 | 23 | 50.2837 | 71.4622 | 266.3047
2022 | 8 | 23 | 0 | 44.8098 | 69.1977 | 251.7808
2022 | 8 | 23 | 1 | 41.6836 | 61.0228 | 238.0173
2022 | 8 | 23 | 2 | 39.9242 | 58.8446 | 230.4402
2022 | 8 | 23 | 3 | 38.6906 | 57.7866 | 226.1318
2022 | 8 | 23 | 4 | 39.0189 | 57.6942 | 227.865
2022 | 8 | 23 | 5 | 40.4645 | 60.2455 | 236.3533
2022 | 8 | 23 | 6 | 41.9488 | 64.7993 | 255.3855
2022 | 8 | 23 | 7 | 45.7838 | 71.7051 | 276.1975
2022 | 8 | 23 | 8 | 49.9676 | 78.1701 | 283.8652
2022 | 8 | 23 | 9 | 53.5634 | 81.4533 | 280.3376
2022 | 8 | 23 | 10 | 57.1677 | 82.0089 | 277.3488
2022 | 8 | 23 | 11 | 60.0894 | 83.5265 | 280.0689
2022 | 8 | 23 | 12 | 62.0075 | 83.8775 | 281.6911
2022 | 8 | 23 | 13 | 63.6647 | 84.9866 | 286.5195
2022 | 8 | 23 | 14 | 64.8619 | 77.9769 | 293.4228
2022 | 8 | 23 | 15 | 66.281 | 76.8422 | 303.8644
2022 | 8 | 23 | 16 | 68.2408 | 79.2689 | 328.9097
2022 | 8 | 23 | 17 | 69.7915 | 75.3881 | 364.3279
2022 | 8 | 23 | 18 | 68.4836 | 70.8087 | 392.8601
2022 | 8 | 23 | 19 | 65.927 | 68.7446 | 402.0446
2022 | 8 | 23 | 20 | 64.6586 | 69.5899 | 400.7497
2022 | 8 | 23 | 21 | 60.9756 | 68.0394 | 380.133
2022 | 8 | 23 | 22 | 55.3003 | 63.8866 | 342.0664
2022 | 8 | 23 | 23 | 49.5276 | 58.8189 | 302.1395
2022 | 8 | 24 | 0 | 44.6717 | 56.9323 | 265.6853
2022 | 8 | 24 | 1 | 41.7995 | 56.577 | 244.9058
2022 | 8 | 24 | 2 | 40.0773 | 55.0505 | 236.8087
2022 | 8 | 24 | 3 | 38.8834 | 54.1533 | 231.5465
2022 | 8 | 24 | 4 | 39.2273 | 54.1592 | 232.9646
2022 | 8 | 24 | 5 | 40.8232 | 56.3109 | 241.3854
2022 | 8 | 24 | 6 | 43.1707 | 65.2715 | 260.134
2022 | 8 | 24 | 7 | 46.7949 | 72.8033 | 282.234
2022 | 8 | 24 | 8 | 50.403 | 80.0475 | 291.0372
2022 | 8 | 24 | 9 | 53.6613 | 83.7748 | 287.5269
2022 | 8 | 24 | 10 | 56.6846 | 86.6052 | 284.2011
2022 | 8 | 24 | 11 | 59.1443 | 84.8883 | 287.695
2022 | 8 | 24 | 12 | 61.1682 | 83.8296 | 291.0979
2022 | 8 | 24 | 13 | 62.4312 | 85.3936 | 293.2368
2022 | 8 | 24 | 14 | 63.3036 | 83.9856 | 298.4206
2022 | 8 | 24 | 15 | 64.4799 | 84.3783 | 306.2131
2022 | 8 | 24 | 16 | 66.3008 | 83.4967 | 331.1673
2022 | 8 | 24 | 17 | 67.5037 | 80.3235 | 366.8674
2022 | 8 | 24 | 18 | 64.9192 | 77.4597 | 390.2352
2022 | 8 | 24 | 19 | 62.3908 | 75.4418 | 394.2428
2022 | 8 | 24 | 20 | 60.8073 | 76.1928 | 392.6562
2022 | 8 | 24 | 21 | 57.4025 | 73.4738 | 371.4993
2022 | 8 | 24 | 22 | 52.0543 | 68.8771 | 333.4719
2022 | 8 | 24 | 23 | 46.6123 | 64.5678 | 294.806
2022 | 8 | 25 | 0 | 43.3217 | 60.0229 | 268.3256
2022 | 8 | 25 | 1 | 39.5435 | 53.4466 | 254.1519
2022 | 8 | 25 | 2 | 37.898 | 52.0923 | 244.2458
2022 | 8 | 25 | 3 | 36.7342 | 51.3533 | 238.197
2022 | 8 | 25 | 4 | 36.9943 | 51.509 | 238.7828
2022 | 8 | 25 | 5 | 37.9506 | 54.3 | 247.4733
2022 | 8 | 25 | 6 | 39.8859 | 61.5549 | 268.3234
2022 | 8 | 25 | 7 | 42.8963 | 68.1486 | 293.8991
2022 | 8 | 25 | 8 | 45.3717 | 74.3726 | 316.4695
2022 | 8 | 25 | 9 | 46.8903 | 78.8297 | 329.645
2022 | 8 | 25 | 10 | 48.2385 | 82.4106 | 332.4351
2022 | 8 | 25 | 11 | 48.9797 | 80.9186 | 332.7548
2022 | 8 | 25 | 12 | 48.9878 | 74.9193 | 340.2103
2022 | 8 | 25 | 13 | 49.3131 | 76.7776 | 343.211
2022 | 8 | 25 | 14 | 49.8455 | 74.4099 | 343.5145
2022 | 8 | 25 | 15 | 51.2952 | 72.9217 | 348.1925
2022 | 8 | 25 | 16 | 53.4622 | 71.7985 | 364.1135
2022 | 8 | 25 | 17 | 55.1719 | 68.4465 | 384.5479
2022 | 8 | 25 | 18 | 54.6953 | 67.5191 | 396.7177
2022 | 8 | 25 | 19 | 53.1273 | 66.6911 | 394.2241
2022 | 8 | 25 | 20 | 52.4286 | 66.0093 | 394.3286
2022 | 8 | 25 | 21 | 49.8248 | 64.7975 | 374.5408
2022 | 8 | 25 | 22 | 45.4175 | 61.2411 | 339.2913
2022 | 8 | 25 | 23 | 40.78 | 57.1536 | 302.5701
2022 | 8 | 26 | 0 | 37.8966 | 55.7342 | 277.9654
2022 | 8 | 26 | 1 | 34.915 | 51.1983 | 251.5243
2022 | 8 | 26 | 2 | 33.886 | 49.5263 | 241.6585
2022 | 8 | 26 | 3 | 33.1715 | 49.1026 | 235.9913
2022 | 8 | 26 | 4 | 33.7775 | 49.2952 | 236.7018
2022 | 8 | 26 | 5 | 34.9832 | 51.5109 | 244.3798
2022 | 8 | 26 | 6 | 37.6314 | 59.1287 | 265.7168
2022 | 8 | 26 | 7 | 40.123 | 65.4354 | 287.6557
2022 | 8 | 26 | 8 | 42.1717 | 72.1778 | 296.2317
2022 | 8 | 26 | 9 | 43.6289 | 75.1759 | 294.0706
2022 | 8 | 26 | 10 | 44.9869 | 76.4909 | 285.5584
2022 | 8 | 26 | 11 | 45.8838 | 74.8331 | 278.6258
2022 | 8 | 26 | 12 | 46.1242 | 74.7073 | 269.9015
2022 | 8 | 26 | 13 | 46.7811 | 76.3586 | 268.8281
2022 | 8 | 26 | 14 | 47.5691 | 75.0879 | 271.3799
2022 | 8 | 26 | 15 | 49.0013 | 72.3603 | 277.5258
2022 | 8 | 26 | 16 | 50.9492 | 69.549 | 297.7412
2022 | 8 | 26 | 17 | 52.8167 | 65.3124 | 329.6721
2022 | 8 | 26 | 18 | 52.7503 | 61.2687 | 351.1939
2022 | 8 | 26 | 19 | 51.4849 | 59.6639 | 357.2493
2022 | 8 | 26 | 20 | 51.236 | 60.0337 | 356.2932
2022 | 8 | 26 | 21 | 49.038 | 59.1552 | 338.644
2022 | 8 | 26 | 22 | 45.2855 | 54.7078 | 310.144
2022 | 8 | 26 | 23 | 40.8553 | 50.0001 | 279.6832
2022 | 8 | 27 | 0 | 37.3113 | 50.8564 | 253.7211
2022 | 8 | 27 | 1 | 32.8357 | 50.6756 | 240.7352
2022 | 8 | 27 | 2 | 31.4123 | 49.214 | 231.704
2022 | 8 | 27 | 3 | 30.4758 | 48.6033 | 225.9861
2022 | 8 | 27 | 4 | 30.2531 | 47.4266 | 224.5478
2022 | 8 | 27 | 5 | 30.3338 | 48.1197 | 227.3206
2022 | 8 | 27 | 6 | 31.1837 | 49.1959 | 232.1205
2022 | 8 | 27 | 7 | 33.3851 | 50.5312 | 247.3602
2022 | 8 | 27 | 8 | 36.8683 | 56.0991 | 273.418
2022 | 8 | 27 | 9 | 40.1801 | 61.1322 | 291.9447
2022 | 8 | 27 | 10 | 42.7497 | 63.6909 | 297.817
2022 | 8 | 27 | 11 | 44.5795 | 61.947 | 301.9549
2022 | 8 | 27 | 12 | 45.0932 | 59.947 | 301.6425
2022 | 8 | 27 | 13 | 45.7389 | 59.258 | 304.7742
2022 | 8 | 27 | 14 | 46.3364 | 60.053 | 305.0965
2022 | 8 | 27 | 15 | 46.9547 | 58.8163 | 314.8543
2022 | 8 | 27 | 16 | 48.3829 | 55.6078 | 334.5616
2022 | 8 | 27 | 17 | 49.8821 | 54.7216 | 364.5754
2022 | 8 | 27 | 18 | 49.5732 | 54.3031 | 375.2406
2022 | 8 | 27 | 19 | 48.0301 | 53.5247 | 376.9068
2022 | 8 | 27 | 20 | 46.6809 | 54.0786 | 369.6625
2022 | 8 | 27 | 21 | 44.4433 | 54.3953 | 351.6851
2022 | 8 | 27 | 22 | 41.2908 | 51.8619 | 322.3218
2022 | 8 | 27 | 23 | 37.9624 | 49.4015 | 291.5752
2022 | 8 | 28 | 0 | 35.7444 | 49.994 | 257.5687
2022 | 8 | 28 | 1 | 35.2353 | 45.7795 | 252.2613
2022 | 8 | 28 | 2 | 33.5987 | 44.731 | 241.6319
2022 | 8 | 28 | 3 | 32.4977 | 44.5771 | 234.69
2022 | 8 | 28 | 4 | 32.0804 | 44.1501 | 231.671
2022 | 8 | 28 | 5 | 32.044 | 44.9147 | 232.324
2022 | 8 | 28 | 6 | 34.2748 | 45.2261 | 237.0485
2022 | 8 | 28 | 7 | 37.1545 | 44.9822 | 249.2086
2022 | 8 | 28 | 8 | 42.4475 | 50.6879 | 270.2393
2022 | 8 | 28 | 9 | 48.28 | 52.8409 | 285.4604
2022 | 8 | 28 | 10 | 53.5267 | 53.6153 | 290.4157
2022 | 8 | 28 | 11 | 57.3023 | 54.3669 | 291.9891
2022 | 8 | 28 | 12 | 60.4994 | 55.8771 | 289.4198
2022 | 8 | 28 | 13 | 62.4512 | 56.8894 | 293.4465
2022 | 8 | 28 | 14 | 63.7058 | 60.2866 | 300.6835
2022 | 8 | 28 | 15 | 65.2813 | 63.6853 | 315.3155
2022 | 8 | 28 | 16 | 67.3607 | 56.6262 | 342.1244
2022 | 8 | 28 | 17 | 68.7832 | 56.9805 | 381.4594
2022 | 8 | 28 | 18 | 70.208 | 53.2423 | 407.33
2022 | 8 | 28 | 19 | 67.974 | 51.4678 | 414.4473
2022 | 8 | 28 | 20 | 65.0102 | 52.4653 | 406.2182
2022 | 8 | 28 | 21 | 60.9642 | 52.441 | 384.5147
2022 | 8 | 28 | 22 | 55.3124 | 50.1602 | 347.1001
2022 | 8 | 28 | 23 | 50.0219 | 48.257 | 307.2483
2022 | 8 | 29 | 0 | 46.3951 | 49.4983 | 276.0995
2022 | 8 | 29 | 1 | 42.1169 | 49.0211 | 251.7596
2022 | 8 | 29 | 2 | 40.1993 | 48.3221 | 242.4256
2022 | 8 | 29 | 3 | 38.9492 | 48.3979 | 236.548
2022 | 8 | 29 | 4 | 39.1621 | 48.9257 | 237.108
2022 | 8 | 29 | 5 | 40.5023 | 51.8558 | 245.5394
2022 | 8 | 29 | 6 | 43.4167 | 58.1731 | 267.1552
2022 | 8 | 29 | 7 | 48.0277 | 64.5131 | 293.9642
2022 | 8 | 29 | 8 | 53.0146 | 72.7283 | 307.2105
2022 | 8 | 29 | 9 | 57.3235 | 75.7132 | 308.539
2022 | 8 | 29 | 10 | 61.3435 | 77.0837 | 304.8359
2022 | 8 | 29 | 11 | 64.5992 | 75.4471 | 308.1095
2022 | 8 | 29 | 12 | 67.4963 | 77.3574 | 312.1455
2022 | 8 | 29 | 13 | 70.2743 | 78.5831 | 319.2081
2022 | 8 | 29 | 14 | 72.4059 | 76.4609 | 327.2533
2022 | 8 | 29 | 15 | 74.9861 | 76.9522 | 339.0476
2022 | 8 | 29 | 16 | 77.7474 | 74.718 | 364.6501
2022 | 8 | 29 | 17 | 79.4381 | 71.7367 | 400.1174
2022 | 8 | 29 | 18 | 78.4223 | 67.8325 | 406.4333
2022 | 8 | 29 | 19 | 75.5713 | 66.4787 | 412.6261
2022 | 8 | 29 | 20 | 71.7846 | 67.2556 | 405.9509
2022 | 8 | 29 | 21 | 66.2916 | 65.4666 | 381.1135
2022 | 8 | 29 | 22 | 59.4029 | 61.5221 | 341.8798
2022 | 8 | 29 | 23 | 52.3448 | 58.0923 | 301.9957
2022 | 8 | 30 | 0 | 46.4749 | 55.5484 | 280.1334
2022 | 8 | 30 | 1 | 43.2325 | 53.3002 | 247.2172
2022 | 8 | 30 | 2 | 41.1756 | 51.6611 | 238.55
2022 | 8 | 30 | 3 | 39.7413 | 51.3149 | 233.3264
2022 | 8 | 30 | 4 | 39.8474 | 51.6529 | 234.1851
2022 | 8 | 30 | 5 | 41.1681 | 54.251 | 242.1688
2022 | 8 | 30 | 6 | 43.6142 | 61.928 | 264.1083
2022 | 8 | 30 | 7 | 47.9818 | 68.7342 | 286.7254
2022 | 8 | 30 | 8 | 52.8517 | 77.4414 | 291.8753
2022 | 8 | 30 | 9 | 57.024 | 79.7856 | 285.5363
2022 | 8 | 30 | 10 | 60.8415 | 82.6416 | 275.0758
2022 | 8 | 30 | 11 | 63.9572 | 81.2751 | 268.9884
2022 | 8 | 30 | 12 | 65.8282 | 82.077 | 255.7145
2022 | 8 | 30 | 13 | 67.9649 | 84.3981 | 255.2267
2022 | 8 | 30 | 14 | 69.4342 | 82.9817 | 259.7993
2022 | 8 | 30 | 15 | 71.5259 | 82.1414 | 269.6017
2022 | 8 | 30 | 16 | 73.7842 | 81.1836 | 295.5246
2022 | 8 | 30 | 17 | 75.2866 | 77.563 | 334.1646
2022 | 8 | 30 | 18 | 74.3059 | 76.2214 | 359.6648
2022 | 8 | 30 | 19 | 71.6019 | 74.2162 | 373.6307
2022 | 8 | 30 | 20 | 68.728 | 72.9847 | 368.1057
2022 | 8 | 30 | 21 | 64.0378 | 70.405 | 344.8109
2022 | 8 | 30 | 22 | 57.6246 | 65.257 | 308.9117
2022 | 8 | 30 | 23 | 51.2015 | 60.8196 | 271.952
2022 | 8 | 31 | 0 | 46.197 | 57.8442 | 244.8162
2022 | 8 | 31 | 1 | 44.5992 | 55.4911 | 231.8355
2022 | 8 | 31 | 2 | 42.5272 | 53.5058 | 224.9727
2022 | 8 | 31 | 3 | 41.1832 | 52.4003 | 220.7555
2022 | 8 | 31 | 4 | 41.247 | 52.2899 | 222.8107
2022 | 8 | 31 | 5 | 43.0233 | 55.0609 | 231.8533
2022 | 8 | 31 | 6 | 46.5072 | 59.3772 | 253.8572
2022 | 8 | 31 | 7 | 51.3742 | 66.0159 | 274.9636
2022 | 8 | 31 | 8 | 56.8077 | 72.2593 | 276.56
2022 | 8 | 31 | 9 | 61.9566 | 75.9977 | 268.4684
2022 | 8 | 31 | 10 | 66.3241 | 76.0705 | 259.548
2022 | 8 | 31 | 11 | 70.1037 | 75.5799 | 257.2873
2022 | 8 | 31 | 12 | 73.0952 | 79.6311 | 252.7065
2022 | 8 | 31 | 13 | 75.7185 | 80.2628 | 255.7624
2022 | 8 | 31 | 14 | 77.5105 | 76.8218 | 262.9888
2022 | 8 | 31 | 15 | 79.695 | 78.8164 | 271.8879
2022 | 8 | 31 | 16 | 81.7419 | 77.0958 | 295.0362
2022 | 8 | 31 | 17 | 82.5123 | 73.8232 | 333.8956
2022 | 8 | 31 | 18 | 78.7547 | 66.8831 | 358.4442
2022 | 8 | 31 | 19 | 76.0336 | 65.0544 | 371.7827
2022 | 8 | 31 | 20 | 72.935 | 64.9671 | 368.94
2022 | 8 | 31 | 21 | 68.1266 | 64.0909 | 347.6348
2022 | 8 | 31 | 22 | 61.388 | 60.1239 | 311.625
2022 | 8 | 31 | 23 | 54.5846 | 55.5146 | 274.4935
2022 | 9 | 1 | 0 | 49.188 | 55.5883 | 251.7972
2022 | 9 | 1 | 1 | 44.4445 | 54.0144 | 237.3802
2022 | 9 | 1 | 2 | 42.3024 | 53.0081 | 229.2637
2022 | 9 | 1 | 3 | 40.9089 | 52.261 | 225.4955
2022 | 9 | 1 | 4 | 41.1071 | 52.0202 | 227.4765
2022 | 9 | 1 | 5 | 42.772 | 54.3326 | 236.5184
2022 | 9 | 1 | 6 | 46.2527 | 60.9414 | 258.2371
2022 | 9 | 1 | 7 | 49.8701 | 67.1302 | 281.9204
2022 | 9 | 1 | 8 | 53.0264 | 74.3283 | 289.5355
2022 | 9 | 1 | 9 | 55.4184 | 78.2848 | 288.909
2022 | 9 | 1 | 10 | 57.1676 | 83.1479 | 290.1053
2022 | 9 | 1 | 11 | 58.4435 | 79.4851 | 293.8684
2022 | 9 | 1 | 12 | 60.3285 | 77.2185 | 295.9664
2022 | 9 | 1 | 13 | 61.5677 | 78.3893 | 299.5191
2022 | 9 | 1 | 14 | 63.1374 | 80.4894 | 300.0689
2022 | 9 | 1 | 15 | 64.6941 | 77.9722 | 304.5788
2022 | 9 | 1 | 16 | 66.6577 | 77.4548 | 322.3882
2022 | 9 | 1 | 17 | 67.5228 | 74.2796 | 348.9364
2022 | 9 | 1 | 18 | 62.6859 | 71.1313 | 375.2758
2022 | 9 | 1 | 19 | 60.288 | 70.7799 | 378.4893
2022 | 9 | 1 | 20 | 58.1005 | 70.9895 | 380.6911
2022 | 9 | 1 | 21 | 53.1963 | 66.9651 | 356.2097
2022 | 9 | 1 | 22 | 47.5737 | 62.7223 | 321.5384
2022 | 9 | 1 | 23 | 42.5841 | 57.1722 | 286.7323
2022 | 9 | 2 | 0 | 39.7251 | 56.752 | 262.8478
2022 | 9 | 2 | 1 | 38.1516 | 57.9768 | 244.4948
2022 | 9 | 2 | 2 | 36.7708 | 56.1313 | 234.5756
2022 | 9 | 2 | 3 | 35.8555 | 55.3366 | 229.6401
2022 | 9 | 2 | 4 | 36.4636 | 55.5901 | 230.4238
2022 | 9 | 2 | 5 | 38.2142 | 58.0836 | 238.6172
2022 | 9 | 2 | 6 | 40.1753 | 66.7696 | 261.2668
2022 | 9 | 2 | 7 | 42.9966 | 72.8298 | 287.1204
2022 | 9 | 2 | 8 | 45.42 | 80.048 | 294.6771
2022 | 9 | 2 | 9 | 47.3975 | 83.7333 | 293.1364
2022 | 9 | 2 | 10 | 49.1968 | 89.0072 | 291.2963
2022 | 9 | 2 | 11 | 50.4897 | 89.5671 | 292.9782
2022 | 9 | 2 | 12 | 51.4003 | 89.594 | 286.3231
2022 | 9 | 2 | 13 | 52.2001 | 91.8066 | 292.4137
2022 | 9 | 2 | 14 | 53.1617 | 91.1203 | 296.3846
2022 | 9 | 2 | 15 | 54.333 | 85.563 | 301.5736
2022 | 9 | 2 | 16 | 56.1344 | 85.9126 | 321.7145
2022 | 9 | 2 | 17 | 57.4081 | 80.6625 | 353.1361
2022 | 9 | 2 | 18 | 53.4264 | 80.9151 | 382.6223
2022 | 9 | 2 | 19 | 51.8447 | 78.5504 | 388.7143
2022 | 9 | 2 | 20 | 51.8592 | 78.8725 | 387.1618
2022 | 9 | 2 | 21 | 48.5274 | 73.6416 | 361.5153
2022 | 9 | 2 | 22 | 44.3396 | 69.4552 | 328.8056
2022 | 9 | 2 | 23 | 40.4193 | 62.8346 | 296.0258
2022 | 9 | 3 | 0 | 37.1905 | 60.5069 | 274.2497
2022 | 9 | 3 | 1 | 35.0718 | 58.1662 | 257.6816
2022 | 9 | 3 | 2 | 33.6576 | 56.5637 | 245.4378
2022 | 9 | 3 | 3 | 32.7627 | 55.2949 | 238.5502
2022 | 9 | 3 | 4 | 32.6474 | 54.3657 | 235.6399
2022 | 9 | 3 | 5 | 33.5723 | 54.996 | 236.5709
2022 | 9 | 3 | 6 | 35.9446 | 59.733 | 242.3538
2022 | 9 | 3 | 7 | 38.6311 | 60.3287 | 261.8969
2022 | 9 | 3 | 8 | 42.0734 | 66.0388 | 286.368
2022 | 9 | 3 | 9 | 45.4128 | 70.7023 | 303.4729
2022 | 9 | 3 | 10 | 48.1164 | 76.4544 | 312.3737
2022 | 9 | 3 | 11 | 50.1956 | 80.1664 | 319.6053
2022 | 9 | 3 | 12 | 52.9105 | 81.0638 | 308.741
2022 | 9 | 3 | 13 | 54.3029 | 81.7001 | 311.6116
2022 | 9 | 3 | 14 | 55.747 | 82.4556 | 315.2503
2022 | 9 | 3 | 15 | 57.0997 | 77.2159 | 323.8441
2022 | 9 | 3 | 16 | 59.1193 | 79.9131 | 346.8919
2022 | 9 | 3 | 17 | 59.8061 | 78.3841 | 381.7001
2022 | 9 | 3 | 18 | 58.3901 | 79.2512 | 408.9151
2022 | 9 | 3 | 19 | 56.5717 | 77.2498 | 410.5453
2022 | 9 | 3 | 20 | 53.9674 | 75.9948 | 402.0952
2022 | 9 | 3 | 21 | 49.3381 | 73.4191 | 376.9451
2022 | 9 | 3 | 22 | 44.681 | 69.3466 | 344.9386
2022 | 9 | 3 | 23 | 40.8519 | 64.3669 | 312.7474
2022 | 9 | 4 | 0 | 37.5811 | 59.5664 | 289.1489
2022 | 9 | 4 | 1 | 36.1394 | 52.2459 | 258.1584
2022 | 9 | 4 | 2 | 34.3728 | 50.7597 | 245.7095
2022 | 9 | 4 | 3 | 33.227 | 49.9574 | 238.3691
2022 | 9 | 4 | 4 | 32.8613 | 48.8446 | 235.0053
2022 | 9 | 4 | 5 | 33.3189 | 48.9763 | 234.7538
2022 | 9 | 4 | 6 | 36.4093 | 52.8891 | 238.0691
2022 | 9 | 4 | 7 | 38.9531 | 52.6024 | 252.9104
2022 | 9 | 4 | 8 | 42.9291 | 55.5062 | 272.5576
2022 | 9 | 4 | 9 | 47.0733 | 58.1434 | 288.2466
2022 | 9 | 4 | 10 | 50.1527 | 60.6325 | 296.8758
2022 | 9 | 4 | 11 | 52.4333 | 63.8401 | 302.4506
2022 | 9 | 4 | 12 | 53.015 | 63.1739 | 288.8445
2022 | 9 | 4 | 13 | 53.2718 | 63.0282 | 294.0548
2022 | 9 | 4 | 14 | 53.1895 | 66.1679 | 298.5361
2022 | 9 | 4 | 15 | 53.1816 | 64.1906 | 305.2109
2022 | 9 | 4 | 16 | 54.5541 | 61.0293 | 328.1655
2022 | 9 | 4 | 17 | 55.4566 | 60.1093 | 367.0296
2022 | 9 | 4 | 18 | 56.4826 | 63.7788 | 394.7333
2022 | 9 | 4 | 19 | 55.0877 | 62.6215 | 395.654
2022 | 9 | 4 | 20 | 53.9953 | 62.1046 | 388.2763
2022 | 9 | 4 | 21 | 50.0992 | 58.0185 | 360.4619
2022 | 9 | 4 | 22 | 45.5379 | 55.2544 | 324.3282
2022 | 9 | 4 | 23 | 41.6824 | 51.3655 | 288.6766
2022 | 9 | 5 | 0 | 39.8535 | 51.9469 | 268.8405
2022 | 9 | 5 | 1 | 33.6526 | 52.606 | 247.4332
2022 | 9 | 5 | 2 | 32.1598 | 51.8535 | 236.9953
2022 | 9 | 5 | 3 | 31.5268 | 51.2933 | 229.9158
2022 | 9 | 5 | 4 | 31.3058 | 51.2535 | 229.0653
2022 | 9 | 5 | 5 | 31.6327 | 52.3024 | 229.5582
2022 | 9 | 5 | 6 | 32.8123 | 53.3117 | 232.4071
2022 | 9 | 5 | 7 | 34.705 | 52.5985 | 245.9639
2022 | 9 | 5 | 8 | 38.5091 | 50.2689 | 276.416
2022 | 9 | 5 | 9 | 42.2014 | 53.3829 | 309.1723
2022 | 9 | 5 | 10 | 44.9541 | 55.9004 | 333.4557
2022 | 9 | 5 | 11 | 46.7274 | 64.6937 | 336.4787
2022 | 9 | 5 | 12 | 46.8537 | 66.198 | 319.8376
2022 | 9 | 5 | 13 | 47.4638 | 65.8615 | 320.9317
2022 | 9 | 5 | 14 | 47.842 | 62.7036 | 310.6101
2022 | 9 | 5 | 15 | 49.1475 | 64.4496 | 322.1831
2022 | 9 | 5 | 16 | 51.8812 | 67.9419 | 335.4037
2022 | 9 | 5 | 17 | 53.6597 | 70.0716 | 363.3351
2022 | 9 | 5 | 18 | 52.5138 | 69.9948 | 382.4354
2022 | 9 | 5 | 19 | 50.9792 | 69.3027 | 375.5158
2022 | 9 | 5 | 20 | 48.9149 | 69.7035 | 368.3887
2022 | 9 | 5 | 21 | 43.9834 | 67.2007 | 336.4813
2022 | 9 | 5 | 22 | 38.8287 | 63.307 | 300.9124
2022 | 9 | 5 | 23 | 35.4679 | 59.4057 | 265.541
2022 | 9 | 6 | 0 | 33.596 | 54.9714 | 246.9194
2022 | 9 | 6 | 1 | 35.1916 | 54.1613 | 263.4192
2022 | 9 | 6 | 2 | 34.0971 | 52.8673 | 253.0024
2022 | 9 | 6 | 3 | 33.3765 | 52.2753 | 246.5911
2022 | 9 | 6 | 4 | 34.1895 | 52.768 | 246.221
2022 | 9 | 6 | 5 | 35.9398 | 54.5932 | 253.7356
2022 | 9 | 6 | 6 | 39.232 | 65.4108 | 282.3339
2022 | 9 | 6 | 7 | 42.0147 | 72.7615 | 313.7329
2022 | 9 | 6 | 8 | 43.9378 | 78.3677 | 331.3847
2022 | 9 | 6 | 9 | 45.5865 | 81.1372 | 340.0573
2022 | 9 | 6 | 10 | 47.3275 | 84.7374 | 345.8034
2022 | 9 | 6 | 11 | 48.8511 | 84.6304 | 349.4776
2022 | 9 | 6 | 12 | 49.4108 | 80.2566 | 345.0442
2022 | 9 | 6 | 13 | 50.0956 | 81.505 | 349.3712
2022 | 9 | 6 | 14 | 50.745 | 80.3432 | 352.6416
2022 | 9 | 6 | 15 | 51.6219 | 78.9152 | 360.2384
2022 | 9 | 6 | 16 | 53.7146 | 79.595 | 378.2238
2022 | 9 | 6 | 17 | 55.6541 | 76.9676 | 404.7686
2022 | 9 | 6 | 18 | 53.843 | 74.3879 | 426.9217
2022 | 9 | 6 | 19 | 52.9195 | 74.5233 | 430.3665
2022 | 9 | 6 | 20 | 53.063 | 74.3857 | 424.7501
2022 | 9 | 6 | 21 | 49.1694 | 70.5356 | 393.7925
2022 | 9 | 6 | 22 | 44.3643 | 65.9233 | 353.4403
2022 | 9 | 6 | 23 | 40.1911 | 60.8417 | 313.4614
2022 | 9 | 7 | 0 | 39.195 | 58.0705 | 288.1738
2022 | 9 | 7 | 1 | 36.9811 | 53.4533 | 260.5778
2022 | 9 | 7 | 2 | 35.6717 | 52.5586 | 250.6575
2022 | 9 | 7 | 3 | 34.8288 | 51.5924 | 244.9223
2022 | 9 | 7 | 4 | 35.5167 | 51.5801 | 244.9755
2022 | 9 | 7 | 5 | 37.3569 | 55.0813 | 252.1343
2022 | 9 | 7 | 6 | 41.2272 | 62.7781 | 276.5184
2022 | 9 | 7 | 7 | 44.0395 | 69.0633 | 304.2721
2022 | 9 | 7 | 8 | 45.564 | 72.4749 | 313.0975
2022 | 9 | 7 | 9 | 47.1147 | 75.9272 | 313.0735
2022 | 9 | 7 | 10 | 48.7595 | 78.5971 | 308.2693
2022 | 9 | 7 | 11 | 50.4556 | 78.7091 | 303.7424
2022 | 9 | 7 | 12 | 51.6376 | 76.7255 | 303.017
2022 | 9 | 7 | 13 | 52.1031 | 76.5241 | 298.8307
2022 | 9 | 7 | 14 | 52.431 | 75.7828 | 294.2132
2022 | 9 | 7 | 15 | 52.7552 | 74.8073 | 294.7243
2022 | 9 | 7 | 16 | 54.4479 | 72.0067 | 309.3305
2022 | 9 | 7 | 17 | 55.5239 | 68.9054 | 335.2268
2022 | 9 | 7 | 18 | 57.4866 | 64.6766 | 353.1388
2022 | 9 | 7 | 19 | 56.7975 | 62.513 | 354.5646
2022 | 9 | 7 | 20 | 56.7405 | 64.3846 | 352.4846
2022 | 9 | 7 | 21 | 52.4471 | 61.5514 | 325.4968
2022 | 9 | 7 | 22 | 47.2212 | 59.8801 | 292.5453
2022 | 9 | 7 | 23 | 42.386 | 55.5078 | 261.0238
2022 | 9 | 8 | 0 | 39.28 | 54.9864 | 255.6253
2022 | 9 | 8 | 1 | 36.4474 | 53.8521 | 237.0332
2022 | 9 | 8 | 2 | 35.2215 | 53.0959 | 229.1647
2022 | 9 | 8 | 3 | 34.4275 | 52.5809 | 225.4739
2022 | 9 | 8 | 4 | 35.186 | 52.3272 | 227.5202
2022 | 9 | 8 | 5 | 36.8955 | 55.4186 | 236.9135
2022 | 9 | 8 | 6 | 39.8618 | 63.2191 | 259.8564
2022 | 9 | 8 | 7 | 42.3704 | 69.3443 | 283.8217
2022 | 9 | 8 | 8 | 43.5452 | 73.1419 | 285.6613
2022 | 9 | 8 | 9 | 44.3831 | 74.7381 | 281.0311
2022 | 9 | 8 | 10 | 45.4042 | 77.7942 | 274.5188
2022 | 9 | 8 | 11 | 46.1696 | 78.1988 | 270.9147
2022 | 9 | 8 | 12 | 47.1365 | 78.426 | 251.9538
2022 | 9 | 8 | 13 | 47.7785 | 78.2448 | 254.9492
2022 | 9 | 8 | 14 | 48.613 | 74.7197 | 258.5217
2022 | 9 | 8 | 15 | 49.9227 | 73.0288 | 264.9604
2022 | 9 | 8 | 16 | 52.158 | 73.568 | 283.6199
2022 | 9 | 8 | 17 | 54.0557 | 70.9966 | 318.0095
2022 | 9 | 8 | 18 | 53.8876 | 66.1225 | 333.843
2022 | 9 | 8 | 19 | 53.0015 | 65.8899 | 341.4056
2022 | 9 | 8 | 20 | 51.8066 | 66.0408 | 340.88
2022 | 9 | 8 | 21 | 47.3641 | 63.7503 | 315.2531
2022 | 9 | 8 | 22 | 42.4397 | 59.2049 | 283.9077
2022 | 9 | 8 | 23 | 38.0556 | 54.3373 | 253.1511
2022 | 9 | 9 | 0 | 35.5032 | 54.2477 | 240.9064
2022 | 9 | 9 | 1 | 34.252 | 53.8025 | 235.4072
2022 | 9 | 9 | 2 | 33.1658 | 52.3565 | 227.8006
2022 | 9 | 9 | 3 | 32.4596 | 51.8081 | 223.7428
2022 | 9 | 9 | 4 | 33.1949 | 51.8927 | 225.7433
2022 | 9 | 9 | 5 | 34.7789 | 54.3047 | 234.6252
2022 | 9 | 9 | 6 | 39.009 | 62.7837 | 257.1733
2022 | 9 | 9 | 7 | 41.6711 | 68.5722 | 284.017
2022 | 9 | 9 | 8 | 43.1785 | 73.4174 | 289.3584
2022 | 9 | 9 | 9 | 44.2158 | 76.0587 | 286.5472
2022 | 9 | 9 | 10 | 45.032 | 77.5005 | 285.0638
2022 | 9 | 9 | 11 | 45.5981 | 78.1518 | 287.1863
2022 | 9 | 9 | 12 | 46.6502 | 78.5708 | 272.2635
2022 | 9 | 9 | 13 | 46.981 | 79.5032 | 277.9702
2022 | 9 | 9 | 14 | 47.2049 | 75.5125 | 285.2277
2022 | 9 | 9 | 15 | 48.0088 | 72.9112 | 294.262
2022 | 9 | 9 | 16 | 49.6814 | 74.3764 | 314.6229
2022 | 9 | 9 | 17 | 51.0239 | 70.3262 | 349.4514
2022 | 9 | 9 | 18 | 50.2254 | 65.37 | 373.0685
2022 | 9 | 9 | 19 | 49.5552 | 64.3384 | 381.2797
2022 | 9 | 9 | 20 | 49.0948 | 66.7512 | 378.6199
2022 | 9 | 9 | 21 | 45.4694 | 63.779 | 351.5701
2022 | 9 | 9 | 22 | 41.4954 | 60.5936 | 319.8465
2022 | 9 | 9 | 23 | 37.669 | 54.8578 | 287.9301
2022 | 9 | 10 | 0 | 35.4642 | 53.4755 | 262.6077
2022 | 9 | 10 | 1 | 31.6278 | 50.402 | 252.0339
2022 | 9 | 10 | 2 | 30.3559 | 49.4659 | 240.8965
2022 | 9 | 10 | 3 | 29.722 | 48.7554 | 234.1052
2022 | 9 | 10 | 4 | 29.7618 | 48.404 | 231.5983
2022 | 9 | 10 | 5 | 30.7253 | 50.0407 | 233.3515
2022 | 9 | 10 | 6 | 33.8726 | 51.6104 | 242.1366
2022 | 9 | 10 | 7 | 36.5774 | 52.4847 | 263.2113
2022 | 9 | 10 | 8 | 39.8224 | 55.3552 | 283.3684
2022 | 9 | 10 | 9 | 42.3988 | 60.5496 | 295.8451
2022 | 9 | 10 | 10 | 43.5671 | 64.2603 | 301.1871
2022 | 9 | 10 | 11 | 44.3694 | 64.9418 | 306.5018
2022 | 9 | 10 | 12 | 44.8163 | 64.5441 | 298.3073
2022 | 9 | 10 | 13 | 44.7548 | 64.284 | 300.6687
2022 | 9 | 10 | 14 | 44.4612 | 63.7308 | 306.9284
2022 | 9 | 10 | 15 | 44.762 | 62.3639 | 320.3743
2022 | 9 | 10 | 16 | 46.056 | 63.3558 | 344.9082
2022 | 9 | 10 | 17 | 46.9618 | 64.1966 | 382.043
2022 | 9 | 10 | 18 | 45.1284 | 62.3986 | 406.2644
2022 | 9 | 10 | 19 | 44.5131 | 61.2009 | 409.1257
2022 | 9 | 10 | 20 | 43.1933 | 59.2555 | 399.7881
2022 | 9 | 10 | 21 | 39.8992 | 58.6706 | 372.8899
2022 | 9 | 10 | 22 | 36.6119 | 55.1769 | 342.0518
2022 | 9 | 10 | 23 | 33.9342 | 52.8064 | 310.6731
2022 | 9 | 11 | 0 | 32.5386 | 53.099 | 289.0954
2022 | 9 | 11 | 1 | 30.478 | 54.1464 | 268.2557
2022 | 9 | 11 | 2 | 29.3963 | 52.9684 | 255.2711
2022 | 9 | 11 | 3 | 28.8669 | 52.1733 | 246.9126
2022 | 9 | 11 | 4 | 28.8547 | 52.2502 | 243.261
2022 | 9 | 11 | 5 | 29.3466 | 53.3945 | 243.0067
2022 | 9 | 11 | 6 | 31.6537 | 55.1233 | 248.3173
2022 | 9 | 11 | 7 | 33.7798 | 55.7783 | 268.4568
2022 | 9 | 11 | 8 | 36.5197 | 59.8787 | 293.2274
2022 | 9 | 11 | 9 | 38.7131 | 65.8136 | 314.8923
2022 | 9 | 11 | 10 | 39.9422 | 72.2237 | 327.6125
2022 | 9 | 11 | 11 | 40.9374 | 74.4065 | 336.7163
2022 | 9 | 11 | 12 | 42.6108 | 75.4829 | 329.3387
2022 | 9 | 11 | 13 | 42.727 | 77.2439 | 336.8784
2022 | 9 | 11 | 14 | 42.814 | 77.8948 | 347.1516
2022 | 9 | 11 | 15 | 43.7648 | 74.9212 | 361.4503
2022 | 9 | 11 | 16 | 45.8223 | 78.1315 | 389.0553
2022 | 9 | 11 | 17 | 47.7478 | 78.7871 | 427.0224
2022 | 9 | 11 | 18 | 47.178 | 77.8342 | 452.798
2022 | 9 | 11 | 19 | 46.8218 | 74.9692 | 455.5467
2022 | 9 | 11 | 20 | 45.5883 | 74.302 | 442.8481
2022 | 9 | 11 | 21 | 41.6429 | 73.6047 | 410.7684
2022 | 9 | 11 | 22 | 37.6571 | 69.326 | 369.8454
2022 | 9 | 11 | 23 | 34.5845 | 66.3078 | 328.7392
2022 | 9 | 12 | 0 | 33.4547 | 62.9814 | 300.3304
2022 | 9 | 12 | 1 | 32.7015 | 60.2805 | 275.5047
2022 | 9 | 12 | 2 | 32.0858 | 58.4768 | 263.7937
2022 | 9 | 12 | 3 | 31.8253 | 57.9069 | 256.0553
2022 | 9 | 12 | 4 | 32.9538 | 58.413 | 255.0596
2022 | 9 | 12 | 5 | 35.0298 | 61.2192 | 262.396
2022 | 9 | 12 | 6 | 39.7775 | 68.1781 | 289.0147
2022 | 9 | 12 | 7 | 42.7713 | 75.8004 | 323.1275
2022 | 9 | 12 | 8 | 44.0264 | 84.9839 | 337.6592
2022 | 9 | 12 | 9 | 44.4513 | 88.3736 | 341.5846
2022 | 9 | 12 | 10 | 45.0745 | 92.5849 | 341.975
2022 | 9 | 12 | 11 | 45.5259 | 93.3126 | 348.7194
2022 | 9 | 12 | 12 | 46.4464 | 93.6004 | 347.0678
2022 | 9 | 12 | 13 | 46.6421 | 94.6521 | 356.1818
2022 | 9 | 12 | 14 | 46.7844 | 90.3392 | 365.4553
2022 | 9 | 12 | 15 | 47.7573 | 87.8691 | 378.6249
2022 | 9 | 12 | 16 | 50.0335 | 90.9946 | 402.926
2022 | 9 | 12 | 17 | 52.1707 | 86.8707 | 438.412
2022 | 9 | 12 | 18 | 51.8139 | 82.3881 | 453.8465
2022 | 9 | 12 | 19 | 51.5265 | 80.8483 | 457.0669
2022 | 9 | 12 | 20 | 50.7377 | 79.6101 | 446.4668
2022 | 9 | 12 | 21 | 46.4782 | 74.8661 | 410.2132
2022 | 9 | 12 | 22 | 41.6899 | 69.2422 | 367.2635
2022 | 9 | 12 | 23 | 37.4435 | 64.0075 | 325.261
2022 | 9 | 13 | 0 | 35.9953 | 65.0027 | 299.3158
2022 | 9 | 13 | 1 | 33.2588 | 60.1702 | 288.0618
2022 | 9 | 13 | 2 | 32.4387 | 58.1636 | 275.2745
2022 | 9 | 13 | 3 | 31.9761 | 57.0477 | 266.5676
2022 | 9 | 13 | 4 | 33.0056 | 57.0497 | 264.5261
2022 | 9 | 13 | 5 | 34.9805 | 59.5939 | 270.6434
2022 | 9 | 13 | 6 | 39.3808 | 68.2532 | 298.3833
2022 | 9 | 13 | 7 | 42.1368 | 76.4111 | 332.3854
2022 | 9 | 13 | 8 | 43.262 | 82.4567 | 348.3927
2022 | 9 | 13 | 9 | 43.6469 | 84.564 | 353.8475
2022 | 9 | 13 | 10 | 44.4643 | 87.7802 | 355.6378
2022 | 9 | 13 | 11 | 45.0673 | 91.6025 | 360.3853
2022 | 9 | 13 | 12 | 45.6261 | 95.9631 | 374.1934
2022 | 9 | 13 | 13 | 46.0246 | 97.6821 | 378.7093
2022 | 9 | 13 | 14 | 46.4248 | 93.4579 | 383.0767
2022 | 9 | 13 | 15 | 47.2281 | 91.0523 | 393.1025
2022 | 9 | 13 | 16 | 49.057 | 95.1433 | 411.0405
2022 | 9 | 13 | 17 | 51.2851 | 90.4706 | 436.6936
2022 | 9 | 13 | 18 | 52.1747 | 87.7717 | 425.8391
2022 | 9 | 13 | 19 | 51.8251 | 85.2554 | 418.6384
2022 | 9 | 13 | 20 | 50.8581 | 85.7359 | 410.5479
2022 | 9 | 13 | 21 | 46.5656 | 80.5551 | 378.0842
2022 | 9 | 13 | 22 | 42.138 | 74.9492 | 340.7598
2022 | 9 | 13 | 23 | 38.2695 | 68.8393 | 304.8597
2022 | 9 | 14 | 0 | 36.1153 | 61.3688 | 302.588
2022 | 9 | 14 | 1 | 33.8092 | 61.548 | 266.2376
2022 | 9 | 14 | 2 | 32.9245 | 59.2428 | 256.7799
2022 | 9 | 14 | 3 | 32.3509 | 57.8285 | 249.2971
2022 | 9 | 14 | 4 | 33.3762 | 58.0983 | 248.5964
2022 | 9 | 14 | 5 | 35.4328 | 60.7003 | 255.5264
2022 | 9 | 14 | 6 | 39.2012 | 67.5953 | 276.7479
2022 | 9 | 14 | 7 | 42.3175 | 75.7695 | 304.9586
2022 | 9 | 14 | 8 | 43.4852 | 80.072 | 312.0223
2022 | 9 | 14 | 9 | 43.9418 | 83.4859 | 305.8881
2022 | 9 | 14 | 10 | 44.5758 | 85.1141 | 295.3947
2022 | 9 | 14 | 11 | 44.9116 | 88.5161 | 287.6885
2022 | 9 | 14 | 12 | 45.6242 | 86.9663 | 280.4049
2022 | 9 | 14 | 13 | 45.5842 | 87.4715 | 275.1563
2022 | 9 | 14 | 14 | 45.2685 | 81.47 | 271.1849
2022 | 9 | 14 | 15 | 46.0376 | 80.1642 | 275.1579
2022 | 9 | 14 | 16 | 48.3394 | 81.9415 | 290.076
2022 | 9 | 14 | 17 | 50.5802 | 77.4781 | 321.4774
2022 | 9 | 14 | 18 | 50.6603 | 73.7668 | 342.5067
2022 | 9 | 14 | 19 | 50.4547 | 72.6868 | 357.1589
2022 | 9 | 14 | 20 | 49.5639 | 72.1038 | 354.2539
2022 | 9 | 14 | 21 | 45.6342 | 68.9654 | 326.6228
2022 | 9 | 14 | 22 | 41.2416 | 64.1805 | 295.363
2022 | 9 | 14 | 23 | 37.3875 | 59.4174 | 263.8439
2022 | 9 | 15 | 0 | 35.994 | 60.0904 | 245.7291
2022 | 9 | 15 | 1 | 34.9832 | 56.4178 | 228.6103
2022 | 9 | 15 | 2 | 34.1134 | 55.3331 | 222.2381
2022 | 9 | 15 | 3 | 33.6184 | 54.2147 | 218.8909
2022 | 9 | 15 | 4 | 34.5318 | 54.326 | 222.0332
2022 | 9 | 15 | 5 | 36.3809 | 57.7989 | 232.2498
2022 | 9 | 15 | 6 | 39.9837 | 64.6085 | 258.2563
2022 | 9 | 15 | 7 | 42.9572 | 71.2856 | 280.9621
2022 | 9 | 15 | 8 | 43.7049 | 74.3444 | 274.3169
2022 | 9 | 15 | 9 | 43.5483 | 77.0996 | 259.8358
2022 | 9 | 15 | 10 | 43.7381 | 80.3408 | 250.9546
2022 | 9 | 15 | 11 | 43.7957 | 81.7741 | 251.131
2022 | 9 | 15 | 12 | 44.8987 | 81.4903 | 268.8651
2022 | 9 | 15 | 13 | 44.6997 | 81.5767 | 271.8031
2022 | 9 | 15 | 14 | 44.5398 | 78.0581 | 274.3808
2022 | 9 | 15 | 15 | 45.2689 | 77.5276 | 279.4672
2022 | 9 | 15 | 16 | 47.1526 | 77.221 | 293.2178
2022 | 9 | 15 | 17 | 49.4451 | 73.8094 | 321.7496
2022 | 9 | 15 | 18 | 50.207 | 69.4987 | 346.48
2022 | 9 | 15 | 19 | 50.2952 | 68.8222 | 357.5498
2022 | 9 | 15 | 20 | 49.5941 | 68.4955 | 357.2881
2022 | 9 | 15 | 21 | 46.0074 | 65.2701 | 330.8084
2022 | 9 | 15 | 22 | 41.8844 | 62.5119 | 299.9202
2022 | 9 | 15 | 23 | 37.7883 | 57.8597 | 268.6051
2022 | 9 | 16 | 0 | 36.3563 | 55.9233 | 246.7113
2022 | 9 | 16 | 1 | 34.8595 | 53.8017 | 236.8501
2022 | 9 | 16 | 2 | 34.0016 | 52.4823 | 230.2168
2022 | 9 | 16 | 3 | 33.53 | 52.0144 | 226.7056
2022 | 9 | 16 | 4 | 34.4347 | 52.4805 | 228.7061
2022 | 9 | 16 | 5 | 36.5323 | 55.0496 | 237.5095
2022 | 9 | 16 | 6 | 40.7639 | 63.057 | 266.4947
2022 | 9 | 16 | 7 | 43.74 | 69.3897 | 298.0893
2022 | 9 | 16 | 8 | 45.1629 | 72.3069 | 307.2099
2022 | 9 | 16 | 9 | 45.7111 | 74.7391 | 307.0187
2022 | 9 | 16 | 10 | 46.4595 | 77.1072 | 307.0752
2022 | 9 | 16 | 11 | 46.7162 | 78.6352 | 309.2186
2022 | 9 | 16 | 12 | 46.8221 | 78.6024 | 303.495
2022 | 9 | 16 | 13 | 46.8917 | 78.9711 | 302.5947
2022 | 9 | 16 | 14 | 46.9282 | 75.7079 | 305.2766
2022 | 9 | 16 | 15 | 47.3678 | 73.7554 | 310.6944
2022 | 9 | 16 | 16 | 48.6721 | 73.3493 | 324.2543
2022 | 9 | 16 | 17 | 50.1452 | 70.3289 | 352.0721
2022 | 9 | 16 | 18 | 50.0554 | 63.9326 | 380.4513
2022 | 9 | 16 | 19 | 50.1182 | 64.9607 | 385.977
2022 | 9 | 16 | 20 | 49.5277 | 64.5749 | 380.9907
2022 | 9 | 16 | 21 | 45.9553 | 62.6281 | 353.7963
2022 | 9 | 16 | 22 | 42.0309 | 58.1935 | 322.739
2022 | 9 | 16 | 23 | 38.2138 | 52.8661 | 291.5433
2022 | 9 | 17 | 0 | 35.6796 | 51.5342 | 269.2117
2022 | 9 | 17 | 1 | 34.9442 | 52.5215 | 258.1142
2022 | 9 | 17 | 2 | 33.6237 | 51.0302 | 246.9645
2022 | 9 | 17 | 3 | 32.8049 | 50.3938 | 240.0149
2022 | 9 | 17 | 4 | 32.9486 | 50.6834 | 237.7887
2022 | 9 | 17 | 5 | 33.7271 | 52.366 | 240.1003
2022 | 9 | 17 | 6 | 36.1415 | 54.9979 | 248.5371
2022 | 9 | 17 | 7 | 39.2436 | 56.9465 | 271.4221
2022 | 9 | 17 | 8 | 43.3235 | 59.9759 | 299.9662
2022 | 9 | 17 | 9 | 47.6384 | 61.8089 | 322.7172
2022 | 9 | 17 | 10 | 51.2403 | 64.3662 | 332.6277
2022 | 9 | 17 | 11 | 53.4503 | 65.2718 | 334.8523
2022 | 9 | 17 | 12 | 54.9591 | 65.2312 | 328.6077
2022 | 9 | 17 | 13 | 55.7848 | 64.2921 | 325.9755
2022 | 9 | 17 | 14 | 56.5109 | 60.5347 | 326.3695
2022 | 9 | 17 | 15 | 57.1273 | 59.7316 | 334.5184
2022 | 9 | 17 | 16 | 58.605 | 60.7174 | 352.5233
2022 | 9 | 17 | 17 | 59.5633 | 60.2108 | 380.4267
2022 | 9 | 17 | 18 | 58.4517 | 56.1294 | 391.5731
2022 | 9 | 17 | 19 | 57.7596 | 56.5875 | 387.7451
2022 | 9 | 17 | 20 | 56.0291 | 56.5408 | 377.3387
2022 | 9 | 17 | 21 | 52.0104 | 55.0622 | 351.6423
2022 | 9 | 17 | 22 | 47.56 | 52.3625 | 324.3223
2022 | 9 | 17 | 23 | 43.4614 | 49.3012 | 297.5018
2022 | 9 | 18 | 0 | 39.399 | 52.7035 | 278.5362
2022 | 9 | 18 | 1 | 39.3589 | 48.5762 | 251.7316
2022 | 9 | 18 | 2 | 37.233 | 47.5758 | 241.2124
2022 | 9 | 18 | 3 | 35.7704 | 47.0494 | 235.2516
2022 | 9 | 18 | 4 | 35.2564 | 47.0321 | 232.9367
2022 | 9 | 18 | 5 | 35.6408 | 47.6306 | 233.5123
2022 | 9 | 18 | 6 | 39.072 | 51.3252 | 236.5619
2022 | 9 | 18 | 7 | 42.319 | 52.279 | 253.9298
2022 | 9 | 18 | 8 | 47.2692 | 53.6536 | 276.1133
2022 | 9 | 18 | 9 | 52.5534 | 57.3141 | 294.6175
2022 | 9 | 18 | 10 | 56.9613 | 59.9936 | 301.869
2022 | 9 | 18 | 11 | 59.7786 | 61.4145 | 301.0828
2022 | 9 | 18 | 12 | 61.127 | 56.3596 | 301.9019
2022 | 9 | 18 | 13 | 61.934 | 56.7611 | 301.972
2022 | 9 | 18 | 14 | 62.1357 | 59.9924 | 297.6612
2022 | 9 | 18 | 15 | 62.4102 | 57.8401 | 295.5616
2022 | 9 | 18 | 16 | 64.1197 | 55.3691 | 306.9864
2022 | 9 | 18 | 17 | 65.033 | 55.7227 | 332.8626
2022 | 9 | 18 | 18 | 64.7331 | 55.2526 | 347.2736
2022 | 9 | 18 | 19 | 63.4989 | 55.596 | 345.5161
2022 | 9 | 18 | 20 | 60.7174 | 54.7437 | 337.0313
2022 | 9 | 18 | 21 | 55.987 | 54.5209 | 309.5756
2022 | 9 | 18 | 22 | 50.4309 | 52.3436 | 279.8112
2022 | 9 | 18 | 23 | 45.8872 | 50.6969 | 251.3829
2022 | 9 | 19 | 0 | 44.9642 | 50.0677 | 228.39
2022 | 9 | 19 | 1 | 38.324 | 47.755 | 226.1098
2022 | 9 | 19 | 2 | 37.0371 | 47.6474 | 220.4459
2022 | 9 | 19 | 3 | 36.2642 | 48.0301 | 217.9399
2022 | 9 | 19 | 4 | 36.9449 | 49.1952 | 221.2213
2022 | 9 | 19 | 5 | 38.9418 | 52.6048 | 232.6665
2022 | 9 | 19 | 6 | 42.8457 | 61.1095 | 257.0022
2022 | 9 | 19 | 7 | 46.7426 | 67.8752 | 283.1937
2022 | 9 | 19 | 8 | 49.0392 | 74.162 | 285.3511
2022 | 9 | 19 | 9 | 50.0125 | 75.057 | 280.643
2022 | 9 | 19 | 10 | 50.7274 | 76.9938 | 273.7055
2022 | 9 | 19 | 11 | 50.7247 | 74.6753 | 269.694
2022 | 9 | 19 | 12 | 50.2583 | 71.879 | 256.1347
2022 | 9 | 19 | 13 | 49.8639 | 71.0962 | 258.6884
2022 | 9 | 19 | 14 | 49.153 | 71.1728 | 262.0234
2022 | 9 | 19 | 15 | 49.5959 | 69.7295 | 268.6647
2022 | 9 | 19 | 16 | 51.437 | 67.2992 | 288.1083
2022 | 9 | 19 | 17 | 52.7847 | 64.6844 | 324.3713
2022 | 9 | 19 | 18 | 52.4599 | 64.7986 | 343.902
2022 | 9 | 19 | 19 | 51.4893 | 65.9625 | 353.0786
2022 | 9 | 19 | 20 | 49.5236 | 65.0445 | 345.2039
2022 | 9 | 19 | 21 | 45.0052 | 62.7761 | 314.6086
2022 | 9 | 19 | 22 | 40.3429 | 59.0829 | 281.2378
2022 | 9 | 19 | 23 | 36.6104 | 54.5693 | 250.202
2022 | 9 | 20 | 0 | 35.1883 | 53.04 | 228.65
2022 | 9 | 20 | 1 | 35.0883 | 51.3219 | 228.2336
2022 | 9 | 20 | 2 | 34.3629 | 50.702 | 222.3283
2022 | 9 | 20 | 3 | 33.9509 | 50.3459 | 219.5602
2022 | 9 | 20 | 4 | 34.9289 | 50.6019 | 222.1234
2022 | 9 | 20 | 5 | 37.1714 | 53.9396 | 232.0618
2022 | 9 | 20 | 6 | 41.2019 | 62.144 | 256.5629
2022 | 9 | 20 | 7 | 44.1214 | 68.1283 | 284.0799
2022 | 9 | 20 | 8 | 44.8772 | 71.9709 | 283.289
2022 | 9 | 20 | 9 | 44.5717 | 73.0417 | 272.2249
2022 | 9 | 20 | 10 | 44.4043 | 73.3474 | 265.1601
2022 | 9 | 20 | 11 | 44.4172 | 75.5963 | 266.3389
2022 | 9 | 20 | 12 | 44.3242 | 71.8162 | 257.536
2022 | 9 | 20 | 13 | 44.2894 | 72.0878 | 260.2533
2022 | 9 | 20 | 14 | 44.4557 | 69.1347 | 266.452
2022 | 9 | 20 | 15 | 45.5711 | 66.291 | 275.7379
2022 | 9 | 20 | 16 | 48.0429 | 67.027 | 298.8413
2022 | 9 | 20 | 17 | 50.8158 | 63.3877 | 337.6119
2022 | 9 | 20 | 18 | 52.0794 | 61.7492 | 363.5498
2022 | 9 | 20 | 19 | 52.0888 | 62.7582 | 376.3655
2022 | 9 | 20 | 20 | 51.0908 | 62.5404 | 368.8009
2022 | 9 | 20 | 21 | 47.3041 | 60.8043 | 338.6009
2022 | 9 | 20 | 22 | 42.7533 | 56.9765 | 303.3197
2022 | 9 | 20 | 23 | 38.6736 | 52.5229 | 269.1142
2022 | 9 | 21 | 0 | 36.9749 | 51.6632 | 248.3139
2022 | 9 | 21 | 1 | 35.4368 | 52.5947 | 234.3568
2022 | 9 | 21 | 2 | 34.735 | 51.3602 | 227.7893
2022 | 9 | 21 | 3 | 34.4319 | 50.6675 | 224.2833
2022 | 9 | 21 | 4 | 35.4107 | 51.1107 | 226.48
2022 | 9 | 21 | 5 | 38.0237 | 54.0091 | 236.5108
2022 | 9 | 21 | 6 | 41.8949 | 61.0385 | 261.3756
2022 | 9 | 21 | 7 | 45.076 | 67.0784 | 289.4754
2022 | 9 | 21 | 8 | 46.1288 | 71.0211 | 292.0375
2022 | 9 | 21 | 9 | 46.4271 | 72.3474 | 285.1694
2022 | 9 | 21 | 10 | 46.7791 | 73.1565 | 279.2297
2022 | 9 | 21 | 11 | 47.1011 | 74.8592 | 279.262
2022 | 9 | 21 | 12 | 47.9288 | 72.616 | 280.0127
2022 | 9 | 21 | 13 | 48.176 | 72.899 | 283.7638
2022 | 9 | 21 | 14 | 48.6085 | 70.5499 | 287.9265
2022 | 9 | 21 | 15 | 49.3801 | 68.7209 | 294.7603
2022 | 9 | 21 | 16 | 51.3521 | 67.7825 | 314.8305
2022 | 9 | 21 | 17 | 53.0414 | 63.7827 | 348.003
2022 | 9 | 21 | 18 | 53.5083 | 60.8606 | 368.949
2022 | 9 | 21 | 19 | 53.9523 | 61.1504 | 379.0586
2022 | 9 | 21 | 20 | 52.4364 | 60.8851 | 373.259
2022 | 9 | 21 | 21 | 48.3257 | 59.1779 | 344.4821
2022 | 9 | 21 | 22 | 43.7151 | 56.6658 | 309.5794
2022 | 9 | 21 | 23 | 39.3098 | 52.0418 | 275.5595
2022 | 9 | 22 | 0 | 36.2361 | 52.3273 | 253.1174
2022 | 9 | 22 | 1 | 34.7815 | 51.4754 | 254.9594
2022 | 9 | 22 | 2 | 34.0111 | 50.4995 | 245.7102
2022 | 9 | 22 | 3 | 33.6257 | 49.9701 | 240.436
2022 | 9 | 22 | 4 | 34.669 | 50.2395 | 241.0603
2022 | 9 | 22 | 5 | 37.0199 | 52.6817 | 250.2976
2022 | 9 | 22 | 6 | 41.2364 | 61.8971 | 279.4644
2022 | 9 | 22 | 7 | 44.5118 | 68.6095 | 312.8498
2022 | 9 | 22 | 8 | 45.7062 | 74.02 | 325.771
2022 | 9 | 22 | 9 | 45.8915 | 74.9734 | 328.9871
2022 | 9 | 22 | 10 | 46.5041 | 76.9833 | 329.9078
2022 | 9 | 22 | 11 | 46.701 | 76.749 | 335.2713
2022 | 9 | 22 | 12 | 46.6757 | 75.0647 | 344.4215
2022 | 9 | 22 | 13 | 46.6845 | 76.1368 | 351.4387
2022 | 9 | 22 | 14 | 46.6882 | 72.3406 | 357.2604
2022 | 9 | 22 | 15 | 47.6721 | 70.6685 | 365.4762
2022 | 9 | 22 | 16 | 49.6799 | 71.9154 | 382.0682
2022 | 9 | 22 | 17 | 51.5457 | 67.6083 | 408.0843
2022 | 9 | 22 | 18 | 51.7738 | 67.9442 | 420.4353
2022 | 9 | 22 | 19 | 52.3016 | 69.5708 | 424.9019
2022 | 9 | 22 | 20 | 51.0813 | 67.6541 | 416.7519
2022 | 9 | 22 | 21 | 47.0304 | 64.7925 | 386.1589
2022 | 9 | 22 | 22 | 42.5606 | 60.9505 | 348.4812
2022 | 9 | 22 | 23 | 38.6995 | 56.3554 | 310.9999
2022 | 9 | 23 | 0 | 36.4233 | 52.3922 | 290.9895
2022 | 9 | 23 | 1 | 35.5944 | 50.8758 | 281.9854
2022 | 9 | 23 | 2 | 34.7972 | 49.3543 | 270.4677
2022 | 9 | 23 | 3 | 34.4089 | 48.9259 | 263.4095
2022 | 9 | 23 | 4 | 35.4427 | 49.8591 | 262.2733
2022 | 9 | 23 | 5 | 37.6607 | 51.5981 | 269.8497
2022 | 9 | 23 | 6 | 41.7093 | 61.8112 | 299.1333
2022 | 9 | 23 | 7 | 44.7316 | 68.8979 | 335.0824
2022 | 9 | 23 | 8 | 45.1943 | 74.7166 | 356.8335
2022 | 9 | 23 | 9 | 44.1958 | 77.2602 | 369.1772
2022 | 9 | 23 | 10 | 43.6274 | 79.0999 | 372.5015
2022 | 9 | 23 | 11 | 43.1436 | 76.5171 | 371.2856
2022 | 9 | 23 | 12 | 42.4538 | 68.6742 | 381.149
2022 | 9 | 23 | 13 | 41.8091 | 69.6996 | 384.479
2022 | 9 | 23 | 14 | 41.3832 | 68.3506 | 385.808
2022 | 9 | 23 | 15 | 41.987 | 64.9773 | 391.86
2022 | 9 | 23 | 16 | 44.1786 | 64.1487 | 404.482
2022 | 9 | 23 | 17 | 46.4442 | 59.5062 | 422.4095
2022 | 9 | 23 | 18 | 48.8769 | 62.2331 | 433.6907
2022 | 9 | 23 | 19 | 50.0005 | 64.1372 | 435.4648
2022 | 9 | 23 | 20 | 49.6226 | 62.6549 | 423.8809
2022 | 9 | 23 | 21 | 46.5481 | 60.3177 | 392.4097
2022 | 9 | 23 | 22 | 42.9129 | 57.348 | 357.9426
2022 | 9 | 23 | 23 | 39.0866 | 51.5794 | 323.5947
2022 | 9 | 24 | 0 | 36.4775 | 49.1421 | 289.2352
2022 | 9 | 24 | 1 | 34.6161 | 45.5668 | 276.3334
2022 | 9 | 24 | 2 | 33.5334 | 44.9363 | 263.7866
2022 | 9 | 24 | 3 | 33.0637 | 44.5475 | 256.5073
2022 | 9 | 24 | 4 | 33.3636 | 44.6255 | 252.7072
2022 | 9 | 24 | 5 | 34.5142 | 46.0825 | 253.4089
2022 | 9 | 24 | 6 | 36.927 | 48.8686 | 265.5192
2022 | 9 | 24 | 7 | 39.7454 | 49.6204 | 289.3735
2022 | 9 | 24 | 8 | 42.7856 | 53.0934 | 313.746
2022 | 9 | 24 | 9 | 45.1334 | 57.107 | 331.9224
2022 | 9 | 24 | 10 | 46.3311 | 59.1155 | 337.8874
2022 | 9 | 24 | 11 | 46.8136 | 59.2188 | 336.8493
2022 | 9 | 24 | 12 | 47.3651 | 57.7818 | 334.3356
2022 | 9 | 24 | 13 | 46.9262 | 57.4528 | 333.8486
2022 | 9 | 24 | 14 | 46.5534 | 61.2904 | 330.6331
2022 | 9 | 24 | 15 | 47.0227 | 59.4149 | 329.3393
2022 | 9 | 24 | 16 | 48.6579 | 53.6577 | 339.5804
2022 | 9 | 24 | 17 | 49.7832 | 52.7636 | 363.4993
2022 | 9 | 24 | 18 | 48.8221 | 49.3502 | 380.8615
2022 | 9 | 24 | 19 | 48.063 | 51.2457 | 386.75
2022 | 9 | 24 | 20 | 45.5056 | 48.8902 | 369.4137
2022 | 9 | 24 | 21 | 41.638 | 50.2752 | 339.7273
2022 | 9 | 24 | 22 | 38.2125 | 48.3834 | 309.754
2022 | 9 | 24 | 23 | 35.469 | 46.6969 | 281.3085
2022 | 9 | 25 | 0 | 34.444 | 45.9933 | 251.6396
2022 | 9 | 25 | 1 | 32.9162 | 43.7969 | 242.674
2022 | 9 | 25 | 2 | 32.0759 | 43.2079 | 233.8247
2022 | 9 | 25 | 3 | 31.6492 | 43.2007 | 228.5802
2022 | 9 | 25 | 4 | 31.9007 | 44.3445 | 226.4712
2022 | 9 | 25 | 5 | 32.6206 | 45.5684 | 228.4791
2022 | 9 | 25 | 6 | 34.1638 | 48.6908 | 234.6793
2022 | 9 | 25 | 7 | 36.962 | 48.3573 | 251.6883
2022 | 9 | 25 | 8 | 39.9855 | 52.8018 | 265.152
2022 | 9 | 25 | 9 | 42.3571 | 54.4304 | 274.5494
2022 | 9 | 25 | 10 | 43.9356 | 54.9102 | 274.5294
2022 | 9 | 25 | 11 | 44.3323 | 54.3108 | 276.507
2022 | 9 | 25 | 12 | 44.4882 | 55.4157 | 282.4026
2022 | 9 | 25 | 13 | 44.0795 | 55.9967 | 283.6127
2022 | 9 | 25 | 14 | 43.5566 | 62.5656 | 277.9543
2022 | 9 | 25 | 15 | 44.082 | 62.6675 | 278.2432
2022 | 9 | 25 | 16 | 46.0593 | 55.1236 | 289.1046
2022 | 9 | 25 | 17 | 48.0086 | 54.0174 | 319.696
2022 | 9 | 25 | 18 | 47.1015 | 54.5386 | 312.6044
2022 | 9 | 25 | 19 | 47.435 | 56.0594 | 309.2251
2022 | 9 | 25 | 20 | 45.8635 | 55.3315 | 299.503
2022 | 9 | 25 | 21 | 41.9178 | 53.8794 | 273.6456
2022 | 9 | 25 | 22 | 37.9901 | 51.0461 | 247.1885
2022 | 9 | 25 | 23 | 34.8701 | 48.8731 | 223.1
2022 | 9 | 26 | 0 | 33.7821 | 47.9593 | 229.6674
2022 | 9 | 26 | 1 | 34.0116 | 49.8302 | 225.6813
2022 | 9 | 26 | 2 | 33.5474 | 49.3394 | 221.847
2022 | 9 | 26 | 3 | 33.5112 | 49.4049 | 219.9649
2022 | 9 | 26 | 4 | 34.7458 | 50.9419 | 223.6064
2022 | 9 | 26 | 5 | 37.2596 | 54.1509 | 235.3323
2022 | 9 | 26 | 6 | 41.5879 | 62.5115 | 258.3688
2022 | 9 | 26 | 7 | 44.7484 | 69.287 | 288.2354
2022 | 9 | 26 | 8 | 45.3313 | 75.6387 | 291.6326
2022 | 9 | 26 | 9 | 44.5788 | 77.2476 | 281.9396
2022 | 9 | 26 | 10 | 44.4255 | 77.9636 | 272.3537
2022 | 9 | 26 | 11 | 44.2775 | 78.0009 | 268.7586
2022 | 9 | 26 | 12 | 44.0496 | 74.4002 | 269.1452
2022 | 9 | 26 | 13 | 43.9969 | 74.5285 | 265.7663
2022 | 9 | 26 | 14 | 44.2643 | 74.1324 | 265.6396
2022 | 9 | 26 | 15 | 45.5816 | 70.3855 | 270.1021
2022 | 9 | 26 | 16 | 48.3563 | 69.2704 | 287.9583
2022 | 9 | 26 | 17 | 50.8306 | 65.6468 | 323.0083
2022 | 9 | 26 | 18 | 52.6631 | 62.1872 | 349.3675
2022 | 9 | 26 | 19 | 53.0201 | 63.1989 | 360.2436
2022 | 9 | 26 | 20 | 51.4585 | 62.2562 | 351.7291
2022 | 9 | 26 | 21 | 47.3298 | 59.9585 | 322.4327
2022 | 9 | 26 | 22 | 42.8195 | 56.6432 | 289.8507
2022 | 9 | 26 | 23 | 38.7036 | 52.5249 | 259.3502
2022 | 9 | 27 | 0 | 36.483 | 53.0962 | 239.107
2022 | 9 | 27 | 1 | 34.4943 | 51.8265 | 227.183
2022 | 9 | 27 | 2 | 33.79 | 50.9863 | 222.9099
2022 | 9 | 27 | 3 | 33.4657 | 50.5668 | 221.4711
2022 | 9 | 27 | 4 | 34.5628 | 51.0383 | 225.1109
2022 | 9 | 27 | 5 | 36.9565 | 53.6983 | 236.9806
2022 | 9 | 27 | 6 | 41.0922 | 61.3399 | 262.4492
2022 | 9 | 27 | 7 | 44.3851 | 67.7229 | 290.0793
2022 | 9 | 27 | 8 | 45.5572 | 71.5564 | 287.8424
2022 | 9 | 27 | 9 | 45.6009 | 71.7718 | 272.1827
2022 | 9 | 27 | 10 | 46.0864 | 72.9212 | 261.5612
2022 | 9 | 27 | 11 | 46.1784 | 75.2279 | 257.487
2022 | 9 | 27 | 12 | 44.4246 | 73.8574 | 246.5053
2022 | 9 | 27 | 13 | 44.5126 | 74.1476 | 245.2898
2022 | 9 | 27 | 14 | 44.6063 | 71.3063 | 244.9707
2022 | 9 | 27 | 15 | 45.4724 | 69.3338 | 248.2657
2022 | 9 | 27 | 16 | 47.6337 | 68.9881 | 267.2979
2022 | 9 | 27 | 17 | 50.152 | 65.5867 | 304.2155
2022 | 9 | 27 | 18 | 50.7585 | 59.9196 | 338.918
2022 | 9 | 27 | 19 | 50.9867 | 60.7493 | 352.0342
2022 | 9 | 27 | 20 | 49.6898 | 59.5472 | 345.843
2022 | 9 | 27 | 21 | 45.5584 | 57.9715 | 318.7377
2022 | 9 | 27 | 22 | 41.1766 | 55.6133 | 287.9657
2022 | 9 | 27 | 23 | 37.6293 | 50.8074 | 258.5486
2022 | 9 | 28 | 0 | 36.3849 | 51.3248 | 238.5256
2022 | 9 | 28 | 1 | 34.7408 | 49.8327 | 225.7459
2022 | 9 | 28 | 2 | 33.977 | 48.3826 | 222.0699
2022 | 9 | 28 | 3 | 33.5717 | 47.7859 | 220.522
2022 | 9 | 28 | 4 | 34.5972 | 48.3059 | 223.8415
2022 | 9 | 28 | 5 | 36.8051 | 50.0043 | 235.872
2022 | 9 | 28 | 6 | 40.4567 | 59.0652 | 262.0332
2022 | 9 | 28 | 7 | 43.7579 | 65.9036 | 289.2419
2022 | 9 | 28 | 8 | 44.3471 | 71.3598 | 285.9758
2022 | 9 | 28 | 9 | 43.8119 | 72.7166 | 270.3504
2022 | 9 | 28 | 10 | 43.7195 | 73.0679 | 257.3477
2022 | 9 | 28 | 11 | 43.6654 | 72.39 | 251.4112
2022 | 9 | 28 | 12 | 44.2503 | 70.3231 | 256.535
2022 | 9 | 28 | 13 | 44.1753 | 71.1635 | 255.2885
2022 | 9 | 28 | 14 | 44.0261 | 69.8596 | 255.7184
2022 | 9 | 28 | 15 | 45.0898 | 69.072 | 259.1707
2022 | 9 | 28 | 16 | 47.7655 | 68.2915 | 278.8964
2022 | 9 | 28 | 17 | 50.2016 | 64.2972 | 313.5007
2022 | 9 | 28 | 18 | 50.8344 | 61.558 | 337.4711
2022 | 9 | 28 | 19 | 51.2399 | 63.4645 | 350.5767
2022 | 9 | 28 | 20 | 50.1446 | 60.6418 | 343.704
2022 | 9 | 28 | 21 | 46.1967 | 59.4782 | 317.2114
2022 | 9 | 28 | 22 | 41.6683 | 55.3553 | 285.2258
2022 | 9 | 28 | 23 | 37.6331 | 50.4283 | 255.1213
2022 | 9 | 29 | 0 | 36.4123 | 50.2782 | 237.122
2022 | 9 | 29 | 1 | 33.9476 | 48.9758 | 222.4099
2022 | 9 | 29 | 2 | 33.2205 | 48.0682 | 217.0905
2022 | 9 | 29 | 3 | 32.8863 | 47.2787 | 215.3215
2022 | 9 | 29 | 4 | 33.7741 | 47.6928 | 219.0631
2022 | 9 | 29 | 5 | 35.794 | 50.5216 | 230.7882
2022 | 9 | 29 | 6 | 39.8317 | 58.728 | 256.6307
2022 | 9 | 29 | 7 | 42.7242 | 65.2532 | 283.3088
2022 | 9 | 29 | 8 | 43.1609 | 70.3097 | 278.9088
2022 | 9 | 29 | 9 | 42.6723 | 71.7314 | 263.0181
2022 | 9 | 29 | 10 | 42.5402 | 73.9261 | 250.1902
2022 | 9 | 29 | 11 | 42.5172 | 72.7957 | 247.6294
2022 | 9 | 29 | 12 | 44.092 | 72.2408 | 256.0732
2022 | 9 | 29 | 13 | 44.2137 | 73.1533 | 256.3381
2022 | 9 | 29 | 14 | 44.3764 | 72.8954 | 259.3857
2022 | 9 | 29 | 15 | 45.4075 | 72.081 | 264.9649
2022 | 9 | 29 | 16 | 47.4291 | 70.1359 | 283.4963
2022 | 9 | 29 | 17 | 49.4412 | 65.6399 | 312.6813
2022 | 9 | 29 | 18 | 50.3619 | 62.4905 | 339.4828
2022 | 9 | 29 | 19 | 50.6802 | 63.0975 | 349.4126
2022 | 9 | 29 | 20 | 49.5119 | 61.2849 | 343.2057
2022 | 9 | 29 | 21 | 45.9121 | 58.8061 | 315.9118
2022 | 9 | 29 | 22 | 41.8955 | 57.4244 | 284.3176
2022 | 9 | 29 | 23 | 37.9821 | 52.9396 | 254.2912
2022 | 9 | 30 | 0 | 35.3847 | 50.4774 | 236.4734
2022 | 9 | 30 | 1 | 32.9436 | 47.1564 | 215.2657
2022 | 9 | 30 | 2 | 32.0973 | 46.2486 | 209.3255
2022 | 9 | 30 | 3 | 31.616 | 46.0782 | 206.6046
2022 | 9 | 30 | 4 | 32.3508 | 46.701 | 209.1939
2022 | 9 | 30 | 5 | 34.2184 | 49.4952 | 220.1613
2022 | 9 | 30 | 6 | 38.2285 | 57.9697 | 247.6164
2022 | 9 | 30 | 7 | 41.3229 | 64.3585 | 279.6006
2022 | 9 | 30 | 8 | 42.7542 | 67.7236 | 296.5093
2022 | 9 | 30 | 9 | 43.3116 | 68.2521 | 304.3588
2022 | 9 | 30 | 10 | 43.9316 | 69.7042 | 301.3433
2022 | 9 | 30 | 11 | 44.0107 | 69.0462 | 292.6303
2022 | 9 | 30 | 12 | 43.8769 | 66.0738 | 278.2604
2022 | 9 | 30 | 13 | 43.9795 | 65.5325 | 277.9427
2022 | 9 | 30 | 14 | 43.7795 | 65.8516 | 280.7533
2022 | 9 | 30 | 15 | 44.2224 | 62.9217 | 286.8674
2022 | 9 | 30 | 16 | 45.6532 | 60.3286 | 302.0798
2022 | 9 | 30 | 17 | 47.0975 | 57.113 | 324.2516
2022 | 9 | 30 | 18 | 47.0781 | 57.6263 | 335.0155
2022 | 9 | 30 | 19 | 47.1292 | 58.7432 | 342.4834
2022 | 9 | 30 | 20 | 46.0289 | 56.7189 | 333.8907
2022 | 9 | 30 | 21 | 42.5452 | 55.8401 | 308.7125
2022 | 9 | 30 | 22 | 38.9198 | 52.4475 | 282.8569
2022 | 9 | 30 | 23 | 35.6678 | 46.4946 | 257.3754
2022 | 10 | 1 | 0 | 33.6848 | 44.4402 | 236.5216
2022 | 10 | 1 | 1 | 30.3473 | 45.1978 | 229.8209
2022 | 10 | 1 | 2 | 29.3273 | 44.6942 | 223.9048
2022 | 10 | 1 | 3 | 28.7952 | 44.6243 | 220.0641
2022 | 10 | 1 | 4 | 28.9213 | 44.9684 | 220.0175
2022 | 10 | 1 | 5 | 30.0074 | 46.4684 | 224.6402
2022 | 10 | 1 | 6 | 32.4215 | 50.5189 | 235.3945
2022 | 10 | 1 | 7 | 35.1323 | 52.3203 | 258.9751
2022 | 10 | 1 | 8 | 38.1635 | 56.0133 | 274.8651
2022 | 10 | 1 | 9 | 40.7471 | 57.1874 | 274.5178
2022 | 10 | 1 | 10 | 41.9399 | 57.9583 | 268.3052
2022 | 10 | 1 | 11 | 42.393 | 57.3247 | 264.8786
2022 | 10 | 1 | 12 | 42.8062 | 55.4105 | 256.3731
2022 | 10 | 1 | 13 | 42.0389 | 53.8616 | 251.0569
2022 | 10 | 1 | 14 | 41.3286 | 53.8765 | 244.0861
2022 | 10 | 1 | 15 | 41.0721 | 55.0795 | 248.348
2022 | 10 | 1 | 16 | 42.177 | 50.7213 | 267.5957
2022 | 10 | 1 | 17 | 43.1751 | 49.733 | 306.1974
2022 | 10 | 1 | 18 | 42.8577 | 50.4791 | 335.9179
2022 | 10 | 1 | 19 | 43.1188 | 54.3201 | 348.284
2022 | 10 | 1 | 20 | 40.5688 | 53.0471 | 334.2371
2022 | 10 | 1 | 21 | 37.5459 | 50.5797 | 310.0058
2022 | 10 | 1 | 22 | 34.7334 | 48.0957 | 285.7006
2022 | 10 | 1 | 23 | 32.4001 | 45.5111 | 262.0987
2022 | 10 | 2 | 0 | 30.7688 | 45.5772 | 246.4062
2022 | 10 | 2 | 1 | 28.0053 | 45.0305 | 225.6907
2022 | 10 | 2 | 2 | 27.2107 | 44.6788 | 217.8632
2022 | 10 | 2 | 3 | 26.8381 | 44.5561 | 213.9789
2022 | 10 | 2 | 4 | 27.0073 | 44.5975 | 213.5245
2022 | 10 | 2 | 5 | 27.9667 | 46.026 | 216.556
2022 | 10 | 2 | 6 | 29.904 | 48.8073 | 226.2046
2022 | 10 | 2 | 7 | 32.1823 | 50.4737 | 246.4948
2022 | 10 | 2 | 8 | 35.0437 | 51.3049 | 270.6375
2022 | 10 | 2 | 9 | 37.8361 | 52.2878 | 287.2976
2022 | 10 | 2 | 10 | 39.7167 | 53.5037 | 290.5428
2022 | 10 | 2 | 11 | 40.7998 | 52.9594 | 291.0199
2022 | 10 | 2 | 12 | 41.0537 | 51.2308 | 289.7618
2022 | 10 | 2 | 13 | 40.7476 | 50.5634 | 290.5683
2022 | 10 | 2 | 14 | 40.7444 | 50.4173 | 285.432
2022 | 10 | 2 | 15 | 41.4487 | 51.1236 | 285.2878
2022 | 10 | 2 | 16 | 43.3459 | 49.0051 | 303.6975
2022 | 10 | 2 | 17 | 44.8464 | 49.6784 | 332.8136
2022 | 10 | 2 | 18 | 43.9603 | 50.5682 | 351.7432
2022 | 10 | 2 | 19 | 44.3008 | 53.1876 | 355.4942
2022 | 10 | 2 | 20 | 41.8935 | 52.1759 | 336.6829
2022 | 10 | 2 | 21 | 38.5585 | 50.2457 | 308.2991
2022 | 10 | 2 | 22 | 35.1783 | 47.7075 | 278.7295
2022 | 10 | 2 | 23 | 32.5379 | 45.1959 | 250.0536
2022 | 10 | 3 | 0 | 31.3081 | 45.519 | 230.8588
2022 | 10 | 3 | 1 | 29.6852 | 43.9822 | 226.2348
2022 | 10 | 3 | 2 | 29.3855 | 43.8716 | 220.896
2022 | 10 | 3 | 3 | 29.3687 | 44.199 | 218.3271
2022 | 10 | 3 | 4 | 30.446 | 44.8239 | 220.8535
2022 | 10 | 3 | 5 | 32.7355 | 47.5826 | 232.4234
2022 | 10 | 3 | 6 | 36.5949 | 54.5796 | 265.3403
2022 | 10 | 3 | 7 | 39.4736 | 61.1407 | 300.6014
2022 | 10 | 3 | 8 | 40.4288 | 66.6044 | 310.2421
2022 | 10 | 3 | 9 | 40.5633 | 67.2351 | 307.2816
2022 | 10 | 3 | 10 | 40.8475 | 67.6582 | 301.786
2022 | 10 | 3 | 11 | 41.0088 | 67.0386 | 302.3676
2022 | 10 | 3 | 12 | 41.1946 | 64.2412 | 311.461
2022 | 10 | 3 | 13 | 40.6921 | 63.7556 | 313.208
2022 | 10 | 3 | 14 | 40.7 | 61.2839 | 312.4802
2022 | 10 | 3 | 15 | 41.4165 | 59.8551 | 315.7551
2022 | 10 | 3 | 16 | 43.46 | 59.4811 | 332.4635
2022 | 10 | 3 | 17 | 45.3541 | 56.7175 | 362.0595
2022 | 10 | 3 | 18 | 45.0341 | 56.1372 | 377.9856
2022 | 10 | 3 | 19 | 45.7726 | 58.47 | 385.1077
2022 | 10 | 3 | 20 | 44.0135 | 56.2487 | 371.5581
2022 | 10 | 3 | 21 | 40.6672 | 53.9032 | 342.5213
2022 | 10 | 3 | 22 | 37.0161 | 51.0214 | 309.0787
2022 | 10 | 3 | 23 | 33.6589 | 47.1448 | 276.5364
2022 | 10 | 4 | 0 | 32.2343 | 46.7437 | 255.5932
2022 | 10 | 4 | 1 | 32.0521 | 46.101 | 256.3365
2022 | 10 | 4 | 2 | 31.6233 | 45.4388 | 247.7788
2022 | 10 | 4 | 3 | 31.4972 | 45.2507 | 243.0891
2022 | 10 | 4 | 4 | 32.4983 | 45.4934 | 243.2142
2022 | 10 | 4 | 5 | 34.7367 | 47.7305 | 251.8465
2022 | 10 | 4 | 6 | 38.2131 | 54.2292 | 287.622
2022 | 10 | 4 | 7 | 40.864 | 61.1645 | 325.8473
2022 | 10 | 4 | 8 | 41.285 | 64.6139 | 336.2895
2022 | 10 | 4 | 9 | 40.4942 | 64.542 | 331.1842
2022 | 10 | 4 | 10 | 39.9545 | 65.9257 | 326.6787
2022 | 10 | 4 | 11 | 39.601 | 67.4813 | 327.8852
2022 | 10 | 4 | 12 | 39.2081 | 66.7621 | 337.4499
2022 | 10 | 4 | 13 | 38.4793 | 66.6677 | 337.8468
2022 | 10 | 4 | 14 | 38.3828 | 63.5549 | 338.6788
2022 | 10 | 4 | 15 | 39.0026 | 63.4943 | 343.6227
2022 | 10 | 4 | 16 | 41.1421 | 63.0782 | 362.8072
2022 | 10 | 4 | 17 | 43.5337 | 60.4701 | 391.5298
2022 | 10 | 4 | 18 | 45.0511 | 57.4616 | 389.0198
2022 | 10 | 4 | 19 | 46.1187 | 59.4805 | 392.303
2022 | 10 | 4 | 20 | 44.6296 | 57.2404 | 379.2899
2022 | 10 | 4 | 21 | 41.4607 | 55.0805 | 350.7373
2022 | 10 | 4 | 22 | 37.8865 | 52.0087 | 317.4058
2022 | 10 | 4 | 23 | 34.5915 | 48.095 | 284.7162
2022 | 10 | 5 | 0 | 33.1106 | 47.1437 | 277.7313
2022 | 10 | 5 | 1 | 31.681 | 47.4416 | 259.5613
2022 | 10 | 5 | 2 | 31.0996 | 46.2534 | 250.7196
2022 | 10 | 5 | 3 | 30.8572 | 45.8286 | 245.3158
2022 | 10 | 5 | 4 | 31.7314 | 46.4364 | 245.5083
2022 | 10 | 5 | 5 | 33.907 | 48.2786 | 254.6958
2022 | 10 | 5 | 6 | 36.8889 | 56.0582 | 282.154
2022 | 10 | 5 | 7 | 39.6682 | 63.3579 | 316.351
2022 | 10 | 5 | 8 | 40.2929 | 67.6679 | 332.0063
2022 | 10 | 5 | 9 | 40.0174 | 69.3541 | 335.2415
2022 | 10 | 5 | 10 | 40.1529 | 70.4982 | 329.8693
2022 | 10 | 5 | 11 | 39.9961 | 69.4561 | 322.9854
2022 | 10 | 5 | 12 | 40.313 | 64.6875 | 337.6669
2022 | 10 | 5 | 13 | 39.7152 | 64.8286 | 336.36
2022 | 10 | 5 | 14 | 39.3347 | 62.6526 | 329.9036
2022 | 10 | 5 | 15 | 39.6716 | 62.0645 | 329.0927
2022 | 10 | 5 | 16 | 41.1937 | 61.1827 | 343.6076
2022 | 10 | 5 | 17 | 42.8924 | 58.0428 | 365.2104
2022 | 10 | 5 | 18 | 43.8262 | 58.4987 | 367.7118
2022 | 10 | 5 | 19 | 44.4401 | 60.3955 | 371.7631
2022 | 10 | 5 | 20 | 42.5157 | 58.1022 | 359.3012
2022 | 10 | 5 | 21 | 39.3571 | 55.7586 | 331.8894
2022 | 10 | 5 | 22 | 36.0372 | 52.9335 | 300.4183
2022 | 10 | 5 | 23 | 32.9122 | 49.3683 | 269.5612
2022 | 10 | 6 | 0 | 30.9312 | 47.8853 | 248.5462
2022 | 10 | 6 | 1 | 29.7488 | 46.4513 | 240.6556
2022 | 10 | 6 | 2 | 29.1621 | 45.5885 | 233.2142
2022 | 10 | 6 | 3 | 28.9472 | 45.221 | 228.394
2022 | 10 | 6 | 4 | 29.955 | 45.6847 | 229.2498
2022 | 10 | 6 | 5 | 32.2326 | 47.8136 | 239.1793
2022 | 10 | 6 | 6 | 36.0118 | 55.0668 | 270.2588
2022 | 10 | 6 | 7 | 38.8536 | 61.9645 | 303.783
2022 | 10 | 6 | 8 | 39.8294 | 66.4461 | 318.6514
2022 | 10 | 6 | 9 | 40.1104 | 67.842 | 319.7587
2022 | 10 | 6 | 10 | 40.7616 | 70.1516 | 312.7025
2022 | 10 | 6 | 11 | 41.1453 | 68.4586 | 303.3232
2022 | 10 | 6 | 12 | 40.677 | 66.1927 | 300.7317
2022 | 10 | 6 | 13 | 40.242 | 66.5436 | 300.0071
2022 | 10 | 6 | 14 | 40.4093 | 64.878 | 298.5451
2022 | 10 | 6 | 15 | 41.2963 | 64.0773 | 301.879
2022 | 10 | 6 | 16 | 43.1763 | 62.8376 | 319.6222
2022 | 10 | 6 | 17 | 44.9848 | 59.6585 | 345.5684
2022 | 10 | 6 | 18 | 43.5273 | 60.8446 | 349.7142
2022 | 10 | 6 | 19 | 44.5782 | 62.9582 | 362.8708
2022 | 10 | 6 | 20 | 43.1196 | 60.1023 | 350.5592
2022 | 10 | 6 | 21 | 40.0788 | 57.235 | 324.281
2022 | 10 | 6 | 22 | 36.6258 | 54.2764 | 294.1726
2022 | 10 | 6 | 23 | 33.4113 | 50.4241 | 263.9269
2022 | 10 | 7 | 0 | 31.6388 | 47.422 | 244.7506
2022 | 10 | 7 | 1 | 30.6161 | 46.0416 | 238.2459
2022 | 10 | 7 | 2 | 30.0069 | 45.1178 | 232.1186
2022 | 10 | 7 | 3 | 29.7847 | 44.8959 | 229.3752
2022 | 10 | 7 | 4 | 30.6741 | 45.4562 | 231.8974
2022 | 10 | 7 | 5 | 32.8404 | 47.6594 | 242.5203
2022 | 10 | 7 | 6 | 36.1121 | 54.3959 | 268.7048
2022 | 10 | 7 | 7 | 38.8733 | 61.0374 | 300.1021
2022 | 10 | 7 | 8 | 39.7586 | 63.9602 | 310.1973
2022 | 10 | 7 | 9 | 39.8594 | 65.399 | 307.9886
2022 | 10 | 7 | 10 | 40.0974 | 67.2306 | 303.2552
2022 | 10 | 7 | 11 | 40.1915 | 66.7778 | 298.0811
2022 | 10 | 7 | 12 | 39.5056 | 65.8448 | 310.0939
2022 | 10 | 7 | 13 | 38.9492 | 65.5374 | 310.7289
2022 | 10 | 7 | 14 | 38.849 | 64.0236 | 307.2116
2022 | 10 | 7 | 15 | 39.4748 | 62.5839 | 306.2474
2022 | 10 | 7 | 16 | 41.1016 | 59.6199 | 317.9631
2022 | 10 | 7 | 17 | 42.5505 | 56.7131 | 339.5059
2022 | 10 | 7 | 18 | 44.4274 | 55.7809 | 319.6401
2022 | 10 | 7 | 19 | 44.6602 | 57.2281 | 319.4337
2022 | 10 | 7 | 20 | 42.5398 | 55.3388 | 310.543
2022 | 10 | 7 | 21 | 39.6442 | 53.3368 | 289.5013
2022 | 10 | 7 | 22 | 36.7476 | 50.5485 | 268.0412
2022 | 10 | 7 | 23 | 33.7086 | 45.7579 | 247.4779
2022 | 10 | 8 | 0 | 30.558 | 43.6741 | 248.0619
2022 | 10 | 8 | 1 | 30.0401 | 42.7811 | 238.4327
2022 | 10 | 8 | 2 | 29.1183 | 42.0918 | 232.3427
2022 | 10 | 8 | 3 | 28.6601 | 41.7024 | 228.1577
2022 | 10 | 8 | 4 | 28.8827 | 42.1519 | 226.717
2022 | 10 | 8 | 5 | 29.8443 | 43.414 | 230.3641
2022 | 10 | 8 | 6 | 31.1965 | 46.4996 | 235.9515
2022 | 10 | 8 | 7 | 33.6641 | 49.0679 | 264.6714
2022 | 10 | 8 | 8 | 36.2262 | 52.4119 | 295.923
2022 | 10 | 8 | 9 | 38.669 | 55.1885 | 307.1521
2022 | 10 | 8 | 10 | 40.2633 | 56.5477 | 305.0238
2022 | 10 | 8 | 11 | 40.9929 | 55.6639 | 291.3759
2022 | 10 | 8 | 12 | 40.2899 | 54.1087 | 265.9796
2022 | 10 | 8 | 13 | 39.5332 | 53.4434 | 258.7714
2022 | 10 | 8 | 14 | 39.1546 | 55.8199 | 258.7253
2022 | 10 | 8 | 15 | 39.2885 | 55.5073 | 262.3821
2022 | 10 | 8 | 16 | 40.5995 | 50.7486 | 276.456
2022 | 10 | 8 | 17 | 41.7772 | 50.1476 | 309.6599
2022 | 10 | 8 | 18 | 40.689 | 49.164 | 330.9901
2022 | 10 | 8 | 19 | 40.7417 | 51.062 | 340.5596
2022 | 10 | 8 | 20 | 38.384 | 48.7281 | 325.6816
2022 | 10 | 8 | 21 | 35.4142 | 47.9285 | 303.594
2022 | 10 | 8 | 22 | 32.8392 | 44.9007 | 282.1098
2022 | 10 | 8 | 23 | 30.7032 | 43.1849 | 260.0917
2022 | 10 | 9 | 0 | 29.9949 | 43.3212 | 247.2606
2022 | 10 | 9 | 1 | 29.0584 | 42.9009 | 227.6413
2022 | 10 | 9 | 2 | 28.4637 | 42.4394 | 221.4986
2022 | 10 | 9 | 3 | 28.2044 | 42.3535 | 218.0228
2022 | 10 | 9 | 4 | 28.5427 | 43.0763 | 218.6279
2022 | 10 | 9 | 5 | 29.5473 | 44.4616 | 223.4967
2022 | 10 | 9 | 6 | 31.1066 | 47.3626 | 230.9956
2022 | 10 | 9 | 7 | 33.1013 | 49.2893 | 251.4834
2022 | 10 | 9 | 8 | 35.2035 | 50.3448 | 269.2804
2022 | 10 | 9 | 9 | 37.1674 | 51.8504 | 274.926
2022 | 10 | 9 | 10 | 38.5279 | 53.1492 | 270.203
2022 | 10 | 9 | 11 | 39.118 | 52.6514 | 268.0116
2022 | 10 | 9 | 12 | 40.1244 | 50.2731 | 258.8334
2022 | 10 | 9 | 13 | 39.6819 | 50.1962 | 259.3712
2022 | 10 | 9 | 14 | 39.6845 | 51.0879 | 253.4469
2022 | 10 | 9 | 15 | 40.3128 | 51.6048 | 259.5677
2022 | 10 | 9 | 16 | 42.2233 | 48.9199 | 282.9737
2022 | 10 | 9 | 17 | 44.0703 | 48.8664 | 321.7742
2022 | 10 | 9 | 18 | 42.7965 | 51.3375 | 353.0588
2022 | 10 | 9 | 19 | 43.1325 | 53.2672 | 353.7239
2022 | 10 | 9 | 20 | 41.084 | 51.993 | 336.658
2022 | 10 | 9 | 21 | 37.8472 | 50.6304 | 309.8727
2022 | 10 | 9 | 22 | 34.5807 | 47.7903 | 280.295
2022 | 10 | 9 | 23 | 32.001 | 45.4596 | 252.0505
2022 | 10 | 10 | 0 | 30.9288 | 45.6854 | 230.5613
2022 | 10 | 10 | 1 | 28.3206 | 43.4318 | 234.3982
2022 | 10 | 10 | 2 | 27.5736 | 42.8836 | 227.6875
2022 | 10 | 10 | 3 | 27.4648 | 42.745 | 224.1237
2022 | 10 | 10 | 4 | 27.6123 | 42.8142 | 224.1932
2022 | 10 | 10 | 5 | 28.6753 | 43.9133 | 227.6731
2022 | 10 | 10 | 6 | 30.1722 | 47.1207 | 233.7421
2022 | 10 | 10 | 7 | 32.086 | 48.1619 | 253.3528
2022 | 10 | 10 | 8 | 34.8625 | 49.7004 | 280.3062
2022 | 10 | 10 | 9 | 37.3639 | 54.0414 | 298.3523
2022 | 10 | 10 | 10 | 39.227 | 56.3253 | 298.5004
2022 | 10 | 10 | 11 | 40.0126 | 55.5587 | 298.725
2022 | 10 | 10 | 12 | 40.5481 | 54.0915 | 314.6481
2022 | 10 | 10 | 13 | 39.9836 | 53.5802 | 311.8828
2022 | 10 | 10 | 14 | 39.9884 | 55.6101 | 308.8661
2022 | 10 | 10 | 15 | 40.2978 | 53.6211 | 310.5194
2022 | 10 | 10 | 16 | 41.3358 | 52.6232 | 324.4278
2022 | 10 | 10 | 17 | 42.2345 | 52.4722 | 347.1883
2022 | 10 | 10 | 18 | 40.9462 | 48.5741 | 354.0169
2022 | 10 | 10 | 19 | 41.5 | 50.1168 | 358.5911
2022 | 10 | 10 | 20 | 39.2542 | 48.3983 | 340.1743
2022 | 10 | 10 | 21 | 36.0591 | 46.3425 | 314.1967
2022 | 10 | 10 | 22 | 32.7714 | 44.5958 | 284.8374
2022 | 10 | 10 | 23 | 30.5981 | 43.991 | 256.4001
2022 | 10 | 11 | 0 | 29.4573 | 45.0597 | 239.3458
2022 | 10 | 11 | 1 | 29.7426 | 47.3562 | 245.3303
2022 | 10 | 11 | 2 | 29.1693 | 46.3267 | 241.9606
2022 | 10 | 11 | 3 | 28.989 | 45.9118 | 241.2038
2022 | 10 | 11 | 4 | 29.8382 | 46.6254 | 244.8387
2022 | 10 | 11 | 5 | 31.9108 | 48.8709 | 257.8828
2022 | 10 | 11 | 6 | 36.2722 | 56.5813 | 290.8874
2022 | 10 | 11 | 7 | 38.6701 | 64.1747 | 323.6307
2022 | 10 | 11 | 8 | 39.077 | 68.4162 | 323.8835
2022 | 10 | 11 | 9 | 38.7042 | 69.6107 | 307.3333
2022 | 10 | 11 | 10 | 38.5937 | 71.2958 | 293.2912
2022 | 10 | 11 | 11 | 38.5509 | 71.8692 | 283.4902
2022 | 10 | 11 | 12 | 39.2522 | 69.7612 | 274.8272
2022 | 10 | 11 | 13 | 39.4396 | 69.6191 | 271.8328
2022 | 10 | 11 | 14 | 40.2862 | 69.3148 | 269.3104
2022 | 10 | 11 | 15 | 41.5382 | 67.6537 | 271.743
2022 | 10 | 11 | 16 | 43.754 | 66.5124 | 294.5417
2022 | 10 | 11 | 17 | 45.8398 | 64.3133 | 329.4512
2022 | 10 | 11 | 18 | 44.694 | 60.0931 | 353.8169
2022 | 10 | 11 | 19 | 45.2586 | 60.6846 | 366.5845
2022 | 10 | 11 | 20 | 43.6698 | 58.1759 | 356.9702
2022 | 10 | 11 | 21 | 39.9768 | 55.263 | 332.676
2022 | 10 | 11 | 22 | 36.1076 | 52.1902 | 303.5185
2022 | 10 | 11 | 23 | 32.7052 | 48.5775 | 275.4948
2022 | 10 | 12 | 0 | 31.4347 | 48.5418 | 260.1346
2022 | 10 | 12 | 1 | 29.5738 | 48.6435 | 246.652
2022 | 10 | 12 | 2 | 28.7994 | 47.5582 | 242.632
2022 | 10 | 12 | 3 | 28.4231 | 47.0649 | 240.4786
2022 | 10 | 12 | 4 | 29.164 | 47.4541 | 243.1212
2022 | 10 | 12 | 5 | 31.1699 | 49.4415 | 255.2132
2022 | 10 | 12 | 6 | 35.2965 | 56.8971 | 281.4058
2022 | 10 | 12 | 7 | 37.9554 | 64.6323 | 314.6447
2022 | 10 | 12 | 8 | 38.937 | 67.8799 | 322.7027
2022 | 10 | 12 | 9 | 39.6459 | 69.1205 | 313.626
2022 | 10 | 12 | 10 | 40.1643 | 70.1996 | 300.5806
2022 | 10 | 12 | 11 | 40.7941 | 69.6919 | 290.5069
2022 | 10 | 12 | 12 | 41.0916 | 62.403 | 278.8342
2022 | 10 | 12 | 13 | 41.1865 | 62.1721 | 277.3848
2022 | 10 | 12 | 14 | 41.4099 | 58.4614 | 276.1631
2022 | 10 | 12 | 15 | 42.4572 | 56.9918 | 278.5322
2022 | 10 | 12 | 16 | 44.729 | 57.3562 | 299.6914
2022 | 10 | 12 | 17 | 46.2116 | 54.4155 | 331.7422
2022 | 10 | 12 | 18 | 46.1967 | 53.7734 | 345.458
2022 | 10 | 12 | 19 | 46.4647 | 55.0068 | 354.5327
2022 | 10 | 12 | 20 | 44.338 | 53.2466 | 342.535
2022 | 10 | 12 | 21 | 40.4491 | 51.5197 | 317.7059
2022 | 10 | 12 | 22 | 36.314 | 50.0709 | 287.7395
2022 | 10 | 12 | 23 | 32.8796 | 47.4045 | 259.3345
2022 | 10 | 13 | 0 | 32.2302 | 47.7965 | 242.4803
2022 | 10 | 13 | 1 | 30.4896 | 46.4216 | 231.1331
2022 | 10 | 13 | 2 | 29.7677 | 45.8523 | 226.7161
2022 | 10 | 13 | 3 | 29.4036 | 45.7884 | 225.2088
2022 | 10 | 13 | 4 | 30.2264 | 46.0217 | 228.7397
2022 | 10 | 13 | 5 | 32.1528 | 48.7001 | 241.3027
2022 | 10 | 13 | 6 | 35.4153 | 55.0064 | 269.7891
2022 | 10 | 13 | 7 | 38.5288 | 61.6468 | 302.4607
2022 | 10 | 13 | 8 | 39.943 | 66.3115 | 301.6047
2022 | 10 | 13 | 9 | 41.0132 | 67.5148 | 282.3146
2022 | 10 | 13 | 10 | 41.9105 | 69.5845 | 264.4964
2022 | 10 | 13 | 11 | 42.5879 | 67.5406 | 258.2503
2022 | 10 | 13 | 12 | 42.4719 | 67.9102 | 252.163
2022 | 10 | 13 | 13 | 42.3136 | 68.1039 | 249.4156
2022 | 10 | 13 | 14 | 42.5635 | 66.8692 | 249.4104
2022 | 10 | 13 | 15 | 43.7448 | 65.1797 | 254.4226
2022 | 10 | 13 | 16 | 46.0079 | 65.0125 | 277.7243
2022 | 10 | 13 | 17 | 47.5985 | 61.8788 | 313.7795
2022 | 10 | 13 | 18 | 47.5048 | 62.7447 | 346.5048
2022 | 10 | 13 | 19 | 47.2425 | 63.3692 | 354.8742
2022 | 10 | 13 | 20 | 44.7418 | 60.8334 | 344.0394
2022 | 10 | 13 | 21 | 41.0364 | 57.9363 | 319.6431
2022 | 10 | 13 | 22 | 37.4639 | 55.2015 | 290.1197
2022 | 10 | 13 | 23 | 34.1346 | 51.5964 | 261.5818
2022 | 10 | 14 | 0 | 32.4578 | 49.6257 | 243.7242
2022 | 10 | 14 | 1 | 32.237 | 50.159 | 228.1823
2022 | 10 | 14 | 2 | 31.7487 | 49.1808 | 222.5823
2022 | 10 | 14 | 3 | 31.5305 | 49.033 | 219.9923
2022 | 10 | 14 | 4 | 32.3518 | 49.5073 | 222.7714
2022 | 10 | 14 | 5 | 34.3223 | 51.9297 | 234.229
2022 | 10 | 14 | 6 | 38.1967 | 59.7372 | 264.5589
2022 | 10 | 14 | 7 | 41.0808 | 66.9865 | 299.9972
2022 | 10 | 14 | 8 | 42.1301 | 70.2991 | 313.8323
2022 | 10 | 14 | 9 | 42.3325 | 72.2567 | 311.4877
2022 | 10 | 14 | 10 | 42.1397 | 73.9173 | 302.815
2022 | 10 | 14 | 11 | 41.9897 | 72.8736 | 293.2664
2022 | 10 | 14 | 12 | 42.2682 | 71.4494 | 287.1003
2022 | 10 | 14 | 13 | 41.8827 | 71.03 | 285.8135
2022 | 10 | 14 | 14 | 41.78 | 69.8271 | 286.8835
2022 | 10 | 14 | 15 | 42.2545 | 67.2445 | 291.6452
2022 | 10 | 14 | 16 | 43.7883 | 66.026 | 309.8116
2022 | 10 | 14 | 17 | 45.3329 | 63.9783 | 333.411
2022 | 10 | 14 | 18 | 45.036 | 59.477 | 344.8978
2022 | 10 | 14 | 19 | 45.139 | 60.128 | 349.2817
2022 | 10 | 14 | 20 | 43.4986 | 58.4139 | 336.6556
2022 | 10 | 14 | 21 | 40.6134 | 55.7059 | 313.663
2022 | 10 | 14 | 22 | 37.5661 | 52.5914 | 289.0568
2022 | 10 | 14 | 23 | 34.4319 | 48.7997 | 264.9074
2022 | 10 | 15 | 0 | 32.8084 | 48.1689 | 244.386
2022 | 10 | 15 | 1 | 30.4566 | 45.8831 | 227.2615
2022 | 10 | 15 | 2 | 29.7033 | 45.4777 | 220.2723
2022 | 10 | 15 | 3 | 29.4829 | 45.4148 | 215.9153
2022 | 10 | 15 | 4 | 29.9058 | 46.2078 | 215.2796
2022 | 10 | 15 | 5 | 31.0423 | 47.9266 | 219.8075
2022 | 10 | 15 | 6 | 33.6517 | 52.3117 | 232.9854
2022 | 10 | 15 | 7 | 35.9306 | 54.6166 | 259.419
2022 | 10 | 15 | 8 | 37.3327 | 56.7438 | 289.5507
2022 | 10 | 15 | 9 | 38.2494 | 58.2572 | 305.2524
2022 | 10 | 15 | 10 | 38.1922 | 59.2128 | 305.3965
2022 | 10 | 15 | 11 | 37.9826 | 59.0296 | 301.5241
2022 | 10 | 15 | 12 | 37.682 | 58.1579 | 293.0464
2022 | 10 | 15 | 13 | 36.8409 | 57.2164 | 289.1552
2022 | 10 | 15 | 14 | 36.1996 | 56.9431 | 285.3145
2022 | 10 | 15 | 15 | 36.2547 | 55.1734 | 290.3331
2022 | 10 | 15 | 16 | 37.3885 | 53.9142 | 311.388
2022 | 10 | 15 | 17 | 38.7284 | 53.3 | 338.8826
2022 | 10 | 15 | 18 | 40.4432 | 53.8491 | 344.8281
2022 | 10 | 15 | 19 | 40.2711 | 54.9985 | 340.5582
2022 | 10 | 15 | 20 | 37.7514 | 52.988 | 321.2438
2022 | 10 | 15 | 21 | 34.5101 | 51.1687 | 296.6832
2022 | 10 | 15 | 22 | 32.1364 | 48.2347 | 273.5744
2022 | 10 | 15 | 23 | 29.9664 | 46.6369 | 252.039
2022 | 10 | 16 | 0 | 28.5774 | 47.0838 | 238.6637
2022 | 10 | 16 | 1 | 29.5468 | 47.8557 | 224.5411
2022 | 10 | 16 | 2 | 28.892 | 47.2835 | 219.429
2022 | 10 | 16 | 3 | 28.5569 | 46.9271 | 216.33
2022 | 10 | 16 | 4 | 28.9545 | 47.5133 | 217.0453
2022 | 10 | 16 | 5 | 29.9713 | 48.9683 | 221.9113
2022 | 10 | 16 | 6 | 31.9208 | 53.8022 | 225.8091
2022 | 10 | 16 | 7 | 33.7176 | 56.5309 | 248.6671
2022 | 10 | 16 | 8 | 35.521 | 56.2088 | 275.2675
2022 | 10 | 16 | 9 | 37.4294 | 56.8936 | 293.1479
2022 | 10 | 16 | 10 | 38.7608 | 58.5674 | 300.5608
2022 | 10 | 16 | 11 | 39.3467 | 59.2474 | 296.7072
2022 | 10 | 16 | 12 | 41.8133 | 57.7363 | 271.9848
2022 | 10 | 16 | 13 | 41.6256 | 57.8736 | 271.3025
2022 | 10 | 16 | 14 | 41.8088 | 58.8368 | 273.9329
2022 | 10 | 16 | 15 | 42.7583 | 57.9651 | 284.5178
2022 | 10 | 16 | 16 | 44.8898 | 56.282 | 307.3749
2022 | 10 | 16 | 17 | 46.5809 | 57.0513 | 342.9751
2022 | 10 | 16 | 18 | 45.1468 | 56.6205 | 356.3428
2022 | 10 | 16 | 19 | 44.8541 | 56.7627 | 358.9702
2022 | 10 | 16 | 20 | 42.3128 | 55.0518 | 343.6548
2022 | 10 | 16 | 21 | 38.9229 | 51.7371 | 319.8483
2022 | 10 | 16 | 22 | 35.6568 | 49.0883 | 291.7892
2022 | 10 | 16 | 23 | 33.0298 | 47.7534 | 264.0453
2022 | 10 | 17 | 0 | 31.1838 | 49.2519 | 242.5363
2022 | 10 | 17 | 1 | 31.2981 | 48.8094 | 239.8484
2022 | 10 | 17 | 2 | 31.1111 | 48.3522 | 237.6519
2022 | 10 | 17 | 3 | 31.3044 | 48.0549 | 238.2291
2022 | 10 | 17 | 4 | 32.4686 | 48.9144 | 243.2039
2022 | 10 | 17 | 5 | 34.9487 | 51.2322 | 257.9831
2022 | 10 | 17 | 6 | 38.8029 | 58.5203 | 287.0311
2022 | 10 | 17 | 7 | 41.9223 | 66.1048 | 321.7958
2022 | 10 | 17 | 8 | 42.9677 | 71.017 | 323.7614
2022 | 10 | 17 | 9 | 42.7607 | 72.1886 | 303.4276
2022 | 10 | 17 | 10 | 42.587 | 73.0527 | 282.6613
2022 | 10 | 17 | 11 | 42.398 | 72.8945 | 269.015
2022 | 10 | 17 | 12 | 41.5386 | 70.1152 | 264.7707
2022 | 10 | 17 | 13 | 41.0526 | 69.7218 | 260.8463
2022 | 10 | 17 | 14 | 41.1152 | 67.3732 | 258.5971
2022 | 10 | 17 | 15 | 42.0897 | 66.0916 | 260.9198
2022 | 10 | 17 | 16 | 44.5632 | 66.1111 | 287.3732
2022 | 10 | 17 | 17 | 46.9588 | 64.174 | 328.6457
2022 | 10 | 17 | 18 | 47.6268 | 61.8365 | 364.6812
2022 | 10 | 17 | 19 | 47.8206 | 62.631 | 375.3801
2022 | 10 | 17 | 20 | 45.6879 | 60.2646 | 364.2709
2022 | 10 | 17 | 21 | 42.2723 | 56.9678 | 339.9897
2022 | 10 | 17 | 22 | 38.5789 | 53.6578 | 310.7317
2022 | 10 | 17 | 23 | 35.3153 | 50.842 | 283.4124
2022 | 10 | 18 | 0 | 34.2176 | 51.4964 | 265.1856
2022 | 10 | 18 | 1 | 33.0887 | 49.3644 | 252.0768
2022 | 10 | 18 | 2 | 32.6896 | 48.7999 | 248.1419
2022 | 10 | 18 | 3 | 32.6431 | 48.2793 | 246.5233
2022 | 10 | 18 | 4 | 33.6453 | 48.319 | 249.0039
2022 | 10 | 18 | 5 | 35.9145 | 50.6583 | 261.2027
2022 | 10 | 18 | 6 | 39.4692 | 57.5524 | 289.4704
2022 | 10 | 18 | 7 | 42.3172 | 65.0044 | 321.7336
2022 | 10 | 18 | 8 | 42.8438 | 68.4615 | 321.6593
2022 | 10 | 18 | 9 | 41.9964 | 68.6849 | 299.956
2022 | 10 | 18 | 10 | 41.2632 | 69.5474 | 279.3974
2022 | 10 | 18 | 11 | 40.7918 | 70.9163 | 265.9627
2022 | 10 | 18 | 12 | 40.5201 | 68.2569 | 269.3715
2022 | 10 | 18 | 13 | 40.0295 | 67.9276 | 266.4881
2022 | 10 | 18 | 14 | 39.9443 | 65.7711 | 264.5807
2022 | 10 | 18 | 15 | 40.7072 | 64.5973 | 268.2092
2022 | 10 | 18 | 16 | 42.8916 | 65.6569 | 291.0775
2022 | 10 | 18 | 17 | 45.309 | 63.6413 | 326.2421
2022 | 10 | 18 | 18 | 46.1327 | 61.6523 | 360.8432
2022 | 10 | 18 | 19 | 46.5453 | 62.3035 | 359.9493
2022 | 10 | 18 | 20 | 44.811 | 60.44 | 343.321
2022 | 10 | 18 | 21 | 41.6584 | 58.156 | 316.8105
2022 | 10 | 18 | 22 | 38.0697 | 55.2756 | 287.0203
2022 | 10 | 18 | 23 | 34.8305 | 51.6242 | 258.4813
2022 | 10 | 19 | 0 | 33.2654 | 51.5653 | 242.3785
2022 | 10 | 19 | 1 | 31.6318 | 50.059 | 236.8881
2022 | 10 | 19 | 2 | 31.0504 | 49.034 | 232.514
2022 | 10 | 19 | 3 | 30.8184 | 48.2379 | 230.6434
2022 | 10 | 19 | 4 | 31.7429 | 48.1069 | 233.7694
2022 | 10 | 19 | 5 | 33.9887 | 49.8397 | 246.5021
2022 | 10 | 19 | 6 | 37.8092 | 57.5703 | 273.3493
2022 | 10 | 19 | 7 | 40.7155 | 65.4089 | 308.8882
2022 | 10 | 19 | 8 | 41.3606 | 68.5912 | 322.0481
2022 | 10 | 19 | 9 | 41.0675 | 69.464 | 322.4786
2022 | 10 | 19 | 10 | 41.0518 | 69.325 | 318.2388
2022 | 10 | 19 | 11 | 41.0826 | 69.5314 | 313.1762
2022 | 10 | 19 | 12 | 40.9917 | 66.7067 | 314.2388
2022 | 10 | 19 | 13 | 40.6908 | 66.7403 | 315.6118
2022 | 10 | 19 | 14 | 40.7153 | 62.0624 | 317.7756
2022 | 10 | 19 | 15 | 41.4923 | 61.4295 | 324.0619
2022 | 10 | 19 | 16 | 43.5251 | 63.2973 | 345.7255
2022 | 10 | 19 | 17 | 45.5581 | 60.5468 | 370.1614
2022 | 10 | 19 | 18 | 46.1675 | 60.0594 | 382.019
2022 | 10 | 19 | 19 | 45.8266 | 61.1667 | 379.2614
2022 | 10 | 19 | 20 | 43.6959 | 58.8812 | 363.7215
2022 | 10 | 19 | 21 | 40.2239 | 56.7909 | 338.1378
2022 | 10 | 19 | 22 | 36.4749 | 53.49 | 307.793
2022 | 10 | 19 | 23 | 33.0631 | 50.491 | 278.4752
2022 | 10 | 20 | 0 | 31.8491 | 48.7666 | 255.0808
2022 | 10 | 20 | 1 | 30.3265 | 46.9334 | 252.2651
2022 | 10 | 20 | 2 | 29.759 | 46.0315 | 248.4101
2022 | 10 | 20 | 3 | 29.6165 | 45.3719 | 247.6093
2022 | 10 | 20 | 4 | 30.4652 | 45.7865 | 251.2766
2022 | 10 | 20 | 5 | 32.7614 | 48.1777 | 264.2233
2022 | 10 | 20 | 6 | 36.6583 | 54.9981 | 293.7721
2022 | 10 | 20 | 7 | 39.7002 | 62.5093 | 330.13
2022 | 10 | 20 | 8 | 40.6205 | 67.2675 | 342.3795
2022 | 10 | 20 | 9 | 40.5281 | 68.9949 | 338.6954
2022 | 10 | 20 | 10 | 40.4189 | 71.5845 | 330.7485
2022 | 10 | 20 | 11 | 40.3287 | 70.267 | 324.6037
2022 | 10 | 20 | 12 | 40.6807 | 69.0645 | 320.5679
2022 | 10 | 20 | 13 | 40.4643 | 69.6251 | 318.9236
2022 | 10 | 20 | 14 | 40.3955 | 69.812 | 320.1551
2022 | 10 | 20 | 15 | 41.1584 | 68.3299 | 327.1869
2022 | 10 | 20 | 16 | 42.881 | 66.9087 | 349.5862
2022 | 10 | 20 | 17 | 44.6998 | 63.3393 | 377.0231
2022 | 10 | 20 | 18 | 45.4661 | 62.9086 | 393.99
2022 | 10 | 20 | 19 | 45.8656 | 62.3401 | 394.133
2022 | 10 | 20 | 20 | 43.9667 | 59.7227 | 380.9465
2022 | 10 | 20 | 21 | 40.7774 | 56.6814 | 357.0424
2022 | 10 | 20 | 22 | 37.2555 | 54.4202 | 327.8307
2022 | 10 | 20 | 23 | 33.9234 | 50.7246 | 298.6769
2022 | 10 | 21 | 0 | 31.1534 | 49.6535 | 282.6964
2022 | 10 | 21 | 1 | 29.6164 | 48.6317 | 265.6823
2022 | 10 | 21 | 2 | 28.9488 | 47.6412 | 260.4887
2022 | 10 | 21 | 3 | 28.673 | 47.503 | 258.581
2022 | 10 | 21 | 4 | 29.4099 | 47.9755 | 261.402
2022 | 10 | 21 | 5 | 31.5023 | 50.1298 | 273.1598
2022 | 10 | 21 | 6 | 35.2151 | 57.3264 | 302.3853
2022 | 10 | 21 | 7 | 38.3099 | 64.6815 | 337.0629
2022 | 10 | 21 | 8 | 39.5969 | 68.0023 | 347.0747
2022 | 10 | 21 | 9 | 39.9474 | 69.7098 | 340.6399
2022 | 10 | 21 | 10 | 40.1044 | 71.6315 | 329.3657
2022 | 10 | 21 | 11 | 40.0165 | 69.4109 | 319.0149
2022 | 10 | 21 | 12 | 40.0989 | 68.0126 | 319.4329
2022 | 10 | 21 | 13 | 39.8846 | 67.5133 | 317.7217
2022 | 10 | 21 | 14 | 39.599 | 64.6047 | 317.9325
2022 | 10 | 21 | 15 | 40.0246 | 63.3816 | 322.8237
2022 | 10 | 21 | 16 | 41.4452 | 62.9745 | 341.8034
2022 | 10 | 21 | 17 | 42.8965 | 60.6905 | 365.6909
2022 | 10 | 21 | 18 | 42.2718 | 59.8988 | 378.4225
2022 | 10 | 21 | 19 | 42.1594 | 60.5801 | 375.5395
2022 | 10 | 21 | 20 | 40.3781 | 58.441 | 359.2268
2022 | 10 | 21 | 21 | 37.6724 | 56.8323 | 334.9427
2022 | 10 | 21 | 22 | 35.038 | 53.5114 | 309.4465
2022 | 10 | 21 | 23 | 32.5596 | 48.9103 | 284.2512
2022 | 10 | 22 | 0 | 30.1688 | 48.0894 | 269.3553
2022 | 10 | 22 | 1 | 29.0178 | 47.6865 | 250.3288
2022 | 10 | 22 | 2 | 28.034 | 47.0705 | 243.3974
2022 | 10 | 22 | 3 | 27.5236 | 46.6704 | 239.6251
2022 | 10 | 22 | 4 | 27.6458 | 46.4747 | 239.8533
2022 | 10 | 22 | 5 | 28.5616 | 47.888 | 245.9106
2022 | 10 | 22 | 6 | 30.9478 | 53.0652 | 257.7319
2022 | 10 | 22 | 7 | 33.6858 | 57.054 | 281.5812
2022 | 10 | 22 | 8 | 36.2846 | 58.5939 | 302.9684
2022 | 10 | 22 | 9 | 38.3002 | 60.2884 | 316.7035
2022 | 10 | 22 | 10 | 39.1848 | 62.3787 | 317.9622
2022 | 10 | 22 | 11 | 39.5555 | 61.6004 | 317.1331
2022 | 10 | 22 | 12 | 40.6447 | 59.7229 | 317.4488
2022 | 10 | 22 | 13 | 40.3133 | 58.8047 | 314.7943
2022 | 10 | 22 | 14 | 40.0548 | 59.0466 | 312.2667
2022 | 10 | 22 | 15 | 40.332 | 57.9421 | 319.854
2022 | 10 | 22 | 16 | 41.9645 | 56.2185 | 340.7457
2022 | 10 | 22 | 17 | 43.4915 | 56.3874 | 366.1413
2022 | 10 | 22 | 18 | 41.9087 | 54.9355 | 365.7705
2022 | 10 | 22 | 19 | 41.5436 | 55.516 | 357.8854
2022 | 10 | 22 | 20 | 39.4127 | 53.1621 | 336.8917
2022 | 10 | 22 | 21 | 36.8241 | 51.3919 | 312.4873
2022 | 10 | 22 | 22 | 34.0626 | 48.8939 | 290.391
2022 | 10 | 22 | 23 | 31.8125 | 46.4023 | 268.6933
2022 | 10 | 23 | 0 | 30.9528 | 46.2749 | 253.5111
2022 | 10 | 23 | 1 | 27.8874 | 45.5381 | 249.6447
2022 | 10 | 23 | 2 | 27.2031 | 44.8955 | 244.6583
2022 | 10 | 23 | 3 | 26.9113 | 44.5473 | 242.4474
2022 | 10 | 23 | 4 | 27.0605 | 45.2324 | 244.5154
2022 | 10 | 23 | 5 | 27.9409 | 46.3836 | 252.3298
2022 | 10 | 23 | 6 | 30.1079 | 50.1913 | 264.4445
2022 | 10 | 23 | 7 | 32.6422 | 52.6094 | 284.9318
2022 | 10 | 23 | 8 | 35.5057 | 53.2087 | 296.5353
2022 | 10 | 23 | 9 | 38.0149 | 54.5081 | 296.564
2022 | 10 | 23 | 10 | 39.4201 | 56.2744 | 287.6924
2022 | 10 | 23 | 11 | 40.2004 | 56.0059 | 279.7528
2022 | 10 | 23 | 12 | 39.9532 | 55.216 | 320.5697
2022 | 10 | 23 | 13 | 39.868 | 55.1308 | 322.2449
2022 | 10 | 23 | 14 | 39.8615 | 56.6177 | 322.4061
2022 | 10 | 23 | 15 | 40.652 | 56.1542 | 329.5977
2022 | 10 | 23 | 16 | 42.6962 | 54.4766 | 353.9242
2022 | 10 | 23 | 17 | 44.5955 | 55.4803 | 383.5437
2022 | 10 | 23 | 18 | 43.9966 | 54.7192 | 392.8932
2022 | 10 | 23 | 19 | 43.2527 | 54.9407 | 384.2626
2022 | 10 | 23 | 20 | 40.7462 | 53.1007 | 363.2952
2022 | 10 | 23 | 21 | 37.3898 | 52.2938 | 336.7171
2022 | 10 | 23 | 22 | 34.0794 | 49.1043 | 309.0891
2022 | 10 | 23 | 23 | 31.5022 | 46.993 | 282.0296
2022 | 10 | 24 | 0 | 30.2898 | 48.4817 | 263.5721
2022 | 10 | 24 | 1 | 29.7959 | 47.4392 | 255.5442
2022 | 10 | 24 | 2 | 29.4212 | 47.2275 | 252.352
2022 | 10 | 24 | 3 | 29.3724 | 47.2533 | 251.9432
2022 | 10 | 24 | 4 | 30.2877 | 47.5961 | 256.0314
2022 | 10 | 24 | 5 | 32.444 | 50.1079 | 269.5153
2022 | 10 | 24 | 6 | 36.242 | 58.0699 | 302.9109
2022 | 10 | 24 | 7 | 39.4813 | 66.2127 | 338.3976
2022 | 10 | 24 | 8 | 40.5492 | 71.0874 | 343.4226
2022 | 10 | 24 | 9 | 40.5615 | 72.1006 | 325.5266
2022 | 10 | 24 | 10 | 40.6554 | 73.1702 | 304.9527
2022 | 10 | 24 | 11 | 40.75 | 72.2365 | 291.8171
2022 | 10 | 24 | 12 | 41.8787 | 68.957 | 288.7781
2022 | 10 | 24 | 13 | 41.8108 | 68.4974 | 283.2756
2022 | 10 | 24 | 14 | 41.9191 | 65.9137 | 282.3135
2022 | 10 | 24 | 15 | 42.784 | 64.647 | 287.6816
2022 | 10 | 24 | 16 | 44.9365 | 65.4439 | 313.7377
2022 | 10 | 24 | 17 | 47.1124 | 63.3836 | 350.7744
2022 | 10 | 24 | 18 | 48.1107 | 61.4093 | 386.8981
2022 | 10 | 24 | 19 | 47.2017 | 61.9019 | 384.4777
2022 | 10 | 24 | 20 | 44.6889 | 59.4849 | 368.8266
2022 | 10 | 24 | 21 | 41.1194 | 57.4471 | 342.8013
2022 | 10 | 24 | 22 | 37.3298 | 54.4501 | 312.8348
2022 | 10 | 24 | 23 | 33.8815 | 50.6579 | 284.3915
2022 | 10 | 25 | 0 | 31.7321 | 50.4543 | 270.9574
2022 | 10 | 25 | 1 | 30.399 | 49.5012 | 260.596
2022 | 10 | 25 | 2 | 29.7484 | 48.7102 | 255.9072
2022 | 10 | 25 | 3 | 29.438 | 48.3513 | 254.2889
2022 | 10 | 25 | 4 | 30.2555 | 48.5245 | 257.0489
2022 | 10 | 25 | 5 | 32.2695 | 50.7757 | 269.2162
2022 | 10 | 25 | 6 | 35.21 | 58.5476 | 297.5766
2022 | 10 | 25 | 7 | 38.4378 | 66.7891 | 334.2874
2022 | 10 | 25 | 8 | 39.5939 | 70.7839 | 350.9671
2022 | 10 | 25 | 9 | 39.7572 | 71.5192 | 351.1601
2022 | 10 | 25 | 10 | 40.5074 | 73.6267 | 343.6235
2022 | 10 | 25 | 11 | 41.0818 | 73.654 | 335.6172
2022 | 10 | 25 | 12 | 40.8485 | 71.3671 | 326.5573
2022 | 10 | 25 | 13 | 40.8196 | 71.358 | 324.8041
2022 | 10 | 25 | 14 | 41.0882 | 70.7516 | 325.8733
2022 | 10 | 25 | 15 | 41.9556 | 69.1739 | 333.3561
2022 | 10 | 25 | 16 | 44.0067 | 69.1637 | 357.6425
2022 | 10 | 25 | 17 | 46.4563 | 67.2436 | 383.0362
2022 | 10 | 25 | 18 | 47.7781 | 65.398 | 387.3
2022 | 10 | 25 | 19 | 47.2868 | 64.8879 | 382.7795
2022 | 10 | 25 | 20 | 45.0409 | 62.2588 | 366.6371
2022 | 10 | 25 | 21 | 41.7604 | 59.2892 | 340.8975
2022 | 10 | 25 | 22 | 38.196 | 56.2235 | 311.203
2022 | 10 | 25 | 23 | 34.8465 | 52.6535 | 282.5512
2022 | 10 | 26 | 0 | 32.1544 | 52.0738 | 270.0843
2022 | 10 | 26 | 1 | 31.0427 | 52.0719 | 267.7447
2022 | 10 | 26 | 2 | 30.451 | 50.8906 | 264.2803
2022 | 10 | 26 | 3 | 30.1887 | 50.2328 | 263.6074
2022 | 10 | 26 | 4 | 31.0227 | 50.715 | 267.4373
2022 | 10 | 26 | 5 | 33.1107 | 52.9151 | 280.7085
2022 | 10 | 26 | 6 | 36.4927 | 59.7902 | 314.0078
2022 | 10 | 26 | 7 | 39.7908 | 67.9734 | 349.3128
2022 | 10 | 26 | 8 | 40.8914 | 71.6131 | 354.742
2022 | 10 | 26 | 9 | 41.0026 | 72.8387 | 335.9205
2022 | 10 | 26 | 10 | 41.432 | 74.3298 | 314.5779
2022 | 10 | 26 | 11 | 41.7649 | 73.6359 | 299.1801
2022 | 10 | 26 | 12 | 42.0529 | 72.6355 | 323.1778
2022 | 10 | 26 | 13 | 42.0137 | 72.2279 | 320.5708
2022 | 10 | 26 | 14 | 42.3147 | 71.3826 | 322.0528
2022 | 10 | 26 | 15 | 43.3764 | 70.0946 | 328.6803
2022 | 10 | 26 | 16 | 45.6826 | 70.0214 | 355.3776
2022 | 10 | 26 | 17 | 47.9315 | 68.3613 | 387.3861
2022 | 10 | 26 | 18 | 47.4635 | 66.435 | 401.8073
2022 | 10 | 26 | 19 | 47.1832 | 65.8033 | 403.0975
2022 | 10 | 26 | 20 | 45.2154 | 63.2954 | 390.5556
2022 | 10 | 26 | 21 | 41.9307 | 60.5475 | 367.7528
2022 | 10 | 26 | 22 | 38.265 | 57.2866 | 338.1498
2022 | 10 | 26 | 23 | 34.8574 | 53.8982 | 309.3735
2022 | 10 | 27 | 0 | 33.607 | 54.0464 | 293.4777
2022 | 10 | 27 | 1 | 32.1686 | 51.987 | 287.5566
2022 | 10 | 27 | 2 | 31.6072 | 50.9718 | 284.3215
2022 | 10 | 27 | 3 | 31.4146 | 50.2693 | 284.496
2022 | 10 | 27 | 4 | 32.192 | 50.6268 | 288.9144
2022 | 10 | 27 | 5 | 34.1794 | 52.8969 | 302.5139
2022 | 10 | 27 | 6 | 37.9487 | 60.2665 | 332.4037
2022 | 10 | 27 | 7 | 40.9625 | 68.1798 | 366.5993
2022 | 10 | 27 | 8 | 41.4425 | 72.1682 | 369.6109
2022 | 10 | 27 | 9 | 40.6341 | 73.2146 | 347.1178
2022 | 10 | 27 | 10 | 39.8784 | 75.2188 | 323.0971
2022 | 10 | 27 | 11 | 39.4354 | 74.5494 | 307.5917
2022 | 10 | 27 | 12 | 39.0305 | 72.7881 | 315.6084
2022 | 10 | 27 | 13 | 38.6931 | 72.6976 | 310.8331
2022 | 10 | 27 | 14 | 38.6874 | 70.793 | 311.3083
2022 | 10 | 27 | 15 | 39.6261 | 68.5803 | 317.7102
2022 | 10 | 27 | 16 | 41.8092 | 69.863 | 343.4597
2022 | 10 | 27 | 17 | 44.2695 | 67.9988 | 377.2544
2022 | 10 | 27 | 18 | 45.7778 | 66.288 | 395.999
2022 | 10 | 27 | 19 | 46.0575 | 66.1309 | 399.0531
2022 | 10 | 27 | 20 | 44.496 | 63.3697 | 387.7478
2022 | 10 | 27 | 21 | 41.5659 | 60.1724 | 365.7968
2022 | 10 | 27 | 22 | 38.1106 | 56.9514 | 337.3004
2022 | 10 | 27 | 23 | 34.9076 | 53.6761 | 308.8987
2022 | 10 | 28 | 0 | 32.9843 | 53.0036 | 292.5313
2022 | 10 | 28 | 1 | 31.8495 | 51.259 | 283.1266
2022 | 10 | 28 | 2 | 31.068 | 50.0494 | 277.5422
2022 | 10 | 28 | 3 | 30.6831 | 49.5377 | 275.6831
2022 | 10 | 28 | 4 | 31.2094 | 50.0147 | 278.2905
2022 | 10 | 28 | 5 | 32.8058 | 51.9325 | 290.0065
2022 | 10 | 28 | 6 | 35.7768 | 59.2001 | 319.2764
2022 | 10 | 28 | 7 | 38.809 | 66.3792 | 353.5997
2022 | 10 | 28 | 8 | 39.7271 | 69.5909 | 364.0828
2022 | 10 | 28 | 9 | 39.4282 | 70.2436 | 356.1993
2022 | 10 | 28 | 10 | 39.3673 | 71.3806 | 344.8802
2022 | 10 | 28 | 11 | 39.0384 | 70.6955 | 333.9603
2022 | 10 | 28 | 12 | 39.5757 | 69.7179 | 341.6476
2022 | 10 | 28 | 13 | 39.2426 | 69.5423 | 340.7756
2022 | 10 | 28 | 14 | 38.8795 | 66.2021 | 342.3922
2022 | 10 | 28 | 15 | 39.0278 | 64.2006 | 348.4293
2022 | 10 | 28 | 16 | 40.2779 | 65.0544 | 368.1545
2022 | 10 | 28 | 17 | 42.1939 | 62.8737 | 390.217
2022 | 10 | 28 | 18 | 42.834 | 64.1905 | 396.7806
2022 | 10 | 28 | 19 | 42.6213 | 63.5671 | 391.1001
2022 | 10 | 28 | 20 | 41.1072 | 61.7361 | 374.4479
2022 | 10 | 28 | 21 | 38.4861 | 58.4634 | 351.2667
2022 | 10 | 28 | 22 | 35.738 | 55.3794 | 326.0576
2022 | 10 | 28 | 23 | 32.9711 | 51.7865 | 300.771
2022 | 10 | 29 | 0 | 31.3242 | 50.589 | 283.7138
2022 | 10 | 29 | 1 | 29.7583 | 47.1261 | 265.5535
2022 | 10 | 29 | 2 | 28.8961 | 46.3342 | 258.2547
2022 | 10 | 29 | 3 | 28.4793 | 45.7249 | 254.51
2022 | 10 | 29 | 4 | 28.7132 | 45.7437 | 255.1003
2022 | 10 | 29 | 5 | 29.6693 | 47.1462 | 262.1132
2022 | 10 | 29 | 6 | 31.8256 | 51.0799 | 276.5254
2022 | 10 | 29 | 7 | 34.4923 | 55.34 | 299.7749
2022 | 10 | 29 | 8 | 36.6481 | 56.5317 | 319.2061
2022 | 10 | 29 | 9 | 38.3016 | 58.5298 | 332.3111
2022 | 10 | 29 | 10 | 38.9871 | 60.7469 | 334.3824
2022 | 10 | 29 | 11 | 39.191 | 59.3554 | 332.5213
2022 | 10 | 29 | 12 | 38.4548 | 60.7519 | 324.3565
2022 | 10 | 29 | 13 | 37.8297 | 60.5806 | 321.7412
2022 | 10 | 29 | 14 | 37.3717 | 59.8281 | 320.2061
2022 | 10 | 29 | 15 | 37.5079 | 57.7245 | 326.4249
2022 | 10 | 29 | 16 | 39.2571 | 57.2748 | 348.4686
2022 | 10 | 29 | 17 | 41.4203 | 57.2967 | 375.3454
2022 | 10 | 29 | 18 | 43.0965 | 56.5411 | 382.0765
2022 | 10 | 29 | 19 | 42.538 | 56.1805 | 369.9527
2022 | 10 | 29 | 20 | 40.44 | 53.4555 | 346.9025
2022 | 10 | 29 | 21 | 37.9072 | 51.4497 | 321.7715
2022 | 10 | 29 | 22 | 35.3086 | 48.7881 | 299.2518
2022 | 10 | 29 | 23 | 33.0358 | 47.2402 | 277.7825
2022 | 10 | 30 | 0 | 31.3537 | 46.7257 | 268.1123
2022 | 10 | 30 | 1 | 29.3812 | 45.2133 | 258.068
2022 | 10 | 30 | 2 | 28.6063 | 44.4913 | 252.1061
2022 | 10 | 30 | 3 | 28.1938 | 43.9304 | 249.2534
2022 | 10 | 30 | 4 | 28.1834 | 43.9097 | 250.7858
2022 | 10 | 30 | 5 | 28.8537 | 44.9975 | 258.1877
2022 | 10 | 30 | 6 | 30.5201 | 47.9495 | 269.1302
2022 | 10 | 30 | 7 | 32.8884 | 51.418 | 289.2983
2022 | 10 | 30 | 8 | 35.4262 | 51.5801 | 306.9505
2022 | 10 | 30 | 9 | 37.4227 | 52.8039 | 319.9058
2022 | 10 | 30 | 10 | 38.5675 | 54.9532 | 323.5351
2022 | 10 | 30 | 11 | 39.1475 | 54.2816 | 321.3701
2022 | 10 | 30 | 12 | 38.7294 | 53.0063 | 320.3768
2022 | 10 | 30 | 13 | 38.5714 | 53.3247 | 322.2793
2022 | 10 | 30 | 14 | 38.5032 | 52.721 | 323.3722
2022 | 10 | 30 | 15 | 39.2296 | 52.3777 | 330.743
2022 | 10 | 30 | 16 | 41.4478 | 52.3089 | 355.4148
2022 | 10 | 30 | 17 | 43.7602 | 53.4213 | 385.8043
2022 | 10 | 30 | 18 | 44.2446 | 55.6002 | 398.3949
2022 | 10 | 30 | 19 | 43.2424 | 55.3561 | 386.5065
2022 | 10 | 30 | 20 | 40.9228 | 53.2454 | 364.3918
2022 | 10 | 30 | 21 | 37.7469 | 52.4956 | 338.1087
2022 | 10 | 30 | 22 | 34.3943 | 49.4975 | 310.6234
2022 | 10 | 30 | 23 | 31.7204 | 47.0202 | 283.7047
2022 | 10 | 31 | 0 | 30.6186 | 47.1069 | 264.971
2022 | 10 | 31 | 1 | 29.3142 | 46.0456 | 261.1058
2022 | 10 | 31 | 2 | 28.9248 | 45.6397 | 258.0568
2022 | 10 | 31 | 3 | 28.8692 | 45.5936 | 258.0948
2022 | 10 | 31 | 4 | 29.8371 | 46.1784 | 262.6449
2022 | 10 | 31 | 5 | 32.0322 | 48.3714 | 276.6646
2022 | 10 | 31 | 6 | 35.9128 | 55.6659 | 306.5412
2022 | 10 | 31 | 7 | 39.3806 | 64.1508 | 343.7332
2022 | 10 | 31 | 8 | 40.8215 | 69.745 | 357.4279
2022 | 10 | 31 | 9 | 41.1631 | 70.9633 | 349.9058
2022 | 10 | 31 | 10 | 41.7446 | 72.5577 | 335.1377
2022 | 10 | 31 | 11 | 42.1359 | 70.9848 | 323.9936
2022 | 10 | 31 | 12 | 42.2276 | 69.9057 | 324.3429
2022 | 10 | 31 | 13 | 42.2164 | 69.7543 | 320.9491
2022 | 10 | 31 | 14 | 42.4442 | 68.6325 | 321.6898
2022 | 10 | 31 | 15 | 43.4143 | 67.1903 | 328.6431
2022 | 10 | 31 | 16 | 45.7566 | 67.3256 | 355.1087
2022 | 10 | 31 | 17 | 48.1969 | 65.1114 | 387.1568
2022 | 10 | 31 | 18 | 48.1761 | 63.206 | 406.4549
2022 | 10 | 31 | 19 | 47.1533 | 62.4955 | 400.0707
2022 | 10 | 31 | 20 | 44.8356 | 59.7344 | 383.5004
2022 | 10 | 31 | 21 | 41.2855 | 57.2958 | 358.0466
2022 | 10 | 31 | 22 | 37.4907 | 54.3097 | 328.2588
2022 | 10 | 31 | 23 | 34.0082 | 50.7543 | 299.5745
2022 | 11 | 1 | 0 | 32.4544 | 50.3962 | 282.2
2022 | 11 | 1 | 1 | 30.0282 | 47.6302 | 270.6416
2022 | 11 | 1 | 2 | 29.6974 | 46.6419 | 267.856
2022 | 11 | 1 | 3 | 29.5096 | 46.8429 | 268.0378
2022 | 11 | 1 | 4 | 30.6318 | 47.0207 | 270.4734
2022 | 11 | 1 | 5 | 32.981 | 49.3104 | 283.0228
2022 | 11 | 1 | 6 | 36.8609 | 55.7124 | 314.9644
2022 | 11 | 1 | 7 | 39.8073 | 64.1989 | 347.5176
2022 | 11 | 1 | 8 | 40.667 | 70.2247 | 352.7483
2022 | 11 | 1 | 9 | 40.6014 | 70.4459 | 336.3358
2022 | 11 | 1 | 10 | 40.6874 | 73.0034 | 314.5472
2022 | 11 | 1 | 11 | 40.5865 | 71.035 | 302.1358
2022 | 11 | 1 | 12 | 41.1573 | 70.5282 | 340.8561
2022 | 11 | 1 | 13 | 41.092 | 70.3035 | 336.9217
2022 | 11 | 1 | 14 | 41.1511 | 71.0537 | 337.5623
2022 | 11 | 1 | 15 | 42.2231 | 70.3369 | 345.0837
2022 | 11 | 1 | 16 | 44.5059 | 67.3622 | 364.0773
2022 | 11 | 1 | 17 | 46.6232 | 65.7927 | 389.1451
2022 | 11 | 1 | 18 | 48.202 | 63.6542 | 406.0768
2022 | 11 | 1 | 19 | 47.0849 | 64.3944 | 398.3315
2022 | 11 | 1 | 20 | 44.6045 | 60.9997 | 381.3978
2022 | 11 | 1 | 21 | 40.8516 | 59.034 | 356.7281
2022 | 11 | 1 | 22 | 37.2798 | 55.5243 | 328.0805
2022 | 11 | 1 | 23 | 34.0104 | 51.6428 | 300.0625
2022 | 11 | 2 | 0 | 32.0711 | 51.0747 | 281.6898
2022 | 11 | 2 | 1 | 31.2124 | 50.4645 | 280.0059
2022 | 11 | 2 | 2 | 30.7851 | 49.414 | 277.2343
2022 | 11 | 2 | 3 | 30.4924 | 49.4896 | 277.1488
2022 | 11 | 2 | 4 | 31.5144 | 49.3807 | 279.6928
2022 | 11 | 2 | 5 | 33.7907 | 51.9407 | 292.2809
2022 | 11 | 2 | 6 | 37.3606 | 58.4136 | 324.9276
2022 | 11 | 2 | 7 | 40.242 | 66.5179 | 356.3788
2022 | 11 | 2 | 8 | 40.9351 | 71.6365 | 361.3672
2022 | 11 | 2 | 9 | 40.8923 | 71.7505 | 345.9738
2022 | 11 | 2 | 10 | 41.1958 | 73.2445 | 325.4135
2022 | 11 | 2 | 11 | 41.2496 | 71.309 | 313.3196
2022 | 11 | 2 | 12 | 41.6705 | 72.1743 | 283.4859
2022 | 11 | 2 | 13 | 41.5864 | 71.8385 | 274.4677
2022 | 11 | 2 | 14 | 41.6033 | 72.1596 | 273.5133
2022 | 11 | 2 | 15 | 42.6371 | 71.2625 | 278.2124
2022 | 11 | 2 | 16 | 44.8664 | 68.0369 | 302.3594
2022 | 11 | 2 | 17 | 46.8264 | 66.6135 | 343.5056
2022 | 11 | 2 | 18 | 48.4604 | 64.8271 | 388.7149
2022 | 11 | 2 | 19 | 47.4119 | 65.2713 | 392.0943
2022 | 11 | 2 | 20 | 45.1174 | 61.9617 | 380.9391
2022 | 11 | 2 | 21 | 41.4275 | 59.7156 | 359.7065
2022 | 11 | 2 | 22 | 37.7828 | 55.8439 | 331.3544
2022 | 11 | 2 | 23 | 34.3587 | 52.5292 | 304.0343
2022 | 11 | 3 | 0 | 32.4672 | 51.7735 | 289.1183
2022 | 11 | 3 | 1 | 32.0641 | 52.1009 | 282.4483
2022 | 11 | 3 | 2 | 31.6967 | 51.2263 | 278.6637
2022 | 11 | 3 | 3 | 31.5286 | 51.2182 | 278.3563
2022 | 11 | 3 | 4 | 32.5596 | 51.2607 | 280.6732
2022 | 11 | 3 | 5 | 34.8412 | 53.7921 | 292.8018
2022 | 11 | 3 | 6 | 38.863 | 60.9344 | 321.7367
2022 | 11 | 3 | 7 | 41.7188 | 68.4072 | 353.5727
2022 | 11 | 3 | 8 | 42.43 | 73.3984 | 361.5038
2022 | 11 | 3 | 9 | 42.1947 | 72.6148 | 349.5752
2022 | 11 | 3 | 10 | 41.9096 | 74.9316 | 330.4534
2022 | 11 | 3 | 11 | 41.4997 | 73.6108 | 320.7447
2022 | 11 | 3 | 12 | 42.3102 | 71.9076 | 345.5179
2022 | 11 | 3 | 13 | 42.0885 | 71.5938 | 342.0357
2022 | 11 | 3 | 14 | 42.1167 | 69.661 | 343.6609
2022 | 11 | 3 | 15 | 43.2595 | 69.0002 | 350.6166
2022 | 11 | 3 | 16 | 45.5299 | 67.646 | 367.0712
2022 | 11 | 3 | 17 | 47.5038 | 66.6325 | 390.1594
2022 | 11 | 3 | 18 | 48.9366 | 66.9908 | 401.505
2022 | 11 | 3 | 19 | 47.9347 | 68.2387 | 395.5768
2022 | 11 | 3 | 20 | 45.6458 | 65.0321 | 380.7947
2022 | 11 | 3 | 21 | 41.9529 | 62.4347 | 357.8717
2022 | 11 | 3 | 22 | 38.3611 | 58.9262 | 329.6475
2022 | 11 | 3 | 23 | 34.9995 | 55.1656 | 301.147
2022 | 11 | 4 | 0 | 33.719 | 54.5056 | 279.8937
2022 | 11 | 4 | 1 | 33.015 | 53.8646 | 279.2299
2022 | 11 | 4 | 2 | 32.531 | 52.5975 | 274.6319
2022 | 11 | 4 | 3 | 32.2553 | 52.1546 | 273.8288
2022 | 11 | 4 | 4 | 33.2537 | 52.3482 | 275.6199
2022 | 11 | 4 | 5 | 35.4766 | 54.4122 | 287.1557
2022 | 11 | 4 | 6 | 39.0376 | 59.9466 | 318.4543
2022 | 11 | 4 | 7 | 41.9745 | 67.6125 | 352.2337
2022 | 11 | 4 | 8 | 43.2143 | 71.8052 | 364.9926
2022 | 11 | 4 | 9 | 43.5968 | 71.9728 | 358.3405
2022 | 11 | 4 | 10 | 43.9667 | 72.8369 | 341.5398
2022 | 11 | 4 | 11 | 43.8615 | 72.5369 | 330.0704
2022 | 11 | 4 | 12 | 44.1626 | 69.6669 | 341.0661
2022 | 11 | 4 | 13 | 43.9175 | 69.0107 | 336.6006
2022 | 11 | 4 | 14 | 43.8226 | 65.3538 | 337.902
2022 | 11 | 4 | 15 | 44.7121 | 64.0059 | 344.107
2022 | 11 | 4 | 16 | 46.659 | 63.0067 | 360.7901
2022 | 11 | 4 | 17 | 48.1616 | 61.8222 | 385.7858
2022 | 11 | 4 | 18 | 48.7614 | 60.5763 | 404.3045
2022 | 11 | 4 | 19 | 47.609 | 61.9356 | 401.3813
2022 | 11 | 4 | 20 | 45.2331 | 59.8901 | 387.0822
2022 | 11 | 4 | 21 | 41.8685 | 58.1472 | 366.4375
2022 | 11 | 4 | 22 | 38.78 | 54.6767 | 342.6475
2022 | 11 | 4 | 23 | 35.67 | 50.3952 | 318.3317
2022 | 11 | 5 | 0 | 33.5974 | 50.8613 | 300.9212
2022 | 11 | 5 | 1 | 32.9905 | 48.067 | 288.9006
2022 | 11 | 5 | 2 | 32.1872 | 47.2966 | 282.5163
2022 | 11 | 5 | 3 | 31.6764 | 47.0739 | 279.8867
2022 | 11 | 5 | 4 | 32.2545 | 47.0106 | 280.0634
2022 | 11 | 5 | 5 | 33.5596 | 48.52 | 287.2498
2022 | 11 | 5 | 6 | 35.5617 | 52.9226 | 303.24
2022 | 11 | 5 | 7 | 37.7486 | 57.1264 | 324.0494
2022 | 11 | 5 | 8 | 39.9513 | 59.1326 | 342.5903
2022 | 11 | 5 | 9 | 42.4779 | 59.0388 | 357.4578
2022 | 11 | 5 | 10 | 44.3443 | 61.098 | 358.024
2022 | 11 | 5 | 11 | 45.0182 | 61.0271 | 356.1769
2022 | 11 | 5 | 12 | 43.1502 | 60.4442 | 350.9227
2022 | 11 | 5 | 13 | 42.6222 | 59.7539 | 345.3995
2022 | 11 | 5 | 14 | 42.2021 | 59.5021 | 344.0809
2022 | 11 | 5 | 15 | 42.6631 | 57.6511 | 350.743
2022 | 11 | 5 | 16 | 44.4047 | 55.3562 | 368.3276
2022 | 11 | 5 | 17 | 46.0922 | 55.8489 | 394.2265
2022 | 11 | 5 | 18 | 46.1002 | 55.6718 | 403.487
2022 | 11 | 5 | 19 | 45.1506 | 56.3336 | 393.0483
2022 | 11 | 5 | 20 | 42.7826 | 53.0715 | 370.3499
2022 | 11 | 5 | 21 | 39.5428 | 51.1513 | 346.1227
2022 | 11 | 5 | 22 | 36.8528 | 47.8795 | 324.388
2022 | 11 | 5 | 23 | 34.4846 | 46.368 | 303.5404
2022 | 11 | 6 | 0 | 33.3545 | 47.8373 | 288.995
2022 | 11 | 6 | 1 | 32.7337 | 48.7756 | 283.0764
2022 | 11 | 6 | 2 | 31.6089 | 47.292 | 273.8401
2022 | 11 | 6 | 3 | 31.0355 | 46.4215 | 268.8248
2022 | 11 | 6 | 4 | 30.6771 | 45.8262 | 266.5349
2022 | 11 | 6 | 5 | 30.8899 | 45.6271 | 266.7652
2022 | 11 | 6 | 6 | 32.0468 | 45.5314 | 271.7053
2022 | 11 | 6 | 7 | 34.0812 | 47.9564 | 287.6629
2022 | 11 | 6 | 8 | 36.9766 | 48.802 | 317.3245
2022 | 11 | 6 | 9 | 39.183 | 51.0554 | 338.6321
2022 | 11 | 6 | 10 | 39.9597 | 52.9073 | 344.5287
2022 | 11 | 6 | 11 | 40.566 | 54.874 | 341.6797
2022 | 11 | 6 | 12 | 42.2271 | 55.6348 | 339.8255
2022 | 11 | 6 | 13 | 42.3548 | 55.6268 | 339.4716
2022 | 11 | 6 | 14 | 42.1231 | 57.2291 | 338.5012
2022 | 11 | 6 | 15 | 42.4848 | 57.2997 | 344.26
2022 | 11 | 6 | 16 | 43.7989 | 55.7971 | 360.8654
2022 | 11 | 6 | 17 | 46.4369 | 58.0909 | 393.6489
2022 | 11 | 6 | 18 | 49.2772 | 59.2632 | 418.7456
2022 | 11 | 6 | 19 | 47.9013 | 57.9231 | 404.326
2022 | 11 | 6 | 20 | 45.2626 | 55.2701 | 385.3166
2022 | 11 | 6 | 21 | 42.5606 | 54.4725 | 365.0582
2022 | 11 | 6 | 22 | 39.5263 | 52.2601 | 341.7101
2022 | 11 | 6 | 23 | 36.6405 | 50.519 | 315.1186
2022 | 11 | 7 | 0 | 34.3935 | 49.9132 | 298.6942
2022 | 11 | 7 | 1 | 32.7929 | 47.7393 | 275.1857
2022 | 11 | 7 | 2 | 31.9076 | 46.6764 | 267.3624
2022 | 11 | 7 | 3 | 31.6273 | 46.4016 | 263.6786
2022 | 11 | 7 | 4 | 31.8793 | 46.4107 | 262.827
2022 | 11 | 7 | 5 | 33.349 | 47.1399 | 267.6499
2022 | 11 | 7 | 6 | 35.8396 | 51.4187 | 280.8868
2022 | 11 | 7 | 7 | 39.3231 | 58.2449 | 313.8119
2022 | 11 | 7 | 8 | 41.9411 | 65.5759 | 344.5807
2022 | 11 | 7 | 9 | 42.7801 | 68.7527 | 350.4565
2022 | 11 | 7 | 10 | 43.1376 | 69.9642 | 345.1238
2022 | 11 | 7 | 11 | 43.7095 | 70.3624 | 338.7369
2022 | 11 | 7 | 12 | 43.331 | 68.7168 | 345.0091
2022 | 11 | 7 | 13 | 43.5143 | 68.0557 | 346.634
2022 | 11 | 7 | 14 | 43.449 | 67.9169 | 347.5448
2022 | 11 | 7 | 15 | 44.0654 | 67.9015 | 351.2115
2022 | 11 | 7 | 16 | 45.7171 | 66.8079 | 361.5258
2022 | 11 | 7 | 17 | 48.5467 | 65.6477 | 388.5917
2022 | 11 | 7 | 18 | 48.6414 | 65.4368 | 406.2638
2022 | 11 | 7 | 19 | 48.4034 | 64.2962 | 394.9592
2022 | 11 | 7 | 20 | 46.7024 | 61.0893 | 381.0862
2022 | 11 | 7 | 21 | 44.4014 | 60.1949 | 363.2657
2022 | 11 | 7 | 22 | 41.0736 | 57.7177 | 339.0003
2022 | 11 | 7 | 23 | 37.7782 | 54.0267 | 310.5788
2022 | 11 | 8 | 0 | 35.4632 | 51.6547 | 283.5316
2022 | 11 | 8 | 1 | 33.0067 | 49.3324 | 272.085
2022 | 11 | 8 | 2 | 31.8841 | 47.7462 | 264.9351
2022 | 11 | 8 | 3 | 31.3774 | 47.0288 | 262.0436
2022 | 11 | 8 | 4 | 31.4803 | 46.6549 | 261.6923
2022 | 11 | 8 | 5 | 32.8209 | 47.2808 | 267.3383
2022 | 11 | 8 | 6 | 34.9353 | 49.9765 | 282.5358
2022 | 11 | 8 | 7 | 38.3039 | 56.7183 | 315.6263
2022 | 11 | 8 | 8 | 40.8207 | 62.8147 | 340.9566
2022 | 11 | 8 | 9 | 41.63 | 66.2984 | 335.2194
2022 | 11 | 8 | 10 | 41.9482 | 67.6591 | 319.7858
2022 | 11 | 8 | 11 | 42.5843 | 68.4792 | 306.44
2022 | 11 | 8 | 12 | 42.6241 | 69.0168 | 336.9828
2022 | 11 | 8 | 13 | 42.923 | 68.5443 | 337.044
2022 | 11 | 8 | 14 | 42.9178 | 68.7177 | 338.5602
2022 | 11 | 8 | 15 | 43.5322 | 68.3043 | 344.2695
2022 | 11 | 8 | 16 | 45.0567 | 67.5449 | 359.3548
2022 | 11 | 8 | 17 | 47.929 | 66.4081 | 388.6037
2022 | 11 | 8 | 18 | 49.5159 | 64.6617 | 415.4068
2022 | 11 | 8 | 19 | 48.5552 | 62.5412 | 405.7891
2022 | 11 | 8 | 20 | 46.3834 | 59.4074 | 393.8226
2022 | 11 | 8 | 21 | 43.8461 | 58.4973 | 377.53
2022 | 11 | 8 | 22 | 40.4836 | 55.9356 | 353.7032
2022 | 11 | 8 | 23 | 37.1272 | 52.6872 | 325.1303
2022 | 11 | 9 | 0 | 34.8115 | 50.3489 | 297.9606
2022 | 11 | 9 | 1 | 32.4566 | 49.1093 | 277.7292
2022 | 11 | 9 | 2 | 31.3115 | 47.3928 | 269.4975
2022 | 11 | 9 | 3 | 30.7646 | 47.0805 | 264.923
2022 | 11 | 9 | 4 | 30.7637 | 47.0753 | 263.4736
2022 | 11 | 9 | 5 | 32.1879 | 47.7786 | 267.4261
2022 | 11 | 9 | 6 | 34.5485 | 51.6108 | 283.3706
2022 | 11 | 9 | 7 | 38.1969 | 58.1285 | 314.5071
2022 | 11 | 9 | 8 | 40.6039 | 64.5456 | 342.0812
2022 | 11 | 9 | 9 | 41.0112 | 68.0322 | 344.5951
2022 | 11 | 9 | 10 | 40.6973 | 70.1753 | 339.0206
2022 | 11 | 9 | 11 | 40.7676 | 69.4092 | 331.7999
2022 | 11 | 9 | 12 | 39.7683 | 69.5043 | 310.6851
2022 | 11 | 9 | 13 | 39.7611 | 69.0546 | 309.2307
2022 | 11 | 9 | 14 | 39.1291 | 69.7901 | 310.024
2022 | 11 | 9 | 15 | 39.1861 | 69.9217 | 313.4124
2022 | 11 | 9 | 16 | 40.3731 | 68.2957 | 327.5856
2022 | 11 | 9 | 17 | 43.45 | 67.2817 | 362.4621
2022 | 11 | 9 | 18 | 46.3659 | 68.4964 | 408.4865
2022 | 11 | 9 | 19 | 45.9417 | 66.5291 | 397.7531
2022 | 11 | 9 | 20 | 44.4482 | 63.8348 | 385.8985
2022 | 11 | 9 | 21 | 42.5633 | 63.5385 | 370.1593
2022 | 11 | 9 | 22 | 39.6711 | 61.4097 | 345.9587
2022 | 11 | 9 | 23 | 36.6501 | 57.0929 | 316.6747
2022 | 11 | 10 | 0 | 33.7219 | 53.5087 | 290.5327
2022 | 11 | 10 | 1 | 32.9427 | 52.7655 | 282.6169
2022 | 11 | 10 | 2 | 31.8944 | 51.4782 | 275.6495
2022 | 11 | 10 | 3 | 31.456 | 51.0298 | 273.0722
2022 | 11 | 10 | 4 | 31.6046 | 50.5116 | 272.9998
2022 | 11 | 10 | 5 | 32.9486 | 51.635 | 279.0982
2022 | 11 | 10 | 6 | 35.5821 | 55.0955 | 298.5859
2022 | 11 | 10 | 7 | 39.1695 | 61.0139 | 331.2414
2022 | 11 | 10 | 8 | 41.9384 | 66.5972 | 352.9071
2022 | 11 | 10 | 9 | 42.9642 | 69.769 | 341.5054
2022 | 11 | 10 | 10 | 43.2686 | 71.6204 | 321.3687
2022 | 11 | 10 | 11 | 43.8194 | 71.2007 | 305.9112
2022 | 11 | 10 | 12 | 43.9763 | 71.1794 | 301.7447
2022 | 11 | 10 | 13 | 44.1951 | 70.6054 | 297.4432
2022 | 11 | 10 | 14 | 44.4197 | 68.7331 | 298.4004
2022 | 11 | 10 | 15 | 45.287 | 68.206 | 304.0137
2022 | 11 | 10 | 16 | 47.03 | 68.6995 | 323.844
2022 | 11 | 10 | 17 | 50.0724 | 68.154 | 365.4103
2022 | 11 | 10 | 18 | 52.2064 | 68.3003 | 430.6835
2022 | 11 | 10 | 19 | 51.6172 | 67.2062 | 424.8208
2022 | 11 | 10 | 20 | 49.6885 | 64.4336 | 415.5661
2022 | 11 | 10 | 21 | 47.3206 | 63.6635 | 401.2172
2022 | 11 | 10 | 22 | 44.0493 | 61.3317 | 377.7648
2022 | 11 | 10 | 23 | 40.5655 | 57.5574 | 348.7751
2022 | 11 | 11 | 0 | 38.0526 | 54.0976 | 324.8053
2022 | 11 | 11 | 1 | 35.8571 | 55.428 | 291.7397
2022 | 11 | 11 | 2 | 34.7533 | 53.5918 | 282.3351
2022 | 11 | 11 | 3 | 34.242 | 52.9803 | 276.5621
2022 | 11 | 11 | 4 | 34.3143 | 53.0282 | 273.7067
2022 | 11 | 11 | 5 | 35.5223 | 53.5921 | 275.9077
2022 | 11 | 11 | 6 | 37.957 | 57.4675 | 281.5392
2022 | 11 | 11 | 7 | 41.3911 | 63.8176 | 311.4448
2022 | 11 | 11 | 8 | 44.1036 | 68.9291 | 332.584
2022 | 11 | 11 | 9 | 44.9925 | 71.9302 | 319.3645
2022 | 11 | 11 | 10 | 44.9495 | 73.8527 | 300.6153
2022 | 11 | 11 | 11 | 45.145 | 75.2595 | 287.6779
2022 | 11 | 11 | 12 | 45.3698 | 72.814 | 273.866
2022 | 11 | 11 | 13 | 45.4562 | 71.994 | 270.7926
2022 | 11 | 11 | 14 | 45.327 | 71.6276 | 269.4198
2022 | 11 | 11 | 15 | 45.84 | 70.0614 | 271.3673
2022 | 11 | 11 | 16 | 47.1428 | 69.0026 | 279.1059
2022 | 11 | 11 | 17 | 49.5208 | 69.2244 | 314.4826
2022 | 11 | 11 | 18 | 51.4891 | 67.7812 | 350.0076
2022 | 11 | 11 | 19 | 50.7135 | 66.3971 | 347.232
2022 | 11 | 11 | 20 | 48.6668 | 64.4795 | 338.6192
2022 | 11 | 11 | 21 | 46.5697 | 63.4011 | 327.4075
2022 | 11 | 11 | 22 | 43.7877 | 61.2328 | 311.3204
2022 | 11 | 11 | 23 | 40.5906 | 56.517 | 288.3933
2022 | 11 | 12 | 0 | 37.0772 | 54.4029 | 261.503
2022 | 11 | 12 | 1 | 34.7602 | 51.4184 | 232.9009
2022 | 11 | 12 | 2 | 33.2301 | 50.1068 | 222.3496
2022 | 11 | 12 | 3 | 32.4106 | 49.4274 | 215.6172
2022 | 11 | 12 | 4 | 31.928 | 49.3211 | 211.8183
2022 | 11 | 12 | 5 | 32.1272 | 49.3816 | 211.3582
2022 | 11 | 12 | 6 | 32.9055 | 51.2069 | 214.3011
2022 | 11 | 12 | 7 | 35.3755 | 53.403 | 233.9866
2022 | 11 | 12 | 8 | 38.7882 | 55.5767 | 264.1489
2022 | 11 | 12 | 9 | 41.2164 | 58.1211 | 273.6258
2022 | 11 | 12 | 10 | 42.0158 | 59.7595 | 267.7494
2022 | 11 | 12 | 11 | 42.5394 | 61.6118 | 266.4266
2022 | 11 | 12 | 12 | 40.8497 | 61.3396 | 279.6883
2022 | 11 | 12 | 13 | 40.5724 | 60.297 | 276.7822
2022 | 11 | 12 | 14 | 39.8666 | 60.4278 | 273.4284
2022 | 11 | 12 | 15 | 39.6768 | 58.9278 | 276.7369
2022 | 11 | 12 | 16 | 40.6352 | 58.2761 | 291.0205
2022 | 11 | 12 | 17 | 43.2815 | 59.6494 | 325.9918
2022 | 11 | 12 | 18 | 46.8791 | 61.9343 | 354.9138
2022 | 11 | 12 | 19 | 46.1573 | 60.3103 | 341.1773
2022 | 11 | 12 | 20 | 44.1038 | 57.4509 | 325.3618
2022 | 11 | 12 | 21 | 42.121 | 55.9281 | 311.9145
2022 | 11 | 12 | 22 | 39.7731 | 54.0837 | 298.0817
2022 | 11 | 12 | 23 | 37.2835 | 52.3136 | 279.7861
2022 | 11 | 13 | 0 | 34.6357 | 51.4825 | 256.6055
2022 | 11 | 13 | 1 | 33.2275 | 50.5578 | 235.7948
2022 | 11 | 13 | 2 | 31.9505 | 49.0753 | 224.2038
2022 | 11 | 13 | 3 | 31.2665 | 48.3022 | 216.9014
2022 | 11 | 13 | 4 | 30.7833 | 48.5994 | 212.5392
2022 | 11 | 13 | 5 | 30.8885 | 48.2307 | 209.9547
2022 | 11 | 13 | 6 | 31.5316 | 49.5141 | 210.9823
2022 | 11 | 13 | 7 | 33.7065 | 51.5369 | 228.0988
2022 | 11 | 13 | 8 | 37.0194 | 52.4964 | 266.9036
2022 | 11 | 13 | 9 | 39.8213 | 54.4201 | 287.22
2022 | 11 | 13 | 10 | 41.229 | 56.3432 | 291.3389
2022 | 11 | 13 | 11 | 42.2309 | 58.9649 | 286.8554
2022 | 11 | 13 | 12 | 40.8094 | 58.3799 | 281.6553
2022 | 11 | 13 | 13 | 40.7801 | 58.0196 | 285.2961
2022 | 11 | 13 | 14 | 40.5134 | 59.6894 | 285.0069
2022 | 11 | 13 | 15 | 40.8876 | 59.1433 | 287.6604
2022 | 11 | 13 | 16 | 42.5268 | 58.2153 | 301.1424
2022 | 11 | 13 | 17 | 45.8354 | 60.8291 | 335.3819
2022 | 11 | 13 | 18 | 48.9659 | 62.6256 | 360.1457
2022 | 11 | 13 | 19 | 48.2615 | 60.5756 | 344.8774
2022 | 11 | 13 | 20 | 46.3549 | 58.3765 | 328.0536
2022 | 11 | 13 | 21 | 44.0499 | 56.6972 | 311.2794
2022 | 11 | 13 | 22 | 41.0552 | 54.8127 | 289.7383
2022 | 11 | 13 | 23 | 38.2158 | 52.8877 | 264.0139
2022 | 11 | 14 | 0 | 35.6472 | 52.9186 | 240.4072
2022 | 11 | 14 | 1 | 33.749 | 51.4198 | 218.9435
2022 | 11 | 14 | 2 | 32.8824 | 50.5383 | 210.3508
2022 | 11 | 14 | 3 | 32.6775 | 50.1284 | 205.4775
2022 | 11 | 14 | 4 | 32.9193 | 50.3257 | 204.1953
2022 | 11 | 14 | 5 | 34.4555 | 51.0203 | 208.7972
2022 | 11 | 14 | 6 | 37.6718 | 54.4165 | 224.3157
2022 | 11 | 14 | 7 | 41.0445 | 61.0893 | 258.5055
2022 | 11 | 14 | 8 | 43.3398 | 67.8749 | 292.8295
2022 | 11 | 14 | 9 | 43.4888 | 71.0398 | 304.8307
2022 | 11 | 14 | 10 | 42.5176 | 72.3949 | 303.7191
2022 | 11 | 14 | 11 | 42.2455 | 73.2145 | 299.7432
2022 | 11 | 14 | 12 | 43.6142 | 71.2837 | 294.9523
2022 | 11 | 14 | 13 | 43.6818 | 70.3238 | 294.7184
2022 | 11 | 14 | 14 | 43.5392 | 68.7995 | 297.0672
2022 | 11 | 14 | 15 | 44.1426 | 68.8958 | 304.2135
2022 | 11 | 14 | 16 | 45.9431 | 68.8897 | 320.6328
2022 | 11 | 14 | 17 | 49.2038 | 69.1484 | 353.1982
2022 | 11 | 14 | 18 | 52.199 | 67.9829 | 376.7642
2022 | 11 | 14 | 19 | 51.1824 | 66.4682 | 364.4945
2022 | 11 | 14 | 20 | 48.972 | 64.1018 | 350.68
2022 | 11 | 14 | 21 | 46.3565 | 62.8612 | 332.6063
2022 | 11 | 14 | 22 | 42.8411 | 60.5832 | 308.333
2022 | 11 | 14 | 23 | 39.3304 | 57.5992 | 279.4739
2022 | 11 | 15 | 0 | 36.8119 | 55.9981 | 258.457
2022 | 11 | 15 | 1 | 34.0975 | 53.1917 | 246.2155
2022 | 11 | 15 | 2 | 32.9403 | 52.1686 | 238.0401
2022 | 11 | 15 | 3 | 32.3962 | 51.5471 | 234.3036
2022 | 11 | 15 | 4 | 32.5242 | 50.9658 | 233.878
2022 | 11 | 15 | 5 | 33.8575 | 51.7653 | 239.1514
2022 | 11 | 15 | 6 | 36.4528 | 55.4923 | 255.2419
2022 | 11 | 15 | 7 | 39.893 | 61.7394 | 288.1771
2022 | 11 | 15 | 8 | 42.5379 | 66.8309 | 319.1191
2022 | 11 | 15 | 9 | 43.2657 | 69.624 | 324.064
2022 | 11 | 15 | 10 | 43.3595 | 71.244 | 318.1748
2022 | 11 | 15 | 11 | 43.799 | 73.0368 | 309.4399
2022 | 11 | 15 | 12 | 43.0345 | 71.3191 | 308.0331
2022 | 11 | 15 | 13 | 43.2086 | 70.2484 | 307.5812
2022 | 11 | 15 | 14 | 43.1673 | 67.6982 | 309.3123
2022 | 11 | 15 | 15 | 43.7347 | 68.4437 | 315.2016
2022 | 11 | 15 | 16 | 45.4282 | 69.339 | 333.8756
2022 | 11 | 15 | 17 | 48.7964 | 70.1337 | 366.6758
2022 | 11 | 15 | 18 | 51.9657 | 70.337 | 391.2184
2022 | 11 | 15 | 19 | 50.9982 | 68.2954 | 382.747
2022 | 11 | 15 | 20 | 48.9708 | 66.0265 | 371.9767
2022 | 11 | 15 | 21 | 46.4728 | 64.4414 | 355.7487
2022 | 11 | 15 | 22 | 43.0336 | 62.1236 | 331.9885
2022 | 11 | 15 | 23 | 39.5093 | 59.1991 | 303.5428
2022 | 11 | 16 | 0 | 36.2778 | 56.1295 | 284.8464
2022 | 11 | 16 | 1 | 34.8318 | 54.1113 | 264.6591
2022 | 11 | 16 | 2 | 33.7078 | 52.4867 | 256.2549
2022 | 11 | 16 | 3 | 33.2028 | 51.2768 | 251.5344
2022 | 11 | 16 | 4 | 33.3069 | 50.9517 | 250.1585
2022 | 11 | 16 | 5 | 34.6937 | 51.532 | 254.5515
2022 | 11 | 16 | 6 | 37.291 | 54.1468 | 269.7047
2022 | 11 | 16 | 7 | 40.823 | 60.4952 | 300.9491
2022 | 11 | 16 | 8 | 43.5537 | 65.3937 | 333.3599
2022 | 11 | 16 | 9 | 44.4924 | 68.9447 | 341.1621
2022 | 11 | 16 | 10 | 44.5825 | 69.2523 | 335.2187
2022 | 11 | 16 | 11 | 45.0015 | 71.0289 | 325.6872
2022 | 11 | 16 | 12 | 42.6681 | 70.9888 | 318.4707
2022 | 11 | 16 | 13 | 42.6826 | 70.1898 | 318.6953
2022 | 11 | 16 | 14 | 42.6411 | 68.4346 | 320.3328
2022 | 11 | 16 | 15 | 43.2773 | 67.9108 | 325.0792
2022 | 11 | 16 | 16 | 45.3054 | 68.3966 | 341.4373
2022 | 11 | 16 | 17 | 48.9302 | 68.2764 | 374.8405
2022 | 11 | 16 | 18 | 51.6377 | 67.2302 | 393.636
2022 | 11 | 16 | 19 | 51.4666 | 65.1229 | 384.9499
2022 | 11 | 16 | 20 | 50.1732 | 62.8034 | 372.9938
2022 | 11 | 16 | 21 | 47.9522 | 62.0682 | 357.5334
2022 | 11 | 16 | 22 | 44.4824 | 59.5503 | 333.4359
2022 | 11 | 16 | 23 | 40.8864 | 56.2822 | 304.4131
2022 | 11 | 17 | 0 | 38.3851 | 53.7303 | 281.8539
2022 | 11 | 17 | 1 | 35.6257 | 51.3083 | 258.6696
2022 | 11 | 17 | 2 | 34.2676 | 49.96 | 248.7624
2022 | 11 | 17 | 3 | 33.5913 | 48.743 | 243.3603
2022 | 11 | 17 | 4 | 33.4377 | 47.9857 | 241.6378
2022 | 11 | 17 | 5 | 34.4866 | 48.587 | 245.5924
2022 | 11 | 17 | 6 | 36.4655 | 51.8487 | 261.4005
2022 | 11 | 17 | 7 | 39.7671 | 57.9091 | 291.3721
2022 | 11 | 17 | 8 | 42.2622 | 63.3561 | 315.528
2022 | 11 | 17 | 9 | 43.1056 | 66.568 | 313.8222
2022 | 11 | 17 | 10 | 43.2997 | 67.7064 | 304.7267
2022 | 11 | 17 | 11 | 43.8029 | 69.6058 | 297.2869
2022 | 11 | 17 | 12 | 44.2408 | 69.5603 | 303.9608
2022 | 11 | 17 | 13 | 44.5316 | 69.475 | 304.4369
2022 | 11 | 17 | 14 | 44.5063 | 68.1822 | 307.7552
2022 | 11 | 17 | 15 | 45.2064 | 66.8368 | 314.4923
2022 | 11 | 17 | 16 | 46.5691 | 67.5715 | 328.8356
2022 | 11 | 17 | 17 | 49.368 | 66.3297 | 358.8898
2022 | 11 | 17 | 18 | 52.0609 | 65.2397 | 389.7969
2022 | 11 | 17 | 19 | 51.0119 | 63.2531 | 377.2828
2022 | 11 | 17 | 20 | 48.8833 | 60.3685 | 365.2802
2022 | 11 | 17 | 21 | 46.5235 | 59.7538 | 349.5627
2022 | 11 | 17 | 22 | 43.1708 | 57.6204 | 326.3043
2022 | 11 | 17 | 23 | 39.6487 | 53.6441 | 297.0976
2022 | 11 | 18 | 0 | 36.0108 | 50.6484 | 268.6346
2022 | 11 | 18 | 1 | 33.7877 | 50.1806 | 264.463
2022 | 11 | 18 | 2 | 32.3752 | 48.5433 | 255.6652
2022 | 11 | 18 | 3 | 31.6507 | 47.7759 | 251.9251
2022 | 11 | 18 | 4 | 31.4871 | 47.6574 | 251.5108
2022 | 11 | 18 | 5 | 32.569 | 47.8619 | 256.6455
2022 | 11 | 18 | 6 | 35.0536 | 51.4141 | 274.3769
2022 | 11 | 18 | 7 | 38.5851 | 57.8099 | 308.9957
2022 | 11 | 18 | 8 | 41.4671 | 63.3742 | 345.4169
2022 | 11 | 18 | 9 | 42.4523 | 67.2438 | 356.6275
2022 | 11 | 18 | 10 | 42.626 | 69.2865 | 351.6448
2022 | 11 | 18 | 11 | 43.0188 | 69.9729 | 341.4031
2022 | 11 | 18 | 12 | 43.3474 | 69.2019 | 325.2111
2022 | 11 | 18 | 13 | 43.4545 | 68.6374 | 323.4161
2022 | 11 | 18 | 14 | 43.3183 | 68.6033 | 325.9258
2022 | 11 | 18 | 15 | 43.5839 | 67.1922 | 332.4757
2022 | 11 | 18 | 16 | 44.7829 | 66.4893 | 349.2566
2022 | 11 | 18 | 17 | 47.5896 | 65.687 | 382.4476
2022 | 11 | 18 | 18 | 49.3869 | 65.7111 | 406.1038
2022 | 11 | 18 | 19 | 48.1657 | 62.9554 | 406.9014
2022 | 11 | 18 | 20 | 46.4451 | 60.7441 | 400.2927
2022 | 11 | 18 | 21 | 44.2724 | 59.9885 | 390.3613
2022 | 11 | 18 | 22 | 41.3594 | 58.1702 | 372.8126
2022 | 11 | 18 | 23 | 37.9748 | 53.6682 | 348.8379
2022 | 11 | 19 | 0 | 35.4452 | 50.5501 | 321.7751
2022 | 11 | 19 | 1 | 32.1139 | 49.5388 | 315.9132
2022 | 11 | 19 | 2 | 30.5745 | 48.1565 | 306.1147
2022 | 11 | 19 | 3 | 29.7301 | 47.2535 | 301.4139
2022 | 11 | 19 | 4 | 29.1959 | 47.3942 | 300.2348
2022 | 11 | 19 | 5 | 29.3586 | 47.3446 | 301.4554
2022 | 11 | 19 | 6 | 30.7474 | 48.5798 | 308.7841
2022 | 11 | 19 | 7 | 33.8131 | 51.7603 | 329.0142
2022 | 11 | 19 | 8 | 38.0406 | 53.6651 | 361.5618
2022 | 11 | 19 | 9 | 41.2331 | 58.0414 | 376.4381
2022 | 11 | 19 | 10 | 42.6696 | 60.6115 | 375.912
2022 | 11 | 19 | 11 | 43.7324 | 61.7399 | 367.55
2022 | 11 | 19 | 12 | 44.07 | 60.239 | 375.0233
2022 | 11 | 19 | 13 | 43.9503 | 59.3339 | 369.5832
2022 | 11 | 19 | 14 | 43.6136 | 61.0533 | 367.7146
2022 | 11 | 19 | 15 | 43.5528 | 59.4147 | 375.6917
2022 | 11 | 19 | 16 | 44.5875 | 58.1289 | 394.5226
2022 | 11 | 19 | 17 | 47.3298 | 60.5007 | 426.9416
2022 | 11 | 19 | 18 | 48.7966 | 60.9279 | 457.1764
2022 | 11 | 19 | 19 | 47.0866 | 59.1957 | 441.3322
2022 | 11 | 19 | 20 | 44.7601 | 55.9834 | 421.9032
2022 | 11 | 19 | 21 | 42.728 | 56.4944 | 404.876
2022 | 11 | 19 | 22 | 40.2538 | 54.9515 | 387.3729
2022 | 11 | 19 | 23 | 37.664 | 52.1551 | 364.7838
2022 | 11 | 20 | 0 | 34.4104 | 50.064 | 342.5002
2022 | 11 | 20 | 1 | 31.8449 | 47.6745 | 321.0777
2022 | 11 | 20 | 2 | 30.4836 | 46.329 | 309.9692
2022 | 11 | 20 | 3 | 29.7221 | 45.7426 | 303.7828
2022 | 11 | 20 | 4 | 29.1651 | 46.2279 | 300.5952
2022 | 11 | 20 | 5 | 29.1657 | 45.5832 | 298.9681
2022 | 11 | 20 | 6 | 30.4573 | 45.996 | 297.1715
2022 | 11 | 20 | 7 | 33.2617 | 47.5792 | 313.1615
2022 | 11 | 20 | 8 | 37.5818 | 50.3194 | 350.3161
2022 | 11 | 20 | 9 | 40.9416 | 54.1543 | 380.5794
2022 | 11 | 20 | 10 | 42.5744 | 56.5981 | 389.9346
2022 | 11 | 20 | 11 | 43.6916 | 57.257 | 388.1871
2022 | 11 | 20 | 12 | 44.2331 | 56.8982 | 377.5287
2022 | 11 | 20 | 13 | 44.4773 | 56.4504 | 372.4734
2022 | 11 | 20 | 14 | 44.4549 | 60.1429 | 371.1946
2022 | 11 | 20 | 15 | 44.8605 | 59.8546 | 380.6398
2022 | 11 | 20 | 16 | 46.3998 | 57.3414 | 400.6135
2022 | 11 | 20 | 17 | 49.6373 | 60.5565 | 433.1924
2022 | 11 | 20 | 18 | 51.4042 | 61.756 | 449.3637
2022 | 11 | 20 | 19 | 49.8427 | 58.9789 | 433.3621
2022 | 11 | 20 | 20 | 47.5734 | 56.5344 | 414.6838
2022 | 11 | 20 | 21 | 45.0149 | 56.4752 | 394.71
2022 | 11 | 20 | 22 | 41.7931 | 54.405 | 370.8037
2022 | 11 | 20 | 23 | 38.7216 | 52.2093 | 342.269
2022 | 11 | 21 | 0 | 36.14 | 50.583 | 322.5565
2022 | 11 | 21 | 1 | 33.7419 | 49.2324 | 303.5557
2022 | 11 | 21 | 2 | 32.7184 | 48.1255 | 294.542
2022 | 11 | 21 | 3 | 32.3114 | 47.8236 | 290.2512
2022 | 11 | 21 | 4 | 32.4652 | 48.2808 | 289.082
2022 | 11 | 21 | 5 | 33.804 | 48.8194 | 293.4792
2022 | 11 | 21 | 6 | 36.7303 | 52.5376 | 305.2518
2022 | 11 | 21 | 7 | 40.3707 | 59.3877 | 338.5609
2022 | 11 | 21 | 8 | 43.2448 | 66.6215 | 375.3385
2022 | 11 | 21 | 9 | 44.1285 | 70.0931 | 386.5154
2022 | 11 | 21 | 10 | 44.2581 | 71.9275 | 382.1665
2022 | 11 | 21 | 11 | 44.6472 | 71.8392 | 375.2246
2022 | 11 | 21 | 12 | 45.1922 | 71.0746 | 353.7157
2022 | 11 | 21 | 13 | 45.4125 | 70.137 | 351.6568
2022 | 11 | 21 | 14 | 45.4844 | 70.1033 | 352.4774
2022 | 11 | 21 | 15 | 46.1897 | 68.7869 | 356.7074
2022 | 11 | 21 | 16 | 48.057 | 68.5963 | 372.0969
2022 | 11 | 21 | 17 | 51.3982 | 69.1518 | 405.9096
2022 | 11 | 21 | 18 | 53.6217 | 67.7726 | 420.8245
2022 | 11 | 21 | 19 | 52.5201 | 65.6117 | 417.5861
2022 | 11 | 21 | 20 | 50.5247 | 62.6849 | 408.9014
2022 | 11 | 21 | 21 | 47.9418 | 61.7055 | 394.4894
2022 | 11 | 21 | 22 | 44.4112 | 59.564 | 371.0882
2022 | 11 | 21 | 23 | 40.7242 | 55.6454 | 342.5893
2022 | 11 | 22 | 0 | 37.1757 | 52.9501 | 319.5503
2022 | 11 | 22 | 1 | 35.6854 | 50.3573 | 295.2607
2022 | 11 | 22 | 2 | 34.4892 | 48.8894 | 285.5524
2022 | 11 | 22 | 3 | 33.925 | 48.113 | 280.5581
2022 | 11 | 22 | 4 | 33.9441 | 48.0281 | 278.7086
2022 | 11 | 22 | 5 | 35.1585 | 48.3967 | 281.9875
2022 | 11 | 22 | 6 | 38.0292 | 52.6541 | 291.8083
2022 | 11 | 22 | 7 | 41.4118 | 59.3999 | 323.9495
2022 | 11 | 22 | 8 | 43.805 | 65.0436 | 359.3756
2022 | 11 | 22 | 9 | 43.9082 | 68.0288 | 368.8739
2022 | 11 | 22 | 10 | 43.0127 | 70.1031 | 365.5687
2022 | 11 | 22 | 11 | 42.8136 | 71.7806 | 359.5796
2022 | 11 | 22 | 12 | 42.1039 | 68.6584 | 353.406
2022 | 11 | 22 | 13 | 42.011 | 68.2245 | 351.2994
2022 | 11 | 22 | 14 | 41.8983 | 67.5825 | 352.1887
2022 | 11 | 22 | 15 | 42.3727 | 66.5277 | 357.2562
2022 | 11 | 22 | 16 | 44.3913 | 67.0422 | 371.5577
2022 | 11 | 22 | 17 | 48.5247 | 66.896 | 400.0263
2022 | 11 | 22 | 18 | 52.6322 | 67.96 | 415.5771
2022 | 11 | 22 | 19 | 52.3307 | 65.1824 | 407.0019
2022 | 11 | 22 | 20 | 51.0603 | 62.4439 | 397.1277
2022 | 11 | 22 | 21 | 48.8277 | 61.582 | 383.0928
2022 | 11 | 22 | 22 | 45.3804 | 59.5765 | 360.2452
2022 | 11 | 22 | 23 | 41.7934 | 55.5767 | 331.0737
2022 | 11 | 23 | 0 | 38.8492 | 52.6216 | 303.137
2022 | 11 | 23 | 1 | 36.267 | 51.048 | 277.9909
2022 | 11 | 23 | 2 | 34.8836 | 49.4095 | 268.8511
2022 | 11 | 23 | 3 | 34.1412 | 48.6123 | 263.9788
2022 | 11 | 23 | 4 | 34.008 | 48.5648 | 262.8889
2022 | 11 | 23 | 5 | 35.1001 | 49.0105 | 267.0542
2022 | 11 | 23 | 6 | 37.1914 | 52.5285 | 280.1524
2022 | 11 | 23 | 7 | 40.5753 | 59.2679 | 309.467
2022 | 11 | 23 | 8 | 43.2106 | 65.2634 | 331.3381
2022 | 11 | 23 | 9 | 44.1206 | 69.0738 | 321.5769
2022 | 11 | 23 | 10 | 44.3303 | 71.1419 | 304.8316
2022 | 11 | 23 | 11 | 44.8505 | 71.3183 | 292.5292
2022 | 11 | 23 | 12 | 45.7375 | 71.2465 | 294.272
2022 | 11 | 23 | 13 | 46.0226 | 70.5058 | 290.6257
2022 | 11 | 23 | 14 | 46.08 | 71.1236 | 291.4044
2022 | 11 | 23 | 15 | 46.726 | 70.2201 | 295.3037
2022 | 11 | 23 | 16 | 48.3855 | 69.6034 | 312.9229
2022 | 11 | 23 | 17 | 51.5855 | 69.7568 | 352.9191
2022 | 11 | 23 | 18 | 53.988 | 69.4738 | 400.3263
2022 | 11 | 23 | 19 | 52.9639 | 66.6795 | 391.7822
2022 | 11 | 23 | 20 | 51.072 | 63.9235 | 382.5506
2022 | 11 | 23 | 21 | 48.6841 | 63.3067 | 368.6743
2022 | 11 | 23 | 22 | 45.1615 | 61.208 | 344.88
2022 | 11 | 23 | 23 | 41.4388 | 56.9967 | 315.2777
2022 | 11 | 24 | 0 | 37.9367 | 53.6181 | 287.5653
2022 | 11 | 24 | 1 | 37.0827 | 52.9488 | 266.2634
2022 | 11 | 24 | 2 | 35.8029 | 51.4502 | 255.9902
2022 | 11 | 24 | 3 | 35.2027 | 50.5869 | 250.6645
2022 | 11 | 24 | 4 | 35.1259 | 50.5397 | 249.1034
2022 | 11 | 24 | 5 | 36.2289 | 51.1128 | 252.7405
2022 | 11 | 24 | 6 | 38.5405 | 54.4503 | 267.0485
2022 | 11 | 24 | 7 | 41.9728 | 60.9329 | 298.5105
2022 | 11 | 24 | 8 | 44.6905 | 66.9876 | 331.1058
2022 | 11 | 24 | 9 | 45.3578 | 70.4702 | 338.2426
2022 | 11 | 24 | 10 | 45.1436 | 73.237 | 332.4839
2022 | 11 | 24 | 11 | 45.315 | 73.437 | 326.4114
2022 | 11 | 24 | 12 | 46.1823 | 72.3805 | 321.2684
2022 | 11 | 24 | 13 | 46.2269 | 71.7954 | 319.8101
2022 | 11 | 24 | 14 | 46.4184 | 71.502 | 322.1118
2022 | 11 | 24 | 15 | 47.0356 | 69.8037 | 328.823
2022 | 11 | 24 | 16 | 48.7509 | 70.3682 | 343.9976
2022 | 11 | 24 | 17 | 52.5492 | 70.6764 | 374.6387
2022 | 11 | 24 | 18 | 54.7366 | 69.6588 | 406.0404
2022 | 11 | 24 | 19 | 54.5769 | 67.3514 | 394.3439
2022 | 11 | 24 | 20 | 53.3262 | 64.4372 | 384.0078
2022 | 11 | 24 | 21 | 51.2712 | 63.4081 | 370.1089
2022 | 11 | 24 | 22 | 47.908 | 61.4084 | 347.3342
2022 | 11 | 24 | 23 | 44.2558 | 57.3687 | 317.582
2022 | 11 | 25 | 0 | 41.4277 | 54.6866 | 288.4357
2022 | 11 | 25 | 1 | 37.9897 | 52.699 | 273.4872
2022 | 11 | 25 | 2 | 36.5405 | 50.9671 | 263.69
2022 | 11 | 25 | 3 | 35.7799 | 50.2995 | 258.9958
2022 | 11 | 25 | 4 | 35.5956 | 50.4334 | 257.8584
2022 | 11 | 25 | 5 | 36.57 | 50.701 | 261.9347
2022 | 11 | 25 | 6 | 38.686 | 54.1345 | 272.1457
2022 | 11 | 25 | 7 | 41.9617 | 60.5054 | 306.7332
2022 | 11 | 25 | 8 | 44.7258 | 66.176 | 347.4725
2022 | 11 | 25 | 9 | 45.6005 | 70.0094 | 364.927
2022 | 11 | 25 | 10 | 45.4919 | 72.3897 | 365.0741
2022 | 11 | 25 | 11 | 45.6545 | 72.6801 | 358.461
2022 | 11 | 25 | 12 | 45.6718 | 71.6025 | 357.1188
2022 | 11 | 25 | 13 | 45.6723 | 71.0222 | 357.2781
2022 | 11 | 25 | 14 | 45.3893 | 70.9949 | 360.2419
2022 | 11 | 25 | 15 | 45.6331 | 68.4534 | 367.1361
2022 | 11 | 25 | 16 | 46.76 | 67.9242 | 381.0248
2022 | 11 | 25 | 17 | 49.6869 | 68.1355 | 407.8495
2022 | 11 | 25 | 18 | 53.5993 | 67.287 | 426.0492
2022 | 11 | 25 | 19 | 52.5704 | 64.7911 | 419.4589
2022 | 11 | 25 | 20 | 50.6367 | 62.8534 | 409.818
2022 | 11 | 25 | 21 | 48.7176 | 62.0212 | 399.0472
2022 | 11 | 25 | 22 | 45.8499 | 60.2064 | 381.5173
2022 | 11 | 25 | 23 | 42.4836 | 55.394 | 356.3336
2022 | 11 | 26 | 0 | 37.8404 | 52.0615 | 321.5523
2022 | 11 | 26 | 1 | 35.199 | 49.085 | 304.6486
2022 | 11 | 26 | 2 | 33.3924 | 48.0515 | 293.8576
2022 | 11 | 26 | 3 | 32.3193 | 47.4418 | 288.0838
2022 | 11 | 26 | 4 | 31.6126 | 47.1723 | 285.6598
2022 | 11 | 26 | 5 | 31.5346 | 47.0978 | 285.4766
2022 | 11 | 26 | 6 | 32.2592 | 48.6659 | 281.9889
2022 | 11 | 26 | 7 | 34.7338 | 51.0275 | 302.0381
2022 | 11 | 26 | 8 | 38.2732 | 53.9945 | 336.5534
2022 | 11 | 26 | 9 | 40.8332 | 57.7862 | 351.2063
2022 | 11 | 26 | 10 | 41.6779 | 60.3573 | 348.64
2022 | 11 | 26 | 11 | 42.2737 | 61.1442 | 341.3431
2022 | 11 | 26 | 12 | 41.824 | 60.7749 | 368.1498
2022 | 11 | 26 | 13 | 41.4789 | 59.7232 | 363.3878
2022 | 11 | 26 | 14 | 40.8041 | 60.7661 | 361.3955
2022 | 11 | 26 | 15 | 40.6046 | 58.838 | 369.6558
2022 | 11 | 26 | 16 | 41.7567 | 57.9685 | 387.2269
2022 | 11 | 26 | 17 | 44.8579 | 60.3519 | 417.8356
2022 | 11 | 26 | 18 | 49.4973 | 61.204 | 440.7517
2022 | 11 | 26 | 19 | 47.9604 | 59.0047 | 423.0323
2022 | 11 | 26 | 20 | 45.7059 | 56.2186 | 403.8603
2022 | 11 | 26 | 21 | 43.6114 | 55.9825 | 387.8012
2022 | 11 | 26 | 22 | 41.1553 | 54.3165 | 370.855
2022 | 11 | 26 | 23 | 38.4952 | 52.1024 | 347.8766
2022 | 11 | 27 | 0 | 36.3465 | 49.7754 | 321.0285
2022 | 11 | 27 | 1 | 33.8205 | 48.3039 | 297.7721
2022 | 11 | 27 | 2 | 32.4011 | 47.0652 | 285.7725
2022 | 11 | 27 | 3 | 31.584 | 46.4711 | 278.6932
2022 | 11 | 27 | 4 | 31.1242 | 46.9379 | 274.8601
2022 | 11 | 27 | 5 | 31.2046 | 46.4444 | 272.4675
2022 | 11 | 27 | 6 | 32.2218 | 46.995 | 271.4709
2022 | 11 | 27 | 7 | 34.7082 | 48.6475 | 286.5714
2022 | 11 | 27 | 8 | 38.6749 | 50.7392 | 323.6528
2022 | 11 | 27 | 9 | 42.1546 | 53.6872 | 351.8606
2022 | 11 | 27 | 10 | 44.3574 | 56.2248 | 360.1292
2022 | 11 | 27 | 11 | 45.8762 | 57.3386 | 359.0075
2022 | 11 | 27 | 12 | 46.5714 | 56.9202 | 349.1692
2022 | 11 | 27 | 13 | 46.709 | 56.6312 | 345.4505
2022 | 11 | 27 | 14 | 46.7619 | 58.842 | 344.4111
2022 | 11 | 27 | 15 | 47.2191 | 57.6759 | 353.0567
2022 | 11 | 27 | 16 | 48.7956 | 56.826 | 372.5882
2022 | 11 | 27 | 17 | 52.2479 | 59.9071 | 407.3047
2022 | 11 | 27 | 18 | 53.9011 | 63.012 | 429.0689
2022 | 11 | 27 | 19 | 52.1162 | 60.51 | 412.1906
2022 | 11 | 27 | 20 | 49.7618 | 58.433 | 394.4347
2022 | 11 | 27 | 21 | 47.1142 | 57.5335 | 376.0039
2022 | 11 | 27 | 22 | 43.8612 | 55.8306 | 353.0502
2022 | 11 | 27 | 23 | 40.7214 | 53.4668 | 324.5955
2022 | 11 | 28 | 0 | 38.2926 | 51.8648 | 304.6671
2022 | 11 | 28 | 1 | 35.8693 | 50.2174 | 288.2212
2022 | 11 | 28 | 2 | 34.8212 | 49.3672 | 279.1725
2022 | 11 | 28 | 3 | 34.4106 | 49.0476 | 275.2642
2022 | 11 | 28 | 4 | 34.5709 | 49.3073 | 274.9756
2022 | 11 | 28 | 5 | 35.8953 | 49.8667 | 279.9299
2022 | 11 | 28 | 6 | 38.5727 | 53.1819 | 295.1301
2022 | 11 | 28 | 7 | 42.1629 | 59.8205 | 327.8477
2022 | 11 | 28 | 8 | 45.2952 | 67.3442 | 363.8412
2022 | 11 | 28 | 9 | 46.4773 | 71.0861 | 373.8265
2022 | 11 | 28 | 10 | 46.7516 | 73.1918 | 367.551
2022 | 11 | 28 | 11 | 47.1799 | 72.6727 | 359.4563
2022 | 11 | 28 | 12 | 47.3618 | 71.9785 | 358.6484
2022 | 11 | 28 | 13 | 47.4924 | 70.9724 | 356.3933
2022 | 11 | 28 | 14 | 47.5819 | 70.2114 | 357.104
2022 | 11 | 28 | 15 | 48.3322 | 68.9937 | 362.7839
2022 | 11 | 28 | 16 | 50.326 | 69.1998 | 379.2587
2022 | 11 | 28 | 17 | 53.8747 | 70.2821 | 411.4016
2022 | 11 | 28 | 18 | 54.7512 | 69.0093 | 430.0548
2022 | 11 | 28 | 19 | 54.2565 | 67.0076 | 422.5263
2022 | 11 | 28 | 20 | 52.6821 | 64.4485 | 412.4499
2022 | 11 | 28 | 21 | 50.3845 | 63.1959 | 397.9596
2022 | 11 | 28 | 22 | 46.876 | 61.059 | 374.7124
2022 | 11 | 28 | 23 | 43.2756 | 57.5035 | 345.5785
2022 | 11 | 29 | 0 | 39.8568 | 54.4256 | 315.8675
2022 | 11 | 29 | 1 | 39.1123 | 52.5338 | 305.1777
2022 | 11 | 29 | 2 | 37.9767 | 51.3253 | 296.9732
2022 | 11 | 29 | 3 | 37.4746 | 50.6466 | 293.7908
2022 | 11 | 29 | 4 | 37.519 | 50.4997 | 293.7657
2022 | 11 | 29 | 5 | 38.7196 | 50.9247 | 298.8325
2022 | 11 | 29 | 6 | 40.5423 | 52.3382 | 309.8532
2022 | 11 | 29 | 7 | 44.1118 | 58.5797 | 342.2888
2022 | 11 | 29 | 8 | 47.3473 | 65.1441 | 372.268
2022 | 11 | 29 | 9 | 48.4653 | 68.6163 | 368.995
2022 | 11 | 29 | 10 | 48.6756 | 71.3367 | 352.1236
2022 | 11 | 29 | 11 | 49.0263 | 71.4609 | 337.7197
2022 | 11 | 29 | 12 | 48.6487 | 71.4939 | 364.7756
2022 | 11 | 29 | 13 | 48.6344 | 71.0449 | 360.881
2022 | 11 | 29 | 14 | 48.7627 | 70.2334 | 361.0916
2022 | 11 | 29 | 15 | 49.2644 | 69.3984 | 367.3631
2022 | 11 | 29 | 16 | 51.1424 | 69.6876 | 385.767
2022 | 11 | 29 | 17 | 55.1284 | 70.4492 | 419.2565
2022 | 11 | 29 | 18 | 58.0781 | 71.1662 | 452.9322
2022 | 11 | 29 | 19 | 57.2946 | 68.4897 | 441.8122
2022 | 11 | 29 | 20 | 55.5526 | 66.2526 | 431.0915
2022 | 11 | 29 | 21 | 53.1312 | 64.6979 | 416.789
2022 | 11 | 29 | 22 | 49.5711 | 62.719 | 393.55
2022 | 11 | 29 | 23 | 45.7929 | 59.3012 | 363.3962
2022 | 11 | 30 | 0 | 42.752 | 56.3422 | 332.9232
2022 | 11 | 30 | 1 | 39.9883 | 55.0571 | 323.2179
2022 | 11 | 30 | 2 | 38.6207 | 53.6033 | 314.9354
2022 | 11 | 30 | 3 | 37.9173 | 52.5148 | 311.4289
2022 | 11 | 30 | 4 | 37.7621 | 52.2186 | 311.4069
2022 | 11 | 30 | 5 | 38.8261 | 52.7261 | 316.2943
2022 | 11 | 30 | 6 | 40.4119 | 55.0555 | 330.2453
2022 | 11 | 30 | 7 | 43.5821 | 61.5563 | 361.4941
2022 | 11 | 30 | 8 | 46.1585 | 67.2777 | 390.3889
2022 | 11 | 30 | 9 | 46.9579 | 71.1274 | 386.9266
2022 | 11 | 30 | 10 | 46.9555 | 72.9142 | 369.7885
2022 | 11 | 30 | 11 | 47.2709 | 73.5961 | 354.4365
2022 | 11 | 30 | 12 | 48.17 | 72.8295 | 342.4781
2022 | 11 | 30 | 13 | 48.2886 | 71.8709 | 335.9708
2022 | 11 | 30 | 14 | 48.2423 | 70.9449 | 335.134
2022 | 11 | 30 | 15 | 48.7996 | 70.0206 | 339.238
2022 | 11 | 30 | 16 | 50.4558 | 70.2947 | 360.4671
2022 | 11 | 30 | 17 | 53.7477 | 71.3087 | 403.8701
2022 | 11 | 30 | 18 | 56.3049 | 69.9627 | 452.183
2022 | 11 | 30 | 19 | 55.392 | 67.4826 | 448.8635
2022 | 11 | 30 | 20 | 53.5371 | 65.2706 | 441.9637
2022 | 11 | 30 | 21 | 51.2182 | 64.2656 | 429.9008
2022 | 11 | 30 | 22 | 47.6368 | 62.0042 | 406.5345
2022 | 11 | 30 | 23 | 43.9028 | 58.5229 | 376.5524
2022 | 12 | 1 | 0 | 40.1246 | 56.2452 | 349.9258
2022 | 12 | 1 | 1 | 37.0112 | 54.6015 | 325.6082
2022 | 12 | 1 | 2 | 35.521 | 53.1463 | 315.9145
2022 | 12 | 1 | 3 | 34.871 | 52.1755 | 311.6636
2022 | 12 | 1 | 4 | 34.8036 | 52.8306 | 310.7944
2022 | 12 | 1 | 5 | 36.1335 | 53.217 | 315.2087
2022 | 12 | 1 | 6 | 38.552 | 56.9024 | 330.5309
2022 | 12 | 1 | 7 | 42.115 | 63.1171 | 362.0391
2022 | 12 | 1 | 8 | 45.0402 | 66.4211 | 394.4338
2022 | 12 | 1 | 9 | 46.1911 | 69.4625 | 400.6212
2022 | 12 | 1 | 10 | 46.8101 | 71.6508 | 393.6713
2022 | 12 | 1 | 11 | 47.3235 | 74.3788 | 386.2386
2022 | 12 | 1 | 12 | 47.4651 | 71.6106 | 388.2021
2022 | 12 | 1 | 13 | 47.8589 | 71.1839 | 385.1621
2022 | 12 | 1 | 14 | 47.8736 | 68.5282 | 388.1066
2022 | 12 | 1 | 15 | 48.4134 | 68.5099 | 393.6547
2022 | 12 | 1 | 16 | 49.8863 | 70.1301 | 404.7083
2022 | 12 | 1 | 17 | 53.2748 | 70.4724 | 433.365
2022 | 12 | 1 | 18 | 56.1766 | 71.177 | 460.8553
2022 | 12 | 1 | 19 | 55.1798 | 67.4562 | 450.9473
2022 | 12 | 1 | 20 | 53.1176 | 66.0313 | 440.9694
2022 | 12 | 1 | 21 | 50.6312 | 65.1963 | 426.5375
2022 | 12 | 1 | 22 | 47.0758 | 63.6931 | 402.9137
2022 | 12 | 1 | 23 | 43.0093 | 60.968 | 369.9345
2022 | 12 | 2 | 0 | 38.9938 | 58.9583 | 337.5567
2022 | 12 | 2 | 1 | 36.7393 | 55.7205 | 311.8338
2022 | 12 | 2 | 2 | 35.301 | 54.0662 | 300.3401
2022 | 12 | 2 | 3 | 34.7167 | 53.0155 | 294.2727
2022 | 12 | 2 | 4 | 34.6755 | 53.6015 | 291.6662
2022 | 12 | 2 | 5 | 36.0544 | 53.7672 | 294.4271
2022 | 12 | 2 | 6 | 38.4851 | 56.4855 | 305.6054
2022 | 12 | 2 | 7 | 42.1698 | 62.155 | 337.3694
2022 | 12 | 2 | 8 | 45.4971 | 64.2353 | 374.5047
2022 | 12 | 2 | 9 | 46.9915 | 67.5553 | 389.6877
2022 | 12 | 2 | 10 | 47.4139 | 68.0607 | 391.2934
2022 | 12 | 2 | 11 | 47.7118 | 71.0076 | 387.2926
2022 | 12 | 2 | 12 | 46.5298 | 70.9104 | 382.9307
2022 | 12 | 2 | 13 | 46.6787 | 70.1616 | 381.0881
2022 | 12 | 2 | 14 | 46.3939 | 67.2595 | 383.8466
2022 | 12 | 2 | 15 | 46.7213 | 65.8767 | 388.0412
2022 | 12 | 2 | 16 | 48.1893 | 67.2145 | 394.975
2022 | 12 | 2 | 17 | 51.4591 | 67.5768 | 417.8689
2022 | 12 | 2 | 18 | 53.3744 | 68.0034 | 432.1176
2022 | 12 | 2 | 19 | 53.164 | 63.6427 | 424.3172
2022 | 12 | 2 | 20 | 51.7462 | 62.8463 | 414.274
2022 | 12 | 2 | 21 | 49.923 | 61.3054 | 401.9939
2022 | 12 | 2 | 22 | 46.9978 | 59.3441 | 383.1984
2022 | 12 | 2 | 23 | 43.3909 | 57.452 | 354.9046
2022 | 12 | 3 | 0 | 39.567 | 55.1999 | 322.1675
2022 | 12 | 3 | 1 | 37.2173 | 50.2301 | 298.6658
2022 | 12 | 3 | 2 | 35.5819 | 48.6349 | 287.6272
2022 | 12 | 3 | 3 | 34.8162 | 47.7677 | 281.5788
2022 | 12 | 3 | 4 | 34.359 | 48.797 | 279.5355
2022 | 12 | 3 | 5 | 34.7802 | 48.2397 | 281.3981
2022 | 12 | 3 | 6 | 35.756 | 50.9043 | 281.022
2022 | 12 | 3 | 7 | 38.6194 | 53.1973 | 300.2949
2022 | 12 | 3 | 8 | 42.4464 | 53.2248 | 336.2535
2022 | 12 | 3 | 9 | 45.4092 | 55.4939 | 366.2725
2022 | 12 | 3 | 10 | 46.8829 | 56.9664 | 380.6871
2022 | 12 | 3 | 11 | 47.7193 | 60.6141 | 384.8109
2022 | 12 | 3 | 12 | 47.5425 | 60.7765 | 386.514
2022 | 12 | 3 | 13 | 47.5152 | 59.7764 | 384.8078
2022 | 12 | 3 | 14 | 47.0368 | 58.9666 | 385.7675
2022 | 12 | 3 | 15 | 46.9704 | 57.1669 | 389.7065
2022 | 12 | 3 | 16 | 48.0531 | 58.0035 | 399.6937
2022 | 12 | 3 | 17 | 51.092 | 59.8972 | 426.487
2022 | 12 | 3 | 18 | 53.1358 | 62.3756 | 450.8649
2022 | 12 | 3 | 19 | 51.614 | 58.3905 | 434.3694
2022 | 12 | 3 | 20 | 49.2338 | 56.5964 | 415.0622
2022 | 12 | 3 | 21 | 46.8369 | 55.3841 | 398.9473
2022 | 12 | 3 | 22 | 44.1228 | 54.1156 | 382.7972
2022 | 12 | 3 | 23 | 40.9898 | 53.2252 | 358.7665
2022 | 12 | 4 | 0 | 38.1509 | 52.2115 | 324.9646
2022 | 12 | 4 | 1 | 35.8406 | 50.8965 | 319.988
2022 | 12 | 4 | 2 | 34.3875 | 49.3557 | 309.7726
2022 | 12 | 4 | 3 | 33.6783 | 48.5947 | 304.5922
2022 | 12 | 4 | 4 | 33.281 | 50.3415 | 303.4788
2022 | 12 | 4 | 5 | 33.6011 | 49.8467 | 305.3184
2022 | 12 | 4 | 6 | 34.5897 | 52.3363 | 313.2875
2022 | 12 | 4 | 7 | 37.054 | 54.1571 | 328.4386
2022 | 12 | 4 | 8 | 40.8502 | 52.3523 | 352.8829
2022 | 12 | 4 | 9 | 44.1356 | 53.3916 | 365.9278
2022 | 12 | 4 | 10 | 46.0546 | 54.9682 | 366.881
2022 | 12 | 4 | 11 | 47.1029 | 59.9919 | 361.102
2022 | 12 | 4 | 12 | 45.9077 | 58.5295 | 388.8587
2022 | 12 | 4 | 13 | 46.1251 | 58.1195 | 386.5481
2022 | 12 | 4 | 14 | 45.831 | 58.8605 | 388.0587
2022 | 12 | 4 | 15 | 46.1916 | 57.5612 | 394.0345
2022 | 12 | 4 | 16 | 47.8596 | 58.5756 | 410.9212
2022 | 12 | 4 | 17 | 51.4647 | 61.2864 | 446.9227
2022 | 12 | 4 | 18 | 54.6024 | 64.994 | 488.8069
2022 | 12 | 4 | 19 | 53.5351 | 61.2 | 473.7354
2022 | 12 | 4 | 20 | 51.4018 | 60.2021 | 455.1883
2022 | 12 | 4 | 21 | 48.6663 | 58.0049 | 436.2754
2022 | 12 | 4 | 22 | 45.3471 | 56.7604 | 413.5457
2022 | 12 | 4 | 23 | 41.8621 | 55.7049 | 383.3829
2022 | 12 | 5 | 0 | 39.2159 | 56.557 | 354.39
2022 | 12 | 5 | 1 | 37.2197 | 53.4621 | 338.395
2022 | 12 | 5 | 2 | 36.1609 | 52.5224 | 330.5451
2022 | 12 | 5 | 3 | 35.8967 | 51.8776 | 327.8831
2022 | 12 | 5 | 4 | 36.0572 | 52.8755 | 328.2205
2022 | 12 | 5 | 5 | 37.6204 | 53.2827 | 333.9827
2022 | 12 | 5 | 6 | 40.5087 | 57.1972 | 351.6368
2022 | 12 | 5 | 7 | 44.0012 | 63.6595 | 385.111
2022 | 12 | 5 | 8 | 46.5383 | 67.6582 | 421.5705
2022 | 12 | 5 | 9 | 46.8663 | 70.6113 | 431.7624
2022 | 12 | 5 | 10 | 46.2139 | 71.273 | 425.6967
2022 | 12 | 5 | 11 | 45.8941 | 73.9521 | 417.0845
2022 | 12 | 5 | 12 | 44.9057 | 72.1347 | 410.5366
2022 | 12 | 5 | 13 | 44.9033 | 70.9869 | 404.0809
2022 | 12 | 5 | 14 | 44.5415 | 68.0687 | 404.1845
2022 | 12 | 5 | 15 | 44.9746 | 67.9152 | 409.1737
2022 | 12 | 5 | 16 | 47.0121 | 69.4743 | 423.4142
2022 | 12 | 5 | 17 | 51.0666 | 70.7959 | 457.1214
2022 | 12 | 5 | 18 | 55.2967 | 69.1362 | 480.3995
2022 | 12 | 5 | 19 | 54.8881 | 65.4181 | 478.2992
2022 | 12 | 5 | 20 | 53.2491 | 64.1646 | 470.2608
2022 | 12 | 5 | 21 | 50.8087 | 62.5822 | 456.6216
2022 | 12 | 5 | 22 | 47.1891 | 60.4656 | 433.3258
2022 | 12 | 5 | 23 | 43.2623 | 59.5538 | 401.6077
2022 | 12 | 6 | 0 | 39.813 | 58.3269 | 371.3031
2022 | 12 | 6 | 1 | 37.4914 | 52.8082 | 361.8345
2022 | 12 | 6 | 2 | 36.1171 | 51.3975 | 354.108
2022 | 12 | 6 | 3 | 35.5431 | 50.3348 | 351.8627
2022 | 12 | 6 | 4 | 35.4876 | 50.7783 | 352.2388
2022 | 12 | 6 | 5 | 36.8227 | 50.933 | 358.0804
2022 | 12 | 6 | 6 | 39.0316 | 54.8388 | 371.7748
2022 | 12 | 6 | 7 | 42.491 | 61.0624 | 403.8191
2022 | 12 | 6 | 8 | 45.1705 | 64.3675 | 432.8709
2022 | 12 | 6 | 9 | 45.831 | 67.1475 | 428.7517
2022 | 12 | 6 | 10 | 45.703 | 68.2448 | 411.3063
2022 | 12 | 6 | 11 | 45.7843 | 72.164 | 395.7968
2022 | 12 | 6 | 12 | 46.6714 | 71.978 | 379.0465
2022 | 12 | 6 | 13 | 46.9942 | 71.4498 | 369.0773
2022 | 12 | 6 | 14 | 46.8579 | 69.6037 | 367.7591
2022 | 12 | 6 | 15 | 47.2774 | 69.2912 | 371.3884
2022 | 12 | 6 | 16 | 48.9357 | 70.3321 | 390.1202
2022 | 12 | 6 | 17 | 52.642 | 71.2055 | 432.8362
2022 | 12 | 6 | 18 | 56.0705 | 70.1693 | 485.1563
2022 | 12 | 6 | 19 | 54.9008 | 65.9994 | 484.6628
2022 | 12 | 6 | 20 | 52.7833 | 64.5492 | 478.1729
2022 | 12 | 6 | 21 | 50.1488 | 62.8689 | 465.4855
2022 | 12 | 6 | 22 | 46.524 | 60.8176 | 442.2634
2022 | 12 | 6 | 23 | 42.51 | 59.0562 | 410.2712
2022 | 12 | 7 | 0 | 38.8844 | 55.9143 | 379.8795
2022 | 12 | 7 | 1 | 36.3438 | 53.2589 | 361.7193
2022 | 12 | 7 | 2 | 34.9437 | 51.7026 | 351.8701
2022 | 12 | 7 | 3 | 34.3273 | 50.4255 | 347.2471
2022 | 12 | 7 | 4 | 34.3031 | 50.7605 | 345.9217
2022 | 12 | 7 | 5 | 35.7191 | 50.9204 | 349.5097
2022 | 12 | 7 | 6 | 38.3282 | 54.0209 | 361.2383
2022 | 12 | 7 | 7 | 41.8679 | 60.2903 | 391.5742
2022 | 12 | 7 | 8 | 44.6222 | 63.6631 | 426.8254
2022 | 12 | 7 | 9 | 45.5749 | 67.1585 | 436.6897
2022 | 12 | 7 | 10 | 45.6934 | 67.9842 | 432.7084
2022 | 12 | 7 | 11 | 45.9531 | 70.9877 | 425.6734
2022 | 12 | 7 | 12 | 46.0661 | 71.1419 | 386.226
2022 | 12 | 7 | 13 | 46.3598 | 70.3189 | 379.5749
2022 | 12 | 7 | 14 | 46.228 | 68.6202 | 379.0498
2022 | 12 | 7 | 15 | 46.7423 | 68.7981 | 380.4575
2022 | 12 | 7 | 16 | 48.5702 | 69.5993 | 393.4629
2022 | 12 | 7 | 17 | 52.2584 | 70.152 | 430.8751
2022 | 12 | 7 | 18 | 55.1548 | 69.7345 | 464.1933
2022 | 12 | 7 | 19 | 54.1506 | 65.3144 | 463.1022
2022 | 12 | 7 | 20 | 52.3346 | 63.874 | 457.2347
2022 | 12 | 7 | 21 | 49.764 | 62.677 | 445.3383
2022 | 12 | 7 | 22 | 46.0914 | 60.5905 | 421.6591
2022 | 12 | 7 | 23 | 42.0015 | 58.8648 | 389.1412
2022 | 12 | 8 | 0 | 39.3283 | 56.3802 | 359.4461
2022 | 12 | 8 | 1 | 35.935 | 53.5828 | 343.6084
2022 | 12 | 8 | 2 | 34.566 | 52.3089 | 333.35
2022 | 12 | 8 | 3 | 33.9801 | 51.2238 | 329.3532
2022 | 12 | 8 | 4 | 34.0225 | 51.3877 | 328.5603
2022 | 12 | 8 | 5 | 35.4186 | 51.8004 | 332.8085
2022 | 12 | 8 | 6 | 38.519 | 55.2502 | 351.7776
2022 | 12 | 8 | 7 | 42.0465 | 61.2948 | 382.731
2022 | 12 | 8 | 8 | 44.8999 | 64.9792 | 417.2918
2022 | 12 | 8 | 9 | 46.011 | 68.0248 | 425.8333
2022 | 12 | 8 | 10 | 46.2214 | 69.8016 | 420.2276
2022 | 12 | 8 | 11 | 46.469 | 72.3187 | 413.0907
2022 | 12 | 8 | 12 | 46.8059 | 70.4206 | 397.3039
2022 | 12 | 8 | 13 | 47.1577 | 69.8523 | 391.3674
2022 | 12 | 8 | 14 | 47.1157 | 67.6623 | 392.0055
2022 | 12 | 8 | 15 | 47.8314 | 66.7537 | 396.2949
2022 | 12 | 8 | 16 | 49.4704 | 68.8364 | 408.5703
2022 | 12 | 8 | 17 | 52.7895 | 69.1361 | 440.1786
2022 | 12 | 8 | 18 | 55.7347 | 69.2199 | 467.0625
2022 | 12 | 8 | 19 | 54.7517 | 65.7202 | 465.0366
2022 | 12 | 8 | 20 | 52.7188 | 64.2261 | 459.7995
2022 | 12 | 8 | 21 | 50.2373 | 63.2743 | 448.3727
2022 | 12 | 8 | 22 | 46.7574 | 61.4542 | 425.2764
2022 | 12 | 8 | 23 | 42.8308 | 59.266 | 392.6483
2022 | 12 | 9 | 0 | 38.7771 | 56.8776 | 364.4189
2022 | 12 | 9 | 1 | 36.7461 | 54.2276 | 343.833
2022 | 12 | 9 | 2 | 35.2925 | 52.8887 | 333.3055
2022 | 12 | 9 | 3 | 34.6153 | 52.2598 | 328.8623
2022 | 12 | 9 | 4 | 34.5338 | 52.4296 | 327.5972
2022 | 12 | 9 | 5 | 35.7797 | 52.7782 | 330.9781
2022 | 12 | 9 | 6 | 38.11 | 56.4178 | 342.8661
2022 | 12 | 9 | 7 | 41.726 | 61.8465 | 375.1332
2022 | 12 | 9 | 8 | 44.8803 | 64.7093 | 411.317
2022 | 12 | 9 | 9 | 46.2339 | 67.5203 | 419.6148
2022 | 12 | 9 | 10 | 46.8246 | 68.9184 | 412.7815
2022 | 12 | 9 | 11 | 47.2247 | 70.9898 | 403.6118
2022 | 12 | 9 | 12 | 47.1439 | 69.5712 | 413.9165
2022 | 12 | 9 | 13 | 47.3402 | 68.5748 | 410.0405
2022 | 12 | 9 | 14 | 47.1409 | 64.8192 | 410.5412
2022 | 12 | 9 | 15 | 47.4566 | 64.4188 | 413.2661
2022 | 12 | 9 | 16 | 48.8145 | 65.7632 | 420.9311
2022 | 12 | 9 | 17 | 51.8858 | 66.6002 | 448.215
2022 | 12 | 9 | 18 | 53.5379 | 67.8227 | 467.4336
2022 | 12 | 9 | 19 | 52.4189 | 64.4243 | 463.5269
2022 | 12 | 9 | 20 | 50.6522 | 63.9915 | 456.25
2022 | 12 | 9 | 21 | 48.3569 | 63.3359 | 446.1835
2022 | 12 | 9 | 22 | 45.3289 | 61.7533 | 427.7723
2022 | 12 | 9 | 23 | 41.603 | 58.5592 | 399.0429
2022 | 12 | 10 | 0 | 38.8247 | 55.59 | 367.032
2022 | 12 | 10 | 1 | 35.3998 | 51.9782 | 334.1384
2022 | 12 | 10 | 2 | 33.6714 | 50.7173 | 321.6565
2022 | 12 | 10 | 3 | 32.7637 | 49.9848 | 314.9683
2022 | 12 | 10 | 4 | 32.3077 | 50.2478 | 312.1041
2022 | 12 | 10 | 5 | 32.6611 | 50.0348 | 312.6286
2022 | 12 | 10 | 6 | 34.0826 | 52.9066 | 310.5038
2022 | 12 | 10 | 7 | 36.9042 | 55.1227 | 327.2313
2022 | 12 | 10 | 8 | 40.9292 | 54.9959 | 360.007
2022 | 12 | 10 | 9 | 44.2118 | 56.5116 | 389.3073
2022 | 12 | 10 | 10 | 45.9519 | 58.0797 | 404.4207
2022 | 12 | 10 | 11 | 46.9174 | 61.5402 | 407.906
2022 | 12 | 10 | 12 | 47.1562 | 60.836 | 412.3537
2022 | 12 | 10 | 13 | 47.1969 | 59.624 | 408.6728
2022 | 12 | 10 | 14 | 46.7166 | 59.0411 | 407.9114
2022 | 12 | 10 | 15 | 46.6583 | 56.7684 | 411.8518
2022 | 12 | 10 | 16 | 47.6782 | 57.907 | 420.134
2022 | 12 | 10 | 17 | 50.4665 | 60.4009 | 445.0526
2022 | 12 | 10 | 18 | 52.2297 | 62.8574 | 459.9681
2022 | 12 | 10 | 19 | 50.392 | 59.3261 | 443.4531
2022 | 12 | 10 | 20 | 47.8654 | 57.5998 | 423.6459
2022 | 12 | 10 | 21 | 45.4142 | 56.1346 | 406.254
2022 | 12 | 10 | 22 | 42.7634 | 55.2101 | 388.5516
2022 | 12 | 10 | 23 | 39.7116 | 53.751 | 363.4998
2022 | 12 | 11 | 0 | 36.8281 | 52.6466 | 335.84
2022 | 12 | 11 | 1 | 34.9227 | 49.8899 | 327.6155
2022 | 12 | 11 | 2 | 33.4245 | 48.4146 | 316.7716
2022 | 12 | 11 | 3 | 32.6414 | 47.6006 | 311.135
2022 | 12 | 11 | 4 | 32.1678 | 48.226 | 309.6867
2022 | 12 | 11 | 5 | 32.379 | 47.4567 | 311.572
2022 | 12 | 11 | 6 | 32.9561 | 48.6529 | 312.6191
2022 | 12 | 11 | 7 | 35.4238 | 50.3863 | 327.5921
2022 | 12 | 11 | 8 | 39.3038 | 50.1405 | 359.2738
2022 | 12 | 11 | 9 | 42.8032 | 51.4036 | 389.8606
2022 | 12 | 11 | 10 | 45.1748 | 53.4551 | 404.2232
2022 | 12 | 11 | 11 | 46.5715 | 57.0628 | 407.1894
2022 | 12 | 11 | 12 | 47.1869 | 55.3882 | 400.189
2022 | 12 | 11 | 13 | 47.5254 | 54.8898 | 398.9863
2022 | 12 | 11 | 14 | 47.4269 | 55.1378 | 399.5373
2022 | 12 | 11 | 15 | 47.8592 | 54.3406 | 403.7844
2022 | 12 | 11 | 16 | 49.424 | 55.0725 | 418.6386
2022 | 12 | 11 | 17 | 52.8361 | 58.4369 | 454.3492
2022 | 12 | 11 | 18 | 54.3364 | 61.8483 | 476.7749
2022 | 12 | 11 | 19 | 52.7814 | 58.1805 | 471.3714
2022 | 12 | 11 | 20 | 50.449 | 57.0599 | 457.2286
2022 | 12 | 11 | 21 | 47.6029 | 55.9279 | 441.2982
2022 | 12 | 11 | 22 | 44.2994 | 54.4198 | 420.354
2022 | 12 | 11 | 23 | 40.8983 | 53.1354 | 391.9293
2022 | 12 | 12 | 0 | 38.8858 | 53.422 | 361.7272
2022 | 12 | 12 | 1 | 36.1575 | 49.1499 | 342.9374
2022 | 12 | 12 | 2 | 35.0928 | 48.3115 | 334.9849
2022 | 12 | 12 | 3 | 34.7747 | 47.7168 | 332.7212
2022 | 12 | 12 | 4 | 34.9614 | 48.0671 | 333.6513
2022 | 12 | 12 | 5 | 36.5003 | 48.4161 | 339.4942
2022 | 12 | 12 | 6 | 39.6181 | 50.4139 | 349.4829
2022 | 12 | 12 | 7 | 43.123 | 56.2928 | 382.0123
2022 | 12 | 12 | 8 | 45.7867 | 61.8123 | 417.917
2022 | 12 | 12 | 9 | 46.3592 | 64.909 | 425.9626
2022 | 12 | 12 | 10 | 46.0245 | 65.6524 | 417.4485
2022 | 12 | 12 | 11 | 45.8847 | 66.7178 | 408.7346
2022 | 12 | 12 | 12 | 45.6784 | 66.6676 | 384.2256
2022 | 12 | 12 | 13 | 45.7456 | 65.8399 | 377.1359
2022 | 12 | 12 | 14 | 45.444 | 62.5255 | 375.0617
2022 | 12 | 12 | 15 | 45.9137 | 62.6162 | 377.3201
2022 | 12 | 12 | 16 | 47.8197 | 64.0516 | 391.3725
2022 | 12 | 12 | 17 | 51.5957 | 64.1727 | 432.4955
2022 | 12 | 12 | 18 | 55.8221 | 65.9736 | 472.3561
2022 | 12 | 12 | 19 | 54.7323 | 62.8036 | 471.7611
2022 | 12 | 12 | 20 | 52.6676 | 61.0346 | 465.1637
2022 | 12 | 12 | 21 | 49.9598 | 60.2022 | 452.9746
2022 | 12 | 12 | 22 | 46.3387 | 58.1277 | 430.3208
2022 | 12 | 12 | 23 | 42.4216 | 55.8424 | 398.727
2022 | 12 | 13 | 0 | 39.2682 | 53.6143 | 362.4674
2022 | 12 | 13 | 1 | 36.6344 | 51.3278 | 340.0971
2022 | 12 | 13 | 2 | 35.2667 | 49.9958 | 330.0755
2022 | 12 | 13 | 3 | 34.6307 | 49.2249 | 325.4368
2022 | 12 | 13 | 4 | 34.6598 | 49.4497 | 323.8244
2022 | 12 | 13 | 5 | 35.9997 | 49.6767 | 327.6024
2022 | 12 | 13 | 6 | 38.3597 | 53.9298 | 335.2763
2022 | 12 | 13 | 7 | 41.8325 | 60.4763 | 365.4613
2022 | 12 | 13 | 8 | 44.7077 | 64.7777 | 398.5199
2022 | 12 | 13 | 9 | 45.7359 | 67.2662 | 406.0281
2022 | 12 | 13 | 10 | 46.2205 | 69.6407 | 400.9937
2022 | 12 | 13 | 11 | 46.6678 | 72.3881 | 394.4171
2022 | 12 | 13 | 12 | 46.4192 | 69.7999 | 346.66
2022 | 12 | 13 | 13 | 46.6792 | 69.0578 | 338.9421
2022 | 12 | 13 | 14 | 46.56 | 68.5362 | 336.8216
2022 | 12 | 13 | 15 | 46.9362 | 68.2445 | 339.2436
2022 | 12 | 13 | 16 | 48.5482 | 68.7652 | 354.5267
2022 | 12 | 13 | 17 | 52.3006 | 69.5913 | 396.136
2022 | 12 | 13 | 18 | 54.3255 | 69.3363 | 441.134
2022 | 12 | 13 | 19 | 53.7193 | 65.5237 | 439.8379
2022 | 12 | 13 | 20 | 52.1784 | 63.8201 | 433.3399
2022 | 12 | 13 | 21 | 49.7697 | 62.756 | 420.8101
2022 | 12 | 13 | 22 | 46.2646 | 60.8837 | 398.0959
2022 | 12 | 13 | 23 | 42.4228 | 58.2935 | 366.669
2022 | 12 | 14 | 0 | 38.9015 | 56.2435 | 338.4883
2022 | 12 | 14 | 1 | 35.8171 | 52.865 | 320.7802
2022 | 12 | 14 | 2 | 34.3143 | 51.3338 | 311.1154
2022 | 12 | 14 | 3 | 33.5558 | 50.5369 | 306.9539
2022 | 12 | 14 | 4 | 33.4714 | 50.7043 | 306.4666
2022 | 12 | 14 | 5 | 34.7639 | 51.153 | 311.1719
2022 | 12 | 14 | 6 | 37.0815 | 54.5264 | 326.1552
2022 | 12 | 14 | 7 | 40.5041 | 60.4186 | 354.9733
2022 | 12 | 14 | 8 | 43.2412 | 64.2869 | 380.501
2022 | 12 | 14 | 9 | 44.4255 | 67.1503 | 376.5328
2022 | 12 | 14 | 10 | 45.1121 | 68.4835 | 362.8777
2022 | 12 | 14 | 11 | 45.7525 | 69.7006 | 351.8748
2022 | 12 | 14 | 12 | 46.2432 | 69.7734 | 372.4114
2022 | 12 | 14 | 13 | 46.6378 | 68.6862 | 367.6691
2022 | 12 | 14 | 14 | 46.5538 | 66.6204 | 367.4283
2022 | 12 | 14 | 15 | 47.0852 | 66.8067 | 370.8974
2022 | 12 | 14 | 16 | 48.713 | 67.5005 | 383.7629
2022 | 12 | 14 | 17 | 52.0632 | 68.3793 | 417.6916
2022 | 12 | 14 | 18 | 55.3793 | 69.6448 | 455.9991
2022 | 12 | 14 | 19 | 54.2462 | 65.9244 | 446.5416
2022 | 12 | 14 | 20 | 52.2538 | 64.2562 | 437.6023
2022 | 12 | 14 | 21 | 49.7641 | 63.3258 | 423.531
2022 | 12 | 14 | 22 | 46.2238 | 61.0917 | 398.6762
2022 | 12 | 14 | 23 | 42.2429 | 58.7822 | 365.2815
2022 | 12 | 15 | 0 | 38.0506 | 56.1078 | 336.2025
2022 | 12 | 15 | 1 | 37.6012 | 52.1075 | 311.6841
2022 | 12 | 15 | 2 | 36.3805 | 50.6006 | 300.3591
2022 | 12 | 15 | 3 | 35.9075 | 49.6872 | 295.07
2022 | 12 | 15 | 4 | 35.9944 | 49.7515 | 293.4766
2022 | 12 | 15 | 5 | 37.3739 | 50.1884 | 296.6359
2022 | 12 | 15 | 6 | 39.9023 | 54.6963 | 311.6271
2022 | 12 | 15 | 7 | 43.4913 | 60.5598 | 340.8823
2022 | 12 | 15 | 8 | 46.558 | 65.1702 | 373.3005
2022 | 12 | 15 | 9 | 47.718 | 67.8871 | 382.3534
2022 | 12 | 15 | 10 | 47.9685 | 69.9619 | 379.8348
2022 | 12 | 15 | 11 | 48.1819 | 71.6219 | 376.7017
2022 | 12 | 15 | 12 | 47.0633 | 70.7026 | 359.7702
2022 | 12 | 15 | 13 | 47.0931 | 70.3472 | 355.5689
2022 | 12 | 15 | 14 | 47.1936 | 69.0943 | 355.2645
2022 | 12 | 15 | 15 | 47.8998 | 67.4045 | 359.2646
2022 | 12 | 15 | 16 | 49.9664 | 68.31 | 369.3011
2022 | 12 | 15 | 17 | 54.137 | 68.5448 | 401.8627
2022 | 12 | 15 | 18 | 57.8136 | 68.214 | 424.3388
2022 | 12 | 15 | 19 | 57.8532 | 65.143 | 423.407
2022 | 12 | 15 | 20 | 56.5223 | 63.0815 | 418.6383
2022 | 12 | 15 | 21 | 54.4061 | 61.8194 | 408.2165
2022 | 12 | 15 | 22 | 51.0605 | 59.6167 | 386.4161
2022 | 12 | 15 | 23 | 47.2007 | 57.0325 | 354.8557
2022 | 12 | 16 | 0 | 43.9876 | 53.7214 | 324.5268
2022 | 12 | 16 | 1 | 41.4062 | 52.8259 | 300.801
2022 | 12 | 16 | 2 | 40.089 | 51.1914 | 289.6518
2022 | 12 | 16 | 3 | 39.5091 | 50.5888 | 284.7789
2022 | 12 | 16 | 4 | 39.3845 | 50.9094 | 283.6698
2022 | 12 | 16 | 5 | 40.4989 | 51.0288 | 287.5697
2022 | 12 | 16 | 6 | 42.7177 | 53.3866 | 301.8391
2022 | 12 | 16 | 7 | 45.7894 | 58.8617 | 332.6611
2022 | 12 | 16 | 8 | 48.0722 | 63.7137 | 366.8959
2022 | 12 | 16 | 9 | 48.3239 | 66.7423 | 377.1872
2022 | 12 | 16 | 10 | 47.3339 | 69.2843 | 372.5636
2022 | 12 | 16 | 11 | 46.676 | 69.8552 | 364.9024
2022 | 12 | 16 | 12 | 45.5922 | 70.057 | 373.6949
2022 | 12 | 16 | 13 | 45.3031 | 69.6448 | 370.4076
2022 | 12 | 16 | 14 | 44.6272 | 69.0171 | 370.2394
2022 | 12 | 16 | 15 | 44.8557 | 67.5579 | 374.4942
2022 | 12 | 16 | 16 | 46.4188 | 66.8009 | 384.2204
2022 | 12 | 16 | 17 | 49.6528 | 67.0378 | 411.9482
2022 | 12 | 16 | 18 | 53.6402 | 67.1174 | 440.2211
2022 | 12 | 16 | 19 | 53.4579 | 64.1118 | 430.7111
2022 | 12 | 16 | 20 | 52.101 | 63.3624 | 420.6406
2022 | 12 | 16 | 21 | 50.2187 | 62.5581 | 408.277
2022 | 12 | 16 | 22 | 47.3641 | 60.9063 | 389.0194
2022 | 12 | 16 | 23 | 43.9687 | 57.287 | 360.2453
2022 | 12 | 17 | 0 | 40.779 | 55.0941 | 331.3619
2022 | 12 | 17 | 1 | 37.6042 | 51.2717 | 304.694
2022 | 12 | 17 | 2 | 35.8676 | 50.1753 | 291.3999
2022 | 12 | 17 | 3 | 34.9341 | 49.638 | 284.2097
2022 | 12 | 17 | 4 | 34.5503 | 49.7491 | 280.8739
2022 | 12 | 17 | 5 | 34.9311 | 49.8674 | 280.0183
2022 | 12 | 17 | 6 | 36.1521 | 52.1994 | 278.9668
2022 | 12 | 17 | 7 | 38.1567 | 54.1646 | 296.6455
2022 | 12 | 17 | 8 | 41.1737 | 54.8296 | 335.4541
2022 | 12 | 17 | 9 | 43.7771 | 56.5556 | 367.2878
2022 | 12 | 17 | 10 | 44.7468 | 58.6201 | 382.7819
2022 | 12 | 17 | 11 | 45.1088 | 60.8331 | 386.8678
2022 | 12 | 17 | 12 | 45.4887 | 59.7829 | 370.4192
2022 | 12 | 17 | 13 | 45.3575 | 58.8 | 367.3707
2022 | 12 | 17 | 14 | 44.5936 | 57.9764 | 364.7238
2022 | 12 | 17 | 15 | 44.5017 | 56.0588 | 369.1708
2022 | 12 | 17 | 16 | 45.5473 | 56.5221 | 379.404
2022 | 12 | 17 | 17 | 48.2198 | 58.6306 | 410.6899
2022 | 12 | 17 | 18 | 50.3738 | 62.2852 | 440.8223
2022 | 12 | 17 | 19 | 49.2619 | 59.9098 | 424.1827
2022 | 12 | 17 | 20 | 47.1112 | 58.1395 | 405.6615
2022 | 12 | 17 | 21 | 44.7293 | 56.7172 | 390.0565
2022 | 12 | 17 | 22 | 42.2552 | 55.6638 | 373.2567
2022 | 12 | 17 | 23 | 39.398 | 54.0001 | 348.1934
2022 | 12 | 18 | 0 | 37.3847 | 52.7516 | 322.4339
2022 | 12 | 18 | 1 | 35.3939 | 49.3271 | 300.4366
2022 | 12 | 18 | 2 | 33.9181 | 48.1715 | 287.9605
2022 | 12 | 18 | 3 | 33.0935 | 47.7461 | 281.1252
2022 | 12 | 18 | 4 | 32.7862 | 47.7989 | 278.0512
2022 | 12 | 18 | 5 | 33.1116 | 47.264 | 276.932
2022 | 12 | 18 | 6 | 34.4665 | 48.2547 | 278.7029
2022 | 12 | 18 | 7 | 36.2704 | 49.474 | 293.0822
2022 | 12 | 18 | 8 | 39.1435 | 50.998 | 330.3817
2022 | 12 | 18 | 9 | 41.9788 | 52.5304 | 363.3925
2022 | 12 | 18 | 10 | 43.9198 | 54.949 | 377.3246
2022 | 12 | 18 | 11 | 45.0817 | 56.8126 | 380.331
2022 | 12 | 18 | 12 | 45.2495 | 56.2717 | 380.6512
2022 | 12 | 18 | 13 | 45.2798 | 55.8457 | 379.2313
2022 | 12 | 18 | 14 | 45.0073 | 57.3377 | 377.602
2022 | 12 | 18 | 15 | 45.4375 | 56.499 | 384.0106
2022 | 12 | 18 | 16 | 47.1248 | 55.753 | 398.1812
2022 | 12 | 18 | 17 | 50.6396 | 59.0003 | 430.7688
2022 | 12 | 18 | 18 | 53.3542 | 61.905 | 450.794
2022 | 12 | 18 | 19 | 52.1473 | 58.7887 | 435.2281
2022 | 12 | 18 | 20 | 50.0674 | 57.6224 | 418.1435
2022 | 12 | 18 | 21 | 47.4352 | 56.1171 | 400.213
2022 | 12 | 18 | 22 | 44.3419 | 54.5192 | 377.5818
2022 | 12 | 18 | 23 | 41.1396 | 53.1506 | 347.1167
2022 | 12 | 19 | 0 | 38.4154 | 52.3475 | 325.9008
2022 | 12 | 19 | 1 | 36.0421 | 50.1568 | 320.2496
2022 | 12 | 19 | 2 | 34.812 | 49.4568 | 312.1263
2022 | 12 | 19 | 3 | 34.3398 | 49.1766 | 309.9478
2022 | 12 | 19 | 4 | 34.3947 | 49.2617 | 310.8534
2022 | 12 | 19 | 5 | 35.7712 | 49.7955 | 317.1469
2022 | 12 | 19 | 6 | 38.115 | 54.0027 | 329.9997
2022 | 12 | 19 | 7 | 41.4994 | 59.8874 | 363.9458
2022 | 12 | 19 | 8 | 44.3694 | 66.1574 | 400.1604
2022 | 12 | 19 | 9 | 45.546 | 68.2953 | 409.2384
2022 | 12 | 19 | 10 | 46.0666 | 70.0572 | 401.8535
2022 | 12 | 19 | 11 | 46.4963 | 71.2029 | 393.4308
2022 | 12 | 19 | 12 | 45.7773 | 69.6276 | 371.9098
2022 | 12 | 19 | 13 | 45.9516 | 68.7133 | 364.6051
2022 | 12 | 19 | 14 | 45.6933 | 67.4733 | 361.7986
2022 | 12 | 19 | 15 | 46.2694 | 66.9669 | 365.8211
2022 | 12 | 19 | 16 | 48.0982 | 67.0892 | 384.1181
2022 | 12 | 19 | 17 | 51.5351 | 68.0649 | 429.5743
2022 | 12 | 19 | 18 | 54.1151 | 68.0057 | 481.3882
2022 | 12 | 19 | 19 | 53.5332 | 65.4767 | 482.8437
2022 | 12 | 19 | 20 | 51.7362 | 63.8308 | 476.9976
2022 | 12 | 19 | 21 | 49.431 | 62.1158 | 465.2892
2022 | 12 | 19 | 22 | 46.0203 | 59.7855 | 442.6514
2022 | 12 | 19 | 23 | 42.3722 | 57.9709 | 411.3882
2022 | 12 | 20 | 0 | 38.5998 | 55.8886 | 382.0911
2022 | 12 | 20 | 1 | 36.7045 | 52.3712 | 362.8845
2022 | 12 | 20 | 2 | 35.4072 | 51.6356 | 354.1539
2022 | 12 | 20 | 3 | 34.8279 | 51.4894 | 351.2775
2022 | 12 | 20 | 4 | 34.8143 | 51.1601 | 351.2707
2022 | 12 | 20 | 5 | 36.1035 | 51.8385 | 356.0633
2022 | 12 | 20 | 6 | 37.9368 | 55.363 | 366.1632
2022 | 12 | 20 | 7 | 41.4027 | 60.7338 | 395.8133
2022 | 12 | 20 | 8 | 44.4125 | 66.1141 | 423.6153
2022 | 12 | 20 | 9 | 45.6504 | 68.3482 | 420.9564
2022 | 12 | 20 | 10 | 46.3001 | 71.4376 | 405.6504
2022 | 12 | 20 | 11 | 46.8246 | 71.8161 | 392.668
2022 | 12 | 20 | 12 | 44.2699 | 71.396 | 415.5943
2022 | 12 | 20 | 13 | 44.2845 | 70.2457 | 409.2534
2022 | 12 | 20 | 14 | 44.0375 | 67.6848 | 405.5357
2022 | 12 | 20 | 15 | 44.4344 | 69.0574 | 408.9667
2022 | 12 | 20 | 16 | 46.3244 | 69.6408 | 421.2183
2022 | 12 | 20 | 17 | 50.2885 | 71.631 | 454.0641
2022 | 12 | 20 | 18 | 53.4886 | 72.5259 | 484.4325
2022 | 12 | 20 | 19 | 53.2092 | 70.052 | 479.4437
2022 | 12 | 20 | 20 | 51.9124 | 69.2014 | 470.9449
2022 | 12 | 20 | 21 | 49.6669 | 67.4717 | 457.7004
2022 | 12 | 20 | 22 | 46.2934 | 65.4781 | 434.689
2022 | 12 | 20 | 23 | 42.6178 | 63.6057 | 402.2868
2022 | 12 | 21 | 0 | 39.8745 | 60.1853 | 370.3016
2022 | 12 | 21 | 1 | 37.4837 | 56.6194 | 347.5972
2022 | 12 | 21 | 2 | 36.2542 | 55.1974 | 336.8338
2022 | 12 | 21 | 3 | 35.71 | 54.0836 | 331.6756
2022 | 12 | 21 | 4 | 35.7463 | 53.6892 | 329.9932
2022 | 12 | 21 | 5 | 37.1187 | 54.3295 | 333.5554
2022 | 12 | 21 | 6 | 39.8892 | 55.7729 | 339.8361
2022 | 12 | 21 | 7 | 43.071 | 61.0245 | 367.3832
2022 | 12 | 21 | 8 | 45.3506 | 65.5009 | 394.8089
2022 | 12 | 21 | 9 | 45.8218 | 68.6639 | 396.6327
2022 | 12 | 21 | 10 | 45.2669 | 69.0627 | 388.4629
2022 | 12 | 21 | 11 | 45.0522 | 69.9758 | 380.7914
2022 | 12 | 21 | 12 | 45.7121 | 71.6033 | 398.9635
2022 | 12 | 21 | 13 | 45.7787 | 70.7125 | 396.5654
2022 | 12 | 21 | 14 | 45.5488 | 67.0149 | 394.6945
2022 | 12 | 21 | 15 | 46.1207 | 66.6943 | 396.9524
2022 | 12 | 21 | 16 | 48.0661 | 67.5255 | 406.2667
2022 | 12 | 21 | 17 | 51.6274 | 68.4894 | 435.8154
2022 | 12 | 21 | 18 | 54.4789 | 66.6126 | 462.5345
2022 | 12 | 21 | 19 | 53.9304 | 64.3259 | 454.526
2022 | 12 | 21 | 20 | 52.3962 | 63.4101 | 445.1609
2022 | 12 | 21 | 21 | 50.0349 | 61.9725 | 431.231
2022 | 12 | 21 | 22 | 46.579 | 59.0319 | 406.8808
2022 | 12 | 21 | 23 | 42.8116 | 58.2338 | 373.7933
2022 | 12 | 22 | 0 | 40.1696 | 56.3579 | 340.9132
2022 | 12 | 22 | 1 | 36.9717 | 54.2716 | 313.9578
2022 | 12 | 22 | 2 | 35.5894 | 53.4032 | 301.1973
2022 | 12 | 22 | 3 | 34.9043 | 52.8555 | 294.8219
2022 | 12 | 22 | 4 | 34.8867 | 52.2034 | 291.9749
2022 | 12 | 22 | 5 | 36.0977 | 52.9078 | 294.0912
2022 | 12 | 22 | 6 | 38.8438 | 56.6414 | 305.4022
2022 | 12 | 22 | 7 | 42.0768 | 61.4082 | 334.0161
2022 | 12 | 22 | 8 | 44.6711 | 67.2828 | 368.996
2022 | 12 | 22 | 9 | 45.6242 | 68.9234 | 384.0141
2022 | 12 | 22 | 10 | 45.9939 | 72.124 | 387.4406
2022 | 12 | 22 | 11 | 46.2977 | 73.2165 | 388.2583
2022 | 12 | 22 | 12 | 46.4605 | 73.1508 | 384.6577
2022 | 12 | 22 | 13 | 46.613 | 72.7711 | 383.8061
2022 | 12 | 22 | 14 | 46.4004 | 70.9518 | 382.9294
2022 | 12 | 22 | 15 | 46.8969 | 71.0959 | 386.3451
2022 | 12 | 22 | 16 | 48.3102 | 71.0076 | 392.8577
2022 | 12 | 22 | 17 | 51.399 | 72.2316 | 418.4896
2022 | 12 | 22 | 18 | 53.8384 | 73.4426 | 441.4869
2022 | 12 | 22 | 19 | 52.7869 | 71.8049 | 430.2527
2022 | 12 | 22 | 20 | 50.917 | 70.5577 | 420.9206
2022 | 12 | 22 | 21 | 48.4393 | 68.2998 | 407.4414
2022 | 12 | 22 | 22 | 45.0766 | 66.1777 | 383.9214
2022 | 12 | 22 | 23 | 41.3561 | 63.6246 | 350.7682
2022 | 12 | 23 | 0 | 38.4818 | 60.0253 | 323.5283
2022 | 12 | 23 | 1 | 35.7172 | 56.2562 | 296.5332
2022 | 12 | 23 | 2 | 34.3111 | 55.3617 | 284.3288
2022 | 12 | 23 | 3 | 33.6162 | 54.3624 | 278.6306
2022 | 12 | 23 | 4 | 33.61 | 53.1074 | 276.4739
2022 | 12 | 23 | 5 | 34.8779 | 53.7585 | 279.1447
2022 | 12 | 23 | 6 | 37.6736 | 56.1983 | 289.9723
2022 | 12 | 23 | 7 | 41.0066 | 61.4288 | 320.9976
2022 | 12 | 23 | 8 | 43.9487 | 65.8862 | 360.2133
2022 | 12 | 23 | 9 | 45.1762 | 69.2168 | 379.8928
2022 | 12 | 23 | 10 | 45.6705 | 70.0237 | 384.8752
2022 | 12 | 23 | 11 | 45.9757 | 71.8415 | 383.6093
2022 | 12 | 23 | 12 | 46.1808 | 69.0194 | 385.4347
2022 | 12 | 23 | 13 | 46.2244 | 67.9233 | 385.0386
2022 | 12 | 23 | 14 | 45.9094 | 62.8966 | 383.8533
2022 | 12 | 23 | 15 | 46.051 | 62.0444 | 387.2253
2022 | 12 | 23 | 16 | 47.2058 | 63.6852 | 393.418
2022 | 12 | 23 | 17 | 50.113 | 64.3244 | 419.1524
2022 | 12 | 23 | 18 | 52.7464 | 64.4075 | 448.6163
2022 | 12 | 23 | 19 | 51.6774 | 62.7157 | 438.3848
2022 | 12 | 23 | 20 | 49.9353 | 62.3487 | 428.2347
2022 | 12 | 23 | 21 | 47.8755 | 60.5203 | 417.0199
2022 | 12 | 23 | 22 | 45.0921 | 57.7271 | 398.4729
2022 | 12 | 23 | 23 | 41.6176 | 56.4759 | 369.6672
2022 | 12 | 24 | 0 | 37.8134 | 53.6971 | 337.3134
2022 | 12 | 24 | 1 | 35.0388 | 49.5002 | 307.4656
2022 | 12 | 24 | 2 | 32.936 | 48.0336 | 293.306
2022 | 12 | 24 | 3 | 31.7633 | 47.2512 | 285.7339
2022 | 12 | 24 | 4 | 31.3603 | 46.404 | 281.8357
2022 | 12 | 24 | 5 | 31.6071 | 46.2924 | 279.1201
2022 | 12 | 24 | 6 | 32.5944 | 48.5014 | 278.3871
2022 | 12 | 24 | 7 | 34.8517 | 49.7639 | 297.9081
2022 | 12 | 24 | 8 | 38.6015 | 56.4572 | 339.0084
2022 | 12 | 24 | 9 | 42.6907 | 59.3082 | 374.0216
2022 | 12 | 24 | 10 | 45.4468 | 59.7763 | 390.0627
2022 | 12 | 24 | 11 | 47.1379 | 56.2452 | 394.8894
2022 | 12 | 24 | 12 | 47.4593 | 55.6225 | 398.2855
2022 | 12 | 24 | 13 | 47.577 | 53.2917 | 401.4384
2022 | 12 | 24 | 14 | 46.7777 | 52.9402 | 398.2525
2022 | 12 | 24 | 15 | 46.699 | 50.3714 | 400.2662
2022 | 12 | 24 | 16 | 47.127 | 49.092 | 400.9867
2022 | 12 | 24 | 17 | 48.9411 | 51.21 | 421.2274
2022 | 12 | 24 | 18 | 49.5112 | 53.5103 | 433.179
2022 | 12 | 24 | 19 | 46.427 | 52.5117 | 407.8282
2022 | 12 | 24 | 20 | 43.1112 | 50.1432 | 386.6044
2022 | 12 | 24 | 21 | 41.0435 | 49.1985 | 372.975
2022 | 12 | 24 | 22 | 39.6067 | 48.0329 | 366.6792
2022 | 12 | 24 | 23 | 38.2226 | 47.962 | 353.4491
2022 | 12 | 25 | 0 | 36.7562 | 48.2152 | 328.6395
2022 | 12 | 25 | 1 | 32.1017 | 44.9034 | 285.1338
2022 | 12 | 25 | 2 | 30.319 | 43.534 | 268.3192
2022 | 12 | 25 | 3 | 29.5441 | 43.476 | 259.2155
2022 | 12 | 25 | 4 | 29.1754 | 42.3794 | 255.9734
2022 | 12 | 25 | 5 | 29.0271 | 41.9966 | 254.5308
2022 | 12 | 25 | 6 | 29.7155 | 43.5839 | 255.1883
2022 | 12 | 25 | 7 | 31.6932 | 44.7405 | 270.7397
2022 | 12 | 25 | 8 | 35.049 | 43.1713 | 303.7152
2022 | 12 | 25 | 9 | 38.6792 | 42.6419 | 331.96
2022 | 12 | 25 | 10 | 41.1232 | 44.8954 | 329.813
2022 | 12 | 25 | 11 | 41.8489 | 61.7648 | 314.4539
2022 | 12 | 25 | 12 | 42.8294 | 67.8882 | 328.2643
2022 | 12 | 25 | 13 | 43.1431 | 68.987 | 327.6867
2022 | 12 | 25 | 14 | 43.4356 | 48.2386 | 336.1981
2022 | 12 | 25 | 15 | 44.5107 | 46.9476 | 353.416
2022 | 12 | 25 | 16 | 45.6669 | 72.0402 | 378.8039
2022 | 12 | 25 | 17 | 47.2579 | 78.0461 | 415.776
2022 | 12 | 25 | 18 | 47.5179 | 79.5603 | 423.3431
2022 | 12 | 25 | 19 | 45.5164 | 79.4273 | 400.5703
2022 | 12 | 25 | 20 | 43.5002 | 79.9347 | 386.8534
2022 | 12 | 25 | 21 | 41.9825 | 78.0198 | 378.4443
2022 | 12 | 25 | 22 | 40.3265 | 50.1021 | 369.6395
2022 | 12 | 25 | 23 | 38.546 | 47.9768 | 350.889
2022 | 12 | 26 | 0 | 36.0707 | 49.1354 | 326.9542
2022 | 12 | 26 | 1 | 34.9397 | 46.2368 | 318.0874
2022 | 12 | 26 | 2 | 33.8589 | 45.7137 | 308.7604
2022 | 12 | 26 | 3 | 33.185 | 46.1676 | 304.6098
2022 | 12 | 26 | 4 | 33.0201 | 45.2378 | 302.9882
2022 | 12 | 26 | 5 | 33.9696 | 45.6149 | 305.4962
2022 | 12 | 26 | 6 | 34.7986 | 47.2285 | 306.4552
2022 | 12 | 26 | 7 | 35.799 | 47.8521 | 317.9764
2022 | 12 | 26 | 8 | 38.1294 | 55.786 | 344.3599
2022 | 12 | 26 | 9 | 40.8239 | 54.7434 | 377.4631
2022 | 12 | 26 | 10 | 43.4825 | 55.4599 | 409.0048
2022 | 12 | 26 | 11 | 45.5507 | 40.8411 | 429.9603
2022 | 12 | 26 | 12 | 46.7777 | 38.3613 | 439.0197
2022 | 12 | 26 | 13 | 47.4265 | 38.3643 | 444.4575
2022 | 12 | 26 | 14 | 47.3178 | 53.6266 | 439.6878
2022 | 12 | 26 | 15 | 46.9075 | 53.8522 | 431.8023
2022 | 12 | 26 | 16 | 47.9 | 36.3395 | 427.1904
2022 | 12 | 26 | 17 | 50.2544 | 36.4137 | 439.8831
2022 | 12 | 26 | 18 | 51.3757 | 38.8653 | 460.0088
2022 | 12 | 26 | 19 | 50.1138 | 37.8082 | 441.8506
2022 | 12 | 26 | 20 | 47.753 | 34.5575 | 420.807
2022 | 12 | 26 | 21 | 45.2929 | 34.5211 | 399.7449
2022 | 12 | 26 | 22 | 42.7357 | 50.4965 | 378.4051
2022 | 12 | 26 | 23 | 39.9134 | 47.8264 | 353.3669
2022 | 12 | 27 | 0 | 38.0878 | 48.8481 | 327.2408
2022 | 12 | 27 | 1 | 37.2372 | 44.8737 | 313.4119
2022 | 12 | 27 | 2 | 36.2619 | 43.7894 | 299.9731
2022 | 12 | 27 | 3 | 35.5187 | 44.4956 | 293.2235
2022 | 12 | 27 | 4 | 35.7171 | 43.4529 | 290.19
2022 | 12 | 27 | 5 | 36.4648 | 43.6442 | 290.1432
2022 | 12 | 27 | 6 | 38.2242 | 45.9356 | 297.8878
2022 | 12 | 27 | 7 | 40.1007 | 47.5157 | 313.7948
2022 | 12 | 27 | 8 | 42.3704 | 53.2302 | 340.3468
2022 | 12 | 27 | 9 | 44.4082 | 55.4319 | 367.7273
2022 | 12 | 27 | 10 | 44.821 | 57.4775 | 386.4809
2022 | 12 | 27 | 11 | 45.5657 | 58.841 | 395.6544
2022 | 12 | 27 | 12 | 44.4911 | 50.8835 | 368.6464
2022 | 12 | 27 | 13 | 44.1963 | 50.8248 | 366.5342
2022 | 12 | 27 | 14 | 43.819 | 59.1575 | 363.1507
2022 | 12 | 27 | 15 | 43.966 | 57.893 | 362.9901
2022 | 12 | 27 | 16 | 45.731 | 49.0439 | 370.4182
2022 | 12 | 27 | 17 | 48.8541 | 49.7812 | 404.8535
2022 | 12 | 27 | 18 | 53.2543 | 51.3335 | 453.889
2022 | 12 | 27 | 19 | 52.6578 | 50.1438 | 442.1013
2022 | 12 | 27 | 20 | 51.0206 | 48.5301 | 428.956
2022 | 12 | 27 | 21 | 48.6958 | 48.0964 | 414.1332
2022 | 12 | 27 | 22 | 45.9832 | 51.5008 | 392.4765
2022 | 12 | 27 | 23 | 43.1135 | 48.1183 | 364.6113
2022 | 12 | 28 | 0 | 41.3615 | 48.5248 | 346.0954
2022 | 12 | 28 | 1 | 39.2287 | 49.9494 | 326.242
2022 | 12 | 28 | 2 | 38.0433 | 48.6055 | 314.5161
2022 | 12 | 28 | 3 | 37.5429 | 48.4356 | 308.6141
2022 | 12 | 28 | 4 | 37.6255 | 48.2434 | 306.98
2022 | 12 | 28 | 5 | 38.7163 | 48.8796 | 311.4604
2022 | 12 | 28 | 6 | 40.4414 | 51.346 | 321.015
2022 | 12 | 28 | 7 | 42.9393 | 55.5275 | 344.9137
2022 | 12 | 28 | 8 | 45.2943 | 60.7466 | 378.4938
2022 | 12 | 28 | 9 | 46.6512 | 61.8553 | 403.868
2022 | 12 | 28 | 10 | 47.4972 | 65.9438 | 414.4028
2022 | 12 | 28 | 11 | 47.99 | 65.6181 | 414.2358
2022 | 12 | 28 | 12 | 47.8564 | 66.9558 | 413.8501
2022 | 12 | 28 | 13 | 47.6805 | 66.0666 | 410.1541
2022 | 12 | 28 | 14 | 47.3158 | 68.0291 | 407.0856
2022 | 12 | 28 | 15 | 47.7784 | 68.1749 | 412.2145
2022 | 12 | 28 | 16 | 49.3556 | 65.0867 | 424.7856
2022 | 12 | 28 | 17 | 52.2993 | 66.2315 | 452.9847
2022 | 12 | 28 | 18 | 54.7106 | 66.9872 | 473.877
2022 | 12 | 28 | 19 | 54.0642 | 65.3653 | 468.3487
2022 | 12 | 28 | 20 | 52.2759 | 63.4367 | 458.0089
2022 | 12 | 28 | 21 | 50.1148 | 62.3111 | 444.7788
2022 | 12 | 28 | 22 | 47.078 | 60.3358 | 421.4826
2022 | 12 | 28 | 23 | 43.6136 | 57.7505 | 391.2743
2022 | 12 | 29 | 0 | 39.7533 | 55.5473 | 362.7951
2022 | 12 | 29 | 1 | 38.2785 | 51.8957 | 332.7501
2022 | 12 | 29 | 2 | 37.1059 | 50.7732 | 320.2448
2022 | 12 | 29 | 3 | 36.6893 | 50.2287 | 314.1833
2022 | 12 | 29 | 4 | 36.8258 | 49.4817 | 312.2429
2022 | 12 | 29 | 5 | 37.9849 | 50.3661 | 316.2348
2022 | 12 | 29 | 6 | 40.2652 | 53.0757 | 320.8844
2022 | 12 | 29 | 7 | 42.8741 | 56.6922 | 343.8613
2022 | 12 | 29 | 8 | 45.5478 | 61.3275 | 376.1099
2022 | 12 | 29 | 9 | 47.0346 | 62.0814 | 400.6695
2022 | 12 | 29 | 10 | 47.8845 | 65.1837 | 411.764
2022 | 12 | 29 | 11 | 48.292 | 65.884 | 414.1301
2022 | 12 | 29 | 12 | 48.5685 | 66.6729 | 412.591
2022 | 12 | 29 | 13 | 48.2908 | 65.727 | 409.7401
2022 | 12 | 29 | 14 | 48.0901 | 64.6731 | 406.4793
2022 | 12 | 29 | 15 | 48.5138 | 63.7914 | 411.6675
2022 | 12 | 29 | 16 | 49.9626 | 63.177 | 420.6202
2022 | 12 | 29 | 17 | 53.1043 | 64.3011 | 445.7218
2022 | 12 | 29 | 18 | 55.4772 | 63.716 | 470.2754
2022 | 12 | 29 | 19 | 55.1624 | 63.0671 | 460.6676
2022 | 12 | 29 | 20 | 53.5456 | 60.9195 | 448.7581
2022 | 12 | 29 | 21 | 51.599 | 59.3221 | 434.7724
2022 | 12 | 29 | 22 | 48.7247 | 56.891 | 412.0523
2022 | 12 | 29 | 23 | 45.3296 | 55.1245 | 381.5585
2022 | 12 | 30 | 0 | 41.4008 | 52.6125 | 350.7427
2022 | 12 | 30 | 1 | 40.837 | 50.0433 | 328.3837
2022 | 12 | 30 | 2 | 39.7663 | 48.3942 | 315.5115
2022 | 12 | 30 | 3 | 39.4702 | 47.6502 | 309.5447
2022 | 12 | 30 | 4 | 39.6301 | 47.0414 | 307.6249
2022 | 12 | 30 | 5 | 40.809 | 47.2797 | 311.6991
2022 | 12 | 30 | 6 | 42.607 | 49.8449 | 323.2848
2022 | 12 | 30 | 7 | 45.1997 | 53.7325 | 347.6853
2022 | 12 | 30 | 8 | 48.211 | 58.7137 | 382.4293
2022 | 12 | 30 | 9 | 49.9987 | 59.6371 | 409.018
2022 | 12 | 30 | 10 | 50.544 | 62.3546 | 418.5219
2022 | 12 | 30 | 11 | 50.6192 | 64.3548 | 416.1947
2022 | 12 | 30 | 12 | 47.982 | 64.1446 | 412.9841
2022 | 12 | 30 | 13 | 47.3235 | 63.5115 | 408.6464
2022 | 12 | 30 | 14 | 46.7713 | 64.0371 | 404.4297
2022 | 12 | 30 | 15 | 47.0973 | 62.109 | 408.7956
2022 | 12 | 30 | 16 | 48.7704 | 59.5961 | 418.7645
2022 | 12 | 30 | 17 | 51.8849 | 59.8065 | 444.1071
2022 | 12 | 30 | 18 | 55.2695 | 59.4776 | 473.4126
2022 | 12 | 30 | 19 | 55.3584 | 58.6306 | 466.3098
2022 | 12 | 30 | 20 | 53.807 | 56.893 | 454.3331
2022 | 12 | 30 | 21 | 52.2961 | 55.5519 | 441.8953
2022 | 12 | 30 | 22 | 49.9742 | 53.2676 | 423.1464
2022 | 12 | 30 | 23 | 47.0292 | 49.9904 | 396.8661
2022 | 12 | 31 | 0 | 43.8482 | 47.5788 | 370.3283
2022 | 12 | 31 | 1 | 42.5296 | 42.0455 | 344.4472
2022 | 12 | 31 | 2 | 41.0926 | 40.6573 | 330.5024
2022 | 12 | 31 | 3 | 40.2867 | 40.6212 | 321.8928
2022 | 12 | 31 | 4 | 40.4504 | 38.6925 | 318.0405
2022 | 12 | 31 | 5 | 41.222 | 38.1684 | 316.496
2022 | 12 | 31 | 6 | 42.1201 | 37.9585 | 318.0521
2022 | 12 | 31 | 7 | 42.7103 | 38.8391 | 332.2978
2022 | 12 | 31 | 8 | 44.2045 | 40.568 | 364.9115
2022 | 12 | 31 | 9 | 46.3604 | 45.9518 | 395.8835
2022 | 12 | 31 | 10 | 48.635 | 43.4209 | 415.4281
2022 | 12 | 31 | 11 | 50.3536 | 43.576 | 425.5941
2022 | 12 | 31 | 12 | 50.9211 | 39.3077 | 431.6165
2022 | 12 | 31 | 13 | 50.8688 | 37.8179 | 426.213
2022 | 12 | 31 | 14 | 50.3367 | 35.5514 | 417.7738
2022 | 12 | 31 | 15 | 50.4231 | 33.6499 | 419.2192
2022 | 12 | 31 | 16 | 51.304 | 32.4623 | 425.1434
2022 | 12 | 31 | 17 | 52.964 | 34.0969 | 448.2091
2022 | 12 | 31 | 18 | 54.0353 | 42.3621 | 462.6987
2022 | 12 | 31 | 19 | 52.348 | 41.8983 | 440.4618
2022 | 12 | 31 | 20 | 48.7496 | 38.9747 | 413.007
2022 | 12 | 31 | 21 | 45.4357 | 44.8526 | 390.5399
2022 | 12 | 31 | 22 | 43.3591 | 40.6971 | 375.4808
2022 | 12 | 31 | 23 | 41.6842 | 39.9713 | 362.6069
2023 | 1 | 1 | 0 | 41.4838 | 38.3372 | 355.6443
2023 | 1 | 1 | 1 | 39.0123 | 62.4085 | 346.7827
2023 | 1 | 1 | 2 | 36.8306 | 60.5979 | 332.5883
2023 | 1 | 1 | 3 | 34.7255 | 57.2991 | 319.0581
2023 | 1 | 1 | 4 | 34.0592 | 59.4142 | 310.1905
2023 | 1 | 1 | 5 | 34.3857 | 58.7053 | 307.5846
2023 | 1 | 1 | 6 | 34.4315 | 59.6864 | 307.2038
2023 | 1 | 1 | 7 | 34.3687 | 59.294 | 305.4523
2023 | 1 | 1 | 8 | 35.6493 | 47.4129 | 306.62
2023 | 1 | 1 | 9 | 37.4355 | 44.8745 | 322.3886
2023 | 1 | 1 | 10 | 39.2575 | 54.6306 | 348.2738
2023 | 1 | 1 | 11 | 41.3363 | 68.5257 | 365.6139
2023 | 1 | 1 | 12 | 45.9288 | 76.7764 | 407.8435
2023 | 1 | 1 | 13 | 47.0998 | 78.6024 | 412.2685
2023 | 1 | 1 | 14 | 47.1451 | 73.3485 | 415.6049
2023 | 1 | 1 | 15 | 47.3435 | 74.0998 | 410.9281
2023 | 1 | 1 | 16 | 47.6838 | 80.4182 | 402.8445
2023 | 1 | 1 | 17 | 50.0426 | 81.4531 | 416.2932
2023 | 1 | 1 | 18 | 53.7146 | 91.6086 | 437.8433
2023 | 1 | 1 | 19 | 52.283 | 88.8816 | 418.3376
2023 | 1 | 1 | 20 | 49.575 | 62.8491 | 394.8638
2023 | 1 | 1 | 21 | 46.776 | 81.499 | 372.4111
2023 | 1 | 1 | 22 | 44.5134 | 60.1328 | 353.8016
2023 | 1 | 1 | 23 | 42.2593 | 58.583 | 331.7247
2023 | 1 | 2 | 0 | 38.7097 | 59.7315 | 307.9426
2023 | 1 | 2 | 1 | 37.461 | 58.5873 | 296.368
2023 | 1 | 2 | 2 | 35.4361 | 57.5891 | 286.3043
2023 | 1 | 2 | 3 | 34.5271 | 55.1408 | 281.9695
2023 | 1 | 2 | 4 | 34.1311 | 58.0226 | 280.0305
2023 | 1 | 2 | 5 | 35.5123 | 57.9297 | 280.4503
2023 | 1 | 2 | 6 | 35.9091 | 61.7013 | 284.4976
2023 | 1 | 2 | 7 | 37.8051 | 63.6642 | 300.7305
2023 | 1 | 2 | 8 | 40.8152 | 78.6335 | 332.1962
2023 | 1 | 2 | 9 | 43.4267 | 79.2958 | 359.9998
2023 | 1 | 2 | 10 | 45.9871 | 67.9808 | 370.7302
2023 | 1 | 2 | 11 | 47.4008 | 60.0692 | 366.6901
2023 | 1 | 2 | 12 | 46.5654 | 57.9645 | 343.1016
2023 | 1 | 2 | 13 | 46.7929 | 57.2015 | 338.326
2023 | 1 | 2 | 14 | 46.55 | 55.3092 | 339.3281
2023 | 1 | 2 | 15 | 46.9451 | 56.0896 | 348.5228
2023 | 1 | 2 | 16 | 48.3134 | 55.1399 | 373.4137
2023 | 1 | 2 | 17 | 51.4123 | 56.8846 | 405.7194
2023 | 1 | 2 | 18 | 55.0587 | 59.7162 | 435.6346
2023 | 1 | 2 | 19 | 53.7804 | 58.8387 | 423.4469
2023 | 1 | 2 | 20 | 50.9354 | 73.9196 | 409.9907
2023 | 1 | 2 | 21 | 49.0295 | 56.0512 | 395.6632
2023 | 1 | 2 | 22 | 45.9605 | 71.2396 | 372.3507
2023 | 1 | 2 | 23 | 42.9554 | 68.0652 | 345.2093
2023 | 1 | 3 | 0 | 40.6257 | 66.518 | 327.9964
2023 | 1 | 3 | 1 | 38.78 | 63.5408 | 300.3934
2023 | 1 | 3 | 2 | 37.5102 | 62.6979 | 291.6454
2023 | 1 | 3 | 3 | 37.0407 | 61.3354 | 287.5351
2023 | 1 | 3 | 4 | 36.9594 | 61.1787 | 286.2592
2023 | 1 | 3 | 5 | 37.9721 | 61.6889 | 288.2498
2023 | 1 | 3 | 6 | 39.7752 | 64.055 | 297.392
2023 | 1 | 3 | 7 | 42.8656 | 69.4728 | 320.6977
2023 | 1 | 3 | 8 | 46.3314 | 76.8972 | 344.3807
2023 | 1 | 3 | 9 | 48.0626 | 79.8025 | 345.2618
2023 | 1 | 3 | 10 | 48.3315 | 81.1513 | 337.2007
2023 | 1 | 3 | 11 | 48.7091 | 83.8087 | 328.9408
2023 | 1 | 3 | 12 | 46.3601 | 83.934 | 351.1116
2023 | 1 | 3 | 13 | 46.431 | 83.3256 | 348.5073
2023 | 1 | 3 | 14 | 46.1561 | 79.7354 | 347.944
2023 | 1 | 3 | 15 | 46.4718 | 81.4216 | 351.3919
2023 | 1 | 3 | 16 | 48.1607 | 81.9721 | 361.697
2023 | 1 | 3 | 17 | 51.6068 | 81.5402 | 388.719
2023 | 1 | 3 | 18 | 55.2531 | 78.9554 | 415.667
2023 | 1 | 3 | 19 | 55.2041 | 76.8108 | 405.5431
2023 | 1 | 3 | 20 | 53.4125 | 73.8678 | 395.1766
2023 | 1 | 3 | 21 | 51.7586 | 73.7205 | 381.6766
2023 | 1 | 3 | 22 | 48.8041 | 71.9232 | 360.962
2023 | 1 | 3 | 23 | 45.9243 | 68.6172 | 333.9035
2023 | 1 | 4 | 0 | 43 | 66.0811 | 311.2775
2023 | 1 | 4 | 1 | 39.9851 | 64.5961 | 272.0687
2023 | 1 | 4 | 2 | 38.7151 | 63.4193 | 260.8351
2023 | 1 | 4 | 3 | 38.2194 | 61.9165 | 253.6101
2023 | 1 | 4 | 4 | 38.0535 | 61.6196 | 250.1085
2023 | 1 | 4 | 5 | 39.013 | 62.2353 | 250.3398
2023 | 1 | 4 | 6 | 40.3793 | 64.4549 | 258.3251
2023 | 1 | 4 | 7 | 43.2315 | 70.0003 | 279.054
2023 | 1 | 4 | 8 | 46.1787 | 77.5268 | 302.967
2023 | 1 | 4 | 9 | 47.6084 | 80.6543 | 313.0872
2023 | 1 | 4 | 10 | 47.6801 | 81.7642 | 316.5866
2023 | 1 | 4 | 11 | 47.9768 | 83.7968 | 315.7627
2023 | 1 | 4 | 12 | 49.0838 | 84.4145 | 305.9756
2023 | 1 | 4 | 13 | 49.3835 | 83.7285 | 306.4918
2023 | 1 | 4 | 14 | 49.1695 | 81.8073 | 307.4435
2023 | 1 | 4 | 15 | 49.5854 | 83.2822 | 310.4321
2023 | 1 | 4 | 16 | 50.9744 | 82.4158 | 319.2576
2023 | 1 | 4 | 17 | 53.5887 | 81.5629 | 345.474
2023 | 1 | 4 | 18 | 56.4979 | 81.4415 | 374.6662
2023 | 1 | 4 | 19 | 55.7177 | 78.6662 | 362.1402
2023 | 1 | 4 | 20 | 53.3366 | 74.9281 | 350.1233
2023 | 1 | 4 | 21 | 51.4367 | 74.1292 | 335.4133
2023 | 1 | 4 | 22 | 48.3943 | 71.8181 | 313.986
2023 | 1 | 4 | 23 | 45.3631 | 68.6565 | 287.0405
2023 | 1 | 5 | 0 | 41.9927 | 66.1706 | 264.0472
2023 | 1 | 5 | 1 | 39.8521 | 63.7322 | 256.7381
2023 | 1 | 5 | 2 | 38.4411 | 62.5923 | 247.7789
2023 | 1 | 5 | 3 | 37.8411 | 61.0506 | 244.0551
2023 | 1 | 5 | 4 | 37.5417 | 60.7884 | 243.4745
2023 | 1 | 5 | 5 | 38.2906 | 61.4254 | 247.1074
2023 | 1 | 5 | 6 | 40.0831 | 64.7973 | 260.2173
2023 | 1 | 5 | 7 | 42.8513 | 70.121 | 286.0398
2023 | 1 | 5 | 8 | 45.6053 | 78.089 | 316.5839
2023 | 1 | 5 | 9 | 46.6417 | 80.7509 | 331.3141
2023 | 1 | 5 | 10 | 46.3602 | 82.7659 | 333.5772
2023 | 1 | 5 | 11 | 46.3935 | 84.6461 | 330.2705
2023 | 1 | 5 | 12 | 47.0513 | 83.5842 | 334.0019
2023 | 1 | 5 | 13 | 47.1765 | 83.1623 | 335.8407
2023 | 1 | 5 | 14 | 46.9135 | 80.7663 | 338.9867
2023 | 1 | 5 | 15 | 47.2034 | 81.1697 | 346.1349
2023 | 1 | 5 | 16 | 48.415 | 81.5164 | 359.5224
2023 | 1 | 5 | 17 | 51.218 | 80.1917 | 387.7001
2023 | 1 | 5 | 18 | 56.1467 | 79.6579 | 425.6111
2023 | 1 | 5 | 19 | 55.3532 | 77.6337 | 417.9015
2023 | 1 | 5 | 20 | 53.0016 | 73.395 | 408.8121
2023 | 1 | 5 | 21 | 51.192 | 72.5068 | 397.119
2023 | 1 | 5 | 22 | 48.304 | 70.3239 | 377.201
2023 | 1 | 5 | 23 | 45.325 | 66.9415 | 350.4622
2023 | 1 | 6 | 0 | 41.9955 | 64.6004 | 319.4359
2023 | 1 | 6 | 1 | 38.8356 | 63.2151 | 316.6365
2023 | 1 | 6 | 2 | 37.3268 | 61.6073 | 309.3513
2023 | 1 | 6 | 3 | 36.6507 | 60.5449 | 307.2018
2023 | 1 | 6 | 4 | 36.3047 | 60.9086 | 307.5737
2023 | 1 | 6 | 5 | 37.0361 | 61.1275 | 311.1626
2023 | 1 | 6 | 6 | 38.1889 | 63.4707 | 321.1326
2023 | 1 | 6 | 7 | 40.9931 | 68.7806 | 348.8987
2023 | 1 | 6 | 8 | 44.1184 | 77.2011 | 385.1551
2023 | 1 | 6 | 9 | 45.6943 | 80.5592 | 403.4947
2023 | 1 | 6 | 10 | 46.0593 | 83.136 | 403.4599
2023 | 1 | 6 | 11 | 46.4701 | 83.4981 | 394.6882
2023 | 1 | 6 | 12 | 45.3764 | 82.7895 | 370.5896
2023 | 1 | 6 | 13 | 45.3643 | 82.3619 | 366.2617
2023 | 1 | 6 | 14 | 44.7667 | 81.3958 | 364.7597
2023 | 1 | 6 | 15 | 44.6878 | 81.0307 | 368.4229
2023 | 1 | 6 | 16 | 45.558 | 79.1793 | 381.9507
2023 | 1 | 6 | 17 | 47.9776 | 77.7143 | 415.1039
2023 | 1 | 6 | 18 | 51.1848 | 78.3969 | 449.4944
2023 | 1 | 6 | 19 | 50.8007 | 75.9833 | 451.9077
2023 | 1 | 6 | 20 | 48.9452 | 72.7389 | 445.9813
2023 | 1 | 6 | 21 | 47.6315 | 71.7626 | 437.7395
2023 | 1 | 6 | 22 | 45.314 | 69.8235 | 422.5023
2023 | 1 | 6 | 23 | 42.8178 | 65.649 | 400.0298
2023 | 1 | 7 | 0 | 40.0076 | 63.3735 | 378.5195
2023 | 1 | 7 | 1 | 36.6991 | 60.0981 | 364.0506
2023 | 1 | 7 | 2 | 35.1411 | 58.2994 | 354.2673
2023 | 1 | 7 | 3 | 34.3159 | 58.222 | 349.6577
2023 | 1 | 7 | 4 | 33.9923 | 60.1651 | 348.4791
2023 | 1 | 7 | 5 | 34.3389 | 60.3973 | 349.2514
2023 | 1 | 7 | 6 | 35.5161 | 63.4625 | 352.6687
2023 | 1 | 7 | 7 | 37.6715 | 64.2289 | 366.6837
2023 | 1 | 7 | 8 | 40.9347 | 70.5997 | 390.9627
2023 | 1 | 7 | 9 | 43.7628 | 72.3436 | 405.3292
2023 | 1 | 7 | 10 | 45.499 | 73.6116 | 403.3015
2023 | 1 | 7 | 11 | 46.8188 | 74.8261 | 395.4115
2023 | 1 | 7 | 12 | 47.6718 | 72.4298 | 405.2179
2023 | 1 | 7 | 13 | 47.7553 | 71.7183 | 393.7075
2023 | 1 | 7 | 14 | 47.2065 | 72.1598 | 387.8812
2023 | 1 | 7 | 15 | 47.0828 | 70.0811 | 395.4751
2023 | 1 | 7 | 16 | 47.7287 | 68.5439 | 412.4725
2023 | 1 | 7 | 17 | 49.7782 | 66.9356 | 441.5201
2023 | 1 | 7 | 18 | 51.9857 | 73.9309 | 466.4607
2023 | 1 | 7 | 19 | 50.2054 | 72.7437 | 454.6022
2023 | 1 | 7 | 20 | 47.2306 | 68.7498 | 435.8653
2023 | 1 | 7 | 21 | 44.9068 | 66.9604 | 417.7896
2023 | 1 | 7 | 22 | 42.6384 | 65.3165 | 399.4289
2023 | 1 | 7 | 23 | 40.2407 | 62.8813 | 377.3819
2023 | 1 | 8 | 0 | 38.0734 | 63.9312 | 357.4928
2023 | 1 | 8 | 1 | 34.9733 | 61.5822 | 345.454
2023 | 1 | 8 | 2 | 33.4692 | 59.7943 | 335.0194
2023 | 1 | 8 | 3 | 32.5853 | 59.9463 | 328.8477
2023 | 1 | 8 | 4 | 31.9841 | 61.5699 | 326.3068
2023 | 1 | 8 | 5 | 31.9113 | 61.2648 | 326.6489
2023 | 1 | 8 | 6 | 32.4908 | 63.663 | 327.5531
2023 | 1 | 8 | 7 | 34.2281 | 63.2615 | 337.9482
2023 | 1 | 8 | 8 | 37.4325 | 69.1784 | 362.591
2023 | 1 | 8 | 9 | 40.049 | 69.2814 | 391.9544
2023 | 1 | 8 | 10 | 41.8082 | 70.253 | 405.8923
2023 | 1 | 8 | 11 | 43.1696 | 70.7286 | 409.5428
2023 | 1 | 8 | 12 | 42.6077 | 69.5334 | 403.0118
2023 | 1 | 8 | 13 | 42.897 | 69.6311 | 398.8605
2023 | 1 | 8 | 14 | 42.4964 | 70.376 | 396.3952
2023 | 1 | 8 | 15 | 42.6519 | 69.7817 | 400.3703
2023 | 1 | 8 | 16 | 43.7822 | 68.2357 | 414.5835
2023 | 1 | 8 | 17 | 46.5555 | 67.8036 | 443.6672
2023 | 1 | 8 | 18 | 49.3884 | 75.4459 | 468.419
2023 | 1 | 8 | 19 | 48.372 | 73.6206 | 457.5397
2023 | 1 | 8 | 20 | 46.1367 | 71.0969 | 439.646
2023 | 1 | 8 | 21 | 43.7538 | 68.0669 | 420.2179
2023 | 1 | 8 | 22 | 40.9218 | 67.4156 | 398.0348
2023 | 1 | 8 | 23 | 38.2932 | 63.9652 | 372.4148
2023 | 1 | 9 | 0 | 36.0845 | 64.9054 | 354.7404
2023 | 1 | 9 | 1 | 33.9562 | 64.9883 | 337.2138
2023 | 1 | 9 | 2 | 32.7928 | 64.4435 | 328.921
2023 | 1 | 9 | 3 | 32.3497 | 64.5444 | 325.3365
2023 | 1 | 9 | 4 | 32.2424 | 64.5491 | 324.5595
2023 | 1 | 9 | 5 | 33.3946 | 65.5752 | 328.0032
2023 | 1 | 9 | 6 | 35.6066 | 70.1827 | 341.5272
2023 | 1 | 9 | 7 | 38.9848 | 75.4699 | 370.0153
2023 | 1 | 9 | 8 | 42.0113 | 87.224 | 403.7931
2023 | 1 | 9 | 9 | 42.9121 | 89.5153 | 412.1997
2023 | 1 | 9 | 10 | 43.1313 | 90.2449 | 405.8817
2023 | 1 | 9 | 11 | 43.7171 | 90.2854 | 398.608
2023 | 1 | 9 | 12 | 44.1728 | 89.0373 | 380.2381
2023 | 1 | 9 | 13 | 44.5981 | 87.5324 | 374.967
2023 | 1 | 9 | 14 | 44.3478 | 84.3984 | 371.8604
2023 | 1 | 9 | 15 | 44.6788 | 86.5392 | 372.6386
2023 | 1 | 9 | 16 | 46.0376 | 85.1836 | 383.4672
2023 | 1 | 9 | 17 | 48.7478 | 86.2928 | 414.8437
2023 | 1 | 9 | 18 | 52.3936 | 84.8405 | 456.0175
2023 | 1 | 9 | 19 | 51.2543 | 84.2006 | 450.1611
2023 | 1 | 9 | 20 | 48.7908 | 81.0931 | 440.845
2023 | 1 | 9 | 21 | 46.4562 | 79.5298 | 427.3379
2023 | 1 | 9 | 22 | 43.2558 | 76.2686 | 404.7983
2023 | 1 | 9 | 23 | 40.054 | 74.0909 | 376.4593
2023 | 1 | 10 | 0 | 36.6019 | 71.2669 | 352.9911
2023 | 1 | 10 | 1 | 35.1255 | 69.1082 | 338.0566
2023 | 1 | 10 | 2 | 33.8118 | 68.4576 | 330.0156
2023 | 1 | 10 | 3 | 33.1936 | 67.6813 | 326.7443
2023 | 1 | 10 | 4 | 32.9875 | 66.5728 | 326.0308
2023 | 1 | 10 | 5 | 33.9785 | 67.5362 | 329.5647
2023 | 1 | 10 | 6 | 35.8122 | 69.0612 | 343.6674
2023 | 1 | 10 | 7 | 39.1749 | 73.9376 | 372.1399
2023 | 1 | 10 | 8 | 42.2259 | 83.8293 | 402.2387
2023 | 1 | 10 | 9 | 43.1014 | 86.7289 | 403.2649
2023 | 1 | 10 | 10 | 43.1461 | 87.2324 | 390.9409
2023 | 1 | 10 | 11 | 43.6705 | 88.6693 | 379.2384
2023 | 1 | 10 | 12 | 44.7172 | 86.5482 | 372.4591
2023 | 1 | 10 | 13 | 45.1627 | 85.1329 | 367.0662
2023 | 1 | 10 | 14 | 45.0608 | 78.4427 | 364.466
2023 | 1 | 10 | 15 | 45.4855 | 82.5098 | 366.4328
2023 | 1 | 10 | 16 | 46.9573 | 83.1842 | 380.1148
2023 | 1 | 10 | 17 | 49.9268 | 83.8377 | 413.8916
2023 | 1 | 10 | 18 | 53.3753 | 84.7483 | 459.3088
2023 | 1 | 10 | 19 | 52.5337 | 84.0184 | 458.4098
2023 | 1 | 10 | 20 | 50.2396 | 81.558 | 451.544
2023 | 1 | 10 | 21 | 48.0204 | 80.199 | 440.6218
2023 | 1 | 10 | 22 | 44.897 | 76.9746 | 419.6189
2023 | 1 | 10 | 23 | 41.7273 | 75.2836 | 391.9326
2023 | 1 | 11 | 0 | 39.1259 | 72.86 | 362.6744
2023 | 1 | 11 | 1 | 35.5968 | 71.1614 | 343.4413
2023 | 1 | 11 | 2 | 34.2903 | 70.111 | 335.6795
2023 | 1 | 11 | 3 | 33.6159 | 68.6651 | 332.0429
2023 | 1 | 11 | 4 | 33.4208 | 67.3523 | 331.3443
2023 | 1 | 11 | 5 | 34.415 | 68.2746 | 334.8397
2023 | 1 | 11 | 6 | 36.1979 | 70.7831 | 340.7662
2023 | 1 | 11 | 7 | 39.4397 | 75.7916 | 368.2425
2023 | 1 | 11 | 8 | 42.1888 | 84.5501 | 403.4246
2023 | 1 | 11 | 9 | 43.0554 | 87.6051 | 416.4558
2023 | 1 | 11 | 10 | 43.3066 | 86.4639 | 414.9301
2023 | 1 | 11 | 11 | 43.9778 | 89.0758 | 409.1249
2023 | 1 | 11 | 12 | 45.5624 | 86.4805 | 407.5357
2023 | 1 | 11 | 13 | 46.1405 | 84.7385 | 404.9762
2023 | 1 | 11 | 14 | 46.055 | 78.0783 | 403.3897
2023 | 1 | 11 | 15 | 46.4893 | 81.6955 | 405.3148
2023 | 1 | 11 | 16 | 47.7054 | 82.3521 | 414.0994
2023 | 1 | 11 | 17 | 50.2213 | 82.5934 | 437.3603
2023 | 1 | 11 | 18 | 52.9327 | 82.3259 | 454.5613
2023 | 1 | 11 | 19 | 52.2471 | 81.5104 | 448.7477
2023 | 1 | 11 | 20 | 50.0912 | 78.8176 | 439.9624
2023 | 1 | 11 | 21 | 47.9931 | 77.8499 | 427.2709
2023 | 1 | 11 | 22 | 44.8806 | 74.1838 | 404.5019
2023 | 1 | 11 | 23 | 41.65 | 72.7065 | 375.5219
2023 | 1 | 12 | 0 | 37.6065 | 71.1104 | 349.1482
2023 | 1 | 12 | 1 | 36.4545 | 69.6696 | 327.9781
2023 | 1 | 12 | 2 | 35.2877 | 68.6173 | 318.4983
2023 | 1 | 12 | 3 | 34.768 | 67.1612 | 313.8073
2023 | 1 | 12 | 4 | 34.6822 | 66.2707 | 312.0782
2023 | 1 | 12 | 5 | 35.7296 | 66.9634 | 314.7414
2023 | 1 | 12 | 6 | 38.2772 | 68.535 | 322.1838
2023 | 1 | 12 | 7 | 41.6741 | 73.0876 | 348.9746
2023 | 1 | 12 | 8 | 44.6545 | 83.1332 | 380.4263
2023 | 1 | 12 | 9 | 45.3708 | 86.0753 | 389.0072
2023 | 1 | 12 | 10 | 45.2106 | 86.5905 | 385.3285
2023 | 1 | 12 | 11 | 45.4578 | 88.1089 | 380.4906
2023 | 1 | 12 | 12 | 43.8364 | 85.1853 | 362.2339
2023 | 1 | 12 | 13 | 43.8944 | 84.3737 | 359.3779
2023 | 1 | 12 | 14 | 43.7254 | 78.237 | 358.2346
2023 | 1 | 12 | 15 | 44.0883 | 80.8323 | 360.6021
2023 | 1 | 12 | 16 | 45.6598 | 81.9893 | 369.9302
2023 | 1 | 12 | 17 | 48.9143 | 81.0292 | 397.6209
2023 | 1 | 12 | 18 | 54.0784 | 82.7327 | 438.4238
2023 | 1 | 12 | 19 | 53.7057 | 82.1754 | 432.5294
2023 | 1 | 12 | 20 | 51.8764 | 79.2094 | 423.7592
2023 | 1 | 12 | 21 | 49.753 | 77.7694 | 411.5482
2023 | 1 | 12 | 22 | 46.6729 | 74.5915 | 390.0259
2023 | 1 | 12 | 23 | 43.4039 | 73.1049 | 361.5226
2023 | 1 | 13 | 0 | 41.0721 | 72.0185 | 331.4324
2023 | 1 | 13 | 1 | 37.935 | 66.4206 | 307.5655
2023 | 1 | 13 | 2 | 36.578 | 65.396 | 297.2843
2023 | 1 | 13 | 3 | 35.8994 | 64.235 | 291.832
2023 | 1 | 13 | 4 | 35.6487 | 62.8016 | 289.4856
2023 | 1 | 13 | 5 | 36.5287 | 63.3988 | 291.4328
2023 | 1 | 13 | 6 | 38.1358 | 65.6473 | 298.7703
2023 | 1 | 13 | 7 | 41.2973 | 69.6682 | 325.9223
2023 | 1 | 13 | 8 | 44.2985 | 78.4873 | 357.8481
2023 | 1 | 13 | 9 | 45.2961 | 82.2424 | 366.9399
2023 | 1 | 13 | 10 | 45.4729 | 80.9268 | 363.363
2023 | 1 | 13 | 11 | 45.8825 | 81.8603 | 357.1177
2023 | 1 | 13 | 12 | 45.5886 | 82.0206 | 349.6026
2023 | 1 | 13 | 13 | 45.7684 | 80.6316 | 346.976
2023 | 1 | 13 | 14 | 45.2815 | 73.9078 | 345.5168
2023 | 1 | 13 | 15 | 45.3221 | 75.1492 | 346.9559
2023 | 1 | 13 | 16 | 46.1096 | 76.1977 | 354.0219
2023 | 1 | 13 | 17 | 48.1855 | 74.9246 | 378.9216
2023 | 1 | 13 | 18 | 50.6847 | 75.9864 | 401.246
2023 | 1 | 13 | 19 | 50.4183 | 75.3348 | 399.943
2023 | 1 | 13 | 20 | 48.5794 | 73.0231 | 392.3648
2023 | 1 | 13 | 21 | 46.9732 | 72.3361 | 382.191
2023 | 1 | 13 | 22 | 44.4883 | 69.0745 | 364.8475
2023 | 1 | 13 | 23 | 41.711 | 66.7599 | 340.9634
2023 | 1 | 14 | 0 | 37.7572 | 62.9152 | 318.0013
2023 | 1 | 14 | 1 | 35.0851 | 60.8689 | 291.7425
2023 | 1 | 14 | 2 | 33.5082 | 59.0403 | 280.7365
2023 | 1 | 14 | 3 | 32.6337 | 58.4709 | 274.461
2023 | 1 | 14 | 4 | 32.2638 | 58.6322 | 272.0484
2023 | 1 | 14 | 5 | 32.5261 | 58.6058 | 272.3859
2023 | 1 | 14 | 6 | 33.2075 | 62.4233 | 277.265
2023 | 1 | 14 | 7 | 35.5345 | 64.051 | 291.556
2023 | 1 | 14 | 8 | 39.1936 | 69.0883 | 319.1237
2023 | 1 | 14 | 9 | 42.4203 | 69.2537 | 338.5788
2023 | 1 | 14 | 10 | 44.507 | 70.926 | 343.9594
2023 | 1 | 14 | 11 | 45.959 | 72.7869 | 342.3956
2023 | 1 | 14 | 12 | 45.377 | 73.1298 | 335.0828
2023 | 1 | 14 | 13 | 45.4558 | 72.3847 | 332.2297
2023 | 1 | 14 | 14 | 44.9263 | 70.1965 | 329.1643
2023 | 1 | 14 | 15 | 44.7282 | 67.499 | 330.1073
2023 | 1 | 14 | 16 | 45.3577 | 68.084 | 340.2321
2023 | 1 | 14 | 17 | 47.4975 | 67.164 | 369.9079
2023 | 1 | 14 | 18 | 50.2077 | 71.7 | 408.9056
2023 | 1 | 14 | 19 | 49.1372 | 71.2533 | 397.077
2023 | 1 | 14 | 20 | 46.5125 | 67.1548 | 379.1255
2023 | 1 | 14 | 21 | 44.4308 | 64.6665 | 363.6995
2023 | 1 | 14 | 22 | 42.3019 | 63.2697 | 347.9095
2023 | 1 | 14 | 23 | 40.0476 | 60.7993 | 327.6279
2023 | 1 | 15 | 0 | 37.3938 | 61.4728 | 309.3745
2023 | 1 | 15 | 1 | 35.6426 | 58.336 | 288.7949
2023 | 1 | 15 | 2 | 34.2316 | 57.0415 | 277.8284
2023 | 1 | 15 | 3 | 33.4346 | 57.1316 | 271.478
2023 | 1 | 15 | 4 | 32.8556 | 57.8755 | 268.677
2023 | 1 | 15 | 5 | 32.8155 | 58.2069 | 267.4108
2023 | 1 | 15 | 6 | 33.2435 | 61.2445 | 265.9361
2023 | 1 | 15 | 7 | 35.1027 | 61.0694 | 277.8447
2023 | 1 | 15 | 8 | 38.2515 | 64.3136 | 309.7404
2023 | 1 | 15 | 9 | 40.7526 | 63.4916 | 337.3925
2023 | 1 | 15 | 10 | 42.4074 | 64.5048 | 349.697
2023 | 1 | 15 | 11 | 43.681 | 66.1965 | 350.7291
2023 | 1 | 15 | 12 | 43.6866 | 66.5717 | 356.0079
2023 | 1 | 15 | 13 | 43.8793 | 66.9458 | 356.5988
2023 | 1 | 15 | 14 | 43.5922 | 64.7528 | 355.6533
2023 | 1 | 15 | 15 | 43.7252 | 63.9249 | 360.0628
2023 | 1 | 15 | 16 | 44.82 | 64.6865 | 370.9626
2023 | 1 | 15 | 17 | 47.6749 | 63.5741 | 396.6327
2023 | 1 | 15 | 18 | 51.3512 | 73.1311 | 415.2284
2023 | 1 | 15 | 19 | 50.7179 | 73.2814 | 402.8359
2023 | 1 | 15 | 20 | 48.5366 | 70.5165 | 385.2895
2023 | 1 | 15 | 21 | 46.3126 | 68.0072 | 367.8636
2023 | 1 | 15 | 22 | 43.5457 | 66.9858 | 346.5222
2023 | 1 | 15 | 23 | 40.9085 | 63.6451 | 320.5021
2023 | 1 | 16 | 0 | 37.522 | 63.9214 | 299.8092
2023 | 1 | 16 | 1 | 35.1124 | 64.4416 | 279.3723
2023 | 1 | 16 | 2 | 33.9672 | 64.0411 | 270.4953
2023 | 1 | 16 | 3 | 33.4868 | 63.8442 | 265.902
2023 | 1 | 16 | 4 | 33.4049 | 63.3968 | 264.61
2023 | 1 | 16 | 5 | 34.4893 | 64.4751 | 267.9855
2023 | 1 | 16 | 6 | 36.6117 | 67.9484 | 281.8717
2023 | 1 | 16 | 7 | 39.998 | 73.2042 | 309.8264
2023 | 1 | 16 | 8 | 43.0499 | 84.3838 | 341.3644
2023 | 1 | 16 | 9 | 43.9962 | 87.648 | 351.0232
2023 | 1 | 16 | 10 | 44.3513 | 87.5984 | 346.5805
2023 | 1 | 16 | 11 | 44.9392 | 86.5979 | 340.9757
2023 | 1 | 16 | 12 | 44.6734 | 86.3845 | 343.4694
2023 | 1 | 16 | 13 | 44.9373 | 84.6641 | 341.6797
2023 | 1 | 16 | 14 | 44.6707 | 81.2711 | 340.6459
2023 | 1 | 16 | 15 | 44.9656 | 82.6688 | 344.3002
2023 | 1 | 16 | 16 | 46.335 | 82.2331 | 354.7526
2023 | 1 | 16 | 17 | 49.0022 | 82.2265 | 382.0852
2023 | 1 | 16 | 18 | 51.9193 | 81.0024 | 415.2929
2023 | 1 | 16 | 19 | 51.1112 | 80.5782 | 407.8671
2023 | 1 | 16 | 20 | 48.8562 | 76.7704 | 396.0212
2023 | 1 | 16 | 21 | 46.4676 | 75.3378 | 381.3762
2023 | 1 | 16 | 22 | 43.2539 | 71.8213 | 359.5385
2023 | 1 | 16 | 23 | 40.0676 | 70.4851 | 332.1173
2023 | 1 | 17 | 0 | 37.8669 | 68.3387 | 301.2102
2023 | 1 | 17 | 1 | 34.7823 | 65.2736 | 299.8263
2023 | 1 | 17 | 2 | 33.4364 | 63.9186 | 292.3891
2023 | 1 | 17 | 3 | 32.7468 | 62.9544 | 289.5457
2023 | 1 | 17 | 4 | 32.575 | 62.4032 | 289.2112
2023 | 1 | 17 | 5 | 33.5685 | 62.8868 | 293.6501
2023 | 1 | 17 | 6 | 35.4313 | 66.1419 | 306.8876
2023 | 1 | 17 | 7 | 38.7386 | 71.429 | 337.8896
2023 | 1 | 17 | 8 | 41.7457 | 81.8164 | 375.216
2023 | 1 | 17 | 9 | 42.7105 | 84.492 | 388.8657
2023 | 1 | 17 | 10 | 43.1256 | 85.1596 | 384.8085
2023 | 1 | 17 | 11 | 43.8282 | 86.4046 | 376.2876
2023 | 1 | 17 | 12 | 44.1697 | 84.3119 | 368.4872
2023 | 1 | 17 | 13 | 44.5837 | 83.2493 | 363.658
2023 | 1 | 17 | 14 | 44.4541 | 80.3639 | 362.1336
2023 | 1 | 17 | 15 | 44.7868 | 81.6674 | 367.5361
2023 | 1 | 17 | 16 | 46.0601 | 81.3208 | 383.9369
2023 | 1 | 17 | 17 | 48.7594 | 80.7411 | 414.7909
2023 | 1 | 17 | 18 | 52.4017 | 80.1115 | 449.8082
2023 | 1 | 17 | 19 | 51.7594 | 80.1663 | 448.9159
2023 | 1 | 17 | 20 | 49.5321 | 76.6635 | 440.869
2023 | 1 | 17 | 21 | 47.3815 | 76.4747 | 428.556
2023 | 1 | 17 | 22 | 44.3187 | 73.5421 | 406.9476
2023 | 1 | 17 | 23 | 41.178 | 69.8739 | 379.3664
2023 | 1 | 18 | 0 | 37.1684 | 67.4729 | 357.6562
2023 | 1 | 18 | 1 | 35.2533 | 65.0816 | 338.3025
2023 | 1 | 18 | 2 | 33.8931 | 63.4961 | 330.6495
2023 | 1 | 18 | 3 | 33.179 | 61.954 | 327.129
2023 | 1 | 18 | 4 | 32.912 | 60.9939 | 326.5705
2023 | 1 | 18 | 5 | 33.8495 | 61.4597 | 329.9271
2023 | 1 | 18 | 6 | 35.4593 | 63.8768 | 341.3917
2023 | 1 | 18 | 7 | 38.794 | 69.4395 | 368.4664
2023 | 1 | 18 | 8 | 41.6617 | 79.4069 | 399.0555
2023 | 1 | 18 | 9 | 42.6024 | 83.3201 | 403.8708
2023 | 1 | 18 | 10 | 42.9521 | 82.6843 | 392.6413
2023 | 1 | 18 | 11 | 43.6313 | 83.6781 | 380.7506
2023 | 1 | 18 | 12 | 44.6607 | 83.5623 | 387.8723
2023 | 1 | 18 | 13 | 45.1048 | 82.5011 | 382.4162
2023 | 1 | 18 | 14 | 45.0665 | 80.1357 | 379.3684
2023 | 1 | 18 | 15 | 45.4214 | 81.5067 | 381.4555
2023 | 1 | 18 | 16 | 46.6686 | 80.4105 | 392.7498
2023 | 1 | 18 | 17 | 49.3403 | 78.5092 | 420.0161
2023 | 1 | 18 | 18 | 52.8269 | 77.7296 | 443.1872
2023 | 1 | 18 | 19 | 52.4477 | 76.7216 | 440.5556
2023 | 1 | 18 | 20 | 50.4258 | 72.5793 | 431.7321
2023 | 1 | 18 | 21 | 48.3739 | 72.2851 | 418.5492
2023 | 1 | 18 | 22 | 45.296 | 68.8281 | 395.8232
2023 | 1 | 18 | 23 | 42.0509 | 66.2436 | 367.2807
2023 | 1 | 19 | 0 | 38.3753 | 64.3643 | 346.1513
2023 | 1 | 19 | 1 | 36.0318 | 60.8759 | 323.8374
2023 | 1 | 19 | 2 | 34.8043 | 59.5292 | 313.7455
2023 | 1 | 19 | 3 | 34.2128 | 58.3858 | 308.7585
2023 | 1 | 19 | 4 | 34.0697 | 57.465 | 306.8238
2023 | 1 | 19 | 5 | 35.0352 | 57.9735 | 309.2923
2023 | 1 | 19 | 6 | 37.1053 | 60.2325 | 318.901
2023 | 1 | 19 | 7 | 40.4461 | 65.4277 | 344.7344
2023 | 1 | 19 | 8 | 43.3736 | 76.898 | 372.037
2023 | 1 | 19 | 9 | 44.2307 | 80.9921 | 375.1075
2023 | 1 | 19 | 10 | 44.3596 | 82.1181 | 365.8629
2023 | 1 | 19 | 11 | 44.7894 | 81.0361 | 357.4972
2023 | 1 | 19 | 12 | 43.9909 | 80.7581 | 360.5015
2023 | 1 | 19 | 13 | 44.1603 | 80.5027 | 357.285
2023 | 1 | 19 | 14 | 44.0239 | 78.7537 | 355.9449
2023 | 1 | 19 | 15 | 44.4259 | 78.7786 | 359.0973
2023 | 1 | 19 | 16 | 45.742 | 78.4752 | 368.6299
2023 | 1 | 19 | 17 | 48.5797 | 75.2515 | 393.5889
2023 | 1 | 19 | 18 | 52.6667 | 77.071 | 415.7487
2023 | 1 | 19 | 19 | 52.4667 | 76.0993 | 415.1148
2023 | 1 | 19 | 20 | 50.5651 | 71.4515 | 407.2385
2023 | 1 | 19 | 21 | 48.4888 | 70.989 | 394.552
2023 | 1 | 19 | 22 | 45.4849 | 68.0452 | 372.7771
2023 | 1 | 19 | 23 | 42.3363 | 65.2942 | 344.9617
2023 | 1 | 20 | 0 | 39.6465 | 62.2835 | 321.5347
2023 | 1 | 20 | 1 | 38.2163 | 63.8351 | 297.1809
2023 | 1 | 20 | 2 | 37.1201 | 62.5453 | 286.0786
2023 | 1 | 20 | 3 | 36.6252 | 62.5325 | 279.9979
2023 | 1 | 20 | 4 | 36.6159 | 62.2583 | 277.009
2023 | 1 | 20 | 5 | 37.6834 | 62.8111 | 278.221
2023 | 1 | 20 | 6 | 39.5207 | 66.723 | 284.0009
2023 | 1 | 20 | 7 | 42.9999 | 71.6507 | 310.9789
2023 | 1 | 20 | 8 | 46.4681 | 82.2399 | 344.638
2023 | 1 | 20 | 9 | 47.7729 | 86.0108 | 357.7303
2023 | 1 | 20 | 10 | 48.2276 | 88.863 | 357.5282
2023 | 1 | 20 | 11 | 48.6578 | 85.9779 | 353.351
2023 | 1 | 20 | 12 | 47.7597 | 83.3459 | 359.1608
2023 | 1 | 20 | 13 | 47.77 | 81.9843 | 358.6821
2023 | 1 | 20 | 14 | 47.6202 | 79.6583 | 358.0352
2023 | 1 | 20 | 15 | 47.759 | 81.2236 | 360.1238
2023 | 1 | 20 | 16 | 48.8892 | 79.3946 | 363.9197
2023 | 1 | 20 | 17 | 51.3683 | 78.2235 | 382.2757
2023 | 1 | 20 | 18 | 54.6343 | 82.9049 | 391.9857
2023 | 1 | 20 | 19 | 54.641 | 82.3023 | 390.65
2023 | 1 | 20 | 20 | 52.7971 | 79.1411 | 381.9377
2023 | 1 | 20 | 21 | 51.0561 | 78.5361 | 371.3352
2023 | 1 | 20 | 22 | 48.5445 | 76.2303 | 354.1148
2023 | 1 | 20 | 23 | 45.5729 | 72.0633 | 330.2833
2023 | 1 | 21 | 0 | 41.6827 | 68.674 | 302.9868
2023 | 1 | 21 | 1 | 40.0435 | 64.0328 | 285.3134
2023 | 1 | 21 | 2 | 38.5972 | 62.1259 | 275.825
2023 | 1 | 21 | 3 | 37.8746 | 61.4108 | 270.6864
2023 | 1 | 21 | 4 | 37.7536 | 60.7303 | 269.2011
2023 | 1 | 21 | 5 | 38.285 | 60.3749 | 270.9083
2023 | 1 | 21 | 6 | 39.8858 | 62.0152 | 272.5338
2023 | 1 | 21 | 7 | 41.8346 | 63.7464 | 288.2602
2023 | 1 | 21 | 8 | 44.6317 | 69.6673 | 314.0641
2023 | 1 | 21 | 9 | 46.758 | 71.1672 | 326.7272
2023 | 1 | 21 | 10 | 47.6848 | 72.6948 | 324.8643
2023 | 1 | 21 | 11 | 48.3115 | 71.2073 | 319.7069
2023 | 1 | 21 | 12 | 48.3752 | 71.9832 | 342.3057
2023 | 1 | 21 | 13 | 48.1859 | 71.2444 | 340.1099
2023 | 1 | 21 | 14 | 47.6096 | 71.6947 | 337.2089
2023 | 1 | 21 | 15 | 47.422 | 68.9323 | 338.2033
2023 | 1 | 21 | 16 | 48.03 | 67.7313 | 348.6271
2023 | 1 | 21 | 17 | 50.172 | 67.5833 | 377.2354
2023 | 1 | 21 | 18 | 52.7096 | 71.2383 | 399.6949
2023 | 1 | 21 | 19 | 52.4434 | 70.3749 | 399.7898
2023 | 1 | 21 | 20 | 50.087 | 65.6009 | 386.2982
2023 | 1 | 21 | 21 | 47.83 | 64.0601 | 374.4196
2023 | 1 | 21 | 22 | 45.5163 | 64.1176 | 360.8998
2023 | 1 | 21 | 23 | 43.1386 | 60.1093 | 342.5854
2023 | 1 | 22 | 0 | 40.8743 | 58.8925 | 317.8357
2023 | 1 | 22 | 1 | 38.0358 | 52.3574 | 310.8584
2023 | 1 | 22 | 2 | 36.5898 | 50.6555 | 301.2665
2023 | 1 | 22 | 3 | 35.7294 | 50.4079 | 296.3646
2023 | 1 | 22 | 4 | 35.3783 | 50.1914 | 294.7672
2023 | 1 | 22 | 5 | 35.4987 | 48.9092 | 294.7615
2023 | 1 | 22 | 6 | 35.9051 | 51.9482 | 295.1175
2023 | 1 | 22 | 7 | 37.2977 | 51.6456 | 308.2685
2023 | 1 | 22 | 8 | 40.2652 | 59.3408 | 339.8356
2023 | 1 | 22 | 9 | 43.1051 | 61.2402 | 363.6968
2023 | 1 | 22 | 10 | 45.2492 | 63.5048 | 369.9606
2023 | 1 | 22 | 11 | 46.6056 | 63.0499 | 365.4074
2023 | 1 | 22 | 12 | 47.085 | 64.5758 | 360.6561
2023 | 1 | 22 | 13 | 47.416 | 63.6975 | 357.5344
2023 | 1 | 22 | 14 | 47.2123 | 66.6903 | 355.0913
2023 | 1 | 22 | 15 | 47.5084 | 66.4881 | 359.8692
2023 | 1 | 22 | 16 | 48.4327 | 63.6223 | 374.9169
2023 | 1 | 22 | 17 | 50.5467 | 64.9747 | 406.3901
2023 | 1 | 22 | 18 | 52.2612 | 66.7381 | 441.6973
2023 | 1 | 22 | 19 | 51.5194 | 65.5585 | 435.18
2023 | 1 | 22 | 20 | 48.8901 | 61.2171 | 418.6785
2023 | 1 | 22 | 21 | 46.1257 | 61.6193 | 401.8545
2023 | 1 | 22 | 22 | 43.2471 | 58.4808 | 380.7542
2023 | 1 | 22 | 23 | 40.4814 | 56.5839 | 354.9774
2023 | 1 | 23 | 0 | 38.3054 | 55.5293 | 330.6705
2023 | 1 | 23 | 1 | 38.1819 | 55.1746 | 325.8789
2023 | 1 | 23 | 2 | 37.2491 | 54.4087 | 319.3003
2023 | 1 | 23 | 3 | 37.0244 | 53.8937 | 317.5218
2023 | 1 | 23 | 4 | 37.1048 | 53.3958 | 318.163
2023 | 1 | 23 | 5 | 38.4358 | 53.8419 | 323.4028
2023 | 1 | 23 | 6 | 39.7553 | 56.4553 | 333.4841
2023 | 1 | 23 | 7 | 43.1216 | 62.4454 | 364.3604
2023 | 1 | 23 | 8 | 46.4771 | 75.092 | 400.5956
2023 | 1 | 23 | 9 | 47.6858 | 79.4513 | 411.7975
2023 | 1 | 23 | 10 | 48.2276 | 79.6901 | 403.2196
2023 | 1 | 23 | 11 | 48.7801 | 77.5346 | 392.1625
2023 | 1 | 23 | 12 | 47.5794 | 76.4984 | 366.9356
2023 | 1 | 23 | 13 | 47.6702 | 75.5416 | 359.311
2023 | 1 | 23 | 14 | 47.6388 | 74.379 | 355.7976
2023 | 1 | 23 | 15 | 47.9541 | 74.9364 | 358.8678
2023 | 1 | 23 | 16 | 49.4513 | 74.0085 | 375.2785
2023 | 1 | 23 | 17 | 52.4644 | 70.4133 | 411.876
2023 | 1 | 23 | 18 | 55.571 | 70.9596 | 447.4968
2023 | 1 | 23 | 19 | 55.8305 | 70.5757 | 456.1046
2023 | 1 | 23 | 20 | 53.7625 | 65.6215 | 450.2174
2023 | 1 | 23 | 21 | 51.7337 | 66.6806 | 438.4678
2023 | 1 | 23 | 22 | 48.5909 | 64.0324 | 417.0696
2023 | 1 | 23 | 23 | 45.4689 | 60.4895 | 390.5159
2023 | 1 | 24 | 0 | 41.7231 | 59.086 | 367.1202
2023 | 1 | 24 | 1 | 41.5421 | 58.6284 | 346.5017
2023 | 1 | 24 | 2 | 40.6984 | 57.074 | 337.8599
2023 | 1 | 24 | 3 | 40.5096 | 56.9141 | 333.9412
2023 | 1 | 24 | 4 | 40.676 | 56.9918 | 332.4237
2023 | 1 | 24 | 5 | 42.0171 | 57.3899 | 334.9106
2023 | 1 | 24 | 6 | 44.0794 | 60.3809 | 340.0005
2023 | 1 | 24 | 7 | 47.2707 | 66.8365 | 367.178
2023 | 1 | 24 | 8 | 50.2403 | 79.1311 | 400.2384
2023 | 1 | 24 | 9 | 50.6691 | 83.7102 | 409.2465
2023 | 1 | 24 | 10 | 49.5768 | 87.3491 | 402.2566
2023 | 1 | 24 | 11 | 49.0517 | 83.835 | 393.1352
2023 | 1 | 24 | 12 | 47.7716 | 82.5304 | 393.1455
2023 | 1 | 24 | 13 | 47.5222 | 82.1999 | 388.2165
2023 | 1 | 24 | 14 | 47.3675 | 84.4349 | 384.8406
2023 | 1 | 24 | 15 | 47.8598 | 84.9362 | 386.9481
2023 | 1 | 24 | 16 | 49.9135 | 81.605 | 395.6266
2023 | 1 | 24 | 17 | 53.3511 | 78.8258 | 418.4063
2023 | 1 | 24 | 18 | 58.1322 | 79.5234 | 437.6552
2023 | 1 | 24 | 19 | 58.8021 | 78.3259 | 435.2027
2023 | 1 | 24 | 20 | 56.8281 | 73.5442 | 424.8362
2023 | 1 | 24 | 21 | 54.8102 | 73.7235 | 410.6641
2023 | 1 | 24 | 22 | 51.6721 | 71.3985 | 388.5821
2023 | 1 | 24 | 23 | 48.6039 | 67.6038 | 360.5673
2023 | 1 | 25 | 0 | 46.2714 | 65.7194 | 334.1311
2023 | 1 | 25 | 1 | 43.2448 | 64.5226 | 321.6141
2023 | 1 | 25 | 2 | 42.2379 | 62.5923 | 312.7525
2023 | 1 | 25 | 3 | 41.8227 | 62.2232 | 308.5856
2023 | 1 | 25 | 4 | 41.8921 | 62.3983 | 307.1569
2023 | 1 | 25 | 5 | 43.0903 | 63.1589 | 310.228
2023 | 1 | 25 | 6 | 45.0093 | 67.8916 | 318.2008
2023 | 1 | 25 | 7 | 47.9645 | 73.8446 | 345.8846
2023 | 1 | 25 | 8 | 50.5688 | 84.107 | 380.0064
2023 | 1 | 25 | 9 | 51.0639 | 87.9406 | 391.7443
2023 | 1 | 25 | 10 | 50.5199 | 89.64 | 387.8351
2023 | 1 | 25 | 11 | 50.3286 | 86.7542 | 380.1943
2023 | 1 | 25 | 12 | 50.0706 | 84.682 | 371.3247
2023 | 1 | 25 | 13 | 49.9957 | 83.2517 | 368.1382
2023 | 1 | 25 | 14 | 49.6674 | 83.0645 | 366.8764
2023 | 1 | 25 | 15 | 49.9914 | 83.2966 | 369.2221
2023 | 1 | 25 | 16 | 51.3938 | 81.3713 | 379.8078
2023 | 1 | 25 | 17 | 53.7047 | 80.0908 | 406.3278
2023 | 1 | 25 | 18 | 56.4933 | 81.1232 | 428.9785
2023 | 1 | 25 | 19 | 56.5541 | 81.0603 | 434.2904
2023 | 1 | 25 | 20 | 54.3106 | 76.5014 | 428.1453
2023 | 1 | 25 | 21 | 52.0257 | 77.0865 | 417.2889
2023 | 1 | 25 | 22 | 48.7383 | 74.223 | 395.6348
2023 | 1 | 25 | 23 | 45.5656 | 69.9817 | 368.1683
2023 | 1 | 26 | 0 | 43.024 | 67.5257 | 336.1471
2023 | 1 | 26 | 1 | 41.1386 | 65.7677 | 339.3278
2023 | 1 | 26 | 2 | 39.9916 | 63.7886 | 332.4759
2023 | 1 | 26 | 3 | 39.5298 | 62.8447 | 330.9669
2023 | 1 | 26 | 4 | 39.5324 | 62.8377 | 331.4015
2023 | 1 | 26 | 5 | 40.7154 | 63.4319 | 335.9621
2023 | 1 | 26 | 6 | 42.9982 | 67.4503 | 347.1777
2023 | 1 | 26 | 7 | 46.069 | 73.0046 | 377.9628
2023 | 1 | 26 | 8 | 48.9162 | 83.9085 | 413.6735
2023 | 1 | 26 | 9 | 49.5098 | 87.1609 | 420.5303
2023 | 1 | 26 | 10 | 49.2683 | 88.9893 | 408.1025
2023 | 1 | 26 | 11 | 49.2214 | 87.811 | 395.4151
2023 | 1 | 26 | 12 | 48.2738 | 84.0907 | 388.5867
2023 | 1 | 26 | 13 | 48.132 | 83.4768 | 380.8671
2023 | 1 | 26 | 14 | 47.9391 | 81.9569 | 378.0811
2023 | 1 | 26 | 15 | 48.0599 | 80.7504 | 381.2356
2023 | 1 | 26 | 16 | 49.1794 | 80.1154 | 395.2026
2023 | 1 | 26 | 17 | 51.8223 | 78.0166 | 427.968
2023 | 1 | 26 | 18 | 55.3087 | 80.1786 | 472.4535
2023 | 1 | 26 | 19 | 55.532 | 80.7981 | 478.9423
2023 | 1 | 26 | 20 | 53.5796 | 75.6276 | 474.401
2023 | 1 | 26 | 21 | 51.5026 | 75.0749 | 464.8279
2023 | 1 | 26 | 22 | 48.3593 | 72.0858 | 443.7351
2023 | 1 | 26 | 23 | 45.1736 | 67.8742 | 415.5342
2023 | 1 | 27 | 0 | 42.1906 | 65.5622 | 389.167
2023 | 1 | 27 | 1 | 40.1694 | 62.5698 | 362.978
2023 | 1 | 27 | 2 | 39.051 | 60.6967 | 353.3533
2023 | 1 | 27 | 3 | 38.6717 | 59.7094 | 348.8205
2023 | 1 | 27 | 4 | 38.7297 | 59.1191 | 346.5441
2023 | 1 | 27 | 5 | 40.0477 | 59.291 | 347.7448
2023 | 1 | 27 | 6 | 42.1355 | 62.6648 | 356.5618
2023 | 1 | 27 | 7 | 45.2952 | 67.6155 | 384.3191
2023 | 1 | 27 | 8 | 48.6396 | 77.6204 | 418.3423
2023 | 1 | 27 | 9 | 49.8606 | 81.2707 | 426.5963
2023 | 1 | 27 | 10 | 49.7076 | 81.6471 | 416.533
2023 | 1 | 27 | 11 | 49.6663 | 81.1195 | 404.145
2023 | 1 | 27 | 12 | 49.3236 | 79.4595 | 408.1356
2023 | 1 | 27 | 13 | 49.2361 | 78.767 | 401.9658
2023 | 1 | 27 | 14 | 48.9597 | 76.9764 | 397.9156
2023 | 1 | 27 | 15 | 49.065 | 75.6619 | 398.2422
2023 | 1 | 27 | 16 | 50.036 | 74.2826 | 403.4716
2023 | 1 | 27 | 17 | 52.179 | 71.0264 | 424.5699
2023 | 1 | 27 | 18 | 53.9743 | 74.1382 | 447.3748
2023 | 1 | 27 | 19 | 54.6077 | 74.2762 | 447.5098
2023 | 1 | 27 | 20 | 52.7157 | 70.0597 | 437.7676
2023 | 1 | 27 | 21 | 51.2389 | 70.1167 | 426.1649
2023 | 1 | 27 | 22 | 48.7237 | 67.437 | 408.2491
2023 | 1 | 27 | 23 | 45.9957 | 62.4402 | 383.3893
2023 | 1 | 28 | 0 | 41.9496 | 59.3119 | 360.818
2023 | 1 | 28 | 1 | 41.953 | 58.3958 | 330.8328
2023 | 1 | 28 | 2 | 40.7272 | 56.5495 | 319.3349
2023 | 1 | 28 | 3 | 40.2091 | 55.683 | 312.7055
2023 | 1 | 28 | 4 | 40.4002 | 55.805 | 308.9413
2023 | 1 | 28 | 5 | 41.2857 | 55.5838 | 308.1965
2023 | 1 | 28 | 6 | 42.7576 | 58.0857 | 313.9437
2023 | 1 | 28 | 7 | 44.5193 | 60.2218 | 327.1454
2023 | 1 | 28 | 8 | 46.6572 | 65.5461 | 352.5028
2023 | 1 | 28 | 9 | 48.6189 | 68.4226 | 374.4839
2023 | 1 | 28 | 10 | 49.8814 | 70.9249 | 378.0732
2023 | 1 | 28 | 11 | 50.7519 | 71.0606 | 376.1671
2023 | 1 | 28 | 12 | 50.3527 | 69.5794 | 372.9514
2023 | 1 | 28 | 13 | 49.8642 | 68.5121 | 363.5809
2023 | 1 | 28 | 14 | 49.4309 | 70.027 | 357.7361
2023 | 1 | 28 | 15 | 49.3261 | 67.1442 | 359.4761
2023 | 1 | 28 | 16 | 50.0665 | 65.8021 | 369.941
2023 | 1 | 28 | 17 | 52.5183 | 65.2375 | 396.7527
2023 | 1 | 28 | 18 | 55.4157 | 67.5145 | 433.254
2023 | 1 | 28 | 19 | 55.337 | 68.5146 | 429.9408
2023 | 1 | 28 | 20 | 52.8696 | 63.0162 | 412.5628
2023 | 1 | 28 | 21 | 50.4491 | 63.5735 | 396.9903
2023 | 1 | 28 | 22 | 48.1086 | 61.7424 | 381.4033
2023 | 1 | 28 | 23 | 45.7397 | 58.8503 | 361.614
2023 | 1 | 29 | 0 | 44.1905 | 59.2898 | 336.4984
2023 | 1 | 29 | 1 | 42.5662 | 56.5486 | 336.703
2023 | 1 | 29 | 2 | 41.4026 | 54.8493 | 327.9839
2023 | 1 | 29 | 3 | 40.8416 | 54.3825 | 323.5553
2023 | 1 | 29 | 4 | 40.938 | 54.9789 | 322.6103
2023 | 1 | 29 | 5 | 41.5641 | 54.5139 | 325.2462
2023 | 1 | 29 | 6 | 42.5694 | 56.0599 | 330.2315
2023 | 1 | 29 | 7 | 43.7168 | 57.0318 | 343.1958
2023 | 1 | 29 | 8 | 45.8673 | 61.9833 | 369.1564
2023 | 1 | 29 | 9 | 48.0111 | 64.9081 | 394.9525
2023 | 1 | 29 | 10 | 49.6878 | 67.4594 | 403.6678
2023 | 1 | 29 | 11 | 50.6931 | 66.544 | 400.871
2023 | 1 | 29 | 12 | 49.0992 | 65.0272 | 402.5392
2023 | 1 | 29 | 13 | 48.9764 | 65.3165 | 401.7211
2023 | 1 | 29 | 14 | 48.7246 | 69.5479 | 400.3898
2023 | 1 | 29 | 15 | 49.0439 | 67.9268 | 400.5558
2023 | 1 | 29 | 16 | 50.1658 | 64.9115 | 412.7264
2023 | 1 | 29 | 17 | 52.7915 | 64.5691 | 442.2685
2023 | 1 | 29 | 18 | 56.2109 | 67.814 | 478.2427
2023 | 1 | 29 | 19 | 56.2742 | 68.3174 | 477.654
2023 | 1 | 29 | 20 | 53.8279 | 63.9714 | 461.0983
2023 | 1 | 29 | 21 | 50.8528 | 64.499 | 443.8365
2023 | 1 | 29 | 22 | 47.8003 | 63.0106 | 423.4403
2023 | 1 | 29 | 23 | 44.9327 | 59.8762 | 399.3286
2023 | 1 | 30 | 0 | 43.4096 | 60.2327 | 376.4833
2023 | 1 | 30 | 1 | 41.0041 | 59.5958 | 352.6362
2023 | 1 | 30 | 2 | 40.0705 | 58.7784 | 345.0342
2023 | 1 | 30 | 3 | 39.8024 | 59.2406 | 342.1818
2023 | 1 | 30 | 4 | 39.9664 | 59.6703 | 341.3402
2023 | 1 | 30 | 5 | 41.3123 | 60.4941 | 344.2601
2023 | 1 | 30 | 6 | 43.4512 | 67.0709 | 353.1222
2023 | 1 | 30 | 7 | 46.5196 | 73.2504 | 382.6401
2023 | 1 | 30 | 8 | 49.3755 | 85.5835 | 420.1137
2023 | 1 | 30 | 9 | 49.9906 | 88.8005 | 432.4414
2023 | 1 | 30 | 10 | 49.8403 | 91.218 | 424.8113
2023 | 1 | 30 | 11 | 49.8204 | 88.0717 | 415.1763
2023 | 1 | 30 | 12 | 49.5251 | 84.3088 | 405.2984
2023 | 1 | 30 | 13 | 49.4613 | 82.92 | 397.7648
2023 | 1 | 30 | 14 | 49.2273 | 84.144 | 393.0684
2023 | 1 | 30 | 15 | 49.4308 | 83.6728 | 393.8962
2023 | 1 | 30 | 16 | 50.7019 | 81.4769 | 402.5995
2023 | 1 | 30 | 17 | 53.053 | 80.1199 | 429.4313
2023 | 1 | 30 | 18 | 55.268 | 82.4 | 446.8471
2023 | 1 | 30 | 19 | 55.2804 | 82.9649 | 453.2592
2023 | 1 | 30 | 20 | 52.8649 | 77.8862 | 445.8593
2023 | 1 | 30 | 21 | 50.4826 | 77.0698 | 433.3895
2023 | 1 | 30 | 22 | 47.1806 | 74.4055 | 411.739
2023 | 1 | 30 | 23 | 44.0636 | 70.8938 | 384.4341
2023 | 1 | 31 | 0 | 41.1233 | 67.8124 | 361.0517
2023 | 1 | 31 | 1 | 40.3242 | 63.3061 | 346.5599
2023 | 1 | 31 | 2 | 39.2956 | 61.4743 | 338.14
2023 | 1 | 31 | 3 | 38.9713 | 60.4673 | 335.0103
2023 | 1 | 31 | 4 | 39.0989 | 60.3811 | 333.7968
2023 | 1 | 31 | 5 | 40.4788 | 60.7581 | 336.8673
2023 | 1 | 31 | 6 | 42.8853 | 66.1516 | 348.1498
2023 | 1 | 31 | 7 | 45.9489 | 72.2733 | 377.363
2023 | 1 | 31 | 8 | 48.7374 | 82.2077 | 414.9099
2023 | 1 | 31 | 9 | 49.0345 | 85.9708 | 428.5625
2023 | 1 | 31 | 10 | 48.0318 | 86.6474 | 422.1436
2023 | 1 | 31 | 11 | 47.5532 | 86.5346 | 411.1649
2023 | 1 | 31 | 12 | 46.0107 | 82.9246 | 395.7556
2023 | 1 | 31 | 13 | 45.7008 | 81.8108 | 389.3358
2023 | 1 | 31 | 14 | 45.4855 | 80.0003 | 386.2466
2023 | 1 | 31 | 15 | 45.6966 | 79.3897 | 389.0286
2023 | 1 | 31 | 16 | 47.4211 | 78.9621 | 400.787
2023 | 1 | 31 | 17 | 50.7658 | 76.9299 | 426.4138
2023 | 1 | 31 | 18 | 54.3955 | 76.3419 | 444.3316
2023 | 1 | 31 | 19 | 55.5365 | 76.7467 | 452.5667
2023 | 1 | 31 | 20 | 53.9526 | 71.7807 | 446.0783
2023 | 1 | 31 | 21 | 52.0568 | 71.3448 | 434.1234
2023 | 1 | 31 | 22 | 48.9167 | 68.1678 | 412.5204
2023 | 1 | 31 | 23 | 45.946 | 65.2126 | 385.3883
2023 | 2 | 1 | 0 | 43.8777 | 62.6444 | 361.1218
2023 | 2 | 1 | 1 | 40.8195 | 62.9248 | 344.3849
2023 | 2 | 1 | 2 | 39.7827 | 61.1414 | 337.1707
2023 | 2 | 1 | 3 | 39.4624 | 60.5424 | 334.6778
2023 | 2 | 1 | 4 | 39.4091 | 59.9124 | 335.1327
2023 | 2 | 1 | 5 | 40.6137 | 60.6068 | 339.532
2023 | 2 | 1 | 6 | 42.5391 | 63.9546 | 346.9102
2023 | 2 | 1 | 7 | 45.5434 | 70.3142 | 375.2423
2023 | 2 | 1 | 8 | 48.109 | 80.6532 | 409.6749
2023 | 2 | 1 | 9 | 48.7581 | 84.7029 | 418.2532
2023 | 2 | 1 | 10 | 47.9203 | 87.4677 | 411.585
2023 | 2 | 1 | 11 | 47.7052 | 86.2594 | 401.1789
2023 | 2 | 1 | 12 | 46.9679 | 85.7355 | 401.6689
2023 | 2 | 1 | 13 | 46.8077 | 85.5491 | 399.1853
2023 | 2 | 1 | 14 | 46.1776 | 85.6873 | 394.4609
2023 | 2 | 1 | 15 | 46.5389 | 86.7205 | 393.7576
2023 | 2 | 1 | 16 | 47.9659 | 82.7459 | 403.1186
2023 | 2 | 1 | 17 | 50.4945 | 80.3286 | 428.2238
2023 | 2 | 1 | 18 | 54.8191 | 80.26 | 446.0779
2023 | 2 | 1 | 19 | 55.4728 | 80.4512 | 454.5048
2023 | 2 | 1 | 20 | 53.3206 | 77.0964 | 449.4775
2023 | 2 | 1 | 21 | 51.2608 | 76.4463 | 438.5978
2023 | 2 | 1 | 22 | 48.0655 | 73.6092 | 416.9733
2023 | 2 | 1 | 23 | 45.1276 | 69.6672 | 389.0217
2023 | 2 | 2 | 0 | 42.0849 | 65.4583 | 361.7318
2023 | 2 | 2 | 1 | 41.2294 | 63.7621 | 344.4238
2023 | 2 | 2 | 2 | 40.1289 | 62.9918 | 335.8666
2023 | 2 | 2 | 3 | 39.7219 | 62.7417 | 332.5837
2023 | 2 | 2 | 4 | 39.6175 | 61.2867 | 332.1535
2023 | 2 | 2 | 5 | 40.623 | 62.6603 | 335.5981
2023 | 2 | 2 | 6 | 42.0823 | 66.7716 | 344.9635
2023 | 2 | 2 | 7 | 45.2616 | 72.5449 | 372.9106
2023 | 2 | 2 | 8 | 48.1392 | 82.0712 | 407.3915
2023 | 2 | 2 | 9 | 49.0235 | 86.0391 | 417.3404
2023 | 2 | 2 | 10 | 49.0768 | 89.1574 | 411.992
2023 | 2 | 2 | 11 | 49.3465 | 87.078 | 403.6098
2023 | 2 | 2 | 12 | 47.7765 | 85.6541 | 395.9605
2023 | 2 | 2 | 13 | 47.5684 | 84.7104 | 392.8597
2023 | 2 | 2 | 14 | 47.2521 | 81.5871 | 388.0864
2023 | 2 | 2 | 15 | 47.5473 | 82.8986 | 388.2145
2023 | 2 | 2 | 16 | 48.8133 | 82.339 | 396.2034
2023 | 2 | 2 | 17 | 51.6463 | 80.6198 | 418.7194
2023 | 2 | 2 | 18 | 55.8038 | 80.7473 | 439.792
2023 | 2 | 2 | 19 | 57.0133 | 82.2773 | 444.9922
2023 | 2 | 2 | 20 | 55.3684 | 79.0579 | 438.5871
2023 | 2 | 2 | 21 | 53.555 | 78.695 | 426.5758
2023 | 2 | 2 | 22 | 50.5411 | 76.1081 | 405.1591
2023 | 2 | 2 | 23 | 47.5317 | 72.389 | 376.9624
2023 | 2 | 3 | 0 | 43.7733 | 66.7228 | 354.6382
2023 | 2 | 3 | 1 | 43.0912 | 67.371 | 335.3267
2023 | 2 | 3 | 2 | 42.041 | 65.6319 | 325.786
2023 | 2 | 3 | 3 | 41.7252 | 65.0229 | 321.7922
2023 | 2 | 3 | 4 | 41.5809 | 64.2176 | 320.7674
2023 | 2 | 3 | 5 | 42.6045 | 65.0352 | 323.5627
2023 | 2 | 3 | 6 | 44.1945 | 66.8574 | 334.1609
2023 | 2 | 3 | 7 | 47.2103 | 72.8228 | 362.5464
2023 | 2 | 3 | 8 | 49.8833 | 81.7072 | 397.5982
2023 | 2 | 3 | 9 | 50.2548 | 86.466 | 408.0962
2023 | 2 | 3 | 10 | 49.1158 | 88.4101 | 402.3113
2023 | 2 | 3 | 11 | 48.5166 | 86.8535 | 391.5085
2023 | 2 | 3 | 12 | 47.8281 | 87.0129 | 398.3235
2023 | 2 | 3 | 13 | 47.3547 | 86.2411 | 396.0517
2023 | 2 | 3 | 14 | 46.7295 | 84.2794 | 391.352
2023 | 2 | 3 | 15 | 46.7623 | 83.2249 | 390.7993
2023 | 2 | 3 | 16 | 47.937 | 80.5243 | 396.4635
2023 | 2 | 3 | 17 | 50.4875 | 78.5247 | 414.7184
2023 | 2 | 3 | 18 | 54.7924 | 73.4642 | 429.1065
2023 | 2 | 3 | 19 | 55.8755 | 74.7348 | 434.5993
2023 | 2 | 3 | 20 | 54.133 | 72.4545 | 426.9784
2023 | 2 | 3 | 21 | 52.506 | 72.3733 | 415.8775
2023 | 2 | 3 | 22 | 49.9291 | 69.65 | 398.2682
2023 | 2 | 3 | 23 | 47.23 | 65.4912 | 373.9239
2023 | 2 | 4 | 0 | 44.2545 | 62.6468 | 351.9447
2023 | 2 | 4 | 1 | 42.452 | 60.6053 | 326.4882
2023 | 2 | 4 | 2 | 40.9917 | 59.2086 | 315.692
2023 | 2 | 4 | 3 | 40.2807 | 59.4125 | 310.0157
2023 | 2 | 4 | 4 | 40.1443 | 60.4479 | 308.1379
2023 | 2 | 4 | 5 | 40.6482 | 60.8483 | 309.2402
2023 | 2 | 4 | 6 | 41.4885 | 63.5739 | 312.1424
2023 | 2 | 4 | 7 | 42.8399 | 63.901 | 326.2105
2023 | 2 | 4 | 8 | 44.6319 | 69.8048 | 353.2073
2023 | 2 | 4 | 9 | 46.3645 | 71.7474 | 377.1057
2023 | 2 | 4 | 10 | 47.3692 | 74.2176 | 387.3645
2023 | 2 | 4 | 11 | 48.1053 | 74.3999 | 386.0761
2023 | 2 | 4 | 12 | 47.3935 | 73.5328 | 381.1027
2023 | 2 | 4 | 13 | 46.8532 | 72.212 | 378.225
2023 | 2 | 4 | 14 | 45.9481 | 71.8296 | 372.3156
2023 | 2 | 4 | 15 | 45.7088 | 69.7718 | 370.9092
2023 | 2 | 4 | 16 | 46.1983 | 68.0136 | 378.1457
2023 | 2 | 4 | 17 | 48.2835 | 66.298 | 400.4452
2023 | 2 | 4 | 18 | 51.7772 | 72.2274 | 422.2942
2023 | 2 | 4 | 19 | 52.11 | 74.2064 | 423.5241
2023 | 2 | 4 | 20 | 49.7747 | 70.8589 | 407.0428
2023 | 2 | 4 | 21 | 47.3411 | 68.9338 | 391.4636
2023 | 2 | 4 | 22 | 45.0447 | 66.6918 | 376.0798
2023 | 2 | 4 | 23 | 42.7822 | 64.5969 | 356.6404
2023 | 2 | 5 | 0 | 41.2414 | 64.2546 | 335.1061
2023 | 2 | 5 | 1 | 38.9684 | 66.1056 | 325.4512
2023 | 2 | 5 | 2 | 37.6566 | 64.6612 | 316.3076
2023 | 2 | 5 | 3 | 36.9497 | 64.6902 | 311.7424
2023 | 2 | 5 | 4 | 36.6836 | 65.4439 | 310.9354
2023 | 2 | 5 | 5 | 36.9141 | 65.8792 | 312.794
2023 | 2 | 5 | 6 | 37.7708 | 68.5116 | 314.4316
2023 | 2 | 5 | 7 | 38.7461 | 69.0439 | 325.9904
2023 | 2 | 5 | 8 | 40.5031 | 71.01 | 345.748
2023 | 2 | 5 | 9 | 42.3592 | 70.2126 | 358.6996
2023 | 2 | 5 | 10 | 43.4664 | 72.2995 | 359.3412
2023 | 2 | 5 | 11 | 44.265 | 73.7535 | 352.7785
2023 | 2 | 5 | 12 | 44.1928 | 71.7482 | 373.7834
2023 | 2 | 5 | 13 | 43.9874 | 71.5269 | 372.6208
2023 | 2 | 5 | 14 | 43.3519 | 71.3614 | 368.0668
2023 | 2 | 5 | 15 | 43.583 | 69.9364 | 367.8671
2023 | 2 | 5 | 16 | 44.6661 | 69.3859 | 380.3749
2023 | 2 | 5 | 17 | 47.0908 | 69.1413 | 410.2157
2023 | 2 | 5 | 18 | 49.9658 | 75.483 | 436.6008
2023 | 2 | 5 | 19 | 50.4432 | 77.5403 | 442.7928
2023 | 2 | 5 | 20 | 48.401 | 75.5079 | 429.1456
2023 | 2 | 5 | 21 | 45.7336 | 71.9193 | 412.7074
2023 | 2 | 5 | 22 | 42.9099 | 71.6914 | 392.6912
2023 | 2 | 5 | 23 | 40.3822 | 67.7257 | 368.7383
2023 | 2 | 6 | 0 | 38.9938 | 68.6022 | 347.6218
2023 | 2 | 6 | 1 | 37.6393 | 68.9484 | 330.6883
2023 | 2 | 6 | 2 | 36.7071 | 68.4672 | 323.7253
2023 | 2 | 6 | 3 | 36.5246 | 68.4589 | 321.6538
2023 | 2 | 6 | 4 | 36.5671 | 68.0076 | 322.3438
2023 | 2 | 6 | 5 | 37.8828 | 69.3514 | 327.0604
2023 | 2 | 6 | 6 | 40.0049 | 72.7556 | 337.7434
2023 | 2 | 6 | 7 | 43.2333 | 78.4294 | 366.7207
2023 | 2 | 6 | 8 | 46.072 | 88.241 | 397.9371
2023 | 2 | 6 | 9 | 46.8535 | 91.1557 | 400.6587
2023 | 2 | 6 | 10 | 46.5568 | 92.9689 | 387.5444
2023 | 2 | 6 | 11 | 46.6213 | 92.0193 | 374.5184
2023 | 2 | 6 | 12 | 46.5597 | 89.7279 | 378.0124
2023 | 2 | 6 | 13 | 46.4751 | 88.0571 | 372.3331
2023 | 2 | 6 | 14 | 45.9863 | 83.5639 | 365.914
2023 | 2 | 6 | 15 | 46.2896 | 85.5149 | 365.2975
2023 | 2 | 6 | 16 | 47.6129 | 84.2164 | 375.6873
2023 | 2 | 6 | 17 | 50.0072 | 84.4857 | 403.6147
2023 | 2 | 6 | 18 | 52.1357 | 82.658 | 428.5781
2023 | 2 | 6 | 19 | 52.4533 | 85.3262 | 437.4056
2023 | 2 | 6 | 20 | 50.1919 | 82.6379 | 430.429
2023 | 2 | 6 | 21 | 47.806 | 80.9813 | 417.0973
2023 | 2 | 6 | 22 | 44.5306 | 78.0067 | 395.3578
2023 | 2 | 6 | 23 | 41.575 | 75.2572 | 368.2371
2023 | 2 | 7 | 0 | 39.6313 | 72.8991 | 346.0269
2023 | 2 | 7 | 1 | 37.1728 | 71.372 | 318.904
2023 | 2 | 7 | 2 | 36.049 | 70.5854 | 309.6915
2023 | 2 | 7 | 3 | 35.6188 | 69.9027 | 305.2438
2023 | 2 | 7 | 4 | 35.5959 | 68.8778 | 303.6752
2023 | 2 | 7 | 5 | 36.7655 | 69.9481 | 306.2318
2023 | 2 | 7 | 6 | 38.7513 | 71.0535 | 313.1425
2023 | 2 | 7 | 7 | 42.0178 | 76.1856 | 339.3921
2023 | 2 | 7 | 8 | 44.9298 | 84.5292 | 363.7547
2023 | 2 | 7 | 9 | 45.8837 | 87.617 | 359.3894
2023 | 2 | 7 | 10 | 45.8603 | 89.7922 | 345.8204
2023 | 2 | 7 | 11 | 46.1718 | 89.9491 | 334.0248
2023 | 2 | 7 | 12 | 45.8736 | 90.3314 | 317.4826
2023 | 2 | 7 | 13 | 45.9102 | 88.8411 | 312.1526
2023 | 2 | 7 | 14 | 45.5587 | 84.3456 | 306.181
2023 | 2 | 7 | 15 | 45.8507 | 87.2426 | 304.8154
2023 | 2 | 7 | 16 | 47.0559 | 86.539 | 315.6575
2023 | 2 | 7 | 17 | 49.6199 | 86.8307 | 347.9286
2023 | 2 | 7 | 18 | 52.7985 | 86.3179 | 385.8584
2023 | 2 | 7 | 19 | 53.265 | 88.1934 | 397.9178
2023 | 2 | 7 | 20 | 51.0759 | 85.8216 | 392.4947
2023 | 2 | 7 | 21 | 48.8576 | 83.3617 | 380.7891
2023 | 2 | 7 | 22 | 45.7218 | 80.4299 | 360.5117
2023 | 2 | 7 | 23 | 42.7539 | 78.4349 | 334.4664
2023 | 2 | 8 | 0 | 39.6443 | 75.4579 | 308.0913
2023 | 2 | 8 | 1 | 38.1314 | 75.2306 | 284.8014
2023 | 2 | 8 | 2 | 36.9943 | 74.2352 | 275.2802
2023 | 2 | 8 | 3 | 36.4994 | 72.9722 | 270.1507
2023 | 2 | 8 | 4 | 36.3992 | 71.6886 | 268.377
2023 | 2 | 8 | 5 | 37.4676 | 72.8957 | 270.9691
2023 | 2 | 8 | 6 | 39.5199 | 75.8303 | 279.6164
2023 | 2 | 8 | 7 | 42.7668 | 81.1595 | 306.4301
2023 | 2 | 8 | 8 | 45.3745 | 87.7711 | 336.9489
2023 | 2 | 8 | 9 | 46.0679 | 90.9801 | 344.9228
2023 | 2 | 8 | 10 | 45.7652 | 91.592 | 341.8337
2023 | 2 | 8 | 11 | 45.9018 | 93.0246 | 335.6768
2023 | 2 | 8 | 12 | 46.2291 | 90.6469 | 335.9723
2023 | 2 | 8 | 13 | 46.2146 | 88.4926 | 334.9195
2023 | 2 | 8 | 14 | 45.9319 | 82.288 | 331.7015
2023 | 2 | 8 | 15 | 46.2784 | 85.6394 | 331.957
2023 | 2 | 8 | 16 | 47.5996 | 85.6501 | 339.848
2023 | 2 | 8 | 17 | 50.1438 | 85.9774 | 362.506
2023 | 2 | 8 | 18 | 53.7633 | 83.8667 | 377.8053
2023 | 2 | 8 | 19 | 54.685 | 86.0528 | 384.7665
2023 | 2 | 8 | 20 | 52.8483 | 83.985 | 377.9373
2023 | 2 | 8 | 21 | 50.8015 | 82.2254 | 365.2277
2023 | 2 | 8 | 22 | 47.6832 | 78.9576 | 343.2982
2023 | 2 | 8 | 23 | 44.5802 | 77.5207 | 316.1587
2023 | 2 | 9 | 0 | 41.2111 | 76.0091 | 293.9683
2023 | 2 | 9 | 1 | 39.0945 | 74.6097 | 283.4629
2023 | 2 | 9 | 2 | 38.0953 | 73.8621 | 275.9839
2023 | 2 | 9 | 3 | 37.7422 | 72.5889 | 273.666
2023 | 2 | 9 | 4 | 37.7538 | 71.1388 | 274.3084
2023 | 2 | 9 | 5 | 38.8674 | 72.4091 | 279.1489
2023 | 2 | 9 | 6 | 41.3749 | 75.0887 | 287.5178
2023 | 2 | 9 | 7 | 44.6094 | 79.834 | 317.7476
2023 | 2 | 9 | 8 | 47.172 | 87.0184 | 351.4756
2023 | 2 | 9 | 9 | 47.5659 | 89.803 | 359.7223
2023 | 2 | 9 | 10 | 46.8817 | 91.2531 | 353.3884
2023 | 2 | 9 | 11 | 46.6559 | 92.6241 | 345.0369
2023 | 2 | 9 | 12 | 45.253 | 91.2645 | 324.4903
2023 | 2 | 9 | 13 | 44.9595 | 89.8374 | 320.6512
2023 | 2 | 9 | 14 | 44.5586 | 83.6655 | 317.3326
2023 | 2 | 9 | 15 | 44.8819 | 85.9119 | 319.2523
2023 | 2 | 9 | 16 | 46.1958 | 86.52 | 331.696
2023 | 2 | 9 | 17 | 48.9293 | 86.1438 | 363.607
2023 | 2 | 9 | 18 | 53.9636 | 84.1629 | 392.8503
2023 | 2 | 9 | 19 | 54.8232 | 86.917 | 411.3589
2023 | 2 | 9 | 20 | 52.9155 | 84.442 | 410.1911
2023 | 2 | 9 | 21 | 50.7503 | 82.1492 | 402.0228
2023 | 2 | 9 | 22 | 47.6697 | 79.1552 | 382.8541
2023 | 2 | 9 | 23 | 44.6127 | 77.4462 | 357.063
2023 | 2 | 10 | 0 | 41.9938 | 75.3275 | 328.6705
2023 | 2 | 10 | 1 | 39.1492 | 73.5316 | 310.7101
2023 | 2 | 10 | 2 | 37.9751 | 72.4229 | 303.0903
2023 | 2 | 10 | 3 | 37.4661 | 71.1227 | 300.4395
2023 | 2 | 10 | 4 | 37.3508 | 69.8499 | 300.7561
2023 | 2 | 10 | 5 | 38.3551 | 70.6355 | 304.8806
2023 | 2 | 10 | 6 | 40.3516 | 71.8788 | 312.2611
2023 | 2 | 10 | 7 | 43.5343 | 77.1026 | 340.959
2023 | 2 | 10 | 8 | 46.3198 | 84.3868 | 370.4323
2023 | 2 | 10 | 9 | 47.1523 | 88.9407 | 371.8216
2023 | 2 | 10 | 10 | 47.0075 | 89.8907 | 357.7187
2023 | 2 | 10 | 11 | 47.0607 | 90.8484 | 342.5214
2023 | 2 | 10 | 12 | 46.6935 | 89.0257 | 359.4841
2023 | 2 | 10 | 13 | 46.4924 | 87.6959 | 354.6957
2023 | 2 | 10 | 14 | 45.8974 | 82.0119 | 349.6321
2023 | 2 | 10 | 15 | 45.9033 | 83.0223 | 350.0891
2023 | 2 | 10 | 16 | 46.6381 | 82.3812 | 357.8192
2023 | 2 | 10 | 17 | 48.3376 | 81.0612 | 380.2123
2023 | 2 | 10 | 18 | 50.8271 | 79.1278 | 401.4044
2023 | 2 | 10 | 19 | 51.3468 | 81.4753 | 411.1861
2023 | 2 | 10 | 20 | 49.3788 | 79.8788 | 404.0188
2023 | 2 | 10 | 21 | 47.4381 | 77.8843 | 393.0649
2023 | 2 | 10 | 22 | 44.8366 | 74.9163 | 376.2
2023 | 2 | 10 | 23 | 42.0723 | 72.7517 | 352.8631
2023 | 2 | 11 | 0 | 38.8038 | 70.2678 | 327.2908
2023 | 2 | 11 | 1 | 37.0714 | 67.5266 | 307.4426
2023 | 2 | 11 | 2 | 35.7337 | 65.8372 | 297.0527
2023 | 2 | 11 | 3 | 35.0764 | 65.2598 | 291.6024
2023 | 2 | 11 | 4 | 35.0101 | 65.2275 | 289.1301
2023 | 2 | 11 | 5 | 35.5639 | 65.711 | 288.585
2023 | 2 | 11 | 6 | 36.9224 | 70.3968 | 288.1261
2023 | 2 | 11 | 7 | 39.0748 | 72.3836 | 303.719
2023 | 2 | 11 | 8 | 41.9453 | 73.9504 | 335.0035
2023 | 2 | 11 | 9 | 44.8246 | 73.0215 | 356.9441
2023 | 2 | 11 | 10 | 46.6398 | 75.283 | 360.719
2023 | 2 | 11 | 11 | 47.834 | 77.9692 | 357.142
2023 | 2 | 11 | 12 | 48.0521 | 78.6595 | 331.1882
2023 | 2 | 11 | 13 | 47.7504 | 77.4882 | 321.5487
2023 | 2 | 11 | 14 | 47.1607 | 74.046 | 313.0503
2023 | 2 | 11 | 15 | 47.0629 | 70.8059 | 315.2087
2023 | 2 | 11 | 16 | 47.5888 | 72.1341 | 328.5483
2023 | 2 | 11 | 17 | 49.2655 | 70.8154 | 358.7695
2023 | 2 | 11 | 18 | 50.1377 | 73.0823 | 388.2085
2023 | 2 | 11 | 19 | 50.4276 | 75.9862 | 394.1832
2023 | 2 | 11 | 20 | 48.0587 | 72.9312 | 380.3398
2023 | 2 | 11 | 21 | 45.7802 | 68.8822 | 365.5629
2023 | 2 | 11 | 22 | 43.6079 | 68.477 | 350.1408
2023 | 2 | 11 | 23 | 41.432 | 65.417 | 330.5806
2023 | 2 | 12 | 0 | 39.6367 | 66.8825 | 313.614
2023 | 2 | 12 | 1 | 38.0685 | 65.2134 | 292.1909
2023 | 2 | 12 | 2 | 36.8473 | 63.3839 | 282.0656
2023 | 2 | 12 | 3 | 36.2297 | 62.5166 | 276.5821
2023 | 2 | 12 | 4 | 35.8635 | 61.7929 | 274.2112
2023 | 2 | 12 | 5 | 36.0225 | 61.6018 | 273.5792
2023 | 2 | 12 | 6 | 36.2562 | 61.5985 | 273.6097
2023 | 2 | 12 | 7 | 37.958 | 63.7506 | 284.9146
2023 | 2 | 12 | 8 | 40.6583 | 64.8406 | 309.3126
2023 | 2 | 12 | 9 | 43.159 | 65.0054 | 325.5567
2023 | 2 | 12 | 10 | 45.0603 | 67.9632 | 327.3407
2023 | 2 | 12 | 11 | 46.3652 | 69.1602 | 322.0379
2023 | 2 | 12 | 12 | 47.1891 | 71.1668 | 340.1868
2023 | 2 | 12 | 13 | 47.2133 | 71.4746 | 337.9154
2023 | 2 | 12 | 14 | 46.968 | 70.9029 | 333.1554
2023 | 2 | 12 | 15 | 47.1998 | 69.1809 | 334.2802
2023 | 2 | 12 | 16 | 47.983 | 68.8725 | 344.6317
2023 | 2 | 12 | 17 | 50.1358 | 68.9746 | 370.1348
2023 | 2 | 12 | 18 | 51.9984 | 71.209 | 388.9177
2023 | 2 | 12 | 19 | 52.1905 | 72.783 | 391.8082
2023 | 2 | 12 | 20 | 49.7948 | 69.8131 | 376.8623
2023 | 2 | 12 | 21 | 47.1096 | 66.694 | 359.4305
2023 | 2 | 12 | 22 | 44.2137 | 66.0073 | 338.6195
2023 | 2 | 12 | 23 | 41.5284 | 63.2474 | 314.0103
2023 | 2 | 13 | 0 | 38.7767 | 64.5216 | 296.3311
2023 | 2 | 13 | 1 | 37.8956 | 60.1496 | 266.4505
2023 | 2 | 13 | 2 | 37.1181 | 59.3358 | 257.4168
2023 | 2 | 13 | 3 | 36.9998 | 58.7234 | 252.4491
2023 | 2 | 13 | 4 | 37.1076 | 58.3231 | 250.7925
2023 | 2 | 13 | 5 | 38.4017 | 58.9624 | 253.9162
2023 | 2 | 13 | 6 | 40.7835 | 62.5313 | 264.8589
2023 | 2 | 13 | 7 | 44.0777 | 69.067 | 292.9016
2023 | 2 | 13 | 8 | 46.471 | 79.371 | 322.808
2023 | 2 | 13 | 9 | 46.4155 | 83.7209 | 324.8401
2023 | 2 | 13 | 10 | 45.4111 | 84.8513 | 313.7781
2023 | 2 | 13 | 11 | 44.9771 | 84.1544 | 301.2275
2023 | 2 | 13 | 12 | 44.4675 | 84.2424 | 289.4933
2023 | 2 | 13 | 13 | 44.1227 | 83.0491 | 284.3842
2023 | 2 | 13 | 14 | 43.6954 | 81.47 | 279.5428
2023 | 2 | 13 | 15 | 43.8639 | 82.539 | 279.6213
2023 | 2 | 13 | 16 | 45.3427 | 80.6465 | 287.609
2023 | 2 | 13 | 17 | 48.2815 | 77.9361 | 315.1315
2023 | 2 | 13 | 18 | 53.4088 | 75.655 | 342.2407
2023 | 2 | 13 | 19 | 54.3346 | 77.6136 | 351.143
2023 | 2 | 13 | 20 | 52.4272 | 73.4633 | 343.5484
2023 | 2 | 13 | 21 | 50.1414 | 72.7808 | 330.3533
2023 | 2 | 13 | 22 | 46.9439 | 70.0912 | 310.1247
2023 | 2 | 13 | 23 | 43.8064 | 66.7323 | 285.6166
2023 | 2 | 14 | 0 | 40.9811 | 63.4731 | 258.8282
2023 | 2 | 14 | 1 | 39.2488 | 62.4694 | 251.081
2023 | 2 | 14 | 2 | 38.2025 | 61.0758 | 243.5976
2023 | 2 | 14 | 3 | 37.812 | 60.302 | 240.769
2023 | 2 | 14 | 4 | 37.7956 | 59.727 | 240.7501
2023 | 2 | 14 | 5 | 38.9138 | 60.3371 | 245.4954
2023 | 2 | 14 | 6 | 40.4544 | 63.6767 | 255.0097
2023 | 2 | 14 | 7 | 43.7206 | 70.3923 | 285.7989
2023 | 2 | 14 | 8 | 46.4807 | 79.01 | 318.0798
2023 | 2 | 14 | 9 | 47.1647 | 83.3464 | 325.0361
2023 | 2 | 14 | 10 | 47.0129 | 85.7699 | 318.1882
2023 | 2 | 14 | 11 | 47.154 | 85.0789 | 308.6331
2023 | 2 | 14 | 12 | 43.9273 | 83.536 | 305.7934
2023 | 2 | 14 | 13 | 43.6096 | 82.5274 | 302.033
2023 | 2 | 14 | 14 | 43.1232 | 81.6188 | 299.2018
2023 | 2 | 14 | 15 | 43.3058 | 82.7251 | 302.7328
2023 | 2 | 14 | 16 | 44.6944 | 81.1701 | 316.8825
2023 | 2 | 14 | 17 | 47.6114 | 78.2968 | 345.9523
2023 | 2 | 14 | 18 | 51.2468 | 76.9501 | 372.5616
2023 | 2 | 14 | 19 | 53.0027 | 78.3686 | 384.7223
2023 | 2 | 14 | 20 | 51.643 | 74.4254 | 378.6766
2023 | 2 | 14 | 21 | 49.7632 | 74.3471 | 365.9628
2023 | 2 | 14 | 22 | 46.7112 | 72.0093 | 344.8883
2023 | 2 | 14 | 23 | 43.8144 | 68.2564 | 318.9899
2023 | 2 | 15 | 0 | 41.266 | 65.487 | 298.9876
2023 | 2 | 15 | 1 | 39.2478 | 66.9768 | 285.353
2023 | 2 | 15 | 2 | 38.3811 | 64.9522 | 278.4019
2023 | 2 | 15 | 3 | 38.1444 | 63.9563 | 275.3974
2023 | 2 | 15 | 4 | 38.244 | 63.682 | 275.3777
2023 | 2 | 15 | 5 | 39.5804 | 64.4674 | 279.3647
2023 | 2 | 15 | 6 | 42.2571 | 67.6459 | 291.0372
2023 | 2 | 15 | 7 | 45.3974 | 74.9202 | 320.4097
2023 | 2 | 15 | 8 | 47.5346 | 83.0278 | 352.6364
2023 | 2 | 15 | 9 | 47.3971 | 87.8123 | 359.6899
2023 | 2 | 15 | 10 | 45.9581 | 89.9454 | 351.2556
2023 | 2 | 15 | 11 | 45.2699 | 88.8773 | 340.0079
2023 | 2 | 15 | 12 | 44.2858 | 87.4905 | 329.8213
2023 | 2 | 15 | 13 | 43.8905 | 86.2554 | 323.8631
2023 | 2 | 15 | 14 | 43.421 | 87.0168 | 319.2162
2023 | 2 | 15 | 15 | 43.6592 | 87.2944 | 320.1273
2023 | 2 | 15 | 16 | 45.212 | 84.1279 | 332.4514
2023 | 2 | 15 | 17 | 48.0243 | 81.5547 | 361.0794
2023 | 2 | 15 | 18 | 51.7232 | 78.2476 | 375.9
2023 | 2 | 15 | 19 | 53.5699 | 79.4507 | 394.1066
2023 | 2 | 15 | 20 | 52.3433 | 75.0183 | 391.0489
2023 | 2 | 15 | 21 | 50.3935 | 74.9378 | 380.4307
2023 | 2 | 15 | 22 | 47.2406 | 72.1724 | 359.778
2023 | 2 | 15 | 23 | 44.2037 | 68.1977 | 333.8774
2023 | 2 | 16 | 0 | 41.5314 | 66.9518 | 314.7864
2023 | 2 | 16 | 1 | 39.28 | 65.4207 | 289.6882
2023 | 2 | 16 | 2 | 38.049 | 63.5127 | 280.7744
2023 | 2 | 16 | 3 | 37.5131 | 62.8541 | 276.4711
2023 | 2 | 16 | 4 | 37.3017 | 62.9458 | 275.0597
2023 | 2 | 16 | 5 | 38.2258 | 63.7194 | 278.1753
2023 | 2 | 16 | 6 | 39.6076 | 67.8872 | 287.9389
2023 | 2 | 16 | 7 | 42.7055 | 74.6041 | 315.5983
2023 | 2 | 16 | 8 | 45.1557 | 83.8653 | 344.7645
2023 | 2 | 16 | 9 | 45.8159 | 88.1979 | 350.4696
2023 | 2 | 16 | 10 | 45.819 | 92.0988 | 342.3723
2023 | 2 | 16 | 11 | 46.0664 | 90.0097 | 332.6306
2023 | 2 | 16 | 12 | 45.966 | 88.7244 | 309.7011
2023 | 2 | 16 | 13 | 45.9337 | 88.1944 | 304.607
2023 | 2 | 16 | 14 | 45.5686 | 89.3124 | 300.586
2023 | 2 | 16 | 15 | 45.9111 | 88.5449 | 302.0725
2023 | 2 | 16 | 16 | 46.7782 | 85.7414 | 313.3532
2023 | 2 | 16 | 17 | 48.6229 | 82.9095 | 340.7627
2023 | 2 | 16 | 18 | 50.3153 | 80.472 | 375.2689
2023 | 2 | 16 | 19 | 51.2245 | 82.0103 | 385.5543
2023 | 2 | 16 | 20 | 49.2227 | 77.4514 | 377.7442
2023 | 2 | 16 | 21 | 46.9916 | 76.399 | 364.0489
2023 | 2 | 16 | 22 | 43.8943 | 74.0026 | 342.9033
2023 | 2 | 16 | 23 | 40.9709 | 70.2757 | 316.4707
2023 | 2 | 17 | 0 | 38.8775 | 67.8056 | 295.2549
2023 | 2 | 17 | 1 | 37.1653 | 68.2257 | 282.7325
2023 | 2 | 17 | 2 | 36.1173 | 66.602 | 273.7891
2023 | 2 | 17 | 3 | 35.7509 | 66.648 | 269.8446
2023 | 2 | 17 | 4 | 35.7705 | 66.7676 | 268.6339
2023 | 2 | 17 | 5 | 36.9929 | 67.6011 | 271.9351
2023 | 2 | 17 | 6 | 39.4034 | 70.6481 | 284.0257
2023 | 2 | 17 | 7 | 42.8784 | 76.3905 | 313.5425
2023 | 2 | 17 | 8 | 45.9729 | 84.6511 | 345.5559
2023 | 2 | 17 | 9 | 46.9874 | 89.1657 | 352.9929
2023 | 2 | 17 | 10 | 46.8512 | 92.9472 | 344.5777
2023 | 2 | 17 | 11 | 46.8492 | 89.4472 | 332.1147
2023 | 2 | 17 | 12 | 46.8658 | 88.6338 | 312.0368
2023 | 2 | 17 | 13 | 46.6676 | 87.2509 | 306.1309
2023 | 2 | 17 | 14 | 46.4098 | 85.704 | 302.0216
2023 | 2 | 17 | 15 | 46.5453 | 86.0988 | 302.7579
2023 | 2 | 17 | 16 | 47.5206 | 83.2964 | 313.4816
2023 | 2 | 17 | 17 | 49.4661 | 81.6938 | 340.2371
2023 | 2 | 17 | 18 | 50.8972 | 83.4049 | 370.3665
2023 | 2 | 17 | 19 | 51.8616 | 85.3905 | 386.3211
2023 | 2 | 17 | 20 | 50.0844 | 82.536 | 380.8497
2023 | 2 | 17 | 21 | 48.1174 | 81.104 | 370.1167
2023 | 2 | 17 | 22 | 45.4998 | 78.9773 | 353.1434
2023 | 2 | 17 | 23 | 42.6548 | 74.8244 | 330.7228
2023 | 2 | 18 | 0 | 40.2013 | 71.017 | 312.0245
2023 | 2 | 18 | 1 | 38.5118 | 68.9455 | 283.7961
2023 | 2 | 18 | 2 | 37.2129 | 67.1188 | 273.0232
2023 | 2 | 18 | 3 | 36.6047 | 66.6413 | 266.9737
2023 | 2 | 18 | 4 | 36.4499 | 67.0573 | 263.4972
2023 | 2 | 18 | 5 | 36.9433 | 67.0958 | 261.9613
2023 | 2 | 18 | 6 | 37.786 | 70.6449 | 260.2984
2023 | 2 | 18 | 7 | 40.1256 | 71.7338 | 276.3479
2023 | 2 | 18 | 8 | 43.1311 | 74.8479 | 307.5329
2023 | 2 | 18 | 9 | 45.785 | 75.603 | 325.5718
2023 | 2 | 18 | 10 | 47.7017 | 77.1793 | 328.5437
2023 | 2 | 18 | 11 | 48.989 | 77.4647 | 323.1393
2023 | 2 | 18 | 12 | 47.5579 | 76.6006 | 303.3418
2023 | 2 | 18 | 13 | 47.1003 | 75.0839 | 298.0662
2023 | 2 | 18 | 14 | 46.5422 | 74.1954 | 292.0253
2023 | 2 | 18 | 15 | 46.2861 | 72.1022 | 292.2885
2023 | 2 | 18 | 16 | 46.6502 | 70.8746 | 300.6565
2023 | 2 | 18 | 17 | 48.4919 | 69.4631 | 328.517
2023 | 2 | 18 | 18 | 48.637 | 74.4938 | 349.4094
2023 | 2 | 18 | 19 | 49.637 | 76.6605 | 362.6761
2023 | 2 | 18 | 20 | 47.7936 | 72.6526 | 351.1761
2023 | 2 | 18 | 21 | 45.6985 | 69.4714 | 339.245
2023 | 2 | 18 | 22 | 43.4543 | 69.3103 | 325.4417
2023 | 2 | 18 | 23 | 41.2553 | 65.7425 | 307.0038
2023 | 2 | 19 | 0 | 39.3589 | 65.918 | 284.5172
2023 | 2 | 19 | 1 | 37.8171 | 63.4112 | 272.1561
2023 | 2 | 19 | 2 | 36.7795 | 61.4653 | 263.8763
2023 | 2 | 19 | 3 | 36.3363 | 61.1258 | 259.5939
2023 | 2 | 19 | 4 | 36.2483 | 62.3212 | 258.0273
2023 | 2 | 19 | 5 | 36.7009 | 61.6285 | 258.272
2023 | 2 | 19 | 6 | 38.1066 | 64.2996 | 254.5869
2023 | 2 | 19 | 7 | 39.8365 | 64.4667 | 269.0183
2023 | 2 | 19 | 8 | 42.1577 | 68.1436 | 297.5345
2023 | 2 | 19 | 9 | 44.07 | 68.7224 | 312.709
2023 | 2 | 19 | 10 | 44.8425 | 70.9359 | 310.2232
2023 | 2 | 19 | 11 | 45.2974 | 72.2492 | 303.0266
2023 | 2 | 19 | 12 | 45.1852 | 71.5864 | 300.3935
2023 | 2 | 19 | 13 | 44.9514 | 70.503 | 295.9669
2023 | 2 | 19 | 14 | 44.4958 | 71.376 | 290.8869
2023 | 2 | 19 | 15 | 44.6778 | 70.3941 | 292.9158
2023 | 2 | 19 | 16 | 45.7018 | 69.0324 | 307.944
2023 | 2 | 19 | 17 | 48.088 | 68.5699 | 341.8375
2023 | 2 | 19 | 18 | 50.8747 | 72.2648 | 363.1455
2023 | 2 | 19 | 19 | 52.0421 | 74.2723 | 379.7198
2023 | 2 | 19 | 20 | 50.0979 | 71.3333 | 370.7759
2023 | 2 | 19 | 21 | 47.4159 | 68.4425 | 357.4601
2023 | 2 | 19 | 22 | 44.5015 | 66.7784 | 339.0892
2023 | 2 | 19 | 23 | 41.8579 | 64.4711 | 316.4215
2023 | 2 | 20 | 0 | 40.5046 | 66.5713 | 294.5437
2023 | 2 | 20 | 1 | 37.2245 | 67.2763 | 280.8104
2023 | 2 | 20 | 2 | 36.2286 | 66.0769 | 271.6831
2023 | 2 | 20 | 3 | 35.8656 | 65.6402 | 266.996
2023 | 2 | 20 | 4 | 36.0133 | 65.4112 | 265.5985
2023 | 2 | 20 | 5 | 36.6488 | 65.6377 | 267.9045
2023 | 2 | 20 | 6 | 37.6155 | 66.386 | 269.0715
2023 | 2 | 20 | 7 | 39.0519 | 68.0727 | 281.5576
2023 | 2 | 20 | 8 | 41.1467 | 68.6157 | 293.9111
2023 | 2 | 20 | 9 | 43.6369 | 69.5774 | 294.922
2023 | 2 | 20 | 10 | 45.511 | 71.0419 | 279.1833
2023 | 2 | 20 | 11 | 46.4608 | 71.4791 | 269.7679
2023 | 2 | 20 | 12 | 46.8581 | 68.1818 | 279.6528
2023 | 2 | 20 | 13 | 46.7415 | 67.4527 | 281.5124
2023 | 2 | 20 | 14 | 46.261 | 63.5706 | 279.1129
2023 | 2 | 20 | 15 | 46.448 | 64.2727 | 279.5715
2023 | 2 | 20 | 16 | 47.2866 | 65.3422 | 286.1489
2023 | 2 | 20 | 17 | 49.2901 | 66.9084 | 320.7441
2023 | 2 | 20 | 18 | 50.6122 | 70.666 | 355.2154
2023 | 2 | 20 | 19 | 51.0429 | 74.4226 | 363.898
2023 | 2 | 20 | 20 | 48.8763 | 72.9485 | 354.0486
2023 | 2 | 20 | 21 | 46.2721 | 72.7701 | 339.2753
2023 | 2 | 20 | 22 | 43.4001 | 71.5843 | 319.1126
2023 | 2 | 20 | 23 | 40.5219 | 69.9039 | 293.9843
2023 | 2 | 21 | 0 | 38.4911 | 70.9026 | 265.8488
2023 | 2 | 21 | 1 | 38.5133 | 71.8338 | 257.5244
2023 | 2 | 21 | 2 | 37.5509 | 70.7742 | 249.2575
2023 | 2 | 21 | 3 | 37.2461 | 69.7994 | 245.1681
2023 | 2 | 21 | 4 | 37.3624 | 69.0487 | 243.7912
2023 | 2 | 21 | 5 | 38.6498 | 70.0608 | 247.2267
2023 | 2 | 21 | 6 | 40.5834 | 72.7961 | 260.2249
2023 | 2 | 21 | 7 | 43.9491 | 78.6565 | 288.6207
2023 | 2 | 21 | 8 | 46.8595 | 84.932 | 314.6151
2023 | 2 | 21 | 9 | 47.726 | 88.3402 | 314.1916
2023 | 2 | 21 | 10 | 47.7046 | 89.5265 | 302.1902
2023 | 2 | 21 | 11 | 47.8737 | 90.5306 | 290.0605
2023 | 2 | 21 | 12 | 47.1801 | 88.6872 | 285.6061
2023 | 2 | 21 | 13 | 47.076 | 86.7603 | 280.8451
2023 | 2 | 21 | 14 | 46.9225 | 81.5415 | 277.5765
2023 | 2 | 21 | 15 | 47.2205 | 84.1087 | 279.8161
2023 | 2 | 21 | 16 | 48.4777 | 84.8436 | 292.112
2023 | 2 | 21 | 17 | 50.9145 | 83.9974 | 319.6919
2023 | 2 | 21 | 18 | 51.793 | 82.819 | 350.8902
2023 | 2 | 21 | 19 | 53.2936 | 85.4226 | 364.3417
2023 | 2 | 21 | 20 | 51.6954 | 82.769 | 358.1986
2023 | 2 | 21 | 21 | 49.546 | 81.4963 | 345.1415
2023 | 2 | 21 | 22 | 46.3982 | 78.8492 | 324.7188
2023 | 2 | 21 | 23 | 43.4026 | 76.3052 | 299.5586
2023 | 2 | 22 | 0 | 40.9919 | 74.2344 | 273.3965
2023 | 2 | 22 | 1 | 38.8596 | 73.643 | 262.6691
2023 | 2 | 22 | 2 | 37.8964 | 72.0548 | 255.433
2023 | 2 | 22 | 3 | 37.6031 | 70.5388 | 252.0376
2023 | 2 | 22 | 4 | 37.6467 | 69.7212 | 251.5127
2023 | 2 | 22 | 5 | 38.9376 | 70.6643 | 255.5064
2023 | 2 | 22 | 6 | 41.1449 | 74.2092 | 274.7478
2023 | 2 | 22 | 7 | 44.2514 | 80.3659 | 302.8151
2023 | 2 | 22 | 8 | 46.4536 | 86.1666 | 325.1954
2023 | 2 | 22 | 9 | 46.5896 | 89.8986 | 318.8377
2023 | 2 | 22 | 10 | 45.5373 | 90.0732 | 302.8113
2023 | 2 | 22 | 11 | 45.1229 | 92.0027 | 288.0597
2023 | 2 | 22 | 12 | 44.1625 | 91.3238 | 290.3412
2023 | 2 | 22 | 13 | 43.8783 | 89.6174 | 283.6442
2023 | 2 | 22 | 14 | 43.4144 | 86.9845 | 279.9579
2023 | 2 | 22 | 15 | 43.7314 | 88.1087 | 281.6796
2023 | 2 | 22 | 16 | 45.1354 | 87.2686 | 295.6912
2023 | 2 | 22 | 17 | 47.5656 | 85.9131 | 327.7871
2023 | 2 | 22 | 18 | 51.4728 | 82.9801 | 375.14
2023 | 2 | 22 | 19 | 52.6412 | 84.6817 | 387.4673
2023 | 2 | 22 | 20 | 50.8048 | 81.5895 | 382.139
2023 | 2 | 22 | 21 | 48.5503 | 79.7431 | 369.3793
2023 | 2 | 22 | 22 | 45.3308 | 76.5201 | 347.6729
2023 | 2 | 22 | 23 | 42.2966 | 74.4288 | 321.3301
2023 | 2 | 23 | 0 | 40.3093 | 72.7905 | 301.4845
2023 | 2 | 23 | 1 | 37.7069 | 70.6661 | 284.4882
2023 | 2 | 23 | 2 | 36.6844 | 69.5696 | 277.3138
2023 | 2 | 23 | 3 | 36.3342 | 68.5993 | 274.3686
2023 | 2 | 23 | 4 | 36.4025 | 67.9349 | 274.0035
2023 | 2 | 23 | 5 | 37.6188 | 68.9517 | 278.0533
2023 | 2 | 23 | 6 | 40.1972 | 73.5179 | 287.46
2023 | 2 | 23 | 7 | 43.4467 | 78.8689 | 316.6838
2023 | 2 | 23 | 8 | 46.0597 | 85.8239 | 345.7948
2023 | 2 | 23 | 9 | 46.7421 | 89.387 | 350.3641
2023 | 2 | 23 | 10 | 46.4167 | 91.6851 | 342.493
2023 | 2 | 23 | 11 | 46.3953 | 91.9402 | 332.9458
2023 | 2 | 23 | 12 | 46.2372 | 90.4492 | 316.536
2023 | 2 | 23 | 13 | 46.1937 | 89.1268 | 311.7288
2023 | 2 | 23 | 14 | 46.0436 | 84.3751 | 308.6188
2023 | 2 | 23 | 15 | 46.4581 | 86.8337 | 310.8184
2023 | 2 | 23 | 16 | 47.4525 | 87.2165 | 321.4671
2023 | 2 | 23 | 17 | 49.5351 | 85.6487 | 349.1586
2023 | 2 | 23 | 18 | 50.6902 | 87.0469 | 373.757
2023 | 2 | 23 | 19 | 52.3139 | 89.2482 | 393.5206
2023 | 2 | 23 | 20 | 50.8285 | 86.4493 | 391.7388
2023 | 2 | 23 | 21 | 48.8932 | 84.0916 | 381.6404
2023 | 2 | 23 | 22 | 45.9074 | 81.5225 | 362.27
2023 | 2 | 23 | 23 | 42.9768 | 79.115 | 337.0335
2023 | 2 | 24 | 0 | 39.4269 | 75.1435 | 310.0626
2023 | 2 | 24 | 1 | 38.1528 | 73.4301 | 295.7834
2023 | 2 | 24 | 2 | 37.2011 | 71.432 | 288.583
2023 | 2 | 24 | 3 | 36.925 | 69.5938 | 285.9083
2023 | 2 | 24 | 4 | 37.0523 | 69.1747 | 285.8397
2023 | 2 | 24 | 5 | 38.3358 | 69.6287 | 290.2289
2023 | 2 | 24 | 6 | 41.0848 | 72.8138 | 301.3463
2023 | 2 | 24 | 7 | 44.3923 | 78.8803 | 329.1063
2023 | 2 | 24 | 8 | 47.1478 | 84.074 | 348.5943
2023 | 2 | 24 | 9 | 47.6194 | 89.1899 | 337.0024
2023 | 2 | 24 | 10 | 46.787 | 88.5064 | 315.6713
2023 | 2 | 24 | 11 | 46.3376 | 90.668 | 296.6766
2023 | 2 | 24 | 12 | 44.0918 | 87.3839 | 276.8942
2023 | 2 | 24 | 13 | 43.5278 | 85.7241 | 268.2981
2023 | 2 | 24 | 14 | 42.9444 | 79.7857 | 263.1294
2023 | 2 | 24 | 15 | 42.9547 | 79.3233 | 262.6682
2023 | 2 | 24 | 16 | 44.08 | 80.5231 | 275.0673
2023 | 2 | 24 | 17 | 46.3822 | 78.1237 | 311.1631
2023 | 2 | 24 | 18 | 49.6799 | 76.232 | 364.1294
2023 | 2 | 24 | 19 | 51.2364 | 77.8251 | 388.2277
2023 | 2 | 24 | 20 | 49.9614 | 75.8487 | 388.0073
2023 | 2 | 24 | 21 | 48.2004 | 73.9883 | 379.7473
2023 | 2 | 24 | 22 | 45.6436 | 70.6699 | 364.3371
2023 | 2 | 24 | 23 | 42.9299 | 68.721 | 342.9376
2023 | 2 | 25 | 0 | 40.8629 | 66.5799 | 314.3769
2023 | 2 | 25 | 1 | 38.1624 | 63.6474 | 307.0129
2023 | 2 | 25 | 2 | 36.7847 | 61.5307 | 298.6117
2023 | 2 | 25 | 3 | 36.1173 | 60.4336 | 294.4696
2023 | 2 | 25 | 4 | 35.9424 | 60.1246 | 293.2624
2023 | 2 | 25 | 5 | 36.3846 | 59.7082 | 294.5737
2023 | 2 | 25 | 6 | 37.4346 | 62.9463 | 298.1845
2023 | 2 | 25 | 7 | 39.4563 | 65.5727 | 313.8822
2023 | 2 | 25 | 8 | 42.3198 | 68.3771 | 334.043
2023 | 2 | 25 | 9 | 44.7693 | 71.2103 | 339.1824
2023 | 2 | 25 | 10 | 46.2468 | 73.974 | 332.8312
2023 | 2 | 25 | 11 | 47.2164 | 75.8568 | 323.4405
2023 | 2 | 25 | 12 | 47.574 | 76.1797 | 301.8594
2023 | 2 | 25 | 13 | 47.3148 | 74.4354 | 290.9905
2023 | 2 | 25 | 14 | 46.8049 | 72.9431 | 282.8871
2023 | 2 | 25 | 15 | 46.6783 | 71.8754 | 283.1525
2023 | 2 | 25 | 16 | 46.972 | 71.2574 | 297.6912
2023 | 2 | 25 | 17 | 48.3132 | 71.2317 | 334.4477
2023 | 2 | 25 | 18 | 48.7992 | 69.4116 | 382.8986
2023 | 2 | 25 | 19 | 48.8256 | 70.8023 | 399.8317
2023 | 2 | 25 | 20 | 46.2879 | 67.2853 | 392.0917
2023 | 2 | 25 | 21 | 43.7379 | 66.3762 | 379.7062
2023 | 2 | 25 | 22 | 41.4168 | 64.2464 | 365.8072
2023 | 2 | 25 | 23 | 39.1336 | 62.2931 | 347.7179
2023 | 2 | 26 | 0 | 37.3082 | 62.6776 | 326.7354
2023 | 2 | 26 | 1 | 35.7923 | 62.8659 | 312.3274
2023 | 2 | 26 | 2 | 34.6321 | 60.8702 | 304.1518
2023 | 2 | 26 | 3 | 34.0632 | 59.7696 | 300.0769
2023 | 2 | 26 | 4 | 33.9832 | 60.0729 | 298.7711
2023 | 2 | 26 | 5 | 34.3732 | 60.0476 | 299.3476
2023 | 2 | 26 | 6 | 35.4935 | 61.5109 | 300.2071
2023 | 2 | 26 | 7 | 37.1796 | 64.4174 | 311.2282
2023 | 2 | 26 | 8 | 39.7978 | 63.6996 | 325.8626
2023 | 2 | 26 | 9 | 42.3829 | 66.4483 | 327.8859
2023 | 2 | 26 | 10 | 44.128 | 69.4678 | 320.596
2023 | 2 | 26 | 11 | 45.2695 | 72.225 | 309.487
2023 | 2 | 26 | 12 | 43.6749 | 70.972 | 316.4971
2023 | 2 | 26 | 13 | 43.4641 | 70.9729 | 308.9166
2023 | 2 | 26 | 14 | 43.0466 | 72.0069 | 302.6954
2023 | 2 | 26 | 15 | 43.3156 | 71.5098 | 303.2648
2023 | 2 | 26 | 16 | 44.4271 | 70.5099 | 317.5937
2023 | 2 | 26 | 17 | 46.7737 | 70.9141 | 351.7523
2023 | 2 | 26 | 18 | 49.9547 | 71.5142 | 384.256
2023 | 2 | 26 | 19 | 50.6032 | 73.0769 | 399.4558
2023 | 2 | 26 | 20 | 48.4954 | 70.3133 | 391.5955
2023 | 2 | 26 | 21 | 45.7689 | 69.4037 | 375.7892
2023 | 2 | 26 | 22 | 42.9334 | 67.6559 | 355.3738
2023 | 2 | 26 | 23 | 40.3745 | 65.1165 | 331.6208
2023 | 2 | 27 | 0 | 39.2753 | 66.0418 | 314.6894
2023 | 2 | 27 | 1 | 37.2309 | 63.2861 | 297.5741
2023 | 2 | 27 | 2 | 36.4092 | 61.936 | 290.564
2023 | 2 | 27 | 3 | 36.2914 | 61.6676 | 287.7278
2023 | 2 | 27 | 4 | 36.4916 | 62.3059 | 287.5557
2023 | 2 | 27 | 5 | 37.8747 | 63.1333 | 291.7042
2023 | 2 | 27 | 6 | 40.0644 | 67.4625 | 303.1087
2023 | 2 | 27 | 7 | 43.2146 | 74.9832 | 332.1246
2023 | 2 | 27 | 8 | 45.7441 | 84.1573 | 360.3503
2023 | 2 | 27 | 9 | 46.258 | 89.7779 | 363.0749
2023 | 2 | 27 | 10 | 45.8245 | 91.7557 | 353.4122
2023 | 2 | 27 | 11 | 45.7965 | 89.9218 | 342.9393
2023 | 2 | 27 | 12 | 45.8062 | 88.4127 | 340.6664
2023 | 2 | 27 | 13 | 45.722 | 86.7514 | 335.6933
2023 | 2 | 27 | 14 | 45.4246 | 85.5438 | 330.8806
2023 | 2 | 27 | 15 | 45.8712 | 86.7272 | 330.2345
2023 | 2 | 27 | 16 | 47.1531 | 85.2392 | 338.6378
2023 | 2 | 27 | 17 | 49.3209 | 83.1443 | 363.1363
2023 | 2 | 27 | 18 | 50.9995 | 79.775 | 388.266
2023 | 2 | 27 | 19 | 51.8996 | 80.5103 | 398.8385
2023 | 2 | 27 | 20 | 49.8038 | 77.2914 | 393.6682
2023 | 2 | 27 | 21 | 47.3871 | 76.3203 | 378.5676
2023 | 2 | 27 | 22 | 44.1803 | 73.6278 | 356.3116
2023 | 2 | 27 | 23 | 41.2887 | 70.4579 | 329.7755
2023 | 2 | 28 | 0 | 38.9427 | 68.1998 | 308.8589
2023 | 2 | 28 | 1 | 36.5995 | 67.5174 | 290.0973
2023 | 2 | 28 | 2 | 35.6072 | 65.2809 | 282.6927
2023 | 2 | 28 | 3 | 35.2885 | 64.3708 | 279.3569
2023 | 2 | 28 | 4 | 35.4371 | 64.7306 | 278.5555
2023 | 2 | 28 | 5 | 36.7489 | 65.332 | 282.0439
2023 | 2 | 28 | 6 | 39.1989 | 69.8747 | 293.4247
2023 | 2 | 28 | 7 | 42.338 | 77.33 | 321.806
2023 | 2 | 28 | 8 | 44.7896 | 84.5252 | 348.2585
2023 | 2 | 28 | 9 | 45.0882 | 88.9503 | 348.2165
2023 | 2 | 28 | 10 | 44.5071 | 91.184 | 337.6321
2023 | 2 | 28 | 11 | 44.4399 | 92.1264 | 326.3648
2023 | 2 | 28 | 12 | 42.0638 | 89.1464 | 321.5488
2023 | 2 | 28 | 13 | 41.757 | 88.0698 | 315.9519
2023 | 2 | 28 | 14 | 41.3463 | 87.6805 | 311.1813
2023 | 2 | 28 | 15 | 41.4987 | 88.1075 | 311.0095
2023 | 2 | 28 | 16 | 42.8017 | 86.6652 | 320.8948
2023 | 2 | 28 | 17 | 45.6471 | 84.5858 | 346.0182
2023 | 2 | 28 | 18 | 49.6742 | 81.0614 | 372.7996
2023 | 2 | 28 | 19 | 50.7367 | 80.9297 | 384.4205
2023 | 2 | 28 | 20 | 49.1899 | 78.0378 | 381.1831
2023 | 2 | 28 | 21 | 46.9149 | 76.7111 | 367.3159
2023 | 2 | 28 | 22 | 43.7728 | 73.9677 | 345.6292
2023 | 2 | 28 | 23 | 40.7995 | 70.5828 | 319.3483
2023 | 3 | 1 | 0 | 38.7183 | 69.1456 | 301.1743
2023 | 3 | 1 | 1 | 35.9141 | 65.9438 | 286.2926
2023 | 3 | 1 | 2 | 34.7586 | 63.7688 | 279.1644
2023 | 3 | 1 | 3 | 34.2288 | 62.9988 | 276.4001
2023 | 3 | 1 | 4 | 34.1178 | 62.781 | 276.4654
2023 | 3 | 1 | 5 | 35.2061 | 63.3135 | 280.5695
2023 | 3 | 1 | 6 | 37.4135 | 64.2867 | 292.5854
2023 | 3 | 1 | 7 | 40.6388 | 70.9017 | 322.1399
2023 | 3 | 1 | 8 | 42.6526 | 80.0303 | 350.6444
2023 | 3 | 1 | 9 | 42.8162 | 85.8739 | 352.0984
2023 | 3 | 1 | 10 | 42.2625 | 88.4027 | 338.1418
2023 | 3 | 1 | 11 | 42.3376 | 85.8008 | 321.9147
2023 | 3 | 1 | 12 | 41.5102 | 87.9719 | 307.0624
2023 | 3 | 1 | 13 | 41.5588 | 87.509 | 304.5747
2023 | 3 | 1 | 14 | 41.1326 | 89.521 | 301.5593
2023 | 3 | 1 | 15 | 41.2959 | 87.7108 | 305.8002
2023 | 3 | 1 | 16 | 42.3894 | 84.7748 | 318.3355
2023 | 3 | 1 | 17 | 44.5347 | 80.6455 | 348.3429
2023 | 3 | 1 | 18 | 46.9089 | 75.4542 | 371.5172
2023 | 3 | 1 | 19 | 48.1186 | 77.8974 | 390.1426
2023 | 3 | 1 | 20 | 47.0585 | 74.1365 | 390.1054
2023 | 3 | 1 | 21 | 44.9636 | 75.3052 | 379.2919
2023 | 3 | 1 | 22 | 41.7731 | 73.017 | 358.0142
2023 | 3 | 1 | 23 | 38.8195 | 67.6761 | 332.557
2023 | 3 | 2 | 0 | 36.652 | 66.0644 | 316.8473
2023 | 3 | 2 | 1 | 33.9152 | 63.4958 | 296.2833
2023 | 3 | 2 | 2 | 32.7263 | 62.0975 | 288.3223
2023 | 3 | 2 | 3 | 32.1896 | 61.7257 | 285.0519
2023 | 3 | 2 | 4 | 32.0594 | 60.7096 | 284.5566
2023 | 3 | 2 | 5 | 33.0791 | 61.7044 | 287.8878
2023 | 3 | 2 | 6 | 35.3594 | 64.8802 | 297.9622
2023 | 3 | 2 | 7 | 38.7428 | 70.3354 | 325.7526
2023 | 3 | 2 | 8 | 41.0726 | 78.8393 | 348.4024
2023 | 3 | 2 | 9 | 41.6084 | 83.3517 | 342.6969
2023 | 3 | 2 | 10 | 41.5791 | 85.9363 | 325.1787
2023 | 3 | 2 | 11 | 41.9707 | 83.5249 | 309.346
2023 | 3 | 2 | 12 | 41.5435 | 83.2704 | 311.5358
2023 | 3 | 2 | 13 | 41.7164 | 82.7247 | 310.9304
2023 | 3 | 2 | 14 | 41.5041 | 81.3122 | 308.3991
2023 | 3 | 2 | 15 | 41.7736 | 79.4366 | 312.8093
2023 | 3 | 2 | 16 | 42.6576 | 79.9779 | 320.8724
2023 | 3 | 2 | 17 | 44.6692 | 75.5611 | 346.6629
2023 | 3 | 2 | 18 | 45.6499 | 76.8068 | 370.6471
2023 | 3 | 2 | 19 | 46.791 | 80.1217 | 387.5832
2023 | 3 | 2 | 20 | 45.8539 | 76.116 | 386.8419
2023 | 3 | 2 | 21 | 43.8012 | 77.1457 | 376.4416
2023 | 3 | 2 | 22 | 40.7546 | 75.0608 | 356.8315
2023 | 3 | 2 | 23 | 37.8287 | 68.9971 | 331.6587
2023 | 3 | 3 | 0 | 35.7926 | 64.0759 | 304.5801
2023 | 3 | 3 | 1 | 33.1551 | 66.4672 | 290.4983
2023 | 3 | 3 | 2 | 31.943 | 64.5232 | 282.6412
2023 | 3 | 3 | 3 | 31.3801 | 64.1886 | 279.851
2023 | 3 | 3 | 4 | 31.215 | 63.7576 | 279.9405
2023 | 3 | 3 | 5 | 32.1999 | 64.342 | 284.0681
2023 | 3 | 3 | 6 | 34.5678 | 67.6982 | 296.1196
2023 | 3 | 3 | 7 | 37.998 | 73.5661 | 324.1097
2023 | 3 | 3 | 8 | 40.4512 | 81.0336 | 343.2584
2023 | 3 | 3 | 9 | 41.0146 | 85.8598 | 331.6002
2023 | 3 | 3 | 10 | 40.7434 | 88.2742 | 308.606
2023 | 3 | 3 | 11 | 40.9279 | 86.7305 | 287.1288
2023 | 3 | 3 | 12 | 40.7215 | 83.7963 | 310.5566
2023 | 3 | 3 | 13 | 40.8124 | 82.5566 | 309.3942
2023 | 3 | 3 | 14 | 40.4046 | 81.5559 | 306.6711
2023 | 3 | 3 | 15 | 40.4797 | 79.0398 | 310.6337
2023 | 3 | 3 | 16 | 41.2245 | 78.541 | 318.8884
2023 | 3 | 3 | 17 | 42.8468 | 74.9762 | 342.9247
2023 | 3 | 3 | 18 | 44.069 | 75.0725 | 365.7282
2023 | 3 | 3 | 19 | 44.9327 | 78.0373 | 382.825
2023 | 3 | 3 | 20 | 43.9128 | 75.1965 | 381.4635
2023 | 3 | 3 | 21 | 42.0616 | 76.3183 | 371.2047
2023 | 3 | 3 | 22 | 39.5242 | 74.3369 | 354.4699
2023 | 3 | 3 | 23 | 36.8735 | 67.353 | 332.9077
2023 | 3 | 4 | 0 | 34.4684 | 64.0021 | 310.6796
2023 | 3 | 4 | 1 | 31.8484 | 63.8588 | 298.337
2023 | 3 | 4 | 2 | 30.427 | 62.1895 | 289.3523
2023 | 3 | 4 | 3 | 29.6617 | 61.7786 | 285.158
2023 | 3 | 4 | 4 | 29.0711 | 61.8742 | 284.351
2023 | 3 | 4 | 5 | 29.07 | 61.8548 | 285.6978
2023 | 3 | 4 | 6 | 30.1885 | 62.5961 | 288.4759
2023 | 3 | 4 | 7 | 33.1464 | 64.3582 | 303.8299
2023 | 3 | 4 | 8 | 36.8807 | 68.8741 | 319.8856
2023 | 3 | 4 | 9 | 39.6766 | 74.2465 | 318.9107
2023 | 3 | 4 | 10 | 40.8895 | 77.6095 | 305.6697
2023 | 3 | 4 | 11 | 41.8488 | 76.834 | 290.1996
2023 | 3 | 4 | 12 | 41.5288 | 76.9862 | 303.618
2023 | 3 | 4 | 13 | 41.4312 | 75.5363 | 300.0593
2023 | 3 | 4 | 14 | 40.8555 | 78.7963 | 294.4489
2023 | 3 | 4 | 15 | 40.5331 | 76.0871 | 297.7689
2023 | 3 | 4 | 16 | 41.0251 | 73.0865 | 307.8759
2023 | 3 | 4 | 17 | 42.4845 | 72.2745 | 337.2061
2023 | 3 | 4 | 18 | 42.9495 | 70.5268 | 368.6363
2023 | 3 | 4 | 19 | 43.0902 | 73.1802 | 380.806
2023 | 3 | 4 | 20 | 41.4854 | 69.0513 | 372.6283
2023 | 3 | 4 | 21 | 39.4577 | 69.5757 | 358.8201
2023 | 3 | 4 | 22 | 37.2573 | 67.7065 | 344.0688
2023 | 3 | 4 | 23 | 35.2414 | 64.1927 | 326.0632
2023 | 3 | 5 | 0 | 33.6407 | 63.2533 | 308.5917
2023 | 3 | 5 | 1 | 30.727 | 63.2468 | 296.3073
2023 | 3 | 5 | 2 | 29.4478 | 61.3303 | 287.2652
2023 | 3 | 5 | 3 | 28.7208 | 61.0472 | 282.777
2023 | 3 | 5 | 4 | 28.0318 | 62.1891 | 281.612
2023 | 3 | 5 | 5 | 27.7925 | 61.6751 | 281.8151
2023 | 3 | 5 | 6 | 28.4104 | 61.988 | 286.2573
2023 | 3 | 5 | 7 | 30.9847 | 62.5625 | 297.967
2023 | 3 | 5 | 8 | 34.7293 | 66.048 | 316.3537
2023 | 3 | 5 | 9 | 37.6398 | 70.0337 | 325.9272
2023 | 3 | 5 | 10 | 39.2193 | 73.0357 | 322.12
2023 | 3 | 5 | 11 | 40.4105 | 72.9972 | 311.099
2023 | 3 | 5 | 12 | 38.8431 | 72.0579 | 303.0986
2023 | 3 | 5 | 13 | 38.9752 | 71.9263 | 300.9073
2023 | 3 | 5 | 14 | 38.5805 | 76.3217 | 296.2765
2023 | 3 | 5 | 15 | 38.572 | 74.4294 | 300.6495
2023 | 3 | 5 | 16 | 39.5167 | 71.406 | 314.2057
2023 | 3 | 5 | 17 | 41.6403 | 70.5725 | 346.3411
2023 | 3 | 5 | 18 | 43.1311 | 71.7102 | 379.8117
2023 | 3 | 5 | 19 | 43.6312 | 73.5801 | 389.5119
2023 | 3 | 5 | 20 | 42.4502 | 71.0535 | 381.1477
2023 | 3 | 5 | 21 | 40.2074 | 70.448 | 364.2237
2023 | 3 | 5 | 22 | 37.4066 | 68.5747 | 343.5324
2023 | 3 | 5 | 23 | 34.9938 | 65.6664 | 320.2446
2023 | 3 | 6 | 0 | 33.3843 | 66.5329 | 306.2141
2023 | 3 | 6 | 1 | 31.0316 | 66.3603 | 289.5719
2023 | 3 | 6 | 2 | 30.061 | 65.4521 | 282.6794
2023 | 3 | 6 | 3 | 29.6944 | 65.9503 | 280.0284
2023 | 3 | 6 | 4 | 29.7195 | 66.3656 | 280.2186
2023 | 3 | 6 | 5 | 30.8585 | 67.4672 | 284.4984
2023 | 3 | 6 | 6 | 33.2732 | 72.7603 | 299.0552
2023 | 3 | 6 | 7 | 36.8177 | 78.8599 | 327.2647
2023 | 3 | 6 | 8 | 39.2523 | 87.8837 | 347.7476
2023 | 3 | 6 | 9 | 39.8491 | 92.1275 | 339.6404
2023 | 3 | 6 | 10 | 40.0814 | 94.8538 | 321.0235
2023 | 3 | 6 | 11 | 40.7036 | 92.8757 | 304.4295
2023 | 3 | 6 | 12 | 40.4908 | 92.0604 | 302.1624
2023 | 3 | 6 | 13 | 40.7821 | 90.5343 | 299.829
2023 | 3 | 6 | 14 | 40.6345 | 90.4339 | 295.604
2023 | 3 | 6 | 15 | 40.8854 | 89.7907 | 298.2083
2023 | 3 | 6 | 16 | 41.9223 | 88.5826 | 308.0049
2023 | 3 | 6 | 17 | 44.1102 | 87.1992 | 337.9487
2023 | 3 | 6 | 18 | 46.1887 | 84.9344 | 378.3629
2023 | 3 | 6 | 19 | 46.7441 | 87.2346 | 391.2204
2023 | 3 | 6 | 20 | 45.4645 | 84.5687 | 389.0049
2023 | 3 | 6 | 21 | 43.0915 | 82.9759 | 375.2767
2023 | 3 | 6 | 22 | 39.9573 | 80.3304 | 353.9344
2023 | 3 | 6 | 23 | 36.9171 | 76.8738 | 328.6032
2023 | 3 | 7 | 0 | 33.9233 | 73.4882 | 304.8045
2023 | 3 | 7 | 1 | 32.588 | 71.3694 | 289.6171
2023 | 3 | 7 | 2 | 31.5635 | 69.8297 | 282.2752
2023 | 3 | 7 | 3 | 31.1297 | 69.1488 | 279.0821
2023 | 3 | 7 | 4 | 31.1603 | 68.7084 | 278.4913
2023 | 3 | 7 | 5 | 32.2828 | 69.6517 | 282.033
2023 | 3 | 7 | 6 | 34.2529 | 71.7542 | 290.5544
2023 | 3 | 7 | 7 | 37.8023 | 77.3256 | 319.7405
2023 | 3 | 7 | 8 | 40.4137 | 83.9294 | 345.7392
2023 | 3 | 7 | 9 | 41.1188 | 87.8176 | 346.4222
2023 | 3 | 7 | 10 | 41.3593 | 88.625 | 336.152
2023 | 3 | 7 | 11 | 42.0062 | 89.7428 | 323.4268
2023 | 3 | 7 | 12 | 41.5466 | 89.6611 | 307.1271
2023 | 3 | 7 | 13 | 41.7784 | 88.4729 | 306.6584
2023 | 3 | 7 | 14 | 41.7708 | 86.0166 | 303.5965
2023 | 3 | 7 | 15 | 42.0397 | 84.6832 | 307.2449
2023 | 3 | 7 | 16 | 43.2045 | 85.8669 | 316.7247
2023 | 3 | 7 | 17 | 45.7856 | 83.9879 | 343.9071
2023 | 3 | 7 | 18 | 46.2454 | 80.9878 | 368.5471
2023 | 3 | 7 | 19 | 47.8255 | 83.6231 | 385.7152
2023 | 3 | 7 | 20 | 47.3845 | 81.8279 | 386.7869
2023 | 3 | 7 | 21 | 45.4728 | 81.077 | 375.2107
2023 | 3 | 7 | 22 | 42.4782 | 78.1458 | 354.8614
2023 | 3 | 7 | 23 | 39.5032 | 74.5892 | 329.8255
2023 | 3 | 8 | 0 | 36.9516 | 71.5542 | 308.1394
2023 | 3 | 8 | 1 | 34.9679 | 71.1498 | 289.6923
2023 | 3 | 8 | 2 | 33.9857 | 69.1563 | 282.8866
2023 | 3 | 8 | 3 | 33.5893 | 67.872 | 279.8768
2023 | 3 | 8 | 4 | 33.5504 | 67.3521 | 280.0203
2023 | 3 | 8 | 5 | 34.6532 | 68.0219 | 284.0395
2023 | 3 | 8 | 6 | 37.0926 | 70.4223 | 299.337
2023 | 3 | 8 | 7 | 40.2438 | 76.4951 | 325.4051
2023 | 3 | 8 | 8 | 41.9172 | 83.5357 | 339.6619
2023 | 3 | 8 | 9 | 41.5961 | 88.7504 | 323.9155
2023 | 3 | 8 | 10 | 40.3587 | 89.5986 | 301.8742
2023 | 3 | 8 | 11 | 40.086 | 91.0937 | 283.1963
2023 | 3 | 8 | 12 | 39.6499 | 89.698 | 277.5079
2023 | 3 | 8 | 13 | 39.6078 | 88.6661 | 274.4672
2023 | 3 | 8 | 14 | 39.198 | 86.8106 | 270.4514
2023 | 3 | 8 | 15 | 39.4119 | 86.4991 | 272.4249
2023 | 3 | 8 | 16 | 40.6756 | 86.1656 | 283.1933
2023 | 3 | 8 | 17 | 43.0987 | 83.4151 | 316.5001
2023 | 3 | 8 | 18 | 45.6708 | 80.9681 | 364.8147
2023 | 3 | 8 | 19 | 47.2931 | 82.7475 | 381.4158
2023 | 3 | 8 | 20 | 46.9067 | 80.6223 | 383.2693
2023 | 3 | 8 | 21 | 44.988 | 79.8107 | 371.8723
2023 | 3 | 8 | 22 | 41.9171 | 76.7188 | 350.6558
2023 | 3 | 8 | 23 | 38.9302 | 72.8267 | 324.8749
2023 | 3 | 9 | 0 | 36.6832 | 70.3261 | 301.2542
2023 | 3 | 9 | 1 | 34.4329 | 68.6159 | 294.5343
2023 | 3 | 9 | 2 | 33.2662 | 67.4404 | 288.3012
2023 | 3 | 9 | 3 | 32.727 | 66.8575 | 286.4356
2023 | 3 | 9 | 4 | 32.6225 | 66.1951 | 287.2993
2023 | 3 | 9 | 5 | 33.5856 | 67.1883 | 292.3121
2023 | 3 | 9 | 6 | 35.8847 | 69.3446 | 303.4098
2023 | 3 | 9 | 7 | 39.1391 | 74.6113 | 331.8178
2023 | 3 | 9 | 8 | 41.2882 | 82.691 | 351.4587
2023 | 3 | 9 | 9 | 41.6108 | 88.2102 | 342.9544
2023 | 3 | 9 | 10 | 41.5082 | 91.1206 | 325.811
2023 | 3 | 9 | 11 | 41.8876 | 89.9919 | 310.0692
2023 | 3 | 9 | 12 | 42.0014 | 88.6037 | 285.314
2023 | 3 | 9 | 13 | 42.1955 | 88.162 | 282.6038
2023 | 3 | 9 | 14 | 42.0691 | 84.8711 | 279.4142
2023 | 3 | 9 | 15 | 42.34 | 85.2562 | 282.8653
2023 | 3 | 9 | 16 | 43.1529 | 86.2602 | 294.4806
2023 | 3 | 9 | 17 | 45.1083 | 82.7652 | 328.9025
2023 | 3 | 9 | 18 | 47.5741 | 83.6904 | 368.6063
2023 | 3 | 9 | 19 | 48.5061 | 85.6258 | 394.1122
2023 | 3 | 9 | 20 | 47.418 | 84.2065 | 400.854
2023 | 3 | 9 | 21 | 45.2689 | 82.9738 | 392.5072
2023 | 3 | 9 | 22 | 42.2542 | 80.5378 | 373.172
2023 | 3 | 9 | 23 | 39.2781 | 77.5866 | 348.3564
2023 | 3 | 10 | 0 | 35.6663 | 73.6112 | 324.0931
2023 | 3 | 10 | 1 | 34.987 | 72.4797 | 305.7389
2023 | 3 | 10 | 2 | 33.7937 | 70.8021 | 298.6368
2023 | 3 | 10 | 3 | 33.2854 | 69.9682 | 295.8345
2023 | 3 | 10 | 4 | 33.1445 | 69.294 | 295.9965
2023 | 3 | 10 | 5 | 34.1192 | 70.1604 | 299.7874
2023 | 3 | 10 | 6 | 35.4343 | 72.009 | 309.571
2023 | 3 | 10 | 7 | 38.8301 | 77.0135 | 335.613
2023 | 3 | 10 | 8 | 41.6203 | 82.4899 | 347.4059
2023 | 3 | 10 | 9 | 42.6137 | 87.8436 | 326.8636
2023 | 3 | 10 | 10 | 43.0833 | 87.6353 | 300.4453
2023 | 3 | 10 | 11 | 43.7514 | 88.1897 | 278.8114
2023 | 3 | 10 | 12 | 43.8665 | 87.3514 | 263.444
2023 | 3 | 10 | 13 | 44.0074 | 85.9044 | 258.9574
2023 | 3 | 10 | 14 | 43.9219 | 80.0995 | 253.6138
2023 | 3 | 10 | 15 | 44.0411 | 78.7586 | 253.596
2023 | 3 | 10 | 16 | 44.765 | 80.9547 | 261.9316
2023 | 3 | 10 | 17 | 46.5698 | 78.1852 | 297.1893
2023 | 3 | 10 | 18 | 47.8374 | 78.4476 | 344.9562
2023 | 3 | 10 | 19 | 48.6849 | 80.2255 | 370.7787
2023 | 3 | 10 | 20 | 47.5876 | 79.6401 | 376.9063
2023 | 3 | 10 | 21 | 45.7451 | 78.3284 | 369.6607
2023 | 3 | 10 | 22 | 43.2177 | 75.1289 | 354.6068
2023 | 3 | 10 | 23 | 40.47 | 72.1482 | 333.7848
2023 | 3 | 11 | 0 | 37.546 | 68.0072 | 305.966
2023 | 3 | 11 | 1 | 35.4802 | 66.9123 | 286.6924
2023 | 3 | 11 | 2 | 34.0771 | 64.7961 | 277.7259
2023 | 3 | 11 | 3 | 33.417 | 64.1946 | 272.9151
2023 | 3 | 11 | 4 | 32.9143 | 64.7445 | 271.6418
2023 | 3 | 11 | 5 | 33.0498 | 64.4173 | 272.5766
2023 | 3 | 11 | 6 | 33.1507 | 68.1163 | 277.6749
2023 | 3 | 11 | 7 | 35.5864 | 69.5004 | 291.6788
2023 | 3 | 11 | 8 | 38.7558 | 72.9369 | 305.7898
2023 | 3 | 11 | 9 | 41.1804 | 76.3969 | 308.0328
2023 | 3 | 11 | 10 | 42.5404 | 78.7478 | 299.4038
2023 | 3 | 11 | 11 | 43.6631 | 81.0745 | 288.7633
2023 | 3 | 11 | 12 | 43.2131 | 78.1198 | 267.8579
2023 | 3 | 11 | 13 | 43.0242 | 76.2957 | 262.867
2023 | 3 | 11 | 14 | 42.4335 | 75.4635 | 256.0204
2023 | 3 | 11 | 15 | 42.0083 | 72.9084 | 257.4025
2023 | 3 | 11 | 16 | 42.2049 | 73.3407 | 268.0859
2023 | 3 | 11 | 17 | 43.781 | 72.5062 | 302.6005
2023 | 3 | 11 | 18 | 42.9683 | 71.9252 | 334.3685
2023 | 3 | 11 | 19 | 43.7792 | 73.1984 | 354.7004
2023 | 3 | 11 | 20 | 42.7921 | 71.4739 | 353.7738
2023 | 3 | 11 | 21 | 40.9434 | 69.7723 | 342.2107
2023 | 3 | 11 | 22 | 38.7556 | 67.7191 | 328.697
2023 | 3 | 11 | 23 | 36.7328 | 65.7249 | 312.0043
2023 | 3 | 12 | 0 | 35.2935 | 66.654 | 294.9911
2023 | 3 | 12 | 1 | 32.0687 | 61.8878 | 293.9636
2023 | 3 | 12 | 2 | 31.3847 | 60.8796 | 290.2166
2023 | 3 | 12 | 3 | 30.9595 | 61.2866 | 289.28
2023 | 3 | 12 | 4 | 31.3238 | 63.0969 | 292.2714
2023 | 3 | 12 | 5 | 32.2425 | 65.0504 | 301.1694
2023 | 3 | 12 | 6 | 34.1388 | 71.2336 | 321.092
2023 | 3 | 12 | 7 | 35.5662 | 74.1919 | 333.1617
2023 | 3 | 12 | 8 | 37.0014 | 73.7565 | 327.0912
2023 | 3 | 12 | 9 | 38.6133 | 72.5481 | 316.7006
2023 | 3 | 12 | 10 | 39.5831 | 74.9002 | 299.738
2023 | 3 | 12 | 11 | 39.8336 | 75.7152 | 286.4916
2023 | 3 | 12 | 12 | 41.4869 | 73.5471 | 272.643
2023 | 3 | 12 | 13 | 41.3572 | 73.809 | 266.107
2023 | 3 | 12 | 14 | 41.1077 | 73.4846 | 261.5984
2023 | 3 | 12 | 15 | 41.6321 | 69.6999 | 264.5669
2023 | 3 | 12 | 16 | 43.1652 | 69.8942 | 285.1973
2023 | 3 | 12 | 17 | 44.5325 | 68.0573 | 324.9231
2023 | 3 | 12 | 18 | 43.7685 | 71.5781 | 365.0045
2023 | 3 | 12 | 19 | 44.3527 | 74.9714 | 389.212
2023 | 3 | 12 | 20 | 43.1193 | 74.2074 | 386.3836
2023 | 3 | 12 | 21 | 39.6884 | 69.6322 | 366.3334
2023 | 3 | 12 | 22 | 36.5526 | 66.7347 | 343.4026
2023 | 3 | 12 | 23 | 34.1401 | 64.8084 | 321.8961
2023 | 3 | 13 | 0 | 32.8976 | 67.1214 | 312.2992
2023 | 3 | 13 | 1 | 32.3522 | 67.8847 | 301.0571
2023 | 3 | 13 | 2 | 32.008 | 67.6424 | 299.108
2023 | 3 | 13 | 3 | 31.9849 | 68.2282 | 299.9636
2023 | 3 | 13 | 4 | 33.0051 | 69.4959 | 303.8958
2023 | 3 | 13 | 5 | 35.2462 | 72.3448 | 315.3206
2023 | 3 | 13 | 6 | 39.1022 | 78.4514 | 338.6473
2023 | 3 | 13 | 7 | 41.8226 | 86.3584 | 366.0476
2023 | 3 | 13 | 8 | 42.5524 | 93.4823 | 364.9586
2023 | 3 | 13 | 9 | 42.0417 | 95.0627 | 339.7698
2023 | 3 | 13 | 10 | 41.5639 | 96.5805 | 308.9428
2023 | 3 | 13 | 11 | 41.1656 | 93.5257 | 290.7434
2023 | 3 | 13 | 12 | 42.3789 | 90.856 | 287.5494
2023 | 3 | 13 | 13 | 42.1695 | 89.4004 | 278.7534
2023 | 3 | 13 | 14 | 42.0303 | 83.2084 | 273.1586
2023 | 3 | 13 | 15 | 42.7349 | 83.375 | 275.7368
2023 | 3 | 13 | 16 | 44.6005 | 84.1737 | 290.2092
2023 | 3 | 13 | 17 | 46.3112 | 82.475 | 322.1336
2023 | 3 | 13 | 18 | 45.7869 | 79.7965 | 347.5995
2023 | 3 | 13 | 19 | 46.7491 | 83.7155 | 371.7542
2023 | 3 | 13 | 20 | 45.7799 | 83.3869 | 374.1761
2023 | 3 | 13 | 21 | 42.4923 | 80.5822 | 356.0056
2023 | 3 | 13 | 22 | 38.9981 | 76.4967 | 331.1449
2023 | 3 | 13 | 23 | 36.0826 | 74.6899 | 306.4007
2023 | 3 | 14 | 0 | 34.4296 | 74.7457 | 291.2295
2023 | 3 | 14 | 1 | 33.5802 | 71.8637 | 289.0504
2023 | 3 | 14 | 2 | 33.0661 | 71.1463 | 285.5075
2023 | 3 | 14 | 3 | 32.8786 | 71.0661 | 284.9921
2023 | 3 | 14 | 4 | 33.7153 | 71.5102 | 287.4376
2023 | 3 | 14 | 5 | 35.7762 | 74.3008 | 297.7824
2023 | 3 | 14 | 6 | 39.0963 | 80.8887 | 325.5621
2023 | 3 | 14 | 7 | 41.6254 | 88.8921 | 353.4146
2023 | 3 | 14 | 8 | 42.0124 | 94.3949 | 357.8305
2023 | 3 | 14 | 9 | 41.0601 | 95.941 | 343.8362
2023 | 3 | 14 | 10 | 40.0495 | 97.8536 | 323.6175
2023 | 3 | 14 | 11 | 39.3925 | 97.6441 | 309.5978
2023 | 3 | 14 | 12 | 38.3325 | 94.0669 | 306.1008
2023 | 3 | 14 | 13 | 37.8848 | 93.0553 | 301.041
2023 | 3 | 14 | 14 | 37.4678 | 87.2991 | 297.9934
2023 | 3 | 14 | 15 | 37.9873 | 87.185 | 303.1417
2023 | 3 | 14 | 16 | 39.9145 | 87.8834 | 317.3557
2023 | 3 | 14 | 17 | 42.0842 | 86.653 | 340.8451
2023 | 3 | 14 | 18 | 44.4888 | 82.3808 | 355.8456
2023 | 3 | 14 | 19 | 45.529 | 85.7911 | 376.4129
2023 | 3 | 14 | 20 | 44.7891 | 85.7704 | 378.1217
2023 | 3 | 14 | 21 | 41.5881 | 82.2212 | 359.7332
2023 | 3 | 14 | 22 | 38.1517 | 77.9414 | 334.7577
2023 | 3 | 14 | 23 | 35.287 | 75.9938 | 309.4572
2023 | 3 | 15 | 0 | 34.1294 | 74.9134 | 294.5852
2023 | 3 | 15 | 1 | 32.8294 | 73.8627 | 288.8754
2023 | 3 | 15 | 2 | 32.2727 | 73.0032 | 286.2899
2023 | 3 | 15 | 3 | 32.0356 | 72.2302 | 286.0228
2023 | 3 | 15 | 4 | 32.8407 | 72.144 | 289.0253
2023 | 3 | 15 | 5 | 34.9357 | 74.9612 | 299.6316
2023 | 3 | 15 | 6 | 38.2108 | 80.4343 | 323.0009
2023 | 3 | 15 | 7 | 40.7647 | 87.5576 | 350.2089
2023 | 3 | 15 | 8 | 41.2562 | 91.5511 | 352.9902
2023 | 3 | 15 | 9 | 40.8782 | 92.6113 | 336.9469
2023 | 3 | 15 | 10 | 40.4357 | 92.0576 | 316.4515
2023 | 3 | 15 | 11 | 40.1795 | 93.2511 | 303.3117
2023 | 3 | 15 | 12 | 40.263 | 92.5588 | 309.2949
2023 | 3 | 15 | 13 | 40.0632 | 91.4121 | 305.0047
2023 | 3 | 15 | 14 | 39.816 | 85.1135 | 302.1624
2023 | 3 | 15 | 15 | 40.4667 | 85.1413 | 305.7629
2023 | 3 | 15 | 16 | 42.2406 | 86.1571 | 317.5669
2023 | 3 | 15 | 17 | 43.8195 | 84.1951 | 341.0178
2023 | 3 | 15 | 18 | 42.9181 | 79.747 | 345.57
2023 | 3 | 15 | 19 | 44.1169 | 83.2085 | 370.4811
2023 | 3 | 15 | 20 | 43.6242 | 83.6041 | 375.6331
2023 | 3 | 15 | 21 | 40.4377 | 80.8813 | 359.5295
2023 | 3 | 15 | 22 | 36.9467 | 76.3767 | 334.706
2023 | 3 | 15 | 23 | 34.0626 | 74.2717 | 309.2747
2023 | 3 | 16 | 0 | 33.0714 | 74.0831 | 291.9636
2023 | 3 | 16 | 1 | 31.3645 | 71.8181 | 286.6192
2023 | 3 | 16 | 2 | 30.6887 | 71.3945 | 284.0967
2023 | 3 | 16 | 3 | 30.3941 | 70.4884 | 284.5022
2023 | 3 | 16 | 4 | 31.0582 | 69.8472 | 288.1242
2023 | 3 | 16 | 5 | 32.9406 | 72.7734 | 299.4389
2023 | 3 | 16 | 6 | 36.5663 | 78.5291 | 323.1725
2023 | 3 | 16 | 7 | 38.8904 | 85.1293 | 350.2079
2023 | 3 | 16 | 8 | 39.1735 | 89.1258 | 349.8769
2023 | 3 | 16 | 9 | 38.6262 | 89.8187 | 329.5626
2023 | 3 | 16 | 10 | 38.0924 | 89.4658 | 305.6759
2023 | 3 | 16 | 11 | 37.8278 | 91.161 | 291.7272
2023 | 3 | 16 | 12 | 37.8791 | 88.5938 | 272.3019
2023 | 3 | 16 | 13 | 37.9028 | 87.7715 | 266.1453
2023 | 3 | 16 | 14 | 37.8787 | 78.0248 | 262.9958
2023 | 3 | 16 | 15 | 38.7659 | 78.8464 | 266.8331
2023 | 3 | 16 | 16 | 40.4101 | 82.1474 | 280.9684
2023 | 3 | 16 | 17 | 41.7513 | 79.0585 | 311.695
2023 | 3 | 16 | 18 | 41.5593 | 78.0118 | 336.8153
2023 | 3 | 16 | 19 | 42.4678 | 81.382 | 366.0163
2023 | 3 | 16 | 20 | 41.8002 | 81.3164 | 373.66
2023 | 3 | 16 | 21 | 38.5411 | 78.2928 | 359.052
2023 | 3 | 16 | 22 | 35.2388 | 74.0611 | 335.7309
2023 | 3 | 16 | 23 | 32.5709 | 71.9702 | 311.0751
2023 | 3 | 17 | 0 | 31.4044 | 71.4299 | 290.0637
2023 | 3 | 17 | 1 | 30.2263 | 69.7714 | 291.2312
2023 | 3 | 17 | 2 | 29.4272 | 68.8208 | 288.6296
2023 | 3 | 17 | 3 | 28.9789 | 68.0398 | 289.068
2023 | 3 | 17 | 4 | 29.5923 | 67.7665 | 292.6752
2023 | 3 | 17 | 5 | 31.3682 | 70.1793 | 303.8611
2023 | 3 | 17 | 6 | 34.4404 | 76.4151 | 329.9789
2023 | 3 | 17 | 7 | 37.2931 | 83.6352 | 357.4928
2023 | 3 | 17 | 8 | 38.3839 | 87.3157 | 354.5468
2023 | 3 | 17 | 9 | 38.4223 | 88.9708 | 327.8743
2023 | 3 | 17 | 10 | 38.2828 | 88.2501 | 297.0533
2023 | 3 | 17 | 11 | 37.9456 | 90.0241 | 276.8104
2023 | 3 | 17 | 12 | 37.5577 | 84.8676 | 263.1344
2023 | 3 | 17 | 13 | 37.1885 | 83.7639 | 254.7723
2023 | 3 | 17 | 14 | 36.3496 | 74.4354 | 250.1951
2023 | 3 | 17 | 15 | 36.3726 | 74.1994 | 252.2783
2023 | 3 | 17 | 16 | 37.4711 | 76.799 | 267.1121
2023 | 3 | 17 | 17 | 38.8139 | 73.1611 | 300.7633
2023 | 3 | 17 | 18 | 39.5686 | 71.8161 | 341.9208
2023 | 3 | 17 | 19 | 39.9177 | 74.9274 | 371.2919
2023 | 3 | 17 | 20 | 38.9958 | 76.0822 | 378.3543
2023 | 3 | 17 | 21 | 36.2791 | 74.3708 | 364.773
2023 | 3 | 17 | 22 | 33.9266 | 70.4059 | 345.1768
2023 | 3 | 17 | 23 | 31.9233 | 66.7988 | 324.1682
2023 | 3 | 18 | 0 | 30.5377 | 66.0709 | 304.2374
2023 | 3 | 18 | 1 | 30.7104 | 64.9087 | 298.2696
2023 | 3 | 18 | 2 | 29.9879 | 63.8932 | 293.9234
2023 | 3 | 18 | 3 | 29.6944 | 63.7295 | 292.4449
2023 | 3 | 18 | 4 | 30.2966 | 63.891 | 294.6915
2023 | 3 | 18 | 5 | 31.7421 | 66.2133 | 302.7719
2023 | 3 | 18 | 6 | 34.6643 | 72.0239 | 321.3128
2023 | 3 | 18 | 7 | 37.1787 | 76.1869 | 334.3582
2023 | 3 | 18 | 8 | 39.7203 | 74.8688 | 324.8553
2023 | 3 | 18 | 9 | 42.3777 | 74.0171 | 308.0925
2023 | 3 | 18 | 10 | 43.9929 | 75.4495 | 288.5608
2023 | 3 | 18 | 11 | 44.888 | 77.6529 | 275.2395
2023 | 3 | 18 | 12 | 44.8312 | 75.2378 | 261.9946
2023 | 3 | 18 | 13 | 44.4961 | 74.3493 | 251.7766
2023 | 3 | 18 | 14 | 44.2621 | 69.7217 | 244.7731
2023 | 3 | 18 | 15 | 44.698 | 66.0216 | 247.1876
2023 | 3 | 18 | 16 | 46.1539 | 68.4931 | 263.3261
2023 | 3 | 18 | 17 | 47.2501 | 67.0261 | 298.606
2023 | 3 | 18 | 18 | 46.0929 | 67.0537 | 330.2951
2023 | 3 | 18 | 19 | 45.5277 | 70.6033 | 354.1407
2023 | 3 | 18 | 20 | 43.5206 | 70.2689 | 353.4646
2023 | 3 | 18 | 21 | 40.0737 | 68.2651 | 334.7658
2023 | 3 | 18 | 22 | 37.3079 | 65.5874 | 316.1112
2023 | 3 | 18 | 23 | 35.2982 | 62.659 | 298.8353
2023 | 3 | 19 | 0 | 35.6199 | 64.431 | 289.6367
2023 | 3 | 19 | 1 | 32.8412 | 62.4066 | 276.8676
2023 | 3 | 19 | 2 | 32.1742 | 61.4763 | 272.0667
2023 | 3 | 19 | 3 | 31.8669 | 61.5457 | 269.8493
2023 | 3 | 19 | 4 | 32.3394 | 61.8327 | 271.2285
2023 | 3 | 19 | 5 | 33.3425 | 63.7769 | 277.6125
2023 | 3 | 19 | 6 | 35.4731 | 68.1453 | 292.8733
2023 | 3 | 19 | 7 | 37.1729 | 71.383 | 301.2757
2023 | 3 | 19 | 8 | 39.1455 | 69.6277 | 288.7611
2023 | 3 | 19 | 9 | 41.2013 | 69.0667 | 272.5249
2023 | 3 | 19 | 10 | 42.693 | 70.6039 | 255.1233
2023 | 3 | 19 | 11 | 43.3929 | 72.0512 | 244.034
2023 | 3 | 19 | 12 | 43.1886 | 70.463 | 237.8749
2023 | 3 | 19 | 13 | 43.1022 | 70.5768 | 231.6916
2023 | 3 | 19 | 14 | 42.8936 | 68.6301 | 226.7252
2023 | 3 | 19 | 15 | 43.4677 | 66.9649 | 229.4244
2023 | 3 | 19 | 16 | 44.7582 | 67.6109 | 245.0655
2023 | 3 | 19 | 17 | 45.9692 | 67.4078 | 281.5772
2023 | 3 | 19 | 18 | 45.5771 | 68.7298 | 328.7984
2023 | 3 | 19 | 19 | 45.4436 | 70.951 | 344.4394
2023 | 3 | 19 | 20 | 43.6297 | 71.0955 | 341.6036
2023 | 3 | 19 | 21 | 39.5409 | 68.9426 | 319.4755
2023 | 3 | 19 | 22 | 36.1967 | 66.0681 | 295.0741
2023 | 3 | 19 | 23 | 33.7152 | 63.1367 | 271.6077
2023 | 3 | 20 | 0 | 32.947 | 64.1454 | 255.9592
2023 | 3 | 20 | 1 | 33.5663 | 61.9398 | 252.3588
2023 | 3 | 20 | 2 | 33.2806 | 61.552 | 249.1792
2023 | 3 | 20 | 3 | 33.2898 | 61.9903 | 248.3831
2023 | 3 | 20 | 4 | 34.4168 | 62.416 | 251.2439
2023 | 3 | 20 | 5 | 36.6887 | 65.3642 | 261.9358
2023 | 3 | 20 | 6 | 40.2109 | 72.8745 | 285.3524
2023 | 3 | 20 | 7 | 42.9805 | 81.1424 | 315.1152
2023 | 3 | 20 | 8 | 44.0981 | 87.5195 | 324.7134
2023 | 3 | 20 | 9 | 44.0742 | 88.9627 | 319.6408
2023 | 3 | 20 | 10 | 44.4515 | 88.88 | 305.6136
2023 | 3 | 20 | 11 | 44.5552 | 88.2848 | 297.3063
2023 | 3 | 20 | 12 | 41.485 | 85.6586 | 298.276
2023 | 3 | 20 | 13 | 40.9899 | 84.8939 | 296.3334
2023 | 3 | 20 | 14 | 40.8167 | 79.5708 | 293.8278
2023 | 3 | 20 | 15 | 41.281 | 79.1312 | 297.059
2023 | 3 | 20 | 16 | 43.2048 | 79.8256 | 307.9894
2023 | 3 | 20 | 17 | 45.4763 | 76.0306 | 328.1757
2023 | 3 | 20 | 18 | 47.1903 | 73.2489 | 332.6925
2023 | 3 | 20 | 19 | 47.9854 | 75.0974 | 345.4508
2023 | 3 | 20 | 20 | 47.2328 | 74.6354 | 345.5459
2023 | 3 | 20 | 21 | 43.8005 | 72.9677 | 323.6948
2023 | 3 | 20 | 22 | 40.2308 | 69.015 | 296.9971
2023 | 3 | 20 | 23 | 37.1234 | 65.2898 | 271.6774
2023 | 3 | 21 | 0 | 35.9781 | 64.6793 | 262.4547
2023 | 3 | 21 | 1 | 34.8074 | 64.6534 | 249.3956
2023 | 3 | 21 | 2 | 34.3466 | 63.5643 | 246.1923
2023 | 3 | 21 | 3 | 34.2573 | 63.7972 | 245.1228
2023 | 3 | 21 | 4 | 35.2998 | 64.4296 | 247.6272
2023 | 3 | 21 | 5 | 37.5692 | 67.0956 | 257.7655
2023 | 3 | 21 | 6 | 41.3523 | 75.4107 | 281.2281
2023 | 3 | 21 | 7 | 43.6589 | 84.3677 | 309.9201
2023 | 3 | 21 | 8 | 44.0885 | 90.0791 | 315.5833
2023 | 3 | 21 | 9 | 43.1944 | 92.0452 | 305.3151
2023 | 3 | 21 | 10 | 42.0882 | 94.7136 | 289.3027
2023 | 3 | 21 | 11 | 41.3662 | 94.6752 | 279.701
2023 | 3 | 21 | 12 | 41.6322 | 90.72 | 277.2796
2023 | 3 | 21 | 13 | 41.2234 | 90.155 | 273.9505
2023 | 3 | 21 | 14 | 40.9279 | 87.8627 | 271.0435
2023 | 3 | 21 | 15 | 41.6009 | 87.9118 | 274.7938
2023 | 3 | 21 | 16 | 43.547 | 87.1016 | 287.3451
2023 | 3 | 21 | 17 | 45.4694 | 84.2676 | 309.483
2023 | 3 | 21 | 18 | 47.9502 | 78.2481 | 313.0805
2023 | 3 | 21 | 19 | 48.2065 | 79.3018 | 330.6228
2023 | 3 | 21 | 20 | 46.6393 | 79.5437 | 334.2637
2023 | 3 | 21 | 21 | 42.9846 | 77.5639 | 314.7053
2023 | 3 | 21 | 22 | 39.3841 | 73.9254 | 289.3112
2023 | 3 | 21 | 23 | 36.5278 | 70.1431 | 264.4076
2023 | 3 | 22 | 0 | 35.64 | 69.7422 | 256.5277
2023 | 3 | 22 | 1 | 33.7843 | 67.5762 | 243.0486
2023 | 3 | 22 | 2 | 33.1428 | 66.3978 | 240.2357
2023 | 3 | 22 | 3 | 32.8661 | 66.5398 | 239.1323
2023 | 3 | 22 | 4 | 33.7717 | 66.9178 | 242.1941
2023 | 3 | 22 | 5 | 35.9408 | 70.0003 | 252.9526
2023 | 3 | 22 | 6 | 39.2106 | 77.4051 | 276.487
2023 | 3 | 22 | 7 | 41.5114 | 85.4227 | 304.1615
2023 | 3 | 22 | 8 | 42.0487 | 89.7143 | 307.5768
2023 | 3 | 22 | 9 | 41.8863 | 91.6388 | 295.8664
2023 | 3 | 22 | 10 | 41.8312 | 91.9753 | 278.354
2023 | 3 | 22 | 11 | 41.8585 | 91.1481 | 267.6427
2023 | 3 | 22 | 12 | 40.4638 | 88.5313 | 265.5118
2023 | 3 | 22 | 13 | 40.2142 | 87.2096 | 263.3898
2023 | 3 | 22 | 14 | 39.9435 | 80.8247 | 261.3658
2023 | 3 | 22 | 15 | 40.6135 | 81.6021 | 264.4672
2023 | 3 | 22 | 16 | 42.3682 | 82.9233 | 277.3311
2023 | 3 | 22 | 17 | 43.9916 | 80.3567 | 301.1417
2023 | 3 | 22 | 18 | 45.1292 | 78.1059 | 326.6707
2023 | 3 | 22 | 19 | 45.7664 | 79.8112 | 337.7342
2023 | 3 | 22 | 20 | 44.773 | 80.668 | 338.499
2023 | 3 | 22 | 21 | 41.4544 | 79.3829 | 317.539
2023 | 3 | 22 | 22 | 37.9208 | 75.2127 | 291.0026
2023 | 3 | 22 | 23 | 35.0075 | 71.6103 | 265.1492
2023 | 3 | 23 | 0 | 33.4075 | 69.7049 | 247.6268
2023 | 3 | 23 | 1 | 31.6352 | 69.1245 | 245.3897
2023 | 3 | 23 | 2 | 30.9849 | 67.955 | 242.8526
2023 | 3 | 23 | 3 | 30.7505 | 67.8257 | 242.5365
2023 | 3 | 23 | 4 | 31.6768 | 68.1711 | 246.0166
2023 | 3 | 23 | 5 | 33.859 | 71.2648 | 257.4029
2023 | 3 | 23 | 6 | 37.7265 | 78.2037 | 285.8719
2023 | 3 | 23 | 7 | 40.1648 | 85.6707 | 313.2246
2023 | 3 | 23 | 8 | 41.0233 | 90.2282 | 310.7568
2023 | 3 | 23 | 9 | 41.2254 | 91.361 | 291.719
2023 | 3 | 23 | 10 | 41.333 | 92.0863 | 271.7231
2023 | 3 | 23 | 11 | 41.4317 | 92.4948 | 260.8538
2023 | 3 | 23 | 12 | 41.1228 | 88.7131 | 267.682
2023 | 3 | 23 | 13 | 41.0067 | 88.3198 | 265.346
2023 | 3 | 23 | 14 | 40.9228 | 80.981 | 264.0492
2023 | 3 | 23 | 15 | 41.7779 | 80.5701 | 269.2581
2023 | 3 | 23 | 16 | 43.3845 | 82.7531 | 281.8
2023 | 3 | 23 | 17 | 44.6973 | 79.4234 | 306.0009
2023 | 3 | 23 | 18 | 43.7821 | 78.1721 | 313.5576
2023 | 3 | 23 | 19 | 44.2975 | 80.4148 | 338.101
2023 | 3 | 23 | 20 | 43.2628 | 81.0678 | 346.7358
2023 | 3 | 23 | 21 | 39.8745 | 79.0497 | 329.9147
2023 | 3 | 23 | 22 | 36.4338 | 74.9421 | 305.5521
2023 | 3 | 23 | 23 | 33.6336 | 71.0083 | 280.5301
2023 | 3 | 24 | 0 | 32.594 | 69.4468 | 268.5087
2023 | 3 | 24 | 1 | 32.3504 | 67.3679 | 254.0299
2023 | 3 | 24 | 2 | 31.7723 | 65.8652 | 250.4022
2023 | 3 | 24 | 3 | 31.5952 | 65.5454 | 248.9444
2023 | 3 | 24 | 4 | 32.5591 | 65.8751 | 251.5377
2023 | 3 | 24 | 5 | 34.7456 | 68.4134 | 261.544
2023 | 3 | 24 | 6 | 37.9817 | 77.2286 | 289.7234
2023 | 3 | 24 | 7 | 40.6013 | 84.8449 | 315.1195
2023 | 3 | 24 | 8 | 41.9728 | 88.3146 | 307.038
2023 | 3 | 24 | 9 | 42.6114 | 90.6069 | 280.2949
2023 | 3 | 24 | 10 | 43.0598 | 90.5692 | 254.8992
2023 | 3 | 24 | 11 | 43.2741 | 92.1189 | 240.0557
2023 | 3 | 24 | 12 | 42.2597 | 88.6442 | 285.3916
2023 | 3 | 24 | 13 | 41.9469 | 87.8622 | 284.4866
2023 | 3 | 24 | 14 | 41.7275 | 82.0853 | 282.3877
2023 | 3 | 24 | 15 | 42.2983 | 80.6199 | 285.0115
2023 | 3 | 24 | 16 | 43.7576 | 81.3136 | 292.0539
2023 | 3 | 24 | 17 | 44.9771 | 77.9155 | 308.2894
2023 | 3 | 24 | 18 | 45.2012 | 74.3289 | 325.6098
2023 | 3 | 24 | 19 | 45.5981 | 75.2264 | 336.2042
2023 | 3 | 24 | 20 | 44.4877 | 76.3882 | 336.4304
2023 | 3 | 24 | 21 | 41.3963 | 73.8647 | 316.6284
2023 | 3 | 24 | 22 | 38.4818 | 69.6943 | 294.9124
2023 | 3 | 24 | 23 | 35.83 | 65.4729 | 272.854
2023 | 3 | 25 | 0 | 34.4957 | 63.415 | 253.0182
2023 | 3 | 25 | 1 | 34.2936 | 61.673 | 255.3485
2023 | 3 | 25 | 2 | 33.4906 | 60.3238 | 251.9423
2023 | 3 | 25 | 3 | 33.1486 | 60.0898 | 250.1126
2023 | 3 | 25 | 4 | 33.8276 | 60.7592 | 252.3423
2023 | 3 | 25 | 5 | 35.2198 | 62.6494 | 260.5453
2023 | 3 | 25 | 6 | 37.4367 | 67.6569 | 280.8757
2023 | 3 | 25 | 7 | 39.0392 | 71.7474 | 297.2214
2023 | 3 | 25 | 8 | 40.3649 | 71.8658 | 294.0696
2023 | 3 | 25 | 9 | 41.7403 | 74.2135 | 282.8452
2023 | 3 | 25 | 10 | 42.6838 | 75.994 | 266.0286
2023 | 3 | 25 | 11 | 43.1069 | 77.1712 | 257.3313
2023 | 3 | 25 | 12 | 41.6697 | 72.0182 | 277.5593
2023 | 3 | 25 | 13 | 40.9387 | 71.3904 | 272.1511
2023 | 3 | 25 | 14 | 40.298 | 65.9318 | 266.3294
2023 | 3 | 25 | 15 | 40.3123 | 64.6931 | 269.9463
2023 | 3 | 25 | 16 | 41.3988 | 65.868 | 286.0313
2023 | 3 | 25 | 17 | 42.887 | 64.339 | 314.584
2023 | 3 | 25 | 18 | 44.0539 | 65.4739 | 338.312
2023 | 3 | 25 | 19 | 44.479 | 66.7364 | 351.1016
2023 | 3 | 25 | 20 | 43.4054 | 67.206 | 349.5809
2023 | 3 | 25 | 21 | 40.3401 | 66.0816 | 328.847
2023 | 3 | 25 | 22 | 37.7442 | 62.3075 | 309.8768
2023 | 3 | 25 | 23 | 35.6356 | 61.2633 | 292.025
2023 | 3 | 26 | 0 | 34.6977 | 61.9693 | 287.6667
2023 | 3 | 26 | 1 | 33.9495 | 58.1974 | 275.4215
2023 | 3 | 26 | 2 | 33.3018 | 56.9821 | 271.1749
2023 | 3 | 26 | 3 | 33.0076 | 57.2641 | 269.4641
2023 | 3 | 26 | 4 | 33.6235 | 59.0629 | 271.566
2023 | 3 | 26 | 5 | 34.8248 | 60.8255 | 278.0062
2023 | 3 | 26 | 6 | 36.6331 | 66.2297 | 296.5538
2023 | 3 | 26 | 7 | 37.5388 | 69.2966 | 305.2614
2023 | 3 | 26 | 8 | 38.5255 | 69.0204 | 293.256
2023 | 3 | 26 | 9 | 39.8462 | 72.2415 | 274.728
2023 | 3 | 26 | 10 | 40.7374 | 74.8316 | 257.0186
2023 | 3 | 26 | 11 | 41.0392 | 74.95 | 243.9555
2023 | 3 | 26 | 12 | 40.2501 | 74.9606 | 237.9973
2023 | 3 | 26 | 13 | 39.8953 | 75.2627 | 231.9549
2023 | 3 | 26 | 14 | 39.4976 | 75.208 | 226.6958
2023 | 3 | 26 | 15 | 39.9911 | 74.9018 | 229.585
2023 | 3 | 26 | 16 | 41.5763 | 72.6843 | 246.0234
2023 | 3 | 26 | 17 | 43.3532 | 72.3429 | 282.1503
2023 | 3 | 26 | 18 | 45.2992 | 69.7324 | 327.8719
2023 | 3 | 26 | 19 | 45.7154 | 70.206 | 341.8327
2023 | 3 | 26 | 20 | 44.5615 | 71.0238 | 341.3308
2023 | 3 | 26 | 21 | 41.0066 | 68.5948 | 318.7507
2023 | 3 | 26 | 22 | 37.7858 | 65.1321 | 293.1513
2023 | 3 | 26 | 23 | 35.2756 | 63.4988 | 268.7598
2023 | 3 | 27 | 0 | 34.2673 | 63.1233 | 258.7015
2023 | 3 | 27 | 1 | 34.0223 | 62.6236 | 253.9071
2023 | 3 | 27 | 2 | 33.7106 | 61.9194 | 251.3819
2023 | 3 | 27 | 3 | 33.8029 | 62.953 | 251.0709
2023 | 3 | 27 | 4 | 34.9033 | 64.8569 | 254.6298
2023 | 3 | 27 | 5 | 37.2633 | 67.7322 | 266.2621
2023 | 3 | 27 | 6 | 40.7249 | 74.4795 | 290.0031
2023 | 3 | 27 | 7 | 42.9783 | 82.9077 | 317.9455
2023 | 3 | 27 | 8 | 43.5055 | 90.6223 | 323.2214
2023 | 3 | 27 | 9 | 42.9323 | 94.0758 | 314.8311
2023 | 3 | 27 | 10 | 42.262 | 96.1744 | 300.3849
2023 | 3 | 27 | 11 | 41.8324 | 93.2023 | 291.7125
2023 | 3 | 27 | 12 | 43.3033 | 92.0237 | 288.6119
2023 | 3 | 27 | 13 | 43.0721 | 91.1885 | 287.2076
2023 | 3 | 27 | 14 | 42.9424 | 87.9639 | 284.527
2023 | 3 | 27 | 15 | 43.7398 | 87.0703 | 286.6333
2023 | 3 | 27 | 16 | 45.6562 | 86.4949 | 297.6242
2023 | 3 | 27 | 17 | 47.201 | 83.932 | 318.711
2023 | 3 | 27 | 18 | 47.7196 | 80.6489 | 342.0111
2023 | 3 | 27 | 19 | 47.377 | 81.3426 | 350.3542
2023 | 3 | 27 | 20 | 45.5317 | 81.9364 | 350.5026
2023 | 3 | 27 | 21 | 41.5676 | 78.4994 | 327.6625
2023 | 3 | 27 | 22 | 37.8067 | 74.4649 | 300.2226
2023 | 3 | 27 | 23 | 34.9461 | 72.0009 | 274.4144
2023 | 3 | 28 | 0 | 34.3651 | 69.9015 | 259.3713
2023 | 3 | 28 | 1 | 32.6411 | 68.5415 | 258.0159
2023 | 3 | 28 | 2 | 32.0158 | 67.2823 | 255.4527
2023 | 3 | 28 | 3 | 31.7876 | 67.355 | 255.2173
2023 | 3 | 28 | 4 | 32.787 | 68.5015 | 258.4666
2023 | 3 | 28 | 5 | 35.0259 | 71.2427 | 269.4931
2023 | 3 | 28 | 6 | 38.431 | 78.3094 | 286.7031
2023 | 3 | 28 | 7 | 40.6764 | 86.2709 | 316.3111
2023 | 3 | 28 | 8 | 41.5068 | 91.0528 | 328.3994
2023 | 3 | 28 | 9 | 41.6263 | 93.1293 | 327.2342
2023 | 3 | 28 | 10 | 41.6319 | 94.6154 | 318.4088
2023 | 3 | 28 | 11 | 41.7371 | 95.8384 | 312.1423
2023 | 3 | 28 | 12 | 40.8674 | 93.195 | 321.7973
2023 | 3 | 28 | 13 | 40.7041 | 92.5965 | 324.3181
2023 | 3 | 28 | 14 | 40.5119 | 88.7734 | 323.364
2023 | 3 | 28 | 15 | 41.1963 | 87.5391 | 326.1073
2023 | 3 | 28 | 16 | 42.9473 | 87.588 | 334.8174
2023 | 3 | 28 | 17 | 44.6387 | 85.2719 | 350.5028
2023 | 3 | 28 | 18 | 45.9119 | 80.9161 | 348.0964
2023 | 3 | 28 | 19 | 45.7642 | 81.3246 | 362.3821
2023 | 3 | 28 | 20 | 44.2389 | 82.0498 | 366.7477
2023 | 3 | 28 | 21 | 40.6043 | 78.2933 | 348.4288
2023 | 3 | 28 | 22 | 36.9857 | 74.2049 | 323.1574
2023 | 3 | 28 | 23 | 34.2049 | 71.474 | 297.7931
2023 | 3 | 29 | 0 | 32.8671 | 70.5078 | 274.9441
2023 | 3 | 29 | 1 | 31.4771 | 69.0304 | 271.9819
2023 | 3 | 29 | 2 | 30.854 | 67.541 | 270.5961
2023 | 3 | 29 | 3 | 30.6028 | 67.0366 | 271.096
2023 | 3 | 29 | 4 | 31.5784 | 67.9531 | 275.2479
2023 | 3 | 29 | 5 | 33.8421 | 70.5434 | 287.1962
2023 | 3 | 29 | 6 | 37.6291 | 75.7046 | 314.2526
2023 | 3 | 29 | 7 | 39.8688 | 82.7152 | 339.3407
2023 | 3 | 29 | 8 | 40.338 | 86.893 | 335.0463
2023 | 3 | 29 | 9 | 40.0227 | 88.5097 | 311.6003
2023 | 3 | 29 | 10 | 39.5557 | 88.0533 | 288.787
2023 | 3 | 29 | 11 | 39.4185 | 89.9563 | 274.9505
2023 | 3 | 29 | 12 | 38.5789 | 87.7422 | 296.7577
2023 | 3 | 29 | 13 | 38.2933 | 87.2882 | 293.8603
2023 | 3 | 29 | 14 | 37.9671 | 81.3273 | 290.778
2023 | 3 | 29 | 15 | 38.5848 | 80.6988 | 291.9732
2023 | 3 | 29 | 16 | 40.4268 | 81.48 | 304.0778
2023 | 3 | 29 | 17 | 42.2754 | 77.6302 | 328.0206
2023 | 3 | 29 | 18 | 43.4626 | 76.298 | 332.2865
2023 | 3 | 29 | 19 | 43.9729 | 77.3453 | 356.0591
2023 | 3 | 29 | 20 | 43.3517 | 78.7165 | 366.2847
2023 | 3 | 29 | 21 | 40.1557 | 76.6247 | 350.5247
2023 | 3 | 29 | 22 | 36.603 | 72.7301 | 324.6818
2023 | 3 | 29 | 23 | 33.7172 | 69.23 | 299.0995
2023 | 3 | 30 | 0 | 32.836 | 69.2308 | 286.8936
2023 | 3 | 30 | 1 | 30.9253 | 67.0817 | 278.7689
2023 | 3 | 30 | 2 | 30.2745 | 66.4085 | 276.0653
2023 | 3 | 30 | 3 | 29.9989 | 66.0364 | 275.9511
2023 | 3 | 30 | 4 | 30.9199 | 66.0676 | 279.4379
2023 | 3 | 30 | 5 | 33.0373 | 69.0039 | 290.7003
2023 | 3 | 30 | 6 | 36.6444 | 75.3167 | 315.4866
2023 | 3 | 30 | 7 | 38.8932 | 81.9821 | 340.1354
2023 | 3 | 30 | 8 | 39.4393 | 86.2957 | 340.6842
2023 | 3 | 30 | 9 | 39.2659 | 87.7581 | 325.6652
2023 | 3 | 30 | 10 | 39.0876 | 88.2108 | 308.12
2023 | 3 | 30 | 11 | 39.1109 | 90.4961 | 297.974
2023 | 3 | 30 | 12 | 37.6055 | 90.8833 | 305.9823
2023 | 3 | 30 | 13 | 37.3843 | 90.6377 | 305.0477
2023 | 3 | 30 | 14 | 37.1183 | 86.1895 | 302.4932
2023 | 3 | 30 | 15 | 37.9568 | 84.4998 | 303.2072
2023 | 3 | 30 | 16 | 39.7557 | 85.3246 | 312.5785
2023 | 3 | 30 | 17 | 41.3739 | 81.2611 | 331.4658
2023 | 3 | 30 | 18 | 43.0884 | 77.1058 | 348.1089
2023 | 3 | 30 | 19 | 43.1383 | 77.6442 | 361.7815
2023 | 3 | 30 | 20 | 42.0782 | 78.0141 | 366.9634
2023 | 3 | 30 | 21 | 38.6456 | 74.6575 | 349.3335
2023 | 3 | 30 | 22 | 35.1507 | 71.0169 | 323.7086
2023 | 3 | 30 | 23 | 32.435 | 68.0679 | 297.721
2023 | 3 | 31 | 0 | 31.4526 | 67.1153 | 274.3252
2023 | 3 | 31 | 1 | 30.4915 | 64.3631 | 276.3631
2023 | 3 | 31 | 2 | 29.805 | 62.9234 | 273.5259
2023 | 3 | 31 | 3 | 29.483 | 62.3777 | 273.6438
2023 | 3 | 31 | 4 | 30.2856 | 62.9783 | 277.1284
2023 | 3 | 31 | 5 | 32.3196 | 65.2111 | 288.6176
2023 | 3 | 31 | 6 | 35.6728 | 70.9595 | 315.5338
2023 | 3 | 31 | 7 | 38.3598 | 77.7338 | 340.8261
2023 | 3 | 31 | 8 | 39.4695 | 81.6811 | 338.8176
2023 | 3 | 31 | 9 | 39.5637 | 84.7281 | 317.9491
2023 | 3 | 31 | 10 | 39.4384 | 84.1468 | 296.4138
2023 | 3 | 31 | 11 | 39.2961 | 86.1327 | 281.8383
2023 | 3 | 31 | 12 | 39.3439 | 85.1814 | 304.8548
2023 | 3 | 31 | 13 | 39.0892 | 85.3175 | 302.585
2023 | 3 | 31 | 14 | 38.5762 | 80.5466 | 299.5458
2023 | 3 | 31 | 15 | 38.9745 | 77.0534 | 299.6311
2023 | 3 | 31 | 16 | 40.3655 | 76.9154 | 309.3208
2023 | 3 | 31 | 17 | 41.4091 | 70.9419 | 329.086
2023 | 3 | 31 | 18 | 39.9195 | 67.2655 | 357.6723
2023 | 3 | 31 | 19 | 40.0556 | 67.2081 | 369.5803
2023 | 3 | 31 | 20 | 39.546 | 68.3038 | 373.5877
2023 | 3 | 31 | 21 | 36.7429 | 66.1192 | 356.2679
2023 | 3 | 31 | 22 | 33.9475 | 62.689 | 333.1043
2023 | 3 | 31 | 23 | 31.4358 | 58.7439 | 310.2309
2023 | 4 | 1 | 0 | 30.2384 | 58.2543 | 297.7798
2023 | 4 | 1 | 1 | 29.9062 | 65.7708 | 287.3184
2023 | 4 | 1 | 2 | 29.0599 | 64.426 | 283.2349
2023 | 4 | 1 | 3 | 28.6397 | 63.6528 | 280.938
2023 | 4 | 1 | 4 | 28.9245 | 64.0282 | 283.3166
2023 | 4 | 1 | 5 | 30.0547 | 65.9528 | 291.402
2023 | 4 | 1 | 6 | 32.3198 | 74.1456 | 313.0092
2023 | 4 | 1 | 7 | 34.3851 | 76.9668 | 324.5931
2023 | 4 | 1 | 8 | 36.3598 | 79.3939 | 318.3568
2023 | 4 | 1 | 9 | 37.7002 | 81.3573 | 312.4166
2023 | 4 | 1 | 10 | 38.0399 | 83.0461 | 301.7494
2023 | 4 | 1 | 11 | 37.9436 | 85.1819 | 292.2896
2023 | 4 | 1 | 12 | 36.2541 | 79.8081 | 286.4413
2023 | 4 | 1 | 13 | 35.4214 | 78.5087 | 279.3035
2023 | 4 | 1 | 14 | 34.5525 | 68.1591 | 276.1732
2023 | 4 | 1 | 15 | 34.4232 | 69.8472 | 283.0854
2023 | 4 | 1 | 16 | 35.621 | 74.6518 | 297.6914
2023 | 4 | 1 | 17 | 36.989 | 74.0094 | 319.4916
2023 | 4 | 1 | 18 | 38.9707 | 74.8438 | 325.768
2023 | 4 | 1 | 19 | 39.0692 | 75.2833 | 344.7802
2023 | 4 | 1 | 20 | 38.8998 | 81.4129 | 350.1791
2023 | 4 | 1 | 21 | 36.1473 | 73.8876 | 331.134
2023 | 4 | 1 | 22 | 33.428 | 70.5317 | 312.4133
2023 | 4 | 1 | 23 | 31.3536 | 73.0233 | 295.191
2023 | 4 | 2 | 0 | 30.2754 | 74.0096 | 285.8013
2023 | 4 | 2 | 1 | 28.7137 | 72.1102 | 279.274
2023 | 4 | 2 | 2 | 28.0197 | 70.9873 | 275.2832
2023 | 4 | 2 | 3 | 27.6073 | 70.2261 | 272.7746
2023 | 4 | 2 | 4 | 27.7672 | 69.4667 | 274.6921
2023 | 4 | 2 | 5 | 28.7247 | 71.3709 | 281.7196
2023 | 4 | 2 | 6 | 30.266 | 76.0684 | 302.9092
2023 | 4 | 2 | 7 | 32.2719 | 78.0778 | 310.4263
2023 | 4 | 2 | 8 | 34.847 | 77.6373 | 304.9635
2023 | 4 | 2 | 9 | 36.8507 | 76.7344 | 305.084
2023 | 4 | 2 | 10 | 37.9767 | 77.1605 | 297.8419
2023 | 4 | 2 | 11 | 38.3062 | 78.8373 | 290.5044
2023 | 4 | 2 | 12 | 36.2626 | 76.6793 | 289.6571
2023 | 4 | 2 | 13 | 35.9141 | 76.2674 | 284.4989
2023 | 4 | 2 | 14 | 35.3486 | 66.7007 | 282.4006
2023 | 4 | 2 | 15 | 35.5172 | 69.1997 | 290.122
2023 | 4 | 2 | 16 | 36.8926 | 74.6791 | 307.3223
2023 | 4 | 2 | 17 | 38.5668 | 76.0336 | 329.4293
2023 | 4 | 2 | 18 | 37.8007 | 78.8537 | 341.5238
2023 | 4 | 2 | 19 | 37.5352 | 78.8723 | 350.6422
2023 | 4 | 2 | 20 | 37.4532 | 86.0162 | 352.4064
2023 | 4 | 2 | 21 | 34.6372 | 77.1784 | 328.5133
2023 | 4 | 2 | 22 | 31.8145 | 76.3659 | 302.8781
2023 | 4 | 2 | 23 | 30.0896 | 75.7288 | 279.6302
2023 | 4 | 3 | 0 | 29.7142 | 75.949 | 272.7236
2023 | 4 | 3 | 1 | 30.351 | 72.595 | 265.8612
2023 | 4 | 3 | 2 | 29.9764 | 71.826 | 264.017
2023 | 4 | 3 | 3 | 29.9149 | 71.1762 | 263.5216
2023 | 4 | 3 | 4 | 30.958 | 70.0854 | 267.1299
2023 | 4 | 3 | 5 | 33.2751 | 72.7584 | 278.6259
2023 | 4 | 3 | 6 | 36.468 | 79.9682 | 309.6196
2023 | 4 | 3 | 7 | 39.2 | 87.2206 | 332.6627
2023 | 4 | 3 | 8 | 40.301 | 94.8908 | 324.7811
2023 | 4 | 3 | 9 | 40.3872 | 95.2547 | 298.6079
2023 | 4 | 3 | 10 | 40.8712 | 94.9144 | 270.6929
2023 | 4 | 3 | 11 | 41.1135 | 96.1842 | 255.0818
2023 | 4 | 3 | 12 | 39.67 | 92.7508 | 271.8543
2023 | 4 | 3 | 13 | 39.3979 | 91.4654 | 266.1642
2023 | 4 | 3 | 14 | 39.2511 | 78.5997 | 264.2774
2023 | 4 | 3 | 15 | 40.0205 | 81.1625 | 269.7472
2023 | 4 | 3 | 16 | 42.03 | 86.7259 | 283.6487
2023 | 4 | 3 | 17 | 43.9632 | 86.124 | 305.2829
2023 | 4 | 3 | 18 | 43.8804 | 83.5201 | 310.0201
2023 | 4 | 3 | 19 | 44.5957 | 83.8937 | 330.2037
2023 | 4 | 3 | 20 | 44.8961 | 90.0676 | 342.3602
2023 | 4 | 3 | 21 | 41.6144 | 81.8919 | 324.2498
2023 | 4 | 3 | 22 | 37.837 | 78.5643 | 298.758
2023 | 4 | 3 | 23 | 34.6942 | 78.1271 | 274.3617
2023 | 4 | 4 | 0 | 33.6916 | 76.9756 | 262.5483
2023 | 4 | 4 | 1 | 32.4375 | 71.5513 | 255.8619
2023 | 4 | 4 | 2 | 31.9788 | 70.6514 | 253.1687
2023 | 4 | 4 | 3 | 31.8203 | 69.2588 | 251.9719
2023 | 4 | 4 | 4 | 32.8145 | 67.1104 | 254.7964
2023 | 4 | 4 | 5 | 35.0744 | 69.4612 | 265.4562
2023 | 4 | 4 | 6 | 38.1775 | 76.9783 | 289.0451
2023 | 4 | 4 | 7 | 40.6661 | 84.0918 | 313.8659
2023 | 4 | 4 | 8 | 41.5553 | 90.0608 | 317.2821
2023 | 4 | 4 | 9 | 41.5271 | 90.551 | 307.4792
2023 | 4 | 4 | 10 | 41.602 | 90.5414 | 291.5806
2023 | 4 | 4 | 11 | 41.6199 | 94.0932 | 281.4003
2023 | 4 | 4 | 12 | 41.4523 | 89.2948 | 289.5445
2023 | 4 | 4 | 13 | 41.3652 | 88.2016 | 287.1002
2023 | 4 | 4 | 14 | 41.3743 | 74.9512 | 286.8494
2023 | 4 | 4 | 15 | 42.3483 | 78.5255 | 293.5669
2023 | 4 | 4 | 16 | 44.2718 | 85.1549 | 306.6254
2023 | 4 | 4 | 17 | 45.7186 | 83.6116 | 321.1131
2023 | 4 | 4 | 18 | 44.2097 | 81.2072 | 319.9079
2023 | 4 | 4 | 19 | 44.4466 | 80.7266 | 330.9968
2023 | 4 | 4 | 20 | 44.3282 | 87.3175 | 339.4924
2023 | 4 | 4 | 21 | 40.8113 | 79.8503 | 320.0842
2023 | 4 | 4 | 22 | 37.0345 | 77.0383 | 293.9692
2023 | 4 | 4 | 23 | 34.0114 | 76.475 | 269.2004
2023 | 4 | 5 | 0 | 33.1604 | 75.089 | 258.1333
2023 | 4 | 5 | 1 | 33.0032 | 70.6891 | 245.0985
2023 | 4 | 5 | 2 | 32.5031 | 69.7349 | 242.7206
2023 | 4 | 5 | 3 | 32.2856 | 68.3518 | 241.3001
2023 | 4 | 5 | 4 | 33.2534 | 66.0169 | 244.4409
2023 | 4 | 5 | 5 | 35.555 | 68.5641 | 255.428
2023 | 4 | 5 | 6 | 38.9085 | 75.1769 | 273.7656
2023 | 4 | 5 | 7 | 41.402 | 82.0008 | 297.6094
2023 | 4 | 5 | 8 | 42.1484 | 87.7655 | 303.7295
2023 | 4 | 5 | 9 | 41.8375 | 89.3267 | 300.1347
2023 | 4 | 5 | 10 | 41.7745 | 88.6293 | 288.9291
2023 | 4 | 5 | 11 | 41.6631 | 90.3155 | 281.4874
2023 | 4 | 5 | 12 | 41.5958 | 88.0572 | 259.9244
2023 | 4 | 5 | 13 | 41.3901 | 86.707 | 256.9392
2023 | 4 | 5 | 14 | 41.3137 | 73.3944 | 256.4804
2023 | 4 | 5 | 15 | 42.0322 | 77.2246 | 261.3326
2023 | 4 | 5 | 16 | 43.8517 | 83.4509 | 274.998
2023 | 4 | 5 | 17 | 45.5129 | 81.1195 | 293.3327
2023 | 4 | 5 | 18 | 47.4157 | 80.1466 | 313.618
2023 | 4 | 5 | 19 | 47.2759 | 79.3626 | 320.4185
2023 | 4 | 5 | 20 | 46.9312 | 85.7313 | 327.545
2023 | 4 | 5 | 21 | 43.3964 | 79.0816 | 307.9931
2023 | 4 | 5 | 22 | 39.4626 | 76.2583 | 281.0961
2023 | 4 | 5 | 23 | 36.1642 | 75.4649 | 255.6297
2023 | 4 | 6 | 0 | 34.219 | 73.409 | 236.9971
2023 | 4 | 6 | 1 | 33.9981 | 70.567 | 234.8074
2023 | 4 | 6 | 2 | 33.3575 | 69.6119 | 232.1111
2023 | 4 | 6 | 3 | 33.0618 | 68.3643 | 231.1715
2023 | 4 | 6 | 4 | 33.9667 | 66.3105 | 234.5472
2023 | 4 | 6 | 5 | 36.1087 | 68.9277 | 246.0603
2023 | 4 | 6 | 6 | 38.8715 | 75.5273 | 273.4062
2023 | 4 | 6 | 7 | 41.3199 | 82.0124 | 297.1746
2023 | 4 | 6 | 8 | 42.4538 | 88.4985 | 299.5801
2023 | 4 | 6 | 9 | 42.8787 | 90.0834 | 290.8159
2023 | 4 | 6 | 10 | 43.637 | 90.9851 | 276.6084
2023 | 4 | 6 | 11 | 44.0229 | 91.7323 | 268.0532
2023 | 4 | 6 | 12 | 43.3746 | 90.4166 | 263.0745
2023 | 4 | 6 | 13 | 43.2519 | 89.8248 | 260.5919
2023 | 4 | 6 | 14 | 43.3483 | 77.4121 | 261.2727
2023 | 4 | 6 | 15 | 44.3169 | 79.777 | 268.319
2023 | 4 | 6 | 16 | 45.9891 | 85.5348 | 283.1919
2023 | 4 | 6 | 17 | 47.3572 | 82.5939 | 300.8626
2023 | 4 | 6 | 18 | 47.6781 | 81.643 | 316.7711
2023 | 4 | 6 | 19 | 47.6238 | 80.5688 | 325.7823
2023 | 4 | 6 | 20 | 47.0444 | 85.8229 | 334.7022
2023 | 4 | 6 | 21 | 43.5389 | 77.983 | 316.1727
2023 | 4 | 6 | 22 | 39.7359 | 75.3803 | 289.8415
2023 | 4 | 6 | 23 | 36.6918 | 74.4757 | 264.674
2023 | 4 | 7 | 0 | 35.4518 | 72.6656 | 253.4128
2023 | 4 | 7 | 1 | 23.9641 | 55.8164 | 238.2158
2023 | 4 | 7 | 2 | 23.2816 | 53.7843 | 237.9496
2023 | 4 | 7 | 3 | 23.1108 | 59.1243 | 238.0662
2023 | 4 | 7 | 4 | 23.484 | 58.4112 | 245.7884
2023 | 4 | 7 | 5 | 24.3571 | 59.429 | 256.1941
2023 | 4 | 7 | 6 | 25.3375 | 60.0812 | 259.9636
2023 | 4 | 7 | 7 | 26.5072 | 65.0413 | 273.8905
2023 | 4 | 7 | 8 | 28.414 | 60.5563 | 295.6791
2023 | 4 | 7 | 9 | 29.9305 | 71.6777 | 315.612
2023 | 4 | 7 | 10 | 30.7781 | 74.8484 | 318.3844
2023 | 4 | 7 | 11 | 31.1402 | 72.7805 | 314.0639
2023 | 4 | 7 | 12 | 31.5645 | 62.8647 | 318.8385
2023 | 4 | 7 | 13 | 31.0616 | 63.8405 | 316.8707
2023 | 4 | 7 | 14 | 30.335 | 59.0054 | 307.2504
2023 | 4 | 7 | 15 | 31.4325 | 62.4846 | 313.2643
2023 | 4 | 7 | 16 | 32.5475 | 59.9301 | 322.5999
2023 | 4 | 7 | 17 | 34.2295 | 67.3771 | 336.506
2023 | 4 | 7 | 18 | 35.5583 | 58.9491 | 346.5461
2023 | 4 | 7 | 19 | 35.272 | 64.0666 | 345.1933
2023 | 4 | 7 | 20 | 35.597 | 64.5624 | 350.8652
2023 | 4 | 7 | 21 | 34.5442 | 62.143 | 333.9904
2023 | 4 | 7 | 22 | 33.6784 | 60.5547 | 314.4726
2023 | 4 | 7 | 23 | 32.4329 | 60.2629 | 294.4471
2023 | 4 | 8 | 0 | 30.7654 | 59.7091 | 276.6999
2023 | 4 | 8 | 1 | 32.6383 | 65.809 | 273.1267
2023 | 4 | 8 | 2 | 31.756 | 64.8819 | 268.671
2023 | 4 | 8 | 3 | 31.2838 | 64.1474 | 266.1822
2023 | 4 | 8 | 4 | 31.7323 | 63.1835 | 267.8138
2023 | 4 | 8 | 5 | 32.9719 | 64.9023 | 274.7534
2023 | 4 | 8 | 6 | 34.9713 | 69.6513 | 284.7982
2023 | 4 | 8 | 7 | 36.5106 | 71.7061 | 298.8544
2023 | 4 | 8 | 8 | 38.0599 | 74.2959 | 312.6669
2023 | 4 | 8 | 9 | 39.1965 | 76.0709 | 328.7302
2023 | 4 | 8 | 10 | 39.6312 | 77.4892 | 329.0884
2023 | 4 | 8 | 11 | 39.5789 | 79.2977 | 325.3713
2023 | 4 | 8 | 12 | 37.9652 | 75.7992 | 327.8003
2023 | 4 | 8 | 13 | 37.0909 | 74.5642 | 323.9302
2023 | 4 | 8 | 14 | 36.1812 | 65.3409 | 320.941
2023 | 4 | 8 | 15 | 36.0485 | 65.8719 | 328.6179
2023 | 4 | 8 | 16 | 37.2134 | 69.9714 | 342.1088
2023 | 4 | 8 | 17 | 38.5342 | 69.3474 | 353.5309
2023 | 4 | 8 | 18 | 40.0712 | 72.9998 | 361.8662
2023 | 4 | 8 | 19 | 40.2807 | 72.3987 | 358.2934
2023 | 4 | 8 | 20 | 40.3515 | 77.2457 | 354.7447
2023 | 4 | 8 | 21 | 37.7585 | 70.3504 | 332.8312
2023 | 4 | 8 | 22 | 34.9892 | 68.3659 | 311.4565
2023 | 4 | 8 | 23 | 32.8227 | 68.8034 | 291.9477
2023 | 4 | 9 | 0 | 31.7051 | 68.0938 | 276.7312
2023 | 4 | 9 | 1 | 29.1603 | 62.0906 | 272.9484
2023 | 4 | 9 | 2 | 28.1453 | 61.3004 | 267.8999
2023 | 4 | 9 | 3 | 27.9549 | 60.6352 | 263.9874
2023 | 4 | 9 | 4 | 28.272 | 60.966 | 263.4986
2023 | 4 | 9 | 5 | 28.9445 | 61.6764 | 267.9507
2023 | 4 | 9 | 6 | 30.2048 | 64.853 | 269.5101
2023 | 4 | 9 | 7 | 32.1776 | 64.5866 | 282.9539
2023 | 4 | 9 | 8 | 34.8729 | 64.3841 | 305.2236
2023 | 4 | 9 | 9 | 36.6369 | 63.6891 | 332.594
2023 | 4 | 9 | 10 | 37.482 | 65.7296 | 339.679
2023 | 4 | 9 | 11 | 38.4114 | 66.1802 | 341.092
2023 | 4 | 9 | 12 | 39.5297 | 72.3561 | 315.0766
2023 | 4 | 9 | 13 | 39.1354 | 71.4699 | 307.539
2023 | 4 | 9 | 14 | 38.3882 | 69.2357 | 309.0288
2023 | 4 | 9 | 15 | 38.4897 | 67.0882 | 316.5409
2023 | 4 | 9 | 16 | 39.0826 | 68.563 | 311.6429
2023 | 4 | 9 | 17 | 38.9977 | 67.1618 | 314.4485
2023 | 4 | 9 | 18 | 38.724 | 62.6753 | 320.785
2023 | 4 | 9 | 19 | 39.2782 | 63.3321 | 324.4356
2023 | 4 | 9 | 20 | 38.7539 | 66.5326 | 329.4968
2023 | 4 | 9 | 21 | 36.3553 | 64.0268 | 314.1291
2023 | 4 | 9 | 22 | 33.5417 | 63.2882 | 293.6939
2023 | 4 | 9 | 23 | 31.5858 | 62.3453 | 273.0279
2023 | 4 | 10 | 0 | 30.6065 | 64.8897 | 261.4588
2023 | 4 | 10 | 1 | 29.0476 | 63.9645 | 260.463
2023 | 4 | 10 | 2 | 28.7756 | 63.523 | 258.1731
2023 | 4 | 10 | 3 | 28.7466 | 63.716 | 257.9509
2023 | 4 | 10 | 4 | 29.6435 | 64.506 | 262.0696
2023 | 4 | 10 | 5 | 31.7119 | 67.0142 | 271.3801
2023 | 4 | 10 | 6 | 34.5997 | 74.0357 | 285.4609
2023 | 4 | 10 | 7 | 36.5256 | 81.3594 | 305.9113
2023 | 4 | 10 | 8 | 38.4114 | 90.023 | 325.6179
2023 | 4 | 10 | 9 | 40.1874 | 95.2 | 330.4717
2023 | 4 | 10 | 10 | 41.1555 | 98.3131 | 327.7478
2023 | 4 | 10 | 11 | 41.8369 | 96.4947 | 318.7954
2023 | 4 | 10 | 12 | 41.5468 | 95.5067 | 313.2186
2023 | 4 | 10 | 13 | 41.2952 | 94.9335 | 313.9518
2023 | 4 | 10 | 14 | 41.3058 | 92.539 | 312.7323
2023 | 4 | 10 | 15 | 41.9602 | 91.0311 | 312.1508
2023 | 4 | 10 | 16 | 43.3002 | 90.0311 | 319.3105
2023 | 4 | 10 | 17 | 44.632 | 84.897 | 334.9671
2023 | 4 | 10 | 18 | 43.1784 | 82.0407 | 351.0748
2023 | 4 | 10 | 19 | 43.008 | 82.847 | 362.7174
2023 | 4 | 10 | 20 | 42.7548 | 85.5845 | 371.1899
2023 | 4 | 10 | 21 | 39.2917 | 80.6931 | 351.896
2023 | 4 | 10 | 22 | 35.3717 | 75.7657 | 323.6914
2023 | 4 | 10 | 23 | 32.1733 | 73.0562 | 294.1647
2023 | 4 | 11 | 0 | 32.0594 | 72.4865 | 280.4447
2023 | 4 | 11 | 1 | 31.1023 | 71.5517 | 264.2702
2023 | 4 | 11 | 2 | 30.5773 | 70.4352 | 261.9498
2023 | 4 | 11 | 3 | 30.3622 | 69.3979 | 261.1205
2023 | 4 | 11 | 4 | 31.4589 | 68.4752 | 263.9812
2023 | 4 | 11 | 5 | 33.8349 | 70.6348 | 274.7847
2023 | 4 | 11 | 6 | 37.4341 | 75.9509 | 295.2737
2023 | 4 | 11 | 7 | 39.93 | 82.7848 | 318.6999
2023 | 4 | 11 | 8 | 41.0313 | 88.8951 | 324.4258
2023 | 4 | 11 | 9 | 41.322 | 90.2068 | 319.9203
2023 | 4 | 11 | 10 | 41.6804 | 91.078 | 310.1171
2023 | 4 | 11 | 11 | 41.9185 | 94.1157 | 302.7104
2023 | 4 | 11 | 12 | 41.2197 | 90.3176 | 304.2992
2023 | 4 | 11 | 13 | 41.1227 | 89.378 | 302.1516
2023 | 4 | 11 | 14 | 41.108 | 77.7985 | 300.9094
2023 | 4 | 11 | 15 | 42.0097 | 79.7622 | 305.145
2023 | 4 | 11 | 16 | 43.9121 | 85.1138 | 316.2192
2023 | 4 | 11 | 17 | 45.4655 | 83.012 | 328.7963
2023 | 4 | 11 | 18 | 45.3098 | 81.3604 | 339.1963
2023 | 4 | 11 | 19 | 44.8536 | 80.8864 | 342.5516
2023 | 4 | 11 | 20 | 44.1671 | 86.4966 | 347.2018
2023 | 4 | 11 | 21 | 40.5224 | 79.5594 | 328.1308
2023 | 4 | 11 | 22 | 36.5435 | 77.2689 | 301.0285
2023 | 4 | 11 | 23 | 33.4576 | 75.8486 | 274.9809
2023 | 4 | 12 | 0 | 32.8063 | 75.1632 | 262.2176
2023 | 4 | 12 | 1 | 31.6989 | 72.5309 | 257.3839
2023 | 4 | 12 | 2 | 31.2194 | 71.2875 | 255.4347
2023 | 4 | 12 | 3 | 31.0258 | 69.9706 | 254.9359
2023 | 4 | 12 | 4 | 32.1497 | 68.6883 | 258.5606
2023 | 4 | 12 | 5 | 34.5928 | 70.9561 | 270.3888
2023 | 4 | 12 | 6 | 38.2118 | 77.3134 | 290.1746
2023 | 4 | 12 | 7 | 40.7126 | 84.0905 | 313.7125
2023 | 4 | 12 | 8 | 41.7267 | 89.3566 | 320.9428
2023 | 4 | 12 | 9 | 42.0552 | 90.6407 | 320.0844
2023 | 4 | 12 | 10 | 42.4696 | 90.5053 | 312.7233
2023 | 4 | 12 | 11 | 42.7419 | 94.4529 | 305.676
2023 | 4 | 12 | 12 | 42.6289 | 92.9805 | 289.344
2023 | 4 | 12 | 13 | 42.5809 | 91.7446 | 287.6573
2023 | 4 | 12 | 14 | 42.7007 | 82.4025 | 287.4151
2023 | 4 | 12 | 15 | 43.6921 | 83.6565 | 291.3425
2023 | 4 | 12 | 16 | 45.6418 | 87.6789 | 304.4514
2023 | 4 | 12 | 17 | 47.0847 | 85.6003 | 321.3141
2023 | 4 | 12 | 18 | 47.9512 | 83.3392 | 328.296
2023 | 4 | 12 | 19 | 47.679 | 81.9938 | 341.6593
2023 | 4 | 12 | 20 | 47.014 | 86.6728 | 351.4975
2023 | 4 | 12 | 21 | 43.6106 | 79.122 | 336.0803
2023 | 4 | 12 | 22 | 39.6539 | 76.466 | 309.4592
2023 | 4 | 12 | 23 | 36.3648 | 75.1346 | 283.6509
2023 | 4 | 13 | 0 | 33.8237 | 74.0373 | 267.17
2023 | 4 | 13 | 1 | 33.8278 | 71.9383 | 262.537
2023 | 4 | 13 | 2 | 33.3077 | 70.7939 | 260.548
2023 | 4 | 13 | 3 | 33.1224 | 69.3592 | 260.4681
2023 | 4 | 13 | 4 | 34.1426 | 68.2046 | 264.2723
2023 | 4 | 13 | 5 | 36.3881 | 70.3586 | 276.0709
2023 | 4 | 13 | 6 | 39.4732 | 77.7266 | 300.945
2023 | 4 | 13 | 7 | 41.9659 | 84.8093 | 320.7248
2023 | 4 | 13 | 8 | 43.0878 | 90.8806 | 309.1474
2023 | 4 | 13 | 9 | 43.38 | 93.1525 | 280.999
2023 | 4 | 13 | 10 | 43.8759 | 94.9195 | 257.182
2023 | 4 | 13 | 11 | 44.1125 | 98.4231 | 244.2218
2023 | 4 | 13 | 12 | 43.3319 | 96.7617 | 229.3887
2023 | 4 | 13 | 13 | 43.1053 | 96.0679 | 222.8686
2023 | 4 | 13 | 14 | 43.1699 | 86.4842 | 220.5486
2023 | 4 | 13 | 15 | 44.0715 | 87.9974 | 223.2905
2023 | 4 | 13 | 16 | 45.7579 | 91.6477 | 238.2854
2023 | 4 | 13 | 17 | 47.2672 | 89.1376 | 267.422
2023 | 4 | 13 | 18 | 45.6876 | 82.1854 | 295.1338
2023 | 4 | 13 | 19 | 46.3844 | 81.574 | 320.2621
2023 | 4 | 13 | 20 | 46.7143 | 86.0293 | 336.5473
2023 | 4 | 13 | 21 | 43.9655 | 78.7082 | 325.5234
2023 | 4 | 13 | 22 | 40.256 | 76.3344 | 301.5357
2023 | 4 | 13 | 23 | 36.9977 | 74.7537 | 276.7865
2023 | 4 | 14 | 0 | 35.8059 | 73.7597 | 260.8054
2023 | 4 | 14 | 1 | 34.0213 | 70.8181 | 251.5282
2023 | 4 | 14 | 2 | 33.3622 | 69.686 | 248.436
2023 | 4 | 14 | 3 | 33.0588 | 68.6956 | 247.5123
2023 | 4 | 14 | 4 | 33.9838 | 67.3487 | 250.7699
2023 | 4 | 14 | 5 | 36.1565 | 69.3676 | 261.9561
2023 | 4 | 14 | 6 | 39.4197 | 76.0505 | 290.0596
2023 | 4 | 14 | 7 | 41.6574 | 82.3241 | 309.1603
2023 | 4 | 14 | 8 | 42.4759 | 87.1595 | 300.4829
2023 | 4 | 14 | 9 | 42.441 | 89.2762 | 279.5657
2023 | 4 | 14 | 10 | 42.3934 | 89.8592 | 261.0335
2023 | 4 | 14 | 11 | 42.2669 | 93.2243 | 248.2347
2023 | 4 | 14 | 12 | 43.5204 | 92.8189 | 224.8685
2023 | 4 | 14 | 13 | 43.3396 | 91.9407 | 218.9272
2023 | 4 | 14 | 14 | 43.2249 | 82.1662 | 216.341
2023 | 4 | 14 | 15 | 43.8268 | 82.541 | 217.9634
2023 | 4 | 14 | 16 | 45.0571 | 85.6233 | 230.0508
2023 | 4 | 14 | 17 | 45.8828 | 82.5653 | 253.9612
2023 | 4 | 14 | 18 | 45.863 | 77.0265 | 274.0389
2023 | 4 | 14 | 19 | 45.3736 | 76.4338 | 297.8595
2023 | 4 | 14 | 20 | 44.5293 | 81.966 | 312.1785
2023 | 4 | 14 | 21 | 41.4346 | 75.8737 | 301.7718
2023 | 4 | 14 | 22 | 38.0361 | 73.9918 | 281.3783
2023 | 4 | 14 | 23 | 35.1526 | 70.8236 | 260.372
2023 | 4 | 15 | 0 | 32.8101 | 69.3174 | 244.4934
2023 | 4 | 15 | 1 | 31.9404 | 67.1385 | 234.8077
2023 | 4 | 15 | 2 | 31.1249 | 66.2777 | 230.9214
2023 | 4 | 15 | 3 | 30.7326 | 65.4632 | 229.0406
2023 | 4 | 15 | 4 | 31.2963 | 64.4187 | 231.2569
2023 | 4 | 15 | 5 | 32.655 | 66.0007 | 239.1256
2023 | 4 | 15 | 6 | 34.796 | 70.5067 | 257.4175
2023 | 4 | 15 | 7 | 36.443 | 72.7065 | 264.1674
2023 | 4 | 15 | 8 | 38.2883 | 73.4783 | 251.5377
2023 | 4 | 15 | 9 | 40.2004 | 74.1782 | 232.5116
2023 | 4 | 15 | 10 | 41.0585 | 75.4805 | 215.7448
2023 | 4 | 15 | 11 | 41.3142 | 80.173 | 205.8534
2023 | 4 | 15 | 12 | 41.0569 | 80.9496 | 196.4784
2023 | 4 | 15 | 13 | 40.4111 | 79.7187 | 188.775
2023 | 4 | 15 | 14 | 39.7994 | 72.5424 | 183.2783
2023 | 4 | 15 | 15 | 39.9584 | 71.8922 | 184.4989
2023 | 4 | 15 | 16 | 41.2262 | 74.6546 | 199.839
2023 | 4 | 15 | 17 | 42.2117 | 74.0295 | 231.4923
2023 | 4 | 15 | 18 | 43.6612 | 71.0191 | 259.9671
2023 | 4 | 15 | 19 | 42.5511 | 70.7274 | 279.3514
2023 | 4 | 15 | 20 | 41.1045 | 74.6183 | 287.9945
2023 | 4 | 15 | 21 | 37.8323 | 68.7224 | 276.2172
2023 | 4 | 15 | 22 | 34.7784 | 67.6284 | 258.4222
2023 | 4 | 15 | 23 | 32.6116 | 66.2733 | 241.0953
2023 | 4 | 16 | 0 | 32.5357 | 67.3165 | 230.7107
2023 | 4 | 16 | 1 | 32.2363 | 65.0104 | 224.7858
2023 | 4 | 16 | 2 | 31.6596 | 64.0825 | 220.8968
2023 | 4 | 16 | 3 | 31.3998 | 63.3426 | 218.9174
2023 | 4 | 16 | 4 | 32.0687 | 62.5051 | 220.8512
2023 | 4 | 16 | 5 | 33.4071 | 63.5253 | 227.4002
2023 | 4 | 16 | 6 | 35.1557 | 66.2921 | 242.0157
2023 | 4 | 16 | 7 | 36.6269 | 67.979 | 245.3891
2023 | 4 | 16 | 8 | 38.7557 | 68.3835 | 232.7273
2023 | 4 | 16 | 9 | 41.4204 | 69.3583 | 215.4718
2023 | 4 | 16 | 10 | 43.6181 | 71.2775 | 201.7366
2023 | 4 | 16 | 11 | 44.7871 | 75.5884 | 192.3927
2023 | 4 | 16 | 12 | 45.4373 | 72.3742 | 187.4513
2023 | 4 | 16 | 13 | 45.3785 | 72.6311 | 183.2926
2023 | 4 | 16 | 14 | 45.586 | 67.8115 | 179.7796
2023 | 4 | 16 | 15 | 46.542 | 67.3838 | 182.2947
2023 | 4 | 16 | 16 | 48.3317 | 69.7573 | 198.7874
2023 | 4 | 16 | 17 | 49.6565 | 69.2593 | 231.9884
2023 | 4 | 16 | 18 | 48.3959 | 69.2302 | 270.1322
2023 | 4 | 16 | 19 | 47.6375 | 68.7795 | 282.8206
2023 | 4 | 16 | 20 | 46.3547 | 73.6768 | 289.2827
2023 | 4 | 16 | 21 | 42.8832 | 68.595 | 274.3742
2023 | 4 | 16 | 22 | 39.1497 | 67.4395 | 250.3378
2023 | 4 | 16 | 23 | 36.4605 | 65.7759 | 226.4718
2023 | 4 | 17 | 0 | 34.8838 | 67.1631 | 214.6819
2023 | 4 | 17 | 1 | 34.4102 | 63.7337 | 208.8733
2023 | 4 | 17 | 2 | 34.192 | 63.3937 | 206.5771
2023 | 4 | 17 | 3 | 34.318 | 63.0735 | 205.632
2023 | 4 | 17 | 4 | 35.5256 | 62.1813 | 209.1582
2023 | 4 | 17 | 5 | 38.0057 | 64.4441 | 221.5287
2023 | 4 | 17 | 6 | 41.2331 | 71.7381 | 244.0059
2023 | 4 | 17 | 7 | 43.5657 | 79.1704 | 268.1355
2023 | 4 | 17 | 8 | 44.1822 | 86.6255 | 273.6027
2023 | 4 | 17 | 9 | 43.483 | 89.075 | 268.0269
2023 | 4 | 17 | 10 | 42.9516 | 89.8128 | 256.7104
2023 | 4 | 17 | 11 | 42.5574 | 92.6961 | 247.9718
2023 | 4 | 17 | 12 | 41.5804 | 92.0516 | 242.8125
2023 | 4 | 17 | 13 | 41.0808 | 91.2748 | 240.4661
2023 | 4 | 17 | 14 | 40.8938 | 83.8589 | 239.5043
2023 | 4 | 17 | 15 | 41.6646 | 84.1142 | 242.4056
2023 | 4 | 17 | 16 | 43.7704 | 86.374 | 255.2941
2023 | 4 | 17 | 17 | 45.8174 | 82.9033 | 273.0023
2023 | 4 | 17 | 18 | 47.0714 | 76.7684 | 293.1062
2023 | 4 | 17 | 19 | 47.7454 | 76.0409 | 294.3362
2023 | 4 | 17 | 20 | 47.813 | 79.3487 | 296.3037
2023 | 4 | 17 | 21 | 45.0721 | 73.5821 | 277.9716
2023 | 4 | 17 | 22 | 41.2068 | 71.6228 | 250.3778
2023 | 4 | 17 | 23 | 37.8938 | 68.4074 | 225.9482
2023 | 4 | 18 | 0 | 35.9405 | 66.8236 | 209.764
2023 | 4 | 18 | 1 | 35.6375 | 66.1595 | 207.5155
2023 | 4 | 18 | 2 | 35.2061 | 64.9172 | 204.8646
2023 | 4 | 18 | 3 | 35.124 | 64.0603 | 203.8921
2023 | 4 | 18 | 4 | 36.2484 | 63.486 | 207.0688
2023 | 4 | 18 | 5 | 38.639 | 65.2565 | 218.6568
2023 | 4 | 18 | 6 | 41.3804 | 71.853 | 239.8413
2023 | 4 | 18 | 7 | 43.7573 | 79.6187 | 263.5266
2023 | 4 | 18 | 8 | 44.9364 | 85.9814 | 270.461
2023 | 4 | 18 | 9 | 45.2184 | 88.7447 | 270.9156
2023 | 4 | 18 | 10 | 45.5599 | 91.2988 | 265.5859
2023 | 4 | 18 | 11 | 45.726 | 95.1158 | 260.2208
2023 | 4 | 18 | 12 | 45.0502 | 93.3894 | 248.5434
2023 | 4 | 18 | 13 | 44.7931 | 92.9588 | 247.1861
2023 | 4 | 18 | 14 | 44.8613 | 87.135 | 246.5975
2023 | 4 | 18 | 15 | 45.6289 | 87.9032 | 250.7703
2023 | 4 | 18 | 16 | 47.4467 | 89.303 | 264.8018
2023 | 4 | 18 | 17 | 49.1961 | 85.7877 | 281.3588
2023 | 4 | 18 | 18 | 47.8675 | 79.8755 | 300.9271
2023 | 4 | 18 | 19 | 48.3133 | 78.1256 | 305.7521
2023 | 4 | 18 | 20 | 48.0841 | 81.2251 | 310.0606
2023 | 4 | 18 | 21 | 45.1252 | 75.2602 | 293.967
2023 | 4 | 18 | 22 | 41.1705 | 73.5845 | 267.7866
2023 | 4 | 18 | 23 | 37.9452 | 70.0376 | 242.2528
2023 | 4 | 19 | 0 | 36.7003 | 69.5512 | 224.092
2023 | 4 | 19 | 1 | 35.5514 | 68.1106 | 214.5492
2023 | 4 | 19 | 2 | 35.1728 | 66.5593 | 211.9799
2023 | 4 | 19 | 3 | 35.1596 | 65.6875 | 210.5572
2023 | 4 | 19 | 4 | 36.3413 | 65.4008 | 213.5999
2023 | 4 | 19 | 5 | 38.9041 | 67.3127 | 224.9136
2023 | 4 | 19 | 6 | 42.209 | 73.4877 | 253.5041
2023 | 4 | 19 | 7 | 44.471 | 81.3537 | 271.738
2023 | 4 | 19 | 8 | 45.4038 | 87.5793 | 259.4319
2023 | 4 | 19 | 9 | 45.598 | 91.569 | 236.6153
2023 | 4 | 19 | 10 | 45.4932 | 93.9582 | 221.5206
2023 | 4 | 19 | 11 | 45.3923 | 96.2459 | 212.619
2023 | 4 | 19 | 12 | 45.0386 | 96.7165 | 193.1661
2023 | 4 | 19 | 13 | 44.7784 | 96.0905 | 188.1534
2023 | 4 | 19 | 14 | 44.7737 | 90.5894 | 186.1274
2023 | 4 | 19 | 15 | 45.7368 | 91.7069 | 188.07
2023 | 4 | 19 | 16 | 47.7513 | 91.7131 | 203.7414
2023 | 4 | 19 | 17 | 49.1569 | 88.2087 | 233.298
2023 | 4 | 19 | 18 | 48.855 | 81.324 | 258.8053
2023 | 4 | 19 | 19 | 48.6434 | 79.5158 | 280.3448
2023 | 4 | 19 | 20 | 47.7078 | 82.4619 | 293.8724
2023 | 4 | 19 | 21 | 44.3328 | 76.8249 | 282.9517
2023 | 4 | 19 | 22 | 40.1612 | 74.9412 | 257.7998
2023 | 4 | 19 | 23 | 36.9297 | 71.3903 | 232.6851
2023 | 4 | 20 | 0 | 36.1557 | 70.6488 | 223.2044
2023 | 4 | 20 | 1 | 35.9377 | 69.3823 | 215.074
2023 | 4 | 20 | 2 | 35.4901 | 67.9192 | 212.4964
2023 | 4 | 20 | 3 | 35.4664 | 66.9148 | 212.0138
2023 | 4 | 20 | 4 | 36.5291 | 66.5419 | 215.9518
2023 | 4 | 20 | 5 | 38.9269 | 68.5501 | 228.214
2023 | 4 | 20 | 6 | 42.3675 | 72.9281 | 259.7498
2023 | 4 | 20 | 7 | 44.4552 | 80.0218 | 277.5113
2023 | 4 | 20 | 8 | 44.9052 | 86.3031 | 264.5633
2023 | 4 | 20 | 9 | 44.218 | 88.7584 | 241.8466
2023 | 4 | 20 | 10 | 43.2638 | 90.6698 | 225.7826
2023 | 4 | 20 | 11 | 42.6168 | 93.9189 | 216.4258
2023 | 4 | 20 | 12 | 42.9899 | 92.2888 | 219.345
2023 | 4 | 20 | 13 | 42.5215 | 92.0453 | 216.6652
2023 | 4 | 20 | 14 | 42.3295 | 85.131 | 216.0265
2023 | 4 | 20 | 15 | 43.0451 | 83.5149 | 219.8164
2023 | 4 | 20 | 16 | 44.6789 | 86.7896 | 233.0312
2023 | 4 | 20 | 17 | 46.3119 | 82.646 | 254.6123
2023 | 4 | 20 | 18 | 45.5427 | 79.1413 | 276.912
2023 | 4 | 20 | 19 | 46.7278 | 78.8925 | 291.4058
2023 | 4 | 20 | 20 | 47.2468 | 81.8617 | 301.2044
2023 | 4 | 20 | 21 | 45.0435 | 76.5089 | 288.7878
2023 | 4 | 20 | 22 | 41.3249 | 74.5106 | 263.6273
2023 | 4 | 20 | 23 | 38.0623 | 70.7038 | 238.137
2023 | 4 | 21 | 0 | 36.0687 | 69.5848 | 221.0567
2023 | 4 | 21 | 1 | 35.4395 | 67.7873 | 223.7313
2023 | 4 | 21 | 2 | 34.9324 | 66.2774 | 220.9555
2023 | 4 | 21 | 3 | 34.8641 | 65.5003 | 220.5807
2023 | 4 | 21 | 4 | 35.874 | 64.856 | 224.4099
2023 | 4 | 21 | 5 | 38.2478 | 66.561 | 236.3621
2023 | 4 | 21 | 6 | 41.5633 | 69.2847 | 259.9932
2023 | 4 | 21 | 7 | 43.7123 | 75.6747 | 282.5373
2023 | 4 | 21 | 8 | 44.4074 | 81.285 | 285.7866
2023 | 4 | 21 | 9 | 43.9335 | 83.7097 | 282.1967
2023 | 4 | 21 | 10 | 43.051 | 84.4319 | 274.682
2023 | 4 | 21 | 11 | 42.3808 | 88.0737 | 266.1486
2023 | 4 | 21 | 12 | 40.9182 | 92.2374 | 276.3671
2023 | 4 | 21 | 13 | 40.2366 | 92.1344 | 276.4312
2023 | 4 | 21 | 14 | 39.7218 | 85.913 | 276.255
2023 | 4 | 21 | 15 | 40.1088 | 84.1522 | 278.9805
2023 | 4 | 21 | 16 | 41.6137 | 84.814 | 288.9746
2023 | 4 | 21 | 17 | 43.022 | 80.0575 | 301.5094
2023 | 4 | 21 | 18 | 44.3229 | 75.8014 | 308.7214
2023 | 4 | 21 | 19 | 44.7614 | 74.3749 | 317.8752
2023 | 4 | 21 | 20 | 44.6977 | 77.6753 | 323.8207
2023 | 4 | 21 | 21 | 42.3196 | 72.1785 | 311.664
2023 | 4 | 21 | 22 | 38.9448 | 70.5913 | 289.6928
2023 | 4 | 21 | 23 | 36.0143 | 65.7231 | 266.9964
2023 | 4 | 22 | 0 | 34.4461 | 64.4444 | 248.7815
2023 | 4 | 22 | 1 | 32.4308 | 62.6326 | 245.1046
2023 | 4 | 22 | 2 | 31.4963 | 61.5029 | 240.8742
2023 | 4 | 22 | 3 | 30.9998 | 60.7161 | 238.9789
2023 | 4 | 22 | 4 | 31.3934 | 60.8523 | 240.7774
2023 | 4 | 22 | 5 | 32.5701 | 61.8759 | 247.58
2023 | 4 | 22 | 6 | 34.1619 | 65.3627 | 264.597
2023 | 4 | 22 | 7 | 35.5554 | 68.0107 | 272.6045
2023 | 4 | 22 | 8 | 37.331 | 69.8362 | 269.6882
2023 | 4 | 22 | 9 | 39.0614 | 73.4386 | 264.2219
2023 | 4 | 22 | 10 | 39.9579 | 76.0507 | 259.595
2023 | 4 | 22 | 11 | 40.2908 | 80.8605 | 254.2579
2023 | 4 | 22 | 12 | 37.7251 | 80.3288 | 218.2068
2023 | 4 | 22 | 13 | 36.8845 | 79.6125 | 210.0099
2023 | 4 | 22 | 14 | 36.0079 | 75.6354 | 203.7532
2023 | 4 | 22 | 15 | 35.8651 | 74.5204 | 206.3631
2023 | 4 | 22 | 16 | 36.9172 | 74.2924 | 222.7803
2023 | 4 | 22 | 17 | 38.0573 | 72.5699 | 254.1355
2023 | 4 | 22 | 18 | 38.6192 | 67.539 | 276.5735
2023 | 4 | 22 | 19 | 38.6477 | 67.0779 | 297.664
2023 | 4 | 22 | 20 | 38.4882 | 69.5446 | 306.4126
2023 | 4 | 22 | 21 | 36.3398 | 65.8938 | 297.6844
2023 | 4 | 22 | 22 | 33.51 | 64.4744 | 279.9717
2023 | 4 | 22 | 23 | 31.2316 | 62.7964 | 261.455
2023 | 4 | 23 | 0 | 29.8364 | 63.7581 | 250.2008
2023 | 4 | 23 | 1 | 28.7184 | 62.131 | 235.1802
2023 | 4 | 23 | 2 | 27.9709 | 61.1454 | 231.0313
2023 | 4 | 23 | 3 | 27.465 | 60.5861 | 229.0584
2023 | 4 | 23 | 4 | 27.6292 | 60.5687 | 230.4228
2023 | 4 | 23 | 5 | 28.3684 | 61.3076 | 236.0493
2023 | 4 | 23 | 6 | 29.7225 | 61.3224 | 246.8603
2023 | 4 | 23 | 7 | 30.7623 | 62.8779 | 248.7522
2023 | 4 | 23 | 8 | 32.5751 | 63.8546 | 235.4598
2023 | 4 | 23 | 9 | 34.7729 | 66.5039 | 219.222
2023 | 4 | 23 | 10 | 36.2926 | 68.5627 | 207.53
2023 | 4 | 23 | 11 | 37.3182 | 72.6088 | 199.6441
2023 | 4 | 23 | 12 | 38.6379 | 69.5752 | 186.2507
2023 | 4 | 23 | 13 | 38.4604 | 69.8769 | 178.804
2023 | 4 | 23 | 14 | 38.3659 | 65.6559 | 173.1957
2023 | 4 | 23 | 15 | 38.7743 | 65.373 | 175.7638
2023 | 4 | 23 | 16 | 40.1922 | 66.8084 | 193.1252
2023 | 4 | 23 | 17 | 41.6259 | 65.575 | 228.2686
2023 | 4 | 23 | 18 | 41.6685 | 67.4121 | 254.6659
2023 | 4 | 23 | 19 | 41.1986 | 67.2877 | 275.4963
2023 | 4 | 23 | 20 | 40.554 | 71.0916 | 285.0669
2023 | 4 | 23 | 21 | 37.4773 | 67.9545 | 274.5056
2023 | 4 | 23 | 22 | 33.9759 | 67.015 | 251.2404
2023 | 4 | 23 | 23 | 31.3695 | 64.1904 | 227.3765
2023 | 4 | 24 | 0 | 30.1489 | 64.2421 | 213.7282
2023 | 4 | 24 | 1 | 29.842 | 63.5472 | 208.0463
2023 | 4 | 24 | 2 | 29.4318 | 63.0821 | 204.8857
2023 | 4 | 24 | 3 | 29.3857 | 63.0216 | 204.0004
2023 | 4 | 24 | 4 | 30.5294 | 62.7296 | 207.7558
2023 | 4 | 24 | 5 | 32.8833 | 64.8637 | 219.3062
2023 | 4 | 24 | 6 | 36.237 | 69.4997 | 240.3128
2023 | 4 | 24 | 7 | 38.8302 | 76.2642 | 260.166
2023 | 4 | 24 | 8 | 40.3306 | 82.7466 | 260.048
2023 | 4 | 24 | 9 | 41.378 | 83.2864 | 252.0089
2023 | 4 | 24 | 10 | 41.9218 | 82.9337 | 244.6195
2023 | 4 | 24 | 11 | 42.352 | 87.8556 | 241.8296
2023 | 4 | 24 | 12 | 41.6856 | 86.7268 | 234.9548
2023 | 4 | 24 | 13 | 41.5777 | 86.1993 | 235.1032
2023 | 4 | 24 | 14 | 41.3184 | 78.7515 | 234.9358
2023 | 4 | 24 | 15 | 42.446 | 77.3862 | 236.3998
2023 | 4 | 24 | 16 | 44.8435 | 80.2835 | 247.8633
2023 | 4 | 24 | 17 | 46.3145 | 75.5278 | 266.289
2023 | 4 | 24 | 18 | 46.0048 | 74.9845 | 274.5682
2023 | 4 | 24 | 19 | 45.4024 | 74.4763 | 288.7746
2023 | 4 | 24 | 20 | 44.1457 | 76.7653 | 294.3137
2023 | 4 | 24 | 21 | 40.6072 | 72.2085 | 280.3386
2023 | 4 | 24 | 22 | 36.3358 | 70.5658 | 253.8112
2023 | 4 | 24 | 23 | 33.229 | 66.2157 | 227.3397
2023 | 4 | 25 | 0 | 33.1517 | 65.5894 | 209.9384
2023 | 4 | 25 | 1 | 32.0649 | 65.0159 | 204.7562
2023 | 4 | 25 | 2 | 31.6569 | 63.67 | 200.435
2023 | 4 | 25 | 3 | 31.5503 | 62.989 | 198.9403
2023 | 4 | 25 | 4 | 32.666 | 62.2675 | 201.1256
2023 | 4 | 25 | 5 | 34.9189 | 63.2741 | 210.5951
2023 | 4 | 25 | 6 | 38.1322 | 68.9496 | 237.3132
2023 | 4 | 25 | 7 | 40.5443 | 76.5976 | 260.1065
2023 | 4 | 25 | 8 | 41.4815 | 81.6308 | 263.5984
2023 | 4 | 25 | 9 | 41.7298 | 82.6964 | 259.899
2023 | 4 | 25 | 10 | 41.9292 | 84.5091 | 255.5256
2023 | 4 | 25 | 11 | 42.2608 | 90.4486 | 253.3801
2023 | 4 | 25 | 12 | 41.6398 | 87.0002 | 270.6234
2023 | 4 | 25 | 13 | 41.5264 | 87.3467 | 269.0062
2023 | 4 | 25 | 14 | 41.7338 | 79.4208 | 266.4459
2023 | 4 | 25 | 15 | 42.5722 | 79.2606 | 268.1423
2023 | 4 | 25 | 16 | 44.3691 | 82.3876 | 274.9514
2023 | 4 | 25 | 17 | 46.1183 | 77.6716 | 285.3839
2023 | 4 | 25 | 18 | 47.0633 | 75.8337 | 299.5178
2023 | 4 | 25 | 19 | 46.5472 | 75.7357 | 300.6607
2023 | 4 | 25 | 20 | 45.6761 | 77.341 | 302.4839
2023 | 4 | 25 | 21 | 42.453 | 73.7894 | 287.5355
2023 | 4 | 25 | 22 | 38.5677 | 72.0667 | 259.3201
2023 | 4 | 25 | 23 | 35.1393 | 66.4075 | 230.8873
2023 | 4 | 26 | 0 | 34.2371 | 66.0313 | 222.2702
2023 | 4 | 26 | 1 | 33.86 | 65.0017 | 199.7717
2023 | 4 | 26 | 2 | 33.2854 | 63.2952 | 194.4745
2023 | 4 | 26 | 3 | 32.9927 | 62.3414 | 191.0398
2023 | 4 | 26 | 4 | 33.9415 | 62.0316 | 193.1138
2023 | 4 | 26 | 5 | 36.1489 | 62.933 | 202.2934
2023 | 4 | 26 | 6 | 39.4571 | 70.7255 | 221.4978
2023 | 4 | 26 | 7 | 41.8217 | 78.8328 | 243.2298
2023 | 4 | 26 | 8 | 42.9521 | 84.3345 | 250.8824
2023 | 4 | 26 | 9 | 43.6362 | 86.9911 | 250.257
2023 | 4 | 26 | 10 | 44.0196 | 88.8323 | 245.4286
2023 | 4 | 26 | 11 | 44.3549 | 93.0938 | 240.9057
2023 | 4 | 26 | 12 | 44.0719 | 91.2717 | 236.3504
2023 | 4 | 26 | 13 | 43.9674 | 91.7244 | 234.7353
2023 | 4 | 26 | 14 | 43.8136 | 85.9781 | 234.6167
2023 | 4 | 26 | 15 | 44.538 | 87.2169 | 236.8813
2023 | 4 | 26 | 16 | 46.3204 | 87.643 | 249.5714
2023 | 4 | 26 | 17 | 47.6446 | 82.247 | 265.2655
2023 | 4 | 26 | 18 | 46.9028 | 74.9544 | 277.7769
2023 | 4 | 26 | 19 | 46.4186 | 74.2798 | 286.1496
2023 | 4 | 26 | 20 | 45.7145 | 76.0514 | 289.0829
2023 | 4 | 26 | 21 | 42.5912 | 72.5453 | 273.849
2023 | 4 | 26 | 22 | 38.2496 | 72.256 | 245.3789
2023 | 4 | 26 | 23 | 34.7982 | 66.821 | 217.0476
2023 | 4 | 27 | 0 | 34.3964 | 66.0667 | 202.9144
2023 | 4 | 27 | 1 | 32.3732 | 64.3446 | 189.3972
2023 | 4 | 27 | 2 | 31.7912 | 63.0647 | 185.2291
2023 | 4 | 27 | 3 | 31.6149 | 62.325 | 183.4348
2023 | 4 | 27 | 4 | 32.6592 | 62.1917 | 186.2488
2023 | 4 | 27 | 5 | 34.9964 | 63.9746 | 197.3938
2023 | 4 | 27 | 6 | 38.778 | 68.4181 | 217.4328
2023 | 4 | 27 | 7 | 41.014 | 75.9838 | 239.3823
2023 | 4 | 27 | 8 | 41.7508 | 79.8274 | 251.0944
2023 | 4 | 27 | 9 | 41.8098 | 82.033 | 256.9604
2023 | 4 | 27 | 10 | 41.708 | 85.8489 | 254.3849
2023 | 4 | 27 | 11 | 41.7288 | 89.602 | 246.9151
2023 | 4 | 27 | 12 | 41.4016 | 91.0917 | 222.9819
2023 | 4 | 27 | 13 | 41.1818 | 90.6975 | 225.9565
2023 | 4 | 27 | 14 | 41.1667 | 85.452 | 225.5646
2023 | 4 | 27 | 15 | 42.1008 | 85.9734 | 227.1404
2023 | 4 | 27 | 16 | 43.8067 | 84.6102 | 236.3968
2023 | 4 | 27 | 17 | 45.1476 | 79.7473 | 256.2652
2023 | 4 | 27 | 18 | 45.1329 | 71.3996 | 281.2055
2023 | 4 | 27 | 19 | 44.6874 | 70.4937 | 288.2504
2023 | 4 | 27 | 20 | 43.7733 | 71.2539 | 292.4912
2023 | 4 | 27 | 21 | 40.6615 | 68.9113 | 281.4528
2023 | 4 | 27 | 22 | 36.6141 | 68.4159 | 257.9432
2023 | 4 | 27 | 23 | 33.3837 | 62.1317 | 231.7592
2023 | 4 | 28 | 0 | 32.7393 | 62.8489 | 207.3634
2023 | 4 | 28 | 1 | 31.6989 | 64.0416 | 198.5554
2023 | 4 | 28 | 2 | 31.0423 | 62.425 | 194.2963
2023 | 4 | 28 | 3 | 30.816 | 62.0461 | 192.5809
2023 | 4 | 28 | 4 | 31.8072 | 62.0373 | 195.5762
2023 | 4 | 28 | 5 | 34.1105 | 63.6636 | 205.6096
2023 | 4 | 28 | 6 | 37.5943 | 70.0735 | 230.0148
2023 | 4 | 28 | 7 | 39.9594 | 77.6737 | 246.2328
2023 | 4 | 28 | 8 | 41.167 | 82.4063 | 237.0971
2023 | 4 | 28 | 9 | 41.7998 | 85.6111 | 218.4897
2023 | 4 | 28 | 10 | 42.0561 | 88.1423 | 210.518
2023 | 4 | 28 | 11 | 42.2487 | 93.1656 | 208.9217
2023 | 4 | 28 | 12 | 42.8247 | 93.5353 | 227.6783
2023 | 4 | 28 | 13 | 42.7317 | 93.2083 | 229.9385
2023 | 4 | 28 | 14 | 42.8012 | 90.9985 | 229.6273
2023 | 4 | 28 | 15 | 43.6824 | 88.4963 | 229.0556
2023 | 4 | 28 | 16 | 45.2152 | 86.0564 | 237.8685
2023 | 4 | 28 | 17 | 46.0757 | 81.1202 | 255.6444
2023 | 4 | 28 | 18 | 46.1746 | 73.1853 | 272.3492
2023 | 4 | 28 | 19 | 45.4302 | 72.0285 | 284.5722
2023 | 4 | 28 | 20 | 44.0703 | 73.6188 | 287.9474
2023 | 4 | 28 | 21 | 41.2505 | 70.432 | 276.5098
2023 | 4 | 28 | 22 | 37.7482 | 68.3613 | 252.9561
2023 | 4 | 28 | 23 | 34.7811 | 61.2223 | 228.5551
2023 | 4 | 29 | 0 | 32.1986 | 60.9133 | 211.5813
2023 | 4 | 29 | 1 | 33.5522 | 62.4448 | 197.7064
2023 | 4 | 29 | 2 | 32.5366 | 61.2965 | 193.1472
2023 | 4 | 29 | 3 | 32.0172 | 60.8539 | 191.0989
2023 | 4 | 29 | 4 | 32.4049 | 61.1296 | 191.8061
2023 | 4 | 29 | 5 | 33.6029 | 61.66 | 196.2229
2023 | 4 | 29 | 6 | 35.7283 | 63.8946 | 207.1995
2023 | 4 | 29 | 7 | 37.7947 | 66.7147 | 218.9039
2023 | 4 | 29 | 8 | 40.4977 | 69.8187 | 229.3428
2023 | 4 | 29 | 9 | 43.2808 | 74.5366 | 229.7903
2023 | 4 | 29 | 10 | 44.6205 | 78.0376 | 230.0502
2023 | 4 | 29 | 11 | 45.3222 | 82.3397 | 224.968
2023 | 4 | 29 | 12 | 45.0773 | 82.0503 | 240.3935
2023 | 4 | 29 | 13 | 44.5816 | 80.749 | 236.889
2023 | 4 | 29 | 14 | 44.2063 | 79.1746 | 238.2789
2023 | 4 | 29 | 15 | 44.5948 | 78.87 | 239.3997
2023 | 4 | 29 | 16 | 46.0418 | 76.0606 | 248.0786
2023 | 4 | 29 | 17 | 46.8706 | 73.5465 | 265.941
2023 | 4 | 29 | 18 | 45.7995 | 68.3447 | 286.1436
2023 | 4 | 29 | 19 | 44.3482 | 67.9801 | 285.0688
2023 | 4 | 29 | 20 | 42.5081 | 69.7577 | 281.0182
2023 | 4 | 29 | 21 | 39.3827 | 66.0136 | 269.6487
2023 | 4 | 29 | 22 | 35.923 | 64.7728 | 248.8391
2023 | 4 | 29 | 23 | 33.5127 | 61.921 | 227.8138
2023 | 4 | 30 | 0 | 33.6517 | 62.5659 | 211.5227
2023 | 4 | 30 | 1 | 33.9729 | 62.9925 | 205.8125
2023 | 4 | 30 | 2 | 33.2026 | 62.2599 | 201.1715
2023 | 4 | 30 | 3 | 32.8324 | 62.0376 | 198.3898
2023 | 4 | 30 | 4 | 33.3518 | 62.0894 | 199.4191
2023 | 4 | 30 | 5 | 34.6062 | 62.6698 | 204.3295
2023 | 4 | 30 | 6 | 36.7084 | 63.2142 | 220.563
2023 | 4 | 30 | 7 | 38.6232 | 64.0998 | 224.9974
2023 | 4 | 30 | 8 | 41.5899 | 64.7933 | 219.8986
2023 | 4 | 30 | 9 | 44.8661 | 66.6619 | 206.3405
2023 | 4 | 30 | 10 | 46.8296 | 67.8223 | 196.6954
2023 | 4 | 30 | 11 | 47.8969 | 74.1544 | 184.936
2023 | 4 | 30 | 12 | 47.5166 | 78.8159 | 170.5385
2023 | 4 | 30 | 13 | 47.3592 | 78.7779 | 165.8296
2023 | 4 | 30 | 14 | 47.3222 | 78.8412 | 162.2357
2023 | 4 | 30 | 15 | 48.2524 | 78.9723 | 168.1269
2023 | 4 | 30 | 16 | 50.3885 | 76.3157 | 187.3607
2023 | 4 | 30 | 17 | 51.9188 | 75.6036 | 225.9748
2023 | 4 | 30 | 18 | 50.6176 | 69.6777 | 258.5944
2023 | 4 | 30 | 19 | 49.5698 | 68.8394 | 278.1116
2023 | 4 | 30 | 20 | 48.0836 | 71.2633 | 287.9783
2023 | 4 | 30 | 21 | 44.5547 | 69.4057 | 279.7825
2023 | 4 | 30 | 22 | 40.1639 | 68.5084 | 254.6539
2023 | 4 | 30 | 23 | 37.0333 | 64.4055 | 228.1941
2023 | 5 | 1 | 0 | 36.7456 | 64.366 | 218.4409
2023 | 5 | 1 | 1 | 38.1584 | 54.5683 | 210.6079
2023 | 5 | 1 | 2 | 37.7587 | 54.5729 | 208.4771
2023 | 5 | 1 | 3 | 37.7843 | 55.235 | 208.3735
2023 | 5 | 1 | 4 | 39.175 | 56.4013 | 213.1047
2023 | 5 | 1 | 5 | 42.1686 | 59.7162 | 227.2792
2023 | 5 | 1 | 6 | 45.8552 | 68.7681 | 251.0097
2023 | 5 | 1 | 7 | 48.6884 | 77.1605 | 269.1319
2023 | 5 | 1 | 8 | 49.0226 | 87.2636 | 258.8457
2023 | 5 | 1 | 9 | 47.7765 | 89.8014 | 237.8261
2023 | 5 | 1 | 10 | 47.3929 | 92.8601 | 229.1079
2023 | 5 | 1 | 11 | 47.0204 | 90.1965 | 227.6368
2023 | 5 | 1 | 12 | 46.5002 | 87.2313 | 232.2778
2023 | 5 | 1 | 13 | 45.9166 | 87.4641 | 232.4782
2023 | 5 | 1 | 14 | 45.3781 | 85.6936 | 230.505
2023 | 5 | 1 | 15 | 45.8225 | 82.0099 | 228.7166
2023 | 5 | 1 | 16 | 48.1461 | 80.1356 | 238.9299
2023 | 5 | 1 | 17 | 50.5015 | 75.2247 | 263.4719
2023 | 5 | 1 | 18 | 51.0753 | 69.2377 | 285.7136
2023 | 5 | 1 | 19 | 51.6415 | 68.0299 | 299.2851
2023 | 5 | 1 | 20 | 52.5014 | 67.4344 | 304.3217
2023 | 5 | 1 | 21 | 50.398 | 65.9316 | 294.4797
2023 | 5 | 1 | 22 | 45.6849 | 62.9389 | 265.2305
2023 | 5 | 1 | 23 | 41.4898 | 58.2159 | 236.5711
2023 | 5 | 2 | 0 | 39.2211 | 57.3459 | 215.8756
2023 | 5 | 2 | 1 | 41.3939 | 55.7652 | 211.3693
2023 | 5 | 2 | 2 | 40.7395 | 55.1103 | 207.5492
2023 | 5 | 2 | 3 | 40.5385 | 54.9869 | 206.0828
2023 | 5 | 2 | 4 | 41.8656 | 55.6655 | 209.9994
2023 | 5 | 2 | 5 | 44.8903 | 58.5638 | 222.609
2023 | 5 | 2 | 6 | 48.449 | 65.5108 | 249.0904
2023 | 5 | 2 | 7 | 51.4575 | 73.4781 | 267.3341
2023 | 5 | 2 | 8 | 51.838 | 82.0582 | 260.7386
2023 | 5 | 2 | 9 | 50.4302 | 84.2416 | 245.7049
2023 | 5 | 2 | 10 | 49.9173 | 86.8009 | 241.6286
2023 | 5 | 2 | 11 | 49.5054 | 85.4773 | 241.9699
2023 | 5 | 2 | 12 | 47.9787 | 82.1807 | 254.7987
2023 | 5 | 2 | 13 | 47.289 | 83.2345 | 255.8329
2023 | 5 | 2 | 14 | 46.7881 | 79.331 | 257.3305
2023 | 5 | 2 | 15 | 47.1747 | 76.1394 | 260.0808
2023 | 5 | 2 | 16 | 49.7082 | 76.243 | 270.4998
2023 | 5 | 2 | 17 | 52.6925 | 69.575 | 285.6598
2023 | 5 | 2 | 18 | 55.5427 | 69.5101 | 299.7528
2023 | 5 | 2 | 19 | 56.2255 | 67.2472 | 306.924
2023 | 5 | 2 | 20 | 57.1805 | 66.9383 | 310.5713
2023 | 5 | 2 | 21 | 55.034 | 65.5921 | 299.5246
2023 | 5 | 2 | 22 | 50.097 | 62.5876 | 269.1795
2023 | 5 | 2 | 23 | 45.6223 | 58.2805 | 239.2707
2023 | 5 | 3 | 0 | 42.7877 | 56.9463 | 219.6459
2023 | 5 | 3 | 1 | 44.5177 | 59.686 | 208.3025
2023 | 5 | 3 | 2 | 43.9121 | 58.8373 | 204.366
2023 | 5 | 3 | 3 | 43.7698 | 58.8207 | 201.9699
2023 | 5 | 3 | 4 | 45.246 | 59.7274 | 205.6354
2023 | 5 | 3 | 5 | 48.5881 | 62.8037 | 217.9816
2023 | 5 | 3 | 6 | 52.8828 | 69.4338 | 236.4102
2023 | 5 | 3 | 7 | 56.0361 | 77.8277 | 260.6096
2023 | 5 | 3 | 8 | 56.195 | 86.4091 | 270.9582
2023 | 5 | 3 | 9 | 54.5628 | 88.5229 | 271.9504
2023 | 5 | 3 | 10 | 53.6092 | 91.3576 | 271.4605
2023 | 5 | 3 | 11 | 52.8954 | 89.0207 | 269.5727
2023 | 5 | 3 | 12 | 51.6174 | 87.3712 | 248.6594
2023 | 5 | 3 | 13 | 50.8304 | 87.5766 | 248.444
2023 | 5 | 3 | 14 | 50.2483 | 85.5699 | 249.8662
2023 | 5 | 3 | 15 | 50.8348 | 82.8191 | 253.8147
2023 | 5 | 3 | 16 | 53.6833 | 82.0876 | 262.6911
2023 | 5 | 3 | 17 | 56.5757 | 76.5674 | 281.2206
2023 | 5 | 3 | 18 | 58.5519 | 73.5754 | 300.8903
2023 | 5 | 3 | 19 | 59.5735 | 72.6759 | 309.515
2023 | 5 | 3 | 20 | 60.8285 | 73.3213 | 315.7288
2023 | 5 | 3 | 21 | 58.6646 | 73.5977 | 306.9185
2023 | 5 | 3 | 22 | 53.3672 | 70.5423 | 278.1881
2023 | 5 | 3 | 23 | 48.5552 | 65.1168 | 247.4423
2023 | 5 | 4 | 0 | 46.3149 | 63.6603 | 223.1663
2023 | 5 | 4 | 1 | 45.5053 | 62.8 | 221.3928
2023 | 5 | 4 | 2 | 44.9009 | 62.2788 | 218.3388
2023 | 5 | 4 | 3 | 44.7886 | 61.9453 | 217.8995
2023 | 5 | 4 | 4 | 46.2601 | 62.0508 | 222.7798
2023 | 5 | 4 | 5 | 49.4738 | 65.5665 | 236.6486
2023 | 5 | 4 | 6 | 54.0393 | 69.9252 | 271.6409
2023 | 5 | 4 | 7 | 57.1396 | 77.1975 | 291.0845
2023 | 5 | 4 | 8 | 57.3273 | 84.5434 | 277.6332
2023 | 5 | 4 | 9 | 55.6585 | 85.0983 | 252.7226
2023 | 5 | 4 | 10 | 54.6604 | 85.8796 | 241.4709
2023 | 5 | 4 | 11 | 53.8136 | 84.5957 | 233.7831
2023 | 5 | 4 | 12 | 52.7297 | 82.6525 | 254.2633
2023 | 5 | 4 | 13 | 51.8964 | 83.1799 | 252.2318
2023 | 5 | 4 | 14 | 51.393 | 76.9599 | 252.4682
2023 | 5 | 4 | 15 | 52.0247 | 71.8982 | 255.1575
2023 | 5 | 4 | 16 | 54.5292 | 75.6448 | 266.5839
2023 | 5 | 4 | 17 | 57.2227 | 69.1805 | 288.0836
2023 | 5 | 4 | 18 | 59.3848 | 70.7679 | 318.2851
2023 | 5 | 4 | 19 | 60.1453 | 70.5022 | 329.1024
2023 | 5 | 4 | 20 | 61.0429 | 70.5956 | 338.8449
2023 | 5 | 4 | 21 | 58.7821 | 70.2655 | 330.7452
2023 | 5 | 4 | 22 | 53.6066 | 66.6243 | 301.5309
2023 | 5 | 4 | 23 | 48.8923 | 62.2058 | 270.4876
2023 | 5 | 5 | 0 | 46.5052 | 60.7159 | 255.8088
2023 | 5 | 5 | 1 | 44.9058 | 61.5908 | 246.781
2023 | 5 | 5 | 2 | 44.137 | 60.1342 | 242.2222
2023 | 5 | 5 | 3 | 43.8696 | 59.886 | 240.5642
2023 | 5 | 5 | 4 | 45.3243 | 61.0749 | 243.9757
2023 | 5 | 5 | 5 | 48.5093 | 63.586 | 256.1946
2023 | 5 | 5 | 6 | 53.1724 | 71.8715 | 286.7737
2023 | 5 | 5 | 7 | 56.4469 | 80.3989 | 304.5419
2023 | 5 | 5 | 8 | 57.4434 | 88.5284 | 295.1184
2023 | 5 | 5 | 9 | 56.8902 | 91.5284 | 277.2432
2023 | 5 | 5 | 10 | 56.8562 | 95.1615 | 271.0445
2023 | 5 | 5 | 11 | 56.4741 | 93.452 | 262.7165
2023 | 5 | 5 | 12 | 53.8324 | 89.3945 | 247.8502
2023 | 5 | 5 | 13 | 52.9338 | 90.2381 | 245.8958
2023 | 5 | 5 | 14 | 52.2127 | 87.7358 | 243.2729
2023 | 5 | 5 | 15 | 52.368 | 83.1881 | 241.1191
2023 | 5 | 5 | 16 | 54.3195 | 81.4046 | 247.8769
2023 | 5 | 5 | 17 | 56.2775 | 75.2918 | 268.7064
2023 | 5 | 5 | 18 | 56.6687 | 72.0502 | 288.439
2023 | 5 | 5 | 19 | 57.2177 | 70.1728 | 306.0942
2023 | 5 | 5 | 20 | 58.1499 | 70.5023 | 317.186
2023 | 5 | 5 | 21 | 56.2739 | 69.2657 | 312.3419
2023 | 5 | 5 | 22 | 51.7823 | 66.1365 | 288.5892
2023 | 5 | 5 | 23 | 47.449 | 60.0717 | 262.4963
2023 | 5 | 6 | 0 | 44.4927 | 59.2155 | 250.4167
2023 | 5 | 6 | 1 | 42.4795 | 56.1244 | 233.1671
2023 | 5 | 6 | 2 | 41.3036 | 55.5786 | 226.9612
2023 | 5 | 6 | 3 | 40.7358 | 55.2372 | 224.1981
2023 | 5 | 6 | 4 | 41.2496 | 55.7347 | 225.3841
2023 | 5 | 6 | 5 | 42.8203 | 57.827 | 231.6262
2023 | 5 | 6 | 6 | 45.3511 | 64.401 | 243.4806
2023 | 5 | 6 | 7 | 47.6323 | 68.7471 | 253.2742
2023 | 5 | 6 | 8 | 49.8597 | 72.1409 | 256.7233
2023 | 5 | 6 | 9 | 51.1678 | 76.4693 | 253.334
2023 | 5 | 6 | 10 | 51.3984 | 80.8067 | 252.7942
2023 | 5 | 6 | 11 | 50.9704 | 79.3983 | 253.6471
2023 | 5 | 6 | 12 | 49.1998 | 74.3442 | 242.5681
2023 | 5 | 6 | 13 | 47.8463 | 74.5542 | 236.5904
2023 | 5 | 6 | 14 | 46.4807 | 72.4019 | 232.2958
2023 | 5 | 6 | 15 | 45.9666 | 69.3146 | 231.2584
2023 | 5 | 6 | 16 | 47.7277 | 67.8386 | 241.1154
2023 | 5 | 6 | 17 | 49.6292 | 65.4498 | 264.5375
2023 | 5 | 6 | 18 | 51.038 | 62.0446 | 286.519
2023 | 5 | 6 | 19 | 51.011 | 61.1258 | 296.5354
2023 | 5 | 6 | 20 | 51.4558 | 60.6245 | 297.3749
2023 | 5 | 6 | 21 | 49.9027 | 62.0982 | 291.3411
2023 | 5 | 6 | 22 | 46.0903 | 59.084 | 270.8103
2023 | 5 | 6 | 23 | 42.8103 | 56.6472 | 247.6831
2023 | 5 | 7 | 0 | 40.6534 | 55.9789 | 229.6549
2023 | 5 | 7 | 1 | 39.6697 | 53.8659 | 227.8867
2023 | 5 | 7 | 2 | 38.7712 | 53.6705 | 220.4151
2023 | 5 | 7 | 3 | 38.3191 | 53.7695 | 216.804
2023 | 5 | 7 | 4 | 38.7357 | 54.0441 | 217.6204
2023 | 5 | 7 | 5 | 39.9354 | 55.8629 | 222.5644
2023 | 5 | 7 | 6 | 41.2996 | 55.848 | 224.1593
2023 | 5 | 7 | 7 | 43.9091 | 57.7092 | 228.2109
2023 | 5 | 7 | 8 | 47.0582 | 60.8136 | 229.3004
2023 | 5 | 7 | 9 | 49.7424 | 62.7793 | 235.1177
2023 | 5 | 7 | 10 | 51.4546 | 64.8759 | 240.353
2023 | 5 | 7 | 11 | 51.9416 | 62.8612 | 253.6004
2023 | 5 | 7 | 12 | 50.2906 | 64.2252 | 268.0585
2023 | 5 | 7 | 13 | 49.7346 | 65.398 | 271.8786
2023 | 5 | 7 | 14 | 49.3268 | 65.0332 | 265.5174
2023 | 5 | 7 | 15 | 50.0552 | 62.5379 | 265.5214
2023 | 5 | 7 | 16 | 53.0123 | 61.762 | 276.306
2023 | 5 | 7 | 17 | 55.4011 | 59.9929 | 297.2515
2023 | 5 | 7 | 18 | 54.1495 | 64.3904 | 308.2396
2023 | 5 | 7 | 19 | 52.9025 | 63.2136 | 310.244
2023 | 5 | 7 | 20 | 52.3551 | 63.513 | 307.4294
2023 | 5 | 7 | 21 | 50.436 | 65.0606 | 297.7486
2023 | 5 | 7 | 22 | 46.3235 | 61.4928 | 270.9095
2023 | 5 | 7 | 23 | 43.1081 | 58.6774 | 241.1234
2023 | 5 | 8 | 0 | 42.0239 | 56.4643 | 222.0777
2023 | 5 | 8 | 1 | 42.025 | 57.561 | 203.3749
2023 | 5 | 8 | 2 | 41.5622 | 57.5468 | 198.5267
2023 | 5 | 8 | 3 | 41.6267 | 58.2217 | 195.9233
2023 | 5 | 8 | 4 | 43.149 | 58.9208 | 199.4487
2023 | 5 | 8 | 5 | 46.4161 | 62.2089 | 211.1766
2023 | 5 | 8 | 6 | 51.1016 | 67.8296 | 232.08
2023 | 5 | 8 | 7 | 54.5567 | 76.3771 | 257.8778
2023 | 5 | 8 | 8 | 55.3395 | 85.9017 | 271.0467
2023 | 5 | 8 | 9 | 54.5249 | 86.6424 | 277.1015
2023 | 5 | 8 | 10 | 54.1116 | 87.8606 | 277.5629
2023 | 5 | 8 | 11 | 53.6817 | 85.1328 | 276.0976
2023 | 5 | 8 | 12 | 50.4714 | 83.0121 | 254.4236
2023 | 5 | 8 | 13 | 49.6434 | 83.1391 | 251.8794
2023 | 5 | 8 | 14 | 49.0707 | 78.8249 | 252.305
2023 | 5 | 8 | 15 | 49.7321 | 74.72 | 256.7994
2023 | 5 | 8 | 16 | 52.6277 | 76.9819 | 267.5371
2023 | 5 | 8 | 17 | 55.6518 | 71.214 | 286.0382
2023 | 5 | 8 | 18 | 58.3714 | 71.9271 | 303.9159
2023 | 5 | 8 | 19 | 58.655 | 71.9524 | 311.9425
2023 | 5 | 8 | 20 | 59.1678 | 72.1053 | 315.035
2023 | 5 | 8 | 21 | 56.7476 | 72.7831 | 304.2216
2023 | 5 | 8 | 22 | 51.4786 | 69.1241 | 274.5258
2023 | 5 | 8 | 23 | 46.6743 | 63.5967 | 242.9186
2023 | 5 | 9 | 0 | 45.0611 | 61.647 | 220.7237
2023 | 5 | 9 | 1 | 43.0708 | 60.5602 | 208.7307
2023 | 5 | 9 | 2 | 42.3521 | 59.9001 | 204.6865
2023 | 5 | 9 | 3 | 42.101 | 60.0087 | 203.141
2023 | 5 | 9 | 4 | 43.5487 | 60.2416 | 207.2727
2023 | 5 | 9 | 5 | 46.6524 | 63.2904 | 219.5213
2023 | 5 | 9 | 6 | 51.0794 | 70.0768 | 246.0881
2023 | 5 | 9 | 7 | 54.5025 | 79.2765 | 267.0625
2023 | 5 | 9 | 8 | 55.6019 | 87.1005 | 260.5692
2023 | 5 | 9 | 9 | 55.552 | 87.607 | 245.17
2023 | 5 | 9 | 10 | 55.9606 | 89.8399 | 242.012
2023 | 5 | 9 | 11 | 56.0896 | 89.4211 | 240.8392
2023 | 5 | 9 | 12 | 56.3232 | 90.2695 | 254.3328
2023 | 5 | 9 | 13 | 56.1584 | 90.3123 | 253.7306
2023 | 5 | 9 | 14 | 56.2853 | 86.6732 | 254.3101
2023 | 5 | 9 | 15 | 57.5335 | 84.5833 | 257.2392
2023 | 5 | 9 | 16 | 60.4007 | 85.291 | 268.615
2023 | 5 | 9 | 17 | 62.4423 | 80.7261 | 285.241
2023 | 5 | 9 | 18 | 61.8718 | 76.5636 | 289.8606
2023 | 5 | 9 | 19 | 60.5 | 75.0732 | 305.3726
2023 | 5 | 9 | 20 | 59.0505 | 74.7167 | 313.0956
2023 | 5 | 9 | 21 | 55.2319 | 74.5941 | 304.8413
2023 | 5 | 9 | 22 | 49.6146 | 71.1117 | 275.2658
2023 | 5 | 9 | 23 | 45.1389 | 65.1945 | 243.7933
2023 | 5 | 10 | 0 | 44.1886 | 63.1286 | 225.1907
2023 | 5 | 10 | 1 | 43.3663 | 63.0089 | 211.6503
2023 | 5 | 10 | 2 | 42.5285 | 61.815 | 206.7355
2023 | 5 | 10 | 3 | 42.1742 | 61.4438 | 204.1796
2023 | 5 | 10 | 4 | 43.489 | 61.8009 | 207.5955
2023 | 5 | 10 | 5 | 46.5527 | 64.795 | 218.9934
2023 | 5 | 10 | 6 | 50.7873 | 74.5264 | 247.3308
2023 | 5 | 10 | 7 | 54.1139 | 84.5821 | 263.3187
2023 | 5 | 10 | 8 | 54.4793 | 91.9044 | 247.7591
2023 | 5 | 10 | 9 | 53.189 | 94.5823 | 222.4847
2023 | 5 | 10 | 10 | 53.0166 | 97.348 | 214.9416
2023 | 5 | 10 | 11 | 52.8119 | 96.3593 | 216.6787
2023 | 5 | 10 | 12 | 50.4529 | 91.7166 | 228.0886
2023 | 5 | 10 | 13 | 49.6914 | 91.4954 | 229.869
2023 | 5 | 10 | 14 | 49.2005 | 88.1241 | 229.6649
2023 | 5 | 10 | 15 | 49.6957 | 86.0019 | 229.7469
2023 | 5 | 10 | 16 | 52.2788 | 86.0947 | 241.0772
2023 | 5 | 10 | 17 | 55.1939 | 81.3485 | 266.7519
2023 | 5 | 10 | 18 | 57.7233 | 74.1576 | 300.6436
2023 | 5 | 10 | 19 | 58.3825 | 72.9608 | 312.9995
2023 | 5 | 10 | 20 | 59.4861 | 72.926 | 318.463
2023 | 5 | 10 | 21 | 57.4651 | 73.9739 | 310.3805
2023 | 5 | 10 | 22 | 52.2697 | 70.2364 | 280.4832
2023 | 5 | 10 | 23 | 47.2765 | 64.1311 | 248.3562
2023 | 5 | 11 | 0 | 44.8075 | 63.174 | 225.3668
2023 | 5 | 11 | 1 | 43.3331 | 61.2737 | 210.2645
2023 | 5 | 11 | 2 | 42.5181 | 60.5077 | 205.6551
2023 | 5 | 11 | 3 | 42.2713 | 60.5154 | 203.4152
2023 | 5 | 11 | 4 | 43.5619 | 60.6885 | 206.0851
2023 | 5 | 11 | 5 | 46.5658 | 63.8376 | 217.5771
2023 | 5 | 11 | 6 | 51.5567 | 71.8449 | 251.7998
2023 | 5 | 11 | 7 | 54.7129 | 80.645 | 271.5791
2023 | 5 | 11 | 8 | 54.8062 | 88.7361 | 263.9434
2023 | 5 | 11 | 9 | 53.1057 | 89.9935 | 249.642
2023 | 5 | 11 | 10 | 51.961 | 93.1722 | 245.3805
2023 | 5 | 11 | 11 | 51.0914 | 91.0483 | 239.9521
2023 | 5 | 11 | 12 | 49.9458 | 86.377 | 239.2371
2023 | 5 | 11 | 13 | 49.148 | 86.7796 | 237.7362
2023 | 5 | 11 | 14 | 48.6794 | 82.2085 | 236.9152
2023 | 5 | 11 | 15 | 49.3738 | 78.1573 | 241.0157
2023 | 5 | 11 | 16 | 51.7842 | 81.4805 | 250.2874
2023 | 5 | 11 | 17 | 54.5137 | 75.8119 | 273.292
2023 | 5 | 11 | 18 | 56.7453 | 78.2088 | 278.3833
2023 | 5 | 11 | 19 | 57.403 | 77.4329 | 299.2523
2023 | 5 | 11 | 20 | 58.1843 | 77.01 | 311.9143
2023 | 5 | 11 | 21 | 56.1035 | 76.8086 | 308.2436
2023 | 5 | 11 | 22 | 51.0576 | 72.9661 | 281.6653
2023 | 5 | 11 | 23 | 46.3953 | 67.413 | 250.5099
2023 | 5 | 12 | 0 | 44.2889 | 63.6721 | 237.2778
2023 | 5 | 12 | 1 | 42.3758 | 63.9231 | 228.4705
2023 | 5 | 12 | 2 | 41.4306 | 62.3805 | 223.2142
2023 | 5 | 12 | 3 | 41.0853 | 62.1096 | 220.9099
2023 | 5 | 12 | 4 | 42.1558 | 62.9495 | 224.2231
2023 | 5 | 12 | 5 | 44.7746 | 65.453 | 235.9176
2023 | 5 | 12 | 6 | 49.9206 | 71.1278 | 250.8512
2023 | 5 | 12 | 7 | 52.9247 | 79.9742 | 276.4549
2023 | 5 | 12 | 8 | 53.8245 | 86.8876 | 289.977
2023 | 5 | 12 | 9 | 53.7434 | 88.2445 | 295.8655
2023 | 5 | 12 | 10 | 53.7982 | 89.5301 | 297.291
2023 | 5 | 12 | 11 | 53.6156 | 88.1721 | 289.2716
2023 | 5 | 12 | 12 | 55.1141 | 82.906 | 274.0655
2023 | 5 | 12 | 13 | 55.074 | 82.7469 | 275.2276
2023 | 5 | 12 | 14 | 55.157 | 75.1045 | 275.5865
2023 | 5 | 12 | 15 | 55.8531 | 71.0812 | 275.53
2023 | 5 | 12 | 16 | 57.5415 | 74.8578 | 282.378
2023 | 5 | 12 | 17 | 58.5451 | 69.1089 | 292.7644
2023 | 5 | 12 | 18 | 56.7091 | 70.8364 | 305.9253
2023 | 5 | 12 | 19 | 56.2656 | 70.9359 | 310.6646
2023 | 5 | 12 | 20 | 56.0562 | 72.2836 | 314.2012
2023 | 5 | 12 | 21 | 53.4654 | 74.0085 | 306.3831
2023 | 5 | 12 | 22 | 48.971 | 70.3001 | 281.4891
2023 | 5 | 12 | 23 | 44.8271 | 63.2111 | 255.1962
2023 | 5 | 13 | 0 | 42.8234 | 61.0506 | 237.6462
2023 | 5 | 13 | 1 | 41.9587 | 58.9535 | 222.5388
2023 | 5 | 13 | 2 | 40.4596 | 58.5213 | 215.4092
2023 | 5 | 13 | 3 | 39.551 | 58.3426 | 212.2518
2023 | 5 | 13 | 4 | 39.6861 | 58.4152 | 212.496
2023 | 5 | 13 | 5 | 40.7884 | 60.3374 | 216.3326
2023 | 5 | 13 | 6 | 43.5413 | 62.6085 | 222.0282
2023 | 5 | 13 | 7 | 46.7582 | 66.2069 | 236.1484
2023 | 5 | 13 | 8 | 51.1291 | 70.3445 | 253.2738
2023 | 5 | 13 | 9 | 56.0041 | 72.9368 | 262.4026
2023 | 5 | 13 | 10 | 59.8904 | 75.125 | 267.6534
2023 | 5 | 13 | 11 | 62.2046 | 74.1306 | 269.2545
2023 | 5 | 13 | 12 | 63.6438 | 72.6998 | 257.4031
2023 | 5 | 13 | 13 | 64.1752 | 71.8633 | 253.2905
2023 | 5 | 13 | 14 | 64.4943 | 68.997 | 250.1388
2023 | 5 | 13 | 15 | 64.6563 | 66.5004 | 248.1051
2023 | 5 | 13 | 16 | 66.2211 | 67.0713 | 255.0126
2023 | 5 | 13 | 17 | 66.7722 | 65.6945 | 273.5884
2023 | 5 | 13 | 18 | 66.7781 | 66.5011 | 279.0973
2023 | 5 | 13 | 19 | 65.0932 | 65.9997 | 291.7929
2023 | 5 | 13 | 20 | 63.2323 | 65.4456 | 292.3148
2023 | 5 | 13 | 21 | 59.9055 | 68.1959 | 288.5893
2023 | 5 | 13 | 22 | 54.414 | 63.8037 | 269.8799
2023 | 5 | 13 | 23 | 49.8011 | 61.1289 | 246.0568
2023 | 5 | 14 | 0 | 47.0492 | 59.5152 | 228.0385
2023 | 5 | 14 | 1 | 45.6716 | 59.2507 | 221.1205
2023 | 5 | 14 | 2 | 43.3854 | 58.5428 | 215.714
2023 | 5 | 14 | 3 | 41.9077 | 58.1644 | 212.2055
2023 | 5 | 14 | 4 | 41.2982 | 58.3725 | 212.9404
2023 | 5 | 14 | 5 | 42.0274 | 59.7641 | 216.9058
2023 | 5 | 14 | 6 | 45.0277 | 59.5436 | 224.0828
2023 | 5 | 14 | 7 | 48.6801 | 62.6174 | 231.5196
2023 | 5 | 14 | 8 | 54.6827 | 64.593 | 237.5037
2023 | 5 | 14 | 9 | 61.1171 | 65.9054 | 242.7661
2023 | 5 | 14 | 10 | 66.0991 | 67.8297 | 250.1839
2023 | 5 | 14 | 11 | 69.3144 | 66.9504 | 252.9907
2023 | 5 | 14 | 12 | 70.564 | 66.6889 | 259.5795
2023 | 5 | 14 | 13 | 71.9621 | 66.999 | 257.6371
2023 | 5 | 14 | 14 | 72.7478 | 64.721 | 254.3648
2023 | 5 | 14 | 15 | 73.6868 | 63.9527 | 260.2862
2023 | 5 | 14 | 16 | 76.2209 | 64.8535 | 272.0214
2023 | 5 | 14 | 17 | 77.5414 | 64.8771 | 294.7411
2023 | 5 | 14 | 18 | 75.8036 | 67.735 | 311.3566
2023 | 5 | 14 | 19 | 73.5264 | 66.524 | 311.0184
2023 | 5 | 14 | 20 | 70.3542 | 66.7645 | 310.1648
2023 | 5 | 14 | 21 | 66.2998 | 69.2176 | 300.6196
2023 | 5 | 14 | 22 | 59.5717 | 65.0969 | 271.8656
2023 | 5 | 14 | 23 | 53.9818 | 62.0789 | 241.7194
2023 | 5 | 15 | 0 | 52.9904 | 61.4229 | 224.8002
2023 | 5 | 15 | 1 | 47.664 | 60.4821 | 209.1527
2023 | 5 | 15 | 2 | 45.8866 | 59.9674 | 204.6243
2023 | 5 | 15 | 3 | 44.9207 | 60.572 | 202.574
2023 | 5 | 15 | 4 | 45.4672 | 61.4361 | 206.2952
2023 | 5 | 15 | 5 | 47.9104 | 63.6159 | 218.3756
2023 | 5 | 15 | 6 | 54.5804 | 71.8382 | 238.7182
2023 | 5 | 15 | 7 | 59.511 | 82.3813 | 265.1541
2023 | 5 | 15 | 8 | 63.3472 | 90.7813 | 278.7042
2023 | 5 | 15 | 9 | 66.3195 | 91.6062 | 285.8794
2023 | 5 | 15 | 10 | 68.5299 | 95.1284 | 287.7696
2023 | 5 | 15 | 11 | 70.1891 | 93.3524 | 283.0509
2023 | 5 | 15 | 12 | 71.5783 | 93.0239 | 270.0136
2023 | 5 | 15 | 13 | 72.5415 | 92.9924 | 269.3811
2023 | 5 | 15 | 14 | 72.8382 | 84.589 | 269.6163
2023 | 5 | 15 | 15 | 73.9382 | 84.8827 | 272.5317
2023 | 5 | 15 | 16 | 76.2058 | 87.2849 | 283.386
2023 | 5 | 15 | 17 | 76.8601 | 83.2335 | 298.5366
2023 | 5 | 15 | 18 | 73.1527 | 80.0872 | 315.7678
2023 | 5 | 15 | 19 | 70.9542 | 79.8239 | 316.8182
2023 | 5 | 15 | 20 | 69.3782 | 79.1385 | 317.2098
2023 | 5 | 15 | 21 | 65.2552 | 79.7662 | 305.4688
2023 | 5 | 15 | 22 | 58.3279 | 75.4382 | 274.9708
2023 | 5 | 15 | 23 | 52.2061 | 69.0389 | 243.8363
2023 | 5 | 16 | 0 | 50.8521 | 65.3873 | 226.1604
2023 | 5 | 16 | 1 | 48.6896 | 62.8945 | 215.7993
2023 | 5 | 16 | 2 | 46.8592 | 61.5472 | 210.7098
2023 | 5 | 16 | 3 | 45.8332 | 61.4706 | 208.944
2023 | 5 | 16 | 4 | 46.3242 | 61.9376 | 212.0204
2023 | 5 | 16 | 5 | 48.9504 | 63.56 | 222.7236
2023 | 5 | 16 | 6 | 54.2725 | 74.1856 | 240.7504
2023 | 5 | 16 | 7 | 58.6526 | 85.0068 | 260.9569
2023 | 5 | 16 | 8 | 61.8521 | 92.9816 | 252.8784
2023 | 5 | 16 | 9 | 64.5197 | 94.4074 | 236.5368
2023 | 5 | 16 | 10 | 66.4434 | 98.3475 | 229.0965
2023 | 5 | 16 | 11 | 68.289 | 96.8905 | 228.9255
2023 | 5 | 16 | 12 | 70.1328 | 94.5301 | 236.2738
2023 | 5 | 16 | 13 | 71.3007 | 95.37 | 238.9481
2023 | 5 | 16 | 14 | 71.9456 | 88.1607 | 242.9168
2023 | 5 | 16 | 15 | 72.794 | 89.123 | 250.8103
2023 | 5 | 16 | 16 | 74.6929 | 91.9764 | 264.4429
2023 | 5 | 16 | 17 | 75.1337 | 87.6637 | 289.0727
2023 | 5 | 16 | 18 | 73.5428 | 83.789 | 309.5119
2023 | 5 | 16 | 19 | 71.3553 | 83.4624 | 322.831
2023 | 5 | 16 | 20 | 69.1451 | 82.7859 | 323.6049
2023 | 5 | 16 | 21 | 64.6056 | 82.8389 | 315.0731
2023 | 5 | 16 | 22 | 57.5448 | 78.6254 | 284.7498
2023 | 5 | 16 | 23 | 51.5323 | 72.1456 | 250.212
2023 | 5 | 17 | 0 | 48.8656 | 66.9577 | 225.0902
2023 | 5 | 17 | 1 | 47.56 | 63.4893 | 218.8764
2023 | 5 | 17 | 2 | 45.6905 | 61.9658 | 212.5942
2023 | 5 | 17 | 3 | 44.5855 | 61.5585 | 209.2626
2023 | 5 | 17 | 4 | 44.9981 | 62.6277 | 211.8075
2023 | 5 | 17 | 5 | 47.3142 | 65.5369 | 221.561
2023 | 5 | 17 | 6 | 53.1649 | 74.5055 | 240.9341
2023 | 5 | 17 | 7 | 57.2605 | 85.5485 | 262.2022
2023 | 5 | 17 | 8 | 59.7482 | 93.4176 | 256.1499
2023 | 5 | 17 | 9 | 61.7004 | 97.5501 | 242.2474
2023 | 5 | 17 | 10 | 62.9288 | 102.5469 | 236.4467
2023 | 5 | 17 | 11 | 63.8565 | 98.6374 | 238.7788
2023 | 5 | 17 | 12 | 64.926 | 95.6889 | 248.0573
2023 | 5 | 17 | 13 | 65.1976 | 95.3253 | 252.4742
2023 | 5 | 17 | 14 | 65.1158 | 93.9726 | 258.9715
2023 | 5 | 17 | 15 | 65.3822 | 94.3471 | 269.2788
2023 | 5 | 17 | 16 | 67.01 | 91.4365 | 285.0073
2023 | 5 | 17 | 17 | 67.1274 | 87.3749 | 311.5785
2023 | 5 | 17 | 18 | 68.4225 | 83.3105 | 322.1793
2023 | 5 | 17 | 19 | 66.8239 | 80.7823 | 330.232
2023 | 5 | 17 | 20 | 65.5813 | 80.3219 | 332.1624
2023 | 5 | 17 | 21 | 61.7817 | 80.3039 | 324.0656
2023 | 5 | 17 | 22 | 55.241 | 76.7785 | 293.2217
2023 | 5 | 17 | 23 | 49.531 | 70.9235 | 257.8014
2023 | 5 | 18 | 0 | 47.0683 | 68.3521 | 239.2463
2023 | 5 | 18 | 1 | 44.0902 | 65.9177 | 237.0636
2023 | 5 | 18 | 2 | 42.6702 | 64.6933 | 228.6188
2023 | 5 | 18 | 3 | 41.9013 | 64.5098 | 224.2679
2023 | 5 | 18 | 4 | 42.5479 | 65.1479 | 225.6563
2023 | 5 | 18 | 5 | 45.028 | 68.0446 | 234.5838
2023 | 5 | 18 | 6 | 49.7198 | 74.9785 | 257.4843
2023 | 5 | 18 | 7 | 53.5814 | 85.0754 | 282.8824
2023 | 5 | 18 | 8 | 55.8925 | 92.5191 | 286.8879
2023 | 5 | 18 | 9 | 57.5502 | 94.4139 | 283.6646
2023 | 5 | 18 | 10 | 58.2341 | 97.9734 | 284.735
2023 | 5 | 18 | 11 | 58.4167 | 95.1471 | 288.0239
2023 | 5 | 18 | 12 | 58.1112 | 88.9129 | 300.3566
2023 | 5 | 18 | 13 | 58.1259 | 88.7466 | 305.7826
2023 | 5 | 18 | 14 | 57.8852 | 81.9466 | 310.5904
2023 | 5 | 18 | 15 | 58.3984 | 79.2586 | 319.4507
2023 | 5 | 18 | 16 | 59.9365 | 83.2279 | 330.0017
2023 | 5 | 18 | 17 | 60.8705 | 78.9103 | 347.3256
2023 | 5 | 18 | 18 | 58.6027 | 79.2532 | 361.1862
2023 | 5 | 18 | 19 | 57.1454 | 80.2231 | 371.6253
2023 | 5 | 18 | 20 | 55.7359 | 79.9935 | 370.8344
2023 | 5 | 18 | 21 | 52.3967 | 81.6944 | 360.5343
2023 | 5 | 18 | 22 | 47.1528 | 75.9517 | 326.108
2023 | 5 | 18 | 23 | 43.2615 | 70.3346 | 286.1173
2023 | 5 | 19 | 0 | 42.2981 | 67.9744 | 260.3488
2023 | 5 | 19 | 1 | 41.4012 | 66.614 | 247.615
2023 | 5 | 19 | 2 | 40.3915 | 65.2388 | 237.3857
2023 | 5 | 19 | 3 | 39.9153 | 64.9784 | 231.2798
2023 | 5 | 19 | 4 | 40.7712 | 65.211 | 231.5856
2023 | 5 | 19 | 5 | 43.2028 | 68.0249 | 239.3553
2023 | 5 | 19 | 6 | 47.4871 | 74.5327 | 259.5
2023 | 5 | 19 | 7 | 51.0362 | 83.3316 | 284.0108
2023 | 5 | 19 | 8 | 52.5269 | 89.6522 | 291.803
2023 | 5 | 19 | 9 | 53.1003 | 90.8014 | 292.5877
2023 | 5 | 19 | 10 | 53.0776 | 91.5874 | 292.6694
2023 | 5 | 19 | 11 | 53.0332 | 91.7497 | 290.5545
2023 | 5 | 19 | 12 | 55.2149 | 88.9074 | 302.9915
2023 | 5 | 19 | 13 | 55.1719 | 89.1382 | 307.2036
2023 | 5 | 19 | 14 | 54.9963 | 82.5062 | 309.4258
2023 | 5 | 19 | 15 | 55.6072 | 77.9026 | 316.8805
2023 | 5 | 19 | 16 | 57.4358 | 81.7163 | 326.5507
2023 | 5 | 19 | 17 | 58.5509 | 76.4021 | 342.2592
2023 | 5 | 19 | 18 | 57.8197 | 76.0664 | 350.012
2023 | 5 | 19 | 19 | 56.8545 | 75.6613 | 347.6449
2023 | 5 | 19 | 20 | 55.7777 | 78.2685 | 346.1629
2023 | 5 | 19 | 21 | 52.9697 | 79.6238 | 336.1562
2023 | 5 | 19 | 22 | 48.3303 | 75.5625 | 309.0412
2023 | 5 | 19 | 23 | 44.0311 | 68.6226 | 277.2856
2023 | 5 | 20 | 0 | 41.977 | 65.352 | 256.9703
2023 | 5 | 20 | 1 | 38.371 | 62.7567 | 245.8758
2023 | 5 | 20 | 2 | 37.0442 | 62.0059 | 234.4112
2023 | 5 | 20 | 3 | 36.4586 | 61.5163 | 227.3539
2023 | 5 | 20 | 4 | 36.4686 | 61.0865 | 224.6896
2023 | 5 | 20 | 5 | 37.6544 | 62.7347 | 225.4572
2023 | 5 | 20 | 6 | 40.6474 | 66.3715 | 226.7082
2023 | 5 | 20 | 7 | 43.957 | 71.7972 | 242.0556
2023 | 5 | 20 | 8 | 47.3941 | 75.248 | 255.4893
2023 | 5 | 20 | 9 | 50.0888 | 78.3995 | 262.7619
2023 | 5 | 20 | 10 | 51.1589 | 81.613 | 268.0199
2023 | 5 | 20 | 11 | 51.4934 | 80.7481 | 275.3455
2023 | 5 | 20 | 12 | 49.472 | 74.3563 | 277.0316
2023 | 5 | 20 | 13 | 48.9491 | 73.5316 | 281.8239
2023 | 5 | 20 | 14 | 48.5144 | 67.1153 | 287.2289
2023 | 5 | 20 | 15 | 48.8196 | 66.0245 | 297.9546
2023 | 5 | 20 | 16 | 50.4607 | 68.7203 | 313.0893
2023 | 5 | 20 | 17 | 51.2916 | 67.7809 | 342.1256
2023 | 5 | 20 | 18 | 50.7637 | 67.1867 | 359.9655
2023 | 5 | 20 | 19 | 49.735 | 67.4615 | 365.6195
2023 | 5 | 20 | 20 | 48.2239 | 67.7351 | 358.1379
2023 | 5 | 20 | 21 | 45.8481 | 71.6929 | 350.0684
2023 | 5 | 20 | 22 | 42.3515 | 67.2426 | 322.73
2023 | 5 | 20 | 23 | 39.4981 | 64.0188 | 289.35
2023 | 5 | 21 | 0 | 37.9514 | 62.6915 | 258.4855
2023 | 5 | 21 | 1 | 37.1512 | 60.8914 | 253.7852
2023 | 5 | 21 | 2 | 35.9808 | 60.2654 | 242.1211
2023 | 5 | 21 | 3 | 35.3507 | 59.9298 | 234.2392
2023 | 5 | 21 | 4 | 35.341 | 59.6808 | 230.8784
2023 | 5 | 21 | 5 | 36.1851 | 61.161 | 231.4983
2023 | 5 | 21 | 6 | 38.604 | 61.4607 | 236.1093
2023 | 5 | 21 | 7 | 41.2878 | 65.5323 | 249.5414
2023 | 5 | 21 | 8 | 44.9806 | 66.9004 | 266.9958
2023 | 5 | 21 | 9 | 48.4926 | 68.1508 | 284.6931
2023 | 5 | 21 | 10 | 50.7396 | 70.2302 | 298.3589
2023 | 5 | 21 | 11 | 51.8037 | 69.9451 | 306.5207
2023 | 5 | 21 | 12 | 51.1016 | 68.9991 | 322.4498
2023 | 5 | 21 | 13 | 50.9836 | 69.0117 | 331.7161
2023 | 5 | 21 | 14 | 50.7685 | 64.8036 | 340.1102
2023 | 5 | 21 | 15 | 50.9843 | 64.8263 | 358.7576
2023 | 5 | 21 | 16 | 52.5388 | 67.5664 | 377.437
2023 | 5 | 21 | 17 | 54.5601 | 68.101 | 402.8468
2023 | 5 | 21 | 18 | 52.8488 | 71.6852 | 414.328
2023 | 5 | 21 | 19 | 51.9526 | 70.9442 | 409.4577
2023 | 5 | 21 | 20 | 51.458 | 71.255 | 401.1445
2023 | 5 | 21 | 21 | 49.4637 | 74.1042 | 388.8687
2023 | 5 | 21 | 22 | 45.297 | 69.2158 | 353.4326
2023 | 5 | 21 | 23 | 41.889 | 66.1081 | 312.5496
2023 | 5 | 22 | 0 | 39.9441 | 64.5225 | 287.2706
2023 | 5 | 22 | 1 | 38.1326 | 61.209 | 266.4374
2023 | 5 | 22 | 2 | 36.9671 | 60.5852 | 253.6334
2023 | 5 | 22 | 3 | 36.3224 | 60.476 | 245.209
2023 | 5 | 22 | 4 | 36.7038 | 59.7886 | 242.4356
2023 | 5 | 22 | 5 | 37.4687 | 60.0898 | 241.2939
2023 | 5 | 22 | 6 | 39.0626 | 62.4543 | 242.5214
2023 | 5 | 22 | 7 | 41.5629 | 64.9557 | 252.7871
2023 | 5 | 22 | 8 | 45.1291 | 73.5248 | 271.8058
2023 | 5 | 22 | 9 | 48.8847 | 70.7456 | 289.9036
2023 | 5 | 22 | 10 | 51.2331 | 73.057 | 304.7091
2023 | 5 | 22 | 11 | 52.6361 | 75.5396 | 309.6802
2023 | 5 | 22 | 12 | 54.2665 | 73.0252 | 305.9535
2023 | 5 | 22 | 13 | 53.8275 | 71.726 | 306.341
2023 | 5 | 22 | 14 | 53.465 | 74.5617 | 315.3111
2023 | 5 | 22 | 15 | 54.7442 | 74.2773 | 323.4309
2023 | 5 | 22 | 16 | 57.6268 | 71.9592 | 341.8754
2023 | 5 | 22 | 17 | 59.9721 | 71.9851 | 369.5455
2023 | 5 | 22 | 18 | 57.4076 | 69.2171 | 389.6181
2023 | 5 | 22 | 19 | 56.7395 | 68.6314 | 394.2956
2023 | 5 | 22 | 20 | 55.4114 | 68.572 | 384.5237
2023 | 5 | 22 | 21 | 53.1646 | 71.72 | 369.5651
2023 | 5 | 22 | 22 | 48.2943 | 67.8104 | 332.6298
2023 | 5 | 22 | 23 | 44.525 | 64.8179 | 292.3505
2023 | 5 | 23 | 0 | 43.3694 | 64.8634 | 258.1496
2023 | 5 | 23 | 1 | 41.8273 | 65.7017 | 250.1566
2023 | 5 | 23 | 2 | 40.9463 | 64.323 | 239.9109
2023 | 5 | 23 | 3 | 40.5494 | 64.286 | 233.39
2023 | 5 | 23 | 4 | 41.7638 | 64.4467 | 233.3922
2023 | 5 | 23 | 5 | 44.3935 | 66.1139 | 240.8645
2023 | 5 | 23 | 6 | 49.6945 | 76.1885 | 261.5589
2023 | 5 | 23 | 7 | 53.0064 | 87.8059 | 286.0568
2023 | 5 | 23 | 8 | 53.2238 | 94.535 | 291.8157
2023 | 5 | 23 | 9 | 51.6863 | 95.3424 | 290.7407
2023 | 5 | 23 | 10 | 50.7173 | 99.466 | 291.1979
2023 | 5 | 23 | 11 | 50.1584 | 99.1196 | 292.0772
2023 | 5 | 23 | 12 | 51.9091 | 95.5964 | 306.814
2023 | 5 | 23 | 13 | 51.4789 | 95.6892 | 315.2773
2023 | 5 | 23 | 14 | 51.4137 | 86.6854 | 321.752
2023 | 5 | 23 | 15 | 51.9517 | 88.2684 | 335.0405
2023 | 5 | 23 | 16 | 54.0687 | 92.3791 | 349.6414
2023 | 5 | 23 | 17 | 56.9347 | 88.9808 | 371.0474
2023 | 5 | 23 | 18 | 55.5832 | 81.4073 | 388.3259
2023 | 5 | 23 | 19 | 56.65 | 80.6178 | 397.0958
2023 | 5 | 23 | 20 | 58.3043 | 79.6417 | 393.2962
2023 | 5 | 23 | 21 | 57.1963 | 81.94 | 380.8618
2023 | 5 | 23 | 22 | 52.5325 | 76.8422 | 345.0636
2023 | 5 | 23 | 23 | 47.3348 | 70.1718 | 302.6915
2023 | 5 | 24 | 0 | 43.6719 | 69.8483 | 264.7973
2023 | 5 | 24 | 1 | 42.5919 | 70.1998 | 262.5632
2023 | 5 | 24 | 2 | 41.6359 | 67.6595 | 252.193
2023 | 5 | 24 | 3 | 41.1859 | 67.0889 | 244.8234
2023 | 5 | 24 | 4 | 42.3085 | 67.6526 | 244.4684
2023 | 5 | 24 | 5 | 45.054 | 69.6167 | 251.1527
2023 | 5 | 24 | 6 | 50.1739 | 75.1359 | 273.4694
2023 | 5 | 24 | 7 | 53.6519 | 86.3919 | 302.8593
2023 | 5 | 24 | 8 | 54.5969 | 94.9816 | 321.2154
2023 | 5 | 24 | 9 | 54.6056 | 98.0182 | 332.8357
2023 | 5 | 24 | 10 | 54.644 | 102.5463 | 340.9722
2023 | 5 | 24 | 11 | 54.5877 | 99.6546 | 343.1332
2023 | 5 | 24 | 12 | 57.1694 | 98.7073 | 346.9996
2023 | 5 | 24 | 13 | 57.1249 | 99.6639 | 350.8383
2023 | 5 | 24 | 14 | 57.335 | 94.0532 | 354.2748
2023 | 5 | 24 | 15 | 58.4926 | 95.2922 | 363.9045
2023 | 5 | 24 | 16 | 61.012 | 98.317 | 374.5651
2023 | 5 | 24 | 17 | 62.9484 | 93.8407 | 391.8785
2023 | 5 | 24 | 18 | 59.9835 | 82.7698 | 405.5619
2023 | 5 | 24 | 19 | 58.8381 | 81.6628 | 399.8529
2023 | 5 | 24 | 20 | 57.8861 | 78.702 | 396.621
2023 | 5 | 24 | 21 | 54.7998 | 80.3718 | 383.2832
2023 | 5 | 24 | 22 | 49.1694 | 75.2367 | 347.1424
2023 | 5 | 24 | 23 | 44.347 | 68.8807 | 306.0671
2023 | 5 | 25 | 0 | 43.8614 | 74.5626 | 279.4565
2023 | 5 | 25 | 1 | 41.2712 | 72.049 | 263.677
2023 | 5 | 25 | 2 | 40.3744 | 69.6219 | 252.1416
2023 | 5 | 25 | 3 | 40.0936 | 68.7008 | 244.79
2023 | 5 | 25 | 4 | 41.2969 | 68.2884 | 244.3005
2023 | 5 | 25 | 5 | 44.2558 | 70.2902 | 250.7444
2023 | 5 | 25 | 6 | 48.971 | 81.5053 | 269.2055
2023 | 5 | 25 | 7 | 52.2492 | 93.4149 | 296.81
2023 | 5 | 25 | 8 | 52.7835 | 104.357 | 312.4387
2023 | 5 | 25 | 9 | 52.098 | 108.1665 | 321.3551
2023 | 5 | 25 | 10 | 51.7968 | 116.8302 | 323.7925
2023 | 5 | 25 | 11 | 51.485 | 116.197 | 322.3173
2023 | 5 | 25 | 12 | 50.7263 | 110.6112 | 318.9869
2023 | 5 | 25 | 13 | 50.5963 | 111.7326 | 320.7947
2023 | 5 | 25 | 14 | 51.1776 | 103.0874 | 322.8183
2023 | 5 | 25 | 15 | 52.8412 | 101.6107 | 332.6607
2023 | 5 | 25 | 16 | 55.5821 | 106.6808 | 343.6381
2023 | 5 | 25 | 17 | 57.7253 | 100.2863 | 361.9406
2023 | 5 | 25 | 18 | 58.4708 | 99.4473 | 358.8923
2023 | 5 | 25 | 19 | 58.5676 | 96.7205 | 357.8025
2023 | 5 | 25 | 20 | 58.3027 | 92.2845 | 354.1706
2023 | 5 | 25 | 21 | 56.0777 | 91.5874 | 343.4153
2023 | 5 | 25 | 22 | 51.0885 | 85.8488 | 311.9102
2023 | 5 | 25 | 23 | 46.0395 | 78.5556 | 275.1092
2023 | 5 | 26 | 0 | 42.9333 | 79.3769 | 267.4222
2023 | 5 | 26 | 1 | 40.8566 | 74.9924 | 241.5588
2023 | 5 | 26 | 2 | 39.8321 | 71.6998 | 232.1356
2023 | 5 | 26 | 3 | 39.3967 | 70.6032 | 226.0754
2023 | 5 | 26 | 4 | 40.551 | 70.7757 | 226.6836
2023 | 5 | 26 | 5 | 43.3867 | 72.413 | 233.788
2023 | 5 | 26 | 6 | 48.2719 | 79.535 | 258.6188
2023 | 5 | 26 | 7 | 52.1513 | 91.861 | 280.6024
2023 | 5 | 26 | 8 | 53.8838 | 98.7106 | 283.0103
2023 | 5 | 26 | 9 | 54.3812 | 102.1535 | 278.9205
2023 | 5 | 26 | 10 | 54.6682 | 106.199 | 276.2496
2023 | 5 | 26 | 11 | 54.304 | 107.3817 | 268.4246
2023 | 5 | 26 | 12 | 53.9545 | 109.0016 | 270.2941
2023 | 5 | 26 | 13 | 53.4042 | 109.65 | 267.2331
2023 | 5 | 26 | 14 | 52.8069 | 98.5632 | 265.0171
2023 | 5 | 26 | 15 | 53.2986 | 96.9918 | 269.2609
2023 | 5 | 26 | 16 | 55.1006 | 102.6086 | 276.7623
2023 | 5 | 26 | 17 | 56.5681 | 96.8416 | 293.2487
2023 | 5 | 26 | 18 | 56.0409 | 93.7061 | 293.9819
2023 | 5 | 26 | 19 | 55.4763 | 91.862 | 312.0081
2023 | 5 | 26 | 20 | 54.6027 | 90.7271 | 315.2523
2023 | 5 | 26 | 21 | 52.4097 | 91.7365 | 309.6438
2023 | 5 | 26 | 22 | 48.2443 | 84.8964 | 285.9218
2023 | 5 | 26 | 23 | 44.2201 | 75.0839 | 255.7384
2023 | 5 | 27 | 0 | 41.5654 | 69.5561 | 239.6491
2023 | 5 | 27 | 1 | 40.2739 | 64.0103 | 216.2554
2023 | 5 | 27 | 2 | 38.8548 | 61.8181 | 208.6867
2023 | 5 | 27 | 3 | 38.2015 | 61.0754 | 204.4142
2023 | 5 | 27 | 4 | 38.5798 | 59.8799 | 203.6605
2023 | 5 | 27 | 5 | 39.9588 | 59.0718 | 206.8672
2023 | 5 | 27 | 6 | 43.3958 | 59.9418 | 209.6138
2023 | 5 | 27 | 7 | 46.6351 | 64.3153 | 223.6164
2023 | 5 | 27 | 8 | 50.5327 | 68.392 | 238.0696
2023 | 5 | 27 | 9 | 54.0903 | 71.6714 | 249.1552
2023 | 5 | 27 | 10 | 56.1326 | 74.7559 | 250.8026
2023 | 5 | 27 | 11 | 56.9785 | 77.2148 | 250.5245
2023 | 5 | 27 | 12 | 53.0983 | 78.3224 | 254.7672
2023 | 5 | 27 | 13 | 52.1891 | 76.7646 | 252.1004
2023 | 5 | 27 | 14 | 51.579 | 75.2083 | 240.5478
2023 | 5 | 27 | 15 | 51.6297 | 77.4331 | 243.3727
2023 | 5 | 27 | 16 | 53.3872 | 75.3141 | 247.1688
2023 | 5 | 27 | 17 | 55.2472 | 73.7282 | 265.7732
2023 | 5 | 27 | 18 | 53.6534 | 68.8612 | 294.0383
2023 | 5 | 27 | 19 | 53.7405 | 69.0505 | 289.503
2023 | 5 | 27 | 20 | 54.2336 | 67.3872 | 287.9232
2023 | 5 | 27 | 21 | 53.8578 | 69.9288 | 282.7923
2023 | 5 | 27 | 22 | 50.303 | 65.9865 | 263.7456
2023 | 5 | 27 | 23 | 46.5034 | 60.6083 | 239.0588
2023 | 5 | 28 | 0 | 43.6673 | 61.8109 | 220.7823
2023 | 5 | 28 | 1 | 39.298 | 60.4086 | 214.2594
2023 | 5 | 28 | 2 | 38.1142 | 58.592 | 207.2509
2023 | 5 | 28 | 3 | 37.5778 | 58.5309 | 202.3982
2023 | 5 | 28 | 4 | 37.8564 | 58.5953 | 200.9751
2023 | 5 | 28 | 5 | 38.7904 | 58.0625 | 202.6329
2023 | 5 | 28 | 6 | 41.7702 | 57.4474 | 199.4384
2023 | 5 | 28 | 7 | 44.4509 | 61.0186 | 214.9786
2023 | 5 | 28 | 8 | 47.7777 | 66.3941 | 243.0272
2023 | 5 | 28 | 9 | 50.6803 | 68.91 | 265.8625
2023 | 5 | 28 | 10 | 52.6112 | 72.4973 | 274.816
2023 | 5 | 28 | 11 | 53.4111 | 70.4863 | 267.6098
2023 | 5 | 28 | 12 | 52.1494 | 74.3323 | 235.0651
2023 | 5 | 28 | 13 | 51.6032 | 74.6915 | 232.0757
2023 | 5 | 28 | 14 | 51.2868 | 74.6339 | 230.3345
2023 | 5 | 28 | 15 | 51.8687 | 79.2816 | 239.0942
2023 | 5 | 28 | 16 | 53.8131 | 77.2493 | 246.1904
2023 | 5 | 28 | 17 | 55.8411 | 77.6653 | 273.1271
2023 | 5 | 28 | 18 | 53.4835 | 77.4569 | 308.8846
2023 | 5 | 28 | 19 | 53.2286 | 76.4204 | 308.7318
2023 | 5 | 28 | 20 | 52.9581 | 75.9632 | 307.406
2023 | 5 | 28 | 21 | 50.9234 | 77.7085 | 301.1412
2023 | 5 | 28 | 22 | 46.458 | 73.8881 | 276.9098
2023 | 5 | 28 | 23 | 42.558 | 69.1009 | 246.2556
2023 | 5 | 29 | 0 | 41.2787 | 65.9878 | 228.2948
2023 | 5 | 29 | 1 | 40.5015 | 63.0458 | 213.4114
2023 | 5 | 29 | 2 | 39.8901 | 62.0905 | 209.1863
2023 | 5 | 29 | 3 | 39.855 | 62.2808 | 207.2568
2023 | 5 | 29 | 4 | 41.2564 | 63.2654 | 210.3577
2023 | 5 | 29 | 5 | 44.3624 | 65.9092 | 221.4703
2023 | 5 | 29 | 6 | 49.2077 | 73.3268 | 236.2003
2023 | 5 | 29 | 7 | 53.4938 | 84.6563 | 265.7954
2023 | 5 | 29 | 8 | 55.0696 | 91.0214 | 281.2792
2023 | 5 | 29 | 9 | 54.7771 | 93.4759 | 287.5459
2023 | 5 | 29 | 10 | 54.9987 | 98.0393 | 286.6529
2023 | 5 | 29 | 11 | 54.7764 | 97.5225 | 278.1301
2023 | 5 | 29 | 12 | 53.0266 | 98.896 | 262.8371
2023 | 5 | 29 | 13 | 52.6362 | 98.8384 | 261.0155
2023 | 5 | 29 | 14 | 52.7537 | 91.183 | 258.274
2023 | 5 | 29 | 15 | 54.0383 | 93.6537 | 261.7587
2023 | 5 | 29 | 16 | 56.9741 | 94.4745 | 271.6865
2023 | 5 | 29 | 17 | 59.3679 | 91.9364 | 292.0351
2023 | 5 | 29 | 18 | 57.997 | 89.0134 | 317.4639
2023 | 5 | 29 | 19 | 57.6057 | 89.3872 | 318.3575
2023 | 5 | 29 | 20 | 57.097 | 87.8887 | 318.1361
2023 | 5 | 29 | 21 | 54.7092 | 89.48 | 310.3093
2023 | 5 | 29 | 22 | 49.5631 | 83.4771 | 283.7317
2023 | 5 | 29 | 23 | 44.611 | 76.123 | 253.0687
2023 | 5 | 30 | 0 | 42.772 | 70.3751 | 232.169
2023 | 5 | 30 | 1 | 40.8324 | 63.3952 | 224.9762
2023 | 5 | 30 | 2 | 39.9241 | 62.2925 | 220.0516
2023 | 5 | 30 | 3 | 39.6134 | 62.1122 | 217.4648
2023 | 5 | 30 | 4 | 40.8758 | 62.2123 | 219.515
2023 | 5 | 30 | 5 | 43.7858 | 65.2064 | 229.8044
2023 | 5 | 30 | 6 | 48.841 | 72.1897 | 244.7055
2023 | 5 | 30 | 7 | 52.6515 | 82.6711 | 273.1391
2023 | 5 | 30 | 8 | 53.8888 | 89.0051 | 289.98
2023 | 5 | 30 | 9 | 53.6371 | 89.681 | 298.6757
2023 | 5 | 30 | 10 | 53.4761 | 91.7074 | 299.3601
2023 | 5 | 30 | 11 | 53.1829 | 91.3641 | 289.004
2023 | 5 | 30 | 12 | 52.4168 | 88.7972 | 268.3732
2023 | 5 | 30 | 13 | 52.1386 | 88.129 | 267.6018
2023 | 5 | 30 | 14 | 52.2632 | 81.8849 | 265.5278
2023 | 5 | 30 | 15 | 53.5603 | 81.6518 | 268.8796
2023 | 5 | 30 | 16 | 56.386 | 85.0801 | 280.2781
2023 | 5 | 30 | 17 | 58.8201 | 81.4595 | 298.0982
2023 | 5 | 30 | 18 | 58.23 | 81.998 | 311.9945
2023 | 5 | 30 | 19 | 58.0924 | 81.6648 | 316.391
2023 | 5 | 30 | 20 | 57.5313 | 82.8681 | 317.3299
2023 | 5 | 30 | 21 | 55.1329 | 85.632 | 310.2559
2023 | 5 | 30 | 22 | 50.0084 | 80.4985 | 283.3519
2023 | 5 | 30 | 23 | 45.073 | 73.3758 | 252.5281
2023 | 5 | 31 | 0 | 42.8738 | 69.2107 | 236.9003
2023 | 5 | 31 | 1 | 40.5523 | 66.4991 | 221.956
2023 | 5 | 31 | 2 | 39.6342 | 65.0189 | 216.8631
2023 | 5 | 31 | 3 | 39.2741 | 64.6207 | 214.7016
2023 | 5 | 31 | 4 | 40.4929 | 64.3922 | 217.8247
2023 | 5 | 31 | 5 | 43.4101 | 67.25 | 228.0988
2023 | 5 | 31 | 6 | 48.5827 | 74.8318 | 242.9205
2023 | 5 | 31 | 7 | 52.3212 | 85.5553 | 264.8865
2023 | 5 | 31 | 8 | 53.3954 | 91.2913 | 265.328
2023 | 5 | 31 | 9 | 53.4048 | 92.1162 | 260.2608
2023 | 5 | 31 | 10 | 53.4168 | 92.651 | 254.4954
2023 | 5 | 31 | 11 | 53.2099 | 92.5461 | 248.2531
2023 | 5 | 31 | 12 | 53.8833 | 88.8103 | 234.4594
2023 | 5 | 31 | 13 | 53.6315 | 88.0092 | 236.0449
2023 | 5 | 31 | 14 | 53.5573 | 79.2006 | 237.4914
2023 | 5 | 31 | 15 | 54.6851 | 78.6602 | 244.9171
2023 | 5 | 31 | 16 | 57.2226 | 84.0539 | 258.142
2023 | 5 | 31 | 17 | 59.176 | 79.9455 | 283.6494
2023 | 5 | 31 | 18 | 58.675 | 81.256 | 305.2009
2023 | 5 | 31 | 19 | 58.4128 | 80.9007 | 313.931
2023 | 5 | 31 | 20 | 57.4327 | 81.7674 | 315.6005
2023 | 5 | 31 | 21 | 54.4417 | 84.8467 | 309.5709
2023 | 5 | 31 | 22 | 49.1652 | 78.9551 | 281.5681
2023 | 5 | 31 | 23 | 44.3889 | 72.4178 | 248.2374
2023 | 6 | 1 | 0 | 42.5228 | 68.8464 | 221.9898
2023 | 6 | 1 | 1 | 40.5971 | 74.111 | 216.5704
2023 | 6 | 1 | 2 | 39.4409 | 72.3651 | 210.4594
2023 | 6 | 1 | 3 | 38.8761 | 71.4483 | 207.9909
2023 | 6 | 1 | 4 | 39.8228 | 71.6303 | 210.7829
2023 | 6 | 1 | 5 | 41.6206 | 73.8664 | 218.3939
2023 | 6 | 1 | 6 | 45.8505 | 82.6814 | 235.9931
2023 | 6 | 1 | 7 | 49.4062 | 93.4838 | 256.2403
2023 | 6 | 1 | 8 | 50.8933 | 101.4287 | 252.565
2023 | 6 | 1 | 9 | 51.0661 | 104.8476 | 245.2067
2023 | 6 | 1 | 10 | 51.6329 | 108.1589 | 239.8157
2023 | 6 | 1 | 11 | 51.9362 | 110.1441 | 237.7306
2023 | 6 | 1 | 12 | 51.874 | 106.4832 | 222.6218
2023 | 6 | 1 | 13 | 52.0964 | 107.1487 | 225.2668
2023 | 6 | 1 | 14 | 52.6589 | 98.5112 | 231.54
2023 | 6 | 1 | 15 | 54.1294 | 94.2512 | 240.0457
2023 | 6 | 1 | 16 | 56.3708 | 103.7982 | 256.3722
2023 | 6 | 1 | 17 | 58.9186 | 98.7903 | 284.6659
2023 | 6 | 1 | 18 | 59.5707 | 97.5611 | 309.6151
2023 | 6 | 1 | 19 | 59.0998 | 95.3552 | 324.4836
2023 | 6 | 1 | 20 | 58.3592 | 93.4597 | 323.6172
2023 | 6 | 1 | 21 | 56.2821 | 93.8055 | 316.045
2023 | 6 | 1 | 22 | 52.0161 | 89.4408 | 290.6963
2023 | 6 | 1 | 23 | 46.7824 | 81.6021 | 256.1208
2023 | 6 | 2 | 0 | 43.6079 | 76.9964 | 229.8945
2023 | 6 | 2 | 1 | 40.4347 | 75.1369 | 216.0997
2023 | 6 | 2 | 2 | 39.176 | 73.0208 | 209.1356
2023 | 6 | 2 | 3 | 38.4517 | 72.4255 | 206.1248
2023 | 6 | 2 | 4 | 39.4516 | 72.5887 | 208.975
2023 | 6 | 2 | 5 | 41.3342 | 74.1413 | 216.3778
2023 | 6 | 2 | 6 | 45.0492 | 78.739 | 229.9647
2023 | 6 | 2 | 7 | 48.9978 | 89.043 | 251.4022
2023 | 6 | 2 | 8 | 51.1978 | 94.5289 | 253.0979
2023 | 6 | 2 | 9 | 52.0418 | 98.0681 | 251.2181
2023 | 6 | 2 | 10 | 52.5137 | 101.9889 | 248.5785
2023 | 6 | 2 | 11 | 52.3862 | 103.2123 | 244.7786
2023 | 6 | 2 | 12 | 52.8133 | 103.8822 | 240.3044
2023 | 6 | 2 | 13 | 52.3477 | 103.772 | 243.503
2023 | 6 | 2 | 14 | 51.5765 | 91.9368 | 245.5099
2023 | 6 | 2 | 15 | 52.215 | 89.0939 | 248.2098
2023 | 6 | 2 | 16 | 54.3621 | 98.0776 | 259.3183
2023 | 6 | 2 | 17 | 56.6752 | 93.9386 | 278.8242
2023 | 6 | 2 | 18 | 55.5606 | 90.2243 | 308.4015
2023 | 6 | 2 | 19 | 54.3043 | 88.043 | 320.0782
2023 | 6 | 2 | 20 | 52.8938 | 86.1906 | 320.3765
2023 | 6 | 2 | 21 | 50.8206 | 88.0792 | 313.2985
2023 | 6 | 2 | 22 | 47.3435 | 84.1218 | 292.213
2023 | 6 | 2 | 23 | 43.506 | 75.5458 | 262.1689
2023 | 6 | 3 | 0 | 42.0515 | 72.8449 | 234.4033
2023 | 6 | 3 | 1 | 39.4621 | 69.8405 | 216.7264
2023 | 6 | 3 | 2 | 37.7676 | 68.55 | 208.1786
2023 | 6 | 3 | 3 | 36.893 | 67.6897 | 202.6233
2023 | 6 | 3 | 4 | 36.7338 | 67.373 | 201.1055
2023 | 6 | 3 | 5 | 37.0714 | 67.9262 | 200.7781
2023 | 6 | 3 | 6 | 38.5331 | 67.8888 | 210.2875
2023 | 6 | 3 | 7 | 41.9732 | 72.7108 | 223.6644
2023 | 6 | 3 | 8 | 46.2978 | 75.3791 | 238.528
2023 | 6 | 3 | 9 | 49.1146 | 80.8849 | 245.2089
2023 | 6 | 3 | 10 | 50.2102 | 85.5959 | 251.5565
2023 | 6 | 3 | 11 | 50.6381 | 88.8453 | 252.1562
2023 | 6 | 3 | 12 | 51.9118 | 88.578 | 261.4372
2023 | 6 | 3 | 13 | 51.3021 | 87.5315 | 259.8443
2023 | 6 | 3 | 14 | 50.56 | 78.8946 | 258.3816
2023 | 6 | 3 | 15 | 51.0736 | 78.2887 | 260.8252
2023 | 6 | 3 | 16 | 53.2076 | 85.6948 | 268.4785
2023 | 6 | 3 | 17 | 55.0991 | 86.3388 | 288.9233
2023 | 6 | 3 | 18 | 52.5165 | 82.6719 | 298.8663
2023 | 6 | 3 | 19 | 51.0583 | 80.5849 | 305.689
2023 | 6 | 3 | 20 | 49.4535 | 76.6341 | 301.6955
2023 | 6 | 3 | 21 | 48.2404 | 81.5785 | 295.9515
2023 | 6 | 3 | 22 | 45.2391 | 77.1248 | 277.7474
2023 | 6 | 3 | 23 | 41.8321 | 71.736 | 252.2497
2023 | 6 | 4 | 0 | 41.0326 | 71.24 | 236.8701
2023 | 6 | 4 | 1 | 36.7738 | 66.7495 | 216.5468
2023 | 6 | 4 | 2 | 35.4916 | 65.741 | 209.0663
2023 | 6 | 4 | 3 | 34.8631 | 65.3153 | 204.6199
2023 | 6 | 4 | 4 | 34.8546 | 65.3386 | 204.0787
2023 | 6 | 4 | 5 | 34.823 | 65.8659 | 203.734
2023 | 6 | 4 | 6 | 37.252 | 66.3359 | 206.291
2023 | 6 | 4 | 7 | 40.2126 | 70.0889 | 214.0688
2023 | 6 | 4 | 8 | 43.8029 | 74.0749 | 219.2165
2023 | 6 | 4 | 9 | 46.7227 | 78.9079 | 218.9256
2023 | 6 | 4 | 10 | 48.0197 | 81.2516 | 221.8472
2023 | 6 | 4 | 11 | 48.7773 | 81.891 | 223.9264
2023 | 6 | 4 | 12 | 50.2727 | 78.9661 | 224.7871
2023 | 6 | 4 | 13 | 50.0612 | 79.3228 | 225.2141
2023 | 6 | 4 | 14 | 49.9716 | 74.9971 | 223.5691
2023 | 6 | 4 | 15 | 51.2006 | 72.4957 | 225.9069
2023 | 6 | 4 | 16 | 53.7799 | 79.7417 | 238.3968
2023 | 6 | 4 | 17 | 56.2577 | 79.7367 | 270.6819
2023 | 6 | 4 | 18 | 52.8304 | 84.8005 | 293.9815
2023 | 6 | 4 | 19 | 51.8802 | 84.1005 | 307.7293
2023 | 6 | 4 | 20 | 50.6771 | 83.1207 | 306.78
2023 | 6 | 4 | 21 | 48.7168 | 87.9458 | 299.9376
2023 | 6 | 4 | 22 | 45.1783 | 83.0292 | 276.6256
2023 | 6 | 4 | 23 | 41.3241 | 78.4214 | 245.1008
2023 | 6 | 5 | 0 | 39.6833 | 72.5623 | 229.0599
2023 | 6 | 5 | 1 | 38.9877 | 71.7172 | 216.6024
2023 | 6 | 5 | 2 | 38.21 | 70.4914 | 210.562
2023 | 6 | 5 | 3 | 37.9599 | 70.6156 | 207.6827
2023 | 6 | 5 | 4 | 39.3006 | 71.4071 | 210.3244
2023 | 6 | 5 | 5 | 41.5782 | 73.3837 | 218.4979
2023 | 6 | 5 | 6 | 46.0373 | 78.5424 | 235.1366
2023 | 6 | 5 | 7 | 50.396 | 89.5717 | 256.5335
2023 | 6 | 5 | 8 | 52.5721 | 97.1375 | 254.256
2023 | 6 | 5 | 9 | 53.0268 | 100.0905 | 246.205
2023 | 6 | 5 | 10 | 53.4419 | 104.1063 | 242.7046
2023 | 6 | 5 | 11 | 53.4492 | 104.1299 | 245.1269
2023 | 6 | 5 | 12 | 52.9614 | 105.3605 | 262.7652
2023 | 6 | 5 | 13 | 52.6694 | 104.6965 | 269.7695
2023 | 6 | 5 | 14 | 52.438 | 94.1436 | 273.5269
2023 | 6 | 5 | 15 | 53.865 | 92.7864 | 278.2441
2023 | 6 | 5 | 16 | 57.0552 | 100.9147 | 292.1203
2023 | 6 | 5 | 17 | 60.0017 | 98.284 | 316.2798
2023 | 6 | 5 | 18 | 59.5525 | 89.1317 | 336.8789
2023 | 6 | 5 | 19 | 58.4716 | 88.2017 | 342.9702
2023 | 6 | 5 | 20 | 56.7293 | 84.6595 | 339.3001
2023 | 6 | 5 | 21 | 53.955 | 87.1499 | 328.0133
2023 | 6 | 5 | 22 | 49.4088 | 82.1608 | 300.5137
2023 | 6 | 5 | 23 | 44.514 | 74.6962 | 265.7221
2023 | 6 | 6 | 0 | 42.6905 | 75.5385 | 244.5914
2023 | 6 | 6 | 1 | 40.4414 | 72.9666 | 233.6989
2023 | 6 | 6 | 2 | 39.4011 | 71.2482 | 225.8525
2023 | 6 | 6 | 3 | 38.9015 | 70.6063 | 221.3154
2023 | 6 | 6 | 4 | 39.9944 | 70.6789 | 222.2234
2023 | 6 | 6 | 5 | 41.8724 | 72.5584 | 228.9472
2023 | 6 | 6 | 6 | 46.2954 | 77.8136 | 246.3184
2023 | 6 | 6 | 7 | 49.8696 | 88.0383 | 272.4638
2023 | 6 | 6 | 8 | 51.1087 | 94.6022 | 286.5345
2023 | 6 | 6 | 9 | 50.8477 | 97.0825 | 295.9985
2023 | 6 | 6 | 10 | 50.6618 | 101.1992 | 300.9589
2023 | 6 | 6 | 11 | 50.6795 | 104.4405 | 300.5709
2023 | 6 | 6 | 12 | 50.5845 | 108.5599 | 298.4326
2023 | 6 | 6 | 13 | 50.6528 | 109.1814 | 299.8486
2023 | 6 | 6 | 14 | 51.2315 | 99.8753 | 299.7454
2023 | 6 | 6 | 15 | 53.0195 | 99.3283 | 301.7357
2023 | 6 | 6 | 16 | 56.3016 | 107.3598 | 311.7997
2023 | 6 | 6 | 17 | 59.451 | 103.5747 | 329.3299
2023 | 6 | 6 | 18 | 58.4225 | 93.3081 | 325.7484
2023 | 6 | 6 | 19 | 57.8252 | 90.5765 | 326.6059
2023 | 6 | 6 | 20 | 57.1716 | 88.4188 | 321.1362
2023 | 6 | 6 | 21 | 54.948 | 90.236 | 310.9463
2023 | 6 | 6 | 22 | 50.4465 | 86.4522 | 284.8457
2023 | 6 | 6 | 23 | 45.1152 | 78.0352 | 252.1745
2023 | 6 | 7 | 0 | 43.3831 | 78.1679 | 253.2846
2023 | 6 | 7 | 1 | 40.2514 | 74.7972 | 235.8861
2023 | 6 | 7 | 2 | 39.1353 | 72.6489 | 227.9465
2023 | 6 | 7 | 3 | 38.54 | 71.693 | 223.8532
2023 | 6 | 7 | 4 | 39.5665 | 71.7408 | 224.8995
2023 | 6 | 7 | 5 | 41.5083 | 73.2813 | 230.7238
2023 | 6 | 7 | 6 | 46.4008 | 79.1752 | 252.1262
2023 | 6 | 7 | 7 | 49.8425 | 90.1628 | 276.0981
2023 | 6 | 7 | 8 | 51.1554 | 96.7918 | 280.7331
2023 | 6 | 7 | 9 | 51.4424 | 99.8718 | 280.8561
2023 | 6 | 7 | 10 | 51.5979 | 103.4291 | 276.7717
2023 | 6 | 7 | 11 | 51.8711 | 104.635 | 267.9249
2023 | 6 | 7 | 12 | 53.6871 | 106.7621 | 241.8573
2023 | 6 | 7 | 13 | 53.9426 | 107.0177 | 240.7172
2023 | 6 | 7 | 14 | 54.2868 | 98.0109 | 242.0567
2023 | 6 | 7 | 15 | 55.8616 | 97.8496 | 243.7785
2023 | 6 | 7 | 16 | 58.7485 | 105.689 | 256.7196
2023 | 6 | 7 | 17 | 61.2127 | 101.9979 | 283.3668
2023 | 6 | 7 | 18 | 60.0222 | 95.6882 | 310.8872
2023 | 6 | 7 | 19 | 59.455 | 93.9235 | 326.7366
2023 | 6 | 7 | 20 | 58.5444 | 90.4263 | 322.1791
2023 | 6 | 7 | 21 | 55.8591 | 92.3504 | 312.4774
2023 | 6 | 7 | 22 | 50.9586 | 87.3311 | 285.0523
2023 | 6 | 7 | 23 | 45.671 | 79.1395 | 249.7804
2023 | 6 | 8 | 0 | 43.5201 | 77.9351 | 233.7518
2023 | 6 | 8 | 1 | 41.0796 | 73.6562 | 223.7432
2023 | 6 | 8 | 2 | 39.8468 | 71.6207 | 216.1203
2023 | 6 | 8 | 3 | 39.2424 | 70.662 | 212.305
2023 | 6 | 8 | 4 | 40.2374 | 70.8713 | 214.1948
2023 | 6 | 8 | 5 | 42.1256 | 72.2582 | 221.1796
2023 | 6 | 8 | 6 | 47.3065 | 81.7098 | 237.2395
2023 | 6 | 8 | 7 | 50.7378 | 92.8478 | 256.557
2023 | 6 | 8 | 8 | 52.3067 | 101.0759 | 252.4012
2023 | 6 | 8 | 9 | 53.2736 | 104.4766 | 243.8018
2023 | 6 | 8 | 10 | 54.1853 | 109.5365 | 239.1157
2023 | 6 | 8 | 11 | 55.1437 | 109.3665 | 239.6889
2023 | 6 | 8 | 12 | 56.0758 | 107.9072 | 244.1143
2023 | 6 | 8 | 13 | 56.8456 | 109.3796 | 252.5082
2023 | 6 | 8 | 14 | 57.7211 | 100.1066 | 259.9792
2023 | 6 | 8 | 15 | 59.4861 | 98.7834 | 267.3238
2023 | 6 | 8 | 16 | 62.2479 | 107.5103 | 282.5311
2023 | 6 | 8 | 17 | 64.3089 | 103.1871 | 309.8161
2023 | 6 | 8 | 18 | 62.1798 | 104.3286 | 333.4937
2023 | 6 | 8 | 19 | 61.5215 | 103.5029 | 346.7519
2023 | 6 | 8 | 20 | 61.05 | 99.921 | 345.268
2023 | 6 | 8 | 21 | 58.5078 | 99.3445 | 336.8683
2023 | 6 | 8 | 22 | 53.6896 | 94.2518 | 310.0339
2023 | 6 | 8 | 23 | 48.34 | 86.1023 | 273.4981
2023 | 6 | 9 | 0 | 45.716 | 78.2595 | 244.9227
2023 | 6 | 9 | 1 | 42.1103 | 74.7457 | 237.6987
2023 | 6 | 9 | 2 | 40.4866 | 72.0372 | 228.958
2023 | 6 | 9 | 3 | 39.5199 | 71.1789 | 223.6205
2023 | 6 | 9 | 4 | 40.1499 | 72.3753 | 224.5582
2023 | 6 | 9 | 5 | 41.5199 | 73.9245 | 230.6006
2023 | 6 | 9 | 6 | 46.484 | 81.3919 | 246.96
2023 | 6 | 9 | 7 | 50.1977 | 91.7249 | 272.6168
2023 | 6 | 9 | 8 | 52.4313 | 99.2708 | 286.3475
2023 | 6 | 9 | 9 | 53.6673 | 103.7249 | 295.4989
2023 | 6 | 9 | 10 | 54.1063 | 107.4342 | 301.8258
2023 | 6 | 9 | 11 | 54.3181 | 105.7402 | 303.7511
2023 | 6 | 9 | 12 | 55.9928 | 102.5905 | 298.9866
2023 | 6 | 9 | 13 | 56.0376 | 103.7699 | 308.8597
2023 | 6 | 9 | 14 | 56.0101 | 96.7886 | 316.8244
2023 | 6 | 9 | 15 | 57.1386 | 94.4401 | 325.3976
2023 | 6 | 9 | 16 | 59.4288 | 98.382 | 338.5498
2023 | 6 | 9 | 17 | 60.5997 | 93.8647 | 358.6977
2023 | 6 | 9 | 18 | 58.9512 | 94.1675 | 376.2682
2023 | 6 | 9 | 19 | 58.0223 | 93.1741 | 386.2615
2023 | 6 | 9 | 20 | 56.7641 | 89.0309 | 381.8832
2023 | 6 | 9 | 21 | 54.1903 | 89.8407 | 372.2787
2023 | 6 | 9 | 22 | 49.9916 | 84.8559 | 345.5289
2023 | 6 | 9 | 23 | 44.8366 | 75.1149 | 308.6119
2023 | 6 | 10 | 0 | 41.7881 | 73.3678 | 268.1499
2023 | 6 | 10 | 1 | 37.9119 | 67.913 | 266.9467
2023 | 6 | 10 | 2 | 36.2391 | 66.0859 | 253.2623
2023 | 6 | 10 | 3 | 35.352 | 65.326 | 244.1847
2023 | 6 | 10 | 4 | 35.1261 | 64.6356 | 240.2578
2023 | 6 | 10 | 5 | 35.553 | 63.8257 | 238.4849
2023 | 6 | 10 | 6 | 38.347 | 69.8484 | 241.8049
2023 | 6 | 10 | 7 | 41.5782 | 74.424 | 260.2687
2023 | 6 | 10 | 8 | 45.9179 | 81.8917 | 286.5637
2023 | 6 | 10 | 9 | 49.3681 | 87.5904 | 310.0814
2023 | 6 | 10 | 10 | 50.8582 | 91.9595 | 325.8409
2023 | 6 | 10 | 11 | 52.0253 | 95.0525 | 334.0335
2023 | 6 | 10 | 12 | 51.3096 | 91.7436 | 354.2174
2023 | 6 | 10 | 13 | 51.137 | 91.1994 | 359.7019
2023 | 6 | 10 | 14 | 50.6372 | 87.9234 | 367.5268
2023 | 6 | 10 | 15 | 50.8072 | 88.3156 | 380.532
2023 | 6 | 10 | 16 | 51.9925 | 90.8602 | 398.5985
2023 | 6 | 10 | 17 | 53.6722 | 89.9181 | 418.2749
2023 | 6 | 10 | 18 | 52.3535 | 88.3497 | 425.2803
2023 | 6 | 10 | 19 | 50.7072 | 86.8529 | 420.149
2023 | 6 | 10 | 20 | 48.8217 | 82.8384 | 407.3912
2023 | 6 | 10 | 21 | 47.1085 | 85.6361 | 397.3265
2023 | 6 | 10 | 22 | 44.1839 | 81.6241 | 371.2043
2023 | 6 | 10 | 23 | 41.1678 | 74.9781 | 336.0276
2023 | 6 | 11 | 0 | 38.9641 | 71.1887 | 313.0221
2023 | 6 | 11 | 1 | 36.5034 | 66.7732 | 288.2179
2023 | 6 | 11 | 2 | 35.1004 | 64.986 | 272.5819
2023 | 6 | 11 | 3 | 34.4055 | 64.5342 | 262.0248
2023 | 6 | 11 | 4 | 34.1713 | 64.2631 | 256.3715
2023 | 6 | 11 | 5 | 34.208 | 63.1804 | 252.3945
2023 | 6 | 11 | 6 | 35.9425 | 67.1703 | 257.8105
2023 | 6 | 11 | 7 | 39.1334 | 71.0373 | 276.7138
2023 | 6 | 11 | 8 | 42.9386 | 77.6882 | 309.9442
2023 | 6 | 11 | 9 | 45.649 | 82.3613 | 345.8189
2023 | 6 | 11 | 10 | 47.0596 | 86.6951 | 368.4071
2023 | 6 | 11 | 11 | 47.9371 | 87.7633 | 373.7865
2023 | 6 | 11 | 12 | 47.9983 | 83.8255 | 386.0241
2023 | 6 | 11 | 13 | 48.2941 | 84.1406 | 390.5463
2023 | 6 | 11 | 14 | 48.6354 | 82.5469 | 394.4454
2023 | 6 | 11 | 15 | 50.2642 | 84.5112 | 399.1646
2023 | 6 | 11 | 16 | 53.286 | 85.7029 | 412.5396
2023 | 6 | 11 | 17 | 55.6656 | 85.6618 | 428.1325
2023 | 6 | 11 | 18 | 54.6324 | 83.7506 | 431.2022
2023 | 6 | 11 | 19 | 53.9924 | 82.0825 | 416.9989
2023 | 6 | 11 | 20 | 52.7881 | 79.7844 | 402.7949
2023 | 6 | 11 | 21 | 50.9954 | 81.8502 | 388.7905
2023 | 6 | 11 | 22 | 46.9189 | 78.9618 | 357.2131
2023 | 6 | 11 | 23 | 42.451 | 72.648 | 318.6865
2023 | 6 | 12 | 0 | 40.707 | 72.1431 | 306.8265
2023 | 6 | 12 | 1 | 38.7442 | 68.9999 | 259.3192
2023 | 6 | 12 | 2 | 37.9303 | 67.8986 | 248.721
2023 | 6 | 12 | 3 | 37.6122 | 67.7596 | 242.2883
2023 | 6 | 12 | 4 | 38.7549 | 68.6075 | 242.1721
2023 | 6 | 12 | 5 | 40.6738 | 70.5989 | 247.0828
2023 | 6 | 12 | 6 | 45.6452 | 78.6471 | 263.6774
2023 | 6 | 12 | 7 | 49.7718 | 89.4782 | 285.364
2023 | 6 | 12 | 8 | 51.867 | 98.1321 | 287.9225
2023 | 6 | 12 | 9 | 52.5855 | 102.1913 | 285.3556
2023 | 6 | 12 | 10 | 53.0245 | 106.4302 | 278.292
2023 | 6 | 12 | 11 | 53.3636 | 106.451 | 270.8407
2023 | 6 | 12 | 12 | 52.4733 | 108.5075 | 267.7645
2023 | 6 | 12 | 13 | 52.6155 | 109.1093 | 268.4213
2023 | 6 | 12 | 14 | 52.8901 | 100.7718 | 269.9508
2023 | 6 | 12 | 15 | 54.5602 | 99.9884 | 275.8715
2023 | 6 | 12 | 16 | 57.8366 | 106.1188 | 291.5851
2023 | 6 | 12 | 17 | 60.5799 | 102.7284 | 318.814
2023 | 6 | 12 | 18 | 59.1757 | 103.0448 | 346.4509
2023 | 6 | 12 | 19 | 58.2419 | 101.9437 | 357.8829
2023 | 6 | 12 | 20 | 57.2979 | 99.0169 | 349.9575
2023 | 6 | 12 | 21 | 54.893 | 98.9981 | 336.2944
2023 | 6 | 12 | 22 | 50.2617 | 93.0759 | 307.6778
2023 | 6 | 12 | 23 | 44.8155 | 84.2112 | 270.7004
2023 | 6 | 13 | 0 | 42.7614 | 76.9888 | 235.4153
2023 | 6 | 13 | 1 | 40.9078 | 74.1511 | 229.3509
2023 | 6 | 13 | 2 | 39.7797 | 71.8411 | 221.7887
2023 | 6 | 13 | 3 | 39.1191 | 71.1053 | 217.2427
2023 | 6 | 13 | 4 | 40.1332 | 72.2059 | 218.9941
2023 | 6 | 13 | 5 | 41.9116 | 74.0642 | 225.6872
2023 | 6 | 13 | 6 | 45.7191 | 82.2452 | 239.7595
2023 | 6 | 13 | 7 | 49.9294 | 92.3266 | 259.937
2023 | 6 | 13 | 8 | 52.1212 | 101.1007 | 265.5676
2023 | 6 | 13 | 9 | 52.6813 | 105.1458 | 268.7857
2023 | 6 | 13 | 10 | 53.0122 | 109.0272 | 270.0583
2023 | 6 | 13 | 11 | 53.0387 | 108.2658 | 267.8985
2023 | 6 | 13 | 12 | 54.3045 | 107.9037 | 252.7664
2023 | 6 | 13 | 13 | 54.0566 | 109.9252 | 260.9324
2023 | 6 | 13 | 14 | 53.5774 | 102.7591 | 268.9246
2023 | 6 | 13 | 15 | 54.5718 | 101.8531 | 278.0772
2023 | 6 | 13 | 16 | 57.3945 | 107.6686 | 294.1745
2023 | 6 | 13 | 17 | 60.4438 | 103.714 | 322.4944
2023 | 6 | 13 | 18 | 59.3149 | 93.6947 | 345.3518
2023 | 6 | 13 | 19 | 58.1663 | 92.5662 | 356.7467
2023 | 6 | 13 | 20 | 56.6691 | 90.8638 | 352.4828
2023 | 6 | 13 | 21 | 54.1448 | 92.6315 | 341.4396
2023 | 6 | 13 | 22 | 49.6922 | 87.3045 | 312.8382
2023 | 6 | 13 | 23 | 44.974 | 78.3434 | 275.4044
2023 | 6 | 14 | 0 | 43.5725 | 77.8902 | 241.5388
2023 | 6 | 14 | 1 | 40.8724 | 74.0593 | 225.0154
2023 | 6 | 14 | 2 | 39.8084 | 71.7787 | 219.4003
2023 | 6 | 14 | 3 | 39.2438 | 70.5648 | 215.1965
2023 | 6 | 14 | 4 | 40.2928 | 71.1608 | 217.4954
2023 | 6 | 14 | 5 | 42.3778 | 72.3078 | 223.8742
2023 | 6 | 14 | 6 | 46.5189 | 84.0993 | 245.2862
2023 | 6 | 14 | 7 | 50.4686 | 95.8529 | 264.2565
2023 | 6 | 14 | 8 | 52.2561 | 103.641 | 256.4172
2023 | 6 | 14 | 9 | 52.7208 | 108.2283 | 240.6347
2023 | 6 | 14 | 10 | 53.2642 | 112.2584 | 237.9578
2023 | 6 | 14 | 11 | 53.429 | 112.6148 | 240.6813
2023 | 6 | 14 | 12 | 53.5056 | 112.3487 | 263.0222
2023 | 6 | 14 | 13 | 53.5144 | 113.3372 | 261.4795
2023 | 6 | 14 | 14 | 53.7006 | 106.2212 | 262.7093
2023 | 6 | 14 | 15 | 55.0667 | 107.056 | 265.078
2023 | 6 | 14 | 16 | 57.786 | 112.4798 | 278.2662
2023 | 6 | 14 | 17 | 60.4242 | 108.6067 | 302.0113
2023 | 6 | 14 | 18 | 59.0179 | 105.8479 | 304.8351
2023 | 6 | 14 | 19 | 58.6695 | 103.9329 | 322.3682
2023 | 6 | 14 | 20 | 58.3394 | 100.8686 | 324.6341
2023 | 6 | 14 | 21 | 56.5449 | 100.7792 | 316.4932
2023 | 6 | 14 | 22 | 52.0497 | 95.0739 | 289.9577
2023 | 6 | 14 | 23 | 46.2767 | 85.988 | 255.6473
2023 | 6 | 15 | 0 | 43.4202 | 78.4925 | 238.45
2023 | 6 | 15 | 1 | 40.8808 | 73.9244 | 214.0265
2023 | 6 | 15 | 2 | 39.6381 | 71.6729 | 207.4164
2023 | 6 | 15 | 3 | 38.9966 | 70.6836 | 203.9427
2023 | 6 | 15 | 4 | 39.9227 | 71.7462 | 206.3596
2023 | 6 | 15 | 5 | 41.5872 | 73.7409 | 214.026
2023 | 6 | 15 | 6 | 46.4955 | 80.9279 | 239.8351
2023 | 6 | 15 | 7 | 49.7286 | 91.2802 | 258.8344
2023 | 6 | 15 | 8 | 51.2198 | 98.7683 | 253.3906
2023 | 6 | 15 | 9 | 51.8254 | 102.4508 | 242.5587
2023 | 6 | 15 | 10 | 52.2202 | 106.4592 | 240.397
2023 | 6 | 15 | 11 | 52.4486 | 104.7554 | 240.9716
2023 | 6 | 15 | 12 | 52.3515 | 105.1802 | 255.5119
2023 | 6 | 15 | 13 | 52.6359 | 106.6108 | 259.1943
2023 | 6 | 15 | 14 | 53.4308 | 99.5185 | 261.081
2023 | 6 | 15 | 15 | 55.3402 | 98.4542 | 262.7576
2023 | 6 | 15 | 16 | 58.396 | 102.8515 | 273.3757
2023 | 6 | 15 | 17 | 61.2758 | 98.6123 | 293.1451
2023 | 6 | 15 | 18 | 59.0911 | 94.3103 | 309.9233
2023 | 6 | 15 | 19 | 58.5218 | 93.9763 | 320.8255
2023 | 6 | 15 | 20 | 57.7864 | 91.1616 | 321.7253
2023 | 6 | 15 | 21 | 55.5979 | 92.9072 | 313.5061
2023 | 6 | 15 | 22 | 51.0724 | 87.128 | 288.3773
2023 | 6 | 15 | 23 | 45.8806 | 77.9997 | 255.6541
2023 | 6 | 16 | 0 | 44.0735 | 75.2671 | 237.5563
2023 | 6 | 16 | 1 | 42.201 | 77.4986 | 216.9389
2023 | 6 | 16 | 2 | 40.7128 | 74.7216 | 210.4753
2023 | 6 | 16 | 3 | 39.8903 | 73.6438 | 207.4011
2023 | 6 | 16 | 4 | 40.7779 | 74.2334 | 209.8968
2023 | 6 | 16 | 5 | 42.5539 | 76.0455 | 217.5523
2023 | 6 | 16 | 6 | 47.1203 | 80.5477 | 232.4656
2023 | 6 | 16 | 7 | 51.0286 | 90.9157 | 255.1111
2023 | 6 | 16 | 8 | 53.3621 | 100.521 | 264.3062
2023 | 6 | 16 | 9 | 54.8267 | 107.4545 | 270.4469
2023 | 6 | 16 | 10 | 56.2305 | 115.4148 | 271.3323
2023 | 6 | 16 | 11 | 57.32 | 115.8657 | 265.447
2023 | 6 | 16 | 12 | 59.1971 | 118.997 | 264.9988
2023 | 6 | 16 | 13 | 59.8582 | 121.583 | 266.2112
2023 | 6 | 16 | 14 | 60.497 | 116.7515 | 262.96
2023 | 6 | 16 | 15 | 62.1301 | 113.2564 | 260.8969
2023 | 6 | 16 | 16 | 64.8677 | 119.5332 | 267.3744
2023 | 6 | 16 | 17 | 66.8409 | 113.9721 | 281.4793
2023 | 6 | 16 | 18 | 67.4639 | 112.3308 | 309.1263
2023 | 6 | 16 | 19 | 65.7515 | 109.249 | 310.2284
2023 | 6 | 16 | 20 | 62.9497 | 105.2615 | 309.3214
2023 | 6 | 16 | 21 | 59.7899 | 103.9387 | 301.6752
2023 | 6 | 16 | 22 | 55.0162 | 97.558 | 282.0552
2023 | 6 | 16 | 23 | 49.2054 | 86.628 | 254.6606
2023 | 6 | 17 | 0 | 45.2845 | 81.7239 | 230.0695
2023 | 6 | 17 | 1 | 43.0602 | 80.0973 | 222.5027
2023 | 6 | 17 | 2 | 40.6973 | 77.3178 | 214.0274
2023 | 6 | 17 | 3 | 39.2934 | 75.7119 | 209.1119
2023 | 6 | 17 | 4 | 38.8096 | 75.1686 | 208.2908
2023 | 6 | 17 | 5 | 39.1334 | 74.8878 | 208.6241
2023 | 6 | 17 | 6 | 41.3286 | 76.3778 | 204.1227
2023 | 6 | 17 | 7 | 44.6575 | 81.1904 | 219.0772
2023 | 6 | 17 | 8 | 49.1624 | 88.5848 | 243.9168
2023 | 6 | 17 | 9 | 53.1085 | 96.2924 | 265.1472
2023 | 6 | 17 | 10 | 55.4289 | 104.5273 | 273.8647
2023 | 6 | 17 | 11 | 57.1998 | 110.4946 | 273.5875
2023 | 6 | 17 | 12 | 58.2197 | 107.8745 | 264.4223
2023 | 6 | 17 | 13 | 58.4926 | 108.5583 | 262.164
2023 | 6 | 17 | 14 | 58.5014 | 104.6537 | 257.9472
2023 | 6 | 17 | 15 | 58.9386 | 101.4114 | 258.7044
2023 | 6 | 17 | 16 | 60.8868 | 110.8205 | 267.7829
2023 | 6 | 17 | 17 | 62.4441 | 109.4926 | 288.9677
2023 | 6 | 17 | 18 | 63.8351 | 103.3274 | 301.6688
2023 | 6 | 17 | 19 | 61.6302 | 100.842 | 295.984
2023 | 6 | 17 | 20 | 58.2414 | 94.3813 | 289.3102
2023 | 6 | 17 | 21 | 55.4384 | 96.327 | 282.8319
2023 | 6 | 17 | 22 | 51.164 | 91.2288 | 266.5741
2023 | 6 | 17 | 23 | 46.5622 | 83.5107 | 243.3427
2023 | 6 | 18 | 0 | 43.184 | 82.2297 | 232.3776
2023 | 6 | 18 | 1 | 41.1993 | 73.2687 | 221.1181
2023 | 6 | 18 | 2 | 39.2257 | 70.7286 | 212.8479
2023 | 6 | 18 | 3 | 38.1077 | 69.6562 | 207.4242
2023 | 6 | 18 | 4 | 37.5597 | 68.9748 | 205.7948
2023 | 6 | 18 | 5 | 37.6037 | 68.1631 | 204.217
2023 | 6 | 18 | 6 | 40.3401 | 67.0812 | 206.1149
2023 | 6 | 18 | 7 | 44.6922 | 70.153 | 213.9066
2023 | 6 | 18 | 8 | 51.2418 | 74.6042 | 219.0007
2023 | 6 | 18 | 9 | 57.8617 | 80.3365 | 218.6178
2023 | 6 | 18 | 10 | 62.881 | 85.5055 | 222.4175
2023 | 6 | 18 | 11 | 66.6874 | 90.4612 | 225.8544
2023 | 6 | 18 | 12 | 68.8699 | 90.3556 | 233.0917
2023 | 6 | 18 | 13 | 70.9997 | 90.6939 | 233.3388
2023 | 6 | 18 | 14 | 72.4963 | 89.4983 | 231.8142
2023 | 6 | 18 | 15 | 74.6254 | 89.2327 | 232.4641
2023 | 6 | 18 | 16 | 77.319 | 92.7269 | 244.6484
2023 | 6 | 18 | 17 | 78.8255 | 92.0566 | 275.4375
2023 | 6 | 18 | 18 | 76.6549 | 94.8645 | 293.3806
2023 | 6 | 18 | 19 | 74.2286 | 92.9178 | 307.3915
2023 | 6 | 18 | 20 | 69.7761 | 90.0354 | 306.2656
2023 | 6 | 18 | 21 | 65.5763 | 90.6402 | 298.8913
2023 | 6 | 18 | 22 | 59.5619 | 86.0682 | 275.1874
2023 | 6 | 18 | 23 | 53.5755 | 77.8849 | 243.4451
2023 | 6 | 19 | 0 | 51.5164 | 74.0579 | 229.8969
2023 | 6 | 19 | 1 | 44.7907 | 77.411 | 208.3486
2023 | 6 | 19 | 2 | 43.1212 | 75.4406 | 202.8089
2023 | 6 | 19 | 3 | 42.2361 | 74.8832 | 200.0323
2023 | 6 | 19 | 4 | 42.8824 | 75.8608 | 202.9968
2023 | 6 | 19 | 5 | 44.6066 | 77.9772 | 211.3563
2023 | 6 | 19 | 6 | 48.7905 | 82.7194 | 234.9145
2023 | 6 | 19 | 7 | 52.621 | 94.1141 | 255.8994
2023 | 6 | 19 | 8 | 54.7333 | 104.4424 | 256.6148
2023 | 6 | 19 | 9 | 55.6934 | 110.3427 | 253.2247
2023 | 6 | 19 | 10 | 55.967 | 116.8891 | 253.8485
2023 | 6 | 19 | 11 | 56.1943 | 117.2544 | 253.3625
2023 | 6 | 19 | 12 | 55.9839 | 115.3184 | 262.7021
2023 | 6 | 19 | 13 | 55.5368 | 117.4412 | 265.5862
2023 | 6 | 19 | 14 | 55.289 | 110.5853 | 266.3268
2023 | 6 | 19 | 15 | 55.6798 | 108.5719 | 266.872
2023 | 6 | 19 | 16 | 57.9084 | 115.9682 | 278.2407
2023 | 6 | 19 | 17 | 58.9112 | 111.7738 | 298.0588
2023 | 6 | 19 | 18 | 58.0656 | 117.454 | 308.3932
2023 | 6 | 19 | 19 | 56.5627 | 115.6212 | 318.9969
2023 | 6 | 19 | 20 | 55.6222 | 110.4107 | 317.7454
2023 | 6 | 19 | 21 | 52.7409 | 108.6886 | 307.2326
2023 | 6 | 19 | 22 | 47.8696 | 101.8882 | 280.9124
2023 | 6 | 19 | 23 | 42.8961 | 91.9032 | 248.4693
2023 | 6 | 20 | 0 | 40.6935 | 85.8423 | 232.0471
2023 | 6 | 20 | 1 | 39.7885 | 80.6444 | 219.3506
2023 | 6 | 20 | 2 | 38.7228 | 77.981 | 212.8572
2023 | 6 | 20 | 3 | 38.0661 | 76.7115 | 209.2512
2023 | 6 | 20 | 4 | 39.0823 | 76.677 | 211.3096
2023 | 6 | 20 | 5 | 41.0945 | 78.4554 | 219.0718
2023 | 6 | 20 | 6 | 45.8007 | 85.9193 | 235.6586
2023 | 6 | 20 | 7 | 49.7473 | 97.9834 | 260.4716
2023 | 6 | 20 | 8 | 52.2492 | 107.6693 | 272.9099
2023 | 6 | 20 | 9 | 53.6523 | 114.9349 | 281.1623
2023 | 6 | 20 | 10 | 54.2124 | 123.7379 | 285.3804
2023 | 6 | 20 | 11 | 54.553 | 128.404 | 284.2208
2023 | 6 | 20 | 12 | 55.1674 | 124.7729 | 282.8141
2023 | 6 | 20 | 13 | 55.4315 | 127.2403 | 285.9348
2023 | 6 | 20 | 14 | 55.3937 | 120.0331 | 284.8102
2023 | 6 | 20 | 15 | 57.0418 | 118.0629 | 285.3619
2023 | 6 | 20 | 16 | 60.0255 | 128.0871 | 296.0255
2023 | 6 | 20 | 17 | 62.6682 | 123.4859 | 313.6129
2023 | 6 | 20 | 18 | 61.3375 | 119.6712 | 344.9987
2023 | 6 | 20 | 19 | 59.9204 | 116.5571 | 346.7214
2023 | 6 | 20 | 20 | 58.3066 | 108.5004 | 344.2762
2023 | 6 | 20 | 21 | 55.2595 | 106.1359 | 333.0513
2023 | 6 | 20 | 22 | 50.204 | 99.5668 | 305.7391
2023 | 6 | 20 | 23 | 45.1703 | 90.2634 | 270.8371
2023 | 6 | 21 | 0 | 42.8806 | 88.3014 | 243.103
2023 | 6 | 21 | 1 | 40.2674 | 79.7627 | 244.8649
2023 | 6 | 21 | 2 | 39.184 | 76.9042 | 235.9859
2023 | 6 | 21 | 3 | 38.6387 | 75.1646 | 230.0263
2023 | 6 | 21 | 4 | 39.5542 | 74.7306 | 230.4185
2023 | 6 | 21 | 5 | 41.6692 | 76.1832 | 236.8274
2023 | 6 | 21 | 6 | 46.179 | 81.4017 | 257.1504
2023 | 6 | 21 | 7 | 49.9764 | 93.5208 | 283.7967
2023 | 6 | 21 | 8 | 51.9808 | 101.2478 | 296.4138
2023 | 6 | 21 | 9 | 53.3159 | 109.2247 | 303.8237
2023 | 6 | 21 | 10 | 53.8635 | 115.064 | 310.3601
2023 | 6 | 21 | 11 | 54.413 | 119.0397 | 313.9851
2023 | 6 | 21 | 12 | 55.4925 | 119.9164 | 302.7042
2023 | 6 | 21 | 13 | 55.911 | 121.6569 | 313.8275
2023 | 6 | 21 | 14 | 56.4315 | 113.8698 | 324.3034
2023 | 6 | 21 | 15 | 57.6522 | 112.927 | 333.9883
2023 | 6 | 21 | 16 | 60.1815 | 122.718 | 352.5387
2023 | 6 | 21 | 17 | 62.2693 | 118.0851 | 379.8596
2023 | 6 | 21 | 18 | 60.4794 | 104.5322 | 391.0176
2023 | 6 | 21 | 19 | 59.4319 | 101.3836 | 402.1469
2023 | 6 | 21 | 20 | 57.5911 | 95.6802 | 395.3502
2023 | 6 | 21 | 21 | 54.4984 | 95.7366 | 382.5664
2023 | 6 | 21 | 22 | 49.8164 | 89.8333 | 348.4449
2023 | 6 | 21 | 23 | 44.7766 | 81.2123 | 305.6702
2023 | 6 | 22 | 0 | 42.7315 | 81.7485 | 271.5541
2023 | 6 | 22 | 1 | 41.6316 | 79.635 | 271.3429
2023 | 6 | 22 | 2 | 40.4815 | 77.0996 | 258.9008
2023 | 6 | 22 | 3 | 39.8913 | 75.6052 | 250.9282
2023 | 6 | 22 | 4 | 40.8463 | 75.8833 | 249.219
2023 | 6 | 22 | 5 | 42.7494 | 77.8443 | 253.4328
2023 | 6 | 22 | 6 | 45.7402 | 82.5269 | 272.3666
2023 | 6 | 22 | 7 | 49.2205 | 93.0326 | 299.4543
2023 | 6 | 22 | 8 | 51.0228 | 101.2236 | 309.4469
2023 | 6 | 22 | 9 | 52.2595 | 107.1102 | 312.2147
2023 | 6 | 22 | 10 | 53.7027 | 112.6199 | 315.9179
2023 | 6 | 22 | 11 | 55.091 | 112.9048 | 323.5314
2023 | 6 | 22 | 12 | 58.0106 | 113.3687 | 336.3475
2023 | 6 | 22 | 13 | 59.6498 | 115.571 | 350.0475
2023 | 6 | 22 | 14 | 61.4744 | 107.2202 | 362.2555
2023 | 6 | 22 | 15 | 64.2243 | 105.8537 | 375.5093
2023 | 6 | 22 | 16 | 67.6584 | 114.1097 | 394.3158
2023 | 6 | 22 | 17 | 70.6481 | 109.3178 | 418.4609
2023 | 6 | 22 | 18 | 64.9147 | 107.5937 | 420.7114
2023 | 6 | 22 | 19 | 64.1248 | 105.9193 | 426.6564
2023 | 6 | 22 | 20 | 63.2964 | 103.1029 | 418.7006
2023 | 6 | 22 | 21 | 60.7293 | 103.0256 | 404.3678
2023 | 6 | 22 | 22 | 55.6248 | 96.9563 | 369.8616
2023 | 6 | 22 | 23 | 49.7285 | 86.8691 | 325.9428
2023 | 6 | 23 | 0 | 44.575 | 80.953 | 297.5557
2023 | 6 | 23 | 1 | 44.3303 | 79.2141 | 295.4786
2023 | 6 | 23 | 2 | 42.6058 | 76.3265 | 280.2339
2023 | 6 | 23 | 3 | 41.611 | 75.1752 | 269.5822
2023 | 6 | 23 | 4 | 42.2898 | 76.0554 | 266.0767
2023 | 6 | 23 | 5 | 44.0388 | 77.7933 | 268.7254
2023 | 6 | 23 | 6 | 49.5074 | 81.2771 | 290.2691
2023 | 6 | 23 | 7 | 53.6705 | 91.7893 | 322.6848
2023 | 6 | 23 | 8 | 56.6216 | 99.1251 | 349.7951
2023 | 6 | 23 | 9 | 58.9078 | 105.4808 | 371.3116
2023 | 6 | 23 | 10 | 60.5168 | 111.7934 | 383.8003
2023 | 6 | 23 | 11 | 61.9944 | 112.8353 | 389.0982
2023 | 6 | 23 | 12 | 63.1574 | 116.3363 | 397.8634
2023 | 6 | 23 | 13 | 63.591 | 118.945 | 410.531
2023 | 6 | 23 | 14 | 63.6676 | 111.641 | 420.081
2023 | 6 | 23 | 15 | 64.5687 | 108.7734 | 430.2713
2023 | 6 | 23 | 16 | 66.6695 | 115.4567 | 442.2234
2023 | 6 | 23 | 17 | 67.7765 | 110.503 | 456.9622
2023 | 6 | 23 | 18 | 71.2017 | 106.3424 | 458.6606
2023 | 6 | 23 | 19 | 69.3669 | 104.4369 | 455.0107
2023 | 6 | 23 | 20 | 66.7856 | 102.5142 | 444.2645
2023 | 6 | 23 | 21 | 63.4569 | 102.845 | 428.6192
2023 | 6 | 23 | 22 | 58.2412 | 96.5443 | 395.986
2023 | 6 | 23 | 23 | 52.008 | 85.7519 | 354.133
2023 | 6 | 24 | 0 | 47.1446 | 79.8922 | 324.7356
2023 | 6 | 24 | 1 | 45.5665 | 73.4031 | 312.6518
2023 | 6 | 24 | 2 | 42.8815 | 70.7703 | 293.9889
2023 | 6 | 24 | 3 | 41.2626 | 69.6819 | 280.6169
2023 | 6 | 24 | 4 | 40.579 | 69.2412 | 273.1307
2023 | 6 | 24 | 5 | 40.7762 | 69.0813 | 269.2574
2023 | 6 | 24 | 6 | 42.7833 | 68.2318 | 276.9076
2023 | 6 | 24 | 7 | 47.3932 | 71.4338 | 297.9071
2023 | 6 | 24 | 8 | 54.0432 | 78.2119 | 323.2569
2023 | 6 | 24 | 9 | 60.2743 | 83.5779 | 347.7712
2023 | 6 | 24 | 10 | 64.5692 | 87.0499 | 365.1659
2023 | 6 | 24 | 11 | 67.7067 | 89.4498 | 377.118
2023 | 6 | 24 | 12 | 68.177 | 87.6103 | 394.4732
2023 | 6 | 24 | 13 | 68.9664 | 86.8223 | 404.0648
2023 | 6 | 24 | 14 | 69.1957 | 82.8514 | 415.7468
2023 | 6 | 24 | 15 | 69.9247 | 82.3904 | 428.1122
2023 | 6 | 24 | 16 | 71.8412 | 84.5569 | 447.7729
2023 | 6 | 24 | 17 | 73.0376 | 83.0651 | 470.9736
2023 | 6 | 24 | 18 | 65.357 | 77.6258 | 487.6501
2023 | 6 | 24 | 19 | 62.9705 | 76.445 | 490.2049
2023 | 6 | 24 | 20 | 60.2038 | 73.4503 | 470.8016
2023 | 6 | 24 | 21 | 57.8372 | 76.8919 | 455.4777
2023 | 6 | 24 | 22 | 53.6307 | 73.6497 | 421.2435
2023 | 6 | 24 | 23 | 49.2026 | 67.0233 | 377.3836
2023 | 6 | 25 | 0 | 49.4475 | 72.4982 | 340.2269
2023 | 6 | 25 | 1 | 42.5103 | 70.3296 | 308.6527
2023 | 6 | 25 | 2 | 40.3255 | 68.0449 | 290.7045
2023 | 6 | 25 | 3 | 38.988 | 67.5729 | 277.4866
2023 | 6 | 25 | 4 | 38.4104 | 68.0832 | 269.9521
2023 | 6 | 25 | 5 | 38.5324 | 67.8015 | 265.5118
2023 | 6 | 25 | 6 | 39.8415 | 68.2952 | 274.4396
2023 | 6 | 25 | 7 | 42.8203 | 71.6081 | 292.2005
2023 | 6 | 25 | 8 | 46.7884 | 78.8994 | 315.3347
2023 | 6 | 25 | 9 | 49.993 | 83.5488 | 342.4146
2023 | 6 | 25 | 10 | 51.5602 | 88.8388 | 361.7691
2023 | 6 | 25 | 11 | 52.6934 | 90.8956 | 374.0395
2023 | 6 | 25 | 12 | 52.9393 | 94.4447 | 395.5132
2023 | 6 | 25 | 13 | 52.5953 | 96.1741 | 409.3187
2023 | 6 | 25 | 14 | 52.1447 | 94.1294 | 419.2254
2023 | 6 | 25 | 15 | 52.56 | 94.3736 | 430.2275
2023 | 6 | 25 | 16 | 54.7361 | 98.3446 | 447.8085
2023 | 6 | 25 | 17 | 57.1508 | 97.8023 | 469.6912
2023 | 6 | 25 | 18 | 60.5234 | 92.0883 | 484.2887
2023 | 6 | 25 | 19 | 58.5229 | 89.5098 | 487.0704
2023 | 6 | 25 | 20 | 54.6803 | 87.2193 | 469.38
2023 | 6 | 25 | 21 | 51.4864 | 88.845 | 452.52
2023 | 6 | 25 | 22 | 47.1452 | 85.4823 | 413.2291
2023 | 6 | 25 | 23 | 42.3889 | 78.5893 | 364.3799
2023 | 6 | 26 | 0 | 38.0649 | 76.6429 | 325.6418
2023 | 6 | 26 | 1 | 38.8101 | 74.6962 | 289.0508
2023 | 6 | 26 | 2 | 37.9811 | 72.6284 | 275.472
2023 | 6 | 26 | 3 | 37.6247 | 72.1331 | 265.468
2023 | 6 | 26 | 4 | 38.7627 | 73.3989 | 263.6119
2023 | 6 | 26 | 5 | 40.9456 | 75.4721 | 266.7733
2023 | 6 | 26 | 6 | 45.7451 | 82.9327 | 284.8436
2023 | 6 | 26 | 7 | 50.0073 | 93.8355 | 311.0736
2023 | 6 | 26 | 8 | 52.695 | 104.1142 | 321.9078
2023 | 6 | 26 | 9 | 54.2302 | 109.7412 | 325.7701
2023 | 6 | 26 | 10 | 54.8069 | 114.9193 | 327.1395
2023 | 6 | 26 | 11 | 55.0948 | 115.6755 | 331.2859
2023 | 6 | 26 | 12 | 55.435 | 117.925 | 334.2525
2023 | 6 | 26 | 13 | 55.5624 | 120.1041 | 340.851
2023 | 6 | 26 | 14 | 55.4888 | 111.7733 | 351.1908
2023 | 6 | 26 | 15 | 57.2335 | 109.873 | 364.9458
2023 | 6 | 26 | 16 | 60.5597 | 117.1852 | 384.3868
2023 | 6 | 26 | 17 | 63.0062 | 112.7809 | 414.7196
2023 | 6 | 26 | 18 | 60.203 | 101.3402 | 436.9175
2023 | 6 | 26 | 19 | 58.911 | 99.7443 | 444.5567
2023 | 6 | 26 | 20 | 57.6298 | 95.0342 | 430.4885
2023 | 6 | 26 | 21 | 55.421 | 95.469 | 410.8403
2023 | 6 | 26 | 22 | 50.676 | 89.603 | 373.1962
2023 | 6 | 26 | 23 | 45.2315 | 80.8582 | 327.13
2023 | 6 | 27 | 0 | 42.431 | 80.3328 | 288.0406
2023 | 6 | 27 | 1 | 40.8166 | 75.2433 | 278.6638
2023 | 6 | 27 | 2 | 39.7719 | 72.9988 | 265.9009
2023 | 6 | 27 | 3 | 39.3241 | 71.8672 | 256.4254
2023 | 6 | 27 | 4 | 40.2658 | 71.9921 | 254.7088
2023 | 6 | 27 | 5 | 42.2424 | 73.6262 | 258.0798
2023 | 6 | 27 | 6 | 44.9156 | 81.4185 | 278.4924
2023 | 6 | 27 | 7 | 48.5327 | 92.9634 | 304.5843
2023 | 6 | 27 | 8 | 50.616 | 101.1175 | 315.0231
2023 | 6 | 27 | 9 | 51.9044 | 106.0045 | 318.8767
2023 | 6 | 27 | 10 | 53.0966 | 111.3798 | 324.3732
2023 | 6 | 27 | 11 | 54.3519 | 113.5393 | 332.028
2023 | 6 | 27 | 12 | 54.9294 | 115.1329 | 334.8516
2023 | 6 | 27 | 13 | 55.8355 | 117.259 | 347.8934
2023 | 6 | 27 | 14 | 57.1988 | 112.3842 | 363.221
2023 | 6 | 27 | 15 | 58.6231 | 111.4131 | 380.2636
2023 | 6 | 27 | 16 | 61.2908 | 119.0879 | 402.0797
2023 | 6 | 27 | 17 | 63.9363 | 115.0541 | 432.7947
2023 | 6 | 27 | 18 | 61.9987 | 111.0484 | 449.48
2023 | 6 | 27 | 19 | 60.9489 | 108.4097 | 457.0801
2023 | 6 | 27 | 20 | 59.7489 | 104.4419 | 445.385
2023 | 6 | 27 | 21 | 56.9909 | 103.5443 | 427.224
2023 | 6 | 27 | 22 | 52.1929 | 97.2475 | 388.8177
2023 | 6 | 27 | 23 | 46.5755 | 87.2203 | 341.1563
2023 | 6 | 28 | 0 | 44.1244 | 80.0032 | 301.6473
2023 | 6 | 28 | 1 | 42.3082 | 79.1573 | 287.9891
2023 | 6 | 28 | 2 | 40.9078 | 76.3235 | 275.0515
2023 | 6 | 28 | 3 | 40.0794 | 74.8344 | 264.8986
2023 | 6 | 28 | 4 | 40.9196 | 75.3533 | 262.8565
2023 | 6 | 28 | 5 | 42.8004 | 77.2323 | 265.9141
2023 | 6 | 28 | 6 | 46.1373 | 85.6669 | 286.1259
2023 | 6 | 28 | 7 | 50.0339 | 97.0148 | 313.6341
2023 | 6 | 28 | 8 | 52.7214 | 104.4196 | 327.36
2023 | 6 | 28 | 9 | 54.799 | 109.4751 | 333.7538
2023 | 6 | 28 | 10 | 56.3095 | 113.2911 | 342.2677
2023 | 6 | 28 | 11 | 57.5939 | 115.3904 | 352.1383
2023 | 6 | 28 | 12 | 58.8444 | 111.4246 | 378.3393
2023 | 6 | 28 | 13 | 60.1974 | 111.3799 | 385.9837
2023 | 6 | 28 | 14 | 61.4519 | 101.4103 | 394.66
2023 | 6 | 28 | 15 | 63.7776 | 100.5447 | 405.5249
2023 | 6 | 28 | 16 | 67.4097 | 106.8175 | 420.6302
2023 | 6 | 28 | 17 | 70.1373 | 101.9317 | 441.5094
2023 | 6 | 28 | 18 | 66.0531 | 102.9996 | 457.9469
2023 | 6 | 28 | 19 | 64.9452 | 100.6293 | 448.6682
2023 | 6 | 28 | 20 | 63.6611 | 94.8518 | 439.1724
2023 | 6 | 28 | 21 | 61.0157 | 95.0033 | 420.4925
2023 | 6 | 28 | 22 | 55.6826 | 89.2374 | 383.3282
2023 | 6 | 28 | 23 | 49.5495 | 80.6262 | 338.7554
2023 | 6 | 29 | 0 | 45.1531 | 80.6414 | 308.4104
2023 | 6 | 29 | 1 | 44.0419 | 76.1666 | 267.0301
2023 | 6 | 29 | 2 | 42.4417 | 73.8259 | 255.7881
2023 | 6 | 29 | 3 | 41.5645 | 72.4124 | 249.0156
2023 | 6 | 29 | 4 | 42.3273 | 72.6825 | 248.462
2023 | 6 | 29 | 5 | 44.1852 | 74.2418 | 252.3941
2023 | 6 | 29 | 6 | 49.4236 | 79.8216 | 274.0857
2023 | 6 | 29 | 7 | 53.4924 | 90.3625 | 295.7236
2023 | 6 | 29 | 8 | 55.9526 | 97.7223 | 295.2929
2023 | 6 | 29 | 9 | 57.976 | 102.5096 | 289.233
2023 | 6 | 29 | 10 | 59.8378 | 107.3967 | 281.3608
2023 | 6 | 29 | 11 | 61.8416 | 108.1776 | 272.9984
2023 | 6 | 29 | 12 | 63.762 | 113.9104 | 261.7183
2023 | 6 | 29 | 13 | 64.7115 | 115.2266 | 259.9437
2023 | 6 | 29 | 14 | 65.4326 | 106.5925 | 262.8636
2023 | 6 | 29 | 15 | 67.095 | 106.4914 | 269.3816
2023 | 6 | 29 | 16 | 69.609 | 114.3007 | 283.6825
2023 | 6 | 29 | 17 | 71.3101 | 109.9043 | 310.9947
2023 | 6 | 29 | 18 | 74.395 | 106.4883 | 331.992
2023 | 6 | 29 | 19 | 72.3758 | 105.1542 | 346.6198
2023 | 6 | 29 | 20 | 69.1153 | 101.0407 | 338.9867
2023 | 6 | 29 | 21 | 65.3061 | 100.8512 | 327.5257
2023 | 6 | 29 | 22 | 59.4742 | 94.7291 | 299.7845
2023 | 6 | 29 | 23 | 52.7384 | 85.4597 | 263.1581
2023 | 6 | 30 | 0 | 48.6498 | 79.3794 | 239.0216
2023 | 6 | 30 | 1 | 45.9666 | 73.7456 | 233.5277
2023 | 6 | 30 | 2 | 43.8288 | 71.4352 | 224.5965
2023 | 6 | 30 | 3 | 42.4897 | 70.4146 | 219.32
2023 | 6 | 30 | 4 | 42.751 | 71.1363 | 220.6638
2023 | 6 | 30 | 5 | 43.9318 | 72.1099 | 226.5112
2023 | 6 | 30 | 6 | 49.8283 | 84.0534 | 242.09
2023 | 6 | 30 | 7 | 53.8525 | 95.3711 | 261.3965
2023 | 6 | 30 | 8 | 56.7357 | 102.562 | 259.894
2023 | 6 | 30 | 9 | 58.6572 | 107.7181 | 255.0412
2023 | 6 | 30 | 10 | 59.2902 | 112.6224 | 252.2933
2023 | 6 | 30 | 11 | 59.6741 | 113.0708 | 252.0555
2023 | 6 | 30 | 12 | 58.8577 | 112.7619 | 252.5197
2023 | 6 | 30 | 13 | 58.1424 | 114.082 | 260.6765
2023 | 6 | 30 | 14 | 57.289 | 106.6395 | 270.1525
2023 | 6 | 30 | 15 | 57.1638 | 105.7741 | 278.114
2023 | 6 | 30 | 16 | 58.6022 | 111.2245 | 290.9172
2023 | 6 | 30 | 17 | 59.1138 | 107.0757 | 318.6251
2023 | 6 | 30 | 18 | 61.4479 | 104.1995 | 350.8381
2023 | 6 | 30 | 19 | 59.3843 | 102.7858 | 365.0659
2023 | 6 | 30 | 20 | 57.0616 | 100.082 | 359.894
2023 | 6 | 30 | 21 | 54.3123 | 100.049 | 350.2034
2023 | 6 | 30 | 22 | 49.8564 | 93.7936 | 324.5333
2023 | 6 | 30 | 23 | 44.6754 | 83.4135 | 289.1402
2023 | 7 | 1 | 0 | 44.7202 | 75.3432 | 257.7337
2023 | 7 | 1 | 1 | 41.152 | 48.976 | 265.7373
2023 | 7 | 1 | 2 | 38.7352 | 60.648 | 253.9529
2023 | 7 | 1 | 3 | 37.2594 | 60.0963 | 245.1163
2023 | 7 | 1 | 4 | 36.3998 | 59.3201 | 240.1166
2023 | 7 | 1 | 5 | 35.7799 | 58.9997 | 240.4659
2023 | 7 | 1 | 6 | 36.7677 | 52.9023 | 239.9843
2023 | 7 | 1 | 7 | 40.3843 | 52.831 | 255.2876
2023 | 7 | 1 | 8 | 45.4055 | 57.5892 | 281.2682
2023 | 7 | 1 | 9 | 49.8022 | 63.2055 | 300.1972
2023 | 7 | 1 | 10 | 52.1253 | 66.1495 | 302.3692
2023 | 7 | 1 | 11 | 54.2178 | 75.9487 | 313.5042
2023 | 7 | 1 | 12 | 55.2641 | 79.8861 | 317.6406
2023 | 7 | 1 | 13 | 56.419 | 80.8966 | 316.8629
2023 | 7 | 1 | 14 | 56.9178 | 68.6782 | 321.5977
2023 | 7 | 1 | 15 | 57.6746 | 72.276 | 344.4125
2023 | 7 | 1 | 16 | 59.739 | 87.7573 | 361.7973
2023 | 7 | 1 | 17 | 62.0105 | 81.1091 | 391.6249
2023 | 7 | 1 | 18 | 57.8428 | 80.7585 | 417.9475
2023 | 7 | 1 | 19 | 56.0785 | 82.3915 | 425.1939
2023 | 7 | 1 | 20 | 52.0003 | 67.4257 | 409.2681
2023 | 7 | 1 | 21 | 49.1677 | 70.6336 | 394.9415
2023 | 7 | 1 | 22 | 46.8873 | 68.7473 | 374.6644
2023 | 7 | 1 | 23 | 44.4621 | 78.9686 | 350.0405
2023 | 7 | 2 | 0 | 41.7472 | 71.1436 | 317.9595
2023 | 7 | 2 | 1 | 36.5111 | 69.4227 | 292.123
2023 | 7 | 2 | 2 | 34.5004 | 57.1301 | 275.7268
2023 | 7 | 2 | 3 | 33.2639 | 56.3812 | 265.2131
2023 | 7 | 2 | 4 | 32.3348 | 56.467 | 260.1465
2023 | 7 | 2 | 5 | 31.4168 | 53.1334 | 250.6715
2023 | 7 | 2 | 6 | 30.5837 | 49.5189 | 239.1119
2023 | 7 | 2 | 7 | 32.5339 | 50.1937 | 246.9819
2023 | 7 | 2 | 8 | 37.1214 | 52.721 | 270.9564
2023 | 7 | 2 | 9 | 42.0891 | 59.421 | 309.5766
2023 | 7 | 2 | 10 | 46.1722 | 64.6239 | 334.2951
2023 | 7 | 2 | 11 | 48.6676 | 61.9745 | 338.507
2023 | 7 | 2 | 12 | 49.201 | 54.5518 | 329.4301
2023 | 7 | 2 | 13 | 48.6598 | 53.0969 | 329.95
2023 | 7 | 2 | 14 | 48.4231 | 73.7392 | 331.8004
2023 | 7 | 2 | 15 | 49.7676 | 78.1763 | 340.3656
2023 | 7 | 2 | 16 | 52.6872 | 56.5348 | 365.4933
2023 | 7 | 2 | 17 | 54.9678 | 67.4416 | 415.3784
2023 | 7 | 2 | 18 | 53.5986 | 70.728 | 441.8842
2023 | 7 | 2 | 19 | 51.9934 | 69.7343 | 447.5735
2023 | 7 | 2 | 20 | 50.1988 | 75.5219 | 429.7795
2023 | 7 | 2 | 21 | 47.8051 | 77.3827 | 420.0861
2023 | 7 | 2 | 22 | 44.1958 | 75.2309 | 388.4936
2023 | 7 | 2 | 23 | 40.9704 | 55.3337 | 341.7074
2023 | 7 | 3 | 0 | 38.7217 | 55.5518 | 315.3115
2023 | 7 | 3 | 1 | 41.2318 | 69.0222 | 285.1498
2023 | 7 | 3 | 2 | 39.6856 | 67.1004 | 272.482
2023 | 7 | 3 | 3 | 38.8239 | 66.5013 | 264.8695
2023 | 7 | 3 | 4 | 39.4768 | 67.9061 | 263.4292
2023 | 7 | 3 | 5 | 40.8533 | 69.8986 | 267.5721
2023 | 7 | 3 | 6 | 45.8809 | 74.1912 | 283.6586
2023 | 7 | 3 | 7 | 50.6644 | 86.0255 | 312.4742
2023 | 7 | 3 | 8 | 54.688 | 94.8037 | 328.6263
2023 | 7 | 3 | 9 | 58.3058 | 103.9528 | 335.0951
2023 | 7 | 3 | 10 | 61.6155 | 111.3702 | 335.8693
2023 | 7 | 3 | 11 | 64.456 | 108.9031 | 336.0484
2023 | 7 | 3 | 12 | 68.1062 | 108.2588 | 337.0468
2023 | 7 | 3 | 13 | 70.0216 | 109.6006 | 337.9924
2023 | 7 | 3 | 14 | 71.8878 | 101.0719 | 341.7866
2023 | 7 | 3 | 15 | 74.3849 | 101.9406 | 350.6277
2023 | 7 | 3 | 16 | 77.8268 | 105.9752 | 371.7529
2023 | 7 | 3 | 17 | 80.8407 | 102.4874 | 405.8816
2023 | 7 | 3 | 18 | 81.9395 | 98.6714 | 415.7155
2023 | 7 | 3 | 19 | 79.3553 | 97.5866 | 422.674
2023 | 7 | 3 | 20 | 74.7253 | 92.6587 | 411.0896
2023 | 7 | 3 | 21 | 69.5503 | 93.3236 | 398.0658
2023 | 7 | 3 | 22 | 63.5431 | 87.3433 | 368.7087
2023 | 7 | 3 | 23 | 56.2982 | 78.688 | 325.8727
2023 | 7 | 4 | 0 | 50.7247 | 82.8598 | 303.6966
2023 | 7 | 4 | 1 | 46.4228 | 71.9882 | 276.8654
2023 | 7 | 4 | 2 | 43.9588 | 69.3031 | 264.8445
2023 | 7 | 4 | 3 | 42.3607 | 67.8406 | 257.7903
2023 | 7 | 4 | 4 | 42.4283 | 68.5408 | 256.6625
2023 | 7 | 4 | 5 | 43.2765 | 70.0968 | 260.39
2023 | 7 | 4 | 6 | 46.5466 | 77.2933 | 273.7026
2023 | 7 | 4 | 7 | 51.7223 | 90.0096 | 298.8866
2023 | 7 | 4 | 8 | 56.7517 | 94.6246 | 309.7264
2023 | 7 | 4 | 9 | 61.03 | 102.8696 | 311.4844
2023 | 7 | 4 | 10 | 64.5878 | 106.9596 | 309.9988
2023 | 7 | 4 | 11 | 67.6547 | 108.5911 | 308.2081
2023 | 7 | 4 | 12 | 69.2015 | 104.7281 | 315.3582
2023 | 7 | 4 | 13 | 70.6705 | 105.1158 | 316.9601
2023 | 7 | 4 | 14 | 72.3584 | 93.6665 | 320.2232
2023 | 7 | 4 | 15 | 74.5315 | 96.1594 | 329.7558
2023 | 7 | 4 | 16 | 77.6932 | 101.754 | 350.9038
2023 | 7 | 4 | 17 | 80.3329 | 98.6459 | 382.9254
2023 | 7 | 4 | 18 | 73.6657 | 94.0219 | 411.3191
2023 | 7 | 4 | 19 | 71.4973 | 93.2511 | 424.6779
2023 | 7 | 4 | 20 | 68.7802 | 89.7006 | 414.7349
2023 | 7 | 4 | 21 | 64.7884 | 91.5181 | 402.0604
2023 | 7 | 4 | 22 | 59.6077 | 85.9511 | 372.278
2023 | 7 | 4 | 23 | 53.2258 | 76.5133 | 327.9642
2023 | 7 | 5 | 0 | 50.8143 | 78.148 | 294.191
2023 | 7 | 5 | 1 | 44.0101 | 77.591 | 273.1245
2023 | 7 | 5 | 2 | 41.833 | 74.5824 | 261.9817
2023 | 7 | 5 | 3 | 40.3387 | 72.8412 | 254.7301
2023 | 7 | 5 | 4 | 40.5544 | 73.4786 | 254.2939
2023 | 7 | 5 | 5 | 41.2892 | 75.493 | 258.5574
2023 | 7 | 5 | 6 | 45.4272 | 84.3377 | 271.4906
2023 | 7 | 5 | 7 | 49.4007 | 96.6392 | 297.1008
2023 | 7 | 5 | 8 | 52.508 | 103.6409 | 309.2733
2023 | 7 | 5 | 9 | 54.9141 | 111.2398 | 312.4544
2023 | 7 | 5 | 10 | 56.4948 | 116.8423 | 315.2863
2023 | 7 | 5 | 11 | 57.5736 | 116.2682 | 319.5501
2023 | 7 | 5 | 12 | 57.8825 | 116.3656 | 337.8984
2023 | 7 | 5 | 13 | 58.003 | 116.9283 | 340.5714
2023 | 7 | 5 | 14 | 58.6914 | 104.5003 | 344.7766
2023 | 7 | 5 | 15 | 60.5151 | 105.7237 | 353.18
2023 | 7 | 5 | 16 | 63.6609 | 111.3731 | 372.2726
2023 | 7 | 5 | 17 | 66.5162 | 106.5131 | 402.6023
2023 | 7 | 5 | 18 | 68.357 | 102.2909 | 430.2194
2023 | 7 | 5 | 19 | 66.0925 | 99.5576 | 434.096
2023 | 7 | 5 | 20 | 62.5129 | 98.6652 | 427.0046
2023 | 7 | 5 | 21 | 58.8523 | 100.1891 | 414.9654
2023 | 7 | 5 | 22 | 54.1545 | 93.7608 | 384.6349
2023 | 7 | 5 | 23 | 48.0679 | 84.2406 | 340.2561
2023 | 7 | 6 | 0 | 44.8805 | 87.3675 | 308.3275
2023 | 7 | 6 | 1 | 39.6098 | 81.827 | 285.3693
2023 | 7 | 6 | 2 | 38.0246 | 78.5408 | 272.6682
2023 | 7 | 6 | 3 | 37.0563 | 76.6558 | 264.3735
2023 | 7 | 6 | 4 | 37.5563 | 76.6265 | 263.2775
2023 | 7 | 6 | 5 | 38.4263 | 78.5861 | 267.6092
2023 | 7 | 6 | 6 | 39.9864 | 84.6863 | 282.056
2023 | 7 | 6 | 7 | 43.5184 | 98.421 | 311.1699
2023 | 7 | 6 | 8 | 46.185 | 105.7422 | 331.3403
2023 | 7 | 6 | 9 | 48.3339 | 115.3176 | 341.8902
2023 | 7 | 6 | 10 | 50.2844 | 125.4784 | 348.9709
2023 | 7 | 6 | 11 | 51.6263 | 131.0395 | 355.5314
2023 | 7 | 6 | 12 | 51.5523 | 129.8575 | 372.5805
2023 | 7 | 6 | 13 | 51.7619 | 131.5572 | 374.9627
2023 | 7 | 6 | 14 | 52.8292 | 117.3403 | 378.4778
2023 | 7 | 6 | 15 | 54.6898 | 116.0172 | 387.1726
2023 | 7 | 6 | 16 | 57.6285 | 127.6292 | 404.6501
2023 | 7 | 6 | 17 | 60.6114 | 121.6209 | 430.1631
2023 | 7 | 6 | 18 | 60.8626 | 123.319 | 452.8267
2023 | 7 | 6 | 19 | 59.8078 | 119.7083 | 455.6302
2023 | 7 | 6 | 20 | 58.1725 | 111.7225 | 447.3031
2023 | 7 | 6 | 21 | 55.1477 | 109.4287 | 434.7257
2023 | 7 | 6 | 22 | 51.2171 | 102.2301 | 403.5488
2023 | 7 | 6 | 23 | 46.2169 | 92.6669 | 357.4684
2023 | 7 | 7 | 0 | 42.5785 | 93.1371 | 319.7968
2023 | 7 | 7 | 1 | 39.6096 | 80.9385 | 298.9975
2023 | 7 | 7 | 2 | 38.1748 | 77.2858 | 284.9802
2023 | 7 | 7 | 3 | 37.2952 | 75.4416 | 275.9574
2023 | 7 | 7 | 4 | 38.0142 | 74.9427 | 273.8358
2023 | 7 | 7 | 5 | 39.2385 | 76.3518 | 277.0033
2023 | 7 | 7 | 6 | 43.2797 | 79.2877 | 291.2334
2023 | 7 | 7 | 7 | 46.7573 | 91.7155 | 321.605
2023 | 7 | 7 | 8 | 49.5073 | 96.4976 | 350.4863
2023 | 7 | 7 | 9 | 51.7956 | 105.417 | 372.4163
2023 | 7 | 7 | 10 | 53.1067 | 110.2142 | 379.7314
2023 | 7 | 7 | 11 | 53.9073 | 117.2221 | 378.6352
2023 | 7 | 7 | 12 | 54.5241 | 114.1517 | 375.5117
2023 | 7 | 7 | 13 | 54.7851 | 114.1668 | 379.5184
2023 | 7 | 7 | 14 | 55.246 | 102.0408 | 380.6084
2023 | 7 | 7 | 15 | 56.5754 | 101.0924 | 387.82
2023 | 7 | 7 | 16 | 58.9998 | 109.3954 | 402.9886
2023 | 7 | 7 | 17 | 61.3943 | 104.3709 | 425.7985
2023 | 7 | 7 | 18 | 59.3483 | 105.1487 | 444.5181
2023 | 7 | 7 | 19 | 57.9624 | 102.8756 | 447.732
2023 | 7 | 7 | 20 | 55.8798 | 96.0786 | 435.7011
2023 | 7 | 7 | 21 | 53.3965 | 95.8511 | 423.202
2023 | 7 | 7 | 22 | 49.5774 | 89.7511 | 394.1139
2023 | 7 | 7 | 23 | 45.0447 | 79.435 | 353.5363
2023 | 7 | 8 | 0 | 42.7782 | 76.7458 | 320.4601
2023 | 7 | 8 | 1 | 37.4724 | 68.106 | 304.9146
2023 | 7 | 8 | 2 | 35.5377 | 65.6224 | 288.8692
2023 | 7 | 8 | 3 | 34.4367 | 64.636 | 278.1077
2023 | 7 | 8 | 4 | 34.1211 | 63.905 | 272.5643
2023 | 7 | 8 | 5 | 33.8572 | 63.7353 | 269.592
2023 | 7 | 8 | 6 | 34.5699 | 62.0298 | 271.4358
2023 | 7 | 8 | 7 | 37.6 | 66.0901 | 291.8733
2023 | 7 | 8 | 8 | 42.1776 | 69.4354 | 321.6338
2023 | 7 | 8 | 9 | 46.046 | 77.7303 | 347.6957
2023 | 7 | 8 | 10 | 48.3716 | 82.2937 | 361.4709
2023 | 7 | 8 | 11 | 49.9424 | 86.3174 | 370.9558
2023 | 7 | 8 | 12 | 49.9476 | 84.6337 | 369.7374
2023 | 7 | 8 | 13 | 50.1819 | 84.3914 | 376.1726
2023 | 7 | 8 | 14 | 50.9288 | 82.6556 | 383.4216
2023 | 7 | 8 | 15 | 52.4284 | 83.2318 | 397.7015
2023 | 7 | 8 | 16 | 55.0756 | 82.8891 | 421.2449
2023 | 7 | 8 | 17 | 58.1123 | 81.9794 | 455.8077
2023 | 7 | 8 | 18 | 55.0894 | 72.962 | 479.3121
2023 | 7 | 8 | 19 | 53.1288 | 72.4899 | 481.6319
2023 | 7 | 8 | 20 | 49.881 | 69.4887 | 463.1796
2023 | 7 | 8 | 21 | 47.8278 | 73.0116 | 451.3399
2023 | 7 | 8 | 22 | 44.796 | 69.4639 | 421.2834
2023 | 7 | 8 | 23 | 41.3061 | 64.2007 | 379.4611
2023 | 7 | 9 | 0 | 40.6484 | 67.5111 | 341.0183
2023 | 7 | 9 | 1 | 38.0785 | 67.2126 | 307.1988
2023 | 7 | 9 | 2 | 36.1923 | 64.9425 | 290.9605
2023 | 7 | 9 | 3 | 35.0703 | 64.2848 | 279.7294
2023 | 7 | 9 | 4 | 34.687 | 64.4167 | 273.5997
2023 | 7 | 9 | 5 | 34.1636 | 63.5792 | 269.7338
2023 | 7 | 9 | 6 | 35.5473 | 64.2745 | 269.4692
2023 | 7 | 9 | 7 | 38.9839 | 68.2585 | 285.259
2023 | 7 | 9 | 8 | 44.7319 | 71.6208 | 313.1426
2023 | 7 | 9 | 9 | 50.6078 | 77.0529 | 341.5144
2023 | 7 | 9 | 10 | 55.1709 | 80.7476 | 357.0984
2023 | 7 | 9 | 11 | 58.2436 | 81.6896 | 363.9391
2023 | 7 | 9 | 12 | 59.7842 | 77.199 | 381.9367
2023 | 7 | 9 | 13 | 61.2874 | 77.2021 | 386.1487
2023 | 7 | 9 | 14 | 62.8909 | 75.6873 | 387.3733
2023 | 7 | 9 | 15 | 65.1474 | 78.1917 | 395.4578
2023 | 7 | 9 | 16 | 68.2468 | 79.3063 | 413.0949
2023 | 7 | 9 | 17 | 71.429 | 80.1614 | 441.2683
2023 | 7 | 9 | 18 | 68.7608 | 82.5833 | 469.9094
2023 | 7 | 9 | 19 | 66.6758 | 81.4726 | 462.9233
2023 | 7 | 9 | 20 | 62.992 | 79.5912 | 446.9859
2023 | 7 | 9 | 21 | 60.0258 | 81.4251 | 432.7307
2023 | 7 | 9 | 22 | 55.2952 | 78.9911 | 399.8347
2023 | 7 | 9 | 23 | 50.1482 | 74.7561 | 356.4746
2023 | 7 | 10 | 0 | 48.1801 | 71.8722 | 328.5258
2023 | 7 | 10 | 1 | 44.4674 | 64.9149 | 287.6351
2023 | 7 | 10 | 2 | 42.6235 | 63.3351 | 275.7106
2023 | 7 | 10 | 3 | 41.553 | 63.3423 | 268.1556
2023 | 7 | 10 | 4 | 42.2006 | 65.2234 | 267.5099
2023 | 7 | 10 | 5 | 43.5818 | 67.2765 | 271.82
2023 | 7 | 10 | 6 | 47.7541 | 72.204 | 288.2279
2023 | 7 | 10 | 7 | 52.4209 | 84.3677 | 313.9095
2023 | 7 | 10 | 8 | 56.5063 | 89.3662 | 327.1951
2023 | 7 | 10 | 9 | 59.8536 | 95.344 | 332.9412
2023 | 7 | 10 | 10 | 62.8262 | 99.289 | 331.381
2023 | 7 | 10 | 11 | 65.174 | 100.4886 | 329.2046
2023 | 7 | 10 | 12 | 67.1831 | 95.3218 | 332.2998
2023 | 7 | 10 | 13 | 68.6083 | 95.2199 | 330.9098
2023 | 7 | 10 | 14 | 69.991 | 90.6216 | 331.0075
2023 | 7 | 10 | 15 | 72.2136 | 92.7852 | 338.5617
2023 | 7 | 10 | 16 | 75.5508 | 92.8925 | 355.368
2023 | 7 | 10 | 17 | 78.2505 | 90.9606 | 386.9043
2023 | 7 | 10 | 18 | 74.1439 | 85.762 | 400.0408
2023 | 7 | 10 | 19 | 71.7572 | 86.9815 | 404.1091
2023 | 7 | 10 | 20 | 68.9931 | 80.6363 | 391.242
2023 | 7 | 10 | 21 | 65.5686 | 83.1936 | 377.7915
2023 | 7 | 10 | 22 | 59.9423 | 77.529 | 347.8922
2023 | 7 | 10 | 23 | 53.5057 | 70.5497 | 308.4778
2023 | 7 | 11 | 0 | 50.2958 | 70.0248 | 290.4812
2023 | 7 | 11 | 1 | 46.036 | 68.2211 | 268.2975
2023 | 7 | 11 | 2 | 44.0837 | 66.1684 | 258.3563
2023 | 7 | 11 | 3 | 42.8359 | 65.2714 | 252.7434
2023 | 7 | 11 | 4 | 43.4195 | 65.6453 | 252.9236
2023 | 7 | 11 | 5 | 44.8721 | 67.566 | 257.2654
2023 | 7 | 11 | 6 | 48.2967 | 74.372 | 269.1184
2023 | 7 | 11 | 7 | 52.1758 | 85.8674 | 290.8941
2023 | 7 | 11 | 8 | 55.2703 | 91.8309 | 296.3555
2023 | 7 | 11 | 9 | 57.7564 | 98.675 | 294.331
2023 | 7 | 11 | 10 | 59.8356 | 105.1478 | 290.3364
2023 | 7 | 11 | 11 | 61.6802 | 108.1964 | 288.473
2023 | 7 | 11 | 12 | 63.5745 | 104.3286 | 289.3848
2023 | 7 | 11 | 13 | 64.6488 | 105.6484 | 290.5441
2023 | 7 | 11 | 14 | 65.7411 | 102.0834 | 293.375
2023 | 7 | 11 | 15 | 67.541 | 103.4233 | 303.1572
2023 | 7 | 11 | 16 | 70.4626 | 104.7083 | 323.0484
2023 | 7 | 11 | 17 | 72.9742 | 101.3611 | 357.8614
2023 | 7 | 11 | 18 | 71.8243 | 96.3305 | 384.3065
2023 | 7 | 11 | 19 | 69.621 | 94.9715 | 397.5389
2023 | 7 | 11 | 20 | 67.3016 | 89.2648 | 387.9384
2023 | 7 | 11 | 21 | 63.6574 | 90.1572 | 376.9719
2023 | 7 | 11 | 22 | 57.8987 | 85.2078 | 347.6659
2023 | 7 | 11 | 23 | 51.9516 | 77.3275 | 307.2778
2023 | 7 | 12 | 0 | 47.1146 | 77.2542 | 279.6514
2023 | 7 | 12 | 1 | 44.3703 | 73.7892 | 260.3212
2023 | 7 | 12 | 2 | 42.6042 | 70.8808 | 251.5703
2023 | 7 | 12 | 3 | 41.4921 | 69.5677 | 246.2744
2023 | 7 | 12 | 4 | 42.1183 | 70.2069 | 247.2226
2023 | 7 | 12 | 5 | 43.6277 | 72.262 | 252.3665
2023 | 7 | 12 | 6 | 46.3717 | 80.6189 | 265.1116
2023 | 7 | 12 | 7 | 50.1608 | 92.3056 | 287.3747
2023 | 7 | 12 | 8 | 53.0738 | 97.9497 | 292.6103
2023 | 7 | 12 | 9 | 55.5095 | 103.2355 | 290.0108
2023 | 7 | 12 | 10 | 57.5769 | 107.3983 | 288.9105
2023 | 7 | 12 | 11 | 59.1558 | 110.5254 | 292.1195
2023 | 7 | 12 | 12 | 61.7918 | 111.042 | 286.753
2023 | 7 | 12 | 13 | 63.3829 | 111.8457 | 290.4928
2023 | 7 | 12 | 14 | 65.2691 | 105.6423 | 297.5782
2023 | 7 | 12 | 15 | 68.0004 | 106.5842 | 308.0722
2023 | 7 | 12 | 16 | 71.5967 | 109.434 | 330.4075
2023 | 7 | 12 | 17 | 74.7535 | 105.4854 | 370.4983
2023 | 7 | 12 | 18 | 73.0612 | 104.02 | 397.9127
2023 | 7 | 12 | 19 | 70.4074 | 102.6302 | 410.4435
2023 | 7 | 12 | 20 | 66.081 | 97.1068 | 402.3907
2023 | 7 | 12 | 21 | 62.3419 | 98.0808 | 392.1342
2023 | 7 | 12 | 22 | 56.7029 | 91.3295 | 360.919
2023 | 7 | 12 | 23 | 50.3692 | 82.0706 | 318.6799
2023 | 7 | 13 | 0 | 46.3532 | 75.8159 | 289.7442
2023 | 7 | 13 | 1 | 42.6632 | 77.8328 | 277.7248
2023 | 7 | 13 | 2 | 40.8451 | 74.9952 | 266.5704
2023 | 7 | 13 | 3 | 39.7185 | 73.4713 | 259.8579
2023 | 7 | 13 | 4 | 40.215 | 73.64 | 259.3017
2023 | 7 | 13 | 5 | 41.1655 | 76.0961 | 263.8773
2023 | 7 | 13 | 6 | 43.4664 | 81.331 | 281.6731
2023 | 7 | 13 | 7 | 46.9469 | 92.0971 | 308.7762
2023 | 7 | 13 | 8 | 49.8814 | 98.936 | 321.6966
2023 | 7 | 13 | 9 | 52.3226 | 104.4604 | 325.6396
2023 | 7 | 13 | 10 | 54.1096 | 109.7414 | 329.9112
2023 | 7 | 13 | 11 | 55.3136 | 112.1608 | 338.1749
2023 | 7 | 13 | 12 | 55.4803 | 114.0207 | 354.5215
2023 | 7 | 13 | 13 | 56.0759 | 115.0965 | 361.8501
2023 | 7 | 13 | 14 | 57.4497 | 106.612 | 368.7983
2023 | 7 | 13 | 15 | 59.8871 | 106.7038 | 380.4374
2023 | 7 | 13 | 16 | 63.3026 | 111.3061 | 398.6201
2023 | 7 | 13 | 17 | 66.6118 | 106.2796 | 427.3418
2023 | 7 | 13 | 18 | 65.9769 | 101.2942 | 445.8993
2023 | 7 | 13 | 19 | 63.9086 | 99.6584 | 453.7851
2023 | 7 | 13 | 20 | 60.1967 | 96.0417 | 444.6612
2023 | 7 | 13 | 21 | 57.1058 | 96.9662 | 432.9134
2023 | 7 | 13 | 22 | 52.3396 | 90.8859 | 399.2458
2023 | 7 | 13 | 23 | 46.7324 | 81.6896 | 353.6327
2023 | 7 | 14 | 0 | 44.6546 | 82.3721 | 321.6375
2023 | 7 | 14 | 1 | 40.5786 | 72.656 | 291.5416
2023 | 7 | 14 | 2 | 39.0115 | 69.8099 | 278.7596
2023 | 7 | 14 | 3 | 38.004 | 68.5908 | 271.0418
2023 | 7 | 14 | 4 | 38.5743 | 69.2629 | 269.5
2023 | 7 | 14 | 5 | 39.439 | 71.0008 | 273.3853
2023 | 7 | 14 | 6 | 43.1438 | 74.4243 | 290.6801
2023 | 7 | 14 | 7 | 46.5788 | 84.9453 | 318.8241
2023 | 7 | 14 | 8 | 49.2782 | 90.0535 | 340.119
2023 | 7 | 14 | 9 | 51.3028 | 98.2922 | 354.0476
2023 | 7 | 14 | 10 | 52.6932 | 103.4135 | 357.3498
2023 | 7 | 14 | 11 | 53.5139 | 105.196 | 353.2882
2023 | 7 | 14 | 12 | 53.5332 | 101.7875 | 349.8401
2023 | 7 | 14 | 13 | 53.8984 | 102.2551 | 352.1173
2023 | 7 | 14 | 14 | 54.5602 | 95.4419 | 353.0689
2023 | 7 | 14 | 15 | 56.2579 | 95.4725 | 360.0365
2023 | 7 | 14 | 16 | 58.9977 | 97.396 | 374.8286
2023 | 7 | 14 | 17 | 61.4053 | 93.3329 | 398.6188
2023 | 7 | 14 | 18 | 58.7873 | 87.1257 | 408.1262
2023 | 7 | 14 | 19 | 57.2501 | 86.3445 | 415.1037
2023 | 7 | 14 | 20 | 55.5983 | 84.5926 | 404.525
2023 | 7 | 14 | 21 | 53.3985 | 87.2893 | 394.506
2023 | 7 | 14 | 22 | 49.6802 | 82.0109 | 368.3343
2023 | 7 | 14 | 23 | 45.2749 | 72.5445 | 330.9005
2023 | 7 | 15 | 0 | 43.4052 | 70.5031 | 299.915
2023 | 7 | 15 | 1 | 37.6472 | 64.6609 | 277.3092
2023 | 7 | 15 | 2 | 35.7719 | 62.4379 | 264.4941
2023 | 7 | 15 | 3 | 34.7006 | 61.7456 | 256.7592
2023 | 7 | 15 | 4 | 34.3242 | 61.4681 | 253.1121
2023 | 7 | 15 | 5 | 34.0249 | 61.1321 | 250.9664
2023 | 7 | 15 | 6 | 35.3309 | 63.2871 | 251.2384
2023 | 7 | 15 | 7 | 38.1819 | 67.3378 | 270.1952
2023 | 7 | 15 | 8 | 42.1127 | 72.5053 | 304.4482
2023 | 7 | 15 | 9 | 45.1474 | 79.0848 | 335.1438
2023 | 7 | 15 | 10 | 46.875 | 82.4181 | 347.1847
2023 | 7 | 15 | 11 | 48.1272 | 84.1535 | 346.6463
2023 | 7 | 15 | 12 | 49.3575 | 84.1914 | 333.3861
2023 | 7 | 15 | 13 | 49.308 | 82.9133 | 330.8124
2023 | 7 | 15 | 14 | 49.4785 | 80.9986 | 322.2561
2023 | 7 | 15 | 15 | 50.4846 | 83.6767 | 318.9403
2023 | 7 | 15 | 16 | 52.6118 | 82.0654 | 326.9365
2023 | 7 | 15 | 17 | 54.9415 | 81.493 | 350.102
2023 | 7 | 15 | 18 | 53.0377 | 73.3747 | 378.7122
2023 | 7 | 15 | 19 | 51.698 | 73.0087 | 375.3506
2023 | 7 | 15 | 20 | 49.8581 | 69.7028 | 362.4623
2023 | 7 | 15 | 21 | 48.6137 | 73.2906 | 353.2332
2023 | 7 | 15 | 22 | 45.7758 | 70.5465 | 331.859
2023 | 7 | 15 | 23 | 42.2174 | 65.3913 | 301.3063
2023 | 7 | 16 | 0 | 40.3371 | 66.4807 | 274.6657
2023 | 7 | 16 | 1 | 36.36 | 62.4594 | 275.8268
2023 | 7 | 16 | 2 | 34.7984 | 60.4579 | 264.2156
2023 | 7 | 16 | 3 | 33.8973 | 60.017 | 256.2447
2023 | 7 | 16 | 4 | 33.6859 | 60.1109 | 252.7644
2023 | 7 | 16 | 5 | 33.427 | 59.8923 | 252.1204
2023 | 7 | 16 | 6 | 32.7273 | 59.5237 | 251.1548
2023 | 7 | 16 | 7 | 35.4361 | 62.4095 | 266.2432
2023 | 7 | 16 | 8 | 40.1551 | 66.6688 | 295.0982
2023 | 7 | 16 | 9 | 44.7092 | 71.2505 | 324.6715
2023 | 7 | 16 | 10 | 48.3546 | 74.725 | 340.4613
2023 | 7 | 16 | 11 | 50.9493 | 76.5166 | 348.4965
2023 | 7 | 16 | 12 | 52.3926 | 77.9231 | 349.8784
2023 | 7 | 16 | 13 | 53.665 | 77.726 | 356.0248
2023 | 7 | 16 | 14 | 55.2801 | 77.8132 | 359.3324
2023 | 7 | 16 | 15 | 57.6671 | 82.1743 | 373.6374
2023 | 7 | 16 | 16 | 61.1102 | 79.5277 | 395.4131
2023 | 7 | 16 | 17 | 64.8699 | 80.2005 | 428.5008
2023 | 7 | 16 | 18 | 60.2845 | 73.5431 | 450.2416
2023 | 7 | 16 | 19 | 58.6041 | 72.4979 | 444.2176
2023 | 7 | 16 | 20 | 55.8202 | 70.238 | 430.647
2023 | 7 | 16 | 21 | 53.3177 | 73.5697 | 418.2501
2023 | 7 | 16 | 22 | 49.2267 | 71.1666 | 386.6575
2023 | 7 | 16 | 23 | 44.9282 | 65.8824 | 345.0908
2023 | 7 | 17 | 0 | 42.6368 | 68.1218 | 312.7719
2023 | 7 | 17 | 1 | 40.6544 | 64.4351 | 291.4237
2023 | 7 | 17 | 2 | 39.4063 | 62.9964 | 279.7324
2023 | 7 | 17 | 3 | 38.7108 | 62.914 | 271.9821
2023 | 7 | 17 | 4 | 39.7331 | 64.1093 | 271.0186
2023 | 7 | 17 | 5 | 41.2788 | 66.2861 | 275.8348
2023 | 7 | 17 | 6 | 45.1567 | 70.8402 | 292.3713
2023 | 7 | 17 | 7 | 48.5893 | 81.6241 | 323.2593
2023 | 7 | 17 | 8 | 50.9543 | 89.8202 | 349.0377
2023 | 7 | 17 | 9 | 52.9571 | 97.2422 | 365.8171
2023 | 7 | 17 | 10 | 54.8323 | 103.2954 | 373.9289
2023 | 7 | 17 | 11 | 56.4107 | 103.4436 | 378.8816
2023 | 7 | 17 | 12 | 57.3662 | 101.2237 | 379.9564
2023 | 7 | 17 | 13 | 57.7117 | 102.5365 | 381.8712
2023 | 7 | 17 | 14 | 58.045 | 100.027 | 383.6543
2023 | 7 | 17 | 15 | 59.2946 | 100.5718 | 391.3353
2023 | 7 | 17 | 16 | 62.3321 | 101.047 | 408.986
2023 | 7 | 17 | 17 | 65.1092 | 97.8419 | 436.7184
2023 | 7 | 17 | 18 | 65.111 | 93.2317 | 458.0241
2023 | 7 | 17 | 19 | 63.3699 | 93.269 | 450.2008
2023 | 7 | 17 | 20 | 61.6674 | 88.4612 | 438.1018
2023 | 7 | 17 | 21 | 58.6582 | 89.6599 | 420.7314
2023 | 7 | 17 | 22 | 53.646 | 83.8361 | 386.6304
2023 | 7 | 17 | 23 | 48.2736 | 75.5536 | 344.1403
2023 | 7 | 18 | 0 | 45.7791 | 74.341 | 312.5435
2023 | 7 | 18 | 1 | 43.2177 | 70.2524 | 295.7724
2023 | 7 | 18 | 2 | 41.4263 | 67.918 | 282.5638
2023 | 7 | 18 | 3 | 40.2271 | 66.9354 | 273.8669
2023 | 7 | 18 | 4 | 40.8885 | 67.4682 | 271.9915
2023 | 7 | 18 | 5 | 41.9928 | 69.6908 | 276.279
2023 | 7 | 18 | 6 | 47.1016 | 71.8951 | 294.1545
2023 | 7 | 18 | 7 | 50.7252 | 81.9911 | 322.7621
2023 | 7 | 18 | 8 | 53.6921 | 88.8995 | 347.2906
2023 | 7 | 18 | 9 | 56.1186 | 95.6151 | 364.2699
2023 | 7 | 18 | 10 | 57.7374 | 101.7471 | 369.976
2023 | 7 | 18 | 11 | 58.9721 | 104.0904 | 369.1625
2023 | 7 | 18 | 12 | 59.9942 | 103.6265 | 355.5439
2023 | 7 | 18 | 13 | 61.0953 | 105.5695 | 363.0134
2023 | 7 | 18 | 14 | 62.2916 | 102.0478 | 368.9111
2023 | 7 | 18 | 15 | 64.3592 | 101.9407 | 380.5117
2023 | 7 | 18 | 16 | 67.7994 | 103.4504 | 402.3321
2023 | 7 | 18 | 17 | 71.19 | 99.3487 | 432.7648
2023 | 7 | 18 | 18 | 73.7161 | 91.9711 | 442.3918
2023 | 7 | 18 | 19 | 71.2061 | 90.2948 | 450.9647
2023 | 7 | 18 | 20 | 67.1534 | 86.5653 | 437.73
2023 | 7 | 18 | 21 | 63.0709 | 87.814 | 422.357
2023 | 7 | 18 | 22 | 57.3375 | 83.0839 | 387.4934
2023 | 7 | 18 | 23 | 50.9578 | 74.7716 | 342.5535
2023 | 7 | 19 | 0 | 47.8827 | 76.6908 | 308.7259
2023 | 7 | 19 | 1 | 43.347 | 75.5765 | 290.2432
2023 | 7 | 19 | 2 | 41.5108 | 72.6744 | 277.9629
2023 | 7 | 19 | 3 | 40.2579 | 71.2927 | 269.5565
2023 | 7 | 19 | 4 | 40.8264 | 71.8241 | 268.4923
2023 | 7 | 19 | 5 | 41.887 | 74.2744 | 272.581
2023 | 7 | 19 | 6 | 44.6858 | 79.1789 | 288.2707
2023 | 7 | 19 | 7 | 48.3363 | 89.954 | 312.8578
2023 | 7 | 19 | 8 | 51.405 | 96.6619 | 327.942
2023 | 7 | 19 | 9 | 53.9953 | 101.9661 | 335.222
2023 | 7 | 19 | 10 | 56.0039 | 106.5649 | 337.3879
2023 | 7 | 19 | 11 | 57.3969 | 108.9923 | 339.2684
2023 | 7 | 19 | 12 | 58.2387 | 110.7239 | 353.412
2023 | 7 | 19 | 13 | 59.4026 | 111.6616 | 354.7375
2023 | 7 | 19 | 14 | 60.8524 | 107.3244 | 355.9418
2023 | 7 | 19 | 15 | 63.3409 | 107.539 | 361.6951
2023 | 7 | 19 | 16 | 67.119 | 109.777 | 377.0102
2023 | 7 | 19 | 17 | 70.5863 | 105.1593 | 403.6814
2023 | 7 | 19 | 18 | 69.9806 | 99.6307 | 433.3962
2023 | 7 | 19 | 19 | 67.6802 | 97.6112 | 438.1243
2023 | 7 | 19 | 20 | 63.9875 | 93.4692 | 427.8474
2023 | 7 | 19 | 21 | 60.32 | 94.2672 | 413.4777
2023 | 7 | 19 | 22 | 54.8745 | 88.0588 | 379.6117
2023 | 7 | 19 | 23 | 48.7655 | 79.1217 | 336.2084
2023 | 7 | 20 | 0 | 46.4291 | 79.595 | 308.1443
2023 | 7 | 20 | 1 | 42.4785 | 78.2721 | 279.5941
2023 | 7 | 20 | 2 | 40.8145 | 75.3968 | 268.4944
2023 | 7 | 20 | 3 | 39.7462 | 73.9199 | 261.8604
2023 | 7 | 20 | 4 | 40.3827 | 74.1088 | 261.728
2023 | 7 | 20 | 5 | 41.4944 | 76.8253 | 266.4695
2023 | 7 | 20 | 6 | 43.6063 | 79.9547 | 282.7887
2023 | 7 | 20 | 7 | 47.1732 | 91.0635 | 306.0856
2023 | 7 | 20 | 8 | 50.3826 | 99.064 | 318.466
2023 | 7 | 20 | 9 | 53.2564 | 106.2317 | 323.5831
2023 | 7 | 20 | 10 | 55.6901 | 114.3112 | 324.4493
2023 | 7 | 20 | 11 | 57.4996 | 119.2474 | 324.9531
2023 | 7 | 20 | 12 | 58.2446 | 118.4869 | 333.3602
2023 | 7 | 20 | 13 | 59.6894 | 120.4375 | 332.6332
2023 | 7 | 20 | 14 | 61.4216 | 114.2614 | 332.8195
2023 | 7 | 20 | 15 | 64.1198 | 112.3049 | 338.0039
2023 | 7 | 20 | 16 | 67.6847 | 117.7548 | 350.7642
2023 | 7 | 20 | 17 | 71.118 | 111.6795 | 375.6618
2023 | 7 | 20 | 18 | 71.1835 | 109.757 | 399.7798
2023 | 7 | 20 | 19 | 69.3643 | 106.9308 | 403.6753
2023 | 7 | 20 | 20 | 66.5119 | 100.5081 | 395.8692
2023 | 7 | 20 | 21 | 62.9236 | 99.042 | 384.1052
2023 | 7 | 20 | 22 | 57.4846 | 92.8993 | 354.5654
2023 | 7 | 20 | 23 | 51.4162 | 83.8621 | 315.3787
2023 | 7 | 21 | 0 | 46.8451 | 83.9472 | 294.5005
2023 | 7 | 21 | 1 | 43.0836 | 78.578 | 263.3077
2023 | 7 | 21 | 2 | 41.4412 | 75.112 | 253.4841
2023 | 7 | 21 | 3 | 40.4243 | 73.6454 | 247.846
2023 | 7 | 21 | 4 | 41.0919 | 74.3589 | 248.7947
2023 | 7 | 21 | 5 | 42.4912 | 76.6132 | 254.5817
2023 | 7 | 21 | 6 | 44.2914 | 80.8305 | 268.0994
2023 | 7 | 21 | 7 | 47.9084 | 90.8815 | 291.3048
2023 | 7 | 21 | 8 | 51.2114 | 96.9137 | 307.4328
2023 | 7 | 21 | 9 | 54.23 | 103.1927 | 317.4812
2023 | 7 | 21 | 10 | 56.834 | 107.0149 | 318.3371
2023 | 7 | 21 | 11 | 58.9061 | 111.5096 | 313.5059
2023 | 7 | 21 | 12 | 60.5963 | 111.1603 | 309.9801
2023 | 7 | 21 | 13 | 61.959 | 112.1778 | 305.5017
2023 | 7 | 21 | 14 | 63.3849 | 103.0019 | 301.3072
2023 | 7 | 21 | 15 | 65.4143 | 100.5753 | 300.7863
2023 | 7 | 21 | 16 | 68.4305 | 105.0793 | 309.2096
2023 | 7 | 21 | 17 | 71.0419 | 99.1096 | 330.9772
2023 | 7 | 21 | 18 | 72.3645 | 93.964 | 358.4004
2023 | 7 | 21 | 19 | 70.0622 | 91.9284 | 362.0595
2023 | 7 | 21 | 20 | 66.4196 | 86.7276 | 354.6251
2023 | 7 | 21 | 21 | 62.5902 | 86.963 | 345.1977
2023 | 7 | 21 | 22 | 57.4527 | 81.8264 | 322.5866
2023 | 7 | 21 | 23 | 51.4471 | 72.3653 | 291.2774
2023 | 7 | 22 | 0 | 46.2406 | 74.6429 | 276.0304
2023 | 7 | 22 | 1 | 41.606 | 68.901 | 257.219
2023 | 7 | 22 | 2 | 39.4648 | 66.6256 | 246.9728
2023 | 7 | 22 | 3 | 38.2158 | 65.6348 | 240.7037
2023 | 7 | 22 | 4 | 37.9027 | 65.8012 | 238.4569
2023 | 7 | 22 | 5 | 38.115 | 66.1188 | 238.7585
2023 | 7 | 22 | 6 | 39.5995 | 64.6215 | 237.6049
2023 | 7 | 22 | 7 | 42.7048 | 69.0568 | 251.8071
2023 | 7 | 22 | 8 | 47.2474 | 74.4376 | 273.4063
2023 | 7 | 22 | 9 | 51.5014 | 83.5481 | 289.206
2023 | 7 | 22 | 10 | 54.2315 | 91.5395 | 295.7167
2023 | 7 | 22 | 11 | 56.2775 | 96.7722 | 301.0724
2023 | 7 | 22 | 12 | 57.0331 | 92.7064 | 304.0987
2023 | 7 | 22 | 13 | 56.9621 | 92.4428 | 304.4781
2023 | 7 | 22 | 14 | 56.7111 | 89.8612 | 303.4657
2023 | 7 | 22 | 15 | 57.0389 | 87.1626 | 311.1647
2023 | 7 | 22 | 16 | 58.8358 | 90.5431 | 326.4961
2023 | 7 | 22 | 17 | 60.4785 | 88.7072 | 357.689
2023 | 7 | 22 | 18 | 64.5506 | 91.5024 | 391.7858
2023 | 7 | 22 | 19 | 62.3876 | 89.4758 | 401.7108
2023 | 7 | 22 | 20 | 59.0535 | 82.064 | 389.037
2023 | 7 | 22 | 21 | 56.1588 | 83.2113 | 380.1705
2023 | 7 | 22 | 22 | 52.2235 | 79.6007 | 355.5862
2023 | 7 | 22 | 23 | 47.8884 | 74.002 | 320.7151
2023 | 7 | 23 | 0 | 42.9935 | 72.2787 | 288.1263
2023 | 7 | 23 | 1 | 39.8738 | 71.2869 | 266.9659
2023 | 7 | 23 | 2 | 38.0971 | 69.0437 | 255.5206
2023 | 7 | 23 | 3 | 37.0138 | 67.727 | 248.2535
2023 | 7 | 23 | 4 | 36.7268 | 67.568 | 245.301
2023 | 7 | 23 | 5 | 36.7774 | 67.3436 | 244.2142
2023 | 7 | 23 | 6 | 36.5903 | 65.066 | 239.2484
2023 | 7 | 23 | 7 | 39.4355 | 68.2703 | 250.2546
2023 | 7 | 23 | 8 | 44.3448 | 72.7807 | 274.3529
2023 | 7 | 23 | 9 | 49.2549 | 82.135 | 296.1178
2023 | 7 | 23 | 10 | 53.0285 | 92.3082 | 308.281
2023 | 7 | 23 | 11 | 55.8458 | 98.0722 | 313.6485
2023 | 7 | 23 | 12 | 56.8539 | 96.2874 | 315.3401
2023 | 7 | 23 | 13 | 57.6812 | 97.9483 | 319.6912
2023 | 7 | 23 | 14 | 58.4129 | 96.9155 | 324.3951
2023 | 7 | 23 | 15 | 59.8468 | 93.8106 | 335.3684
2023 | 7 | 23 | 16 | 62.6599 | 100.7021 | 356.7968
2023 | 7 | 23 | 17 | 65.4564 | 100.179 | 391.5819
2023 | 7 | 23 | 18 | 62.2494 | 103.9903 | 419.7656
2023 | 7 | 23 | 19 | 60.6339 | 100.7909 | 422.067
2023 | 7 | 23 | 20 | 58.6038 | 93.8493 | 410.4571
2023 | 7 | 23 | 21 | 55.7688 | 94.2323 | 398.7624
2023 | 7 | 23 | 22 | 51.3495 | 89.7712 | 368.4681
2023 | 7 | 23 | 23 | 47.1482 | 82.9739 | 328.3405
2023 | 7 | 24 | 0 | 43.5956 | 78.8599 | 294.7509
2023 | 7 | 24 | 1 | 41.9228 | 73.9116 | 268.545
2023 | 7 | 24 | 2 | 40.6966 | 71.7378 | 258.6694
2023 | 7 | 24 | 3 | 40.041 | 70.9442 | 252.6909
2023 | 7 | 24 | 4 | 41.0525 | 71.2368 | 253.1357
2023 | 7 | 24 | 5 | 42.8708 | 73.6362 | 260.0048
2023 | 7 | 24 | 6 | 46.1972 | 79.0989 | 276.0473
2023 | 7 | 24 | 7 | 49.6419 | 90.3449 | 301.5926
2023 | 7 | 24 | 8 | 52.205 | 99.9532 | 317.3715
2023 | 7 | 24 | 9 | 54.435 | 107.3089 | 324.8689
2023 | 7 | 24 | 10 | 56.4324 | 113.9556 | 327.5755
2023 | 7 | 24 | 11 | 58.1593 | 118.2485 | 330.9447
2023 | 7 | 24 | 12 | 60.0131 | 117.6653 | 336.001
2023 | 7 | 24 | 13 | 60.9594 | 119.075 | 341.66
2023 | 7 | 24 | 14 | 61.9433 | 110.7712 | 345.2989
2023 | 7 | 24 | 15 | 63.8203 | 108.5404 | 352.613
2023 | 7 | 24 | 16 | 67.2035 | 114.5817 | 371.7015
2023 | 7 | 24 | 17 | 70.0618 | 108.9612 | 401.6158
2023 | 7 | 24 | 18 | 71.7391 | 103.543 | 423.2141
2023 | 7 | 24 | 19 | 69.4098 | 100.6673 | 427.9517
2023 | 7 | 24 | 20 | 66.1098 | 96.5643 | 417.8328
2023 | 7 | 24 | 21 | 61.6077 | 95.7988 | 401.9849
2023 | 7 | 24 | 22 | 55.6907 | 89.8857 | 368.6414
2023 | 7 | 24 | 23 | 49.8793 | 81.4176 | 327.0452
2023 | 7 | 25 | 0 | 45.742 | 81.0576 | 291.4253
2023 | 7 | 25 | 1 | 44.4442 | 74.4166 | 280.8118
2023 | 7 | 25 | 2 | 42.7812 | 71.7455 | 269.648
2023 | 7 | 25 | 3 | 41.7285 | 70.5211 | 262.5128
2023 | 7 | 25 | 4 | 42.4659 | 71.1474 | 261.7293
2023 | 7 | 25 | 5 | 44.1048 | 73.5094 | 267.2257
2023 | 7 | 25 | 6 | 46.2659 | 80.9017 | 284.0175
2023 | 7 | 25 | 7 | 50.354 | 92.1958 | 311.9172
2023 | 7 | 25 | 8 | 54.0174 | 97.4851 | 335.3986
2023 | 7 | 25 | 9 | 57.2672 | 101.8189 | 350.538
2023 | 7 | 25 | 10 | 60.5493 | 105.5434 | 356.6208
2023 | 7 | 25 | 11 | 63.3803 | 111.4824 | 357.9204
2023 | 7 | 25 | 12 | 66.3329 | 106.7474 | 359.3484
2023 | 7 | 25 | 13 | 68.4614 | 105.9119 | 360.5847
2023 | 7 | 25 | 14 | 70.3963 | 94.6244 | 360.4009
2023 | 7 | 25 | 15 | 72.9012 | 93.718 | 364.5894
2023 | 7 | 25 | 16 | 76.4373 | 97.6786 | 379.0343
2023 | 7 | 25 | 17 | 79.692 | 92.2927 | 402.0971
2023 | 7 | 25 | 18 | 75.8112 | 89.4968 | 424.5991
2023 | 7 | 25 | 19 | 73.4109 | 87.052 | 421.7206
2023 | 7 | 25 | 20 | 70.3632 | 81.4708 | 413.2116
2023 | 7 | 25 | 21 | 66.2656 | 81.755 | 397.8974
2023 | 7 | 25 | 22 | 60.3206 | 77.3046 | 366.2066
2023 | 7 | 25 | 23 | 54.0112 | 70.8237 | 326.5624
2023 | 7 | 26 | 0 | 50.1696 | 74.5654 | 300.9698
2023 | 7 | 26 | 1 | 44.788 | 73.2619 | 287.0575
2023 | 7 | 26 | 2 | 42.8977 | 70.4399 | 275.5784
2023 | 7 | 26 | 3 | 41.5895 | 68.9208 | 267.6059
2023 | 7 | 26 | 4 | 42.064 | 69.7614 | 266.7941
2023 | 7 | 26 | 5 | 43.1824 | 71.9568 | 272.084
2023 | 7 | 26 | 6 | 45.9423 | 74.3068 | 289.7711
2023 | 7 | 26 | 7 | 49.346 | 84.5365 | 315.083
2023 | 7 | 26 | 8 | 51.8423 | 89.1969 | 333.1864
2023 | 7 | 26 | 9 | 53.6472 | 95.3591 | 343.0326
2023 | 7 | 26 | 10 | 54.9265 | 98.6284 | 347.6794
2023 | 7 | 26 | 11 | 55.5313 | 99.9382 | 350.246
2023 | 7 | 26 | 12 | 56.3222 | 98.4786 | 355.1769
2023 | 7 | 26 | 13 | 56.4506 | 98.6876 | 360.8905
2023 | 7 | 26 | 14 | 56.6685 | 92.2854 | 365.7515
2023 | 7 | 26 | 15 | 58.0125 | 92.7243 | 374.2229
2023 | 7 | 26 | 16 | 60.9354 | 95.5767 | 393.1936
2023 | 7 | 26 | 17 | 63.4707 | 91.3728 | 421.1367
2023 | 7 | 26 | 18 | 62.5332 | 86.593 | 430.8259
2023 | 7 | 26 | 19 | 60.739 | 85.4932 | 427.7019
2023 | 7 | 26 | 20 | 58.73 | 82.1451 | 419.5426
2023 | 7 | 26 | 21 | 55.4838 | 83.4901 | 403.8321
2023 | 7 | 26 | 22 | 50.7342 | 79.3411 | 370.8432
2023 | 7 | 26 | 23 | 45.9328 | 72.7682 | 330.2782
2023 | 7 | 27 | 0 | 44.2365 | 73.7592 | 303.707
2023 | 7 | 27 | 1 | 40.1458 | 65.8834 | 290.0039
2023 | 7 | 27 | 2 | 38.9857 | 64.1473 | 277.6661
2023 | 7 | 27 | 3 | 38.2279 | 63.166 | 269.3461
2023 | 7 | 27 | 4 | 39.1525 | 63.7199 | 268.4967
2023 | 7 | 27 | 5 | 40.6824 | 66.1331 | 273.8611
2023 | 7 | 27 | 6 | 43.7392 | 70.9261 | 289.8313
2023 | 7 | 27 | 7 | 47.2261 | 80.7018 | 316.2079
2023 | 7 | 27 | 8 | 49.789 | 86.2637 | 338.5492
2023 | 7 | 27 | 9 | 51.5243 | 92.9207 | 352.6983
2023 | 7 | 27 | 10 | 53.2261 | 99.1869 | 358.6581
2023 | 7 | 27 | 11 | 54.1419 | 100.002 | 362.7893
2023 | 7 | 27 | 12 | 54.4546 | 97.5734 | 357.7015
2023 | 7 | 27 | 13 | 54.9255 | 99.496 | 366.0652
2023 | 7 | 27 | 14 | 55.5046 | 97.6208 | 374.1248
2023 | 7 | 27 | 15 | 57.5233 | 97.7953 | 386.5445
2023 | 7 | 27 | 16 | 60.5251 | 97.6267 | 406.4284
2023 | 7 | 27 | 17 | 63.5173 | 93.7142 | 434.441
2023 | 7 | 27 | 18 | 61.8565 | 89.5582 | 453.6666
2023 | 7 | 27 | 19 | 60.8554 | 89.4576 | 463.9191
2023 | 7 | 27 | 20 | 59.9574 | 84.8195 | 454.0566
2023 | 7 | 27 | 21 | 57.6227 | 85.1525 | 437.7277
2023 | 7 | 27 | 22 | 53.0653 | 80.1506 | 401.5915
2023 | 7 | 27 | 23 | 47.7744 | 72.9163 | 355.5099
2023 | 7 | 28 | 0 | 44.5489 | 71.1139 | 309.9516
2023 | 7 | 28 | 1 | 40.6262 | 67.6567 | 297.6137
2023 | 7 | 28 | 2 | 39.2669 | 65.2252 | 283.8907
2023 | 7 | 28 | 3 | 38.4343 | 64.2198 | 274.5231
2023 | 7 | 28 | 4 | 39.2474 | 64.7621 | 272.6689
2023 | 7 | 28 | 5 | 40.5785 | 66.9103 | 276.5066
2023 | 7 | 28 | 6 | 41.9939 | 70.6594 | 293.8738
2023 | 7 | 28 | 7 | 45.1332 | 79.848 | 321.3713
2023 | 7 | 28 | 8 | 47.8781 | 86.5995 | 342.8829
2023 | 7 | 28 | 9 | 50.2532 | 95.313 | 354.8898
2023 | 7 | 28 | 10 | 52.2742 | 102.105 | 360.0446
2023 | 7 | 28 | 11 | 53.6513 | 103.2357 | 364.7967
2023 | 7 | 28 | 12 | 54.1536 | 101.8317 | 368.7048
2023 | 7 | 28 | 13 | 55.1876 | 103.9657 | 378.1466
2023 | 7 | 28 | 14 | 56.6445 | 102.3854 | 387.7177
2023 | 7 | 28 | 15 | 58.6309 | 101.2529 | 400.882
2023 | 7 | 28 | 16 | 61.8632 | 101.3584 | 420.4624
2023 | 7 | 28 | 17 | 64.9788 | 97.034 | 447.8057
2023 | 7 | 28 | 18 | 60.3646 | 91.8517 | 465.9727
2023 | 7 | 28 | 19 | 59.0117 | 90.9322 | 476.7952
2023 | 7 | 28 | 20 | 57.4205 | 85.335 | 464.1642
2023 | 7 | 28 | 21 | 55.1114 | 84.6784 | 446.974
2023 | 7 | 28 | 22 | 51.421 | 79.6618 | 412.7087
2023 | 7 | 28 | 23 | 46.567 | 71.032 | 368.603
2023 | 7 | 29 | 0 | 43.6654 | 70.2178 | 329.3678
2023 | 7 | 29 | 1 | 38.9226 | 65.7273 | 310.4332
2023 | 7 | 29 | 2 | 37.1127 | 63.7003 | 294.3338
2023 | 7 | 29 | 3 | 36.013 | 62.6661 | 283.2093
2023 | 7 | 29 | 4 | 35.942 | 62.2821 | 277.2644
2023 | 7 | 29 | 5 | 36.0453 | 62.5601 | 275.1307
2023 | 7 | 29 | 6 | 36.361 | 62.4627 | 281.0316
2023 | 7 | 29 | 7 | 38.9742 | 65.5353 | 300.5006
2023 | 7 | 29 | 8 | 43.0662 | 71.8218 | 331.7701
2023 | 7 | 29 | 9 | 46.5746 | 79.3518 | 358.8903
2023 | 7 | 29 | 10 | 48.7813 | 86.6771 | 374.3238
2023 | 7 | 29 | 11 | 50.0121 | 90.6506 | 384.3431
2023 | 7 | 29 | 12 | 49.8632 | 91.4955 | 399.7523
2023 | 7 | 29 | 13 | 49.4691 | 91.8183 | 406.7924
2023 | 7 | 29 | 14 | 49.2443 | 91.5029 | 414.096
2023 | 7 | 29 | 15 | 49.6628 | 90.0272 | 428.8486
2023 | 7 | 29 | 16 | 51.8207 | 91.7246 | 450.8112
2023 | 7 | 29 | 17 | 54.5943 | 90.6255 | 477.0469
2023 | 7 | 29 | 18 | 50.1077 | 89.6849 | 483.8276
2023 | 7 | 29 | 19 | 48.3559 | 88.0336 | 484.6802
2023 | 7 | 29 | 20 | 46.581 | 81.5044 | 467.7469
2023 | 7 | 29 | 21 | 45.1222 | 82.574 | 453.2161
2023 | 7 | 29 | 22 | 42.6044 | 78.8186 | 422.1013
2023 | 7 | 29 | 23 | 39.7689 | 73.2762 | 381.6704
2023 | 7 | 30 | 0 | 39.1729 | 70.5663 | 352.0364
2023 | 7 | 30 | 1 | 37.0421 | 68.4856 | 314.9671
2023 | 7 | 30 | 2 | 35.412 | 66.269 | 298.4764
2023 | 7 | 30 | 3 | 34.3941 | 65.0947 | 287.0054
2023 | 7 | 30 | 4 | 34.0515 | 64.4782 | 280.4004
2023 | 7 | 30 | 5 | 33.6431 | 64.4223 | 276.8354
2023 | 7 | 30 | 6 | 34.6656 | 62.8169 | 280.0722
2023 | 7 | 30 | 7 | 36.9542 | 65.2996 | 296.2665
2023 | 7 | 30 | 8 | 41.2461 | 69.4052 | 326.8787
2023 | 7 | 30 | 9 | 45.1414 | 76.1331 | 356.7642
2023 | 7 | 30 | 10 | 47.7941 | 83.349 | 373.5415
2023 | 7 | 30 | 11 | 49.4532 | 88.3232 | 380.8088
2023 | 7 | 30 | 12 | 52.5405 | 87.6927 | 398.3972
2023 | 7 | 30 | 13 | 52.914 | 88.5027 | 402.9486
2023 | 7 | 30 | 14 | 53.0579 | 88.3807 | 405.3681
2023 | 7 | 30 | 15 | 54.2956 | 87.1614 | 411.8076
2023 | 7 | 30 | 16 | 56.915 | 89.1893 | 429.2095
2023 | 7 | 30 | 17 | 59.8804 | 88.764 | 453.7524
2023 | 7 | 30 | 18 | 57.323 | 85.3671 | 485.1978
2023 | 7 | 30 | 19 | 55.9627 | 82.9417 | 477.6748
2023 | 7 | 30 | 20 | 54.15 | 78.3046 | 462.7927
2023 | 7 | 30 | 21 | 51.5105 | 79.1326 | 443.7604
2023 | 7 | 30 | 22 | 47.5053 | 75.5616 | 408.0237
2023 | 7 | 30 | 23 | 43.8523 | 70.6681 | 364.4832
2023 | 7 | 31 | 0 | 42.5225 | 75.2365 | 330.188
2023 | 7 | 31 | 1 | 38.2705 | 70.1207 | 297.682
2023 | 7 | 31 | 2 | 37.3375 | 68.2523 | 285.0432
2023 | 7 | 31 | 3 | 36.7984 | 67.6237 | 276.1763
2023 | 7 | 31 | 4 | 37.8737 | 68.0459 | 274.9301
2023 | 7 | 31 | 5 | 39.2584 | 70.7097 | 279.8956
2023 | 7 | 31 | 6 | 43.2324 | 78.7235 | 295.8157
2023 | 7 | 31 | 7 | 46.183 | 89.6489 | 323.0291
2023 | 7 | 31 | 8 | 47.9375 | 99.7087 | 345.5508
2023 | 7 | 31 | 9 | 49.0748 | 106.2475 | 358.7404
2023 | 7 | 31 | 10 | 50.1289 | 112.2678 | 361.6314
2023 | 7 | 31 | 11 | 50.9852 | 114.1311 | 364.0343
2023 | 7 | 31 | 12 | 52.8267 | 112.4665 | 359.9843
2023 | 7 | 31 | 13 | 53.3834 | 113.5918 | 366.1478
2023 | 7 | 31 | 14 | 54.0439 | 106.6462 | 373.1675
2023 | 7 | 31 | 15 | 55.9721 | 105.1588 | 385.9381
2023 | 7 | 31 | 16 | 59.5505 | 109.2958 | 407.6897
2023 | 7 | 31 | 17 | 62.7969 | 104.2959 | 439.0278
2023 | 7 | 31 | 18 | 61.3423 | 105.6456 | 453.2537
2023 | 7 | 31 | 19 | 59.827 | 103.1986 | 457.952
2023 | 7 | 31 | 20 | 58.2109 | 98.7642 | 446.3269
2023 | 7 | 31 | 21 | 54.4382 | 96.2491 | 426.242
2023 | 7 | 31 | 22 | 49.6013 | 90.139 | 390.2324
2023 | 7 | 31 | 23 | 45.0115 | 82.1852 | 346.3539
2023 | 8 | 1 | 0 | 44.1704 | 77.7613 | 305.8529
2023 | 8 | 1 | 1 | 39.5597 | 69.8323 | 294.7732
2023 | 8 | 1 | 2 | 38.2933 | 67.4681 | 282.2021
2023 | 8 | 1 | 3 | 37.483 | 66.5832 | 274.0927
2023 | 8 | 1 | 4 | 38.4257 | 66.8483 | 273.0867
2023 | 8 | 1 | 5 | 39.806 | 68.8075 | 278.2047
2023 | 8 | 1 | 6 | 42.0917 | 76.5514 | 290.5609
2023 | 8 | 1 | 7 | 44.8737 | 87.3418 | 317.0142
2023 | 8 | 1 | 8 | 47.2501 | 92.2078 | 345.868
2023 | 8 | 1 | 9 | 49.5185 | 97.0125 | 368.7845
2023 | 8 | 1 | 10 | 51.6826 | 99.2993 | 378.8054
2023 | 8 | 1 | 11 | 53.5208 | 105.3535 | 378.8417
2023 | 8 | 1 | 12 | 55.1937 | 101.598 | 369.3564
2023 | 8 | 1 | 13 | 56.6773 | 102.4155 | 373.3937
2023 | 8 | 1 | 14 | 58.5594 | 95.7041 | 375.6879
2023 | 8 | 1 | 15 | 61.179 | 94.0493 | 384.1587
2023 | 8 | 1 | 16 | 64.5944 | 96.3353 | 404.691
2023 | 8 | 1 | 17 | 68.1499 | 91.3971 | 434.3842
2023 | 8 | 1 | 18 | 68.806 | 79.4794 | 451.4685
2023 | 8 | 1 | 19 | 66.5002 | 77.9399 | 449.1503
2023 | 8 | 1 | 20 | 63.7047 | 75.4756 | 440.5499
2023 | 8 | 1 | 21 | 59.9259 | 78.6288 | 424.407
2023 | 8 | 1 | 22 | 53.9906 | 73.8082 | 386.0839
2023 | 8 | 1 | 23 | 48.1707 | 66.0416 | 342.0841
2023 | 8 | 2 | 0 | 45.2462 | 68.7466 | 304.1546
2023 | 8 | 2 | 1 | 41.9101 | 66.6823 | 293.1533
2023 | 8 | 2 | 2 | 40.3386 | 64.5203 | 281.151
2023 | 8 | 2 | 3 | 39.3216 | 63.7022 | 273.2155
2023 | 8 | 2 | 4 | 40.0729 | 64.5444 | 272.3923
2023 | 8 | 2 | 5 | 41.5239 | 66.7602 | 277.6153
2023 | 8 | 2 | 6 | 44.6912 | 69.8756 | 292.2952
2023 | 8 | 2 | 7 | 47.8997 | 79.9165 | 316.9485
2023 | 8 | 2 | 8 | 50.8618 | 84.2372 | 334.6792
2023 | 8 | 2 | 9 | 54.0273 | 89.7338 | 344.7946
2023 | 8 | 2 | 10 | 56.6588 | 92.7031 | 351.0311
2023 | 8 | 2 | 11 | 59.0714 | 95.1612 | 355.7128
2023 | 8 | 2 | 12 | 61.2777 | 93.6435 | 370.8749
2023 | 8 | 2 | 13 | 63.1444 | 94.9568 | 374.1995
2023 | 8 | 2 | 14 | 65.2747 | 95.1846 | 377.3203
2023 | 8 | 2 | 15 | 68.3727 | 94.8145 | 384.1146
2023 | 8 | 2 | 16 | 71.9645 | 93.1902 | 403.252
2023 | 8 | 2 | 17 | 74.9315 | 89.2037 | 434.1906
2023 | 8 | 2 | 18 | 73.0444 | 82.5501 | 453.2415
2023 | 8 | 2 | 19 | 70.4583 | 81.4456 | 447.606
2023 | 8 | 2 | 20 | 67.1925 | 76.8257 | 440.8937
2023 | 8 | 2 | 21 | 63.062 | 78.985 | 425.5409
2023 | 8 | 2 | 22 | 56.7014 | 73.92 | 387.0227
2023 | 8 | 2 | 23 | 50.4043 | 66.5029 | 343.3429
2023 | 8 | 3 | 0 | 47.957 | 66.1228 | 310.681
2023 | 8 | 3 | 1 | 44.7779 | 65.5095 | 284.9702
2023 | 8 | 3 | 2 | 42.9423 | 63.6063 | 273.1027
2023 | 8 | 3 | 3 | 41.7876 | 62.8249 | 266.3969
2023 | 8 | 3 | 4 | 42.3554 | 63.3251 | 266.0603
2023 | 8 | 3 | 5 | 43.7961 | 65.6379 | 271.394
2023 | 8 | 3 | 6 | 47.4978 | 70.6869 | 286.7708
2023 | 8 | 3 | 7 | 51.0163 | 79.1567 | 308.5762
2023 | 8 | 3 | 8 | 54.6026 | 84.5075 | 321.3023
2023 | 8 | 3 | 9 | 58.3681 | 88.5314 | 326.8468
2023 | 8 | 3 | 10 | 61.3613 | 92.6335 | 327.6911
2023 | 8 | 3 | 11 | 64.1398 | 95.7484 | 326.989
2023 | 8 | 3 | 12 | 66.6004 | 98.9838 | 325.5493
2023 | 8 | 3 | 13 | 68.7128 | 100.8717 | 328.131
2023 | 8 | 3 | 14 | 70.9313 | 98.8941 | 331.8382
2023 | 8 | 3 | 15 | 74.0638 | 97.6354 | 340.5859
2023 | 8 | 3 | 16 | 77.1704 | 97.2975 | 361.5232
2023 | 8 | 3 | 17 | 79.5813 | 92.6124 | 395.1075
2023 | 8 | 3 | 18 | 78.6945 | 84.389 | 424.6691
2023 | 8 | 3 | 19 | 75.8969 | 83.8629 | 434.0876
2023 | 8 | 3 | 20 | 72.5117 | 80.689 | 426.6624
2023 | 8 | 3 | 21 | 68.4128 | 83.1914 | 411.8706
2023 | 8 | 3 | 22 | 61.8302 | 77.9093 | 374.0643
2023 | 8 | 3 | 23 | 54.9452 | 69.7347 | 329.8936
2023 | 8 | 4 | 0 | 49.6667 | 68.9028 | 292.1575
2023 | 8 | 4 | 1 | 46.4747 | 66.9089 | 272.4846
2023 | 8 | 4 | 2 | 44.428 | 64.5288 | 261.0327
2023 | 8 | 4 | 3 | 43.1218 | 63.9252 | 254.5625
2023 | 8 | 4 | 4 | 43.5445 | 64.4201 | 254.7081
2023 | 8 | 4 | 5 | 45.0065 | 66.5554 | 260.7086
2023 | 8 | 4 | 6 | 48.4137 | 70.9444 | 272.8283
2023 | 8 | 4 | 7 | 52.1543 | 80.1205 | 295.1852
2023 | 8 | 4 | 8 | 56.1467 | 86.3298 | 310.1428
2023 | 8 | 4 | 9 | 60.0104 | 91.8956 | 318.5236
2023 | 8 | 4 | 10 | 62.9669 | 96.0823 | 320.3326
2023 | 8 | 4 | 11 | 65.4884 | 98.0311 | 320.4849
2023 | 8 | 4 | 12 | 68.4428 | 95.4197 | 319.1307
2023 | 8 | 4 | 13 | 70.2438 | 97.395 | 324.1941
2023 | 8 | 4 | 14 | 72.0841 | 97.7731 | 328.9442
2023 | 8 | 4 | 15 | 74.7111 | 94.0895 | 335.7047
2023 | 8 | 4 | 16 | 77.3321 | 92.154 | 354.6067
2023 | 8 | 4 | 17 | 78.9363 | 86.9173 | 387.6064
2023 | 8 | 4 | 18 | 74.5185 | 77.9828 | 413.7881
2023 | 8 | 4 | 19 | 71.4735 | 76.4264 | 417.2366
2023 | 8 | 4 | 20 | 68.5778 | 74.5226 | 411.8034
2023 | 8 | 4 | 21 | 64.6709 | 76.9888 | 399.3703
2023 | 8 | 4 | 22 | 58.7015 | 71.7251 | 367.6476
2023 | 8 | 4 | 23 | 52.7335 | 63.1665 | 329.8485
2023 | 8 | 5 | 0 | 48.4072 | 68.6761 | 298.698
2023 | 8 | 5 | 1 | 44.3984 | 65.4587 | 279.3593
2023 | 8 | 5 | 2 | 41.9464 | 63.2432 | 266.7229
2023 | 8 | 5 | 3 | 40.4394 | 62.5677 | 258.8231
2023 | 8 | 5 | 4 | 39.9143 | 62.3592 | 255.311
2023 | 8 | 5 | 5 | 40.1599 | 62.6792 | 255.9529
2023 | 8 | 5 | 6 | 42.5365 | 63.6362 | 254.5749
2023 | 8 | 5 | 7 | 45.7218 | 66.2449 | 269.5796
2023 | 8 | 5 | 8 | 50.749 | 72.5534 | 295.5526
2023 | 8 | 5 | 9 | 55.8902 | 78.2337 | 316.4525
2023 | 8 | 5 | 10 | 59.4095 | 83.7443 | 326.2657
2023 | 8 | 5 | 11 | 62.2018 | 88.9406 | 331.9475
2023 | 8 | 5 | 12 | 64.2553 | 87.8419 | 336.8058
2023 | 8 | 5 | 13 | 64.9572 | 88.2539 | 339.3841
2023 | 8 | 5 | 14 | 65.4175 | 88.5238 | 342.2651
2023 | 8 | 5 | 15 | 66.203 | 84.8043 | 353.4936
2023 | 8 | 5 | 16 | 67.5556 | 85.407 | 376.4377
2023 | 8 | 5 | 17 | 68.3325 | 83.3139 | 412.4874
2023 | 8 | 5 | 18 | 70.3972 | 82.0866 | 446.0285
2023 | 8 | 5 | 19 | 67.2616 | 80.0995 | 449.1408
2023 | 8 | 5 | 20 | 63.2047 | 78.2812 | 436.9873
2023 | 8 | 5 | 21 | 59.8339 | 81.8999 | 423.7483
2023 | 8 | 5 | 22 | 55.0268 | 77.6981 | 390.8657
2023 | 8 | 5 | 23 | 50.1752 | 70.7175 | 351.8311
2023 | 8 | 6 | 0 | 45.4324 | 65.9016 | 308.8235
2023 | 8 | 6 | 1 | 42.6103 | 66.3585 | 287.3866
2023 | 8 | 6 | 2 | 40.6329 | 64.0395 | 273.4118
2023 | 8 | 6 | 3 | 39.3821 | 63.3679 | 264.7638
2023 | 8 | 6 | 4 | 38.9552 | 62.9523 | 260.4726
2023 | 8 | 6 | 5 | 39.242 | 62.9952 | 258.7179
2023 | 8 | 6 | 6 | 40.6868 | 59.3783 | 254.7652
2023 | 8 | 6 | 7 | 43.5389 | 60.4141 | 266.6137
2023 | 8 | 6 | 8 | 48.5649 | 65.3426 | 293.7471
2023 | 8 | 6 | 9 | 54.072 | 71.2052 | 319.1768
2023 | 8 | 6 | 10 | 58.4848 | 76.6335 | 333.6669
2023 | 8 | 6 | 11 | 61.9202 | 81.8879 | 339.8241
2023 | 8 | 6 | 12 | 65.144 | 82.2799 | 345.4755
2023 | 8 | 6 | 13 | 66.7319 | 83.6683 | 353.1587
2023 | 8 | 6 | 14 | 68.1697 | 87.1276 | 359.7996
2023 | 8 | 6 | 15 | 70.106 | 85.1458 | 371.2841
2023 | 8 | 6 | 16 | 72.5108 | 83.888 | 397.0251
2023 | 8 | 6 | 17 | 74.0842 | 82.8259 | 434.1711
2023 | 8 | 6 | 18 | 74.6136 | 80.0587 | 452.8784
2023 | 8 | 6 | 19 | 71.7185 | 77.7096 | 449.9579
2023 | 8 | 6 | 20 | 67.7398 | 74.7512 | 439.3341
2023 | 8 | 6 | 21 | 63.6823 | 76.8916 | 424.2807
2023 | 8 | 6 | 22 | 57.7832 | 72.925 | 387.0148
2023 | 8 | 6 | 23 | 52.3053 | 66.5666 | 344.2242
2023 | 8 | 7 | 0 | 46.5795 | 68.7731 | 308.1117
2023 | 8 | 7 | 1 | 42.6081 | 68.4465 | 298.9078
2023 | 8 | 7 | 2 | 40.8603 | 66.4922 | 284.4599
2023 | 8 | 7 | 3 | 39.7037 | 65.6822 | 275.3891
2023 | 8 | 7 | 4 | 39.5353 | 66.0345 | 272.9519
2023 | 8 | 7 | 5 | 40.2107 | 67.1043 | 272.1253
2023 | 8 | 7 | 6 | 42.5752 | 65.3811 | 278.1629
2023 | 8 | 7 | 7 | 45.406 | 65.7591 | 293.3467
2023 | 8 | 7 | 8 | 49.3246 | 62.2758 | 320.557
2023 | 8 | 7 | 9 | 54.3139 | 66.889 | 350.0971
2023 | 8 | 7 | 10 | 58.4582 | 70.3855 | 367.9774
2023 | 8 | 7 | 11 | 61.0596 | 80.1744 | 373.0588
2023 | 8 | 7 | 12 | 62.927 | 79.4353 | 367.7359
2023 | 8 | 7 | 13 | 64.7804 | 81.4988 | 368.3548
2023 | 8 | 7 | 14 | 64.6445 | 75.9349 | 387.371
2023 | 8 | 7 | 15 | 65.0764 | 74.9288 | 400.2865
2023 | 8 | 7 | 16 | 66.931 | 83.0477 | 420.847
2023 | 8 | 7 | 17 | 68.8812 | 83.3442 | 456.2866
2023 | 8 | 7 | 18 | 64.9823 | 79.5522 | 450.788
2023 | 8 | 7 | 19 | 63.1888 | 79.3432 | 456.555
2023 | 8 | 7 | 20 | 61.4401 | 76.4441 | 447.7329
2023 | 8 | 7 | 21 | 58.8528 | 78.342 | 436.1297
2023 | 8 | 7 | 22 | 53.8064 | 74.5426 | 394.719
2023 | 8 | 7 | 23 | 49.774 | 70.1568 | 349.601
2023 | 8 | 8 | 0 | 47.6404 | 72.43 | 317.1885
2023 | 8 | 8 | 1 | 46.5305 | 66.0914 | 300.1288
2023 | 8 | 8 | 2 | 44.7613 | 64.1934 | 286.5878
2023 | 8 | 8 | 3 | 43.6678 | 63.5095 | 277.7419
2023 | 8 | 8 | 4 | 44.3471 | 63.5194 | 275.6515
2023 | 8 | 8 | 5 | 46.3285 | 65.8107 | 280.2854
2023 | 8 | 8 | 6 | 50.0728 | 71.3616 | 301.0203
2023 | 8 | 8 | 7 | 53.7945 | 80.6729 | 328.8975
2023 | 8 | 8 | 8 | 57.451 | 88.1461 | 353.977
2023 | 8 | 8 | 9 | 61.0909 | 94.2422 | 370.035
2023 | 8 | 8 | 10 | 64.221 | 99.6438 | 378.7002
2023 | 8 | 8 | 11 | 67.2528 | 102.1325 | 382.8182
2023 | 8 | 8 | 12 | 70.408 | 100.3707 | 401.2909
2023 | 8 | 8 | 13 | 72.2894 | 102.4111 | 407.3899
2023 | 8 | 8 | 14 | 73.967 | 101.0756 | 410.7215
2023 | 8 | 8 | 15 | 76.0767 | 99.3552 | 419.9883
2023 | 8 | 8 | 16 | 78.5223 | 99.7265 | 439.3192
2023 | 8 | 8 | 17 | 80.1712 | 95.3124 | 463.7396
2023 | 8 | 8 | 18 | 79.21 | 91.7786 | 474.9397
2023 | 8 | 8 | 19 | 76.1699 | 90.0346 | 472.9545
2023 | 8 | 8 | 20 | 73.5916 | 88.0158 | 464.3069
2023 | 8 | 8 | 21 | 69.5333 | 88.3848 | 444.9434
2023 | 8 | 8 | 22 | 62.9223 | 82.5916 | 403.69
2023 | 8 | 8 | 23 | 56.3199 | 74.1899 | 357.8307
2023 | 8 | 9 | 0 | 50.0708 | 70.7953 | 329.1715
2023 | 8 | 9 | 1 | 47.937 | 69.5125 | 305.6736
2023 | 8 | 9 | 2 | 45.9204 | 67.1341 | 291.7469
2023 | 8 | 9 | 3 | 44.6576 | 66.0549 | 282.1423
2023 | 8 | 9 | 4 | 45.1328 | 65.8075 | 280.0585
2023 | 8 | 9 | 5 | 47.0487 | 68.2683 | 284.5347
2023 | 8 | 9 | 6 | 50.7614 | 72.3888 | 300.238
2023 | 8 | 9 | 7 | 54.4505 | 81.7198 | 326.4544
2023 | 8 | 9 | 8 | 57.8588 | 89.954 | 347.5005
2023 | 8 | 9 | 9 | 61.359 | 97.3942 | 358.7251
2023 | 8 | 9 | 10 | 64.2649 | 103.596 | 362.8923
2023 | 8 | 9 | 11 | 67.1027 | 106.1583 | 367.4081
2023 | 8 | 9 | 12 | 69.9801 | 105.7136 | 381.7665
2023 | 8 | 9 | 13 | 71.5311 | 108.1918 | 388.3583
2023 | 8 | 9 | 14 | 72.9811 | 107.6773 | 394.2227
2023 | 8 | 9 | 15 | 74.8309 | 105.4921 | 404.7055
2023 | 8 | 9 | 16 | 77.1185 | 106.458 | 427.7738
2023 | 8 | 9 | 17 | 78.2025 | 101.4052 | 458.9233
2023 | 8 | 9 | 18 | 80.7793 | 99.4953 | 477.4409
2023 | 8 | 9 | 19 | 77.7484 | 96.7835 | 475.05
2023 | 8 | 9 | 20 | 74.6576 | 92.7334 | 467.4202
2023 | 8 | 9 | 21 | 70.4169 | 91.9447 | 447.4579
2023 | 8 | 9 | 22 | 63.6541 | 85.5331 | 405.5461
2023 | 8 | 9 | 23 | 56.5678 | 77.075 | 359.2706
2023 | 8 | 10 | 0 | 49.5604 | 74.5071 | 323.4215
2023 | 8 | 10 | 1 | 47.7845 | 70.281 | 302.1465
2023 | 8 | 10 | 2 | 45.8108 | 68.0377 | 288.5133
2023 | 8 | 10 | 3 | 44.5854 | 66.863 | 279.6204
2023 | 8 | 10 | 4 | 45.0668 | 66.009 | 278.1273
2023 | 8 | 10 | 5 | 46.8706 | 68.4809 | 283.4858
2023 | 8 | 10 | 6 | 50.5487 | 73.3775 | 299.7302
2023 | 8 | 10 | 7 | 54.4033 | 82.4024 | 326.1352
2023 | 8 | 10 | 8 | 58.2652 | 91.9298 | 353.1112
2023 | 8 | 10 | 9 | 61.9838 | 99.4847 | 372.4856
2023 | 8 | 10 | 10 | 65.097 | 107.0719 | 379.5926
2023 | 8 | 10 | 11 | 67.7601 | 110.0513 | 381.1793
2023 | 8 | 10 | 12 | 70.0739 | 110.573 | 383.5669
2023 | 8 | 10 | 13 | 71.5746 | 113.5026 | 388.8513
2023 | 8 | 10 | 14 | 72.9598 | 110.9743 | 392.7095
2023 | 8 | 10 | 15 | 74.9953 | 107.4623 | 401.9809
2023 | 8 | 10 | 16 | 77.0979 | 111.3551 | 420.5937
2023 | 8 | 10 | 17 | 78.3886 | 105.3508 | 446.3838
2023 | 8 | 10 | 18 | 76.6753 | 103.1518 | 455.1014
2023 | 8 | 10 | 19 | 73.6645 | 100.1627 | 446.5952
2023 | 8 | 10 | 20 | 70.9247 | 95.5305 | 441.2238
2023 | 8 | 10 | 21 | 66.6462 | 93.5304 | 422.7995
2023 | 8 | 10 | 22 | 60.0899 | 87.2112 | 385.0572
2023 | 8 | 10 | 23 | 54.0447 | 78.5754 | 343.3228
2023 | 8 | 11 | 0 | 50.0282 | 75.42 | 313.4056
2023 | 8 | 11 | 1 | 45.2907 | 72.7031 | 290.8175
2023 | 8 | 11 | 2 | 43.4729 | 69.9301 | 278.2557
2023 | 8 | 11 | 3 | 42.3271 | 68.7622 | 270.27
2023 | 8 | 11 | 4 | 42.8701 | 67.8411 | 269.5841
2023 | 8 | 11 | 5 | 44.4298 | 69.9283 | 275.0906
2023 | 8 | 11 | 6 | 47.46 | 74.8467 | 289.7004
2023 | 8 | 11 | 7 | 50.1989 | 84.1597 | 313.5981
2023 | 8 | 11 | 8 | 52.4619 | 93.7285 | 331.1562
2023 | 8 | 11 | 9 | 54.2365 | 101.954 | 339.7829
2023 | 8 | 11 | 10 | 55.2895 | 109.4299 | 339.7199
2023 | 8 | 11 | 11 | 55.8392 | 113.0541 | 337.8156
2023 | 8 | 11 | 12 | 57.6457 | 113.5667 | 346.4265
2023 | 8 | 11 | 13 | 58.1048 | 116.3688 | 349.5597
2023 | 8 | 11 | 14 | 59.165 | 112.7395 | 352.5169
2023 | 8 | 11 | 15 | 60.8679 | 107.3647 | 360.9411
2023 | 8 | 11 | 16 | 63.134 | 111.9935 | 379.4371
2023 | 8 | 11 | 17 | 64.6494 | 105.3377 | 406.5939
2023 | 8 | 11 | 18 | 62.3761 | 101.2051 | 427.1704
2023 | 8 | 11 | 19 | 59.4041 | 96.9721 | 429.2587
2023 | 8 | 11 | 20 | 56.3714 | 94.05 | 424.1452
2023 | 8 | 11 | 21 | 53.3722 | 92.0052 | 408.1061
2023 | 8 | 11 | 22 | 48.8884 | 85.712 | 375.3002
2023 | 8 | 11 | 23 | 44.0525 | 76.455 | 337.3998
2023 | 8 | 12 | 0 | 41.07 | 74.3123 | 292.8736
2023 | 8 | 12 | 1 | 38.1631 | 74.0349 | 274.638
2023 | 8 | 12 | 2 | 36.5794 | 71.6356 | 262.7534
2023 | 8 | 12 | 3 | 35.6112 | 70.2091 | 255.1024
2023 | 8 | 12 | 4 | 35.4136 | 69.2113 | 251.7608
2023 | 8 | 12 | 5 | 35.7086 | 69.6428 | 252.7686
2023 | 8 | 12 | 6 | 36.294 | 68.4104 | 253.1471
2023 | 8 | 12 | 7 | 38.5573 | 71.4601 | 267.2662
2023 | 8 | 12 | 8 | 42.4323 | 79.0088 | 290.21
2023 | 8 | 12 | 9 | 46.0442 | 88.6847 | 307.3359
2023 | 8 | 12 | 10 | 48.5399 | 99.3358 | 313.3461
2023 | 8 | 12 | 11 | 50.5101 | 104.9529 | 318.5438
2023 | 8 | 12 | 12 | 52.1486 | 105.8786 | 326.2835
2023 | 8 | 12 | 13 | 53.1986 | 107.3946 | 329.447
2023 | 8 | 12 | 14 | 54.5845 | 104.9975 | 328.5712
2023 | 8 | 12 | 15 | 56.4564 | 97.7943 | 335.8367
2023 | 8 | 12 | 16 | 58.7422 | 106.8676 | 354.2302
2023 | 8 | 12 | 17 | 60.6497 | 104.528 | 386.7853
2023 | 8 | 12 | 18 | 56.9175 | 102.0935 | 410.9096
2023 | 8 | 12 | 19 | 54.4993 | 98.0802 | 410.5635
2023 | 8 | 12 | 20 | 51.5262 | 94.0725 | 403.1012
2023 | 8 | 12 | 21 | 48.6426 | 94.6033 | 389.4393
2023 | 8 | 12 | 22 | 44.7011 | 89.039 | 360.0392
2023 | 8 | 12 | 23 | 41.1401 | 83.0097 | 326.0359
2023 | 8 | 13 | 0 | 39.1223 | 78.8926 | 284.2306
2023 | 8 | 13 | 1 | 37.031 | 76.008 | 275.006
2023 | 8 | 13 | 2 | 35.5753 | 73.6166 | 263.1106
2023 | 8 | 13 | 3 | 34.6772 | 72.0592 | 255.1744
2023 | 8 | 13 | 4 | 34.4121 | 71.0066 | 251.7199
2023 | 8 | 13 | 5 | 34.57 | 71.035 | 252.1571
2023 | 8 | 13 | 6 | 35.1202 | 72.0463 | 251.9048
2023 | 8 | 13 | 7 | 37.3423 | 74.6235 | 263.2544
2023 | 8 | 13 | 8 | 41.8989 | 80.3587 | 289.9544
2023 | 8 | 13 | 9 | 46.6661 | 88.7467 | 314.8257
2023 | 8 | 13 | 10 | 50.4067 | 99.9293 | 326.7415
2023 | 8 | 13 | 11 | 53.1727 | 106.8822 | 330.8792
2023 | 8 | 13 | 12 | 54.7895 | 108.9145 | 337.1159
2023 | 8 | 13 | 13 | 56.5752 | 111.7404 | 341.5374
2023 | 8 | 13 | 14 | 58.68 | 109.5227 | 343.9296
2023 | 8 | 13 | 15 | 61.3772 | 101.6131 | 354.7193
2023 | 8 | 13 | 16 | 64.6159 | 113.5635 | 376.9481
2023 | 8 | 13 | 17 | 67.3095 | 111.9705 | 410.8846
2023 | 8 | 13 | 18 | 64.9719 | 110.3866 | 432.1517
2023 | 8 | 13 | 19 | 62.628 | 105.0469 | 427.277
2023 | 8 | 13 | 20 | 59.5735 | 100.7073 | 420.0309
2023 | 8 | 13 | 21 | 56.1164 | 99.8242 | 403.5967
2023 | 8 | 13 | 22 | 51.0287 | 93.8721 | 368.0681
2023 | 8 | 13 | 23 | 46.4228 | 88.0099 | 328.5997
2023 | 8 | 14 | 0 | 44.1107 | 84.1112 | 294.8124
2023 | 8 | 14 | 1 | 40.3898 | 77.5598 | 276.4628
2023 | 8 | 14 | 2 | 39.4001 | 74.9911 | 266.1543
2023 | 8 | 14 | 3 | 38.8429 | 74.1072 | 259.8744
2023 | 8 | 14 | 4 | 40.0082 | 73.453 | 260.0424
2023 | 8 | 14 | 5 | 41.9535 | 76.1002 | 267.4023
2023 | 8 | 14 | 6 | 45.7105 | 82.324 | 284.6994
2023 | 8 | 14 | 7 | 48.3057 | 92.4996 | 312.0186
2023 | 8 | 14 | 8 | 49.9743 | 104.4888 | 338.2466
2023 | 8 | 14 | 9 | 51.4086 | 111.4234 | 355.7149
2023 | 8 | 14 | 10 | 52.7791 | 118.0131 | 361.0914
2023 | 8 | 14 | 11 | 53.827 | 123.5408 | 361.2981
2023 | 8 | 14 | 12 | 55.0475 | 126.7933 | 366.9957
2023 | 8 | 14 | 13 | 55.3183 | 129.2903 | 367.4462
2023 | 8 | 14 | 14 | 55.664 | 119.0589 | 365.2388
2023 | 8 | 14 | 15 | 56.8469 | 114.0564 | 368.4274
2023 | 8 | 14 | 16 | 59.4071 | 124.3556 | 385.3801
2023 | 8 | 14 | 17 | 61.4472 | 117.5991 | 410.0735
2023 | 8 | 14 | 18 | 63.0782 | 109.1317 | 430.9572
2023 | 8 | 14 | 19 | 61.1607 | 104.3159 | 422.7016
2023 | 8 | 14 | 20 | 60.6517 | 99.9152 | 417.3012
2023 | 8 | 14 | 21 | 57.3245 | 96.4725 | 396.2659
2023 | 8 | 14 | 22 | 51.9795 | 89.8724 | 358.8555
2023 | 8 | 14 | 23 | 46.9169 | 82.4287 | 319.9546
2023 | 8 | 15 | 0 | 42.5801 | 81.0619 | 291.8445
2023 | 8 | 15 | 1 | 43.8321 | 71.8042 | 266.6431
2023 | 8 | 15 | 2 | 42.3933 | 69.4703 | 257.0862
2023 | 8 | 15 | 3 | 41.4384 | 68.26 | 251.888
2023 | 8 | 15 | 4 | 42.3353 | 67.4543 | 252.4156
2023 | 8 | 15 | 5 | 44.2936 | 69.6487 | 259.5215
2023 | 8 | 15 | 6 | 47.9942 | 76.3875 | 275.4463
2023 | 8 | 15 | 7 | 51.7319 | 86.8189 | 298.2294
2023 | 8 | 15 | 8 | 55.3795 | 93.2449 | 317.2924
2023 | 8 | 15 | 9 | 58.9896 | 98.9538 | 328.2704
2023 | 8 | 15 | 10 | 62.5892 | 102.5909 | 326.229
2023 | 8 | 15 | 11 | 65.7522 | 107.8287 | 316.5981
2023 | 8 | 15 | 12 | 69.196 | 104.2971 | 304.0478
2023 | 8 | 15 | 13 | 71.1368 | 106.1521 | 297.3018
2023 | 8 | 15 | 14 | 72.6289 | 99.5524 | 291.3989
2023 | 8 | 15 | 15 | 74.9257 | 97.3125 | 291.6506
2023 | 8 | 15 | 16 | 77.8135 | 102.9178 | 306.7839
2023 | 8 | 15 | 17 | 80.441 | 98.1958 | 332.9744
2023 | 8 | 15 | 18 | 82.1453 | 93.675 | 362.0999
2023 | 8 | 15 | 19 | 78.9493 | 90.8343 | 367.2668
2023 | 8 | 15 | 20 | 75.4279 | 86.9471 | 365.001
2023 | 8 | 15 | 21 | 70.3818 | 85.0721 | 349.1197
2023 | 8 | 15 | 22 | 63.3792 | 79.8097 | 317.1354
2023 | 8 | 15 | 23 | 56.5626 | 73.1556 | 282.4134
2023 | 8 | 16 | 0 | 51.5997 | 70.8649 | 257.5152
2023 | 8 | 16 | 1 | 49.2952 | 69.8986 | 254.2091
2023 | 8 | 16 | 2 | 47.0126 | 67.5727 | 245.8206
2023 | 8 | 16 | 3 | 45.4866 | 66.3986 | 240.9028
2023 | 8 | 16 | 4 | 45.8079 | 66.4241 | 242.3039
2023 | 8 | 16 | 5 | 47.4843 | 68.9793 | 250.1675
2023 | 8 | 16 | 6 | 51.3638 | 75.9918 | 269.8212
2023 | 8 | 16 | 7 | 55.7115 | 85.0649 | 290.2434
2023 | 8 | 16 | 8 | 60.3034 | 91.5877 | 297.8959
2023 | 8 | 16 | 9 | 64.7932 | 96.7724 | 296.882
2023 | 8 | 16 | 10 | 68.493 | 100.0449 | 294.5839
2023 | 8 | 16 | 11 | 71.7626 | 101.1273 | 295.0156
2023 | 8 | 16 | 12 | 73.8337 | 101.9573 | 298.9715
2023 | 8 | 16 | 13 | 75.885 | 103.496 | 302.9509
2023 | 8 | 16 | 14 | 77.5302 | 99.5668 | 308.2657
2023 | 8 | 16 | 15 | 79.4896 | 99.2138 | 314.9336
2023 | 8 | 16 | 16 | 81.9397 | 100.8997 | 335.184
2023 | 8 | 16 | 17 | 83.2323 | 96.7699 | 369.7698
2023 | 8 | 16 | 18 | 77.4926 | 87.2937 | 396.6488
2023 | 8 | 16 | 19 | 74.6829 | 85.5026 | 403.4318
2023 | 8 | 16 | 20 | 72.7993 | 84.1788 | 401.2076
2023 | 8 | 16 | 21 | 68.433 | 83.9718 | 383.721
2023 | 8 | 16 | 22 | 61.7663 | 78.7721 | 346.4883
2023 | 8 | 16 | 23 | 55.3601 | 72.9126 | 306.8301
2023 | 8 | 17 | 0 | 52.4302 | 71.8896 | 283.1945
2023 | 8 | 17 | 1 | 48.9405 | 63.8657 | 264.3854
2023 | 8 | 17 | 2 | 46.7022 | 62.1273 | 254.8196
2023 | 8 | 17 | 3 | 45.1614 | 61.3797 | 249.1381
2023 | 8 | 17 | 4 | 45.4933 | 61.6552 | 250.0304
2023 | 8 | 17 | 5 | 46.8987 | 64.5232 | 257.2468
2023 | 8 | 17 | 6 | 50.78 | 68.4741 | 274.6252
2023 | 8 | 17 | 7 | 54.5886 | 76.1448 | 297.6142
2023 | 8 | 17 | 8 | 58.4121 | 83.5306 | 308.1649
2023 | 8 | 17 | 9 | 61.7977 | 90.0047 | 306.922
2023 | 8 | 17 | 10 | 64.723 | 95.7069 | 305.3116
2023 | 8 | 17 | 11 | 66.961 | 95.0822 | 310.7305
2023 | 8 | 17 | 12 | 69.0084 | 91.9821 | 321.6565
2023 | 8 | 17 | 13 | 70.5211 | 95.449 | 324.9578
2023 | 8 | 17 | 14 | 71.8411 | 95.1423 | 330.4273
2023 | 8 | 17 | 15 | 74.0733 | 92.8366 | 339.8993
2023 | 8 | 17 | 16 | 76.425 | 91.5485 | 362.1013
2023 | 8 | 17 | 17 | 77.9093 | 87.3361 | 394.3391
2023 | 8 | 17 | 18 | 77.5092 | 83.9897 | 412.0985
2023 | 8 | 17 | 19 | 74.5214 | 83.6249 | 410.8773
2023 | 8 | 17 | 20 | 72.1257 | 81.3565 | 410.5792
2023 | 8 | 17 | 21 | 67.921 | 81.0456 | 393.0821
2023 | 8 | 17 | 22 | 61.4695 | 75.7184 | 357.5989
2023 | 8 | 17 | 23 | 55.0903 | 69.2596 | 319.0392
2023 | 8 | 18 | 0 | 49.4738 | 67.024 | 294.4569
2023 | 8 | 18 | 1 | 46.8867 | 66.8931 | 272.2822
2023 | 8 | 18 | 2 | 44.8789 | 64.4506 | 261.2223
2023 | 8 | 18 | 3 | 43.5684 | 63.7237 | 254.7067
2023 | 8 | 18 | 4 | 43.9578 | 64.0573 | 254.5764
2023 | 8 | 18 | 5 | 45.538 | 66.9207 | 261.6567
2023 | 8 | 18 | 6 | 48.6166 | 69.0026 | 280.5223
2023 | 8 | 18 | 7 | 52.3325 | 75.9996 | 305.9566
2023 | 8 | 18 | 8 | 56.5857 | 84.7992 | 327.8014
2023 | 8 | 18 | 9 | 60.5864 | 90.9464 | 340.4516
2023 | 8 | 18 | 10 | 63.6401 | 96.1848 | 341.8383
2023 | 8 | 18 | 11 | 66.0278 | 94.8592 | 338.6844
2023 | 8 | 18 | 12 | 67.5587 | 95.4024 | 345.2391
2023 | 8 | 18 | 13 | 69.2783 | 98.622 | 346.1611
2023 | 8 | 18 | 14 | 70.9346 | 98.869 | 344.6999
2023 | 8 | 18 | 15 | 73.0662 | 94.3877 | 346.459
2023 | 8 | 18 | 16 | 75.2803 | 92.6585 | 361.1243
2023 | 8 | 18 | 17 | 76.4033 | 87.3609 | 383.0022
2023 | 8 | 18 | 18 | 71.1432 | 84.2998 | 408.9464
2023 | 8 | 18 | 19 | 68.1401 | 82.1331 | 404.6469
2023 | 8 | 18 | 20 | 65.8947 | 81.2334 | 402.9817
2023 | 8 | 18 | 21 | 62.2321 | 80.2247 | 385.2554
2023 | 8 | 18 | 22 | 56.9158 | 74.7939 | 354.0359
2023 | 8 | 18 | 23 | 51.5374 | 67.0644 | 320.4144
2023 | 8 | 19 | 0 | 48.1352 | 68.4081 | 292.1352
2023 | 8 | 19 | 1 | 43.6984 | 64.0888 | 285.4624
2023 | 8 | 19 | 2 | 41.5482 | 62.0913 | 272.0606
2023 | 8 | 19 | 3 | 40.1327 | 61.2355 | 263.3091
2023 | 8 | 19 | 4 | 39.7552 | 60.2321 | 259.5708
2023 | 8 | 19 | 5 | 40.2491 | 60.9517 | 259.9791
2023 | 8 | 19 | 6 | 40.9836 | 63.6668 | 264.3957
2023 | 8 | 19 | 7 | 43.9521 | 65.4325 | 282.7697
2023 | 8 | 19 | 8 | 48.5853 | 74.1265 | 317.1914
2023 | 8 | 19 | 9 | 53.0242 | 80.774 | 344.4518
2023 | 8 | 19 | 10 | 56.454 | 86.9518 | 356.4056
2023 | 8 | 19 | 11 | 58.9849 | 89.7114 | 362.2501
2023 | 8 | 19 | 12 | 61.331 | 87.9144 | 364.6702
2023 | 8 | 19 | 13 | 62.4401 | 89.443 | 367.0792
2023 | 8 | 19 | 14 | 63.4782 | 91.7438 | 371.2441
2023 | 8 | 19 | 15 | 64.957 | 88.0603 | 382.468
2023 | 8 | 19 | 16 | 67.0696 | 88.6797 | 405.0441
2023 | 8 | 19 | 17 | 68.4765 | 87.0005 | 434.5151
2023 | 8 | 19 | 18 | 63.735 | 78.3565 | 456.7114
2023 | 8 | 19 | 19 | 60.7493 | 75.8395 | 455.184
2023 | 8 | 19 | 20 | 57.2348 | 72.4766 | 444.9521
2023 | 8 | 19 | 21 | 53.8906 | 73.0917 | 426.787
2023 | 8 | 19 | 22 | 49.7228 | 69.4006 | 392.6411
2023 | 8 | 19 | 23 | 45.7261 | 65.2148 | 355.496
2023 | 8 | 20 | 0 | 42.5643 | 67.2623 | 317.6584
2023 | 8 | 20 | 1 | 40.575 | 58.7069 | 295.8963
2023 | 8 | 20 | 2 | 38.7253 | 57.0392 | 281.3441
2023 | 8 | 20 | 3 | 37.4622 | 56.387 | 271.246
2023 | 8 | 20 | 4 | 37.0166 | 55.0279 | 266.5901
2023 | 8 | 20 | 5 | 37.0801 | 55.0141 | 265.9535
2023 | 8 | 20 | 6 | 37.7906 | 56.219 | 266.2863
2023 | 8 | 20 | 7 | 40.2714 | 56.7732 | 281.8213
2023 | 8 | 20 | 8 | 45.0522 | 62.9942 | 320.9986
2023 | 8 | 20 | 9 | 49.818 | 69.718 | 357.7227
2023 | 8 | 20 | 10 | 53.6154 | 75.6784 | 375.2238
2023 | 8 | 20 | 11 | 56.2674 | 78.6057 | 379.665
2023 | 8 | 20 | 12 | 57.4589 | 78.4758 | 383.2033
2023 | 8 | 20 | 13 | 58.6157 | 80.0849 | 387.4298
2023 | 8 | 20 | 14 | 59.6982 | 85.2222 | 390.3912
2023 | 8 | 20 | 15 | 61.3582 | 83.4505 | 398.6781
2023 | 8 | 20 | 16 | 63.8804 | 81.9816 | 421.306
2023 | 8 | 20 | 17 | 66.0266 | 81.3957 | 448.8403
2023 | 8 | 20 | 18 | 66.5668 | 76.4887 | 465.4901
2023 | 8 | 20 | 19 | 64.0841 | 73.7265 | 456.2161
2023 | 8 | 20 | 20 | 60.9352 | 72.1271 | 447.0601
2023 | 8 | 20 | 21 | 56.3487 | 71.4897 | 425.5872
2023 | 8 | 20 | 22 | 50.8664 | 67.8573 | 386.6405
2023 | 8 | 20 | 23 | 46.4968 | 63.4237 | 345.9183
2023 | 8 | 21 | 0 | 43.89 | 61.4136 | 312.5356
2023 | 8 | 21 | 1 | 42.4305 | 65.0542 | 301.0173
2023 | 8 | 21 | 2 | 41.1353 | 63.6228 | 288.1153
2023 | 8 | 21 | 3 | 40.3736 | 63.3942 | 279.2089
2023 | 8 | 21 | 4 | 41.2538 | 63.2062 | 277.5213
2023 | 8 | 21 | 5 | 43.1521 | 66.2366 | 283.9144
2023 | 8 | 21 | 6 | 46.1561 | 74.5504 | 310.2135
2023 | 8 | 21 | 7 | 49.7119 | 83.8287 | 340.6609
2023 | 8 | 21 | 8 | 53.4321 | 96.1353 | 371.6691
2023 | 8 | 21 | 9 | 57.0276 | 101.9141 | 392.3422
2023 | 8 | 21 | 10 | 60.2998 | 108.4001 | 400.3374
2023 | 8 | 21 | 11 | 63.0385 | 108.6191 | 402.943
2023 | 8 | 21 | 12 | 64.8802 | 109.3801 | 401.0171
2023 | 8 | 21 | 13 | 66.892 | 111.669 | 408.9793
2023 | 8 | 21 | 14 | 68.8279 | 108.2773 | 416.4387
2023 | 8 | 21 | 15 | 71.5435 | 103.9539 | 428.5126
2023 | 8 | 21 | 16 | 74.8719 | 106.4073 | 450.4702
2023 | 8 | 21 | 17 | 77.3549 | 100.6238 | 478.5158
2023 | 8 | 21 | 18 | 73.6935 | 96.5716 | 497.9525
2023 | 8 | 21 | 19 | 70.9672 | 92.6404 | 496.6742
2023 | 8 | 21 | 20 | 68.6861 | 91.7441 | 488.4696
2023 | 8 | 21 | 21 | 63.7688 | 88.6626 | 461.5859
2023 | 8 | 21 | 22 | 57.3596 | 82.5263 | 416.4099
2023 | 8 | 21 | 23 | 51.6172 | 76.2906 | 369.4239
2023 | 8 | 22 | 0 | 48.6865 | 74.167 | 321.7916
2023 | 8 | 22 | 1 | 45.9769 | 69.2615 | 307.3742
2023 | 8 | 22 | 2 | 44.2407 | 66.8608 | 293.8604
2023 | 8 | 22 | 3 | 43.0819 | 65.7939 | 284.4641
2023 | 8 | 22 | 4 | 43.7563 | 65.3899 | 282.1594
2023 | 8 | 22 | 5 | 45.6327 | 68.288 | 287.1974
2023 | 8 | 22 | 6 | 48.4766 | 73.4547 | 308.562
2023 | 8 | 22 | 7 | 52.1865 | 81.4536 | 337.4996
2023 | 8 | 22 | 8 | 55.9378 | 89.627 | 366.8406
2023 | 8 | 22 | 9 | 59.5543 | 94.1992 | 384.3865
2023 | 8 | 22 | 10 | 63.1287 | 97.0276 | 388.4479
2023 | 8 | 22 | 11 | 66.3353 | 99.1143 | 387.5055
2023 | 8 | 22 | 12 | 69.4672 | 99.3587 | 387.1364
2023 | 8 | 22 | 13 | 71.7049 | 101.5759 | 387.6608
2023 | 8 | 22 | 14 | 73.6448 | 95.9827 | 389.5765
2023 | 8 | 22 | 15 | 76.0467 | 93.0381 | 398.1881
2023 | 8 | 22 | 16 | 78.9705 | 95.6525 | 418.4191
2023 | 8 | 22 | 17 | 81.1288 | 90.7433 | 443.433
2023 | 8 | 22 | 18 | 78.5745 | 85.0382 | 448.5345
2023 | 8 | 22 | 19 | 75.795 | 82.5654 | 438.5647
2023 | 8 | 22 | 20 | 73.5751 | 81.2596 | 434.306
2023 | 8 | 22 | 21 | 68.7309 | 79.6531 | 410.8672
2023 | 8 | 22 | 22 | 62.1099 | 74.416 | 372.7637
2023 | 8 | 22 | 23 | 55.697 | 68.2747 | 333.6754
2023 | 8 | 23 | 0 | 50.4851 | 69.6286 | 309.3714
2023 | 8 | 23 | 1 | 48.7603 | 67.5151 | 275.1375
2023 | 8 | 23 | 2 | 46.6663 | 65.4158 | 264.9337
2023 | 8 | 23 | 3 | 45.2176 | 64.3013 | 257.4467
2023 | 8 | 23 | 4 | 45.6549 | 63.8293 | 257.654
2023 | 8 | 23 | 5 | 47.4898 | 66.8978 | 264.4113
2023 | 8 | 23 | 6 | 50.9609 | 71.9244 | 278.0788
2023 | 8 | 23 | 7 | 55.1843 | 80.0877 | 299.6303
2023 | 8 | 23 | 8 | 59.7712 | 89.8687 | 317.4692
2023 | 8 | 23 | 9 | 64.3711 | 96.0652 | 322.9108
2023 | 8 | 23 | 10 | 68.4805 | 101.2084 | 316.6347
2023 | 8 | 23 | 11 | 72.1195 | 99.7533 | 308.9003
2023 | 8 | 23 | 12 | 74.4813 | 101.8788 | 317.6786
2023 | 8 | 23 | 13 | 76.5617 | 104.871 | 313.8842
2023 | 8 | 23 | 14 | 78.0533 | 105.7412 | 313.4187
2023 | 8 | 23 | 15 | 80.2403 | 103.6596 | 317.5281
2023 | 8 | 23 | 16 | 82.8522 | 104.3389 | 337.1234
2023 | 8 | 23 | 17 | 84.1899 | 99.5768 | 362.4086
2023 | 8 | 23 | 18 | 78.8864 | 94.8413 | 371.0893
2023 | 8 | 23 | 19 | 75.7779 | 91.3574 | 376.1263
2023 | 8 | 23 | 20 | 73.4927 | 90.0756 | 375.6498
2023 | 8 | 23 | 21 | 68.6249 | 86.8259 | 354.8961
2023 | 8 | 23 | 22 | 61.8011 | 80.9165 | 319.8601
2023 | 8 | 23 | 23 | 55.5441 | 74.4877 | 285.1338
2023 | 8 | 24 | 0 | 53.1686 | 71.0845 | 265.8443
2023 | 8 | 24 | 1 | 47.1984 | 67.2197 | 248.4586
2023 | 8 | 24 | 2 | 45.0582 | 65.1939 | 240.9607
2023 | 8 | 24 | 3 | 43.5492 | 64.091 | 236.4809
2023 | 8 | 24 | 4 | 43.9031 | 63.2964 | 239.1177
2023 | 8 | 24 | 5 | 45.05 | 66.3145 | 248.4368
2023 | 8 | 24 | 6 | 48.9254 | 72.297 | 266.9305
2023 | 8 | 24 | 7 | 51.894 | 80.2193 | 285.7669
2023 | 8 | 24 | 8 | 54.4818 | 90.3518 | 293.4218
2023 | 8 | 24 | 9 | 56.3571 | 97.7373 | 291.8812
2023 | 8 | 24 | 10 | 57.581 | 105.229 | 288.4682
2023 | 8 | 24 | 11 | 58.0326 | 106.1285 | 289.3663
2023 | 8 | 24 | 12 | 57.2227 | 105.7926 | 287.2951
2023 | 8 | 24 | 13 | 56.8132 | 109.8451 | 292.1982
2023 | 8 | 24 | 14 | 56.7578 | 107.9867 | 299.4455
2023 | 8 | 24 | 15 | 57.691 | 104.3352 | 309.0492
2023 | 8 | 24 | 16 | 59.6437 | 107.2247 | 330.0018
2023 | 8 | 24 | 17 | 60.975 | 101.818 | 363.5909
2023 | 8 | 24 | 18 | 57.8271 | 100.8602 | 393.7929
2023 | 8 | 24 | 19 | 55.6067 | 98.3229 | 401.9911
2023 | 8 | 24 | 20 | 54.868 | 95.0518 | 402.8167
2023 | 8 | 24 | 21 | 52.0103 | 91.0374 | 383.1203
2023 | 8 | 24 | 22 | 47.4535 | 84.7545 | 346.6922
2023 | 8 | 24 | 23 | 43.2356 | 77.9388 | 308.3459
2023 | 8 | 25 | 0 | 43.1602 | 72.2181 | 271.2522
2023 | 8 | 25 | 1 | 40.6676 | 67.932 | 265.0584
2023 | 8 | 25 | 2 | 39.4918 | 65.4277 | 255.8081
2023 | 8 | 25 | 3 | 38.6844 | 64.3346 | 249.5854
2023 | 8 | 25 | 4 | 39.505 | 63.4889 | 250.2907
2023 | 8 | 25 | 5 | 41.1116 | 66.0756 | 257.7314
2023 | 8 | 25 | 6 | 44.4532 | 73.0543 | 278.0104
2023 | 8 | 25 | 7 | 46.9793 | 81.0713 | 303.8222
2023 | 8 | 25 | 8 | 49.1866 | 91.0811 | 323.1484
2023 | 8 | 25 | 9 | 51.1036 | 98.2015 | 330.5858
2023 | 8 | 25 | 10 | 52.5062 | 103.9308 | 334.3168
2023 | 8 | 25 | 11 | 53.3918 | 104.5314 | 339.5692
2023 | 8 | 25 | 12 | 55.2805 | 105.0063 | 346.3779
2023 | 8 | 25 | 13 | 55.8387 | 107.6399 | 352.3561
2023 | 8 | 25 | 14 | 56.2884 | 103.9101 | 360.4063
2023 | 8 | 25 | 15 | 57.9502 | 99.2153 | 372.2613
2023 | 8 | 25 | 16 | 60.1476 | 101.6399 | 393.2544
2023 | 8 | 25 | 17 | 61.9461 | 95.5015 | 420.9023
2023 | 8 | 25 | 18 | 60.9633 | 89.8474 | 433.0159
2023 | 8 | 25 | 19 | 59.0745 | 86.0552 | 434.7441
2023 | 8 | 25 | 20 | 58.1315 | 85.8371 | 433.1922
2023 | 8 | 25 | 21 | 55.0653 | 83.1098 | 413.2994
2023 | 8 | 25 | 22 | 50.656 | 77.3027 | 378.6464
2023 | 8 | 25 | 23 | 46.2613 | 70.1822 | 341.3071
2023 | 8 | 26 | 0 | 42.9421 | 68.6216 | 303.6012
2023 | 8 | 26 | 1 | 37.2864 | 68.9561 | 294.3316
2023 | 8 | 26 | 2 | 35.8676 | 66.8047 | 279.8305
2023 | 8 | 26 | 3 | 35.0279 | 65.5888 | 269.8703
2023 | 8 | 26 | 4 | 34.913 | 64.6705 | 265.7926
2023 | 8 | 26 | 5 | 35.5333 | 65.6626 | 265.9651
2023 | 8 | 26 | 6 | 37.6774 | 69.0411 | 272.3629
2023 | 8 | 26 | 7 | 40.0199 | 71.4887 | 292.7896
2023 | 8 | 26 | 8 | 43.8168 | 79.7614 | 332.1996
2023 | 8 | 26 | 9 | 47.181 | 86.6908 | 364.14
2023 | 8 | 26 | 10 | 49.3203 | 94.4924 | 378.8397
2023 | 8 | 26 | 11 | 50.8164 | 97.9001 | 384.2311
2023 | 8 | 26 | 12 | 52.117 | 100.9327 | 389.4097
2023 | 8 | 26 | 13 | 52.3965 | 102.1042 | 391.5133
2023 | 8 | 26 | 14 | 52.6125 | 97.9948 | 398.0756
2023 | 8 | 26 | 15 | 53.6016 | 91.7496 | 411.8072
2023 | 8 | 26 | 16 | 55.3191 | 98.3444 | 437.1526
2023 | 8 | 26 | 17 | 56.2727 | 95.7943 | 463.9063
2023 | 8 | 26 | 18 | 53.2207 | 93.3511 | 481.0045
2023 | 8 | 26 | 19 | 51.3713 | 89.3313 | 480.1477
2023 | 8 | 26 | 20 | 49.5511 | 87.4834 | 468.0333
2023 | 8 | 26 | 21 | 46.4386 | 86.7796 | 446.3018
2023 | 8 | 26 | 22 | 42.919 | 81.7641 | 409.7024
2023 | 8 | 26 | 23 | 40.2614 | 77.8959 | 370.9892
2023 | 8 | 27 | 0 | 39.0597 | 74.4122 | 331.7189
2023 | 8 | 27 | 1 | 36.2336 | 68.0332 | 307.749
2023 | 8 | 27 | 2 | 34.9222 | 65.8401 | 291.5573
2023 | 8 | 27 | 3 | 34.1685 | 64.4378 | 280.2392
2023 | 8 | 27 | 4 | 34.0697 | 62.9029 | 274.612
2023 | 8 | 27 | 5 | 34.1454 | 63.195 | 272.4138
2023 | 8 | 27 | 6 | 35.0846 | 62.8583 | 279.3015
2023 | 8 | 27 | 7 | 37.2553 | 63.839 | 295.8913
2023 | 8 | 27 | 8 | 41.2957 | 69.3008 | 328.0114
2023 | 8 | 27 | 9 | 45.0457 | 77.0132 | 356.1848
2023 | 8 | 27 | 10 | 47.7805 | 84.7732 | 371.5767
2023 | 8 | 27 | 11 | 49.437 | 89.0122 | 379.9323
2023 | 8 | 27 | 12 | 50.9387 | 90.0914 | 402.3079
2023 | 8 | 27 | 13 | 51.3767 | 92.1557 | 408.9728
2023 | 8 | 27 | 14 | 51.6059 | 93.4366 | 417.0239
2023 | 8 | 27 | 15 | 53.018 | 89.3611 | 428.4755
2023 | 8 | 27 | 16 | 55.3104 | 94.3057 | 453.0303
2023 | 8 | 27 | 17 | 57.7342 | 93.5533 | 480.6358
2023 | 8 | 27 | 18 | 55.2824 | 91.1972 | 500.2514
2023 | 8 | 27 | 19 | 53.7681 | 87.3435 | 503.9964
2023 | 8 | 27 | 20 | 52.5726 | 84.439 | 491.0782
2023 | 8 | 27 | 21 | 49.7007 | 82.4094 | 466.5823
2023 | 8 | 27 | 22 | 45.6699 | 77.2751 | 422.5416
2023 | 8 | 27 | 23 | 42.4176 | 73.1383 | 375.6365
2023 | 8 | 28 | 0 | 40.7481 | 71.8856 | 333.948
2023 | 8 | 28 | 1 | 38.4601 | 69.5016 | 295.721
2023 | 8 | 28 | 2 | 37.7519 | 67.651 | 282.9769
2023 | 8 | 28 | 3 | 37.3787 | 67.0607 | 273.8134
2023 | 8 | 28 | 4 | 38.6408 | 66.554 | 272.5265
2023 | 8 | 28 | 5 | 40.6129 | 69.6563 | 278.695
2023 | 8 | 28 | 6 | 43.6439 | 77.2143 | 299.719
2023 | 8 | 28 | 7 | 46.5839 | 87.0487 | 328.9006
2023 | 8 | 28 | 8 | 48.265 | 99.4458 | 354.7924
2023 | 8 | 28 | 9 | 49.1449 | 106.154 | 369.2791
2023 | 8 | 28 | 10 | 50.3805 | 112.4692 | 368.8633
2023 | 8 | 28 | 11 | 51.1173 | 113.7254 | 368.0888
2023 | 8 | 28 | 12 | 51.2798 | 114.1784 | 367.095
2023 | 8 | 28 | 13 | 51.5817 | 116.3582 | 370.4989
2023 | 8 | 28 | 14 | 51.9806 | 110.564 | 375.1841
2023 | 8 | 28 | 15 | 53.8958 | 107.9877 | 386.4544
2023 | 8 | 28 | 16 | 57.1976 | 113.3541 | 408.9165
2023 | 8 | 28 | 17 | 60.2436 | 107.8943 | 438.8123
2023 | 8 | 28 | 18 | 60.292 | 99.7107 | 457.4811
2023 | 8 | 28 | 19 | 58.858 | 95.598 | 458.525
2023 | 8 | 28 | 20 | 57.9142 | 95.5216 | 449.562
2023 | 8 | 28 | 21 | 54.4311 | 92.0283 | 420.744
2023 | 8 | 28 | 22 | 49.538 | 85.3674 | 378.6456
2023 | 8 | 28 | 23 | 44.8233 | 79.5514 | 335.989
2023 | 8 | 29 | 0 | 42.9162 | 77.3157 | 304.7281
2023 | 8 | 29 | 1 | 39.8094 | 75.5544 | 302.5772
2023 | 8 | 29 | 2 | 38.8424 | 72.6394 | 289.3145
2023 | 8 | 29 | 3 | 38.217 | 71.3927 | 279.1731
2023 | 8 | 29 | 4 | 39.2838 | 71.0911 | 276.9641
2023 | 8 | 29 | 5 | 41.0829 | 74.3965 | 282.3711
2023 | 8 | 29 | 6 | 44.452 | 79.3151 | 305.6851
2023 | 8 | 29 | 7 | 47.0157 | 88.3251 | 335.7021
2023 | 8 | 29 | 8 | 48.4565 | 97.1341 | 358.6424
2023 | 8 | 29 | 9 | 49.2401 | 101.5334 | 368.8031
2023 | 8 | 29 | 10 | 50.3869 | 105.9618 | 373.4215
2023 | 8 | 29 | 11 | 51.2611 | 110.0919 | 382.6027
2023 | 8 | 29 | 12 | 52.4085 | 110.4464 | 405.9495
2023 | 8 | 29 | 13 | 53.0409 | 113.1001 | 413.9526
2023 | 8 | 29 | 14 | 53.8601 | 105.7725 | 424.3503
2023 | 8 | 29 | 15 | 55.8299 | 103.5235 | 439.3412
2023 | 8 | 29 | 16 | 58.8459 | 108.8173 | 461.2272
2023 | 8 | 29 | 17 | 61.6977 | 103.6055 | 489.3246
2023 | 8 | 29 | 18 | 62.0345 | 97.3522 | 494.9211
2023 | 8 | 29 | 19 | 61.0251 | 93.8485 | 496.1669
2023 | 8 | 29 | 20 | 60.1987 | 90.6645 | 486.9392
2023 | 8 | 29 | 21 | 56.465 | 87.2328 | 458.9217
2023 | 8 | 29 | 22 | 51.2742 | 81.0277 | 413.91
2023 | 8 | 29 | 23 | 46.2512 | 75.8397 | 367.0567
2023 | 8 | 30 | 0 | 43.5426 | 78.6514 | 338.2876
2023 | 8 | 30 | 1 | 40.1769 | 70.1199 | 298.0131
2023 | 8 | 30 | 2 | 39.1449 | 67.4746 | 286.7316
2023 | 8 | 30 | 3 | 38.4955 | 66.0481 | 278.2361
2023 | 8 | 30 | 4 | 39.6081 | 65.6079 | 277.2518
2023 | 8 | 30 | 5 | 41.7198 | 68.5815 | 282.9102
2023 | 8 | 30 | 6 | 44.6445 | 74.5962 | 303.1763
2023 | 8 | 30 | 7 | 47.4023 | 84.0252 | 329.3758
2023 | 8 | 30 | 8 | 49.3763 | 91.7067 | 346.5767
2023 | 8 | 30 | 9 | 51.3063 | 98.1581 | 351.8121
2023 | 8 | 30 | 10 | 53.4012 | 101.4358 | 347.0235
2023 | 8 | 30 | 11 | 55.0985 | 103.5972 | 341.394
2023 | 8 | 30 | 12 | 55.5294 | 102.75 | 337.4779
2023 | 8 | 30 | 13 | 56.5924 | 105.0302 | 334.4514
2023 | 8 | 30 | 14 | 57.5791 | 100.5742 | 336.907
2023 | 8 | 30 | 15 | 59.6322 | 100.3165 | 347.1472
2023 | 8 | 30 | 16 | 62.7114 | 102.9474 | 369.7096
2023 | 8 | 30 | 17 | 65.2082 | 98.3705 | 400.9051
2023 | 8 | 30 | 18 | 65.9896 | 92.3507 | 399.7226
2023 | 8 | 30 | 19 | 64.8996 | 89.6056 | 400.8099
2023 | 8 | 30 | 20 | 63.7394 | 86.6656 | 395.2219
2023 | 8 | 30 | 21 | 59.8594 | 84.0346 | 371.2508
2023 | 8 | 30 | 22 | 54.3585 | 77.8371 | 335.1367
2023 | 8 | 30 | 23 | 48.9106 | 72.5146 | 298.4564
2023 | 8 | 31 | 0 | 44.8827 | 70.8599 | 273.0511
2023 | 8 | 31 | 1 | 42.4725 | 68.2335 | 259.9531
2023 | 8 | 31 | 2 | 41.1644 | 66.0947 | 251.1427
2023 | 8 | 31 | 3 | 40.3893 | 64.8986 | 245.5125
2023 | 8 | 31 | 4 | 41.3563 | 64.1873 | 246.9531
2023 | 8 | 31 | 5 | 43.4299 | 67.2992 | 255.5073
2023 | 8 | 31 | 6 | 46.8126 | 74.7684 | 275.6114
2023 | 8 | 31 | 7 | 49.8132 | 84.1804 | 295.884
2023 | 8 | 31 | 8 | 51.7887 | 92.9728 | 300.4084
2023 | 8 | 31 | 9 | 53.7606 | 98.8514 | 296.3535
2023 | 8 | 31 | 10 | 56.2025 | 105.0368 | 286.6609
2023 | 8 | 31 | 11 | 58.388 | 107.1232 | 281.3128
2023 | 8 | 31 | 12 | 60.4603 | 105.6535 | 289.2683
2023 | 8 | 31 | 13 | 61.8142 | 107.862 | 292.542
2023 | 8 | 31 | 14 | 62.9511 | 103.074 | 297.6522
2023 | 8 | 31 | 15 | 65.02 | 101.6435 | 307.9529
2023 | 8 | 31 | 16 | 67.6203 | 104.4179 | 326.9441
2023 | 8 | 31 | 17 | 69.4863 | 98.9225 | 357.4702
2023 | 8 | 31 | 18 | 71.1439 | 98.1507 | 361.6461
2023 | 8 | 31 | 19 | 69.4915 | 95.1751 | 369.4823
2023 | 8 | 31 | 20 | 66.7767 | 92.108 | 368.6755
2023 | 8 | 31 | 21 | 61.906 | 88.4698 | 348.9878
2023 | 8 | 31 | 22 | 55.943 | 82.0219 | 317.1474
2023 | 8 | 31 | 23 | 50.2393 | 76.8292 | 283.2793
2023 | 9 | 1 | 0 | 45.9336 | 74.5085 | 257.2872
2023 | 9 | 1 | 1 | 43.7176 | 71.0191 | 249.1138
2023 | 9 | 1 | 2 | 42.0042 | 68.551 | 241.8855
2023 | 9 | 1 | 3 | 40.8663 | 67.258 | 237.5033
2023 | 9 | 1 | 4 | 41.651 | 66.6823 | 239.0995
2023 | 9 | 1 | 5 | 43.5175 | 69.0292 | 247.8198
2023 | 9 | 1 | 6 | 47.867 | 80.5636 | 274.7028
2023 | 9 | 1 | 7 | 50.8382 | 89.1776 | 300.1236
2023 | 9 | 1 | 8 | 53.255 | 96.4693 | 310.6663
2023 | 9 | 1 | 9 | 55.5101 | 102.8955 | 310.6543
2023 | 9 | 1 | 10 | 57.2474 | 109.1558 | 311.4513
2023 | 9 | 1 | 11 | 58.7077 | 112.7405 | 308.4002
2023 | 9 | 1 | 12 | 59.8202 | 110.5044 | 306.0785
2023 | 9 | 1 | 13 | 61.1789 | 111.9694 | 302.7199
2023 | 9 | 1 | 14 | 62.8134 | 105.6652 | 300.9164
2023 | 9 | 1 | 15 | 64.8935 | 98.6675 | 302.0289
2023 | 9 | 1 | 16 | 67.7508 | 103.886 | 316.8766
2023 | 9 | 1 | 17 | 69.6774 | 97.5418 | 341.1479
2023 | 9 | 1 | 18 | 67.5557 | 95.127 | 355.8211
2023 | 9 | 1 | 19 | 65.4208 | 92.6667 | 362.0026
2023 | 9 | 1 | 20 | 63.3767 | 93.3128 | 365.9997
2023 | 9 | 1 | 21 | 57.6915 | 88.2867 | 345.0309
2023 | 9 | 1 | 22 | 51.9679 | 82.702 | 317.1779
2023 | 9 | 1 | 23 | 46.9054 | 74.1061 | 290.127
2023 | 9 | 2 | 0 | 44.4443 | 69.193 | 269.4734
2023 | 9 | 2 | 1 | 40.7403 | 62.9465 | 245.1889
2023 | 9 | 2 | 2 | 38.7935 | 61.0515 | 237.7321
2023 | 9 | 2 | 3 | 37.6469 | 60.1 | 233.7615
2023 | 9 | 2 | 4 | 37.5094 | 59.1928 | 233.5572
2023 | 9 | 2 | 5 | 38.3141 | 59.8856 | 238.1655
2023 | 9 | 2 | 6 | 40.5712 | 64.564 | 242.6983
2023 | 9 | 2 | 7 | 43.4563 | 65.3352 | 261.2909
2023 | 9 | 2 | 8 | 48.0121 | 69.7814 | 288.1761
2023 | 9 | 2 | 9 | 52.6146 | 73.7053 | 302.703
2023 | 9 | 2 | 10 | 55.7827 | 77.0206 | 303.9605
2023 | 9 | 2 | 11 | 58.3798 | 80.1292 | 297.481
2023 | 9 | 2 | 12 | 59.7674 | 81.8795 | 280.1607
2023 | 9 | 2 | 13 | 61.1632 | 81.6497 | 277.1707
2023 | 9 | 2 | 14 | 62.5918 | 83.3588 | 271.6083
2023 | 9 | 2 | 15 | 64.2188 | 78.405 | 276.1637
2023 | 9 | 2 | 16 | 66.4967 | 77.9843 | 291.7158
2023 | 9 | 2 | 17 | 68.1107 | 75.8347 | 318.6945
2023 | 9 | 2 | 18 | 64.0152 | 77.195 | 342.4959
2023 | 9 | 2 | 19 | 61.843 | 76.2105 | 343.8081
2023 | 9 | 2 | 20 | 58.9502 | 76.3467 | 344.397
2023 | 9 | 2 | 21 | 53.4934 | 73.0467 | 324.7211
2023 | 9 | 2 | 22 | 48.4475 | 69.3616 | 301.4187
2023 | 9 | 2 | 23 | 44.7154 | 63.9506 | 278.6681
2023 | 9 | 3 | 0 | 42.9081 | 58.5796 | 260.8987
2023 | 9 | 3 | 1 | 40.2503 | 60.9874 | 244.9211
2023 | 9 | 3 | 2 | 38.524 | 59.3196 | 237.0183
2023 | 9 | 3 | 3 | 37.4695 | 58.8047 | 233.3466
2023 | 9 | 3 | 4 | 37.3073 | 58.5704 | 232.9191
2023 | 9 | 3 | 5 | 38.101 | 59.2507 | 235.7357
2023 | 9 | 3 | 6 | 41.5381 | 58.8543 | 236.5091
2023 | 9 | 3 | 7 | 43.8954 | 59.0013 | 251.7174
2023 | 9 | 3 | 8 | 47.7123 | 64.8934 | 277.459
2023 | 9 | 3 | 9 | 52.0184 | 70.8549 | 295.1073
2023 | 9 | 3 | 10 | 55.4029 | 77.0154 | 299.6274
2023 | 9 | 3 | 11 | 58.1336 | 77.6746 | 297.2116
2023 | 9 | 3 | 12 | 59.5577 | 77.3226 | 278.4889
2023 | 9 | 3 | 13 | 60.319 | 79.2537 | 277.0255
2023 | 9 | 3 | 14 | 60.891 | 85.2882 | 273.8169
2023 | 9 | 3 | 15 | 61.6119 | 82.6231 | 273.6348
2023 | 9 | 3 | 16 | 63.581 | 82.5702 | 290.1084
2023 | 9 | 3 | 17 | 64.6609 | 82.4669 | 319.5827
2023 | 9 | 3 | 18 | 64.9534 | 84.8924 | 352.9584
2023 | 9 | 3 | 19 | 63.5424 | 82.971 | 350.261
2023 | 9 | 3 | 20 | 62.4701 | 82.0625 | 347.5423
2023 | 9 | 3 | 21 | 57.4052 | 77.2446 | 323.7808
2023 | 9 | 3 | 22 | 51.8535 | 74.0703 | 295.0512
2023 | 9 | 3 | 23 | 47.7876 | 68.9589 | 267.4212
2023 | 9 | 4 | 0 | 45.0273 | 64.4849 | 251.4712
2023 | 9 | 4 | 1 | 39.6081 | 61.0883 | 233.0021
2023 | 9 | 4 | 2 | 38.1411 | 59.821 | 226.9603
2023 | 9 | 4 | 3 | 37.7042 | 59.228 | 223.8786
2023 | 9 | 4 | 4 | 37.7807 | 59.1265 | 225.991
2023 | 9 | 4 | 5 | 38.9421 | 59.8799 | 229.2143
2023 | 9 | 4 | 6 | 41.3258 | 62.0026 | 230.4148
2023 | 9 | 4 | 7 | 43.1396 | 61.8694 | 241.0118
2023 | 9 | 4 | 8 | 46.8874 | 60.1188 | 260.9655
2023 | 9 | 4 | 9 | 51.2046 | 65.7334 | 283.0456
2023 | 9 | 4 | 10 | 54.4768 | 70.694 | 298.7179
2023 | 9 | 4 | 11 | 57.2436 | 82.4829 | 295.6792
2023 | 9 | 4 | 12 | 58.3188 | 79.9133 | 270.5804
2023 | 9 | 4 | 13 | 58.7946 | 81.0229 | 267.8956
2023 | 9 | 4 | 14 | 58.8435 | 78.2735 | 254.4988
2023 | 9 | 4 | 15 | 59.9722 | 77.7621 | 264.3823
2023 | 9 | 4 | 16 | 62.7266 | 83.153 | 277.6119
2023 | 9 | 4 | 17 | 63.8591 | 84.835 | 305.6511
2023 | 9 | 4 | 18 | 64.5271 | 80.1128 | 330.3394
2023 | 9 | 4 | 19 | 62.4383 | 79.4732 | 334.0992
2023 | 9 | 4 | 20 | 59.3404 | 77.2062 | 331.9749
2023 | 9 | 4 | 21 | 52.663 | 75.0805 | 304.6061
2023 | 9 | 4 | 22 | 46.132 | 70.1661 | 273.5701
2023 | 9 | 4 | 23 | 42.4451 | 65.2055 | 242.7737
2023 | 9 | 5 | 0 | 40.0293 | 64.6715 | 214.3788
2023 | 9 | 5 | 1 | 42.6963 | 63.1009 | 233.0664
2023 | 9 | 5 | 2 | 41.2759 | 61.5849 | 226.4556
2023 | 9 | 5 | 3 | 40.3904 | 60.6578 | 223.5757
2023 | 9 | 5 | 4 | 41.3547 | 60.4955 | 226.2564
2023 | 9 | 5 | 5 | 43.6129 | 63.1242 | 236.1255
2023 | 9 | 5 | 6 | 48.5046 | 73.018 | 258.4918
2023 | 9 | 5 | 7 | 51.6148 | 81.2063 | 283.6361
2023 | 9 | 5 | 8 | 53.9414 | 88.2535 | 283.8393
2023 | 9 | 5 | 9 | 56.0765 | 93.5288 | 274.7745
2023 | 9 | 5 | 10 | 57.6804 | 98.7066 | 268.3021
2023 | 9 | 5 | 11 | 59.1841 | 99.0779 | 270.0568
2023 | 9 | 5 | 12 | 60.3092 | 97.0726 | 267.2906
2023 | 9 | 5 | 13 | 61.7324 | 98.7643 | 270.1239
2023 | 9 | 5 | 14 | 63.4139 | 99.1059 | 273.3744
2023 | 9 | 5 | 15 | 65.6997 | 96.9071 | 281.6324
2023 | 9 | 5 | 16 | 68.9555 | 98.2326 | 303.583
2023 | 9 | 5 | 17 | 71.4819 | 94.687 | 336.3635
2023 | 9 | 5 | 18 | 68.5015 | 91.5364 | 366.5685
2023 | 9 | 5 | 19 | 66.5461 | 90.6234 | 379.9719
2023 | 9 | 5 | 20 | 64.1651 | 89.0965 | 380.5552
2023 | 9 | 5 | 21 | 58.0299 | 83.8683 | 354.2768
2023 | 9 | 5 | 22 | 51.628 | 78.6042 | 319.2783
2023 | 9 | 5 | 23 | 46.4899 | 71.4986 | 284.2898
2023 | 9 | 6 | 0 | 45.192 | 66.4445 | 260.5729
2023 | 9 | 6 | 1 | 44.6055 | 65.9541 | 248.6614
2023 | 9 | 6 | 2 | 42.9643 | 64.1209 | 240.906
2023 | 9 | 6 | 3 | 41.9626 | 62.8854 | 236.7726
2023 | 9 | 6 | 4 | 42.752 | 62.6481 | 238.6679
2023 | 9 | 6 | 5 | 45.1852 | 65.4959 | 247.886
2023 | 9 | 6 | 6 | 51.2032 | 74.7397 | 272.3281
2023 | 9 | 6 | 7 | 54.8784 | 83.0091 | 298.242
2023 | 9 | 6 | 8 | 57.6943 | 90.4334 | 301.3189
2023 | 9 | 6 | 9 | 60.8563 | 96.4354 | 295.6383
2023 | 9 | 6 | 10 | 63.5919 | 102.1176 | 293.4035
2023 | 9 | 6 | 11 | 66.4303 | 101.7183 | 295.7957
2023 | 9 | 6 | 12 | 69.0124 | 100.7756 | 288.0308
2023 | 9 | 6 | 13 | 70.9818 | 102.4327 | 292.9592
2023 | 9 | 6 | 14 | 72.6601 | 103.3124 | 298.6684
2023 | 9 | 6 | 15 | 74.6631 | 101.3295 | 306.2903
2023 | 9 | 6 | 16 | 77.4052 | 101.9524 | 328.4226
2023 | 9 | 6 | 17 | 78.8992 | 97.8598 | 362.9636
2023 | 9 | 6 | 18 | 77.4572 | 94.2521 | 389.4941
2023 | 9 | 6 | 19 | 75.6317 | 92.7939 | 401.5294
2023 | 9 | 6 | 20 | 73.4563 | 91.3642 | 402.9097
2023 | 9 | 6 | 21 | 67.0396 | 86.2522 | 376.6606
2023 | 9 | 6 | 22 | 59.8614 | 80.4307 | 339.8614
2023 | 9 | 6 | 23 | 53.6752 | 73.5897 | 302.6876
2023 | 9 | 7 | 0 | 50.7095 | 71.03 | 272.5409
2023 | 9 | 7 | 1 | 48.3759 | 66.0758 | 266.921
2023 | 9 | 7 | 2 | 46.3657 | 64.3173 | 256.519
2023 | 9 | 7 | 3 | 45.1748 | 63.0961 | 250.5359
2023 | 9 | 7 | 4 | 45.7749 | 62.6558 | 250.5859
2023 | 9 | 7 | 5 | 48.2215 | 65.5495 | 258.5021
2023 | 9 | 7 | 6 | 53.9611 | 76.2473 | 282.5353
2023 | 9 | 7 | 7 | 57.9524 | 84.5906 | 312.0228
2023 | 9 | 7 | 8 | 61.0349 | 92.4609 | 322.5462
2023 | 9 | 7 | 9 | 64.1336 | 98.2524 | 323.1412
2023 | 9 | 7 | 10 | 66.8191 | 105.3002 | 322.7859
2023 | 9 | 7 | 11 | 69.5384 | 106.658 | 328.5254
2023 | 9 | 7 | 12 | 72.1742 | 105.8563 | 333.2449
2023 | 9 | 7 | 13 | 74.1104 | 108.8204 | 341.8749
2023 | 9 | 7 | 14 | 75.6944 | 107.5682 | 347.9936
2023 | 9 | 7 | 15 | 77.3541 | 103.7345 | 357.0353
2023 | 9 | 7 | 16 | 79.3797 | 106.8312 | 377.7961
2023 | 9 | 7 | 17 | 79.9054 | 101.6944 | 407.6971
2023 | 9 | 7 | 18 | 79.8265 | 101.7889 | 437.1487
2023 | 9 | 7 | 19 | 77.8728 | 100.4611 | 448.3615
2023 | 9 | 7 | 20 | 75.1241 | 98.0648 | 444.854
2023 | 9 | 7 | 21 | 68.2104 | 91.8438 | 414.7111
2023 | 9 | 7 | 22 | 60.7543 | 85.6257 | 374.1354
2023 | 9 | 7 | 23 | 54.4589 | 78.1689 | 332.4175
2023 | 9 | 8 | 0 | 49.5663 | 71.3008 | 298.4642
2023 | 9 | 8 | 1 | 48.8235 | 69.024 | 283.9199
2023 | 9 | 8 | 2 | 46.6271 | 66.6146 | 271.566
2023 | 9 | 8 | 3 | 45.287 | 65.3541 | 263.7771
2023 | 9 | 8 | 4 | 45.6853 | 64.8314 | 262.5979
2023 | 9 | 8 | 5 | 47.993 | 67.3281 | 269.1804
2023 | 9 | 8 | 6 | 53.1455 | 77.9038 | 292.7686
2023 | 9 | 8 | 7 | 57.5357 | 86.5944 | 325.1992
2023 | 9 | 8 | 8 | 61.6903 | 94.8039 | 344.9467
2023 | 9 | 8 | 9 | 65.6344 | 101.4522 | 355.4267
2023 | 9 | 8 | 10 | 68.8942 | 108.4353 | 357.7434
2023 | 9 | 8 | 11 | 71.8778 | 110.7218 | 359.1445
2023 | 9 | 8 | 12 | 74.7067 | 111.1132 | 355.3749
2023 | 9 | 8 | 13 | 76.962 | 113.662 | 363.6723
2023 | 9 | 8 | 14 | 78.8378 | 111.1241 | 369.3216
2023 | 9 | 8 | 15 | 81.1518 | 105.9131 | 378.7354
2023 | 9 | 8 | 16 | 83.4908 | 110.2515 | 397.3389
2023 | 9 | 8 | 17 | 84.1239 | 104.4185 | 423.3359
2023 | 9 | 8 | 18 | 80.6729 | 102.2721 | 446.6442
2023 | 9 | 8 | 19 | 78.0342 | 99.5221 | 455.8538
2023 | 9 | 8 | 20 | 74.3075 | 98.3547 | 449.1974
2023 | 9 | 8 | 21 | 67.1908 | 91.9248 | 418.2387
2023 | 9 | 8 | 22 | 59.9965 | 85.5043 | 380.7649
2023 | 9 | 8 | 23 | 53.9396 | 77.0716 | 342.1955
2023 | 9 | 9 | 0 | 50.7161 | 70.578 | 305.6464
2023 | 9 | 9 | 1 | 47.3952 | 65.7202 | 289.3482
2023 | 9 | 9 | 2 | 44.7547 | 63.8203 | 275.0554
2023 | 9 | 9 | 3 | 43.1367 | 62.4026 | 265.7446
2023 | 9 | 9 | 4 | 42.5766 | 61.1546 | 261.2117
2023 | 9 | 9 | 5 | 43.6297 | 61.5649 | 261.0065
2023 | 9 | 9 | 6 | 47.8898 | 67.6878 | 269.4882
2023 | 9 | 9 | 7 | 52.1319 | 69.6985 | 291.6067
2023 | 9 | 9 | 8 | 57.9556 | 75.1965 | 312.5415
2023 | 9 | 9 | 9 | 64.223 | 82.7161 | 326.7171
2023 | 9 | 9 | 10 | 68.8809 | 90.6386 | 333.5472
2023 | 9 | 9 | 11 | 72.712 | 95.3259 | 342.2625
2023 | 9 | 9 | 12 | 75.1536 | 95.0623 | 338.982
2023 | 9 | 9 | 13 | 77.2683 | 95.5578 | 345.4673
2023 | 9 | 9 | 14 | 78.7607 | 95.8026 | 352.8415
2023 | 9 | 9 | 15 | 80.327 | 91.1644 | 363.9767
2023 | 9 | 9 | 16 | 82.2445 | 96.0875 | 387.6708
2023 | 9 | 9 | 17 | 82.1127 | 94.6292 | 423.8056
2023 | 9 | 9 | 18 | 77.5653 | 92.0619 | 446.4349
2023 | 9 | 9 | 19 | 75.1937 | 90.5047 | 450.9293
2023 | 9 | 9 | 20 | 70.7014 | 87.6952 | 439.2933
2023 | 9 | 9 | 21 | 63.7202 | 83.9588 | 410.0599
2023 | 9 | 9 | 22 | 57.4036 | 78.8995 | 375.602
2023 | 9 | 9 | 23 | 52.6443 | 73.9492 | 340.4993
2023 | 9 | 10 | 0 | 50.0638 | 67.03 | 309.0976
2023 | 9 | 10 | 1 | 45.2007 | 64.6978 | 282.6912
2023 | 9 | 10 | 2 | 42.8257 | 62.8054 | 269.6875
2023 | 9 | 10 | 3 | 41.2792 | 61.6843 | 260.6935
2023 | 9 | 10 | 4 | 40.712 | 60.8299 | 256.4366
2023 | 9 | 10 | 5 | 41.5088 | 61.1452 | 256.5359
2023 | 9 | 10 | 6 | 44.7349 | 64.5396 | 263.9611
2023 | 9 | 10 | 7 | 47.4627 | 65.5047 | 281.3529
2023 | 9 | 10 | 8 | 51.0637 | 69.2112 | 299.4482
2023 | 9 | 10 | 9 | 54.8411 | 74.8268 | 315.8098
2023 | 9 | 10 | 10 | 57.6631 | 81.2474 | 324.7945
2023 | 9 | 10 | 11 | 60.0177 | 85.1801 | 332.434
2023 | 9 | 10 | 12 | 61.2582 | 86.017 | 343.1774
2023 | 9 | 10 | 13 | 61.667 | 87.6837 | 350.5087
2023 | 9 | 10 | 14 | 61.699 | 89.8291 | 354.3639
2023 | 9 | 10 | 15 | 61.9759 | 86.685 | 363.8586
2023 | 9 | 10 | 16 | 63.6425 | 89.9465 | 383.7852
2023 | 9 | 10 | 17 | 64.148 | 89.5549 | 415.9858
2023 | 9 | 10 | 18 | 61.9073 | 93.0775 | 438.6765
2023 | 9 | 10 | 19 | 60.7723 | 91.0813 | 440.4445
2023 | 9 | 10 | 20 | 58.9428 | 89.2672 | 430.2153
2023 | 9 | 10 | 21 | 53.5868 | 84.4255 | 398.7601
2023 | 9 | 10 | 22 | 48.3755 | 79.6171 | 360.077
2023 | 9 | 10 | 23 | 44.6101 | 74.7388 | 321.419
2023 | 9 | 11 | 0 | 42.1505 | 69.2823 | 291.0529
2023 | 9 | 11 | 1 | 42.2675 | 67.802 | 267.6666
2023 | 9 | 11 | 2 | 41.245 | 66.1823 | 258.2038
2023 | 9 | 11 | 3 | 40.8655 | 65.5477 | 252.1299
2023 | 9 | 11 | 4 | 42.0408 | 65.6871 | 252.8559
2023 | 9 | 11 | 5 | 45.0728 | 68.6249 | 260.7533
2023 | 9 | 11 | 6 | 50.163 | 79.7732 | 286.3116
2023 | 9 | 11 | 7 | 53.4672 | 89.668 | 317.0622
2023 | 9 | 11 | 8 | 55.4291 | 98.8423 | 328.7968
2023 | 9 | 11 | 9 | 57.3169 | 104.6157 | 331.5935
2023 | 9 | 11 | 10 | 59.0129 | 110.9903 | 328.222
2023 | 9 | 11 | 11 | 60.8201 | 113.6333 | 327.0911
2023 | 9 | 11 | 12 | 62.3792 | 112.1867 | 316.9049
2023 | 9 | 11 | 13 | 63.3271 | 114.1637 | 317.6111
2023 | 9 | 11 | 14 | 64.2139 | 109.3647 | 319.7413
2023 | 9 | 11 | 15 | 65.7112 | 106.5596 | 327.4304
2023 | 9 | 11 | 16 | 68.1116 | 111.828 | 346.3217
2023 | 9 | 11 | 17 | 69.0611 | 107.2219 | 379.2811
2023 | 9 | 11 | 18 | 67.3707 | 103.834 | 385.8421
2023 | 9 | 11 | 19 | 65.9267 | 102.1189 | 388.368
2023 | 9 | 11 | 20 | 64.2754 | 100.2734 | 381.9548
2023 | 9 | 11 | 21 | 58.3653 | 94.1551 | 350.3511
2023 | 9 | 11 | 22 | 52.0208 | 87.369 | 315.166
2023 | 9 | 11 | 23 | 47.1728 | 80.907 | 281.7024
2023 | 9 | 12 | 0 | 43.93 | 75.5619 | 274.367
2023 | 9 | 12 | 1 | 42.3908 | 71.7111 | 247.6902
2023 | 9 | 12 | 2 | 40.9918 | 69.3655 | 240.0297
2023 | 9 | 12 | 3 | 40.1993 | 68.0635 | 234.9134
2023 | 9 | 12 | 4 | 41.0387 | 67.634 | 236.1965
2023 | 9 | 12 | 5 | 43.4052 | 70.4701 | 244.5697
2023 | 9 | 12 | 6 | 47.7125 | 80.8162 | 268.7031
2023 | 9 | 12 | 7 | 51.1752 | 90.3666 | 294.942
2023 | 9 | 12 | 8 | 53.345 | 97.6464 | 295.5835
2023 | 9 | 12 | 9 | 54.9633 | 101.8409 | 284.7604
2023 | 9 | 12 | 10 | 56.0825 | 108.2033 | 274.3497
2023 | 9 | 12 | 11 | 56.6964 | 113.6874 | 270.5147
2023 | 9 | 12 | 12 | 54.1432 | 114.1018 | 264.5798
2023 | 9 | 12 | 13 | 54.4617 | 115.7643 | 261.0502
2023 | 9 | 12 | 14 | 55.1117 | 109.1811 | 258.7887
2023 | 9 | 12 | 15 | 56.2981 | 105.7132 | 262.2963
2023 | 9 | 12 | 16 | 58.7816 | 111.7096 | 280.8315
2023 | 9 | 12 | 17 | 60.6081 | 106.1658 | 315.0313
2023 | 9 | 12 | 18 | 59.0849 | 98.4519 | 346.3317
2023 | 9 | 12 | 19 | 57.9509 | 95.6195 | 359.1561
2023 | 9 | 12 | 20 | 55.9582 | 94.9105 | 358.0703
2023 | 9 | 12 | 21 | 50.6111 | 89.9347 | 329.6008
2023 | 9 | 12 | 22 | 45.4112 | 83.5794 | 297.3971
2023 | 9 | 12 | 23 | 41.5711 | 77.7164 | 266.1652
2023 | 9 | 13 | 0 | 41.0517 | 77.2355 | 250.7173
2023 | 9 | 13 | 1 | 39.9049 | 72.0641 | 229.437
2023 | 9 | 13 | 2 | 39.0017 | 69.2 | 223.6596
2023 | 9 | 13 | 3 | 38.5018 | 67.6125 | 219.8619
2023 | 9 | 13 | 4 | 39.672 | 68.188 | 222.5431
2023 | 9 | 13 | 5 | 42.1666 | 71.2354 | 232.3097
2023 | 9 | 13 | 6 | 46.3479 | 82.8547 | 258.1509
2023 | 9 | 13 | 7 | 49.4268 | 92.7238 | 285.1352
2023 | 9 | 13 | 8 | 50.2541 | 96.5094 | 295.1583
2023 | 9 | 13 | 9 | 50.5362 | 98.5545 | 298.3131
2023 | 9 | 13 | 10 | 50.7692 | 98.594 | 297.7347
2023 | 9 | 13 | 11 | 51.0278 | 103.5597 | 294.8626
2023 | 9 | 13 | 12 | 50.6578 | 103.0953 | 282.7468
2023 | 9 | 13 | 13 | 50.7675 | 103.031 | 283.7824
2023 | 9 | 13 | 14 | 51.1109 | 93.4913 | 285.3311
2023 | 9 | 13 | 15 | 52.8652 | 91.4277 | 289.1075
2023 | 9 | 13 | 16 | 56.1771 | 94.9279 | 304.9265
2023 | 9 | 13 | 17 | 58.7501 | 89.3543 | 332.3971
2023 | 9 | 13 | 18 | 58.5102 | 79.1979 | 358.3114
2023 | 9 | 13 | 19 | 58.154 | 77.8424 | 362.9898
2023 | 9 | 13 | 20 | 56.9855 | 77.469 | 361.0614
2023 | 9 | 13 | 21 | 52.1472 | 75.1717 | 332.8334
2023 | 9 | 13 | 22 | 46.7819 | 69.8845 | 300.2369
2023 | 9 | 13 | 23 | 42.3583 | 64.9906 | 269.2127
2023 | 9 | 14 | 0 | 41.8182 | 67.3672 | 249.9634
2023 | 9 | 14 | 1 | 40.2783 | 67.4782 | 253.1352
2023 | 9 | 14 | 2 | 39.3942 | 65.4452 | 245.8213
2023 | 9 | 14 | 3 | 39.0349 | 64.2922 | 241.7565
2023 | 9 | 14 | 4 | 40.1851 | 65.0983 | 243.1631
2023 | 9 | 14 | 5 | 42.7598 | 68.3641 | 252.3952
2023 | 9 | 14 | 6 | 47.5278 | 81.0694 | 283.0694
2023 | 9 | 14 | 7 | 50.4847 | 89.8377 | 314.89
2023 | 9 | 14 | 8 | 51.2326 | 95.4733 | 322.4605
2023 | 9 | 14 | 9 | 51.3729 | 97.2174 | 320.212
2023 | 9 | 14 | 10 | 51.6945 | 100.3602 | 321.9104
2023 | 9 | 14 | 11 | 52.1042 | 101.8321 | 329.7675
2023 | 9 | 14 | 12 | 51.0932 | 102.2799 | 351.3244
2023 | 9 | 14 | 13 | 51.3916 | 103.4318 | 353.5754
2023 | 9 | 14 | 14 | 52.2882 | 97.5832 | 356.4667
2023 | 9 | 14 | 15 | 53.9584 | 95.0427 | 361.7363
2023 | 9 | 14 | 16 | 56.6244 | 97.0063 | 372.4485
2023 | 9 | 14 | 17 | 58.7943 | 91.3215 | 395.1116
2023 | 9 | 14 | 18 | 58.6967 | 87.2001 | 393.4646
2023 | 9 | 14 | 19 | 58.8428 | 86.6866 | 395.3533
2023 | 9 | 14 | 20 | 57.7785 | 86.8595 | 392.1961
2023 | 9 | 14 | 21 | 52.9343 | 83.2922 | 365.5003
2023 | 9 | 14 | 22 | 47.6901 | 77.6696 | 331.1329
2023 | 9 | 14 | 23 | 43.2037 | 71.8116 | 297.1439
2023 | 9 | 15 | 0 | 41.8395 | 67.0213 | 293.2353
2023 | 9 | 15 | 1 | 40.2496 | 65.9148 | 265.0001
2023 | 9 | 15 | 2 | 39.2179 | 63.5106 | 257.16
2023 | 9 | 15 | 3 | 38.7182 | 62.4716 | 252.2342
2023 | 9 | 15 | 4 | 39.8804 | 63.2768 | 252.668
2023 | 9 | 15 | 5 | 42.4049 | 65.9604 | 261.3559
2023 | 9 | 15 | 6 | 46.8715 | 77.163 | 287.4186
2023 | 9 | 15 | 7 | 49.7204 | 85.5012 | 319.4194
2023 | 9 | 15 | 8 | 51.0817 | 90.6266 | 330.152
2023 | 9 | 15 | 9 | 52.0656 | 95.3951 | 327.4979
2023 | 9 | 15 | 10 | 53.1595 | 99.0561 | 318.6788
2023 | 9 | 15 | 11 | 53.9782 | 101.0995 | 306.2747
2023 | 9 | 15 | 12 | 54.839 | 100.2389 | 298.4226
2023 | 9 | 15 | 13 | 55.7465 | 102.2626 | 291.1239
2023 | 9 | 15 | 14 | 57.0027 | 97.8751 | 285.8215
2023 | 9 | 15 | 15 | 59.0686 | 94.4752 | 286.7776
2023 | 9 | 15 | 16 | 61.9602 | 95.041 | 302.4377
2023 | 9 | 15 | 17 | 64.046 | 89.8284 | 327.1049
2023 | 9 | 15 | 18 | 58.6796 | 80.6925 | 336.732
2023 | 9 | 15 | 19 | 58.3818 | 81.2021 | 352.6082
2023 | 9 | 15 | 20 | 56.7904 | 81.1356 | 349.1252
2023 | 9 | 15 | 21 | 51.8674 | 78.6314 | 324.0837
2023 | 9 | 15 | 22 | 46.9326 | 73.0886 | 297.5984
2023 | 9 | 15 | 23 | 42.7926 | 66.0355 | 271.9218
2023 | 9 | 16 | 0 | 42.2061 | 63.7645 | 255.3412
2023 | 9 | 16 | 1 | 41.0383 | 60.6562 | 241.3116
2023 | 9 | 16 | 2 | 39.2511 | 58.7038 | 234.6902
2023 | 9 | 16 | 3 | 38.1686 | 57.9481 | 231.8283
2023 | 9 | 16 | 4 | 38.2053 | 58.0908 | 233.0886
2023 | 9 | 16 | 5 | 39.2383 | 59.1742 | 238.0543
2023 | 9 | 16 | 6 | 43.5115 | 62.1086 | 246.0812
2023 | 9 | 16 | 7 | 46.2608 | 63.4085 | 264.9132
2023 | 9 | 16 | 8 | 50.0651 | 69.0973 | 274.4199
2023 | 9 | 16 | 9 | 54.1338 | 73.2003 | 272.0876
2023 | 9 | 16 | 10 | 56.9614 | 77.0441 | 264.6145
2023 | 9 | 16 | 11 | 58.7262 | 79.3561 | 267.0834
2023 | 9 | 16 | 12 | 59.4385 | 79.8432 | 259.5584
2023 | 9 | 16 | 13 | 59.8731 | 80.2255 | 260.0406
2023 | 9 | 16 | 14 | 60.1462 | 82.6459 | 253.1758
2023 | 9 | 16 | 15 | 60.3801 | 80.3638 | 254.9327
2023 | 9 | 16 | 16 | 61.9586 | 78.8222 | 272.2511
2023 | 9 | 16 | 17 | 62.8088 | 77.223 | 307.2935
2023 | 9 | 16 | 18 | 60.3332 | 76.8625 | 331.6428
2023 | 9 | 16 | 19 | 59.5213 | 77.1003 | 342.7774
2023 | 9 | 16 | 20 | 57.908 | 74.1697 | 336.4689
2023 | 9 | 16 | 21 | 53.7912 | 71.9345 | 311.9584
2023 | 9 | 16 | 22 | 49.2067 | 68.2624 | 287.0742
2023 | 9 | 16 | 23 | 45.594 | 63.8485 | 263.1564
2023 | 9 | 17 | 0 | 43.8577 | 61.1028 | 241.5698
2023 | 9 | 17 | 1 | 40.7414 | 59.9125 | 241.764
2023 | 9 | 17 | 2 | 38.9844 | 58.1671 | 235.0684
2023 | 9 | 17 | 3 | 37.9587 | 57.4002 | 231.3301
2023 | 9 | 17 | 4 | 37.7586 | 57.2333 | 230.5776
2023 | 9 | 17 | 5 | 38.7891 | 57.7358 | 234.4227
2023 | 9 | 17 | 6 | 40.3714 | 61.1585 | 246.2634
2023 | 9 | 17 | 7 | 42.9814 | 61.8504 | 261.8341
2023 | 9 | 17 | 8 | 47.088 | 67.1783 | 276.5983
2023 | 9 | 17 | 9 | 51.3878 | 72.2105 | 285.8872
2023 | 9 | 17 | 10 | 54.8006 | 78.1811 | 286.3201
2023 | 9 | 17 | 11 | 57.361 | 80.9625 | 282.8937
2023 | 9 | 17 | 12 | 59.1738 | 79.9589 | 278.225
2023 | 9 | 17 | 13 | 60.4569 | 81.4324 | 275.7322
2023 | 9 | 17 | 14 | 61.5725 | 85.3785 | 273.2108
2023 | 9 | 17 | 15 | 63.2505 | 83.6109 | 276.0103
2023 | 9 | 17 | 16 | 66.1001 | 82.9528 | 289.5049
2023 | 9 | 17 | 17 | 68.1516 | 82.2663 | 318.5553
2023 | 9 | 17 | 18 | 62.6103 | 76.182 | 342.8857
2023 | 9 | 17 | 19 | 61.9216 | 75.6261 | 348.3951
2023 | 9 | 17 | 20 | 59.6476 | 74.5988 | 341.5027
2023 | 9 | 17 | 21 | 54.2447 | 72.812 | 315.6655
2023 | 9 | 17 | 22 | 48.6393 | 69.1708 | 288.6872
2023 | 9 | 17 | 23 | 44.7746 | 64.8755 | 261.6897
2023 | 9 | 18 | 0 | 42.8785 | 65.3871 | 244.7118
2023 | 9 | 18 | 1 | 42.4863 | 63.1127 | 237.8184
2023 | 9 | 18 | 2 | 41.4208 | 61.5058 | 233.2984
2023 | 9 | 18 | 3 | 40.9679 | 61.1342 | 232.1439
2023 | 9 | 18 | 4 | 42.0608 | 62.702 | 235.7994
2023 | 9 | 18 | 5 | 44.9613 | 66.0928 | 247.4102
2023 | 9 | 18 | 6 | 50.8839 | 74.2345 | 272.1874
2023 | 9 | 18 | 7 | 54.7351 | 82.2373 | 302.8581
2023 | 9 | 18 | 8 | 57.0302 | 90.1452 | 309.7268
2023 | 9 | 18 | 9 | 59.2074 | 92.9159 | 308.8509
2023 | 9 | 18 | 10 | 61.4048 | 94.7144 | 303.783
2023 | 9 | 18 | 11 | 63.6156 | 94.0409 | 301.0788
2023 | 9 | 18 | 12 | 65.4909 | 93.63 | 300.3014
2023 | 9 | 18 | 13 | 66.598 | 94.668 | 299.839
2023 | 9 | 18 | 14 | 67.1099 | 91.7756 | 298.3089
2023 | 9 | 18 | 15 | 68.3315 | 89.6127 | 302.3314
2023 | 9 | 18 | 16 | 70.6585 | 88.6241 | 316.549
2023 | 9 | 18 | 17 | 71.5631 | 83.9251 | 340.9492
2023 | 9 | 18 | 18 | 71.8434 | 82.1152 | 356.2348
2023 | 9 | 18 | 19 | 71.0411 | 83.3586 | 358.7379
2023 | 9 | 18 | 20 | 69.5119 | 80.1085 | 356.5842
2023 | 9 | 18 | 21 | 63.4862 | 76.6407 | 328.3267
2023 | 9 | 18 | 22 | 56.7011 | 71.3281 | 297.2469
2023 | 9 | 18 | 23 | 51.0944 | 64.9064 | 268.4118
2023 | 9 | 19 | 0 | 47.5755 | 65.9309 | 248.248
2023 | 9 | 19 | 1 | 46.9466 | 61.2806 | 235.6605
2023 | 9 | 19 | 2 | 45.3058 | 60.2511 | 229.3979
2023 | 9 | 19 | 3 | 44.4169 | 59.5097 | 225.8486
2023 | 9 | 19 | 4 | 45.1844 | 60.1554 | 227.8839
2023 | 9 | 19 | 5 | 48.0506 | 63.458 | 237.645
2023 | 9 | 19 | 6 | 53.067 | 75.4053 | 262.5445
2023 | 9 | 19 | 7 | 57.4774 | 84.025 | 292.9916
2023 | 9 | 19 | 8 | 60.7446 | 88.6626 | 300.9143
2023 | 9 | 19 | 9 | 63.7397 | 90.4495 | 297.0975
2023 | 9 | 19 | 10 | 66.3151 | 93.9901 | 289.227
2023 | 9 | 19 | 11 | 68.9246 | 95.863 | 284.4975
2023 | 9 | 19 | 12 | 71.2191 | 95.1575 | 270.2069
2023 | 9 | 19 | 13 | 73.1304 | 95.5459 | 266.897
2023 | 9 | 19 | 14 | 74.5869 | 94.0662 | 265.6874
2023 | 9 | 19 | 15 | 76.2629 | 93.6211 | 271.3217
2023 | 9 | 19 | 16 | 78.6886 | 91.5168 | 288.0504
2023 | 9 | 19 | 17 | 79.6823 | 87.6962 | 317.467
2023 | 9 | 19 | 18 | 77.959 | 83.9177 | 339.6806
2023 | 9 | 19 | 19 | 76.7215 | 84.0577 | 353.6075
2023 | 9 | 19 | 20 | 73.4995 | 82.9111 | 349.8424
2023 | 9 | 19 | 21 | 66.4358 | 79.3746 | 321.7712
2023 | 9 | 19 | 22 | 58.9943 | 74.8003 | 291.2327
2023 | 9 | 19 | 23 | 52.8416 | 68.6462 | 261.3608
2023 | 9 | 20 | 0 | 48.5428 | 64.3307 | 245.2589
2023 | 9 | 20 | 1 | 46.6606 | 61.9707 | 230.1802
2023 | 9 | 20 | 2 | 44.9454 | 60.5011 | 225.4371
2023 | 9 | 20 | 3 | 43.9183 | 59.7597 | 222.964
2023 | 9 | 20 | 4 | 44.5911 | 60.6311 | 226.1527
2023 | 9 | 20 | 5 | 47.1625 | 63.6009 | 237.8067
2023 | 9 | 20 | 6 | 52.9496 | 75.5483 | 268.5013
2023 | 9 | 20 | 7 | 56.6179 | 84.1654 | 295.9076
2023 | 9 | 20 | 8 | 58.4305 | 88.2481 | 296.7141
2023 | 9 | 20 | 9 | 59.8222 | 90.6971 | 289.0952
2023 | 9 | 20 | 10 | 60.7825 | 93.3231 | 281.4153
2023 | 9 | 20 | 11 | 61.668 | 94.7056 | 274.7017
2023 | 9 | 20 | 12 | 62.1897 | 91.5081 | 276.7323
2023 | 9 | 20 | 13 | 62.2223 | 92.0523 | 276.5642
2023 | 9 | 20 | 14 | 62.0267 | 89.5367 | 276.6809
2023 | 9 | 20 | 15 | 62.5254 | 87.9881 | 279.1085
2023 | 9 | 20 | 16 | 64.3687 | 86.6632 | 295.72
2023 | 9 | 20 | 17 | 64.7464 | 82.6936 | 324.5748
2023 | 9 | 20 | 18 | 65.2955 | 80.1273 | 353.67
2023 | 9 | 20 | 19 | 64.2915 | 81.6604 | 361.1514
2023 | 9 | 20 | 20 | 61.6588 | 79.5001 | 356.424
2023 | 9 | 20 | 21 | 55.6997 | 77.3261 | 328.6632
2023 | 9 | 20 | 22 | 49.334 | 71.627 | 296.4053
2023 | 9 | 20 | 23 | 44.4457 | 65.9055 | 266.8253
2023 | 9 | 21 | 0 | 44.1782 | 62.8704 | 248.1365
2023 | 9 | 21 | 1 | 42.2634 | 60.3688 | 238.4119
2023 | 9 | 21 | 2 | 41.0212 | 58.96 | 233.5879
2023 | 9 | 21 | 3 | 40.3683 | 58.2624 | 231.7737
2023 | 9 | 21 | 4 | 41.1698 | 59.1428 | 235.3059
2023 | 9 | 21 | 5 | 43.4988 | 61.905 | 246.9011
2023 | 9 | 21 | 6 | 48.2704 | 74.2634 | 271.3138
2023 | 9 | 21 | 7 | 51.2887 | 82.0425 | 299.6959
2023 | 9 | 21 | 8 | 52.3798 | 88.4516 | 303.3771
2023 | 9 | 21 | 9 | 53.0289 | 91.0733 | 295.865
2023 | 9 | 21 | 10 | 53.3372 | 94.0628 | 287.7326
2023 | 9 | 21 | 11 | 53.7337 | 93.7768 | 283.3668
2023 | 9 | 21 | 12 | 54.0369 | 90.6951 | 269.3311
2023 | 9 | 21 | 13 | 54.5176 | 92.5141 | 269.3627
2023 | 9 | 21 | 14 | 55.2333 | 89.8152 | 269.2479
2023 | 9 | 21 | 15 | 57.0684 | 87.1004 | 272.2763
2023 | 9 | 21 | 16 | 59.6656 | 87.3854 | 287.3884
2023 | 9 | 21 | 17 | 60.9924 | 81.8588 | 319.0664
2023 | 9 | 21 | 18 | 60.8873 | 79.9199 | 358.5715
2023 | 9 | 21 | 19 | 60.5358 | 81.604 | 366.9074
2023 | 9 | 21 | 20 | 58.2531 | 79.8289 | 361.8655
2023 | 9 | 21 | 21 | 52.5271 | 76.7208 | 335.0447
2023 | 9 | 21 | 22 | 46.8829 | 72.2641 | 304.2915
2023 | 9 | 21 | 23 | 42.8693 | 66.4178 | 275.1446
2023 | 9 | 22 | 0 | 41.4637 | 62.9698 | 252.4358
2023 | 9 | 22 | 1 | 39.653 | 59.7979 | 240.9348
2023 | 9 | 22 | 2 | 38.7431 | 57.9559 | 236.4126
2023 | 9 | 22 | 3 | 38.3298 | 57.4155 | 234.428
2023 | 9 | 22 | 4 | 39.3315 | 58.6768 | 237.0111
2023 | 9 | 22 | 5 | 41.8622 | 60.9762 | 248.6766
2023 | 9 | 22 | 6 | 47.1078 | 73.0549 | 273.8453
2023 | 9 | 22 | 7 | 50.2823 | 81.0742 | 304.6423
2023 | 9 | 22 | 8 | 51.8151 | 86.8798 | 309.5156
2023 | 9 | 22 | 9 | 53.1481 | 89.0348 | 301.1331
2023 | 9 | 22 | 10 | 53.8074 | 91.523 | 288.4114
2023 | 9 | 22 | 11 | 54.2537 | 90.8788 | 278.1992
2023 | 9 | 22 | 12 | 55.8044 | 89.0152 | 276.6953
2023 | 9 | 22 | 13 | 56.2002 | 90.1047 | 274.4906
2023 | 9 | 22 | 14 | 56.4793 | 88.7781 | 272.4413
2023 | 9 | 22 | 15 | 57.5282 | 85.7953 | 274.535
2023 | 9 | 22 | 16 | 59.4887 | 83.7949 | 288.2544
2023 | 9 | 22 | 17 | 60.3317 | 78.5856 | 317.9077
2023 | 9 | 22 | 18 | 58.8177 | 74.8757 | 349.6478
2023 | 9 | 22 | 19 | 58.5929 | 76.7102 | 359.1576
2023 | 9 | 22 | 20 | 56.2687 | 75.207 | 352.0914
2023 | 9 | 22 | 21 | 51.1588 | 72.5729 | 327.6424
2023 | 9 | 22 | 22 | 46.6028 | 68.6572 | 302.2377
2023 | 9 | 22 | 23 | 42.9098 | 61.725 | 278.081
2023 | 9 | 23 | 0 | 40.4523 | 58.0118 | 256.4561
2023 | 9 | 23 | 1 | 37.5028 | 53.9832 | 245.2446
2023 | 9 | 23 | 2 | 36.2216 | 52.6522 | 238.7509
2023 | 9 | 23 | 3 | 35.7049 | 52.1959 | 235.4681
2023 | 9 | 23 | 4 | 35.7999 | 52.6191 | 236.5969
2023 | 9 | 23 | 5 | 37.0543 | 53.5507 | 242.1988
2023 | 9 | 23 | 6 | 39.8812 | 59.5862 | 249.783
2023 | 9 | 23 | 7 | 42.9061 | 61.3018 | 271.5384
2023 | 9 | 23 | 8 | 45.9483 | 66.6105 | 296.7208
2023 | 9 | 23 | 9 | 48.2899 | 70.5839 | 316.7272
2023 | 9 | 23 | 10 | 49.2544 | 73.2113 | 320.0416
2023 | 9 | 23 | 11 | 49.7048 | 74.0548 | 316.1531
2023 | 9 | 23 | 12 | 49.5163 | 69.8396 | 303.5781
2023 | 9 | 23 | 13 | 49.1988 | 69.5404 | 299.8679
2023 | 9 | 23 | 14 | 48.6045 | 72.4572 | 296.1644
2023 | 9 | 23 | 15 | 48.8167 | 71.1638 | 303.6096
2023 | 9 | 23 | 16 | 50.2173 | 65.9557 | 319.7959
2023 | 9 | 23 | 17 | 51.2729 | 64.468 | 343.9873
2023 | 9 | 23 | 18 | 51.0083 | 64.3524 | 360.5129
2023 | 9 | 23 | 19 | 50.7553 | 66.3661 | 359.8311
2023 | 9 | 23 | 20 | 48.1575 | 62.9903 | 346.8299
2023 | 9 | 23 | 21 | 43.8672 | 63.1419 | 319.5637
2023 | 9 | 23 | 22 | 40.3459 | 59.9592 | 294.7816
2023 | 9 | 23 | 23 | 38.2018 | 56.5931 | 271.641
2023 | 9 | 24 | 0 | 37.6909 | 54.2272 | 257.7281
2023 | 9 | 24 | 1 | 36.6936 | 52.3504 | 249.2966
2023 | 9 | 24 | 2 | 35.7045 | 50.8936 | 243.4289
2023 | 9 | 24 | 3 | 35.3735 | 50.6291 | 241.0022
2023 | 9 | 24 | 4 | 35.5778 | 51.2556 | 242.2624
2023 | 9 | 24 | 5 | 36.6478 | 51.8136 | 247.2271
2023 | 9 | 24 | 6 | 39.0102 | 54.0795 | 255.8675
2023 | 9 | 24 | 7 | 41.9782 | 54.318 | 272.4663
2023 | 9 | 24 | 8 | 45.3351 | 58.5837 | 287.3671
2023 | 9 | 24 | 9 | 48.0694 | 61.2181 | 299.1726
2023 | 9 | 24 | 10 | 49.3982 | 63.6399 | 301.195
2023 | 9 | 24 | 11 | 49.8305 | 64.2598 | 297.3107
2023 | 9 | 24 | 12 | 49.9222 | 63.4543 | 292.936
2023 | 9 | 24 | 13 | 49.6642 | 63.9108 | 290.5561
2023 | 9 | 24 | 14 | 49.0036 | 69.7652 | 290.0726
2023 | 9 | 24 | 15 | 49.6728 | 70.1579 | 294.9069
2023 | 9 | 24 | 16 | 51.8171 | 63.6945 | 312.0347
2023 | 9 | 24 | 17 | 53.9063 | 62.9053 | 341.2082
2023 | 9 | 24 | 18 | 53.5409 | 60.4482 | 367.0545
2023 | 9 | 24 | 19 | 53.6597 | 62.5024 | 370.4144
2023 | 9 | 24 | 20 | 51.3098 | 60.0577 | 357.7464
2023 | 9 | 24 | 21 | 46.7488 | 59.1788 | 329.2822
2023 | 9 | 24 | 22 | 42.3653 | 57.3923 | 300.0923
2023 | 9 | 24 | 23 | 39.6105 | 53.7554 | 271.7725
2023 | 9 | 25 | 0 | 39.3835 | 54.779 | 257.9273
2023 | 9 | 25 | 1 | 38.871 | 54.6925 | 248.6941
2023 | 9 | 25 | 2 | 38.4049 | 53.9294 | 245.5473
2023 | 9 | 25 | 3 | 38.3929 | 54.0217 | 244.4065
2023 | 9 | 25 | 4 | 39.7426 | 55.8651 | 248.1705
2023 | 9 | 25 | 5 | 42.6267 | 59.3805 | 261.365
2023 | 9 | 25 | 6 | 47.4298 | 67.7013 | 286.5829
2023 | 9 | 25 | 7 | 50.6706 | 75.4645 | 319.7923
2023 | 9 | 25 | 8 | 51.4997 | 82.7579 | 331.7821
2023 | 9 | 25 | 9 | 51.4048 | 85.3449 | 333.2808
2023 | 9 | 25 | 10 | 52.0271 | 87.9411 | 325.8786
2023 | 9 | 25 | 11 | 52.2878 | 85.0666 | 316.3986
2023 | 9 | 25 | 12 | 51.844 | 85.4284 | 299.4807
2023 | 9 | 25 | 13 | 52.1662 | 85.7228 | 296.0299
2023 | 9 | 25 | 14 | 52.6786 | 86.8886 | 295.5997
2023 | 9 | 25 | 15 | 53.8765 | 84.9225 | 299.3277
2023 | 9 | 25 | 16 | 56.2128 | 80.556 | 315.7389
2023 | 9 | 25 | 17 | 58.5111 | 76.068 | 341.8721
2023 | 9 | 25 | 18 | 59.2128 | 70.7273 | 358.4863
2023 | 9 | 25 | 19 | 59.5049 | 72.9049 | 365.1757
2023 | 9 | 25 | 20 | 57.8655 | 70.3673 | 356.8175
2023 | 9 | 25 | 21 | 52.4483 | 68.5644 | 328.4554
2023 | 9 | 25 | 22 | 46.9582 | 65.3868 | 297.7727
2023 | 9 | 25 | 23 | 42.7025 | 59.4812 | 270.7176
2023 | 9 | 26 | 0 | 41.8189 | 59.1628 | 250.8289
2023 | 9 | 26 | 1 | 39.3808 | 57.7122 | 241.3973
2023 | 9 | 26 | 2 | 38.5085 | 56.2013 | 236.9745
2023 | 9 | 26 | 3 | 38.0914 | 55.7904 | 234.9976
2023 | 9 | 26 | 4 | 39.2712 | 56.9215 | 238.1342
2023 | 9 | 26 | 5 | 41.7118 | 59.6747 | 250.2764
2023 | 9 | 26 | 6 | 46.8347 | 69.6514 | 277.7069
2023 | 9 | 26 | 7 | 49.7233 | 77.4808 | 309.2289
2023 | 9 | 26 | 8 | 50.3435 | 83.7124 | 317.9766
2023 | 9 | 26 | 9 | 50.303 | 85.1748 | 316.6235
2023 | 9 | 26 | 10 | 50.621 | 87.707 | 308.961
2023 | 9 | 26 | 11 | 50.9487 | 87.4499 | 300.7717
2023 | 9 | 26 | 12 | 51.0256 | 90.9087 | 295.094
2023 | 9 | 26 | 13 | 51.5648 | 91.992 | 292.7249
2023 | 9 | 26 | 14 | 52.2245 | 92.7974 | 294.3626
2023 | 9 | 26 | 15 | 54.0473 | 91.7611 | 300.5136
2023 | 9 | 26 | 16 | 57.2883 | 89.2964 | 318.5053
2023 | 9 | 26 | 17 | 59.6545 | 85.1069 | 342.0662
2023 | 9 | 26 | 18 | 60.5622 | 77.4155 | 351.9846
2023 | 9 | 26 | 19 | 61.0032 | 80.0673 | 360.7015
2023 | 9 | 26 | 20 | 59.1919 | 76.6468 | 353.7187
2023 | 9 | 26 | 21 | 53.4263 | 74.8199 | 325.6903
2023 | 9 | 26 | 22 | 47.5637 | 69.4493 | 294.6162
2023 | 9 | 26 | 23 | 43.3305 | 62.4091 | 266.6479
2023 | 9 | 27 | 0 | 42.2743 | 60.7651 | 250.1871
2023 | 9 | 27 | 1 | 39.9667 | 58.8317 | 238.6692
2023 | 9 | 27 | 2 | 38.9744 | 57.1436 | 234.7592
2023 | 9 | 27 | 3 | 38.5079 | 56.2216 | 232.7609
2023 | 9 | 27 | 4 | 39.6511 | 57.2319 | 236.2382
2023 | 9 | 27 | 5 | 42.3004 | 60.2975 | 247.8994
2023 | 9 | 27 | 6 | 48.4003 | 70.5203 | 272.8782
2023 | 9 | 27 | 7 | 51.7026 | 78.2295 | 303.147
2023 | 9 | 27 | 8 | 52.7369 | 83.949 | 307.3628
2023 | 9 | 27 | 9 | 53.7228 | 85.8797 | 298.5926
2023 | 9 | 27 | 10 | 54.7974 | 87.4266 | 288.8531
2023 | 9 | 27 | 11 | 56.0879 | 87.8445 | 283.3288
2023 | 9 | 27 | 12 | 57.1555 | 90.909 | 245.7583
2023 | 9 | 27 | 13 | 58.3988 | 92.1471 | 242.5374
2023 | 9 | 27 | 14 | 59.5972 | 93.1833 | 242.5129
2023 | 9 | 27 | 15 | 61.7697 | 92.2572 | 247.8431
2023 | 9 | 27 | 16 | 65.0674 | 88.7807 | 265.1778
2023 | 9 | 27 | 17 | 67.1108 | 83.5403 | 302.6573
2023 | 9 | 27 | 18 | 66.6042 | 79.9856 | 336.3942
2023 | 9 | 27 | 19 | 66.5913 | 81.1158 | 353.7375
2023 | 9 | 27 | 20 | 64.0473 | 78.7052 | 350.9271
2023 | 9 | 27 | 21 | 57.7266 | 76.3924 | 326.0022
2023 | 9 | 27 | 22 | 51.3777 | 71.9151 | 296.1717
2023 | 9 | 27 | 23 | 46.2008 | 65.0388 | 267.0719
2023 | 9 | 28 | 0 | 45.6516 | 61.4712 | 248.5713
2023 | 9 | 28 | 1 | 44.1211 | 59.2961 | 240.0941
2023 | 9 | 28 | 2 | 42.5806 | 57.8371 | 236.7614
2023 | 9 | 28 | 3 | 41.7041 | 57.1315 | 236.2476
2023 | 9 | 28 | 4 | 42.3922 | 58.3303 | 240.7416
2023 | 9 | 28 | 5 | 44.6285 | 60.9406 | 254.0119
2023 | 9 | 28 | 6 | 51.1855 | 73.2383 | 276.5375
2023 | 9 | 28 | 7 | 54.9617 | 81.709 | 308.2329
2023 | 9 | 28 | 8 | 56.9223 | 87.794 | 313.5344
2023 | 9 | 28 | 9 | 58.7556 | 89.1617 | 309.3985
2023 | 9 | 28 | 10 | 60.1589 | 92.5811 | 301.6115
2023 | 9 | 28 | 11 | 61.6694 | 91.4792 | 295.3584
2023 | 9 | 28 | 12 | 62.3626 | 87.435 | 303.7463
2023 | 9 | 28 | 13 | 63.1805 | 88.7628 | 302.7888
2023 | 9 | 28 | 14 | 63.5838 | 88.4094 | 304.5599
2023 | 9 | 28 | 15 | 64.8061 | 85.8427 | 311.1171
2023 | 9 | 28 | 16 | 67.0695 | 84.011 | 327.0319
2023 | 9 | 28 | 17 | 68.1754 | 78.9956 | 351.7515
2023 | 9 | 28 | 18 | 66.0775 | 79.5883 | 369.7171
2023 | 9 | 28 | 19 | 65.9852 | 81.9465 | 376.3436
2023 | 9 | 28 | 20 | 64.4474 | 78.3965 | 369.927
2023 | 9 | 28 | 21 | 59.1302 | 75.4926 | 342.9767
2023 | 9 | 28 | 22 | 53.0779 | 71.0434 | 312.2126
2023 | 9 | 28 | 23 | 47.9016 | 65.2503 | 282.4881
2023 | 9 | 29 | 0 | 46.8252 | 60.7269 | 261.1417
2023 | 9 | 29 | 1 | 41.4025 | 57.9196 | 247.5469
2023 | 9 | 29 | 2 | 40.0202 | 56.5513 | 242.1597
2023 | 9 | 29 | 3 | 39.1426 | 55.9586 | 239.7935
2023 | 9 | 29 | 4 | 39.8038 | 57.1336 | 242.5878
2023 | 9 | 29 | 5 | 41.9332 | 60.5107 | 253.9462
2023 | 9 | 29 | 6 | 45.4997 | 68.1856 | 279.2917
2023 | 9 | 29 | 7 | 49.3634 | 75.3069 | 309.5207
2023 | 9 | 29 | 8 | 51.453 | 78.5267 | 319.8691
2023 | 9 | 29 | 9 | 52.5209 | 81.0624 | 319.2334
2023 | 9 | 29 | 10 | 53.1129 | 83.6337 | 312.6859
2023 | 9 | 29 | 11 | 52.96 | 83.451 | 302.2607
2023 | 9 | 29 | 12 | 52.3088 | 84.7797 | 293.0444
2023 | 9 | 29 | 13 | 51.8572 | 84.6299 | 292.8265
2023 | 9 | 29 | 14 | 50.7034 | 85.0357 | 294.3397
2023 | 9 | 29 | 15 | 50.6828 | 82.1022 | 296.5579
2023 | 9 | 29 | 16 | 52.0314 | 76.9277 | 310.5674
2023 | 9 | 29 | 17 | 53.3286 | 72.0281 | 331.0964
2023 | 9 | 29 | 18 | 54.0968 | 65.7672 | 340.6242
2023 | 9 | 29 | 19 | 53.4964 | 66.0793 | 348.6502
2023 | 9 | 29 | 20 | 51.5502 | 64.781 | 341.4913
2023 | 9 | 29 | 21 | 47.0983 | 64.174 | 316.1696
2023 | 9 | 29 | 22 | 42.7791 | 61.4741 | 289.9166
2023 | 9 | 29 | 23 | 39.3946 | 54.0096 | 266.1857
2023 | 9 | 30 | 0 | 38.0886 | 54.1542 | 250.1035
2023 | 9 | 30 | 1 | 33.7446 | 53.551 | 232.0305
2023 | 9 | 30 | 2 | 32.7975 | 52.5164 | 226.1427
2023 | 9 | 30 | 3 | 32.5461 | 52.0085 | 223.2482
2023 | 9 | 30 | 4 | 32.7536 | 52.4837 | 223.5768
2023 | 9 | 30 | 5 | 34.153 | 53.9472 | 228.3093
2023 | 9 | 30 | 6 | 37.4816 | 60.6886 | 237.7008
2023 | 9 | 30 | 7 | 40.2834 | 63.369 | 259.8975
2023 | 9 | 30 | 8 | 42.519 | 68.7131 | 284.3327
2023 | 9 | 30 | 9 | 43.5407 | 71.2834 | 298.6016
2023 | 9 | 30 | 10 | 43.1442 | 73.3029 | 299.1401
2023 | 9 | 30 | 11 | 43.0922 | 73.6057 | 293.8737
2023 | 9 | 30 | 12 | 43.6547 | 71.1975 | 279.8673
2023 | 9 | 30 | 13 | 43.2879 | 70.196 | 274.139
2023 | 9 | 30 | 14 | 42.7128 | 74.4424 | 274.1399
2023 | 9 | 30 | 15 | 43.3077 | 74.4586 | 277.2313
2023 | 9 | 30 | 16 | 45.0483 | 67.2683 | 292.2482
2023 | 9 | 30 | 17 | 46.0804 | 66.214 | 317.8019
2023 | 9 | 30 | 18 | 49.2054 | 60.0643 | 332.8476
2023 | 9 | 30 | 19 | 48.0074 | 62.0839 | 333.3122
2023 | 9 | 30 | 20 | 44.642 | 60.1553 | 320.058
2023 | 9 | 30 | 21 | 40.0115 | 60.0005 | 296.165
2023 | 9 | 30 | 22 | 36.3272 | 56.8237 | 274.6451
2023 | 9 | 30 | 23 | 34.0071 | 53.077 | 254.8374
2023 | 10 | 1 | 0 | 33.3898 | 53.0782 | 240.0687
2023 | 10 | 1 | 1 | 30.1278 | 54.1605 | 233.9413
2023 | 10 | 1 | 2 | 29.5848 | 53.5312 | 228.4452
2023 | 10 | 1 | 3 | 29.3713 | 53.434 | 224.573
2023 | 10 | 1 | 4 | 29.6841 | 53.6901 | 224.6305
2023 | 10 | 1 | 5 | 30.8703 | 55.0591 | 229.1051
2023 | 10 | 1 | 6 | 32.8421 | 58.1862 | 238.9687
2023 | 10 | 1 | 7 | 34.2561 | 61.0337 | 259.5455
2023 | 10 | 1 | 8 | 35.2243 | 61.6992 | 283.6606
2023 | 10 | 1 | 9 | 36.442 | 64.1168 | 301.9728
2023 | 10 | 1 | 10 | 37.2628 | 67.5252 | 305.4944
2023 | 10 | 1 | 11 | 38.06 | 66.4774 | 301.9413
2023 | 10 | 1 | 12 | 38.7734 | 67.4469 | 288.9498
2023 | 10 | 1 | 13 | 37.7742 | 66.5325 | 287.5581
2023 | 10 | 1 | 14 | 37.5087 | 65.3502 | 281.7588
2023 | 10 | 1 | 15 | 37.5559 | 67.4151 | 285.7431
2023 | 10 | 1 | 16 | 38.9615 | 64.2258 | 304.1554
2023 | 10 | 1 | 17 | 39.9241 | 65.3608 | 333.4382
2023 | 10 | 1 | 18 | 37.0865 | 62.1874 | 343.6522
2023 | 10 | 1 | 19 | 38.1134 | 65.8297 | 349.4809
2023 | 10 | 1 | 20 | 37.0221 | 63.8263 | 334.7142
2023 | 10 | 1 | 21 | 33.7559 | 61.9214 | 308.175
2023 | 10 | 1 | 22 | 31.1025 | 58.3719 | 279.665
2023 | 10 | 1 | 23 | 29.2563 | 55.0257 | 253.2503
2023 | 10 | 2 | 0 | 28.6301 | 55.4652 | 237.5813
2023 | 10 | 2 | 1 | 30.2351 | 54.6813 | 233.3543
2023 | 10 | 2 | 2 | 29.7734 | 54.1243 | 228.1977
2023 | 10 | 2 | 3 | 29.6464 | 54.6786 | 225.5197
2023 | 10 | 2 | 4 | 30.7795 | 55.9434 | 228.2514
2023 | 10 | 2 | 5 | 33.2418 | 58.8898 | 239.5702
2023 | 10 | 2 | 6 | 37.1677 | 67.5595 | 266.1517
2023 | 10 | 2 | 7 | 40.4462 | 76.3077 | 298.794
2023 | 10 | 2 | 8 | 41.7562 | 83.3483 | 306.9585
2023 | 10 | 2 | 9 | 42.2225 | 84.9941 | 302.6565
2023 | 10 | 2 | 10 | 42.6301 | 87.2665 | 297.4286
2023 | 10 | 2 | 11 | 42.6765 | 84.9763 | 300.1282
2023 | 10 | 2 | 12 | 40.8305 | 82.8825 | 303.1706
2023 | 10 | 2 | 13 | 40.1299 | 82.736 | 307.9431
2023 | 10 | 2 | 14 | 39.627 | 79.3952 | 310.6833
2023 | 10 | 2 | 15 | 40.502 | 77.7627 | 315.7705
2023 | 10 | 2 | 16 | 43.0608 | 76.9041 | 334.9119
2023 | 10 | 2 | 17 | 44.9451 | 73.2925 | 366.4201
2023 | 10 | 2 | 18 | 44.6486 | 71.3535 | 382.4476
2023 | 10 | 2 | 19 | 44.9526 | 74.9206 | 393.5695
2023 | 10 | 2 | 20 | 42.4307 | 71.7598 | 379.9938
2023 | 10 | 2 | 21 | 38.3944 | 68.6399 | 350.5352
2023 | 10 | 2 | 22 | 34.6426 | 65.3488 | 316.2115
2023 | 10 | 2 | 23 | 32.0683 | 61.3144 | 283.3478
2023 | 10 | 3 | 0 | 31.9921 | 59.0697 | 256.9804
2023 | 10 | 3 | 1 | 28.8038 | 55.0448 | 242.7022
2023 | 10 | 3 | 2 | 28.4256 | 53.4887 | 234.8928
2023 | 10 | 3 | 3 | 28.3647 | 53.5334 | 230.1262
2023 | 10 | 3 | 4 | 29.4441 | 55.1195 | 230.4497
2023 | 10 | 3 | 5 | 31.7804 | 57.501 | 238.4023
2023 | 10 | 3 | 6 | 35.3579 | 68.6316 | 266.7933
2023 | 10 | 3 | 7 | 37.8037 | 77.3614 | 300.4638
2023 | 10 | 3 | 8 | 38.0641 | 83.0064 | 311.3562
2023 | 10 | 3 | 9 | 37.6595 | 82.8902 | 308.4771
2023 | 10 | 3 | 10 | 37.539 | 83.883 | 301.512
2023 | 10 | 3 | 11 | 37.6776 | 82.6055 | 300.4533
2023 | 10 | 3 | 12 | 36.9045 | 82.8869 | 308.4905
2023 | 10 | 3 | 13 | 36.3856 | 83.3983 | 307.8206
2023 | 10 | 3 | 14 | 36.5977 | 80.2095 | 307.119
2023 | 10 | 3 | 15 | 37.4324 | 78.7361 | 313.3858
2023 | 10 | 3 | 16 | 39.4085 | 76.7965 | 332.4356
2023 | 10 | 3 | 17 | 41.4034 | 72.6251 | 359.0991
2023 | 10 | 3 | 18 | 43.4984 | 62.4637 | 368.2203
2023 | 10 | 3 | 19 | 43.5329 | 66.0504 | 376.3675
2023 | 10 | 3 | 20 | 41.1198 | 63.1306 | 363.3475
2023 | 10 | 3 | 21 | 37.142 | 62.2986 | 335.71
2023 | 10 | 3 | 22 | 33.6557 | 58.0052 | 304.2647
2023 | 10 | 3 | 23 | 30.6097 | 53.3914 | 272.9113
2023 | 10 | 4 | 0 | 30.3058 | 54.5545 | 255.2248
2023 | 10 | 4 | 1 | 30.3679 | 58.1023 | 230.9889
2023 | 10 | 4 | 2 | 29.8403 | 56.6185 | 224.0594
2023 | 10 | 4 | 3 | 29.6028 | 55.9032 | 219.268
2023 | 10 | 4 | 4 | 30.4593 | 56.9517 | 220.2032
2023 | 10 | 4 | 5 | 32.6738 | 59.7593 | 229.0175
2023 | 10 | 4 | 6 | 35.9561 | 69.321 | 254.5125
2023 | 10 | 4 | 7 | 38.525 | 78.4768 | 285.4635
2023 | 10 | 4 | 8 | 38.9523 | 82.8511 | 297.3957
2023 | 10 | 4 | 9 | 38.7144 | 85.1732 | 296.6039
2023 | 10 | 4 | 10 | 38.4886 | 87.4991 | 287.5148
2023 | 10 | 4 | 11 | 38.4276 | 86.6055 | 277.8903
2023 | 10 | 4 | 12 | 38.038 | 84.449 | 270.5996
2023 | 10 | 4 | 13 | 37.5951 | 84.2093 | 268.5921
2023 | 10 | 4 | 14 | 37.5019 | 83.0259 | 265.4922
2023 | 10 | 4 | 15 | 38.4015 | 83.0231 | 267.4513
2023 | 10 | 4 | 16 | 40.6193 | 79.1953 | 283.1515
2023 | 10 | 4 | 17 | 42.2763 | 75.3608 | 309.0389
2023 | 10 | 4 | 18 | 41.5082 | 72.2814 | 331.0414
2023 | 10 | 4 | 19 | 42.0981 | 74.2135 | 339.3981
2023 | 10 | 4 | 20 | 40.4094 | 71.1594 | 327.481
2023 | 10 | 4 | 21 | 37.0815 | 68.3354 | 302.2784
2023 | 10 | 4 | 22 | 33.5225 | 65.5987 | 274.9226
2023 | 10 | 4 | 23 | 30.7968 | 60.7056 | 248.1797
2023 | 10 | 5 | 0 | 30.4067 | 58.2093 | 229.3029
2023 | 10 | 5 | 1 | 29.4221 | 57.1924 | 226.7624
2023 | 10 | 5 | 2 | 28.8754 | 56.0939 | 222.9687
2023 | 10 | 5 | 3 | 28.7194 | 55.7336 | 221.2998
2023 | 10 | 5 | 4 | 29.6021 | 56.4222 | 224.1716
2023 | 10 | 5 | 5 | 31.7226 | 59.4477 | 235.2555
2023 | 10 | 5 | 6 | 35.5098 | 69.5892 | 260.0023
2023 | 10 | 5 | 7 | 37.788 | 78.2841 | 290.6278
2023 | 10 | 5 | 8 | 37.9198 | 83.0849 | 299.2533
2023 | 10 | 5 | 9 | 37.4501 | 85.1725 | 297.3181
2023 | 10 | 5 | 10 | 37.2318 | 88.7182 | 291.8941
2023 | 10 | 5 | 11 | 37.1693 | 86.4113 | 286.4064
2023 | 10 | 5 | 12 | 37.823 | 81.4199 | 287.9642
2023 | 10 | 5 | 13 | 37.4246 | 81.3014 | 289.2643
2023 | 10 | 5 | 14 | 37.5738 | 78.8622 | 288.3143
2023 | 10 | 5 | 15 | 38.4613 | 76.9922 | 290.7257
2023 | 10 | 5 | 16 | 40.1816 | 75.3865 | 306.5418
2023 | 10 | 5 | 17 | 41.7487 | 71.887 | 334.8124
2023 | 10 | 5 | 18 | 41.6766 | 71.3453 | 361.304
2023 | 10 | 5 | 19 | 42.2221 | 74.9148 | 369.6383
2023 | 10 | 5 | 20 | 40.278 | 70.6834 | 358.9071
2023 | 10 | 5 | 21 | 36.8632 | 68.3682 | 335.1374
2023 | 10 | 5 | 22 | 33.698 | 63.6905 | 307.5788
2023 | 10 | 5 | 23 | 31.2184 | 58.7774 | 279.7753
2023 | 10 | 6 | 0 | 30.3949 | 57.1786 | 259.2997
2023 | 10 | 6 | 1 | 30.103 | 55.1512 | 249.9459
2023 | 10 | 6 | 2 | 29.6171 | 54.0383 | 246.0401
2023 | 10 | 6 | 3 | 29.5023 | 53.7472 | 244.4273
2023 | 10 | 6 | 4 | 30.5126 | 54.3553 | 247.0925
2023 | 10 | 6 | 5 | 32.8183 | 57.7651 | 257.443
2023 | 10 | 6 | 6 | 36.5696 | 67.3962 | 280.4693
2023 | 10 | 6 | 7 | 39.1146 | 74.7562 | 311.9425
2023 | 10 | 6 | 8 | 39.612 | 78.6073 | 324.1468
2023 | 10 | 6 | 9 | 39.1491 | 80.9487 | 325.4815
2023 | 10 | 6 | 10 | 38.6338 | 81.8976 | 322.2699
2023 | 10 | 6 | 11 | 38.284 | 82.5362 | 316.544
2023 | 10 | 6 | 12 | 37.3465 | 81.8517 | 315.5201
2023 | 10 | 6 | 13 | 36.4829 | 81.9526 | 315.4086
2023 | 10 | 6 | 14 | 36.1741 | 81.1446 | 312.9051
2023 | 10 | 6 | 15 | 36.7907 | 77.2422 | 313.089
2023 | 10 | 6 | 16 | 38.7535 | 74.6506 | 325.8457
2023 | 10 | 6 | 17 | 40.4749 | 69.67 | 347.7711
2023 | 10 | 6 | 18 | 42.2523 | 67.3819 | 345.0278
2023 | 10 | 6 | 19 | 43.0896 | 68.3083 | 359.0008
2023 | 10 | 6 | 20 | 41.2744 | 66.5273 | 349.3678
2023 | 10 | 6 | 21 | 38.0358 | 63.9767 | 328.3415
2023 | 10 | 6 | 22 | 34.998 | 60.72 | 305.3842
2023 | 10 | 6 | 23 | 32.4044 | 54.7001 | 282.5184
2023 | 10 | 7 | 0 | 31.5505 | 53.5069 | 264.246
2023 | 10 | 7 | 1 | 30.0026 | 52.4507 | 243.9407
2023 | 10 | 7 | 2 | 29.178 | 51.2774 | 238.4437
2023 | 10 | 7 | 3 | 28.8568 | 50.8446 | 236.4765
2023 | 10 | 7 | 4 | 29.127 | 51.3518 | 237.7463
2023 | 10 | 7 | 5 | 30.3772 | 53.1447 | 243.2525
2023 | 10 | 7 | 6 | 32.5914 | 54.7819 | 254.6728
2023 | 10 | 7 | 7 | 34.5048 | 57.1646 | 274.8685
2023 | 10 | 7 | 8 | 36.3234 | 60.4502 | 286.5652
2023 | 10 | 7 | 9 | 37.4912 | 64.1011 | 287.6912
2023 | 10 | 7 | 10 | 37.5451 | 66.5298 | 281.2739
2023 | 10 | 7 | 11 | 37.4568 | 67.9922 | 274.8464
2023 | 10 | 7 | 12 | 36.2218 | 64.3605 | 256.5002
2023 | 10 | 7 | 13 | 35.264 | 63.3927 | 249.034
2023 | 10 | 7 | 14 | 34.6376 | 63.5876 | 244.6102
2023 | 10 | 7 | 15 | 34.7536 | 65.4389 | 245.6527
2023 | 10 | 7 | 16 | 36.2206 | 61.6446 | 263.1349
2023 | 10 | 7 | 17 | 37.5546 | 61.952 | 294.8842
2023 | 10 | 7 | 18 | 38.6956 | 57.1552 | 321.1072
2023 | 10 | 7 | 19 | 38.9168 | 59.5132 | 329.5333
2023 | 10 | 7 | 20 | 36.6264 | 55.0812 | 314.5001
2023 | 10 | 7 | 21 | 33.5831 | 55.3556 | 292.5837
2023 | 10 | 7 | 22 | 30.9142 | 51.8232 | 272.5014
2023 | 10 | 7 | 23 | 29.0308 | 48.2084 | 252.4446
2023 | 10 | 8 | 0 | 28.2012 | 51.5097 | 238.8825
2023 | 10 | 8 | 1 | 26.4642 | 52.0935 | 234.2745
2023 | 10 | 8 | 2 | 25.8465 | 50.8866 | 229.2538
2023 | 10 | 8 | 3 | 25.5485 | 50.6659 | 226.5435
2023 | 10 | 8 | 4 | 25.7937 | 50.8952 | 227.7247
2023 | 10 | 8 | 5 | 26.6776 | 51.5596 | 233.3977
2023 | 10 | 8 | 6 | 28.3776 | 55.1939 | 243.4908
2023 | 10 | 8 | 7 | 29.9444 | 58.0804 | 261.3078
2023 | 10 | 8 | 8 | 31.6577 | 59.1312 | 275.5604
2023 | 10 | 8 | 9 | 33.5459 | 63.1977 | 287.465
2023 | 10 | 8 | 10 | 34.6344 | 66.7504 | 288.7514
2023 | 10 | 8 | 11 | 35.3077 | 66.7301 | 287.2614
2023 | 10 | 8 | 12 | 35.5717 | 63.4454 | 281.9327
2023 | 10 | 8 | 13 | 35.1336 | 63.4673 | 282.0377
2023 | 10 | 8 | 14 | 35.0846 | 66.12 | 278.717
2023 | 10 | 8 | 15 | 35.7061 | 64.1243 | 282.1523
2023 | 10 | 8 | 16 | 37.4598 | 62.7698 | 300.1272
2023 | 10 | 8 | 17 | 39.069 | 63.2958 | 329.5161
2023 | 10 | 8 | 18 | 39.0162 | 64.9368 | 343.9856
2023 | 10 | 8 | 19 | 39.1698 | 66.9261 | 349.4207
2023 | 10 | 8 | 20 | 36.8676 | 63.1814 | 334.9872
2023 | 10 | 8 | 21 | 33.0805 | 61.9441 | 311.5425
2023 | 10 | 8 | 22 | 30.0545 | 59.3302 | 286.9827
2023 | 10 | 8 | 23 | 28.1163 | 57.0939 | 262.5945
2023 | 10 | 9 | 0 | 27.5623 | 54.8059 | 239.1522
2023 | 10 | 9 | 1 | 25.7664 | 49.1573 | 243.7862
2023 | 10 | 9 | 2 | 25.0036 | 48.9347 | 238.7009
2023 | 10 | 9 | 3 | 24.9107 | 49.1854 | 237.0463
2023 | 10 | 9 | 4 | 25.0428 | 49.4692 | 239.1261
2023 | 10 | 9 | 5 | 26.0892 | 51.2636 | 243.8389
2023 | 10 | 9 | 6 | 28.1867 | 55.7919 | 243.942
2023 | 10 | 9 | 7 | 29.5598 | 56.8029 | 263.611
2023 | 10 | 9 | 8 | 32.0777 | 58.2805 | 290.4628
2023 | 10 | 9 | 9 | 34.8754 | 63.1741 | 308.1859
2023 | 10 | 9 | 10 | 36.6642 | 68.0369 | 304.7707
2023 | 10 | 9 | 11 | 37.6208 | 64.5842 | 302.9366
2023 | 10 | 9 | 12 | 37.9759 | 63.1547 | 295.5692
2023 | 10 | 9 | 13 | 37.8426 | 61.9002 | 290.274
2023 | 10 | 9 | 14 | 38.1499 | 67.5224 | 286.7656
2023 | 10 | 9 | 15 | 38.8606 | 66.4533 | 287.9306
2023 | 10 | 9 | 16 | 40.1109 | 61.5349 | 301.0376
2023 | 10 | 9 | 17 | 40.6445 | 61.6108 | 323.5986
2023 | 10 | 9 | 18 | 39.6857 | 60.8431 | 350.2894
2023 | 10 | 9 | 19 | 40.3274 | 63.9426 | 353.2004
2023 | 10 | 9 | 20 | 37.9358 | 60.7506 | 337.682
2023 | 10 | 9 | 21 | 34.1236 | 59.4681 | 313.6725
2023 | 10 | 9 | 22 | 30.6184 | 57.3426 | 287.047
2023 | 10 | 9 | 23 | 28.9031 | 55.2491 | 261.2718
2023 | 10 | 10 | 0 | 28.3181 | 54.8388 | 240.2304
2023 | 10 | 10 | 1 | 28.0404 | 58.9665 | 249.1752
2023 | 10 | 10 | 2 | 27.4436 | 58.2755 | 246.3489
2023 | 10 | 10 | 3 | 27.218 | 58.0805 | 245.7307
2023 | 10 | 10 | 4 | 28.0736 | 58.5288 | 249.1041
2023 | 10 | 10 | 5 | 30.072 | 62.0843 | 260.8723
2023 | 10 | 10 | 6 | 34.8707 | 71.1093 | 282.498
2023 | 10 | 10 | 7 | 37.0825 | 79.4047 | 315.6838
2023 | 10 | 10 | 8 | 37.4452 | 82.9702 | 326.5387
2023 | 10 | 10 | 9 | 37.617 | 84.1224 | 324.6366
2023 | 10 | 10 | 10 | 37.7113 | 85.3805 | 317.5184
2023 | 10 | 10 | 11 | 38.1573 | 86.5722 | 311.0504
2023 | 10 | 10 | 12 | 38.1095 | 83.9152 | 305.8474
2023 | 10 | 10 | 13 | 37.9923 | 83.3756 | 304.9217
2023 | 10 | 10 | 14 | 38.1227 | 81.1323 | 303.6143
2023 | 10 | 10 | 15 | 38.7744 | 78.5786 | 307.4166
2023 | 10 | 10 | 16 | 40.6465 | 78.0733 | 324.9262
2023 | 10 | 10 | 17 | 41.984 | 75.4388 | 350.1625
2023 | 10 | 10 | 18 | 42.612 | 71.5802 | 352.9725
2023 | 10 | 10 | 19 | 43.018 | 73.958 | 364.5644
2023 | 10 | 10 | 20 | 41.5043 | 71.2244 | 355.5758
2023 | 10 | 10 | 21 | 37.8583 | 69.4773 | 333.5368
2023 | 10 | 10 | 22 | 34.2269 | 64.356 | 307.4474
2023 | 10 | 10 | 23 | 31.2194 | 59.2396 | 281.9072
2023 | 10 | 11 | 0 | 31.1035 | 60.1034 | 262.3692
2023 | 10 | 11 | 1 | 28.9209 | 59.9449 | 258.0207
2023 | 10 | 11 | 2 | 28.1933 | 58.8541 | 255.2119
2023 | 10 | 11 | 3 | 27.8039 | 58.1707 | 254.3762
2023 | 10 | 11 | 4 | 28.479 | 58.3655 | 257.838
2023 | 10 | 11 | 5 | 30.3013 | 61.8483 | 269.6575
2023 | 10 | 11 | 6 | 33.943 | 70.2984 | 297.579
2023 | 10 | 11 | 7 | 36.44 | 78.0755 | 329.491
2023 | 10 | 11 | 8 | 37.1476 | 82.1387 | 336.8929
2023 | 10 | 11 | 9 | 37.6343 | 83.4618 | 329.3753
2023 | 10 | 11 | 10 | 37.9033 | 83.3314 | 316.3955
2023 | 10 | 11 | 11 | 38.2283 | 85.194 | 305.9372
2023 | 10 | 11 | 12 | 37.2289 | 82.9519 | 303.5588
2023 | 10 | 11 | 13 | 37.2673 | 83.0678 | 301.3677
2023 | 10 | 11 | 14 | 37.4581 | 79.6581 | 299.9448
2023 | 10 | 11 | 15 | 38.4138 | 77.322 | 302.6627
2023 | 10 | 11 | 16 | 40.568 | 77.6214 | 321.608
2023 | 10 | 11 | 17 | 42.0784 | 73.2014 | 349.6153
2023 | 10 | 11 | 18 | 43.6159 | 72.483 | 354.6372
2023 | 10 | 11 | 19 | 43.7977 | 73.0191 | 368.869
2023 | 10 | 11 | 20 | 41.7905 | 71.3709 | 361.6183
2023 | 10 | 11 | 21 | 37.8774 | 69.0427 | 340.6459
2023 | 10 | 11 | 22 | 34.1115 | 65.6153 | 313.8887
2023 | 10 | 11 | 23 | 31.0579 | 60.2905 | 288.1064
2023 | 10 | 12 | 0 | 29.7155 | 60.9048 | 271.4363
2023 | 10 | 12 | 1 | 28.2982 | 59.2586 | 256.537
2023 | 10 | 12 | 2 | 27.7721 | 58.2613 | 252.4181
2023 | 10 | 12 | 3 | 27.5332 | 57.6234 | 250.4989
2023 | 10 | 12 | 4 | 28.3341 | 57.5315 | 252.7191
2023 | 10 | 12 | 5 | 30.3938 | 60.3935 | 263.4072
2023 | 10 | 12 | 6 | 34.1466 | 68.6056 | 286.0559
2023 | 10 | 12 | 7 | 36.919 | 76.9365 | 315.9511
2023 | 10 | 12 | 8 | 37.9159 | 81.4333 | 318.4266
2023 | 10 | 12 | 9 | 38.5222 | 82.6858 | 306.3243
2023 | 10 | 12 | 10 | 38.8151 | 84.4326 | 294.462
2023 | 10 | 12 | 11 | 39.0716 | 84.134 | 287.9469
2023 | 10 | 12 | 12 | 38.8943 | 82.1305 | 307.4851
2023 | 10 | 12 | 13 | 38.8032 | 82.3505 | 307.5436
2023 | 10 | 12 | 14 | 38.7031 | 77.027 | 307.1357
2023 | 10 | 12 | 15 | 39.602 | 75.4697 | 310.6235
2023 | 10 | 12 | 16 | 41.4702 | 77.4872 | 324.291
2023 | 10 | 12 | 17 | 42.9547 | 73.3317 | 344.3265
2023 | 10 | 12 | 18 | 41.8468 | 71.29 | 359.1744
2023 | 10 | 12 | 19 | 41.9751 | 73.6944 | 359.7795
2023 | 10 | 12 | 20 | 40.2213 | 70.2294 | 346.6256
2023 | 10 | 12 | 21 | 36.7701 | 68.07 | 322.6792
2023 | 10 | 12 | 22 | 33.346 | 64.5314 | 295.662
2023 | 10 | 12 | 23 | 30.6611 | 59.731 | 268.6922
2023 | 10 | 13 | 0 | 29.6591 | 59.1951 | 246.2242
2023 | 10 | 13 | 1 | 29.5203 | 58.1651 | 239.4012
2023 | 10 | 13 | 2 | 28.9173 | 56.5491 | 234.7507
2023 | 10 | 13 | 3 | 28.6504 | 56.1117 | 232.7155
2023 | 10 | 13 | 4 | 29.3875 | 56.6753 | 234.8168
2023 | 10 | 13 | 5 | 31.3805 | 58.8049 | 245.5333
2023 | 10 | 13 | 6 | 34.7412 | 69.135 | 277.1766
2023 | 10 | 13 | 7 | 37.5249 | 78.1425 | 308.3181
2023 | 10 | 13 | 8 | 38.7029 | 83.1143 | 309.6164
2023 | 10 | 13 | 9 | 39.5581 | 85.258 | 293.2731
2023 | 10 | 13 | 10 | 39.9855 | 87.0859 | 276.273
2023 | 10 | 13 | 11 | 40.3811 | 85.4792 | 264.0308
2023 | 10 | 13 | 12 | 40.9421 | 84.8374 | 283.63
2023 | 10 | 13 | 13 | 40.7741 | 85.3641 | 281.6194
2023 | 10 | 13 | 14 | 40.7742 | 81.3478 | 280.8526
2023 | 10 | 13 | 15 | 41.4299 | 79.6497 | 284.0991
2023 | 10 | 13 | 16 | 43.0675 | 79.9122 | 300.5295
2023 | 10 | 13 | 17 | 44.1553 | 75.5669 | 325.2506
2023 | 10 | 13 | 18 | 43.7021 | 73.4472 | 352.047
2023 | 10 | 13 | 19 | 43.125 | 75.3722 | 357.6003
2023 | 10 | 13 | 20 | 40.6816 | 72.7691 | 346.1878
2023 | 10 | 13 | 21 | 37.1581 | 69.9289 | 325.0191
2023 | 10 | 13 | 22 | 33.964 | 66.4756 | 302.2541
2023 | 10 | 13 | 23 | 31.0824 | 60.857 | 279.4844
2023 | 10 | 14 | 0 | 29.9309 | 56.4108 | 261.7735
2023 | 10 | 14 | 1 | 27.7848 | 53.2002 | 257.5222
2023 | 10 | 14 | 2 | 26.9467 | 52.2709 | 252.8375
2023 | 10 | 14 | 3 | 26.6522 | 51.7176 | 250.6633
2023 | 10 | 14 | 4 | 26.9294 | 52.2181 | 252.6419
2023 | 10 | 14 | 5 | 28.0584 | 53.8454 | 260.3494
2023 | 10 | 14 | 6 | 30.339 | 59.4969 | 276.5052
2023 | 10 | 14 | 7 | 32.9062 | 63.7643 | 299.3153
2023 | 10 | 14 | 8 | 35.4138 | 66.5074 | 316.4335
2023 | 10 | 14 | 9 | 37.6698 | 72.0089 | 327.2303
2023 | 10 | 14 | 10 | 38.7391 | 75.0811 | 327.5263
2023 | 10 | 14 | 11 | 39.4074 | 73.7596 | 323.4916
2023 | 10 | 14 | 12 | 38.7227 | 72.0105 | 326.2904
2023 | 10 | 14 | 13 | 38.1382 | 71.4077 | 324.6541
2023 | 10 | 14 | 14 | 37.7545 | 75.5434 | 321.4556
2023 | 10 | 14 | 15 | 38.1556 | 72.7579 | 325.5418
2023 | 10 | 14 | 16 | 39.5333 | 68.0553 | 343.5268
2023 | 10 | 14 | 17 | 40.487 | 67.9775 | 367.411
2023 | 10 | 14 | 18 | 39.5141 | 63.3226 | 378.5939
2023 | 10 | 14 | 19 | 39.0274 | 64.6623 | 375.8835
2023 | 10 | 14 | 20 | 36.1941 | 60.3531 | 356.953
2023 | 10 | 14 | 21 | 32.8251 | 61.2378 | 333.1186
2023 | 10 | 14 | 22 | 30.2945 | 57.3725 | 312.4643
2023 | 10 | 14 | 23 | 28.5274 | 55.3795 | 292.6628
2023 | 10 | 15 | 0 | 27.783 | 54.7843 | 280.6312
2023 | 10 | 15 | 1 | 27.7596 | 52.5337 | 263.0695
2023 | 10 | 15 | 2 | 27.2116 | 51.5477 | 257.5237
2023 | 10 | 15 | 3 | 27.0389 | 51.2207 | 254.9038
2023 | 10 | 15 | 4 | 27.4587 | 52.3645 | 255.9175
2023 | 10 | 15 | 5 | 28.5411 | 53.5223 | 260.9952
2023 | 10 | 15 | 6 | 30.4632 | 58.2799 | 271.7915
2023 | 10 | 15 | 7 | 32.5733 | 61.1909 | 288.536
2023 | 10 | 15 | 8 | 34.588 | 64.3232 | 299.8815
2023 | 10 | 15 | 9 | 36.5288 | 67.2267 | 305.7601
2023 | 10 | 15 | 10 | 37.8034 | 69.4749 | 302.7639
2023 | 10 | 15 | 11 | 38.4859 | 68.688 | 296.7148
2023 | 10 | 15 | 12 | 39.9082 | 67.3062 | 288.79
2023 | 10 | 15 | 13 | 39.6341 | 67.4389 | 284.0722
2023 | 10 | 15 | 14 | 39.7422 | 72.6046 | 280.346
2023 | 10 | 15 | 15 | 40.6236 | 73.7435 | 286.5425
2023 | 10 | 15 | 16 | 42.6009 | 67.0111 | 308.6151
2023 | 10 | 15 | 17 | 44.3139 | 67.7778 | 339.8273
2023 | 10 | 15 | 18 | 44.6739 | 65.3245 | 345.7885
2023 | 10 | 15 | 19 | 43.9853 | 66.0622 | 349.0181
2023 | 10 | 15 | 20 | 40.9433 | 63.1887 | 333.7896
2023 | 10 | 15 | 21 | 37.0659 | 61.925 | 309.208
2023 | 10 | 15 | 22 | 33.7824 | 58.0796 | 282.9369
2023 | 10 | 15 | 23 | 31.4397 | 55.7085 | 258.0121
2023 | 10 | 16 | 0 | 30.4666 | 56.2417 | 247.0449
2023 | 10 | 16 | 1 | 30.5378 | 55.7213 | 243.4509
2023 | 10 | 16 | 2 | 30.3578 | 55.0065 | 240.6384
2023 | 10 | 16 | 3 | 30.5297 | 55.3863 | 240.3496
2023 | 10 | 16 | 4 | 31.7107 | 57.0147 | 244.3205
2023 | 10 | 16 | 5 | 34.1971 | 60.1984 | 257.0648
2023 | 10 | 16 | 6 | 38.0357 | 69.9668 | 282.5609
2023 | 10 | 16 | 7 | 40.8037 | 79.5743 | 315.5708
2023 | 10 | 16 | 8 | 41.3261 | 86.9122 | 324.7852
2023 | 10 | 16 | 9 | 40.8057 | 89.6712 | 318.6206
2023 | 10 | 16 | 10 | 40.4229 | 92.2768 | 306.7953
2023 | 10 | 16 | 11 | 40.2358 | 90.1576 | 298.056
2023 | 10 | 16 | 12 | 41.1115 | 87.909 | 301.3142
2023 | 10 | 16 | 13 | 40.7502 | 87.978 | 300.62
2023 | 10 | 16 | 14 | 40.9512 | 87.3536 | 300.4032
2023 | 10 | 16 | 15 | 42.1115 | 84.4125 | 304.4492
2023 | 10 | 16 | 16 | 44.5445 | 83.1825 | 323.3193
2023 | 10 | 16 | 17 | 46.5801 | 79.6856 | 349.7789
2023 | 10 | 16 | 18 | 46.9862 | 75.1543 | 368.8267
2023 | 10 | 16 | 19 | 46.8717 | 75.5084 | 368.67
2023 | 10 | 16 | 20 | 44.3225 | 72.9013 | 354.2007
2023 | 10 | 16 | 21 | 40.5126 | 69.9695 | 328.9658
2023 | 10 | 16 | 22 | 36.8068 | 66.5271 | 301.1544
2023 | 10 | 16 | 23 | 33.803 | 61.8963 | 274.9272
2023 | 10 | 17 | 0 | 32.7935 | 62.255 | 253.7539
2023 | 10 | 17 | 1 | 31.6889 | 60.7285 | 253.4824
2023 | 10 | 17 | 2 | 31.2997 | 59.5889 | 250.2785
2023 | 10 | 17 | 3 | 31.2402 | 59.3732 | 249.5705
2023 | 10 | 17 | 4 | 32.3626 | 60.1444 | 252.7129
2023 | 10 | 17 | 5 | 34.7534 | 63.0884 | 264.1726
2023 | 10 | 17 | 6 | 38.6987 | 73.742 | 290.0609
2023 | 10 | 17 | 7 | 41.4577 | 83.6439 | 323.6938
2023 | 10 | 17 | 8 | 42.1885 | 88.31 | 333.6164
2023 | 10 | 17 | 9 | 41.9748 | 89.4738 | 325.461
2023 | 10 | 17 | 10 | 41.861 | 92.2322 | 312.5805
2023 | 10 | 17 | 11 | 41.8317 | 92.6028 | 302.7545
2023 | 10 | 17 | 12 | 41.3838 | 88.3405 | 314.0944
2023 | 10 | 17 | 13 | 41.0184 | 87.9683 | 312.1597
2023 | 10 | 17 | 14 | 41.2024 | 86.5252 | 311.5922
2023 | 10 | 17 | 15 | 42.2381 | 84.022 | 316.3284
2023 | 10 | 17 | 16 | 44.5423 | 84.2797 | 335.9656
2023 | 10 | 17 | 17 | 46.6151 | 81.9297 | 361.5479
2023 | 10 | 17 | 18 | 46.8092 | 76.1963 | 374.5967
2023 | 10 | 17 | 19 | 46.6851 | 77.1374 | 376.1197
2023 | 10 | 17 | 20 | 44.2622 | 74.1896 | 363.7196
2023 | 10 | 17 | 21 | 40.4739 | 71.8856 | 340.4484
2023 | 10 | 17 | 22 | 36.7703 | 68.3162 | 313.3964
2023 | 10 | 17 | 23 | 33.7809 | 63.119 | 287.0315
2023 | 10 | 18 | 0 | 32.9688 | 63.3815 | 273.424
2023 | 10 | 18 | 1 | 31.552 | 61.3205 | 260.3252
2023 | 10 | 18 | 2 | 31.0349 | 59.9038 | 256.8049
2023 | 10 | 18 | 3 | 30.8865 | 59.0413 | 255.474
2023 | 10 | 18 | 4 | 31.8687 | 59.233 | 258.5679
2023 | 10 | 18 | 5 | 34.2251 | 62.1949 | 269.771
2023 | 10 | 18 | 6 | 37.9571 | 71.4382 | 297.32
2023 | 10 | 18 | 7 | 40.6328 | 80.8766 | 329.3718
2023 | 10 | 18 | 8 | 41.1525 | 84.735 | 340.4402
2023 | 10 | 18 | 9 | 40.9409 | 86.3049 | 336.9182
2023 | 10 | 18 | 10 | 40.8837 | 86.8022 | 327.3533
2023 | 10 | 18 | 11 | 40.9453 | 87.4038 | 318.6455
2023 | 10 | 18 | 12 | 39.6065 | 86.7385 | 299.3518
2023 | 10 | 18 | 13 | 39.2325 | 86.5644 | 296.0991
2023 | 10 | 18 | 14 | 39.2443 | 84.4343 | 295.1707
2023 | 10 | 18 | 15 | 40.1105 | 81.7296 | 298.6855
2023 | 10 | 18 | 16 | 42.1878 | 81.8189 | 318.8121
2023 | 10 | 18 | 17 | 44.2107 | 78.164 | 346.9253
2023 | 10 | 18 | 18 | 45.5741 | 73.2979 | 364.0339
2023 | 10 | 18 | 19 | 45.8493 | 73.7666 | 366.0415
2023 | 10 | 18 | 20 | 43.7614 | 70.4061 | 354.1553
2023 | 10 | 18 | 21 | 40.3488 | 68.4168 | 330.9267
2023 | 10 | 18 | 22 | 36.7075 | 64.2632 | 303.0185
2023 | 10 | 18 | 23 | 33.7167 | 59.3368 | 276.3215
2023 | 10 | 19 | 0 | 31.6767 | 59.3337 | 265.5189
2023 | 10 | 19 | 1 | 30.7218 | 59.5361 | 255.8594
2023 | 10 | 19 | 2 | 30.126 | 57.9938 | 251.5035
2023 | 10 | 19 | 3 | 29.9744 | 57.4302 | 250.1125
2023 | 10 | 19 | 4 | 30.7683 | 57.6708 | 252.9881
2023 | 10 | 19 | 5 | 32.8555 | 59.5469 | 264.1954
2023 | 10 | 19 | 6 | 36.1445 | 69.0251 | 290.4998
2023 | 10 | 19 | 7 | 38.7337 | 78.1817 | 323.1981
2023 | 10 | 19 | 8 | 39.1316 | 84.2238 | 335.1781
2023 | 10 | 19 | 9 | 38.6429 | 84.8648 | 332.3126
2023 | 10 | 19 | 10 | 38.3211 | 87.1302 | 322.9544
2023 | 10 | 19 | 11 | 38.0857 | 85.7695 | 315.496
2023 | 10 | 19 | 12 | 36.9846 | 83.4978 | 302.0725
2023 | 10 | 19 | 13 | 36.6896 | 84.68 | 300.8012
2023 | 10 | 19 | 14 | 36.7939 | 80.6812 | 301.4851
2023 | 10 | 19 | 15 | 37.8013 | 78.8296 | 306.6173
2023 | 10 | 19 | 16 | 39.8241 | 81.9087 | 325.7459
2023 | 10 | 19 | 17 | 41.8975 | 77.6042 | 351.0839
2023 | 10 | 19 | 18 | 42.1839 | 80.6111 | 372.4307
2023 | 10 | 19 | 19 | 42.3835 | 82.9127 | 372.0896
2023 | 10 | 19 | 20 | 40.5734 | 78.5803 | 359.4819
2023 | 10 | 19 | 21 | 37.3767 | 75.6702 | 336.8153
2023 | 10 | 19 | 22 | 34.086 | 71.1229 | 310.0941
2023 | 10 | 19 | 23 | 31.5731 | 65.5289 | 283.3796
2023 | 10 | 20 | 0 | 31.0758 | 61.9154 | 264.3763
2023 | 10 | 20 | 1 | 29.6017 | 55.7861 | 258.8719
2023 | 10 | 20 | 2 | 28.9849 | 54.8354 | 254.4805
2023 | 10 | 20 | 3 | 28.7985 | 54.5319 | 253.1215
2023 | 10 | 20 | 4 | 29.595 | 54.771 | 255.827
2023 | 10 | 20 | 5 | 31.6999 | 57.9804 | 266.7518
2023 | 10 | 20 | 6 | 35.1712 | 66.6832 | 291.2442
2023 | 10 | 20 | 7 | 37.8963 | 75.509 | 325.964
2023 | 10 | 20 | 8 | 38.5549 | 79.9178 | 344.0741
2023 | 10 | 20 | 9 | 38.2869 | 82.1845 | 347.8698
2023 | 10 | 20 | 10 | 37.868 | 84.0848 | 341.3691
2023 | 10 | 20 | 11 | 37.6 | 81.8963 | 332.655
2023 | 10 | 20 | 12 | 36.6447 | 79.5161 | 320.736
2023 | 10 | 20 | 13 | 36.2973 | 79.411 | 319.2533
2023 | 10 | 20 | 14 | 36.1879 | 77.1922 | 319.533
2023 | 10 | 20 | 15 | 36.9997 | 74.8609 | 323.9526
2023 | 10 | 20 | 16 | 38.9361 | 73.8613 | 341.3049
2023 | 10 | 20 | 17 | 40.6441 | 68.8736 | 363.2963
2023 | 10 | 20 | 18 | 41.2015 | 71.1708 | 373.3207
2023 | 10 | 20 | 19 | 41.2688 | 70.7421 | 373.717
2023 | 10 | 20 | 20 | 39.4143 | 68.9266 | 360.7463
2023 | 10 | 20 | 21 | 36.4029 | 67.0585 | 339.4181
2023 | 10 | 20 | 22 | 33.5242 | 65.2401 | 316.311
2023 | 10 | 20 | 23 | 31.1161 | 59.116 | 293.264
2023 | 10 | 21 | 0 | 29.8617 | 55.7675 | 281.0851
2023 | 10 | 21 | 1 | 28.0718 | 54.7744 | 266.615
2023 | 10 | 21 | 2 | 27.1882 | 54.1094 | 260.9333
2023 | 10 | 21 | 3 | 26.7136 | 53.8414 | 258.3594
2023 | 10 | 21 | 4 | 26.7742 | 54.653 | 259.7893
2023 | 10 | 21 | 5 | 27.7427 | 56.443 | 266.6288
2023 | 10 | 21 | 6 | 29.5821 | 62.0761 | 281.467
2023 | 10 | 21 | 7 | 31.864 | 64.6279 | 302.7474
2023 | 10 | 21 | 8 | 34.3275 | 68.5578 | 317.8506
2023 | 10 | 21 | 9 | 36.4857 | 70.4104 | 325.4123
2023 | 10 | 21 | 10 | 37.5767 | 70.8172 | 322.6542
2023 | 10 | 21 | 11 | 38.1282 | 70.9682 | 316.7958
2023 | 10 | 21 | 12 | 38.5698 | 68.2666 | 313.9993
2023 | 10 | 21 | 13 | 38.0919 | 67.7762 | 309.2104
2023 | 10 | 21 | 14 | 37.6878 | 69.8911 | 305.956
2023 | 10 | 21 | 15 | 37.7073 | 69.9724 | 311.4308
2023 | 10 | 21 | 16 | 38.9464 | 64.8446 | 331.6071
2023 | 10 | 21 | 17 | 40.3074 | 64.1004 | 357.2046
2023 | 10 | 21 | 18 | 39.8981 | 66.7325 | 366.3043
2023 | 10 | 21 | 19 | 39.3164 | 67.2908 | 359.4767
2023 | 10 | 21 | 20 | 36.9638 | 63.2749 | 339.3635
2023 | 10 | 21 | 21 | 33.9268 | 63.1088 | 314.9214
2023 | 10 | 21 | 22 | 31.3754 | 59.3563 | 293.4389
2023 | 10 | 21 | 23 | 29.5488 | 56.7821 | 273.3882
2023 | 10 | 22 | 0 | 28.1076 | 56.7274 | 266.2484
2023 | 10 | 22 | 1 | 26.391 | 55.9215 | 257.4236
2023 | 10 | 22 | 2 | 25.6298 | 54.835 | 252.0719
2023 | 10 | 22 | 3 | 25.1757 | 54.4556 | 249.3981
2023 | 10 | 22 | 4 | 25.1043 | 53.8421 | 250.6215
2023 | 10 | 22 | 5 | 25.7265 | 54.7359 | 256.8375
2023 | 10 | 22 | 6 | 27.45 | 59.9324 | 266.4431
2023 | 10 | 22 | 7 | 29.4032 | 64.0134 | 284.9175
2023 | 10 | 22 | 8 | 31.8266 | 64.3948 | 301.96
2023 | 10 | 22 | 9 | 34.2431 | 63.8977 | 317.4578
2023 | 10 | 22 | 10 | 35.8685 | 66.6804 | 321.4551
2023 | 10 | 22 | 11 | 36.9058 | 67.5557 | 319.81
2023 | 10 | 22 | 12 | 36.72 | 68.65 | 309.4226
2023 | 10 | 22 | 13 | 36.8114 | 68.0521 | 308.7625
2023 | 10 | 22 | 14 | 36.9747 | 65.9573 | 307.8866
2023 | 10 | 22 | 15 | 37.4154 | 67.676 | 314.4809
2023 | 10 | 22 | 16 | 38.9705 | 67.8231 | 336.2698
2023 | 10 | 22 | 17 | 40.9543 | 69.4231 | 364.6512
2023 | 10 | 22 | 18 | 40.6818 | 71.3045 | 365.6994
2023 | 10 | 22 | 19 | 40.3509 | 71.9718 | 363.7468
2023 | 10 | 22 | 20 | 38.3921 | 69.2351 | 346.5723
2023 | 10 | 22 | 21 | 34.8936 | 66.2282 | 322.4025
2023 | 10 | 22 | 22 | 31.5835 | 62.8859 | 297.2077
2023 | 10 | 22 | 23 | 29.4802 | 58.2848 | 273.1203
2023 | 10 | 23 | 0 | 28.6758 | 55.8578 | 258.9961
2023 | 10 | 23 | 1 | 27.2067 | 55.3613 | 250.2786
2023 | 10 | 23 | 2 | 26.8157 | 54.8248 | 247.4773
2023 | 10 | 23 | 3 | 26.7412 | 54.9603 | 247.1874
2023 | 10 | 23 | 4 | 27.6453 | 55.7103 | 251.0257
2023 | 10 | 23 | 5 | 29.6563 | 58.5476 | 263.4517
2023 | 10 | 23 | 6 | 33.7101 | 68.9624 | 290.2994
2023 | 10 | 23 | 7 | 36.8553 | 79.0147 | 321.9076
2023 | 10 | 23 | 8 | 37.9647 | 85.0505 | 323.2709
2023 | 10 | 23 | 9 | 38.3223 | 84.8126 | 301.7675
2023 | 10 | 23 | 10 | 38.4027 | 87.1784 | 279.6544
2023 | 10 | 23 | 11 | 38.5324 | 86.3739 | 266.2398
2023 | 10 | 23 | 12 | 39.0223 | 84.2168 | 261.3101
2023 | 10 | 23 | 13 | 38.917 | 84.2389 | 255.6802
2023 | 10 | 23 | 14 | 38.5798 | 81.5695 | 254.2201
2023 | 10 | 23 | 15 | 39.3681 | 80.3307 | 257.9465
2023 | 10 | 23 | 16 | 41.6011 | 80.0367 | 281.2462
2023 | 10 | 23 | 17 | 43.5495 | 76.7801 | 318.0183
2023 | 10 | 23 | 18 | 44.3051 | 73.3242 | 356.083
2023 | 10 | 23 | 19 | 43.9287 | 74.1563 | 356.824
2023 | 10 | 23 | 20 | 41.5595 | 70.9975 | 344.1468
2023 | 10 | 23 | 21 | 37.8208 | 68.6494 | 320.785
2023 | 10 | 23 | 22 | 34.284 | 67.0896 | 293.692
2023 | 10 | 23 | 23 | 31.3807 | 61.9775 | 267.9681
2023 | 10 | 24 | 0 | 29.7719 | 60.8969 | 253.3574
2023 | 10 | 24 | 1 | 28.3771 | 58.614 | 240.4047
2023 | 10 | 24 | 2 | 27.8679 | 57.6226 | 235.6434
2023 | 10 | 24 | 3 | 27.6311 | 57.3251 | 233.4435
2023 | 10 | 24 | 4 | 28.5235 | 57.538 | 235.4161
2023 | 10 | 24 | 5 | 30.5592 | 60.1519 | 245.8297
2023 | 10 | 24 | 6 | 34.3694 | 68.659 | 269.6001
2023 | 10 | 24 | 7 | 37.397 | 78.9255 | 302.5381
2023 | 10 | 24 | 8 | 38.4977 | 82.5049 | 315.6516
2023 | 10 | 24 | 9 | 39.0472 | 83.2993 | 312.7495
2023 | 10 | 24 | 10 | 39.5228 | 86.0708 | 304.5392
2023 | 10 | 24 | 11 | 40.0931 | 84.4954 | 297.5948
2023 | 10 | 24 | 12 | 39.9112 | 82.0183 | 284.7251
2023 | 10 | 24 | 13 | 40.0032 | 81.5243 | 283.0212
2023 | 10 | 24 | 14 | 40.2734 | 77.5019 | 283.5861
2023 | 10 | 24 | 15 | 41.28 | 76.1158 | 289.2566
2023 | 10 | 24 | 16 | 43.4899 | 77.2538 | 309.9321
2023 | 10 | 24 | 17 | 45.5451 | 74.5857 | 335.6243
2023 | 10 | 24 | 18 | 45.0841 | 76.4175 | 342.0009
2023 | 10 | 24 | 19 | 44.2727 | 77.1486 | 341.3658
2023 | 10 | 24 | 20 | 42.0211 | 73.1442 | 328.4733
2023 | 10 | 24 | 21 | 38.2904 | 71.4907 | 305.9173
2023 | 10 | 24 | 22 | 34.6575 | 67.3951 | 279.6545
2023 | 10 | 24 | 23 | 31.4728 | 62.3668 | 254.2832
2023 | 10 | 25 | 0 | 30.7177 | 59.3461 | 240.7099
2023 | 10 | 25 | 1 | 29.8264 | 59.6753 | 231.5643
2023 | 10 | 25 | 2 | 29.3161 | 58.0279 | 227.7713
2023 | 10 | 25 | 3 | 29.0821 | 57.3976 | 226.3706
2023 | 10 | 25 | 4 | 29.8563 | 58.1985 | 229.5386
2023 | 10 | 25 | 5 | 32.0835 | 61.0544 | 241.1932
2023 | 10 | 25 | 6 | 35.7267 | 69.9684 | 267.6695
2023 | 10 | 25 | 7 | 38.9144 | 80.1682 | 301.4351
2023 | 10 | 25 | 8 | 39.9893 | 85.2418 | 316.9672
2023 | 10 | 25 | 9 | 40.2193 | 87.7569 | 317.0217
2023 | 10 | 25 | 10 | 40.2405 | 90.1979 | 308.9716
2023 | 10 | 25 | 11 | 40.3043 | 88.8554 | 300.8138
2023 | 10 | 25 | 12 | 40.6243 | 88.3654 | 287.8847
2023 | 10 | 25 | 13 | 40.5512 | 88.4121 | 286.2193
2023 | 10 | 25 | 14 | 40.2882 | 88.9119 | 287.7626
2023 | 10 | 25 | 15 | 40.9284 | 86.2361 | 293.8348
2023 | 10 | 25 | 16 | 42.8398 | 84.9209 | 316.9107
2023 | 10 | 25 | 17 | 44.6826 | 81.342 | 344.2997
2023 | 10 | 25 | 18 | 44.636 | 78.2686 | 353.6752
2023 | 10 | 25 | 19 | 44.6002 | 77.1702 | 353.306
2023 | 10 | 25 | 20 | 42.8662 | 73.707 | 341.2398
2023 | 10 | 25 | 21 | 39.637 | 71.5292 | 319.5426
2023 | 10 | 25 | 22 | 36.0036 | 67.5442 | 292.5656
2023 | 10 | 25 | 23 | 32.7941 | 62.1284 | 266.672
2023 | 10 | 26 | 0 | 30.5657 | 62.2675 | 251.7444
2023 | 10 | 26 | 1 | 29.3326 | 59.6522 | 244.4448
2023 | 10 | 26 | 2 | 28.7829 | 58.2816 | 240.6014
2023 | 10 | 26 | 3 | 28.5922 | 57.6922 | 239.4902
2023 | 10 | 26 | 4 | 29.3898 | 58.0932 | 242.5421
2023 | 10 | 26 | 5 | 31.5449 | 61.0158 | 254.0361
2023 | 10 | 26 | 6 | 35.1043 | 70.2184 | 276.7114
2023 | 10 | 26 | 7 | 38.2101 | 80.0487 | 311.1652
2023 | 10 | 26 | 8 | 39.1331 | 85.3514 | 327.4702
2023 | 10 | 26 | 9 | 39.0523 | 87.1932 | 327.4822
2023 | 10 | 26 | 10 | 39.0643 | 89.8862 | 319.1886
2023 | 10 | 26 | 11 | 39.061 | 88.3221 | 312.098
2023 | 10 | 26 | 12 | 38.3053 | 87.9079 | 297.4929
2023 | 10 | 26 | 13 | 38.2105 | 88.346 | 295.5554
2023 | 10 | 26 | 14 | 38.2811 | 86.8924 | 297.1638
2023 | 10 | 26 | 15 | 39.3016 | 83.0797 | 304.162
2023 | 10 | 26 | 16 | 41.3873 | 84.1009 | 326.144
2023 | 10 | 26 | 17 | 43.4092 | 80.0668 | 352.7249
2023 | 10 | 26 | 18 | 43.8827 | 77.5486 | 362.8924
2023 | 10 | 26 | 19 | 43.828 | 77.1793 | 361.5672
2023 | 10 | 26 | 20 | 41.9907 | 73.1064 | 349.3984
2023 | 10 | 26 | 21 | 38.8298 | 70.6143 | 327.9367
2023 | 10 | 26 | 22 | 35.5311 | 66.731 | 301.8002
2023 | 10 | 26 | 23 | 32.6944 | 61.4124 | 275.8217
2023 | 10 | 27 | 0 | 30.6356 | 60.3129 | 263.1116
2023 | 10 | 27 | 1 | 29.6345 | 60.335 | 253.2801
2023 | 10 | 27 | 2 | 28.9749 | 58.4656 | 248.6406
2023 | 10 | 27 | 3 | 28.7036 | 58.0002 | 247.158
2023 | 10 | 27 | 4 | 29.3931 | 58.8428 | 249.945
2023 | 10 | 27 | 5 | 31.2445 | 61.1634 | 261.0387
2023 | 10 | 27 | 6 | 34.5124 | 71.0158 | 283.6384
2023 | 10 | 27 | 7 | 37.4818 | 81.1523 | 318.1269
2023 | 10 | 27 | 8 | 38.2779 | 85.9913 | 335.4965
2023 | 10 | 27 | 9 | 38.0429 | 87.9058 | 336.7727
2023 | 10 | 27 | 10 | 37.7225 | 90.7334 | 328.1333
2023 | 10 | 27 | 11 | 37.4293 | 89.4101 | 317.988
2023 | 10 | 27 | 12 | 36.9384 | 87.5216 | 317.031
2023 | 10 | 27 | 13 | 36.6398 | 87.5847 | 316.6232
2023 | 10 | 27 | 14 | 36.4659 | 87.0087 | 318.5028
2023 | 10 | 27 | 15 | 37.2618 | 82.5592 | 324.9013
2023 | 10 | 27 | 16 | 39.2875 | 82.2389 | 344.0029
2023 | 10 | 27 | 17 | 41.1436 | 78.5491 | 365.1642
2023 | 10 | 27 | 18 | 41.0525 | 76.0246 | 360.4319
2023 | 10 | 27 | 19 | 40.9144 | 75.4219 | 360.2133
2023 | 10 | 27 | 20 | 39.2661 | 72.1289 | 347.0564
2023 | 10 | 27 | 21 | 36.3066 | 69.8771 | 326.8087
2023 | 10 | 27 | 22 | 33.4096 | 66.3783 | 304.66
2023 | 10 | 27 | 23 | 30.891 | 59.6703 | 282.6581
2023 | 10 | 28 | 0 | 30.0441 | 58.8612 | 268.5009
2023 | 10 | 28 | 1 | 27.9296 | 57.2526 | 259.4906
2023 | 10 | 28 | 2 | 27.0288 | 56.2855 | 254.1186
2023 | 10 | 28 | 3 | 26.5683 | 55.5399 | 251.8773
2023 | 10 | 28 | 4 | 26.5501 | 55.7967 | 253.6232
2023 | 10 | 28 | 5 | 27.3301 | 57.5314 | 260.887
2023 | 10 | 28 | 6 | 29.5463 | 62.8931 | 277.0555
2023 | 10 | 28 | 7 | 31.9017 | 68.1387 | 298.3368
2023 | 10 | 28 | 8 | 34.1347 | 69.2407 | 309.2988
2023 | 10 | 28 | 9 | 35.8651 | 72.3521 | 305.7782
2023 | 10 | 28 | 10 | 36.3396 | 75.1859 | 292.6404
2023 | 10 | 28 | 11 | 36.782 | 74.2575 | 282.0213
2023 | 10 | 28 | 12 | 35.9371 | 73.1984 | 288.3106
2023 | 10 | 28 | 13 | 35.554 | 72.2472 | 281.748
2023 | 10 | 28 | 14 | 35.3433 | 73.0579 | 278.9016
2023 | 10 | 28 | 15 | 35.6843 | 70.5868 | 286.1971
2023 | 10 | 28 | 16 | 37.3437 | 69.6271 | 310.9338
2023 | 10 | 28 | 17 | 39.0651 | 70.4186 | 342.9311
2023 | 10 | 28 | 18 | 37.9592 | 66.9013 | 371.9976
2023 | 10 | 28 | 19 | 37.1492 | 67.3451 | 362.994
2023 | 10 | 28 | 20 | 35.1372 | 63.1918 | 342.7766
2023 | 10 | 28 | 21 | 32.2921 | 64.2142 | 320.1882
2023 | 10 | 28 | 22 | 29.9317 | 60.4187 | 300.1755
2023 | 10 | 28 | 23 | 28.4614 | 57.1358 | 280.7571
2023 | 10 | 29 | 0 | 28.0738 | 57.4674 | 264.531
2023 | 10 | 29 | 1 | 27.0945 | 54.699 | 246.9327
2023 | 10 | 29 | 2 | 26.34 | 53.9077 | 240.2157
2023 | 10 | 29 | 3 | 25.9616 | 53.4943 | 236.5213
2023 | 10 | 29 | 4 | 25.9337 | 53.7718 | 236.5368
2023 | 10 | 29 | 5 | 26.4306 | 55.1798 | 241.1465
2023 | 10 | 29 | 6 | 28.1608 | 58.7418 | 248.0766
2023 | 10 | 29 | 7 | 30.5997 | 62.9105 | 266.2339
2023 | 10 | 29 | 8 | 33.1002 | 63.9708 | 286.4027
2023 | 10 | 29 | 9 | 35.2393 | 67.0094 | 303.0286
2023 | 10 | 29 | 10 | 36.3102 | 70.0731 | 307.717
2023 | 10 | 29 | 11 | 36.7262 | 68.1849 | 305.8833
2023 | 10 | 29 | 12 | 35.6036 | 69.0603 | 288.8772
2023 | 10 | 29 | 13 | 35.5734 | 69.2637 | 287.3875
2023 | 10 | 29 | 14 | 35.5178 | 72.2904 | 287.035
2023 | 10 | 29 | 15 | 36.1653 | 71.1714 | 294.7151
2023 | 10 | 29 | 16 | 38.2478 | 68.9462 | 317.2454
2023 | 10 | 29 | 17 | 40.5672 | 70.5277 | 344.9775
2023 | 10 | 29 | 18 | 40.335 | 68.8377 | 342.6549
2023 | 10 | 29 | 19 | 39.7086 | 68.2526 | 334.8804
2023 | 10 | 29 | 20 | 37.6907 | 64.7967 | 316.2053
2023 | 10 | 29 | 21 | 34.7554 | 64.9036 | 291.9764
2023 | 10 | 29 | 22 | 31.7886 | 60.8162 | 266.3448
2023 | 10 | 29 | 23 | 29.8833 | 57.9269 | 241.8726
2023 | 10 | 30 | 0 | 29.5669 | 57.4809 | 232.9314
2023 | 10 | 30 | 1 | 28.521 | 55.6341 | 223.5217
2023 | 10 | 30 | 2 | 28.2857 | 55.1623 | 219.2623
2023 | 10 | 30 | 3 | 28.3909 | 55.6952 | 217.6011
2023 | 10 | 30 | 4 | 29.3911 | 56.285 | 220.3878
2023 | 10 | 30 | 5 | 31.6232 | 59.312 | 232.04
2023 | 10 | 30 | 6 | 35.4658 | 69.8569 | 251.1447
2023 | 10 | 30 | 7 | 38.5141 | 80.548 | 285.7413
2023 | 10 | 30 | 8 | 39.0855 | 87.8141 | 302.7549
2023 | 10 | 30 | 9 | 38.4695 | 89.2835 | 304.2819
2023 | 10 | 30 | 10 | 37.9229 | 92.112 | 298.563
2023 | 10 | 30 | 11 | 37.7858 | 89.2564 | 293.8454
2023 | 10 | 30 | 12 | 36.6974 | 87.7174 | 278.1501
2023 | 10 | 30 | 13 | 36.4108 | 87.656 | 278.2466
2023 | 10 | 30 | 14 | 36.4532 | 86.8885 | 280.189
2023 | 10 | 30 | 15 | 37.4591 | 83.8715 | 286.6064
2023 | 10 | 30 | 16 | 40.0567 | 83.9041 | 308.0512
2023 | 10 | 30 | 17 | 42.8037 | 80.8918 | 336.0641
2023 | 10 | 30 | 18 | 44.8382 | 77.9671 | 354.3905
2023 | 10 | 30 | 19 | 44.6124 | 77.6629 | 348.7429
2023 | 10 | 30 | 20 | 42.7499 | 73.7374 | 333.479
2023 | 10 | 30 | 21 | 39.306 | 71.4371 | 310.6339
2023 | 10 | 30 | 22 | 35.7735 | 67.7002 | 284.5519
2023 | 10 | 30 | 23 | 32.7164 | 62.4085 | 259.2659
2023 | 10 | 31 | 0 | 31.6433 | 60.8608 | 234.4376
2023 | 10 | 31 | 1 | 30.7839 | 59.2062 | 230.5845
2023 | 10 | 31 | 2 | 30.2599 | 58.2141 | 226.8909
2023 | 10 | 31 | 3 | 30.052 | 58.037 | 225.7321
2023 | 10 | 31 | 4 | 30.8433 | 57.999 | 228.6158
2023 | 10 | 31 | 5 | 32.8706 | 60.8842 | 240.2077
2023 | 10 | 31 | 6 | 36.5102 | 70.3334 | 263.2402
2023 | 10 | 31 | 7 | 39.4394 | 80.2846 | 298.5828
2023 | 10 | 31 | 8 | 40.1118 | 84.9474 | 315.2319
2023 | 10 | 31 | 9 | 39.6763 | 85.3047 | 313.4665
2023 | 10 | 31 | 10 | 39.1918 | 87.4782 | 304.3069
2023 | 10 | 31 | 11 | 39.0651 | 86.8337 | 296.0443
2023 | 10 | 31 | 12 | 40.1711 | 83.1257 | 300.2331
2023 | 10 | 31 | 13 | 40.1412 | 82.8892 | 299.7009
2023 | 10 | 31 | 14 | 40.1831 | 79.1611 | 301.9088
2023 | 10 | 31 | 15 | 41.1017 | 76.7811 | 310.0019
2023 | 10 | 31 | 16 | 43.3022 | 79.6064 | 333.7492
2023 | 10 | 31 | 17 | 45.5666 | 76.7107 | 360.3068
2023 | 10 | 31 | 18 | 46.2392 | 76.9384 | 372.1207
2023 | 10 | 31 | 19 | 45.2502 | 76.7854 | 366.3848
2023 | 10 | 31 | 20 | 42.9677 | 73.4362 | 352.1184
2023 | 10 | 31 | 21 | 39.3855 | 72.2671 | 330.1816
2023 | 10 | 31 | 22 | 35.6535 | 68.8302 | 304.2434
2023 | 10 | 31 | 23 | 32.5002 | 62.4221 | 278.4945
2023 | 11 | 1 | 0 | 31.385 | 61.2484 | 260.9085
2023 | 11 | 1 | 1 | 28.5511 | 59.4111 | 242.9517
2023 | 11 | 1 | 2 | 28.2277 | 57.9278 | 240.136
2023 | 11 | 1 | 3 | 28.055 | 57.8996 | 239.4281
2023 | 11 | 1 | 4 | 29.0562 | 57.4065 | 241.4292
2023 | 11 | 1 | 5 | 31.5437 | 60.4904 | 252.4169
2023 | 11 | 1 | 6 | 35.6771 | 68.9077 | 279.5075
2023 | 11 | 1 | 7 | 38.2895 | 78.802 | 310.2893
2023 | 11 | 1 | 8 | 38.763 | 84.6982 | 323.5526
2023 | 11 | 1 | 9 | 38.6145 | 83.6491 | 322.7826
2023 | 11 | 1 | 10 | 38.6509 | 84.5663 | 312.091
2023 | 11 | 1 | 11 | 38.5743 | 83.4797 | 305.0276
2023 | 11 | 1 | 12 | 39.3055 | 81.4049 | 297.6054
2023 | 11 | 1 | 13 | 39.4278 | 80.9729 | 293.9443
2023 | 11 | 1 | 14 | 39.4922 | 79.7763 | 294.6968
2023 | 11 | 1 | 15 | 40.4969 | 77.7894 | 300.7574
2023 | 11 | 1 | 16 | 42.4882 | 76.0652 | 318.555
2023 | 11 | 1 | 17 | 43.9389 | 72.6163 | 345.4522
2023 | 11 | 1 | 18 | 44.5121 | 73.3565 | 364.6186
2023 | 11 | 1 | 19 | 44.1084 | 74.9934 | 358.2127
2023 | 11 | 1 | 20 | 42.3163 | 70.3077 | 343.6333
2023 | 11 | 1 | 21 | 38.531 | 70.153 | 321.195
2023 | 11 | 1 | 22 | 34.9333 | 65.706 | 294.5172
2023 | 11 | 1 | 23 | 31.7654 | 59.0517 | 268.9099
2023 | 11 | 2 | 0 | 29.5378 | 58.9859 | 257.5451
2023 | 11 | 2 | 1 | 28.1677 | 59.2394 | 252.3163
2023 | 11 | 2 | 2 | 27.7237 | 57.6993 | 248.7587
2023 | 11 | 2 | 3 | 27.4819 | 57.7182 | 248.2394
2023 | 11 | 2 | 4 | 28.4258 | 57.4464 | 250.2997
2023 | 11 | 2 | 5 | 30.7255 | 59.806 | 261.4811
2023 | 11 | 2 | 6 | 34.7358 | 69.8556 | 287.1337
2023 | 11 | 2 | 7 | 37.4726 | 80.0565 | 318.2832
2023 | 11 | 2 | 8 | 38.2604 | 87.1775 | 332.8652
2023 | 11 | 2 | 9 | 38.428 | 85.7105 | 333.4888
2023 | 11 | 2 | 10 | 38.5271 | 88.4006 | 322.716
2023 | 11 | 2 | 11 | 38.4213 | 86.8726 | 316.2041
2023 | 11 | 2 | 12 | 39.2663 | 84.5221 | 323.0635
2023 | 11 | 2 | 13 | 39.3005 | 85.2935 | 321.0973
2023 | 11 | 2 | 14 | 39.0703 | 81.8441 | 323.1507
2023 | 11 | 2 | 15 | 40.167 | 80.1551 | 330.8816
2023 | 11 | 2 | 16 | 42.1859 | 80.1185 | 346.8104
2023 | 11 | 2 | 17 | 43.5645 | 76.4344 | 367.3169
2023 | 11 | 2 | 18 | 44.3683 | 77.3873 | 369.0303
2023 | 11 | 2 | 19 | 43.9592 | 80.0184 | 364.1338
2023 | 11 | 2 | 20 | 41.8969 | 74.7522 | 350.5239
2023 | 11 | 2 | 21 | 38.1202 | 73.3812 | 328.7096
2023 | 11 | 2 | 22 | 34.6105 | 68.7376 | 302.8246
2023 | 11 | 2 | 23 | 31.7038 | 62.6595 | 277.345
2023 | 11 | 3 | 0 | 29.4923 | 60.1926 | 264.4299
2023 | 11 | 3 | 1 | 27.884 | 58.0911 | 267.4746
2023 | 11 | 3 | 2 | 27.439 | 56.3424 | 264.132
2023 | 11 | 3 | 3 | 27.188 | 56.3938 | 263.7657
2023 | 11 | 3 | 4 | 28.0916 | 56.9119 | 265.5193
2023 | 11 | 3 | 5 | 30.3211 | 59.6289 | 276.4351
2023 | 11 | 3 | 6 | 34.3614 | 67.2202 | 298.1061
2023 | 11 | 3 | 7 | 37.0677 | 77.2814 | 331.0828
2023 | 11 | 3 | 8 | 37.8848 | 84.0728 | 347.2904
2023 | 11 | 3 | 9 | 38.0933 | 85.2364 | 345.8966
2023 | 11 | 3 | 10 | 38.0892 | 88.4093 | 331.7944
2023 | 11 | 3 | 11 | 37.9557 | 85.07 | 321.246
2023 | 11 | 3 | 12 | 37.6547 | 82.9054 | 335.3391
2023 | 11 | 3 | 13 | 37.6625 | 83.0452 | 332.1973
2023 | 11 | 3 | 14 | 37.5125 | 83.5973 | 333.491
2023 | 11 | 3 | 15 | 38.3559 | 80.8242 | 339.608
2023 | 11 | 3 | 16 | 40.1363 | 76.2632 | 354.6717
2023 | 11 | 3 | 17 | 41.3633 | 72.1444 | 376.5041
2023 | 11 | 3 | 18 | 41.6756 | 71.8548 | 380.8926
2023 | 11 | 3 | 19 | 41.0792 | 72.5876 | 381.3569
2023 | 11 | 3 | 20 | 39.3935 | 69.0999 | 369.3763
2023 | 11 | 3 | 21 | 35.8232 | 68.4054 | 350.8965
2023 | 11 | 3 | 22 | 32.8232 | 65.4105 | 329.7191
2023 | 11 | 3 | 23 | 30.1293 | 58.1665 | 308.2817
2023 | 11 | 4 | 0 | 28.4805 | 57.4918 | 293.844
2023 | 11 | 4 | 1 | 26.9485 | 54.7178 | 283.6736
2023 | 11 | 4 | 2 | 26.1159 | 53.8754 | 278.2108
2023 | 11 | 4 | 3 | 25.6156 | 53.9363 | 276.091
2023 | 11 | 4 | 4 | 25.6778 | 53.9812 | 276.393
2023 | 11 | 4 | 5 | 26.6524 | 55.7927 | 282.9478
2023 | 11 | 4 | 6 | 29.2118 | 60.757 | 298.506
2023 | 11 | 4 | 7 | 31.6695 | 64.6142 | 317.0894
2023 | 11 | 4 | 8 | 34.1811 | 68.8973 | 330.9803
2023 | 11 | 4 | 9 | 36.2926 | 69.7949 | 338.9825
2023 | 11 | 4 | 10 | 37.1377 | 71.2965 | 332.9846
2023 | 11 | 4 | 11 | 37.5858 | 69.9265 | 327.1466
2023 | 11 | 4 | 12 | 37.0099 | 67.6182 | 333.8096
2023 | 11 | 4 | 13 | 36.7691 | 66.8461 | 326.0796
2023 | 11 | 4 | 14 | 36.197 | 69.3516 | 323.4484
2023 | 11 | 4 | 15 | 36.295 | 68.6575 | 330.3018
2023 | 11 | 4 | 16 | 37.4347 | 62.81 | 347.5497
2023 | 11 | 4 | 17 | 38.6591 | 63.128 | 371.9536
2023 | 11 | 4 | 18 | 38.418 | 66.0007 | 380.5429
2023 | 11 | 4 | 19 | 37.162 | 67.0486 | 371.0331
2023 | 11 | 4 | 20 | 34.942 | 61.8127 | 350.098
2023 | 11 | 4 | 21 | 31.7817 | 62.6452 | 326.8037
2023 | 11 | 4 | 22 | 29.5316 | 58.2678 | 306.3952
2023 | 11 | 4 | 23 | 28.0948 | 55.4728 | 287.3769
2023 | 11 | 5 | 0 | 27.0266 | 55.2265 | 277.496
2023 | 11 | 5 | 1 | 28.6509 | 55.5081 | 267.0533
2023 | 11 | 5 | 2 | 27.55 | 53.5961 | 258.1267
2023 | 11 | 5 | 3 | 27.1226 | 53.1189 | 252.9485
2023 | 11 | 5 | 4 | 26.5797 | 52.5619 | 250.1598
2023 | 11 | 5 | 5 | 26.7723 | 51.804 | 249.5615
2023 | 11 | 5 | 6 | 27.7332 | 52.5697 | 251.7794
2023 | 11 | 5 | 7 | 30.4438 | 54.8024 | 266.002
2023 | 11 | 5 | 8 | 34.0138 | 58.7252 | 293.8497
2023 | 11 | 5 | 9 | 36.6409 | 63.1142 | 315.2022
2023 | 11 | 5 | 10 | 37.6434 | 65.9043 | 321.1425
2023 | 11 | 5 | 11 | 38.643 | 65.4513 | 318.9053
2023 | 11 | 5 | 12 | 37.7586 | 67.1061 | 314.3681
2023 | 11 | 5 | 13 | 38.0554 | 66.6215 | 314.1687
2023 | 11 | 5 | 14 | 37.8013 | 70.6564 | 313.098
2023 | 11 | 5 | 15 | 38.1978 | 71.5934 | 317.9138
2023 | 11 | 5 | 16 | 39.6648 | 67.6039 | 331.5131
2023 | 11 | 5 | 17 | 42.5275 | 69.6898 | 361.0982
2023 | 11 | 5 | 18 | 46.7083 | 71.4501 | 379.0683
2023 | 11 | 5 | 19 | 46.1983 | 69.7879 | 366.1988
2023 | 11 | 5 | 20 | 43.9529 | 66.2359 | 348.9743
2023 | 11 | 5 | 21 | 41.6107 | 66.2079 | 330.0005
2023 | 11 | 5 | 22 | 38.6003 | 62.9478 | 308.6488
2023 | 11 | 5 | 23 | 36.1927 | 60.5524 | 284.6808
2023 | 11 | 6 | 0 | 34.1511 | 57.2351 | 271.886
2023 | 11 | 6 | 1 | 32.5105 | 58.0742 | 263.3466
2023 | 11 | 6 | 2 | 31.7749 | 56.6523 | 257.2475
2023 | 11 | 6 | 3 | 31.5691 | 57.1734 | 255.0114
2023 | 11 | 6 | 4 | 31.693 | 57.7681 | 255.1294
2023 | 11 | 6 | 5 | 32.968 | 58.8287 | 260.5131
2023 | 11 | 6 | 6 | 34.9733 | 64.9331 | 274.2941
2023 | 11 | 6 | 7 | 38.0846 | 73.471 | 306.3595
2023 | 11 | 6 | 8 | 39.8492 | 83.5306 | 336.2771
2023 | 11 | 6 | 9 | 39.8382 | 87.2253 | 340.5731
2023 | 11 | 6 | 10 | 39.2319 | 90.6923 | 331.9719
2023 | 11 | 6 | 11 | 39.409 | 89.1817 | 322.6673
2023 | 11 | 6 | 12 | 38.7503 | 87.0737 | 310.0492
2023 | 11 | 6 | 13 | 38.81 | 86.4769 | 308.1381
2023 | 11 | 6 | 14 | 38.5721 | 87.1817 | 307.8133
2023 | 11 | 6 | 15 | 39.0566 | 86.8313 | 311.2203
2023 | 11 | 6 | 16 | 40.7024 | 84.7809 | 324.8977
2023 | 11 | 6 | 17 | 43.749 | 83.3548 | 357.9275
2023 | 11 | 6 | 18 | 48.1863 | 84.1034 | 395.8587
2023 | 11 | 6 | 19 | 47.7738 | 82.7518 | 390.3508
2023 | 11 | 6 | 20 | 45.9251 | 78.672 | 380.1065
2023 | 11 | 6 | 21 | 43.4452 | 77.7416 | 365.1701
2023 | 11 | 6 | 22 | 40.2407 | 74.9524 | 343.5089
2023 | 11 | 6 | 23 | 37.0915 | 70.0506 | 318.1637
2023 | 11 | 7 | 0 | 34.564 | 66.9587 | 294.5742
2023 | 11 | 7 | 1 | 33.4557 | 64.0207 | 284.347
2023 | 11 | 7 | 2 | 32.4659 | 62.2943 | 278.6543
2023 | 11 | 7 | 3 | 32.0132 | 61.9295 | 276.7373
2023 | 11 | 7 | 4 | 32.0704 | 61.4923 | 276.8639
2023 | 11 | 7 | 5 | 33.3519 | 62.7076 | 282.0502
2023 | 11 | 7 | 6 | 35.5949 | 66.842 | 292.334
2023 | 11 | 7 | 7 | 38.7223 | 74.6152 | 324.2235
2023 | 11 | 7 | 8 | 40.6786 | 81.4215 | 355.8238
2023 | 11 | 7 | 9 | 40.6652 | 85.2251 | 361.8052
2023 | 11 | 7 | 10 | 40.0882 | 87.0558 | 354.1686
2023 | 11 | 7 | 11 | 40.1999 | 87.4015 | 343.8634
2023 | 11 | 7 | 12 | 39.2254 | 88.8009 | 326.1352
2023 | 11 | 7 | 13 | 39.1815 | 87.9089 | 323.5216
2023 | 11 | 7 | 14 | 38.8026 | 86.8171 | 323.046
2023 | 11 | 7 | 15 | 39.0379 | 85.704 | 326.8612
2023 | 11 | 7 | 16 | 40.6068 | 85.9314 | 341.7679
2023 | 11 | 7 | 17 | 43.9104 | 85.2811 | 373.6208
2023 | 11 | 7 | 18 | 47.8486 | 84.3648 | 400.3843
2023 | 11 | 7 | 19 | 47.5003 | 82.4871 | 396.2898
2023 | 11 | 7 | 20 | 45.9389 | 78.604 | 387.3722
2023 | 11 | 7 | 21 | 43.4773 | 77.0151 | 373.2306
2023 | 11 | 7 | 22 | 40.0627 | 73.5222 | 351.8076
2023 | 11 | 7 | 23 | 36.921 | 70.0172 | 326.2377
2023 | 11 | 8 | 0 | 34.9478 | 66.0691 | 307.2851
2023 | 11 | 8 | 1 | 32.5541 | 67.1067 | 291.2518
2023 | 11 | 8 | 2 | 31.5663 | 64.7571 | 284.43
2023 | 11 | 8 | 3 | 31.1843 | 63.8726 | 281.1401
2023 | 11 | 8 | 4 | 31.367 | 63.8452 | 280.5056
2023 | 11 | 8 | 5 | 32.9026 | 64.7591 | 284.7584
2023 | 11 | 8 | 6 | 35.8861 | 69.2613 | 296.245
2023 | 11 | 8 | 7 | 38.9289 | 77.3323 | 325.9417
2023 | 11 | 8 | 8 | 40.5889 | 84.0119 | 354.6181
2023 | 11 | 8 | 9 | 40.4033 | 86.9084 | 358.6675
2023 | 11 | 8 | 10 | 39.4293 | 88.3888 | 350.4998
2023 | 11 | 8 | 11 | 39.3159 | 90.5871 | 340.2349
2023 | 11 | 8 | 12 | 38.597 | 88.538 | 343.8971
2023 | 11 | 8 | 13 | 38.5548 | 87.6841 | 343.3964
2023 | 11 | 8 | 14 | 38.2683 | 86.7896 | 344.0063
2023 | 11 | 8 | 15 | 38.8068 | 86.0275 | 347.2178
2023 | 11 | 8 | 16 | 40.5446 | 85.5506 | 358.9521
2023 | 11 | 8 | 17 | 43.6318 | 84.8282 | 384.7031
2023 | 11 | 8 | 18 | 46.9548 | 85.3143 | 399.8515
2023 | 11 | 8 | 19 | 46.8643 | 83.454 | 392.8296
2023 | 11 | 8 | 20 | 45.3241 | 79.8564 | 382.8268
2023 | 11 | 8 | 21 | 42.9468 | 78.8439 | 368.1255
2023 | 11 | 8 | 22 | 39.6233 | 75.6063 | 345.7257
2023 | 11 | 8 | 23 | 36.5407 | 70.9538 | 319.1952
2023 | 11 | 9 | 0 | 34.4615 | 69.0015 | 297.6604
2023 | 11 | 9 | 1 | 32.6496 | 66.3 | 282.1972
2023 | 11 | 9 | 2 | 31.6104 | 64.519 | 274.4617
2023 | 11 | 9 | 3 | 31.2238 | 63.3653 | 270.9875
2023 | 11 | 9 | 4 | 31.2968 | 62.6908 | 270.0567
2023 | 11 | 9 | 5 | 32.6747 | 63.7478 | 274.1687
2023 | 11 | 9 | 6 | 35.3385 | 66.8398 | 286.8733
2023 | 11 | 9 | 7 | 38.3471 | 73.9204 | 316.6937
2023 | 11 | 9 | 8 | 40.0184 | 80.5822 | 346.1568
2023 | 11 | 9 | 9 | 39.8391 | 84.0869 | 351.5823
2023 | 11 | 9 | 10 | 38.9027 | 85.5073 | 344.4791
2023 | 11 | 9 | 11 | 38.7914 | 86.9322 | 336.139
2023 | 11 | 9 | 12 | 37.5916 | 86.4147 | 344.7696
2023 | 11 | 9 | 13 | 37.5122 | 86.0415 | 346.4472
2023 | 11 | 9 | 14 | 37.1994 | 81.508 | 348.5933
2023 | 11 | 9 | 15 | 37.7952 | 81.1929 | 353.2613
2023 | 11 | 9 | 16 | 39.3719 | 82.9296 | 362.6843
2023 | 11 | 9 | 17 | 42.4096 | 81.026 | 384.7234
2023 | 11 | 9 | 18 | 46.2061 | 83.7114 | 394.1873
2023 | 11 | 9 | 19 | 46.1276 | 82.1201 | 387.2165
2023 | 11 | 9 | 20 | 44.6018 | 78.1675 | 377.9071
2023 | 11 | 9 | 21 | 42.3399 | 76.554 | 364.0972
2023 | 11 | 9 | 22 | 39.1693 | 73.2757 | 342.7726
2023 | 11 | 9 | 23 | 36.1847 | 69.5552 | 316.4269
2023 | 11 | 10 | 0 | 33.9389 | 66.7323 | 291.7476
2023 | 11 | 10 | 1 | 32.1083 | 65.3546 | 278.7699
2023 | 11 | 10 | 2 | 30.9946 | 63.0314 | 270.9322
2023 | 11 | 10 | 3 | 30.53 | 61.8438 | 267.483
2023 | 11 | 10 | 4 | 30.5669 | 61.6015 | 266.5828
2023 | 11 | 10 | 5 | 31.9071 | 62.0452 | 270.4829
2023 | 11 | 10 | 6 | 34.8076 | 65.3702 | 280.7906
2023 | 11 | 10 | 7 | 37.9054 | 72.3613 | 312.1135
2023 | 11 | 10 | 8 | 39.7939 | 78.1735 | 345.5032
2023 | 11 | 10 | 9 | 39.6965 | 82.1276 | 355.1358
2023 | 11 | 10 | 10 | 38.6756 | 82.8989 | 350.3653
2023 | 11 | 10 | 11 | 38.4287 | 84.6328 | 341.1315
2023 | 11 | 10 | 12 | 38.5661 | 83.5081 | 335.9749
2023 | 11 | 10 | 13 | 38.4753 | 82.8655 | 335.4563
2023 | 11 | 10 | 14 | 38.0844 | 79.121 | 336.4626
2023 | 11 | 10 | 15 | 38.3826 | 77.3899 | 339.9315
2023 | 11 | 10 | 16 | 39.6503 | 78.3047 | 349.3951
2023 | 11 | 10 | 17 | 42.2899 | 76.1825 | 373.4308
2023 | 11 | 10 | 18 | 45.7363 | 79.4236 | 388.2718
2023 | 11 | 10 | 19 | 45.1014 | 77.2659 | 383.8142
2023 | 11 | 10 | 20 | 43.4015 | 74.0715 | 375.0579
2023 | 11 | 10 | 21 | 41.2519 | 72.9407 | 363.3264
2023 | 11 | 10 | 22 | 38.5238 | 69.8647 | 346.1086
2023 | 11 | 10 | 23 | 35.6609 | 64.921 | 323.638
2023 | 11 | 11 | 0 | 33.0012 | 62.1778 | 302.3955
2023 | 11 | 11 | 1 | 30.3551 | 60.9101 | 285.4477
2023 | 11 | 11 | 2 | 28.9844 | 59.0482 | 276.7791
2023 | 11 | 11 | 3 | 28.2708 | 57.9238 | 272.3983
2023 | 11 | 11 | 4 | 27.6861 | 57.6343 | 271.0216
2023 | 11 | 11 | 5 | 27.9644 | 57.5752 | 272.4998
2023 | 11 | 11 | 6 | 28.8888 | 58.6514 | 276.3237
2023 | 11 | 11 | 7 | 31.9493 | 62.4361 | 294.1296
2023 | 11 | 11 | 8 | 35.9467 | 64.9013 | 323.5643
2023 | 11 | 11 | 9 | 38.5145 | 69.5173 | 341.8692
2023 | 11 | 11 | 10 | 39.1988 | 72.4346 | 344.5293
2023 | 11 | 11 | 11 | 39.7328 | 74.6058 | 339.1356
2023 | 11 | 11 | 12 | 36.9451 | 73.0046 | 342.2889
2023 | 11 | 11 | 13 | 36.6407 | 71.7229 | 339.996
2023 | 11 | 11 | 14 | 35.9722 | 72.005 | 338.4393
2023 | 11 | 11 | 15 | 35.8625 | 70.116 | 342.4939
2023 | 11 | 11 | 16 | 37.013 | 69.685 | 354.6481
2023 | 11 | 11 | 17 | 39.5499 | 71.6596 | 380.4608
2023 | 11 | 11 | 18 | 41.1137 | 72.0861 | 395.2102
2023 | 11 | 11 | 19 | 40.0656 | 70.7225 | 382.4008
2023 | 11 | 11 | 20 | 38.2143 | 66.3532 | 364.5945
2023 | 11 | 11 | 21 | 36.3293 | 67.3125 | 348.1966
2023 | 11 | 11 | 22 | 34.2029 | 64.5254 | 332.3857
2023 | 11 | 11 | 23 | 32.3999 | 61.8997 | 313.2497
2023 | 11 | 12 | 0 | 30.6923 | 61.2122 | 295.2389
2023 | 11 | 12 | 1 | 29.4251 | 59.1035 | 283.1013
2023 | 11 | 12 | 2 | 28.2336 | 57.3289 | 274.7023
2023 | 11 | 12 | 3 | 27.6268 | 56.4503 | 270.3402
2023 | 11 | 12 | 4 | 27.0957 | 56.5965 | 268.8672
2023 | 11 | 12 | 5 | 27.1936 | 56.236 | 269.516
2023 | 11 | 12 | 6 | 27.9449 | 55.8932 | 269.1486
2023 | 11 | 12 | 7 | 30.6495 | 58.7685 | 283.5344
2023 | 11 | 12 | 8 | 34.7379 | 60.4371 | 311.2605
2023 | 11 | 12 | 9 | 38.1065 | 64.9667 | 330.4091
2023 | 11 | 12 | 10 | 39.8289 | 67.988 | 333.6119
2023 | 11 | 12 | 11 | 41.0933 | 69.5618 | 328.671
2023 | 11 | 12 | 12 | 41.321 | 69.0797 | 315.2812
2023 | 11 | 12 | 13 | 41.6305 | 68.7649 | 312.9253
2023 | 11 | 12 | 14 | 41.6178 | 71.5064 | 312.1333
2023 | 11 | 12 | 15 | 42.1518 | 70.9995 | 317.0435
2023 | 11 | 12 | 16 | 43.7318 | 69.4813 | 334.0444
2023 | 11 | 12 | 17 | 46.5004 | 72.602 | 368.6293
2023 | 11 | 12 | 18 | 48.0669 | 74.0482 | 397.8617
2023 | 11 | 12 | 19 | 46.6299 | 72.2212 | 386.1941
2023 | 11 | 12 | 20 | 44.1542 | 68.6383 | 369.7802
2023 | 11 | 12 | 21 | 41.5414 | 69.5776 | 351.6463
2023 | 11 | 12 | 22 | 38.4489 | 66.9927 | 330.5719
2023 | 11 | 12 | 23 | 35.7954 | 63.58 | 306.2763
2023 | 11 | 13 | 0 | 33.6873 | 62.2346 | 287.92
2023 | 11 | 13 | 1 | 31.7521 | 60.2627 | 279.8185
2023 | 11 | 13 | 2 | 30.9243 | 58.6232 | 273.3042
2023 | 11 | 13 | 3 | 30.691 | 58.4925 | 270.9223
2023 | 11 | 13 | 4 | 30.9533 | 58.6626 | 271.2055
2023 | 11 | 13 | 5 | 32.4413 | 58.5348 | 276.4592
2023 | 11 | 13 | 6 | 35.498 | 64.5696 | 288.1016
2023 | 11 | 13 | 7 | 38.8086 | 73.3321 | 319.8259
2023 | 11 | 13 | 8 | 40.9029 | 82.3834 | 352.4331
2023 | 11 | 13 | 9 | 40.9994 | 85.5238 | 360.1147
2023 | 11 | 13 | 10 | 40.3345 | 86.6513 | 353.3267
2023 | 11 | 13 | 11 | 40.3683 | 86.2188 | 344.5692
2023 | 11 | 13 | 12 | 40.0399 | 83.1408 | 325.5418
2023 | 11 | 13 | 13 | 40.0709 | 83.0082 | 322.8185
2023 | 11 | 13 | 14 | 39.9602 | 78.9017 | 322.833
2023 | 11 | 13 | 15 | 40.6497 | 77.6319 | 326.523
2023 | 11 | 13 | 16 | 42.5773 | 80.565 | 341.2125
2023 | 11 | 13 | 17 | 45.917 | 79.2906 | 374.3495
2023 | 11 | 13 | 18 | 49.1109 | 83.5838 | 412.3765
2023 | 11 | 13 | 19 | 48.7243 | 83.2634 | 403.2218
2023 | 11 | 13 | 20 | 46.9846 | 78.8137 | 391.8764
2023 | 11 | 13 | 21 | 44.4492 | 78.2579 | 376.202
2023 | 11 | 13 | 22 | 41.1214 | 74.6391 | 354.0026
2023 | 11 | 13 | 23 | 37.9324 | 69.5595 | 327.5944
2023 | 11 | 14 | 0 | 35.4594 | 63.4164 | 304.1945
2023 | 11 | 14 | 1 | 34.1951 | 59.7727 | 297.7695
2023 | 11 | 14 | 2 | 33.2109 | 57.8541 | 291.2127
2023 | 11 | 14 | 3 | 32.8136 | 57.1331 | 288.7741
2023 | 11 | 14 | 4 | 32.9505 | 57.418 | 288.5627
2023 | 11 | 14 | 5 | 34.3209 | 58.2686 | 293.2295
2023 | 11 | 14 | 6 | 37.0294 | 63.559 | 302.5133
2023 | 11 | 14 | 7 | 40.2307 | 72.1095 | 334.8078
2023 | 11 | 14 | 8 | 42.2522 | 79.635 | 369.5819
2023 | 11 | 14 | 9 | 42.133 | 83.6673 | 378.9062
2023 | 11 | 14 | 10 | 41.1703 | 87.56 | 373.7848
2023 | 11 | 14 | 11 | 40.9995 | 88.4903 | 364.6493
2023 | 11 | 14 | 12 | 39.9413 | 87.9092 | 339.9698
2023 | 11 | 14 | 13 | 39.8456 | 87.2645 | 337.4131
2023 | 11 | 14 | 14 | 39.6349 | 90.6026 | 337.9566
2023 | 11 | 14 | 15 | 40.1368 | 90.0787 | 342.3902
2023 | 11 | 14 | 16 | 42.0513 | 87.1339 | 358.3123
2023 | 11 | 14 | 17 | 45.7066 | 86.3595 | 391.7243
2023 | 11 | 14 | 18 | 49.7437 | 85.8388 | 414.3733
2023 | 11 | 14 | 19 | 49.4239 | 82.0559 | 414.5543
2023 | 11 | 14 | 20 | 47.9167 | 78.25 | 408.1399
2023 | 11 | 14 | 21 | 45.4388 | 77.0252 | 396.3726
2023 | 11 | 14 | 22 | 42.0435 | 75.6635 | 376.0133
2023 | 11 | 14 | 23 | 38.7932 | 70.0112 | 350.5003
2023 | 11 | 15 | 0 | 36.5315 | 65.8242 | 327.2626
2023 | 11 | 15 | 1 | 33.9893 | 65.2577 | 322.6856
2023 | 11 | 15 | 2 | 32.814 | 63.0135 | 317.4677
2023 | 11 | 15 | 3 | 32.2532 | 62.1605 | 316.1549
2023 | 11 | 15 | 4 | 32.2996 | 62.3654 | 317.2858
2023 | 11 | 15 | 5 | 33.6422 | 63.0899 | 323.1559
2023 | 11 | 15 | 6 | 35.8865 | 67.5292 | 333.8278
2023 | 11 | 15 | 7 | 39.0916 | 76.4204 | 364.3903
2023 | 11 | 15 | 8 | 41.3508 | 82.6566 | 392.4563
2023 | 11 | 15 | 9 | 42.0197 | 87.2048 | 389.4857
2023 | 11 | 15 | 10 | 42.159 | 89.9941 | 371.832
2023 | 11 | 15 | 11 | 42.7128 | 89.9539 | 354.9252
2023 | 11 | 15 | 12 | 41.9852 | 86.9716 | 348.4465
2023 | 11 | 15 | 13 | 42.1708 | 85.5608 | 342.9876
2023 | 11 | 15 | 14 | 42.1017 | 85.2701 | 342.2323
2023 | 11 | 15 | 15 | 42.7231 | 84.443 | 345.1388
2023 | 11 | 15 | 16 | 44.3529 | 83.7397 | 362.6562
2023 | 11 | 15 | 17 | 47.3358 | 83.7066 | 399.1727
2023 | 11 | 15 | 18 | 50.5766 | 83.2101 | 427.4157
2023 | 11 | 15 | 19 | 49.5014 | 81.4572 | 429.625
2023 | 11 | 15 | 20 | 47.4161 | 76.7729 | 424.7306
2023 | 11 | 15 | 21 | 44.7442 | 77.4484 | 413.5055
2023 | 11 | 15 | 22 | 41.2671 | 73.4239 | 392.0314
2023 | 11 | 15 | 23 | 37.8691 | 68.0565 | 365.6784
2023 | 11 | 16 | 0 | 35.1217 | 66.5698 | 343.0006
2023 | 11 | 16 | 1 | 32.7942 | 66.4813 | 324.3291
2023 | 11 | 16 | 2 | 31.6102 | 64.3886 | 315.6072
2023 | 11 | 16 | 3 | 31.0938 | 63.3764 | 311.3294
2023 | 11 | 16 | 4 | 31.1038 | 63.5882 | 309.6298
2023 | 11 | 16 | 5 | 32.574 | 64.6182 | 312.3955
2023 | 11 | 16 | 6 | 35.0123 | 69.5891 | 323.0305
2023 | 11 | 16 | 7 | 38.5027 | 77.2293 | 351.7525
2023 | 11 | 16 | 8 | 40.9898 | 84.27 | 382.5994
2023 | 11 | 16 | 9 | 41.4652 | 88.1845 | 388.1653
2023 | 11 | 16 | 10 | 41.1957 | 91.2878 | 380.0244
2023 | 11 | 16 | 11 | 41.3068 | 93.2027 | 370.9992
2023 | 11 | 16 | 12 | 41.4829 | 89.5494 | 344.8887
2023 | 11 | 16 | 13 | 41.4942 | 89.3091 | 341.7099
2023 | 11 | 16 | 14 | 41.0702 | 88.0055 | 341.5058
2023 | 11 | 16 | 15 | 41.4209 | 85.8354 | 344.0549
2023 | 11 | 16 | 16 | 42.6828 | 86.6358 | 355.5431
2023 | 11 | 16 | 17 | 45.6266 | 85.6592 | 384.6488
2023 | 11 | 16 | 18 | 48.3326 | 85.2974 | 412.1298
2023 | 11 | 16 | 19 | 48.0181 | 82.8014 | 405.507
2023 | 11 | 16 | 20 | 46.4431 | 79.8209 | 396.9053
2023 | 11 | 16 | 21 | 44.287 | 79.0865 | 383.5601
2023 | 11 | 16 | 22 | 41.1894 | 76.8702 | 362.2056
2023 | 11 | 16 | 23 | 37.9498 | 71.1099 | 335.0806
2023 | 11 | 17 | 0 | 34.2396 | 69.5528 | 314.1026
2023 | 11 | 17 | 1 | 32.1434 | 66.8203 | 291.1558
2023 | 11 | 17 | 2 | 30.8684 | 64.6249 | 281.3278
2023 | 11 | 17 | 3 | 30.281 | 63.8052 | 276.3277
2023 | 11 | 17 | 4 | 30.179 | 63.9346 | 274.253
2023 | 11 | 17 | 5 | 31.481 | 64.4387 | 276.8312
2023 | 11 | 17 | 6 | 34.0709 | 68.613 | 288.7376
2023 | 11 | 17 | 7 | 37.4398 | 75.9657 | 318.0587
2023 | 11 | 17 | 8 | 40.1478 | 81.8734 | 349.3422
2023 | 11 | 17 | 9 | 40.9812 | 86.1565 | 355.7486
2023 | 11 | 17 | 10 | 40.8345 | 88.4362 | 348.8144
2023 | 11 | 17 | 11 | 40.9584 | 89.3077 | 338.9672
2023 | 11 | 17 | 12 | 41.1863 | 88.7365 | 330.8301
2023 | 11 | 17 | 13 | 41.2984 | 87.9615 | 329.5755
2023 | 11 | 17 | 14 | 40.864 | 86.1548 | 330.7116
2023 | 11 | 17 | 15 | 40.954 | 83.5121 | 333.3809
2023 | 11 | 17 | 16 | 41.83 | 83.7073 | 343.1585
2023 | 11 | 17 | 17 | 44.3579 | 83.2046 | 368.1282
2023 | 11 | 17 | 18 | 47.0001 | 82.7888 | 393.201
2023 | 11 | 17 | 19 | 46.5187 | 80.0766 | 383.9216
2023 | 11 | 17 | 20 | 45.0285 | 77.3511 | 373.6015
2023 | 11 | 17 | 21 | 43.0591 | 76.3397 | 360.8937
2023 | 11 | 17 | 22 | 40.4334 | 73.7821 | 343.0207
2023 | 11 | 17 | 23 | 37.4828 | 68.4478 | 319.4982
2023 | 11 | 18 | 0 | 33.5647 | 65.5386 | 297.5735
2023 | 11 | 18 | 1 | 30.6379 | 62.4523 | 269.3129
2023 | 11 | 18 | 2 | 29.0371 | 60.8798 | 258.6792
2023 | 11 | 18 | 3 | 28.1537 | 60.1992 | 252.4483
2023 | 11 | 18 | 4 | 27.4745 | 60.7361 | 249.6816
2023 | 11 | 18 | 5 | 27.5169 | 60.7496 | 249.9754
2023 | 11 | 18 | 6 | 28.656 | 63.7574 | 252.387
2023 | 11 | 18 | 7 | 31.7295 | 66.2893 | 268.844
2023 | 11 | 18 | 8 | 36.1873 | 68.8936 | 296.6669
2023 | 11 | 18 | 9 | 39.5994 | 72.4275 | 314.3616
2023 | 11 | 18 | 10 | 41.0458 | 74.819 | 319.7868
2023 | 11 | 18 | 11 | 42.1099 | 77.2337 | 317.3421
2023 | 11 | 18 | 12 | 43.0541 | 75.9538 | 316.996
2023 | 11 | 18 | 13 | 43.2671 | 74.406 | 317.6879
2023 | 11 | 18 | 14 | 43.0671 | 73.6196 | 317.9403
2023 | 11 | 18 | 15 | 43.0941 | 71.3313 | 319.1397
2023 | 11 | 18 | 16 | 44.0426 | 71.8295 | 328.3155
2023 | 11 | 18 | 17 | 46.4039 | 73.5811 | 355.4603
2023 | 11 | 18 | 18 | 48.5806 | 76.8601 | 380.5852
2023 | 11 | 18 | 19 | 46.7587 | 74.6757 | 364.4234
2023 | 11 | 18 | 20 | 44.0801 | 71.0347 | 345.9184
2023 | 11 | 18 | 21 | 42.0262 | 70.0955 | 330.0831
2023 | 11 | 18 | 22 | 39.5094 | 67.9226 | 314.8116
2023 | 11 | 18 | 23 | 37.0351 | 65.3605 | 295.4984
2023 | 11 | 19 | 0 | 32.8166 | 64.2916 | 278.2125
2023 | 11 | 19 | 1 | 31.1573 | 62.1578 | 259.8594
2023 | 11 | 19 | 2 | 29.7716 | 60.5697 | 249.9797
2023 | 11 | 19 | 3 | 29.0424 | 60.003 | 244.2263
2023 | 11 | 19 | 4 | 28.3723 | 60.747 | 241.758
2023 | 11 | 19 | 5 | 28.4199 | 60.4331 | 241.1242
2023 | 11 | 19 | 6 | 28.9099 | 62.8836 | 238.6254
2023 | 11 | 19 | 7 | 31.7195 | 64.5612 | 253.4096
2023 | 11 | 19 | 8 | 36.1809 | 65.5344 | 285.1231
2023 | 11 | 19 | 9 | 39.8218 | 67.631 | 307.1056
2023 | 11 | 19 | 10 | 41.8344 | 69.869 | 313.8953
2023 | 11 | 19 | 11 | 43.4032 | 72.5187 | 311.6354
2023 | 11 | 19 | 12 | 41.6938 | 72.6752 | 319.7813
2023 | 11 | 19 | 13 | 41.932 | 72.046 | 321.6682
2023 | 11 | 19 | 14 | 41.9268 | 72.6179 | 323.0235
2023 | 11 | 19 | 15 | 42.5581 | 71.2272 | 328.1701
2023 | 11 | 19 | 16 | 44.4387 | 71.8268 | 342.1293
2023 | 11 | 19 | 17 | 47.7739 | 74.8159 | 370.9463
2023 | 11 | 19 | 18 | 49.733 | 78.7377 | 385.1272
2023 | 11 | 19 | 19 | 48.8392 | 76.081 | 371.5903
2023 | 11 | 19 | 20 | 46.8654 | 73.5261 | 355.5248
2023 | 11 | 19 | 21 | 44.5461 | 71.6 | 339.1837
2023 | 11 | 19 | 22 | 41.4339 | 69.9106 | 319.3104
2023 | 11 | 19 | 23 | 38.7699 | 66.8761 | 294.8808
2023 | 11 | 20 | 0 | 36.7017 | 66.0015 | 272.996
2023 | 11 | 20 | 1 | 33.9619 | 64.9943 | 261.8975
2023 | 11 | 20 | 2 | 33.0326 | 64.2796 | 254.6712
2023 | 11 | 20 | 3 | 32.6973 | 64.0238 | 251.3661
2023 | 11 | 20 | 4 | 32.8599 | 63.9253 | 251.0546
2023 | 11 | 20 | 5 | 34.2254 | 65.0187 | 255.7978
2023 | 11 | 20 | 6 | 36.8949 | 70.0009 | 265.7151
2023 | 11 | 20 | 7 | 40.3519 | 77.5646 | 297.9741
2023 | 11 | 20 | 8 | 43.0623 | 85.1088 | 333.2246
2023 | 11 | 20 | 9 | 43.8751 | 88.6615 | 344.5236
2023 | 11 | 20 | 10 | 43.8391 | 90.4372 | 340.4019
2023 | 11 | 20 | 11 | 44.1754 | 91.411 | 333.6547
2023 | 11 | 20 | 12 | 44.2179 | 89.9012 | 335.8683
2023 | 11 | 20 | 13 | 44.3381 | 88.5165 | 335.0268
2023 | 11 | 20 | 14 | 44.223 | 84.716 | 336.6543
2023 | 11 | 20 | 15 | 44.827 | 84.2441 | 342.3633
2023 | 11 | 20 | 16 | 46.6271 | 85.8765 | 356.9785
2023 | 11 | 20 | 17 | 49.9114 | 86.911 | 386.1646
2023 | 11 | 20 | 18 | 52.8769 | 84.9868 | 408.0143
2023 | 11 | 20 | 19 | 51.7218 | 83.252 | 397.9031
2023 | 11 | 20 | 20 | 49.6071 | 80.5204 | 386.6523
2023 | 11 | 20 | 21 | 46.8418 | 79.503 | 371.8129
2023 | 11 | 20 | 22 | 43.2503 | 76.9065 | 350.3435
2023 | 11 | 20 | 23 | 39.7887 | 72.8853 | 323.8766
2023 | 11 | 21 | 0 | 37.2371 | 70.2396 | 298.0758
2023 | 11 | 21 | 1 | 34.5392 | 67.1311 | 279.3724
2023 | 11 | 21 | 2 | 33.3374 | 66.0373 | 271.1231
2023 | 11 | 21 | 3 | 32.747 | 65.1677 | 266.809
2023 | 11 | 21 | 4 | 32.8312 | 64.3469 | 265.3353
2023 | 11 | 21 | 5 | 34.1141 | 65.2699 | 268.6599
2023 | 11 | 21 | 6 | 36.5067 | 69.3662 | 278.0053
2023 | 11 | 21 | 7 | 39.8367 | 76.4854 | 308.6013
2023 | 11 | 21 | 8 | 42.497 | 82.1953 | 340.5055
2023 | 11 | 21 | 9 | 43.3709 | 85.32 | 346.7638
2023 | 11 | 21 | 10 | 43.6805 | 87.107 | 339.8193
2023 | 11 | 21 | 11 | 44.2879 | 89.8119 | 331.0729
2023 | 11 | 21 | 12 | 44.3974 | 89.5321 | 328.9761
2023 | 11 | 21 | 13 | 44.6466 | 88.4056 | 327.62
2023 | 11 | 21 | 14 | 44.7696 | 84.2726 | 328.9034
2023 | 11 | 21 | 15 | 45.3997 | 84.1671 | 334.2945
2023 | 11 | 21 | 16 | 47.0692 | 86.5394 | 349.2492
2023 | 11 | 21 | 17 | 50.3573 | 87.531 | 379.2599
2023 | 11 | 21 | 18 | 52.0031 | 87.048 | 403.8858
2023 | 11 | 21 | 19 | 50.9399 | 84.4327 | 394.0648
2023 | 11 | 21 | 20 | 49.001 | 81.8063 | 383.4329
2023 | 11 | 21 | 21 | 46.3005 | 80.2325 | 369.2428
2023 | 11 | 21 | 22 | 42.8048 | 77.5627 | 348.2301
2023 | 11 | 21 | 23 | 39.3758 | 73.952 | 321.6371
2023 | 11 | 22 | 0 | 36.5019 | 70.4538 | 298.1531
2023 | 11 | 22 | 1 | 35.2399 | 67.5331 | 280.475
2023 | 11 | 22 | 2 | 34.0344 | 66.0831 | 272.2275
2023 | 11 | 22 | 3 | 33.489 | 64.6421 | 267.9209
2023 | 11 | 22 | 4 | 33.5114 | 63.5156 | 266.9715
2023 | 11 | 22 | 5 | 34.8533 | 64.4198 | 270.7642
2023 | 11 | 22 | 6 | 37.0004 | 68.3944 | 281.3511
2023 | 11 | 22 | 7 | 40.3419 | 75.5353 | 311.1821
2023 | 11 | 22 | 8 | 43.0022 | 80.603 | 345.0522
2023 | 11 | 22 | 9 | 43.9555 | 84.5 | 356.0635
2023 | 11 | 22 | 10 | 44.1334 | 84.6892 | 352.2925
2023 | 11 | 22 | 11 | 44.6645 | 87.511 | 344.4774
2023 | 11 | 22 | 12 | 44.4902 | 86.5982 | 339.4422
2023 | 11 | 22 | 13 | 44.6407 | 85.3115 | 338.221
2023 | 11 | 22 | 14 | 44.736 | 79.5889 | 340.027
2023 | 11 | 22 | 15 | 45.3746 | 79.6232 | 345.1673
2023 | 11 | 22 | 16 | 47.1627 | 82.5108 | 359.9663
2023 | 11 | 22 | 17 | 50.6048 | 82.5368 | 387.5209
2023 | 11 | 22 | 18 | 53.5795 | 82.2007 | 401.4558
2023 | 11 | 22 | 19 | 52.8294 | 79.8521 | 392.0463
2023 | 11 | 22 | 20 | 51.0098 | 77.233 | 382.4122
2023 | 11 | 22 | 21 | 48.5141 | 77.2453 | 368.2057
2023 | 11 | 22 | 22 | 45.004 | 74.4538 | 345.761
2023 | 11 | 22 | 23 | 41.4945 | 70.0107 | 318.3686
2023 | 11 | 23 | 0 | 38.4812 | 66.8132 | 299.3166
2023 | 11 | 23 | 1 | 36.6007 | 65.1197 | 283.6356
2023 | 11 | 23 | 2 | 35.3282 | 63.8559 | 275.0461
2023 | 11 | 23 | 3 | 34.7511 | 62.5974 | 271.182
2023 | 11 | 23 | 4 | 34.6678 | 61.4989 | 270.5426
2023 | 11 | 23 | 5 | 35.8077 | 62.3529 | 274.3903
2023 | 11 | 23 | 6 | 37.9846 | 66.7122 | 286.7992
2023 | 11 | 23 | 7 | 41.0777 | 73.6836 | 316.2903
2023 | 11 | 23 | 8 | 43.3748 | 79.9738 | 348.0394
2023 | 11 | 23 | 9 | 43.8768 | 83.0823 | 354.5643
2023 | 11 | 23 | 10 | 43.447 | 84.9891 | 346.3505
2023 | 11 | 23 | 11 | 43.5757 | 87.4524 | 337.4333
2023 | 11 | 23 | 12 | 45.8017 | 86.6131 | 339.9676
2023 | 11 | 23 | 13 | 46.032 | 86.0669 | 338.0769
2023 | 11 | 23 | 14 | 46.1794 | 82.8534 | 339.5986
2023 | 11 | 23 | 15 | 47.0121 | 81.1154 | 345.2545
2023 | 11 | 23 | 16 | 48.5769 | 83.929 | 358.7508
2023 | 11 | 23 | 17 | 51.6222 | 83.2175 | 385.2531
2023 | 11 | 23 | 18 | 53.8038 | 85.3268 | 402.4188
2023 | 11 | 23 | 19 | 52.8161 | 82.6561 | 393.0673
2023 | 11 | 23 | 20 | 50.6697 | 78.9772 | 384.1578
2023 | 11 | 23 | 21 | 48.159 | 77.6211 | 370.8456
2023 | 11 | 23 | 22 | 44.7683 | 75.0144 | 349.4595
2023 | 11 | 23 | 23 | 41.3921 | 70.5594 | 322.0886
2023 | 11 | 24 | 0 | 38.59 | 66.5941 | 300.5329
2023 | 11 | 24 | 1 | 36.2729 | 65.0237 | 281.5475
2023 | 11 | 24 | 2 | 34.9644 | 63.0691 | 271.9397
2023 | 11 | 24 | 3 | 34.3401 | 61.8792 | 267.1232
2023 | 11 | 24 | 4 | 34.2642 | 61.6537 | 265.6152
2023 | 11 | 24 | 5 | 35.4213 | 61.92 | 268.4749
2023 | 11 | 24 | 6 | 37.7338 | 64.9523 | 281.8198
2023 | 11 | 24 | 7 | 41.0102 | 72.1886 | 311.4698
2023 | 11 | 24 | 8 | 43.7942 | 78.281 | 345.2168
2023 | 11 | 24 | 9 | 44.7248 | 83.2543 | 355.0262
2023 | 11 | 24 | 10 | 44.6877 | 85.118 | 348.7935
2023 | 11 | 24 | 11 | 44.9233 | 85.887 | 338.7891
2023 | 11 | 24 | 12 | 45.6792 | 86.5685 | 345.2848
2023 | 11 | 24 | 13 | 45.747 | 85.4534 | 344.5731
2023 | 11 | 24 | 14 | 45.6963 | 82.4733 | 346.0907
2023 | 11 | 24 | 15 | 46.1249 | 80.178 | 350.6646
2023 | 11 | 24 | 16 | 47.4335 | 81.6828 | 361.0821
2023 | 11 | 24 | 17 | 50.1984 | 81.2632 | 383.8921
2023 | 11 | 24 | 18 | 52.5369 | 80.7099 | 399.1548
2023 | 11 | 24 | 19 | 51.373 | 77.643 | 389.5889
2023 | 11 | 24 | 20 | 49.3924 | 74.9535 | 379.2696
2023 | 11 | 24 | 21 | 47.1551 | 74.3371 | 367.5146
2023 | 11 | 24 | 22 | 44.2432 | 71.9108 | 350.5957
2023 | 11 | 24 | 23 | 41.0199 | 66.6566 | 327.1056
2023 | 11 | 25 | 0 | 37.3536 | 63.3242 | 299.8702
2023 | 11 | 25 | 1 | 35.3619 | 61.7343 | 268.128
2023 | 11 | 25 | 2 | 33.7185 | 60.0618 | 256.5752
2023 | 11 | 25 | 3 | 32.8138 | 59.0833 | 249.6571
2023 | 11 | 25 | 4 | 32.341 | 59.5595 | 245.9461
2023 | 11 | 25 | 5 | 32.5687 | 59.364 | 244.2658
2023 | 11 | 25 | 6 | 33.3861 | 60.5878 | 243.389
2023 | 11 | 25 | 7 | 35.9055 | 63.8932 | 259.8258
2023 | 11 | 25 | 8 | 39.5867 | 66.8835 | 293.9386
2023 | 11 | 25 | 9 | 42.6289 | 71.847 | 316.7662
2023 | 11 | 25 | 10 | 44.1882 | 75.3644 | 323.0033
2023 | 11 | 25 | 11 | 45.3252 | 76.8457 | 321.5296
2023 | 11 | 25 | 12 | 45.1656 | 75.3344 | 293.4959
2023 | 11 | 25 | 13 | 44.9796 | 74.1659 | 288.7311
2023 | 11 | 25 | 14 | 44.6344 | 74.4615 | 286.5989
2023 | 11 | 25 | 15 | 44.6728 | 71.7062 | 290.8127
2023 | 11 | 25 | 16 | 45.7448 | 71.6307 | 304.9266
2023 | 11 | 25 | 17 | 48.5744 | 73.9365 | 337.6342
2023 | 11 | 25 | 18 | 50.6103 | 75.5441 | 364.4507
2023 | 11 | 25 | 19 | 49.1685 | 73.2048 | 351.1104
2023 | 11 | 25 | 20 | 46.7693 | 69.3609 | 335.1815
2023 | 11 | 25 | 21 | 44.4798 | 69.6436 | 321.075
2023 | 11 | 25 | 22 | 41.949 | 67.5172 | 306.1843
2023 | 11 | 25 | 23 | 39.4876 | 64.5758 | 286.4418
2023 | 11 | 26 | 0 | 37.1848 | 63.5875 | 268.5972
2023 | 11 | 26 | 1 | 35.2636 | 60.3164 | 261.6212
2023 | 11 | 26 | 2 | 33.8402 | 58.9315 | 252.1812
2023 | 11 | 26 | 3 | 33.0555 | 58.4428 | 246.6963
2023 | 11 | 26 | 4 | 32.5707 | 59.07 | 244.8343
2023 | 11 | 26 | 5 | 32.6721 | 58.7409 | 245.0946
2023 | 11 | 26 | 6 | 33.0993 | 59.6378 | 241.5251
2023 | 11 | 26 | 7 | 35.3306 | 61.0118 | 257.6498
2023 | 11 | 26 | 8 | 39.0774 | 62.8865 | 292.6378
2023 | 11 | 26 | 9 | 42.4379 | 66.238 | 318.127
2023 | 11 | 26 | 10 | 44.569 | 69.1091 | 325.1745
2023 | 11 | 26 | 11 | 46.0534 | 70.1257 | 324.2865
2023 | 11 | 26 | 12 | 46.1346 | 71.3356 | 335.5765
2023 | 11 | 26 | 13 | 46.3036 | 71.0163 | 337.2762
2023 | 11 | 26 | 14 | 46.3643 | 72.8192 | 338.2668
2023 | 11 | 26 | 15 | 46.9215 | 71.1795 | 344.258
2023 | 11 | 26 | 16 | 48.4801 | 70.8063 | 361.2644
2023 | 11 | 26 | 17 | 51.7331 | 73.9472 | 392.314
2023 | 11 | 26 | 18 | 53.6865 | 78.3776 | 413.6131
2023 | 11 | 26 | 19 | 52.2293 | 75.3866 | 398.542
2023 | 11 | 26 | 20 | 49.7978 | 72.5741 | 382.4018
2023 | 11 | 26 | 21 | 47.0305 | 71.4127 | 366.5112
2023 | 11 | 26 | 22 | 43.7994 | 69.4797 | 347.3537
2023 | 11 | 26 | 23 | 40.8743 | 66.5649 | 322.8312
2023 | 11 | 27 | 0 | 38.569 | 64.8295 | 298.1244
2023 | 11 | 27 | 1 | 36.4414 | 62.5081 | 284.1236
2023 | 11 | 27 | 2 | 35.4212 | 61.3739 | 277.0328
2023 | 11 | 27 | 3 | 35.0669 | 61.121 | 274.2587
2023 | 11 | 27 | 4 | 35.2243 | 61.6496 | 274.6301
2023 | 11 | 27 | 5 | 36.6031 | 62.3766 | 279.4634
2023 | 11 | 27 | 6 | 39.2541 | 66.8867 | 291.7731
2023 | 11 | 27 | 7 | 42.5001 | 75.0272 | 323.0004
2023 | 11 | 27 | 8 | 45.0291 | 84.0974 | 358.0054
2023 | 11 | 27 | 9 | 45.4495 | 88.7076 | 367.5263
2023 | 11 | 27 | 10 | 45.0048 | 91.3734 | 360.027
2023 | 11 | 27 | 11 | 45.0406 | 90.7451 | 350.7518
2023 | 11 | 27 | 12 | 46.0666 | 88.9068 | 301.3475
2023 | 11 | 27 | 13 | 46.0649 | 87.7919 | 293.6396
2023 | 11 | 27 | 14 | 46.0528 | 85.5538 | 291.7861
2023 | 11 | 27 | 15 | 46.707 | 83.3286 | 295.5713
2023 | 11 | 27 | 16 | 48.6281 | 84.8052 | 315.5328
2023 | 11 | 27 | 17 | 52.1691 | 85.6953 | 358.8081
2023 | 11 | 27 | 18 | 55.4024 | 85.649 | 406.6389
2023 | 11 | 27 | 19 | 54.1324 | 83.0934 | 403.3867
2023 | 11 | 27 | 20 | 51.8431 | 79.726 | 395.9275
2023 | 11 | 27 | 21 | 49.0187 | 78.1632 | 383.2213
2023 | 11 | 27 | 22 | 45.3956 | 75.3919 | 362.3402
2023 | 11 | 27 | 23 | 41.9068 | 71.4782 | 336.2097
2023 | 11 | 28 | 0 | 39.6166 | 67.6033 | 316.134
2023 | 11 | 28 | 1 | 37.1686 | 64.8359 | 300.8574
2023 | 11 | 28 | 2 | 35.9437 | 63.3064 | 293.0852
2023 | 11 | 28 | 3 | 35.3712 | 62.4235 | 289.8644
2023 | 11 | 28 | 4 | 35.4713 | 62.1809 | 289.6694
2023 | 11 | 28 | 5 | 36.7699 | 62.7028 | 294.0777
2023 | 11 | 28 | 6 | 39.1968 | 67.8405 | 304.6102
2023 | 11 | 28 | 7 | 42.4127 | 75.8592 | 333.9968
2023 | 11 | 28 | 8 | 45.1581 | 83.0946 | 364.1595
2023 | 11 | 28 | 9 | 45.9484 | 86.9693 | 366.2717
2023 | 11 | 28 | 10 | 45.9234 | 90.2484 | 352.8645
2023 | 11 | 28 | 11 | 46.2491 | 92.1806 | 339.2913
2023 | 11 | 28 | 12 | 46.3696 | 88.5158 | 349.7445
2023 | 11 | 28 | 13 | 46.4659 | 87.7208 | 346.4682
2023 | 11 | 28 | 14 | 46.5906 | 84.5735 | 346.5566
2023 | 11 | 28 | 15 | 47.2311 | 83.8645 | 352.2145
2023 | 11 | 28 | 16 | 49.0615 | 85.4898 | 368.4597
2023 | 11 | 28 | 17 | 52.7307 | 86.2547 | 397.6662
2023 | 11 | 28 | 18 | 56.1545 | 85.2549 | 420.9441
2023 | 11 | 28 | 19 | 55.0416 | 82.9791 | 410.7986
2023 | 11 | 28 | 20 | 52.8438 | 80.2444 | 400.3018
2023 | 11 | 28 | 21 | 50.2046 | 79.8704 | 385.9287
2023 | 11 | 28 | 22 | 46.671 | 77.6603 | 364.435
2023 | 11 | 28 | 23 | 43.2042 | 72.1866 | 337.2008
2023 | 11 | 29 | 0 | 39.8422 | 68.6045 | 311.6472
2023 | 11 | 29 | 1 | 38.4358 | 66.3564 | 300.1732
2023 | 11 | 29 | 2 | 37.1947 | 64.7958 | 291.3715
2023 | 11 | 29 | 3 | 36.6252 | 63.6001 | 286.7633
2023 | 11 | 29 | 4 | 36.639 | 62.8796 | 285.4592
2023 | 11 | 29 | 5 | 37.9257 | 63.6069 | 288.7171
2023 | 11 | 29 | 6 | 40.0139 | 67.1488 | 298.2903
2023 | 11 | 29 | 7 | 43.198 | 75.1512 | 327.1732
2023 | 11 | 29 | 8 | 45.8461 | 82.1159 | 359.3872
2023 | 11 | 29 | 9 | 46.6567 | 87.1922 | 366.048
2023 | 11 | 29 | 10 | 46.5542 | 89.5041 | 358.1463
2023 | 11 | 29 | 11 | 46.8326 | 90.4342 | 348.3526
2023 | 11 | 29 | 12 | 46.4343 | 90.449 | 361.2464
2023 | 11 | 29 | 13 | 46.4352 | 89.3822 | 360.2094
2023 | 11 | 29 | 14 | 46.5067 | 87.3626 | 361.448
2023 | 11 | 29 | 15 | 47.1522 | 86.2817 | 366.0573
2023 | 11 | 29 | 16 | 49.0742 | 87.1805 | 379.8638
2023 | 11 | 29 | 17 | 52.7934 | 87.7497 | 406.5614
2023 | 11 | 29 | 18 | 56.0733 | 85.0619 | 417.8594
2023 | 11 | 29 | 19 | 55.6332 | 81.8216 | 410.6748
2023 | 11 | 29 | 20 | 53.9423 | 78.8685 | 402.3796
2023 | 11 | 29 | 21 | 51.6152 | 78.0684 | 390.0943
2023 | 11 | 29 | 22 | 48.0919 | 75.3275 | 368.6453
2023 | 11 | 29 | 23 | 44.606 | 71.2605 | 341.1738
2023 | 11 | 30 | 0 | 41.3266 | 67.9554 | 314.1731
2023 | 11 | 30 | 1 | 39.5093 | 66.4154 | 308.655
2023 | 11 | 30 | 2 | 38.3309 | 65.2936 | 300.7695
2023 | 11 | 30 | 3 | 37.849 | 64.608 | 298.1158
2023 | 11 | 30 | 4 | 37.9024 | 63.9578 | 298.4128
2023 | 11 | 30 | 5 | 39.1633 | 64.9087 | 303.0957
2023 | 11 | 30 | 6 | 41.4125 | 69.7748 | 316.4289
2023 | 11 | 30 | 7 | 44.5665 | 77.3533 | 346.7327
2023 | 11 | 30 | 8 | 47.3185 | 85.2722 | 377.8334
2023 | 11 | 30 | 9 | 48.1482 | 89.7248 | 378.5278
2023 | 11 | 30 | 10 | 47.9365 | 94.3751 | 362.8543
2023 | 11 | 30 | 11 | 48.0453 | 94.2207 | 348.8319
2023 | 11 | 30 | 12 | 48.5194 | 93.6592 | 364.5596
2023 | 11 | 30 | 13 | 48.5396 | 92.8124 | 360.8513
2023 | 11 | 30 | 14 | 48.7342 | 91.1287 | 361.4592
2023 | 11 | 30 | 15 | 49.5604 | 89.8386 | 367.1602
2023 | 11 | 30 | 16 | 51.3607 | 90.9819 | 383.5487
2023 | 11 | 30 | 17 | 54.8248 | 92.2139 | 414.6089
2023 | 11 | 30 | 18 | 57.3442 | 90.9387 | 443.0743
2023 | 11 | 30 | 19 | 56.9868 | 88.153 | 435.5058
2023 | 11 | 30 | 20 | 55.169 | 84.8902 | 428.0889
2023 | 11 | 30 | 21 | 52.9402 | 82.7328 | 416.0713
2023 | 11 | 30 | 22 | 49.5562 | 80.2945 | 394.6495
2023 | 11 | 30 | 23 | 46.1737 | 76.2651 | 366.5454
2023 | 12 | 1 | 0 | 42.2018 | 71.6506 | 345.019
2023 | 12 | 1 | 1 | 40.7407 | 69.5282 | 318.364
2023 | 12 | 1 | 2 | 39.583 | 67.1635 | 309.1492
2023 | 12 | 1 | 3 | 39.2519 | 65.7243 | 305.0378
2023 | 12 | 1 | 4 | 39.3445 | 66.8695 | 304.1024
2023 | 12 | 1 | 5 | 40.8597 | 66.9358 | 307.3736
2023 | 12 | 1 | 6 | 43.4424 | 71.4181 | 318.4702
2023 | 12 | 1 | 7 | 46.7159 | 78.9312 | 347.9517
2023 | 12 | 1 | 8 | 49.3819 | 81.0309 | 379.9303
2023 | 12 | 1 | 9 | 49.9582 | 85.0952 | 386.3428
2023 | 12 | 1 | 10 | 49.1234 | 85.5198 | 378.2736
2023 | 12 | 1 | 11 | 48.5641 | 90.1827 | 368.1335
2023 | 12 | 1 | 12 | 49.4921 | 87.703 | 358.4224
2023 | 12 | 1 | 13 | 49.4846 | 86.3439 | 352.8782
2023 | 12 | 1 | 14 | 49.2558 | 80.9692 | 353.4195
2023 | 12 | 1 | 15 | 49.7008 | 78.9527 | 355.9838
2023 | 12 | 1 | 16 | 51.3225 | 82.3041 | 364.5623
2023 | 12 | 1 | 17 | 54.3471 | 82.8037 | 392.7166
2023 | 12 | 1 | 18 | 55.5733 | 83.3572 | 420.6522
2023 | 12 | 1 | 19 | 55.3151 | 78.3058 | 414.6818
2023 | 12 | 1 | 20 | 53.5867 | 76.8465 | 406.1118
2023 | 12 | 1 | 21 | 51.3653 | 75.5616 | 394.6253
2023 | 12 | 1 | 22 | 48.3102 | 73.0144 | 377.3139
2023 | 12 | 1 | 23 | 44.8664 | 70.2382 | 351.4142
2023 | 12 | 2 | 0 | 41.892 | 67.7302 | 325.1532
2023 | 12 | 2 | 1 | 38.9616 | 62.434 | 305.6665
2023 | 12 | 2 | 2 | 37.3646 | 60.4623 | 295.0532
2023 | 12 | 2 | 3 | 36.632 | 59.5479 | 289.1835
2023 | 12 | 2 | 4 | 36.4584 | 61.2705 | 287.0196
2023 | 12 | 2 | 5 | 37.1894 | 60.6194 | 288.2094
2023 | 12 | 2 | 6 | 38.5497 | 65.0514 | 297.4658
2023 | 12 | 2 | 7 | 40.6013 | 67.6577 | 313.6488
2023 | 12 | 2 | 8 | 43.5797 | 67.704 | 336.4634
2023 | 12 | 2 | 9 | 46.269 | 70.4626 | 348.4977
2023 | 12 | 2 | 10 | 47.6235 | 72.5115 | 345.9026
2023 | 12 | 2 | 11 | 48.349 | 77.8212 | 341.0234
2023 | 12 | 2 | 12 | 48.6346 | 76.9911 | 342.8086
2023 | 12 | 2 | 13 | 48.6446 | 75.5674 | 334.8872
2023 | 12 | 2 | 14 | 48.173 | 74.0725 | 333.3223
2023 | 12 | 2 | 15 | 48.3067 | 71.7311 | 336.7545
2023 | 12 | 2 | 16 | 49.3263 | 73.1092 | 351.242
2023 | 12 | 2 | 17 | 51.8658 | 74.8724 | 386.8371
2023 | 12 | 2 | 18 | 52.6764 | 76.0295 | 432.0199
2023 | 12 | 2 | 19 | 51.285 | 71.0907 | 418.013
2023 | 12 | 2 | 20 | 48.6415 | 68.8573 | 400.3378
2023 | 12 | 2 | 21 | 45.8601 | 67.7126 | 383.6249
2023 | 12 | 2 | 22 | 43.1337 | 65.8292 | 367.6996
2023 | 12 | 2 | 23 | 40.2158 | 65.3369 | 345.7507
2023 | 12 | 3 | 0 | 37.9288 | 66.126 | 326.4566
2023 | 12 | 3 | 1 | 36.0202 | 62.7844 | 302.4417
2023 | 12 | 3 | 2 | 34.6147 | 61.2388 | 291.3973
2023 | 12 | 3 | 3 | 33.9455 | 60.604 | 285.2652
2023 | 12 | 3 | 4 | 33.679 | 62.1504 | 282.7715
2023 | 12 | 3 | 5 | 34.1858 | 61.9544 | 282.7034
2023 | 12 | 3 | 6 | 35.4809 | 65.5081 | 287.7096
2023 | 12 | 3 | 7 | 37.2274 | 67.5519 | 299.6079
2023 | 12 | 3 | 8 | 39.9837 | 64.3115 | 326.3353
2023 | 12 | 3 | 9 | 42.6132 | 65.2244 | 350.8108
2023 | 12 | 3 | 10 | 43.9748 | 66.934 | 362.0257
2023 | 12 | 3 | 11 | 44.7741 | 72.8468 | 361.5778
2023 | 12 | 3 | 12 | 45.4271 | 71.6236 | 358.2375
2023 | 12 | 3 | 13 | 45.636 | 71.2933 | 356.2039
2023 | 12 | 3 | 14 | 45.4241 | 69.0549 | 357.6071
2023 | 12 | 3 | 15 | 45.9876 | 67.8396 | 361.4511
2023 | 12 | 3 | 16 | 47.7034 | 70.8579 | 372.4309
2023 | 12 | 3 | 17 | 51.0236 | 73.4439 | 401.2062
2023 | 12 | 3 | 18 | 54.2882 | 79.0074 | 424.2983
2023 | 12 | 3 | 19 | 52.6972 | 74.9691 | 409.5683
2023 | 12 | 3 | 20 | 49.9722 | 73.8863 | 391.971
2023 | 12 | 3 | 21 | 46.855 | 72.0984 | 373.3316
2023 | 12 | 3 | 22 | 43.5678 | 71.3393 | 351.6985
2023 | 12 | 3 | 23 | 40.3159 | 68.8593 | 324.1546
2023 | 12 | 4 | 0 | 37.9198 | 68.9617 | 303.381
2023 | 12 | 4 | 1 | 35.5307 | 67.1908 | 288.1432
2023 | 12 | 4 | 2 | 34.3259 | 65.9714 | 279.842
2023 | 12 | 4 | 3 | 33.9672 | 65.1109 | 276.3241
2023 | 12 | 4 | 4 | 34.1196 | 66.2955 | 275.9835
2023 | 12 | 4 | 5 | 35.7344 | 66.8239 | 280.6124
2023 | 12 | 4 | 6 | 38.3621 | 71.6373 | 295.1027
2023 | 12 | 4 | 7 | 41.7552 | 79.7908 | 325.9145
2023 | 12 | 4 | 8 | 44.5918 | 84.4741 | 361.1377
2023 | 12 | 4 | 9 | 45.7309 | 88.2941 | 373.2487
2023 | 12 | 4 | 10 | 46.065 | 89.2805 | 369.9026
2023 | 12 | 4 | 11 | 46.4557 | 93.1579 | 364.1076
2023 | 12 | 4 | 12 | 46.051 | 90.4847 | 360.4341
2023 | 12 | 4 | 13 | 46.3596 | 88.9834 | 356.0942
2023 | 12 | 4 | 14 | 46.1429 | 84.5206 | 357.1852
2023 | 12 | 4 | 15 | 46.8139 | 84.0694 | 361.6977
2023 | 12 | 4 | 16 | 48.6401 | 86.6915 | 373.5721
2023 | 12 | 4 | 17 | 51.9122 | 88.1567 | 402.4812
2023 | 12 | 4 | 18 | 54.1547 | 85.3959 | 421.5588
2023 | 12 | 4 | 19 | 52.923 | 81.0871 | 413.6723
2023 | 12 | 4 | 20 | 50.4653 | 79.0742 | 404.2819
2023 | 12 | 4 | 21 | 47.5842 | 77.5816 | 389.6811
2023 | 12 | 4 | 22 | 43.9025 | 74.9223 | 367.4474
2023 | 12 | 4 | 23 | 40.2326 | 73.2108 | 338.2392
2023 | 12 | 5 | 0 | 37.7322 | 72.2134 | 315.2774
2023 | 12 | 5 | 1 | 34.8829 | 66.8846 | 293.4093
2023 | 12 | 5 | 2 | 33.55 | 65.1078 | 284.2682
2023 | 12 | 5 | 3 | 33.0068 | 63.6705 | 279.8408
2023 | 12 | 5 | 4 | 33.1143 | 64.1974 | 278.5122
2023 | 12 | 5 | 5 | 34.6369 | 64.3672 | 281.8085
2023 | 12 | 5 | 6 | 37.3913 | 69.3504 | 296.723
2023 | 12 | 5 | 7 | 40.8706 | 77.1323 | 325.853
2023 | 12 | 5 | 8 | 43.7939 | 80.5784 | 358.7458
2023 | 12 | 5 | 9 | 44.9583 | 83.6187 | 368.3574
2023 | 12 | 5 | 10 | 45.3279 | 85.1022 | 364.7649
2023 | 12 | 5 | 11 | 45.7807 | 90.9416 | 358.6077
2023 | 12 | 5 | 12 | 46.0251 | 88.9219 | 355.2385
2023 | 12 | 5 | 13 | 46.4573 | 88.0538 | 350.8892
2023 | 12 | 5 | 14 | 46.489 | 84.4779 | 351.7264
2023 | 12 | 5 | 15 | 47.1135 | 84.2831 | 356.4999
2023 | 12 | 5 | 16 | 48.8564 | 86.6608 | 367.6702
2023 | 12 | 5 | 17 | 52.4201 | 87.5129 | 394.8738
2023 | 12 | 5 | 18 | 55.1165 | 85.4167 | 416.487
2023 | 12 | 5 | 19 | 53.953 | 80.859 | 408.0474
2023 | 12 | 5 | 20 | 51.6977 | 78.9304 | 398.9424
2023 | 12 | 5 | 21 | 48.9393 | 78.0784 | 385.6162
2023 | 12 | 5 | 22 | 45.3667 | 75.8148 | 364.5158
2023 | 12 | 5 | 23 | 41.6048 | 72.6072 | 335.3289
2023 | 12 | 6 | 0 | 38.0429 | 70.5965 | 307.5009
2023 | 12 | 6 | 1 | 35.221 | 66.5717 | 285.3534
2023 | 12 | 6 | 2 | 33.9028 | 64.6046 | 276.4547
2023 | 12 | 6 | 3 | 33.3399 | 62.8472 | 271.9872
2023 | 12 | 6 | 4 | 33.4286 | 63.0725 | 271.1198
2023 | 12 | 6 | 5 | 34.9497 | 63.3098 | 275.0514
2023 | 12 | 6 | 6 | 37.8864 | 67.1061 | 287.7459
2023 | 12 | 6 | 7 | 41.3339 | 75.0373 | 316.2235
2023 | 12 | 6 | 8 | 44.0612 | 78.4346 | 348.732
2023 | 12 | 6 | 9 | 45.1944 | 82.7537 | 359.6799
2023 | 12 | 6 | 10 | 45.4154 | 83.3581 | 357.4324
2023 | 12 | 6 | 11 | 45.7841 | 87.9626 | 351.8677
2023 | 12 | 6 | 12 | 46.1911 | 87.5919 | 349.3667
2023 | 12 | 6 | 13 | 46.6211 | 86.5932 | 346.0492
2023 | 12 | 6 | 14 | 46.6195 | 83.3477 | 347.8104
2023 | 12 | 6 | 15 | 47.382 | 83.1908 | 352.3814
2023 | 12 | 6 | 16 | 49.2463 | 85.1581 | 363.973
2023 | 12 | 6 | 17 | 52.5554 | 85.03 | 391.3606
2023 | 12 | 6 | 18 | 54.761 | 83.5428 | 404.721
2023 | 12 | 6 | 19 | 53.7579 | 78.2059 | 397.5482
2023 | 12 | 6 | 20 | 51.6911 | 75.9282 | 389.5678
2023 | 12 | 6 | 21 | 48.9858 | 75.3685 | 376.3061
2023 | 12 | 6 | 22 | 45.381 | 72.7512 | 354.0215
2023 | 12 | 6 | 23 | 41.5627 | 70.225 | 324.4342
2023 | 12 | 7 | 0 | 38.3118 | 68.4656 | 300.9533
2023 | 12 | 7 | 1 | 36.1229 | 63.0937 | 279.0541
2023 | 12 | 7 | 2 | 34.7853 | 61.2336 | 269.5009
2023 | 12 | 7 | 3 | 34.2172 | 59.7245 | 264.9363
2023 | 12 | 7 | 4 | 34.2462 | 59.9685 | 263.9075
2023 | 12 | 7 | 5 | 35.6111 | 60.256 | 267.5916
2023 | 12 | 7 | 6 | 38.8496 | 64.2197 | 280.6753
2023 | 12 | 7 | 7 | 42.2023 | 71.8218 | 308.6973
2023 | 12 | 7 | 8 | 44.6646 | 76.388 | 337.8798
2023 | 12 | 7 | 9 | 45.2395 | 80.7567 | 343.3905
2023 | 12 | 7 | 10 | 44.8936 | 82.5924 | 336.9961
2023 | 12 | 7 | 11 | 44.8428 | 85.7233 | 331.0789
2023 | 12 | 7 | 12 | 45.5633 | 85.4259 | 328.9892
2023 | 12 | 7 | 13 | 45.8009 | 85.1945 | 325.2559
2023 | 12 | 7 | 14 | 45.7339 | 81.8239 | 327.0301
2023 | 12 | 7 | 15 | 46.425 | 80.3579 | 332.0902
2023 | 12 | 7 | 16 | 48.1502 | 83.1378 | 342.9384
2023 | 12 | 7 | 17 | 51.5715 | 81.8249 | 371.7453
2023 | 12 | 7 | 18 | 55.2899 | 81.2862 | 397.9633
2023 | 12 | 7 | 19 | 54.3124 | 76.2061 | 388.9815
2023 | 12 | 7 | 20 | 52.2653 | 73.4131 | 380.6785
2023 | 12 | 7 | 21 | 49.6039 | 72.989 | 367.5844
2023 | 12 | 7 | 22 | 46.119 | 70.749 | 346.2232
2023 | 12 | 7 | 23 | 42.3295 | 67.794 | 316.6599
2023 | 12 | 8 | 0 | 39.1378 | 65.0551 | 291.3361
2023 | 12 | 8 | 1 | 36.9563 | 63.2687 | 274.2475
2023 | 12 | 8 | 2 | 35.6093 | 61.0704 | 264.8819
2023 | 12 | 8 | 3 | 35.0325 | 60.3423 | 260.7542
2023 | 12 | 8 | 4 | 35.067 | 61.3911 | 260.2098
2023 | 12 | 8 | 5 | 36.4384 | 61.3479 | 264.3763
2023 | 12 | 8 | 6 | 39.0135 | 65.7538 | 276.4467
2023 | 12 | 8 | 7 | 42.4978 | 73.4854 | 305.7043
2023 | 12 | 8 | 8 | 45.5674 | 78.3218 | 338.8877
2023 | 12 | 8 | 9 | 46.8456 | 83.1227 | 350.0871
2023 | 12 | 8 | 10 | 47.2385 | 86.4807 | 346.4729
2023 | 12 | 8 | 11 | 47.5286 | 87.8355 | 339.0386
2023 | 12 | 8 | 12 | 46.7677 | 86.4649 | 330.5281
2023 | 12 | 8 | 13 | 46.8852 | 85.887 | 326.4488
2023 | 12 | 8 | 14 | 46.6962 | 84.5475 | 327.8001
2023 | 12 | 8 | 15 | 47.0745 | 82.5898 | 332.4485
2023 | 12 | 8 | 16 | 48.5459 | 83.0329 | 342.8678
2023 | 12 | 8 | 17 | 51.6858 | 82.5226 | 370.7319
2023 | 12 | 8 | 18 | 54.0299 | 83.3341 | 397.9248
2023 | 12 | 8 | 19 | 53.3191 | 78.2916 | 390.1517
2023 | 12 | 8 | 20 | 51.5874 | 76.6372 | 381.2623
2023 | 12 | 8 | 21 | 49.3542 | 76.4937 | 369.55
2023 | 12 | 8 | 22 | 46.3929 | 74.8491 | 352.1048
2023 | 12 | 8 | 23 | 42.9001 | 70.0137 | 326.3982
2023 | 12 | 9 | 0 | 39.3145 | 66.8491 | 300.0415
2023 | 12 | 9 | 1 | 37.5534 | 63.0506 | 282.1321
2023 | 12 | 9 | 2 | 35.9726 | 61.2655 | 271.0308
2023 | 12 | 9 | 3 | 35.2459 | 60.2953 | 265.1217
2023 | 12 | 9 | 4 | 34.9812 | 61.1397 | 262.9594
2023 | 12 | 9 | 5 | 35.5932 | 60.784 | 263.0941
2023 | 12 | 9 | 6 | 36.9402 | 64.0418 | 267.287
2023 | 12 | 9 | 7 | 39.3943 | 67.5825 | 284.0578
2023 | 12 | 9 | 8 | 42.6631 | 67.723 | 316.8708
2023 | 12 | 9 | 9 | 45.303 | 71.6015 | 338.9257
2023 | 12 | 9 | 10 | 46.5174 | 74.462 | 345.1604
2023 | 12 | 9 | 11 | 47.2137 | 77.9068 | 343.6893
2023 | 12 | 9 | 12 | 47.2711 | 74.8706 | 327.8039
2023 | 12 | 9 | 13 | 47.1637 | 73.7449 | 321.5589
2023 | 12 | 9 | 14 | 46.685 | 74.1223 | 319.5516
2023 | 12 | 9 | 15 | 46.7718 | 71.4547 | 324.3471
2023 | 12 | 9 | 16 | 47.9907 | 71.8148 | 337.811
2023 | 12 | 9 | 17 | 50.9873 | 74.499 | 370.8406
2023 | 12 | 9 | 18 | 53.2828 | 76.276 | 401.871
2023 | 12 | 9 | 19 | 52.2199 | 71.877 | 388.7119
2023 | 12 | 9 | 20 | 49.9224 | 68.9393 | 372.7204
2023 | 12 | 9 | 21 | 47.4832 | 68.9333 | 357.9879
2023 | 12 | 9 | 22 | 44.8567 | 67.7897 | 342.6027
2023 | 12 | 9 | 23 | 42.0398 | 65.6137 | 320.3895
2023 | 12 | 10 | 0 | 39.213 | 64.2241 | 301.0187
2023 | 12 | 10 | 1 | 37.9832 | 59.7053 | 283.3984
2023 | 12 | 10 | 2 | 36.612 | 57.9465 | 272.5244
2023 | 12 | 10 | 3 | 35.9944 | 57.3661 | 266.5009
2023 | 12 | 10 | 4 | 35.7753 | 58.8719 | 264.0179
2023 | 12 | 10 | 5 | 36.3108 | 57.8256 | 263.2516
2023 | 12 | 10 | 6 | 37.4641 | 59.4905 | 262.5491
2023 | 12 | 10 | 7 | 39.3616 | 60.9399 | 276.3057
2023 | 12 | 10 | 8 | 42.1872 | 62.2764 | 307.2536
2023 | 12 | 10 | 9 | 44.6552 | 65.6821 | 329.6761
2023 | 12 | 10 | 10 | 45.9964 | 68.5833 | 335.7478
2023 | 12 | 10 | 11 | 46.7692 | 71.5397 | 334.4497
2023 | 12 | 10 | 12 | 46.3559 | 71.0882 | 358.455
2023 | 12 | 10 | 13 | 46.4312 | 70.3916 | 356.9943
2023 | 12 | 10 | 14 | 46.2065 | 72.7183 | 357.4758
2023 | 12 | 10 | 15 | 46.7265 | 71.8746 | 364.6241
2023 | 12 | 10 | 16 | 48.5076 | 70.9781 | 377.9561
2023 | 12 | 10 | 17 | 52.2416 | 74.6017 | 406.9273
2023 | 12 | 10 | 18 | 55.6629 | 75.7208 | 424.6209
2023 | 12 | 10 | 19 | 54.8933 | 71.1301 | 409.9579
2023 | 12 | 10 | 20 | 52.7497 | 69.4305 | 393.6846
2023 | 12 | 10 | 21 | 49.8581 | 69.6475 | 377.0549
2023 | 12 | 10 | 22 | 46.5527 | 67.6659 | 356.7753
2023 | 12 | 10 | 23 | 43.3321 | 65.5493 | 329.1723
2023 | 12 | 11 | 0 | 41.0513 | 65.4056 | 300.6074
2023 | 12 | 11 | 1 | 38.5294 | 62.6303 | 288.3625
2023 | 12 | 11 | 2 | 37.5398 | 61.5595 | 280.3039
2023 | 12 | 11 | 3 | 37.3182 | 61.1722 | 277.2349
2023 | 12 | 11 | 4 | 37.5991 | 61.8925 | 277.4124
2023 | 12 | 11 | 5 | 39.2511 | 62.4984 | 282.5003
2023 | 12 | 11 | 6 | 42.6066 | 68.1077 | 296.1703
2023 | 12 | 11 | 7 | 45.7599 | 76.2407 | 326.9378
2023 | 12 | 11 | 8 | 48.031 | 82.5828 | 361.8745
2023 | 12 | 11 | 9 | 48.0923 | 86.2331 | 373.498
2023 | 12 | 11 | 10 | 47.0653 | 88.315 | 368.673
2023 | 12 | 11 | 11 | 46.4816 | 90.5163 | 361.7312
2023 | 12 | 11 | 12 | 45.8154 | 88.3017 | 328.9944
2023 | 12 | 11 | 13 | 45.6911 | 87.2729 | 321.9048
2023 | 12 | 11 | 14 | 45.3409 | 84.9337 | 320.8742
2023 | 12 | 11 | 15 | 45.8922 | 83.8177 | 324.849
2023 | 12 | 11 | 16 | 48.0389 | 84.9881 | 340.9874
2023 | 12 | 11 | 17 | 51.9006 | 85.6518 | 380.3384
2023 | 12 | 11 | 18 | 55.6474 | 83.8638 | 419.5911
2023 | 12 | 11 | 19 | 55.3145 | 79.5118 | 416.2774
2023 | 12 | 11 | 20 | 53.5289 | 77.0427 | 408.8806
2023 | 12 | 11 | 21 | 50.9499 | 75.7161 | 395.5025
2023 | 12 | 11 | 22 | 47.3552 | 73.1445 | 373.7888
2023 | 12 | 11 | 23 | 43.7574 | 70.87 | 345.1542
2023 | 12 | 12 | 0 | 40.8015 | 68.7954 | 325.4588
2023 | 12 | 12 | 1 | 38.9161 | 64.3735 | 299.2553
2023 | 12 | 12 | 2 | 37.6637 | 62.5755 | 289.4638
2023 | 12 | 12 | 3 | 37.2087 | 61.5254 | 284.5423
2023 | 12 | 12 | 4 | 37.2841 | 61.9502 | 282.8932
2023 | 12 | 12 | 5 | 38.7659 | 62.2001 | 285.7427
2023 | 12 | 12 | 6 | 41.3765 | 67.7707 | 297.2317
2023 | 12 | 12 | 7 | 44.4432 | 75.8039 | 324.8122
2023 | 12 | 12 | 8 | 46.707 | 80.6073 | 354.6704
2023 | 12 | 12 | 9 | 46.8202 | 83.9147 | 360.8703
2023 | 12 | 12 | 10 | 45.9594 | 86.4715 | 354.9845
2023 | 12 | 12 | 11 | 45.5619 | 90.4099 | 348.2606
2023 | 12 | 12 | 12 | 46.1998 | 88.1677 | 344.9295
2023 | 12 | 12 | 13 | 46.2403 | 87.3567 | 340.4718
2023 | 12 | 12 | 14 | 46.0023 | 85.5068 | 339.9068
2023 | 12 | 12 | 15 | 46.3965 | 84.4876 | 343.8713
2023 | 12 | 12 | 16 | 48.1879 | 85.9612 | 354.7749
2023 | 12 | 12 | 17 | 52.0423 | 86.6723 | 383.9747
2023 | 12 | 12 | 18 | 56.5101 | 85.1226 | 400.3957
2023 | 12 | 12 | 19 | 55.6974 | 80.5219 | 394.85
2023 | 12 | 12 | 20 | 53.6203 | 78.0646 | 386.8754
2023 | 12 | 12 | 21 | 50.9989 | 77.0166 | 373.9225
2023 | 12 | 12 | 22 | 47.4353 | 74.579 | 353.0403
2023 | 12 | 12 | 23 | 43.7619 | 71.3316 | 324.3408
2023 | 12 | 13 | 0 | 40.3315 | 68.6353 | 300.3621
2023 | 12 | 13 | 1 | 38.2342 | 65.9046 | 280.1863
2023 | 12 | 13 | 2 | 36.9304 | 63.8302 | 270.7444
2023 | 12 | 13 | 3 | 36.4044 | 62.5659 | 266.0781
2023 | 12 | 13 | 4 | 36.5003 | 62.9101 | 265.1281
2023 | 12 | 13 | 5 | 38.022 | 63.2371 | 269.0824
2023 | 12 | 13 | 6 | 40.1995 | 67.9996 | 280.8442
2023 | 12 | 13 | 7 | 43.4833 | 76.0534 | 308.3067
2023 | 12 | 13 | 8 | 46.3844 | 80.9549 | 339.3243
2023 | 12 | 13 | 9 | 47.736 | 84.9463 | 349.1723
2023 | 12 | 13 | 10 | 48.2825 | 87.1419 | 346.256
2023 | 12 | 13 | 11 | 48.7787 | 90.0209 | 340.6738
2023 | 12 | 13 | 12 | 47.5349 | 88.3894 | 337.1351
2023 | 12 | 13 | 13 | 47.7361 | 87.4204 | 334.1597
2023 | 12 | 13 | 14 | 47.7065 | 85.9001 | 334.9743
2023 | 12 | 13 | 15 | 48.3274 | 85.1814 | 339.2728
2023 | 12 | 13 | 16 | 50.2027 | 85.8396 | 351.3555
2023 | 12 | 13 | 17 | 53.8662 | 86.1789 | 380.6604
2023 | 12 | 13 | 18 | 57.3834 | 85.1536 | 405.8669
2023 | 12 | 13 | 19 | 56.7705 | 80.5987 | 396.42
2023 | 12 | 13 | 20 | 54.7491 | 78.1011 | 387.4922
2023 | 12 | 13 | 21 | 52.2769 | 77.5541 | 373.7574
2023 | 12 | 13 | 22 | 48.7323 | 74.954 | 351.2076
2023 | 12 | 13 | 23 | 45.0112 | 71.4591 | 321.3161
2023 | 12 | 14 | 0 | 41.3055 | 69.3615 | 296.2516
2023 | 12 | 14 | 1 | 39.1833 | 66.373 | 277.5413
2023 | 12 | 14 | 2 | 37.9741 | 64.6706 | 267.2724
2023 | 12 | 14 | 3 | 37.5366 | 63.6065 | 262.1423
2023 | 12 | 14 | 4 | 37.6859 | 63.7102 | 260.4122
2023 | 12 | 14 | 5 | 39.1555 | 64.3 | 263.3102
2023 | 12 | 14 | 6 | 41.8033 | 69.2066 | 275.0798
2023 | 12 | 14 | 7 | 45.0649 | 76.831 | 303.4828
2023 | 12 | 14 | 8 | 47.9534 | 82.3862 | 336.889
2023 | 12 | 14 | 9 | 49.126 | 86.0528 | 349.5795
2023 | 12 | 14 | 10 | 49.2748 | 89.5919 | 349.3568
2023 | 12 | 14 | 11 | 49.4142 | 91.7195 | 347.1555
2023 | 12 | 14 | 12 | 49.1411 | 89.3172 | 336.1575
2023 | 12 | 14 | 13 | 49.2717 | 88.6313 | 333.6702
2023 | 12 | 14 | 14 | 49.2774 | 86.5558 | 334.5111
2023 | 12 | 14 | 15 | 50.0794 | 85.064 | 339.3279
2023 | 12 | 14 | 16 | 51.9206 | 86.73 | 349.2959
2023 | 12 | 14 | 17 | 55.2985 | 87.0591 | 378.6376
2023 | 12 | 14 | 18 | 58.8995 | 86.1157 | 416.1089
2023 | 12 | 14 | 19 | 58.1015 | 82.0854 | 406.5446
2023 | 12 | 14 | 20 | 55.8028 | 79.3172 | 397.991
2023 | 12 | 14 | 21 | 53.2583 | 77.9936 | 386.2609
2023 | 12 | 14 | 22 | 49.8191 | 75.523 | 365.9325
2023 | 12 | 14 | 23 | 46.1523 | 72.4112 | 336.3133
2023 | 12 | 15 | 0 | 42.4607 | 70.2241 | 303.0301
2023 | 12 | 15 | 1 | 41.1719 | 66.5612 | 284.5178
2023 | 12 | 15 | 2 | 39.9341 | 64.6005 | 274.4575
2023 | 12 | 15 | 3 | 39.4588 | 63.7463 | 269.7597
2023 | 12 | 15 | 4 | 39.5163 | 63.8423 | 268.3134
2023 | 12 | 15 | 5 | 40.8678 | 64.1769 | 271.5623
2023 | 12 | 15 | 6 | 43.1639 | 68.9078 | 282.1173
2023 | 12 | 15 | 7 | 46.3451 | 76.2823 | 312.6114
2023 | 12 | 15 | 8 | 49.1936 | 81.2247 | 351.9354
2023 | 12 | 15 | 9 | 50.1025 | 85.2294 | 372.583
2023 | 12 | 15 | 10 | 49.8877 | 87.8872 | 376.1448
2023 | 12 | 15 | 11 | 49.6798 | 89.9971 | 372.2964
2023 | 12 | 15 | 12 | 48.5621 | 87.346 | 363.7659
2023 | 12 | 15 | 13 | 48.3469 | 86.4532 | 361.5587
2023 | 12 | 15 | 14 | 48.0011 | 83.4819 | 362.0889
2023 | 12 | 15 | 15 | 48.3994 | 81.331 | 366.9183
2023 | 12 | 15 | 16 | 50.1217 | 82.0867 | 376.3538
2023 | 12 | 15 | 17 | 53.2948 | 82.2797 | 402.0587
2023 | 12 | 15 | 18 | 57.262 | 81.5827 | 427.4097
2023 | 12 | 15 | 19 | 56.3313 | 77.7065 | 418.6428
2023 | 12 | 15 | 20 | 54.1901 | 76.0887 | 409.1015
2023 | 12 | 15 | 21 | 51.8059 | 75.2601 | 397.7771
2023 | 12 | 15 | 22 | 48.7971 | 72.862 | 380.5849
2023 | 12 | 15 | 23 | 45.3696 | 68.7795 | 354.4845
2023 | 12 | 16 | 0 | 42.7814 | 66.1494 | 329.343
2023 | 12 | 16 | 1 | 40.1544 | 61.8676 | 303.8069
2023 | 12 | 16 | 2 | 38.5129 | 60.0953 | 291.9256
2023 | 12 | 16 | 3 | 37.6845 | 59.2221 | 285.7583
2023 | 12 | 16 | 4 | 37.6398 | 59.8331 | 283.1945
2023 | 12 | 16 | 5 | 38.3887 | 59.3476 | 282.6012
2023 | 12 | 16 | 6 | 39.7268 | 61.646 | 287.5259
2023 | 12 | 16 | 7 | 41.599 | 64.4645 | 303.3627
2023 | 12 | 16 | 8 | 44.5126 | 66.5161 | 337.5579
2023 | 12 | 16 | 9 | 47.5063 | 70.0764 | 363.6131
2023 | 12 | 16 | 10 | 49.5904 | 73.4709 | 371.8647
2023 | 12 | 16 | 11 | 50.7401 | 76.0548 | 370.5397
2023 | 12 | 16 | 12 | 50.7647 | 74.1615 | 358.4087
2023 | 12 | 16 | 13 | 50.6833 | 72.8055 | 351.7616
2023 | 12 | 16 | 14 | 50.2254 | 72.0844 | 348.221
2023 | 12 | 16 | 15 | 50.3531 | 69.7463 | 353.682
2023 | 12 | 16 | 16 | 51.2811 | 70.122 | 366.026
2023 | 12 | 16 | 17 | 53.7914 | 72.7314 | 395.951
2023 | 12 | 16 | 18 | 55.5994 | 74.859 | 417.8096
2023 | 12 | 16 | 19 | 53.7896 | 71.4536 | 404.2458
2023 | 12 | 16 | 20 | 50.8158 | 68.6511 | 387.6398
2023 | 12 | 16 | 21 | 47.8449 | 68.4158 | 372.2702
2023 | 12 | 16 | 22 | 45.146 | 66.4499 | 356.1945
2023 | 12 | 16 | 23 | 42.214 | 64.6605 | 333.3692
2023 | 12 | 17 | 0 | 40.2804 | 64.1345 | 315.3802
2023 | 12 | 17 | 1 | 38.7683 | 60.7886 | 294.143
2023 | 12 | 17 | 2 | 37.4308 | 59.1159 | 282.6195
2023 | 12 | 17 | 3 | 36.793 | 58.3792 | 276.2803
2023 | 12 | 17 | 4 | 36.7694 | 59.0239 | 273.4523
2023 | 12 | 17 | 5 | 37.4542 | 58.3543 | 272.4288
2023 | 12 | 17 | 6 | 38.755 | 58.8956 | 271.8788
2023 | 12 | 17 | 7 | 40.1532 | 60.8862 | 284.4127
2023 | 12 | 17 | 8 | 42.5205 | 61.6579 | 318.1576
2023 | 12 | 17 | 9 | 45.1344 | 64.2687 | 350.1939
2023 | 12 | 17 | 10 | 46.9416 | 67.7039 | 363.8056
2023 | 12 | 17 | 11 | 47.9618 | 70.2818 | 366.8831
2023 | 12 | 17 | 12 | 47.7966 | 69.3747 | 350.9621
2023 | 12 | 17 | 13 | 47.8305 | 69.1734 | 348.1015
2023 | 12 | 17 | 14 | 47.6197 | 70.5489 | 346.2889
2023 | 12 | 17 | 15 | 48.2402 | 68.9535 | 351.8485
2023 | 12 | 17 | 16 | 49.9612 | 68.8847 | 365.6472
2023 | 12 | 17 | 17 | 53.3601 | 72.3456 | 399.1091
2023 | 12 | 17 | 18 | 56.3621 | 75.1782 | 424.431
2023 | 12 | 17 | 19 | 55.1039 | 71.4405 | 411.9425
2023 | 12 | 17 | 20 | 52.5536 | 69.5947 | 396.5258
2023 | 12 | 17 | 21 | 49.3939 | 68.8664 | 379.9583
2023 | 12 | 17 | 22 | 46.147 | 66.9437 | 359.5367
2023 | 12 | 17 | 23 | 42.9796 | 65.2332 | 332.1982
2023 | 12 | 18 | 0 | 41.0287 | 65.61 | 309.0223
2023 | 12 | 18 | 1 | 38.2569 | 60.5197 | 291.7133
2023 | 12 | 18 | 2 | 37.1537 | 59.4468 | 282.891
2023 | 12 | 18 | 3 | 36.8397 | 59.2429 | 279.3468
2023 | 12 | 18 | 4 | 37.0624 | 59.7264 | 279.0608
2023 | 12 | 18 | 5 | 38.6645 | 60.3227 | 283.4778
2023 | 12 | 18 | 6 | 41.3649 | 64.8589 | 296.6295
2023 | 12 | 18 | 7 | 44.4454 | 72.6797 | 325.8004
2023 | 12 | 18 | 8 | 47.1058 | 80.9198 | 360.4185
2023 | 12 | 18 | 9 | 48.0186 | 85.0183 | 373.3521
2023 | 12 | 18 | 10 | 48.0339 | 87.7558 | 370.3737
2023 | 12 | 18 | 11 | 48.1044 | 87.8733 | 365.1149
2023 | 12 | 18 | 12 | 48.19 | 87.3413 | 350.5762
2023 | 12 | 18 | 13 | 48.2917 | 86.3643 | 345.3843
2023 | 12 | 18 | 14 | 47.9894 | 84.4002 | 343.2993
2023 | 12 | 18 | 15 | 48.5814 | 83.2543 | 346.7458
2023 | 12 | 18 | 16 | 50.3545 | 83.7429 | 358.9741
2023 | 12 | 18 | 17 | 53.4933 | 84.2695 | 392.0029
2023 | 12 | 18 | 18 | 56.1861 | 82.4764 | 424.0866
2023 | 12 | 18 | 19 | 54.9497 | 78.9068 | 416.9149
2023 | 12 | 18 | 20 | 52.3775 | 76.359 | 407.9388
2023 | 12 | 18 | 21 | 49.5774 | 74.9656 | 394.1094
2023 | 12 | 18 | 22 | 45.9878 | 72.1892 | 372.2836
2023 | 12 | 18 | 23 | 42.4646 | 69.8487 | 343.1281
2023 | 12 | 19 | 0 | 39.4031 | 67.066 | 319.4004
2023 | 12 | 19 | 1 | 37.5675 | 62.7566 | 299.298
2023 | 12 | 19 | 2 | 36.331 | 61.1221 | 289.771
2023 | 12 | 19 | 3 | 35.8483 | 60.3766 | 285.5064
2023 | 12 | 19 | 4 | 36.0336 | 60.284 | 284.315
2023 | 12 | 19 | 5 | 37.5714 | 60.7022 | 287.6711
2023 | 12 | 19 | 6 | 40.3059 | 66.1999 | 298.4015
2023 | 12 | 19 | 7 | 43.5664 | 73.9659 | 326.6723
2023 | 12 | 19 | 8 | 46.5663 | 80.4168 | 360.3802
2023 | 12 | 19 | 9 | 47.774 | 83.7397 | 372.366
2023 | 12 | 19 | 10 | 48.0674 | 87.0082 | 369.9925
2023 | 12 | 19 | 11 | 48.3368 | 89.2641 | 364.6252
2023 | 12 | 19 | 12 | 48.5247 | 87.2127 | 354.7725
2023 | 12 | 19 | 13 | 48.703 | 86.4703 | 350.9508
2023 | 12 | 19 | 14 | 48.7218 | 85.0342 | 349.2444
2023 | 12 | 19 | 15 | 49.3372 | 83.9258 | 353.263
2023 | 12 | 19 | 16 | 51.2167 | 84.646 | 364.5399
2023 | 12 | 19 | 17 | 54.7713 | 85.2195 | 394.8746
2023 | 12 | 19 | 18 | 57.4675 | 84.1458 | 427.1709
2023 | 12 | 19 | 19 | 56.3972 | 80.5169 | 418.2113
2023 | 12 | 19 | 20 | 54.0953 | 77.9607 | 408.8926
2023 | 12 | 19 | 21 | 51.4114 | 76.7888 | 395.6767
2023 | 12 | 19 | 22 | 47.9092 | 74.0972 | 374.502
2023 | 12 | 19 | 23 | 44.2872 | 70.7359 | 345.0415
2023 | 12 | 20 | 0 | 41.1668 | 67.2913 | 317.8695
2023 | 12 | 20 | 1 | 39.6252 | 65.6393 | 301.4396
2023 | 12 | 20 | 2 | 38.4532 | 63.6763 | 292.8851
2023 | 12 | 20 | 3 | 38.0007 | 62.623 | 289.3529
2023 | 12 | 20 | 4 | 38.1506 | 62.4182 | 289.1859
2023 | 12 | 20 | 5 | 39.6419 | 62.9424 | 293.6899
2023 | 12 | 20 | 6 | 41.1943 | 67.6936 | 301.7093
2023 | 12 | 20 | 7 | 44.3707 | 75.542 | 329.3341
2023 | 12 | 20 | 8 | 47.3202 | 81.784 | 361.259
2023 | 12 | 20 | 9 | 48.8338 | 85.2445 | 371.2755
2023 | 12 | 20 | 10 | 49.6056 | 87.8991 | 367.0904
2023 | 12 | 20 | 11 | 50.2054 | 89.8675 | 360.3637
2023 | 12 | 20 | 12 | 47.7289 | 85.7683 | 366.4362
2023 | 12 | 20 | 13 | 47.7346 | 84.5427 | 364.0947
2023 | 12 | 20 | 14 | 47.6177 | 81.886 | 363.0438
2023 | 12 | 20 | 15 | 48.3722 | 81.641 | 366.567
2023 | 12 | 20 | 16 | 50.5091 | 82.4343 | 377.535
2023 | 12 | 20 | 17 | 54.128 | 82.8803 | 407.0285
2023 | 12 | 20 | 18 | 57.0232 | 84.026 | 435.9039
2023 | 12 | 20 | 19 | 56.964 | 80.6413 | 427.9902
2023 | 12 | 20 | 20 | 55.244 | 78.0191 | 419.4678
2023 | 12 | 20 | 21 | 52.9673 | 77.3586 | 407.0373
2023 | 12 | 20 | 22 | 49.5563 | 74.4406 | 385.2511
2023 | 12 | 20 | 23 | 46.0714 | 70.7385 | 355.2979
2023 | 12 | 21 | 0 | 43.1552 | 68.733 | 322.3668
2023 | 12 | 21 | 1 | 40.2658 | 65.0403 | 287.7426
2023 | 12 | 21 | 2 | 39.071 | 63.334 | 275.6524
2023 | 12 | 21 | 3 | 38.5854 | 62.3823 | 268.8319
2023 | 12 | 21 | 4 | 38.7116 | 62.023 | 265.6065
2023 | 12 | 21 | 5 | 40.0777 | 62.6874 | 266.7714
2023 | 12 | 21 | 6 | 42.8277 | 66.8657 | 275.3526
2023 | 12 | 21 | 7 | 45.77 | 74.1668 | 300.0677
2023 | 12 | 21 | 8 | 48.1381 | 81.3718 | 329.5102
2023 | 12 | 21 | 9 | 48.7326 | 84.8983 | 341.1482
2023 | 12 | 21 | 10 | 48.433 | 88.692 | 342.7858
2023 | 12 | 21 | 11 | 48.2639 | 89.5035 | 343.1365
2023 | 12 | 21 | 12 | 48.8515 | 86.7996 | 337.8811
2023 | 12 | 21 | 13 | 48.8303 | 86.4541 | 337.4983
2023 | 12 | 21 | 14 | 48.6167 | 84.3304 | 336.5561
2023 | 12 | 21 | 15 | 49.2346 | 82.5237 | 339.6188
2023 | 12 | 21 | 16 | 50.8589 | 83.585 | 344.2652
2023 | 12 | 21 | 17 | 53.9107 | 83.1648 | 368.2447
2023 | 12 | 21 | 18 | 57.1101 | 82.0431 | 387.7939
2023 | 12 | 21 | 19 | 56.2127 | 79.4192 | 377.6718
2023 | 12 | 21 | 20 | 53.9979 | 76.8212 | 368.4095
2023 | 12 | 21 | 21 | 51.4128 | 76.157 | 355.8468
2023 | 12 | 21 | 22 | 48.0239 | 73.5631 | 335.4125
2023 | 12 | 21 | 23 | 44.4911 | 69.9269 | 306.0844
2023 | 12 | 22 | 0 | 41.4367 | 68.0448 | 275.7598
2023 | 12 | 22 | 1 | 39.4657 | 63.7528 | 271.2182
2023 | 12 | 22 | 2 | 38.1453 | 61.6688 | 261.8372
2023 | 12 | 22 | 3 | 37.5773 | 60.9039 | 258.6322
2023 | 12 | 22 | 4 | 37.6177 | 60.7319 | 258.5967
2023 | 12 | 22 | 5 | 38.9623 | 60.9948 | 263.5978
2023 | 12 | 22 | 6 | 41.2428 | 65.5163 | 276.164
2023 | 12 | 22 | 7 | 44.3221 | 72.7309 | 307.3622
2023 | 12 | 22 | 8 | 47.2299 | 79.5017 | 346.9037
2023 | 12 | 22 | 9 | 48.4462 | 83.5724 | 367.4255
2023 | 12 | 22 | 10 | 48.8144 | 86.6393 | 369.7398
2023 | 12 | 22 | 11 | 48.99 | 87.3705 | 364.3356
2023 | 12 | 22 | 12 | 47.8333 | 86.0126 | 338.0928
2023 | 12 | 22 | 13 | 47.7094 | 85.0182 | 334.6865
2023 | 12 | 22 | 14 | 47.3852 | 83.4746 | 333.9709
2023 | 12 | 22 | 15 | 47.6334 | 80.6839 | 338.8526
2023 | 12 | 22 | 16 | 49.0142 | 80.7056 | 352.916
2023 | 12 | 22 | 17 | 51.9408 | 80.7797 | 387.0716
2023 | 12 | 22 | 18 | 54.362 | 79.6728 | 427.6678
2023 | 12 | 22 | 19 | 53.5742 | 76.729 | 425.6828
2023 | 12 | 22 | 20 | 51.6999 | 74.6612 | 419.5851
2023 | 12 | 22 | 21 | 49.5294 | 73.7671 | 410.1404
2023 | 12 | 22 | 22 | 46.6634 | 71.0249 | 393.0918
2023 | 12 | 22 | 23 | 43.4061 | 66.5274 | 367.7165
2023 | 12 | 23 | 0 | 40.3133 | 63.0199 | 344.7282
2023 | 12 | 23 | 1 | 37.8202 | 58.6573 | 322.3301
2023 | 12 | 23 | 2 | 36.2834 | 57.0982 | 310.1681
2023 | 12 | 23 | 3 | 35.5049 | 56.4218 | 304.5677
2023 | 12 | 23 | 4 | 35.3723 | 56.1222 | 302.5389
2023 | 12 | 23 | 5 | 36.0349 | 55.8183 | 302
2023 | 12 | 23 | 6 | 37.5688 | 56.5792 | 303.693
2023 | 12 | 23 | 7 | 39.31 | 59.2878 | 318.207
2023 | 12 | 23 | 8 | 41.7158 | 63.1691 | 349.9417
2023 | 12 | 23 | 9 | 44.0386 | 67.5774 | 372.3445
2023 | 12 | 23 | 10 | 45.3625 | 71.6739 | 380.7465
2023 | 12 | 23 | 11 | 46.1362 | 72.0696 | 376.5071
2023 | 12 | 23 | 12 | 48.3244 | 71.7074 | 382.7032
2023 | 12 | 23 | 13 | 48.1059 | 70.665 | 379.7064
2023 | 12 | 23 | 14 | 47.5707 | 71.1255 | 376.0351
2023 | 12 | 23 | 15 | 47.605 | 68.7861 | 380.4487
2023 | 12 | 23 | 16 | 48.5121 | 67.7409 | 388.0618
2023 | 12 | 23 | 17 | 50.9688 | 70.2297 | 413.2945
2023 | 12 | 23 | 18 | 52.9831 | 71.349 | 426.3389
2023 | 12 | 23 | 19 | 50.9998 | 68.8033 | 413.7615
2023 | 12 | 23 | 20 | 48.1228 | 65.706 | 396.5396
2023 | 12 | 23 | 21 | 45.3667 | 66.1673 | 381.5164
2023 | 12 | 23 | 22 | 42.8766 | 63.5744 | 365.1385
2023 | 12 | 23 | 23 | 40.1876 | 62.344 | 341.9295
2023 | 12 | 24 | 0 | 38.0629 | 60.7733 | 318.0188
2023 | 12 | 24 | 1 | 35.1448 | 57.3151 | 291.2617
2023 | 12 | 24 | 2 | 33.2239 | 55.4583 | 278.5486
2023 | 12 | 24 | 3 | 32.1195 | 54.9216 | 271.6583
2023 | 12 | 24 | 4 | 31.762 | 55.4863 | 267.7903
2023 | 12 | 24 | 5 | 31.9399 | 55.1992 | 263.9822
2023 | 12 | 24 | 6 | 32.4504 | 56.4163 | 261.1147
2023 | 12 | 24 | 7 | 33.8206 | 57.5495 | 273.4339
2023 | 12 | 24 | 8 | 36.9579 | 65.8877 | 306.6886
2023 | 12 | 24 | 9 | 40.929 | 71.6648 | 338.5249
2023 | 12 | 24 | 10 | 44.0343 | 73.3883 | 348.5346
2023 | 12 | 24 | 11 | 45.9752 | 67.5907 | 352.1625
2023 | 12 | 24 | 12 | 47.0247 | 64.554 | 348.2193
2023 | 12 | 24 | 13 | 47.5218 | 63.1647 | 346.1835
2023 | 12 | 24 | 14 | 47.1173 | 66.5702 | 341.4145
2023 | 12 | 24 | 15 | 47.6471 | 64.9267 | 345.7309
2023 | 12 | 24 | 16 | 48.5503 | 60.7028 | 352.6514
2023 | 12 | 24 | 17 | 50.5884 | 63.1478 | 378.7018
2023 | 12 | 24 | 18 | 51.0274 | 66.1315 | 391.2572
2023 | 12 | 24 | 19 | 48.0946 | 65.0009 | 369.4471
2023 | 12 | 24 | 20 | 44.6487 | 62.3777 | 351.7441
2023 | 12 | 24 | 21 | 41.9854 | 63.0885 | 336.1236
2023 | 12 | 24 | 22 | 39.9093 | 61.6113 | 324.539
2023 | 12 | 24 | 23 | 38.2716 | 60.6717 | 307.6395
2023 | 12 | 25 | 0 | 36.725 | 61.3165 | 288.4192
2023 | 12 | 25 | 1 | 33.0353 | 58.6239 | 280.6321
2023 | 12 | 25 | 2 | 31.6085 | 57.1826 | 268.9722
2023 | 12 | 25 | 3 | 30.9009 | 57.1298 | 263.5869
2023 | 12 | 25 | 4 | 30.9044 | 58.3177 | 262.7421
2023 | 12 | 25 | 5 | 31.5926 | 58.6172 | 264.8525
2023 | 12 | 25 | 6 | 33.1002 | 59.948 | 268.514
2023 | 12 | 25 | 7 | 34.6091 | 61.624 | 283.7588
2023 | 12 | 25 | 8 | 37.3329 | 68.3181 | 310.8175
2023 | 12 | 25 | 9 | 40.2284 | 68.0209 | 337.8456
2023 | 12 | 25 | 10 | 42.0102 | 69.5975 | 348.7313
2023 | 12 | 25 | 11 | 42.9133 | 67.5328 | 347.2432
2023 | 12 | 25 | 12 | 44.1999 | 67.5433 | 329.0208
2023 | 12 | 25 | 13 | 44.8195 | 67.629 | 328.2577
2023 | 12 | 25 | 14 | 44.9913 | 64.232 | 332.5549
2023 | 12 | 25 | 15 | 45.3133 | 63.6808 | 335.9118
2023 | 12 | 25 | 16 | 46.2457 | 67.3279 | 346.9417
2023 | 12 | 25 | 17 | 47.5829 | 70.9203 | 375.9469
2023 | 12 | 25 | 18 | 48.7294 | 73.2909 | 385.9936
2023 | 12 | 25 | 19 | 46.3086 | 72.3157 | 371.5797
2023 | 12 | 25 | 20 | 43.7806 | 69.2503 | 360.1899
2023 | 12 | 25 | 21 | 42.0756 | 70.0638 | 351.7784
2023 | 12 | 25 | 22 | 40.5358 | 64.5696 | 342.7787
2023 | 12 | 25 | 23 | 38.8214 | 63.5859 | 327.8416
2023 | 12 | 26 | 0 | 35.1926 | 64.36 | 312.2907
2023 | 12 | 26 | 1 | 33.8864 | 55.5642 | 293.4826
2023 | 12 | 26 | 2 | 32.7497 | 54.9227 | 282.7944
2023 | 12 | 26 | 3 | 32.0481 | 58.059 | 278.5413
2023 | 12 | 26 | 4 | 32.1322 | 54.7169 | 277.8805
2023 | 12 | 26 | 5 | 33.0329 | 55.3122 | 280.3029
2023 | 12 | 26 | 6 | 33.754 | 59.2515 | 288.4441
2023 | 12 | 26 | 7 | 34.8155 | 57.5458 | 301.1064
2023 | 12 | 26 | 8 | 36.5882 | 64.0429 | 319.1342
2023 | 12 | 26 | 9 | 39.2164 | 63.5604 | 337.1998
2023 | 12 | 26 | 10 | 41.3494 | 64.8325 | 347.6395
2023 | 12 | 26 | 11 | 43.2883 | 66.6484 | 352.7668
2023 | 12 | 26 | 12 | 43.8551 | 65.7329 | 360.1259
2023 | 12 | 26 | 13 | 44.1325 | 66.4091 | 360.0404
2023 | 12 | 26 | 14 | 44.2084 | 67.7629 | 358.2992
2023 | 12 | 26 | 15 | 44.5639 | 66.9586 | 357.2722
2023 | 12 | 26 | 16 | 45.8178 | 64.7182 | 363.4117
2023 | 12 | 26 | 17 | 47.8838 | 67.707 | 388.8612
2023 | 12 | 26 | 18 | 50.145 | 70.8422 | 418.9823
2023 | 12 | 26 | 19 | 49.2597 | 71.3124 | 410.2457
2023 | 12 | 26 | 20 | 47.0083 | 71.3343 | 399.8087
2023 | 12 | 26 | 21 | 44.6666 | 68.9306 | 386.6427
2023 | 12 | 26 | 22 | 42.2683 | 66.1184 | 370.0512
2023 | 12 | 26 | 23 | 39.9257 | 59.7058 | 349.3127
2023 | 12 | 27 | 0 | 38.8402 | 61.1795 | 331.6001
2023 | 12 | 27 | 1 | 36.9845 | 65.018 | 315.4481
2023 | 12 | 27 | 2 | 35.7957 | 63.6186 | 304.2839
2023 | 12 | 27 | 3 | 35.2904 | 62.7329 | 298.2544
2023 | 12 | 27 | 4 | 35.3988 | 61.653 | 296.3639
2023 | 12 | 27 | 5 | 36.5307 | 62.5125 | 299.8846
2023 | 12 | 27 | 6 | 38.7797 | 65.9311 | 304.7794
2023 | 12 | 27 | 7 | 41.2634 | 71.2091 | 325.1289
2023 | 12 | 27 | 8 | 43.5541 | 76.3235 | 354.0853
2023 | 12 | 27 | 9 | 44.9038 | 77.2622 | 375.6073
2023 | 12 | 27 | 10 | 45.5503 | 80.4435 | 384.4283
2023 | 12 | 27 | 11 | 46.0091 | 83.9062 | 384.0874
2023 | 12 | 27 | 12 | 45.8203 | 82.2604 | 374.2562
2023 | 12 | 27 | 13 | 45.6764 | 81.2259 | 369.995
2023 | 12 | 27 | 14 | 45.3014 | 80.4989 | 366.6074
2023 | 12 | 27 | 15 | 45.9265 | 79.704 | 370.5176
2023 | 12 | 27 | 16 | 47.6712 | 78.5533 | 380.8256
2023 | 12 | 27 | 17 | 50.5336 | 79.4276 | 407.2994
2023 | 12 | 27 | 18 | 53.3945 | 80.4347 | 432.8244
2023 | 12 | 27 | 19 | 52.434 | 78.5131 | 423.9955
2023 | 12 | 27 | 20 | 50.4078 | 75.9879 | 412.539
2023 | 12 | 27 | 21 | 47.9877 | 74.2553 | 398.5531
2023 | 12 | 27 | 22 | 44.9441 | 71.3081 | 376.7777
2023 | 12 | 27 | 23 | 41.6455 | 69.1655 | 349.0348
2023 | 12 | 28 | 0 | 38.6315 | 66.8805 | 323.5157
2023 | 12 | 28 | 1 | 37.5124 | 63.0965 | 297.7968
2023 | 12 | 28 | 2 | 36.4035 | 61.7775 | 285.9023
2023 | 12 | 28 | 3 | 36.0237 | 60.5049 | 279.6886
2023 | 12 | 28 | 4 | 36.1768 | 59.2672 | 277.3537
2023 | 12 | 28 | 5 | 37.3397 | 59.981 | 280.8474
2023 | 12 | 28 | 6 | 39.8685 | 62.6619 | 284.4772
2023 | 12 | 28 | 7 | 42.2974 | 67.5072 | 304.5759
2023 | 12 | 28 | 8 | 44.4948 | 73.2272 | 326.1887
2023 | 12 | 28 | 9 | 45.4115 | 74.4612 | 335.1553
2023 | 12 | 28 | 10 | 45.5747 | 77.952 | 335.4741
2023 | 12 | 28 | 11 | 45.6534 | 81.0133 | 333.2823
2023 | 12 | 28 | 12 | 45.1073 | 79.5238 | 312.3132
2023 | 12 | 28 | 13 | 44.7115 | 78.6988 | 306.3378
2023 | 12 | 28 | 14 | 44.481 | 76.5511 | 302.5999
2023 | 12 | 28 | 15 | 45.0755 | 75.2179 | 306.1922
2023 | 12 | 28 | 16 | 46.9303 | 75.9059 | 319.1311
2023 | 12 | 28 | 17 | 50.3802 | 75.7808 | 356.034
2023 | 12 | 28 | 18 | 53.0102 | 76.6396 | 403.298
2023 | 12 | 28 | 19 | 52.9681 | 75.4881 | 403.1572
2023 | 12 | 28 | 20 | 51.6536 | 72.3859 | 396.2571
2023 | 12 | 28 | 21 | 49.5909 | 70.8917 | 385.5435
2023 | 12 | 28 | 22 | 46.7215 | 68.0704 | 365.944
2023 | 12 | 28 | 23 | 43.5503 | 65.6797 | 339.8387
2023 | 12 | 29 | 0 | 40.9597 | 63.5787 | 313.3533
2023 | 12 | 29 | 1 | 38.2804 | 61.1602 | 289.6877
2023 | 12 | 29 | 2 | 36.998 | 59.3846 | 278.2417
2023 | 12 | 29 | 3 | 36.4943 | 58.4149 | 272.7751
2023 | 12 | 29 | 4 | 36.5077 | 57.5245 | 271.3115
2023 | 12 | 29 | 5 | 37.5587 | 57.7789 | 275.2535
2023 | 12 | 29 | 6 | 39.3201 | 60.0395 | 280.7339
2023 | 12 | 29 | 7 | 41.6754 | 65.0766 | 302.3682
2023 | 12 | 29 | 8 | 44.2492 | 70.8094 | 332.5279
2023 | 12 | 29 | 9 | 45.8533 | 72.7095 | 354.5788
2023 | 12 | 29 | 10 | 46.6044 | 76.3578 | 362.67
2023 | 12 | 29 | 11 | 46.9781 | 78.5898 | 361.252
2023 | 12 | 29 | 12 | 47.1009 | 77.5546 | 345.0718
2023 | 12 | 29 | 13 | 46.8245 | 76.7022 | 339.7624
2023 | 12 | 29 | 14 | 46.254 | 76.0003 | 335.7251
2023 | 12 | 29 | 15 | 46.5653 | 74.112 | 339.4198
2023 | 12 | 29 | 16 | 47.6994 | 72.507 | 348.9022
2023 | 12 | 29 | 17 | 49.9136 | 71.7705 | 376.7426
2023 | 12 | 29 | 18 | 51.8579 | 72.0547 | 411.5306
2023 | 12 | 29 | 19 | 50.8714 | 70.3626 | 406.4349
2023 | 12 | 29 | 20 | 48.7325 | 68.0192 | 396.5644
2023 | 12 | 29 | 21 | 46.7664 | 67.2564 | 385.8105
2023 | 12 | 29 | 22 | 44.3779 | 64.8067 | 369.4303
2023 | 12 | 29 | 23 | 41.5429 | 61.0691 | 346.2551
2023 | 12 | 30 | 0 | 38.0367 | 59.5271 | 319.0047
2023 | 12 | 30 | 1 | 38.5533 | 57.7195 | 300.5722
2023 | 12 | 30 | 2 | 37.1985 | 56.4326 | 288.7882
2023 | 12 | 30 | 3 | 36.5556 | 56.0619 | 282.8495
2023 | 12 | 30 | 4 | 36.7685 | 55.1577 | 280.4674
2023 | 12 | 30 | 5 | 37.7202 | 55.5077 | 280.6442
2023 | 12 | 30 | 6 | 39.1983 | 56.664 | 283.1403
2023 | 12 | 30 | 7 | 40.8898 | 59.3533 | 298.6079
2023 | 12 | 30 | 8 | 43.1842 | 63.6583 | 332.0341
2023 | 12 | 30 | 9 | 46.0005 | 67.1796 | 360.431
2023 | 12 | 30 | 10 | 48.0841 | 71.6961 | 372.5456
2023 | 12 | 30 | 11 | 49.2839 | 71.3862 | 374.5761
2023 | 12 | 30 | 12 | 49.5891 | 70.9031 | 366.9328
2023 | 12 | 30 | 13 | 49.2985 | 70.2082 | 365.2536
2023 | 12 | 30 | 14 | 48.8616 | 69.8414 | 359.4811
2023 | 12 | 30 | 15 | 49.0701 | 66.8755 | 362.1036
2023 | 12 | 30 | 16 | 50.139 | 66.2459 | 371.037
2023 | 12 | 30 | 17 | 52.7136 | 67.885 | 401.5837
2023 | 12 | 30 | 18 | 54.6671 | 69.7541 | 434.0497
2023 | 12 | 30 | 19 | 53.5557 | 69.2691 | 423.4324
2023 | 12 | 30 | 20 | 50.9172 | 66.5157 | 407.4638
2023 | 12 | 30 | 21 | 48.2852 | 66.1109 | 393.9684
2023 | 12 | 30 | 22 | 45.9583 | 63.4603 | 379.6367
2023 | 12 | 30 | 23 | 43.5056 | 62.3956 | 358.085
2023 | 12 | 31 | 0 | 41.7069 | 60.7444 | 334.0514
2023 | 12 | 31 | 1 | 39.9311 | 51.7029 | 318.6224
2023 | 12 | 31 | 2 | 38.6699 | 49.9932 | 306.9545
2023 | 12 | 31 | 3 | 37.935 | 50.9397 | 299.8211
2023 | 12 | 31 | 4 | 37.8951 | 51.603 | 297.0968
2023 | 12 | 31 | 5 | 38.3682 | 51.5132 | 295.5305
2023 | 12 | 31 | 6 | 38.917 | 53.982 | 293.4267
2023 | 12 | 31 | 7 | 39.1656 | 52.7259 | 304.343
2023 | 12 | 31 | 8 | 40.3894 | 55.8382 | 335.3962
2023 | 12 | 31 | 9 | 42.2372 | 62.5124 | 365.9975
2023 | 12 | 31 | 10 | 44.3481 | 59.1943 | 383.4755
2023 | 12 | 31 | 11 | 46.1308 | 59.9777 | 391.8527
2023 | 12 | 31 | 12 | 48.1871 | 56.9749 | 386.4348
2023 | 12 | 31 | 13 | 48.4085 | 55.9437 | 382.0503
2023 | 12 | 31 | 14 | 48.2248 | 59.8797 | 375.0868
2023 | 12 | 31 | 15 | 48.8483 | 58.0618 | 379.005
2023 | 12 | 31 | 16 | 50.3843 | 53.5378 | 390.2313
2023 | 12 | 31 | 17 | 52.5296 | 54.4347 | 419.9601
2023 | 12 | 31 | 18 | 54.283 | 59.8731 | 449.9758
2023 | 12 | 31 | 19 | 52.2304 | 58.724 | 430.6498
2023 | 12 | 31 | 20 | 48.4878 | 55.9074 | 406.6029
2023 | 12 | 31 | 21 | 44.6477 | 60.3307 | 384.5112
2023 | 12 | 31 | 22 | 41.9035 | 55.1978 | 366.2835
2023 | 12 | 31 | 23 | 40.016 | 54.0639 | 349.8647
2024 | 1 | 1 | 0 | 40.6549 | 55.6614 | 336.269
2024 | 1 | 1 | 1 | 36.0887 | 64.3361 | 343.3377
2024 | 1 | 1 | 2 | 33.4719 | 62.729 | 331.2309
2024 | 1 | 1 | 3 | 31.2926 | 56.6645 | 320.7415
2024 | 1 | 1 | 4 | 30.8678 | 61.4451 | 313.4437
2024 | 1 | 1 | 5 | 32.7063 | 60.8607 | 311.2996
2024 | 1 | 1 | 6 | 34.0705 | 63.0358 | 308.9061
2024 | 1 | 1 | 7 | 34.4315 | 64.3019 | 315.4697
2024 | 1 | 1 | 8 | 35.7029 | 63.9071 | 330.8576
2024 | 1 | 1 | 9 | 37.2755 | 61.3035 | 351.1119
2024 | 1 | 1 | 10 | 39.5411 | 57.8942 | 369.5893
2024 | 1 | 1 | 11 | 41.5346 | 62.7103 | 376.3178
2024 | 1 | 1 | 12 | 43.4278 | 69.5418 | 363.8336
2024 | 1 | 1 | 13 | 44.3248 | 70.2951 | 359.7375
2024 | 1 | 1 | 14 | 44.2649 | 63.7534 | 360.978
2024 | 1 | 1 | 15 | 44.6376 | 62.9969 | 365.4979
2024 | 1 | 1 | 16 | 45.5032 | 70.5276 | 378.5379
2024 | 1 | 1 | 17 | 48.2085 | 72.1617 | 403.6673
2024 | 1 | 1 | 18 | 51.7821 | 77.912 | 424.9492
2024 | 1 | 1 | 19 | 50.1397 | 78.0798 | 415.6562
2024 | 1 | 1 | 20 | 47.3838 | 68.7684 | 400.4647
2024 | 1 | 1 | 21 | 44.7806 | 73.3158 | 383.6651
2024 | 1 | 1 | 22 | 42.2555 | 67.0906 | 365.185
2024 | 1 | 1 | 23 | 40.0116 | 64.5561 | 343.7151
2024 | 1 | 2 | 0 | 38.5189 | 65.2227 | 328.2458
2024 | 1 | 2 | 1 | 38.2875 | 65.93 | 309.4313
2024 | 1 | 2 | 2 | 36.9095 | 64.3233 | 300.1247
2024 | 1 | 2 | 3 | 36.299 | 63.4802 | 295.0918
2024 | 1 | 2 | 4 | 36.1557 | 63.3544 | 293.3404
2024 | 1 | 2 | 5 | 37.3117 | 63.6792 | 295.8463
2024 | 1 | 2 | 6 | 39.4031 | 67.2439 | 304.0828
2024 | 1 | 2 | 7 | 42.7878 | 73.7034 | 331.0237
2024 | 1 | 2 | 8 | 46.0134 | 84.1512 | 364.1654
2024 | 1 | 2 | 9 | 47.0478 | 87.3996 | 374.5105
2024 | 1 | 2 | 10 | 47.1471 | 88.2071 | 373.1498
2024 | 1 | 2 | 11 | 47.7371 | 90.27 | 369.0879
2024 | 1 | 2 | 12 | 47.647 | 86.692 | 369.3621
2024 | 1 | 2 | 13 | 48.1262 | 85.9053 | 367.4634
2024 | 1 | 2 | 14 | 47.9246 | 82.2709 | 368.017
2024 | 1 | 2 | 15 | 48.387 | 84.1788 | 371.5695
2024 | 1 | 2 | 16 | 49.9492 | 84.7095 | 380.9381
2024 | 1 | 2 | 17 | 53.0052 | 82.9733 | 403.3351
2024 | 1 | 2 | 18 | 56.5987 | 84.2491 | 421.9431
2024 | 1 | 2 | 19 | 55.5103 | 81.4182 | 410.0468
2024 | 1 | 2 | 20 | 52.9025 | 77.2165 | 399.1873
2024 | 1 | 2 | 21 | 50.3762 | 79.2028 | 384.7762
2024 | 1 | 2 | 22 | 46.9599 | 76.9178 | 362.7258
2024 | 1 | 2 | 23 | 43.6978 | 71.4712 | 334.8832
2024 | 1 | 3 | 0 | 40.2999 | 69.3085 | 311.4443
2024 | 1 | 3 | 1 | 37.7489 | 67.7013 | 283.8881
2024 | 1 | 3 | 2 | 36.3482 | 66.0439 | 274.2207
2024 | 1 | 3 | 3 | 35.7089 | 65.1586 | 268.1903
2024 | 1 | 3 | 4 | 35.5074 | 64.6322 | 266.0574
2024 | 1 | 3 | 5 | 36.6757 | 65.3511 | 268.0097
2024 | 1 | 3 | 6 | 39.0696 | 68.9688 | 280.1283
2024 | 1 | 3 | 7 | 42.431 | 75.8222 | 306.2548
2024 | 1 | 3 | 8 | 45.3894 | 85.9273 | 337.802
2024 | 1 | 3 | 9 | 46.2174 | 90.2587 | 347.6887
2024 | 1 | 3 | 10 | 46.0055 | 90.4673 | 346.4783
2024 | 1 | 3 | 11 | 46.4295 | 91.2696 | 343.1669
2024 | 1 | 3 | 12 | 47.6871 | 88.6781 | 342.4283
2024 | 1 | 3 | 13 | 48.2163 | 87.6219 | 340.7041
2024 | 1 | 3 | 14 | 48.1002 | 85.4879 | 341.5397
2024 | 1 | 3 | 15 | 48.5961 | 86.6828 | 344.697
2024 | 1 | 3 | 16 | 50.162 | 86.2903 | 354.2242
2024 | 1 | 3 | 17 | 53.1096 | 84.2704 | 378.9199
2024 | 1 | 3 | 18 | 57.0845 | 86.1465 | 399.9898
2024 | 1 | 3 | 19 | 56.0528 | 82.5071 | 388.4037
2024 | 1 | 3 | 20 | 53.5472 | 77.7522 | 378.3099
2024 | 1 | 3 | 21 | 51.1135 | 79.0343 | 364.6096
2024 | 1 | 3 | 22 | 47.6924 | 76.0016 | 342.2836
2024 | 1 | 3 | 23 | 44.2948 | 71.8949 | 314.3503
2024 | 1 | 4 | 0 | 40.46 | 69.2358 | 294.0719
2024 | 1 | 4 | 1 | 38.011 | 67.3751 | 258.4124
2024 | 1 | 4 | 2 | 36.541 | 65.4514 | 248.1574
2024 | 1 | 4 | 3 | 35.8611 | 64.4916 | 241.5753
2024 | 1 | 4 | 4 | 35.5648 | 64.3744 | 239.1063
2024 | 1 | 4 | 5 | 36.5408 | 64.9992 | 241.3566
2024 | 1 | 4 | 6 | 37.9925 | 68.8507 | 253.4786
2024 | 1 | 4 | 7 | 41.3599 | 75.3145 | 280.2352
2024 | 1 | 4 | 8 | 44.5687 | 86.4139 | 311.7268
2024 | 1 | 4 | 9 | 45.8399 | 90.5868 | 317.447
2024 | 1 | 4 | 10 | 46.4335 | 92.0338 | 311.7564
2024 | 1 | 4 | 11 | 47.354 | 92.071 | 304.213
2024 | 1 | 4 | 12 | 47.5534 | 91.0076 | 299.5539
2024 | 1 | 4 | 13 | 48.0888 | 90.8149 | 297.899
2024 | 1 | 4 | 14 | 48.0053 | 89.1139 | 300.2288
2024 | 1 | 4 | 15 | 48.5852 | 88.952 | 305.2091
2024 | 1 | 4 | 16 | 49.9108 | 88.1881 | 315.4312
2024 | 1 | 4 | 17 | 52.6962 | 85.4951 | 340.5733
2024 | 1 | 4 | 18 | 56.21 | 84.089 | 361.7695
2024 | 1 | 4 | 19 | 55.3505 | 81.0384 | 352.9776
2024 | 1 | 4 | 20 | 52.8574 | 75.8043 | 344.6407
2024 | 1 | 4 | 21 | 50.573 | 76.636 | 332.6843
2024 | 1 | 4 | 22 | 47.3448 | 73.7012 | 312.5571
2024 | 1 | 4 | 23 | 44.132 | 69.6012 | 287.0519
2024 | 1 | 5 | 0 | 40.6229 | 67.5768 | 261.0985
2024 | 1 | 5 | 1 | 37.3821 | 65.0837 | 234.1541
2024 | 1 | 5 | 2 | 36.0245 | 63.2952 | 223.7117
2024 | 1 | 5 | 3 | 35.4129 | 63.2711 | 217.0871
2024 | 1 | 5 | 4 | 35.2534 | 63.0453 | 214.7907
2024 | 1 | 5 | 5 | 36.3651 | 63.5601 | 217.1562
2024 | 1 | 5 | 6 | 38.7324 | 68.6905 | 230.911
2024 | 1 | 5 | 7 | 42.181 | 74.3393 | 258.6876
2024 | 1 | 5 | 8 | 45.5631 | 85.1945 | 291.8099
2024 | 1 | 5 | 9 | 46.7968 | 88.8955 | 300.3934
2024 | 1 | 5 | 10 | 46.9442 | 90.5628 | 295.4663
2024 | 1 | 5 | 11 | 47.4324 | 89.4995 | 286.3173
2024 | 1 | 5 | 12 | 47.3113 | 87.291 | 283.9949
2024 | 1 | 5 | 13 | 47.6036 | 86.3951 | 282.375
2024 | 1 | 5 | 14 | 47.254 | 83.347 | 284.7339
2024 | 1 | 5 | 15 | 47.4976 | 83.9688 | 290.3337
2024 | 1 | 5 | 16 | 48.6857 | 82.5684 | 301.0596
2024 | 1 | 5 | 17 | 51.1101 | 80.5012 | 326.3415
2024 | 1 | 5 | 18 | 53.6713 | 83.1654 | 347.7282
2024 | 1 | 5 | 19 | 52.6679 | 80.8632 | 341.2138
2024 | 1 | 5 | 20 | 50.3892 | 77.2134 | 332.5415
2024 | 1 | 5 | 21 | 48.2543 | 79.0272 | 322.08
2024 | 1 | 5 | 22 | 45.4875 | 76.8045 | 306.5017
2024 | 1 | 5 | 23 | 42.5377 | 70.2907 | 284.9227
2024 | 1 | 6 | 0 | 39.6412 | 65.8977 | 259.513
2024 | 1 | 6 | 1 | 36.8971 | 64.4243 | 244.3393
2024 | 1 | 6 | 2 | 35.2224 | 62.866 | 234.6815
2024 | 1 | 6 | 3 | 34.3344 | 62.7084 | 228.3506
2024 | 1 | 6 | 4 | 33.8401 | 62.6723 | 226.0049
2024 | 1 | 6 | 5 | 34.0784 | 62.8896 | 225.3104
2024 | 1 | 6 | 6 | 35.192 | 65.8082 | 216.4168
2024 | 1 | 6 | 7 | 37.6131 | 66.986 | 235.9805
2024 | 1 | 6 | 8 | 41.3475 | 72.8406 | 279.8853
2024 | 1 | 6 | 9 | 44.2815 | 74.6756 | 311.5798
2024 | 1 | 6 | 10 | 45.8136 | 75.9274 | 326.6323
2024 | 1 | 6 | 11 | 47.0758 | 76.7122 | 329.8769
2024 | 1 | 6 | 12 | 47.1176 | 74.3258 | 326.4666
2024 | 1 | 6 | 13 | 47.2443 | 73.2298 | 327.8302
2024 | 1 | 6 | 14 | 46.6401 | 71.5571 | 328.8362
2024 | 1 | 6 | 15 | 46.495 | 70.4656 | 336.7916
2024 | 1 | 6 | 16 | 47.2407 | 69.8367 | 348.0881
2024 | 1 | 6 | 17 | 49.4921 | 69.4545 | 375.3942
2024 | 1 | 6 | 18 | 51.5215 | 75.8492 | 384.5476
2024 | 1 | 6 | 19 | 50.0052 | 74.1733 | 375.1662
2024 | 1 | 6 | 20 | 47.1706 | 69.1356 | 361.4037
2024 | 1 | 6 | 21 | 44.7731 | 69.8807 | 350.0944
2024 | 1 | 6 | 22 | 42.3732 | 68.6627 | 336.6827
2024 | 1 | 6 | 23 | 40.1041 | 64.5935 | 317.6592
2024 | 1 | 7 | 0 | 38.3257 | 63.7139 | 290.6587
2024 | 1 | 7 | 1 | 35.7635 | 63.019 | 271.9916
2024 | 1 | 7 | 2 | 34.2759 | 61.0897 | 262.4255
2024 | 1 | 7 | 3 | 33.4525 | 60.9131 | 256.9133
2024 | 1 | 7 | 4 | 32.9225 | 61.5864 | 254.956
2024 | 1 | 7 | 5 | 32.9801 | 60.8596 | 253.7509
2024 | 1 | 7 | 6 | 33.5349 | 62.5134 | 252.7548
2024 | 1 | 7 | 7 | 35.6001 | 62.6839 | 265.9252
2024 | 1 | 7 | 8 | 39.3713 | 69.228 | 299.8375
2024 | 1 | 7 | 9 | 42.7254 | 70.5696 | 319.7231
2024 | 1 | 7 | 10 | 45.0118 | 72.3991 | 321.9526
2024 | 1 | 7 | 11 | 46.7396 | 73.4896 | 316.4105
2024 | 1 | 7 | 12 | 47.6954 | 72.0409 | 316.1949
2024 | 1 | 7 | 13 | 48.2891 | 71.6851 | 313.3549
2024 | 1 | 7 | 14 | 48.1561 | 74.5645 | 311.4831
2024 | 1 | 7 | 15 | 48.5645 | 74.3718 | 320.8272
2024 | 1 | 7 | 16 | 49.7459 | 71.4799 | 338.7876
2024 | 1 | 7 | 17 | 52.2789 | 72.5556 | 371.8761
2024 | 1 | 7 | 18 | 55.054 | 77.0319 | 413.5264
2024 | 1 | 7 | 19 | 53.5303 | 74.4289 | 397.0772
2024 | 1 | 7 | 20 | 50.4704 | 69.9862 | 379.67
2024 | 1 | 7 | 21 | 47.7091 | 69.8508 | 362.5321
2024 | 1 | 7 | 22 | 44.7305 | 67.5371 | 341.3958
2024 | 1 | 7 | 23 | 42.0392 | 64.3929 | 315.0517
2024 | 1 | 8 | 0 | 38.877 | 65.6648 | 288.7604
2024 | 1 | 8 | 1 | 38.8362 | 63.9202 | 268.6605
2024 | 1 | 8 | 2 | 37.9639 | 62.7208 | 259.7025
2024 | 1 | 8 | 3 | 37.8008 | 62.5252 | 254.2851
2024 | 1 | 8 | 4 | 37.9403 | 62.7321 | 252.3085
2024 | 1 | 8 | 5 | 39.3394 | 63.4007 | 255.4274
2024 | 1 | 8 | 6 | 41.6518 | 67.3226 | 268.6531
2024 | 1 | 8 | 7 | 45.1229 | 74.0663 | 295.7128
2024 | 1 | 8 | 8 | 48.3214 | 87.4233 | 327.1642
2024 | 1 | 8 | 9 | 49.0359 | 91.0358 | 338.7379
2024 | 1 | 8 | 10 | 48.6707 | 91.5741 | 336.4344
2024 | 1 | 8 | 11 | 48.8308 | 90.9723 | 331.6251
2024 | 1 | 8 | 12 | 47.8214 | 88.9136 | 351.448
2024 | 1 | 8 | 13 | 47.9218 | 87.8003 | 353.6688
2024 | 1 | 8 | 14 | 47.8014 | 86.2759 | 354.2901
2024 | 1 | 8 | 15 | 48.3943 | 86.8751 | 358.9929
2024 | 1 | 8 | 16 | 50.5281 | 85.408 | 368.2425
2024 | 1 | 8 | 17 | 54.1017 | 83.6362 | 391.0898
2024 | 1 | 8 | 18 | 58.3277 | 82.6112 | 409.3382
2024 | 1 | 8 | 19 | 58.2082 | 80.9234 | 395.2436
2024 | 1 | 8 | 20 | 55.9956 | 75.7812 | 380.0866
2024 | 1 | 8 | 21 | 53.6462 | 76.4426 | 363.3498
2024 | 1 | 8 | 22 | 50.3256 | 73.1605 | 341.3799
2024 | 1 | 8 | 23 | 47.1934 | 69.1577 | 314.5323
2024 | 1 | 9 | 0 | 44.6256 | 67.7184 | 288.2021
2024 | 1 | 9 | 1 | 42.5302 | 63.4451 | 272.6544
2024 | 1 | 9 | 2 | 41.4974 | 61.7594 | 263.9147
2024 | 1 | 9 | 3 | 41.1517 | 61.1354 | 259.164
2024 | 1 | 9 | 4 | 41.169 | 60.558 | 257.7581
2024 | 1 | 9 | 5 | 42.4004 | 61.0569 | 261.1111
2024 | 1 | 9 | 6 | 44.6444 | 64.7252 | 272.8284
2024 | 1 | 9 | 7 | 47.6856 | 71.2928 | 300.3776
2024 | 1 | 9 | 8 | 50.3176 | 83.3397 | 332.1191
2024 | 1 | 9 | 9 | 50.4503 | 86.9967 | 343.3323
2024 | 1 | 9 | 10 | 49.204 | 88.1054 | 342.1387
2024 | 1 | 9 | 11 | 48.803 | 88.3423 | 337.5442
2024 | 1 | 9 | 12 | 48.5125 | 87.1168 | 338.1885
2024 | 1 | 9 | 13 | 48.5635 | 86.7061 | 337.1189
2024 | 1 | 9 | 14 | 48.1953 | 85.8176 | 337.3112
2024 | 1 | 9 | 15 | 48.6875 | 86.3137 | 342.9398
2024 | 1 | 9 | 16 | 50.5602 | 84.8747 | 355.4467
2024 | 1 | 9 | 17 | 53.7228 | 82.1435 | 381.3621
2024 | 1 | 9 | 18 | 59.2948 | 81.7187 | 399.3764
2024 | 1 | 9 | 19 | 58.6093 | 79.5251 | 391.4761
2024 | 1 | 9 | 20 | 55.8753 | 74.4803 | 381.1681
2024 | 1 | 9 | 21 | 53.341 | 75.7681 | 366.7074
2024 | 1 | 9 | 22 | 49.9865 | 72.7582 | 345.0604
2024 | 1 | 9 | 23 | 46.8875 | 68.0607 | 318.52
2024 | 1 | 10 | 0 | 43.8547 | 65.2304 | 301.6635
2024 | 1 | 10 | 1 | 42.0392 | 64.6109 | 283.4842
2024 | 1 | 10 | 2 | 40.6925 | 62.5313 | 275.4516
2024 | 1 | 10 | 3 | 40.0609 | 61.73 | 271.1916
2024 | 1 | 10 | 4 | 39.8598 | 61.1794 | 270.703
2024 | 1 | 10 | 5 | 40.9382 | 61.7485 | 274.434
2024 | 1 | 10 | 6 | 42.1729 | 65.7848 | 283.3959
2024 | 1 | 10 | 7 | 45.2608 | 72.542 | 309.7283
2024 | 1 | 10 | 8 | 48.1457 | 84.2851 | 339.8955
2024 | 1 | 10 | 9 | 49.034 | 88.3553 | 348.7253
2024 | 1 | 10 | 10 | 49.3488 | 89.1218 | 344.8473
2024 | 1 | 10 | 11 | 49.9824 | 88.5042 | 338.8247
2024 | 1 | 10 | 12 | 49.0475 | 87.8664 | 343.4412
2024 | 1 | 10 | 13 | 49.2516 | 87.0615 | 342.2192
2024 | 1 | 10 | 14 | 48.9864 | 87.1669 | 342.055
2024 | 1 | 10 | 15 | 49.2957 | 87.7842 | 346.1448
2024 | 1 | 10 | 16 | 50.784 | 85.3022 | 356.8095
2024 | 1 | 10 | 17 | 53.5896 | 82.4176 | 383.2394
2024 | 1 | 10 | 18 | 55.5363 | 82.1261 | 411.9186
2024 | 1 | 10 | 19 | 55.4449 | 79.6771 | 402.2074
2024 | 1 | 10 | 20 | 53.5165 | 74.1808 | 391.3901
2024 | 1 | 10 | 21 | 51.267 | 75.8542 | 377.4672
2024 | 1 | 10 | 22 | 47.8939 | 72.6621 | 355.4687
2024 | 1 | 10 | 23 | 44.7684 | 67.6054 | 327.9753
2024 | 1 | 11 | 0 | 42.5076 | 65.3224 | 300.5514
2024 | 1 | 11 | 1 | 39.2053 | 62.9767 | 284.5543
2024 | 1 | 11 | 2 | 37.8379 | 61.1093 | 275.2576
2024 | 1 | 11 | 3 | 37.2907 | 60.7421 | 270.5148
2024 | 1 | 11 | 4 | 37.1142 | 60.4889 | 269.3597
2024 | 1 | 11 | 5 | 38.2977 | 61.1715 | 272.5055
2024 | 1 | 11 | 6 | 40.085 | 65.6095 | 285.5968
2024 | 1 | 11 | 7 | 43.1602 | 72.0111 | 312.4991
2024 | 1 | 11 | 8 | 46.1512 | 85.1452 | 344.5889
2024 | 1 | 11 | 9 | 47.1922 | 89.5981 | 356.4965
2024 | 1 | 11 | 10 | 47.3308 | 92.5664 | 354.0348
2024 | 1 | 11 | 11 | 47.8616 | 89.7376 | 349.2577
2024 | 1 | 11 | 12 | 48.0002 | 87.4196 | 348.1346
2024 | 1 | 11 | 13 | 48.3397 | 87.3267 | 347.3186
2024 | 1 | 11 | 14 | 48.101 | 85.7117 | 347.7843
2024 | 1 | 11 | 15 | 48.5592 | 86.2902 | 353.1513
2024 | 1 | 11 | 16 | 49.7725 | 84.6946 | 363.4889
2024 | 1 | 11 | 17 | 52.2719 | 81.1161 | 387.8424
2024 | 1 | 11 | 18 | 55.0254 | 83.6929 | 412.9665
2024 | 1 | 11 | 19 | 54.2852 | 81.9169 | 404.3064
2024 | 1 | 11 | 20 | 51.714 | 76.216 | 394.033
2024 | 1 | 11 | 21 | 49.4096 | 77.4732 | 380.3698
2024 | 1 | 11 | 22 | 46.1688 | 74.733 | 359.0534
2024 | 1 | 11 | 23 | 43.1518 | 69.504 | 331.7418
2024 | 1 | 12 | 0 | 40.1245 | 65.9505 | 308.4364
2024 | 1 | 12 | 1 | 36.9577 | 65.0874 | 293.4435
2024 | 1 | 12 | 2 | 35.4534 | 62.6808 | 284.2229
2024 | 1 | 12 | 3 | 34.7523 | 62.3761 | 279.8417
2024 | 1 | 12 | 4 | 34.4932 | 62.5738 | 278.9244
2024 | 1 | 12 | 5 | 35.5666 | 62.8715 | 282.057
2024 | 1 | 12 | 6 | 37.6872 | 67.7961 | 295.8148
2024 | 1 | 12 | 7 | 40.879 | 74.3368 | 323.6579
2024 | 1 | 12 | 8 | 44.0358 | 86.1807 | 357.6558
2024 | 1 | 12 | 9 | 45.2291 | 90.904 | 370.6957
2024 | 1 | 12 | 10 | 45.3458 | 92.906 | 367.3875
2024 | 1 | 12 | 11 | 45.8374 | 90.8118 | 359.2932
2024 | 1 | 12 | 12 | 45.8886 | 88.7119 | 356.1241
2024 | 1 | 12 | 13 | 46.1712 | 88.2107 | 353.2847
2024 | 1 | 12 | 14 | 45.6835 | 88.4604 | 352.4488
2024 | 1 | 12 | 15 | 45.863 | 86.6002 | 356.3986
2024 | 1 | 12 | 16 | 46.8132 | 83.5745 | 366.1642
2024 | 1 | 12 | 17 | 48.8894 | 80.4626 | 390.1185
2024 | 1 | 12 | 18 | 51.4355 | 80.5906 | 418.8603
2024 | 1 | 12 | 19 | 50.5229 | 78.5505 | 412.2251
2024 | 1 | 12 | 20 | 48.0883 | 73.7915 | 401.7444
2024 | 1 | 12 | 21 | 46.0751 | 74.8761 | 389.6305
2024 | 1 | 12 | 22 | 43.3962 | 71.9922 | 372.1281
2024 | 1 | 12 | 23 | 40.6685 | 66.3188 | 348.4691
2024 | 1 | 13 | 0 | 37.7091 | 63.05 | 325.7795
2024 | 1 | 13 | 1 | 33.8913 | 60.1766 | 310.8978
2024 | 1 | 13 | 2 | 32.1417 | 58.3528 | 300.5539
2024 | 1 | 13 | 3 | 31.0932 | 58.1733 | 294.8521
2024 | 1 | 13 | 4 | 30.1816 | 58.6068 | 292.8499
2024 | 1 | 13 | 5 | 30.0939 | 58.209 | 292.9999
2024 | 1 | 13 | 6 | 30.2743 | 60.7813 | 299.4103
2024 | 1 | 13 | 7 | 32.9118 | 61.858 | 314.0823
2024 | 1 | 13 | 8 | 36.9751 | 70.6851 | 341.0159
2024 | 1 | 13 | 9 | 39.7156 | 74.9354 | 356.4796
2024 | 1 | 13 | 10 | 41.0339 | 77.3925 | 355.9563
2024 | 1 | 13 | 11 | 41.9908 | 76.1697 | 350.26
2024 | 1 | 13 | 12 | 42.519 | 74.271 | 366.6308
2024 | 1 | 13 | 13 | 42.3691 | 73.2548 | 360.9358
2024 | 1 | 13 | 14 | 41.2342 | 75.7792 | 357.0063
2024 | 1 | 13 | 15 | 40.4798 | 74.2206 | 361.7384
2024 | 1 | 13 | 16 | 40.8071 | 70.3927 | 374.2791
2024 | 1 | 13 | 17 | 42.8685 | 69.7392 | 401.3538
2024 | 1 | 13 | 18 | 45.0915 | 70.9892 | 426.8541
2024 | 1 | 13 | 19 | 44.033 | 70.1406 | 415.8574
2024 | 1 | 13 | 20 | 41.8185 | 64.7009 | 398.173
2024 | 1 | 13 | 21 | 40.0666 | 67.5953 | 382.1756
2024 | 1 | 13 | 22 | 38.1802 | 65.3921 | 366.2036
2024 | 1 | 13 | 23 | 36.2622 | 61.7415 | 346.1288
2024 | 1 | 14 | 0 | 33.1962 | 61.1112 | 330.1148
2024 | 1 | 14 | 1 | 30.7872 | 59.9249 | 306.0376
2024 | 1 | 14 | 2 | 29.2549 | 58.5054 | 294.9587
2024 | 1 | 14 | 3 | 28.2973 | 58.8126 | 288.4093
2024 | 1 | 14 | 4 | 27.2913 | 59.7098 | 285.224
2024 | 1 | 14 | 5 | 26.9444 | 59.5309 | 283.3974
2024 | 1 | 14 | 6 | 27.1157 | 62.3776 | 284.344
2024 | 1 | 14 | 7 | 29.7426 | 61.5188 | 294.7486
2024 | 1 | 14 | 8 | 34.1492 | 67.5931 | 323.883
2024 | 1 | 14 | 9 | 37.3834 | 69.1586 | 349.7994
2024 | 1 | 14 | 10 | 39.1923 | 70.6747 | 359.1443
2024 | 1 | 14 | 11 | 40.4967 | 70.6636 | 358.5577
2024 | 1 | 14 | 12 | 41.444 | 70.5069 | 354.4151
2024 | 1 | 14 | 13 | 41.7532 | 70.2186 | 351.3864
2024 | 1 | 14 | 14 | 41.0985 | 73.6321 | 349.0238
2024 | 1 | 14 | 15 | 40.7868 | 72.9103 | 354.1881
2024 | 1 | 14 | 16 | 41.6474 | 69.9828 | 366.4652
2024 | 1 | 14 | 17 | 44.3591 | 70.086 | 394.616
2024 | 1 | 14 | 18 | 46.3906 | 77.6529 | 424.6251
2024 | 1 | 14 | 19 | 45.4869 | 76.168 | 411.2851
2024 | 1 | 14 | 20 | 43.5377 | 71.4397 | 392.9915
2024 | 1 | 14 | 21 | 41.588 | 71.1373 | 374.625
2024 | 1 | 14 | 22 | 39.1343 | 68.7505 | 353.2422
2024 | 1 | 14 | 23 | 37.0321 | 65.9252 | 327.6382
2024 | 1 | 15 | 0 | 34.2093 | 65.2605 | 306.6805
2024 | 1 | 15 | 1 | 32.1121 | 63.8454 | 299.503
2024 | 1 | 15 | 2 | 30.9693 | 62.5048 | 291.6919
2024 | 1 | 15 | 3 | 30.4675 | 62.317 | 288.3122
2024 | 1 | 15 | 4 | 30.4271 | 62.5177 | 287.8245
2024 | 1 | 15 | 5 | 31.5466 | 63.2568 | 291.953
2024 | 1 | 15 | 6 | 32.9733 | 67.7507 | 298.3976
2024 | 1 | 15 | 7 | 36.6208 | 74.5043 | 328.469
2024 | 1 | 15 | 8 | 40.0469 | 87.9744 | 366.5085
2024 | 1 | 15 | 9 | 41.7026 | 92.2768 | 383.3574
2024 | 1 | 15 | 10 | 43.0433 | 92.5723 | 383.1969
2024 | 1 | 15 | 11 | 44.4939 | 90.6518 | 378.8839
2024 | 1 | 15 | 12 | 44.3962 | 89.603 | 365.9578
2024 | 1 | 15 | 13 | 44.9858 | 88.5651 | 363.2892
2024 | 1 | 15 | 14 | 44.9542 | 87.0585 | 362.0911
2024 | 1 | 15 | 15 | 45.516 | 86.2024 | 365.9873
2024 | 1 | 15 | 16 | 47.1063 | 84.655 | 378.0983
2024 | 1 | 15 | 17 | 50.056 | 82.4368 | 407.7852
2024 | 1 | 15 | 18 | 52.1229 | 79.7783 | 431.8993
2024 | 1 | 15 | 19 | 51.8523 | 79.0265 | 431.2221
2024 | 1 | 15 | 20 | 49.8429 | 73.4833 | 422.8282
2024 | 1 | 15 | 21 | 47.5268 | 74.1251 | 409.7814
2024 | 1 | 15 | 22 | 44.391 | 70.59 | 388.4152
2024 | 1 | 15 | 23 | 41.3454 | 66.9394 | 362.0708
2024 | 1 | 16 | 0 | 37.6206 | 64.7803 | 340.0409
2024 | 1 | 16 | 1 | 35.7857 | 63.2695 | 326.8851
2024 | 1 | 16 | 2 | 34.5669 | 61.6128 | 319.352
2024 | 1 | 16 | 3 | 33.9463 | 61.4366 | 316.195
2024 | 1 | 16 | 4 | 33.7452 | 61.2044 | 315.5702
2024 | 1 | 16 | 5 | 34.6738 | 61.6198 | 318.9811
2024 | 1 | 16 | 6 | 36.7447 | 68.4508 | 326.7166
2024 | 1 | 16 | 7 | 40.1952 | 75.1288 | 355.4184
2024 | 1 | 16 | 8 | 43.0992 | 87.7646 | 389.0232
2024 | 1 | 16 | 9 | 43.8363 | 90.5274 | 396.8197
2024 | 1 | 16 | 10 | 43.7172 | 93.6675 | 388.7077
2024 | 1 | 16 | 11 | 44.1798 | 93.6453 | 379.0305
2024 | 1 | 16 | 12 | 44.7917 | 90.2565 | 370.7736
2024 | 1 | 16 | 13 | 45.2254 | 89.8162 | 365.8051
2024 | 1 | 16 | 14 | 45.1209 | 91.4947 | 363.2261
2024 | 1 | 16 | 15 | 45.5165 | 91.9027 | 366.3759
2024 | 1 | 16 | 16 | 46.978 | 88.8023 | 378.8978
2024 | 1 | 16 | 17 | 49.8735 | 86.7275 | 410.0596
2024 | 1 | 16 | 18 | 53.981 | 87.2831 | 440.517
2024 | 1 | 16 | 19 | 53.1237 | 85.8451 | 443.1503
2024 | 1 | 16 | 20 | 50.8564 | 80.5418 | 436.5421
2024 | 1 | 16 | 21 | 48.3334 | 80.9491 | 425.7565
2024 | 1 | 16 | 22 | 45.1627 | 78.37 | 405.8522
2024 | 1 | 16 | 23 | 41.9096 | 72.9971 | 379.7319
2024 | 1 | 17 | 0 | 38.7965 | 69.5296 | 351.6481
2024 | 1 | 17 | 1 | 36.7637 | 69.1129 | 345.2031
2024 | 1 | 17 | 2 | 35.3287 | 67.1591 | 338.598
2024 | 1 | 17 | 3 | 34.4901 | 66.219 | 336.1083
2024 | 1 | 17 | 4 | 34.1804 | 65.8824 | 336.1998
2024 | 1 | 17 | 5 | 35.0446 | 66.5354 | 340.6728
2024 | 1 | 17 | 6 | 37.0001 | 69.3456 | 344.6517
2024 | 1 | 17 | 7 | 40.3714 | 76.0781 | 373.0096
2024 | 1 | 17 | 8 | 43.225 | 87.5878 | 404.6964
2024 | 1 | 17 | 9 | 44.1359 | 92.6743 | 409.4004
2024 | 1 | 17 | 10 | 44.5198 | 93.6774 | 398.1659
2024 | 1 | 17 | 11 | 45.275 | 91.8594 | 385.8797
2024 | 1 | 17 | 12 | 47.1207 | 90.4892 | 386.8562
2024 | 1 | 17 | 13 | 47.6995 | 89.0761 | 382.7025
2024 | 1 | 17 | 14 | 47.693 | 88.0129 | 380.9052
2024 | 1 | 17 | 15 | 48.0677 | 88.5048 | 383.6047
2024 | 1 | 17 | 16 | 49.3252 | 87.1306 | 396.6418
2024 | 1 | 17 | 17 | 51.8937 | 85.0342 | 428.7746
2024 | 1 | 17 | 18 | 54.5957 | 84.5379 | 464.6905
2024 | 1 | 17 | 19 | 53.8028 | 83.1644 | 467.5321
2024 | 1 | 17 | 20 | 51.5792 | 77.963 | 461.1439
2024 | 1 | 17 | 21 | 49.1412 | 78.7846 | 450.3008
2024 | 1 | 17 | 22 | 45.828 | 75.3571 | 429.1534
2024 | 1 | 17 | 23 | 42.4857 | 71.7564 | 401.9302
2024 | 1 | 18 | 0 | 39.0888 | 70.2274 | 371.2879
2024 | 1 | 18 | 1 | 36.5983 | 66.3867 | 360.7224
2024 | 1 | 18 | 2 | 35.2438 | 64.3352 | 352.8021
2024 | 1 | 18 | 3 | 34.579 | 63.4135 | 349.7327
2024 | 1 | 18 | 4 | 34.3647 | 63.0975 | 349.0647
2024 | 1 | 18 | 5 | 35.3534 | 63.6722 | 352.3681
2024 | 1 | 18 | 6 | 37.27 | 69.025 | 357.6754
2024 | 1 | 18 | 7 | 40.6623 | 75.1892 | 384.9749
2024 | 1 | 18 | 8 | 43.7031 | 87.2398 | 415.9101
2024 | 1 | 18 | 9 | 44.7552 | 90.9888 | 419.6746
2024 | 1 | 18 | 10 | 45.2137 | 92.7009 | 407.8871
2024 | 1 | 18 | 11 | 45.9431 | 91.8291 | 396.8687
2024 | 1 | 18 | 12 | 46.0622 | 87.9853 | 395.0622
2024 | 1 | 18 | 13 | 46.4063 | 87.7997 | 390.0057
2024 | 1 | 18 | 14 | 46.3445 | 86.3051 | 387.5173
2024 | 1 | 18 | 15 | 46.7647 | 84.8463 | 389.7434
2024 | 1 | 18 | 16 | 47.9574 | 84.2432 | 399.5611
2024 | 1 | 18 | 17 | 50.6131 | 80.6888 | 427.8103
2024 | 1 | 18 | 18 | 52.7969 | 82.8131 | 464.9325
2024 | 1 | 18 | 19 | 52.4189 | 81.9666 | 462.1172
2024 | 1 | 18 | 20 | 50.4073 | 76.0222 | 453.662
2024 | 1 | 18 | 21 | 48.0742 | 76.3865 | 440.982
2024 | 1 | 18 | 22 | 44.9259 | 73.188 | 419.3238
2024 | 1 | 18 | 23 | 41.8017 | 68.7596 | 391.248
2024 | 1 | 19 | 0 | 39.6564 | 65.7765 | 368.1192
2024 | 1 | 19 | 1 | 36.9716 | 64.2976 | 347.1875
2024 | 1 | 19 | 2 | 35.6648 | 62.0098 | 337.0908
2024 | 1 | 19 | 3 | 35.051 | 61.2873 | 332.3326
2024 | 1 | 19 | 4 | 34.8677 | 61.0927 | 330.3838
2024 | 1 | 19 | 5 | 35.9186 | 61.1338 | 332.0841
2024 | 1 | 19 | 6 | 37.8645 | 65.9133 | 340.8596
2024 | 1 | 19 | 7 | 41.2031 | 72.1022 | 367.4615
2024 | 1 | 19 | 8 | 44.3078 | 84.0107 | 403.0508
2024 | 1 | 19 | 9 | 45.3309 | 88.5053 | 416.8418
2024 | 1 | 19 | 10 | 45.4177 | 90.1458 | 413.0512
2024 | 1 | 19 | 11 | 45.8093 | 88.8652 | 404.3869
2024 | 1 | 19 | 12 | 46.44 | 87.1066 | 401.9685
2024 | 1 | 19 | 13 | 46.671 | 86.5142 | 398.9737
2024 | 1 | 19 | 14 | 46.3808 | 86.906 | 396.7018
2024 | 1 | 19 | 15 | 46.5407 | 84.9517 | 397.9086
2024 | 1 | 19 | 16 | 47.4697 | 82.2573 | 402.442
2024 | 1 | 19 | 17 | 49.6305 | 78.6114 | 421.0814
2024 | 1 | 19 | 18 | 52.4782 | 79.61 | 436.9004
2024 | 1 | 19 | 19 | 51.8377 | 78.7276 | 436.2724
2024 | 1 | 19 | 20 | 49.5834 | 73.5986 | 427.4476
2024 | 1 | 19 | 21 | 47.5217 | 74.7657 | 416.8588
2024 | 1 | 19 | 22 | 44.9036 | 72.0818 | 399.9067
2024 | 1 | 19 | 23 | 42.0495 | 65.6124 | 376.2415
2024 | 1 | 20 | 0 | 38.4349 | 62.104 | 346.2103
2024 | 1 | 20 | 1 | 35.5247 | 62.0964 | 334.9273
2024 | 1 | 20 | 2 | 33.9016 | 60.2789 | 325.3171
2024 | 1 | 20 | 3 | 32.997 | 60.0529 | 320.1796
2024 | 1 | 20 | 4 | 32.4864 | 61.6488 | 318.9355
2024 | 1 | 20 | 5 | 32.6524 | 61.8126 | 321.5403
2024 | 1 | 20 | 6 | 33.7307 | 62.8126 | 326.0265
2024 | 1 | 20 | 7 | 36.315 | 63.9912 | 340.4274
2024 | 1 | 20 | 8 | 40.3302 | 71.5908 | 366.0049
2024 | 1 | 20 | 9 | 43.485 | 76.051 | 390.6868
2024 | 1 | 20 | 10 | 45.1565 | 78.8105 | 400.1854
2024 | 1 | 20 | 11 | 46.3758 | 77.5462 | 400.1141
2024 | 1 | 20 | 12 | 46.6402 | 76.572 | 386.283
2024 | 1 | 20 | 13 | 46.7173 | 76.3261 | 382.6949
2024 | 1 | 20 | 14 | 46.2098 | 78.6327 | 379.548
2024 | 1 | 20 | 15 | 46.0254 | 75.7102 | 379.2474
2024 | 1 | 20 | 16 | 46.6612 | 72.3332 | 388.9814
2024 | 1 | 20 | 17 | 48.5726 | 69.5749 | 417.9891
2024 | 1 | 20 | 18 | 50.6187 | 74.0838 | 461.3196
2024 | 1 | 20 | 19 | 49.3056 | 74.4706 | 454.6734
2024 | 1 | 20 | 20 | 46.4169 | 68.9531 | 436.3942
2024 | 1 | 20 | 21 | 44.0582 | 69.65 | 420.2043
2024 | 1 | 20 | 22 | 41.7674 | 67.5186 | 405.0329
2024 | 1 | 20 | 23 | 39.5415 | 65.0025 | 386.2848
2024 | 1 | 21 | 0 | 37.1025 | 66.5874 | 365.7445
2024 | 1 | 21 | 1 | 34.9474 | 65.2635 | 351.1982
2024 | 1 | 21 | 2 | 33.604 | 63.6991 | 341.1259
2024 | 1 | 21 | 3 | 32.8631 | 64.1561 | 336.1093
2024 | 1 | 21 | 4 | 32.4669 | 66.303 | 334.7296
2024 | 1 | 21 | 5 | 32.6287 | 66.331 | 335.4966
2024 | 1 | 21 | 6 | 33.6468 | 71.5917 | 341.5928
2024 | 1 | 21 | 7 | 35.8996 | 70.6323 | 351.2948
2024 | 1 | 21 | 8 | 39.7619 | 76.326 | 372.7347
2024 | 1 | 21 | 9 | 43.1035 | 77.1184 | 392.2233
2024 | 1 | 21 | 10 | 45.2697 | 78.6483 | 398.1389
2024 | 1 | 21 | 11 | 46.8078 | 78.6407 | 392.3075
2024 | 1 | 21 | 12 | 47.1868 | 76.3847 | 357.0113
2024 | 1 | 21 | 13 | 47.5295 | 75.9892 | 351.4935
2024 | 1 | 21 | 14 | 47.4091 | 79.2643 | 348.3532
2024 | 1 | 21 | 15 | 47.7573 | 77.7632 | 349.3211
2024 | 1 | 21 | 16 | 48.9877 | 75.0195 | 363.4713
2024 | 1 | 21 | 17 | 51.4922 | 74.1449 | 401.5708
2024 | 1 | 21 | 18 | 53.9288 | 83.6072 | 463.4927
2024 | 1 | 21 | 19 | 52.8651 | 82.9218 | 459.6596
2024 | 1 | 21 | 20 | 50.0459 | 78.4574 | 442.6115
2024 | 1 | 21 | 21 | 47.2573 | 74.9654 | 424.7332
2024 | 1 | 21 | 22 | 44.285 | 73.7659 | 403.58
2024 | 1 | 21 | 23 | 41.6497 | 70.6981 | 379.0242
2024 | 1 | 22 | 0 | 39.1796 | 71.1143 | 356.0164
2024 | 1 | 22 | 1 | 37.2905 | 72.5815 | 342.9355
2024 | 1 | 22 | 2 | 36.3375 | 71.5328 | 335.4078
2024 | 1 | 22 | 3 | 36.0254 | 71.65 | 332.5793
2024 | 1 | 22 | 4 | 36.1541 | 72.3431 | 332.0906
2024 | 1 | 22 | 5 | 37.4787 | 73.3233 | 335.8523
2024 | 1 | 22 | 6 | 40.4034 | 79.8905 | 343.9891
2024 | 1 | 22 | 7 | 43.737 | 85.8245 | 372.6888
2024 | 1 | 22 | 8 | 46.5473 | 98.29 | 405.7515
2024 | 1 | 22 | 9 | 47.019 | 101.3874 | 411.8126
2024 | 1 | 22 | 10 | 46.4609 | 103.0707 | 399.9263
2024 | 1 | 22 | 11 | 46.4385 | 101.3765 | 388.2109
2024 | 1 | 22 | 12 | 47.814 | 98.4709 | 379.7035
2024 | 1 | 22 | 13 | 48.0029 | 96.3753 | 373.4148
2024 | 1 | 22 | 14 | 47.8791 | 93.4409 | 369.776
2024 | 1 | 22 | 15 | 48.4181 | 94.0688 | 371.2766
2024 | 1 | 22 | 16 | 50.0968 | 92.6747 | 383.1052
2024 | 1 | 22 | 17 | 52.7805 | 93.6839 | 415.4348
2024 | 1 | 22 | 18 | 55.0096 | 91.6536 | 454.7531
2024 | 1 | 22 | 19 | 54.5892 | 92.1236 | 456.244
2024 | 1 | 22 | 20 | 52.1599 | 87.3584 | 447.4944
2024 | 1 | 22 | 21 | 49.5136 | 85.1835 | 434.1821
2024 | 1 | 22 | 22 | 46.182 | 81.5008 | 412.571
2024 | 1 | 22 | 23 | 43.0696 | 79.6353 | 385.8099
2024 | 1 | 23 | 0 | 40.8749 | 77.95 | 360.6328
2024 | 1 | 23 | 1 | 38.1404 | 72.9861 | 342.8342
2024 | 1 | 23 | 2 | 36.9118 | 71.34 | 333.8847
2024 | 1 | 23 | 3 | 36.3185 | 69.8407 | 329.7669
2024 | 1 | 23 | 4 | 36.2958 | 69.3279 | 327.9422
2024 | 1 | 23 | 5 | 37.4514 | 69.6673 | 329.9489
2024 | 1 | 23 | 6 | 39.7311 | 73.8714 | 342.5564
2024 | 1 | 23 | 7 | 43.0166 | 79.5946 | 369.8069
2024 | 1 | 23 | 8 | 45.9586 | 90.2207 | 403.8079
2024 | 1 | 23 | 9 | 46.7124 | 93.3453 | 413.0184
2024 | 1 | 23 | 10 | 46.74 | 93.4255 | 405.2222
2024 | 1 | 23 | 11 | 47.1214 | 95.9049 | 395.1852
2024 | 1 | 23 | 12 | 47.0617 | 92.6349 | 382.5851
2024 | 1 | 23 | 13 | 47.2875 | 91.8045 | 375.8451
2024 | 1 | 23 | 14 | 47.142 | 88.1984 | 372.0599
2024 | 1 | 23 | 15 | 47.4687 | 88.2315 | 374.1452
2024 | 1 | 23 | 16 | 48.8403 | 88.1952 | 384.4146
2024 | 1 | 23 | 17 | 51.5693 | 86.5953 | 410.8818
2024 | 1 | 23 | 18 | 54.7046 | 85.8333 | 441.6776
2024 | 1 | 23 | 19 | 54.2457 | 85.9429 | 438.9192
2024 | 1 | 23 | 20 | 51.8583 | 81.375 | 429.3264
2024 | 1 | 23 | 21 | 49.308 | 79.9889 | 415.1644
2024 | 1 | 23 | 22 | 46.0369 | 76.3356 | 392.944
2024 | 1 | 23 | 23 | 42.9185 | 74.1854 | 365.3785
2024 | 1 | 24 | 0 | 39.9968 | 72.5917 | 349.9372
2024 | 1 | 24 | 1 | 38.6165 | 70.6138 | 328.2853
2024 | 1 | 24 | 2 | 37.4219 | 69.548 | 319.4542
2024 | 1 | 24 | 3 | 36.8763 | 68.5645 | 315.1782
2024 | 1 | 24 | 4 | 36.8618 | 67.5092 | 313.7446
2024 | 1 | 24 | 5 | 38.1096 | 68.1431 | 316.1247
2024 | 1 | 24 | 6 | 39.7454 | 72.1715 | 328.2559
2024 | 1 | 24 | 7 | 43.0856 | 77.5509 | 354.6212
2024 | 1 | 24 | 8 | 46.1438 | 88.7745 | 387.3622
2024 | 1 | 24 | 9 | 47.2245 | 92.7381 | 396.5718
2024 | 1 | 24 | 10 | 47.7012 | 93.9633 | 389.5049
2024 | 1 | 24 | 11 | 48.3928 | 93.7055 | 380.135
2024 | 1 | 24 | 12 | 47.983 | 92.3934 | 372.2654
2024 | 1 | 24 | 13 | 48.1818 | 91.1275 | 366.6466
2024 | 1 | 24 | 14 | 48.2053 | 87.9528 | 363.874
2024 | 1 | 24 | 15 | 48.6204 | 90.8838 | 365.6275
2024 | 1 | 24 | 16 | 50.1621 | 89.6466 | 375.3277
2024 | 1 | 24 | 17 | 53.0868 | 87.8278 | 401.3595
2024 | 1 | 24 | 18 | 55.0826 | 90.0448 | 427.7591
2024 | 1 | 24 | 19 | 55.4683 | 89.8213 | 427.0213
2024 | 1 | 24 | 20 | 53.6891 | 85.742 | 418.8108
2024 | 1 | 24 | 21 | 51.4909 | 85.0407 | 405.7531
2024 | 1 | 24 | 22 | 48.2397 | 82.0652 | 383.245
2024 | 1 | 24 | 23 | 45.0615 | 79.5615 | 355.5667
2024 | 1 | 25 | 0 | 42.5084 | 76.837 | 336.2027
2024 | 1 | 25 | 1 | 40.7143 | 73.3379 | 318.8218
2024 | 1 | 25 | 2 | 39.5736 | 72.6188 | 310.1193
2024 | 1 | 25 | 3 | 39.1136 | 71.5011 | 306.4696
2024 | 1 | 25 | 4 | 39.0734 | 70.1128 | 305.4606
2024 | 1 | 25 | 5 | 40.217 | 71.2475 | 308.3449
2024 | 1 | 25 | 6 | 42.1009 | 74.4219 | 318.647
2024 | 1 | 25 | 7 | 45.2555 | 79.0295 | 345.7191
2024 | 1 | 25 | 8 | 48.0479 | 89.2322 | 378.2278
2024 | 1 | 25 | 9 | 48.6952 | 93.8338 | 386.3359
2024 | 1 | 25 | 10 | 48.3666 | 94.3178 | 377.7938
2024 | 1 | 25 | 11 | 48.4516 | 92.7418 | 368.8795
2024 | 1 | 25 | 12 | 48.1726 | 92.4019 | 360.0708
2024 | 1 | 25 | 13 | 48.2283 | 91.033 | 354.6429
2024 | 1 | 25 | 14 | 48.1407 | 83.5565 | 352.4959
2024 | 1 | 25 | 15 | 48.6996 | 85.3233 | 355.6162
2024 | 1 | 25 | 16 | 50.1723 | 87.461 | 364.8295
2024 | 1 | 25 | 17 | 52.8945 | 85.3815 | 391.3326
2024 | 1 | 25 | 18 | 55.5055 | 87.9445 | 419.4837
2024 | 1 | 25 | 19 | 56.3695 | 88.3864 | 422.6732
2024 | 1 | 25 | 20 | 54.6278 | 83.7839 | 416.4031
2024 | 1 | 25 | 21 | 52.7101 | 82.1453 | 405.2746
2024 | 1 | 25 | 22 | 49.6685 | 78.5136 | 384.6028
2024 | 1 | 25 | 23 | 46.6985 | 77.9946 | 357.7573
2024 | 1 | 26 | 0 | 43.2369 | 74.6078 | 332.5411
2024 | 1 | 26 | 1 | 42.8974 | 75.9514 | 303.3245
2024 | 1 | 26 | 2 | 41.7688 | 73.8281 | 292.4254
2024 | 1 | 26 | 3 | 41.3199 | 72.3788 | 286.3325
2024 | 1 | 26 | 4 | 41.2148 | 72.347 | 283.1619
2024 | 1 | 26 | 5 | 42.29 | 72.4338 | 283.7436
2024 | 1 | 26 | 6 | 43.5571 | 74.8702 | 293.5906
2024 | 1 | 26 | 7 | 46.7137 | 79.8884 | 319.7347
2024 | 1 | 26 | 8 | 49.624 | 89.9739 | 352.7759
2024 | 1 | 26 | 9 | 50.1426 | 93.692 | 364.7592
2024 | 1 | 26 | 10 | 49.6644 | 94.03 | 361.018
2024 | 1 | 26 | 11 | 49.5202 | 94.5133 | 353.9216
2024 | 1 | 26 | 12 | 50.2038 | 91.0137 | 347.5556
2024 | 1 | 26 | 13 | 50.0886 | 89.6027 | 343.5682
2024 | 1 | 26 | 14 | 49.9729 | 84.4694 | 341.2147
2024 | 1 | 26 | 15 | 50.16 | 84.1035 | 342.9642
2024 | 1 | 26 | 16 | 51.4057 | 84.005 | 347.6737
2024 | 1 | 26 | 17 | 53.9492 | 82.1334 | 368.4059
2024 | 1 | 26 | 18 | 56.6069 | 84.9632 | 393.118
2024 | 1 | 26 | 19 | 57.1698 | 85.5385 | 390.1999
2024 | 1 | 26 | 20 | 55.3256 | 81.532 | 379.7025
2024 | 1 | 26 | 21 | 53.5205 | 80.3409 | 367.4786
2024 | 1 | 26 | 22 | 50.9047 | 77.0853 | 350.098
2024 | 1 | 26 | 23 | 48.0361 | 73.5686 | 326.5915
2024 | 1 | 27 | 0 | 44.638 | 72.914 | 305.02
2024 | 1 | 27 | 1 | 42.7358 | 67.4422 | 302.3981
2024 | 1 | 27 | 2 | 41.1931 | 65.3503 | 293.519
2024 | 1 | 27 | 3 | 40.3946 | 64.4807 | 288.7241
2024 | 1 | 27 | 4 | 40.2219 | 64.3968 | 287.6272
2024 | 1 | 27 | 5 | 40.7324 | 64.0942 | 289.8957
2024 | 1 | 27 | 6 | 41.2846 | 67.8261 | 288.7671
2024 | 1 | 27 | 7 | 42.899 | 69.808 | 308.1272
2024 | 1 | 27 | 8 | 45.4088 | 75.1089 | 347.1286
2024 | 1 | 27 | 9 | 47.6151 | 75.8321 | 382.2709
2024 | 1 | 27 | 10 | 49.0456 | 78.1667 | 395.88
2024 | 1 | 27 | 11 | 50.0323 | 79.0766 | 399.0482
2024 | 1 | 27 | 12 | 50.7044 | 78.7861 | 389.9919
2024 | 1 | 27 | 13 | 50.5184 | 77.7514 | 387.5615
2024 | 1 | 27 | 14 | 50.0633 | 75.9618 | 384.6702
2024 | 1 | 27 | 15 | 49.974 | 71.8922 | 387.6907
2024 | 1 | 27 | 16 | 50.5387 | 72.8186 | 399.8471
2024 | 1 | 27 | 17 | 52.4939 | 71.3612 | 426.5002
2024 | 1 | 27 | 18 | 54.698 | 75.0145 | 459.024
2024 | 1 | 27 | 19 | 53.9184 | 75.878 | 455.7622
2024 | 1 | 27 | 20 | 50.879 | 70.4777 | 439.2669
2024 | 1 | 27 | 21 | 48.0793 | 68.5219 | 425.4264
2024 | 1 | 27 | 22 | 45.6365 | 67.4633 | 412.1362
2024 | 1 | 27 | 23 | 43.262 | 64.5537 | 394.0473
2024 | 1 | 28 | 0 | 42.0991 | 66.5626 | 368.5105
2024 | 1 | 28 | 1 | 38.9863 | 64.3969 | 351.0242
2024 | 1 | 28 | 2 | 37.6204 | 62.6559 | 341.1617
2024 | 1 | 28 | 3 | 36.8369 | 62.166 | 336.419
2024 | 1 | 28 | 4 | 36.6645 | 62.6387 | 334.5509
2024 | 1 | 28 | 5 | 37.0174 | 62.4296 | 333.9203
2024 | 1 | 28 | 6 | 37.8056 | 66.0106 | 335.9333
2024 | 1 | 28 | 7 | 39.1581 | 66.8923 | 346.8112
2024 | 1 | 28 | 8 | 41.9975 | 70.2717 | 368.7109
2024 | 1 | 28 | 9 | 44.9086 | 70.4785 | 379.6417
2024 | 1 | 28 | 10 | 47.1518 | 72.8522 | 376.1979
2024 | 1 | 28 | 11 | 48.5978 | 74.5293 | 364.1096
2024 | 1 | 28 | 12 | 49.4002 | 72.9556 | 336.5639
2024 | 1 | 28 | 13 | 49.6603 | 73.2411 | 326.5719
2024 | 1 | 28 | 14 | 49.567 | 73.924 | 321.6747
2024 | 1 | 28 | 15 | 49.9761 | 71.4618 | 325.1898
2024 | 1 | 28 | 16 | 51.0002 | 71.0985 | 342.7811
2024 | 1 | 28 | 17 | 53.1095 | 69.9609 | 384.3406
2024 | 1 | 28 | 18 | 54.1701 | 76.7562 | 443.5913
2024 | 1 | 28 | 19 | 53.8747 | 77.3722 | 445.3413
2024 | 1 | 28 | 20 | 51.1821 | 72.5943 | 430.369
2024 | 1 | 28 | 21 | 48.3151 | 70.4236 | 413.2652
2024 | 1 | 28 | 22 | 45.4051 | 68.8473 | 391.7039
2024 | 1 | 28 | 23 | 42.7805 | 66.2931 | 366.8598
2024 | 1 | 29 | 0 | 39.9827 | 68.7526 | 349.3191
2024 | 1 | 29 | 1 | 39.7115 | 64.0488 | 324.7137
2024 | 1 | 29 | 2 | 38.8463 | 63.0297 | 315.625
2024 | 1 | 29 | 3 | 38.6954 | 62.3379 | 311.0422
2024 | 1 | 29 | 4 | 38.9268 | 62.1953 | 308.9275
2024 | 1 | 29 | 5 | 40.4576 | 62.7406 | 311.3029
2024 | 1 | 29 | 6 | 42.6274 | 66.6398 | 318.9486
2024 | 1 | 29 | 7 | 45.9764 | 73.1377 | 346.6375
2024 | 1 | 29 | 8 | 49.1871 | 85.9615 | 382.3318
2024 | 1 | 29 | 9 | 50.1018 | 91.0429 | 397.8122
2024 | 1 | 29 | 10 | 50.0088 | 90.7613 | 395.0602
2024 | 1 | 29 | 11 | 50.1451 | 88.8097 | 388.4604
2024 | 1 | 29 | 12 | 49.0375 | 88.7441 | 381.931
2024 | 1 | 29 | 13 | 48.9894 | 87.2179 | 378.0103
2024 | 1 | 29 | 14 | 48.9029 | 84.9344 | 375.5954
2024 | 1 | 29 | 15 | 49.3703 | 84.4471 | 378.304
2024 | 1 | 29 | 16 | 51.1272 | 83.9982 | 386.5839
2024 | 1 | 29 | 17 | 54.0812 | 80.9737 | 408.6398
2024 | 1 | 29 | 18 | 57.5024 | 78.4734 | 426.5715
2024 | 1 | 29 | 19 | 57.6246 | 79.1967 | 423.8034
2024 | 1 | 29 | 20 | 55.0806 | 73.3324 | 411.5466
2024 | 1 | 29 | 21 | 52.5557 | 73.7685 | 395.1126
2024 | 1 | 29 | 22 | 49.1994 | 70.4521 | 372.4276
2024 | 1 | 29 | 23 | 46.1208 | 67.449 | 345.4287
2024 | 1 | 30 | 0 | 43.6545 | 65.5011 | 325.0663
2024 | 1 | 30 | 1 | 40.9872 | 65.9166 | 311.6229
2024 | 1 | 30 | 2 | 40.0039 | 64.3566 | 302.5411
2024 | 1 | 30 | 3 | 39.6717 | 64.1294 | 298.2835
2024 | 1 | 30 | 4 | 39.8911 | 64.3288 | 296.2033
2024 | 1 | 30 | 5 | 41.3294 | 64.624 | 298.3149
2024 | 1 | 30 | 6 | 44.0183 | 69.0303 | 309.2663
2024 | 1 | 30 | 7 | 47.1638 | 75.5603 | 337.6215
2024 | 1 | 30 | 8 | 50.041 | 88.6028 | 373.8815
2024 | 1 | 30 | 9 | 50.6009 | 92.8389 | 387.4559
2024 | 1 | 30 | 10 | 49.8401 | 97.1695 | 383.5766
2024 | 1 | 30 | 11 | 49.5723 | 94.4865 | 375.8556
2024 | 1 | 30 | 12 | 47.0764 | 91.6648 | 363.7185
2024 | 1 | 30 | 13 | 46.8875 | 91.1164 | 357.8336
2024 | 1 | 30 | 14 | 46.5954 | 92.5184 | 355.2403
2024 | 1 | 30 | 15 | 47.0311 | 93.4266 | 358.5423
2024 | 1 | 30 | 16 | 48.8385 | 90.2389 | 369.1672
2024 | 1 | 30 | 17 | 51.8779 | 87.5601 | 394.2739
2024 | 1 | 30 | 18 | 56.4556 | 88.5017 | 424.7801
2024 | 1 | 30 | 19 | 57.0355 | 88.6845 | 425.3227
2024 | 1 | 30 | 20 | 54.8259 | 83.5819 | 416.2106
2024 | 1 | 30 | 21 | 52.526 | 83.8054 | 402.8125
2024 | 1 | 30 | 22 | 49.2856 | 81.7721 | 381.2772
2024 | 1 | 30 | 23 | 46.3348 | 77.0843 | 354.3633
2024 | 1 | 31 | 0 | 43.2416 | 75.4326 | 332.4796
2024 | 1 | 31 | 1 | 42.0508 | 74.8481 | 310.6514
2024 | 1 | 31 | 2 | 40.9865 | 73.2182 | 302.1346
2024 | 1 | 31 | 3 | 40.5592 | 72.4771 | 297.971
2024 | 1 | 31 | 4 | 40.6305 | 72.3965 | 296.4919
2024 | 1 | 31 | 5 | 41.953 | 73.3069 | 298.6851
2024 | 1 | 31 | 6 | 44.0736 | 78.0675 | 310.5821
2024 | 1 | 31 | 7 | 47.146 | 84.2334 | 337.764
2024 | 1 | 31 | 8 | 49.6987 | 94.1798 | 371.6179
2024 | 1 | 31 | 9 | 50.0229 | 98.848 | 382.1527
2024 | 1 | 31 | 10 | 49.3445 | 100.3326 | 375.3752
2024 | 1 | 31 | 11 | 49.1626 | 97.9027 | 366.227
2024 | 1 | 31 | 12 | 48.8949 | 96.59 | 359.9045
2024 | 1 | 31 | 13 | 48.8095 | 94.2921 | 353.7166
2024 | 1 | 31 | 14 | 48.7209 | 93.0841 | 350.9285
2024 | 1 | 31 | 15 | 49.1219 | 93.4976 | 353.0513
2024 | 1 | 31 | 16 | 50.7847 | 92.5457 | 362.6174
2024 | 1 | 31 | 17 | 53.6271 | 91.8659 | 388.7821
2024 | 1 | 31 | 18 | 56.5096 | 90.9826 | 414.7884
2024 | 1 | 31 | 19 | 57.2843 | 91.2912 | 416.1112
2024 | 1 | 31 | 20 | 55.3985 | 86.1716 | 407.832
2024 | 1 | 31 | 21 | 53.1383 | 85.2683 | 394.9125
2024 | 1 | 31 | 22 | 49.8316 | 81.8392 | 372.7852
2024 | 1 | 31 | 23 | 46.6997 | 79.8069 | 345.4749
2024 | 2 | 1 | 0 | 44.1068 | 78.4443 | 325.7475
2024 | 2 | 1 | 1 | 40.7939 | 79.8219 | 294.5563
2024 | 2 | 1 | 2 | 39.6062 | 78.0471 | 285.3002
2024 | 2 | 1 | 3 | 39.1658 | 76.943 | 281.0508
2024 | 2 | 1 | 4 | 39.0917 | 76.2719 | 280.4245
2024 | 2 | 1 | 5 | 40.2403 | 77.4842 | 283.6666
2024 | 2 | 1 | 6 | 42.6839 | 79.0503 | 293.4794
2024 | 2 | 1 | 7 | 45.7751 | 84.5237 | 319.9016
2024 | 2 | 1 | 8 | 48.4793 | 93.6309 | 350.3807
2024 | 2 | 1 | 9 | 49.2221 | 96.2574 | 358.8978
2024 | 2 | 1 | 10 | 48.7862 | 98.316 | 355.3191
2024 | 2 | 1 | 11 | 48.8444 | 98.538 | 349.3429
2024 | 2 | 1 | 12 | 48.5301 | 97.0885 | 345.4023
2024 | 2 | 1 | 13 | 48.437 | 95.8434 | 344.6206
2024 | 2 | 1 | 14 | 47.9378 | 89.8603 | 341.5255
2024 | 2 | 1 | 15 | 48.3204 | 90.5201 | 343.5594
2024 | 2 | 1 | 16 | 49.5119 | 90.6826 | 351.6286
2024 | 2 | 1 | 17 | 51.9115 | 90.1993 | 374.9279
2024 | 2 | 1 | 18 | 54.6169 | 89.8152 | 402.9993
2024 | 2 | 1 | 19 | 54.9154 | 92.1794 | 403.9822
2024 | 2 | 1 | 20 | 52.6518 | 88.2845 | 395.5427
2024 | 2 | 1 | 21 | 50.2151 | 86.7906 | 382.4639
2024 | 2 | 1 | 22 | 46.9425 | 83.2784 | 361.8416
2024 | 2 | 1 | 23 | 44.0262 | 79.3993 | 334.9475
2024 | 2 | 2 | 0 | 42.1206 | 77.583 | 309.7967
2024 | 2 | 2 | 1 | 39.3905 | 75.4034 | 286.9397
2024 | 2 | 2 | 2 | 38.1597 | 73.5006 | 276.9319
2024 | 2 | 2 | 3 | 37.6843 | 72.1481 | 271.9664
2024 | 2 | 2 | 4 | 37.5951 | 71.1316 | 270.6439
2024 | 2 | 2 | 5 | 38.7717 | 71.6037 | 273.144
2024 | 2 | 2 | 6 | 41.2606 | 73.8554 | 285.5725
2024 | 2 | 2 | 7 | 44.4426 | 79.8654 | 312.4632
2024 | 2 | 2 | 8 | 47.382 | 88.8379 | 344.5267
2024 | 2 | 2 | 9 | 48.2948 | 92.5376 | 354.4438
2024 | 2 | 2 | 10 | 47.9263 | 93.8676 | 349.5538
2024 | 2 | 2 | 11 | 47.9566 | 95.6604 | 340.4021
2024 | 2 | 2 | 12 | 48.0179 | 93.495 | 341.2334
2024 | 2 | 2 | 13 | 47.8698 | 92.4108 | 340.2183
2024 | 2 | 2 | 14 | 47.2252 | 88.8032 | 336.5519
2024 | 2 | 2 | 15 | 47.2905 | 88.2138 | 337.3086
2024 | 2 | 2 | 16 | 48.1826 | 86.5462 | 343.726
2024 | 2 | 2 | 17 | 50.1673 | 84.5602 | 364.6407
2024 | 2 | 2 | 18 | 51.9934 | 82.9305 | 388.5287
2024 | 2 | 2 | 19 | 52.254 | 84.3683 | 390.327
2024 | 2 | 2 | 20 | 50.173 | 81.2392 | 381.0026
2024 | 2 | 2 | 21 | 48.07 | 80.0908 | 368.9937
2024 | 2 | 2 | 22 | 45.3357 | 76.8987 | 352.2289
2024 | 2 | 2 | 23 | 42.6871 | 72.3786 | 329.2132
2024 | 2 | 3 | 0 | 40.1512 | 70.1218 | 305.7016
2024 | 2 | 3 | 1 | 37.5977 | 68.2843 | 289.6268
2024 | 2 | 3 | 2 | 36.0953 | 66.4501 | 279.6994
2024 | 2 | 3 | 3 | 35.3278 | 65.7803 | 274.4208
2024 | 2 | 3 | 4 | 34.9769 | 65.473 | 273.1123
2024 | 2 | 3 | 5 | 35.3179 | 65.9536 | 274.0412
2024 | 2 | 3 | 6 | 36.4994 | 69.3669 | 275.4243
2024 | 2 | 3 | 7 | 38.5653 | 72.3332 | 292.1666
2024 | 2 | 3 | 8 | 41.5121 | 74.9251 | 326.5219
2024 | 2 | 3 | 9 | 44.1497 | 76.1804 | 352.2498
2024 | 2 | 3 | 10 | 45.5722 | 79.8994 | 360.2514
2024 | 2 | 3 | 11 | 46.6922 | 82.0326 | 358.7785
2024 | 2 | 3 | 12 | 47.3829 | 78.9261 | 358.3033
2024 | 2 | 3 | 13 | 47.1135 | 77.5977 | 356.1248
2024 | 2 | 3 | 14 | 46.3362 | 73.2839 | 350.336
2024 | 2 | 3 | 15 | 46.1306 | 71.5101 | 351.8891
2024 | 2 | 3 | 16 | 46.6215 | 72.3839 | 362.2976
2024 | 2 | 3 | 17 | 48.4189 | 72.0346 | 386.3044
2024 | 2 | 3 | 18 | 49.6255 | 75.2813 | 408.3454
2024 | 2 | 3 | 19 | 49.2525 | 77.9167 | 406.712
2024 | 2 | 3 | 20 | 46.6598 | 73.5572 | 390.9538
2024 | 2 | 3 | 21 | 44.205 | 72.571 | 376.2259
2024 | 2 | 3 | 22 | 41.9185 | 71.1037 | 361.9846
2024 | 2 | 3 | 23 | 39.8631 | 67.6188 | 342.9993
2024 | 2 | 4 | 0 | 38.0136 | 68.3908 | 323.6448
2024 | 2 | 4 | 1 | 35.0986 | 66.4363 | 314.4091
2024 | 2 | 4 | 2 | 33.6006 | 64.6609 | 304.8926
2024 | 2 | 4 | 3 | 32.7114 | 64.2563 | 299.9152
2024 | 2 | 4 | 4 | 32.0316 | 64.1282 | 298.5567
2024 | 2 | 4 | 5 | 31.8543 | 64.1594 | 298.7368
2024 | 2 | 4 | 6 | 32.3106 | 64.0559 | 302.1622
2024 | 2 | 4 | 7 | 34.2028 | 66.011 | 314.6833
2024 | 2 | 4 | 8 | 37.5387 | 68.7888 | 341.9223
2024 | 2 | 4 | 9 | 40.5101 | 70.5377 | 360.8543
2024 | 2 | 4 | 10 | 42.4941 | 74.2474 | 364.6276
2024 | 2 | 4 | 11 | 43.9711 | 74.3818 | 358.6356
2024 | 2 | 4 | 12 | 44.8439 | 73.4594 | 334.3656
2024 | 2 | 4 | 13 | 45.0113 | 73.5522 | 329.2237
2024 | 2 | 4 | 14 | 44.5656 | 74.4175 | 323.0856
2024 | 2 | 4 | 15 | 44.7806 | 72.9503 | 325.4914
2024 | 2 | 4 | 16 | 45.7237 | 71.6276 | 342.4153
2024 | 2 | 4 | 17 | 47.848 | 72.1865 | 379.2948
2024 | 2 | 4 | 18 | 49.3907 | 76.8295 | 417.771
2024 | 2 | 4 | 19 | 48.8906 | 78.4389 | 424.8924
2024 | 2 | 4 | 20 | 46.3599 | 74.6072 | 412.9366
2024 | 2 | 4 | 21 | 43.5966 | 73.5052 | 397.2432
2024 | 2 | 4 | 22 | 40.6918 | 72.2594 | 377.5587
2024 | 2 | 4 | 23 | 38.2076 | 68.452 | 353.8235
2024 | 2 | 5 | 0 | 36.3232 | 68.1371 | 340.7346
2024 | 2 | 5 | 1 | 36.0057 | 66.1114 | 313.6918
2024 | 2 | 5 | 2 | 35.1514 | 65.0264 | 305.5769
2024 | 2 | 5 | 3 | 34.9754 | 65.1199 | 302.1134
2024 | 2 | 5 | 4 | 35.1556 | 65.1055 | 301.8914
2024 | 2 | 5 | 5 | 36.5603 | 66.0786 | 305.6297
2024 | 2 | 5 | 6 | 38.3233 | 69.7707 | 318.5314
2024 | 2 | 5 | 7 | 42.0276 | 77.1327 | 345.5296
2024 | 2 | 5 | 8 | 45.5147 | 89.597 | 375.7614
2024 | 2 | 5 | 9 | 47.044 | 94.309 | 381.8396
2024 | 2 | 5 | 10 | 47.9823 | 97.1647 | 372.939
2024 | 2 | 5 | 11 | 48.9421 | 94.3265 | 362.4932
2024 | 2 | 5 | 12 | 48.4638 | 94.0645 | 353.9635
2024 | 2 | 5 | 13 | 48.5388 | 92.7291 | 349.1438
2024 | 2 | 5 | 14 | 48.4768 | 91.9055 | 343.2224
2024 | 2 | 5 | 15 | 48.9278 | 92.1712 | 343.5334
2024 | 2 | 5 | 16 | 50.4656 | 89.2964 | 353.321
2024 | 2 | 5 | 17 | 53.4553 | 87.485 | 379.8935
2024 | 2 | 5 | 18 | 56.677 | 84.1742 | 406.585
2024 | 2 | 5 | 19 | 57.1857 | 85.9017 | 410.7716
2024 | 2 | 5 | 20 | 54.9524 | 81.1529 | 401.3184
2024 | 2 | 5 | 21 | 52.5048 | 80.8226 | 385.9812
2024 | 2 | 5 | 22 | 49.2571 | 77.8171 | 364.2538
2024 | 2 | 5 | 23 | 46.1244 | 73.4585 | 337.9313
2024 | 2 | 6 | 0 | 42.6956 | 70.1296 | 319.9895
2024 | 2 | 6 | 1 | 40.5525 | 70.4674 | 300.4419
2024 | 2 | 6 | 2 | 39.526 | 68.7833 | 291.3191
2024 | 2 | 6 | 3 | 39.1456 | 68.3411 | 286.9564
2024 | 2 | 6 | 4 | 39.1284 | 68.0073 | 285.6323
2024 | 2 | 6 | 5 | 40.2448 | 68.7974 | 288.4739
2024 | 2 | 6 | 6 | 42.513 | 70.86 | 297.7858
2024 | 2 | 6 | 7 | 45.6117 | 78.094 | 325.2658
2024 | 2 | 6 | 8 | 47.8935 | 88.7646 | 358.2164
2024 | 2 | 6 | 9 | 47.8883 | 93.0336 | 368.6011
2024 | 2 | 6 | 10 | 46.6341 | 96.875 | 365.1238
2024 | 2 | 6 | 11 | 46.2287 | 95.4002 | 357.49
2024 | 2 | 6 | 12 | 44.78 | 94.1326 | 349.6146
2024 | 2 | 6 | 13 | 44.4706 | 93.2185 | 346.9197
2024 | 2 | 6 | 14 | 43.8053 | 92.9038 | 342.6732
2024 | 2 | 6 | 15 | 44.1803 | 93.4973 | 344.1214
2024 | 2 | 6 | 16 | 45.8713 | 90.8784 | 353.8228
2024 | 2 | 6 | 17 | 48.8564 | 88.9422 | 376.6649
2024 | 2 | 6 | 18 | 53.2284 | 87.046 | 403.8884
2024 | 2 | 6 | 19 | 54.3561 | 87.8283 | 406.7565
2024 | 2 | 6 | 20 | 52.6255 | 83.4716 | 397.3898
2024 | 2 | 6 | 21 | 50.3656 | 82.7277 | 383.195
2024 | 2 | 6 | 22 | 47.1672 | 79.9354 | 362.2098
2024 | 2 | 6 | 23 | 44.3172 | 76.0404 | 335.8145
2024 | 2 | 7 | 0 | 42.3563 | 74.0874 | 311.5226
2024 | 2 | 7 | 1 | 39.8897 | 73.7721 | 313.9982
2024 | 2 | 7 | 2 | 38.6728 | 71.9874 | 307.8049
2024 | 2 | 7 | 3 | 38.0884 | 71.593 | 306.212
2024 | 2 | 7 | 4 | 37.9659 | 71.3168 | 307.3587
2024 | 2 | 7 | 5 | 39.0341 | 72.3912 | 312.6044
2024 | 2 | 7 | 6 | 40.6865 | 75.134 | 319.0909
2024 | 2 | 7 | 7 | 43.9364 | 81.88 | 349.9466
2024 | 2 | 7 | 8 | 46.5883 | 91.7168 | 386.4344
2024 | 2 | 7 | 9 | 47.4294 | 96.1401 | 396.881
2024 | 2 | 7 | 10 | 47.7943 | 99.3659 | 390.8014
2024 | 2 | 7 | 11 | 48.4034 | 96.732 | 380.0456
2024 | 2 | 7 | 12 | 48.6784 | 94.2485 | 384.7708
2024 | 2 | 7 | 13 | 48.7714 | 92.7147 | 381.9618
2024 | 2 | 7 | 14 | 48.5425 | 89.5699 | 378.5762
2024 | 2 | 7 | 15 | 48.8528 | 91.6692 | 380.5983
2024 | 2 | 7 | 16 | 50.0513 | 89.6887 | 393.078
2024 | 2 | 7 | 17 | 52.3657 | 88.183 | 421.2544
2024 | 2 | 7 | 18 | 53.8638 | 88.6234 | 450.0859
2024 | 2 | 7 | 19 | 54.2502 | 90.4045 | 464.8205
2024 | 2 | 7 | 20 | 52.2522 | 86.8409 | 461.4938
2024 | 2 | 7 | 21 | 49.6865 | 87.037 | 452.6423
2024 | 2 | 7 | 22 | 46.3171 | 84.2709 | 432.9602
2024 | 2 | 7 | 23 | 43.1326 | 80.0254 | 406.7838
2024 | 2 | 8 | 0 | 40.8332 | 77.6996 | 372.5675
2024 | 2 | 8 | 1 | 38.3263 | 75.3463 | 360.774
2024 | 2 | 8 | 2 | 37.1177 | 73.8637 | 354.5641
2024 | 2 | 8 | 3 | 36.6522 | 72.9665 | 353.0088
2024 | 2 | 8 | 4 | 36.5837 | 71.8965 | 353.7044
2024 | 2 | 8 | 5 | 37.7705 | 73.2417 | 358.1024
2024 | 2 | 8 | 6 | 40.0457 | 78.3203 | 364.5776
2024 | 2 | 8 | 7 | 43.3282 | 85.1028 | 392.9478
2024 | 2 | 8 | 8 | 46.1912 | 94.1552 | 424.5344
2024 | 2 | 8 | 9 | 47.1812 | 98.2929 | 427.6823
2024 | 2 | 8 | 10 | 47.2556 | 100.969 | 414.3651
2024 | 2 | 8 | 11 | 47.6411 | 100.8665 | 400.3959
2024 | 2 | 8 | 12 | 47.3025 | 97.9736 | 406.8227
2024 | 2 | 8 | 13 | 47.2945 | 96.6866 | 401.6132
2024 | 2 | 8 | 14 | 46.9768 | 93.9483 | 396.2221
2024 | 2 | 8 | 15 | 47.3815 | 93.102 | 397.1298
2024 | 2 | 8 | 16 | 48.5116 | 92.5068 | 405.5885
2024 | 2 | 8 | 17 | 50.8369 | 91.0254 | 430.0763
2024 | 2 | 8 | 18 | 53.6689 | 87.502 | 446.682
2024 | 2 | 8 | 19 | 54.2149 | 89.7897 | 461.5582
2024 | 2 | 8 | 20 | 52.0137 | 85.0419 | 458.1718
2024 | 2 | 8 | 21 | 49.6308 | 83.7941 | 448.3754
2024 | 2 | 8 | 22 | 46.4304 | 80.4358 | 428.9428
2024 | 2 | 8 | 23 | 43.4628 | 76.7497 | 402.4321
2024 | 2 | 9 | 0 | 40.738 | 73.031 | 375.7843
2024 | 2 | 9 | 1 | 37.8068 | 73.9957 | 361.7091
2024 | 2 | 9 | 2 | 36.601 | 71.7634 | 352.8913
2024 | 2 | 9 | 3 | 36.1207 | 70.6459 | 349.6537
2024 | 2 | 9 | 4 | 36.0549 | 70.2738 | 349.0277
2024 | 2 | 9 | 5 | 37.2361 | 70.6231 | 352.1195
2024 | 2 | 9 | 6 | 39.7326 | 73.3445 | 365.3935
2024 | 2 | 9 | 7 | 43.0333 | 79.4424 | 392.9121
2024 | 2 | 9 | 8 | 45.9632 | 88.2062 | 426.357
2024 | 2 | 9 | 9 | 46.9215 | 91.6892 | 434.7115
2024 | 2 | 9 | 10 | 46.6555 | 93.4746 | 424.5258
2024 | 2 | 9 | 11 | 46.743 | 94.1238 | 409.1349
2024 | 2 | 9 | 12 | 46.7171 | 90.4364 | 404.3937
2024 | 2 | 9 | 13 | 46.6175 | 89.0114 | 399.7258
2024 | 2 | 9 | 14 | 46.0518 | 85.3388 | 394.3281
2024 | 2 | 9 | 15 | 46.2397 | 84.6693 | 393.919
2024 | 2 | 9 | 16 | 47.1496 | 83.5907 | 400.757
2024 | 2 | 9 | 17 | 48.9643 | 81.1679 | 420.7149
2024 | 2 | 9 | 18 | 50.7033 | 81.949 | 446.2182
2024 | 2 | 9 | 19 | 51.1826 | 84.3362 | 453.6453
2024 | 2 | 9 | 20 | 49.0994 | 80.7964 | 445.0778
2024 | 2 | 9 | 21 | 46.9955 | 80.8613 | 432.684
2024 | 2 | 9 | 22 | 44.3238 | 78.3203 | 414.9606
2024 | 2 | 9 | 23 | 41.6837 | 72.1195 | 391.1683
2024 | 2 | 10 | 0 | 39.0741 | 70.1834 | 369.915
2024 | 2 | 10 | 1 | 35.8362 | 67.8884 | 351.9217
2024 | 2 | 10 | 2 | 34.3452 | 66.0335 | 341.6357
2024 | 2 | 10 | 3 | 33.5596 | 65.3673 | 336.4592
2024 | 2 | 10 | 4 | 33.1599 | 65.2845 | 334.9336
2024 | 2 | 10 | 5 | 33.4255 | 65.6157 | 336.711
2024 | 2 | 10 | 6 | 34.4622 | 69.305 | 342.4809
2024 | 2 | 10 | 7 | 36.8761 | 72.4121 | 355.0414
2024 | 2 | 10 | 8 | 40.3766 | 75.4738 | 375.7622
2024 | 2 | 10 | 9 | 43.324 | 78.0057 | 396.0158
2024 | 2 | 10 | 10 | 44.9848 | 81.8514 | 403.8375
2024 | 2 | 10 | 11 | 46.1835 | 83.1347 | 400.9592
2024 | 2 | 10 | 12 | 46.3558 | 79.6211 | 375.33
2024 | 2 | 10 | 13 | 46.1736 | 78.8271 | 368.4302
2024 | 2 | 10 | 14 | 45.4979 | 77.9962 | 361.4153
2024 | 2 | 10 | 15 | 45.3079 | 75.0748 | 358.7955
2024 | 2 | 10 | 16 | 45.7879 | 73.8723 | 367.0566
2024 | 2 | 10 | 17 | 47.383 | 72.4196 | 394.8158
2024 | 2 | 10 | 18 | 48.9344 | 73.8036 | 421.1078
2024 | 2 | 10 | 19 | 48.5718 | 76.5861 | 432.7639
2024 | 2 | 10 | 20 | 45.8334 | 71.9007 | 419.5404
2024 | 2 | 10 | 21 | 43.3551 | 71.4907 | 404.5013
2024 | 2 | 10 | 22 | 41.0663 | 70.0842 | 389.6409
2024 | 2 | 10 | 23 | 38.9478 | 67.0625 | 371.8589
2024 | 2 | 11 | 0 | 36.5152 | 67.7384 | 357.5411
2024 | 2 | 11 | 1 | 34.0522 | 66.5921 | 335.2979
2024 | 2 | 11 | 2 | 32.7255 | 65.0451 | 325.0356
2024 | 2 | 11 | 3 | 31.9871 | 65.0163 | 319.5298
2024 | 2 | 11 | 4 | 31.4779 | 65.7932 | 317.4241
2024 | 2 | 11 | 5 | 31.4926 | 66.0223 | 317.8861
2024 | 2 | 11 | 6 | 32.6065 | 68.7745 | 320.2656
2024 | 2 | 11 | 7 | 34.7864 | 69.4136 | 329.6312
2024 | 2 | 11 | 8 | 38.295 | 71.7367 | 350.2057
2024 | 2 | 11 | 9 | 41.355 | 73.133 | 371.396
2024 | 2 | 11 | 10 | 43.101 | 76.1657 | 380.7265
2024 | 2 | 11 | 11 | 44.3498 | 76.8646 | 377.5725
2024 | 2 | 11 | 12 | 44.9171 | 74.694 | 376.5176
2024 | 2 | 11 | 13 | 45.0542 | 74.1766 | 375.5546
2024 | 2 | 11 | 14 | 44.7259 | 74.2401 | 371.5601
2024 | 2 | 11 | 15 | 45.0275 | 73.9168 | 369.8238
2024 | 2 | 11 | 16 | 46.1072 | 72.2989 | 376.8708
2024 | 2 | 11 | 17 | 48.2405 | 71.9632 | 401.4979
2024 | 2 | 11 | 18 | 50.0826 | 77.8052 | 424.653
2024 | 2 | 11 | 19 | 49.9502 | 80.711 | 429.5636
2024 | 2 | 11 | 20 | 47.4055 | 77.0172 | 413.7882
2024 | 2 | 11 | 21 | 44.6414 | 76.0675 | 395.5219
2024 | 2 | 11 | 22 | 41.7376 | 74.8067 | 374.8662
2024 | 2 | 11 | 23 | 39.2543 | 70.5195 | 351.2846
2024 | 2 | 12 | 0 | 36.9167 | 70.7316 | 333.8378
2024 | 2 | 12 | 1 | 35.295 | 71.1893 | 323.1108
2024 | 2 | 12 | 2 | 34.4368 | 70.1857 | 315.9442
2024 | 2 | 12 | 3 | 34.2296 | 69.991 | 313.5875
2024 | 2 | 12 | 4 | 34.4153 | 69.8517 | 313.5745
2024 | 2 | 12 | 5 | 35.8175 | 71.058 | 317.6316
2024 | 2 | 12 | 6 | 38.4244 | 73.9556 | 329.0348
2024 | 2 | 12 | 7 | 42.0323 | 81.3167 | 358.6454
2024 | 2 | 12 | 8 | 45.0811 | 92.2389 | 392.5559
2024 | 2 | 12 | 9 | 46.1457 | 96.9753 | 399.8944
2024 | 2 | 12 | 10 | 46.3677 | 98.8932 | 391.2208
2024 | 2 | 12 | 11 | 46.8333 | 96.8477 | 380.3311
2024 | 2 | 12 | 12 | 46.7529 | 92.3914 | 358.5438
2024 | 2 | 12 | 13 | 46.8181 | 90.686 | 351.5561
2024 | 2 | 12 | 14 | 46.6308 | 86.2878 | 345.513
2024 | 2 | 12 | 15 | 47.1919 | 86.9227 | 345.2673
2024 | 2 | 12 | 16 | 48.7388 | 86.1322 | 356.1534
2024 | 2 | 12 | 17 | 51.1755 | 84.0539 | 387.0983
2024 | 2 | 12 | 18 | 53.3735 | 83.8889 | 425.027
2024 | 2 | 12 | 19 | 53.8406 | 86.6567 | 438.3918
2024 | 2 | 12 | 20 | 51.5293 | 81.896 | 433.0282
2024 | 2 | 12 | 21 | 48.8594 | 81.3843 | 420.6826
2024 | 2 | 12 | 22 | 45.562 | 78.24 | 399.7939
2024 | 2 | 12 | 23 | 42.5033 | 74.4928 | 373.6244
2024 | 2 | 13 | 0 | 39.8346 | 72.7146 | 353.1752
2024 | 2 | 13 | 1 | 38.4591 | 72.596 | 337.0963
2024 | 2 | 13 | 2 | 37.4456 | 70.6922 | 329.9892
2024 | 2 | 13 | 3 | 37.0488 | 69.8353 | 327.7018
2024 | 2 | 13 | 4 | 37.1118 | 69.7632 | 327.5964
2024 | 2 | 13 | 5 | 38.3098 | 70.3285 | 331.1918
2024 | 2 | 13 | 6 | 40.6915 | 74.8786 | 345.3811
2024 | 2 | 13 | 7 | 44.1231 | 82.263 | 373.3691
2024 | 2 | 13 | 8 | 46.8764 | 91.5843 | 400.4431
2024 | 2 | 13 | 9 | 47.4612 | 95.0366 | 396.1241
2024 | 2 | 13 | 10 | 47.0648 | 98.4767 | 378.0748
2024 | 2 | 13 | 11 | 47.1366 | 99.3448 | 361.1366
2024 | 2 | 13 | 12 | 45.5893 | 95.9383 | 342.011
2024 | 2 | 13 | 13 | 45.4077 | 94.823 | 332.5819
2024 | 2 | 13 | 14 | 45.0712 | 95.1762 | 325.5459
2024 | 2 | 13 | 15 | 45.4945 | 95.3243 | 324.9088
2024 | 2 | 13 | 16 | 47.1281 | 92.6854 | 338.2057
2024 | 2 | 13 | 17 | 49.9719 | 90.8103 | 373.1018
2024 | 2 | 13 | 18 | 52.5462 | 87.8139 | 408.1372
2024 | 2 | 13 | 19 | 53.8428 | 89.5917 | 428.9328
2024 | 2 | 13 | 20 | 52.2295 | 84.9048 | 427.1857
2024 | 2 | 13 | 21 | 49.8694 | 83.9551 | 417.2285
2024 | 2 | 13 | 22 | 46.6568 | 81.2829 | 397.5914
2024 | 2 | 13 | 23 | 43.6811 | 76.8587 | 372.3957
2024 | 2 | 14 | 0 | 42.0098 | 75.5498 | 354.7437
2024 | 2 | 14 | 1 | 38.8513 | 75.4905 | 329.6067
2024 | 2 | 14 | 2 | 37.816 | 73.6095 | 321.8817
2024 | 2 | 14 | 3 | 37.386 | 72.6401 | 318.4374
2024 | 2 | 14 | 4 | 37.4527 | 72.4857 | 317.8354
2024 | 2 | 14 | 5 | 38.7316 | 73.3291 | 321.062
2024 | 2 | 14 | 6 | 41.3965 | 76.5044 | 328.0034
2024 | 2 | 14 | 7 | 44.6953 | 83.7377 | 353.7662
2024 | 2 | 14 | 8 | 47.1774 | 92.5287 | 380.0425
2024 | 2 | 14 | 9 | 47.7221 | 97.4713 | 378.5355
2024 | 2 | 14 | 10 | 47.3307 | 100.3112 | 363.8409
2024 | 2 | 14 | 11 | 47.3948 | 99.0767 | 349.6302
2024 | 2 | 14 | 12 | 46.9251 | 96.5073 | 370.0126
2024 | 2 | 14 | 13 | 46.8257 | 94.7753 | 366.1082
2024 | 2 | 14 | 14 | 46.4232 | 93.0799 | 361.332
2024 | 2 | 14 | 15 | 46.7413 | 94.7124 | 360.5338
2024 | 2 | 14 | 16 | 48.0336 | 92.5199 | 367.3579
2024 | 2 | 14 | 17 | 50.2845 | 90.6265 | 388.2269
2024 | 2 | 14 | 18 | 52.27 | 87.5005 | 403.1183
2024 | 2 | 14 | 19 | 53.2098 | 89.4587 | 410.7498
2024 | 2 | 14 | 20 | 51.3949 | 85.5774 | 402.7324
2024 | 2 | 14 | 21 | 48.8847 | 85.4128 | 388.7926
2024 | 2 | 14 | 22 | 45.5506 | 82.6482 | 366.8152
2024 | 2 | 14 | 23 | 42.4569 | 79.2667 | 339.9181
2024 | 2 | 15 | 0 | 40.2793 | 78.7165 | 315.7979
2024 | 2 | 15 | 1 | 37.8982 | 77.9898 | 302.2191
2024 | 2 | 15 | 2 | 36.7576 | 76.6099 | 293.2323
2024 | 2 | 15 | 3 | 36.3047 | 75.9558 | 289.1952
2024 | 2 | 15 | 4 | 36.2963 | 75.5521 | 287.7436
2024 | 2 | 15 | 5 | 37.5071 | 76.8552 | 290.5044
2024 | 2 | 15 | 6 | 39.8854 | 79.9853 | 295.3547
2024 | 2 | 15 | 7 | 43.205 | 85.9543 | 324.0131
2024 | 2 | 15 | 8 | 45.9018 | 94.5047 | 359.0554
2024 | 2 | 15 | 9 | 46.7293 | 98.2209 | 372.0427
2024 | 2 | 15 | 10 | 46.7989 | 101.5701 | 370.7902
2024 | 2 | 15 | 11 | 47.1363 | 99.8734 | 365.3345
2024 | 2 | 15 | 12 | 46.7451 | 97.3027 | 352.8295
2024 | 2 | 15 | 13 | 46.7157 | 95.746 | 350.5675
2024 | 2 | 15 | 14 | 46.4593 | 91.0537 | 347.8318
2024 | 2 | 15 | 15 | 46.8682 | 92.1776 | 349.4643
2024 | 2 | 15 | 16 | 47.9522 | 92.2724 | 356.5231
2024 | 2 | 15 | 17 | 50.0709 | 90.7905 | 377.8558
2024 | 2 | 15 | 18 | 52.568 | 90.8682 | 397.572
2024 | 2 | 15 | 19 | 53.4634 | 94.2 | 408.2448
2024 | 2 | 15 | 20 | 51.4598 | 90.2583 | 402.2155
2024 | 2 | 15 | 21 | 49.1011 | 89.172 | 390.0719
2024 | 2 | 15 | 22 | 45.9398 | 86.4962 | 369.5121
2024 | 2 | 15 | 23 | 42.907 | 83.0989 | 343.1697
2024 | 2 | 16 | 0 | 39.6078 | 81.0639 | 320.7025
2024 | 2 | 16 | 1 | 39.2752 | 78.662 | 313.4399
2024 | 2 | 16 | 2 | 38.3164 | 76.7388 | 306.5742
2024 | 2 | 16 | 3 | 38.0512 | 75.4614 | 304.5763
2024 | 2 | 16 | 4 | 38.1678 | 74.7794 | 304.7098
2024 | 2 | 16 | 5 | 39.5182 | 75.557 | 308.8567
2024 | 2 | 16 | 6 | 41.4332 | 78.5864 | 317.9688
2024 | 2 | 16 | 7 | 44.9288 | 84.284 | 348.3907
2024 | 2 | 16 | 8 | 48.1081 | 90.8582 | 380.9575
2024 | 2 | 16 | 9 | 49.1836 | 94.6419 | 384.6594
2024 | 2 | 16 | 10 | 49.1361 | 94.757 | 371.8529
2024 | 2 | 16 | 11 | 49.2685 | 95.9612 | 356.4661
2024 | 2 | 16 | 12 | 49.5623 | 95.9236 | 365.9625
2024 | 2 | 16 | 13 | 49.3553 | 94.3926 | 360.1253
2024 | 2 | 16 | 14 | 49.1727 | 90.5085 | 355.7207
2024 | 2 | 16 | 15 | 49.4132 | 88.5387 | 356.7096
2024 | 2 | 16 | 16 | 50.513 | 87.8328 | 365.2129
2024 | 2 | 16 | 17 | 52.7436 | 85.5494 | 389.7035
2024 | 2 | 16 | 18 | 55.025 | 83.346 | 413.372
2024 | 2 | 16 | 19 | 56.7443 | 86.0822 | 431.3359
2024 | 2 | 16 | 20 | 55.0823 | 82.4826 | 427.7592
2024 | 2 | 16 | 21 | 53.3952 | 80.9823 | 419.0794
2024 | 2 | 16 | 22 | 50.8624 | 77.7096 | 403.1834
2024 | 2 | 16 | 23 | 48.0849 | 74.1246 | 380.8566
2024 | 2 | 17 | 0 | 43.6188 | 71.6114 | 358.3094
2024 | 2 | 17 | 1 | 43.4103 | 69.3595 | 348.9922
2024 | 2 | 17 | 2 | 42.0543 | 67.2991 | 340.291
2024 | 2 | 17 | 3 | 41.4797 | 66.7267 | 336.5167
2024 | 2 | 17 | 4 | 41.2985 | 67.6632 | 335.7561
2024 | 2 | 17 | 5 | 41.8393 | 67.6093 | 337.3735
2024 | 2 | 17 | 6 | 42.3302 | 72.1842 | 343.7896
2024 | 2 | 17 | 7 | 44.4359 | 74.078 | 359.2134
2024 | 2 | 17 | 8 | 47.1214 | 77.9066 | 381.9957
2024 | 2 | 17 | 9 | 49.3599 | 79.486 | 392.8133
2024 | 2 | 17 | 10 | 50.7263 | 82.5825 | 389.3986
2024 | 2 | 17 | 11 | 51.6598 | 84.6323 | 377.9641
2024 | 2 | 17 | 12 | 52.5023 | 82.1232 | 370.3574
2024 | 2 | 17 | 13 | 52.1816 | 80.6267 | 359.4922
2024 | 2 | 17 | 14 | 51.6915 | 78.5906 | 351.6593
2024 | 2 | 17 | 15 | 51.5389 | 75.6677 | 353.4568
2024 | 2 | 17 | 16 | 51.7923 | 75.2834 | 366.818
2024 | 2 | 17 | 17 | 53.4459 | 72.8374 | 396.2887
2024 | 2 | 17 | 18 | 53.6437 | 74.2085 | 419.147
2024 | 2 | 17 | 19 | 54.4407 | 77.6785 | 437.4111
2024 | 2 | 17 | 20 | 52.0684 | 73.5341 | 426.7112
2024 | 2 | 17 | 21 | 49.5383 | 72.0493 | 413.3851
2024 | 2 | 17 | 22 | 47.085 | 70.4527 | 398.9912
2024 | 2 | 17 | 23 | 44.714 | 67.9172 | 381.0471
2024 | 2 | 18 | 0 | 43.0307 | 70.9264 | 362.9814
2024 | 2 | 18 | 1 | 40.1485 | 71.5016 | 350.6444
2024 | 2 | 18 | 2 | 38.968 | 69.8801 | 342.2515
2024 | 2 | 18 | 3 | 38.3946 | 69.5914 | 338.5626
2024 | 2 | 18 | 4 | 38.4196 | 70.6901 | 337.6863
2024 | 2 | 18 | 5 | 38.9703 | 71.31 | 338.8064
2024 | 2 | 18 | 6 | 40.2855 | 75.6135 | 340.1313
2024 | 2 | 18 | 7 | 41.7892 | 76.7201 | 350.8469
2024 | 2 | 18 | 8 | 44.3939 | 75.6325 | 369.0276
2024 | 2 | 18 | 9 | 47.1343 | 74.2847 | 381.0665
2024 | 2 | 18 | 10 | 48.9409 | 76.248 | 378.4905
2024 | 2 | 18 | 11 | 49.9932 | 79.7566 | 369.0476
2024 | 2 | 18 | 12 | 50.4874 | 76.9603 | 372.6076
2024 | 2 | 18 | 13 | 50.5824 | 76.4823 | 363.2694
2024 | 2 | 18 | 14 | 50.3558 | 74.5673 | 356.4428
2024 | 2 | 18 | 15 | 50.8344 | 72.3435 | 358.6589
2024 | 2 | 18 | 16 | 51.7803 | 73.9238 | 373.3767
2024 | 2 | 18 | 17 | 53.5883 | 72.5161 | 404.2876
2024 | 2 | 18 | 18 | 55.1119 | 80.8433 | 432.6164
2024 | 2 | 18 | 19 | 55.5532 | 84.8283 | 443.7749
2024 | 2 | 18 | 20 | 52.6183 | 81.439 | 430.163
2024 | 2 | 18 | 21 | 49.2734 | 77.9536 | 411.6213
2024 | 2 | 18 | 22 | 46.1729 | 77.7112 | 390.3701
2024 | 2 | 18 | 23 | 43.4603 | 73.4791 | 366.5888
2024 | 2 | 19 | 0 | 41.8902 | 75.6787 | 351.5605
2024 | 2 | 19 | 1 | 39.4064 | 75.0227 | 345.2151
2024 | 2 | 19 | 2 | 38.408 | 73.1045 | 336.1145
2024 | 2 | 19 | 3 | 38.1118 | 72.2937 | 332.2183
2024 | 2 | 19 | 4 | 38.3371 | 72.4742 | 330.9987
2024 | 2 | 19 | 5 | 39.1579 | 72.6453 | 333.0006
2024 | 2 | 19 | 6 | 40.0194 | 73.5727 | 335.6214
2024 | 2 | 19 | 7 | 41.3763 | 75.4798 | 349.0513
2024 | 2 | 19 | 8 | 43.5822 | 75.2988 | 371.7832
2024 | 2 | 19 | 9 | 46.1904 | 75.7188 | 386.3566
2024 | 2 | 19 | 10 | 48.1414 | 75.9346 | 378.1502
2024 | 2 | 19 | 11 | 49.1597 | 77.7001 | 370.0233
2024 | 2 | 19 | 12 | 47.9357 | 75.653 | 332.9013
2024 | 2 | 19 | 13 | 47.6141 | 74.8098 | 331.1145
2024 | 2 | 19 | 14 | 47.0027 | 72.71 | 326.441
2024 | 2 | 19 | 15 | 47.1383 | 69.7998 | 325.0923
2024 | 2 | 19 | 16 | 48.1502 | 70.9497 | 332.0633
2024 | 2 | 19 | 17 | 50.5276 | 72.6693 | 367.5814
2024 | 2 | 19 | 18 | 51.6541 | 73.5468 | 401.4316
2024 | 2 | 19 | 19 | 52.8216 | 77.8222 | 416.7654
2024 | 2 | 19 | 20 | 50.9632 | 74.7517 | 409.9651
2024 | 2 | 19 | 21 | 48.4595 | 74.4428 | 396.619
2024 | 2 | 19 | 22 | 45.5134 | 72.4808 | 376.4449
2024 | 2 | 19 | 23 | 42.759 | 70.7275 | 351.3424
2024 | 2 | 20 | 0 | 41.1953 | 72.8737 | 330.8826
2024 | 2 | 20 | 1 | 40.5865 | 74.6331 | 330.3226
2024 | 2 | 20 | 2 | 39.5688 | 72.65 | 323.8365
2024 | 2 | 20 | 3 | 39.2642 | 71.0729 | 322.0603
2024 | 2 | 20 | 4 | 39.3845 | 70.8645 | 322.0981
2024 | 2 | 20 | 5 | 40.7682 | 71.2066 | 326.2254
2024 | 2 | 20 | 6 | 42.9453 | 75.5682 | 339.1563
2024 | 2 | 20 | 7 | 46.1778 | 82.88 | 366.8858
2024 | 2 | 20 | 8 | 48.882 | 90.6854 | 391.4088
2024 | 2 | 20 | 9 | 49.4718 | 94.0529 | 383.3359
2024 | 2 | 20 | 10 | 48.9741 | 95.9626 | 362.8976
2024 | 2 | 20 | 11 | 48.8917 | 98.9112 | 344.5522
2024 | 2 | 20 | 12 | 48.2688 | 95.3441 | 333.3612
2024 | 2 | 20 | 13 | 48.1246 | 93.9162 | 323.1763
2024 | 2 | 20 | 14 | 47.8135 | 93.0676 | 316.7409
2024 | 2 | 20 | 15 | 48.1867 | 93.1463 | 316.3466
2024 | 2 | 20 | 16 | 49.5235 | 92.022 | 329.2833
2024 | 2 | 20 | 17 | 51.8916 | 89.7074 | 361.9602
2024 | 2 | 20 | 18 | 53.2424 | 87.0947 | 404.7017
2024 | 2 | 20 | 19 | 54.5928 | 89.5043 | 424.6182
2024 | 2 | 20 | 20 | 52.5454 | 84.6018 | 421.8072
2024 | 2 | 20 | 21 | 50.1237 | 83.506 | 411.0453
2024 | 2 | 20 | 22 | 46.8219 | 80.7107 | 391.0715
2024 | 2 | 20 | 23 | 43.9392 | 76.354 | 365.8093
2024 | 2 | 21 | 0 | 41.8741 | 75.4316 | 341.4949
2024 | 2 | 21 | 1 | 39.9164 | 74.3276 | 327.534
2024 | 2 | 21 | 2 | 38.9498 | 72.2438 | 321.2915
2024 | 2 | 21 | 3 | 38.6663 | 70.4366 | 319.2129
2024 | 2 | 21 | 4 | 38.8355 | 69.9413 | 319.4762
2024 | 2 | 21 | 5 | 40.3068 | 70.4703 | 323.5765
2024 | 2 | 21 | 6 | 42.6594 | 72.2857 | 333.7164
2024 | 2 | 21 | 7 | 45.9712 | 79.7819 | 360.1661
2024 | 2 | 21 | 8 | 48.6627 | 87.5004 | 380.5509
2024 | 2 | 21 | 9 | 49.3971 | 93.1125 | 367.3208
2024 | 2 | 21 | 10 | 49.0295 | 94.107 | 343.9112
2024 | 2 | 21 | 11 | 49.0567 | 94.4789 | 324.8038
2024 | 2 | 21 | 12 | 47.7306 | 93.8586 | 314.576
2024 | 2 | 21 | 13 | 47.5109 | 92.5075 | 304.8725
2024 | 2 | 21 | 14 | 47.2129 | 90.6725 | 298.6955
2024 | 2 | 21 | 15 | 47.6018 | 91.8421 | 296.7332
2024 | 2 | 21 | 16 | 49.0637 | 90.2637 | 309.1721
2024 | 2 | 21 | 17 | 51.5462 | 86.2859 | 345.5784
2024 | 2 | 21 | 18 | 54.2591 | 83.7825 | 383.5325
2024 | 2 | 21 | 19 | 55.7608 | 85.2122 | 408.2487
2024 | 2 | 21 | 20 | 53.957 | 80.4922 | 408.5645
2024 | 2 | 21 | 21 | 51.6867 | 80.4005 | 399.4902
2024 | 2 | 21 | 22 | 48.3911 | 77.4693 | 379.5286
2024 | 2 | 21 | 23 | 45.3016 | 74.0343 | 354.4165
2024 | 2 | 22 | 0 | 42.8506 | 73.9363 | 330.925
2024 | 2 | 22 | 1 | 40.652 | 72.7791 | 316.863
2024 | 2 | 22 | 2 | 39.7318 | 70.8677 | 309.6831
2024 | 2 | 22 | 3 | 39.511 | 69.7324 | 307.3271
2024 | 2 | 22 | 4 | 39.685 | 69.5122 | 307.3723
2024 | 2 | 22 | 5 | 41.0722 | 70.3016 | 311.3599
2024 | 2 | 22 | 6 | 43.9571 | 73.948 | 320.5123
2024 | 2 | 22 | 7 | 47.1086 | 81.3146 | 347.9424
2024 | 2 | 22 | 8 | 49.4566 | 90.2067 | 371.8204
2024 | 2 | 22 | 9 | 49.5862 | 95.7752 | 364.3339
2024 | 2 | 22 | 10 | 48.4101 | 99.2993 | 344.2224
2024 | 2 | 22 | 11 | 47.8675 | 97.7841 | 327.798
2024 | 2 | 22 | 12 | 46.3523 | 95.291 | 358.0806
2024 | 2 | 22 | 13 | 45.9555 | 94.3081 | 353.3927
2024 | 2 | 22 | 14 | 45.5272 | 93.0937 | 349.7833
2024 | 2 | 22 | 15 | 45.9856 | 92.9169 | 350.7328
2024 | 2 | 22 | 16 | 47.4047 | 92.0938 | 358.3544
2024 | 2 | 22 | 17 | 49.8867 | 88.3528 | 379.956
2024 | 2 | 22 | 18 | 52.2338 | 84.7601 | 399.6346
2024 | 2 | 22 | 19 | 54.2935 | 87.2324 | 411.6395
2024 | 2 | 22 | 20 | 52.9091 | 82.7649 | 406.6448
2024 | 2 | 22 | 21 | 50.8553 | 83.3136 | 394.0014
2024 | 2 | 22 | 22 | 47.7326 | 81.1261 | 373.1272
2024 | 2 | 22 | 23 | 44.8992 | 76.117 | 346.7948
2024 | 2 | 23 | 0 | 42.718 | 74.7087 | 322.973
2024 | 2 | 23 | 1 | 40.2517 | 73.3785 | 306.369
2024 | 2 | 23 | 2 | 39.1798 | 71.1019 | 297.7931
2024 | 2 | 23 | 3 | 38.8356 | 70.182 | 294.0544
2024 | 2 | 23 | 4 | 38.8236 | 69.9225 | 292.8794
2024 | 2 | 23 | 5 | 40.069 | 70.5521 | 295.433
2024 | 2 | 23 | 6 | 42.3313 | 75.8176 | 308.6617
2024 | 2 | 23 | 7 | 45.4144 | 83.3531 | 337.1514
2024 | 2 | 23 | 8 | 47.8329 | 90.6971 | 368.9845
2024 | 2 | 23 | 9 | 48.1648 | 96.3157 | 375.3403
2024 | 2 | 23 | 10 | 47.2268 | 98.4228 | 365.3138
2024 | 2 | 23 | 11 | 46.8097 | 98.2147 | 351.7599
2024 | 2 | 23 | 12 | 47.909 | 94.3358 | 347.8853
2024 | 2 | 23 | 13 | 47.7293 | 92.7177 | 342.6447
2024 | 2 | 23 | 14 | 47.2829 | 91.6511 | 338.3296
2024 | 2 | 23 | 15 | 47.4727 | 89.6032 | 337.991
2024 | 2 | 23 | 16 | 48.3106 | 88.2262 | 343.9241
2024 | 2 | 23 | 17 | 49.8172 | 85.0039 | 364.124
2024 | 2 | 23 | 18 | 50.5022 | 81.8408 | 392.365
2024 | 2 | 23 | 19 | 51.3594 | 83.4797 | 403.3092
2024 | 2 | 23 | 20 | 49.3454 | 79.6419 | 397.029
2024 | 2 | 23 | 21 | 47.1146 | 79.6133 | 385.4972
2024 | 2 | 23 | 22 | 44.3804 | 76.9897 | 368.7425
2024 | 2 | 23 | 23 | 41.713 | 71.5731 | 346.1582
2024 | 2 | 24 | 0 | 39.1585 | 68.8507 | 321.8087
2024 | 2 | 24 | 1 | 36.4491 | 67.4544 | 326.7338
2024 | 2 | 24 | 2 | 34.9833 | 65.3297 | 319.7486
2024 | 2 | 24 | 3 | 34.2237 | 64.5976 | 316.6397
2024 | 2 | 24 | 4 | 33.9735 | 65.207 | 317.0829
2024 | 2 | 24 | 5 | 34.3666 | 64.9565 | 321.0862
2024 | 2 | 24 | 6 | 34.8009 | 66.8706 | 330.7886
2024 | 2 | 24 | 7 | 36.9348 | 69.1931 | 349.0651
2024 | 2 | 24 | 8 | 40.0688 | 73.7638 | 374.3856
2024 | 2 | 24 | 9 | 43.1473 | 78.9457 | 390.3795
2024 | 2 | 24 | 10 | 45.3455 | 82.2111 | 390.6488
2024 | 2 | 24 | 11 | 46.8719 | 82.1281 | 383.1239
2024 | 2 | 24 | 12 | 46.7591 | 80.9454 | 372.0202
2024 | 2 | 24 | 13 | 46.5214 | 79.0611 | 364.7796
2024 | 2 | 24 | 14 | 45.9933 | 80.672 | 358.4805
2024 | 2 | 24 | 15 | 45.929 | 79.0478 | 358.3744
2024 | 2 | 24 | 16 | 46.419 | 76.3415 | 372.5353
2024 | 2 | 24 | 17 | 47.8213 | 75.6164 | 403.1997
2024 | 2 | 24 | 18 | 48.4318 | 75.7778 | 438.0941
2024 | 2 | 24 | 19 | 48.4126 | 77.6168 | 454.4862
2024 | 2 | 24 | 20 | 45.6969 | 72.6267 | 445.0749
2024 | 2 | 24 | 21 | 43.1402 | 73.2274 | 431.6064
2024 | 2 | 24 | 22 | 40.9096 | 70.9418 | 418.2606
2024 | 2 | 24 | 23 | 38.8371 | 68.0617 | 401.1696
2024 | 2 | 25 | 0 | 37.2092 | 67.8061 | 385.0469
2024 | 2 | 25 | 1 | 37.2812 | 68.2505 | 374.6827
2024 | 2 | 25 | 2 | 36.1823 | 66.0097 | 367.2751
2024 | 2 | 25 | 3 | 35.7231 | 65.1244 | 364.6349
2024 | 2 | 25 | 4 | 35.5663 | 65.7204 | 365.0024
2024 | 2 | 25 | 5 | 35.9883 | 65.1805 | 367.1227
2024 | 2 | 25 | 6 | 36.6412 | 66.6535 | 373.6871
2024 | 2 | 25 | 7 | 38.638 | 68.8694 | 384.3722
2024 | 2 | 25 | 8 | 41.4378 | 70.6257 | 396.7684
2024 | 2 | 25 | 9 | 44.1847 | 74.5413 | 399.0864
2024 | 2 | 25 | 10 | 46.1446 | 77.8565 | 391.1167
2024 | 2 | 25 | 11 | 47.6048 | 78.8888 | 375.1318
2024 | 2 | 25 | 12 | 49.1248 | 76.8762 | 345.3358
2024 | 2 | 25 | 13 | 49.1003 | 76.211 | 332.6542
2024 | 2 | 25 | 14 | 49.051 | 79.5446 | 325.0132
2024 | 2 | 25 | 15 | 49.4457 | 79.3653 | 325.6674
2024 | 2 | 25 | 16 | 50.4462 | 76.3133 | 344.0499
2024 | 2 | 25 | 17 | 52.7703 | 77.1896 | 385.557
2024 | 2 | 25 | 18 | 53.6992 | 76.6573 | 433.6012
2024 | 2 | 25 | 19 | 54.14 | 77.7157 | 456.1327
2024 | 2 | 25 | 20 | 51.7543 | 73.8627 | 449.1496
2024 | 2 | 25 | 21 | 48.9327 | 73.9436 | 433.0831
2024 | 2 | 25 | 22 | 45.9734 | 72.1162 | 412.4462
2024 | 2 | 25 | 23 | 43.3927 | 69.0243 | 389.2811
2024 | 2 | 26 | 0 | 41.8589 | 69.8602 | 373.2685
2024 | 2 | 26 | 1 | 39.7839 | 67.7821 | 350.2245
2024 | 2 | 26 | 2 | 39.1101 | 66.2036 | 343.2358
2024 | 2 | 26 | 3 | 39.0985 | 66.268 | 340.6458
2024 | 2 | 26 | 4 | 39.4102 | 67.2646 | 340.3664
2024 | 2 | 26 | 5 | 40.8843 | 68.0747 | 344.1243
2024 | 2 | 26 | 6 | 43.317 | 74.1185 | 354.3921
2024 | 2 | 26 | 7 | 46.6256 | 81.8608 | 381.2686
2024 | 2 | 26 | 8 | 49.2089 | 92.0229 | 408.0267
2024 | 2 | 26 | 9 | 49.5109 | 96.869 | 408.0513
2024 | 2 | 26 | 10 | 48.7548 | 99.6142 | 394.2765
2024 | 2 | 26 | 11 | 48.4957 | 97.5965 | 380.143
2024 | 2 | 26 | 12 | 47.9 | 93.9047 | 384.3717
2024 | 2 | 26 | 13 | 47.5954 | 92.1726 | 379.0486
2024 | 2 | 26 | 14 | 47.2404 | 91.0746 | 373.3552
2024 | 2 | 26 | 15 | 47.7328 | 91.4237 | 371.5843
2024 | 2 | 26 | 16 | 49.3328 | 90.2878 | 377.5007
2024 | 2 | 26 | 17 | 51.788 | 87.868 | 398.0259
2024 | 2 | 26 | 18 | 53.6371 | 88.0037 | 419.7536
2024 | 2 | 26 | 19 | 55.2713 | 89.0367 | 427.9928
2024 | 2 | 26 | 20 | 53.6213 | 84.9657 | 420.7356
2024 | 2 | 26 | 21 | 51.2899 | 83.9237 | 404.2989
2024 | 2 | 26 | 22 | 48.0565 | 81.2026 | 381.7448
2024 | 2 | 26 | 23 | 45.1064 | 77.3287 | 355.1063
2024 | 2 | 27 | 0 | 42.818 | 74.6272 | 332.7817
2024 | 2 | 27 | 1 | 41.1182 | 73.1623 | 322.7176
2024 | 2 | 27 | 2 | 40.2854 | 71.0391 | 314.9158
2024 | 2 | 27 | 3 | 40.112 | 70.3593 | 311.5107
2024 | 2 | 27 | 4 | 40.3686 | 70.7194 | 310.0824
2024 | 2 | 27 | 5 | 41.8057 | 71.4817 | 312.8021
2024 | 2 | 27 | 6 | 44.0539 | 75.1874 | 321.5976
2024 | 2 | 27 | 7 | 47.1866 | 82.7363 | 350.3225
2024 | 2 | 27 | 8 | 49.6126 | 90.9521 | 382.2249
2024 | 2 | 27 | 9 | 49.6898 | 96.3538 | 388.965
2024 | 2 | 27 | 10 | 48.8154 | 99.2082 | 383.4601
2024 | 2 | 27 | 11 | 48.5092 | 98.3624 | 374.2449
2024 | 2 | 27 | 12 | 48.2183 | 94.722 | 348.7171
2024 | 2 | 27 | 13 | 47.9133 | 93.1543 | 343.5769
2024 | 2 | 27 | 14 | 47.6455 | 89.8581 | 338.9296
2024 | 2 | 27 | 15 | 47.9316 | 91.0932 | 337.9306
2024 | 2 | 27 | 16 | 49.3372 | 91.2123 | 346.2511
2024 | 2 | 27 | 17 | 51.9835 | 89.0052 | 372.049
2024 | 2 | 27 | 18 | 53.9614 | 88.0011 | 399.8162
2024 | 2 | 27 | 19 | 55.1174 | 89.374 | 416.7278
2024 | 2 | 27 | 20 | 53.3896 | 86.2781 | 415.6284
2024 | 2 | 27 | 21 | 50.8454 | 86.0814 | 404.181
2024 | 2 | 27 | 22 | 47.5237 | 83.4239 | 383.8068
2024 | 2 | 27 | 23 | 44.4584 | 78.998 | 358.2778
2024 | 2 | 28 | 0 | 42.7604 | 76.4205 | 336.3871
2024 | 2 | 28 | 1 | 40.4184 | 76.8257 | 314.9384
2024 | 2 | 28 | 2 | 39.4697 | 74.1438 | 308.035
2024 | 2 | 28 | 3 | 39.2325 | 72.71 | 304.9519
2024 | 2 | 28 | 4 | 39.4625 | 72.9237 | 304.4483
2024 | 2 | 28 | 5 | 40.9959 | 73.6504 | 307.4708
2024 | 2 | 28 | 6 | 43.3559 | 79.4418 | 325.2721
2024 | 2 | 28 | 7 | 46.4358 | 87.4677 | 351.6736
2024 | 2 | 28 | 8 | 49.0027 | 94.2856 | 373.3041
2024 | 2 | 28 | 9 | 49.702 | 99.2797 | 364.2453
2024 | 2 | 28 | 10 | 49.3117 | 100.6304 | 345.8024
2024 | 2 | 28 | 11 | 49.3517 | 102.4529 | 329.9964
2024 | 2 | 28 | 12 | 47.2616 | 97.2765 | 333.2544
2024 | 2 | 28 | 13 | 46.9987 | 95.4193 | 325.7711
2024 | 2 | 28 | 14 | 46.6294 | 93.7829 | 320.0581
2024 | 2 | 28 | 15 | 47.0335 | 94.0569 | 317.8844
2024 | 2 | 28 | 16 | 48.4801 | 93.2818 | 326.5148
2024 | 2 | 28 | 17 | 50.8217 | 91.1628 | 355.3777
2024 | 2 | 28 | 18 | 52.4241 | 88.1178 | 399.1663
2024 | 2 | 28 | 19 | 53.9445 | 88.7711 | 411.7455
2024 | 2 | 28 | 20 | 52.3773 | 85.2492 | 409.9041
2024 | 2 | 28 | 21 | 50.0594 | 84.593 | 397.8428
2024 | 2 | 28 | 22 | 46.7387 | 81.2914 | 376.3749
2024 | 2 | 28 | 23 | 43.7943 | 77.096 | 349.7276
2024 | 2 | 29 | 0 | 41.5755 | 75.8338 | 329.3121
2024 | 2 | 29 | 1 | 40.2037 | 74.354 | 293.2847
2024 | 2 | 29 | 2 | 39.2419 | 72.081 | 284.4031
2024 | 2 | 29 | 3 | 39.0703 | 70.8237 | 279.464
2024 | 2 | 29 | 4 | 39.211 | 70.9658 | 277.4408
2024 | 2 | 29 | 5 | 40.6527 | 71.7238 | 279.2283
2024 | 2 | 29 | 6 | 43.2125 | 76.5513 | 292.1542
2024 | 2 | 29 | 7 | 46.1917 | 83.607 | 317.7981
2024 | 2 | 29 | 8 | 48.4853 | 91.3982 | 340.9992
2024 | 2 | 29 | 9 | 48.6056 | 96.3585 | 339.2732
2024 | 2 | 29 | 10 | 47.4203 | 99.0716 | 328.4181
2024 | 2 | 29 | 11 | 46.9464 | 99.7183 | 319.0791
2024 | 2 | 29 | 12 | 46.0372 | 96.0584 | 326.0558
2024 | 2 | 29 | 13 | 45.6862 | 94.9802 | 323.4357
2024 | 2 | 29 | 14 | 45.2862 | 92.4937 | 319.916
2024 | 2 | 29 | 15 | 45.7386 | 92.8723 | 319.1418
2024 | 2 | 29 | 16 | 47.071 | 93.0353 | 323.0087
2024 | 2 | 29 | 17 | 49.4587 | 89.9254 | 342.4228
2024 | 2 | 29 | 18 | 52.4324 | 89.076 | 370.8945
2024 | 2 | 29 | 19 | 54.0161 | 89.748 | 377.1489
2024 | 2 | 29 | 20 | 52.4412 | 86.2905 | 372.1757
2024 | 2 | 29 | 21 | 50.3211 | 85.0124 | 358.1207
2024 | 2 | 29 | 22 | 47.1915 | 82.1816 | 337.3032
2024 | 2 | 29 | 23 | 44.3087 | 78.2317 | 310.944
2024 | 3 | 1 | 0 | 41.6923 | 76.1837 | 285.6414
2024 | 3 | 1 | 1 | 40.281 | 72.9815 | 274.6493
2024 | 3 | 1 | 2 | 39.2495 | 70.9293 | 267.1016
2024 | 3 | 1 | 3 | 38.942 | 70.479 | 264.6096
2024 | 3 | 1 | 4 | 38.8836 | 70.2236 | 264.7968
2024 | 3 | 1 | 5 | 40.089 | 70.7149 | 269.1035
2024 | 3 | 1 | 6 | 42.1424 | 75.0055 | 284.0236
2024 | 3 | 1 | 7 | 45.2677 | 81.412 | 313.5628
2024 | 3 | 1 | 8 | 47.3606 | 89.558 | 339.8152
2024 | 3 | 1 | 9 | 47.1695 | 95.4354 | 338.7208
2024 | 3 | 1 | 10 | 45.7494 | 98.4453 | 323.1657
2024 | 3 | 1 | 11 | 45.1298 | 96.5709 | 304.8255
2024 | 3 | 1 | 12 | 44.1209 | 95.158 | 289.9384
2024 | 3 | 1 | 13 | 43.7883 | 93.7612 | 286.9813
2024 | 3 | 1 | 14 | 43.1694 | 94.0977 | 284.3496
2024 | 3 | 1 | 15 | 43.1694 | 90.3774 | 289.3775
2024 | 3 | 1 | 16 | 44.2043 | 89.4641 | 300.8618
2024 | 3 | 1 | 17 | 46.2931 | 85.7888 | 330.7919
2024 | 3 | 1 | 18 | 48.1617 | 83.6388 | 369.9356
2024 | 3 | 1 | 19 | 50.2844 | 86.2723 | 389.5569
2024 | 3 | 1 | 20 | 49.7184 | 82.6022 | 389.8206
2024 | 3 | 1 | 21 | 48.2291 | 82.405 | 380.9411
2024 | 3 | 1 | 22 | 45.6487 | 79.8772 | 364.9889
2024 | 3 | 1 | 23 | 43.1132 | 74.4961 | 344.0528
2024 | 3 | 2 | 0 | 40.2062 | 71.0105 | 325.853
2024 | 3 | 2 | 1 | 37.8524 | 69.6875 | 312.2227
2024 | 3 | 2 | 2 | 36.4962 | 67.5558 | 302.9232
2024 | 3 | 2 | 3 | 35.8433 | 66.9729 | 298.5815
2024 | 3 | 2 | 4 | 35.5895 | 67.1105 | 297.4929
2024 | 3 | 2 | 5 | 36.0139 | 66.7418 | 298.0262
2024 | 3 | 2 | 6 | 37.1686 | 69.2973 | 297.588
2024 | 3 | 2 | 7 | 39.1733 | 71.5324 | 314.2773
2024 | 3 | 2 | 8 | 41.4564 | 75.9603 | 341.935
2024 | 3 | 2 | 9 | 43.2166 | 80.9698 | 357.8355
2024 | 3 | 2 | 10 | 43.837 | 84.8245 | 357.7827
2024 | 3 | 2 | 11 | 44.4377 | 84.1756 | 346.098
2024 | 3 | 2 | 12 | 46.9855 | 84.5646 | 319.0266
2024 | 3 | 2 | 13 | 46.8681 | 82.866 | 316.4098
2024 | 3 | 2 | 14 | 46.3729 | 85.3369 | 311.4389
2024 | 3 | 2 | 15 | 46.2467 | 81.9112 | 315.3984
2024 | 3 | 2 | 16 | 46.6954 | 79.5813 | 325.2588
2024 | 3 | 2 | 17 | 48.0274 | 78.8368 | 353.5957
2024 | 3 | 2 | 18 | 48.0291 | 75.1941 | 360.7172
2024 | 3 | 2 | 19 | 48.2273 | 78.0651 | 381.0052
2024 | 3 | 2 | 20 | 46.1528 | 73.2126 | 375.6073
2024 | 3 | 2 | 21 | 43.6469 | 73.6349 | 363.9786
2024 | 3 | 2 | 22 | 41.3059 | 72.156 | 350.2912
2024 | 3 | 2 | 23 | 39.1953 | 68.3067 | 333.5857
2024 | 3 | 3 | 0 | 37.4274 | 67.7016 | 318.5416
2024 | 3 | 3 | 1 | 35.4562 | 66.7368 | 295.8077
2024 | 3 | 3 | 2 | 34.2392 | 64.7173 | 286.6317
2024 | 3 | 3 | 3 | 33.598 | 64.4902 | 281.9214
2024 | 3 | 3 | 4 | 33.3044 | 65.5494 | 280.119
2024 | 3 | 3 | 5 | 33.5216 | 64.9442 | 279.1538
2024 | 3 | 3 | 6 | 34.5889 | 67.5108 | 277.1666
2024 | 3 | 3 | 7 | 36.5394 | 68.3098 | 288.3357
2024 | 3 | 3 | 8 | 39.3927 | 71.6903 | 309.6564
2024 | 3 | 3 | 9 | 42.1136 | 75.7455 | 322.8623
2024 | 3 | 3 | 10 | 43.9063 | 79.5135 | 319.4538
2024 | 3 | 3 | 11 | 45.2449 | 80.0793 | 309.6235
2024 | 3 | 3 | 12 | 45.8154 | 78.0029 | 305.9732
2024 | 3 | 3 | 13 | 46.0322 | 77.3964 | 303.0188
2024 | 3 | 3 | 14 | 45.8967 | 81.8062 | 298.062
2024 | 3 | 3 | 15 | 46.2585 | 79.1521 | 304.4664
2024 | 3 | 3 | 16 | 47.2791 | 76.8184 | 317.1385
2024 | 3 | 3 | 17 | 49.1555 | 76.2429 | 346.718
2024 | 3 | 3 | 18 | 50.2105 | 77.0711 | 362.859
2024 | 3 | 3 | 19 | 50.5199 | 79.6482 | 373.3835
2024 | 3 | 3 | 20 | 48.5127 | 76.0387 | 365.2943
2024 | 3 | 3 | 21 | 45.738 | 75.7799 | 348.6614
2024 | 3 | 3 | 22 | 42.7931 | 73.4694 | 328.4812
2024 | 3 | 3 | 23 | 40.2982 | 70.204 | 305.7211
2024 | 3 | 4 | 0 | 37.7623 | 70.5768 | 289.5171
2024 | 3 | 4 | 1 | 38.3877 | 70.4942 | 285.0903
2024 | 3 | 4 | 2 | 37.7463 | 69.1807 | 278.9205
2024 | 3 | 4 | 3 | 37.761 | 69.1332 | 277.2747
2024 | 3 | 4 | 4 | 38.0821 | 69.5658 | 278.4684
2024 | 3 | 4 | 5 | 39.5941 | 70.4174 | 283.6717
2024 | 3 | 4 | 6 | 41.9014 | 73.5594 | 293.8619
2024 | 3 | 4 | 7 | 45.5171 | 80.779 | 323.5144
2024 | 3 | 4 | 8 | 48.3883 | 91.3028 | 351.0893
2024 | 3 | 4 | 9 | 49.0264 | 97.5582 | 352.2384
2024 | 3 | 4 | 10 | 48.7205 | 100.032 | 337.9986
2024 | 3 | 4 | 11 | 48.8241 | 97.4722 | 322.6422
2024 | 3 | 4 | 12 | 47.9026 | 96.0991 | 326.2831
2024 | 3 | 4 | 13 | 47.8065 | 94.8108 | 325.3813
2024 | 3 | 4 | 14 | 47.7666 | 93.7275 | 322.2377
2024 | 3 | 4 | 15 | 48.2549 | 92.2113 | 326.2042
2024 | 3 | 4 | 16 | 49.9747 | 91.4792 | 335.8942
2024 | 3 | 4 | 17 | 52.716 | 88.0105 | 361.3988
2024 | 3 | 4 | 18 | 55.0433 | 83.1405 | 386.1243
2024 | 3 | 4 | 19 | 56.5745 | 86.1496 | 397.4185
2024 | 3 | 4 | 20 | 55.283 | 82.5326 | 394.0198
2024 | 3 | 4 | 21 | 53.03 | 82.7491 | 379.6823
2024 | 3 | 4 | 22 | 49.7574 | 79.9772 | 358.2259
2024 | 3 | 4 | 23 | 46.665 | 75.7795 | 333.4466
2024 | 3 | 5 | 0 | 44.1534 | 74.2248 | 311.7351
2024 | 3 | 5 | 1 | 42.6664 | 73.6067 | 304.4538
2024 | 3 | 5 | 2 | 41.9389 | 71.6877 | 298.022
2024 | 3 | 5 | 3 | 41.8338 | 71.1449 | 295.8017
2024 | 3 | 5 | 4 | 42.0821 | 71.0046 | 295.9847
2024 | 3 | 5 | 5 | 43.461 | 71.707 | 299.8125
2024 | 3 | 5 | 6 | 45.7389 | 75.593 | 307.8063
2024 | 3 | 5 | 7 | 48.8425 | 82.8584 | 337.983
2024 | 3 | 5 | 8 | 50.8822 | 91.5868 | 368.7048
2024 | 3 | 5 | 9 | 50.472 | 97.0701 | 373.556
2024 | 3 | 5 | 10 | 48.8554 | 100.566 | 362.7996
2024 | 3 | 5 | 11 | 48.1421 | 100.5892 | 348.4982
2024 | 3 | 5 | 12 | 46.0156 | 99.1322 | 353.1072
2024 | 3 | 5 | 13 | 45.6114 | 98.2652 | 353.1026
2024 | 3 | 5 | 14 | 45.1566 | 98.7337 | 350.0607
2024 | 3 | 5 | 15 | 45.4992 | 97.5671 | 354.256
2024 | 3 | 5 | 16 | 47.2447 | 95.9612 | 362.7673
2024 | 3 | 5 | 17 | 50.0724 | 92.9311 | 384.9319
2024 | 3 | 5 | 18 | 52.9791 | 86.6667 | 401.5952
2024 | 3 | 5 | 19 | 55.2267 | 88.524 | 414.6296
2024 | 3 | 5 | 20 | 54.5348 | 85.1009 | 413.0491
2024 | 3 | 5 | 21 | 52.5611 | 84.6154 | 400.8722
2024 | 3 | 5 | 22 | 49.3557 | 81.9333 | 380.8367
2024 | 3 | 5 | 23 | 46.4796 | 77.5279 | 355.8696
2024 | 3 | 6 | 0 | 44.1361 | 75.879 | 331.0382
2024 | 3 | 6 | 1 | 41.8932 | 76.1578 | 318.5492
2024 | 3 | 6 | 2 | 40.9445 | 74.44 | 312.458
2024 | 3 | 6 | 3 | 40.6482 | 74.2707 | 310.2692
2024 | 3 | 6 | 4 | 40.7769 | 74.0797 | 310.8529
2024 | 3 | 6 | 5 | 42.1412 | 75.1623 | 315.1269
2024 | 3 | 6 | 6 | 44.2046 | 80.2528 | 331.6253
2024 | 3 | 6 | 7 | 47.2426 | 86.7193 | 358.1403
2024 | 3 | 6 | 8 | 49.3136 | 94.7036 | 373.6115
2024 | 3 | 6 | 9 | 49.375 | 100.2159 | 356.1347
2024 | 3 | 6 | 10 | 48.7066 | 103.7732 | 328.3787
2024 | 3 | 6 | 11 | 48.6296 | 102.1126 | 304.7169
2024 | 3 | 6 | 12 | 49.113 | 99.8613 | 320.2899
2024 | 3 | 6 | 13 | 49.1316 | 98.1608 | 317.5033
2024 | 3 | 6 | 14 | 48.9649 | 97.0683 | 313.5399
2024 | 3 | 6 | 15 | 49.2442 | 97.4141 | 316.1472
2024 | 3 | 6 | 16 | 50.4169 | 96.6809 | 326.8599
2024 | 3 | 6 | 17 | 52.4239 | 94.7073 | 357.8521
2024 | 3 | 6 | 18 | 53.159 | 93.5819 | 372.9725
2024 | 3 | 6 | 19 | 54.2397 | 95.5332 | 400.3828
2024 | 3 | 6 | 20 | 52.8737 | 93.0916 | 406.5267
2024 | 3 | 6 | 21 | 50.4228 | 92.2479 | 397.8872
2024 | 3 | 6 | 22 | 46.9948 | 89.4298 | 378.2053
2024 | 3 | 6 | 23 | 43.9101 | 85.5926 | 354.1024
2024 | 3 | 7 | 0 | 41.2394 | 82.1612 | 335.6638
2024 | 3 | 7 | 1 | 39.8721 | 78.1711 | 324.6298
2024 | 3 | 7 | 2 | 38.7536 | 76.0145 | 318.4762
2024 | 3 | 7 | 3 | 38.4197 | 74.4272 | 317.0017
2024 | 3 | 7 | 4 | 38.4599 | 73.8742 | 318.2544
2024 | 3 | 7 | 5 | 39.776 | 74.821 | 323.088
2024 | 3 | 7 | 6 | 41.4825 | 76.9653 | 337.1582
2024 | 3 | 7 | 7 | 44.5932 | 83.2502 | 362.7471
2024 | 3 | 7 | 8 | 47.1136 | 90.5431 | 374.9299
2024 | 3 | 7 | 9 | 47.7802 | 96.853 | 352.7217
2024 | 3 | 7 | 10 | 47.7733 | 97.1372 | 321.6375
2024 | 3 | 7 | 11 | 48.1524 | 97.8483 | 297.7102
2024 | 3 | 7 | 12 | 46.7248 | 99.4061 | 283.3425
2024 | 3 | 7 | 13 | 46.7091 | 98.2191 | 277.4635
2024 | 3 | 7 | 14 | 46.5548 | 93.5412 | 272.2922
2024 | 3 | 7 | 15 | 46.893 | 90.9843 | 273.971
2024 | 3 | 7 | 16 | 47.9547 | 93.31 | 285.8877
2024 | 3 | 7 | 17 | 50.2209 | 89.9569 | 323.269
2024 | 3 | 7 | 18 | 51.1074 | 83.0595 | 366.8677
2024 | 3 | 7 | 19 | 52.9728 | 85.5775 | 394.2442
2024 | 3 | 7 | 20 | 52.1517 | 82.2128 | 401.3463
2024 | 3 | 7 | 21 | 50.3688 | 81.3045 | 393.0132
2024 | 3 | 7 | 22 | 47.2639 | 77.5913 | 374.0098
2024 | 3 | 7 | 23 | 44.3785 | 74.4838 | 349.8795
2024 | 3 | 8 | 0 | 41.2232 | 71.5925 | 327.3043
2024 | 3 | 8 | 1 | 38.6731 | 74.4713 | 316.2169
2024 | 3 | 8 | 2 | 37.5662 | 71.9928 | 308.9816
2024 | 3 | 8 | 3 | 37.2379 | 71.3658 | 306.4168
2024 | 3 | 8 | 4 | 37.2994 | 71.8082 | 306.6915
2024 | 3 | 8 | 5 | 38.6402 | 71.8833 | 310.427
2024 | 3 | 8 | 6 | 41.4492 | 76.4332 | 321.7748
2024 | 3 | 8 | 7 | 44.4856 | 82.8291 | 347.8078
2024 | 3 | 8 | 8 | 46.7764 | 91.4386 | 362.4184
2024 | 3 | 8 | 9 | 46.9561 | 96.3791 | 344.2337
2024 | 3 | 8 | 10 | 45.7217 | 100.1458 | 316.8007
2024 | 3 | 8 | 11 | 45.2748 | 101.1299 | 293.5851
2024 | 3 | 8 | 12 | 45.4749 | 98.2388 | 311.0425
2024 | 3 | 8 | 13 | 45.3293 | 97.2773 | 308.8118
2024 | 3 | 8 | 14 | 44.8151 | 98.1368 | 304.5227
2024 | 3 | 8 | 15 | 44.9704 | 96.1664 | 305.3777
2024 | 3 | 8 | 16 | 45.8892 | 94.1944 | 311.1433
2024 | 3 | 8 | 17 | 47.5968 | 91.184 | 337.3359
2024 | 3 | 8 | 18 | 49.6336 | 91.003 | 378.5671
2024 | 3 | 8 | 19 | 50.7038 | 92.4721 | 392.6647
2024 | 3 | 8 | 20 | 49.2629 | 90.2941 | 392.8573
2024 | 3 | 8 | 21 | 47.331 | 88.6857 | 382.0012
2024 | 3 | 8 | 22 | 44.6458 | 86.3132 | 365.2722
2024 | 3 | 8 | 23 | 42.132 | 80.1811 | 343.4052
2024 | 3 | 9 | 0 | 39.3484 | 76.8807 | 318.3121
2024 | 3 | 9 | 1 | 35.7848 | 76.3616 | 303.0412
2024 | 3 | 9 | 2 | 34.203 | 74.1395 | 294.1458
2024 | 3 | 9 | 3 | 33.3439 | 73.0751 | 289.383
2024 | 3 | 9 | 4 | 32.856 | 72.9827 | 288.313
2024 | 3 | 9 | 5 | 32.9899 | 73.4989 | 289.889
2024 | 3 | 9 | 6 | 33.9758 | 74.9744 | 293.3497
2024 | 3 | 9 | 7 | 35.9806 | 78.1091 | 307.3081
2024 | 3 | 9 | 8 | 38.7815 | 77.2559 | 324.099
2024 | 3 | 9 | 9 | 41.0008 | 80.1086 | 335.0805
2024 | 3 | 9 | 10 | 42.0447 | 82.4558 | 335.9559
2024 | 3 | 9 | 11 | 42.9739 | 84.9778 | 328.9274
2024 | 3 | 9 | 12 | 43.4902 | 81.5646 | 273.9853
2024 | 3 | 9 | 13 | 43.3754 | 80.4402 | 269.9443
2024 | 3 | 9 | 14 | 42.7427 | 76.4279 | 263.797
2024 | 3 | 9 | 15 | 42.4817 | 72.871 | 263.2028
2024 | 3 | 9 | 16 | 42.8046 | 76.3188 | 273.0858
2024 | 3 | 9 | 17 | 44.0423 | 75.0868 | 309.8266
2024 | 3 | 9 | 18 | 45.1291 | 77.6963 | 355.7966
2024 | 3 | 9 | 19 | 45.0089 | 81.1004 | 374.8254
2024 | 3 | 9 | 20 | 42.984 | 78.5426 | 371.828
2024 | 3 | 9 | 21 | 40.6001 | 77.9861 | 359.3351
2024 | 3 | 9 | 22 | 38.341 | 78.0889 | 345.8938
2024 | 3 | 9 | 23 | 36.3222 | 72.781 | 329.7437
2024 | 3 | 10 | 0 | 33.9641 | 73.3311 | 315.1602
2024 | 3 | 10 | 1 | 33.0138 | 65.5919 | 296.4363
2024 | 3 | 10 | 2 | 32.4012 | 64.6433 | 291.2592
2024 | 3 | 10 | 3 | 32.0417 | 65.1987 | 289.3272
2024 | 3 | 10 | 4 | 32.6911 | 66.0698 | 291.0366
2024 | 3 | 10 | 5 | 33.9289 | 67.5884 | 297.8909
2024 | 3 | 10 | 6 | 35.9183 | 73.7899 | 306.3274
2024 | 3 | 10 | 7 | 37.5981 | 75.7766 | 318.5074
2024 | 3 | 10 | 8 | 39.1891 | 77.115 | 325.7807
2024 | 3 | 10 | 9 | 41.5585 | 76.5837 | 337.1758
2024 | 3 | 10 | 10 | 43.7846 | 79.2668 | 336.0607
2024 | 3 | 10 | 11 | 44.9113 | 78.1206 | 330.1608
2024 | 3 | 10 | 12 | 45.1144 | 75.5656 | 341.5578
2024 | 3 | 10 | 13 | 44.856 | 74.9174 | 341.1332
2024 | 3 | 10 | 14 | 44.742 | 73.8252 | 339.0476
2024 | 3 | 10 | 15 | 45.4419 | 72.1358 | 343.6554
2024 | 3 | 10 | 16 | 47.2502 | 71.0501 | 355.1468
2024 | 3 | 10 | 17 | 48.9445 | 70.2507 | 374.0202
2024 | 3 | 10 | 18 | 50.2138 | 71.4023 | 369.3272
2024 | 3 | 10 | 19 | 50.0901 | 75.3986 | 378.3623
2024 | 3 | 10 | 20 | 47.9565 | 73.697 | 367.5125
2024 | 3 | 10 | 21 | 43.99 | 72.8259 | 342.95
2024 | 3 | 10 | 22 | 40.6888 | 69.6042 | 317.9847
2024 | 3 | 10 | 23 | 38.2433 | 65.6153 | 295.2411
2024 | 3 | 11 | 0 | 37.6373 | 68.0152 | 285.9792
2024 | 3 | 11 | 1 | 36.4666 | 67.5092 | 275.6551
2024 | 3 | 11 | 2 | 36.1907 | 67.1222 | 272.5467
2024 | 3 | 11 | 3 | 36.2397 | 67.4803 | 272.3145
2024 | 3 | 11 | 4 | 37.3136 | 68.0174 | 275.4374
2024 | 3 | 11 | 5 | 39.6117 | 70.9484 | 286.0563
2024 | 3 | 11 | 6 | 42.7892 | 79.1592 | 307.5034
2024 | 3 | 11 | 7 | 45.584 | 87.973 | 335.0539
2024 | 3 | 11 | 8 | 46.7553 | 95.4721 | 341.6927
2024 | 3 | 11 | 9 | 47.0144 | 96.8539 | 329.8794
2024 | 3 | 11 | 10 | 47.0944 | 97.6716 | 308.474
2024 | 3 | 11 | 11 | 47.0122 | 95.5742 | 295.2522
2024 | 3 | 11 | 12 | 45.5241 | 93.3204 | 271.083
2024 | 3 | 11 | 13 | 45.2726 | 92.0799 | 264.0549
2024 | 3 | 11 | 14 | 45.1306 | 87.8001 | 259.6406
2024 | 3 | 11 | 15 | 46.2592 | 85.7811 | 262.9912
2024 | 3 | 11 | 16 | 48.6175 | 86.2522 | 276.6271
2024 | 3 | 11 | 17 | 50.2052 | 82.2781 | 305.6809
2024 | 3 | 11 | 18 | 48.7601 | 78.879 | 333.8882
2024 | 3 | 11 | 19 | 50.1377 | 82.8353 | 349.7283
2024 | 3 | 11 | 20 | 49.0451 | 80.0929 | 347.8282
2024 | 3 | 11 | 21 | 45.7021 | 78.6615 | 327.1217
2024 | 3 | 11 | 22 | 42.1269 | 74.3692 | 301.6202
2024 | 3 | 11 | 23 | 39.3159 | 70.071 | 277.106
2024 | 3 | 12 | 0 | 38.0416 | 69.9251 | 265.7334
2024 | 3 | 12 | 1 | 36.5879 | 68.3558 | 263.5436
2024 | 3 | 12 | 2 | 36.1173 | 67.0868 | 260.3475
2024 | 3 | 12 | 3 | 35.9367 | 67.0864 | 260.0785
2024 | 3 | 12 | 4 | 36.9286 | 67.7722 | 262.9926
2024 | 3 | 12 | 5 | 39.1387 | 70.2872 | 273.4905
2024 | 3 | 12 | 6 | 42.473 | 77.1848 | 296.8032
2024 | 3 | 12 | 7 | 45.1791 | 86.6104 | 325.4171
2024 | 3 | 12 | 8 | 46.0811 | 93.9622 | 331.0785
2024 | 3 | 12 | 9 | 45.8227 | 96.1688 | 315.6105
2024 | 3 | 12 | 10 | 45.7411 | 99.1023 | 291.1705
2024 | 3 | 12 | 11 | 45.5847 | 97.2118 | 275.3777
2024 | 3 | 12 | 12 | 45.4596 | 96.5641 | 262.6674
2024 | 3 | 12 | 13 | 45.2606 | 96.1815 | 256.4265
2024 | 3 | 12 | 14 | 45.2466 | 94.5134 | 253.1818
2024 | 3 | 12 | 15 | 46.0319 | 92.9711 | 258.1202
2024 | 3 | 12 | 16 | 48.018 | 91.5401 | 274.456
2024 | 3 | 12 | 17 | 49.7511 | 87.2669 | 304.8383
2024 | 3 | 12 | 18 | 49.2005 | 82.3424 | 337.2649
2024 | 3 | 12 | 19 | 49.7396 | 84.9636 | 356.4997
2024 | 3 | 12 | 20 | 48.3417 | 82.4467 | 357.3783
2024 | 3 | 12 | 21 | 44.5195 | 80.7823 | 339.1925
2024 | 3 | 12 | 22 | 40.8011 | 76.8935 | 315.031
2024 | 3 | 12 | 23 | 37.8294 | 72.1361 | 290.7883
2024 | 3 | 13 | 0 | 36.7568 | 71.761 | 275.6354
2024 | 3 | 13 | 1 | 36.0254 | 70.6167 | 274.5725
2024 | 3 | 13 | 2 | 35.602 | 68.8369 | 272.408
2024 | 3 | 13 | 3 | 35.5164 | 68.3316 | 272.6001
2024 | 3 | 13 | 4 | 36.601 | 68.9098 | 276.2296
2024 | 3 | 13 | 5 | 39.0426 | 71.5674 | 287.1767
2024 | 3 | 13 | 6 | 42.657 | 79.9273 | 308.2301
2024 | 3 | 13 | 7 | 45.3543 | 89.7132 | 336.8892
2024 | 3 | 13 | 8 | 46.3716 | 95.6373 | 344.691
2024 | 3 | 13 | 9 | 46.4821 | 98.5082 | 334.088
2024 | 3 | 13 | 10 | 46.4293 | 99.7465 | 314.2167
2024 | 3 | 13 | 11 | 46.32 | 98.4315 | 300.4433
2024 | 3 | 13 | 12 | 46.8029 | 97.5406 | 265.4936
2024 | 3 | 13 | 13 | 46.6575 | 96.4644 | 258.8464
2024 | 3 | 13 | 14 | 46.7353 | 94.0061 | 255.4548
2024 | 3 | 13 | 15 | 47.7547 | 92.4633 | 259.2056
2024 | 3 | 13 | 16 | 49.9389 | 91.2053 | 275.9426
2024 | 3 | 13 | 17 | 51.4746 | 87.0238 | 310.4514
2024 | 3 | 13 | 18 | 51.0985 | 79.3898 | 335.5124
2024 | 3 | 13 | 19 | 51.5901 | 81.8219 | 364.1665
2024 | 3 | 13 | 20 | 49.9412 | 79.2488 | 370.3493
2024 | 3 | 13 | 21 | 46.1319 | 78.6036 | 355.4677
2024 | 3 | 13 | 22 | 42.3531 | 74.2867 | 331.9897
2024 | 3 | 13 | 23 | 39.3417 | 69.1117 | 308.2012
2024 | 3 | 14 | 0 | 37.977 | 69.2611 | 292.5951
2024 | 3 | 14 | 1 | 37.8345 | 69.7641 | 291.0717
2024 | 3 | 14 | 2 | 37.3538 | 68.0971 | 288.9639
2024 | 3 | 14 | 3 | 37.2455 | 67.9621 | 289.8672
2024 | 3 | 14 | 4 | 38.2462 | 68.8626 | 294.0431
2024 | 3 | 14 | 5 | 40.4807 | 71.5408 | 305.5736
2024 | 3 | 14 | 6 | 43.5491 | 81.7371 | 332.383
2024 | 3 | 14 | 7 | 46.1768 | 91.3328 | 359.1528
2024 | 3 | 14 | 8 | 47.363 | 98.3705 | 356.8195
2024 | 3 | 14 | 9 | 47.7793 | 100.8121 | 330.6299
2024 | 3 | 14 | 10 | 48.0335 | 104.9806 | 297.9796
2024 | 3 | 14 | 11 | 48.0714 | 102.9812 | 277.9552
2024 | 3 | 14 | 12 | 48.4541 | 100.1003 | 282.7738
2024 | 3 | 14 | 13 | 48.3592 | 99.7433 | 275.384
2024 | 3 | 14 | 14 | 48.556 | 98.5771 | 271.7815
2024 | 3 | 14 | 15 | 49.84 | 96.7379 | 276.4552
2024 | 3 | 14 | 16 | 51.9306 | 94.8351 | 292.4248
2024 | 3 | 14 | 17 | 53.2067 | 90.5667 | 322.8302
2024 | 3 | 14 | 18 | 53.0054 | 83.3568 | 361.3382
2024 | 3 | 14 | 19 | 53.5825 | 85.8751 | 378.7892
2024 | 3 | 14 | 20 | 51.6665 | 82.9609 | 380.0767
2024 | 3 | 14 | 21 | 48.0157 | 81.4461 | 361.1643
2024 | 3 | 14 | 22 | 44.4277 | 77.7025 | 336.181
2024 | 3 | 14 | 23 | 41.5422 | 71.7429 | 310.9052
2024 | 3 | 15 | 0 | 39.419 | 71.8226 | 298.9247
2024 | 3 | 15 | 1 | 39.0817 | 70.0717 | 287.3471
2024 | 3 | 15 | 2 | 38.6026 | 68.0212 | 282.3384
2024 | 3 | 15 | 3 | 38.4872 | 67.8577 | 280.3419
2024 | 3 | 15 | 4 | 39.4686 | 68.8288 | 281.9112
2024 | 3 | 15 | 5 | 41.6761 | 71.2145 | 290.5656
2024 | 3 | 15 | 6 | 45.5104 | 80.5978 | 310.8025
2024 | 3 | 15 | 7 | 47.9684 | 90.1927 | 338.8639
2024 | 3 | 15 | 8 | 48.6724 | 95.9005 | 351.0107
2024 | 3 | 15 | 9 | 48.0007 | 99.6354 | 349.174
2024 | 3 | 15 | 10 | 46.8468 | 102.0277 | 334.7579
2024 | 3 | 15 | 11 | 45.8798 | 100.0442 | 322.9991
2024 | 3 | 15 | 12 | 47.1145 | 93.9022 | 322.4526
2024 | 3 | 15 | 13 | 46.586 | 93.3544 | 320.2299
2024 | 3 | 15 | 14 | 46.3166 | 89.8937 | 317.6186
2024 | 3 | 15 | 15 | 46.8453 | 86.4749 | 320.7135
2024 | 3 | 15 | 16 | 48.4655 | 85.5149 | 328.0348
2024 | 3 | 15 | 17 | 49.7879 | 80.2043 | 341.7023
2024 | 3 | 15 | 18 | 48.7212 | 75.5773 | 346.1346
2024 | 3 | 15 | 19 | 50.1449 | 77.9247 | 355.7922
2024 | 3 | 15 | 20 | 49.403 | 76.5202 | 352.1923
2024 | 3 | 15 | 21 | 46.4671 | 75.8695 | 331.9277
2024 | 3 | 15 | 22 | 43.4618 | 71.8674 | 310.0418
2024 | 3 | 15 | 23 | 40.8332 | 65.7785 | 288.1762
2024 | 3 | 16 | 0 | 39.2231 | 65.5669 | 277.0548
2024 | 3 | 16 | 1 | 38.1872 | 64.6965 | 262.6269
2024 | 3 | 16 | 2 | 37.4114 | 63.2947 | 257.1965
2024 | 3 | 16 | 3 | 37.0734 | 63.4428 | 254.4118
2024 | 3 | 16 | 4 | 37.9294 | 65.1707 | 255.5923
2024 | 3 | 16 | 5 | 39.5594 | 66.9294 | 262.4587
2024 | 3 | 16 | 6 | 42.3786 | 73.8327 | 275.4614
2024 | 3 | 16 | 7 | 43.4162 | 77.9059 | 292.2617
2024 | 3 | 16 | 8 | 43.8959 | 80.9504 | 304.1899
2024 | 3 | 16 | 9 | 44.844 | 85.2805 | 317.1196
2024 | 3 | 16 | 10 | 45.2339 | 89.0333 | 314.2726
2024 | 3 | 16 | 11 | 45.1699 | 87.7295 | 310.8299
2024 | 3 | 16 | 12 | 45.106 | 84.2605 | 319.7064
2024 | 3 | 16 | 13 | 44.3819 | 82.937 | 318.3366
2024 | 3 | 16 | 14 | 43.7352 | 83.6564 | 314.5776
2024 | 3 | 16 | 15 | 44.0635 | 81.9285 | 317.934
2024 | 3 | 16 | 16 | 45.4225 | 77.8429 | 327.1599
2024 | 3 | 16 | 17 | 46.5148 | 76.5851 | 343.3222
2024 | 3 | 16 | 18 | 46.4062 | 69.7795 | 347.6594
2024 | 3 | 16 | 19 | 46.9907 | 72.3573 | 352.4832
2024 | 3 | 16 | 20 | 45.5451 | 70.1232 | 342.7231
2024 | 3 | 16 | 21 | 42.1021 | 70.8191 | 320.2985
2024 | 3 | 16 | 22 | 39.437 | 66.5279 | 301.4029
2024 | 3 | 16 | 23 | 37.3178 | 64.3457 | 283.8473
2024 | 3 | 17 | 0 | 36.4778 | 66.735 | 271.02
2024 | 3 | 17 | 1 | 36.1964 | 65.6225 | 269.6655
2024 | 3 | 17 | 2 | 35.5625 | 64.3676 | 265.5223
2024 | 3 | 17 | 3 | 35.2474 | 65.2781 | 263.5583
2024 | 3 | 17 | 4 | 36.0059 | 68.9962 | 265.4506
2024 | 3 | 17 | 5 | 37.3944 | 71.0768 | 272.5759
2024 | 3 | 17 | 6 | 39.6969 | 77.3189 | 282.1777
2024 | 3 | 17 | 7 | 40.3535 | 79.5644 | 295.7948
2024 | 3 | 17 | 8 | 40.7873 | 81.212 | 301.9921
2024 | 3 | 17 | 9 | 42.0151 | 84.061 | 308.7469
2024 | 3 | 17 | 10 | 43.0181 | 87.0815 | 305.5675
2024 | 3 | 17 | 11 | 43.3999 | 85.5764 | 299.8096
2024 | 3 | 17 | 12 | 45.4309 | 84.0542 | 307.7841
2024 | 3 | 17 | 13 | 45.1866 | 84.3127 | 309.5742
2024 | 3 | 17 | 14 | 45.022 | 86.422 | 308.0342
2024 | 3 | 17 | 15 | 45.8342 | 84.6772 | 312.1441
2024 | 3 | 17 | 16 | 47.5434 | 80.8738 | 323.9667
2024 | 3 | 17 | 17 | 48.9457 | 78.5975 | 347.0395
2024 | 3 | 17 | 18 | 50.0056 | 79.5668 | 361.7266
2024 | 3 | 17 | 19 | 49.6711 | 81.5277 | 373.82
2024 | 3 | 17 | 20 | 47.3483 | 80.9916 | 368.2029
2024 | 3 | 17 | 21 | 43.0311 | 76.9407 | 346.4627
2024 | 3 | 17 | 22 | 39.6178 | 73.3299 | 323.6026
2024 | 3 | 17 | 23 | 37.122 | 71.7483 | 301.2136
2024 | 3 | 18 | 0 | 36.2809 | 73.8828 | 280.2852
2024 | 3 | 18 | 1 | 36.1975 | 72.687 | 276.5301
2024 | 3 | 18 | 2 | 35.9014 | 71.9467 | 275.368
2024 | 3 | 18 | 3 | 36.0244 | 72.8949 | 276.2662
2024 | 3 | 18 | 4 | 37.2067 | 74.6032 | 280.3795
2024 | 3 | 18 | 5 | 39.7167 | 77.9475 | 292.2237
2024 | 3 | 18 | 6 | 43.0319 | 87.2869 | 319.0168
2024 | 3 | 18 | 7 | 45.6042 | 96.5973 | 347.0087
2024 | 3 | 18 | 8 | 46.7484 | 104.268 | 348.1328
2024 | 3 | 18 | 9 | 46.9689 | 108.0476 | 329.3648
2024 | 3 | 18 | 10 | 47.0928 | 110.0488 | 304.2187
2024 | 3 | 18 | 11 | 47.0883 | 106.31 | 288.582
2024 | 3 | 18 | 12 | 43.411 | 104.972 | 270.2284
2024 | 3 | 18 | 13 | 42.9094 | 103.7661 | 262.4296
2024 | 3 | 18 | 14 | 42.6155 | 98.519 | 257.6504
2024 | 3 | 18 | 15 | 43.4955 | 96.9636 | 260.836
2024 | 3 | 18 | 16 | 45.8404 | 96.486 | 276.8018
2024 | 3 | 18 | 17 | 47.8635 | 94.7011 | 310.2553
2024 | 3 | 18 | 18 | 49.2925 | 86.4911 | 347.8735
2024 | 3 | 18 | 19 | 50.2959 | 89.0874 | 368.288
2024 | 3 | 18 | 20 | 49.0982 | 88.4974 | 371.51
2024 | 3 | 18 | 21 | 45.6623 | 84.7102 | 352.0353
2024 | 3 | 18 | 22 | 42.0134 | 79.6456 | 327.0273
2024 | 3 | 18 | 23 | 39.1351 | 78.0072 | 302.4241
2024 | 3 | 19 | 0 | 37.7524 | 76.1113 | 291.2936
2024 | 3 | 19 | 1 | 36.3697 | 76.1508 | 291.8017
2024 | 3 | 19 | 2 | 35.9157 | 75.0235 | 290.1204
2024 | 3 | 19 | 3 | 35.8587 | 75.0776 | 290.8679
2024 | 3 | 19 | 4 | 36.9601 | 75.8293 | 294.749
2024 | 3 | 19 | 5 | 39.3732 | 78.7428 | 306.0966
2024 | 3 | 19 | 6 | 42.5802 | 88.7782 | 331.3995
2024 | 3 | 19 | 7 | 45.0422 | 96.9993 | 358.7062
2024 | 3 | 19 | 8 | 46.0535 | 102.0362 | 357.0147
2024 | 3 | 19 | 9 | 46.1777 | 102.7976 | 333.1442
2024 | 3 | 19 | 10 | 46.1442 | 105.021 | 304.8434
2024 | 3 | 19 | 11 | 46.11 | 106.53 | 286.7141
2024 | 3 | 19 | 12 | 46.5095 | 101.4352 | 276.3366
2024 | 3 | 19 | 13 | 46.4226 | 100.8342 | 269.1046
2024 | 3 | 19 | 14 | 46.4732 | 95.3758 | 264.6806
2024 | 3 | 19 | 15 | 47.5614 | 95.124 | 267.9789
2024 | 3 | 19 | 16 | 49.683 | 95.458 | 284.4851
2024 | 3 | 19 | 17 | 51.1528 | 93.3805 | 317.1172
2024 | 3 | 19 | 18 | 49.159 | 89.6205 | 339.2034
2024 | 3 | 19 | 19 | 49.5179 | 92.2432 | 368.0895
2024 | 3 | 19 | 20 | 47.8174 | 92.5941 | 375.9663
2024 | 3 | 19 | 21 | 43.9212 | 89.1325 | 359.6131
2024 | 3 | 19 | 22 | 40.1715 | 84.7275 | 336.0827
2024 | 3 | 19 | 23 | 37.3977 | 81.2799 | 312.4524
2024 | 3 | 20 | 0 | 36.8161 | 80.2746 | 299.6306
2024 | 3 | 20 | 1 | 35.4307 | 78.5195 | 299.1206
2024 | 3 | 20 | 2 | 34.8909 | 77.4845 | 297.5609
2024 | 3 | 20 | 3 | 34.7535 | 76.6554 | 297.997
2024 | 3 | 20 | 4 | 35.7432 | 76.6483 | 301.9191
2024 | 3 | 20 | 5 | 38.1217 | 79.7257 | 313.1596
2024 | 3 | 20 | 6 | 41.6022 | 87.5249 | 338.8673
2024 | 3 | 20 | 7 | 43.9457 | 96.0639 | 364.6094
2024 | 3 | 20 | 8 | 44.5155 | 100.0182 | 360.4048
2024 | 3 | 20 | 9 | 44.3147 | 103.1632 | 333.9059
2024 | 3 | 20 | 10 | 43.9196 | 103.1109 | 303.9312
2024 | 3 | 20 | 11 | 43.7292 | 104.5008 | 285.1354
2024 | 3 | 20 | 12 | 42.7904 | 99.5251 | 271.3207
2024 | 3 | 20 | 13 | 42.5364 | 98.2811 | 263.4925
2024 | 3 | 20 | 14 | 42.2999 | 89.968 | 258.7025
2024 | 3 | 20 | 15 | 43.1904 | 90.7345 | 260.0516
2024 | 3 | 20 | 16 | 45.2446 | 92.8325 | 275.6973
2024 | 3 | 20 | 17 | 46.7721 | 89.8124 | 309.6395
2024 | 3 | 20 | 18 | 47.118 | 85.3234 | 345.9468
2024 | 3 | 20 | 19 | 47.4601 | 86.9902 | 370.092
2024 | 3 | 20 | 20 | 46.0542 | 87.8422 | 376.9364
2024 | 3 | 20 | 21 | 42.2565 | 84.6027 | 359.4769
2024 | 3 | 20 | 22 | 38.4937 | 79.4789 | 334.3117
2024 | 3 | 20 | 23 | 35.6102 | 78.5138 | 309.4429
2024 | 3 | 21 | 0 | 35.0288 | 78.7654 | 297.3991
2024 | 3 | 21 | 1 | 34.33 | 78.6381 | 297.8164
2024 | 3 | 21 | 2 | 33.7803 | 77.7211 | 295.1816
2024 | 3 | 21 | 3 | 33.668 | 77.1703 | 295.3025
2024 | 3 | 21 | 4 | 34.6734 | 77.554 | 298.7763
2024 | 3 | 21 | 5 | 37.0072 | 80.6602 | 309.4548
2024 | 3 | 21 | 6 | 40.9647 | 88.6678 | 339.0242
2024 | 3 | 21 | 7 | 43.3222 | 96.4159 | 365.476
2024 | 3 | 21 | 8 | 43.8692 | 101.0125 | 363.1831
2024 | 3 | 21 | 9 | 43.4507 | 103.3022 | 339.5242
2024 | 3 | 21 | 10 | 42.7872 | 105.1866 | 311.6766
2024 | 3 | 21 | 11 | 42.4122 | 105.7126 | 295.0542
2024 | 3 | 21 | 12 | 42.5479 | 101.0974 | 265.5005
2024 | 3 | 21 | 13 | 42.3073 | 100.33 | 257.1809
2024 | 3 | 21 | 14 | 42.2495 | 91.7118 | 252.5718
2024 | 3 | 21 | 15 | 43.2901 | 92.5529 | 254.5466
2024 | 3 | 21 | 16 | 45.2986 | 95.0362 | 269.9688
2024 | 3 | 21 | 17 | 46.9336 | 92.0711 | 304.3713
2024 | 3 | 21 | 18 | 48.1361 | 87.5436 | 336.7151
2024 | 3 | 21 | 19 | 48.6301 | 89.9925 | 367.1534
2024 | 3 | 21 | 20 | 47.2571 | 91.0325 | 378.0652
2024 | 3 | 21 | 21 | 43.6981 | 87.7724 | 363.0653
2024 | 3 | 21 | 22 | 40.1555 | 83.3547 | 339.5643
2024 | 3 | 21 | 23 | 37.2938 | 81.3444 | 315.3237
2024 | 3 | 22 | 0 | 35.6121 | 81.9518 | 305.6321
2024 | 3 | 22 | 1 | 35.3222 | 77.7601 | 293.1036
2024 | 3 | 22 | 2 | 34.7864 | 76.5724 | 289.869
2024 | 3 | 22 | 3 | 34.672 | 75.9519 | 289.2603
2024 | 3 | 22 | 4 | 35.6699 | 75.9743 | 292.2651
2024 | 3 | 22 | 5 | 37.9562 | 78.8808 | 302.2101
2024 | 3 | 22 | 6 | 41.1843 | 86.5941 | 320.7133
2024 | 3 | 22 | 7 | 43.6589 | 94.2194 | 348.018
2024 | 3 | 22 | 8 | 44.6872 | 97.2867 | 353.664
2024 | 3 | 22 | 9 | 44.8002 | 100.6076 | 342.6437
2024 | 3 | 22 | 10 | 44.654 | 99.9418 | 323.4242
2024 | 3 | 22 | 11 | 44.5045 | 101.1944 | 310.0281
2024 | 3 | 22 | 12 | 42.8063 | 96.0702 | 337.6776
2024 | 3 | 22 | 13 | 42.3789 | 94.8502 | 337.2549
2024 | 3 | 22 | 14 | 42.1198 | 83.4845 | 334.794
2024 | 3 | 22 | 15 | 42.8641 | 83.0979 | 336.329
2024 | 3 | 22 | 16 | 44.6897 | 86.3913 | 340.8587
2024 | 3 | 22 | 17 | 46.128 | 82.7694 | 352.3364
2024 | 3 | 22 | 18 | 45.8527 | 79.5109 | 354.8528
2024 | 3 | 22 | 19 | 47.1219 | 81.42 | 363.7634
2024 | 3 | 22 | 20 | 46.602 | 83.4224 | 363.1366
2024 | 3 | 22 | 21 | 43.8385 | 80.5512 | 342.9734
2024 | 3 | 22 | 22 | 40.9623 | 75.6741 | 320.8688
2024 | 3 | 22 | 23 | 38.3601 | 73.5174 | 298.5707
2024 | 3 | 23 | 0 | 36.1652 | 72.5697 | 281.0251
2024 | 3 | 23 | 1 | 35.6754 | 69.6314 | 269.7219
2024 | 3 | 23 | 2 | 34.8888 | 68.0862 | 265.1783
2024 | 3 | 23 | 3 | 34.585 | 67.9561 | 262.7092
2024 | 3 | 23 | 4 | 35.3315 | 68.862 | 264.3529
2024 | 3 | 23 | 5 | 36.8684 | 70.8269 | 271.9285
2024 | 3 | 23 | 6 | 39.5386 | 79.7508 | 282.6519
2024 | 3 | 23 | 7 | 40.9269 | 84.2388 | 297.6493
2024 | 3 | 23 | 8 | 41.997 | 84.2548 | 297.6782
2024 | 3 | 23 | 9 | 43.2513 | 85.6879 | 296.91
2024 | 3 | 23 | 10 | 43.7364 | 88.2582 | 289.1782
2024 | 3 | 23 | 11 | 43.8512 | 90.2961 | 284.295
2024 | 3 | 23 | 12 | 44.4149 | 84.3892 | 251.3639
2024 | 3 | 23 | 13 | 43.8245 | 83.455 | 245.6372
2024 | 3 | 23 | 14 | 43.2808 | 76.186 | 239.8807
2024 | 3 | 23 | 15 | 43.6208 | 74.4728 | 239.9695
2024 | 3 | 23 | 16 | 44.9432 | 76.2664 | 252.3595
2024 | 3 | 23 | 17 | 45.997 | 74.322 | 284.3245
2024 | 3 | 23 | 18 | 46.7272 | 70.7335 | 314.443
2024 | 3 | 23 | 19 | 46.1512 | 72.7633 | 332.805
2024 | 3 | 23 | 20 | 43.9721 | 73.6394 | 332.3707
2024 | 3 | 23 | 21 | 40.0376 | 71.5768 | 312.6528
2024 | 3 | 23 | 22 | 37.1929 | 68.2602 | 294.5107
2024 | 3 | 23 | 23 | 35.1145 | 66.5524 | 278.0433
2024 | 3 | 24 | 0 | 35.1963 | 69.5692 | 272.0709
2024 | 3 | 24 | 1 | 33.4716 | 68.8212 | 264.1369
2024 | 3 | 24 | 2 | 32.6815 | 67.7251 | 260.2209
2024 | 3 | 24 | 3 | 32.2367 | 68.0015 | 258.2638
2024 | 3 | 24 | 4 | 32.8231 | 69.4833 | 260.4045
2024 | 3 | 24 | 5 | 33.997 | 71.9513 | 267.5044
2024 | 3 | 24 | 6 | 35.9204 | 79.6387 | 281.0379
2024 | 3 | 24 | 7 | 36.8899 | 82.6649 | 292.1057
2024 | 3 | 24 | 8 | 38.4554 | 79.2699 | 291.8365
2024 | 3 | 24 | 9 | 40.8749 | 79.2785 | 294.139
2024 | 3 | 24 | 10 | 42.8589 | 81.1247 | 290.4019
2024 | 3 | 24 | 11 | 43.8998 | 84.0608 | 285.0374
2024 | 3 | 24 | 12 | 44.2793 | 78.3315 | 283.1032
2024 | 3 | 24 | 13 | 44.3061 | 78.1242 | 282.5296
2024 | 3 | 24 | 14 | 44.2555 | 72.1056 | 279.4962
2024 | 3 | 24 | 15 | 45.249 | 71.464 | 281.7849
2024 | 3 | 24 | 16 | 47.0261 | 74.3581 | 293.089
2024 | 3 | 24 | 17 | 48.0047 | 73.5322 | 316.9179
2024 | 3 | 24 | 18 | 46.5557 | 76.9326 | 339.9228
2024 | 3 | 24 | 19 | 45.8951 | 78.8401 | 346.9266
2024 | 3 | 24 | 20 | 43.5815 | 80.3772 | 342.0887
2024 | 3 | 24 | 21 | 39.1362 | 76.6414 | 317.3133
2024 | 3 | 24 | 22 | 35.663 | 73.1787 | 292.2547
2024 | 3 | 24 | 23 | 33.3176 | 71.3407 | 269.0403
2024 | 3 | 25 | 0 | 33.3366 | 73.7643 | 259.5033
2024 | 3 | 25 | 1 | 32.7787 | 70.3537 | 258.7142
2024 | 3 | 25 | 2 | 32.4391 | 69.9626 | 256.9277
2024 | 3 | 25 | 3 | 32.5206 | 70.552 | 257.0883
2024 | 3 | 25 | 4 | 33.7731 | 71.5766 | 260.9171
2024 | 3 | 25 | 5 | 36.3594 | 74.9057 | 272.3408
2024 | 3 | 25 | 6 | 40.5253 | 84.5743 | 298.1421
2024 | 3 | 25 | 7 | 43.0369 | 93.3379 | 326.637
2024 | 3 | 25 | 8 | 44.1187 | 99.4635 | 332.8508
2024 | 3 | 25 | 9 | 44.4252 | 102.9161 | 324.7709
2024 | 3 | 25 | 10 | 44.5386 | 103.4868 | 309.8296
2024 | 3 | 25 | 11 | 44.6452 | 102.5297 | 300.4639
2024 | 3 | 25 | 12 | 45.191 | 95.6064 | 274.168
2024 | 3 | 25 | 13 | 45.1666 | 93.9266 | 269.636
2024 | 3 | 25 | 14 | 45.2846 | 84.1721 | 265.8431
2024 | 3 | 25 | 15 | 46.4081 | 84.9674 | 268.1219
2024 | 3 | 25 | 16 | 48.561 | 87.9939 | 281.0629
2024 | 3 | 25 | 17 | 50.0105 | 85.1527 | 309.0463
2024 | 3 | 25 | 18 | 49.2106 | 80.6191 | 327.2923
2024 | 3 | 25 | 19 | 48.975 | 82.8177 | 350.7034
2024 | 3 | 25 | 20 | 47.03 | 84.0571 | 357.9869
2024 | 3 | 25 | 21 | 42.9717 | 82.2647 | 339.9861
2024 | 3 | 25 | 22 | 39.1803 | 77.7777 | 315.6412
2024 | 3 | 25 | 23 | 36.2896 | 75.0588 | 291.9372
2024 | 3 | 26 | 0 | 34.8193 | 74.1538 | 277.4823
2024 | 3 | 26 | 1 | 34.9988 | 72.772 | 275.3511
2024 | 3 | 26 | 2 | 34.4719 | 71.8301 | 274.2044
2024 | 3 | 26 | 3 | 34.3604 | 72.0034 | 275.1005
2024 | 3 | 26 | 4 | 35.4054 | 72.4358 | 279.3581
2024 | 3 | 26 | 5 | 37.7363 | 75.5491 | 291.1516
2024 | 3 | 26 | 6 | 40.7295 | 84.7302 | 318.5043
2024 | 3 | 26 | 7 | 43.1088 | 93.0221 | 344.0698
2024 | 3 | 26 | 8 | 44.0713 | 97.7824 | 336.9791
2024 | 3 | 26 | 9 | 44.2235 | 99.9912 | 307.0547
2024 | 3 | 26 | 10 | 44.1967 | 101.8657 | 276.6786
2024 | 3 | 26 | 11 | 44.2945 | 103.2515 | 258.5387
2024 | 3 | 26 | 12 | 45.2074 | 97.9618 | 240.4638
2024 | 3 | 26 | 13 | 45.2099 | 97.3976 | 231.9881
2024 | 3 | 26 | 14 | 45.3812 | 92.1186 | 226.5431
2024 | 3 | 26 | 15 | 46.5035 | 91.3778 | 227.6911
2024 | 3 | 26 | 16 | 48.627 | 92.4206 | 245.0323
2024 | 3 | 26 | 17 | 50.3248 | 89.1296 | 281.9988
2024 | 3 | 26 | 18 | 50.6337 | 84.7826 | 313.2018
2024 | 3 | 26 | 19 | 50.7714 | 86.1393 | 342.7956
2024 | 3 | 26 | 20 | 48.9716 | 87.1854 | 354.3156
2024 | 3 | 26 | 21 | 45.2071 | 84.77 | 338.4907
2024 | 3 | 26 | 22 | 41.5513 | 80.638 | 314.5363
2024 | 3 | 26 | 23 | 38.7443 | 76.8078 | 291.0071
2024 | 3 | 27 | 0 | 36.7177 | 75.7036 | 283.36
2024 | 3 | 27 | 1 | 36.7227 | 74.7116 | 279.135
2024 | 3 | 27 | 2 | 36.2477 | 73.6886 | 277.2639
2024 | 3 | 27 | 3 | 36.144 | 73.5995 | 277.198
2024 | 3 | 27 | 4 | 37.1549 | 73.9576 | 280.9824
2024 | 3 | 27 | 5 | 39.4617 | 77.1952 | 292.1841
2024 | 3 | 27 | 6 | 42.5549 | 86.3139 | 314.509
2024 | 3 | 27 | 7 | 44.8795 | 94.4347 | 338.5968
2024 | 3 | 27 | 8 | 45.4652 | 98.5249 | 333.2375
2024 | 3 | 27 | 9 | 45.0786 | 101.6874 | 308.7731
2024 | 3 | 27 | 10 | 44.5439 | 102.8386 | 284.5597
2024 | 3 | 27 | 11 | 44.277 | 103.5641 | 270.3375
2024 | 3 | 27 | 12 | 43.4604 | 98.9368 | 284.2369
2024 | 3 | 27 | 13 | 43.0957 | 97.6871 | 281.3169
2024 | 3 | 27 | 14 | 42.9215 | 91.5553 | 278.0344
2024 | 3 | 27 | 15 | 43.8144 | 91.6708 | 278.7091
2024 | 3 | 27 | 16 | 46.0307 | 92.6672 | 289.7792
2024 | 3 | 27 | 17 | 47.8963 | 89.4981 | 314.6966
2024 | 3 | 27 | 18 | 49.6755 | 85.3846 | 332.9921
2024 | 3 | 27 | 19 | 50.0504 | 86.2714 | 350.4012
2024 | 3 | 27 | 20 | 48.9115 | 87.3666 | 356.8548
2024 | 3 | 27 | 21 | 45.3361 | 84.9053 | 338.4663
2024 | 3 | 27 | 22 | 41.6209 | 80.5703 | 312.4478
2024 | 3 | 27 | 23 | 38.5717 | 77.5871 | 286.855
2024 | 3 | 28 | 0 | 37.8804 | 76.8492 | 273.0762
2024 | 3 | 28 | 1 | 37.3621 | 75.9738 | 261.821
2024 | 3 | 28 | 2 | 36.9633 | 74.8603 | 257.5225
2024 | 3 | 28 | 3 | 36.9541 | 74.4518 | 255.6961
2024 | 3 | 28 | 4 | 38.0754 | 75.1481 | 257.7364
2024 | 3 | 28 | 5 | 40.439 | 78.2797 | 267.2576
2024 | 3 | 28 | 6 | 43.8724 | 87.0521 | 286.1382
2024 | 3 | 28 | 7 | 46.051 | 95.3775 | 312.7218
2024 | 3 | 28 | 8 | 46.513 | 100.3497 | 323.4213
2024 | 3 | 28 | 9 | 45.8532 | 103.8791 | 322.8656
2024 | 3 | 28 | 10 | 45.0533 | 106.1988 | 313.8894
2024 | 3 | 28 | 11 | 44.5582 | 107.4203 | 308.7588
2024 | 3 | 28 | 12 | 44.0698 | 102.3241 | 304.8788
2024 | 3 | 28 | 13 | 43.605 | 101.8443 | 305.603
2024 | 3 | 28 | 14 | 43.4599 | 96.076 | 303.938
2024 | 3 | 28 | 15 | 44.3361 | 94.5101 | 305.4553
2024 | 3 | 28 | 16 | 46.3689 | 95.4692 | 312.5894
2024 | 3 | 28 | 17 | 48.2662 | 91.6956 | 326.1946
2024 | 3 | 28 | 18 | 48.4051 | 85.3467 | 331.6786
2024 | 3 | 28 | 19 | 49.729 | 86.3281 | 337.3239
2024 | 3 | 28 | 20 | 49.4328 | 86.554 | 338.3289
2024 | 3 | 28 | 21 | 46.4813 | 82.9081 | 317.0902
2024 | 3 | 28 | 22 | 43.0163 | 78.6598 | 290.3295
2024 | 3 | 28 | 23 | 40.0765 | 75.9386 | 264.5389
2024 | 3 | 29 | 0 | 38.2477 | 75.998 | 255.7053
2024 | 3 | 29 | 1 | 27.7677 | 61.4129 | 227.8978
2024 | 3 | 29 | 2 | 27.2259 | 59.529 | 225.3264
2024 | 3 | 29 | 3 | 27.2698 | 66.139 | 223.8712
2024 | 3 | 29 | 4 | 27.7622 | 67.5124 | 229.7552
2024 | 3 | 29 | 5 | 28.7363 | 69.0892 | 238.1402
2024 | 3 | 29 | 6 | 29.8214 | 69.0129 | 241.4608
2024 | 3 | 29 | 7 | 30.6755 | 73.7326 | 255.3455
2024 | 3 | 29 | 8 | 32.2317 | 65.2796 | 274.5535
2024 | 3 | 29 | 9 | 33.3091 | 76.937 | 291.1751
2024 | 3 | 29 | 10 | 33.1608 | 79.8173 | 297.4076
2024 | 3 | 29 | 11 | 33.0032 | 78.7127 | 297.6403
2024 | 3 | 29 | 12 | 33.1808 | 68.3719 | 320.5669
2024 | 3 | 29 | 13 | 32.459 | 69.0531 | 324.7771
2024 | 3 | 29 | 14 | 31.6304 | 68.1058 | 314.9767
2024 | 3 | 29 | 15 | 32.8971 | 69.4069 | 316.3782
2024 | 3 | 29 | 16 | 34.5677 | 63.2409 | 317.481
2024 | 3 | 29 | 17 | 36.6065 | 71.0062 | 329.4708
2024 | 3 | 29 | 18 | 39.3732 | 62.1119 | 335.6482
2024 | 3 | 29 | 19 | 39.0821 | 69.7425 | 334.4
2024 | 3 | 29 | 20 | 38.2204 | 64.6892 | 334.6003
2024 | 3 | 29 | 21 | 36.8168 | 66.4333 | 317.3906
2024 | 3 | 29 | 22 | 36.0718 | 63.3117 | 298.9156
2024 | 3 | 29 | 23 | 35.1261 | 61.005 | 279.3402
2024 | 3 | 30 | 0 | 34.1194 | 62.9004 | 252.4811
2024 | 3 | 30 | 1 | 36.5904 | 70.6635 | 252.6888
2024 | 3 | 30 | 2 | 35.7839 | 69.3622 | 249.0965
2024 | 3 | 30 | 3 | 35.4125 | 69.2982 | 247.6098
2024 | 3 | 30 | 4 | 36.3744 | 70.487 | 250.27
2024 | 3 | 30 | 5 | 38.0577 | 72.6017 | 258.844
2024 | 3 | 30 | 6 | 40.7608 | 78.8448 | 281.4527
2024 | 3 | 30 | 7 | 41.6822 | 82.3298 | 294.5808
2024 | 3 | 30 | 8 | 42.4578 | 81.7948 | 289.1843
2024 | 3 | 30 | 9 | 43.8995 | 82.8865 | 273.5928
2024 | 3 | 30 | 10 | 44.8495 | 85.2101 | 256.6329
2024 | 3 | 30 | 11 | 45.2851 | 87.9605 | 246.0773
2024 | 3 | 30 | 12 | 44.0879 | 80.8246 | 239.6277
2024 | 3 | 30 | 13 | 43.3295 | 79.941 | 234.493
2024 | 3 | 30 | 14 | 42.6785 | 73.8897 | 228.2465
2024 | 3 | 30 | 15 | 42.9947 | 69.8659 | 227.4509
2024 | 3 | 30 | 16 | 44.4647 | 72.1379 | 243.4524
2024 | 3 | 30 | 17 | 45.7118 | 69.3491 | 278.8918
2024 | 3 | 30 | 18 | 45.4595 | 71.3249 | 313.1716
2024 | 3 | 30 | 19 | 45.5818 | 73.2421 | 334.0035
2024 | 3 | 30 | 20 | 44.4075 | 73.719 | 338.155
2024 | 3 | 30 | 21 | 41.1001 | 71.2655 | 322.58
2024 | 3 | 30 | 22 | 38.3866 | 69.1527 | 305.1255
2024 | 3 | 30 | 23 | 36.3653 | 65.733 | 288.9849
2024 | 3 | 31 | 0 | 36.0088 | 68.7971 | 284.2223
2024 | 3 | 31 | 1 | 33.9459 | 60.1863 | 279.6196
2024 | 3 | 31 | 2 | 32.9367 | 59.5939 | 275.1811
2024 | 3 | 31 | 3 | 32.7977 | 59.8752 | 273.1946
2024 | 3 | 31 | 4 | 33.4706 | 61.1646 | 274.3654
2024 | 3 | 31 | 5 | 34.4188 | 62.3599 | 279.4116
2024 | 3 | 31 | 6 | 35.4158 | 66.2473 | 290.3248
2024 | 3 | 31 | 7 | 36.6987 | 66.7869 | 301.1973
2024 | 3 | 31 | 8 | 38.7167 | 63.6325 | 302.3734
2024 | 3 | 31 | 9 | 40.7884 | 62.8914 | 290.6446
2024 | 3 | 31 | 10 | 42.3901 | 65.7904 | 272.6964
2024 | 3 | 31 | 11 | 43.965 | 65.7972 | 260.2571
2024 | 3 | 31 | 12 | 46.2139 | 68.0393 | 255.9508
2024 | 3 | 31 | 13 | 46.059 | 68.0704 | 245.1192
2024 | 3 | 31 | 14 | 45.6129 | 69.3874 | 242.6486
2024 | 3 | 31 | 15 | 46.1158 | 61.7982 | 245.5787
2024 | 3 | 31 | 16 | 46.8082 | 62.0714 | 242.6443
2024 | 3 | 31 | 17 | 46.4374 | 57.7441 | 263.763
2024 | 3 | 31 | 18 | 43.8644 | 56.8454 | 293.1176
2024 | 3 | 31 | 19 | 44.1906 | 59.3008 | 311.7609
2024 | 3 | 31 | 20 | 42.2462 | 57.4643 | 319.8046
2024 | 3 | 31 | 21 | 38.9966 | 60.8348 | 307.4157
2024 | 3 | 31 | 22 | 36.1983 | 59.2782 | 288.2421
2024 | 3 | 31 | 23 | 34.4587 | 55.605 | 268.5735
2024 | 4 | 1 | 0 | 34.1041 | 58.9135 | 256.8049
2024 | 4 | 1 | 1 | 34.4832 | 67.7087 | 249.2002
2024 | 4 | 1 | 2 | 34.2515 | 67.1272 | 246.2729
2024 | 4 | 1 | 3 | 34.3586 | 66.8749 | 245.0845
2024 | 4 | 1 | 4 | 35.2574 | 66.8119 | 248.9385
2024 | 4 | 1 | 5 | 37.4649 | 69.5418 | 257.5444
2024 | 4 | 1 | 6 | 39.75 | 80.7842 | 277.0398
2024 | 4 | 1 | 7 | 41.4751 | 89.6799 | 297.1338
2024 | 4 | 1 | 8 | 43.0027 | 98.6507 | 312.9466
2024 | 4 | 1 | 9 | 44.0172 | 104.439 | 315.2854
2024 | 4 | 1 | 10 | 44.3923 | 107.1111 | 309.3564
2024 | 4 | 1 | 11 | 44.6272 | 104.9117 | 298.7911
2024 | 4 | 1 | 12 | 42.7258 | 97.9454 | 295.3336
2024 | 4 | 1 | 13 | 42.0636 | 96.9486 | 295.8078
2024 | 4 | 1 | 14 | 41.8416 | 90.9391 | 295.55
2024 | 4 | 1 | 15 | 42.3944 | 90.9374 | 298.7142
2024 | 4 | 1 | 16 | 43.9485 | 93.0528 | 306.3749
2024 | 4 | 1 | 17 | 45.8065 | 87.1234 | 320.1832
2024 | 4 | 1 | 18 | 46.1522 | 85.2626 | 323.285
2024 | 4 | 1 | 19 | 47.1108 | 86.4326 | 334.6402
2024 | 4 | 1 | 20 | 47.1287 | 89.8581 | 341.5293
2024 | 4 | 1 | 21 | 43.6825 | 85.5159 | 317.9452
2024 | 4 | 1 | 22 | 39.7571 | 79.5316 | 290.0173
2024 | 4 | 1 | 23 | 36.7023 | 77.2178 | 261.7399
2024 | 4 | 2 | 0 | 36.4791 | 76.4335 | 255.7329
2024 | 4 | 2 | 1 | 35.9246 | 75.6517 | 242.1563
2024 | 4 | 2 | 2 | 35.4683 | 74.2511 | 239.7369
2024 | 4 | 2 | 3 | 35.4216 | 73.287 | 238.4393
2024 | 4 | 2 | 4 | 36.5615 | 71.9457 | 241.4174
2024 | 4 | 2 | 5 | 39.1459 | 74.4095 | 251.9686
2024 | 4 | 2 | 6 | 42.6479 | 82.9354 | 281.7612
2024 | 4 | 2 | 7 | 45.0697 | 92.0804 | 303.0348
2024 | 4 | 2 | 8 | 46.0985 | 100.4188 | 291.3492
2024 | 4 | 2 | 9 | 46.0258 | 104.7152 | 260.9217
2024 | 4 | 2 | 10 | 45.8243 | 108.3782 | 231.7324
2024 | 4 | 2 | 11 | 45.5845 | 107.1739 | 215.6095
2024 | 4 | 2 | 12 | 44.6926 | 102.3905 | 202.0905
2024 | 4 | 2 | 13 | 44.4066 | 101.8634 | 194.4335
2024 | 4 | 2 | 14 | 44.2665 | 90.9043 | 192.2661
2024 | 4 | 2 | 15 | 45.2719 | 94.7356 | 198.1578
2024 | 4 | 2 | 16 | 47.3691 | 98.6152 | 215.2613
2024 | 4 | 2 | 17 | 48.9 | 96.0789 | 245.6301
2024 | 4 | 2 | 18 | 49.1549 | 89.6804 | 281.3789
2024 | 4 | 2 | 19 | 49.1401 | 87.5105 | 300.5404
2024 | 4 | 2 | 20 | 48.2549 | 93.5021 | 312.559
2024 | 4 | 2 | 21 | 44.3883 | 85.1702 | 295.2063
2024 | 4 | 2 | 22 | 40.3503 | 82.3492 | 271.1525
2024 | 4 | 2 | 23 | 37.3493 | 82.46 | 248.042
2024 | 4 | 3 | 0 | 36.5382 | 82.5957 | 236.0152
2024 | 4 | 3 | 1 | 36.008 | 77.024 | 230.1071
2024 | 4 | 3 | 2 | 35.5547 | 75.523 | 228.4214
2024 | 4 | 3 | 3 | 35.457 | 74.6681 | 227.4863
2024 | 4 | 3 | 4 | 36.6302 | 73.0531 | 231.2252
2024 | 4 | 3 | 5 | 39.2417 | 75.9182 | 242.8337
2024 | 4 | 3 | 6 | 42.8085 | 83.7271 | 270.1862
2024 | 4 | 3 | 7 | 45.2757 | 91.6714 | 290.827
2024 | 4 | 3 | 8 | 46.2974 | 98.8103 | 278.5594
2024 | 4 | 3 | 9 | 46.3921 | 101.249 | 248.8786
2024 | 4 | 3 | 10 | 46.5234 | 102.099 | 220.9427
2024 | 4 | 3 | 11 | 46.5036 | 101.2907 | 205.3241
2024 | 4 | 3 | 12 | 44.4208 | 98.4797 | 198.3333
2024 | 4 | 3 | 13 | 44.0427 | 97.3458 | 192.5059
2024 | 4 | 3 | 14 | 43.8913 | 83.9145 | 191.6843
2024 | 4 | 3 | 15 | 44.7981 | 87.0807 | 197.4022
2024 | 4 | 3 | 16 | 46.8959 | 92.7916 | 214.8477
2024 | 4 | 3 | 17 | 48.5822 | 90.3014 | 245.4494
2024 | 4 | 3 | 18 | 48.2605 | 88.8688 | 280.4178
2024 | 4 | 3 | 19 | 49.5025 | 88.0623 | 300.787
2024 | 4 | 3 | 20 | 49.9566 | 94.4944 | 314.0319
2024 | 4 | 3 | 21 | 46.9911 | 87.5158 | 298.0527
2024 | 4 | 3 | 22 | 43.1583 | 84.4447 | 273.6824
2024 | 4 | 3 | 23 | 39.9415 | 83.3778 | 250.3009
2024 | 4 | 4 | 0 | 37.6099 | 81.058 | 231.6434
2024 | 4 | 4 | 1 | 37.6485 | 77.3755 | 226.6868
2024 | 4 | 4 | 2 | 37.2618 | 76.0471 | 224.3753
2024 | 4 | 4 | 3 | 37.2711 | 74.8893 | 223.3343
2024 | 4 | 4 | 4 | 38.3872 | 73.0169 | 226.8203
2024 | 4 | 4 | 5 | 40.8984 | 75.8821 | 238.1624
2024 | 4 | 4 | 6 | 44.627 | 85.3711 | 262.4793
2024 | 4 | 4 | 7 | 46.8419 | 92.6533 | 283.5732
2024 | 4 | 4 | 8 | 47.2743 | 99.6527 | 274.3941
2024 | 4 | 4 | 9 | 46.3206 | 101.4629 | 249.5742
2024 | 4 | 4 | 10 | 45.1875 | 103.0862 | 225.4944
2024 | 4 | 4 | 11 | 44.3213 | 103.7122 | 213.3267
2024 | 4 | 4 | 12 | 42.5559 | 99.3791 | 206.4498
2024 | 4 | 4 | 13 | 41.8922 | 98.6593 | 201.6519
2024 | 4 | 4 | 14 | 41.5576 | 85.3911 | 201.3768
2024 | 4 | 4 | 15 | 42.4716 | 86.705 | 208.01
2024 | 4 | 4 | 16 | 44.6288 | 93.3961 | 223.3859
2024 | 4 | 4 | 17 | 46.518 | 90.6274 | 249.5571
2024 | 4 | 4 | 18 | 47.2055 | 89.4775 | 272.5421
2024 | 4 | 4 | 19 | 48.5738 | 88.8155 | 291.5985
2024 | 4 | 4 | 20 | 49.1951 | 94.1438 | 304.8377
2024 | 4 | 4 | 21 | 46.2628 | 85.7055 | 288.919
2024 | 4 | 4 | 22 | 42.4989 | 82.6109 | 265.0195
2024 | 4 | 4 | 23 | 39.428 | 81.4866 | 241.8215
2024 | 4 | 5 | 0 | 38.3149 | 78.8929 | 228.0103
2024 | 4 | 5 | 1 | 37.7431 | 78.8318 | 218.248
2024 | 4 | 5 | 2 | 37.2646 | 76.7662 | 214.6755
2024 | 4 | 5 | 3 | 37.1831 | 75.2826 | 212.6748
2024 | 4 | 5 | 4 | 38.2605 | 74.2221 | 215.4685
2024 | 4 | 5 | 5 | 40.7342 | 76.2061 | 225.9644
2024 | 4 | 5 | 6 | 43.961 | 85.5317 | 253.4915
2024 | 4 | 5 | 7 | 46.1569 | 93.707 | 274.6624
2024 | 4 | 5 | 8 | 46.8813 | 100.5041 | 269.7703
2024 | 4 | 5 | 9 | 46.349 | 103.771 | 252.6251
2024 | 4 | 5 | 10 | 45.7318 | 106.103 | 233.2147
2024 | 4 | 5 | 11 | 45.1311 | 107.5696 | 220.8216
2024 | 4 | 5 | 12 | 45.5103 | 98.2514 | 199.1983
2024 | 4 | 5 | 13 | 45.018 | 97.2869 | 194.0652
2024 | 4 | 5 | 14 | 44.7224 | 85.7558 | 193.1593
2024 | 4 | 5 | 15 | 45.3575 | 86.1004 | 198.5769
2024 | 4 | 5 | 16 | 46.9611 | 90.9275 | 212.6219
2024 | 4 | 5 | 17 | 48.0746 | 87.8729 | 236.2007
2024 | 4 | 5 | 18 | 48.2673 | 86.0349 | 274.3259
2024 | 4 | 5 | 19 | 48.3367 | 84.9424 | 284.2771
2024 | 4 | 5 | 20 | 47.9662 | 91.1954 | 291.7596
2024 | 4 | 5 | 21 | 44.7422 | 83.1512 | 273.953
2024 | 4 | 5 | 22 | 41.3153 | 80.45 | 252.452
2024 | 4 | 5 | 23 | 38.4463 | 77.8824 | 232.5265
2024 | 4 | 6 | 0 | 36.6559 | 77.7908 | 221.455
2024 | 4 | 6 | 1 | 34.5737 | 72.852 | 210.1088
2024 | 4 | 6 | 2 | 33.6315 | 71.5239 | 205.5807
2024 | 4 | 6 | 3 | 33.0954 | 70.3401 | 202.5427
2024 | 4 | 6 | 4 | 33.7474 | 69.2553 | 203.7123
2024 | 4 | 6 | 5 | 35.2093 | 70.9859 | 209.5698
2024 | 4 | 6 | 6 | 37.4094 | 76.6527 | 218.2191
2024 | 4 | 6 | 7 | 38.7048 | 79.3696 | 231.3949
2024 | 4 | 6 | 8 | 40.5272 | 81.1233 | 244.1821
2024 | 4 | 6 | 9 | 42.84 | 83.2214 | 252.7838
2024 | 4 | 6 | 10 | 44.4767 | 85.4552 | 247.7921
2024 | 4 | 6 | 11 | 45.1669 | 87.3892 | 243.8616
2024 | 4 | 6 | 12 | 44.7757 | 85.5532 | 223.4258
2024 | 4 | 6 | 13 | 44.3271 | 84.2134 | 220.0797
2024 | 4 | 6 | 14 | 43.8738 | 75.3517 | 217.1078
2024 | 4 | 6 | 15 | 44.403 | 75.2831 | 223.8229
2024 | 4 | 6 | 16 | 45.8077 | 79.4452 | 238.0776
2024 | 4 | 6 | 17 | 46.2385 | 79.4296 | 259.3085
2024 | 4 | 6 | 18 | 44.1671 | 78.4179 | 294.0062
2024 | 4 | 6 | 19 | 42.993 | 77.6282 | 292.1051
2024 | 4 | 6 | 20 | 41.4912 | 82.3216 | 291.3928
2024 | 4 | 6 | 21 | 37.5529 | 75.2746 | 272.387
2024 | 4 | 6 | 22 | 34.3916 | 73.2927 | 253.7485
2024 | 4 | 6 | 23 | 32.3605 | 73.501 | 236.1592
2024 | 4 | 7 | 0 | 32.7968 | 74.8938 | 216.0706
2024 | 4 | 7 | 1 | 31.7289 | 71.5668 | 218.2292
2024 | 4 | 7 | 2 | 31.0311 | 70.1743 | 214.931
2024 | 4 | 7 | 3 | 30.6184 | 69.3096 | 212.6964
2024 | 4 | 7 | 4 | 31.2184 | 69.1853 | 214.6009
2024 | 4 | 7 | 5 | 32.5094 | 70.41 | 220.8973
2024 | 4 | 7 | 6 | 34.1292 | 75.5236 | 231.026
2024 | 4 | 7 | 7 | 35.3832 | 77.5368 | 240.8007
2024 | 4 | 7 | 8 | 37.3622 | 79.5162 | 245.2017
2024 | 4 | 7 | 9 | 39.9341 | 82.2091 | 243.7633
2024 | 4 | 7 | 10 | 42.2759 | 85.3674 | 232.5044
2024 | 4 | 7 | 11 | 43.5001 | 86.8045 | 224.368
2024 | 4 | 7 | 12 | 44.0927 | 80.7815 | 198.8933
2024 | 4 | 7 | 13 | 44.0166 | 80.4557 | 193.4002
2024 | 4 | 7 | 14 | 44.0394 | 74.4228 | 190.2688
2024 | 4 | 7 | 15 | 44.8361 | 75.2825 | 197.6321
2024 | 4 | 7 | 16 | 46.5 | 78.3817 | 218.889
2024 | 4 | 7 | 17 | 47.8026 | 78.9546 | 251.8255
2024 | 4 | 7 | 18 | 47.7714 | 79.5436 | 305.2755
2024 | 4 | 7 | 19 | 46.9453 | 78.3891 | 307.4941
2024 | 4 | 7 | 20 | 45.6636 | 84.3019 | 309.5855
2024 | 4 | 7 | 21 | 41.8889 | 76.7031 | 288.7849
2024 | 4 | 7 | 22 | 38.2744 | 74.6623 | 264.2405
2024 | 4 | 7 | 23 | 35.7902 | 75.0106 | 241.3231
2024 | 4 | 8 | 0 | 33.4866 | 76.9148 | 235.2526
2024 | 4 | 8 | 1 | 34.151 | 74.2285 | 227.6879
2024 | 4 | 8 | 2 | 33.8973 | 73.4732 | 225.7102
2024 | 4 | 8 | 3 | 34.0269 | 73.3048 | 224.8196
2024 | 4 | 8 | 4 | 35.288 | 72.9307 | 228.2821
2024 | 4 | 8 | 5 | 37.9401 | 75.5575 | 239.7576
2024 | 4 | 8 | 6 | 42.0725 | 84.6416 | 256.7554
2024 | 4 | 8 | 7 | 44.5301 | 93.1105 | 282.8677
2024 | 4 | 8 | 8 | 45.231 | 102.3232 | 296.4204
2024 | 4 | 8 | 9 | 44.4342 | 104.8483 | 303.6751
2024 | 4 | 8 | 10 | 43.5029 | 107.1355 | 298.5348
2024 | 4 | 8 | 11 | 42.8376 | 107.1172 | 293.8824
2024 | 4 | 8 | 12 | 41.4323 | 103.788 | 281.2951
2024 | 4 | 8 | 13 | 40.8503 | 102.6354 | 279.7103
2024 | 4 | 8 | 14 | 40.5554 | 92.637 | 279.2646
2024 | 4 | 8 | 15 | 41.4347 | 94.1808 | 285.3685
2024 | 4 | 8 | 16 | 43.8255 | 97.593 | 298.5916
2024 | 4 | 8 | 17 | 46.068 | 95.642 | 313.0379
2024 | 4 | 8 | 18 | 47.1374 | 87.9226 | 319.9617
2024 | 4 | 8 | 19 | 48.1596 | 87.6126 | 321.7966
2024 | 4 | 8 | 20 | 48.5589 | 93.2787 | 324.6302
2024 | 4 | 8 | 21 | 45.5652 | 85.7588 | 302.9647
2024 | 4 | 8 | 22 | 41.6868 | 83.2434 | 276.024
2024 | 4 | 8 | 23 | 38.5341 | 81.9417 | 251.4759
2024 | 4 | 9 | 0 | 37.5977 | 81.6916 | 242.0367
2024 | 4 | 9 | 1 | 36.0131 | 77.2825 | 232.5497
2024 | 4 | 9 | 2 | 35.6258 | 76.0783 | 229.5934
2024 | 4 | 9 | 3 | 35.5718 | 75.0613 | 228.0771
2024 | 4 | 9 | 4 | 36.747 | 73.7148 | 230.8357
2024 | 4 | 9 | 5 | 39.2649 | 76.1927 | 241.5721
2024 | 4 | 9 | 6 | 43.1209 | 83.443 | 265.09
2024 | 4 | 9 | 7 | 45.3044 | 91.3861 | 288.7616
2024 | 4 | 9 | 8 | 45.5433 | 98.3329 | 296.4758
2024 | 4 | 9 | 9 | 44.2415 | 100.3989 | 296.0959
2024 | 4 | 9 | 10 | 42.921 | 102.0368 | 286.3557
2024 | 4 | 9 | 11 | 42.0538 | 104.8192 | 278.1361
2024 | 4 | 9 | 12 | 41.3654 | 101.0085 | 273.826
2024 | 4 | 9 | 13 | 40.8064 | 100.0637 | 272.5356
2024 | 4 | 9 | 14 | 40.3717 | 89.4947 | 272.436
2024 | 4 | 9 | 15 | 41.0366 | 90.2493 | 278.7172
2024 | 4 | 9 | 16 | 43.0452 | 95.4475 | 292.3707
2024 | 4 | 9 | 17 | 45.0567 | 93.1625 | 305.5714
2024 | 4 | 9 | 18 | 46.3646 | 88.6732 | 316.1859
2024 | 4 | 9 | 19 | 47.074 | 87.8567 | 317.1325
2024 | 4 | 9 | 20 | 47.3213 | 93.2016 | 319.9113
2024 | 4 | 9 | 21 | 44.1864 | 85.4849 | 298.907
2024 | 4 | 9 | 22 | 40.2744 | 82.8214 | 272.1129
2024 | 4 | 9 | 23 | 37.1654 | 81.133 | 247.3758
2024 | 4 | 10 | 0 | 35.8392 | 80.0347 | 237.1343
2024 | 4 | 10 | 1 | 34.7628 | 78.7763 | 236.2489
2024 | 4 | 10 | 2 | 34.2978 | 77.3689 | 234.0489
2024 | 4 | 10 | 3 | 34.1582 | 75.9797 | 233.0607
2024 | 4 | 10 | 4 | 35.384 | 74.4433 | 236.4555
2024 | 4 | 10 | 5 | 38.0209 | 76.9141 | 247.7906
2024 | 4 | 10 | 6 | 41.8383 | 85.0454 | 276.3403
2024 | 4 | 10 | 7 | 44.2468 | 92.7408 | 297.7739
2024 | 4 | 10 | 8 | 45.2006 | 98.5556 | 293.8999
2024 | 4 | 10 | 9 | 45.3341 | 100.2835 | 277.0005
2024 | 4 | 10 | 10 | 45.6006 | 101.0473 | 258.6525
2024 | 4 | 10 | 11 | 45.7424 | 104.8033 | 246.5064
2024 | 4 | 10 | 12 | 45.658 | 99.1397 | 242.5605
2024 | 4 | 10 | 13 | 45.5173 | 97.9977 | 238.4589
2024 | 4 | 10 | 14 | 45.633 | 87.0919 | 237.7379
2024 | 4 | 10 | 15 | 46.6975 | 88.5555 | 242.7213
2024 | 4 | 10 | 16 | 48.8296 | 93.3909 | 258.5625
2024 | 4 | 10 | 17 | 50.2249 | 90.3801 | 282.5165
2024 | 4 | 10 | 18 | 48.9003 | 86.2815 | 293.1602
2024 | 4 | 10 | 19 | 48.6345 | 85.5164 | 315.3908
2024 | 4 | 10 | 20 | 47.9711 | 91.0897 | 329.7574
2024 | 4 | 10 | 21 | 44.158 | 84.6405 | 316.6049
2024 | 4 | 10 | 22 | 39.9409 | 82.1196 | 292.0712
2024 | 4 | 10 | 23 | 36.7058 | 79.9858 | 268.1902
2024 | 4 | 11 | 0 | 35.9645 | 80.6299 | 256.2112
2024 | 4 | 11 | 1 | 34.9416 | 75.8644 | 248.3732
2024 | 4 | 11 | 2 | 34.3812 | 75.067 | 245.8197
2024 | 4 | 11 | 3 | 34.2507 | 73.9649 | 245.019
2024 | 4 | 11 | 4 | 35.3048 | 72.0003 | 248.3996
2024 | 4 | 11 | 5 | 37.7793 | 74.7403 | 259.4753
2024 | 4 | 11 | 6 | 41.7438 | 79.2456 | 288.487
2024 | 4 | 11 | 7 | 43.8426 | 85.7495 | 308.1133
2024 | 4 | 11 | 8 | 44.0354 | 92.602 | 297.4832
2024 | 4 | 11 | 9 | 42.9151 | 94.3306 | 270.8059
2024 | 4 | 11 | 10 | 41.7662 | 95.1271 | 246.2753
2024 | 4 | 11 | 11 | 41.0438 | 97.0683 | 232.6038
2024 | 4 | 11 | 12 | 40.0659 | 96.1688 | 217.0825
2024 | 4 | 11 | 13 | 39.5141 | 95.7114 | 210.6814
2024 | 4 | 11 | 14 | 39.057 | 82.3796 | 208.7301
2024 | 4 | 11 | 15 | 39.7338 | 83.3656 | 212.6653
2024 | 4 | 11 | 16 | 41.4669 | 90.1029 | 228.087
2024 | 4 | 11 | 17 | 43.2822 | 85.7016 | 257.2051
2024 | 4 | 11 | 18 | 45.291 | 85.1475 | 285.4575
2024 | 4 | 11 | 19 | 46.0991 | 85.0557 | 310.289
2024 | 4 | 11 | 20 | 46.3604 | 90.1913 | 326.1028
2024 | 4 | 11 | 21 | 43.535 | 83.6976 | 314.6148
2024 | 4 | 11 | 22 | 39.7292 | 81.4211 | 291.5627
2024 | 4 | 11 | 23 | 36.6529 | 79.3532 | 267.988
2024 | 4 | 12 | 0 | 34.7927 | 77.7172 | 252.9001
2024 | 4 | 12 | 1 | 34.3221 | 76.3956 | 245.3065
2024 | 4 | 12 | 2 | 33.7258 | 74.9842 | 242.6274
2024 | 4 | 12 | 3 | 33.5614 | 73.912 | 241.9303
2024 | 4 | 12 | 4 | 34.5355 | 72.4545 | 245.4917
2024 | 4 | 12 | 5 | 36.9458 | 74.6617 | 256.9157
2024 | 4 | 12 | 6 | 40.4783 | 82.7656 | 285.2068
2024 | 4 | 12 | 7 | 42.7145 | 89.7658 | 304.085
2024 | 4 | 12 | 8 | 43.1891 | 94.9284 | 291.4211
2024 | 4 | 12 | 9 | 42.2591 | 97.1053 | 262.4766
2024 | 4 | 12 | 10 | 41.2751 | 97.7888 | 235.9044
2024 | 4 | 12 | 11 | 40.5978 | 101.3875 | 218.7217
2024 | 4 | 12 | 12 | 39.9164 | 95.5727 | 199.6786
2024 | 4 | 12 | 13 | 39.2976 | 94.6913 | 192.3906
2024 | 4 | 12 | 14 | 38.7533 | 83.3065 | 189.6551
2024 | 4 | 12 | 15 | 39.0769 | 82.2121 | 191.8191
2024 | 4 | 12 | 16 | 40.5208 | 87.3157 | 206.6415
2024 | 4 | 12 | 17 | 42.1016 | 83.0267 | 236.3457
2024 | 4 | 12 | 18 | 44.0036 | 80.573 | 267.1085
2024 | 4 | 12 | 19 | 44.7626 | 80.1686 | 293.2045
2024 | 4 | 12 | 20 | 45.2651 | 85.8463 | 308.4283
2024 | 4 | 12 | 21 | 42.895 | 79.9784 | 297.9474
2024 | 4 | 12 | 22 | 39.6565 | 77.9003 | 278.2532
2024 | 4 | 12 | 23 | 36.7054 | 74.169 | 258.4055
2024 | 4 | 13 | 0 | 33.9632 | 73.2853 | 245.0171
2024 | 4 | 13 | 1 | 32.8059 | 70.1863 | 231.7031
2024 | 4 | 13 | 2 | 31.9379 | 68.8765 | 227.2526
2024 | 4 | 13 | 3 | 31.5203 | 67.6423 | 224.8183
2024 | 4 | 13 | 4 | 31.9347 | 66.1427 | 226.3209
2024 | 4 | 13 | 5 | 33.2204 | 67.2773 | 232.831
2024 | 4 | 13 | 6 | 35.0076 | 71.3509 | 246.8691
2024 | 4 | 13 | 7 | 36.6819 | 74.77 | 253.7217
2024 | 4 | 13 | 8 | 38.4886 | 77.0475 | 246.5607
2024 | 4 | 13 | 9 | 39.8864 | 80.5153 | 234.2194
2024 | 4 | 13 | 10 | 40.4222 | 83.5746 | 221.4284
2024 | 4 | 13 | 11 | 40.5744 | 86.6593 | 213.3074
2024 | 4 | 13 | 12 | 39.9541 | 81.4706 | 190.9112
2024 | 4 | 13 | 13 | 39.1853 | 80.4836 | 183.8241
2024 | 4 | 13 | 14 | 38.4309 | 72.8312 | 178.7314
2024 | 4 | 13 | 15 | 38.44 | 71.8725 | 181.2007
2024 | 4 | 13 | 16 | 39.699 | 74.9994 | 194.9053
2024 | 4 | 13 | 17 | 40.9317 | 74.2452 | 225.0527
2024 | 4 | 13 | 18 | 40.6727 | 72.1831 | 251.1057
2024 | 4 | 13 | 19 | 40.6355 | 71.3028 | 268.4757
2024 | 4 | 13 | 20 | 40.5161 | 74.8094 | 276.4038
2024 | 4 | 13 | 21 | 37.9601 | 70.5204 | 264.0586
2024 | 4 | 13 | 22 | 35.0421 | 68.8 | 246.5407
2024 | 4 | 13 | 23 | 32.8599 | 67.9781 | 229.4517
2024 | 4 | 14 | 0 | 31.8958 | 69.032 | 216.9225
2024 | 4 | 14 | 1 | 30.1957 | 65.4466 | 211.0261
2024 | 4 | 14 | 2 | 29.5108 | 64.6707 | 206.1001
2024 | 4 | 14 | 3 | 29.1476 | 64.2513 | 203.328
2024 | 4 | 14 | 4 | 29.5384 | 63.8781 | 204.4871
2024 | 4 | 14 | 5 | 30.647 | 65.2604 | 209.9087
2024 | 4 | 14 | 6 | 32.6096 | 69.5025 | 219.4543
2024 | 4 | 14 | 7 | 34.148 | 70.6006 | 224.2932
2024 | 4 | 14 | 8 | 36.3711 | 71.1059 | 221.126
2024 | 4 | 14 | 9 | 38.4676 | 72.8245 | 217.6939
2024 | 4 | 14 | 10 | 39.6177 | 74.7893 | 211.5238
2024 | 4 | 14 | 11 | 40.1261 | 79.0594 | 214.3275
2024 | 4 | 14 | 12 | 38.7963 | 75.4124 | 223.1112
2024 | 4 | 14 | 13 | 38.4432 | 74.9646 | 223.3282
2024 | 4 | 14 | 14 | 38.0764 | 68.505 | 218.0037
2024 | 4 | 14 | 15 | 38.6824 | 69.3123 | 218.7087
2024 | 4 | 14 | 16 | 40.6121 | 72.5619 | 232.8933
2024 | 4 | 14 | 17 | 42.2346 | 72.2851 | 257.1715
2024 | 4 | 14 | 18 | 42.0137 | 75.5055 | 273.2695
2024 | 4 | 14 | 19 | 41.8949 | 75.4073 | 279.6333
2024 | 4 | 14 | 20 | 41.6412 | 79.9293 | 280.5994
2024 | 4 | 14 | 21 | 38.5715 | 75.4002 | 262.9102
2024 | 4 | 14 | 22 | 34.9541 | 73.0565 | 238.9528
2024 | 4 | 14 | 23 | 32.4243 | 71.851 | 216.1446
2024 | 4 | 15 | 0 | 31.6447 | 71.5955 | 202.6286
2024 | 4 | 15 | 1 | 30.8505 | 71.2019 | 193.4377
2024 | 4 | 15 | 2 | 30.4692 | 70.4597 | 190.9481
2024 | 4 | 15 | 3 | 30.4609 | 70.162 | 190.0759
2024 | 4 | 15 | 4 | 31.6508 | 69.7547 | 194.1232
2024 | 4 | 15 | 5 | 34.2277 | 72.2612 | 205.5518
2024 | 4 | 15 | 6 | 38.0706 | 79.1565 | 231.1958
2024 | 4 | 15 | 7 | 40.6114 | 87.4048 | 250.2403
2024 | 4 | 15 | 8 | 41.5186 | 95.1144 | 240.6578
2024 | 4 | 15 | 9 | 41.4495 | 97.3045 | 219.7402
2024 | 4 | 15 | 10 | 41.5439 | 97.7238 | 202.8399
2024 | 4 | 15 | 11 | 41.6794 | 100.1446 | 199.7146
2024 | 4 | 15 | 12 | 40.54 | 94.1625 | 204.2863
2024 | 4 | 15 | 13 | 40.3262 | 93.0838 | 201.5286
2024 | 4 | 15 | 14 | 40.1876 | 82.7199 | 200.5946
2024 | 4 | 15 | 15 | 41.0297 | 81.7684 | 204.7793
2024 | 4 | 15 | 16 | 42.9909 | 86.9689 | 219.186
2024 | 4 | 15 | 17 | 44.7992 | 82.5307 | 245.1898
2024 | 4 | 15 | 18 | 47.1913 | 78.9254 | 268.8258
2024 | 4 | 15 | 19 | 46.7717 | 79.1955 | 282.4802
2024 | 4 | 15 | 20 | 45.7991 | 83.2359 | 288.1421
2024 | 4 | 15 | 21 | 42.1828 | 78.7109 | 270.7575
2024 | 4 | 15 | 22 | 38.0819 | 76.5862 | 243.8205
2024 | 4 | 15 | 23 | 34.9449 | 72.9953 | 218.3339
2024 | 4 | 16 | 0 | 32.8838 | 73.4656 | 204.3284
2024 | 4 | 16 | 1 | 32.765 | 71.9634 | 190.8774
2024 | 4 | 16 | 2 | 32.2509 | 70.7226 | 187.5485
2024 | 4 | 16 | 3 | 32.0863 | 70.3963 | 186.0258
2024 | 4 | 16 | 4 | 33.1786 | 69.6471 | 189.4897
2024 | 4 | 16 | 5 | 35.6083 | 71.8901 | 199.9937
2024 | 4 | 16 | 6 | 39.2721 | 78.7519 | 226.0524
2024 | 4 | 16 | 7 | 41.6717 | 86.403 | 243.4592
2024 | 4 | 16 | 8 | 42.2724 | 93.345 | 231.2746
2024 | 4 | 16 | 9 | 41.6372 | 94.283 | 208.5615
2024 | 4 | 16 | 10 | 41.0448 | 96.9719 | 193.3992
2024 | 4 | 16 | 11 | 40.7937 | 100.7635 | 190.9575
2024 | 4 | 16 | 12 | 39.8925 | 101.3873 | 206.9139
2024 | 4 | 16 | 13 | 39.474 | 100.9396 | 205.9592
2024 | 4 | 16 | 14 | 39.2347 | 95.4087 | 206.4332
2024 | 4 | 16 | 15 | 39.9323 | 95.1587 | 211.631
2024 | 4 | 16 | 16 | 41.9651 | 96.7468 | 226.0522
2024 | 4 | 16 | 17 | 44.15 | 93.2339 | 247.671
2024 | 4 | 16 | 18 | 47.2194 | 88.758 | 268.4412
2024 | 4 | 16 | 19 | 46.844 | 86.8181 | 280.2903
2024 | 4 | 16 | 20 | 46.1203 | 89.9145 | 286.106
2024 | 4 | 16 | 21 | 42.5032 | 83.1725 | 269.1506
2024 | 4 | 16 | 22 | 38.3747 | 81.487 | 242.2462
2024 | 4 | 16 | 23 | 35.1685 | 77.3679 | 216.5382
2024 | 4 | 17 | 0 | 35.1321 | 76.663 | 203.0891
2024 | 4 | 17 | 1 | 34.0178 | 74.3177 | 189.1045
2024 | 4 | 17 | 2 | 33.4693 | 72.6541 | 185.9859
2024 | 4 | 17 | 3 | 33.2424 | 71.7274 | 184.0737
2024 | 4 | 17 | 4 | 34.3284 | 71.2802 | 187.1478
2024 | 4 | 17 | 5 | 36.7549 | 73.4506 | 197.5921
2024 | 4 | 17 | 6 | 39.9246 | 81.7749 | 221.5005
2024 | 4 | 17 | 7 | 42.3502 | 90.3438 | 239.8988
2024 | 4 | 17 | 8 | 43.3419 | 96.7104 | 234.8178
2024 | 4 | 17 | 9 | 43.8423 | 100.6459 | 219.9994
2024 | 4 | 17 | 10 | 44.3991 | 102.8387 | 207.6485
2024 | 4 | 17 | 11 | 44.8677 | 105.7154 | 203.198
2024 | 4 | 17 | 12 | 44.4994 | 104.604 | 208.9943
2024 | 4 | 17 | 13 | 44.4607 | 103.6001 | 208.8631
2024 | 4 | 17 | 14 | 44.6031 | 96.4657 | 209.244
2024 | 4 | 17 | 15 | 45.8424 | 97.0837 | 212.5224
2024 | 4 | 17 | 16 | 48.0537 | 98.5432 | 227.2347
2024 | 4 | 17 | 17 | 49.3461 | 94.9387 | 250.0427
2024 | 4 | 17 | 18 | 48.3007 | 87.3073 | 270.7382
2024 | 4 | 17 | 19 | 47.8761 | 85.5745 | 282.065
2024 | 4 | 17 | 20 | 46.9486 | 88.7606 | 287.1331
2024 | 4 | 17 | 21 | 43.2657 | 82.7407 | 270.4768
2024 | 4 | 17 | 22 | 39.0436 | 80.5388 | 242.5295
2024 | 4 | 17 | 23 | 35.8007 | 77.139 | 215.9517
2024 | 4 | 18 | 0 | 35.4495 | 76.1354 | 203.2066
2024 | 4 | 18 | 1 | 33.9946 | 75.3499 | 190.5931
2024 | 4 | 18 | 2 | 33.4319 | 73.9744 | 186.7714
2024 | 4 | 18 | 3 | 33.2394 | 73.2175 | 185.1778
2024 | 4 | 18 | 4 | 34.3338 | 72.7013 | 188.4786
2024 | 4 | 18 | 5 | 36.7377 | 75.0033 | 198.9701
2024 | 4 | 18 | 6 | 40.6961 | 79.3985 | 223.7551
2024 | 4 | 18 | 7 | 43.0726 | 86.5922 | 241.3019
2024 | 4 | 18 | 8 | 43.9835 | 93.6029 | 234.4969
2024 | 4 | 18 | 9 | 44.1852 | 95.1421 | 218.0996
2024 | 4 | 18 | 10 | 44.2809 | 97.1878 | 206.3469
2024 | 4 | 18 | 11 | 44.3728 | 100.46 | 203.6706
2024 | 4 | 18 | 12 | 44.154 | 98.2755 | 209.2389
2024 | 4 | 18 | 13 | 44.014 | 98.2603 | 210.4793
2024 | 4 | 18 | 14 | 44.1166 | 88.781 | 211.3024
2024 | 4 | 18 | 15 | 45.2468 | 87.6011 | 214.4827
2024 | 4 | 18 | 16 | 47.1416 | 92.078 | 228.0133
2024 | 4 | 18 | 17 | 48.4026 | 87.0832 | 249.5074
2024 | 4 | 18 | 18 | 47.8709 | 86.9463 | 263.8422
2024 | 4 | 18 | 19 | 47.4666 | 86.3781 | 280.3447
2024 | 4 | 18 | 20 | 46.5382 | 89.8535 | 287.506
2024 | 4 | 18 | 21 | 42.9887 | 83.7676 | 272.5865
2024 | 4 | 18 | 22 | 38.8837 | 81.8304 | 246.1584
2024 | 4 | 18 | 23 | 35.6988 | 78.4947 | 219.4563
2024 | 4 | 19 | 0 | 34.8468 | 77.7371 | 205.5684
2024 | 4 | 19 | 1 | 34.4604 | 76.0441 | 190.8384
2024 | 4 | 19 | 2 | 33.8834 | 74.6549 | 186.8092
2024 | 4 | 19 | 3 | 33.7099 | 74.0285 | 185.0753
2024 | 4 | 19 | 4 | 34.802 | 73.3262 | 188.0275
2024 | 4 | 19 | 5 | 37.2416 | 75.3797 | 198.3114
2024 | 4 | 19 | 6 | 41.0119 | 82.9762 | 224.5427
2024 | 4 | 19 | 7 | 43.3714 | 89.8963 | 241.7174
2024 | 4 | 19 | 8 | 44.1825 | 94.6779 | 232.7754
2024 | 4 | 19 | 9 | 43.7081 | 96.5941 | 214.3448
2024 | 4 | 19 | 10 | 43.2079 | 97.7923 | 200.6048
2024 | 4 | 19 | 11 | 42.845 | 102.6212 | 195.3331
2024 | 4 | 19 | 12 | 42.9222 | 99.6834 | 208.543
2024 | 4 | 19 | 13 | 42.3801 | 98.6689 | 208.7786
2024 | 4 | 19 | 14 | 42.0405 | 89.7603 | 207.9923
2024 | 4 | 19 | 15 | 42.4518 | 87.6765 | 209.323
2024 | 4 | 19 | 16 | 43.8784 | 91.1681 | 221.2755
2024 | 4 | 19 | 17 | 45.313 | 87.2098 | 242.9659
2024 | 4 | 19 | 18 | 45.139 | 84.284 | 261.6379
2024 | 4 | 19 | 19 | 46.0778 | 83.7987 | 276.9258
2024 | 4 | 19 | 20 | 46.7218 | 88.0759 | 281.7646
2024 | 4 | 19 | 21 | 44.7205 | 82.2975 | 268.3536
2024 | 4 | 19 | 22 | 41.4767 | 80.4561 | 245.6972
2024 | 4 | 19 | 23 | 38.3094 | 75.8008 | 222.7265
2024 | 4 | 20 | 0 | 35.5681 | 73.9184 | 207.611
2024 | 4 | 20 | 1 | 34.3509 | 72.9744 | 194.1218
2024 | 4 | 20 | 2 | 33.4923 | 71.8016 | 188.5789
2024 | 4 | 20 | 3 | 33.1069 | 70.947 | 185.2279
2024 | 4 | 20 | 4 | 33.7056 | 70.4766 | 185.4556
2024 | 4 | 20 | 5 | 35.1475 | 71.6357 | 189.617
2024 | 4 | 20 | 6 | 37.5088 | 76.0945 | 198.6162
2024 | 4 | 20 | 7 | 39.0232 | 78.1658 | 211.1398
2024 | 4 | 20 | 8 | 40.5485 | 79.1515 | 228.4571
2024 | 4 | 20 | 9 | 41.6763 | 80.6833 | 237.7507
2024 | 4 | 20 | 10 | 41.9986 | 82.6335 | 236.7202
2024 | 4 | 20 | 11 | 42.0259 | 88.3383 | 232.6572
2024 | 4 | 20 | 12 | 41.0553 | 81.8938 | 222.2071
2024 | 4 | 20 | 13 | 40.1752 | 80.5582 | 219.6583
2024 | 4 | 20 | 14 | 39.374 | 71.5256 | 216.2912
2024 | 4 | 20 | 15 | 39.3199 | 69.9222 | 220.1739
2024 | 4 | 20 | 16 | 40.4913 | 74.1319 | 232.3502
2024 | 4 | 20 | 17 | 41.8737 | 72.0055 | 253.5202
2024 | 4 | 20 | 18 | 42.4502 | 72.8707 | 258.2619
2024 | 4 | 20 | 19 | 42.9301 | 73.2394 | 269.2932
2024 | 4 | 20 | 20 | 43.1165 | 76.8325 | 271.6012
2024 | 4 | 20 | 21 | 41.1137 | 72.6954 | 260.3135
2024 | 4 | 20 | 22 | 38.2343 | 71.6528 | 241.9831
2024 | 4 | 20 | 23 | 35.7643 | 69.4321 | 222.2707
2024 | 4 | 21 | 0 | 33.611 | 71.8781 | 205.7016
2024 | 4 | 21 | 1 | 32.8655 | 68.1337 | 197.8099
2024 | 4 | 21 | 2 | 32.2229 | 67.3146 | 194.7234
2024 | 4 | 21 | 3 | 31.9506 | 66.9006 | 193.1031
2024 | 4 | 21 | 4 | 32.4676 | 66.4761 | 194.4821
2024 | 4 | 21 | 5 | 33.7184 | 67.4946 | 199.0026
2024 | 4 | 21 | 6 | 35.666 | 70.0655 | 203.8825
2024 | 4 | 21 | 7 | 36.8088 | 71.0801 | 211.6558
2024 | 4 | 21 | 8 | 38.2259 | 70.7937 | 216.5446
2024 | 4 | 21 | 9 | 39.4263 | 70.5038 | 212.0137
2024 | 4 | 21 | 10 | 39.8213 | 71.5434 | 206.9558
2024 | 4 | 21 | 11 | 39.8677 | 78.4577 | 198.9841
2024 | 4 | 21 | 12 | 38.8673 | 79.6635 | 206.4405
2024 | 4 | 21 | 13 | 38.2842 | 79.6628 | 204.4844
2024 | 4 | 21 | 14 | 37.7448 | 75.5051 | 206.1991
2024 | 4 | 21 | 15 | 38.1766 | 73.7806 | 211.9355
2024 | 4 | 21 | 16 | 39.9924 | 76.2155 | 226.3569
2024 | 4 | 21 | 17 | 41.933 | 74.9961 | 252.6154
2024 | 4 | 21 | 18 | 42.9886 | 76.3908 | 270.2798
2024 | 4 | 21 | 19 | 43.6979 | 75.1924 | 280.1109
2024 | 4 | 21 | 20 | 44.0816 | 78.6493 | 282.0469
2024 | 4 | 21 | 21 | 41.7662 | 72.885 | 268.7568
2024 | 4 | 21 | 22 | 38.2665 | 71.501 | 243.4671
2024 | 4 | 21 | 23 | 35.4281 | 69.8591 | 218.383
2024 | 4 | 22 | 0 | 33.7728 | 70.9426 | 203.8634
2024 | 4 | 22 | 1 | 32.9451 | 69.2449 | 199.4273
2024 | 4 | 22 | 2 | 32.5901 | 68.6462 | 197.4476
2024 | 4 | 22 | 3 | 32.6715 | 68.4029 | 197.1559
2024 | 4 | 22 | 4 | 33.8391 | 68.5497 | 201.1192
2024 | 4 | 22 | 5 | 36.4388 | 70.5883 | 213.5702
2024 | 4 | 22 | 6 | 40.0519 | 78.4356 | 234.3822
2024 | 4 | 22 | 7 | 42.3245 | 86.7383 | 256.3058
2024 | 4 | 22 | 8 | 42.6921 | 94.6481 | 262.8344
2024 | 4 | 22 | 9 | 41.7134 | 98.4152 | 261.3718
2024 | 4 | 22 | 10 | 40.8805 | 100.2807 | 255.3041
2024 | 4 | 22 | 11 | 40.4591 | 104.0276 | 247.0622
2024 | 4 | 22 | 12 | 39.2011 | 103.4741 | 247.1929
2024 | 4 | 22 | 13 | 38.6915 | 102.6925 | 247.8035
2024 | 4 | 22 | 14 | 38.2504 | 95.0816 | 246.8815
2024 | 4 | 22 | 15 | 38.849 | 95.1836 | 247.1202
2024 | 4 | 22 | 16 | 40.7429 | 96.4307 | 259.5802
2024 | 4 | 22 | 17 | 42.8019 | 92.1087 | 275.8212
2024 | 4 | 22 | 18 | 43.9779 | 83.69 | 282.6937
2024 | 4 | 22 | 19 | 44.8109 | 82.618 | 287.9282
2024 | 4 | 22 | 20 | 45.2919 | 84.9409 | 289.4767
2024 | 4 | 22 | 21 | 42.9863 | 79.0634 | 273.2206
2024 | 4 | 22 | 22 | 39.108 | 77.2219 | 246.467
2024 | 4 | 22 | 23 | 35.6991 | 73.8571 | 221.9847
2024 | 4 | 23 | 0 | 33.3046 | 73.2614 | 206.8376
2024 | 4 | 23 | 1 | 32.0515 | 73.3582 | 198.1048
2024 | 4 | 23 | 2 | 31.5084 | 72.0113 | 194.7088
2024 | 4 | 23 | 3 | 31.3987 | 71.1039 | 193.2433
2024 | 4 | 23 | 4 | 32.4222 | 70.8652 | 196.121
2024 | 4 | 23 | 5 | 34.8292 | 72.6408 | 207.0183
2024 | 4 | 23 | 6 | 38.0562 | 79.052 | 229.4789
2024 | 4 | 23 | 7 | 40.341 | 87.3065 | 249.1787
2024 | 4 | 23 | 8 | 40.9854 | 93.0986 | 252.0075
2024 | 4 | 23 | 9 | 40.5883 | 95.3292 | 247.1078
2024 | 4 | 23 | 10 | 40.1708 | 97.4327 | 239.2648
2024 | 4 | 23 | 11 | 40.1075 | 104.1027 | 232.9993
2024 | 4 | 23 | 12 | 40.1434 | 101.2641 | 239.0382
2024 | 4 | 23 | 13 | 40.1796 | 100.6976 | 240.393
2024 | 4 | 23 | 14 | 40.3653 | 94.2342 | 240.3841
2024 | 4 | 23 | 15 | 41.4379 | 93.4224 | 243.5364
2024 | 4 | 23 | 16 | 43.5034 | 95.7193 | 255.2937
2024 | 4 | 23 | 17 | 45.1726 | 91.3407 | 271.3133
2024 | 4 | 23 | 18 | 45.435 | 85.4691 | 276.5587
2024 | 4 | 23 | 19 | 45.5739 | 84.3066 | 284.6044
2024 | 4 | 23 | 20 | 45.2209 | 86.7008 | 286.9949
2024 | 4 | 23 | 21 | 42.2569 | 81.3225 | 272.2077
2024 | 4 | 23 | 22 | 38.1906 | 79.5613 | 246.6066
2024 | 4 | 23 | 23 | 34.7173 | 75.1459 | 221.3897
2024 | 4 | 24 | 0 | 33.1353 | 75.2529 | 205.9368
2024 | 4 | 24 | 1 | 31.2076 | 75.0473 | 197.8816
2024 | 4 | 24 | 2 | 30.605 | 73.307 | 195.9961
2024 | 4 | 24 | 3 | 30.41 | 72.0697 | 195.1542
2024 | 4 | 24 | 4 | 31.375 | 71.8435 | 198.7926
2024 | 4 | 24 | 5 | 33.6917 | 73.6503 | 210.3625
2024 | 4 | 24 | 6 | 37.1625 | 79.4831 | 234.9322
2024 | 4 | 24 | 7 | 39.2866 | 87.9064 | 253.415
2024 | 4 | 24 | 8 | 39.7527 | 93.3632 | 243.5555
2024 | 4 | 24 | 9 | 39.61 | 96.7926 | 224.2316
2024 | 4 | 24 | 10 | 39.2263 | 98.3383 | 210.6959
2024 | 4 | 24 | 11 | 39.2998 | 104.1534 | 205.0489
2024 | 4 | 24 | 12 | 39.1665 | 98.0523 | 217.5437
2024 | 4 | 24 | 13 | 39.355 | 97.4125 | 215.361
2024 | 4 | 24 | 14 | 39.5574 | 91.0295 | 214.0422
2024 | 4 | 24 | 15 | 40.8627 | 89.2063 | 216.4103
2024 | 4 | 24 | 16 | 43.1607 | 92.0377 | 229.7451
2024 | 4 | 24 | 17 | 44.5856 | 86.6685 | 253.177
2024 | 4 | 24 | 18 | 45.3105 | 83.5038 | 277.9015
2024 | 4 | 24 | 19 | 45.558 | 82.4914 | 285.9656
2024 | 4 | 24 | 20 | 45.2531 | 85.0226 | 289.6016
2024 | 4 | 24 | 21 | 42.1143 | 80.5557 | 276.42
2024 | 4 | 24 | 22 | 37.787 | 78.3577 | 249.5325
2024 | 4 | 24 | 23 | 34.2183 | 74.2244 | 223.7691
2024 | 4 | 25 | 0 | 32.7514 | 74.8124 | 207.0486
2024 | 4 | 25 | 1 | 30.7786 | 72.33 | 213.905
2024 | 4 | 25 | 2 | 30.134 | 70.821 | 211.3953
2024 | 4 | 25 | 3 | 29.9046 | 69.6043 | 211.3199
2024 | 4 | 25 | 4 | 30.7584 | 69.1173 | 215.4387
2024 | 4 | 25 | 5 | 32.7665 | 70.9983 | 227.5394
2024 | 4 | 25 | 6 | 36.3673 | 78.1807 | 241.8278
2024 | 4 | 25 | 7 | 38.4043 | 86.2075 | 265.4605
2024 | 4 | 25 | 8 | 38.8659 | 91.9367 | 277.3751
2024 | 4 | 25 | 9 | 38.8325 | 95.1501 | 286.6894
2024 | 4 | 25 | 10 | 38.6258 | 97.4433 | 289.2877
2024 | 4 | 25 | 11 | 38.8722 | 103.5187 | 287.5442
2024 | 4 | 25 | 12 | 39.3853 | 98.6853 | 283.1189
2024 | 4 | 25 | 13 | 39.6743 | 98.7133 | 286.1319
2024 | 4 | 25 | 14 | 39.9455 | 91.6759 | 286.8962
2024 | 4 | 25 | 15 | 41.0586 | 89.2731 | 289.1009
2024 | 4 | 25 | 16 | 42.785 | 92.2745 | 299.576
2024 | 4 | 25 | 17 | 44.0249 | 85.9146 | 311.2463
2024 | 4 | 25 | 18 | 45.6276 | 78.9573 | 310.981
2024 | 4 | 25 | 19 | 45.7359 | 78.8544 | 318.4125
2024 | 4 | 25 | 20 | 45.2452 | 80.7484 | 323.8492
2024 | 4 | 25 | 21 | 41.9863 | 77.4222 | 311.1132
2024 | 4 | 25 | 22 | 37.8683 | 75.9632 | 285.4355
2024 | 4 | 25 | 23 | 34.3626 | 70.0585 | 259.6937
2024 | 4 | 26 | 0 | 32.5366 | 70.2352 | 245.4749
2024 | 4 | 26 | 1 | 30.8705 | 70.1156 | 241.0934
2024 | 4 | 26 | 2 | 30.1393 | 68.4266 | 239.095
2024 | 4 | 26 | 3 | 29.7834 | 67.8722 | 239.3633
2024 | 4 | 26 | 4 | 30.5398 | 67.2943 | 243.2288
2024 | 4 | 26 | 5 | 32.4304 | 68.3122 | 255.12
2024 | 4 | 26 | 6 | 35.7378 | 76.1611 | 282.9434
2024 | 4 | 26 | 7 | 37.9959 | 84.0695 | 299.6173
2024 | 4 | 26 | 8 | 39.0104 | 88.7578 | 286.0849
2024 | 4 | 26 | 9 | 39.5009 | 90.7094 | 259.1968
2024 | 4 | 26 | 10 | 39.4858 | 92.9734 | 237.8218
2024 | 4 | 26 | 11 | 39.6884 | 99.5252 | 221.1302
2024 | 4 | 26 | 12 | 40.0332 | 99.9186 | 259.735
2024 | 4 | 26 | 13 | 40.1945 | 100.1246 | 258.1241
2024 | 4 | 26 | 14 | 40.1101 | 91.2258 | 255.2309
2024 | 4 | 26 | 15 | 40.8869 | 90.2957 | 255.0195
2024 | 4 | 26 | 16 | 42.5222 | 92.0987 | 263.8228
2024 | 4 | 26 | 17 | 43.3855 | 85.9229 | 282.354
2024 | 4 | 26 | 18 | 44.3118 | 78.1584 | 273.3236
2024 | 4 | 26 | 19 | 44.2397 | 77.6965 | 298.6874
2024 | 4 | 26 | 20 | 43.8508 | 79.5803 | 310.5872
2024 | 4 | 26 | 21 | 40.8925 | 76.8618 | 304.5054
2024 | 4 | 26 | 22 | 37.1205 | 75.4272 | 285.0976
2024 | 4 | 26 | 23 | 33.7155 | 67.4308 | 264.0178
2024 | 4 | 27 | 0 | 31.7769 | 66.7738 | 248.5837
2024 | 4 | 27 | 1 | 29.5041 | 64.8964 | 247.0066
2024 | 4 | 27 | 2 | 28.4575 | 63.8314 | 243.5263
2024 | 4 | 27 | 3 | 27.983 | 63.0792 | 242.6204
2024 | 4 | 27 | 4 | 27.967 | 62.0348 | 245.267
2024 | 4 | 27 | 5 | 28.9513 | 62.7132 | 252.7072
2024 | 4 | 27 | 6 | 30.6973 | 66.3112 | 263.0774
2024 | 4 | 27 | 7 | 32.7117 | 69.4395 | 270.5337
2024 | 4 | 27 | 8 | 35.428 | 69.9873 | 266.4933
2024 | 4 | 27 | 9 | 37.6457 | 74.4481 | 258.3355
2024 | 4 | 27 | 10 | 38.3861 | 78.1752 | 247.9488
2024 | 4 | 27 | 11 | 39.1791 | 86.2215 | 239.8437
2024 | 4 | 27 | 12 | 39.1253 | 85.4651 | 270.3177
2024 | 4 | 27 | 13 | 39.0856 | 84.8438 | 264.4688
2024 | 4 | 27 | 14 | 38.7909 | 79.6496 | 258.5998
2024 | 4 | 27 | 15 | 39.136 | 79.3728 | 261.0194
2024 | 4 | 27 | 16 | 40.35 | 79.7433 | 273.3893
2024 | 4 | 27 | 17 | 41.0545 | 78.2986 | 292.7326
2024 | 4 | 27 | 18 | 40.2381 | 73.6485 | 276.8822
2024 | 4 | 27 | 19 | 39.8338 | 73.2935 | 294.2856
2024 | 4 | 27 | 20 | 39.0959 | 72.96 | 300.6233
2024 | 4 | 27 | 21 | 36.5558 | 72.7061 | 292.0645
2024 | 4 | 27 | 22 | 33.2662 | 71.2477 | 274.1749
2024 | 4 | 27 | 23 | 30.8544 | 66.3984 | 255.4485
2024 | 4 | 28 | 0 | 29.9445 | 64.1305 | 244.1223
2024 | 4 | 28 | 1 | 28.0685 | 63.2366 | 241.8148
2024 | 4 | 28 | 2 | 27.2763 | 62.2849 | 238.1865
2024 | 4 | 28 | 3 | 26.9746 | 61.9648 | 236.9335
2024 | 4 | 28 | 4 | 27.0291 | 61.5179 | 239.2905
2024 | 4 | 28 | 5 | 27.9131 | 61.3137 | 246.0869
2024 | 4 | 28 | 6 | 29.5758 | 59.6279 | 261.6036
2024 | 4 | 28 | 7 | 31.3443 | 60.4373 | 263.0076
2024 | 4 | 28 | 8 | 33.8022 | 61.1327 | 249.5206
2024 | 4 | 28 | 9 | 35.9734 | 64.5806 | 235.5412
2024 | 4 | 28 | 10 | 36.7654 | 67.9241 | 225.4874
2024 | 4 | 28 | 11 | 37.6066 | 75.39 | 216.8211
2024 | 4 | 28 | 12 | 38.0876 | 75.9887 | 262.5886
2024 | 4 | 28 | 13 | 38.3484 | 76.2857 | 261.0288
2024 | 4 | 28 | 14 | 38.3711 | 76.7312 | 257.2572
2024 | 4 | 28 | 15 | 39.2482 | 77.0147 | 258.9387
2024 | 4 | 28 | 16 | 41.0467 | 73.1781 | 270.398
2024 | 4 | 28 | 17 | 42.3148 | 72.3407 | 290.695
2024 | 4 | 28 | 18 | 42.2252 | 71.0557 | 323.3235
2024 | 4 | 28 | 19 | 42.0649 | 69.9091 | 319.2386
2024 | 4 | 28 | 20 | 41.3486 | 70.7603 | 314.7059
2024 | 4 | 28 | 21 | 38.566 | 71.1166 | 298.2046
2024 | 4 | 28 | 22 | 34.7373 | 70.1346 | 272.4232
2024 | 4 | 28 | 23 | 31.875 | 66.2726 | 247.1365
2024 | 4 | 29 | 0 | 30.4285 | 65.5748 | 231.7692
2024 | 4 | 29 | 1 | 31.084 | 66.73 | 234.0587
2024 | 4 | 29 | 2 | 30.7083 | 65.764 | 230.9123
2024 | 4 | 29 | 3 | 30.6841 | 66.0319 | 229.9481
2024 | 4 | 29 | 4 | 31.78 | 67.0712 | 233.1356
2024 | 4 | 29 | 5 | 34.2394 | 69.1831 | 244.5864
2024 | 4 | 29 | 6 | 38.2394 | 76.7076 | 260.1547
2024 | 4 | 29 | 7 | 40.8487 | 85.5031 | 283.0741
2024 | 4 | 29 | 8 | 42.0099 | 93.0181 | 293.2193
2024 | 4 | 29 | 9 | 42.5969 | 96.0356 | 300.9787
2024 | 4 | 29 | 10 | 42.601 | 99.0219 | 303.0108
2024 | 4 | 29 | 11 | 42.9207 | 103.1585 | 301.7054
2024 | 4 | 29 | 12 | 42.5931 | 98.6407 | 300.6189
2024 | 4 | 29 | 13 | 42.8269 | 97.947 | 302.2158
2024 | 4 | 29 | 14 | 42.8299 | 94.8557 | 300.6165
2024 | 4 | 29 | 15 | 43.8276 | 92.4136 | 300.4367
2024 | 4 | 29 | 16 | 45.9653 | 91.5487 | 307.4799
2024 | 4 | 29 | 17 | 47.4589 | 85.7179 | 318.6746
2024 | 4 | 29 | 18 | 46.4733 | 83.3243 | 330.061
2024 | 4 | 29 | 19 | 46.0375 | 83.3561 | 325.5705
2024 | 4 | 29 | 20 | 45.6504 | 83.9316 | 323.0833
2024 | 4 | 29 | 21 | 42.717 | 80.9704 | 306.0672
2024 | 4 | 29 | 22 | 38.5415 | 78.8955 | 277.4445
2024 | 4 | 29 | 23 | 34.9995 | 71.6978 | 249.8213
2024 | 4 | 30 | 0 | 33.6127 | 70.8388 | 235.6265
2024 | 4 | 30 | 1 | 34.6813 | 73.8032 | 230.3008
2024 | 4 | 30 | 2 | 33.9862 | 72.0523 | 226.7635
2024 | 4 | 30 | 3 | 33.6521 | 71.558 | 225.3689
2024 | 4 | 30 | 4 | 34.6201 | 72.0127 | 228.3919
2024 | 4 | 30 | 5 | 36.8507 | 73.8818 | 240.3353
2024 | 4 | 30 | 6 | 40.1304 | 78.2621 | 261.548
2024 | 4 | 30 | 7 | 43.1823 | 87.0026 | 285.7011
2024 | 4 | 30 | 8 | 44.4897 | 93.1429 | 296.5109
2024 | 4 | 30 | 9 | 44.7566 | 94.8147 | 300.0643
2024 | 4 | 30 | 10 | 44.5063 | 96.6446 | 296.6379
2024 | 4 | 30 | 11 | 44.6123 | 104.5565 | 288.0008
2024 | 4 | 30 | 12 | 44.2774 | 104.9713 | 278.9796
2024 | 4 | 30 | 13 | 44.2112 | 104.7927 | 278.6038
2024 | 4 | 30 | 14 | 43.8815 | 101.656 | 277.6813
2024 | 4 | 30 | 15 | 44.8402 | 98.2941 | 278.9133
2024 | 4 | 30 | 16 | 47.315 | 99.2328 | 290.0425
2024 | 4 | 30 | 17 | 49.3057 | 93.2703 | 304.1874
2024 | 4 | 30 | 18 | 49.7349 | 88.273 | 320.568
2024 | 4 | 30 | 19 | 49.6057 | 86.7243 | 318.5836
2024 | 4 | 30 | 20 | 49.1721 | 88.1623 | 318.0796
2024 | 4 | 30 | 21 | 46.1855 | 84.5897 | 302.7775
2024 | 4 | 30 | 22 | 41.6067 | 82.7992 | 274.235
2024 | 4 | 30 | 23 | 37.5245 | 75.5754 | 247.3372
2024 | 5 | 1 | 0 | 36.1386 | 76.0414 | 230.9909
2024 | 5 | 1 | 1 | 36.3598 | 66.2854 | 230.3689
2024 | 5 | 1 | 2 | 35.8113 | 64.8657 | 227.3564
2024 | 5 | 1 | 3 | 35.591 | 64.585 | 226.0372
2024 | 5 | 1 | 4 | 36.757 | 65.9856 | 230.1962
2024 | 5 | 1 | 5 | 39.5377 | 69.4189 | 243.4218
2024 | 5 | 1 | 6 | 43.1113 | 78.2687 | 259.1519
2024 | 5 | 1 | 7 | 46.2475 | 87.8345 | 282.6981
2024 | 5 | 1 | 8 | 47.38 | 97.2818 | 290.7848
2024 | 5 | 1 | 9 | 47.6295 | 101.149 | 293.6893
2024 | 5 | 1 | 10 | 47.8969 | 104.9801 | 297.0081
2024 | 5 | 1 | 11 | 48.01 | 102.6083 | 296.1557
2024 | 5 | 1 | 12 | 48.2964 | 95.8492 | 215.4566
2024 | 5 | 1 | 13 | 48.2014 | 96.3434 | 210.7736
2024 | 5 | 1 | 14 | 47.8052 | 95.1754 | 209.661
2024 | 5 | 1 | 15 | 48.4537 | 89.81 | 210.1818
2024 | 5 | 1 | 16 | 50.7325 | 88.8494 | 223.1966
2024 | 5 | 1 | 17 | 52.2056 | 81.7569 | 255.1766
2024 | 5 | 1 | 18 | 50.7544 | 79.3501 | 278.692
2024 | 5 | 1 | 19 | 50.2272 | 77.128 | 304.8757
2024 | 5 | 1 | 20 | 49.913 | 76.5176 | 322.2316
2024 | 5 | 1 | 21 | 46.9742 | 76.2704 | 318.427
2024 | 5 | 1 | 22 | 42.2153 | 72.9702 | 290.9576
2024 | 5 | 1 | 23 | 38.3187 | 66.5117 | 262.5384
2024 | 5 | 2 | 0 | 37.309 | 67.0889 | 250.8871
2024 | 5 | 2 | 1 | 37.8844 | 68.7003 | 247.3066
2024 | 5 | 2 | 2 | 37.2464 | 67.5327 | 243.9496
2024 | 5 | 2 | 3 | 37.0296 | 67.2639 | 242.9512
2024 | 5 | 2 | 4 | 38.177 | 68.4546 | 247.6365
2024 | 5 | 2 | 5 | 40.9796 | 71.9763 | 261.4093
2024 | 5 | 2 | 6 | 45.0602 | 81.2136 | 284.694
2024 | 5 | 2 | 7 | 47.8443 | 90.7529 | 303.9997
2024 | 5 | 2 | 8 | 48.8278 | 100.665 | 292.4592
2024 | 5 | 2 | 9 | 49.0473 | 103.5769 | 269.864
2024 | 5 | 2 | 10 | 49.4341 | 108.3516 | 260.3891
2024 | 5 | 2 | 11 | 49.6411 | 105.6859 | 259.2431
2024 | 5 | 2 | 12 | 50.4447 | 97.0783 | 261.8529
2024 | 5 | 2 | 13 | 50.5671 | 97.7789 | 261.0816
2024 | 5 | 2 | 14 | 50.4256 | 94.6703 | 260.9122
2024 | 5 | 2 | 15 | 51.0374 | 88.1909 | 262.0734
2024 | 5 | 2 | 16 | 52.7358 | 89.9523 | 270.5791
2024 | 5 | 2 | 17 | 54.0846 | 82.5295 | 291.3421
2024 | 5 | 2 | 18 | 53.1368 | 80.8214 | 316.0899
2024 | 5 | 2 | 19 | 52.7049 | 80.236 | 327.6687
2024 | 5 | 2 | 20 | 52.524 | 79.2618 | 335.4408
2024 | 5 | 2 | 21 | 49.5684 | 79.327 | 327.5408
2024 | 5 | 2 | 22 | 44.674 | 75.9085 | 298.1193
2024 | 5 | 2 | 23 | 40.8697 | 69.1568 | 267.9604
2024 | 5 | 3 | 0 | 39.2978 | 68.8625 | 242.8569
2024 | 5 | 3 | 1 | 39.546 | 69.3844 | 247.1193
2024 | 5 | 3 | 2 | 38.7123 | 68.1929 | 243.416
2024 | 5 | 3 | 3 | 38.334 | 68.4098 | 242.3983
2024 | 5 | 3 | 4 | 39.518 | 69.2537 | 246.9698
2024 | 5 | 3 | 5 | 42.2259 | 72.6523 | 261.39
2024 | 5 | 3 | 6 | 45.5319 | 81.4163 | 296.1509
2024 | 5 | 3 | 7 | 48.9365 | 90.8783 | 316.127
2024 | 5 | 3 | 8 | 50.2261 | 100.2419 | 302.0005
2024 | 5 | 3 | 9 | 50.1956 | 103.3989 | 274.783
2024 | 5 | 3 | 10 | 50.2462 | 106.986 | 258.3276
2024 | 5 | 3 | 11 | 50.0696 | 104.124 | 244.8372
2024 | 5 | 3 | 12 | 49.6137 | 97.4922 | 265.09
2024 | 5 | 3 | 13 | 49.1613 | 98.0432 | 261.4303
2024 | 5 | 3 | 14 | 48.4286 | 94.089 | 260.4164
2024 | 5 | 3 | 15 | 49.067 | 86.9102 | 262.6816
2024 | 5 | 3 | 16 | 51.5225 | 87.6783 | 271.6504
2024 | 5 | 3 | 17 | 52.9857 | 79.7338 | 292.1706
2024 | 5 | 3 | 18 | 54.5517 | 78.3423 | 278.5076
2024 | 5 | 3 | 19 | 53.9165 | 77.3893 | 310.1652
2024 | 5 | 3 | 20 | 53.1938 | 78.0705 | 328.7802
2024 | 5 | 3 | 21 | 50.5584 | 78.6814 | 326.9195
2024 | 5 | 3 | 22 | 46.2591 | 75.259 | 303.3103
2024 | 5 | 3 | 23 | 42.3768 | 67.8121 | 277.6683
2024 | 5 | 4 | 0 | 39.8129 | 65.8998 | 266.2982
2024 | 5 | 4 | 1 | 39.21 | 64.1361 | 255.0941
2024 | 5 | 4 | 2 | 38.1162 | 63.9865 | 248.8505
2024 | 5 | 4 | 3 | 37.6861 | 64.1257 | 245.5656
2024 | 5 | 4 | 4 | 38.2286 | 64.6278 | 247.4266
2024 | 5 | 4 | 5 | 40.0486 | 67.3073 | 254.8499
2024 | 5 | 4 | 6 | 42.1628 | 72.4216 | 258.6351
2024 | 5 | 4 | 7 | 44.9249 | 75.2376 | 272.5146
2024 | 5 | 4 | 8 | 48.724 | 79.9129 | 294.2395
2024 | 5 | 4 | 9 | 52.487 | 83.4002 | 311.256
2024 | 5 | 4 | 10 | 54.8647 | 86.6012 | 317.2885
2024 | 5 | 4 | 11 | 56.1556 | 84.7704 | 314.9902
2024 | 5 | 4 | 12 | 55.8296 | 77.1052 | 307.4902
2024 | 5 | 4 | 13 | 55.543 | 76.2424 | 304.3104
2024 | 5 | 4 | 14 | 55.2587 | 71.739 | 299.0797
2024 | 5 | 4 | 15 | 55.9379 | 67.3942 | 302.0924
2024 | 5 | 4 | 16 | 58.1585 | 68.8527 | 311.8769
2024 | 5 | 4 | 17 | 58.9546 | 65.7594 | 325.5704
2024 | 5 | 4 | 18 | 55.0908 | 69.1003 | 341.5664
2024 | 5 | 4 | 19 | 53.6596 | 69.8215 | 331.2098
2024 | 5 | 4 | 20 | 52.0967 | 69.5308 | 325.9136
2024 | 5 | 4 | 21 | 49.412 | 73.5063 | 313.787
2024 | 5 | 4 | 22 | 45.3384 | 69.7738 | 288.7004
2024 | 5 | 4 | 23 | 42.6198 | 65.848 | 264.807
2024 | 5 | 5 | 0 | 42.0821 | 64.0931 | 246.2872
2024 | 5 | 5 | 1 | 40.0285 | 65.1337 | 245.2134
2024 | 5 | 5 | 2 | 39.3447 | 64.8698 | 240.1174
2024 | 5 | 5 | 3 | 39.2248 | 64.8769 | 237.1277
2024 | 5 | 5 | 4 | 39.8745 | 65.027 | 238.6892
2024 | 5 | 5 | 5 | 41.3561 | 67.067 | 244.9177
2024 | 5 | 5 | 6 | 43.4314 | 68.6707 | 244.4284
2024 | 5 | 5 | 7 | 45.5083 | 70.8969 | 254.3993
2024 | 5 | 5 | 8 | 47.5196 | 74.2195 | 272.6158
2024 | 5 | 5 | 9 | 48.8405 | 76.8166 | 294.4685
2024 | 5 | 5 | 10 | 49.5957 | 80.1537 | 308.6949
2024 | 5 | 5 | 11 | 49.7433 | 78.0459 | 311.5301
2024 | 5 | 5 | 12 | 52.3978 | 73.7812 | 268.8938
2024 | 5 | 5 | 13 | 51.908 | 74.5415 | 265.9674
2024 | 5 | 5 | 14 | 51.419 | 74.383 | 264.1137
2024 | 5 | 5 | 15 | 51.7524 | 70.743 | 268.555
2024 | 5 | 5 | 16 | 53.4912 | 70.5248 | 281.9079
2024 | 5 | 5 | 17 | 55.3722 | 69.019 | 308.7028
2024 | 5 | 5 | 18 | 52.9046 | 73.3832 | 308.2793
2024 | 5 | 5 | 19 | 53.5999 | 71.5808 | 324.0304
2024 | 5 | 5 | 20 | 54.2212 | 71.3313 | 333.1895
2024 | 5 | 5 | 21 | 52.155 | 73.3618 | 326.6633
2024 | 5 | 5 | 22 | 47.9278 | 69.5135 | 299.7782
2024 | 5 | 5 | 23 | 44.3577 | 66.2903 | 270.3379
2024 | 5 | 6 | 0 | 41.3086 | 66.0847 | 259.29
2024 | 5 | 6 | 1 | 42.2746 | 66.5048 | 248.8012
2024 | 5 | 6 | 2 | 42.0273 | 66.0498 | 246.1388
2024 | 5 | 6 | 3 | 42.2425 | 66.7263 | 245.6798
2024 | 5 | 6 | 4 | 43.8567 | 68.3886 | 250.9226
2024 | 5 | 6 | 5 | 47.1345 | 71.8654 | 265.7048
2024 | 5 | 6 | 6 | 51.4793 | 83.7448 | 294.2863
2024 | 5 | 6 | 7 | 54.4774 | 95.079 | 314.8885
2024 | 5 | 6 | 8 | 54.8523 | 106.921 | 299.7644
2024 | 5 | 6 | 9 | 53.2995 | 110.0856 | 272.4215
2024 | 5 | 6 | 10 | 52.492 | 114.5818 | 259.2856
2024 | 5 | 6 | 11 | 51.7788 | 111.3598 | 251.3258
2024 | 5 | 6 | 12 | 54.5049 | 102.1012 | 229.7453
2024 | 5 | 6 | 13 | 54.0305 | 102.3267 | 223.4678
2024 | 5 | 6 | 14 | 53.9104 | 98.8379 | 220.3364
2024 | 5 | 6 | 15 | 54.7863 | 94.4283 | 220.9493
2024 | 5 | 6 | 16 | 57.444 | 94.7458 | 233.65
2024 | 5 | 6 | 17 | 59.6239 | 88.0282 | 267.2397
2024 | 5 | 6 | 18 | 58.0922 | 83.6285 | 296.5134
2024 | 5 | 6 | 19 | 58.1427 | 82.7763 | 320.33
2024 | 5 | 6 | 20 | 58.1178 | 81.9671 | 335.0507
2024 | 5 | 6 | 21 | 55.3879 | 82.355 | 328.7788
2024 | 5 | 6 | 22 | 50.2847 | 78.5571 | 299.9477
2024 | 5 | 6 | 23 | 45.9209 | 71.9716 | 269.95
2024 | 5 | 7 | 0 | 43.827 | 71.902 | 255.0499
2024 | 5 | 7 | 1 | 42.9186 | 70.8295 | 246.9745
2024 | 5 | 7 | 2 | 42.3651 | 70.1844 | 242.9691
2024 | 5 | 7 | 3 | 42.3082 | 70.4722 | 240.9799
2024 | 5 | 7 | 4 | 43.7914 | 70.88 | 244.4995
2024 | 5 | 7 | 5 | 46.9528 | 74.532 | 257.9048
2024 | 5 | 7 | 6 | 51.42 | 83.3962 | 286.0731
2024 | 5 | 7 | 7 | 54.2724 | 94.3605 | 308.581
2024 | 5 | 7 | 8 | 54.5609 | 103.9665 | 301.341
2024 | 5 | 7 | 9 | 52.9086 | 106.3364 | 281.5
2024 | 5 | 7 | 10 | 51.8127 | 110.7363 | 272.9717
2024 | 5 | 7 | 11 | 50.9731 | 108.8609 | 269.5728
2024 | 5 | 7 | 12 | 54.3238 | 103.8486 | 262.9787
2024 | 5 | 7 | 13 | 53.9329 | 104.1636 | 260.9849
2024 | 5 | 7 | 14 | 53.8398 | 100.2524 | 259.5016
2024 | 5 | 7 | 15 | 54.6559 | 96.6351 | 261.9582
2024 | 5 | 7 | 16 | 57.0883 | 97.8269 | 273.9583
2024 | 5 | 7 | 17 | 59.2461 | 91.5616 | 298.4973
2024 | 5 | 7 | 18 | 60.0302 | 87.0828 | 315.58
2024 | 5 | 7 | 19 | 58.9526 | 85.8482 | 332.3155
2024 | 5 | 7 | 20 | 57.5524 | 85.4956 | 339.4669
2024 | 5 | 7 | 21 | 54.0043 | 86.1542 | 330.8047
2024 | 5 | 7 | 22 | 48.7058 | 82.4239 | 300.0518
2024 | 5 | 7 | 23 | 44.6096 | 75.5608 | 268.3851
2024 | 5 | 8 | 0 | 43.4566 | 74.4366 | 250.1481
2024 | 5 | 8 | 1 | 41.6351 | 74.125 | 242.8022
2024 | 5 | 8 | 2 | 40.8616 | 72.5854 | 239.7038
2024 | 5 | 8 | 3 | 40.5832 | 72.2031 | 238.3809
2024 | 5 | 8 | 4 | 41.9707 | 72.5923 | 243.0614
2024 | 5 | 8 | 5 | 45.0652 | 75.4908 | 257.0728
2024 | 5 | 8 | 6 | 49.1033 | 85.6881 | 281.6811
2024 | 5 | 8 | 7 | 52.0226 | 96.9326 | 305.7972
2024 | 5 | 8 | 8 | 52.9865 | 104.4484 | 304.7184
2024 | 5 | 8 | 9 | 53.375 | 106.2797 | 293.1373
2024 | 5 | 8 | 10 | 54.181 | 109.1952 | 287.6093
2024 | 5 | 8 | 11 | 54.653 | 108.3595 | 282.3537
2024 | 5 | 8 | 12 | 54.9097 | 106.1854 | 295.2822
2024 | 5 | 8 | 13 | 54.8443 | 106.5006 | 293.9664
2024 | 5 | 8 | 14 | 55.0204 | 97.172 | 294.2662
2024 | 5 | 8 | 15 | 56.3697 | 95.5285 | 297.9458
2024 | 5 | 8 | 16 | 59.0988 | 98.1115 | 307.3568
2024 | 5 | 8 | 17 | 60.6186 | 91.9355 | 323.6957
2024 | 5 | 8 | 18 | 58.881 | 83.5789 | 345.1055
2024 | 5 | 8 | 19 | 57.6657 | 82.8433 | 343.8802
2024 | 5 | 8 | 20 | 56.0876 | 81.9721 | 345.8945
2024 | 5 | 8 | 21 | 52.4442 | 83.3772 | 334.9827
2024 | 5 | 8 | 22 | 47.0625 | 79.5508 | 303.0124
2024 | 5 | 8 | 23 | 42.9944 | 72.9333 | 271.6797
2024 | 5 | 9 | 0 | 42.2593 | 71.9846 | 249.655
2024 | 5 | 9 | 1 | 40.4908 | 68.423 | 243.6732
2024 | 5 | 9 | 2 | 39.789 | 67.6128 | 239.1537
2024 | 5 | 9 | 3 | 39.6317 | 67.6716 | 237.2384
2024 | 5 | 9 | 4 | 40.9463 | 67.9262 | 241.3745
2024 | 5 | 9 | 5 | 44.1403 | 71.7183 | 254.9442
2024 | 5 | 9 | 6 | 48.394 | 81.8282 | 280.5517
2024 | 5 | 9 | 7 | 51.6981 | 91.9919 | 305.6944
2024 | 5 | 9 | 8 | 52.8485 | 102.0906 | 311.2467
2024 | 5 | 9 | 9 | 52.8357 | 104.3941 | 309.3029
2024 | 5 | 9 | 10 | 52.9135 | 109.2743 | 307.9268
2024 | 5 | 9 | 11 | 52.7243 | 106.0168 | 302.5519
2024 | 5 | 9 | 12 | 52.4736 | 100.101 | 296.047
2024 | 5 | 9 | 13 | 52.1281 | 101.0232 | 295.5881
2024 | 5 | 9 | 14 | 51.7881 | 97.4323 | 296.9518
2024 | 5 | 9 | 15 | 52.6568 | 92.5682 | 300.7371
2024 | 5 | 9 | 16 | 54.7712 | 94.5026 | 310.4902
2024 | 5 | 9 | 17 | 56.3646 | 86.6655 | 324.3477
2024 | 5 | 9 | 18 | 55.737 | 88.3834 | 327.7831
2024 | 5 | 9 | 19 | 55.338 | 86.9137 | 337.9309
2024 | 5 | 9 | 20 | 54.2596 | 86.2334 | 344.6675
2024 | 5 | 9 | 21 | 51.0761 | 86.5197 | 336.5569
2024 | 5 | 9 | 22 | 46.1515 | 83.2291 | 306.473
2024 | 5 | 9 | 23 | 42.3592 | 76.1394 | 274.8171
2024 | 5 | 10 | 0 | 40.8521 | 72.0388 | 253.1818
2024 | 5 | 10 | 1 | 39.9489 | 73.7576 | 243.7801
2024 | 5 | 10 | 2 | 39.0904 | 72.0849 | 238.7331
2024 | 5 | 10 | 3 | 38.7661 | 71.9866 | 236.4317
2024 | 5 | 10 | 4 | 40.0443 | 73.0815 | 240.0109
2024 | 5 | 10 | 5 | 42.9132 | 76.0309 | 252.0572
2024 | 5 | 10 | 6 | 46.8707 | 83.9475 | 277.218
2024 | 5 | 10 | 7 | 50.0078 | 94.9871 | 297.6917
2024 | 5 | 10 | 8 | 51.0756 | 103.433 | 284.7686
2024 | 5 | 10 | 9 | 50.773 | 106.7397 | 260.7795
2024 | 5 | 10 | 10 | 51.1815 | 110.2913 | 249.4973
2024 | 5 | 10 | 11 | 51.2461 | 107.1645 | 246.9189
2024 | 5 | 10 | 12 | 47.8158 | 99.4108 | 259.4881
2024 | 5 | 10 | 13 | 46.9701 | 98.8922 | 258.0697
2024 | 5 | 10 | 14 | 46.305 | 92.3313 | 257.5412
2024 | 5 | 10 | 15 | 46.6092 | 86.936 | 259.6908
2024 | 5 | 10 | 16 | 48.6107 | 89.9551 | 269.2316
2024 | 5 | 10 | 17 | 50.7468 | 83.5314 | 290.8247
2024 | 5 | 10 | 18 | 51.169 | 81.866 | 307.1496
2024 | 5 | 10 | 19 | 52.1468 | 81.8202 | 326.0145
2024 | 5 | 10 | 20 | 53.4943 | 82.1621 | 333.0834
2024 | 5 | 10 | 21 | 52.3586 | 84.3247 | 327.0459
2024 | 5 | 10 | 22 | 48.4331 | 79.5253 | 301.4523
2024 | 5 | 10 | 23 | 44.3479 | 71.7565 | 272.7763
2024 | 5 | 11 | 0 | 41.231 | 70.6942 | 255.0619
2024 | 5 | 11 | 1 | 39.1997 | 69.5372 | 241.2404
2024 | 5 | 11 | 2 | 38.009 | 68.6817 | 235.6149
2024 | 5 | 11 | 3 | 37.4384 | 68.4845 | 232.3265
2024 | 5 | 11 | 4 | 37.7071 | 69.0052 | 233.7368
2024 | 5 | 11 | 5 | 38.9716 | 70.8874 | 239.3307
2024 | 5 | 11 | 6 | 40.3906 | 76.4375 | 247.1077
2024 | 5 | 11 | 7 | 43.2246 | 81.3807 | 259.7119
2024 | 5 | 11 | 8 | 46.3926 | 86.8967 | 270.0137
2024 | 5 | 11 | 9 | 48.5459 | 91.3702 | 274.306
2024 | 5 | 11 | 10 | 49.5211 | 95.9603 | 277.6251
2024 | 5 | 11 | 11 | 49.748 | 93.6167 | 277.9991
2024 | 5 | 11 | 12 | 48.4647 | 84.8962 | 296.8085
2024 | 5 | 11 | 13 | 47.6471 | 83.4162 | 291.7262
2024 | 5 | 11 | 14 | 46.9101 | 79.7713 | 287.9663
2024 | 5 | 11 | 15 | 47.0992 | 76.8491 | 293.5287
2024 | 5 | 11 | 16 | 49.1097 | 77.7521 | 302.4813
2024 | 5 | 11 | 17 | 50.446 | 75.794 | 320.2182
2024 | 5 | 11 | 18 | 49.9088 | 75.4507 | 337.4819
2024 | 5 | 11 | 19 | 48.7035 | 75.6289 | 329.73
2024 | 5 | 11 | 20 | 47.5809 | 75.261 | 325.6404
2024 | 5 | 11 | 21 | 45.7074 | 78.492 | 316.3829
2024 | 5 | 11 | 22 | 42.2674 | 74.062 | 293.1462
2024 | 5 | 11 | 23 | 39.428 | 70.0758 | 268.8646
2024 | 5 | 12 | 0 | 37.9162 | 69.4542 | 250.0845
2024 | 5 | 12 | 1 | 36.9098 | 68.2758 | 243.9319
2024 | 5 | 12 | 2 | 36.0337 | 67.768 | 239.4698
2024 | 5 | 12 | 3 | 35.6678 | 67.8059 | 236.431
2024 | 5 | 12 | 4 | 36.0773 | 68.3517 | 237.951
2024 | 5 | 12 | 5 | 37.2425 | 70.2113 | 243.3439
2024 | 5 | 12 | 6 | 39.64 | 74.6495 | 246.3747
2024 | 5 | 12 | 7 | 41.8828 | 78.1228 | 256.2191
2024 | 5 | 12 | 8 | 44.4541 | 81.1463 | 266.0179
2024 | 5 | 12 | 9 | 46.4895 | 84.3155 | 268.9031
2024 | 5 | 12 | 10 | 47.5364 | 88.3222 | 272.5342
2024 | 5 | 12 | 11 | 47.7201 | 86.8469 | 268.3667
2024 | 5 | 12 | 12 | 49.9905 | 78.8149 | 242.9261
2024 | 5 | 12 | 13 | 49.6346 | 78.795 | 239.2785
2024 | 5 | 12 | 14 | 49.3619 | 75.8284 | 236.0905
2024 | 5 | 12 | 15 | 49.9896 | 74.7013 | 244.5915
2024 | 5 | 12 | 16 | 52.2715 | 75.8774 | 260.2435
2024 | 5 | 12 | 17 | 54.1214 | 75.3404 | 293.7376
2024 | 5 | 12 | 18 | 49.3163 | 76.7511 | 318.3877
2024 | 5 | 12 | 19 | 50.0238 | 76.674 | 329.9128
2024 | 5 | 12 | 20 | 51.0674 | 77.3268 | 333.8988
2024 | 5 | 12 | 21 | 49.7038 | 81.4051 | 327.1799
2024 | 5 | 12 | 22 | 45.5399 | 76.8068 | 298.6017
2024 | 5 | 12 | 23 | 41.8743 | 72.3855 | 266.996
2024 | 5 | 13 | 0 | 40.0491 | 71.8747 | 247.6838
2024 | 5 | 13 | 1 | 38.4021 | 70.8116 | 240.3835
2024 | 5 | 13 | 2 | 37.9848 | 70.5871 | 236.908
2024 | 5 | 13 | 3 | 38.0728 | 71.2806 | 235.4125
2024 | 5 | 13 | 4 | 39.5371 | 71.9279 | 239.3026
2024 | 5 | 13 | 5 | 42.7158 | 75.6256 | 253.0677
2024 | 5 | 13 | 6 | 47.1055 | 86.2816 | 280.1417
2024 | 5 | 13 | 7 | 50.548 | 97.5656 | 305.3997
2024 | 5 | 13 | 8 | 51.6469 | 107.6325 | 308.2744
2024 | 5 | 13 | 9 | 51.4545 | 109.452 | 302.4347
2024 | 5 | 13 | 10 | 51.4404 | 112.0754 | 299.4617
2024 | 5 | 13 | 11 | 51.1882 | 109.3283 | 293.0024
2024 | 5 | 13 | 12 | 51.896 | 98.0094 | 287.0461
2024 | 5 | 13 | 13 | 51.5849 | 97.4176 | 285.9287
2024 | 5 | 13 | 14 | 51.2992 | 87.6527 | 283.999
2024 | 5 | 13 | 15 | 52.3455 | 84.7093 | 285.439
2024 | 5 | 13 | 16 | 54.9356 | 90.2009 | 296.4092
2024 | 5 | 13 | 17 | 56.6629 | 84.1396 | 317.2964
2024 | 5 | 13 | 18 | 55.907 | 85.4276 | 323.3167
2024 | 5 | 13 | 19 | 55.2185 | 86.2221 | 336.6271
2024 | 5 | 13 | 20 | 53.8107 | 86.3017 | 340.9235
2024 | 5 | 13 | 21 | 50.3379 | 88.6149 | 332.0102
2024 | 5 | 13 | 22 | 45.2544 | 83.9731 | 301.4338
2024 | 5 | 13 | 23 | 41.188 | 76.8461 | 269.7941
2024 | 5 | 14 | 0 | 39.8818 | 75.0602 | 250.3726
2024 | 5 | 14 | 1 | 39.8286 | 73.5075 | 243.3895
2024 | 5 | 14 | 2 | 38.9822 | 72.3287 | 239.2943
2024 | 5 | 14 | 3 | 38.615 | 72.2774 | 237.2992
2024 | 5 | 14 | 4 | 39.8357 | 72.379 | 240.6046
2024 | 5 | 14 | 5 | 42.5533 | 75.2864 | 253.2095
2024 | 5 | 14 | 6 | 46.3445 | 84.8488 | 269.572
2024 | 5 | 14 | 7 | 49.6312 | 96.4256 | 298.7552
2024 | 5 | 14 | 8 | 50.925 | 104.1085 | 316.0795
2024 | 5 | 14 | 9 | 51.2207 | 105.742 | 324.0862
2024 | 5 | 14 | 10 | 52.1412 | 110.1909 | 323.8803
2024 | 5 | 14 | 11 | 52.6789 | 109.4762 | 314.8354
2024 | 5 | 14 | 12 | 50.1133 | 104.0139 | 280.4022
2024 | 5 | 14 | 13 | 49.6714 | 104.0813 | 278.9876
2024 | 5 | 14 | 14 | 49.5055 | 93.9397 | 277.4806
2024 | 5 | 14 | 15 | 50.2297 | 93.1031 | 282.4357
2024 | 5 | 14 | 16 | 52.6709 | 97.0508 | 292.3396
2024 | 5 | 14 | 17 | 55.2286 | 91.7755 | 312.7737
2024 | 5 | 14 | 18 | 54.6072 | 85.8002 | 316.7464
2024 | 5 | 14 | 19 | 54.8828 | 84.7009 | 332.3337
2024 | 5 | 14 | 20 | 55.4873 | 83.9201 | 338.5735
2024 | 5 | 14 | 21 | 53.4688 | 85.9002 | 332.1125
2024 | 5 | 14 | 22 | 48.6797 | 82.1243 | 304.099
2024 | 5 | 14 | 23 | 44.1503 | 75.7893 | 272.6216
2024 | 5 | 15 | 0 | 42.2168 | 75.7153 | 251.5949
2024 | 5 | 15 | 1 | 40.2216 | 75.9963 | 247.2655
2024 | 5 | 15 | 2 | 39.4473 | 73.8506 | 243.9216
2024 | 5 | 15 | 3 | 39.1779 | 73.4149 | 242.6983
2024 | 5 | 15 | 4 | 40.4058 | 74.107 | 247.3538
2024 | 5 | 15 | 5 | 43.2509 | 75.8266 | 260.7734
2024 | 5 | 15 | 6 | 47.2239 | 88.8503 | 283.4015
2024 | 5 | 15 | 7 | 50.2367 | 101.6966 | 309.2341
2024 | 5 | 15 | 8 | 50.4518 | 110.9222 | 313.1584
2024 | 5 | 15 | 9 | 49.2484 | 113.8828 | 311.4177
2024 | 5 | 15 | 10 | 48.9518 | 117.7379 | 308.5895
2024 | 5 | 15 | 11 | 48.7847 | 114.769 | 301.3585
2024 | 5 | 15 | 12 | 47.3944 | 110.7258 | 320.3699
2024 | 5 | 15 | 13 | 46.7863 | 111.5083 | 320.9587
2024 | 5 | 15 | 14 | 46.4728 | 102.3368 | 321.1782
2024 | 5 | 15 | 15 | 47.1971 | 103.2417 | 326.1523
2024 | 5 | 15 | 16 | 49.6061 | 106.8284 | 335.4679
2024 | 5 | 15 | 17 | 52.1215 | 101.0012 | 350.4453
2024 | 5 | 15 | 18 | 52.2091 | 97.4346 | 350.5417
2024 | 5 | 15 | 19 | 53.1895 | 96.8623 | 358.0328
2024 | 5 | 15 | 20 | 54.4948 | 95.1415 | 363.9172
2024 | 5 | 15 | 21 | 53.0349 | 96.7232 | 356.4868
2024 | 5 | 15 | 22 | 48.4438 | 90.5777 | 327.0587
2024 | 5 | 15 | 23 | 43.8291 | 82.0626 | 294.476
2024 | 5 | 16 | 0 | 41.2473 | 78.1517 | 268.7181
2024 | 5 | 16 | 1 | 39.8952 | 74.0722 | 265.7922
2024 | 5 | 16 | 2 | 39.0805 | 72.1036 | 261.4435
2024 | 5 | 16 | 3 | 38.794 | 71.5933 | 259.9921
2024 | 5 | 16 | 4 | 39.9352 | 72.1663 | 264.0204
2024 | 5 | 16 | 5 | 42.7113 | 74.4664 | 276.7208
2024 | 5 | 16 | 6 | 45.9661 | 84.9145 | 295.6186
2024 | 5 | 16 | 7 | 49.4263 | 96.6449 | 321.1091
2024 | 5 | 16 | 8 | 50.4456 | 107.0168 | 323.7518
2024 | 5 | 16 | 9 | 50.0018 | 110.6954 | 321.3998
2024 | 5 | 16 | 10 | 50.2349 | 116.2044 | 321.4198
2024 | 5 | 16 | 11 | 50.062 | 110.4731 | 317.5228
2024 | 5 | 16 | 12 | 48.8194 | 110.732 | 309.2453
2024 | 5 | 16 | 13 | 48.5432 | 112.0259 | 309.0059
2024 | 5 | 16 | 14 | 48.6483 | 105.8018 | 308.6798
2024 | 5 | 16 | 15 | 49.9057 | 106.8171 | 313.5563
2024 | 5 | 16 | 16 | 52.4183 | 108.9487 | 321.326
2024 | 5 | 16 | 17 | 54.4222 | 102.7648 | 338.6041
2024 | 5 | 16 | 18 | 54.8259 | 93.7382 | 331.0467
2024 | 5 | 16 | 19 | 54.8854 | 93.7867 | 349.7941
2024 | 5 | 16 | 20 | 54.8467 | 91.0655 | 362.1296
2024 | 5 | 16 | 21 | 52.8226 | 92.9044 | 358.2411
2024 | 5 | 16 | 22 | 48.0927 | 87.7777 | 331.0147
2024 | 5 | 16 | 23 | 43.3446 | 79.0798 | 299.3036
2024 | 5 | 17 | 0 | 40.7505 | 78.1347 | 282.3729
2024 | 5 | 17 | 1 | 39.3668 | 72.8205 | 266.9349
2024 | 5 | 17 | 2 | 38.482 | 70.4662 | 261.6515
2024 | 5 | 17 | 3 | 38.1584 | 70.092 | 259.4531
2024 | 5 | 17 | 4 | 39.299 | 70.9673 | 262.8372
2024 | 5 | 17 | 5 | 42.0008 | 73.006 | 274.7866
2024 | 5 | 17 | 6 | 45.7566 | 84.5347 | 308.4629
2024 | 5 | 17 | 7 | 49.4007 | 96.3364 | 328.0043
2024 | 5 | 17 | 8 | 50.8676 | 105.563 | 310.6516
2024 | 5 | 17 | 9 | 50.8648 | 109.5134 | 282.6604
2024 | 5 | 17 | 10 | 50.9988 | 114.5807 | 267.1554
2024 | 5 | 17 | 11 | 50.6457 | 109.4271 | 253.0688
2024 | 5 | 17 | 12 | 51.0404 | 106.9703 | 256.1322
2024 | 5 | 17 | 13 | 50.4071 | 107.7268 | 251.6135
2024 | 5 | 17 | 14 | 49.6719 | 103.5492 | 248.5857
2024 | 5 | 17 | 15 | 50.0107 | 103.2632 | 250.966
2024 | 5 | 17 | 16 | 51.72 | 102.3753 | 258.2588
2024 | 5 | 17 | 17 | 53.1521 | 96.6265 | 282.3215
2024 | 5 | 17 | 18 | 53.2851 | 89.6075 | 298.3174
2024 | 5 | 17 | 19 | 52.7475 | 89.9187 | 320.8551
2024 | 5 | 17 | 20 | 51.7902 | 87.8168 | 333.8531
2024 | 5 | 17 | 21 | 49.3663 | 90.1733 | 332.2919
2024 | 5 | 17 | 22 | 45.2798 | 84.5646 | 310.127
2024 | 5 | 17 | 23 | 41.5439 | 74.5225 | 282.4361
2024 | 5 | 18 | 0 | 39.5732 | 73.1829 | 263.6581
2024 | 5 | 18 | 1 | 37.5707 | 65.7348 | 261.4406
2024 | 5 | 18 | 2 | 36.3987 | 63.9808 | 255.257
2024 | 5 | 18 | 3 | 35.8487 | 63.7521 | 251.8541
2024 | 5 | 18 | 4 | 36.1554 | 63.1433 | 253.5959
2024 | 5 | 18 | 5 | 37.617 | 63.4207 | 260.4631
2024 | 5 | 18 | 6 | 39.9902 | 67.4628 | 268.8309
2024 | 5 | 18 | 7 | 43.1647 | 71.5877 | 283.1322
2024 | 5 | 18 | 8 | 46.848 | 80.6657 | 295.0589
2024 | 5 | 18 | 9 | 49.6799 | 87.2509 | 308.5742
2024 | 5 | 18 | 10 | 50.8987 | 92.4739 | 315.6102
2024 | 5 | 18 | 11 | 51.2093 | 91.8477 | 315.4025
2024 | 5 | 18 | 12 | 50.7461 | 82.75 | 324.6438
2024 | 5 | 18 | 13 | 49.9332 | 82.2689 | 321.5143
2024 | 5 | 18 | 14 | 49.1087 | 85.6172 | 316.1928
2024 | 5 | 18 | 15 | 49.213 | 88.1232 | 321.4755
2024 | 5 | 18 | 16 | 50.9958 | 81.9995 | 331.0446
2024 | 5 | 18 | 17 | 52.0607 | 80.5925 | 348.4418
2024 | 5 | 18 | 18 | 49.4112 | 78.5832 | 364.6428
2024 | 5 | 18 | 19 | 48.2873 | 78.6002 | 360.1123
2024 | 5 | 18 | 20 | 47.057 | 72.7063 | 356.4599
2024 | 5 | 18 | 21 | 45.0814 | 76.6042 | 348.0369
2024 | 5 | 18 | 22 | 41.4967 | 73.074 | 326.8117
2024 | 5 | 18 | 23 | 38.6548 | 66.8245 | 301.8181
2024 | 5 | 19 | 0 | 37.5125 | 70.1014 | 289.1742
2024 | 5 | 19 | 1 | 36.0606 | 66.4561 | 269.42
2024 | 5 | 19 | 2 | 34.9769 | 64.7222 | 262.2429
2024 | 5 | 19 | 3 | 34.3782 | 64.7171 | 258.3113
2024 | 5 | 19 | 4 | 34.4039 | 64.2292 | 259.045
2024 | 5 | 19 | 5 | 34.9893 | 63.953 | 263.1146
2024 | 5 | 19 | 6 | 36.2739 | 69.2248 | 266.1355
2024 | 5 | 19 | 7 | 38.5911 | 72.9646 | 273.8958
2024 | 5 | 19 | 8 | 41.5112 | 80.6493 | 281.0818
2024 | 5 | 19 | 9 | 43.9835 | 84.7625 | 292.3713
2024 | 5 | 19 | 10 | 45.6822 | 89.8628 | 301.5728
2024 | 5 | 19 | 11 | 46.4853 | 87.8901 | 299.3323
2024 | 5 | 19 | 12 | 46.9556 | 82.8572 | 292.6385
2024 | 5 | 19 | 13 | 46.7704 | 82.8777 | 290.9822
2024 | 5 | 19 | 14 | 46.9605 | 85.1255 | 287.1599
2024 | 5 | 19 | 15 | 48.0074 | 88.6713 | 293.5676
2024 | 5 | 19 | 16 | 50.6267 | 83.135 | 302.88
2024 | 5 | 19 | 17 | 52.588 | 82.2371 | 324.6911
2024 | 5 | 19 | 18 | 51.0143 | 75.2049 | 307.9198
2024 | 5 | 19 | 19 | 50.4 | 74.8344 | 324.4455
2024 | 5 | 19 | 20 | 49.807 | 74.0968 | 331.8883
2024 | 5 | 19 | 21 | 47.434 | 77.7382 | 327.7914
2024 | 5 | 19 | 22 | 43.032 | 75.4477 | 302.5739
2024 | 5 | 19 | 23 | 39.4184 | 70.2779 | 272.1318
2024 | 5 | 20 | 0 | 38.3167 | 72.7229 | 253.6857
2024 | 5 | 20 | 1 | 35.4695 | 66.4875 | 261.7264
2024 | 5 | 20 | 2 | 34.4859 | 65.9157 | 255.1849
2024 | 5 | 20 | 3 | 34.0483 | 65.7386 | 251.7881
2024 | 5 | 20 | 4 | 34.4556 | 65.3572 | 252.9425
2024 | 5 | 20 | 5 | 35.3656 | 67.0317 | 257.0355
2024 | 5 | 20 | 6 | 37.0541 | 70.7316 | 255.9411
2024 | 5 | 20 | 7 | 39.4211 | 73.0218 | 266.4579
2024 | 5 | 20 | 8 | 42.6945 | 84.4302 | 283.2776
2024 | 5 | 20 | 9 | 45.8452 | 83.0229 | 298.0484
2024 | 5 | 20 | 10 | 47.6201 | 86.268 | 309.6435
2024 | 5 | 20 | 11 | 48.5613 | 87.7617 | 307.3869
2024 | 5 | 20 | 12 | 50.1882 | 79.5181 | 294.0474
2024 | 5 | 20 | 13 | 49.7411 | 78.0315 | 287.3252
2024 | 5 | 20 | 14 | 49.1653 | 91.3324 | 287.8116
2024 | 5 | 20 | 15 | 50.3227 | 86.9502 | 287.025
2024 | 5 | 20 | 16 | 52.9412 | 79.6421 | 298.6578
2024 | 5 | 20 | 17 | 54.777 | 78.7162 | 319.868
2024 | 5 | 20 | 18 | 53.2168 | 77.6963 | 331.7515
2024 | 5 | 20 | 19 | 52.5383 | 77.8449 | 340.0996
2024 | 5 | 20 | 20 | 50.7067 | 78.0801 | 340.5259
2024 | 5 | 20 | 21 | 48.1004 | 82.6782 | 331.9567
2024 | 5 | 20 | 22 | 43.5926 | 77.67 | 302.2667
2024 | 5 | 20 | 23 | 40.4779 | 72.9467 | 272.1191
2024 | 5 | 21 | 0 | 39.3773 | 73.3525 | 254.5482
2024 | 5 | 21 | 1 | 38.7514 | 74.6792 | 248.1164
2024 | 5 | 21 | 2 | 37.8527 | 73.3031 | 244.0475
2024 | 5 | 21 | 3 | 37.4469 | 73.2048 | 242.2695
2024 | 5 | 21 | 4 | 38.4917 | 73.3892 | 245.8145
2024 | 5 | 21 | 5 | 40.7678 | 76.6866 | 257.4031
2024 | 5 | 21 | 6 | 44.0169 | 86.4173 | 280.9031
2024 | 5 | 21 | 7 | 47.931 | 98.36 | 304.373
2024 | 5 | 21 | 8 | 49.4111 | 104.689 | 291.0315
2024 | 5 | 21 | 9 | 49.2691 | 107.0003 | 264.1988
2024 | 5 | 21 | 10 | 49.625 | 111.8454 | 251.0943
2024 | 5 | 21 | 11 | 49.5491 | 112.3162 | 247.7213
2024 | 5 | 21 | 12 | 47.0126 | 108.7506 | 248.6524
2024 | 5 | 21 | 13 | 46.7279 | 108.2837 | 244.0107
2024 | 5 | 21 | 14 | 46.7719 | 99.44 | 240.7327
2024 | 5 | 21 | 15 | 48.0629 | 100.0095 | 245.7708
2024 | 5 | 21 | 16 | 51.1089 | 102.1348 | 257.8754
2024 | 5 | 21 | 17 | 53.6345 | 97.8649 | 287.5709
2024 | 5 | 21 | 18 | 53.7095 | 86.8419 | 309.5445
2024 | 5 | 21 | 19 | 53.3224 | 85.6568 | 330.6027
2024 | 5 | 21 | 20 | 53.0435 | 84.8051 | 339.0023
2024 | 5 | 21 | 21 | 51.0811 | 89.1512 | 334.583
2024 | 5 | 21 | 22 | 46.6153 | 83.2964 | 306.9435
2024 | 5 | 21 | 23 | 42.022 | 74.7639 | 274.2859
2024 | 5 | 22 | 0 | 40.4459 | 78.1124 | 256.1656
2024 | 5 | 22 | 1 | 39.1808 | 77.2589 | 240.5165
2024 | 5 | 22 | 2 | 38.3434 | 74.9198 | 235.6694
2024 | 5 | 22 | 3 | 37.9653 | 74.3566 | 233.2253
2024 | 5 | 22 | 4 | 39.039 | 74.6786 | 237.1688
2024 | 5 | 22 | 5 | 41.7355 | 77.1102 | 248.5249
2024 | 5 | 22 | 6 | 45.7889 | 87.3439 | 276.1237
2024 | 5 | 22 | 7 | 49.5845 | 99.573 | 296.0798
2024 | 5 | 22 | 8 | 50.8773 | 108.0364 | 277.6877
2024 | 5 | 22 | 9 | 50.8717 | 111.5013 | 250.2741
2024 | 5 | 22 | 10 | 51.031 | 114.9725 | 238.5624
2024 | 5 | 22 | 11 | 50.9971 | 113.1726 | 236.9374
2024 | 5 | 22 | 12 | 50.5204 | 111.194 | 248.2592
2024 | 5 | 22 | 13 | 50.2577 | 111.895 | 245.4544
2024 | 5 | 22 | 14 | 50.0867 | 102.9643 | 244.1965
2024 | 5 | 22 | 15 | 51.0577 | 104.0037 | 248.8563
2024 | 5 | 22 | 16 | 53.5581 | 107.7829 | 261.4304
2024 | 5 | 22 | 17 | 55.5135 | 102.0591 | 289.299
2024 | 5 | 22 | 18 | 54.7288 | 92.5972 | 319.0155
2024 | 5 | 22 | 19 | 54.6051 | 91.3806 | 333.269
2024 | 5 | 22 | 20 | 54.5475 | 90.7764 | 339.6194
2024 | 5 | 22 | 21 | 52.6999 | 94.1869 | 333.1516
2024 | 5 | 22 | 22 | 47.9878 | 88.7302 | 303.7287
2024 | 5 | 22 | 23 | 43.0399 | 80.1756 | 270.0516
2024 | 5 | 23 | 0 | 40.4664 | 81.5273 | 251.1268
2024 | 5 | 23 | 1 | 39.3146 | 78.6194 | 242.3635
2024 | 5 | 23 | 2 | 38.3983 | 76.2747 | 235.2896
2024 | 5 | 23 | 3 | 38.0311 | 75.7033 | 231.9352
2024 | 5 | 23 | 4 | 39.0452 | 75.9672 | 234.9934
2024 | 5 | 23 | 5 | 41.5433 | 78.2595 | 245.5094
2024 | 5 | 23 | 6 | 46.0407 | 89.2957 | 266.6356
2024 | 5 | 23 | 7 | 49.553 | 102.7196 | 293.2839
2024 | 5 | 23 | 8 | 50.9077 | 113.1983 | 300.7344
2024 | 5 | 23 | 9 | 51.1633 | 117.0159 | 302.6946
2024 | 5 | 23 | 10 | 51.5322 | 123.8459 | 302.5178
2024 | 5 | 23 | 11 | 51.3874 | 120.0788 | 301.42
2024 | 5 | 23 | 12 | 49.8433 | 110.5724 | 303.2343
2024 | 5 | 23 | 13 | 49.4949 | 111.8761 | 303.3851
2024 | 5 | 23 | 14 | 49.2463 | 104.5112 | 303.6758
2024 | 5 | 23 | 15 | 49.9588 | 104.5631 | 311.2345
2024 | 5 | 23 | 16 | 51.763 | 107.7082 | 317.9247
2024 | 5 | 23 | 17 | 53.7651 | 101.5724 | 333.178
2024 | 5 | 23 | 18 | 53.4119 | 91.4902 | 353.8375
2024 | 5 | 23 | 19 | 53.3121 | 90.8761 | 362.1009
2024 | 5 | 23 | 20 | 53.3933 | 88.8644 | 364.2326
2024 | 5 | 23 | 21 | 51.9799 | 91.7181 | 356.9515
2024 | 5 | 23 | 22 | 47.6905 | 86.4694 | 325.8213
2024 | 5 | 23 | 23 | 43.2077 | 79.012 | 288.3858
2024 | 5 | 24 | 0 | 40.698 | 85.3145 | 267.5302
2024 | 5 | 24 | 1 | 39.384 | 79.2677 | 252.5331
2024 | 5 | 24 | 2 | 38.4607 | 76.862 | 245.6188
2024 | 5 | 24 | 3 | 38.1059 | 76.1958 | 241.9738
2024 | 5 | 24 | 4 | 39.2383 | 76.8738 | 244.1531
2024 | 5 | 24 | 5 | 41.8054 | 79.2387 | 254.1777
2024 | 5 | 24 | 6 | 46.5395 | 88.6533 | 281.8998
2024 | 5 | 24 | 7 | 49.8569 | 102.3226 | 308.0434
2024 | 5 | 24 | 8 | 51.1601 | 108.2628 | 307.2555
2024 | 5 | 24 | 9 | 51.5136 | 112.7054 | 300.369
2024 | 5 | 24 | 10 | 51.7929 | 118.1817 | 296.7499
2024 | 5 | 24 | 11 | 51.7719 | 114.5716 | 286.4185
2024 | 5 | 24 | 12 | 52.791 | 109.187 | 242.6313
2024 | 5 | 24 | 13 | 52.5124 | 107.9156 | 233.4053
2024 | 5 | 24 | 14 | 52.6931 | 98.7999 | 228.4675
2024 | 5 | 24 | 15 | 53.8228 | 99.4121 | 232.808
2024 | 5 | 24 | 16 | 56.0149 | 99.779 | 244.8099
2024 | 5 | 24 | 17 | 57.3614 | 94.9632 | 275.9284
2024 | 5 | 24 | 18 | 53.7307 | 86.2873 | 293.7872
2024 | 5 | 24 | 19 | 53.8361 | 84.7538 | 326.9675
2024 | 5 | 24 | 20 | 53.9722 | 83.2393 | 343.0741
2024 | 5 | 24 | 21 | 52.4909 | 87.2773 | 344.9827
2024 | 5 | 24 | 22 | 48.6064 | 83.0674 | 324.8923
2024 | 5 | 24 | 23 | 44.4785 | 73.174 | 296.7812
2024 | 5 | 25 | 0 | 40.8005 | 74.7217 | 277.7358
2024 | 5 | 25 | 1 | 39.4854 | 70.0168 | 259.0337
2024 | 5 | 25 | 2 | 38.1684 | 68.6143 | 251.6761
2024 | 5 | 25 | 3 | 37.5798 | 68.43 | 247.8984
2024 | 5 | 25 | 4 | 37.887 | 68.1128 | 248.9027
2024 | 5 | 25 | 5 | 39.1015 | 68.8719 | 253.5783
2024 | 5 | 25 | 6 | 41.1427 | 71.7811 | 269.8468
2024 | 5 | 25 | 7 | 43.9189 | 76.66 | 279.5503
2024 | 5 | 25 | 8 | 47.19 | 83.7342 | 270.0469
2024 | 5 | 25 | 9 | 50.0491 | 87.3934 | 244.7007
2024 | 5 | 25 | 10 | 51.9343 | 91.1832 | 226.385
2024 | 5 | 25 | 11 | 52.7607 | 89.848 | 210.6
2024 | 5 | 25 | 12 | 52.2084 | 89.1886 | 196.1948
2024 | 5 | 25 | 13 | 51.506 | 87.486 | 186.3988
2024 | 5 | 25 | 14 | 51.1273 | 83.9587 | 177.5938
2024 | 5 | 25 | 15 | 51.358 | 90.2628 | 185.1303
2024 | 5 | 25 | 16 | 52.8396 | 84.1857 | 202.1533
2024 | 5 | 25 | 17 | 54.1394 | 83.5447 | 243.0581
2024 | 5 | 25 | 18 | 49.3157 | 73.1666 | 264.3982
2024 | 5 | 25 | 19 | 49.4708 | 73.2991 | 296.1431
2024 | 5 | 25 | 20 | 49.8266 | 72.2657 | 310.4199
2024 | 5 | 25 | 21 | 49.1472 | 78.4532 | 313.0362
2024 | 5 | 25 | 22 | 45.9069 | 74.0969 | 294.1174
2024 | 5 | 25 | 23 | 42.5826 | 68.9682 | 268.4135
2024 | 5 | 26 | 0 | 40.0752 | 71.9286 | 253.7087
2024 | 5 | 26 | 1 | 37.1326 | 71.0258 | 247.9136
2024 | 5 | 26 | 2 | 36.105 | 69.1509 | 239.7713
2024 | 5 | 26 | 3 | 35.6503 | 68.8644 | 236.3559
2024 | 5 | 26 | 4 | 35.9347 | 68.3401 | 236.6189
2024 | 5 | 26 | 5 | 36.8496 | 68.6945 | 239.814
2024 | 5 | 26 | 6 | 39.1709 | 72.4678 | 246.6444
2024 | 5 | 26 | 7 | 41.419 | 77.8552 | 253.7509
2024 | 5 | 26 | 8 | 43.9246 | 81.794 | 249.0155
2024 | 5 | 26 | 9 | 45.5865 | 83.9259 | 240.08
2024 | 5 | 26 | 10 | 46.6764 | 89.5375 | 235.2336
2024 | 5 | 26 | 11 | 46.8734 | 89.7409 | 238.8059
2024 | 5 | 26 | 12 | 47.4839 | 88.487 | 249.707
2024 | 5 | 26 | 13 | 46.9411 | 87.4358 | 246.3019
2024 | 5 | 26 | 14 | 46.6592 | 81.0972 | 239.3383
2024 | 5 | 26 | 15 | 47.2285 | 87.4042 | 238.9855
2024 | 5 | 26 | 16 | 49.2358 | 90.267 | 250.0237
2024 | 5 | 26 | 17 | 51.321 | 91.543 | 281.0206
2024 | 5 | 26 | 18 | 51.7275 | 84.9805 | 299.4328
2024 | 5 | 26 | 19 | 51.0859 | 84.1682 | 318.8323
2024 | 5 | 26 | 20 | 50.3415 | 83.0793 | 321.0114
2024 | 5 | 26 | 21 | 48.2307 | 85.6472 | 317.2234
2024 | 5 | 26 | 22 | 44.0426 | 81.1701 | 294.06
2024 | 5 | 26 | 23 | 40.4439 | 74.1828 | 262.5447
2024 | 5 | 27 | 0 | 38.2116 | 76.3997 | 243.9176
2024 | 5 | 27 | 1 | 38.5109 | 72.9395 | 233.1038
2024 | 5 | 27 | 2 | 37.897 | 71.4445 | 228.7061
2024 | 5 | 27 | 3 | 37.8624 | 71.715 | 227.0131
2024 | 5 | 27 | 4 | 39.2669 | 72.8694 | 231.293
2024 | 5 | 27 | 5 | 42.132 | 75.2803 | 243.204
2024 | 5 | 27 | 6 | 46.8612 | 87.5577 | 266.7959
2024 | 5 | 27 | 7 | 50.3317 | 101.162 | 294.9228
2024 | 5 | 27 | 8 | 51.5211 | 112.7895 | 299.8058
2024 | 5 | 27 | 9 | 51.4096 | 116.3322 | 297.4788
2024 | 5 | 27 | 10 | 52.0112 | 121.2427 | 293.133
2024 | 5 | 27 | 11 | 52.2612 | 115.6705 | 287.1234
2024 | 5 | 27 | 12 | 53.5679 | 115.8267 | 292.9464
2024 | 5 | 27 | 13 | 53.3609 | 116.1513 | 288.4106
2024 | 5 | 27 | 14 | 53.8778 | 109.4668 | 287.0267
2024 | 5 | 27 | 15 | 55.3918 | 113.0154 | 294.0079
2024 | 5 | 27 | 16 | 58.2007 | 114.5074 | 305.3514
2024 | 5 | 27 | 17 | 60.3365 | 110.2693 | 324.1486
2024 | 5 | 27 | 18 | 58.2005 | 98.3481 | 346.7419
2024 | 5 | 27 | 19 | 57.1508 | 98.2572 | 344.5093
2024 | 5 | 27 | 20 | 55.6222 | 96.3251 | 342.6691
2024 | 5 | 27 | 21 | 52.5538 | 98.9052 | 332.0391
2024 | 5 | 27 | 22 | 47.5453 | 93.4639 | 301.9266
2024 | 5 | 27 | 23 | 43.2528 | 84.5515 | 269.043
2024 | 5 | 28 | 0 | 42.6479 | 83.5639 | 249.7194
2024 | 5 | 28 | 1 | 40.178 | 76.5593 | 242.5337
2024 | 5 | 28 | 2 | 39.2489 | 74.4137 | 236.1799
2024 | 5 | 28 | 3 | 38.8885 | 74.0241 | 233.4308
2024 | 5 | 28 | 4 | 40.0694 | 74.2463 | 237.1049
2024 | 5 | 28 | 5 | 42.665 | 76.1784 | 247.9914
2024 | 5 | 28 | 6 | 46.8349 | 87.5158 | 266.9015
2024 | 5 | 28 | 7 | 50.0104 | 101.9132 | 293.4283
2024 | 5 | 28 | 8 | 50.8711 | 112.0636 | 295.9426
2024 | 5 | 28 | 9 | 50.6048 | 117.014 | 291.5958
2024 | 5 | 28 | 10 | 51.016 | 125.826 | 288.2672
2024 | 5 | 28 | 11 | 51.2428 | 122.0175 | 284.2951
2024 | 5 | 28 | 12 | 50.3837 | 115.011 | 287.3381
2024 | 5 | 28 | 13 | 49.9931 | 116.2719 | 284.469
2024 | 5 | 28 | 14 | 50.0186 | 113.7166 | 281.5286
2024 | 5 | 28 | 15 | 50.9339 | 116.3854 | 286.3064
2024 | 5 | 28 | 16 | 53.03 | 117.5843 | 294.0304
2024 | 5 | 28 | 17 | 55.3266 | 114.4039 | 310.5594
2024 | 5 | 28 | 18 | 53.0347 | 109.8848 | 326.029
2024 | 5 | 28 | 19 | 53.8896 | 110.1471 | 333.5115
2024 | 5 | 28 | 20 | 54.5599 | 103.6085 | 337.1836
2024 | 5 | 28 | 21 | 53.2735 | 104.4913 | 331.319
2024 | 5 | 28 | 22 | 48.8732 | 96.7189 | 303.2533
2024 | 5 | 28 | 23 | 44.4298 | 87.3626 | 269.489
2024 | 5 | 29 | 0 | 40.8552 | 85.6539 | 252.8262
2024 | 5 | 29 | 1 | 39.4723 | 76.509 | 238.801
2024 | 5 | 29 | 2 | 38.5288 | 73.8936 | 232.8008
2024 | 5 | 29 | 3 | 38.1602 | 72.8218 | 229.1454
2024 | 5 | 29 | 4 | 39.1964 | 73.214 | 231.5765
2024 | 5 | 29 | 5 | 41.6568 | 75.3484 | 241.5485
2024 | 5 | 29 | 6 | 45.4956 | 89.7773 | 257.9246
2024 | 5 | 29 | 7 | 49.0798 | 104.0845 | 288.0492
2024 | 5 | 29 | 8 | 50.0225 | 111.7178 | 305.5189
2024 | 5 | 29 | 9 | 49.5048 | 117.1966 | 314.3211
2024 | 5 | 29 | 10 | 49.6548 | 121.17 | 312.7012
2024 | 5 | 29 | 11 | 49.4614 | 119.7248 | 302.6432
2024 | 5 | 29 | 12 | 49.3058 | 110.4282 | 284.9292
2024 | 5 | 29 | 13 | 48.968 | 110.7838 | 281.0803
2024 | 5 | 29 | 14 | 49.0732 | 102.8256 | 278.6396
2024 | 5 | 29 | 15 | 50.1657 | 104.9657 | 285.2398
2024 | 5 | 29 | 16 | 52.6454 | 105.0014 | 296.3207
2024 | 5 | 29 | 17 | 54.8271 | 99.933 | 317.4848
2024 | 5 | 29 | 18 | 54.0295 | 83.377 | 316.8746
2024 | 5 | 29 | 19 | 53.9724 | 82.7992 | 333.7756
2024 | 5 | 29 | 20 | 53.9486 | 81.427 | 337.7576
2024 | 5 | 29 | 21 | 52.382 | 86.583 | 331.9115
2024 | 5 | 29 | 22 | 47.9448 | 80.5013 | 302.6261
2024 | 5 | 29 | 23 | 43.1745 | 72.9341 | 267.6466
2024 | 5 | 30 | 0 | 41.0467 | 78.2329 | 248.8041
2024 | 5 | 30 | 1 | 39.336 | 77.1722 | 245.1599
2024 | 5 | 30 | 2 | 38.2973 | 75.6721 | 237.7468
2024 | 5 | 30 | 3 | 37.8999 | 74.8982 | 234.9061
2024 | 5 | 30 | 4 | 38.8185 | 75.4402 | 238.0572
2024 | 5 | 30 | 5 | 41.0085 | 79.252 | 248.077
2024 | 5 | 30 | 6 | 44.6387 | 89.1593 | 266.2461
2024 | 5 | 30 | 7 | 47.9902 | 102.3462 | 289.0416
2024 | 5 | 30 | 8 | 48.8032 | 110.9444 | 280.206
2024 | 5 | 30 | 9 | 48.2286 | 115.0751 | 263.9215
2024 | 5 | 30 | 10 | 48.2146 | 121.4058 | 255.711
2024 | 5 | 30 | 11 | 47.965 | 117.6523 | 255.462
2024 | 5 | 30 | 12 | 46.8726 | 107.8392 | 264.7362
2024 | 5 | 30 | 13 | 46.6169 | 107.1027 | 269.0502
2024 | 5 | 30 | 14 | 46.8605 | 101.6622 | 274.2335
2024 | 5 | 30 | 15 | 48.3069 | 101.1948 | 283.8166
2024 | 5 | 30 | 16 | 50.83 | 103.3494 | 295.7051
2024 | 5 | 30 | 17 | 52.9683 | 97.9541 | 320.8702
2024 | 5 | 30 | 18 | 53.5184 | 98.8014 | 333.5455
2024 | 5 | 30 | 19 | 53.6186 | 98.0856 | 347.8121
2024 | 5 | 30 | 20 | 53.5268 | 99.1117 | 351.3448
2024 | 5 | 30 | 21 | 52.0497 | 101.7656 | 346.274
2024 | 5 | 30 | 22 | 47.692 | 96.4912 | 316.8537
2024 | 5 | 30 | 23 | 43.0862 | 88.3358 | 280.3573
2024 | 5 | 31 | 0 | 40.8953 | 84.1248 | 264.4202
2024 | 5 | 31 | 1 | 38.3887 | 79.5892 | 239.3041
2024 | 5 | 31 | 2 | 37.3344 | 77.7304 | 231.3127
2024 | 5 | 31 | 3 | 36.9035 | 77.5452 | 226.2979
2024 | 5 | 31 | 4 | 37.7769 | 77.8058 | 227.335
2024 | 5 | 31 | 5 | 39.8967 | 80.8602 | 235.8211
2024 | 5 | 31 | 6 | 44.177 | 91.367 | 257.3082
2024 | 5 | 31 | 7 | 47.3524 | 103.8075 | 286.682
2024 | 5 | 31 | 8 | 48.1845 | 109.2739 | 306.9916
2024 | 5 | 31 | 9 | 47.7507 | 112.1224 | 321.8858
2024 | 5 | 31 | 10 | 47.6771 | 114.9763 | 323.7944
2024 | 5 | 31 | 11 | 47.603 | 114.5175 | 313.287
2024 | 5 | 31 | 12 | 47.5961 | 106.482 | 296.2306
2024 | 5 | 31 | 13 | 47.5264 | 105.5205 | 292.7728
2024 | 5 | 31 | 14 | 47.9175 | 95.1784 | 291.0569
2024 | 5 | 31 | 15 | 49.0854 | 91.6743 | 296.8547
2024 | 5 | 31 | 16 | 51.1807 | 97.6207 | 306.0669
2024 | 5 | 31 | 17 | 52.5618 | 93.1863 | 321.7859
2024 | 5 | 31 | 18 | 52.371 | 93.9231 | 332.0749
2024 | 5 | 31 | 19 | 52.1094 | 94.8954 | 338.636
2024 | 5 | 31 | 20 | 51.8592 | 95.2198 | 337.1379
2024 | 5 | 31 | 21 | 50.0705 | 98.6655 | 330.1465
2024 | 5 | 31 | 22 | 46.164 | 90.5845 | 304.721
2024 | 5 | 31 | 23 | 41.9537 | 82.2446 | 273.9735
2024 | 6 | 1 | 0 | 39.5109 | 77.6026 | 255.5489
2024 | 6 | 1 | 1 | 37.5363 | 85.0653 | 238.1765
2024 | 6 | 1 | 2 | 35.9729 | 82.9786 | 228.9303
2024 | 6 | 1 | 3 | 35.0749 | 81.9917 | 222.5688
2024 | 6 | 1 | 4 | 35.0598 | 82.0792 | 221.2043
2024 | 6 | 1 | 5 | 35.4661 | 82.3029 | 221.5773
2024 | 6 | 1 | 6 | 37.2438 | 90.6624 | 225.5369
2024 | 6 | 1 | 7 | 40.1681 | 98.3657 | 242.4975
2024 | 6 | 1 | 8 | 44.1143 | 104.305 | 273.3944
2024 | 6 | 1 | 9 | 47.8895 | 109.8929 | 301.6575
2024 | 6 | 1 | 10 | 50.6382 | 116.1197 | 314.0869
2024 | 6 | 1 | 11 | 52.5318 | 116.7382 | 316.8745
2024 | 6 | 1 | 12 | 53.1074 | 107.795 | 301.1219
2024 | 6 | 1 | 13 | 52.9337 | 105.1487 | 301.8294
2024 | 6 | 1 | 14 | 52.8261 | 95.3978 | 295.8715
2024 | 6 | 1 | 15 | 53.0967 | 92.9634 | 299.1104
2024 | 6 | 1 | 16 | 54.7966 | 103.2152 | 309.7249
2024 | 6 | 1 | 17 | 56.1125 | 102.7522 | 328.9603
2024 | 6 | 1 | 18 | 55.4353 | 102.7394 | 343.8148
2024 | 6 | 1 | 19 | 53.7052 | 102.2543 | 335.9501
2024 | 6 | 1 | 20 | 51.6345 | 100.4245 | 326.4996
2024 | 6 | 1 | 21 | 49.6474 | 100.4784 | 315.3325
2024 | 6 | 1 | 22 | 46.1213 | 95.2337 | 294.3499
2024 | 6 | 1 | 23 | 42.3495 | 89.3812 | 268.0826
2024 | 6 | 2 | 0 | 41.3918 | 85.9111 | 254.0559
2024 | 6 | 2 | 1 | 39.2616 | 82.3402 | 232.615
2024 | 6 | 2 | 2 | 37.4469 | 81.3733 | 223.456
2024 | 6 | 2 | 3 | 36.4472 | 80.6417 | 217.6509
2024 | 6 | 2 | 4 | 36.2802 | 80.098 | 215.9922
2024 | 6 | 2 | 5 | 36.5527 | 80.6957 | 215.1206
2024 | 6 | 2 | 6 | 37.8895 | 84.3466 | 220.6276
2024 | 6 | 2 | 7 | 40.9772 | 90.1042 | 231.9157
2024 | 6 | 2 | 8 | 45.3897 | 90.9297 | 255.4668
2024 | 6 | 2 | 9 | 49.2354 | 95.7921 | 279.0425
2024 | 6 | 2 | 10 | 51.9012 | 101.6564 | 292.401
2024 | 6 | 2 | 11 | 53.315 | 104.634 | 293.0001
2024 | 6 | 2 | 12 | 49.7336 | 99.6019 | 292.4641
2024 | 6 | 2 | 13 | 49.3466 | 99.5389 | 293.8968
2024 | 6 | 2 | 14 | 48.8428 | 88.5301 | 293.8022
2024 | 6 | 2 | 15 | 49.3839 | 88.5668 | 295.1352
2024 | 6 | 2 | 16 | 51.7308 | 97.6796 | 306.1154
2024 | 6 | 2 | 17 | 54.7217 | 99.5698 | 326.8578
2024 | 6 | 2 | 18 | 53.763 | 93.2811 | 346.357
2024 | 6 | 2 | 19 | 54.1298 | 90.6533 | 340.2283
2024 | 6 | 2 | 20 | 54.2755 | 88.076 | 330.9663
2024 | 6 | 2 | 21 | 53.9772 | 93.344 | 318.0916
2024 | 6 | 2 | 22 | 50.5126 | 89.1569 | 292.1636
2024 | 6 | 2 | 23 | 46.2626 | 84.0002 | 260.1552
2024 | 6 | 3 | 0 | 42.4616 | 86.0095 | 246.7937
2024 | 6 | 3 | 1 | 38.9743 | 82.8951 | 258.4747
2024 | 6 | 3 | 2 | 38.2701 | 81.8482 | 249.3529
2024 | 6 | 3 | 3 | 38.0436 | 82.006 | 243.4793
2024 | 6 | 3 | 4 | 39.1354 | 82.4342 | 244.3824
2024 | 6 | 3 | 5 | 41.0941 | 84.871 | 251.8835
2024 | 6 | 3 | 6 | 45.3153 | 95.8894 | 274.6849
2024 | 6 | 3 | 7 | 48.5427 | 109.1107 | 305.4846
2024 | 6 | 3 | 8 | 49.0486 | 119.105 | 317.9248
2024 | 6 | 3 | 9 | 47.4443 | 123.3417 | 323.5919
2024 | 6 | 3 | 10 | 46.3173 | 128.1631 | 332.3712
2024 | 6 | 3 | 11 | 45.7411 | 128.236 | 346.0183
2024 | 6 | 3 | 12 | 44.9707 | 128.4186 | 362.9207
2024 | 6 | 3 | 13 | 44.3264 | 128.1195 | 378.2141
2024 | 6 | 3 | 14 | 43.9395 | 113.7201 | 391.3553
2024 | 6 | 3 | 15 | 44.9869 | 113.0812 | 403.16
2024 | 6 | 3 | 16 | 47.7096 | 124.0213 | 420.2365
2024 | 6 | 3 | 17 | 51.2224 | 119.9775 | 446.3915
2024 | 6 | 3 | 18 | 51.1477 | 106.7444 | 467.5432
2024 | 6 | 3 | 19 | 51.9439 | 104.8484 | 473.3726
2024 | 6 | 3 | 20 | 53.3553 | 101.1536 | 463.7956
2024 | 6 | 3 | 21 | 52.8181 | 103.7449 | 445.8993
2024 | 6 | 3 | 22 | 49.114 | 99.063 | 406.1218
2024 | 6 | 3 | 23 | 44.1312 | 89.9393 | 357.8715
2024 | 6 | 4 | 0 | 40.9341 | 89.7862 | 322.7105
2024 | 6 | 4 | 1 | 39.1757 | 85.7876 | 303.9413
2024 | 6 | 4 | 2 | 38.1524 | 83.9549 | 290.5681
2024 | 6 | 4 | 3 | 37.6829 | 83.3954 | 281.649
2024 | 6 | 4 | 4 | 38.5927 | 83.3137 | 278.9994
2024 | 6 | 4 | 5 | 40.4061 | 85.3906 | 282.4962
2024 | 6 | 4 | 6 | 43.7819 | 94.7407 | 308.4477
2024 | 6 | 4 | 7 | 47.21 | 107.5359 | 341.468
2024 | 6 | 4 | 8 | 48.8143 | 115.4988 | 358.866
2024 | 6 | 4 | 9 | 48.8699 | 119.151 | 367.0491
2024 | 6 | 4 | 10 | 49.1661 | 124.4291 | 371.8358
2024 | 6 | 4 | 11 | 49.436 | 126.4858 | 373.5236
2024 | 6 | 4 | 12 | 49.2581 | 124.4715 | 374.6809
2024 | 6 | 4 | 13 | 49.4924 | 124.5365 | 382.315
2024 | 6 | 4 | 14 | 50.1909 | 112.1836 | 390.1022
2024 | 6 | 4 | 15 | 51.6149 | 111.237 | 402.2291
2024 | 6 | 4 | 16 | 54.3731 | 121.9853 | 422.2032
2024 | 6 | 4 | 17 | 57.1892 | 117.7305 | 446.0324
2024 | 6 | 4 | 18 | 56.2008 | 108.6578 | 449.2804
2024 | 6 | 4 | 19 | 55.6501 | 106.1511 | 458.1983
2024 | 6 | 4 | 20 | 55.0912 | 102.3012 | 445.8535
2024 | 6 | 4 | 21 | 53.3241 | 104.9914 | 428.425
2024 | 6 | 4 | 22 | 49.0568 | 100.1198 | 390.889
2024 | 6 | 4 | 23 | 43.9968 | 90.6679 | 344.1743
2024 | 6 | 5 | 0 | 41.6016 | 90.5781 | 310.6878
2024 | 6 | 5 | 1 | 37.9153 | 87.7059 | 304.656
2024 | 6 | 5 | 2 | 36.888 | 85.6563 | 290.6231
2024 | 6 | 5 | 3 | 36.4014 | 84.7515 | 280.8342
2024 | 6 | 5 | 4 | 37.5225 | 84.7995 | 278.4053
2024 | 6 | 5 | 5 | 39.5838 | 86.8729 | 282.8742
2024 | 6 | 5 | 6 | 43.8034 | 99.2939 | 304.2598
2024 | 6 | 5 | 7 | 47.4263 | 113.2139 | 331.8307
2024 | 6 | 5 | 8 | 49.0027 | 120.4513 | 346.9325
2024 | 6 | 5 | 9 | 49.3195 | 124.9053 | 357.7314
2024 | 6 | 5 | 10 | 49.5101 | 130.0404 | 361.9492
2024 | 6 | 5 | 11 | 49.6637 | 131.1975 | 361.395
2024 | 6 | 5 | 12 | 50.9686 | 124.8882 | 368.9933
2024 | 6 | 5 | 13 | 50.9168 | 124.6823 | 383.0017
2024 | 6 | 5 | 14 | 50.8814 | 112.0279 | 393.1943
2024 | 6 | 5 | 15 | 52.5598 | 110.7076 | 404.3757
2024 | 6 | 5 | 16 | 55.6808 | 120.1365 | 421.6667
2024 | 6 | 5 | 17 | 57.9388 | 115.6754 | 445.6591
2024 | 6 | 5 | 18 | 56.5095 | 116.2883 | 458.6359
2024 | 6 | 5 | 19 | 55.7454 | 113.5167 | 462.0825
2024 | 6 | 5 | 20 | 53.8965 | 110.0535 | 452.8731
2024 | 6 | 5 | 21 | 50.8407 | 111.5231 | 435.9395
2024 | 6 | 5 | 22 | 46.3199 | 106.1944 | 398.7446
2024 | 6 | 5 | 23 | 42.0084 | 96.4519 | 352.3723
2024 | 6 | 6 | 0 | 40.5921 | 90.4044 | 306.5455
2024 | 6 | 6 | 1 | 38.4375 | 87.4069 | 306.7152
2024 | 6 | 6 | 2 | 37.4548 | 85.4556 | 292.8345
2024 | 6 | 6 | 3 | 37.0732 | 84.6853 | 282.6334
2024 | 6 | 6 | 4 | 38.1362 | 84.8286 | 280.9602
2024 | 6 | 6 | 5 | 40.1302 | 86.6466 | 285.0635
2024 | 6 | 6 | 6 | 43.0509 | 100.3158 | 306.7721
2024 | 6 | 6 | 7 | 46.2384 | 113.7502 | 337.1147
2024 | 6 | 6 | 8 | 47.6077 | 122.1288 | 356.7732
2024 | 6 | 6 | 9 | 48.1753 | 126.3507 | 370.1733
2024 | 6 | 6 | 10 | 49.1727 | 132.6754 | 377.7577
2024 | 6 | 6 | 11 | 50.1157 | 133.3752 | 382.7722
2024 | 6 | 6 | 12 | 50.288 | 125.7077 | 399.6466
2024 | 6 | 6 | 13 | 50.5524 | 126.3252 | 404.2219
2024 | 6 | 6 | 14 | 51.2643 | 112.6918 | 409.3356
2024 | 6 | 6 | 15 | 52.808 | 110.2393 | 417.6402
2024 | 6 | 6 | 16 | 55.3006 | 121.5466 | 426.7318
2024 | 6 | 6 | 17 | 57.4745 | 116.6279 | 442.8125
2024 | 6 | 6 | 18 | 53.5616 | 116.578 | 481.2905
2024 | 6 | 6 | 19 | 52.7929 | 115.108 | 480.1964
2024 | 6 | 6 | 20 | 52.0248 | 111.0804 | 471.4663
2024 | 6 | 6 | 21 | 49.9089 | 111.8729 | 453.7378
2024 | 6 | 6 | 22 | 45.999 | 106.3652 | 416.2714
2024 | 6 | 6 | 23 | 41.597 | 96.8492 | 368.7525
2024 | 6 | 7 | 0 | 41.3707 | 90.2088 | 316.9969
2024 | 6 | 7 | 1 | 39.5014 | 87.238 | 289.3071
2024 | 6 | 7 | 2 | 38.0785 | 84.2896 | 276.478
2024 | 6 | 7 | 3 | 37.2428 | 83.5293 | 267.637
2024 | 6 | 7 | 4 | 37.9682 | 84.3321 | 266.9982
2024 | 6 | 7 | 5 | 39.4904 | 85.1629 | 271.2162
2024 | 6 | 7 | 6 | 43.2486 | 94.6493 | 289.3087
2024 | 6 | 7 | 7 | 47.0236 | 107.1509 | 316.034
2024 | 6 | 7 | 8 | 49.5239 | 116.2192 | 335.8995
2024 | 6 | 7 | 9 | 50.8457 | 122.6578 | 352.0697
2024 | 6 | 7 | 10 | 51.5526 | 127.6145 | 355.1325
2024 | 6 | 7 | 11 | 51.6636 | 125.728 | 346.9185
2024 | 6 | 7 | 12 | 51.7498 | 124.005 | 351.6816
2024 | 6 | 7 | 13 | 51.473 | 125.1398 | 347.5744
2024 | 6 | 7 | 14 | 50.8676 | 113.1496 | 342.1096
2024 | 6 | 7 | 15 | 51.5253 | 109.7225 | 341.2476
2024 | 6 | 7 | 16 | 53.5174 | 120.1004 | 344.6973
2024 | 6 | 7 | 17 | 55.0956 | 114.4257 | 355.2919
2024 | 6 | 7 | 18 | 54.1804 | 108.1054 | 378.7946
2024 | 6 | 7 | 19 | 53.3397 | 106.4842 | 380.2422
2024 | 6 | 7 | 20 | 52.396 | 103.3991 | 371.2968
2024 | 6 | 7 | 21 | 50.6156 | 105.5048 | 358.2173
2024 | 6 | 7 | 22 | 46.9107 | 100.2775 | 332.7918
2024 | 6 | 7 | 23 | 42.2975 | 89.2215 | 299.1731
2024 | 6 | 8 | 0 | 39.4102 | 86.9255 | 280.778
2024 | 6 | 8 | 1 | 37.0095 | 79.4714 | 263.4419
2024 | 6 | 8 | 2 | 35.3679 | 77.4809 | 252.7756
2024 | 6 | 8 | 3 | 34.4515 | 76.6039 | 245.8629
2024 | 6 | 8 | 4 | 34.2473 | 76.0047 | 242.6272
2024 | 6 | 8 | 5 | 34.6129 | 76.2033 | 241.9255
2024 | 6 | 8 | 6 | 35.4743 | 79.1566 | 248.6521
2024 | 6 | 8 | 7 | 38.612 | 84.2733 | 264.3089
2024 | 6 | 8 | 8 | 43.3459 | 90.2898 | 277.7886
2024 | 6 | 8 | 9 | 47.3501 | 98.1241 | 289.1607
2024 | 6 | 8 | 10 | 49.8335 | 103.8131 | 293.783
2024 | 6 | 8 | 11 | 51.712 | 106.8994 | 297.7018
2024 | 6 | 8 | 12 | 51.5688 | 109.24 | 299.3442
2024 | 6 | 8 | 13 | 51.9309 | 108.4332 | 304.5779
2024 | 6 | 8 | 14 | 52.4392 | 101.826 | 304.1946
2024 | 6 | 8 | 15 | 53.7428 | 101.124 | 310.144
2024 | 6 | 8 | 16 | 56.1984 | 107.9335 | 319.7539
2024 | 6 | 8 | 17 | 58.0738 | 107.5997 | 346.5122
2024 | 6 | 8 | 18 | 54.5908 | 96.4751 | 367.2897
2024 | 6 | 8 | 19 | 52.6798 | 94.0527 | 376.4641
2024 | 6 | 8 | 20 | 50.0271 | 88.2341 | 364.9608
2024 | 6 | 8 | 21 | 48.2593 | 94.1015 | 355.3343
2024 | 6 | 8 | 22 | 45.0081 | 89.5724 | 331.2391
2024 | 6 | 8 | 23 | 41.1664 | 82.7943 | 297.918
2024 | 6 | 9 | 0 | 39.76 | 82.5652 | 270.2681
2024 | 6 | 9 | 1 | 35.8412 | 78.4245 | 247.6341
2024 | 6 | 9 | 2 | 34.3047 | 76.5234 | 238.4358
2024 | 6 | 9 | 3 | 33.4575 | 75.8448 | 231.4499
2024 | 6 | 9 | 4 | 33.2633 | 75.717 | 228.6224
2024 | 6 | 9 | 5 | 33.4721 | 75.3068 | 227.8522
2024 | 6 | 9 | 6 | 35.8772 | 77.5058 | 229.4849
2024 | 6 | 9 | 7 | 38.8775 | 81.6381 | 241.8068
2024 | 6 | 9 | 8 | 42.7723 | 89.7145 | 264.3815
2024 | 6 | 9 | 9 | 46.1494 | 99.1125 | 285.567
2024 | 6 | 9 | 10 | 47.9153 | 107.5489 | 295.5857
2024 | 6 | 9 | 11 | 48.9617 | 110.7205 | 290.987
2024 | 6 | 9 | 12 | 49.8499 | 103.5396 | 261.1912
2024 | 6 | 9 | 13 | 49.8912 | 105.3478 | 261.7796
2024 | 6 | 9 | 14 | 49.7334 | 104.011 | 259.4766
2024 | 6 | 9 | 15 | 50.5839 | 103.7085 | 261.8683
2024 | 6 | 9 | 16 | 52.6443 | 109.028 | 271.106
2024 | 6 | 9 | 17 | 54.5408 | 109.5076 | 301.3497
2024 | 6 | 9 | 18 | 52.6617 | 108.3904 | 320.5307
2024 | 6 | 9 | 19 | 51.5535 | 104.8216 | 332.3798
2024 | 6 | 9 | 20 | 49.345 | 96.9018 | 331.1326
2024 | 6 | 9 | 21 | 46.5678 | 100.4483 | 322.7052
2024 | 6 | 9 | 22 | 42.7509 | 96.175 | 298.6933
2024 | 6 | 9 | 23 | 39.1647 | 88.9433 | 265.9173
2024 | 6 | 10 | 0 | 37.4284 | 88.9317 | 248.8493
2024 | 6 | 10 | 1 | 35.4519 | 83.7094 | 246.6611
2024 | 6 | 10 | 2 | 34.753 | 81.7064 | 239.5318
2024 | 6 | 10 | 3 | 34.5171 | 81.2442 | 235.4627
2024 | 6 | 10 | 4 | 35.6784 | 82.2009 | 237.8367
2024 | 6 | 10 | 5 | 37.7002 | 84.2424 | 246.3296
2024 | 6 | 10 | 6 | 42.4495 | 93.319 | 263.4134
2024 | 6 | 10 | 7 | 45.7571 | 106.4006 | 288.7968
2024 | 6 | 10 | 8 | 47.5374 | 118.6646 | 298.5889
2024 | 6 | 10 | 9 | 48.4959 | 126.5441 | 304.1131
2024 | 6 | 10 | 10 | 49.1805 | 132.8267 | 308.8911
2024 | 6 | 10 | 11 | 49.6217 | 131.7649 | 312.4737
2024 | 6 | 10 | 12 | 50.3415 | 124.3732 | 310.7849
2024 | 6 | 10 | 13 | 50.696 | 126.0096 | 323.0228
2024 | 6 | 10 | 14 | 51.0218 | 118.1834 | 331.7034
2024 | 6 | 10 | 15 | 52.5601 | 116.2813 | 340.2508
2024 | 6 | 10 | 16 | 55.1897 | 123.2001 | 356.7781
2024 | 6 | 10 | 17 | 57.4594 | 118.4745 | 384.2894
2024 | 6 | 10 | 18 | 57.1312 | 113.1414 | 405.981
2024 | 6 | 10 | 19 | 55.9074 | 112.0147 | 412.3412
2024 | 6 | 10 | 20 | 54.0604 | 106.2364 | 407.5093
2024 | 6 | 10 | 21 | 50.5577 | 107.3977 | 393.9052
2024 | 6 | 10 | 22 | 45.8829 | 101.1052 | 361.3615
2024 | 6 | 10 | 23 | 41.3026 | 90.8344 | 320.1844
2024 | 6 | 11 | 0 | 39.703 | 91.7612 | 277.5218
2024 | 6 | 11 | 1 | 36.7413 | 86.9584 | 264.6248
2024 | 6 | 11 | 2 | 35.7446 | 84.564 | 255.5568
2024 | 6 | 11 | 3 | 35.207 | 83.4528 | 249.7168
2024 | 6 | 11 | 4 | 36.174 | 84.2062 | 250.1374
2024 | 6 | 11 | 5 | 38.0566 | 85.5875 | 256.4401
2024 | 6 | 11 | 6 | 42.6971 | 97.0038 | 274.472
2024 | 6 | 11 | 7 | 45.9771 | 110.8604 | 302.2897
2024 | 6 | 11 | 8 | 47.9792 | 119.8536 | 317.8943
2024 | 6 | 11 | 9 | 49.2904 | 124.8376 | 327.4064
2024 | 6 | 11 | 10 | 50.0064 | 130.9044 | 331.5019
2024 | 6 | 11 | 11 | 50.6746 | 131.1464 | 330.0812
2024 | 6 | 11 | 12 | 52.1211 | 128.8462 | 324.5625
2024 | 6 | 11 | 13 | 52.7026 | 129.5703 | 329.4031
2024 | 6 | 11 | 14 | 53.1702 | 120.0672 | 332.4716
2024 | 6 | 11 | 15 | 54.6054 | 119.6122 | 340.1714
2024 | 6 | 11 | 16 | 57.2549 | 127.7877 | 356.8008
2024 | 6 | 11 | 17 | 59.3212 | 123.3213 | 379.4224
2024 | 6 | 11 | 18 | 58.2062 | 122.5006 | 398.8409
2024 | 6 | 11 | 19 | 57.2838 | 120.1638 | 414.4002
2024 | 6 | 11 | 20 | 55.5011 | 116.4849 | 405.2413
2024 | 6 | 11 | 21 | 51.853 | 116.2788 | 391.1865
2024 | 6 | 11 | 22 | 46.8502 | 109.938 | 357.3578
2024 | 6 | 11 | 23 | 42.0902 | 99.6301 | 314.0203
2024 | 6 | 12 | 0 | 40.1005 | 92.0072 | 270.7111
2024 | 6 | 12 | 1 | 41.4793 | 87.0777 | 257.9427
2024 | 6 | 12 | 2 | 39.9562 | 84.1652 | 248.3318
2024 | 6 | 12 | 3 | 39.1004 | 82.9815 | 242.1597
2024 | 6 | 12 | 4 | 39.7463 | 84.3861 | 243.2975
2024 | 6 | 12 | 5 | 41.6576 | 86.5584 | 250.1224
2024 | 6 | 12 | 6 | 45.3801 | 97.5075 | 266.7714
2024 | 6 | 12 | 7 | 50.3282 | 109.5426 | 288.4686
2024 | 6 | 12 | 8 | 54.8407 | 118.4688 | 288.6182
2024 | 6 | 12 | 9 | 59.2003 | 124.2842 | 283.783
2024 | 6 | 12 | 10 | 63.2518 | 128.7692 | 279.1212
2024 | 6 | 12 | 11 | 67.1601 | 127.8703 | 277.0523
2024 | 6 | 12 | 12 | 70.1061 | 126.2541 | 290.5945
2024 | 6 | 12 | 13 | 72.9209 | 128.5334 | 297.891
2024 | 6 | 12 | 14 | 74.9546 | 121.665 | 302.6576
2024 | 6 | 12 | 15 | 77.7815 | 120.9441 | 308.9833
2024 | 6 | 12 | 16 | 81.0704 | 126.8767 | 324.7081
2024 | 6 | 12 | 17 | 83.2144 | 122.2359 | 349.9523
2024 | 6 | 12 | 18 | 84.9893 | 116.3774 | 357.3617
2024 | 6 | 12 | 19 | 82.6337 | 115.5425 | 361.0725
2024 | 6 | 12 | 20 | 78.3392 | 110.7997 | 358.3957
2024 | 6 | 12 | 21 | 73.3059 | 112.6914 | 347.5383
2024 | 6 | 12 | 22 | 66.2081 | 105.288 | 319.698
2024 | 6 | 12 | 23 | 58.3596 | 94.2885 | 283.9118
2024 | 6 | 13 | 0 | 52.9168 | 88.0358 | 266.885
2024 | 6 | 13 | 1 | 49.4892 | 87.9513 | 247.534
2024 | 6 | 13 | 2 | 46.8507 | 85.34 | 239.4727
2024 | 6 | 13 | 3 | 45.2393 | 83.9955 | 234.9389
2024 | 6 | 13 | 4 | 45.2051 | 84.5709 | 237.1714
2024 | 6 | 13 | 5 | 46.578 | 86.9907 | 244.6451
2024 | 6 | 13 | 6 | 51.0031 | 97.4903 | 260.6578
2024 | 6 | 13 | 7 | 56.5662 | 108.8443 | 282.273
2024 | 6 | 13 | 8 | 61.6745 | 119.6684 | 283.4465
2024 | 6 | 13 | 9 | 65.6903 | 125.8617 | 279.987
2024 | 6 | 13 | 10 | 68.8216 | 132.8636 | 275.7327
2024 | 6 | 13 | 11 | 71.4533 | 132.0093 | 272.9161
2024 | 6 | 13 | 12 | 73.7436 | 132.783 | 274.7604
2024 | 6 | 13 | 13 | 75.8265 | 135.8356 | 277.6587
2024 | 6 | 13 | 14 | 77.4007 | 127.3907 | 280.2102
2024 | 6 | 13 | 15 | 79.4177 | 125.05 | 284.7258
2024 | 6 | 13 | 16 | 81.7596 | 132.4226 | 296.879
2024 | 6 | 13 | 17 | 82.504 | 126.0589 | 321.2485
2024 | 6 | 13 | 18 | 81.5164 | 122.6996 | 346.3714
2024 | 6 | 13 | 19 | 78.7569 | 121.0402 | 362.6811
2024 | 6 | 13 | 20 | 74.2623 | 116.0313 | 359.6985
2024 | 6 | 13 | 21 | 69.5267 | 116.2158 | 350.961
2024 | 6 | 13 | 22 | 62.8175 | 109.7607 | 323.4256
2024 | 6 | 13 | 23 | 55.3187 | 98.3496 | 285.7244
2024 | 6 | 14 | 0 | 50.266 | 94.741 | 251.7927
2024 | 6 | 14 | 1 | 48.8151 | 86.6435 | 244.8323
2024 | 6 | 14 | 2 | 46.4303 | 83.7537 | 238.2907
2024 | 6 | 14 | 3 | 44.9346 | 82.526 | 234.0595
2024 | 6 | 14 | 4 | 45.04 | 83.1344 | 235.7875
2024 | 6 | 14 | 5 | 46.6565 | 84.5928 | 243.1798
2024 | 6 | 14 | 6 | 49.8873 | 94.0498 | 257.3735
2024 | 6 | 14 | 7 | 55.214 | 106.7235 | 283.7121
2024 | 6 | 14 | 8 | 60.4143 | 114.5188 | 295.2084
2024 | 6 | 14 | 9 | 64.4677 | 120.5318 | 298.8279
2024 | 6 | 14 | 10 | 67.7588 | 125.5997 | 297.9061
2024 | 6 | 14 | 11 | 70.3907 | 125.9871 | 290.9685
2024 | 6 | 14 | 12 | 73.0895 | 123.6298 | 295.4195
2024 | 6 | 14 | 13 | 75.1038 | 124.2465 | 296.4573
2024 | 6 | 14 | 14 | 76.3877 | 114.4194 | 296.6261
2024 | 6 | 14 | 15 | 78.5907 | 111.7168 | 297.8657
2024 | 6 | 14 | 16 | 80.7999 | 119.0033 | 305.8901
2024 | 6 | 14 | 17 | 81.4024 | 113.5473 | 323.9559
2024 | 6 | 14 | 18 | 76.476 | 107.9998 | 329.3287
2024 | 6 | 14 | 19 | 73.5631 | 106.2246 | 342.0175
2024 | 6 | 14 | 20 | 70.5896 | 102.3656 | 342.0478
2024 | 6 | 14 | 21 | 66.6942 | 104.3022 | 335.9078
2024 | 6 | 14 | 22 | 60.6971 | 98.8057 | 315.0863
2024 | 6 | 14 | 23 | 54.3276 | 87.7698 | 285.8275
2024 | 6 | 15 | 0 | 48.5763 | 85.6411 | 266.0151
2024 | 6 | 15 | 1 | 46.389 | 78.6296 | 241.7134
2024 | 6 | 15 | 2 | 43.8126 | 76.4642 | 233.1803
2024 | 6 | 15 | 3 | 42.235 | 75.8428 | 227.8663
2024 | 6 | 15 | 4 | 41.5086 | 75.1526 | 227.1533
2024 | 6 | 15 | 5 | 42.1697 | 74.6501 | 228.8193
2024 | 6 | 15 | 6 | 44.2891 | 77.3207 | 231.0618
2024 | 6 | 15 | 7 | 49.2114 | 82.1276 | 246.9864
2024 | 6 | 15 | 8 | 55.465 | 90.8041 | 268.4022
2024 | 6 | 15 | 9 | 61.3595 | 97.1145 | 280.9538
2024 | 6 | 15 | 10 | 65.6568 | 102.0469 | 282.2094
2024 | 6 | 15 | 11 | 68.9569 | 103.1821 | 277.637
2024 | 6 | 15 | 12 | 69.9174 | 104.4786 | 284.2415
2024 | 6 | 15 | 13 | 70.6142 | 103.2362 | 282.9814
2024 | 6 | 15 | 14 | 70.555 | 99.6415 | 279.496
2024 | 6 | 15 | 15 | 70.908 | 101.0884 | 283.041
2024 | 6 | 15 | 16 | 72.2055 | 102.4921 | 294.5372
2024 | 6 | 15 | 17 | 71.4559 | 100.895 | 315.0152
2024 | 6 | 15 | 18 | 75.3617 | 92.1706 | 335.3482
2024 | 6 | 15 | 19 | 72.8559 | 91.0877 | 332.8888
2024 | 6 | 15 | 20 | 68.675 | 87.182 | 325.6841
2024 | 6 | 15 | 21 | 64.7988 | 90.8058 | 317.7809
2024 | 6 | 15 | 22 | 59.6704 | 87.7334 | 299.9712
2024 | 6 | 15 | 23 | 53.9891 | 80.9726 | 274.6225
2024 | 6 | 16 | 0 | 46.9381 | 81.3948 | 257.5478
2024 | 6 | 16 | 1 | 43.1202 | 78.2042 | 243.0454
2024 | 6 | 16 | 2 | 40.8178 | 75.8788 | 235.5075
2024 | 6 | 16 | 3 | 39.3452 | 75.235 | 231.4733
2024 | 6 | 16 | 4 | 38.5744 | 74.8901 | 231.297
2024 | 6 | 16 | 5 | 38.8428 | 74.1256 | 231.6475
2024 | 6 | 16 | 6 | 40.838 | 75.9696 | 228.1156
2024 | 6 | 16 | 7 | 44.0807 | 79.6743 | 240.8694
2024 | 6 | 16 | 8 | 48.1485 | 86.8568 | 264.6799
2024 | 6 | 16 | 9 | 51.7721 | 91.2838 | 285.1416
2024 | 6 | 16 | 10 | 54.1586 | 96.3283 | 294.2291
2024 | 6 | 16 | 11 | 56.0894 | 99.2464 | 290.8126
2024 | 6 | 16 | 12 | 56.5586 | 101.8555 | 289.4076
2024 | 6 | 16 | 13 | 56.2946 | 101.9946 | 289.888
2024 | 6 | 16 | 14 | 55.6619 | 98.1978 | 290.8737
2024 | 6 | 16 | 15 | 55.6778 | 101.9205 | 291.9917
2024 | 6 | 16 | 16 | 57.3435 | 105.9537 | 303.3626
2024 | 6 | 16 | 17 | 57.9786 | 106.1169 | 324.5306
2024 | 6 | 16 | 18 | 61.7504 | 99.1207 | 331.1937
2024 | 6 | 16 | 19 | 59.5829 | 96.8091 | 336.442
2024 | 6 | 16 | 20 | 55.5561 | 93.2146 | 331.0605
2024 | 6 | 16 | 21 | 51.9018 | 95.2003 | 322.5911
2024 | 6 | 16 | 22 | 47.2943 | 91.7864 | 298.9642
2024 | 6 | 16 | 23 | 42.7718 | 84.0261 | 267.6473
2024 | 6 | 17 | 0 | 40.5607 | 84.3247 | 249.9975
2024 | 6 | 17 | 1 | 40.0068 | 78.2997 | 233.5717
2024 | 6 | 17 | 2 | 38.7044 | 76.8509 | 228.4027
2024 | 6 | 17 | 3 | 38.0978 | 76.6959 | 226.4729
2024 | 6 | 17 | 4 | 38.7739 | 77.7678 | 230.494
2024 | 6 | 17 | 5 | 40.5405 | 79.6823 | 240.2297
2024 | 6 | 17 | 6 | 44.8296 | 90.733 | 251.7042
2024 | 6 | 17 | 7 | 48.8255 | 103.7252 | 275.6148
2024 | 6 | 17 | 8 | 51.9857 | 116.2371 | 280.0512
2024 | 6 | 17 | 9 | 54.2366 | 124.3306 | 279.9377
2024 | 6 | 17 | 10 | 55.5785 | 131.2261 | 275.6832
2024 | 6 | 17 | 11 | 56.5755 | 129.0163 | 272.4612
2024 | 6 | 17 | 12 | 57.0333 | 124.7945 | 264.1806
2024 | 6 | 17 | 13 | 57.824 | 127.1701 | 266.6798
2024 | 6 | 17 | 14 | 58.6934 | 122.3812 | 267.0519
2024 | 6 | 17 | 15 | 60.5191 | 121.1771 | 269.8183
2024 | 6 | 17 | 16 | 63.3449 | 127.2274 | 283.3658
2024 | 6 | 17 | 17 | 65.031 | 122.6505 | 307.7723
2024 | 6 | 17 | 18 | 68.4065 | 118.9228 | 335.5515
2024 | 6 | 17 | 19 | 65.908 | 117.6392 | 352.0968
2024 | 6 | 17 | 20 | 61.88 | 111.0387 | 348.3563
2024 | 6 | 17 | 21 | 57.9049 | 110.7627 | 337.6287
2024 | 6 | 17 | 22 | 52.3412 | 104.9143 | 309.4897
2024 | 6 | 17 | 23 | 46.4356 | 94.3349 | 273.4829
2024 | 6 | 18 | 0 | 43.1301 | 88.8587 | 241.0796
2024 | 6 | 18 | 1 | 39.4545 | 85.7113 | 231.6926
2024 | 6 | 18 | 2 | 38.113 | 83.3141 | 225.093
2024 | 6 | 18 | 3 | 37.3963 | 82.2947 | 221.6799
2024 | 6 | 18 | 4 | 38.0478 | 82.2444 | 224.3731
2024 | 6 | 18 | 5 | 39.7078 | 83.8876 | 232.4399
2024 | 6 | 18 | 6 | 43.7084 | 89.612 | 248.9403
2024 | 6 | 18 | 7 | 47.4028 | 102.9913 | 270.488
2024 | 6 | 18 | 8 | 49.8867 | 113.875 | 268.005
2024 | 6 | 18 | 9 | 51.4496 | 122.2998 | 260.1992
2024 | 6 | 18 | 10 | 52.1397 | 132.534 | 255.4284
2024 | 6 | 18 | 11 | 52.7702 | 133.564 | 255.13
2024 | 6 | 18 | 12 | 51.5883 | 132.1533 | 267.6465
2024 | 6 | 18 | 13 | 52.0671 | 134.0781 | 270.2728
2024 | 6 | 18 | 14 | 52.7687 | 128.4919 | 272.1034
2024 | 6 | 18 | 15 | 54.1849 | 126.8484 | 277.2485
2024 | 6 | 18 | 16 | 56.8205 | 134.9352 | 292.3903
2024 | 6 | 18 | 17 | 58.7342 | 130.224 | 316.9975
2024 | 6 | 18 | 18 | 57.2596 | 128.3168 | 347.7776
2024 | 6 | 18 | 19 | 56.0704 | 125.8529 | 353.4422
2024 | 6 | 18 | 20 | 54.4536 | 117.2443 | 351.834
2024 | 6 | 18 | 21 | 51.7835 | 116.167 | 341.0745
2024 | 6 | 18 | 22 | 47.2943 | 109.1037 | 314.1797
2024 | 6 | 18 | 23 | 42.3678 | 98.2846 | 278.9861
2024 | 6 | 19 | 0 | 39.961 | 95.0962 | 254.9413
2024 | 6 | 19 | 1 | 39.5315 | 90.5056 | 236.4928
2024 | 6 | 19 | 2 | 38.3529 | 87.4327 | 229.7074
2024 | 6 | 19 | 3 | 37.7223 | 85.7302 | 225.8907
2024 | 6 | 19 | 4 | 38.531 | 85.1638 | 228.8758
2024 | 6 | 19 | 5 | 40.4443 | 86.8437 | 237.1238
2024 | 6 | 19 | 6 | 42.9806 | 98.9616 | 255.1198
2024 | 6 | 19 | 7 | 46.7814 | 112.956 | 276.552
2024 | 6 | 19 | 8 | 49.4308 | 123.8319 | 275.4987
2024 | 6 | 19 | 9 | 51.7824 | 131.5864 | 270.0935
2024 | 6 | 19 | 10 | 54.1155 | 140.042 | 267.0549
2024 | 6 | 19 | 11 | 56.418 | 144.2373 | 264.4103
2024 | 6 | 19 | 12 | 58.8 | 142.3712 | 261.3905
2024 | 6 | 19 | 13 | 60.7049 | 144.437 | 266.2054
2024 | 6 | 19 | 14 | 62.3596 | 134.5802 | 270.381
2024 | 6 | 19 | 15 | 64.6205 | 130.6567 | 275.255
2024 | 6 | 19 | 16 | 67.6485 | 141.3857 | 291.7604
2024 | 6 | 19 | 17 | 69.92 | 134.3249 | 319.2999
2024 | 6 | 19 | 18 | 67.8637 | 133.6693 | 349.6009
2024 | 6 | 19 | 19 | 66.4867 | 128.946 | 357.4217
2024 | 6 | 19 | 20 | 64.8597 | 121.5802 | 357.1736
2024 | 6 | 19 | 21 | 61.7151 | 120.5541 | 346.6357
2024 | 6 | 19 | 22 | 56.2819 | 112.7553 | 318.4476
2024 | 6 | 19 | 23 | 50.1281 | 101.8484 | 282.0947
2024 | 6 | 20 | 0 | 45.154 | 96.7748 | 251.0685
2024 | 6 | 20 | 1 | 43.2288 | 93.6794 | 236.2748
2024 | 6 | 20 | 2 | 41.4996 | 90.5052 | 229.0898
2024 | 6 | 20 | 3 | 40.5301 | 88.5385 | 225.5605
2024 | 6 | 20 | 4 | 41.0404 | 88.3596 | 228.2277
2024 | 6 | 20 | 5 | 42.7133 | 90.158 | 236.5078
2024 | 6 | 20 | 6 | 45.5057 | 97.9051 | 251.0019
2024 | 6 | 20 | 7 | 49.5849 | 110.8243 | 272.9511
2024 | 6 | 20 | 8 | 52.5683 | 119.6595 | 276.8992
2024 | 6 | 20 | 9 | 54.8979 | 126.5347 | 276.7917
2024 | 6 | 20 | 10 | 56.9271 | 131.1007 | 274.0016
2024 | 6 | 20 | 11 | 58.7892 | 133.0644 | 270.6229
2024 | 6 | 20 | 12 | 60.4397 | 133.0793 | 271.0331
2024 | 6 | 20 | 13 | 61.7212 | 133.7903 | 275.7208
2024 | 6 | 20 | 14 | 62.8041 | 119.1904 | 276.9105
2024 | 6 | 20 | 15 | 64.3419 | 117.8176 | 279.9005
2024 | 6 | 20 | 16 | 66.7023 | 130.6989 | 292.12
2024 | 6 | 20 | 17 | 68.0181 | 124.5865 | 314.1745
2024 | 6 | 20 | 18 | 71.9857 | 115.0025 | 341.6241
2024 | 6 | 20 | 19 | 70.0705 | 112.9246 | 357.0824
2024 | 6 | 20 | 20 | 66.4199 | 107.6229 | 355.1165
2024 | 6 | 20 | 21 | 62.4565 | 108.5926 | 346.2966
2024 | 6 | 20 | 22 | 56.6692 | 103.2585 | 319.0265
2024 | 6 | 20 | 23 | 50.0623 | 93.1316 | 281.9676
2024 | 6 | 21 | 0 | 43.8345 | 92.8491 | 248.0576
2024 | 6 | 21 | 1 | 41.6939 | 87.7566 | 240.3433
2024 | 6 | 21 | 2 | 40.0436 | 85.4822 | 232.2177
2024 | 6 | 21 | 3 | 39.0694 | 84.3241 | 228.1522
2024 | 6 | 21 | 4 | 39.5883 | 84.7471 | 229.9985
2024 | 6 | 21 | 5 | 41.0965 | 87.0825 | 236.8642
2024 | 6 | 21 | 6 | 43.1607 | 95.3035 | 259.1852
2024 | 6 | 21 | 7 | 47.0087 | 107.6216 | 281.7707
2024 | 6 | 21 | 8 | 50.1077 | 114.2986 | 283.6698
2024 | 6 | 21 | 9 | 52.3269 | 119.9224 | 281.5653
2024 | 6 | 21 | 10 | 54.0959 | 126.3492 | 279.5012
2024 | 6 | 21 | 11 | 55.4776 | 126.7946 | 274.4843
2024 | 6 | 21 | 12 | 55.7756 | 127.5607 | 273.1123
2024 | 6 | 21 | 13 | 56.6693 | 127.5997 | 278.7105
2024 | 6 | 21 | 14 | 57.4433 | 119.0126 | 282.8582
2024 | 6 | 21 | 15 | 59.0193 | 117.1197 | 286.9008
2024 | 6 | 21 | 16 | 61.3998 | 123.3346 | 298.0395
2024 | 6 | 21 | 17 | 62.9468 | 118.1679 | 321.1691
2024 | 6 | 21 | 18 | 56.0015 | 110.7166 | 356.1421
2024 | 6 | 21 | 19 | 54.4352 | 107.1729 | 374.3119
2024 | 6 | 21 | 20 | 53.5358 | 104.9461 | 369.6528
2024 | 6 | 21 | 21 | 51.2836 | 106.9208 | 360.5681
2024 | 6 | 21 | 22 | 47.2746 | 101.6135 | 334.969
2024 | 6 | 21 | 23 | 42.8588 | 90.4889 | 299.1862
2024 | 6 | 22 | 0 | 41.7954 | 88.1644 | 267.1192
2024 | 6 | 22 | 1 | 37.9686 | 81.6945 | 255.4903
2024 | 6 | 22 | 2 | 36.2153 | 79.5951 | 244.4898
2024 | 6 | 22 | 3 | 35.261 | 78.7162 | 237.4253
2024 | 6 | 22 | 4 | 34.9814 | 78.3647 | 235.462
2024 | 6 | 22 | 5 | 35.4763 | 78.0902 | 235.0918
2024 | 6 | 22 | 6 | 36.1434 | 80.8805 | 236.2146
2024 | 6 | 22 | 7 | 39.2257 | 85.8087 | 251.785
2024 | 6 | 22 | 8 | 43.1118 | 94.4672 | 271.4495
2024 | 6 | 22 | 9 | 46.1788 | 99.6636 | 286.5089
2024 | 6 | 22 | 10 | 47.7449 | 104.8828 | 295.1582
2024 | 6 | 22 | 11 | 49.0337 | 106.1609 | 300.4902
2024 | 6 | 22 | 12 | 48.7703 | 107.2351 | 312.4441
2024 | 6 | 22 | 13 | 48.7258 | 106.3974 | 315.8784
2024 | 6 | 22 | 14 | 48.6662 | 98.7181 | 320.8481
2024 | 6 | 22 | 15 | 49.2129 | 100.9021 | 332.1336
2024 | 6 | 22 | 16 | 50.988 | 106.8039 | 348.3304
2024 | 6 | 22 | 17 | 52.278 | 106.1384 | 374.625
2024 | 6 | 22 | 18 | 50.8383 | 98.1754 | 387.3252
2024 | 6 | 22 | 19 | 49.2264 | 96.3133 | 393.8305
2024 | 6 | 22 | 20 | 46.7 | 92.2713 | 383.1503
2024 | 6 | 22 | 21 | 44.7173 | 95.803 | 375.8852
2024 | 6 | 22 | 22 | 41.6766 | 92.133 | 352.5626
2024 | 6 | 22 | 23 | 38.2091 | 84.9123 | 319.01
2024 | 6 | 23 | 0 | 35.6017 | 85.2982 | 294.1587
2024 | 6 | 23 | 1 | 35.2827 | 81.7799 | 277.8782
2024 | 6 | 23 | 2 | 33.8927 | 79.6506 | 264.7263
2024 | 6 | 23 | 3 | 33.1927 | 78.959 | 255.7721
2024 | 6 | 23 | 4 | 32.8828 | 79.0218 | 252.3028
2024 | 6 | 23 | 5 | 32.959 | 78.7473 | 250.2299
2024 | 6 | 23 | 6 | 34.7886 | 80.1297 | 249.103
2024 | 6 | 23 | 7 | 37.8162 | 85.5384 | 265.6154
2024 | 6 | 23 | 8 | 41.6873 | 92.254 | 299.3202
2024 | 6 | 23 | 9 | 44.6174 | 99.6725 | 334.7495
2024 | 6 | 23 | 10 | 46.1236 | 109.8261 | 355.3266
2024 | 6 | 23 | 11 | 46.9707 | 112.9806 | 359.8236
2024 | 6 | 23 | 12 | 48.2009 | 110.3052 | 358.3104
2024 | 6 | 23 | 13 | 48.4249 | 111.611 | 364.1753
2024 | 6 | 23 | 14 | 48.2236 | 105.1254 | 370.8058
2024 | 6 | 23 | 15 | 49.1323 | 104.3166 | 381.1773
2024 | 6 | 23 | 16 | 51.2127 | 115.4174 | 398.9643
2024 | 6 | 23 | 17 | 53.0065 | 115.9234 | 422.9422
2024 | 6 | 23 | 18 | 52.2136 | 113.0967 | 445.8744
2024 | 6 | 23 | 19 | 51.1763 | 109.7274 | 447.1862
2024 | 6 | 23 | 20 | 49.2588 | 103.0196 | 433.8991
2024 | 6 | 23 | 21 | 47.4083 | 104.1096 | 420.8749
2024 | 6 | 23 | 22 | 43.8142 | 99.9327 | 387.1908
2024 | 6 | 23 | 23 | 40.1349 | 92.397 | 343.856
2024 | 6 | 24 | 0 | 38.3321 | 91.0798 | 306.9751
2024 | 6 | 24 | 1 | 36.5503 | 88.9095 | 280.589
2024 | 6 | 24 | 2 | 35.8302 | 86.3211 | 269.0687
2024 | 6 | 24 | 3 | 35.591 | 85.8328 | 261.2784
2024 | 6 | 24 | 4 | 36.672 | 86.9454 | 260.9126
2024 | 6 | 24 | 5 | 38.6942 | 89.0904 | 267.028
2024 | 6 | 24 | 6 | 42.6257 | 100.3712 | 284.0897
2024 | 6 | 24 | 7 | 46.1707 | 115.0384 | 314.0171
2024 | 6 | 24 | 8 | 47.8596 | 127.2173 | 336.6125
2024 | 6 | 24 | 9 | 48.3966 | 132.3598 | 354.1703
2024 | 6 | 24 | 10 | 48.6592 | 138.2325 | 360.4149
2024 | 6 | 24 | 11 | 48.9826 | 140.9348 | 360.415
2024 | 6 | 24 | 12 | 50.7352 | 138.9908 | 343.6147
2024 | 6 | 24 | 13 | 50.9226 | 140.0782 | 352.8597
2024 | 6 | 24 | 14 | 51.148 | 127.1616 | 359.8574
2024 | 6 | 24 | 15 | 52.4751 | 123.4494 | 369.2804
2024 | 6 | 24 | 16 | 55.1636 | 134.6002 | 388.028
2024 | 6 | 24 | 17 | 57.5218 | 128.0115 | 415.4393
2024 | 6 | 24 | 18 | 56.1654 | 125.9171 | 437.8815
2024 | 6 | 24 | 19 | 55.0569 | 122.5607 | 447.612
2024 | 6 | 24 | 20 | 53.7373 | 116.023 | 436.6779
2024 | 6 | 24 | 21 | 51.4578 | 115.4596 | 419.1074
2024 | 6 | 24 | 22 | 47.3247 | 109.1097 | 382.5229
2024 | 6 | 24 | 23 | 42.4472 | 98.7462 | 336.9315
2024 | 6 | 25 | 0 | 39.9517 | 95.3296 | 290.7178
2024 | 6 | 25 | 1 | 38.1418 | 91.4677 | 281.2894
2024 | 6 | 25 | 2 | 37.0958 | 88.8545 | 269.6995
2024 | 6 | 25 | 3 | 36.52 | 87.4749 | 261.6058
2024 | 6 | 25 | 4 | 37.4453 | 87.4656 | 261.0842
2024 | 6 | 25 | 5 | 39.1502 | 88.9898 | 266.8144
2024 | 6 | 25 | 6 | 43.2339 | 101.1614 | 283.1116
2024 | 6 | 25 | 7 | 46.8651 | 115.7595 | 311.8685
2024 | 6 | 25 | 8 | 48.9339 | 124.2893 | 335.4328
2024 | 6 | 25 | 9 | 49.7909 | 129.2288 | 354.854
2024 | 6 | 25 | 10 | 50.3438 | 134.4002 | 362.1883
2024 | 6 | 25 | 11 | 50.6743 | 136.9413 | 359.7746
2024 | 6 | 25 | 12 | 51.7194 | 131.2075 | 357.0883
2024 | 6 | 25 | 13 | 51.8584 | 131.0303 | 362.7438
2024 | 6 | 25 | 14 | 51.861 | 117.5347 | 364.5742
2024 | 6 | 25 | 15 | 53.038 | 116.9456 | 370.5439
2024 | 6 | 25 | 16 | 55.6401 | 128.3267 | 382.2628
2024 | 6 | 25 | 17 | 58.1222 | 123.8538 | 399.1248
2024 | 6 | 25 | 18 | 56.8038 | 121.3737 | 410.5444
2024 | 6 | 25 | 19 | 55.8331 | 118.859 | 412.6441
2024 | 6 | 25 | 20 | 54.3607 | 114.3307 | 404.4689
2024 | 6 | 25 | 21 | 51.6083 | 114.1111 | 389.4811
2024 | 6 | 25 | 22 | 47.1373 | 108.3166 | 357.1655
2024 | 6 | 25 | 23 | 42.5865 | 98.5288 | 316.4397
2024 | 6 | 26 | 0 | 40.9162 | 92.7341 | 285.3235
2024 | 6 | 26 | 1 | 37.5981 | 87.6432 | 270.1856
2024 | 6 | 26 | 2 | 36.6333 | 85.4958 | 260.1371
2024 | 6 | 26 | 3 | 36.16 | 84.1365 | 253.1382
2024 | 6 | 26 | 4 | 37.2217 | 84.9523 | 253.7272
2024 | 6 | 26 | 5 | 39.0982 | 87.8933 | 259.2433
2024 | 6 | 26 | 6 | 41.3127 | 100.7497 | 276.9826
2024 | 6 | 26 | 7 | 44.2169 | 114.7701 | 300.485
2024 | 6 | 26 | 8 | 45.3418 | 122.6883 | 309.0258
2024 | 6 | 26 | 9 | 45.8022 | 130.1393 | 313.0459
2024 | 6 | 26 | 10 | 46.5446 | 136.9668 | 313.0658
2024 | 6 | 26 | 11 | 47.3078 | 137.6285 | 309.5351
2024 | 6 | 26 | 12 | 47.3457 | 132.7591 | 317.5973
2024 | 6 | 26 | 13 | 47.8389 | 132.4601 | 319.7123
2024 | 6 | 26 | 14 | 48.7112 | 126.8946 | 320.1743
2024 | 6 | 26 | 15 | 50.3971 | 125.3048 | 323.8288
2024 | 6 | 26 | 16 | 53.407 | 130.0877 | 336.3212
2024 | 6 | 26 | 17 | 55.8942 | 125.649 | 357.8716
2024 | 6 | 26 | 18 | 58.3103 | 119.9418 | 380.4739
2024 | 6 | 26 | 19 | 57.3997 | 115.467 | 393.2446
2024 | 6 | 26 | 20 | 55.6796 | 112.542 | 386.6124
2024 | 6 | 26 | 21 | 52.9553 | 112.564 | 374.2107
2024 | 6 | 26 | 22 | 48.416 | 106.8325 | 342.4644
2024 | 6 | 26 | 23 | 43.0831 | 97.8466 | 301.611
2024 | 6 | 27 | 0 | 39.3487 | 93.2058 | 272.0803
2024 | 6 | 27 | 1 | 37.6586 | 87.9273 | 250.707
2024 | 6 | 27 | 2 | 36.4946 | 85.7663 | 242.112
2024 | 6 | 27 | 3 | 35.8921 | 84.7103 | 237.0669
2024 | 6 | 27 | 4 | 36.7746 | 85.4931 | 239.0563
2024 | 6 | 27 | 5 | 38.3704 | 88.1648 | 245.9249
2024 | 6 | 27 | 6 | 40.7546 | 100.7594 | 261.1096
2024 | 6 | 27 | 7 | 43.8901 | 113.8357 | 284.197
2024 | 6 | 27 | 8 | 45.6028 | 121.6271 | 294.4239
2024 | 6 | 27 | 9 | 46.7551 | 129.1846 | 301.4894
2024 | 6 | 27 | 10 | 48.0963 | 135.9307 | 301.7204
2024 | 6 | 27 | 11 | 49.2954 | 138.4978 | 297.5641
2024 | 6 | 27 | 12 | 49.9474 | 131.5846 | 293.8179
2024 | 6 | 27 | 13 | 50.8905 | 132.5152 | 294.2719
2024 | 6 | 27 | 14 | 52.0076 | 121.6775 | 293.5389
2024 | 6 | 27 | 15 | 54.1374 | 117.5499 | 295.5198
2024 | 6 | 27 | 16 | 57.2697 | 127.2114 | 303.2585
2024 | 6 | 27 | 17 | 59.8486 | 122.3562 | 322.0021
2024 | 6 | 27 | 18 | 58.916 | 115.5431 | 348.8566
2024 | 6 | 27 | 19 | 58.2327 | 113.7382 | 364.86
2024 | 6 | 27 | 20 | 57.2476 | 109.4462 | 360.6346
2024 | 6 | 27 | 21 | 54.6991 | 110.2113 | 351.2134
2024 | 6 | 27 | 22 | 50.1639 | 103.5509 | 323.0131
2024 | 6 | 27 | 23 | 45.0057 | 95.1837 | 285.0033
2024 | 6 | 28 | 0 | 41.3543 | 91.0085 | 261.174
2024 | 6 | 28 | 1 | 38.1886 | 88.0092 | 244.5706
2024 | 6 | 28 | 2 | 36.9456 | 85.5469 | 236.4907
2024 | 6 | 28 | 3 | 36.2743 | 84.678 | 232.0523
2024 | 6 | 28 | 4 | 37.0902 | 84.9468 | 234.0532
2024 | 6 | 28 | 5 | 38.6544 | 87.0185 | 240.645
2024 | 6 | 28 | 6 | 40.2332 | 95.8536 | 256.1725
2024 | 6 | 28 | 7 | 43.5732 | 107.5165 | 277.4512
2024 | 6 | 28 | 8 | 45.5985 | 114.3569 | 274.6843
2024 | 6 | 28 | 9 | 46.8223 | 120.2515 | 266.1792
2024 | 6 | 28 | 10 | 48.162 | 124.4265 | 261.6227
2024 | 6 | 28 | 11 | 49.1594 | 126.149 | 261.285
2024 | 6 | 28 | 12 | 49.9049 | 123.239 | 259.4167
2024 | 6 | 28 | 13 | 50.441 | 123.4759 | 264.4043
2024 | 6 | 28 | 14 | 51.079 | 109.4859 | 272.163
2024 | 6 | 28 | 15 | 52.5265 | 105.4523 | 279.1195
2024 | 6 | 28 | 16 | 55.0793 | 115.7611 | 294.1103
2024 | 6 | 28 | 17 | 56.8035 | 110.0197 | 324.8952
2024 | 6 | 28 | 18 | 57.0882 | 98.4525 | 357.7546
2024 | 6 | 28 | 19 | 56.0836 | 95.1559 | 375.4503
2024 | 6 | 28 | 20 | 55.1174 | 93.8918 | 370.9541
2024 | 6 | 28 | 21 | 52.7499 | 97.095 | 362.3085
2024 | 6 | 28 | 22 | 48.8443 | 93.5151 | 337.0164
2024 | 6 | 28 | 23 | 43.9068 | 83.7353 | 301.2103
2024 | 6 | 29 | 0 | 39.3958 | 85.1757 | 265.8379
2024 | 6 | 29 | 1 | 36.4832 | 81.6518 | 258.471
2024 | 6 | 29 | 2 | 34.8025 | 80.382 | 247.6483
2024 | 6 | 29 | 3 | 33.9599 | 79.4811 | 240.6885
2024 | 6 | 29 | 4 | 33.7821 | 78.9534 | 238.4334
2024 | 6 | 29 | 5 | 34.2033 | 79.9835 | 238.2311
2024 | 6 | 29 | 6 | 34.449 | 85.1789 | 242.9605
2024 | 6 | 29 | 7 | 37.3976 | 91.659 | 259.5546
2024 | 6 | 29 | 8 | 41.2308 | 94.8151 | 278.878
2024 | 6 | 29 | 9 | 44.3261 | 101.4951 | 294.1761
2024 | 6 | 29 | 10 | 46.108 | 107.4932 | 302.9839
2024 | 6 | 29 | 11 | 47.6061 | 110.7436 | 307.9995
2024 | 6 | 29 | 12 | 47.4238 | 107.7948 | 332.0275
2024 | 6 | 29 | 13 | 47.2144 | 106.4967 | 332.6118
2024 | 6 | 29 | 14 | 46.8864 | 94.627 | 333.8996
2024 | 6 | 29 | 15 | 47.1593 | 93.9236 | 343.3395
2024 | 6 | 29 | 16 | 48.7053 | 103.0569 | 355.6653
2024 | 6 | 29 | 17 | 50.0878 | 103.6517 | 376.719
2024 | 6 | 29 | 18 | 49.4921 | 98.2025 | 384.3844
2024 | 6 | 29 | 19 | 48.0888 | 95.9472 | 374.7936
2024 | 6 | 29 | 20 | 46.1674 | 91.5745 | 365.8218
2024 | 6 | 29 | 21 | 44.1572 | 97.289 | 358.1742
2024 | 6 | 29 | 22 | 41.0764 | 91.4911 | 337.6509
2024 | 6 | 29 | 23 | 37.9191 | 86.1801 | 308.7304
2024 | 6 | 30 | 0 | 35.9027 | 83.4947 | 300.7792
2024 | 6 | 30 | 1 | 34.8115 | 81.0001 | 262.2701
2024 | 6 | 30 | 2 | 33.3148 | 79.6454 | 250.9017
2024 | 6 | 30 | 3 | 32.5156 | 78.9351 | 244.316
2024 | 6 | 30 | 4 | 32.1996 | 78.8321 | 241.217
2024 | 6 | 30 | 5 | 32.2182 | 79.0413 | 238.2214
2024 | 6 | 30 | 6 | 33.2847 | 83.405 | 236.2273
2024 | 6 | 30 | 7 | 36.1344 | 89.3002 | 247.8056
2024 | 6 | 30 | 8 | 40.2344 | 91.6341 | 270.0339
2024 | 6 | 30 | 9 | 43.7402 | 98.0306 | 292.0108
2024 | 6 | 30 | 10 | 46.2392 | 104.0742 | 302.1501
2024 | 6 | 30 | 11 | 47.9567 | 106.1948 | 295.4516
2024 | 6 | 30 | 12 | 49.1105 | 104.4846 | 278.6783
2024 | 6 | 30 | 13 | 49.9729 | 104.9034 | 280.3308
2024 | 6 | 30 | 14 | 50.815 | 96.4812 | 280.1798
2024 | 6 | 30 | 15 | 52.4 | 97.381 | 279.6019
2024 | 6 | 30 | 16 | 55.0714 | 104.9382 | 288.9075
2024 | 6 | 30 | 17 | 57.5278 | 106.6522 | 315.0196
2024 | 6 | 30 | 18 | 59.1832 | 99.9997 | 342.4964
2024 | 6 | 30 | 19 | 57.7665 | 97.2628 | 356.1276
2024 | 6 | 30 | 20 | 54.9659 | 93.5842 | 345.8618
2024 | 6 | 30 | 21 | 51.9526 | 98.8869 | 335.2922
2024 | 6 | 30 | 22 | 47.4636 | 93.8402 | 307.8471
2024 | 6 | 30 | 23 | 42.8777 | 86.9022 | 271.1212
2024 | 7 | 1 | 0 | 39.5733 | 85.4506 | 237.1271
2024 | 7 | 1 | 1 | 37.74 | 74.1692 | 259.4175
2024 | 7 | 1 | 2 | 36.0315 | 76.3842 | 249.1212
2024 | 7 | 1 | 3 | 35.0856 | 76.2322 | 242.9971
2024 | 7 | 1 | 4 | 35.0726 | 77.0226 | 243.0834
2024 | 7 | 1 | 5 | 35.5421 | 75.6518 | 244.9811
2024 | 7 | 1 | 6 | 36.4141 | 75.8028 | 242.9918
2024 | 7 | 1 | 7 | 40.0749 | 80.5285 | 255.9791
2024 | 7 | 1 | 8 | 44.3198 | 88.5839 | 264.6029
2024 | 7 | 1 | 9 | 48.5841 | 92.7972 | 283.6695
2024 | 7 | 1 | 10 | 52.2148 | 96.7097 | 285.7487
2024 | 7 | 1 | 11 | 55.0178 | 96.189 | 287.7425
2024 | 7 | 1 | 12 | 55.946 | 98.6557 | 276.634
2024 | 7 | 1 | 13 | 56.9038 | 98.8647 | 275.745
2024 | 7 | 1 | 14 | 57.1235 | 94.4082 | 272.229
2024 | 7 | 1 | 15 | 58.7224 | 96.4575 | 280.0071
2024 | 7 | 1 | 16 | 61.9832 | 102.3556 | 295.0395
2024 | 7 | 1 | 17 | 64.6406 | 102.3747 | 337.854
2024 | 7 | 1 | 18 | 64.3808 | 102.7835 | 383.5908
2024 | 7 | 1 | 19 | 62.2863 | 104.3028 | 404.1944
2024 | 7 | 1 | 20 | 58.715 | 102.6448 | 390.8571
2024 | 7 | 1 | 21 | 55.1814 | 105.0139 | 373.7623
2024 | 7 | 1 | 22 | 51.6188 | 100.2252 | 348.3961
2024 | 7 | 1 | 23 | 47.4866 | 93.4775 | 316.5514
2024 | 7 | 2 | 0 | 42.7777 | 85.0218 | 271.0883
2024 | 7 | 2 | 1 | 42.0623 | 81.6244 | 260.1018
2024 | 7 | 2 | 2 | 40.1085 | 78.8428 | 251.5068
2024 | 7 | 2 | 3 | 38.8758 | 77.7666 | 246.9856
2024 | 7 | 2 | 4 | 39.2151 | 79.2248 | 248.6334
2024 | 7 | 2 | 5 | 40.3595 | 80.8152 | 254.8666
2024 | 7 | 2 | 6 | 42.724 | 92.7163 | 265.1511
2024 | 7 | 2 | 7 | 47.5235 | 107.3708 | 289.2678
2024 | 7 | 2 | 8 | 52.0341 | 113.6718 | 293.4314
2024 | 7 | 2 | 9 | 55.9444 | 120.2809 | 286.8107
2024 | 7 | 2 | 10 | 59.7765 | 125.3644 | 283.7374
2024 | 7 | 2 | 11 | 63.0748 | 124.8491 | 286.5572
2024 | 7 | 2 | 12 | 65.3943 | 123.1813 | 281.7004
2024 | 7 | 2 | 13 | 66.7514 | 123.2462 | 282.3256
2024 | 7 | 2 | 14 | 68.0387 | 108.6049 | 288.7084
2024 | 7 | 2 | 15 | 69.9328 | 112.499 | 298.9153
2024 | 7 | 2 | 16 | 72.7943 | 119.1009 | 324.8936
2024 | 7 | 2 | 17 | 75.2388 | 115.6497 | 368.8852
2024 | 7 | 2 | 18 | 74.7812 | 105.6908 | 413.7845
2024 | 7 | 2 | 19 | 72.5348 | 105.0379 | 437.0022
2024 | 7 | 2 | 20 | 69.1032 | 101.6908 | 428.7826
2024 | 7 | 2 | 21 | 64.699 | 104.9682 | 417.8951
2024 | 7 | 2 | 22 | 59.3349 | 99.3633 | 387.3287
2024 | 7 | 2 | 23 | 52.8925 | 89.0368 | 340.7747
2024 | 7 | 3 | 0 | 48.4246 | 91.6305 | 301.0653
2024 | 7 | 3 | 1 | 44.3224 | 80.0971 | 271.2382
2024 | 7 | 3 | 2 | 42.0863 | 77.1427 | 261.0036
2024 | 7 | 3 | 3 | 40.6448 | 75.7642 | 254.8019
2024 | 7 | 3 | 4 | 40.7793 | 77.2744 | 255.5635
2024 | 7 | 3 | 5 | 41.9067 | 78.9435 | 261.5565
2024 | 7 | 3 | 6 | 43.6038 | 92.1052 | 274.5132
2024 | 7 | 3 | 7 | 48.3959 | 106.8368 | 299.9426
2024 | 7 | 3 | 8 | 52.7616 | 112.5486 | 307.1663
2024 | 7 | 3 | 9 | 56.5513 | 121.551 | 303.972
2024 | 7 | 3 | 10 | 60.2884 | 125.9533 | 302.5019
2024 | 7 | 3 | 11 | 63.486 | 122.863 | 306.4126
2024 | 7 | 3 | 12 | 66.7092 | 112.3905 | 304.6444
2024 | 7 | 3 | 13 | 68.5574 | 112.5683 | 310.0676
2024 | 7 | 3 | 14 | 70.4891 | 101.7022 | 318.9504
2024 | 7 | 3 | 15 | 73.1258 | 104.9385 | 329.8068
2024 | 7 | 3 | 16 | 76.3527 | 107.7725 | 357.1916
2024 | 7 | 3 | 17 | 78.6607 | 104.4883 | 401.1859
2024 | 7 | 3 | 18 | 77.5472 | 97.6554 | 435.8228
2024 | 7 | 3 | 19 | 75.1585 | 98.0266 | 457.0237
2024 | 7 | 3 | 20 | 71.3129 | 91.5276 | 448.5824
2024 | 7 | 3 | 21 | 66.7995 | 95.36 | 437.3221
2024 | 7 | 3 | 22 | 61.1665 | 89.5406 | 404.5092
2024 | 7 | 3 | 23 | 54.1858 | 80.3617 | 355.8442
2024 | 7 | 4 | 0 | 47.4406 | 86.1604 | 319.5478
2024 | 7 | 4 | 1 | 43.6795 | 78.6297 | 296.9471
2024 | 7 | 4 | 2 | 41.615 | 76.1036 | 283.7247
2024 | 7 | 4 | 3 | 40.3586 | 74.6554 | 275.7867
2024 | 7 | 4 | 4 | 40.5657 | 75.8469 | 274.6076
2024 | 7 | 4 | 5 | 41.7696 | 77.7975 | 279.1984
2024 | 7 | 4 | 6 | 45.0497 | 90.9617 | 295.6847
2024 | 7 | 4 | 7 | 49.281 | 104.519 | 325.6324
2024 | 7 | 4 | 8 | 52.9808 | 111.75 | 341.2314
2024 | 7 | 4 | 9 | 56.2882 | 122.2404 | 345.973
2024 | 7 | 4 | 10 | 59.1479 | 128.9527 | 349.4199
2024 | 7 | 4 | 11 | 61.7062 | 125.4194 | 356.8302
2024 | 7 | 4 | 12 | 63.4126 | 114.6096 | 378.7384
2024 | 7 | 4 | 13 | 64.1254 | 115.4595 | 384.8663
2024 | 7 | 4 | 14 | 64.9957 | 104.693 | 391.0767
2024 | 7 | 4 | 15 | 66.5792 | 107.3715 | 401.0606
2024 | 7 | 4 | 16 | 68.7861 | 110.978 | 421.8693
2024 | 7 | 4 | 17 | 70.4041 | 106.9118 | 452.827
2024 | 7 | 4 | 18 | 72.0439 | 100.1418 | 475.594
2024 | 7 | 4 | 19 | 69.7203 | 100.6743 | 477.7361
2024 | 7 | 4 | 20 | 66.1255 | 93.5835 | 469.6405
2024 | 7 | 4 | 21 | 62.2522 | 96.2371 | 456.4267
2024 | 7 | 4 | 22 | 57.33 | 90.8329 | 424.373
2024 | 7 | 4 | 23 | 51.2419 | 81.2985 | 377.0556
2024 | 7 | 5 | 0 | 46.0013 | 86.5271 | 350.9337
2024 | 7 | 5 | 1 | 41.7539 | 83.7802 | 320.14
2024 | 7 | 5 | 2 | 39.6811 | 80.4926 | 304.3108
2024 | 7 | 5 | 3 | 38.4084 | 79.0668 | 293.9397
2024 | 7 | 5 | 4 | 38.5266 | 80.1525 | 291.2632
2024 | 7 | 5 | 5 | 39.3866 | 81.8869 | 294.532
2024 | 7 | 5 | 6 | 42.1395 | 92.3459 | 312.797
2024 | 7 | 5 | 7 | 46.0582 | 106.7863 | 347.0267
2024 | 7 | 5 | 8 | 49.5573 | 113.8454 | 378.2093
2024 | 7 | 5 | 9 | 52.3921 | 124.7451 | 399.9925
2024 | 7 | 5 | 10 | 54.5301 | 132.6258 | 408.6511
2024 | 7 | 5 | 11 | 56.1167 | 131.651 | 408.4485
2024 | 7 | 5 | 12 | 56.6806 | 123.0139 | 424.3078
2024 | 7 | 5 | 13 | 56.7465 | 124.4153 | 425.1689
2024 | 7 | 5 | 14 | 57.2817 | 113.3982 | 424.543
2024 | 7 | 5 | 15 | 58.3118 | 112.6095 | 429.5315
2024 | 7 | 5 | 16 | 60.2784 | 117.0451 | 442.3286
2024 | 7 | 5 | 17 | 61.4869 | 111.6763 | 461.4413
2024 | 7 | 5 | 18 | 63.9171 | 106.4142 | 493.4542
2024 | 7 | 5 | 19 | 61.7653 | 104.8437 | 498.3017
2024 | 7 | 5 | 20 | 58.3773 | 100.8532 | 487.557
2024 | 7 | 5 | 21 | 55.0986 | 103.307 | 474.8254
2024 | 7 | 5 | 22 | 51.3831 | 96.8514 | 445.5872
2024 | 7 | 5 | 23 | 46.1751 | 85.6626 | 399.7353
2024 | 7 | 6 | 0 | 42.3487 | 91.7972 | 355.5944
2024 | 7 | 6 | 1 | 37.8269 | 80.8476 | 324.1873
2024 | 7 | 6 | 2 | 35.8896 | 77.9837 | 307.6514
2024 | 7 | 6 | 3 | 34.7248 | 76.6634 | 296.9958
2024 | 7 | 6 | 4 | 34.3305 | 75.4466 | 291.424
2024 | 7 | 6 | 5 | 34.3444 | 74.6172 | 287.785
2024 | 7 | 6 | 6 | 35.2848 | 79.3798 | 285.1395
2024 | 7 | 6 | 7 | 37.9142 | 84.8862 | 306.5465
2024 | 7 | 6 | 8 | 41.5451 | 88.9639 | 344.431
2024 | 7 | 6 | 9 | 44.7189 | 95.6695 | 378.6406
2024 | 7 | 6 | 10 | 46.6951 | 100.4502 | 393.361
2024 | 7 | 6 | 11 | 48.2934 | 106.6504 | 396.1764
2024 | 7 | 6 | 12 | 48.2095 | 105.8285 | 382.4808
2024 | 7 | 6 | 13 | 47.8235 | 103.1472 | 382.1188
2024 | 7 | 6 | 14 | 47.6998 | 99.5552 | 381.1219
2024 | 7 | 6 | 15 | 48.1323 | 102.9437 | 384.676
2024 | 7 | 6 | 16 | 49.9183 | 101.5313 | 398.9319
2024 | 7 | 6 | 17 | 51.668 | 100.8432 | 429.1303
2024 | 7 | 6 | 18 | 53.8762 | 84.8947 | 444.1717
2024 | 7 | 6 | 19 | 51.7488 | 85.01 | 453.0656
2024 | 7 | 6 | 20 | 47.8305 | 80.7348 | 433.1093
2024 | 7 | 6 | 21 | 45.5986 | 86.9052 | 423.0685
2024 | 7 | 6 | 22 | 42.6068 | 82.6493 | 395.8009
2024 | 7 | 6 | 23 | 39.1173 | 75.4789 | 356.9516
2024 | 7 | 7 | 0 | 37.4893 | 80.3544 | 329.2164
2024 | 7 | 7 | 1 | 34.7591 | 72.2784 | 300.5301
2024 | 7 | 7 | 2 | 33.2136 | 69.849 | 287.0412
2024 | 7 | 7 | 3 | 32.2804 | 69.5349 | 278.4774
2024 | 7 | 7 | 4 | 31.9386 | 69.5069 | 273.7853
2024 | 7 | 7 | 5 | 31.7106 | 69.0157 | 270.267
2024 | 7 | 7 | 6 | 31.4182 | 72.9661 | 267.9592
2024 | 7 | 7 | 7 | 33.9456 | 77.3531 | 281.2694
2024 | 7 | 7 | 8 | 38.2923 | 82.0113 | 300.6582
2024 | 7 | 7 | 9 | 42.4009 | 86.9117 | 318.6198
2024 | 7 | 7 | 10 | 45.4936 | 90.398 | 325.2487
2024 | 7 | 7 | 11 | 47.715 | 94.7192 | 328.1266
2024 | 7 | 7 | 12 | 48.7953 | 92.6397 | 316.1688
2024 | 7 | 7 | 13 | 50.0752 | 92.1141 | 320.3811
2024 | 7 | 7 | 14 | 51.8726 | 91.0527 | 321.0726
2024 | 7 | 7 | 15 | 54.5445 | 97.8055 | 327.1544
2024 | 7 | 7 | 16 | 58.1192 | 94.1601 | 344.8434
2024 | 7 | 7 | 17 | 61.42 | 94.7804 | 387.0292
2024 | 7 | 7 | 18 | 59.2583 | 91.4034 | 419.2999
2024 | 7 | 7 | 19 | 57.6175 | 90.6328 | 429.1679
2024 | 7 | 7 | 20 | 54.2732 | 87.6797 | 414.3969
2024 | 7 | 7 | 21 | 51.6763 | 90.2478 | 402.8943
2024 | 7 | 7 | 22 | 47.6574 | 86.5592 | 372.2548
2024 | 7 | 7 | 23 | 43.2202 | 80.1456 | 329.8596
2024 | 7 | 8 | 0 | 39.538 | 78.2772 | 297.0862
2024 | 7 | 8 | 1 | 38.7085 | 78.4171 | 278.9141
2024 | 7 | 8 | 2 | 37.3682 | 76.604 | 270.12
2024 | 7 | 8 | 3 | 36.6637 | 76.4218 | 265.0226
2024 | 7 | 8 | 4 | 37.4354 | 78.3799 | 266.7896
2024 | 7 | 8 | 5 | 38.841 | 80.7264 | 273.6112
2024 | 7 | 8 | 6 | 41.9921 | 91.6126 | 284.4129
2024 | 7 | 8 | 7 | 46.0844 | 105.1046 | 310.6476
2024 | 7 | 8 | 8 | 49.9617 | 112.4286 | 330.7703
2024 | 7 | 8 | 9 | 53.4325 | 119.0359 | 345.3898
2024 | 7 | 8 | 10 | 56.4163 | 124.0799 | 348.6089
2024 | 7 | 8 | 11 | 58.8099 | 125.132 | 345.8934
2024 | 7 | 8 | 12 | 59.441 | 119.1397 | 327.1107
2024 | 7 | 8 | 13 | 60.5613 | 119.089 | 328.4647
2024 | 7 | 8 | 14 | 61.6455 | 111.4073 | 329.353
2024 | 7 | 8 | 15 | 63.5306 | 113.6578 | 337.292
2024 | 7 | 8 | 16 | 66.6308 | 115.3456 | 356.4901
2024 | 7 | 8 | 17 | 69.4237 | 111.987 | 391.9153
2024 | 7 | 8 | 18 | 64.8287 | 105.0055 | 427.1584
2024 | 7 | 8 | 19 | 62.7902 | 104.8067 | 440.826
2024 | 7 | 8 | 20 | 60.4122 | 100.8565 | 429.4255
2024 | 7 | 8 | 21 | 57.4085 | 103.7974 | 416.0365
2024 | 7 | 8 | 22 | 52.5369 | 98.3925 | 383.2852
2024 | 7 | 8 | 23 | 47.3236 | 90.4565 | 339.2422
2024 | 7 | 9 | 0 | 47.0265 | 87.9668 | 291.9477
2024 | 7 | 9 | 1 | 41.1963 | 77.8803 | 287.932
2024 | 7 | 9 | 2 | 39.4377 | 75.3663 | 277.7463
2024 | 7 | 9 | 3 | 38.2878 | 74.8272 | 271.3518
2024 | 7 | 9 | 4 | 38.8958 | 76.5021 | 271.7059
2024 | 7 | 9 | 5 | 39.9098 | 78.7013 | 277.4447
2024 | 7 | 9 | 6 | 42.6038 | 92.7038 | 290.9945
2024 | 7 | 9 | 7 | 45.7597 | 105.8434 | 320.0706
2024 | 7 | 9 | 8 | 47.8047 | 111.6056 | 344.2997
2024 | 7 | 9 | 9 | 48.9362 | 115.3611 | 361.2624
2024 | 7 | 9 | 10 | 49.8795 | 118.8312 | 369.2437
2024 | 7 | 9 | 11 | 50.322 | 120.0651 | 371.0954
2024 | 7 | 9 | 12 | 51.2244 | 119.8112 | 363.6831
2024 | 7 | 9 | 13 | 51.4636 | 120.8642 | 368.7358
2024 | 7 | 9 | 14 | 52.186 | 114.0923 | 371.6205
2024 | 7 | 9 | 15 | 53.611 | 115.8706 | 381.5928
2024 | 7 | 9 | 16 | 56.5764 | 117.4587 | 401.7342
2024 | 7 | 9 | 17 | 59.6152 | 114.034 | 432.4926
2024 | 7 | 9 | 18 | 64.0286 | 106.6987 | 449.1632
2024 | 7 | 9 | 19 | 61.8565 | 107.2014 | 444.2325
2024 | 7 | 9 | 20 | 58.1382 | 104.1064 | 435.7317
2024 | 7 | 9 | 21 | 54.8991 | 107.9002 | 422.2129
2024 | 7 | 9 | 22 | 50.1855 | 100.6466 | 390.8961
2024 | 7 | 9 | 23 | 44.5412 | 89.9786 | 349.3181
2024 | 7 | 10 | 0 | 39.7502 | 80.1232 | 320.0473
2024 | 7 | 10 | 1 | 37.3493 | 82.8651 | 298.7749
2024 | 7 | 10 | 2 | 36.0144 | 79.8484 | 287.4862
2024 | 7 | 10 | 3 | 35.1158 | 78.5189 | 280.3511
2024 | 7 | 10 | 4 | 35.8732 | 79.5129 | 279.9606
2024 | 7 | 10 | 5 | 36.9023 | 82.06 | 284.7954
2024 | 7 | 10 | 6 | 38.347 | 87.8403 | 300.4615
2024 | 7 | 10 | 7 | 41.1283 | 101.1565 | 327.257
2024 | 7 | 10 | 8 | 43.115 | 107.4037 | 344.5209
2024 | 7 | 10 | 9 | 44.8242 | 115.5208 | 354.288
2024 | 7 | 10 | 10 | 46.5016 | 121.116 | 356.4873
2024 | 7 | 10 | 11 | 47.7276 | 123.1477 | 354.2885
2024 | 7 | 10 | 12 | 48.6941 | 118.891 | 339.4214
2024 | 7 | 10 | 13 | 49.7935 | 119.3084 | 339.6017
2024 | 7 | 10 | 14 | 51.3518 | 112.852 | 342.153
2024 | 7 | 10 | 15 | 54.1597 | 114.2976 | 349.8223
2024 | 7 | 10 | 16 | 58.0364 | 114.8525 | 369.7015
2024 | 7 | 10 | 17 | 61.8864 | 109.994 | 406.0854
2024 | 7 | 10 | 18 | 64.0888 | 102.4632 | 416.2589
2024 | 7 | 10 | 19 | 62.3092 | 100.9767 | 421.0955
2024 | 7 | 10 | 20 | 59.2193 | 96.4324 | 410.8752
2024 | 7 | 10 | 21 | 56.0993 | 100.0198 | 399.6814
2024 | 7 | 10 | 22 | 51.2615 | 94.2721 | 369.0443
2024 | 7 | 10 | 23 | 45.6554 | 85.2669 | 328.1618
2024 | 7 | 11 | 0 | 41.1707 | 87.8162 | 314.2352
2024 | 7 | 11 | 1 | 37.5999 | 83.9253 | 288.3314
2024 | 7 | 11 | 2 | 36.2378 | 81.1212 | 277.492
2024 | 7 | 11 | 3 | 35.4571 | 79.7314 | 271.7759
2024 | 7 | 11 | 4 | 36.151 | 80.3421 | 272.208
2024 | 7 | 11 | 5 | 37.2413 | 82.5247 | 277.8191
2024 | 7 | 11 | 6 | 38.5206 | 89.7074 | 294.4309
2024 | 7 | 11 | 7 | 41.6331 | 102.4236 | 319.823
2024 | 7 | 11 | 8 | 44.3217 | 108.1917 | 333.711
2024 | 7 | 11 | 9 | 46.925 | 112.9953 | 341.613
2024 | 7 | 11 | 10 | 49.1948 | 117.9014 | 338.8098
2024 | 7 | 11 | 11 | 51.0864 | 120.3821 | 331.2782
2024 | 7 | 11 | 12 | 52.2879 | 118.3585 | 337.738
2024 | 7 | 11 | 13 | 53.9383 | 118.4869 | 332.7128
2024 | 7 | 11 | 14 | 56.209 | 109.5926 | 325.7011
2024 | 7 | 11 | 15 | 59.3306 | 111.1218 | 326.0315
2024 | 7 | 11 | 16 | 63.1142 | 115.237 | 334.8089
2024 | 7 | 11 | 17 | 66.7334 | 110.8692 | 357.3407
2024 | 7 | 11 | 18 | 67.9015 | 105.5101 | 391.0387
2024 | 7 | 11 | 19 | 66.169 | 105.7425 | 403.9182
2024 | 7 | 11 | 20 | 62.1654 | 100.7919 | 394.5392
2024 | 7 | 11 | 21 | 58.4854 | 103.911 | 384.5962
2024 | 7 | 11 | 22 | 53.4646 | 97.9253 | 356.0143
2024 | 7 | 11 | 23 | 47.5403 | 88.3684 | 316.1088
2024 | 7 | 12 | 0 | 42.6767 | 87.8364 | 294.5412
2024 | 7 | 12 | 1 | 39.5866 | 81.338 | 279.7642
2024 | 7 | 12 | 2 | 37.9463 | 78.5275 | 269.1655
2024 | 7 | 12 | 3 | 36.9301 | 77.4746 | 263.2082
2024 | 7 | 12 | 4 | 37.468 | 78.5421 | 264.0191
2024 | 7 | 12 | 5 | 38.5239 | 80.5115 | 269.3773
2024 | 7 | 12 | 6 | 40.0252 | 89.9565 | 281.7897
2024 | 7 | 12 | 7 | 43.6834 | 102.5473 | 305.1526
2024 | 7 | 12 | 8 | 47.3534 | 108.0218 | 312.0805
2024 | 7 | 12 | 9 | 50.7782 | 114.0027 | 311.2643
2024 | 7 | 12 | 10 | 53.7302 | 118.8598 | 308.0877
2024 | 7 | 12 | 11 | 56.118 | 119.6231 | 308.3167
2024 | 7 | 12 | 12 | 57.8823 | 119.4903 | 307.0133
2024 | 7 | 12 | 13 | 59.8368 | 119.6216 | 311.1214
2024 | 7 | 12 | 14 | 61.9374 | 112.851 | 317.1008
2024 | 7 | 12 | 15 | 64.8293 | 113.7841 | 326.4945
2024 | 7 | 12 | 16 | 68.2997 | 114.7858 | 345.5913
2024 | 7 | 12 | 17 | 71.3228 | 110.3302 | 382.828
2024 | 7 | 12 | 18 | 70.5847 | 101.6254 | 414.5232
2024 | 7 | 12 | 19 | 68.3812 | 100.8782 | 431.707
2024 | 7 | 12 | 20 | 64.4441 | 98.2409 | 422.0155
2024 | 7 | 12 | 21 | 60.9269 | 101.6314 | 412.8419
2024 | 7 | 12 | 22 | 56.095 | 95.6128 | 385.5592
2024 | 7 | 12 | 23 | 49.988 | 84.8511 | 345.6271
2024 | 7 | 13 | 0 | 44.9639 | 83.2509 | 314.3641
2024 | 7 | 13 | 1 | 40.9656 | 77.0765 | 299.0036
2024 | 7 | 13 | 2 | 38.5171 | 74.5412 | 285.7932
2024 | 7 | 13 | 3 | 37.088 | 73.7433 | 277.091
2024 | 7 | 13 | 4 | 36.5486 | 73.5612 | 273.5975
2024 | 7 | 13 | 5 | 36.4194 | 73.6928 | 272.9922
2024 | 7 | 13 | 6 | 37.351 | 70.3843 | 273.446
2024 | 7 | 13 | 7 | 41.6467 | 74.8766 | 292.2813
2024 | 7 | 13 | 8 | 48.318 | 82.6464 | 323.2721
2024 | 7 | 13 | 9 | 54.9703 | 92.4346 | 349.7071
2024 | 7 | 13 | 10 | 60.1058 | 100.5426 | 362.8201
2024 | 7 | 13 | 11 | 63.8877 | 103.2654 | 369.1127
2024 | 7 | 13 | 12 | 65.5751 | 101.1052 | 367.8507
2024 | 7 | 13 | 13 | 67.285 | 100.7778 | 373.0161
2024 | 7 | 13 | 14 | 68.6393 | 99.1427 | 380.78
2024 | 7 | 13 | 15 | 70.4909 | 101.5052 | 400.9115
2024 | 7 | 13 | 16 | 72.8439 | 101.5661 | 427.9215
2024 | 7 | 13 | 17 | 74.5739 | 101.1863 | 465.5044
2024 | 7 | 13 | 18 | 72.3687 | 99.3071 | 493.4877
2024 | 7 | 13 | 19 | 69.736 | 98.7563 | 502.627
2024 | 7 | 13 | 20 | 65.3448 | 91.6896 | 485.7401
2024 | 7 | 13 | 21 | 62.1124 | 95.4916 | 475.9079
2024 | 7 | 13 | 22 | 57.6355 | 91.5967 | 446.1348
2024 | 7 | 13 | 23 | 52.5372 | 83.8989 | 402.7944
2024 | 7 | 14 | 0 | 48.4825 | 84.4968 | 351.9924
2024 | 7 | 14 | 1 | 43.4679 | 79.2462 | 321.9099
2024 | 7 | 14 | 2 | 40.9079 | 76.2949 | 305.614
2024 | 7 | 14 | 3 | 39.3113 | 75.4479 | 294.7506
2024 | 7 | 14 | 4 | 38.6112 | 75.3155 | 289.5218
2024 | 7 | 14 | 5 | 38.4824 | 75.2275 | 285.9382
2024 | 7 | 14 | 6 | 40.2137 | 73.986 | 282.3224
2024 | 7 | 14 | 7 | 44.2647 | 76.8023 | 298.3741
2024 | 7 | 14 | 8 | 50.7304 | 80.7066 | 330.9905
2024 | 7 | 14 | 9 | 57.4691 | 86.1451 | 362.2226
2024 | 7 | 14 | 10 | 62.7949 | 90.4339 | 380.0517
2024 | 7 | 14 | 11 | 66.6608 | 94.9786 | 385.8514
2024 | 7 | 14 | 12 | 68.3757 | 91.3047 | 389.9436
2024 | 7 | 14 | 13 | 69.4728 | 90.5773 | 395.8886
2024 | 7 | 14 | 14 | 69.9562 | 89.6234 | 404.2755
2024 | 7 | 14 | 15 | 71.068 | 92.3685 | 417.5828
2024 | 7 | 14 | 16 | 73.2325 | 89.1301 | 443.0305
2024 | 7 | 14 | 17 | 74.6883 | 89.0013 | 479.1039
2024 | 7 | 14 | 18 | 76.5764 | 90.0728 | 501.8276
2024 | 7 | 14 | 19 | 74.0565 | 89.5201 | 502.8627
2024 | 7 | 14 | 20 | 70.0362 | 87.0178 | 485.6112
2024 | 7 | 14 | 21 | 66.3686 | 91.584 | 472.1535
2024 | 7 | 14 | 22 | 61.0941 | 87.581 | 437.0164
2024 | 7 | 14 | 23 | 55.4152 | 79.1389 | 389.9235
2024 | 7 | 15 | 0 | 49.8785 | 83.5947 | 345.9781
2024 | 7 | 15 | 1 | 45.2715 | 79.4996 | 319.8523
2024 | 7 | 15 | 2 | 43.3226 | 77.5509 | 305.8271
2024 | 7 | 15 | 3 | 42.2019 | 77.3797 | 296.6436
2024 | 7 | 15 | 4 | 42.6593 | 78.8411 | 294.8336
2024 | 7 | 15 | 5 | 44.2458 | 81.6825 | 299.46
2024 | 7 | 15 | 6 | 46.7694 | 92.8684 | 317.2133
2024 | 7 | 15 | 7 | 51.2785 | 107.1975 | 350.0009
2024 | 7 | 15 | 8 | 55.6273 | 117.185 | 384.2005
2024 | 7 | 15 | 9 | 59.1545 | 123.0269 | 411.8752
2024 | 7 | 15 | 10 | 62.1948 | 130.0689 | 421.4498
2024 | 7 | 15 | 11 | 64.6344 | 131.8548 | 421.1261
2024 | 7 | 15 | 12 | 66.4689 | 127.829 | 427.7169
2024 | 7 | 15 | 13 | 67.6483 | 128.1718 | 430.5687
2024 | 7 | 15 | 14 | 68.8148 | 122.6262 | 428.1589
2024 | 7 | 15 | 15 | 70.9541 | 121.8924 | 432.9675
2024 | 7 | 15 | 16 | 73.9309 | 123.7692 | 445.9175
2024 | 7 | 15 | 17 | 75.8968 | 118.4492 | 467.1629
2024 | 7 | 15 | 18 | 75.2141 | 117.3012 | 494.2787
2024 | 7 | 15 | 19 | 71.6693 | 115.1743 | 492.9273
2024 | 7 | 15 | 20 | 66.2987 | 108.6186 | 479.0716
2024 | 7 | 15 | 21 | 61.8123 | 109.0366 | 461.2327
2024 | 7 | 15 | 22 | 55.8229 | 102.103 | 424.7121
2024 | 7 | 15 | 23 | 49.631 | 92.6176 | 378.0724
2024 | 7 | 16 | 0 | 46.5507 | 91.2218 | 342.6473
2024 | 7 | 16 | 1 | 43.0884 | 83.804 | 321.9504
2024 | 7 | 16 | 2 | 41.2029 | 80.7726 | 308.0528
2024 | 7 | 16 | 3 | 40.0327 | 79.4409 | 298.3715
2024 | 7 | 16 | 4 | 40.4697 | 80.0397 | 296.6267
2024 | 7 | 16 | 5 | 41.7329 | 82.3848 | 300.8199
2024 | 7 | 16 | 6 | 43.9567 | 90.5831 | 314.3944
2024 | 7 | 16 | 7 | 47.8054 | 102.6365 | 343.0051
2024 | 7 | 16 | 8 | 51.562 | 109.148 | 365.4606
2024 | 7 | 16 | 9 | 54.4743 | 116.418 | 378.8463
2024 | 7 | 16 | 10 | 56.5895 | 120.8585 | 383.6927
2024 | 7 | 16 | 11 | 58.0568 | 125.2084 | 386.6624
2024 | 7 | 16 | 12 | 59.1157 | 119.4613 | 392.8062
2024 | 7 | 16 | 13 | 60.4832 | 121.1156 | 399.4552
2024 | 7 | 16 | 14 | 62.3077 | 113.0223 | 405.3385
2024 | 7 | 16 | 15 | 64.9882 | 113.3761 | 419.0118
2024 | 7 | 16 | 16 | 68.4485 | 116.9578 | 441.0231
2024 | 7 | 16 | 17 | 71.3741 | 112.5244 | 472.0177
2024 | 7 | 16 | 18 | 69.8617 | 107.997 | 497.3395
2024 | 7 | 16 | 19 | 67.1779 | 107.5711 | 505.7618
2024 | 7 | 16 | 20 | 63.043 | 103.0982 | 493.0386
2024 | 7 | 16 | 21 | 59.2526 | 105.8011 | 476.5758
2024 | 7 | 16 | 22 | 53.9308 | 99.4085 | 439.1223
2024 | 7 | 16 | 23 | 48.1618 | 88.4163 | 389.5737
2024 | 7 | 17 | 0 | 44.0483 | 85.7187 | 333.0039
2024 | 7 | 17 | 1 | 40.6535 | 82.3322 | 305.1967
2024 | 7 | 17 | 2 | 39.2308 | 79.689 | 293.401
2024 | 7 | 17 | 3 | 38.395 | 78.3136 | 285.1044
2024 | 7 | 17 | 4 | 39.1394 | 78.8217 | 285.1012
2024 | 7 | 17 | 5 | 40.782 | 81.3928 | 290.6375
2024 | 7 | 17 | 6 | 43.2108 | 93.0337 | 302.0419
2024 | 7 | 17 | 7 | 46.1976 | 105.4985 | 327.9017
2024 | 7 | 17 | 8 | 48.3507 | 113.3029 | 352.3609
2024 | 7 | 17 | 9 | 50.4531 | 119.5561 | 370.8648
2024 | 7 | 17 | 10 | 52.1436 | 124.9118 | 375.0432
2024 | 7 | 17 | 11 | 53.7428 | 125.678 | 370.7256
2024 | 7 | 17 | 12 | 55.6272 | 123.2213 | 361.6527
2024 | 7 | 17 | 13 | 56.7377 | 125.0873 | 362.91
2024 | 7 | 17 | 14 | 58.1223 | 122.4518 | 361.8092
2024 | 7 | 17 | 15 | 60.1463 | 122.815 | 367.4995
2024 | 7 | 17 | 16 | 63.2098 | 123.9589 | 385.5233
2024 | 7 | 17 | 17 | 65.5315 | 118.7323 | 414.2323
2024 | 7 | 17 | 18 | 67.0404 | 114.0508 | 432.7988
2024 | 7 | 17 | 19 | 64.9542 | 111.8896 | 431.6774
2024 | 7 | 17 | 20 | 61.5144 | 105.9625 | 422.9199
2024 | 7 | 17 | 21 | 57.6994 | 106.7945 | 409.0758
2024 | 7 | 17 | 22 | 52.42 | 100.2511 | 377.7634
2024 | 7 | 17 | 23 | 46.9753 | 90.3254 | 337.0956
2024 | 7 | 18 | 0 | 42.2198 | 88.2976 | 303.292
2024 | 7 | 18 | 1 | 41.7518 | 87.2967 | 291.5206
2024 | 7 | 18 | 2 | 40.1665 | 84.1231 | 280.7553
2024 | 7 | 18 | 3 | 39.2621 | 82.7078 | 273.8753
2024 | 7 | 18 | 4 | 39.8865 | 83.8305 | 274.8079
2024 | 7 | 18 | 5 | 41.4314 | 86.9217 | 281.3436
2024 | 7 | 18 | 6 | 43.3963 | 93.1356 | 292.2751
2024 | 7 | 18 | 7 | 47.1167 | 104.8336 | 317.999
2024 | 7 | 18 | 8 | 50.463 | 111.767 | 340.8532
2024 | 7 | 18 | 9 | 53.7555 | 118.6445 | 357.822
2024 | 7 | 18 | 10 | 56.8926 | 125.0871 | 363.7662
2024 | 7 | 18 | 11 | 59.7072 | 128.8514 | 364.9727
2024 | 7 | 18 | 12 | 61.7669 | 126.014 | 348.4367
2024 | 7 | 18 | 13 | 63.3597 | 128.5425 | 354.1784
2024 | 7 | 18 | 14 | 64.8607 | 120.7624 | 359.5048
2024 | 7 | 18 | 15 | 66.8468 | 119.6951 | 369.7632
2024 | 7 | 18 | 16 | 69.4932 | 123.2509 | 388.2865
2024 | 7 | 18 | 17 | 71.4996 | 117.3837 | 419.9013
2024 | 7 | 18 | 18 | 69.6868 | 110.6397 | 455.0387
2024 | 7 | 18 | 19 | 67.8313 | 110.2067 | 468.1388
2024 | 7 | 18 | 20 | 65.28 | 105.6258 | 458.7225
2024 | 7 | 18 | 21 | 61.7455 | 107.9629 | 445.1006
2024 | 7 | 18 | 22 | 56.4177 | 101.3841 | 410.201
2024 | 7 | 18 | 23 | 50.8368 | 90.9907 | 363.5506
2024 | 7 | 19 | 0 | 46.7773 | 90.6373 | 311.3642
2024 | 7 | 19 | 1 | 43.9319 | 82.5802 | 290.4916
2024 | 7 | 19 | 2 | 41.9115 | 79.3537 | 279.5497
2024 | 7 | 19 | 3 | 40.6364 | 78.2179 | 272.6578
2024 | 7 | 19 | 4 | 40.9996 | 79.6048 | 273.3531
2024 | 7 | 19 | 5 | 42.1934 | 82.0752 | 279.3058
2024 | 7 | 19 | 6 | 44.2724 | 89.903 | 293.2399
2024 | 7 | 19 | 7 | 48.1604 | 101.9855 | 319.2654
2024 | 7 | 19 | 8 | 51.8225 | 107.1375 | 339.674
2024 | 7 | 19 | 9 | 54.931 | 112.8911 | 352.9034
2024 | 7 | 19 | 10 | 57.6374 | 116.0828 | 356.9192
2024 | 7 | 19 | 11 | 59.7245 | 118.7556 | 355.2336
2024 | 7 | 19 | 12 | 62.0012 | 117.1114 | 338.2089
2024 | 7 | 19 | 13 | 63.1712 | 118.5376 | 342.6165
2024 | 7 | 19 | 14 | 64.3879 | 113.8423 | 347.5385
2024 | 7 | 19 | 15 | 66.3158 | 112.2975 | 356.9177
2024 | 7 | 19 | 16 | 69.0548 | 113.239 | 375.8146
2024 | 7 | 19 | 17 | 71.0625 | 107.5703 | 407.5349
2024 | 7 | 19 | 18 | 65.5201 | 106.685 | 427.9129
2024 | 7 | 19 | 19 | 62.9757 | 105.8118 | 431.2646
2024 | 7 | 19 | 20 | 59.6022 | 101.8461 | 422.9651
2024 | 7 | 19 | 21 | 56.5323 | 103.5179 | 411.383
2024 | 7 | 19 | 22 | 52.0963 | 97.2659 | 384.5501
2024 | 7 | 19 | 23 | 46.9201 | 85.3221 | 347.2045
2024 | 7 | 20 | 0 | 44.8995 | 79.4629 | 309.8547
2024 | 7 | 20 | 1 | 40.5079 | 73.5144 | 283.3886
2024 | 7 | 20 | 2 | 38.2618 | 71.1824 | 271.8676
2024 | 7 | 20 | 3 | 36.8708 | 70.4684 | 265.082
2024 | 7 | 20 | 4 | 36.4508 | 70.0492 | 262.4263
2024 | 7 | 20 | 5 | 36.4438 | 69.5796 | 261.7504
2024 | 7 | 20 | 6 | 37.4389 | 75.0721 | 256.3351
2024 | 7 | 20 | 7 | 40.4918 | 79.5049 | 272.1384
2024 | 7 | 20 | 8 | 44.9852 | 85.6149 | 302.9438
2024 | 7 | 20 | 9 | 48.853 | 92.1119 | 328.2598
2024 | 7 | 20 | 10 | 51.1207 | 96.2779 | 337.3769
2024 | 7 | 20 | 11 | 52.6098 | 100.7652 | 337.5057
2024 | 7 | 20 | 12 | 51.6507 | 99.163 | 332.3256
2024 | 7 | 20 | 13 | 50.561 | 97.7467 | 329.481
2024 | 7 | 20 | 14 | 49.3413 | 96.471 | 322.6789
2024 | 7 | 20 | 15 | 48.8841 | 98.6399 | 322.4444
2024 | 7 | 20 | 16 | 50.1482 | 95.7564 | 332.4741
2024 | 7 | 20 | 17 | 51.5613 | 94.0968 | 359.6863
2024 | 7 | 20 | 18 | 55.4618 | 92.3132 | 379.9615
2024 | 7 | 20 | 19 | 53.0095 | 92.1251 | 381.3491
2024 | 7 | 20 | 20 | 48.8597 | 87.7183 | 368.5429
2024 | 7 | 20 | 21 | 45.8265 | 90.4228 | 359.7159
2024 | 7 | 20 | 22 | 42.4593 | 86.3495 | 338.5111
2024 | 7 | 20 | 23 | 39.2798 | 78.8285 | 308.2914
2024 | 7 | 21 | 0 | 38.3654 | 74.8558 | 286.6184
2024 | 7 | 21 | 1 | 36.3691 | 72.7091 | 275.4091
2024 | 7 | 21 | 2 | 34.795 | 70.2716 | 265.299
2024 | 7 | 21 | 3 | 33.8202 | 69.9731 | 259.3857
2024 | 7 | 21 | 4 | 33.4852 | 70.9485 | 257.0832
2024 | 7 | 21 | 5 | 33.4198 | 71.2874 | 256.2288
2024 | 7 | 21 | 6 | 33.0385 | 70.0245 | 250.7272
2024 | 7 | 21 | 7 | 35.7374 | 72.4026 | 262.3743
2024 | 7 | 21 | 8 | 40.5239 | 78.0155 | 290.3113
2024 | 7 | 21 | 9 | 45.2712 | 83.0882 | 316.9769
2024 | 7 | 21 | 10 | 49.0317 | 87.2727 | 329.1644
2024 | 7 | 21 | 11 | 51.8547 | 90.4771 | 330.9796
2024 | 7 | 21 | 12 | 53.168 | 87.681 | 326.7151
2024 | 7 | 21 | 13 | 54.7636 | 88.5014 | 328.6479
2024 | 7 | 21 | 14 | 56.5183 | 91.2785 | 325.8383
2024 | 7 | 21 | 15 | 59.0551 | 93.9429 | 330.7668
2024 | 7 | 21 | 16 | 62.4979 | 90.0605 | 345.8999
2024 | 7 | 21 | 17 | 65.3731 | 89.8109 | 377.9114
2024 | 7 | 21 | 18 | 64.762 | 97.4546 | 422.34
2024 | 7 | 21 | 19 | 62.7388 | 96.233 | 433.7756
2024 | 7 | 21 | 20 | 58.6716 | 89.4738 | 420.3565
2024 | 7 | 21 | 21 | 55.2145 | 90.7796 | 407.7261
2024 | 7 | 21 | 22 | 50.5657 | 87.7399 | 375.4992
2024 | 7 | 21 | 23 | 45.7541 | 79.8722 | 332.8978
2024 | 7 | 22 | 0 | 41.8478 | 78.4954 | 288.036
2024 | 7 | 22 | 1 | 41.3378 | 75.4204 | 277.9145
2024 | 7 | 22 | 2 | 39.9567 | 73.6513 | 268.9257
2024 | 7 | 22 | 3 | 39.2516 | 73.4325 | 263.7686
2024 | 7 | 22 | 4 | 40.0504 | 74.9496 | 265.1177
2024 | 7 | 22 | 5 | 41.9012 | 77.8872 | 272.5793
2024 | 7 | 22 | 6 | 44.0523 | 83.9713 | 288.2097
2024 | 7 | 22 | 7 | 48.4843 | 95.3841 | 314.0102
2024 | 7 | 22 | 8 | 52.9575 | 105.4618 | 325.3006
2024 | 7 | 22 | 9 | 57.1624 | 113.5858 | 327.0492
2024 | 7 | 22 | 10 | 61.1036 | 120.0563 | 328.231
2024 | 7 | 22 | 11 | 64.5242 | 120.7132 | 334.7072
2024 | 7 | 22 | 12 | 67.545 | 119.5376 | 339.3431
2024 | 7 | 22 | 13 | 70.2645 | 121.1558 | 345.6854
2024 | 7 | 22 | 14 | 72.6594 | 117.406 | 352.3761
2024 | 7 | 22 | 15 | 75.5567 | 116.5966 | 361.7033
2024 | 7 | 22 | 16 | 79.1546 | 116.7164 | 383.4294
2024 | 7 | 22 | 17 | 81.9184 | 111.4536 | 420.5666
2024 | 7 | 22 | 18 | 82.3165 | 104.705 | 444.718
2024 | 7 | 22 | 19 | 79.5593 | 104.1368 | 455.6986
2024 | 7 | 22 | 20 | 75.0551 | 99.4048 | 443.9994
2024 | 7 | 22 | 21 | 70.2663 | 100.9452 | 427.9534
2024 | 7 | 22 | 22 | 63.818 | 95.1373 | 392.135
2024 | 7 | 22 | 23 | 56.6012 | 85.3175 | 347.344
2024 | 7 | 23 | 0 | 49.2314 | 85.3582 | 313.7753
2024 | 7 | 23 | 1 | 46.6981 | 84.9637 | 293.9575
2024 | 7 | 23 | 2 | 44.5953 | 82.0527 | 282.9859
2024 | 7 | 23 | 3 | 43.2738 | 80.9587 | 276.2837
2024 | 7 | 23 | 4 | 43.6956 | 81.8915 | 276.0027
2024 | 7 | 23 | 5 | 45.3379 | 85.0399 | 282.0487
2024 | 7 | 23 | 6 | 46.9834 | 91.7616 | 298.5977
2024 | 7 | 23 | 7 | 51.7827 | 103.2521 | 327.7207
2024 | 7 | 23 | 8 | 56.7756 | 112.2289 | 354.6475
2024 | 7 | 23 | 9 | 61.1194 | 117.5603 | 373.4386
2024 | 7 | 23 | 10 | 65.0874 | 123.5464 | 380.1717
2024 | 7 | 23 | 11 | 68.4764 | 125.9022 | 379.0513
2024 | 7 | 23 | 12 | 71.1278 | 127.7929 | 360.4346
2024 | 7 | 23 | 13 | 73.4512 | 129.3325 | 363.7112
2024 | 7 | 23 | 14 | 75.386 | 123.0844 | 365.8451
2024 | 7 | 23 | 15 | 77.7961 | 121.9224 | 372.6757
2024 | 7 | 23 | 16 | 80.9141 | 124.0906 | 391.6611
2024 | 7 | 23 | 17 | 83.1216 | 118.0487 | 420.984
2024 | 7 | 23 | 18 | 79.0896 | 115.3685 | 443.2147
2024 | 7 | 23 | 19 | 76.282 | 113.2979 | 454.8854
2024 | 7 | 23 | 20 | 72.6475 | 109.047 | 443.0517
2024 | 7 | 23 | 21 | 68.1343 | 109.3184 | 427.18
2024 | 7 | 23 | 22 | 61.8215 | 102.7241 | 391.7962
2024 | 7 | 23 | 23 | 55.1812 | 91.821 | 347.1594
2024 | 7 | 24 | 0 | 49.6139 | 91.8246 | 316.528
2024 | 7 | 24 | 1 | 47.7468 | 87.2254 | 291.9445
2024 | 7 | 24 | 2 | 45.4632 | 83.9118 | 281.0544
2024 | 7 | 24 | 3 | 43.9737 | 82.2717 | 274.215
2024 | 7 | 24 | 4 | 44.216 | 82.8248 | 274.3184
2024 | 7 | 24 | 5 | 45.7667 | 85.9007 | 280.2453
2024 | 7 | 24 | 6 | 49.9009 | 91.9303 | 296.5312
2024 | 7 | 24 | 7 | 54.3457 | 103.593 | 321.4111
2024 | 7 | 24 | 8 | 58.6241 | 112.2811 | 335.3601
2024 | 7 | 24 | 9 | 62.5608 | 120.249 | 340.7465
2024 | 7 | 24 | 10 | 65.8871 | 126.2229 | 338.8509
2024 | 7 | 24 | 11 | 68.8537 | 128.936 | 336.6238
2024 | 7 | 24 | 12 | 70.8577 | 126.1382 | 345.4134
2024 | 7 | 24 | 13 | 72.0063 | 128.0081 | 345.5336
2024 | 7 | 24 | 14 | 72.525 | 122.2203 | 344.3702
2024 | 7 | 24 | 15 | 73.8489 | 121.1639 | 347.2963
2024 | 7 | 24 | 16 | 76.0793 | 123.743 | 362.3156
2024 | 7 | 24 | 17 | 76.9947 | 117.5489 | 389.7497
2024 | 7 | 24 | 18 | 78.0428 | 116.5374 | 416.6812
2024 | 7 | 24 | 19 | 75.1952 | 114.2622 | 424.2256
2024 | 7 | 24 | 20 | 72.0118 | 110.0785 | 416.7581
2024 | 7 | 24 | 21 | 67.6138 | 110.6131 | 403.4811
2024 | 7 | 24 | 22 | 61.2069 | 103.6094 | 371.7429
2024 | 7 | 24 | 23 | 54.8841 | 92.7744 | 331.0289
2024 | 7 | 25 | 0 | 51.0534 | 91.4876 | 307.8085
2024 | 7 | 25 | 1 | 47.6511 | 87.1337 | 289.8891
2024 | 7 | 25 | 2 | 45.4769 | 84.2037 | 278.9737
2024 | 7 | 25 | 3 | 44.1742 | 82.6362 | 272.2668
2024 | 7 | 25 | 4 | 44.4457 | 82.7318 | 272.7736
2024 | 7 | 25 | 5 | 46.1353 | 85.8758 | 279.2372
2024 | 7 | 25 | 6 | 47.2437 | 93.4501 | 294.1343
2024 | 7 | 25 | 7 | 51.8828 | 104.6431 | 318.7734
2024 | 7 | 25 | 8 | 56.8112 | 114.7333 | 332.1333
2024 | 7 | 25 | 9 | 61.2204 | 122.2094 | 336.6846
2024 | 7 | 25 | 10 | 65.1186 | 130.6474 | 337.4718
2024 | 7 | 25 | 11 | 68.386 | 133.0604 | 342.1262
2024 | 7 | 25 | 12 | 70.0838 | 132.3531 | 350.7894
2024 | 7 | 25 | 13 | 72.0723 | 134.8583 | 356.657
2024 | 7 | 25 | 14 | 73.8621 | 128.9389 | 362.5077
2024 | 7 | 25 | 15 | 76.1058 | 127.0631 | 371.863
2024 | 7 | 25 | 16 | 78.6298 | 132.3046 | 389.4398
2024 | 7 | 25 | 17 | 80.0893 | 125.5607 | 419.5612
2024 | 7 | 25 | 18 | 79.304 | 117.6524 | 437.829
2024 | 7 | 25 | 19 | 76.625 | 115.0813 | 450.0662
2024 | 7 | 25 | 20 | 73.0376 | 108.0662 | 440.9445
2024 | 7 | 25 | 21 | 68.7132 | 106.9779 | 426.658
2024 | 7 | 25 | 22 | 62.5541 | 100.6251 | 392.4351
2024 | 7 | 25 | 23 | 55.9932 | 91.1634 | 348.3693
2024 | 7 | 26 | 0 | 48.6852 | 93.6542 | 321.1461
2024 | 7 | 26 | 1 | 45.0884 | 85.9556 | 294.7924
2024 | 7 | 26 | 2 | 43.201 | 82.4951 | 283.141
2024 | 7 | 26 | 3 | 42.0703 | 81.0749 | 275.9109
2024 | 7 | 26 | 4 | 42.5097 | 81.6147 | 275.852
2024 | 7 | 26 | 5 | 44.1839 | 84.1258 | 281.1812
2024 | 7 | 26 | 6 | 46.2486 | 91.4223 | 296.5437
2024 | 7 | 26 | 7 | 49.7676 | 103.8613 | 321.5345
2024 | 7 | 26 | 8 | 53.064 | 110.2495 | 333.3357
2024 | 7 | 26 | 9 | 55.8854 | 117.4901 | 334.8278
2024 | 7 | 26 | 10 | 58.0165 | 122.8201 | 333.139
2024 | 7 | 26 | 11 | 59.7546 | 128.0457 | 334.9941
2024 | 7 | 26 | 12 | 61.0678 | 125.7754 | 337.0615
2024 | 7 | 26 | 13 | 61.8638 | 127.3146 | 342.4373
2024 | 7 | 26 | 14 | 62.6352 | 118.2839 | 349.4171
2024 | 7 | 26 | 15 | 63.8561 | 114.5 | 359.722
2024 | 7 | 26 | 16 | 65.8602 | 118.6198 | 380.5817
2024 | 7 | 26 | 17 | 66.6092 | 111.4839 | 414.1615
2024 | 7 | 26 | 18 | 63.5096 | 103.4182 | 440.0765
2024 | 7 | 26 | 19 | 61.1772 | 100.8081 | 455.3516
2024 | 7 | 26 | 20 | 58.8859 | 96.5211 | 444.4637
2024 | 7 | 26 | 21 | 55.6684 | 97.438 | 429.7991
2024 | 7 | 26 | 22 | 51.2156 | 91.6851 | 398.6101
2024 | 7 | 26 | 23 | 46.6734 | 81.9132 | 357.2481
2024 | 7 | 27 | 0 | 42.7833 | 84.2356 | 321.2081
2024 | 7 | 27 | 1 | 40.1549 | 76.1154 | 297.6535
2024 | 7 | 27 | 2 | 38.3578 | 73.7026 | 284.552
2024 | 7 | 27 | 3 | 37.2579 | 72.6071 | 275.82
2024 | 7 | 27 | 4 | 37.0168 | 71.5236 | 272.5212
2024 | 7 | 27 | 5 | 37.5828 | 71.6096 | 272.2123
2024 | 7 | 27 | 6 | 37.5149 | 72.8014 | 270.6105
2024 | 7 | 27 | 7 | 40.6076 | 75.9473 | 290.3714
2024 | 7 | 27 | 8 | 44.9921 | 80.3895 | 330.9154
2024 | 7 | 27 | 9 | 49.2426 | 87.6374 | 366.6952
2024 | 7 | 27 | 10 | 52.7038 | 91.4508 | 382.2585
2024 | 7 | 27 | 11 | 55.5165 | 94.5809 | 387.0397
2024 | 7 | 27 | 12 | 57.2994 | 96.0827 | 378.4438
2024 | 7 | 27 | 13 | 58.3817 | 94.2504 | 378.8762
2024 | 7 | 27 | 14 | 59.2699 | 92.7065 | 377.9803
2024 | 7 | 27 | 15 | 60.5035 | 92.9106 | 384.9275
2024 | 7 | 27 | 16 | 62.7044 | 90.1575 | 400.7907
2024 | 7 | 27 | 17 | 63.9217 | 88.2394 | 427.2267
2024 | 7 | 27 | 18 | 64.5739 | 79.0881 | 445.8796
2024 | 7 | 27 | 19 | 62.3192 | 78.8788 | 442.2087
2024 | 7 | 27 | 20 | 58.3483 | 75.6284 | 427.6588
2024 | 7 | 27 | 21 | 54.5932 | 79.0765 | 414.5637
2024 | 7 | 27 | 22 | 50.3221 | 75.8316 | 388.1194
2024 | 7 | 27 | 23 | 46.141 | 70.3485 | 353.4468
2024 | 7 | 28 | 0 | 40.9214 | 73.426 | 326.6862
2024 | 7 | 28 | 1 | 38.7942 | 69.4099 | 302.3456
2024 | 7 | 28 | 2 | 37.0815 | 67.5862 | 288.5799
2024 | 7 | 28 | 3 | 35.9961 | 67.3698 | 279.3628
2024 | 7 | 28 | 4 | 35.6658 | 67.6688 | 275.0566
2024 | 7 | 28 | 5 | 35.9421 | 68.0016 | 272.9041
2024 | 7 | 28 | 6 | 35.7867 | 66.7192 | 272.04
2024 | 7 | 28 | 7 | 38.5056 | 68.8336 | 286.0036
2024 | 7 | 28 | 8 | 42.8878 | 73.8701 | 314.8325
2024 | 7 | 28 | 9 | 47.2301 | 77.4808 | 340.7812
2024 | 7 | 28 | 10 | 50.9142 | 80.7607 | 352.911
2024 | 7 | 28 | 11 | 53.6304 | 82.5731 | 356.691
2024 | 7 | 28 | 12 | 55.4369 | 88.6473 | 362.6861
2024 | 7 | 28 | 13 | 56.7739 | 88.8197 | 364.7652
2024 | 7 | 28 | 14 | 57.9951 | 88.9825 | 366.0279
2024 | 7 | 28 | 15 | 59.7502 | 94.2086 | 372.6295
2024 | 7 | 28 | 16 | 62.7203 | 89.6203 | 389.8021
2024 | 7 | 28 | 17 | 64.9824 | 89.8368 | 420.6155
2024 | 7 | 28 | 18 | 62.0894 | 86.6243 | 443.0698
2024 | 7 | 28 | 19 | 60.3704 | 85.0952 | 447.7794
2024 | 7 | 28 | 20 | 57.8138 | 83.1988 | 433.4416
2024 | 7 | 28 | 21 | 54.5702 | 84.2906 | 418.1211
2024 | 7 | 28 | 22 | 50.2021 | 80.9626 | 385.1549
2024 | 7 | 28 | 23 | 46.0224 | 75.7292 | 343.4818
2024 | 7 | 29 | 0 | 42.104 | 74.6125 | 319.8062
2024 | 7 | 29 | 1 | 39.5781 | 73.8012 | 292.476
2024 | 7 | 29 | 2 | 38.403 | 72.3149 | 281.658
2024 | 7 | 29 | 3 | 37.7481 | 72.4019 | 274.8639
2024 | 7 | 29 | 4 | 38.6886 | 74.1656 | 275.1016
2024 | 7 | 29 | 5 | 40.3657 | 76.7595 | 281.5952
2024 | 7 | 29 | 6 | 42.7206 | 88.9153 | 299.5361
2024 | 7 | 29 | 7 | 45.8161 | 100.8174 | 327.5203
2024 | 7 | 29 | 8 | 48.1361 | 110.1547 | 346.3127
2024 | 7 | 29 | 9 | 49.9527 | 115.766 | 355.2421
2024 | 7 | 29 | 10 | 51.7126 | 120.1866 | 355.1103
2024 | 7 | 29 | 11 | 53.0538 | 120.5674 | 356.4035
2024 | 7 | 29 | 12 | 53.4902 | 118.0296 | 358.919
2024 | 7 | 29 | 13 | 53.6227 | 119.2315 | 362.4384
2024 | 7 | 29 | 14 | 53.7985 | 111.5913 | 365.4234
2024 | 7 | 29 | 15 | 54.9503 | 112.0741 | 373.2447
2024 | 7 | 29 | 16 | 57.7789 | 114.2716 | 391.6253
2024 | 7 | 29 | 17 | 59.959 | 109.9733 | 422.2353
2024 | 7 | 29 | 18 | 61.5284 | 99.9679 | 441.9301
2024 | 7 | 29 | 19 | 59.3222 | 100.0542 | 448.7997
2024 | 7 | 29 | 20 | 56.546 | 96.3192 | 437.8977
2024 | 7 | 29 | 21 | 52.8174 | 97.7507 | 419.2145
2024 | 7 | 29 | 22 | 48.0037 | 92.0027 | 384.3142
2024 | 7 | 29 | 23 | 43.3413 | 83.5557 | 341.8629
2024 | 7 | 30 | 0 | 41.4428 | 83.3287 | 317.4857
2024 | 7 | 30 | 1 | 39.6928 | 74.3828 | 292.3742
2024 | 7 | 30 | 2 | 38.3545 | 72.3593 | 282.2565
2024 | 7 | 30 | 3 | 37.4825 | 71.6612 | 275.8953
2024 | 7 | 30 | 4 | 38.3151 | 72.3282 | 276.0999
2024 | 7 | 30 | 5 | 39.7607 | 75.048 | 282.4469
2024 | 7 | 30 | 6 | 42.2009 | 83.7904 | 297.9213
2024 | 7 | 30 | 7 | 45.2619 | 95.1612 | 323.76
2024 | 7 | 30 | 8 | 47.6508 | 103.8051 | 341.636
2024 | 7 | 30 | 9 | 49.6009 | 110.4621 | 349.8754
2024 | 7 | 30 | 10 | 51.5389 | 116.2601 | 350.3679
2024 | 7 | 30 | 11 | 53.0504 | 115.1776 | 348.6802
2024 | 7 | 30 | 12 | 54.3152 | 108.1336 | 349.1562
2024 | 7 | 30 | 13 | 55.3564 | 109.6504 | 348.4351
2024 | 7 | 30 | 14 | 56.4164 | 108.1405 | 348.4576
2024 | 7 | 30 | 15 | 58.14 | 108.8365 | 354.5625
2024 | 7 | 30 | 16 | 61.2645 | 107.9732 | 371.2787
2024 | 7 | 30 | 17 | 64.302 | 103.9662 | 398.6584
2024 | 7 | 30 | 18 | 69.0482 | 105.6764 | 415.8811
2024 | 7 | 30 | 19 | 66.97 | 105.1094 | 422.7553
2024 | 7 | 30 | 20 | 63.6598 | 99.0401 | 413.8554
2024 | 7 | 30 | 21 | 59.2963 | 98.2517 | 397.18
2024 | 7 | 30 | 22 | 53.8854 | 93.1104 | 365.0287
2024 | 7 | 30 | 23 | 48.2826 | 84.2807 | 325.329
2024 | 7 | 31 | 0 | 43.1935 | 82.2648 | 299.2854
2024 | 7 | 31 | 1 | 41.4744 | 79.5343 | 287.0823
2024 | 7 | 31 | 2 | 39.9071 | 76.8341 | 277.3333
2024 | 7 | 31 | 3 | 38.8858 | 75.6153 | 271.1335
2024 | 7 | 31 | 4 | 39.5424 | 76.1545 | 271.6076
2024 | 7 | 31 | 5 | 41.0729 | 79.1715 | 277.745
2024 | 7 | 31 | 6 | 42.9872 | 87.3205 | 298.1566
2024 | 7 | 31 | 7 | 46.7771 | 98.9463 | 322.3702
2024 | 7 | 31 | 8 | 50.4163 | 108.7913 | 332.2259
2024 | 7 | 31 | 9 | 53.9021 | 116.9749 | 332.14
2024 | 7 | 31 | 10 | 57.0814 | 124.4267 | 329.0963
2024 | 7 | 31 | 11 | 59.7428 | 123.8376 | 328.4486
2024 | 7 | 31 | 12 | 61.3763 | 122.6569 | 333.1302
2024 | 7 | 31 | 13 | 63.3116 | 124.8661 | 333.5967
2024 | 7 | 31 | 14 | 65.0544 | 123.159 | 335.9101
2024 | 7 | 31 | 15 | 67.5393 | 122.95 | 341.2613
2024 | 7 | 31 | 16 | 71.0503 | 123.6019 | 359.0901
2024 | 7 | 31 | 17 | 73.8599 | 118.5203 | 391.0872
2024 | 7 | 31 | 18 | 73.5835 | 111.8146 | 422.2898
2024 | 7 | 31 | 19 | 71.3289 | 109.8184 | 433.3889
2024 | 7 | 31 | 20 | 67.6939 | 103.7106 | 425.5156
2024 | 7 | 31 | 21 | 63.1635 | 102.7598 | 408.665
2024 | 7 | 31 | 22 | 57.3648 | 96.2656 | 374.3048
2024 | 7 | 31 | 23 | 51.1771 | 87.5278 | 332.3695
2024 | 8 | 1 | 0 | 47.023 | 85.6023 | 308.5178
2024 | 8 | 1 | 1 | 43.3802 | 83.1137 | 293.099
2024 | 8 | 1 | 2 | 41.5332 | 80.2539 | 281.6653
2024 | 8 | 1 | 3 | 40.402 | 79.0994 | 275.4021
2024 | 8 | 1 | 4 | 40.873 | 79.1204 | 275.833
2024 | 8 | 1 | 5 | 42.3027 | 81.9259 | 282.4128
2024 | 8 | 1 | 6 | 45.7239 | 88.0561 | 295.6097
2024 | 8 | 1 | 7 | 49.0046 | 98.0795 | 319.0336
2024 | 8 | 1 | 8 | 52.0812 | 107.119 | 331.9349
2024 | 8 | 1 | 9 | 55.2087 | 112.8773 | 336.8638
2024 | 8 | 1 | 10 | 57.9063 | 118.1484 | 338.628
2024 | 8 | 1 | 11 | 60.4153 | 121.1086 | 342.6919
2024 | 8 | 1 | 12 | 63.0644 | 122.4171 | 350.6845
2024 | 8 | 1 | 13 | 64.5312 | 126.1371 | 356.7371
2024 | 8 | 1 | 14 | 66.0624 | 122.7395 | 361.9874
2024 | 8 | 1 | 15 | 68.2869 | 118.2079 | 370.9329
2024 | 8 | 1 | 16 | 70.65 | 121.1384 | 393.3922
2024 | 8 | 1 | 17 | 72.3316 | 113.9519 | 429.7024
2024 | 8 | 1 | 18 | 74.2969 | 108.14 | 459.1509
2024 | 8 | 1 | 19 | 71.2815 | 106.3054 | 466.2952
2024 | 8 | 1 | 20 | 67.2129 | 101.3982 | 460.4424
2024 | 8 | 1 | 21 | 63.1851 | 103.0538 | 446.3651
2024 | 8 | 1 | 22 | 57.0238 | 96.1909 | 407.1969
2024 | 8 | 1 | 23 | 50.6954 | 85.0875 | 360.8891
2024 | 8 | 2 | 0 | 46.2869 | 85.3355 | 322.2081
2024 | 8 | 2 | 1 | 42.9292 | 80.2081 | 299.0217
2024 | 8 | 2 | 2 | 41.0174 | 77.2503 | 286.3917
2024 | 8 | 2 | 3 | 39.8048 | 76.2693 | 279.0037
2024 | 8 | 2 | 4 | 40.1869 | 76.7193 | 278.7623
2024 | 8 | 2 | 5 | 41.4297 | 78.9242 | 284.9207
2024 | 8 | 2 | 6 | 44.1556 | 86.3881 | 300.6363
2024 | 8 | 2 | 7 | 47.4258 | 97.3105 | 325.673
2024 | 8 | 2 | 8 | 50.9906 | 104.2417 | 344.0296
2024 | 8 | 2 | 9 | 54.2713 | 110.9596 | 354.9828
2024 | 8 | 2 | 10 | 56.6178 | 114.3262 | 359.0743
2024 | 8 | 2 | 11 | 58.4384 | 115.1066 | 359.7194
2024 | 8 | 2 | 12 | 58.6686 | 112.4409 | 379.3105
2024 | 8 | 2 | 13 | 59.1899 | 113.2992 | 384.0737
2024 | 8 | 2 | 14 | 59.8497 | 108.2462 | 385.088
2024 | 8 | 2 | 15 | 61.2104 | 104.378 | 390.1826
2024 | 8 | 2 | 16 | 63.018 | 105.7948 | 407.0494
2024 | 8 | 2 | 17 | 64.1701 | 99.1864 | 434.0408
2024 | 8 | 2 | 18 | 64.4326 | 93.2003 | 458.2508
2024 | 8 | 2 | 19 | 61.7052 | 91.3933 | 452.467
2024 | 8 | 2 | 20 | 59.4173 | 90.1561 | 446.9226
2024 | 8 | 2 | 21 | 56.9302 | 92.8439 | 432.8258
2024 | 8 | 2 | 22 | 52.2919 | 88.1293 | 399.7534
2024 | 8 | 2 | 23 | 47.0724 | 77.6513 | 360.8342
2024 | 8 | 3 | 0 | 43.5672 | 76.7147 | 328.9721
2024 | 8 | 3 | 1 | 39.8449 | 72.6927 | 306.6237
2024 | 8 | 3 | 2 | 37.8507 | 70.1968 | 292.0909
2024 | 8 | 3 | 3 | 36.6704 | 70.0012 | 283.4735
2024 | 8 | 3 | 4 | 36.3127 | 70.1301 | 279.3022
2024 | 8 | 3 | 5 | 36.6555 | 70.8739 | 278.1362
2024 | 8 | 3 | 6 | 36.98 | 69.4396 | 278.3025
2024 | 8 | 3 | 7 | 40.0734 | 72.5117 | 295.7504
2024 | 8 | 3 | 8 | 45.276 | 80.7767 | 326.7745
2024 | 8 | 3 | 9 | 50.6294 | 87.8735 | 352.1899
2024 | 8 | 3 | 10 | 54.695 | 91.7546 | 363.4884
2024 | 8 | 3 | 11 | 57.9843 | 95.0382 | 367.3057
2024 | 8 | 3 | 12 | 59.1666 | 89.331 | 369.2638
2024 | 8 | 3 | 13 | 60.0716 | 89.4728 | 370.016
2024 | 8 | 3 | 14 | 60.9128 | 92.1096 | 370.8167
2024 | 8 | 3 | 15 | 62.1793 | 91.6382 | 377.4388
2024 | 8 | 3 | 16 | 63.809 | 87.5699 | 396.7352
2024 | 8 | 3 | 17 | 64.6593 | 85.4852 | 431.2464
2024 | 8 | 3 | 18 | 63.8218 | 78.3146 | 449.2337
2024 | 8 | 3 | 19 | 60.7612 | 77.0352 | 448.5832
2024 | 8 | 3 | 20 | 56.4508 | 71.9237 | 436.3747
2024 | 8 | 3 | 21 | 53.1073 | 75.8828 | 425.1092
2024 | 8 | 3 | 22 | 48.6071 | 73.0166 | 394.2454
2024 | 8 | 3 | 23 | 44.5454 | 66.7949 | 357.2499
2024 | 8 | 4 | 0 | 42.6976 | 73.8725 | 330.4482
2024 | 8 | 4 | 1 | 39.3533 | 70.2431 | 292.6438
2024 | 8 | 4 | 2 | 37.345 | 68.0432 | 279.7948
2024 | 8 | 4 | 3 | 36.0801 | 67.7855 | 272.1461
2024 | 8 | 4 | 4 | 35.5492 | 67.0799 | 268.7033
2024 | 8 | 4 | 5 | 35.571 | 66.5113 | 267.4245
2024 | 8 | 4 | 6 | 36.1067 | 69.2073 | 261.2751
2024 | 8 | 4 | 7 | 38.7831 | 71.215 | 271.1734
2024 | 8 | 4 | 8 | 43.8886 | 77.0352 | 298.2459
2024 | 8 | 4 | 9 | 49.3052 | 81.4791 | 324.0156
2024 | 8 | 4 | 10 | 53.4527 | 85.4254 | 335.4632
2024 | 8 | 4 | 11 | 56.6592 | 89.9729 | 335.3669
2024 | 8 | 4 | 12 | 58.5072 | 88.4114 | 339.2535
2024 | 8 | 4 | 13 | 60.3121 | 89.0281 | 340.6276
2024 | 8 | 4 | 14 | 62.1936 | 92.2264 | 335.7209
2024 | 8 | 4 | 15 | 64.6041 | 92.4625 | 335.1182
2024 | 8 | 4 | 16 | 67.3925 | 89.7849 | 350.2121
2024 | 8 | 4 | 17 | 69.5447 | 88.916 | 383.7827
2024 | 8 | 4 | 18 | 69.2897 | 81.0309 | 392.9215
2024 | 8 | 4 | 19 | 66.4813 | 79.0411 | 383.1814
2024 | 8 | 4 | 20 | 62.1495 | 77.0924 | 375.2952
2024 | 8 | 4 | 21 | 58.2643 | 81.0741 | 362.3939
2024 | 8 | 4 | 22 | 52.8894 | 78.042 | 331.5883
2024 | 8 | 4 | 23 | 47.8029 | 71.112 | 297.0833
2024 | 8 | 5 | 0 | 43.6827 | 74.8641 | 281.1354
2024 | 8 | 5 | 1 | 39.2834 | 71.7996 | 282.3649
2024 | 8 | 5 | 2 | 37.7848 | 70.4998 | 271.4586
2024 | 8 | 5 | 3 | 36.8125 | 70.0743 | 265.9298
2024 | 8 | 5 | 4 | 36.7659 | 70.4773 | 266.3455
2024 | 8 | 5 | 5 | 37.5517 | 71.5611 | 267.2844
2024 | 8 | 5 | 6 | 39.4849 | 70.4044 | 269.9161
2024 | 8 | 5 | 7 | 42.1245 | 70.5683 | 280.5935
2024 | 8 | 5 | 8 | 45.9451 | 64.686 | 303.8514
2024 | 8 | 5 | 9 | 51.0038 | 67.7902 | 332.914
2024 | 8 | 5 | 10 | 55.4196 | 71.6674 | 346.957
2024 | 8 | 5 | 11 | 58.5231 | 82.5264 | 342.6175
2024 | 8 | 5 | 12 | 60.9209 | 88.1679 | 335.9893
2024 | 8 | 5 | 13 | 63.1588 | 88.5772 | 321.7193
2024 | 8 | 5 | 14 | 63.4282 | 81.7366 | 327.4212
2024 | 8 | 5 | 15 | 64.4575 | 81.9547 | 327.0335
2024 | 8 | 5 | 16 | 66.6176 | 88.8878 | 334.9746
2024 | 8 | 5 | 17 | 68.9897 | 89.803 | 364.373
2024 | 8 | 5 | 18 | 67.3905 | 87.9172 | 386.3277
2024 | 8 | 5 | 19 | 65.1982 | 88.0763 | 395.5708
2024 | 8 | 5 | 20 | 61.995 | 86.4224 | 390.8017
2024 | 8 | 5 | 21 | 58.8505 | 90.3545 | 384.0704
2024 | 8 | 5 | 22 | 53.5901 | 85.5829 | 348.9057
2024 | 8 | 5 | 23 | 49.1764 | 80.4743 | 310.6243
2024 | 8 | 6 | 0 | 46.3505 | 79.0954 | 291.3631
2024 | 8 | 6 | 1 | 43.7911 | 74.4911 | 263.2089
2024 | 8 | 6 | 2 | 41.9405 | 72.8536 | 255.751
2024 | 8 | 6 | 3 | 40.7982 | 72.4951 | 251.8404
2024 | 8 | 6 | 4 | 41.2835 | 72.9856 | 254.062
2024 | 8 | 6 | 5 | 42.8714 | 75.6991 | 262.532
2024 | 8 | 6 | 6 | 45.3185 | 86.1072 | 274.1658
2024 | 8 | 6 | 7 | 48.998 | 97.238 | 298.2835
2024 | 8 | 6 | 8 | 52.8733 | 104.1277 | 316.0509
2024 | 8 | 6 | 9 | 56.4136 | 108.9581 | 324.42
2024 | 8 | 6 | 10 | 59.4116 | 113.6616 | 325.061
2024 | 8 | 6 | 11 | 62.0197 | 115.0859 | 321.599
2024 | 8 | 6 | 12 | 63.4661 | 109.365 | 332.4535
2024 | 8 | 6 | 13 | 64.7319 | 110.4162 | 330.7809
2024 | 8 | 6 | 14 | 66.0731 | 106.6008 | 329.8987
2024 | 8 | 6 | 15 | 67.9045 | 104.1342 | 332.6538
2024 | 8 | 6 | 16 | 70.2581 | 103.9034 | 353.0737
2024 | 8 | 6 | 17 | 71.9367 | 99.0528 | 381.8264
2024 | 8 | 6 | 18 | 72.933 | 96.767 | 404.0736
2024 | 8 | 6 | 19 | 69.6676 | 94.9241 | 400.8671
2024 | 8 | 6 | 20 | 65.6709 | 93.9075 | 396.1831
2024 | 8 | 6 | 21 | 61.4339 | 95.5422 | 380.2648
2024 | 8 | 6 | 22 | 55.3458 | 90.6537 | 345.8238
2024 | 8 | 6 | 23 | 49.3573 | 82.4473 | 308.9752
2024 | 8 | 7 | 0 | 46.2912 | 79.0338 | 288.1392
2024 | 8 | 7 | 1 | 43.5197 | 74.5152 | 262.1182
2024 | 8 | 7 | 2 | 41.6729 | 72.1948 | 255.2039
2024 | 8 | 7 | 3 | 40.4861 | 71.5669 | 251.5924
2024 | 8 | 7 | 4 | 40.9346 | 71.5537 | 254.2079
2024 | 8 | 7 | 5 | 42.4829 | 73.8945 | 263.7969
2024 | 8 | 7 | 6 | 45.3576 | 81.3325 | 282.1218
2024 | 8 | 7 | 7 | 48.907 | 92.0795 | 304.9201
2024 | 8 | 7 | 8 | 52.6527 | 100.8929 | 321.3393
2024 | 8 | 7 | 9 | 56.3175 | 108.252 | 330.9524
2024 | 8 | 7 | 10 | 59.2422 | 113.531 | 333.7388
2024 | 8 | 7 | 11 | 61.7592 | 114.7451 | 328.357
2024 | 8 | 7 | 12 | 63.0597 | 113.0764 | 323.9655
2024 | 8 | 7 | 13 | 64.5722 | 115.151 | 323.8453
2024 | 8 | 7 | 14 | 66.0823 | 113.3976 | 322.689
2024 | 8 | 7 | 15 | 68.292 | 110.416 | 323.0479
2024 | 8 | 7 | 16 | 70.8679 | 110.8619 | 342.8466
2024 | 8 | 7 | 17 | 72.5804 | 104.9414 | 373.479
2024 | 8 | 7 | 18 | 72.6619 | 95.7253 | 383.1693
2024 | 8 | 7 | 19 | 69.6137 | 93.8531 | 392.5628
2024 | 8 | 7 | 20 | 66.1451 | 90.2188 | 393.554
2024 | 8 | 7 | 21 | 62.1279 | 92.5808 | 381.2687
2024 | 8 | 7 | 22 | 56.0185 | 85.711 | 347.0811
2024 | 8 | 7 | 23 | 49.9635 | 77.2241 | 310.0747
2024 | 8 | 8 | 0 | 46.6609 | 79.0503 | 287.8764
2024 | 8 | 8 | 1 | 43.2078 | 75.6318 | 271.6142
2024 | 8 | 8 | 2 | 41.5039 | 73.3667 | 263.4321
2024 | 8 | 8 | 3 | 40.4653 | 72.426 | 260.2278
2024 | 8 | 8 | 4 | 41.0253 | 72.2027 | 262.2947
2024 | 8 | 8 | 5 | 42.6253 | 74.9586 | 271.0436
2024 | 8 | 8 | 6 | 44.601 | 84.667 | 287.5383
2024 | 8 | 8 | 7 | 47.7826 | 94.9167 | 309.7504
2024 | 8 | 8 | 8 | 50.8572 | 103.873 | 318.6567
2024 | 8 | 8 | 9 | 53.7863 | 109.3532 | 318.9202
2024 | 8 | 8 | 10 | 56.371 | 114.0218 | 316.0112
2024 | 8 | 8 | 11 | 58.5422 | 116.1558 | 314.7904
2024 | 8 | 8 | 12 | 60.1401 | 114.7111 | 313.7939
2024 | 8 | 8 | 13 | 61.2865 | 117.0905 | 318.7641
2024 | 8 | 8 | 14 | 62.6654 | 111.7168 | 321.8808
2024 | 8 | 8 | 15 | 64.6603 | 107.1845 | 327.7456
2024 | 8 | 8 | 16 | 66.9041 | 108.6276 | 348.2797
2024 | 8 | 8 | 17 | 68.5889 | 100.8247 | 382.4555
2024 | 8 | 8 | 18 | 68.0836 | 98.8198 | 394.3539
2024 | 8 | 8 | 19 | 65.2387 | 96.0477 | 401.806
2024 | 8 | 8 | 20 | 61.8565 | 93.9935 | 400.2161
2024 | 8 | 8 | 21 | 58.1395 | 95.0953 | 387.694
2024 | 8 | 8 | 22 | 52.6002 | 90.0448 | 353.7268
2024 | 8 | 8 | 23 | 47.1798 | 81.0828 | 315.5257
2024 | 8 | 9 | 0 | 43.5263 | 78.9421 | 299.1833
2024 | 8 | 9 | 1 | 42.1181 | 82.8113 | 274.613
2024 | 8 | 9 | 2 | 40.3307 | 79.5142 | 264.9294
2024 | 8 | 9 | 3 | 39.1902 | 78.6776 | 260.4025
2024 | 8 | 9 | 4 | 39.6282 | 79.3742 | 261.4336
2024 | 8 | 9 | 5 | 40.9215 | 82.1447 | 268.8198
2024 | 8 | 9 | 6 | 44.2723 | 82.8501 | 285.6595
2024 | 8 | 9 | 7 | 47.4751 | 92.5087 | 308.6616
2024 | 8 | 9 | 8 | 50.9424 | 101.1186 | 318.7126
2024 | 8 | 9 | 9 | 54.1654 | 107.4798 | 320.043
2024 | 8 | 9 | 10 | 56.477 | 112.0574 | 315.5793
2024 | 8 | 9 | 11 | 58.1836 | 110.9716 | 311.8782
2024 | 8 | 9 | 12 | 59.6819 | 112.9485 | 318.2287
2024 | 8 | 9 | 13 | 61.0096 | 115.083 | 321.8571
2024 | 8 | 9 | 14 | 62.5205 | 112.5865 | 324.2659
2024 | 8 | 9 | 15 | 64.668 | 108.4931 | 331.6169
2024 | 8 | 9 | 16 | 67.0255 | 108.8482 | 352.1274
2024 | 8 | 9 | 17 | 68.712 | 102.9317 | 383.9073
2024 | 8 | 9 | 18 | 68.5412 | 97.5827 | 402.8661
2024 | 8 | 9 | 19 | 65.5531 | 96.0302 | 412.9615
2024 | 8 | 9 | 20 | 62.0054 | 93.4251 | 409.2699
2024 | 8 | 9 | 21 | 58.3403 | 94.6106 | 396.3169
2024 | 8 | 9 | 22 | 53.2207 | 88.109 | 365.1683
2024 | 8 | 9 | 23 | 47.7844 | 77.4931 | 328.685
2024 | 8 | 10 | 0 | 44.0019 | 78.5798 | 300.3929
2024 | 8 | 10 | 1 | 39.8822 | 70.0838 | 274.6924
2024 | 8 | 10 | 2 | 37.8133 | 67.9201 | 263.5659
2024 | 8 | 10 | 3 | 36.5482 | 67.5131 | 257.1356
2024 | 8 | 10 | 4 | 36.1394 | 66.4104 | 255.3308
2024 | 8 | 10 | 5 | 36.4148 | 66.2303 | 255.6516
2024 | 8 | 10 | 6 | 36.9609 | 67.2782 | 251.8622
2024 | 8 | 10 | 7 | 39.9858 | 69.4997 | 265.4915
2024 | 8 | 10 | 8 | 45.1619 | 76.8107 | 296.1626
2024 | 8 | 10 | 9 | 50.3729 | 81.7081 | 320.9459
2024 | 8 | 10 | 10 | 54.2554 | 84.9095 | 328.958
2024 | 8 | 10 | 11 | 57.2836 | 88.4319 | 330.0301
2024 | 8 | 10 | 12 | 58.5517 | 93.8193 | 317.4263
2024 | 8 | 10 | 13 | 59.878 | 93.35 | 318.077
2024 | 8 | 10 | 14 | 61.1509 | 94.9648 | 314.1219
2024 | 8 | 10 | 15 | 62.8326 | 94.6205 | 320.1527
2024 | 8 | 10 | 16 | 64.8502 | 90.3966 | 340.7566
2024 | 8 | 10 | 17 | 66.1215 | 88.1763 | 376.5339
2024 | 8 | 10 | 18 | 64.0352 | 79.8431 | 393.9692
2024 | 8 | 10 | 19 | 61.3798 | 78.5727 | 394.9696
2024 | 8 | 10 | 20 | 58.1311 | 76.6071 | 388.1931
2024 | 8 | 10 | 21 | 54.9274 | 79.3676 | 375.6383
2024 | 8 | 10 | 22 | 50.5792 | 75.6946 | 348.0297
2024 | 8 | 10 | 23 | 46.3847 | 69.6962 | 316.5197
2024 | 8 | 11 | 0 | 42.6901 | 70.4401 | 290.4885
2024 | 8 | 11 | 1 | 39.2852 | 64.7408 | 267.5093
2024 | 8 | 11 | 2 | 37.4207 | 62.9326 | 257.2353
2024 | 8 | 11 | 3 | 36.2532 | 62.9109 | 251.3985
2024 | 8 | 11 | 4 | 35.8376 | 62.1753 | 249.7273
2024 | 8 | 11 | 5 | 36.0434 | 62.277 | 249.7696
2024 | 8 | 11 | 6 | 36.37 | 59.6541 | 244.1036
2024 | 8 | 11 | 7 | 39.1675 | 60.5066 | 253.2814
2024 | 8 | 11 | 8 | 44.4436 | 67.7391 | 274.7244
2024 | 8 | 11 | 9 | 50.0577 | 74.2189 | 290.6336
2024 | 8 | 11 | 10 | 54.7183 | 78.4974 | 295.97
2024 | 8 | 11 | 11 | 58.2377 | 80.0398 | 299.0586
2024 | 8 | 11 | 12 | 59.687 | 79.1031 | 302.741
2024 | 8 | 11 | 13 | 60.9811 | 80.8396 | 306.7045
2024 | 8 | 11 | 14 | 62.0144 | 86.8807 | 308.3479
2024 | 8 | 11 | 15 | 63.5496 | 88.0424 | 316.923
2024 | 8 | 11 | 16 | 65.6805 | 81.8085 | 340.144
2024 | 8 | 11 | 17 | 67.0478 | 81.3084 | 381.1927
2024 | 8 | 11 | 18 | 64.8894 | 80.2024 | 403.5126
2024 | 8 | 11 | 19 | 62.6855 | 78.241 | 404.7656
2024 | 8 | 11 | 20 | 60.6542 | 74.87 | 399.5274
2024 | 8 | 11 | 21 | 57.1835 | 76.1096 | 385.3877
2024 | 8 | 11 | 22 | 52.1018 | 73.3219 | 352.2308
2024 | 8 | 11 | 23 | 47.8453 | 67.4453 | 314.6556
2024 | 8 | 12 | 0 | 44.7904 | 70.4935 | 285.6625
2024 | 8 | 12 | 1 | 42.1977 | 71.1113 | 259.5049
2024 | 8 | 12 | 2 | 40.638 | 69.7565 | 251.9084
2024 | 8 | 12 | 3 | 39.7337 | 69.8683 | 248.3314
2024 | 8 | 12 | 4 | 40.3832 | 70.4266 | 251.0542
2024 | 8 | 12 | 5 | 42.0827 | 73.6242 | 260.5911
2024 | 8 | 12 | 6 | 45.832 | 79.067 | 278.5373
2024 | 8 | 12 | 7 | 49.5213 | 89.3058 | 302.0419
2024 | 8 | 12 | 8 | 53.4655 | 101.3239 | 313.647
2024 | 8 | 12 | 9 | 57.0873 | 109.2314 | 315.8624
2024 | 8 | 12 | 10 | 59.9341 | 115.7541 | 311.3186
2024 | 8 | 12 | 11 | 62.2598 | 114.321 | 308.1277
2024 | 8 | 12 | 12 | 63.5272 | 113.8335 | 308.4297
2024 | 8 | 12 | 13 | 64.9057 | 116.7354 | 309.2561
2024 | 8 | 12 | 14 | 66.2585 | 116.9503 | 308.2586
2024 | 8 | 12 | 15 | 68.468 | 113.9783 | 312.0686
2024 | 8 | 12 | 16 | 71.2339 | 112.6722 | 333.6963
2024 | 8 | 12 | 17 | 73.0348 | 107.3138 | 369.0879
2024 | 8 | 12 | 18 | 70.9415 | 101.863 | 387.5109
2024 | 8 | 12 | 19 | 67.8525 | 100.1802 | 386.5337
2024 | 8 | 12 | 20 | 64.7802 | 96.2682 | 383.6158
2024 | 8 | 12 | 21 | 60.7328 | 95.7616 | 365.7267
2024 | 8 | 12 | 22 | 54.8551 | 89.6941 | 331.784
2024 | 8 | 12 | 23 | 49.1066 | 81.3002 | 296.4332
2024 | 8 | 13 | 0 | 46.2659 | 82.6976 | 282.7472
2024 | 8 | 13 | 1 | 41.8711 | 76.4504 | 267.017
2024 | 8 | 13 | 2 | 40.3821 | 74.1657 | 258.3152
2024 | 8 | 13 | 3 | 39.4309 | 73.4138 | 253.8228
2024 | 8 | 13 | 4 | 40.1738 | 73.1767 | 255.3643
2024 | 8 | 13 | 5 | 41.8904 | 76.1456 | 263.9303
2024 | 8 | 13 | 6 | 43.6509 | 79.9007 | 282.3834
2024 | 8 | 13 | 7 | 46.4289 | 90.1414 | 305.7867
2024 | 8 | 13 | 8 | 48.8323 | 100.1487 | 316.8824
2024 | 8 | 13 | 9 | 50.819 | 107.5398 | 317.717
2024 | 8 | 13 | 10 | 52.7272 | 114.0592 | 314.7519
2024 | 8 | 13 | 11 | 54.2736 | 114.7979 | 313.9422
2024 | 8 | 13 | 12 | 55.5016 | 113.1768 | 318.9557
2024 | 8 | 13 | 13 | 56.155 | 115.3344 | 322.0978
2024 | 8 | 13 | 14 | 57.0469 | 114.7238 | 324.5009
2024 | 8 | 13 | 15 | 58.591 | 112.3915 | 330.9664
2024 | 8 | 13 | 16 | 60.9959 | 112.5977 | 352.8226
2024 | 8 | 13 | 17 | 62.8844 | 107.4795 | 387.017
2024 | 8 | 13 | 18 | 60.2928 | 101.2444 | 407.3823
2024 | 8 | 13 | 19 | 57.7691 | 98.9944 | 416.0739
2024 | 8 | 13 | 20 | 55.9111 | 95.7211 | 412.5759
2024 | 8 | 13 | 21 | 52.7875 | 95.5321 | 395.2408
2024 | 8 | 13 | 22 | 47.9222 | 89.1343 | 358.3509
2024 | 8 | 13 | 23 | 43.3341 | 80.4682 | 318.3952
2024 | 8 | 14 | 0 | 41.1275 | 82.3428 | 298.6451
2024 | 8 | 14 | 1 | 39.1682 | 83.4338 | 284.8169
2024 | 8 | 14 | 2 | 37.9353 | 80.3675 | 275.1217
2024 | 8 | 14 | 3 | 37.1072 | 79.1394 | 269.2923
2024 | 8 | 14 | 4 | 37.9621 | 79.3036 | 269.9113
2024 | 8 | 14 | 5 | 39.5728 | 82.9364 | 277.8029
2024 | 8 | 14 | 6 | 43.0603 | 90.8455 | 295.0101
2024 | 8 | 14 | 7 | 45.2071 | 101.4129 | 320.3718
2024 | 8 | 14 | 8 | 46.5413 | 110.828 | 338.871
2024 | 8 | 14 | 9 | 47.8481 | 114.8616 | 347.4207
2024 | 8 | 14 | 10 | 48.9208 | 117.8988 | 349.4766
2024 | 8 | 14 | 11 | 49.7077 | 119.2646 | 350.7699
2024 | 8 | 14 | 12 | 50.6868 | 120.5055 | 348.3322
2024 | 8 | 14 | 13 | 50.6746 | 122.1494 | 355.3046
2024 | 8 | 14 | 14 | 50.9652 | 117.214 | 361.2081
2024 | 8 | 14 | 15 | 52.2559 | 113.4623 | 369.9945
2024 | 8 | 14 | 16 | 54.6872 | 113.9191 | 394.9447
2024 | 8 | 14 | 17 | 56.7538 | 106.6896 | 430.7378
2024 | 8 | 14 | 18 | 60.734 | 100.7808 | 444.9322
2024 | 8 | 14 | 19 | 58.3545 | 96.9081 | 450.6589
2024 | 8 | 14 | 20 | 55.8568 | 96.8298 | 447.0147
2024 | 8 | 14 | 21 | 52.381 | 97.4008 | 428.1172
2024 | 8 | 14 | 22 | 47.3765 | 90.6779 | 387.7255
2024 | 8 | 14 | 23 | 42.6349 | 82.3815 | 344.2795
2024 | 8 | 15 | 0 | 40.2649 | 86.7749 | 312.7743
2024 | 8 | 15 | 1 | 38.0754 | 83.4411 | 301.2793
2024 | 8 | 15 | 2 | 36.9172 | 80.5636 | 289.0151
2024 | 8 | 15 | 3 | 36.1967 | 79.301 | 281.6391
2024 | 8 | 15 | 4 | 36.9945 | 79.266 | 281.08
2024 | 8 | 15 | 5 | 38.4264 | 82.9491 | 288.0406
2024 | 8 | 15 | 6 | 41.7071 | 89.4566 | 309.6823
2024 | 8 | 15 | 7 | 44.0122 | 98.9603 | 336.5617
2024 | 8 | 15 | 8 | 45.8018 | 108.4957 | 354.6687
2024 | 8 | 15 | 9 | 47.5856 | 113.1219 | 361.5101
2024 | 8 | 15 | 10 | 48.9132 | 116.9754 | 361.9005
2024 | 8 | 15 | 11 | 50.0184 | 117.9301 | 364.7124
2024 | 8 | 15 | 12 | 53.1793 | 118.0725 | 385.7518
2024 | 8 | 15 | 13 | 53.8161 | 120.6757 | 390.1657
2024 | 8 | 15 | 14 | 54.5618 | 114.3373 | 393.2387
2024 | 8 | 15 | 15 | 56.3742 | 110.123 | 400.9929
2024 | 8 | 15 | 16 | 58.7221 | 112.3999 | 419.2929
2024 | 8 | 15 | 17 | 60.5671 | 105.2379 | 445.5717
2024 | 8 | 15 | 18 | 59.0745 | 103.7007 | 452.7825
2024 | 8 | 15 | 19 | 57.3029 | 101.4505 | 446.5521
2024 | 8 | 15 | 20 | 55.4618 | 100.2976 | 444.3263
2024 | 8 | 15 | 21 | 51.7896 | 99.9352 | 425.2615
2024 | 8 | 15 | 22 | 47.021 | 93.2954 | 387.7736
2024 | 8 | 15 | 23 | 42.8965 | 84.296 | 347.4759
2024 | 8 | 16 | 0 | 40.8885 | 85.1552 | 330.2991
2024 | 8 | 16 | 1 | 37.6241 | 83.8144 | 291.6757
2024 | 8 | 16 | 2 | 36.5547 | 80.6522 | 280.445
2024 | 8 | 16 | 3 | 35.8494 | 79.6368 | 273.0521
2024 | 8 | 16 | 4 | 36.7625 | 79.5711 | 272.5768
2024 | 8 | 16 | 5 | 38.3552 | 82.8591 | 279.4008
2024 | 8 | 16 | 6 | 41.5034 | 85.1465 | 300.8146
2024 | 8 | 16 | 7 | 44.2501 | 94.6921 | 322.255
2024 | 8 | 16 | 8 | 46.4937 | 106.0131 | 328.8729
2024 | 8 | 16 | 9 | 48.2825 | 114.0689 | 321.8156
2024 | 8 | 16 | 10 | 49.6729 | 122.1347 | 310.5513
2024 | 8 | 16 | 11 | 50.6448 | 122.4574 | 302.0819
2024 | 8 | 16 | 12 | 51.7972 | 122.4316 | 301.0809
2024 | 8 | 16 | 13 | 52.0854 | 125.2268 | 295.5713
2024 | 8 | 16 | 14 | 52.3239 | 121.765 | 291.0046
2024 | 8 | 16 | 15 | 53.6248 | 115.4594 | 291.5379
2024 | 8 | 16 | 16 | 55.7069 | 117.4232 | 311.2579
2024 | 8 | 16 | 17 | 57.5106 | 109.7952 | 346.4089
2024 | 8 | 16 | 18 | 56.2339 | 99.0426 | 370.9054
2024 | 8 | 16 | 19 | 54.5902 | 94.6552 | 386.5286
2024 | 8 | 16 | 20 | 53.636 | 94.7055 | 387.6945
2024 | 8 | 16 | 21 | 51.0989 | 94.1891 | 372.7954
2024 | 8 | 16 | 22 | 47.2176 | 87.8925 | 344.0606
2024 | 8 | 16 | 23 | 43.0165 | 79.466 | 312.0968
2024 | 8 | 17 | 0 | 39.8361 | 85.5838 | 293.3974
2024 | 8 | 17 | 1 | 36.1078 | 69.9207 | 263.5279
2024 | 8 | 17 | 2 | 34.5297 | 67.6418 | 254.4228
2024 | 8 | 17 | 3 | 33.6016 | 66.6319 | 249.0649
2024 | 8 | 17 | 4 | 33.5447 | 64.7545 | 248.1236
2024 | 8 | 17 | 5 | 33.7743 | 65 | 250.6879
2024 | 8 | 17 | 6 | 34.8731 | 65.8628 | 256.6563
2024 | 8 | 17 | 7 | 37.1671 | 67.0668 | 267.441
2024 | 8 | 17 | 8 | 41.291 | 73.2866 | 281.7133
2024 | 8 | 17 | 9 | 45.2255 | 80.8071 | 286.3379
2024 | 8 | 17 | 10 | 47.9124 | 84.5459 | 284.5358
2024 | 8 | 17 | 11 | 49.8212 | 88.1332 | 291.0316
2024 | 8 | 17 | 12 | 50.3312 | 84.3921 | 296.8585
2024 | 8 | 17 | 13 | 50.805 | 84.6176 | 296.5675
2024 | 8 | 17 | 14 | 51.4661 | 88.0542 | 288.9372
2024 | 8 | 17 | 15 | 52.6966 | 84.6436 | 290.7691
2024 | 8 | 17 | 16 | 54.5854 | 81.0331 | 308.9513
2024 | 8 | 17 | 17 | 56.5416 | 78.7983 | 345.9794
2024 | 8 | 17 | 18 | 54.1504 | 74.9483 | 362.2553
2024 | 8 | 17 | 19 | 51.7519 | 73.5283 | 371.2732
2024 | 8 | 17 | 20 | 49.2674 | 69.3692 | 369.8224
2024 | 8 | 17 | 21 | 46.5297 | 70.7761 | 354.9663
2024 | 8 | 17 | 22 | 43.1725 | 67.0027 | 327.5396
2024 | 8 | 17 | 23 | 40.0582 | 61.9302 | 298.1099
2024 | 8 | 18 | 0 | 38.942 | 64.0421 | 277.3386
2024 | 8 | 18 | 1 | 36.6787 | 64.8932 | 264.3838
2024 | 8 | 18 | 2 | 35.0222 | 63.187 | 255.1103
2024 | 8 | 18 | 3 | 33.9189 | 63.311 | 249.5062
2024 | 8 | 18 | 4 | 33.709 | 62.4364 | 248.0673
2024 | 8 | 18 | 5 | 33.5984 | 62.9297 | 249.7995
2024 | 8 | 18 | 6 | 34.1512 | 61.9623 | 247.8218
2024 | 8 | 18 | 7 | 36.1765 | 62.0306 | 256.1407
2024 | 8 | 18 | 8 | 40.5391 | 69.1012 | 275.0253
2024 | 8 | 18 | 9 | 45.1115 | 73.2463 | 287.7983
2024 | 8 | 18 | 10 | 48.7201 | 75.8559 | 289.2419
2024 | 8 | 18 | 11 | 51.0629 | 75.4617 | 290.7561
2024 | 8 | 18 | 12 | 51.834 | 84.5305 | 284.0552
2024 | 8 | 18 | 13 | 52.8365 | 85.6811 | 285.9718
2024 | 8 | 18 | 14 | 53.892 | 90.6655 | 290.1124
2024 | 8 | 18 | 15 | 55.407 | 91.656 | 301.7907
2024 | 8 | 18 | 16 | 57.8027 | 84.6486 | 327.9732
2024 | 8 | 18 | 17 | 60.518 | 83.7593 | 373.5239
2024 | 8 | 18 | 18 | 60.1578 | 80.3952 | 407.0423
2024 | 8 | 18 | 19 | 58.0374 | 78.3201 | 412.6076
2024 | 8 | 18 | 20 | 55.8525 | 79.1474 | 407.7607
2024 | 8 | 18 | 21 | 52.5671 | 78.7062 | 389.7801
2024 | 8 | 18 | 22 | 48.0642 | 75.3695 | 355.3829
2024 | 8 | 18 | 23 | 43.9792 | 71.2434 | 317.5702
2024 | 8 | 19 | 0 | 41.0994 | 68.8034 | 291.0514
2024 | 8 | 19 | 1 | 37.2679 | 69.9759 | 272.8224
2024 | 8 | 19 | 2 | 36.3223 | 69.1306 | 263.7298
2024 | 8 | 19 | 3 | 35.782 | 69.5499 | 258.4118
2024 | 8 | 19 | 4 | 36.8674 | 70.3239 | 260.0957
2024 | 8 | 19 | 5 | 38.6074 | 73.841 | 269.5023
2024 | 8 | 19 | 6 | 42.2315 | 83.2522 | 288.232
2024 | 8 | 19 | 7 | 44.4562 | 93.1693 | 314.7229
2024 | 8 | 19 | 8 | 45.9195 | 102.365 | 331.7225
2024 | 8 | 19 | 9 | 47.2113 | 105.9566 | 336.9797
2024 | 8 | 19 | 10 | 48.6527 | 110.1881 | 336.9572
2024 | 8 | 19 | 11 | 49.8531 | 110.357 | 342.4867
2024 | 8 | 19 | 12 | 50.8545 | 109.6525 | 346.5137
2024 | 8 | 19 | 13 | 51.6283 | 110.9034 | 354.9061
2024 | 8 | 19 | 14 | 52.5582 | 105.8824 | 362.7701
2024 | 8 | 19 | 15 | 54.4274 | 103.3639 | 374.4033
2024 | 8 | 19 | 16 | 57.3686 | 103.2323 | 401.311
2024 | 8 | 19 | 17 | 59.7474 | 99.2175 | 437.9204
2024 | 8 | 19 | 18 | 60.0989 | 94.1287 | 457.51
2024 | 8 | 19 | 19 | 58.0256 | 93.3154 | 457.9542
2024 | 8 | 19 | 20 | 56.672 | 92.1555 | 455.7042
2024 | 8 | 19 | 21 | 53.0726 | 91.8549 | 432.5627
2024 | 8 | 19 | 22 | 48.166 | 85.7727 | 391.7967
2024 | 8 | 19 | 23 | 43.5071 | 79.443 | 349.5473
2024 | 8 | 20 | 0 | 41.1137 | 77.1772 | 317.5881
2024 | 8 | 20 | 1 | 38.1681 | 71.6012 | 296.8198
2024 | 8 | 20 | 2 | 37.0562 | 69.9291 | 284.954
2024 | 8 | 20 | 3 | 36.297 | 69.5419 | 277.2514
2024 | 8 | 20 | 4 | 37.2318 | 69.433 | 276.7248
2024 | 8 | 20 | 5 | 38.8408 | 72.9752 | 284.1152
2024 | 8 | 20 | 6 | 40.812 | 82.4805 | 303.1053
2024 | 8 | 20 | 7 | 43.3639 | 91.5862 | 330.7682
2024 | 8 | 20 | 8 | 45.8437 | 100.7886 | 352.2185
2024 | 8 | 20 | 9 | 48.1418 | 104.0723 | 360.4341
2024 | 8 | 20 | 10 | 50.2813 | 107.7608 | 360.2114
2024 | 8 | 20 | 11 | 51.9454 | 107.7747 | 362.455
2024 | 8 | 20 | 12 | 52.4222 | 110.3585 | 365.339
2024 | 8 | 20 | 13 | 53.7205 | 112.1136 | 369.4891
2024 | 8 | 20 | 14 | 55.1205 | 108.5262 | 374.0078
2024 | 8 | 20 | 15 | 57.2604 | 106.6897 | 383.2233
2024 | 8 | 20 | 16 | 60.3244 | 106.7413 | 408.9718
2024 | 8 | 20 | 17 | 63.2348 | 101.8264 | 442.4625
2024 | 8 | 20 | 18 | 61.2423 | 91.0382 | 470.2943
2024 | 8 | 20 | 19 | 59.3568 | 88.6666 | 472.4077
2024 | 8 | 20 | 20 | 58.3972 | 89.4556 | 468.8183
2024 | 8 | 20 | 21 | 55.1107 | 89.183 | 444.8909
2024 | 8 | 20 | 22 | 50.2425 | 84.3355 | 403.2299
2024 | 8 | 20 | 23 | 45.4032 | 77.0778 | 359.4315
2024 | 8 | 21 | 0 | 42.2017 | 77.1297 | 324.147
2024 | 8 | 21 | 1 | 38.5653 | 73.7333 | 302.0776
2024 | 8 | 21 | 2 | 37.4099 | 71.5296 | 290.1486
2024 | 8 | 21 | 3 | 36.6051 | 70.7528 | 282.124
2024 | 8 | 21 | 4 | 37.5008 | 70.6917 | 281.5747
2024 | 8 | 21 | 5 | 39.1525 | 73.9899 | 288.864
2024 | 8 | 21 | 6 | 41.6548 | 81.7285 | 304.9435
2024 | 8 | 21 | 7 | 44.0508 | 90.885 | 329.6243
2024 | 8 | 21 | 8 | 46.0613 | 100.1492 | 351.5166
2024 | 8 | 21 | 9 | 48.0538 | 103.8801 | 362.6979
2024 | 8 | 21 | 10 | 49.7951 | 106.7013 | 362.3023
2024 | 8 | 21 | 11 | 51.0823 | 104.7416 | 361.0588
2024 | 8 | 21 | 12 | 51.537 | 107.2243 | 358.7918
2024 | 8 | 21 | 13 | 52.5367 | 108.8172 | 366.8243
2024 | 8 | 21 | 14 | 53.6046 | 105.141 | 373.5409
2024 | 8 | 21 | 15 | 55.4313 | 102.9923 | 384.6152
2024 | 8 | 21 | 16 | 58.3074 | 103.0471 | 411.2115
2024 | 8 | 21 | 17 | 60.6804 | 97.7329 | 445.5692
2024 | 8 | 21 | 18 | 58.847 | 95.2342 | 440.3009
2024 | 8 | 21 | 19 | 56.9983 | 92.6085 | 442.2812
2024 | 8 | 21 | 20 | 55.794 | 92.7276 | 439.3141
2024 | 8 | 21 | 21 | 52.0737 | 92.0812 | 417.5248
2024 | 8 | 21 | 22 | 47.0642 | 85.9938 | 377.9997
2024 | 8 | 21 | 23 | 42.6281 | 79.3101 | 337.246
2024 | 8 | 22 | 0 | 41.4355 | 77.103 | 315.3749
2024 | 8 | 22 | 1 | 39.2213 | 75.0842 | 285.5157
2024 | 8 | 22 | 2 | 37.9827 | 72.829 | 275.9063
2024 | 8 | 22 | 3 | 37.1448 | 72.1861 | 269.6576
2024 | 8 | 22 | 4 | 37.9623 | 72.7033 | 270.7019
2024 | 8 | 22 | 5 | 39.5054 | 76.5528 | 278.8324
2024 | 8 | 22 | 6 | 41.9496 | 83.3613 | 295.7713
2024 | 8 | 22 | 7 | 44.6546 | 91.2865 | 317.8109
2024 | 8 | 22 | 8 | 47.2999 | 101.9571 | 328.4242
2024 | 8 | 22 | 9 | 49.9303 | 105.4102 | 323.9452
2024 | 8 | 22 | 10 | 52.4387 | 108.3654 | 313.6691
2024 | 8 | 22 | 11 | 54.3472 | 103.166 | 308.5969
2024 | 8 | 22 | 12 | 54.8306 | 103.5148 | 298.8893
2024 | 8 | 22 | 13 | 55.8886 | 106.4864 | 294.8937
2024 | 8 | 22 | 14 | 56.8895 | 104.0896 | 293.2631
2024 | 8 | 22 | 15 | 58.8329 | 100.7061 | 297.5438
2024 | 8 | 22 | 16 | 61.459 | 99.2739 | 318.81
2024 | 8 | 22 | 17 | 63.8036 | 93.4116 | 355.5594
2024 | 8 | 22 | 18 | 65.5079 | 88.339 | 381.4673
2024 | 8 | 22 | 19 | 63.2851 | 87.4638 | 395.2248
2024 | 8 | 22 | 20 | 60.9636 | 87.8394 | 399.1605
2024 | 8 | 22 | 21 | 56.834 | 87.5722 | 381.0952
2024 | 8 | 22 | 22 | 51.4691 | 81.9861 | 347.9523
2024 | 8 | 22 | 23 | 46.3719 | 74.9728 | 312.3774
2024 | 8 | 23 | 0 | 43.9493 | 76.949 | 288.77
2024 | 8 | 23 | 1 | 41.9586 | 72.4162 | 264.9387
2024 | 8 | 23 | 2 | 40.3773 | 69.9863 | 257.1255
2024 | 8 | 23 | 3 | 39.305 | 69.3942 | 252.6511
2024 | 8 | 23 | 4 | 39.933 | 69.7992 | 255.3203
2024 | 8 | 23 | 5 | 41.5102 | 73.1078 | 264.8142
2024 | 8 | 23 | 6 | 43.6262 | 78.369 | 286.9669
2024 | 8 | 23 | 7 | 46.9478 | 85.7674 | 305.6709
2024 | 8 | 23 | 8 | 50.5442 | 96.0938 | 307.0047
2024 | 8 | 23 | 9 | 54.0154 | 101.7725 | 296.0436
2024 | 8 | 23 | 10 | 57.3312 | 105.7159 | 286.6165
2024 | 8 | 23 | 11 | 59.9551 | 100.3016 | 283.6757
2024 | 8 | 23 | 12 | 61.9202 | 104.0918 | 284.723
2024 | 8 | 23 | 13 | 63.6096 | 107.2522 | 284.3394
2024 | 8 | 23 | 14 | 64.9145 | 108.1503 | 284.8803
2024 | 8 | 23 | 15 | 66.7739 | 104.1775 | 287.2472
2024 | 8 | 23 | 16 | 69.0594 | 101.0601 | 306.4548
2024 | 8 | 23 | 17 | 70.5249 | 95.3991 | 342.6448
2024 | 8 | 23 | 18 | 69.5383 | 90.9358 | 372.8063
2024 | 8 | 23 | 19 | 66.9218 | 89.1842 | 386.4479
2024 | 8 | 23 | 20 | 64.4766 | 89.0627 | 391.1616
2024 | 8 | 23 | 21 | 60.3032 | 87.6028 | 373.9567
2024 | 8 | 23 | 22 | 55.05 | 82.1218 | 343.7536
2024 | 8 | 23 | 23 | 49.6658 | 73.7088 | 312.3386
2024 | 8 | 24 | 0 | 45.3825 | 71.9345 | 291.753
2024 | 8 | 24 | 1 | 42.3576 | 65.7798 | 260.0144
2024 | 8 | 24 | 2 | 40.0303 | 63.9528 | 250.9447
2024 | 8 | 24 | 3 | 38.5758 | 63.461 | 245.6554
2024 | 8 | 24 | 4 | 38.1344 | 62.0301 | 244.7783
2024 | 8 | 24 | 5 | 38.5066 | 63.0843 | 247.7222
2024 | 8 | 24 | 6 | 40.0758 | 62.7083 | 250.1537
2024 | 8 | 24 | 7 | 43.6265 | 62.8648 | 262.5728
2024 | 8 | 24 | 8 | 49.6073 | 73.1945 | 284.5746
2024 | 8 | 24 | 9 | 55.6132 | 80.7788 | 295.7761
2024 | 8 | 24 | 10 | 60.2055 | 85.2663 | 292.5477
2024 | 8 | 24 | 11 | 63.4723 | 84.8586 | 290.5348
2024 | 8 | 24 | 12 | 64.1626 | 82.3738 | 287.1498
2024 | 8 | 24 | 13 | 64.9394 | 82.4307 | 283.6585
2024 | 8 | 24 | 14 | 65.0622 | 86.0812 | 280.5866
2024 | 8 | 24 | 15 | 65.6542 | 84.7965 | 286.8576
2024 | 8 | 24 | 16 | 66.9434 | 78.4002 | 305.8411
2024 | 8 | 24 | 17 | 67.7315 | 76.6203 | 341.3061
2024 | 8 | 24 | 18 | 64.6542 | 69.016 | 364.8989
2024 | 8 | 24 | 19 | 61.9411 | 67.0646 | 364.8827
2024 | 8 | 24 | 20 | 59.4002 | 66.2618 | 363.4953
2024 | 8 | 24 | 21 | 56.0222 | 68.8552 | 347.8656
2024 | 8 | 24 | 22 | 51.824 | 65.738 | 324.0681
2024 | 8 | 24 | 23 | 48.0056 | 62.3925 | 298.0906
2024 | 8 | 25 | 0 | 46.0156 | 69.3295 | 279.4563
2024 | 8 | 25 | 1 | 40.4778 | 65.2125 | 257.5682
2024 | 8 | 25 | 2 | 38.3665 | 63.3941 | 249.4244
2024 | 8 | 25 | 3 | 36.9566 | 63.1979 | 244.4452
2024 | 8 | 25 | 4 | 36.3693 | 61.9391 | 243.958
2024 | 8 | 25 | 5 | 36.4063 | 62.4645 | 245.8141
2024 | 8 | 25 | 6 | 36.356 | 63.1248 | 241.5177
2024 | 8 | 25 | 7 | 38.7462 | 62.9338 | 251.0713
2024 | 8 | 25 | 8 | 42.9573 | 71.1746 | 276.1711
2024 | 8 | 25 | 9 | 46.5117 | 76.0753 | 295.1849
2024 | 8 | 25 | 10 | 48.9831 | 79.1394 | 299.3869
2024 | 8 | 25 | 11 | 50.5631 | 77.5897 | 299.1377
2024 | 8 | 25 | 12 | 50.3563 | 79.0134 | 300.7497
2024 | 8 | 25 | 13 | 50.3046 | 79.7714 | 299.0671
2024 | 8 | 25 | 14 | 50.082 | 84.3737 | 295.9902
2024 | 8 | 25 | 15 | 51.1906 | 85.1425 | 301.2473
2024 | 8 | 25 | 16 | 53.5506 | 78.5114 | 320.1306
2024 | 8 | 25 | 17 | 55.6312 | 77.7113 | 354.1595
2024 | 8 | 25 | 18 | 54.1723 | 74.6398 | 374.2808
2024 | 8 | 25 | 19 | 52.3468 | 72.8326 | 369.3093
2024 | 8 | 25 | 20 | 50.4177 | 73.8536 | 367.9392
2024 | 8 | 25 | 21 | 47.1443 | 73.9468 | 349.2093
2024 | 8 | 25 | 22 | 43.1218 | 71.1454 | 318.7968
2024 | 8 | 25 | 23 | 39.8265 | 67.3981 | 287.7201
2024 | 8 | 26 | 0 | 38.2045 | 69.9049 | 260.0377
2024 | 8 | 26 | 1 | 36.0634 | 67.3315 | 260.2414
2024 | 8 | 26 | 2 | 35.4564 | 66.4252 | 253.1773
2024 | 8 | 26 | 3 | 35.1908 | 66.7004 | 249.0483
2024 | 8 | 26 | 4 | 36.3022 | 67.3263 | 251.7656
2024 | 8 | 26 | 5 | 38.2342 | 71.4605 | 262.7907
2024 | 8 | 26 | 6 | 41.6188 | 80.6486 | 280.8737
2024 | 8 | 26 | 7 | 44.0348 | 89.6185 | 308.3513
2024 | 8 | 26 | 8 | 45.6747 | 100.9194 | 330.1437
2024 | 8 | 26 | 9 | 46.8218 | 105.1582 | 341.5619
2024 | 8 | 26 | 10 | 48.0343 | 108.2672 | 342.2699
2024 | 8 | 26 | 11 | 49.0761 | 104.2948 | 343.0868
2024 | 8 | 26 | 12 | 50.1939 | 108.2211 | 341.4902
2024 | 8 | 26 | 13 | 51.0102 | 109.2076 | 347.1027
2024 | 8 | 26 | 14 | 52.0298 | 106.6107 | 350.3434
2024 | 8 | 26 | 15 | 54.3436 | 106.0853 | 357.7989
2024 | 8 | 26 | 16 | 57.3474 | 103.604 | 380.1594
2024 | 8 | 26 | 17 | 59.7065 | 99.4582 | 411.0288
2024 | 8 | 26 | 18 | 59.01 | 86.7181 | 427.6907
2024 | 8 | 26 | 19 | 57.4449 | 85.4511 | 428.7408
2024 | 8 | 26 | 20 | 56.2429 | 85.2884 | 427.9716
2024 | 8 | 26 | 21 | 52.477 | 85.174 | 404.252
2024 | 8 | 26 | 22 | 47.3959 | 79.3263 | 366.2427
2024 | 8 | 26 | 23 | 42.8431 | 73.3457 | 327.7957
2024 | 8 | 27 | 0 | 40.631 | 75.7352 | 292.5278
2024 | 8 | 27 | 1 | 37.5998 | 70.501 | 276.4119
2024 | 8 | 27 | 2 | 36.5964 | 68.5935 | 267.3268
2024 | 8 | 27 | 3 | 36.0242 | 68.1197 | 261.8681
2024 | 8 | 27 | 4 | 36.9756 | 68.1144 | 262.6686
2024 | 8 | 27 | 5 | 38.859 | 71.5337 | 270.9562
2024 | 8 | 27 | 6 | 40.9962 | 77.9014 | 293.8976
2024 | 8 | 27 | 7 | 43.6575 | 86.7326 | 319.4673
2024 | 8 | 27 | 8 | 46.1112 | 97.5996 | 327.9841
2024 | 8 | 27 | 9 | 48.4753 | 104.3423 | 322.538
2024 | 8 | 27 | 10 | 50.6864 | 109.4769 | 313.0193
2024 | 8 | 27 | 11 | 52.5328 | 107.1528 | 309.8505
2024 | 8 | 27 | 12 | 53.9229 | 105.041 | 299.7181
2024 | 8 | 27 | 13 | 55.7553 | 108.205 | 302.0701
2024 | 8 | 27 | 14 | 57.8135 | 108.206 | 308.7638
2024 | 8 | 27 | 15 | 60.4761 | 107.0725 | 320.0878
2024 | 8 | 27 | 16 | 63.8723 | 105.7613 | 349.1789
2024 | 8 | 27 | 17 | 66.7894 | 101.1774 | 390.9857
2024 | 8 | 27 | 18 | 65.3683 | 97.463 | 408.4366
2024 | 8 | 27 | 19 | 63.6806 | 95.9626 | 419.7299
2024 | 8 | 27 | 20 | 61.0163 | 93.6646 | 414.8764
2024 | 8 | 27 | 21 | 56.3023 | 91.6073 | 390.322
2024 | 8 | 27 | 22 | 50.7737 | 85.2373 | 351.7967
2024 | 8 | 27 | 23 | 45.6959 | 78.5257 | 312.5675
2024 | 8 | 28 | 0 | 42.3983 | 78.3853 | 290.9665
2024 | 8 | 28 | 1 | 40.3374 | 73.5025 | 273.7796
2024 | 8 | 28 | 2 | 38.9996 | 71.0573 | 264.6395
2024 | 8 | 28 | 3 | 38.1495 | 69.9627 | 258.5098
2024 | 8 | 28 | 4 | 38.9534 | 69.8316 | 259.7194
2024 | 8 | 28 | 5 | 40.8949 | 73.3903 | 268.6928
2024 | 8 | 28 | 6 | 43.7228 | 79.2441 | 288.1856
2024 | 8 | 28 | 7 | 46.9783 | 88.2147 | 312.6195
2024 | 8 | 28 | 8 | 49.9079 | 98.8786 | 325.2435
2024 | 8 | 28 | 9 | 53.019 | 106.5233 | 327.0003
2024 | 8 | 28 | 10 | 56.2934 | 110.6138 | 320.8225
2024 | 8 | 28 | 11 | 59.2875 | 107.5622 | 318.9042
2024 | 8 | 28 | 12 | 61.5325 | 106.5103 | 313.3687
2024 | 8 | 28 | 13 | 63.6961 | 109.027 | 321.6474
2024 | 8 | 28 | 14 | 65.4144 | 109.1817 | 330.5172
2024 | 8 | 28 | 15 | 67.9302 | 109.1732 | 342.0763
2024 | 8 | 28 | 16 | 70.9582 | 106.8828 | 368.8999
2024 | 8 | 28 | 17 | 73.0474 | 101.8231 | 407.794
2024 | 8 | 28 | 18 | 72.078 | 97.6916 | 429.8002
2024 | 8 | 28 | 19 | 70.324 | 95.6425 | 440.2575
2024 | 8 | 28 | 20 | 68.3221 | 93.0016 | 437.358
2024 | 8 | 28 | 21 | 63.6696 | 91.1565 | 412.9672
2024 | 8 | 28 | 22 | 57.583 | 85.0933 | 372.6646
2024 | 8 | 28 | 23 | 51.6122 | 78.2774 | 331.1119
2024 | 8 | 29 | 0 | 47.0711 | 78.5612 | 300.0346
2024 | 8 | 29 | 1 | 44.0895 | 74.2175 | 279.1163
2024 | 8 | 29 | 2 | 42.3016 | 72.0598 | 269.5609
2024 | 8 | 29 | 3 | 41.1816 | 71.076 | 263.193
2024 | 8 | 29 | 4 | 41.6576 | 70.6214 | 264.4727
2024 | 8 | 29 | 5 | 43.4402 | 74.2629 | 273.0337
2024 | 8 | 29 | 6 | 45.9473 | 81.5109 | 292.7426
2024 | 8 | 29 | 7 | 49.7577 | 90.5537 | 317.8177
2024 | 8 | 29 | 8 | 53.6059 | 102.9019 | 326.199
2024 | 8 | 29 | 9 | 57.2928 | 110.1579 | 321.3384
2024 | 8 | 29 | 10 | 60.8826 | 117.7153 | 313.5825
2024 | 8 | 29 | 11 | 63.9538 | 114.5501 | 316.6729
2024 | 8 | 29 | 12 | 66.0714 | 115.2563 | 313.2675
2024 | 8 | 29 | 13 | 68.1153 | 118.3533 | 319.5014
2024 | 8 | 29 | 14 | 69.7365 | 117.5573 | 330.9411
2024 | 8 | 29 | 15 | 72.2813 | 116.0093 | 345.8953
2024 | 8 | 29 | 16 | 74.9017 | 116.184 | 374.2571
2024 | 8 | 29 | 17 | 76.3464 | 110.3772 | 416.287
2024 | 8 | 29 | 18 | 74.3525 | 108.324 | 443.3002
2024 | 8 | 29 | 19 | 72.3251 | 106.152 | 455.7874
2024 | 8 | 29 | 20 | 69.8935 | 103.0866 | 451.141
2024 | 8 | 29 | 21 | 65.03 | 99.9158 | 425.3945
2024 | 8 | 29 | 22 | 58.7486 | 92.4662 | 384.1288
2024 | 8 | 29 | 23 | 52.6839 | 85.15 | 340.8169
2024 | 8 | 30 | 0 | 47.5686 | 81.0421 | 305.9963
2024 | 8 | 30 | 1 | 44.596 | 81.8657 | 281.7875
2024 | 8 | 30 | 2 | 42.7283 | 78.5351 | 271.2888
2024 | 8 | 30 | 3 | 41.5279 | 77.3104 | 264.299
2024 | 8 | 30 | 4 | 41.9301 | 76.7961 | 264.9585
2024 | 8 | 30 | 5 | 43.6763 | 80.2884 | 272.8912
2024 | 8 | 30 | 6 | 46.3056 | 86.5494 | 292.8437
2024 | 8 | 30 | 7 | 49.8642 | 95.6186 | 318.6602
2024 | 8 | 30 | 8 | 53.4312 | 107.8055 | 328.9866
2024 | 8 | 30 | 9 | 56.72 | 115.3435 | 326.7696
2024 | 8 | 30 | 10 | 59.7948 | 122.5259 | 318.6529
2024 | 8 | 30 | 11 | 62.3563 | 123.3696 | 317.9533
2024 | 8 | 30 | 12 | 64.5636 | 127.6912 | 316.4249
2024 | 8 | 30 | 13 | 66.2813 | 131.4206 | 322.2722
2024 | 8 | 30 | 14 | 67.4785 | 125.4146 | 332.3289
2024 | 8 | 30 | 15 | 69.3973 | 120.0919 | 345.1342
2024 | 8 | 30 | 16 | 71.4214 | 123.0181 | 370.302
2024 | 8 | 30 | 17 | 72.2018 | 115.0366 | 408.944
2024 | 8 | 30 | 18 | 66.9594 | 113.9349 | 435.0081
2024 | 8 | 30 | 19 | 64.4818 | 109.5403 | 447.8118
2024 | 8 | 30 | 20 | 61.8848 | 108.077 | 441.3595
2024 | 8 | 30 | 21 | 57.8043 | 104.4388 | 416.3053
2024 | 8 | 30 | 22 | 52.6572 | 96.4642 | 379.6594
2024 | 8 | 30 | 23 | 47.6906 | 87.7667 | 340.9955
2024 | 8 | 31 | 0 | 44.9735 | 85.7909 | 309.5863
2024 | 8 | 31 | 1 | 40.4468 | 82.4148 | 292.0108
2024 | 8 | 31 | 2 | 38.3593 | 79.607 | 279.7039
2024 | 8 | 31 | 3 | 37.0739 | 77.8507 | 270.9601
2024 | 8 | 31 | 4 | 36.5532 | 76.3624 | 267.851
2024 | 8 | 31 | 5 | 36.8953 | 77.3193 | 269.0344
2024 | 8 | 31 | 6 | 37.9828 | 79.2098 | 273.135
2024 | 8 | 31 | 7 | 40.4861 | 81.7795 | 292.5052
2024 | 8 | 31 | 8 | 44.2528 | 90.9771 | 318.7922
2024 | 8 | 31 | 9 | 47.4437 | 101.1763 | 334.9804
2024 | 8 | 31 | 10 | 49.2488 | 111.7416 | 338.3764
2024 | 8 | 31 | 11 | 50.4037 | 116.882 | 345.1687
2024 | 8 | 31 | 12 | 49.6563 | 116.478 | 347.7731
2024 | 8 | 31 | 13 | 49.3657 | 118.0864 | 352.2361
2024 | 8 | 31 | 14 | 48.7944 | 114.0159 | 361.6036
2024 | 8 | 31 | 15 | 49.2692 | 107.9307 | 378.9391
2024 | 8 | 31 | 16 | 50.7104 | 115.6093 | 407.7174
2024 | 8 | 31 | 17 | 51.723 | 112.903 | 448.4315
2024 | 8 | 31 | 18 | 50.483 | 110.354 | 447.189
2024 | 8 | 31 | 19 | 48.8006 | 106.7185 | 439.2488
2024 | 8 | 31 | 20 | 46.3618 | 102.8269 | 429.6314
2024 | 8 | 31 | 21 | 43.3758 | 102.3877 | 407.3788
2024 | 8 | 31 | 22 | 40.2403 | 95.474 | 376.4635
2024 | 8 | 31 | 23 | 37.6583 | 90.6923 | 344.6169
2024 | 9 | 1 | 0 | 36.1203 | 87.885 | 327.9624
2024 | 9 | 1 | 1 | 33.6917 | 85.6248 | 297.4952
2024 | 9 | 1 | 2 | 32.7174 | 83.1064 | 284.2678
2024 | 9 | 1 | 3 | 32.164 | 81.4537 | 276.3381
2024 | 9 | 1 | 4 | 32.241 | 80.462 | 272.5466
2024 | 9 | 1 | 5 | 33.0063 | 80.9505 | 272.4546
2024 | 9 | 1 | 6 | 35.3891 | 80.974 | 271.3849
2024 | 9 | 1 | 7 | 36.8854 | 82.4542 | 286.3353
2024 | 9 | 1 | 8 | 39.371 | 87.9374 | 312.6057
2024 | 9 | 1 | 9 | 41.6999 | 97.0303 | 335.5879
2024 | 9 | 1 | 10 | 43.2081 | 109.9271 | 346.6826
2024 | 9 | 1 | 11 | 44.7143 | 116.3945 | 349.6556
2024 | 9 | 1 | 12 | 45.1312 | 116.5892 | 347.9026
2024 | 9 | 1 | 13 | 45.7008 | 118.7589 | 353.1294
2024 | 9 | 1 | 14 | 46.6941 | 118.1863 | 353.302
2024 | 9 | 1 | 15 | 48.4456 | 107.6853 | 357.5415
2024 | 9 | 1 | 16 | 51.2053 | 118.4482 | 377.6923
2024 | 9 | 1 | 17 | 52.8651 | 116.2088 | 410.6225
2024 | 9 | 1 | 18 | 51.7774 | 118.5816 | 428.6037
2024 | 9 | 1 | 19 | 50.7661 | 114.186 | 418.5736
2024 | 9 | 1 | 20 | 49.5825 | 114.0612 | 415.5662
2024 | 9 | 1 | 21 | 44.9574 | 109.1683 | 388.2474
2024 | 9 | 1 | 22 | 40.2283 | 103.1411 | 354.0138
2024 | 9 | 1 | 23 | 37.1549 | 96.2103 | 320.4689
2024 | 9 | 2 | 0 | 36.3342 | 90.3315 | 290.2894
2024 | 9 | 2 | 1 | 32.6859 | 81.8881 | 281.5027
2024 | 9 | 2 | 2 | 31.7892 | 79.3904 | 270.7498
2024 | 9 | 2 | 3 | 31.7553 | 78.2636 | 263.5276
2024 | 9 | 2 | 4 | 32.0716 | 78.6252 | 262.7609
2024 | 9 | 2 | 5 | 33.1245 | 79.7426 | 263.3702
2024 | 9 | 2 | 6 | 34.3265 | 80.4576 | 267.8757
2024 | 9 | 2 | 7 | 35.4008 | 80.09 | 282.4652
2024 | 9 | 2 | 8 | 38.3774 | 76.268 | 319.1059
2024 | 9 | 2 | 9 | 42.0178 | 80.527 | 358.8885
2024 | 9 | 2 | 10 | 44.7532 | 81.6992 | 385.2827
2024 | 9 | 2 | 11 | 46.9783 | 96.877 | 383.6757
2024 | 9 | 2 | 12 | 46.8446 | 97.0044 | 388.6098
2024 | 9 | 2 | 13 | 47.3657 | 96.334 | 382.0942
2024 | 9 | 2 | 14 | 47.9766 | 83.8238 | 360.3454
2024 | 9 | 2 | 15 | 49.4372 | 83.3073 | 363.6337
2024 | 9 | 2 | 16 | 52.5832 | 94.4549 | 365.1688
2024 | 9 | 2 | 17 | 54.6575 | 95.472 | 379.8414
2024 | 9 | 2 | 18 | 50.913 | 89.5936 | 399.5742
2024 | 9 | 2 | 19 | 49.9562 | 89.0749 | 382.0217
2024 | 9 | 2 | 20 | 48.8423 | 89.2126 | 377.5898
2024 | 9 | 2 | 21 | 44.176 | 88.2985 | 345.8685
2024 | 9 | 2 | 22 | 39.4227 | 82.9555 | 312.52
2024 | 9 | 2 | 23 | 36.7666 | 76.186 | 280.5198
2024 | 9 | 3 | 0 | 35.7684 | 74.405 | 266.9257
2024 | 9 | 3 | 1 | 36.6159 | 77.5647 | 269.8003
2024 | 9 | 3 | 2 | 35.8293 | 75.9818 | 260.6451
2024 | 9 | 3 | 3 | 35.3721 | 75.1119 | 254.8881
2024 | 9 | 3 | 4 | 36.7575 | 75.536 | 255.7217
2024 | 9 | 3 | 5 | 39.1153 | 78.2296 | 264.1088
2024 | 9 | 3 | 6 | 41.8829 | 94.8637 | 291.007
2024 | 9 | 3 | 7 | 44.0011 | 105.5496 | 318.1461
2024 | 9 | 3 | 8 | 44.8231 | 113.295 | 332.2089
2024 | 9 | 3 | 9 | 45.4961 | 116.9616 | 337.1918
2024 | 9 | 3 | 10 | 46.5318 | 123.6626 | 336.6777
2024 | 9 | 3 | 11 | 47.4975 | 123.6618 | 332.2162
2024 | 9 | 3 | 12 | 47.2488 | 119.9979 | 322.1547
2024 | 9 | 3 | 13 | 47.3044 | 121.5425 | 319.1238
2024 | 9 | 3 | 14 | 47.6325 | 118.9362 | 316.3796
2024 | 9 | 3 | 15 | 48.5268 | 116.368 | 319.0997
2024 | 9 | 3 | 16 | 51.1019 | 119.5325 | 338.0101
2024 | 9 | 3 | 17 | 53.3371 | 115.1618 | 365.3252
2024 | 9 | 3 | 18 | 52.5804 | 111.3823 | 377.1865
2024 | 9 | 3 | 19 | 51.8147 | 110.3363 | 385.1235
2024 | 9 | 3 | 20 | 52.124 | 110.6911 | 386.8476
2024 | 9 | 3 | 21 | 47.9251 | 104.3554 | 359.4482
2024 | 9 | 3 | 22 | 43.2397 | 98.4483 | 326.7541
2024 | 9 | 3 | 23 | 39.5975 | 91.1268 | 294.5508
2024 | 9 | 4 | 0 | 37.9651 | 83.756 | 276.4408
2024 | 9 | 4 | 1 | 38.6465 | 75.8451 | 254.5014
2024 | 9 | 4 | 2 | 37.6247 | 73.7812 | 248.2904
2024 | 9 | 4 | 3 | 37.0184 | 72.6241 | 244.8922
2024 | 9 | 4 | 4 | 38.2005 | 73.3398 | 247.8784
2024 | 9 | 4 | 5 | 40.6758 | 76.8466 | 258.6186
2024 | 9 | 4 | 6 | 44.414 | 90.7555 | 278.5391
2024 | 9 | 4 | 7 | 47.0423 | 100.7534 | 306.3395
2024 | 9 | 4 | 8 | 48.4218 | 105.8098 | 324.5831
2024 | 9 | 4 | 9 | 50.2179 | 111.4955 | 336.6099
2024 | 9 | 4 | 10 | 52.3588 | 116.7665 | 338.5442
2024 | 9 | 4 | 11 | 54.688 | 117.3522 | 332.6874
2024 | 9 | 4 | 12 | 56.6771 | 107.4924 | 304.8538
2024 | 9 | 4 | 13 | 58.0387 | 108.6233 | 306.2152
2024 | 9 | 4 | 14 | 59.1902 | 105.3981 | 305.6136
2024 | 9 | 4 | 15 | 60.7972 | 101.4115 | 306.3094
2024 | 9 | 4 | 16 | 63.4781 | 102.3557 | 324.4215
2024 | 9 | 4 | 17 | 65.1931 | 97.7516 | 354.5985
2024 | 9 | 4 | 18 | 63.5814 | 96.2372 | 378.2521
2024 | 9 | 4 | 19 | 62.4721 | 96.0616 | 384.3108
2024 | 9 | 4 | 20 | 61.8322 | 94.7814 | 387.2887
2024 | 9 | 4 | 21 | 56.7846 | 91.7002 | 360.648
2024 | 9 | 4 | 22 | 51.0284 | 86.6368 | 326.6887
2024 | 9 | 4 | 23 | 46.1403 | 79.7509 | 294.4704
2024 | 9 | 5 | 0 | 43.205 | 77.9033 | 276.5831
2024 | 9 | 5 | 1 | 41.3173 | 72.4436 | 254.6751
2024 | 9 | 5 | 2 | 39.7333 | 70.7097 | 248.6681
2024 | 9 | 5 | 3 | 38.7524 | 69.8994 | 246.5561
2024 | 9 | 5 | 4 | 39.4868 | 70.1992 | 250.1358
2024 | 9 | 5 | 5 | 41.3774 | 73.532 | 260.9041
2024 | 9 | 5 | 6 | 45.7983 | 88.3254 | 281.3486
2024 | 9 | 5 | 7 | 48.7832 | 97.4643 | 307.0628
2024 | 9 | 5 | 8 | 50.9369 | 104.85 | 309.9253
2024 | 9 | 5 | 9 | 52.9338 | 107.5515 | 303.2712
2024 | 9 | 5 | 10 | 54.5248 | 111.9982 | 296.3146
2024 | 9 | 5 | 11 | 55.8848 | 111.5496 | 294.6574
2024 | 9 | 5 | 12 | 57.2403 | 109.7699 | 297.3624
2024 | 9 | 5 | 13 | 58.7416 | 111.5683 | 294.5343
2024 | 9 | 5 | 14 | 60.4884 | 108.8514 | 290.1479
2024 | 9 | 5 | 15 | 62.9258 | 103.5556 | 289.8764
2024 | 9 | 5 | 16 | 65.966 | 104.7137 | 302.4261
2024 | 9 | 5 | 17 | 67.9328 | 98.5386 | 328.8381
2024 | 9 | 5 | 18 | 64.7314 | 93.3206 | 358.4261
2024 | 9 | 5 | 19 | 63.1674 | 92.9524 | 359.7482
2024 | 9 | 5 | 20 | 60.6592 | 91.5142 | 365.1143
2024 | 9 | 5 | 21 | 54.7853 | 87.7738 | 341.0297
2024 | 9 | 5 | 22 | 48.8047 | 81.5882 | 311.3182
2024 | 9 | 5 | 23 | 43.8686 | 74.9488 | 282.4219
2024 | 9 | 6 | 0 | 42.284 | 75.9062 | 267.3165
2024 | 9 | 6 | 1 | 40.3445 | 75.366 | 251.1161
2024 | 9 | 6 | 2 | 38.91 | 73.0306 | 244.3713
2024 | 9 | 6 | 3 | 38.0267 | 71.8855 | 240.7807
2024 | 9 | 6 | 4 | 38.8124 | 72.4325 | 242.696
2024 | 9 | 6 | 5 | 40.8558 | 75.8521 | 253.0502
2024 | 9 | 6 | 6 | 44.4651 | 86.8143 | 281.0177
2024 | 9 | 6 | 7 | 47.4622 | 95.6727 | 311.1372
2024 | 9 | 6 | 8 | 49.9355 | 101.7903 | 325.3809
2024 | 9 | 6 | 9 | 52.3535 | 107.5661 | 330.1361
2024 | 9 | 6 | 10 | 54.5207 | 111.3216 | 327.9666
2024 | 9 | 6 | 11 | 56.4243 | 109.6868 | 320.8413
2024 | 9 | 6 | 12 | 57.7713 | 105.4688 | 309.074
2024 | 9 | 6 | 13 | 59.3239 | 106.0103 | 308.6606
2024 | 9 | 6 | 14 | 60.7821 | 101.0916 | 306.96
2024 | 9 | 6 | 15 | 62.8484 | 95.7412 | 308.4931
2024 | 9 | 6 | 16 | 65.416 | 96.8197 | 323.3846
2024 | 9 | 6 | 17 | 66.9805 | 90.6536 | 348.4917
2024 | 9 | 6 | 18 | 65.6038 | 89.4227 | 364.9826
2024 | 9 | 6 | 19 | 63.9652 | 87.7408 | 374.0306
2024 | 9 | 6 | 20 | 61.9987 | 89.4459 | 375.3726
2024 | 9 | 6 | 21 | 56.6716 | 85.709 | 350.9098
2024 | 9 | 6 | 22 | 51.1801 | 82.3868 | 323.3499
2024 | 9 | 6 | 23 | 46.2752 | 73.8323 | 296.305
2024 | 9 | 7 | 0 | 42.7075 | 71.8924 | 278.669
2024 | 9 | 7 | 1 | 38.9254 | 66.0279 | 259.469
2024 | 9 | 7 | 2 | 37.0426 | 64.6247 | 252.4507
2024 | 9 | 7 | 3 | 35.9945 | 64.1481 | 248.6909
2024 | 9 | 7 | 4 | 35.8171 | 63.6616 | 249.5185
2024 | 9 | 7 | 5 | 36.8356 | 64.8702 | 254.0837
2024 | 9 | 7 | 6 | 38.9248 | 70.8014 | 258.6138
2024 | 9 | 7 | 7 | 41.8055 | 71.9888 | 277.1682
2024 | 9 | 7 | 8 | 46.0232 | 78.5586 | 293.516
2024 | 9 | 7 | 9 | 50.3537 | 81.9081 | 297.1994
2024 | 9 | 7 | 10 | 53.4138 | 84.7707 | 292.681
2024 | 9 | 7 | 11 | 56.0131 | 87.6171 | 288.0798
2024 | 9 | 7 | 12 | 57.4067 | 86.8573 | 283.5235
2024 | 9 | 7 | 13 | 58.8674 | 86.1163 | 278.5052
2024 | 9 | 7 | 14 | 60.3127 | 87.4366 | 272.8359
2024 | 9 | 7 | 15 | 62.1146 | 87.9719 | 278.3442
2024 | 9 | 7 | 16 | 64.4646 | 82.8757 | 297.391
2024 | 9 | 7 | 17 | 65.6445 | 81.7153 | 332.5048
2024 | 9 | 7 | 18 | 62.9386 | 75.2958 | 359.1828
2024 | 9 | 7 | 19 | 61.1548 | 75.1 | 365.3158
2024 | 9 | 7 | 20 | 57.5892 | 74.7271 | 363.9986
2024 | 9 | 7 | 21 | 51.9088 | 73.5391 | 339.753
2024 | 9 | 7 | 22 | 46.9262 | 70.3461 | 314.2939
2024 | 9 | 7 | 23 | 43.2008 | 66.6876 | 290.1435
2024 | 9 | 8 | 0 | 40.6359 | 67.5912 | 275.7654
2024 | 9 | 8 | 1 | 37.7694 | 67.5758 | 257.7046
2024 | 9 | 8 | 2 | 36.0646 | 66.1177 | 249.5203
2024 | 9 | 8 | 3 | 35.0858 | 65.7348 | 245.9375
2024 | 9 | 8 | 4 | 34.8428 | 65.0763 | 246.3147
2024 | 9 | 8 | 5 | 35.6112 | 65.9996 | 249.1357
2024 | 9 | 8 | 6 | 37.3474 | 70.8694 | 254.6836
2024 | 9 | 8 | 7 | 39.9488 | 71.9506 | 267.9922
2024 | 9 | 8 | 8 | 44.2826 | 75.7943 | 278.2505
2024 | 9 | 8 | 9 | 48.9759 | 78.5402 | 280.534
2024 | 9 | 8 | 10 | 52.6602 | 82.9424 | 278.2003
2024 | 9 | 8 | 11 | 55.674 | 84.0977 | 280.126
2024 | 9 | 8 | 12 | 57.4256 | 86.1678 | 294.3548
2024 | 9 | 8 | 13 | 59.2024 | 85.8447 | 293.6717
2024 | 9 | 8 | 14 | 60.9214 | 87.0823 | 289.6993
2024 | 9 | 8 | 15 | 63.2269 | 87.9795 | 289.9355
2024 | 9 | 8 | 16 | 66.1395 | 86.8605 | 307.8835
2024 | 9 | 8 | 17 | 67.9989 | 87.4349 | 340.9633
2024 | 9 | 8 | 18 | 65.7296 | 86.0762 | 362.9554
2024 | 9 | 8 | 19 | 64.2019 | 85.4419 | 369.2325
2024 | 9 | 8 | 20 | 60.6699 | 86.4991 | 365.5797
2024 | 9 | 8 | 21 | 54.4118 | 82.481 | 338.0544
2024 | 9 | 8 | 22 | 48.5628 | 78.7453 | 307.5595
2024 | 9 | 8 | 23 | 44.3314 | 74.9441 | 277.7738
2024 | 9 | 9 | 0 | 41.8233 | 72.4628 | 261.874
2024 | 9 | 9 | 1 | 40.7606 | 72.0726 | 257.1773
2024 | 9 | 9 | 2 | 39.4778 | 70.5625 | 251.0908
2024 | 9 | 9 | 3 | 38.8728 | 70.7707 | 248.1463
2024 | 9 | 9 | 4 | 39.7743 | 72.3083 | 251.3372
2024 | 9 | 9 | 5 | 42.304 | 75.9072 | 263.0345
2024 | 9 | 9 | 6 | 46.7292 | 91.0768 | 289.7298
2024 | 9 | 9 | 7 | 50.5689 | 101.0975 | 322.2533
2024 | 9 | 9 | 8 | 53.9585 | 112.5261 | 337.2807
2024 | 9 | 9 | 9 | 57.2983 | 115.5166 | 344.9268
2024 | 9 | 9 | 10 | 60.2108 | 120.7301 | 344.5805
2024 | 9 | 9 | 11 | 63.0225 | 118.4735 | 343.7836
2024 | 9 | 9 | 12 | 65.1823 | 117.9487 | 344.2378
2024 | 9 | 9 | 13 | 67.6364 | 119.9095 | 344.664
2024 | 9 | 9 | 14 | 69.914 | 116.8294 | 341.1467
2024 | 9 | 9 | 15 | 72.8171 | 112.7128 | 343.48
2024 | 9 | 9 | 16 | 76.118 | 114.7336 | 356.7352
2024 | 9 | 9 | 17 | 77.8411 | 109.412 | 380.4465
2024 | 9 | 9 | 18 | 68.2223 | 107.4605 | 411.4478
2024 | 9 | 9 | 19 | 66.5232 | 106.8998 | 409.6581
2024 | 9 | 9 | 20 | 64.4049 | 104.2628 | 408.4828
2024 | 9 | 9 | 21 | 58.6142 | 98.6716 | 376.87
2024 | 9 | 9 | 22 | 52.3651 | 91.5583 | 341.1132
2024 | 9 | 9 | 23 | 47.2319 | 84.4768 | 307.546
2024 | 9 | 10 | 0 | 45.9278 | 80.1661 | 284.3649
2024 | 9 | 10 | 1 | 42.9548 | 76.0079 | 269.9687
2024 | 9 | 10 | 2 | 41.4012 | 73.7767 | 261.9233
2024 | 9 | 10 | 3 | 40.5196 | 72.6178 | 257.276
2024 | 9 | 10 | 4 | 41.3353 | 72.9284 | 259.2544
2024 | 9 | 10 | 5 | 43.7947 | 76.4888 | 269.317
2024 | 9 | 10 | 6 | 47.7662 | 86.7425 | 292.2944
2024 | 9 | 10 | 7 | 51.0763 | 96.2257 | 324.6329
2024 | 9 | 10 | 8 | 53.366 | 102.5168 | 338.0142
2024 | 9 | 10 | 9 | 55.3963 | 106.1751 | 342.2577
2024 | 9 | 10 | 10 | 57.1428 | 108.9875 | 339.4407
2024 | 9 | 10 | 11 | 58.9745 | 110.7448 | 336.8332
2024 | 9 | 10 | 12 | 60.3366 | 114.0993 | 335.1444
2024 | 9 | 10 | 13 | 61.6904 | 114.3582 | 334.3069
2024 | 9 | 10 | 14 | 62.9904 | 108.8733 | 331.3315
2024 | 9 | 10 | 15 | 64.5571 | 108.6927 | 336.5079
2024 | 9 | 10 | 16 | 66.944 | 110.623 | 354.5072
2024 | 9 | 10 | 17 | 68.0878 | 106.1292 | 379.4206
2024 | 9 | 10 | 18 | 63.9534 | 96.6412 | 394.1761
2024 | 9 | 10 | 19 | 62.6881 | 95.9199 | 393.6314
2024 | 9 | 10 | 20 | 61.1256 | 95.0629 | 393.6132
2024 | 9 | 10 | 21 | 55.7121 | 91.3137 | 363.1268
2024 | 9 | 10 | 22 | 49.8777 | 86.2334 | 329.6189
2024 | 9 | 10 | 23 | 45.0674 | 78.5605 | 297.4907
2024 | 9 | 11 | 0 | 41.498 | 77.5845 | 275.9811
2024 | 9 | 11 | 1 | 41.6945 | 74.9122 | 287.7047
2024 | 9 | 11 | 2 | 40.3364 | 72.7673 | 278.2734
2024 | 9 | 11 | 3 | 39.5674 | 71.7024 | 272.4386
2024 | 9 | 11 | 4 | 40.4566 | 72.263 | 272.846
2024 | 9 | 11 | 5 | 43.0428 | 75.5819 | 281.9214
2024 | 9 | 11 | 6 | 48.6452 | 85.5442 | 311.2951
2024 | 9 | 11 | 7 | 51.7566 | 95.4786 | 346.2872
2024 | 9 | 11 | 8 | 53.4378 | 102.9977 | 365.5496
2024 | 9 | 11 | 9 | 55.0407 | 108.3461 | 377.448
2024 | 9 | 11 | 10 | 56.3284 | 112.6184 | 381.2861
2024 | 9 | 11 | 11 | 57.5954 | 109.2159 | 380.7741
2024 | 9 | 11 | 12 | 57.9932 | 105.1199 | 391.7965
2024 | 9 | 11 | 13 | 57.7968 | 105.791 | 395.7459
2024 | 9 | 11 | 14 | 57.3209 | 106.1995 | 394.3627
2024 | 9 | 11 | 15 | 57.6085 | 106.1139 | 396.8279
2024 | 9 | 11 | 16 | 59.1847 | 104.8374 | 408.7879
2024 | 9 | 11 | 17 | 59.5175 | 100.9836 | 428.5423
2024 | 9 | 11 | 18 | 61.1471 | 93.7446 | 428.6596
2024 | 9 | 11 | 19 | 60.0288 | 94.1729 | 421.1623
2024 | 9 | 11 | 20 | 58.8086 | 93.3228 | 420.0366
2024 | 9 | 11 | 21 | 53.7539 | 90.3112 | 389.3887
2024 | 9 | 11 | 22 | 48.0863 | 83.2602 | 353.3143
2024 | 9 | 11 | 23 | 43.6885 | 76.5692 | 319.0822
2024 | 9 | 12 | 0 | 42.3001 | 78.2827 | 307.9132
2024 | 9 | 12 | 1 | 39.9755 | 79.5338 | 287.1117
2024 | 9 | 12 | 2 | 38.64 | 77.0679 | 278.5585
2024 | 9 | 12 | 3 | 37.9212 | 75.8858 | 272.4894
2024 | 9 | 12 | 4 | 38.6948 | 76.652 | 272.67
2024 | 9 | 12 | 5 | 40.9969 | 80.8094 | 281.2177
2024 | 9 | 12 | 6 | 45.5496 | 93.8157 | 301.3442
2024 | 9 | 12 | 7 | 48.5511 | 102.9474 | 335.6734
2024 | 9 | 12 | 8 | 50.197 | 112.2724 | 356.2417
2024 | 9 | 12 | 9 | 51.448 | 116.2293 | 364.4174
2024 | 9 | 12 | 10 | 52.2765 | 123.5109 | 358.5996
2024 | 9 | 12 | 11 | 53.0035 | 125.0777 | 347.6428
2024 | 9 | 12 | 12 | 53.651 | 124.3355 | 325.5793
2024 | 9 | 12 | 13 | 54.0513 | 127.4608 | 320.0515
2024 | 9 | 12 | 14 | 54.599 | 123.6748 | 316.3701
2024 | 9 | 12 | 15 | 55.8888 | 119.1929 | 320.6388
2024 | 9 | 12 | 16 | 57.8043 | 121.3952 | 336.8902
2024 | 9 | 12 | 17 | 58.6264 | 114.0898 | 364.2851
2024 | 9 | 12 | 18 | 56.0625 | 112.3068 | 375.5082
2024 | 9 | 12 | 19 | 55.3181 | 110.9197 | 388.0895
2024 | 9 | 12 | 20 | 53.571 | 108.3833 | 385.7102
2024 | 9 | 12 | 21 | 48.4598 | 102.6549 | 356.6723
2024 | 9 | 12 | 22 | 43.4178 | 95.9653 | 324.6424
2024 | 9 | 12 | 23 | 39.6693 | 88.643 | 292.9939
2024 | 9 | 13 | 0 | 38.2992 | 87.4409 | 275.9008
2024 | 9 | 13 | 1 | 36.8197 | 82.5131 | 265.7956
2024 | 9 | 13 | 2 | 35.9061 | 79.0852 | 259.5172
2024 | 9 | 13 | 3 | 35.4412 | 77.6906 | 256.5874
2024 | 9 | 13 | 4 | 36.4534 | 78.0972 | 259.8698
2024 | 9 | 13 | 5 | 38.707 | 81.3445 | 271.4962
2024 | 9 | 13 | 6 | 43.899 | 94.3581 | 295.027
2024 | 9 | 13 | 7 | 46.5978 | 103.8911 | 321.8398
2024 | 9 | 13 | 8 | 48.0264 | 112.4197 | 320.1563
2024 | 9 | 13 | 9 | 49.2987 | 117.1342 | 309.0146
2024 | 9 | 13 | 10 | 49.9523 | 121.7344 | 296.4652
2024 | 9 | 13 | 11 | 50.4798 | 124.3125 | 287.1384
2024 | 9 | 13 | 12 | 50.4668 | 126.1549 | 306.4052
2024 | 9 | 13 | 13 | 50.7882 | 128.507 | 309.0406
2024 | 9 | 13 | 14 | 51.0797 | 121.8448 | 308.669
2024 | 9 | 13 | 15 | 52.3886 | 116.0109 | 309.4258
2024 | 9 | 13 | 16 | 54.5377 | 120.3309 | 322.1066
2024 | 9 | 13 | 17 | 55.7148 | 112.9505 | 348.8275
2024 | 9 | 13 | 18 | 54.0442 | 111.9 | 363.8857
2024 | 9 | 13 | 19 | 53.4151 | 110.5857 | 378.3717
2024 | 9 | 13 | 20 | 51.8728 | 108.2822 | 378.9457
2024 | 9 | 13 | 21 | 47.1192 | 102.8279 | 353.1638
2024 | 9 | 13 | 22 | 42.6961 | 95.1865 | 325.9875
2024 | 9 | 13 | 23 | 39.2894 | 85.0426 | 299.6259
2024 | 9 | 14 | 0 | 38.0133 | 79.6664 | 281.3349
2024 | 9 | 14 | 1 | 34.3747 | 71.8502 | 260.5432
2024 | 9 | 14 | 2 | 33.1569 | 69.4469 | 252.3012
2024 | 9 | 14 | 3 | 32.6018 | 68.27 | 248.169
2024 | 9 | 14 | 4 | 32.7578 | 67.2205 | 247.7956
2024 | 9 | 14 | 5 | 33.9456 | 67.9603 | 252.3117
2024 | 9 | 14 | 6 | 36.6374 | 75.2783 | 261.6159
2024 | 9 | 14 | 7 | 38.541 | 76.5151 | 279.7647
2024 | 9 | 14 | 8 | 40.8125 | 80.7744 | 290.241
2024 | 9 | 14 | 9 | 42.8815 | 85.0016 | 290.9065
2024 | 9 | 14 | 10 | 43.716 | 87.8339 | 282.6466
2024 | 9 | 14 | 11 | 44.5849 | 92.9302 | 283.3716
2024 | 9 | 14 | 12 | 43.0735 | 90.3255 | 289.7556
2024 | 9 | 14 | 13 | 42.1731 | 88.651 | 285.3454
2024 | 9 | 14 | 14 | 41.539 | 88.7431 | 276.6615
2024 | 9 | 14 | 15 | 41.4131 | 85.6954 | 277.4431
2024 | 9 | 14 | 16 | 42.7231 | 82.2224 | 290.1088
2024 | 9 | 14 | 17 | 43.4714 | 79.2026 | 322.4425
2024 | 9 | 14 | 18 | 42.0248 | 80.7796 | 348.5445
2024 | 9 | 14 | 19 | 41.8337 | 81.6768 | 357.9923
2024 | 9 | 14 | 20 | 41.2455 | 77.7331 | 352.5117
2024 | 9 | 14 | 21 | 37.9451 | 75.0976 | 326.9975
2024 | 9 | 14 | 22 | 35.0545 | 70.6388 | 305.4271
2024 | 9 | 14 | 23 | 33.2541 | 65.7998 | 282.6774
2024 | 9 | 15 | 0 | 33.4674 | 68.0779 | 267.4714
2024 | 9 | 15 | 1 | 33.4898 | 65.7963 | 256.1063
2024 | 9 | 15 | 2 | 32.4221 | 64.0907 | 251.0501
2024 | 9 | 15 | 3 | 31.9513 | 63.6973 | 247.9486
2024 | 9 | 15 | 4 | 32.1226 | 63.2652 | 248.7048
2024 | 9 | 15 | 5 | 33.0849 | 63.9342 | 252.1186
2024 | 9 | 15 | 6 | 35.2647 | 68.4201 | 254.1599
2024 | 9 | 15 | 7 | 37.7765 | 68.6538 | 270.9161
2024 | 9 | 15 | 8 | 41.2103 | 73.1545 | 285.9766
2024 | 9 | 15 | 9 | 44.3728 | 76.8743 | 294.4078
2024 | 9 | 15 | 10 | 46.5304 | 79.4617 | 295.3515
2024 | 9 | 15 | 11 | 47.711 | 80.1275 | 291.5479
2024 | 9 | 15 | 12 | 48.1223 | 82.0903 | 288.3551
2024 | 9 | 15 | 13 | 48.3729 | 82.6062 | 284.2487
2024 | 9 | 15 | 14 | 48.381 | 87.4073 | 284.2453
2024 | 9 | 15 | 15 | 49.3557 | 87.6969 | 290.8619
2024 | 9 | 15 | 16 | 51.394 | 82.9915 | 308.4837
2024 | 9 | 15 | 17 | 53.1131 | 82.1699 | 346.0112
2024 | 9 | 15 | 18 | 51.6116 | 84.3574 | 368.0688
2024 | 9 | 15 | 19 | 51.2652 | 84.8265 | 375.8665
2024 | 9 | 15 | 20 | 49.2029 | 84.1741 | 370.7845
2024 | 9 | 15 | 21 | 44.5115 | 80.3988 | 342.633
2024 | 9 | 15 | 22 | 40.0798 | 76.4858 | 311.3017
2024 | 9 | 15 | 23 | 37.3533 | 72.4324 | 281.8351
2024 | 9 | 16 | 0 | 36.6021 | 68.6277 | 266.0329
2024 | 9 | 16 | 1 | 35.644 | 69.1883 | 251.2661
2024 | 9 | 16 | 2 | 35.1422 | 67.8503 | 247.2576
2024 | 9 | 16 | 3 | 35.0617 | 67.9708 | 246.2176
2024 | 9 | 16 | 4 | 36.4243 | 70.1389 | 251.1705
2024 | 9 | 16 | 5 | 38.9742 | 73.0435 | 264.4026
2024 | 9 | 16 | 6 | 43.6006 | 88.6195 | 290.0777
2024 | 9 | 16 | 7 | 46.5143 | 99.2491 | 319.2497
2024 | 9 | 16 | 8 | 47.0843 | 108.168 | 313.8405
2024 | 9 | 16 | 9 | 46.891 | 111.8418 | 296.0376
2024 | 9 | 16 | 10 | 46.9214 | 115.857 | 282.6024
2024 | 9 | 16 | 11 | 47.2134 | 114.2004 | 279.1375
2024 | 9 | 16 | 12 | 47.7379 | 108.055 | 275.6062
2024 | 9 | 16 | 13 | 47.827 | 109.3172 | 273.4915
2024 | 9 | 16 | 14 | 48.104 | 106.766 | 271.4801
2024 | 9 | 16 | 15 | 49.652 | 104.7759 | 272.5833
2024 | 9 | 16 | 16 | 52.6769 | 104.7662 | 291.6873
2024 | 9 | 16 | 17 | 54.9572 | 100.2874 | 328.9327
2024 | 9 | 16 | 18 | 54.8101 | 94.6812 | 363.623
2024 | 9 | 16 | 19 | 54.6014 | 97.5594 | 378.8139
2024 | 9 | 16 | 20 | 53.0736 | 94.4137 | 377.3389
2024 | 9 | 16 | 21 | 48.0677 | 91.3959 | 347.2411
2024 | 9 | 16 | 22 | 43.0576 | 84.6905 | 313.9444
2024 | 9 | 16 | 23 | 39.0109 | 77.8767 | 283.5209
2024 | 9 | 17 | 0 | 38.4727 | 76.236 | 266.5847
2024 | 9 | 17 | 1 | 37.095 | 68.8788 | 257.7468
2024 | 9 | 17 | 2 | 36.3581 | 67.8917 | 251.7095
2024 | 9 | 17 | 3 | 36.0289 | 67.1953 | 248.8808
2024 | 9 | 17 | 4 | 37.2207 | 68.0166 | 251.5817
2024 | 9 | 17 | 5 | 39.6756 | 72.9207 | 262.7673
2024 | 9 | 17 | 6 | 44.1004 | 83.7934 | 290.7732
2024 | 9 | 17 | 7 | 46.7219 | 92.5634 | 320.8344
2024 | 9 | 17 | 8 | 47.3545 | 96.8884 | 326.9907
2024 | 9 | 17 | 9 | 47.3397 | 100.2175 | 323.7712
2024 | 9 | 17 | 10 | 47.6255 | 104.5437 | 317.2736
2024 | 9 | 17 | 11 | 48.0345 | 105.8624 | 313.6216
2024 | 9 | 17 | 12 | 49.685 | 102.5473 | 303.6447
2024 | 9 | 17 | 13 | 50.0447 | 102.4749 | 306.1856
2024 | 9 | 17 | 14 | 50.4939 | 101.3255 | 308.3517
2024 | 9 | 17 | 15 | 51.8193 | 99.5259 | 314.5893
2024 | 9 | 17 | 16 | 54.3434 | 95.5838 | 333.6893
2024 | 9 | 17 | 17 | 56.4745 | 90.6629 | 367.3458
2024 | 9 | 17 | 18 | 56.4424 | 83.139 | 389.5218
2024 | 9 | 17 | 19 | 56.5631 | 82.5294 | 398.7988
2024 | 9 | 17 | 20 | 55.2658 | 82.1934 | 392.4905
2024 | 9 | 17 | 21 | 50.2643 | 80.1018 | 361.3415
2024 | 9 | 17 | 22 | 45.0125 | 77.9692 | 326.2313
2024 | 9 | 17 | 23 | 40.8014 | 71.5758 | 293.153
2024 | 9 | 18 | 0 | 39.2906 | 72.159 | 281.0806
2024 | 9 | 18 | 1 | 38.5056 | 71.922 | 257.4888
2024 | 9 | 18 | 2 | 37.6275 | 70.4705 | 251.7507
2024 | 9 | 18 | 3 | 37.2325 | 69.9078 | 248.1583
2024 | 9 | 18 | 4 | 38.4353 | 70.3858 | 250.7439
2024 | 9 | 18 | 5 | 41.2128 | 74.6145 | 261.7649
2024 | 9 | 18 | 6 | 46.4202 | 85.1028 | 291.4113
2024 | 9 | 18 | 7 | 49.2105 | 94.1562 | 323.2583
2024 | 9 | 18 | 8 | 49.9878 | 98.0286 | 331.9641
2024 | 9 | 18 | 9 | 50.8227 | 99.8375 | 329.4503
2024 | 9 | 18 | 10 | 52.1339 | 102.4593 | 322.3788
2024 | 9 | 18 | 11 | 53.6246 | 104.1731 | 315.212
2024 | 9 | 18 | 12 | 54.8436 | 104.6584 | 290.639
2024 | 9 | 18 | 13 | 55.3828 | 103.8435 | 286.3525
2024 | 9 | 18 | 14 | 55.6976 | 99.9505 | 284.8085
2024 | 9 | 18 | 15 | 56.7534 | 97.8926 | 288.6344
2024 | 9 | 18 | 16 | 59.0651 | 96.6263 | 308.1325
2024 | 9 | 18 | 17 | 60.2486 | 92.312 | 342.152
2024 | 9 | 18 | 18 | 61.7879 | 83.7527 | 363.8818
2024 | 9 | 18 | 19 | 61.9039 | 85.032 | 380.3416
2024 | 9 | 18 | 20 | 60.8306 | 82.5451 | 377.0965
2024 | 9 | 18 | 21 | 55.5348 | 82.3095 | 347.6969
2024 | 9 | 18 | 22 | 49.7101 | 75.8014 | 313.8603
2024 | 9 | 18 | 23 | 45.0886 | 68.6889 | 281.8859
2024 | 9 | 19 | 0 | 42.8153 | 71.0315 | 266.298
2024 | 9 | 19 | 1 | 40.9546 | 70.8667 | 256.7971
2024 | 9 | 19 | 2 | 39.7162 | 69.3001 | 251.7072
2024 | 9 | 19 | 3 | 39.1174 | 68.6456 | 250.0273
2024 | 9 | 19 | 4 | 40.1 | 69.1555 | 254.2706
2024 | 9 | 19 | 5 | 42.6903 | 73.0477 | 267.0803
2024 | 9 | 19 | 6 | 47.001 | 84.6194 | 292.8749
2024 | 9 | 19 | 7 | 49.9491 | 92.5593 | 321.9981
2024 | 9 | 19 | 8 | 50.9843 | 99.6055 | 320.3113
2024 | 9 | 19 | 9 | 51.9312 | 101.8181 | 307.227
2024 | 9 | 19 | 10 | 53.2131 | 104.6106 | 294.6798
2024 | 9 | 19 | 11 | 54.694 | 105.9154 | 288.5957
2024 | 9 | 19 | 12 | 55.5145 | 106.8927 | 274.537
2024 | 9 | 19 | 13 | 55.9966 | 108.6444 | 274.1707
2024 | 9 | 19 | 14 | 56.3905 | 103.8024 | 273.5709
2024 | 9 | 19 | 15 | 57.4387 | 100.2984 | 275.8741
2024 | 9 | 19 | 16 | 59.4411 | 102.4805 | 293.607
2024 | 9 | 19 | 17 | 59.9804 | 95.4888 | 329.8918
2024 | 9 | 19 | 18 | 58.6924 | 87.5494 | 364.3269
2024 | 9 | 19 | 19 | 58.7962 | 88.7156 | 382.1375
2024 | 9 | 19 | 20 | 57.8712 | 87.4298 | 381.4199
2024 | 9 | 19 | 21 | 52.9327 | 85.2409 | 353.8279
2024 | 9 | 19 | 22 | 47.6169 | 80.8975 | 321.7126
2024 | 9 | 19 | 23 | 43.3258 | 73.4331 | 290.8905
2024 | 9 | 20 | 0 | 40.9078 | 73.7491 | 272.3599
2024 | 9 | 20 | 1 | 42.9973 | 71.973 | 260.7593
2024 | 9 | 20 | 2 | 41.4747 | 69.4711 | 255.5474
2024 | 9 | 20 | 3 | 40.6015 | 68.9645 | 253.5407
2024 | 9 | 20 | 4 | 41.3305 | 70.0485 | 257.1518
2024 | 9 | 20 | 5 | 43.7561 | 72.7524 | 268.985
2024 | 9 | 20 | 6 | 49.7094 | 81.7513 | 295.5438
2024 | 9 | 20 | 7 | 53.5484 | 89.7767 | 324.108
2024 | 9 | 20 | 8 | 56.21 | 98.1726 | 321.587
2024 | 9 | 20 | 9 | 58.7326 | 101.6316 | 306.8331
2024 | 9 | 20 | 10 | 60.9564 | 105.5248 | 293.4303
2024 | 9 | 20 | 11 | 63.0421 | 102.4176 | 286.6684
2024 | 9 | 20 | 12 | 64.6599 | 103.6112 | 280.2366
2024 | 9 | 20 | 13 | 65.4609 | 105.483 | 278.3723
2024 | 9 | 20 | 14 | 65.4959 | 104.416 | 276.6795
2024 | 9 | 20 | 15 | 66.2128 | 100.0643 | 278.0477
2024 | 9 | 20 | 16 | 67.6171 | 99.5801 | 294.1428
2024 | 9 | 20 | 17 | 67.4213 | 93.0477 | 329.9631
2024 | 9 | 20 | 18 | 63.698 | 90.2275 | 364.0098
2024 | 9 | 20 | 19 | 62.849 | 92.1878 | 380.7827
2024 | 9 | 20 | 20 | 61.322 | 88.6744 | 375.9069
2024 | 9 | 20 | 21 | 56.6236 | 85.7334 | 348.7391
2024 | 9 | 20 | 22 | 51.4101 | 80.6587 | 320.491
2024 | 9 | 20 | 23 | 46.8948 | 71.9005 | 293.6078
2024 | 9 | 21 | 0 | 45.5619 | 71.7719 | 275.3087
2024 | 9 | 21 | 1 | 42.6364 | 71.5358 | 260.2277
2024 | 9 | 21 | 2 | 40.2806 | 69.9063 | 252.0834
2024 | 9 | 21 | 3 | 38.9353 | 68.9283 | 248.4438
2024 | 9 | 21 | 4 | 38.4098 | 69.4904 | 248.7865
2024 | 9 | 21 | 5 | 39.2878 | 71.4694 | 252.6468
2024 | 9 | 21 | 6 | 41.5538 | 74.6346 | 258.47
2024 | 9 | 21 | 7 | 45.0971 | 76.3479 | 277.2664
2024 | 9 | 21 | 8 | 49.0316 | 83.2366 | 290.2992
2024 | 9 | 21 | 9 | 52.0153 | 91.6889 | 295.8026
2024 | 9 | 21 | 10 | 53.2579 | 100.6926 | 291.0459
2024 | 9 | 21 | 11 | 53.7314 | 103.9921 | 294.7106
2024 | 9 | 21 | 12 | 52.4455 | 104.964 | 280.0288
2024 | 9 | 21 | 13 | 51.5255 | 106.2977 | 277.4431
2024 | 9 | 21 | 14 | 49.9565 | 106.4554 | 274.5138
2024 | 9 | 21 | 15 | 49.2904 | 98.951 | 278.5726
2024 | 9 | 21 | 16 | 50.1475 | 102.6848 | 298.288
2024 | 9 | 21 | 17 | 50.8597 | 100.4953 | 338.523
2024 | 9 | 21 | 18 | 49.8053 | 96.7223 | 360.4589
2024 | 9 | 21 | 19 | 49.0807 | 95.9917 | 368.6374
2024 | 9 | 21 | 20 | 45.9256 | 90.2172 | 355.6982
2024 | 9 | 21 | 21 | 41.6062 | 92.675 | 327.3285
2024 | 9 | 21 | 22 | 38.2133 | 87.1037 | 302.1076
2024 | 9 | 21 | 23 | 36.007 | 82.1031 | 278.2408
2024 | 9 | 22 | 0 | 36.0301 | 79.2264 | 266.849
2024 | 9 | 22 | 1 | 33.8782 | 77.3922 | 257.5549
2024 | 9 | 22 | 2 | 33.1549 | 74.8974 | 250.2809
2024 | 9 | 22 | 3 | 32.9529 | 73.535 | 246.2439
2024 | 9 | 22 | 4 | 33.1096 | 74.1272 | 246.0934
2024 | 9 | 22 | 5 | 34.3013 | 75.2241 | 248.7391
2024 | 9 | 22 | 6 | 36.9006 | 76.5629 | 251.3608
2024 | 9 | 22 | 7 | 39.1914 | 76.5814 | 267.1095
2024 | 9 | 22 | 8 | 41.7066 | 81.8839 | 280.7442
2024 | 9 | 22 | 9 | 43.6895 | 87.4439 | 291.0858
2024 | 9 | 22 | 10 | 44.4974 | 95.5727 | 292.3532
2024 | 9 | 22 | 11 | 45.414 | 102.1169 | 295.9781
2024 | 9 | 22 | 12 | 47.3333 | 102.2598 | 281.3192
2024 | 9 | 22 | 13 | 47.5184 | 104.3334 | 281.3116
2024 | 9 | 22 | 14 | 47.4743 | 107.5788 | 282.8295
2024 | 9 | 22 | 15 | 48.7789 | 101.3887 | 291.6681
2024 | 9 | 22 | 16 | 51.0769 | 103.1894 | 313.7856
2024 | 9 | 22 | 17 | 52.1806 | 100.9017 | 358.5525
2024 | 9 | 22 | 18 | 50.7732 | 95.9459 | 380.6505
2024 | 9 | 22 | 19 | 50.8773 | 95.2755 | 386.1231
2024 | 9 | 22 | 20 | 48.3733 | 90.1221 | 374.1987
2024 | 9 | 22 | 21 | 43.2808 | 90.5224 | 343.5504
2024 | 9 | 22 | 22 | 38.6756 | 84.9302 | 311.1173
2024 | 9 | 22 | 23 | 36.0046 | 79.161 | 280.642
2024 | 9 | 23 | 0 | 35.0593 | 81.7385 | 267.2954
2024 | 9 | 23 | 1 | 36.3659 | 75.3618 | 244.8725
2024 | 9 | 23 | 2 | 35.8823 | 73.2987 | 239.8319
2024 | 9 | 23 | 3 | 35.9336 | 72.8347 | 237.8335
2024 | 9 | 23 | 4 | 37.1179 | 74.3067 | 241.9201
2024 | 9 | 23 | 5 | 39.8266 | 78.088 | 254.2037
2024 | 9 | 23 | 6 | 44.6129 | 89.8557 | 283.106
2024 | 9 | 23 | 7 | 47.2644 | 101.0006 | 312.9879
2024 | 9 | 23 | 8 | 47.919 | 111.2505 | 312.5988
2024 | 9 | 23 | 9 | 48.2118 | 113.8036 | 301.1183
2024 | 9 | 23 | 10 | 48.5632 | 117.8504 | 290.1117
2024 | 9 | 23 | 11 | 49.0904 | 121.3019 | 286.8784
2024 | 9 | 23 | 12 | 50.4137 | 128.0265 | 297.8914
2024 | 9 | 23 | 13 | 51.0177 | 130.2186 | 296.2281
2024 | 9 | 23 | 14 | 51.8507 | 125.9459 | 296.0546
2024 | 9 | 23 | 15 | 53.0032 | 120.4209 | 299.8526
2024 | 9 | 23 | 16 | 55.1879 | 123.9817 | 317.4864
2024 | 9 | 23 | 17 | 56.8001 | 115.7248 | 349.0931
2024 | 9 | 23 | 18 | 56.8725 | 110.6768 | 380.2149
2024 | 9 | 23 | 19 | 57.0457 | 110.4108 | 389.4331
2024 | 9 | 23 | 20 | 54.7884 | 106.9468 | 379.8258
2024 | 9 | 23 | 21 | 49.34 | 102.3924 | 347.0747
2024 | 9 | 23 | 22 | 44.0762 | 95.029 | 312.8674
2024 | 9 | 23 | 23 | 40.168 | 85.8402 | 281.7567
2024 | 9 | 24 | 0 | 38.9919 | 77.8926 | 261.5434
2024 | 9 | 24 | 1 | 36.959 | 78.8839 | 244.8248
2024 | 9 | 24 | 2 | 36.1927 | 76.15 | 238.8572
2024 | 9 | 24 | 3 | 35.8315 | 74.9233 | 235.674
2024 | 9 | 24 | 4 | 37.0517 | 75.9966 | 238.0291
2024 | 9 | 24 | 5 | 39.5018 | 79.5405 | 249.2389
2024 | 9 | 24 | 6 | 44.1503 | 88.7358 | 278.5225
2024 | 9 | 24 | 7 | 47.1566 | 99.7398 | 310.3368
2024 | 9 | 24 | 8 | 47.9338 | 105.9572 | 325.4874
2024 | 9 | 24 | 9 | 48.0088 | 109.073 | 331.6109
2024 | 9 | 24 | 10 | 48.151 | 112.5366 | 329.052
2024 | 9 | 24 | 11 | 48.3777 | 117.9335 | 322.0854
2024 | 9 | 24 | 12 | 49.0738 | 115.8736 | 313.5625
2024 | 9 | 24 | 13 | 49.2086 | 116.9759 | 314.7895
2024 | 9 | 24 | 14 | 49.236 | 110.3952 | 316.3988
2024 | 9 | 24 | 15 | 50.7001 | 106.3542 | 321.0653
2024 | 9 | 24 | 16 | 53.7472 | 108.2048 | 338.8689
2024 | 9 | 24 | 17 | 55.9364 | 100.7747 | 364.8736
2024 | 9 | 24 | 18 | 56.1415 | 94.7679 | 383.9515
2024 | 9 | 24 | 19 | 56.5033 | 95.8147 | 390.5011
2024 | 9 | 24 | 20 | 54.5833 | 91.3639 | 379.9934
2024 | 9 | 24 | 21 | 49.3638 | 88.9749 | 347.5514
2024 | 9 | 24 | 22 | 44.117 | 83.1034 | 313.0864
2024 | 9 | 24 | 23 | 40.2064 | 75.3896 | 281.8352
2024 | 9 | 25 | 0 | 39.1548 | 77.5878 | 265.6833
2024 | 9 | 25 | 1 | 37.0612 | 75.0794 | 245.1139
2024 | 9 | 25 | 2 | 36.3776 | 73.2765 | 239.5687
2024 | 9 | 25 | 3 | 36.1095 | 71.9212 | 236.1835
2024 | 9 | 25 | 4 | 37.2923 | 72.7621 | 238.7371
2024 | 9 | 25 | 5 | 39.8443 | 77.4107 | 249.9217
2024 | 9 | 25 | 6 | 44.2339 | 86.2517 | 278.4902
2024 | 9 | 25 | 7 | 47.0008 | 95.9386 | 309.4885
2024 | 9 | 25 | 8 | 47.1017 | 99.1263 | 320.8715
2024 | 9 | 25 | 9 | 46.6768 | 102.3738 | 321.1548
2024 | 9 | 25 | 10 | 46.61 | 105.6474 | 315.7898
2024 | 9 | 25 | 11 | 46.8936 | 108.5548 | 310.046
2024 | 9 | 25 | 12 | 47.0936 | 108.7608 | 290.6814
2024 | 9 | 25 | 13 | 47.4276 | 108.4421 | 290.9769
2024 | 9 | 25 | 14 | 48.03 | 105.6341 | 292.0544
2024 | 9 | 25 | 15 | 49.7694 | 103.8948 | 296.1262
2024 | 9 | 25 | 16 | 52.7989 | 101.4863 | 314.1113
2024 | 9 | 25 | 17 | 54.8552 | 95.6909 | 347.7307
2024 | 9 | 25 | 18 | 55.2727 | 88.6855 | 383.1259
2024 | 9 | 25 | 19 | 55.7623 | 89.1179 | 390.725
2024 | 9 | 25 | 20 | 54.3218 | 85.6764 | 381.5871
2024 | 9 | 25 | 21 | 49.365 | 84.2142 | 351.2565
2024 | 9 | 25 | 22 | 44.3145 | 80.4887 | 317.5543
2024 | 9 | 25 | 23 | 40.1091 | 73.0889 | 286.0364
2024 | 9 | 26 | 0 | 38.9221 | 72.762 | 265.2587
2024 | 9 | 26 | 1 | 38.4383 | 71.4188 | 249.5888
2024 | 9 | 26 | 2 | 37.5594 | 70.0503 | 244.6135
2024 | 9 | 26 | 3 | 37.1757 | 69.4921 | 242.2434
2024 | 9 | 26 | 4 | 38.1598 | 70.3296 | 245.1146
2024 | 9 | 26 | 5 | 40.5924 | 74.3348 | 257.5006
2024 | 9 | 26 | 6 | 44.9356 | 85.2337 | 285.7435
2024 | 9 | 26 | 7 | 47.8885 | 94.0231 | 319.9231
2024 | 9 | 26 | 8 | 48.9524 | 98.543 | 336.9171
2024 | 9 | 26 | 9 | 49.8017 | 100.369 | 343.1172
2024 | 9 | 26 | 10 | 51.0407 | 104.7224 | 338.7441
2024 | 9 | 26 | 11 | 52.2171 | 107.0869 | 329.1882
2024 | 9 | 26 | 12 | 53.4836 | 107.6621 | 318.0767
2024 | 9 | 26 | 13 | 54.4842 | 108.7022 | 317.8045
2024 | 9 | 26 | 14 | 55.4198 | 105.1501 | 319.6072
2024 | 9 | 26 | 15 | 57.2368 | 101.7988 | 324.4304
2024 | 9 | 26 | 16 | 59.8832 | 102.0284 | 342.3866
2024 | 9 | 26 | 17 | 61.7423 | 96.4426 | 368.5451
2024 | 9 | 26 | 18 | 60.937 | 87.3367 | 382.5643
2024 | 9 | 26 | 19 | 61.1633 | 90.6183 | 390.7557
2024 | 9 | 26 | 20 | 59.2257 | 85.6679 | 382.4743
2024 | 9 | 26 | 21 | 53.8962 | 84.7843 | 353.2897
2024 | 9 | 26 | 22 | 48.1752 | 78.8741 | 320.0216
2024 | 9 | 26 | 23 | 43.6068 | 71.6191 | 289.3289
2024 | 9 | 27 | 0 | 42.2886 | 71.7227 | 270.0451
2024 | 9 | 27 | 1 | 38.9383 | 74.4191 | 259.0226
2024 | 9 | 27 | 2 | 37.8111 | 71.4962 | 252.8994
2024 | 9 | 27 | 3 | 37.2077 | 70.9032 | 250.0509
2024 | 9 | 27 | 4 | 38.1174 | 72.8343 | 252.7447
2024 | 9 | 27 | 5 | 40.4512 | 76.1658 | 264.5689
2024 | 9 | 27 | 6 | 44.7695 | 86.5558 | 289.9447
2024 | 9 | 27 | 7 | 48.1053 | 94.8741 | 323.4182
2024 | 9 | 27 | 8 | 49.6802 | 101.9276 | 341.2541
2024 | 9 | 27 | 9 | 50.5539 | 104.1203 | 347.7107
2024 | 9 | 27 | 10 | 51.2164 | 105.5832 | 343.1904
2024 | 9 | 27 | 11 | 51.3913 | 106.4191 | 331.8255
2024 | 9 | 27 | 12 | 50.0751 | 106.7807 | 313.6378
2024 | 9 | 27 | 13 | 50.1073 | 109.5335 | 315.0312
2024 | 9 | 27 | 14 | 49.9936 | 104.9779 | 316.2694
2024 | 9 | 27 | 15 | 51.0742 | 98.504 | 318.9397
2024 | 9 | 27 | 16 | 53.4103 | 98.2053 | 333.1077
2024 | 9 | 27 | 17 | 54.5058 | 89.6756 | 357.6347
2024 | 9 | 27 | 18 | 54.2433 | 82.1473 | 373.0249
2024 | 9 | 27 | 19 | 54.3558 | 83.8204 | 382.5597
2024 | 9 | 27 | 20 | 52.5851 | 83.0087 | 374.0407
2024 | 9 | 27 | 21 | 47.7271 | 82.4574 | 346.2168
2024 | 9 | 27 | 22 | 43.0941 | 77.5378 | 318.1482
2024 | 9 | 27 | 23 | 39.4158 | 68.7005 | 292.3735
2024 | 9 | 28 | 0 | 37.8303 | 72.9168 | 274.5915
2024 | 9 | 28 | 1 | 35.7242 | 66.2772 | 258.101
2024 | 9 | 28 | 2 | 34.5429 | 64.7632 | 252.651
2024 | 9 | 28 | 3 | 34.0822 | 64.038 | 250.1798
2024 | 9 | 28 | 4 | 34.2045 | 64.1572 | 251.3239
2024 | 9 | 28 | 5 | 35.5344 | 65.2863 | 256.8476
2024 | 9 | 28 | 6 | 38.1058 | 71.6505 | 262.761
2024 | 9 | 28 | 7 | 40.9367 | 74.3292 | 288.6408
2024 | 9 | 28 | 8 | 44.1177 | 77.1812 | 319.0049
2024 | 9 | 28 | 9 | 46.4984 | 82.5199 | 333.9959
2024 | 9 | 28 | 10 | 47.3656 | 86.4608 | 332.1882
2024 | 9 | 28 | 11 | 48.0404 | 88.7174 | 318.1066
2024 | 9 | 28 | 12 | 46.7727 | 81.0696 | 302.0042
2024 | 9 | 28 | 13 | 46.6862 | 80.468 | 295.1954
2024 | 9 | 28 | 14 | 46.4042 | 82.8901 | 298.6456
2024 | 9 | 28 | 15 | 47.3142 | 76.8509 | 305.7541
2024 | 9 | 28 | 16 | 49.5515 | 74.5929 | 320.9995
2024 | 9 | 28 | 17 | 50.8012 | 72.6099 | 351.1817
2024 | 9 | 28 | 18 | 50.0887 | 70.3828 | 373.1102
2024 | 9 | 28 | 19 | 49.7964 | 72.3869 | 375.0577
2024 | 9 | 28 | 20 | 47.3959 | 67.5048 | 361.442
2024 | 9 | 28 | 21 | 43.1262 | 70.1823 | 336.5485
2024 | 9 | 28 | 22 | 39.1513 | 67.3029 | 313.7976
2024 | 9 | 28 | 23 | 36.7153 | 64.2983 | 292.2346
2024 | 9 | 29 | 0 | 36.0635 | 64.5461 | 270.6991
2024 | 9 | 29 | 1 | 32.0889 | 58.6902 | 257.2592
2024 | 9 | 29 | 2 | 31.2803 | 57.8465 | 251.514
2024 | 9 | 29 | 3 | 31.0171 | 58.0157 | 248.409
2024 | 9 | 29 | 4 | 31.1651 | 59.5548 | 249.8966
2024 | 9 | 29 | 5 | 32.1521 | 61.1008 | 255.7118
2024 | 9 | 29 | 6 | 34.5955 | 65.947 | 263.4311
2024 | 9 | 29 | 7 | 36.794 | 65.4362 | 280.7167
2024 | 9 | 29 | 8 | 39.0484 | 70.7103 | 297.9283
2024 | 9 | 29 | 9 | 40.9554 | 72.6844 | 310.9231
2024 | 9 | 29 | 10 | 41.8516 | 72.7731 | 312.7777
2024 | 9 | 29 | 11 | 42.6564 | 72.9282 | 307.6753
2024 | 9 | 29 | 12 | 42.3781 | 70.7279 | 304.2716
2024 | 9 | 29 | 13 | 42.6022 | 71.7038 | 303.4021
2024 | 9 | 29 | 14 | 42.8727 | 79.4987 | 302.5792
2024 | 9 | 29 | 15 | 44.2596 | 78.3451 | 313.3306
2024 | 9 | 29 | 16 | 46.8471 | 69.924 | 334.7617
2024 | 9 | 29 | 17 | 48.7184 | 67.597 | 366.9699
2024 | 9 | 29 | 18 | 48.6425 | 71.04 | 392.3912
2024 | 9 | 29 | 19 | 48.699 | 73.0839 | 390.111
2024 | 9 | 29 | 20 | 46.6343 | 71.1377 | 376.6954
2024 | 9 | 29 | 21 | 41.9316 | 72.237 | 346.7562
2024 | 9 | 29 | 22 | 37.644 | 68.6207 | 315.9539
2024 | 9 | 29 | 23 | 34.9495 | 64.9474 | 287.0857
2024 | 9 | 30 | 0 | 34.2475 | 64.445 | 271.3453
2024 | 9 | 30 | 1 | 32.6132 | 63.3827 | 254.7058
2024 | 9 | 30 | 2 | 32.1732 | 63.0574 | 251.6157
2024 | 9 | 30 | 3 | 32.1563 | 63.4386 | 250.9022
2024 | 9 | 30 | 4 | 33.3214 | 64.6771 | 254.7111
2024 | 9 | 30 | 5 | 35.714 | 69.1461 | 267.7552
2024 | 9 | 30 | 6 | 39.8282 | 80.4394 | 292.2438
2024 | 9 | 30 | 7 | 42.4389 | 88.9532 | 323.4198
2024 | 9 | 30 | 8 | 43.2175 | 95.4555 | 328.8166
2024 | 9 | 30 | 9 | 43.5503 | 96.5775 | 322.214
2024 | 9 | 30 | 10 | 44.0426 | 96.7855 | 311.0293
2024 | 9 | 30 | 11 | 44.6009 | 97.8965 | 301.6285
2024 | 9 | 30 | 12 | 45.0692 | 93.3484 | 313.7973
2024 | 9 | 30 | 13 | 46.0991 | 93.4266 | 313.07
2024 | 9 | 30 | 14 | 47.3175 | 89.172 | 313.098
2024 | 9 | 30 | 15 | 49.5368 | 83.8157 | 317.8053
2024 | 9 | 30 | 16 | 52.8282 | 85.4792 | 333.9246
2024 | 9 | 30 | 17 | 55.2616 | 79.9274 | 361.917
2024 | 9 | 30 | 18 | 53.1789 | 77.7849 | 383.3547
2024 | 9 | 30 | 19 | 53.0757 | 79.7709 | 384.8671
2024 | 9 | 30 | 20 | 50.9842 | 77.2771 | 373.4064
2024 | 9 | 30 | 21 | 45.7677 | 76.7827 | 343.9077
2024 | 9 | 30 | 22 | 40.5998 | 71.8351 | 312.8211
2024 | 9 | 30 | 23 | 36.7064 | 65.4527 | 284.7838
2024 | 10 | 1 | 0 | 35.9542 | 65.6722 | 268.1013
2024 | 10 | 1 | 1 | 32.12 | 65.2626 | 257.8727
2024 | 10 | 1 | 2 | 31.4526 | 64.1233 | 254.7178
2024 | 10 | 1 | 3 | 31.1761 | 63.9525 | 253.6522
2024 | 10 | 1 | 4 | 32.2003 | 64.6728 | 257.0105
2024 | 10 | 1 | 5 | 34.5408 | 68.2907 | 269.1909
2024 | 10 | 1 | 6 | 38.407 | 76.9349 | 291.0603
2024 | 10 | 1 | 7 | 40.8151 | 85.6226 | 323.966
2024 | 10 | 1 | 8 | 41.6123 | 90.7388 | 330.5887
2024 | 10 | 1 | 9 | 42.3634 | 92.1776 | 325.7074
2024 | 10 | 1 | 10 | 43.0354 | 94.7384 | 316.6587
2024 | 10 | 1 | 11 | 43.9096 | 96.5508 | 309.8362
2024 | 10 | 1 | 12 | 44.9106 | 93.4646 | 309.4832
2024 | 10 | 1 | 13 | 45.5187 | 93.4757 | 307.0705
2024 | 10 | 1 | 14 | 46.6327 | 89.4536 | 303.1402
2024 | 10 | 1 | 15 | 48.5544 | 87.1212 | 305.2297
2024 | 10 | 1 | 16 | 51.5308 | 86.3933 | 321.628
2024 | 10 | 1 | 17 | 53.5171 | 81.6258 | 347.5308
2024 | 10 | 1 | 18 | 50.7003 | 76.8594 | 363.3849
2024 | 10 | 1 | 19 | 51.2774 | 79.7306 | 373.281
2024 | 10 | 1 | 20 | 48.7159 | 76.9329 | 361.2152
2024 | 10 | 1 | 21 | 43.7804 | 74.7929 | 334.1516
2024 | 10 | 1 | 22 | 39.2033 | 71.5983 | 304.9612
2024 | 10 | 1 | 23 | 35.6763 | 65.6331 | 277.3697
2024 | 10 | 2 | 0 | 34.7874 | 67.2048 | 260.5029
2024 | 10 | 2 | 1 | 30.7868 | 64.9225 | 243.9684
2024 | 10 | 2 | 2 | 30.1064 | 63.4576 | 240.8655
2024 | 10 | 2 | 3 | 29.7808 | 63.0118 | 239.4935
2024 | 10 | 2 | 4 | 30.6444 | 63.5033 | 242.8944
2024 | 10 | 2 | 5 | 32.7899 | 66.3751 | 254.6715
2024 | 10 | 2 | 6 | 36.9332 | 77.2445 | 278.7729
2024 | 10 | 2 | 7 | 39.1643 | 87.1845 | 310.0427
2024 | 10 | 2 | 8 | 39.5164 | 92.7148 | 316.1664
2024 | 10 | 2 | 9 | 39.9028 | 94.57 | 311.5057
2024 | 10 | 2 | 10 | 40.1259 | 96.3324 | 302.4337
2024 | 10 | 2 | 11 | 40.6322 | 95.9933 | 295.5561
2024 | 10 | 2 | 12 | 42.1499 | 94.1644 | 290.8819
2024 | 10 | 2 | 13 | 42.2093 | 94.3981 | 288.9052
2024 | 10 | 2 | 14 | 42.4665 | 88.9967 | 286.0113
2024 | 10 | 2 | 15 | 43.4758 | 88.0753 | 287.4485
2024 | 10 | 2 | 16 | 45.5143 | 88.8227 | 303.518
2024 | 10 | 2 | 17 | 46.6549 | 83.9814 | 330.2644
2024 | 10 | 2 | 18 | 47.4974 | 83.2119 | 346.5069
2024 | 10 | 2 | 19 | 47.9457 | 86.5175 | 357.3313
2024 | 10 | 2 | 20 | 45.525 | 82.3718 | 347.1422
2024 | 10 | 2 | 21 | 40.9736 | 79.8196 | 322.2339
2024 | 10 | 2 | 22 | 36.9088 | 74.5057 | 293.6533
2024 | 10 | 2 | 23 | 33.7122 | 68.9027 | 266.8967
2024 | 10 | 3 | 0 | 32.062 | 66.1594 | 250.6528
2024 | 10 | 3 | 1 | 28.9326 | 62.2304 | 236.6117
2024 | 10 | 3 | 2 | 28.3512 | 60.8149 | 233.3255
2024 | 10 | 3 | 3 | 28.0793 | 60.4183 | 232.3416
2024 | 10 | 3 | 4 | 28.8767 | 61.2608 | 235.7013
2024 | 10 | 3 | 5 | 30.932 | 63.7288 | 247.1151
2024 | 10 | 3 | 6 | 35.0451 | 75.8232 | 274.7614
2024 | 10 | 3 | 7 | 37.3212 | 85.5478 | 304.3052
2024 | 10 | 3 | 8 | 38.148 | 92.7262 | 302.1415
2024 | 10 | 3 | 9 | 39.0468 | 95.5757 | 284.1998
2024 | 10 | 3 | 10 | 39.6492 | 99.0612 | 266.4257
2024 | 10 | 3 | 11 | 40.2278 | 95.3465 | 256.5565
2024 | 10 | 3 | 12 | 41.2926 | 86.2451 | 242.371
2024 | 10 | 3 | 13 | 41.4145 | 87.2584 | 237.2571
2024 | 10 | 3 | 14 | 41.5697 | 83.9861 | 233.847
2024 | 10 | 3 | 15 | 42.4527 | 81.3601 | 235.694
2024 | 10 | 3 | 16 | 44.0148 | 82.017 | 254.0861
2024 | 10 | 3 | 17 | 44.971 | 76.6341 | 289.2323
2024 | 10 | 3 | 18 | 45.648 | 79.4056 | 322.3052
2024 | 10 | 3 | 19 | 46.1711 | 83.3829 | 341.0167
2024 | 10 | 3 | 20 | 43.9184 | 78.6396 | 335.7743
2024 | 10 | 3 | 21 | 39.6491 | 75.7649 | 314.8131
2024 | 10 | 3 | 22 | 35.7295 | 71.7536 | 289.2143
2024 | 10 | 3 | 23 | 32.6273 | 65.8475 | 264.506
2024 | 10 | 4 | 0 | 30.6075 | 64.6583 | 252.4617
2024 | 10 | 4 | 1 | 29.0567 | 60.8551 | 242.3754
2024 | 10 | 4 | 2 | 28.4005 | 59.437 | 238.9238
2024 | 10 | 4 | 3 | 28.0754 | 59.1236 | 237.8782
2024 | 10 | 4 | 4 | 28.8091 | 60.0625 | 241.2866
2024 | 10 | 4 | 5 | 30.8041 | 63.3569 | 252.5495
2024 | 10 | 4 | 6 | 34.5179 | 71.7478 | 278.1799
2024 | 10 | 4 | 7 | 36.7878 | 80.4203 | 307.4491
2024 | 10 | 4 | 8 | 37.7699 | 84.4978 | 305.998
2024 | 10 | 4 | 9 | 38.7498 | 87.0388 | 289.1014
2024 | 10 | 4 | 10 | 39.3526 | 90.1313 | 271.1154
2024 | 10 | 4 | 11 | 39.8141 | 88.552 | 258.7525
2024 | 10 | 4 | 12 | 39.8816 | 86.9506 | 251.6325
2024 | 10 | 4 | 13 | 39.8977 | 86.4923 | 246.8828
2024 | 10 | 4 | 14 | 39.9481 | 85.1227 | 243.0753
2024 | 10 | 4 | 15 | 40.4772 | 82.66 | 243.745
2024 | 10 | 4 | 16 | 41.8278 | 78.5562 | 259.0968
2024 | 10 | 4 | 17 | 42.634 | 73.9598 | 289.7977
2024 | 10 | 4 | 18 | 43.4757 | 70.153 | 330.1484
2024 | 10 | 4 | 19 | 43.666 | 72.9711 | 340.7021
2024 | 10 | 4 | 20 | 41.4157 | 69.812 | 330.4594
2024 | 10 | 4 | 21 | 37.5579 | 67.7867 | 308.2321
2024 | 10 | 4 | 22 | 34.3835 | 65.3535 | 285.5286
2024 | 10 | 4 | 23 | 31.8429 | 59.1499 | 263.6032
2024 | 10 | 5 | 0 | 29.8727 | 58.2211 | 247.5682
2024 | 10 | 5 | 1 | 27.8525 | 55.1141 | 236.1228
2024 | 10 | 5 | 2 | 26.9116 | 54.337 | 229.8142
2024 | 10 | 5 | 3 | 26.5871 | 54.3912 | 226.376
2024 | 10 | 5 | 4 | 26.6975 | 55.4723 | 226.6313
2024 | 10 | 5 | 5 | 27.968 | 57.1957 | 231.5184
2024 | 10 | 5 | 6 | 30.4052 | 61.9517 | 240.9821
2024 | 10 | 5 | 7 | 33.0791 | 63.8272 | 262.7001
2024 | 10 | 5 | 8 | 35.9614 | 69.8887 | 286.0944
2024 | 10 | 5 | 9 | 38.3683 | 73.2339 | 303.0045
2024 | 10 | 5 | 10 | 39.2934 | 74.4145 | 302.2799
2024 | 10 | 5 | 11 | 39.8333 | 72.9903 | 300.7346
2024 | 10 | 5 | 12 | 40.2209 | 73.4471 | 291.4103
2024 | 10 | 5 | 13 | 39.8004 | 72.4698 | 287.1979
2024 | 10 | 5 | 14 | 39.2025 | 76.3642 | 278.5647
2024 | 10 | 5 | 15 | 39.4116 | 75.6678 | 279.2822
2024 | 10 | 5 | 16 | 40.5841 | 68.2726 | 295.5109
2024 | 10 | 5 | 17 | 41.1034 | 66.0975 | 318.5779
2024 | 10 | 5 | 18 | 40.5991 | 64.973 | 323.7055
2024 | 10 | 5 | 19 | 40.7634 | 68.602 | 323.7721
2024 | 10 | 5 | 20 | 37.8875 | 65.1402 | 306.5472
2024 | 10 | 5 | 21 | 34.5962 | 64.4266 | 283.0119
2024 | 10 | 5 | 22 | 31.8736 | 60.5552 | 263.4252
2024 | 10 | 5 | 23 | 29.9392 | 58.1971 | 245.2743
2024 | 10 | 6 | 0 | 28.278 | 58.2124 | 230.9329
2024 | 10 | 6 | 1 | 26.5356 | 60.5903 | 225.9509
2024 | 10 | 6 | 2 | 25.8399 | 59.4571 | 221.2847
2024 | 10 | 6 | 3 | 25.6096 | 59.2322 | 218.1115
2024 | 10 | 6 | 4 | 25.6751 | 60.2878 | 218.2191
2024 | 10 | 6 | 5 | 26.7988 | 61.6372 | 222.244
2024 | 10 | 6 | 6 | 28.976 | 65.7916 | 228.3168
2024 | 10 | 6 | 7 | 31.0808 | 68.902 | 246.4851
2024 | 10 | 6 | 8 | 33.7109 | 71.1137 | 262.4831
2024 | 10 | 6 | 9 | 36.1315 | 72.1858 | 271.4383
2024 | 10 | 6 | 10 | 37.3618 | 74.4722 | 270.1019
2024 | 10 | 6 | 11 | 38.2952 | 73.9034 | 268.2083
2024 | 10 | 6 | 12 | 38.352 | 70.9207 | 243.0657
2024 | 10 | 6 | 13 | 38.0885 | 70.2494 | 240.3348
2024 | 10 | 6 | 14 | 37.8232 | 72.373 | 234.9965
2024 | 10 | 6 | 15 | 38.3542 | 72.1084 | 237.3696
2024 | 10 | 6 | 16 | 39.8252 | 68.5242 | 254.6305
2024 | 10 | 6 | 17 | 41.1034 | 68.3152 | 292.425
2024 | 10 | 6 | 18 | 40.9956 | 68.775 | 318.1786
2024 | 10 | 6 | 19 | 41.1771 | 71.9784 | 325.3736
2024 | 10 | 6 | 20 | 38.5432 | 70.032 | 312.1356
2024 | 10 | 6 | 21 | 34.6829 | 66.806 | 289.0513
2024 | 10 | 6 | 22 | 31.5157 | 63.7014 | 265.4707
2024 | 10 | 6 | 23 | 29.5508 | 60.1342 | 242.1619
2024 | 10 | 7 | 0 | 28.3302 | 62.1994 | 228.1254
2024 | 10 | 7 | 1 | 28.8123 | 60.9595 | 217.0796
2024 | 10 | 7 | 2 | 28.4881 | 60.5025 | 214.4886
2024 | 10 | 7 | 3 | 28.4583 | 60.8903 | 213.841
2024 | 10 | 7 | 4 | 29.5313 | 61.9948 | 217.8524
2024 | 10 | 7 | 5 | 31.998 | 65.3165 | 229.6365
2024 | 10 | 7 | 6 | 35.9739 | 74.6944 | 251.9381
2024 | 10 | 7 | 7 | 38.967 | 83.8243 | 282.2686
2024 | 10 | 7 | 8 | 40.1351 | 89.8535 | 282.5284
2024 | 10 | 7 | 9 | 40.6574 | 90.984 | 266.7087
2024 | 10 | 7 | 10 | 40.8441 | 92.5665 | 250.8315
2024 | 10 | 7 | 11 | 40.9777 | 92.6237 | 244.7809
2024 | 10 | 7 | 12 | 40.8792 | 91.1646 | 240.079
2024 | 10 | 7 | 13 | 40.4395 | 90.615 | 236.4206
2024 | 10 | 7 | 14 | 39.8913 | 85.2434 | 233.3467
2024 | 10 | 7 | 15 | 40.4762 | 83.0484 | 234.7711
2024 | 10 | 7 | 16 | 42.5388 | 83.1231 | 254.1444
2024 | 10 | 7 | 17 | 44.284 | 79.343 | 289.1018
2024 | 10 | 7 | 18 | 44.2364 | 71.843 | 315.2343
2024 | 10 | 7 | 19 | 44.2291 | 74.6849 | 327.8211
2024 | 10 | 7 | 20 | 41.7926 | 71.3381 | 318.442
2024 | 10 | 7 | 21 | 38.0681 | 69.6957 | 294.4482
2024 | 10 | 7 | 22 | 34.5101 | 66.4133 | 268.0198
2024 | 10 | 7 | 23 | 31.8837 | 60.9569 | 243.172
2024 | 10 | 8 | 0 | 30.6325 | 63.1828 | 228.1691
2024 | 10 | 8 | 1 | 29.8794 | 59.5209 | 219.5716
2024 | 10 | 8 | 2 | 29.4115 | 58.123 | 216.4593
2024 | 10 | 8 | 3 | 29.2691 | 58.0141 | 215.4183
2024 | 10 | 8 | 4 | 30.3434 | 58.6115 | 218.65
2024 | 10 | 8 | 5 | 32.7202 | 60.5391 | 229.9315
2024 | 10 | 8 | 6 | 36.1643 | 71.3869 | 253.7001
2024 | 10 | 8 | 7 | 38.8498 | 80.8148 | 283.128
2024 | 10 | 8 | 8 | 39.4696 | 87.3007 | 283.6255
2024 | 10 | 8 | 9 | 39.3795 | 88.7219 | 267.7199
2024 | 10 | 8 | 10 | 39.7702 | 90.6362 | 252.2053
2024 | 10 | 8 | 11 | 40.2641 | 89.4936 | 244.3034
2024 | 10 | 8 | 12 | 40.8184 | 86.6688 | 246.5155
2024 | 10 | 8 | 13 | 40.5735 | 87.3024 | 244.306
2024 | 10 | 8 | 14 | 40.8572 | 84.0464 | 241.8399
2024 | 10 | 8 | 15 | 41.8384 | 83.2791 | 243.8949
2024 | 10 | 8 | 16 | 43.9225 | 83.7636 | 264.1
2024 | 10 | 8 | 17 | 45.8347 | 79.6186 | 296.4833
2024 | 10 | 8 | 18 | 46.2669 | 75.7922 | 314.1445
2024 | 10 | 8 | 19 | 46.1463 | 79.5407 | 326.5053
2024 | 10 | 8 | 20 | 43.6467 | 74.4989 | 316.7406
2024 | 10 | 8 | 21 | 39.6696 | 72.8776 | 293.5279
2024 | 10 | 8 | 22 | 35.9885 | 67.8354 | 267.4219
2024 | 10 | 8 | 23 | 32.8837 | 61.9254 | 242.6563
2024 | 10 | 9 | 0 | 31.7243 | 62.5729 | 228.5019
2024 | 10 | 9 | 1 | 31.1364 | 62.2189 | 218.3078
2024 | 10 | 9 | 2 | 30.6289 | 60.82 | 214.8419
2024 | 10 | 9 | 3 | 30.4379 | 60.0164 | 213.2647
2024 | 10 | 9 | 4 | 31.4599 | 60.5379 | 216.584
2024 | 10 | 9 | 5 | 33.8835 | 63.8271 | 227.5946
2024 | 10 | 9 | 6 | 37.5728 | 73.5826 | 252.4868
2024 | 10 | 9 | 7 | 40.1743 | 83.3588 | 280.2299
2024 | 10 | 9 | 8 | 40.5816 | 88.4288 | 278.5727
2024 | 10 | 9 | 9 | 40.3107 | 90.8603 | 261.3336
2024 | 10 | 9 | 10 | 40.3506 | 92.9448 | 245.5799
2024 | 10 | 9 | 11 | 40.5751 | 91.3954 | 239.0214
2024 | 10 | 9 | 12 | 42.1918 | 90.853 | 239.9711
2024 | 10 | 9 | 13 | 41.9147 | 90.8754 | 238.501
2024 | 10 | 9 | 14 | 42.0129 | 89.421 | 237.107
2024 | 10 | 9 | 15 | 42.9316 | 89.5939 | 239.0121
2024 | 10 | 9 | 16 | 44.9582 | 87.0944 | 259.2146
2024 | 10 | 9 | 17 | 46.6715 | 82.2781 | 292.9259
2024 | 10 | 9 | 18 | 46.9977 | 77.5723 | 317.9274
2024 | 10 | 9 | 19 | 47.0398 | 79.0943 | 328.0951
2024 | 10 | 9 | 20 | 44.6961 | 75.5579 | 317.8957
2024 | 10 | 9 | 21 | 40.9028 | 73.289 | 294.2558
2024 | 10 | 9 | 22 | 37.048 | 70.961 | 266.7692
2024 | 10 | 9 | 23 | 33.881 | 65.5681 | 241.0884
2024 | 10 | 10 | 0 | 32.4177 | 64.4156 | 227.0576
2024 | 10 | 10 | 1 | 31.5884 | 60.8551 | 212.0255
2024 | 10 | 10 | 2 | 31.0705 | 60.1117 | 207.4234
2024 | 10 | 10 | 3 | 30.9586 | 59.9959 | 205.6267
2024 | 10 | 10 | 4 | 31.9359 | 60.4153 | 208.9257
2024 | 10 | 10 | 5 | 34.3066 | 64.2786 | 219.4969
2024 | 10 | 10 | 6 | 37.6713 | 74.8685 | 243.8315
2024 | 10 | 10 | 7 | 40.2768 | 84.1936 | 272.2448
2024 | 10 | 10 | 8 | 40.7578 | 88.6883 | 277.3013
2024 | 10 | 10 | 9 | 40.598 | 89.191 | 269.318
2024 | 10 | 10 | 10 | 40.7799 | 92.3891 | 257.177
2024 | 10 | 10 | 11 | 41.0271 | 90.7886 | 251.3163
2024 | 10 | 10 | 12 | 41.6789 | 87.2702 | 241.4844
2024 | 10 | 10 | 13 | 41.3726 | 86.3563 | 241.6808
2024 | 10 | 10 | 14 | 41.608 | 84.9143 | 243.026
2024 | 10 | 10 | 15 | 42.8372 | 82.6417 | 248.8346
2024 | 10 | 10 | 16 | 44.912 | 81.353 | 268.059
2024 | 10 | 10 | 17 | 46.4065 | 77.609 | 297.9372
2024 | 10 | 10 | 18 | 46.127 | 77.9004 | 306.6264
2024 | 10 | 10 | 19 | 46.0705 | 80.837 | 315.0455
2024 | 10 | 10 | 20 | 43.4681 | 75.5256 | 306.0006
2024 | 10 | 10 | 21 | 39.5291 | 74.2419 | 283.2438
2024 | 10 | 10 | 22 | 35.8252 | 69.5048 | 257.6335
2024 | 10 | 10 | 23 | 32.8796 | 63.053 | 232.7684
2024 | 10 | 11 | 0 | 31.9373 | 62.0955 | 223.5617
2024 | 10 | 11 | 1 | 31.0427 | 62.8723 | 209.9577
2024 | 10 | 11 | 2 | 30.4697 | 61.7048 | 205.1233
2024 | 10 | 11 | 3 | 30.3159 | 61.6888 | 202.8986
2024 | 10 | 11 | 4 | 31.2909 | 62.2923 | 205.6737
2024 | 10 | 11 | 5 | 33.6775 | 65.8647 | 215.7161
2024 | 10 | 11 | 6 | 37.3935 | 75.7075 | 238.3529
2024 | 10 | 11 | 7 | 40.0874 | 84.1336 | 271.3412
2024 | 10 | 11 | 8 | 40.8201 | 88.2788 | 287.8311
2024 | 10 | 11 | 9 | 40.7982 | 90.2516 | 289.4278
2024 | 10 | 11 | 10 | 40.8485 | 91.617 | 281.2646
2024 | 10 | 11 | 11 | 40.9195 | 91.5275 | 271.9277
2024 | 10 | 11 | 12 | 41.0108 | 88.3802 | 240.1176
2024 | 10 | 11 | 13 | 40.5484 | 88.0312 | 237.8563
2024 | 10 | 11 | 14 | 40.5476 | 84.23 | 236.7135
2024 | 10 | 11 | 15 | 41.3867 | 79.8709 | 240.7132
2024 | 10 | 11 | 16 | 43.1786 | 80.0153 | 257.3951
2024 | 10 | 11 | 17 | 44.4637 | 75.2908 | 287.5563
2024 | 10 | 11 | 18 | 43.6867 | 74.4002 | 310.5094
2024 | 10 | 11 | 19 | 43.812 | 76.1608 | 320.7052
2024 | 10 | 11 | 20 | 41.6457 | 74.0908 | 310.4052
2024 | 10 | 11 | 21 | 38.2488 | 72.865 | 289.3147
2024 | 10 | 11 | 22 | 35.1366 | 68.638 | 267.8243
2024 | 10 | 11 | 23 | 32.437 | 61.4826 | 245.8073
2024 | 10 | 12 | 0 | 31.0228 | 61.5319 | 228.2647
2024 | 10 | 12 | 1 | 29.8868 | 61.4083 | 214.923
2024 | 10 | 12 | 2 | 29.0932 | 60.6886 | 210.0182
2024 | 10 | 12 | 3 | 28.7714 | 60.3919 | 206.9962
2024 | 10 | 12 | 4 | 29.2022 | 60.1741 | 207.8116
2024 | 10 | 12 | 5 | 30.5183 | 62.1955 | 212.9315
2024 | 10 | 12 | 6 | 32.9952 | 67.5393 | 220.3342
2024 | 10 | 12 | 7 | 35.1889 | 71.5372 | 244.3604
2024 | 10 | 12 | 8 | 37.0728 | 73.2254 | 269.9892
2024 | 10 | 12 | 9 | 38.5728 | 74.8306 | 278.9692
2024 | 10 | 12 | 10 | 39.0719 | 76.8076 | 273.7956
2024 | 10 | 12 | 11 | 39.2658 | 76.2362 | 263.0806
2024 | 10 | 12 | 12 | 38.5174 | 73.1209 | 262.1453
2024 | 10 | 12 | 13 | 37.5843 | 71.1549 | 258.2144
2024 | 10 | 12 | 14 | 37.0565 | 67.7253 | 256.5403
2024 | 10 | 12 | 15 | 37.2889 | 66.3122 | 265.1669
2024 | 10 | 12 | 16 | 38.9744 | 66.659 | 284.7813
2024 | 10 | 12 | 17 | 40.5337 | 66.1257 | 312.5765
2024 | 10 | 12 | 18 | 40.5216 | 66.9176 | 325.8379
2024 | 10 | 12 | 19 | 40.5603 | 69.841 | 322.9698
2024 | 10 | 12 | 20 | 38.2767 | 66.629 | 306.4966
2024 | 10 | 12 | 21 | 35.158 | 66.152 | 284.1867
2024 | 10 | 12 | 22 | 32.4694 | 62.6949 | 262.591
2024 | 10 | 12 | 23 | 30.6081 | 58.8768 | 243.1678
2024 | 10 | 13 | 0 | 30.2666 | 59.5734 | 228.9068
2024 | 10 | 13 | 1 | 29.2088 | 58.2078 | 217.2961
2024 | 10 | 13 | 2 | 28.6279 | 57.7789 | 211.6414
2024 | 10 | 13 | 3 | 28.4172 | 57.6204 | 208.7971
2024 | 10 | 13 | 4 | 28.7694 | 57.7915 | 209.2788
2024 | 10 | 13 | 5 | 29.8943 | 59.7722 | 213.2965
2024 | 10 | 13 | 6 | 31.9173 | 63.7346 | 218.9943
2024 | 10 | 13 | 7 | 33.8055 | 66.5069 | 238.7982
2024 | 10 | 13 | 8 | 35.7266 | 66.7232 | 258.2864
2024 | 10 | 13 | 9 | 37.3855 | 68.3655 | 264.5309
2024 | 10 | 13 | 10 | 38.1841 | 70.1461 | 260.9418
2024 | 10 | 13 | 11 | 38.5419 | 70.3302 | 252.4957
2024 | 10 | 13 | 12 | 38.2947 | 67.7206 | 265.6582
2024 | 10 | 13 | 13 | 37.76 | 67.3679 | 266.0284
2024 | 10 | 13 | 14 | 37.5967 | 66.7946 | 267.6453
2024 | 10 | 13 | 15 | 38.2757 | 65.7373 | 274.3796
2024 | 10 | 13 | 16 | 40.3871 | 65.4416 | 293.4597
2024 | 10 | 13 | 17 | 42.4117 | 66.2431 | 321.3354
2024 | 10 | 13 | 18 | 43.9274 | 68.4253 | 326.994
2024 | 10 | 13 | 19 | 43.5413 | 70.0306 | 332.1298
2024 | 10 | 13 | 20 | 40.8225 | 66.7692 | 317.4999
2024 | 10 | 13 | 21 | 37.0319 | 67.2001 | 295.5185
2024 | 10 | 13 | 22 | 33.598 | 62.8536 | 271.2825
2024 | 10 | 13 | 23 | 31.2703 | 59.9447 | 246.8921
2024 | 10 | 14 | 0 | 30.6418 | 60.6581 | 230.4714
2024 | 10 | 14 | 1 | 28.0548 | 56.9433 | 235.8268
2024 | 10 | 14 | 2 | 27.3195 | 56.2185 | 230.9518
2024 | 10 | 14 | 3 | 27.2605 | 56.1597 | 229.4768
2024 | 10 | 14 | 4 | 27.4067 | 55.8197 | 231.5725
2024 | 10 | 14 | 5 | 28.6048 | 56.745 | 236.5835
2024 | 10 | 14 | 6 | 30.5736 | 59.9151 | 241.6417
2024 | 10 | 14 | 7 | 32.4285 | 61.2774 | 259.4585
2024 | 10 | 14 | 8 | 35.2886 | 61.9101 | 280.4125
2024 | 10 | 14 | 9 | 38.0684 | 65.0624 | 287.0402
2024 | 10 | 14 | 10 | 39.9982 | 68.0356 | 274.651
2024 | 10 | 14 | 11 | 40.8821 | 68.7535 | 266.4437
2024 | 10 | 14 | 12 | 41.6248 | 69.5336 | 258.7931
2024 | 10 | 14 | 13 | 41.3289 | 68.8567 | 251.9111
2024 | 10 | 14 | 14 | 41.434 | 67.1148 | 248.0865
2024 | 10 | 14 | 15 | 41.9308 | 65.4579 | 249.4142
2024 | 10 | 14 | 16 | 43.0058 | 67.5984 | 267.2869
2024 | 10 | 14 | 17 | 43.6112 | 66.5523 | 297.9879
2024 | 10 | 14 | 18 | 41.999 | 63.7231 | 336.4395
2024 | 10 | 14 | 19 | 42.3139 | 66.6504 | 340.59
2024 | 10 | 14 | 20 | 39.6615 | 63.4685 | 325.2238
2024 | 10 | 14 | 21 | 35.9891 | 63.1177 | 302.3319
2024 | 10 | 14 | 22 | 32.7105 | 60.7983 | 276.7978
2024 | 10 | 14 | 23 | 30.9238 | 58.4666 | 252.7338
2024 | 10 | 15 | 0 | 29.6775 | 59.1974 | 235.6588
2024 | 10 | 15 | 1 | 29.9789 | 63.3413 | 244.4804
2024 | 10 | 15 | 2 | 29.4005 | 61.8927 | 241.8814
2024 | 10 | 15 | 3 | 29.2013 | 61.7264 | 241.381
2024 | 10 | 15 | 4 | 30.1092 | 62.5315 | 244.9187
2024 | 10 | 15 | 5 | 32.3065 | 64.7938 | 256.7777
2024 | 10 | 15 | 6 | 35.9002 | 75.9514 | 281.4647
2024 | 10 | 15 | 7 | 38.6988 | 86.5685 | 311.8975
2024 | 10 | 15 | 8 | 39.4858 | 92.1751 | 314.1562
2024 | 10 | 15 | 9 | 39.4074 | 93.1579 | 297.9239
2024 | 10 | 15 | 10 | 39.4397 | 95.9657 | 280.1055
2024 | 10 | 15 | 11 | 39.5305 | 95.0827 | 267.727
2024 | 10 | 15 | 12 | 37.8408 | 88.3288 | 253.4851
2024 | 10 | 15 | 13 | 37.682 | 88.7282 | 248.4016
2024 | 10 | 15 | 14 | 37.7938 | 84.8087 | 246.0701
2024 | 10 | 15 | 15 | 38.8002 | 82.6703 | 249.8191
2024 | 10 | 15 | 16 | 41.0961 | 84.4195 | 272.0227
2024 | 10 | 15 | 17 | 43.3453 | 80.2613 | 306.9264
2024 | 10 | 15 | 18 | 43.9362 | 81.6875 | 333.1564
2024 | 10 | 15 | 19 | 43.9883 | 83.386 | 342.1644
2024 | 10 | 15 | 20 | 41.8507 | 79.338 | 332.2267
2024 | 10 | 15 | 21 | 38.0414 | 76.9899 | 310.0134
2024 | 10 | 15 | 22 | 34.4255 | 73.4312 | 284.3383
2024 | 10 | 15 | 23 | 31.8689 | 67.8486 | 260.2369
2024 | 10 | 16 | 0 | 31.5045 | 65.8504 | 247.436
2024 | 10 | 16 | 1 | 29.8324 | 64.3929 | 244.2186
2024 | 10 | 16 | 2 | 29.2774 | 62.758 | 241.4647
2024 | 10 | 16 | 3 | 29.0939 | 62.2256 | 240.6985
2024 | 10 | 16 | 4 | 29.9781 | 62.8762 | 244.468
2024 | 10 | 16 | 5 | 32.144 | 65.4594 | 256.5343
2024 | 10 | 16 | 6 | 35.8777 | 75.6128 | 283.8883
2024 | 10 | 16 | 7 | 38.5064 | 86.2333 | 313.3268
2024 | 10 | 16 | 8 | 38.7446 | 90.9934 | 311.8804
2024 | 10 | 16 | 9 | 38.3557 | 92.4802 | 290.281
2024 | 10 | 16 | 10 | 37.954 | 94.7646 | 268.1643
2024 | 10 | 16 | 11 | 38.0029 | 93.171 | 253.5289
2024 | 10 | 16 | 12 | 37.6708 | 90.2732 | 239.2908
2024 | 10 | 16 | 13 | 37.5837 | 90.2324 | 234.0238
2024 | 10 | 16 | 14 | 37.8395 | 87.5593 | 232.5059
2024 | 10 | 16 | 15 | 39.2176 | 86.1297 | 235.6001
2024 | 10 | 16 | 16 | 41.8931 | 85.8566 | 259.1151
2024 | 10 | 16 | 17 | 43.8508 | 81.6958 | 297.6556
2024 | 10 | 16 | 18 | 43.7391 | 83.799 | 338.6304
2024 | 10 | 16 | 19 | 43.9204 | 85.096 | 346.2288
2024 | 10 | 16 | 20 | 41.9488 | 80.642 | 336.628
2024 | 10 | 16 | 21 | 38.1709 | 78.5798 | 314.7458
2024 | 10 | 16 | 22 | 34.4929 | 74.3233 | 288.2185
2024 | 10 | 16 | 23 | 31.6332 | 68.4669 | 263.3711
2024 | 10 | 17 | 0 | 31.1821 | 65.4537 | 248.4258
2024 | 10 | 17 | 1 | 30.1446 | 63.3434 | 239.687
2024 | 10 | 17 | 2 | 29.5815 | 62.3163 | 235.2898
2024 | 10 | 17 | 3 | 29.3978 | 61.9185 | 233.469
2024 | 10 | 17 | 4 | 30.2211 | 62.3061 | 236.1065
2024 | 10 | 17 | 5 | 32.3055 | 65.524 | 246.8185
2024 | 10 | 17 | 6 | 36.083 | 75.2499 | 268.9978
2024 | 10 | 17 | 7 | 38.7957 | 85.0469 | 300.6409
2024 | 10 | 17 | 8 | 39.2695 | 89.1668 | 312.7836
2024 | 10 | 17 | 9 | 39.0445 | 89.8682 | 311.6545
2024 | 10 | 17 | 10 | 38.7535 | 93.5359 | 303.6872
2024 | 10 | 17 | 11 | 38.8037 | 92.9145 | 297.7714
2024 | 10 | 17 | 12 | 38.8369 | 91.8548 | 297.1536
2024 | 10 | 17 | 13 | 38.7199 | 91.7749 | 296.8669
2024 | 10 | 17 | 14 | 38.8641 | 88.6406 | 297.5093
2024 | 10 | 17 | 15 | 40.072 | 86.5277 | 302.7052
2024 | 10 | 17 | 16 | 42.3588 | 86 | 319.3425
2024 | 10 | 17 | 17 | 44.2059 | 81.8085 | 340.2207
2024 | 10 | 17 | 18 | 43.9231 | 81.5684 | 345.2817
2024 | 10 | 17 | 19 | 44.1451 | 82.8095 | 343.5307
2024 | 10 | 17 | 20 | 42.296 | 78.1811 | 330.2907
2024 | 10 | 17 | 21 | 38.6911 | 76.3294 | 306.7224
2024 | 10 | 17 | 22 | 35.0529 | 72.4471 | 280.2558
2024 | 10 | 17 | 23 | 32.1701 | 66.2227 | 254.4642
2024 | 10 | 18 | 0 | 31.3356 | 64.1959 | 239.8638
2024 | 10 | 18 | 1 | 30.0237 | 63.0044 | 239.7618
2024 | 10 | 18 | 2 | 29.4111 | 61.272 | 235.8353
2024 | 10 | 18 | 3 | 29.1979 | 60.9558 | 234.7688
2024 | 10 | 18 | 4 | 29.9663 | 61.9132 | 237.867
2024 | 10 | 18 | 5 | 32.008 | 64.8753 | 249.2101
2024 | 10 | 18 | 6 | 35.9021 | 74.4503 | 268.45
2024 | 10 | 18 | 7 | 38.4703 | 84.3657 | 303.977
2024 | 10 | 18 | 8 | 39.051 | 89.0585 | 324.2634
2024 | 10 | 18 | 9 | 38.9618 | 91.1914 | 332.0055
2024 | 10 | 18 | 10 | 38.7131 | 93.3523 | 328.8168
2024 | 10 | 18 | 11 | 38.7407 | 92.3799 | 322.0307
2024 | 10 | 18 | 12 | 38.7745 | 89.8272 | 331.3538
2024 | 10 | 18 | 13 | 38.7251 | 90.0055 | 333.1519
2024 | 10 | 18 | 14 | 38.9323 | 89.0327 | 335.086
2024 | 10 | 18 | 15 | 39.9392 | 83.4578 | 340.9823
2024 | 10 | 18 | 16 | 41.9436 | 82.789 | 357.4195
2024 | 10 | 18 | 17 | 43.3607 | 77.5153 | 375.4595
2024 | 10 | 18 | 18 | 43.447 | 76.4776 | 372.0862
2024 | 10 | 18 | 19 | 43.5488 | 76.8179 | 373.0122
2024 | 10 | 18 | 20 | 41.706 | 73.2979 | 359.8997
2024 | 10 | 18 | 21 | 38.2073 | 71.741 | 338.8686
2024 | 10 | 18 | 22 | 34.944 | 67.4854 | 316.7034
2024 | 10 | 18 | 23 | 32.1678 | 60.4716 | 294.7751
2024 | 10 | 19 | 0 | 30.6418 | 60.6879 | 278.0699
2024 | 10 | 19 | 1 | 28.4213 | 60.0295 | 271.4051
2024 | 10 | 19 | 2 | 27.5109 | 59.1808 | 266.4405
2024 | 10 | 19 | 3 | 27.0547 | 58.9364 | 264.4266
2024 | 10 | 19 | 4 | 27.1158 | 59.5869 | 266.3843
2024 | 10 | 19 | 5 | 28.074 | 61.5862 | 273.3512
2024 | 10 | 19 | 6 | 29.9535 | 67.1281 | 287.0391
2024 | 10 | 19 | 7 | 31.9437 | 71.4756 | 308.2598
2024 | 10 | 19 | 8 | 33.9239 | 73.6893 | 321.999
2024 | 10 | 19 | 9 | 35.8217 | 76.0821 | 325.5526
2024 | 10 | 19 | 10 | 36.8063 | 78.3112 | 320.2682
2024 | 10 | 19 | 11 | 37.683 | 77.5615 | 312.2797
2024 | 10 | 19 | 12 | 38.1472 | 73.5447 | 269.8991
2024 | 10 | 19 | 13 | 37.9693 | 72.3542 | 261.2124
2024 | 10 | 19 | 14 | 38.0519 | 70.3796 | 256.3042
2024 | 10 | 19 | 15 | 38.4412 | 68.6882 | 261.5584
2024 | 10 | 19 | 16 | 40.031 | 68.147 | 286.105
2024 | 10 | 19 | 17 | 41.51 | 66.6279 | 324.0136
2024 | 10 | 19 | 18 | 38.8647 | 69.5648 | 364.693
2024 | 10 | 19 | 19 | 38.531 | 71.7674 | 363.7762
2024 | 10 | 19 | 20 | 36.4852 | 68.1166 | 346.2601
2024 | 10 | 19 | 21 | 33.2693 | 68.2685 | 323.4648
2024 | 10 | 19 | 22 | 30.5108 | 64.3749 | 303.1617
2024 | 10 | 19 | 23 | 28.7101 | 60.7244 | 284.2493
2024 | 10 | 20 | 0 | 28.3247 | 61.2903 | 275.6972
2024 | 10 | 20 | 1 | 27.5781 | 61.7451 | 261.0257
2024 | 10 | 20 | 2 | 26.7464 | 60.9116 | 255.298
2024 | 10 | 20 | 3 | 26.3365 | 60.5618 | 252.335
2024 | 10 | 20 | 4 | 26.2815 | 61.1236 | 252.9906
2024 | 10 | 20 | 5 | 27.0597 | 62.8159 | 257.9
2024 | 10 | 20 | 6 | 29.0155 | 68.0408 | 267.726
2024 | 10 | 20 | 7 | 31.3317 | 72.4051 | 284.6352
2024 | 10 | 20 | 8 | 34.295 | 73.0762 | 300.5148
2024 | 10 | 20 | 9 | 37.0944 | 75.7841 | 313.8569
2024 | 10 | 20 | 10 | 38.7919 | 79.0263 | 314.8513
2024 | 10 | 20 | 11 | 39.7224 | 78.2306 | 311.488
2024 | 10 | 20 | 12 | 37.9943 | 75.6253 | 287.1171
2024 | 10 | 20 | 13 | 38.1508 | 75.6204 | 282.108
2024 | 10 | 20 | 14 | 38.2042 | 78.194 | 279.2159
2024 | 10 | 20 | 15 | 38.8132 | 76.7017 | 286.9046
2024 | 10 | 20 | 16 | 40.6952 | 74.4052 | 309.8977
2024 | 10 | 20 | 17 | 42.6799 | 75.5174 | 341.285
2024 | 10 | 20 | 18 | 42.7233 | 74.1662 | 358.5972
2024 | 10 | 20 | 19 | 42.3266 | 74.1652 | 353.565
2024 | 10 | 20 | 20 | 40.0205 | 70.3737 | 335.2548
2024 | 10 | 20 | 21 | 36.6746 | 69.2501 | 309.6827
2024 | 10 | 20 | 22 | 33.2942 | 65.3076 | 283.8797
2024 | 10 | 20 | 23 | 31.1999 | 62.3979 | 259.5236
2024 | 10 | 21 | 0 | 30.4217 | 63.5331 | 248.8382
2024 | 10 | 21 | 1 | 28.341 | 62.3288 | 242.8184
2024 | 10 | 21 | 2 | 28.0224 | 61.3333 | 239.861
2024 | 10 | 21 | 3 | 28.0264 | 61.4694 | 239.3724
2024 | 10 | 21 | 4 | 28.9955 | 62.9204 | 243.0945
2024 | 10 | 21 | 5 | 31.2152 | 65.9518 | 255.3187
2024 | 10 | 21 | 6 | 35.2626 | 77.186 | 280.1619
2024 | 10 | 21 | 7 | 38.3592 | 88.4158 | 311.8198
2024 | 10 | 21 | 8 | 39.2877 | 95.6104 | 318.0656
2024 | 10 | 21 | 9 | 39.459 | 97.0297 | 305.0378
2024 | 10 | 21 | 10 | 39.3443 | 99.3918 | 288.1623
2024 | 10 | 21 | 11 | 39.5051 | 98.0689 | 277.0352
2024 | 10 | 21 | 12 | 40.1404 | 95.4783 | 307.5906
2024 | 10 | 21 | 13 | 40.0625 | 94.9782 | 306.5963
2024 | 10 | 21 | 14 | 39.8624 | 93.3714 | 306.947
2024 | 10 | 21 | 15 | 40.7382 | 89.7034 | 312.0798
2024 | 10 | 21 | 16 | 43.0193 | 90.1616 | 330.7947
2024 | 10 | 21 | 17 | 44.9999 | 86.9018 | 354.1535
2024 | 10 | 21 | 18 | 45.7524 | 81.9199 | 359.8872
2024 | 10 | 21 | 19 | 45.4069 | 82.3301 | 355.7413
2024 | 10 | 21 | 20 | 43.0028 | 77.6837 | 340.5352
2024 | 10 | 21 | 21 | 39.0913 | 74.9842 | 315.5236
2024 | 10 | 21 | 22 | 35.4011 | 70.8012 | 288.2516
2024 | 10 | 21 | 23 | 32.2976 | 65.446 | 262.8499
2024 | 10 | 22 | 0 | 30.641 | 66.1438 | 247.226
2024 | 10 | 22 | 1 | 30.0184 | 64.9502 | 236.1047
2024 | 10 | 22 | 2 | 29.4358 | 63.6701 | 231.6491
2024 | 10 | 22 | 3 | 29.1507 | 63.4185 | 229.5007
2024 | 10 | 22 | 4 | 30.0053 | 63.8814 | 231.478
2024 | 10 | 22 | 5 | 32.1078 | 66.3276 | 241.628
2024 | 10 | 22 | 6 | 35.784 | 76.9953 | 262.7921
2024 | 10 | 22 | 7 | 38.7301 | 88.1424 | 295.783
2024 | 10 | 22 | 8 | 39.61 | 92.5183 | 312.333
2024 | 10 | 22 | 9 | 39.7199 | 92.9554 | 314.9279
2024 | 10 | 22 | 10 | 39.8983 | 95.7767 | 310.2407
2024 | 10 | 22 | 11 | 40.323 | 95.3887 | 305.1312
2024 | 10 | 22 | 12 | 41.9541 | 85.2772 | 293.2123
2024 | 10 | 22 | 13 | 42.0644 | 85.1813 | 292.8912
2024 | 10 | 22 | 14 | 42.2605 | 79.2657 | 293.7424
2024 | 10 | 22 | 15 | 43.2016 | 75.8959 | 299.4368
2024 | 10 | 22 | 16 | 45.3563 | 79.262 | 318.0001
2024 | 10 | 22 | 17 | 47.4658 | 75.3397 | 341.1616
2024 | 10 | 22 | 18 | 46.1258 | 75.2822 | 337.9907
2024 | 10 | 22 | 19 | 45.9474 | 76.2086 | 337.8422
2024 | 10 | 22 | 20 | 43.9643 | 72.824 | 325.2393
2024 | 10 | 22 | 21 | 40.394 | 71.2347 | 302.9307
2024 | 10 | 22 | 22 | 36.6263 | 69.5779 | 277.3799
2024 | 10 | 22 | 23 | 33.5457 | 65.2101 | 252.8589
2024 | 10 | 23 | 0 | 31.9551 | 65.7204 | 239.8164
2024 | 10 | 23 | 1 | 31.5276 | 64.3472 | 227.8294
2024 | 10 | 23 | 2 | 31.0681 | 63.1368 | 224.3401
2024 | 10 | 23 | 3 | 30.9425 | 63.0193 | 222.843
2024 | 10 | 23 | 4 | 31.8478 | 63.3117 | 225.8989
2024 | 10 | 23 | 5 | 34.1493 | 66.6219 | 237.3453
2024 | 10 | 23 | 6 | 38.0041 | 75.4485 | 258.1208
2024 | 10 | 23 | 7 | 40.9167 | 85.6683 | 290.9678
2024 | 10 | 23 | 8 | 41.4109 | 90.8709 | 305.064
2024 | 10 | 23 | 9 | 40.9211 | 92.152 | 304.0565
2024 | 10 | 23 | 10 | 40.3461 | 94.2149 | 295.9413
2024 | 10 | 23 | 11 | 40.2103 | 91.9269 | 288.3944
2024 | 10 | 23 | 12 | 39.5647 | 92.5982 | 293.473
2024 | 10 | 23 | 13 | 39.2651 | 92.3505 | 294.0757
2024 | 10 | 23 | 14 | 39.2379 | 90.3219 | 296.2337
2024 | 10 | 23 | 15 | 40.1796 | 87.6511 | 302.442
2024 | 10 | 23 | 16 | 42.6452 | 88.7615 | 322.7441
2024 | 10 | 23 | 17 | 45.1367 | 84.6301 | 346.7615
2024 | 10 | 23 | 18 | 47.0809 | 86.2946 | 340.5896
2024 | 10 | 23 | 19 | 47.1971 | 85.7103 | 341.1917
2024 | 10 | 23 | 20 | 45.3638 | 81.6336 | 329.3925
2024 | 10 | 23 | 21 | 41.9092 | 79.4613 | 307.6316
2024 | 10 | 23 | 22 | 38.1239 | 75.5585 | 281.3488
2024 | 10 | 23 | 23 | 34.9914 | 70.0416 | 256.4623
2024 | 10 | 24 | 0 | 33.5075 | 68.4035 | 242.1519
2024 | 10 | 24 | 1 | 32.597 | 68.9106 | 237.8518
2024 | 10 | 24 | 2 | 32.107 | 67.845 | 234.4634
2024 | 10 | 24 | 3 | 32.0072 | 67.5527 | 233.6976
2024 | 10 | 24 | 4 | 32.906 | 67.7453 | 237.1601
2024 | 10 | 24 | 5 | 35.1414 | 71.2364 | 248.9472
2024 | 10 | 24 | 6 | 38.7662 | 82.3491 | 270.8937
2024 | 10 | 24 | 7 | 41.629 | 92.9236 | 304.2952
2024 | 10 | 24 | 8 | 42.1079 | 97.8297 | 318.8177
2024 | 10 | 24 | 9 | 41.5232 | 99.2649 | 316.9405
2024 | 10 | 24 | 10 | 41.0783 | 102.861 | 306.6647
2024 | 10 | 24 | 11 | 40.9288 | 101.1116 | 298.2957
2024 | 10 | 24 | 12 | 40.0757 | 99.4346 | 296.4989
2024 | 10 | 24 | 13 | 39.7169 | 99.2035 | 295.7662
2024 | 10 | 24 | 14 | 39.7043 | 96.6024 | 297.7927
2024 | 10 | 24 | 15 | 40.7446 | 92.8353 | 305.2298
2024 | 10 | 24 | 16 | 42.9542 | 94.6251 | 326.117
2024 | 10 | 24 | 17 | 45.1932 | 91.5662 | 351.2
2024 | 10 | 24 | 18 | 45.7726 | 86.5756 | 350.3287
2024 | 10 | 24 | 19 | 46.067 | 86.9128 | 352.5579
2024 | 10 | 24 | 20 | 44.2913 | 82.4353 | 341.7649
2024 | 10 | 24 | 21 | 40.9295 | 79.5687 | 321.1901
2024 | 10 | 24 | 22 | 37.3183 | 75.3048 | 296.1523
2024 | 10 | 24 | 23 | 34.3917 | 70.3944 | 271.5866
2024 | 10 | 25 | 0 | 33.2993 | 70.2858 | 256.5351
2024 | 10 | 25 | 1 | 32.4208 | 68.8625 | 253.2807
2024 | 10 | 25 | 2 | 31.8904 | 67.4632 | 249.3569
2024 | 10 | 25 | 3 | 31.7704 | 67.3624 | 248.314
2024 | 10 | 25 | 4 | 32.6772 | 67.796 | 251.3894
2024 | 10 | 25 | 5 | 34.9508 | 70.8245 | 262.6495
2024 | 10 | 25 | 6 | 38.9638 | 80.0472 | 281.2125
2024 | 10 | 25 | 7 | 41.8328 | 90.0145 | 315.8621
2024 | 10 | 25 | 8 | 42.3473 | 94.8082 | 335.1184
2024 | 10 | 25 | 9 | 41.5642 | 95.7672 | 339.7082
2024 | 10 | 25 | 10 | 40.7096 | 98.0299 | 333.7972
2024 | 10 | 25 | 11 | 40.2088 | 96.9696 | 324.9962
2024 | 10 | 25 | 12 | 39.2676 | 95.6289 | 318.4875
2024 | 10 | 25 | 13 | 38.7224 | 95.4859 | 318.6957
2024 | 10 | 25 | 14 | 38.5495 | 92.3135 | 320.686
2024 | 10 | 25 | 15 | 39.2574 | 87.1718 | 327.1165
2024 | 10 | 25 | 16 | 41.3075 | 88.7676 | 345.8976
2024 | 10 | 25 | 17 | 43.4159 | 85.3228 | 368.2654
2024 | 10 | 25 | 18 | 45.1507 | 84.1547 | 377.5769
2024 | 10 | 25 | 19 | 45.0465 | 84.6259 | 375.4591
2024 | 10 | 25 | 20 | 43.083 | 81.8818 | 361.1806
2024 | 10 | 25 | 21 | 39.8403 | 79.504 | 340.8829
2024 | 10 | 25 | 22 | 36.7081 | 75.8273 | 319.5131
2024 | 10 | 25 | 23 | 34.0089 | 69.1219 | 297.8994
2024 | 10 | 26 | 0 | 32.5662 | 67.8657 | 276.3858
2024 | 10 | 26 | 1 | 30.369 | 66.7143 | 272.8122
2024 | 10 | 26 | 2 | 29.4855 | 65.7371 | 267.4594
2024 | 10 | 26 | 3 | 29.0654 | 65.1323 | 264.9472
2024 | 10 | 26 | 4 | 29.3726 | 65.5323 | 266.3273
2024 | 10 | 26 | 5 | 30.5088 | 67.6117 | 273.1631
2024 | 10 | 26 | 6 | 32.772 | 75.757 | 283.4739
2024 | 10 | 26 | 7 | 35.1947 | 81.174 | 306.7408
2024 | 10 | 26 | 8 | 37.6261 | 81.726 | 329.0547
2024 | 10 | 26 | 9 | 39.9087 | 83.0216 | 344.4413
2024 | 10 | 26 | 10 | 41.0574 | 85.906 | 345.4729
2024 | 10 | 26 | 11 | 41.6346 | 86.4571 | 341.4952
2024 | 10 | 26 | 12 | 41.6647 | 83.5962 | 330.5746
2024 | 10 | 26 | 13 | 41.2767 | 82.672 | 325.7851
2024 | 10 | 26 | 14 | 41.0481 | 80.915 | 323.5333
2024 | 10 | 26 | 15 | 41.6441 | 77.197 | 332.0561
2024 | 10 | 26 | 16 | 43.4466 | 78.0037 | 354.9189
2024 | 10 | 26 | 17 | 44.6594 | 77.6032 | 380.8261
2024 | 10 | 26 | 18 | 43.4321 | 76.6743 | 393.4071
2024 | 10 | 26 | 19 | 41.9761 | 76.6798 | 383.8334
2024 | 10 | 26 | 20 | 38.8452 | 72.3821 | 362.7505
2024 | 10 | 26 | 21 | 35.3857 | 69.896 | 339.372
2024 | 10 | 26 | 22 | 32.5962 | 66.2695 | 319.4723
2024 | 10 | 26 | 23 | 30.5886 | 63.9004 | 300.4612
2024 | 10 | 27 | 0 | 29.691 | 66.1463 | 286.6856
2024 | 10 | 27 | 1 | 29.4962 | 64.7347 | 272.9652
2024 | 10 | 27 | 2 | 28.9034 | 63.5607 | 267.8462
2024 | 10 | 27 | 3 | 28.662 | 62.8673 | 265.5964
2024 | 10 | 27 | 4 | 29.1421 | 63.5529 | 267.0448
2024 | 10 | 27 | 5 | 30.3138 | 65.0381 | 273.3068
2024 | 10 | 27 | 6 | 32.0279 | 71.0723 | 283.8152
2024 | 10 | 27 | 7 | 34.3498 | 75.6945 | 299.8294
2024 | 10 | 27 | 8 | 36.8417 | 74.9227 | 306.2861
2024 | 10 | 27 | 9 | 39.7287 | 75.4611 | 303.5859
2024 | 10 | 27 | 10 | 42.0519 | 78.5124 | 293.3377
2024 | 10 | 27 | 11 | 43.4343 | 79.0905 | 283.2884
2024 | 10 | 27 | 12 | 44.507 | 76.6848 | 267.7533
2024 | 10 | 27 | 13 | 44.5898 | 76.8019 | 261.1696
2024 | 10 | 27 | 14 | 45.051 | 76.5125 | 258.8585
2024 | 10 | 27 | 15 | 46.2808 | 74.0149 | 265.7703
2024 | 10 | 27 | 16 | 48.6423 | 74.9781 | 292.8649
2024 | 10 | 27 | 17 | 50.6468 | 75.8178 | 332.2729
2024 | 10 | 27 | 18 | 49.4276 | 77.0212 | 362.3603
2024 | 10 | 27 | 19 | 48.2694 | 76.6885 | 361.4934
2024 | 10 | 27 | 20 | 45.0905 | 73.1527 | 344.9902
2024 | 10 | 27 | 21 | 41.2925 | 70.8635 | 321.896
2024 | 10 | 27 | 22 | 37.863 | 66.9691 | 297.4883
2024 | 10 | 27 | 23 | 35.4301 | 64.2344 | 274.5402
2024 | 10 | 28 | 0 | 33.9856 | 67.2131 | 259.4625
2024 | 10 | 28 | 1 | 32.7574 | 64.82 | 248.4748
2024 | 10 | 28 | 2 | 32.5281 | 64.5013 | 244.5364
2024 | 10 | 28 | 3 | 32.6743 | 64.5286 | 242.8281
2024 | 10 | 28 | 4 | 33.8078 | 64.9975 | 245.2848
2024 | 10 | 28 | 5 | 36.2523 | 68.1776 | 256.1931
2024 | 10 | 28 | 6 | 39.97 | 78.2714 | 275.9131
2024 | 10 | 28 | 7 | 43.0376 | 89.191 | 307.7586
2024 | 10 | 28 | 8 | 43.9024 | 95.6421 | 316.2532
2024 | 10 | 28 | 9 | 43.6134 | 95.8286 | 301.4697
2024 | 10 | 28 | 10 | 43.4256 | 97.2607 | 283.5988
2024 | 10 | 28 | 11 | 43.3885 | 96.7064 | 273.5034
2024 | 10 | 28 | 12 | 40.8299 | 93.2911 | 254.995
2024 | 10 | 28 | 13 | 40.4048 | 92.5163 | 251.4537
2024 | 10 | 28 | 14 | 40.3604 | 88.4827 | 250.7647
2024 | 10 | 28 | 15 | 41.5365 | 85.3808 | 255.4179
2024 | 10 | 28 | 16 | 44.2822 | 88.6509 | 276.4692
2024 | 10 | 28 | 17 | 46.8741 | 85.6704 | 310.8301
2024 | 10 | 28 | 18 | 49.1702 | 83.5612 | 331.3155
2024 | 10 | 28 | 19 | 48.8167 | 84.3615 | 330.8856
2024 | 10 | 28 | 20 | 46.3361 | 80.6028 | 318.3408
2024 | 10 | 28 | 21 | 42.6192 | 78.6967 | 296.5317
2024 | 10 | 28 | 22 | 38.8449 | 74.7666 | 271.7298
2024 | 10 | 28 | 23 | 35.8495 | 69.3623 | 248.2386
2024 | 10 | 29 | 0 | 34.9116 | 70.0009 | 233.6087
2024 | 10 | 29 | 1 | 33.2187 | 66.5125 | 234.7897
2024 | 10 | 29 | 2 | 32.7185 | 65.3827 | 231.8329
2024 | 10 | 29 | 3 | 32.5777 | 64.7797 | 231.5837
2024 | 10 | 29 | 4 | 33.5817 | 64.4499 | 235.2196
2024 | 10 | 29 | 5 | 35.8839 | 66.5978 | 247.4261
2024 | 10 | 29 | 6 | 39.5081 | 77.5405 | 272.2172
2024 | 10 | 29 | 7 | 42.5138 | 88.6617 | 306.0738
2024 | 10 | 29 | 8 | 43.4927 | 93.3284 | 319.5501
2024 | 10 | 29 | 9 | 43.5091 | 93.3444 | 313.7342
2024 | 10 | 29 | 10 | 43.7421 | 94.7029 | 301.8588
2024 | 10 | 29 | 11 | 44.0073 | 94.9879 | 291.5513
2024 | 10 | 29 | 12 | 42.9087 | 90.7779 | 263.5142
2024 | 10 | 29 | 13 | 42.7632 | 91.0273 | 258.3589
2024 | 10 | 29 | 14 | 42.9697 | 83.8058 | 258.8459
2024 | 10 | 29 | 15 | 44.009 | 81.5356 | 266.3039
2024 | 10 | 29 | 16 | 46.3285 | 86.73 | 293.365
2024 | 10 | 29 | 17 | 48.6837 | 83.1312 | 328.9938
2024 | 10 | 29 | 18 | 48.8656 | 83.1361 | 353.0408
2024 | 10 | 29 | 19 | 48.1927 | 84.1655 | 357.9385
2024 | 10 | 29 | 20 | 45.7289 | 80.1559 | 348.6131
2024 | 10 | 29 | 21 | 41.9431 | 78.0256 | 329.2427
2024 | 10 | 29 | 22 | 38.1568 | 73.858 | 304.5264
2024 | 10 | 29 | 23 | 35.0878 | 69.0656 | 280.6477
2024 | 10 | 30 | 0 | 33.7513 | 66.6701 | 266.7775
2024 | 10 | 30 | 1 | 32.6973 | 64.5577 | 260.8613
2024 | 10 | 30 | 2 | 32.1611 | 62.9867 | 258.4047
2024 | 10 | 30 | 3 | 32.0507 | 62.1298 | 258.1845
2024 | 10 | 30 | 4 | 32.9775 | 62.6142 | 262.3856
2024 | 10 | 30 | 5 | 35.3701 | 65.5869 | 274.4
2024 | 10 | 30 | 6 | 39.1818 | 74.9877 | 297.2501
2024 | 10 | 30 | 7 | 42.0514 | 86.1611 | 328.7524
2024 | 10 | 30 | 8 | 42.6243 | 91.833 | 335.6176
2024 | 10 | 30 | 9 | 42.2468 | 93.9668 | 319.7479
2024 | 10 | 30 | 10 | 41.7849 | 96.8939 | 300.1037
2024 | 10 | 30 | 11 | 41.6889 | 95.3707 | 286.0144
2024 | 10 | 30 | 12 | 43.6285 | 93.8031 | 294.013
2024 | 10 | 30 | 13 | 43.646 | 94.0411 | 290.3686
2024 | 10 | 30 | 14 | 43.9569 | 93.8427 | 290.7512
2024 | 10 | 30 | 15 | 45.2465 | 91.4529 | 296.2162
2024 | 10 | 30 | 16 | 47.7162 | 90.677 | 319.3052
2024 | 10 | 30 | 17 | 49.7559 | 86.0779 | 350.8716
2024 | 10 | 30 | 18 | 49.1005 | 85.7418 | 367.498
2024 | 10 | 30 | 19 | 48.2919 | 83.7621 | 366.8838
2024 | 10 | 30 | 20 | 45.7082 | 79.7348 | 355.5936
2024 | 10 | 30 | 21 | 41.9511 | 77.3288 | 334.9316
2024 | 10 | 30 | 22 | 38.0977 | 74.0741 | 309.0038
2024 | 10 | 30 | 23 | 34.957 | 68.4759 | 283.7743
2024 | 10 | 31 | 0 | 33.6058 | 67.9575 | 268.8888
2024 | 10 | 31 | 1 | 32.1262 | 66.1618 | 251.7114
2024 | 10 | 31 | 2 | 31.4194 | 65.1766 | 246.5262
2024 | 10 | 31 | 3 | 31.1786 | 64.956 | 243.8863
2024 | 10 | 31 | 4 | 31.9987 | 65.2307 | 245.8167
2024 | 10 | 31 | 5 | 34.1861 | 68.4157 | 256.4535
2024 | 10 | 31 | 6 | 37.7015 | 78.5683 | 279.1095
2024 | 10 | 31 | 7 | 40.6657 | 88.9978 | 311.3646
2024 | 10 | 31 | 8 | 41.6908 | 94.0296 | 328.0598
2024 | 10 | 31 | 9 | 42.0488 | 95.4197 | 325.5752
2024 | 10 | 31 | 10 | 42.4768 | 99.4182 | 313.284
2024 | 10 | 31 | 11 | 42.921 | 96.2038 | 300.0676
2024 | 10 | 31 | 12 | 42.2249 | 94.3891 | 278.2002
2024 | 10 | 31 | 13 | 42.2199 | 94.0574 | 276.255
2024 | 10 | 31 | 14 | 42.4407 | 88.8936 | 278.1416
2024 | 10 | 31 | 15 | 43.7018 | 87.0799 | 284.5081
2024 | 10 | 31 | 16 | 45.8464 | 89.7667 | 305.8914
2024 | 10 | 31 | 17 | 47.8729 | 86.5824 | 331.7588
2024 | 10 | 31 | 18 | 47.323 | 86.0899 | 332.6992
2024 | 10 | 31 | 19 | 46.9126 | 86.4221 | 330.2622
2024 | 10 | 31 | 20 | 44.5809 | 81.6966 | 317.9137
2024 | 10 | 31 | 21 | 41.1315 | 80.3051 | 296.94
2024 | 10 | 31 | 22 | 37.4938 | 75.8468 | 272.0341
2024 | 10 | 31 | 23 | 34.5638 | 69.949 | 248.0777
2024 | 11 | 1 | 0 | 32.8843 | 69.4773 | 232.5765
2024 | 11 | 1 | 1 | 30.5863 | 67.3119 | 219.4176
2024 | 11 | 1 | 2 | 30.1171 | 65.5891 | 214.8236
2024 | 11 | 1 | 3 | 29.8978 | 65.626 | 213.2064
2024 | 11 | 1 | 4 | 30.9145 | 65.5279 | 214.608
2024 | 11 | 1 | 5 | 33.3278 | 68.7793 | 225.0133
2024 | 11 | 1 | 6 | 36.9869 | 78.6796 | 252.6816
2024 | 11 | 1 | 7 | 39.7256 | 89.3348 | 281.4886
2024 | 11 | 1 | 8 | 40.5373 | 95.5112 | 288.7194
2024 | 11 | 1 | 9 | 40.6956 | 96.3475 | 277.8587
2024 | 11 | 1 | 10 | 40.8761 | 98.2938 | 259.6062
2024 | 11 | 1 | 11 | 40.8663 | 97.3377 | 248.7191
2024 | 11 | 1 | 12 | 41.6254 | 94.378 | 235.1803
2024 | 11 | 1 | 13 | 41.4927 | 94.4302 | 230.6331
2024 | 11 | 1 | 14 | 41.4377 | 92.6976 | 231.4909
2024 | 11 | 1 | 15 | 42.4667 | 88.0713 | 236.8291
2024 | 11 | 1 | 16 | 44.4028 | 85.3483 | 253.8256
2024 | 11 | 1 | 17 | 45.709 | 81.2237 | 284.9385
2024 | 11 | 1 | 18 | 44.9541 | 77.5803 | 309.8856
2024 | 11 | 1 | 19 | 44.103 | 78.8854 | 312.1446
2024 | 11 | 1 | 20 | 41.8693 | 75.0105 | 301.2436
2024 | 11 | 1 | 21 | 38.3205 | 73.7319 | 282.5608
2024 | 11 | 1 | 22 | 35.2708 | 69.1176 | 262.1995
2024 | 11 | 1 | 23 | 32.6008 | 62.4359 | 242.5633
2024 | 11 | 2 | 0 | 31.0703 | 62.6861 | 229.8691
2024 | 11 | 2 | 1 | 30.5551 | 61.7317 | 218.8487
2024 | 11 | 2 | 2 | 29.8748 | 60.5386 | 213.8635
2024 | 11 | 2 | 3 | 29.5054 | 60.5004 | 211.6462
2024 | 11 | 2 | 4 | 29.9879 | 60.9728 | 211.8055
2024 | 11 | 2 | 5 | 31.3477 | 62.8348 | 217.4166
2024 | 11 | 2 | 6 | 33.5421 | 68.1099 | 229.9307
2024 | 11 | 2 | 7 | 35.8798 | 72.8257 | 247.9549
2024 | 11 | 2 | 8 | 38.1438 | 76.7041 | 259.1834
2024 | 11 | 2 | 9 | 40.399 | 77.9851 | 255.4649
2024 | 11 | 2 | 10 | 41.589 | 81.0041 | 242.376
2024 | 11 | 2 | 11 | 42.0182 | 79.6073 | 236.3811
2024 | 11 | 2 | 12 | 41.9325 | 77.5534 | 232.2179
2024 | 11 | 2 | 13 | 41.4489 | 76.2022 | 226.3162
2024 | 11 | 2 | 14 | 41.0143 | 76.4689 | 223.5743
2024 | 11 | 2 | 15 | 41.4989 | 74.2625 | 227.7033
2024 | 11 | 2 | 16 | 43.1924 | 70.7294 | 244.7574
2024 | 11 | 2 | 17 | 44.5298 | 70.7614 | 280.14
2024 | 11 | 2 | 18 | 44.0596 | 69.2635 | 305.0322
2024 | 11 | 2 | 19 | 42.6959 | 71.5007 | 300.5108
2024 | 11 | 2 | 20 | 39.9109 | 66.2155 | 283.7776
2024 | 11 | 2 | 21 | 36.3419 | 67.7605 | 264.4728
2024 | 11 | 2 | 22 | 33.6029 | 62.7087 | 247.1353
2024 | 11 | 2 | 23 | 31.6671 | 59.4959 | 230.4195
2024 | 11 | 3 | 0 | 30.9969 | 62.6411 | 218.7436
2024 | 11 | 3 | 1 | 31.3753 | 65.2395 | 213.3606
2024 | 11 | 3 | 2 | 30.3177 | 63.5514 | 205.7615
2024 | 11 | 3 | 3 | 29.836 | 62.9003 | 201.0403
2024 | 11 | 3 | 4 | 29.5125 | 62.0948 | 198.5053
2024 | 11 | 3 | 5 | 29.8558 | 62.2099 | 196.9599
2024 | 11 | 3 | 6 | 30.1764 | 62.8446 | 193.4266
2024 | 11 | 3 | 7 | 32.6399 | 65.7468 | 208.3247
2024 | 11 | 3 | 8 | 36.3334 | 67.3938 | 234.2911
2024 | 11 | 3 | 9 | 39.5301 | 71.1101 | 238.4798
2024 | 11 | 3 | 10 | 41.5237 | 73.897 | 230.2161
2024 | 11 | 3 | 11 | 43.0418 | 76.1234 | 221.5153
2024 | 11 | 3 | 12 | 42.837 | 72.8224 | 211.6358
2024 | 11 | 3 | 13 | 43.1537 | 72.4489 | 209.4782
2024 | 11 | 3 | 14 | 43.1898 | 74.2916 | 207.1958
2024 | 11 | 3 | 15 | 43.8425 | 74.2206 | 214.2144
2024 | 11 | 3 | 16 | 45.3385 | 72.7077 | 232.7264
2024 | 11 | 3 | 17 | 47.8915 | 74.9484 | 276.6353
2024 | 11 | 3 | 18 | 50.5793 | 77.551 | 314.2783
2024 | 11 | 3 | 19 | 49.3364 | 77.0011 | 308.0901
2024 | 11 | 3 | 20 | 46.3183 | 72.6873 | 296.348
2024 | 11 | 3 | 21 | 43.4138 | 74.1036 | 281.6993
2024 | 11 | 3 | 22 | 40.3584 | 71.1243 | 262.5973
2024 | 11 | 3 | 23 | 37.8777 | 67.3439 | 240.2423
2024 | 11 | 4 | 0 | 35.0725 | 66.9654 | 222.9642
2024 | 11 | 4 | 1 | 33.8815 | 66.3765 | 208.3823
2024 | 11 | 4 | 2 | 33.1732 | 64.8502 | 202.157
2024 | 11 | 4 | 3 | 33.0441 | 64.9557 | 199.0487
2024 | 11 | 4 | 4 | 33.4358 | 65.044 | 198.9938
2024 | 11 | 4 | 5 | 35.0905 | 66.3458 | 204.3814
2024 | 11 | 4 | 6 | 37.4417 | 72.2596 | 218.8179
2024 | 11 | 4 | 7 | 40.7849 | 81.6246 | 247.7031
2024 | 11 | 4 | 8 | 43.1689 | 91.5215 | 269.5917
2024 | 11 | 4 | 9 | 43.8788 | 95.4283 | 264.7678
2024 | 11 | 4 | 10 | 44.1192 | 97.9964 | 251.6989
2024 | 11 | 4 | 11 | 44.7168 | 98.0774 | 240.3131
2024 | 11 | 4 | 12 | 45.0064 | 95.297 | 238.9634
2024 | 11 | 4 | 13 | 45.251 | 94.2737 | 238.338
2024 | 11 | 4 | 14 | 45.4101 | 94.1104 | 238.9956
2024 | 11 | 4 | 15 | 46.4034 | 92.8064 | 242.9067
2024 | 11 | 4 | 16 | 48.3412 | 91.735 | 257.9914
2024 | 11 | 4 | 17 | 50.9749 | 90.0265 | 292.3824
2024 | 11 | 4 | 18 | 53.2117 | 88.9981 | 326.6257
2024 | 11 | 4 | 19 | 52.1985 | 87.6692 | 318.3328
2024 | 11 | 4 | 20 | 49.3575 | 82.3982 | 306.5741
2024 | 11 | 4 | 21 | 46.307 | 81.1916 | 290.2033
2024 | 11 | 4 | 22 | 42.8581 | 77.5645 | 269.0261
2024 | 11 | 4 | 23 | 39.72 | 72.9318 | 246.3948
2024 | 11 | 5 | 0 | 37.1499 | 71.3559 | 225.8566
2024 | 11 | 5 | 1 | 35.4007 | 70.669 | 216.7448
2024 | 11 | 5 | 2 | 34.4857 | 68.4258 | 209.9892
2024 | 11 | 5 | 3 | 34.1815 | 67.8325 | 206.5058
2024 | 11 | 5 | 4 | 34.4178 | 67.8422 | 205.65
2024 | 11 | 5 | 5 | 35.9681 | 68.806 | 210.1922
2024 | 11 | 5 | 6 | 38.5305 | 73.3011 | 223.2916
2024 | 11 | 5 | 7 | 41.5302 | 82.3 | 254.2476
2024 | 11 | 5 | 8 | 43.2295 | 90.1687 | 283.4732
2024 | 11 | 5 | 9 | 42.9266 | 93.7968 | 290.0705
2024 | 11 | 5 | 10 | 41.899 | 96.8642 | 284.567
2024 | 11 | 5 | 11 | 41.7597 | 98.3627 | 276.2684
2024 | 11 | 5 | 12 | 40.8211 | 96.7399 | 278.963
2024 | 11 | 5 | 13 | 40.7388 | 95.6958 | 279.9285
2024 | 11 | 5 | 14 | 40.4853 | 95.4638 | 281.5
2024 | 11 | 5 | 15 | 41.0898 | 94.4812 | 287.9564
2024 | 11 | 5 | 16 | 42.9364 | 94.3095 | 302.6224
2024 | 11 | 5 | 17 | 46.1067 | 93.3672 | 331.5892
2024 | 11 | 5 | 18 | 49.8441 | 92.2584 | 345.8304
2024 | 11 | 5 | 19 | 49.6765 | 90.3418 | 340.8426
2024 | 11 | 5 | 20 | 47.7172 | 85.5372 | 330.4713
2024 | 11 | 5 | 21 | 45.0831 | 84.188 | 315.5499
2024 | 11 | 5 | 22 | 41.7222 | 80.7339 | 295.0345
2024 | 11 | 5 | 23 | 38.7533 | 76.0171 | 271.2423
2024 | 11 | 6 | 0 | 36.3685 | 74.5961 | 254.0235
2024 | 11 | 6 | 1 | 34.1358 | 72.7927 | 240.7262
2024 | 11 | 6 | 2 | 33.0162 | 70.1739 | 234.2465
2024 | 11 | 6 | 3 | 32.5475 | 69.0852 | 230.7728
2024 | 11 | 6 | 4 | 32.5764 | 68.9907 | 230.32
2024 | 11 | 6 | 5 | 33.9712 | 69.987 | 234.9059
2024 | 11 | 6 | 6 | 36.0651 | 74.8293 | 245.5318
2024 | 11 | 6 | 7 | 39.0852 | 83.9457 | 274.9244
2024 | 11 | 6 | 8 | 40.833 | 91.2326 | 300.6304
2024 | 11 | 6 | 9 | 40.8361 | 95.6004 | 302.5364
2024 | 11 | 6 | 10 | 40.2777 | 97.3068 | 294.1799
2024 | 11 | 6 | 11 | 40.3009 | 98.9924 | 284.6518
2024 | 11 | 6 | 12 | 38.8776 | 96.7987 | 302.9997
2024 | 11 | 6 | 13 | 38.9493 | 95.4531 | 305.0383
2024 | 11 | 6 | 14 | 38.6163 | 94.3211 | 306.8441
2024 | 11 | 6 | 15 | 39.1158 | 93.0729 | 311.4319
2024 | 11 | 6 | 16 | 40.6779 | 93.1572 | 323.8964
2024 | 11 | 6 | 17 | 43.58 | 92.042 | 350.6015
2024 | 11 | 6 | 18 | 46.3806 | 90.7954 | 360.966
2024 | 11 | 6 | 19 | 45.9726 | 88.8376 | 354.5749
2024 | 11 | 6 | 20 | 44.1921 | 84.1067 | 344.6246
2024 | 11 | 6 | 21 | 41.76 | 83.1463 | 329.7726
2024 | 11 | 6 | 22 | 38.6013 | 79.2648 | 308.3727
2024 | 11 | 6 | 23 | 35.8919 | 74.8197 | 283.6187
2024 | 11 | 7 | 0 | 34.2524 | 73.2921 | 264.8664
2024 | 11 | 7 | 1 | 33.2772 | 71.2277 | 254.9447
2024 | 11 | 7 | 2 | 32.248 | 69.0421 | 248.3241
2024 | 11 | 7 | 3 | 31.9065 | 68.133 | 245.5001
2024 | 11 | 7 | 4 | 32.0706 | 67.9135 | 245.2985
2024 | 11 | 7 | 5 | 33.6049 | 68.9524 | 250.3724
2024 | 11 | 7 | 6 | 36.1426 | 73.93 | 259.7828
2024 | 11 | 7 | 7 | 39.4308 | 81.562 | 289.908
2024 | 11 | 7 | 8 | 41.779 | 89.0644 | 320.1783
2024 | 11 | 7 | 9 | 42.4119 | 92.1722 | 328.6463
2024 | 11 | 7 | 10 | 42.2521 | 94.6885 | 323.7277
2024 | 11 | 7 | 11 | 42.6378 | 95.8548 | 315.8675
2024 | 11 | 7 | 12 | 40.8719 | 94.7489 | 323.7845
2024 | 11 | 7 | 13 | 40.8363 | 94.1383 | 326.7372
2024 | 11 | 7 | 14 | 40.6422 | 90.3118 | 329.401
2024 | 11 | 7 | 15 | 41.3379 | 89.5302 | 335.5245
2024 | 11 | 7 | 16 | 43.054 | 91.1834 | 347.1375
2024 | 11 | 7 | 17 | 46.1461 | 89.3178 | 371.5949
2024 | 11 | 7 | 18 | 49.5211 | 92.5092 | 382.8114
2024 | 11 | 7 | 19 | 49.5382 | 90.5603 | 375.48
2024 | 11 | 7 | 20 | 47.7912 | 85.6995 | 364.8764
2024 | 11 | 7 | 21 | 45.3862 | 83.7348 | 350.4602
2024 | 11 | 7 | 22 | 42.1184 | 80.2664 | 329.8493
2024 | 11 | 7 | 23 | 39.1353 | 76.289 | 304.8239
2024 | 11 | 8 | 0 | 36.8424 | 73.7743 | 280.216
2024 | 11 | 8 | 1 | 35.1005 | 69.5628 | 265.5517
2024 | 11 | 8 | 2 | 34.0985 | 67.0474 | 257.8534
2024 | 11 | 8 | 3 | 33.7551 | 65.9807 | 254.1061
2024 | 11 | 8 | 4 | 33.8952 | 65.717 | 253.1883
2024 | 11 | 8 | 5 | 35.3545 | 66.2963 | 257.0327
2024 | 11 | 8 | 6 | 37.9108 | 69.6001 | 265.3839
2024 | 11 | 8 | 7 | 41.0139 | 77.7995 | 295.1751
2024 | 11 | 8 | 8 | 43.055 | 85.2301 | 325.6785
2024 | 11 | 8 | 9 | 43.1946 | 91.2655 | 333.973
2024 | 11 | 8 | 10 | 42.257 | 92.7105 | 328.4691
2024 | 11 | 8 | 11 | 42.0883 | 93.12 | 319.0065
2024 | 11 | 8 | 12 | 42.6217 | 94.6464 | 319.9447
2024 | 11 | 8 | 13 | 42.5654 | 94.1078 | 320.4142
2024 | 11 | 8 | 14 | 42.2311 | 91.104 | 321.6087
2024 | 11 | 8 | 15 | 42.7014 | 88.3515 | 325.6446
2024 | 11 | 8 | 16 | 44.022 | 88.4902 | 334.5722
2024 | 11 | 8 | 17 | 46.4756 | 85.8174 | 357.0479
2024 | 11 | 8 | 18 | 49.2701 | 84.1606 | 371.454
2024 | 11 | 8 | 19 | 48.712 | 81.8036 | 362.0336
2024 | 11 | 8 | 20 | 46.6383 | 78.0264 | 350.1993
2024 | 11 | 8 | 21 | 44.3256 | 76.9999 | 335.982
2024 | 11 | 8 | 22 | 41.5468 | 73.4988 | 318.5548
2024 | 11 | 8 | 23 | 38.75 | 68.9341 | 296.7516
2024 | 11 | 9 | 0 | 36.1234 | 65.2503 | 277.6232
2024 | 11 | 9 | 1 | 32.9572 | 64.1198 | 259.6414
2024 | 11 | 9 | 2 | 31.5019 | 62.136 | 250.546
2024 | 11 | 9 | 3 | 30.7636 | 61.0739 | 245.4117
2024 | 11 | 9 | 4 | 30.2048 | 60.3473 | 243.0973
2024 | 11 | 9 | 5 | 30.5438 | 60.0804 | 243.1181
2024 | 11 | 9 | 6 | 31.3438 | 60.3801 | 246.3057
2024 | 11 | 9 | 7 | 34.1418 | 63.9816 | 263.7967
2024 | 11 | 9 | 8 | 37.9896 | 67.7433 | 294.5162
2024 | 11 | 9 | 9 | 40.4935 | 73.3522 | 312.9714
2024 | 11 | 9 | 10 | 40.9544 | 76.6058 | 315.0532
2024 | 11 | 9 | 11 | 41.2541 | 77.7105 | 311.353
2024 | 11 | 9 | 12 | 39.9914 | 75.1346 | 298.0845
2024 | 11 | 9 | 13 | 39.6933 | 73.7093 | 294.3177
2024 | 11 | 9 | 14 | 38.6715 | 71.5901 | 291.7601
2024 | 11 | 9 | 15 | 38.4425 | 70.5056 | 296.5131
2024 | 11 | 9 | 16 | 39.3219 | 70.772 | 310.1269
2024 | 11 | 9 | 17 | 41.3612 | 72.277 | 340.5911
2024 | 11 | 9 | 18 | 42.8068 | 75.1116 | 367.2014
2024 | 11 | 9 | 19 | 41.8887 | 74.0025 | 354.4281
2024 | 11 | 9 | 20 | 39.603 | 68.9158 | 337.5692
2024 | 11 | 9 | 21 | 37.393 | 71.5975 | 321.9698
2024 | 11 | 9 | 22 | 35.1786 | 68.4191 | 307.2298
2024 | 11 | 9 | 23 | 33.2188 | 65.0807 | 289.0695
2024 | 11 | 10 | 0 | 31.1029 | 63.7438 | 272.4628
2024 | 11 | 10 | 1 | 29.7206 | 63.0451 | 246.6899
2024 | 11 | 10 | 2 | 28.5149 | 61.1792 | 236.7518
2024 | 11 | 10 | 3 | 27.8668 | 60.2665 | 230.6353
2024 | 11 | 10 | 4 | 27.3173 | 60.2463 | 227.0799
2024 | 11 | 10 | 5 | 27.4983 | 59.9653 | 224.9224
2024 | 11 | 10 | 6 | 28.4467 | 59.5574 | 221.0527
2024 | 11 | 10 | 7 | 30.7603 | 62.8864 | 234.7608
2024 | 11 | 10 | 8 | 34.2418 | 64.4071 | 266.3392
2024 | 11 | 10 | 9 | 36.9512 | 69.4953 | 288.7966
2024 | 11 | 10 | 10 | 37.907 | 72.9989 | 296.1082
2024 | 11 | 10 | 11 | 38.8072 | 75.0219 | 294.3331
2024 | 11 | 10 | 12 | 37.7901 | 74.6021 | 292.7245
2024 | 11 | 10 | 13 | 37.8571 | 74.4831 | 294.4957
2024 | 11 | 10 | 14 | 37.6009 | 77.591 | 294.9805
2024 | 11 | 10 | 15 | 38.1112 | 76.7024 | 300.2899
2024 | 11 | 10 | 16 | 39.9361 | 74.9942 | 311.8433
2024 | 11 | 10 | 17 | 42.9896 | 77.8316 | 339.5763
2024 | 11 | 10 | 18 | 45.1195 | 78.6488 | 350.5407
2024 | 11 | 10 | 19 | 44.199 | 76.6334 | 336.3082
2024 | 11 | 10 | 20 | 42.1463 | 72.1307 | 319.6686
2024 | 11 | 10 | 21 | 39.5261 | 73.6687 | 302.3545
2024 | 11 | 10 | 22 | 36.5883 | 70.4704 | 282.2437
2024 | 11 | 10 | 23 | 34.3532 | 67.561 | 258.6067
2024 | 11 | 11 | 0 | 32.7677 | 66.7971 | 240.9045
2024 | 11 | 11 | 1 | 31.0311 | 64.6585 | 223.331
2024 | 11 | 11 | 2 | 30.0932 | 63.1796 | 215.8836
2024 | 11 | 11 | 3 | 29.8379 | 63.4406 | 211.7361
2024 | 11 | 11 | 4 | 30.0255 | 64.1274 | 210.9189
2024 | 11 | 11 | 5 | 31.5645 | 65.1828 | 215.5795
2024 | 11 | 11 | 6 | 34.6309 | 70.7129 | 229.0206
2024 | 11 | 11 | 7 | 37.8188 | 80.2369 | 259.0793
2024 | 11 | 11 | 8 | 39.877 | 90.336 | 287.3888
2024 | 11 | 11 | 9 | 40.1488 | 95.454 | 288.1966
2024 | 11 | 11 | 10 | 39.4062 | 98.9014 | 276.5689
2024 | 11 | 11 | 11 | 39.5102 | 97.2921 | 264.8854
2024 | 11 | 11 | 12 | 38.8803 | 96.7333 | 265.1315
2024 | 11 | 11 | 13 | 39.1283 | 95.4816 | 263.6517
2024 | 11 | 11 | 14 | 38.9733 | 95.3966 | 265.4113
2024 | 11 | 11 | 15 | 39.9278 | 93.8785 | 270.715
2024 | 11 | 11 | 16 | 42.0735 | 93.442 | 284.4105
2024 | 11 | 11 | 17 | 45.1997 | 92.6936 | 314.7892
2024 | 11 | 11 | 18 | 47.6857 | 90.0889 | 338.5065
2024 | 11 | 11 | 19 | 47.0997 | 87.9147 | 329.4142
2024 | 11 | 11 | 20 | 45.1326 | 83.0785 | 318.7291
2024 | 11 | 11 | 21 | 42.3099 | 82.7541 | 303.4921
2024 | 11 | 11 | 22 | 38.8428 | 79.8632 | 282.6033
2024 | 11 | 11 | 23 | 35.9658 | 74.5596 | 259.4204
2024 | 11 | 12 | 0 | 34.0588 | 71.7442 | 237.0628
2024 | 11 | 12 | 1 | 31.8569 | 69.3567 | 226.1124
2024 | 11 | 12 | 2 | 30.728 | 67.5927 | 218.7485
2024 | 11 | 12 | 3 | 30.2148 | 67.4215 | 214.8779
2024 | 11 | 12 | 4 | 30.2746 | 67.0934 | 213.9301
2024 | 11 | 12 | 5 | 31.5743 | 68.2885 | 217.9703
2024 | 11 | 12 | 6 | 34.3405 | 73.6626 | 229.8925
2024 | 11 | 12 | 7 | 37.6146 | 82.3951 | 261.3951
2024 | 11 | 12 | 8 | 39.6574 | 89.9564 | 295.2284
2024 | 11 | 12 | 9 | 39.8168 | 93.8229 | 307.2461
2024 | 11 | 12 | 10 | 39.1349 | 97.1682 | 305.2096
2024 | 11 | 12 | 11 | 39.3121 | 97.8439 | 299.2218
2024 | 11 | 12 | 12 | 38.617 | 98.575 | 303.7638
2024 | 11 | 12 | 13 | 38.8419 | 97.6996 | 304.7077
2024 | 11 | 12 | 14 | 38.7752 | 97.3469 | 307.2959
2024 | 11 | 12 | 15 | 39.5899 | 95.6199 | 314.5716
2024 | 11 | 12 | 16 | 41.6779 | 95.6815 | 328.629
2024 | 11 | 12 | 17 | 45.0919 | 95.4501 | 354.9546
2024 | 11 | 12 | 18 | 47.5865 | 93.5179 | 379.5058
2024 | 11 | 12 | 19 | 47.0433 | 90.7066 | 367.612
2024 | 11 | 12 | 20 | 45.4061 | 86.2082 | 355.3999
2024 | 11 | 12 | 21 | 42.6519 | 85.0005 | 340.6936
2024 | 11 | 12 | 22 | 39.2639 | 81.9196 | 320.5052
2024 | 11 | 12 | 23 | 36.2065 | 77.0843 | 295.323
2024 | 11 | 13 | 0 | 34.3613 | 73.243 | 265.7692
2024 | 11 | 13 | 1 | 32.2845 | 73.8875 | 252.0916
2024 | 11 | 13 | 2 | 31.1209 | 71.7483 | 245.1566
2024 | 11 | 13 | 3 | 30.5653 | 71.0431 | 241.3116
2024 | 11 | 13 | 4 | 30.5496 | 70.8925 | 240.604
2024 | 11 | 13 | 5 | 31.8703 | 72.0083 | 244.7645
2024 | 11 | 13 | 6 | 34.6566 | 77.9572 | 256.2927
2024 | 11 | 13 | 7 | 38.0223 | 86.3518 | 286.3879
2024 | 11 | 13 | 8 | 40.2374 | 92.8253 | 315.9267
2024 | 11 | 13 | 9 | 40.7361 | 96.3435 | 321.4245
2024 | 11 | 13 | 10 | 40.3971 | 98.7476 | 314.2136
2024 | 11 | 13 | 11 | 40.7114 | 100.2926 | 304.9285
2024 | 11 | 13 | 12 | 40.8223 | 98.0486 | 314.6015
2024 | 11 | 13 | 13 | 41.1012 | 96.4793 | 315.2602
2024 | 11 | 13 | 14 | 40.896 | 93.6867 | 317.4614
2024 | 11 | 13 | 15 | 41.4648 | 93.2907 | 322.744
2024 | 11 | 13 | 16 | 43.1425 | 94.2315 | 337.1042
2024 | 11 | 13 | 17 | 46.1707 | 94.5793 | 365.9821
2024 | 11 | 13 | 18 | 49.1982 | 95.2434 | 385.0194
2024 | 11 | 13 | 19 | 48.7005 | 92.9576 | 376.3433
2024 | 11 | 13 | 20 | 47.0528 | 88.9326 | 366.2638
2024 | 11 | 13 | 21 | 44.4964 | 88.206 | 351.8443
2024 | 11 | 13 | 22 | 41.1656 | 85.0454 | 330.5037
2024 | 11 | 13 | 23 | 37.8444 | 79.7392 | 304.8546
2024 | 11 | 14 | 0 | 34.683 | 77.0606 | 285.3603
2024 | 11 | 14 | 1 | 32.8603 | 75.8134 | 273.7846
2024 | 11 | 14 | 2 | 31.6592 | 73.8137 | 267.0595
2024 | 11 | 14 | 3 | 31.0825 | 72.4499 | 264.3759
2024 | 11 | 14 | 4 | 31.1659 | 72.1606 | 264.501
2024 | 11 | 14 | 5 | 32.4862 | 73.1804 | 269.6097
2024 | 11 | 14 | 6 | 35.3042 | 77.257 | 282.0384
2024 | 11 | 14 | 7 | 38.7255 | 85.4639 | 311.5397
2024 | 11 | 14 | 8 | 41.352 | 92.1594 | 338.6976
2024 | 11 | 14 | 9 | 42.4172 | 96.1035 | 339.1644
2024 | 11 | 14 | 10 | 42.7278 | 98.4828 | 325.8242
2024 | 11 | 14 | 11 | 43.4519 | 100.8817 | 312.9442
2024 | 11 | 14 | 12 | 43.8069 | 97.1341 | 295.7927
2024 | 11 | 14 | 13 | 44.1061 | 95.9582 | 292.965
2024 | 11 | 14 | 14 | 44.1466 | 90.1396 | 294.0497
2024 | 11 | 14 | 15 | 44.9358 | 89.0667 | 299.3953
2024 | 11 | 14 | 16 | 46.5722 | 92.5753 | 316.5501
2024 | 11 | 14 | 17 | 49.5952 | 92.2718 | 352.8886
2024 | 11 | 14 | 18 | 51.3941 | 91.2827 | 390.9598
2024 | 11 | 14 | 19 | 50.7252 | 89.863 | 388.0305
2024 | 11 | 14 | 20 | 48.8324 | 85.9321 | 380.1201
2024 | 11 | 14 | 21 | 46.1661 | 85.4148 | 367.4616
2024 | 11 | 14 | 22 | 42.7205 | 82.4522 | 347.3946
2024 | 11 | 14 | 23 | 39.4592 | 77.3625 | 322.3826
2024 | 11 | 15 | 0 | 36.7154 | 75.9834 | 298.9333
2024 | 11 | 15 | 1 | 34.8233 | 72.8851 | 294.0469
2024 | 11 | 15 | 2 | 33.6124 | 70.7326 | 286.9706
2024 | 11 | 15 | 3 | 33.0435 | 69.483 | 284.2385
2024 | 11 | 15 | 4 | 33.0782 | 68.9372 | 284.2427
2024 | 11 | 15 | 5 | 34.3546 | 69.4899 | 288.877
2024 | 11 | 15 | 6 | 36.812 | 73.7806 | 299.3427
2024 | 11 | 15 | 7 | 40.1244 | 82.0462 | 329.375
2024 | 11 | 15 | 8 | 42.7004 | 88.5291 | 358.9666
2024 | 11 | 15 | 9 | 43.5852 | 93.4721 | 361.9013
2024 | 11 | 15 | 10 | 43.5913 | 95.3178 | 349.6673
2024 | 11 | 15 | 11 | 44.0372 | 98.0158 | 335.2323
2024 | 11 | 15 | 12 | 45.3086 | 96.473 | 326.0418
2024 | 11 | 15 | 13 | 45.5288 | 95.6119 | 322.5397
2024 | 11 | 15 | 14 | 45.5574 | 92.5827 | 322.8454
2024 | 11 | 15 | 15 | 46.1639 | 89.6576 | 326.7696
2024 | 11 | 15 | 16 | 47.5407 | 90.5984 | 340.594
2024 | 11 | 15 | 17 | 50.0938 | 89.4296 | 371.414
2024 | 11 | 15 | 18 | 51.1813 | 87.8449 | 396.749
2024 | 11 | 15 | 19 | 50.1979 | 85.0903 | 395.8761
2024 | 11 | 15 | 20 | 48.1817 | 81.6688 | 388.432
2024 | 11 | 15 | 21 | 45.7529 | 80.462 | 377.5551
2024 | 11 | 15 | 22 | 42.8606 | 77.4053 | 361.3215
2024 | 11 | 15 | 23 | 39.7754 | 72.1614 | 339.8516
2024 | 11 | 16 | 0 | 36.8297 | 69.2418 | 316.989
2024 | 11 | 16 | 1 | 34.7185 | 66.4909 | 308.6999
2024 | 11 | 16 | 2 | 33.2621 | 64.5447 | 300.1985
2024 | 11 | 16 | 3 | 32.5864 | 63.2481 | 296.0667
2024 | 11 | 16 | 4 | 32.2248 | 62.5892 | 295.1336
2024 | 11 | 16 | 5 | 32.6467 | 62.3762 | 296.8882
2024 | 11 | 16 | 6 | 33.4921 | 63.7956 | 300.5244
2024 | 11 | 16 | 7 | 36.3212 | 68.1627 | 316.9723
2024 | 11 | 16 | 8 | 40.2737 | 70.0553 | 341.3406
2024 | 11 | 16 | 9 | 43.3944 | 74.6833 | 352.6082
2024 | 11 | 16 | 10 | 44.8351 | 78.2018 | 348.0846
2024 | 11 | 16 | 11 | 45.9488 | 80.6854 | 339.0424
2024 | 11 | 16 | 12 | 46.1637 | 80.4157 | 360.9327
2024 | 11 | 16 | 13 | 46.142 | 79.214 | 355.6822
2024 | 11 | 16 | 14 | 45.8072 | 77.8298 | 353.4921
2024 | 11 | 16 | 15 | 45.9114 | 74.9805 | 358.7707
2024 | 11 | 16 | 16 | 46.8383 | 76.115 | 373.3102
2024 | 11 | 16 | 17 | 49.2713 | 78.4415 | 400.6769
2024 | 11 | 16 | 18 | 51.0428 | 78.0674 | 418.5894
2024 | 11 | 16 | 19 | 49.4853 | 75.8799 | 404.2356
2024 | 11 | 16 | 20 | 46.58 | 71.0971 | 385.762
2024 | 11 | 16 | 21 | 43.9242 | 72.1459 | 368.3344
2024 | 11 | 16 | 22 | 41.3625 | 69.7645 | 352.2598
2024 | 11 | 16 | 23 | 39.0176 | 66.8525 | 333.0609
2024 | 11 | 17 | 0 | 36.2985 | 65.8979 | 315.9801
2024 | 11 | 17 | 1 | 34.5933 | 62.7089 | 303.7658
2024 | 11 | 17 | 2 | 33.2626 | 60.968 | 294.2912
2024 | 11 | 17 | 3 | 32.5771 | 60.0775 | 289.1353
2024 | 11 | 17 | 4 | 32.1419 | 60.0681 | 287.2243
2024 | 11 | 17 | 5 | 32.3712 | 59.6426 | 287.3752
2024 | 11 | 17 | 6 | 32.9182 | 60.8505 | 290.1278
2024 | 11 | 17 | 7 | 35.1497 | 64.2103 | 302.7596
2024 | 11 | 17 | 8 | 38.9308 | 65.4834 | 329.4162
2024 | 11 | 17 | 9 | 42.2296 | 70.3052 | 351.9897
2024 | 11 | 17 | 10 | 44.0917 | 74.26 | 358.939
2024 | 11 | 17 | 11 | 45.45 | 76.4473 | 355.6489
2024 | 11 | 17 | 12 | 45.7074 | 74.9282 | 333.1306
2024 | 11 | 17 | 13 | 45.9667 | 74.8211 | 330.1872
2024 | 11 | 17 | 14 | 45.9494 | 76.964 | 329.4811
2024 | 11 | 17 | 15 | 46.5542 | 75.3194 | 333.9833
2024 | 11 | 17 | 16 | 48.1123 | 74.905 | 350.2717
2024 | 11 | 17 | 17 | 51.0335 | 78.1753 | 384.8194
2024 | 11 | 17 | 18 | 52.6014 | 79.6835 | 422.7431
2024 | 11 | 17 | 19 | 50.9761 | 77.5664 | 409.1061
2024 | 11 | 17 | 20 | 48.1863 | 73.5114 | 391.411
2024 | 11 | 17 | 21 | 45.1019 | 75.1726 | 372.7806
2024 | 11 | 17 | 22 | 41.7828 | 72.552 | 352.0942
2024 | 11 | 17 | 23 | 38.9748 | 68.6879 | 328.0471
2024 | 11 | 18 | 0 | 37.0192 | 66.783 | 307.7815
2024 | 11 | 18 | 1 | 34.9318 | 63.4196 | 303.4569
2024 | 11 | 18 | 2 | 33.9736 | 61.9855 | 297.3506
2024 | 11 | 18 | 3 | 33.6949 | 61.764 | 295.5839
2024 | 11 | 18 | 4 | 33.9858 | 62.1041 | 296.34
2024 | 11 | 18 | 5 | 35.61 | 62.9248 | 301.7589
2024 | 11 | 18 | 6 | 38.5536 | 67.209 | 314.1287
2024 | 11 | 18 | 7 | 41.9658 | 76.5321 | 345.1595
2024 | 11 | 18 | 8 | 44.7291 | 86.5077 | 375.6344
2024 | 11 | 18 | 9 | 45.651 | 92.2075 | 376.4481
2024 | 11 | 18 | 10 | 45.7527 | 94.7143 | 361.8043
2024 | 11 | 18 | 11 | 46.2155 | 93.4634 | 348.0296
2024 | 11 | 18 | 12 | 45.2781 | 93.9579 | 325.0856
2024 | 11 | 18 | 13 | 45.359 | 92.9331 | 318.5038
2024 | 11 | 18 | 14 | 45.3192 | 91.6029 | 317.0324
2024 | 11 | 18 | 15 | 46.0625 | 89.2047 | 320.0298
2024 | 11 | 18 | 16 | 48.0183 | 90.0173 | 338.335
2024 | 11 | 18 | 17 | 51.35 | 88.7886 | 378.8042
2024 | 11 | 18 | 18 | 54.1924 | 85.5608 | 427.3672
2024 | 11 | 18 | 19 | 53.0553 | 82.5222 | 425.6515
2024 | 11 | 18 | 20 | 50.6449 | 77.734 | 418.2776
2024 | 11 | 18 | 21 | 47.6646 | 77.7363 | 405.621
2024 | 11 | 18 | 22 | 44.0074 | 74.8532 | 385.0124
2024 | 11 | 18 | 23 | 40.6625 | 70.03 | 359.7089
2024 | 11 | 19 | 0 | 38.047 | 67.2669 | 334.9756
2024 | 11 | 19 | 1 | 35.3222 | 64.0103 | 324.8543
2024 | 11 | 19 | 2 | 34.0119 | 62.1998 | 318.5288
2024 | 11 | 19 | 3 | 33.3936 | 62.2588 | 316.5185
2024 | 11 | 19 | 4 | 33.4417 | 62.4642 | 316.8815
2024 | 11 | 19 | 5 | 34.8042 | 63.1655 | 321.467
2024 | 11 | 19 | 6 | 37.1337 | 68.7256 | 332.1196
2024 | 11 | 19 | 7 | 40.377 | 77.4693 | 361.5011
2024 | 11 | 19 | 8 | 43.0034 | 86.5568 | 391.4837
2024 | 11 | 19 | 9 | 43.9437 | 91.1532 | 391.8374
2024 | 11 | 19 | 10 | 44.1901 | 96.0375 | 376.9607
2024 | 11 | 19 | 11 | 44.8593 | 94.8963 | 362.0971
2024 | 11 | 19 | 12 | 44.9533 | 94.2431 | 356.6918
2024 | 11 | 19 | 13 | 45.2604 | 93.7744 | 350.9989
2024 | 11 | 19 | 14 | 45.3058 | 93.5081 | 349.5477
2024 | 11 | 19 | 15 | 46.0833 | 91.8755 | 353.177
2024 | 11 | 19 | 16 | 47.8373 | 92.359 | 368.4182
2024 | 11 | 19 | 17 | 51.0014 | 91.616 | 400.3611
2024 | 11 | 19 | 18 | 52.3617 | 92.5659 | 423.4356
2024 | 11 | 19 | 19 | 51.2633 | 89.4935 | 421.6955
2024 | 11 | 19 | 20 | 49.017 | 85.5193 | 414.9469
2024 | 11 | 19 | 21 | 46.1819 | 85.8395 | 402.9587
2024 | 11 | 19 | 22 | 42.6047 | 83.8342 | 382.8069
2024 | 11 | 19 | 23 | 39.3543 | 77.2826 | 357.2823
2024 | 11 | 20 | 0 | 36.7686 | 72.0721 | 332.8463
2024 | 11 | 20 | 1 | 34.1501 | 71.3041 | 317.9558
2024 | 11 | 20 | 2 | 32.8665 | 69.447 | 310.2498
2024 | 11 | 20 | 3 | 32.2724 | 68.88 | 306.615
2024 | 11 | 20 | 4 | 32.2507 | 68.4352 | 305.9814
2024 | 11 | 20 | 5 | 33.7367 | 69.6368 | 309.6382
2024 | 11 | 20 | 6 | 36.314 | 74.4003 | 318.4251
2024 | 11 | 20 | 7 | 39.6687 | 82.8825 | 346.6721
2024 | 11 | 20 | 8 | 42.0828 | 89.7728 | 379.3497
2024 | 11 | 20 | 9 | 42.6147 | 94.8401 | 387.3143
2024 | 11 | 20 | 10 | 42.2924 | 97.2435 | 379.5783
2024 | 11 | 20 | 11 | 42.5033 | 96.7315 | 368.9534
2024 | 11 | 20 | 12 | 43.089 | 96.4157 | 358.332
2024 | 11 | 20 | 13 | 43.1887 | 95.0579 | 355.6925
2024 | 11 | 20 | 14 | 42.7671 | 91.849 | 355.7888
2024 | 11 | 20 | 15 | 42.9909 | 90.3258 | 358.6787
2024 | 11 | 20 | 16 | 44.3335 | 92.1152 | 371.6712
2024 | 11 | 20 | 17 | 47.6356 | 92.0518 | 399.6724
2024 | 11 | 20 | 18 | 50.9631 | 91.2624 | 414.6469
2024 | 11 | 20 | 19 | 50.4456 | 88.6703 | 407.7319
2024 | 11 | 20 | 20 | 48.7809 | 84.9408 | 399.1278
2024 | 11 | 20 | 21 | 46.3285 | 85.6137 | 385.5509
2024 | 11 | 20 | 22 | 42.9605 | 82.8172 | 363.6767
2024 | 11 | 20 | 23 | 39.6425 | 77.1067 | 336.9721
2024 | 11 | 21 | 0 | 36.1683 | 73.0889 | 315.8992
2024 | 11 | 21 | 1 | 34.1739 | 74.3391 | 297.6943
2024 | 11 | 21 | 2 | 32.843 | 72.438 | 288.5035
2024 | 11 | 21 | 3 | 32.209 | 71.6104 | 283.9857
2024 | 11 | 21 | 4 | 32.2347 | 71.4866 | 282.4821
2024 | 11 | 21 | 5 | 33.5299 | 72.4964 | 285.264
2024 | 11 | 21 | 6 | 36.0955 | 78.0546 | 296.0317
2024 | 11 | 21 | 7 | 39.5242 | 86.6163 | 324.2696
2024 | 11 | 21 | 8 | 42.4511 | 94.4256 | 356.7605
2024 | 11 | 21 | 9 | 43.871 | 98.3734 | 365.1013
2024 | 11 | 21 | 10 | 44.4396 | 102.8931 | 359.016
2024 | 11 | 21 | 11 | 45.2865 | 104.1059 | 351.5434
2024 | 11 | 21 | 12 | 45.8322 | 100.5741 | 351.7006
2024 | 11 | 21 | 13 | 46.2106 | 99.738 | 350.9666
2024 | 11 | 21 | 14 | 46.4412 | 97.8786 | 352.4286
2024 | 11 | 21 | 15 | 47.4661 | 95.1984 | 356.852
2024 | 11 | 21 | 16 | 49.2722 | 96.8847 | 367.1279
2024 | 11 | 21 | 17 | 52.386 | 97.4324 | 390.7305
2024 | 11 | 21 | 18 | 55.7829 | 95.0394 | 409.2118
2024 | 11 | 21 | 19 | 54.6044 | 92.9568 | 397.766
2024 | 11 | 21 | 20 | 52.1231 | 88.9021 | 387.883
2024 | 11 | 21 | 21 | 49.4268 | 88.1823 | 374.3465
2024 | 11 | 21 | 22 | 45.9779 | 85.6984 | 353.4042
2024 | 11 | 21 | 23 | 42.593 | 79.642 | 326.4524
2024 | 11 | 22 | 0 | 38.1794 | 77.1964 | 301.461
2024 | 11 | 22 | 1 | 36.688 | 73.7296 | 281.8488
2024 | 11 | 22 | 2 | 35.3354 | 71.7359 | 272.3197
2024 | 11 | 22 | 3 | 34.6564 | 70.6805 | 267.4824
2024 | 11 | 22 | 4 | 34.5826 | 70.2931 | 265.7518
2024 | 11 | 22 | 5 | 35.7122 | 70.8703 | 268.2154
2024 | 11 | 22 | 6 | 37.9386 | 75.256 | 281.2331
2024 | 11 | 22 | 7 | 41.2931 | 83.1722 | 310.7897
2024 | 11 | 22 | 8 | 44.1187 | 89.579 | 346.0103
2024 | 11 | 22 | 9 | 45.1845 | 94.6916 | 357.3789
2024 | 11 | 22 | 10 | 45.3199 | 97.07 | 352.1291
2024 | 11 | 22 | 11 | 45.7984 | 98.5278 | 342.7634
2024 | 11 | 22 | 12 | 46.5032 | 97.3687 | 338.4007
2024 | 11 | 22 | 13 | 46.6399 | 96.3394 | 336.3721
2024 | 11 | 22 | 14 | 46.7039 | 92.8432 | 337.1684
2024 | 11 | 22 | 15 | 47.3063 | 89.3762 | 340.9608
2024 | 11 | 22 | 16 | 48.7879 | 91.0546 | 351.6185
2024 | 11 | 22 | 17 | 51.7153 | 90.8205 | 376.2159
2024 | 11 | 22 | 18 | 54.1716 | 90.0304 | 395.9195
2024 | 11 | 22 | 19 | 52.9665 | 87.0585 | 387.0195
2024 | 11 | 22 | 20 | 50.7926 | 83.9474 | 377.4519
2024 | 11 | 22 | 21 | 48.3146 | 82.6929 | 365.9043
2024 | 11 | 22 | 22 | 45.3619 | 79.8325 | 349.1884
2024 | 11 | 22 | 23 | 42.1674 | 74.5847 | 326.3707
2024 | 11 | 23 | 0 | 39.2799 | 70.9569 | 304.7107
2024 | 11 | 23 | 1 | 37.0048 | 68.6938 | 281.1475
2024 | 11 | 23 | 2 | 35.4659 | 66.8078 | 270.5998
2024 | 11 | 23 | 3 | 34.7345 | 65.7408 | 264.4359
2024 | 11 | 23 | 4 | 34.3831 | 65.9771 | 261.7459
2024 | 11 | 23 | 5 | 34.8083 | 65.6406 | 261.4951
2024 | 11 | 23 | 6 | 36.114 | 68.7395 | 261.7246
2024 | 11 | 23 | 7 | 38.7466 | 72.3908 | 279.3477
2024 | 11 | 23 | 8 | 42.4512 | 75.2136 | 314.6273
2024 | 11 | 23 | 9 | 45.2979 | 79.2498 | 340.206
2024 | 11 | 23 | 10 | 46.238 | 83.0319 | 348.3466
2024 | 11 | 23 | 11 | 47.0069 | 85.8326 | 346.4995
2024 | 11 | 23 | 12 | 46.1647 | 83.7198 | 349.5113
2024 | 11 | 23 | 13 | 45.9497 | 82.0589 | 349.2827
2024 | 11 | 23 | 14 | 45.5344 | 80.8874 | 349.1292
2024 | 11 | 23 | 15 | 45.7095 | 77.3737 | 353.7445
2024 | 11 | 23 | 16 | 46.9776 | 78.7986 | 364.9626
2024 | 11 | 23 | 17 | 49.895 | 81.3886 | 389.5574
2024 | 11 | 23 | 18 | 52.4063 | 81.949 | 402.6385
2024 | 11 | 23 | 19 | 51.1721 | 79.4184 | 385.9674
2024 | 11 | 23 | 20 | 48.6351 | 75.1393 | 367.6158
2024 | 11 | 23 | 21 | 46.0298 | 74.7753 | 352.1342
2024 | 11 | 23 | 22 | 43.3751 | 72.6401 | 337.4008
2024 | 11 | 23 | 23 | 40.9625 | 69.6029 | 318.0994
2024 | 11 | 24 | 0 | 38.6192 | 69.572 | 298.6798
2024 | 11 | 24 | 1 | 37.8346 | 66.9211 | 280.3842
2024 | 11 | 24 | 2 | 36.4883 | 65.2402 | 270.1896
2024 | 11 | 24 | 3 | 35.8279 | 64.4551 | 264.1742
2024 | 11 | 24 | 4 | 35.5368 | 65.0695 | 261.4731
2024 | 11 | 24 | 5 | 35.915 | 64.6938 | 260.3286
2024 | 11 | 24 | 6 | 36.6947 | 66.269 | 258.4196
2024 | 11 | 24 | 7 | 38.7287 | 69.0851 | 272.851
2024 | 11 | 24 | 8 | 42.14 | 70.2241 | 307.8414
2024 | 11 | 24 | 9 | 45.1853 | 73.3948 | 335.6876
2024 | 11 | 24 | 10 | 46.8377 | 77.1042 | 344.6216
2024 | 11 | 24 | 11 | 48.0231 | 80.0157 | 342.9093
2024 | 11 | 24 | 12 | 47.9351 | 78.0603 | 342.9071
2024 | 11 | 24 | 13 | 48.0428 | 77.7781 | 342.9024
2024 | 11 | 24 | 14 | 48.0446 | 78.1432 | 343.4276
2024 | 11 | 24 | 15 | 48.718 | 75.6337 | 350.1265
2024 | 11 | 24 | 16 | 50.4753 | 76.9592 | 365.7121
2024 | 11 | 24 | 17 | 53.9008 | 80.102 | 394.7763
2024 | 11 | 24 | 18 | 55.7831 | 82.6565 | 407.8481
2024 | 11 | 24 | 19 | 54.803 | 80.1615 | 391.6046
2024 | 11 | 24 | 20 | 52.4068 | 77.1813 | 374.4204
2024 | 11 | 24 | 21 | 49.4184 | 76.7492 | 356.7912
2024 | 11 | 24 | 22 | 46.0416 | 75.0457 | 336.4926
2024 | 11 | 24 | 23 | 43.1732 | 71.312 | 311.8418
2024 | 11 | 25 | 0 | 41.1311 | 71.5321 | 294.896
2024 | 11 | 25 | 1 | 39.4378 | 68.504 | 275.1935
2024 | 11 | 25 | 2 | 38.5436 | 67.8441 | 267.0572
2024 | 11 | 25 | 3 | 38.3586 | 67.8143 | 263.1892
2024 | 11 | 25 | 4 | 38.6416 | 67.6822 | 262.6618
2024 | 11 | 25 | 5 | 40.2495 | 68.8203 | 266.5947
2024 | 11 | 25 | 6 | 43.1242 | 74.426 | 275.3496
2024 | 11 | 25 | 7 | 46.3358 | 82.9931 | 305.4702
2024 | 11 | 25 | 8 | 48.9324 | 92.0645 | 341.4868
2024 | 11 | 25 | 9 | 49.4019 | 96.6949 | 355.0714
2024 | 11 | 25 | 10 | 48.6037 | 99.6171 | 351.8628
2024 | 11 | 25 | 11 | 48.3992 | 99.3745 | 345.4993
2024 | 11 | 25 | 12 | 49.782 | 96.775 | 345.0113
2024 | 11 | 25 | 13 | 49.7742 | 94.9415 | 344.5434
2024 | 11 | 25 | 14 | 49.8216 | 90.0439 | 345.6671
2024 | 11 | 25 | 15 | 50.6832 | 89.3317 | 350.8017
2024 | 11 | 25 | 16 | 52.8409 | 92.024 | 363.4279
2024 | 11 | 25 | 17 | 56.2698 | 93.2567 | 390.3586
2024 | 11 | 25 | 18 | 58.4883 | 92.7023 | 400.2942
2024 | 11 | 25 | 19 | 57.2348 | 90.2362 | 390.2796
2024 | 11 | 25 | 20 | 54.6217 | 86.5363 | 379.3384
2024 | 11 | 25 | 21 | 51.5335 | 85.4946 | 364.5326
2024 | 11 | 25 | 22 | 47.7356 | 82.7521 | 343.5095
2024 | 11 | 25 | 23 | 44.2939 | 78.4545 | 317.6553
2024 | 11 | 26 | 0 | 42.0897 | 74.8036 | 293.5552
2024 | 11 | 26 | 1 | 39.7498 | 70.63 | 278.942
2024 | 11 | 26 | 2 | 38.593 | 68.9605 | 270.5836
2024 | 11 | 26 | 3 | 38.1355 | 67.8764 | 266.5417
2024 | 11 | 26 | 4 | 38.37 | 67.4586 | 265.5805
2024 | 11 | 26 | 5 | 39.9034 | 68.0788 | 269.1059
2024 | 11 | 26 | 6 | 42.5662 | 71.9395 | 279.7
2024 | 11 | 26 | 7 | 45.7823 | 80.3643 | 309.3776
2024 | 11 | 26 | 8 | 48.7144 | 87.8576 | 343.9297
2024 | 11 | 26 | 9 | 49.72 | 92.3985 | 354.289
2024 | 11 | 26 | 10 | 49.6551 | 94.8842 | 348.636
2024 | 11 | 26 | 11 | 49.9448 | 96.8605 | 339.8349
2024 | 11 | 26 | 12 | 48.4586 | 95.9616 | 322.4231
2024 | 11 | 26 | 13 | 48.4212 | 95.0186 | 319.5109
2024 | 11 | 26 | 14 | 48.4465 | 91.4979 | 320.0731
2024 | 11 | 26 | 15 | 49.1831 | 89.1135 | 325.5116
2024 | 11 | 26 | 16 | 51.2705 | 92.0909 | 341.9376
2024 | 11 | 26 | 17 | 55.0066 | 92.4153 | 373.8916
2024 | 11 | 26 | 18 | 58.5205 | 90.3819 | 385.5532
2024 | 11 | 26 | 19 | 57.4941 | 87.5878 | 383.1477
2024 | 11 | 26 | 20 | 55.0899 | 84.0436 | 376.5358
2024 | 11 | 26 | 21 | 52.2252 | 83.637 | 364.578
2024 | 11 | 26 | 22 | 48.511 | 80.9219 | 344.686
2024 | 11 | 26 | 23 | 45.1068 | 75.8699 | 319.6816
2024 | 11 | 27 | 0 | 41.9646 | 72.1406 | 300.7151
2024 | 11 | 27 | 1 | 40.7858 | 69.1967 | 284.5542
2024 | 11 | 27 | 2 | 39.6636 | 67.2869 | 276.58
2024 | 11 | 27 | 3 | 39.2515 | 65.7718 | 272.5743
2024 | 11 | 27 | 4 | 39.4575 | 64.7475 | 272.0488
2024 | 11 | 27 | 5 | 41.0367 | 65.355 | 275.8109
2024 | 11 | 27 | 6 | 43.7641 | 69.7599 | 284.6152
2024 | 11 | 27 | 7 | 46.8618 | 78.3088 | 312.8757
2024 | 11 | 27 | 8 | 49.4512 | 85.622 | 344.3974
2024 | 11 | 27 | 9 | 50.1003 | 90.565 | 350.9546
2024 | 11 | 27 | 10 | 49.4252 | 92.1202 | 342.5777
2024 | 11 | 27 | 11 | 49.3516 | 94.305 | 332.5628
2024 | 11 | 27 | 12 | 48.1727 | 93.8744 | 343.0424
2024 | 11 | 27 | 13 | 47.9763 | 93.1667 | 342.0279
2024 | 11 | 27 | 14 | 47.9654 | 90.8553 | 343.283
2024 | 11 | 27 | 15 | 48.8127 | 88.3808 | 348.2797
2024 | 11 | 27 | 16 | 51.2224 | 90.0576 | 361.7826
2024 | 11 | 27 | 17 | 55.1115 | 88.9038 | 389.4809
2024 | 11 | 27 | 18 | 58.8794 | 86.5265 | 415.9105
2024 | 11 | 27 | 19 | 58.6341 | 83.3405 | 403.5645
2024 | 11 | 27 | 20 | 56.7635 | 79.3719 | 392.8237
2024 | 11 | 27 | 21 | 54.231 | 80.0804 | 379.3412
2024 | 11 | 27 | 22 | 50.5407 | 77.3141 | 358.228
2024 | 11 | 27 | 23 | 47.1367 | 71.4387 | 331.1893
2024 | 11 | 28 | 0 | 44.1485 | 68.1473 | 299.3509
2024 | 11 | 28 | 1 | 42.4519 | 67.1886 | 282.4598
2024 | 11 | 28 | 2 | 41.3284 | 65.5693 | 273.0115
2024 | 11 | 28 | 3 | 40.9549 | 64.6052 | 268.1558
2024 | 11 | 28 | 4 | 41.0744 | 64.0326 | 266.63
2024 | 11 | 28 | 5 | 42.5023 | 64.6622 | 269.4578
2024 | 11 | 28 | 6 | 45.008 | 69.7177 | 277.7386
2024 | 11 | 28 | 7 | 48.0136 | 78.237 | 306.5852
2024 | 11 | 28 | 8 | 50.6147 | 87.1629 | 341.8866
2024 | 11 | 28 | 9 | 51.2636 | 92.101 | 355.3442
2024 | 11 | 28 | 10 | 50.4636 | 96.8405 | 352.9546
2024 | 11 | 28 | 11 | 50.2166 | 96.758 | 347.4939
2024 | 11 | 28 | 12 | 50.186 | 95.3983 | 343.3786
2024 | 11 | 28 | 13 | 50.0328 | 94.899 | 342.9438
2024 | 11 | 28 | 14 | 49.9964 | 93.596 | 344.6428
2024 | 11 | 28 | 15 | 50.873 | 91.2986 | 350.6905
2024 | 11 | 28 | 16 | 52.8464 | 93.0416 | 363.0793
2024 | 11 | 28 | 17 | 56.223 | 92.0348 | 388.3886
2024 | 11 | 28 | 18 | 58.1865 | 91.6752 | 407.2575
2024 | 11 | 28 | 19 | 57.9813 | 88.3109 | 395.7286
2024 | 11 | 28 | 20 | 56.061 | 83.7664 | 385.774
2024 | 11 | 28 | 21 | 53.6088 | 83.3106 | 372.6078
2024 | 11 | 28 | 22 | 50.0512 | 81.0655 | 352.185
2024 | 11 | 28 | 23 | 46.8175 | 75.4162 | 325.3868
2024 | 11 | 29 | 0 | 43.9042 | 71.7554 | 300.3448
2024 | 11 | 29 | 1 | 41.7858 | 69.4219 | 285.7784
2024 | 11 | 29 | 2 | 40.4959 | 67.2351 | 276.4044
2024 | 11 | 29 | 3 | 39.9639 | 66.4665 | 271.8431
2024 | 11 | 29 | 4 | 40.0077 | 66.4407 | 270.5017
2024 | 11 | 29 | 5 | 41.3678 | 66.8295 | 273.4413
2024 | 11 | 29 | 6 | 43.6905 | 72.2206 | 283.6599
2024 | 11 | 29 | 7 | 46.7717 | 81.0194 | 313.7754
2024 | 11 | 29 | 8 | 49.7241 | 88.6551 | 351.5385
2024 | 11 | 29 | 9 | 50.7574 | 94.8008 | 366.638
2024 | 11 | 29 | 10 | 50.5258 | 98.6031 | 363.2699
2024 | 11 | 29 | 11 | 50.5636 | 97.9145 | 354.2353
2024 | 11 | 29 | 12 | 50.0139 | 95.5241 | 350.9941
2024 | 11 | 29 | 13 | 49.8078 | 94.3512 | 349.5095
2024 | 11 | 29 | 14 | 49.6086 | 92.3652 | 350.5411
2024 | 11 | 29 | 15 | 50.0426 | 88.2715 | 355.7166
2024 | 11 | 29 | 16 | 51.5813 | 89.5922 | 368.0175
2024 | 11 | 29 | 17 | 54.5774 | 89.2226 | 393.3913
2024 | 11 | 29 | 18 | 56.2285 | 87.0611 | 415.5216
2024 | 11 | 29 | 19 | 55.3615 | 83.7416 | 405.3345
2024 | 11 | 29 | 20 | 53.3199 | 80.2952 | 395.1135
2024 | 11 | 29 | 21 | 50.946 | 80.4159 | 383.5005
2024 | 11 | 29 | 22 | 47.8118 | 77.997 | 366.848
2024 | 11 | 29 | 23 | 44.719 | 71.6307 | 343.5905
2024 | 11 | 30 | 0 | 41.8507 | 67.7165 | 319.9974
2024 | 11 | 30 | 1 | 38.5338 | 64.7194 | 293.0428
2024 | 11 | 30 | 2 | 36.8291 | 63.032 | 281.541
2024 | 11 | 30 | 3 | 35.8751 | 62.2887 | 274.9606
2024 | 11 | 30 | 4 | 35.5928 | 62.5524 | 271.7786
2024 | 11 | 30 | 5 | 36.0451 | 61.9478 | 270.3607
2024 | 11 | 30 | 6 | 37.3358 | 63.8087 | 269.268
2024 | 11 | 30 | 7 | 39.2298 | 66.7654 | 285.4125
2024 | 11 | 30 | 8 | 42.3939 | 72.4888 | 320.5934
2024 | 11 | 30 | 9 | 45.3904 | 78.9163 | 345.6518
2024 | 11 | 30 | 10 | 47.0168 | 83.4562 | 352.4459
2024 | 11 | 30 | 11 | 48.1767 | 83.2927 | 349.6462
2024 | 11 | 30 | 12 | 48.9206 | 81.4059 | 341.9167
2024 | 11 | 30 | 13 | 48.7151 | 79.6211 | 338.4898
2024 | 11 | 30 | 14 | 48.3553 | 81.2771 | 336.5668
2024 | 11 | 30 | 15 | 48.5729 | 78.2839 | 342.0265
2024 | 11 | 30 | 16 | 49.6916 | 77.1579 | 354.8781
2024 | 11 | 30 | 17 | 52.2306 | 80.3771 | 382.5393
2024 | 11 | 30 | 18 | 53.8922 | 80.1978 | 402.2461
2024 | 11 | 30 | 19 | 51.7578 | 77.2513 | 385.1442
2024 | 11 | 30 | 20 | 48.6987 | 72.5471 | 366.9688
2024 | 11 | 30 | 21 | 45.8564 | 74.19 | 351.5532
2024 | 11 | 30 | 22 | 43.1776 | 71.574 | 336.3754
2024 | 11 | 30 | 23 | 40.66 | 68.2929 | 316.2821
2024 | 12 | 1 | 0 | 38.2434 | 66.1692 | 295.7802
2024 | 12 | 1 | 1 | 35.9088 | 64.6743 | 277.7289
2024 | 12 | 1 | 2 | 34.4431 | 62.5505 | 267.9581
2024 | 12 | 1 | 3 | 33.7295 | 61.5409 | 262.299
2024 | 12 | 1 | 4 | 33.4672 | 63.0401 | 260.2551
2024 | 12 | 1 | 5 | 34.0056 | 61.874 | 260.5249
2024 | 12 | 1 | 6 | 35.4696 | 63.1546 | 260.6266
2024 | 12 | 1 | 7 | 37.5989 | 65.9033 | 275.516
2024 | 12 | 1 | 8 | 40.9889 | 65.0076 | 309.4996
2024 | 12 | 1 | 9 | 44.3175 | 69.4006 | 339.533
2024 | 12 | 1 | 10 | 46.4675 | 72.3998 | 351.5139
2024 | 12 | 1 | 11 | 47.8431 | 76.5669 | 353.6936
2024 | 12 | 1 | 12 | 48.101 | 75.6227 | 336.0744
2024 | 12 | 1 | 13 | 48.4068 | 74.9645 | 333.6061
2024 | 12 | 1 | 14 | 48.3242 | 77.3025 | 334.7618
2024 | 12 | 1 | 15 | 49.0215 | 76.2892 | 340.8705
2024 | 12 | 1 | 16 | 50.833 | 76.286 | 356.0321
2024 | 12 | 1 | 17 | 54.0895 | 80.4624 | 390.0353
2024 | 12 | 1 | 18 | 56.0068 | 81.7604 | 424.5736
2024 | 12 | 1 | 19 | 54.3032 | 75.8999 | 409.8445
2024 | 12 | 1 | 20 | 51.4 | 72.8951 | 393.2347
2024 | 12 | 1 | 21 | 48.1439 | 74.1691 | 375.7283
2024 | 12 | 1 | 22 | 44.74 | 72.1303 | 355.9028
2024 | 12 | 1 | 23 | 41.5486 | 70.0096 | 329.7081
2024 | 12 | 2 | 0 | 39.1351 | 69.4802 | 306.1525
2024 | 12 | 2 | 1 | 37.0782 | 65.5318 | 295.6204
2024 | 12 | 2 | 2 | 35.9273 | 63.7617 | 289.2826
2024 | 12 | 2 | 3 | 35.6227 | 63.3006 | 287.248
2024 | 12 | 2 | 4 | 35.8422 | 65.0177 | 288.1121
2024 | 12 | 2 | 5 | 37.5473 | 65.3336 | 293.8399
2024 | 12 | 2 | 6 | 40.1454 | 72.7192 | 304.2855
2024 | 12 | 2 | 7 | 43.6981 | 82.1516 | 335.3022
2024 | 12 | 2 | 8 | 46.7296 | 87.9913 | 365.7593
2024 | 12 | 2 | 9 | 48.0263 | 91.8932 | 367.3457
2024 | 12 | 2 | 10 | 48.4805 | 93.8935 | 353.7439
2024 | 12 | 2 | 11 | 48.9766 | 97.1941 | 342.0624
2024 | 12 | 2 | 12 | 49.1462 | 92.16 | 349.4981
2024 | 12 | 2 | 13 | 49.5681 | 91.2281 | 343.6679
2024 | 12 | 2 | 14 | 49.5918 | 88.4911 | 344.1911
2024 | 12 | 2 | 15 | 50.4963 | 86.5908 | 348.4825
2024 | 12 | 2 | 16 | 52.5536 | 88.9204 | 362.5358
2024 | 12 | 2 | 17 | 55.9578 | 88.1803 | 398.0497
2024 | 12 | 2 | 18 | 58.0652 | 89.0912 | 423.7281
2024 | 12 | 2 | 19 | 56.819 | 83.6206 | 421.0202
2024 | 12 | 2 | 20 | 54.0655 | 79.9527 | 413.7009
2024 | 12 | 2 | 21 | 50.9477 | 79.9668 | 400.4769
2024 | 12 | 2 | 22 | 47.1573 | 77.6559 | 379.4741
2024 | 12 | 2 | 23 | 43.4254 | 73.717 | 351.7835
2024 | 12 | 3 | 0 | 40.473 | 71.961 | 328.9602
2024 | 12 | 3 | 1 | 37.973 | 67.3996 | 311.8345
2024 | 12 | 3 | 2 | 36.6562 | 65.1873 | 303.2913
2024 | 12 | 3 | 3 | 36.1377 | 64.4129 | 299.2972
2024 | 12 | 3 | 4 | 36.2718 | 65.6152 | 298.2366
2024 | 12 | 3 | 5 | 37.8341 | 65.7879 | 301.7005
2024 | 12 | 3 | 6 | 40.3154 | 71.9566 | 315.5528
2024 | 12 | 3 | 7 | 43.8248 | 81.1351 | 344.5171
2024 | 12 | 3 | 8 | 46.8221 | 85.9682 | 378.3923
2024 | 12 | 3 | 9 | 48.042 | 89.9076 | 389.3333
2024 | 12 | 3 | 10 | 48.4846 | 93.1837 | 384.9357
2024 | 12 | 3 | 11 | 48.9959 | 96.8286 | 377.03
2024 | 12 | 3 | 12 | 48.8288 | 95.3576 | 375.4886
2024 | 12 | 3 | 13 | 49.2235 | 94.5404 | 371.3958
2024 | 12 | 3 | 14 | 49.2838 | 93.7772 | 372.2668
2024 | 12 | 3 | 15 | 50.0457 | 92.0943 | 377.2697
2024 | 12 | 3 | 16 | 52.0045 | 93.8328 | 388.3462
2024 | 12 | 3 | 17 | 55.6161 | 93.8377 | 414.0756
2024 | 12 | 3 | 18 | 57.6884 | 93.1195 | 432.9602
2024 | 12 | 3 | 19 | 56.5066 | 87.2483 | 422.2898
2024 | 12 | 3 | 20 | 54.0438 | 83.7954 | 411.5547
2024 | 12 | 3 | 21 | 50.9494 | 83.6682 | 396.6425
2024 | 12 | 3 | 22 | 47.1873 | 81.5777 | 375.2247
2024 | 12 | 3 | 23 | 43.4242 | 77.0455 | 346.3511
2024 | 12 | 4 | 0 | 40.8658 | 73.9385 | 322.8658
2024 | 12 | 4 | 1 | 37.7772 | 72.3346 | 318.7309
2024 | 12 | 4 | 2 | 36.4784 | 69.6837 | 311.5314
2024 | 12 | 4 | 3 | 35.9667 | 68.3876 | 308.8321
2024 | 12 | 4 | 4 | 36.1319 | 69.5974 | 309.0448
2024 | 12 | 4 | 5 | 37.8003 | 69.8957 | 314.1083
2024 | 12 | 4 | 6 | 40.4532 | 75.5204 | 321.8307
2024 | 12 | 4 | 7 | 43.8915 | 84.8846 | 352.5875
2024 | 12 | 4 | 8 | 46.6908 | 88.7828 | 388.2037
2024 | 12 | 4 | 9 | 47.8896 | 93.1414 | 399.2719
2024 | 12 | 4 | 10 | 48.3258 | 95.258 | 394.4212
2024 | 12 | 4 | 11 | 48.8547 | 99.0695 | 385.6391
2024 | 12 | 4 | 12 | 49.1027 | 96.756 | 376.978
2024 | 12 | 4 | 13 | 49.5477 | 95.4243 | 372.2897
2024 | 12 | 4 | 14 | 49.6247 | 94.0161 | 373.7892
2024 | 12 | 4 | 15 | 50.4403 | 92.3053 | 378.4563
2024 | 12 | 4 | 16 | 52.3743 | 94.0109 | 392.8575
2024 | 12 | 4 | 17 | 55.773 | 94.2288 | 425.2857
2024 | 12 | 4 | 18 | 57.2308 | 92.2278 | 447.8903
2024 | 12 | 4 | 19 | 56.3917 | 86.4126 | 447.1899
2024 | 12 | 4 | 20 | 54.2155 | 83.0751 | 441.8011
2024 | 12 | 4 | 21 | 51.3301 | 83.351 | 430.4151
2024 | 12 | 4 | 22 | 47.5735 | 80.8306 | 409.0757
2024 | 12 | 4 | 23 | 43.7737 | 76.6703 | 380.4475
2024 | 12 | 5 | 0 | 40.3362 | 75.5638 | 356.5144
2024 | 12 | 5 | 1 | 38.3221 | 71.4081 | 337.7007
2024 | 12 | 5 | 2 | 36.9831 | 69.1521 | 328.8991
2024 | 12 | 5 | 3 | 36.4796 | 68.089 | 325.2307
2024 | 12 | 5 | 4 | 36.5594 | 69.0695 | 324.5444
2024 | 12 | 5 | 5 | 38.0869 | 69.5221 | 327.8034
2024 | 12 | 5 | 6 | 40.8217 | 75.4899 | 341.0868
2024 | 12 | 5 | 7 | 44.2429 | 84.1835 | 368.9901
2024 | 12 | 5 | 8 | 47.0949 | 89.2163 | 402.1692
2024 | 12 | 5 | 9 | 48.2423 | 93.1537 | 411.194
2024 | 12 | 5 | 10 | 48.4874 | 96.8236 | 404.6679
2024 | 12 | 5 | 11 | 48.8277 | 99.9362 | 396.7242
2024 | 12 | 5 | 12 | 47.8087 | 97.6302 | 391.504
2024 | 12 | 5 | 13 | 48.0651 | 97.1572 | 386.4387
2024 | 12 | 5 | 14 | 48.0543 | 95.4419 | 386.6581
2024 | 12 | 5 | 15 | 48.894 | 92.811 | 390.3845
2024 | 12 | 5 | 16 | 50.803 | 95.0143 | 398.7001
2024 | 12 | 5 | 17 | 54.3163 | 94.7057 | 424.223
2024 | 12 | 5 | 18 | 55.3804 | 93.4747 | 447.8095
2024 | 12 | 5 | 19 | 55.1493 | 88.3493 | 438.3897
2024 | 12 | 5 | 20 | 53.4691 | 84.8569 | 429.6255
2024 | 12 | 5 | 21 | 50.868 | 84.4148 | 416.4695
2024 | 12 | 5 | 22 | 47.2889 | 82.231 | 395.3
2024 | 12 | 5 | 23 | 43.6899 | 77.9385 | 365.5565
2024 | 12 | 6 | 0 | 40.9948 | 75.6919 | 340.3993
2024 | 12 | 6 | 1 | 38.7861 | 71.1296 | 310.8642
2024 | 12 | 6 | 2 | 37.4142 | 68.861 | 299.746
2024 | 12 | 6 | 3 | 36.8887 | 67.9222 | 293.8823
2024 | 12 | 6 | 4 | 36.9071 | 68.4884 | 291.3659
2024 | 12 | 6 | 5 | 38.3914 | 68.7441 | 293.2035
2024 | 12 | 6 | 6 | 40.9286 | 74.7838 | 304.8638
2024 | 12 | 6 | 7 | 44.3114 | 83.1734 | 332.1705
2024 | 12 | 6 | 8 | 47.2093 | 87.0448 | 365.8397
2024 | 12 | 6 | 9 | 48.2704 | 91.7092 | 378.6058
2024 | 12 | 6 | 10 | 48.2319 | 94.0193 | 376.6313
2024 | 12 | 6 | 11 | 48.3147 | 97.4584 | 370.1696
2024 | 12 | 6 | 12 | 49.3033 | 95.6631 | 364.3527
2024 | 12 | 6 | 13 | 49.5418 | 94.7889 | 361.1823
2024 | 12 | 6 | 14 | 49.3904 | 92.1584 | 362.0241
2024 | 12 | 6 | 15 | 49.8967 | 88.764 | 364.8121
2024 | 12 | 6 | 16 | 51.3726 | 90.3892 | 370.8432
2024 | 12 | 6 | 17 | 54.3292 | 89.9525 | 392.118
2024 | 12 | 6 | 18 | 57.3633 | 88.5042 | 405.2154
2024 | 12 | 6 | 19 | 56.1482 | 83.0183 | 394.5935
2024 | 12 | 6 | 20 | 53.6944 | 80.6232 | 384.1474
2024 | 12 | 6 | 21 | 51.1386 | 80.2647 | 370.7977
2024 | 12 | 6 | 22 | 48.0387 | 77.9679 | 352.799
2024 | 12 | 6 | 23 | 44.5299 | 73.4499 | 327.097
2024 | 12 | 7 | 0 | 40.0977 | 70.19 | 308.2391
2024 | 12 | 7 | 1 | 37.3271 | 66.45 | 296.1331
2024 | 12 | 7 | 2 | 35.5692 | 64.3818 | 286.3685
2024 | 12 | 7 | 3 | 34.6839 | 63.3834 | 281.1396
2024 | 12 | 7 | 4 | 34.2846 | 64.8695 | 280.2497
2024 | 12 | 7 | 5 | 34.7793 | 64.2015 | 283.3513
2024 | 12 | 7 | 6 | 35.7651 | 67.3421 | 288.9033
2024 | 12 | 7 | 7 | 38.3291 | 70.6202 | 306.1678
2024 | 12 | 7 | 8 | 42.1481 | 71.3385 | 337.3103
2024 | 12 | 7 | 9 | 45.5076 | 75.6244 | 365.6954
2024 | 12 | 7 | 10 | 47.494 | 78.7157 | 377.9585
2024 | 12 | 7 | 11 | 48.7263 | 82.9815 | 380.315
2024 | 12 | 7 | 12 | 48.813 | 80.4852 | 350.7092
2024 | 12 | 7 | 13 | 48.8925 | 78.9613 | 347.2407
2024 | 12 | 7 | 14 | 48.4629 | 78.1963 | 346.7466
2024 | 12 | 7 | 15 | 48.5863 | 75.2354 | 347.6216
2024 | 12 | 7 | 16 | 49.7053 | 76.586 | 359.8526
2024 | 12 | 7 | 17 | 52.3932 | 78.9382 | 393.8988
2024 | 12 | 7 | 18 | 54.2985 | 81.6086 | 424.2764
2024 | 12 | 7 | 19 | 52.3597 | 76.8774 | 419.0162
2024 | 12 | 7 | 20 | 49.353 | 73.3449 | 405.1917
2024 | 12 | 7 | 21 | 46.499 | 73.9792 | 391.8687
2024 | 12 | 7 | 22 | 43.7448 | 71.918 | 378.6826
2024 | 12 | 7 | 23 | 40.8998 | 70.198 | 359.5936
2024 | 12 | 8 | 0 | 38.2374 | 69.8399 | 339.6502
2024 | 12 | 8 | 1 | 36.4837 | 66.1279 | 321.1215
2024 | 12 | 8 | 2 | 34.977 | 64.1411 | 310.9912
2024 | 12 | 8 | 3 | 34.2263 | 63.2641 | 306.1395
2024 | 12 | 8 | 4 | 33.8827 | 64.6031 | 305.0429
2024 | 12 | 8 | 5 | 34.2994 | 63.7151 | 305.8659
2024 | 12 | 8 | 6 | 35.2056 | 65.4114 | 308.1051
2024 | 12 | 8 | 7 | 37.5031 | 68.0788 | 319.6643
2024 | 12 | 8 | 8 | 41.2241 | 67.4102 | 345.8449
2024 | 12 | 8 | 9 | 44.8166 | 70.806 | 366.9313
2024 | 12 | 8 | 10 | 47.2678 | 74.2028 | 374.2779
2024 | 12 | 8 | 11 | 48.8099 | 78.0842 | 369.3889
2024 | 12 | 8 | 12 | 49.1963 | 77.0982 | 373.0812
2024 | 12 | 8 | 13 | 49.5652 | 76.6889 | 370.6694
2024 | 12 | 8 | 14 | 49.5531 | 78.236 | 371.1281
2024 | 12 | 8 | 15 | 50.1909 | 76.3565 | 375.671
2024 | 12 | 8 | 16 | 51.8873 | 76.9823 | 387.4433
2024 | 12 | 8 | 17 | 55.2534 | 80.8187 | 417.0158
2024 | 12 | 8 | 18 | 57.784 | 83.4723 | 437.5701
2024 | 12 | 8 | 19 | 56.0052 | 78.5298 | 424.1463
2024 | 12 | 8 | 20 | 53.0515 | 75.8727 | 406.8603
2024 | 12 | 8 | 21 | 49.8136 | 75.7364 | 388.2382
2024 | 12 | 8 | 22 | 46.4126 | 74.0769 | 366.6299
2024 | 12 | 8 | 23 | 43.1633 | 71.6196 | 339.4568
2024 | 12 | 9 | 0 | 40.6423 | 71.2143 | 318.911
2024 | 12 | 9 | 1 | 37.6936 | 68.3549 | 306.796
2024 | 12 | 9 | 2 | 36.5023 | 66.9479 | 298.6484
2024 | 12 | 9 | 3 | 36.117 | 66.6909 | 295.5413
2024 | 12 | 9 | 4 | 36.2801 | 68.0994 | 295.6298
2024 | 12 | 9 | 5 | 37.8602 | 68.5938 | 300.4486
2024 | 12 | 9 | 6 | 40.4114 | 72.0903 | 310.7465
2024 | 12 | 9 | 7 | 43.8392 | 80.7412 | 340.6888
2024 | 12 | 9 | 8 | 46.7096 | 88.3262 | 378.2826
2024 | 12 | 9 | 9 | 47.8221 | 92.706 | 395.1353
2024 | 12 | 9 | 10 | 48.2106 | 95.6326 | 394.0968
2024 | 12 | 9 | 11 | 48.6456 | 96.519 | 388.4981
2024 | 12 | 9 | 12 | 48.3394 | 95.6461 | 378.601
2024 | 12 | 9 | 13 | 48.6361 | 94.6875 | 374.9231
2024 | 12 | 9 | 14 | 48.519 | 91.8327 | 375.2352
2024 | 12 | 9 | 15 | 49.3051 | 90.402 | 379.8747
2024 | 12 | 9 | 16 | 51.3056 | 92.0075 | 391.3431
2024 | 12 | 9 | 17 | 54.7453 | 92.3086 | 419.4562
2024 | 12 | 9 | 18 | 57.5894 | 92.8155 | 430.7001
2024 | 12 | 9 | 19 | 56.2677 | 88.0417 | 426.7684
2024 | 12 | 9 | 20 | 53.6333 | 84.952 | 418.5794
2024 | 12 | 9 | 21 | 50.5418 | 83.8657 | 405.0554
2024 | 12 | 9 | 22 | 46.7919 | 81.3594 | 383.9903
2024 | 12 | 9 | 23 | 43.0952 | 78.322 | 356.041
2024 | 12 | 10 | 0 | 40.0893 | 76.6944 | 329.5294
2024 | 12 | 10 | 1 | 37.9685 | 72.6353 | 315.916
2024 | 12 | 10 | 2 | 36.6712 | 70.6974 | 307.3886
2024 | 12 | 10 | 3 | 36.1492 | 69.626 | 303.899
2024 | 12 | 10 | 4 | 36.3074 | 70.204 | 303.3177
2024 | 12 | 10 | 5 | 37.8693 | 70.5858 | 307.0782
2024 | 12 | 10 | 6 | 40.2132 | 75.0618 | 318.6837
2024 | 12 | 10 | 7 | 43.7088 | 83.7827 | 347.1949
2024 | 12 | 10 | 8 | 46.8153 | 88.9164 | 380.9819
2024 | 12 | 10 | 9 | 48.1254 | 92.6959 | 390.5284
2024 | 12 | 10 | 10 | 48.8106 | 95.6948 | 384.3577
2024 | 12 | 10 | 11 | 49.4478 | 99.5711 | 375.8472
2024 | 12 | 10 | 12 | 48.6014 | 97.0707 | 367.1633
2024 | 12 | 10 | 13 | 48.8894 | 95.953 | 362.305
2024 | 12 | 10 | 14 | 48.9937 | 93.2532 | 361.6769
2024 | 12 | 10 | 15 | 49.6837 | 91.7358 | 365.5084
2024 | 12 | 10 | 16 | 51.7001 | 94.1561 | 377.0737
2024 | 12 | 10 | 17 | 55.6021 | 95.1171 | 407.1495
2024 | 12 | 10 | 18 | 59.255 | 93.0519 | 438.513
2024 | 12 | 10 | 19 | 58.0722 | 88.3025 | 428.4941
2024 | 12 | 10 | 20 | 55.6351 | 85.4701 | 418.7806
2024 | 12 | 10 | 21 | 52.6451 | 84.6157 | 404.786
2024 | 12 | 10 | 22 | 48.9583 | 82.026 | 383.4197
2024 | 12 | 10 | 23 | 45.1733 | 78.6102 | 354.2981
2024 | 12 | 11 | 0 | 41.7066 | 77.1243 | 329.3768
2024 | 12 | 11 | 1 | 40.4968 | 73.4872 | 301.8008
2024 | 12 | 11 | 2 | 39.2643 | 71.4477 | 291.5742
2024 | 12 | 11 | 3 | 38.8208 | 70.3963 | 285.8113
2024 | 12 | 11 | 4 | 38.9147 | 70.8509 | 283.5966
2024 | 12 | 11 | 5 | 40.4764 | 71.3708 | 285.6847
2024 | 12 | 11 | 6 | 42.9301 | 76.2295 | 295.6214
2024 | 12 | 11 | 7 | 46.1258 | 84.7995 | 322.0625
2024 | 12 | 11 | 8 | 48.5405 | 90.1546 | 354.7547
2024 | 12 | 11 | 9 | 49.0921 | 94.521 | 367.3009
2024 | 12 | 11 | 10 | 48.4899 | 97.5541 | 366.9846
2024 | 12 | 11 | 11 | 48.3309 | 100.2904 | 363.2773
2024 | 12 | 11 | 12 | 49.1346 | 96.0552 | 364.6161
2024 | 12 | 11 | 13 | 49.2878 | 94.8771 | 362.8454
2024 | 12 | 11 | 14 | 49.2562 | 90.938 | 363.4729
2024 | 12 | 11 | 15 | 50.0869 | 90.6239 | 366.6271
2024 | 12 | 11 | 16 | 52.3162 | 92.6714 | 374.1982
2024 | 12 | 11 | 17 | 56.0925 | 93.2653 | 398.3636
2024 | 12 | 11 | 18 | 58.5082 | 93.4131 | 412.807
2024 | 12 | 11 | 19 | 58.1274 | 88.973 | 400.9349
2024 | 12 | 11 | 20 | 56.2012 | 86.7698 | 390.8085
2024 | 12 | 11 | 21 | 53.4852 | 86.8417 | 376.7011
2024 | 12 | 11 | 22 | 49.7885 | 84.4627 | 354.7489
2024 | 12 | 11 | 23 | 46.1077 | 80.5188 | 325.2478
2024 | 12 | 12 | 0 | 43.7104 | 78.845 | 301.328
2024 | 12 | 12 | 1 | 40.9899 | 74.4974 | 279.4841
2024 | 12 | 12 | 2 | 39.6831 | 72.8693 | 269.1953
2024 | 12 | 12 | 3 | 39.164 | 71.6575 | 264.0957
2024 | 12 | 12 | 4 | 39.2587 | 71.6126 | 262.3602
2024 | 12 | 12 | 5 | 40.7038 | 72.3912 | 265.292
2024 | 12 | 12 | 6 | 43.2678 | 76.2111 | 273.3924
2024 | 12 | 12 | 7 | 46.5168 | 83.5685 | 301.936
2024 | 12 | 12 | 8 | 49.3087 | 88.7345 | 338.4431
2024 | 12 | 12 | 9 | 50.387 | 92.5871 | 356.4758
2024 | 12 | 12 | 10 | 50.6035 | 95.3286 | 360.5108
2024 | 12 | 12 | 11 | 50.8386 | 97.7212 | 360.187
2024 | 12 | 12 | 12 | 50.8972 | 97.1199 | 363.7612
2024 | 12 | 12 | 13 | 51.0925 | 96.3613 | 364.7325
2024 | 12 | 12 | 14 | 51.0674 | 91.4085 | 367.4304
2024 | 12 | 12 | 15 | 51.8483 | 89.5267 | 373.2486
2024 | 12 | 12 | 16 | 53.5895 | 93.1924 | 380.5996
2024 | 12 | 12 | 17 | 56.8394 | 93.3697 | 403.1398
2024 | 12 | 12 | 18 | 59.7317 | 93.665 | 418.0306
2024 | 12 | 12 | 19 | 58.7168 | 89.2203 | 408.0496
2024 | 12 | 12 | 20 | 56.2501 | 86.381 | 399.2146
2024 | 12 | 12 | 21 | 53.3899 | 84.5295 | 386.9798
2024 | 12 | 12 | 22 | 49.7825 | 81.6331 | 366.7173
2024 | 12 | 12 | 23 | 46.092 | 79.7404 | 337.7838
2024 | 12 | 13 | 0 | 42.6826 | 77.5358 | 306.1706
2024 | 12 | 13 | 1 | 41.931 | 72.066 | 296.1041
2024 | 12 | 13 | 2 | 40.6704 | 69.7947 | 287.3236
2024 | 12 | 13 | 3 | 40.2237 | 68.5958 | 284.1124
2024 | 12 | 13 | 4 | 40.3395 | 68.9899 | 284.0444
2024 | 12 | 13 | 5 | 41.8515 | 69.0548 | 288.1391
2024 | 12 | 13 | 6 | 43.7752 | 73.9158 | 303.6758
2024 | 12 | 13 | 7 | 47.0584 | 81.5016 | 334.2687
2024 | 12 | 13 | 8 | 50.1571 | 86.7052 | 372.8923
2024 | 12 | 13 | 9 | 51.3792 | 91.156 | 389.0722
2024 | 12 | 13 | 10 | 51.6674 | 93.2942 | 385.574
2024 | 12 | 13 | 11 | 51.8589 | 96.2903 | 376.5013
2024 | 12 | 13 | 12 | 51.7506 | 95.2616 | 356.3488
2024 | 12 | 13 | 13 | 51.6804 | 94.3589 | 349.9791
2024 | 12 | 13 | 14 | 51.5794 | 90.2833 | 348.9267
2024 | 12 | 13 | 15 | 52.0078 | 87.1877 | 353.0065
2024 | 12 | 13 | 16 | 53.6946 | 89.1707 | 365.7044
2024 | 12 | 13 | 17 | 57.0548 | 89.0812 | 397.9212
2024 | 12 | 13 | 18 | 59.0017 | 89.0075 | 438.5887
2024 | 12 | 13 | 19 | 58.5855 | 84.7499 | 431.9685
2024 | 12 | 13 | 20 | 56.674 | 82.7229 | 423.8846
2024 | 12 | 13 | 21 | 54.3282 | 81.4776 | 413.0266
2024 | 12 | 13 | 22 | 51.2583 | 78.7183 | 395.9519
2024 | 12 | 13 | 23 | 47.863 | 74.8648 | 370.4284
2024 | 12 | 14 | 0 | 44.7707 | 71.1057 | 350.5739
2024 | 12 | 14 | 1 | 41.7011 | 68.9142 | 324.9712
2024 | 12 | 14 | 2 | 40.0461 | 66.9785 | 313.0898
2024 | 12 | 14 | 3 | 39.2464 | 66.1335 | 306.9966
2024 | 12 | 14 | 4 | 39.1965 | 67.6732 | 304.3682
2024 | 12 | 14 | 5 | 40.0242 | 67.4713 | 303.4693
2024 | 12 | 14 | 6 | 41.6027 | 72.0067 | 306.8272
2024 | 12 | 14 | 7 | 43.4719 | 75.0967 | 321.4797
2024 | 12 | 14 | 8 | 46.3744 | 75.6348 | 352.514
2024 | 12 | 14 | 9 | 49.22 | 77.9591 | 375.558
2024 | 12 | 14 | 10 | 51.0791 | 81.4014 | 382.2451
2024 | 12 | 14 | 11 | 52.1673 | 86.5399 | 378.8752
2024 | 12 | 14 | 12 | 52.5037 | 83.0238 | 360.6355
2024 | 12 | 14 | 13 | 52.4119 | 81.2781 | 352.4538
2024 | 12 | 14 | 14 | 51.9662 | 79.1721 | 348.7032
2024 | 12 | 14 | 15 | 52.1164 | 75.1983 | 354.2284
2024 | 12 | 14 | 16 | 53.0637 | 77.9924 | 366.6249
2024 | 12 | 14 | 17 | 55.657 | 80.1537 | 398.3713
2024 | 12 | 14 | 18 | 57.359 | 83.4581 | 437.9113
2024 | 12 | 14 | 19 | 55.3983 | 80.2212 | 422.0262
2024 | 12 | 14 | 20 | 52.2216 | 77.2649 | 403.41
2024 | 12 | 14 | 21 | 49.0502 | 75.6949 | 386.968
2024 | 12 | 14 | 22 | 46.2086 | 73.7287 | 370.7598
2024 | 12 | 14 | 23 | 43.285 | 72.23 | 347.9513
2024 | 12 | 15 | 0 | 40.88 | 73.7286 | 323.0511
2024 | 12 | 15 | 1 | 37.6826 | 69.824 | 309.8004
2024 | 12 | 15 | 2 | 36.0581 | 67.9328 | 299.174
2024 | 12 | 15 | 3 | 35.1419 | 67.1762 | 293.3458
2024 | 12 | 15 | 4 | 34.8277 | 68.2088 | 291.1943
2024 | 12 | 15 | 5 | 35.1972 | 67.6998 | 291.4005
2024 | 12 | 15 | 6 | 36.1401 | 70.539 | 294.0877
2024 | 12 | 15 | 7 | 37.6389 | 73.0149 | 306.8088
2024 | 12 | 15 | 8 | 40.6745 | 72.0035 | 338.9906
2024 | 12 | 15 | 9 | 43.916 | 73.0304 | 371.8143
2024 | 12 | 15 | 10 | 46.2281 | 76.3228 | 384.2276
2024 | 12 | 15 | 11 | 47.5881 | 80.6572 | 386.7961
2024 | 12 | 15 | 12 | 48.1485 | 78.4769 | 371.6436
2024 | 12 | 15 | 13 | 48.4546 | 78.3492 | 366.9599
2024 | 12 | 15 | 14 | 48.2296 | 78.018 | 364.6694
2024 | 12 | 15 | 15 | 48.8636 | 75.2287 | 370.0723
2024 | 12 | 15 | 16 | 50.458 | 77.1545 | 385.7824
2024 | 12 | 15 | 17 | 53.3545 | 80.3066 | 419.7437
2024 | 12 | 15 | 18 | 54.8427 | 84.322 | 441.9725
2024 | 12 | 15 | 19 | 53.0177 | 80.2156 | 432.798
2024 | 12 | 15 | 20 | 50.1031 | 78.3826 | 418.2501
2024 | 12 | 15 | 21 | 46.7104 | 75.8964 | 401.4801
2024 | 12 | 15 | 22 | 43.3887 | 74.9668 | 381.723
2024 | 12 | 15 | 23 | 40.2518 | 72.8705 | 355.9418
2024 | 12 | 16 | 0 | 38.5805 | 74.1982 | 337.195
2024 | 12 | 16 | 1 | 37.8135 | 67.7047 | 324.5579
2024 | 12 | 16 | 2 | 36.7793 | 66.5644 | 316.9931
2024 | 12 | 16 | 3 | 36.5757 | 66.1691 | 314.8034
2024 | 12 | 16 | 4 | 36.9228 | 66.7048 | 315.4787
2024 | 12 | 16 | 5 | 38.7558 | 67.3041 | 320.3507
2024 | 12 | 16 | 6 | 41.4796 | 72.9385 | 329.8303
2024 | 12 | 16 | 7 | 44.9104 | 81.1512 | 360.229
2024 | 12 | 16 | 8 | 48.1384 | 89.412 | 400.7706
2024 | 12 | 16 | 9 | 49.5907 | 93.4645 | 419.723
2024 | 12 | 16 | 10 | 50.0837 | 95.8526 | 418.7378
2024 | 12 | 16 | 11 | 50.5092 | 97.4574 | 412.9905
2024 | 12 | 16 | 12 | 48.3483 | 96.673 | 418.0983
2024 | 12 | 16 | 13 | 48.3554 | 95.5487 | 415.2456
2024 | 12 | 16 | 14 | 48.2207 | 91.9377 | 413.9493
2024 | 12 | 16 | 15 | 48.9772 | 90.375 | 417.574
2024 | 12 | 16 | 16 | 51.2783 | 91.9293 | 426.6285
2024 | 12 | 16 | 17 | 55.179 | 92.6872 | 452.6425
2024 | 12 | 16 | 18 | 57.8076 | 90.663 | 472.7962
2024 | 12 | 16 | 19 | 57.4208 | 87.1129 | 462.554
2024 | 12 | 16 | 20 | 55.3617 | 84.207 | 452.1206
2024 | 12 | 16 | 21 | 52.6673 | 82.4909 | 438.1641
2024 | 12 | 16 | 22 | 49.034 | 79.3666 | 416.7101
2024 | 12 | 16 | 23 | 45.5482 | 77.0179 | 387.2956
2024 | 12 | 17 | 0 | 42.8034 | 73.7047 | 356.5039
2024 | 12 | 17 | 1 | 40.2265 | 69.2496 | 349.3508
2024 | 12 | 17 | 2 | 39.0421 | 67.6975 | 341.3181
2024 | 12 | 17 | 3 | 38.6311 | 66.7388 | 338.8651
2024 | 12 | 17 | 4 | 38.8109 | 66.5321 | 338.8604
2024 | 12 | 17 | 5 | 40.3845 | 66.9099 | 343.0067
2024 | 12 | 17 | 6 | 42.9438 | 71.2346 | 357.3691
2024 | 12 | 17 | 7 | 46.0721 | 79.2509 | 386.9046
2024 | 12 | 17 | 8 | 48.7583 | 86.186 | 422.6034
2024 | 12 | 17 | 9 | 49.6327 | 90.094 | 432.2848
2024 | 12 | 17 | 10 | 49.3005 | 93.3924 | 423.2604
2024 | 12 | 17 | 11 | 49.2422 | 96.0989 | 411.4318
2024 | 12 | 17 | 12 | 49.2893 | 95.223 | 372.6933
2024 | 12 | 17 | 13 | 49.406 | 94.2282 | 363.6402
2024 | 12 | 17 | 14 | 49.1726 | 91.1151 | 359.7462
2024 | 12 | 17 | 15 | 49.911 | 90.2708 | 362.2759
2024 | 12 | 17 | 16 | 51.903 | 92.3534 | 378.6645
2024 | 12 | 17 | 17 | 55.3361 | 92.9776 | 419.3079
2024 | 12 | 17 | 18 | 57.9415 | 91.9732 | 482.6483
2024 | 12 | 17 | 19 | 56.9475 | 87.8035 | 476.395
2024 | 12 | 17 | 20 | 54.4767 | 85.1275 | 468.1361
2024 | 12 | 17 | 21 | 51.5734 | 83.5578 | 455.2973
2024 | 12 | 17 | 22 | 47.9503 | 80.6873 | 434.0343
2024 | 12 | 17 | 23 | 44.4837 | 78.1067 | 404.6584
2024 | 12 | 18 | 0 | 41.9499 | 74.9334 | 382.8203
2024 | 12 | 18 | 1 | 39.8931 | 72.0741 | 360.0521
2024 | 12 | 18 | 2 | 38.6846 | 70.2924 | 350.4405
2024 | 12 | 18 | 3 | 38.1943 | 69.1514 | 345.8196
2024 | 12 | 18 | 4 | 38.3994 | 68.7414 | 344.0705
2024 | 12 | 18 | 5 | 40.0104 | 69.3869 | 346.2944
2024 | 12 | 18 | 6 | 42.4319 | 73.8253 | 356.7787
2024 | 12 | 18 | 7 | 45.6815 | 82.0519 | 383.3457
2024 | 12 | 18 | 8 | 48.5065 | 88.4017 | 419.0592
2024 | 12 | 18 | 9 | 49.7165 | 92.631 | 433.531
2024 | 12 | 18 | 10 | 50.2508 | 95.1248 | 431.1097
2024 | 12 | 18 | 11 | 50.7283 | 97.2889 | 424.1825
2024 | 12 | 18 | 12 | 50.748 | 94.2015 | 414.9832
2024 | 12 | 18 | 13 | 50.9244 | 92.8473 | 412.1795
2024 | 12 | 18 | 14 | 50.9425 | 89.629 | 410.0115
2024 | 12 | 18 | 15 | 51.6148 | 88.3618 | 411.2471
2024 | 12 | 18 | 16 | 53.5412 | 90.5949 | 418.4743
2024 | 12 | 18 | 17 | 56.9655 | 90.8946 | 445.0994
2024 | 12 | 18 | 18 | 58.1664 | 90.2716 | 478.5623
2024 | 12 | 18 | 19 | 57.7202 | 86.6071 | 468.7531
2024 | 12 | 18 | 20 | 55.8772 | 84.1843 | 458.8896
2024 | 12 | 18 | 21 | 53.2043 | 83.8822 | 446.402
2024 | 12 | 18 | 22 | 49.5862 | 80.8979 | 425.2558
2024 | 12 | 18 | 23 | 45.9487 | 77.8365 | 395.194
2024 | 12 | 19 | 0 | 42.6224 | 75.8141 | 359.285
2024 | 12 | 19 | 1 | 40.5438 | 72.4473 | 347.3399
2024 | 12 | 19 | 2 | 39.2866 | 71.2569 | 338.0225
2024 | 12 | 19 | 3 | 38.83 | 70.6759 | 334.6099
2024 | 12 | 19 | 4 | 38.9418 | 69.8672 | 333.6625
2024 | 12 | 19 | 5 | 40.4476 | 70.9818 | 337.2218
2024 | 12 | 19 | 6 | 43.0924 | 75.9355 | 345.6351
2024 | 12 | 19 | 7 | 46.1571 | 82.8544 | 374.2515
2024 | 12 | 19 | 8 | 48.7837 | 89.5557 | 409.1559
2024 | 12 | 19 | 9 | 49.7076 | 92.5813 | 419.7525
2024 | 12 | 19 | 10 | 49.5903 | 96.5358 | 414.3225
2024 | 12 | 19 | 11 | 49.6152 | 97.4635 | 406.9027
2024 | 12 | 19 | 12 | 49.3591 | 95.0656 | 382.1693
2024 | 12 | 19 | 13 | 49.4187 | 93.9886 | 377.1234
2024 | 12 | 19 | 14 | 49.272 | 87.9845 | 375.1567
2024 | 12 | 19 | 15 | 50.0105 | 87.6653 | 377.7047
2024 | 12 | 19 | 16 | 51.7911 | 90.904 | 389.5104
2024 | 12 | 19 | 17 | 55.0984 | 91.4823 | 424.5079
2024 | 12 | 19 | 18 | 58.6251 | 92.9101 | 476.5712
2024 | 12 | 19 | 19 | 57.6441 | 90.2365 | 469.6517
2024 | 12 | 19 | 20 | 55.1866 | 87.7591 | 462.3195
2024 | 12 | 19 | 21 | 52.4155 | 86.8799 | 450.2032
2024 | 12 | 19 | 22 | 48.8946 | 84.3125 | 428.7058
2024 | 12 | 19 | 23 | 45.3826 | 80.8321 | 398.6802
2024 | 12 | 20 | 0 | 42.2693 | 77.8244 | 377.2086
2024 | 12 | 20 | 1 | 39.2408 | 73.6889 | 353.916
2024 | 12 | 20 | 2 | 37.7438 | 71.9518 | 343.5986
2024 | 12 | 20 | 3 | 37.0465 | 71.0673 | 339.2073
2024 | 12 | 20 | 4 | 36.9913 | 70.2219 | 337.4861
2024 | 12 | 20 | 5 | 38.307 | 70.9041 | 339.3378
2024 | 12 | 20 | 6 | 40.4618 | 75.9333 | 349.9385
2024 | 12 | 20 | 7 | 43.4947 | 83.0798 | 377.4327
2024 | 12 | 20 | 8 | 46.264 | 88.8324 | 415.4764
2024 | 12 | 20 | 9 | 47.4725 | 92.5513 | 431.8819
2024 | 12 | 20 | 10 | 47.9376 | 94.6846 | 429.8473
2024 | 12 | 20 | 11 | 48.3228 | 96.9549 | 422.5016
2024 | 12 | 20 | 12 | 48.7322 | 94.9358 | 421.8644
2024 | 12 | 20 | 13 | 48.832 | 93.4365 | 418.1558
2024 | 12 | 20 | 14 | 48.4741 | 89.0352 | 414.739
2024 | 12 | 20 | 15 | 48.8138 | 85.6305 | 415.4062
2024 | 12 | 20 | 16 | 50.0302 | 87.8979 | 419.09
2024 | 12 | 20 | 17 | 52.6237 | 88.5664 | 440.956
2024 | 12 | 20 | 18 | 54.6828 | 87.537 | 463.5726
2024 | 12 | 20 | 19 | 53.3759 | 84.6447 | 454.0821
2024 | 12 | 20 | 20 | 50.9988 | 82.6412 | 444.582
2024 | 12 | 20 | 21 | 48.5192 | 81.161 | 433.5217
2024 | 12 | 20 | 22 | 45.5537 | 77.8676 | 416.3552
2024 | 12 | 20 | 23 | 42.3533 | 74.4115 | 389.8823
2024 | 12 | 21 | 0 | 39.0567 | 70.9397 | 364.6189
2024 | 12 | 21 | 1 | 35.987 | 67.5167 | 318.8219
2024 | 12 | 21 | 2 | 34.244 | 65.6801 | 305.4746
2024 | 12 | 21 | 3 | 33.2729 | 64.838 | 297.9472
2024 | 12 | 21 | 4 | 32.9082 | 64.6347 | 293.815
2024 | 12 | 21 | 5 | 33.3298 | 64.1728 | 292.4169
2024 | 12 | 21 | 6 | 33.9574 | 66.8624 | 294.0866
2024 | 12 | 21 | 7 | 36.168 | 69.7072 | 305.1548
2024 | 12 | 21 | 8 | 39.6333 | 72.8863 | 331.9224
2024 | 12 | 21 | 9 | 43.1287 | 75.3338 | 360.2289
2024 | 12 | 21 | 10 | 45.6991 | 79.4187 | 374.572
2024 | 12 | 21 | 11 | 47.337 | 82.3372 | 378.1496
2024 | 12 | 21 | 12 | 48.3974 | 78.501 | 379.291
2024 | 12 | 21 | 13 | 48.4314 | 76.6496 | 376.3626
2024 | 12 | 21 | 14 | 48.0473 | 73.9949 | 372.4916
2024 | 12 | 21 | 15 | 48.137 | 70.9839 | 373.6562
2024 | 12 | 21 | 16 | 49.0741 | 72.8845 | 377.1415
2024 | 12 | 21 | 17 | 51.5477 | 75.642 | 399.3617
2024 | 12 | 21 | 18 | 53.3625 | 78.6196 | 427.2279
2024 | 12 | 21 | 19 | 51.2958 | 76.1253 | 410.0142
2024 | 12 | 21 | 20 | 48.2311 | 72.8558 | 390.1971
2024 | 12 | 21 | 21 | 45.5575 | 72.4674 | 374.0772
2024 | 12 | 21 | 22 | 43.1151 | 69.9231 | 358.8799
2024 | 12 | 21 | 23 | 40.5577 | 68.3072 | 336.9759
2024 | 12 | 22 | 0 | 37.3818 | 69.2455 | 304.8825
2024 | 12 | 22 | 1 | 36.1367 | 64.5262 | 292.8977
2024 | 12 | 22 | 2 | 34.8329 | 62.9051 | 281.8738
2024 | 12 | 22 | 3 | 34.1991 | 62.1616 | 275.3964
2024 | 12 | 22 | 4 | 34.1233 | 61.5949 | 272.7528
2024 | 12 | 22 | 5 | 34.7526 | 61.1744 | 273.4918
2024 | 12 | 22 | 6 | 36.3838 | 60.0944 | 276.5352
2024 | 12 | 22 | 7 | 38.5298 | 62.2271 | 288.413
2024 | 12 | 22 | 8 | 41.8459 | 63.1275 | 318.1792
2024 | 12 | 22 | 9 | 45.249 | 65.5727 | 351.2014
2024 | 12 | 22 | 10 | 47.7578 | 69.7637 | 368.4452
2024 | 12 | 22 | 11 | 49.3634 | 71.1753 | 373.9749
2024 | 12 | 22 | 12 | 48.994 | 71.704 | 342.2882
2024 | 12 | 22 | 13 | 49.0454 | 71.678 | 343.5761
2024 | 12 | 22 | 14 | 48.9245 | 70.2371 | 341.8336
2024 | 12 | 22 | 15 | 49.5188 | 68.8471 | 341.7944
2024 | 12 | 22 | 16 | 51.2602 | 70.1428 | 353.143
2024 | 12 | 22 | 17 | 54.722 | 73.5971 | 390.9029
2024 | 12 | 22 | 18 | 58.132 | 79.0796 | 443.1229
2024 | 12 | 22 | 19 | 56.2419 | 76.5834 | 430.4762
2024 | 12 | 22 | 20 | 53.2765 | 73.9153 | 414.0404
2024 | 12 | 22 | 21 | 49.9702 | 73.7416 | 397.3978
2024 | 12 | 22 | 22 | 46.6655 | 71.5215 | 378.3535
2024 | 12 | 22 | 23 | 43.6313 | 69.1581 | 353.0568
2024 | 12 | 23 | 0 | 41.8166 | 68.6814 | 334.5251
2024 | 12 | 23 | 1 | 37.4949 | 62.4592 | 303.5429
2024 | 12 | 23 | 2 | 36.4121 | 61.3218 | 293.4655
2024 | 12 | 23 | 3 | 36.0944 | 61.4076 | 288.5777
2024 | 12 | 23 | 4 | 36.2956 | 61.9033 | 287.7045
2024 | 12 | 23 | 5 | 37.556 | 62.5339 | 291.7093
2024 | 12 | 23 | 6 | 39.8743 | 67.3611 | 299.984
2024 | 12 | 23 | 7 | 42.5177 | 74.2563 | 322.1418
2024 | 12 | 23 | 8 | 45.0468 | 81.9193 | 353.5414
2024 | 12 | 23 | 9 | 46.4415 | 83.5325 | 374.2972
2024 | 12 | 23 | 10 | 47.1638 | 88.6227 | 379.0973
2024 | 12 | 23 | 11 | 47.6834 | 89.9425 | 377.3639
2024 | 12 | 23 | 12 | 46.6896 | 86.7468 | 377.8161
2024 | 12 | 23 | 13 | 46.5145 | 85.3567 | 371.5535
2024 | 12 | 23 | 14 | 46.0897 | 85.9964 | 367.5011
2024 | 12 | 23 | 15 | 46.7842 | 84.4666 | 371.4289
2024 | 12 | 23 | 16 | 48.7323 | 83.3889 | 381.3868
2024 | 12 | 23 | 17 | 51.9462 | 83.7536 | 408.417
2024 | 12 | 23 | 18 | 56.1766 | 83.6934 | 430.0797
2024 | 12 | 23 | 19 | 54.8828 | 81.1332 | 419.5565
2024 | 12 | 23 | 20 | 52.303 | 77.1709 | 407.0893
2024 | 12 | 23 | 21 | 49.5029 | 76.8939 | 392.0841
2024 | 12 | 23 | 22 | 46.2886 | 74.7192 | 371.0897
2024 | 12 | 23 | 23 | 42.9971 | 70.9881 | 344.5118
2024 | 12 | 24 | 0 | 39.5483 | 70.3024 | 322.4329
2024 | 12 | 24 | 1 | 37.8374 | 64.5584 | 280.5003
2024 | 12 | 24 | 2 | 36.1791 | 62.4914 | 266.916
2024 | 12 | 24 | 3 | 35.4811 | 61.9581 | 258.8433
2024 | 12 | 24 | 4 | 35.6604 | 61.5511 | 254.8654
2024 | 12 | 24 | 5 | 36.8576 | 62.2616 | 255.0124
2024 | 12 | 24 | 6 | 38.8715 | 65.2777 | 263.8246
2024 | 12 | 24 | 7 | 41.3545 | 70.7117 | 284.2341
2024 | 12 | 24 | 8 | 44.2973 | 82.5787 | 311.3863
2024 | 12 | 24 | 9 | 46.7727 | 86.6748 | 331.2461
2024 | 12 | 24 | 10 | 48.4609 | 89.1854 | 337.798
2024 | 12 | 24 | 11 | 49.6226 | 82.9768 | 338.0631
2024 | 12 | 24 | 12 | 48.5732 | 82.1996 | 333.2354
2024 | 12 | 24 | 13 | 48.652 | 79.5514 | 332.0515
2024 | 12 | 24 | 14 | 48.2276 | 80.0901 | 329.4072
2024 | 12 | 24 | 15 | 48.8051 | 78.5178 | 332.2748
2024 | 12 | 24 | 16 | 50.239 | 75.6567 | 335.562
2024 | 12 | 24 | 17 | 53.0368 | 76.0336 | 353.5014
2024 | 12 | 24 | 18 | 53.7593 | 77.4241 | 358.6571
2024 | 12 | 24 | 19 | 51.8969 | 75.5892 | 339.8947
2024 | 12 | 24 | 20 | 49.2316 | 71.0615 | 325.1034
2024 | 12 | 24 | 21 | 46.9314 | 71.641 | 310.9647
2024 | 12 | 24 | 22 | 44.7514 | 70.391 | 299.1997
2024 | 12 | 24 | 23 | 42.8567 | 67.8399 | 283.8527
2024 | 12 | 25 | 0 | 41.4421 | 66.5205 | 268.7125
2024 | 12 | 25 | 1 | 38.6631 | 64.0277 | 252.7927
2024 | 12 | 25 | 2 | 37.2512 | 61.3831 | 240.1678
2024 | 12 | 25 | 3 | 36.5506 | 60.0941 | 233.1295
2024 | 12 | 25 | 4 | 36.6507 | 60.2366 | 231.0197
2024 | 12 | 25 | 5 | 37.5027 | 60.2636 | 231.9708
2024 | 12 | 25 | 6 | 38.6267 | 63.2024 | 234.2616
2024 | 12 | 25 | 7 | 39.9375 | 65.346 | 247.77
2024 | 12 | 25 | 8 | 42.6921 | 70.515 | 272.9132
2024 | 12 | 25 | 9 | 45.8418 | 70.4974 | 300.0414
2024 | 12 | 25 | 10 | 47.5037 | 70.8923 | 313.3224
2024 | 12 | 25 | 11 | 48.3244 | 71.7431 | 313.253
2024 | 12 | 25 | 12 | 49.4213 | 71.3517 | 336.1993
2024 | 12 | 25 | 13 | 49.9876 | 72.0445 | 342.143
2024 | 12 | 25 | 14 | 50.2684 | 69.6772 | 349.9046
2024 | 12 | 25 | 15 | 50.8641 | 67.2053 | 354.9922
2024 | 12 | 25 | 16 | 52.1042 | 71.2319 | 362.42
2024 | 12 | 25 | 17 | 53.34 | 73.1217 | 381.5418
2024 | 12 | 25 | 18 | 52.8698 | 74.9192 | 377.4814
2024 | 12 | 25 | 19 | 50.673 | 73.1541 | 354.861
2024 | 12 | 25 | 20 | 48.0282 | 68.7927 | 340.7109
2024 | 12 | 25 | 21 | 46.1337 | 70.8452 | 331.4111
2024 | 12 | 25 | 22 | 44.4225 | 64.4386 | 321.9776
2024 | 12 | 25 | 23 | 42.7606 | 62.3835 | 306.3758
2024 | 12 | 26 | 0 | 40.4763 | 61.9582 | 286.9381
2024 | 12 | 26 | 1 | 38.9204 | 58.784 | 261.8758
2024 | 12 | 26 | 2 | 37.9013 | 57.8373 | 250.0174
2024 | 12 | 26 | 3 | 37.3442 | 61.0835 | 244.3005
2024 | 12 | 26 | 4 | 37.5945 | 57.555 | 242.6145
2024 | 12 | 26 | 5 | 38.688 | 58.0361 | 243.8765
2024 | 12 | 26 | 6 | 40.259 | 61.6656 | 252.5921
2024 | 12 | 26 | 7 | 41.0245 | 59.8409 | 264.1207
2024 | 12 | 26 | 8 | 42.4893 | 68.2056 | 278.8487
2024 | 12 | 26 | 9 | 44.7728 | 67.987 | 293.9069
2024 | 12 | 26 | 10 | 46.2003 | 71.3008 | 303.2592
2024 | 12 | 26 | 11 | 47.5804 | 71.805 | 310.3343
2024 | 12 | 26 | 12 | 46.165 | 70.1011 | 301.3216
2024 | 12 | 26 | 13 | 46.0271 | 71.566 | 301.7737
2024 | 12 | 26 | 14 | 45.8614 | 75.385 | 300.8349
2024 | 12 | 26 | 15 | 46.2501 | 73.4702 | 299.6774
2024 | 12 | 26 | 16 | 47.6204 | 70.3176 | 305.7019
2024 | 12 | 26 | 17 | 49.6671 | 71.366 | 337.4806
2024 | 12 | 26 | 18 | 54.646 | 74.6042 | 404.9526
2024 | 12 | 26 | 19 | 54.0224 | 75.2724 | 392.5106
2024 | 12 | 26 | 20 | 51.5284 | 74.3174 | 380.9615
2024 | 12 | 26 | 21 | 49.1139 | 73.1146 | 368.7739
2024 | 12 | 26 | 22 | 46.6533 | 70.8706 | 353.8311
2024 | 12 | 26 | 23 | 44.3733 | 62.3648 | 333.6143
2024 | 12 | 27 | 0 | 42.4956 | 66.6511 | 305.9462
2024 | 12 | 27 | 1 | 41.9929 | 69.0913 | 296.7796
2024 | 12 | 27 | 2 | 40.6623 | 67.4636 | 286.1739
2024 | 12 | 27 | 3 | 40.1453 | 67.1049 | 280.9523
2024 | 12 | 27 | 4 | 40.1627 | 66.1889 | 279.4846
2024 | 12 | 27 | 5 | 41.2406 | 67.015 | 283.737
2024 | 12 | 27 | 6 | 42.9868 | 70.3862 | 289.4461
2024 | 12 | 27 | 7 | 45.3248 | 75.5628 | 311.8521
2024 | 12 | 27 | 8 | 47.9624 | 80.7573 | 340.315
2024 | 12 | 27 | 9 | 49.5365 | 82.6896 | 357.9744
2024 | 12 | 27 | 10 | 50.2084 | 86.9602 | 359.9939
2024 | 12 | 27 | 11 | 50.5142 | 88.0994 | 353.9461
2024 | 12 | 27 | 12 | 50.0412 | 86.7739 | 364.5447
2024 | 12 | 27 | 13 | 49.6698 | 85.3068 | 360.0895
2024 | 12 | 27 | 14 | 49.1473 | 82.8268 | 357.0919
2024 | 12 | 27 | 15 | 49.4453 | 80.3704 | 362.5429
2024 | 12 | 27 | 16 | 50.6987 | 80.0053 | 373.8796
2024 | 12 | 27 | 17 | 53.222 | 80.1901 | 400.5965
2024 | 12 | 27 | 18 | 56.9186 | 81.2524 | 423.6029
2024 | 12 | 27 | 19 | 56.0235 | 79.5553 | 418.0492
2024 | 12 | 27 | 20 | 53.5937 | 76.9481 | 407.1844
2024 | 12 | 27 | 21 | 51.4946 | 76.2333 | 394.9012
2024 | 12 | 27 | 22 | 48.9924 | 73.5855 | 378.2083
2024 | 12 | 27 | 23 | 46.0897 | 69.8801 | 355.619
2024 | 12 | 28 | 0 | 41.5175 | 67.5291 | 338.8049
2024 | 12 | 28 | 1 | 40.941 | 66.7583 | 333.2539
2024 | 12 | 28 | 2 | 39.3454 | 65.3392 | 322.6091
2024 | 12 | 28 | 3 | 38.4982 | 65.0587 | 317.6858
2024 | 12 | 28 | 4 | 38.5859 | 63.9588 | 316.4056
2024 | 12 | 28 | 5 | 39.418 | 63.8865 | 317.7557
2024 | 12 | 28 | 6 | 40.405 | 66.2823 | 319.3834
2024 | 12 | 28 | 7 | 41.6797 | 68.3856 | 335.9401
2024 | 12 | 28 | 8 | 43.6603 | 74.1924 | 371.6013
2024 | 12 | 28 | 9 | 46.3282 | 76.8639 | 405.1406
2024 | 12 | 28 | 10 | 48.5398 | 81.4062 | 418.7559
2024 | 12 | 28 | 11 | 49.8907 | 81.8657 | 420.5732
2024 | 12 | 28 | 12 | 49.672 | 79.498 | 381.9026
2024 | 12 | 28 | 13 | 49.3189 | 77.7387 | 375.8184
2024 | 12 | 28 | 14 | 48.7357 | 76.829 | 368.8441
2024 | 12 | 28 | 15 | 48.9262 | 73.9436 | 372.4836
2024 | 12 | 28 | 16 | 50.0166 | 73.5462 | 386.7358
2024 | 12 | 28 | 17 | 52.6125 | 75.9661 | 423.9279
2024 | 12 | 28 | 18 | 56.4958 | 78.2952 | 471.5089
2024 | 12 | 28 | 19 | 54.4949 | 76.9201 | 463.5022
2024 | 12 | 28 | 20 | 51.0817 | 73.5021 | 447.7501
2024 | 12 | 28 | 21 | 47.8646 | 72.4822 | 433.5587
2024 | 12 | 28 | 22 | 45.3485 | 69.6401 | 419.3259
2024 | 12 | 28 | 23 | 42.812 | 68.0279 | 398.5494
2024 | 12 | 29 | 0 | 41.972 | 67.6583 | 374.4677
2024 | 12 | 29 | 1 | 39.8123 | 64.5153 | 354.2972
2024 | 12 | 29 | 2 | 38.4212 | 63.1143 | 343.2385
2024 | 12 | 29 | 3 | 37.651 | 62.9414 | 338.2602
2024 | 12 | 29 | 4 | 37.6402 | 62.3448 | 336.6135
2024 | 12 | 29 | 5 | 38.25 | 62.221 | 336.7641
2024 | 12 | 29 | 6 | 39.3187 | 64.7972 | 340.8539
2024 | 12 | 29 | 7 | 40.3731 | 66.0066 | 349.9362
2024 | 12 | 29 | 8 | 42.5689 | 69.0113 | 372.2401
2024 | 12 | 29 | 9 | 45.4574 | 69.9231 | 393.7495
2024 | 12 | 29 | 10 | 48.1236 | 74.3624 | 399.4981
2024 | 12 | 29 | 11 | 49.7685 | 76.0388 | 395.5693
2024 | 12 | 29 | 12 | 50.934 | 74.4174 | 395.3081
2024 | 12 | 29 | 13 | 51.0097 | 74.0086 | 390.0995
2024 | 12 | 29 | 14 | 50.8574 | 74.9525 | 383.7501
2024 | 12 | 29 | 15 | 51.4798 | 72.7594 | 387.6052
2024 | 12 | 29 | 16 | 52.8035 | 72.3173 | 400.6975
2024 | 12 | 29 | 17 | 55.5004 | 75.3734 | 435.6302
2024 | 12 | 29 | 18 | 57.4035 | 79.4155 | 482.6439
2024 | 12 | 29 | 19 | 55.486 | 78.0925 | 468.9616
2024 | 12 | 29 | 20 | 52.2882 | 75.5984 | 450.5022
2024 | 12 | 29 | 21 | 48.7927 | 73.5952 | 431.2235
2024 | 12 | 29 | 22 | 45.6168 | 70.5031 | 409.4879
2024 | 12 | 29 | 23 | 42.6775 | 69.4078 | 382.1488
2024 | 12 | 30 | 0 | 40.9305 | 70.0185 | 359.5526
2024 | 12 | 30 | 1 | 37.9973 | 67.1686 | 332.0696
2024 | 12 | 30 | 2 | 36.8404 | 66.9077 | 321.8738
2024 | 12 | 30 | 3 | 36.413 | 67.8243 | 317.4219
2024 | 12 | 30 | 4 | 36.5764 | 67.0558 | 315.7314
2024 | 12 | 30 | 5 | 38.0809 | 68.5141 | 318.3863
2024 | 12 | 30 | 6 | 40.3924 | 73.561 | 325.6909
2024 | 12 | 30 | 7 | 43.2423 | 80.5025 | 351.6866
2024 | 12 | 30 | 8 | 45.6593 | 92.0897 | 387.0212
2024 | 12 | 30 | 9 | 46.573 | 95.132 | 405.4635
2024 | 12 | 30 | 10 | 47.0235 | 100.0713 | 408.0898
2024 | 12 | 30 | 11 | 47.4463 | 96.6973 | 406.1154
2024 | 12 | 30 | 12 | 47.6487 | 95.5317 | 394.4244
2024 | 12 | 30 | 13 | 47.7121 | 93.5811 | 393.4669
2024 | 12 | 30 | 14 | 47.3291 | 89.1608 | 388.4021
2024 | 12 | 30 | 15 | 47.8678 | 90.3388 | 388.9979
2024 | 12 | 30 | 16 | 49.4729 | 90.5605 | 393.6634
2024 | 12 | 30 | 17 | 52.2174 | 92.3546 | 419.5108
2024 | 12 | 30 | 18 | 56.2004 | 92.9982 | 450.9178
2024 | 12 | 30 | 19 | 54.8456 | 92.4955 | 440.2363
2024 | 12 | 30 | 20 | 51.9615 | 90.1678 | 428.4828
2024 | 12 | 30 | 21 | 49.1328 | 88.0456 | 413.8176
2024 | 12 | 30 | 22 | 45.7398 | 84.6518 | 392.4678
2024 | 12 | 30 | 23 | 42.5155 | 82.4585 | 363.6271
2024 | 12 | 31 | 0 | 38.4447 | 79.1486 | 332.1948
2024 | 12 | 31 | 1 | 36.9954 | 66.23 | 326.3984
2024 | 12 | 31 | 2 | 35.757 | 64.094 | 317.1381
2024 | 12 | 31 | 3 | 35.1387 | 64.1041 | 312.4829
2024 | 12 | 31 | 4 | 35.2904 | 62.9876 | 311.1625
2024 | 12 | 31 | 5 | 36.6756 | 63.6539 | 313.9078
2024 | 12 | 31 | 6 | 38.5463 | 64.2671 | 322.9901
2024 | 12 | 31 | 7 | 40.9056 | 68.399 | 349.6849
2024 | 12 | 31 | 8 | 43.1519 | 76.7107 | 380.0305
2024 | 12 | 31 | 9 | 44.213 | 85.4361 | 386.8305
2024 | 12 | 31 | 10 | 45.241 | 79.9656 | 383.6265
2024 | 12 | 31 | 11 | 46.6078 | 79.3206 | 381.8778
2024 | 12 | 31 | 12 | 44.7639 | 81.0573 | 358.7918
2024 | 12 | 31 | 13 | 44.957 | 79.1551 | 350.636
2024 | 12 | 31 | 14 | 44.8208 | 75.416 | 342.9088
2024 | 12 | 31 | 15 | 45.5166 | 74.0246 | 343.2677
2024 | 12 | 31 | 16 | 47.7695 | 72.6896 | 355.4142
2024 | 12 | 31 | 17 | 50.7583 | 72.0386 | 392.61
2024 | 12 | 31 | 18 | 54.7179 | 70.4934 | 440.7712
2024 | 12 | 31 | 19 | 53.1991 | 69.0232 | 435.4571
2024 | 12 | 31 | 20 | 49.7808 | 65.4152 | 423.3592
2024 | 12 | 31 | 21 | 46.4428 | 70.3082 | 408.2134
2024 | 12 | 31 | 22 | 43.4917 | 63.1045 | 390.746
2024 | 12 | 31 | 23 | 41.4239 | 62.7655 | 374.0377
2025 | 1 | 1 | 0 | 41.7814 | 63.0168 | 361.3728
2025 | 1 | 1 | 1 | 38.5801 | 69.442 | 331.711
2025 | 1 | 1 | 2 | 35.7466 | 67.2617 | 319.5078
2025 | 1 | 1 | 3 | 33.362 | 59.8863 | 308.7081
2025 | 1 | 1 | 4 | 32.7855 | 64.3499 | 301.7834
2025 | 1 | 1 | 5 | 34.5458 | 63.3679 | 299.5572
2025 | 1 | 1 | 6 | 35.4507 | 66.9083 | 301.9742
2025 | 1 | 1 | 7 | 35.3287 | 68.2372 | 308.402
2025 | 1 | 1 | 8 | 35.8948 | 66.8559 | 322.1792
2025 | 1 | 1 | 9 | 36.9305 | 65.4321 | 339.3842
2025 | 1 | 1 | 10 | 38.6924 | 62.9564 | 355.8655
2025 | 1 | 1 | 11 | 40.4926 | 67.7509 | 360.9372
2025 | 1 | 1 | 12 | 43.4182 | 74.98 | 373.8383
2025 | 1 | 1 | 13 | 44.323 | 76.0375 | 371.5978
2025 | 1 | 1 | 14 | 44.2111 | 67.4681 | 374.7591
2025 | 1 | 1 | 15 | 44.4969 | 70.5852 | 380.9502
2025 | 1 | 1 | 16 | 45.1245 | 78.0659 | 394.7222
2025 | 1 | 1 | 17 | 47.6417 | 78.3335 | 420.6751
2025 | 1 | 1 | 18 | 51.5398 | 89.3741 | 451.8386
2025 | 1 | 1 | 19 | 50.2051 | 88.3374 | 437.8267
2025 | 1 | 1 | 20 | 47.4839 | 77.8437 | 421.5813
2025 | 1 | 1 | 21 | 44.9364 | 84.0736 | 405.2167
2025 | 1 | 1 | 22 | 42.411 | 77.5427 | 386.1755
2025 | 1 | 1 | 23 | 40.3413 | 74.7367 | 363.0484
2025 | 1 | 2 | 0 | 38.374 | 73.2089 | 341.9476
2025 | 1 | 2 | 1 | 38.4823 | 76.9845 | 319.8139
2025 | 1 | 2 | 2 | 37.1272 | 75.1527 | 309.931
2025 | 1 | 2 | 3 | 36.603 | 74.0281 | 304.4377
2025 | 1 | 2 | 4 | 36.488 | 73.8199 | 302.7766
2025 | 1 | 2 | 5 | 37.7632 | 74.6294 | 305.218
2025 | 1 | 2 | 6 | 40.0759 | 78.3191 | 315.5887
2025 | 1 | 2 | 7 | 43.2473 | 85.6017 | 343.8279
2025 | 1 | 2 | 8 | 46.2588 | 97.3678 | 379.2831
2025 | 1 | 2 | 9 | 47.2077 | 102.8888 | 392.5511
2025 | 1 | 2 | 10 | 47.1413 | 103.9051 | 391.1244
2025 | 1 | 2 | 11 | 47.6267 | 103.4516 | 387.4486
2025 | 1 | 2 | 12 | 45.1129 | 101.7705 | 377.5947
2025 | 1 | 2 | 13 | 45.2896 | 100.9976 | 375.8358
2025 | 1 | 2 | 14 | 44.9441 | 97.2411 | 377.1652
2025 | 1 | 2 | 15 | 45.41 | 97.3505 | 381.9445
2025 | 1 | 2 | 16 | 47.0167 | 97.9103 | 391.8053
2025 | 1 | 2 | 17 | 50.2651 | 94.9527 | 417.6973
2025 | 1 | 2 | 18 | 54.1495 | 93.9176 | 447.1686
2025 | 1 | 2 | 19 | 54.062 | 90.4772 | 435.1761
2025 | 1 | 2 | 20 | 52.0732 | 84.5125 | 423.9213
2025 | 1 | 2 | 21 | 49.821 | 85.958 | 409.5953
2025 | 1 | 2 | 22 | 46.528 | 82.6467 | 387.6271
2025 | 1 | 2 | 23 | 43.594 | 79.0643 | 358.8682
2025 | 1 | 3 | 0 | 40.8361 | 77.0387 | 332.8079
2025 | 1 | 3 | 1 | 38.4063 | 73.0273 | 309.3872
2025 | 1 | 3 | 2 | 37.0883 | 70.1486 | 299.0551
2025 | 1 | 3 | 3 | 36.5901 | 69.1294 | 293.4401
2025 | 1 | 3 | 4 | 36.4436 | 69.2223 | 291.7776
2025 | 1 | 3 | 5 | 37.6897 | 69.2631 | 294.2611
2025 | 1 | 3 | 6 | 39.6988 | 75.4576 | 307.5455
2025 | 1 | 3 | 7 | 42.9387 | 82.6739 | 336.2241
2025 | 1 | 3 | 8 | 46.199 | 94.185 | 372.2648
2025 | 1 | 3 | 9 | 47.3707 | 98.6011 | 386.3707
2025 | 1 | 3 | 10 | 47.265 | 98.4126 | 383.9747
2025 | 1 | 3 | 11 | 47.6352 | 99.9224 | 376.962
2025 | 1 | 3 | 12 | 46.9893 | 97.8252 | 373.3768
2025 | 1 | 3 | 13 | 47.2119 | 97.3133 | 371.1086
2025 | 1 | 3 | 14 | 46.7769 | 96.2922 | 371.6991
2025 | 1 | 3 | 15 | 47.0464 | 93.4709 | 375.7781
2025 | 1 | 3 | 16 | 48.285 | 91.2306 | 385.2323
2025 | 1 | 3 | 17 | 50.8049 | 87.484 | 409.1135
2025 | 1 | 3 | 18 | 54.1106 | 85.5601 | 434.4702
2025 | 1 | 3 | 19 | 53.07 | 82.3776 | 423.6152
2025 | 1 | 3 | 20 | 50.4498 | 76.8073 | 411.6922
2025 | 1 | 3 | 21 | 48.1228 | 79.4926 | 398.1845
2025 | 1 | 3 | 22 | 45.2779 | 76.4173 | 379.7998
2025 | 1 | 3 | 23 | 42.5267 | 69.1207 | 355.0869
2025 | 1 | 4 | 0 | 39.9465 | 65.7939 | 333.4393
2025 | 1 | 4 | 1 | 36.6136 | 61.6335 | 325.2248
2025 | 1 | 4 | 2 | 34.9335 | 59.7732 | 315.2776
2025 | 1 | 4 | 3 | 34.0495 | 59.6894 | 309.4419
2025 | 1 | 4 | 4 | 33.5421 | 60.3517 | 308.1202
2025 | 1 | 4 | 5 | 33.8184 | 60.1394 | 309.7913
2025 | 1 | 4 | 6 | 34.7009 | 61.9261 | 314.3128
2025 | 1 | 4 | 7 | 36.9985 | 63.3411 | 331.6548
2025 | 1 | 4 | 8 | 40.8001 | 71.904 | 362.9098
2025 | 1 | 4 | 9 | 43.9256 | 77.4834 | 385.3921
2025 | 1 | 4 | 10 | 45.6674 | 80.1506 | 391.919
2025 | 1 | 4 | 11 | 47.1035 | 79.3818 | 390.6148
2025 | 1 | 4 | 12 | 47.7182 | 79.6017 | 358.1473
2025 | 1 | 4 | 13 | 47.9867 | 79.4296 | 352.637
2025 | 1 | 4 | 14 | 47.5163 | 81.2075 | 349.8673
2025 | 1 | 4 | 15 | 47.5465 | 78.971 | 352.7224
2025 | 1 | 4 | 16 | 48.3488 | 75.2956 | 369.8825
2025 | 1 | 4 | 17 | 50.3444 | 73.3846 | 409.6881
2025 | 1 | 4 | 18 | 52.4327 | 78.4959 | 460.8016
2025 | 1 | 4 | 19 | 50.5819 | 76.1517 | 452.5091
2025 | 1 | 4 | 20 | 47.2558 | 69.4458 | 435.7639
2025 | 1 | 4 | 21 | 44.6349 | 73.2966 | 420.473
2025 | 1 | 4 | 22 | 42.2075 | 69.8227 | 405.4714
2025 | 1 | 4 | 23 | 40.0273 | 67.752 | 386.2145
2025 | 1 | 5 | 0 | 37.0837 | 65.7999 | 370.278
2025 | 1 | 5 | 1 | 36.1925 | 66.3527 | 342.122
2025 | 1 | 5 | 2 | 34.8359 | 64.3296 | 331.1826
2025 | 1 | 5 | 3 | 34.1786 | 64.2164 | 324.8781
2025 | 1 | 5 | 4 | 33.7518 | 65.0899 | 322.3156
2025 | 1 | 5 | 5 | 34.0097 | 64.7498 | 320.9981
2025 | 1 | 5 | 6 | 34.751 | 65.5689 | 314.4374
2025 | 1 | 5 | 7 | 36.6812 | 66.5185 | 325.7819
2025 | 1 | 5 | 8 | 39.9073 | 71.8255 | 357.9494
2025 | 1 | 5 | 9 | 42.6702 | 75.2949 | 388.2258
2025 | 1 | 5 | 10 | 44.1873 | 77.4839 | 402.8933
2025 | 1 | 5 | 11 | 45.5219 | 76.7423 | 403.5884
2025 | 1 | 5 | 12 | 44.5508 | 75.1726 | 396.3955
2025 | 1 | 5 | 13 | 44.7699 | 75.7411 | 395.16
2025 | 1 | 5 | 14 | 44.4202 | 78.6091 | 394.5325
2025 | 1 | 5 | 15 | 44.8396 | 78.5231 | 400.7065
2025 | 1 | 5 | 16 | 46.4811 | 75.1739 | 412.6757
2025 | 1 | 5 | 17 | 49.6891 | 75.7296 | 440.7071
2025 | 1 | 5 | 18 | 53.8437 | 83.3832 | 460.6315
2025 | 1 | 5 | 19 | 52.9972 | 80.4235 | 445.991
2025 | 1 | 5 | 20 | 50.3593 | 74.701 | 426.4458
2025 | 1 | 5 | 21 | 47.5766 | 76.7005 | 406.941
2025 | 1 | 5 | 22 | 44.5647 | 74.9423 | 384.541
2025 | 1 | 5 | 23 | 42.1519 | 71.3193 | 357.8842
2025 | 1 | 6 | 0 | 40.5733 | 70.0097 | 331.9018
2025 | 1 | 6 | 1 | 38.1912 | 65.6841 | 308.8709
2025 | 1 | 6 | 2 | 37.2609 | 64.5457 | 299.3218
2025 | 1 | 6 | 3 | 37.0658 | 66.0051 | 293.8441
2025 | 1 | 6 | 4 | 37.1354 | 66.6546 | 292.044
2025 | 1 | 6 | 5 | 38.5347 | 67.8519 | 295.0952
2025 | 1 | 6 | 6 | 40.8139 | 75.643 | 301.4665
2025 | 1 | 6 | 7 | 43.9425 | 82.8729 | 329.8189
2025 | 1 | 6 | 8 | 46.6186 | 99.3924 | 364.8585
2025 | 1 | 6 | 9 | 47.0146 | 103.6543 | 379.9015
2025 | 1 | 6 | 10 | 46.2945 | 106.2984 | 380.9731
2025 | 1 | 6 | 11 | 46.3448 | 101.3059 | 378.8964
2025 | 1 | 6 | 12 | 45.2206 | 102.7411 | 380.0311
2025 | 1 | 6 | 13 | 45.3502 | 101.9643 | 380.3847
2025 | 1 | 6 | 14 | 44.9114 | 103.1207 | 380.5031
2025 | 1 | 6 | 15 | 45.4701 | 102.8947 | 384.1767
2025 | 1 | 6 | 16 | 47.3928 | 98.5633 | 393.0404
2025 | 1 | 6 | 17 | 50.4976 | 96.6782 | 417.2442
2025 | 1 | 6 | 18 | 55.3905 | 97.6654 | 427.3858
2025 | 1 | 6 | 19 | 54.6199 | 95.6677 | 418.5099
2025 | 1 | 6 | 20 | 51.8941 | 89.2112 | 406.3622
2025 | 1 | 6 | 21 | 49.1648 | 90.2442 | 390.2462
2025 | 1 | 6 | 22 | 45.7794 | 86.9354 | 367.673
2025 | 1 | 6 | 23 | 42.8755 | 81.3097 | 340.4036
2025 | 1 | 7 | 0 | 40.563 | 74.3736 | 316.1655
2025 | 1 | 7 | 1 | 37.9172 | 76.8579 | 296.8799
2025 | 1 | 7 | 2 | 36.7536 | 74.8651 | 287.9144
2025 | 1 | 7 | 3 | 36.2825 | 74.9886 | 283.1609
2025 | 1 | 7 | 4 | 36.3383 | 75.5263 | 281.9307
2025 | 1 | 7 | 5 | 37.6818 | 76.2979 | 285.1852
2025 | 1 | 7 | 6 | 40.1117 | 79.5637 | 291.1678
2025 | 1 | 7 | 7 | 43.3086 | 86.7445 | 319.6897
2025 | 1 | 7 | 8 | 46.3288 | 101.1474 | 355.0044
2025 | 1 | 7 | 9 | 47.2235 | 105.3717 | 368.749
2025 | 1 | 7 | 10 | 47.2581 | 108.8121 | 369.0491
2025 | 1 | 7 | 11 | 47.7853 | 106.3253 | 365.999
2025 | 1 | 7 | 12 | 47.6039 | 102.9481 | 365.8446
2025 | 1 | 7 | 13 | 47.9601 | 102.2248 | 365.1189
2025 | 1 | 7 | 14 | 47.7963 | 99.6744 | 365.1386
2025 | 1 | 7 | 15 | 48.2475 | 101.6438 | 369.6919
2025 | 1 | 7 | 16 | 49.8246 | 99.1768 | 379.9583
2025 | 1 | 7 | 17 | 52.7309 | 97.8337 | 405.5045
2025 | 1 | 7 | 18 | 55.3283 | 100.1432 | 426.0499
2025 | 1 | 7 | 19 | 54.2643 | 97.88 | 414.8828
2025 | 1 | 7 | 20 | 51.5774 | 92.7649 | 403.223
2025 | 1 | 7 | 21 | 48.7385 | 93.2245 | 387.9786
2025 | 1 | 7 | 22 | 45.3289 | 89.9945 | 365.6177
2025 | 1 | 7 | 23 | 42.3214 | 85.8296 | 337.7616
2025 | 1 | 8 | 0 | 40.1033 | 83.8191 | 314.1445
2025 | 1 | 8 | 1 | 37.3981 | 83.0569 | 294.3421
2025 | 1 | 8 | 2 | 36.113 | 80.7992 | 285.2655
2025 | 1 | 8 | 3 | 35.5525 | 79.8563 | 280.0269
2025 | 1 | 8 | 4 | 35.5127 | 79.724 | 278.7769
2025 | 1 | 8 | 5 | 36.8518 | 80.6465 | 281.7161
2025 | 1 | 8 | 6 | 39.2381 | 85.5025 | 292.1154
2025 | 1 | 8 | 7 | 42.3394 | 92.1751 | 320.4045
2025 | 1 | 8 | 8 | 45.1723 | 103.7039 | 355.63
2025 | 1 | 8 | 9 | 46.1461 | 107.1109 | 370.0832
2025 | 1 | 8 | 10 | 46.2149 | 107.2647 | 370.1346
2025 | 1 | 8 | 11 | 46.8258 | 107.8516 | 366.3968
2025 | 1 | 8 | 12 | 46.6958 | 105.5408 | 366.879
2025 | 1 | 8 | 13 | 47.0825 | 103.919 | 367.3816
2025 | 1 | 8 | 14 | 46.8244 | 100.4589 | 368.2308
2025 | 1 | 8 | 15 | 47.3321 | 101.8842 | 372.5526
2025 | 1 | 8 | 16 | 48.8793 | 100.1405 | 382.5627
2025 | 1 | 8 | 17 | 51.5168 | 99.3746 | 409.9019
2025 | 1 | 8 | 18 | 54.4754 | 99.2766 | 429.9322
2025 | 1 | 8 | 19 | 53.6068 | 97.106 | 421.4151
2025 | 1 | 8 | 20 | 51.001 | 91.7357 | 411.0182
2025 | 1 | 8 | 21 | 48.3559 | 91.6625 | 397.1092
2025 | 1 | 8 | 22 | 44.9621 | 87.4005 | 374.7388
2025 | 1 | 8 | 23 | 41.964 | 84.3877 | 346.7062
2025 | 1 | 9 | 0 | 39.3769 | 83.3977 | 322.3321
2025 | 1 | 9 | 1 | 36.7985 | 79.2823 | 298.5355
2025 | 1 | 9 | 2 | 35.3976 | 77.3499 | 288.7737
2025 | 1 | 9 | 3 | 34.7655 | 75.9524 | 283.4091
2025 | 1 | 9 | 4 | 34.5784 | 75.1587 | 281.8418
2025 | 1 | 9 | 5 | 35.7058 | 75.9111 | 284.6031
2025 | 1 | 9 | 6 | 37.6584 | 79.6118 | 294.8626
2025 | 1 | 9 | 7 | 40.7713 | 85.8737 | 323.0216
2025 | 1 | 9 | 8 | 43.6799 | 98.8603 | 357.602
2025 | 1 | 9 | 9 | 44.7805 | 102.5179 | 372.0529
2025 | 1 | 9 | 10 | 45.1637 | 103.1317 | 371.9786
2025 | 1 | 9 | 11 | 45.9694 | 104.2753 | 369.0773
2025 | 1 | 9 | 12 | 46.0871 | 101.3853 | 361.9591
2025 | 1 | 9 | 13 | 46.5566 | 101.0535 | 361.3496
2025 | 1 | 9 | 14 | 46.4014 | 97.0846 | 362.047
2025 | 1 | 9 | 15 | 46.982 | 96.6977 | 367.5543
2025 | 1 | 9 | 16 | 48.2507 | 96.4967 | 377.6691
2025 | 1 | 9 | 17 | 50.7515 | 93.4151 | 403.9928
2025 | 1 | 9 | 18 | 53.2159 | 93.5629 | 435.2424
2025 | 1 | 9 | 19 | 52.5111 | 92.1236 | 424.8086
2025 | 1 | 9 | 20 | 49.9946 | 86.3321 | 413.258
2025 | 1 | 9 | 21 | 47.5359 | 86.5072 | 398.8405
2025 | 1 | 9 | 22 | 44.3439 | 82.6833 | 377.1786
2025 | 1 | 9 | 23 | 41.4769 | 79.2057 | 349.088
2025 | 1 | 10 | 0 | 38.6101 | 77.6611 | 322.5686
2025 | 1 | 10 | 1 | 35.7357 | 75.2443 | 306.8159
2025 | 1 | 10 | 2 | 34.3196 | 73.5299 | 297.3608
2025 | 1 | 10 | 3 | 33.6565 | 73.0152 | 292.5189
2025 | 1 | 10 | 4 | 33.4587 | 72.2588 | 291.2278
2025 | 1 | 10 | 5 | 34.579 | 72.6765 | 294.358
2025 | 1 | 10 | 6 | 36.794 | 76.752 | 303.0986
2025 | 1 | 10 | 7 | 39.992 | 82.3621 | 332.3943
2025 | 1 | 10 | 8 | 43.0415 | 95.0166 | 365.8353
2025 | 1 | 10 | 9 | 44.152 | 99.3209 | 375.719
2025 | 1 | 10 | 10 | 44.3196 | 100.4909 | 370.3372
2025 | 1 | 10 | 11 | 44.9135 | 99.5309 | 361.7937
2025 | 1 | 10 | 12 | 45.2215 | 97.0765 | 374.0221
2025 | 1 | 10 | 13 | 45.5636 | 96.0983 | 373.1868
2025 | 1 | 10 | 14 | 45.2244 | 90.6564 | 373.5219
2025 | 1 | 10 | 15 | 45.5369 | 92.2699 | 378.1325
2025 | 1 | 10 | 16 | 46.6592 | 90.8689 | 387.5844
2025 | 1 | 10 | 17 | 48.8288 | 87.6641 | 413.4171
2025 | 1 | 10 | 18 | 51.4283 | 91.5553 | 446.6026
2025 | 1 | 10 | 19 | 50.3503 | 90.2017 | 438.0618
2025 | 1 | 10 | 20 | 47.7987 | 86.1529 | 426.0562
2025 | 1 | 10 | 21 | 45.4726 | 87.7129 | 413.037
2025 | 1 | 10 | 22 | 42.7573 | 84.9631 | 395.1883
2025 | 1 | 10 | 23 | 40.0905 | 79.3015 | 370.8252
2025 | 1 | 11 | 0 | 37.3012 | 75.9657 | 344.4411
2025 | 1 | 11 | 1 | 34.9347 | 74.6006 | 326.0386
2025 | 1 | 11 | 2 | 33.2713 | 72.775 | 315.6418
2025 | 1 | 11 | 3 | 32.3653 | 72.4487 | 309.9352
2025 | 1 | 11 | 4 | 31.7713 | 72.2417 | 308.0444
2025 | 1 | 11 | 5 | 31.9165 | 72.7176 | 308.1565
2025 | 1 | 11 | 6 | 32.5363 | 76.8773 | 306.9058
2025 | 1 | 11 | 7 | 35.1252 | 78.9653 | 322.3683
2025 | 1 | 11 | 8 | 39.1775 | 84.2254 | 356.1671
2025 | 1 | 11 | 9 | 42.4843 | 85.3078 | 381.8497
2025 | 1 | 11 | 10 | 44.4578 | 87.283 | 389.6624
2025 | 1 | 11 | 11 | 46.061 | 88.4621 | 388.1312
2025 | 1 | 11 | 12 | 44.5812 | 87.498 | 393.1009
2025 | 1 | 11 | 13 | 44.6409 | 86.7241 | 389.2905
2025 | 1 | 11 | 14 | 44.1118 | 85.85 | 386.174
2025 | 1 | 11 | 15 | 44.0646 | 82.2675 | 391.6166
2025 | 1 | 11 | 16 | 45.0384 | 81.6137 | 402.4835
2025 | 1 | 11 | 17 | 47.3619 | 80.5034 | 427.9376
2025 | 1 | 11 | 18 | 50.3617 | 85.9285 | 448.211
2025 | 1 | 11 | 19 | 48.8366 | 85.2589 | 433.6087
2025 | 1 | 11 | 20 | 45.8375 | 79.0399 | 413.7185
2025 | 1 | 11 | 21 | 43.4079 | 78.275 | 396.4136
2025 | 1 | 11 | 22 | 41.0865 | 77.4091 | 379.8297
2025 | 1 | 11 | 23 | 39.0723 | 73.2152 | 358.7856
2025 | 1 | 12 | 0 | 37.1208 | 73.417 | 336.5558
2025 | 1 | 12 | 1 | 34.4952 | 70.181 | 316.472
2025 | 1 | 12 | 2 | 33.0494 | 68.131 | 305.1049
2025 | 1 | 12 | 3 | 32.2496 | 68.2332 | 298.2299
2025 | 1 | 12 | 4 | 31.6719 | 69.3838 | 294.9866
2025 | 1 | 12 | 5 | 31.7023 | 68.7174 | 293.0463
2025 | 1 | 12 | 6 | 32.3651 | 69.9057 | 288.5998
2025 | 1 | 12 | 7 | 34.6101 | 69.2128 | 300.446
2025 | 1 | 12 | 8 | 38.6229 | 76.8086 | 334.8148
2025 | 1 | 12 | 9 | 42.0143 | 78.0027 | 367.0479
2025 | 1 | 12 | 10 | 44.1608 | 79.9701 | 380.5797
2025 | 1 | 12 | 11 | 45.8211 | 79.4958 | 382.9345
2025 | 1 | 12 | 12 | 46.5948 | 78.0653 | 379.7977
2025 | 1 | 12 | 13 | 47.1307 | 77.9899 | 378.1945
2025 | 1 | 12 | 14 | 47.0629 | 77.6777 | 376.3519
2025 | 1 | 12 | 15 | 47.5139 | 77.4303 | 382.1494
2025 | 1 | 12 | 16 | 48.8055 | 75.5332 | 394.3152
2025 | 1 | 12 | 17 | 51.316 | 74.8372 | 422.4029
2025 | 1 | 12 | 18 | 53.3104 | 83.4451 | 448.1224
2025 | 1 | 12 | 19 | 51.8456 | 82.3384 | 434.0367
2025 | 1 | 12 | 20 | 48.7844 | 77.7875 | 414.904
2025 | 1 | 12 | 21 | 45.854 | 77.8804 | 396.1709
2025 | 1 | 12 | 22 | 42.8281 | 76.121 | 374.7851
2025 | 1 | 12 | 23 | 40.3369 | 72.3029 | 348.6836
2025 | 1 | 13 | 0 | 38.1207 | 74.6443 | 323.0544
2025 | 1 | 13 | 1 | 35.9429 | 71.6201 | 309.5228
2025 | 1 | 13 | 2 | 34.8846 | 71.0489 | 301.3239
2025 | 1 | 13 | 3 | 34.5002 | 71.3364 | 297.4586
2025 | 1 | 13 | 4 | 34.5412 | 70.8339 | 296.8732
2025 | 1 | 13 | 5 | 35.8292 | 71.999 | 300.8921
2025 | 1 | 13 | 6 | 38.0255 | 78.9354 | 314.033
2025 | 1 | 13 | 7 | 41.398 | 85.3725 | 342.8504
2025 | 1 | 13 | 8 | 44.5002 | 99.7186 | 372.5773
2025 | 1 | 13 | 9 | 45.5849 | 103.2012 | 375.3804
2025 | 1 | 13 | 10 | 46.0258 | 103.4181 | 363.8964
2025 | 1 | 13 | 11 | 46.7829 | 101.8346 | 354.0553
2025 | 1 | 13 | 12 | 47.1856 | 100.094 | 381.3651
2025 | 1 | 13 | 13 | 47.6261 | 98.4274 | 378.4185
2025 | 1 | 13 | 14 | 47.6075 | 94.6693 | 377.1294
2025 | 1 | 13 | 15 | 48.2193 | 95.6669 | 381.2891
2025 | 1 | 13 | 16 | 49.8427 | 94.7353 | 392.7726
2025 | 1 | 13 | 17 | 52.561 | 92.9224 | 421.3721
2025 | 1 | 13 | 18 | 53.4979 | 94.3394 | 451.218
2025 | 1 | 13 | 19 | 53.1605 | 93.357 | 442.7626
2025 | 1 | 13 | 20 | 50.8814 | 87.3766 | 430.4069
2025 | 1 | 13 | 21 | 48.2845 | 87.4064 | 414.2201
2025 | 1 | 13 | 22 | 45.0004 | 83.6223 | 391.2434
2025 | 1 | 13 | 23 | 42.0832 | 80.5942 | 363.3274
2025 | 1 | 14 | 0 | 39.4029 | 76.7561 | 341.0171
2025 | 1 | 14 | 1 | 38.111 | 74.8562 | 321.2109
2025 | 1 | 14 | 2 | 37.0178 | 73.011 | 312.01
2025 | 1 | 14 | 3 | 36.5991 | 72.1083 | 307.1791
2025 | 1 | 14 | 4 | 36.6111 | 71.5742 | 305.4845
2025 | 1 | 14 | 5 | 37.8913 | 72.0571 | 307.9071
2025 | 1 | 14 | 6 | 40.3165 | 76.458 | 317.5122
2025 | 1 | 14 | 7 | 43.4614 | 83.5411 | 346.2505
2025 | 1 | 14 | 8 | 46.0934 | 96.8666 | 381.9859
2025 | 1 | 14 | 9 | 46.3241 | 101.0413 | 395.1096
2025 | 1 | 14 | 10 | 45.4699 | 102.207 | 392.7665
2025 | 1 | 14 | 11 | 45.4189 | 102.5192 | 387.0182
2025 | 1 | 14 | 12 | 46.5911 | 101.0366 | 373.3445
2025 | 1 | 14 | 13 | 46.791 | 99.9784 | 370.6318
2025 | 1 | 14 | 14 | 46.6816 | 98.5353 | 369.2566
2025 | 1 | 14 | 15 | 47.1584 | 98.7402 | 373.1713
2025 | 1 | 14 | 16 | 48.9 | 97.2633 | 384.1727
2025 | 1 | 14 | 17 | 52.0732 | 94.9614 | 413.9008
2025 | 1 | 14 | 18 | 56.4621 | 92.9195 | 440.1149
2025 | 1 | 14 | 19 | 55.7454 | 91.3002 | 438.0345
2025 | 1 | 14 | 20 | 53.1223 | 85.33 | 428.8509
2025 | 1 | 14 | 21 | 50.362 | 85.847 | 415.8538
2025 | 1 | 14 | 22 | 47.0357 | 82.2264 | 394.9276
2025 | 1 | 14 | 23 | 44.0002 | 78.5208 | 367.9263
2025 | 1 | 15 | 0 | 41.6564 | 76.4002 | 341.3582
2025 | 1 | 15 | 1 | 38.3391 | 75.7012 | 329.2076
2025 | 1 | 15 | 2 | 36.9961 | 73.7443 | 321.4205
2025 | 1 | 15 | 3 | 36.3241 | 73.1611 | 317.8272
2025 | 1 | 15 | 4 | 36.1829 | 72.855 | 317.5166
2025 | 1 | 15 | 5 | 37.3226 | 73.4979 | 321.5975
2025 | 1 | 15 | 6 | 39.2107 | 77.8591 | 331.186
2025 | 1 | 15 | 7 | 42.2275 | 84.9598 | 359.9504
2025 | 1 | 15 | 8 | 44.8639 | 98.8805 | 394.0559
2025 | 1 | 15 | 9 | 45.7497 | 103.8027 | 404.0808
2025 | 1 | 15 | 10 | 45.9421 | 106.0116 | 397.6741
2025 | 1 | 15 | 11 | 46.6015 | 103.8004 | 388.3456
2025 | 1 | 15 | 12 | 47.1007 | 101.1572 | 367.0869
2025 | 1 | 15 | 13 | 47.5417 | 100.1847 | 362.767
2025 | 1 | 15 | 14 | 47.3693 | 99.0548 | 361.419
2025 | 1 | 15 | 15 | 47.9462 | 100.7259 | 364.787
2025 | 1 | 15 | 16 | 49.3828 | 97.7577 | 379.4244
2025 | 1 | 15 | 17 | 51.7011 | 94.8828 | 415.5025
2025 | 1 | 15 | 18 | 54.2396 | 96.3702 | 452.7165
2025 | 1 | 15 | 19 | 53.457 | 95.12 | 455.9952
2025 | 1 | 15 | 20 | 50.7839 | 89.6966 | 449.4672
2025 | 1 | 15 | 21 | 48.101 | 91.3464 | 437.951
2025 | 1 | 15 | 22 | 44.757 | 88.2703 | 416.3538
2025 | 1 | 15 | 23 | 41.7744 | 83.4211 | 389.1613
2025 | 1 | 16 | 0 | 38.8311 | 81.3263 | 361.9185
2025 | 1 | 16 | 1 | 37.4534 | 79.5875 | 352.5187
2025 | 1 | 16 | 2 | 36.1766 | 78.2631 | 344.9507
2025 | 1 | 16 | 3 | 35.6216 | 77.7606 | 342.3283
2025 | 1 | 16 | 4 | 35.5251 | 76.8536 | 342.6686
2025 | 1 | 16 | 5 | 36.7076 | 78.1438 | 347.0035
2025 | 1 | 16 | 6 | 39.0165 | 83.1285 | 356.5889
2025 | 1 | 16 | 7 | 42.2985 | 89.7758 | 384.658
2025 | 1 | 16 | 8 | 45.3841 | 103.116 | 415.0632
2025 | 1 | 16 | 9 | 46.4663 | 108.0443 | 417.2433
2025 | 1 | 16 | 10 | 46.7264 | 110.7984 | 402.7881
2025 | 1 | 16 | 11 | 47.3106 | 108.298 | 389.9894
2025 | 1 | 16 | 12 | 47.3228 | 105.0699 | 396.1098
2025 | 1 | 16 | 13 | 47.6235 | 103.7396 | 390.5283
2025 | 1 | 16 | 14 | 47.683 | 101.0404 | 388.3468
2025 | 1 | 16 | 15 | 48.2447 | 100.7978 | 392.0004
2025 | 1 | 16 | 16 | 49.6852 | 100.4586 | 404.0196
2025 | 1 | 16 | 17 | 52.4387 | 98.6265 | 434.6634
2025 | 1 | 16 | 18 | 54.7686 | 98.7294 | 460.9451
2025 | 1 | 16 | 19 | 54.4596 | 98.1134 | 463.439
2025 | 1 | 16 | 20 | 52.1863 | 92.0563 | 456.9043
2025 | 1 | 16 | 21 | 49.6827 | 91.746 | 445.1275
2025 | 1 | 16 | 22 | 46.4741 | 88.1247 | 423.8414
2025 | 1 | 16 | 23 | 43.4857 | 85.1173 | 396.2393
2025 | 1 | 17 | 0 | 41.1105 | 82.1375 | 370.8062
2025 | 1 | 17 | 1 | 38.1958 | 82.1112 | 350.8535
2025 | 1 | 17 | 2 | 36.9413 | 79.7238 | 340.7224
2025 | 1 | 17 | 3 | 36.4025 | 78.9454 | 335.5022
2025 | 1 | 17 | 4 | 36.3612 | 79.0546 | 333.3635
2025 | 1 | 17 | 5 | 37.5849 | 79.4203 | 335.1966
2025 | 1 | 17 | 6 | 39.7453 | 84.1534 | 341.5489
2025 | 1 | 17 | 7 | 42.9077 | 90.448 | 368.788
2025 | 1 | 17 | 8 | 46.0769 | 102.7993 | 402.7131
2025 | 1 | 17 | 9 | 47.32 | 107.2554 | 413.7034
2025 | 1 | 17 | 10 | 47.4295 | 108.9523 | 408.3848
2025 | 1 | 17 | 11 | 47.8461 | 108.0696 | 399.4447
2025 | 1 | 17 | 12 | 47.4282 | 104.5964 | 399.0963
2025 | 1 | 17 | 13 | 47.5632 | 103.3256 | 395.723
2025 | 1 | 17 | 14 | 47.1956 | 101.3851 | 393.5679
2025 | 1 | 17 | 15 | 47.5465 | 99.502 | 395.4709
2025 | 1 | 17 | 16 | 48.7349 | 97.0916 | 401.5981
2025 | 1 | 17 | 17 | 50.8109 | 95.2298 | 424.1447
2025 | 1 | 17 | 18 | 52.974 | 95.2201 | 453.2758
2025 | 1 | 17 | 19 | 52.3934 | 94.3888 | 446.9431
2025 | 1 | 17 | 20 | 49.8706 | 89.518 | 434.8016
2025 | 1 | 17 | 21 | 47.5818 | 88.8614 | 421.4544
2025 | 1 | 17 | 22 | 44.8678 | 85.2686 | 403.2948
2025 | 1 | 17 | 23 | 42.2602 | 81.1863 | 378.5808
2025 | 1 | 18 | 0 | 39.887 | 79.6625 | 351.2522
2025 | 1 | 18 | 1 | 36.9126 | 74.604 | 326.4077
2025 | 1 | 18 | 2 | 35.1783 | 72.3816 | 314.8303
2025 | 1 | 18 | 3 | 34.1844 | 72.1508 | 307.9463
2025 | 1 | 18 | 4 | 33.6016 | 73.3656 | 304.851
2025 | 1 | 18 | 5 | 33.71 | 73.1779 | 304.5599
2025 | 1 | 18 | 6 | 34.3795 | 79.1623 | 308.186
2025 | 1 | 18 | 7 | 36.5587 | 79.3669 | 322.6248
2025 | 1 | 18 | 8 | 40.2589 | 86.1456 | 354.0423
2025 | 1 | 18 | 9 | 43.2485 | 86.2162 | 382.5739
2025 | 1 | 18 | 10 | 44.8839 | 87.7448 | 392.545
2025 | 1 | 18 | 11 | 46.1118 | 88.7983 | 393.5426
2025 | 1 | 18 | 12 | 45.3687 | 87.1396 | 401.821
2025 | 1 | 18 | 13 | 45.4037 | 85.4088 | 399.576
2025 | 1 | 18 | 14 | 44.7899 | 82.414 | 396.7426
2025 | 1 | 18 | 15 | 44.5981 | 79.2291 | 398.8599
2025 | 1 | 18 | 16 | 45.2266 | 79.7054 | 406.0455
2025 | 1 | 18 | 17 | 47.1384 | 77.7859 | 428.9254
2025 | 1 | 18 | 18 | 50.4676 | 87.1163 | 444.2737
2025 | 1 | 18 | 19 | 49.1024 | 87.0786 | 434.9904
2025 | 1 | 18 | 20 | 45.9663 | 81.0161 | 415.9385
2025 | 1 | 18 | 21 | 43.3925 | 78.598 | 399.4349
2025 | 1 | 18 | 22 | 41.0758 | 77.0166 | 383.9291
2025 | 1 | 18 | 23 | 38.9576 | 74.0484 | 364.2834
2025 | 1 | 19 | 0 | 36.6756 | 76.1551 | 343.0119
2025 | 1 | 19 | 1 | 34.0541 | 74.3412 | 319.0995
2025 | 1 | 19 | 2 | 32.5852 | 72.3161 | 307.6051
2025 | 1 | 19 | 3 | 31.7199 | 72.0642 | 300.5867
2025 | 1 | 19 | 4 | 31.1752 | 72.5503 | 297.0728
2025 | 1 | 19 | 5 | 31.1992 | 72.1617 | 295.4591
2025 | 1 | 19 | 6 | 31.7872 | 75.1327 | 295.7934
2025 | 1 | 19 | 7 | 33.7717 | 75.3105 | 306.3769
2025 | 1 | 19 | 8 | 37.4739 | 80.1175 | 332.6272
2025 | 1 | 19 | 9 | 40.8263 | 79.467 | 353.3149
2025 | 1 | 19 | 10 | 43.0598 | 81.4197 | 359.5216
2025 | 1 | 19 | 11 | 44.7159 | 82.3763 | 356.6837
2025 | 1 | 19 | 12 | 45.3688 | 81.6954 | 330.1043
2025 | 1 | 19 | 13 | 45.7742 | 81.8229 | 327.5773
2025 | 1 | 19 | 14 | 45.6463 | 82.1524 | 325.3322
2025 | 1 | 19 | 15 | 46.1 | 79.2746 | 326.5092
2025 | 1 | 19 | 16 | 47.4348 | 79.0198 | 339.0508
2025 | 1 | 19 | 17 | 49.7636 | 78.2559 | 378.1504
2025 | 1 | 19 | 18 | 50.7995 | 87.4812 | 425.1876
2025 | 1 | 19 | 19 | 49.5329 | 86.9031 | 422.2263
2025 | 1 | 19 | 20 | 46.5945 | 81.7843 | 406.6511
2025 | 1 | 19 | 21 | 43.6077 | 78.9979 | 390.1253
2025 | 1 | 19 | 22 | 40.6522 | 77.8914 | 369.7147
2025 | 1 | 19 | 23 | 38.2775 | 74.4401 | 345.3047
2025 | 1 | 20 | 0 | 37.2979 | 76.9165 | 326.2461
2025 | 1 | 20 | 1 | 36.1583 | 75.2323 | 300.0993
2025 | 1 | 20 | 2 | 35.295 | 74.2799 | 291.051
2025 | 1 | 20 | 3 | 35.0998 | 73.8897 | 286.2943
2025 | 1 | 20 | 4 | 35.357 | 73.9179 | 284.879
2025 | 1 | 20 | 5 | 36.8891 | 74.6165 | 287.8588
2025 | 1 | 20 | 6 | 38.9964 | 78.2388 | 295.2655
2025 | 1 | 20 | 7 | 42.4728 | 85.2449 | 323.2292
2025 | 1 | 20 | 8 | 45.9306 | 100.6379 | 355.1279
2025 | 1 | 20 | 9 | 47.4341 | 105.4086 | 363.2322
2025 | 1 | 20 | 10 | 48.1218 | 106.3848 | 356.1313
2025 | 1 | 20 | 11 | 48.9472 | 104.4373 | 349.491
2025 | 1 | 20 | 12 | 49.9441 | 101.5686 | 355.0658
2025 | 1 | 20 | 13 | 50.4164 | 100.3258 | 351.1943
2025 | 1 | 20 | 14 | 50.7325 | 97.8057 | 349.0265
2025 | 1 | 20 | 15 | 51.5937 | 98.063 | 352.3538
2025 | 1 | 20 | 16 | 53.4149 | 96.34 | 361.5811
2025 | 1 | 20 | 17 | 56.1692 | 93.6789 | 389.2672
2025 | 1 | 20 | 18 | 57.1794 | 90.6724 | 419.0312
2025 | 1 | 20 | 19 | 57.0159 | 91.1588 | 411.4976
2025 | 1 | 20 | 20 | 54.3765 | 85.7702 | 398.485
2025 | 1 | 20 | 21 | 51.7727 | 86.6177 | 381.6363
2025 | 1 | 20 | 22 | 48.5135 | 83.3358 | 358.6774
2025 | 1 | 20 | 23 | 45.554 | 80.1877 | 331.1488
2025 | 1 | 21 | 0 | 41.9024 | 80.4818 | 308.7998
2025 | 1 | 21 | 1 | 41.519 | 79.4554 | 296.7575
2025 | 1 | 21 | 2 | 40.661 | 78.5072 | 288.0101
2025 | 1 | 21 | 3 | 40.4139 | 78.4425 | 283.9193
2025 | 1 | 21 | 4 | 40.6085 | 77.9003 | 282.8692
2025 | 1 | 21 | 5 | 41.9831 | 78.8304 | 286.2127
2025 | 1 | 21 | 6 | 44.4144 | 85.0213 | 297.1382
2025 | 1 | 21 | 7 | 47.6093 | 91.5493 | 327.1172
2025 | 1 | 21 | 8 | 50.4856 | 104.5298 | 364.6812
2025 | 1 | 21 | 9 | 50.967 | 108.0577 | 380.0775
2025 | 1 | 21 | 10 | 50.0353 | 111.7699 | 377.7014
2025 | 1 | 21 | 11 | 49.7436 | 110.5012 | 371.0678
2025 | 1 | 21 | 12 | 49.71 | 107.8967 | 367.0237
2025 | 1 | 21 | 13 | 49.7086 | 105.9763 | 363.4985
2025 | 1 | 21 | 14 | 49.7084 | 105.4686 | 362.5356
2025 | 1 | 21 | 15 | 50.4083 | 107.3692 | 368.1354
2025 | 1 | 21 | 16 | 52.4818 | 105.3069 | 381.026
2025 | 1 | 21 | 17 | 55.599 | 105.2073 | 408.8513
2025 | 1 | 21 | 18 | 59.6498 | 105.9188 | 439.5942
2025 | 1 | 21 | 19 | 59.4232 | 105.1165 | 435.8828
2025 | 1 | 21 | 20 | 56.7225 | 99.673 | 425.1751
2025 | 1 | 21 | 21 | 53.9052 | 97.9081 | 410.8006
2025 | 1 | 21 | 22 | 50.5512 | 94.6485 | 388.9964
2025 | 1 | 21 | 23 | 47.5203 | 92.3391 | 361.5963
2025 | 1 | 22 | 0 | 45.5329 | 89.7935 | 335.8828
2025 | 1 | 22 | 1 | 44.3211 | 87.4883 | 313.6495
2025 | 1 | 22 | 2 | 43.4039 | 85.5736 | 304.7833
2025 | 1 | 22 | 3 | 43.0901 | 84.2052 | 299.8645
2025 | 1 | 22 | 4 | 43.2645 | 83.928 | 298.3466
2025 | 1 | 22 | 5 | 44.6543 | 84.8687 | 300.7761
2025 | 1 | 22 | 6 | 47.1692 | 88.6936 | 310.0401
2025 | 1 | 22 | 7 | 50.1111 | 94.9606 | 337.3927
2025 | 1 | 22 | 8 | 52.634 | 105.8969 | 369.0511
2025 | 1 | 22 | 9 | 52.9136 | 110.6714 | 376.9783
2025 | 1 | 22 | 10 | 51.8776 | 110.4106 | 369.7338
2025 | 1 | 22 | 11 | 51.4706 | 109.7065 | 361.3201
2025 | 1 | 22 | 12 | 50.8189 | 106.4925 | 352.1469
2025 | 1 | 22 | 13 | 50.6523 | 103.967 | 347.5345
2025 | 1 | 22 | 14 | 50.497 | 97.3851 | 345.4856
2025 | 1 | 22 | 15 | 51.059 | 98.9804 | 348.3822
2025 | 1 | 22 | 16 | 53.0459 | 99.5687 | 359.7124
2025 | 1 | 22 | 17 | 55.9089 | 99.0781 | 391.7598
2025 | 1 | 22 | 18 | 60.6764 | 98.7231 | 437.4594
2025 | 1 | 22 | 19 | 60.6413 | 98.9489 | 432.7699
2025 | 1 | 22 | 20 | 58.0211 | 93.9636 | 421.5917
2025 | 1 | 22 | 21 | 55.2604 | 93.2715 | 407.3622
2025 | 1 | 22 | 22 | 51.808 | 88.9132 | 385.1599
2025 | 1 | 22 | 23 | 48.6919 | 87.733 | 357.1524
2025 | 1 | 23 | 0 | 46.118 | 87.3627 | 328.2629
2025 | 1 | 23 | 1 | 43.7272 | 84.9525 | 306.5953
2025 | 1 | 23 | 2 | 42.5179 | 83.6804 | 296.8221
2025 | 1 | 23 | 3 | 42.034 | 82.6363 | 291.5877
2025 | 1 | 23 | 4 | 42.0352 | 81.6997 | 289.4792
2025 | 1 | 23 | 5 | 43.2757 | 82.7139 | 291.9638
2025 | 1 | 23 | 6 | 45.1484 | 86.2777 | 299.8518
2025 | 1 | 23 | 7 | 47.9989 | 91.1324 | 327.5444
2025 | 1 | 23 | 8 | 50.7816 | 103.9133 | 361.5132
2025 | 1 | 23 | 9 | 51.5723 | 107.2933 | 374.9732
2025 | 1 | 23 | 10 | 51.527 | 109.3726 | 372.4031
2025 | 1 | 23 | 11 | 51.7343 | 108.5196 | 367.2948
2025 | 1 | 23 | 12 | 51.4394 | 107.2865 | 348.1668
2025 | 1 | 23 | 13 | 51.4973 | 106.398 | 344.5886
2025 | 1 | 23 | 14 | 51.3983 | 101.139 | 343.8103
2025 | 1 | 23 | 15 | 51.8225 | 102.17 | 348.7363
2025 | 1 | 23 | 16 | 53.0177 | 101.7274 | 359.4166
2025 | 1 | 23 | 17 | 55.3751 | 100.0301 | 387.5982
2025 | 1 | 23 | 18 | 57.9737 | 101.6487 | 407.578
2025 | 1 | 23 | 19 | 57.942 | 102.9334 | 411.8468
2025 | 1 | 23 | 20 | 55.2371 | 97.7397 | 404.7521
2025 | 1 | 23 | 21 | 52.681 | 96.3607 | 392.3862
2025 | 1 | 23 | 22 | 49.3823 | 92.9606 | 371.472
2025 | 1 | 23 | 23 | 46.4962 | 90.066 | 344.9037
2025 | 1 | 24 | 0 | 43.3956 | 88.2499 | 322.3359
2025 | 1 | 24 | 1 | 43.1126 | 83.7852 | 299.942
2025 | 1 | 24 | 2 | 42.0053 | 82.4787 | 289.7575
2025 | 1 | 24 | 3 | 41.6897 | 81.0997 | 284.369
2025 | 1 | 24 | 4 | 41.7336 | 79.8 | 282.2511
2025 | 1 | 24 | 5 | 43.1393 | 80.3653 | 284.2867
2025 | 1 | 24 | 6 | 44.8652 | 85.2336 | 291.7638
2025 | 1 | 24 | 7 | 47.9182 | 90.6267 | 319.6805
2025 | 1 | 24 | 8 | 51.1681 | 101.4266 | 352.1076
2025 | 1 | 24 | 9 | 52.1677 | 106.5328 | 361.0846
2025 | 1 | 24 | 10 | 51.7907 | 106.2658 | 353.8263
2025 | 1 | 24 | 11 | 51.695 | 106.9165 | 344.5945
2025 | 1 | 24 | 12 | 50.8994 | 104.8648 | 329.8489
2025 | 1 | 24 | 13 | 50.678 | 102.9859 | 325.0152
2025 | 1 | 24 | 14 | 50.4843 | 97.2601 | 323.1326
2025 | 1 | 24 | 15 | 50.7201 | 96.7656 | 325.8992
2025 | 1 | 24 | 16 | 52.1182 | 96.8428 | 334.8886
2025 | 1 | 24 | 17 | 54.6993 | 94.8581 | 364.5315
2025 | 1 | 24 | 18 | 57.0409 | 94.4225 | 402.4681
2025 | 1 | 24 | 19 | 57.58 | 94.7278 | 404.8696
2025 | 1 | 24 | 20 | 55.3481 | 90.5052 | 395.8957
2025 | 1 | 24 | 21 | 53.3097 | 88.7763 | 384.7066
2025 | 1 | 24 | 22 | 50.5558 | 84.834 | 367.9665
2025 | 1 | 24 | 23 | 47.9645 | 83.3797 | 345.0731
2025 | 1 | 25 | 0 | 45.609 | 80.3556 | 316.5031
2025 | 1 | 25 | 1 | 44.2501 | 76.6768 | 293.2599
2025 | 1 | 25 | 2 | 42.8291 | 74.3022 | 282.3209
2025 | 1 | 25 | 3 | 42.1664 | 73.4278 | 275.9731
2025 | 1 | 25 | 4 | 42.1924 | 73.2789 | 272.8262
2025 | 1 | 25 | 5 | 42.9834 | 72.9351 | 271.4967
2025 | 1 | 25 | 6 | 44.0045 | 79.3444 | 269.0106
2025 | 1 | 25 | 7 | 45.33 | 81.6659 | 284.7716
2025 | 1 | 25 | 8 | 47.2409 | 86.9304 | 316.6931
2025 | 1 | 25 | 9 | 49.0239 | 86.5749 | 333.6997
2025 | 1 | 25 | 10 | 50.2747 | 89.0449 | 332.5652
2025 | 1 | 25 | 11 | 51.2826 | 90.8598 | 327.6831
2025 | 1 | 25 | 12 | 52.0879 | 89.5128 | 310.2713
2025 | 1 | 25 | 13 | 51.766 | 88.0835 | 302.3644
2025 | 1 | 25 | 14 | 51.41 | 85.2907 | 297.021
2025 | 1 | 25 | 15 | 51.4649 | 80.1628 | 299.9894
2025 | 1 | 25 | 16 | 52.1734 | 81.9075 | 313.3067
2025 | 1 | 25 | 17 | 54.3386 | 80.4253 | 349.9912
2025 | 1 | 25 | 18 | 56.9665 | 84.3043 | 390.2371
2025 | 1 | 25 | 19 | 55.9554 | 85.168 | 390.1257
2025 | 1 | 25 | 20 | 52.5941 | 78.972 | 375.8586
2025 | 1 | 25 | 21 | 49.5155 | 76.1796 | 362.7085
2025 | 1 | 25 | 22 | 46.9667 | 75.3983 | 348.4433
2025 | 1 | 25 | 23 | 44.6742 | 72.3235 | 329.5336
2025 | 1 | 26 | 0 | 43.452 | 74.9048 | 309.8026
2025 | 1 | 26 | 1 | 40.6637 | 73.6152 | 301.1263
2025 | 1 | 26 | 2 | 39.3949 | 71.4712 | 290.8828
2025 | 1 | 26 | 3 | 38.7306 | 71.0172 | 285.0664
2025 | 1 | 26 | 4 | 38.8262 | 72.4483 | 282.5813
2025 | 1 | 26 | 5 | 39.4978 | 72.1962 | 281.2608
2025 | 1 | 26 | 6 | 40.8291 | 77.5946 | 278.8947
2025 | 1 | 26 | 7 | 41.8856 | 78.5572 | 293.8211
2025 | 1 | 26 | 8 | 44.1744 | 82.1226 | 333.3082
2025 | 1 | 26 | 9 | 46.6414 | 81.3978 | 365.1423
2025 | 1 | 26 | 10 | 48.5048 | 84.0261 | 373.6755
2025 | 1 | 26 | 11 | 49.7486 | 87.1105 | 371.854
2025 | 1 | 26 | 12 | 48.7467 | 84.5567 | 362.1567
2025 | 1 | 26 | 13 | 48.7842 | 84.2272 | 358.9947
2025 | 1 | 26 | 14 | 48.5761 | 85.3858 | 356.399
2025 | 1 | 26 | 15 | 49.059 | 81.5174 | 362.2166
2025 | 1 | 26 | 16 | 50.3562 | 81.8135 | 377.2067
2025 | 1 | 26 | 17 | 52.8971 | 80.8166 | 409.102
2025 | 1 | 26 | 18 | 56.8135 | 86.152 | 440.7009
2025 | 1 | 26 | 19 | 56.1989 | 87.4453 | 433.7169
2025 | 1 | 26 | 20 | 52.9688 | 82.2756 | 416.4955
2025 | 1 | 26 | 21 | 49.5263 | 79.57 | 398.8182
2025 | 1 | 26 | 22 | 46.4181 | 78.0185 | 378.0272
2025 | 1 | 26 | 23 | 43.8247 | 75.1077 | 352.6415
2025 | 1 | 27 | 0 | 42.3406 | 80.038 | 333.2698
2025 | 1 | 27 | 1 | 40.6343 | 76.8152 | 315.9794
2025 | 1 | 27 | 2 | 39.6644 | 76.5117 | 308.1125
2025 | 1 | 27 | 3 | 39.4285 | 76.612 | 304.8199
2025 | 1 | 27 | 4 | 39.6356 | 76.4341 | 304.4525
2025 | 1 | 27 | 5 | 41.1619 | 77.5758 | 308.2419
2025 | 1 | 27 | 6 | 43.2364 | 81.6835 | 320.0807
2025 | 1 | 27 | 7 | 46.2559 | 87.9729 | 350.4669
2025 | 1 | 27 | 8 | 49.2327 | 102.3776 | 388.5915
2025 | 1 | 27 | 9 | 50.2072 | 107.6725 | 403.7501
2025 | 1 | 27 | 10 | 50.2682 | 108.9078 | 397.4287
2025 | 1 | 27 | 11 | 50.567 | 104.6914 | 388.2463
2025 | 1 | 27 | 12 | 50.1696 | 102.36 | 384.003
2025 | 1 | 27 | 13 | 50.2421 | 100.0606 | 378.1615
2025 | 1 | 27 | 14 | 50.0814 | 93.9686 | 375.4536
2025 | 1 | 27 | 15 | 50.6035 | 96.3333 | 379.6781
2025 | 1 | 27 | 16 | 52.164 | 96.3477 | 391.5167
2025 | 1 | 27 | 17 | 54.5559 | 94.597 | 420.0078
2025 | 1 | 27 | 18 | 56.3672 | 95.239 | 445.4904
2025 | 1 | 27 | 19 | 56.153 | 96.8287 | 444.8846
2025 | 1 | 27 | 20 | 53.2025 | 91.5871 | 433.4354
2025 | 1 | 27 | 21 | 50.3728 | 91.7874 | 417.6302
2025 | 1 | 27 | 22 | 46.9305 | 88.5499 | 395.1419
2025 | 1 | 27 | 23 | 44.0913 | 86.3969 | 367.9552
2025 | 1 | 28 | 0 | 41.9366 | 84.9178 | 345.7922
2025 | 1 | 28 | 1 | 39.8349 | 82.33 | 335.2988
2025 | 1 | 28 | 2 | 38.7729 | 80.8574 | 326.8624
2025 | 1 | 28 | 3 | 38.428 | 79.839 | 323.2608
2025 | 1 | 28 | 4 | 38.591 | 79.1542 | 322.1496
2025 | 1 | 28 | 5 | 40.094 | 79.938 | 325.2255
2025 | 1 | 28 | 6 | 42.4437 | 84.8071 | 334.6814
2025 | 1 | 28 | 7 | 45.4897 | 91.4061 | 365.0741
2025 | 1 | 28 | 8 | 48.3908 | 103.3795 | 404.8526
2025 | 1 | 28 | 9 | 49.1328 | 107.4755 | 421.8708
2025 | 1 | 28 | 10 | 48.6896 | 108.648 | 417.5287
2025 | 1 | 28 | 11 | 48.7173 | 108.8621 | 408.0032
2025 | 1 | 28 | 12 | 48.9968 | 106.0978 | 400.9053
2025 | 1 | 28 | 13 | 49.1307 | 104.5624 | 395.3832
2025 | 1 | 28 | 14 | 49.159 | 102.4629 | 393.0687
2025 | 1 | 28 | 15 | 49.699 | 101.7182 | 397.8646
2025 | 1 | 28 | 16 | 51.3213 | 100.9555 | 410.4294
2025 | 1 | 28 | 17 | 54.0851 | 99.3468 | 436.5144
2025 | 1 | 28 | 18 | 56.7438 | 97.8717 | 457.9775
2025 | 1 | 28 | 19 | 56.6424 | 98.4658 | 457.9319
2025 | 1 | 28 | 20 | 53.8402 | 92.4843 | 447.1381
2025 | 1 | 28 | 21 | 51.1147 | 91.108 | 431.826
2025 | 1 | 28 | 22 | 47.7649 | 87.2338 | 409.2942
2025 | 1 | 28 | 23 | 44.8909 | 85.2329 | 381.6881
2025 | 1 | 29 | 0 | 42.2061 | 83.7 | 362.6532
2025 | 1 | 29 | 1 | 39.0884 | 81.3275 | 342.5649
2025 | 1 | 29 | 2 | 37.7886 | 79.0666 | 333.5151
2025 | 1 | 29 | 3 | 37.185 | 77.1398 | 328.8012
2025 | 1 | 29 | 4 | 37.1232 | 76.6815 | 326.9432
2025 | 1 | 29 | 5 | 38.3935 | 76.9442 | 329.0032
2025 | 1 | 29 | 6 | 40.1938 | 81.8458 | 337.0398
2025 | 1 | 29 | 7 | 43.1393 | 88.6704 | 364.7981
2025 | 1 | 29 | 8 | 45.7403 | 100.5205 | 400.5438
2025 | 1 | 29 | 9 | 46.6071 | 105.2143 | 413.8318
2025 | 1 | 29 | 10 | 46.6804 | 105.0877 | 408.8521
2025 | 1 | 29 | 11 | 47.1418 | 106.0653 | 400.21
2025 | 1 | 29 | 12 | 47.1268 | 104.0298 | 401.1873
2025 | 1 | 29 | 13 | 47.3631 | 102.4744 | 398.2744
2025 | 1 | 29 | 14 | 47.1741 | 100.8139 | 396.8024
2025 | 1 | 29 | 15 | 47.7533 | 100.6735 | 399.5755
2025 | 1 | 29 | 16 | 49.1877 | 98.9503 | 407.1479
2025 | 1 | 29 | 17 | 51.2971 | 96.0006 | 431.1902
2025 | 1 | 29 | 18 | 53.0754 | 94.7522 | 445.8953
2025 | 1 | 29 | 19 | 52.9796 | 95.3202 | 450.6266
2025 | 1 | 29 | 20 | 50.3843 | 88.8703 | 442.2812
2025 | 1 | 29 | 21 | 47.7343 | 88.7569 | 429.9633
2025 | 1 | 29 | 22 | 44.3905 | 84.8846 | 408.5606
2025 | 1 | 29 | 23 | 41.5379 | 81.5209 | 381.2154
2025 | 1 | 30 | 0 | 39.4084 | 80.6472 | 347.3644
2025 | 1 | 30 | 1 | 38.57 | 77.1806 | 340.5961
2025 | 1 | 30 | 2 | 37.5084 | 75.4813 | 332.5833
2025 | 1 | 30 | 3 | 37.1248 | 73.7917 | 329.8299
2025 | 1 | 30 | 4 | 37.2545 | 72.9479 | 329.4372
2025 | 1 | 30 | 5 | 38.6426 | 73.3495 | 333.3262
2025 | 1 | 30 | 6 | 40.7131 | 79.4338 | 346.0177
2025 | 1 | 30 | 7 | 44.0717 | 85.958 | 374.9402
2025 | 1 | 30 | 8 | 47.365 | 98.5185 | 408.0985
2025 | 1 | 30 | 9 | 48.6999 | 103.2826 | 414.7608
2025 | 1 | 30 | 10 | 49.1989 | 104.8083 | 402.7524
2025 | 1 | 30 | 11 | 49.7785 | 104.5719 | 390.2103
2025 | 1 | 30 | 12 | 48.8048 | 99.6071 | 362.4418
2025 | 1 | 30 | 13 | 48.9105 | 98.6671 | 353.0226
2025 | 1 | 30 | 14 | 49.1814 | 96.2027 | 349.9671
2025 | 1 | 30 | 15 | 49.8477 | 95.2998 | 353.7745
2025 | 1 | 30 | 16 | 51.4479 | 95.5229 | 368.2175
2025 | 1 | 30 | 17 | 54.2678 | 90.9055 | 403.4576
2025 | 1 | 30 | 18 | 55.6677 | 91.701 | 451.2876
2025 | 1 | 30 | 19 | 56.6601 | 92.1561 | 460.4762
2025 | 1 | 30 | 20 | 54.7888 | 85.3151 | 455.1752
2025 | 1 | 30 | 21 | 52.5343 | 85.114 | 443.6806
2025 | 1 | 30 | 22 | 49.4186 | 81.8297 | 422.2626
2025 | 1 | 30 | 23 | 46.5335 | 79.2188 | 394.8826
2025 | 1 | 31 | 0 | 43.6868 | 78.3416 | 371.9266
2025 | 1 | 31 | 1 | 42.3033 | 77.1389 | 348.3477
2025 | 1 | 31 | 2 | 41.4042 | 75.5891 | 338.1944
2025 | 1 | 31 | 3 | 41.156 | 75.5227 | 333.1128
2025 | 1 | 31 | 4 | 41.3527 | 75.3958 | 330.6122
2025 | 1 | 31 | 5 | 42.763 | 75.8676 | 331.5537
2025 | 1 | 31 | 6 | 45.4534 | 82.0754 | 338.5138
2025 | 1 | 31 | 7 | 48.5191 | 87.9628 | 367.0266
2025 | 1 | 31 | 8 | 51.3103 | 100.4475 | 404.7666
2025 | 1 | 31 | 9 | 51.7445 | 105.9086 | 419.4059
2025 | 1 | 31 | 10 | 50.4829 | 109.322 | 414.1973
2025 | 1 | 31 | 11 | 49.7837 | 104.9889 | 404.6853
2025 | 1 | 31 | 12 | 50.4877 | 102.2077 | 391.5092
2025 | 1 | 31 | 13 | 50.2339 | 100.1318 | 385.642
2025 | 1 | 31 | 14 | 49.9626 | 97.2346 | 382.4698
2025 | 1 | 31 | 15 | 50.3871 | 97.9884 | 383.6567
2025 | 1 | 31 | 16 | 51.8471 | 96.1568 | 388.6749
2025 | 1 | 31 | 17 | 53.9402 | 93.6067 | 411.9153
2025 | 1 | 31 | 18 | 56.2575 | 97.9952 | 433.4314
2025 | 1 | 31 | 19 | 56.5834 | 98.5054 | 437.3481
2025 | 1 | 31 | 20 | 54.0885 | 93.405 | 428.0171
2025 | 1 | 31 | 21 | 51.7078 | 93.0397 | 416.3054
2025 | 1 | 31 | 22 | 48.9453 | 90.5301 | 398.9518
2025 | 1 | 31 | 23 | 46.3315 | 86.3421 | 375.179
2025 | 2 | 1 | 0 | 44.5436 | 82.6286 | 350.9127
2025 | 2 | 1 | 1 | 41.4059 | 82.2393 | 338.9951
2025 | 2 | 1 | 2 | 39.9066 | 80.5764 | 330.2177
2025 | 2 | 1 | 3 | 39.1846 | 80.752 | 326.0638
2025 | 2 | 1 | 4 | 39.0583 | 80.5772 | 326.5265
2025 | 2 | 1 | 5 | 39.6459 | 81.3866 | 330.1597
2025 | 2 | 1 | 6 | 41.1275 | 84.1975 | 329.6446
2025 | 2 | 1 | 7 | 42.5941 | 85.4757 | 347.6328
2025 | 2 | 1 | 8 | 44.8808 | 90.3536 | 381.7881
2025 | 2 | 1 | 9 | 46.8019 | 90.988 | 413.0292
2025 | 2 | 1 | 10 | 47.4849 | 93.7299 | 425.2502
2025 | 2 | 1 | 11 | 48.0621 | 92.7854 | 426.7604
2025 | 2 | 1 | 12 | 47.3389 | 92.4717 | 413.7339
2025 | 2 | 1 | 13 | 46.9931 | 91.323 | 410.843
2025 | 2 | 1 | 14 | 46.0492 | 88.5472 | 404.8056
2025 | 2 | 1 | 15 | 45.9275 | 85.1644 | 406.0115
2025 | 2 | 1 | 16 | 46.5525 | 84.3432 | 418.8904
2025 | 2 | 1 | 17 | 48.4907 | 82.5937 | 447.8853
2025 | 2 | 1 | 18 | 51.7382 | 88.1674 | 466.5748
2025 | 2 | 1 | 19 | 51.5973 | 90.4282 | 474.0462
2025 | 2 | 1 | 20 | 48.7819 | 86.2591 | 460.4499
2025 | 2 | 1 | 21 | 45.8472 | 83.4551 | 446.2537
2025 | 2 | 1 | 22 | 43.3529 | 84.0003 | 432.8478
2025 | 2 | 1 | 23 | 41.2137 | 78.86 | 415.1108
2025 | 2 | 2 | 0 | 40.0949 | 78.7899 | 392.5318
2025 | 2 | 2 | 1 | 37.877 | 76.7213 | 369.0643
2025 | 2 | 2 | 2 | 36.5172 | 75.0927 | 358.4871
2025 | 2 | 2 | 3 | 35.777 | 75.7768 | 353.3715
2025 | 2 | 2 | 4 | 35.5712 | 76.7519 | 351.9936
2025 | 2 | 2 | 5 | 35.9209 | 76.5667 | 351.9008
2025 | 2 | 2 | 6 | 36.8402 | 81.5327 | 347.6006
2025 | 2 | 2 | 7 | 38.0232 | 79.8193 | 357.516
2025 | 2 | 2 | 8 | 40.5194 | 85.5341 | 383.1357
2025 | 2 | 2 | 9 | 43.3727 | 84.1449 | 406.1389
2025 | 2 | 2 | 10 | 45.417 | 86.7491 | 416.1687
2025 | 2 | 2 | 11 | 46.8783 | 87.9194 | 410.9817
2025 | 2 | 2 | 12 | 47.8904 | 87.3519 | 409.1011
2025 | 2 | 2 | 13 | 48.06 | 86.303 | 408.3316
2025 | 2 | 2 | 14 | 47.6785 | 85.6804 | 404.0948
2025 | 2 | 2 | 15 | 48.1687 | 84.4119 | 405.7474
2025 | 2 | 2 | 16 | 49.2443 | 82.5622 | 414.3712
2025 | 2 | 2 | 17 | 51.2305 | 81.7831 | 440.854
2025 | 2 | 2 | 18 | 53.0147 | 90.5913 | 471.1693
2025 | 2 | 2 | 19 | 52.4261 | 91.5529 | 468.3583
2025 | 2 | 2 | 20 | 49.2385 | 88.1373 | 449.2678
2025 | 2 | 2 | 21 | 45.8577 | 83.3279 | 429.2277
2025 | 2 | 2 | 22 | 42.8427 | 81.1589 | 406.9796
2025 | 2 | 2 | 23 | 40.4444 | 78.9666 | 380.7154
2025 | 2 | 3 | 0 | 39.0126 | 81.1284 | 351.512
2025 | 2 | 3 | 1 | 37.6706 | 82.2192 | 337.2009
2025 | 2 | 3 | 2 | 36.7057 | 81.8521 | 329.107
2025 | 2 | 3 | 3 | 36.5164 | 81.4504 | 325.8371
2025 | 2 | 3 | 4 | 36.6628 | 80.5587 | 325.7023
2025 | 2 | 3 | 5 | 38.1584 | 81.9621 | 330.1361
2025 | 2 | 3 | 6 | 40.9989 | 84.7842 | 337.546
2025 | 2 | 3 | 7 | 44.1188 | 91.3073 | 365.9603
2025 | 2 | 3 | 8 | 46.8856 | 103.0688 | 395.4252
2025 | 2 | 3 | 9 | 47.7037 | 107.1207 | 396.8854
2025 | 2 | 3 | 10 | 47.2309 | 107.9077 | 384.3123
2025 | 2 | 3 | 11 | 47.332 | 107.0968 | 372.1228
2025 | 2 | 3 | 12 | 44.9235 | 104.7339 | 375.3852
2025 | 2 | 3 | 13 | 44.7104 | 102.2132 | 371.71
2025 | 2 | 3 | 14 | 44.0958 | 93.9833 | 366.5418
2025 | 2 | 3 | 15 | 44.5834 | 96.6032 | 366.8518
2025 | 2 | 3 | 16 | 46.3563 | 97.2398 | 377.5039
2025 | 2 | 3 | 17 | 49.1578 | 96.514 | 407.3478
2025 | 2 | 3 | 18 | 53.822 | 96.715 | 432.7116
2025 | 2 | 3 | 19 | 54.0344 | 99.4913 | 442.2532
2025 | 2 | 3 | 20 | 51.3522 | 95.2934 | 434.8084
2025 | 2 | 3 | 21 | 48.5734 | 93.7539 | 420.4587
2025 | 2 | 3 | 22 | 45.1734 | 89.8483 | 398.6273
2025 | 2 | 3 | 23 | 42.457 | 87.9164 | 372.0472
2025 | 2 | 4 | 0 | 40.5821 | 85.5639 | 349.3308
2025 | 2 | 4 | 1 | 38.0252 | 83.6886 | 330.5676
2025 | 2 | 4 | 2 | 36.8489 | 82.2361 | 322.067
2025 | 2 | 4 | 3 | 36.3936 | 80.9844 | 318.1701
2025 | 2 | 4 | 4 | 36.3768 | 79.8878 | 317.2215
2025 | 2 | 4 | 5 | 37.6281 | 80.7509 | 320.288
2025 | 2 | 4 | 6 | 39.6016 | 83.7987 | 326.188
2025 | 2 | 4 | 7 | 42.7421 | 91.2243 | 353.8043
2025 | 2 | 4 | 8 | 45.5256 | 101.7397 | 380.887
2025 | 2 | 4 | 9 | 46.4488 | 105.9762 | 377.1742
2025 | 2 | 4 | 10 | 46.455 | 108.2044 | 362.2113
2025 | 2 | 4 | 11 | 46.9315 | 109.8778 | 349.5006
2025 | 2 | 4 | 12 | 45.845 | 107.7011 | 373.5564
2025 | 2 | 4 | 13 | 45.8674 | 106.2867 | 370.5992
2025 | 2 | 4 | 14 | 45.4311 | 102.3029 | 365.6483
2025 | 2 | 4 | 15 | 45.851 | 103.9318 | 365.8184
2025 | 2 | 4 | 16 | 47.2586 | 102.4295 | 374.1789
2025 | 2 | 4 | 17 | 49.8931 | 100.817 | 400.4287
2025 | 2 | 4 | 18 | 53.5529 | 95.9969 | 421.8675
2025 | 2 | 4 | 19 | 53.741 | 97.8457 | 429.5946
2025 | 2 | 4 | 20 | 51.1366 | 93.6388 | 422.4161
2025 | 2 | 4 | 21 | 48.4003 | 92.6209 | 409.6252
2025 | 2 | 4 | 22 | 45.09 | 89.0942 | 388.9494
2025 | 2 | 4 | 23 | 42.3463 | 86.264 | 362.3181
2025 | 2 | 5 | 0 | 40.0565 | 84.7249 | 334.8051
2025 | 2 | 5 | 1 | 37.6084 | 82.7636 | 315.1865
2025 | 2 | 5 | 2 | 36.3867 | 81.3578 | 306.6345
2025 | 2 | 5 | 3 | 35.8475 | 80.3179 | 302.4
2025 | 2 | 5 | 4 | 35.7645 | 78.793 | 301.6321
2025 | 2 | 5 | 5 | 36.9702 | 79.9979 | 304.9349
2025 | 2 | 5 | 6 | 38.9241 | 84.4364 | 316.5805
2025 | 2 | 5 | 7 | 42.1014 | 92.0587 | 343.8318
2025 | 2 | 5 | 8 | 44.7779 | 102.4773 | 372.0865
2025 | 2 | 5 | 9 | 45.8369 | 107.5389 | 372.9856
2025 | 2 | 5 | 10 | 46.0978 | 109.7085 | 361.5323
2025 | 2 | 5 | 11 | 46.7592 | 109.7492 | 349.811
2025 | 2 | 5 | 12 | 46.8392 | 107.7888 | 361.0573
2025 | 2 | 5 | 13 | 47.0055 | 106.0219 | 357.6576
2025 | 2 | 5 | 14 | 46.7542 | 103.1413 | 353.3268
2025 | 2 | 5 | 15 | 47.325 | 105.0443 | 354.0295
2025 | 2 | 5 | 16 | 48.77 | 102.6013 | 364.0596
2025 | 2 | 5 | 17 | 51.0461 | 100.5829 | 391.7583
2025 | 2 | 5 | 18 | 52.5557 | 98.1083 | 420.1188
2025 | 2 | 5 | 19 | 52.8386 | 99.4542 | 425.479
2025 | 2 | 5 | 20 | 50.5434 | 94.846 | 417.6041
2025 | 2 | 5 | 21 | 47.8123 | 93.963 | 403.6836
2025 | 2 | 5 | 22 | 44.4507 | 90.2763 | 381.2711
2025 | 2 | 5 | 23 | 41.554 | 87.4792 | 353.6438
2025 | 2 | 6 | 0 | 39.8295 | 84.335 | 334.3685
2025 | 2 | 6 | 1 | 37.4253 | 83.647 | 317.465
2025 | 2 | 6 | 2 | 36.3095 | 82.1313 | 309.3626
2025 | 2 | 6 | 3 | 35.8948 | 81.0567 | 306.2343
2025 | 2 | 6 | 4 | 35.9087 | 80.0778 | 306.3619
2025 | 2 | 6 | 5 | 37.1621 | 81.2913 | 310.488
2025 | 2 | 6 | 6 | 39.3771 | 83.7724 | 317.1851
2025 | 2 | 6 | 7 | 42.6235 | 90.9789 | 346.2468
2025 | 2 | 6 | 8 | 45.4479 | 102.3048 | 380.7005
2025 | 2 | 6 | 9 | 46.5323 | 107.9158 | 391.0516
2025 | 2 | 6 | 10 | 46.7655 | 111.3775 | 386.0446
2025 | 2 | 6 | 11 | 47.3288 | 109.5666 | 378.1838
2025 | 2 | 6 | 12 | 47.2347 | 107.2502 | 374.1446
2025 | 2 | 6 | 13 | 47.3382 | 106.1946 | 371.5173
2025 | 2 | 6 | 14 | 47.1788 | 102.0716 | 368.0891
2025 | 2 | 6 | 15 | 47.8066 | 102.3478 | 370.5152
2025 | 2 | 6 | 16 | 49.1119 | 101.6031 | 379.5416
2025 | 2 | 6 | 17 | 51.4439 | 98.6918 | 404.603
2025 | 2 | 6 | 18 | 54.3892 | 96.3558 | 418.5427
2025 | 2 | 6 | 19 | 54.8532 | 98.6056 | 430.3283
2025 | 2 | 6 | 20 | 52.438 | 93.7976 | 425.3526
2025 | 2 | 6 | 21 | 49.8729 | 92.995 | 413.8131
2025 | 2 | 6 | 22 | 46.6971 | 89.675 | 393.4235
2025 | 2 | 6 | 23 | 43.8451 | 86.7805 | 366.8082
2025 | 2 | 7 | 0 | 40.5488 | 84.5353 | 342.163
2025 | 2 | 7 | 1 | 39.7403 | 84.975 | 319.796
2025 | 2 | 7 | 2 | 38.7033 | 82.9409 | 310.1737
2025 | 2 | 7 | 3 | 38.3506 | 82.2755 | 305.5412
2025 | 2 | 7 | 4 | 38.3743 | 81.9208 | 304.2931
2025 | 2 | 7 | 5 | 39.606 | 82.6572 | 306.8425
2025 | 2 | 7 | 6 | 41.8705 | 87.9902 | 318.1665
2025 | 2 | 7 | 7 | 45.0927 | 95.2396 | 346.1716
2025 | 2 | 7 | 8 | 47.8993 | 105.2022 | 378.5848
2025 | 2 | 7 | 9 | 48.5972 | 110.018 | 386.016
2025 | 2 | 7 | 10 | 48.0492 | 113.409 | 376.8537
2025 | 2 | 7 | 11 | 47.9643 | 112.8012 | 364.4335
2025 | 2 | 7 | 12 | 46.0351 | 108.5479 | 371.6922
2025 | 2 | 7 | 13 | 45.6461 | 106.924 | 368.8682
2025 | 2 | 7 | 14 | 45.135 | 104.4675 | 364.4545
2025 | 2 | 7 | 15 | 45.3726 | 103.5887 | 364.9434
2025 | 2 | 7 | 16 | 46.7538 | 100.6373 | 371.048
2025 | 2 | 7 | 17 | 49.3141 | 98.6657 | 392.3686
2025 | 2 | 7 | 18 | 52.6709 | 97.3468 | 419.7109
2025 | 2 | 7 | 19 | 54.0929 | 99.4147 | 423.4366
2025 | 2 | 7 | 20 | 52.5467 | 95.4658 | 412.8731
2025 | 2 | 7 | 21 | 50.6378 | 94.0813 | 399.7625
2025 | 2 | 7 | 22 | 48.0392 | 90.8836 | 382.5163
2025 | 2 | 7 | 23 | 45.4938 | 86.5135 | 358.8996
2025 | 2 | 8 | 0 | 42.6873 | 83.5643 | 331.9042
2025 | 2 | 8 | 1 | 40.3935 | 79.1699 | 334.2096
2025 | 2 | 8 | 2 | 38.9085 | 76.9556 | 325.622
2025 | 2 | 8 | 3 | 38.1925 | 76.2037 | 321.2177
2025 | 2 | 8 | 4 | 37.8579 | 75.1121 | 320.8137
2025 | 2 | 8 | 5 | 38.2536 | 74.992 | 323.6319
2025 | 2 | 8 | 6 | 38.9765 | 77.4684 | 330.7135
2025 | 2 | 8 | 7 | 40.9219 | 80.4575 | 348.8923
2025 | 2 | 8 | 8 | 43.9371 | 84.9161 | 374.8229
2025 | 2 | 8 | 9 | 46.5724 | 86.7454 | 387.2398
2025 | 2 | 8 | 10 | 47.9404 | 90.4409 | 382.9979
2025 | 2 | 8 | 11 | 48.9234 | 90.2362 | 375.1532
2025 | 2 | 8 | 12 | 48.7777 | 86.0978 | 348.0648
2025 | 2 | 8 | 13 | 48.5623 | 84.9093 | 337.9665
2025 | 2 | 8 | 14 | 47.8519 | 81.2968 | 329.3714
2025 | 2 | 8 | 15 | 47.7608 | 78.3013 | 329.6162
2025 | 2 | 8 | 16 | 48.2139 | 78.2239 | 349.2267
2025 | 2 | 8 | 17 | 49.6837 | 76.9708 | 392.724
2025 | 2 | 8 | 18 | 50.4895 | 80.6249 | 459.5652
2025 | 2 | 8 | 19 | 50.1587 | 83.4125 | 469.2621
2025 | 2 | 8 | 20 | 47.1555 | 78.2878 | 455.9155
2025 | 2 | 8 | 21 | 44.1283 | 78.4135 | 441.251
2025 | 2 | 8 | 22 | 41.6055 | 78.0657 | 427.3341
2025 | 2 | 8 | 23 | 39.5214 | 73.3494 | 409.4294
2025 | 2 | 9 | 0 | 38.9122 | 73.8971 | 396.8304
2025 | 2 | 9 | 1 | 36.3501 | 70.5076 | 355.4495
2025 | 2 | 9 | 2 | 35.0617 | 68.9602 | 343.4694
2025 | 2 | 9 | 3 | 34.3773 | 69.1632 | 336.8959
2025 | 2 | 9 | 4 | 34.1403 | 69.5674 | 333.1506
2025 | 2 | 9 | 5 | 34.462 | 69.6037 | 329.979
2025 | 2 | 9 | 6 | 35.6785 | 74.271 | 318.402
2025 | 2 | 9 | 7 | 37.1902 | 74.3969 | 328.5706
2025 | 2 | 9 | 8 | 39.8254 | 77.6161 | 357.5581
2025 | 2 | 9 | 9 | 42.3907 | 78.4011 | 382.3605
2025 | 2 | 9 | 10 | 43.9086 | 81.7687 | 394.1513
2025 | 2 | 9 | 11 | 45.0094 | 83.4659 | 390.6016
2025 | 2 | 9 | 12 | 43.3485 | 81.0955 | 385.505
2025 | 2 | 9 | 13 | 43.1785 | 80.0526 | 382.8868
2025 | 2 | 9 | 14 | 42.5478 | 79.2497 | 378.2129
2025 | 2 | 9 | 15 | 42.819 | 78.7113 | 381.1093
2025 | 2 | 9 | 16 | 44.0725 | 77.4964 | 388.1074
2025 | 2 | 9 | 17 | 46.5097 | 77.2176 | 412.2335
2025 | 2 | 9 | 18 | 50.273 | 82.693 | 429.927
2025 | 2 | 9 | 19 | 50.5874 | 86.12 | 430.9954
2025 | 2 | 9 | 20 | 48.0199 | 81.8514 | 413.1382
2025 | 2 | 9 | 21 | 44.9308 | 82.113 | 393.8332
2025 | 2 | 9 | 22 | 41.9729 | 79.7113 | 371.5486
2025 | 2 | 9 | 23 | 39.7033 | 75.8784 | 345.2939
2025 | 2 | 10 | 0 | 38.6323 | 76.5118 | 319.093
2025 | 2 | 10 | 1 | 37.2805 | 79.1324 | 323.7435
2025 | 2 | 10 | 2 | 36.3822 | 78.4072 | 317.4175
2025 | 2 | 10 | 3 | 36.2145 | 78.4256 | 316.0197
2025 | 2 | 10 | 4 | 36.3824 | 78.2635 | 317.1432
2025 | 2 | 10 | 5 | 37.8656 | 79.6307 | 323.4584
2025 | 2 | 10 | 6 | 40.4797 | 83.3637 | 338.8124
2025 | 2 | 10 | 7 | 43.7444 | 91.8131 | 369.4418
2025 | 2 | 10 | 8 | 46.5794 | 104.311 | 398.1983
2025 | 2 | 10 | 9 | 47.5321 | 110.1199 | 396.0132
2025 | 2 | 10 | 10 | 47.3191 | 112.9324 | 377.855
2025 | 2 | 10 | 11 | 47.5313 | 109.7797 | 360.3461
2025 | 2 | 10 | 12 | 47.6725 | 105.3175 | 351.8904
2025 | 2 | 10 | 13 | 47.7481 | 103.076 | 344.4121
2025 | 2 | 10 | 14 | 47.5173 | 100.3471 | 339.3473
2025 | 2 | 10 | 15 | 48.1282 | 100.7157 | 341.0869
2025 | 2 | 10 | 16 | 49.6284 | 99.3413 | 358.3648
2025 | 2 | 10 | 17 | 51.9588 | 97.1214 | 396.5596
2025 | 2 | 10 | 18 | 53.9043 | 94.2737 | 451.0019
2025 | 2 | 10 | 19 | 54.5546 | 97.1036 | 464.9478
2025 | 2 | 10 | 20 | 51.9953 | 91.9231 | 458.479
2025 | 2 | 10 | 21 | 49.3408 | 91.7731 | 444.2882
2025 | 2 | 10 | 22 | 46.0386 | 88.5298 | 422.0141
2025 | 2 | 10 | 23 | 43.2549 | 85.4685 | 395.4725
2025 | 2 | 11 | 0 | 40.1463 | 84.3067 | 374.7596
2025 | 2 | 11 | 1 | 38.8258 | 84.7178 | 349.8425
2025 | 2 | 11 | 2 | 37.8885 | 82.9762 | 341.0914
2025 | 2 | 11 | 3 | 37.6301 | 82.8805 | 336.5655
2025 | 2 | 11 | 4 | 37.7498 | 83.1496 | 334.564
2025 | 2 | 11 | 5 | 39.1369 | 84.2058 | 335.9753
2025 | 2 | 11 | 6 | 41.6843 | 88.2364 | 340.9982
2025 | 2 | 11 | 7 | 44.8377 | 96.3661 | 368.5861
2025 | 2 | 11 | 8 | 47.2986 | 107.8082 | 399.6591
2025 | 2 | 11 | 9 | 47.5804 | 112.1886 | 402.9838
2025 | 2 | 11 | 10 | 46.554 | 117.6119 | 393.7485
2025 | 2 | 11 | 11 | 46.2825 | 115.7375 | 383.9736
2025 | 2 | 11 | 12 | 44.7135 | 110.2734 | 343.1258
2025 | 2 | 11 | 13 | 44.457 | 108.5463 | 335.2354
2025 | 2 | 11 | 14 | 44.0927 | 107.2488 | 327.7353
2025 | 2 | 11 | 15 | 44.6019 | 108.2974 | 325.5406
2025 | 2 | 11 | 16 | 46.4418 | 105.6342 | 334.0003
2025 | 2 | 11 | 17 | 49.4648 | 104.8873 | 368.4183
2025 | 2 | 11 | 18 | 52.4791 | 103.0414 | 412.7709
2025 | 2 | 11 | 19 | 53.7954 | 105.9037 | 427.1309
2025 | 2 | 11 | 20 | 51.9751 | 101.5428 | 421.6539
2025 | 2 | 11 | 21 | 49.4401 | 100.7453 | 410.21
2025 | 2 | 11 | 22 | 46.1683 | 98.0562 | 390.6733
2025 | 2 | 11 | 23 | 43.4332 | 93.7445 | 364.6339
2025 | 2 | 12 | 0 | 41.99 | 92.1911 | 337.3756
2025 | 2 | 12 | 1 | 39.334 | 90.147 | 311.1386
2025 | 2 | 12 | 2 | 38.3326 | 88.3949 | 302.2147
2025 | 2 | 12 | 3 | 37.9876 | 87.388 | 297.6735
2025 | 2 | 12 | 4 | 38.0462 | 86.7074 | 296.394
2025 | 2 | 12 | 5 | 39.4083 | 88.1552 | 299.6432
2025 | 2 | 12 | 6 | 41.3238 | 93.4512 | 310.3511
2025 | 2 | 12 | 7 | 44.4258 | 100.4934 | 337.9431
2025 | 2 | 12 | 8 | 46.849 | 108.5707 | 368.0373
2025 | 2 | 12 | 9 | 47.5351 | 112.7499 | 373.5877
2025 | 2 | 12 | 10 | 47.2925 | 114.0973 | 365.5235
2025 | 2 | 12 | 11 | 47.5345 | 114.2467 | 354.7102
2025 | 2 | 12 | 12 | 44.7907 | 110.691 | 358.3438
2025 | 2 | 12 | 13 | 44.6104 | 108.1108 | 356.4041
2025 | 2 | 12 | 14 | 44.1415 | 102.1823 | 353.571
2025 | 2 | 12 | 15 | 44.5917 | 103.9849 | 354.827
2025 | 2 | 12 | 16 | 46.149 | 103.2645 | 364.3853
2025 | 2 | 12 | 17 | 48.6745 | 102.587 | 389.1685
2025 | 2 | 12 | 18 | 52.3847 | 101.4247 | 413.0869
2025 | 2 | 12 | 19 | 53.2447 | 104.2973 | 421.2227
2025 | 2 | 12 | 20 | 51.0939 | 99.8655 | 412.6708
2025 | 2 | 12 | 21 | 48.4006 | 98.4044 | 398.1281
2025 | 2 | 12 | 22 | 45.0362 | 94.4568 | 375.7193
2025 | 2 | 12 | 23 | 42.1817 | 92.1929 | 348.6033
2025 | 2 | 13 | 0 | 40.1512 | 89.9926 | 323.8333
2025 | 2 | 13 | 1 | 38.2151 | 88.2132 | 308.0439
2025 | 2 | 13 | 2 | 37.1702 | 86.3092 | 299.2498
2025 | 2 | 13 | 3 | 36.8133 | 84.4963 | 295.2529
2025 | 2 | 13 | 4 | 36.9147 | 83.7575 | 294.1443
2025 | 2 | 13 | 5 | 38.268 | 84.7142 | 296.9951
2025 | 2 | 13 | 6 | 41.0278 | 88.9833 | 307.5361
2025 | 2 | 13 | 7 | 44.2722 | 95.316 | 336.8294
2025 | 2 | 13 | 8 | 46.9756 | 104.1612 | 370.2472
2025 | 2 | 13 | 9 | 47.8161 | 107.6421 | 377.907
2025 | 2 | 13 | 10 | 47.6744 | 109.0069 | 370.4726
2025 | 2 | 13 | 11 | 47.8864 | 110.8632 | 361.6762
2025 | 2 | 13 | 12 | 47.6537 | 107.33 | 360.974
2025 | 2 | 13 | 13 | 47.6149 | 105.5832 | 356.9142
2025 | 2 | 13 | 14 | 47.4566 | 98.3196 | 353.2738
2025 | 2 | 13 | 15 | 47.9694 | 99.0882 | 355.0648
2025 | 2 | 13 | 16 | 49.1989 | 100.0983 | 363.2967
2025 | 2 | 13 | 17 | 51.4219 | 97.8794 | 387.8822
2025 | 2 | 13 | 18 | 53.3602 | 95.8216 | 408.1284
2025 | 2 | 13 | 19 | 54.2742 | 100.1745 | 420.1887
2025 | 2 | 13 | 20 | 52.0934 | 95.2825 | 414.4045
2025 | 2 | 13 | 21 | 49.4846 | 94.7033 | 402.2874
2025 | 2 | 13 | 22 | 46.2558 | 91.4046 | 381.6667
2025 | 2 | 13 | 23 | 43.3905 | 87.2079 | 355.0647
2025 | 2 | 14 | 0 | 40.7488 | 85.6771 | 333.5502
2025 | 2 | 14 | 1 | 39.3783 | 82.1375 | 321.1567
2025 | 2 | 14 | 2 | 38.4054 | 80.2315 | 313.5898
2025 | 2 | 14 | 3 | 38.1314 | 78.324 | 311.0621
2025 | 2 | 14 | 4 | 38.2789 | 76.7165 | 311.2445
2025 | 2 | 14 | 5 | 39.6899 | 77.1843 | 315.446
2025 | 2 | 14 | 6 | 42.3094 | 80.0822 | 324.0156
2025 | 2 | 14 | 7 | 45.5736 | 87.0183 | 354.6308
2025 | 2 | 14 | 8 | 48.5241 | 95.6344 | 386.1124
2025 | 2 | 14 | 9 | 49.5097 | 101.0872 | 388.8876
2025 | 2 | 14 | 10 | 49.0574 | 101.0187 | 376.0118
2025 | 2 | 14 | 11 | 48.9616 | 103.1091 | 360.6928
2025 | 2 | 14 | 12 | 48.0287 | 99.4071 | 333.6453
2025 | 2 | 14 | 13 | 47.7546 | 98.5444 | 325.8642
2025 | 2 | 14 | 14 | 47.3788 | 92.8031 | 320.7033
2025 | 2 | 14 | 15 | 47.7339 | 91.763 | 321.2599
2025 | 2 | 14 | 16 | 48.9981 | 90.8269 | 333.6219
2025 | 2 | 14 | 17 | 51.0297 | 85.0894 | 369.6378
2025 | 2 | 14 | 18 | 52.6937 | 84.3012 | 412.3178
2025 | 2 | 14 | 19 | 54.2338 | 86.9989 | 436.5677
2025 | 2 | 14 | 20 | 52.4449 | 82.6371 | 434.6634
2025 | 2 | 14 | 21 | 50.4667 | 82.9034 | 426.8016
2025 | 2 | 14 | 22 | 47.8449 | 79.7522 | 411.6212
2025 | 2 | 14 | 23 | 45.3178 | 75.3443 | 389.9557
2025 | 2 | 15 | 0 | 42.0323 | 73.5045 | 363.9681
2025 | 2 | 15 | 1 | 41.4642 | 73.8775 | 349.5247
2025 | 2 | 15 | 2 | 40.2705 | 71.8153 | 340.4401
2025 | 2 | 15 | 3 | 39.8349 | 71.0384 | 336.5423
2025 | 2 | 15 | 4 | 39.9433 | 71.4645 | 335.7949
2025 | 2 | 15 | 5 | 40.8284 | 71.9758 | 336.8151
2025 | 2 | 15 | 6 | 42.4459 | 72.7648 | 337.5957
2025 | 2 | 15 | 7 | 44.3572 | 75.9295 | 353.0248
2025 | 2 | 15 | 8 | 46.6124 | 78.6854 | 376.1329
2025 | 2 | 15 | 9 | 48.4957 | 82.3388 | 382.1858
2025 | 2 | 15 | 10 | 49.2625 | 86.3141 | 372.0383
2025 | 2 | 15 | 11 | 49.8747 | 87.1022 | 357.8806
2025 | 2 | 15 | 12 | 48.8802 | 84.8602 | 345.6653
2025 | 2 | 15 | 13 | 48.3034 | 83.6042 | 333.3111
2025 | 2 | 15 | 14 | 47.6214 | 81.1081 | 324.4432
2025 | 2 | 15 | 15 | 47.5384 | 77.4398 | 326.1639
2025 | 2 | 15 | 16 | 48.244 | 77.8235 | 341.0508
2025 | 2 | 15 | 17 | 50.3851 | 75.2904 | 377.5364
2025 | 2 | 15 | 18 | 52.7433 | 79.5294 | 412.7183
2025 | 2 | 15 | 19 | 53.7786 | 84.6195 | 428.6824
2025 | 2 | 15 | 20 | 51.4766 | 78.7707 | 416.9045
2025 | 2 | 15 | 21 | 48.8694 | 80.3247 | 402.4891
2025 | 2 | 15 | 22 | 46.4475 | 78.5632 | 387.3593
2025 | 2 | 15 | 23 | 44.335 | 74.6555 | 368.7293
2025 | 2 | 16 | 0 | 42.7959 | 76.3293 | 350.0902
2025 | 2 | 16 | 1 | 40.6922 | 76.0373 | 328.0792
2025 | 2 | 16 | 2 | 39.5036 | 74.2995 | 317.8825
2025 | 2 | 16 | 3 | 38.9536 | 73.8808 | 312.4753
2025 | 2 | 16 | 4 | 38.8105 | 73.7347 | 309.9068
2025 | 2 | 16 | 5 | 39.2748 | 74.0558 | 308.5902
2025 | 2 | 16 | 6 | 40.1981 | 75.7389 | 306.2294
2025 | 2 | 16 | 7 | 41.3663 | 77.8364 | 317.0895
2025 | 2 | 16 | 8 | 43.3796 | 78.3075 | 342.4533
2025 | 2 | 16 | 9 | 45.1894 | 80.4938 | 360.726
2025 | 2 | 16 | 10 | 46.0874 | 83.8651 | 361.3147
2025 | 2 | 16 | 11 | 46.7116 | 84.1308 | 354.5154
2025 | 2 | 16 | 12 | 49.0614 | 82.0975 | 361.5209
2025 | 2 | 16 | 13 | 49.1123 | 81.8039 | 355.1228
2025 | 2 | 16 | 14 | 48.834 | 84.0806 | 349.0558
2025 | 2 | 16 | 15 | 49.2593 | 82.103 | 351.4988
2025 | 2 | 16 | 16 | 50.1629 | 80.1247 | 362.7039
2025 | 2 | 16 | 17 | 52.0173 | 80.0204 | 390.2736
2025 | 2 | 16 | 18 | 53.4091 | 85.4414 | 410.6538
2025 | 2 | 16 | 19 | 53.7763 | 88.8277 | 415.8501
2025 | 2 | 16 | 20 | 50.8413 | 83.2594 | 399.989
2025 | 2 | 16 | 21 | 47.4166 | 83.2561 | 380.6146
2025 | 2 | 16 | 22 | 44.2879 | 82.6734 | 358.9154
2025 | 2 | 16 | 23 | 41.7471 | 77.5628 | 334.0069
2025 | 2 | 17 | 0 | 40.2942 | 77.0091 | 316.3604
2025 | 2 | 17 | 1 | 38.3951 | 74.6713 | 306.0864
2025 | 2 | 17 | 2 | 37.3885 | 72.1944 | 295.2776
2025 | 2 | 17 | 3 | 37.0907 | 72.2341 | 289.4271
2025 | 2 | 17 | 4 | 37.3133 | 72.6785 | 287.0923
2025 | 2 | 17 | 5 | 38.18 | 72.7592 | 288.2651
2025 | 2 | 17 | 6 | 39.0172 | 77.0152 | 289.1118
2025 | 2 | 17 | 7 | 40.3861 | 79.8857 | 302.812
2025 | 2 | 17 | 8 | 42.6974 | 81.5744 | 326.3214
2025 | 2 | 17 | 9 | 45.5481 | 82.3024 | 344.1891
2025 | 2 | 17 | 10 | 47.7715 | 84.6643 | 339.8485
2025 | 2 | 17 | 11 | 49.0319 | 84.3132 | 335.8813
2025 | 2 | 17 | 12 | 48.7715 | 82.4719 | 332.4928
2025 | 2 | 17 | 13 | 48.659 | 82.3198 | 335.9585
2025 | 2 | 17 | 14 | 48.3484 | 84.6951 | 333.9028
2025 | 2 | 17 | 15 | 48.6388 | 80.2577 | 334.478
2025 | 2 | 17 | 16 | 49.693 | 78.0126 | 338.8875
2025 | 2 | 17 | 17 | 52.0603 | 78.4256 | 368.0297
2025 | 2 | 17 | 18 | 51.8911 | 78.2146 | 389.0691
2025 | 2 | 17 | 19 | 53.0997 | 82.5437 | 393.3519
2025 | 2 | 17 | 20 | 51.1764 | 77.7008 | 380.6362
2025 | 2 | 17 | 21 | 48.5537 | 79.6269 | 363.2744
2025 | 2 | 17 | 22 | 45.6161 | 78.2996 | 341.5706
2025 | 2 | 17 | 23 | 42.9776 | 73.2899 | 315.6747
2025 | 2 | 18 | 0 | 40.958 | 73.8855 | 295.8474
2025 | 2 | 18 | 1 | 41.477 | 75.6672 | 289.0696
2025 | 2 | 18 | 2 | 40.734 | 73.2856 | 280.8621
2025 | 2 | 18 | 3 | 40.7059 | 72.32 | 277.0994
2025 | 2 | 18 | 4 | 41.0001 | 72.2593 | 275.9739
2025 | 2 | 18 | 5 | 42.6334 | 72.7212 | 279.092
2025 | 2 | 18 | 6 | 45.4802 | 78.623 | 288.958
2025 | 2 | 18 | 7 | 48.5329 | 87.2791 | 319.5886
2025 | 2 | 18 | 8 | 50.8326 | 97.405 | 353.4404
2025 | 2 | 18 | 9 | 50.6897 | 101.8402 | 360.6817
2025 | 2 | 18 | 10 | 48.8504 | 104.7128 | 352.3856
2025 | 2 | 18 | 11 | 47.919 | 104.9953 | 341.8336
2025 | 2 | 18 | 12 | 46.2343 | 103.5071 | 340.5722
2025 | 2 | 18 | 13 | 45.7054 | 102.2544 | 335.3952
2025 | 2 | 18 | 14 | 45.2107 | 104.1261 | 331.5039
2025 | 2 | 18 | 15 | 45.6421 | 102.9339 | 333.7484
2025 | 2 | 18 | 16 | 47.4943 | 99.6858 | 344.6404
2025 | 2 | 18 | 17 | 50.4793 | 95.4556 | 371.0352
2025 | 2 | 18 | 18 | 54.1357 | 91.3505 | 392.9016
2025 | 2 | 18 | 19 | 56.0745 | 93.7065 | 404.7291
2025 | 2 | 18 | 20 | 54.1938 | 86.8438 | 397.1633
2025 | 2 | 18 | 21 | 51.7494 | 87.8367 | 382.8703
2025 | 2 | 18 | 22 | 48.4483 | 85.2225 | 361.4699
2025 | 2 | 18 | 23 | 45.7674 | 78.8099 | 335.3791
2025 | 2 | 19 | 0 | 44.2439 | 76.5232 | 318.4942
2025 | 2 | 19 | 1 | 41.2655 | 77.2101 | 306.529
2025 | 2 | 19 | 2 | 40.3564 | 74.5654 | 299.7207
2025 | 2 | 19 | 3 | 40.105 | 73.7215 | 296.9308
2025 | 2 | 19 | 4 | 40.3141 | 73.9338 | 296.8785
2025 | 2 | 19 | 5 | 41.8288 | 74.5551 | 300.9814
2025 | 2 | 19 | 6 | 44.4987 | 75.1923 | 315.7725
2025 | 2 | 19 | 7 | 47.488 | 83.9139 | 345.5552
2025 | 2 | 19 | 8 | 49.6489 | 95.5227 | 375.5181
2025 | 2 | 19 | 9 | 49.812 | 102.9346 | 377.9616
2025 | 2 | 19 | 10 | 48.8083 | 106.5213 | 366.2523
2025 | 2 | 19 | 11 | 48.4367 | 101.6245 | 352.3885
2025 | 2 | 19 | 12 | 48.0156 | 103.7985 | 299.8989
2025 | 2 | 19 | 13 | 47.7533 | 102.9235 | 289.2474
2025 | 2 | 19 | 14 | 47.2483 | 105.1362 | 283.6712
2025 | 2 | 19 | 15 | 47.5952 | 104.5537 | 284.4285
2025 | 2 | 19 | 16 | 48.8901 | 100.1022 | 301.7291
2025 | 2 | 19 | 17 | 50.9491 | 94.5588 | 344.8979
2025 | 2 | 19 | 18 | 53.1332 | 93.7653 | 399.1936
2025 | 2 | 19 | 19 | 54.2804 | 95.2809 | 424.6243
2025 | 2 | 19 | 20 | 52.0207 | 88.8329 | 423.7547
2025 | 2 | 19 | 21 | 49.2657 | 90.0346 | 413.9835
2025 | 2 | 19 | 22 | 45.8367 | 87.3716 | 393.8407
2025 | 2 | 19 | 23 | 43.0094 | 81.9012 | 368.5273
2025 | 2 | 20 | 0 | 41.2598 | 80.1775 | 348.7405
2025 | 2 | 20 | 1 | 38.7945 | 81.1928 | 331.5205
2025 | 2 | 20 | 2 | 37.7551 | 78.8641 | 324.6775
2025 | 2 | 20 | 3 | 37.4367 | 78.5164 | 322.5276
2025 | 2 | 20 | 4 | 37.5864 | 79.0978 | 322.9918
2025 | 2 | 20 | 5 | 39.0341 | 80.1473 | 327.4834
2025 | 2 | 20 | 6 | 41.8775 | 85.0863 | 342.1043
2025 | 2 | 20 | 7 | 45.016 | 93.5277 | 369.4152
2025 | 2 | 20 | 8 | 47.5694 | 104.3373 | 387.9566
2025 | 2 | 20 | 9 | 48.2703 | 109.949 | 371.8973
2025 | 2 | 20 | 10 | 47.955 | 115.2693 | 344.6908
2025 | 2 | 20 | 11 | 48.0158 | 111.0323 | 323.7289
2025 | 2 | 20 | 12 | 47.1484 | 105.908 | 302.827
2025 | 2 | 20 | 13 | 47.0084 | 104.4073 | 291.1616
2025 | 2 | 20 | 14 | 46.7534 | 102.9877 | 285.018
2025 | 2 | 20 | 15 | 47.1916 | 102.4661 | 285.6241
2025 | 2 | 20 | 16 | 48.3378 | 101.3578 | 301.1969
2025 | 2 | 20 | 17 | 50.3916 | 97.6651 | 342.4857
2025 | 2 | 20 | 18 | 51.5685 | 98.0772 | 396.835
2025 | 2 | 20 | 19 | 52.6208 | 101.1407 | 420.8716
2025 | 2 | 20 | 20 | 50.5186 | 95.3038 | 419.6089
2025 | 2 | 20 | 21 | 47.8574 | 96.216 | 408.8574
2025 | 2 | 20 | 22 | 44.5673 | 94.0254 | 388.9262
2025 | 2 | 20 | 23 | 41.7439 | 88.1197 | 363.4697
2025 | 2 | 21 | 0 | 39.9909 | 86.0902 | 342.811
2025 | 2 | 21 | 1 | 37.1849 | 85.4433 | 319.9596
2025 | 2 | 21 | 2 | 36.0745 | 82.8031 | 310.1039
2025 | 2 | 21 | 3 | 35.7198 | 82.3041 | 305.0644
2025 | 2 | 21 | 4 | 35.8227 | 82.558 | 302.9661
2025 | 2 | 21 | 5 | 37.2659 | 83.4482 | 304.8383
2025 | 2 | 21 | 6 | 39.6965 | 89.6005 | 317.4442
2025 | 2 | 21 | 7 | 42.8691 | 97.6824 | 344.9002
2025 | 2 | 21 | 8 | 45.6906 | 106.0096 | 372.7193
2025 | 2 | 21 | 9 | 46.7616 | 111.2354 | 374.4038
2025 | 2 | 21 | 10 | 46.646 | 113.9782 | 362.0704
2025 | 2 | 21 | 11 | 46.8414 | 112.7547 | 347.7124
2025 | 2 | 21 | 12 | 46.9475 | 108.425 | 304.8532
2025 | 2 | 21 | 13 | 46.932 | 106.4344 | 296.7666
2025 | 2 | 21 | 14 | 46.6254 | 105.7211 | 291.3726
2025 | 2 | 21 | 15 | 47.0207 | 102.2278 | 290.2128
2025 | 2 | 21 | 16 | 47.9711 | 100.2067 | 299.2992
2025 | 2 | 21 | 17 | 49.4969 | 97.4636 | 331.0113
2025 | 2 | 21 | 18 | 49.8062 | 94.0897 | 377.1007
2025 | 2 | 21 | 19 | 50.5861 | 96.7597 | 393.3062
2025 | 2 | 21 | 20 | 48.2294 | 92.3073 | 387.6914
2025 | 2 | 21 | 21 | 45.8336 | 92.2946 | 375.5462
2025 | 2 | 21 | 22 | 43.0963 | 89.452 | 358.5646
2025 | 2 | 21 | 23 | 40.6576 | 83.6833 | 336.2301
2025 | 2 | 22 | 0 | 38.1454 | 81.1277 | 317.6377
2025 | 2 | 22 | 1 | 35.8812 | 77.7067 | 286.289
2025 | 2 | 22 | 2 | 34.5623 | 75.5909 | 275.8624
2025 | 2 | 22 | 3 | 33.9565 | 75.3166 | 269.8076
2025 | 2 | 22 | 4 | 33.7622 | 76.1422 | 266.8346
2025 | 2 | 22 | 5 | 34.2952 | 75.9426 | 266.0626
2025 | 2 | 22 | 6 | 35.4152 | 81.6123 | 267.3233
2025 | 2 | 22 | 7 | 37.811 | 82.4085 | 282.1975
2025 | 2 | 22 | 8 | 41.1372 | 87.0471 | 306.6136
2025 | 2 | 22 | 9 | 44.1442 | 89.4743 | 316.6752
2025 | 2 | 22 | 10 | 45.8947 | 91.6454 | 312.409
2025 | 2 | 22 | 11 | 47.1954 | 92.6832 | 305.3372
2025 | 2 | 22 | 12 | 46.7584 | 88.8581 | 301.8914
2025 | 2 | 22 | 13 | 46.4705 | 86.0929 | 296.009
2025 | 2 | 22 | 14 | 45.9818 | 84.4445 | 289.7034
2025 | 2 | 22 | 15 | 45.9678 | 82.5004 | 288.486
2025 | 2 | 22 | 16 | 46.6013 | 81.5599 | 296.409
2025 | 2 | 22 | 17 | 48.149 | 79.7822 | 326.7151
2025 | 2 | 22 | 18 | 46.4925 | 85.0274 | 354.7617
2025 | 2 | 22 | 19 | 47.3387 | 87.3683 | 367.2565
2025 | 2 | 22 | 20 | 45.3051 | 82.1263 | 356.2042
2025 | 2 | 22 | 21 | 42.987 | 81.3505 | 342.7662
2025 | 2 | 22 | 22 | 40.7438 | 79.3015 | 329.134
2025 | 2 | 22 | 23 | 38.8987 | 76.803 | 311.5974
2025 | 2 | 23 | 0 | 37.4153 | 77.8413 | 292.9334
2025 | 2 | 23 | 1 | 35.1174 | 77.6479 | 282.4938
2025 | 2 | 23 | 2 | 33.9703 | 75.5512 | 273.4921
2025 | 2 | 23 | 3 | 33.4487 | 75.2147 | 268.4578
2025 | 2 | 23 | 4 | 33.1003 | 76.1767 | 266.7567
2025 | 2 | 23 | 5 | 33.3637 | 76.052 | 266.6385
2025 | 2 | 23 | 6 | 34.1378 | 79.4015 | 265.3877
2025 | 2 | 23 | 7 | 36.2014 | 80.1325 | 280.5082
2025 | 2 | 23 | 8 | 39.5698 | 81.1092 | 314.3788
2025 | 2 | 23 | 9 | 42.5468 | 82.1769 | 338.4755
2025 | 2 | 23 | 10 | 44.2071 | 84.3974 | 343.762
2025 | 2 | 23 | 11 | 45.4097 | 86.1946 | 338.7886
2025 | 2 | 23 | 12 | 45.0984 | 84.7273 | 338.1537
2025 | 2 | 23 | 13 | 45.1339 | 83.7393 | 338.3031
2025 | 2 | 23 | 14 | 44.871 | 83.05 | 335.1187
2025 | 2 | 23 | 15 | 45.2634 | 81.7586 | 335.8648
2025 | 2 | 23 | 16 | 46.3771 | 81.8724 | 346.3861
2025 | 2 | 23 | 17 | 48.3471 | 81.1347 | 374.0104
2025 | 2 | 23 | 18 | 48.9029 | 86.8954 | 403.7215
2025 | 2 | 23 | 19 | 49.165 | 89.7073 | 408.0604
2025 | 2 | 23 | 20 | 46.6841 | 86.1838 | 394.2019
2025 | 2 | 23 | 21 | 43.6094 | 84.8902 | 376.9137
2025 | 2 | 23 | 22 | 40.5873 | 83.8095 | 357.2382
2025 | 2 | 23 | 23 | 38.2545 | 79.7534 | 333.4021
2025 | 2 | 24 | 0 | 37.1252 | 81.1966 | 310.948
2025 | 2 | 24 | 1 | 35.2874 | 81.1803 | 302.2624
2025 | 2 | 24 | 2 | 34.4717 | 80.0986 | 296.7825
2025 | 2 | 24 | 3 | 34.3289 | 79.7224 | 295.1919
2025 | 2 | 24 | 4 | 34.5987 | 79.6905 | 296.1779
2025 | 2 | 24 | 5 | 36.1231 | 80.9704 | 301.5537
2025 | 2 | 24 | 6 | 38.5629 | 86.0458 | 314.2461
2025 | 2 | 24 | 7 | 41.9332 | 93.9223 | 346.046
2025 | 2 | 24 | 8 | 44.6911 | 103.8544 | 378.1184
2025 | 2 | 24 | 9 | 45.6147 | 108.5042 | 382.5684
2025 | 2 | 24 | 10 | 45.8238 | 109.1931 | 370.329
2025 | 2 | 24 | 11 | 46.3263 | 108.9145 | 356.8143
2025 | 2 | 24 | 12 | 45.819 | 105.7789 | 359.4224
2025 | 2 | 24 | 13 | 45.8584 | 103.5487 | 353.1691
2025 | 2 | 24 | 14 | 45.7338 | 99.4252 | 348.67
2025 | 2 | 24 | 15 | 46.3467 | 99.6222 | 350.6553
2025 | 2 | 24 | 16 | 47.8444 | 99.8055 | 362.6452
2025 | 2 | 24 | 17 | 50.053 | 97.0511 | 392.2483
2025 | 2 | 24 | 18 | 50.645 | 94.8875 | 426.6327
2025 | 2 | 24 | 19 | 51.1546 | 97.6868 | 440.3143
2025 | 2 | 24 | 20 | 48.8037 | 93.3524 | 434.5898
2025 | 2 | 24 | 21 | 45.7247 | 93.0664 | 420.2581
2025 | 2 | 24 | 22 | 42.3196 | 89.8851 | 399.0823
2025 | 2 | 24 | 23 | 39.4774 | 86.185 | 373.0997
2025 | 2 | 25 | 0 | 38.4368 | 84.5793 | 346.9247
2025 | 2 | 25 | 1 | 35.4317 | 82.8026 | 332.1322
2025 | 2 | 25 | 2 | 34.408 | 80.6395 | 326.0409
2025 | 2 | 25 | 3 | 34.0523 | 79.3714 | 323.8311
2025 | 2 | 25 | 4 | 34.2519 | 79.187 | 324.0271
2025 | 2 | 25 | 5 | 35.6958 | 79.898 | 328.4792
2025 | 2 | 25 | 6 | 38.5751 | 85.0806 | 338.8521
2025 | 2 | 25 | 7 | 41.7803 | 93.5532 | 367.5224
2025 | 2 | 25 | 8 | 44.3456 | 102.1549 | 390.0692
2025 | 2 | 25 | 9 | 45.0826 | 107.1757 | 380.4284
2025 | 2 | 25 | 10 | 44.8327 | 109.1677 | 358.7135
2025 | 2 | 25 | 11 | 45.1066 | 111.2535 | 339.7685
2025 | 2 | 25 | 12 | 44.9065 | 108.658 | 357.8172
2025 | 2 | 25 | 13 | 45.0125 | 106.9686 | 351.0218
2025 | 2 | 25 | 14 | 44.8712 | 104.9663 | 345.849
2025 | 2 | 25 | 15 | 45.4893 | 105.6228 | 346.8071
2025 | 2 | 25 | 16 | 46.912 | 104.575 | 358.3645
2025 | 2 | 25 | 17 | 49.0968 | 101.7751 | 387.0384
2025 | 2 | 25 | 18 | 50.441 | 97.7544 | 416.1201
2025 | 2 | 25 | 19 | 51.0041 | 99.0739 | 433.1305
2025 | 2 | 25 | 20 | 48.6951 | 94.5288 | 429.37
2025 | 2 | 25 | 21 | 45.7888 | 93.5792 | 416.0722
2025 | 2 | 25 | 22 | 42.4894 | 90.3572 | 395.5768
2025 | 2 | 25 | 23 | 39.7068 | 86.3175 | 369.9397
2025 | 2 | 26 | 0 | 37.5639 | 84.2638 | 341.8122
2025 | 2 | 26 | 1 | 36.0789 | 84.2043 | 329.6505
2025 | 2 | 26 | 2 | 35.0345 | 81.7365 | 322.7059
2025 | 2 | 26 | 3 | 34.6545 | 80.6362 | 319.4508
2025 | 2 | 26 | 4 | 34.794 | 80.9877 | 319.0438
2025 | 2 | 26 | 5 | 36.2146 | 81.778 | 322.9528
2025 | 2 | 26 | 6 | 38.9786 | 85.1535 | 329.8974
2025 | 2 | 26 | 7 | 42.1562 | 93.4131 | 358.2887
2025 | 2 | 26 | 8 | 44.5049 | 102.5974 | 387.378
2025 | 2 | 26 | 9 | 45.0428 | 109.0469 | 391.4384
2025 | 2 | 26 | 10 | 44.6136 | 111.5562 | 382.5494
2025 | 2 | 26 | 11 | 44.8048 | 110.5007 | 370.7493
2025 | 2 | 26 | 12 | 43.7235 | 108.78 | 348.5838
2025 | 2 | 26 | 13 | 43.6014 | 107.1148 | 343.3453
2025 | 2 | 26 | 14 | 43.337 | 105.4379 | 339.171
2025 | 2 | 26 | 15 | 43.7944 | 106.9143 | 338.736
2025 | 2 | 26 | 16 | 45.2758 | 105.0597 | 348.7178
2025 | 2 | 26 | 17 | 47.7796 | 101.7742 | 377.8215
2025 | 2 | 26 | 18 | 51.4326 | 100.8558 | 394.2229
2025 | 2 | 26 | 19 | 52.3517 | 101.1534 | 416.2309
2025 | 2 | 26 | 20 | 50.5023 | 97.4397 | 416.4467
2025 | 2 | 26 | 21 | 47.9076 | 96.3745 | 404.5374
2025 | 2 | 26 | 22 | 44.6434 | 93.1924 | 383.1413
2025 | 2 | 26 | 23 | 41.6151 | 90.4231 | 357.1076
2025 | 2 | 27 | 0 | 39.5219 | 89.1256 | 336.7987
2025 | 2 | 27 | 1 | 37.3424 | 85.2516 | 315.9127
2025 | 2 | 27 | 2 | 36.326 | 83.0883 | 307.3962
2025 | 2 | 27 | 3 | 36.0033 | 81.9443 | 303.1957
2025 | 2 | 27 | 4 | 36.1471 | 81.9592 | 301.9192
2025 | 2 | 27 | 5 | 37.487 | 83.1358 | 304.5722
2025 | 2 | 27 | 6 | 39.7886 | 88.9473 | 311.8026
2025 | 2 | 27 | 7 | 42.883 | 96.8043 | 340.017
2025 | 2 | 27 | 8 | 45.3628 | 105.4367 | 369.378
2025 | 2 | 27 | 9 | 46.1354 | 111.8915 | 374.0042
2025 | 2 | 27 | 10 | 46.0185 | 114.3488 | 366.6034
2025 | 2 | 27 | 11 | 46.3537 | 113.6964 | 358.2965
2025 | 2 | 27 | 12 | 43.7324 | 110.2304 | 333.957
2025 | 2 | 27 | 13 | 43.5365 | 108.9739 | 329.0653
2025 | 2 | 27 | 14 | 43.2721 | 102.8668 | 324.9693
2025 | 2 | 27 | 15 | 43.8952 | 103.8209 | 324.3537
2025 | 2 | 27 | 16 | 45.3304 | 104.5064 | 331.7353
2025 | 2 | 27 | 17 | 47.751 | 100.9277 | 358.582
2025 | 2 | 27 | 18 | 49.4808 | 97.7518 | 399.367
2025 | 2 | 27 | 19 | 51.1117 | 99.4362 | 408.6222
2025 | 2 | 27 | 20 | 49.7865 | 96.0122 | 404.1638
2025 | 2 | 27 | 21 | 47.5233 | 95.2132 | 389.7997
2025 | 2 | 27 | 22 | 44.4511 | 92.0248 | 368.1626
2025 | 2 | 27 | 23 | 41.6786 | 89.1378 | 341.0886
2025 | 2 | 28 | 0 | 39.9216 | 86.1699 | 318.4744
2025 | 2 | 28 | 1 | 37.0784 | 86.0709 | 300.5717
2025 | 2 | 28 | 2 | 36.009 | 83.5584 | 292.1742
2025 | 2 | 28 | 3 | 35.6386 | 82.5636 | 288.2676
2025 | 2 | 28 | 4 | 35.7748 | 82.452 | 287.3406
2025 | 2 | 28 | 5 | 37.1345 | 83.2146 | 290.3542
2025 | 2 | 28 | 6 | 39.9541 | 89.995 | 298.1065
2025 | 2 | 28 | 7 | 43.0607 | 97.0617 | 329.173
2025 | 2 | 28 | 8 | 45.6953 | 103.8485 | 364.4888
2025 | 2 | 28 | 9 | 46.514 | 108.5192 | 375.8578
2025 | 2 | 28 | 10 | 46.2 | 109.4712 | 370.8192
2025 | 2 | 28 | 11 | 46.2922 | 111.5016 | 360.678
2025 | 2 | 28 | 12 | 45.0283 | 109.5683 | 353.2533
2025 | 2 | 28 | 13 | 44.8048 | 107.7648 | 350.9263
2025 | 2 | 28 | 14 | 44.3482 | 104.1349 | 348.0235
2025 | 2 | 28 | 15 | 44.5623 | 103.1196 | 347.9444
2025 | 2 | 28 | 16 | 45.4906 | 102.1325 | 353.2169
2025 | 2 | 28 | 17 | 47.1916 | 99.3547 | 375.0291
2025 | 2 | 28 | 18 | 48.4683 | 97.6157 | 396.3617
2025 | 2 | 28 | 19 | 49.1175 | 98.2834 | 412.7361
2025 | 2 | 28 | 20 | 47.2664 | 95.5635 | 410.8345
2025 | 2 | 28 | 21 | 44.8319 | 93.682 | 400.4379
2025 | 2 | 28 | 22 | 42.1149 | 90.3834 | 384.2851
2025 | 2 | 28 | 23 | 39.5233 | 86.1619 | 361.9705
2025 | 3 | 1 | 0 | 37.6906 | 82.6278 | 332.5455
2025 | 3 | 1 | 1 | 35.6024 | 78.1464 | 328.1762
2025 | 3 | 1 | 2 | 34.2107 | 75.9605 | 320.9319
2025 | 3 | 1 | 3 | 33.5027 | 75.663 | 318.2907
2025 | 3 | 1 | 4 | 33.1973 | 76.3382 | 319.5045
2025 | 3 | 1 | 5 | 33.5694 | 76.3354 | 323.235
2025 | 3 | 1 | 6 | 34.7738 | 80.4637 | 326.6541
2025 | 3 | 1 | 7 | 37.1197 | 82.5446 | 344.3211
2025 | 3 | 1 | 8 | 40.0749 | 86.5141 | 364.2236
2025 | 3 | 1 | 9 | 42.586 | 90 | 367.0174
2025 | 3 | 1 | 10 | 43.7962 | 93.7666 | 354.9424
2025 | 3 | 1 | 11 | 44.7975 | 94.3461 | 338.4972
2025 | 3 | 1 | 12 | 44.4088 | 92.9945 | 357.7849
2025 | 3 | 1 | 13 | 44.2139 | 91.6492 | 355.4988
2025 | 3 | 1 | 14 | 43.5979 | 92.5838 | 350.6861
2025 | 3 | 1 | 15 | 43.3932 | 86.2446 | 355.3649
2025 | 3 | 1 | 16 | 43.9583 | 85.9717 | 368.3002
2025 | 3 | 1 | 17 | 45.4642 | 82.7592 | 399.4029
2025 | 3 | 1 | 18 | 46.2709 | 83.0215 | 417.458
2025 | 3 | 1 | 19 | 46.7259 | 87.7886 | 437.3357
2025 | 3 | 1 | 20 | 44.8744 | 82.7994 | 430.0868
2025 | 3 | 1 | 21 | 42.5298 | 82.5359 | 417.5193
2025 | 3 | 1 | 22 | 40.2579 | 81.325 | 404.4078
2025 | 3 | 1 | 23 | 38.2921 | 77.4026 | 388.2098
2025 | 3 | 2 | 0 | 36.6936 | 78.387 | 366.722
2025 | 3 | 2 | 1 | 35.675 | 77.1631 | 351.8665
2025 | 3 | 2 | 2 | 34.5427 | 75.405 | 342.7821
2025 | 3 | 2 | 3 | 34.0086 | 75.744 | 338.7234
2025 | 3 | 2 | 4 | 33.7114 | 77.0069 | 337.7471
2025 | 3 | 2 | 5 | 33.9964 | 77.1521 | 337.5211
2025 | 3 | 2 | 6 | 34.9068 | 80.2087 | 336.4408
2025 | 3 | 2 | 7 | 36.9477 | 80.0037 | 347.72
2025 | 3 | 2 | 8 | 39.7128 | 81.9427 | 366.0535
2025 | 3 | 2 | 9 | 42.2 | 83.7285 | 374.091
2025 | 3 | 2 | 10 | 43.6593 | 86.581 | 367.3957
2025 | 3 | 2 | 11 | 44.8752 | 87.226 | 352.1294
2025 | 3 | 2 | 12 | 45.7013 | 86.492 | 348.3735
2025 | 3 | 2 | 13 | 45.8211 | 86.3032 | 343.7495
2025 | 3 | 2 | 14 | 45.6455 | 86.4893 | 338.6096
2025 | 3 | 2 | 15 | 45.9209 | 82.8581 | 345.5264
2025 | 3 | 2 | 16 | 46.9397 | 83.0624 | 359.408
2025 | 3 | 2 | 17 | 49.0408 | 80.2051 | 392.4008
2025 | 3 | 2 | 18 | 50.5104 | 87.2305 | 423.7693
2025 | 3 | 2 | 19 | 50.9235 | 91.6688 | 434.079
2025 | 3 | 2 | 20 | 48.8922 | 88.3549 | 422.9493
2025 | 3 | 2 | 21 | 45.989 | 86.5342 | 404.0088
2025 | 3 | 2 | 22 | 42.9695 | 85.5795 | 382.0935
2025 | 3 | 2 | 23 | 40.5876 | 81.3143 | 357.9524
2025 | 3 | 3 | 0 | 38.9051 | 82.0558 | 339.9154
2025 | 3 | 3 | 1 | 36.4554 | 83.556 | 322.7754
2025 | 3 | 3 | 2 | 35.59 | 82.751 | 314.9101
2025 | 3 | 3 | 3 | 35.3691 | 82.8751 | 311.7873
2025 | 3 | 3 | 4 | 35.5302 | 82.7258 | 311.6903
2025 | 3 | 3 | 5 | 36.8922 | 84.1094 | 315.587
2025 | 3 | 3 | 6 | 39.2175 | 89.5581 | 329.4042
2025 | 3 | 3 | 7 | 42.5464 | 96.5024 | 357.6708
2025 | 3 | 3 | 8 | 44.9715 | 106.624 | 382.6453
2025 | 3 | 3 | 9 | 45.6014 | 111.4854 | 380.1948
2025 | 3 | 3 | 10 | 45.5415 | 112.807 | 362.9741
2025 | 3 | 3 | 11 | 45.949 | 111.7795 | 345.6857
2025 | 3 | 3 | 12 | 45.5692 | 109.3601 | 341.0834
2025 | 3 | 3 | 13 | 45.7578 | 106.7134 | 338.6953
2025 | 3 | 3 | 14 | 45.6204 | 102.1648 | 334.4782
2025 | 3 | 3 | 15 | 46.2616 | 101.0413 | 337.6668
2025 | 3 | 3 | 16 | 47.7919 | 102.3134 | 346.9042
2025 | 3 | 3 | 17 | 49.7346 | 100.3572 | 373.648
2025 | 3 | 3 | 18 | 50.4868 | 97.6741 | 398.7627
2025 | 3 | 3 | 19 | 51.2323 | 102.1143 | 409.7395
2025 | 3 | 3 | 20 | 49.3512 | 97.8323 | 404.4456
2025 | 3 | 3 | 21 | 46.5228 | 96.9952 | 387.8143
2025 | 3 | 3 | 22 | 43.1438 | 93.5021 | 364.9666
2025 | 3 | 3 | 23 | 40.3568 | 89.9996 | 339.358
2025 | 3 | 4 | 0 | 38.3417 | 87.0596 | 324.2336
2025 | 3 | 4 | 1 | 36.4916 | 86.4767 | 313.6224
2025 | 3 | 4 | 2 | 35.4813 | 84.4735 | 305.8438
2025 | 3 | 4 | 3 | 35.1109 | 83.2102 | 302.7435
2025 | 3 | 4 | 4 | 35.2483 | 82.6386 | 302.336
2025 | 3 | 4 | 5 | 36.5933 | 83.2934 | 305.6343
2025 | 3 | 4 | 6 | 39.0416 | 86.9744 | 320.0468
2025 | 3 | 4 | 7 | 42.3915 | 93.6993 | 348.7473
2025 | 3 | 4 | 8 | 44.9571 | 101.7157 | 373.6162
2025 | 3 | 4 | 9 | 45.6482 | 105.6642 | 369.72
2025 | 3 | 4 | 10 | 45.577 | 106.6421 | 353.9674
2025 | 3 | 4 | 11 | 46.0034 | 109.4688 | 337.5241
2025 | 3 | 4 | 12 | 45.4686 | 107.3338 | 325.1911
2025 | 3 | 4 | 13 | 45.6421 | 105.7021 | 321.7978
2025 | 3 | 4 | 14 | 45.6284 | 102.2977 | 317.5858
2025 | 3 | 4 | 15 | 46.04 | 100.62 | 321.2993
2025 | 3 | 4 | 16 | 47.3842 | 102.0589 | 332.0646
2025 | 3 | 4 | 17 | 49.7687 | 98.8782 | 362.0393
2025 | 3 | 4 | 18 | 50.4398 | 97.5054 | 394.493
2025 | 3 | 4 | 19 | 51.4371 | 100.7475 | 409.3715
2025 | 3 | 4 | 20 | 49.9909 | 96.4265 | 408.2288
2025 | 3 | 4 | 21 | 47.3384 | 95.4799 | 394.8809
2025 | 3 | 4 | 22 | 44.0217 | 92.0117 | 373.413
2025 | 3 | 4 | 23 | 41.1849 | 87.6422 | 347.9291
2025 | 3 | 5 | 0 | 39.3444 | 85.8175 | 334.007
2025 | 3 | 5 | 1 | 37.0148 | 84.8213 | 303.4185
2025 | 3 | 5 | 2 | 35.9748 | 82.4926 | 294.9336
2025 | 3 | 5 | 3 | 35.5882 | 80.7589 | 290.2979
2025 | 3 | 5 | 4 | 35.6788 | 79.9106 | 289.1503
2025 | 3 | 5 | 5 | 37.0425 | 80.4952 | 291.3678
2025 | 3 | 5 | 6 | 39.1087 | 83.5515 | 299.2439
2025 | 3 | 5 | 7 | 42.2712 | 90.8479 | 326.4392
2025 | 3 | 5 | 8 | 44.5093 | 99.0449 | 351.4359
2025 | 3 | 5 | 9 | 45.12 | 105.004 | 350.6665
2025 | 3 | 5 | 10 | 44.996 | 105.4681 | 338.1382
2025 | 3 | 5 | 11 | 45.4613 | 107.2297 | 324.8942
2025 | 3 | 5 | 12 | 45.3776 | 106.533 | 318.1888
2025 | 3 | 5 | 13 | 45.6122 | 104.7232 | 317.7697
2025 | 3 | 5 | 14 | 45.5361 | 102.0388 | 314.3727
2025 | 3 | 5 | 15 | 46.0957 | 101.4447 | 316.4838
2025 | 3 | 5 | 16 | 47.4483 | 101.6445 | 322.9842
2025 | 3 | 5 | 17 | 49.5141 | 97.2568 | 348.7943
2025 | 3 | 5 | 18 | 49.6302 | 93.2078 | 369.3238
2025 | 3 | 5 | 19 | 51.1672 | 95.6885 | 379.2166
2025 | 3 | 5 | 20 | 50.0678 | 91.4275 | 376.2134
2025 | 3 | 5 | 21 | 47.8114 | 92.017 | 361.5645
2025 | 3 | 5 | 22 | 44.5765 | 88.6174 | 339.1541
2025 | 3 | 5 | 23 | 41.7697 | 83.8319 | 313.1995
2025 | 3 | 6 | 0 | 38.9363 | 82.9072 | 298.5325
2025 | 3 | 6 | 1 | 37.0216 | 81.0809 | 269.3831
2025 | 3 | 6 | 2 | 36.0066 | 79.1863 | 260.1018
2025 | 3 | 6 | 3 | 35.6739 | 78.2623 | 255.1649
2025 | 3 | 6 | 4 | 35.7579 | 77.6287 | 253.8457
2025 | 3 | 6 | 5 | 37.0623 | 78.4923 | 256.5412
2025 | 3 | 6 | 6 | 39.1389 | 83.5211 | 268.6574
2025 | 3 | 6 | 7 | 42.3521 | 91.0868 | 295.1506
2025 | 3 | 6 | 8 | 44.7892 | 101.1028 | 313.0082
2025 | 3 | 6 | 9 | 45.5917 | 108.1585 | 303.3706
2025 | 3 | 6 | 10 | 45.677 | 112.0953 | 285.3236
2025 | 3 | 6 | 11 | 46.2071 | 110.9743 | 270.9486
2025 | 3 | 6 | 12 | 46.2634 | 107.341 | 295.237
2025 | 3 | 6 | 13 | 46.5311 | 106.6497 | 298.0432
2025 | 3 | 6 | 14 | 46.6269 | 104.7846 | 297.1679
2025 | 3 | 6 | 15 | 47.3054 | 103.4225 | 301.8839
2025 | 3 | 6 | 16 | 48.5246 | 103.527 | 307.9005
2025 | 3 | 6 | 17 | 50.4519 | 97.9714 | 330.6588
2025 | 3 | 6 | 18 | 50.8685 | 94.182 | 362.4234
2025 | 3 | 6 | 19 | 52.1355 | 96.3621 | 369.6235
2025 | 3 | 6 | 20 | 50.7518 | 92.2689 | 365.598
2025 | 3 | 6 | 21 | 48.396 | 92.3627 | 351.346
2025 | 3 | 6 | 22 | 45.2535 | 89.5658 | 330.5749
2025 | 3 | 6 | 23 | 42.4688 | 85.5689 | 305.1162
2025 | 3 | 7 | 0 | 39.0168 | 83.4863 | 274.5246
2025 | 3 | 7 | 1 | 39.4089 | 84.2144 | 277.5504
2025 | 3 | 7 | 2 | 38.5326 | 82.3114 | 271.0734
2025 | 3 | 7 | 3 | 38.3507 | 82.6543 | 269.0767
2025 | 3 | 7 | 4 | 38.4903 | 82.585 | 269.9873
2025 | 3 | 7 | 5 | 39.857 | 83.6128 | 275.0363
2025 | 3 | 7 | 6 | 42.1895 | 89.5716 | 283.3451
2025 | 3 | 7 | 7 | 45.3724 | 96.3498 | 316.4892
2025 | 3 | 7 | 8 | 47.784 | 104.9657 | 347.3055
2025 | 3 | 7 | 9 | 48.06 | 111.4657 | 351.0801
2025 | 3 | 7 | 10 | 46.9828 | 115.6175 | 339.2461
2025 | 3 | 7 | 11 | 46.6334 | 112.9027 | 323.2518
2025 | 3 | 7 | 12 | 46.0921 | 109.0078 | 337.0422
2025 | 3 | 7 | 13 | 45.8087 | 106.7938 | 338.7429
2025 | 3 | 7 | 14 | 45.5419 | 103.3209 | 337.9317
2025 | 3 | 7 | 15 | 45.754 | 102.3113 | 343.6838
2025 | 3 | 7 | 16 | 47.0215 | 102.1922 | 353.1151
2025 | 3 | 7 | 17 | 49.2946 | 99.3727 | 379.4041
2025 | 3 | 7 | 18 | 51.1685 | 98.8265 | 400.0941
2025 | 3 | 7 | 19 | 52.9841 | 101.6339 | 420.9233
2025 | 3 | 7 | 20 | 52.2315 | 99.6116 | 422.9924
2025 | 3 | 7 | 21 | 50.4559 | 99.8324 | 414.3079
2025 | 3 | 7 | 22 | 47.8549 | 97.4553 | 398.7288
2025 | 3 | 7 | 23 | 45.2066 | 91.4889 | 377.7865
2025 | 3 | 8 | 0 | 42.6584 | 87.0398 | 352.306
2025 | 3 | 8 | 1 | 39.1372 | 85.1251 | 333.4814
2025 | 3 | 8 | 2 | 37.5336 | 83.0423 | 324.5646
2025 | 3 | 8 | 3 | 36.6867 | 83.0146 | 320.5131
2025 | 3 | 8 | 4 | 36.2328 | 83.6021 | 319.6846
2025 | 3 | 8 | 5 | 36.4364 | 83.8081 | 319.581
2025 | 3 | 8 | 6 | 36.6052 | 87.0997 | 320.5879
2025 | 3 | 8 | 7 | 38.3792 | 87.5161 | 334.9289
2025 | 3 | 8 | 8 | 41.1658 | 91.1114 | 351.0833
2025 | 3 | 8 | 9 | 43.4254 | 93.899 | 347.8952
2025 | 3 | 8 | 10 | 44.8954 | 95.5618 | 335.0349
2025 | 3 | 8 | 11 | 46.0741 | 96.0957 | 316.7267
2025 | 3 | 8 | 12 | 45.7971 | 94.0564 | 321.6758
2025 | 3 | 8 | 13 | 45.7671 | 92.0862 | 315.625
2025 | 3 | 8 | 14 | 45.1996 | 89.9963 | 308.8997
2025 | 3 | 8 | 15 | 45.0724 | 85.9398 | 314.7243
2025 | 3 | 8 | 16 | 45.3554 | 86.8117 | 326.0035
2025 | 3 | 8 | 17 | 46.371 | 84.224 | 357.1093
2025 | 3 | 8 | 18 | 45.7054 | 87.8939 | 389.351
2025 | 3 | 8 | 19 | 45.7622 | 90.4109 | 398.0613
2025 | 3 | 8 | 20 | 43.609 | 87.5882 | 389.0474
2025 | 3 | 8 | 21 | 40.8006 | 85.5607 | 372.3019
2025 | 3 | 8 | 22 | 38.3184 | 85.2566 | 355.4119
2025 | 3 | 8 | 23 | 36.318 | 81.257 | 335.9164
2025 | 3 | 9 | 0 | 35.19 | 82.1386 | 320.7822
2025 | 3 | 9 | 1 | 33.62 | 74.5916 | 297.4642
2025 | 3 | 9 | 2 | 33.0264 | 73.6546 | 291.2178
2025 | 3 | 9 | 3 | 32.6769 | 75.1639 | 288.2012
2025 | 3 | 9 | 4 | 33.5332 | 77.9772 | 288.4454
2025 | 3 | 9 | 5 | 34.9892 | 79.9452 | 292.9678
2025 | 3 | 9 | 6 | 37.2277 | 90.1624 | 305.2645
2025 | 3 | 9 | 7 | 38.5114 | 90.6305 | 316.2025
2025 | 3 | 9 | 8 | 39.8688 | 93.0565 | 317.5169
2025 | 3 | 9 | 9 | 42.4982 | 89.9079 | 315.1473
2025 | 3 | 9 | 10 | 44.8633 | 91.9802 | 298.6854
2025 | 3 | 9 | 11 | 46.0123 | 91.1825 | 288.3878
2025 | 3 | 9 | 12 | 46.2386 | 89.566 | 281.9659
2025 | 3 | 9 | 13 | 46.102 | 88.8819 | 270.8195
2025 | 3 | 9 | 14 | 46.0446 | 86.1105 | 264.1833
2025 | 3 | 9 | 15 | 46.9837 | 82.4799 | 272.4714
2025 | 3 | 9 | 16 | 48.9183 | 82.2713 | 292.8386
2025 | 3 | 9 | 17 | 50.2923 | 78.7322 | 327.971
2025 | 3 | 9 | 18 | 49.9095 | 84.5767 | 341.7237
2025 | 3 | 9 | 19 | 49.8695 | 89.3029 | 362.7864
2025 | 3 | 9 | 20 | 47.4909 | 88.2183 | 358.0607
2025 | 3 | 9 | 21 | 43.1646 | 83.0009 | 336.2977
2025 | 3 | 9 | 22 | 39.8292 | 79.5853 | 312.4016
2025 | 3 | 9 | 23 | 37.5351 | 77.3126 | 290.0045
2025 | 3 | 10 | 0 | 37.9812 | 81.5737 | 282.2679
2025 | 3 | 10 | 1 | 36.513 | 82.6969 | 274.2252
2025 | 3 | 10 | 2 | 36.2877 | 83.1112 | 270.3151
2025 | 3 | 10 | 3 | 36.4386 | 83.6109 | 269.3661
2025 | 3 | 10 | 4 | 37.6243 | 83.8369 | 272.0163
2025 | 3 | 10 | 5 | 40.1515 | 87.5656 | 282.436
2025 | 3 | 10 | 6 | 44.3172 | 95.827 | 307.5111
2025 | 3 | 10 | 7 | 46.7275 | 104.7506 | 335.5615
2025 | 3 | 10 | 8 | 47.2557 | 112.6214 | 340.9613
2025 | 3 | 10 | 9 | 46.6468 | 114.3038 | 326.9114
2025 | 3 | 10 | 10 | 45.4406 | 114.4814 | 304.3408
2025 | 3 | 10 | 11 | 44.5929 | 111.8104 | 291.1171
2025 | 3 | 10 | 12 | 42.9518 | 109.5264 | 264.1338
2025 | 3 | 10 | 13 | 42.4191 | 107.356 | 257.1459
2025 | 3 | 10 | 14 | 41.8876 | 96.7739 | 253.128
2025 | 3 | 10 | 15 | 42.8447 | 96.5542 | 256.8541
2025 | 3 | 10 | 16 | 45.2156 | 99.0616 | 271.7271
2025 | 3 | 10 | 17 | 46.9638 | 96.3795 | 305.0917
2025 | 3 | 10 | 18 | 48.0235 | 91.6513 | 342.0234
2025 | 3 | 10 | 19 | 49.236 | 97.8509 | 359.7074
2025 | 3 | 10 | 20 | 47.7248 | 96.3106 | 357.3419
2025 | 3 | 10 | 21 | 44.1129 | 93.9636 | 336.6401
2025 | 3 | 10 | 22 | 40.4449 | 88.8956 | 311.1542
2025 | 3 | 10 | 23 | 37.9159 | 86.8575 | 286.8386
2025 | 3 | 11 | 0 | 37.1289 | 86.379 | 271.0253
2025 | 3 | 11 | 1 | 36.6222 | 85.4128 | 267.1029
2025 | 3 | 11 | 2 | 36.2166 | 84.828 | 263.8868
2025 | 3 | 11 | 3 | 36.1421 | 84.2917 | 263.3869
2025 | 3 | 11 | 4 | 37.1593 | 83.9046 | 266.1762
2025 | 3 | 11 | 5 | 39.4951 | 87.1602 | 276.8158
2025 | 3 | 11 | 6 | 43.1483 | 94.7692 | 304.2273
2025 | 3 | 11 | 7 | 45.5808 | 103.5045 | 333.386
2025 | 3 | 11 | 8 | 46.017 | 109.0688 | 338.5791
2025 | 3 | 11 | 9 | 45.2132 | 109.1888 | 323.4177
2025 | 3 | 11 | 10 | 44.2034 | 109.5039 | 300.7109
2025 | 3 | 11 | 11 | 43.5398 | 111.0512 | 286.0569
2025 | 3 | 11 | 12 | 42.2096 | 107.1726 | 282.4852
2025 | 3 | 11 | 13 | 41.7183 | 105.8444 | 275.9978
2025 | 3 | 11 | 14 | 41.4542 | 96.7394 | 272.922
2025 | 3 | 11 | 15 | 42.1422 | 96.2572 | 279.0445
2025 | 3 | 11 | 16 | 44.3511 | 98.6587 | 296.1455
2025 | 3 | 11 | 17 | 46.5364 | 95.1457 | 326.133
2025 | 3 | 11 | 18 | 47.3236 | 91.8508 | 356.541
2025 | 3 | 11 | 19 | 48.62 | 97.326 | 373.4795
2025 | 3 | 11 | 20 | 47.7479 | 95.8256 | 372.169
2025 | 3 | 11 | 21 | 44.1898 | 94.0394 | 352.2097
2025 | 3 | 11 | 22 | 40.5543 | 89.2968 | 327.0182
2025 | 3 | 11 | 23 | 37.7807 | 85.2775 | 302.1092
2025 | 3 | 12 | 0 | 36.9193 | 85.772 | 289.609
2025 | 3 | 12 | 1 | 35.4657 | 83.8948 | 274.3836
2025 | 3 | 12 | 2 | 34.9303 | 82.9741 | 270.9974
2025 | 3 | 12 | 3 | 34.7658 | 81.977 | 269.6149
2025 | 3 | 12 | 4 | 35.718 | 81.3001 | 272.15
2025 | 3 | 12 | 5 | 38.0878 | 84.5426 | 282.2357
2025 | 3 | 12 | 6 | 41.974 | 92.7566 | 305.0103
2025 | 3 | 12 | 7 | 44.2719 | 102.113 | 332.4956
2025 | 3 | 12 | 8 | 44.4578 | 107.3183 | 335.7053
2025 | 3 | 12 | 9 | 43.6669 | 109.0233 | 319.6915
2025 | 3 | 12 | 10 | 42.5755 | 108.408 | 296.2421
2025 | 3 | 12 | 11 | 41.9479 | 109.4878 | 281.7144
2025 | 3 | 12 | 12 | 42.601 | 107.4206 | 295.5591
2025 | 3 | 12 | 13 | 42.2986 | 106.1162 | 291.635
2025 | 3 | 12 | 14 | 41.9727 | 99.3861 | 289.1827
2025 | 3 | 12 | 15 | 42.7571 | 98.5385 | 293.9445
2025 | 3 | 12 | 16 | 44.7487 | 99.4243 | 307.3651
2025 | 3 | 12 | 17 | 46.3207 | 94.5389 | 332.638
2025 | 3 | 12 | 18 | 47.4626 | 90.7693 | 357.2102
2025 | 3 | 12 | 19 | 48.0531 | 94.3376 | 366.8668
2025 | 3 | 12 | 20 | 46.5765 | 92.0061 | 362.1251
2025 | 3 | 12 | 21 | 42.8484 | 90.0073 | 339.8933
2025 | 3 | 12 | 22 | 39.1333 | 84.83 | 313.2194
2025 | 3 | 12 | 23 | 36.2963 | 81.6069 | 287.3888
2025 | 3 | 13 | 0 | 35.2995 | 82.2204 | 272.7214
2025 | 3 | 13 | 1 | 34.346 | 79.0281 | 277.2234
2025 | 3 | 13 | 2 | 33.7532 | 78.152 | 274.3003
2025 | 3 | 13 | 3 | 33.5478 | 77.2386 | 274.4249
2025 | 3 | 13 | 4 | 34.4933 | 76.3401 | 278.0434
2025 | 3 | 13 | 5 | 36.7563 | 79.1417 | 289.717
2025 | 3 | 13 | 6 | 40.085 | 87.7253 | 319.0173
2025 | 3 | 13 | 7 | 42.6671 | 97.4433 | 348.2315
2025 | 3 | 13 | 8 | 43.6911 | 102.5961 | 349.3307
2025 | 3 | 13 | 9 | 44.1025 | 104.4647 | 328.8305
2025 | 3 | 13 | 10 | 44.5372 | 105.1497 | 301.5106
2025 | 3 | 13 | 11 | 44.8296 | 104.6821 | 284.4051
2025 | 3 | 13 | 12 | 44.9107 | 95.268 | 256.2122
2025 | 3 | 13 | 13 | 44.8863 | 94.7224 | 248.2257
2025 | 3 | 13 | 14 | 45.0068 | 83.7386 | 245.5774
2025 | 3 | 13 | 15 | 46.15 | 81.0723 | 251.8944
2025 | 3 | 13 | 16 | 48.0605 | 84.5162 | 272.6686
2025 | 3 | 13 | 17 | 49.3568 | 77.7137 | 312.3035
2025 | 3 | 13 | 18 | 48.4062 | 76.4298 | 353.3427
2025 | 3 | 13 | 19 | 48.8237 | 81.2392 | 383.8918
2025 | 3 | 13 | 20 | 47.0314 | 78.7023 | 389.9861
2025 | 3 | 13 | 21 | 43.1627 | 79.3485 | 374.0297
2025 | 3 | 13 | 22 | 39.5466 | 76.2926 | 350.3419
2025 | 3 | 13 | 23 | 36.8299 | 71.7843 | 326.3402
2025 | 3 | 14 | 0 | 35.8125 | 73.4681 | 314.2684
2025 | 3 | 14 | 1 | 33.8629 | 74.5521 | 304.1521
2025 | 3 | 14 | 2 | 33.1762 | 73.2304 | 300.7371
2025 | 3 | 14 | 3 | 32.8709 | 73.7329 | 300.2154
2025 | 3 | 14 | 4 | 33.7343 | 74.0395 | 303.3359
2025 | 3 | 14 | 5 | 35.9001 | 76.9144 | 313.5944
2025 | 3 | 14 | 6 | 39.5042 | 88.5454 | 338.8805
2025 | 3 | 14 | 7 | 42.0239 | 98.5229 | 365.8275
2025 | 3 | 14 | 8 | 43.0101 | 105.4677 | 366.2207
2025 | 3 | 14 | 9 | 43.3603 | 107.8786 | 346.0725
2025 | 3 | 14 | 10 | 43.4376 | 111.3212 | 319.2198
2025 | 3 | 14 | 11 | 43.4549 | 109.0331 | 301.0073
2025 | 3 | 14 | 12 | 43.3969 | 107.5599 | 315.8301
2025 | 3 | 14 | 13 | 43.2528 | 106.8334 | 310.7256
2025 | 3 | 14 | 14 | 43.0265 | 105.7321 | 307.2266
2025 | 3 | 14 | 15 | 43.9021 | 103.2967 | 311.056
2025 | 3 | 14 | 16 | 45.5845 | 99.9108 | 320.6311
2025 | 3 | 14 | 17 | 46.3009 | 94.1126 | 343.0993
2025 | 3 | 14 | 18 | 44.701 | 88.9384 | 366.5739
2025 | 3 | 14 | 19 | 44.7646 | 91.2774 | 382.7137
2025 | 3 | 14 | 20 | 42.9543 | 89.2398 | 381.2938
2025 | 3 | 14 | 21 | 39.1645 | 88.1895 | 362.5971
2025 | 3 | 14 | 22 | 36.0008 | 84.5772 | 341.5935
2025 | 3 | 14 | 23 | 33.6474 | 77.6136 | 319.5117
2025 | 3 | 15 | 0 | 33.2634 | 75.9852 | 298.9765
2025 | 3 | 15 | 1 | 31.3624 | 76.2099 | 286.1995
2025 | 3 | 15 | 2 | 30.5013 | 74.6326 | 280.1006
2025 | 3 | 15 | 3 | 30.0314 | 74.5492 | 276.6279
2025 | 3 | 15 | 4 | 30.5532 | 75.5989 | 276.8078
2025 | 3 | 15 | 5 | 31.8405 | 78.0249 | 282.3268
2025 | 3 | 15 | 6 | 34.5039 | 84.0212 | 294.7994
2025 | 3 | 15 | 7 | 36.4717 | 89.9217 | 312.4846
2025 | 3 | 15 | 8 | 38.6033 | 90.5187 | 327.6824
2025 | 3 | 15 | 9 | 41.0979 | 93.859 | 342.3572
2025 | 3 | 15 | 10 | 42.4915 | 97.4324 | 337.8906
2025 | 3 | 15 | 11 | 43.1674 | 95.4418 | 333.4528
2025 | 3 | 15 | 12 | 43.2272 | 91.236 | 331.3037
2025 | 3 | 15 | 13 | 42.8929 | 90.4721 | 325.9654
2025 | 3 | 15 | 14 | 42.5104 | 90.7778 | 320.688
2025 | 3 | 15 | 15 | 43.0377 | 86.1763 | 326.8756
2025 | 3 | 15 | 16 | 44.5794 | 83.9381 | 339.0663
2025 | 3 | 15 | 17 | 45.237 | 82.3082 | 358.9418
2025 | 3 | 15 | 18 | 43.3383 | 78.8732 | 369.6603
2025 | 3 | 15 | 19 | 42.6724 | 82.7044 | 374.1283
2025 | 3 | 15 | 20 | 40.2512 | 79.5606 | 362.9744
2025 | 3 | 15 | 21 | 36.266 | 80.0227 | 339.0176
2025 | 3 | 15 | 22 | 33.4819 | 77.2464 | 319.0634
2025 | 3 | 15 | 23 | 31.7764 | 73.1908 | 300.4951
2025 | 3 | 16 | 0 | 32.1556 | 74.2013 | 289.4514
2025 | 3 | 16 | 1 | 30.3921 | 71.0563 | 281.8357
2025 | 3 | 16 | 2 | 29.687 | 69.4813 | 276.7667
2025 | 3 | 16 | 3 | 29.2696 | 70.2521 | 274.1315
2025 | 3 | 16 | 4 | 29.6646 | 72.8621 | 275.5238
2025 | 3 | 16 | 5 | 30.6954 | 74.1489 | 281.9658
2025 | 3 | 16 | 6 | 32.9641 | 79.8525 | 304.5135
2025 | 3 | 16 | 7 | 34.5899 | 82.2552 | 315.4536
2025 | 3 | 16 | 8 | 36.7216 | 86.1669 | 313.3072
2025 | 3 | 16 | 9 | 39.2373 | 89.4588 | 309.4033
2025 | 3 | 16 | 10 | 40.9276 | 93.0144 | 298.0878
2025 | 3 | 16 | 11 | 41.8338 | 90.1188 | 288.5219
2025 | 3 | 16 | 12 | 41.4064 | 87.3971 | 274.8838
2025 | 3 | 16 | 13 | 41.3342 | 86.706 | 270.7952
2025 | 3 | 16 | 14 | 41.2241 | 89.9326 | 266.8093
2025 | 3 | 16 | 15 | 42.0133 | 88.3143 | 270.5305
2025 | 3 | 16 | 16 | 43.8623 | 83.6144 | 287.0529
2025 | 3 | 16 | 17 | 45.2295 | 82.8391 | 321.6788
2025 | 3 | 16 | 18 | 44.0678 | 82.2155 | 359.1181
2025 | 3 | 16 | 19 | 43.8269 | 84.4323 | 373.3895
2025 | 3 | 16 | 20 | 42.0563 | 82.672 | 368.2185
2025 | 3 | 16 | 21 | 38.1433 | 81.8386 | 345.0519
2025 | 3 | 16 | 22 | 34.8219 | 77.037 | 320.8796
2025 | 3 | 16 | 23 | 32.5803 | 74.4175 | 298.0015
2025 | 3 | 17 | 0 | 31.8156 | 76.2037 | 289.7109
2025 | 3 | 17 | 1 | 31.1774 | 77.9436 | 275.8456
2025 | 3 | 17 | 2 | 30.8975 | 76.8072 | 272.6742
2025 | 3 | 17 | 3 | 30.9464 | 77.5562 | 271.7753
2025 | 3 | 17 | 4 | 32.1554 | 79.5084 | 274.6909
2025 | 3 | 17 | 5 | 34.6609 | 82.7718 | 285.1792
2025 | 3 | 17 | 6 | 38.9139 | 92.5574 | 307.4203
2025 | 3 | 17 | 7 | 41.6861 | 103.7497 | 337.8403
2025 | 3 | 17 | 8 | 42.8189 | 112.9609 | 350.5636
2025 | 3 | 17 | 9 | 43.2008 | 116.2485 | 348.0576
2025 | 3 | 17 | 10 | 43.4579 | 118.8096 | 332.3826
2025 | 3 | 17 | 11 | 43.6614 | 115.4358 | 322.2889
2025 | 3 | 17 | 12 | 44.1708 | 112.2853 | 317.7589
2025 | 3 | 17 | 13 | 44.2227 | 111.1118 | 314.5101
2025 | 3 | 17 | 14 | 44.4532 | 107.7762 | 311.3903
2025 | 3 | 17 | 15 | 45.7316 | 105.8612 | 315.4695
2025 | 3 | 17 | 16 | 48.0831 | 104.0382 | 326.5491
2025 | 3 | 17 | 17 | 49.5622 | 100.111 | 348.2169
2025 | 3 | 17 | 18 | 48.5084 | 91.457 | 362.868
2025 | 3 | 17 | 19 | 48.5991 | 94.2828 | 373.2925
2025 | 3 | 17 | 20 | 46.6975 | 92.0477 | 369.9941
2025 | 3 | 17 | 21 | 42.5271 | 90.0654 | 346.7708
2025 | 3 | 17 | 22 | 38.8039 | 85.2625 | 320.341
2025 | 3 | 17 | 23 | 36.0184 | 80.7901 | 295.1168
2025 | 3 | 18 | 0 | 34.4243 | 82.3011 | 279.6603
2025 | 3 | 18 | 1 | 35.5769 | 80.5099 | 278.5948
2025 | 3 | 18 | 2 | 35.3033 | 78.7805 | 276.1718
2025 | 3 | 18 | 3 | 35.3359 | 78.9837 | 276.3218
2025 | 3 | 18 | 4 | 36.5595 | 80.3683 | 280.0092
2025 | 3 | 18 | 5 | 39.0097 | 83.3992 | 291.4639
2025 | 3 | 18 | 6 | 42.1932 | 89.3436 | 312.1442
2025 | 3 | 18 | 7 | 44.9595 | 99.7108 | 344.7073
2025 | 3 | 18 | 8 | 46.4552 | 107.7402 | 361.7834
2025 | 3 | 18 | 9 | 47.1952 | 111.0234 | 363.9528
2025 | 3 | 18 | 10 | 47.7065 | 114.3795 | 350.6508
2025 | 3 | 18 | 11 | 48.0254 | 111.7694 | 339.4834
2025 | 3 | 18 | 12 | 48.1271 | 110.5481 | 333.1869
2025 | 3 | 18 | 13 | 48.1134 | 110.7107 | 331.995
2025 | 3 | 18 | 14 | 48.582 | 107.323 | 330.7396
2025 | 3 | 18 | 15 | 49.9533 | 106.0329 | 336.8721
2025 | 3 | 18 | 16 | 52.4567 | 104.0713 | 350.54
2025 | 3 | 18 | 17 | 54.2841 | 98.8805 | 371.9902
2025 | 3 | 18 | 18 | 53.7199 | 93.7323 | 372.9889
2025 | 3 | 18 | 19 | 54.0179 | 95.6358 | 392.9086
2025 | 3 | 18 | 20 | 51.9809 | 94.4019 | 395.1719
2025 | 3 | 18 | 21 | 47.852 | 92.2752 | 375.7725
2025 | 3 | 18 | 22 | 44.1403 | 87.7332 | 350.9896
2025 | 3 | 18 | 23 | 41.272 | 83.364 | 326.3509
2025 | 3 | 19 | 0 | 40.0425 | 84.6248 | 306.3027
2025 | 3 | 19 | 1 | 39.7813 | 83.2982 | 307.4034
2025 | 3 | 19 | 2 | 39.3699 | 81.6902 | 306.0865
2025 | 3 | 19 | 3 | 39.2697 | 81.9494 | 306.6755
2025 | 3 | 19 | 4 | 40.2909 | 83.0669 | 310.8973
2025 | 3 | 19 | 5 | 42.5413 | 86.5164 | 322.5035
2025 | 3 | 19 | 6 | 45.0947 | 96.4179 | 345.9267
2025 | 3 | 19 | 7 | 47.3906 | 106.6473 | 374.6345
2025 | 3 | 19 | 8 | 48.1038 | 112.8844 | 375.2676
2025 | 3 | 19 | 9 | 48.2121 | 115.8912 | 353.7767
2025 | 3 | 19 | 10 | 48.2508 | 118.2812 | 326.3639
2025 | 3 | 19 | 11 | 48.2814 | 116.2308 | 308.7731
2025 | 3 | 19 | 12 | 48.7566 | 112.414 | 333.6999
2025 | 3 | 19 | 13 | 48.62 | 111.0925 | 330.1401
2025 | 3 | 19 | 14 | 48.7394 | 106.6919 | 327.4313
2025 | 3 | 19 | 15 | 49.929 | 106.1593 | 331.0118
2025 | 3 | 19 | 16 | 52.11 | 105.5419 | 344.4198
2025 | 3 | 19 | 17 | 53.3792 | 102.0308 | 371.4826
2025 | 3 | 19 | 18 | 52.6137 | 96.111 | 384.3179
2025 | 3 | 19 | 19 | 53.0634 | 98.5236 | 406.8151
2025 | 3 | 19 | 20 | 51.2547 | 98.3663 | 411.1455
2025 | 3 | 19 | 21 | 47.294 | 96.9088 | 392.7617
2025 | 3 | 19 | 22 | 43.5325 | 92.1586 | 367.3516
2025 | 3 | 19 | 23 | 40.6158 | 88.083 | 342.0684
2025 | 3 | 20 | 0 | 39.5296 | 88.0246 | 323.8893
2025 | 3 | 20 | 1 | 39.4997 | 86.5274 | 313.8414
2025 | 3 | 20 | 2 | 39.1402 | 85.3672 | 310.5433
2025 | 3 | 20 | 3 | 39.1837 | 85.3118 | 309.7301
2025 | 3 | 20 | 4 | 40.2994 | 85.6876 | 312.5665
2025 | 3 | 20 | 5 | 42.7117 | 89.5653 | 322.8616
2025 | 3 | 20 | 6 | 46.4057 | 100.2394 | 343.6755
2025 | 3 | 20 | 7 | 48.5823 | 109.5624 | 371.8255
2025 | 3 | 20 | 8 | 49.0534 | 114.6267 | 377.2363
2025 | 3 | 20 | 9 | 48.4271 | 116.3055 | 365.8766
2025 | 3 | 20 | 10 | 47.4872 | 117.8515 | 346.2825
2025 | 3 | 20 | 11 | 46.812 | 117.937 | 334.1938
2025 | 3 | 20 | 12 | 47.1967 | 111.0516 | 347.1952
2025 | 3 | 20 | 13 | 46.7287 | 109.8464 | 346.7819
2025 | 3 | 20 | 14 | 46.7499 | 99.9421 | 345.3017
2025 | 3 | 20 | 15 | 47.5844 | 99.2687 | 349.4992
2025 | 3 | 20 | 16 | 49.5094 | 102.2687 | 357.54
2025 | 3 | 20 | 17 | 51.3263 | 98.6668 | 375.2996
2025 | 3 | 20 | 18 | 51.1028 | 94.2153 | 360.6764
2025 | 3 | 20 | 19 | 52.393 | 97.7376 | 384.4958
2025 | 3 | 20 | 20 | 51.4578 | 97.5594 | 390.1155
2025 | 3 | 20 | 21 | 48.0232 | 95.5636 | 371.8985
2025 | 3 | 20 | 22 | 44.4502 | 90.6242 | 347.3958
2025 | 3 | 20 | 23 | 41.5622 | 86.7892 | 322.3358
2025 | 3 | 21 | 0 | 40.0683 | 86.5324 | 305.169
2025 | 3 | 21 | 1 | 39.4235 | 84.0558 | 303.7547
2025 | 3 | 21 | 2 | 38.9728 | 82.3688 | 300.9348
2025 | 3 | 21 | 3 | 39.0066 | 82.0778 | 300.9023
2025 | 3 | 21 | 4 | 40.0977 | 82.3819 | 304.4734
2025 | 3 | 21 | 5 | 42.5746 | 85.5316 | 315.6572
2025 | 3 | 21 | 6 | 45.9336 | 94.9162 | 345.2712
2025 | 3 | 21 | 7 | 48.0402 | 103.61 | 372.0833
2025 | 3 | 21 | 8 | 48.9073 | 107.8404 | 365.787
2025 | 3 | 21 | 9 | 48.9065 | 109.7286 | 335.6197
2025 | 3 | 21 | 10 | 48.1924 | 109.2173 | 302.4302
2025 | 3 | 21 | 11 | 47.6094 | 110.7346 | 281.0402
2025 | 3 | 21 | 12 | 47.4469 | 105.6383 | 303.0737
2025 | 3 | 21 | 13 | 46.9455 | 104.4532 | 297.3527
2025 | 3 | 21 | 14 | 46.6152 | 94.5232 | 293.7204
2025 | 3 | 21 | 15 | 47.2556 | 92.4896 | 296.1043
2025 | 3 | 21 | 16 | 48.8362 | 94.625 | 307.7395
2025 | 3 | 21 | 17 | 49.906 | 89.9808 | 333.9523
2025 | 3 | 21 | 18 | 49.9204 | 86.9653 | 370.268
2025 | 3 | 21 | 19 | 50.6975 | 90.0809 | 390.3733
2025 | 3 | 21 | 20 | 49.2198 | 91.03 | 394.097
2025 | 3 | 21 | 21 | 46.0384 | 89.8239 | 376.1417
2025 | 3 | 21 | 22 | 42.9725 | 85.0771 | 354.7307
2025 | 3 | 21 | 23 | 40.478 | 79.1771 | 332.7342
2025 | 3 | 22 | 0 | 38.2263 | 78.0342 | 313.0948
2025 | 3 | 22 | 1 | 37.7785 | 76.4257 | 320.0744
2025 | 3 | 22 | 2 | 37.0836 | 75.237 | 316.7232
2025 | 3 | 22 | 3 | 36.8539 | 75.3642 | 315.6613
2025 | 3 | 22 | 4 | 38.0008 | 75.7523 | 319.204
2025 | 3 | 22 | 5 | 39.9684 | 78.4869 | 329.148
2025 | 3 | 22 | 6 | 43.0532 | 87.0857 | 353.7459
2025 | 3 | 22 | 7 | 43.8079 | 91.4164 | 368.248
2025 | 3 | 22 | 8 | 44.101 | 90.0488 | 361.0403
2025 | 3 | 22 | 9 | 45.4768 | 90.4986 | 351.9816
2025 | 3 | 22 | 10 | 46.45 | 92.2487 | 339.2844
2025 | 3 | 22 | 11 | 46.9163 | 94.7484 | 328.6664
2025 | 3 | 22 | 12 | 47.8631 | 88.6563 | 351.6045
2025 | 3 | 22 | 13 | 47.2419 | 87.1058 | 347.2485
2025 | 3 | 22 | 14 | 46.8369 | 78.7538 | 342.4449
2025 | 3 | 22 | 15 | 47.3104 | 76.5018 | 344.3733
2025 | 3 | 22 | 16 | 48.5515 | 79.4181 | 356.712
2025 | 3 | 22 | 17 | 49.5519 | 77.495 | 380.6812
2025 | 3 | 22 | 18 | 48.2241 | 77.3154 | 404.2968
2025 | 3 | 22 | 19 | 48.6203 | 80.9619 | 414.6142
2025 | 3 | 22 | 20 | 46.8797 | 80.8429 | 407.7005
2025 | 3 | 22 | 21 | 43.2404 | 80.8796 | 383.1402
2025 | 3 | 22 | 22 | 40.5698 | 77.0759 | 362.6135
2025 | 3 | 22 | 23 | 38.5811 | 73.9387 | 344.4895
2025 | 3 | 23 | 0 | 37.5065 | 76.4799 | 338.1406
2025 | 3 | 23 | 1 | 37.0848 | 75.0704 | 320.7032
2025 | 3 | 23 | 2 | 36.4613 | 73.9611 | 315.1656
2025 | 3 | 23 | 3 | 36.2113 | 74.2696 | 312.1169
2025 | 3 | 23 | 4 | 37.0691 | 74.8862 | 312.9497
2025 | 3 | 23 | 5 | 38.618 | 77.4369 | 318.4021
2025 | 3 | 23 | 6 | 40.7798 | 83.2222 | 330.1463
2025 | 3 | 23 | 7 | 41.0864 | 87.056 | 341.3854
2025 | 3 | 23 | 8 | 41.3703 | 84.1656 | 344.6505
2025 | 3 | 23 | 9 | 42.7181 | 84.8395 | 354.7859
2025 | 3 | 23 | 10 | 43.9153 | 86.7282 | 355.4532
2025 | 3 | 23 | 11 | 44.5488 | 88.3711 | 350.8463
2025 | 3 | 23 | 12 | 44.4867 | 85.3143 | 353.6101
2025 | 3 | 23 | 13 | 44.1231 | 85.5253 | 351.6212
2025 | 3 | 23 | 14 | 43.8966 | 82.6037 | 348.2218
2025 | 3 | 23 | 15 | 44.7093 | 80.8785 | 352.5544
2025 | 3 | 23 | 16 | 46.4146 | 81.5545 | 362.9629
2025 | 3 | 23 | 17 | 47.9644 | 80.9705 | 382.3204
2025 | 3 | 23 | 18 | 48.6485 | 80.4202 | 398.0967
2025 | 3 | 23 | 19 | 48.8637 | 83.0225 | 399.8458
2025 | 3 | 23 | 20 | 47.1713 | 83.7314 | 389.6205
2025 | 3 | 23 | 21 | 43.1668 | 83.1986 | 360.5959
2025 | 3 | 23 | 22 | 39.8427 | 79.7644 | 332.8739
2025 | 3 | 23 | 23 | 37.3704 | 76.0913 | 307.8212
2025 | 3 | 24 | 0 | 36.0534 | 77.5751 | 297.0724
2025 | 3 | 24 | 1 | 35.4985 | 75.3907 | 288.0895
2025 | 3 | 24 | 2 | 35.1511 | 74.7164 | 285.1838
2025 | 3 | 24 | 3 | 35.2724 | 75.6593 | 284.3142
2025 | 3 | 24 | 4 | 36.4945 | 76.7507 | 287.2172
2025 | 3 | 24 | 5 | 39.1017 | 80.4672 | 298.0223
2025 | 3 | 24 | 6 | 42.7391 | 91.0312 | 327.4796
2025 | 3 | 24 | 7 | 44.9961 | 101.0381 | 355.0527
2025 | 3 | 24 | 8 | 45.9578 | 108.2597 | 354.5621
2025 | 3 | 24 | 9 | 46.2707 | 110.3327 | 336.9895
2025 | 3 | 24 | 10 | 46.3541 | 110.3651 | 316.4652
2025 | 3 | 24 | 11 | 46.4423 | 109.4072 | 304.7983
2025 | 3 | 24 | 12 | 44.925 | 102.9998 | 262.5198
2025 | 3 | 24 | 13 | 44.6905 | 101.7052 | 256.1291
2025 | 3 | 24 | 14 | 44.6219 | 92.8897 | 251.5674
2025 | 3 | 24 | 15 | 45.6281 | 92.6235 | 252.5933
2025 | 3 | 24 | 16 | 47.7549 | 94.845 | 267.0177
2025 | 3 | 24 | 17 | 49.3544 | 90.005 | 303.0902
2025 | 3 | 24 | 18 | 48.3367 | 89.1541 | 339.5169
2025 | 3 | 24 | 19 | 49.1781 | 90.9203 | 365.2358
2025 | 3 | 24 | 20 | 47.807 | 90.6838 | 372.6908
2025 | 3 | 24 | 21 | 44.1777 | 89.2159 | 353.0506
2025 | 3 | 24 | 22 | 40.514 | 84.2574 | 327.5096
2025 | 3 | 24 | 23 | 37.8343 | 80.0201 | 303.0431
2025 | 3 | 25 | 0 | 35.9605 | 79.3037 | 293.164
2025 | 3 | 25 | 1 | 35.6608 | 77.1831 | 284.3023
2025 | 3 | 25 | 2 | 35.2967 | 75.4204 | 282.0372
2025 | 3 | 25 | 3 | 35.3947 | 75.5174 | 281.755
2025 | 3 | 25 | 4 | 36.6139 | 76.5245 | 285.1143
2025 | 3 | 25 | 5 | 39.2448 | 79.6622 | 295.9229
2025 | 3 | 25 | 6 | 43.245 | 89.9083 | 326.1863
2025 | 3 | 25 | 7 | 45.3422 | 100.7458 | 351.6509
2025 | 3 | 25 | 8 | 45.8678 | 107.1917 | 340.9019
2025 | 3 | 25 | 9 | 45.3814 | 110.4272 | 305.5658
2025 | 3 | 25 | 10 | 44.1817 | 112.4564 | 272.9009
2025 | 3 | 25 | 11 | 43.534 | 113.0199 | 255.1204
2025 | 3 | 25 | 12 | 41.709 | 104.3308 | 248.9672
2025 | 3 | 25 | 13 | 41.1705 | 103.7331 | 241.3772
2025 | 3 | 25 | 14 | 40.8668 | 98.5084 | 236.2489
2025 | 3 | 25 | 15 | 41.7134 | 96.7222 | 237.2705
2025 | 3 | 25 | 16 | 44.0414 | 98.203 | 252.1933
2025 | 3 | 25 | 17 | 46.2844 | 92.9479 | 289.1197
2025 | 3 | 25 | 18 | 48.9682 | 90.4128 | 339.4937
2025 | 3 | 25 | 19 | 49.634 | 90.782 | 359.8885
2025 | 3 | 25 | 20 | 48.3718 | 90.4135 | 366.8375
2025 | 3 | 25 | 21 | 44.8045 | 88.7304 | 347.4883
2025 | 3 | 25 | 22 | 41.1826 | 84.0483 | 321.9899
2025 | 3 | 25 | 23 | 38.4085 | 79.2287 | 296.6554
2025 | 3 | 26 | 0 | 37.227 | 78.9292 | 285.3672
2025 | 3 | 26 | 1 | 36.7185 | 79.3244 | 268.7309
2025 | 3 | 26 | 2 | 36.2435 | 77.6954 | 265.0228
2025 | 3 | 26 | 3 | 36.1847 | 78.2901 | 262.9003
2025 | 3 | 26 | 4 | 37.2697 | 79.3797 | 265.1712
2025 | 3 | 26 | 5 | 39.7294 | 82.8988 | 274.8265
2025 | 3 | 26 | 6 | 43.2727 | 92.7024 | 299.9314
2025 | 3 | 26 | 7 | 45.2785 | 102.5626 | 326.5674
2025 | 3 | 26 | 8 | 45.5993 | 108.6001 | 330.9319
2025 | 3 | 26 | 9 | 45.2202 | 111.3613 | 321.2754
2025 | 3 | 26 | 10 | 44.3435 | 113.696 | 306.1335
2025 | 3 | 26 | 11 | 43.937 | 112.1727 | 297.109
2025 | 3 | 26 | 12 | 41.4341 | 110.4585 | 300.6322
2025 | 3 | 26 | 13 | 40.9183 | 109.6485 | 299.7267
2025 | 3 | 26 | 14 | 40.4999 | 105.8802 | 297.4008
2025 | 3 | 26 | 15 | 41.3797 | 106.0089 | 299.0695
2025 | 3 | 26 | 16 | 43.6408 | 104.3863 | 308.1205
2025 | 3 | 26 | 17 | 45.5283 | 99.6244 | 327.9944
2025 | 3 | 26 | 18 | 46.7806 | 95.4054 | 344.732
2025 | 3 | 26 | 19 | 48.1205 | 95.7479 | 351.2416
2025 | 3 | 26 | 20 | 47.5689 | 96.0344 | 351.3945
2025 | 3 | 26 | 21 | 44.4104 | 94.5398 | 328.2243
2025 | 3 | 26 | 22 | 40.8526 | 90.1052 | 300.2308
2025 | 3 | 26 | 23 | 38.0878 | 85.4171 | 273.7365
2025 | 3 | 27 | 0 | 36.7755 | 85.0349 | 264.5718
2025 | 3 | 27 | 1 | 36.5583 | 82.2731 | 254.2302
2025 | 3 | 27 | 2 | 36.1376 | 80.9591 | 251.0137
2025 | 3 | 27 | 3 | 36.1513 | 81.4058 | 249.928
2025 | 3 | 27 | 4 | 37.2533 | 82.4394 | 252.9004
2025 | 3 | 27 | 5 | 39.6915 | 86.3111 | 263.8898
2025 | 3 | 27 | 6 | 43.1708 | 95.7526 | 286.509
2025 | 3 | 27 | 7 | 45.2109 | 104.6302 | 313.6098
2025 | 3 | 27 | 8 | 45.6377 | 110.098 | 316.5598
2025 | 3 | 27 | 9 | 45.2454 | 112.4072 | 305.1174
2025 | 3 | 27 | 10 | 44.4926 | 114.2058 | 290.0983
2025 | 3 | 27 | 11 | 44.1087 | 113.2678 | 282.3588
2025 | 3 | 27 | 12 | 44.7136 | 108.4906 | 284.5931
2025 | 3 | 27 | 13 | 44.3968 | 107.4679 | 285.1265
2025 | 3 | 27 | 14 | 44.34 | 99.2932 | 284.3285
2025 | 3 | 27 | 15 | 45.2287 | 97.1938 | 287.4383
2025 | 3 | 27 | 16 | 47.064 | 100.0253 | 297.6778
2025 | 3 | 27 | 17 | 48.7089 | 95.489 | 320.0998
2025 | 3 | 27 | 18 | 47.6624 | 92.6118 | 336.3288
2025 | 3 | 27 | 19 | 48.776 | 94.8603 | 349.1158
2025 | 3 | 27 | 20 | 48.1791 | 95.1385 | 352.9816
2025 | 3 | 27 | 21 | 44.9934 | 93.7232 | 332.7304
2025 | 3 | 27 | 22 | 41.5044 | 89.3494 | 306.4786
2025 | 3 | 27 | 23 | 38.6869 | 84.5505 | 280.8925
2025 | 3 | 28 | 0 | 37.0276 | 83.3906 | 267.8436
2025 | 3 | 28 | 1 | 37.3299 | 83.1282 | 257.0844
2025 | 3 | 28 | 2 | 36.9132 | 81.1901 | 253.9265
2025 | 3 | 28 | 3 | 36.9429 | 81.3667 | 253.1547
2025 | 3 | 28 | 4 | 38.0604 | 82.5603 | 256.6364
2025 | 3 | 28 | 5 | 40.5259 | 85.7034 | 267.6588
2025 | 3 | 28 | 6 | 44.106 | 96.2095 | 294.2415
2025 | 3 | 28 | 7 | 46.1376 | 104.9326 | 319.222
2025 | 3 | 28 | 8 | 46.795 | 109.3891 | 311.5348
2025 | 3 | 28 | 9 | 46.5429 | 111.6266 | 282.7033
2025 | 3 | 28 | 10 | 45.4774 | 112.6178 | 254.3017
2025 | 3 | 28 | 11 | 44.7953 | 114.4412 | 237.7046
2025 | 3 | 28 | 12 | 44.6536 | 110.4786 | 250.8611
2025 | 3 | 28 | 13 | 44.0936 | 109.7631 | 246.9094
2025 | 3 | 28 | 14 | 43.7467 | 105.4983 | 243.4423
2025 | 3 | 28 | 15 | 44.3881 | 100.4796 | 244.1039
2025 | 3 | 28 | 16 | 46.1924 | 99.6943 | 254.6313
2025 | 3 | 28 | 17 | 47.5846 | 94.8703 | 282.731
2025 | 3 | 28 | 18 | 47.5948 | 89.7648 | 324.6988
2025 | 3 | 28 | 19 | 48.4045 | 90.8291 | 337.8214
2025 | 3 | 28 | 20 | 47.6008 | 91.3158 | 341.2882
2025 | 3 | 28 | 21 | 44.593 | 88.7787 | 322.4043
2025 | 3 | 28 | 22 | 41.5469 | 84.5006 | 300.0101
2025 | 3 | 28 | 23 | 39.0128 | 78.2087 | 278.0748
2025 | 3 | 29 | 0 | 37.5044 | 77.652 | 265.7895
2025 | 3 | 29 | 1 | 36.5206 | 74.8294 | 261.1886
2025 | 3 | 29 | 2 | 35.7387 | 73.4045 | 256.607
2025 | 3 | 29 | 3 | 35.4149 | 73.6846 | 254.502
2025 | 3 | 29 | 4 | 36.345 | 75.5484 | 256.668
2025 | 3 | 29 | 5 | 38.0613 | 77.7635 | 263.8138
2025 | 3 | 29 | 6 | 40.3557 | 84.0375 | 273.6482
2025 | 3 | 29 | 7 | 41.3957 | 87.5594 | 290.5693
2025 | 3 | 29 | 8 | 42.7315 | 88.8282 | 303.9117
2025 | 3 | 29 | 9 | 45.0353 | 91.0058 | 313.3287
2025 | 3 | 29 | 10 | 46.6973 | 93.3337 | 310.0446
2025 | 3 | 29 | 11 | 47.6125 | 95.6815 | 306.7994
2025 | 3 | 29 | 12 | 47.5569 | 87.2931 | 308.9414
2025 | 3 | 29 | 13 | 47.1619 | 86.143 | 306.963
2025 | 3 | 29 | 14 | 46.8391 | 80.8563 | 301.9082
2025 | 3 | 29 | 15 | 47.3424 | 76.3359 | 305.0768
2025 | 3 | 29 | 16 | 48.5843 | 77.6178 | 316.7299
2025 | 3 | 29 | 17 | 49.2889 | 74.0169 | 337.8729
2025 | 3 | 29 | 18 | 47.1572 | 75.6817 | 333.4116
2025 | 3 | 29 | 19 | 46.4154 | 77.9932 | 345.053
2025 | 3 | 29 | 20 | 44.2167 | 78.2543 | 344.2971
2025 | 3 | 29 | 21 | 40.2277 | 77.7206 | 324.6793
2025 | 3 | 29 | 22 | 37.3218 | 74.3539 | 305.2742
2025 | 3 | 29 | 23 | 35.3643 | 71.5286 | 287.1719
2025 | 3 | 30 | 0 | 35.2399 | 75.1049 | 279.2234
2025 | 3 | 30 | 1 | 34.8913 | 72.9385 | 273.3498
2025 | 3 | 30 | 2 | 34.3564 | 72.1607 | 268.9093
2025 | 3 | 30 | 3 | 34.1529 | 73.1258 | 266.9847
2025 | 3 | 30 | 4 | 35.1656 | 75.2442 | 269.1083
2025 | 3 | 30 | 5 | 36.8318 | 77.8747 | 275.5046
2025 | 3 | 30 | 6 | 39.5229 | 82.6213 | 285.2376
2025 | 3 | 30 | 7 | 40.0322 | 83.9191 | 297.4019
2025 | 3 | 30 | 8 | 40.7187 | 82.1144 | 308.3676
2025 | 3 | 30 | 9 | 42.4224 | 81.8168 | 319.5765
2025 | 3 | 30 | 10 | 43.5867 | 82.8769 | 318.439
2025 | 3 | 30 | 11 | 44.2203 | 85.5956 | 314.2452
2025 | 3 | 30 | 12 | 45.1543 | 84.2108 | 317.0541
2025 | 3 | 30 | 13 | 44.8981 | 84.3066 | 316.5813
2025 | 3 | 30 | 14 | 44.7516 | 81.6935 | 312.7045
2025 | 3 | 30 | 15 | 45.6547 | 77.8429 | 316.2601
2025 | 3 | 30 | 16 | 47.5778 | 78.7458 | 329.8251
2025 | 3 | 30 | 17 | 49.0993 | 76.0068 | 352.2752
2025 | 3 | 30 | 18 | 48.1081 | 81.2313 | 366.9711
2025 | 3 | 30 | 19 | 47.9084 | 83.5701 | 367.9825
2025 | 3 | 30 | 20 | 46.2479 | 84.7382 | 362.1857
2025 | 3 | 30 | 21 | 42.1265 | 82.3912 | 336.9807
2025 | 3 | 30 | 22 | 38.6501 | 79.7908 | 309.8811
2025 | 3 | 30 | 23 | 36.328 | 75.658 | 285.2464
2025 | 3 | 31 | 0 | 36.4841 | 77.3036 | 276.9849
2025 | 3 | 31 | 1 | 35.8306 | 77.1669 | 268.9358
2025 | 3 | 31 | 2 | 35.625 | 77.0338 | 266.3704
2025 | 3 | 31 | 3 | 35.8293 | 78.0817 | 266.1221
2025 | 3 | 31 | 4 | 37.2053 | 79.3622 | 269.8634
2025 | 3 | 31 | 5 | 39.9174 | 83.1777 | 281.6301
2025 | 3 | 31 | 6 | 43.7173 | 89.9978 | 301.9749
2025 | 3 | 31 | 7 | 45.7821 | 98.3936 | 329.5591
2025 | 3 | 31 | 8 | 46.5201 | 105.8394 | 337.634
2025 | 3 | 31 | 9 | 46.4353 | 108.0667 | 331.1059
2025 | 3 | 31 | 10 | 45.9496 | 107.8071 | 317.2367
2025 | 3 | 31 | 11 | 45.7126 | 107.8691 | 308.8558
2025 | 3 | 31 | 12 | 42.6406 | 104.9495 | 315.7415
2025 | 3 | 31 | 13 | 42.1026 | 103.9431 | 315.5102
2025 | 3 | 31 | 14 | 41.7028 | 97.0254 | 312.645
2025 | 3 | 31 | 15 | 42.5246 | 93.3315 | 313.1551
2025 | 3 | 31 | 16 | 44.8375 | 94.9309 | 323.2796
2025 | 3 | 31 | 17 | 46.8554 | 89.6042 | 344.2895
2025 | 3 | 31 | 18 | 47.8981 | 87.1146 | 346.6011
2025 | 3 | 31 | 19 | 48.5332 | 89.2637 | 362.2112
2025 | 3 | 31 | 20 | 47.6411 | 89.5866 | 366.6876
2025 | 3 | 31 | 21 | 44.2752 | 87.6677 | 347.0343
2025 | 3 | 31 | 22 | 40.5622 | 83.4579 | 320.5178
2025 | 3 | 31 | 23 | 37.7956 | 79.4338 | 295.7747
2025 | 4 | 1 | 0 | 36.4939 | 79.1942 | 279.433
2025 | 4 | 1 | 1 | 35.7579 | 86.7853 | 273.8595
2025 | 4 | 1 | 2 | 35.2161 | 85.2404 | 272.4394
2025 | 4 | 1 | 3 | 35.0989 | 83.8008 | 272.1777
2025 | 4 | 1 | 4 | 36.2403 | 81.6841 | 276.108
2025 | 4 | 1 | 5 | 38.8555 | 84.5248 | 287.912
2025 | 4 | 1 | 6 | 42.6095 | 96.0837 | 313.9046
2025 | 4 | 1 | 7 | 44.8073 | 105.653 | 340.5749
2025 | 4 | 1 | 8 | 45.6106 | 113.4854 | 345.1703
2025 | 4 | 1 | 9 | 45.523 | 115.3478 | 336.9869
2025 | 4 | 1 | 10 | 45.3925 | 116.3912 | 319.7616
2025 | 4 | 1 | 11 | 45.2679 | 118.915 | 307.2616
2025 | 4 | 1 | 12 | 43.4362 | 116.9113 | 289.2707
2025 | 4 | 1 | 13 | 43.1165 | 115.6686 | 283.8515
2025 | 4 | 1 | 14 | 42.9038 | 101.7199 | 283.2708
2025 | 4 | 1 | 15 | 43.7113 | 105.6807 | 292.3426
2025 | 4 | 1 | 16 | 45.5474 | 111.254 | 308.9585
2025 | 4 | 1 | 17 | 47.1669 | 109.6856 | 330.8629
2025 | 4 | 1 | 18 | 48.5461 | 101.9742 | 343.4673
2025 | 4 | 1 | 19 | 48.4898 | 100.6779 | 359.7377
2025 | 4 | 1 | 20 | 47.3911 | 106.9345 | 369.5307
2025 | 4 | 1 | 21 | 43.3691 | 97.1952 | 349.2222
2025 | 4 | 1 | 22 | 39.3322 | 93.3839 | 323.375
2025 | 4 | 1 | 23 | 36.4494 | 92.9326 | 298.4725
2025 | 4 | 2 | 0 | 35.1732 | 90.6667 | 288.8397
2025 | 4 | 2 | 1 | 33.8744 | 87.9058 | 285.3233
2025 | 4 | 2 | 2 | 33.2873 | 85.8986 | 283.5655
2025 | 4 | 2 | 3 | 33.119 | 83.791 | 282.6466
2025 | 4 | 2 | 4 | 34.24 | 81.716 | 286.3325
2025 | 4 | 2 | 5 | 36.9065 | 84.4131 | 297.5211
2025 | 4 | 2 | 6 | 40.9136 | 95.7008 | 324.995
2025 | 4 | 2 | 7 | 43.2058 | 105.9353 | 349.5182
2025 | 4 | 2 | 8 | 44.0829 | 113.4082 | 351.7829
2025 | 4 | 2 | 9 | 44.348 | 117.3751 | 341.0708
2025 | 4 | 2 | 10 | 44.4599 | 118.3684 | 322.0438
2025 | 4 | 2 | 11 | 44.5509 | 120.1676 | 308.745
2025 | 4 | 2 | 12 | 43.2578 | 115.6123 | 294.0422
2025 | 4 | 2 | 13 | 43.0501 | 113.9501 | 288.4384
2025 | 4 | 2 | 14 | 42.9036 | 100.402 | 287.3563
2025 | 4 | 2 | 15 | 43.881 | 105.013 | 294.1333
2025 | 4 | 2 | 16 | 45.8413 | 109.738 | 309.098
2025 | 4 | 2 | 17 | 47.1936 | 107.0949 | 330.7221
2025 | 4 | 2 | 18 | 46.9593 | 96.5521 | 345.1361
2025 | 4 | 2 | 19 | 47.2016 | 94.8194 | 359.966
2025 | 4 | 2 | 20 | 46.7005 | 101.0565 | 369.6957
2025 | 4 | 2 | 21 | 43.0599 | 93.0285 | 349.8415
2025 | 4 | 2 | 22 | 39.0822 | 89.3821 | 323.1786
2025 | 4 | 2 | 23 | 36.0273 | 88.6686 | 297.6509
2025 | 4 | 3 | 0 | 34.8102 | 89.6485 | 287.0019
2025 | 4 | 3 | 1 | 34.2198 | 85.3437 | 288.1369
2025 | 4 | 3 | 2 | 33.7159 | 84.1217 | 286.2825
2025 | 4 | 3 | 3 | 33.6254 | 82.8884 | 286.1424
2025 | 4 | 3 | 4 | 34.7661 | 80.3463 | 290.2714
2025 | 4 | 3 | 5 | 37.3393 | 83.584 | 302.2288
2025 | 4 | 3 | 6 | 40.7012 | 93.6726 | 332.299
2025 | 4 | 3 | 7 | 43.0774 | 102.3647 | 355.5274
2025 | 4 | 3 | 8 | 44.2728 | 110.5085 | 349.6953
2025 | 4 | 3 | 9 | 44.9508 | 112.6501 | 326.9816
2025 | 4 | 3 | 10 | 45.5888 | 114.8898 | 301.1351
2025 | 4 | 3 | 11 | 45.9757 | 114.7975 | 285.5384
2025 | 4 | 3 | 12 | 45.5954 | 110.8409 | 254.9331
2025 | 4 | 3 | 13 | 45.5801 | 109.9315 | 247.0235
2025 | 4 | 3 | 14 | 45.8221 | 95.275 | 245.6189
2025 | 4 | 3 | 15 | 47.1468 | 98.4703 | 252.3981
2025 | 4 | 3 | 16 | 49.079 | 105.2948 | 270.7173
2025 | 4 | 3 | 17 | 50.3279 | 101.4256 | 302.2731
2025 | 4 | 3 | 18 | 49.7789 | 98.6476 | 342.2314
2025 | 4 | 3 | 19 | 50.0386 | 97.5778 | 364.779
2025 | 4 | 3 | 20 | 49.118 | 103.3701 | 378.7483
2025 | 4 | 3 | 21 | 45.422 | 95.257 | 362.0855
2025 | 4 | 3 | 22 | 41.5795 | 92.3927 | 337.2617
2025 | 4 | 3 | 23 | 38.7316 | 90.5576 | 312.9204
2025 | 4 | 4 | 0 | 36.2261 | 89.7087 | 298.9094
2025 | 4 | 4 | 1 | 36.6783 | 82.8919 | 292.9401
2025 | 4 | 4 | 2 | 36.1519 | 81.0511 | 290.3512
2025 | 4 | 4 | 3 | 36.0162 | 80.1963 | 289.655
2025 | 4 | 4 | 4 | 37.0087 | 78.2277 | 293.4
2025 | 4 | 4 | 5 | 39.3813 | 81.0104 | 304.5133
2025 | 4 | 4 | 6 | 42.3956 | 91.6471 | 325.5211
2025 | 4 | 4 | 7 | 44.6369 | 100.1371 | 349.9544
2025 | 4 | 4 | 8 | 45.2904 | 107.523 | 353.1325
2025 | 4 | 4 | 9 | 44.6532 | 110.4864 | 341.0984
2025 | 4 | 4 | 10 | 44.0879 | 111.2688 | 319.0895
2025 | 4 | 4 | 11 | 43.6021 | 110.7603 | 303.3517
2025 | 4 | 4 | 12 | 42.0216 | 106.4336 | 326.8168
2025 | 4 | 4 | 13 | 41.386 | 105.0583 | 323.9737
2025 | 4 | 4 | 14 | 40.9804 | 90.2616 | 323.2613
2025 | 4 | 4 | 15 | 41.5544 | 90.5682 | 328.6296
2025 | 4 | 4 | 16 | 43.2594 | 97.217 | 337.8265
2025 | 4 | 4 | 17 | 44.8257 | 93.0769 | 348.8642
2025 | 4 | 4 | 18 | 45.6774 | 92.504 | 358.1586
2025 | 4 | 4 | 19 | 46.8839 | 90.8886 | 362.1131
2025 | 4 | 4 | 20 | 47.4651 | 97.4775 | 366.283
2025 | 4 | 4 | 21 | 44.8122 | 89.6181 | 345.4039
2025 | 4 | 4 | 22 | 41.6521 | 86.7102 | 321.9007
2025 | 4 | 4 | 23 | 38.8807 | 83.9261 | 299.5473
2025 | 4 | 5 | 0 | 36.8124 | 80.7419 | 285.3854
2025 | 4 | 5 | 1 | 35.6718 | 76.7352 | 265.3423
2025 | 4 | 5 | 2 | 34.7884 | 75.2037 | 259.5074
2025 | 4 | 5 | 3 | 34.365 | 74.1999 | 255.571
2025 | 4 | 5 | 4 | 34.939 | 73.0487 | 256.0991
2025 | 4 | 5 | 5 | 36.4036 | 74.5021 | 261.8568
2025 | 4 | 5 | 6 | 38.4338 | 82.2642 | 271.99
2025 | 4 | 5 | 7 | 39.6917 | 85.7253 | 283.2647
2025 | 4 | 5 | 8 | 41.0807 | 91.2794 | 292.5551
2025 | 4 | 5 | 9 | 42.3559 | 97.5007 | 306.1272
2025 | 4 | 5 | 10 | 42.8459 | 101.7953 | 306.0661
2025 | 4 | 5 | 11 | 42.8621 | 100.7793 | 303.9448
2025 | 4 | 5 | 12 | 41.693 | 96.844 | 300.6154
2025 | 4 | 5 | 13 | 40.9471 | 95.1399 | 297.3042
2025 | 4 | 5 | 14 | 40.1786 | 87.135 | 294.5514
2025 | 4 | 5 | 15 | 40.3093 | 88.9626 | 300.1344
2025 | 4 | 5 | 16 | 41.5586 | 89.969 | 309.9822
2025 | 4 | 5 | 17 | 42.658 | 90.4006 | 322.2632
2025 | 4 | 5 | 18 | 44.0603 | 82.7784 | 329.7815
2025 | 4 | 5 | 19 | 43.7416 | 81.9038 | 324.7088
2025 | 4 | 5 | 20 | 43.0298 | 87.1538 | 320.5342
2025 | 4 | 5 | 21 | 39.6726 | 82.175 | 296.2643
2025 | 4 | 5 | 22 | 36.6792 | 79.1699 | 274.5345
2025 | 4 | 5 | 23 | 34.5028 | 79.8616 | 255.8558
2025 | 4 | 6 | 0 | 33.8986 | 79.6258 | 248.2657
2025 | 4 | 6 | 1 | 32.24 | 75.9828 | 233.5511
2025 | 4 | 6 | 2 | 31.6447 | 74.7144 | 228.2969
2025 | 4 | 6 | 3 | 31.3462 | 74.2266 | 224.2831
2025 | 4 | 6 | 4 | 32.1359 | 74.219 | 224.7182
2025 | 4 | 6 | 5 | 33.6717 | 75.7987 | 230.0231
2025 | 4 | 6 | 6 | 36.2561 | 81.3038 | 231.9181
2025 | 4 | 6 | 7 | 37.3551 | 83.2179 | 241.4697
2025 | 4 | 6 | 8 | 39.172 | 86.9008 | 254.7266
2025 | 4 | 6 | 9 | 41.6234 | 91.6172 | 275.1017
2025 | 4 | 6 | 10 | 43.3718 | 95.4557 | 282.073
2025 | 4 | 6 | 11 | 44.1865 | 94.9559 | 284.1801
2025 | 4 | 6 | 12 | 42.0959 | 92.6986 | 280.8593
2025 | 4 | 6 | 13 | 41.7398 | 92.6231 | 284.8318
2025 | 4 | 6 | 14 | 41.4319 | 87.5413 | 285.4723
2025 | 4 | 6 | 15 | 42.1418 | 89.2356 | 290.9386
2025 | 4 | 6 | 16 | 43.9734 | 90.0173 | 301.1477
2025 | 4 | 6 | 17 | 45.4673 | 90.2584 | 315.7396
2025 | 4 | 6 | 18 | 45.4256 | 87.6898 | 323.2241
2025 | 4 | 6 | 19 | 45.0782 | 86.7422 | 319.0629
2025 | 4 | 6 | 20 | 44.4423 | 93.2885 | 316.873
2025 | 4 | 6 | 21 | 40.7083 | 86.0051 | 293.0652
2025 | 4 | 6 | 22 | 37.0835 | 83.2522 | 267.562
2025 | 4 | 6 | 23 | 34.5639 | 84.0752 | 244.1333
2025 | 4 | 7 | 0 | 34.0309 | 84.1474 | 229.5424
2025 | 4 | 7 | 1 | 33.8031 | 82.8906 | 230.3439
2025 | 4 | 7 | 2 | 33.5559 | 82.1694 | 229.4764
2025 | 4 | 7 | 3 | 33.6972 | 82.1566 | 229.8552
2025 | 4 | 7 | 4 | 35.0347 | 81.2248 | 234.8266
2025 | 4 | 7 | 5 | 37.8205 | 84.5432 | 248.0472
2025 | 4 | 7 | 6 | 42.2691 | 93.7434 | 276.6091
2025 | 4 | 7 | 7 | 44.4647 | 102.5622 | 300.0039
2025 | 4 | 7 | 8 | 44.9464 | 112.2476 | 292.7935
2025 | 4 | 7 | 9 | 44.1756 | 113.8187 | 267.416
2025 | 4 | 7 | 10 | 43.1992 | 114.6064 | 240.323
2025 | 4 | 7 | 11 | 42.5683 | 114.1797 | 225.4048
2025 | 4 | 7 | 12 | 43.8235 | 110.2038 | 201.9487
2025 | 4 | 7 | 13 | 43.5065 | 108.7388 | 193.2229
2025 | 4 | 7 | 14 | 43.3415 | 95.6148 | 190.6554
2025 | 4 | 7 | 15 | 44.3577 | 96.1063 | 195.7473
2025 | 4 | 7 | 16 | 46.5384 | 101.9555 | 216.0033
2025 | 4 | 7 | 17 | 48.1275 | 98.8845 | 253.0291
2025 | 4 | 7 | 18 | 49.0094 | 95.9502 | 305.3928
2025 | 4 | 7 | 19 | 48.4453 | 95.4474 | 322.8207
2025 | 4 | 7 | 20 | 47.0455 | 101.2483 | 334.1323
2025 | 4 | 7 | 21 | 42.7111 | 92.947 | 316.0996
2025 | 4 | 7 | 22 | 38.4713 | 89.826 | 290.2062
2025 | 4 | 7 | 23 | 35.6534 | 88.7576 | 266.5378
2025 | 4 | 8 | 0 | 35.6361 | 88.3507 | 254.4517
2025 | 4 | 8 | 1 | 34.9523 | 82.8004 | 240.5202
2025 | 4 | 8 | 2 | 34.5427 | 80.9747 | 237.4389
2025 | 4 | 8 | 3 | 34.4784 | 79.8173 | 235.483
2025 | 4 | 8 | 4 | 35.7523 | 78.5728 | 238.2285
2025 | 4 | 8 | 5 | 38.4078 | 81.0938 | 248.7896
2025 | 4 | 8 | 6 | 42.1291 | 93.1707 | 273.912
2025 | 4 | 8 | 7 | 44.4457 | 102.7861 | 295.3968
2025 | 4 | 8 | 8 | 45.5101 | 111.1288 | 291.5867
2025 | 4 | 8 | 9 | 45.7146 | 113.7801 | 276.0943
2025 | 4 | 8 | 10 | 45.8076 | 116.3586 | 260.0152
2025 | 4 | 8 | 11 | 45.8649 | 119.4391 | 250.8306
2025 | 4 | 8 | 12 | 44.0032 | 111.0655 | 205.5332
2025 | 4 | 8 | 13 | 43.6689 | 110.5973 | 198.7163
2025 | 4 | 8 | 14 | 43.571 | 99.0054 | 196.3741
2025 | 4 | 8 | 15 | 44.4552 | 99.8494 | 201.2763
2025 | 4 | 8 | 16 | 46.5262 | 104.2392 | 218.3538
2025 | 4 | 8 | 17 | 48.3614 | 100.1773 | 249.0175
2025 | 4 | 8 | 18 | 49.0276 | 93.1776 | 275.0847
2025 | 4 | 8 | 19 | 49.266 | 92.195 | 294.7174
2025 | 4 | 8 | 20 | 48.8611 | 97.8206 | 307.1346
2025 | 4 | 8 | 21 | 45.3409 | 90.7883 | 290.3396
2025 | 4 | 8 | 22 | 41.3704 | 88.4016 | 265.4817
2025 | 4 | 8 | 23 | 38.309 | 84.9662 | 242.1376
2025 | 4 | 9 | 0 | 36.7164 | 84.6665 | 234.2546
2025 | 4 | 9 | 1 | 36.42 | 82.1237 | 225.5898
2025 | 4 | 9 | 2 | 36.0205 | 80.5263 | 223.2165
2025 | 4 | 9 | 3 | 35.9645 | 79.2764 | 221.6429
2025 | 4 | 9 | 4 | 37.1892 | 77.252 | 225.1697
2025 | 4 | 9 | 5 | 39.8437 | 80.0272 | 237.0815
2025 | 4 | 9 | 6 | 43.4771 | 89.4865 | 255.2909
2025 | 4 | 9 | 7 | 45.7416 | 98.2713 | 279.3302
2025 | 4 | 9 | 8 | 46.5584 | 105.6881 | 283.1156
2025 | 4 | 9 | 9 | 46.4933 | 107.3672 | 273.708
2025 | 4 | 9 | 10 | 46.3108 | 107.7744 | 257.0371
2025 | 4 | 9 | 11 | 46.175 | 110.6263 | 246.034
2025 | 4 | 9 | 12 | 45.9685 | 107.9869 | 254.2132
2025 | 4 | 9 | 13 | 45.7268 | 107.0527 | 252.7298
2025 | 4 | 9 | 14 | 45.7868 | 96.6004 | 254.3207
2025 | 4 | 9 | 15 | 46.9049 | 97.4754 | 260.7076
2025 | 4 | 9 | 16 | 49.128 | 102.0262 | 276.1987
2025 | 4 | 9 | 17 | 50.6663 | 97.0964 | 292.9283
2025 | 4 | 9 | 18 | 48.6905 | 93.859 | 305.0451
2025 | 4 | 9 | 19 | 49.7124 | 92.2315 | 308.5311
2025 | 4 | 9 | 20 | 49.9467 | 97.4613 | 312.7956
2025 | 4 | 9 | 21 | 46.8716 | 90.9897 | 292.0388
2025 | 4 | 9 | 22 | 42.9487 | 88.4445 | 263.7142
2025 | 4 | 9 | 23 | 39.8173 | 85.1129 | 239.4576
2025 | 4 | 10 | 0 | 37.8964 | 84.3428 | 225.7454
2025 | 4 | 10 | 1 | 37.187 | 80.1331 | 220.8169
2025 | 4 | 10 | 2 | 36.735 | 78.4736 | 217.2928
2025 | 4 | 10 | 3 | 36.6839 | 77.3712 | 215.314
2025 | 4 | 10 | 4 | 37.823 | 76.061 | 218.2048
2025 | 4 | 10 | 5 | 40.3557 | 78.7501 | 229.0945
2025 | 4 | 10 | 6 | 43.5424 | 88.6485 | 253.0434
2025 | 4 | 10 | 7 | 45.6832 | 97.9074 | 276.801
2025 | 4 | 10 | 8 | 46.387 | 107.1543 | 282.4052
2025 | 4 | 10 | 9 | 46.1262 | 111.7371 | 280.5327
2025 | 4 | 10 | 10 | 45.976 | 115.2882 | 272.0397
2025 | 4 | 10 | 11 | 45.8309 | 115.0289 | 267.0313
2025 | 4 | 10 | 12 | 44.7027 | 114.505 | 262.7012
2025 | 4 | 10 | 13 | 44.2774 | 114.1438 | 261.9607
2025 | 4 | 10 | 14 | 44.1008 | 104.3461 | 263.1449
2025 | 4 | 10 | 15 | 44.9857 | 104.8495 | 270.33
2025 | 4 | 10 | 16 | 46.7726 | 108.2356 | 282.7536
2025 | 4 | 10 | 17 | 48.2652 | 103.0316 | 298.2346
2025 | 4 | 10 | 18 | 48.0543 | 94.0185 | 308.9439
2025 | 4 | 10 | 19 | 48.6622 | 91.707 | 312.5359
2025 | 4 | 10 | 20 | 48.5184 | 95.8038 | 317.8273
2025 | 4 | 10 | 21 | 45.2792 | 88.0804 | 297.971
2025 | 4 | 10 | 22 | 41.3789 | 85.7457 | 270.9287
2025 | 4 | 10 | 23 | 38.3619 | 83.5249 | 245.3356
2025 | 4 | 11 | 0 | 37.1141 | 82.5785 | 237.336
2025 | 4 | 11 | 1 | 36.5114 | 77.962 | 223.847
2025 | 4 | 11 | 2 | 36.0583 | 75.8859 | 219.8556
2025 | 4 | 11 | 3 | 36.031 | 75.7434 | 217.7074
2025 | 4 | 11 | 4 | 37.1938 | 75.3229 | 220.6128
2025 | 4 | 11 | 5 | 39.8137 | 77.5835 | 231.3199
2025 | 4 | 11 | 6 | 43.7144 | 87.3689 | 252.5457
2025 | 4 | 11 | 7 | 45.8285 | 96.4139 | 276.8249
2025 | 4 | 11 | 8 | 46.4943 | 106.1128 | 285.2529
2025 | 4 | 11 | 9 | 45.9179 | 111.5405 | 287.1722
2025 | 4 | 11 | 10 | 44.9787 | 115.7614 | 279.7824
2025 | 4 | 11 | 11 | 44.2584 | 113.6623 | 272.5534
2025 | 4 | 11 | 12 | 43.2924 | 113.8719 | 261.3766
2025 | 4 | 11 | 13 | 42.6263 | 114.0087 | 260.2605
2025 | 4 | 11 | 14 | 42.1745 | 105.8969 | 260.4781
2025 | 4 | 11 | 15 | 42.641 | 104.7783 | 265.6203
2025 | 4 | 11 | 16 | 44.2387 | 105.2264 | 276.4734
2025 | 4 | 11 | 17 | 45.649 | 99.4665 | 290.0768
2025 | 4 | 11 | 18 | 46.1079 | 93.9449 | 302.0502
2025 | 4 | 11 | 19 | 47.1174 | 91.5975 | 304.7512
2025 | 4 | 11 | 20 | 47.4863 | 96.9996 | 308.1431
2025 | 4 | 11 | 21 | 44.9347 | 89.4687 | 288.8576
2025 | 4 | 11 | 22 | 41.6389 | 87.5291 | 265.3996
2025 | 4 | 11 | 23 | 38.8399 | 83.6914 | 243.6856
2025 | 4 | 12 | 0 | 36.1335 | 79.844 | 237.0783
2025 | 4 | 12 | 1 | 35.8211 | 77.5075 | 221.4215
2025 | 4 | 12 | 2 | 35.0447 | 76.3252 | 214.9159
2025 | 4 | 12 | 3 | 34.7344 | 75.6115 | 211.0595
2025 | 4 | 12 | 4 | 35.4649 | 74.3796 | 211.3036
2025 | 4 | 12 | 5 | 37.1157 | 75.9011 | 215.974
2025 | 4 | 12 | 6 | 38.8182 | 79.8242 | 227.6067
2025 | 4 | 12 | 7 | 39.9703 | 81.9864 | 240.3989
2025 | 4 | 12 | 8 | 41.0559 | 85.7351 | 258.2162
2025 | 4 | 12 | 9 | 42.1634 | 89.2084 | 271.9544
2025 | 4 | 12 | 10 | 42.9413 | 91.0762 | 269.0249
2025 | 4 | 12 | 11 | 43.2593 | 92.4747 | 269.5246
2025 | 4 | 12 | 12 | 42.2636 | 89.75 | 263.106
2025 | 4 | 12 | 13 | 41.4068 | 87.9135 | 260.0783
2025 | 4 | 12 | 14 | 40.7047 | 79.1313 | 252.6788
2025 | 4 | 12 | 15 | 40.8406 | 78.7961 | 255.0493
2025 | 4 | 12 | 16 | 42.1311 | 82.1096 | 268.7543
2025 | 4 | 12 | 17 | 43.4688 | 81.4122 | 285.0505
2025 | 4 | 12 | 18 | 43.7046 | 82.6799 | 281.7883
2025 | 4 | 12 | 19 | 44.0179 | 81.8522 | 285.5136
2025 | 4 | 12 | 20 | 43.8339 | 85.8678 | 284.7853
2025 | 4 | 12 | 21 | 41.1202 | 81.2337 | 266.2745
2025 | 4 | 12 | 22 | 38.2125 | 79.5521 | 246.54
2025 | 4 | 12 | 23 | 36.0232 | 78.3767 | 228.1421
2025 | 4 | 13 | 0 | 34.6127 | 77.042 | 218.2881
2025 | 4 | 13 | 1 | 33.657 | 75.5672 | 222.742
2025 | 4 | 13 | 2 | 33.0877 | 74.1563 | 216.8821
2025 | 4 | 13 | 3 | 32.8664 | 73.8067 | 212.7501
2025 | 4 | 13 | 4 | 33.5689 | 74.7463 | 212.857
2025 | 4 | 13 | 5 | 35.0585 | 75.6412 | 216.8022
2025 | 4 | 13 | 6 | 37.4732 | 81.4287 | 220.586
2025 | 4 | 13 | 7 | 38.339 | 82.5043 | 229.9971
2025 | 4 | 13 | 8 | 39.4944 | 86.2983 | 241.4504
2025 | 4 | 13 | 9 | 40.869 | 90.0879 | 253.2406
2025 | 4 | 13 | 10 | 41.4692 | 93.5021 | 254.1253
2025 | 4 | 13 | 11 | 41.6557 | 96.2262 | 261.6615
2025 | 4 | 13 | 12 | 41.7244 | 95.4563 | 258.7612
2025 | 4 | 13 | 13 | 41.2637 | 95.1053 | 259.8959
2025 | 4 | 13 | 14 | 40.9057 | 91.7923 | 261.3511
2025 | 4 | 13 | 15 | 41.5235 | 93.2479 | 271.8594
2025 | 4 | 13 | 16 | 43.3002 | 91.7788 | 291.659
2025 | 4 | 13 | 17 | 44.9622 | 91.2463 | 321.0494
2025 | 4 | 13 | 18 | 44.7835 | 86.4597 | 330.7972
2025 | 4 | 13 | 19 | 45.0852 | 84.0754 | 332.3725
2025 | 4 | 13 | 20 | 44.8539 | 89.0486 | 328.1689
2025 | 4 | 13 | 21 | 41.6789 | 81.7144 | 307.3401
2025 | 4 | 13 | 22 | 38.0792 | 78.8741 | 278.5174
2025 | 4 | 13 | 23 | 35.5317 | 80.0998 | 250.5939
2025 | 4 | 14 | 0 | 34.3097 | 82.9766 | 234.1036
2025 | 4 | 14 | 1 | 33.1423 | 80.4339 | 225.9428
2025 | 4 | 14 | 2 | 32.76 | 79.6801 | 219.6172
2025 | 4 | 14 | 3 | 32.7936 | 79.8497 | 215.6947
2025 | 4 | 14 | 4 | 34.0323 | 80.0757 | 217.6595
2025 | 4 | 14 | 5 | 36.7137 | 82.8391 | 226.939
2025 | 4 | 14 | 6 | 40.4322 | 92.0137 | 251.5369
2025 | 4 | 14 | 7 | 42.6613 | 101.4178 | 277.1305
2025 | 4 | 14 | 8 | 43.4467 | 111.8382 | 281.1638
2025 | 4 | 14 | 9 | 43.419 | 116.0476 | 273.7825
2025 | 4 | 14 | 10 | 43.4461 | 118.829 | 263.9514
2025 | 4 | 14 | 11 | 43.5382 | 118.7232 | 265.1763
2025 | 4 | 14 | 12 | 42.4323 | 118.4231 | 280.4807
2025 | 4 | 14 | 13 | 42.1689 | 117.3496 | 281.3543
2025 | 4 | 14 | 14 | 41.9515 | 107.5913 | 284.7785
2025 | 4 | 14 | 15 | 42.8185 | 108.1837 | 293.5252
2025 | 4 | 14 | 16 | 44.7331 | 110.2198 | 309.3235
2025 | 4 | 14 | 17 | 46.2706 | 106.7692 | 329.8804
2025 | 4 | 14 | 18 | 47.3755 | 98.603 | 342.4612
2025 | 4 | 14 | 19 | 46.9735 | 97.3778 | 345.9951
2025 | 4 | 14 | 20 | 45.8283 | 101.6583 | 346.3819
2025 | 4 | 14 | 21 | 42.0745 | 93.2114 | 323.2281
2025 | 4 | 14 | 22 | 37.9193 | 90.5855 | 290.8946
2025 | 4 | 14 | 23 | 34.9461 | 89.3068 | 259.8056
2025 | 4 | 15 | 0 | 33.5493 | 88.0566 | 247.5938
2025 | 4 | 15 | 1 | 33.7154 | 85.1539 | 224.832
2025 | 4 | 15 | 2 | 33.262 | 83.6287 | 218.1626
2025 | 4 | 15 | 3 | 33.2181 | 82.6032 | 214.3966
2025 | 4 | 15 | 4 | 34.382 | 81.7374 | 215.7265
2025 | 4 | 15 | 5 | 36.9945 | 84.207 | 224.2625
2025 | 4 | 15 | 6 | 40.8482 | 91.5001 | 242.8565
2025 | 4 | 15 | 7 | 43.0717 | 100.395 | 263.0972
2025 | 4 | 15 | 8 | 43.5953 | 107.93 | 262.095
2025 | 4 | 15 | 9 | 42.8372 | 110.3654 | 250.5045
2025 | 4 | 15 | 10 | 41.89 | 111.9719 | 235.0631
2025 | 4 | 15 | 11 | 41.4045 | 116.6297 | 228.2741
2025 | 4 | 15 | 12 | 39.5511 | 113.4608 | 229.2808
2025 | 4 | 15 | 13 | 38.9941 | 113.0566 | 230.5008
2025 | 4 | 15 | 14 | 38.7136 | 102.0297 | 233.7322
2025 | 4 | 15 | 15 | 39.4501 | 101.7799 | 242.173
2025 | 4 | 15 | 16 | 41.6721 | 105.7919 | 260.9122
2025 | 4 | 15 | 17 | 44.054 | 101.3703 | 286.8811
2025 | 4 | 15 | 18 | 46.3826 | 95.972 | 301.7261
2025 | 4 | 15 | 19 | 46.8632 | 95.2174 | 311.7409
2025 | 4 | 15 | 20 | 46.8258 | 99.8128 | 312.2824
2025 | 4 | 15 | 21 | 43.6899 | 92.5343 | 291.3732
2025 | 4 | 15 | 22 | 39.7188 | 89.8742 | 262.3037
2025 | 4 | 15 | 23 | 36.5855 | 87.094 | 233.8506
2025 | 4 | 16 | 0 | 35.9485 | 86.3286 | 219.6586
2025 | 4 | 16 | 1 | 33.9002 | 83.7443 | 206.8779
2025 | 4 | 16 | 2 | 33.4077 | 82.304 | 201.8913
2025 | 4 | 16 | 3 | 33.2885 | 81.014 | 198.1796
2025 | 4 | 16 | 4 | 34.4404 | 79.4348 | 200.3632
2025 | 4 | 16 | 5 | 37.0516 | 81.9942 | 210.0104
2025 | 4 | 16 | 6 | 40.969 | 89.6005 | 234.9282
2025 | 4 | 16 | 7 | 43.0596 | 97.6819 | 254.5517
2025 | 4 | 16 | 8 | 43.311 | 103.9466 | 259.7493
2025 | 4 | 16 | 9 | 42.6121 | 105.5034 | 256.6424
2025 | 4 | 16 | 10 | 41.808 | 105.2929 | 248.6675
2025 | 4 | 16 | 11 | 41.4483 | 110.8521 | 242.0054
2025 | 4 | 16 | 12 | 40.3889 | 110.0121 | 227.4644
2025 | 4 | 16 | 13 | 40.0045 | 109.389 | 229.0822
2025 | 4 | 16 | 14 | 39.6214 | 98.6977 | 229.522
2025 | 4 | 16 | 15 | 40.4222 | 99.0393 | 233.7036
2025 | 4 | 16 | 16 | 42.3474 | 102.718 | 246.0972
2025 | 4 | 16 | 17 | 44.0138 | 97.107 | 270.7551
2025 | 4 | 16 | 18 | 43.881 | 94.231 | 285.2447
2025 | 4 | 16 | 19 | 44.9055 | 93.1976 | 301.1957
2025 | 4 | 16 | 20 | 45.3562 | 97.4765 | 307.4183
2025 | 4 | 16 | 21 | 42.6624 | 91.3972 | 290.5435
2025 | 4 | 16 | 22 | 38.7759 | 88.8788 | 263.2928
2025 | 4 | 16 | 23 | 35.6694 | 85.2585 | 235.6544
2025 | 4 | 17 | 0 | 33.8053 | 84.2886 | 219.1313
2025 | 4 | 17 | 1 | 33.9488 | 82.1548 | 215.8745
2025 | 4 | 17 | 2 | 33.5139 | 81.2962 | 213.2141
2025 | 4 | 17 | 3 | 33.4779 | 80.3332 | 211.9927
2025 | 4 | 17 | 4 | 34.6278 | 78.5563 | 215.408
2025 | 4 | 17 | 5 | 37.191 | 81.3936 | 226.5986
2025 | 4 | 17 | 6 | 40.8944 | 88.8589 | 255.3096
2025 | 4 | 17 | 7 | 43.0912 | 96.5371 | 276.4317
2025 | 4 | 17 | 8 | 43.649 | 103.3295 | 276.864
2025 | 4 | 17 | 9 | 43.3056 | 105.0785 | 268.4159
2025 | 4 | 17 | 10 | 42.8506 | 106.4542 | 259.9401
2025 | 4 | 17 | 11 | 42.6664 | 110.7922 | 253.1419
2025 | 4 | 17 | 12 | 43.4004 | 108.7291 | 212.4542
2025 | 4 | 17 | 13 | 43.1494 | 108.0145 | 208.5394
2025 | 4 | 17 | 14 | 43.2537 | 96.7907 | 207.8163
2025 | 4 | 17 | 15 | 44.3472 | 95.9243 | 211.7061
2025 | 4 | 17 | 16 | 46.3644 | 101.9127 | 228.7661
2025 | 4 | 17 | 17 | 47.9382 | 96.1415 | 262.5618
2025 | 4 | 17 | 18 | 49.0987 | 93.6315 | 296.3989
2025 | 4 | 17 | 19 | 48.6909 | 92.8895 | 319.899
2025 | 4 | 17 | 20 | 47.5445 | 96.666 | 333.0959
2025 | 4 | 17 | 21 | 43.7682 | 90.3804 | 321.667
2025 | 4 | 17 | 22 | 39.6419 | 88.2879 | 297.0919
2025 | 4 | 17 | 23 | 36.5772 | 85.114 | 271.248
2025 | 4 | 18 | 0 | 35.6158 | 83.8457 | 252.7777
2025 | 4 | 18 | 1 | 24.9152 | 66.8662 | 240.26
2025 | 4 | 18 | 2 | 24.2719 | 64.9053 | 240.4289
2025 | 4 | 18 | 3 | 24.2053 | 72.1694 | 241.2327
2025 | 4 | 18 | 4 | 24.7325 | 71.5424 | 249.6107
2025 | 4 | 18 | 5 | 25.8385 | 72.7654 | 260.8081
2025 | 4 | 18 | 6 | 26.9248 | 69.7436 | 274.5337
2025 | 4 | 18 | 7 | 27.9774 | 74.555 | 280.4309
2025 | 4 | 18 | 8 | 30.1148 | 66.6737 | 282.0207
2025 | 4 | 18 | 9 | 32.2866 | 78.9511 | 278.5567
2025 | 4 | 18 | 10 | 33.3886 | 81.5522 | 273.3373
2025 | 4 | 18 | 11 | 34.0862 | 82.2564 | 263.3088
2025 | 4 | 18 | 12 | 34.5866 | 71.6836 | 284.462
2025 | 4 | 18 | 13 | 34.2543 | 72.8617 | 281.924
2025 | 4 | 18 | 14 | 33.8147 | 67.1053 | 269.4404
2025 | 4 | 18 | 15 | 35.5718 | 68.9791 | 270.1973
2025 | 4 | 18 | 16 | 37.2794 | 66.0878 | 280.0821
2025 | 4 | 18 | 17 | 38.6608 | 72.9856 | 304.4859
2025 | 4 | 18 | 18 | 39.0668 | 65.934 | 332.0201
2025 | 4 | 18 | 19 | 37.5331 | 72.9859 | 337.2943
2025 | 4 | 18 | 20 | 36.0606 | 70.8885 | 343.6313
2025 | 4 | 18 | 21 | 34.0193 | 71.2151 | 330.4506
2025 | 4 | 18 | 22 | 32.654 | 70.146 | 310.8933
2025 | 4 | 18 | 23 | 31.6483 | 68.0305 | 290.3726
2025 | 4 | 19 | 0 | 32.349 | 69.1458 | 276.8289
2025 | 4 | 19 | 1 | 34.9577 | 78.174 | 275.3725
2025 | 4 | 19 | 2 | 34.1677 | 77.2805 | 270.6339
2025 | 4 | 19 | 3 | 33.8624 | 76.9162 | 269.1308
2025 | 4 | 19 | 4 | 34.6116 | 76.5534 | 270.911
2025 | 4 | 19 | 5 | 36.2491 | 78.2383 | 277.0345
2025 | 4 | 19 | 6 | 38.0899 | 82.2207 | 284.3933
2025 | 4 | 19 | 7 | 39.5989 | 83.7423 | 297.3693
2025 | 4 | 19 | 8 | 41.3426 | 85.8802 | 312.2699
2025 | 4 | 19 | 9 | 43.0409 | 87.6498 | 326.4392
2025 | 4 | 19 | 10 | 44.1672 | 88.903 | 328.585
2025 | 4 | 19 | 11 | 44.6894 | 94.2376 | 323.5461
2025 | 4 | 19 | 12 | 43.274 | 90.732 | 304.4299
2025 | 4 | 19 | 13 | 42.5773 | 89.276 | 297.6642
2025 | 4 | 19 | 14 | 42.0038 | 80.1389 | 295.8061
2025 | 4 | 19 | 15 | 42.1873 | 78.1721 | 298.8072
2025 | 4 | 19 | 16 | 43.437 | 81.8577 | 311.2635
2025 | 4 | 19 | 17 | 44.7025 | 78.8288 | 328.4318
2025 | 4 | 19 | 18 | 45.9534 | 81.2983 | 311.149
2025 | 4 | 19 | 19 | 45.7661 | 81.8103 | 331.3855
2025 | 4 | 19 | 20 | 44.8093 | 85.604 | 336.7866
2025 | 4 | 19 | 21 | 41.9438 | 81.5053 | 324.9301
2025 | 4 | 19 | 22 | 38.8619 | 80.1946 | 306.6275
2025 | 4 | 19 | 23 | 36.5958 | 78.0446 | 287.7445
2025 | 4 | 20 | 0 | 34.9846 | 78.8883 | 281.7362
2025 | 4 | 20 | 1 | 33.7314 | 71.5835 | 282.2888
2025 | 4 | 20 | 2 | 32.8387 | 71.3459 | 278.3108
2025 | 4 | 20 | 3 | 32.8719 | 71.3132 | 275.9419
2025 | 4 | 20 | 4 | 33.587 | 71.5526 | 276.9455
2025 | 4 | 20 | 5 | 34.764 | 72.3467 | 282.4783
2025 | 4 | 20 | 6 | 36.5046 | 74.0482 | 291.2843
2025 | 4 | 20 | 7 | 38.0728 | 72.1628 | 297.6991
2025 | 4 | 20 | 8 | 40.2544 | 69.9219 | 294.5195
2025 | 4 | 20 | 9 | 41.9548 | 67.2414 | 286.0636
2025 | 4 | 20 | 10 | 42.573 | 68.1535 | 273.2808
2025 | 4 | 20 | 11 | 43.5033 | 72.1724 | 264.6705
2025 | 4 | 20 | 12 | 43.6323 | 80.6834 | 252.2972
2025 | 4 | 20 | 13 | 43.0479 | 79.7687 | 239.5337
2025 | 4 | 20 | 14 | 42.2872 | 77.4794 | 237.8344
2025 | 4 | 20 | 15 | 42.5485 | 71.5396 | 241.5659
2025 | 4 | 20 | 16 | 43.311 | 74.2444 | 239.253
2025 | 4 | 20 | 17 | 43.4359 | 69.8293 | 259.7559
2025 | 4 | 20 | 18 | 42.7138 | 70.0587 | 282.8491
2025 | 4 | 20 | 19 | 43.8417 | 71.4216 | 305.6541
2025 | 4 | 20 | 20 | 43.2001 | 72.6339 | 319.2184
2025 | 4 | 20 | 21 | 40.8184 | 72.9694 | 312.8242
2025 | 4 | 20 | 22 | 37.7227 | 72.9932 | 294.7899
2025 | 4 | 20 | 23 | 35.6739 | 69.8908 | 274.9175
2025 | 4 | 21 | 0 | 35.7093 | 72.3982 | 261.428
2025 | 4 | 21 | 1 | 34.4028 | 73.3165 | 260.8041
2025 | 4 | 21 | 2 | 34.3123 | 73.0143 | 258.4525
2025 | 4 | 21 | 3 | 34.5415 | 73.4719 | 258.5359
2025 | 4 | 21 | 4 | 35.6215 | 74.6085 | 263.3842
2025 | 4 | 21 | 5 | 37.9776 | 77.3517 | 273.2206
2025 | 4 | 21 | 6 | 40.9517 | 83.7629 | 296.4996
2025 | 4 | 21 | 7 | 42.3561 | 91.8815 | 309.25
2025 | 4 | 21 | 8 | 43.545 | 100.475 | 304.3849
2025 | 4 | 21 | 9 | 44.3967 | 105.3953 | 279.079
2025 | 4 | 21 | 10 | 44.0005 | 106.821 | 261.5329
2025 | 4 | 21 | 11 | 43.9313 | 109.1596 | 245.5221
2025 | 4 | 21 | 12 | 42.3175 | 105.9559 | 234.7859
2025 | 4 | 21 | 13 | 41.5526 | 105.8187 | 231.0093
2025 | 4 | 21 | 14 | 41.2491 | 103.797 | 226.7881
2025 | 4 | 21 | 15 | 41.6993 | 96.97 | 221.757
2025 | 4 | 21 | 16 | 43.2059 | 97.451 | 230.3546
2025 | 4 | 21 | 17 | 45.1564 | 87.0173 | 262.8066
2025 | 4 | 21 | 18 | 45.9656 | 88.6989 | 294.2809
2025 | 4 | 21 | 19 | 47.0828 | 91.0362 | 323.7398
2025 | 4 | 21 | 20 | 47.422 | 91.7626 | 339.6724
2025 | 4 | 21 | 21 | 44.8588 | 90.3483 | 328.0235
2025 | 4 | 21 | 22 | 40.9408 | 84.9892 | 301.9014
2025 | 4 | 21 | 23 | 37.6595 | 78.9453 | 273.2373
2025 | 4 | 22 | 0 | 35.8885 | 78.4935 | 260.1399
2025 | 4 | 22 | 1 | 36.2873 | 78.6785 | 253.3501
2025 | 4 | 22 | 2 | 35.8642 | 77.6743 | 251.0266
2025 | 4 | 22 | 3 | 35.8782 | 77.0117 | 250.7988
2025 | 4 | 22 | 4 | 37.0698 | 75.9084 | 254.5624
2025 | 4 | 22 | 5 | 39.7046 | 78.213 | 266.3025
2025 | 4 | 22 | 6 | 43.1402 | 84.7669 | 282.8339
2025 | 4 | 22 | 7 | 45.2142 | 93.1212 | 305.9988
2025 | 4 | 22 | 8 | 45.6411 | 99.7143 | 313.2547
2025 | 4 | 22 | 9 | 44.7117 | 100.9254 | 313.8877
2025 | 4 | 22 | 10 | 43.6931 | 101.6457 | 310.5155
2025 | 4 | 22 | 11 | 43.145 | 108.9072 | 305.7603
2025 | 4 | 22 | 12 | 44.7265 | 104.8178 | 279.7003
2025 | 4 | 22 | 13 | 44.3759 | 104.2388 | 277.817
2025 | 4 | 22 | 14 | 44.2899 | 94.231 | 276.2471
2025 | 4 | 22 | 15 | 45.0832 | 92.8029 | 278.4576
2025 | 4 | 22 | 16 | 46.9955 | 97.9463 | 290.05
2025 | 4 | 22 | 17 | 48.799 | 91.6747 | 310.4125
2025 | 4 | 22 | 18 | 50.0688 | 90.1012 | 303.104
2025 | 4 | 22 | 19 | 49.6817 | 90.1904 | 324.6636
2025 | 4 | 22 | 20 | 48.316 | 93.6973 | 337.3711
2025 | 4 | 22 | 21 | 44.6704 | 89.7383 | 326.655
2025 | 4 | 22 | 22 | 40.4044 | 88.0894 | 301.7407
2025 | 4 | 22 | 23 | 37.3446 | 82.3823 | 276.2454
2025 | 4 | 23 | 0 | 36.6739 | 80.4525 | 265.0481
2025 | 4 | 23 | 1 | 35.7228 | 80.5194 | 261.6954
2025 | 4 | 23 | 2 | 35.1633 | 79.261 | 260.0359
2025 | 4 | 23 | 3 | 35.0328 | 78.449 | 260.0444
2025 | 4 | 23 | 4 | 36.1702 | 77.1562 | 264.3376
2025 | 4 | 23 | 5 | 38.7659 | 79.6903 | 276.5657
2025 | 4 | 23 | 6 | 42.0089 | 86.4259 | 296.4308
2025 | 4 | 23 | 7 | 44.1264 | 94.6942 | 318.0846
2025 | 4 | 23 | 8 | 45.0118 | 100.1987 | 320.8035
2025 | 4 | 23 | 9 | 45.4855 | 101.7346 | 315.6198
2025 | 4 | 23 | 10 | 45.6701 | 101.4773 | 307.2855
2025 | 4 | 23 | 11 | 45.9512 | 108.0915 | 299.1008
2025 | 4 | 23 | 12 | 46.1019 | 104.6056 | 289.3961
2025 | 4 | 23 | 13 | 46.0628 | 103.6738 | 287.1172
2025 | 4 | 23 | 14 | 46.261 | 93.2789 | 285.522
2025 | 4 | 23 | 15 | 47.64 | 92.4461 | 287.1398
2025 | 4 | 23 | 16 | 49.9351 | 96.9781 | 298.7707
2025 | 4 | 23 | 17 | 51.1247 | 90.1779 | 318.9964
2025 | 4 | 23 | 18 | 49.7105 | 89.16 | 305.1721
2025 | 4 | 23 | 19 | 49.0424 | 88.9444 | 330.5184
2025 | 4 | 23 | 20 | 47.2457 | 92.2174 | 344.958
2025 | 4 | 23 | 21 | 43.2855 | 89.2504 | 335.8088
2025 | 4 | 23 | 22 | 38.8608 | 87.4421 | 310.6292
2025 | 4 | 23 | 23 | 35.9086 | 81.4982 | 284.9976
2025 | 4 | 24 | 0 | 36.2933 | 80.4328 | 272.7896
2025 | 4 | 24 | 1 | 34.7094 | 79.0232 | 268.375
2025 | 4 | 24 | 2 | 34.2018 | 77.8576 | 266.1774
2025 | 4 | 24 | 3 | 34.1407 | 77.0953 | 266.3464
2025 | 4 | 24 | 4 | 35.3387 | 75.7788 | 270.637
2025 | 4 | 24 | 5 | 37.9422 | 78.3745 | 282.8866
2025 | 4 | 24 | 6 | 41.7584 | 85.0225 | 312.0745
2025 | 4 | 24 | 7 | 43.9286 | 92.9394 | 329.9716
2025 | 4 | 24 | 8 | 44.7851 | 99.0158 | 315.7211
2025 | 4 | 24 | 9 | 44.9647 | 100.1686 | 286.2953
2025 | 4 | 24 | 10 | 44.909 | 100.777 | 261.7274
2025 | 4 | 24 | 11 | 44.9763 | 107.2786 | 246.5612
2025 | 4 | 24 | 12 | 44.54 | 103.7242 | 275.4916
2025 | 4 | 24 | 13 | 44.3075 | 103.6442 | 272.2085
2025 | 4 | 24 | 14 | 44.3445 | 93.3702 | 270.1884
2025 | 4 | 24 | 15 | 45.4932 | 90.2343 | 271.5761
2025 | 4 | 24 | 16 | 47.4135 | 95.8953 | 283.1365
2025 | 4 | 24 | 17 | 48.7248 | 87.9045 | 304.8648
2025 | 4 | 24 | 18 | 47.7504 | 87.3075 | 345.5892
2025 | 4 | 24 | 19 | 47.5839 | 87.404 | 348.9219
2025 | 4 | 24 | 20 | 46.5663 | 89.6809 | 352.0183
2025 | 4 | 24 | 21 | 43.2593 | 86.4214 | 336.6673
2025 | 4 | 24 | 22 | 39.1328 | 84.7386 | 309.252
2025 | 4 | 24 | 23 | 36.0487 | 78.5981 | 281.8622
2025 | 4 | 25 | 0 | 35.5367 | 77.0134 | 267.5128
2025 | 4 | 25 | 1 | 34.3296 | 79.9715 | 264.9408
2025 | 4 | 25 | 2 | 33.7754 | 77.7851 | 260.9957
2025 | 4 | 25 | 3 | 33.6676 | 77.3031 | 259.5255
2025 | 4 | 25 | 4 | 34.8317 | 77.1374 | 262.0562
2025 | 4 | 25 | 5 | 37.4034 | 78.2058 | 272.5357
2025 | 4 | 25 | 6 | 41.0489 | 85.1485 | 285.7557
2025 | 4 | 25 | 7 | 43.2537 | 94.1602 | 310.065
2025 | 4 | 25 | 8 | 44.3679 | 99.1288 | 324.9417
2025 | 4 | 25 | 9 | 44.9007 | 101.3423 | 337.4955
2025 | 4 | 25 | 10 | 45.0076 | 104.2644 | 340.6687
2025 | 4 | 25 | 11 | 45.1269 | 110.4315 | 337.1265
2025 | 4 | 25 | 12 | 43.6302 | 112.2228 | 330.6389
2025 | 4 | 25 | 13 | 43.192 | 112.1195 | 331.8038
2025 | 4 | 25 | 14 | 42.8956 | 102.4697 | 330.9846
2025 | 4 | 25 | 15 | 43.4727 | 101.0029 | 331.7314
2025 | 4 | 25 | 16 | 44.8862 | 102.3528 | 338.1484
2025 | 4 | 25 | 17 | 45.9902 | 95.4598 | 346.1725
2025 | 4 | 25 | 18 | 45.6209 | 86.9406 | 360.6961
2025 | 4 | 25 | 19 | 45.7608 | 86.3404 | 357.3389
2025 | 4 | 25 | 20 | 45.4699 | 88.7364 | 355.497
2025 | 4 | 25 | 21 | 43.0914 | 85.523 | 339.8541
2025 | 4 | 25 | 22 | 39.6776 | 84.538 | 315.7792
2025 | 4 | 25 | 23 | 36.5991 | 76.532 | 291.7953
2025 | 4 | 26 | 0 | 34.3245 | 74.8015 | 278.6049
2025 | 4 | 26 | 1 | 32.2218 | 73.4805 | 266.148
2025 | 4 | 26 | 2 | 31.3136 | 72.2359 | 261.2338
2025 | 4 | 26 | 3 | 30.879 | 71.6914 | 258.8446
2025 | 4 | 26 | 4 | 31.4036 | 72.3048 | 260.4932
2025 | 4 | 26 | 5 | 32.7851 | 73.3616 | 267.4554
2025 | 4 | 26 | 6 | 34.9084 | 74.587 | 276.1365
2025 | 4 | 26 | 7 | 36.4102 | 76.9375 | 286.5472
2025 | 4 | 26 | 8 | 38.651 | 78.8937 | 297.5595
2025 | 4 | 26 | 9 | 41.212 | 83.5795 | 314.7385
2025 | 4 | 26 | 10 | 42.4359 | 85.8052 | 322.3203
2025 | 4 | 26 | 11 | 43.1189 | 92.0633 | 321.971
2025 | 4 | 26 | 12 | 41.8871 | 88.3672 | 300.9761
2025 | 4 | 26 | 13 | 41.3576 | 87.3549 | 297.6301
2025 | 4 | 26 | 14 | 40.8525 | 83.8759 | 292.7053
2025 | 4 | 26 | 15 | 41.1873 | 79.7586 | 293.5813
2025 | 4 | 26 | 16 | 42.5128 | 80.7456 | 303.1453
2025 | 4 | 26 | 17 | 43.2425 | 77.0344 | 320.1263
2025 | 4 | 26 | 18 | 40.287 | 78.6378 | 319.5567
2025 | 4 | 26 | 19 | 40.015 | 79.3516 | 327.3838
2025 | 4 | 26 | 20 | 39.2647 | 80.7607 | 328.1275
2025 | 4 | 26 | 21 | 36.7239 | 80.2541 | 315.278
2025 | 4 | 26 | 22 | 33.6626 | 78.2893 | 295.446
2025 | 4 | 26 | 23 | 31.5384 | 75.3785 | 275.6414
2025 | 4 | 27 | 0 | 30.7646 | 75.4526 | 270.1782
2025 | 4 | 27 | 1 | 29.5876 | 72.8798 | 254.7239
2025 | 4 | 27 | 2 | 28.9836 | 71.6101 | 249.6562
2025 | 4 | 27 | 3 | 28.711 | 71.3163 | 246.9921
2025 | 4 | 27 | 4 | 29.1517 | 71.98 | 248.0664
2025 | 4 | 27 | 5 | 30.4564 | 72.3041 | 253.4497
2025 | 4 | 27 | 6 | 32.3018 | 75.4804 | 256.9581
2025 | 4 | 27 | 7 | 33.7608 | 77.1022 | 262.927
2025 | 4 | 27 | 8 | 36.0401 | 79.573 | 271.414
2025 | 4 | 27 | 9 | 38.5431 | 84.2351 | 288.0276
2025 | 4 | 27 | 10 | 39.7127 | 87.3028 | 296.1941
2025 | 4 | 27 | 11 | 40.4244 | 92.7469 | 295.9824
2025 | 4 | 27 | 12 | 41.0845 | 92.6539 | 276.539
2025 | 4 | 27 | 13 | 40.8452 | 93.1931 | 276.8638
2025 | 4 | 27 | 14 | 40.5816 | 94.3788 | 273.8786
2025 | 4 | 27 | 15 | 41.3267 | 94.6907 | 275.2651
2025 | 4 | 27 | 16 | 43.2498 | 89.4816 | 285.5964
2025 | 4 | 27 | 17 | 44.5219 | 87.8873 | 306.7415
2025 | 4 | 27 | 18 | 42.9362 | 82.4365 | 296.1776
2025 | 4 | 27 | 19 | 42.4044 | 80.4705 | 311.4997
2025 | 4 | 27 | 20 | 41.1491 | 82.2878 | 316.5721
2025 | 4 | 27 | 21 | 37.8345 | 79.4783 | 305.1499
2025 | 4 | 27 | 22 | 34.0432 | 78.4692 | 281.5413
2025 | 4 | 27 | 23 | 31.5899 | 74.9553 | 257.1749
2025 | 4 | 28 | 0 | 31.002 | 74.912 | 242.0434
2025 | 4 | 28 | 1 | 30.1771 | 76.5283 | 238.4237
2025 | 4 | 28 | 2 | 29.8471 | 75.587 | 236.5707
2025 | 4 | 28 | 3 | 29.9587 | 75.8883 | 236.7758
2025 | 4 | 28 | 4 | 31.1407 | 76.5296 | 241.1113
2025 | 4 | 28 | 5 | 33.7444 | 78.8799 | 253.828
2025 | 4 | 28 | 6 | 38.0449 | 88.9622 | 275.8135
2025 | 4 | 28 | 7 | 40.3136 | 98.6492 | 296.1141
2025 | 4 | 28 | 8 | 41.214 | 107.1611 | 290.3773
2025 | 4 | 28 | 9 | 41.543 | 110.3518 | 274.2489
2025 | 4 | 28 | 10 | 41.3134 | 113.1077 | 260.2469
2025 | 4 | 28 | 11 | 41.4037 | 119.1537 | 250.9185
2025 | 4 | 28 | 12 | 42.2448 | 113.1973 | 249.5263
2025 | 4 | 28 | 13 | 42.3397 | 112.8442 | 245.7095
2025 | 4 | 28 | 14 | 42.3172 | 108.0045 | 242.6094
2025 | 4 | 28 | 15 | 43.4824 | 104.4291 | 242.6795
2025 | 4 | 28 | 16 | 45.5682 | 104.8485 | 254.7475
2025 | 4 | 28 | 17 | 46.7273 | 98.4853 | 279.8704
2025 | 4 | 28 | 18 | 46.4513 | 90.9348 | 307.4604
2025 | 4 | 28 | 19 | 46.1825 | 90.5124 | 318.0056
2025 | 4 | 28 | 20 | 44.7088 | 92.0674 | 323.52
2025 | 4 | 28 | 21 | 40.8822 | 88.3055 | 309.9528
2025 | 4 | 28 | 22 | 36.5037 | 86.9932 | 282.9202
2025 | 4 | 28 | 23 | 33.3867 | 79.6717 | 256.4363
2025 | 4 | 29 | 0 | 32.2488 | 79.9695 | 245.9005
2025 | 4 | 29 | 1 | 33.314 | 79.3283 | 242.5228
2025 | 4 | 29 | 2 | 32.7585 | 77.9282 | 239.3103
2025 | 4 | 29 | 3 | 32.6042 | 77.6567 | 238.1142
2025 | 4 | 29 | 4 | 33.7907 | 77.7366 | 240.8601
2025 | 4 | 29 | 5 | 36.4588 | 79.7002 | 251.7673
2025 | 4 | 29 | 6 | 39.8593 | 88.348 | 267.08
2025 | 4 | 29 | 7 | 42.666 | 98.0199 | 290.8222
2025 | 4 | 29 | 8 | 43.773 | 104.7853 | 302.9678
2025 | 4 | 29 | 9 | 43.9035 | 107.9196 | 312.2241
2025 | 4 | 29 | 10 | 43.7509 | 111.6343 | 314.9672
2025 | 4 | 29 | 11 | 43.9359 | 118.995 | 312.8691
2025 | 4 | 29 | 12 | 43.6424 | 117.3727 | 303.1034
2025 | 4 | 29 | 13 | 43.6028 | 117.2832 | 303.0954
2025 | 4 | 29 | 14 | 43.4164 | 112.5873 | 301.3489
2025 | 4 | 29 | 15 | 44.3861 | 110.9638 | 302.281
2025 | 4 | 29 | 16 | 46.5652 | 110.6478 | 312.198
2025 | 4 | 29 | 17 | 48.3605 | 104.2453 | 325.4681
2025 | 4 | 29 | 18 | 49.433 | 95.5064 | 342.0737
2025 | 4 | 29 | 19 | 49.0998 | 93.6903 | 339.6725
2025 | 4 | 29 | 20 | 47.8172 | 94.9433 | 338.5156
2025 | 4 | 29 | 21 | 44.1939 | 90.2642 | 322.7608
2025 | 4 | 29 | 22 | 39.825 | 88.9035 | 294.9435
2025 | 4 | 29 | 23 | 36.419 | 82.8347 | 267.4751
2025 | 4 | 30 | 0 | 34.8217 | 82.4482 | 254.7714
2025 | 4 | 30 | 1 | 36.314 | 82.5643 | 249.3301
2025 | 4 | 30 | 2 | 35.6345 | 80.6506 | 247.5287
2025 | 4 | 30 | 3 | 35.3607 | 79.8339 | 247.3935
2025 | 4 | 30 | 4 | 36.5972 | 79.7738 | 251.5915
2025 | 4 | 30 | 5 | 39.3723 | 81.8282 | 264.1347
2025 | 4 | 30 | 6 | 43.9088 | 88.0833 | 275.4691
2025 | 4 | 30 | 7 | 46.4712 | 97.7069 | 297.9982
2025 | 4 | 30 | 8 | 47.1279 | 103.9225 | 301.9672
2025 | 4 | 30 | 9 | 47.3435 | 107.9985 | 299.3809
2025 | 4 | 30 | 10 | 47.1278 | 109.2572 | 293.6505
2025 | 4 | 30 | 11 | 47.4546 | 115.7073 | 286.9382
2025 | 4 | 30 | 12 | 46.4951 | 111.4442 | 269.0875
2025 | 4 | 30 | 13 | 46.3218 | 110.7739 | 267.4827
2025 | 4 | 30 | 14 | 46.201 | 102.8013 | 265.6956
2025 | 4 | 30 | 15 | 47.2503 | 100.0482 | 266.1992
2025 | 4 | 30 | 16 | 49.6306 | 103.2076 | 278.0317
2025 | 4 | 30 | 17 | 51.6431 | 95.8013 | 301.136
2025 | 4 | 30 | 18 | 51.434 | 91.4945 | 288.0848
2025 | 4 | 30 | 19 | 51.4814 | 91.484 | 316.2462
2025 | 4 | 30 | 20 | 51.3909 | 93.6938 | 331.2263
2025 | 4 | 30 | 21 | 48.2108 | 91.7081 | 324.7965
2025 | 4 | 30 | 22 | 43.496 | 89.7492 | 299.9667
2025 | 4 | 30 | 23 | 39.3798 | 82.804 | 273.815
2025 | 5 | 1 | 0 | 38.3822 | 81.4336 | 258.7842
2025 | 5 | 1 | 1 | 39.5756 | 70.5634 | 250.1415
2025 | 5 | 1 | 2 | 38.95 | 69.8281 | 247.3166
2025 | 5 | 1 | 3 | 38.7267 | 69.6602 | 246.7219
2025 | 5 | 1 | 4 | 40.1235 | 70.0706 | 251.2233
2025 | 5 | 1 | 5 | 43.1542 | 73.558 | 264.2713
2025 | 5 | 1 | 6 | 47.3633 | 79.0173 | 291.0503
2025 | 5 | 1 | 7 | 50.2433 | 87.5008 | 307.233
2025 | 5 | 1 | 8 | 51.1273 | 95.7308 | 289.8193
2025 | 5 | 1 | 9 | 50.9927 | 96.9835 | 257.7419
2025 | 5 | 1 | 10 | 51.5555 | 101.1319 | 238.9304
2025 | 5 | 1 | 11 | 51.8907 | 99.629 | 228.469
2025 | 5 | 1 | 12 | 52.2431 | 100.0072 | 214.0497
2025 | 5 | 1 | 13 | 52.0349 | 100.9123 | 208.7538
2025 | 5 | 1 | 14 | 51.831 | 93.6259 | 207.1925
2025 | 5 | 1 | 15 | 52.6607 | 89.0319 | 207.4779
2025 | 5 | 1 | 16 | 54.8431 | 90.1282 | 218.0582
2025 | 5 | 1 | 17 | 56.4875 | 81.9813 | 247.947
2025 | 5 | 1 | 18 | 56.9201 | 80.8176 | 268.5156
2025 | 5 | 1 | 19 | 55.9652 | 80.1748 | 296.8765
2025 | 5 | 1 | 20 | 55.0579 | 78.4582 | 314.9916
2025 | 5 | 1 | 21 | 51.5883 | 79.1091 | 312.1201
2025 | 5 | 1 | 22 | 46.4194 | 76.0453 | 287.3096
2025 | 5 | 1 | 23 | 42.441 | 68.61 | 260.8186
2025 | 5 | 2 | 0 | 41.2487 | 67.9316 | 244.7028
2025 | 5 | 2 | 1 | 42.7667 | 71.4276 | 238.1426
2025 | 5 | 2 | 2 | 42.0607 | 69.3177 | 233.7714
2025 | 5 | 2 | 3 | 41.8174 | 69.4281 | 232.1089
2025 | 5 | 2 | 4 | 43.3382 | 70.4919 | 236.0314
2025 | 5 | 2 | 5 | 46.6342 | 72.6869 | 248.1144
2025 | 5 | 2 | 6 | 51.1729 | 82.1769 | 266.0451
2025 | 5 | 2 | 7 | 54.2828 | 92.1965 | 287.633
2025 | 5 | 2 | 8 | 55.7922 | 103.2563 | 294.6794
2025 | 5 | 2 | 9 | 56.6185 | 105.8295 | 294.2813
2025 | 5 | 2 | 10 | 57.5315 | 110.0497 | 293.3708
2025 | 5 | 2 | 11 | 57.9344 | 107.1615 | 288.532
2025 | 5 | 2 | 12 | 56.5198 | 100.481 | 262.8623
2025 | 5 | 2 | 13 | 56.1081 | 101.9967 | 262.595
2025 | 5 | 2 | 14 | 55.7709 | 95.4704 | 262.9377
2025 | 5 | 2 | 15 | 56.4653 | 89.0229 | 263.5164
2025 | 5 | 2 | 16 | 58.6807 | 88.9061 | 269.2392
2025 | 5 | 2 | 17 | 59.9555 | 78.9116 | 284.0963
2025 | 5 | 2 | 18 | 58.4081 | 74.7798 | 293.444
2025 | 5 | 2 | 19 | 57.4188 | 73.8947 | 307.5813
2025 | 5 | 2 | 20 | 56.6688 | 73.4032 | 314.0924
2025 | 5 | 2 | 21 | 53.4217 | 75.7567 | 307.1039
2025 | 5 | 2 | 22 | 48.6011 | 71.423 | 283.4751
2025 | 5 | 2 | 23 | 44.6972 | 63.2433 | 258.8341
2025 | 5 | 3 | 0 | 43.5461 | 69.7933 | 238.2588
2025 | 5 | 3 | 1 | 43.9276 | 68.3702 | 229.1192
2025 | 5 | 3 | 2 | 42.8115 | 67.4411 | 222.45
2025 | 5 | 3 | 3 | 42.3208 | 66.9173 | 218.4655
2025 | 5 | 3 | 4 | 43.1795 | 66.8954 | 218.9604
2025 | 5 | 3 | 5 | 45.2271 | 68.7256 | 224.2158
2025 | 5 | 3 | 6 | 48.1902 | 74.2306 | 227.3609
2025 | 5 | 3 | 7 | 50.7504 | 78.4162 | 239.264
2025 | 5 | 3 | 8 | 54.1352 | 82.9688 | 259.5721
2025 | 5 | 3 | 9 | 57.5031 | 91.9312 | 279.338
2025 | 5 | 3 | 10 | 59.4574 | 98.3765 | 289.4419
2025 | 5 | 3 | 11 | 60.213 | 95.8917 | 296.9405
2025 | 5 | 3 | 12 | 57.8865 | 91.2522 | 292.179
2025 | 5 | 3 | 13 | 56.9552 | 90.8592 | 292.0033
2025 | 5 | 3 | 14 | 56.0105 | 95.4156 | 285.9325
2025 | 5 | 3 | 15 | 55.9886 | 86.0751 | 284.215
2025 | 5 | 3 | 16 | 57.917 | 82.2027 | 288.4123
2025 | 5 | 3 | 17 | 59.1674 | 78.2052 | 301.1114
2025 | 5 | 3 | 18 | 56.4852 | 72.4374 | 316.5271
2025 | 5 | 3 | 19 | 55.7349 | 72.2955 | 306.8159
2025 | 5 | 3 | 20 | 55.2359 | 69.5881 | 301.0224
2025 | 5 | 3 | 21 | 52.7045 | 75.4018 | 289.4034
2025 | 5 | 3 | 22 | 48.4425 | 71.4419 | 268.2656
2025 | 5 | 3 | 23 | 45.2405 | 67.0412 | 247.4082
2025 | 5 | 4 | 0 | 43.8906 | 66.9191 | 231.1824
2025 | 5 | 4 | 1 | 43.2899 | 60.201 | 221.1364
2025 | 5 | 4 | 2 | 42.4827 | 59.1448 | 216.2563
2025 | 5 | 4 | 3 | 42.1757 | 59.3919 | 212.5345
2025 | 5 | 4 | 4 | 42.938 | 60.5156 | 213.1525
2025 | 5 | 4 | 5 | 44.7339 | 61.3538 | 217.4574
2025 | 5 | 4 | 6 | 46.628 | 60.2791 | 214.5967
2025 | 5 | 4 | 7 | 48.6795 | 59.8549 | 225.6315
2025 | 5 | 4 | 8 | 51.6964 | 67.7495 | 251.5569
2025 | 5 | 4 | 9 | 54.8968 | 69.6112 | 276.4272
2025 | 5 | 4 | 10 | 57.2178 | 71.8583 | 289.8671
2025 | 5 | 4 | 11 | 58.2325 | 73.6113 | 290.2044
2025 | 5 | 4 | 12 | 57.665 | 71.5671 | 259.7662
2025 | 5 | 4 | 13 | 57.2492 | 73.5063 | 259.4165
2025 | 5 | 4 | 14 | 56.9538 | 77.3047 | 258.0049
2025 | 5 | 4 | 15 | 57.7322 | 80.5901 | 262.9317
2025 | 5 | 4 | 16 | 60.4814 | 70.8719 | 271.6251
2025 | 5 | 4 | 17 | 62.584 | 68.7513 | 294.6371
2025 | 5 | 4 | 18 | 60.6719 | 67.604 | 305.0146
2025 | 5 | 4 | 19 | 60.5704 | 65.4443 | 308.41
2025 | 5 | 4 | 20 | 60.465 | 63.0786 | 309.7325
2025 | 5 | 4 | 21 | 57.8555 | 66.0204 | 300.1194
2025 | 5 | 4 | 22 | 52.8647 | 64.4177 | 273.969
2025 | 5 | 4 | 23 | 49.0065 | 60.3381 | 246.3812
2025 | 5 | 5 | 0 | 45.9305 | 62.418 | 226.7349
2025 | 5 | 5 | 1 | 45.9222 | 63.8082 | 224.1762
2025 | 5 | 5 | 2 | 45.5685 | 63.7905 | 222.3964
2025 | 5 | 5 | 3 | 45.7736 | 64.4004 | 222.7034
2025 | 5 | 5 | 4 | 47.5315 | 66.3169 | 228.1314
2025 | 5 | 5 | 5 | 51.2193 | 71.2447 | 242.2643
2025 | 5 | 5 | 6 | 56.2921 | 81.5336 | 263.2507
2025 | 5 | 5 | 7 | 59.4302 | 91.9973 | 285.8122
2025 | 5 | 5 | 8 | 59.8387 | 104.8875 | 286.6161
2025 | 5 | 5 | 9 | 58.6046 | 111.0656 | 279.1781
2025 | 5 | 5 | 10 | 57.662 | 116.5339 | 275.2812
2025 | 5 | 5 | 11 | 56.9871 | 112.612 | 269.9419
2025 | 5 | 5 | 12 | 54.2734 | 108.4545 | 280.7627
2025 | 5 | 5 | 13 | 53.369 | 110.0848 | 280.1016
2025 | 5 | 5 | 14 | 52.783 | 111.5971 | 279.3363
2025 | 5 | 5 | 15 | 53.64 | 107.2043 | 281.1876
2025 | 5 | 5 | 16 | 56.8775 | 101.0463 | 290.7817
2025 | 5 | 5 | 17 | 59.8812 | 91.8461 | 309.9831
2025 | 5 | 5 | 18 | 61.143 | 85.1199 | 347.344
2025 | 5 | 5 | 19 | 62.1558 | 82.5817 | 347.1253
2025 | 5 | 5 | 20 | 63.0342 | 83.629 | 348.3545
2025 | 5 | 5 | 21 | 60.582 | 84.0773 | 335.4846
2025 | 5 | 5 | 22 | 55.1569 | 83.2362 | 306.0492
2025 | 5 | 5 | 23 | 50.4482 | 75.5572 | 276.4251
2025 | 5 | 6 | 0 | 48.0779 | 72.8391 | 255.5493
2025 | 5 | 6 | 1 | 46.2398 | 70.9814 | 246.0083
2025 | 5 | 6 | 2 | 45.5835 | 70.303 | 242.0224
2025 | 5 | 6 | 3 | 45.4684 | 71.072 | 239.5837
2025 | 5 | 6 | 4 | 47.0971 | 71.9383 | 241.858
2025 | 5 | 6 | 5 | 50.6323 | 75.6656 | 252.8433
2025 | 5 | 6 | 6 | 55.4247 | 83.2562 | 265.473
2025 | 5 | 6 | 7 | 58.3852 | 94.375 | 288.5563
2025 | 5 | 6 | 8 | 58.6149 | 103.7301 | 303.6904
2025 | 5 | 6 | 9 | 57.2817 | 103.7068 | 311.307
2025 | 5 | 6 | 10 | 56.4363 | 107.6701 | 312.8976
2025 | 5 | 6 | 11 | 55.9183 | 104.8375 | 305.885
2025 | 5 | 6 | 12 | 57.2735 | 97.6337 | 281.7051
2025 | 5 | 6 | 13 | 56.8193 | 97.038 | 283.127
2025 | 5 | 6 | 14 | 56.5761 | 92.0675 | 282.1426
2025 | 5 | 6 | 15 | 57.4173 | 87.7206 | 282.4324
2025 | 5 | 6 | 16 | 60.0796 | 89.3902 | 289.2718
2025 | 5 | 6 | 17 | 62.5864 | 83.3409 | 303.755
2025 | 5 | 6 | 18 | 64.7133 | 86.9054 | 315.3885
2025 | 5 | 6 | 19 | 63.6039 | 88.2444 | 317.4562
2025 | 5 | 6 | 20 | 62.1799 | 85.7515 | 319.003
2025 | 5 | 6 | 21 | 58.202 | 88.455 | 309.0355
2025 | 5 | 6 | 22 | 52.3824 | 82.0529 | 283.3127
2025 | 5 | 6 | 23 | 47.9656 | 74.3931 | 255.8623
2025 | 5 | 7 | 0 | 46.2594 | 73.3249 | 235.0431
2025 | 5 | 7 | 1 | 44.713 | 75.4187 | 229.1538
2025 | 5 | 7 | 2 | 43.9588 | 74.0334 | 226.4681
2025 | 5 | 7 | 3 | 43.7379 | 73.6183 | 225.2493
2025 | 5 | 7 | 4 | 45.3899 | 74.2616 | 228.9801
2025 | 5 | 7 | 5 | 49.0096 | 77.8764 | 241.8142
2025 | 5 | 7 | 6 | 54.2709 | 85.463 | 252.4495
2025 | 5 | 7 | 7 | 57.5182 | 95.7307 | 275.4937
2025 | 5 | 7 | 8 | 58.548 | 102.4583 | 280.19
2025 | 5 | 7 | 9 | 58.9161 | 104.1678 | 277.5343
2025 | 5 | 7 | 10 | 59.4816 | 106.6917 | 274.9555
2025 | 5 | 7 | 11 | 59.8486 | 108.3735 | 269.3699
2025 | 5 | 7 | 12 | 59.6232 | 109.2964 | 269.773
2025 | 5 | 7 | 13 | 59.4743 | 110.0133 | 271.5647
2025 | 5 | 7 | 14 | 59.6344 | 101.4728 | 272.388
2025 | 5 | 7 | 15 | 60.9838 | 98.3695 | 275.2306
2025 | 5 | 7 | 16 | 63.97 | 99.2349 | 284.2862
2025 | 5 | 7 | 17 | 65.947 | 91.365 | 305.0794
2025 | 5 | 7 | 18 | 63.1481 | 85.3833 | 289.5655
2025 | 5 | 7 | 19 | 62.8682 | 83.0673 | 314.2726
2025 | 5 | 7 | 20 | 62.3533 | 83.9547 | 328.1321
2025 | 5 | 7 | 21 | 58.983 | 85.3735 | 324.9882
2025 | 5 | 7 | 22 | 53.2633 | 82.2786 | 299.4287
2025 | 5 | 7 | 23 | 48.6605 | 75.3859 | 271.3963
2025 | 5 | 8 | 0 | 46.6571 | 73.9561 | 248.202
2025 | 5 | 8 | 1 | 45.8071 | 75.5851 | 247.887
2025 | 5 | 8 | 2 | 45.1672 | 73.6895 | 244.8769
2025 | 5 | 8 | 3 | 45.1285 | 73.6156 | 244.4385
2025 | 5 | 8 | 4 | 46.7461 | 74.9361 | 249.2532
2025 | 5 | 8 | 5 | 50.2728 | 77.213 | 262.0617
2025 | 5 | 8 | 6 | 54.9313 | 86.2327 | 291.1648
2025 | 5 | 8 | 7 | 58.1881 | 97.619 | 309.194
2025 | 5 | 8 | 8 | 59.1188 | 107.6389 | 291.0634
2025 | 5 | 8 | 9 | 58.9138 | 109.5502 | 257.2946
2025 | 5 | 8 | 10 | 59.1037 | 115.4763 | 236.9369
2025 | 5 | 8 | 11 | 59.1351 | 111.2413 | 224.7661
2025 | 5 | 8 | 12 | 60.3387 | 102.5641 | 253.6017
2025 | 5 | 8 | 13 | 60.1352 | 103.9851 | 249.8039
2025 | 5 | 8 | 14 | 60.3735 | 96.3542 | 248.459
2025 | 5 | 8 | 15 | 61.9563 | 92.1855 | 250.3777
2025 | 5 | 8 | 16 | 64.8235 | 95.1489 | 259.8339
2025 | 5 | 8 | 17 | 66.6632 | 87.2526 | 283.0151
2025 | 5 | 8 | 18 | 62.4293 | 90.9021 | 338.589
2025 | 5 | 8 | 19 | 62.5425 | 90.8182 | 338.8571
2025 | 5 | 8 | 20 | 62.1533 | 88.8848 | 342.4841
2025 | 5 | 8 | 21 | 58.9913 | 89.4267 | 332.239
2025 | 5 | 8 | 22 | 53.4921 | 86.1807 | 303.9519
2025 | 5 | 8 | 23 | 49.1177 | 78.9999 | 274.2282
2025 | 5 | 9 | 0 | 47.6472 | 75.8723 | 258.3439
2025 | 5 | 9 | 1 | 45.9629 | 71.8355 | 250.5155
2025 | 5 | 9 | 2 | 45.1161 | 70.7218 | 245.7787
2025 | 5 | 9 | 3 | 44.8656 | 70.8824 | 243.7752
2025 | 5 | 9 | 4 | 46.2329 | 71.327 | 246.8278
2025 | 5 | 9 | 5 | 49.5466 | 75.0877 | 258.0016
2025 | 5 | 9 | 6 | 53.8774 | 83.0104 | 270.925
2025 | 5 | 9 | 7 | 57.4216 | 93.3414 | 296.1526
2025 | 5 | 9 | 8 | 58.7595 | 102.062 | 312.9062
2025 | 5 | 9 | 9 | 58.7711 | 104.4402 | 327.9068
2025 | 5 | 9 | 10 | 58.9293 | 107.1192 | 334.3689
2025 | 5 | 9 | 11 | 58.7158 | 103.6663 | 330.9532
2025 | 5 | 9 | 12 | 58.9937 | 104.3965 | 310.1383
2025 | 5 | 9 | 13 | 58.5853 | 104.7079 | 310.7934
2025 | 5 | 9 | 14 | 58.1104 | 101.1755 | 310.1973
2025 | 5 | 9 | 15 | 58.8786 | 95.8038 | 312.2275
2025 | 5 | 9 | 16 | 60.9802 | 94.6747 | 316.8181
2025 | 5 | 9 | 17 | 61.9649 | 86.1409 | 326.7399
2025 | 5 | 9 | 18 | 58.7356 | 82.7437 | 336.6128
2025 | 5 | 9 | 19 | 57.8382 | 81.2572 | 336.174
2025 | 5 | 9 | 20 | 56.6077 | 81.6679 | 336.5622
2025 | 5 | 9 | 21 | 53.2603 | 83.8184 | 326.9878
2025 | 5 | 9 | 22 | 48.6083 | 80.8287 | 302.7767
2025 | 5 | 9 | 23 | 45.2183 | 72.299 | 276.9521
2025 | 5 | 10 | 0 | 44.2648 | 69.2014 | 264.7259
2025 | 5 | 10 | 1 | 43.6073 | 68.5041 | 253.0688
2025 | 5 | 10 | 2 | 42.3243 | 67.8335 | 247.0596
2025 | 5 | 10 | 3 | 41.7458 | 67.7208 | 243.7509
2025 | 5 | 10 | 4 | 42.2926 | 67.8471 | 245.1134
2025 | 5 | 10 | 5 | 43.9475 | 69.7663 | 251.0233
2025 | 5 | 10 | 6 | 46.0409 | 70.1628 | 253.47
2025 | 5 | 10 | 7 | 48.6599 | 73.3597 | 266.8925
2025 | 5 | 10 | 8 | 51.6672 | 79.0018 | 287.9315
2025 | 5 | 10 | 9 | 54.4129 | 83.0796 | 312.5272
2025 | 5 | 10 | 10 | 56.0119 | 87.6812 | 324.4812
2025 | 5 | 10 | 11 | 56.5324 | 86.3366 | 326.2855
2025 | 5 | 10 | 12 | 56.9256 | 83.9949 | 316.4159
2025 | 5 | 10 | 13 | 56.1302 | 83.1083 | 313.729
2025 | 5 | 10 | 14 | 55.3761 | 79.4288 | 309.3869
2025 | 5 | 10 | 15 | 55.36 | 79.87 | 313.4677
2025 | 5 | 10 | 16 | 57.1719 | 75.47 | 320.8652
2025 | 5 | 10 | 17 | 58.6057 | 73.8549 | 332.8836
2025 | 5 | 10 | 18 | 58.387 | 69.1374 | 351.4427
2025 | 5 | 10 | 19 | 57.3233 | 68.554 | 339.7184
2025 | 5 | 10 | 20 | 56.0478 | 66.6639 | 332.328
2025 | 5 | 10 | 21 | 53.553 | 73.009 | 320.5428
2025 | 5 | 10 | 22 | 49.329 | 70.0213 | 298.8533
2025 | 5 | 10 | 23 | 46.1744 | 66.1176 | 275.7989
2025 | 5 | 11 | 0 | 44.5722 | 67.7368 | 260.8607
2025 | 5 | 11 | 1 | 42.0913 | 66.5601 | 252.9662
2025 | 5 | 11 | 2 | 41.195 | 66.11 | 247.4665
2025 | 5 | 11 | 3 | 40.851 | 66.5336 | 244.221
2025 | 5 | 11 | 4 | 41.5571 | 66.6352 | 245.4783
2025 | 5 | 11 | 5 | 43.3374 | 68.3035 | 250.8476
2025 | 5 | 11 | 6 | 46.2015 | 69.9163 | 246.2789
2025 | 5 | 11 | 7 | 48.502 | 73.1887 | 256.6785
2025 | 5 | 11 | 8 | 51.6912 | 77.5647 | 277.4417
2025 | 5 | 11 | 9 | 54.6154 | 79.8474 | 307.0257
2025 | 5 | 11 | 10 | 56.8092 | 83.2399 | 325.2131
2025 | 5 | 11 | 11 | 57.8672 | 80.5172 | 329.7701
2025 | 5 | 11 | 12 | 56.0847 | 77.5214 | 316.1491
2025 | 5 | 11 | 13 | 55.4945 | 77.1301 | 318.3634
2025 | 5 | 11 | 14 | 55.1437 | 77.0911 | 316.8011
2025 | 5 | 11 | 15 | 55.8929 | 73.9642 | 321.9672
2025 | 5 | 11 | 16 | 58.6485 | 74.5706 | 329.6943
2025 | 5 | 11 | 17 | 61.0318 | 73.1611 | 344.3525
2025 | 5 | 11 | 18 | 59.1067 | 75.9719 | 328.5969
2025 | 5 | 11 | 19 | 59.227 | 76.9241 | 333.9876
2025 | 5 | 11 | 20 | 59.3984 | 77.7048 | 335.695
2025 | 5 | 11 | 21 | 57.2159 | 82.2898 | 327.0881
2025 | 5 | 11 | 22 | 52.2947 | 77.6357 | 302.2454
2025 | 5 | 11 | 23 | 48.4519 | 72.7868 | 275.1006
2025 | 5 | 12 | 0 | 45.8786 | 70.3646 | 259.8739
2025 | 5 | 12 | 1 | 44.4483 | 71.8512 | 244.5653
2025 | 5 | 12 | 2 | 44.0232 | 71.3302 | 241.4536
2025 | 5 | 12 | 3 | 44.131 | 72.417 | 240.2441
2025 | 5 | 12 | 4 | 45.878 | 73.6882 | 244.1183
2025 | 5 | 12 | 5 | 49.4332 | 77.0429 | 256.3016
2025 | 5 | 12 | 6 | 54.8418 | 85.5297 | 281.3495
2025 | 5 | 12 | 7 | 58.3124 | 97.7218 | 299.8551
2025 | 5 | 12 | 8 | 59.2788 | 107.4219 | 282.0827
2025 | 5 | 12 | 9 | 58.7293 | 108.4385 | 250.7151
2025 | 5 | 12 | 10 | 58.7129 | 113.0383 | 232.8356
2025 | 5 | 12 | 11 | 58.5734 | 110.1213 | 222.3006
2025 | 5 | 12 | 12 | 58.3058 | 108.5718 | 208.7744
2025 | 5 | 12 | 13 | 57.8062 | 107.985 | 201.9131
2025 | 5 | 12 | 14 | 57.6162 | 98.8605 | 198.1749
2025 | 5 | 12 | 15 | 58.6692 | 97.1499 | 198.9499
2025 | 5 | 12 | 16 | 61.5881 | 99.0415 | 210.0229
2025 | 5 | 12 | 17 | 63.9965 | 93.4729 | 243.7283
2025 | 5 | 12 | 18 | 62.4956 | 86.063 | 271.0991
2025 | 5 | 12 | 19 | 62.4142 | 85.7133 | 296.4407
2025 | 5 | 12 | 20 | 62.1514 | 83.7438 | 311.0424
2025 | 5 | 12 | 21 | 59.0913 | 86.4729 | 307.3196
2025 | 5 | 12 | 22 | 53.4715 | 81.9888 | 282.6317
2025 | 5 | 12 | 23 | 48.7844 | 75.3508 | 255.0354
2025 | 5 | 13 | 0 | 46.8993 | 75.855 | 239.0223
2025 | 5 | 13 | 1 | 45.8126 | 75.0918 | 230.3251
2025 | 5 | 13 | 2 | 45.1541 | 73.6058 | 225.8258
2025 | 5 | 13 | 3 | 45.0639 | 73.8384 | 223.6966
2025 | 5 | 13 | 4 | 46.6934 | 74.5838 | 226.9528
2025 | 5 | 13 | 5 | 50.1496 | 77.4095 | 238.0567
2025 | 5 | 13 | 6 | 55.4149 | 84.4536 | 254.1932
2025 | 5 | 13 | 7 | 58.6298 | 95.9134 | 279.4247
2025 | 5 | 13 | 8 | 59.0926 | 104.2344 | 292.1979
2025 | 5 | 13 | 9 | 57.8109 | 105.2495 | 296.3194
2025 | 5 | 13 | 10 | 56.9754 | 110.3154 | 296.4855
2025 | 5 | 13 | 11 | 56.3983 | 109.3699 | 291.5567
2025 | 5 | 13 | 12 | 55.8318 | 111.4266 | 265.3046
2025 | 5 | 13 | 13 | 55.2054 | 112.0006 | 264.7018
2025 | 5 | 13 | 14 | 55.0751 | 103.7813 | 264.8517
2025 | 5 | 13 | 15 | 56.0976 | 102.6801 | 269.888
2025 | 5 | 13 | 16 | 59.0833 | 105.0548 | 278.4204
2025 | 5 | 13 | 17 | 61.9687 | 99.0246 | 295.2424
2025 | 5 | 13 | 18 | 60.0149 | 96.6623 | 322.9553
2025 | 5 | 13 | 19 | 60.9314 | 95.5511 | 321.908
2025 | 5 | 13 | 20 | 61.6863 | 94.2847 | 322.6063
2025 | 5 | 13 | 21 | 59.2935 | 95.8016 | 312.1258
2025 | 5 | 13 | 22 | 53.9748 | 91.2173 | 284.5834
2025 | 5 | 13 | 23 | 49.3228 | 82.6949 | 256.1821
2025 | 5 | 14 | 0 | 47.2467 | 78.668 | 238.4381
2025 | 5 | 14 | 1 | 45.8352 | 77.9876 | 230.1808
2025 | 5 | 14 | 2 | 45.0989 | 75.8219 | 226.8405
2025 | 5 | 14 | 3 | 44.955 | 75.5623 | 225.1079
2025 | 5 | 14 | 4 | 46.4811 | 76.4897 | 228.631
2025 | 5 | 14 | 5 | 49.9403 | 78.6123 | 239.9265
2025 | 5 | 14 | 6 | 55.4293 | 87.9392 | 265.5086
2025 | 5 | 14 | 7 | 58.4 | 100.8318 | 288.2137
2025 | 5 | 14 | 8 | 58.3777 | 109.4652 | 286.8252
2025 | 5 | 14 | 9 | 57.0588 | 111.352 | 277.6544
2025 | 5 | 14 | 10 | 55.8064 | 115.7083 | 271.3336
2025 | 5 | 14 | 11 | 55.0631 | 112.7783 | 263.7711
2025 | 5 | 14 | 12 | 52.9422 | 111.1859 | 232.0977
2025 | 5 | 14 | 13 | 52.1358 | 111.7321 | 225.702
2025 | 5 | 14 | 14 | 51.7013 | 104.0047 | 223.6281
2025 | 5 | 14 | 15 | 52.5762 | 103.5863 | 227.7088
2025 | 5 | 14 | 16 | 55.4781 | 105.7075 | 240.411
2025 | 5 | 14 | 17 | 58.3596 | 99.3957 | 270.8652
2025 | 5 | 14 | 18 | 58.4647 | 96.2305 | 293.4231
2025 | 5 | 14 | 19 | 59.8498 | 95.9402 | 315.695
2025 | 5 | 14 | 20 | 61.2093 | 93.9105 | 329.7897
2025 | 5 | 14 | 21 | 59.4031 | 95.9777 | 327.136
2025 | 5 | 14 | 22 | 54.1951 | 90.9308 | 301.8556
2025 | 5 | 14 | 23 | 49.3407 | 82.6554 | 272.2113
2025 | 5 | 15 | 0 | 46.3206 | 79.9126 | 259.6876
2025 | 5 | 15 | 1 | 44.9411 | 78.8798 | 256.0308
2025 | 5 | 15 | 2 | 44.0918 | 76.4795 | 251.991
2025 | 5 | 15 | 3 | 43.8979 | 76.1936 | 250.8651
2025 | 5 | 15 | 4 | 45.2826 | 77.5796 | 254.974
2025 | 5 | 15 | 5 | 48.5227 | 80.5582 | 266.6049
2025 | 5 | 15 | 6 | 53.2495 | 83.6272 | 292.6664
2025 | 5 | 15 | 7 | 56.5617 | 95.6205 | 314.4274
2025 | 5 | 15 | 8 | 57.2513 | 105.9762 | 310.2239
2025 | 5 | 15 | 9 | 56.7526 | 110.1244 | 297.7985
2025 | 5 | 15 | 10 | 56.4785 | 116.8072 | 290.9987
2025 | 5 | 15 | 11 | 56.2259 | 111.4615 | 283.7703
2025 | 5 | 15 | 12 | 56.5887 | 107.8978 | 299.8111
2025 | 5 | 15 | 13 | 56.2162 | 109.6101 | 298.8751
2025 | 5 | 15 | 14 | 56.0838 | 104.2293 | 298.3559
2025 | 5 | 15 | 15 | 57.2907 | 102.6689 | 301.8657
2025 | 5 | 15 | 16 | 59.8014 | 102.5414 | 310.0125
2025 | 5 | 15 | 17 | 61.7818 | 95.3819 | 325.9359
2025 | 5 | 15 | 18 | 61.4678 | 86.2155 | 345.7101
2025 | 5 | 15 | 19 | 61.1395 | 86.6915 | 352.5781
2025 | 5 | 15 | 20 | 60.2876 | 83.3625 | 358.9429
2025 | 5 | 15 | 21 | 57.696 | 86.4863 | 351.7405
2025 | 5 | 15 | 22 | 52.7149 | 81.473 | 325.3445
2025 | 5 | 15 | 23 | 48.1928 | 73.5589 | 295.5412
2025 | 5 | 16 | 0 | 45.5042 | 81.2067 | 279.0065
2025 | 5 | 16 | 1 | 43.6356 | 76.3422 | 271.8095
2025 | 5 | 16 | 2 | 42.654 | 74.4059 | 267.9235
2025 | 5 | 16 | 3 | 42.3235 | 74.0298 | 266.8035
2025 | 5 | 16 | 4 | 43.5568 | 74.9267 | 270.2229
2025 | 5 | 16 | 5 | 46.6578 | 77.9585 | 281.603
2025 | 5 | 16 | 6 | 52.2707 | 89.6768 | 305.5449
2025 | 5 | 16 | 7 | 55.4162 | 102.2803 | 326.9188
2025 | 5 | 16 | 8 | 56.7156 | 109.319 | 324.5346
2025 | 5 | 16 | 9 | 57.2682 | 112.8558 | 312.9686
2025 | 5 | 16 | 10 | 57.5596 | 118.485 | 302.6619
2025 | 5 | 16 | 11 | 57.5147 | 115.5594 | 289.2929
2025 | 5 | 16 | 12 | 58.0016 | 106.034 | 308.3387
2025 | 5 | 16 | 13 | 57.9447 | 105.7487 | 306.3602
2025 | 5 | 16 | 14 | 58.029 | 99.1484 | 303.8596
2025 | 5 | 16 | 15 | 59.1136 | 96.8094 | 306.0146
2025 | 5 | 16 | 16 | 61.2563 | 95.1426 | 312.0374
2025 | 5 | 16 | 17 | 62.2195 | 88.551 | 327.3738
2025 | 5 | 16 | 18 | 61.0266 | 85.9675 | 332.2081
2025 | 5 | 16 | 19 | 60.597 | 84.8494 | 344.1785
2025 | 5 | 16 | 20 | 59.415 | 84.5766 | 349.7487
2025 | 5 | 16 | 21 | 55.9586 | 86.4561 | 344.952
2025 | 5 | 16 | 22 | 50.9002 | 84.4698 | 323.1302
2025 | 5 | 16 | 23 | 46.5906 | 76.4461 | 297.6271
2025 | 5 | 17 | 0 | 44.3026 | 73.4372 | 282.2124
2025 | 5 | 17 | 1 | 41.7226 | 68.0409 | 277.5764
2025 | 5 | 17 | 2 | 40.2317 | 66.8911 | 272.1486
2025 | 5 | 17 | 3 | 39.4037 | 67.1446 | 269.5792
2025 | 5 | 17 | 4 | 39.4998 | 67.9702 | 271.6453
2025 | 5 | 17 | 5 | 40.6416 | 69.0587 | 278.2616
2025 | 5 | 17 | 6 | 43.2306 | 73.0246 | 282.543
2025 | 5 | 17 | 7 | 45.4 | 77.1123 | 294.6134
2025 | 5 | 17 | 8 | 48.4361 | 87.9126 | 306.2146
2025 | 5 | 17 | 9 | 51.5181 | 91.9339 | 322.4882
2025 | 5 | 17 | 10 | 53.2031 | 94.4176 | 330.4543
2025 | 5 | 17 | 11 | 54.2014 | 91.3861 | 329.2924
2025 | 5 | 17 | 12 | 54.1139 | 83.677 | 310.8849
2025 | 5 | 17 | 13 | 53.8782 | 82.91 | 304.1056
2025 | 5 | 17 | 14 | 54.0146 | 83.9253 | 297.9808
2025 | 5 | 17 | 15 | 54.6552 | 83.6863 | 302.5282
2025 | 5 | 17 | 16 | 56.9055 | 78.2329 | 311.7285
2025 | 5 | 17 | 17 | 58.2509 | 74.1202 | 329.7624
2025 | 5 | 17 | 18 | 56.5011 | 77.6681 | 326.8721
2025 | 5 | 17 | 19 | 55.5617 | 79.0156 | 336.1344
2025 | 5 | 17 | 20 | 54.6617 | 78.9047 | 338.3801
2025 | 5 | 17 | 21 | 52.2535 | 83.5591 | 332.7226
2025 | 5 | 17 | 22 | 47.7213 | 78.8377 | 313.9035
2025 | 5 | 17 | 23 | 43.961 | 74.5851 | 291.9231
2025 | 5 | 18 | 0 | 42.1571 | 72.2321 | 280.489
2025 | 5 | 18 | 1 | 39.1269 | 73.5315 | 269.3931
2025 | 5 | 18 | 2 | 37.8482 | 72.4646 | 263.8026
2025 | 5 | 18 | 3 | 37.1738 | 72.6966 | 260.9288
2025 | 5 | 18 | 4 | 37.1114 | 72.569 | 262.508
2025 | 5 | 18 | 5 | 38.1115 | 73.637 | 267.84
2025 | 5 | 18 | 6 | 40.9091 | 76.6941 | 275.7364
2025 | 5 | 18 | 7 | 42.7018 | 81.0579 | 280.0851
2025 | 5 | 18 | 8 | 45.9069 | 85.4645 | 274.486
2025 | 5 | 18 | 9 | 49.3033 | 84.8886 | 272.13
2025 | 5 | 18 | 10 | 51.2838 | 87.5231 | 272.1815
2025 | 5 | 18 | 11 | 52.7841 | 85.3131 | 266.928
2025 | 5 | 18 | 12 | 52.8671 | 82.903 | 277.7422
2025 | 5 | 18 | 13 | 53.3476 | 81.7389 | 274.2885
2025 | 5 | 18 | 14 | 53.9759 | 78.5786 | 270.2406
2025 | 5 | 18 | 15 | 55.2717 | 79.4663 | 274.8918
2025 | 5 | 18 | 16 | 58.1174 | 80.7824 | 283.8877
2025 | 5 | 18 | 17 | 60.1222 | 80.0894 | 307.1172
2025 | 5 | 18 | 18 | 59.1122 | 84.622 | 283.0603
2025 | 5 | 18 | 19 | 58.4059 | 85.5535 | 308.016
2025 | 5 | 18 | 20 | 57.5933 | 87.2439 | 319.4508
2025 | 5 | 18 | 21 | 54.8097 | 88.4174 | 316.8655
2025 | 5 | 18 | 22 | 49.3632 | 84.0463 | 294.5597
2025 | 5 | 18 | 23 | 45.1702 | 78.8718 | 267.7456
2025 | 5 | 19 | 0 | 43.3099 | 76.398 | 255.6763
2025 | 5 | 19 | 1 | 38.3969 | 71.1509 | 260.9366
2025 | 5 | 19 | 2 | 37.2792 | 70.4224 | 254.8488
2025 | 5 | 19 | 3 | 36.7396 | 70.6787 | 251.6689
2025 | 5 | 19 | 4 | 37.0442 | 69.9578 | 252.5956
2025 | 5 | 19 | 5 | 37.7625 | 71.1555 | 255.932
2025 | 5 | 19 | 6 | 39.7571 | 72.4597 | 256.2509
2025 | 5 | 19 | 7 | 41.427 | 73.4277 | 263.5844
2025 | 5 | 19 | 8 | 44.8408 | 85.6207 | 271.1426
2025 | 5 | 19 | 9 | 49.264 | 80.5635 | 274.9711
2025 | 5 | 19 | 10 | 51.5789 | 80.4274 | 281.4103
2025 | 5 | 19 | 11 | 53.2557 | 83.4408 | 280.7108
2025 | 5 | 19 | 12 | 54.2771 | 78.7208 | 270.2554
2025 | 5 | 19 | 13 | 55.1612 | 77.5495 | 262.8523
2025 | 5 | 19 | 14 | 56.2008 | 83.7094 | 261.5314
2025 | 5 | 19 | 15 | 58.8365 | 78.5496 | 258.679
2025 | 5 | 19 | 16 | 62.8303 | 77.4855 | 267.7503
2025 | 5 | 19 | 17 | 65.5836 | 75.4687 | 291.7228
2025 | 5 | 19 | 18 | 65.2244 | 78.1047 | 306.8347
2025 | 5 | 19 | 19 | 63.9546 | 78.9705 | 319.2787
2025 | 5 | 19 | 20 | 60.6885 | 79.5214 | 321.4377
2025 | 5 | 19 | 21 | 56.8589 | 84.8724 | 314.8432
2025 | 5 | 19 | 22 | 51.0403 | 80.4112 | 288.4015
2025 | 5 | 19 | 23 | 46.3625 | 76.1023 | 260.8634
2025 | 5 | 20 | 0 | 43.9008 | 76.287 | 242.7882
2025 | 5 | 20 | 1 | 41.5748 | 78.9294 | 233.1124
2025 | 5 | 20 | 2 | 40.583 | 77.3753 | 228.404
2025 | 5 | 20 | 3 | 40.0968 | 77.3651 | 226.3034
2025 | 5 | 20 | 4 | 41.2166 | 77.4889 | 229.5292
2025 | 5 | 20 | 5 | 43.7203 | 80.1776 | 239.7234
2025 | 5 | 20 | 6 | 49.1301 | 87.2292 | 262.0647
2025 | 5 | 20 | 7 | 52.284 | 99.9712 | 282.2252
2025 | 5 | 20 | 8 | 53.6744 | 107.2284 | 270.8417
2025 | 5 | 20 | 9 | 54.7782 | 107.9408 | 248.4803
2025 | 5 | 20 | 10 | 55.2959 | 112.6796 | 237.9854
2025 | 5 | 20 | 11 | 55.7342 | 112.3404 | 236.683
2025 | 5 | 20 | 12 | 55.6255 | 111.5146 | 240.6029
2025 | 5 | 20 | 13 | 55.9589 | 111.2941 | 238.0919
2025 | 5 | 20 | 14 | 56.0279 | 100.1327 | 236.3501
2025 | 5 | 20 | 15 | 57.0923 | 100.4618 | 241.1475
2025 | 5 | 20 | 16 | 59.7872 | 105.4065 | 250.8314
2025 | 5 | 20 | 17 | 61.8776 | 100.3532 | 275.6302
2025 | 5 | 20 | 18 | 60.7624 | 98.5832 | 306.5607
2025 | 5 | 20 | 19 | 59.8844 | 97.9461 | 316.2206
2025 | 5 | 20 | 20 | 59.2777 | 96.5475 | 320.6109
2025 | 5 | 20 | 21 | 56.1956 | 99.0814 | 313.9417
2025 | 5 | 20 | 22 | 50.7804 | 93.4401 | 288.7445
2025 | 5 | 20 | 23 | 46.1091 | 85.5846 | 259.5346
2025 | 5 | 21 | 0 | 44.3915 | 82.2707 | 241.3181
2025 | 5 | 21 | 1 | 42.739 | 81.4033 | 224.1937
2025 | 5 | 21 | 2 | 41.7878 | 78.7993 | 219.9572
2025 | 5 | 21 | 3 | 41.3083 | 78.3092 | 217.1107
2025 | 5 | 21 | 4 | 42.5016 | 79.1579 | 219.8164
2025 | 5 | 21 | 5 | 45.2681 | 80.7508 | 229.8811
2025 | 5 | 21 | 6 | 50.2391 | 93.1474 | 247.0761
2025 | 5 | 21 | 7 | 53.6186 | 107.6613 | 273.57
2025 | 5 | 21 | 8 | 54.6702 | 117.3239 | 286.6517
2025 | 5 | 21 | 9 | 55.261 | 121.5114 | 292.2121
2025 | 5 | 21 | 10 | 55.6218 | 126.0245 | 291.137
2025 | 5 | 21 | 11 | 56.0962 | 120.077 | 284.1686
2025 | 5 | 21 | 12 | 55.4106 | 102.1725 | 233.4848
2025 | 5 | 21 | 13 | 55.15 | 102.6304 | 229.3507
2025 | 5 | 21 | 14 | 54.716 | 92.9785 | 227.0659
2025 | 5 | 21 | 15 | 55.4287 | 91.6213 | 232.115
2025 | 5 | 21 | 16 | 57.9805 | 96.8786 | 242.0099
2025 | 5 | 21 | 17 | 60.356 | 90.4846 | 269.9661
2025 | 5 | 21 | 18 | 57.7829 | 92.7207 | 293.3858
2025 | 5 | 21 | 19 | 58.5571 | 92.6013 | 309.8625
2025 | 5 | 21 | 20 | 59.9185 | 90.8176 | 316.8545
2025 | 5 | 21 | 21 | 58.1155 | 94.3107 | 312.8602
2025 | 5 | 21 | 22 | 52.8571 | 89.7683 | 287.9054
2025 | 5 | 21 | 23 | 47.6958 | 82.5066 | 257.7432
2025 | 5 | 22 | 0 | 45.0501 | 84.2276 | 237.9423
2025 | 5 | 22 | 1 | 44.1577 | 79.1476 | 234.3751
2025 | 5 | 22 | 2 | 43.2031 | 77.5303 | 230.6573
2025 | 5 | 22 | 3 | 42.8318 | 77.0344 | 229.931
2025 | 5 | 22 | 4 | 43.9156 | 77.4193 | 234.6121
2025 | 5 | 22 | 5 | 46.5788 | 80.8263 | 246.5341
2025 | 5 | 22 | 6 | 51.6163 | 87.5865 | 276.0466
2025 | 5 | 22 | 7 | 54.9966 | 100.0676 | 295.9584
2025 | 5 | 22 | 8 | 55.7112 | 107.0162 | 276.9232
2025 | 5 | 22 | 9 | 55.5064 | 108.8673 | 243.8824
2025 | 5 | 22 | 10 | 55.045 | 115.2853 | 223.8999
2025 | 5 | 22 | 11 | 54.9332 | 112.5613 | 210.1685
2025 | 5 | 22 | 12 | 54.0335 | 114.2336 | 235.6129
2025 | 5 | 22 | 13 | 53.855 | 113.977 | 231.0561
2025 | 5 | 22 | 14 | 54.0077 | 105.0755 | 229.3294
2025 | 5 | 22 | 15 | 55.4578 | 106.0546 | 233.9114
2025 | 5 | 22 | 16 | 58.3246 | 107.4531 | 245.6933
2025 | 5 | 22 | 17 | 60.542 | 101.8762 | 273.1097
2025 | 5 | 22 | 18 | 60.5756 | 99.2879 | 327.1857
2025 | 5 | 22 | 19 | 60.5071 | 98.1929 | 333.0828
2025 | 5 | 22 | 20 | 60.3885 | 96.4365 | 338.4596
2025 | 5 | 22 | 21 | 58.1962 | 98.6414 | 331.4901
2025 | 5 | 22 | 22 | 52.9085 | 94.5158 | 305.3382
2025 | 5 | 22 | 23 | 47.5095 | 86.4919 | 274.9384
2025 | 5 | 23 | 0 | 45.1527 | 81.5964 | 258.9097
2025 | 5 | 23 | 1 | 43.5794 | 80.8771 | 248.7252
2025 | 5 | 23 | 2 | 42.5075 | 78.4385 | 243.4638
2025 | 5 | 23 | 3 | 42.0836 | 78.4084 | 240.731
2025 | 5 | 23 | 4 | 43.1238 | 79.4351 | 242.9714
2025 | 5 | 23 | 5 | 45.7662 | 81.3095 | 252.8289
2025 | 5 | 23 | 6 | 51.1268 | 94.2532 | 268.6698
2025 | 5 | 23 | 7 | 54.1978 | 108.2872 | 294.4785
2025 | 5 | 23 | 8 | 55.1303 | 115.0449 | 305.9678
2025 | 5 | 23 | 9 | 55.1747 | 117.8986 | 308.0749
2025 | 5 | 23 | 10 | 55.0518 | 123.5483 | 304.9204
2025 | 5 | 23 | 11 | 54.9602 | 120.5502 | 294.0151
2025 | 5 | 23 | 12 | 54.6656 | 110.0568 | 250.3374
2025 | 5 | 23 | 13 | 54.6419 | 109.4679 | 247.6818
2025 | 5 | 23 | 14 | 54.9872 | 98.6831 | 243.7102
2025 | 5 | 23 | 15 | 56.2315 | 96.8826 | 244.361
2025 | 5 | 23 | 16 | 58.6481 | 99.6787 | 251.4768
2025 | 5 | 23 | 17 | 60.1405 | 94.7085 | 274.7107
2025 | 5 | 23 | 18 | 59.6499 | 86.8228 | 286.3212
2025 | 5 | 23 | 19 | 59.4704 | 87.4714 | 306.4828
2025 | 5 | 23 | 20 | 59.3593 | 86.3062 | 312.4192
2025 | 5 | 23 | 21 | 57.2376 | 90.3942 | 310.1543
2025 | 5 | 23 | 22 | 52.433 | 85.4357 | 289.4808
2025 | 5 | 23 | 23 | 47.5055 | 77.3189 | 263.6272
2025 | 5 | 24 | 0 | 44.5024 | 77.3531 | 245.8816
2025 | 5 | 24 | 1 | 42.0346 | 74.0739 | 233.2464
2025 | 5 | 24 | 2 | 40.5089 | 72.8975 | 225.9198
2025 | 5 | 24 | 3 | 39.6766 | 73.1166 | 222.4607
2025 | 5 | 24 | 4 | 39.7948 | 73.3127 | 223.2326
2025 | 5 | 24 | 5 | 40.9496 | 74.7365 | 227.1028
2025 | 5 | 24 | 6 | 43.97 | 76.7826 | 228.477
2025 | 5 | 24 | 7 | 46.5883 | 82.3535 | 241.3758
2025 | 5 | 24 | 8 | 50.2217 | 88.7502 | 252.4058
2025 | 5 | 24 | 9 | 54.1519 | 91.8413 | 260.7698
2025 | 5 | 24 | 10 | 56.6338 | 94.9632 | 260.0378
2025 | 5 | 24 | 11 | 58.129 | 91.2786 | 263.0355
2025 | 5 | 24 | 12 | 58.5248 | 87.2935 | 263.5765
2025 | 5 | 24 | 13 | 58.4651 | 85.2477 | 258.2419
2025 | 5 | 24 | 14 | 58.797 | 77.8145 | 249.6869
2025 | 5 | 24 | 15 | 59.3935 | 77.0933 | 250.3012
2025 | 5 | 24 | 16 | 61.4984 | 80.3107 | 259.9762
2025 | 5 | 24 | 17 | 62.9966 | 76.9852 | 281.5413
2025 | 5 | 24 | 18 | 54.727 | 82.846 | 299.7137
2025 | 5 | 24 | 19 | 53.4441 | 85.3221 | 300.9737
2025 | 5 | 24 | 20 | 52.6824 | 86.1917 | 296.9948
2025 | 5 | 24 | 21 | 50.9 | 90.8513 | 290.3859
2025 | 5 | 24 | 22 | 46.939 | 85.3077 | 272.0288
2025 | 5 | 24 | 23 | 43.7507 | 81.0896 | 249.5553
2025 | 5 | 25 | 0 | 44.4841 | 78.2462 | 237.2054
2025 | 5 | 25 | 1 | 42.0587 | 75.8276 | 230.0928
2025 | 5 | 25 | 2 | 40.3922 | 74.8927 | 222.7564
2025 | 5 | 25 | 3 | 39.5113 | 74.9457 | 218.8094
2025 | 5 | 25 | 4 | 39.3726 | 74.8686 | 218.9103
2025 | 5 | 25 | 5 | 40.4325 | 76.1741 | 220.931
2025 | 5 | 25 | 6 | 42.4189 | 77.5392 | 218.2467
2025 | 5 | 25 | 7 | 45.6393 | 81.8594 | 225.5523
2025 | 5 | 25 | 8 | 50.3559 | 85.6762 | 231.442
2025 | 5 | 25 | 9 | 54.5635 | 86.5652 | 240.5885
2025 | 5 | 25 | 10 | 57.0647 | 88.2487 | 244.6657
2025 | 5 | 25 | 11 | 57.8392 | 86.5173 | 250.7139
2025 | 5 | 25 | 12 | 55.0043 | 81.7671 | 236.9774
2025 | 5 | 25 | 13 | 54.9144 | 81.2747 | 238.5734
2025 | 5 | 25 | 14 | 54.6918 | 75.5665 | 236.5415
2025 | 5 | 25 | 15 | 55.625 | 77.557 | 242.9825
2025 | 5 | 25 | 16 | 58.5443 | 79.8375 | 256.6319
2025 | 5 | 25 | 17 | 60.6518 | 79.9762 | 289.3295
2025 | 5 | 25 | 18 | 59.7887 | 84.5678 | 317.9606
2025 | 5 | 25 | 19 | 59.0934 | 85.2966 | 329.4656
2025 | 5 | 25 | 20 | 57.9328 | 86.4928 | 322.8113
2025 | 5 | 25 | 21 | 55.9909 | 92.2344 | 313.8005
2025 | 5 | 25 | 22 | 50.8302 | 87.1042 | 286.2668
2025 | 5 | 25 | 23 | 46.3016 | 81.8677 | 252.9632
2025 | 5 | 26 | 0 | 44.5005 | 79.2576 | 226.5845
2025 | 5 | 26 | 1 | 41.0498 | 79.1038 | 212.8782
2025 | 5 | 26 | 2 | 40.4657 | 77.4916 | 207.53
2025 | 5 | 26 | 3 | 40.4399 | 78.0115 | 205.1807
2025 | 5 | 26 | 4 | 41.8219 | 79.2401 | 208.9756
2025 | 5 | 26 | 5 | 44.749 | 81.5994 | 219.0247
2025 | 5 | 26 | 6 | 49.9678 | 91.0002 | 233.5526
2025 | 5 | 26 | 7 | 53.5065 | 104.9538 | 257.3396
2025 | 5 | 26 | 8 | 54.3146 | 115.1323 | 260.3087
2025 | 5 | 26 | 9 | 54.0166 | 116.8571 | 257.6187
2025 | 5 | 26 | 10 | 53.623 | 121.0369 | 253.1335
2025 | 5 | 26 | 11 | 53.5086 | 118.0288 | 251.6561
2025 | 5 | 26 | 12 | 52.8358 | 113.51 | 250.4517
2025 | 5 | 26 | 13 | 52.7198 | 113.4376 | 248.1935
2025 | 5 | 26 | 14 | 53.012 | 101.1994 | 247.3526
2025 | 5 | 26 | 15 | 54.7864 | 101.1025 | 253.7994
2025 | 5 | 26 | 16 | 58.2127 | 106.9909 | 264.2995
2025 | 5 | 26 | 17 | 60.7536 | 102.3184 | 286.6662
2025 | 5 | 26 | 18 | 60.6092 | 93.9212 | 315.3283
2025 | 5 | 26 | 19 | 60.0499 | 94.4379 | 314.4233
2025 | 5 | 26 | 20 | 59.5607 | 93.1417 | 316.085
2025 | 5 | 26 | 21 | 57.0728 | 96.7016 | 306.5242
2025 | 5 | 26 | 22 | 51.7155 | 91.421 | 279.9339
2025 | 5 | 26 | 23 | 46.2692 | 83.931 | 249.3502
2025 | 5 | 27 | 0 | 44.133 | 85.4498 | 232.0748
2025 | 5 | 27 | 1 | 42.4508 | 79.1316 | 232.002
2025 | 5 | 27 | 2 | 41.4999 | 77.016 | 224.6234
2025 | 5 | 27 | 3 | 41.1706 | 76.7268 | 220.4166
2025 | 5 | 27 | 4 | 42.259 | 76.8672 | 222.1747
2025 | 5 | 27 | 5 | 44.934 | 78.6191 | 230.8013
2025 | 5 | 27 | 6 | 50.8241 | 86.9973 | 246.34
2025 | 5 | 27 | 7 | 53.7568 | 101.2251 | 273.1904
2025 | 5 | 27 | 8 | 54.6056 | 111.235 | 285.036
2025 | 5 | 27 | 9 | 54.8491 | 115.6221 | 290.2825
2025 | 5 | 27 | 10 | 54.8529 | 122.6787 | 292.7136
2025 | 5 | 27 | 11 | 55.1775 | 119.8621 | 293.2788
2025 | 5 | 27 | 12 | 55.0544 | 113.9813 | 290.4541
2025 | 5 | 27 | 13 | 55.597 | 115.0553 | 293.9558
2025 | 5 | 27 | 14 | 56.6371 | 107.3555 | 296.903
2025 | 5 | 27 | 15 | 58.2824 | 109.2443 | 306.2317
2025 | 5 | 27 | 16 | 61.139 | 113.4158 | 317.7888
2025 | 5 | 27 | 17 | 63.2095 | 108.3043 | 337.8676
2025 | 5 | 27 | 18 | 62.6745 | 101.9578 | 358.6959
2025 | 5 | 27 | 19 | 62.5312 | 101.6092 | 366.9273
2025 | 5 | 27 | 20 | 62.1542 | 95.988 | 366.487
2025 | 5 | 27 | 21 | 59.2098 | 97.9572 | 357.435
2025 | 5 | 27 | 22 | 53.3591 | 92.2363 | 326.4533
2025 | 5 | 27 | 23 | 47.8477 | 84.5523 | 288.9005
2025 | 5 | 28 | 0 | 45.1432 | 87.1854 | 254.6858
2025 | 5 | 28 | 1 | 41.238 | 83.7598 | 241.9121
2025 | 5 | 28 | 2 | 40.1788 | 80.9801 | 234.0413
2025 | 5 | 28 | 3 | 39.7323 | 79.9773 | 229.5945
2025 | 5 | 28 | 4 | 40.8886 | 79.6657 | 230.5842
2025 | 5 | 28 | 5 | 43.5196 | 81.6052 | 237.9078
2025 | 5 | 28 | 6 | 49.6316 | 89.2122 | 259.1104
2025 | 5 | 28 | 7 | 52.3557 | 104.7702 | 283.3666
2025 | 5 | 28 | 8 | 52.7446 | 114.2429 | 291.2596
2025 | 5 | 28 | 9 | 52.9217 | 120.7427 | 293.8248
2025 | 5 | 28 | 10 | 52.8498 | 129.1087 | 291.4373
2025 | 5 | 28 | 11 | 53.1529 | 127.2155 | 281.9186
2025 | 5 | 28 | 12 | 53.6634 | 123.1713 | 275.1521
2025 | 5 | 28 | 13 | 54.1441 | 123.251 | 270.6378
2025 | 5 | 28 | 14 | 55.0002 | 115.3171 | 266.8799
2025 | 5 | 28 | 15 | 57.1889 | 117.0025 | 270.0765
2025 | 5 | 28 | 16 | 60.742 | 120.5922 | 277.0257
2025 | 5 | 28 | 17 | 62.5783 | 114.8542 | 296.1491
2025 | 5 | 28 | 18 | 62.3649 | 109.6336 | 312.8984
2025 | 5 | 28 | 19 | 62.3454 | 107.9995 | 325.4016
2025 | 5 | 28 | 20 | 61.8613 | 100.969 | 321.8644
2025 | 5 | 28 | 21 | 58.7691 | 102.8759 | 313.9358
2025 | 5 | 28 | 22 | 52.8711 | 95.9221 | 285.0219
2025 | 5 | 28 | 23 | 47.3955 | 87.8593 | 250.699
2025 | 5 | 29 | 0 | 44.5989 | 89.9352 | 235.9733
2025 | 5 | 29 | 1 | 42.0014 | 86.5373 | 236.4428
2025 | 5 | 29 | 2 | 40.8059 | 83.6903 | 228.3872
2025 | 5 | 29 | 3 | 40.3131 | 82.4966 | 224.5233
2025 | 5 | 29 | 4 | 41.307 | 82.7698 | 225.7563
2025 | 5 | 29 | 5 | 43.7201 | 85.3314 | 233.3171
2025 | 5 | 29 | 6 | 48.8754 | 97.3473 | 254.4121
2025 | 5 | 29 | 7 | 52.0312 | 112.4949 | 278.1245
2025 | 5 | 29 | 8 | 53.4143 | 120.5984 | 281.0686
2025 | 5 | 29 | 9 | 54.865 | 124.8498 | 278.7315
2025 | 5 | 29 | 10 | 56.0578 | 130.7287 | 274.4546
2025 | 5 | 29 | 11 | 57.426 | 127.4862 | 269.4863
2025 | 5 | 29 | 12 | 58.9835 | 121.7556 | 269.584
2025 | 5 | 29 | 13 | 60.8424 | 121.2935 | 270.048
2025 | 5 | 29 | 14 | 63.1194 | 109.3641 | 270.9433
2025 | 5 | 29 | 15 | 66.3165 | 111.4257 | 277.0457
2025 | 5 | 29 | 16 | 70.0208 | 116.1486 | 284.0805
2025 | 5 | 29 | 17 | 72.5746 | 110.9497 | 305.0011
2025 | 5 | 29 | 18 | 72.9487 | 101.7426 | 329.3897
2025 | 5 | 29 | 19 | 71.7267 | 101.4641 | 333.6393
2025 | 5 | 29 | 20 | 68.4849 | 97.9765 | 334.29
2025 | 5 | 29 | 21 | 63.9533 | 101.1979 | 327.3653
2025 | 5 | 29 | 22 | 57.5633 | 95.0179 | 300.4536
2025 | 5 | 29 | 23 | 51.2534 | 86.2935 | 267.1013
2025 | 5 | 30 | 0 | 47.2166 | 86.0433 | 248.7949
2025 | 5 | 30 | 1 | 43.9591 | 82.5363 | 237.0682
2025 | 5 | 30 | 2 | 42.4102 | 80.1799 | 230.8119
2025 | 5 | 30 | 3 | 41.5602 | 79.6707 | 226.8166
2025 | 5 | 30 | 4 | 42.2573 | 80.3361 | 228.3042
2025 | 5 | 30 | 5 | 44.2787 | 82.6136 | 236.1998
2025 | 5 | 30 | 6 | 50.3405 | 95.3973 | 256.0865
2025 | 5 | 30 | 7 | 53.3692 | 109.5065 | 278.9491
2025 | 5 | 30 | 8 | 54.856 | 116.4405 | 274.8099
2025 | 5 | 30 | 9 | 56.1859 | 120.1668 | 259.1284
2025 | 5 | 30 | 10 | 56.4142 | 126.2098 | 249.8803
2025 | 5 | 30 | 11 | 56.6492 | 123.2059 | 243.0333
2025 | 5 | 30 | 12 | 55.5951 | 120.9507 | 248.5292
2025 | 5 | 30 | 13 | 55.2553 | 120.7236 | 243.5096
2025 | 5 | 30 | 14 | 54.9155 | 111.8177 | 239.3406
2025 | 5 | 30 | 15 | 55.1565 | 112.8359 | 243.1927
2025 | 5 | 30 | 16 | 56.929 | 114.2795 | 251.0008
2025 | 5 | 30 | 17 | 57.5848 | 109.2598 | 276.2676
2025 | 5 | 30 | 18 | 51.3492 | 102.7108 | 299.6363
2025 | 5 | 30 | 19 | 50.5527 | 101.8758 | 313.7844
2025 | 5 | 30 | 20 | 50.8063 | 101.583 | 316.4679
2025 | 5 | 30 | 21 | 49.0365 | 104.7943 | 313.0227
2025 | 5 | 30 | 22 | 45.0127 | 97.5926 | 292.4077
2025 | 5 | 30 | 23 | 41.3714 | 87.0075 | 265.2506
2025 | 5 | 31 | 0 | 43.6008 | 82.8955 | 245.8228
2025 | 5 | 31 | 1 | 41.654 | 76.6789 | 228.7148
2025 | 5 | 31 | 2 | 39.9992 | 74.5209 | 222.4672
2025 | 5 | 31 | 3 | 39.4134 | 74.1687 | 219.1207
2025 | 5 | 31 | 4 | 39.595 | 73.8323 | 220.0733
2025 | 5 | 31 | 5 | 41.0071 | 73.6735 | 224.3707
2025 | 5 | 31 | 6 | 44.5969 | 74.75 | 230.3301
2025 | 5 | 31 | 7 | 48.1323 | 81.1377 | 244.5183
2025 | 5 | 31 | 8 | 52.1536 | 87.606 | 252.5359
2025 | 5 | 31 | 9 | 55.723 | 90.2007 | 247.9345
2025 | 5 | 31 | 10 | 57.5742 | 96.0172 | 238.6728
2025 | 5 | 31 | 11 | 58.7071 | 95.159 | 225.2004
2025 | 5 | 31 | 12 | 54.6394 | 95.1857 | 225.7176
2025 | 5 | 31 | 13 | 53.9749 | 93.1381 | 219.974
2025 | 5 | 31 | 14 | 53.0364 | 86.9883 | 215.7838
2025 | 5 | 31 | 15 | 52.9788 | 91.2002 | 224.6208
2025 | 5 | 31 | 16 | 54.2412 | 92.1177 | 235.8105
2025 | 5 | 31 | 17 | 55.6956 | 91.5935 | 263.1661
2025 | 5 | 31 | 18 | 54.2034 | 81.638 | 251.3947
2025 | 5 | 31 | 19 | 55.2324 | 81.7978 | 277.796
2025 | 5 | 31 | 20 | 55.7431 | 79.7893 | 289.8351
2025 | 5 | 31 | 21 | 55.2948 | 85.1765 | 291.9429
2025 | 5 | 31 | 22 | 51.6732 | 81.6723 | 275.2612
2025 | 5 | 31 | 23 | 48.1102 | 76.2409 | 251.4651
2025 | 6 | 1 | 0 | 44.0473 | 79.9928 | 244.0136
2025 | 6 | 1 | 1 | 41.2646 | 83.3163 | 238.3529
2025 | 6 | 1 | 2 | 40.0705 | 81.3091 | 232.1306
2025 | 6 | 1 | 3 | 39.7169 | 80.8317 | 229.2097
2025 | 6 | 1 | 4 | 39.9255 | 80.6422 | 230.0036
2025 | 6 | 1 | 5 | 40.7639 | 80.2472 | 231.9242
2025 | 6 | 1 | 6 | 43.9469 | 78.4443 | 224.5906
2025 | 6 | 1 | 7 | 46.5636 | 82.9088 | 237.4162
2025 | 6 | 1 | 8 | 49.5535 | 87.4743 | 262.0782
2025 | 6 | 1 | 9 | 51.2161 | 93.4152 | 283.0082
2025 | 6 | 1 | 10 | 51.3373 | 99.6901 | 287.696
2025 | 6 | 1 | 11 | 51.6827 | 99.9574 | 278.5885
2025 | 6 | 1 | 12 | 51.5397 | 104.1616 | 270.8104
2025 | 6 | 1 | 13 | 51.0748 | 103.771 | 270.0451
2025 | 6 | 1 | 14 | 50.7244 | 99.8408 | 270.7865
2025 | 6 | 1 | 15 | 52.0329 | 100.5525 | 272.7594
2025 | 6 | 1 | 16 | 54.7845 | 104.4969 | 284.6659
2025 | 6 | 1 | 17 | 57.5388 | 104.908 | 303.7209
2025 | 6 | 1 | 18 | 56.266 | 98.3037 | 322.8745
2025 | 6 | 1 | 19 | 56.0827 | 96.2821 | 318.9177
2025 | 6 | 1 | 20 | 55.3357 | 92.961 | 310.7166
2025 | 6 | 1 | 21 | 53.4905 | 97.877 | 300.6704
2025 | 6 | 1 | 22 | 49.6861 | 94.0662 | 279.0499
2025 | 6 | 1 | 23 | 45.7308 | 87.3222 | 251.5215
2025 | 6 | 2 | 0 | 44.0579 | 88.0408 | 236.8153
2025 | 6 | 2 | 1 | 43.5635 | 82.7518 | 226.5696
2025 | 6 | 2 | 2 | 42.7591 | 81.8429 | 222.0587
2025 | 6 | 2 | 3 | 42.502 | 82.2487 | 220.2485
2025 | 6 | 2 | 4 | 44.0142 | 83.2357 | 224.1559
2025 | 6 | 2 | 5 | 46.6148 | 86.4116 | 233.5223
2025 | 6 | 2 | 6 | 52.4031 | 97.112 | 245.1891
2025 | 6 | 2 | 7 | 56.2571 | 110.9691 | 267.472
2025 | 6 | 2 | 8 | 58.3294 | 122.5535 | 275.734
2025 | 6 | 2 | 9 | 59.1144 | 127.1777 | 280.9423
2025 | 6 | 2 | 10 | 59.6681 | 131.279 | 278.2867
2025 | 6 | 2 | 11 | 60.0401 | 130.3655 | 272.4017
2025 | 6 | 2 | 12 | 59.2278 | 124.7608 | 269.7635
2025 | 6 | 2 | 13 | 58.915 | 124.369 | 266.3399
2025 | 6 | 2 | 14 | 58.92 | 116.4433 | 260.1284
2025 | 6 | 2 | 15 | 60.3875 | 110.4303 | 257.0329
2025 | 6 | 2 | 16 | 63.5728 | 119.6298 | 262.1631
2025 | 6 | 2 | 17 | 66.5268 | 114.1955 | 276.2792
2025 | 6 | 2 | 18 | 63.3382 | 116.2285 | 289.3692
2025 | 6 | 2 | 19 | 62.3031 | 114.3104 | 284.8422
2025 | 6 | 2 | 20 | 61.0975 | 110.2047 | 283.848
2025 | 6 | 2 | 21 | 58.4018 | 111.6182 | 274.9689
2025 | 6 | 2 | 22 | 53.3637 | 105.2941 | 255.1638
2025 | 6 | 2 | 23 | 48.2307 | 96.0818 | 230.9307
2025 | 6 | 3 | 0 | 46.9097 | 90.4324 | 226.0865
2025 | 6 | 3 | 1 | 43.8444 | 90.1042 | 219.1879
2025 | 6 | 3 | 2 | 42.9204 | 87.9645 | 213.8504
2025 | 6 | 3 | 3 | 42.6205 | 87.5111 | 210.348
2025 | 6 | 3 | 4 | 44.1316 | 87.9717 | 212.3209
2025 | 6 | 3 | 5 | 47.0274 | 89.4544 | 219.6413
2025 | 6 | 3 | 6 | 51.3173 | 103.9511 | 236.7698
2025 | 6 | 3 | 7 | 55.2741 | 118.0598 | 262.3214
2025 | 6 | 3 | 8 | 56.841 | 126.9077 | 274.3299
2025 | 6 | 3 | 9 | 56.5452 | 130.9236 | 280.5976
2025 | 6 | 3 | 10 | 56.2447 | 136.3497 | 280.0477
2025 | 6 | 3 | 11 | 56.0909 | 139.1683 | 275.6705
2025 | 6 | 3 | 12 | 55.5848 | 135.5122 | 272.113
2025 | 6 | 3 | 13 | 55.1703 | 136.4041 | 270.6925
2025 | 6 | 3 | 14 | 55.1316 | 122.3516 | 272.0839
2025 | 6 | 3 | 15 | 56.7579 | 120.4816 | 276.8184
2025 | 6 | 3 | 16 | 60.0407 | 132.4312 | 289.6499
2025 | 6 | 3 | 17 | 63.2563 | 127.6802 | 306.5286
2025 | 6 | 3 | 18 | 61.5677 | 123.759 | 299.8269
2025 | 6 | 3 | 19 | 60.9131 | 121.9309 | 313.7012
2025 | 6 | 3 | 20 | 59.5722 | 118.2265 | 314.8613
2025 | 6 | 3 | 21 | 57.4796 | 119.6137 | 306.7708
2025 | 6 | 3 | 22 | 53.0802 | 112.6422 | 283.5566
2025 | 6 | 3 | 23 | 47.9727 | 101.7458 | 253.377
2025 | 6 | 4 | 0 | 45.1623 | 95.01 | 239.7988
2025 | 6 | 4 | 1 | 43.2109 | 91.905 | 225.286
2025 | 6 | 4 | 2 | 42.1828 | 89.207 | 220.5017
2025 | 6 | 4 | 3 | 41.8034 | 88.1553 | 217.9827
2025 | 6 | 4 | 4 | 43.1571 | 88.8274 | 221.6367
2025 | 6 | 4 | 5 | 45.7394 | 90.3419 | 230.0204
2025 | 6 | 4 | 6 | 50.4672 | 103.8528 | 247.0714
2025 | 6 | 4 | 7 | 54.1026 | 118.2178 | 267.1112
2025 | 6 | 4 | 8 | 55.1995 | 127.2112 | 260.1852
2025 | 6 | 4 | 9 | 54.8797 | 132.4899 | 246.6501
2025 | 6 | 4 | 10 | 54.496 | 137.4408 | 240.2007
2025 | 6 | 4 | 11 | 54.4389 | 138.034 | 237.8908
2025 | 6 | 4 | 12 | 55.9234 | 136.069 | 231.0374
2025 | 6 | 4 | 13 | 55.7677 | 136.8781 | 230.5369
2025 | 6 | 4 | 14 | 56.0851 | 124.5065 | 230.2872
2025 | 6 | 4 | 15 | 58.2678 | 123.7489 | 229.8004
2025 | 6 | 4 | 16 | 62.0165 | 133.5379 | 243.5765
2025 | 6 | 4 | 17 | 64.7182 | 127.9646 | 271.6807
2025 | 6 | 4 | 18 | 61.5837 | 125.8031 | 291.1388
2025 | 6 | 4 | 19 | 61.1536 | 122.9214 | 310.8315
2025 | 6 | 4 | 20 | 59.9699 | 119.3944 | 316.1247
2025 | 6 | 4 | 21 | 57.5542 | 120.5171 | 309.3033
2025 | 6 | 4 | 22 | 52.7955 | 114.7732 | 285.3568
2025 | 6 | 4 | 23 | 47.5055 | 103.655 | 254.844
2025 | 6 | 5 | 0 | 45.5441 | 95.6728 | 240.8746
2025 | 6 | 5 | 1 | 42.825 | 91.2321 | 229.3798
2025 | 6 | 5 | 2 | 41.7549 | 88.5992 | 222.7206
2025 | 6 | 5 | 3 | 41.3649 | 87.7198 | 219.356
2025 | 6 | 5 | 4 | 42.6416 | 88.4403 | 221.565
2025 | 6 | 5 | 5 | 45.0139 | 89.4896 | 228.8244
2025 | 6 | 5 | 6 | 49.8027 | 102.933 | 242.6342
2025 | 6 | 5 | 7 | 53.2497 | 117.456 | 263.5588
2025 | 6 | 5 | 8 | 54.2131 | 127.9796 | 267.6459
2025 | 6 | 5 | 9 | 53.8142 | 133.3988 | 267.0751
2025 | 6 | 5 | 10 | 53.3706 | 140.3328 | 264.8833
2025 | 6 | 5 | 11 | 53.3708 | 137.1264 | 264.5587
2025 | 6 | 5 | 12 | 52.6068 | 130.0088 | 265.266
2025 | 6 | 5 | 13 | 52.5468 | 131.1064 | 270.6522
2025 | 6 | 5 | 14 | 53.1556 | 119.8296 | 273.6934
2025 | 6 | 5 | 15 | 55.5971 | 117.7161 | 277.0219
2025 | 6 | 5 | 16 | 59.2694 | 128.6517 | 288.0686
2025 | 6 | 5 | 17 | 62.1113 | 123.2403 | 309.8048
2025 | 6 | 5 | 18 | 61.795 | 119.9439 | 324.1815
2025 | 6 | 5 | 19 | 61.5495 | 119.3737 | 325.5642
2025 | 6 | 5 | 20 | 60.5034 | 113.3298 | 323.8596
2025 | 6 | 5 | 21 | 58.3487 | 114.8537 | 314.959
2025 | 6 | 5 | 22 | 53.7636 | 108.4716 | 291.5423
2025 | 6 | 5 | 23 | 48.3028 | 99.1413 | 261.1791
2025 | 6 | 6 | 0 | 45.213 | 94.9108 | 253.4167
2025 | 6 | 6 | 1 | 42.4026 | 89.263 | 237.0439
2025 | 6 | 6 | 2 | 41.3176 | 86.5552 | 228.8506
2025 | 6 | 6 | 3 | 40.8512 | 85.6079 | 223.9321
2025 | 6 | 6 | 4 | 42.1626 | 86.5071 | 225.1896
2025 | 6 | 6 | 5 | 44.7333 | 88.5069 | 231.5222
2025 | 6 | 6 | 6 | 49.4256 | 96.2439 | 246.9464
2025 | 6 | 6 | 7 | 53.4096 | 108.9718 | 269.7775
2025 | 6 | 6 | 8 | 55.4844 | 116.1494 | 277.0667
2025 | 6 | 6 | 9 | 56.1603 | 121.4341 | 280.0548
2025 | 6 | 6 | 10 | 56.3896 | 127.2879 | 280.1016
2025 | 6 | 6 | 11 | 56.356 | 127.5058 | 279.4863
2025 | 6 | 6 | 12 | 56.1972 | 126.8817 | 272.3874
2025 | 6 | 6 | 13 | 55.7822 | 127.127 | 280.4166
2025 | 6 | 6 | 14 | 55.4571 | 117.1127 | 288.6063
2025 | 6 | 6 | 15 | 56.7187 | 113.7515 | 297.9872
2025 | 6 | 6 | 16 | 59.3262 | 120.3919 | 313.3164
2025 | 6 | 6 | 17 | 61.4384 | 114.5451 | 337.9974
2025 | 6 | 6 | 18 | 59.9919 | 114.1033 | 346.1782
2025 | 6 | 6 | 19 | 58.8384 | 111.511 | 359.4103
2025 | 6 | 6 | 20 | 56.6087 | 108.6746 | 352.4003
2025 | 6 | 6 | 21 | 53.5308 | 110.2376 | 342.5381
2025 | 6 | 6 | 22 | 49.5344 | 105.9316 | 317.9832
2025 | 6 | 6 | 23 | 45.4438 | 94.9753 | 284.8031
2025 | 6 | 7 | 0 | 43.5765 | 88.2009 | 257.3639
2025 | 6 | 7 | 1 | 40.8487 | 81.603 | 237.5815
2025 | 6 | 7 | 2 | 39.3456 | 79.9696 | 227.2471
2025 | 6 | 7 | 3 | 38.6088 | 79.5571 | 220.1329
2025 | 6 | 7 | 4 | 38.8665 | 79.9417 | 217.716
2025 | 6 | 7 | 5 | 39.8617 | 80.2571 | 215.9303
2025 | 6 | 7 | 6 | 42.7365 | 81.9673 | 217.7786
2025 | 6 | 7 | 7 | 46.1306 | 86.0281 | 231.1779
2025 | 6 | 7 | 8 | 50.552 | 95.9918 | 249.8591
2025 | 6 | 7 | 9 | 54.1265 | 101.246 | 264.1489
2025 | 6 | 7 | 10 | 55.4334 | 103.0962 | 270.6207
2025 | 6 | 7 | 11 | 56.0481 | 103.2181 | 272.8069
2025 | 6 | 7 | 12 | 55.458 | 101.6317 | 255.0077
2025 | 6 | 7 | 13 | 54.7558 | 101.0039 | 252.7224
2025 | 6 | 7 | 14 | 54.0491 | 96.1388 | 246.6531
2025 | 6 | 7 | 15 | 54.6255 | 93.844 | 244.6012
2025 | 6 | 7 | 16 | 56.7915 | 98.1165 | 253.2043
2025 | 6 | 7 | 17 | 58.6445 | 94.6219 | 279.8654
2025 | 6 | 7 | 18 | 55.6775 | 99.9801 | 304.122
2025 | 6 | 7 | 19 | 53.7291 | 100.7692 | 306.5954
2025 | 6 | 7 | 20 | 50.772 | 98.5238 | 300.3727
2025 | 6 | 7 | 21 | 47.99 | 103.9308 | 290.8151
2025 | 6 | 7 | 22 | 44.6847 | 98.5285 | 272.7526
2025 | 6 | 7 | 23 | 42.0431 | 92.5195 | 248.5961
2025 | 6 | 8 | 0 | 41.6021 | 86.7998 | 238.8425
2025 | 6 | 8 | 1 | 39.054 | 86.2046 | 243.5025
2025 | 6 | 8 | 2 | 37.7231 | 84.4858 | 234.1126
2025 | 6 | 8 | 3 | 36.9657 | 83.9313 | 227.5971
2025 | 6 | 8 | 4 | 37.0131 | 83.4493 | 225.7263
2025 | 6 | 8 | 5 | 37.3484 | 82.9702 | 225.2542
2025 | 6 | 8 | 6 | 38.8235 | 87.8439 | 224.237
2025 | 6 | 8 | 7 | 41.1919 | 93.8839 | 240.1107
2025 | 6 | 8 | 8 | 44.7743 | 98.0871 | 270.4999
2025 | 6 | 8 | 9 | 48.0151 | 101.2833 | 303.3316
2025 | 6 | 8 | 10 | 49.979 | 107.1612 | 322.1856
2025 | 6 | 8 | 11 | 51.2168 | 109.1526 | 332.0848
2025 | 6 | 8 | 12 | 52.2357 | 106.5397 | 340.3055
2025 | 6 | 8 | 13 | 52.2091 | 105.9167 | 345.5185
2025 | 6 | 8 | 14 | 52.539 | 96.484 | 349.6571
2025 | 6 | 8 | 15 | 53.9936 | 99.8302 | 362.2929
2025 | 6 | 8 | 16 | 56.9127 | 105.5509 | 376.5119
2025 | 6 | 8 | 17 | 59.7134 | 106.7049 | 396.8483
2025 | 6 | 8 | 18 | 57.6282 | 105.2712 | 407.4177
2025 | 6 | 8 | 19 | 56.5797 | 103.6526 | 403.4137
2025 | 6 | 8 | 20 | 55.0942 | 101.8713 | 392.165
2025 | 6 | 8 | 21 | 52.6258 | 103.2554 | 382.0195
2025 | 6 | 8 | 22 | 48.4447 | 99.6543 | 352.8696
2025 | 6 | 8 | 23 | 44.2562 | 92.4146 | 315.4258
2025 | 6 | 9 | 0 | 42.2875 | 88.1263 | 296.1299
2025 | 6 | 9 | 1 | 40.0382 | 87.1036 | 243.7076
2025 | 6 | 9 | 2 | 39.1698 | 85.5014 | 235.084
2025 | 6 | 9 | 3 | 38.916 | 85.6705 | 228.9335
2025 | 6 | 9 | 4 | 40.2284 | 87.1518 | 229.2355
2025 | 6 | 9 | 5 | 42.3511 | 89.3083 | 234.5236
2025 | 6 | 9 | 6 | 47.4218 | 97.2955 | 250.0969
2025 | 6 | 9 | 7 | 50.8349 | 110.8697 | 277.1776
2025 | 6 | 9 | 8 | 52.1657 | 120.5783 | 299.0409
2025 | 6 | 9 | 9 | 52.35 | 123.5318 | 313.9951
2025 | 6 | 9 | 10 | 52.5438 | 128.8965 | 315.9745
2025 | 6 | 9 | 11 | 53.0017 | 130.6588 | 309.1211
2025 | 6 | 9 | 12 | 54.8834 | 132.223 | 294.0893
2025 | 6 | 9 | 13 | 55.3012 | 132.3121 | 289.0317
2025 | 6 | 9 | 14 | 56.026 | 119.0143 | 286.2905
2025 | 6 | 9 | 15 | 58.4369 | 116.9185 | 287.3666
2025 | 6 | 9 | 16 | 62.3061 | 126.8416 | 300.5094
2025 | 6 | 9 | 17 | 64.8256 | 121.8875 | 318.3468
2025 | 6 | 9 | 18 | 63.3634 | 112.8715 | 331.2379
2025 | 6 | 9 | 19 | 62.5574 | 110.1629 | 331.4949
2025 | 6 | 9 | 20 | 61.0935 | 106.8258 | 322.432
2025 | 6 | 9 | 21 | 58.0345 | 109.2996 | 306.8607
2025 | 6 | 9 | 22 | 52.9387 | 104.9446 | 280.0032
2025 | 6 | 9 | 23 | 47.382 | 95.1837 | 248.9577
2025 | 6 | 10 | 0 | 44.7777 | 93.9068 | 236.0971
2025 | 6 | 10 | 1 | 41.9106 | 89.8539 | 222.6999
2025 | 6 | 10 | 2 | 40.683 | 87.9396 | 215.833
2025 | 6 | 10 | 3 | 40.083 | 87.4454 | 211.9905
2025 | 6 | 10 | 4 | 41.1775 | 87.5841 | 214.3548
2025 | 6 | 10 | 5 | 43.1701 | 89.62 | 222.5085
2025 | 6 | 10 | 6 | 47.4889 | 96.4274 | 236.4713
2025 | 6 | 10 | 7 | 51.0006 | 109.9418 | 255.2123
2025 | 6 | 10 | 8 | 53.2268 | 116.9796 | 260.1847
2025 | 6 | 10 | 9 | 54.9779 | 119.2223 | 263.6685
2025 | 6 | 10 | 10 | 56.3496 | 124.8523 | 262.1818
2025 | 6 | 10 | 11 | 57.9577 | 128.2033 | 256.3787
2025 | 6 | 10 | 12 | 58.5864 | 129.7766 | 246.6942
2025 | 6 | 10 | 13 | 59.9754 | 129.7051 | 255.2791
2025 | 6 | 10 | 14 | 61.6179 | 115.5926 | 259.6611
2025 | 6 | 10 | 15 | 64.3493 | 114.0262 | 263.762
2025 | 6 | 10 | 16 | 68.2973 | 125.6586 | 276.2661
2025 | 6 | 10 | 17 | 71.5598 | 121.1903 | 300.7238
2025 | 6 | 10 | 18 | 72.2282 | 109.7821 | 321.899
2025 | 6 | 10 | 19 | 70.3998 | 107.5513 | 333.2022
2025 | 6 | 10 | 20 | 66.767 | 103.379 | 329.8544
2025 | 6 | 10 | 21 | 62.2961 | 106.4998 | 320.0829
2025 | 6 | 10 | 22 | 56.4844 | 102.0823 | 294.9487
2025 | 6 | 10 | 23 | 50.3467 | 93.5282 | 262.0828
2025 | 6 | 11 | 0 | 48.014 | 93.7152 | 234.0519
2025 | 6 | 11 | 1 | 43.788 | 91.7067 | 224.0298
2025 | 6 | 11 | 2 | 42.2898 | 89.0984 | 218.2945
2025 | 6 | 11 | 3 | 41.4397 | 88.1486 | 213.6203
2025 | 6 | 11 | 4 | 42.3017 | 88.5415 | 215.1881
2025 | 6 | 11 | 5 | 44.1671 | 90.7982 | 221.2993
2025 | 6 | 11 | 6 | 47.7829 | 97.2061 | 237.1479
2025 | 6 | 11 | 7 | 51.2148 | 110.5617 | 261.4463
2025 | 6 | 11 | 8 | 53.192 | 117.5161 | 278.5504
2025 | 6 | 11 | 9 | 54.8408 | 121.169 | 290.5991
2025 | 6 | 11 | 10 | 55.9945 | 126.01 | 296.1289
2025 | 6 | 11 | 11 | 57.3453 | 128.039 | 293.5624
2025 | 6 | 11 | 12 | 57.8215 | 131.3618 | 278.8733
2025 | 6 | 11 | 13 | 58.8072 | 131.248 | 278.1905
2025 | 6 | 11 | 14 | 59.9014 | 118.8338 | 279.6784
2025 | 6 | 11 | 15 | 62.0322 | 117.4522 | 282.7765
2025 | 6 | 11 | 16 | 65.6218 | 127.0897 | 294.1435
2025 | 6 | 11 | 17 | 68.2342 | 122.0666 | 314.144
2025 | 6 | 11 | 18 | 66.9924 | 112.2089 | 332.6224
2025 | 6 | 11 | 19 | 65.7002 | 109.3017 | 331.9081
2025 | 6 | 11 | 20 | 63.982 | 104.9643 | 327.0798
2025 | 6 | 11 | 21 | 61.0403 | 108.7799 | 315.1505
2025 | 6 | 11 | 22 | 55.9052 | 103.3809 | 288.9274
2025 | 6 | 11 | 23 | 49.8298 | 93.3057 | 257.4219
2025 | 6 | 12 | 0 | 46.0809 | 93.7176 | 241.7258
2025 | 6 | 12 | 1 | 42.7687 | 90.3463 | 218.6349
2025 | 6 | 12 | 2 | 41.3987 | 88.1899 | 211.9023
2025 | 6 | 12 | 3 | 40.5976 | 87.3671 | 208.0921
2025 | 6 | 12 | 4 | 41.4557 | 87.4528 | 210.1852
2025 | 6 | 12 | 5 | 43.2243 | 89.7864 | 217.6451
2025 | 6 | 12 | 6 | 48.0024 | 96.9953 | 236.6663
2025 | 6 | 12 | 7 | 51.6001 | 109.6227 | 259.6992
2025 | 6 | 12 | 8 | 53.7975 | 117.7572 | 273.2662
2025 | 6 | 12 | 9 | 55.3523 | 121.2743 | 284.0097
2025 | 6 | 12 | 10 | 56.2692 | 127.4984 | 287.4648
2025 | 6 | 12 | 11 | 56.8801 | 128.5846 | 283.2908
2025 | 6 | 12 | 12 | 57.6088 | 131.4974 | 270.865
2025 | 6 | 12 | 13 | 57.9608 | 132.0353 | 274.4319
2025 | 6 | 12 | 14 | 58.1025 | 119.8913 | 276.6587
2025 | 6 | 12 | 15 | 59.7923 | 117.8053 | 278.1132
2025 | 6 | 12 | 16 | 62.4572 | 128.2945 | 288.6377
2025 | 6 | 12 | 17 | 64.4845 | 122.8044 | 304.8872
2025 | 6 | 12 | 18 | 63.4988 | 112.1276 | 310.1629
2025 | 6 | 12 | 19 | 62.185 | 110.3412 | 320.9368
2025 | 6 | 12 | 20 | 60.115 | 105.2713 | 321.5202
2025 | 6 | 12 | 21 | 56.5024 | 108.487 | 313.049
2025 | 6 | 12 | 22 | 51.4876 | 103.3338 | 288.7922
2025 | 6 | 12 | 23 | 46.7527 | 93.1935 | 258.0122
2025 | 6 | 13 | 0 | 44.9294 | 93.8141 | 241.8567
2025 | 6 | 13 | 1 | 42.0417 | 90.1039 | 223.0769
2025 | 6 | 13 | 2 | 40.911 | 87.1885 | 216.5177
2025 | 6 | 13 | 3 | 40.3438 | 86.4569 | 212.4264
2025 | 6 | 13 | 4 | 41.3944 | 87.1338 | 213.8104
2025 | 6 | 13 | 5 | 43.3259 | 88.5332 | 220.5484
2025 | 6 | 13 | 6 | 47.0257 | 96.9835 | 237.5897
2025 | 6 | 13 | 7 | 49.6784 | 110.0391 | 261.949
2025 | 6 | 13 | 8 | 50.6587 | 118.1255 | 277.8953
2025 | 6 | 13 | 9 | 51.45 | 122.4939 | 289.304
2025 | 6 | 13 | 10 | 51.8088 | 127.8018 | 292.2772
2025 | 6 | 13 | 11 | 52.526 | 128.3981 | 285.7574
2025 | 6 | 13 | 12 | 53.8107 | 130.4769 | 273.6219
2025 | 6 | 13 | 13 | 54.4221 | 131.2751 | 275.8607
2025 | 6 | 13 | 14 | 55.1968 | 119.5114 | 276.4969
2025 | 6 | 13 | 15 | 56.7052 | 116.187 | 277.3182
2025 | 6 | 13 | 16 | 59.4089 | 125.7651 | 284.8294
2025 | 6 | 13 | 17 | 61.2513 | 119.95 | 300.5565
2025 | 6 | 13 | 18 | 61.4337 | 112.925 | 313.1848
2025 | 6 | 13 | 19 | 60.2997 | 111.0514 | 318.7964
2025 | 6 | 13 | 20 | 59.0255 | 107.3068 | 316.0839
2025 | 6 | 13 | 21 | 56.4265 | 109.6236 | 308.5029
2025 | 6 | 13 | 22 | 52.2467 | 103.9751 | 289.4544
2025 | 6 | 13 | 23 | 47.1957 | 93.4789 | 263.3986
2025 | 6 | 14 | 0 | 41.696 | 89.6614 | 246.5686
2025 | 6 | 14 | 1 | 39.9824 | 84.6527 | 226.9853
2025 | 6 | 14 | 2 | 38.3198 | 82.9384 | 219.1148
2025 | 6 | 14 | 3 | 37.5516 | 82.281 | 214.1274
2025 | 6 | 14 | 4 | 37.5209 | 81.9253 | 213.2116
2025 | 6 | 14 | 5 | 38.1692 | 81.6709 | 213.3451
2025 | 6 | 14 | 6 | 40.4594 | 88.3954 | 210.1767
2025 | 6 | 14 | 7 | 43.2287 | 94.9535 | 225.7071
2025 | 6 | 14 | 8 | 46.648 | 101.2766 | 250.3232
2025 | 6 | 14 | 9 | 49.9283 | 109.1915 | 267.45
2025 | 6 | 14 | 10 | 51.7716 | 115.6078 | 272.4953
2025 | 6 | 14 | 11 | 53.6404 | 116.9033 | 271.8913
2025 | 6 | 14 | 12 | 54.5577 | 113.4248 | 265.1448
2025 | 6 | 14 | 13 | 54.6417 | 112.2694 | 263.5888
2025 | 6 | 14 | 14 | 54.608 | 104.8702 | 260.0599
2025 | 6 | 14 | 15 | 55.1429 | 103.6966 | 261.9565
2025 | 6 | 14 | 16 | 56.9143 | 109.1882 | 270.5773
2025 | 6 | 14 | 17 | 57.9396 | 108.6734 | 291.5908
2025 | 6 | 14 | 18 | 59.8182 | 104.0773 | 291.5117
2025 | 6 | 14 | 19 | 58.2374 | 102.526 | 302.4051
2025 | 6 | 14 | 20 | 55.693 | 97.8122 | 299.4655
2025 | 6 | 14 | 21 | 52.8396 | 103.3547 | 294.0552
2025 | 6 | 14 | 22 | 48.943 | 98.5181 | 278.0214
2025 | 6 | 14 | 23 | 45.1125 | 92.117 | 254.3239
2025 | 6 | 15 | 0 | 41.9237 | 87.0978 | 242.0278
2025 | 6 | 15 | 1 | 39.5917 | 82.9081 | 223.9787
2025 | 6 | 15 | 2 | 37.854 | 81.1527 | 216.3199
2025 | 6 | 15 | 3 | 36.9425 | 80.6686 | 211.8774
2025 | 6 | 15 | 4 | 36.65 | 80.858 | 211.3546
2025 | 6 | 15 | 5 | 36.9536 | 80.1964 | 210.6309
2025 | 6 | 15 | 6 | 38.9287 | 83.6808 | 207.7944
2025 | 6 | 15 | 7 | 41.8894 | 88.398 | 215.977
2025 | 6 | 15 | 8 | 46.3351 | 94.2723 | 227.4245
2025 | 6 | 15 | 9 | 50.0552 | 99.8659 | 237.2735
2025 | 6 | 15 | 10 | 52.1447 | 105.3298 | 242.0191
2025 | 6 | 15 | 11 | 53.6932 | 106.9724 | 245.4133
2025 | 6 | 15 | 12 | 53.0462 | 104.286 | 256.9122
2025 | 6 | 15 | 13 | 53.3128 | 104.5668 | 257.7188
2025 | 6 | 15 | 14 | 53.4325 | 98.9205 | 255.6491
2025 | 6 | 15 | 15 | 54.7326 | 101.3587 | 256.0797
2025 | 6 | 15 | 16 | 57.4131 | 104.7073 | 267.7327
2025 | 6 | 15 | 17 | 59.9642 | 105.3615 | 292.9426
2025 | 6 | 15 | 18 | 58.5879 | 105.317 | 295.9298
2025 | 6 | 15 | 19 | 57.4111 | 103.1864 | 308.102
2025 | 6 | 15 | 20 | 55.6058 | 100.0985 | 305.5124
2025 | 6 | 15 | 21 | 53.3697 | 103.6199 | 297.4433
2025 | 6 | 15 | 22 | 49.1767 | 99.3688 | 275.0547
2025 | 6 | 15 | 23 | 44.9832 | 92.9103 | 245.4106
2025 | 6 | 16 | 0 | 42.6914 | 88.0375 | 232.2605
2025 | 6 | 16 | 1 | 40.2069 | 85.7686 | 214.6206
2025 | 6 | 16 | 2 | 39.354 | 84.2888 | 209.0381
2025 | 6 | 16 | 3 | 39.0191 | 84.4586 | 206.3308
2025 | 6 | 16 | 4 | 40.2266 | 85.7926 | 209.4547
2025 | 6 | 16 | 5 | 42.2188 | 87.7193 | 217.3891
2025 | 6 | 16 | 6 | 46.8136 | 100.6849 | 232.5786
2025 | 6 | 16 | 7 | 50.3681 | 114.8226 | 252.6891
2025 | 6 | 16 | 8 | 52.0392 | 126.0772 | 248.4053
2025 | 6 | 16 | 9 | 52.7277 | 130.9576 | 238.6037
2025 | 6 | 16 | 10 | 53.0075 | 136.2901 | 232.0675
2025 | 6 | 16 | 11 | 53.4363 | 135.7214 | 233.1981
2025 | 6 | 16 | 12 | 53.4179 | 130.4795 | 230.6076
2025 | 6 | 16 | 13 | 53.7362 | 131.139 | 235.2016
2025 | 6 | 16 | 14 | 54.1219 | 118.5328 | 241.4304
2025 | 6 | 16 | 15 | 56.2629 | 115.8766 | 247.8066
2025 | 6 | 16 | 16 | 60.097 | 126.0524 | 264.8997
2025 | 6 | 16 | 17 | 63.0292 | 120.886 | 297.4171
2025 | 6 | 16 | 18 | 62.2259 | 117.4862 | 331.5152
2025 | 6 | 16 | 19 | 61.0241 | 115.9709 | 350.0986
2025 | 6 | 16 | 20 | 59.7384 | 112.5213 | 343.724
2025 | 6 | 16 | 21 | 57.0221 | 113.7299 | 331.6612
2025 | 6 | 16 | 22 | 52.0961 | 108.7121 | 303.0432
2025 | 6 | 16 | 23 | 46.7176 | 99.2334 | 266.7724
2025 | 6 | 17 | 0 | 44.6783 | 94.4051 | 240.1241
2025 | 6 | 17 | 1 | 41.7428 | 88.6152 | 230.9566
2025 | 6 | 17 | 2 | 40.6035 | 86.4257 | 223.4737
2025 | 6 | 17 | 3 | 40.0307 | 85.7994 | 219.1631
2025 | 6 | 17 | 4 | 41.0169 | 86.2565 | 220.4986
2025 | 6 | 17 | 5 | 42.7844 | 88.1464 | 226.771
2025 | 6 | 17 | 6 | 47.5592 | 100.1777 | 242.3077
2025 | 6 | 17 | 7 | 50.6863 | 114.0932 | 265.0028
2025 | 6 | 17 | 8 | 52.0096 | 122.9739 | 266.7052
2025 | 6 | 17 | 9 | 52.5299 | 126.4979 | 261.8467
2025 | 6 | 17 | 10 | 52.6983 | 132.5116 | 260.3238
2025 | 6 | 17 | 11 | 53.3233 | 134.477 | 264.2227
2025 | 6 | 17 | 12 | 54.723 | 133.405 | 260.4762
2025 | 6 | 17 | 13 | 55.3875 | 134.0993 | 269.4709
2025 | 6 | 17 | 14 | 56.3232 | 123.3505 | 279.5622
2025 | 6 | 17 | 15 | 58.2972 | 122.4718 | 289.6982
2025 | 6 | 17 | 16 | 61.6059 | 131.7914 | 309.5485
2025 | 6 | 17 | 17 | 64.2875 | 127.1417 | 340.9723
2025 | 6 | 17 | 18 | 62.9541 | 120.2426 | 365.2299
2025 | 6 | 17 | 19 | 62.1069 | 117.9965 | 383.1338
2025 | 6 | 17 | 20 | 61.0087 | 113.3953 | 376.2497
2025 | 6 | 17 | 21 | 58.16 | 115.3615 | 363.6826
2025 | 6 | 17 | 22 | 53.1829 | 109.2812 | 332.5097
2025 | 6 | 17 | 23 | 47.6587 | 98.7302 | 292.6761
2025 | 6 | 18 | 0 | 45.2927 | 94.7682 | 263.0196
2025 | 6 | 18 | 1 | 41.9673 | 90.663 | 250.3824
2025 | 6 | 18 | 2 | 40.6778 | 87.7893 | 241.0628
2025 | 6 | 18 | 3 | 39.9506 | 86.6734 | 234.6081
2025 | 6 | 18 | 4 | 40.9356 | 87.2858 | 234.8396
2025 | 6 | 18 | 5 | 42.7674 | 88.985 | 240.3758
2025 | 6 | 18 | 6 | 46.6021 | 100.4989 | 256.6348
2025 | 6 | 18 | 7 | 49.913 | 114.5364 | 282.6155
2025 | 6 | 18 | 8 | 51.8874 | 123.34 | 295.7031
2025 | 6 | 18 | 9 | 53.5709 | 127.8068 | 302.8988
2025 | 6 | 18 | 10 | 54.751 | 132.8025 | 305.9483
2025 | 6 | 18 | 11 | 56.0025 | 133.5156 | 308.4995
2025 | 6 | 18 | 12 | 57.067 | 135.5337 | 310.0236
2025 | 6 | 18 | 13 | 58.6924 | 136.3759 | 320.0441
2025 | 6 | 18 | 14 | 60.4717 | 125.5508 | 327.3351
2025 | 6 | 18 | 15 | 63.4869 | 125.0706 | 335.4732
2025 | 6 | 18 | 16 | 67.7272 | 133.9799 | 351.7379
2025 | 6 | 18 | 17 | 71.0106 | 129.0063 | 375.0628
2025 | 6 | 18 | 18 | 71.3529 | 125.1851 | 379.1696
2025 | 6 | 18 | 19 | 69.8802 | 123.6968 | 380.5616
2025 | 6 | 18 | 20 | 66.7455 | 118.8969 | 375.4182
2025 | 6 | 18 | 21 | 62.6855 | 120.0763 | 362.8367
2025 | 6 | 18 | 22 | 56.8342 | 113.1623 | 333.1892
2025 | 6 | 18 | 23 | 50.5029 | 102.718 | 296.1123
2025 | 6 | 19 | 0 | 46.4914 | 94.6799 | 275.6714
2025 | 6 | 19 | 1 | 43.6801 | 83.9346 | 257.5292
2025 | 6 | 19 | 2 | 42.1691 | 81.6824 | 247.3321
2025 | 6 | 19 | 3 | 41.3745 | 80.8264 | 240.7132
2025 | 6 | 19 | 4 | 42.2093 | 81.7625 | 240.8119
2025 | 6 | 19 | 5 | 43.9992 | 83.522 | 246.4854
2025 | 6 | 19 | 6 | 46.5908 | 92.7414 | 261.225
2025 | 6 | 19 | 7 | 50.6869 | 106.2072 | 286.5352
2025 | 6 | 19 | 8 | 53.8517 | 115.1081 | 305.0671
2025 | 6 | 19 | 9 | 56.5601 | 121.9332 | 319.8657
2025 | 6 | 19 | 10 | 59.0457 | 128.9108 | 323.802
2025 | 6 | 19 | 11 | 61.337 | 127.9537 | 321.058
2025 | 6 | 19 | 12 | 62.6824 | 128.1525 | 311.2289
2025 | 6 | 19 | 13 | 64.6097 | 130.9483 | 318.7549
2025 | 6 | 19 | 14 | 66.6692 | 123.6738 | 322.484
2025 | 6 | 19 | 15 | 69.9949 | 121.1296 | 329.0185
2025 | 6 | 19 | 16 | 73.9593 | 128.4516 | 342.3016
2025 | 6 | 19 | 17 | 76.8626 | 122.6014 | 361.2752
2025 | 6 | 19 | 18 | 77.7071 | 118.6235 | 380.4244
2025 | 6 | 19 | 19 | 75.8085 | 118.0188 | 387.3615
2025 | 6 | 19 | 20 | 71.7333 | 110.8506 | 381.6779
2025 | 6 | 19 | 21 | 67.2114 | 112.2164 | 368.9728
2025 | 6 | 19 | 22 | 61.0885 | 105.9535 | 339.7005
2025 | 6 | 19 | 23 | 54.1669 | 95.1316 | 301.5494
2025 | 6 | 20 | 0 | 49.411 | 85.3138 | 260.7957
2025 | 6 | 20 | 1 | 47.5512 | 89.938 | 269.2846
2025 | 6 | 20 | 2 | 45.5186 | 86.761 | 257.2193
2025 | 6 | 20 | 3 | 44.3154 | 85.6726 | 248.8341
2025 | 6 | 20 | 4 | 44.793 | 86.8344 | 247.625
2025 | 6 | 20 | 5 | 46.4283 | 87.9645 | 251.6997
2025 | 6 | 20 | 6 | 51.0063 | 98.4416 | 268.0199
2025 | 6 | 20 | 7 | 55.5754 | 111.892 | 295.4553
2025 | 6 | 20 | 8 | 59.4664 | 120.5898 | 313.1815
2025 | 6 | 20 | 9 | 62.852 | 126.6106 | 325.5549
2025 | 6 | 20 | 10 | 65.4943 | 132.2881 | 332.3041
2025 | 6 | 20 | 11 | 67.9612 | 131.4169 | 337.7164
2025 | 6 | 20 | 12 | 69.7176 | 132.2447 | 344.7705
2025 | 6 | 20 | 13 | 71.2239 | 133.2915 | 355.6341
2025 | 6 | 20 | 14 | 72.2282 | 123.4104 | 365.6455
2025 | 6 | 20 | 15 | 73.9693 | 120.8488 | 374.9335
2025 | 6 | 20 | 16 | 76.5325 | 128.1324 | 386.1267
2025 | 6 | 20 | 17 | 77.9014 | 122.3247 | 406.0201
2025 | 6 | 20 | 18 | 78.7887 | 114.1679 | 415.0019
2025 | 6 | 20 | 19 | 76.3486 | 112.4411 | 413.6485
2025 | 6 | 20 | 20 | 72.7348 | 108.0842 | 404.225
2025 | 6 | 20 | 21 | 68.6406 | 110.3378 | 389.973
2025 | 6 | 20 | 22 | 62.8494 | 104.3339 | 361.273
2025 | 6 | 20 | 23 | 56.0996 | 92.7117 | 324.6577
2025 | 6 | 21 | 0 | 51.6032 | 89.361 | 305.0146
2025 | 6 | 21 | 1 | 45.4968 | 77.898 | 264.22
2025 | 6 | 21 | 2 | 42.8526 | 75.6929 | 251.299
2025 | 6 | 21 | 3 | 41.3475 | 75.1382 | 242.7459
2025 | 6 | 21 | 4 | 40.7244 | 74.554 | 238.5685
2025 | 6 | 21 | 5 | 41.0172 | 73.8893 | 236.0551
2025 | 6 | 21 | 6 | 42.986 | 74.6618 | 234.745
2025 | 6 | 21 | 7 | 46.4256 | 78.8811 | 249.6546
2025 | 6 | 21 | 8 | 50.7734 | 88.4358 | 273.3988
2025 | 6 | 21 | 9 | 54.0353 | 97.4957 | 294.1882
2025 | 6 | 21 | 10 | 55.2098 | 103.8481 | 300.2441
2025 | 6 | 21 | 11 | 56.3001 | 105.9571 | 293.748
2025 | 6 | 21 | 12 | 56.485 | 102.9762 | 289.4355
2025 | 6 | 21 | 13 | 55.8326 | 102.5028 | 287.5854
2025 | 6 | 21 | 14 | 54.897 | 101.2549 | 280.5333
2025 | 6 | 21 | 15 | 55.0145 | 102.2006 | 273.448
2025 | 6 | 21 | 16 | 56.5755 | 102.6085 | 275.7324
2025 | 6 | 21 | 17 | 58.1057 | 101.171 | 292.1703
2025 | 6 | 21 | 18 | 55.3851 | 98.2776 | 326.9087
2025 | 6 | 21 | 19 | 53.6406 | 97.3523 | 325.7802
2025 | 6 | 21 | 20 | 51.2993 | 90.7527 | 316.5758
2025 | 6 | 21 | 21 | 49.3077 | 94.9158 | 305.3135
2025 | 6 | 21 | 22 | 46.2309 | 91.1392 | 286.56
2025 | 6 | 21 | 23 | 42.7204 | 82.8181 | 260.7149
2025 | 6 | 22 | 0 | 40.6471 | 80.1205 | 233.0405
2025 | 6 | 22 | 1 | 38.2838 | 78.1474 | 246.0988
2025 | 6 | 22 | 2 | 37.0376 | 75.9015 | 236.9228
2025 | 6 | 22 | 3 | 36.5063 | 75.5484 | 230.2361
2025 | 6 | 22 | 4 | 36.4091 | 75.3427 | 228.1719
2025 | 6 | 22 | 5 | 36.8234 | 74.2647 | 228.0607
2025 | 6 | 22 | 6 | 39.287 | 73.4184 | 225.5723
2025 | 6 | 22 | 7 | 42.2151 | 77.4198 | 239.6473
2025 | 6 | 22 | 8 | 45.9633 | 85.1875 | 261.899
2025 | 6 | 22 | 9 | 48.8689 | 93.4842 | 286.9786
2025 | 6 | 22 | 10 | 50.049 | 101.2306 | 302.4018
2025 | 6 | 22 | 11 | 51.1732 | 103.5502 | 316.4313
2025 | 6 | 22 | 12 | 51.2717 | 99.9287 | 309.2967
2025 | 6 | 22 | 13 | 51.7439 | 101.1586 | 323.777
2025 | 6 | 22 | 14 | 52.134 | 102.3203 | 334.6366
2025 | 6 | 22 | 15 | 54.088 | 103.2542 | 352.369
2025 | 6 | 22 | 16 | 57.2697 | 105.3837 | 374.3791
2025 | 6 | 22 | 17 | 59.2907 | 105.312 | 407.3714
2025 | 6 | 22 | 18 | 58.8917 | 109.1674 | 421.6391
2025 | 6 | 22 | 19 | 58.1156 | 107.4203 | 428.1029
2025 | 6 | 22 | 20 | 56.0816 | 99.7817 | 413.8429
2025 | 6 | 22 | 21 | 53.5515 | 101.3972 | 400.4608
2025 | 6 | 22 | 22 | 48.9631 | 97.7166 | 366.4867
2025 | 6 | 22 | 23 | 44.3985 | 88.8596 | 323.9242
2025 | 6 | 23 | 0 | 41.6037 | 83.5966 | 280.0316
2025 | 6 | 23 | 1 | 40.8541 | 81.436 | 271.397
2025 | 6 | 23 | 2 | 40.0548 | 79.8858 | 261.4935
2025 | 6 | 23 | 3 | 39.8811 | 79.7739 | 254.2807
2025 | 6 | 23 | 4 | 41.0925 | 81.0552 | 253.8486
2025 | 6 | 23 | 5 | 43.4187 | 83.0299 | 258.3238
2025 | 6 | 23 | 6 | 48.0316 | 91.3281 | 274.4837
2025 | 6 | 23 | 7 | 51.8369 | 105.0004 | 304.176
2025 | 6 | 23 | 8 | 53.6603 | 117.143 | 326.3986
2025 | 6 | 23 | 9 | 54.4107 | 126.049 | 341.6318
2025 | 6 | 23 | 10 | 54.661 | 133.8905 | 351.2996
2025 | 6 | 23 | 11 | 55.2219 | 131.7586 | 357.2332
2025 | 6 | 23 | 12 | 56.4168 | 128.4397 | 355.9636
2025 | 6 | 23 | 13 | 56.7844 | 129.7596 | 359.1233
2025 | 6 | 23 | 14 | 57.4297 | 123.7929 | 363.913
2025 | 6 | 23 | 15 | 59.1049 | 122.1249 | 372.2037
2025 | 6 | 23 | 16 | 62.2722 | 127.4052 | 386.2111
2025 | 6 | 23 | 17 | 64.721 | 122.651 | 408.0378
2025 | 6 | 23 | 18 | 62.9549 | 117.2791 | 417.6048
2025 | 6 | 23 | 19 | 61.9777 | 116.5327 | 413.236
2025 | 6 | 23 | 20 | 60.3317 | 108.31 | 403.3256
2025 | 6 | 23 | 21 | 57.522 | 109.433 | 386.6034
2025 | 6 | 23 | 22 | 52.6539 | 102.8428 | 354.258
2025 | 6 | 23 | 23 | 47.0014 | 92.4875 | 314.9117
2025 | 6 | 24 | 0 | 44.4303 | 90.1858 | 284.0596
2025 | 6 | 24 | 1 | 43.769 | 89.0572 | 271.2315
2025 | 6 | 24 | 2 | 42.48 | 86.4902 | 259.3635
2025 | 6 | 24 | 3 | 41.8172 | 85.4193 | 251.5197
2025 | 6 | 24 | 4 | 42.8315 | 86.2432 | 249.9594
2025 | 6 | 24 | 5 | 44.9072 | 87.7155 | 253.8463
2025 | 6 | 24 | 6 | 48.9032 | 98.3329 | 268.7294
2025 | 6 | 24 | 7 | 52.7797 | 112.2753 | 295.591
2025 | 6 | 24 | 8 | 55.5091 | 121.5983 | 315.2148
2025 | 6 | 24 | 9 | 57.6251 | 126.4711 | 329.9184
2025 | 6 | 24 | 10 | 59.5903 | 132.438 | 332.8798
2025 | 6 | 24 | 11 | 61.5811 | 133.3749 | 329.7817
2025 | 6 | 24 | 12 | 63.1011 | 134.9942 | 334.6108
2025 | 6 | 24 | 13 | 64.7089 | 136.304 | 337.971
2025 | 6 | 24 | 14 | 66.2763 | 126.7673 | 337.9832
2025 | 6 | 24 | 15 | 68.7201 | 125.9921 | 341.5203
2025 | 6 | 24 | 16 | 72.2913 | 134.2859 | 351.0711
2025 | 6 | 24 | 17 | 75.3354 | 129.2681 | 366.3635
2025 | 6 | 24 | 18 | 74.0781 | 125.9372 | 377.7935
2025 | 6 | 24 | 19 | 72.2471 | 124.3091 | 378.9472
2025 | 6 | 24 | 20 | 69.0105 | 119.8539 | 370.5178
2025 | 6 | 24 | 21 | 64.7924 | 120.043 | 356.3778
2025 | 6 | 24 | 22 | 58.7109 | 113.534 | 327.5449
2025 | 6 | 24 | 23 | 52.4602 | 103.119 | 291.3534
2025 | 6 | 25 | 0 | 49.9836 | 95.4116 | 276.1186
2025 | 6 | 25 | 1 | 47.0977 | 90.3137 | 264.2567
2025 | 6 | 25 | 2 | 45.3486 | 87.6785 | 253.9794
2025 | 6 | 25 | 3 | 44.3695 | 86.3313 | 246.7234
2025 | 6 | 25 | 4 | 45.2366 | 87.227 | 246.3082
2025 | 6 | 25 | 5 | 47.4298 | 88.9688 | 250.482
2025 | 6 | 25 | 6 | 53.3808 | 102.7331 | 267.4406
2025 | 6 | 25 | 7 | 57.3995 | 117.1078 | 290.9293
2025 | 6 | 25 | 8 | 59.7501 | 125.8035 | 301.0446
2025 | 6 | 25 | 9 | 61.5864 | 132.0834 | 306.5517
2025 | 6 | 25 | 10 | 62.8636 | 137.8 | 308.1747
2025 | 6 | 25 | 11 | 64.3013 | 137.3188 | 307.9752
2025 | 6 | 25 | 12 | 65.9923 | 135.0103 | 295.8251
2025 | 6 | 25 | 13 | 66.7481 | 135.8035 | 304.3553
2025 | 6 | 25 | 14 | 67.3054 | 127.0985 | 314.4762
2025 | 6 | 25 | 15 | 68.9496 | 126.7951 | 325.1213
2025 | 6 | 25 | 16 | 72.0046 | 133.0842 | 342.9638
2025 | 6 | 25 | 17 | 73.604 | 127.9247 | 372.9796
2025 | 6 | 25 | 18 | 74.2981 | 122.6928 | 398.6062
2025 | 6 | 25 | 19 | 72.4698 | 120.0163 | 412.4223
2025 | 6 | 25 | 20 | 69.6308 | 115.4244 | 403.7273
2025 | 6 | 25 | 21 | 65.4525 | 117.5636 | 389.3778
2025 | 6 | 25 | 22 | 59.3243 | 110.1716 | 355.8129
2025 | 6 | 25 | 23 | 53.0377 | 99.178 | 313.3396
2025 | 6 | 26 | 0 | 49.1215 | 95.04 | 273.9695
2025 | 6 | 26 | 1 | 45.1755 | 89.4723 | 263.911
2025 | 6 | 26 | 2 | 43.5449 | 86.9247 | 253.3991
2025 | 6 | 26 | 3 | 42.6242 | 85.8077 | 246.2704
2025 | 6 | 26 | 4 | 43.4487 | 86.3955 | 245.9981
2025 | 6 | 26 | 5 | 45.4741 | 88.551 | 250.2472
2025 | 6 | 26 | 6 | 50.5447 | 97.0493 | 263.9738
2025 | 6 | 26 | 7 | 54.3838 | 109.174 | 288.7475
2025 | 6 | 26 | 8 | 56.7152 | 119.3306 | 301.0544
2025 | 6 | 26 | 9 | 58.1236 | 126.1224 | 307.5858
2025 | 6 | 26 | 10 | 58.6492 | 133.6071 | 311.3125
2025 | 6 | 26 | 11 | 59.0203 | 132.4558 | 316.8478
2025 | 6 | 26 | 12 | 59.1539 | 129.2921 | 314.6272
2025 | 6 | 26 | 13 | 59.1954 | 132.7193 | 323.8098
2025 | 6 | 26 | 14 | 59.1922 | 126.0248 | 334.4624
2025 | 6 | 26 | 15 | 60.7728 | 122.7941 | 346.5464
2025 | 6 | 26 | 16 | 63.3048 | 130.0406 | 362.5755
2025 | 6 | 26 | 17 | 64.9384 | 124.2323 | 388.5016
2025 | 6 | 26 | 18 | 62.9529 | 119.7721 | 408.502
2025 | 6 | 26 | 19 | 61.2628 | 119.1959 | 419.1449
2025 | 6 | 26 | 20 | 58.9214 | 112.4385 | 411.3934
2025 | 6 | 26 | 21 | 55.3492 | 114.1443 | 397.6396
2025 | 6 | 26 | 22 | 50.5366 | 106.891 | 364.8463
2025 | 6 | 26 | 23 | 46.0683 | 95.8243 | 322.457
2025 | 6 | 27 | 0 | 44.0204 | 95.2605 | 285.7471
2025 | 6 | 27 | 1 | 42.6703 | 89.941 | 276.3467
2025 | 6 | 27 | 2 | 41.4369 | 86.9726 | 263.927
2025 | 6 | 27 | 3 | 40.7358 | 85.7921 | 255.2503
2025 | 6 | 27 | 4 | 41.8345 | 86.7335 | 253.6432
2025 | 6 | 27 | 5 | 43.9028 | 88.0491 | 256.8547
2025 | 6 | 27 | 6 | 48.7133 | 101.4283 | 272.7211
2025 | 6 | 27 | 7 | 52.4298 | 114.9402 | 300.6708
2025 | 6 | 27 | 8 | 55.0181 | 123.6397 | 318.3225
2025 | 6 | 27 | 9 | 57.2262 | 130.1524 | 329.5279
2025 | 6 | 27 | 10 | 58.4194 | 135.4633 | 335.8208
2025 | 6 | 27 | 11 | 59.3416 | 136.0423 | 341.5076
2025 | 6 | 27 | 12 | 59.79 | 134.7435 | 341.6668
2025 | 6 | 27 | 13 | 59.9471 | 135.9677 | 353.6471
2025 | 6 | 27 | 14 | 60.2607 | 125.2865 | 365.9723
2025 | 6 | 27 | 15 | 62.1738 | 122.7953 | 378.6264
2025 | 6 | 27 | 16 | 65.2034 | 130.1699 | 394.539
2025 | 6 | 27 | 17 | 67.0623 | 123.9003 | 418.4187
2025 | 6 | 27 | 18 | 63.2716 | 122.0161 | 433.0902
2025 | 6 | 27 | 19 | 60.7393 | 119.8024 | 443.9744
2025 | 6 | 27 | 20 | 57.7839 | 116.5129 | 432.4574
2025 | 6 | 27 | 21 | 54.1866 | 117.2794 | 417.5493
2025 | 6 | 27 | 22 | 49.7141 | 111.1475 | 385.4279
2025 | 6 | 27 | 23 | 45.5922 | 98.5313 | 343.6608
2025 | 6 | 28 | 0 | 45.4427 | 89.8375 | 306.682
2025 | 6 | 28 | 1 | 40.8629 | 81.6152 | 299.2182
2025 | 6 | 28 | 2 | 39.4001 | 79.5025 | 283.0816
2025 | 6 | 28 | 3 | 38.8377 | 78.8689 | 271.5491
2025 | 6 | 28 | 4 | 39.1843 | 79.1631 | 265.5893
2025 | 6 | 28 | 5 | 40.2241 | 78.7228 | 262.6611
2025 | 6 | 28 | 6 | 43.7135 | 84.1566 | 265.3035
2025 | 6 | 28 | 7 | 46.9654 | 90.6759 | 286.6121
2025 | 6 | 28 | 8 | 50.7426 | 100.294 | 320.241
2025 | 6 | 28 | 9 | 54.0294 | 108.806 | 353.6733
2025 | 6 | 28 | 10 | 55.3375 | 117.5943 | 373.5908
2025 | 6 | 28 | 11 | 56.3429 | 122.3215 | 384.2903
2025 | 6 | 28 | 12 | 56.1038 | 118.5143 | 387.6054
2025 | 6 | 28 | 13 | 55.7999 | 119.3245 | 399.1933
2025 | 6 | 28 | 14 | 55.8248 | 114.1799 | 412.7613
2025 | 6 | 28 | 15 | 57.3368 | 111.5751 | 430.5646
2025 | 6 | 28 | 16 | 59.8949 | 119.2275 | 452.9569
2025 | 6 | 28 | 17 | 60.9812 | 117.4715 | 476.6824
2025 | 6 | 28 | 18 | 56.5359 | 110.2161 | 485.6985
2025 | 6 | 28 | 19 | 54.5832 | 107.075 | 491.4465
2025 | 6 | 28 | 20 | 51.4945 | 97.6339 | 472.1951
2025 | 6 | 28 | 21 | 48.6892 | 101.8134 | 457.9149
2025 | 6 | 28 | 22 | 45.4784 | 97.8381 | 424.7535
2025 | 6 | 28 | 23 | 42.5799 | 91.3602 | 381.8113
2025 | 6 | 29 | 0 | 41.8321 | 88.259 | 342.4318
2025 | 6 | 29 | 1 | 40.2026 | 88.9577 | 313.782
2025 | 6 | 29 | 2 | 38.9667 | 86.3858 | 295.7938
2025 | 6 | 29 | 3 | 38.4114 | 85.0253 | 282.6409
2025 | 6 | 29 | 4 | 38.6698 | 84.1546 | 275.2804
2025 | 6 | 29 | 5 | 38.9828 | 82.745 | 270.3531
2025 | 6 | 29 | 6 | 40.6864 | 84.4695 | 275.9105
2025 | 6 | 29 | 7 | 43.4814 | 89.3401 | 293.8512
2025 | 6 | 29 | 8 | 46.8153 | 96.1485 | 320.8695
2025 | 6 | 29 | 9 | 49.4712 | 106.1179 | 350.8896
2025 | 6 | 29 | 10 | 50.572 | 118.8277 | 371.1603
2025 | 6 | 29 | 11 | 51.0236 | 124.9276 | 382.4147
2025 | 6 | 29 | 12 | 50.1036 | 125.8268 | 398.0477
2025 | 6 | 29 | 13 | 49.6426 | 127.5082 | 411.5105
2025 | 6 | 29 | 14 | 49.5752 | 123.1628 | 425.4565
2025 | 6 | 29 | 15 | 51.2744 | 118.9696 | 439.8759
2025 | 6 | 29 | 16 | 54.6093 | 132.1904 | 461.0793
2025 | 6 | 29 | 17 | 57.4803 | 131.4826 | 485.6683
2025 | 6 | 29 | 18 | 56.2128 | 133.0232 | 498.8781
2025 | 6 | 29 | 19 | 55.3459 | 129.3984 | 501.8344
2025 | 6 | 29 | 20 | 53.8275 | 121.5558 | 482.1868
2025 | 6 | 29 | 21 | 51.9147 | 122.9787 | 464.3697
2025 | 6 | 29 | 22 | 48.3413 | 116.9168 | 424.9887
2025 | 6 | 29 | 23 | 44.0975 | 106.8188 | 376.4996
2025 | 6 | 30 | 0 | 41.6618 | 95.7114 | 340.0636
2025 | 6 | 30 | 1 | 39.9634 | 94.7424 | 308.8738
2025 | 6 | 30 | 2 | 39.166 | 92.09 | 292.7941
2025 | 6 | 30 | 3 | 39.0248 | 91.0053 | 280.6967
2025 | 6 | 30 | 4 | 40.3869 | 91.5781 | 276.868
2025 | 6 | 30 | 5 | 42.8264 | 93.2035 | 278.6394
2025 | 6 | 30 | 6 | 48.2059 | 101.0102 | 298.2976
2025 | 6 | 30 | 7 | 52.5323 | 117.2949 | 330.505
2025 | 6 | 30 | 8 | 54.3927 | 131.6723 | 355.8872
2025 | 6 | 30 | 9 | 54.5136 | 143.8368 | 373.3315
2025 | 6 | 30 | 10 | 54.6852 | 154.4174 | 383.0216
2025 | 6 | 30 | 11 | 54.9117 | 153.0561 | 390.111
2025 | 6 | 30 | 12 | 55.006 | 153.183 | 408.5512
2025 | 6 | 30 | 13 | 54.3719 | 154.8374 | 419.1674
2025 | 6 | 30 | 14 | 54.3754 | 138.3308 | 430.6051
2025 | 6 | 30 | 15 | 56.175 | 135.4782 | 445.0518
2025 | 6 | 30 | 16 | 59.7461 | 152.291 | 462.1704
2025 | 6 | 30 | 17 | 62.5557 | 145.6423 | 482.9174
2025 | 6 | 30 | 18 | 62.9446 | 143.2338 | 485.4693
2025 | 6 | 30 | 19 | 62.4134 | 139.1597 | 480.8795
2025 | 6 | 30 | 20 | 60.5862 | 130.2105 | 466.896
2025 | 6 | 30 | 21 | 57.339 | 127.6225 | 445.3034
2025 | 6 | 30 | 22 | 53.2185 | 119.8107 | 408.7302
2025 | 6 | 30 | 23 | 47.8462 | 107.4917 | 361.4427
2025 | 7 | 1 | 0 | 44.3833 | 107.7299 | 328.6122
2025 | 7 | 1 | 1 | 41.341 | 91.3929 | 328.0138
2025 | 7 | 1 | 2 | 39.6999 | 92.2229 | 310.5426
2025 | 7 | 1 | 3 | 38.8159 | 90.2628 | 297.0966
2025 | 7 | 1 | 4 | 39.2508 | 88.851 | 291.6446
2025 | 7 | 1 | 5 | 40.3017 | 87.3133 | 287.4961
2025 | 7 | 1 | 6 | 42.8794 | 85.0476 | 290.1239
2025 | 7 | 1 | 7 | 46.1538 | 91.726 | 310.7256
2025 | 7 | 1 | 8 | 48.9412 | 100.5171 | 338.2589
2025 | 7 | 1 | 9 | 50.9932 | 109.6697 | 372.1129
2025 | 7 | 1 | 10 | 52.5127 | 121.9247 | 383.8236
2025 | 7 | 1 | 11 | 53.2428 | 131.612 | 389.7658
2025 | 7 | 1 | 12 | 53.4741 | 137.159 | 378.8634
2025 | 7 | 1 | 13 | 52.8028 | 140.1734 | 376.6392
2025 | 7 | 1 | 14 | 51.9342 | 136.5661 | 377.4676
2025 | 7 | 1 | 15 | 53.4136 | 134.995 | 392.3534
2025 | 7 | 1 | 16 | 56.9884 | 147.908 | 407.6962
2025 | 7 | 1 | 17 | 60.1114 | 144.7111 | 443.1248
2025 | 7 | 1 | 18 | 57.5165 | 148.5386 | 450.0195
2025 | 7 | 1 | 19 | 56.729 | 144.9826 | 455.2786
2025 | 7 | 1 | 20 | 54.2404 | 138.563 | 434.8346
2025 | 7 | 1 | 21 | 50.9722 | 135.4265 | 413.3608
2025 | 7 | 1 | 22 | 48.054 | 128.5891 | 384.1121
2025 | 7 | 1 | 23 | 45.3754 | 119.6039 | 349.0455
2025 | 7 | 2 | 0 | 42.3494 | 104.1166 | 317.0755
2025 | 7 | 2 | 1 | 40.0663 | 102.914 | 290.3946
2025 | 7 | 2 | 2 | 38.7771 | 98.2747 | 278.4279
2025 | 7 | 2 | 3 | 38.0817 | 95.6169 | 270.6176
2025 | 7 | 2 | 4 | 39.105 | 95.4124 | 269.6356
2025 | 7 | 2 | 5 | 40.6958 | 97.2192 | 272.0161
2025 | 7 | 2 | 6 | 45.1299 | 104.2479 | 285.928
2025 | 7 | 2 | 7 | 48.3196 | 120.7285 | 309.2021
2025 | 7 | 2 | 8 | 49.6538 | 128.3348 | 321.0222
2025 | 7 | 2 | 9 | 50.2737 | 141.3796 | 325.3872
2025 | 7 | 2 | 10 | 51.0899 | 150.4065 | 322.1597
2025 | 7 | 2 | 11 | 51.9392 | 157.174 | 314.9449
2025 | 7 | 2 | 12 | 54.127 | 155.6473 | 302.3105
2025 | 7 | 2 | 13 | 53.9755 | 156.6645 | 297.8763
2025 | 7 | 2 | 14 | 54.7427 | 133.4687 | 300.0584
2025 | 7 | 2 | 15 | 56.9134 | 132.2727 | 307.9975
2025 | 7 | 2 | 16 | 60.4263 | 148.3001 | 326.6009
2025 | 7 | 2 | 17 | 63.729 | 140.782 | 362.2415
2025 | 7 | 2 | 18 | 63.8508 | 139.6964 | 385.2495
2025 | 7 | 2 | 19 | 63.4664 | 135.4686 | 399.0127
2025 | 7 | 2 | 20 | 61.8055 | 127.687 | 388.7903
2025 | 7 | 2 | 21 | 58.5896 | 127.995 | 377.8501
2025 | 7 | 2 | 22 | 54.4343 | 119.6509 | 351.1428
2025 | 7 | 2 | 23 | 48.8923 | 107.689 | 310.7956
2025 | 7 | 3 | 0 | 45.5055 | 108.1055 | 287.919
2025 | 7 | 3 | 1 | 39.861 | 98.7164 | 266.3761
2025 | 7 | 3 | 2 | 38.4267 | 94.9043 | 256.7171
2025 | 7 | 3 | 3 | 37.6189 | 92.5836 | 251.1299
2025 | 7 | 3 | 4 | 38.4806 | 92.6448 | 251.7905
2025 | 7 | 3 | 5 | 39.6612 | 94.591 | 256.0819
2025 | 7 | 3 | 6 | 44.642 | 100.6211 | 269.7042
2025 | 7 | 3 | 7 | 47.9437 | 116.5893 | 294.485
2025 | 7 | 3 | 8 | 49.8043 | 123.6034 | 309.847
2025 | 7 | 3 | 9 | 51.1156 | 135.1633 | 318.4847
2025 | 7 | 3 | 10 | 52.3086 | 144.6534 | 321.4971
2025 | 7 | 3 | 11 | 53.3603 | 148.4051 | 321.1803
2025 | 7 | 3 | 12 | 54.8131 | 145.1658 | 311.627
2025 | 7 | 3 | 13 | 54.7743 | 145.8086 | 310.45
2025 | 7 | 3 | 14 | 55.5239 | 125.0247 | 314.0129
2025 | 7 | 3 | 15 | 57.8978 | 124.4227 | 321.5775
2025 | 7 | 3 | 16 | 61.3655 | 138.9838 | 336.6056
2025 | 7 | 3 | 17 | 64.3202 | 131.9543 | 367.6943
2025 | 7 | 3 | 18 | 63.6611 | 120.5804 | 390.8457
2025 | 7 | 3 | 19 | 63.2745 | 117.3001 | 397.5384
2025 | 7 | 3 | 20 | 61.4984 | 108.5155 | 391.7124
2025 | 7 | 3 | 21 | 58.1162 | 109.6323 | 382.987
2025 | 7 | 3 | 22 | 53.9227 | 103.371 | 358.2293
2025 | 7 | 3 | 23 | 48.6068 | 94.3472 | 319.2943
2025 | 7 | 4 | 0 | 45.5551 | 103.8491 | 297.1656
2025 | 7 | 4 | 1 | 39.6381 | 94.6182 | 275.5388
2025 | 7 | 4 | 2 | 38.1105 | 90.558 | 264.6387
2025 | 7 | 4 | 3 | 37.1995 | 88.6917 | 257.7026
2025 | 7 | 4 | 4 | 37.9932 | 89.7128 | 257.433
2025 | 7 | 4 | 5 | 38.9725 | 91.113 | 261.4079
2025 | 7 | 4 | 6 | 43.1284 | 98.2713 | 273.476
2025 | 7 | 4 | 7 | 46.0624 | 115.1781 | 300.8998
2025 | 7 | 4 | 8 | 47.863 | 118.6631 | 317.478
2025 | 7 | 4 | 9 | 49.4004 | 130.842 | 324.248
2025 | 7 | 4 | 10 | 50.5654 | 138.4904 | 328.6924
2025 | 7 | 4 | 11 | 51.5236 | 143.6531 | 333.1189
2025 | 7 | 4 | 12 | 51.7912 | 140.4927 | 333.394
2025 | 7 | 4 | 13 | 51.8868 | 141.4633 | 335.9762
2025 | 7 | 4 | 14 | 52.882 | 123.3781 | 343.1992
2025 | 7 | 4 | 15 | 54.9477 | 122.9653 | 353.5887
2025 | 7 | 4 | 16 | 58.3563 | 134.6545 | 373.0333
2025 | 7 | 4 | 17 | 61.6022 | 128.8532 | 405.706
2025 | 7 | 4 | 18 | 62.7161 | 118.9192 | 421.3745
2025 | 7 | 4 | 19 | 61.2215 | 117.1972 | 423.9067
2025 | 7 | 4 | 20 | 57.9964 | 109.8391 | 414.9037
2025 | 7 | 4 | 21 | 54.5635 | 111.7607 | 404.1592
2025 | 7 | 4 | 22 | 51.2383 | 105.0711 | 379.991
2025 | 7 | 4 | 23 | 46.3327 | 93.8646 | 342.0808
2025 | 7 | 5 | 0 | 43.8015 | 94.6994 | 312.5417
2025 | 7 | 5 | 1 | 39.603 | 86.2168 | 299.7072
2025 | 7 | 5 | 2 | 37.5645 | 83.0052 | 284.8442
2025 | 7 | 5 | 3 | 36.4251 | 81.7693 | 275.2804
2025 | 7 | 5 | 4 | 36.1984 | 81.459 | 270.5677
2025 | 7 | 5 | 5 | 36.0809 | 81.4466 | 267.4023
2025 | 7 | 5 | 6 | 37.3248 | 83.5159 | 266.2603
2025 | 7 | 5 | 7 | 39.8112 | 88.2395 | 288.2774
2025 | 7 | 5 | 8 | 44.1629 | 93.0938 | 328.1481
2025 | 7 | 5 | 9 | 48.3928 | 101.1669 | 364.0007
2025 | 7 | 5 | 10 | 50.716 | 106.453 | 380.3871
2025 | 7 | 5 | 11 | 52.6378 | 110.7929 | 385.1044
2025 | 7 | 5 | 12 | 52.7366 | 108.4916 | 376.217
2025 | 7 | 5 | 13 | 53.1457 | 107.3444 | 375.652
2025 | 7 | 5 | 14 | 54.0884 | 101.8058 | 378.9722
2025 | 7 | 5 | 15 | 55.9636 | 101.5887 | 389.5417
2025 | 7 | 5 | 16 | 59.0174 | 104.2482 | 408.9667
2025 | 7 | 5 | 17 | 62.3179 | 102.8093 | 438.2755
2025 | 7 | 5 | 18 | 61.7594 | 105.8924 | 454.9637
2025 | 7 | 5 | 19 | 59.3457 | 105.3086 | 447.1483
2025 | 7 | 5 | 20 | 54.6095 | 97.8652 | 430.7499
2025 | 7 | 5 | 21 | 51.7929 | 101.8928 | 421.0566
2025 | 7 | 5 | 22 | 48.2403 | 96.8776 | 396.671
2025 | 7 | 5 | 23 | 44.3329 | 88.5545 | 361.9864
2025 | 7 | 6 | 0 | 42.4991 | 86.451 | 344.7311
2025 | 7 | 6 | 1 | 38.957 | 80.8064 | 303.6748
2025 | 7 | 6 | 2 | 37.1972 | 77.9386 | 288.4381
2025 | 7 | 6 | 3 | 36.2374 | 77.2579 | 278.3717
2025 | 7 | 6 | 4 | 35.9796 | 77.1993 | 273.104
2025 | 7 | 6 | 5 | 35.8521 | 76.7941 | 268.7687
2025 | 7 | 6 | 6 | 37.6761 | 74.1567 | 264.1268
2025 | 7 | 6 | 7 | 40.4935 | 77.9736 | 280.1762
2025 | 7 | 6 | 8 | 45.7962 | 81.6121 | 315.8032
2025 | 7 | 6 | 9 | 51.4305 | 88.9995 | 351.7626
2025 | 7 | 6 | 10 | 55.4581 | 94.2382 | 369.0435
2025 | 7 | 6 | 11 | 58.5183 | 97.9811 | 370.7168
2025 | 7 | 6 | 12 | 59.8751 | 95.9564 | 356.6619
2025 | 7 | 6 | 13 | 61.4999 | 96.3436 | 360.9771
2025 | 7 | 6 | 14 | 63.2911 | 96.026 | 364.2079
2025 | 7 | 6 | 15 | 65.9407 | 98.7519 | 370.951
2025 | 7 | 6 | 16 | 69.5042 | 97.477 | 388.9376
2025 | 7 | 6 | 17 | 72.8717 | 97.7941 | 420.3161
2025 | 7 | 6 | 18 | 70.3655 | 97.2651 | 432.7283
2025 | 7 | 6 | 19 | 68.3426 | 96.3106 | 439.1917
2025 | 7 | 6 | 20 | 64.6838 | 92.3542 | 421.2507
2025 | 7 | 6 | 21 | 61.5517 | 96.9377 | 409.1416
2025 | 7 | 6 | 22 | 56.7176 | 92.8789 | 378.1686
2025 | 7 | 6 | 23 | 51.7846 | 84.8974 | 336.6133
2025 | 7 | 7 | 0 | 48.7048 | 86.6055 | 306.3728
2025 | 7 | 7 | 1 | 42.5721 | 85.4226 | 271.9485
2025 | 7 | 7 | 2 | 41.1173 | 83.0235 | 262.1797
2025 | 7 | 7 | 3 | 40.3032 | 82.8132 | 256.8409
2025 | 7 | 7 | 4 | 41.2434 | 85.1408 | 257.3275
2025 | 7 | 7 | 5 | 42.7638 | 88.2013 | 261.9196
2025 | 7 | 7 | 6 | 47.0838 | 93.0574 | 275.496
2025 | 7 | 7 | 7 | 50.8358 | 106.3539 | 296.706
2025 | 7 | 7 | 8 | 53.6305 | 114.4693 | 301.9164
2025 | 7 | 7 | 9 | 55.638 | 121.3662 | 300.553
2025 | 7 | 7 | 10 | 56.9405 | 126.7053 | 292.1484
2025 | 7 | 7 | 11 | 57.7757 | 126.6538 | 284.775
2025 | 7 | 7 | 12 | 58.6325 | 125.433 | 274.873
2025 | 7 | 7 | 13 | 58.8001 | 126.533 | 272.2531
2025 | 7 | 7 | 14 | 59.247 | 119.8439 | 272.4533
2025 | 7 | 7 | 15 | 61.3265 | 121.2356 | 279.0886
2025 | 7 | 7 | 16 | 65.0396 | 122.3889 | 297.1005
2025 | 7 | 7 | 17 | 67.7722 | 118.6284 | 334.715
2025 | 7 | 7 | 18 | 64.3577 | 110.6976 | 355.9211
2025 | 7 | 7 | 19 | 62.8366 | 111.6455 | 370.1504
2025 | 7 | 7 | 20 | 60.793 | 105.7488 | 358.1037
2025 | 7 | 7 | 21 | 58.0469 | 109.3856 | 346.8091
2025 | 7 | 7 | 22 | 53.2183 | 102.4783 | 320.4814
2025 | 7 | 7 | 23 | 47.6779 | 92.3464 | 284.6767
2025 | 7 | 8 | 0 | 44.9764 | 93.1728 | 267.5185
2025 | 7 | 8 | 1 | 40.8749 | 88.5043 | 250.4187
2025 | 7 | 8 | 2 | 39.6396 | 85.4469 | 242.8735
2025 | 7 | 8 | 3 | 38.8894 | 84.4919 | 238.9364
2025 | 7 | 8 | 4 | 39.913 | 85.9644 | 240.6033
2025 | 7 | 8 | 5 | 41.3124 | 88.8523 | 245.9131
2025 | 7 | 8 | 6 | 45.9329 | 96.0563 | 258.1248
2025 | 7 | 8 | 7 | 48.7967 | 109.7122 | 277.7103
2025 | 7 | 8 | 8 | 50.6928 | 116.4062 | 280.1499
2025 | 7 | 8 | 9 | 52.1898 | 122.4767 | 276.0007
2025 | 7 | 8 | 10 | 53.176 | 128.6463 | 271.366
2025 | 7 | 8 | 11 | 54.064 | 131.3295 | 269.545
2025 | 7 | 8 | 12 | 55.6076 | 128.044 | 261.8602
2025 | 7 | 8 | 13 | 56.1588 | 129.7816 | 261.5346
2025 | 7 | 8 | 14 | 57.0121 | 124.2361 | 264.8675
2025 | 7 | 8 | 15 | 59.2801 | 125.2135 | 272.7973
2025 | 7 | 8 | 16 | 62.7197 | 126.9795 | 291.0088
2025 | 7 | 8 | 17 | 66.295 | 122.7232 | 329.1582
2025 | 7 | 8 | 18 | 65.1115 | 116.1822 | 364.6767
2025 | 7 | 8 | 19 | 63.5154 | 115.6866 | 383.3908
2025 | 7 | 8 | 20 | 61.2278 | 110.7703 | 374.2061
2025 | 7 | 8 | 21 | 57.9767 | 113.9922 | 364.6336
2025 | 7 | 8 | 22 | 53.1731 | 106.8496 | 337.0228
2025 | 7 | 8 | 23 | 48.2941 | 95.9946 | 298.6407
2025 | 7 | 9 | 0 | 46.1867 | 95.1436 | 273.9248
2025 | 7 | 9 | 1 | 41.5208 | 91.0431 | 254.5973
2025 | 7 | 9 | 2 | 40.1389 | 87.4281 | 247.1304
2025 | 7 | 9 | 3 | 39.2878 | 85.9466 | 242.7441
2025 | 7 | 9 | 4 | 40.2289 | 87.3585 | 244.2233
2025 | 7 | 9 | 5 | 41.7911 | 90.2732 | 249.4603
2025 | 7 | 9 | 6 | 46.014 | 97.7073 | 260.53
2025 | 7 | 9 | 7 | 49.0571 | 111.8769 | 283.0772
2025 | 7 | 9 | 8 | 51.0049 | 116.3571 | 290.6534
2025 | 7 | 9 | 9 | 52.8557 | 121.7135 | 290.2134
2025 | 7 | 9 | 10 | 53.952 | 124.157 | 289.4098
2025 | 7 | 9 | 11 | 54.9108 | 127.4401 | 292.2377
2025 | 7 | 9 | 12 | 54.3645 | 126.925 | 276.7449
2025 | 7 | 9 | 13 | 54.8125 | 127.1387 | 281.0083
2025 | 7 | 9 | 14 | 55.6712 | 118.9446 | 288.7746
2025 | 7 | 9 | 15 | 57.8487 | 120.7487 | 299.7438
2025 | 7 | 9 | 16 | 61.5808 | 122.0709 | 323.4144
2025 | 7 | 9 | 17 | 64.9972 | 117.219 | 365.4708
2025 | 7 | 9 | 18 | 65.2924 | 106.6768 | 392.813
2025 | 7 | 9 | 19 | 64.0498 | 106.1284 | 412.3916
2025 | 7 | 9 | 20 | 61.7333 | 101.1878 | 402.8631
2025 | 7 | 9 | 21 | 58.9971 | 105.93 | 392.6198
2025 | 7 | 9 | 22 | 54.4157 | 99.1361 | 361.4267
2025 | 7 | 9 | 23 | 49.2137 | 89.0459 | 319.2537
2025 | 7 | 10 | 0 | 46.0482 | 93.1098 | 288.2673
2025 | 7 | 10 | 1 | 41.8735 | 85.2872 | 265.2876
2025 | 7 | 10 | 2 | 40.5383 | 82.5044 | 255.5431
2025 | 7 | 10 | 3 | 39.7589 | 81.3225 | 250.2345
2025 | 7 | 10 | 4 | 40.8275 | 82.5373 | 250.6143
2025 | 7 | 10 | 5 | 42.2009 | 85.2755 | 255.556
2025 | 7 | 10 | 6 | 46.7835 | 95.8349 | 267.1832
2025 | 7 | 10 | 7 | 49.1458 | 108.9573 | 291.5125
2025 | 7 | 10 | 8 | 49.9097 | 115.5512 | 303.1017
2025 | 7 | 10 | 9 | 50.6223 | 121.7414 | 306.6601
2025 | 7 | 10 | 10 | 51.2323 | 127.4173 | 305.2648
2025 | 7 | 10 | 11 | 51.8676 | 128.3179 | 307.1113
2025 | 7 | 10 | 12 | 52.7212 | 123.9591 | 297.5884
2025 | 7 | 10 | 13 | 52.9442 | 124.0042 | 302.1149
2025 | 7 | 10 | 14 | 53.7163 | 114.9823 | 307.7857
2025 | 7 | 10 | 15 | 55.5221 | 115.6344 | 317.5581
2025 | 7 | 10 | 16 | 58.6094 | 117.1749 | 337.6745
2025 | 7 | 10 | 17 | 61.4807 | 111.5819 | 373.1648
2025 | 7 | 10 | 18 | 61.6497 | 97.1593 | 406.7312
2025 | 7 | 10 | 19 | 60.6832 | 96.7244 | 425.6725
2025 | 7 | 10 | 20 | 59.4543 | 91.3394 | 415.7094
2025 | 7 | 10 | 21 | 56.5326 | 96.2415 | 404.719
2025 | 7 | 10 | 22 | 51.9956 | 90.6569 | 373.5868
2025 | 7 | 10 | 23 | 47.4053 | 82.3075 | 330.7108
2025 | 7 | 11 | 0 | 44.4528 | 87.5407 | 297.5697
2025 | 7 | 11 | 1 | 42.8069 | 87.4787 | 282.6148
2025 | 7 | 11 | 2 | 41.2283 | 83.9172 | 270.5208
2025 | 7 | 11 | 3 | 40.2611 | 82.6936 | 263.2148
2025 | 7 | 11 | 4 | 41.1362 | 84.1571 | 262.0247
2025 | 7 | 11 | 5 | 42.4698 | 86.0243 | 265.6606
2025 | 7 | 11 | 6 | 45.2034 | 95.3419 | 278.4743
2025 | 7 | 11 | 7 | 48.5168 | 108.9225 | 305.2091
2025 | 7 | 11 | 8 | 51.4123 | 114.563 | 322.018
2025 | 7 | 11 | 9 | 54.0445 | 123.0313 | 330.819
2025 | 7 | 11 | 10 | 56.0626 | 127.991 | 332.8354
2025 | 7 | 11 | 11 | 57.532 | 127.4752 | 335.8059
2025 | 7 | 11 | 12 | 57.2643 | 122.7976 | 332.9608
2025 | 7 | 11 | 13 | 57.4934 | 122.8405 | 341.5287
2025 | 7 | 11 | 14 | 57.9315 | 113.8492 | 349.9846
2025 | 7 | 11 | 15 | 59.4735 | 113.9044 | 361.2884
2025 | 7 | 11 | 16 | 62.4405 | 116.486 | 380.8058
2025 | 7 | 11 | 17 | 65.1138 | 111.5723 | 413.9778
2025 | 7 | 11 | 18 | 65.034 | 100.7093 | 431.9768
2025 | 7 | 11 | 19 | 63.201 | 100.4364 | 446.5175
2025 | 7 | 11 | 20 | 60.5922 | 96.5397 | 433.7644
2025 | 7 | 11 | 21 | 57.9454 | 101.3864 | 422.4669
2025 | 7 | 11 | 22 | 53.8103 | 95.8625 | 393.2969
2025 | 7 | 11 | 23 | 48.8745 | 85.3668 | 352.3617
2025 | 7 | 12 | 0 | 46.2224 | 86.7913 | 323.3297
2025 | 7 | 12 | 1 | 41.237 | 76.521 | 302.1867
2025 | 7 | 12 | 2 | 38.9955 | 74.0392 | 286.962
2025 | 7 | 12 | 3 | 37.7075 | 73.5002 | 277.1698
2025 | 7 | 12 | 4 | 37.3608 | 73.4176 | 272.0906
2025 | 7 | 12 | 5 | 37.3693 | 73.2543 | 268.5531
2025 | 7 | 12 | 6 | 38.8857 | 71.7426 | 269.5881
2025 | 7 | 12 | 7 | 41.8894 | 76.6648 | 289.718
2025 | 7 | 12 | 8 | 46.4953 | 83.6123 | 323.3827
2025 | 7 | 12 | 9 | 50.2882 | 93.0797 | 352.7226
2025 | 7 | 12 | 10 | 52.3802 | 100.4088 | 366.2074
2025 | 7 | 12 | 11 | 54.029 | 103.6688 | 369.9889
2025 | 7 | 12 | 12 | 53.7723 | 99.8566 | 368.9042
2025 | 7 | 12 | 13 | 53.4936 | 99.3463 | 369.705
2025 | 7 | 12 | 14 | 53.3662 | 98.9256 | 372.9651
2025 | 7 | 12 | 15 | 54.1689 | 101.3225 | 382.6858
2025 | 7 | 12 | 16 | 56.2622 | 99.5032 | 400.739
2025 | 7 | 12 | 17 | 58.9678 | 99.0168 | 429.6825
2025 | 7 | 12 | 18 | 56.7259 | 93.6362 | 445.9169
2025 | 7 | 12 | 19 | 54.8528 | 93.4054 | 451.2329
2025 | 7 | 12 | 20 | 52.081 | 86.8813 | 432.8526
2025 | 7 | 12 | 21 | 49.9911 | 92.3453 | 423.0065
2025 | 7 | 12 | 22 | 46.8155 | 88.7696 | 396.7133
2025 | 7 | 12 | 23 | 43.6627 | 81.6311 | 359.2795
2025 | 7 | 13 | 0 | 42.5057 | 81.723 | 335.8873
2025 | 7 | 13 | 1 | 37.3919 | 79.1504 | 304.2473
2025 | 7 | 13 | 2 | 35.8241 | 76.3754 | 288.8967
2025 | 7 | 13 | 3 | 34.9773 | 75.701 | 278.5557
2025 | 7 | 13 | 4 | 34.787 | 75.685 | 273.1578
2025 | 7 | 13 | 5 | 34.6948 | 75.2219 | 268.9167
2025 | 7 | 13 | 6 | 36.2906 | 73.199 | 264.8976
2025 | 7 | 13 | 7 | 38.7948 | 76.6334 | 280.3905
2025 | 7 | 13 | 8 | 43.1889 | 80.9739 | 308.108
2025 | 7 | 13 | 9 | 47.2357 | 88.6718 | 334.8681
2025 | 7 | 13 | 10 | 49.8214 | 95.2864 | 349.3055
2025 | 7 | 13 | 11 | 51.7739 | 99.6449 | 358.6709
2025 | 7 | 13 | 12 | 53.2958 | 94.5437 | 353.2653
2025 | 7 | 13 | 13 | 53.7398 | 93.8867 | 362.2366
2025 | 7 | 13 | 14 | 54.304 | 93.6771 | 372.2308
2025 | 7 | 13 | 15 | 56.1505 | 96.3443 | 386.1627
2025 | 7 | 13 | 16 | 59.0674 | 94.012 | 411.6115
2025 | 7 | 13 | 17 | 62.0547 | 94.2394 | 451.2371
2025 | 7 | 13 | 18 | 59.5534 | 93.0135 | 470.5912
2025 | 7 | 13 | 19 | 58.2553 | 92.3113 | 477.3655
2025 | 7 | 13 | 20 | 55.6718 | 87.6962 | 457.9082
2025 | 7 | 13 | 21 | 52.8597 | 92.9553 | 443.5016
2025 | 7 | 13 | 22 | 48.6101 | 89.1693 | 408.5426
2025 | 7 | 13 | 23 | 44.706 | 81.295 | 362.9558
2025 | 7 | 14 | 0 | 42.7211 | 83.9255 | 331.0624
2025 | 7 | 14 | 1 | 40.297 | 81.3687 | 310.9416
2025 | 7 | 14 | 2 | 39.2337 | 79.6718 | 297.355
2025 | 7 | 14 | 3 | 38.7576 | 79.5095 | 288.0344
2025 | 7 | 14 | 4 | 39.9085 | 81.2889 | 285.5927
2025 | 7 | 14 | 5 | 41.6242 | 83.868 | 288.3869
2025 | 7 | 14 | 6 | 43.5067 | 94.4136 | 303.2726
2025 | 7 | 14 | 7 | 46.9742 | 108.7079 | 334.3295
2025 | 7 | 14 | 8 | 49.9229 | 116.9773 | 360.5471
2025 | 7 | 14 | 9 | 52.6833 | 122.842 | 377.8583
2025 | 7 | 14 | 10 | 55.3055 | 127.8519 | 385.7298
2025 | 7 | 14 | 11 | 57.5583 | 127.2154 | 393.8101
2025 | 7 | 14 | 12 | 58.1609 | 121.7104 | 398.8529
2025 | 7 | 14 | 13 | 59.5226 | 120.9784 | 405.2113
2025 | 7 | 14 | 14 | 61.2303 | 113.1626 | 412.9137
2025 | 7 | 14 | 15 | 63.929 | 114.3176 | 425.4472
2025 | 7 | 14 | 16 | 68.0274 | 115.863 | 443.7791
2025 | 7 | 14 | 17 | 71.7649 | 111.8119 | 474.9936
2025 | 7 | 14 | 18 | 74.8518 | 106.5846 | 489.116
2025 | 7 | 14 | 19 | 72.6667 | 106.3579 | 487.5666
2025 | 7 | 14 | 20 | 68.5454 | 102.5825 | 470.8348
2025 | 7 | 14 | 21 | 64.1349 | 105.3364 | 451.8901
2025 | 7 | 14 | 22 | 58.387 | 100.2547 | 414.8568
2025 | 7 | 14 | 23 | 52.1381 | 91.7165 | 368.8395
2025 | 7 | 15 | 0 | 47.9139 | 89.9715 | 343.0911
2025 | 7 | 15 | 1 | 42.5918 | 79.0881 | 312.0795
2025 | 7 | 15 | 2 | 41.2315 | 76.8196 | 298.4766
2025 | 7 | 15 | 3 | 40.4214 | 76.271 | 289.07
2025 | 7 | 15 | 4 | 41.4916 | 77.5609 | 286.6775
2025 | 7 | 15 | 5 | 43.1396 | 79.8073 | 289.2405
2025 | 7 | 15 | 6 | 46.2336 | 92.6608 | 301.908
2025 | 7 | 15 | 7 | 48.9231 | 106.5539 | 330.7102
2025 | 7 | 15 | 8 | 50.4398 | 112.5512 | 360.352
2025 | 7 | 15 | 9 | 51.7496 | 118.8861 | 382.394
2025 | 7 | 15 | 10 | 52.9177 | 124.2779 | 388.7336
2025 | 7 | 15 | 11 | 54.0933 | 126.6484 | 386.2442
2025 | 7 | 15 | 12 | 54.1679 | 118.9636 | 380.1317
2025 | 7 | 15 | 13 | 53.8822 | 120.792 | 381.792
2025 | 7 | 15 | 14 | 53.8827 | 116.98 | 382.0448
2025 | 7 | 15 | 15 | 54.9266 | 117.5339 | 391.3183
2025 | 7 | 15 | 16 | 58.0128 | 118.0026 | 409.2369
2025 | 7 | 15 | 17 | 60.8698 | 114.0944 | 433.9747
2025 | 7 | 15 | 18 | 62.5493 | 108.8146 | 449.2636
2025 | 7 | 15 | 19 | 61.1496 | 109.2569 | 446.5288
2025 | 7 | 15 | 20 | 59.7146 | 103.5366 | 433.8971
2025 | 7 | 15 | 21 | 56.4015 | 106.9817 | 417.5159
2025 | 7 | 15 | 22 | 51.5324 | 99.9836 | 385.7335
2025 | 7 | 15 | 23 | 46.9517 | 89.5856 | 344.6138
2025 | 7 | 16 | 0 | 45.0772 | 84.2526 | 309.4439
2025 | 7 | 16 | 1 | 44.1493 | 82.1019 | 290.1133
2025 | 7 | 16 | 2 | 42.6113 | 79.3605 | 278.6616
2025 | 7 | 16 | 3 | 41.6412 | 78.0937 | 270.5959
2025 | 7 | 16 | 4 | 42.5861 | 78.8327 | 270.1079
2025 | 7 | 16 | 5 | 44.2847 | 81.3289 | 274.581
2025 | 7 | 16 | 6 | 49.3985 | 88.3173 | 284.6006
2025 | 7 | 16 | 7 | 52.91 | 101.1956 | 307.5693
2025 | 7 | 16 | 8 | 55.6969 | 108.0998 | 327.8428
2025 | 7 | 16 | 9 | 58.6131 | 117.5617 | 342.9668
2025 | 7 | 16 | 10 | 60.8447 | 124.1661 | 346.3113
2025 | 7 | 16 | 11 | 62.8939 | 126.3234 | 344.0602
2025 | 7 | 16 | 12 | 64.7372 | 123.0934 | 331.0707
2025 | 7 | 16 | 13 | 65.9505 | 124.4531 | 335.7625
2025 | 7 | 16 | 14 | 67.0471 | 121.3882 | 340.7155
2025 | 7 | 16 | 15 | 69.4698 | 122.381 | 350.5218
2025 | 7 | 16 | 16 | 73.1892 | 122.4288 | 368.9004
2025 | 7 | 16 | 17 | 76.3669 | 117.1803 | 400.9312
2025 | 7 | 16 | 18 | 79.6391 | 113.9127 | 411.2391
2025 | 7 | 16 | 19 | 77.1523 | 112.7476 | 421.5891
2025 | 7 | 16 | 20 | 72.9071 | 105.0029 | 409.3299
2025 | 7 | 16 | 21 | 68.2083 | 107.0392 | 395.9501
2025 | 7 | 16 | 22 | 61.8813 | 101.0488 | 364.1668
2025 | 7 | 16 | 23 | 55.3752 | 90.7185 | 323.0677
2025 | 7 | 17 | 0 | 51.3437 | 88.3471 | 293.7006
2025 | 7 | 17 | 1 | 45.9979 | 86.3715 | 282.6138
2025 | 7 | 17 | 2 | 44.078 | 83.6315 | 272.151
2025 | 7 | 17 | 3 | 42.9125 | 82.3592 | 265.5634
2025 | 7 | 17 | 4 | 43.5355 | 82.5206 | 265.5869
2025 | 7 | 17 | 5 | 44.8235 | 85.1456 | 269.796
2025 | 7 | 17 | 6 | 47.6539 | 90.9161 | 282.5288
2025 | 7 | 17 | 7 | 50.7112 | 103.8601 | 305.7063
2025 | 7 | 17 | 8 | 52.8897 | 113.034 | 316.8305
2025 | 7 | 17 | 9 | 54.9026 | 121.9694 | 319.8876
2025 | 7 | 17 | 10 | 56.5119 | 132.1807 | 320.5716
2025 | 7 | 17 | 11 | 58.0086 | 134.2491 | 324.9208
2025 | 7 | 17 | 12 | 58.537 | 133.0453 | 320.2765
2025 | 7 | 17 | 13 | 59.257 | 135.1365 | 324.6576
2025 | 7 | 17 | 14 | 60.4087 | 129.8875 | 332.9309
2025 | 7 | 17 | 15 | 62.3231 | 128.0941 | 345.3175
2025 | 7 | 17 | 16 | 65.4844 | 131.7022 | 365.19
2025 | 7 | 17 | 17 | 68.1222 | 125.2476 | 400.7879
2025 | 7 | 17 | 18 | 64.7323 | 123.0876 | 431.6281
2025 | 7 | 17 | 19 | 63.1795 | 121.5639 | 446.7842
2025 | 7 | 17 | 20 | 61.1519 | 113.1429 | 435.3728
2025 | 7 | 17 | 21 | 57.5374 | 113.9051 | 421.7951
2025 | 7 | 17 | 22 | 52.4833 | 106.6832 | 388.3057
2025 | 7 | 17 | 23 | 47.7203 | 95.9049 | 343.8899
2025 | 7 | 18 | 0 | 46.405 | 94.1753 | 303.2336
2025 | 7 | 18 | 1 | 43.5696 | 91.0036 | 290.5259
2025 | 7 | 18 | 2 | 41.9935 | 87.1977 | 278.3266
2025 | 7 | 18 | 3 | 40.9969 | 85.8225 | 270.2049
2025 | 7 | 18 | 4 | 41.8163 | 86.6006 | 269.1002
2025 | 7 | 18 | 5 | 43.2154 | 89.0556 | 272.7899
2025 | 7 | 18 | 6 | 47.2009 | 99.3885 | 285.2854
2025 | 7 | 18 | 7 | 50.1575 | 112.444 | 313.8847
2025 | 7 | 18 | 8 | 52.5751 | 120.0924 | 339.2862
2025 | 7 | 18 | 9 | 54.9641 | 127.3124 | 356.5011
2025 | 7 | 18 | 10 | 56.7949 | 133.2363 | 363.9849
2025 | 7 | 18 | 11 | 58.3386 | 138.3146 | 369.2752
2025 | 7 | 18 | 12 | 60.1108 | 132.7256 | 375.441
2025 | 7 | 18 | 13 | 61.4454 | 133.9121 | 380.0603
2025 | 7 | 18 | 14 | 62.7791 | 124.6931 | 383.8421
2025 | 7 | 18 | 15 | 65.1834 | 120.5496 | 390.8375
2025 | 7 | 18 | 16 | 68.5116 | 124.8542 | 404.4051
2025 | 7 | 18 | 17 | 71.4361 | 117.1751 | 428.2071
2025 | 7 | 18 | 18 | 74.2577 | 103.2396 | 447.0808
2025 | 7 | 18 | 19 | 71.7522 | 100.215 | 445.6614
2025 | 7 | 18 | 20 | 67.8076 | 92.6289 | 435.3862
2025 | 7 | 18 | 21 | 63.9793 | 95.0092 | 422.5785
2025 | 7 | 18 | 22 | 58.8715 | 89.5109 | 394.4471
2025 | 7 | 18 | 23 | 53.0367 | 79.8871 | 356.4204
2025 | 7 | 19 | 0 | 47.9515 | 89.4212 | 329.9465
2025 | 7 | 19 | 1 | 42.5015 | 81.052 | 312.5634
2025 | 7 | 19 | 2 | 40.4982 | 77.8916 | 297.0796
2025 | 7 | 19 | 3 | 39.3905 | 76.6262 | 286.6757
2025 | 7 | 19 | 4 | 39.2325 | 75.7423 | 281.2512
2025 | 7 | 19 | 5 | 39.7517 | 75.1653 | 278.894
2025 | 7 | 19 | 6 | 41.0764 | 73.771 | 280.8117
2025 | 7 | 19 | 7 | 43.8316 | 77.2038 | 302.5226
2025 | 7 | 19 | 8 | 47.9459 | 80.4408 | 341.2415
2025 | 7 | 19 | 9 | 52.0226 | 87.1292 | 376.5878
2025 | 7 | 19 | 10 | 54.6399 | 90.9084 | 394.1008
2025 | 7 | 19 | 11 | 56.8548 | 97.9893 | 399.794
2025 | 7 | 19 | 12 | 57.5634 | 99.5085 | 408.4472
2025 | 7 | 19 | 13 | 57.8426 | 97.2994 | 410.1032
2025 | 7 | 19 | 14 | 58.1457 | 95.1778 | 412.868
2025 | 7 | 19 | 15 | 58.9813 | 94.9934 | 422.4315
2025 | 7 | 19 | 16 | 61.2457 | 93.0685 | 439.1073
2025 | 7 | 19 | 17 | 62.9851 | 90.5686 | 461.3394
2025 | 7 | 19 | 18 | 59.2485 | 85.4341 | 482.628
2025 | 7 | 19 | 19 | 57.3432 | 85.3342 | 477.4894
2025 | 7 | 19 | 20 | 54.8986 | 80.1825 | 460.5015
2025 | 7 | 19 | 21 | 52.305 | 84.773 | 448.3687
2025 | 7 | 19 | 22 | 48.8091 | 80.6749 | 420.4869
2025 | 7 | 19 | 23 | 45.737 | 73.837 | 382.6496
2025 | 7 | 20 | 0 | 43.8727 | 76.5176 | 344.3814
2025 | 7 | 20 | 1 | 40.9903 | 72.6438 | 298.1873
2025 | 7 | 20 | 2 | 39.1543 | 70.2224 | 283.7635
2025 | 7 | 20 | 3 | 38.0794 | 70.1148 | 274.4561
2025 | 7 | 20 | 4 | 37.8668 | 70.749 | 269.3345
2025 | 7 | 20 | 5 | 37.935 | 70.52 | 265.3701
2025 | 7 | 20 | 6 | 39.309 | 67.6872 | 261.812
2025 | 7 | 20 | 7 | 41.6911 | 70.2673 | 275.1108
2025 | 7 | 20 | 8 | 45.8749 | 75.1619 | 302.7085
2025 | 7 | 20 | 9 | 49.9676 | 80.6056 | 329.0064
2025 | 7 | 20 | 10 | 52.7128 | 84.2975 | 340.1846
2025 | 7 | 20 | 11 | 54.6389 | 86.0126 | 339.8352
2025 | 7 | 20 | 12 | 56.8904 | 84.4176 | 320.1714
2025 | 7 | 20 | 13 | 57.9189 | 84.6295 | 321.6822
2025 | 7 | 20 | 14 | 59.0853 | 86.1277 | 321.1993
2025 | 7 | 20 | 15 | 61.2605 | 88.2041 | 319.0343
2025 | 7 | 20 | 16 | 64.734 | 84.6201 | 330.6667
2025 | 7 | 20 | 17 | 68.187 | 83.7543 | 363.1734
2025 | 7 | 20 | 18 | 67.7417 | 81.4694 | 388.0294
2025 | 7 | 20 | 19 | 65.8982 | 80.3808 | 397.4146
2025 | 7 | 20 | 20 | 62.6482 | 76.8487 | 381.2896
2025 | 7 | 20 | 21 | 59.2507 | 80.5263 | 368.081
2025 | 7 | 20 | 22 | 54.587 | 79.1789 | 338.7047
2025 | 7 | 20 | 23 | 49.9026 | 73.8042 | 300.7674
2025 | 7 | 21 | 0 | 43.6224 | 77.6939 | 271.2815
2025 | 7 | 21 | 1 | 40.9561 | 71.7666 | 256.9645
2025 | 7 | 21 | 2 | 39.9078 | 70.4289 | 248.6388
2025 | 7 | 21 | 3 | 39.374 | 70.7179 | 243.9448
2025 | 7 | 21 | 4 | 40.588 | 72.8993 | 245.7399
2025 | 7 | 21 | 5 | 42.5893 | 75.4723 | 252.1682
2025 | 7 | 21 | 6 | 47.0737 | 84.2277 | 262.8631
2025 | 7 | 21 | 7 | 50.399 | 97.2442 | 283.4856
2025 | 7 | 21 | 8 | 53.0582 | 104.3969 | 296.7267
2025 | 7 | 21 | 9 | 55.3351 | 112.4135 | 304.9362
2025 | 7 | 21 | 10 | 56.8193 | 117.9062 | 303.065
2025 | 7 | 21 | 11 | 57.8613 | 119.5658 | 299.2658
2025 | 7 | 21 | 12 | 59.2231 | 113.5958 | 282.5556
2025 | 7 | 21 | 13 | 59.7002 | 114.9551 | 283.964
2025 | 7 | 21 | 14 | 60.2077 | 112.1934 | 285.699
2025 | 7 | 21 | 15 | 62.261 | 111.8619 | 290.9753
2025 | 7 | 21 | 16 | 65.8218 | 110.0525 | 307.3301
2025 | 7 | 21 | 17 | 68.5829 | 105.6881 | 341.3031
2025 | 7 | 21 | 18 | 66.5772 | 99.9782 | 374.9653
2025 | 7 | 21 | 19 | 64.4967 | 101.4672 | 382.4944
2025 | 7 | 21 | 20 | 61.0885 | 91.8589 | 372.7252
2025 | 7 | 21 | 21 | 56.2311 | 94.4241 | 358.4516
2025 | 7 | 21 | 22 | 50.7241 | 88.9151 | 329.9375
2025 | 7 | 21 | 23 | 46.2476 | 80.2544 | 293.9999
2025 | 7 | 22 | 0 | 45.2547 | 79.3971 | 271.5524
2025 | 7 | 22 | 1 | 42.0263 | 78.8989 | 250.8016
2025 | 7 | 22 | 2 | 40.9221 | 76.6518 | 243.8437
2025 | 7 | 22 | 3 | 40.2924 | 75.913 | 239.8112
2025 | 7 | 22 | 4 | 41.5115 | 77.0291 | 241.8415
2025 | 7 | 22 | 5 | 43.3951 | 79.8162 | 248.1243
2025 | 7 | 22 | 6 | 46.5678 | 86.2903 | 260.7965
2025 | 7 | 22 | 7 | 49.2903 | 97.91 | 282.6146
2025 | 7 | 22 | 8 | 51.0296 | 105.8908 | 293.3928
2025 | 7 | 22 | 9 | 52.663 | 113.2267 | 296.2518
2025 | 7 | 22 | 10 | 54.1255 | 119.7114 | 297.1805
2025 | 7 | 22 | 11 | 55.5093 | 120.7735 | 298.9407
2025 | 7 | 22 | 12 | 57.3667 | 116.6668 | 295.1732
2025 | 7 | 22 | 13 | 58.4621 | 118.3465 | 293.7158
2025 | 7 | 22 | 14 | 59.8678 | 116.0424 | 294.7009
2025 | 7 | 22 | 15 | 62.2592 | 115.2973 | 299.3347
2025 | 7 | 22 | 16 | 66.1865 | 113.4668 | 314.631
2025 | 7 | 22 | 17 | 70.0548 | 107.9557 | 345.2144
2025 | 7 | 22 | 18 | 76.0388 | 101.4503 | 380.3758
2025 | 7 | 22 | 19 | 73.7907 | 100.6979 | 389.531
2025 | 7 | 22 | 20 | 69.4546 | 97.3519 | 383.1032
2025 | 7 | 22 | 21 | 64.4688 | 100.6734 | 372.0945
2025 | 7 | 22 | 22 | 58.4256 | 95.3253 | 344.107
2025 | 7 | 22 | 23 | 52.3091 | 85.0149 | 307.0859
2025 | 7 | 23 | 0 | 46.3949 | 86.4702 | 277.9716
2025 | 7 | 23 | 1 | 43.7978 | 85.8001 | 264.1067
2025 | 7 | 23 | 2 | 42.2832 | 82.8284 | 255.743
2025 | 7 | 23 | 3 | 41.3402 | 81.5448 | 250.1212
2025 | 7 | 23 | 4 | 42.2541 | 82.1082 | 251.1307
2025 | 7 | 23 | 5 | 43.9213 | 85.0501 | 257.7652
2025 | 7 | 23 | 6 | 46.1721 | 90.5714 | 270.7605
2025 | 7 | 23 | 7 | 49.434 | 104.0055 | 296.4508
2025 | 7 | 23 | 8 | 52.0705 | 112.4954 | 320.7851
2025 | 7 | 23 | 9 | 54.7563 | 121.0068 | 338.4867
2025 | 7 | 23 | 10 | 57.1924 | 129.3647 | 347.3416
2025 | 7 | 23 | 11 | 59.3709 | 132.8468 | 350.4643
2025 | 7 | 23 | 12 | 60.5409 | 129.4101 | 339.7812
2025 | 7 | 23 | 13 | 61.7664 | 131.2659 | 346.642
2025 | 7 | 23 | 14 | 63.0863 | 128.4062 | 350.911
2025 | 7 | 23 | 15 | 65.4629 | 125.9544 | 357.5533
2025 | 7 | 23 | 16 | 69.3683 | 126.5762 | 375.4611
2025 | 7 | 23 | 17 | 72.5124 | 119.696 | 403.2683
2025 | 7 | 23 | 18 | 70.6632 | 114.272 | 427.9204
2025 | 7 | 23 | 19 | 68.9985 | 111.4236 | 430.7119
2025 | 7 | 23 | 20 | 66.7165 | 104.4137 | 421.9321
2025 | 7 | 23 | 21 | 62.9185 | 105.817 | 406.5506
2025 | 7 | 23 | 22 | 57.4202 | 99.0998 | 373.1375
2025 | 7 | 23 | 23 | 51.7878 | 89.523 | 332.1489
2025 | 7 | 24 | 0 | 48.9162 | 93.9169 | 296.8343
2025 | 7 | 24 | 1 | 44.9741 | 84.5952 | 284.8574
2025 | 7 | 24 | 2 | 43.4772 | 81.6635 | 273.3615
2025 | 7 | 24 | 3 | 42.5967 | 80.174 | 265.95
2025 | 7 | 24 | 4 | 43.5566 | 80.8097 | 265.2941
2025 | 7 | 24 | 5 | 45.3804 | 83.6805 | 270.528
2025 | 7 | 24 | 6 | 48.8472 | 87.5086 | 283.9066
2025 | 7 | 24 | 7 | 51.9157 | 98.7659 | 310.3355
2025 | 7 | 24 | 8 | 54.114 | 105.8184 | 328.7081
2025 | 7 | 24 | 9 | 56.4061 | 114.0188 | 337.2808
2025 | 7 | 24 | 10 | 58.5355 | 119.3318 | 339.7039
2025 | 7 | 24 | 11 | 60.5845 | 121.831 | 345.8178
2025 | 7 | 24 | 12 | 61.7298 | 121.3575 | 353.3636
2025 | 7 | 24 | 13 | 62.3388 | 123.077 | 360.3031
2025 | 7 | 24 | 14 | 62.8337 | 114.8473 | 366.1839
2025 | 7 | 24 | 15 | 64.4579 | 112.9659 | 375.4786
2025 | 7 | 24 | 16 | 67.3775 | 115.7353 | 394.0809
2025 | 7 | 24 | 17 | 69.4653 | 108.9519 | 421.8491
2025 | 7 | 24 | 18 | 73.1027 | 101.7843 | 441.4228
2025 | 7 | 24 | 19 | 71.2108 | 101.1839 | 444.6182
2025 | 7 | 24 | 20 | 68.4549 | 95.3952 | 435.4968
2025 | 7 | 24 | 21 | 63.8211 | 97.9961 | 420.2015
2025 | 7 | 24 | 22 | 57.895 | 92.4752 | 387.4778
2025 | 7 | 24 | 23 | 52.4866 | 82.4884 | 345.8513
2025 | 7 | 25 | 0 | 49.009 | 83.1849 | 312.8565
2025 | 7 | 25 | 1 | 46.0926 | 79.2321 | 304.4005
2025 | 7 | 25 | 2 | 44.3633 | 76.6145 | 290.8306
2025 | 7 | 25 | 3 | 43.3048 | 75.7366 | 281.7812
2025 | 7 | 25 | 4 | 44.0671 | 77.1733 | 279.5127
2025 | 7 | 25 | 5 | 45.7584 | 79.682 | 283.4704
2025 | 7 | 25 | 6 | 48.4633 | 87.4364 | 301.5724
2025 | 7 | 25 | 7 | 51.8413 | 98.6128 | 330.5185
2025 | 7 | 25 | 8 | 54.973 | 104.842 | 359.3689
2025 | 7 | 25 | 9 | 58.0427 | 111.5346 | 380.7904
2025 | 7 | 25 | 10 | 60.4943 | 115.7585 | 389.8953
2025 | 7 | 25 | 11 | 62.6669 | 114.4835 | 391.908
2025 | 7 | 25 | 12 | 63.652 | 112.004 | 394.062
2025 | 7 | 25 | 13 | 64.7152 | 112.3249 | 399.1866
2025 | 7 | 25 | 14 | 65.6424 | 107.3988 | 403.2864
2025 | 7 | 25 | 15 | 67.3502 | 105.3283 | 409.2766
2025 | 7 | 25 | 16 | 70.2243 | 103.0225 | 420.8953
2025 | 7 | 25 | 17 | 72.2754 | 96.6446 | 441.754
2025 | 7 | 25 | 18 | 73.0178 | 91.4507 | 462.0007
2025 | 7 | 25 | 19 | 70.8977 | 90.6086 | 465.8061
2025 | 7 | 25 | 20 | 68.3182 | 86.528 | 451.8988
2025 | 7 | 25 | 21 | 64.3483 | 89.2769 | 435.1639
2025 | 7 | 25 | 22 | 59.1749 | 84.5662 | 403.0896
2025 | 7 | 25 | 23 | 53.6708 | 74.9942 | 362.5144
2025 | 7 | 26 | 0 | 48.3568 | 75.8421 | 330.4879
2025 | 7 | 26 | 1 | 44.4403 | 70.3276 | 318.5413
2025 | 7 | 26 | 2 | 42.2106 | 68.2469 | 301.9508
2025 | 7 | 26 | 3 | 40.9288 | 67.794 | 290.3569
2025 | 7 | 26 | 4 | 40.648 | 67.5723 | 284.3122
2025 | 7 | 26 | 5 | 41.0703 | 67.7875 | 281.5868
2025 | 7 | 26 | 6 | 42.2188 | 72.5921 | 283.0251
2025 | 7 | 26 | 7 | 45.5777 | 75.9398 | 302.6305
2025 | 7 | 26 | 8 | 50.8259 | 82.8488 | 335.4847
2025 | 7 | 26 | 9 | 56.193 | 89.6728 | 363.8033
2025 | 7 | 26 | 10 | 60.1796 | 93.014 | 378.3541
2025 | 7 | 26 | 11 | 63.4513 | 94.8175 | 387.633
2025 | 7 | 26 | 12 | 65.8489 | 90.9862 | 401.7139
2025 | 7 | 26 | 13 | 67.2297 | 90.3902 | 407.1995
2025 | 7 | 26 | 14 | 68.3629 | 90.9457 | 413.4086
2025 | 7 | 26 | 15 | 70.2297 | 91.7241 | 424.2928
2025 | 7 | 26 | 16 | 73.0269 | 86.9973 | 443.7895
2025 | 7 | 26 | 17 | 75.0015 | 85.2701 | 469.717
2025 | 7 | 26 | 18 | 73.2515 | 85.6933 | 474.8486
2025 | 7 | 26 | 19 | 70.401 | 85.5249 | 465.0488
2025 | 7 | 26 | 20 | 65.3159 | 78.6423 | 448.6582
2025 | 7 | 26 | 21 | 61.0314 | 82.1775 | 434.1098
2025 | 7 | 26 | 22 | 56.3342 | 79.6288 | 406.5324
2025 | 7 | 26 | 23 | 51.7874 | 73.076 | 371.0552
2025 | 7 | 27 | 0 | 48.1026 | 73.1574 | 347.4318
2025 | 7 | 27 | 1 | 44.0505 | 71.3684 | 313.7276
2025 | 7 | 27 | 2 | 41.8858 | 69.2911 | 298.0894
2025 | 7 | 27 | 3 | 40.5371 | 68.9921 | 287.1903
2025 | 7 | 27 | 4 | 40.1168 | 69.0568 | 281.035
2025 | 7 | 27 | 5 | 40.2216 | 68.9602 | 277.3644
2025 | 7 | 27 | 6 | 41.9868 | 67.2797 | 281.0989
2025 | 7 | 27 | 7 | 45.069 | 69.123 | 297.2075
2025 | 7 | 27 | 8 | 50.2858 | 76.5885 | 325.5639
2025 | 7 | 27 | 9 | 55.5123 | 85.0542 | 353.1569
2025 | 7 | 27 | 10 | 59.3563 | 92.6972 | 367.4318
2025 | 7 | 27 | 11 | 62.0229 | 94.4292 | 374.5421
2025 | 7 | 27 | 12 | 63.075 | 91.5834 | 372.0915
2025 | 7 | 27 | 13 | 63.843 | 92.8185 | 380.3195
2025 | 7 | 27 | 14 | 64.3453 | 97.2634 | 387.2967
2025 | 7 | 27 | 15 | 65.6653 | 99.1014 | 396.7175
2025 | 7 | 27 | 16 | 68.5244 | 95.0107 | 416.4764
2025 | 7 | 27 | 17 | 70.9333 | 94.8456 | 448.795
2025 | 7 | 27 | 18 | 68.8882 | 96.709 | 470.4343
2025 | 7 | 27 | 19 | 66.6272 | 95.4054 | 477.4713
2025 | 7 | 27 | 20 | 63.1816 | 89.665 | 459.1833
2025 | 7 | 27 | 21 | 59.5803 | 91.8018 | 441.4454
2025 | 7 | 27 | 22 | 54.9071 | 88.7612 | 405.0993
2025 | 7 | 27 | 23 | 50.5349 | 81.5066 | 360.2068
2025 | 7 | 28 | 0 | 48.2904 | 80.0415 | 322.9144
2025 | 7 | 28 | 1 | 43.8811 | 76.8027 | 304.7029
2025 | 7 | 28 | 2 | 42.5381 | 75.026 | 291.8243
2025 | 7 | 28 | 3 | 41.7817 | 74.9017 | 282.4849
2025 | 7 | 28 | 4 | 42.7921 | 76.669 | 280.8558
2025 | 7 | 28 | 5 | 44.5898 | 79.9755 | 284.743
2025 | 7 | 28 | 6 | 48.1129 | 83.586 | 300.1567
2025 | 7 | 28 | 7 | 51.6262 | 94.6683 | 329.1801
2025 | 7 | 28 | 8 | 54.1687 | 104.7842 | 358.1604
2025 | 7 | 28 | 9 | 55.7936 | 112.3904 | 378.3558
2025 | 7 | 28 | 10 | 56.7795 | 117.7743 | 386.1155
2025 | 7 | 28 | 11 | 57.435 | 115.5999 | 391.8729
2025 | 7 | 28 | 12 | 59.8974 | 116.4338 | 381.7049
2025 | 7 | 28 | 13 | 59.9805 | 118.3731 | 389.9295
2025 | 7 | 28 | 14 | 60.0534 | 115.188 | 399.62
2025 | 7 | 28 | 15 | 61.863 | 114.1207 | 413.8466
2025 | 7 | 28 | 16 | 65.3981 | 112.708 | 435.1324
2025 | 7 | 28 | 17 | 68.1117 | 107.7503 | 467.3567
2025 | 7 | 28 | 18 | 65.1397 | 103.3702 | 481.5931
2025 | 7 | 28 | 19 | 63.0858 | 103.3819 | 486.2335
2025 | 7 | 28 | 20 | 60.5873 | 100.1378 | 470.9342
2025 | 7 | 28 | 21 | 56.8348 | 102.0806 | 449.2178
2025 | 7 | 28 | 22 | 51.7778 | 95.8704 | 410.8177
2025 | 7 | 28 | 23 | 47.0297 | 86.0344 | 364.8665
2025 | 7 | 29 | 0 | 45.4993 | 84.4902 | 331.2828
2025 | 7 | 29 | 1 | 42.1056 | 85.0064 | 317.9661
2025 | 7 | 29 | 2 | 41.0331 | 82.2749 | 304.1294
2025 | 7 | 29 | 3 | 40.402 | 81.3485 | 293.5145
2025 | 7 | 29 | 4 | 41.5608 | 82.5746 | 290.8209
2025 | 7 | 29 | 5 | 43.4573 | 86.15 | 294.1715
2025 | 7 | 29 | 6 | 46.398 | 87.4042 | 309.6236
2025 | 7 | 29 | 7 | 49.8531 | 98.8461 | 339.593
2025 | 7 | 29 | 8 | 52.1554 | 107.3033 | 365.8613
2025 | 7 | 29 | 9 | 53.4149 | 113.1392 | 380.5068
2025 | 7 | 29 | 10 | 54.6283 | 119.6353 | 388.6457
2025 | 7 | 29 | 11 | 55.5704 | 119.9485 | 399.0106
2025 | 7 | 29 | 12 | 56.9695 | 119.8985 | 401.2939
2025 | 7 | 29 | 13 | 57.4122 | 121.8428 | 410.2579
2025 | 7 | 29 | 14 | 58.0958 | 118.7143 | 422.6035
2025 | 7 | 29 | 15 | 60.1801 | 117.2238 | 439.4054
2025 | 7 | 29 | 16 | 63.7806 | 116.7652 | 463.0601
2025 | 7 | 29 | 17 | 67.2107 | 111.1661 | 495.5716
2025 | 7 | 29 | 18 | 66.4733 | 107.5929 | 504.3199
2025 | 7 | 29 | 19 | 64.9931 | 105.7747 | 500.0918
2025 | 7 | 29 | 20 | 62.7014 | 102.3487 | 486.967
2025 | 7 | 29 | 21 | 59.0383 | 103.3674 | 465.4031
2025 | 7 | 29 | 22 | 54.1325 | 97.2562 | 427.3407
2025 | 7 | 29 | 23 | 49.0908 | 88.1149 | 381.4513
2025 | 7 | 30 | 0 | 46.3523 | 92.1257 | 339.3184
2025 | 7 | 30 | 1 | 42.1623 | 88.2686 | 319.465
2025 | 7 | 30 | 2 | 41.0141 | 84.8634 | 305.6459
2025 | 7 | 30 | 3 | 40.3252 | 83.4065 | 295.2037
2025 | 7 | 30 | 4 | 41.4576 | 84.5279 | 292.6014
2025 | 7 | 30 | 5 | 43.5357 | 88.0963 | 295.6615
2025 | 7 | 30 | 6 | 47.5571 | 96.5635 | 312.8547
2025 | 7 | 30 | 7 | 50.6532 | 108.6417 | 340.5576
2025 | 7 | 30 | 8 | 52.8547 | 116.7678 | 366.7506
2025 | 7 | 30 | 9 | 54.7943 | 122.7451 | 383.4085
2025 | 7 | 30 | 10 | 56.3543 | 127.2356 | 388.1133
2025 | 7 | 30 | 11 | 57.488 | 129.4827 | 388.748
2025 | 7 | 30 | 12 | 58.4619 | 130.191 | 372.5402
2025 | 7 | 30 | 13 | 59.0809 | 131.894 | 378.0131
2025 | 7 | 30 | 14 | 59.8343 | 125.2358 | 386.9299
2025 | 7 | 30 | 15 | 61.7066 | 123.8731 | 400.6659
2025 | 7 | 30 | 16 | 65.0414 | 125.4627 | 423.5604
2025 | 7 | 30 | 17 | 67.8566 | 118.8964 | 456.5567
2025 | 7 | 30 | 18 | 65.8746 | 114.1954 | 469.6596
2025 | 7 | 30 | 19 | 64.9657 | 112.0455 | 479.2164
2025 | 7 | 30 | 20 | 63.2446 | 107.8517 | 464.8735
2025 | 7 | 30 | 21 | 59.47 | 108.5786 | 444.2006
2025 | 7 | 30 | 22 | 54.2121 | 101.6291 | 405.9768
2025 | 7 | 30 | 23 | 48.9286 | 91.9503 | 359.8984
2025 | 7 | 31 | 0 | 46.3555 | 90.8471 | 317.6826
2025 | 7 | 31 | 1 | 42.0428 | 88.7773 | 298.7336
2025 | 7 | 31 | 2 | 40.7569 | 85.7216 | 286.0394
2025 | 7 | 31 | 3 | 39.9886 | 84.2263 | 277.4443
2025 | 7 | 31 | 4 | 41.0799 | 84.7353 | 276.1658
2025 | 7 | 31 | 5 | 42.7002 | 88.3749 | 279.8901
2025 | 7 | 31 | 6 | 45.8046 | 94.5837 | 294.8744
2025 | 7 | 31 | 7 | 48.5903 | 105.9375 | 318.0301
2025 | 7 | 31 | 8 | 50.6023 | 115.6897 | 331.7375
2025 | 7 | 31 | 9 | 52.3993 | 122.4262 | 335.9984
2025 | 7 | 31 | 10 | 54.1419 | 129.4066 | 332.8858
2025 | 7 | 31 | 11 | 55.424 | 130.2472 | 333.9426
2025 | 7 | 31 | 12 | 56.0567 | 130.3937 | 325.0423
2025 | 7 | 31 | 13 | 57.2635 | 132.7586 | 330.4421
2025 | 7 | 31 | 14 | 58.9217 | 125.7785 | 340.0578
2025 | 7 | 31 | 15 | 62.0163 | 123.3792 | 353.8894
2025 | 7 | 31 | 16 | 66.3004 | 127.1461 | 375.6947
2025 | 7 | 31 | 17 | 70.2485 | 120.0785 | 411.0262
2025 | 7 | 31 | 18 | 73.8195 | 114.5527 | 437.6563
2025 | 7 | 31 | 19 | 72.1137 | 112.4264 | 450.5983
2025 | 7 | 31 | 20 | 68.2998 | 107.4005 | 439.6163
2025 | 7 | 31 | 21 | 63.5403 | 106.9239 | 420.9892
2025 | 7 | 31 | 22 | 57.9541 | 100.4865 | 386.4213
2025 | 7 | 31 | 23 | 52.0891 | 91.285 | 343.2989
2025 | 8 | 1 | 0 | 47.4216 | 92.5608 | 307.2778
2025 | 8 | 1 | 1 | 43.3729 | 89.5106 | 296.3971
2025 | 8 | 1 | 2 | 41.8562 | 85.8689 | 283.5148
2025 | 8 | 1 | 3 | 40.9821 | 84.8949 | 275.1593
2025 | 8 | 1 | 4 | 41.923 | 85.5483 | 274.1562
2025 | 8 | 1 | 5 | 43.6409 | 88.1279 | 278.1977
2025 | 8 | 1 | 6 | 46.4797 | 93.2521 | 288.8778
2025 | 8 | 1 | 7 | 49.4191 | 104.7175 | 314.5575
2025 | 8 | 1 | 8 | 52.4154 | 112.5274 | 340.7554
2025 | 8 | 1 | 9 | 55.7157 | 119.2929 | 360.5248
2025 | 8 | 1 | 10 | 58.3952 | 124.6012 | 369.2588
2025 | 8 | 1 | 11 | 60.9121 | 129.4074 | 372.9863
2025 | 8 | 1 | 12 | 62.9563 | 132.2004 | 383.6831
2025 | 8 | 1 | 13 | 64.9573 | 134.5662 | 388.7191
2025 | 8 | 1 | 14 | 67.2598 | 127.6135 | 391.9553
2025 | 8 | 1 | 15 | 70.401 | 121.2439 | 399.2423
2025 | 8 | 1 | 16 | 73.697 | 124.287 | 414.2685
2025 | 8 | 1 | 17 | 76.1831 | 115.7689 | 439.5326
2025 | 8 | 1 | 18 | 75.9716 | 109.8167 | 467.0758
2025 | 8 | 1 | 19 | 73.1521 | 106.9507 | 464.2008
2025 | 8 | 1 | 20 | 69.2914 | 104.3255 | 455.3216
2025 | 8 | 1 | 21 | 65.2875 | 107.1498 | 439.8748
2025 | 8 | 1 | 22 | 59.638 | 100.058 | 405.2924
2025 | 8 | 1 | 23 | 53.5221 | 87.4727 | 364.5716
2025 | 8 | 2 | 0 | 47.8951 | 86.4103 | 328.2055
2025 | 8 | 2 | 1 | 43.6059 | 77.7227 | 296.9211
2025 | 8 | 2 | 2 | 41.3176 | 75.1242 | 282.6635
2025 | 8 | 2 | 3 | 40.0391 | 74.414 | 273.7359
2025 | 8 | 2 | 4 | 39.7653 | 73.4864 | 268.7949
2025 | 8 | 2 | 5 | 40.1958 | 73.3796 | 267.2947
2025 | 8 | 2 | 6 | 40.9076 | 76.0215 | 266.435
2025 | 8 | 2 | 7 | 43.4783 | 78.6292 | 282.2546
2025 | 8 | 2 | 8 | 48.1084 | 85.0689 | 310.1744
2025 | 8 | 2 | 9 | 52.9511 | 92.3481 | 333.7713
2025 | 8 | 2 | 10 | 56.3275 | 97.3293 | 342.6496
2025 | 8 | 2 | 11 | 59.1908 | 103.2813 | 344.4446
2025 | 8 | 2 | 12 | 61.029 | 102.3136 | 341.3257
2025 | 8 | 2 | 13 | 61.8711 | 102.8035 | 341.251
2025 | 8 | 2 | 14 | 62.7432 | 103.9766 | 341.3988
2025 | 8 | 2 | 15 | 64.0356 | 99.6462 | 346.9492
2025 | 8 | 2 | 16 | 65.9631 | 98.8774 | 364.2804
2025 | 8 | 2 | 17 | 67.8154 | 95.6856 | 398.6297
2025 | 8 | 2 | 18 | 68.165 | 90.8624 | 409.2497
2025 | 8 | 2 | 19 | 65.2121 | 89.3267 | 408.8814
2025 | 8 | 2 | 20 | 61.5248 | 85.472 | 395.7488
2025 | 8 | 2 | 21 | 58.612 | 90.682 | 384.4758
2025 | 8 | 2 | 22 | 54.2158 | 86.0337 | 356.5542
2025 | 8 | 2 | 23 | 49.8258 | 77.6932 | 323.53
2025 | 8 | 3 | 0 | 44.8302 | 76.3259 | 312.6065
2025 | 8 | 3 | 1 | 40.5277 | 80.1714 | 272.7047
2025 | 8 | 3 | 2 | 38.6332 | 77.4829 | 261.69
2025 | 8 | 3 | 3 | 37.5308 | 77.1616 | 254.4989
2025 | 8 | 3 | 4 | 37.1462 | 77.5741 | 250.9498
2025 | 8 | 3 | 5 | 37.045 | 77.7181 | 248.8225
2025 | 8 | 3 | 6 | 38.042 | 74.8634 | 239.3007
2025 | 8 | 3 | 7 | 40.0699 | 77.8397 | 249.5078
2025 | 8 | 3 | 8 | 44.4962 | 83.7361 | 271.5807
2025 | 8 | 3 | 9 | 48.9312 | 90.4897 | 286.8515
2025 | 8 | 3 | 10 | 51.7642 | 97.5711 | 292.2234
2025 | 8 | 3 | 11 | 53.8608 | 103.5862 | 293.167
2025 | 8 | 3 | 12 | 54.2157 | 103.6467 | 289.0864
2025 | 8 | 3 | 13 | 54.5044 | 105.2235 | 289.5959
2025 | 8 | 3 | 14 | 54.939 | 106.3014 | 284.0766
2025 | 8 | 3 | 15 | 56.517 | 102.5678 | 281.1231
2025 | 8 | 3 | 16 | 58.8111 | 104.1208 | 292.8851
2025 | 8 | 3 | 17 | 61.4646 | 102.1945 | 329.6923
2025 | 8 | 3 | 18 | 58.9214 | 102.5727 | 348.8467
2025 | 8 | 3 | 19 | 56.4612 | 99.1121 | 357.1462
2025 | 8 | 3 | 20 | 53.5844 | 93.266 | 353.4519
2025 | 8 | 3 | 21 | 50.2797 | 96.3686 | 342.7596
2025 | 8 | 3 | 22 | 45.729 | 92.2028 | 314.3941
2025 | 8 | 3 | 23 | 42.6407 | 84.9165 | 281.0981
2025 | 8 | 4 | 0 | 42.288 | 86.0804 | 261.2649
2025 | 8 | 4 | 1 | 37.5154 | 88.1412 | 258.7613
2025 | 8 | 4 | 2 | 36.6524 | 85.2975 | 249.3461
2025 | 8 | 4 | 3 | 36.136 | 84.3797 | 244.7005
2025 | 8 | 4 | 4 | 36.6106 | 84.47 | 245.6126
2025 | 8 | 4 | 5 | 37.5774 | 85.6166 | 246.3684
2025 | 8 | 4 | 6 | 39.239 | 86.906 | 247.9269
2025 | 8 | 4 | 7 | 40.7634 | 89.1453 | 256.1641
2025 | 8 | 4 | 8 | 43.3569 | 85.7475 | 268.9095
2025 | 8 | 4 | 9 | 47.5727 | 91.7377 | 285.4953
2025 | 8 | 4 | 10 | 50.7539 | 99.6062 | 294.7137
2025 | 8 | 4 | 11 | 52.6422 | 117.7667 | 295.0463
2025 | 8 | 4 | 12 | 53.5333 | 116.3093 | 281.2135
2025 | 8 | 4 | 13 | 55.513 | 118.2211 | 274.4469
2025 | 8 | 4 | 14 | 56.031 | 105.4631 | 288.5067
2025 | 8 | 4 | 15 | 57.7507 | 100.2328 | 294.6079
2025 | 8 | 4 | 16 | 61.0293 | 114.9358 | 310.1911
2025 | 8 | 4 | 17 | 64.9051 | 112.2268 | 349.9793
2025 | 8 | 4 | 18 | 62.9816 | 106.0447 | 365.3069
2025 | 8 | 4 | 19 | 61.3866 | 103.3756 | 378.9973
2025 | 8 | 4 | 20 | 58.4067 | 97.6045 | 374.1058
2025 | 8 | 4 | 21 | 55.6658 | 100.3243 | 368.3397
2025 | 8 | 4 | 22 | 51.0344 | 95.0988 | 335.0635
2025 | 8 | 4 | 23 | 47.2608 | 90.162 | 298.2396
2025 | 8 | 5 | 0 | 44.452 | 95.7577 | 280.5368
2025 | 8 | 5 | 1 | 41.5946 | 90.7443 | 249.2949
2025 | 8 | 5 | 2 | 40.3397 | 87.267 | 242.2835
2025 | 8 | 5 | 3 | 39.5845 | 86.0582 | 239.1723
2025 | 8 | 5 | 4 | 40.6302 | 86.1028 | 240.9437
2025 | 8 | 5 | 5 | 42.3903 | 88.9434 | 247.8587
2025 | 8 | 5 | 6 | 46.5681 | 96.1969 | 260.2452
2025 | 8 | 5 | 7 | 49.1711 | 108.2518 | 280.4973
2025 | 8 | 5 | 8 | 51.3028 | 116.7727 | 287.8356
2025 | 8 | 5 | 9 | 53.4016 | 122.2969 | 286.6801
2025 | 8 | 5 | 10 | 54.7989 | 126.018 | 284.7561
2025 | 8 | 5 | 11 | 56.191 | 133.0927 | 285.1113
2025 | 8 | 5 | 12 | 57.3609 | 131.6361 | 272.0597
2025 | 8 | 5 | 13 | 58.0985 | 134.4106 | 273.744
2025 | 8 | 5 | 14 | 59.1422 | 126.5287 | 278.611
2025 | 8 | 5 | 15 | 61.2024 | 121.7689 | 286.641
2025 | 8 | 5 | 16 | 64.1623 | 128.1837 | 310.9554
2025 | 8 | 5 | 17 | 66.8519 | 120.8209 | 352.5014
2025 | 8 | 5 | 18 | 65.0356 | 112.3001 | 384.5099
2025 | 8 | 5 | 19 | 63.186 | 108.9743 | 395.9804
2025 | 8 | 5 | 20 | 61.5146 | 104.3521 | 389.9857
2025 | 8 | 5 | 21 | 58.3438 | 105.7832 | 375.8894
2025 | 8 | 5 | 22 | 52.9778 | 98.9928 | 341.5154
2025 | 8 | 5 | 23 | 47.7691 | 88.2474 | 302.5651
2025 | 8 | 6 | 0 | 45.1024 | 88.5507 | 273.6465
2025 | 8 | 6 | 1 | 40.9179 | 87.0183 | 257.8694
2025 | 8 | 6 | 2 | 39.8081 | 84.1547 | 249.3871
2025 | 8 | 6 | 3 | 39.1113 | 82.8834 | 244.8569
2025 | 8 | 6 | 4 | 40.2781 | 82.4722 | 246.0301
2025 | 8 | 6 | 5 | 42.17 | 85.2032 | 253.0976
2025 | 8 | 6 | 6 | 45.4263 | 91.5118 | 265.3575
2025 | 8 | 6 | 7 | 48.0979 | 103.4369 | 286.0157
2025 | 8 | 6 | 8 | 49.774 | 112.6153 | 294.8007
2025 | 8 | 6 | 9 | 51.2372 | 120.3929 | 295.4967
2025 | 8 | 6 | 10 | 52.5815 | 127.2425 | 294.6076
2025 | 8 | 6 | 11 | 53.8954 | 130.5067 | 297.1647
2025 | 8 | 6 | 12 | 56.3224 | 131.3325 | 296.0916
2025 | 8 | 6 | 13 | 56.9492 | 133.7371 | 301.7297
2025 | 8 | 6 | 14 | 57.7813 | 130.4447 | 307.9196
2025 | 8 | 6 | 15 | 60.1229 | 126.862 | 314.9634
2025 | 8 | 6 | 16 | 63.3958 | 130.0703 | 338.1367
2025 | 8 | 6 | 17 | 66.1259 | 122.7995 | 376.9169
2025 | 8 | 6 | 18 | 66.406 | 115.9155 | 402.2615
2025 | 8 | 6 | 19 | 64.6189 | 112.1634 | 412.8475
2025 | 8 | 6 | 20 | 62.5961 | 108.4444 | 407.4375
2025 | 8 | 6 | 21 | 58.8291 | 109.4993 | 392.864
2025 | 8 | 6 | 22 | 53.1953 | 102.195 | 356.3468
2025 | 8 | 6 | 23 | 47.9557 | 92.1944 | 315.6169
2025 | 8 | 7 | 0 | 45.1844 | 90.8172 | 290.0836
2025 | 8 | 7 | 1 | 41.8254 | 87.6549 | 273.9615
2025 | 8 | 7 | 2 | 40.6733 | 84.7225 | 263.1859
2025 | 8 | 7 | 3 | 39.9702 | 83.5611 | 257.0441
2025 | 8 | 7 | 4 | 41.0894 | 83.3478 | 257.0833
2025 | 8 | 7 | 5 | 43.0336 | 86.3327 | 263.3306
2025 | 8 | 7 | 6 | 46.4629 | 91.0536 | 276.9768
2025 | 8 | 7 | 7 | 49.3314 | 101.8898 | 300.7335
2025 | 8 | 7 | 8 | 51.6248 | 111.3475 | 316.9485
2025 | 8 | 7 | 9 | 53.8141 | 119.6392 | 324.3195
2025 | 8 | 7 | 10 | 55.5395 | 128.9487 | 325.8266
2025 | 8 | 7 | 11 | 56.6572 | 134.17 | 329.9733
2025 | 8 | 7 | 12 | 57.3563 | 133.7955 | 324.2095
2025 | 8 | 7 | 13 | 57.6506 | 137.4285 | 331.3766
2025 | 8 | 7 | 14 | 58.0395 | 131.4725 | 339.2115
2025 | 8 | 7 | 15 | 59.8232 | 125.9852 | 349.1062
2025 | 8 | 7 | 16 | 62.331 | 131.206 | 372.1683
2025 | 8 | 7 | 17 | 65.0406 | 123.3768 | 408.6791
2025 | 8 | 7 | 18 | 63.5936 | 116.6213 | 436.4235
2025 | 8 | 7 | 19 | 61.4115 | 114.1265 | 447.0648
2025 | 8 | 7 | 20 | 59.0617 | 105.9332 | 440.013
2025 | 8 | 7 | 21 | 55.4536 | 106.0577 | 423.5557
2025 | 8 | 7 | 22 | 50.5088 | 99.0871 | 385.0465
2025 | 8 | 7 | 23 | 46.5 | 89.9993 | 341.1911
2025 | 8 | 8 | 0 | 45.2316 | 91.5543 | 308.1085
2025 | 8 | 8 | 1 | 43.1053 | 87.2474 | 294.843
2025 | 8 | 8 | 2 | 41.7389 | 83.8704 | 281.5872
2025 | 8 | 8 | 3 | 40.9253 | 82.7517 | 273.2567
2025 | 8 | 8 | 4 | 41.8667 | 82.3341 | 271.5846
2025 | 8 | 8 | 5 | 43.5339 | 84.7821 | 276.3809
2025 | 8 | 8 | 6 | 45.9514 | 90.1523 | 293.0902
2025 | 8 | 8 | 7 | 48.7581 | 101.5446 | 319.1372
2025 | 8 | 8 | 8 | 51.5599 | 111.2101 | 340.0274
2025 | 8 | 8 | 9 | 54.2976 | 120.713 | 351.851
2025 | 8 | 8 | 10 | 56.7508 | 128.6968 | 356.5015
2025 | 8 | 8 | 11 | 58.7082 | 133.309 | 360.9054
2025 | 8 | 8 | 12 | 59.8064 | 130.5941 | 376.5963
2025 | 8 | 8 | 13 | 61.0264 | 133.1335 | 384.657
2025 | 8 | 8 | 14 | 62.7029 | 127.0291 | 391.0422
2025 | 8 | 8 | 15 | 65.2632 | 120.0291 | 399.5242
2025 | 8 | 8 | 16 | 68.2363 | 124.1587 | 418.1039
2025 | 8 | 8 | 17 | 70.8536 | 115.7468 | 446.1231
2025 | 8 | 8 | 18 | 68.9071 | 108.398 | 457.6803
2025 | 8 | 8 | 19 | 66.5207 | 104.617 | 457.9179
2025 | 8 | 8 | 20 | 64.0477 | 101.3182 | 449.4573
2025 | 8 | 8 | 21 | 60.9522 | 102.426 | 432.6862
2025 | 8 | 8 | 22 | 56.1145 | 95.5698 | 397.7728
2025 | 8 | 8 | 23 | 50.6877 | 84.8657 | 358.0957
2025 | 8 | 9 | 0 | 47.3889 | 86.45 | 331.8204
2025 | 8 | 9 | 1 | 42.9217 | 82.272 | 315.6807
2025 | 8 | 9 | 2 | 40.7839 | 79.3687 | 298.9876
2025 | 8 | 9 | 3 | 39.4934 | 78.3645 | 287.8944
2025 | 8 | 9 | 4 | 39.3677 | 77.4537 | 282.2461
2025 | 8 | 9 | 5 | 39.5644 | 77.9225 | 280.1434
2025 | 8 | 9 | 6 | 41.2324 | 73.7334 | 280.0615
2025 | 8 | 9 | 7 | 43.791 | 75.6087 | 299.1342
2025 | 8 | 9 | 8 | 48.3329 | 82.1367 | 336.0525
2025 | 8 | 9 | 9 | 53.1004 | 90.0353 | 368.21
2025 | 8 | 9 | 10 | 56.433 | 96.3666 | 384.4445
2025 | 8 | 9 | 11 | 58.6944 | 101.6623 | 393.2811
2025 | 8 | 9 | 12 | 59.1148 | 99.9854 | 400.0397
2025 | 8 | 9 | 13 | 58.7552 | 99.6636 | 405.3524
2025 | 8 | 9 | 14 | 58.54 | 99.2467 | 413.2803
2025 | 8 | 9 | 15 | 58.8845 | 93.2981 | 425.7453
2025 | 8 | 9 | 16 | 60.3251 | 93.7267 | 449.9167
2025 | 8 | 9 | 17 | 61.8872 | 90.3391 | 481.0864
2025 | 8 | 9 | 18 | 61.2807 | 90.7299 | 489.9735
2025 | 8 | 9 | 19 | 58.6801 | 88.4429 | 487.515
2025 | 8 | 9 | 20 | 56.3057 | 81.7337 | 472.4084
2025 | 8 | 9 | 21 | 53.5524 | 84.6783 | 456.6417
2025 | 8 | 9 | 22 | 49.6084 | 80.2975 | 422.0654
2025 | 8 | 9 | 23 | 46.237 | 74.2145 | 382.5514
2025 | 8 | 10 | 0 | 45.0953 | 80.335 | 352.9721
2025 | 8 | 10 | 1 | 41.5025 | 75.1417 | 322.4443
2025 | 8 | 10 | 2 | 39.7872 | 72.8554 | 305.5546
2025 | 8 | 10 | 3 | 38.7281 | 72.4118 | 293.9402
2025 | 8 | 10 | 4 | 38.6055 | 71.735 | 287.6045
2025 | 8 | 10 | 5 | 39.0975 | 71.649 | 284.6781
2025 | 8 | 10 | 6 | 37.4548 | 71.5732 | 284.0593
2025 | 8 | 10 | 7 | 39.403 | 73.4373 | 300.3035
2025 | 8 | 10 | 8 | 44.156 | 79.74 | 335.068
2025 | 8 | 10 | 9 | 49.1474 | 87.6235 | 369.3823
2025 | 8 | 10 | 10 | 53.2783 | 94.5465 | 388.0235
2025 | 8 | 10 | 11 | 56.3672 | 98.8249 | 398.0685
2025 | 8 | 10 | 12 | 58.0317 | 98.2858 | 414.8749
2025 | 8 | 10 | 13 | 59.1831 | 99.2899 | 422.2261
2025 | 8 | 10 | 14 | 60.5549 | 100.8016 | 428.2787
2025 | 8 | 10 | 15 | 62.7607 | 97.4977 | 438.0052
2025 | 8 | 10 | 16 | 65.9221 | 97.6615 | 460.5129
2025 | 8 | 10 | 17 | 68.8861 | 95.8084 | 490.2406
2025 | 8 | 10 | 18 | 67.1542 | 90.9541 | 510.1725
2025 | 8 | 10 | 19 | 64.5981 | 87.5383 | 500.662
2025 | 8 | 10 | 20 | 61.6123 | 85.0458 | 485.5222
2025 | 8 | 10 | 21 | 58.0375 | 87.8996 | 464.6048
2025 | 8 | 10 | 22 | 52.7865 | 83.961 | 423.1654
2025 | 8 | 10 | 23 | 48.4276 | 77.9606 | 378.2911
2025 | 8 | 11 | 0 | 43.7659 | 79.5532 | 344.0264
2025 | 8 | 11 | 1 | 40.7985 | 80.7268 | 314.1574
2025 | 8 | 11 | 2 | 39.8391 | 78.6545 | 300.2786
2025 | 8 | 11 | 3 | 39.3327 | 78.6912 | 290.5224
2025 | 8 | 11 | 4 | 40.5587 | 79.5429 | 288.5387
2025 | 8 | 11 | 5 | 42.668 | 82.8349 | 293.1728
2025 | 8 | 11 | 6 | 46.1832 | 91.7713 | 311.0831
2025 | 8 | 11 | 7 | 49.2086 | 104.189 | 339.5906
2025 | 8 | 11 | 8 | 51.6946 | 115.9826 | 372.5711
2025 | 8 | 11 | 9 | 53.7132 | 122.5542 | 397.5214
2025 | 8 | 11 | 10 | 55.4704 | 129.7151 | 405.7872
2025 | 8 | 11 | 11 | 56.8056 | 133.5349 | 406.2275
2025 | 8 | 11 | 12 | 58.7439 | 134.999 | 416.3047
2025 | 8 | 11 | 13 | 59.4021 | 138.1474 | 418.1389
2025 | 8 | 11 | 14 | 60.2186 | 133.0836 | 418.0538
2025 | 8 | 11 | 15 | 62.5593 | 127.2396 | 425.0541
2025 | 8 | 11 | 16 | 65.8444 | 131.2019 | 440.881
2025 | 8 | 11 | 17 | 68.1974 | 123.8445 | 463.5775
2025 | 8 | 11 | 18 | 65.9121 | 111.5964 | 476.6447
2025 | 8 | 11 | 19 | 63.6369 | 108.1589 | 463.4057
2025 | 8 | 11 | 20 | 61.4872 | 103.738 | 454.0772
2025 | 8 | 11 | 21 | 57.4021 | 103.7984 | 431.1762
2025 | 8 | 11 | 22 | 51.7467 | 96.7308 | 392.4464
2025 | 8 | 11 | 23 | 46.863 | 88.5402 | 351.5545
2025 | 8 | 12 | 0 | 44.7012 | 87.4249 | 321.4899
2025 | 8 | 12 | 1 | 41.1316 | 78.7763 | 310.2282
2025 | 8 | 12 | 2 | 40.0337 | 76.3068 | 296.6841
2025 | 8 | 12 | 3 | 39.3694 | 75.4173 | 287.0518
2025 | 8 | 12 | 4 | 40.5003 | 75.2909 | 285.0059
2025 | 8 | 12 | 5 | 42.3037 | 77.8912 | 289.4088
2025 | 8 | 12 | 6 | 44.2978 | 85.7546 | 304.5803
2025 | 8 | 12 | 7 | 46.7701 | 97.1005 | 331.4855
2025 | 8 | 12 | 8 | 49.0268 | 104.5679 | 360.2093
2025 | 8 | 12 | 9 | 51.2213 | 111.7026 | 379.8494
2025 | 8 | 12 | 10 | 53.2141 | 115.3031 | 387.0021
2025 | 8 | 12 | 11 | 54.8548 | 119.0772 | 389.7199
2025 | 8 | 12 | 12 | 55.2064 | 114.6449 | 394.4307
2025 | 8 | 12 | 13 | 56.3477 | 116.0699 | 399.6438
2025 | 8 | 12 | 14 | 57.9946 | 110.8489 | 404.9396
2025 | 8 | 12 | 15 | 60.5109 | 108.3804 | 416.3087
2025 | 8 | 12 | 16 | 64.0149 | 110.4173 | 436.6318
2025 | 8 | 12 | 17 | 67.3863 | 104.7775 | 464.4124
2025 | 8 | 12 | 18 | 69.5705 | 96.9594 | 473.6607
2025 | 8 | 12 | 19 | 67.0775 | 95.3382 | 471.3798
2025 | 8 | 12 | 20 | 63.8882 | 89.9274 | 461.6247
2025 | 8 | 12 | 21 | 59.4258 | 91.0492 | 439.652
2025 | 8 | 12 | 22 | 53.6688 | 85.426 | 399.219
2025 | 8 | 12 | 23 | 48.2907 | 77.0816 | 355.5834
2025 | 8 | 13 | 0 | 45.7714 | 76.6298 | 322.3087
2025 | 8 | 13 | 1 | 42.5059 | 82.1694 | 312.6004
2025 | 8 | 13 | 2 | 41.2196 | 79.593 | 299.5003
2025 | 8 | 13 | 3 | 40.4032 | 78.6523 | 290.018
2025 | 8 | 13 | 4 | 41.4221 | 79.1708 | 287.9495
2025 | 8 | 13 | 5 | 43.3225 | 82.6762 | 291.9772
2025 | 8 | 13 | 6 | 45.5062 | 86.1442 | 310.0709
2025 | 8 | 13 | 7 | 48.3264 | 97.4391 | 338.1445
2025 | 8 | 13 | 8 | 51.0512 | 105.4547 | 368.8666
2025 | 8 | 13 | 9 | 54.0988 | 111.5206 | 390.6611
2025 | 8 | 13 | 10 | 56.8598 | 116.0477 | 399.4213
2025 | 8 | 13 | 11 | 59.289 | 115.8471 | 401.7357
2025 | 8 | 13 | 12 | 60.5536 | 113.8141 | 414.3108
2025 | 8 | 13 | 13 | 62.3213 | 116.3024 | 416.3357
2025 | 8 | 13 | 14 | 64.2302 | 117.0881 | 417.9661
2025 | 8 | 13 | 15 | 67.1302 | 114.2337 | 425.0628
2025 | 8 | 13 | 16 | 70.8544 | 112.1467 | 440.2635
2025 | 8 | 13 | 17 | 73.8577 | 106.0913 | 462.2357
2025 | 8 | 13 | 18 | 74.3564 | 97.6615 | 482.7386
2025 | 8 | 13 | 19 | 71.8515 | 95.0025 | 478.4643
2025 | 8 | 13 | 20 | 68.5112 | 90.737 | 470.4043
2025 | 8 | 13 | 21 | 63.5404 | 91.5848 | 448.5163
2025 | 8 | 13 | 22 | 57.1166 | 85.7119 | 407.1039
2025 | 8 | 13 | 23 | 51.2765 | 78.5443 | 362.7094
2025 | 8 | 14 | 0 | 48.5883 | 85.3458 | 327.3404
2025 | 8 | 14 | 1 | 44.1309 | 74.9955 | 310.6126
2025 | 8 | 14 | 2 | 42.6453 | 72.9398 | 296.6886
2025 | 8 | 14 | 3 | 41.726 | 72.1664 | 287.0117
2025 | 8 | 14 | 4 | 42.6333 | 72.3963 | 285.0904
2025 | 8 | 14 | 5 | 44.3837 | 75.4555 | 289.4431
2025 | 8 | 14 | 6 | 46.2053 | 84.0815 | 304.3251
2025 | 8 | 14 | 7 | 49.1541 | 94.3677 | 330.7372
2025 | 8 | 14 | 8 | 52.0724 | 101.4616 | 359.5445
2025 | 8 | 14 | 9 | 55.06 | 108.1615 | 379.1439
2025 | 8 | 14 | 10 | 57.8511 | 113.0079 | 385.7234
2025 | 8 | 14 | 11 | 60.1775 | 114.3071 | 389.4392
2025 | 8 | 14 | 12 | 61.5993 | 111.0617 | 390.9861
2025 | 8 | 14 | 13 | 63.3269 | 115.0042 | 396.5424
2025 | 8 | 14 | 14 | 65.4139 | 113.5662 | 402.8739
2025 | 8 | 14 | 15 | 68.7326 | 109.8285 | 414.7859
2025 | 8 | 14 | 16 | 72.4201 | 108.8843 | 434.8551
2025 | 8 | 14 | 17 | 75.3801 | 102.9705 | 462.3805
2025 | 8 | 14 | 18 | 72.3932 | 97.6691 | 461.7174
2025 | 8 | 14 | 19 | 70.0679 | 97.6481 | 456.7265
2025 | 8 | 14 | 20 | 67.5078 | 92.9892 | 448.9796
2025 | 8 | 14 | 21 | 63.2369 | 94.2537 | 427.9622
2025 | 8 | 14 | 22 | 57.3742 | 88.099 | 389.3195
2025 | 8 | 14 | 23 | 51.6822 | 79.8029 | 347.8315
2025 | 8 | 15 | 0 | 47.9127 | 76.2781 | 327.5996
2025 | 8 | 15 | 1 | 45.1728 | 76.4236 | 299.7002
2025 | 8 | 15 | 2 | 43.7309 | 73.8655 | 286.6555
2025 | 8 | 15 | 3 | 42.8217 | 73.3034 | 278.2175
2025 | 8 | 15 | 4 | 43.7902 | 73.9967 | 276.796
2025 | 8 | 15 | 5 | 45.8326 | 77.0796 | 281.0312
2025 | 8 | 15 | 6 | 50.2651 | 84.3358 | 299.2747
2025 | 8 | 15 | 7 | 52.903 | 92.9302 | 323.1862
2025 | 8 | 15 | 8 | 55.1797 | 102.5415 | 343.1259
2025 | 8 | 15 | 9 | 57.6193 | 109.0107 | 354.0109
2025 | 8 | 15 | 10 | 59.5457 | 113.3888 | 353.2606
2025 | 8 | 15 | 11 | 61.2192 | 110.0587 | 348.906
2025 | 8 | 15 | 12 | 62.5802 | 109.7982 | 342.5169
2025 | 8 | 15 | 13 | 62.7871 | 112.3574 | 343.2497
2025 | 8 | 15 | 14 | 62.7425 | 111.1937 | 347.1729
2025 | 8 | 15 | 15 | 63.6381 | 105.9765 | 355.3365
2025 | 8 | 15 | 16 | 65.4863 | 102.3419 | 373.4173
2025 | 8 | 15 | 17 | 66.4628 | 95.4703 | 403.5284
2025 | 8 | 15 | 18 | 66.5842 | 87.087 | 417.2405
2025 | 8 | 15 | 19 | 64.1842 | 85.3271 | 418.8763
2025 | 8 | 15 | 20 | 63.095 | 86.3837 | 410.9728
2025 | 8 | 15 | 21 | 59.6435 | 88.6997 | 392.0152
2025 | 8 | 15 | 22 | 54.6524 | 82.9469 | 359.6599
2025 | 8 | 15 | 23 | 50.1118 | 73.5719 | 324.6431
2025 | 8 | 16 | 0 | 47.0011 | 74.7681 | 305.1372
2025 | 8 | 16 | 1 | 43.6371 | 81.2539 | 267.5216
2025 | 8 | 16 | 2 | 41.5976 | 78.731 | 256.4315
2025 | 8 | 16 | 3 | 40.4196 | 78.1706 | 249.1871
2025 | 8 | 16 | 4 | 40.2794 | 78.4475 | 246.1602
2025 | 8 | 16 | 5 | 41.0356 | 79.8077 | 246.5772
2025 | 8 | 16 | 6 | 42.6251 | 82.8566 | 244.5933
2025 | 8 | 16 | 7 | 44.9389 | 85.5028 | 257.8796
2025 | 8 | 16 | 8 | 48.9755 | 98.0618 | 284.3754
2025 | 8 | 16 | 9 | 53.0746 | 105.4009 | 304.2555
2025 | 8 | 16 | 10 | 55.7727 | 115.0581 | 306.4156
2025 | 8 | 16 | 11 | 57.9759 | 117.1145 | 305.8509
2025 | 8 | 16 | 12 | 58.7001 | 117.4965 | 308.4206
2025 | 8 | 16 | 13 | 58.3949 | 119.9186 | 306.5578
2025 | 8 | 16 | 14 | 57.9135 | 119.4428 | 296.5977
2025 | 8 | 16 | 15 | 58.0777 | 112.8487 | 293.5476
2025 | 8 | 16 | 16 | 59.3941 | 118.2702 | 302.3531
2025 | 8 | 16 | 17 | 60.3254 | 115.5183 | 328.0916
2025 | 8 | 16 | 18 | 61.6308 | 103.3169 | 344.1329
2025 | 8 | 16 | 19 | 59.1854 | 99.0304 | 335.3153
2025 | 8 | 16 | 20 | 57.1569 | 95.6375 | 331.6871
2025 | 8 | 16 | 21 | 53.9887 | 98.4763 | 317.632
2025 | 8 | 16 | 22 | 49.9864 | 94.1951 | 295.6589
2025 | 8 | 16 | 23 | 46.7197 | 89.1627 | 272.3034
2025 | 8 | 17 | 0 | 42.9572 | 90.2505 | 261.4004
2025 | 8 | 17 | 1 | 41.8266 | 87.7129 | 253.5243
2025 | 8 | 17 | 2 | 40.2344 | 84.8514 | 245.0331
2025 | 8 | 17 | 3 | 39.298 | 83.3849 | 239.5441
2025 | 8 | 17 | 4 | 39.1986 | 82.5078 | 237.5976
2025 | 8 | 17 | 5 | 39.8314 | 82.7876 | 238.886
2025 | 8 | 17 | 6 | 39.2504 | 84.3662 | 236.9452
2025 | 8 | 17 | 7 | 41.9856 | 86.5559 | 246.3584
2025 | 8 | 17 | 8 | 47.6199 | 93.4831 | 267.0562
2025 | 8 | 17 | 9 | 53.8141 | 100.5893 | 283.8769
2025 | 8 | 17 | 10 | 59.1396 | 111.7367 | 287.98
2025 | 8 | 17 | 11 | 63.2783 | 119.7203 | 291.535
2025 | 8 | 17 | 12 | 65.1327 | 122.1445 | 289.4909
2025 | 8 | 17 | 13 | 66.765 | 123.6131 | 294.6875
2025 | 8 | 17 | 14 | 68.1457 | 120.0478 | 296.5743
2025 | 8 | 17 | 15 | 70.3165 | 111.4794 | 308.5134
2025 | 8 | 17 | 16 | 73.0383 | 120.4908 | 330.6273
2025 | 8 | 17 | 17 | 74.8547 | 117.8127 | 369.3417
2025 | 8 | 17 | 18 | 68.4985 | 120.8681 | 397.9673
2025 | 8 | 17 | 19 | 66.0249 | 115.4869 | 402.6842
2025 | 8 | 17 | 20 | 63.7703 | 110.8379 | 396.5727
2025 | 8 | 17 | 21 | 59.9327 | 111.174 | 379.033
2025 | 8 | 17 | 22 | 54.6502 | 104.8098 | 344.9248
2025 | 8 | 17 | 23 | 50.5734 | 97.8815 | 307.8128
2025 | 8 | 18 | 0 | 48.1615 | 94.3669 | 273.866
2025 | 8 | 18 | 1 | 44.3993 | 84.4437 | 256.0434
2025 | 8 | 18 | 2 | 43.0265 | 82.108 | 248.3494
2025 | 8 | 18 | 3 | 42.2346 | 81.5059 | 243.7537
2025 | 8 | 18 | 4 | 43.2427 | 80.9592 | 245.5517
2025 | 8 | 18 | 5 | 45.1653 | 84.3235 | 253.6446
2025 | 8 | 18 | 6 | 47.4313 | 92.8424 | 268.005
2025 | 8 | 18 | 7 | 50.3723 | 103.7783 | 291.0017
2025 | 8 | 18 | 8 | 53.0855 | 118.1236 | 304.7098
2025 | 8 | 18 | 9 | 55.3521 | 124.9187 | 307.0396
2025 | 8 | 18 | 10 | 57.2319 | 129.9822 | 304.607
2025 | 8 | 18 | 11 | 58.5285 | 130.903 | 307.7485
2025 | 8 | 18 | 12 | 58.6903 | 131.2023 | 308.5244
2025 | 8 | 18 | 13 | 59.5953 | 133.4879 | 309.7306
2025 | 8 | 18 | 14 | 60.9109 | 125.494 | 313.1646
2025 | 8 | 18 | 15 | 63.077 | 119.5379 | 320.2077
2025 | 8 | 18 | 16 | 66.3915 | 126.26 | 342.7762
2025 | 8 | 18 | 17 | 68.8468 | 118.4958 | 378.5963
2025 | 8 | 18 | 18 | 69.4517 | 112.3418 | 402.2109
2025 | 8 | 18 | 19 | 66.4461 | 107.6676 | 402.9391
2025 | 8 | 18 | 20 | 62.8429 | 103.678 | 398.3217
2025 | 8 | 18 | 21 | 57.8786 | 101.0089 | 376.9762
2025 | 8 | 18 | 22 | 52.0026 | 94.3547 | 341.0892
2025 | 8 | 18 | 23 | 46.782 | 86.345 | 304.6341
2025 | 8 | 19 | 0 | 43.9741 | 87.6551 | 281.55
2025 | 8 | 19 | 1 | 41.8818 | 85.0566 | 267.781
2025 | 8 | 19 | 2 | 40.8219 | 82.4741 | 258.2483
2025 | 8 | 19 | 3 | 40.0925 | 81.5066 | 252.2301
2025 | 8 | 19 | 4 | 41.2614 | 80.9165 | 252.567
2025 | 8 | 19 | 5 | 43.1695 | 84.2174 | 260.1836
2025 | 8 | 19 | 6 | 46.1957 | 91.6058 | 276.323
2025 | 8 | 19 | 7 | 48.8778 | 102.3325 | 301.4958
2025 | 8 | 19 | 8 | 50.8797 | 113.1391 | 328.0693
2025 | 8 | 19 | 9 | 52.3418 | 118.7374 | 345.5341
2025 | 8 | 19 | 10 | 53.6602 | 126.1802 | 349.5434
2025 | 8 | 19 | 11 | 54.8016 | 129.2195 | 347.9867
2025 | 8 | 19 | 12 | 58.3056 | 136.2284 | 352.3997
2025 | 8 | 19 | 13 | 58.9098 | 140.2751 | 354.258
2025 | 8 | 19 | 14 | 59.4399 | 135.4732 | 352.764
2025 | 8 | 19 | 15 | 61.7135 | 130.3335 | 356.2502
2025 | 8 | 19 | 16 | 65.0756 | 136.5333 | 372.1551
2025 | 8 | 19 | 17 | 67.8595 | 129.4134 | 393.6929
2025 | 8 | 19 | 18 | 66.3696 | 123.6671 | 405.0257
2025 | 8 | 19 | 19 | 64.0772 | 119.0522 | 399.5752
2025 | 8 | 19 | 20 | 62.0187 | 115.8657 | 397.7678
2025 | 8 | 19 | 21 | 57.5317 | 112.3922 | 378.3264
2025 | 8 | 19 | 22 | 51.96 | 105.0506 | 344.6475
2025 | 8 | 19 | 23 | 47.5442 | 96.5736 | 310.0251
2025 | 8 | 20 | 0 | 45.7428 | 88.7535 | 290.4109
2025 | 8 | 20 | 1 | 42.0407 | 86.6755 | 265.097
2025 | 8 | 20 | 2 | 41.0723 | 83.6294 | 256.2463
2025 | 8 | 20 | 3 | 40.4715 | 82.1654 | 250.7301
2025 | 8 | 20 | 4 | 41.7161 | 80.9653 | 251.6963
2025 | 8 | 20 | 5 | 44.1351 | 84.1552 | 258.9391
2025 | 8 | 20 | 6 | 47.0966 | 93.3369 | 275.7638
2025 | 8 | 20 | 7 | 50.1957 | 105.0674 | 295.8754
2025 | 8 | 20 | 8 | 52.4349 | 115.9994 | 306.7241
2025 | 8 | 20 | 9 | 54.2864 | 125.2476 | 307.3664
2025 | 8 | 20 | 10 | 56.0268 | 134.012 | 300.0308
2025 | 8 | 20 | 11 | 57.4151 | 139.3954 | 293.7491
2025 | 8 | 20 | 12 | 58.6117 | 139.6702 | 282.1355
2025 | 8 | 20 | 13 | 59.1696 | 143.6519 | 280.9546
2025 | 8 | 20 | 14 | 59.7869 | 138.9147 | 282.8783
2025 | 8 | 20 | 15 | 61.4948 | 133.7496 | 288.3999
2025 | 8 | 20 | 16 | 64.2896 | 140.1928 | 310.2445
2025 | 8 | 20 | 17 | 66.746 | 132.7153 | 345.6621
2025 | 8 | 20 | 18 | 65.3175 | 128.3727 | 367.6043
2025 | 8 | 20 | 19 | 63.4332 | 123.6799 | 370.5855
2025 | 8 | 20 | 20 | 61.6027 | 118.1731 | 370.3312
2025 | 8 | 20 | 21 | 57.398 | 114.4826 | 352.4883
2025 | 8 | 20 | 22 | 52.1301 | 106.3817 | 320.5515
2025 | 8 | 20 | 23 | 47.5348 | 97.9158 | 287.5217
2025 | 8 | 21 | 0 | 45.2042 | 91.5524 | 264.9284
2025 | 8 | 21 | 1 | 42.8078 | 89.376 | 256.0306
2025 | 8 | 21 | 2 | 41.7093 | 86.4055 | 247.8059
2025 | 8 | 21 | 3 | 41.0107 | 84.8061 | 243.0599
2025 | 8 | 21 | 4 | 42.1182 | 82.9781 | 244.7676
2025 | 8 | 21 | 5 | 43.9843 | 86.5003 | 253.3961
2025 | 8 | 21 | 6 | 47.5022 | 93.9018 | 270.5017
2025 | 8 | 21 | 7 | 50.3064 | 104.7245 | 290.9218
2025 | 8 | 21 | 8 | 52.4089 | 118.5426 | 306.575
2025 | 8 | 21 | 9 | 54.0507 | 128.0352 | 314.2339
2025 | 8 | 21 | 10 | 55.7867 | 138.7787 | 313.4235
2025 | 8 | 21 | 11 | 56.9828 | 142.604 | 311.8578
2025 | 8 | 21 | 12 | 57.4373 | 143.0855 | 311.8615
2025 | 8 | 21 | 13 | 57.9649 | 146.828 | 318.4329
2025 | 8 | 21 | 14 | 58.6717 | 139.9176 | 323.2015
2025 | 8 | 21 | 15 | 60.9109 | 133.2902 | 331.4258
2025 | 8 | 21 | 16 | 63.9775 | 142.1516 | 350.1095
2025 | 8 | 21 | 17 | 66.4696 | 133.2925 | 377.7409
2025 | 8 | 21 | 18 | 63.994 | 131.078 | 391.3719
2025 | 8 | 21 | 19 | 62.4266 | 125.6393 | 395.2448
2025 | 8 | 21 | 20 | 61.3025 | 120.3883 | 395.2389
2025 | 8 | 21 | 21 | 57.307 | 115.2159 | 376.8286
2025 | 8 | 21 | 22 | 51.953 | 107.4168 | 342.9842
2025 | 8 | 21 | 23 | 47.527 | 98.6186 | 307.3834
2025 | 8 | 22 | 0 | 46.2338 | 95.4802 | 277.0263
2025 | 8 | 22 | 1 | 42.4722 | 92.2338 | 268.7665
2025 | 8 | 22 | 2 | 41.3077 | 88.6017 | 259.3015
2025 | 8 | 22 | 3 | 40.5617 | 87.0263 | 253.6518
2025 | 8 | 22 | 4 | 41.6709 | 85.1834 | 254.0691
2025 | 8 | 22 | 5 | 43.5347 | 88.2592 | 260.4265
2025 | 8 | 22 | 6 | 46.6908 | 95.1441 | 278.2385
2025 | 8 | 22 | 7 | 49.4096 | 106.1277 | 301.5253
2025 | 8 | 22 | 8 | 51.5516 | 119.8348 | 316.7707
2025 | 8 | 22 | 9 | 53.0641 | 130.1354 | 320.3475
2025 | 8 | 22 | 10 | 54.7647 | 140.6218 | 318.2956
2025 | 8 | 22 | 11 | 55.8299 | 145.1073 | 318.6647
2025 | 8 | 22 | 12 | 57.6264 | 147.1046 | 313.2089
2025 | 8 | 22 | 13 | 57.9716 | 150.7463 | 317.8353
2025 | 8 | 22 | 14 | 58.2951 | 142.5362 | 325.3891
2025 | 8 | 22 | 15 | 59.8486 | 133.8485 | 335.6109
2025 | 8 | 22 | 16 | 62.1894 | 143.4215 | 358.0147
2025 | 8 | 22 | 17 | 64.1551 | 133.875 | 390.9316
2025 | 8 | 22 | 18 | 64.2223 | 131.066 | 410.859
2025 | 8 | 22 | 19 | 62.5978 | 124.3334 | 419.4146
2025 | 8 | 22 | 20 | 61.3275 | 121.7362 | 415.5988
2025 | 8 | 22 | 21 | 57.6839 | 116.4764 | 395.7104
2025 | 8 | 22 | 22 | 53.0935 | 108.4589 | 362.1687
2025 | 8 | 22 | 23 | 48.5625 | 98.2617 | 326.5363
2025 | 8 | 23 | 0 | 45.0137 | 94.1293 | 296.3016
2025 | 8 | 23 | 1 | 40.3446 | 89.5474 | 277.7634
2025 | 8 | 23 | 2 | 38.9177 | 86.7781 | 265.4022
2025 | 8 | 23 | 3 | 38.0627 | 84.8844 | 257.4708
2025 | 8 | 23 | 4 | 38.3411 | 83.1458 | 254.353
2025 | 8 | 23 | 5 | 39.2145 | 84.0335 | 254.2396
2025 | 8 | 23 | 6 | 39.2858 | 84.7368 | 253.816
2025 | 8 | 23 | 7 | 40.8337 | 87.7913 | 270.0205
2025 | 8 | 23 | 8 | 44.1568 | 97.0683 | 301.2305
2025 | 8 | 23 | 9 | 47.5022 | 109.1563 | 322.7795
2025 | 8 | 23 | 10 | 49.9992 | 122.543 | 329.4977
2025 | 8 | 23 | 11 | 51.7746 | 128.039 | 334.9888
2025 | 8 | 23 | 12 | 52.0886 | 128.4787 | 332.9621
2025 | 8 | 23 | 13 | 51.6634 | 131.0094 | 336.1207
2025 | 8 | 23 | 14 | 51.4154 | 126.9302 | 342.2081
2025 | 8 | 23 | 15 | 51.7917 | 114.9048 | 353.6452
2025 | 8 | 23 | 16 | 53.567 | 128.4082 | 377.9798
2025 | 8 | 23 | 17 | 55.2956 | 124.7394 | 411.8272
2025 | 8 | 23 | 18 | 54.743 | 124.838 | 418.3701
2025 | 8 | 23 | 19 | 52.7395 | 119.2167 | 417.3316
2025 | 8 | 23 | 20 | 51.8897 | 113.183 | 408.3561
2025 | 8 | 23 | 21 | 49.1768 | 111.3234 | 389.8744
2025 | 8 | 23 | 22 | 45.7054 | 104.4949 | 359.5229
2025 | 8 | 23 | 23 | 43.0906 | 99.1442 | 327.9844
2025 | 8 | 24 | 0 | 40.039 | 94.072 | 309.4561
2025 | 8 | 24 | 1 | 38.6452 | 90.2499 | 268.0922
2025 | 8 | 24 | 2 | 37.3457 | 87.5364 | 256.853
2025 | 8 | 24 | 3 | 36.5415 | 85.7263 | 249.7857
2025 | 8 | 24 | 4 | 36.6338 | 84.4504 | 246.6965
2025 | 8 | 24 | 5 | 37.1348 | 84.937 | 245.5476
2025 | 8 | 24 | 6 | 35.7686 | 86.3029 | 243.7707
2025 | 8 | 24 | 7 | 37.4101 | 89.3447 | 253.2292
2025 | 8 | 24 | 8 | 41.4677 | 96.4642 | 274.2414
2025 | 8 | 24 | 9 | 45.7651 | 107.5039 | 288.324
2025 | 8 | 24 | 10 | 49.7754 | 121.871 | 290.0912
2025 | 8 | 24 | 11 | 52.6035 | 128.8232 | 288.952
2025 | 8 | 24 | 12 | 54.704 | 132.2922 | 273.1528
2025 | 8 | 24 | 13 | 56.037 | 135.7188 | 275.2098
2025 | 8 | 24 | 14 | 57.516 | 130.3548 | 278.2116
2025 | 8 | 24 | 15 | 59.8265 | 118.5191 | 282.0802
2025 | 8 | 24 | 16 | 63.0591 | 134.9404 | 302.4207
2025 | 8 | 24 | 17 | 66.0364 | 132.1422 | 342.7015
2025 | 8 | 24 | 18 | 64.737 | 130.65 | 370.4791
2025 | 8 | 24 | 19 | 62.6659 | 123.333 | 375.7014
2025 | 8 | 24 | 20 | 60.3183 | 118.9055 | 368.8793
2025 | 8 | 24 | 21 | 56.0575 | 116.653 | 347.7956
2025 | 8 | 24 | 22 | 50.87 | 109.6379 | 314.6627
2025 | 8 | 24 | 23 | 46.9287 | 104.8198 | 280.9183
2025 | 8 | 25 | 0 | 43.2099 | 99.152 | 256.2317
2025 | 8 | 25 | 1 | 40.4097 | 94.8004 | 244.4609
2025 | 8 | 25 | 2 | 39.5613 | 91.4936 | 237.6939
2025 | 8 | 25 | 3 | 39.1268 | 90.4996 | 234.0299
2025 | 8 | 25 | 4 | 40.4512 | 89.874 | 236.3729
2025 | 8 | 25 | 5 | 42.6013 | 93.7054 | 245.1912
2025 | 8 | 25 | 6 | 44.8551 | 102.5773 | 262.1334
2025 | 8 | 25 | 7 | 47.4786 | 115.3648 | 282.7862
2025 | 8 | 25 | 8 | 49.5822 | 129.092 | 291.1349
2025 | 8 | 25 | 9 | 51.5673 | 135.5902 | 289.5804
2025 | 8 | 25 | 10 | 53.8864 | 141.9085 | 282.0029
2025 | 8 | 25 | 11 | 55.7318 | 149.2929 | 280.2116
2025 | 8 | 25 | 12 | 56.2649 | 152.088 | 271.8346
2025 | 8 | 25 | 13 | 57.0345 | 154.4608 | 274.1167
2025 | 8 | 25 | 14 | 57.9499 | 139.2052 | 279.5637
2025 | 8 | 25 | 15 | 60.2109 | 132.462 | 287.2217
2025 | 8 | 25 | 16 | 63.7964 | 145.7338 | 308.957
2025 | 8 | 25 | 17 | 66.6285 | 136.8096 | 347.3605
2025 | 8 | 25 | 18 | 63.3474 | 132.1353 | 373.1024
2025 | 8 | 25 | 19 | 61.4161 | 126.0726 | 381.2135
2025 | 8 | 25 | 20 | 60.2064 | 120.5131 | 377.9924
2025 | 8 | 25 | 21 | 56.1284 | 114.953 | 356.3039
2025 | 8 | 25 | 22 | 50.9604 | 106.8695 | 321.9682
2025 | 8 | 25 | 23 | 46.4322 | 99.5031 | 287.5253
2025 | 8 | 26 | 0 | 45.6603 | 97.2394 | 267.7786
2025 | 8 | 26 | 1 | 41.7815 | 89.528 | 249.9581
2025 | 8 | 26 | 2 | 40.6872 | 86.4412 | 242.9319
2025 | 8 | 26 | 3 | 39.9438 | 84.9838 | 238.4399
2025 | 8 | 26 | 4 | 41.103 | 83.8422 | 240.2524
2025 | 8 | 26 | 5 | 43.0661 | 87.1322 | 248.351
2025 | 8 | 26 | 6 | 46.0807 | 95.5969 | 265.5682
2025 | 8 | 26 | 7 | 48.6311 | 106.8634 | 287.655
2025 | 8 | 26 | 8 | 50.463 | 117.6481 | 300.7838
2025 | 8 | 26 | 9 | 51.935 | 124.5636 | 302.8303
2025 | 8 | 26 | 10 | 53.4071 | 131.0131 | 300.1536
2025 | 8 | 26 | 11 | 54.5337 | 135.7453 | 299.9506
2025 | 8 | 26 | 12 | 56.6424 | 138.132 | 305.9309
2025 | 8 | 26 | 13 | 57.2096 | 140.7219 | 307.4325
2025 | 8 | 26 | 14 | 57.5533 | 131.7176 | 309.9134
2025 | 8 | 26 | 15 | 59.2971 | 128.9381 | 317.8934
2025 | 8 | 26 | 16 | 62.2524 | 138.5912 | 338.7539
2025 | 8 | 26 | 17 | 65.0358 | 131.9933 | 368.1189
2025 | 8 | 26 | 18 | 64.2518 | 124.334 | 386.3555
2025 | 8 | 26 | 19 | 62.4688 | 119.7244 | 390.2741
2025 | 8 | 26 | 20 | 60.9905 | 115.1046 | 387.9834
2025 | 8 | 26 | 21 | 56.5537 | 110.4959 | 366.0471
2025 | 8 | 26 | 22 | 51.1189 | 103.1604 | 331.5681
2025 | 8 | 26 | 23 | 46.6786 | 95.7668 | 296.6855
2025 | 8 | 27 | 0 | 45.0496 | 89.8948 | 274.4354
2025 | 8 | 27 | 1 | 41.4755 | 91.4504 | 256.672
2025 | 8 | 27 | 2 | 40.5076 | 88.0664 | 248.564
2025 | 8 | 27 | 3 | 39.8861 | 86.516 | 243.0874
2025 | 8 | 27 | 4 | 41.0802 | 85.6334 | 244.253
2025 | 8 | 27 | 5 | 43.2217 | 89.362 | 252.1063
2025 | 8 | 27 | 6 | 46.6314 | 101.1852 | 270.4393
2025 | 8 | 27 | 7 | 49.1141 | 113.1379 | 293.2996
2025 | 8 | 27 | 8 | 50.4762 | 124.5416 | 304.0447
2025 | 8 | 27 | 9 | 51.6692 | 131.0402 | 303.3243
2025 | 8 | 27 | 10 | 52.8873 | 139.4572 | 297.424
2025 | 8 | 27 | 11 | 54.041 | 145.1049 | 297.4462
2025 | 8 | 27 | 12 | 55.5272 | 147.0765 | 294.8047
2025 | 8 | 27 | 13 | 56.2217 | 150.6376 | 299.6794
2025 | 8 | 27 | 14 | 56.9709 | 142.0869 | 306.6712
2025 | 8 | 27 | 15 | 59.3047 | 137.2148 | 315.9159
2025 | 8 | 27 | 16 | 62.7758 | 144.9761 | 340.6162
2025 | 8 | 27 | 17 | 65.3437 | 136.6999 | 377.488
2025 | 8 | 27 | 18 | 64.216 | 123.8092 | 400.2145
2025 | 8 | 27 | 19 | 62.9743 | 117.7618 | 407.2349
2025 | 8 | 27 | 20 | 61.9817 | 115.7673 | 403.4184
2025 | 8 | 27 | 21 | 58.0366 | 112.8366 | 380.0208
2025 | 8 | 27 | 22 | 52.6158 | 104.583 | 342.7018
2025 | 8 | 27 | 23 | 47.6081 | 98.5284 | 305.1786
2025 | 8 | 28 | 0 | 45.1387 | 97.8806 | 283.3705
2025 | 8 | 28 | 1 | 42.1823 | 90.5463 | 268.0382
2025 | 8 | 28 | 2 | 41.0898 | 86.9413 | 258.5198
2025 | 8 | 28 | 3 | 40.4596 | 85.2475 | 252.4483
2025 | 8 | 28 | 4 | 41.5348 | 84.5208 | 252.8264
2025 | 8 | 28 | 5 | 43.5607 | 88.2824 | 260.0481
2025 | 8 | 28 | 6 | 45.5711 | 96.1895 | 278.9556
2025 | 8 | 28 | 7 | 48.1824 | 107.2869 | 304.0797
2025 | 8 | 28 | 8 | 50.4044 | 117.3598 | 318.3713
2025 | 8 | 28 | 9 | 52.6591 | 124.4542 | 321.0119
2025 | 8 | 28 | 10 | 55.096 | 130.8449 | 316.6736
2025 | 8 | 28 | 11 | 57.0458 | 137.4792 | 318.6603
2025 | 8 | 28 | 12 | 58.1825 | 136.3692 | 314.2246
2025 | 8 | 28 | 13 | 59.9201 | 138.9823 | 320.6736
2025 | 8 | 28 | 14 | 61.9134 | 125.6157 | 329.7908
2025 | 8 | 28 | 15 | 65.1069 | 120.7158 | 341.7194
2025 | 8 | 28 | 16 | 68.7329 | 129.6335 | 365.6435
2025 | 8 | 28 | 17 | 71.7952 | 121.1902 | 400.7611
2025 | 8 | 28 | 18 | 71.9979 | 118.2131 | 419.3714
2025 | 8 | 28 | 19 | 70.3099 | 114.4088 | 428.0337
2025 | 8 | 28 | 20 | 67.3131 | 107.9866 | 423.184
2025 | 8 | 28 | 21 | 62.1317 | 104.5043 | 399.481
2025 | 8 | 28 | 22 | 56.09 | 97.0307 | 361.5328
2025 | 8 | 28 | 23 | 50.5762 | 90.5402 | 322.0755
2025 | 8 | 29 | 0 | 46.7333 | 89.1797 | 296.6158
2025 | 8 | 29 | 1 | 42.6267 | 87.8438 | 271.7022
2025 | 8 | 29 | 2 | 41.3122 | 84.2565 | 261.3807
2025 | 8 | 29 | 3 | 40.5163 | 82.87 | 254.5586
2025 | 8 | 29 | 4 | 41.5018 | 82.6767 | 254.6222
2025 | 8 | 29 | 5 | 43.4614 | 86.1638 | 261.1111
2025 | 8 | 29 | 6 | 45.3825 | 92.8188 | 279.2051
2025 | 8 | 29 | 7 | 48.1456 | 103.0341 | 303.9028
2025 | 8 | 29 | 8 | 50.7278 | 113.2741 | 318.1484
2025 | 8 | 29 | 9 | 53.2234 | 120.4857 | 320.9988
2025 | 8 | 29 | 10 | 55.6719 | 124.6427 | 314.3573
2025 | 8 | 29 | 11 | 57.5426 | 125.023 | 311.3272
2025 | 8 | 29 | 12 | 58.8234 | 127.7353 | 302.6474
2025 | 8 | 29 | 13 | 60.436 | 130.2819 | 306.2322
2025 | 8 | 29 | 14 | 62.1522 | 121.3228 | 313.7606
2025 | 8 | 29 | 15 | 65.143 | 117.4165 | 324.4423
2025 | 8 | 29 | 16 | 68.6719 | 121.8612 | 346.634
2025 | 8 | 29 | 17 | 71.1344 | 114.2679 | 381.0424
2025 | 8 | 29 | 18 | 70.0993 | 95.787 | 397.3365
2025 | 8 | 29 | 19 | 68.1809 | 92.0404 | 405.2262
2025 | 8 | 29 | 20 | 65.0183 | 91.6717 | 398.8427
2025 | 8 | 29 | 21 | 59.9506 | 90.7457 | 375.9274
2025 | 8 | 29 | 22 | 54.5174 | 84.4817 | 343.6672
2025 | 8 | 29 | 23 | 49.4166 | 77.6822 | 310.2728
2025 | 8 | 30 | 0 | 45.3953 | 83.0696 | 290.1089
2025 | 8 | 30 | 1 | 41.8538 | 69.1701 | 270.0578
2025 | 8 | 30 | 2 | 39.975 | 66.9325 | 259.1262
2025 | 8 | 30 | 3 | 38.9141 | 66.3689 | 251.4535
2025 | 8 | 30 | 4 | 38.7652 | 65.6745 | 248.7791
2025 | 8 | 30 | 5 | 39.4964 | 66.7472 | 249.6306
2025 | 8 | 30 | 6 | 39.4442 | 75.025 | 253.8908
2025 | 8 | 30 | 7 | 42.4094 | 76.514 | 272.2933
2025 | 8 | 30 | 8 | 47.9455 | 84.2716 | 305.3144
2025 | 8 | 30 | 9 | 53.5925 | 89.8202 | 331.0865
2025 | 8 | 30 | 10 | 58.1115 | 91.3332 | 337.7493
2025 | 8 | 30 | 11 | 61.5482 | 91.5071 | 339.3422
2025 | 8 | 30 | 12 | 63.2508 | 90.9384 | 328.4791
2025 | 8 | 30 | 13 | 65.0463 | 90.9747 | 328.4394
2025 | 8 | 30 | 14 | 66.6323 | 89.1835 | 329.6984
2025 | 8 | 30 | 15 | 69.1406 | 87.196 | 338.0778
2025 | 8 | 30 | 16 | 72.0073 | 85.0727 | 356.3768
2025 | 8 | 30 | 17 | 73.9081 | 82.5819 | 387.0094
2025 | 8 | 30 | 18 | 71.2051 | 74.7154 | 406.3615
2025 | 8 | 30 | 19 | 68.8726 | 72.5314 | 404.4105
2025 | 8 | 30 | 20 | 64.9518 | 69.6519 | 394.9456
2025 | 8 | 30 | 21 | 60.0931 | 71.0506 | 373.8323
2025 | 8 | 30 | 22 | 54.8698 | 67.5019 | 344.776
2025 | 8 | 30 | 23 | 50.6306 | 65.5446 | 314.8898
2025 | 8 | 31 | 0 | 46.6101 | 66.9435 | 292.0509
2025 | 8 | 31 | 1 | 42.9475 | 69.3162 | 280.0793
2025 | 8 | 31 | 2 | 41.07 | 67.1149 | 268.5831
2025 | 8 | 31 | 3 | 40.009 | 66.7785 | 260.0485
2025 | 8 | 31 | 4 | 39.71 | 66.3902 | 256.5234
2025 | 8 | 31 | 5 | 40.3813 | 67.2634 | 256.7011
2025 | 8 | 31 | 6 | 40.9349 | 68.8031 | 263.0968
2025 | 8 | 31 | 7 | 44.1538 | 68.8004 | 279.6118
2025 | 8 | 31 | 8 | 49.9814 | 77.0221 | 311.5496
2025 | 8 | 31 | 9 | 56.442 | 83.0714 | 340.2794
2025 | 8 | 31 | 10 | 62.2946 | 87.0635 | 350.8924
2025 | 8 | 31 | 11 | 66.8034 | 86.2798 | 352.927
2025 | 8 | 31 | 12 | 69.0764 | 87.5509 | 352.0798
2025 | 8 | 31 | 13 | 71.0142 | 90.5945 | 354.4613
2025 | 8 | 31 | 14 | 72.1925 | 95.1399 | 360.1115
2025 | 8 | 31 | 15 | 74.0937 | 95.6173 | 373.8576
2025 | 8 | 31 | 16 | 76.4975 | 92.9246 | 395.233
2025 | 8 | 31 | 17 | 77.641 | 92.7157 | 426.6089
2025 | 8 | 31 | 18 | 80.0636 | 87.6628 | 446.7704
2025 | 8 | 31 | 19 | 77.8205 | 85.0293 | 448.8565
2025 | 8 | 31 | 20 | 73.7457 | 82.0125 | 436.5486
2025 | 8 | 31 | 21 | 67.9105 | 81.7666 | 411.7661
2025 | 8 | 31 | 22 | 61.4044 | 77.8057 | 373.5062
2025 | 8 | 31 | 23 | 56.2 | 74.5027 | 333.9512
2025 | 9 | 1 | 0 | 51.5078 | 75.2358 | 307.7911
2025 | 9 | 1 | 1 | 45.4602 | 75.3809 | 272.2711
2025 | 9 | 1 | 2 | 43.3926 | 73.9309 | 261.3475
2025 | 9 | 1 | 3 | 42.5947 | 73.4023 | 254.3289
2025 | 9 | 1 | 4 | 42.3752 | 72.9569 | 252.8373
2025 | 9 | 1 | 5 | 43.5944 | 73.8736 | 251.5067
2025 | 9 | 1 | 6 | 45.2495 | 76.5113 | 249.4167
2025 | 9 | 1 | 7 | 48.2492 | 76.0539 | 261.697
2025 | 9 | 1 | 8 | 54.5376 | 75.4566 | 290.6193
2025 | 9 | 1 | 9 | 61.5792 | 82.467 | 319.468
2025 | 9 | 1 | 10 | 67.2455 | 90.6491 | 336.6864
2025 | 9 | 1 | 11 | 72.2698 | 104.7469 | 334.8983
2025 | 9 | 1 | 12 | 73.516 | 101.6739 | 326.386
2025 | 9 | 1 | 13 | 75.4851 | 102.6622 | 319.2372
2025 | 9 | 1 | 14 | 76.6506 | 99.5631 | 302.28
2025 | 9 | 1 | 15 | 78.855 | 96.534 | 308.8693
2025 | 9 | 1 | 16 | 82.0987 | 104.1159 | 317.9199
2025 | 9 | 1 | 17 | 83.0229 | 104.8447 | 342.1821
2025 | 9 | 1 | 18 | 80.1347 | 97.4088 | 352.4727
2025 | 9 | 1 | 19 | 77.0999 | 95.4705 | 342.9124
2025 | 9 | 1 | 20 | 72.9647 | 92.4776 | 336.5274
2025 | 9 | 1 | 21 | 64.9754 | 90.3212 | 307.3242
2025 | 9 | 1 | 22 | 57.0742 | 84.6161 | 277.2038
2025 | 9 | 1 | 23 | 52.3302 | 78.6253 | 248.4554
2025 | 9 | 2 | 0 | 49.8099 | 82.217 | 249.2478
2025 | 9 | 2 | 1 | 50.9816 | 81.3029 | 251.3733
2025 | 9 | 2 | 2 | 48.9615 | 78.9757 | 243.4899
2025 | 9 | 2 | 3 | 47.7393 | 77.9001 | 239.6527
2025 | 9 | 2 | 4 | 48.5305 | 78.045 | 241.2934
2025 | 9 | 2 | 5 | 51.3199 | 81.4853 | 249.6112
2025 | 9 | 2 | 6 | 55.1929 | 91.5896 | 267.255
2025 | 9 | 2 | 7 | 59.5391 | 101.2338 | 289.6582
2025 | 9 | 2 | 8 | 64.012 | 108.6151 | 297.55
2025 | 9 | 2 | 9 | 68.3417 | 112.4208 | 298.2983
2025 | 9 | 2 | 10 | 72.0524 | 116.7835 | 293.4985
2025 | 9 | 2 | 11 | 75.6241 | 118.6531 | 288.6108
2025 | 9 | 2 | 12 | 76.8676 | 115.5904 | 266.0514
2025 | 9 | 2 | 13 | 78.7814 | 116.7442 | 268.0196
2025 | 9 | 2 | 14 | 80.4197 | 113.4584 | 269.6143
2025 | 9 | 2 | 15 | 82.442 | 107.7271 | 274.5444
2025 | 9 | 2 | 16 | 85.1175 | 110.4491 | 294.1208
2025 | 9 | 2 | 17 | 86.2294 | 104.5883 | 329.031
2025 | 9 | 2 | 18 | 82.3605 | 98.7552 | 345.0656
2025 | 9 | 2 | 19 | 79.6039 | 97.1616 | 347.7037
2025 | 9 | 2 | 20 | 77.3264 | 93.9742 | 347.4327
2025 | 9 | 2 | 21 | 70.2404 | 89.4249 | 322.2013
2025 | 9 | 2 | 22 | 62.5709 | 84.2777 | 292.0156
2025 | 9 | 2 | 23 | 56.739 | 77.0149 | 263.6152
2025 | 9 | 3 | 0 | 53.0771 | 81.449 | 255.7527
2025 | 9 | 3 | 1 | 47.9775 | 81.0443 | 249.1665
2025 | 9 | 3 | 2 | 46.2692 | 78.9052 | 242.3054
2025 | 9 | 3 | 3 | 45.2373 | 77.5434 | 238.3055
2025 | 9 | 3 | 4 | 46.1903 | 77.697 | 240.4668
2025 | 9 | 3 | 5 | 48.8548 | 81.1937 | 248.9548
2025 | 9 | 3 | 6 | 53.1291 | 93.1365 | 266.5923
2025 | 9 | 3 | 7 | 55.5705 | 103.1041 | 290.5147
2025 | 9 | 3 | 8 | 56.563 | 110.0632 | 299.2169
2025 | 9 | 3 | 9 | 57.444 | 113.8984 | 299.6828
2025 | 9 | 3 | 10 | 57.8953 | 118.379 | 299.5291
2025 | 9 | 3 | 11 | 58.519 | 118.0784 | 302.5291
2025 | 9 | 3 | 12 | 58.4215 | 120.8178 | 284.1592
2025 | 9 | 3 | 13 | 57.9642 | 121.2617 | 289.7616
2025 | 9 | 3 | 14 | 58.0058 | 118.8741 | 296.2263
2025 | 9 | 3 | 15 | 58.6305 | 115.768 | 304.2273
2025 | 9 | 3 | 16 | 60.7999 | 116.9079 | 326.8611
2025 | 9 | 3 | 17 | 61.3128 | 111.3375 | 364.8727
2025 | 9 | 3 | 18 | 59.861 | 107.4479 | 389.6462
2025 | 9 | 3 | 19 | 58.2455 | 105.6071 | 393.4255
2025 | 9 | 3 | 20 | 57.6066 | 105.9263 | 392.9033
2025 | 9 | 3 | 21 | 52.2135 | 101.2248 | 365.8043
2025 | 9 | 3 | 22 | 46.5317 | 95.1659 | 330.4348
2025 | 9 | 3 | 23 | 42.824 | 87.0674 | 296.2813
2025 | 9 | 4 | 0 | 41.6397 | 82.9241 | 274.021
2025 | 9 | 4 | 1 | 41.336 | 78.3637 | 263.738
2025 | 9 | 4 | 2 | 40.3496 | 76.6254 | 254.5181
2025 | 9 | 4 | 3 | 39.832 | 75.7169 | 249.3614
2025 | 9 | 4 | 4 | 41.077 | 76.2079 | 250.0934
2025 | 9 | 4 | 5 | 43.8064 | 79.2047 | 257.6565
2025 | 9 | 4 | 6 | 49.5907 | 92.5407 | 278.2993
2025 | 9 | 4 | 7 | 51.9454 | 102.0352 | 305.6477
2025 | 9 | 4 | 8 | 53.4472 | 109.4091 | 315.712
2025 | 9 | 4 | 9 | 55.3403 | 113.0459 | 315.5585
2025 | 9 | 4 | 10 | 56.4892 | 119.2834 | 314.5663
2025 | 9 | 4 | 11 | 57.5323 | 118.6418 | 320.471
2025 | 9 | 4 | 12 | 58.8031 | 117.1735 | 310.5297
2025 | 9 | 4 | 13 | 59.597 | 119.1641 | 318.2124
2025 | 9 | 4 | 14 | 60.5936 | 115.3538 | 326.2966
2025 | 9 | 4 | 15 | 62.6505 | 110.4563 | 336.5488
2025 | 9 | 4 | 16 | 65.2222 | 113.4944 | 359.3788
2025 | 9 | 4 | 17 | 66.8747 | 107.7815 | 394.9349
2025 | 9 | 4 | 18 | 64.7607 | 107.0311 | 416.5965
2025 | 9 | 4 | 19 | 63.2036 | 107.6863 | 420.9781
2025 | 9 | 4 | 20 | 60.933 | 106.7112 | 419.1046
2025 | 9 | 4 | 21 | 54.5612 | 101.2885 | 390.9631
2025 | 9 | 4 | 22 | 48.6495 | 95.3167 | 354.4068
2025 | 9 | 4 | 23 | 44.968 | 88.753 | 317.8544
2025 | 9 | 5 | 0 | 44.0722 | 82.4506 | 295.618
2025 | 9 | 5 | 1 | 41.8208 | 75.3836 | 282.237
2025 | 9 | 5 | 2 | 40.6425 | 72.9919 | 270.3286
2025 | 9 | 5 | 3 | 40.0242 | 72.3368 | 263.0051
2025 | 9 | 5 | 4 | 41.109 | 73.629 | 261.9955
2025 | 9 | 5 | 5 | 43.425 | 76.9563 | 268.1897
2025 | 9 | 5 | 6 | 48.2632 | 92.6706 | 288.4465
2025 | 9 | 5 | 7 | 50.9316 | 101.1122 | 318.9836
2025 | 9 | 5 | 8 | 52.6243 | 108.7291 | 337.7128
2025 | 9 | 5 | 9 | 54.4561 | 112.886 | 346.7345
2025 | 9 | 5 | 10 | 55.5763 | 116.9539 | 348.2951
2025 | 9 | 5 | 11 | 56.4217 | 115.2564 | 351.7873
2025 | 9 | 5 | 12 | 55.5543 | 109.56 | 342.4242
2025 | 9 | 5 | 13 | 55.8583 | 110.883 | 351.8207
2025 | 9 | 5 | 14 | 56.3442 | 108.2942 | 359.7639
2025 | 9 | 5 | 15 | 57.1944 | 101.6225 | 369.5098
2025 | 9 | 5 | 16 | 59.1858 | 99.9532 | 390.0497
2025 | 9 | 5 | 17 | 60.8261 | 93.0954 | 421.048
2025 | 9 | 5 | 18 | 60.4271 | 90.355 | 441.8764
2025 | 9 | 5 | 19 | 59.3203 | 89.6499 | 446.0134
2025 | 9 | 5 | 20 | 57.7088 | 88.5683 | 440.0159
2025 | 9 | 5 | 21 | 52.4685 | 85.124 | 410.0489
2025 | 9 | 5 | 22 | 47.6503 | 80.1851 | 374.5125
2025 | 9 | 5 | 23 | 43.8192 | 72.3446 | 338.8639
2025 | 9 | 6 | 0 | 42.9411 | 72.2776 | 314.1401
2025 | 9 | 6 | 1 | 39.5347 | 72.7066 | 298.7985
2025 | 9 | 6 | 2 | 37.9808 | 70.8116 | 283.9651
2025 | 9 | 6 | 3 | 37.2313 | 70.1229 | 274.219
2025 | 9 | 6 | 4 | 37.4677 | 69.294 | 269.5328
2025 | 9 | 6 | 5 | 38.6657 | 69.6862 | 268.8426
2025 | 9 | 6 | 6 | 42.283 | 78.0299 | 274.8323
2025 | 9 | 6 | 7 | 44.4923 | 79.9749 | 297.5977
2025 | 9 | 6 | 8 | 47.5766 | 86.7123 | 326.7351
2025 | 9 | 6 | 9 | 50.5978 | 92.15 | 349.7608
2025 | 9 | 6 | 10 | 52.4107 | 96.9217 | 360.7446
2025 | 9 | 6 | 11 | 53.937 | 97.9876 | 369.6744
2025 | 9 | 6 | 12 | 54.7494 | 91.2845 | 363.1511
2025 | 9 | 6 | 13 | 54.5747 | 90.0021 | 369.0631
2025 | 9 | 6 | 14 | 54.6243 | 91.9622 | 377.225
2025 | 9 | 6 | 15 | 55.2905 | 88.3818 | 389.3362
2025 | 9 | 6 | 16 | 57.152 | 85.2539 | 413.5021
2025 | 9 | 6 | 17 | 58.4385 | 83.3866 | 447.4292
2025 | 9 | 6 | 18 | 56.6215 | 81.5929 | 465.5778
2025 | 9 | 6 | 19 | 55.0078 | 81.8261 | 463.0301
2025 | 9 | 6 | 20 | 52.6977 | 81.4221 | 450.3764
2025 | 9 | 6 | 21 | 47.863 | 80.1705 | 421.1088
2025 | 9 | 6 | 22 | 43.7976 | 77.0027 | 386.9326
2025 | 9 | 6 | 23 | 41.2142 | 73.2142 | 353.0565
2025 | 9 | 7 | 0 | 41.1166 | 72.6616 | 330.422
2025 | 9 | 7 | 1 | 39.7402 | 67.947 | 303.7295
2025 | 9 | 7 | 2 | 38.1286 | 66.3956 | 288.9623
2025 | 9 | 7 | 3 | 37.2814 | 66.2215 | 278.8802
2025 | 9 | 7 | 4 | 37.3199 | 65.8733 | 273.5494
2025 | 9 | 7 | 5 | 37.9801 | 66.346 | 272.115
2025 | 9 | 7 | 6 | 40.0418 | 71.2271 | 278.0763
2025 | 9 | 7 | 7 | 42.3762 | 71.2026 | 297.7555
2025 | 9 | 7 | 8 | 46.0552 | 77.0573 | 324.7526
2025 | 9 | 7 | 9 | 49.6475 | 79.4008 | 350.4586
2025 | 9 | 7 | 10 | 52.0697 | 82.7468 | 364.0933
2025 | 9 | 7 | 11 | 53.4171 | 84.8684 | 372.9169
2025 | 9 | 7 | 12 | 53.7355 | 88.5514 | 383.0044
2025 | 9 | 7 | 13 | 53.7376 | 88.7576 | 388.3849
2025 | 9 | 7 | 14 | 53.6061 | 92.7955 | 392.5013
2025 | 9 | 7 | 15 | 54.3944 | 95.0731 | 400.7785
2025 | 9 | 7 | 16 | 56.486 | 89.0665 | 419.3677
2025 | 9 | 7 | 17 | 58.8261 | 88.937 | 447.871
2025 | 9 | 7 | 18 | 57.6389 | 81.3881 | 444.2227
2025 | 9 | 7 | 19 | 56.5678 | 80.8191 | 431.8492
2025 | 9 | 7 | 20 | 54.3834 | 81.4631 | 421.5672
2025 | 9 | 7 | 21 | 48.9394 | 78.7081 | 392.4511
2025 | 9 | 7 | 22 | 43.9702 | 75.6044 | 357.3529
2025 | 9 | 7 | 23 | 41.064 | 71.2562 | 323.7461
2025 | 9 | 8 | 0 | 41.5163 | 72.7998 | 321.763
2025 | 9 | 8 | 1 | 39.1705 | 72.0119 | 274.9507
2025 | 9 | 8 | 2 | 38.6121 | 70.8388 | 265.7555
2025 | 9 | 8 | 3 | 38.5102 | 70.9268 | 258.7778
2025 | 9 | 8 | 4 | 40.1399 | 72.3082 | 258.4169
2025 | 9 | 8 | 5 | 43.0688 | 76.0998 | 265.0493
2025 | 9 | 8 | 6 | 48.4843 | 89.3969 | 281.8458
2025 | 9 | 8 | 7 | 51.4102 | 98.9253 | 309.9487
2025 | 9 | 8 | 8 | 52.3939 | 108.7932 | 322.6791
2025 | 9 | 8 | 9 | 52.7573 | 112.8594 | 322.2816
2025 | 9 | 8 | 10 | 53.4086 | 116.6635 | 312.5268
2025 | 9 | 8 | 11 | 54.1579 | 114.2217 | 305.2767
2025 | 9 | 8 | 12 | 54.0136 | 116.7645 | 294.0294
2025 | 9 | 8 | 13 | 54.3791 | 117.6887 | 288.2176
2025 | 9 | 8 | 14 | 55.0959 | 115.0936 | 282.8096
2025 | 9 | 8 | 15 | 57.0934 | 113.0234 | 286.2769
2025 | 9 | 8 | 16 | 60.3578 | 113.2185 | 300.1293
2025 | 9 | 8 | 17 | 62.8687 | 108.3578 | 331.6228
2025 | 9 | 8 | 18 | 61.9233 | 97.8403 | 354.4126
2025 | 9 | 8 | 19 | 60.966 | 98.2601 | 363.881
2025 | 9 | 8 | 20 | 59.4962 | 98.0301 | 361.0608
2025 | 9 | 8 | 21 | 53.8045 | 94.4326 | 332.4477
2025 | 9 | 8 | 22 | 48.1913 | 88.929 | 302.83
2025 | 9 | 8 | 23 | 43.8757 | 81.6735 | 273.8446
2025 | 9 | 9 | 0 | 43.062 | 80.8579 | 259.0986
2025 | 9 | 9 | 1 | 40.767 | 72.8383 | 239.9133
2025 | 9 | 9 | 2 | 39.8832 | 71.1364 | 233.8088
2025 | 9 | 9 | 3 | 39.4701 | 70.5687 | 230.1942
2025 | 9 | 9 | 4 | 40.9063 | 71.0899 | 232.9622
2025 | 9 | 9 | 5 | 43.734 | 74.3312 | 242.0368
2025 | 9 | 9 | 6 | 48.8534 | 88.1922 | 263.6739
2025 | 9 | 9 | 7 | 51.5967 | 98.2583 | 285.796
2025 | 9 | 9 | 8 | 52.5626 | 106.8787 | 283.8185
2025 | 9 | 9 | 9 | 53.0701 | 112.2132 | 273.6881
2025 | 9 | 9 | 10 | 53.5646 | 118.2006 | 265.6718
2025 | 9 | 9 | 11 | 54.3364 | 116.4773 | 264.2876
2025 | 9 | 9 | 12 | 54.8029 | 111.735 | 277.5031
2025 | 9 | 9 | 13 | 55.279 | 113.5169 | 279.4488
2025 | 9 | 9 | 14 | 56.05 | 114.5329 | 280.3135
2025 | 9 | 9 | 15 | 57.9146 | 112.8133 | 284.62
2025 | 9 | 9 | 16 | 61.2325 | 112.2631 | 299.1466
2025 | 9 | 9 | 17 | 63.7082 | 107.9965 | 328.5483
2025 | 9 | 9 | 18 | 64.4443 | 104.4117 | 353.2369
2025 | 9 | 9 | 19 | 63.7595 | 104.6549 | 360.0042
2025 | 9 | 9 | 20 | 61.8274 | 102.0682 | 360.3496
2025 | 9 | 9 | 21 | 56.0997 | 97.4461 | 333.1099
2025 | 9 | 9 | 22 | 50.4487 | 91.0858 | 303.459
2025 | 9 | 9 | 23 | 45.9949 | 83.2815 | 274.4953
2025 | 9 | 10 | 0 | 43.4808 | 79.2295 | 257.9594
2025 | 9 | 10 | 1 | 42.4874 | 77.0237 | 246.7446
2025 | 9 | 10 | 2 | 41.4814 | 74.6941 | 241.1745
2025 | 9 | 10 | 3 | 41.0078 | 73.4886 | 237.5391
2025 | 9 | 10 | 4 | 42.4405 | 73.8513 | 239.7476
2025 | 9 | 10 | 5 | 45.4452 | 77.3334 | 248.05
2025 | 9 | 10 | 6 | 50.9776 | 90.5041 | 273.11
2025 | 9 | 10 | 7 | 53.6075 | 100.8761 | 302.7943
2025 | 9 | 10 | 8 | 54.3207 | 109.1322 | 313.3121
2025 | 9 | 10 | 9 | 55.3602 | 115.6553 | 314.8056
2025 | 9 | 10 | 10 | 56.8172 | 121.0204 | 314.9892
2025 | 9 | 10 | 11 | 58.6236 | 119.9196 | 317.7499
2025 | 9 | 10 | 12 | 60.3828 | 115.8403 | 308.214
2025 | 9 | 10 | 13 | 61.5088 | 117.6189 | 307.377
2025 | 9 | 10 | 14 | 62.6883 | 118.0166 | 309.6258
2025 | 9 | 10 | 15 | 64.594 | 116.364 | 315.0103
2025 | 9 | 10 | 16 | 67.6095 | 115.6003 | 330.7916
2025 | 9 | 10 | 17 | 69.4685 | 110.501 | 362.2795
2025 | 9 | 10 | 18 | 73.3238 | 106.3801 | 391.8501
2025 | 9 | 10 | 19 | 72.2245 | 105.863 | 393.7884
2025 | 9 | 10 | 20 | 69.1397 | 102.8749 | 391.6421
2025 | 9 | 10 | 21 | 62.0139 | 98.4787 | 363.0256
2025 | 9 | 10 | 22 | 55.1038 | 91.6023 | 328.4601
2025 | 9 | 10 | 23 | 49.659 | 83.8993 | 294.9912
2025 | 9 | 11 | 0 | 46.4022 | 81.5989 | 276.5703
2025 | 9 | 11 | 1 | 43.6869 | 75.3993 | 263.1721
2025 | 9 | 11 | 2 | 42.2645 | 73.4395 | 254.5739
2025 | 9 | 11 | 3 | 41.5038 | 72.2853 | 249.4137
2025 | 9 | 11 | 4 | 42.5639 | 72.4721 | 250.502
2025 | 9 | 11 | 5 | 44.9705 | 75.978 | 259.0913
2025 | 9 | 11 | 6 | 49.9355 | 90.5367 | 281.4128
2025 | 9 | 11 | 7 | 52.7202 | 100.6233 | 312.1791
2025 | 9 | 11 | 8 | 53.6094 | 108.7987 | 327.066
2025 | 9 | 11 | 9 | 54.0611 | 114.4523 | 333.2839
2025 | 9 | 11 | 10 | 54.4898 | 120.3677 | 333.0727
2025 | 9 | 11 | 11 | 55.0764 | 119.4975 | 334.2679
2025 | 9 | 11 | 12 | 55.0469 | 116.7873 | 327.0499
2025 | 9 | 11 | 13 | 55.3332 | 119.2446 | 329.8445
2025 | 9 | 11 | 14 | 56.074 | 118.081 | 332.3336
2025 | 9 | 11 | 15 | 58.2553 | 115.2714 | 339.0666
2025 | 9 | 11 | 16 | 61.59 | 116.145 | 354.9694
2025 | 9 | 11 | 17 | 63.175 | 110.3483 | 381.3189
2025 | 9 | 11 | 18 | 62.6844 | 104.8885 | 390.8365
2025 | 9 | 11 | 19 | 62.3254 | 105.0075 | 391.4538
2025 | 9 | 11 | 20 | 60.5926 | 102.2581 | 389.9669
2025 | 9 | 11 | 21 | 54.6405 | 97.7865 | 362.0173
2025 | 9 | 11 | 22 | 48.7267 | 90.9719 | 329.6466
2025 | 9 | 11 | 23 | 44.237 | 83.221 | 297.6991
2025 | 9 | 12 | 0 | 42.9832 | 78.6065 | 278.8462
2025 | 9 | 12 | 1 | 40.396 | 76.2309 | 261.548
2025 | 9 | 12 | 2 | 39.4666 | 73.761 | 252.5892
2025 | 9 | 12 | 3 | 39.0372 | 72.7425 | 247.5827
2025 | 9 | 12 | 4 | 40.3405 | 73.1992 | 248.5247
2025 | 9 | 12 | 5 | 42.9354 | 76.2805 | 256.7011
2025 | 9 | 12 | 6 | 46.6791 | 92.2697 | 276.5252
2025 | 9 | 12 | 7 | 49.0193 | 102.3674 | 304.2765
2025 | 9 | 12 | 8 | 50.0358 | 110.2409 | 317.8738
2025 | 9 | 12 | 9 | 51.016 | 116.5145 | 324.775
2025 | 9 | 12 | 10 | 51.9778 | 122.0084 | 319.1247
2025 | 9 | 12 | 11 | 52.8496 | 121.895 | 309.1199
2025 | 9 | 12 | 12 | 53.2596 | 120.0725 | 306.6862
2025 | 9 | 12 | 13 | 54.2141 | 122.0672 | 305.5059
2025 | 9 | 12 | 14 | 55.6656 | 119.848 | 300.628
2025 | 9 | 12 | 15 | 58.2658 | 115.3458 | 301.4441
2025 | 9 | 12 | 16 | 61.5846 | 115.616 | 311.7345
2025 | 9 | 12 | 17 | 63.923 | 109.0017 | 331.6316
2025 | 9 | 12 | 18 | 59.7398 | 105.1961 | 345.0955
2025 | 9 | 12 | 19 | 59.106 | 104.5387 | 347.1653
2025 | 9 | 12 | 20 | 57.7027 | 103.7788 | 345.0102
2025 | 9 | 12 | 21 | 52.6325 | 99.4284 | 319.3482
2025 | 9 | 12 | 22 | 47.8891 | 92.4629 | 294.9929
2025 | 9 | 12 | 23 | 43.8462 | 82.9613 | 271.3026
2025 | 9 | 13 | 0 | 41.8683 | 75.9213 | 252.985
2025 | 9 | 13 | 1 | 40.1517 | 72.6183 | 245.3905
2025 | 9 | 13 | 2 | 38.7905 | 70.4191 | 237.6368
2025 | 9 | 13 | 3 | 38.2293 | 69.4898 | 233.0505
2025 | 9 | 13 | 4 | 38.5492 | 68.6756 | 232.1246
2025 | 9 | 13 | 5 | 40.1998 | 69.5197 | 234.7876
2025 | 9 | 13 | 6 | 44.0035 | 74.6774 | 239.0706
2025 | 9 | 13 | 7 | 46.6925 | 76.6445 | 257.288
2025 | 9 | 13 | 8 | 50.02 | 82.9181 | 275.3661
2025 | 9 | 13 | 9 | 53.9998 | 89.4223 | 286.9024
2025 | 9 | 13 | 10 | 57.0638 | 94.6343 | 287.3183
2025 | 9 | 13 | 11 | 59.7765 | 98.1501 | 288.1005
2025 | 9 | 13 | 12 | 61.6324 | 93.3831 | 268.0941
2025 | 9 | 13 | 13 | 62.4454 | 92.568 | 269.4044
2025 | 9 | 13 | 14 | 63.0521 | 95.2333 | 267.8513
2025 | 9 | 13 | 15 | 63.916 | 92.8784 | 273.0679
2025 | 9 | 13 | 16 | 65.5845 | 90.1628 | 287.989
2025 | 9 | 13 | 17 | 65.6712 | 88.1408 | 323.4634
2025 | 9 | 13 | 18 | 67.1116 | 84.6701 | 339.0391
2025 | 9 | 13 | 19 | 65.8838 | 85.1772 | 341.4523
2025 | 9 | 13 | 20 | 62.5063 | 81.371 | 332.7998
2025 | 9 | 13 | 21 | 56.4343 | 79.7685 | 306.341
2025 | 9 | 13 | 22 | 51.0523 | 75.6936 | 281.87
2025 | 9 | 13 | 23 | 47.4413 | 70.949 | 259.2233
2025 | 9 | 14 | 0 | 44.6437 | 73.6232 | 240.9078
2025 | 9 | 14 | 1 | 43.7832 | 72.6291 | 242.7032
2025 | 9 | 14 | 2 | 41.7591 | 70.4126 | 235.1165
2025 | 9 | 14 | 3 | 40.645 | 69.8967 | 230.423
2025 | 9 | 14 | 4 | 40.4516 | 70.2453 | 229.2151
2025 | 9 | 14 | 5 | 41.6345 | 71.1012 | 231.181
2025 | 9 | 14 | 6 | 44.796 | 73.5904 | 233.9034
2025 | 9 | 14 | 7 | 47.4333 | 74.089 | 248.8425
2025 | 9 | 14 | 8 | 51.5677 | 79.9855 | 263.2333
2025 | 9 | 14 | 9 | 56.3424 | 84.7571 | 273.1116
2025 | 9 | 14 | 10 | 60.0862 | 90.8271 | 273.5289
2025 | 9 | 14 | 11 | 63.1796 | 93.5184 | 274.6819
2025 | 9 | 14 | 12 | 64.9758 | 94.8287 | 261.4032
2025 | 9 | 14 | 13 | 66.0708 | 96.553 | 264.0155
2025 | 9 | 14 | 14 | 66.7121 | 102.2854 | 266.9595
2025 | 9 | 14 | 15 | 67.8616 | 100.7127 | 277.6921
2025 | 9 | 14 | 16 | 70.2469 | 99.2321 | 298.2993
2025 | 9 | 14 | 17 | 71.436 | 98.4432 | 339.5461
2025 | 9 | 14 | 18 | 73.3663 | 95.4809 | 368.5381
2025 | 9 | 14 | 19 | 72.1125 | 94.9112 | 373.933
2025 | 9 | 14 | 20 | 68.5367 | 92.4493 | 365.6474
2025 | 9 | 14 | 21 | 61.7553 | 89.6463 | 336.9508
2025 | 9 | 14 | 22 | 55.3111 | 85.3435 | 305.4666
2025 | 9 | 14 | 23 | 50.8819 | 79.9445 | 274.7543
2025 | 9 | 15 | 0 | 47.3282 | 78.2259 | 258.1385
2025 | 9 | 15 | 1 | 43.6431 | 76.9989 | 241.8327
2025 | 9 | 15 | 2 | 42.5206 | 75.106 | 235.6683
2025 | 9 | 15 | 3 | 42.0263 | 74.8697 | 232.4951
2025 | 9 | 15 | 4 | 43.2293 | 76.4819 | 234.9987
2025 | 9 | 15 | 5 | 46.08 | 80.4829 | 244.6349
2025 | 9 | 15 | 6 | 51.7604 | 90.8255 | 265.6389
2025 | 9 | 15 | 7 | 54.7047 | 100.8351 | 294.2344
2025 | 9 | 15 | 8 | 55.8581 | 111.3922 | 301.5255
2025 | 9 | 15 | 9 | 56.757 | 115.9444 | 299.5685
2025 | 9 | 15 | 10 | 57.6186 | 121.351 | 293.6752
2025 | 9 | 15 | 11 | 58.565 | 121.6659 | 293.8545
2025 | 9 | 15 | 12 | 59.0345 | 123.4802 | 290.5512
2025 | 9 | 15 | 13 | 58.9657 | 125.7578 | 293.527
2025 | 9 | 15 | 14 | 58.8843 | 123.4372 | 296.1942
2025 | 9 | 15 | 15 | 60.1092 | 119.358 | 302.8639
2025 | 9 | 15 | 16 | 62.8514 | 120.8579 | 321.52
2025 | 9 | 15 | 17 | 63.9988 | 114.6413 | 354.8341
2025 | 9 | 15 | 18 | 68.5691 | 113.6773 | 377.4973
2025 | 9 | 15 | 19 | 67.0902 | 113.969 | 383.0379
2025 | 9 | 15 | 20 | 63.6148 | 108.8741 | 377.5724
2025 | 9 | 15 | 21 | 56.4567 | 103.5137 | 347.0791
2025 | 9 | 15 | 22 | 49.691 | 96.0805 | 313.9633
2025 | 9 | 15 | 23 | 44.9572 | 87.6983 | 282.5312
2025 | 9 | 16 | 0 | 43.9969 | 83.1038 | 264.0059
2025 | 9 | 16 | 1 | 41.7011 | 77.8381 | 264.382
2025 | 9 | 16 | 2 | 40.7378 | 75.5666 | 255.5841
2025 | 9 | 16 | 3 | 40.2948 | 74.5104 | 250.046
2025 | 9 | 16 | 4 | 41.5715 | 74.9241 | 250.3801
2025 | 9 | 16 | 5 | 44.4534 | 78.3769 | 258.4699
2025 | 9 | 16 | 6 | 49.333 | 91.683 | 283.5287
2025 | 9 | 16 | 7 | 52.1979 | 102.1311 | 316.3762
2025 | 9 | 16 | 8 | 53.2556 | 110.847 | 332.8633
2025 | 9 | 16 | 9 | 53.9438 | 115.9704 | 339.4821
2025 | 9 | 16 | 10 | 54.291 | 121.8804 | 340.6471
2025 | 9 | 16 | 11 | 54.9404 | 124.0584 | 344.2278
2025 | 9 | 16 | 12 | 56.4174 | 119.8467 | 349.0653
2025 | 9 | 16 | 13 | 56.9315 | 121.8776 | 354.972
2025 | 9 | 16 | 14 | 57.5215 | 119.4965 | 359.0602
2025 | 9 | 16 | 15 | 59.2845 | 115.9293 | 366.6787
2025 | 9 | 16 | 16 | 62.3029 | 117.4163 | 383.8955
2025 | 9 | 16 | 17 | 64.295 | 111.0441 | 410.939
2025 | 9 | 16 | 18 | 65.056 | 109.689 | 423.6429
2025 | 9 | 16 | 19 | 64.306 | 109.492 | 424.2216
2025 | 9 | 16 | 20 | 61.4113 | 105.5107 | 417.0895
2025 | 9 | 16 | 21 | 54.914 | 100.8741 | 385.4377
2025 | 9 | 16 | 22 | 48.947 | 93.9537 | 349.2331
2025 | 9 | 16 | 23 | 44.7764 | 85.4598 | 314.27
2025 | 9 | 17 | 0 | 42.8575 | 81.3955 | 299.8445
2025 | 9 | 17 | 1 | 40.9646 | 78.8339 | 290.2419
2025 | 9 | 17 | 2 | 40.0991 | 76.2326 | 279.9577
2025 | 9 | 17 | 3 | 39.71 | 74.8475 | 272.8573
2025 | 9 | 17 | 4 | 40.9297 | 75.6571 | 272.0211
2025 | 9 | 17 | 5 | 43.8131 | 79.2665 | 279.1196
2025 | 9 | 17 | 6 | 49.1865 | 89.9003 | 304.5862
2025 | 9 | 17 | 7 | 51.9298 | 100.2731 | 338.6183
2025 | 9 | 17 | 8 | 52.9344 | 106.9144 | 361.2292
2025 | 9 | 17 | 9 | 54.1465 | 112.3187 | 374.7571
2025 | 9 | 17 | 10 | 55.1362 | 115.9706 | 378.0017
2025 | 9 | 17 | 11 | 56.1011 | 116.9906 | 377.4705
2025 | 9 | 17 | 12 | 54.6661 | 113.653 | 383.077
2025 | 9 | 17 | 13 | 55.4747 | 114.8985 | 386.3511
2025 | 9 | 17 | 14 | 56.5142 | 113.3908 | 387.3079
2025 | 9 | 17 | 15 | 58.2897 | 111.2733 | 393.3989
2025 | 9 | 17 | 16 | 61.1141 | 110.3004 | 408.2443
2025 | 9 | 17 | 17 | 62.9865 | 104.1547 | 430.1462
2025 | 9 | 17 | 18 | 63.2132 | 95.0255 | 443.1112
2025 | 9 | 17 | 19 | 63.1635 | 95.7912 | 441.4793
2025 | 9 | 17 | 20 | 61.2443 | 91.6744 | 432.9826
2025 | 9 | 17 | 21 | 55.1997 | 89.3303 | 400.0707
2025 | 9 | 17 | 22 | 49.2676 | 83.0952 | 362.2057
2025 | 9 | 17 | 23 | 44.7423 | 76.0048 | 325.6708
2025 | 9 | 18 | 0 | 43.3414 | 79.1477 | 295.6496
2025 | 9 | 18 | 1 | 41.9523 | 76.2765 | 283.6274
2025 | 9 | 18 | 2 | 40.9973 | 74.3073 | 273.4369
2025 | 9 | 18 | 3 | 40.5266 | 73.1784 | 267.4278
2025 | 9 | 18 | 4 | 41.811 | 74.2251 | 267.3505
2025 | 9 | 18 | 5 | 44.4997 | 77.9862 | 274.8324
2025 | 9 | 18 | 6 | 49.1346 | 90.9499 | 299.5176
2025 | 9 | 18 | 7 | 52.3812 | 100.7012 | 329.5035
2025 | 9 | 18 | 8 | 53.4028 | 107.2594 | 345.1488
2025 | 9 | 18 | 9 | 53.9936 | 109.9675 | 353.3755
2025 | 9 | 18 | 10 | 54.2563 | 114.653 | 348.7395
2025 | 9 | 18 | 11 | 54.5417 | 115.356 | 340.2781
2025 | 9 | 18 | 12 | 53.5072 | 116.4563 | 334.1786
2025 | 9 | 18 | 13 | 53.3913 | 118.1223 | 334.2259
2025 | 9 | 18 | 14 | 53.2158 | 114.9974 | 333.1529
2025 | 9 | 18 | 15 | 54.852 | 112.614 | 338.6002
2025 | 9 | 18 | 16 | 58.183 | 112.5469 | 351.6848
2025 | 9 | 18 | 17 | 60.6244 | 106.1764 | 374.6621
2025 | 9 | 18 | 18 | 60.6636 | 100.8616 | 392.4991
2025 | 9 | 18 | 19 | 60.5796 | 102.8921 | 400.2956
2025 | 9 | 18 | 20 | 58.4669 | 99.3164 | 391.0893
2025 | 9 | 18 | 21 | 53.054 | 95.9035 | 359.7172
2025 | 9 | 18 | 22 | 47.6366 | 89.8853 | 325.6024
2025 | 9 | 18 | 23 | 43.8246 | 82.0775 | 292.4854
2025 | 9 | 19 | 0 | 43.4938 | 78.4554 | 266.3107
2025 | 9 | 19 | 1 | 42.389 | 69.7286 | 258.0308
2025 | 9 | 19 | 2 | 41.5935 | 67.5415 | 249.629
2025 | 9 | 19 | 3 | 41.3135 | 67.0223 | 244.8465
2025 | 9 | 19 | 4 | 42.6904 | 68.7084 | 246.4829
2025 | 9 | 19 | 5 | 45.6792 | 71.7676 | 254.4472
2025 | 9 | 19 | 6 | 50.233 | 85.7233 | 274.1606
2025 | 9 | 19 | 7 | 53.4464 | 95.0191 | 300.9271
2025 | 9 | 19 | 8 | 53.9734 | 100.5961 | 309.3768
2025 | 9 | 19 | 9 | 53.5056 | 104.339 | 310.3074
2025 | 9 | 19 | 10 | 53.1286 | 107.7735 | 301.8757
2025 | 9 | 19 | 11 | 53.1198 | 107.2935 | 294.6069
2025 | 9 | 19 | 12 | 52.9462 | 108.85 | 298.0156
2025 | 9 | 19 | 13 | 52.6833 | 111.3166 | 295.7797
2025 | 9 | 19 | 14 | 52.8228 | 113.235 | 293.4605
2025 | 9 | 19 | 15 | 54.2729 | 108.8165 | 295.7271
2025 | 9 | 19 | 16 | 57.0998 | 105.408 | 305.7464
2025 | 9 | 19 | 17 | 59.0266 | 99.1276 | 329.5054
2025 | 9 | 19 | 18 | 58.8929 | 87.0311 | 323.9103
2025 | 9 | 19 | 19 | 59.0777 | 89.455 | 322.6965
2025 | 9 | 19 | 20 | 57.5049 | 85.0563 | 318.0783
2025 | 9 | 19 | 21 | 52.7461 | 83.2261 | 293.6048
2025 | 9 | 19 | 22 | 48.1673 | 77.1677 | 271.9794
2025 | 9 | 19 | 23 | 43.9823 | 68.9102 | 252.1873
2025 | 9 | 20 | 0 | 42.2457 | 66.2721 | 263.2901
2025 | 9 | 20 | 1 | 39.1988 | 66.4714 | 243.2135
2025 | 9 | 20 | 2 | 38.0745 | 64.7124 | 237.964
2025 | 9 | 20 | 3 | 37.6935 | 64.1433 | 234.1456
2025 | 9 | 20 | 4 | 38.237 | 63.9689 | 233.7818
2025 | 9 | 20 | 5 | 39.662 | 64.8625 | 238.2227
2025 | 9 | 20 | 6 | 42.4968 | 76.0955 | 242.9521
2025 | 9 | 20 | 7 | 45.2473 | 78.7367 | 263.5508
2025 | 9 | 20 | 8 | 47.662 | 84.9074 | 279.748
2025 | 9 | 20 | 9 | 49.6317 | 88.998 | 282.6942
2025 | 9 | 20 | 10 | 50.3468 | 93.3341 | 275.8907
2025 | 9 | 20 | 11 | 51.0021 | 96.8815 | 267.8487
2025 | 9 | 20 | 12 | 50.4865 | 92.7441 | 263.9015
2025 | 9 | 20 | 13 | 49.7663 | 92.1009 | 259.4876
2025 | 9 | 20 | 14 | 49.4743 | 95.2754 | 257.4872
2025 | 9 | 20 | 15 | 50.3379 | 91.7967 | 264.9365
2025 | 9 | 20 | 16 | 52.4279 | 88.6243 | 276.8905
2025 | 9 | 20 | 17 | 53.9163 | 85.8763 | 310.6549
2025 | 9 | 20 | 18 | 53.0644 | 78.6665 | 338.4273
2025 | 9 | 20 | 19 | 52.933 | 80.3857 | 346.763
2025 | 9 | 20 | 20 | 50.3183 | 73.804 | 339.0413
2025 | 9 | 20 | 21 | 44.9396 | 73.6739 | 314.2568
2025 | 9 | 20 | 22 | 41.0679 | 70.4947 | 291.0325
2025 | 9 | 20 | 23 | 38.6125 | 65.9773 | 269.0823
2025 | 9 | 21 | 0 | 37.5321 | 68.9025 | 254.0888
2025 | 9 | 21 | 1 | 39.066 | 65.0768 | 240.3469
2025 | 9 | 21 | 2 | 38.0407 | 63.3632 | 234.02
2025 | 9 | 21 | 3 | 37.4524 | 62.8856 | 230.6447
2025 | 9 | 21 | 4 | 37.7792 | 62.9585 | 231.0538
2025 | 9 | 21 | 5 | 38.9629 | 63.3358 | 234.9639
2025 | 9 | 21 | 6 | 39.3805 | 71.3904 | 239.3507
2025 | 9 | 21 | 7 | 41.2476 | 71.475 | 254.5316
2025 | 9 | 21 | 8 | 44.1514 | 76.3886 | 268.4058
2025 | 9 | 21 | 9 | 47.5946 | 79.6799 | 274.1813
2025 | 9 | 21 | 10 | 51.0628 | 84.0102 | 269.7939
2025 | 9 | 21 | 11 | 53.4337 | 88.2764 | 266.1137
2025 | 9 | 21 | 12 | 55.3687 | 84.7618 | 251.6697
2025 | 9 | 21 | 13 | 56.1273 | 85.6579 | 250.4255
2025 | 9 | 21 | 14 | 57.4495 | 92.1582 | 246.4188
2025 | 9 | 21 | 15 | 59.4811 | 89.3174 | 251.9343
2025 | 9 | 21 | 16 | 62.9141 | 83.2498 | 268.7248
2025 | 9 | 21 | 17 | 65.5533 | 81.2063 | 307.1608
2025 | 9 | 21 | 18 | 62.9179 | 79.0693 | 344.0128
2025 | 9 | 21 | 19 | 62.5963 | 80.0451 | 352.0013
2025 | 9 | 21 | 20 | 59.5573 | 74.4421 | 343.3524
2025 | 9 | 21 | 21 | 53.3413 | 74.3087 | 316.3215
2025 | 9 | 21 | 22 | 47.5276 | 70.8728 | 288.772
2025 | 9 | 21 | 23 | 43.8552 | 66.1015 | 261.8363
2025 | 9 | 22 | 0 | 43.2241 | 68.9657 | 244.496
2025 | 9 | 22 | 1 | 42.4475 | 65.1838 | 236.6035
2025 | 9 | 22 | 2 | 41.5885 | 64.0934 | 233.476
2025 | 9 | 22 | 3 | 41.4127 | 64.1928 | 232.4218
2025 | 9 | 22 | 4 | 42.8568 | 66.3563 | 236.1163
2025 | 9 | 22 | 5 | 46.1879 | 69.9335 | 247.8647
2025 | 9 | 22 | 6 | 51.2978 | 84.5803 | 270.1809
2025 | 9 | 22 | 7 | 55.109 | 95.0823 | 297.9321
2025 | 9 | 22 | 8 | 57.1251 | 103.6192 | 298.9323
2025 | 9 | 22 | 9 | 59.0395 | 107.4203 | 288.9164
2025 | 9 | 22 | 10 | 61.4901 | 109.4656 | 276.3734
2025 | 9 | 22 | 11 | 64.0392 | 108.1418 | 270.997
2025 | 9 | 22 | 12 | 65.5105 | 104.5228 | 273.2678
2025 | 9 | 22 | 13 | 66.8666 | 105.0014 | 271.1802
2025 | 9 | 22 | 14 | 67.9844 | 105.6836 | 269.5946
2025 | 9 | 22 | 15 | 70.1616 | 103.432 | 272.2041
2025 | 9 | 22 | 16 | 73.4779 | 99.1246 | 289.0473
2025 | 9 | 22 | 17 | 74.8846 | 93.2631 | 323.3052
2025 | 9 | 22 | 18 | 74.6544 | 77.6777 | 349.122
2025 | 9 | 22 | 19 | 74.3221 | 80.9257 | 361.236
2025 | 9 | 22 | 20 | 71.4879 | 75.4344 | 353.1276
2025 | 9 | 22 | 21 | 64.3388 | 74.6521 | 324.2225
2025 | 9 | 22 | 22 | 57.3077 | 69.7059 | 293.6405
2025 | 9 | 22 | 23 | 51.9314 | 63.3549 | 265.8448
2025 | 9 | 23 | 0 | 49.437 | 67.0044 | 250.3065
2025 | 9 | 23 | 1 | 47.6459 | 70.7662 | 237.3483
2025 | 9 | 23 | 2 | 46.164 | 69.4047 | 232.6202
2025 | 9 | 23 | 3 | 45.4244 | 68.8184 | 230.7469
2025 | 9 | 23 | 4 | 46.4547 | 70.3654 | 234.2386
2025 | 9 | 23 | 5 | 49.5849 | 74.5829 | 244.9789
2025 | 9 | 23 | 6 | 54.1273 | 85.529 | 266.9299
2025 | 9 | 23 | 7 | 58.1002 | 94.8668 | 293.3573
2025 | 9 | 23 | 8 | 60.3756 | 100.8532 | 292.2624
2025 | 9 | 23 | 9 | 62.4912 | 103.5605 | 280.8344
2025 | 9 | 23 | 10 | 64.7899 | 108.1166 | 268.842
2025 | 9 | 23 | 11 | 67.3839 | 107.7311 | 264.9919
2025 | 9 | 23 | 12 | 69.4192 | 108.6604 | 270.7755
2025 | 9 | 23 | 13 | 70.8853 | 109.3779 | 269.8463
2025 | 9 | 23 | 14 | 71.9949 | 110.2265 | 270.4702
2025 | 9 | 23 | 15 | 73.7569 | 107.7965 | 274.6082
2025 | 9 | 23 | 16 | 76.5348 | 103.1851 | 291.9737
2025 | 9 | 23 | 17 | 77.5887 | 97.3458 | 321.649
2025 | 9 | 23 | 18 | 75.742 | 90.2546 | 348.7395
2025 | 9 | 23 | 19 | 75.0717 | 92.1094 | 359.1678
2025 | 9 | 23 | 20 | 72.1093 | 88.6941 | 351.938
2025 | 9 | 23 | 21 | 65.2092 | 86.8311 | 322.6588
2025 | 9 | 23 | 22 | 58.1856 | 82.5494 | 291.9163
2025 | 9 | 23 | 23 | 52.5064 | 74.9951 | 263.9088
2025 | 9 | 24 | 0 | 48.8447 | 74.0875 | 249.9198
2025 | 9 | 24 | 1 | 48.965 | 72.6141 | 231.1437
2025 | 9 | 24 | 2 | 47.3056 | 70.6191 | 226.5382
2025 | 9 | 24 | 3 | 46.3494 | 69.9124 | 223.9322
2025 | 9 | 24 | 4 | 47.1726 | 71.4521 | 226.8602
2025 | 9 | 24 | 5 | 50.1126 | 75.063 | 237.5369
2025 | 9 | 24 | 6 | 55.6471 | 86.7195 | 261.4326
2025 | 9 | 24 | 7 | 59.7473 | 96.253 | 291.8198
2025 | 9 | 24 | 8 | 62.1023 | 101.5428 | 309.0211
2025 | 9 | 24 | 9 | 64.2262 | 104.0055 | 318.8793
2025 | 9 | 24 | 10 | 66.1324 | 106.7555 | 316.208
2025 | 9 | 24 | 11 | 67.957 | 108.035 | 308.6406
2025 | 9 | 24 | 12 | 70.1643 | 109.3398 | 292.4038
2025 | 9 | 24 | 13 | 71.6244 | 110.1041 | 291.8127
2025 | 9 | 24 | 14 | 72.481 | 109.8827 | 293.3485
2025 | 9 | 24 | 15 | 74.1459 | 107.4484 | 298.4948
2025 | 9 | 24 | 16 | 76.7058 | 103.7694 | 313.9481
2025 | 9 | 24 | 17 | 77.2572 | 97.7698 | 339.5147
2025 | 9 | 24 | 18 | 75.89 | 87.4499 | 352.3313
2025 | 9 | 24 | 19 | 75.3641 | 90.9801 | 361.3538
2025 | 9 | 24 | 20 | 73.0815 | 85.9132 | 353.5005
2025 | 9 | 24 | 21 | 66.3911 | 85.7944 | 325.7224
2025 | 9 | 24 | 22 | 59.1062 | 79.5755 | 295.6796
2025 | 9 | 24 | 23 | 53.4383 | 71.5418 | 267.3883
2025 | 9 | 25 | 0 | 48.7549 | 73.1194 | 248.525
2025 | 9 | 25 | 1 | 47.2822 | 71.1224 | 238.7586
2025 | 9 | 25 | 2 | 45.8086 | 69.442 | 234.3769
2025 | 9 | 25 | 3 | 45.0836 | 68.6921 | 232.6291
2025 | 9 | 25 | 4 | 45.9275 | 70.0026 | 236.0662
2025 | 9 | 25 | 5 | 48.7943 | 73.9754 | 247.3222
2025 | 9 | 25 | 6 | 54.0966 | 88.5389 | 270.2192
2025 | 9 | 25 | 7 | 57.5883 | 97.8428 | 298.1966
2025 | 9 | 25 | 8 | 59.3859 | 105.6607 | 297.6573
2025 | 9 | 25 | 9 | 60.9457 | 108.8604 | 284.1078
2025 | 9 | 25 | 10 | 61.8486 | 112.7221 | 271.2397
2025 | 9 | 25 | 11 | 62.7673 | 110.9669 | 266.4853
2025 | 9 | 25 | 12 | 61.9438 | 103.7448 | 255.7612
2025 | 9 | 25 | 13 | 61.7952 | 105.654 | 254.0415
2025 | 9 | 25 | 14 | 61.5384 | 104.3145 | 254.1263
2025 | 9 | 25 | 15 | 62.1299 | 99.297 | 257.3818
2025 | 9 | 25 | 16 | 63.8834 | 97.9785 | 274.648
2025 | 9 | 25 | 17 | 63.9941 | 90.033 | 309.3331
2025 | 9 | 25 | 18 | 64.579 | 85.4283 | 341.6057
2025 | 9 | 25 | 19 | 64.2406 | 88.0079 | 357.3589
2025 | 9 | 25 | 20 | 61.9571 | 84.7187 | 353.2854
2025 | 9 | 25 | 21 | 56.0046 | 83.0033 | 327.0106
2025 | 9 | 25 | 22 | 49.9278 | 79.8924 | 297.4907
2025 | 9 | 25 | 23 | 45.701 | 72.7731 | 269.4023
2025 | 9 | 26 | 0 | 44.8402 | 73.468 | 254.4427
2025 | 9 | 26 | 1 | 44.3387 | 71.0574 | 238.8884
2025 | 9 | 26 | 2 | 43.1466 | 69.391 | 233.0516
2025 | 9 | 26 | 3 | 42.5487 | 68.9733 | 230.4943
2025 | 9 | 26 | 4 | 43.5235 | 70.2637 | 233.2921
2025 | 9 | 26 | 5 | 46.2321 | 74.5292 | 243.6135
2025 | 9 | 26 | 6 | 50.5362 | 85.1514 | 267.5788
2025 | 9 | 26 | 7 | 54.2456 | 93.9571 | 295.7262
2025 | 9 | 26 | 8 | 55.9157 | 98.4026 | 307.2889
2025 | 9 | 26 | 9 | 56.7985 | 100.6759 | 310.7667
2025 | 9 | 26 | 10 | 56.9092 | 104.0495 | 305.6716
2025 | 9 | 26 | 11 | 56.9975 | 103.9728 | 297.5434
2025 | 9 | 26 | 12 | 57.6801 | 105.0703 | 290.2458
2025 | 9 | 26 | 13 | 57.5337 | 104.8103 | 291.4909
2025 | 9 | 26 | 14 | 57.1049 | 104.3013 | 293.1314
2025 | 9 | 26 | 15 | 58.2091 | 99.9578 | 295.8376
2025 | 9 | 26 | 16 | 60.7182 | 94.8175 | 309.5787
2025 | 9 | 26 | 17 | 61.9005 | 88.2701 | 332.6316
2025 | 9 | 26 | 18 | 60.6552 | 79.3661 | 353.9622
2025 | 9 | 26 | 19 | 60.1913 | 80.9427 | 359.4054
2025 | 9 | 26 | 20 | 57.3649 | 78.0208 | 349.0368
2025 | 9 | 26 | 21 | 51.8771 | 77.9637 | 321.2961
2025 | 9 | 26 | 22 | 46.8379 | 74.5694 | 294.5407
2025 | 9 | 26 | 23 | 43.2503 | 65.5501 | 270.4116
2025 | 9 | 27 | 0 | 42.2453 | 66.3784 | 254.6953
2025 | 9 | 27 | 1 | 39.103 | 65.2601 | 251.1599
2025 | 9 | 27 | 2 | 38.0744 | 63.8091 | 243.5975
2025 | 9 | 27 | 3 | 37.8269 | 63.356 | 239.5667
2025 | 9 | 27 | 4 | 38.1307 | 63.8632 | 239.3224
2025 | 9 | 27 | 5 | 40.0153 | 65.6731 | 242.884
2025 | 9 | 27 | 6 | 43.3749 | 70.7346 | 252.2455
2025 | 9 | 27 | 7 | 46.2854 | 72.1846 | 274.6349
2025 | 9 | 27 | 8 | 48.8033 | 77.5977 | 299.1436
2025 | 9 | 27 | 9 | 50.3839 | 80.1758 | 316.6317
2025 | 9 | 27 | 10 | 50.3373 | 82.7052 | 320.8118
2025 | 9 | 27 | 11 | 50.8003 | 85.0194 | 322.7732
2025 | 9 | 27 | 12 | 50.4709 | 85.2441 | 321.7166
2025 | 9 | 27 | 13 | 50.2121 | 84.1492 | 317.2084
2025 | 9 | 27 | 14 | 49.9974 | 85.7025 | 317.1529
2025 | 9 | 27 | 15 | 51.28 | 86.61 | 324.7201
2025 | 9 | 27 | 16 | 53.9085 | 80.2222 | 339.8531
2025 | 9 | 27 | 17 | 54.7496 | 78.3614 | 368.0255
2025 | 9 | 27 | 18 | 53.6978 | 71.849 | 383.4892
2025 | 9 | 27 | 19 | 53.385 | 74.5748 | 381.9197
2025 | 9 | 27 | 20 | 50.1714 | 69.7939 | 367.9656
2025 | 9 | 27 | 21 | 45.0647 | 70.9672 | 342.4328
2025 | 9 | 27 | 22 | 41.1009 | 67.495 | 317.8261
2025 | 9 | 27 | 23 | 38.9109 | 62.2937 | 294.2729
2025 | 9 | 28 | 0 | 38.3086 | 64.3727 | 278.246
2025 | 9 | 28 | 1 | 37.816 | 68.075 | 276.081
2025 | 9 | 28 | 2 | 37.0959 | 66.3494 | 265.5057
2025 | 9 | 28 | 3 | 36.8838 | 66.0836 | 258.7868
2025 | 9 | 28 | 4 | 37.3407 | 67.0608 | 256.0416
2025 | 9 | 28 | 5 | 38.7801 | 68.7628 | 256.8249
2025 | 9 | 28 | 6 | 41.5899 | 73.4856 | 268.219
2025 | 9 | 28 | 7 | 43.5327 | 75.2602 | 289.168
2025 | 9 | 28 | 8 | 45.2741 | 77.4051 | 314.5022
2025 | 9 | 28 | 9 | 47.4682 | 79.6207 | 336.6951
2025 | 9 | 28 | 10 | 49.1395 | 84.3884 | 345.8324
2025 | 9 | 28 | 11 | 50.5934 | 86.8651 | 347.4088
2025 | 9 | 28 | 12 | 51.1177 | 88.5633 | 346.3988
2025 | 9 | 28 | 13 | 50.578 | 89.7586 | 344.2809
2025 | 9 | 28 | 14 | 50.1594 | 91.0505 | 347.34
2025 | 9 | 28 | 15 | 50.428 | 87.1185 | 358.7131
2025 | 9 | 28 | 16 | 52.2781 | 87.1454 | 379.2861
2025 | 9 | 28 | 17 | 53.4121 | 86.0784 | 411.3824
2025 | 9 | 28 | 18 | 53.8813 | 82.365 | 415.6137
2025 | 9 | 28 | 19 | 54.2097 | 83.0555 | 406.5306
2025 | 9 | 28 | 20 | 52.9724 | 79.907 | 391.8905
2025 | 9 | 28 | 21 | 47.8628 | 80.8583 | 363.0856
2025 | 9 | 28 | 22 | 43.3406 | 76.8928 | 331.0527
2025 | 9 | 28 | 23 | 40.5784 | 71.1469 | 301.1605
2025 | 9 | 29 | 0 | 39.0466 | 72.3823 | 298.5151
2025 | 9 | 29 | 1 | 38.3626 | 76.1792 | 264.6746
2025 | 9 | 29 | 2 | 37.6953 | 74.0362 | 256.5184
2025 | 9 | 29 | 3 | 37.5492 | 74.0973 | 251.9919
2025 | 9 | 29 | 4 | 38.9396 | 76.2078 | 253.0134
2025 | 9 | 29 | 5 | 41.9029 | 80.1073 | 262.356
2025 | 9 | 29 | 6 | 47.0291 | 90.2034 | 284.5516
2025 | 9 | 29 | 7 | 50.6501 | 101.2909 | 316.3564
2025 | 9 | 29 | 8 | 52.0944 | 113.1244 | 334.6299
2025 | 9 | 29 | 9 | 52.6759 | 114.8636 | 343.24
2025 | 9 | 29 | 10 | 53.3483 | 120.7224 | 338.6418
2025 | 9 | 29 | 11 | 53.7558 | 120.6125 | 331.2085
2025 | 9 | 29 | 12 | 52.7381 | 124.771 | 338.1412
2025 | 9 | 29 | 13 | 52.8922 | 127.5323 | 335.6936
2025 | 9 | 29 | 14 | 52.7631 | 126.6596 | 331.7615
2025 | 9 | 29 | 15 | 54.0775 | 120.5119 | 334.0544
2025 | 9 | 29 | 16 | 56.9051 | 121.2332 | 346.3722
2025 | 9 | 29 | 17 | 58.9398 | 113.481 | 367.3571
2025 | 9 | 29 | 18 | 58.5405 | 111.6452 | 372.9793
2025 | 9 | 29 | 19 | 57.9846 | 112.0506 | 370.4316
2025 | 9 | 29 | 20 | 55.1367 | 105.7834 | 359.7874
2025 | 9 | 29 | 21 | 49.2733 | 102.1256 | 329.4094
2025 | 9 | 29 | 22 | 44.0467 | 95.0707 | 298.7686
2025 | 9 | 29 | 23 | 40.8029 | 85.8295 | 270.7425
2025 | 9 | 30 | 0 | 40.3211 | 83.4482 | 253.6612
2025 | 9 | 30 | 1 | 37.2435 | 80.6623 | 245.9539
2025 | 9 | 30 | 2 | 36.7019 | 77.6816 | 239.2599
2025 | 9 | 30 | 3 | 36.5505 | 76.5359 | 234.7188
2025 | 9 | 30 | 4 | 37.9345 | 77.2785 | 235.7703
2025 | 9 | 30 | 5 | 40.6917 | 80.7534 | 245.0224
2025 | 9 | 30 | 6 | 45.335 | 92.2876 | 270.4562
2025 | 9 | 30 | 7 | 48.3036 | 103.3104 | 300.46
2025 | 9 | 30 | 8 | 48.5982 | 111.9363 | 316.7759
2025 | 9 | 30 | 9 | 47.7265 | 113.5687 | 321.9777
2025 | 9 | 30 | 10 | 47.099 | 118.1284 | 316.2621
2025 | 9 | 30 | 11 | 47.0055 | 122.5653 | 304.8321
2025 | 9 | 30 | 12 | 45.6748 | 124.2385 | 295.0262
2025 | 9 | 30 | 13 | 45.4656 | 125.5813 | 293.0113
2025 | 9 | 30 | 14 | 45.464 | 120.4633 | 293.8007
2025 | 9 | 30 | 15 | 46.8371 | 114.8398 | 299.6244
2025 | 9 | 30 | 16 | 50.0281 | 117.7781 | 316.7398
2025 | 9 | 30 | 17 | 53.2344 | 109.5153 | 342.3335
2025 | 9 | 30 | 18 | 55.8539 | 104.5901 | 347.9307
2025 | 9 | 30 | 19 | 56.3074 | 103.645 | 354.7227
2025 | 9 | 30 | 20 | 54.7693 | 96.3909 | 344.9305
2025 | 9 | 30 | 21 | 50.0376 | 93.223 | 316.4323
2025 | 9 | 30 | 22 | 45.1991 | 86.6822 | 286.9644
2025 | 9 | 30 | 23 | 41.4395 | 78.202 | 259.6096
2025 | 10 | 1 | 0 | 40.3499 | 82.0884 | 246.1885
2025 | 10 | 1 | 1 | 37.2307 | 79.2905 | 248.0088
2025 | 10 | 1 | 2 | 36.7162 | 76.5062 | 243.3361
2025 | 10 | 1 | 3 | 36.5774 | 75.0811 | 240.7655
2025 | 10 | 1 | 4 | 37.7228 | 75.9676 | 243.5899
2025 | 10 | 1 | 5 | 40.5667 | 79.3343 | 253.7758
2025 | 10 | 1 | 6 | 44.827 | 88.7709 | 276.1297
2025 | 10 | 1 | 7 | 47.319 | 100.0339 | 305.4098
2025 | 10 | 1 | 8 | 47.162 | 106.2389 | 315.6336
2025 | 10 | 1 | 9 | 46.3405 | 110.4562 | 315.5006
2025 | 10 | 1 | 10 | 45.546 | 112.1682 | 311.2275
2025 | 10 | 1 | 11 | 45.3906 | 112.8276 | 307.1989
2025 | 10 | 1 | 12 | 45.2357 | 116.4584 | 316.7158
2025 | 10 | 1 | 13 | 44.5356 | 116.3732 | 317.1255
2025 | 10 | 1 | 14 | 44.3651 | 111.488 | 312.6629
2025 | 10 | 1 | 15 | 45.1577 | 111.3127 | 310.9518
2025 | 10 | 1 | 16 | 47.469 | 110.9781 | 322.7803
2025 | 10 | 1 | 17 | 49.531 | 104.8862 | 347.1972
2025 | 10 | 1 | 18 | 50.9309 | 94.2656 | 330.2121
2025 | 10 | 1 | 19 | 52.2485 | 97.8982 | 331.5012
2025 | 10 | 1 | 20 | 50.3134 | 92.4433 | 323.4858
2025 | 10 | 1 | 21 | 46.2111 | 89.021 | 300.1953
2025 | 10 | 1 | 22 | 41.9006 | 83.7513 | 274.9607
2025 | 10 | 1 | 23 | 38.3995 | 76.8253 | 251.9567
2025 | 10 | 2 | 0 | 36.7094 | 76.6003 | 254.0656
2025 | 10 | 2 | 1 | 33.9517 | 71.9368 | 243.5722
2025 | 10 | 2 | 2 | 33.3754 | 70.854 | 239.2811
2025 | 10 | 2 | 3 | 33.2238 | 70.1731 | 236.1812
2025 | 10 | 2 | 4 | 34.2649 | 71.1786 | 237.5972
2025 | 10 | 2 | 5 | 36.7961 | 75.7309 | 247.0059
2025 | 10 | 2 | 6 | 40.5754 | 85.5726 | 266.428
2025 | 10 | 2 | 7 | 43.1577 | 95.7235 | 301.9282
2025 | 10 | 2 | 8 | 43.4859 | 100.1909 | 323.933
2025 | 10 | 2 | 9 | 43.0909 | 103.2987 | 330.6187
2025 | 10 | 2 | 10 | 42.9 | 108.9138 | 324.3478
2025 | 10 | 2 | 11 | 42.9162 | 108.0983 | 316.1443
2025 | 10 | 2 | 12 | 42.0969 | 106.7992 | 287.9322
2025 | 10 | 2 | 13 | 41.528 | 106.8243 | 284.2311
2025 | 10 | 2 | 14 | 41.5941 | 105.7505 | 280.7547
2025 | 10 | 2 | 15 | 42.6923 | 104.2354 | 284.4048
2025 | 10 | 2 | 16 | 44.9203 | 100.0893 | 300.5445
2025 | 10 | 2 | 17 | 46.7567 | 94.5934 | 331.9999
2025 | 10 | 2 | 18 | 47.3241 | 87.3279 | 348.7128
2025 | 10 | 2 | 19 | 48.1215 | 90.7343 | 361.9437
2025 | 10 | 2 | 20 | 45.8859 | 85.9441 | 349.5381
2025 | 10 | 2 | 21 | 41.9741 | 83.547 | 324.0035
2025 | 10 | 2 | 22 | 38.1171 | 79.7439 | 296.1499
2025 | 10 | 2 | 23 | 35.1233 | 73.3583 | 268.4909
2025 | 10 | 3 | 0 | 34.1934 | 73.7214 | 252.7482
2025 | 10 | 3 | 1 | 30.0816 | 70.2557 | 238.2662
2025 | 10 | 3 | 2 | 29.5678 | 68.1848 | 233.3448
2025 | 10 | 3 | 3 | 29.4975 | 68.0333 | 231.3191
2025 | 10 | 3 | 4 | 30.5316 | 69.5955 | 234.5028
2025 | 10 | 3 | 5 | 33.0627 | 72.4283 | 245.3215
2025 | 10 | 3 | 6 | 36.9069 | 85.3208 | 266.6128
2025 | 10 | 3 | 7 | 39.3107 | 95.6071 | 296.85
2025 | 10 | 3 | 8 | 40.0052 | 99.8304 | 301.9532
2025 | 10 | 3 | 9 | 40.1317 | 103.1172 | 293.2269
2025 | 10 | 3 | 10 | 40.25 | 106.4975 | 280.299
2025 | 10 | 3 | 11 | 40.334 | 107.9342 | 271.3418
2025 | 10 | 3 | 12 | 40.9637 | 105.4321 | 266.4674
2025 | 10 | 3 | 13 | 40.5507 | 106.3846 | 266.7957
2025 | 10 | 3 | 14 | 40.5095 | 101.6081 | 264.0361
2025 | 10 | 3 | 15 | 41.2416 | 97.9341 | 263.3722
2025 | 10 | 3 | 16 | 42.715 | 96.5204 | 277.412
2025 | 10 | 3 | 17 | 43.5365 | 91.2613 | 306.8147
2025 | 10 | 3 | 18 | 43.6733 | 88.1218 | 338.8938
2025 | 10 | 3 | 19 | 44.273 | 93.452 | 349.6482
2025 | 10 | 3 | 20 | 41.743 | 87.8851 | 338.75
2025 | 10 | 3 | 21 | 37.8743 | 85.9193 | 315.0173
2025 | 10 | 3 | 22 | 34.6992 | 78.8974 | 291.6865
2025 | 10 | 3 | 23 | 32.1721 | 70.9851 | 269.5741
2025 | 10 | 4 | 0 | 30.161 | 67.0348 | 251.7783
2025 | 10 | 4 | 1 | 28.6448 | 65.2033 | 238.7556
2025 | 10 | 4 | 2 | 27.807 | 63.3768 | 233.7471
2025 | 10 | 4 | 3 | 27.3828 | 63.2057 | 230.9363
2025 | 10 | 4 | 4 | 27.6579 | 63.7679 | 231.2373
2025 | 10 | 4 | 5 | 28.9984 | 65.6799 | 235.9575
2025 | 10 | 4 | 6 | 30.9189 | 67.0771 | 244.172
2025 | 10 | 4 | 7 | 32.7933 | 70.0664 | 267.5196
2025 | 10 | 4 | 8 | 35.2031 | 73.1706 | 285.9058
2025 | 10 | 4 | 9 | 37.7659 | 76.0302 | 290.7134
2025 | 10 | 4 | 10 | 39.3328 | 78.8624 | 287.612
2025 | 10 | 4 | 11 | 40.1858 | 79.372 | 279.4471
2025 | 10 | 4 | 12 | 38.785 | 79.1463 | 287.413
2025 | 10 | 4 | 13 | 38.1739 | 77.2823 | 283.6533
2025 | 10 | 4 | 14 | 37.8899 | 76.8233 | 283.4391
2025 | 10 | 4 | 15 | 37.8236 | 75.6721 | 287.4079
2025 | 10 | 4 | 16 | 38.821 | 71.1376 | 301.5586
2025 | 10 | 4 | 17 | 39.9636 | 69.7054 | 330.1211
2025 | 10 | 4 | 18 | 39.8632 | 67.3428 | 344.9937
2025 | 10 | 4 | 19 | 39.824 | 71.784 | 354.3913
2025 | 10 | 4 | 20 | 37.2022 | 65.8463 | 339.0834
2025 | 10 | 4 | 21 | 33.5536 | 65.4194 | 317.2032
2025 | 10 | 4 | 22 | 30.6961 | 62.0334 | 297.4742
2025 | 10 | 4 | 23 | 29.0799 | 57.3729 | 277.6225
2025 | 10 | 5 | 0 | 28.4482 | 62.5025 | 263.354
2025 | 10 | 5 | 1 | 27.5465 | 61.9985 | 252.0311
2025 | 10 | 5 | 2 | 26.8536 | 60.8335 | 247.2142
2025 | 10 | 5 | 3 | 26.5884 | 60.8669 | 244.7547
2025 | 10 | 5 | 4 | 26.7854 | 61.4194 | 246.3384
2025 | 10 | 5 | 5 | 27.9001 | 62.2671 | 251.8635
2025 | 10 | 5 | 6 | 29.7612 | 67.6573 | 264.0637
2025 | 10 | 5 | 7 | 31.5786 | 70.1033 | 281.6332
2025 | 10 | 5 | 8 | 33.8839 | 73.705 | 294.3048
2025 | 10 | 5 | 9 | 36.1176 | 79.175 | 299.039
2025 | 10 | 5 | 10 | 37.2659 | 82.9217 | 294.0833
2025 | 10 | 5 | 11 | 37.9959 | 81.3088 | 286.826
2025 | 10 | 5 | 12 | 38.2637 | 72.139 | 274.984
2025 | 10 | 5 | 13 | 38.1101 | 72.5444 | 271.7347
2025 | 10 | 5 | 14 | 38.1235 | 78.3344 | 266.8616
2025 | 10 | 5 | 15 | 38.9424 | 75.9603 | 272.4031
2025 | 10 | 5 | 16 | 41.0518 | 69.5628 | 294.4716
2025 | 10 | 5 | 17 | 42.5988 | 69.1855 | 330.7512
2025 | 10 | 5 | 18 | 41.6146 | 73.5146 | 356.0033
2025 | 10 | 5 | 19 | 41.5826 | 76.5728 | 363.9581
2025 | 10 | 5 | 20 | 38.8267 | 71.7195 | 349.8575
2025 | 10 | 5 | 21 | 35.1753 | 72.2142 | 324.4161
2025 | 10 | 5 | 22 | 31.8377 | 69.3745 | 297.9706
2025 | 10 | 5 | 23 | 30.1214 | 67.2678 | 272.5345
2025 | 10 | 6 | 0 | 30.191 | 66.1995 | 259.3034
2025 | 10 | 6 | 1 | 29.5453 | 65.8638 | 247.199
2025 | 10 | 6 | 2 | 29.3117 | 65.0919 | 244.0142
2025 | 10 | 6 | 3 | 29.4133 | 65.7158 | 242.5243
2025 | 10 | 6 | 4 | 30.5881 | 68.0636 | 245.544
2025 | 10 | 6 | 5 | 33.0864 | 71.5166 | 257.1606
2025 | 10 | 6 | 6 | 36.7934 | 82.9919 | 279.1655
2025 | 10 | 6 | 7 | 39.3299 | 94.5375 | 311.6683
2025 | 10 | 6 | 8 | 39.7887 | 101.8069 | 322.6278
2025 | 10 | 6 | 9 | 39.6021 | 104.7095 | 318.896
2025 | 10 | 6 | 10 | 39.587 | 108.6292 | 306.9056
2025 | 10 | 6 | 11 | 39.8521 | 104.0741 | 298.0137
2025 | 10 | 6 | 12 | 41.0257 | 92.8381 | 285.3837
2025 | 10 | 6 | 13 | 40.6865 | 92.0041 | 283.3841
2025 | 10 | 6 | 14 | 40.8769 | 89.9505 | 280.288
2025 | 10 | 6 | 15 | 41.9638 | 86.2456 | 281.529
2025 | 10 | 6 | 16 | 44.3225 | 82.8113 | 298.7476
2025 | 10 | 6 | 17 | 46.182 | 78.4767 | 329.309
2025 | 10 | 6 | 18 | 46.7225 | 81.984 | 344.509
2025 | 10 | 6 | 19 | 46.787 | 86.1881 | 353.2416
2025 | 10 | 6 | 20 | 44.0774 | 81.1825 | 339.7389
2025 | 10 | 6 | 21 | 39.8447 | 78.8586 | 312.8967
2025 | 10 | 6 | 22 | 36.0538 | 74.7032 | 284.9481
2025 | 10 | 6 | 23 | 33.1173 | 69.9868 | 259.5564
2025 | 10 | 7 | 0 | 32.435 | 69.2548 | 245.1281
2025 | 10 | 7 | 1 | 31.5599 | 66.2359 | 234.9917
2025 | 10 | 7 | 2 | 31.1699 | 65.0879 | 231.4079
2025 | 10 | 7 | 3 | 31.0831 | 65.078 | 229.9101
2025 | 10 | 7 | 4 | 32.2363 | 66.5534 | 233.1548
2025 | 10 | 7 | 5 | 34.7398 | 70.6994 | 244.4754
2025 | 10 | 7 | 6 | 38.7591 | 83.2427 | 268.5182
2025 | 10 | 7 | 7 | 41.2818 | 93.8282 | 299.6411
2025 | 10 | 7 | 8 | 41.9501 | 100.3321 | 301.3729
2025 | 10 | 7 | 9 | 41.9489 | 103.4947 | 286.8534
2025 | 10 | 7 | 10 | 41.9866 | 107.0917 | 270.7402
2025 | 10 | 7 | 11 | 42.1865 | 106.9932 | 263.7523
2025 | 10 | 7 | 12 | 42.2085 | 103.0334 | 256.3572
2025 | 10 | 7 | 13 | 41.8417 | 103.1369 | 252.9023
2025 | 10 | 7 | 14 | 41.8975 | 103.7736 | 250.7685
2025 | 10 | 7 | 15 | 42.8014 | 100.0268 | 254.1215
2025 | 10 | 7 | 16 | 44.8955 | 96.6925 | 275.2104
2025 | 10 | 7 | 17 | 46.7163 | 91.3779 | 310.1974
2025 | 10 | 7 | 18 | 46.2186 | 87.4301 | 341.7654
2025 | 10 | 7 | 19 | 46.5127 | 88.5438 | 350.334
2025 | 10 | 7 | 20 | 44.1641 | 84.65 | 338.5163
2025 | 10 | 7 | 21 | 40.2012 | 81.6765 | 312.6608
2025 | 10 | 7 | 22 | 36.3601 | 76.99 | 284.7563
2025 | 10 | 7 | 23 | 33.4641 | 71.2881 | 259.0811
2025 | 10 | 8 | 0 | 32.5826 | 71.6989 | 245.3643
2025 | 10 | 8 | 1 | 31.7013 | 71.6324 | 231.8181
2025 | 10 | 8 | 2 | 31.2404 | 70.038 | 227.8067
2025 | 10 | 8 | 3 | 31.1372 | 69.6107 | 225.4537
2025 | 10 | 8 | 4 | 32.1953 | 70.6852 | 228.5069
2025 | 10 | 8 | 5 | 34.8238 | 74.7371 | 239.3816
2025 | 10 | 8 | 6 | 38.25 | 87.7862 | 265.4408
2025 | 10 | 8 | 7 | 40.747 | 98.7215 | 297.9208
2025 | 10 | 8 | 8 | 40.95 | 104.0407 | 311.1371
2025 | 10 | 8 | 9 | 40.4429 | 107.209 | 310.6979
2025 | 10 | 8 | 10 | 40.0816 | 109.0622 | 302.9498
2025 | 10 | 8 | 11 | 40.0445 | 109.1613 | 295.0324
2025 | 10 | 8 | 12 | 40.0712 | 105.7424 | 287.6353
2025 | 10 | 8 | 13 | 39.6234 | 105.3341 | 286.4639
2025 | 10 | 8 | 14 | 39.5731 | 104.1386 | 286.522
2025 | 10 | 8 | 15 | 40.6016 | 100.1423 | 290.1888
2025 | 10 | 8 | 16 | 42.8955 | 98.3565 | 307.8626
2025 | 10 | 8 | 17 | 44.6012 | 93.2179 | 333.7191
2025 | 10 | 8 | 18 | 43.8593 | 86.5188 | 346.5321
2025 | 10 | 8 | 19 | 44.3161 | 87.9967 | 351.7365
2025 | 10 | 8 | 20 | 42.1802 | 83.853 | 340.1156
2025 | 10 | 8 | 21 | 38.4079 | 81.8015 | 315.194
2025 | 10 | 8 | 22 | 34.6967 | 76.7553 | 287.3568
2025 | 10 | 8 | 23 | 31.9311 | 70.9861 | 261.4074
2025 | 10 | 9 | 0 | 31.2607 | 72.3575 | 243.6121
2025 | 10 | 9 | 1 | 30.134 | 71.3814 | 229.2473
2025 | 10 | 9 | 2 | 29.5844 | 70.1018 | 224.4345
2025 | 10 | 9 | 3 | 29.5093 | 69.6777 | 221.7645
2025 | 10 | 9 | 4 | 30.4516 | 70.2595 | 224.1128
2025 | 10 | 9 | 5 | 32.7376 | 74.3011 | 234.5939
2025 | 10 | 9 | 6 | 36.3985 | 86.0547 | 260.331
2025 | 10 | 9 | 7 | 38.3578 | 96.6772 | 293.424
2025 | 10 | 9 | 8 | 38.3933 | 103.3779 | 309.4432
2025 | 10 | 9 | 9 | 38.0578 | 105.9645 | 311.2826
2025 | 10 | 9 | 10 | 38.1085 | 109.0672 | 303.6918
2025 | 10 | 9 | 11 | 38.3298 | 108.4092 | 296.1777
2025 | 10 | 9 | 12 | 38.6223 | 106.3582 | 289.9104
2025 | 10 | 9 | 13 | 38.5316 | 106.7294 | 289.7209
2025 | 10 | 9 | 14 | 39.2603 | 104.5718 | 290.7986
2025 | 10 | 9 | 15 | 40.7397 | 99.6942 | 295.662
2025 | 10 | 9 | 16 | 42.9578 | 99.3868 | 313.9487
2025 | 10 | 9 | 17 | 44.6014 | 93.4637 | 337.8521
2025 | 10 | 9 | 18 | 42.7711 | 87.3098 | 347.4719
2025 | 10 | 9 | 19 | 43.4248 | 89.0366 | 352.5346
2025 | 10 | 9 | 20 | 41.4073 | 84.0746 | 340.0711
2025 | 10 | 9 | 21 | 37.5904 | 81.1013 | 314.5791
2025 | 10 | 9 | 22 | 33.9928 | 76.779 | 286.4463
2025 | 10 | 9 | 23 | 31.3023 | 70.8784 | 260.0521
2025 | 10 | 10 | 0 | 31.3732 | 71.4226 | 245.6294
2025 | 10 | 10 | 1 | 29.4681 | 71.5882 | 231.8281
2025 | 10 | 10 | 2 | 28.83 | 69.8538 | 227.1048
2025 | 10 | 10 | 3 | 28.6213 | 69.7275 | 224.9323
2025 | 10 | 10 | 4 | 29.5394 | 70.4479 | 227.5428
2025 | 10 | 10 | 5 | 31.7454 | 73.4386 | 238.153
2025 | 10 | 10 | 6 | 35.6555 | 85.9934 | 258.0236
2025 | 10 | 10 | 7 | 38.0919 | 96.9846 | 291.9775
2025 | 10 | 10 | 8 | 38.8821 | 101.7609 | 308.9309
2025 | 10 | 10 | 9 | 39.2741 | 103.3742 | 316.7908
2025 | 10 | 10 | 10 | 39.3135 | 106.002 | 315.6479
2025 | 10 | 10 | 11 | 39.4436 | 105.4913 | 310.8296
2025 | 10 | 10 | 12 | 38.9761 | 101.0677 | 288.6061
2025 | 10 | 10 | 13 | 38.7462 | 100.9708 | 288.8719
2025 | 10 | 10 | 14 | 38.6532 | 94.3282 | 288.0234
2025 | 10 | 10 | 15 | 39.7289 | 90.2227 | 290.6931
2025 | 10 | 10 | 16 | 41.8656 | 91.1704 | 306.0901
2025 | 10 | 10 | 17 | 42.9816 | 85.5835 | 332.4022
2025 | 10 | 10 | 18 | 42.5569 | 82.3208 | 342.7673
2025 | 10 | 10 | 19 | 42.7259 | 85.0884 | 352.8858
2025 | 10 | 10 | 20 | 40.2882 | 81.2292 | 341.343
2025 | 10 | 10 | 21 | 36.4972 | 79.8616 | 319.246
2025 | 10 | 10 | 22 | 33.3237 | 75.8738 | 296.747
2025 | 10 | 10 | 23 | 31.1786 | 68.2644 | 274.4548
2025 | 10 | 11 | 0 | 30.1237 | 67.4528 | 254.8224
2025 | 10 | 11 | 1 | 29.4772 | 66.6809 | 250.6822
2025 | 10 | 11 | 2 | 28.5915 | 65.9974 | 246.1671
2025 | 10 | 11 | 3 | 28.3057 | 65.6235 | 244.3689
2025 | 10 | 11 | 4 | 28.508 | 65.756 | 246.8422
2025 | 10 | 11 | 5 | 29.9535 | 68.0958 | 254.2048
2025 | 10 | 11 | 6 | 32.6139 | 74.55 | 265.5022
2025 | 10 | 11 | 7 | 34.8045 | 79.7205 | 288.7767
2025 | 10 | 11 | 8 | 37.0885 | 79.9862 | 304.2664
2025 | 10 | 11 | 9 | 38.6867 | 83.9737 | 302.0926
2025 | 10 | 11 | 10 | 38.8462 | 87.9207 | 288.1426
2025 | 10 | 11 | 11 | 39.0291 | 88.3939 | 275.9127
2025 | 10 | 11 | 12 | 37.5789 | 85.8211 | 268.2159
2025 | 10 | 11 | 13 | 36.948 | 84.4995 | 261.8286
2025 | 10 | 11 | 14 | 36.4336 | 81.3999 | 256.8116
2025 | 10 | 11 | 15 | 36.8616 | 79.358 | 262.5235
2025 | 10 | 11 | 16 | 38.8188 | 77.8923 | 286.7539
2025 | 10 | 11 | 17 | 40.2753 | 78.0554 | 324.3291
2025 | 10 | 11 | 18 | 41.7818 | 73.4969 | 357.4837
2025 | 10 | 11 | 19 | 41.7665 | 76.5786 | 364.441
2025 | 10 | 11 | 20 | 39.1451 | 71.2893 | 349.3505
2025 | 10 | 11 | 21 | 36.0882 | 73.5216 | 327.0409
2025 | 10 | 11 | 22 | 33.1548 | 69.3076 | 306.7814
2025 | 10 | 11 | 23 | 31.383 | 66.612 | 287.4491
2025 | 10 | 12 | 0 | 31.0419 | 65.9213 | 273.2927
2025 | 10 | 12 | 1 | 28.4394 | 65.1125 | 257.8182
2025 | 10 | 12 | 2 | 27.9365 | 64.3944 | 252.2482
2025 | 10 | 12 | 3 | 27.9655 | 64.2779 | 249.9983
2025 | 10 | 12 | 4 | 28.3713 | 64.9823 | 250.9471
2025 | 10 | 12 | 5 | 29.6836 | 66.7555 | 255.1711
2025 | 10 | 12 | 6 | 32.2362 | 70.7054 | 261.3819
2025 | 10 | 12 | 7 | 34.2406 | 74.1199 | 278.2526
2025 | 10 | 12 | 8 | 35.905 | 74.5782 | 287.2272
2025 | 10 | 12 | 9 | 37.1583 | 78.4408 | 282.6021
2025 | 10 | 12 | 10 | 37.3454 | 81.9173 | 271.2356
2025 | 10 | 12 | 11 | 37.6527 | 80.495 | 260.1226
2025 | 10 | 12 | 12 | 36.7773 | 74.1736 | 262.2291
2025 | 10 | 12 | 13 | 36.1854 | 74.1378 | 257.4652
2025 | 10 | 12 | 14 | 35.8702 | 74.5195 | 255.7623
2025 | 10 | 12 | 15 | 36.703 | 73.8113 | 259.7651
2025 | 10 | 12 | 16 | 38.7777 | 70.1493 | 280.247
2025 | 10 | 12 | 17 | 40.735 | 71.2645 | 315.759
2025 | 10 | 12 | 18 | 42.2835 | 71.128 | 351.5789
2025 | 10 | 12 | 19 | 42.6063 | 73.3558 | 350.5187
2025 | 10 | 12 | 20 | 40.0075 | 69.227 | 331.2827
2025 | 10 | 12 | 21 | 36.1017 | 71.3756 | 304.7082
2025 | 10 | 12 | 22 | 32.9127 | 67.9928 | 278.1012
2025 | 10 | 12 | 23 | 30.989 | 65.1182 | 252.183
2025 | 10 | 13 | 0 | 30.3456 | 67.214 | 237.8943
2025 | 10 | 13 | 1 | 29.5865 | 63.0408 | 245.2009
2025 | 10 | 13 | 2 | 28.9238 | 62.2112 | 238.4865
2025 | 10 | 13 | 3 | 28.9088 | 62.4447 | 235.4247
2025 | 10 | 13 | 4 | 29.1344 | 62.4878 | 236.6295
2025 | 10 | 13 | 5 | 30.4088 | 63.8009 | 240.519
2025 | 10 | 13 | 6 | 32.3823 | 69.4802 | 241.8992
2025 | 10 | 13 | 7 | 33.9575 | 70.9663 | 262.4363
2025 | 10 | 13 | 8 | 36.2539 | 71.9576 | 296.0212
2025 | 10 | 13 | 9 | 38.2638 | 76.6534 | 323.8934
2025 | 10 | 13 | 10 | 39.3102 | 80.7898 | 327.064
2025 | 10 | 13 | 11 | 39.7619 | 80.1067 | 328.0052
2025 | 10 | 13 | 12 | 39.2799 | 79.6053 | 334.4743
2025 | 10 | 13 | 13 | 38.5946 | 78.8392 | 332.7211
2025 | 10 | 13 | 14 | 38.4085 | 77.9224 | 331.8679
2025 | 10 | 13 | 15 | 38.8718 | 75.2534 | 335.7052
2025 | 10 | 13 | 16 | 40.3588 | 76.0171 | 347.8962
2025 | 10 | 13 | 17 | 41.5509 | 74.7891 | 362.1278
2025 | 10 | 13 | 18 | 41.505 | 69.6408 | 369.6404
2025 | 10 | 13 | 19 | 42.1396 | 72.8594 | 363.436
2025 | 10 | 13 | 20 | 39.7701 | 69.57 | 343.0095
2025 | 10 | 13 | 21 | 36.192 | 68.9852 | 315.7775
2025 | 10 | 13 | 22 | 32.6905 | 67.5395 | 288.129
2025 | 10 | 13 | 23 | 30.9324 | 65.9874 | 262.0903
2025 | 10 | 14 | 0 | 30.5059 | 65.9076 | 243.0627
2025 | 10 | 14 | 1 | 31.1524 | 67.0786 | 254.8415
2025 | 10 | 14 | 2 | 30.733 | 65.8932 | 251.7663
2025 | 10 | 14 | 3 | 30.7151 | 66.0771 | 250.9276
2025 | 10 | 14 | 4 | 31.8193 | 66.8243 | 254.2931
2025 | 10 | 14 | 5 | 34.3773 | 70.6097 | 265.9705
2025 | 10 | 14 | 6 | 38.2598 | 81.2745 | 291.0347
2025 | 10 | 14 | 7 | 40.7954 | 92.8671 | 325.6403
2025 | 10 | 14 | 8 | 40.9553 | 100.1413 | 339.7796
2025 | 10 | 14 | 9 | 39.9672 | 102.9571 | 339.8935
2025 | 10 | 14 | 10 | 39.2447 | 106.4355 | 332.9916
2025 | 10 | 14 | 11 | 38.9976 | 104.2317 | 326.0252
2025 | 10 | 14 | 12 | 38.1954 | 104.0357 | 320.57
2025 | 10 | 14 | 13 | 37.6708 | 104.6278 | 318.136
2025 | 10 | 14 | 14 | 37.6603 | 104.0903 | 317.2294
2025 | 10 | 14 | 15 | 38.5925 | 99.9113 | 322.5811
2025 | 10 | 14 | 16 | 40.9498 | 98.4764 | 342.9575
2025 | 10 | 14 | 17 | 43.3697 | 92.6103 | 369.8883
2025 | 10 | 14 | 18 | 44.9905 | 88.9408 | 386.4729
2025 | 10 | 14 | 19 | 45.1692 | 89.3738 | 387.1429
2025 | 10 | 14 | 20 | 42.8918 | 84.3899 | 373.0846
2025 | 10 | 14 | 21 | 38.9645 | 81.9908 | 347.7505
2025 | 10 | 14 | 22 | 35.2157 | 77.8028 | 320.1706
2025 | 10 | 14 | 23 | 32.414 | 71.6619 | 293.9366
2025 | 10 | 15 | 0 | 31.8181 | 70.2545 | 282.0333
2025 | 10 | 15 | 1 | 30.7651 | 73.203 | 266.6608
2025 | 10 | 15 | 2 | 30.2794 | 71.3816 | 263.0659
2025 | 10 | 15 | 3 | 30.2038 | 71.0769 | 261.3612
2025 | 10 | 15 | 4 | 31.2106 | 71.7909 | 264.4714
2025 | 10 | 15 | 5 | 33.738 | 74.9016 | 275.6611
2025 | 10 | 15 | 6 | 37.4269 | 85.3965 | 300.761
2025 | 10 | 15 | 7 | 40.3837 | 96.8726 | 332.5515
2025 | 10 | 15 | 8 | 41.1009 | 101.7605 | 342.074
2025 | 10 | 15 | 9 | 40.9052 | 103.328 | 337.6633
2025 | 10 | 15 | 10 | 40.8438 | 105.5525 | 327.4704
2025 | 10 | 15 | 11 | 40.9734 | 104.3074 | 318.8214
2025 | 10 | 15 | 12 | 39.3042 | 100.731 | 317.7118
2025 | 10 | 15 | 13 | 39.0969 | 100.4411 | 316.2065
2025 | 10 | 15 | 14 | 39.2741 | 95.3459 | 315.553
2025 | 10 | 15 | 15 | 40.5647 | 92.2854 | 319.3655
2025 | 10 | 15 | 16 | 43.0363 | 93.4941 | 337.8235
2025 | 10 | 15 | 17 | 44.854 | 88.6112 | 363.9332
2025 | 10 | 15 | 18 | 44.8861 | 90.1896 | 377.7797
2025 | 10 | 15 | 19 | 45.2025 | 92.0197 | 375.971
2025 | 10 | 15 | 20 | 42.9206 | 87.035 | 360.8531
2025 | 10 | 15 | 21 | 39.0687 | 85.6656 | 334.6806
2025 | 10 | 15 | 22 | 35.3268 | 80.8394 | 305.9912
2025 | 10 | 15 | 23 | 32.4837 | 74.5677 | 279.061
2025 | 10 | 16 | 0 | 31.4208 | 72.9448 | 266.625
2025 | 10 | 16 | 1 | 30.2198 | 72.1688 | 254.5255
2025 | 10 | 16 | 2 | 29.6723 | 70.9101 | 249.638
2025 | 10 | 16 | 3 | 29.5464 | 70.6291 | 247.3091
2025 | 10 | 16 | 4 | 30.4651 | 71.2296 | 249.621
2025 | 10 | 16 | 5 | 32.8212 | 74.6781 | 260.4478
2025 | 10 | 16 | 6 | 36.7654 | 87.881 | 283.0079
2025 | 10 | 16 | 7 | 39.3706 | 99.3944 | 315.9413
2025 | 10 | 16 | 8 | 40.0164 | 104.4153 | 328.9949
2025 | 10 | 16 | 9 | 40.0818 | 104.8701 | 329.8883
2025 | 10 | 16 | 10 | 40.1556 | 108.7719 | 324.0134
2025 | 10 | 16 | 11 | 40.2963 | 108.6315 | 319.149
2025 | 10 | 16 | 12 | 39.154 | 105.9655 | 319.4756
2025 | 10 | 16 | 13 | 39.0284 | 106.1688 | 321.5769
2025 | 10 | 16 | 14 | 39.189 | 100.7959 | 323.4296
2025 | 10 | 16 | 15 | 40.2736 | 98.0362 | 329.3114
2025 | 10 | 16 | 16 | 42.2111 | 98.9265 | 345.3296
2025 | 10 | 16 | 17 | 43.9758 | 93.5497 | 366.632
2025 | 10 | 16 | 18 | 44.7128 | 89.8209 | 369.1736
2025 | 10 | 16 | 19 | 44.863 | 91.1531 | 368.7089
2025 | 10 | 16 | 20 | 42.5145 | 86.5178 | 354.7387
2025 | 10 | 16 | 21 | 38.7448 | 84.3644 | 329.9481
2025 | 10 | 16 | 22 | 35.2823 | 81.2652 | 302.7147
2025 | 10 | 16 | 23 | 32.7393 | 75.0413 | 276.3368
2025 | 10 | 17 | 0 | 31.3605 | 72.8122 | 259.9344
2025 | 10 | 17 | 1 | 29.6996 | 70.5865 | 254.2626
2025 | 10 | 17 | 2 | 29.1277 | 68.554 | 250.4594
2025 | 10 | 17 | 3 | 28.9618 | 68.4768 | 249.433
2025 | 10 | 17 | 4 | 29.8721 | 69.8224 | 252.9286
2025 | 10 | 17 | 5 | 32.2093 | 72.9721 | 264.7191
2025 | 10 | 17 | 6 | 35.9013 | 84.8834 | 288.4095
2025 | 10 | 17 | 7 | 38.5724 | 96.3726 | 322.4645
2025 | 10 | 17 | 8 | 39.3704 | 101.7908 | 331.3685
2025 | 10 | 17 | 9 | 39.5216 | 103.6182 | 320.3891
2025 | 10 | 17 | 10 | 39.5117 | 106.1981 | 302.0627
2025 | 10 | 17 | 11 | 39.5917 | 104.5434 | 287.9539
2025 | 10 | 17 | 12 | 39.2269 | 101.1471 | 324.3525
2025 | 10 | 17 | 13 | 39.0283 | 100.6556 | 324.2428
2025 | 10 | 17 | 14 | 38.9604 | 99.0413 | 325.0034
2025 | 10 | 17 | 15 | 39.797 | 92.6731 | 329.8239
2025 | 10 | 17 | 16 | 41.6219 | 92.7748 | 346.4474
2025 | 10 | 17 | 17 | 42.9922 | 87.4758 | 368.5857
2025 | 10 | 17 | 18 | 43.8389 | 85.4436 | 377.5928
2025 | 10 | 17 | 19 | 43.7543 | 86.3949 | 377.2874
2025 | 10 | 17 | 20 | 41.2899 | 81.7489 | 362.883
2025 | 10 | 17 | 21 | 37.6467 | 80.389 | 339.8496
2025 | 10 | 17 | 22 | 34.6382 | 75.8892 | 316.5587
2025 | 10 | 17 | 23 | 32.2287 | 68.1602 | 293.8259
2025 | 10 | 18 | 0 | 30.1771 | 67.911 | 276.455
2025 | 10 | 18 | 1 | 28.6991 | 66.1531 | 269.7245
2025 | 10 | 18 | 2 | 27.8735 | 65.4792 | 264.3331
2025 | 10 | 18 | 3 | 27.5811 | 65.5718 | 261.86
2025 | 10 | 18 | 4 | 27.8248 | 66.6697 | 263.6258
2025 | 10 | 18 | 5 | 29.2236 | 69.2502 | 270.3637
2025 | 10 | 18 | 6 | 31.3991 | 76.8007 | 286.8956
2025 | 10 | 18 | 7 | 34.0238 | 80.9981 | 308.4947
2025 | 10 | 18 | 8 | 36.643 | 83.4101 | 321.2929
2025 | 10 | 18 | 9 | 38.6696 | 86.5992 | 320.8335
2025 | 10 | 18 | 10 | 39.2075 | 89.0508 | 310.1796
2025 | 10 | 18 | 11 | 39.5302 | 87.5885 | 300.1519
2025 | 10 | 18 | 12 | 39.4846 | 87.16 | 293.9599
2025 | 10 | 18 | 13 | 39.0103 | 85.9029 | 287.2126
2025 | 10 | 18 | 14 | 38.4647 | 86.0415 | 282.6362
2025 | 10 | 18 | 15 | 38.8188 | 82.7296 | 288.1253
2025 | 10 | 18 | 16 | 40.5075 | 80.6803 | 311.1128
2025 | 10 | 18 | 17 | 41.7192 | 79.0164 | 345.2156
2025 | 10 | 18 | 18 | 41.4315 | 78.9281 | 377.2476
2025 | 10 | 18 | 19 | 40.908 | 81.1839 | 371.8247
2025 | 10 | 18 | 20 | 37.9562 | 76.3303 | 351.6562
2025 | 10 | 18 | 21 | 34.7495 | 76.3299 | 326.7778
2025 | 10 | 18 | 22 | 32.0951 | 71.7835 | 305.6527
2025 | 10 | 18 | 23 | 30.4062 | 68.6024 | 285.9234
2025 | 10 | 19 | 0 | 29.1015 | 68.5613 | 277.3405
2025 | 10 | 19 | 1 | 27.2467 | 70.3323 | 266.7367
2025 | 10 | 19 | 2 | 26.6105 | 69.4796 | 261.0196
2025 | 10 | 19 | 3 | 26.4227 | 69.3453 | 257.9706
2025 | 10 | 19 | 4 | 26.6984 | 70.3587 | 258.9354
2025 | 10 | 19 | 5 | 27.8315 | 72.4145 | 264.1536
2025 | 10 | 19 | 6 | 30.1242 | 79.7205 | 272.937
2025 | 10 | 19 | 7 | 32.3665 | 83.9885 | 292.6693
2025 | 10 | 19 | 8 | 34.818 | 84.34 | 315.6889
2025 | 10 | 19 | 9 | 37.019 | 86.6633 | 335.8929
2025 | 10 | 19 | 10 | 38.182 | 89.9235 | 339.328
2025 | 10 | 19 | 11 | 39.0048 | 89.2175 | 336.5834
2025 | 10 | 19 | 12 | 39.8569 | 85.5906 | 325.8252
2025 | 10 | 19 | 13 | 39.7964 | 85.2823 | 323.3083
2025 | 10 | 19 | 14 | 39.8889 | 88.0545 | 321.1537
2025 | 10 | 19 | 15 | 40.8997 | 85.5449 | 329.1238
2025 | 10 | 19 | 16 | 43.0056 | 83.4075 | 352.0466
2025 | 10 | 19 | 17 | 44.6908 | 84.4471 | 379.9901
2025 | 10 | 19 | 18 | 44.1884 | 83.9431 | 385.1148
2025 | 10 | 19 | 19 | 43.4111 | 84.1918 | 377.1499
2025 | 10 | 19 | 20 | 40.2364 | 79.8156 | 356.6495
2025 | 10 | 19 | 21 | 36.2508 | 77.9384 | 329.1328
2025 | 10 | 19 | 22 | 32.8694 | 73.7926 | 302.351
2025 | 10 | 19 | 23 | 30.8162 | 70.673 | 277.0514
2025 | 10 | 20 | 0 | 29.8655 | 72.432 | 267.5465
2025 | 10 | 20 | 1 | 30.1098 | 72.249 | 266.5936
2025 | 10 | 20 | 2 | 29.8929 | 71.304 | 263.9659
2025 | 10 | 20 | 3 | 30.0362 | 71.5427 | 263.876
2025 | 10 | 20 | 4 | 31.1946 | 73.2365 | 268.0311
2025 | 10 | 20 | 5 | 33.7479 | 76.7872 | 280.7903
2025 | 10 | 20 | 6 | 37.9015 | 87.7249 | 309.5667
2025 | 10 | 20 | 7 | 40.8071 | 99.889 | 344.0416
2025 | 10 | 20 | 8 | 41.5025 | 108.1849 | 352.4319
2025 | 10 | 20 | 9 | 41.1528 | 109.8123 | 339.4049
2025 | 10 | 20 | 10 | 40.8594 | 112.3111 | 319.6068
2025 | 10 | 20 | 11 | 40.8464 | 110.342 | 305.7259
2025 | 10 | 20 | 12 | 40.2861 | 104.4228 | 326.7689
2025 | 10 | 20 | 13 | 40.0031 | 104.0002 | 323.745
2025 | 10 | 20 | 14 | 40.1303 | 99.9835 | 323.2919
2025 | 10 | 20 | 15 | 41.2566 | 95.6786 | 328.5661
2025 | 10 | 20 | 16 | 43.8147 | 97.2886 | 351.0175
2025 | 10 | 20 | 17 | 46.2456 | 93.0399 | 381.521
2025 | 10 | 20 | 18 | 46.3098 | 89.8073 | 397.2466
2025 | 10 | 20 | 19 | 46.4141 | 91.4826 | 398.4788
2025 | 10 | 20 | 20 | 44.203 | 86.9221 | 384.4378
2025 | 10 | 20 | 21 | 40.3732 | 84.8773 | 359.4684
2025 | 10 | 20 | 22 | 36.5579 | 80.4675 | 331.8477
2025 | 10 | 20 | 23 | 33.6967 | 74.5083 | 306.1104
2025 | 10 | 21 | 0 | 32.8859 | 76.7884 | 292.6472
2025 | 10 | 21 | 1 | 31.4715 | 73.9093 | 287.1866
2025 | 10 | 21 | 2 | 31.076 | 72.9845 | 284.7835
2025 | 10 | 21 | 3 | 31.0394 | 72.9095 | 284.8811
2025 | 10 | 21 | 4 | 32.155 | 73.3307 | 288.9964
2025 | 10 | 21 | 5 | 34.6461 | 76.936 | 301.3577
2025 | 10 | 21 | 6 | 38.4089 | 88.8759 | 326.8826
2025 | 10 | 21 | 7 | 41.2553 | 100.3329 | 359.4941
2025 | 10 | 21 | 8 | 42.131 | 105.6746 | 364.6792
2025 | 10 | 21 | 9 | 42.2682 | 105.6004 | 346.9033
2025 | 10 | 21 | 10 | 42.4628 | 108.2018 | 324.9591
2025 | 10 | 21 | 11 | 42.7708 | 108.7631 | 309.3007
2025 | 10 | 21 | 12 | 43.0506 | 104.5722 | 315.3617
2025 | 10 | 21 | 13 | 43.0347 | 104.0328 | 310.1288
2025 | 10 | 21 | 14 | 43.4264 | 100.1928 | 308.6419
2025 | 10 | 21 | 15 | 44.8116 | 96.909 | 313.3511
2025 | 10 | 21 | 16 | 47.2892 | 99.7481 | 336.7815
2025 | 10 | 21 | 17 | 49.1888 | 96.0771 | 369.604
2025 | 10 | 21 | 18 | 48.2118 | 94.3197 | 387.7319
2025 | 10 | 21 | 19 | 47.4087 | 95.138 | 390.9537
2025 | 10 | 21 | 20 | 44.3548 | 91.1044 | 378.6412
2025 | 10 | 21 | 21 | 40.0642 | 88.8767 | 355.0182
2025 | 10 | 21 | 22 | 36.1966 | 84.7454 | 328.052
2025 | 10 | 21 | 23 | 33.3453 | 78.9021 | 302.513
2025 | 10 | 22 | 0 | 32.4475 | 79.143 | 290.3247
2025 | 10 | 22 | 1 | 31.0127 | 78.4468 | 282.1871
2025 | 10 | 22 | 2 | 30.4786 | 76.918 | 278.2906
2025 | 10 | 22 | 3 | 30.3113 | 76.181 | 276.6556
2025 | 10 | 22 | 4 | 31.3608 | 76.7529 | 279.589
2025 | 10 | 22 | 5 | 33.8378 | 80.377 | 290.7967
2025 | 10 | 22 | 6 | 37.7951 | 90.5904 | 316.1253
2025 | 10 | 22 | 7 | 40.6157 | 102.7521 | 347.6812
2025 | 10 | 22 | 8 | 41.3309 | 107.9574 | 357.5398
2025 | 10 | 22 | 9 | 41.4723 | 109.9935 | 351.422
2025 | 10 | 22 | 10 | 41.8421 | 111.5876 | 341.0026
2025 | 10 | 22 | 11 | 42.3019 | 110.9635 | 331.6964
2025 | 10 | 22 | 12 | 42.2108 | 106.1402 | 337.5107
2025 | 10 | 22 | 13 | 42.168 | 105.501 | 336.8217
2025 | 10 | 22 | 14 | 42.4873 | 101.2148 | 337.7364
2025 | 10 | 22 | 15 | 43.8311 | 97.176 | 342.7643
2025 | 10 | 22 | 16 | 46.2892 | 99.9586 | 362.1009
2025 | 10 | 22 | 17 | 48.0698 | 95.7567 | 386.5136
2025 | 10 | 22 | 18 | 47.7722 | 95.7261 | 394.1661
2025 | 10 | 22 | 19 | 46.997 | 95.646 | 389.4406
2025 | 10 | 22 | 20 | 44.0977 | 91.1107 | 373.9461
2025 | 10 | 22 | 21 | 39.9161 | 88.037 | 348.7973
2025 | 10 | 22 | 22 | 36.028 | 82.9115 | 320.3791
2025 | 10 | 22 | 23 | 33.0752 | 78.715 | 293.4098
2025 | 10 | 23 | 0 | 32.0745 | 79.5346 | 279.1387
2025 | 10 | 23 | 1 | 31.3425 | 77.9565 | 268.3433
2025 | 10 | 23 | 2 | 30.761 | 76.5011 | 263.27
2025 | 10 | 23 | 3 | 30.6106 | 75.7096 | 261.1461
2025 | 10 | 23 | 4 | 31.4728 | 76.3755 | 263.469
2025 | 10 | 23 | 5 | 33.7806 | 79.9026 | 274.0814
2025 | 10 | 23 | 6 | 37.3671 | 90.6933 | 297.1696
2025 | 10 | 23 | 7 | 40.4059 | 101.5132 | 330.8805
2025 | 10 | 23 | 8 | 41.3692 | 106.8071 | 347.0161
2025 | 10 | 23 | 9 | 41.4142 | 106.9031 | 347.6806
2025 | 10 | 23 | 10 | 41.469 | 109.0897 | 340.0654
2025 | 10 | 23 | 11 | 41.4228 | 108.8847 | 333.6293
2025 | 10 | 23 | 12 | 40.0349 | 105.2538 | 323.264
2025 | 10 | 23 | 13 | 39.6981 | 104.9839 | 322.8767
2025 | 10 | 23 | 14 | 39.4315 | 98.1913 | 324.5891
2025 | 10 | 23 | 15 | 40.1138 | 94.3127 | 330.7688
2025 | 10 | 23 | 16 | 41.793 | 98.8565 | 349.6243
2025 | 10 | 23 | 17 | 43.8835 | 94.5458 | 373.7997
2025 | 10 | 23 | 18 | 42.8701 | 96.5056 | 382.2392
2025 | 10 | 23 | 19 | 42.5491 | 97.5801 | 377.8475
2025 | 10 | 23 | 20 | 40.3509 | 92.6605 | 363.3544
2025 | 10 | 23 | 21 | 37.1168 | 89.481 | 339.2035
2025 | 10 | 23 | 22 | 34.1265 | 84.8272 | 311.8594
2025 | 10 | 23 | 23 | 32.1876 | 79.2951 | 285.2785
2025 | 10 | 24 | 0 | 31.9352 | 79.4139 | 274.1274
2025 | 10 | 24 | 1 | 31.8804 | 77.9211 | 263.0202
2025 | 10 | 24 | 2 | 31.3582 | 76.1218 | 258.3874
2025 | 10 | 24 | 3 | 31.2657 | 75.3312 | 256.7908
2025 | 10 | 24 | 4 | 32.1993 | 76.0934 | 259.6402
2025 | 10 | 24 | 5 | 34.5269 | 79.0888 | 270.6651
2025 | 10 | 24 | 6 | 37.9622 | 89.2167 | 292.5879
2025 | 10 | 24 | 7 | 40.8064 | 100.4606 | 327.1828
2025 | 10 | 24 | 8 | 41.5522 | 105.1603 | 344.3579
2025 | 10 | 24 | 9 | 41.2477 | 106.5612 | 345.3339
2025 | 10 | 24 | 10 | 40.9373 | 108.053 | 336.9471
2025 | 10 | 24 | 11 | 40.8593 | 108.01 | 327.5764
2025 | 10 | 24 | 12 | 41.5819 | 102.4341 | 323.3981
2025 | 10 | 24 | 13 | 41.2569 | 101.7952 | 322.6164
2025 | 10 | 24 | 14 | 41.3502 | 94.8331 | 323.975
2025 | 10 | 24 | 15 | 42.3356 | 89.9424 | 329.523
2025 | 10 | 24 | 16 | 44.4592 | 93.7338 | 347.501
2025 | 10 | 24 | 17 | 46.3196 | 89.0701 | 370.9314
2025 | 10 | 24 | 18 | 46.671 | 90.9888 | 382.3098
2025 | 10 | 24 | 19 | 46.2429 | 91.251 | 379.0293
2025 | 10 | 24 | 20 | 43.7649 | 87.6157 | 363.9816
2025 | 10 | 24 | 21 | 40.2317 | 84.7132 | 341.9859
2025 | 10 | 24 | 22 | 37.0553 | 80.1742 | 319.2907
2025 | 10 | 24 | 23 | 34.4196 | 74.3445 | 296.8149
2025 | 10 | 25 | 0 | 33.5365 | 74.9491 | 279.4103
2025 | 10 | 25 | 1 | 32.4133 | 71.3717 | 272.9278
2025 | 10 | 25 | 2 | 31.7179 | 70.5741 | 267.9295
2025 | 10 | 25 | 3 | 31.536 | 70.1612 | 265.866
2025 | 10 | 25 | 4 | 32.0642 | 70.4179 | 268.2034
2025 | 10 | 25 | 5 | 33.5459 | 73.0818 | 276.0513
2025 | 10 | 25 | 6 | 35.9937 | 81.0108 | 290.5305
2025 | 10 | 25 | 7 | 38.3355 | 86.253 | 313.7026
2025 | 10 | 25 | 8 | 40.5488 | 85.8655 | 332.7849
2025 | 10 | 25 | 9 | 42.6213 | 86.3686 | 341.2157
2025 | 10 | 25 | 10 | 43.4708 | 88.3882 | 335.7654
2025 | 10 | 25 | 11 | 43.9198 | 89.0033 | 327.8368
2025 | 10 | 25 | 12 | 44.6963 | 85.9729 | 326.1429
2025 | 10 | 25 | 13 | 44.339 | 84.6477 | 321.8564
2025 | 10 | 25 | 14 | 44.2837 | 79.2853 | 319.4915
2025 | 10 | 25 | 15 | 45.0433 | 75.2805 | 326.2067
2025 | 10 | 25 | 16 | 46.9016 | 78.7594 | 349.7718
2025 | 10 | 25 | 17 | 48.189 | 77.8209 | 378.9792
2025 | 10 | 25 | 18 | 46.3227 | 81.0375 | 394.0411
2025 | 10 | 25 | 19 | 45.205 | 82.7743 | 384.4264
2025 | 10 | 25 | 20 | 41.8873 | 78.0881 | 362.673
2025 | 10 | 25 | 21 | 38.1311 | 77.9309 | 338.0614
2025 | 10 | 25 | 22 | 35.1754 | 74.127 | 317.4796
2025 | 10 | 25 | 23 | 33.274 | 70.215 | 298.2794
2025 | 10 | 26 | 0 | 32.5321 | 71.82 | 286.989
2025 | 10 | 26 | 1 | 32.4216 | 70.2679 | 284.3664
2025 | 10 | 26 | 2 | 31.8992 | 69.4849 | 279.4303
2025 | 10 | 26 | 3 | 31.7832 | 68.9954 | 277.3353
2025 | 10 | 26 | 4 | 32.3537 | 68.5212 | 279.3291
2025 | 10 | 26 | 5 | 33.6896 | 70.5663 | 286.0678
2025 | 10 | 26 | 6 | 35.3389 | 75.5435 | 297.452
2025 | 10 | 26 | 7 | 37.2363 | 80.4377 | 316.0801
2025 | 10 | 26 | 8 | 39.1417 | 78.9703 | 329.3177
2025 | 10 | 26 | 9 | 41.2461 | 79.1239 | 333.6745
2025 | 10 | 26 | 10 | 42.7681 | 81.6249 | 326.7477
2025 | 10 | 26 | 11 | 43.581 | 81.3484 | 317.6131
2025 | 10 | 26 | 12 | 43.7537 | 80.8108 | 345.8753
2025 | 10 | 26 | 13 | 43.6271 | 81.2856 | 343.9452
2025 | 10 | 26 | 14 | 43.8052 | 80.1215 | 343.426
2025 | 10 | 26 | 15 | 44.8941 | 77.1618 | 352.7266
2025 | 10 | 26 | 16 | 47.1403 | 78.5939 | 377.5677
2025 | 10 | 26 | 17 | 49.1774 | 79.1952 | 405.8483
2025 | 10 | 26 | 18 | 47.8349 | 83.1919 | 413.1553
2025 | 10 | 26 | 19 | 47.4893 | 83.0677 | 402.1762
2025 | 10 | 26 | 20 | 44.6541 | 78.5692 | 380.1527
2025 | 10 | 26 | 21 | 40.6631 | 77.5379 | 352.983
2025 | 10 | 26 | 22 | 37.1704 | 73.4894 | 326.5537
2025 | 10 | 26 | 23 | 34.9311 | 70.1334 | 301.5494
2025 | 10 | 27 | 0 | 34.6202 | 71.2342 | 287.2663
2025 | 10 | 27 | 1 | 33.5414 | 70.764 | 283.3434
2025 | 10 | 27 | 2 | 33.395 | 70.0233 | 280.5748
2025 | 10 | 27 | 3 | 33.654 | 70.3153 | 280.5291
2025 | 10 | 27 | 4 | 34.9122 | 71.1398 | 284.6051
2025 | 10 | 27 | 5 | 37.5732 | 73.6812 | 297.2632
2025 | 10 | 27 | 6 | 41.6539 | 84.9479 | 323.2055
2025 | 10 | 27 | 7 | 44.5428 | 97.5499 | 357.397
2025 | 10 | 27 | 8 | 45.4697 | 104.7894 | 368.9178
2025 | 10 | 27 | 9 | 45.4723 | 104.6297 | 359.1366
2025 | 10 | 27 | 10 | 45.2652 | 106.7558 | 341.7739
2025 | 10 | 27 | 11 | 45.1975 | 104.8229 | 328.4929
2025 | 10 | 27 | 12 | 45.7655 | 104.9918 | 292.2424
2025 | 10 | 27 | 13 | 45.6733 | 104.8018 | 285.0746
2025 | 10 | 27 | 14 | 46.034 | 98.3194 | 283.7102
2025 | 10 | 27 | 15 | 47.5222 | 96.0408 | 288.6822
2025 | 10 | 27 | 16 | 50.22 | 99.4021 | 315.6956
2025 | 10 | 27 | 17 | 52.1488 | 95.1669 | 356.1682
2025 | 10 | 27 | 18 | 51.2297 | 95.3821 | 390.9473
2025 | 10 | 27 | 19 | 50.3056 | 96.8834 | 394.0909
2025 | 10 | 27 | 20 | 47.021 | 91.3803 | 381.4284
2025 | 10 | 27 | 21 | 42.7801 | 89.5162 | 358.2759
2025 | 10 | 27 | 22 | 38.8456 | 84.4385 | 331.5027
2025 | 10 | 27 | 23 | 35.9613 | 77.6168 | 306.6899
2025 | 10 | 28 | 0 | 34.7555 | 74.9769 | 295.0084
2025 | 10 | 28 | 1 | 33.1494 | 71.9889 | 287.0636
2025 | 10 | 28 | 2 | 32.7195 | 70.9259 | 283.3772
2025 | 10 | 28 | 3 | 32.6942 | 70.6222 | 282.5424
2025 | 10 | 28 | 4 | 33.8486 | 70.5986 | 285.8054
2025 | 10 | 28 | 5 | 36.3985 | 73.4186 | 297.3467
2025 | 10 | 28 | 6 | 40.5769 | 86.6997 | 319.7866
2025 | 10 | 28 | 7 | 43.3725 | 99.5319 | 353.4914
2025 | 10 | 28 | 8 | 44.2324 | 104.5895 | 366.7204
2025 | 10 | 28 | 9 | 44.1984 | 104.2562 | 358.8651
2025 | 10 | 28 | 10 | 44.041 | 107.3219 | 343.3671
2025 | 10 | 28 | 11 | 44.0951 | 107.4173 | 330.7466
2025 | 10 | 28 | 12 | 43.9737 | 105.4744 | 346.1396
2025 | 10 | 28 | 13 | 43.8785 | 105.574 | 344.2771
2025 | 10 | 28 | 14 | 44.1792 | 100.0072 | 345.1711
2025 | 10 | 28 | 15 | 45.4447 | 98.3308 | 351.882
2025 | 10 | 28 | 16 | 47.9439 | 101.1474 | 373.3931
2025 | 10 | 28 | 17 | 50.1402 | 96.7005 | 397.4208
2025 | 10 | 28 | 18 | 49.5381 | 96.6482 | 398.6064
2025 | 10 | 28 | 19 | 48.7293 | 96.6145 | 393.0504
2025 | 10 | 28 | 20 | 45.7888 | 91.568 | 377.4203
2025 | 10 | 28 | 21 | 41.7123 | 89.8971 | 353.2043
2025 | 10 | 28 | 22 | 37.8363 | 85.651 | 326.1721
2025 | 10 | 28 | 23 | 34.9785 | 78.5097 | 300.1675
2025 | 10 | 29 | 0 | 34.0195 | 75.2368 | 284.4517
2025 | 10 | 29 | 1 | 32.964 | 73.5246 | 282.7011
2025 | 10 | 29 | 2 | 32.5248 | 71.6125 | 279.0167
2025 | 10 | 29 | 3 | 32.5149 | 70.9417 | 277.9216
2025 | 10 | 29 | 4 | 33.5883 | 71.6056 | 281.2255
2025 | 10 | 29 | 5 | 36.1609 | 75.0154 | 292.8634
2025 | 10 | 29 | 6 | 40.2442 | 86.3917 | 317.9026
2025 | 10 | 29 | 7 | 43.0521 | 99.4071 | 352.1741
2025 | 10 | 29 | 8 | 43.6866 | 105.0202 | 367.3053
2025 | 10 | 29 | 9 | 43.3506 | 107.0903 | 362.4387
2025 | 10 | 29 | 10 | 42.8755 | 110.1979 | 349.103
2025 | 10 | 29 | 11 | 42.7524 | 107.7628 | 337.1927
2025 | 10 | 29 | 12 | 42.5399 | 106.5019 | 339.9311
2025 | 10 | 29 | 13 | 42.324 | 106.319 | 338.3951
2025 | 10 | 29 | 14 | 42.4226 | 106.1124 | 340.1137
2025 | 10 | 29 | 15 | 43.5923 | 102.6201 | 346.5612
2025 | 10 | 29 | 16 | 46.074 | 101.4657 | 369.4575
2025 | 10 | 29 | 17 | 48.2852 | 96.5591 | 397.7217
2025 | 10 | 29 | 18 | 47.4588 | 93.6609 | 406.8692
2025 | 10 | 29 | 19 | 47.5283 | 92.4267 | 404.2476
2025 | 10 | 29 | 20 | 45.3769 | 86.4509 | 390.8392
2025 | 10 | 29 | 21 | 41.7845 | 84.8963 | 368.2715
2025 | 10 | 29 | 22 | 37.9926 | 79.9936 | 340.8142
2025 | 10 | 29 | 23 | 35.1688 | 73.6717 | 314.4005
2025 | 10 | 30 | 0 | 34.2363 | 74.6752 | 300.9625
2025 | 10 | 30 | 1 | 32.34 | 73.4039 | 290.5143
2025 | 10 | 30 | 2 | 31.7741 | 71.7415 | 285.9527
2025 | 10 | 30 | 3 | 31.6719 | 71.4349 | 284.5533
2025 | 10 | 30 | 4 | 32.526 | 72.2543 | 287.4814
2025 | 10 | 30 | 5 | 34.9206 | 75.7773 | 298.4009
2025 | 10 | 30 | 6 | 38.5059 | 87.5465 | 318.9463
2025 | 10 | 30 | 7 | 41.2508 | 99.9594 | 353.7991
2025 | 10 | 30 | 8 | 41.988 | 107.1691 | 374.3505
2025 | 10 | 30 | 9 | 41.9121 | 109.3415 | 377.9228
2025 | 10 | 30 | 10 | 41.8082 | 114.3896 | 370.5046
2025 | 10 | 30 | 11 | 41.8152 | 111.1993 | 363.1998
2025 | 10 | 30 | 12 | 40.6052 | 109.0621 | 350.3203
2025 | 10 | 30 | 13 | 40.5814 | 109.8081 | 349.8864
2025 | 10 | 30 | 14 | 40.6497 | 108.7568 | 351.7489
2025 | 10 | 30 | 15 | 41.7561 | 103.769 | 358.4677
2025 | 10 | 30 | 16 | 43.7059 | 104.1721 | 378.3014
2025 | 10 | 30 | 17 | 45.5654 | 98.9758 | 403.0914
2025 | 10 | 30 | 18 | 45.6566 | 96.6027 | 404.6079
2025 | 10 | 30 | 19 | 45.3442 | 95.816 | 401.0205
2025 | 10 | 30 | 20 | 42.9714 | 90.0541 | 387.6374
2025 | 10 | 30 | 21 | 39.5161 | 87.4699 | 365.5809
2025 | 10 | 30 | 22 | 36.1786 | 82.6473 | 339.3131
2025 | 10 | 30 | 23 | 33.7624 | 76.4188 | 312.9797
2025 | 10 | 31 | 0 | 31.8839 | 76.829 | 298.0141
2025 | 10 | 31 | 1 | 30.8006 | 73.7146 | 289.0593
2025 | 10 | 31 | 2 | 30.0888 | 71.5856 | 284.1508
2025 | 10 | 31 | 3 | 29.8166 | 71.0594 | 282.7486
2025 | 10 | 31 | 4 | 30.7093 | 71.7915 | 285.8007
2025 | 10 | 31 | 5 | 32.9518 | 74.8627 | 296.8979
2025 | 10 | 31 | 6 | 36.4993 | 86.699 | 321.9285
2025 | 10 | 31 | 7 | 39.5261 | 98.8921 | 356.9811
2025 | 10 | 31 | 8 | 40.9665 | 104.383 | 378.1202
2025 | 10 | 31 | 9 | 41.8245 | 107.0312 | 382.3221
2025 | 10 | 31 | 10 | 42.6091 | 109.3562 | 373.4171
2025 | 10 | 31 | 11 | 43.2412 | 107.847 | 361.9607
2025 | 10 | 31 | 12 | 43.1902 | 105.6028 | 352.8464
2025 | 10 | 31 | 13 | 43.1764 | 105.97 | 350.7068
2025 | 10 | 31 | 14 | 43.3477 | 103.0138 | 351.9363
2025 | 10 | 31 | 15 | 44.4556 | 96.0764 | 358.2314
2025 | 10 | 31 | 16 | 46.6157 | 97.2278 | 378.3823
2025 | 10 | 31 | 17 | 48.3133 | 91.5704 | 400.7903
2025 | 10 | 31 | 18 | 47.9767 | 87.6256 | 403.1393
2025 | 10 | 31 | 19 | 46.9402 | 86.4011 | 397.6425
2025 | 10 | 31 | 20 | 44.0487 | 82.3306 | 382.3398
2025 | 10 | 31 | 21 | 40.3657 | 80.7134 | 360.0109
2025 | 10 | 31 | 22 | 37.0843 | 76.4135 | 336.6183
2025 | 10 | 31 | 23 | 34.4646 | 69.0871 | 313.6415
2025 | 11 | 1 | 0 | 32.4134 | 68.7359 | 304.5596
2025 | 11 | 1 | 1 | 30.5197 | 65.033 | 280.2567
2025 | 11 | 1 | 2 | 29.9357 | 63.7854 | 274.2887
2025 | 11 | 1 | 3 | 29.6908 | 64.0097 | 271.6318
2025 | 11 | 1 | 4 | 30.318 | 64.4967 | 271.581
2025 | 11 | 1 | 5 | 32.0046 | 66.685 | 277.6456
2025 | 11 | 1 | 6 | 34.8856 | 72.4243 | 289.8914
2025 | 11 | 1 | 7 | 36.9537 | 77.7954 | 308.8721
2025 | 11 | 1 | 8 | 38.7661 | 82.7723 | 327.5503
2025 | 11 | 1 | 9 | 40.5007 | 84.9213 | 343.5665
2025 | 11 | 1 | 10 | 41.1391 | 88.2185 | 343.7507
2025 | 11 | 1 | 11 | 41.4284 | 85.7285 | 341.6782
2025 | 11 | 1 | 12 | 40.6905 | 82.8629 | 348.7545
2025 | 11 | 1 | 13 | 40.1364 | 81.3068 | 345.5118
2025 | 11 | 1 | 14 | 39.7302 | 81.7533 | 344.1044
2025 | 11 | 1 | 15 | 40.5194 | 79.674 | 350.2921
2025 | 11 | 1 | 16 | 42.6956 | 75.0325 | 363.1544
2025 | 11 | 1 | 17 | 44.2365 | 74.7689 | 383.9853
2025 | 11 | 1 | 18 | 44.622 | 75.4435 | 385.2687
2025 | 11 | 1 | 19 | 43.4003 | 78.5578 | 372.123
2025 | 11 | 1 | 20 | 40.4522 | 71.6361 | 348.7025
2025 | 11 | 1 | 21 | 36.7572 | 75.0439 | 324.0066
2025 | 11 | 1 | 22 | 33.9472 | 68.8627 | 303.787
2025 | 11 | 1 | 23 | 32.2577 | 65.2358 | 285.1455
2025 | 11 | 2 | 0 | 32.0065 | 66.8727 | 271.9186
2025 | 11 | 2 | 1 | 30.6683 | 72.1989 | 271.0716
2025 | 11 | 2 | 2 | 29.7056 | 69.9815 | 263.4475
2025 | 11 | 2 | 3 | 29.3582 | 69.1933 | 259.2082
2025 | 11 | 2 | 4 | 29.0428 | 68.5835 | 257.5952
2025 | 11 | 2 | 5 | 29.4214 | 68.4012 | 258.3236
2025 | 11 | 2 | 6 | 30.3431 | 65.9092 | 257.7657
2025 | 11 | 2 | 7 | 32.609 | 69.0537 | 273.1325
2025 | 11 | 2 | 8 | 35.937 | 72.3724 | 298.4731
2025 | 11 | 2 | 9 | 38.6231 | 78.3402 | 311.3046
2025 | 11 | 2 | 10 | 39.6656 | 81.8094 | 308.5896
2025 | 11 | 2 | 11 | 40.6369 | 81.866 | 301.7502
2025 | 11 | 2 | 12 | 41.125 | 79.3323 | 332.8723
2025 | 11 | 2 | 13 | 41.4372 | 79.0693 | 335.5567
2025 | 11 | 2 | 14 | 41.3152 | 83.3349 | 335.0526
2025 | 11 | 2 | 15 | 42.0236 | 82.9634 | 339.7765
2025 | 11 | 2 | 16 | 43.4003 | 79.5158 | 352.8792
2025 | 11 | 2 | 17 | 45.4589 | 81.839 | 383.0805
2025 | 11 | 2 | 18 | 45.5338 | 85.3252 | 407.9421
2025 | 11 | 2 | 19 | 44.5397 | 84.2784 | 392.9669
2025 | 11 | 2 | 20 | 41.6672 | 78.3898 | 373.8568
2025 | 11 | 2 | 21 | 38.4617 | 80.8415 | 354.1562
2025 | 11 | 2 | 22 | 35.4824 | 77.0254 | 333.479
2025 | 11 | 2 | 23 | 33.3459 | 73.7144 | 310.0263
2025 | 11 | 3 | 0 | 31.7126 | 73.6224 | 288.9256
2025 | 11 | 3 | 1 | 31.1689 | 72.5558 | 270.1863
2025 | 11 | 3 | 2 | 30.5449 | 70.6133 | 263.3342
2025 | 11 | 3 | 3 | 30.5038 | 71.0871 | 259.8588
2025 | 11 | 3 | 4 | 31.0348 | 71.0954 | 259.0012
2025 | 11 | 3 | 5 | 32.9348 | 72.0648 | 263.2182
2025 | 11 | 3 | 6 | 36.3528 | 79.9736 | 276.4589
2025 | 11 | 3 | 7 | 39.4761 | 90.5456 | 307.1878
2025 | 11 | 3 | 8 | 41.3911 | 101.3383 | 335.8295
2025 | 11 | 3 | 9 | 41.6077 | 103.7926 | 341.3839
2025 | 11 | 3 | 10 | 41.1538 | 106.1783 | 335.8008
2025 | 11 | 3 | 11 | 41.4007 | 106.3501 | 328.9684
2025 | 11 | 3 | 12 | 41.6847 | 104.2492 | 308.3015
2025 | 11 | 3 | 13 | 41.8267 | 103.2375 | 307.3631
2025 | 11 | 3 | 14 | 41.8182 | 100.2527 | 306.5394
2025 | 11 | 3 | 15 | 42.6725 | 99.4588 | 309.3483
2025 | 11 | 3 | 16 | 44.5586 | 99.0697 | 320.5097
2025 | 11 | 3 | 17 | 47.2336 | 96.535 | 353.6755
2025 | 11 | 3 | 18 | 47.9165 | 98.0274 | 397.6361
2025 | 11 | 3 | 19 | 47.5291 | 98.1562 | 385.6496
2025 | 11 | 3 | 20 | 45.294 | 91.5575 | 371.2626
2025 | 11 | 3 | 21 | 42.2863 | 92.1379 | 353.0272
2025 | 11 | 3 | 22 | 38.8809 | 87.8123 | 330.6455
2025 | 11 | 3 | 23 | 36.084 | 80.5379 | 305.1565
2025 | 11 | 4 | 0 | 34.2406 | 76.1709 | 283.9526
2025 | 11 | 4 | 1 | 32.6728 | 74.8979 | 277.0029
2025 | 11 | 4 | 2 | 31.8313 | 72.552 | 271.3355
2025 | 11 | 4 | 3 | 31.6044 | 72.2559 | 269.1211
2025 | 11 | 4 | 4 | 31.9615 | 71.6214 | 268.9635
2025 | 11 | 4 | 5 | 33.7093 | 72.3915 | 274.4787
2025 | 11 | 4 | 6 | 36.5276 | 79.0934 | 291.0103
2025 | 11 | 4 | 7 | 39.5678 | 89.5943 | 322.3882
2025 | 11 | 4 | 8 | 41.5568 | 97.8233 | 344.6447
2025 | 11 | 4 | 9 | 41.9303 | 100.4238 | 335.7764
2025 | 11 | 4 | 10 | 41.4414 | 103.6488 | 316.6938
2025 | 11 | 4 | 11 | 41.7057 | 105.2723 | 300.3005
2025 | 11 | 4 | 12 | 40.7162 | 101.1445 | 295.5242
2025 | 11 | 4 | 13 | 40.8634 | 100.3768 | 291.5549
2025 | 11 | 4 | 14 | 40.7594 | 97.5167 | 290.8671
2025 | 11 | 4 | 15 | 41.6007 | 96.6864 | 295.4788
2025 | 11 | 4 | 16 | 43.4453 | 96.6672 | 313.9736
2025 | 11 | 4 | 17 | 46.2243 | 93.8639 | 354.144
2025 | 11 | 4 | 18 | 47.8145 | 99.1009 | 414.5254
2025 | 11 | 4 | 19 | 47.3625 | 97.7879 | 407.616
2025 | 11 | 4 | 20 | 45.0591 | 91.8512 | 396.297
2025 | 11 | 4 | 21 | 42.116 | 92.3943 | 379.9507
2025 | 11 | 4 | 22 | 38.7421 | 88.9789 | 357.8969
2025 | 11 | 4 | 23 | 36.0168 | 81.8983 | 332.513
2025 | 11 | 5 | 0 | 34.3056 | 76.7699 | 315.0037
2025 | 11 | 5 | 1 | 32.8533 | 76.9086 | 285.5836
2025 | 11 | 5 | 2 | 31.9684 | 73.7274 | 278.2547
2025 | 11 | 5 | 3 | 31.6778 | 72.7899 | 273.1718
2025 | 11 | 5 | 4 | 32.0134 | 72.7318 | 270.8958
2025 | 11 | 5 | 5 | 33.7686 | 73.7993 | 273.3069
2025 | 11 | 5 | 6 | 36.5581 | 80.4563 | 276.9877
2025 | 11 | 5 | 7 | 39.6857 | 91.405 | 304.4684
2025 | 11 | 5 | 8 | 41.7863 | 100.1172 | 323.9637
2025 | 11 | 5 | 9 | 42.4891 | 104.9083 | 311.672
2025 | 11 | 5 | 10 | 42.4375 | 107.6637 | 293.7563
2025 | 11 | 5 | 11 | 42.9768 | 108.5569 | 281.9865
2025 | 11 | 5 | 12 | 43.2683 | 106.0503 | 268.2182
2025 | 11 | 5 | 13 | 43.5745 | 104.7776 | 266.3352
2025 | 11 | 5 | 14 | 43.6795 | 106.7063 | 264.5487
2025 | 11 | 5 | 15 | 44.6383 | 104.9137 | 266.2433
2025 | 11 | 5 | 16 | 46.4558 | 102.3028 | 274.7521
2025 | 11 | 5 | 17 | 48.9492 | 99.5755 | 311.711
2025 | 11 | 5 | 18 | 50.5648 | 97.3979 | 345.4267
2025 | 11 | 5 | 19 | 49.5671 | 95.2127 | 341.7708
2025 | 11 | 5 | 20 | 46.9027 | 88.2925 | 332.944
2025 | 11 | 5 | 21 | 43.7667 | 89.0679 | 319.2015
2025 | 11 | 5 | 22 | 40.2708 | 84.8465 | 299.5358
2025 | 11 | 5 | 23 | 37.2628 | 78.0828 | 275.4321
2025 | 11 | 6 | 0 | 35.2116 | 77.2212 | 253.5117
2025 | 11 | 6 | 1 | 33.7082 | 76.6823 | 234.6849
2025 | 11 | 6 | 2 | 32.8183 | 73.8908 | 226.314
2025 | 11 | 6 | 3 | 32.5505 | 73.3397 | 221.7177
2025 | 11 | 6 | 4 | 32.9171 | 72.9358 | 220.3663
2025 | 11 | 6 | 5 | 34.6159 | 73.453 | 224.7681
2025 | 11 | 6 | 6 | 37.7045 | 81.2647 | 239.6708
2025 | 11 | 6 | 7 | 40.8274 | 91.3662 | 269.1918
2025 | 11 | 6 | 8 | 42.9912 | 100.3594 | 291.4427
2025 | 11 | 6 | 9 | 43.5602 | 103.5244 | 284.6352
2025 | 11 | 6 | 10 | 43.3702 | 106.9321 | 270.0336
2025 | 11 | 6 | 11 | 43.741 | 107.5884 | 259.7922
2025 | 11 | 6 | 12 | 43.829 | 104.3295 | 269.3078
2025 | 11 | 6 | 13 | 43.9924 | 104.3783 | 270.2079
2025 | 11 | 6 | 14 | 44.0592 | 100.6667 | 273.6359
2025 | 11 | 6 | 15 | 45.0493 | 98.595 | 280.7028
2025 | 11 | 6 | 16 | 46.766 | 100.3425 | 293.8847
2025 | 11 | 6 | 17 | 49.3028 | 96.8785 | 324.7451
2025 | 11 | 6 | 18 | 51.3368 | 99.4411 | 354.351
2025 | 11 | 6 | 19 | 50.5087 | 98.9544 | 347.3542
2025 | 11 | 6 | 20 | 47.8436 | 92.3226 | 337.9734
2025 | 11 | 6 | 21 | 44.7755 | 93.1466 | 323.4917
2025 | 11 | 6 | 22 | 41.3762 | 89.225 | 302.6533
2025 | 11 | 6 | 23 | 38.47 | 81.4699 | 278.7399
2025 | 11 | 7 | 0 | 36.5978 | 76.8181 | 256.4441
2025 | 11 | 7 | 1 | 35.0318 | 72.9228 | 232.4415
2025 | 11 | 7 | 2 | 34.0206 | 69.7826 | 223.39
2025 | 11 | 7 | 3 | 33.6445 | 69.2421 | 217.9219
2025 | 11 | 7 | 4 | 33.901 | 69.4818 | 216.0757
2025 | 11 | 7 | 5 | 35.476 | 70.3466 | 218.6959
2025 | 11 | 7 | 6 | 38.1745 | 75.2731 | 232.9871
2025 | 11 | 7 | 7 | 41.3146 | 85.142 | 264.0016
2025 | 11 | 7 | 8 | 43.7842 | 94.7349 | 296.9176
2025 | 11 | 7 | 9 | 44.702 | 101.3069 | 302.0368
2025 | 11 | 7 | 10 | 44.7408 | 104.8169 | 292.7728
2025 | 11 | 7 | 11 | 45.1537 | 103.3945 | 280.743
2025 | 11 | 7 | 12 | 44.1618 | 102.4491 | 275.1509
2025 | 11 | 7 | 13 | 44.1619 | 102.3704 | 274.5382
2025 | 11 | 7 | 14 | 43.959 | 103.9265 | 276.9804
2025 | 11 | 7 | 15 | 44.5578 | 99.6588 | 282.0082
2025 | 11 | 7 | 16 | 45.9624 | 96.5578 | 291.9929
2025 | 11 | 7 | 17 | 48.1461 | 91.8586 | 319.7692
2025 | 11 | 7 | 18 | 50.235 | 93.2585 | 343.041
2025 | 11 | 7 | 19 | 49.2428 | 89.8966 | 336.4129
2025 | 11 | 7 | 20 | 46.6438 | 84.7569 | 326.1989
2025 | 11 | 7 | 21 | 43.8644 | 84.9671 | 312.8052
2025 | 11 | 7 | 22 | 40.9391 | 82.3925 | 295.7201
2025 | 11 | 7 | 23 | 38.2391 | 74.9348 | 274.6739
2025 | 11 | 8 | 0 | 36.1152 | 70.9178 | 254.3689
2025 | 11 | 8 | 1 | 34.3938 | 69.8005 | 228.4965
2025 | 11 | 8 | 2 | 33.0675 | 67.6022 | 219.5727
2025 | 11 | 8 | 3 | 32.4542 | 66.896 | 213.3826
2025 | 11 | 8 | 4 | 32.3141 | 67.3204 | 209.7418
2025 | 11 | 8 | 5 | 32.9971 | 67.0246 | 207.3088
2025 | 11 | 8 | 6 | 34.7953 | 68.5132 | 204.1634
2025 | 11 | 8 | 7 | 36.9794 | 71.5658 | 226.2752
2025 | 11 | 8 | 8 | 39.8241 | 78.1113 | 270.577
2025 | 11 | 8 | 9 | 42.0228 | 85.3797 | 295.6101
2025 | 11 | 8 | 10 | 42.5496 | 88.3498 | 301.3099
2025 | 11 | 8 | 11 | 43.1449 | 89.2031 | 296.3613
2025 | 11 | 8 | 12 | 42.6373 | 85.8671 | 287.845
2025 | 11 | 8 | 13 | 42.3559 | 84.0045 | 285.6222
2025 | 11 | 8 | 14 | 41.8302 | 88.5448 | 287.0751
2025 | 11 | 8 | 15 | 42.0378 | 87.3578 | 297.1324
2025 | 11 | 8 | 16 | 43.2876 | 82.4678 | 310.3859
2025 | 11 | 8 | 17 | 45.6595 | 84.1672 | 342.0762
2025 | 11 | 8 | 18 | 50.4685 | 85.3869 | 362.1816
2025 | 11 | 8 | 19 | 48.7838 | 84.1212 | 345.3542
2025 | 11 | 8 | 20 | 45.3553 | 77.3367 | 328.1245
2025 | 11 | 8 | 21 | 42.4205 | 81.3095 | 312.5195
2025 | 11 | 8 | 22 | 39.8699 | 77.3859 | 296.7775
2025 | 11 | 8 | 23 | 37.7718 | 73.7843 | 277.2415
2025 | 11 | 9 | 0 | 35.6607 | 71.8332 | 263.1343
2025 | 11 | 9 | 1 | 33.6578 | 71.7641 | 246.749
2025 | 11 | 9 | 2 | 32.3685 | 69.8321 | 237.7831
2025 | 11 | 9 | 3 | 31.6871 | 69.3801 | 232.4338
2025 | 11 | 9 | 4 | 31.3049 | 68.9574 | 230.198
2025 | 11 | 9 | 5 | 31.5916 | 68.4141 | 229.078
2025 | 11 | 9 | 6 | 31.6909 | 68.3809 | 227.4018
2025 | 11 | 9 | 7 | 33.6301 | 70.6734 | 245.5831
2025 | 11 | 9 | 8 | 37.0868 | 73.8492 | 286.5087
2025 | 11 | 9 | 9 | 40.4463 | 78.4619 | 310.5221
2025 | 11 | 9 | 10 | 42.7816 | 81.5397 | 312.7138
2025 | 11 | 9 | 11 | 44.5463 | 82.1628 | 306.0383
2025 | 11 | 9 | 12 | 44.976 | 81.9617 | 301.5313
2025 | 11 | 9 | 13 | 45.376 | 80.9272 | 301.9652
2025 | 11 | 9 | 14 | 45.5123 | 85.5285 | 301.526
2025 | 11 | 9 | 15 | 46.3722 | 84.9255 | 311.9441
2025 | 11 | 9 | 16 | 47.9636 | 81.99 | 331.5503
2025 | 11 | 9 | 17 | 50.3328 | 85.0238 | 365.8548
2025 | 11 | 9 | 18 | 51.291 | 89.2205 | 388.9329
2025 | 11 | 9 | 19 | 49.6176 | 86.954 | 373.6943
2025 | 11 | 9 | 20 | 46.3008 | 81.7194 | 356.9165
2025 | 11 | 9 | 21 | 43.0079 | 82.8331 | 338.474
2025 | 11 | 9 | 22 | 39.8 | 79.5653 | 317.0544
2025 | 11 | 9 | 23 | 37.3119 | 75.666 | 291.9687
2025 | 11 | 10 | 0 | 35.1619 | 73.8574 | 277.641
2025 | 11 | 10 | 1 | 32.6917 | 72.8213 | 257.6984
2025 | 11 | 10 | 2 | 31.7453 | 71.0329 | 250.6896
2025 | 11 | 10 | 3 | 31.4798 | 71.4836 | 247.0434
2025 | 11 | 10 | 4 | 31.7916 | 72.2603 | 246.2852
2025 | 11 | 10 | 5 | 33.4988 | 73.4815 | 250.9391
2025 | 11 | 10 | 6 | 36.209 | 79.6295 | 263.5792
2025 | 11 | 10 | 7 | 39.3589 | 89.6509 | 294.5431
2025 | 11 | 10 | 8 | 41.6667 | 100.8475 | 327.859
2025 | 11 | 10 | 9 | 42.43 | 105.146 | 338.1073
2025 | 11 | 10 | 10 | 42.633 | 108.2852 | 331.8038
2025 | 11 | 10 | 11 | 43.3164 | 106.9325 | 322.5488
2025 | 11 | 10 | 12 | 41.0314 | 107.1309 | 314.8565
2025 | 11 | 10 | 13 | 41.1247 | 106.1501 | 315.1691
2025 | 11 | 10 | 14 | 40.9843 | 106.5836 | 315.5496
2025 | 11 | 10 | 15 | 41.7537 | 103.706 | 319.8757
2025 | 11 | 10 | 16 | 43.6717 | 102.7671 | 333.5349
2025 | 11 | 10 | 17 | 46.8032 | 101.1066 | 365.4847
2025 | 11 | 10 | 18 | 49.4191 | 99.2848 | 383.3923
2025 | 11 | 10 | 19 | 48.5387 | 97.5414 | 373.2656
2025 | 11 | 10 | 20 | 46.0867 | 91.8318 | 358.8776
2025 | 11 | 10 | 21 | 42.9864 | 92.3221 | 340.9446
2025 | 11 | 10 | 22 | 39.414 | 89.2307 | 318.6655
2025 | 11 | 10 | 23 | 36.4678 | 82.4556 | 293.3598
2025 | 11 | 11 | 0 | 34.8846 | 79.9075 | 275.4179
2025 | 11 | 11 | 1 | 32.4226 | 78.4136 | 254.4633
2025 | 11 | 11 | 2 | 31.3416 | 76.126 | 246.0142
2025 | 11 | 11 | 3 | 30.9254 | 75.5807 | 241.11
2025 | 11 | 11 | 4 | 31.1947 | 75.4578 | 239.4141
2025 | 11 | 11 | 5 | 32.8536 | 76.531 | 242.9158
2025 | 11 | 11 | 6 | 35.6872 | 83.5914 | 256.0507
2025 | 11 | 11 | 7 | 38.914 | 93.7304 | 284.9705
2025 | 11 | 11 | 8 | 41.4181 | 101.8018 | 309.6792
2025 | 11 | 11 | 9 | 42.3645 | 105.7364 | 309.8039
2025 | 11 | 11 | 10 | 42.5349 | 109.0066 | 300.9036
2025 | 11 | 11 | 11 | 43.2261 | 111.1363 | 291.9182
2025 | 11 | 11 | 12 | 43.4002 | 108.0137 | 297.2802
2025 | 11 | 11 | 13 | 43.7777 | 106.7424 | 297.5964
2025 | 11 | 11 | 14 | 43.9334 | 106.297 | 299.3764
2025 | 11 | 11 | 15 | 44.8904 | 103.7013 | 305.2002
2025 | 11 | 11 | 16 | 46.7551 | 104.5321 | 318.8155
2025 | 11 | 11 | 17 | 49.6728 | 103.7139 | 348.2673
2025 | 11 | 11 | 18 | 51.3482 | 102.7822 | 376.0486
2025 | 11 | 11 | 19 | 50.1544 | 99.9873 | 362.8176
2025 | 11 | 11 | 20 | 47.4317 | 94.2789 | 348.976
2025 | 11 | 11 | 21 | 44.303 | 93.6199 | 331.3802
2025 | 11 | 11 | 22 | 40.782 | 90.1172 | 309.518
2025 | 11 | 11 | 23 | 37.7723 | 84.3792 | 283.8809
2025 | 11 | 12 | 0 | 35.3376 | 81.6843 | 262.0365
2025 | 11 | 12 | 1 | 33.8525 | 81.1533 | 258.9464
2025 | 11 | 12 | 2 | 32.7961 | 78.2506 | 252.3005
2025 | 11 | 12 | 3 | 32.3718 | 77.0456 | 249.1461
2025 | 11 | 12 | 4 | 32.6041 | 77.1949 | 249.2276
2025 | 11 | 12 | 5 | 34.2271 | 78.0774 | 254.4819
2025 | 11 | 12 | 6 | 36.8498 | 84.0605 | 269.8706
2025 | 11 | 12 | 7 | 40.114 | 94.5223 | 302.0427
2025 | 11 | 12 | 8 | 42.5851 | 102.4721 | 335.8828
2025 | 11 | 12 | 9 | 43.6585 | 107.5611 | 345.9824
2025 | 11 | 12 | 10 | 43.8875 | 110.0167 | 340.4431
2025 | 11 | 12 | 11 | 44.6065 | 112.0047 | 330.8225
2025 | 11 | 12 | 12 | 44.5926 | 107.3143 | 314.6678
2025 | 11 | 12 | 13 | 44.9204 | 106.5238 | 313.6153
2025 | 11 | 12 | 14 | 45.0987 | 105.329 | 316.0626
2025 | 11 | 12 | 15 | 46.1881 | 102.9196 | 322.3598
2025 | 11 | 12 | 16 | 48.2506 | 102.9719 | 339.8654
2025 | 11 | 12 | 17 | 51.0859 | 100.8252 | 374.8992
2025 | 11 | 12 | 18 | 51.9187 | 100.0615 | 396.8207
2025 | 11 | 12 | 19 | 51.1263 | 97.1586 | 396.544
2025 | 11 | 12 | 20 | 48.7865 | 91.9531 | 389.6897
2025 | 11 | 12 | 21 | 45.7661 | 92.4634 | 377.117
2025 | 11 | 12 | 22 | 42.1916 | 88.973 | 356.0491
2025 | 11 | 12 | 23 | 39.0701 | 83.0403 | 330.9401
2025 | 11 | 13 | 0 | 37.3488 | 82.1559 | 308.9277
2025 | 11 | 13 | 1 | 36.2101 | 79.3746 | 300.2756
2025 | 11 | 13 | 2 | 35.2163 | 77.2129 | 293.8117
2025 | 11 | 13 | 3 | 34.8833 | 76.3572 | 291.4267
2025 | 11 | 13 | 4 | 35.0514 | 76.0302 | 291.9142
2025 | 11 | 13 | 5 | 36.5427 | 77.1961 | 296.9207
2025 | 11 | 13 | 6 | 38.9222 | 83.5143 | 311.8875
2025 | 11 | 13 | 7 | 42.0343 | 92.7375 | 342.8206
2025 | 11 | 13 | 8 | 44.2187 | 101.1239 | 372.0423
2025 | 11 | 13 | 9 | 44.7197 | 105.2524 | 373.8367
2025 | 11 | 13 | 10 | 44.333 | 108.7656 | 361.4394
2025 | 11 | 13 | 11 | 44.5788 | 109.9576 | 349.1005
2025 | 11 | 13 | 12 | 45.8863 | 106.6571 | 356.5965
2025 | 11 | 13 | 13 | 46.1184 | 105.7495 | 354.0829
2025 | 11 | 13 | 14 | 46.3408 | 102.3314 | 355.2552
2025 | 11 | 13 | 15 | 47.4229 | 100.0525 | 361.5775
2025 | 11 | 13 | 16 | 49.2763 | 102.5958 | 375.8568
2025 | 11 | 13 | 17 | 52.0988 | 100.9056 | 406.2169
2025 | 11 | 13 | 18 | 54.098 | 102.0985 | 435.6153
2025 | 11 | 13 | 19 | 53.2094 | 100.1723 | 426.7623
2025 | 11 | 13 | 20 | 50.6686 | 94.8241 | 416.2402
2025 | 11 | 13 | 21 | 47.6682 | 95.0263 | 401.4841
2025 | 11 | 13 | 22 | 44.2002 | 92.0922 | 380.0899
2025 | 11 | 13 | 23 | 41.0721 | 85.549 | 353.3143
2025 | 11 | 14 | 0 | 38.5538 | 82.4582 | 331.4223
2025 | 11 | 14 | 1 | 37.6371 | 79.4235 | 313.6686
2025 | 11 | 14 | 2 | 36.6568 | 76.8266 | 304.7918
2025 | 11 | 14 | 3 | 36.3398 | 75.6414 | 300.3254
2025 | 11 | 14 | 4 | 36.5702 | 74.8631 | 298.9077
2025 | 11 | 14 | 5 | 38.1283 | 75.2161 | 302.0542
2025 | 11 | 14 | 6 | 41.1739 | 79.6532 | 311.5366
2025 | 11 | 14 | 7 | 44.2482 | 88.7534 | 342.8047
2025 | 11 | 14 | 8 | 46.5286 | 94.6041 | 379.8809
2025 | 11 | 14 | 9 | 46.8269 | 99.2113 | 394.3737
2025 | 11 | 14 | 10 | 45.7969 | 99.9361 | 389.7013
2025 | 11 | 14 | 11 | 45.4796 | 102.2468 | 378.9617
2025 | 11 | 14 | 12 | 44.541 | 97.781 | 369.2173
2025 | 11 | 14 | 13 | 44.2717 | 96.4204 | 368.1848
2025 | 11 | 14 | 14 | 44.0574 | 89.4283 | 369.0646
2025 | 11 | 14 | 15 | 44.6303 | 85.389 | 373.3626
2025 | 11 | 14 | 16 | 46.4474 | 88.3717 | 383.8387
2025 | 11 | 14 | 17 | 49.4527 | 85.8562 | 407.358
2025 | 11 | 14 | 18 | 52.6146 | 85.5374 | 421.5125
2025 | 11 | 14 | 19 | 52.0618 | 84.0494 | 411.1281
2025 | 11 | 14 | 20 | 49.9952 | 80.0383 | 398.3152
2025 | 11 | 14 | 21 | 47.3732 | 81.9959 | 383.1896
2025 | 11 | 14 | 22 | 44.3635 | 80.0571 | 365.0043
2025 | 11 | 14 | 23 | 41.5128 | 73.0389 | 341.8423
2025 | 11 | 15 | 0 | 39.5847 | 70.4992 | 324.0046
2025 | 11 | 15 | 1 | 37.221 | 69.5305 | 303.6814
2025 | 11 | 15 | 2 | 35.8295 | 67.8189 | 293.4543
2025 | 11 | 15 | 3 | 35.1966 | 67.0041 | 287.4025
2025 | 11 | 15 | 4 | 35.1044 | 66.1864 | 284.6077
2025 | 11 | 15 | 5 | 35.8632 | 65.9885 | 284.5685
2025 | 11 | 15 | 6 | 37.4646 | 66.5686 | 284.8192
2025 | 11 | 15 | 7 | 39.5758 | 69.7228 | 302.794
2025 | 11 | 15 | 8 | 42.7365 | 72.7887 | 336.5146
2025 | 11 | 15 | 9 | 45.3982 | 79.1223 | 362.2585
2025 | 11 | 15 | 10 | 46.4519 | 83.0956 | 368.5819
2025 | 11 | 15 | 11 | 47.2926 | 85.0258 | 366.8765
2025 | 11 | 15 | 12 | 44.4834 | 84.2713 | 348.4014
2025 | 11 | 15 | 13 | 44.1138 | 81.8836 | 344.7452
2025 | 11 | 15 | 14 | 43.5285 | 80.1438 | 343.0586
2025 | 11 | 15 | 15 | 43.7196 | 79.1166 | 347.3206
2025 | 11 | 15 | 16 | 45.0232 | 78.6142 | 360.6781
2025 | 11 | 15 | 17 | 47.6544 | 81.5918 | 391.9834
2025 | 11 | 15 | 18 | 49.7937 | 81.0912 | 401.305
2025 | 11 | 15 | 19 | 48.8596 | 79.8291 | 393.8162
2025 | 11 | 15 | 20 | 46.2772 | 74.0402 | 378.0787
2025 | 11 | 15 | 21 | 43.4864 | 79.5181 | 362.6383
2025 | 11 | 15 | 22 | 40.805 | 76.1944 | 347.9543
2025 | 11 | 15 | 23 | 38.6454 | 72.5499 | 329.9893
2025 | 11 | 16 | 0 | 37.0568 | 70.6525 | 315.1453
2025 | 11 | 16 | 1 | 35.1671 | 69.7463 | 290.6151
2025 | 11 | 16 | 2 | 33.9122 | 67.946 | 280.3602
2025 | 11 | 16 | 3 | 33.2981 | 67.0449 | 274.2667
2025 | 11 | 16 | 4 | 33.0691 | 66.1088 | 271.4326
2025 | 11 | 16 | 5 | 33.5546 | 65.7619 | 270.4934
2025 | 11 | 16 | 6 | 34.2831 | 64.8175 | 266.3243
2025 | 11 | 16 | 7 | 36.0596 | 68.2437 | 279.8916
2025 | 11 | 16 | 8 | 39.3389 | 68.7581 | 311.2854
2025 | 11 | 16 | 9 | 42.5908 | 74.273 | 336.899
2025 | 11 | 16 | 10 | 44.4972 | 78.2135 | 346.323
2025 | 11 | 16 | 11 | 45.8955 | 80.499 | 344.6915
2025 | 11 | 16 | 12 | 46.3207 | 77.2088 | 342.1201
2025 | 11 | 16 | 13 | 46.6091 | 77.2291 | 343.3761
2025 | 11 | 16 | 14 | 46.6628 | 77.3183 | 344.3541
2025 | 11 | 16 | 15 | 47.517 | 76.8173 | 348.612
2025 | 11 | 16 | 16 | 49.2381 | 77.2938 | 360.7551
2025 | 11 | 16 | 17 | 51.9052 | 81.4601 | 389.7915
2025 | 11 | 16 | 18 | 53.2242 | 87.8662 | 403.8395
2025 | 11 | 16 | 19 | 51.5007 | 85.8358 | 390.2215
2025 | 11 | 16 | 20 | 48.2654 | 80.3021 | 372.4536
2025 | 11 | 16 | 21 | 44.8538 | 83.9173 | 354.1896
2025 | 11 | 16 | 22 | 41.5377 | 82.1193 | 333.6556
2025 | 11 | 16 | 23 | 38.9056 | 76.9714 | 309.4532
2025 | 11 | 17 | 0 | 36.8507 | 72.2797 | 287.5964
2025 | 11 | 17 | 1 | 34.7282 | 69.6133 | 269.6819
2025 | 11 | 17 | 2 | 33.6924 | 67.9481 | 262.0392
2025 | 11 | 17 | 3 | 33.3933 | 68.2833 | 258.2407
2025 | 11 | 17 | 4 | 33.6739 | 69.2731 | 257.7964
2025 | 11 | 17 | 5 | 35.3699 | 70.56 | 262.2877
2025 | 11 | 17 | 6 | 38.2995 | 77.6294 | 273.2227
2025 | 11 | 17 | 7 | 41.4255 | 87.9631 | 302.5634
2025 | 11 | 17 | 8 | 43.9367 | 99.0576 | 325.9942
2025 | 11 | 17 | 9 | 44.8081 | 103.7531 | 319.2583
2025 | 11 | 17 | 10 | 44.7887 | 107.5897 | 302.3053
2025 | 11 | 17 | 11 | 45.2684 | 105.8913 | 290.1234
2025 | 11 | 17 | 12 | 45.4652 | 102.7553 | 290.7385
2025 | 11 | 17 | 13 | 45.7017 | 101.6314 | 287.055
2025 | 11 | 17 | 14 | 45.7027 | 102.5941 | 287.1207
2025 | 11 | 17 | 15 | 46.6314 | 99.724 | 290.9034
2025 | 11 | 17 | 16 | 48.5669 | 98.6606 | 306.2118
2025 | 11 | 17 | 17 | 51.5227 | 96.9063 | 344.5209
2025 | 11 | 17 | 18 | 53.8329 | 98.2665 | 388.8495
2025 | 11 | 17 | 19 | 52.4142 | 94.9644 | 378.8301
2025 | 11 | 17 | 20 | 49.4279 | 89.5792 | 367.0973
2025 | 11 | 17 | 21 | 46.2084 | 90.5876 | 350.6578
2025 | 11 | 17 | 22 | 42.5159 | 88.9285 | 328.6541
2025 | 11 | 17 | 23 | 39.418 | 81.3423 | 302.762
2025 | 11 | 18 | 0 | 36.7585 | 77.6959 | 279.9475
2025 | 11 | 18 | 1 | 34.4075 | 75.2705 | 261.0444
2025 | 11 | 18 | 2 | 33.1757 | 73.3599 | 252.3093
2025 | 11 | 18 | 3 | 32.6525 | 73.3926 | 247.4676
2025 | 11 | 18 | 4 | 32.8119 | 73.1319 | 245.9683
2025 | 11 | 18 | 5 | 34.3522 | 74.2747 | 249.2228
2025 | 11 | 18 | 6 | 37.1533 | 80.8199 | 261.1752
2025 | 11 | 18 | 7 | 40.3669 | 90.7495 | 291.6919
2025 | 11 | 18 | 8 | 43.0408 | 98.8266 | 324.3849
2025 | 11 | 18 | 9 | 44.0934 | 102.3582 | 332.3874
2025 | 11 | 18 | 10 | 44.2077 | 106.4577 | 326.1496
2025 | 11 | 18 | 11 | 44.8239 | 106.6966 | 318.1337
2025 | 11 | 18 | 12 | 44.8098 | 103.355 | 312.2416
2025 | 11 | 18 | 13 | 45.1208 | 101.8771 | 310.3849
2025 | 11 | 18 | 14 | 45.2576 | 99.9765 | 311.7015
2025 | 11 | 18 | 15 | 46.1344 | 97.8602 | 317.7551
2025 | 11 | 18 | 16 | 48.0188 | 99.196 | 332.615
2025 | 11 | 18 | 17 | 51.2552 | 98.9878 | 362.7714
2025 | 11 | 18 | 18 | 51.9213 | 100.8203 | 390.5004
2025 | 11 | 18 | 19 | 50.8838 | 98.7318 | 378.0128
2025 | 11 | 18 | 20 | 48.5215 | 92.809 | 365.8303
2025 | 11 | 18 | 21 | 45.4769 | 94.6432 | 349.9489
2025 | 11 | 18 | 22 | 41.8578 | 91.2174 | 328.5319
2025 | 11 | 18 | 23 | 38.7713 | 83.1264 | 302.3404
2025 | 11 | 19 | 0 | 37.1629 | 79.3867 | 279.8321
2025 | 11 | 19 | 1 | 34.1935 | 78.5468 | 267.8371
2025 | 11 | 19 | 2 | 32.8752 | 76.2458 | 260.1835
2025 | 11 | 19 | 3 | 32.2418 | 75.4694 | 256.0766
2025 | 11 | 19 | 4 | 32.2908 | 74.974 | 255.4782
2025 | 11 | 19 | 5 | 33.7408 | 76.3392 | 259.7116
2025 | 11 | 19 | 6 | 36.0248 | 82.8692 | 268.0018
2025 | 11 | 19 | 7 | 39.173 | 92.0871 | 300.1531
2025 | 11 | 19 | 8 | 41.6305 | 99.5147 | 338.2484
2025 | 11 | 19 | 9 | 42.7833 | 104.0726 | 354.2533
2025 | 11 | 19 | 10 | 43.2521 | 105.904 | 353.4366
2025 | 11 | 19 | 11 | 44.1729 | 107.6561 | 347.1624
2025 | 11 | 19 | 12 | 44.4263 | 105.1795 | 344.9383
2025 | 11 | 19 | 13 | 44.8348 | 104.0046 | 345.5347
2025 | 11 | 19 | 14 | 44.9458 | 100.8326 | 348.5699
2025 | 11 | 19 | 15 | 45.9493 | 98.3894 | 355.3299
2025 | 11 | 19 | 16 | 47.8402 | 100.1219 | 370.3778
2025 | 11 | 19 | 17 | 50.7136 | 98.8004 | 399.5572
2025 | 11 | 19 | 18 | 53.3128 | 99.4991 | 416.1992
2025 | 11 | 19 | 19 | 51.9918 | 96.2919 | 408.8661
2025 | 11 | 19 | 20 | 49.342 | 92.0321 | 399.2261
2025 | 11 | 19 | 21 | 46.3186 | 93.7842 | 385.9398
2025 | 11 | 19 | 22 | 42.7066 | 91.1516 | 364.9145
2025 | 11 | 19 | 23 | 39.4835 | 83.2765 | 338.5964
2025 | 11 | 20 | 0 | 36.1372 | 80.0671 | 309.1213
2025 | 11 | 20 | 1 | 35.537 | 78.2553 | 292.9847
2025 | 11 | 20 | 2 | 34.2728 | 76.3086 | 285.3425
2025 | 11 | 20 | 3 | 33.7089 | 75.476 | 281.6755
2025 | 11 | 20 | 4 | 33.7276 | 74.6758 | 281.1984
2025 | 11 | 20 | 5 | 35.0448 | 75.8866 | 285.4541
2025 | 11 | 20 | 6 | 37.2465 | 81.9419 | 291.7357
2025 | 11 | 20 | 7 | 40.5422 | 91.2358 | 322.3394
2025 | 11 | 20 | 8 | 43.1958 | 99.7638 | 351.7449
2025 | 11 | 20 | 9 | 44.2067 | 103.9886 | 352.5761
2025 | 11 | 20 | 10 | 44.522 | 107.5989 | 339.0606
2025 | 11 | 20 | 11 | 45.239 | 108.7456 | 327.4955
2025 | 11 | 20 | 12 | 44.6645 | 104.7111 | 353.4309
2025 | 11 | 20 | 13 | 44.8189 | 104.0412 | 352.404
2025 | 11 | 20 | 14 | 45.0591 | 100.389 | 354.5067
2025 | 11 | 20 | 15 | 45.996 | 96.9895 | 361.2913
2025 | 11 | 20 | 16 | 47.9139 | 100.1503 | 374.9265
2025 | 11 | 20 | 17 | 51.4238 | 98.4423 | 402.9051
2025 | 11 | 20 | 18 | 53.7835 | 99.7255 | 424.9869
2025 | 11 | 20 | 19 | 53.4863 | 97.3466 | 413.7647
2025 | 11 | 20 | 20 | 51.6624 | 91.9827 | 402.6136
2025 | 11 | 20 | 21 | 49.0372 | 93.1134 | 387.911
2025 | 11 | 20 | 22 | 45.6174 | 90.5909 | 366.7874
2025 | 11 | 20 | 23 | 42.4482 | 82.902 | 339.7417
2025 | 11 | 21 | 0 | 39.9708 | 79.3342 | 313.5468
2025 | 11 | 21 | 1 | 38.0446 | 76.843 | 293.617
2025 | 11 | 21 | 2 | 36.8698 | 74.3945 | 283.7005
2025 | 11 | 21 | 3 | 36.3924 | 73.4311 | 278.2552
2025 | 11 | 21 | 4 | 36.4231 | 72.8485 | 276.2942
2025 | 11 | 21 | 5 | 37.7598 | 73.4123 | 278.877
2025 | 11 | 21 | 6 | 40.0368 | 79.2825 | 290.3296
2025 | 11 | 21 | 7 | 43.1087 | 88.6897 | 320.564
2025 | 11 | 21 | 8 | 45.5045 | 96.2438 | 355.929
2025 | 11 | 21 | 9 | 46.038 | 101.8252 | 368.432
2025 | 11 | 21 | 10 | 45.3526 | 104.1995 | 363.3817
2025 | 11 | 21 | 11 | 45.3126 | 105.5226 | 353.4764
2025 | 11 | 21 | 12 | 45.3464 | 100.108 | 343.7131
2025 | 11 | 21 | 13 | 45.2656 | 99.019 | 342.2519
2025 | 11 | 21 | 14 | 45.1172 | 94.1872 | 343.6732
2025 | 11 | 21 | 15 | 45.796 | 89.9713 | 348.7067
2025 | 11 | 21 | 16 | 47.5442 | 92.7455 | 360.4166
2025 | 11 | 21 | 17 | 50.5237 | 90.3965 | 386.414
2025 | 11 | 21 | 18 | 52.0694 | 92.4939 | 405.1088
2025 | 11 | 21 | 19 | 51.6573 | 89.5964 | 394.0646
2025 | 11 | 21 | 20 | 49.8483 | 85.2759 | 381.8588
2025 | 11 | 21 | 21 | 47.4179 | 87.179 | 367.4519
2025 | 11 | 21 | 22 | 44.4342 | 84.7253 | 349.6318
2025 | 11 | 21 | 23 | 41.6026 | 76.0533 | 326.42
2025 | 11 | 22 | 0 | 39.3756 | 72.2078 | 308.6578
2025 | 11 | 22 | 1 | 37.2496 | 71.5989 | 290.5137
2025 | 11 | 22 | 2 | 35.8122 | 69.6466 | 280.2755
2025 | 11 | 22 | 3 | 35.1629 | 68.5492 | 274.5277
2025 | 11 | 22 | 4 | 34.9967 | 68.5321 | 272.5535
2025 | 11 | 22 | 5 | 35.6841 | 68.1231 | 272.8183
2025 | 11 | 22 | 6 | 37.0888 | 69.791 | 275.624
2025 | 11 | 22 | 7 | 39.4957 | 74.1972 | 293.9041
2025 | 11 | 22 | 8 | 43.1883 | 78.2173 | 329.6282
2025 | 11 | 22 | 9 | 46.3409 | 85.5941 | 353.559
2025 | 11 | 22 | 10 | 47.5796 | 90.398 | 356.7062
2025 | 11 | 22 | 11 | 48.4892 | 91.8625 | 352.867
2025 | 11 | 22 | 12 | 47.3872 | 88.454 | 353.0996
2025 | 11 | 22 | 13 | 47.2226 | 86.8197 | 350.0277
2025 | 11 | 22 | 14 | 46.831 | 88.4502 | 348.7074
2025 | 11 | 22 | 15 | 47.0901 | 84.9989 | 354.195
2025 | 11 | 22 | 16 | 48.3732 | 83.9933 | 368.7695
2025 | 11 | 22 | 17 | 51.0101 | 86.9374 | 398.2832
2025 | 11 | 22 | 18 | 52.0757 | 84.0616 | 410.8258
2025 | 11 | 22 | 19 | 50.9683 | 81.8441 | 398.6733
2025 | 11 | 22 | 20 | 48.3363 | 76.1966 | 381.9355
2025 | 11 | 22 | 21 | 45.556 | 80.9841 | 366.9489
2025 | 11 | 22 | 22 | 42.8262 | 78.0657 | 352.6925
2025 | 11 | 22 | 23 | 40.5493 | 73.9516 | 333.9317
2025 | 11 | 23 | 0 | 38.6236 | 73.201 | 312.3424
2025 | 11 | 23 | 1 | 37.0425 | 71.067 | 304.5885
2025 | 11 | 23 | 2 | 35.7282 | 69.31 | 295.6701
2025 | 11 | 23 | 3 | 35.0876 | 68.7004 | 290.9619
2025 | 11 | 23 | 4 | 34.853 | 69.5314 | 289.9037
2025 | 11 | 23 | 5 | 35.331 | 69.0455 | 290.6403
2025 | 11 | 23 | 6 | 36.4088 | 68.516 | 288.1085
2025 | 11 | 23 | 7 | 38.1745 | 71.3482 | 302.8124
2025 | 11 | 23 | 8 | 41.3509 | 74.0772 | 330.5447
2025 | 11 | 23 | 9 | 44.2893 | 80.1975 | 343.9891
2025 | 11 | 23 | 10 | 45.7731 | 84.4393 | 340.1578
2025 | 11 | 23 | 11 | 46.9076 | 85.3843 | 330.9013
2025 | 11 | 23 | 12 | 48.279 | 81.6241 | 358.2272
2025 | 11 | 23 | 13 | 48.5092 | 81.0929 | 357.1239
2025 | 11 | 23 | 14 | 48.5964 | 83.6913 | 357.4758
2025 | 11 | 23 | 15 | 49.3835 | 81.6619 | 363.8753
2025 | 11 | 23 | 16 | 51.0811 | 81.2203 | 381.6075
2025 | 11 | 23 | 17 | 54.1166 | 84.9218 | 415.459
2025 | 11 | 23 | 18 | 55.5793 | 88.6811 | 445.6538
2025 | 11 | 23 | 19 | 53.814 | 86.0657 | 428.8971
2025 | 11 | 23 | 20 | 50.6864 | 81.7049 | 410.2417
2025 | 11 | 23 | 21 | 47.2117 | 85.0114 | 391.4417
2025 | 11 | 23 | 22 | 43.7545 | 82.7557 | 370.6282
2025 | 11 | 23 | 23 | 40.9785 | 77.8023 | 345.4646
2025 | 11 | 24 | 0 | 39.1615 | 76.678 | 321.222
2025 | 11 | 24 | 1 | 36.9256 | 74.2569 | 312.6587
2025 | 11 | 24 | 2 | 35.954 | 73.1236 | 305.7563
2025 | 11 | 24 | 3 | 35.6975 | 73.6262 | 303.1895
2025 | 11 | 24 | 4 | 36.0548 | 73.8409 | 303.7518
2025 | 11 | 24 | 5 | 37.7795 | 75.2077 | 308.8983
2025 | 11 | 24 | 6 | 41.0151 | 81.2412 | 320.6186
2025 | 11 | 24 | 7 | 44.216 | 90.9206 | 351.789
2025 | 11 | 24 | 8 | 47.0198 | 101.5769 | 382.0224
2025 | 11 | 24 | 9 | 48.0502 | 106.1726 | 381.2436
2025 | 11 | 24 | 10 | 47.9649 | 109.4651 | 363.8135
2025 | 11 | 24 | 11 | 48.2882 | 107.6197 | 348.6905
2025 | 11 | 24 | 12 | 48.1873 | 105.5465 | 336.3545
2025 | 11 | 24 | 13 | 48.2847 | 103.964 | 329.786
2025 | 11 | 24 | 14 | 48.3454 | 100.5598 | 328.4911
2025 | 11 | 24 | 15 | 49.2588 | 97.5731 | 332.6051
2025 | 11 | 24 | 16 | 51.3608 | 99.6908 | 351.5778
2025 | 11 | 24 | 17 | 54.6264 | 99.7305 | 393.2342
2025 | 11 | 24 | 18 | 56.5043 | 99.5519 | 438.2734
2025 | 11 | 24 | 19 | 55.1305 | 97.3592 | 433.0725
2025 | 11 | 24 | 20 | 52.3347 | 92.4075 | 423.6044
2025 | 11 | 24 | 21 | 49.0784 | 93.6481 | 408.9492
2025 | 11 | 24 | 22 | 45.2866 | 91.0942 | 387.3731
2025 | 11 | 24 | 23 | 42.0469 | 83.8509 | 361.0528
2025 | 11 | 25 | 0 | 39.7567 | 80.1682 | 339.0651
2025 | 11 | 25 | 1 | 37.8105 | 77.0439 | 323.6913
2025 | 11 | 25 | 2 | 36.6576 | 75.0359 | 315.0368
2025 | 11 | 25 | 3 | 36.2184 | 74.3406 | 310.8797
2025 | 11 | 25 | 4 | 36.4629 | 73.8743 | 309.7916
2025 | 11 | 25 | 5 | 38.0654 | 74.7083 | 313.004
2025 | 11 | 25 | 6 | 40.8759 | 79.4809 | 322.2837
2025 | 11 | 25 | 7 | 44.0524 | 89.2908 | 352.6362
2025 | 11 | 25 | 8 | 46.9141 | 98.2773 | 388.0103
2025 | 11 | 25 | 9 | 47.9581 | 102.6869 | 396.7823
2025 | 11 | 25 | 10 | 47.8741 | 106.0799 | 388.1737
2025 | 11 | 25 | 11 | 48.2404 | 107.5999 | 377.1596
2025 | 11 | 25 | 12 | 47.6271 | 104.1597 | 377.7492
2025 | 11 | 25 | 13 | 47.7265 | 103.2435 | 375.9204
2025 | 11 | 25 | 14 | 47.8424 | 100.0098 | 376.4949
2025 | 11 | 25 | 15 | 48.6998 | 96.7444 | 381.6247
2025 | 11 | 25 | 16 | 50.7808 | 99.5144 | 395.6131
2025 | 11 | 25 | 17 | 54.3688 | 98.9771 | 424.4534
2025 | 11 | 25 | 18 | 56.1193 | 99.1112 | 448.4588
2025 | 11 | 25 | 19 | 55.4068 | 96.3353 | 435.7445
2025 | 11 | 25 | 20 | 53.1454 | 91.4998 | 423.4763
2025 | 11 | 25 | 21 | 50.2594 | 92.884 | 407.9613
2025 | 11 | 25 | 22 | 46.6035 | 90.3871 | 386.3419
2025 | 11 | 25 | 23 | 43.451 | 82.4532 | 358.8694
2025 | 11 | 26 | 0 | 40.684 | 78.7234 | 332.3278
2025 | 11 | 26 | 1 | 39.249 | 77.4504 | 310.1374
2025 | 11 | 26 | 2 | 38.1035 | 75.0183 | 300.4939
2025 | 11 | 26 | 3 | 37.6726 | 73.7047 | 294.7876
2025 | 11 | 26 | 4 | 37.8113 | 73.2187 | 292.595
2025 | 11 | 26 | 5 | 39.3659 | 73.8483 | 294.8626
2025 | 11 | 26 | 6 | 41.9296 | 79.4797 | 300.5982
2025 | 11 | 26 | 7 | 44.9594 | 89.7803 | 330.0082
2025 | 11 | 26 | 8 | 47.3909 | 98.4341 | 367.511
2025 | 11 | 26 | 9 | 48.0569 | 104.1021 | 382.7288
2025 | 11 | 26 | 10 | 47.4348 | 107.1149 | 381.7705
2025 | 11 | 26 | 11 | 47.4901 | 108.518 | 376.0614
2025 | 11 | 26 | 12 | 45.9648 | 107.105 | 370.7249
2025 | 11 | 26 | 13 | 45.846 | 105.978 | 370.8147
2025 | 11 | 26 | 14 | 45.7499 | 105.4037 | 372.5582
2025 | 11 | 26 | 15 | 46.6124 | 102.2466 | 377.0479
2025 | 11 | 26 | 16 | 48.9222 | 102.9966 | 388.7314
2025 | 11 | 26 | 17 | 52.608 | 102.0205 | 414.7935
2025 | 11 | 26 | 18 | 57.0133 | 99.6852 | 427.4005
2025 | 11 | 26 | 19 | 56.1867 | 95.6213 | 417.0501
2025 | 11 | 26 | 20 | 53.8701 | 90.1657 | 406.6337
2025 | 11 | 26 | 21 | 50.9199 | 91.1511 | 392.7576
2025 | 11 | 26 | 22 | 47.1755 | 88.2145 | 371.1185
2025 | 11 | 26 | 23 | 43.9001 | 81.1196 | 343.6376
2025 | 11 | 27 | 0 | 41.5861 | 78.1098 | 315.1806
2025 | 11 | 27 | 1 | 39.0957 | 74.7928 | 299.6292
2025 | 11 | 27 | 2 | 37.7525 | 72.7765 | 290.8057
2025 | 11 | 27 | 3 | 37.1498 | 71.9475 | 286.7133
2025 | 11 | 27 | 4 | 37.1573 | 71.5729 | 285.9071
2025 | 11 | 27 | 5 | 38.4714 | 72.3576 | 289.6387
2025 | 11 | 27 | 6 | 40.6711 | 77.9114 | 293.1996
2025 | 11 | 27 | 7 | 43.6558 | 87.3751 | 324.3954
2025 | 11 | 27 | 8 | 46.1989 | 97.37 | 364.331
2025 | 11 | 27 | 9 | 47.1057 | 103.3233 | 381.4732
2025 | 11 | 27 | 10 | 47.1967 | 108.4674 | 380.8855
2025 | 11 | 27 | 11 | 47.6838 | 107.0181 | 376.1385
2025 | 11 | 27 | 12 | 47.5163 | 105.1931 | 372.2804
2025 | 11 | 27 | 13 | 47.6032 | 105.0507 | 372.3978
2025 | 11 | 27 | 14 | 47.6363 | 103.2572 | 374.847
2025 | 11 | 27 | 15 | 48.4756 | 99.4736 | 381.3035
2025 | 11 | 27 | 16 | 50.1828 | 101.4543 | 393.8467
2025 | 11 | 27 | 17 | 53.3727 | 99.189 | 420.1591
2025 | 11 | 27 | 18 | 55.3011 | 98.6099 | 443.4783
2025 | 11 | 27 | 19 | 54.5506 | 95.7125 | 431.7503
2025 | 11 | 27 | 20 | 52.3507 | 90.5239 | 421.5114
2025 | 11 | 27 | 21 | 49.5834 | 92.2366 | 408.4364
2025 | 11 | 27 | 22 | 46.0198 | 90.1579 | 387.7288
2025 | 11 | 27 | 23 | 42.8766 | 82.3401 | 360.0232
2025 | 11 | 28 | 0 | 40.1342 | 78.4504 | 325.9525
2025 | 11 | 28 | 1 | 37.0877 | 76.0493 | 316.7557
2025 | 11 | 28 | 2 | 35.5948 | 73.6106 | 308.3039
2025 | 11 | 28 | 3 | 34.8786 | 72.9722 | 304.8574
2025 | 11 | 28 | 4 | 34.7623 | 72.5954 | 304.5947
2025 | 11 | 28 | 5 | 36.0227 | 73.1548 | 308.3816
2025 | 11 | 28 | 6 | 38.1811 | 79.1283 | 320.9511
2025 | 11 | 28 | 7 | 41.198 | 88.925 | 352.1468
2025 | 11 | 28 | 8 | 43.88 | 97.6768 | 384.6819
2025 | 11 | 28 | 9 | 44.9242 | 104.0654 | 386.2623
2025 | 11 | 28 | 10 | 45.0668 | 107.8757 | 370.1293
2025 | 11 | 28 | 11 | 45.5696 | 107.1749 | 353.7365
2025 | 11 | 28 | 12 | 46.4773 | 104.8296 | 375.5299
2025 | 11 | 28 | 13 | 46.6116 | 103.6577 | 371.8463
2025 | 11 | 28 | 14 | 46.5073 | 101.9337 | 372.0311
2025 | 11 | 28 | 15 | 46.9837 | 96.3605 | 376.9678
2025 | 11 | 28 | 16 | 48.2513 | 97.6287 | 390.9067
2025 | 11 | 28 | 17 | 50.9615 | 96.3671 | 421.562
2025 | 11 | 28 | 18 | 52.0208 | 93.9219 | 459.0601
2025 | 11 | 28 | 19 | 50.8926 | 90.5607 | 449.2723
2025 | 11 | 28 | 20 | 48.732 | 86.1371 | 438.7055
2025 | 11 | 28 | 21 | 46.231 | 87.7591 | 426.891
2025 | 11 | 28 | 22 | 43.1868 | 85.3577 | 409.9223
2025 | 11 | 28 | 23 | 40.2904 | 76.8562 | 385.855
2025 | 11 | 29 | 0 | 36.9667 | 72.4244 | 358.272
2025 | 11 | 29 | 1 | 34.1139 | 70.5811 | 350.7502
2025 | 11 | 29 | 2 | 32.5057 | 68.869 | 340.6087
2025 | 11 | 29 | 3 | 31.6422 | 68.1012 | 335.3791
2025 | 11 | 29 | 4 | 31.2422 | 68.0815 | 333.9746
2025 | 11 | 29 | 5 | 31.6369 | 67.5164 | 334.9324
2025 | 11 | 29 | 6 | 33.1504 | 68.9714 | 339.4194
2025 | 11 | 29 | 7 | 35.7514 | 72.2156 | 357.4363
2025 | 11 | 29 | 8 | 39.6533 | 78.03 | 391.989
2025 | 11 | 29 | 9 | 42.9899 | 85.7511 | 417.4026
2025 | 11 | 29 | 10 | 44.5628 | 90.7725 | 422.1115
2025 | 11 | 29 | 11 | 45.8253 | 90.421 | 416.4312
2025 | 11 | 29 | 12 | 46.4287 | 85.8912 | 410.0794
2025 | 11 | 29 | 13 | 46.2603 | 83.744 | 403.5728
2025 | 11 | 29 | 14 | 45.9875 | 84.5515 | 400.9881
2025 | 11 | 29 | 15 | 46.2427 | 81.3831 | 408.054
2025 | 11 | 29 | 16 | 47.6083 | 80.8999 | 425.5427
2025 | 11 | 29 | 17 | 50.3737 | 84.3769 | 456.6952
2025 | 11 | 29 | 18 | 52.0833 | 85.4312 | 473.0479
2025 | 11 | 29 | 19 | 49.8601 | 83.0008 | 464.0541
2025 | 11 | 29 | 20 | 46.798 | 77.3871 | 447.348
2025 | 11 | 29 | 21 | 44.0214 | 82.2157 | 431.9353
2025 | 11 | 29 | 22 | 41.3594 | 79.2925 | 416.9925
2025 | 11 | 29 | 23 | 39.1168 | 74.6892 | 397.5228
2025 | 11 | 30 | 0 | 36.9407 | 72.4927 | 375.1461
2025 | 11 | 30 | 1 | 34.3034 | 70.0901 | 365.9769
2025 | 11 | 30 | 2 | 32.8802 | 68.5839 | 356.8592
2025 | 11 | 30 | 3 | 32.1085 | 68.021 | 352.4232
2025 | 11 | 30 | 4 | 31.6259 | 67.8023 | 351.687
2025 | 11 | 30 | 5 | 31.8118 | 67.1395 | 353.1963
2025 | 11 | 30 | 6 | 33.1687 | 66.9885 | 352.3894
2025 | 11 | 30 | 7 | 35.5463 | 69.2482 | 365.052
2025 | 11 | 30 | 8 | 39.607 | 72.7013 | 388.3822
2025 | 11 | 30 | 9 | 43.0227 | 79.0308 | 403.8951
2025 | 11 | 30 | 10 | 44.7811 | 83.9765 | 401.2308
2025 | 11 | 30 | 11 | 46.1465 | 83.2359 | 392.012
2025 | 11 | 30 | 12 | 46.7115 | 83.526 | 378.9645
2025 | 11 | 30 | 13 | 46.8978 | 82.9395 | 370.9533
2025 | 11 | 30 | 14 | 46.9885 | 86.0565 | 368.1479
2025 | 11 | 30 | 15 | 47.6838 | 84.4714 | 373.6668
2025 | 11 | 30 | 16 | 49.4838 | 82.7752 | 396.3328
2025 | 11 | 30 | 17 | 52.7746 | 87.6722 | 440.1097
2025 | 11 | 30 | 18 | 53.9172 | 89.3515 | 487.1392
2025 | 11 | 30 | 19 | 52.0036 | 85.8893 | 479.1588
2025 | 11 | 30 | 20 | 49.2513 | 81.0855 | 463.0253
2025 | 11 | 30 | 21 | 46.0843 | 83.8447 | 444.8192
2025 | 11 | 30 | 22 | 42.6623 | 81.3113 | 423.9824
2025 | 11 | 30 | 23 | 39.9443 | 76.9114 | 399.3338
2025 | 12 | 1 | 0 | 37.9794 | 74.0644 | 375.1778
2025 | 12 | 1 | 1 | 35.0433 | 73.7039 | 348.6259
2025 | 12 | 1 | 2 | 33.9796 | 71.4946 | 340.2548
2025 | 12 | 1 | 3 | 33.6924 | 71.2285 | 336.6046
2025 | 12 | 1 | 4 | 34.0104 | 73.5709 | 335.9702
2025 | 12 | 1 | 5 | 35.7959 | 73.9333 | 339.9184
2025 | 12 | 1 | 6 | 39.0623 | 81.7626 | 349.7012
2025 | 12 | 1 | 7 | 42.636 | 92.7475 | 380.143
2025 | 12 | 1 | 8 | 45.4911 | 99.6681 | 416.4707
2025 | 12 | 1 | 9 | 46.6135 | 104.4166 | 427.9437
2025 | 12 | 1 | 10 | 46.9877 | 107.2263 | 422.5276
2025 | 12 | 1 | 11 | 47.4841 | 109.9286 | 414.9861
2025 | 12 | 1 | 12 | 47.444 | 107.4012 | 376.6659
2025 | 12 | 1 | 13 | 47.8718 | 106.1572 | 369.6337
2025 | 12 | 1 | 14 | 47.934 | 105.637 | 369.0396
2025 | 12 | 1 | 15 | 48.84 | 102.6149 | 370.853
2025 | 12 | 1 | 16 | 50.9497 | 103.5923 | 382.5262
2025 | 12 | 1 | 17 | 54.3516 | 103.1306 | 418.7062
2025 | 12 | 1 | 18 | 56.4589 | 100.111 | 449.2115
2025 | 12 | 1 | 19 | 55.0292 | 94.0267 | 446.0414
2025 | 12 | 1 | 20 | 52.2868 | 89.182 | 437.6463
2025 | 12 | 1 | 21 | 48.824 | 90.029 | 423.1929
2025 | 12 | 1 | 22 | 44.9886 | 87.6403 | 401.3268
2025 | 12 | 1 | 23 | 41.3076 | 82.2942 | 372.5546
2025 | 12 | 2 | 0 | 38.6317 | 80.8965 | 347.5598
2025 | 12 | 2 | 1 | 35.9633 | 75.5573 | 333.0214
2025 | 12 | 2 | 2 | 34.6566 | 72.7726 | 324.1947
2025 | 12 | 2 | 3 | 34.1392 | 71.7689 | 320.4973
2025 | 12 | 2 | 4 | 34.3185 | 73.2221 | 319.7507
2025 | 12 | 2 | 5 | 35.9694 | 73.3398 | 323.5948
2025 | 12 | 2 | 6 | 38.8698 | 80.696 | 340.1485
2025 | 12 | 2 | 7 | 42.286 | 91.3788 | 370.2358
2025 | 12 | 2 | 8 | 45.0552 | 96.3809 | 405.0943
2025 | 12 | 2 | 9 | 46.1251 | 100.7076 | 414.1632
2025 | 12 | 2 | 10 | 46.4495 | 103.8762 | 407.5969
2025 | 12 | 2 | 11 | 46.9758 | 108.6417 | 398.2572
2025 | 12 | 2 | 12 | 46.3517 | 106.1155 | 382.3778
2025 | 12 | 2 | 13 | 46.738 | 105.334 | 375.7769
2025 | 12 | 2 | 14 | 46.7075 | 104.9743 | 376.1606
2025 | 12 | 2 | 15 | 47.4839 | 102.0624 | 380.3838
2025 | 12 | 2 | 16 | 49.4804 | 103.643 | 393.4509
2025 | 12 | 2 | 17 | 53.0145 | 102.8111 | 424.9495
2025 | 12 | 2 | 18 | 55.7071 | 100.146 | 447.8845
2025 | 12 | 2 | 19 | 54.3886 | 93.4731 | 444.091
2025 | 12 | 2 | 20 | 51.8143 | 88.9177 | 436.6996
2025 | 12 | 2 | 21 | 48.496 | 90.0031 | 423.2003
2025 | 12 | 2 | 22 | 44.722 | 87.7531 | 401.4657
2025 | 12 | 2 | 23 | 41.1132 | 82.0789 | 372.406
2025 | 12 | 3 | 0 | 38.5395 | 80.097 | 350.2774
2025 | 12 | 3 | 1 | 35.6843 | 77.5017 | 332.8376
2025 | 12 | 3 | 2 | 34.3082 | 74.5064 | 324.4437
2025 | 12 | 3 | 3 | 33.7296 | 73.3868 | 320.4901
2025 | 12 | 3 | 4 | 33.839 | 74.7619 | 319.8153
2025 | 12 | 3 | 5 | 35.4921 | 75.0369 | 323.4377
2025 | 12 | 3 | 6 | 38.6739 | 82.17 | 333.605
2025 | 12 | 3 | 7 | 42.028 | 92.9703 | 363.6814
2025 | 12 | 3 | 8 | 44.5644 | 97.9599 | 397.7204
2025 | 12 | 3 | 9 | 45.5393 | 103.1315 | 404.6854
2025 | 12 | 3 | 10 | 45.6462 | 106.2045 | 396.7178
2025 | 12 | 3 | 11 | 46.0658 | 109.6897 | 387.644
2025 | 12 | 3 | 12 | 45.3779 | 105.8164 | 396.4026
2025 | 12 | 3 | 13 | 45.7668 | 104.9277 | 392.6501
2025 | 12 | 3 | 14 | 45.6936 | 104.2859 | 394.084
2025 | 12 | 3 | 15 | 46.4517 | 102.1397 | 397.3839
2025 | 12 | 3 | 16 | 48.404 | 102.9927 | 407.5301
2025 | 12 | 3 | 17 | 51.9008 | 101.636 | 437.5542
2025 | 12 | 3 | 18 | 55.6949 | 99.4124 | 454.5136
2025 | 12 | 3 | 19 | 54.4436 | 93.1632 | 449.3376
2025 | 12 | 3 | 20 | 51.9298 | 89.1727 | 441.909
2025 | 12 | 3 | 21 | 48.734 | 91.7737 | 429.3027
2025 | 12 | 3 | 22 | 44.9531 | 89.7734 | 407.417
2025 | 12 | 3 | 23 | 41.2732 | 83.2293 | 377.6218
2025 | 12 | 4 | 0 | 38.2001 | 82.2067 | 350.3625
2025 | 12 | 4 | 1 | 36.0276 | 78.1519 | 325.1669
2025 | 12 | 4 | 2 | 34.6517 | 75.7031 | 315.691
2025 | 12 | 4 | 3 | 34.1033 | 74.8366 | 311.1051
2025 | 12 | 4 | 4 | 34.1844 | 75.8429 | 309.8083
2025 | 12 | 4 | 5 | 35.7335 | 76.5039 | 313.0722
2025 | 12 | 4 | 6 | 38.5888 | 84.0104 | 317.8047
2025 | 12 | 4 | 7 | 42.0057 | 94.0711 | 347.58
2025 | 12 | 4 | 8 | 44.8018 | 99.4766 | 384.4134
2025 | 12 | 4 | 9 | 46.0259 | 103.9863 | 399.1947
2025 | 12 | 4 | 10 | 46.4712 | 108.0705 | 398.9521
2025 | 12 | 4 | 11 | 47.0467 | 110.9323 | 395.6865
2025 | 12 | 4 | 12 | 46.9616 | 107.6353 | 395.681
2025 | 12 | 4 | 13 | 47.3641 | 107.0083 | 393.628
2025 | 12 | 4 | 14 | 47.4276 | 105.2784 | 395.9795
2025 | 12 | 4 | 15 | 48.347 | 101.901 | 400.9987
2025 | 12 | 4 | 16 | 50.1966 | 104.4284 | 408.7116
2025 | 12 | 4 | 17 | 53.5126 | 103.3116 | 432.6598
2025 | 12 | 4 | 18 | 55.5563 | 101.8465 | 446.6802
2025 | 12 | 4 | 19 | 54.4317 | 95.5052 | 435.6471
2025 | 12 | 4 | 20 | 52.007 | 91.0298 | 425.5651
2025 | 12 | 4 | 21 | 48.8745 | 91.5109 | 411.2247
2025 | 12 | 4 | 22 | 45.2155 | 89.2596 | 389.5147
2025 | 12 | 4 | 23 | 41.6351 | 84.687 | 359.3475
2025 | 12 | 5 | 0 | 39.4287 | 82.6676 | 331.2418
2025 | 12 | 5 | 1 | 36.4895 | 77.3301 | 320.0616
2025 | 12 | 5 | 2 | 35.1501 | 74.5147 | 311.0336
2025 | 12 | 5 | 3 | 34.6169 | 73.9018 | 307.4046
2025 | 12 | 5 | 4 | 34.7461 | 75.0557 | 307.0142
2025 | 12 | 5 | 5 | 36.3348 | 75.2802 | 311.2043
2025 | 12 | 5 | 6 | 39.4699 | 82.4092 | 320.6435
2025 | 12 | 5 | 7 | 42.8894 | 92.1707 | 352.5634
2025 | 12 | 5 | 8 | 45.8116 | 97.2635 | 391.7904
2025 | 12 | 5 | 9 | 47.0277 | 102.8897 | 407.1152
2025 | 12 | 5 | 10 | 47.1936 | 106.1422 | 403.8357
2025 | 12 | 5 | 11 | 47.4714 | 108.5142 | 395.1012
2025 | 12 | 5 | 12 | 47.1593 | 106.9323 | 382.1423
2025 | 12 | 5 | 13 | 47.374 | 106.1233 | 377.9577
2025 | 12 | 5 | 14 | 47.1564 | 104.5375 | 379.6213
2025 | 12 | 5 | 15 | 47.7425 | 99.7704 | 384.156
2025 | 12 | 5 | 16 | 49.3551 | 100.7471 | 394.7522
2025 | 12 | 5 | 17 | 52.2708 | 99.6828 | 424.6436
2025 | 12 | 5 | 18 | 54.3554 | 96.8724 | 443.5401
2025 | 12 | 5 | 19 | 53.1396 | 91.3381 | 444.0019
2025 | 12 | 5 | 20 | 50.777 | 88.3592 | 438.0716
2025 | 12 | 5 | 21 | 47.9265 | 90.0939 | 428.3285
2025 | 12 | 5 | 22 | 44.7704 | 88.1794 | 411.9006
2025 | 12 | 5 | 23 | 41.452 | 81.0643 | 386.9323
2025 | 12 | 6 | 0 | 38.5618 | 76.967 | 358.4175
2025 | 12 | 6 | 1 | 36.2447 | 73.2948 | 345.4868
2025 | 12 | 6 | 2 | 34.6085 | 71.4058 | 335.546
2025 | 12 | 6 | 3 | 33.8528 | 70.5802 | 330.9985
2025 | 12 | 6 | 4 | 33.5342 | 71.3708 | 330.5965
2025 | 12 | 6 | 5 | 34.1751 | 70.7562 | 333.0296
2025 | 12 | 6 | 6 | 35.5949 | 74.52 | 334.8885
2025 | 12 | 6 | 7 | 38.3139 | 77.6839 | 351.4972
2025 | 12 | 6 | 8 | 42.3066 | 78.4482 | 380.5196
2025 | 12 | 6 | 9 | 45.679 | 83.698 | 400.9407
2025 | 12 | 6 | 10 | 47.3533 | 87.0095 | 404.9219
2025 | 12 | 6 | 11 | 48.408 | 90.9778 | 399.5631
2025 | 12 | 6 | 12 | 48.3517 | 90.057 | 378.3967
2025 | 12 | 6 | 13 | 48.4606 | 87.9921 | 371.6819
2025 | 12 | 6 | 14 | 48.063 | 88.7634 | 370.3392
2025 | 12 | 6 | 15 | 48.2534 | 85.5423 | 373.736
2025 | 12 | 6 | 16 | 49.482 | 85.7343 | 387.269
2025 | 12 | 6 | 17 | 52.1987 | 89.0527 | 424.1705
2025 | 12 | 6 | 18 | 53.4027 | 89.1791 | 456.1739
2025 | 12 | 6 | 19 | 51.6954 | 83.6941 | 450.0366
2025 | 12 | 6 | 20 | 48.7314 | 79.0903 | 434.333
2025 | 12 | 6 | 21 | 45.7657 | 81.64 | 419.0978
2025 | 12 | 6 | 22 | 42.9624 | 79.322 | 403.9872
2025 | 12 | 6 | 23 | 40.3133 | 77.0697 | 382.8966
2025 | 12 | 7 | 0 | 38.0029 | 75.7099 | 355.3182
2025 | 12 | 7 | 1 | 35.9037 | 71.84 | 333.1985
2025 | 12 | 7 | 2 | 34.4681 | 69.6734 | 322.4024
2025 | 12 | 7 | 3 | 33.8109 | 68.9717 | 316.4047
2025 | 12 | 7 | 4 | 33.4212 | 71.0595 | 313.8191
2025 | 12 | 7 | 5 | 33.8809 | 69.9933 | 313.3619
2025 | 12 | 7 | 6 | 34.7934 | 71.3926 | 308.5969
2025 | 12 | 7 | 7 | 37.0197 | 73.3069 | 320.0682
2025 | 12 | 7 | 8 | 40.7237 | 72.7104 | 347.5161
2025 | 12 | 7 | 9 | 44.0482 | 77.0809 | 371.7198
2025 | 12 | 7 | 10 | 45.9102 | 80.4001 | 379.8162
2025 | 12 | 7 | 11 | 47.1076 | 83.9495 | 378.5056
2025 | 12 | 7 | 12 | 48.0079 | 83.9446 | 335.7487
2025 | 12 | 7 | 13 | 48.447 | 83.3994 | 327.7428
2025 | 12 | 7 | 14 | 48.4206 | 85.7241 | 326.1663
2025 | 12 | 7 | 15 | 49.1215 | 83.3232 | 330.5824
2025 | 12 | 7 | 16 | 50.8769 | 83.7401 | 346.9988
2025 | 12 | 7 | 17 | 54.0738 | 87.4453 | 390.1007
2025 | 12 | 7 | 18 | 55.8724 | 91.7969 | 430.3329
2025 | 12 | 7 | 19 | 54.0995 | 86.1634 | 423.7463
2025 | 12 | 7 | 20 | 51.0587 | 82.904 | 409.1935
2025 | 12 | 7 | 21 | 47.6374 | 84.2016 | 391.6613
2025 | 12 | 7 | 22 | 44.1737 | 82.0918 | 370.6781
2025 | 12 | 7 | 23 | 41.0942 | 79.6187 | 344.0806
2025 | 12 | 8 | 0 | 38.5904 | 79.2321 | 322.0177
2025 | 12 | 8 | 1 | 36.3998 | 74.888 | 309.518
2025 | 12 | 8 | 2 | 35.314 | 73.2547 | 301.2086
2025 | 12 | 8 | 3 | 35.0243 | 73.045 | 297.9181
2025 | 12 | 8 | 4 | 35.3343 | 74.5762 | 298.0718
2025 | 12 | 8 | 5 | 37.111 | 75.185 | 303.0612
2025 | 12 | 8 | 6 | 40.225 | 80.3825 | 315.966
2025 | 12 | 8 | 7 | 43.6678 | 89.9173 | 344.8973
2025 | 12 | 8 | 8 | 46.5619 | 97.6884 | 372.2753
2025 | 12 | 8 | 9 | 47.6827 | 102.664 | 370.7641
2025 | 12 | 8 | 10 | 47.9984 | 104.9152 | 356.1409
2025 | 12 | 8 | 11 | 48.4142 | 105.7568 | 344.791
2025 | 12 | 8 | 12 | 48.0462 | 105.9058 | 363.0842
2025 | 12 | 8 | 13 | 48.3176 | 104.6403 | 357.6496
2025 | 12 | 8 | 14 | 48.2791 | 100.3367 | 357.5492
2025 | 12 | 8 | 15 | 49.0854 | 98.3324 | 361.5154
2025 | 12 | 8 | 16 | 51.1762 | 100.6383 | 373.5504
2025 | 12 | 8 | 17 | 54.7272 | 100.4002 | 406.718
2025 | 12 | 8 | 18 | 57.3806 | 99.0614 | 441.7965
2025 | 12 | 8 | 19 | 56.0007 | 94.3664 | 430.4054
2025 | 12 | 8 | 20 | 53.26 | 90.5439 | 419.0073
2025 | 12 | 8 | 21 | 49.8884 | 91.3676 | 402.5157
2025 | 12 | 8 | 22 | 46.0732 | 88.8132 | 379.5233
2025 | 12 | 8 | 23 | 42.4688 | 84.2001 | 349.8295
2025 | 12 | 9 | 0 | 40.0985 | 81.8045 | 325.0493
2025 | 12 | 9 | 1 | 37.5201 | 76.2103 | 303.555
2025 | 12 | 9 | 2 | 36.2235 | 74.2527 | 293.624
2025 | 12 | 9 | 3 | 35.7126 | 73.445 | 288.6284
2025 | 12 | 9 | 4 | 35.8992 | 73.5267 | 287.1297
2025 | 12 | 9 | 5 | 37.5272 | 74.0768 | 289.9118
2025 | 12 | 9 | 6 | 40.2745 | 81.2455 | 302.6936
2025 | 12 | 9 | 7 | 43.5857 | 90.4481 | 331.195
2025 | 12 | 9 | 8 | 46.4388 | 95.6389 | 364.3205
2025 | 12 | 9 | 9 | 47.6067 | 98.7917 | 373.9107
2025 | 12 | 9 | 10 | 47.9388 | 101.2588 | 370.0901
2025 | 12 | 9 | 11 | 48.416 | 105.9177 | 364.4151
2025 | 12 | 9 | 12 | 48.1206 | 103.7769 | 347.3816
2025 | 12 | 9 | 13 | 48.4449 | 102.7473 | 342.1276
2025 | 12 | 9 | 14 | 48.4243 | 99.6486 | 341.8644
2025 | 12 | 9 | 15 | 49.2101 | 97.1513 | 346.0233
2025 | 12 | 9 | 16 | 51.2088 | 100.2779 | 357.3805
2025 | 12 | 9 | 17 | 54.7412 | 100.0527 | 389.986
2025 | 12 | 9 | 18 | 56.6703 | 101.2059 | 408.558
2025 | 12 | 9 | 19 | 55.4065 | 95.3582 | 405.6438
2025 | 12 | 9 | 20 | 52.8479 | 91.2497 | 398.797
2025 | 12 | 9 | 21 | 49.5774 | 91.3614 | 386.3592
2025 | 12 | 9 | 22 | 45.816 | 88.7372 | 365.8821
2025 | 12 | 9 | 23 | 42.2835 | 83.9371 | 337.7215
2025 | 12 | 10 | 0 | 40.1566 | 80.1968 | 313.3229
2025 | 12 | 10 | 1 | 37.801 | 77.235 | 292.913
2025 | 12 | 10 | 2 | 36.5411 | 74.6692 | 283.8337
2025 | 12 | 10 | 3 | 36.0508 | 73.4565 | 279.3941
2025 | 12 | 10 | 4 | 36.2486 | 73.987 | 278.8677
2025 | 12 | 10 | 5 | 37.9458 | 74.3348 | 282.9421
2025 | 12 | 10 | 6 | 40.4183 | 79.3811 | 295.3249
2025 | 12 | 10 | 7 | 43.6901 | 89.3106 | 324.0536
2025 | 12 | 10 | 8 | 46.4111 | 95.8082 | 356.5419
2025 | 12 | 10 | 9 | 47.5989 | 101.4259 | 365.4236
2025 | 12 | 10 | 10 | 48.0935 | 104.3653 | 359.3757
2025 | 12 | 10 | 11 | 48.6964 | 106.5158 | 351.6172
2025 | 12 | 10 | 12 | 48.6778 | 105.5854 | 358.8757
2025 | 12 | 10 | 13 | 49.0118 | 104.8289 | 355.3907
2025 | 12 | 10 | 14 | 49.0869 | 103.1292 | 356.4352
2025 | 12 | 10 | 15 | 49.9216 | 101.162 | 361.3836
2025 | 12 | 10 | 16 | 51.9641 | 102.0697 | 373.8686
2025 | 12 | 10 | 17 | 55.4835 | 100.7257 | 404.52
2025 | 12 | 10 | 18 | 58.2619 | 99.815 | 429.7913
2025 | 12 | 10 | 19 | 57.1516 | 93.7439 | 419.1888
2025 | 12 | 10 | 20 | 54.6554 | 89.8497 | 409.2335
2025 | 12 | 10 | 21 | 51.5277 | 90.7793 | 394.5798
2025 | 12 | 10 | 22 | 47.7729 | 88.0846 | 371.9345
2025 | 12 | 10 | 23 | 44.1151 | 83.5394 | 341.9911
2025 | 12 | 11 | 0 | 41.0022 | 81.4147 | 317.3832
2025 | 12 | 11 | 1 | 38.3477 | 78.7598 | 295.7862
2025 | 12 | 11 | 2 | 37.0794 | 76.8773 | 285.4858
2025 | 12 | 11 | 3 | 36.6171 | 76.2581 | 280.2715
2025 | 12 | 11 | 4 | 36.7962 | 76.5354 | 278.8031
2025 | 12 | 11 | 5 | 38.4168 | 77.4084 | 281.747
2025 | 12 | 11 | 6 | 41.2649 | 82.9242 | 289.8787
2025 | 12 | 11 | 7 | 44.4809 | 91.8251 | 319.226
2025 | 12 | 11 | 8 | 47.2273 | 98.5477 | 356.0776
2025 | 12 | 11 | 9 | 48.3943 | 103.1052 | 373.1199
2025 | 12 | 11 | 10 | 48.6659 | 107.8997 | 375.0879
2025 | 12 | 11 | 11 | 49.0436 | 108.6408 | 373.5274
2025 | 12 | 11 | 12 | 48.8836 | 106.3947 | 356.0363
2025 | 12 | 11 | 13 | 49.1442 | 105.8573 | 353.9686
2025 | 12 | 11 | 14 | 49.12 | 101.4248 | 355.5959
2025 | 12 | 11 | 15 | 49.9968 | 99.9578 | 361.1495
2025 | 12 | 11 | 16 | 51.8197 | 102.5632 | 370.9838
2025 | 12 | 11 | 17 | 55.0509 | 101.5514 | 400.9551
2025 | 12 | 11 | 18 | 56.974 | 102.5117 | 428.6571
2025 | 12 | 11 | 19 | 55.9985 | 97.8127 | 417.8704
2025 | 12 | 11 | 20 | 53.5662 | 94.1457 | 408.036
2025 | 12 | 11 | 21 | 50.5238 | 95.0597 | 394.1524
2025 | 12 | 11 | 22 | 46.8918 | 93.0473 | 372.9545
2025 | 12 | 11 | 23 | 43.4152 | 87.8117 | 343.2297
2025 | 12 | 12 | 0 | 40.6431 | 85.4081 | 317.3412
2025 | 12 | 12 | 1 | 39.3302 | 81.6535 | 295.3586
2025 | 12 | 12 | 2 | 38.0579 | 79.2823 | 284.7125
2025 | 12 | 12 | 3 | 37.5947 | 78.7806 | 279.486
2025 | 12 | 12 | 4 | 37.7281 | 79.3476 | 278.0374
2025 | 12 | 12 | 5 | 39.3051 | 79.8928 | 281.0525
2025 | 12 | 12 | 6 | 41.681 | 87.934 | 294.3291
2025 | 12 | 12 | 7 | 44.9859 | 97.1069 | 324.1778
2025 | 12 | 12 | 8 | 48.0823 | 102.3241 | 361.9783
2025 | 12 | 12 | 9 | 49.4853 | 106.8602 | 379.4313
2025 | 12 | 12 | 10 | 49.8886 | 110.4592 | 378.477
2025 | 12 | 12 | 11 | 50.2317 | 112.8837 | 371.7823
2025 | 12 | 12 | 12 | 48.0284 | 108.0171 | 369.6756
2025 | 12 | 12 | 13 | 47.9683 | 106.3953 | 367.1507
2025 | 12 | 12 | 14 | 47.7243 | 102.4319 | 368.0855
2025 | 12 | 12 | 15 | 48.1712 | 98.6838 | 373.1709
2025 | 12 | 12 | 16 | 49.8824 | 100.7059 | 382.335
2025 | 12 | 12 | 17 | 53.2444 | 101.3144 | 408.1406
2025 | 12 | 12 | 18 | 55.6567 | 99.3618 | 424.3888
2025 | 12 | 12 | 19 | 55.313 | 94.85 | 414.6905
2025 | 12 | 12 | 20 | 53.4932 | 92.5059 | 404.1003
2025 | 12 | 12 | 21 | 51.0431 | 93.0111 | 390.8124
2025 | 12 | 12 | 22 | 48 | 90.6223 | 372.9749
2025 | 12 | 12 | 23 | 44.821 | 85.0334 | 347.0936
2025 | 12 | 13 | 0 | 41.6815 | 81.9589 | 327.3348
2025 | 12 | 13 | 1 | 39.4245 | 75.3982 | 326.6189
2025 | 12 | 13 | 2 | 37.8192 | 73.3581 | 316.8377
2025 | 12 | 13 | 3 | 37.0833 | 72.7479 | 312.0202
2025 | 12 | 13 | 4 | 36.9264 | 73.7837 | 311.5243
2025 | 12 | 13 | 5 | 37.7092 | 73.0564 | 314.0017
2025 | 12 | 13 | 6 | 39.1151 | 76.4427 | 317.3055
2025 | 12 | 13 | 7 | 41.1745 | 78.8984 | 336.6813
2025 | 12 | 13 | 8 | 44.1752 | 81.8228 | 370.3721
2025 | 12 | 13 | 9 | 46.8 | 85.9724 | 392.8031
2025 | 12 | 13 | 10 | 48.1536 | 89.5924 | 395.9954
2025 | 12 | 13 | 11 | 49.0283 | 92.1044 | 392.541
2025 | 12 | 13 | 12 | 50.3039 | 89.2644 | 373.7116
2025 | 12 | 13 | 13 | 50.2574 | 87.3522 | 366.1629
2025 | 12 | 13 | 14 | 49.8341 | 84.1893 | 362.9853
2025 | 12 | 13 | 15 | 49.98 | 81.3885 | 367.7502
2025 | 12 | 13 | 16 | 51.046 | 82.9299 | 386.2298
2025 | 12 | 13 | 17 | 53.8122 | 85.1315 | 427.8175
2025 | 12 | 13 | 18 | 56.7652 | 89.2839 | 470.228
2025 | 12 | 13 | 19 | 54.7857 | 84.7148 | 464.9895
2025 | 12 | 13 | 20 | 51.4503 | 81.1836 | 450.7881
2025 | 12 | 13 | 21 | 48.2737 | 81.8376 | 436.9759
2025 | 12 | 13 | 22 | 45.46 | 80.0748 | 423.1598
2025 | 12 | 13 | 23 | 42.7313 | 77.8723 | 402.6448
2025 | 12 | 14 | 0 | 39.8179 | 77.7932 | 381.1699
2025 | 12 | 14 | 1 | 37.5903 | 74.3496 | 362.3698
2025 | 12 | 14 | 2 | 36.0305 | 72.4805 | 352.1147
2025 | 12 | 14 | 3 | 35.2078 | 71.9271 | 347.4632
2025 | 12 | 14 | 4 | 34.9104 | 72.8646 | 346.4348
2025 | 12 | 14 | 5 | 35.3553 | 72.0834 | 346.9019
2025 | 12 | 14 | 6 | 36.1888 | 76.2447 | 345.4554
2025 | 12 | 14 | 7 | 37.9298 | 78.6334 | 356.6666
2025 | 12 | 14 | 8 | 41.1702 | 78.6956 | 379.5642
2025 | 12 | 14 | 9 | 44.4777 | 80.9816 | 393.603
2025 | 12 | 14 | 10 | 46.8247 | 85.1242 | 392.7411
2025 | 12 | 14 | 11 | 48.2936 | 89.7824 | 384.2291
2025 | 12 | 14 | 12 | 48.9749 | 87.5117 | 405.655
2025 | 12 | 14 | 13 | 49.3277 | 86.7961 | 398.657
2025 | 12 | 14 | 14 | 49.2476 | 87.741 | 396.2666
2025 | 12 | 14 | 15 | 49.9226 | 85.0511 | 403.5404
2025 | 12 | 14 | 16 | 51.5432 | 85.8811 | 419.0967
2025 | 12 | 14 | 17 | 54.6346 | 89.9314 | 453.6454
2025 | 12 | 14 | 18 | 56.4675 | 92.1286 | 479.8076
2025 | 12 | 14 | 19 | 54.649 | 87.3994 | 469.0689
2025 | 12 | 14 | 20 | 51.5205 | 84.6132 | 452.0487
2025 | 12 | 14 | 21 | 47.9785 | 83.8106 | 433.0129
2025 | 12 | 14 | 22 | 44.5729 | 81.7556 | 410.9049
2025 | 12 | 14 | 23 | 41.535 | 79.713 | 382.8273
2025 | 12 | 15 | 0 | 39.8613 | 80.458 | 356.9452
2025 | 12 | 15 | 1 | 37.853 | 76.3036 | 334.9716
2025 | 12 | 15 | 2 | 36.8864 | 75.2275 | 325.5806
2025 | 12 | 15 | 3 | 36.7121 | 75.0755 | 321.2943
2025 | 12 | 15 | 4 | 37.1467 | 75.8035 | 320.3386
2025 | 12 | 15 | 5 | 39.0507 | 76.5699 | 324.2445
2025 | 12 | 15 | 6 | 42.4466 | 84.1458 | 329.0146
2025 | 12 | 15 | 7 | 45.7702 | 93.405 | 356.8224
2025 | 12 | 15 | 8 | 48.7557 | 101.8506 | 386.1898
2025 | 12 | 15 | 9 | 49.9296 | 106.038 | 390.0092
2025 | 12 | 15 | 10 | 50.0114 | 109.1103 | 380.2835
2025 | 12 | 15 | 11 | 50.1882 | 110.6367 | 371.8943
2025 | 12 | 15 | 12 | 49.4 | 108.7695 | 387.8675
2025 | 12 | 15 | 13 | 49.4501 | 107.0227 | 384.3318
2025 | 12 | 15 | 14 | 49.3149 | 103.4704 | 383.0215
2025 | 12 | 15 | 15 | 50.0964 | 101.9071 | 386.0706
2025 | 12 | 15 | 16 | 52.3052 | 103.7644 | 395.1815
2025 | 12 | 15 | 17 | 55.8964 | 104.8004 | 424.4154
2025 | 12 | 15 | 18 | 58.9507 | 102.2614 | 448.2686
2025 | 12 | 15 | 19 | 57.7728 | 97.7643 | 438.1323
2025 | 12 | 15 | 20 | 55.0238 | 94.2522 | 426.4324
2025 | 12 | 15 | 21 | 51.7539 | 92.877 | 410.1515
2025 | 12 | 15 | 22 | 47.9796 | 89.708 | 387.6558
2025 | 12 | 15 | 23 | 44.4902 | 87.5162 | 358.1668
2025 | 12 | 16 | 0 | 42.1943 | 85.2146 | 329.6054
2025 | 12 | 16 | 1 | 39.8099 | 76.5297 | 306.09
2025 | 12 | 16 | 2 | 38.6133 | 74.6331 | 294.7406
2025 | 12 | 16 | 3 | 38.1823 | 73.6983 | 288.668
2025 | 12 | 16 | 4 | 38.4368 | 73.6435 | 285.99
2025 | 12 | 16 | 5 | 40.0954 | 74.1183 | 287.7658
2025 | 12 | 16 | 6 | 42.9807 | 79.9771 | 297.0646
2025 | 12 | 16 | 7 | 46.0614 | 89.15 | 324.9708
2025 | 12 | 16 | 8 | 48.7332 | 96.6261 | 360.6978
2025 | 12 | 16 | 9 | 49.6161 | 101.5724 | 375.931
2025 | 12 | 16 | 10 | 49.4427 | 104.6554 | 377.6006
2025 | 12 | 16 | 11 | 49.5146 | 107.1476 | 375.5755
2025 | 12 | 16 | 12 | 49.6134 | 106.9816 | 371.0424
2025 | 12 | 16 | 13 | 49.7711 | 105.8195 | 368.7511
2025 | 12 | 16 | 14 | 49.6578 | 101.973 | 368.1094
2025 | 12 | 16 | 15 | 50.4082 | 99.8748 | 371.8567
2025 | 12 | 16 | 16 | 52.393 | 102.4538 | 380.1615
2025 | 12 | 16 | 17 | 55.8708 | 102.7838 | 406.3821
2025 | 12 | 16 | 18 | 59.1651 | 99.1281 | 425.3027
2025 | 12 | 16 | 19 | 58.1835 | 94.2771 | 412.588
2025 | 12 | 16 | 20 | 55.4923 | 90.9698 | 401.5138
2025 | 12 | 16 | 21 | 52.443 | 90.1905 | 386.2743
2025 | 12 | 16 | 22 | 48.8065 | 86.9472 | 364.2029
2025 | 12 | 16 | 23 | 45.4193 | 84.407 | 334.472
2025 | 12 | 17 | 0 | 41.9076 | 80.4022 | 312.7862
2025 | 12 | 17 | 1 | 39.8164 | 77.5519 | 289.0993
2025 | 12 | 17 | 2 | 38.4294 | 75.4588 | 278.9793
2025 | 12 | 17 | 3 | 37.8116 | 74.9118 | 273.7053
2025 | 12 | 17 | 4 | 37.8574 | 75.2664 | 272.2085
2025 | 12 | 17 | 5 | 39.3494 | 75.7971 | 275.1184
2025 | 12 | 17 | 6 | 41.3726 | 82.2859 | 284.3195
2025 | 12 | 17 | 7 | 44.4192 | 91.2332 | 313.3128
2025 | 12 | 17 | 8 | 47.0366 | 99.6222 | 350.6931
2025 | 12 | 17 | 9 | 48.2343 | 104.7663 | 368.2915
2025 | 12 | 17 | 10 | 48.8358 | 109.4498 | 371.0209
2025 | 12 | 17 | 11 | 49.4641 | 109.5353 | 369.1077
2025 | 12 | 17 | 12 | 49.7274 | 108.9028 | 369.7127
2025 | 12 | 17 | 13 | 50.0083 | 108.0605 | 368.6416
2025 | 12 | 17 | 14 | 49.9912 | 105.5966 | 369.0535
2025 | 12 | 17 | 15 | 50.7397 | 105.1915 | 373.394
2025 | 12 | 17 | 16 | 52.5997 | 105.1218 | 382.9716
2025 | 12 | 17 | 17 | 55.7895 | 105.0982 | 411.9363
2025 | 12 | 17 | 18 | 58.1692 | 104.9792 | 438.0144
2025 | 12 | 17 | 19 | 56.9456 | 100.0108 | 426.6231
2025 | 12 | 17 | 20 | 54.3242 | 97.2435 | 416.6922
2025 | 12 | 17 | 21 | 51.2116 | 96.5305 | 403.1975
2025 | 12 | 17 | 22 | 47.5012 | 93.6833 | 381.2427
2025 | 12 | 17 | 23 | 43.9693 | 90.7611 | 351.1853
2025 | 12 | 18 | 0 | 41.27 | 87.0675 | 323.1075
2025 | 12 | 18 | 1 | 38.7051 | 82.0611 | 300.0527
2025 | 12 | 18 | 2 | 37.3101 | 80.5847 | 290.0016
2025 | 12 | 18 | 3 | 36.7351 | 79.9155 | 285.2267
2025 | 12 | 18 | 4 | 36.7921 | 79.6103 | 283.9457
2025 | 12 | 18 | 5 | 38.2708 | 80.7598 | 287.061
2025 | 12 | 18 | 6 | 40.4875 | 86.0991 | 295.4165
2025 | 12 | 18 | 7 | 43.5574 | 93.7004 | 325.0211
2025 | 12 | 18 | 8 | 46.3433 | 101.0847 | 363.0421
2025 | 12 | 18 | 9 | 47.6996 | 105.8794 | 381.3307
2025 | 12 | 18 | 10 | 48.3904 | 109.8597 | 383.1156
2025 | 12 | 18 | 11 | 49.0438 | 109.3672 | 381.1194
2025 | 12 | 18 | 12 | 48.7434 | 109.7961 | 386.113
2025 | 12 | 18 | 13 | 48.9466 | 108.9019 | 385.9504
2025 | 12 | 18 | 14 | 48.8936 | 102.1884 | 386.6975
2025 | 12 | 18 | 15 | 49.6911 | 100.5235 | 392.6133
2025 | 12 | 18 | 16 | 51.414 | 104.032 | 400.9842
2025 | 12 | 18 | 17 | 54.5839 | 104.221 | 427.7914
2025 | 12 | 18 | 18 | 57.6113 | 104.13 | 453.2087
2025 | 12 | 18 | 19 | 56.477 | 100.8475 | 441.9641
2025 | 12 | 18 | 20 | 53.8352 | 98.0508 | 431.7754
2025 | 12 | 18 | 21 | 50.8764 | 96.7237 | 418.7714
2025 | 12 | 18 | 22 | 47.3456 | 93.4877 | 398.1753
2025 | 12 | 18 | 23 | 43.9627 | 91.5811 | 368.2919
2025 | 12 | 19 | 0 | 41.083 | 87.4391 | 335.9712
2025 | 12 | 19 | 1 | 38.5624 | 83.3642 | 309.3791
2025 | 12 | 19 | 2 | 37.2119 | 81.0068 | 298.2495
2025 | 12 | 19 | 3 | 36.6641 | 79.92 | 292.5223
2025 | 12 | 19 | 4 | 36.7367 | 79.8174 | 290.3209
2025 | 12 | 19 | 5 | 38.2317 | 80.208 | 292.5564
2025 | 12 | 19 | 6 | 40.6722 | 86.7398 | 302.6312
2025 | 12 | 19 | 7 | 43.7899 | 94.1745 | 331.6258
2025 | 12 | 19 | 8 | 46.6845 | 100.1372 | 368.6616
2025 | 12 | 19 | 9 | 47.9621 | 103.8544 | 386.0859
2025 | 12 | 19 | 10 | 48.2614 | 105.8934 | 385.9361
2025 | 12 | 19 | 11 | 48.5622 | 108.8159 | 380.1784
2025 | 12 | 19 | 12 | 48.2877 | 106.1721 | 390.9145
2025 | 12 | 19 | 13 | 48.2972 | 104.6866 | 390.6694
2025 | 12 | 19 | 14 | 47.944 | 96.8097 | 390.5399
2025 | 12 | 19 | 15 | 48.3306 | 94.086 | 394.9523
2025 | 12 | 19 | 16 | 49.722 | 96.9011 | 401.3194
2025 | 12 | 19 | 17 | 52.5839 | 97.4035 | 424.8821
2025 | 12 | 19 | 18 | 54.6008 | 97.819 | 448.4393
2025 | 12 | 19 | 19 | 53.831 | 94.9403 | 436.4742
2025 | 12 | 19 | 20 | 51.6637 | 92.9211 | 424.1867
2025 | 12 | 19 | 21 | 49.167 | 92.1128 | 411.2841
2025 | 12 | 19 | 22 | 46.2061 | 88.8267 | 394.2751
2025 | 12 | 19 | 23 | 43.1779 | 84.3556 | 368.1797
2025 | 12 | 20 | 0 | 40.216 | 80.668 | 337.2782
2025 | 12 | 20 | 1 | 38.7682 | 75.5297 | 315.15
2025 | 12 | 20 | 2 | 37.253 | 73.6551 | 303.0838
2025 | 12 | 20 | 3 | 36.5726 | 72.8296 | 296.3576
2025 | 12 | 20 | 4 | 36.4344 | 72.2387 | 293.3803
2025 | 12 | 20 | 5 | 37.2128 | 71.8894 | 292.7917
2025 | 12 | 20 | 6 | 38.6556 | 76.2623 | 290.4309
2025 | 12 | 20 | 7 | 40.6785 | 79.7697 | 307.6319
2025 | 12 | 20 | 8 | 43.4371 | 82.1478 | 348.1023
2025 | 12 | 20 | 9 | 45.8324 | 84.5722 | 384.9267
2025 | 12 | 20 | 10 | 46.9163 | 89.3083 | 400.5196
2025 | 12 | 20 | 11 | 47.6353 | 92.8802 | 404.873
2025 | 12 | 20 | 12 | 46.9357 | 91.6836 | 401.5698
2025 | 12 | 20 | 13 | 46.5754 | 89.8793 | 398.5187
2025 | 12 | 20 | 14 | 45.9319 | 86.7589 | 395.0079
2025 | 12 | 20 | 15 | 46.0074 | 82.5572 | 400.4539
2025 | 12 | 20 | 16 | 47.3183 | 84.7073 | 410.3915
2025 | 12 | 20 | 17 | 50.4494 | 87.6145 | 437.395
2025 | 12 | 20 | 18 | 54.0758 | 88.3316 | 456.9447
2025 | 12 | 20 | 19 | 52.8852 | 85.3283 | 440.4102
2025 | 12 | 20 | 20 | 50.2504 | 81.4892 | 421.5465
2025 | 12 | 20 | 21 | 47.4254 | 80.6383 | 405.427
2025 | 12 | 20 | 22 | 44.7987 | 78.2041 | 390.3405
2025 | 12 | 20 | 23 | 42.3683 | 76.7104 | 368.0555
2025 | 12 | 21 | 0 | 40.3065 | 77.132 | 343.8957
2025 | 12 | 21 | 1 | 36.8444 | 70.0178 | 319.0821
2025 | 12 | 21 | 2 | 35.385 | 68.0041 | 306.0894
2025 | 12 | 21 | 3 | 34.7188 | 67.2222 | 298.404
2025 | 12 | 21 | 4 | 34.3995 | 67.6732 | 295.2861
2025 | 12 | 21 | 5 | 34.6292 | 67.0974 | 294.8725
2025 | 12 | 21 | 6 | 35.3024 | 68.6307 | 292.2592
2025 | 12 | 21 | 7 | 36.3838 | 70.0707 | 298.3891
2025 | 12 | 21 | 8 | 39.2018 | 66.9594 | 327.0808
2025 | 12 | 21 | 9 | 42.4455 | 66.6569 | 364.0601
2025 | 12 | 21 | 10 | 44.6464 | 72.903 | 383.9044
2025 | 12 | 21 | 11 | 45.9615 | 78.7334 | 387.4859
2025 | 12 | 21 | 12 | 47.1309 | 77.3895 | 362.7674
2025 | 12 | 21 | 13 | 47.1198 | 77.2522 | 356.2423
2025 | 12 | 21 | 14 | 46.7404 | 80.0474 | 352.8347
2025 | 12 | 21 | 15 | 47.2599 | 76.6192 | 359.1994
2025 | 12 | 21 | 16 | 48.702 | 76.1751 | 375.9419
2025 | 12 | 21 | 17 | 51.6157 | 80.093 | 412.459
2025 | 12 | 21 | 18 | 53.6512 | 83.8488 | 451.6079
2025 | 12 | 21 | 19 | 51.895 | 81.145 | 437.6509
2025 | 12 | 21 | 20 | 49.0221 | 77.3026 | 418.2898
2025 | 12 | 21 | 21 | 45.7095 | 77.5596 | 399.1587
2025 | 12 | 21 | 22 | 42.6834 | 76.3093 | 378.2769
2025 | 12 | 21 | 23 | 39.9111 | 73.428 | 353.0175
2025 | 12 | 22 | 0 | 38.1392 | 75.3059 | 336.0087
2025 | 12 | 22 | 1 | 35.3942 | 70.8618 | 315.6459
2025 | 12 | 22 | 2 | 34.2776 | 69.759 | 305.2291
2025 | 12 | 22 | 3 | 33.9849 | 69.9839 | 300.1642
2025 | 12 | 22 | 4 | 34.2539 | 70.6252 | 299.2407
2025 | 12 | 22 | 5 | 35.7269 | 71.4039 | 303.9572
2025 | 12 | 22 | 6 | 38.434 | 75.1365 | 311.7063
2025 | 12 | 22 | 7 | 41.0609 | 82.6398 | 336.0274
2025 | 12 | 22 | 8 | 43.6648 | 91.4779 | 371.461
2025 | 12 | 22 | 9 | 45.1708 | 94.3132 | 397.6428
2025 | 12 | 22 | 10 | 46.0875 | 99.9861 | 405.5269
2025 | 12 | 22 | 11 | 46.7892 | 100.1354 | 404.2045
2025 | 12 | 22 | 12 | 45.2541 | 98.7142 | 402.6712
2025 | 12 | 22 | 13 | 45.0614 | 97.2004 | 397.744
2025 | 12 | 22 | 14 | 44.6086 | 97.067 | 395.382
2025 | 12 | 22 | 15 | 45.1465 | 95.3514 | 401.2576
2025 | 12 | 22 | 16 | 46.9834 | 94.1676 | 413.679
2025 | 12 | 22 | 17 | 50.2943 | 94.3863 | 441.8008
2025 | 12 | 22 | 18 | 53.6176 | 92.5702 | 460.1276
2025 | 12 | 22 | 19 | 52.2974 | 89.8366 | 452.1844
2025 | 12 | 22 | 20 | 49.7947 | 85.6957 | 439.6405
2025 | 12 | 22 | 21 | 46.7793 | 86.0333 | 424.133
2025 | 12 | 22 | 22 | 43.4672 | 83.7829 | 402.6704
2025 | 12 | 22 | 23 | 40.3198 | 80.3493 | 375.7997
2025 | 12 | 23 | 0 | 37.9188 | 79.8961 | 351.0954
2025 | 12 | 23 | 1 | 35.1234 | 75.6346 | 324.3748
2025 | 12 | 23 | 2 | 33.7241 | 73.8474 | 313.1655
2025 | 12 | 23 | 3 | 33.161 | 73.7112 | 307.307
2025 | 12 | 23 | 4 | 33.2227 | 73.9192 | 305.4842
2025 | 12 | 23 | 5 | 34.4867 | 74.643 | 308.9891
2025 | 12 | 23 | 6 | 36.5451 | 78.1803 | 311.9895
2025 | 12 | 23 | 7 | 38.9434 | 85.3824 | 334.6013
2025 | 12 | 23 | 8 | 41.2319 | 92.5892 | 368.0411
2025 | 12 | 23 | 9 | 42.5245 | 94.7774 | 392.2976
2025 | 12 | 23 | 10 | 43.2749 | 101.5952 | 401.026
2025 | 12 | 23 | 11 | 44.0341 | 103.0298 | 400.3538
2025 | 12 | 23 | 12 | 43.4351 | 101.3925 | 397.6852
2025 | 12 | 23 | 13 | 43.3897 | 100.3683 | 393.2248
2025 | 12 | 23 | 14 | 43.0198 | 100.361 | 390.5789
2025 | 12 | 23 | 15 | 43.6361 | 98.834 | 396.2031
2025 | 12 | 23 | 16 | 45.4479 | 97.458 | 407.2035
2025 | 12 | 23 | 17 | 48.8648 | 98.2561 | 433.134
2025 | 12 | 23 | 18 | 52.1963 | 99.5146 | 453.307
2025 | 12 | 23 | 19 | 50.9245 | 96.2431 | 441.9727
2025 | 12 | 23 | 20 | 48.5184 | 92.1202 | 428.5755
2025 | 12 | 23 | 21 | 45.6634 | 91.0219 | 412.9743
2025 | 12 | 23 | 22 | 42.4708 | 88.4699 | 391.6934
2025 | 12 | 23 | 23 | 39.4365 | 85.2495 | 364.3603
2025 | 12 | 24 | 0 | 37.0882 | 83.1077 | 339.0144
2025 | 12 | 24 | 1 | 35.5467 | 84.6572 | 317.9765
2025 | 12 | 24 | 2 | 33.8464 | 82.0021 | 306.9613
2025 | 12 | 24 | 3 | 33.0565 | 80.8547 | 301.7019
2025 | 12 | 24 | 4 | 33.2381 | 80.3944 | 299.7718
2025 | 12 | 24 | 5 | 34.8011 | 81.3776 | 300.8358
2025 | 12 | 24 | 6 | 37.6776 | 85.9543 | 311.7781
2025 | 12 | 24 | 7 | 40.5273 | 93.9795 | 341.5995
2025 | 12 | 24 | 8 | 43.1878 | 109.248 | 381.7969
2025 | 12 | 24 | 9 | 45.1941 | 116.5229 | 404.1163
2025 | 12 | 24 | 10 | 46.1281 | 117.645 | 406.335
2025 | 12 | 24 | 11 | 47.0495 | 109.3457 | 403.0486
2025 | 12 | 24 | 12 | 47.1503 | 106.2804 | 393.8637
2025 | 12 | 24 | 13 | 47.6382 | 102.6012 | 394.9449
2025 | 12 | 24 | 14 | 47.2735 | 99.8819 | 393.1352
2025 | 12 | 24 | 15 | 48.0982 | 98.7549 | 394.4793
2025 | 12 | 24 | 16 | 49.5779 | 96.5198 | 397.4687
2025 | 12 | 24 | 17 | 51.9733 | 98.2737 | 419.9641
2025 | 12 | 24 | 18 | 53.6121 | 97.6681 | 430.9182
2025 | 12 | 24 | 19 | 51.2433 | 95.9313 | 413.9804
2025 | 12 | 24 | 20 | 47.9784 | 91.7931 | 402.4686
2025 | 12 | 24 | 21 | 45.2492 | 91.2084 | 390.0115
2025 | 12 | 24 | 22 | 42.6975 | 88.4582 | 376.8069
2025 | 12 | 24 | 23 | 40.7295 | 86.923 | 357.6121
2025 | 12 | 25 | 0 | 39.1779 | 86.2462 | 340.3838
2025 | 12 | 25 | 1 | 35.3734 | 78.879 | 317.5408
2025 | 12 | 25 | 2 | 33.7886 | 76.5007 | 304.1142
2025 | 12 | 25 | 3 | 32.9236 | 74.7243 | 297.2598
2025 | 12 | 25 | 4 | 32.8361 | 74.6808 | 295.2814
2025 | 12 | 25 | 5 | 33.4323 | 74.9018 | 295.4949
2025 | 12 | 25 | 6 | 35.0143 | 76.669 | 298.7424
2025 | 12 | 25 | 7 | 36.14 | 78.099 | 312.001
2025 | 12 | 25 | 8 | 38.191 | 83.8951 | 339.1479
2025 | 12 | 25 | 9 | 40.4855 | 83.3844 | 366.7182
2025 | 12 | 25 | 10 | 41.501 | 84.6739 | 376.4898
2025 | 12 | 25 | 11 | 42.0737 | 86.4807 | 374.282
2025 | 12 | 25 | 12 | 42.4972 | 84.0084 | 377.1752
2025 | 12 | 25 | 13 | 42.893 | 84.8261 | 378.5984
2025 | 12 | 25 | 14 | 42.9124 | 78.7063 | 383.828
2025 | 12 | 25 | 15 | 43.4434 | 75.8872 | 387.7994
2025 | 12 | 25 | 16 | 44.5891 | 82.7959 | 394.2587
2025 | 12 | 25 | 17 | 46.0197 | 85.7528 | 414.6552
2025 | 12 | 25 | 18 | 47.9533 | 86.9923 | 410.6782
2025 | 12 | 25 | 19 | 45.6081 | 86.4021 | 387.9066
2025 | 12 | 25 | 20 | 43.0933 | 81.8101 | 373.5051
2025 | 12 | 25 | 21 | 41.0225 | 82.8787 | 363.1352
2025 | 12 | 25 | 22 | 39.4495 | 75.719 | 353.61
2025 | 12 | 25 | 23 | 38.027 | 75.0688 | 337.2376
2025 | 12 | 26 | 0 | 36.9496 | 76.5902 | 326.9405
2025 | 12 | 26 | 1 | 34.1755 | 70.0231 | 299.9189
2025 | 12 | 26 | 2 | 32.7846 | 68.9748 | 286.805
2025 | 12 | 26 | 3 | 31.8677 | 72.489 | 280.6539
2025 | 12 | 26 | 4 | 31.785 | 68.3813 | 278.7964
2025 | 12 | 26 | 5 | 32.5802 | 68.495 | 279.8649
2025 | 12 | 26 | 6 | 33.6019 | 74.4584 | 284.3654
2025 | 12 | 26 | 7 | 34.3981 | 72.1495 | 296.6775
2025 | 12 | 26 | 8 | 35.8239 | 79.4454 | 318.1938
2025 | 12 | 26 | 9 | 38.3289 | 79.468 | 343.5127
2025 | 12 | 26 | 10 | 40.4261 | 81.3548 | 358.7548
2025 | 12 | 26 | 11 | 42.3836 | 84.7975 | 365.6326
2025 | 12 | 26 | 12 | 43.7844 | 79.4304 | 366.9153
2025 | 12 | 26 | 13 | 44.0433 | 79.873 | 369.4623
2025 | 12 | 26 | 14 | 43.7964 | 81.1022 | 369.0367
2025 | 12 | 26 | 15 | 43.8006 | 78.8844 | 367.0325
2025 | 12 | 26 | 16 | 44.2799 | 75.8154 | 368.6327
2025 | 12 | 26 | 17 | 45.325 | 78.3781 | 390.4613
2025 | 12 | 26 | 18 | 47.2849 | 83.0339 | 409.4673
2025 | 12 | 26 | 19 | 45.9353 | 83.3798 | 402.0277
2025 | 12 | 26 | 20 | 43.4252 | 83.5803 | 391.0357
2025 | 12 | 26 | 21 | 41.023 | 80.7579 | 378.8576
2025 | 12 | 26 | 22 | 39.0973 | 77.725 | 366.4049
2025 | 12 | 26 | 23 | 37.196 | 69.5866 | 349.8064
2025 | 12 | 27 | 0 | 35.2519 | 73.6273 | 333.1802
2025 | 12 | 27 | 1 | 35.3973 | 79.8234 | 315.442
2025 | 12 | 27 | 2 | 33.8783 | 77.9348 | 302.6848
2025 | 12 | 27 | 3 | 33.103 | 77.2388 | 295.9785
2025 | 12 | 27 | 4 | 32.9703 | 76.2529 | 293.0429
2025 | 12 | 27 | 5 | 33.6546 | 76.5221 | 292.3272
2025 | 12 | 27 | 6 | 35.0157 | 81.4206 | 288.4238
2025 | 12 | 27 | 7 | 37.1386 | 85.1848 | 302.8631
2025 | 12 | 27 | 8 | 40.2501 | 87.496 | 336.5991
2025 | 12 | 27 | 9 | 43.2656 | 88.2078 | 366.6254
2025 | 12 | 27 | 10 | 45.139 | 93.1325 | 379.8347
2025 | 12 | 27 | 11 | 46.3688 | 95.9033 | 382.8491
2025 | 12 | 27 | 12 | 48.1508 | 91.7719 | 394.5553
2025 | 12 | 27 | 13 | 48.1023 | 90.318 | 393.9753
2025 | 12 | 27 | 14 | 47.6948 | 85.6813 | 389.2613
2025 | 12 | 27 | 15 | 47.864 | 80.9662 | 391.8304
2025 | 12 | 27 | 16 | 48.9168 | 83.8438 | 397.1152
2025 | 12 | 27 | 17 | 51.3597 | 86.0209 | 422.4163
2025 | 12 | 27 | 18 | 52.2183 | 89.9822 | 440.873
2025 | 12 | 27 | 19 | 50.7818 | 88.8375 | 423.8665
2025 | 12 | 27 | 20 | 47.9665 | 85.3205 | 404.3965
2025 | 12 | 27 | 21 | 45.2355 | 82.1885 | 387.8206
2025 | 12 | 27 | 22 | 42.8243 | 80.7361 | 372.1909
2025 | 12 | 27 | 23 | 40.6083 | 78.643 | 349.9175
2025 | 12 | 28 | 0 | 38.2155 | 79.7662 | 328.0953
2025 | 12 | 28 | 1 | 36.5776 | 74.6159 | 298.5656
2025 | 12 | 28 | 2 | 35.2838 | 72.9364 | 285.6046
2025 | 12 | 28 | 3 | 34.6432 | 72.8451 | 278.2888
2025 | 12 | 28 | 4 | 34.4225 | 72.7675 | 274.4027
2025 | 12 | 28 | 5 | 34.9226 | 72.5471 | 271.9227
2025 | 12 | 28 | 6 | 36.0429 | 76.4939 | 267.9161
2025 | 12 | 28 | 7 | 37.6388 | 77.9636 | 278.5561
2025 | 12 | 28 | 8 | 40.3584 | 81.2823 | 313.25
2025 | 12 | 28 | 9 | 42.9625 | 81.6623 | 347.9307
2025 | 12 | 28 | 10 | 44.62 | 86.7921 | 364.8208
2025 | 12 | 28 | 11 | 45.7181 | 89.4748 | 369.5209
2025 | 12 | 28 | 12 | 46.8513 | 86.5225 | 370.7698
2025 | 12 | 28 | 13 | 46.9303 | 85.7819 | 372.7539
2025 | 12 | 28 | 14 | 46.7002 | 85.6639 | 369.1796
2025 | 12 | 28 | 15 | 47.2447 | 82.5578 | 372.7857
2025 | 12 | 28 | 16 | 48.7924 | 83.0178 | 380.0898
2025 | 12 | 28 | 17 | 51.8389 | 86.1577 | 409.0799
2025 | 12 | 28 | 18 | 54.695 | 89.7804 | 431.9408
2025 | 12 | 28 | 19 | 52.9871 | 88.4972 | 416.0528
2025 | 12 | 28 | 20 | 50.0381 | 86.0611 | 398.0866
2025 | 12 | 28 | 21 | 46.6595 | 83.1707 | 380.7532
2025 | 12 | 28 | 22 | 43.4585 | 80.2499 | 360.5066
2025 | 12 | 28 | 23 | 40.7256 | 78.8896 | 333.2144
2025 | 12 | 29 | 0 | 38.9317 | 81.3577 | 307.0129
2025 | 12 | 29 | 1 | 36.6984 | 79.0392 | 296.7757
2025 | 12 | 29 | 2 | 35.7182 | 78.5753 | 288.1011
2025 | 12 | 29 | 3 | 35.409 | 78.867 | 285.1054
2025 | 12 | 29 | 4 | 35.6809 | 78.1169 | 285.2814
2025 | 12 | 29 | 5 | 37.287 | 79.4836 | 290.2258
2025 | 12 | 29 | 6 | 39.531 | 83.2598 | 300.178
2025 | 12 | 29 | 7 | 42.519 | 91.1489 | 330.3597
2025 | 12 | 29 | 8 | 45.0205 | 103.5364 | 369.8088
2025 | 12 | 29 | 9 | 46.0203 | 107.5478 | 390.6545
2025 | 12 | 29 | 10 | 46.6488 | 111.9831 | 392.0484
2025 | 12 | 29 | 11 | 47.2298 | 109.49 | 388.5758
2025 | 12 | 29 | 12 | 47.0409 | 105.7854 | 386.9368
2025 | 12 | 29 | 13 | 47.1143 | 103.637 | 385.6437
2025 | 12 | 29 | 14 | 46.8856 | 96.142 | 382.1606
2025 | 12 | 29 | 15 | 47.5144 | 97.3705 | 386.3125
2025 | 12 | 29 | 16 | 49.2999 | 98.9013 | 396.5148
2025 | 12 | 29 | 17 | 52.2947 | 100.2103 | 428.1936
2025 | 12 | 29 | 18 | 54.5907 | 101.7001 | 462.8613
2025 | 12 | 29 | 19 | 53.2305 | 101.139 | 454.4181
2025 | 12 | 29 | 20 | 50.562 | 98.3523 | 443.5928
2025 | 12 | 29 | 21 | 47.3457 | 96.2384 | 429.3135
2025 | 12 | 29 | 22 | 43.8503 | 92.224 | 407.8814
2025 | 12 | 29 | 23 | 40.6819 | 90.6463 | 378.9702
2025 | 12 | 30 | 0 | 38.6173 | 89.4198 | 347.7835
2025 | 12 | 30 | 1 | 36.4683 | 83.6069 | 336.8132
2025 | 12 | 30 | 2 | 35.2928 | 82.3193 | 328.7494
2025 | 12 | 30 | 3 | 34.7926 | 81.7009 | 326.2604
2025 | 12 | 30 | 4 | 35.0066 | 80.0359 | 326.3843
2025 | 12 | 30 | 5 | 36.5651 | 81.3144 | 330.8426
2025 | 12 | 30 | 6 | 39.4479 | 85.9061 | 337.9286
2025 | 12 | 30 | 7 | 42.2795 | 94.1004 | 367.1839
2025 | 12 | 30 | 8 | 44.5238 | 104.2121 | 402.2945
2025 | 12 | 30 | 9 | 45.1296 | 107.6332 | 413.8018
2025 | 12 | 30 | 10 | 45.0137 | 111.7755 | 407.1309
2025 | 12 | 30 | 11 | 45.1881 | 112.8552 | 398.0429
2025 | 12 | 30 | 12 | 46.5441 | 107.5261 | 411.4214
2025 | 12 | 30 | 13 | 46.6574 | 105.9616 | 408.3613
2025 | 12 | 30 | 14 | 46.492 | 99.5278 | 403.3245
2025 | 12 | 30 | 15 | 47.0652 | 99.1156 | 406.9785
2025 | 12 | 30 | 16 | 48.7659 | 100.8523 | 417.3955
2025 | 12 | 30 | 17 | 51.9138 | 102.0611 | 448.7606
2025 | 12 | 30 | 18 | 55.2847 | 101.3421 | 485.5108
2025 | 12 | 30 | 19 | 54.0148 | 100.4876 | 476.0609
2025 | 12 | 30 | 20 | 51.343 | 97.6824 | 465.1388
2025 | 12 | 30 | 21 | 48.3123 | 95.0819 | 450.8885
2025 | 12 | 30 | 22 | 44.9348 | 90.5316 | 429.3986
2025 | 12 | 30 | 23 | 41.8044 | 89.1933 | 399.7591
2025 | 12 | 31 | 0 | 38.981 | 87.3009 | 372.7643
2025 | 12 | 31 | 1 | 38.4039 | 75.4176 | 348.1878
2025 | 12 | 31 | 2 | 37.4484 | 72.7074 | 336.8811
2025 | 12 | 31 | 3 | 37.0484 | 72.2438 | 329.4282
2025 | 12 | 31 | 4 | 37.3641 | 70.8314 | 326.436
2025 | 12 | 31 | 5 | 38.9559 | 71.3065 | 327.1748
2025 | 12 | 31 | 6 | 41.2699 | 74.8438 | 334.0122
2025 | 12 | 31 | 7 | 43.4125 | 80.281 | 358.8526
2025 | 12 | 31 | 8 | 45.0265 | 89.6954 | 392.7146
2025 | 12 | 31 | 9 | 45.3843 | 99.3718 | 410.1264
2025 | 12 | 31 | 10 | 45.3374 | 93.4358 | 415.3557
2025 | 12 | 31 | 11 | 46.0492 | 94.8027 | 418.4033
2025 | 12 | 31 | 12 | 45.7023 | 92.5522 | 419.4134
2025 | 12 | 31 | 13 | 45.7314 | 89.9438 | 415.8857
2025 | 12 | 31 | 14 | 45.5513 | 88.2018 | 409.3403
2025 | 12 | 31 | 15 | 46.4507 | 87.2505 | 409.9571
2025 | 12 | 31 | 16 | 49.037 | 83.7601 | 414.9711
2025 | 12 | 31 | 17 | 51.9077 | 82.9639 | 437.2458
2025 | 12 | 31 | 18 | 55.6584 | 82.3556 | 452.0956
2025 | 12 | 31 | 19 | 54.8383 | 80.2549 | 433.3601
2025 | 12 | 31 | 20 | 51.7222 | 75.262 | 413.7151
2025 | 12 | 31 | 21 | 48.3914 | 80.8491 | 392.8875
2025 | 12 | 31 | 22 | 45.4128 | 72.6703 | 372.6551
2025 | 12 | 31 | 23 | 43.4459 | 71.5756 | 353.8059
2026 | 1 | 1 | 0 | 43.7523 | 72.7391 | 343.7454
2026 | 1 | 1 | 1 | 35.55 | 69.8103 | 251.9216
2026 | 1 | 1 | 2 | 32.6422 | 67.3516 | 238.9056
2026 | 1 | 1 | 3 | 30.227 | 60.0693 | 226.9789
2026 | 1 | 1 | 4 | 29.5985 | 65.4158 | 219.5429
2026 | 1 | 1 | 5 | 31.282 | 64.6102 | 217.0458
2026 | 1 | 1 | 6 | 31.8926 | 68.8186 | 219.9878
2026 | 1 | 1 | 7 | 31.9367 | 70.2597 | 226.6568
2026 | 1 | 1 | 8 | 32.9625 | 70.4957 | 240.2259
2026 | 1 | 1 | 9 | 34.8232 | 69.2642 | 254.8332
2026 | 1 | 1 | 10 | 37.4992 | 68.7737 | 268.5773
2026 | 1 | 1 | 11 | 39.9647 | 70.017 | 272.4735
2026 | 1 | 1 | 12 | 40.3119 | 80.3477 | 277.4763
2026 | 1 | 1 | 13 | 41.3114 | 82.6604 | 275.2632
2026 | 1 | 1 | 14 | 41.3933 | 78.268 | 280.9366
2026 | 1 | 1 | 15 | 42.1115 | 76.7632 | 290.321
2026 | 1 | 1 | 16 | 43.0001 | 83.9603 | 305.2349
2026 | 1 | 1 | 17 | 45.6388 | 82.5417 | 331.8367
2026 | 1 | 1 | 18 | 49.9438 | 92.9991 | 358.4442
2026 | 1 | 1 | 19 | 48.6512 | 91.9953 | 347.0591
2026 | 1 | 1 | 20 | 45.7698 | 78.5201 | 333.0409
2026 | 1 | 1 | 21 | 43.1208 | 86.5465 | 318.4801
2026 | 1 | 1 | 22 | 40.7583 | 79.896 | 302.9789
2026 | 1 | 1 | 23 | 38.9687 | 75.6646 | 283.6428
2026 | 1 | 2 | 0 | 37.4689 | 72.9609 | 263.8411
2026 | 1 | 2 | 1 | 37.4501 | 77.1392 | 250.6379
2026 | 1 | 2 | 2 | 36.0461 | 74.1726 | 241.5345
2026 | 1 | 2 | 3 | 35.4187 | 74.0513 | 236.3387
2026 | 1 | 2 | 4 | 35.2672 | 74.844 | 235.4452
2026 | 1 | 2 | 5 | 36.4578 | 75.1324 | 238.4346
2026 | 1 | 2 | 6 | 38.6912 | 81.6591 | 240.751
2026 | 1 | 2 | 7 | 41.9626 | 89.7546 | 270.8578
2026 | 1 | 2 | 8 | 45.2225 | 102.6451 | 309.6957
2026 | 1 | 2 | 9 | 46.5735 | 108.754 | 330.646
2026 | 1 | 2 | 10 | 46.8516 | 109.8051 | 336.3785
2026 | 1 | 2 | 11 | 47.5468 | 107.3476 | 335.5246
2026 | 1 | 2 | 12 | 47.916 | 106.0431 | 332.4361
2026 | 1 | 2 | 13 | 48.3937 | 105.2883 | 333.1871
2026 | 1 | 2 | 14 | 48.271 | 105.1097 | 336.7226
2026 | 1 | 2 | 15 | 48.7825 | 101.9031 | 343.3513
2026 | 1 | 2 | 16 | 50.1084 | 98.8314 | 353.5251
2026 | 1 | 2 | 17 | 52.5209 | 94.5557 | 378.8491
2026 | 1 | 2 | 18 | 54.9763 | 92.6081 | 386.9935
2026 | 1 | 2 | 19 | 53.737 | 88.7576 | 384.4886
2026 | 1 | 2 | 20 | 50.8484 | 82.778 | 376.0856
2026 | 1 | 2 | 21 | 48.1949 | 87.7334 | 365.8663
2026 | 1 | 2 | 22 | 45.2872 | 85.2533 | 350.6709
2026 | 1 | 2 | 23 | 42.5441 | 76.9544 | 328.9552
2026 | 1 | 3 | 0 | 39.5176 | 73.0631 | 300.363
2026 | 1 | 3 | 1 | 36.6648 | 71.2494 | 284.2274
2026 | 1 | 3 | 2 | 34.9712 | 68.8981 | 274.4044
2026 | 1 | 3 | 3 | 34.109 | 68.62 | 268.6437
2026 | 1 | 3 | 4 | 33.5769 | 69.1529 | 266.8138
2026 | 1 | 3 | 5 | 33.8832 | 68.0384 | 265.977
2026 | 1 | 3 | 6 | 34.6016 | 70.452 | 266.135
2026 | 1 | 3 | 7 | 37.0205 | 71.8825 | 283.1466
2026 | 1 | 3 | 8 | 41.0461 | 82.4704 | 320.2813
2026 | 1 | 3 | 9 | 44.3815 | 88.7762 | 339.4282
2026 | 1 | 3 | 10 | 46.1692 | 91.4104 | 338.677
2026 | 1 | 3 | 11 | 47.6664 | 90.1154 | 332.2604
2026 | 1 | 3 | 12 | 48.0689 | 87.2349 | 330.0702
2026 | 1 | 3 | 13 | 48.4091 | 85.4616 | 323.8656
2026 | 1 | 3 | 14 | 48.031 | 89.9374 | 321.4004
2026 | 1 | 3 | 15 | 48.1356 | 88.7498 | 330.5027
2026 | 1 | 3 | 16 | 49.0338 | 82.4684 | 347.0669
2026 | 1 | 3 | 17 | 51.173 | 83.1858 | 378.4559
2026 | 1 | 3 | 18 | 51.6331 | 83.3855 | 416.9716
2026 | 1 | 3 | 19 | 50.3975 | 79.162 | 400.0968
2026 | 1 | 3 | 20 | 47.3481 | 71.105 | 381.5666
2026 | 1 | 3 | 21 | 44.713 | 77.2778 | 365.8302
2026 | 1 | 3 | 22 | 42.2325 | 74.0834 | 350.3346
2026 | 1 | 3 | 23 | 40.2649 | 71.1469 | 329.607
2026 | 1 | 4 | 0 | 38.0305 | 70.706 | 305.5532
2026 | 1 | 4 | 1 | 36.6205 | 68.4735 | 284.2005
2026 | 1 | 4 | 2 | 35.2988 | 66.3209 | 273.0595
2026 | 1 | 4 | 3 | 34.7039 | 66.6221 | 265.93
2026 | 1 | 4 | 4 | 34.3423 | 68.7114 | 261.9885
2026 | 1 | 4 | 5 | 34.7379 | 67.8954 | 258.398
2026 | 1 | 4 | 6 | 35.8371 | 68.7467 | 255.5739
2026 | 1 | 4 | 7 | 37.7072 | 68.6381 | 268.4785
2026 | 1 | 4 | 8 | 40.8772 | 76.967 | 304.3165
2026 | 1 | 4 | 9 | 43.5006 | 81.9106 | 330.1186
2026 | 1 | 4 | 10 | 44.6915 | 84.3991 | 336.8919
2026 | 1 | 4 | 11 | 45.858 | 83.4092 | 335.939
2026 | 1 | 4 | 12 | 47.5314 | 82.5053 | 354.8868
2026 | 1 | 4 | 13 | 47.9568 | 82.5896 | 354.2676
2026 | 1 | 4 | 14 | 47.8144 | 89.3103 | 355.5123
2026 | 1 | 4 | 15 | 48.3536 | 88.5075 | 363.4457
2026 | 1 | 4 | 16 | 49.8847 | 82.3819 | 376.0605
2026 | 1 | 4 | 17 | 52.8417 | 82.7274 | 402.2102
2026 | 1 | 4 | 18 | 57.0144 | 88.0335 | 418.4123
2026 | 1 | 4 | 19 | 55.3092 | 85.2 | 401.4988
2026 | 1 | 4 | 20 | 51.7459 | 78.7626 | 382.4531
2026 | 1 | 4 | 21 | 48.3633 | 83.4025 | 364.8774
2026 | 1 | 4 | 22 | 45.137 | 80.4249 | 344.9684
2026 | 1 | 4 | 23 | 42.6538 | 76.3786 | 319.5277
2026 | 1 | 5 | 0 | 40.8197 | 76.1356 | 295.5841
2026 | 1 | 5 | 1 | 37.3388 | 76.7001 | 278.7563
2026 | 1 | 5 | 2 | 36.2 | 75.1355 | 270.6227
2026 | 1 | 5 | 3 | 35.809 | 76.1474 | 266.1338
2026 | 1 | 5 | 4 | 35.8299 | 77.5595 | 265.3877
2026 | 1 | 5 | 5 | 37.1895 | 78.618 | 269.1577
2026 | 1 | 5 | 6 | 39.3397 | 84.9101 | 279.6194
2026 | 1 | 5 | 7 | 42.4148 | 93.7374 | 307.8005
2026 | 1 | 5 | 8 | 45.2642 | 110.9587 | 341.2745
2026 | 1 | 5 | 9 | 46.2621 | 116.2283 | 354.424
2026 | 1 | 5 | 10 | 46.4877 | 118.5835 | 352.8504
2026 | 1 | 5 | 11 | 47.2256 | 113.9238 | 348.9574
2026 | 1 | 5 | 12 | 47.592 | 111.3145 | 349.1892
2026 | 1 | 5 | 13 | 48.1281 | 109.8135 | 347.8282
2026 | 1 | 5 | 14 | 47.9646 | 110.5098 | 348.538
2026 | 1 | 5 | 15 | 48.7052 | 109.8429 | 353.805
2026 | 1 | 5 | 16 | 50.3738 | 106.0175 | 365.5445
2026 | 1 | 5 | 17 | 52.9073 | 104.1561 | 393.2039
2026 | 1 | 5 | 18 | 55.7 | 102.6639 | 411.6477
2026 | 1 | 5 | 19 | 54.3044 | 99.9011 | 401.8347
2026 | 1 | 5 | 20 | 50.9319 | 92.8203 | 389.6122
2026 | 1 | 5 | 21 | 47.7708 | 94.8849 | 373.292
2026 | 1 | 5 | 22 | 44.2695 | 91.3786 | 351.4225
2026 | 1 | 5 | 23 | 41.4323 | 86.639 | 325.4508
2026 | 1 | 6 | 0 | 38.621 | 84.48 | 309.1594
2026 | 1 | 6 | 1 | 37.0632 | 82.9415 | 291.066
2026 | 1 | 6 | 2 | 35.8282 | 80.5983 | 283.0067
2026 | 1 | 6 | 3 | 35.3318 | 80.7576 | 278.7985
2026 | 1 | 6 | 4 | 35.3237 | 81.3687 | 278.2114
2026 | 1 | 6 | 5 | 36.6789 | 82.1696 | 281.6146
2026 | 1 | 6 | 6 | 38.9478 | 89.9331 | 289.3685
2026 | 1 | 6 | 7 | 42.1915 | 98.2492 | 316.5599
2026 | 1 | 6 | 8 | 45.3492 | 112.9806 | 348.4422
2026 | 1 | 6 | 9 | 46.4704 | 116.2179 | 358.4253
2026 | 1 | 6 | 10 | 46.7125 | 119.3499 | 354.7346
2026 | 1 | 6 | 11 | 47.4507 | 118.9776 | 349.1235
2026 | 1 | 6 | 12 | 47.5239 | 113.8605 | 352.8352
2026 | 1 | 6 | 13 | 47.9998 | 112.8455 | 351.4648
2026 | 1 | 6 | 14 | 48.0844 | 113.7455 | 351.6559
2026 | 1 | 6 | 15 | 48.6975 | 113.6337 | 356.8569
2026 | 1 | 6 | 16 | 50.4549 | 109.5989 | 367.7395
2026 | 1 | 6 | 17 | 53.5942 | 108.487 | 394.2193
2026 | 1 | 6 | 18 | 56.0941 | 107.7052 | 421.1098
2026 | 1 | 6 | 19 | 55.1689 | 104.7754 | 409.3996
2026 | 1 | 6 | 20 | 52.3608 | 98.1383 | 396.8971
2026 | 1 | 6 | 21 | 49.3852 | 99.0129 | 381.5802
2026 | 1 | 6 | 22 | 45.9554 | 95.3751 | 360.569
2026 | 1 | 6 | 23 | 43.0614 | 90.499 | 334.2352
2026 | 1 | 7 | 0 | 40.9543 | 88.2923 | 309.0562
2026 | 1 | 7 | 1 | 37.834 | 85.1296 | 291.9799
2026 | 1 | 7 | 2 | 36.6458 | 82.9736 | 283.2933
2026 | 1 | 7 | 3 | 36.1799 | 82.6041 | 278.2333
2026 | 1 | 7 | 4 | 36.2279 | 82.2799 | 277.1632
2026 | 1 | 7 | 5 | 37.6768 | 83.3709 | 280.0687
2026 | 1 | 7 | 6 | 39.8968 | 89.6529 | 291.7816
2026 | 1 | 7 | 7 | 42.9238 | 96.8952 | 318.3751
2026 | 1 | 7 | 8 | 45.7811 | 110.6925 | 351.0804
2026 | 1 | 7 | 9 | 46.952 | 114.8931 | 363.9233
2026 | 1 | 7 | 10 | 47.072 | 115.6974 | 362.0223
2026 | 1 | 7 | 11 | 47.7735 | 114.5918 | 356.7883
2026 | 1 | 7 | 12 | 47.5387 | 112.8311 | 355.7218
2026 | 1 | 7 | 13 | 47.976 | 111.719 | 354.996
2026 | 1 | 7 | 14 | 47.7964 | 110.2658 | 355.6219
2026 | 1 | 7 | 15 | 48.5691 | 111.0655 | 360.1045
2026 | 1 | 7 | 16 | 50.3435 | 107.4818 | 371.0714
2026 | 1 | 7 | 17 | 52.9382 | 105.342 | 397.6126
2026 | 1 | 7 | 18 | 55.5414 | 106.8617 | 421.7049
2026 | 1 | 7 | 19 | 54.5885 | 104.1229 | 410.9487
2026 | 1 | 7 | 20 | 51.5879 | 97.9304 | 399.1429
2026 | 1 | 7 | 21 | 48.6353 | 98.8656 | 384.0662
2026 | 1 | 7 | 22 | 45.1745 | 94.6556 | 362.1385
2026 | 1 | 7 | 23 | 42.3559 | 91.0337 | 335.2851
2026 | 1 | 8 | 0 | 40.4531 | 87.8884 | 314.3553
2026 | 1 | 8 | 1 | 37.9793 | 84.1199 | 300.6643
2026 | 1 | 8 | 2 | 36.6089 | 82.3678 | 292.0455
2026 | 1 | 8 | 3 | 35.98 | 81.6008 | 287.8596
2026 | 1 | 8 | 4 | 35.8265 | 80.7697 | 287.3292
2026 | 1 | 8 | 5 | 36.9715 | 81.8833 | 290.6932
2026 | 1 | 8 | 6 | 39.0208 | 86.7815 | 303.3893
2026 | 1 | 8 | 7 | 42.0012 | 93.5687 | 330.7939
2026 | 1 | 8 | 8 | 44.7229 | 108.4253 | 364.209
2026 | 1 | 8 | 9 | 45.6793 | 113.2155 | 376.7586
2026 | 1 | 8 | 10 | 45.9614 | 114.5441 | 373.6561
2026 | 1 | 8 | 11 | 46.7275 | 113.3848 | 368.2629
2026 | 1 | 8 | 12 | 45.9785 | 112.7665 | 364.4701
2026 | 1 | 8 | 13 | 46.3706 | 112.3671 | 362.5584
2026 | 1 | 8 | 14 | 46.2066 | 109.0793 | 363.0644
2026 | 1 | 8 | 15 | 46.7612 | 108.8111 | 368.5783
2026 | 1 | 8 | 16 | 48.079 | 107.0836 | 379.7749
2026 | 1 | 8 | 17 | 50.73 | 103.8547 | 406.2316
2026 | 1 | 8 | 18 | 55.1333 | 104.4459 | 434.4981
2026 | 1 | 8 | 19 | 54.0895 | 102.436 | 426.012
2026 | 1 | 8 | 20 | 51.1219 | 95.6762 | 415.5906
2026 | 1 | 8 | 21 | 48.278 | 95.7629 | 401.6983
2026 | 1 | 8 | 22 | 44.9876 | 91.5582 | 380.7951
2026 | 1 | 8 | 23 | 42.1449 | 88.6077 | 354.0537
2026 | 1 | 9 | 0 | 39.1695 | 84.5665 | 332.0476
2026 | 1 | 9 | 1 | 36.5459 | 84.1406 | 316.3217
2026 | 1 | 9 | 2 | 35.1259 | 81.6935 | 307.3133
2026 | 1 | 9 | 3 | 34.4761 | 80.8324 | 302.8398
2026 | 1 | 9 | 4 | 34.3222 | 80.6208 | 301.8798
2026 | 1 | 9 | 5 | 35.529 | 80.8616 | 304.5502
2026 | 1 | 9 | 6 | 37.6447 | 85.7382 | 317.8045
2026 | 1 | 9 | 7 | 40.7436 | 92.5375 | 344.82
2026 | 1 | 9 | 8 | 43.8394 | 106.3523 | 374.7517
2026 | 1 | 9 | 9 | 45.127 | 111.1931 | 379.5416
2026 | 1 | 9 | 10 | 45.546 | 111.7951 | 368.3072
2026 | 1 | 9 | 11 | 46.3249 | 111.602 | 356.3395
2026 | 1 | 9 | 12 | 46.4594 | 108.0441 | 371.4617
2026 | 1 | 9 | 13 | 46.8277 | 107.2298 | 368.062
2026 | 1 | 9 | 14 | 46.5993 | 104.1217 | 366.9937
2026 | 1 | 9 | 15 | 46.9598 | 102.9942 | 370.4866
2026 | 1 | 9 | 16 | 48.1093 | 100.1325 | 379.5118
2026 | 1 | 9 | 17 | 50.3008 | 96.3907 | 404.7584
2026 | 1 | 9 | 18 | 51.8368 | 98.2185 | 430.7492
2026 | 1 | 9 | 19 | 50.698 | 96.6866 | 424.0673
2026 | 1 | 9 | 20 | 47.9361 | 91.3904 | 413.1542
2026 | 1 | 9 | 21 | 45.2902 | 93.083 | 400.3172
2026 | 1 | 9 | 22 | 42.4519 | 89.5809 | 383.0406
2026 | 1 | 9 | 23 | 39.9123 | 83.8355 | 359.9495
2026 | 1 | 10 | 0 | 38.1283 | 81.1701 | 341.6183
2026 | 1 | 10 | 1 | 36.4507 | 79.3339 | 316.4962
2026 | 1 | 10 | 2 | 35.0311 | 76.9398 | 305.2194
2026 | 1 | 10 | 3 | 34.385 | 76.3314 | 298.4691
2026 | 1 | 10 | 4 | 34.2213 | 76.178 | 295.4267
2026 | 1 | 10 | 5 | 34.8989 | 75.9991 | 294.0471
2026 | 1 | 10 | 6 | 35.6691 | 78.0312 | 296.0734
2026 | 1 | 10 | 7 | 38.1006 | 80.3333 | 310.0352
2026 | 1 | 10 | 8 | 41.8663 | 87.6453 | 341.7998
2026 | 1 | 10 | 9 | 45.4181 | 89.8666 | 367.2708
2026 | 1 | 10 | 10 | 47.9348 | 92.424 | 374.7681
2026 | 1 | 10 | 11 | 49.9568 | 92.7434 | 374.1957
2026 | 1 | 10 | 12 | 51.4431 | 92.4104 | 369.0061
2026 | 1 | 10 | 13 | 51.7818 | 91.514 | 363.8558
2026 | 1 | 10 | 14 | 51.7572 | 91.395 | 360.3744
2026 | 1 | 10 | 15 | 52.0428 | 87.7147 | 364.9139
2026 | 1 | 10 | 16 | 52.9243 | 85.4833 | 374.921
2026 | 1 | 10 | 17 | 55.0584 | 84.4471 | 400.9766
2026 | 1 | 10 | 18 | 55.6362 | 88.1924 | 428.2814
2026 | 1 | 10 | 19 | 54.1455 | 87.1633 | 413.3642
2026 | 1 | 10 | 20 | 50.5859 | 79.7965 | 393.5864
2026 | 1 | 10 | 21 | 47.8027 | 81.0946 | 376.4305
2026 | 1 | 10 | 22 | 45.3768 | 79.394 | 360.633
2026 | 1 | 10 | 23 | 43.4433 | 75.6141 | 340.7353
2026 | 1 | 11 | 0 | 40.2935 | 77.681 | 322.3448
2026 | 1 | 11 | 1 | 40.1526 | 73.8973 | 314.2866
2026 | 1 | 11 | 2 | 39.0038 | 71.6487 | 304.654
2026 | 1 | 11 | 3 | 38.5716 | 71.4749 | 298.7506
2026 | 1 | 11 | 4 | 38.5278 | 71.9552 | 296.7813
2026 | 1 | 11 | 5 | 39.2307 | 71.2393 | 296.8954
2026 | 1 | 11 | 6 | 40.53 | 74.4051 | 292.2107
2026 | 1 | 11 | 7 | 42.2968 | 75.3577 | 305.587
2026 | 1 | 11 | 8 | 45.2748 | 81.8624 | 338.8875
2026 | 1 | 11 | 9 | 47.9922 | 83.6604 | 371.2315
2026 | 1 | 11 | 10 | 49.5553 | 86.5147 | 385.3092
2026 | 1 | 11 | 11 | 50.8752 | 87.2606 | 388.6781
2026 | 1 | 11 | 12 | 51.5106 | 84.7411 | 380.3657
2026 | 1 | 11 | 13 | 51.8401 | 85.0429 | 380.6425
2026 | 1 | 11 | 14 | 51.8634 | 88.8115 | 380.0018
2026 | 1 | 11 | 15 | 52.537 | 87.1402 | 384.1854
2026 | 1 | 11 | 16 | 54.0357 | 83.0092 | 397.2646
2026 | 1 | 11 | 17 | 56.9467 | 83.2698 | 428.3654
2026 | 1 | 11 | 18 | 60.7023 | 88.0559 | 449.541
2026 | 1 | 11 | 19 | 59.2894 | 86.1609 | 442.4972
2026 | 1 | 11 | 20 | 55.5989 | 79.7692 | 426.4651
2026 | 1 | 11 | 21 | 51.9479 | 81.2948 | 409.5722
2026 | 1 | 11 | 22 | 48.5995 | 78.8433 | 390.3511
2026 | 1 | 11 | 23 | 46.0281 | 75.7581 | 367.1771
2026 | 1 | 12 | 0 | 44.6245 | 77.6808 | 348.9641
2026 | 1 | 12 | 1 | 43.0322 | 76.7916 | 332.3713
2026 | 1 | 12 | 2 | 42.3127 | 76.0639 | 325.3552
2026 | 1 | 12 | 3 | 42.2601 | 77.4828 | 322.4087
2026 | 1 | 12 | 4 | 42.5799 | 78.3029 | 322.42
2026 | 1 | 12 | 5 | 44.155 | 79.4684 | 326.2374
2026 | 1 | 12 | 6 | 46.873 | 84.1452 | 332.5959
2026 | 1 | 12 | 7 | 49.823 | 91.7902 | 361.6646
2026 | 1 | 12 | 8 | 52.526 | 110.6759 | 396.824
2026 | 1 | 12 | 9 | 52.9231 | 116.0259 | 407.0208
2026 | 1 | 12 | 10 | 51.9797 | 120.0666 | 399.3692
2026 | 1 | 12 | 11 | 51.7058 | 113.0804 | 391.0365
2026 | 1 | 12 | 12 | 51.0087 | 111.3911 | 382.9567
2026 | 1 | 12 | 13 | 50.9382 | 110.1211 | 378.3797
2026 | 1 | 12 | 14 | 50.7621 | 109.3255 | 376.0021
2026 | 1 | 12 | 15 | 51.4692 | 111.3359 | 378.6174
2026 | 1 | 12 | 16 | 53.6523 | 106.8242 | 389.9405
2026 | 1 | 12 | 17 | 56.6914 | 104.6714 | 422.6397
2026 | 1 | 12 | 18 | 61.7877 | 107.3987 | 453.6702
2026 | 1 | 12 | 19 | 61.0477 | 106.3559 | 453.5489
2026 | 1 | 12 | 20 | 57.7171 | 100.1958 | 444.8208
2026 | 1 | 12 | 21 | 54.5038 | 101.4786 | 432.115
2026 | 1 | 12 | 22 | 50.941 | 98.5145 | 411.9728
2026 | 1 | 12 | 23 | 48.0241 | 94.2595 | 386.4094
2026 | 1 | 13 | 0 | 45.6032 | 91.5443 | 358.9911
2026 | 1 | 13 | 1 | 43.2433 | 89.4218 | 352.7006
2026 | 1 | 13 | 2 | 42.0631 | 87.3845 | 345.9686
2026 | 1 | 13 | 3 | 41.6189 | 86.8613 | 343.4775
2026 | 1 | 13 | 4 | 41.693 | 87.0203 | 343.4405
2026 | 1 | 13 | 5 | 43.0788 | 88.0176 | 347.5373
2026 | 1 | 13 | 6 | 44.8776 | 92.7494 | 350.1936
2026 | 1 | 13 | 7 | 47.6652 | 100.541 | 379.2414
2026 | 1 | 13 | 8 | 50.5159 | 114.3283 | 412.6839
2026 | 1 | 13 | 9 | 51.3564 | 118.8786 | 418.9164
2026 | 1 | 13 | 10 | 51.3296 | 120.2446 | 408.2948
2026 | 1 | 13 | 11 | 51.7211 | 119.2789 | 396.736
2026 | 1 | 13 | 12 | 51.5468 | 113.9379 | 396.9988
2026 | 1 | 13 | 13 | 51.7772 | 112.3267 | 392.9389
2026 | 1 | 13 | 14 | 51.6895 | 108.4772 | 391.2863
2026 | 1 | 13 | 15 | 52.152 | 108.4225 | 395.0223
2026 | 1 | 13 | 16 | 53.6489 | 107.2438 | 408.086
2026 | 1 | 13 | 17 | 56.395 | 106.1364 | 440.1879
2026 | 1 | 13 | 18 | 59.2211 | 105.5437 | 474.476
2026 | 1 | 13 | 19 | 58.5186 | 104.1588 | 474.9708
2026 | 1 | 13 | 20 | 55.2867 | 98.0139 | 466.8125
2026 | 1 | 13 | 21 | 52.2764 | 97.8832 | 454.5854
2026 | 1 | 13 | 22 | 48.7785 | 93.4262 | 434.4375
2026 | 1 | 13 | 23 | 46.0069 | 91.5363 | 408.3466
2026 | 1 | 14 | 0 | 43.1738 | 90.7196 | 379.8714
2026 | 1 | 14 | 1 | 42.77 | 89.9802 | 368.1952
2026 | 1 | 14 | 2 | 41.7093 | 87.8797 | 360.7715
2026 | 1 | 14 | 3 | 41.4437 | 87.5087 | 357.3239
2026 | 1 | 14 | 4 | 41.5592 | 87.5888 | 356.7092
2026 | 1 | 14 | 5 | 43.1612 | 88.4981 | 359.7147
2026 | 1 | 14 | 6 | 44.9184 | 94.4656 | 363.5508
2026 | 1 | 14 | 7 | 47.8192 | 101.5913 | 390.4231
2026 | 1 | 14 | 8 | 50.7662 | 116.4023 | 422.1407
2026 | 1 | 14 | 9 | 51.7095 | 120.03 | 427.2245
2026 | 1 | 14 | 10 | 51.3754 | 122.6054 | 416.2846
2026 | 1 | 14 | 11 | 51.5875 | 121.7086 | 405.0013
2026 | 1 | 14 | 12 | 51.0306 | 117.9197 | 403.2906
2026 | 1 | 14 | 13 | 51.1066 | 116.5301 | 398.404
2026 | 1 | 14 | 14 | 51.092 | 115.3135 | 395.9415
2026 | 1 | 14 | 15 | 51.7369 | 117.0228 | 397.2823
2026 | 1 | 14 | 16 | 53.7105 | 112.5888 | 407.6935
2026 | 1 | 14 | 17 | 56.83 | 111.9328 | 438.1315
2026 | 1 | 14 | 18 | 59.661 | 113.3089 | 474.3069
2026 | 1 | 14 | 19 | 59.7833 | 112.3644 | 469.2635
2026 | 1 | 14 | 20 | 57.0892 | 106.7939 | 459.268
2026 | 1 | 14 | 21 | 54.4019 | 106.6199 | 445.2376
2026 | 1 | 14 | 22 | 50.9122 | 102.8574 | 423.0015
2026 | 1 | 14 | 23 | 48.115 | 98.9745 | 395.3492
2026 | 1 | 15 | 0 | 46.2105 | 96.9675 | 374.4209
2026 | 1 | 15 | 1 | 44.5461 | 91.1394 | 354.29
2026 | 1 | 15 | 2 | 43.4849 | 89.796 | 344.7525
2026 | 1 | 15 | 3 | 43.2295 | 88.3166 | 340.1702
2026 | 1 | 15 | 4 | 43.2716 | 87.1137 | 338.6039
2026 | 1 | 15 | 5 | 44.6786 | 88.2813 | 340.5205
2026 | 1 | 15 | 6 | 46.4943 | 91.8199 | 348.1979
2026 | 1 | 15 | 7 | 49.0695 | 98.0834 | 374.3151
2026 | 1 | 15 | 8 | 51.4746 | 111.816 | 409.3854
2026 | 1 | 15 | 9 | 51.8156 | 117.3084 | 422.8343
2026 | 1 | 15 | 10 | 50.6172 | 117.5294 | 419.355
2026 | 1 | 15 | 11 | 50.256 | 116.9579 | 413.4646
2026 | 1 | 15 | 12 | 50.2412 | 115.007 | 410.4322
2026 | 1 | 15 | 13 | 50.2341 | 113.8196 | 408.3872
2026 | 1 | 15 | 14 | 50.0087 | 106.9846 | 407.3896
2026 | 1 | 15 | 15 | 50.8334 | 107.045 | 410.1707
2026 | 1 | 15 | 16 | 52.6532 | 107.767 | 416.1623
2026 | 1 | 15 | 17 | 55.3781 | 105.3177 | 437.3706
2026 | 1 | 15 | 18 | 59.742 | 105.186 | 452.9283
2026 | 1 | 15 | 19 | 59.5093 | 104.7546 | 450.3553
2026 | 1 | 15 | 20 | 56.3158 | 98.6999 | 441.5792
2026 | 1 | 15 | 21 | 53.5879 | 97.3498 | 429.2342
2026 | 1 | 15 | 22 | 50.2399 | 92.6062 | 408.8914
2026 | 1 | 15 | 23 | 47.5955 | 92.4695 | 382.123
2026 | 1 | 16 | 0 | 45.4721 | 89.9223 | 352.7552
2026 | 1 | 16 | 1 | 42.8941 | 87.4329 | 343.8878
2026 | 1 | 16 | 2 | 41.7884 | 85.2942 | 335.1992
2026 | 1 | 16 | 3 | 41.4233 | 84.0908 | 331.6132
2026 | 1 | 16 | 4 | 41.5748 | 83.6224 | 330.7506
2026 | 1 | 16 | 5 | 43.053 | 83.772 | 333.4913
2026 | 1 | 16 | 6 | 45.5314 | 87.6149 | 341.0034
2026 | 1 | 16 | 7 | 48.3258 | 93.163 | 369.7411
2026 | 1 | 16 | 8 | 51.1509 | 106.7641 | 407.7196
2026 | 1 | 16 | 9 | 51.7892 | 111.517 | 422.2409
2026 | 1 | 16 | 10 | 51.2036 | 111.6354 | 417.8806
2026 | 1 | 16 | 11 | 51.0891 | 111.4174 | 408.7831
2026 | 1 | 16 | 12 | 49.2329 | 110.2954 | 387.4089
2026 | 1 | 16 | 13 | 48.9929 | 109.2929 | 382.6018
2026 | 1 | 16 | 14 | 48.5574 | 104.2553 | 380.6608
2026 | 1 | 16 | 15 | 48.7489 | 103.6735 | 382.5924
2026 | 1 | 16 | 16 | 50.1443 | 101.5408 | 391.5584
2026 | 1 | 16 | 17 | 52.7358 | 98.2863 | 420.6282
2026 | 1 | 16 | 18 | 57.3408 | 100.5321 | 464.4871
2026 | 1 | 16 | 19 | 56.9201 | 99.9575 | 462.3097
2026 | 1 | 16 | 20 | 54.0523 | 95.1755 | 453.2181
2026 | 1 | 16 | 21 | 51.4702 | 94.9734 | 442.1256
2026 | 1 | 16 | 22 | 48.5617 | 91.2031 | 425.0271
2026 | 1 | 16 | 23 | 46.0403 | 87.6868 | 401.4891
2026 | 1 | 17 | 0 | 43.4047 | 85.019 | 377.8314
2026 | 1 | 17 | 1 | 40.5648 | 80.948 | 361.173
2026 | 1 | 17 | 2 | 38.9423 | 79.2086 | 350.8755
2026 | 1 | 17 | 3 | 38.066 | 79.3761 | 345.6269
2026 | 1 | 17 | 4 | 37.9412 | 80.0983 | 344.3767
2026 | 1 | 17 | 5 | 38.5751 | 81.0082 | 345.5701
2026 | 1 | 17 | 6 | 39.3125 | 89.0972 | 352.6943
2026 | 1 | 17 | 7 | 40.6029 | 90.0414 | 365.9282
2026 | 1 | 17 | 8 | 43.1966 | 94.6989 | 390.0565
2026 | 1 | 17 | 9 | 46.0534 | 93.2621 | 409.1982
2026 | 1 | 17 | 10 | 48.2444 | 94.6971 | 413.4026
2026 | 1 | 17 | 11 | 49.8929 | 97.2523 | 407.7233
2026 | 1 | 17 | 12 | 50.3676 | 94.9564 | 371.7632
2026 | 1 | 17 | 13 | 50.4009 | 94.139 | 364.2297
2026 | 1 | 17 | 14 | 49.9981 | 88.8419 | 359.9899
2026 | 1 | 17 | 15 | 50.1735 | 83.6416 | 360.3792
2026 | 1 | 17 | 16 | 50.8922 | 85.7132 | 372.2397
2026 | 1 | 17 | 17 | 52.5324 | 81.7885 | 408.1548
2026 | 1 | 17 | 18 | 53.6661 | 93.0956 | 467.0481
2026 | 1 | 17 | 19 | 52.0929 | 94.352 | 461.3486
2026 | 1 | 17 | 20 | 48.32 | 88.3791 | 442.7848
2026 | 1 | 17 | 21 | 45.066 | 85.3807 | 426.1153
2026 | 1 | 17 | 22 | 42.587 | 84.7426 | 410.5467
2026 | 1 | 17 | 23 | 40.6042 | 81.4795 | 391.6708
2026 | 1 | 18 | 0 | 39.3044 | 83.8388 | 371.2218
2026 | 1 | 18 | 1 | 37.6862 | 82.6897 | 358.5043
2026 | 1 | 18 | 2 | 36.414 | 80.1969 | 348.7209
2026 | 1 | 18 | 3 | 35.7668 | 79.6733 | 343.3068
2026 | 1 | 18 | 4 | 35.6757 | 79.6095 | 341.42
2026 | 1 | 18 | 5 | 36.2556 | 78.893 | 341.5964
2026 | 1 | 18 | 6 | 37.2941 | 83.1311 | 340.4048
2026 | 1 | 18 | 7 | 38.5612 | 84.4598 | 351.0741
2026 | 1 | 18 | 8 | 41.1543 | 88.971 | 374.8957
2026 | 1 | 18 | 9 | 44.0368 | 87.6979 | 396.8461
2026 | 1 | 18 | 10 | 46.1528 | 90.0763 | 401.6463
2026 | 1 | 18 | 11 | 47.7971 | 91.0362 | 398.1208
2026 | 1 | 18 | 12 | 49.2967 | 88.8107 | 394.394
2026 | 1 | 18 | 13 | 49.6226 | 89.0791 | 389.7716
2026 | 1 | 18 | 14 | 49.6848 | 89.0952 | 387.0392
2026 | 1 | 18 | 15 | 50.3789 | 85.6425 | 390.1058
2026 | 1 | 18 | 16 | 51.7899 | 85.2161 | 403.7167
2026 | 1 | 18 | 17 | 54.2544 | 85.0918 | 437.6445
2026 | 1 | 18 | 18 | 56.6106 | 93.223 | 473.9719
2026 | 1 | 18 | 19 | 55.1258 | 92.3835 | 469.73
2026 | 1 | 18 | 20 | 51.387 | 86.489 | 452.5464
2026 | 1 | 18 | 21 | 47.8486 | 83.8332 | 434.1321
2026 | 1 | 18 | 22 | 44.7661 | 83.659 | 413.6762
2026 | 1 | 18 | 23 | 42.4315 | 79.3939 | 390.0089
2026 | 1 | 19 | 0 | 40.5023 | 81.9792 | 369.1039
2026 | 1 | 19 | 1 | 37.8692 | 79.5325 | 348.5446
2026 | 1 | 19 | 2 | 36.7501 | 78.5436 | 340.0745
2026 | 1 | 19 | 3 | 36.3873 | 78.4121 | 336.1531
2026 | 1 | 19 | 4 | 36.4548 | 78.5792 | 334.9616
2026 | 1 | 19 | 5 | 37.8829 | 79.1781 | 337.3594
2026 | 1 | 19 | 6 | 39.8595 | 86.0664 | 348.4641
2026 | 1 | 19 | 7 | 42.7957 | 93.7258 | 376.0373
2026 | 1 | 19 | 8 | 45.5859 | 110.9057 | 411.6676
2026 | 1 | 19 | 9 | 46.5819 | 114.9772 | 423.4206
2026 | 1 | 19 | 10 | 46.7724 | 116.5389 | 416.1832
2026 | 1 | 19 | 11 | 47.3828 | 115.258 | 407.5615
2026 | 1 | 19 | 12 | 47.3727 | 110.0975 | 395.1943
2026 | 1 | 19 | 13 | 47.6967 | 108.7534 | 388.8826
2026 | 1 | 19 | 14 | 47.4791 | 107.5939 | 385.2291
2026 | 1 | 19 | 15 | 48.19 | 108.0701 | 386.775
2026 | 1 | 19 | 16 | 49.8138 | 104.7167 | 395.8457
2026 | 1 | 19 | 17 | 52.1251 | 101.7993 | 423.9111
2026 | 1 | 19 | 18 | 54.2975 | 100.3571 | 455.3739
2026 | 1 | 19 | 19 | 53.4581 | 100.7077 | 449.8702
2026 | 1 | 19 | 20 | 50.1692 | 94.2098 | 438.1889
2026 | 1 | 19 | 21 | 47.0823 | 95.3138 | 422.1732
2026 | 1 | 19 | 22 | 43.6384 | 91.9931 | 399.7511
2026 | 1 | 19 | 23 | 40.9889 | 88.0125 | 372.7347
2026 | 1 | 20 | 0 | 38.9908 | 87.6283 | 357.7578
2026 | 1 | 20 | 1 | 38.1392 | 84.9082 | 336.3051
2026 | 1 | 20 | 2 | 37.092 | 84.2092 | 327.3167
2026 | 1 | 20 | 3 | 36.7323 | 84.3286 | 323.0326
2026 | 1 | 20 | 4 | 36.9213 | 83.4055 | 321.4707
2026 | 1 | 20 | 5 | 38.4342 | 84.5873 | 323.4653
2026 | 1 | 20 | 6 | 40.4078 | 90.9033 | 334.1186
2026 | 1 | 20 | 7 | 43.6888 | 97.7325 | 361.1343
2026 | 1 | 20 | 8 | 47.0548 | 111.8631 | 395.6998
2026 | 1 | 20 | 9 | 48.4478 | 116.2593 | 406.552
2026 | 1 | 20 | 10 | 48.9841 | 119.4329 | 400.1614
2026 | 1 | 20 | 11 | 49.7617 | 116.9374 | 391.5602
2026 | 1 | 20 | 12 | 48.9508 | 113.0543 | 383.0735
2026 | 1 | 20 | 13 | 49.2255 | 110.616 | 377.5824
2026 | 1 | 20 | 14 | 49.4996 | 106.4995 | 374.8828
2026 | 1 | 20 | 15 | 50.1937 | 109.9638 | 377.6668
2026 | 1 | 20 | 16 | 52.0872 | 108.8527 | 387.4034
2026 | 1 | 20 | 17 | 55.3106 | 108.1128 | 413.478
2026 | 1 | 20 | 18 | 56.9846 | 111.27 | 438.433
2026 | 1 | 20 | 19 | 57.2684 | 110.8402 | 435.3412
2026 | 1 | 20 | 20 | 54.8763 | 104.9286 | 425.3815
2026 | 1 | 20 | 21 | 52.1777 | 104.6087 | 410.9959
2026 | 1 | 20 | 22 | 48.8691 | 101.2215 | 389.5147
2026 | 1 | 20 | 23 | 46.1018 | 98.8069 | 362.9521
2026 | 1 | 21 | 0 | 43.5058 | 95.4673 | 345.5662
2026 | 1 | 21 | 1 | 42.0453 | 93.9768 | 327.4122
2026 | 1 | 21 | 2 | 41.1667 | 91.9264 | 319.1123
2026 | 1 | 21 | 3 | 40.9362 | 90.4895 | 315.044
2026 | 1 | 21 | 4 | 41.1814 | 89.7179 | 314.0639
2026 | 1 | 21 | 5 | 42.7477 | 90.8623 | 316.5979
2026 | 1 | 21 | 6 | 45.4228 | 95.6806 | 325.2205
2026 | 1 | 21 | 7 | 48.3102 | 102.4321 | 351.7525
2026 | 1 | 21 | 8 | 50.8113 | 114.2158 | 385.1857
2026 | 1 | 21 | 9 | 51.2105 | 118.8371 | 394.8839
2026 | 1 | 21 | 10 | 50.0391 | 117.5964 | 387.3623
2026 | 1 | 21 | 11 | 49.6737 | 117.3292 | 378.2994
2026 | 1 | 21 | 12 | 50.683 | 114.3331 | 369.683
2026 | 1 | 21 | 13 | 50.7098 | 111.7078 | 364.4695
2026 | 1 | 21 | 14 | 50.6101 | 106.693 | 362.1842
2026 | 1 | 21 | 15 | 51.4225 | 106.3662 | 364.3819
2026 | 1 | 21 | 16 | 53.4422 | 106.1653 | 374.1535
2026 | 1 | 21 | 17 | 56.101 | 104.9503 | 402.8978
2026 | 1 | 21 | 18 | 58.9562 | 102.2422 | 430.3774
2026 | 1 | 21 | 19 | 58.8348 | 102.9941 | 431.205
2026 | 1 | 21 | 20 | 55.9119 | 96.9433 | 423.3836
2026 | 1 | 21 | 21 | 52.9077 | 97.9189 | 410.9625
2026 | 1 | 21 | 22 | 49.427 | 93.3061 | 389.7342
2026 | 1 | 21 | 23 | 46.6168 | 90.8582 | 363.2594
2026 | 1 | 22 | 0 | 45.2589 | 90.6852 | 340.0893
2026 | 1 | 22 | 1 | 42.909 | 89.5598 | 311.1934
2026 | 1 | 22 | 2 | 41.9093 | 87.5154 | 300.8103
2026 | 1 | 22 | 3 | 41.5701 | 86.0326 | 294.8825
2026 | 1 | 22 | 4 | 41.7516 | 85.5994 | 292.0918
2026 | 1 | 22 | 5 | 43.1708 | 86.1499 | 292.8719
2026 | 1 | 22 | 6 | 45.8217 | 92.4247 | 301.5294
2026 | 1 | 22 | 7 | 48.5032 | 98.8012 | 327.1356
2026 | 1 | 22 | 8 | 50.6796 | 113.0373 | 359.7591
2026 | 1 | 22 | 9 | 50.6302 | 116.1406 | 371.5717
2026 | 1 | 22 | 10 | 49.5966 | 118.2157 | 368.2425
2026 | 1 | 22 | 11 | 49.2635 | 119.0501 | 363.9736
2026 | 1 | 22 | 12 | 48.1144 | 114.7437 | 357.0458
2026 | 1 | 22 | 13 | 47.9032 | 113.9271 | 354.0379
2026 | 1 | 22 | 14 | 47.6362 | 112.1947 | 352.8788
2026 | 1 | 22 | 15 | 48.1217 | 111.2519 | 356.1831
2026 | 1 | 22 | 16 | 49.7566 | 109.2136 | 362.3289
2026 | 1 | 22 | 17 | 52.5871 | 106.3461 | 385.6292
2026 | 1 | 22 | 18 | 56.6725 | 107.3387 | 410.0964
2026 | 1 | 22 | 19 | 56.8253 | 107.6355 | 405.2145
2026 | 1 | 22 | 20 | 54.3669 | 100.4339 | 394.7852
2026 | 1 | 22 | 21 | 51.5745 | 99.2622 | 380.856
2026 | 1 | 22 | 22 | 48.2246 | 95.4169 | 360.1036
2026 | 1 | 22 | 23 | 45.4391 | 92.2268 | 333.4718
2026 | 1 | 23 | 0 | 43.378 | 91.6953 | 312.4002
2026 | 1 | 23 | 1 | 41.1107 | 87.7458 | 308.372
2026 | 1 | 23 | 2 | 39.8997 | 85.8617 | 300.1616
2026 | 1 | 23 | 3 | 39.4442 | 84.5891 | 297.0241
2026 | 1 | 23 | 4 | 39.5176 | 83.9642 | 296.5893
2026 | 1 | 23 | 5 | 40.9574 | 84.2104 | 300.1016
2026 | 1 | 23 | 6 | 43.2712 | 85.9982 | 304.7111
2026 | 1 | 23 | 7 | 46.131 | 92.0572 | 336.2806
2026 | 1 | 23 | 8 | 49.0423 | 105.6066 | 380.0847
2026 | 1 | 23 | 9 | 49.9419 | 112.0273 | 404.1578
2026 | 1 | 23 | 10 | 49.791 | 112.5408 | 406.7615
2026 | 1 | 23 | 11 | 49.9453 | 110.2244 | 400.7599
2026 | 1 | 23 | 12 | 49.8127 | 106.9593 | 386.6326
2026 | 1 | 23 | 13 | 49.7936 | 105.1397 | 383.6476
2026 | 1 | 23 | 14 | 49.5211 | 98.3845 | 383.5748
2026 | 1 | 23 | 15 | 49.7087 | 98.6265 | 388.597
2026 | 1 | 23 | 16 | 50.7662 | 98.2001 | 399.0472
2026 | 1 | 23 | 17 | 52.8134 | 94.3574 | 425.1249
2026 | 1 | 23 | 18 | 54.9363 | 97.1507 | 458.5117
2026 | 1 | 23 | 19 | 54.4777 | 98.0448 | 460.3878
2026 | 1 | 23 | 20 | 51.6014 | 93.1644 | 451.6385
2026 | 1 | 23 | 21 | 48.9626 | 94.6555 | 441.2759
2026 | 1 | 23 | 22 | 46.0712 | 91.4602 | 425.0086
2026 | 1 | 23 | 23 | 43.5603 | 87.164 | 402.376
2026 | 1 | 24 | 0 | 40.9924 | 86.0341 | 374.3791
2026 | 1 | 24 | 1 | 38.2914 | 82.8422 | 361.3693
2026 | 1 | 24 | 2 | 36.7876 | 80.668 | 351.2294
2026 | 1 | 24 | 3 | 35.9883 | 80.2062 | 346.2292
2026 | 1 | 24 | 4 | 35.8921 | 80.3119 | 344.4815
2026 | 1 | 24 | 5 | 36.5568 | 80.3696 | 344.2617
2026 | 1 | 24 | 6 | 38.1167 | 86.1411 | 347.2582
2026 | 1 | 24 | 7 | 39.7301 | 88.0589 | 361.5999
2026 | 1 | 24 | 8 | 42.3745 | 94.3504 | 386.2621
2026 | 1 | 24 | 9 | 45.0072 | 94.9775 | 397.0785
2026 | 1 | 24 | 10 | 46.663 | 97.3804 | 392.1096
2026 | 1 | 24 | 11 | 47.975 | 98.1312 | 380.2979
2026 | 1 | 24 | 12 | 46.2084 | 95.4003 | 352.0345
2026 | 1 | 24 | 13 | 45.8478 | 94.0777 | 340.0879
2026 | 1 | 24 | 14 | 45.2788 | 93.1327 | 334.0266
2026 | 1 | 24 | 15 | 45.3429 | 87.7867 | 336.9254
2026 | 1 | 24 | 16 | 46.387 | 87.1481 | 352.1755
2026 | 1 | 24 | 17 | 48.5131 | 84.7855 | 391.5375
2026 | 1 | 24 | 18 | 52.1922 | 90.9551 | 447.8807
2026 | 1 | 24 | 19 | 50.9292 | 92.2407 | 447.6742
2026 | 1 | 24 | 20 | 47.4414 | 84.8431 | 431.1716
2026 | 1 | 24 | 21 | 44.3725 | 83.6203 | 415.3055
2026 | 1 | 24 | 22 | 41.9639 | 82.8703 | 399.3477
2026 | 1 | 24 | 23 | 40.0863 | 78.9313 | 380.1653
2026 | 1 | 25 | 0 | 38.9319 | 81.6598 | 365.0472
2026 | 1 | 25 | 1 | 36.7392 | 76.0802 | 337.921
2026 | 1 | 25 | 2 | 35.3954 | 73.7727 | 326.7043
2026 | 1 | 25 | 3 | 34.6561 | 73.2728 | 319.9375
2026 | 1 | 25 | 4 | 34.3736 | 72.7701 | 315.8873
2026 | 1 | 25 | 5 | 34.721 | 71.6812 | 312.9071
2026 | 1 | 25 | 6 | 35.3825 | 74.5355 | 307.8272
2026 | 1 | 25 | 7 | 37.011 | 75.6316 | 318.5248
2026 | 1 | 25 | 8 | 40.1496 | 82.0228 | 350.9316
2026 | 1 | 25 | 9 | 43.1868 | 83.5245 | 383.8352
2026 | 1 | 25 | 10 | 45.5452 | 86.6156 | 395.1908
2026 | 1 | 25 | 11 | 47.3066 | 85.6129 | 396.3927
2026 | 1 | 25 | 12 | 46.8297 | 86.1692 | 391.411
2026 | 1 | 25 | 13 | 46.9861 | 86.0269 | 385.1737
2026 | 1 | 25 | 14 | 46.8892 | 89.3268 | 381.5833
2026 | 1 | 25 | 15 | 47.3329 | 86.1186 | 387.6483
2026 | 1 | 25 | 16 | 48.6202 | 83.4672 | 399.1455
2026 | 1 | 25 | 17 | 51.0964 | 83.7198 | 425.252
2026 | 1 | 25 | 18 | 53.9862 | 87.5658 | 440.4843
2026 | 1 | 25 | 19 | 52.9009 | 87.436 | 433.0105
2026 | 1 | 25 | 20 | 49.5496 | 80.5047 | 414.7405
2026 | 1 | 25 | 21 | 46.1962 | 80.9287 | 395.2102
2026 | 1 | 25 | 22 | 43.1258 | 79.4086 | 373.8225
2026 | 1 | 25 | 23 | 40.8094 | 75.6858 | 349.0142
2026 | 1 | 26 | 0 | 39.1437 | 76.7489 | 332.3986
2026 | 1 | 26 | 1 | 37.0163 | 76.1582 | 317.5417
2026 | 1 | 26 | 2 | 36.0114 | 75.1083 | 308.9225
2026 | 1 | 26 | 3 | 35.6929 | 75.4184 | 304.8453
2026 | 1 | 26 | 4 | 35.8652 | 76.0738 | 303.4038
2026 | 1 | 26 | 5 | 37.3446 | 76.593 | 305.9083
2026 | 1 | 26 | 6 | 39.558 | 82.6443 | 315.367
2026 | 1 | 26 | 7 | 42.7176 | 90.6854 | 344.003
2026 | 1 | 26 | 8 | 45.6883 | 108.7667 | 381.8602
2026 | 1 | 26 | 9 | 46.815 | 114.0477 | 397.9779
2026 | 1 | 26 | 10 | 47.2224 | 117.0612 | 394.7272
2026 | 1 | 26 | 11 | 47.8918 | 112.4803 | 388.4909
2026 | 1 | 26 | 12 | 47.6752 | 106.8575 | 376.6833
2026 | 1 | 26 | 13 | 47.9377 | 105.4297 | 371.3021
2026 | 1 | 26 | 14 | 47.9493 | 105.3915 | 368.8421
2026 | 1 | 26 | 15 | 48.6702 | 105.7552 | 371.6017
2026 | 1 | 26 | 16 | 50.3918 | 102.3325 | 381.0221
2026 | 1 | 26 | 17 | 52.8499 | 98.2556 | 407.7402
2026 | 1 | 26 | 18 | 54.4505 | 102.094 | 438.8809
2026 | 1 | 26 | 19 | 53.9588 | 102.7669 | 436.4455
2026 | 1 | 26 | 20 | 50.9631 | 95.2734 | 425.2201
2026 | 1 | 26 | 21 | 47.8258 | 96.5761 | 409.9641
2026 | 1 | 26 | 22 | 44.3908 | 93.7058 | 388.2223
2026 | 1 | 26 | 23 | 41.6081 | 89.0231 | 361.8346
2026 | 1 | 27 | 0 | 40.014 | 87.8025 | 340.4468
2026 | 1 | 27 | 1 | 37.6779 | 86.3932 | 319.1999
2026 | 1 | 27 | 2 | 36.6058 | 84.8304 | 310.4724
2026 | 1 | 27 | 3 | 36.1814 | 84.5731 | 306.2769
2026 | 1 | 27 | 4 | 36.3755 | 84.5221 | 304.6561
2026 | 1 | 27 | 5 | 37.8532 | 85.4276 | 306.4375
2026 | 1 | 27 | 6 | 40.0401 | 90.8977 | 316.7771
2026 | 1 | 27 | 7 | 43.19 | 98.7043 | 344.5446
2026 | 1 | 27 | 8 | 46.1956 | 112.7542 | 380.2911
2026 | 1 | 27 | 9 | 47.2825 | 117.8222 | 392.6115
2026 | 1 | 27 | 10 | 47.6015 | 120.805 | 386.6089
2026 | 1 | 27 | 11 | 48.2238 | 117.6624 | 378.295
2026 | 1 | 27 | 12 | 48.0133 | 111.5168 | 371.3579
2026 | 1 | 27 | 13 | 48.2765 | 109.2083 | 365.3235
2026 | 1 | 27 | 14 | 48.4151 | 106.7522 | 362.528
2026 | 1 | 27 | 15 | 49.0795 | 107.4301 | 365.6633
2026 | 1 | 27 | 16 | 50.758 | 106.3618 | 375.2468
2026 | 1 | 27 | 17 | 53.4774 | 104.3994 | 401.4712
2026 | 1 | 27 | 18 | 56.3713 | 104.4581 | 426.1335
2026 | 1 | 27 | 19 | 56.1211 | 105.4718 | 425.044
2026 | 1 | 27 | 20 | 53.2079 | 98.9825 | 415.0206
2026 | 1 | 27 | 21 | 50.2407 | 100.4396 | 400.8079
2026 | 1 | 27 | 22 | 46.9088 | 97.3348 | 379.7192
2026 | 1 | 27 | 23 | 44.0916 | 93.5564 | 353.5005
2026 | 1 | 28 | 0 | 41.0551 | 93.1282 | 335.6677
2026 | 1 | 28 | 1 | 40.0987 | 90.5863 | 311.7183
2026 | 1 | 28 | 2 | 39.1244 | 88.2287 | 302.8915
2026 | 1 | 28 | 3 | 38.7765 | 87.1184 | 298.2332
2026 | 1 | 28 | 4 | 38.9798 | 86.7212 | 296.697
2026 | 1 | 28 | 5 | 40.4921 | 87.6789 | 298.6987
2026 | 1 | 28 | 6 | 42.8358 | 94.4837 | 307.7421
2026 | 1 | 28 | 7 | 45.8767 | 101.9515 | 334.1528
2026 | 1 | 28 | 8 | 48.4968 | 114.5607 | 367.1805
2026 | 1 | 28 | 9 | 49.0939 | 118.8698 | 378.7417
2026 | 1 | 28 | 10 | 48.6543 | 119.0743 | 373.7538
2026 | 1 | 28 | 11 | 48.7555 | 118.4193 | 366.1005
2026 | 1 | 28 | 12 | 46.8287 | 114.5097 | 356.4799
2026 | 1 | 28 | 13 | 46.7326 | 112.4327 | 351.6723
2026 | 1 | 28 | 14 | 46.6871 | 112.191 | 349.9562
2026 | 1 | 28 | 15 | 47.3361 | 109.9187 | 352.94
2026 | 1 | 28 | 16 | 49.3676 | 107.5242 | 362.4388
2026 | 1 | 28 | 17 | 52.4672 | 105.2269 | 389.7031
2026 | 1 | 28 | 18 | 56.0426 | 104.8073 | 421.8267
2026 | 1 | 28 | 19 | 56.9891 | 105.5939 | 420.4054
2026 | 1 | 28 | 20 | 54.9981 | 98.0704 | 410.0241
2026 | 1 | 28 | 21 | 52.489 | 98.4196 | 395.8353
2026 | 1 | 28 | 22 | 49.1944 | 94.0851 | 374.2291
2026 | 1 | 28 | 23 | 46.3613 | 90.4079 | 347.6617
2026 | 1 | 29 | 0 | 43.9942 | 89.0835 | 324.0448
2026 | 1 | 29 | 1 | 41.8259 | 87.4132 | 303.6776
2026 | 1 | 29 | 2 | 40.7572 | 85.1469 | 294.149
2026 | 1 | 29 | 3 | 40.3649 | 83.6131 | 289.3197
2026 | 1 | 29 | 4 | 40.4132 | 83.4997 | 287.4113
2026 | 1 | 29 | 5 | 41.719 | 83.8928 | 289.1775
2026 | 1 | 29 | 6 | 43.6347 | 90.6991 | 301.2171
2026 | 1 | 29 | 7 | 46.5303 | 97.1729 | 328.0285
2026 | 1 | 29 | 8 | 49.1408 | 110.9384 | 361.367
2026 | 1 | 29 | 9 | 49.8742 | 114.5387 | 372.7449
2026 | 1 | 29 | 10 | 49.6286 | 116.3934 | 365.9939
2026 | 1 | 29 | 11 | 49.7604 | 116.0005 | 358.254
2026 | 1 | 29 | 12 | 49.2664 | 110.8196 | 352.6467
2026 | 1 | 29 | 13 | 49.3082 | 109.6452 | 348.4064
2026 | 1 | 29 | 14 | 49.2261 | 106.4704 | 347.3746
2026 | 1 | 29 | 15 | 49.8706 | 105.8516 | 351.5432
2026 | 1 | 29 | 16 | 51.2829 | 104.8155 | 360.2218
2026 | 1 | 29 | 17 | 53.4728 | 100.8641 | 385.4161
2026 | 1 | 29 | 18 | 55.3428 | 103.7777 | 413.8866
2026 | 1 | 29 | 19 | 55.3295 | 105.3393 | 413.5763
2026 | 1 | 29 | 20 | 52.5369 | 97.5106 | 403.9036
2026 | 1 | 29 | 21 | 49.5434 | 97.7357 | 390.3884
2026 | 1 | 29 | 22 | 46.1939 | 94.3421 | 369.8345
2026 | 1 | 29 | 23 | 43.4747 | 89.8302 | 343.6236
2026 | 1 | 30 | 0 | 42.0445 | 89.2069 | 320.0313
2026 | 1 | 30 | 1 | 39.6265 | 85.0835 | 305.9983
2026 | 1 | 30 | 2 | 38.4546 | 82.7432 | 296.976
2026 | 1 | 30 | 3 | 37.9809 | 81.3357 | 292.8922
2026 | 1 | 30 | 4 | 38.0871 | 80.9536 | 291.5774
2026 | 1 | 30 | 5 | 39.5116 | 80.987 | 293.8381
2026 | 1 | 30 | 6 | 42.1648 | 84.7888 | 303.1726
2026 | 1 | 30 | 7 | 45.102 | 91.57 | 332.3213
2026 | 1 | 30 | 8 | 47.7816 | 104.8557 | 370.7279
2026 | 1 | 30 | 9 | 48.2905 | 111.1847 | 387.726
2026 | 1 | 30 | 10 | 47.8547 | 111.5368 | 383.5335
2026 | 1 | 30 | 11 | 47.812 | 109.5608 | 374.1309
2026 | 1 | 30 | 12 | 45.2808 | 104.449 | 365.4589
2026 | 1 | 30 | 13 | 44.9308 | 102.9051 | 359.9116
2026 | 1 | 30 | 14 | 44.4677 | 97.963 | 358.2165
2026 | 1 | 30 | 15 | 44.486 | 96.4713 | 361.9393
2026 | 1 | 30 | 16 | 45.6937 | 95.489 | 370.8301
2026 | 1 | 30 | 17 | 48.1794 | 90.0551 | 395.2758
2026 | 1 | 30 | 18 | 52.1563 | 92.7006 | 422.7509
2026 | 1 | 30 | 19 | 52.5197 | 94.0864 | 425.4402
2026 | 1 | 30 | 20 | 50.3014 | 88.0248 | 416.0375
2026 | 1 | 30 | 21 | 47.8308 | 90.1559 | 404.3213
2026 | 1 | 30 | 22 | 45.0292 | 87.1225 | 387.6367
2026 | 1 | 30 | 23 | 42.5759 | 81.9057 | 365.1084
2026 | 1 | 31 | 0 | 40.481 | 81.0435 | 342.8756
2026 | 1 | 31 | 1 | 38.0494 | 78.921 | 333.7322
2026 | 1 | 31 | 2 | 36.583 | 76.4266 | 323.8881
2026 | 1 | 31 | 3 | 35.8141 | 75.6844 | 318.6196
2026 | 1 | 31 | 4 | 35.6534 | 76.4559 | 316.4308
2026 | 1 | 31 | 5 | 36.2527 | 76.0205 | 316.1023
2026 | 1 | 31 | 6 | 37.509 | 81.3525 | 321.3175
2026 | 1 | 31 | 7 | 39.409 | 83.6131 | 337.721
2026 | 1 | 31 | 8 | 42.4566 | 90.7549 | 369.3464
2026 | 1 | 31 | 9 | 45.3134 | 93.9916 | 389.7446
2026 | 1 | 31 | 10 | 47.094 | 97.2171 | 389.7493
2026 | 1 | 31 | 11 | 48.4111 | 96.8116 | 382.6346
2026 | 1 | 31 | 12 | 49.0103 | 94.0051 | 351.9066
2026 | 1 | 31 | 13 | 48.9302 | 92.3452 | 340.6715
2026 | 1 | 31 | 14 | 48.707 | 94.7357 | 334.8212
2026 | 1 | 31 | 15 | 48.8196 | 89.4367 | 338.4768
2026 | 1 | 31 | 16 | 49.5693 | 86.7908 | 353.9033
2026 | 1 | 31 | 17 | 51.2874 | 84.6917 | 390.3418
2026 | 1 | 31 | 18 | 52.3421 | 87.6565 | 430.8837
2026 | 1 | 31 | 19 | 51.5718 | 89.5451 | 435.6951
2026 | 1 | 31 | 20 | 48.2601 | 81.0284 | 421.7555
2026 | 1 | 31 | 21 | 45.4245 | 81.9535 | 407.4906
2026 | 1 | 31 | 22 | 43.0886 | 80.2442 | 392.9821
2026 | 1 | 31 | 23 | 41.1668 | 76.8633 | 374.8164
2026 | 2 | 1 | 0 | 38.6873 | 79.5378 | 363.4846
2026 | 2 | 1 | 1 | 37.0792 | 79.6807 | 330.5074
2026 | 2 | 1 | 2 | 35.8855 | 77.8754 | 319.8878
2026 | 2 | 1 | 3 | 35.3532 | 78.6306 | 314.1658
2026 | 2 | 1 | 4 | 35.1167 | 80.6764 | 312.0715
2026 | 2 | 1 | 5 | 35.5519 | 81.1174 | 310.5865
2026 | 2 | 1 | 6 | 36.7192 | 84.4434 | 311.0529
2026 | 2 | 1 | 7 | 38.3563 | 83.9035 | 321.1746
2026 | 2 | 1 | 8 | 40.9829 | 88.434 | 348.6537
2026 | 2 | 1 | 9 | 43.5364 | 89.3423 | 371.0321
2026 | 2 | 1 | 10 | 44.9397 | 92.8743 | 376.5665
2026 | 2 | 1 | 11 | 46.1907 | 92.8432 | 372.1285
2026 | 2 | 1 | 12 | 45.6092 | 91.9661 | 364.5237
2026 | 2 | 1 | 13 | 45.5345 | 91.3833 | 359.5679
2026 | 2 | 1 | 14 | 45.1565 | 93.4252 | 353.5513
2026 | 2 | 1 | 15 | 45.671 | 91.1047 | 357.1046
2026 | 2 | 1 | 16 | 47.1846 | 87.9435 | 369.7266
2026 | 2 | 1 | 17 | 50.0182 | 87.0859 | 399.1416
2026 | 2 | 1 | 18 | 52.8562 | 96.9019 | 423.5017
2026 | 2 | 1 | 19 | 52.8545 | 99.2314 | 422.2674
2026 | 2 | 1 | 20 | 50.1535 | 94.5101 | 406.1553
2026 | 2 | 1 | 21 | 46.9505 | 91.8121 | 387.3821
2026 | 2 | 1 | 22 | 43.8729 | 89.7934 | 366.5246
2026 | 2 | 1 | 23 | 41.7099 | 86.6329 | 342.0972
2026 | 2 | 2 | 0 | 40.8379 | 87.6012 | 327.545
2026 | 2 | 2 | 1 | 38.226 | 90.6317 | 307.5725
2026 | 2 | 2 | 2 | 37.3685 | 89.5223 | 298.7799
2026 | 2 | 2 | 3 | 37.2182 | 89.8657 | 294.5481
2026 | 2 | 2 | 4 | 37.3739 | 90.3405 | 293.812
2026 | 2 | 2 | 5 | 38.8366 | 91.9169 | 296.9552
2026 | 2 | 2 | 6 | 40.869 | 95.0933 | 304.5557
2026 | 2 | 2 | 7 | 43.9249 | 103.6105 | 332.1807
2026 | 2 | 2 | 8 | 46.5533 | 118.2109 | 366.9995
2026 | 2 | 2 | 9 | 47.3953 | 123.5226 | 380.3768
2026 | 2 | 2 | 10 | 47.3314 | 126.4695 | 377.7207
2026 | 2 | 2 | 11 | 47.7555 | 122.508 | 371.6784
2026 | 2 | 2 | 12 | 45.1341 | 118.4939 | 364.0505
2026 | 2 | 2 | 13 | 45.0194 | 116.005 | 361.811
2026 | 2 | 2 | 14 | 44.512 | 112.0758 | 357.4564
2026 | 2 | 2 | 15 | 45.0657 | 111.9069 | 358.327
2026 | 2 | 2 | 16 | 46.7897 | 109.6458 | 366.7766
2026 | 2 | 2 | 17 | 49.55 | 109.2497 | 391.2992
2026 | 2 | 2 | 18 | 53.7124 | 106.5794 | 419.5106
2026 | 2 | 2 | 19 | 53.78 | 109.4278 | 419.46
2026 | 2 | 2 | 20 | 50.9809 | 104.173 | 408.0187
2026 | 2 | 2 | 21 | 47.8851 | 103.0482 | 392.0802
2026 | 2 | 2 | 22 | 44.4458 | 98.8391 | 370.9273
2026 | 2 | 2 | 23 | 41.807 | 96.5191 | 345.0094
2026 | 2 | 3 | 0 | 39.8814 | 95.1701 | 321.0003
2026 | 2 | 3 | 1 | 37.8985 | 93.1862 | 322.3712
2026 | 2 | 3 | 2 | 36.8327 | 91.3581 | 315.9287
2026 | 2 | 3 | 3 | 36.4546 | 90.7514 | 314.2644
2026 | 2 | 3 | 4 | 36.584 | 90.2987 | 315.2491
2026 | 2 | 3 | 5 | 38.0053 | 91.3859 | 320.0604
2026 | 2 | 3 | 6 | 40.6061 | 95.9782 | 325.0399
2026 | 2 | 3 | 7 | 43.7373 | 104.1631 | 356.4129
2026 | 2 | 3 | 8 | 46.5317 | 116.5328 | 394.7526
2026 | 2 | 3 | 9 | 47.4584 | 120.1423 | 407.0214
2026 | 2 | 3 | 10 | 47.4171 | 123.9432 | 401.8139
2026 | 2 | 3 | 11 | 47.861 | 124.7503 | 391.9921
2026 | 2 | 3 | 12 | 47.8912 | 119.3357 | 396.1112
2026 | 2 | 3 | 13 | 47.9981 | 117.5657 | 393.5104
2026 | 2 | 3 | 14 | 47.8337 | 114.9498 | 390.1327
2026 | 2 | 3 | 15 | 48.3463 | 115.4621 | 393.1763
2026 | 2 | 3 | 16 | 49.8489 | 112.684 | 405.6468
2026 | 2 | 3 | 17 | 52.5134 | 112.2982 | 433.8606
2026 | 2 | 3 | 18 | 54.7908 | 108.648 | 461.2849
2026 | 2 | 3 | 19 | 54.9526 | 111.4092 | 473.2792
2026 | 2 | 3 | 20 | 52.3 | 106.6947 | 468.1459
2026 | 2 | 3 | 21 | 49.283 | 105.9159 | 457.9688
2026 | 2 | 3 | 22 | 45.8869 | 102.3326 | 439.3044
2026 | 2 | 3 | 23 | 43.1521 | 98.1467 | 414.1936
2026 | 2 | 4 | 0 | 40.7339 | 96.2343 | 381.9746
2026 | 2 | 4 | 1 | 39.215 | 93.2334 | 369.6512
2026 | 2 | 4 | 2 | 38.2377 | 91.8777 | 363.721
2026 | 2 | 4 | 3 | 37.9495 | 90.6644 | 361.6832
2026 | 2 | 4 | 4 | 38.123 | 88.6152 | 362.3654
2026 | 2 | 4 | 5 | 39.6494 | 90.1491 | 366.3455
2026 | 2 | 4 | 6 | 42.212 | 94.1257 | 371.0189
2026 | 2 | 4 | 7 | 45.2711 | 101.1621 | 398.7192
2026 | 2 | 4 | 8 | 47.9419 | 111.3257 | 431.3899
2026 | 2 | 4 | 9 | 48.9079 | 115.5227 | 436.4784
2026 | 2 | 4 | 10 | 48.5847 | 115.9199 | 424.4255
2026 | 2 | 4 | 11 | 48.8425 | 116.6326 | 410.4837
2026 | 2 | 4 | 12 | 48.2972 | 113.9581 | 417.0054
2026 | 2 | 4 | 13 | 48.2866 | 111.452 | 412.0518
2026 | 2 | 4 | 14 | 48.0746 | 104.377 | 406.3882
2026 | 2 | 4 | 15 | 48.7973 | 106.8252 | 406.364
2026 | 2 | 4 | 16 | 50.6063 | 106.0681 | 415.3499
2026 | 2 | 4 | 17 | 53.2288 | 104.2819 | 442.1285
2026 | 2 | 4 | 18 | 55.4825 | 103.4028 | 458.3588
2026 | 2 | 4 | 19 | 56.5378 | 106.3707 | 470.6845
2026 | 2 | 4 | 20 | 54.3517 | 101.7439 | 465.7322
2026 | 2 | 4 | 21 | 51.7727 | 102.3897 | 454.7049
2026 | 2 | 4 | 22 | 48.45 | 98.4599 | 434.7346
2026 | 2 | 4 | 23 | 45.7351 | 94.7123 | 408.5513
2026 | 2 | 5 | 0 | 42.8681 | 91.9499 | 383.7875
2026 | 2 | 5 | 1 | 42.0911 | 91.6038 | 369.2725
2026 | 2 | 5 | 2 | 41.2393 | 89.8417 | 360.8839
2026 | 2 | 5 | 3 | 41.0917 | 88.157 | 357.7464
2026 | 2 | 5 | 4 | 41.2598 | 86.8089 | 357.4671
2026 | 2 | 5 | 5 | 42.6983 | 87.9027 | 360.7115
2026 | 2 | 5 | 6 | 45.1712 | 90.876 | 372.6847
2026 | 2 | 5 | 7 | 48.0673 | 98.5135 | 399.5604
2026 | 2 | 5 | 8 | 50.3425 | 110.3855 | 432.6454
2026 | 2 | 5 | 9 | 50.4897 | 115.6139 | 441.0528
2026 | 2 | 5 | 10 | 49.2837 | 118.0131 | 431.5424
2026 | 2 | 5 | 11 | 48.8728 | 118.1655 | 419.2069
2026 | 2 | 5 | 12 | 47.5927 | 116.9898 | 414.0143
2026 | 2 | 5 | 13 | 47.2228 | 115.5348 | 410.438
2026 | 2 | 5 | 14 | 46.8466 | 111.1971 | 406.1916
2026 | 2 | 5 | 15 | 47.4606 | 111.4948 | 407.3504
2026 | 2 | 5 | 16 | 49.2133 | 110.0225 | 415.5848
2026 | 2 | 5 | 17 | 52.1362 | 106.9074 | 438.1321
2026 | 2 | 5 | 18 | 55.8073 | 102.2889 | 463.4427
2026 | 2 | 5 | 19 | 57.3571 | 104.8683 | 468.5662
2026 | 2 | 5 | 20 | 55.4888 | 98.8269 | 460.0361
2026 | 2 | 5 | 21 | 53.0869 | 98.2563 | 445.979
2026 | 2 | 5 | 22 | 49.8882 | 94.3927 | 424.9034
2026 | 2 | 5 | 23 | 47.2396 | 91.1161 | 397.9518
2026 | 2 | 6 | 0 | 44.8705 | 89.5075 | 377.0803
2026 | 2 | 6 | 1 | 42.9348 | 89.5141 | 362.761
2026 | 2 | 6 | 2 | 41.8776 | 87.5779 | 353.4876
2026 | 2 | 6 | 3 | 41.5545 | 87.2275 | 349.6165
2026 | 2 | 6 | 4 | 41.5444 | 86.8705 | 348.5207
2026 | 2 | 6 | 5 | 42.8277 | 87.5571 | 350.5521
2026 | 2 | 6 | 6 | 44.9061 | 88.5839 | 358.7294
2026 | 2 | 6 | 7 | 47.6056 | 95.9216 | 386.1369
2026 | 2 | 6 | 8 | 49.7323 | 108.9612 | 421.2545
2026 | 2 | 6 | 9 | 49.7193 | 115.5524 | 431.6514
2026 | 2 | 6 | 10 | 48.4604 | 120.0814 | 425.1505
2026 | 2 | 6 | 11 | 47.9492 | 115.8713 | 413.8476
2026 | 2 | 6 | 12 | 49.8512 | 112.5241 | 381.6707
2026 | 2 | 6 | 13 | 49.6193 | 111.0166 | 375.5238
2026 | 2 | 6 | 14 | 49.0872 | 106.4301 | 369.5172
2026 | 2 | 6 | 15 | 49.277 | 107.2998 | 367.7078
2026 | 2 | 6 | 16 | 50.2337 | 103.9775 | 374.3615
2026 | 2 | 6 | 17 | 52.0786 | 100.5411 | 401.5334
2026 | 2 | 6 | 18 | 54.404 | 103.6499 | 428.7103
2026 | 2 | 6 | 19 | 54.7603 | 106.2047 | 443.633
2026 | 2 | 6 | 20 | 52.0766 | 102.3484 | 439.4501
2026 | 2 | 6 | 21 | 49.4373 | 102.5244 | 429.9542
2026 | 2 | 6 | 22 | 46.577 | 99.8368 | 414.0343
2026 | 2 | 6 | 23 | 44.1651 | 94.6641 | 391.7766
2026 | 2 | 7 | 0 | 41.5945 | 91.8913 | 373.7768
2026 | 2 | 7 | 1 | 39.4392 | 90.8885 | 346.8216
2026 | 2 | 7 | 2 | 37.9949 | 88.5448 | 336.1345
2026 | 2 | 7 | 3 | 37.2876 | 88.053 | 330.3105
2026 | 2 | 7 | 4 | 37.2678 | 88.1017 | 328.2866
2026 | 2 | 7 | 5 | 37.9892 | 88.5872 | 329.0676
2026 | 2 | 7 | 6 | 38.9707 | 93.4366 | 332.1889
2026 | 2 | 7 | 7 | 40.525 | 96.7268 | 344.8564
2026 | 2 | 7 | 8 | 43.0719 | 100.2913 | 368.4348
2026 | 2 | 7 | 9 | 46.0717 | 101.1578 | 389.8784
2026 | 2 | 7 | 10 | 48.1507 | 105.0501 | 397.8696
2026 | 2 | 7 | 11 | 49.668 | 105.8946 | 395.1091
2026 | 2 | 7 | 12 | 49.5962 | 100.4042 | 393.1537
2026 | 2 | 7 | 13 | 49.4176 | 98.7864 | 390.2183
2026 | 2 | 7 | 14 | 48.9112 | 97.6658 | 384.8074
2026 | 2 | 7 | 15 | 49.0979 | 92.5861 | 382.4584
2026 | 2 | 7 | 16 | 49.8043 | 91.4344 | 387.2014
2026 | 2 | 7 | 17 | 51.414 | 90.0854 | 409.8341
2026 | 2 | 7 | 18 | 51.5854 | 94.8098 | 430.6974
2026 | 2 | 7 | 19 | 51.8332 | 97.8808 | 433.5005
2026 | 2 | 7 | 20 | 48.8783 | 91.7183 | 416.218
2026 | 2 | 7 | 21 | 46.0139 | 88.975 | 399.3097
2026 | 2 | 7 | 22 | 43.7014 | 89.1383 | 384.2944
2026 | 2 | 7 | 23 | 41.9195 | 84.5143 | 366.302
2026 | 2 | 8 | 0 | 40.1596 | 86.5534 | 351.0152
2026 | 2 | 8 | 1 | 39.9416 | 83.6719 | 338.4032
2026 | 2 | 8 | 2 | 38.9249 | 81.2867 | 328.9876
2026 | 2 | 8 | 3 | 38.5616 | 81.6386 | 323.9193
2026 | 2 | 8 | 4 | 38.6686 | 84.1761 | 322.6915
2026 | 2 | 8 | 5 | 39.4827 | 83.6652 | 323.782
2026 | 2 | 8 | 6 | 41.1494 | 87.303 | 326.0971
2026 | 2 | 8 | 7 | 42.3952 | 86.6429 | 337.294
2026 | 2 | 8 | 8 | 44.1527 | 92.6365 | 361.0511
2026 | 2 | 8 | 9 | 46.0494 | 92.9363 | 383.6725
2026 | 2 | 8 | 10 | 47.1494 | 96.4433 | 392.1516
2026 | 2 | 8 | 11 | 48.1457 | 97.3518 | 389.2722
2026 | 2 | 8 | 12 | 47.9084 | 96.3822 | 374.7604
2026 | 2 | 8 | 13 | 47.5778 | 95.1415 | 372.8095
2026 | 2 | 8 | 14 | 47.1914 | 98.0882 | 368.6028
2026 | 2 | 8 | 15 | 47.6548 | 95.1957 | 367.7888
2026 | 2 | 8 | 16 | 49.0364 | 91.5976 | 378.4663
2026 | 2 | 8 | 17 | 51.8771 | 90.5342 | 409.6745
2026 | 2 | 8 | 18 | 55.1421 | 97.104 | 445.137
2026 | 2 | 8 | 19 | 55.5272 | 99.1291 | 451.7174
2026 | 2 | 8 | 20 | 52.764 | 94.3477 | 437.1458
2026 | 2 | 8 | 21 | 49.3886 | 90.0594 | 419.6644
2026 | 2 | 8 | 22 | 46.2575 | 87.6161 | 400.416
2026 | 2 | 8 | 23 | 44.0097 | 85.7786 | 377.7334
2026 | 2 | 9 | 0 | 43.176 | 90.275 | 361.0898
2026 | 2 | 9 | 1 | 40.189 | 90.9189 | 343.8946
2026 | 2 | 9 | 2 | 39.4238 | 90.1655 | 337.0995
2026 | 2 | 9 | 3 | 39.3638 | 90.1208 | 334.9241
2026 | 2 | 9 | 4 | 39.667 | 90.4579 | 335.3958
2026 | 2 | 9 | 5 | 41.2829 | 91.8273 | 339.2859
2026 | 2 | 9 | 6 | 44.0506 | 94.7736 | 351.7196
2026 | 2 | 9 | 7 | 46.9869 | 103.2031 | 379.848
2026 | 2 | 9 | 8 | 49.3455 | 117.2839 | 408.8435
2026 | 2 | 9 | 9 | 49.6646 | 123.5269 | 407.6503
2026 | 2 | 9 | 10 | 48.8507 | 126.3901 | 390.5543
2026 | 2 | 9 | 11 | 48.6626 | 122.899 | 375.292
2026 | 2 | 9 | 12 | 48.3769 | 118.7029 | 356.5157
2026 | 2 | 9 | 13 | 48.1653 | 116.1322 | 347.6032
2026 | 2 | 9 | 14 | 47.6138 | 111.17 | 340.4844
2026 | 2 | 9 | 15 | 48.0538 | 112.3174 | 339.2886
2026 | 2 | 9 | 16 | 49.5065 | 110.5921 | 351.3011
2026 | 2 | 9 | 17 | 51.7842 | 109.3825 | 387.7684
2026 | 2 | 9 | 18 | 54.4563 | 105.6339 | 423.7208
2026 | 2 | 9 | 19 | 54.8595 | 109.8347 | 441.4353
2026 | 2 | 9 | 20 | 51.9418 | 105.1601 | 437.5444
2026 | 2 | 9 | 21 | 48.7818 | 104.5491 | 425.8053
2026 | 2 | 9 | 22 | 45.2782 | 100.9595 | 405.9882
2026 | 2 | 9 | 23 | 42.6653 | 98.8023 | 381.259
2026 | 2 | 10 | 0 | 41.0037 | 97.8401 | 363.8296
2026 | 2 | 10 | 1 | 38.5913 | 95.7842 | 338.6504
2026 | 2 | 10 | 2 | 37.5329 | 94.0399 | 330.6072
2026 | 2 | 10 | 3 | 37.1846 | 92.7484 | 327.0797
2026 | 2 | 10 | 4 | 37.3571 | 92.1031 | 326.3011
2026 | 2 | 10 | 5 | 38.8691 | 93.1388 | 329.0527
2026 | 2 | 10 | 6 | 41.5235 | 96.9702 | 334.3246
2026 | 2 | 10 | 7 | 44.5422 | 104.956 | 360.5678
2026 | 2 | 10 | 8 | 47.1723 | 115.4006 | 388.9566
2026 | 2 | 10 | 9 | 47.9513 | 119.5077 | 389.65
2026 | 2 | 10 | 10 | 47.7508 | 121.4677 | 376.0026
2026 | 2 | 10 | 11 | 48.0318 | 123.2584 | 362.8023
2026 | 2 | 10 | 12 | 47.4735 | 118.079 | 382.3688
2026 | 2 | 10 | 13 | 47.4438 | 116.2182 | 378.6406
2026 | 2 | 10 | 14 | 47.1722 | 111.7481 | 373.7115
2026 | 2 | 10 | 15 | 47.587 | 111.98 | 373.9229
2026 | 2 | 10 | 16 | 48.9862 | 110.7339 | 380.7513
2026 | 2 | 10 | 17 | 51.4466 | 109.0335 | 401.7592
2026 | 2 | 10 | 18 | 52.9888 | 107.0735 | 415.5989
2026 | 2 | 10 | 19 | 53.41 | 110.2643 | 420.6782
2026 | 2 | 10 | 20 | 50.8346 | 105.0132 | 410.9257
2026 | 2 | 10 | 21 | 47.7683 | 103.3886 | 395.7758
2026 | 2 | 10 | 22 | 44.3156 | 99.3592 | 374.8657
2026 | 2 | 10 | 23 | 41.6209 | 97.0366 | 349.0161
2026 | 2 | 11 | 0 | 40.0613 | 96.0019 | 326.6553
2026 | 2 | 11 | 1 | 37.1925 | 94.9713 | 311.1837
2026 | 2 | 11 | 2 | 36.0941 | 92.7381 | 302.5342
2026 | 2 | 11 | 3 | 35.7266 | 90.6544 | 298.0428
2026 | 2 | 11 | 4 | 35.8543 | 89.6868 | 296.614
2026 | 2 | 11 | 5 | 37.4174 | 90.5074 | 299.0026
2026 | 2 | 11 | 6 | 39.7713 | 95.3312 | 302.1426
2026 | 2 | 11 | 7 | 42.7675 | 103.7422 | 330.154
2026 | 2 | 11 | 8 | 45.2948 | 113.4812 | 366.1594
2026 | 2 | 11 | 9 | 46.319 | 118.3411 | 380.8832
2026 | 2 | 11 | 10 | 46.3227 | 118.9949 | 380.7899
2026 | 2 | 11 | 11 | 46.832 | 121.7001 | 375.307
2026 | 2 | 11 | 12 | 47.3316 | 117.2177 | 363.153
2026 | 2 | 11 | 13 | 47.5431 | 115.1317 | 361.1827
2026 | 2 | 11 | 14 | 47.3923 | 111.8958 | 358.2433
2026 | 2 | 11 | 15 | 48.1313 | 112.698 | 358.9601
2026 | 2 | 11 | 16 | 49.6119 | 110.1356 | 366.5763
2026 | 2 | 11 | 17 | 51.6836 | 107.2059 | 390.2112
2026 | 2 | 11 | 18 | 52.5746 | 102.9795 | 409.3917
2026 | 2 | 11 | 19 | 53.0634 | 105.682 | 417.3889
2026 | 2 | 11 | 20 | 50.3151 | 99.944 | 409.7929
2026 | 2 | 11 | 21 | 47.3305 | 99.6197 | 396.4063
2026 | 2 | 11 | 22 | 43.8942 | 95.5603 | 375.3054
2026 | 2 | 11 | 23 | 41.2559 | 92.4507 | 349.2927
2026 | 2 | 12 | 0 | 39.1178 | 92.5277 | 328.7315
2026 | 2 | 12 | 1 | 37.21 | 91.8529 | 322.6219
2026 | 2 | 12 | 2 | 36.1369 | 90.6979 | 316.0343
2026 | 2 | 12 | 3 | 35.7834 | 89.9369 | 314.0738
2026 | 2 | 12 | 4 | 35.8612 | 88.9791 | 314.5029
2026 | 2 | 12 | 5 | 37.2553 | 90.298 | 318.7058
2026 | 2 | 12 | 6 | 39.4807 | 94.8761 | 326.315
2026 | 2 | 12 | 7 | 42.6074 | 101.9506 | 355.9272
2026 | 2 | 12 | 8 | 45.3089 | 113.4962 | 388.3882
2026 | 2 | 12 | 9 | 46.4549 | 118.1855 | 392.6103
2026 | 2 | 12 | 10 | 46.6415 | 122.7782 | 380.7008
2026 | 2 | 12 | 11 | 47.1957 | 120.7238 | 368.4822
2026 | 2 | 12 | 12 | 46.5972 | 117.5855 | 377.3467
2026 | 2 | 12 | 13 | 46.669 | 115.604 | 372.5904
2026 | 2 | 12 | 14 | 46.5313 | 111.36 | 369.0742
2026 | 2 | 12 | 15 | 47.2524 | 113.4957 | 371.5662
2026 | 2 | 12 | 16 | 48.5989 | 112.2283 | 381.3928
2026 | 2 | 12 | 17 | 50.7753 | 109.6782 | 408.4853
2026 | 2 | 12 | 18 | 50.3999 | 110.2664 | 432.3037
2026 | 2 | 12 | 19 | 51.9952 | 113.8049 | 447.9526
2026 | 2 | 12 | 20 | 50.2508 | 108.377 | 444.4015
2026 | 2 | 12 | 21 | 47.8363 | 107.4281 | 434.1299
2026 | 2 | 12 | 22 | 44.7018 | 104.5494 | 414.9091
2026 | 2 | 12 | 23 | 42.159 | 101.3476 | 389.3644
2026 | 2 | 13 | 0 | 39.9394 | 99.1432 | 366.9775
2026 | 2 | 13 | 1 | 37.7109 | 95.7719 | 352.373
2026 | 2 | 13 | 2 | 36.6169 | 93.4538 | 345.1042
2026 | 2 | 13 | 3 | 36.23 | 91.9784 | 342.619
2026 | 2 | 13 | 4 | 36.2176 | 91.5274 | 342.591
2026 | 2 | 13 | 5 | 37.5196 | 92.3568 | 345.8055
2026 | 2 | 13 | 6 | 39.6199 | 93.678 | 356.2534
2026 | 2 | 13 | 7 | 42.7528 | 101.1756 | 384.5394
2026 | 2 | 13 | 8 | 45.4392 | 110.6776 | 414.9062
2026 | 2 | 13 | 9 | 46.4107 | 117.9734 | 416.5184
2026 | 2 | 13 | 10 | 46.2573 | 118.4709 | 400.8895
2026 | 2 | 13 | 11 | 46.4953 | 116.7677 | 383.6096
2026 | 2 | 13 | 12 | 45.9443 | 114.24 | 374.908
2026 | 2 | 13 | 13 | 45.8434 | 111.9267 | 366.2641
2026 | 2 | 13 | 14 | 45.3878 | 104.7458 | 359.9998
2026 | 2 | 13 | 15 | 45.7037 | 102.8478 | 359.7603
2026 | 2 | 13 | 16 | 46.7106 | 102.5776 | 368.8405
2026 | 2 | 13 | 17 | 48.4018 | 99.0194 | 397.2612
2026 | 2 | 13 | 18 | 49.7234 | 97.3563 | 421.2487
2026 | 2 | 13 | 19 | 50.3429 | 100.8355 | 443.2361
2026 | 2 | 13 | 20 | 48.0178 | 96.2768 | 440.5841
2026 | 2 | 13 | 21 | 45.4105 | 95.8514 | 432.1787
2026 | 2 | 13 | 22 | 42.6469 | 91.8396 | 417.3849
2026 | 2 | 13 | 23 | 40.2548 | 89.1107 | 396.1701
2026 | 2 | 14 | 0 | 38.2328 | 87.1506 | 374.8398
2026 | 2 | 14 | 1 | 35.7433 | 85.1087 | 361.5856
2026 | 2 | 14 | 2 | 34.3252 | 82.4595 | 352.7833
2026 | 2 | 14 | 3 | 33.632 | 81.934 | 348.7655
2026 | 2 | 14 | 4 | 33.2936 | 82.8887 | 347.9767
2026 | 2 | 14 | 5 | 33.7162 | 82.3298 | 349.4406
2026 | 2 | 14 | 6 | 34.4881 | 88.9868 | 351.5935
2026 | 2 | 14 | 7 | 36.8138 | 90.9006 | 365.6245
2026 | 2 | 14 | 8 | 40.2823 | 96.7638 | 386.7409
2026 | 2 | 14 | 9 | 43.3745 | 98.4439 | 399.0014
2026 | 2 | 14 | 10 | 45.0834 | 102.2879 | 395.1983
2026 | 2 | 14 | 11 | 46.3704 | 104.1054 | 386.2285
2026 | 2 | 14 | 12 | 46.1904 | 101.6189 | 388.9304
2026 | 2 | 14 | 13 | 46.0298 | 98.6972 | 377.7583
2026 | 2 | 14 | 14 | 45.4756 | 99.0205 | 369.6338
2026 | 2 | 14 | 15 | 45.5155 | 95.2512 | 371.2241
2026 | 2 | 14 | 16 | 46.2235 | 92.3142 | 383.586
2026 | 2 | 14 | 17 | 47.6686 | 91.0551 | 412.4283
2026 | 2 | 14 | 18 | 47.8862 | 90.3732 | 438.2863
2026 | 2 | 14 | 19 | 47.6764 | 93.5129 | 447.1175
2026 | 2 | 14 | 20 | 44.5883 | 86.7942 | 431.9541
2026 | 2 | 14 | 21 | 41.5762 | 85.4031 | 414.7396
2026 | 2 | 14 | 22 | 39.1416 | 83.0605 | 399.1206
2026 | 2 | 14 | 23 | 37.3606 | 80.7924 | 380.9341
2026 | 2 | 15 | 0 | 36.7499 | 84.7252 | 368.1037
2026 | 2 | 15 | 1 | 33.977 | 85.3066 | 352.0849
2026 | 2 | 15 | 2 | 32.7677 | 82.8554 | 342.6201
2026 | 2 | 15 | 3 | 32.1544 | 82.5495 | 337.8573
2026 | 2 | 15 | 4 | 31.7937 | 84.9145 | 336.3401
2026 | 2 | 15 | 5 | 32.0626 | 85.1046 | 336.717
2026 | 2 | 15 | 6 | 33.2971 | 89.7151 | 336.7147
2026 | 2 | 15 | 7 | 35.3219 | 91.5817 | 346.8494
2026 | 2 | 15 | 8 | 38.6974 | 92.4574 | 370.0956
2026 | 2 | 15 | 9 | 41.7427 | 92.9341 | 393.3222
2026 | 2 | 15 | 10 | 43.4272 | 96.9204 | 400.6311
2026 | 2 | 15 | 11 | 44.7038 | 99.6287 | 396.2423
2026 | 2 | 15 | 12 | 45.0964 | 98.0331 | 365.4281
2026 | 2 | 15 | 13 | 45.2268 | 97.6545 | 358.9432
2026 | 2 | 15 | 14 | 45.0221 | 100.1521 | 353.3132
2026 | 2 | 15 | 15 | 45.5459 | 96.1927 | 352.755
2026 | 2 | 15 | 16 | 46.8151 | 93.8948 | 363.5655
2026 | 2 | 15 | 17 | 48.7545 | 92.2154 | 395.2424
2026 | 2 | 15 | 18 | 49.7312 | 96.8588 | 422.1277
2026 | 2 | 15 | 19 | 49.7222 | 100.9525 | 436.5045
2026 | 2 | 15 | 20 | 46.7785 | 95.5508 | 424.0743
2026 | 2 | 15 | 21 | 43.5226 | 91.6237 | 407.0275
2026 | 2 | 15 | 22 | 40.488 | 90.3866 | 387.4727
2026 | 2 | 15 | 23 | 38.307 | 87.4177 | 365.1923
2026 | 2 | 16 | 0 | 36.5703 | 91.9038 | 348.204
2026 | 2 | 16 | 1 | 34.4065 | 90.7002 | 345.7877
2026 | 2 | 16 | 2 | 33.3117 | 88.5792 | 337.5068
2026 | 2 | 16 | 3 | 32.8749 | 88.5281 | 334.1799
2026 | 2 | 16 | 4 | 33.0088 | 89.3762 | 333.6832
2026 | 2 | 16 | 5 | 33.7572 | 89.6232 | 336.2279
2026 | 2 | 16 | 6 | 35.0353 | 91.4769 | 340.4548
2026 | 2 | 16 | 7 | 36.4059 | 93.8978 | 352.9286
2026 | 2 | 16 | 8 | 38.323 | 95.2359 | 368.7999
2026 | 2 | 16 | 9 | 40.82 | 97.051 | 371.505
2026 | 2 | 16 | 10 | 42.7683 | 99.7879 | 353.9961
2026 | 2 | 16 | 11 | 44.0586 | 98.2827 | 341.5792
2026 | 2 | 16 | 12 | 43.8343 | 96.4457 | 330.6671
2026 | 2 | 16 | 13 | 43.7331 | 95.3166 | 328.2487
2026 | 2 | 16 | 14 | 43.2682 | 94.4004 | 323.6562
2026 | 2 | 16 | 15 | 43.5698 | 91.7321 | 322.6558
2026 | 2 | 16 | 16 | 44.6869 | 90.1991 | 331.0276
2026 | 2 | 16 | 17 | 47.199 | 93.0433 | 370.4349
2026 | 2 | 16 | 18 | 50.526 | 92.7215 | 418.9136
2026 | 2 | 16 | 19 | 50.8137 | 97.7732 | 431.4113
2026 | 2 | 16 | 20 | 48.4439 | 93.8228 | 423.2786
2026 | 2 | 16 | 21 | 45.4072 | 93.6134 | 409.4466
2026 | 2 | 16 | 22 | 42.4816 | 91.5776 | 389.7584
2026 | 2 | 16 | 23 | 39.7838 | 90.7908 | 365.1283
2026 | 2 | 17 | 0 | 38.2339 | 93.3248 | 341.1577
2026 | 2 | 17 | 1 | 37.6558 | 96.2584 | 338.0281
2026 | 2 | 17 | 2 | 36.7027 | 93.9661 | 331.448
2026 | 2 | 17 | 3 | 36.3827 | 92.5028 | 329.3303
2026 | 2 | 17 | 4 | 36.5616 | 92.673 | 329.3953
2026 | 2 | 17 | 5 | 37.9867 | 93.4185 | 333.0067
2026 | 2 | 17 | 6 | 40.1185 | 97.3578 | 341.4138
2026 | 2 | 17 | 7 | 43.3036 | 105.8355 | 368.3683
2026 | 2 | 17 | 8 | 45.8475 | 115.6729 | 391.0234
2026 | 2 | 17 | 9 | 46.5733 | 119.6493 | 380.2048
2026 | 2 | 17 | 10 | 46.4645 | 121.7968 | 357.6889
2026 | 2 | 17 | 11 | 46.8275 | 123.8755 | 339.423
2026 | 2 | 17 | 12 | 44.3807 | 118.1046 | 328.8347
2026 | 2 | 17 | 13 | 44.2319 | 115.7771 | 319.0984
2026 | 2 | 17 | 14 | 43.9742 | 112.7926 | 312.611
2026 | 2 | 17 | 15 | 44.5376 | 112.4699 | 311.6288
2026 | 2 | 17 | 16 | 46.221 | 111.1794 | 323.8884
2026 | 2 | 17 | 17 | 48.935 | 109.3684 | 360.3173
2026 | 2 | 17 | 18 | 50.7249 | 107.3611 | 396.9557
2026 | 2 | 17 | 19 | 52.3378 | 111.4254 | 420.0692
2026 | 2 | 17 | 20 | 50.6245 | 105.3287 | 418.1207
2026 | 2 | 17 | 21 | 48.0236 | 104.3156 | 407.7834
2026 | 2 | 17 | 22 | 44.793 | 100.7166 | 388.8715
2026 | 2 | 17 | 23 | 42.0967 | 96.7756 | 364.8014
2026 | 2 | 18 | 0 | 40.4432 | 96.7652 | 342.7407
2026 | 2 | 18 | 1 | 37.6168 | 94.9275 | 328.412
2026 | 2 | 18 | 2 | 36.6403 | 92.5067 | 321.5457
2026 | 2 | 18 | 3 | 36.2862 | 90.432 | 318.8478
2026 | 2 | 18 | 4 | 36.4586 | 89.9839 | 318.8559
2026 | 2 | 18 | 5 | 37.9547 | 90.6978 | 322.4294
2026 | 2 | 18 | 6 | 40.7091 | 93.6908 | 329.7944
2026 | 2 | 18 | 7 | 43.8465 | 102.1889 | 356.7245
2026 | 2 | 18 | 8 | 46.174 | 111.7444 | 381.9958
2026 | 2 | 18 | 9 | 46.8227 | 117.3474 | 376.4669
2026 | 2 | 18 | 10 | 46.5274 | 118.1254 | 356.9222
2026 | 2 | 18 | 11 | 46.7413 | 119.4112 | 339.882
2026 | 2 | 18 | 12 | 45.7401 | 118.0801 | 370.2032
2026 | 2 | 18 | 13 | 45.6741 | 115.664 | 365.1429
2026 | 2 | 18 | 14 | 45.3986 | 113.7978 | 361.079
2026 | 2 | 18 | 15 | 45.9193 | 114.1465 | 361.164
2026 | 2 | 18 | 16 | 47.3716 | 111.4801 | 369.3038
2026 | 2 | 18 | 17 | 49.5041 | 108.2104 | 393.3331
2026 | 2 | 18 | 18 | 51.0436 | 103.8619 | 412.283
2026 | 2 | 18 | 19 | 52.0321 | 107.0058 | 423.8109
2026 | 2 | 18 | 20 | 49.8853 | 100.6413 | 416.4602
2026 | 2 | 18 | 21 | 46.9341 | 100.2131 | 402.6482
2026 | 2 | 18 | 22 | 43.5265 | 96.406 | 381.2817
2026 | 2 | 18 | 23 | 40.6861 | 93.2686 | 355.3647
2026 | 2 | 19 | 0 | 39.1391 | 93.6347 | 333.0081
2026 | 2 | 19 | 1 | 37.2117 | 93.1153 | 317.8607
2026 | 2 | 19 | 2 | 36.1962 | 91.4725 | 309.6616
2026 | 2 | 19 | 3 | 35.8699 | 90.5288 | 306.1805
2026 | 2 | 19 | 4 | 36.0207 | 90.5037 | 305.2713
2026 | 2 | 19 | 5 | 37.4745 | 91.5688 | 307.9115
2026 | 2 | 19 | 6 | 40.2232 | 96.1149 | 319.7946
2026 | 2 | 19 | 7 | 43.3527 | 103.7322 | 347.8408
2026 | 2 | 19 | 8 | 45.7449 | 114.6129 | 379.9344
2026 | 2 | 19 | 9 | 46.3594 | 120.1451 | 386.2951
2026 | 2 | 19 | 10 | 46.0612 | 124.8249 | 375.7359
2026 | 2 | 19 | 11 | 46.2491 | 122.3317 | 364.1281
2026 | 2 | 19 | 12 | 45.561 | 118.1025 | 359.6947
2026 | 2 | 19 | 13 | 45.4621 | 116.43 | 354.5646
2026 | 2 | 19 | 14 | 45.2705 | 112.7819 | 351.1483
2026 | 2 | 19 | 15 | 45.8138 | 114.1226 | 352.6126
2026 | 2 | 19 | 16 | 47.079 | 112.8282 | 360.2015
2026 | 2 | 19 | 17 | 49.2953 | 109.1331 | 383.2727
2026 | 2 | 19 | 18 | 51.2952 | 110.8914 | 410.9004
2026 | 2 | 19 | 19 | 52.5323 | 114.6012 | 422.108
2026 | 2 | 19 | 20 | 50.4831 | 108.8382 | 414.9422
2026 | 2 | 19 | 21 | 47.8075 | 107.6377 | 401.9652
2026 | 2 | 19 | 22 | 44.5951 | 104.8884 | 381.978
2026 | 2 | 19 | 23 | 41.8167 | 102.1476 | 356.3888
2026 | 2 | 20 | 0 | 39.6828 | 100.7889 | 332.0279
2026 | 2 | 20 | 1 | 38.2413 | 98.7993 | 334.0989
2026 | 2 | 20 | 2 | 37.2314 | 96.8123 | 327.9272
2026 | 2 | 20 | 3 | 36.9249 | 95.8849 | 326.7288
2026 | 2 | 20 | 4 | 37.025 | 95.6455 | 327.4878
2026 | 2 | 20 | 5 | 38.4304 | 96.7527 | 331.9625
2026 | 2 | 20 | 6 | 40.9254 | 102.8796 | 345.0958
2026 | 2 | 20 | 7 | 44.0657 | 110.3526 | 376.4921
2026 | 2 | 20 | 8 | 46.6126 | 117.8422 | 411.2988
2026 | 2 | 20 | 9 | 47.2565 | 123.6263 | 417.0259
2026 | 2 | 20 | 10 | 46.6155 | 125.014 | 403.1268
2026 | 2 | 20 | 11 | 46.4917 | 124.2342 | 385.2748
2026 | 2 | 20 | 12 | 46.6217 | 121.2234 | 368.8583
2026 | 2 | 20 | 13 | 46.4044 | 118.1232 | 359.8618
2026 | 2 | 20 | 14 | 46.0269 | 112.6848 | 355.284
2026 | 2 | 20 | 15 | 46.3187 | 111.2139 | 356.7716
2026 | 2 | 20 | 16 | 47.3623 | 110.6367 | 369.0976
2026 | 2 | 20 | 17 | 49.1759 | 108.785 | 400.1585
2026 | 2 | 20 | 18 | 51.4582 | 106.438 | 435.5924
2026 | 2 | 20 | 19 | 52.4182 | 110.0262 | 459.5601
2026 | 2 | 20 | 20 | 50.1021 | 105.6768 | 458.0066
2026 | 2 | 20 | 21 | 47.5843 | 103.7822 | 449.8654
2026 | 2 | 20 | 22 | 44.8484 | 100.0276 | 434.6366
2026 | 2 | 20 | 23 | 42.3677 | 97.924 | 413.2032
2026 | 2 | 21 | 0 | 40.0563 | 95.0249 | 393.6345
2026 | 2 | 21 | 1 | 37.0978 | 91.2063 | 389.1155
2026 | 2 | 21 | 2 | 35.6694 | 88.3207 | 381.1909
2026 | 2 | 21 | 3 | 34.9688 | 87.8417 | 378.3793
2026 | 2 | 21 | 4 | 34.6734 | 89.5637 | 378.6844
2026 | 2 | 21 | 5 | 35.1146 | 89.0502 | 381.0075
2026 | 2 | 21 | 6 | 36.1758 | 96.8587 | 388.3062
2026 | 2 | 21 | 7 | 38.3652 | 98.5136 | 402.6184
2026 | 2 | 21 | 8 | 41.6479 | 103.1896 | 418.9606
2026 | 2 | 21 | 9 | 44.4869 | 103.1923 | 421.3078
2026 | 2 | 21 | 10 | 45.9416 | 105.6567 | 410.3873
2026 | 2 | 21 | 11 | 47.0187 | 107.9671 | 393.3269
2026 | 2 | 21 | 12 | 46.7098 | 102.8468 | 362.4264
2026 | 2 | 21 | 13 | 46.521 | 100.2147 | 346.6122
2026 | 2 | 21 | 14 | 46.0282 | 98.1186 | 337.5342
2026 | 2 | 21 | 15 | 46.1626 | 92.6044 | 338.0926
2026 | 2 | 21 | 16 | 46.8957 | 92.9781 | 354.8145
2026 | 2 | 21 | 17 | 48.1607 | 89.7687 | 394.648
2026 | 2 | 21 | 18 | 48.4449 | 94.5499 | 439.4509
2026 | 2 | 21 | 19 | 48.4572 | 97.5547 | 462.2266
2026 | 2 | 21 | 20 | 45.4216 | 92.4668 | 452.8515
2026 | 2 | 21 | 21 | 42.4229 | 88.198 | 438.5443
2026 | 2 | 21 | 22 | 39.9813 | 87.4179 | 423.7791
2026 | 2 | 21 | 23 | 38.119 | 85.3031 | 406.4865
2026 | 2 | 22 | 0 | 36.8537 | 90.1048 | 392.5069
2026 | 2 | 22 | 1 | 34.7668 | 87.4345 | 366.7563
2026 | 2 | 22 | 2 | 33.6153 | 85.1492 | 357.2845
2026 | 2 | 22 | 3 | 33.0718 | 85.636 | 352.5336
2026 | 2 | 22 | 4 | 32.8943 | 89.6525 | 350.4529
2026 | 2 | 22 | 5 | 33.3325 | 90.1335 | 349.7682
2026 | 2 | 22 | 6 | 34.5467 | 99.5098 | 349.8206
2026 | 2 | 22 | 7 | 36.4876 | 98.7277 | 358.4649
2026 | 2 | 22 | 8 | 39.7119 | 98.7712 | 376.8438
2026 | 2 | 22 | 9 | 42.9004 | 96.0513 | 393.87
2026 | 2 | 22 | 10 | 44.8011 | 97.5987 | 395.29
2026 | 2 | 22 | 11 | 46.1722 | 102.3164 | 388.2294
2026 | 2 | 22 | 12 | 46.1478 | 100.3073 | 395.5501
2026 | 2 | 22 | 13 | 46.2522 | 99.4351 | 387.1566
2026 | 2 | 22 | 14 | 46.1202 | 96.046 | 381.1862
2026 | 2 | 22 | 15 | 46.6687 | 92.1332 | 383.2588
2026 | 2 | 22 | 16 | 47.8944 | 94.2 | 392.8063
2026 | 2 | 22 | 17 | 49.8735 | 89.8197 | 417.2376
2026 | 2 | 22 | 18 | 50.612 | 102.5339 | 435.5513
2026 | 2 | 22 | 19 | 50.8801 | 106.696 | 441.8443
2026 | 2 | 22 | 20 | 48.0172 | 103.8862 | 426.2076
2026 | 2 | 22 | 21 | 44.7185 | 96.0008 | 405.519
2026 | 2 | 22 | 22 | 41.6971 | 95.1038 | 383.8104
2026 | 2 | 22 | 23 | 39.4919 | 93.484 | 359.9914
2026 | 2 | 23 | 0 | 38.4169 | 98.6268 | 341.7052
2026 | 2 | 23 | 1 | 36.2827 | 100.0246 | 332.3209
2026 | 2 | 23 | 2 | 35.5085 | 99.6662 | 324.867
2026 | 2 | 23 | 3 | 35.4241 | 98.8471 | 321.7884
2026 | 2 | 23 | 4 | 35.7655 | 98.5873 | 320.8732
2026 | 2 | 23 | 5 | 37.4111 | 100.3945 | 323.8694
2026 | 2 | 23 | 6 | 39.9331 | 105.5073 | 331.1213
2026 | 2 | 23 | 7 | 43.1131 | 113.0847 | 360.3575
2026 | 2 | 23 | 8 | 45.6922 | 121.9894 | 394.729
2026 | 2 | 23 | 9 | 46.4994 | 127.5146 | 403.9633
2026 | 2 | 23 | 10 | 46.4344 | 126.4568 | 397.626
2026 | 2 | 23 | 11 | 46.7946 | 127.0809 | 388.5572
2026 | 2 | 23 | 12 | 46.5521 | 123.6634 | 363.2197
2026 | 2 | 23 | 13 | 46.5992 | 119.4466 | 357.4124
2026 | 2 | 23 | 14 | 46.4867 | 108.439 | 352.6865
2026 | 2 | 23 | 15 | 47.218 | 110.6991 | 351.5746
2026 | 2 | 23 | 16 | 48.7755 | 113.6752 | 359.2116
2026 | 2 | 23 | 17 | 50.9742 | 114.0781 | 387.0213
2026 | 2 | 23 | 18 | 51.561 | 110.8087 | 414.9373
2026 | 2 | 23 | 19 | 52.7381 | 115.124 | 431.3917
2026 | 2 | 23 | 20 | 50.4785 | 111.2569 | 427.2013
2026 | 2 | 23 | 21 | 47.6687 | 107.8426 | 414.2472
2026 | 2 | 23 | 22 | 44.3715 | 103.0567 | 393.8562
2026 | 2 | 23 | 23 | 41.7144 | 104.4523 | 369.0608
2026 | 2 | 24 | 0 | 39.1892 | 102.3981 | 347.2982
2026 | 2 | 24 | 1 | 37.0963 | 102.6528 | 326.7896
2026 | 2 | 24 | 2 | 36.1806 | 100.6787 | 319.5904
2026 | 2 | 24 | 3 | 35.9302 | 98.5163 | 316.625
2026 | 2 | 24 | 4 | 36.1954 | 98.2744 | 315.868
2026 | 2 | 24 | 5 | 37.7453 | 98.9794 | 318.3913
2026 | 2 | 24 | 6 | 40.0027 | 104.3639 | 334.5878
2026 | 2 | 24 | 7 | 43.1634 | 112.3551 | 361.8414
2026 | 2 | 24 | 8 | 45.8267 | 120.1574 | 386.2179
2026 | 2 | 24 | 9 | 46.7561 | 123.6327 | 378.8966
2026 | 2 | 24 | 10 | 46.8258 | 124.4028 | 359.8627
2026 | 2 | 24 | 11 | 47.2981 | 130.748 | 343.6222
2026 | 2 | 24 | 12 | 47.3537 | 124.0566 | 346.0024
2026 | 2 | 24 | 13 | 47.5075 | 121.4922 | 337.5829
2026 | 2 | 24 | 14 | 47.6016 | 115.0763 | 331.7514
2026 | 2 | 24 | 15 | 48.3449 | 117.0148 | 331.0424
2026 | 2 | 24 | 16 | 49.8716 | 117.3416 | 340.2164
2026 | 2 | 24 | 17 | 52.1353 | 116.7441 | 369.5039
2026 | 2 | 24 | 18 | 52.8878 | 112.6491 | 411.1447
2026 | 2 | 24 | 19 | 53.8502 | 115.9931 | 423.7156
2026 | 2 | 24 | 20 | 51.4935 | 112.2815 | 419.1418
2026 | 2 | 24 | 21 | 48.5823 | 109.1442 | 406.1151
2026 | 2 | 24 | 22 | 45.2886 | 105.1415 | 385.8665
2026 | 2 | 24 | 23 | 42.5704 | 103.6244 | 360.5284
2026 | 2 | 25 | 0 | 39.55 | 103.9934 | 341.7057
2026 | 2 | 25 | 1 | 39.6183 | 101.4848 | 306.0398
2026 | 2 | 25 | 2 | 38.8548 | 99.5498 | 297.3958
2026 | 2 | 25 | 3 | 38.7601 | 96.7971 | 292.1777
2026 | 2 | 25 | 4 | 39.0777 | 95.8903 | 290.0439
2026 | 2 | 25 | 5 | 40.7324 | 96.6799 | 291.3359
2026 | 2 | 25 | 6 | 43.3495 | 100.1445 | 302.4321
2026 | 2 | 25 | 7 | 46.3894 | 108.1823 | 327.7681
2026 | 2 | 25 | 8 | 48.6634 | 115.2985 | 352.9972
2026 | 2 | 25 | 9 | 48.9669 | 121.0374 | 352.8607
2026 | 2 | 25 | 10 | 47.9074 | 119.95 | 341.4793
2026 | 2 | 25 | 11 | 47.6281 | 124.6495 | 330.5404
2026 | 2 | 25 | 12 | 47.2054 | 119.5805 | 337.1426
2026 | 2 | 25 | 13 | 46.9333 | 116.418 | 333.4885
2026 | 2 | 25 | 14 | 46.8388 | 108.5703 | 329.6257
2026 | 2 | 25 | 15 | 47.4885 | 111.5459 | 328.4733
2026 | 2 | 25 | 16 | 49.3387 | 113.2555 | 333.6552
2026 | 2 | 25 | 17 | 52.1067 | 111.0926 | 355.8799
2026 | 2 | 25 | 18 | 54.549 | 108.9143 | 383.1447
2026 | 2 | 25 | 19 | 56.2999 | 110.7265 | 389.4383
2026 | 2 | 25 | 20 | 54.6562 | 107.2912 | 382.1084
2026 | 2 | 25 | 21 | 52.1364 | 104.8043 | 367.2822
2026 | 2 | 25 | 22 | 48.8528 | 100.4049 | 346.171
2026 | 2 | 25 | 23 | 45.9553 | 100.8053 | 320.425
2026 | 2 | 26 | 0 | 44.0319 | 101.6524 | 296.8802
2026 | 2 | 26 | 1 | 40.3698 | 100.1704 | 289.6625
2026 | 2 | 26 | 2 | 39.2413 | 98.9458 | 282.8427
2026 | 2 | 26 | 3 | 38.8305 | 97.4602 | 280.3075
2026 | 2 | 26 | 4 | 38.8848 | 96.7969 | 280.3373
2026 | 2 | 26 | 5 | 40.1579 | 98.1674 | 284.5346
2026 | 2 | 26 | 6 | 41.8401 | 102.3307 | 300.4743
2026 | 2 | 26 | 7 | 44.55 | 109.2159 | 329.4412
2026 | 2 | 26 | 8 | 46.632 | 117.6414 | 357.3616
2026 | 2 | 26 | 9 | 47.1545 | 123.0511 | 359.4049
2026 | 2 | 26 | 10 | 47.0763 | 125.5005 | 348.746
2026 | 2 | 26 | 11 | 47.4474 | 126.2741 | 337.1766
2026 | 2 | 26 | 12 | 47.1114 | 121.3137 | 317.203
2026 | 2 | 26 | 13 | 47.1255 | 118.978 | 310.5527
2026 | 2 | 26 | 14 | 46.8422 | 109.2887 | 307.5214
2026 | 2 | 26 | 15 | 47.5523 | 113.3183 | 310.0008
2026 | 2 | 26 | 16 | 48.6462 | 115.478 | 322.6537
2026 | 2 | 26 | 17 | 50.2097 | 113.1759 | 354.4257
2026 | 2 | 26 | 18 | 51.2369 | 114.1898 | 400.1375
2026 | 2 | 26 | 19 | 51.8977 | 116.8056 | 416.9707
2026 | 2 | 26 | 20 | 49.2468 | 114.0425 | 416.0618
2026 | 2 | 26 | 21 | 46.2206 | 111.3438 | 404.515
2026 | 2 | 26 | 22 | 42.9132 | 107.9667 | 384.5933
2026 | 2 | 26 | 23 | 40.3868 | 107.8696 | 359.3734
2026 | 2 | 27 | 0 | 38.6365 | 107.0883 | 342.3241
2026 | 2 | 27 | 1 | 37.5757 | 104.1731 | 321.9869
2026 | 2 | 27 | 2 | 36.579 | 102.3244 | 314.6859
2026 | 2 | 27 | 3 | 36.3227 | 100.8211 | 311.3263
2026 | 2 | 27 | 4 | 36.601 | 100.3146 | 310.6001
2026 | 2 | 27 | 5 | 38.2125 | 101.5235 | 312.933
2026 | 2 | 27 | 6 | 40.9402 | 106.012 | 320.3509
2026 | 2 | 27 | 7 | 44.1589 | 112.6986 | 349.7595
2026 | 2 | 27 | 8 | 47.1697 | 118.5936 | 384.2721
2026 | 2 | 27 | 9 | 48.2398 | 124.6722 | 394.5884
2026 | 2 | 27 | 10 | 48.372 | 124.1853 | 387.2924
2026 | 2 | 27 | 11 | 48.7098 | 126.2106 | 375.7184
2026 | 2 | 27 | 12 | 47.5961 | 121.9604 | 343.6932
2026 | 2 | 27 | 13 | 47.3083 | 118.567 | 336.5928
2026 | 2 | 27 | 14 | 47.1492 | 106.6851 | 331.1355
2026 | 2 | 27 | 15 | 47.3134 | 108.417 | 329.6281
2026 | 2 | 27 | 16 | 48.3675 | 110.8354 | 336.204
2026 | 2 | 27 | 17 | 50.5403 | 109.7168 | 363.4384
2026 | 2 | 27 | 18 | 51.8169 | 108.5449 | 377.7022
2026 | 2 | 27 | 19 | 52.6036 | 111.1965 | 401.4334
2026 | 2 | 27 | 20 | 50.5746 | 109.8129 | 402.5889
2026 | 2 | 27 | 21 | 47.9223 | 107.005 | 394.0935
2026 | 2 | 27 | 22 | 45.0831 | 102.8503 | 379.4753
2026 | 2 | 27 | 23 | 42.4657 | 102.2686 | 358.8975
2026 | 2 | 28 | 0 | 41.1574 | 100.0296 | 342.1837
2026 | 2 | 28 | 1 | 38.2493 | 96.8411 | 313.5378
2026 | 2 | 28 | 2 | 36.9691 | 93.7221 | 304.3203
2026 | 2 | 28 | 3 | 36.4528 | 92.6546 | 299.1766
2026 | 2 | 28 | 4 | 36.4444 | 93.5996 | 296.987
2026 | 2 | 28 | 5 | 37.2354 | 93.2836 | 296.1617
2026 | 2 | 28 | 6 | 39.2087 | 101.5093 | 297.4494
2026 | 2 | 28 | 7 | 40.913 | 104.1302 | 312.076
2026 | 2 | 28 | 8 | 43.1887 | 105.6661 | 338.1885
2026 | 2 | 28 | 9 | 44.932 | 104.8134 | 354.4493
2026 | 2 | 28 | 10 | 45.5974 | 106.7943 | 353.8925
2026 | 2 | 28 | 11 | 46.3465 | 112.3072 | 348.1597
2026 | 2 | 28 | 12 | 44.789 | 109.4746 | 338.9732
2026 | 2 | 28 | 13 | 44.0992 | 106.5123 | 329.3372
2026 | 2 | 28 | 14 | 43.3379 | 100.7151 | 321.6201
2026 | 2 | 28 | 15 | 43.1863 | 97.0717 | 323.3085
2026 | 2 | 28 | 16 | 43.8413 | 99.3615 | 333.4776
2026 | 2 | 28 | 17 | 45.8104 | 97.9366 | 360.3254
2026 | 2 | 28 | 18 | 47.3828 | 97.7097 | 380.8936
2026 | 2 | 28 | 19 | 47.8463 | 99.4131 | 388.7621
2026 | 2 | 28 | 20 | 45.5419 | 96.1619 | 377.9371
2026 | 2 | 28 | 21 | 42.7652 | 90.4436 | 361.6059
2026 | 2 | 28 | 22 | 40.3287 | 89.9125 | 346.4319
2026 | 2 | 28 | 23 | 38.5149 | 87.6224 | 328.1795
2026 | 3 | 1 | 0 | 37.5303 | 93.6022 | 315.0671
2026 | 3 | 1 | 1 | 35.878 | 88.0781 | 303.6377
2026 | 3 | 1 | 2 | 34.7329 | 86.1799 | 295.3595
2026 | 3 | 1 | 3 | 34.1931 | 86.1741 | 291.329
2026 | 3 | 1 | 4 | 33.8805 | 86.5626 | 290.8639
2026 | 3 | 1 | 5 | 34.2007 | 86.8295 | 291.8925
2026 | 3 | 1 | 6 | 35.0904 | 94.6579 | 290.6122
2026 | 3 | 1 | 7 | 36.7326 | 96.1622 | 303.4165
2026 | 3 | 1 | 8 | 39.0779 | 95.4309 | 326.978
2026 | 3 | 1 | 9 | 41.1085 | 93.8269 | 343.9209
2026 | 3 | 1 | 10 | 41.8563 | 97.6242 | 342.8945
2026 | 3 | 1 | 11 | 42.584 | 102.9136 | 333.8468
2026 | 3 | 1 | 12 | 41.3801 | 100.4749 | 342.1336
2026 | 3 | 1 | 13 | 41.338 | 100.0132 | 343.3054
2026 | 3 | 1 | 14 | 40.8915 | 100.2737 | 340.5342
2026 | 3 | 1 | 15 | 41.1777 | 93.4839 | 344.9829
2026 | 3 | 1 | 16 | 42.4928 | 95.2575 | 355.8296
2026 | 3 | 1 | 17 | 44.7974 | 92.7538 | 383.2276
2026 | 3 | 1 | 18 | 46.7077 | 93.8517 | 404.8135
2026 | 3 | 1 | 19 | 48.0701 | 99.6191 | 412.1918
2026 | 3 | 1 | 20 | 46.6463 | 95.7673 | 400.1718
2026 | 3 | 1 | 21 | 43.9234 | 91.9263 | 382.567
2026 | 3 | 1 | 22 | 41.004 | 91.0878 | 363.4721
2026 | 3 | 1 | 23 | 38.8546 | 87.3448 | 342.0161
2026 | 3 | 2 | 0 | 37.5604 | 92.1263 | 323.4973
2026 | 3 | 2 | 1 | 35.8088 | 92.428 | 314.7759
2026 | 3 | 2 | 2 | 34.9768 | 92.6158 | 308.5837
2026 | 3 | 2 | 3 | 34.8451 | 93.1473 | 306.6482
2026 | 3 | 2 | 4 | 35.0404 | 92.6358 | 307.2839
2026 | 3 | 2 | 5 | 36.5806 | 94.2604 | 311.3042
2026 | 3 | 2 | 6 | 39.4193 | 99.5837 | 317.6332
2026 | 3 | 2 | 7 | 42.452 | 106.8309 | 348.2666
2026 | 3 | 2 | 8 | 44.2221 | 118.6688 | 381.7409
2026 | 3 | 2 | 9 | 43.9333 | 124.6586 | 389.2357
2026 | 3 | 2 | 10 | 42.7446 | 127.5078 | 377.5978
2026 | 3 | 2 | 11 | 42.5232 | 124.7277 | 363.3622
2026 | 3 | 2 | 12 | 42.7069 | 121.5457 | 367.6442
2026 | 3 | 2 | 13 | 42.6813 | 118.5246 | 366.8048
2026 | 3 | 2 | 14 | 42.2715 | 113.2636 | 363.5894
2026 | 3 | 2 | 15 | 42.6377 | 114.0767 | 367.7205
2026 | 3 | 2 | 16 | 44.0412 | 114.7669 | 375.738
2026 | 3 | 2 | 17 | 46.3429 | 112.7873 | 400.0604
2026 | 3 | 2 | 18 | 48.976 | 110.7325 | 417.0833
2026 | 3 | 2 | 19 | 49.9086 | 116.143 | 429.6185
2026 | 3 | 2 | 20 | 48.1562 | 112.4174 | 425.09
2026 | 3 | 2 | 21 | 45.3797 | 111.1417 | 411.5742
2026 | 3 | 2 | 22 | 42.0141 | 107.8443 | 391.5935
2026 | 3 | 2 | 23 | 39.3419 | 106.4009 | 367.3774
2026 | 3 | 3 | 0 | 37.3951 | 103.6866 | 342.7173
2026 | 3 | 3 | 1 | 35.5014 | 101.153 | 330.7284
2026 | 3 | 3 | 2 | 34.4459 | 99.537 | 324.2822
2026 | 3 | 3 | 3 | 34.0539 | 98.2204 | 322.192
2026 | 3 | 3 | 4 | 34.1731 | 97.4874 | 322.4885
2026 | 3 | 3 | 5 | 35.5701 | 98.645 | 326.2178
2026 | 3 | 3 | 6 | 37.5792 | 101.4854 | 341.0708
2026 | 3 | 3 | 7 | 40.825 | 109.0881 | 368.4215
2026 | 3 | 3 | 8 | 43.3152 | 117.8411 | 386.8456
2026 | 3 | 3 | 9 | 44.1541 | 124.173 | 371.2362
2026 | 3 | 3 | 10 | 44.4104 | 125.1518 | 342.8902
2026 | 3 | 3 | 11 | 45.152 | 126.7818 | 318.771
2026 | 3 | 3 | 12 | 44.9254 | 124.7995 | 333.2816
2026 | 3 | 3 | 13 | 45.2501 | 122.3145 | 329.4373
2026 | 3 | 3 | 14 | 45.32 | 116.6915 | 325.3058
2026 | 3 | 3 | 15 | 45.937 | 114.8804 | 329.4042
2026 | 3 | 3 | 16 | 47.3615 | 116.582 | 340.7559
2026 | 3 | 3 | 17 | 49.5918 | 114.7478 | 372.2236
2026 | 3 | 3 | 18 | 50.0096 | 107.9115 | 385.4484
2026 | 3 | 3 | 19 | 50.824 | 112.3776 | 412.7331
2026 | 3 | 3 | 20 | 48.9433 | 108.3132 | 416.074
2026 | 3 | 3 | 21 | 46.0243 | 106.1391 | 406.5286
2026 | 3 | 3 | 22 | 42.6688 | 101.6584 | 388.0928
2026 | 3 | 3 | 23 | 40.0332 | 100.8429 | 365.2917
2026 | 3 | 4 | 0 | 38.1863 | 99.1786 | 348.41
2026 | 3 | 4 | 1 | 35.1589 | 100.3545 | 336.8698
2026 | 3 | 4 | 2 | 34.0282 | 98.0549 | 330.9735
2026 | 3 | 4 | 3 | 33.5478 | 96.4064 | 329.209
2026 | 3 | 4 | 4 | 33.5841 | 96.1296 | 330.3433
2026 | 3 | 4 | 5 | 34.9363 | 96.7723 | 334.6949
2026 | 3 | 4 | 6 | 37.3239 | 99.8618 | 347.0051
2026 | 3 | 4 | 7 | 40.4193 | 106.557 | 372.3115
2026 | 3 | 4 | 8 | 42.5033 | 115.6109 | 386.4967
2026 | 3 | 4 | 9 | 43.1762 | 120.74 | 365.9812
2026 | 3 | 4 | 10 | 43.0997 | 121.9766 | 334.5669
2026 | 3 | 4 | 11 | 43.6897 | 123.9856 | 309.2037
2026 | 3 | 4 | 12 | 43.4401 | 121.6218 | 294.8294
2026 | 3 | 4 | 13 | 43.7693 | 119.4185 | 287.9886
2026 | 3 | 4 | 14 | 43.6616 | 114.7548 | 282.535
2026 | 3 | 4 | 15 | 44.3821 | 114.9937 | 283.7872
2026 | 3 | 4 | 16 | 45.8544 | 114.8837 | 296.8698
2026 | 3 | 4 | 17 | 47.6586 | 112.1504 | 336.8532
2026 | 3 | 4 | 18 | 47.6907 | 111.2992 | 378.9901
2026 | 3 | 4 | 19 | 48.41 | 115.7182 | 406.3087
2026 | 3 | 4 | 20 | 46.5784 | 111.9866 | 410.8102
2026 | 3 | 4 | 21 | 43.5459 | 110.8701 | 401.5852
2026 | 3 | 4 | 22 | 40.1067 | 107.101 | 382.2398
2026 | 3 | 4 | 23 | 37.5138 | 103.5111 | 358.695
2026 | 3 | 5 | 0 | 36.4841 | 102.6538 | 337.816
2026 | 3 | 5 | 1 | 34.162 | 101.0375 | 328.0401
2026 | 3 | 5 | 2 | 33.0814 | 99.7637 | 321.1148
2026 | 3 | 5 | 3 | 32.6702 | 98.1276 | 318.8086
2026 | 3 | 5 | 4 | 32.7647 | 97.0269 | 319.2915
2026 | 3 | 5 | 5 | 34.123 | 98.2476 | 323.0547
2026 | 3 | 5 | 6 | 36.9653 | 101.7098 | 333.0715
2026 | 3 | 5 | 7 | 40.1874 | 108.8039 | 358.7541
2026 | 3 | 5 | 8 | 42.4974 | 117.8066 | 374.086
2026 | 3 | 5 | 9 | 43.2701 | 124.3768 | 355.987
2026 | 3 | 5 | 10 | 43.2818 | 126.6384 | 327.727
2026 | 3 | 5 | 11 | 43.8607 | 128.1091 | 306.1293
2026 | 3 | 5 | 12 | 43.5341 | 123.5389 | 322.5761
2026 | 3 | 5 | 13 | 43.8273 | 121.2349 | 320.1492
2026 | 3 | 5 | 14 | 43.8872 | 115.1329 | 316.8202
2026 | 3 | 5 | 15 | 44.6491 | 114.3705 | 319.7065
2026 | 3 | 5 | 16 | 46.0173 | 117.2246 | 327.5105
2026 | 3 | 5 | 17 | 47.9442 | 114.2624 | 356.6994
2026 | 3 | 5 | 18 | 48.138 | 110.4055 | 396.9827
2026 | 3 | 5 | 19 | 48.8843 | 114.5065 | 411.4459
2026 | 3 | 5 | 20 | 47.1323 | 110.8669 | 410.686
2026 | 3 | 5 | 21 | 44.1425 | 108.5061 | 398.5741
2026 | 3 | 5 | 22 | 40.8309 | 104.5755 | 378.7123
2026 | 3 | 5 | 23 | 38.2353 | 103.9703 | 353.9237
2026 | 3 | 6 | 0 | 36.9547 | 103.0396 | 328.9497
2026 | 3 | 6 | 1 | 34.1926 | 101.9646 | 316.6584
2026 | 3 | 6 | 2 | 33.0221 | 100.0211 | 308.6655
2026 | 3 | 6 | 3 | 32.535 | 98.7653 | 305.2806
2026 | 3 | 6 | 4 | 32.5501 | 98.1136 | 304.7448
2026 | 3 | 6 | 5 | 33.8313 | 98.9492 | 307.3472
2026 | 3 | 6 | 6 | 36.4268 | 102.8562 | 315.4766
2026 | 3 | 6 | 7 | 39.5643 | 109.4692 | 343.3779
2026 | 3 | 6 | 8 | 41.9098 | 116.9754 | 370.1254
2026 | 3 | 6 | 9 | 42.7351 | 123.2947 | 371.0558
2026 | 3 | 6 | 10 | 42.6491 | 124.1909 | 358.0343
2026 | 3 | 6 | 11 | 43.1276 | 126.2044 | 342.4063
2026 | 3 | 6 | 12 | 42.1164 | 120.2531 | 282.6023
2026 | 3 | 6 | 13 | 42.265 | 117.6633 | 277.5505
2026 | 3 | 6 | 14 | 41.9556 | 109.8822 | 272.8061
2026 | 3 | 6 | 15 | 42.2627 | 108.1573 | 273.6415
2026 | 3 | 6 | 16 | 43.156 | 110.0479 | 282.6845
2026 | 3 | 6 | 17 | 44.736 | 107.1156 | 319.0877
2026 | 3 | 6 | 18 | 45.4702 | 104.3103 | 364.6902
2026 | 3 | 6 | 19 | 46.2803 | 108.8974 | 389.9528
2026 | 3 | 6 | 20 | 44.8965 | 107.1836 | 393.9742
2026 | 3 | 6 | 21 | 42.565 | 106.3682 | 386.0811
2026 | 3 | 6 | 22 | 39.8978 | 102.8182 | 371.3552
2026 | 3 | 6 | 23 | 37.4941 | 99.3932 | 351.4401
2026 | 3 | 7 | 0 | 34.9686 | 97.962 | 333.6538
2026 | 3 | 7 | 1 | 32.7129 | 94.663 | 311.3421
2026 | 3 | 7 | 2 | 31.373 | 92.3899 | 302.3463
2026 | 3 | 7 | 3 | 30.7526 | 92.1371 | 297.7716
2026 | 3 | 7 | 4 | 30.4121 | 92.5269 | 296.8745
2026 | 3 | 7 | 5 | 30.8151 | 93.0266 | 297.7661
2026 | 3 | 7 | 6 | 32.1714 | 100.1731 | 295.2592
2026 | 3 | 7 | 7 | 34.8228 | 101.3679 | 310.1592
2026 | 3 | 7 | 8 | 38.4501 | 102.0587 | 333.3167
2026 | 3 | 7 | 9 | 41.5326 | 101.3039 | 348.8133
2026 | 3 | 7 | 10 | 42.8477 | 103.1645 | 349.2315
2026 | 3 | 7 | 11 | 44.0276 | 107.7592 | 340.9598
2026 | 3 | 7 | 12 | 44.1508 | 104.1045 | 349.5082
2026 | 3 | 7 | 13 | 44.2275 | 101.7575 | 349.9956
2026 | 3 | 7 | 14 | 43.9191 | 95.0303 | 346.0051
2026 | 3 | 7 | 15 | 44.0677 | 88.9941 | 348.205
2026 | 3 | 7 | 16 | 44.9244 | 93.7576 | 353.1377
2026 | 3 | 7 | 17 | 46.2662 | 90.3453 | 373.8758
2026 | 3 | 7 | 18 | 46.1507 | 95.5372 | 377.7182
2026 | 3 | 7 | 19 | 46.2465 | 100.3291 | 385.4215
2026 | 3 | 7 | 20 | 43.9312 | 97.328 | 375.3698
2026 | 3 | 7 | 21 | 41.2994 | 93.5058 | 359.0484
2026 | 3 | 7 | 22 | 38.9571 | 93.2487 | 344.1358
2026 | 3 | 7 | 23 | 37.3102 | 89.1529 | 327.3449
2026 | 3 | 8 | 0 | 35.0404 | 93.028 | 314.5929
2026 | 3 | 8 | 1 | 34.9936 | 88.6524 | 292.2488
2026 | 3 | 8 | 2 | 34.5524 | 86.8757 | 286.7878
2026 | 3 | 8 | 3 | 34.4091 | 87.071 | 284.5328
2026 | 3 | 8 | 4 | 35.2373 | 88.9072 | 285.7504
2026 | 3 | 8 | 5 | 36.7829 | 90.9793 | 291.3873
2026 | 3 | 8 | 6 | 38.5967 | 100.7307 | 299.9967
2026 | 3 | 8 | 7 | 40.457 | 105.2693 | 310.6674
2026 | 3 | 8 | 8 | 42.4726 | 102.9901 | 315.0316
2026 | 3 | 8 | 9 | 45.4509 | 97.8052 | 318.8237
2026 | 3 | 8 | 10 | 48.1379 | 101.2095 | 310.0987
2026 | 3 | 8 | 11 | 49.6461 | 103.0534 | 301.1724
2026 | 3 | 8 | 12 | 50.3099 | 100.6172 | 280.0976
2026 | 3 | 8 | 13 | 50.3874 | 100.54 | 274.3508
2026 | 3 | 8 | 14 | 50.8071 | 98.7222 | 270.4333
2026 | 3 | 8 | 15 | 52.0043 | 91.8855 | 275.2046
2026 | 3 | 8 | 16 | 54.0337 | 92.6923 | 290.0156
2026 | 3 | 8 | 17 | 55.5859 | 90.5326 | 321.4553
2026 | 3 | 8 | 18 | 54.611 | 90.7719 | 347.1767
2026 | 3 | 8 | 19 | 54.522 | 96.6834 | 359.717
2026 | 3 | 8 | 20 | 51.7119 | 93.9506 | 350.0972
2026 | 3 | 8 | 21 | 47.1569 | 88.1814 | 326.7962
2026 | 3 | 8 | 22 | 43.5767 | 86.0205 | 303.0003
2026 | 3 | 8 | 23 | 41.2909 | 82.0957 | 281.0024
2026 | 3 | 9 | 0 | 40.3266 | 90.3504 | 272.4629
2026 | 3 | 9 | 1 | 39.5063 | 87.5294 | 273.8377
2026 | 3 | 9 | 2 | 39.3375 | 87.5748 | 270.9038
2026 | 3 | 9 | 3 | 39.45 | 87.9644 | 270.9134
2026 | 3 | 9 | 4 | 40.5649 | 88.9105 | 274.2795
2026 | 3 | 9 | 5 | 42.8987 | 92.4302 | 284.9446
2026 | 3 | 9 | 6 | 45.5686 | 99.8472 | 306.5101
2026 | 3 | 9 | 7 | 48.1235 | 110.2375 | 335.6092
2026 | 3 | 9 | 8 | 49.0483 | 120.3646 | 344.0952
2026 | 3 | 9 | 9 | 49.1439 | 122.3329 | 331.3976
2026 | 3 | 9 | 10 | 49.2339 | 123.606 | 306.2834
2026 | 3 | 9 | 11 | 49.1741 | 120.0258 | 290.6629
2026 | 3 | 9 | 12 | 49.5808 | 116.3999 | 277.859
2026 | 3 | 9 | 13 | 49.4027 | 115.0247 | 270.9194
2026 | 3 | 9 | 14 | 49.5221 | 107.7502 | 267.5359
2026 | 3 | 9 | 15 | 50.748 | 106.2702 | 272.3334
2026 | 3 | 9 | 16 | 53.081 | 106.1144 | 287.9913
2026 | 3 | 9 | 17 | 54.4596 | 100.9613 | 320.3841
2026 | 3 | 9 | 18 | 53.6909 | 96.9906 | 353.0351
2026 | 3 | 9 | 19 | 54.2312 | 103.9112 | 371.6972
2026 | 3 | 9 | 20 | 51.9673 | 101.0847 | 369.6061
2026 | 3 | 9 | 21 | 47.7448 | 99.8468 | 350.0474
2026 | 3 | 9 | 22 | 43.9395 | 94.9585 | 325.9345
2026 | 3 | 9 | 23 | 41.1729 | 91.3912 | 302.42
2026 | 3 | 10 | 0 | 40.0625 | 93.6737 | 287.3664
2026 | 3 | 10 | 1 | 40.0329 | 90.496 | 287.1503
2026 | 3 | 10 | 2 | 39.7495 | 89.9272 | 284.5952
2026 | 3 | 10 | 3 | 39.7853 | 89.7838 | 284.8643
2026 | 3 | 10 | 4 | 40.9247 | 89.7003 | 288.1791
2026 | 3 | 10 | 5 | 43.3827 | 93.3018 | 298.521
2026 | 3 | 10 | 6 | 46.9127 | 104.4363 | 317.8876
2026 | 3 | 10 | 7 | 49.2791 | 115.6224 | 347.363
2026 | 3 | 10 | 8 | 49.8492 | 122.6506 | 358.1872
2026 | 3 | 10 | 9 | 49.1451 | 124.328 | 349.3894
2026 | 3 | 10 | 10 | 48.1879 | 126.4978 | 328.8566
2026 | 3 | 10 | 11 | 47.4734 | 126.3386 | 314.5362
2026 | 3 | 10 | 12 | 47.949 | 123.271 | 278.982
2026 | 3 | 10 | 13 | 47.5148 | 121.7745 | 271.3122
2026 | 3 | 10 | 14 | 47.5721 | 116.8343 | 267.7472
2026 | 3 | 10 | 15 | 48.3383 | 115.5496 | 272.9788
2026 | 3 | 10 | 16 | 50.5184 | 114.2787 | 290.3002
2026 | 3 | 10 | 17 | 52.6448 | 110.3503 | 325.2525
2026 | 3 | 10 | 18 | 52.2823 | 101.0505 | 348.3278
2026 | 3 | 10 | 19 | 53.7127 | 105.9138 | 376.8451
2026 | 3 | 10 | 20 | 52.5038 | 102.5817 | 380.2246
2026 | 3 | 10 | 21 | 48.8023 | 100.0445 | 364.4936
2026 | 3 | 10 | 22 | 45.0961 | 94.8236 | 342.2961
2026 | 3 | 10 | 23 | 42.2748 | 91.7331 | 319.8067
2026 | 3 | 11 | 0 | 40.8792 | 92.4488 | 305.7317
2026 | 3 | 11 | 1 | 40.0953 | 90.0839 | 303.6159
2026 | 3 | 11 | 2 | 39.7391 | 88.4558 | 301.7287
2026 | 3 | 11 | 3 | 39.7766 | 87.8848 | 302.3205
2026 | 3 | 11 | 4 | 40.8902 | 88.5623 | 306.3515
2026 | 3 | 11 | 5 | 43.4644 | 91.8571 | 317.3393
2026 | 3 | 11 | 6 | 46.7656 | 102.6385 | 342.2731
2026 | 3 | 11 | 7 | 48.9739 | 113.826 | 368.7497
2026 | 3 | 11 | 8 | 49.5695 | 121.0653 | 368.5505
2026 | 3 | 11 | 9 | 49.3827 | 123.6529 | 344.0897
2026 | 3 | 11 | 10 | 48.673 | 124.7582 | 311.1234
2026 | 3 | 11 | 11 | 48.1724 | 123.4715 | 289.6278
2026 | 3 | 11 | 12 | 48.2189 | 119.449 | 294.2658
2026 | 3 | 11 | 13 | 47.8752 | 118.0963 | 285.9279
2026 | 3 | 11 | 14 | 47.75 | 113.7882 | 282.0289
2026 | 3 | 11 | 15 | 48.6931 | 111.2053 | 286.2489
2026 | 3 | 11 | 16 | 50.8051 | 109.9633 | 303.3477
2026 | 3 | 11 | 17 | 52.3391 | 104.8011 | 336.4183
2026 | 3 | 11 | 18 | 52.4737 | 99.2107 | 373.5107
2026 | 3 | 11 | 19 | 53.6506 | 103.6776 | 390.9938
2026 | 3 | 11 | 20 | 51.969 | 100.4595 | 389.7334
2026 | 3 | 11 | 21 | 48.3272 | 98.7795 | 370.0251
2026 | 3 | 11 | 22 | 44.5918 | 93.2055 | 344.7539
2026 | 3 | 11 | 23 | 41.8433 | 89.6925 | 320.074
2026 | 3 | 12 | 0 | 39.8806 | 90.0654 | 309.6936
2026 | 3 | 12 | 1 | 39.6503 | 91.9869 | 299.432
2026 | 3 | 12 | 2 | 39.3532 | 91.0298 | 294.7131
2026 | 3 | 12 | 3 | 39.4688 | 91.3923 | 292.9701
2026 | 3 | 12 | 4 | 40.6608 | 92.5494 | 294.7358
2026 | 3 | 12 | 5 | 43.2498 | 96.205 | 303.3734
2026 | 3 | 12 | 6 | 47.2483 | 107.0847 | 322.1986
2026 | 3 | 12 | 7 | 49.4458 | 117.5811 | 349.8913
2026 | 3 | 12 | 8 | 49.976 | 126.2342 | 362.7817
2026 | 3 | 12 | 9 | 49.477 | 127.9456 | 360.8825
2026 | 3 | 12 | 10 | 48.3317 | 133.0792 | 345.5214
2026 | 3 | 12 | 11 | 47.5032 | 129.5627 | 335.2766
2026 | 3 | 12 | 12 | 47.749 | 124.0071 | 333.8828
2026 | 3 | 12 | 13 | 47.2771 | 122.7353 | 331.4638
2026 | 3 | 12 | 14 | 47.2241 | 118.32 | 329.7974
2026 | 3 | 12 | 15 | 48.2302 | 116.7143 | 334.9033
2026 | 3 | 12 | 16 | 50.343 | 116.1295 | 344.2488
2026 | 3 | 12 | 17 | 52.0759 | 112.3596 | 361.0263
2026 | 3 | 12 | 18 | 51.5761 | 108.0645 | 364.8442
2026 | 3 | 12 | 19 | 53.4468 | 113.5628 | 374.9077
2026 | 3 | 12 | 20 | 52.3534 | 111.1756 | 370.3896
2026 | 3 | 12 | 21 | 49.0601 | 108.7542 | 348.9546
2026 | 3 | 12 | 22 | 45.5285 | 104.3099 | 323.9826
2026 | 3 | 12 | 23 | 42.8851 | 100.1682 | 299.1954
2026 | 3 | 13 | 0 | 40.7709 | 100.6928 | 288.0664
2026 | 3 | 13 | 1 | 40.1177 | 97.7428 | 278.8661
2026 | 3 | 13 | 2 | 39.6523 | 96.4624 | 273.9288
2026 | 3 | 13 | 3 | 39.6286 | 96.3017 | 272.2928
2026 | 3 | 13 | 4 | 40.6218 | 96.6878 | 274.2905
2026 | 3 | 13 | 5 | 43.0156 | 100.3894 | 283.2071
2026 | 3 | 13 | 6 | 46.3162 | 108.6375 | 303.4852
2026 | 3 | 13 | 7 | 48.3595 | 118.1482 | 332.9497
2026 | 3 | 13 | 8 | 48.8101 | 123.181 | 349.5226
2026 | 3 | 13 | 9 | 48.28 | 125.8988 | 351.5465
2026 | 3 | 13 | 10 | 47.0941 | 125.8946 | 337.3334
2026 | 3 | 13 | 11 | 46.2204 | 123.889 | 325.2367
2026 | 3 | 13 | 12 | 45.3527 | 121.7021 | 329.9529
2026 | 3 | 13 | 13 | 44.7203 | 119.8191 | 328.8537
2026 | 3 | 13 | 14 | 44.2315 | 110.8406 | 327.8344
2026 | 3 | 13 | 15 | 44.8264 | 106.4191 | 332.5545
2026 | 3 | 13 | 16 | 46.5475 | 107.5507 | 340.8233
2026 | 3 | 13 | 17 | 47.8297 | 103.5264 | 355.7222
2026 | 3 | 13 | 18 | 49.0959 | 97.7132 | 360.1948
2026 | 3 | 13 | 19 | 50.3164 | 102.5494 | 371.1796
2026 | 3 | 13 | 20 | 48.9914 | 101.65 | 366.9627
2026 | 3 | 13 | 21 | 45.8903 | 98.7019 | 347.5522
2026 | 3 | 13 | 22 | 42.862 | 92.9626 | 326.6895
2026 | 3 | 13 | 23 | 40.4624 | 90.3748 | 305.709
2026 | 3 | 14 | 0 | 37.986 | 90.7918 | 290.1953
2026 | 3 | 14 | 1 | 36.2389 | 84.4099 | 285.0119
2026 | 3 | 14 | 2 | 35.317 | 82.673 | 280.3224
2026 | 3 | 14 | 3 | 34.804 | 83.2309 | 278.1815
2026 | 3 | 14 | 4 | 35.5291 | 84.7748 | 279.9976
2026 | 3 | 14 | 5 | 37.0402 | 86.6958 | 287.2814
2026 | 3 | 14 | 6 | 39.1065 | 98.1518 | 297.594
2026 | 3 | 14 | 7 | 40.1276 | 102.1428 | 314.8106
2026 | 3 | 14 | 8 | 41.2333 | 105.1377 | 325.0062
2026 | 3 | 14 | 9 | 43.4807 | 103.7027 | 331.746
2026 | 3 | 14 | 10 | 45.2884 | 106.3723 | 325.5722
2026 | 3 | 14 | 11 | 46.2165 | 106.4418 | 318.6451
2026 | 3 | 14 | 12 | 45.2574 | 105.6834 | 325.1761
2026 | 3 | 14 | 13 | 44.8165 | 103.5432 | 323.703
2026 | 3 | 14 | 14 | 44.4324 | 99.6106 | 320.6699
2026 | 3 | 14 | 15 | 44.9725 | 93.8502 | 324.6523
2026 | 3 | 14 | 16 | 46.334 | 93.4672 | 334.8749
2026 | 3 | 14 | 17 | 47.0655 | 90.707 | 356.4386
2026 | 3 | 14 | 18 | 45.1936 | 88.3024 | 368.1866
2026 | 3 | 14 | 19 | 45.6104 | 92.3877 | 380.619
2026 | 3 | 14 | 20 | 43.6478 | 89.7455 | 372.5999
2026 | 3 | 14 | 21 | 39.9894 | 85.8682 | 352.6723
2026 | 3 | 14 | 22 | 37.3886 | 82.0557 | 335.7036
2026 | 3 | 14 | 23 | 35.6575 | 79.7341 | 319.1795
2026 | 3 | 15 | 0 | 34.3828 | 83.5437 | 300.3263
2026 | 3 | 15 | 1 | 34.5071 | 84.3274 | 299.303
2026 | 3 | 15 | 2 | 34.0194 | 82.7352 | 295.5393
2026 | 3 | 15 | 3 | 33.8438 | 82.9562 | 294.0944
2026 | 3 | 15 | 4 | 34.7043 | 84.4531 | 296.2925
2026 | 3 | 15 | 5 | 36.3062 | 86.8474 | 303.0382
2026 | 3 | 15 | 6 | 38.9182 | 93.2407 | 317.3526
2026 | 3 | 15 | 7 | 39.7459 | 97.2356 | 329.2237
2026 | 3 | 15 | 8 | 40.3137 | 94.2433 | 329.7464
2026 | 3 | 15 | 9 | 41.8767 | 91.5969 | 326.7005
2026 | 3 | 15 | 10 | 43.0224 | 94.203 | 314.1489
2026 | 3 | 15 | 11 | 43.6564 | 95.4825 | 302.9817
2026 | 3 | 15 | 12 | 42.8128 | 93.0653 | 285.8461
2026 | 3 | 15 | 13 | 42.2912 | 93.3796 | 278.8598
2026 | 3 | 15 | 14 | 42.0274 | 87.8631 | 274.2399
2026 | 3 | 15 | 15 | 42.8471 | 83.7679 | 280.0118
2026 | 3 | 15 | 16 | 44.9138 | 85.9269 | 298.7915
2026 | 3 | 15 | 17 | 46.8322 | 83.5455 | 334.5281
2026 | 3 | 15 | 18 | 48.858 | 87.7161 | 369.068
2026 | 3 | 15 | 19 | 49.0157 | 92.6557 | 385.4469
2026 | 3 | 15 | 20 | 47.0687 | 91.5821 | 380.656
2026 | 3 | 15 | 21 | 42.9643 | 88.4212 | 358.2267
2026 | 3 | 15 | 22 | 39.6385 | 85.3006 | 334.8697
2026 | 3 | 15 | 23 | 37.3955 | 81.8474 | 312.7112
2026 | 3 | 16 | 0 | 36.6809 | 87.8175 | 304.5119
2026 | 3 | 16 | 1 | 36.2272 | 82.4665 | 302.2384
2026 | 3 | 16 | 2 | 35.9901 | 82.2531 | 300.7537
2026 | 3 | 16 | 3 | 36.156 | 82.9226 | 301.7591
2026 | 3 | 16 | 4 | 37.3367 | 83.8193 | 306.0595
2026 | 3 | 16 | 5 | 39.893 | 87.5637 | 317.5314
2026 | 3 | 16 | 6 | 43.6221 | 98.6444 | 341.0125
2026 | 3 | 16 | 7 | 45.8836 | 109.123 | 368.8019
2026 | 3 | 16 | 8 | 46.3906 | 117.7123 | 370.1567
2026 | 3 | 16 | 9 | 45.9776 | 119.9752 | 349.1901
2026 | 3 | 16 | 10 | 45.1423 | 119.7889 | 320.167
2026 | 3 | 16 | 11 | 44.6463 | 117.215 | 302.1381
2026 | 3 | 16 | 12 | 42.052 | 113.1992 | 291.5695
2026 | 3 | 16 | 13 | 41.497 | 111.5049 | 283.5683
2026 | 3 | 16 | 14 | 41.0814 | 102.0017 | 278.9833
2026 | 3 | 16 | 15 | 42.0196 | 101.3818 | 282.2255
2026 | 3 | 16 | 16 | 44.4182 | 102.9046 | 298.1655
2026 | 3 | 16 | 17 | 46.386 | 97.3747 | 332.8605
2026 | 3 | 16 | 18 | 47.6713 | 92.8582 | 355.2571
2026 | 3 | 16 | 19 | 49.1201 | 97.8493 | 383.5003
2026 | 3 | 16 | 20 | 48.0647 | 96.2068 | 388.3433
2026 | 3 | 16 | 21 | 44.5997 | 95.9733 | 370.6892
2026 | 3 | 16 | 22 | 41.0185 | 90.9676 | 347.2452
2026 | 3 | 16 | 23 | 38.407 | 86.7415 | 324.3538
2026 | 3 | 17 | 0 | 37.0702 | 86.6774 | 311.5943
2026 | 3 | 17 | 1 | 36.6893 | 86.1455 | 311.4759
2026 | 3 | 17 | 2 | 36.3361 | 84.9405 | 309.5202
2026 | 3 | 17 | 3 | 36.364 | 85.123 | 310.031
2026 | 3 | 17 | 4 | 37.4942 | 85.5941 | 313.6357
2026 | 3 | 17 | 5 | 40.0036 | 89.1597 | 324.2684
2026 | 3 | 17 | 6 | 43.4534 | 100.6308 | 348.2471
2026 | 3 | 17 | 7 | 45.6755 | 111.8279 | 374.8319
2026 | 3 | 17 | 8 | 46.1522 | 118.5834 | 373.7586
2026 | 3 | 17 | 9 | 45.6387 | 119.8993 | 349.2089
2026 | 3 | 17 | 10 | 44.8413 | 121.5436 | 318.6643
2026 | 3 | 17 | 11 | 44.4147 | 122.0096 | 299.3671
2026 | 3 | 17 | 12 | 45.0413 | 119.1279 | 284.7563
2026 | 3 | 17 | 13 | 44.7584 | 117.9045 | 275.9162
2026 | 3 | 17 | 14 | 44.7382 | 114.1891 | 270.9655
2026 | 3 | 17 | 15 | 45.5953 | 112.2916 | 273.8171
2026 | 3 | 17 | 16 | 47.6608 | 111.5247 | 290.0571
2026 | 3 | 17 | 17 | 49.5694 | 106.8569 | 324.448
2026 | 3 | 17 | 18 | 48.4709 | 98.4834 | 358.6676
2026 | 3 | 17 | 19 | 49.7666 | 101.5911 | 382.7169
2026 | 3 | 17 | 20 | 48.8182 | 99.5951 | 386.752
2026 | 3 | 17 | 21 | 45.2912 | 98.3373 | 368.4664
2026 | 3 | 17 | 22 | 41.7069 | 93.3818 | 344.5971
2026 | 3 | 17 | 23 | 38.9632 | 88.4727 | 321.0371
2026 | 3 | 18 | 0 | 37.4003 | 88.6649 | 310.4922
2026 | 3 | 18 | 1 | 37.4564 | 85.2931 | 310.2995
2026 | 3 | 18 | 2 | 37.1222 | 83.7905 | 307.89
2026 | 3 | 18 | 3 | 37.1844 | 83.8794 | 307.7065
2026 | 3 | 18 | 4 | 38.3303 | 84.0484 | 311.0418
2026 | 3 | 18 | 5 | 40.9274 | 87.8871 | 321.1853
2026 | 3 | 18 | 6 | 44.6264 | 98.6408 | 348.8542
2026 | 3 | 18 | 7 | 46.7489 | 109.4084 | 375.0157
2026 | 3 | 18 | 8 | 47.07 | 115.8327 | 374.8564
2026 | 3 | 18 | 9 | 46.5768 | 118.6528 | 352.9033
2026 | 3 | 18 | 10 | 45.4824 | 118.822 | 324.6963
2026 | 3 | 18 | 11 | 44.8804 | 117.0956 | 306.5718
2026 | 3 | 18 | 12 | 44.8569 | 112.6935 | 277.1491
2026 | 3 | 18 | 13 | 44.4559 | 111.5112 | 267.8899
2026 | 3 | 18 | 14 | 44.3144 | 104.3728 | 262.9933
2026 | 3 | 18 | 15 | 45.3077 | 103.1817 | 264.5389
2026 | 3 | 18 | 16 | 47.6087 | 103.6374 | 281.0953
2026 | 3 | 18 | 17 | 49.4009 | 97.2449 | 318.1268
2026 | 3 | 18 | 18 | 49.6423 | 93.3689 | 349.1108
2026 | 3 | 18 | 19 | 50.9063 | 96.538 | 379.4635
2026 | 3 | 18 | 20 | 49.7936 | 95.2963 | 387.7402
2026 | 3 | 18 | 21 | 46.2272 | 96.0872 | 371.9088
2026 | 3 | 18 | 22 | 42.5627 | 91.0754 | 348.1066
2026 | 3 | 18 | 23 | 39.7845 | 85.7177 | 324.4525
2026 | 3 | 19 | 0 | 38.5578 | 85.1034 | 316.3402
2026 | 3 | 19 | 1 | 37.626 | 87.4987 | 305.1363
2026 | 3 | 19 | 2 | 37.2338 | 86.2243 | 302.1754
2026 | 3 | 19 | 3 | 37.2589 | 86.7504 | 301.8077
2026 | 3 | 19 | 4 | 38.4152 | 87.4216 | 304.9958
2026 | 3 | 19 | 5 | 40.9294 | 91.4353 | 314.9123
2026 | 3 | 19 | 6 | 44.5119 | 101.9203 | 332.0195
2026 | 3 | 19 | 7 | 46.7164 | 112.2472 | 358.9624
2026 | 3 | 19 | 8 | 47.531 | 119.8231 | 365.4109
2026 | 3 | 19 | 9 | 47.7811 | 122.0022 | 354.4115
2026 | 3 | 19 | 10 | 47.638 | 125.39 | 334.2905
2026 | 3 | 19 | 11 | 47.5493 | 122.3673 | 322.4233
2026 | 3 | 19 | 12 | 47.0996 | 118.3328 | 348.9698
2026 | 3 | 19 | 13 | 46.8944 | 117.3895 | 348.3345
2026 | 3 | 19 | 14 | 46.9501 | 111.9261 | 346.8171
2026 | 3 | 19 | 15 | 48.1573 | 110.0743 | 350.3772
2026 | 3 | 19 | 16 | 50.1669 | 110.498 | 356.9566
2026 | 3 | 19 | 17 | 51.4229 | 105.1918 | 371.564
2026 | 3 | 19 | 18 | 50.3328 | 103.7923 | 373.4834
2026 | 3 | 19 | 19 | 50.9376 | 106.727 | 382.8066
2026 | 3 | 19 | 20 | 49.0871 | 104.5483 | 381.2347
2026 | 3 | 19 | 21 | 45.1157 | 102.6625 | 359.9001
2026 | 3 | 19 | 22 | 41.4418 | 97.844 | 334.7115
2026 | 3 | 19 | 23 | 38.833 | 92.5338 | 309.4956
2026 | 3 | 20 | 0 | 37.7764 | 91.683 | 292.0007
2026 | 3 | 20 | 1 | 37.3044 | 91.3067 | 285.3177
2026 | 3 | 20 | 2 | 36.8968 | 89.0589 | 281.4065
2026 | 3 | 20 | 3 | 36.9189 | 89.1459 | 280.1172
2026 | 3 | 20 | 4 | 38.1028 | 90.4935 | 282.4722
2026 | 3 | 20 | 5 | 40.6719 | 93.8572 | 291.7411
2026 | 3 | 20 | 6 | 44.8468 | 104.2603 | 308.8365
2026 | 3 | 20 | 7 | 46.9439 | 115.3902 | 336.9847
2026 | 3 | 20 | 8 | 47.5001 | 121.3574 | 343.6869
2026 | 3 | 20 | 9 | 47.0415 | 125.3302 | 332.5255
2026 | 3 | 20 | 10 | 45.9735 | 126.8398 | 312.5893
2026 | 3 | 20 | 11 | 45.2392 | 125.1665 | 299.273
2026 | 3 | 20 | 12 | 45.346 | 117.8917 | 262.1617
2026 | 3 | 20 | 13 | 44.7991 | 116.5601 | 256.2926
2026 | 3 | 20 | 14 | 44.5203 | 110.2834 | 252.7394
2026 | 3 | 20 | 15 | 45.2362 | 105.8562 | 254.1661
2026 | 3 | 20 | 16 | 47.0738 | 105.8622 | 265.6577
2026 | 3 | 20 | 17 | 48.369 | 100.4637 | 296.61
2026 | 3 | 20 | 18 | 47.7447 | 94.8251 | 326.5667
2026 | 3 | 20 | 19 | 48.5862 | 97.6955 | 350.9358
2026 | 3 | 20 | 20 | 47.3302 | 97.4817 | 356.5209
2026 | 3 | 20 | 21 | 43.854 | 96.4743 | 340.3891
2026 | 3 | 20 | 22 | 40.7172 | 91.3654 | 320.6256
2026 | 3 | 20 | 23 | 38.312 | 85.4565 | 300.6782
2026 | 3 | 21 | 0 | 37.3669 | 85.9798 | 291.8035
2026 | 3 | 21 | 1 | 35.9642 | 82.8654 | 279.5335
2026 | 3 | 21 | 2 | 35.1569 | 80.9203 | 275.0691
2026 | 3 | 21 | 3 | 34.8067 | 81.1113 | 272.9349
2026 | 3 | 21 | 4 | 35.6848 | 82.8502 | 274.9972
2026 | 3 | 21 | 5 | 37.4035 | 84.827 | 282.2559
2026 | 3 | 21 | 6 | 40.0111 | 94.792 | 296.4645
2026 | 3 | 21 | 7 | 40.9611 | 99.6967 | 311.155
2026 | 3 | 21 | 8 | 41.854 | 102.132 | 314.9427
2026 | 3 | 21 | 9 | 43.544 | 105.5196 | 317.2705
2026 | 3 | 21 | 10 | 44.7789 | 108.9522 | 310.5442
2026 | 3 | 21 | 11 | 45.438 | 108.6937 | 304.0068
2026 | 3 | 21 | 12 | 42.6814 | 104.2599 | 300.7189
2026 | 3 | 21 | 13 | 41.9232 | 102.3648 | 296.9035
2026 | 3 | 21 | 14 | 41.2647 | 100.1053 | 292.3906
2026 | 3 | 21 | 15 | 41.5867 | 97.9139 | 294.5684
2026 | 3 | 21 | 16 | 42.9541 | 94.2824 | 304.2771
2026 | 3 | 21 | 17 | 44.1388 | 92.8547 | 326.59
2026 | 3 | 21 | 18 | 44.3416 | 85.0302 | 346.5804
2026 | 3 | 21 | 19 | 44.6451 | 87.0324 | 353.9694
2026 | 3 | 21 | 20 | 43.0801 | 85.2707 | 346.7224
2026 | 3 | 21 | 21 | 39.5066 | 84.9106 | 323.787
2026 | 3 | 21 | 22 | 36.8528 | 80.0776 | 304.6399
2026 | 3 | 21 | 23 | 34.9729 | 78.4875 | 287.2979
2026 | 3 | 22 | 0 | 34.1805 | 82.3365 | 279.7329
2026 | 3 | 22 | 1 | 32.6403 | 78.8664 | 278.3517
2026 | 3 | 22 | 2 | 31.8984 | 77.1582 | 274.2657
2026 | 3 | 22 | 3 | 31.4922 | 77.73 | 272.0962
2026 | 3 | 22 | 4 | 32.1192 | 80.1057 | 274.0442
2026 | 3 | 22 | 5 | 33.4252 | 82.2268 | 280.4383
2026 | 3 | 22 | 6 | 35.5339 | 88.3934 | 293.6965
2026 | 3 | 22 | 7 | 36.2638 | 92.2323 | 306.3296
2026 | 3 | 22 | 8 | 37.4863 | 92.3054 | 311.4927
2026 | 3 | 22 | 9 | 39.7284 | 95.5658 | 318.6533
2026 | 3 | 22 | 10 | 41.4908 | 98.945 | 315.5586
2026 | 3 | 22 | 11 | 42.5072 | 97.7685 | 310.7476
2026 | 3 | 22 | 12 | 41.9062 | 93.6542 | 286.8458
2026 | 3 | 22 | 13 | 41.7484 | 93.5875 | 283.8821
2026 | 3 | 22 | 14 | 41.5764 | 91.276 | 280.3409
2026 | 3 | 22 | 15 | 42.4256 | 90.2293 | 284.4158
2026 | 3 | 22 | 16 | 44.1913 | 88.5063 | 299.1773
2026 | 3 | 22 | 17 | 45.4876 | 87.3617 | 329.4247
2026 | 3 | 22 | 18 | 45.9693 | 87.7929 | 344.9564
2026 | 3 | 22 | 19 | 45.3912 | 90.4655 | 364.4705
2026 | 3 | 22 | 20 | 42.9202 | 90.404 | 363.9861
2026 | 3 | 22 | 21 | 38.4299 | 89.6474 | 343.0061
2026 | 3 | 22 | 22 | 35.0389 | 85.1036 | 320.7778
2026 | 3 | 22 | 23 | 32.9525 | 82.386 | 299.7281
2026 | 3 | 23 | 0 | 32.4873 | 84.2697 | 288.3541
2026 | 3 | 23 | 1 | 31.7251 | 84.1433 | 283.8483
2026 | 3 | 23 | 2 | 31.3349 | 82.918 | 283.0816
2026 | 3 | 23 | 3 | 31.402 | 83.6655 | 284.1431
2026 | 3 | 23 | 4 | 32.6352 | 85.7528 | 288.8423
2026 | 3 | 23 | 5 | 35.3026 | 89.4628 | 300.6964
2026 | 3 | 23 | 6 | 39.462 | 101.7147 | 326.8446
2026 | 3 | 23 | 7 | 41.7817 | 113.8425 | 353.533
2026 | 3 | 23 | 8 | 42.673 | 122.4206 | 348.5226
2026 | 3 | 23 | 9 | 43.0325 | 125.8578 | 320.7272
2026 | 3 | 23 | 10 | 43.1615 | 126.6923 | 289.0143
2026 | 3 | 23 | 11 | 43.4102 | 125.1271 | 270.833
2026 | 3 | 23 | 12 | 42.6532 | 118.8618 | 252.577
2026 | 3 | 23 | 13 | 42.5403 | 117.3075 | 243.3346
2026 | 3 | 23 | 14 | 42.4564 | 111.5969 | 237.8648
2026 | 3 | 23 | 15 | 43.5265 | 109.6136 | 239.4673
2026 | 3 | 23 | 16 | 45.6272 | 109.4609 | 256.1034
2026 | 3 | 23 | 17 | 47.1101 | 104.6263 | 295.2528
2026 | 3 | 23 | 18 | 46.665 | 96.5627 | 326.7751
2026 | 3 | 23 | 19 | 46.7314 | 98.5149 | 356.14
2026 | 3 | 23 | 20 | 44.9042 | 97.3275 | 364.9414
2026 | 3 | 23 | 21 | 40.838 | 95.6686 | 347.0588
2026 | 3 | 23 | 22 | 37.1201 | 90.1964 | 323.28
2026 | 3 | 23 | 23 | 34.4534 | 86.1089 | 300.48
2026 | 3 | 24 | 0 | 33.5288 | 87.599 | 293.3572
2026 | 3 | 24 | 1 | 32.7281 | 86.7784 | 288.731
2026 | 3 | 24 | 2 | 32.2554 | 84.9214 | 286.705
2026 | 3 | 24 | 3 | 32.193 | 85.6164 | 286.5618
2026 | 3 | 24 | 4 | 33.3796 | 87.4494 | 290.0468
2026 | 3 | 24 | 5 | 35.9349 | 90.9297 | 300.5115
2026 | 3 | 24 | 6 | 39.2214 | 99.1469 | 322.016
2026 | 3 | 24 | 7 | 41.5545 | 110.635 | 347.8721
2026 | 3 | 24 | 8 | 42.6277 | 119.0066 | 344.2535
2026 | 3 | 24 | 9 | 43.3119 | 122.1671 | 320.5539
2026 | 3 | 24 | 10 | 43.8773 | 125.7332 | 294.7553
2026 | 3 | 24 | 11 | 44.4661 | 123.7352 | 279.7446
2026 | 3 | 24 | 12 | 44.7527 | 116.1133 | 292.3362
2026 | 3 | 24 | 13 | 44.9063 | 115.5832 | 288.3044
2026 | 3 | 24 | 14 | 45.2398 | 109.86 | 284.9913
2026 | 3 | 24 | 15 | 46.5609 | 109.3239 | 287.9374
2026 | 3 | 24 | 16 | 48.7263 | 109.3298 | 299.5233
2026 | 3 | 24 | 17 | 50.2843 | 104.1153 | 325.2533
2026 | 3 | 24 | 18 | 49.441 | 102.2589 | 341.8794
2026 | 3 | 24 | 19 | 49.6069 | 103.3535 | 359.7898
2026 | 3 | 24 | 20 | 47.5048 | 103.7457 | 364.0968
2026 | 3 | 24 | 21 | 43.3502 | 102.0331 | 343.8336
2026 | 3 | 24 | 22 | 39.6862 | 97.3005 | 319.2781
2026 | 3 | 24 | 23 | 37.141 | 92.9297 | 294.9944
2026 | 3 | 25 | 0 | 35.043 | 94.2999 | 283.528
2026 | 3 | 25 | 1 | 35.237 | 90.1991 | 270.943
2026 | 3 | 25 | 2 | 34.7617 | 88.6249 | 267.2065
2026 | 3 | 25 | 3 | 34.6734 | 89.1154 | 264.933
2026 | 3 | 25 | 4 | 35.7163 | 90.0423 | 266.893
2026 | 3 | 25 | 5 | 38.1366 | 94.2575 | 275.7853
2026 | 3 | 25 | 6 | 41.2006 | 104.5326 | 293.9027
2026 | 3 | 25 | 7 | 43.3041 | 115.154 | 321.2236
2026 | 3 | 25 | 8 | 43.4585 | 120.6202 | 332.2139
2026 | 3 | 25 | 9 | 42.7245 | 123.5857 | 331.7929
2026 | 3 | 25 | 10 | 42.1093 | 123.6777 | 321.3006
2026 | 3 | 25 | 11 | 41.9541 | 122.5716 | 314.3877
2026 | 3 | 25 | 12 | 41.1515 | 119.9136 | 310.2117
2026 | 3 | 25 | 13 | 40.8132 | 118.5429 | 309.9371
2026 | 3 | 25 | 14 | 40.6674 | 112.1611 | 308.1558
2026 | 3 | 25 | 15 | 41.6184 | 110.6485 | 310.0225
2026 | 3 | 25 | 16 | 43.8299 | 111.1685 | 318.111
2026 | 3 | 25 | 17 | 45.8411 | 106.3945 | 334.7695
2026 | 3 | 25 | 18 | 46.6742 | 100.6446 | 339.4151
2026 | 3 | 25 | 19 | 48.0414 | 102.4452 | 345.7886
2026 | 3 | 25 | 20 | 47.4755 | 103.3996 | 344.9661
2026 | 3 | 25 | 21 | 44.1481 | 102.4614 | 321.6816
2026 | 3 | 25 | 22 | 40.6289 | 96.96 | 294.7793
2026 | 3 | 25 | 23 | 37.8413 | 93.3958 | 269.5653
2026 | 3 | 26 | 0 | 36.3682 | 92.3974 | 263.2016
2026 | 3 | 26 | 1 | 35.5722 | 92.8514 | 250.6486
2026 | 3 | 26 | 2 | 35.0407 | 91.3331 | 246.7111
2026 | 3 | 26 | 3 | 34.9347 | 91.5258 | 244.8853
2026 | 3 | 26 | 4 | 35.9371 | 92.5794 | 247.1474
2026 | 3 | 26 | 5 | 38.2726 | 96.7175 | 256.5448
2026 | 3 | 26 | 6 | 41.7 | 106.891 | 274.0886
2026 | 3 | 26 | 7 | 43.6413 | 116.6562 | 301.8402
2026 | 3 | 26 | 8 | 43.6737 | 122.5633 | 312.3016
2026 | 3 | 26 | 9 | 42.8333 | 123.7588 | 311.8127
2026 | 3 | 26 | 10 | 41.9939 | 125.1079 | 303.6699
2026 | 3 | 26 | 11 | 41.6532 | 125.9778 | 299.8262
2026 | 3 | 26 | 12 | 41.1745 | 121.5255 | 313.7711
2026 | 3 | 26 | 13 | 40.7882 | 120.6382 | 317.8647
2026 | 3 | 26 | 14 | 40.5688 | 113.7102 | 318.7083
2026 | 3 | 26 | 15 | 41.4454 | 110.7348 | 322.5917
2026 | 3 | 26 | 16 | 43.3238 | 112.3539 | 328.0231
2026 | 3 | 26 | 17 | 45.0646 | 107.7484 | 341.3649
2026 | 3 | 26 | 18 | 47.0211 | 105.459 | 346.9263
2026 | 3 | 26 | 19 | 47.5276 | 107.5277 | 354.2635
2026 | 3 | 26 | 20 | 46.3152 | 107.0983 | 354.5443
2026 | 3 | 26 | 21 | 42.6154 | 103.7264 | 334.0704
2026 | 3 | 26 | 22 | 39.0577 | 98.298 | 309.5771
2026 | 3 | 26 | 23 | 36.3222 | 94.3468 | 284.9225
2026 | 3 | 27 | 0 | 35.2098 | 93.7943 | 261.4216
2026 | 3 | 27 | 1 | 33.5947 | 91.1336 | 259.1679
2026 | 3 | 27 | 2 | 33.0543 | 88.7955 | 256.7187
2026 | 3 | 27 | 3 | 32.94 | 88.3348 | 256.4551
2026 | 3 | 27 | 4 | 34.1105 | 89.892 | 259.9505
2026 | 3 | 27 | 5 | 36.6578 | 92.9492 | 270.5742
2026 | 3 | 27 | 6 | 40.7685 | 103.3624 | 301.5352
2026 | 3 | 27 | 7 | 42.9287 | 113.4193 | 327.4971
2026 | 3 | 27 | 8 | 43.8225 | 118.2028 | 322.3974
2026 | 3 | 27 | 9 | 44.1359 | 121.2017 | 295.7117
2026 | 3 | 27 | 10 | 44.076 | 120.8525 | 267.0585
2026 | 3 | 27 | 11 | 44.1161 | 123.5305 | 249.2292
2026 | 3 | 27 | 12 | 42.2051 | 114.9155 | 240.4773
2026 | 3 | 27 | 13 | 41.7996 | 113.7855 | 233.875
2026 | 3 | 27 | 14 | 41.4825 | 105.4792 | 230.1069
2026 | 3 | 27 | 15 | 42.0731 | 101.0723 | 231.2853
2026 | 3 | 27 | 16 | 43.6666 | 102.371 | 245.4941
2026 | 3 | 27 | 17 | 44.9555 | 96.2656 | 280.7147
2026 | 3 | 27 | 18 | 44.9088 | 93.8641 | 314.8835
2026 | 3 | 27 | 19 | 45.1463 | 95.4881 | 343.6249
2026 | 3 | 27 | 20 | 44.028 | 96.2414 | 354.0485
2026 | 3 | 27 | 21 | 40.5824 | 94.1213 | 340.1738
2026 | 3 | 27 | 22 | 37.4744 | 89.0024 | 320.898
2026 | 3 | 27 | 23 | 34.9791 | 83.6389 | 301.5279
2026 | 3 | 28 | 0 | 33.7961 | 84.1377 | 295.1361
2026 | 3 | 28 | 1 | 32.8162 | 81.6326 | 281.4865
2026 | 3 | 28 | 2 | 32.009 | 80.0059 | 277.11
2026 | 3 | 28 | 3 | 31.6555 | 80.2669 | 275.4196
2026 | 3 | 28 | 4 | 32.386 | 82.3752 | 277.5949
2026 | 3 | 28 | 5 | 33.9538 | 84.9448 | 283.8825
2026 | 3 | 28 | 6 | 36.8238 | 94.5394 | 301.0924
2026 | 3 | 28 | 7 | 38.0231 | 99.2216 | 312.3218
2026 | 3 | 28 | 8 | 39.1143 | 99.484 | 304.4709
2026 | 3 | 28 | 9 | 40.4551 | 102.7515 | 284.5804
2026 | 3 | 28 | 10 | 40.9166 | 106.2755 | 262.8267
2026 | 3 | 28 | 11 | 41.2203 | 108.6173 | 248.579
2026 | 3 | 28 | 12 | 43.2637 | 97.4582 | 246.6196
2026 | 3 | 28 | 13 | 42.7716 | 96.6358 | 237.1321
2026 | 3 | 28 | 14 | 42.3192 | 91.6202 | 229.7938
2026 | 3 | 28 | 15 | 42.7101 | 86.9052 | 232.3104
2026 | 3 | 28 | 16 | 44.0786 | 86.5753 | 246.9029
2026 | 3 | 28 | 17 | 45.0015 | 82.4005 | 280.8053
2026 | 3 | 28 | 18 | 44.8471 | 81.2378 | 310.9921
2026 | 3 | 28 | 19 | 43.6464 | 83.8709 | 328.1432
2026 | 3 | 28 | 20 | 40.8929 | 83.7106 | 328.7708
2026 | 3 | 28 | 21 | 36.527 | 83.5652 | 309.7184
2026 | 3 | 28 | 22 | 33.5662 | 79.6424 | 290.6887
2026 | 3 | 28 | 23 | 31.9982 | 77.3763 | 273.3638
2026 | 3 | 29 | 0 | 32.6214 | 82.6004 | 266.9802
2026 | 3 | 29 | 1 | 31.9589 | 80.8907 | 261.6928
2026 | 3 | 29 | 2 | 31.3533 | 79.8018 | 257.0192
2026 | 3 | 29 | 3 | 31.0863 | 80.9702 | 254.4333
2026 | 3 | 29 | 4 | 31.8481 | 84.4192 | 255.7568
2026 | 3 | 29 | 5 | 33.2947 | 87.4221 | 261.1681
2026 | 3 | 29 | 6 | 35.4609 | 94.6698 | 269.9801
2026 | 3 | 29 | 7 | 36.5593 | 96.4828 | 281.1974
2026 | 3 | 29 | 8 | 38.2911 | 94.0503 | 290.4226
2026 | 3 | 29 | 9 | 40.8953 | 94.1076 | 302.5147
2026 | 3 | 29 | 10 | 42.8494 | 95.615 | 302.1296
2026 | 3 | 29 | 11 | 44.0686 | 98.3384 | 300.9544
2026 | 3 | 29 | 12 | 43.2111 | 94.2432 | 304.8445
2026 | 3 | 29 | 13 | 43.0429 | 94.5422 | 303.5198
2026 | 3 | 29 | 14 | 42.9443 | 92.5159 | 299.5551
2026 | 3 | 29 | 15 | 43.7598 | 88.1973 | 303.2129
2026 | 3 | 29 | 16 | 45.6155 | 88.0024 | 315.9605
2026 | 3 | 29 | 17 | 47.1844 | 84.4564 | 337.8362
2026 | 3 | 29 | 18 | 47.1092 | 91.1721 | 344.8397
2026 | 3 | 29 | 19 | 46.7696 | 93.3044 | 348.1591
2026 | 3 | 29 | 20 | 44.9578 | 94.2764 | 343.4392
2026 | 3 | 29 | 21 | 40.9361 | 90.3144 | 319.2477
2026 | 3 | 29 | 22 | 37.5267 | 87.1538 | 294.1771
2026 | 3 | 29 | 23 | 35.3409 | 84.4383 | 271.353
2026 | 3 | 30 | 0 | 34.4254 | 87.7723 | 265.4785
2026 | 3 | 30 | 1 | 34.2514 | 87.9306 | 253.564
2026 | 3 | 30 | 2 | 34.0517 | 87.7629 | 250.9673
2026 | 3 | 30 | 3 | 34.2252 | 89.3704 | 250.3162
2026 | 3 | 30 | 4 | 35.586 | 91.4231 | 253.669
2026 | 3 | 30 | 5 | 38.263 | 95.7745 | 264.3382
2026 | 3 | 30 | 6 | 42.0121 | 105.5999 | 291.4003
2026 | 3 | 30 | 7 | 44.2451 | 115.2039 | 314.1516
2026 | 3 | 30 | 8 | 45.0883 | 123.2713 | 305.5564
2026 | 3 | 30 | 9 | 45.1456 | 125.6541 | 276.1427
2026 | 3 | 30 | 10 | 45.0312 | 126.4185 | 248.63
2026 | 3 | 30 | 11 | 45.0869 | 125.271 | 235.0408
2026 | 3 | 30 | 12 | 45.3904 | 122.0758 | 229.4362
2026 | 3 | 30 | 13 | 45.2532 | 120.1141 | 223.9667
2026 | 3 | 30 | 14 | 45.368 | 113.6894 | 219.2723
2026 | 3 | 30 | 15 | 46.5702 | 110.0003 | 218.3812
2026 | 3 | 30 | 16 | 48.9438 | 110.6781 | 230.7679
2026 | 3 | 30 | 17 | 50.6173 | 107.2163 | 265.3715
2026 | 3 | 30 | 18 | 48.4193 | 102.7787 | 303.2385
2026 | 3 | 30 | 19 | 49.1484 | 104.977 | 322.9137
2026 | 3 | 30 | 20 | 48.1403 | 105.2278 | 329.7346
2026 | 3 | 30 | 21 | 44.55 | 101.4369 | 311.7117
2026 | 3 | 30 | 22 | 40.878 | 96.2877 | 287.1586
2026 | 3 | 30 | 23 | 38.1778 | 93.8044 | 264.0774
2026 | 3 | 31 | 0 | 36.6073 | 93.1587 | 252.428
2026 | 3 | 31 | 1 | 35.8758 | 91.8301 | 243.8015
2026 | 3 | 31 | 2 | 35.458 | 90.4976 | 241.2962
2026 | 3 | 31 | 3 | 35.4099 | 90.481 | 240.7985
2026 | 3 | 31 | 4 | 36.6201 | 91.9737 | 244.1471
2026 | 3 | 31 | 5 | 39.1372 | 95.4899 | 255.0908
2026 | 3 | 31 | 6 | 42.1409 | 105.2131 | 279.7555
2026 | 3 | 31 | 7 | 44.1685 | 114.4697 | 302.1995
2026 | 3 | 31 | 8 | 44.7967 | 119.8849 | 293.2113
2026 | 3 | 31 | 9 | 44.6019 | 120.6237 | 263.6376
2026 | 3 | 31 | 10 | 44.4647 | 121.0979 | 237.4911
2026 | 3 | 31 | 11 | 44.5669 | 125.9863 | 223.761
2026 | 3 | 31 | 12 | 44.1143 | 118.1895 | 223.8184
2026 | 3 | 31 | 13 | 43.8697 | 116.9652 | 219.8715
2026 | 3 | 31 | 14 | 43.784 | 109.1384 | 216.4612
2026 | 3 | 31 | 15 | 44.6407 | 106.0007 | 216.9648
2026 | 3 | 31 | 16 | 46.6876 | 107.6591 | 230.9203
2026 | 3 | 31 | 17 | 48.5292 | 103.2655 | 264.1954
2026 | 3 | 31 | 18 | 47.933 | 100.1897 | 299.1375
2026 | 3 | 31 | 19 | 48.2693 | 102.6652 | 320.4191
2026 | 3 | 31 | 20 | 47.1124 | 103.2715 | 328.807
2026 | 3 | 31 | 21 | 43.3443 | 100.6627 | 312.681
2026 | 3 | 31 | 22 | 39.6031 | 96.0928 | 289.0402
2026 | 3 | 31 | 23 | 36.9454 | 91.1287 | 266.2561
2026 | 4 | 1 | 0 | 36.179 | 91.8831 | 249.5143
2026 | 4 | 1 | 1 | 36.0579 | 101.1451 | 236.0555
2026 | 4 | 1 | 2 | 35.6731 | 99.354 | 234.2689
2026 | 4 | 1 | 3 | 35.6901 | 96.8111 | 232.7486
2026 | 4 | 1 | 4 | 36.9187 | 93.9068 | 236.1224
2026 | 4 | 1 | 5 | 39.7201 | 97.1176 | 246.7784
2026 | 4 | 1 | 6 | 43.8698 | 108.631 | 270.3424
2026 | 4 | 1 | 7 | 45.9748 | 119.0297 | 292.3061
2026 | 4 | 1 | 8 | 46.2615 | 126.1265 | 283.5766
2026 | 4 | 1 | 9 | 45.4274 | 128.635 | 259.0251
2026 | 4 | 1 | 10 | 44.5059 | 127.3441 | 233.3728
2026 | 4 | 1 | 11 | 43.9125 | 131.2126 | 219.3576
2026 | 4 | 1 | 12 | 42.9398 | 129.8178 | 212.141
2026 | 4 | 1 | 13 | 42.4461 | 127.6803 | 206.318
2026 | 4 | 1 | 14 | 42.1966 | 109.9806 | 205.8971
2026 | 4 | 1 | 15 | 43.0546 | 116.0656 | 212.9858
2026 | 4 | 1 | 16 | 45.1304 | 121.9647 | 229.3371
2026 | 4 | 1 | 17 | 46.8987 | 120.1799 | 258.5382
2026 | 4 | 1 | 18 | 47.6424 | 109.1263 | 280.5274
2026 | 4 | 1 | 19 | 48.9767 | 107.8231 | 300.268
2026 | 4 | 1 | 20 | 49.0948 | 115.1821 | 311.6297
2026 | 4 | 1 | 21 | 45.7583 | 104.9638 | 293.5818
2026 | 4 | 1 | 22 | 41.9 | 100.2555 | 269.5728
2026 | 4 | 1 | 23 | 38.9395 | 101.5243 | 246.9468
2026 | 4 | 2 | 0 | 36.6084 | 101.9255 | 235.7194
2026 | 4 | 2 | 1 | 36.6946 | 96.5999 | 227.1493
2026 | 4 | 2 | 2 | 36.2352 | 95.02 | 224.1766
2026 | 4 | 2 | 3 | 36.2372 | 92.8478 | 222.2709
2026 | 4 | 2 | 4 | 37.3347 | 90.407 | 225.296
2026 | 4 | 2 | 5 | 39.9535 | 93.5102 | 235.6582
2026 | 4 | 2 | 6 | 43.1298 | 106.6114 | 262.7582
2026 | 4 | 2 | 7 | 45.1352 | 116.9875 | 284.6447
2026 | 4 | 2 | 8 | 45.3556 | 125.7902 | 278.9183
2026 | 4 | 2 | 9 | 44.3624 | 129.4019 | 260.4824
2026 | 4 | 2 | 10 | 43.625 | 131.7388 | 239.182
2026 | 4 | 2 | 11 | 43.1564 | 133.1895 | 228.1204
2026 | 4 | 2 | 12 | 41.7419 | 127.0888 | 205.662
2026 | 4 | 2 | 13 | 41.1904 | 125.7968 | 200.3865
2026 | 4 | 2 | 14 | 40.903 | 109.0679 | 200.6028
2026 | 4 | 2 | 15 | 41.8141 | 113.8584 | 208.7852
2026 | 4 | 2 | 16 | 43.7398 | 120.471 | 224.5432
2026 | 4 | 2 | 17 | 45.5624 | 117.0991 | 251.3689
2026 | 4 | 2 | 18 | 46.7849 | 108.3616 | 288.8459
2026 | 4 | 2 | 19 | 48.2504 | 106.9849 | 299.7796
2026 | 4 | 2 | 20 | 48.4858 | 113.5816 | 306.9649
2026 | 4 | 2 | 21 | 45.403 | 103.3353 | 286.6963
2026 | 4 | 2 | 22 | 41.7215 | 99.5992 | 262.2361
2026 | 4 | 2 | 23 | 38.8806 | 100.2893 | 239.3514
2026 | 4 | 3 | 0 | 36.7497 | 100.8459 | 229.1701
2026 | 4 | 3 | 1 | 25.608 | 79.6179 | 206.7884
2026 | 4 | 3 | 2 | 25.0444 | 77.114 | 205.1991
2026 | 4 | 3 | 3 | 25.0859 | 84.7442 | 203.309
2026 | 4 | 3 | 4 | 25.6418 | 83.8704 | 209.7414
2026 | 4 | 3 | 5 | 26.9366 | 85.4143 | 218.5357
2026 | 4 | 3 | 6 | 28.7423 | 85.1604 | 225.3381
2026 | 4 | 3 | 7 | 29.5226 | 92.0157 | 236.8372
2026 | 4 | 3 | 8 | 30.8356 | 85.228 | 250.1093
2026 | 4 | 3 | 9 | 31.6566 | 100.4969 | 262.0204
2026 | 4 | 3 | 10 | 31.4066 | 105.3108 | 260.8316
2026 | 4 | 3 | 11 | 31.1796 | 100.5848 | 256.5422
2026 | 4 | 3 | 12 | 31.5126 | 86.9747 | 245.0285
2026 | 4 | 3 | 13 | 30.8239 | 87.4635 | 243.0128
2026 | 4 | 3 | 14 | 29.9502 | 78.6902 | 234.6998
2026 | 4 | 3 | 15 | 31.2092 | 86.038 | 242.2857
2026 | 4 | 3 | 16 | 32.6175 | 82.5295 | 251.6324
2026 | 4 | 3 | 17 | 34.4414 | 94.0624 | 272.7097
2026 | 4 | 3 | 18 | 36.8977 | 82.9232 | 307.2241
2026 | 4 | 3 | 19 | 36.9141 | 89.5907 | 304.9023
2026 | 4 | 3 | 20 | 36.873 | 89.825 | 307.7294
2026 | 4 | 3 | 21 | 35.4103 | 85.4784 | 288.7867
2026 | 4 | 3 | 22 | 34.4618 | 82.8325 | 271.1728
2026 | 4 | 3 | 23 | 33.5166 | 86.2143 | 253.6216
2026 | 4 | 4 | 0 | 31.6765 | 88.772 | 230.4466
2026 | 4 | 4 | 1 | 32.9987 | 95.1202 | 230.2477
2026 | 4 | 4 | 2 | 32.0745 | 93.3484 | 226.7138
2026 | 4 | 4 | 3 | 31.5839 | 92.5303 | 224.1553
2026 | 4 | 4 | 4 | 32.1384 | 92.5589 | 226.0412
2026 | 4 | 4 | 5 | 33.6097 | 94.9126 | 232.4768
2026 | 4 | 4 | 6 | 35.7556 | 102.5494 | 244.3138
2026 | 4 | 4 | 7 | 37.0999 | 104.8629 | 258.4828
2026 | 4 | 4 | 8 | 38.926 | 107.8572 | 265.3686
2026 | 4 | 4 | 9 | 40.9455 | 108.1694 | 262.6724
2026 | 4 | 4 | 10 | 42.2519 | 109.132 | 247.613
2026 | 4 | 4 | 11 | 42.8559 | 110.4672 | 238.3274
2026 | 4 | 4 | 12 | 41.5976 | 105.1398 | 211.4517
2026 | 4 | 4 | 13 | 41.0238 | 103.1093 | 202.8844
2026 | 4 | 4 | 14 | 40.4193 | 88.0264 | 198.5215
2026 | 4 | 4 | 15 | 40.6915 | 88.2921 | 206.3545
2026 | 4 | 4 | 16 | 41.923 | 95.1864 | 225.7586
2026 | 4 | 4 | 17 | 42.6848 | 93.6427 | 257.1639
2026 | 4 | 4 | 18 | 43.0381 | 97.6046 | 307.6667
2026 | 4 | 4 | 19 | 42.2433 | 98.1024 | 310.6394
2026 | 4 | 4 | 20 | 40.7838 | 105.7441 | 311.3418
2026 | 4 | 4 | 21 | 36.9754 | 95.6714 | 290.9742
2026 | 4 | 4 | 22 | 33.9453 | 94.4209 | 272.3432
2026 | 4 | 4 | 23 | 32.1306 | 95.0305 | 255.3671
2026 | 4 | 5 | 0 | 31.196 | 98.2309 | 252.0192
2026 | 4 | 5 | 1 | 30.3741 | 85.1949 | 255.9923
2026 | 4 | 5 | 2 | 29.4565 | 84.5292 | 251.6064
2026 | 4 | 5 | 3 | 29.41 | 84.1588 | 248.0188
2026 | 4 | 5 | 4 | 29.9804 | 83.2321 | 248.1554
2026 | 4 | 5 | 5 | 31.0578 | 84.2886 | 251.6984
2026 | 4 | 5 | 6 | 32.8204 | 89.3488 | 249.0272
2026 | 4 | 5 | 7 | 34.6962 | 87.3236 | 265.6627
2026 | 4 | 5 | 8 | 37.0672 | 86.976 | 296.5608
2026 | 4 | 5 | 9 | 38.7228 | 82.2595 | 325.2008
2026 | 4 | 5 | 10 | 39.5361 | 82.9976 | 328.2924
2026 | 4 | 5 | 11 | 40.5896 | 82.5196 | 326.7835
2026 | 4 | 5 | 12 | 38.9031 | 89.3618 | 307.7436
2026 | 4 | 5 | 13 | 38.1635 | 87.8559 | 301.2015
2026 | 4 | 5 | 14 | 37.2506 | 79.9688 | 303.5662
2026 | 4 | 5 | 15 | 37.4502 | 75.8259 | 314.7902
2026 | 4 | 5 | 16 | 38.4814 | 81.7971 | 312.0831
2026 | 4 | 5 | 17 | 38.9892 | 78.8386 | 316.0337
2026 | 4 | 5 | 18 | 40.4588 | 80.5636 | 317.0291
2026 | 4 | 5 | 19 | 41.7499 | 80.9625 | 317.7823
2026 | 4 | 5 | 20 | 41.4912 | 85.8551 | 321.5869
2026 | 4 | 5 | 21 | 38.9337 | 81.3634 | 304.7137
2026 | 4 | 5 | 22 | 36.1265 | 80.6955 | 285.3698
2026 | 4 | 5 | 23 | 34.4381 | 81.7433 | 265.8417
2026 | 4 | 6 | 0 | 34.0435 | 86.3955 | 256.5632
2026 | 4 | 6 | 1 | 31.7751 | 82.2357 | 245.7751
2026 | 4 | 6 | 2 | 31.5828 | 82.0479 | 242.5907
2026 | 4 | 6 | 3 | 31.6661 | 82.0782 | 240.9113
2026 | 4 | 6 | 4 | 32.6648 | 82.078 | 244.4002
2026 | 4 | 6 | 5 | 34.9723 | 85.5003 | 252.4643
2026 | 4 | 6 | 6 | 37.8936 | 95.6007 | 269.8665
2026 | 4 | 6 | 7 | 39.4188 | 104.7012 | 288.7861
2026 | 4 | 6 | 8 | 40.6215 | 116.7477 | 307.8653
2026 | 4 | 6 | 9 | 41.4844 | 123.5357 | 314.3934
2026 | 4 | 6 | 10 | 41.6051 | 125.8389 | 310.2397
2026 | 4 | 6 | 11 | 41.8515 | 122.9142 | 300.8759
2026 | 4 | 6 | 12 | 40.7655 | 117.4639 | 297.2981
2026 | 4 | 6 | 13 | 40.256 | 116.9624 | 298.5855
2026 | 4 | 6 | 14 | 39.9464 | 109.7606 | 298.3346
2026 | 4 | 6 | 15 | 40.5157 | 106.8185 | 300.1903
2026 | 4 | 6 | 16 | 41.8893 | 108.6293 | 306.9761
2026 | 4 | 6 | 17 | 43.5019 | 99.3221 | 320.4938
2026 | 4 | 6 | 18 | 42.8523 | 99.2542 | 327.2395
2026 | 4 | 6 | 19 | 43.8995 | 101.8423 | 333.4567
2026 | 4 | 6 | 20 | 44.3122 | 106.3595 | 338.2539
2026 | 4 | 6 | 21 | 41.0392 | 102.0766 | 314.5392
2026 | 4 | 6 | 22 | 37.2361 | 95.5403 | 286.7907
2026 | 4 | 6 | 23 | 34.3871 | 92.493 | 259.2717
2026 | 4 | 7 | 0 | 33.2532 | 91.6816 | 252.4836
2026 | 4 | 7 | 1 | 33.6783 | 92.669 | 245.7271
2026 | 4 | 7 | 2 | 33.3035 | 91.7992 | 243.3739
2026 | 4 | 7 | 3 | 33.272 | 90.6378 | 242.3062
2026 | 4 | 7 | 4 | 34.5169 | 88.2428 | 245.4289
2026 | 4 | 7 | 5 | 37.2154 | 91.4454 | 256.1839
2026 | 4 | 7 | 6 | 40.9101 | 102.7034 | 283.7739
2026 | 4 | 7 | 7 | 43.1134 | 112.6722 | 306.3694
2026 | 4 | 7 | 8 | 43.7183 | 121.2644 | 304.6342
2026 | 4 | 7 | 9 | 43.2858 | 123.2796 | 288.4938
2026 | 4 | 7 | 10 | 42.9201 | 125.0269 | 268.7543
2026 | 4 | 7 | 11 | 42.7838 | 128.4022 | 256.3017
2026 | 4 | 7 | 12 | 43.4032 | 120.28 | 250.7883
2026 | 4 | 7 | 13 | 43.211 | 118.6535 | 245.8527
2026 | 4 | 7 | 14 | 43.3366 | 104.8837 | 245.1944
2026 | 4 | 7 | 15 | 44.4064 | 106.8179 | 252.0699
2026 | 4 | 7 | 16 | 46.6577 | 113.7406 | 268.6037
2026 | 4 | 7 | 17 | 48.4842 | 110.2819 | 292.9702
2026 | 4 | 7 | 18 | 49.5747 | 105.8755 | 302.4176
2026 | 4 | 7 | 19 | 49.0574 | 104.5851 | 324.3153
2026 | 4 | 7 | 20 | 47.8039 | 111.6518 | 337.7175
2026 | 4 | 7 | 21 | 43.367 | 102.3118 | 322.2775
2026 | 4 | 7 | 22 | 39.1834 | 99.2036 | 298.8865
2026 | 4 | 7 | 23 | 36.3367 | 99.187 | 276.541
2026 | 4 | 8 | 0 | 35.6248 | 98.6988 | 266.7066
2026 | 4 | 8 | 1 | 35.1392 | 96.9374 | 257.9808
2026 | 4 | 8 | 2 | 34.6473 | 95.0606 | 255.861
2026 | 4 | 8 | 3 | 34.5077 | 93.5511 | 254.5806
2026 | 4 | 8 | 4 | 35.6863 | 92.0435 | 257.8456
2026 | 4 | 8 | 5 | 38.322 | 95.1574 | 268.3602
2026 | 4 | 8 | 6 | 41.7679 | 104.9462 | 296.237
2026 | 4 | 8 | 7 | 43.9726 | 114.5269 | 315.9849
2026 | 4 | 8 | 8 | 44.8354 | 122.0733 | 306.5881
2026 | 4 | 8 | 9 | 45.155 | 124.1117 | 280.5766
2026 | 4 | 8 | 10 | 45.4384 | 124.3989 | 254.8946
2026 | 4 | 8 | 11 | 45.7012 | 126.7738 | 239.8654
2026 | 4 | 8 | 12 | 45.3345 | 119.8565 | 223.579
2026 | 4 | 8 | 13 | 45.2613 | 117.8522 | 216.3728
2026 | 4 | 8 | 14 | 45.4071 | 102.2931 | 214.3211
2026 | 4 | 8 | 15 | 46.8044 | 104.6077 | 218.2985
2026 | 4 | 8 | 16 | 49.1828 | 111.3547 | 234.9781
2026 | 4 | 8 | 17 | 50.4375 | 107.6228 | 266.7283
2026 | 4 | 8 | 18 | 48.831 | 105.6769 | 294.3713
2026 | 4 | 8 | 19 | 48.4372 | 104.8464 | 318.9353
2026 | 4 | 8 | 20 | 47.1152 | 111.6383 | 333.9535
2026 | 4 | 8 | 21 | 42.6796 | 103.8093 | 320.2607
2026 | 4 | 8 | 22 | 38.3953 | 100.5542 | 296.8182
2026 | 4 | 8 | 23 | 35.6384 | 99.105 | 274.0336
2026 | 4 | 9 | 0 | 36.555 | 100.0487 | 261.2822
2026 | 4 | 9 | 1 | 36.0742 | 94.3095 | 254.4488
2026 | 4 | 9 | 2 | 35.6452 | 92.2661 | 252.2474
2026 | 4 | 9 | 3 | 35.5954 | 90.2222 | 251.6085
2026 | 4 | 9 | 4 | 36.7892 | 88.5147 | 255.3704
2026 | 4 | 9 | 5 | 39.3891 | 91.4603 | 266.7299
2026 | 4 | 9 | 6 | 42.6401 | 100.804 | 294.2968
2026 | 4 | 9 | 7 | 44.8026 | 110.1011 | 313.2396
2026 | 4 | 9 | 8 | 45.3927 | 118.293 | 300.5684
2026 | 4 | 9 | 9 | 44.8641 | 120.1578 | 270.7397
2026 | 4 | 9 | 10 | 44.7721 | 120.3345 | 242.5708
2026 | 4 | 9 | 11 | 44.7179 | 124.0893 | 227.1225
2026 | 4 | 9 | 12 | 43.1951 | 121.8577 | 206.6308
2026 | 4 | 9 | 13 | 42.7514 | 121.4124 | 199.3443
2026 | 4 | 9 | 14 | 42.6782 | 108.1084 | 197.7659
2026 | 4 | 9 | 15 | 43.6081 | 106.8264 | 202.4385
2026 | 4 | 9 | 16 | 45.5424 | 112.8503 | 219.3411
2026 | 4 | 9 | 17 | 47.403 | 107.0184 | 251.9648
2026 | 4 | 9 | 18 | 49.3187 | 100.2378 | 282.588
2026 | 4 | 9 | 19 | 49.9888 | 98.9824 | 308.7081
2026 | 4 | 9 | 20 | 49.6935 | 103.7235 | 324.727
2026 | 4 | 9 | 21 | 46.3103 | 95.2643 | 311.6456
2026 | 4 | 9 | 22 | 42.4497 | 92.1822 | 288.7603
2026 | 4 | 9 | 23 | 39.4979 | 90.0051 | 266.1823
2026 | 4 | 10 | 0 | 37.2946 | 91.2052 | 253.5151
2026 | 4 | 10 | 1 | 37.2414 | 88.6481 | 244.0164
2026 | 4 | 10 | 2 | 36.8239 | 86.3649 | 240.5399
2026 | 4 | 10 | 3 | 36.82 | 85.2865 | 238.7058
2026 | 4 | 10 | 4 | 37.9901 | 84.2155 | 241.4747
2026 | 4 | 10 | 5 | 40.6181 | 86.4317 | 251.5459
2026 | 4 | 10 | 6 | 44.4438 | 96.3762 | 276.4618
2026 | 4 | 10 | 7 | 46.4419 | 105.6976 | 295.2457
2026 | 4 | 10 | 8 | 46.9819 | 114.4735 | 285.6365
2026 | 4 | 10 | 9 | 46.3984 | 116.6499 | 261.8303
2026 | 4 | 10 | 10 | 45.3282 | 118.4882 | 239.3373
2026 | 4 | 10 | 11 | 44.5711 | 121.15 | 225.7409
2026 | 4 | 10 | 12 | 44.2688 | 118.5672 | 202.7086
2026 | 4 | 10 | 13 | 43.6386 | 117.7684 | 197.1547
2026 | 4 | 10 | 14 | 43.2801 | 108.5749 | 195.4934
2026 | 4 | 10 | 15 | 43.9323 | 106.6781 | 198.3121
2026 | 4 | 10 | 16 | 45.6882 | 109.4696 | 210.3247
2026 | 4 | 10 | 17 | 47.0048 | 103.4982 | 238.2389
2026 | 4 | 10 | 18 | 47.1225 | 100.3073 | 264.2977
2026 | 4 | 10 | 19 | 47.5071 | 98.0257 | 287.2869
2026 | 4 | 10 | 20 | 47.1457 | 103.6141 | 300.8009
2026 | 4 | 10 | 21 | 43.8268 | 95.6844 | 288.4889
2026 | 4 | 10 | 22 | 40.3265 | 93.6992 | 269.3189
2026 | 4 | 10 | 23 | 37.6906 | 88.8017 | 250.2176
2026 | 4 | 11 | 0 | 37.1004 | 88.5679 | 236.4027
2026 | 4 | 11 | 1 | 35.6641 | 85.485 | 223.337
2026 | 4 | 11 | 2 | 34.9092 | 84.2147 | 218.1455
2026 | 4 | 11 | 3 | 34.6168 | 83.4407 | 215.0669
2026 | 4 | 11 | 4 | 35.4734 | 83.2465 | 216.2201
2026 | 4 | 11 | 5 | 37.2818 | 85.7271 | 221.8782
2026 | 4 | 11 | 6 | 40.0352 | 90.8088 | 232.9223
2026 | 4 | 11 | 7 | 41.012 | 93.9502 | 241.7265
2026 | 4 | 11 | 8 | 42.1043 | 95.454 | 241.5592
2026 | 4 | 11 | 9 | 43.4099 | 98.2538 | 237.1394
2026 | 4 | 11 | 10 | 43.8168 | 100.1595 | 227.4418
2026 | 4 | 11 | 11 | 43.884 | 103.5517 | 229.3194
2026 | 4 | 11 | 12 | 41.999 | 99.9934 | 236.1406
2026 | 4 | 11 | 13 | 41.1483 | 98.9649 | 233.3836
2026 | 4 | 11 | 14 | 40.3929 | 91.1306 | 226.8698
2026 | 4 | 11 | 15 | 40.5891 | 87.9369 | 227.7897
2026 | 4 | 11 | 16 | 41.943 | 91.6999 | 240.3082
2026 | 4 | 11 | 17 | 43.181 | 89.2028 | 262.879
2026 | 4 | 11 | 18 | 43.8166 | 92.2415 | 276.6132
2026 | 4 | 11 | 19 | 44.203 | 92.6815 | 283.1423
2026 | 4 | 11 | 20 | 43.8972 | 97.1855 | 283.3365
2026 | 4 | 11 | 21 | 40.991 | 91.009 | 266.0476
2026 | 4 | 11 | 22 | 38.0511 | 89.1642 | 247.8174
2026 | 4 | 11 | 23 | 35.9254 | 88.7197 | 231.0659
2026 | 4 | 12 | 0 | 34.1314 | 89.316 | 220.1624
2026 | 4 | 12 | 1 | 34.2097 | 87.9475 | 213.9885
2026 | 4 | 12 | 2 | 33.6153 | 86.5064 | 209.4197
2026 | 4 | 12 | 3 | 33.3797 | 86.0418 | 206.4653
2026 | 4 | 12 | 4 | 34.1176 | 86.1198 | 207.398
2026 | 4 | 12 | 5 | 35.6739 | 87.3693 | 211.3974
2026 | 4 | 12 | 6 | 37.6479 | 93.1976 | 219.6508
2026 | 4 | 12 | 7 | 38.4288 | 94.8875 | 225.2725
2026 | 4 | 12 | 8 | 39.4957 | 97.631 | 223.9212
2026 | 4 | 12 | 9 | 40.8397 | 99.463 | 219.5092
2026 | 4 | 12 | 10 | 41.8187 | 101.8596 | 212.6745
2026 | 4 | 12 | 11 | 42.255 | 105.2075 | 214.5401
2026 | 4 | 12 | 12 | 44.1614 | 101.0061 | 217.1573
2026 | 4 | 12 | 13 | 43.8775 | 100.1413 | 216.1313
2026 | 4 | 12 | 14 | 43.7162 | 96.7802 | 212.473
2026 | 4 | 12 | 15 | 44.523 | 96.739 | 215.0485
2026 | 4 | 12 | 16 | 46.284 | 96.9935 | 228.7874
2026 | 4 | 12 | 17 | 47.6605 | 97.5598 | 257.9814
2026 | 4 | 12 | 18 | 48.4872 | 95.6003 | 278.0466
2026 | 4 | 12 | 19 | 47.5953 | 94.2388 | 286.4585
2026 | 4 | 12 | 20 | 45.7632 | 99.8958 | 287.971
2026 | 4 | 12 | 21 | 41.4282 | 92.5259 | 269.2809
2026 | 4 | 12 | 22 | 37.5512 | 90.9209 | 245.2151
2026 | 4 | 12 | 23 | 35.2533 | 89.6673 | 222.5001
2026 | 4 | 13 | 0 | 35.1564 | 91.7183 | 211.2825
2026 | 4 | 13 | 1 | 34.6518 | 90.9549 | 198.7127
2026 | 4 | 13 | 2 | 34.3227 | 89.6491 | 195.8485
2026 | 4 | 13 | 3 | 34.421 | 89.2975 | 194.4406
2026 | 4 | 13 | 4 | 35.7269 | 89.4507 | 198.3714
2026 | 4 | 13 | 5 | 38.5006 | 92.3284 | 209.0249
2026 | 4 | 13 | 6 | 42.004 | 102.5448 | 234.0915
2026 | 4 | 13 | 7 | 44.1918 | 112.9722 | 252.4468
2026 | 4 | 13 | 8 | 45.2355 | 123.7257 | 242.3062
2026 | 4 | 13 | 9 | 45.6921 | 125.7512 | 221.3406
2026 | 4 | 13 | 10 | 46.0313 | 127.4512 | 204.588
2026 | 4 | 13 | 11 | 46.3131 | 130.3634 | 202.3083
2026 | 4 | 13 | 12 | 46.2024 | 121.3727 | 217.2371
2026 | 4 | 13 | 13 | 46.1483 | 120.064 | 215.6504
2026 | 4 | 13 | 14 | 46.3326 | 109.5987 | 216.1766
2026 | 4 | 13 | 15 | 47.7943 | 107.6895 | 221.7644
2026 | 4 | 13 | 16 | 50.2242 | 111.8011 | 235.6849
2026 | 4 | 13 | 17 | 51.4639 | 107.5197 | 259.3785
2026 | 4 | 13 | 18 | 50.1225 | 103.003 | 281.0667
2026 | 4 | 13 | 19 | 49.2816 | 103.0965 | 292.2891
2026 | 4 | 13 | 20 | 47.176 | 107.7432 | 296.8368
2026 | 4 | 13 | 21 | 42.5663 | 100.0727 | 277.1736
2026 | 4 | 13 | 22 | 38.1628 | 97.2783 | 250.2696
2026 | 4 | 13 | 23 | 35.5068 | 93.8226 | 225.5221
2026 | 4 | 14 | 0 | 36.0244 | 95.5828 | 212.8146
2026 | 4 | 14 | 1 | 34.4691 | 91.2596 | 199.0826
2026 | 4 | 14 | 2 | 34.0295 | 89.8414 | 195.8118
2026 | 4 | 14 | 3 | 33.9792 | 88.912 | 193.8387
2026 | 4 | 14 | 4 | 35.2798 | 87.8037 | 196.6449
2026 | 4 | 14 | 5 | 38.0324 | 90.4999 | 206.5112
2026 | 4 | 14 | 6 | 41.8179 | 100.0074 | 229.418
2026 | 4 | 14 | 7 | 43.9843 | 110.0804 | 248.9858
2026 | 4 | 14 | 8 | 44.8865 | 118.6962 | 246.0824
2026 | 4 | 14 | 9 | 44.9842 | 120.972 | 232.1208
2026 | 4 | 14 | 10 | 45.0152 | 123.7416 | 218.467
2026 | 4 | 14 | 11 | 45.1346 | 128.5923 | 213.6729
2026 | 4 | 14 | 12 | 44.599 | 121.5673 | 217.8128
2026 | 4 | 14 | 13 | 44.4282 | 120.6737 | 216.8327
2026 | 4 | 14 | 14 | 44.4824 | 110.7197 | 217.229
2026 | 4 | 14 | 15 | 45.6043 | 110.4959 | 222.3298
2026 | 4 | 14 | 16 | 47.7652 | 114.4211 | 237.6774
2026 | 4 | 14 | 17 | 49.3249 | 109.5957 | 260.8906
2026 | 4 | 14 | 18 | 48.2981 | 105.1046 | 280.3458
2026 | 4 | 14 | 19 | 48.0072 | 104.0165 | 291.373
2026 | 4 | 14 | 20 | 46.8656 | 108.8697 | 295.4743
2026 | 4 | 14 | 21 | 42.891 | 101.171 | 276.6801
2026 | 4 | 14 | 22 | 38.6891 | 98.7268 | 249.9109
2026 | 4 | 14 | 23 | 35.8208 | 95.564 | 224.8523
2026 | 4 | 15 | 0 | 35.5627 | 95.8999 | 214.2515
2026 | 4 | 15 | 1 | 34.2464 | 92.5962 | 200.5505
2026 | 4 | 15 | 2 | 33.7821 | 90.7093 | 197.2224
2026 | 4 | 15 | 3 | 33.6998 | 89.437 | 195.1994
2026 | 4 | 15 | 4 | 34.9693 | 88.5781 | 198.4235
2026 | 4 | 15 | 5 | 37.7492 | 91.3299 | 208.4554
2026 | 4 | 15 | 6 | 41.4585 | 101.0343 | 232.1289
2026 | 4 | 15 | 7 | 43.5658 | 111.3381 | 249.6563
2026 | 4 | 15 | 8 | 44.3558 | 119.4417 | 244.0507
2026 | 4 | 15 | 9 | 44.705 | 124.2308 | 228.2712
2026 | 4 | 15 | 10 | 44.9202 | 126.3449 | 215.4855
2026 | 4 | 15 | 11 | 45.2163 | 129.3075 | 211.5527
2026 | 4 | 15 | 12 | 43.7456 | 128.342 | 216.3377
2026 | 4 | 15 | 13 | 43.4954 | 127.2367 | 216.8446
2026 | 4 | 15 | 14 | 43.3828 | 117.5605 | 217.6032
2026 | 4 | 15 | 15 | 44.3047 | 118.6879 | 220.6139
2026 | 4 | 15 | 16 | 46.239 | 119.7216 | 235.3046
2026 | 4 | 15 | 17 | 47.7403 | 114.5745 | 259.3186
2026 | 4 | 15 | 18 | 47.5796 | 104.2088 | 273.1081
2026 | 4 | 15 | 19 | 47.8438 | 102.0061 | 289.3097
2026 | 4 | 15 | 20 | 47.4842 | 106.2378 | 295.7257
2026 | 4 | 15 | 21 | 44.239 | 98.7581 | 278.5882
2026 | 4 | 15 | 22 | 40.2034 | 96.074 | 251.6803
2026 | 4 | 15 | 23 | 37.0206 | 93.6014 | 225.8078
2026 | 4 | 16 | 0 | 35.1991 | 94.4317 | 214.1146
2026 | 4 | 16 | 1 | 33.617 | 93.3383 | 200.3512
2026 | 4 | 16 | 2 | 33.0211 | 91.4332 | 196.84
2026 | 4 | 16 | 3 | 32.8563 | 90.0122 | 195.1899
2026 | 4 | 16 | 4 | 33.9788 | 89.2755 | 198.3665
2026 | 4 | 16 | 5 | 36.5558 | 92.0048 | 208.6473
2026 | 4 | 16 | 6 | 40.2339 | 101.7745 | 234.2077
2026 | 4 | 16 | 7 | 42.2703 | 111.5849 | 251.3925
2026 | 4 | 16 | 8 | 42.9902 | 119.9981 | 242.3959
2026 | 4 | 16 | 9 | 43.3428 | 123.6151 | 222.9501
2026 | 4 | 16 | 10 | 43.59 | 126.7848 | 207.5427
2026 | 4 | 16 | 11 | 43.9119 | 130.6044 | 203.9815
2026 | 4 | 16 | 12 | 42.6556 | 128.9999 | 215.5371
2026 | 4 | 16 | 13 | 42.5106 | 128.4173 | 215.766
2026 | 4 | 16 | 14 | 42.4805 | 118.6161 | 216.1683
2026 | 4 | 16 | 15 | 43.6021 | 117.9118 | 219.9485
2026 | 4 | 16 | 16 | 45.4118 | 120.1963 | 233.9834
2026 | 4 | 16 | 17 | 46.6317 | 114.7171 | 258.5842
2026 | 4 | 16 | 18 | 44.5552 | 104.02 | 277.1716
2026 | 4 | 16 | 19 | 45.0758 | 102.8954 | 292.5599
2026 | 4 | 16 | 20 | 44.7699 | 106.1221 | 298.3172
2026 | 4 | 16 | 21 | 41.521 | 98.5379 | 282.2512
2026 | 4 | 16 | 22 | 37.5897 | 96.1838 | 256.3683
2026 | 4 | 16 | 23 | 34.7632 | 92.2517 | 230.7215
2026 | 4 | 17 | 0 | 33.4318 | 93.4315 | 216.281
2026 | 4 | 17 | 1 | 32.3045 | 88.5699 | 204.0643
2026 | 4 | 17 | 2 | 31.749 | 86.2713 | 199.691
2026 | 4 | 17 | 3 | 31.6455 | 85.1128 | 197.2942
2026 | 4 | 17 | 4 | 32.7136 | 84.4337 | 199.8648
2026 | 4 | 17 | 5 | 35.3835 | 86.5343 | 209.6733
2026 | 4 | 17 | 6 | 39.1411 | 96.5787 | 233.169
2026 | 4 | 17 | 7 | 41.3828 | 106.1818 | 253.4303
2026 | 4 | 17 | 8 | 42.3302 | 113.7401 | 257.9798
2026 | 4 | 17 | 9 | 42.5345 | 117.9058 | 254.2014
2026 | 4 | 17 | 10 | 42.338 | 119.4782 | 245.5601
2026 | 4 | 17 | 11 | 42.2697 | 123.9755 | 237.8681
2026 | 4 | 17 | 12 | 42.5555 | 119.7267 | 229.9136
2026 | 4 | 17 | 13 | 42.3875 | 119.9124 | 230.4938
2026 | 4 | 17 | 14 | 42.1705 | 110.0156 | 230.6949
2026 | 4 | 17 | 15 | 42.9524 | 106.957 | 232.8403
2026 | 4 | 17 | 16 | 44.5167 | 108.1299 | 243.8359
2026 | 4 | 17 | 17 | 45.3141 | 99.863 | 262.66
2026 | 4 | 17 | 18 | 44.0549 | 92.9055 | 267.5094
2026 | 4 | 17 | 19 | 44.043 | 91.0791 | 285.4438
2026 | 4 | 17 | 20 | 43.2195 | 95.6544 | 291.9973
2026 | 4 | 17 | 21 | 39.7658 | 89.5965 | 278.9743
2026 | 4 | 17 | 22 | 36.1647 | 87.6892 | 258.7828
2026 | 4 | 17 | 23 | 33.4949 | 82.5551 | 237.5156
2026 | 4 | 18 | 0 | 32.2379 | 82.922 | 220.5976
2026 | 4 | 18 | 1 | 30.7417 | 80.8365 | 210.2406
2026 | 4 | 18 | 2 | 29.9 | 79.6174 | 206.872
2026 | 4 | 18 | 3 | 29.4866 | 78.9949 | 204.9346
2026 | 4 | 18 | 4 | 29.8486 | 78.8763 | 206.3058
2026 | 4 | 18 | 5 | 31.191 | 80.5629 | 211.071
2026 | 4 | 18 | 6 | 33.4641 | 85.5379 | 217.4916
2026 | 4 | 18 | 7 | 35.1784 | 88.8345 | 229.2037
2026 | 4 | 18 | 8 | 37.5589 | 91.8458 | 237.0193
2026 | 4 | 18 | 9 | 39.9635 | 97.0728 | 231.5106
2026 | 4 | 18 | 10 | 40.9864 | 100.5947 | 222.9153
2026 | 4 | 18 | 11 | 41.6697 | 105.1301 | 214.1151
2026 | 4 | 18 | 12 | 42.2966 | 96.6878 | 219.6211
2026 | 4 | 18 | 13 | 41.9173 | 95.2321 | 214.7107
2026 | 4 | 18 | 14 | 41.4544 | 87.7571 | 215.1722
2026 | 4 | 18 | 15 | 41.6827 | 84.8075 | 221.0779
2026 | 4 | 18 | 16 | 42.9455 | 87.5262 | 233.831
2026 | 4 | 18 | 17 | 43.6485 | 84.5719 | 258.3642
2026 | 4 | 18 | 18 | 42.3332 | 84.0391 | 273.6506
2026 | 4 | 18 | 19 | 41.6021 | 85.4965 | 283.6156
2026 | 4 | 18 | 20 | 40.0434 | 89.1156 | 284.7709
2026 | 4 | 18 | 21 | 36.4366 | 87.3709 | 271.8413
2026 | 4 | 18 | 22 | 33.1288 | 85.1569 | 252.2907
2026 | 4 | 18 | 23 | 31.2294 | 82.9459 | 233.284
2026 | 4 | 19 | 0 | 30.417 | 83.7865 | 221.386
2026 | 4 | 19 | 1 | 29.3763 | 82.9215 | 212.494
2026 | 4 | 19 | 2 | 28.6877 | 81.9832 | 208.1107
2026 | 4 | 19 | 3 | 28.3734 | 81.3083 | 205.7325
2026 | 4 | 19 | 4 | 28.6606 | 79.3313 | 207.0737
2026 | 4 | 19 | 5 | 29.9308 | 80.5561 | 211.7801
2026 | 4 | 19 | 6 | 31.298 | 81.4602 | 215.0992
2026 | 4 | 19 | 7 | 33.194 | 83.576 | 225.3532
2026 | 4 | 19 | 8 | 36.0587 | 83.2462 | 244.1612
2026 | 4 | 19 | 9 | 38.6154 | 85.168 | 257.5113
2026 | 4 | 19 | 10 | 39.9756 | 86.9671 | 256.4305
2026 | 4 | 19 | 11 | 40.7602 | 91.6907 | 248.6434
2026 | 4 | 19 | 12 | 40.3312 | 88.1199 | 245.9931
2026 | 4 | 19 | 13 | 40.3613 | 88.1429 | 245.6399
2026 | 4 | 19 | 14 | 40.1305 | 82.348 | 244.7932
2026 | 4 | 19 | 15 | 40.7916 | 81.8574 | 250.4962
2026 | 4 | 19 | 16 | 42.651 | 83.9537 | 265.9278
2026 | 4 | 19 | 17 | 44.0511 | 83.6275 | 284.9865
2026 | 4 | 19 | 18 | 44.3251 | 85.1844 | 291.1721
2026 | 4 | 19 | 19 | 43.8084 | 85.1401 | 292.8939
2026 | 4 | 19 | 20 | 42.428 | 89.2908 | 291.4757
2026 | 4 | 19 | 21 | 39.0623 | 87.7084 | 274.6363
2026 | 4 | 19 | 22 | 35.2655 | 86.807 | 250.1488
2026 | 4 | 19 | 23 | 32.9104 | 82.7007 | 226.6751
2026 | 4 | 20 | 0 | 31.7626 | 82.1474 | 213.0265
2026 | 4 | 20 | 1 | 30.1929 | 82.679 | 205.8238
2026 | 4 | 20 | 2 | 29.8549 | 81.6493 | 202.9137
2026 | 4 | 20 | 3 | 29.8618 | 82.1738 | 201.5892
2026 | 4 | 20 | 4 | 31.1075 | 82.2458 | 204.9588
2026 | 4 | 20 | 5 | 33.6971 | 84.3426 | 216.0472
2026 | 4 | 20 | 6 | 37.8057 | 94.3069 | 237.4989
2026 | 4 | 20 | 7 | 40.0543 | 104.8687 | 258.0366
2026 | 4 | 20 | 8 | 40.778 | 114.056 | 262.7874
2026 | 4 | 20 | 9 | 40.9672 | 114.6173 | 259.5546
2026 | 4 | 20 | 10 | 40.9374 | 118.0601 | 250.2437
2026 | 4 | 20 | 11 | 41.2296 | 122.8525 | 244.2916
2026 | 4 | 20 | 12 | 40.1681 | 120.0282 | 249.4791
2026 | 4 | 20 | 13 | 40.0109 | 119.4824 | 250.2619
2026 | 4 | 20 | 14 | 39.886 | 109.6622 | 250.3214
2026 | 4 | 20 | 15 | 40.8662 | 109.0357 | 253.7303
2026 | 4 | 20 | 16 | 43.0578 | 110.2612 | 264.9199
2026 | 4 | 20 | 17 | 44.8214 | 104.2895 | 282.9656
2026 | 4 | 20 | 18 | 44.7224 | 94.1201 | 289.2622
2026 | 4 | 20 | 19 | 44.5595 | 94.4868 | 296.6283
2026 | 4 | 20 | 20 | 44.1317 | 97.1852 | 297.7244
2026 | 4 | 20 | 21 | 40.737 | 92.3549 | 280.2466
2026 | 4 | 20 | 22 | 36.6728 | 92.7366 | 254.5763
2026 | 4 | 20 | 23 | 33.4336 | 87.2903 | 230.3007
2026 | 4 | 21 | 0 | 32.7296 | 88.1408 | 215.5385
2026 | 4 | 21 | 1 | 31.8179 | 83.9809 | 207.7293
2026 | 4 | 21 | 2 | 31.3274 | 82.803 | 205.701
2026 | 4 | 21 | 3 | 31.1625 | 82.5732 | 204.8153
2026 | 4 | 21 | 4 | 32.3392 | 81.5624 | 208.2003
2026 | 4 | 21 | 5 | 34.8828 | 84.4737 | 219.2271
2026 | 4 | 21 | 6 | 38.5764 | 90.9896 | 242.7398
2026 | 4 | 21 | 7 | 40.8723 | 100.4931 | 262.3017
2026 | 4 | 21 | 8 | 41.675 | 108.1525 | 254.6771
2026 | 4 | 21 | 9 | 41.5722 | 109.4558 | 236.3318
2026 | 4 | 21 | 10 | 41.6788 | 111.0397 | 221.6927
2026 | 4 | 21 | 11 | 42.0043 | 116.3247 | 215.8297
2026 | 4 | 21 | 12 | 42.3142 | 113.4497 | 226.6936
2026 | 4 | 21 | 13 | 42.2334 | 112.7947 | 223.7617
2026 | 4 | 21 | 14 | 42.1869 | 106.1377 | 222.4853
2026 | 4 | 21 | 15 | 43.0481 | 103.2385 | 226.5322
2026 | 4 | 21 | 16 | 44.9535 | 106.3681 | 240.4236
2026 | 4 | 21 | 17 | 46.6111 | 98.9129 | 264.1556
2026 | 4 | 21 | 18 | 46.8785 | 97.2398 | 287.5957
2026 | 4 | 21 | 19 | 46.2923 | 96.2304 | 295.3025
2026 | 4 | 21 | 20 | 45.1884 | 99.4537 | 297.9272
2026 | 4 | 21 | 21 | 41.3931 | 95.4494 | 282.613
2026 | 4 | 21 | 22 | 37.1398 | 94.295 | 256.8363
2026 | 4 | 21 | 23 | 34.0805 | 88.0191 | 232.57
2026 | 4 | 22 | 0 | 33.5157 | 86.947 | 217.9607
2026 | 4 | 22 | 1 | 32.4204 | 86.8762 | 223.7742
2026 | 4 | 22 | 2 | 31.9262 | 85.0466 | 221.7184
2026 | 4 | 22 | 3 | 31.7748 | 84.7405 | 221.1835
2026 | 4 | 22 | 4 | 32.9817 | 83.9896 | 225.1997
2026 | 4 | 22 | 5 | 35.6399 | 86.8153 | 236.7752
2026 | 4 | 22 | 6 | 39.455 | 94.1191 | 250.0126
2026 | 4 | 22 | 7 | 41.6817 | 104.0234 | 273.6408
2026 | 4 | 22 | 8 | 42.5401 | 111.1523 | 286.5985
2026 | 4 | 22 | 9 | 43.0677 | 112.8017 | 296.3333
2026 | 4 | 22 | 10 | 43.4308 | 113.7779 | 297.723
2026 | 4 | 22 | 11 | 43.9179 | 118.5651 | 294.6304
2026 | 4 | 22 | 12 | 43.0131 | 115.7017 | 289.4257
2026 | 4 | 22 | 13 | 42.9169 | 114.4741 | 291.6293
2026 | 4 | 22 | 14 | 42.9436 | 107.6177 | 292.2802
2026 | 4 | 22 | 15 | 44.0298 | 104.4794 | 294.3909
2026 | 4 | 22 | 16 | 46.1328 | 107.0347 | 306.0776
2026 | 4 | 22 | 17 | 47.5775 | 100.1984 | 320.4386
2026 | 4 | 22 | 18 | 46.6095 | 98.1224 | 319.815
2026 | 4 | 22 | 19 | 46.2882 | 98.0996 | 327.0495
2026 | 4 | 22 | 20 | 45.3975 | 100.387 | 331.7271
2026 | 4 | 22 | 21 | 41.7437 | 97.6214 | 316.8345
2026 | 4 | 22 | 22 | 37.4547 | 95.138 | 290.7325
2026 | 4 | 22 | 23 | 34.3266 | 87.7247 | 265.7857
2026 | 4 | 23 | 0 | 34.0453 | 86.7792 | 253.8263
2026 | 4 | 23 | 1 | 32.7886 | 87.9541 | 250.1723
2026 | 4 | 23 | 2 | 32.2776 | 86.0709 | 248.6867
2026 | 4 | 23 | 3 | 32.1717 | 85.3862 | 249.0578
2026 | 4 | 23 | 4 | 33.3739 | 85.0877 | 253.1604
2026 | 4 | 23 | 5 | 35.9849 | 87.8302 | 265.073
2026 | 4 | 23 | 6 | 39.9386 | 95.3273 | 292.0778
2026 | 4 | 23 | 7 | 42.0836 | 104.8531 | 308.6566
2026 | 4 | 23 | 8 | 42.7911 | 112.7839 | 295.1531
2026 | 4 | 23 | 9 | 42.9788 | 114.2674 | 267.5239
2026 | 4 | 23 | 10 | 43.0588 | 116.4454 | 244.8825
2026 | 4 | 23 | 11 | 43.3149 | 122.8744 | 230.1544
2026 | 4 | 23 | 12 | 41.9624 | 118.2904 | 266.9604
2026 | 4 | 23 | 13 | 41.7009 | 118.294 | 265.4617
2026 | 4 | 23 | 14 | 41.6491 | 111.9731 | 263.7505
2026 | 4 | 23 | 15 | 42.6805 | 106.62 | 265.7655
2026 | 4 | 23 | 16 | 44.5156 | 109.9573 | 276.5211
2026 | 4 | 23 | 17 | 45.9715 | 101.7941 | 297.8743
2026 | 4 | 23 | 18 | 44.7869 | 100.1216 | 289.0498
2026 | 4 | 23 | 19 | 45.2694 | 98.7767 | 314.2699
2026 | 4 | 23 | 20 | 45.1335 | 100.4766 | 326.8801
2026 | 4 | 23 | 21 | 42.2106 | 95.4081 | 318.2314
2026 | 4 | 23 | 22 | 38.2872 | 93.8661 | 295.5144
2026 | 4 | 23 | 23 | 35.1707 | 87.156 | 271.686
2026 | 4 | 24 | 0 | 33.9016 | 87.8854 | 256.8535
2026 | 4 | 24 | 1 | 33.6304 | 87.9935 | 256.0923
2026 | 4 | 24 | 2 | 33.0933 | 85.3588 | 253.6176
2026 | 4 | 24 | 3 | 32.9945 | 84.9412 | 253.4634
2026 | 4 | 24 | 4 | 34.0934 | 84.8321 | 257.4618
2026 | 4 | 24 | 5 | 36.6419 | 85.6033 | 268.9589
2026 | 4 | 24 | 6 | 39.9449 | 94.3711 | 290.4617
2026 | 4 | 24 | 7 | 42.1034 | 104.2293 | 308.959
2026 | 4 | 24 | 8 | 42.8983 | 110.4969 | 300.8458
2026 | 4 | 24 | 9 | 42.9339 | 112.1092 | 280.5545
2026 | 4 | 24 | 10 | 42.8114 | 114.6102 | 261.1394
2026 | 4 | 24 | 11 | 42.8606 | 121.319 | 246.4639
2026 | 4 | 24 | 12 | 42.3841 | 120.2426 | 277.4893
2026 | 4 | 24 | 13 | 42.0267 | 120.5554 | 275.8759
2026 | 4 | 24 | 14 | 41.8688 | 110.8301 | 274.4348
2026 | 4 | 24 | 15 | 42.6193 | 107.8831 | 275.5287
2026 | 4 | 24 | 16 | 44.242 | 109.8515 | 284.1705
2026 | 4 | 24 | 17 | 45.4368 | 102.0947 | 300.4275
2026 | 4 | 24 | 18 | 44.2719 | 90.2208 | 285.5319
2026 | 4 | 24 | 19 | 44.8952 | 90.6443 | 308.2537
2026 | 4 | 24 | 20 | 44.999 | 92.5387 | 319.563
2026 | 4 | 24 | 21 | 42.67 | 89.9644 | 310.9573
2026 | 4 | 24 | 22 | 39.3425 | 88.6116 | 291.232
2026 | 4 | 24 | 23 | 36.3823 | 79.7989 | 270.5876
2026 | 4 | 25 | 0 | 33.7501 | 82.5296 | 257.7145
2026 | 4 | 25 | 1 | 33.2344 | 80.0513 | 253.7958
2026 | 4 | 25 | 2 | 32.4346 | 78.9074 | 249.9108
2026 | 4 | 25 | 3 | 32.1502 | 78.3671 | 248.3642
2026 | 4 | 25 | 4 | 32.6963 | 77.2319 | 250.7242
2026 | 4 | 25 | 5 | 34.1967 | 78.1306 | 257.7898
2026 | 4 | 25 | 6 | 36.3826 | 77.0428 | 274.7013
2026 | 4 | 25 | 7 | 37.8578 | 79.7095 | 280.012
2026 | 4 | 25 | 8 | 39.53 | 80.4402 | 269.6327
2026 | 4 | 25 | 9 | 40.9795 | 86.8998 | 254.8421
2026 | 4 | 25 | 10 | 41.0985 | 91.9589 | 241.4847
2026 | 4 | 25 | 11 | 41.1436 | 97.3896 | 232.113
2026 | 4 | 25 | 12 | 39.0819 | 94.5888 | 275.669
2026 | 4 | 25 | 13 | 38.1888 | 92.7545 | 271.2324
2026 | 4 | 25 | 14 | 37.4049 | 89.0463 | 266.2692
2026 | 4 | 25 | 15 | 37.5226 | 85.5494 | 268.0048
2026 | 4 | 25 | 16 | 39.006 | 83.6682 | 277.7315
2026 | 4 | 25 | 17 | 40.4605 | 81.5202 | 296.2577
2026 | 4 | 25 | 18 | 40.7412 | 73.2609 | 326.365
2026 | 4 | 25 | 19 | 41.2375 | 73.4285 | 322.4529
2026 | 4 | 25 | 20 | 41.198 | 74.0332 | 317.1406
2026 | 4 | 25 | 21 | 39.0768 | 76.7706 | 301.0657
2026 | 4 | 25 | 22 | 36.1307 | 76.865 | 280.9703
2026 | 4 | 25 | 23 | 33.9357 | 74.2317 | 261.748
2026 | 4 | 26 | 0 | 32.7916 | 79.1194 | 248.9409
2026 | 4 | 26 | 1 | 31.2614 | 76.3015 | 239.6511
2026 | 4 | 26 | 2 | 30.641 | 75.4343 | 234.6449
2026 | 4 | 26 | 3 | 30.4141 | 75.4465 | 231.7793
2026 | 4 | 26 | 4 | 30.9072 | 75.8801 | 232.633
2026 | 4 | 26 | 5 | 32.2204 | 76.5763 | 237.3729
2026 | 4 | 26 | 6 | 34.1479 | 75.6526 | 237.1201
2026 | 4 | 26 | 7 | 35.2506 | 75.7795 | 244.2615
2026 | 4 | 26 | 8 | 36.9435 | 79.737 | 258.1205
2026 | 4 | 26 | 9 | 38.5807 | 83.0613 | 280.3951
2026 | 4 | 26 | 10 | 39.0822 | 83.9217 | 291.38
2026 | 4 | 26 | 11 | 39.3705 | 90.8728 | 293.3132
2026 | 4 | 26 | 12 | 40.3789 | 89.7761 | 291.8289
2026 | 4 | 26 | 13 | 40.094 | 90.6051 | 294.1194
2026 | 4 | 26 | 14 | 39.8526 | 94.5456 | 292.1921
2026 | 4 | 26 | 15 | 40.5261 | 93.2098 | 294.1709
2026 | 4 | 26 | 16 | 42.3199 | 87.1446 | 302.6285
2026 | 4 | 26 | 17 | 43.8314 | 84.1256 | 316.5593
2026 | 4 | 26 | 18 | 44.9326 | 86.308 | 325.9293
2026 | 4 | 26 | 19 | 44.0643 | 85.1424 | 317.9698
2026 | 4 | 26 | 20 | 42.399 | 87.0218 | 311.211
2026 | 4 | 26 | 21 | 38.7942 | 85.6741 | 292.8016
2026 | 4 | 26 | 22 | 34.8876 | 83.8434 | 267.2761
2026 | 4 | 26 | 23 | 32.4899 | 80.8814 | 242.6988
2026 | 4 | 27 | 0 | 31.8539 | 81.4438 | 231.6552
2026 | 4 | 27 | 1 | 31.199 | 78.8117 | 221.3476
2026 | 4 | 27 | 2 | 30.8983 | 77.6492 | 218.6282
2026 | 4 | 27 | 3 | 31.0227 | 78.0854 | 217.5788
2026 | 4 | 27 | 4 | 32.3765 | 79.1724 | 220.9589
2026 | 4 | 27 | 5 | 35.1956 | 81.8401 | 232.4253
2026 | 4 | 27 | 6 | 39.3523 | 92.6763 | 250.9527
2026 | 4 | 27 | 7 | 41.6301 | 103.0371 | 273.8476
2026 | 4 | 27 | 8 | 42.5676 | 112.9946 | 285.8044
2026 | 4 | 27 | 9 | 42.9742 | 118.1013 | 291.022
2026 | 4 | 27 | 10 | 43.0996 | 120.2574 | 287.0833
2026 | 4 | 27 | 11 | 43.4097 | 124.9667 | 279.8548
2026 | 4 | 27 | 12 | 43.1912 | 122.8328 | 271.0973
2026 | 4 | 27 | 13 | 43.1203 | 122.2662 | 270.5156
2026 | 4 | 27 | 14 | 43.2807 | 117.3271 | 269.7818
2026 | 4 | 27 | 15 | 44.5163 | 112.7683 | 270.5937
2026 | 4 | 27 | 16 | 46.7285 | 112.3421 | 280.0139
2026 | 4 | 27 | 17 | 48.2213 | 104.748 | 294.8109
2026 | 4 | 27 | 18 | 46.3571 | 92.7241 | 310.9607
2026 | 4 | 27 | 19 | 46.1794 | 92.1794 | 308.1781
2026 | 4 | 27 | 20 | 45.128 | 94.1696 | 306.2116
2026 | 4 | 27 | 21 | 41.6941 | 91.0068 | 289.4456
2026 | 4 | 27 | 22 | 37.4867 | 89.3318 | 262.6346
2026 | 4 | 27 | 23 | 34.4232 | 82.119 | 238.5236
2026 | 4 | 28 | 0 | 33.3276 | 81.4041 | 223.7482
2026 | 4 | 28 | 1 | 32.8105 | 83.8569 | 219.6986
2026 | 4 | 28 | 2 | 32.4315 | 82.0497 | 217.0219
2026 | 4 | 28 | 3 | 32.471 | 82.0938 | 216.2043
2026 | 4 | 28 | 4 | 33.7388 | 82.6284 | 219.4114
2026 | 4 | 28 | 5 | 36.4695 | 84.7396 | 230.2137
2026 | 4 | 28 | 6 | 39.9053 | 93.0273 | 244.7561
2026 | 4 | 28 | 7 | 42.1095 | 103.1319 | 267.0426
2026 | 4 | 28 | 8 | 42.8634 | 111.2894 | 274.4401
2026 | 4 | 28 | 9 | 42.8074 | 113.3115 | 276.8279
2026 | 4 | 28 | 10 | 42.5941 | 117.297 | 274.9134
2026 | 4 | 28 | 11 | 42.7209 | 124.5692 | 271.1917
2026 | 4 | 28 | 12 | 43.6774 | 123.6225 | 204.4617
2026 | 4 | 28 | 13 | 43.6447 | 123.9184 | 199.6405
2026 | 4 | 28 | 14 | 43.8914 | 121.0546 | 197.0481
2026 | 4 | 28 | 15 | 45.1823 | 117.9225 | 198.0424
2026 | 4 | 28 | 16 | 47.4187 | 116.3844 | 212.7423
2026 | 4 | 28 | 17 | 49.0119 | 108.7101 | 244.3097
2026 | 4 | 28 | 18 | 46.0102 | 102.1255 | 262.5281
2026 | 4 | 28 | 19 | 46.15 | 100.6947 | 286.9457
2026 | 4 | 28 | 20 | 45.3566 | 101.9682 | 299.5504
2026 | 4 | 28 | 21 | 42.0622 | 98.0438 | 291.4245
2026 | 4 | 28 | 22 | 37.9036 | 97.1448 | 268.3627
2026 | 4 | 28 | 23 | 34.9157 | 88.6779 | 244.6913
2026 | 4 | 29 | 0 | 34.3225 | 88.699 | 238.8798
2026 | 4 | 29 | 1 | 36.2596 | 89.5061 | 235.8012
2026 | 4 | 29 | 2 | 35.7126 | 87.4822 | 233.4883
2026 | 4 | 29 | 3 | 35.6113 | 86.9293 | 232.6263
2026 | 4 | 29 | 4 | 36.8145 | 87.2933 | 236.5148
2026 | 4 | 29 | 5 | 39.7144 | 89.6363 | 247.9594
2026 | 4 | 29 | 6 | 43.317 | 97.8126 | 269.0411
2026 | 4 | 29 | 7 | 45.8458 | 108.3757 | 286.2902
2026 | 4 | 29 | 8 | 46.5824 | 114.8448 | 275.234
2026 | 4 | 29 | 9 | 46.584 | 118.8889 | 254.8388
2026 | 4 | 29 | 10 | 46.3501 | 121.2997 | 241.9815
2026 | 4 | 29 | 11 | 46.4398 | 127.7592 | 237.1137
2026 | 4 | 29 | 12 | 46.9099 | 125.4618 | 245.6402
2026 | 4 | 29 | 13 | 46.8548 | 124.863 | 244.51
2026 | 4 | 29 | 14 | 46.753 | 119.4414 | 242.5922
2026 | 4 | 29 | 15 | 47.9408 | 116.9307 | 241.8662
2026 | 4 | 29 | 16 | 50.1079 | 116.3457 | 253.0559
2026 | 4 | 29 | 17 | 51.3525 | 108.7206 | 276.8626
2026 | 4 | 29 | 18 | 49.1322 | 100.3885 | 296.8285
2026 | 4 | 29 | 19 | 48.7718 | 98.5822 | 308.213
2026 | 4 | 29 | 20 | 47.3086 | 99.9482 | 312.3077
2026 | 4 | 29 | 21 | 43.3402 | 96.1361 | 300.4453
2026 | 4 | 29 | 22 | 38.833 | 94.296 | 273.8805
2026 | 4 | 29 | 23 | 35.9669 | 88.4549 | 247.8882
2026 | 4 | 30 | 0 | 35.9284 | 89.9319 | 230.1944
2026 | 4 | 30 | 1 | 39.1181 | 91.4559 | 236.047
2026 | 4 | 30 | 2 | 38.4041 | 89.5681 | 233.5107
2026 | 4 | 30 | 3 | 38.2388 | 89.1877 | 233.2373
2026 | 4 | 30 | 4 | 39.4765 | 89.8621 | 237.3847
2026 | 4 | 30 | 5 | 42.3919 | 92.2339 | 249.9881
2026 | 4 | 30 | 6 | 46.2345 | 99.7656 | 281.7528
2026 | 4 | 30 | 7 | 48.7645 | 109.5891 | 299.4729
2026 | 4 | 30 | 8 | 49.3949 | 117.3251 | 284.7232
2026 | 4 | 30 | 9 | 49.1606 | 120.6171 | 258.5515
2026 | 4 | 30 | 10 | 48.9479 | 125.1745 | 238.9928
2026 | 4 | 30 | 11 | 49.151 | 131.0718 | 226.3732
2026 | 4 | 30 | 12 | 49.7156 | 130.1634 | 250.2023
2026 | 4 | 30 | 13 | 49.4458 | 130.2319 | 247.4198
2026 | 4 | 30 | 14 | 49.4394 | 124.7128 | 246.0398
2026 | 4 | 30 | 15 | 50.6184 | 121.2462 | 248.706
2026 | 4 | 30 | 16 | 52.8142 | 121.116 | 261.2304
2026 | 4 | 30 | 17 | 54.7845 | 113.9947 | 285.2529
2026 | 4 | 30 | 18 | 55.3921 | 105.6792 | 271.4111
2026 | 4 | 30 | 19 | 55.5512 | 104.6798 | 301.0157
2026 | 4 | 30 | 20 | 54.617 | 105.5892 | 316.3469
2026 | 4 | 30 | 21 | 50.9678 | 100.3056 | 309.3177
2026 | 4 | 30 | 22 | 46.1313 | 98.7578 | 284.8425
2026 | 4 | 30 | 23 | 42.4396 | 92.5673 | 259.1022
2026 | 5 | 1 | 0 | 40.8058 | 93.4825 | 252
2026 | 5 | 1 | 1 | 41.7865 | 76.5301 | 247.8541
2026 | 5 | 1 | 2 | 41.1892 | 75.4288 | 243.716
2026 | 5 | 1 | 3 | 41.0893 | 75.6296 | 241.8582
2026 | 5 | 1 | 4 | 42.6616 | 76.9957 | 245.7756
2026 | 5 | 1 | 5 | 46.0403 | 80.789 | 258.2005
2026 | 5 | 1 | 6 | 50.3302 | 89.755 | 274.6798
2026 | 5 | 1 | 7 | 53.0748 | 98.7863 | 298.16
2026 | 5 | 1 | 8 | 53.9476 | 108.4187 | 308.9697
2026 | 5 | 1 | 9 | 53.8139 | 111.4719 | 310.9105
2026 | 5 | 1 | 10 | 54.0041 | 114.1033 | 309.2251
2026 | 5 | 1 | 11 | 54.0531 | 111.147 | 302.8975
2026 | 5 | 1 | 12 | 52.3711 | 103.1458 | 299.8617
2026 | 5 | 1 | 13 | 51.7898 | 103.6418 | 299.7771
2026 | 5 | 1 | 14 | 51.3412 | 98.5995 | 300.9529
2026 | 5 | 1 | 15 | 51.9978 | 88.964 | 301.2818
2026 | 5 | 1 | 16 | 54.2088 | 89.9636 | 306.2521
2026 | 5 | 1 | 17 | 55.6997 | 81.1793 | 315.1928
2026 | 5 | 1 | 18 | 54.5754 | 80.232 | 330.8979
2026 | 5 | 1 | 19 | 55.1051 | 80.2953 | 328.1884
2026 | 5 | 1 | 20 | 55.5441 | 81.2628 | 328.5493
2026 | 5 | 1 | 21 | 53.2968 | 82.0285 | 317.0462
2026 | 5 | 1 | 22 | 49.0617 | 78.4538 | 291.3627
2026 | 5 | 1 | 23 | 45.3506 | 71.8645 | 267.4457
2026 | 5 | 2 | 0 | 42.3472 | 70.9049 | 248.4631
2026 | 5 | 2 | 1 | 43.8153 | 69.5879 | 249.4235
2026 | 5 | 2 | 2 | 42.8081 | 69.5181 | 244.4227
2026 | 5 | 2 | 3 | 42.4796 | 69.8318 | 241.4697
2026 | 5 | 2 | 4 | 43.3632 | 70.397 | 243.1696
2026 | 5 | 2 | 5 | 45.484 | 73.2998 | 249.9105
2026 | 5 | 2 | 6 | 48.1649 | 78.1119 | 250.768
2026 | 5 | 2 | 7 | 50.5476 | 80.2525 | 263.9328
2026 | 5 | 2 | 8 | 53.3513 | 84.9556 | 284.8459
2026 | 5 | 2 | 9 | 55.8164 | 85.2586 | 305.3467
2026 | 5 | 2 | 10 | 57.0819 | 87.2491 | 316.7452
2026 | 5 | 2 | 11 | 57.5034 | 86.9585 | 319.5961
2026 | 5 | 2 | 12 | 56.8469 | 82.4619 | 277.6936
2026 | 5 | 2 | 13 | 55.9763 | 81.5243 | 272.3415
2026 | 5 | 2 | 14 | 55.0734 | 77.1503 | 269.267
2026 | 5 | 2 | 15 | 55.1647 | 69.8528 | 272.1906
2026 | 5 | 2 | 16 | 57.0285 | 71.2669 | 282.2312
2026 | 5 | 2 | 17 | 58.1905 | 66.96 | 305.0403
2026 | 5 | 2 | 18 | 56.1845 | 70.1106 | 302.0031
2026 | 5 | 2 | 19 | 55.4263 | 70.6362 | 316.3607
2026 | 5 | 2 | 20 | 54.314 | 70.0674 | 323.6342
2026 | 5 | 2 | 21 | 51.1726 | 72.8373 | 318.066
2026 | 5 | 2 | 22 | 46.9405 | 69.4188 | 298.1452
2026 | 5 | 2 | 23 | 44.157 | 66.5363 | 276.628
2026 | 5 | 3 | 0 | 42.8729 | 67.9099 | 268.234
2026 | 5 | 3 | 1 | 45.6342 | 66.6986 | 265.654
2026 | 5 | 3 | 2 | 44.8711 | 66.6217 | 260.7315
2026 | 5 | 3 | 3 | 44.6379 | 66.9693 | 258.0868
2026 | 5 | 3 | 4 | 45.5617 | 67.5123 | 260.4997
2026 | 5 | 3 | 5 | 47.6726 | 70.0897 | 267.2575
2026 | 5 | 3 | 6 | 50.3473 | 73.5667 | 275.6766
2026 | 5 | 3 | 7 | 52.1548 | 75.7435 | 279.1309
2026 | 5 | 3 | 8 | 54.7007 | 77.9471 | 275.2553
2026 | 5 | 3 | 9 | 57.1829 | 78.4114 | 267.5279
2026 | 5 | 3 | 10 | 58.6134 | 81.2804 | 265.2229
2026 | 5 | 3 | 11 | 59.0907 | 80.4346 | 260.5725
2026 | 5 | 3 | 12 | 58.5583 | 78.2736 | 236.0785
2026 | 5 | 3 | 13 | 57.9743 | 79.509 | 231.0495
2026 | 5 | 3 | 14 | 57.5212 | 78.9352 | 226.6904
2026 | 5 | 3 | 15 | 58.3835 | 72.7601 | 230.5829
2026 | 5 | 3 | 16 | 61.5127 | 72.7002 | 245.7868
2026 | 5 | 3 | 17 | 63.8978 | 69.6803 | 282.2821
2026 | 5 | 3 | 18 | 61.5062 | 73.3954 | 309.2479
2026 | 5 | 3 | 19 | 61.6949 | 72.7124 | 326.4936
2026 | 5 | 3 | 20 | 61.5638 | 72.6433 | 335.9238
2026 | 5 | 3 | 21 | 58.3494 | 74.4619 | 328.2236
2026 | 5 | 3 | 22 | 52.959 | 71.0548 | 301.1497
2026 | 5 | 3 | 23 | 49.3096 | 68.2677 | 272.7983
2026 | 5 | 4 | 0 | 47.8538 | 68.5773 | 259.9929
2026 | 5 | 4 | 1 | 47.0755 | 68.5657 | 253.5338
2026 | 5 | 4 | 2 | 46.7866 | 68.6583 | 250.3519
2026 | 5 | 4 | 3 | 47.0962 | 69.6491 | 248.8327
2026 | 5 | 4 | 4 | 49.0909 | 71.3288 | 253.1209
2026 | 5 | 4 | 5 | 53.2446 | 75.3353 | 267.1442
2026 | 5 | 4 | 6 | 58.9622 | 85.7936 | 293.405
2026 | 5 | 4 | 7 | 61.9754 | 96.89 | 315.7879
2026 | 5 | 4 | 8 | 62.1944 | 110.2409 | 311.1049
2026 | 5 | 4 | 9 | 60.9912 | 113.9481 | 294.3506
2026 | 5 | 4 | 10 | 59.898 | 117.5114 | 286.1365
2026 | 5 | 4 | 11 | 59.2317 | 112.65 | 284.3118
2026 | 5 | 4 | 12 | 56.8233 | 106.7585 | 277.8285
2026 | 5 | 4 | 13 | 56.0174 | 106.8527 | 276.0763
2026 | 5 | 4 | 14 | 55.4639 | 102.1283 | 274.8127
2026 | 5 | 4 | 15 | 56.4565 | 96.9278 | 275.952
2026 | 5 | 4 | 16 | 59.8127 | 96.8792 | 286.2538
2026 | 5 | 4 | 17 | 62.7884 | 88.7947 | 311.8961
2026 | 5 | 4 | 18 | 63.1177 | 84.1948 | 329.9122
2026 | 5 | 4 | 19 | 64.0343 | 83.6839 | 344.7149
2026 | 5 | 4 | 20 | 64.6558 | 82.7348 | 349.6419
2026 | 5 | 4 | 21 | 61.7167 | 83.3993 | 338.17
2026 | 5 | 4 | 22 | 55.9406 | 79.3552 | 306.9362
2026 | 5 | 4 | 23 | 51.2479 | 74.2985 | 276.4675
2026 | 5 | 5 | 0 | 48.4365 | 73.7435 | 258.4378
2026 | 5 | 5 | 1 | 47.3091 | 74.7847 | 252.0027
2026 | 5 | 5 | 2 | 46.6504 | 73.7605 | 248.9617
2026 | 5 | 5 | 3 | 46.5801 | 73.8904 | 247.855
2026 | 5 | 5 | 4 | 48.3191 | 74.6647 | 252.389
2026 | 5 | 5 | 5 | 52.1783 | 78.0329 | 266.0946
2026 | 5 | 5 | 6 | 56.7153 | 83.0344 | 288.876
2026 | 5 | 5 | 7 | 59.9871 | 93.5281 | 313.22
2026 | 5 | 5 | 8 | 60.7779 | 101.4807 | 314.8174
2026 | 5 | 5 | 9 | 60.3237 | 102.3496 | 305.1276
2026 | 5 | 5 | 10 | 60.1344 | 106.2405 | 300.0131
2026 | 5 | 5 | 11 | 60.0456 | 105.0899 | 295.6037
2026 | 5 | 5 | 12 | 60.459 | 104.1409 | 307.3784
2026 | 5 | 5 | 13 | 60.2112 | 104.355 | 305.9501
2026 | 5 | 5 | 14 | 60.0327 | 96.2599 | 306.3826
2026 | 5 | 5 | 15 | 61.2201 | 92.7113 | 310.5785
2026 | 5 | 5 | 16 | 64.3164 | 94.2118 | 319.7867
2026 | 5 | 5 | 17 | 66.6594 | 86.6768 | 335.515
2026 | 5 | 5 | 18 | 66.3396 | 77.7049 | 355.2454
2026 | 5 | 5 | 19 | 65.5558 | 76.8049 | 352.857
2026 | 5 | 5 | 20 | 64.1442 | 75.3201 | 353.1445
2026 | 5 | 5 | 21 | 60.4012 | 78.1315 | 340.0923
2026 | 5 | 5 | 22 | 54.7406 | 75.5495 | 309.1104
2026 | 5 | 5 | 23 | 50.2682 | 69.4424 | 279.6391
2026 | 5 | 6 | 0 | 47.9857 | 73.2196 | 259.6299
2026 | 5 | 6 | 1 | 46.1534 | 75.3762 | 252.9971
2026 | 5 | 6 | 2 | 45.3838 | 73.7424 | 249.2808
2026 | 5 | 6 | 3 | 45.1876 | 73.616 | 247.1392
2026 | 5 | 6 | 4 | 46.7671 | 74.5124 | 251.3442
2026 | 5 | 6 | 5 | 50.5581 | 77.8036 | 264.6954
2026 | 5 | 6 | 6 | 56.1727 | 84.3622 | 288.2986
2026 | 5 | 6 | 7 | 59.1402 | 95.3848 | 312.3205
2026 | 5 | 6 | 8 | 60.0212 | 103.6403 | 319.2846
2026 | 5 | 6 | 9 | 60.5068 | 104.3099 | 318.8217
2026 | 5 | 6 | 10 | 60.9404 | 108.1713 | 318.0647
2026 | 5 | 6 | 11 | 61.2486 | 106.9979 | 312.3779
2026 | 5 | 6 | 12 | 61.9619 | 110.3414 | 305.9554
2026 | 5 | 6 | 13 | 62.2256 | 110.9164 | 305.4507
2026 | 5 | 6 | 14 | 62.5202 | 104.5534 | 306.7823
2026 | 5 | 6 | 15 | 64.1272 | 102.428 | 308.8044
2026 | 5 | 6 | 16 | 67.2463 | 101.9936 | 318.9852
2026 | 5 | 6 | 17 | 68.7526 | 94.0597 | 334.855
2026 | 5 | 6 | 18 | 67.9026 | 86.789 | 337.7147
2026 | 5 | 6 | 19 | 67.3932 | 85.3619 | 346.5984
2026 | 5 | 6 | 20 | 65.7368 | 83.3724 | 351.7828
2026 | 5 | 6 | 21 | 60.8089 | 85.9419 | 341.5073
2026 | 5 | 6 | 22 | 54.2785 | 82.2336 | 310.511
2026 | 5 | 6 | 23 | 49.556 | 74.8436 | 279.8742
2026 | 5 | 7 | 0 | 47.9674 | 75.3013 | 260.3686
2026 | 5 | 7 | 1 | 45.1391 | 74.5332 | 252.5192
2026 | 5 | 7 | 2 | 44.2567 | 73.6485 | 248.3346
2026 | 5 | 7 | 3 | 44.0072 | 73.6955 | 246.4501
2026 | 5 | 7 | 4 | 45.4383 | 74.3019 | 250.4828
2026 | 5 | 7 | 5 | 48.668 | 78.1721 | 262.9255
2026 | 5 | 7 | 6 | 54.0406 | 85.2492 | 286.5673
2026 | 5 | 7 | 7 | 56.4696 | 96.1299 | 305.919
2026 | 5 | 7 | 8 | 56.8356 | 104.1437 | 293.2122
2026 | 5 | 7 | 9 | 57.0376 | 105.0739 | 269.1968
2026 | 5 | 7 | 10 | 57.2643 | 110.8989 | 258.1426
2026 | 5 | 7 | 11 | 57.6336 | 108.3632 | 258.8267
2026 | 5 | 7 | 12 | 57.7132 | 109.4715 | 270.3294
2026 | 5 | 7 | 13 | 58.2426 | 109.8798 | 269.8249
2026 | 5 | 7 | 14 | 59.0703 | 102.7927 | 270.7729
2026 | 5 | 7 | 15 | 61.3741 | 99.8381 | 274.083
2026 | 5 | 7 | 16 | 64.9355 | 99.6563 | 285.0208
2026 | 5 | 7 | 17 | 66.5173 | 91.6048 | 308.8496
2026 | 5 | 7 | 18 | 66.7669 | 86.0047 | 324.9764
2026 | 5 | 7 | 19 | 66.5573 | 84.733 | 342.797
2026 | 5 | 7 | 20 | 65.6001 | 82.2236 | 350.1835
2026 | 5 | 7 | 21 | 61.361 | 84.914 | 341.4908
2026 | 5 | 7 | 22 | 55.0505 | 81.4815 | 311.6376
2026 | 5 | 7 | 23 | 50.0073 | 73.7774 | 279.8102
2026 | 5 | 8 | 0 | 47.5883 | 74.2964 | 262.2714
2026 | 5 | 8 | 1 | 44.1642 | 75.5288 | 246.7236
2026 | 5 | 8 | 2 | 43.233 | 73.4646 | 241.9417
2026 | 5 | 8 | 3 | 42.9047 | 73.836 | 239.7867
2026 | 5 | 8 | 4 | 44.259 | 75.2353 | 243.8662
2026 | 5 | 8 | 5 | 47.316 | 77.7911 | 256.0728
2026 | 5 | 8 | 6 | 52.9293 | 86.0916 | 280.4527
2026 | 5 | 8 | 7 | 55.3531 | 97.3777 | 303.4008
2026 | 5 | 8 | 8 | 55.9417 | 105.8733 | 302.3823
2026 | 5 | 8 | 9 | 56.4855 | 108.077 | 292.7235
2026 | 5 | 8 | 10 | 56.6248 | 112.9944 | 287.1953
2026 | 5 | 8 | 11 | 57.0552 | 109.0291 | 282.9183
2026 | 5 | 8 | 12 | 57.0464 | 108.3565 | 305.5269
2026 | 5 | 8 | 13 | 57.5073 | 108.9948 | 304.4553
2026 | 5 | 8 | 14 | 58.0306 | 102.4008 | 305.8019
2026 | 5 | 8 | 15 | 59.6249 | 97.4629 | 309.718
2026 | 5 | 8 | 16 | 62.5637 | 97.2445 | 316.5394
2026 | 5 | 8 | 17 | 63.6949 | 89.3861 | 328.8452
2026 | 5 | 8 | 18 | 64.1081 | 78.8176 | 346.4877
2026 | 5 | 8 | 19 | 63.4831 | 78.7431 | 346.2464
2026 | 5 | 8 | 20 | 62.6668 | 76.9907 | 346.4328
2026 | 5 | 8 | 21 | 58.7761 | 80.6731 | 335.8888
2026 | 5 | 8 | 22 | 53.2862 | 76.8969 | 309.9195
2026 | 5 | 8 | 23 | 48.5945 | 67.9882 | 283.2514
2026 | 5 | 9 | 0 | 45.849 | 70.8229 | 262.5142
2026 | 5 | 9 | 1 | 42.7031 | 68.9729 | 256.1081
2026 | 5 | 9 | 2 | 41.1832 | 67.8244 | 251.5719
2026 | 5 | 9 | 3 | 40.5286 | 67.8628 | 248.4765
2026 | 5 | 9 | 4 | 40.6103 | 68.0345 | 250.1897
2026 | 5 | 9 | 5 | 42.2015 | 69.5417 | 256.3231
2026 | 5 | 9 | 6 | 44.8317 | 70.2468 | 260.672
2026 | 5 | 9 | 7 | 47.1433 | 74.1956 | 274.1318
2026 | 5 | 9 | 8 | 50.7746 | 78.9274 | 287.4271
2026 | 5 | 9 | 9 | 54.4806 | 82.484 | 289.9147
2026 | 5 | 9 | 10 | 56.1962 | 88.3502 | 291.2493
2026 | 5 | 9 | 11 | 57.6395 | 88.5793 | 287.2995
2026 | 5 | 9 | 12 | 58.2493 | 90.2047 | 260.9848
2026 | 5 | 9 | 13 | 59.0221 | 89.0549 | 254.7524
2026 | 5 | 9 | 14 | 59.7914 | 85.8439 | 250.2668
2026 | 5 | 9 | 15 | 61.2866 | 83.9706 | 257.2789
2026 | 5 | 9 | 16 | 64.1455 | 82.1907 | 269.9019
2026 | 5 | 9 | 17 | 65.9374 | 79.979 | 300.0304
2026 | 5 | 9 | 18 | 65.0535 | 73.1822 | 321.5718
2026 | 5 | 9 | 19 | 63.1436 | 72.6029 | 332.2279
2026 | 5 | 9 | 20 | 59.442 | 69.1103 | 334.6422
2026 | 5 | 9 | 21 | 55.1131 | 75.1263 | 328.7069
2026 | 5 | 9 | 22 | 49.7969 | 71.4384 | 306.4852
2026 | 5 | 9 | 23 | 45.9985 | 66.8229 | 282.1516
2026 | 5 | 10 | 0 | 43.9715 | 68.6403 | 265.3572
2026 | 5 | 10 | 1 | 41.0096 | 65.9776 | 254.2261
2026 | 5 | 10 | 2 | 39.7665 | 64.7632 | 248.199
2026 | 5 | 10 | 3 | 39.3166 | 65.0002 | 244.8139
2026 | 5 | 10 | 4 | 39.3894 | 65.5444 | 246.0041
2026 | 5 | 10 | 5 | 40.7942 | 66.2421 | 251.0572
2026 | 5 | 10 | 6 | 43.7545 | 66.1716 | 256.3884
2026 | 5 | 10 | 7 | 46.1518 | 67.9297 | 266.3192
2026 | 5 | 10 | 8 | 50.028 | 73.127 | 282.4265
2026 | 5 | 10 | 9 | 53.973 | 76.2649 | 293.9922
2026 | 5 | 10 | 10 | 56.083 | 81.1739 | 299.1589
2026 | 5 | 10 | 11 | 57.514 | 82.5376 | 295.1471
2026 | 5 | 10 | 12 | 57.4148 | 84.3452 | 287.9432
2026 | 5 | 10 | 13 | 57.8327 | 85.3627 | 286.5593
2026 | 5 | 10 | 14 | 57.7301 | 87.8048 | 285.0957
2026 | 5 | 10 | 15 | 58.6845 | 88.3933 | 289.7173
2026 | 5 | 10 | 16 | 61.113 | 83.5898 | 302.6375
2026 | 5 | 10 | 17 | 62.7126 | 82.5136 | 325.4037
2026 | 5 | 10 | 18 | 60.504 | 77.3109 | 330.5037
2026 | 5 | 10 | 19 | 59.3802 | 75.6134 | 339.3722
2026 | 5 | 10 | 20 | 57.7953 | 72.3449 | 339.6866
2026 | 5 | 10 | 21 | 54.3901 | 77.7541 | 330.7877
2026 | 5 | 10 | 22 | 49.1328 | 74.6758 | 302.9017
2026 | 5 | 10 | 23 | 45.8037 | 69.7226 | 272.739
2026 | 5 | 11 | 0 | 44.6097 | 70.9273 | 254.5556
2026 | 5 | 11 | 1 | 43.7666 | 67.678 | 250.1514
2026 | 5 | 11 | 2 | 43.2352 | 66.7451 | 246.8481
2026 | 5 | 11 | 3 | 43.1861 | 67.6691 | 245.3039
2026 | 5 | 11 | 4 | 44.8171 | 69.9709 | 249.3594
2026 | 5 | 11 | 5 | 48.2137 | 73.0463 | 262.5347
2026 | 5 | 11 | 6 | 53.4513 | 84.0132 | 277.1363
2026 | 5 | 11 | 7 | 56.9082 | 95.9402 | 306.1713
2026 | 5 | 11 | 8 | 58.2413 | 108.0736 | 325.6783
2026 | 5 | 11 | 9 | 59.0163 | 110.8258 | 336.3717
2026 | 5 | 11 | 10 | 59.5839 | 114.9567 | 336.294
2026 | 5 | 11 | 11 | 60.1739 | 107.4894 | 328.8135
2026 | 5 | 11 | 12 | 59.2596 | 107.4697 | 294.8306
2026 | 5 | 11 | 13 | 59.0134 | 107.9575 | 293.5776
2026 | 5 | 11 | 14 | 58.4835 | 104.1325 | 292.2324
2026 | 5 | 11 | 15 | 59.326 | 102.425 | 295.9094
2026 | 5 | 11 | 16 | 62.3085 | 96.5905 | 304.1764
2026 | 5 | 11 | 17 | 64.7751 | 89.2766 | 325.8757
2026 | 5 | 11 | 18 | 62.2684 | 80.2906 | 331.0547
2026 | 5 | 11 | 19 | 62.5623 | 81.2414 | 344.753
2026 | 5 | 11 | 20 | 63.1728 | 78.8275 | 348.7482
2026 | 5 | 11 | 21 | 60.2916 | 82.741 | 339.5385
2026 | 5 | 11 | 22 | 54.4928 | 78.1553 | 311.0742
2026 | 5 | 11 | 23 | 49.4714 | 70.0343 | 280.761
2026 | 5 | 12 | 0 | 47.0666 | 74.5664 | 260.0591
2026 | 5 | 12 | 1 | 46.4373 | 73.4689 | 256.5408
2026 | 5 | 12 | 2 | 45.6565 | 72.4862 | 253.2252
2026 | 5 | 12 | 3 | 45.3953 | 72.4632 | 252.1971
2026 | 5 | 12 | 4 | 46.8094 | 73.4856 | 256.6848
2026 | 5 | 12 | 5 | 50.044 | 77.5382 | 269.7476
2026 | 5 | 12 | 6 | 54.9445 | 87.5562 | 290.5395
2026 | 5 | 12 | 7 | 58.2991 | 99.9002 | 316.6553
2026 | 5 | 12 | 8 | 59.113 | 107.0744 | 323.1925
2026 | 5 | 12 | 9 | 58.9574 | 108.6131 | 323.229
2026 | 5 | 12 | 10 | 58.5599 | 115.1511 | 320.7174
2026 | 5 | 12 | 11 | 58.6097 | 113.4571 | 314.2645
2026 | 5 | 12 | 12 | 57.7072 | 112.9364 | 331.923
2026 | 5 | 12 | 13 | 57.6555 | 112.6375 | 332.2982
2026 | 5 | 12 | 14 | 57.7894 | 109.6607 | 332.5935
2026 | 5 | 12 | 15 | 59.2427 | 109.3863 | 338.1422
2026 | 5 | 12 | 16 | 62.704 | 104.313 | 347.2846
2026 | 5 | 12 | 17 | 65.3059 | 98.4781 | 361.7698
2026 | 5 | 12 | 18 | 65.3175 | 94.0089 | 360.5899
2026 | 5 | 12 | 19 | 64.8134 | 92.3162 | 366.8049
2026 | 5 | 12 | 20 | 64.1569 | 90.2284 | 370.8665
2026 | 5 | 12 | 21 | 60.8663 | 92.8091 | 361.3364
2026 | 5 | 12 | 22 | 54.9063 | 88.3784 | 332.9298
2026 | 5 | 12 | 23 | 49.5145 | 79.3295 | 302.1977
2026 | 5 | 13 | 0 | 47.5886 | 77.0261 | 278.5877
2026 | 5 | 13 | 1 | 46.0671 | 77.4546 | 274.7648
2026 | 5 | 13 | 2 | 45.197 | 75.6001 | 271.2166
2026 | 5 | 13 | 3 | 44.9005 | 75.4677 | 269.5315
2026 | 5 | 13 | 4 | 46.2733 | 76.4102 | 273.6305
2026 | 5 | 13 | 5 | 49.5747 | 79.2261 | 286.1261
2026 | 5 | 13 | 6 | 54.9464 | 87.0633 | 303.1262
2026 | 5 | 13 | 7 | 57.8422 | 99.1353 | 327.4903
2026 | 5 | 13 | 8 | 58.3395 | 106.6546 | 331.5911
2026 | 5 | 13 | 9 | 58.292 | 108.2172 | 330.7265
2026 | 5 | 13 | 10 | 58.2874 | 112.4628 | 331.3434
2026 | 5 | 13 | 11 | 58.5429 | 110.9789 | 327.1111
2026 | 5 | 13 | 12 | 58.4417 | 114.3565 | 318.9441
2026 | 5 | 13 | 13 | 58.7371 | 114.5727 | 318.6554
2026 | 5 | 13 | 14 | 59.3113 | 109.4272 | 318.324
2026 | 5 | 13 | 15 | 61.0909 | 108.4204 | 321.42
2026 | 5 | 13 | 16 | 64.4923 | 107.1118 | 329.649
2026 | 5 | 13 | 17 | 66.556 | 100.7476 | 348.8849
2026 | 5 | 13 | 18 | 66.4221 | 91.4965 | 340.9264
2026 | 5 | 13 | 19 | 66.1777 | 91.4667 | 358.2732
2026 | 5 | 13 | 20 | 65.6326 | 88.45 | 368.9675
2026 | 5 | 13 | 21 | 62.1134 | 92.9421 | 362.8471
2026 | 5 | 13 | 22 | 55.8573 | 85.3192 | 334.6629
2026 | 5 | 13 | 23 | 50.4882 | 76.2859 | 303.9718
2026 | 5 | 14 | 0 | 48.1601 | 79.2148 | 289.0961
2026 | 5 | 14 | 1 | 45.825 | 76.4327 | 275.4519
2026 | 5 | 14 | 2 | 44.8219 | 74.4632 | 271.0017
2026 | 5 | 14 | 3 | 44.5319 | 74.0562 | 269.1992
2026 | 5 | 14 | 4 | 45.9202 | 74.9245 | 273.0181
2026 | 5 | 14 | 5 | 49.2093 | 78.0056 | 285.3051
2026 | 5 | 14 | 6 | 55.0211 | 87.0766 | 317.2864
2026 | 5 | 14 | 7 | 57.9765 | 98.0277 | 335.8032
2026 | 5 | 14 | 8 | 59.0507 | 108.4876 | 318.7532
2026 | 5 | 14 | 9 | 60.029 | 110.91 | 290.8415
2026 | 5 | 14 | 10 | 60.9526 | 115.8921 | 275.5776
2026 | 5 | 14 | 11 | 61.8946 | 113.4774 | 264.8369
2026 | 5 | 14 | 12 | 62.3932 | 117.4825 | 266.8821
2026 | 5 | 14 | 13 | 63.0621 | 119.9681 | 263.2556
2026 | 5 | 14 | 14 | 64.0194 | 114.3388 | 261.6859
2026 | 5 | 14 | 15 | 66.2087 | 112.7477 | 265.302
2026 | 5 | 14 | 16 | 69.5536 | 113.8164 | 274.0556
2026 | 5 | 14 | 17 | 71.4867 | 105.1488 | 300.4114
2026 | 5 | 14 | 18 | 64.9472 | 96.37 | 316.2791
2026 | 5 | 14 | 19 | 64.3057 | 95.7429 | 337.7398
2026 | 5 | 14 | 20 | 63.3951 | 94.0223 | 350.9264
2026 | 5 | 14 | 21 | 59.8468 | 96.4872 | 346.7349
2026 | 5 | 14 | 22 | 54.1203 | 91.753 | 320.3296
2026 | 5 | 14 | 23 | 49.6152 | 81.9813 | 289.441
2026 | 5 | 15 | 0 | 49.8676 | 82.1005 | 270.9286
2026 | 5 | 15 | 1 | 46.7888 | 77.817 | 270.9885
2026 | 5 | 15 | 2 | 45.4732 | 75.2217 | 265.8965
2026 | 5 | 15 | 3 | 44.8325 | 75.0955 | 263.8186
2026 | 5 | 15 | 4 | 46.03 | 76.4455 | 267.3017
2026 | 5 | 15 | 5 | 49.0942 | 78.8193 | 279.0784
2026 | 5 | 15 | 6 | 53.3796 | 85.316 | 300.6169
2026 | 5 | 15 | 7 | 57.3101 | 96.8885 | 326.5605
2026 | 5 | 15 | 8 | 59.3888 | 107.3144 | 331.8759
2026 | 5 | 15 | 9 | 60.5692 | 112.3879 | 331.6997
2026 | 5 | 15 | 10 | 61.3006 | 119.1895 | 330.5811
2026 | 5 | 15 | 11 | 61.3241 | 112.243 | 323.5892
2026 | 5 | 15 | 12 | 58.4765 | 108.1428 | 333.1741
2026 | 5 | 15 | 13 | 58.0574 | 110.2168 | 332.9012
2026 | 5 | 15 | 14 | 57.6282 | 108.2053 | 332.8916
2026 | 5 | 15 | 15 | 58.7916 | 105.0098 | 337.1451
2026 | 5 | 15 | 16 | 61.7765 | 101.3112 | 343.0185
2026 | 5 | 15 | 17 | 63.022 | 93.9966 | 356.5045
2026 | 5 | 15 | 18 | 62.8842 | 94.2328 | 373.3035
2026 | 5 | 15 | 19 | 62.1999 | 94.676 | 375.5624
2026 | 5 | 15 | 20 | 61.0892 | 92.3525 | 377.4698
2026 | 5 | 15 | 21 | 57.9424 | 95.3662 | 369.0034
2026 | 5 | 15 | 22 | 52.8079 | 89.5721 | 344.3204
2026 | 5 | 15 | 23 | 47.97 | 78.3681 | 316.6434
2026 | 5 | 16 | 0 | 45.3227 | 77.6482 | 301.9237
2026 | 5 | 16 | 1 | 43.1452 | 76.3937 | 281.3371
2026 | 5 | 16 | 2 | 41.7935 | 74.2861 | 274.096
2026 | 5 | 16 | 3 | 41.3908 | 73.9717 | 270.1027
2026 | 5 | 16 | 4 | 41.6558 | 74.3214 | 271.0202
2026 | 5 | 16 | 5 | 43.4757 | 75.0711 | 275.791
2026 | 5 | 16 | 6 | 46.4733 | 73.1081 | 280.0894
2026 | 5 | 16 | 7 | 49.5594 | 76.3503 | 291.5808
2026 | 5 | 16 | 8 | 53.1776 | 86.4146 | 302.3208
2026 | 5 | 16 | 9 | 55.8602 | 93.7668 | 313.1215
2026 | 5 | 16 | 10 | 56.3014 | 102.6225 | 319.884
2026 | 5 | 16 | 11 | 56.7726 | 102.3051 | 317.7313
2026 | 5 | 16 | 12 | 55.3706 | 102.3004 | 309.7629
2026 | 5 | 16 | 13 | 54.8344 | 103.1506 | 305.4194
2026 | 5 | 16 | 14 | 54.2578 | 103.4848 | 300.2513
2026 | 5 | 16 | 15 | 55.2977 | 100.6224 | 305.2823
2026 | 5 | 16 | 16 | 58.0668 | 98.7052 | 311.6944
2026 | 5 | 16 | 17 | 59.166 | 95.6902 | 330.4223
2026 | 5 | 16 | 18 | 58.19 | 95.2958 | 311.2648
2026 | 5 | 16 | 19 | 57.1462 | 93.8737 | 326.8675
2026 | 5 | 16 | 20 | 55.3587 | 89.3908 | 332.6491
2026 | 5 | 16 | 21 | 52.7769 | 95.9453 | 329.3902
2026 | 5 | 16 | 22 | 48.3773 | 90.9901 | 310.5494
2026 | 5 | 16 | 23 | 44.9287 | 83.6205 | 287.3302
2026 | 5 | 17 | 0 | 43.1462 | 82.2626 | 271.4612
2026 | 5 | 17 | 1 | 40.2625 | 79.2959 | 263.6496
2026 | 5 | 17 | 2 | 39.255 | 76.7114 | 257.8847
2026 | 5 | 17 | 3 | 38.8884 | 76.2894 | 254.5599
2026 | 5 | 17 | 4 | 39.1337 | 76.5782 | 255.8704
2026 | 5 | 17 | 5 | 40.3538 | 76.4901 | 260.6215
2026 | 5 | 17 | 6 | 43.5186 | 78.344 | 259.3301
2026 | 5 | 17 | 7 | 45.5014 | 81.4638 | 269.1064
2026 | 5 | 17 | 8 | 47.9455 | 88.4053 | 279.6023
2026 | 5 | 17 | 9 | 50.6141 | 92.3348 | 289.2331
2026 | 5 | 17 | 10 | 51.9522 | 99.7904 | 291.9092
2026 | 5 | 17 | 11 | 53.238 | 102.1414 | 293.5161
2026 | 5 | 17 | 12 | 53.1774 | 103.8058 | 287.2426
2026 | 5 | 17 | 13 | 53.1872 | 105.4774 | 283.9109
2026 | 5 | 17 | 14 | 53.704 | 106.9795 | 277.8038
2026 | 5 | 17 | 15 | 55.172 | 105.7595 | 282.2648
2026 | 5 | 17 | 16 | 57.9604 | 104.6171 | 295.197
2026 | 5 | 17 | 17 | 59.8096 | 102.3781 | 322.2809
2026 | 5 | 17 | 18 | 58.9069 | 94.9437 | 333.4529
2026 | 5 | 17 | 19 | 58.3373 | 93.2024 | 340.4157
2026 | 5 | 17 | 20 | 57.0239 | 91.0581 | 340.3912
2026 | 5 | 17 | 21 | 53.172 | 95.8548 | 332.2167
2026 | 5 | 17 | 22 | 48.0062 | 90.9443 | 306.712
2026 | 5 | 17 | 23 | 44.1033 | 83.0624 | 277.4336
2026 | 5 | 18 | 0 | 41.9728 | 83.4379 | 260.1297
2026 | 5 | 18 | 1 | 40.7595 | 77.7439 | 268.3095
2026 | 5 | 18 | 2 | 39.6537 | 75.8255 | 262.1356
2026 | 5 | 18 | 3 | 39.2097 | 75.206 | 258.608
2026 | 5 | 18 | 4 | 39.7543 | 75.3937 | 259.697
2026 | 5 | 18 | 5 | 40.9185 | 75.2821 | 262.9393
2026 | 5 | 18 | 6 | 43.741 | 79.7806 | 264.2145
2026 | 5 | 18 | 7 | 45.3116 | 82.8176 | 271.6798
2026 | 5 | 18 | 8 | 48.4004 | 95.8934 | 278.2054
2026 | 5 | 18 | 9 | 52.3267 | 94.4122 | 280.5952
2026 | 5 | 18 | 10 | 54.346 | 97.613 | 287.1522
2026 | 5 | 18 | 11 | 55.8862 | 99.1908 | 288.5335
2026 | 5 | 18 | 12 | 56.3046 | 96.4934 | 280.657
2026 | 5 | 18 | 13 | 56.5115 | 95.708 | 272.7784
2026 | 5 | 18 | 14 | 56.9347 | 105.0706 | 272.2261
2026 | 5 | 18 | 15 | 59.4434 | 103.646 | 270.8791
2026 | 5 | 18 | 16 | 63.4998 | 96.9767 | 281.7317
2026 | 5 | 18 | 17 | 65.436 | 95.286 | 310.4794
2026 | 5 | 18 | 18 | 64.1726 | 90.1222 | 330.601
2026 | 5 | 18 | 19 | 63.8052 | 89.716 | 345.143
2026 | 5 | 18 | 20 | 62.067 | 87.1451 | 347.0446
2026 | 5 | 18 | 21 | 58.772 | 90.8614 | 338.9089
2026 | 5 | 18 | 22 | 52.8924 | 85.0779 | 309.9373
2026 | 5 | 18 | 23 | 48.5567 | 80.0198 | 280.0398
2026 | 5 | 19 | 0 | 46.1098 | 81.4789 | 264.4296
2026 | 5 | 19 | 1 | 44.1075 | 79.9197 | 250.0447
2026 | 5 | 19 | 2 | 43.057 | 78.5327 | 245.2168
2026 | 5 | 19 | 3 | 42.6602 | 78.3806 | 242.968
2026 | 5 | 19 | 4 | 43.9637 | 79.3715 | 246.733
2026 | 5 | 19 | 5 | 46.9022 | 82.5711 | 257.7048
2026 | 5 | 19 | 6 | 51.9852 | 92.804 | 283.3477
2026 | 5 | 19 | 7 | 55.1236 | 106.6792 | 303.763
2026 | 5 | 19 | 8 | 56.6294 | 114.0318 | 288.3542
2026 | 5 | 19 | 9 | 58.1871 | 117.7646 | 263.1679
2026 | 5 | 19 | 10 | 59.4932 | 125.0246 | 251.8599
2026 | 5 | 19 | 11 | 61.0726 | 121.1601 | 250.8244
2026 | 5 | 19 | 12 | 62.7286 | 113.8889 | 260.8129
2026 | 5 | 19 | 13 | 64.7905 | 113.8585 | 257.7775
2026 | 5 | 19 | 14 | 67.1603 | 107.4045 | 256.5607
2026 | 5 | 19 | 15 | 70.4523 | 106.803 | 261.879
2026 | 5 | 19 | 16 | 74.7769 | 106.5458 | 274.2563
2026 | 5 | 19 | 17 | 77.7474 | 101.1032 | 301.5247
2026 | 5 | 19 | 18 | 78.0676 | 100.2402 | 329.5591
2026 | 5 | 19 | 19 | 76.3756 | 99.183 | 342.4547
2026 | 5 | 19 | 20 | 72.4525 | 98.157 | 346.9401
2026 | 5 | 19 | 21 | 66.7798 | 100.3478 | 338.4533
2026 | 5 | 19 | 22 | 59.7013 | 95.8539 | 310.1254
2026 | 5 | 19 | 23 | 53.3515 | 88.5046 | 278.2856
2026 | 5 | 20 | 0 | 49.6922 | 85.1053 | 261.4733
2026 | 5 | 20 | 1 | 46.3234 | 77.6747 | 251.8539
2026 | 5 | 20 | 2 | 44.9252 | 75.9235 | 245.5908
2026 | 5 | 20 | 3 | 44.1698 | 75.8244 | 242.0136
2026 | 5 | 20 | 4 | 45.1568 | 76.8064 | 245.136
2026 | 5 | 20 | 5 | 47.752 | 80.6937 | 255.4216
2026 | 5 | 20 | 6 | 53.9537 | 93.9195 | 274.5739
2026 | 5 | 20 | 7 | 56.835 | 107.6297 | 300.1602
2026 | 5 | 20 | 8 | 57.9023 | 115.5791 | 309.0083
2026 | 5 | 20 | 9 | 59.1751 | 120.2773 | 312.4297
2026 | 5 | 20 | 10 | 59.5036 | 124.962 | 312.7989
2026 | 5 | 20 | 11 | 60.0791 | 123.8782 | 311.2219
2026 | 5 | 20 | 12 | 59.1848 | 113.6913 | 312.8839
2026 | 5 | 20 | 13 | 59.1363 | 113.491 | 312.9083
2026 | 5 | 20 | 14 | 59.0352 | 108.3234 | 313.1257
2026 | 5 | 20 | 15 | 59.801 | 105.4265 | 318.9403
2026 | 5 | 20 | 16 | 62.5164 | 106.315 | 326.135
2026 | 5 | 20 | 17 | 63.7386 | 99.9217 | 343.475
2026 | 5 | 20 | 18 | 57.5434 | 96.3215 | 363.3499
2026 | 5 | 20 | 19 | 56.6791 | 96.6402 | 370.4046
2026 | 5 | 20 | 20 | 56.4921 | 95.7395 | 371.0227
2026 | 5 | 20 | 21 | 53.4304 | 100.659 | 361.6594
2026 | 5 | 20 | 22 | 48.0376 | 94.2018 | 329.7071
2026 | 5 | 20 | 23 | 43.9932 | 85.8596 | 293.3518
2026 | 5 | 21 | 0 | 47.1435 | 82.1487 | 274.6866
2026 | 5 | 21 | 1 | 46.0802 | 80.3833 | 261.4244
2026 | 5 | 21 | 2 | 44.9678 | 79.078 | 255.3362
2026 | 5 | 21 | 3 | 44.4031 | 78.9583 | 252.0908
2026 | 5 | 21 | 4 | 45.6917 | 79.0004 | 254.7022
2026 | 5 | 21 | 5 | 48.5516 | 83.0409 | 265.0347
2026 | 5 | 21 | 6 | 53.6488 | 93.0336 | 291.1156
2026 | 5 | 21 | 7 | 57.1917 | 105.1787 | 316.2125
2026 | 5 | 21 | 8 | 58.9085 | 113.8178 | 315.48
2026 | 5 | 21 | 9 | 60.3705 | 114.6463 | 308.3802
2026 | 5 | 21 | 10 | 61.5322 | 116.8092 | 304.7595
2026 | 5 | 21 | 11 | 62.4303 | 115.939 | 297.6148
2026 | 5 | 21 | 12 | 58.3382 | 109.1119 | 253.4509
2026 | 5 | 21 | 13 | 57.8229 | 109.0554 | 245.1211
2026 | 5 | 21 | 14 | 57.2798 | 99.0048 | 241.6134
2026 | 5 | 21 | 15 | 58.2776 | 94.4546 | 247.2376
2026 | 5 | 21 | 16 | 61.0732 | 101.1072 | 260.6536
2026 | 5 | 21 | 17 | 63.7764 | 93.5842 | 294.0499
2026 | 5 | 21 | 18 | 63.2085 | 96.1774 | 311.8155
2026 | 5 | 21 | 19 | 64.5382 | 96.2126 | 343.7753
2026 | 5 | 21 | 20 | 65.8716 | 95.8222 | 359.9865
2026 | 5 | 21 | 21 | 64.1934 | 99.3229 | 359.3057
2026 | 5 | 21 | 22 | 58.8731 | 93.2387 | 335.0154
2026 | 5 | 21 | 23 | 53.8022 | 85.366 | 303.6827
2026 | 5 | 22 | 0 | 49.4649 | 82.3832 | 284.9802
2026 | 5 | 22 | 1 | 48.7895 | 83.0181 | 275.9402
2026 | 5 | 22 | 2 | 47.8333 | 80.9792 | 270.0098
2026 | 5 | 22 | 3 | 47.5106 | 81.0458 | 267.2884
2026 | 5 | 22 | 4 | 48.6986 | 81.6072 | 270.3053
2026 | 5 | 22 | 5 | 51.6747 | 84.1629 | 281.2125
2026 | 5 | 22 | 6 | 56.9402 | 95.5525 | 311.3597
2026 | 5 | 22 | 7 | 60.0938 | 108.9944 | 329.2099
2026 | 5 | 22 | 8 | 60.6417 | 115.25 | 306.3729
2026 | 5 | 22 | 9 | 59.9859 | 117.0313 | 268.7563
2026 | 5 | 22 | 10 | 59.042 | 121.8681 | 245.3723
2026 | 5 | 22 | 11 | 58.5665 | 121.326 | 225.9487
2026 | 5 | 22 | 12 | 58.7217 | 117.4096 | 217.7752
2026 | 5 | 22 | 13 | 58.0597 | 116.9981 | 212.3214
2026 | 5 | 22 | 14 | 57.7129 | 104.3421 | 207.3757
2026 | 5 | 22 | 15 | 58.0875 | 102.2545 | 205.9854
2026 | 5 | 22 | 16 | 59.9307 | 105.5514 | 215.9967
2026 | 5 | 22 | 17 | 61.9077 | 99.3235 | 252.4276
2026 | 5 | 22 | 18 | 61.0834 | 95.4471 | 274.8339
2026 | 5 | 22 | 19 | 61.3788 | 94.2613 | 312.3985
2026 | 5 | 22 | 20 | 62.045 | 94.2625 | 332.0924
2026 | 5 | 22 | 21 | 60.3405 | 98.2277 | 334.5594
2026 | 5 | 22 | 22 | 55.8065 | 93.1781 | 315.4467
2026 | 5 | 22 | 23 | 50.9347 | 82.8905 | 290.133
2026 | 5 | 23 | 0 | 48.2828 | 79.9148 | 277.7615
2026 | 5 | 23 | 1 | 43.8089 | 79.2528 | 260.3179
2026 | 5 | 23 | 2 | 42.4712 | 77.3361 | 252.094
2026 | 5 | 23 | 3 | 42.0488 | 76.8991 | 248.5893
2026 | 5 | 23 | 4 | 42.8051 | 77.635 | 249.0219
2026 | 5 | 23 | 5 | 44.5168 | 79.8122 | 252.8716
2026 | 5 | 23 | 6 | 48.8391 | 78.3371 | 260.8782
2026 | 5 | 23 | 7 | 51.7596 | 83.6154 | 271.8089
2026 | 5 | 23 | 8 | 54.6477 | 87.7019 | 270.8328
2026 | 5 | 23 | 9 | 57.5406 | 93.3538 | 261.7721
2026 | 5 | 23 | 10 | 58.6744 | 99.9414 | 254.6558
2026 | 5 | 23 | 11 | 59.1402 | 99.7254 | 258.124
2026 | 5 | 23 | 12 | 58.079 | 92.1939 | 267.3686
2026 | 5 | 23 | 13 | 57.1105 | 91.4339 | 261.2332
2026 | 5 | 23 | 14 | 56.3628 | 82.6165 | 252.9154
2026 | 5 | 23 | 15 | 56.7709 | 83.1117 | 251.3723
2026 | 5 | 23 | 16 | 58.3249 | 86.0404 | 259.5109
2026 | 5 | 23 | 17 | 59.2552 | 86.1522 | 287.3753
2026 | 5 | 23 | 18 | 56.3212 | 78.4422 | 302.9072
2026 | 5 | 23 | 19 | 55.2894 | 77.5083 | 321.3637
2026 | 5 | 23 | 20 | 53.4958 | 70.7687 | 321.9305
2026 | 5 | 23 | 21 | 50.3935 | 78.816 | 319.0714
2026 | 5 | 23 | 22 | 46.5311 | 73.9458 | 302.3259
2026 | 5 | 23 | 23 | 43.547 | 69.3845 | 278.0198
2026 | 5 | 24 | 0 | 42.622 | 80.0425 | 262.0457
2026 | 5 | 24 | 1 | 43.1402 | 76.601 | 255.4789
2026 | 5 | 24 | 2 | 42.1456 | 74.583 | 249.5736
2026 | 5 | 24 | 3 | 41.7556 | 74.3777 | 245.9827
2026 | 5 | 24 | 4 | 42.3821 | 74.4065 | 246.9992
2026 | 5 | 24 | 5 | 44.1843 | 75.3287 | 250.2345
2026 | 5 | 24 | 6 | 46.5415 | 68.4784 | 251.0509
2026 | 5 | 24 | 7 | 49.0943 | 72.6197 | 262.2848
2026 | 5 | 24 | 8 | 52.3919 | 73.9792 | 277.2343
2026 | 5 | 24 | 9 | 55.5629 | 82.2302 | 293.0995
2026 | 5 | 24 | 10 | 57.3171 | 89.7144 | 301.8843
2026 | 5 | 24 | 11 | 57.9485 | 89.0097 | 300.3002
2026 | 5 | 24 | 12 | 57.508 | 84.6158 | 303.9699
2026 | 5 | 24 | 13 | 56.9139 | 85.2058 | 301.0266
2026 | 5 | 24 | 14 | 56.5877 | 86.5029 | 299.277
2026 | 5 | 24 | 15 | 57.6519 | 85.7909 | 305.4145
2026 | 5 | 24 | 16 | 60.6053 | 85.4793 | 315.235
2026 | 5 | 24 | 17 | 62.8128 | 86.7393 | 337.8335
2026 | 5 | 24 | 18 | 60.9331 | 86.2983 | 357.9904
2026 | 5 | 24 | 19 | 60.0051 | 85.4005 | 349.6293
2026 | 5 | 24 | 20 | 58.4523 | 79.3579 | 343.5326
2026 | 5 | 24 | 21 | 55.8979 | 86.9043 | 332.6122
2026 | 5 | 24 | 22 | 51.0575 | 81.7655 | 305.1086
2026 | 5 | 24 | 23 | 47.0377 | 75.4012 | 275.1838
2026 | 5 | 25 | 0 | 44.737 | 78.764 | 258.5935
2026 | 5 | 25 | 1 | 43.9593 | 81.5456 | 249.4549
2026 | 5 | 25 | 2 | 43.373 | 79.7322 | 243.8959
2026 | 5 | 25 | 3 | 43.5159 | 80.372 | 241.5903
2026 | 5 | 25 | 4 | 45.2261 | 81.8452 | 245.9868
2026 | 5 | 25 | 5 | 48.8453 | 84.5729 | 257.4107
2026 | 5 | 25 | 6 | 54.6134 | 93.6215 | 274.4786
2026 | 5 | 25 | 7 | 58.2438 | 108.6897 | 300.9821
2026 | 5 | 25 | 8 | 59.0805 | 122.9664 | 305.9304
2026 | 5 | 25 | 9 | 58.6138 | 126.9041 | 304.5087
2026 | 5 | 25 | 10 | 58.2627 | 137.2246 | 301.3038
2026 | 5 | 25 | 11 | 58.0721 | 130.3044 | 298.7161
2026 | 5 | 25 | 12 | 59.4443 | 129.8176 | 301.5117
2026 | 5 | 25 | 13 | 59.1907 | 131.22 | 298.7564
2026 | 5 | 25 | 14 | 59.4607 | 127.5392 | 295.9423
2026 | 5 | 25 | 15 | 61.4467 | 126.708 | 299.5239
2026 | 5 | 25 | 16 | 65.0948 | 127.2705 | 305.6737
2026 | 5 | 25 | 17 | 67.269 | 121.8741 | 323.6266
2026 | 5 | 25 | 18 | 64.596 | 109.2092 | 340.1845
2026 | 5 | 25 | 19 | 64.1527 | 108.9629 | 345.9323
2026 | 5 | 25 | 20 | 62.7561 | 103.0867 | 347.3659
2026 | 5 | 25 | 21 | 59.4697 | 105.7744 | 338.8391
2026 | 5 | 25 | 22 | 53.7146 | 97.5403 | 310.397
2026 | 5 | 25 | 23 | 48.6555 | 89.0346 | 277.8026
2026 | 5 | 26 | 0 | 46.8853 | 94.0712 | 261.4684
2026 | 5 | 26 | 1 | 44.6944 | 86.3729 | 248.6478
2026 | 5 | 26 | 2 | 43.8059 | 84.0121 | 242.6191
2026 | 5 | 26 | 3 | 43.607 | 83.1412 | 239.1395
2026 | 5 | 26 | 4 | 45.1229 | 83.6491 | 241.3726
2026 | 5 | 26 | 5 | 48.4453 | 87.1841 | 250.8617
2026 | 5 | 26 | 6 | 53.9103 | 91.903 | 265.3785
2026 | 5 | 26 | 7 | 57.2531 | 106.1611 | 295.9661
2026 | 5 | 26 | 8 | 57.7796 | 110.6683 | 315.8815
2026 | 5 | 26 | 9 | 57.1213 | 114.1753 | 326.4203
2026 | 5 | 26 | 10 | 56.586 | 119.3313 | 324.9359
2026 | 5 | 26 | 11 | 56.5174 | 121.0435 | 315.4024
2026 | 5 | 26 | 12 | 55.7813 | 116.7033 | 296.6111
2026 | 5 | 26 | 13 | 55.7305 | 115.2435 | 292.4065
2026 | 5 | 26 | 14 | 56.3721 | 102.951 | 289.9091
2026 | 5 | 26 | 15 | 58.4831 | 103.4462 | 297.2951
2026 | 5 | 26 | 16 | 62.1962 | 105.8154 | 308.259
2026 | 5 | 26 | 17 | 64.8283 | 100.7055 | 329.1229
2026 | 5 | 26 | 18 | 64.8633 | 98.9413 | 327.4414
2026 | 5 | 26 | 19 | 64.7013 | 97.4116 | 342.9936
2026 | 5 | 26 | 20 | 63.7141 | 95.5522 | 345.0789
2026 | 5 | 26 | 21 | 60.7321 | 98.9563 | 337.3957
2026 | 5 | 26 | 22 | 55.0472 | 95.2544 | 309.3505
2026 | 5 | 26 | 23 | 49.6811 | 87.2779 | 276.1676
2026 | 5 | 27 | 0 | 46.9244 | 85.3206 | 259.5824
2026 | 5 | 27 | 1 | 44.431 | 83.531 | 255.1885
2026 | 5 | 27 | 2 | 43.5474 | 81.7363 | 248.4596
2026 | 5 | 27 | 3 | 43.2824 | 81.5169 | 245.3107
2026 | 5 | 27 | 4 | 44.8271 | 81.9016 | 248.4373
2026 | 5 | 27 | 5 | 48.4208 | 85.509 | 257.9932
2026 | 5 | 27 | 6 | 53.9598 | 95.3595 | 274.0722
2026 | 5 | 27 | 7 | 57.7374 | 109.7089 | 296.1975
2026 | 5 | 27 | 8 | 58.875 | 118.2538 | 289.0823
2026 | 5 | 27 | 9 | 59.1773 | 119.7034 | 274.7177
2026 | 5 | 27 | 10 | 59.3701 | 122.6024 | 266.9649
2026 | 5 | 27 | 11 | 59.4428 | 119.5167 | 265.8254
2026 | 5 | 27 | 12 | 59.5075 | 112.9395 | 274.4184
2026 | 5 | 27 | 13 | 59.2668 | 111.28 | 278.2566
2026 | 5 | 27 | 14 | 59.1906 | 103.082 | 283.0559
2026 | 5 | 27 | 15 | 60.6256 | 101.6374 | 291.1786
2026 | 5 | 27 | 16 | 63.6327 | 106.4374 | 303.6015
2026 | 5 | 27 | 17 | 65.7337 | 100.788 | 331.0828
2026 | 5 | 27 | 18 | 64.9613 | 103.5635 | 343.3587
2026 | 5 | 27 | 19 | 64.2377 | 102.6414 | 356.4235
2026 | 5 | 27 | 20 | 62.1124 | 102.92 | 358.2817
2026 | 5 | 27 | 21 | 57.9029 | 107.1707 | 351.4773
2026 | 5 | 27 | 22 | 52.0519 | 98.889 | 321.5022
2026 | 5 | 27 | 23 | 47.6387 | 90.9284 | 285.9484
2026 | 5 | 28 | 0 | 46.4377 | 88.6503 | 272.4158
2026 | 5 | 28 | 1 | 44.8568 | 86.9859 | 248.9882
2026 | 5 | 28 | 2 | 43.9106 | 84.9243 | 241.7081
2026 | 5 | 28 | 3 | 43.6378 | 84.4697 | 237.0374
2026 | 5 | 28 | 4 | 45.0269 | 84.9392 | 238.4375
2026 | 5 | 28 | 5 | 48.3408 | 87.783 | 247.0146
2026 | 5 | 28 | 6 | 54.3381 | 94.4667 | 266.7962
2026 | 5 | 28 | 7 | 57.9017 | 107.6109 | 295.4026
2026 | 5 | 28 | 8 | 58.9948 | 112.951 | 315.4966
2026 | 5 | 28 | 9 | 59.3698 | 115.4753 | 330.0007
2026 | 5 | 28 | 10 | 59.5312 | 120.7335 | 331.6039
2026 | 5 | 28 | 11 | 59.6152 | 122.4487 | 323.8882
2026 | 5 | 28 | 12 | 59.5513 | 121.3643 | 305.6202
2026 | 5 | 28 | 13 | 59.3916 | 122.1591 | 302.6836
2026 | 5 | 28 | 14 | 59.5339 | 107.1544 | 302.1137
2026 | 5 | 28 | 15 | 60.9969 | 106.3219 | 309.4879
2026 | 5 | 28 | 16 | 63.5163 | 113.3761 | 320.2709
2026 | 5 | 28 | 17 | 65.4133 | 107.2413 | 338.8992
2026 | 5 | 28 | 18 | 64.0239 | 97.8341 | 349.4735
2026 | 5 | 28 | 19 | 63.263 | 97.4977 | 355.3392
2026 | 5 | 28 | 20 | 61.2302 | 96.0577 | 354.0867
2026 | 5 | 28 | 21 | 57.2572 | 100.6855 | 345.0308
2026 | 5 | 28 | 22 | 51.7714 | 95.5329 | 315.7848
2026 | 5 | 28 | 23 | 47.6799 | 88.4001 | 281.7348
2026 | 5 | 29 | 0 | 46.6523 | 88.8426 | 263.9355
2026 | 5 | 29 | 1 | 44.9175 | 81.7806 | 245.0562
2026 | 5 | 29 | 2 | 43.7726 | 79.7439 | 237.0891
2026 | 5 | 29 | 3 | 43.3304 | 79.9907 | 232.6823
2026 | 5 | 29 | 4 | 44.4695 | 80.3654 | 234.9623
2026 | 5 | 29 | 5 | 47.337 | 83.425 | 243.9579
2026 | 5 | 29 | 6 | 52.4738 | 93.5393 | 265.1744
2026 | 5 | 29 | 7 | 55.4782 | 107.1141 | 291.6981
2026 | 5 | 29 | 8 | 56.3611 | 115.45 | 304.2855
2026 | 5 | 29 | 9 | 56.5796 | 116.6698 | 311.223
2026 | 5 | 29 | 10 | 56.7826 | 119.4341 | 311.8127
2026 | 5 | 29 | 11 | 56.8297 | 116.9553 | 304.1187
2026 | 5 | 29 | 12 | 57.7948 | 109.9616 | 295.6283
2026 | 5 | 29 | 13 | 57.8659 | 109.4556 | 296.3941
2026 | 5 | 29 | 14 | 58.3158 | 100.0674 | 296.8011
2026 | 5 | 29 | 15 | 59.6866 | 95.7629 | 301.6015
2026 | 5 | 29 | 16 | 62.0366 | 101.1525 | 308.0377
2026 | 5 | 29 | 17 | 63.4109 | 94.0996 | 322.5686
2026 | 5 | 29 | 18 | 62.3591 | 95.7247 | 342.8337
2026 | 5 | 29 | 19 | 62.0146 | 95.9272 | 345.6894
2026 | 5 | 29 | 20 | 61.3241 | 97.2038 | 345.3671
2026 | 5 | 29 | 21 | 58.6909 | 102.3128 | 336.764
2026 | 5 | 29 | 22 | 53.7569 | 97.2827 | 311.8964
2026 | 5 | 29 | 23 | 48.9271 | 87.5164 | 282.8767
2026 | 5 | 30 | 0 | 46.1326 | 82.2802 | 268.4828
2026 | 5 | 30 | 1 | 43.0214 | 80.4123 | 242.9433
2026 | 5 | 30 | 2 | 41.3516 | 79.1149 | 233.6555
2026 | 5 | 30 | 3 | 40.5176 | 78.6512 | 228.0553
2026 | 5 | 30 | 4 | 40.5364 | 78.1875 | 226.7488
2026 | 5 | 30 | 5 | 41.6014 | 79.8723 | 228.0662
2026 | 5 | 30 | 6 | 44.393 | 79.1522 | 236.2306
2026 | 5 | 30 | 7 | 47.0716 | 85.8263 | 253.1214
2026 | 5 | 30 | 8 | 50.3921 | 87.8468 | 278.4498
2026 | 5 | 30 | 9 | 53.3996 | 92.0217 | 298.3434
2026 | 5 | 30 | 10 | 54.9657 | 97.443 | 306.6209
2026 | 5 | 30 | 11 | 56.0465 | 96.2292 | 304.8498
2026 | 5 | 30 | 12 | 57.7236 | 96.0334 | 303.238
2026 | 5 | 30 | 13 | 57.5262 | 94.022 | 298.7437
2026 | 5 | 30 | 14 | 57.6421 | 84.3884 | 295.117
2026 | 5 | 30 | 15 | 58.4253 | 87.2796 | 299.5845
2026 | 5 | 30 | 16 | 60.5804 | 88.0754 | 306.5378
2026 | 5 | 30 | 17 | 61.7382 | 88.944 | 324.6193
2026 | 5 | 30 | 18 | 58.9502 | 76.1506 | 342.7585
2026 | 5 | 30 | 19 | 58.0524 | 76.001 | 336.9564
2026 | 5 | 30 | 20 | 56.6605 | 73.8565 | 329.315
2026 | 5 | 30 | 21 | 54.4009 | 83.6173 | 320.3781
2026 | 5 | 30 | 22 | 49.9251 | 79.5352 | 298.534
2026 | 5 | 30 | 23 | 46.0256 | 75.7593 | 272.6173
2026 | 5 | 31 | 0 | 43.8778 | 80.1652 | 261.0113
2026 | 5 | 31 | 1 | 41.5655 | 75.0349 | 275.6299
2026 | 5 | 31 | 2 | 40.0914 | 73.4482 | 264.8105
2026 | 5 | 31 | 3 | 39.3738 | 73.3613 | 257.3302
2026 | 5 | 31 | 4 | 39.2533 | 73.774 | 255.396
2026 | 5 | 31 | 5 | 40.2875 | 74.4579 | 256.421
2026 | 5 | 31 | 6 | 42.6351 | 74.0048 | 257.2025
2026 | 5 | 31 | 7 | 45.1287 | 79.5991 | 274.3163
2026 | 5 | 31 | 8 | 49.5762 | 82.0605 | 301.2876
2026 | 5 | 31 | 9 | 54.5626 | 87.6024 | 329.7867
2026 | 5 | 31 | 10 | 58.0501 | 96.0984 | 348.2528
2026 | 5 | 31 | 11 | 60.6802 | 96.6496 | 360.8673
2026 | 5 | 31 | 12 | 61.4127 | 91.8444 | 371.6771
2026 | 5 | 31 | 13 | 62.764 | 92.1421 | 377.9638
2026 | 5 | 31 | 14 | 64.3514 | 84.8211 | 388.5227
2026 | 5 | 31 | 15 | 66.5495 | 86.9585 | 415.3283
2026 | 5 | 31 | 16 | 69.9499 | 91.3633 | 440.1787
2026 | 5 | 31 | 17 | 72.2289 | 93.2267 | 470.7542
2026 | 5 | 31 | 18 | 71.7373 | 84.8064 | 494.1657
2026 | 5 | 31 | 19 | 69.9877 | 82.8018 | 495.6242
2026 | 5 | 31 | 20 | 66.2337 | 79.5905 | 482.4627
2026 | 5 | 31 | 21 | 61.9271 | 87.2998 | 469.6755
2026 | 5 | 31 | 22 | 55.5691 | 81.7944 | 429.642
2026 | 5 | 31 | 23 | 50.647 | 77.1377 | 382.0448
2026 | 6 | 1 | 0 | 48.8865 | 82.393 | 346.5412
2026 | 6 | 1 | 1 | 44.3854 | 95.8708 | 310.4766
2026 | 6 | 1 | 2 | 43.1777 | 93.2433 | 297.8464
2026 | 6 | 1 | 3 | 42.6909 | 93.0355 | 289.3741
2026 | 6 | 1 | 4 | 43.8796 | 94.5883 | 287.4394
2026 | 6 | 1 | 5 | 46.1353 | 97.031 | 291.2941
2026 | 6 | 1 | 6 | 50.2993 | 104.5389 | 315.099
2026 | 6 | 1 | 7 | 53.9122 | 119.6399 | 348.3985
2026 | 6 | 1 | 8 | 56.1852 | 133.5475 | 368.0656
2026 | 6 | 1 | 9 | 57.9977 | 139.5844 | 379.18
2026 | 6 | 1 | 10 | 59.2799 | 146.6218 | 383.6864
2026 | 6 | 1 | 11 | 60.7137 | 146.2093 | 386.1578
2026 | 6 | 1 | 12 | 61.0032 | 146.5617 | 386.602
2026 | 6 | 1 | 13 | 62.0049 | 147.8263 | 393.8341
2026 | 6 | 1 | 14 | 63.1969 | 134.4674 | 401.2804
2026 | 6 | 1 | 15 | 65.622 | 130.5881 | 412.4897
2026 | 6 | 1 | 16 | 69.6332 | 141.4885 | 430.8407
2026 | 6 | 1 | 17 | 72.449 | 134.0982 | 456.4513
2026 | 6 | 1 | 18 | 71.068 | 114.8941 | 461.2977
2026 | 6 | 1 | 19 | 69.2872 | 111.6759 | 468.575
2026 | 6 | 1 | 20 | 66.619 | 104.962 | 454.0771
2026 | 6 | 1 | 21 | 62.8644 | 107.3262 | 434.6514
2026 | 6 | 1 | 22 | 57.3646 | 102.7394 | 397.258
2026 | 6 | 1 | 23 | 51.3387 | 94.2548 | 351.77
2026 | 6 | 2 | 0 | 47.8767 | 104.334 | 319.2441
2026 | 6 | 2 | 1 | 44.5163 | 98.3623 | 313.7549
2026 | 6 | 2 | 2 | 43.1963 | 95.2379 | 299.7238
2026 | 6 | 2 | 3 | 42.4359 | 94.1814 | 290.1521
2026 | 6 | 2 | 4 | 43.5177 | 93.7614 | 287.5381
2026 | 6 | 2 | 5 | 45.6181 | 95.2194 | 291.4353
2026 | 6 | 2 | 6 | 50.5864 | 104.6678 | 310.771
2026 | 6 | 2 | 7 | 54.2688 | 120.5948 | 339.0857
2026 | 6 | 2 | 8 | 56.6031 | 133.0967 | 356.7104
2026 | 6 | 2 | 9 | 58.216 | 139.4302 | 369.3349
2026 | 6 | 2 | 10 | 59.1429 | 151.7462 | 373.4284
2026 | 6 | 2 | 11 | 59.8764 | 155.9556 | 372.9356
2026 | 6 | 2 | 12 | 60.6637 | 161.1935 | 378.7642
2026 | 6 | 2 | 13 | 61.1143 | 163.518 | 391.926
2026 | 6 | 2 | 14 | 61.3666 | 153.1562 | 401.6808
2026 | 6 | 2 | 15 | 63.1751 | 147.5256 | 413.8126
2026 | 6 | 2 | 16 | 66.3737 | 161.7884 | 430.9775
2026 | 6 | 2 | 17 | 68.88 | 154.6001 | 454.9047
2026 | 6 | 2 | 18 | 67.5686 | 151.1552 | 466.7814
2026 | 6 | 2 | 19 | 65.8451 | 146.2853 | 469.1586
2026 | 6 | 2 | 20 | 63.0852 | 136.6543 | 458.1622
2026 | 6 | 2 | 21 | 58.6279 | 135.4095 | 439.8573
2026 | 6 | 2 | 22 | 53.1227 | 126.3836 | 404.2494
2026 | 6 | 2 | 23 | 48.3704 | 114.4296 | 359.7672
2026 | 6 | 3 | 0 | 47.0923 | 106.0982 | 316.845
2026 | 6 | 3 | 1 | 43.9634 | 108.7979 | 315.9186
2026 | 6 | 3 | 2 | 42.9194 | 104.3206 | 302.7605
2026 | 6 | 3 | 3 | 42.419 | 102.12 | 292.3314
2026 | 6 | 3 | 4 | 43.6998 | 101.9199 | 290.6678
2026 | 6 | 3 | 5 | 46.0465 | 104.0973 | 294.2853
2026 | 6 | 3 | 6 | 50.046 | 109.3705 | 313.7774
2026 | 6 | 3 | 7 | 52.6135 | 125.4682 | 343.4875
2026 | 6 | 3 | 8 | 53.1348 | 134.7598 | 364.4374
2026 | 6 | 3 | 9 | 53.7971 | 142.3574 | 379.3644
2026 | 6 | 3 | 10 | 54.1762 | 149.1091 | 387.0425
2026 | 6 | 3 | 11 | 55.2011 | 157.6252 | 390.8702
2026 | 6 | 3 | 12 | 56.7382 | 158.2421 | 406.7549
2026 | 6 | 3 | 13 | 57.6418 | 159.1629 | 410.7138
2026 | 6 | 3 | 14 | 58.8009 | 141.6308 | 415.3225
2026 | 6 | 3 | 15 | 60.9675 | 136.1635 | 422.3454
2026 | 6 | 3 | 16 | 64.6126 | 151.5883 | 432.0771
2026 | 6 | 3 | 17 | 67.1493 | 142.662 | 450.8016
2026 | 6 | 3 | 18 | 67.4399 | 134.3116 | 488.5926
2026 | 6 | 3 | 19 | 66.2836 | 128.643 | 486.5809
2026 | 6 | 3 | 20 | 64.4519 | 122.2718 | 476.3059
2026 | 6 | 3 | 21 | 60.7664 | 123.8964 | 457.2386
2026 | 6 | 3 | 22 | 55.3418 | 116.1629 | 419.4929
2026 | 6 | 3 | 23 | 49.7888 | 105.069 | 373.0348
2026 | 6 | 4 | 0 | 44.9574 | 108.1435 | 324.3983
2026 | 6 | 4 | 1 | 44.6172 | 100.5212 | 298.2039
2026 | 6 | 4 | 2 | 43.3756 | 97.2552 | 286.1316
2026 | 6 | 4 | 3 | 42.7923 | 95.46 | 277.6779
2026 | 6 | 4 | 4 | 43.9072 | 95.4431 | 277.4079
2026 | 6 | 4 | 5 | 46.1001 | 97.4013 | 281.7292
2026 | 6 | 4 | 6 | 50.7826 | 105.27 | 298.1408
2026 | 6 | 4 | 7 | 53.6969 | 121.039 | 324.2158
2026 | 6 | 4 | 8 | 54.9427 | 128.9139 | 343.8803
2026 | 6 | 4 | 9 | 56.3665 | 135.6045 | 359.6762
2026 | 6 | 4 | 10 | 57.4243 | 142.008 | 362.3562
2026 | 6 | 4 | 11 | 58.987 | 146.8871 | 356.7842
2026 | 6 | 4 | 12 | 60.0632 | 149.2834 | 359.904
2026 | 6 | 4 | 13 | 60.7755 | 151.4184 | 356.2627
2026 | 6 | 4 | 14 | 61.444 | 138.8531 | 351.9394
2026 | 6 | 4 | 15 | 63.242 | 135.4552 | 352.8391
2026 | 6 | 4 | 16 | 66.3453 | 149.8789 | 357.9844
2026 | 6 | 4 | 17 | 68.2058 | 142.5591 | 371.6563
2026 | 6 | 4 | 18 | 71.6386 | 139.1565 | 395.2921
2026 | 6 | 4 | 19 | 70.358 | 136.1446 | 396.1401
2026 | 6 | 4 | 20 | 67.8992 | 127.3232 | 387.5282
2026 | 6 | 4 | 21 | 63.6708 | 126.8427 | 372.5787
2026 | 6 | 4 | 22 | 57.8224 | 119.526 | 343.4066
2026 | 6 | 4 | 23 | 52.1569 | 107.5843 | 306.5049
2026 | 6 | 5 | 0 | 48.4149 | 98.0918 | 288.8072
2026 | 6 | 5 | 1 | 44.9693 | 100.5223 | 276.8355
2026 | 6 | 5 | 2 | 43.4862 | 96.9484 | 266.611
2026 | 6 | 5 | 3 | 42.6815 | 95.5643 | 260.2667
2026 | 6 | 5 | 4 | 43.6294 | 96.1205 | 260.7968
2026 | 6 | 5 | 5 | 45.5682 | 97.8215 | 265.4481
2026 | 6 | 5 | 6 | 50.2625 | 103.9485 | 285.093
2026 | 6 | 5 | 7 | 53.8311 | 117.6838 | 308.0805
2026 | 6 | 5 | 8 | 55.9508 | 126.2005 | 313.6018
2026 | 6 | 5 | 9 | 57.3225 | 134.5487 | 315.3302
2026 | 6 | 5 | 10 | 57.9508 | 143.0752 | 313.9212
2026 | 6 | 5 | 11 | 58.5485 | 145.5623 | 310.0403
2026 | 6 | 5 | 12 | 57.869 | 144.2613 | 313.3237
2026 | 6 | 5 | 13 | 58.1099 | 147.1796 | 318.7057
2026 | 6 | 5 | 14 | 58.3609 | 136.5334 | 324.8473
2026 | 6 | 5 | 15 | 59.9059 | 131.2187 | 331.8508
2026 | 6 | 5 | 16 | 62.7024 | 141.3923 | 341.4308
2026 | 6 | 5 | 17 | 64.5183 | 134.3852 | 364.726
2026 | 6 | 5 | 18 | 63.7388 | 132.4426 | 386.3361
2026 | 6 | 5 | 19 | 62.5064 | 130.1596 | 398.4839
2026 | 6 | 5 | 20 | 60.9421 | 124.3571 | 390.3662
2026 | 6 | 5 | 21 | 58.1623 | 125.6176 | 378.832
2026 | 6 | 5 | 22 | 53.8195 | 118.1415 | 352.8431
2026 | 6 | 5 | 23 | 48.7795 | 105.2386 | 317.4544
2026 | 6 | 6 | 0 | 45.7163 | 100.8039 | 292.2743
2026 | 6 | 6 | 1 | 41.8373 | 93.4222 | 260.6324
2026 | 6 | 6 | 2 | 40.1027 | 90.5038 | 251.2058
2026 | 6 | 6 | 3 | 39.3844 | 89.3335 | 244.0927
2026 | 6 | 6 | 4 | 39.3624 | 89.3646 | 241.3758
2026 | 6 | 6 | 5 | 40.0513 | 88.8953 | 241.0263
2026 | 6 | 6 | 6 | 42.5821 | 92.8153 | 243.7253
2026 | 6 | 6 | 7 | 45.862 | 99.2274 | 260.1941
2026 | 6 | 6 | 8 | 49.9292 | 108.0207 | 286.166
2026 | 6 | 6 | 9 | 52.9931 | 116.3069 | 306.953
2026 | 6 | 6 | 10 | 53.9811 | 125.2221 | 314.1907
2026 | 6 | 6 | 11 | 54.9849 | 129.6698 | 309.1067
2026 | 6 | 6 | 12 | 54.6035 | 130.6258 | 277.8051
2026 | 6 | 6 | 13 | 54.5106 | 130.9199 | 275.2508
2026 | 6 | 6 | 14 | 54.3983 | 122.5144 | 271.2228
2026 | 6 | 6 | 15 | 55.7913 | 117.204 | 272.7759
2026 | 6 | 6 | 16 | 58.4335 | 129.5195 | 279.2883
2026 | 6 | 6 | 17 | 60.1581 | 126.8829 | 306.8849
2026 | 6 | 6 | 18 | 57.8848 | 115.871 | 323.4893
2026 | 6 | 6 | 19 | 56.4662 | 112.2347 | 334.6323
2026 | 6 | 6 | 20 | 54.0038 | 105.6548 | 331.6581
2026 | 6 | 6 | 21 | 51.7022 | 110.797 | 324.7148
2026 | 6 | 6 | 22 | 48.1424 | 106.2822 | 307.5028
2026 | 6 | 6 | 23 | 44.6515 | 98.5859 | 281.8071
2026 | 6 | 7 | 0 | 43.0192 | 98.1041 | 267.7323
2026 | 6 | 7 | 1 | 39.8901 | 89.0115 | 262.3323
2026 | 6 | 7 | 2 | 38.4551 | 86.3275 | 253.0819
2026 | 6 | 7 | 3 | 37.8013 | 85.3726 | 247.0664
2026 | 6 | 7 | 4 | 37.6929 | 85.0941 | 245.591
2026 | 6 | 7 | 5 | 38.0391 | 83.7542 | 245.5272
2026 | 6 | 7 | 6 | 40.5771 | 91.8113 | 240.9187
2026 | 6 | 7 | 7 | 42.9681 | 96.7135 | 253.2599
2026 | 6 | 7 | 8 | 46.4182 | 103.4567 | 278.1064
2026 | 6 | 7 | 9 | 49.4378 | 111.4876 | 305.1827
2026 | 6 | 7 | 10 | 50.895 | 117.0233 | 318.8281
2026 | 6 | 7 | 11 | 52.4747 | 118.545 | 325.4792
2026 | 6 | 7 | 12 | 53.8611 | 113.5456 | 319.2891
2026 | 6 | 7 | 13 | 54.2359 | 113.0542 | 329.3751
2026 | 6 | 7 | 14 | 54.8785 | 115.608 | 335.0446
2026 | 6 | 7 | 15 | 56.9241 | 111.9437 | 349.4198
2026 | 6 | 7 | 16 | 60.1808 | 113.1443 | 369.5819
2026 | 6 | 7 | 17 | 62.6035 | 111.1577 | 400.1956
2026 | 6 | 7 | 18 | 60.1941 | 110.706 | 420.1716
2026 | 6 | 7 | 19 | 59.0633 | 109.2305 | 422.3976
2026 | 6 | 7 | 20 | 56.8808 | 106.2972 | 412.2808
2026 | 6 | 7 | 21 | 53.7688 | 108.2172 | 400.5361
2026 | 6 | 7 | 22 | 49.3519 | 102.6923 | 370.836
2026 | 6 | 7 | 23 | 45.3391 | 95.4511 | 331.4221
2026 | 6 | 8 | 0 | 43.7024 | 91.9124 | 289.1461
2026 | 6 | 8 | 1 | 42.4887 | 92.2741 | 271.7846
2026 | 6 | 8 | 2 | 41.4985 | 91.1018 | 263.3912
2026 | 6 | 8 | 3 | 41.1397 | 91.3755 | 257.949
2026 | 6 | 8 | 4 | 42.4565 | 92.5799 | 259.0357
2026 | 6 | 8 | 5 | 44.6772 | 95.1103 | 265.6518
2026 | 6 | 8 | 6 | 49.0692 | 102.1487 | 281.6629
2026 | 6 | 8 | 7 | 52.556 | 116.6387 | 309.8424
2026 | 6 | 8 | 8 | 54.8262 | 124.7799 | 327.7446
2026 | 6 | 8 | 9 | 56.6748 | 127.7822 | 340.167
2026 | 6 | 8 | 10 | 57.9846 | 133.6076 | 343.9932
2026 | 6 | 8 | 11 | 59.3149 | 135.0789 | 343.4053
2026 | 6 | 8 | 12 | 60.2172 | 140.3711 | 337.2796
2026 | 6 | 8 | 13 | 61.8853 | 139.5596 | 341.7626
2026 | 6 | 8 | 14 | 63.791 | 124.9529 | 344.5651
2026 | 6 | 8 | 15 | 67.1374 | 122.3463 | 351.4176
2026 | 6 | 8 | 16 | 71.8264 | 133.0402 | 366.477
2026 | 6 | 8 | 17 | 75.3412 | 129.0456 | 390.8992
2026 | 6 | 8 | 18 | 75.6104 | 119.1082 | 411.6593
2026 | 6 | 8 | 19 | 73.6415 | 117.5321 | 425.4725
2026 | 6 | 8 | 20 | 69.4978 | 113.0518 | 414.1098
2026 | 6 | 8 | 21 | 64.5782 | 116.3528 | 398.0044
2026 | 6 | 8 | 22 | 58.3324 | 108.3431 | 364.2594
2026 | 6 | 8 | 23 | 52.0398 | 98.7081 | 322.095
2026 | 6 | 9 | 0 | 48.3043 | 97.0742 | 279.9024
2026 | 6 | 9 | 1 | 45.4657 | 92.7286 | 267.7836
2026 | 6 | 9 | 2 | 43.9988 | 90.4401 | 258.1042
2026 | 6 | 9 | 3 | 43.2452 | 89.8513 | 252.0918
2026 | 6 | 9 | 4 | 44.3028 | 90.4407 | 252.9878
2026 | 6 | 9 | 5 | 46.4254 | 92.5979 | 259.2035
2026 | 6 | 9 | 6 | 49.116 | 100.4429 | 273.8779
2026 | 6 | 9 | 7 | 53.3176 | 113.5067 | 296.4123
2026 | 6 | 9 | 8 | 56.6596 | 120.5854 | 299.3224
2026 | 6 | 9 | 9 | 59.4743 | 124.1067 | 296.561
2026 | 6 | 9 | 10 | 62.0352 | 129.7502 | 291.9159
2026 | 6 | 9 | 11 | 64.5192 | 136.4995 | 289.9325
2026 | 6 | 9 | 12 | 65.9489 | 137.4431 | 301.6105
2026 | 6 | 9 | 13 | 68.0405 | 139.1161 | 308.1671
2026 | 6 | 9 | 14 | 70.2906 | 125.2201 | 312.5821
2026 | 6 | 9 | 15 | 73.8033 | 122.364 | 319.9353
2026 | 6 | 9 | 16 | 78.3556 | 134.22 | 335.5589
2026 | 6 | 9 | 17 | 81.7744 | 128.3437 | 360.718
2026 | 6 | 9 | 18 | 82.3695 | 117.5435 | 367.1156
2026 | 6 | 9 | 19 | 80.0368 | 114.9974 | 369.7529
2026 | 6 | 9 | 20 | 75.1881 | 110.9604 | 365.1853
2026 | 6 | 9 | 21 | 69.7836 | 114.4181 | 352.8601
2026 | 6 | 9 | 22 | 63.1241 | 109.9402 | 326.4582
2026 | 6 | 9 | 23 | 56.0938 | 99.4062 | 292.394
2026 | 6 | 10 | 0 | 51.7608 | 99.5016 | 277.8144
2026 | 6 | 10 | 1 | 49.7027 | 94.1537 | 257.6773
2026 | 6 | 10 | 2 | 47.7193 | 91.5356 | 250.2462
2026 | 6 | 10 | 3 | 46.5563 | 90.5656 | 245.3944
2026 | 6 | 10 | 4 | 47.2402 | 90.8648 | 247.5744
2026 | 6 | 10 | 5 | 49.2783 | 93.0172 | 254.5088
2026 | 6 | 10 | 6 | 54.1926 | 100.0253 | 268.3956
2026 | 6 | 10 | 7 | 58.7565 | 113.9814 | 289.5168
2026 | 6 | 10 | 8 | 62.3099 | 121.7244 | 292.2753
2026 | 6 | 10 | 9 | 65.6746 | 125.6834 | 290.6105
2026 | 6 | 10 | 10 | 68.4326 | 130.4354 | 286.6379
2026 | 6 | 10 | 11 | 71.2801 | 131.3441 | 282.7588
2026 | 6 | 10 | 12 | 73.3086 | 134.7325 | 283.8522
2026 | 6 | 10 | 13 | 75.1444 | 134.7141 | 286.1608
2026 | 6 | 10 | 14 | 76.5427 | 122.3314 | 288.2479
2026 | 6 | 10 | 15 | 78.9517 | 121.064 | 291.542
2026 | 6 | 10 | 16 | 82.4505 | 130.9841 | 304.2867
2026 | 6 | 10 | 17 | 84.4938 | 125.4715 | 331.1683
2026 | 6 | 10 | 18 | 85.5188 | 115.9532 | 355.8164
2026 | 6 | 10 | 19 | 83.002 | 113.4355 | 370.932
2026 | 6 | 10 | 20 | 78.7331 | 108.3794 | 366.3132
2026 | 6 | 10 | 21 | 73.49 | 112.3535 | 356.0942
2026 | 6 | 10 | 22 | 66.3867 | 106.896 | 328.1216
2026 | 6 | 10 | 23 | 59.064 | 97.173 | 291.3253
2026 | 6 | 11 | 0 | 55.2778 | 97.002 | 260.2296
2026 | 6 | 11 | 1 | 49.059 | 93.0544 | 254.4354
2026 | 6 | 11 | 2 | 47.1341 | 90.3823 | 248.5507
2026 | 6 | 11 | 3 | 46.0396 | 89.548 | 244.6337
2026 | 6 | 11 | 4 | 46.668 | 90.0892 | 246.693
2026 | 6 | 11 | 5 | 48.4746 | 91.7057 | 254.1381
2026 | 6 | 11 | 6 | 53.0556 | 100.7705 | 266.7129
2026 | 6 | 11 | 7 | 56.5865 | 114.3881 | 292.4072
2026 | 6 | 11 | 8 | 58.6089 | 124.2393 | 303.8356
2026 | 6 | 11 | 9 | 59.8098 | 127.7908 | 307.28
2026 | 6 | 11 | 10 | 60.187 | 134.2265 | 306.0386
2026 | 6 | 11 | 11 | 60.6944 | 133.759 | 301.7227
2026 | 6 | 11 | 12 | 61.4656 | 136.9377 | 304.5354
2026 | 6 | 11 | 13 | 61.7687 | 138.294 | 305.9574
2026 | 6 | 11 | 14 | 62.2689 | 126.8855 | 307.1784
2026 | 6 | 11 | 15 | 64.2299 | 124.5983 | 310.1462
2026 | 6 | 11 | 16 | 67.1672 | 135.5057 | 319.7936
2026 | 6 | 11 | 17 | 68.7241 | 129.6277 | 340.818
2026 | 6 | 11 | 18 | 66.3086 | 125.7919 | 346.6119
2026 | 6 | 11 | 19 | 64.8317 | 125.2291 | 358.5226
2026 | 6 | 11 | 20 | 63.0528 | 118.6203 | 358.7437
2026 | 6 | 11 | 21 | 59.8469 | 120.8183 | 350.6235
2026 | 6 | 11 | 22 | 54.6042 | 113.477 | 325.9823
2026 | 6 | 11 | 23 | 49.2853 | 102.4796 | 293.3713
2026 | 6 | 12 | 0 | 46.7589 | 97.6383 | 274.2788
2026 | 6 | 12 | 1 | 44.5031 | 93.9607 | 256.8084
2026 | 6 | 12 | 2 | 43.2533 | 90.671 | 250.0309
2026 | 6 | 12 | 3 | 42.6004 | 89.7986 | 245.9828
2026 | 6 | 12 | 4 | 43.6337 | 90.7899 | 248.0565
2026 | 6 | 12 | 5 | 45.6846 | 92.5117 | 255.7028
2026 | 6 | 12 | 6 | 50.2733 | 100.6653 | 272.3804
2026 | 6 | 12 | 7 | 53.8016 | 113.6615 | 296.5829
2026 | 6 | 12 | 8 | 55.7417 | 124.2686 | 303.7872
2026 | 6 | 12 | 9 | 56.8519 | 131.2275 | 303.5168
2026 | 6 | 12 | 10 | 56.9487 | 138.6364 | 300.7393
2026 | 6 | 12 | 11 | 57.2649 | 136.8725 | 294.4954
2026 | 6 | 12 | 12 | 57.0156 | 136.1537 | 302.7509
2026 | 6 | 12 | 13 | 57.1677 | 138.2646 | 305.0564
2026 | 6 | 12 | 14 | 57.3669 | 128.902 | 305.6272
2026 | 6 | 12 | 15 | 59.4768 | 123.4784 | 304.7411
2026 | 6 | 12 | 16 | 62.9027 | 130.0732 | 313.439
2026 | 6 | 12 | 17 | 65.1933 | 122.6155 | 331.9341
2026 | 6 | 12 | 18 | 64.7416 | 110.7124 | 351.2501
2026 | 6 | 12 | 19 | 63.469 | 108.3768 | 354.5673
2026 | 6 | 12 | 20 | 61.7461 | 103.8621 | 351.091
2026 | 6 | 12 | 21 | 59.1703 | 107.2002 | 341.9912
2026 | 6 | 12 | 22 | 54.6349 | 101.7782 | 321.6022
2026 | 6 | 12 | 23 | 49.4398 | 90.5841 | 294.5197
2026 | 6 | 13 | 0 | 46.4381 | 96.0348 | 277.1031
2026 | 6 | 13 | 1 | 41.5804 | 89.5739 | 256.1165
2026 | 6 | 13 | 2 | 40.0449 | 87.1676 | 248.324
2026 | 6 | 13 | 3 | 39.4305 | 86.15 | 244.1156
2026 | 6 | 13 | 4 | 39.4937 | 85.3666 | 244.008
2026 | 6 | 13 | 5 | 40.5324 | 84.7186 | 244.7614
2026 | 6 | 13 | 6 | 43.5355 | 83.9891 | 242.3778
2026 | 6 | 13 | 7 | 46.823 | 88.5946 | 259.2716
2026 | 6 | 13 | 8 | 50.4416 | 94.8889 | 286.4597
2026 | 6 | 13 | 9 | 52.935 | 102.4567 | 306.5343
2026 | 6 | 13 | 10 | 53.4839 | 108.3557 | 312.8557
2026 | 6 | 13 | 11 | 54.2458 | 110.9089 | 308.935
2026 | 6 | 13 | 12 | 54.7813 | 114.5795 | 305.5734
2026 | 6 | 13 | 13 | 54.5426 | 112.9442 | 302.9128
2026 | 6 | 13 | 14 | 54.4239 | 109.3407 | 302.1212
2026 | 6 | 13 | 15 | 55.6927 | 107.0489 | 302.4208
2026 | 6 | 13 | 16 | 58.2799 | 109.0413 | 311.0325
2026 | 6 | 13 | 17 | 59.5798 | 107.3244 | 329.6977
2026 | 6 | 13 | 18 | 56.9988 | 99.2353 | 333.9829
2026 | 6 | 13 | 19 | 55.6832 | 97.7656 | 338.63
2026 | 6 | 13 | 20 | 53.1981 | 92.2118 | 331.5872
2026 | 6 | 13 | 21 | 50.9822 | 100.2596 | 324.6026
2026 | 6 | 13 | 22 | 47.6353 | 95.0911 | 307.7693
2026 | 6 | 13 | 23 | 44.1059 | 88.1308 | 283.5096
2026 | 6 | 14 | 0 | 42.4957 | 89.1539 | 268.8623
2026 | 6 | 14 | 1 | 41.459 | 82.6066 | 255.1924
2026 | 6 | 14 | 2 | 40.0146 | 80.4692 | 246.9443
2026 | 6 | 14 | 3 | 39.3276 | 80.1873 | 242.3819
2026 | 6 | 14 | 4 | 39.3991 | 80.2661 | 242.0369
2026 | 6 | 14 | 5 | 39.8386 | 79.437 | 241.9269
2026 | 6 | 14 | 6 | 41.4639 | 79.1939 | 231.3037
2026 | 6 | 14 | 7 | 44.5574 | 82.949 | 240.8841
2026 | 6 | 14 | 8 | 49.2451 | 89.5547 | 261.3753
2026 | 6 | 14 | 9 | 54.2481 | 91.8778 | 285.2665
2026 | 6 | 14 | 10 | 58.014 | 96.1151 | 293.081
2026 | 6 | 14 | 11 | 61.0304 | 100.5948 | 297.4566
2026 | 6 | 14 | 12 | 62.9187 | 105.2083 | 284.9367
2026 | 6 | 14 | 13 | 64.3151 | 105.3824 | 287.4065
2026 | 6 | 14 | 14 | 65.8929 | 101.0778 | 281.4216
2026 | 6 | 14 | 15 | 68.3837 | 105.7408 | 282.7958
2026 | 6 | 14 | 16 | 71.7815 | 106.5231 | 296.3493
2026 | 6 | 14 | 17 | 74.3894 | 106.3243 | 324.1163
2026 | 6 | 14 | 18 | 71.8411 | 108.7418 | 346.6386
2026 | 6 | 14 | 19 | 69.7498 | 107.0294 | 355.2396
2026 | 6 | 14 | 20 | 65.5036 | 103.4784 | 346.0518
2026 | 6 | 14 | 21 | 60.8257 | 105.2152 | 335.453
2026 | 6 | 14 | 22 | 55.3537 | 100.7642 | 310.7785
2026 | 6 | 14 | 23 | 50.5255 | 92.6888 | 277.4351
2026 | 6 | 15 | 0 | 48.5764 | 87.6068 | 247.8244
2026 | 6 | 15 | 1 | 47.8331 | 90.995 | 239.3754
2026 | 6 | 15 | 2 | 46.364 | 88.7458 | 233.4112
2026 | 6 | 15 | 3 | 45.7429 | 88.8455 | 230.3574
2026 | 6 | 15 | 4 | 46.937 | 90.8155 | 233.6807
2026 | 6 | 15 | 5 | 49.5341 | 93.3692 | 242.0328
2026 | 6 | 15 | 6 | 56.1306 | 107.1902 | 256.5367
2026 | 6 | 15 | 7 | 60.3548 | 121.6445 | 278.5457
2026 | 6 | 15 | 8 | 63.0168 | 134.7356 | 278.6477
2026 | 6 | 15 | 9 | 65.0247 | 139.8663 | 274.0272
2026 | 6 | 15 | 10 | 66.4356 | 145.7111 | 269.1279
2026 | 6 | 15 | 11 | 67.9599 | 146.9323 | 269.6444
2026 | 6 | 15 | 12 | 69.5148 | 144.5995 | 281.2676
2026 | 6 | 15 | 13 | 70.277 | 147.7637 | 283.5714
2026 | 6 | 15 | 14 | 70.9097 | 137.8029 | 285.1557
2026 | 6 | 15 | 15 | 72.828 | 133.0093 | 289.494
2026 | 6 | 15 | 16 | 76.2823 | 142.6746 | 303.0894
2026 | 6 | 15 | 17 | 78.0428 | 135.3274 | 329.4658
2026 | 6 | 15 | 18 | 78.6784 | 132.9103 | 361.407
2026 | 6 | 15 | 19 | 76.3392 | 130.3837 | 365.4827
2026 | 6 | 15 | 20 | 72.5034 | 125.4421 | 361.5508
2026 | 6 | 15 | 21 | 67.4607 | 126.2929 | 348.6883
2026 | 6 | 15 | 22 | 60.9263 | 119.6395 | 321.7671
2026 | 6 | 15 | 23 | 54.6804 | 108.0097 | 287.6172
2026 | 6 | 16 | 0 | 51.0442 | 102.1246 | 264.383
2026 | 6 | 16 | 1 | 47.0235 | 96.9922 | 246.6743
2026 | 6 | 16 | 2 | 45.4321 | 93.6127 | 239.7756
2026 | 6 | 16 | 3 | 44.547 | 92.5824 | 236.0813
2026 | 6 | 16 | 4 | 45.5939 | 93.6848 | 238.7952
2026 | 6 | 16 | 5 | 47.9617 | 95.7192 | 246.4114
2026 | 6 | 16 | 6 | 53.2347 | 104.3941 | 262.4114
2026 | 6 | 16 | 7 | 57.1687 | 118.9327 | 284.6849
2026 | 6 | 16 | 8 | 59.6425 | 128.3745 | 286.4112
2026 | 6 | 16 | 9 | 61.103 | 133.1616 | 283.0889
2026 | 6 | 16 | 10 | 61.6222 | 138.0022 | 280.0413
2026 | 6 | 16 | 11 | 62.1059 | 139.5348 | 277.4913
2026 | 6 | 16 | 12 | 62.2732 | 134.057 | 272.8703
2026 | 6 | 16 | 13 | 62.4004 | 135.9951 | 276.9847
2026 | 6 | 16 | 14 | 62.5017 | 126.3785 | 280.8181
2026 | 6 | 16 | 15 | 64.1966 | 123.7547 | 286.7426
2026 | 6 | 16 | 16 | 67.2567 | 132.7275 | 303.1345
2026 | 6 | 16 | 17 | 69.3528 | 127.3242 | 330.5524
2026 | 6 | 16 | 18 | 66.9999 | 127.7059 | 359.478
2026 | 6 | 16 | 19 | 64.8844 | 126.5461 | 366.1601
2026 | 6 | 16 | 20 | 61.8418 | 117.1768 | 363.9827
2026 | 6 | 16 | 21 | 57.4266 | 118.3207 | 351.9718
2026 | 6 | 16 | 22 | 52.132 | 111.8347 | 325.2278
2026 | 6 | 16 | 23 | 47.6575 | 99.9987 | 290.6058
2026 | 6 | 17 | 0 | 46.1454 | 97.7856 | 262.2491
2026 | 6 | 17 | 1 | 44.6182 | 94.4288 | 246.597
2026 | 6 | 17 | 2 | 43.4673 | 91.5693 | 240.0283
2026 | 6 | 17 | 3 | 42.8274 | 90.2012 | 236.1649
2026 | 6 | 17 | 4 | 44.1583 | 90.2312 | 238.7728
2026 | 6 | 17 | 5 | 46.6474 | 92.0496 | 246.5008
2026 | 6 | 17 | 6 | 51.804 | 105.4422 | 258.893
2026 | 6 | 17 | 7 | 55.4797 | 120.5874 | 280.343
2026 | 6 | 17 | 8 | 57.676 | 131.436 | 285.832
2026 | 6 | 17 | 9 | 59.8143 | 138.3209 | 287.4659
2026 | 6 | 17 | 10 | 61.0626 | 146.0764 | 284.9343
2026 | 6 | 17 | 11 | 62.301 | 145.9957 | 280.502
2026 | 6 | 17 | 12 | 62.9669 | 143.1302 | 280.1841
2026 | 6 | 17 | 13 | 63.3973 | 143.7833 | 284.2536
2026 | 6 | 17 | 14 | 64.076 | 135.2856 | 285.0006
2026 | 6 | 17 | 15 | 66.6642 | 132.6737 | 286.7933
2026 | 6 | 17 | 16 | 70.6488 | 140.0494 | 299.6033
2026 | 6 | 17 | 17 | 73.2026 | 133.3319 | 324.2067
2026 | 6 | 17 | 18 | 69.3545 | 125.8222 | 351.1445
2026 | 6 | 17 | 19 | 66.7416 | 122.5958 | 365.4223
2026 | 6 | 17 | 20 | 63.1586 | 115.097 | 361.804
2026 | 6 | 17 | 21 | 58.4332 | 116.9023 | 351.5039
2026 | 6 | 17 | 22 | 52.7036 | 109.5791 | 323.7924
2026 | 6 | 17 | 23 | 48.1184 | 99.1965 | 287.6283
2026 | 6 | 18 | 0 | 48.8604 | 101.0461 | 256.5539
2026 | 6 | 18 | 1 | 46.751 | 95.8268 | 250.0177
2026 | 6 | 18 | 2 | 45.5899 | 92.7525 | 242.5742
2026 | 6 | 18 | 3 | 45.0902 | 91.2797 | 238.8202
2026 | 6 | 18 | 4 | 46.3648 | 91.8017 | 240.9958
2026 | 6 | 18 | 5 | 48.8508 | 93.9806 | 247.9228
2026 | 6 | 18 | 6 | 53.8233 | 101.2755 | 268.4958
2026 | 6 | 18 | 7 | 57.4246 | 114.9478 | 290.4966
2026 | 6 | 18 | 8 | 59.3655 | 123.8295 | 292.4802
2026 | 6 | 18 | 9 | 61.0217 | 131.4441 | 290.2916
2026 | 6 | 18 | 10 | 62.1192 | 138.951 | 287.9261
2026 | 6 | 18 | 11 | 63.2503 | 141.6139 | 285.5004
2026 | 6 | 18 | 12 | 63.6684 | 139.965 | 282.5826
2026 | 6 | 18 | 13 | 63.9811 | 143.0303 | 288.4925
2026 | 6 | 18 | 14 | 64.993 | 132.6788 | 293.6291
2026 | 6 | 18 | 15 | 67.2767 | 128.6791 | 299.3555
2026 | 6 | 18 | 16 | 70.5272 | 138.4051 | 312.0676
2026 | 6 | 18 | 17 | 72.7628 | 131.5194 | 338.0755
2026 | 6 | 18 | 18 | 68.2729 | 123.6638 | 372.9994
2026 | 6 | 18 | 19 | 66.7998 | 122.2694 | 390.304
2026 | 6 | 18 | 20 | 64.0956 | 115.1085 | 385.9102
2026 | 6 | 18 | 21 | 60.4232 | 117.5012 | 374.8922
2026 | 6 | 18 | 22 | 55.3271 | 110.575 | 345.5492
2026 | 6 | 18 | 23 | 50.4464 | 99.3416 | 306.5178
2026 | 6 | 19 | 0 | 49.0224 | 97.531 | 275.3654
2026 | 6 | 19 | 1 | 47.5371 | 95.3868 | 263.7792
2026 | 6 | 19 | 2 | 46.2741 | 92.1979 | 254.3147
2026 | 6 | 19 | 3 | 45.6841 | 90.9502 | 248.441
2026 | 6 | 19 | 4 | 46.8294 | 91.8408 | 249.4572
2026 | 6 | 19 | 5 | 49.1285 | 93.0793 | 255.5213
2026 | 6 | 19 | 6 | 53.402 | 108.3829 | 273.4502
2026 | 6 | 19 | 7 | 57.0965 | 123.0581 | 297.7197
2026 | 6 | 19 | 8 | 58.7178 | 132.3445 | 303.1379
2026 | 6 | 19 | 9 | 58.8487 | 139.2965 | 302.692
2026 | 6 | 19 | 10 | 58.667 | 145.0058 | 302.7939
2026 | 6 | 19 | 11 | 58.4814 | 144.8328 | 305.0444
2026 | 6 | 19 | 12 | 57.3862 | 140.7488 | 319.1633
2026 | 6 | 19 | 13 | 56.9744 | 141.6626 | 328.1972
2026 | 6 | 19 | 14 | 56.9808 | 130.244 | 335.751
2026 | 6 | 19 | 15 | 58.7185 | 127.2959 | 343.0659
2026 | 6 | 19 | 16 | 62.0227 | 135.8553 | 355.4986
2026 | 6 | 19 | 17 | 64.5681 | 129.3785 | 378.8457
2026 | 6 | 19 | 18 | 63.0128 | 126.1863 | 389.4636
2026 | 6 | 19 | 19 | 62.2614 | 124.382 | 401.9151
2026 | 6 | 19 | 20 | 61.1477 | 120.4642 | 395.813
2026 | 6 | 19 | 21 | 59.5497 | 121.5024 | 386.1959
2026 | 6 | 19 | 22 | 55.5901 | 114.9747 | 360.5297
2026 | 6 | 19 | 23 | 50.4652 | 102.1631 | 324.854
2026 | 6 | 20 | 0 | 47.4209 | 94.2542 | 299.8636
2026 | 6 | 20 | 1 | 43.7028 | 85.1029 | 290.3961
2026 | 6 | 20 | 2 | 42.1976 | 82.3536 | 277.0788
2026 | 6 | 20 | 3 | 41.4593 | 81.888 | 268.0285
2026 | 6 | 20 | 4 | 41.9319 | 82.2271 | 264.6801
2026 | 6 | 20 | 5 | 42.9524 | 81.9912 | 263.0486
2026 | 6 | 20 | 6 | 45.6855 | 83.6264 | 263.0319
2026 | 6 | 20 | 7 | 48.8939 | 87.7936 | 283.6245
2026 | 6 | 20 | 8 | 52.884 | 97.7919 | 320.5499
2026 | 6 | 20 | 9 | 56.2654 | 104.4444 | 355.3544
2026 | 6 | 20 | 10 | 57.5953 | 109.6477 | 372.9829
2026 | 6 | 20 | 11 | 58.2117 | 110.6427 | 376.8499
2026 | 6 | 20 | 12 | 57.9303 | 106.0178 | 373.3818
2026 | 6 | 20 | 13 | 57.1241 | 106.8666 | 376.0202
2026 | 6 | 20 | 14 | 56.6906 | 105.7563 | 380.7838
2026 | 6 | 20 | 15 | 57.7684 | 104.8939 | 390.19
2026 | 6 | 20 | 16 | 60.6662 | 107.2094 | 405.1158
2026 | 6 | 20 | 17 | 62.7322 | 105.5759 | 426.5463
2026 | 6 | 20 | 18 | 60.9126 | 106.4775 | 446.8423
2026 | 6 | 20 | 19 | 59.2569 | 105.4168 | 447.6153
2026 | 6 | 20 | 20 | 56.3643 | 97.9344 | 432.7925
2026 | 6 | 20 | 21 | 53.9111 | 101.5015 | 421.3254
2026 | 6 | 20 | 22 | 50.4048 | 97.6783 | 394.5947
2026 | 6 | 20 | 23 | 46.6646 | 89.0008 | 358.508
2026 | 6 | 21 | 0 | 44.2671 | 86.1509 | 324.9349
2026 | 6 | 21 | 1 | 42.0007 | 88.1784 | 300.0399
2026 | 6 | 21 | 2 | 40.749 | 85.2016 | 285.5428
2026 | 6 | 21 | 3 | 40.0939 | 84.6663 | 275.5001
2026 | 6 | 21 | 4 | 40.4349 | 84.865 | 271.0306
2026 | 6 | 21 | 5 | 41.2875 | 84.3129 | 267.4207
2026 | 6 | 21 | 6 | 43.4816 | 83.1842 | 261.9532
2026 | 6 | 21 | 7 | 46.3932 | 86.3754 | 277.9819
2026 | 6 | 21 | 8 | 50.8467 | 93.9704 | 312.3728
2026 | 6 | 21 | 9 | 54.956 | 99.3981 | 348.7493
2026 | 6 | 21 | 10 | 57.3508 | 104.8024 | 368.1964
2026 | 6 | 21 | 11 | 58.4968 | 106.7212 | 372.4249
2026 | 6 | 21 | 12 | 58.961 | 108.217 | 354.6844
2026 | 6 | 21 | 13 | 58.7699 | 109.0868 | 364.0345
2026 | 6 | 21 | 14 | 58.8706 | 107.1849 | 373.0129
2026 | 6 | 21 | 15 | 60.5802 | 107.3388 | 381.9274
2026 | 6 | 21 | 16 | 64.0915 | 109.9415 | 401.1272
2026 | 6 | 21 | 17 | 66.7528 | 109.0706 | 431.0461
2026 | 6 | 21 | 18 | 63.0087 | 106.7381 | 456.0806
2026 | 6 | 21 | 19 | 61.7027 | 104.9496 | 461.746
2026 | 6 | 21 | 20 | 59.2481 | 101.5121 | 446.592
2026 | 6 | 21 | 21 | 56.1078 | 105.6319 | 431.3167
2026 | 6 | 21 | 22 | 51.3212 | 101.5916 | 396.9142
2026 | 6 | 21 | 23 | 47.0397 | 91.8429 | 353.0279
2026 | 6 | 22 | 0 | 45.5829 | 92.8859 | 308.0002
2026 | 6 | 22 | 1 | 42.3992 | 93.8944 | 288.1845
2026 | 6 | 22 | 2 | 41.659 | 91.5572 | 277.3092
2026 | 6 | 22 | 3 | 41.5904 | 91.4305 | 269.6492
2026 | 6 | 22 | 4 | 43.1744 | 93.1646 | 269.8086
2026 | 6 | 22 | 5 | 45.9251 | 96.015 | 275.8613
2026 | 6 | 22 | 6 | 51.6407 | 102.6861 | 290.1653
2026 | 6 | 22 | 7 | 54.9232 | 116.5601 | 319.269
2026 | 6 | 22 | 8 | 56.0186 | 131.352 | 345.0046
2026 | 6 | 22 | 9 | 56.0903 | 138.075 | 367.1786
2026 | 6 | 22 | 10 | 56.0932 | 147.5822 | 374.1922
2026 | 6 | 22 | 11 | 56.4756 | 145.9747 | 372.6271
2026 | 6 | 22 | 12 | 58.5275 | 148.8772 | 369.2888
2026 | 6 | 22 | 13 | 58.8654 | 151.6083 | 374.5738
2026 | 6 | 22 | 14 | 59.6701 | 145.1297 | 376.1577
2026 | 6 | 22 | 15 | 62.0691 | 140.7419 | 381.3077
2026 | 6 | 22 | 16 | 65.7973 | 148.4907 | 391.5346
2026 | 6 | 22 | 17 | 68.4424 | 141.8893 | 410.2887
2026 | 6 | 22 | 18 | 67.7424 | 137.7512 | 423.1769
2026 | 6 | 22 | 19 | 66.8713 | 135.0158 | 423.7443
2026 | 6 | 22 | 20 | 64.6867 | 129.2826 | 413.3497
2026 | 6 | 22 | 21 | 60.8882 | 129.7881 | 396.3261
2026 | 6 | 22 | 22 | 55.4224 | 121.5 | 364.0701
2026 | 6 | 22 | 23 | 49.7465 | 109.2564 | 324.4759
2026 | 6 | 23 | 0 | 46.8651 | 106.4317 | 294.2827
2026 | 6 | 23 | 1 | 43.3781 | 100.6611 | 279.832
2026 | 6 | 23 | 2 | 42.2408 | 97.0818 | 269.722
2026 | 6 | 23 | 3 | 41.7305 | 95.7028 | 262.896
2026 | 6 | 23 | 4 | 43.0433 | 96.1632 | 263.2519
2026 | 6 | 23 | 5 | 45.3122 | 98.4769 | 268.1796
2026 | 6 | 23 | 6 | 51.1911 | 107.1566 | 283.927
2026 | 6 | 23 | 7 | 54.487 | 122.3867 | 308.2378
2026 | 6 | 23 | 8 | 55.9626 | 132.2493 | 319.4059
2026 | 6 | 23 | 9 | 56.6527 | 138.0791 | 325.3591
2026 | 6 | 23 | 10 | 56.9395 | 144.8369 | 325.3213
2026 | 6 | 23 | 11 | 57.6033 | 150.8748 | 321.8994
2026 | 6 | 23 | 12 | 59.1243 | 146.2525 | 328.1845
2026 | 6 | 23 | 13 | 59.6885 | 148.111 | 329.6418
2026 | 6 | 23 | 14 | 60.5276 | 137.3184 | 329.8206
2026 | 6 | 23 | 15 | 62.9811 | 133.0615 | 334.545
2026 | 6 | 23 | 16 | 66.8128 | 144.2628 | 346.9876
2026 | 6 | 23 | 17 | 69.3954 | 137.3566 | 368.5115
2026 | 6 | 23 | 18 | 67.6846 | 131.7731 | 389.8608
2026 | 6 | 23 | 19 | 66.8912 | 128.2461 | 401.414
2026 | 6 | 23 | 20 | 64.8613 | 117.8131 | 392.9539
2026 | 6 | 23 | 21 | 60.8858 | 118.1116 | 379.1089
2026 | 6 | 23 | 22 | 55.2495 | 111.067 | 348.863
2026 | 6 | 23 | 23 | 49.6862 | 100.1779 | 309.812
2026 | 6 | 24 | 0 | 47.3318 | 105.1881 | 282.9272
2026 | 6 | 24 | 1 | 43.3504 | 100.0011 | 260.7999
2026 | 6 | 24 | 2 | 42.1426 | 96.4782 | 252.8436
2026 | 6 | 24 | 3 | 41.5411 | 94.5787 | 247.4886
2026 | 6 | 24 | 4 | 42.7816 | 94.911 | 249.4294
2026 | 6 | 24 | 5 | 44.9173 | 96.7667 | 255.7683
2026 | 6 | 24 | 6 | 50.0914 | 103.3204 | 268.8401
2026 | 6 | 24 | 7 | 52.8738 | 117.9613 | 291.4102
2026 | 6 | 24 | 8 | 53.7418 | 126.0282 | 303.0784
2026 | 6 | 24 | 9 | 54.5121 | 131.1093 | 311.7713
2026 | 6 | 24 | 10 | 54.8033 | 135.1568 | 312.2129
2026 | 6 | 24 | 11 | 55.5504 | 138.0196 | 307.0153
2026 | 6 | 24 | 12 | 56.0074 | 142.3296 | 302.607
2026 | 6 | 24 | 13 | 56.8944 | 142.3969 | 302.5102
2026 | 6 | 24 | 14 | 58.2367 | 129.4874 | 301.3649
2026 | 6 | 24 | 15 | 60.9161 | 128.4091 | 302.1646
2026 | 6 | 24 | 16 | 65.0923 | 139.1301 | 310.565
2026 | 6 | 24 | 17 | 68.2013 | 132.8163 | 331.9099
2026 | 6 | 24 | 18 | 68.7229 | 129.3544 | 358.2621
2026 | 6 | 24 | 19 | 67.155 | 126.1886 | 373.0764
2026 | 6 | 24 | 20 | 63.715 | 120.919 | 367.2345
2026 | 6 | 24 | 21 | 59.4026 | 122.7371 | 356.3426
2026 | 6 | 24 | 22 | 53.8815 | 115.3036 | 327.7157
2026 | 6 | 24 | 23 | 48.2742 | 103.7524 | 290.6157
2026 | 6 | 25 | 0 | 46.7384 | 100.0339 | 269.4619
2026 | 6 | 25 | 1 | 43.8158 | 96.7139 | 254.1779
2026 | 6 | 25 | 2 | 42.4807 | 94.0393 | 246.7793
2026 | 6 | 25 | 3 | 41.7913 | 92.8436 | 242.6584
2026 | 6 | 25 | 4 | 42.838 | 93.2177 | 244.9862
2026 | 6 | 25 | 5 | 44.6662 | 95.541 | 251.6436
2026 | 6 | 25 | 6 | 49.2845 | 101.9012 | 265.531
2026 | 6 | 25 | 7 | 52.165 | 115.1178 | 286.2457
2026 | 6 | 25 | 8 | 53.6575 | 126.847 | 283.6374
2026 | 6 | 25 | 9 | 55.1863 | 134.8565 | 275.1499
2026 | 6 | 25 | 10 | 55.9715 | 146.6782 | 270.3315
2026 | 6 | 25 | 11 | 57.1328 | 146.5215 | 272.5108
2026 | 6 | 25 | 12 | 57.5034 | 149.3895 | 269.1045
2026 | 6 | 25 | 13 | 58.6482 | 152.7255 | 274.4136
2026 | 6 | 25 | 14 | 60.176 | 144.7573 | 283.1038
2026 | 6 | 25 | 15 | 63.1678 | 140.5431 | 291.6977
2026 | 6 | 25 | 16 | 67.2523 | 150.5681 | 308.2008
2026 | 6 | 25 | 17 | 70.3273 | 143.3616 | 341.7424
2026 | 6 | 25 | 18 | 71.6989 | 131.6379 | 374.5863
2026 | 6 | 25 | 19 | 69.9836 | 128.9584 | 391.4243
2026 | 6 | 25 | 20 | 65.9937 | 122.7635 | 387.1909
2026 | 6 | 25 | 21 | 61.5954 | 124.096 | 376.605
2026 | 6 | 25 | 22 | 55.9427 | 116.496 | 347.5642
2026 | 6 | 25 | 23 | 49.9964 | 105.8022 | 308.5098
2026 | 6 | 26 | 0 | 47.3841 | 105.6103 | 274.1044
2026 | 6 | 26 | 1 | 45.6293 | 97.5522 | 267.6415
2026 | 6 | 26 | 2 | 44.1148 | 93.7024 | 258.175
2026 | 6 | 26 | 3 | 43.3152 | 92.2517 | 252.323
2026 | 6 | 26 | 4 | 44.2255 | 93.427 | 253.094
2026 | 6 | 26 | 5 | 46.2294 | 94.6242 | 258.7592
2026 | 6 | 26 | 6 | 51.3454 | 101.8901 | 279.4044
2026 | 6 | 26 | 7 | 55.0997 | 115.806 | 304.8812
2026 | 6 | 26 | 8 | 58.0547 | 122.2497 | 310.848
2026 | 6 | 26 | 9 | 60.946 | 128.7636 | 310.7597
2026 | 6 | 26 | 10 | 62.7748 | 133.6641 | 312.0656
2026 | 6 | 26 | 11 | 64.7012 | 138.344 | 314.9936
2026 | 6 | 26 | 12 | 65.7988 | 141.6773 | 341.0568
2026 | 6 | 26 | 13 | 67.4164 | 142.8576 | 347.3422
2026 | 6 | 26 | 14 | 68.805 | 128.3898 | 351.8317
2026 | 6 | 26 | 15 | 71.1694 | 125.1933 | 356.3155
2026 | 6 | 26 | 16 | 74.48 | 135.3663 | 364.2889
2026 | 6 | 26 | 17 | 76.6844 | 128.8808 | 382.4096
2026 | 6 | 26 | 18 | 75.3786 | 118.4598 | 387.4982
2026 | 6 | 26 | 19 | 73.4235 | 116.919 | 383.3544
2026 | 6 | 26 | 20 | 70.4062 | 110.6307 | 378.7819
2026 | 6 | 26 | 21 | 66.6295 | 113.9184 | 368.4955
2026 | 6 | 26 | 22 | 61.3246 | 107.5337 | 345.3772
2026 | 6 | 26 | 23 | 55.1473 | 95.0523 | 314.194
2026 | 6 | 27 | 0 | 51.0746 | 92.9255 | 305.695
2026 | 6 | 27 | 1 | 45.3788 | 82.0972 | 275.0359
2026 | 6 | 27 | 2 | 42.9876 | 79.6355 | 263.4738
2026 | 6 | 27 | 3 | 41.7657 | 79.2397 | 256.7544
2026 | 6 | 27 | 4 | 41.439 | 78.802 | 253.7703
2026 | 6 | 27 | 5 | 42.0901 | 77.9347 | 251.2309
2026 | 6 | 27 | 6 | 44.9365 | 79.4911 | 250.3607
2026 | 6 | 27 | 7 | 48.6925 | 84.2532 | 266.0976
2026 | 6 | 27 | 8 | 53.6001 | 92.872 | 291.7287
2026 | 6 | 27 | 9 | 57.5352 | 97.575 | 313.2944
2026 | 6 | 27 | 10 | 59.0483 | 101.9546 | 320.6509
2026 | 6 | 27 | 11 | 60.2056 | 106.8019 | 313.5003
2026 | 6 | 27 | 12 | 60.4635 | 112.695 | 295.0145
2026 | 6 | 27 | 13 | 60.0476 | 111.9575 | 293.5074
2026 | 6 | 27 | 14 | 59.3314 | 107.9951 | 291.5971
2026 | 6 | 27 | 15 | 60.0658 | 109.0506 | 290.2278
2026 | 6 | 27 | 16 | 62.232 | 110.6559 | 296.807
2026 | 6 | 27 | 17 | 63.5704 | 108.4278 | 320.3377
2026 | 6 | 27 | 18 | 59.1886 | 102.7632 | 345.1062
2026 | 6 | 27 | 19 | 57.6581 | 101.1377 | 358.003
2026 | 6 | 27 | 20 | 55.0842 | 94.872 | 346.1533
2026 | 6 | 27 | 21 | 52.9162 | 98.8002 | 337.102
2026 | 6 | 27 | 22 | 49.4521 | 94.2496 | 316.5111
2026 | 6 | 27 | 23 | 45.5888 | 86.5397 | 286.9283
2026 | 6 | 28 | 0 | 43.3045 | 84.8949 | 256.1963
2026 | 6 | 28 | 1 | 39.8338 | 92.2044 | 248.7646
2026 | 6 | 28 | 2 | 38.4393 | 89.4718 | 240.4957
2026 | 6 | 28 | 3 | 37.8137 | 88.8636 | 235.8035
2026 | 6 | 28 | 4 | 37.7119 | 89.7423 | 234.5118
2026 | 6 | 28 | 5 | 38.1708 | 89.3582 | 232.6071
2026 | 6 | 28 | 6 | 41.2453 | 88.9796 | 222.1359
2026 | 6 | 28 | 7 | 43.7767 | 94.0126 | 230.7102
2026 | 6 | 28 | 8 | 47.7803 | 103.7969 | 243.5923
2026 | 6 | 28 | 9 | 51.485 | 111.606 | 255.5116
2026 | 6 | 28 | 10 | 53.267 | 123.0107 | 261.0002
2026 | 6 | 28 | 11 | 55.0793 | 125.2168 | 266.6802
2026 | 6 | 28 | 12 | 56.8092 | 122.3972 | 258.599
2026 | 6 | 28 | 13 | 57.2849 | 124.7423 | 266.9605
2026 | 6 | 28 | 14 | 57.657 | 120.0882 | 270.7704
2026 | 6 | 28 | 15 | 59.4592 | 116.2058 | 277.0043
2026 | 6 | 28 | 16 | 62.2544 | 127.9052 | 292.1361
2026 | 6 | 28 | 17 | 64.3154 | 127.2944 | 328.6224
2026 | 6 | 28 | 18 | 62.2682 | 124.5409 | 360.2291
2026 | 6 | 28 | 19 | 60.8727 | 120.2035 | 375.4583
2026 | 6 | 28 | 20 | 57.8561 | 110.2767 | 364.662
2026 | 6 | 28 | 21 | 53.9266 | 113.0547 | 352.8765
2026 | 6 | 28 | 22 | 49.1542 | 109.2605 | 324.0515
2026 | 6 | 28 | 23 | 45.362 | 102.0578 | 286.2623
2026 | 6 | 29 | 0 | 43.2641 | 105.8269 | 248.6663
2026 | 6 | 29 | 1 | 40.8905 | 96.1192 | 240.5929
2026 | 6 | 29 | 2 | 39.8992 | 93.0884 | 233.9499
2026 | 6 | 29 | 3 | 39.5254 | 92.1688 | 230.2379
2026 | 6 | 29 | 4 | 40.6274 | 93.7366 | 233.0597
2026 | 6 | 29 | 5 | 42.733 | 95.6184 | 240.4736
2026 | 6 | 29 | 6 | 48.4177 | 102.8071 | 251.5745
2026 | 6 | 29 | 7 | 52.3024 | 118.9168 | 274.8455
2026 | 6 | 29 | 8 | 54.5077 | 131.7831 | 275.5849
2026 | 6 | 29 | 9 | 56.1547 | 142.9774 | 268.4489
2026 | 6 | 29 | 10 | 57.008 | 151.0798 | 265.7919
2026 | 6 | 29 | 11 | 57.9765 | 150.5023 | 270.2172
2026 | 6 | 29 | 12 | 57.2214 | 148.3414 | 268.7844
2026 | 6 | 29 | 13 | 57.3188 | 149.9689 | 273.1352
2026 | 6 | 29 | 14 | 57.7577 | 131.3918 | 282.2757
2026 | 6 | 29 | 15 | 59.6382 | 127.4609 | 290.5121
2026 | 6 | 29 | 16 | 63.3163 | 142.2897 | 310.8876
2026 | 6 | 29 | 17 | 65.8955 | 135.3132 | 347.9099
2026 | 6 | 29 | 18 | 67.4224 | 131.7544 | 387.3944
2026 | 6 | 29 | 19 | 66.3462 | 129.0202 | 407.4298
2026 | 6 | 29 | 20 | 63.9034 | 122.86 | 400.6252
2026 | 6 | 29 | 21 | 59.8304 | 123.9721 | 386.4863
2026 | 6 | 29 | 22 | 55.2405 | 116.3253 | 356.1362
2026 | 6 | 29 | 23 | 49.7935 | 103.6324 | 313.5684
2026 | 6 | 30 | 0 | 46.1787 | 105.5048 | 275.0144
2026 | 6 | 30 | 1 | 42.4507 | 98.8064 | 254.1274
2026 | 6 | 30 | 2 | 41.2622 | 95.4021 | 245.1191
2026 | 6 | 30 | 3 | 40.6384 | 93.7639 | 239.5099
2026 | 6 | 30 | 4 | 41.7704 | 94.8297 | 240.5631
2026 | 6 | 30 | 5 | 43.6249 | 96.5931 | 246.8263
2026 | 6 | 30 | 6 | 49.2779 | 107.6962 | 260.5813
2026 | 6 | 30 | 7 | 52.3502 | 124.6585 | 285.5223
2026 | 6 | 30 | 8 | 53.154 | 133.8543 | 289.4905
2026 | 6 | 30 | 9 | 53.5136 | 141.3716 | 284.6622
2026 | 6 | 30 | 10 | 53.7517 | 147.4802 | 283.7298
2026 | 6 | 30 | 11 | 54.4537 | 148.4181 | 288.4711
2026 | 6 | 30 | 12 | 55.3916 | 143.7483 | 289.1234
2026 | 6 | 30 | 13 | 55.3636 | 143.4296 | 297.8527
2026 | 6 | 30 | 14 | 55.7649 | 122.8792 | 309.395
2026 | 6 | 30 | 15 | 57.101 | 119.7569 | 320.1233
2026 | 6 | 30 | 16 | 60.2581 | 133.5859 | 343.3374
2026 | 6 | 30 | 17 | 62.5693 | 125.9596 | 378.5184
2026 | 6 | 30 | 18 | 63.7677 | 125.0109 | 405.3593
2026 | 6 | 30 | 19 | 63.0589 | 120.7976 | 423.8944
2026 | 6 | 30 | 20 | 62.0239 | 112.7596 | 417.2876
2026 | 6 | 30 | 21 | 57.7538 | 113.1972 | 403.4154
2026 | 6 | 30 | 22 | 53.0794 | 107.0917 | 372.3043
2026 | 6 | 30 | 23 | 48.1467 | 96.4766 | 328.3279
2026 | 7 | 1 | 0 | 44.9318 | 104.2716 | 294.8807
2026 | 7 | 1 | 1 | 44.0636 | 86.8241 | 309.6278
2026 | 7 | 1 | 2 | 42.0622 | 87.9252 | 295.5282
2026 | 7 | 1 | 3 | 40.8311 | 85.9561 | 285.0907
2026 | 7 | 1 | 4 | 40.9768 | 85.7951 | 282.0314
2026 | 7 | 1 | 5 | 41.6016 | 84.1354 | 280.9223
2026 | 7 | 1 | 6 | 43.1626 | 80.5004 | 283.6441
2026 | 7 | 1 | 7 | 46.0835 | 85.8608 | 303.393
2026 | 7 | 1 | 8 | 49.2857 | 90.926 | 322.8626
2026 | 7 | 1 | 9 | 53.0481 | 100.3048 | 349.1055
2026 | 7 | 1 | 10 | 55.8068 | 107.5646 | 359.8576
2026 | 7 | 1 | 11 | 57.9667 | 112.5863 | 371.5853
2026 | 7 | 1 | 12 | 57.6449 | 113.7464 | 387.3226
2026 | 7 | 1 | 13 | 57.5923 | 116.2199 | 390.14
2026 | 7 | 1 | 14 | 56.9624 | 115.3503 | 389.379
2026 | 7 | 1 | 15 | 58.341 | 116.0016 | 399.0746
2026 | 7 | 1 | 16 | 62.0521 | 121.3696 | 413.7078
2026 | 7 | 1 | 17 | 64.8506 | 119.6704 | 449.2667
2026 | 7 | 1 | 18 | 65.0538 | 114.8079 | 471.2341
2026 | 7 | 1 | 19 | 63.3346 | 114.76 | 470.3417
2026 | 7 | 1 | 20 | 59.88 | 108.756 | 455.5666
2026 | 7 | 1 | 21 | 55.7203 | 111.0492 | 434.9038
2026 | 7 | 1 | 22 | 52.076 | 106.1424 | 405.7772
2026 | 7 | 1 | 23 | 48.9988 | 99.4588 | 371.5161
2026 | 7 | 2 | 0 | 45.8828 | 91.6057 | 341.4076
2026 | 7 | 2 | 1 | 43.1029 | 95.9679 | 328.527
2026 | 7 | 2 | 2 | 41.4085 | 92.254 | 313.502
2026 | 7 | 2 | 3 | 40.3996 | 90.465 | 303.5429
2026 | 7 | 2 | 4 | 41.1408 | 92.345 | 301.2675
2026 | 7 | 2 | 5 | 42.2941 | 95.0164 | 304.655
2026 | 7 | 2 | 6 | 46.566 | 103.4369 | 321.2393
2026 | 7 | 2 | 7 | 50.0689 | 118.6756 | 354.6999
2026 | 7 | 2 | 8 | 52.2017 | 124.3494 | 385.4982
2026 | 7 | 2 | 9 | 53.8035 | 133.7627 | 406.8139
2026 | 7 | 2 | 10 | 55.2212 | 139.7046 | 415.0017
2026 | 7 | 2 | 11 | 56.5651 | 139.4832 | 417.3161
2026 | 7 | 2 | 12 | 56.7658 | 134.251 | 431.3561
2026 | 7 | 2 | 13 | 56.7497 | 134.8693 | 432.6037
2026 | 7 | 2 | 14 | 57.4387 | 116.932 | 433.0429
2026 | 7 | 2 | 15 | 59.5275 | 117.9463 | 439.6997
2026 | 7 | 2 | 16 | 62.7559 | 125.1765 | 454.0441
2026 | 7 | 2 | 17 | 65.8493 | 119.1659 | 476.0975
2026 | 7 | 2 | 18 | 65.9485 | 115.6018 | 508.1101
2026 | 7 | 2 | 19 | 64.8636 | 115.775 | 512.3071
2026 | 7 | 2 | 20 | 62.5796 | 110.6687 | 501.9268
2026 | 7 | 2 | 21 | 58.6611 | 114.7901 | 487.3222
2026 | 7 | 2 | 22 | 54.3756 | 107.982 | 454.3972
2026 | 7 | 2 | 23 | 49.429 | 96.4736 | 405.4546
2026 | 7 | 3 | 0 | 47.2705 | 100.9888 | 362.4166
2026 | 7 | 3 | 1 | 41.7532 | 89.6283 | 330.0525
2026 | 7 | 3 | 2 | 40.2223 | 85.9723 | 314.6306
2026 | 7 | 3 | 3 | 39.2792 | 84.5919 | 304.5936
2026 | 7 | 3 | 4 | 40.0678 | 86.6879 | 302.2305
2026 | 7 | 3 | 5 | 41.243 | 88.5287 | 304.979
2026 | 7 | 3 | 6 | 45.6116 | 93.3865 | 316.4994
2026 | 7 | 3 | 7 | 49.05 | 108.2102 | 347.8554
2026 | 7 | 3 | 8 | 51.5937 | 112.2706 | 379.6896
2026 | 7 | 3 | 9 | 53.7703 | 123.6011 | 403.8639
2026 | 7 | 3 | 10 | 55.3645 | 129.6181 | 409.4652
2026 | 7 | 3 | 11 | 56.5825 | 128.0186 | 403.9458
2026 | 7 | 3 | 12 | 57.932 | 122.2982 | 392.3895
2026 | 7 | 3 | 13 | 57.8697 | 123.6304 | 391.4215
2026 | 7 | 3 | 14 | 58.2084 | 111.0675 | 392.6384
2026 | 7 | 3 | 15 | 60.0088 | 110.7949 | 399.272
2026 | 7 | 3 | 16 | 63.0292 | 114.3635 | 413.4468
2026 | 7 | 3 | 17 | 65.6627 | 109.2341 | 439.9153
2026 | 7 | 3 | 18 | 64.7071 | 105.8844 | 454.149
2026 | 7 | 3 | 19 | 63.544 | 106.3847 | 467.4982
2026 | 7 | 3 | 20 | 61.4319 | 100.9846 | 453.3148
2026 | 7 | 3 | 21 | 58.0259 | 105.5606 | 441.3399
2026 | 7 | 3 | 22 | 54.3364 | 99.2639 | 414.835
2026 | 7 | 3 | 23 | 49.5072 | 87.2392 | 372.8027
2026 | 7 | 4 | 0 | 46.5563 | 91.2196 | 344.4663
2026 | 7 | 4 | 1 | 41.5281 | 82.6651 | 312.6682
2026 | 7 | 4 | 2 | 39.6018 | 79.8683 | 299.0191
2026 | 7 | 4 | 3 | 38.6401 | 79.2732 | 290.3533
2026 | 7 | 4 | 4 | 38.5469 | 79.1516 | 285.8013
2026 | 7 | 4 | 5 | 38.862 | 78.2695 | 282.7478
2026 | 7 | 4 | 6 | 38.5939 | 83.894 | 281.5718
2026 | 7 | 4 | 7 | 41.6767 | 90.0706 | 299.0137
2026 | 7 | 4 | 8 | 46.7708 | 96.4351 | 321.8466
2026 | 7 | 4 | 9 | 51.7613 | 103.731 | 339.4568
2026 | 7 | 4 | 10 | 55.3029 | 108.7748 | 343.3595
2026 | 7 | 4 | 11 | 58.1768 | 111.4625 | 345.6355
2026 | 7 | 4 | 12 | 58.4777 | 104.1304 | 331.8889
2026 | 7 | 4 | 13 | 59.3377 | 101.928 | 332.9005
2026 | 7 | 4 | 14 | 60.6124 | 98.8812 | 331.8198
2026 | 7 | 4 | 15 | 62.6998 | 101.4108 | 337.0039
2026 | 7 | 4 | 16 | 65.7784 | 99.5445 | 351.8335
2026 | 7 | 4 | 17 | 68.5042 | 98.6119 | 391.1814
2026 | 7 | 4 | 18 | 69.9771 | 95.6225 | 420.6694
2026 | 7 | 4 | 19 | 67.5143 | 96.2282 | 429.8658
2026 | 7 | 4 | 20 | 62.4465 | 91.7719 | 413.585
2026 | 7 | 4 | 21 | 58.7173 | 96.9365 | 403.6178
2026 | 7 | 4 | 22 | 54.4594 | 93.9901 | 379.8826
2026 | 7 | 4 | 23 | 50.1863 | 88.3043 | 344.7185
2026 | 7 | 5 | 0 | 46.6216 | 85.7757 | 315.1843
2026 | 7 | 5 | 1 | 41.4733 | 81.1127 | 293.7306
2026 | 7 | 5 | 2 | 39.6319 | 78.3636 | 283.0226
2026 | 7 | 5 | 3 | 38.6532 | 78.104 | 275.9516
2026 | 7 | 5 | 4 | 38.5332 | 78.8149 | 272.8592
2026 | 7 | 5 | 5 | 38.6845 | 77.5846 | 271.367
2026 | 7 | 5 | 6 | 39.4323 | 80.8798 | 262.6066
2026 | 7 | 5 | 7 | 41.4605 | 85.9816 | 275.9408
2026 | 7 | 5 | 8 | 45.2545 | 90.7781 | 306.4132
2026 | 7 | 5 | 9 | 49.283 | 96.0088 | 337.4359
2026 | 7 | 5 | 10 | 52.0237 | 100.8504 | 348.2203
2026 | 7 | 5 | 11 | 54.2568 | 103.4124 | 348.0404
2026 | 7 | 5 | 12 | 54.3191 | 101.4938 | 327.6331
2026 | 7 | 5 | 13 | 53.7577 | 100.5537 | 331.3188
2026 | 7 | 5 | 14 | 53.516 | 99.3866 | 329.0971
2026 | 7 | 5 | 15 | 54.3824 | 105.7369 | 337.481
2026 | 7 | 5 | 16 | 57.105 | 101.5401 | 354.5076
2026 | 7 | 5 | 17 | 60.0456 | 102.4448 | 392.61
2026 | 7 | 5 | 18 | 60.5061 | 97.104 | 427.2902
2026 | 7 | 5 | 19 | 58.9144 | 96.8748 | 438.2469
2026 | 7 | 5 | 20 | 56.3857 | 93.7094 | 424.1898
2026 | 7 | 5 | 21 | 53.1603 | 98.5243 | 412.7657
2026 | 7 | 5 | 22 | 48.9597 | 94.8518 | 383.2426
2026 | 7 | 5 | 23 | 45.7527 | 88.23 | 341.7776
2026 | 7 | 6 | 0 | 44.6144 | 86.9021 | 296.248
2026 | 7 | 6 | 1 | 44.5381 | 84.2622 | 294.7016
2026 | 7 | 6 | 2 | 43.2389 | 82.0294 | 285.208
2026 | 7 | 6 | 3 | 42.6031 | 82.2921 | 279.2205
2026 | 7 | 6 | 4 | 43.8326 | 84.6352 | 280.2416
2026 | 7 | 6 | 5 | 45.8198 | 87.4688 | 286.303
2026 | 7 | 6 | 6 | 51.7034 | 92.9031 | 297.9062
2026 | 7 | 6 | 7 | 55.4466 | 106.5067 | 327.3246
2026 | 7 | 6 | 8 | 58.5511 | 116.0234 | 353.7107
2026 | 7 | 6 | 9 | 61.6538 | 123.2041 | 373.4612
2026 | 7 | 6 | 10 | 64.0066 | 129.3913 | 381.1125
2026 | 7 | 6 | 11 | 66.1354 | 128.7856 | 383.7472
2026 | 7 | 6 | 12 | 67.8462 | 125.383 | 375.7583
2026 | 7 | 6 | 13 | 69.0613 | 127.2728 | 380.4496
2026 | 7 | 6 | 14 | 70.3173 | 122.2136 | 383.0715
2026 | 7 | 6 | 15 | 73.0966 | 121.6165 | 392.1599
2026 | 7 | 6 | 16 | 77.2187 | 123.1565 | 410.6758
2026 | 7 | 6 | 17 | 80.6716 | 118.7589 | 443.1044
2026 | 7 | 6 | 18 | 83.8704 | 113.4608 | 461.162
2026 | 7 | 6 | 19 | 80.8817 | 114.137 | 454.8136
2026 | 7 | 6 | 20 | 75.5465 | 107.1757 | 444.1009
2026 | 7 | 6 | 21 | 70.1076 | 111.1112 | 428.5254
2026 | 7 | 6 | 22 | 63.4461 | 103.7497 | 397.2517
2026 | 7 | 6 | 23 | 56.9471 | 93.49 | 356.8167
2026 | 7 | 7 | 0 | 53.2345 | 93.7011 | 328.4362
2026 | 7 | 7 | 1 | 47.6288 | 88.4819 | 307.9472
2026 | 7 | 7 | 2 | 45.6796 | 85.534 | 296.6166
2026 | 7 | 7 | 3 | 44.5124 | 84.5488 | 289.6568
2026 | 7 | 7 | 4 | 45.2983 | 85.6077 | 289.0486
2026 | 7 | 7 | 5 | 46.7914 | 87.6575 | 293.3062
2026 | 7 | 7 | 6 | 49.9098 | 98.3071 | 307.0162
2026 | 7 | 7 | 7 | 53.0825 | 113.0494 | 334.5684
2026 | 7 | 7 | 8 | 55.3837 | 119.5446 | 354.3172
2026 | 7 | 7 | 9 | 57.44 | 124.4864 | 365.9222
2026 | 7 | 7 | 10 | 59.0292 | 129.1703 | 368.0302
2026 | 7 | 7 | 11 | 60.649 | 132.65 | 365.9212
2026 | 7 | 7 | 12 | 61.2244 | 131.6104 | 349.6414
2026 | 7 | 7 | 13 | 62.0317 | 131.8966 | 349.1943
2026 | 7 | 7 | 14 | 63.4055 | 122.3746 | 351.4295
2026 | 7 | 7 | 15 | 65.5042 | 124.6907 | 360.1044
2026 | 7 | 7 | 16 | 69.1925 | 128.4549 | 379.8167
2026 | 7 | 7 | 17 | 72.3891 | 123.9438 | 415.9373
2026 | 7 | 7 | 18 | 68.4354 | 121.0714 | 425.0569
2026 | 7 | 7 | 19 | 66.504 | 120.6176 | 428.8051
2026 | 7 | 7 | 20 | 63.7494 | 115.7391 | 416.8163
2026 | 7 | 7 | 21 | 59.4544 | 118.7967 | 404.1624
2026 | 7 | 7 | 22 | 53.9981 | 112.0223 | 375.0075
2026 | 7 | 7 | 23 | 49.1891 | 100.8066 | 335.9258
2026 | 7 | 8 | 0 | 48.4895 | 95.2454 | 324.3937
2026 | 7 | 8 | 1 | 45.2478 | 91.9754 | 297.8067
2026 | 7 | 8 | 2 | 43.6712 | 88.6019 | 287.6416
2026 | 7 | 8 | 3 | 42.6902 | 87.4578 | 281.6263
2026 | 7 | 8 | 4 | 43.6677 | 88.9487 | 282.0345
2026 | 7 | 8 | 5 | 45.3295 | 91.8126 | 287.1362
2026 | 7 | 8 | 6 | 49.8456 | 100.2153 | 301.6154
2026 | 7 | 8 | 7 | 52.7946 | 115.3407 | 326.4542
2026 | 7 | 8 | 8 | 54.7968 | 121.2217 | 341.7216
2026 | 7 | 8 | 9 | 57.082 | 126.3445 | 351.2336
2026 | 7 | 8 | 10 | 58.9226 | 130.9503 | 348.6902
2026 | 7 | 8 | 11 | 60.7639 | 131.5369 | 340.1732
2026 | 7 | 8 | 12 | 62.8049 | 126.1884 | 345.809
2026 | 7 | 8 | 13 | 64.4294 | 125.2918 | 340.3195
2026 | 7 | 8 | 14 | 66.2554 | 118.8595 | 332.9955
2026 | 7 | 8 | 15 | 69.4241 | 120.1758 | 332.1704
2026 | 7 | 8 | 16 | 73.6863 | 119.1704 | 341.5932
2026 | 7 | 8 | 17 | 77.4166 | 114.2348 | 366.6651
2026 | 7 | 8 | 18 | 80.2879 | 107.4589 | 399.7537
2026 | 7 | 8 | 19 | 77.7532 | 106.8966 | 411.4968
2026 | 7 | 8 | 20 | 73.0922 | 99.0688 | 400.5856
2026 | 7 | 8 | 21 | 68.3268 | 103.9236 | 389.1825
2026 | 7 | 8 | 22 | 62.0452 | 97.1132 | 360.1795
2026 | 7 | 8 | 23 | 55.6422 | 88.082 | 321.2118
2026 | 7 | 9 | 0 | 51.3029 | 97 | 302.2804
2026 | 7 | 9 | 1 | 46.7698 | 90.4731 | 289.0838
2026 | 7 | 9 | 2 | 45.1198 | 87.3609 | 279.1404
2026 | 7 | 9 | 3 | 44.2497 | 85.9989 | 273.4862
2026 | 7 | 9 | 4 | 45.1838 | 87.2322 | 274.5992
2026 | 7 | 9 | 5 | 47.038 | 89.6047 | 279.9222
2026 | 7 | 9 | 6 | 50.645 | 95.8651 | 290.6652
2026 | 7 | 9 | 7 | 53.7353 | 109.3068 | 313.597
2026 | 7 | 9 | 8 | 55.9406 | 114.3139 | 320.5577
2026 | 7 | 9 | 9 | 58.4333 | 120.0588 | 319.7175
2026 | 7 | 9 | 10 | 60.3193 | 125.4654 | 316.1502
2026 | 7 | 9 | 11 | 62.3135 | 128.7596 | 318.6904
2026 | 7 | 9 | 12 | 63.43 | 130.9693 | 315.6352
2026 | 7 | 9 | 13 | 64.3815 | 131.1186 | 319.9365
2026 | 7 | 9 | 14 | 65.7694 | 121.7703 | 326.7596
2026 | 7 | 9 | 15 | 67.9306 | 123.473 | 337.9095
2026 | 7 | 9 | 16 | 71.1894 | 126.356 | 358.5099
2026 | 7 | 9 | 17 | 73.7287 | 121.3474 | 398.5928
2026 | 7 | 9 | 18 | 70.5122 | 106.815 | 430.422
2026 | 7 | 9 | 19 | 68.8693 | 107.0208 | 446.8105
2026 | 7 | 9 | 20 | 66.3179 | 100.9662 | 437.3973
2026 | 7 | 9 | 21 | 62.3824 | 106.2635 | 426.486
2026 | 7 | 9 | 22 | 57.0256 | 100.5385 | 395.6328
2026 | 7 | 9 | 23 | 52.0576 | 90.9145 | 352.4545
2026 | 7 | 10 | 0 | 49.5042 | 93.6997 | 322.236
2026 | 7 | 10 | 1 | 46.522 | 87.9324 | 308.5426
2026 | 7 | 10 | 2 | 44.7749 | 84.7704 | 296.666
2026 | 7 | 10 | 3 | 43.7275 | 83.8518 | 289.0165
2026 | 7 | 10 | 4 | 44.6167 | 85.2058 | 288.5276
2026 | 7 | 10 | 5 | 46.1774 | 87.4129 | 292.9335
2026 | 7 | 10 | 6 | 50.4693 | 94.5799 | 308.1046
2026 | 7 | 10 | 7 | 53.5253 | 107.6902 | 336.669
2026 | 7 | 10 | 8 | 55.7283 | 112.8027 | 355.9746
2026 | 7 | 10 | 9 | 57.7085 | 118.4799 | 367.0641
2026 | 7 | 10 | 10 | 58.9578 | 123.361 | 373.0333
2026 | 7 | 10 | 11 | 59.8383 | 124.3405 | 378.273
2026 | 7 | 10 | 12 | 62.0108 | 129.2257 | 378.6501
2026 | 7 | 10 | 13 | 63.0917 | 128.942 | 389.2873
2026 | 7 | 10 | 14 | 64.5893 | 121.3392 | 399.7461
2026 | 7 | 10 | 15 | 67.2088 | 121.8932 | 414.218
2026 | 7 | 10 | 16 | 70.844 | 122.6677 | 435.5144
2026 | 7 | 10 | 17 | 73.8418 | 117.7561 | 470.2674
2026 | 7 | 10 | 18 | 73.5164 | 108.7092 | 493.4842
2026 | 7 | 10 | 19 | 71.4587 | 108.0838 | 506.67
2026 | 7 | 10 | 20 | 68.3545 | 104.6252 | 494.0561
2026 | 7 | 10 | 21 | 64.8703 | 109.5005 | 481.3087
2026 | 7 | 10 | 22 | 60.0399 | 102.3245 | 449.1483
2026 | 7 | 10 | 23 | 54.3758 | 90.8619 | 403.7183
2026 | 7 | 11 | 0 | 47.4016 | 88.8716 | 352.9454
2026 | 7 | 11 | 1 | 42.5216 | 82.4977 | 334.4368
2026 | 7 | 11 | 2 | 40.4299 | 79.7305 | 317.8603
2026 | 7 | 11 | 3 | 39.3064 | 79.1146 | 306.8348
2026 | 7 | 11 | 4 | 39.146 | 79.3032 | 301.6456
2026 | 7 | 11 | 5 | 39.6148 | 79.4518 | 298.2261
2026 | 7 | 11 | 6 | 42.2406 | 77.1788 | 295.5588
2026 | 7 | 11 | 7 | 45.3017 | 82.4348 | 316.1121
2026 | 7 | 11 | 8 | 50.0647 | 89.1547 | 352.0425
2026 | 7 | 11 | 9 | 54.427 | 98.3758 | 382.9238
2026 | 7 | 11 | 10 | 56.5822 | 106.3002 | 397.579
2026 | 7 | 11 | 11 | 58.2295 | 109.3452 | 402.233
2026 | 7 | 11 | 12 | 59.2412 | 105.5175 | 403.7686
2026 | 7 | 11 | 13 | 59.1015 | 104.4699 | 406.1311
2026 | 7 | 11 | 14 | 59.0387 | 102.8718 | 412.3323
2026 | 7 | 11 | 15 | 60.2325 | 105.2935 | 425.0221
2026 | 7 | 11 | 16 | 62.5252 | 105.5046 | 447.6277
2026 | 7 | 11 | 17 | 64.4987 | 105.5079 | 481.4438
2026 | 7 | 11 | 18 | 60.9516 | 98.6592 | 501.8594
2026 | 7 | 11 | 19 | 58.7522 | 98.5767 | 502.491
2026 | 7 | 11 | 20 | 54.2052 | 90.707 | 483.5958
2026 | 7 | 11 | 21 | 50.1596 | 96.782 | 472.1842
2026 | 7 | 11 | 22 | 46.2991 | 92.8983 | 444.3911
2026 | 7 | 11 | 23 | 43.6653 | 85.397 | 404.4504
2026 | 7 | 12 | 0 | 43.3626 | 87.938 | 364.2869
2026 | 7 | 12 | 1 | 39.9173 | 85.2535 | 337.8335
2026 | 7 | 12 | 2 | 38.452 | 82.5892 | 321.2449
2026 | 7 | 12 | 3 | 37.7144 | 81.8012 | 310.1244
2026 | 7 | 12 | 4 | 37.7245 | 82.0136 | 304.3338
2026 | 7 | 12 | 5 | 38.0252 | 81.5364 | 299.4255
2026 | 7 | 12 | 6 | 39.3965 | 80.0592 | 295.0293
2026 | 7 | 12 | 7 | 41.4589 | 84.5874 | 314.5733
2026 | 7 | 12 | 8 | 45.2597 | 89.4892 | 358.7165
2026 | 7 | 12 | 9 | 49.2997 | 98.9308 | 404.4695
2026 | 7 | 12 | 10 | 52.1317 | 110.1886 | 427.2086
2026 | 7 | 12 | 11 | 54.4611 | 115.7862 | 432.8624
2026 | 7 | 12 | 12 | 56.4953 | 115.4638 | 436.9862
2026 | 7 | 12 | 13 | 57.471 | 116.7484 | 440.0192
2026 | 7 | 12 | 14 | 58.9507 | 115.7893 | 439.0785
2026 | 7 | 12 | 15 | 61.5399 | 115.0472 | 444.2138
2026 | 7 | 12 | 16 | 65.3111 | 119.936 | 459.2908
2026 | 7 | 12 | 17 | 68.778 | 120.4983 | 484.1973
2026 | 7 | 12 | 18 | 73.5702 | 116.005 | 513.3745
2026 | 7 | 12 | 19 | 71.2762 | 113.673 | 509.4162
2026 | 7 | 12 | 20 | 65.7988 | 106.5229 | 490.6293
2026 | 7 | 12 | 21 | 60.9102 | 112.2798 | 475.7022
2026 | 7 | 12 | 22 | 55.3936 | 107.153 | 441.0899
2026 | 7 | 12 | 23 | 50.5664 | 99.0596 | 395.51
2026 | 7 | 13 | 0 | 45.2071 | 96.5189 | 359.4499
2026 | 7 | 13 | 1 | 43.9714 | 94.3112 | 328.908
2026 | 7 | 13 | 2 | 42.6515 | 91.2831 | 315.5967
2026 | 7 | 13 | 3 | 42.026 | 90.7402 | 306.2778
2026 | 7 | 13 | 4 | 43.1836 | 91.882 | 305.1243
2026 | 7 | 13 | 5 | 45.0524 | 94.8542 | 309.3629
2026 | 7 | 13 | 6 | 48.1011 | 98.2486 | 320.7864
2026 | 7 | 13 | 7 | 51.6219 | 113.5687 | 350.1602
2026 | 7 | 13 | 8 | 54.5565 | 125.1394 | 374.8808
2026 | 7 | 13 | 9 | 57.3998 | 134.6823 | 391.3225
2026 | 7 | 13 | 10 | 59.906 | 143.906 | 395.6188
2026 | 7 | 13 | 11 | 62.1413 | 147.4081 | 398.8564
2026 | 7 | 13 | 12 | 63.1611 | 144.2454 | 403.6954
2026 | 7 | 13 | 13 | 64.3668 | 145.643 | 409.6034
2026 | 7 | 13 | 14 | 65.9183 | 137.0941 | 414.8851
2026 | 7 | 13 | 15 | 68.7018 | 134.9366 | 428.0106
2026 | 7 | 13 | 16 | 72.9994 | 141.3014 | 448.5072
2026 | 7 | 13 | 17 | 76.4632 | 135.1762 | 481.6517
2026 | 7 | 13 | 18 | 74.1989 | 129.559 | 508.5461
2026 | 7 | 13 | 19 | 72.0875 | 127.4988 | 515.4666
2026 | 7 | 13 | 20 | 68.7341 | 119.157 | 500.4252
2026 | 7 | 13 | 21 | 64.3906 | 120.7425 | 482.4321
2026 | 7 | 13 | 22 | 58.6553 | 112.6894 | 445.4874
2026 | 7 | 13 | 23 | 53.0359 | 101.568 | 397.055
2026 | 7 | 14 | 0 | 50.591 | 103.6002 | 342.1744
2026 | 7 | 14 | 1 | 46.4119 | 97.6384 | 315.1411
2026 | 7 | 14 | 2 | 44.8693 | 94.0326 | 303.1135
2026 | 7 | 14 | 3 | 43.9905 | 92.605 | 294.8947
2026 | 7 | 14 | 4 | 45.0989 | 92.8151 | 294.5368
2026 | 7 | 14 | 5 | 47.0854 | 95.442 | 299.1227
2026 | 7 | 14 | 6 | 50.9826 | 105.0227 | 308.3939
2026 | 7 | 14 | 7 | 54.1892 | 120.3606 | 335.5212
2026 | 7 | 14 | 8 | 56.4978 | 128.9013 | 362.447
2026 | 7 | 14 | 9 | 58.8402 | 135.7023 | 382.9037
2026 | 7 | 14 | 10 | 60.9108 | 143.7411 | 386.6355
2026 | 7 | 14 | 11 | 63.0858 | 151.0102 | 381.8446
2026 | 7 | 14 | 12 | 64.3281 | 151.801 | 370.6514
2026 | 7 | 14 | 13 | 65.002 | 152.2329 | 370.8391
2026 | 7 | 14 | 14 | 65.7479 | 138.8343 | 369.1308
2026 | 7 | 14 | 15 | 67.5926 | 136.8169 | 376.3321
2026 | 7 | 14 | 16 | 71.0199 | 145.1391 | 394.387
2026 | 7 | 14 | 17 | 73.6808 | 137.6922 | 423.5349
2026 | 7 | 14 | 18 | 76.9298 | 123.5188 | 441.3018
2026 | 7 | 14 | 19 | 74.6459 | 119.5379 | 439.34
2026 | 7 | 14 | 20 | 71.0451 | 114.7105 | 428.5828
2026 | 7 | 14 | 21 | 65.8386 | 117.5822 | 413.8964
2026 | 7 | 14 | 22 | 59.5101 | 110.3937 | 384.5186
2026 | 7 | 14 | 23 | 53.9946 | 100.0895 | 345.4641
2026 | 7 | 15 | 0 | 51.1118 | 103.1691 | 314.8091
2026 | 7 | 15 | 1 | 47.8037 | 98.4257 | 301.6737
2026 | 7 | 15 | 2 | 46.0507 | 94.3452 | 291.4165
2026 | 7 | 15 | 3 | 45.0091 | 92.3991 | 284.1592
2026 | 7 | 15 | 4 | 45.9158 | 93.4035 | 284.9508
2026 | 7 | 15 | 5 | 47.8499 | 95.4154 | 290.6606
2026 | 7 | 15 | 6 | 51.0961 | 99.632 | 299.3458
2026 | 7 | 15 | 7 | 54.485 | 114.4722 | 324.9245
2026 | 7 | 15 | 8 | 57.2194 | 118.3529 | 349.0956
2026 | 7 | 15 | 9 | 60.2274 | 124.0065 | 367.7419
2026 | 7 | 15 | 10 | 62.6599 | 127.2319 | 373.5371
2026 | 7 | 15 | 11 | 65.1482 | 134.2902 | 373.122
2026 | 7 | 15 | 12 | 66.4079 | 138.6717 | 355.6143
2026 | 7 | 15 | 13 | 67.7393 | 138.0986 | 360.3664
2026 | 7 | 15 | 14 | 69.1841 | 124.8154 | 364.8934
2026 | 7 | 15 | 15 | 71.665 | 127.0112 | 374.2336
2026 | 7 | 15 | 16 | 75.457 | 133.5342 | 393.388
2026 | 7 | 15 | 17 | 78.3001 | 128.2201 | 427.8822
2026 | 7 | 15 | 18 | 78.9136 | 122.2683 | 462.7104
2026 | 7 | 15 | 19 | 76.7563 | 121.1226 | 474.7983
2026 | 7 | 15 | 20 | 73.41 | 114.8817 | 463.6772
2026 | 7 | 15 | 21 | 68.6225 | 118.1366 | 449.1332
2026 | 7 | 15 | 22 | 62.2719 | 110.4663 | 414.2809
2026 | 7 | 15 | 23 | 56.1787 | 99.7086 | 368.5221
2026 | 7 | 16 | 0 | 51.6749 | 96.4527 | 319.8236
2026 | 7 | 16 | 1 | 48.7386 | 91.9662 | 300.2236
2026 | 7 | 16 | 2 | 46.8665 | 89.0681 | 289.8104
2026 | 7 | 16 | 3 | 45.7979 | 87.9886 | 283.1591
2026 | 7 | 16 | 4 | 46.5849 | 89.5996 | 284.0712
2026 | 7 | 16 | 5 | 48.4109 | 92.876 | 289.7378
2026 | 7 | 16 | 6 | 51.951 | 98.8621 | 301.8151
2026 | 7 | 16 | 7 | 55.573 | 111.6319 | 327.698
2026 | 7 | 16 | 8 | 58.7644 | 118.4352 | 347.9893
2026 | 7 | 16 | 9 | 62.2076 | 124.3462 | 361.1407
2026 | 7 | 16 | 10 | 65.168 | 131.3736 | 364.4355
2026 | 7 | 16 | 11 | 68.0732 | 131.5517 | 364.6937
2026 | 7 | 16 | 12 | 70.8123 | 128.0139 | 345.7565
2026 | 7 | 16 | 13 | 72.8693 | 130.2836 | 350.0692
2026 | 7 | 16 | 14 | 75.0888 | 125.8805 | 355.6187
2026 | 7 | 16 | 15 | 78.5185 | 125.5437 | 367.0703
2026 | 7 | 16 | 16 | 82.5114 | 126.8574 | 387.5863
2026 | 7 | 16 | 17 | 85.4904 | 121.3357 | 422.6274
2026 | 7 | 16 | 18 | 84.3385 | 117.1367 | 443.5775
2026 | 7 | 16 | 19 | 81.5325 | 117.4534 | 446.4558
2026 | 7 | 16 | 20 | 76.3346 | 108.928 | 438.274
2026 | 7 | 16 | 21 | 71.0291 | 111.3847 | 425.376
2026 | 7 | 16 | 22 | 64.4213 | 104.7497 | 395.2601
2026 | 7 | 16 | 23 | 57.9329 | 94.8216 | 354.5044
2026 | 7 | 17 | 0 | 53.9309 | 96.9278 | 318.5881
2026 | 7 | 17 | 1 | 50.0093 | 86.0438 | 293.3211
2026 | 7 | 17 | 2 | 47.9031 | 82.8301 | 283.1084
2026 | 7 | 17 | 3 | 46.6511 | 81.906 | 277.3647
2026 | 7 | 17 | 4 | 47.2992 | 83.0255 | 278.2181
2026 | 7 | 17 | 5 | 48.9957 | 85.1539 | 283.8869
2026 | 7 | 17 | 6 | 53.3554 | 92.2888 | 293.7544
2026 | 7 | 17 | 7 | 57.2167 | 105.1243 | 317.9144
2026 | 7 | 17 | 8 | 60.8303 | 111.2365 | 336.9996
2026 | 7 | 17 | 9 | 64.1735 | 121.2256 | 350.4367
2026 | 7 | 17 | 10 | 66.4479 | 130.1454 | 350.9367
2026 | 7 | 17 | 11 | 68.246 | 134.512 | 344.3856
2026 | 7 | 17 | 12 | 69.295 | 132.5905 | 339.6395
2026 | 7 | 17 | 13 | 70.1471 | 136.0633 | 338.2084
2026 | 7 | 17 | 14 | 71.058 | 131.6683 | 335.1582
2026 | 7 | 17 | 15 | 72.7794 | 128.0701 | 337.1255
2026 | 7 | 17 | 16 | 75.6031 | 129.5943 | 347.9862
2026 | 7 | 17 | 17 | 77.4658 | 123.1937 | 373.0371
2026 | 7 | 17 | 18 | 74.9857 | 116.2588 | 393.1318
2026 | 7 | 17 | 19 | 72.296 | 115.7812 | 400.188
2026 | 7 | 17 | 20 | 68.6663 | 106.9281 | 390.6865
2026 | 7 | 17 | 21 | 64.9041 | 109.5483 | 380.7418
2026 | 7 | 17 | 22 | 59.8681 | 102.9039 | 357.7844
2026 | 7 | 17 | 23 | 54.4734 | 91.4216 | 325.0343
2026 | 7 | 18 | 0 | 51.6485 | 88.1489 | 304.1452
2026 | 7 | 18 | 1 | 46.0616 | 86.987 | 288.8202
2026 | 7 | 18 | 2 | 43.6635 | 84.2662 | 278.2983
2026 | 7 | 18 | 3 | 42.3366 | 83.0014 | 272.1249
2026 | 7 | 18 | 4 | 42.0355 | 82.7079 | 269.7938
2026 | 7 | 18 | 5 | 42.362 | 82.4875 | 268.9997
2026 | 7 | 18 | 6 | 44.0787 | 82.4516 | 264.4358
2026 | 7 | 18 | 7 | 47.2524 | 87.9402 | 280.7371
2026 | 7 | 18 | 8 | 51.7826 | 95.5539 | 312.0784
2026 | 7 | 18 | 9 | 55.543 | 107.9767 | 338.508
2026 | 7 | 18 | 10 | 57.0882 | 121.0638 | 347.5573
2026 | 7 | 18 | 11 | 58.2818 | 128.5324 | 348.1906
2026 | 7 | 18 | 12 | 60.3947 | 125.4769 | 341.3996
2026 | 7 | 18 | 13 | 59.8743 | 125.8473 | 339.7429
2026 | 7 | 18 | 14 | 59.1878 | 123.6386 | 334.8671
2026 | 7 | 18 | 15 | 59.975 | 119.5785 | 339.39
2026 | 7 | 18 | 16 | 62.2808 | 125.5514 | 351.873
2026 | 7 | 18 | 17 | 64.2643 | 123.4904 | 381.7885
2026 | 7 | 18 | 18 | 60.4413 | 117.4484 | 423.6289
2026 | 7 | 18 | 19 | 58.2874 | 115.3477 | 434.5214
2026 | 7 | 18 | 20 | 54.4048 | 104.4455 | 419.3631
2026 | 7 | 18 | 21 | 51.4686 | 109.1895 | 408.8615
2026 | 7 | 18 | 22 | 48.0102 | 104.0631 | 384.0059
2026 | 7 | 18 | 23 | 44.9519 | 96.2183 | 348.4548
2026 | 7 | 19 | 0 | 44.0621 | 94.6186 | 307.4625
2026 | 7 | 19 | 1 | 39.9476 | 89.3538 | 296.8295
2026 | 7 | 19 | 2 | 38.6355 | 86.3879 | 285.1548
2026 | 7 | 19 | 3 | 38.0021 | 84.9701 | 277.6645
2026 | 7 | 19 | 4 | 38.049 | 84.5202 | 274.7109
2026 | 7 | 19 | 5 | 38.479 | 83.74 | 272.916
2026 | 7 | 19 | 6 | 39.8029 | 84.0087 | 266.1288
2026 | 7 | 19 | 7 | 42.5213 | 87.2381 | 278.5873
2026 | 7 | 19 | 8 | 46.7795 | 91.4418 | 303.8566
2026 | 7 | 19 | 9 | 50.3421 | 100.6684 | 326.3817
2026 | 7 | 19 | 10 | 52.5286 | 112.1452 | 337.1931
2026 | 7 | 19 | 11 | 54.2955 | 120.6304 | 343.3465
2026 | 7 | 19 | 12 | 55.7971 | 120.2001 | 344.6745
2026 | 7 | 19 | 13 | 56.1376 | 121.988 | 349.1425
2026 | 7 | 19 | 14 | 56.7258 | 120.7381 | 355.1024
2026 | 7 | 19 | 15 | 59.0532 | 116.0827 | 368.8027
2026 | 7 | 19 | 16 | 62.7101 | 122.3072 | 391.8999
2026 | 7 | 19 | 17 | 65.4177 | 120.7833 | 432.1496
2026 | 7 | 19 | 18 | 63.9704 | 120.8807 | 458.4547
2026 | 7 | 19 | 19 | 62.4138 | 118.0887 | 465.3874
2026 | 7 | 19 | 20 | 58.6933 | 110.113 | 449.5095
2026 | 7 | 19 | 21 | 54.9158 | 113.5496 | 436.599
2026 | 7 | 19 | 22 | 50.35 | 107.7766 | 404.4259
2026 | 7 | 19 | 23 | 46.5612 | 98.969 | 361.7174
2026 | 7 | 20 | 0 | 44.4606 | 96.1597 | 330.8913
2026 | 7 | 20 | 1 | 42.4797 | 93.6444 | 301.471
2026 | 7 | 20 | 2 | 41.5872 | 90.954 | 291.0461
2026 | 7 | 20 | 3 | 41.2766 | 90.2455 | 284.7151
2026 | 7 | 20 | 4 | 42.7133 | 90.6155 | 285.0285
2026 | 7 | 20 | 5 | 45.0971 | 93.4554 | 291.1298
2026 | 7 | 20 | 6 | 49.8676 | 99.069 | 305.2235
2026 | 7 | 20 | 7 | 53.137 | 114.231 | 334.9484
2026 | 7 | 20 | 8 | 55.6117 | 126.3608 | 364.1514
2026 | 7 | 20 | 9 | 57.7611 | 136.7051 | 386.2842
2026 | 7 | 20 | 10 | 59.316 | 147.1806 | 392.9989
2026 | 7 | 20 | 11 | 60.4996 | 152.9738 | 392.4266
2026 | 7 | 20 | 12 | 61.4101 | 151.5957 | 372.9991
2026 | 7 | 20 | 13 | 62.0004 | 153.4933 | 375.7339
2026 | 7 | 20 | 14 | 62.9547 | 144.0596 | 377.2511
2026 | 7 | 20 | 15 | 65.2154 | 140.1703 | 383.2617
2026 | 7 | 20 | 16 | 68.9666 | 148.5883 | 400.5128
2026 | 7 | 20 | 17 | 72.0584 | 140.8697 | 431.8532
2026 | 7 | 20 | 18 | 69.651 | 135.1236 | 455.8077
2026 | 7 | 20 | 19 | 68.2089 | 131.6164 | 465.6666
2026 | 7 | 20 | 20 | 65.2488 | 123.9987 | 451.2276
2026 | 7 | 20 | 21 | 60.9732 | 123.9507 | 434.1385
2026 | 7 | 20 | 22 | 55.3507 | 116.1549 | 399.1731
2026 | 7 | 20 | 23 | 50.0551 | 104.9999 | 355.4607
2026 | 7 | 21 | 0 | 48.0177 | 104.3013 | 326.0076
2026 | 7 | 21 | 1 | 43.5982 | 97.9721 | 301.9449
2026 | 7 | 21 | 2 | 42.3275 | 94.3075 | 290.897
2026 | 7 | 21 | 3 | 41.6185 | 92.853 | 284.2509
2026 | 7 | 21 | 4 | 42.9212 | 93.2424 | 284.0926
2026 | 7 | 21 | 5 | 44.7945 | 96.0474 | 289.2692
2026 | 7 | 21 | 6 | 48.1716 | 103.5718 | 303.0113
2026 | 7 | 21 | 7 | 50.999 | 117.6267 | 328.7263
2026 | 7 | 21 | 8 | 53.1082 | 126.335 | 345.4085
2026 | 7 | 21 | 9 | 55.022 | 133.8988 | 353.4765
2026 | 7 | 21 | 10 | 56.6576 | 142.7663 | 352.2927
2026 | 7 | 21 | 11 | 58.0744 | 151.7292 | 350.15
2026 | 7 | 21 | 12 | 58.8781 | 154.5542 | 356.9429
2026 | 7 | 21 | 13 | 60.1941 | 157.0145 | 356.4198
2026 | 7 | 21 | 14 | 62.1372 | 145.7058 | 354.6614
2026 | 7 | 21 | 15 | 65.5098 | 142.1714 | 358.3231
2026 | 7 | 21 | 16 | 70.4094 | 151.7576 | 372.9097
2026 | 7 | 21 | 17 | 74.973 | 143.8628 | 400.3121
2026 | 7 | 21 | 18 | 78.1632 | 130.2127 | 426.3308
2026 | 7 | 21 | 19 | 75.9508 | 126.5011 | 432.4069
2026 | 7 | 21 | 20 | 71.0612 | 119.3389 | 422.5449
2026 | 7 | 21 | 21 | 65.749 | 120.2684 | 408.7299
2026 | 7 | 21 | 22 | 59.6269 | 113.0768 | 378.6656
2026 | 7 | 21 | 23 | 53.5991 | 102.3289 | 339.4475
2026 | 7 | 22 | 0 | 49.5678 | 101.4442 | 318.8724
2026 | 7 | 22 | 1 | 45.8648 | 96.754 | 299.9392
2026 | 7 | 22 | 2 | 44.3734 | 92.7954 | 289.6384
2026 | 7 | 22 | 3 | 43.4939 | 90.907 | 282.7339
2026 | 7 | 22 | 4 | 44.6571 | 92.2791 | 283.2261
2026 | 7 | 22 | 5 | 46.6687 | 94.5614 | 289.1177
2026 | 7 | 22 | 6 | 49.7013 | 96.5543 | 301.2146
2026 | 7 | 22 | 7 | 53.0322 | 110.0039 | 325.148
2026 | 7 | 22 | 8 | 55.8304 | 114.2542 | 340.1248
2026 | 7 | 22 | 9 | 58.9482 | 121.2578 | 347.3049
2026 | 7 | 22 | 10 | 61.6688 | 124.5845 | 349.4793
2026 | 7 | 22 | 11 | 64.316 | 130.2419 | 353.2249
2026 | 7 | 22 | 12 | 66.121 | 134.1713 | 361.0249
2026 | 7 | 22 | 13 | 68.322 | 133.6501 | 366.4298
2026 | 7 | 22 | 14 | 70.6745 | 122.1187 | 371.454
2026 | 7 | 22 | 15 | 74.2704 | 122.686 | 378.8058
2026 | 7 | 22 | 16 | 79.0239 | 127.8338 | 396.3295
2026 | 7 | 22 | 17 | 82.7114 | 121.6189 | 428.7247
2026 | 7 | 22 | 18 | 82.6572 | 107.0203 | 447.0175
2026 | 7 | 22 | 19 | 80.2708 | 105.4223 | 457.5853
2026 | 7 | 22 | 20 | 75.5628 | 99.2114 | 446.2091
2026 | 7 | 22 | 21 | 70.074 | 103.1608 | 431.5076
2026 | 7 | 22 | 22 | 63.4866 | 98.1093 | 396.9908
2026 | 7 | 22 | 23 | 56.9587 | 88.8046 | 353.5918
2026 | 7 | 23 | 0 | 52.4112 | 92.5954 | 329.0344
2026 | 7 | 23 | 1 | 48.1079 | 82.6805 | 304.2415
2026 | 7 | 23 | 2 | 46.362 | 80.5587 | 293.2429
2026 | 7 | 23 | 3 | 45.3362 | 79.7445 | 286.4291
2026 | 7 | 23 | 4 | 46.2655 | 81.0198 | 286.7169
2026 | 7 | 23 | 5 | 48.0963 | 83.8212 | 292.0297
2026 | 7 | 23 | 6 | 51.1705 | 90.4323 | 305.1212
2026 | 7 | 23 | 7 | 54.3262 | 102.7689 | 329.4315
2026 | 7 | 23 | 8 | 56.6555 | 109.4875 | 341.3685
2026 | 7 | 23 | 9 | 59.0786 | 117.8542 | 343.5852
2026 | 7 | 23 | 10 | 61.3864 | 126.1044 | 342.5512
2026 | 7 | 23 | 11 | 63.5828 | 126.3839 | 347.0228
2026 | 7 | 23 | 12 | 65.3677 | 122.3859 | 347.3838
2026 | 7 | 23 | 13 | 66.8391 | 124.7682 | 353.1533
2026 | 7 | 23 | 14 | 68.4085 | 122.754 | 360.7533
2026 | 7 | 23 | 15 | 70.9445 | 122.0783 | 372.117
2026 | 7 | 23 | 16 | 74.5814 | 122.4433 | 393.9452
2026 | 7 | 23 | 17 | 77.3858 | 116.9452 | 430.2079
2026 | 7 | 23 | 18 | 79.0221 | 107.6834 | 456.6176
2026 | 7 | 23 | 19 | 76.8757 | 108.5596 | 470.6367
2026 | 7 | 23 | 20 | 73.2435 | 100.9451 | 459.4651
2026 | 7 | 23 | 21 | 68.5595 | 103.727 | 443.8907
2026 | 7 | 23 | 22 | 62.5249 | 97.5628 | 409.1519
2026 | 7 | 23 | 23 | 56.367 | 88.2878 | 364.3081
2026 | 7 | 24 | 0 | 51.1053 | 86.2942 | 329.2639
2026 | 7 | 24 | 1 | 46.6434 | 87.2433 | 307.5399
2026 | 7 | 24 | 2 | 44.9273 | 83.8157 | 295.6341
2026 | 7 | 24 | 3 | 43.8421 | 82.9856 | 287.8925
2026 | 7 | 24 | 4 | 44.6576 | 85.1625 | 287.7137
2026 | 7 | 24 | 5 | 46.0803 | 88.2023 | 293.3426
2026 | 7 | 24 | 6 | 49.6912 | 96.529 | 306.515
2026 | 7 | 24 | 7 | 52.7092 | 108.0342 | 334.5962
2026 | 7 | 24 | 8 | 55.2923 | 114.2049 | 364.1577
2026 | 7 | 24 | 9 | 57.5268 | 121.2893 | 387.2231
2026 | 7 | 24 | 10 | 58.9933 | 126.637 | 394.7564
2026 | 7 | 24 | 11 | 59.8114 | 129.3202 | 393.8156
2026 | 7 | 24 | 12 | 59.5357 | 127.5105 | 387.0363
2026 | 7 | 24 | 13 | 59.7473 | 129.5469 | 391.1444
2026 | 7 | 24 | 14 | 60.0564 | 122.8408 | 392.9639
2026 | 7 | 24 | 15 | 61.8272 | 119.4724 | 397.847
2026 | 7 | 24 | 16 | 64.8794 | 118.287 | 409.8948
2026 | 7 | 24 | 17 | 67.379 | 111.0441 | 433.1151
2026 | 7 | 24 | 18 | 64.9393 | 106.2862 | 450.1446
2026 | 7 | 24 | 19 | 62.6881 | 106.2114 | 450.5957
2026 | 7 | 24 | 20 | 60.0017 | 101.8359 | 439.9621
2026 | 7 | 24 | 21 | 56.1258 | 105.2857 | 425.4647
2026 | 7 | 24 | 22 | 51.6587 | 99.5542 | 397.4269
2026 | 7 | 24 | 23 | 47.9158 | 87.9216 | 360.7139
2026 | 7 | 25 | 0 | 47.5801 | 86.9401 | 335.5188
2026 | 7 | 25 | 1 | 41.8513 | 89.0871 | 315.26
2026 | 7 | 25 | 2 | 40.3051 | 86.4959 | 301.2205
2026 | 7 | 25 | 3 | 39.5414 | 85.4246 | 291.9466
2026 | 7 | 25 | 4 | 39.7156 | 86.4277 | 287.7398
2026 | 7 | 25 | 5 | 40.5422 | 87.1214 | 285.8676
2026 | 7 | 25 | 6 | 42.0774 | 85.9475 | 285.4352
2026 | 7 | 25 | 7 | 44.3779 | 90.9213 | 303.5447
2026 | 7 | 25 | 8 | 48.4044 | 101.1512 | 335.8961
2026 | 7 | 25 | 9 | 52.4587 | 112.5748 | 362.2786
2026 | 7 | 25 | 10 | 54.5093 | 127.8139 | 372.5023
2026 | 7 | 25 | 11 | 56.3834 | 133.7113 | 375.6987
2026 | 7 | 25 | 12 | 56.6898 | 138.3302 | 379.411
2026 | 7 | 25 | 13 | 57.127 | 140.3954 | 378.3313
2026 | 7 | 25 | 14 | 57.9077 | 135.8174 | 377.4305
2026 | 7 | 25 | 15 | 59.7663 | 128.6805 | 382.6801
2026 | 7 | 25 | 16 | 62.8975 | 139.3538 | 396.5788
2026 | 7 | 25 | 17 | 65.36 | 136.7368 | 424.8035
2026 | 7 | 25 | 18 | 63.6344 | 127.8825 | 445.0938
2026 | 7 | 25 | 19 | 61.2625 | 123.591 | 448.7993
2026 | 7 | 25 | 20 | 56.8613 | 114.827 | 432.2599
2026 | 7 | 25 | 21 | 53.1714 | 119.9265 | 419.5639
2026 | 7 | 25 | 22 | 49.3059 | 114.6637 | 393.7185
2026 | 7 | 25 | 23 | 45.9345 | 107.7349 | 358.9148
2026 | 7 | 26 | 0 | 42.8954 | 102.9971 | 338.4283
2026 | 7 | 26 | 1 | 40.7017 | 98.9445 | 310.2072
2026 | 7 | 26 | 2 | 39.0551 | 95.536 | 296.9661
2026 | 7 | 26 | 3 | 38.1268 | 93.2986 | 288.2167
2026 | 7 | 26 | 4 | 38.0243 | 92.9444 | 284.1282
2026 | 7 | 26 | 5 | 38.2456 | 92.4271 | 281.3298
2026 | 7 | 26 | 6 | 40.2549 | 92.8805 | 277.0844
2026 | 7 | 26 | 7 | 42.5634 | 98.2218 | 291.864
2026 | 7 | 26 | 8 | 46.8701 | 101.0593 | 322.0942
2026 | 7 | 26 | 9 | 51.1531 | 111.0314 | 349.774
2026 | 7 | 26 | 10 | 53.8439 | 125.88 | 361.759
2026 | 7 | 26 | 11 | 55.8756 | 139.3066 | 367.6466
2026 | 7 | 26 | 12 | 56.5595 | 140.6066 | 367.9396
2026 | 7 | 26 | 13 | 57.0074 | 142.265 | 372.4729
2026 | 7 | 26 | 14 | 57.529 | 136.6461 | 374.8084
2026 | 7 | 26 | 15 | 59.3273 | 127.6794 | 382.3245
2026 | 7 | 26 | 16 | 62.5226 | 142.2202 | 400.1035
2026 | 7 | 26 | 17 | 65.545 | 139.9672 | 433.62
2026 | 7 | 26 | 18 | 62.6594 | 133.6603 | 454.3796
2026 | 7 | 26 | 19 | 61.1718 | 128.8183 | 457.4968
2026 | 7 | 26 | 20 | 58.4518 | 120.0704 | 442.0113
2026 | 7 | 26 | 21 | 55.0629 | 123.0422 | 426.4761
2026 | 7 | 26 | 22 | 50.6378 | 116.0889 | 394.0907
2026 | 7 | 26 | 23 | 46.8848 | 107.9456 | 353.124
2026 | 7 | 27 | 0 | 45.4119 | 105.1934 | 329.0706
2026 | 7 | 27 | 1 | 41.8267 | 96.9596 | 299.8183
2026 | 7 | 27 | 2 | 40.9594 | 93.9268 | 290.2979
2026 | 7 | 27 | 3 | 40.564 | 92.815 | 284.4097
2026 | 7 | 27 | 4 | 42.0499 | 92.6643 | 285.2723
2026 | 7 | 27 | 5 | 44.1851 | 95.65 | 291.8229
2026 | 7 | 27 | 6 | 47.9642 | 100.8401 | 304.5845
2026 | 7 | 27 | 7 | 51.2676 | 116.3445 | 330.7352
2026 | 7 | 27 | 8 | 53.3993 | 128.5376 | 351.1143
2026 | 7 | 27 | 9 | 54.8491 | 138.1752 | 363.2878
2026 | 7 | 27 | 10 | 56.2343 | 146.1527 | 364.6997
2026 | 7 | 27 | 11 | 57.365 | 152.2841 | 364.0219
2026 | 7 | 27 | 12 | 59.1622 | 150.6664 | 363.6892
2026 | 7 | 27 | 13 | 59.631 | 151.2015 | 362.8022
2026 | 7 | 27 | 14 | 60.1749 | 137.5571 | 362.2391
2026 | 7 | 27 | 15 | 62.567 | 133.3632 | 366.8959
2026 | 7 | 27 | 16 | 66.7304 | 144.3875 | 381.5103
2026 | 7 | 27 | 17 | 70.1674 | 135.9333 | 410.5649
2026 | 7 | 27 | 18 | 70.3911 | 128.7722 | 429.6196
2026 | 7 | 27 | 19 | 68.634 | 123.9865 | 434.3712
2026 | 7 | 27 | 20 | 65.4535 | 116.3149 | 422.513
2026 | 7 | 27 | 21 | 60.554 | 114.9803 | 404.9027
2026 | 7 | 27 | 22 | 54.933 | 108.1314 | 372.9191
2026 | 7 | 27 | 23 | 49.9031 | 98.4389 | 333.9649
2026 | 7 | 28 | 0 | 47.8924 | 101.8645 | 308.7731
2026 | 7 | 28 | 1 | 43.9926 | 96.0047 | 297.1854
2026 | 7 | 28 | 2 | 42.8417 | 92.6046 | 287.2762
2026 | 7 | 28 | 3 | 42.118 | 91.2125 | 281.3034
2026 | 7 | 28 | 4 | 43.4573 | 91.965 | 281.5347
2026 | 7 | 28 | 5 | 45.6043 | 95.0144 | 286.9649
2026 | 7 | 28 | 6 | 49.1373 | 99.5403 | 304.6094
2026 | 7 | 28 | 7 | 52.5367 | 114.1641 | 329.539
2026 | 7 | 28 | 8 | 55.1447 | 120.2548 | 342.2424
2026 | 7 | 28 | 9 | 57.2531 | 127.1746 | 345.1586
2026 | 7 | 28 | 10 | 58.9331 | 133.9739 | 343.2374
2026 | 7 | 28 | 11 | 59.934 | 141.6427 | 342.8256
2026 | 7 | 28 | 12 | 60.1664 | 137.2382 | 345.6771
2026 | 7 | 28 | 13 | 60.4007 | 138.3715 | 345.6156
2026 | 7 | 28 | 14 | 60.5279 | 127.7275 | 347.2484
2026 | 7 | 28 | 15 | 62.1753 | 125.6666 | 353.0164
2026 | 7 | 28 | 16 | 65.6954 | 132.9233 | 370.1801
2026 | 7 | 28 | 17 | 69.4049 | 126.4141 | 401.9348
2026 | 7 | 28 | 18 | 67.6477 | 119.9314 | 432.2032
2026 | 7 | 28 | 19 | 65.5544 | 117.268 | 441.5969
2026 | 7 | 28 | 20 | 62.3124 | 107.7808 | 431.165
2026 | 7 | 28 | 21 | 57.5563 | 107.4825 | 414.0161
2026 | 7 | 28 | 22 | 52.5123 | 101.6093 | 381.3085
2026 | 7 | 28 | 23 | 48.6448 | 93.5329 | 340.823
2026 | 7 | 29 | 0 | 48.3722 | 95.9436 | 319.5362
2026 | 7 | 29 | 1 | 45.5025 | 85.9246 | 296.9283
2026 | 7 | 29 | 2 | 44.1488 | 83.0215 | 287.0627
2026 | 7 | 29 | 3 | 43.3234 | 81.6491 | 280.3586
2026 | 7 | 29 | 4 | 44.47 | 82.5522 | 280.9331
2026 | 7 | 29 | 5 | 46.3934 | 85.21 | 286.7444
2026 | 7 | 29 | 6 | 49.0468 | 94.9841 | 300.3356
2026 | 7 | 29 | 7 | 52.2572 | 109.0567 | 324.2569
2026 | 7 | 29 | 8 | 54.8482 | 113.2326 | 336.0262
2026 | 7 | 29 | 9 | 57.3688 | 121.3393 | 337.5422
2026 | 7 | 29 | 10 | 59.834 | 126.3951 | 335.6924
2026 | 7 | 29 | 11 | 61.8862 | 131.6783 | 339.3039
2026 | 7 | 29 | 12 | 62.7047 | 125.0598 | 344.1454
2026 | 7 | 29 | 13 | 64.0833 | 126.1731 | 349.043
2026 | 7 | 29 | 14 | 65.8068 | 118.7403 | 355.3444
2026 | 7 | 29 | 15 | 68.8163 | 118.1902 | 364.4793
2026 | 7 | 29 | 16 | 73.2243 | 120.1054 | 386.0157
2026 | 7 | 29 | 17 | 77.0667 | 114.4851 | 422.0435
2026 | 7 | 29 | 18 | 75.1591 | 108.0853 | 452.1492
2026 | 7 | 29 | 19 | 73.2374 | 107.3866 | 462.4677
2026 | 7 | 29 | 20 | 69.9619 | 97.6566 | 454.0005
2026 | 7 | 29 | 21 | 65.474 | 99.3288 | 436.9483
2026 | 7 | 29 | 22 | 59.7622 | 93.6052 | 402.238
2026 | 7 | 29 | 23 | 53.943 | 86.1727 | 359.1201
2026 | 7 | 30 | 0 | 51.8374 | 84.8157 | 325.8097
2026 | 7 | 30 | 1 | 47.4948 | 83.9664 | 302.1738
2026 | 7 | 30 | 2 | 45.7539 | 81.6144 | 291.1818
2026 | 7 | 30 | 3 | 44.6812 | 80.4684 | 284.0077
2026 | 7 | 30 | 4 | 45.6541 | 81.0016 | 284.2963
2026 | 7 | 30 | 5 | 47.3894 | 84.1113 | 290.2839
2026 | 7 | 30 | 6 | 51.728 | 92.1666 | 306.8318
2026 | 7 | 30 | 7 | 54.985 | 104.7951 | 332.265
2026 | 7 | 30 | 8 | 57.5185 | 112.1037 | 347.9138
2026 | 7 | 30 | 9 | 59.8621 | 120.337 | 353.5012
2026 | 7 | 30 | 10 | 61.9813 | 128.7807 | 353.3933
2026 | 7 | 30 | 11 | 63.5897 | 130.7667 | 357.2593
2026 | 7 | 30 | 12 | 63.6192 | 129.0308 | 372.669
2026 | 7 | 30 | 13 | 63.803 | 131.9291 | 377.2421
2026 | 7 | 30 | 14 | 64.0236 | 128.532 | 380.8534
2026 | 7 | 30 | 15 | 65.6778 | 127.0048 | 389.0963
2026 | 7 | 30 | 16 | 69.0028 | 128.7633 | 406.0948
2026 | 7 | 30 | 17 | 71.5475 | 122.6901 | 433.2982
2026 | 7 | 30 | 18 | 72.2844 | 115.2444 | 458.8309
2026 | 7 | 30 | 19 | 70.5657 | 114.7612 | 456.785
2026 | 7 | 30 | 20 | 68.0215 | 105.8914 | 450.4962
2026 | 7 | 30 | 21 | 63.5708 | 106.0265 | 432.9674
2026 | 7 | 30 | 22 | 57.9864 | 99.8654 | 400.9802
2026 | 7 | 30 | 23 | 53.0583 | 91.2886 | 361.0105
2026 | 7 | 31 | 0 | 51.9062 | 89.7903 | 332.5189
2026 | 7 | 31 | 1 | 46.6635 | 86.2247 | 309.5736
2026 | 7 | 31 | 2 | 45.1721 | 83.0578 | 297.6027
2026 | 7 | 31 | 3 | 44.2956 | 81.9533 | 289.9858
2026 | 7 | 31 | 4 | 45.4553 | 82.3669 | 289.3623
2026 | 7 | 31 | 5 | 47.5191 | 85.0457 | 294.1503
2026 | 7 | 31 | 6 | 48.6691 | 93.1892 | 311.8866
2026 | 7 | 31 | 7 | 51.757 | 105.5608 | 339.1003
2026 | 7 | 31 | 8 | 54.1867 | 114.9492 | 356.84
2026 | 7 | 31 | 9 | 56.2908 | 125.5477 | 364.1729
2026 | 7 | 31 | 10 | 58.5352 | 135.4591 | 362.7031
2026 | 7 | 31 | 11 | 60.2406 | 137.9517 | 362.1229
2026 | 7 | 31 | 12 | 61.427 | 135.7817 | 362.4275
2026 | 7 | 31 | 13 | 62.448 | 139.1155 | 365.4925
2026 | 7 | 31 | 14 | 63.7319 | 134.533 | 370.4621
2026 | 7 | 31 | 15 | 66.2092 | 129.6355 | 378.6438
2026 | 7 | 31 | 16 | 69.9092 | 132.1418 | 394.5827
2026 | 7 | 31 | 17 | 72.6254 | 124.7437 | 423.721
2026 | 7 | 31 | 18 | 71.5349 | 113.5306 | 439.9475
2026 | 7 | 31 | 19 | 69.3986 | 111.1229 | 448.2533
2026 | 7 | 31 | 20 | 66.3183 | 105.1289 | 438.9295
2026 | 7 | 31 | 21 | 61.8415 | 105.5549 | 423.8201
2026 | 7 | 31 | 22 | 56.978 | 99.0074 | 395.8154
2026 | 7 | 31 | 23 | 52.0331 | 89.0236 | 358.998
2026 | 8 | 1 | 0 | 47.0192 | 88.7708 | 335.1733
2026 | 8 | 1 | 1 | 42.5993 | 90.1314 | 305.61
2026 | 8 | 1 | 2 | 40.6605 | 87.2653 | 292.4973
2026 | 8 | 1 | 3 | 39.6475 | 86.1084 | 284.7991
2026 | 8 | 1 | 4 | 39.5654 | 85.839 | 281.4656
2026 | 8 | 1 | 5 | 40.2488 | 85.7133 | 280.5079
2026 | 8 | 1 | 6 | 41.7319 | 86.8091 | 274.8195
2026 | 8 | 1 | 7 | 44.3911 | 91.0482 | 288.8201
2026 | 8 | 1 | 8 | 48.9878 | 99.4196 | 319.4567
2026 | 8 | 1 | 9 | 53.2208 | 109.736 | 345.756
2026 | 8 | 1 | 10 | 55.5984 | 123.1937 | 355.5303
2026 | 8 | 1 | 11 | 57.6027 | 132.6369 | 355.0468
2026 | 8 | 1 | 12 | 59.375 | 135.9518 | 356.7909
2026 | 8 | 1 | 13 | 59.4669 | 136.9725 | 355.1145
2026 | 8 | 1 | 14 | 59.7618 | 131.8506 | 348.1547
2026 | 8 | 1 | 15 | 61.2718 | 121.2799 | 346.1349
2026 | 8 | 1 | 16 | 63.3174 | 131.7854 | 357.8814
2026 | 8 | 1 | 17 | 64.7823 | 127.3352 | 388.6989
2026 | 8 | 1 | 18 | 60.8858 | 118.5331 | 395.8747
2026 | 8 | 1 | 19 | 58.3362 | 114.0777 | 385.2547
2026 | 8 | 1 | 20 | 54.7965 | 105.9184 | 374.9983
2026 | 8 | 1 | 21 | 51.6204 | 111.7703 | 364.7276
2026 | 8 | 1 | 22 | 47.4039 | 105.89 | 340.9402
2026 | 8 | 1 | 23 | 44.2678 | 97.9815 | 313.1738
2026 | 8 | 2 | 0 | 42.8492 | 95.9096 | 300.2098
2026 | 8 | 2 | 1 | 39.3321 | 90.9597 | 286.2763
2026 | 8 | 2 | 2 | 37.8878 | 87.8924 | 276.2722
2026 | 8 | 2 | 3 | 37.1492 | 86.4019 | 270.9371
2026 | 8 | 2 | 4 | 37.1005 | 85.2118 | 268.6088
2026 | 8 | 2 | 5 | 37.4247 | 84.2484 | 267.861
2026 | 8 | 2 | 6 | 37.3812 | 82.4011 | 262.3234
2026 | 8 | 2 | 7 | 39.0978 | 85.4232 | 272.5878
2026 | 8 | 2 | 8 | 43.4428 | 88.9248 | 301.4751
2026 | 8 | 2 | 9 | 48.1167 | 99.2213 | 330.4282
2026 | 8 | 2 | 10 | 51.3362 | 111.4245 | 341.7874
2026 | 8 | 2 | 11 | 53.9877 | 123.2923 | 339.8339
2026 | 8 | 2 | 12 | 54.5153 | 123.2335 | 335.6691
2026 | 8 | 2 | 13 | 55.4967 | 125.9303 | 332.1803
2026 | 8 | 2 | 14 | 57.1501 | 126.4872 | 322.4643
2026 | 8 | 2 | 15 | 59.8497 | 116.9474 | 319.646
2026 | 8 | 2 | 16 | 63.2338 | 125.6096 | 328.3172
2026 | 8 | 2 | 17 | 66.2768 | 122.7645 | 360.2112
2026 | 8 | 2 | 18 | 67.1274 | 123.1637 | 392.9005
2026 | 8 | 2 | 19 | 64.3734 | 119.1066 | 393.4767
2026 | 8 | 2 | 20 | 59.7697 | 112.332 | 383.4072
2026 | 8 | 2 | 21 | 55.5377 | 115.859 | 371.1195
2026 | 8 | 2 | 22 | 50.1729 | 108.6726 | 339.6832
2026 | 8 | 2 | 23 | 46.0577 | 98.9401 | 303.7137
2026 | 8 | 3 | 0 | 44.4275 | 93.0368 | 281.7699
2026 | 8 | 3 | 1 | 40.2665 | 95.4908 | 283.9909
2026 | 8 | 3 | 2 | 39.034 | 92.6076 | 274.1774
2026 | 8 | 3 | 3 | 38.2716 | 91.3074 | 268.5937
2026 | 8 | 3 | 4 | 38.5877 | 89.8846 | 269.5466
2026 | 8 | 3 | 5 | 39.3765 | 90.4083 | 270.4997
2026 | 8 | 3 | 6 | 40.1386 | 89.2812 | 265.5658
2026 | 8 | 3 | 7 | 42.333 | 92.2007 | 278.4709
2026 | 8 | 3 | 8 | 46.0884 | 90.252 | 306.0007
2026 | 8 | 3 | 9 | 51.502 | 99.4902 | 336.1642
2026 | 8 | 3 | 10 | 56.155 | 111.3778 | 350.6161
2026 | 8 | 3 | 11 | 59.1418 | 131.1136 | 350.8004
2026 | 8 | 3 | 12 | 60.1848 | 133.5452 | 355.4493
2026 | 8 | 3 | 13 | 62.8688 | 136.3224 | 345.0543
2026 | 8 | 3 | 14 | 63.8191 | 123.7851 | 355.917
2026 | 8 | 3 | 15 | 65.9575 | 118.0317 | 358.9954
2026 | 8 | 3 | 16 | 69.6546 | 138.7723 | 373.4569
2026 | 8 | 3 | 17 | 73.6949 | 135.6428 | 404.3795
2026 | 8 | 3 | 18 | 72.1996 | 127.0373 | 415.5129
2026 | 8 | 3 | 19 | 70.2438 | 122.4963 | 414.3524
2026 | 8 | 3 | 20 | 65.8373 | 115.3765 | 407.7574
2026 | 8 | 3 | 21 | 61.5441 | 116.2281 | 398.8066
2026 | 8 | 3 | 22 | 55.7577 | 110.1183 | 363.773
2026 | 8 | 3 | 23 | 51.5726 | 104.0332 | 327.1823
2026 | 8 | 4 | 0 | 50.6289 | 105.2806 | 310.2634
2026 | 8 | 4 | 1 | 45.6841 | 100.9367 | 272.7213
2026 | 8 | 4 | 2 | 44.1851 | 97.091 | 265.5691
2026 | 8 | 4 | 3 | 43.313 | 95.586 | 262.1247
2026 | 8 | 4 | 4 | 44.4068 | 94.1102 | 264.4419
2026 | 8 | 4 | 5 | 46.3771 | 96.5019 | 273.2099
2026 | 8 | 4 | 6 | 48.4857 | 102.1967 | 288.7639
2026 | 8 | 4 | 7 | 51.4973 | 116.6553 | 312.3813
2026 | 8 | 4 | 8 | 54.5435 | 127.4084 | 331.5568
2026 | 8 | 4 | 9 | 57.6932 | 137.5302 | 344.0576
2026 | 8 | 4 | 10 | 60.3874 | 149.4568 | 347.8188
2026 | 8 | 4 | 11 | 62.8798 | 163.0732 | 342.6453
2026 | 8 | 4 | 12 | 64.5176 | 163.3774 | 336.4701
2026 | 8 | 4 | 13 | 66.3657 | 167.7053 | 335.7616
2026 | 8 | 4 | 14 | 68.7872 | 157.3137 | 333.9201
2026 | 8 | 4 | 15 | 72.4203 | 149.4711 | 334.8541
2026 | 8 | 4 | 16 | 76.6921 | 163.4421 | 353.986
2026 | 8 | 4 | 17 | 80.2479 | 154.1593 | 384.4913
2026 | 8 | 4 | 18 | 76.5403 | 146.2548 | 393.6523
2026 | 8 | 4 | 19 | 73.6853 | 140.3567 | 401.3908
2026 | 8 | 4 | 20 | 70.0567 | 132.5159 | 399.6497
2026 | 8 | 4 | 21 | 65.3384 | 131.3674 | 387.0905
2026 | 8 | 4 | 22 | 58.9516 | 122.3588 | 354.6263
2026 | 8 | 4 | 23 | 53.0852 | 110.5924 | 318.9614
2026 | 8 | 5 | 0 | 50.0264 | 106.1273 | 299.3741
2026 | 8 | 5 | 1 | 46.9739 | 105.241 | 282.2036
2026 | 8 | 5 | 2 | 45.547 | 100.9167 | 274.5271
2026 | 8 | 5 | 3 | 44.7019 | 98.928 | 271.0316
2026 | 8 | 5 | 4 | 45.8579 | 97.2585 | 273.0157
2026 | 8 | 5 | 5 | 48.209 | 99.9554 | 281.037
2026 | 8 | 5 | 6 | 53.1919 | 105.7722 | 294.6283
2026 | 8 | 5 | 7 | 55.749 | 119.8025 | 316.3366
2026 | 8 | 5 | 8 | 57.5818 | 131.3521 | 326.9594
2026 | 8 | 5 | 9 | 60.0053 | 140.5352 | 330.0017
2026 | 8 | 5 | 10 | 61.8325 | 151.4526 | 328.4295
2026 | 8 | 5 | 11 | 63.8254 | 163.3711 | 326.1912
2026 | 8 | 5 | 12 | 65.5704 | 167.3705 | 324.2844
2026 | 8 | 5 | 13 | 66.0172 | 171.0702 | 328.6659
2026 | 8 | 5 | 14 | 66.4657 | 160.4932 | 330.8814
2026 | 8 | 5 | 15 | 68.1215 | 152.1901 | 334.9561
2026 | 8 | 5 | 16 | 70.8835 | 166.1747 | 355.4479
2026 | 8 | 5 | 17 | 72.596 | 155.6436 | 392.0235
2026 | 8 | 5 | 18 | 72.5116 | 147.5592 | 404.1757
2026 | 8 | 5 | 19 | 69.9586 | 139.9001 | 410.0834
2026 | 8 | 5 | 20 | 67.9615 | 132.8136 | 406.0518
2026 | 8 | 5 | 21 | 63.8126 | 131.3791 | 393.2795
2026 | 8 | 5 | 22 | 57.5446 | 122.1145 | 359.1615
2026 | 8 | 5 | 23 | 52.4062 | 110.9568 | 321.4734
2026 | 8 | 6 | 0 | 50.3101 | 109.2949 | 307.7692
2026 | 8 | 6 | 1 | 47.6393 | 102.5057 | 284.5716
2026 | 8 | 6 | 2 | 46.0764 | 98.3932 | 275.4683
2026 | 8 | 6 | 3 | 45.2084 | 96.5417 | 271.3082
2026 | 8 | 6 | 4 | 46.2197 | 95.5675 | 272.6487
2026 | 8 | 6 | 5 | 48.3828 | 98.3746 | 279.9198
2026 | 8 | 6 | 6 | 52.5131 | 102.851 | 294.3289
2026 | 8 | 6 | 7 | 54.9708 | 117.2845 | 316.7392
2026 | 8 | 6 | 8 | 56.8036 | 125.9251 | 326.9995
2026 | 8 | 6 | 9 | 59.0585 | 134.8983 | 329.2345
2026 | 8 | 6 | 10 | 60.772 | 143.791 | 325.5839
2026 | 8 | 6 | 11 | 62.5669 | 156.3127 | 324.5234
2026 | 8 | 6 | 12 | 63.8112 | 152.9869 | 329.001
2026 | 8 | 6 | 13 | 64.2266 | 155.384 | 333.0063
2026 | 8 | 6 | 14 | 64.9606 | 139.9853 | 336.0039
2026 | 8 | 6 | 15 | 66.723 | 132.0117 | 344.439
2026 | 8 | 6 | 16 | 69.2381 | 145.5634 | 365.8732
2026 | 8 | 6 | 17 | 70.7929 | 135.2879 | 400.4375
2026 | 8 | 6 | 18 | 72.6993 | 131.4544 | 420.1202
2026 | 8 | 6 | 19 | 70.3597 | 126.3431 | 428.9876
2026 | 8 | 6 | 20 | 68.2291 | 117.1406 | 424.7626
2026 | 8 | 6 | 21 | 64.1205 | 116.5491 | 411.1089
2026 | 8 | 6 | 22 | 58.0825 | 108.9868 | 376.4888
2026 | 8 | 6 | 23 | 52.8585 | 99.1982 | 336.3682
2026 | 8 | 7 | 0 | 48.7468 | 98.7529 | 309.0123
2026 | 8 | 7 | 1 | 48.0929 | 96.1844 | 281.8037
2026 | 8 | 7 | 2 | 46.4759 | 92.4274 | 271.9322
2026 | 8 | 7 | 3 | 45.5533 | 91.0614 | 267.1618
2026 | 8 | 7 | 4 | 46.5157 | 90.1953 | 268.9362
2026 | 8 | 7 | 5 | 48.77 | 92.357 | 276.3574
2026 | 8 | 7 | 6 | 50.6458 | 99.53 | 288.5405
2026 | 8 | 7 | 7 | 54.0802 | 112.7588 | 310.552
2026 | 8 | 7 | 8 | 58.0132 | 121.9269 | 325.9651
2026 | 8 | 7 | 9 | 62.3037 | 131.7891 | 335.111
2026 | 8 | 7 | 10 | 65.9856 | 141.1106 | 333.361
2026 | 8 | 7 | 11 | 69.2966 | 149.1671 | 327.0306
2026 | 8 | 7 | 12 | 71.0005 | 148.0036 | 318.7296
2026 | 8 | 7 | 13 | 72.5662 | 149.8794 | 322.2172
2026 | 8 | 7 | 14 | 74.0957 | 138.8039 | 323.4445
2026 | 8 | 7 | 15 | 76.5783 | 131.0994 | 328.5872
2026 | 8 | 7 | 16 | 79.3465 | 140.328 | 347.5673
2026 | 8 | 7 | 17 | 81.0738 | 130.7925 | 378.9914
2026 | 8 | 7 | 18 | 74.4936 | 116.8692 | 398.6826
2026 | 8 | 7 | 19 | 71.4618 | 111.8326 | 408.356
2026 | 8 | 7 | 20 | 68.9081 | 107.1359 | 405.7347
2026 | 8 | 7 | 21 | 65.1379 | 108.2283 | 393.7873
2026 | 8 | 7 | 22 | 59.6034 | 101.2414 | 365.0536
2026 | 8 | 7 | 23 | 54.5134 | 91.2021 | 330.9776
2026 | 8 | 8 | 0 | 51.8076 | 93.0369 | 305.1089
2026 | 8 | 8 | 1 | 46.6483 | 82.791 | 281.166
2026 | 8 | 8 | 2 | 44.1203 | 80.1583 | 270.5214
2026 | 8 | 8 | 3 | 42.6107 | 79.0474 | 264.5677
2026 | 8 | 8 | 4 | 42.2553 | 77.8049 | 262.934
2026 | 8 | 8 | 5 | 42.6732 | 77.739 | 263.1558
2026 | 8 | 8 | 6 | 42.8237 | 79.7618 | 257.8615
2026 | 8 | 8 | 7 | 45.3357 | 83.4451 | 271.3184
2026 | 8 | 8 | 8 | 49.9785 | 88.828 | 296.4468
2026 | 8 | 8 | 9 | 54.3809 | 98.6733 | 313.1269
2026 | 8 | 8 | 10 | 56.9042 | 105.7482 | 316.779
2026 | 8 | 8 | 11 | 58.8609 | 111.8525 | 319.231
2026 | 8 | 8 | 12 | 58.4929 | 107.2616 | 320.5689
2026 | 8 | 8 | 13 | 58.5376 | 107.8204 | 321.2992
2026 | 8 | 8 | 14 | 58.927 | 106.4316 | 320.6689
2026 | 8 | 8 | 15 | 60.0658 | 98.3474 | 327.839
2026 | 8 | 8 | 16 | 62.2723 | 103.096 | 347.6399
2026 | 8 | 8 | 17 | 64.5164 | 99.7672 | 386.0101
2026 | 8 | 8 | 18 | 64.1115 | 97.6929 | 406.2868
2026 | 8 | 8 | 19 | 60.7499 | 94.5986 | 406.5364
2026 | 8 | 8 | 20 | 55.7313 | 86.9061 | 398.8166
2026 | 8 | 8 | 21 | 51.8814 | 90.5728 | 387.519
2026 | 8 | 8 | 22 | 47.7639 | 85.836 | 361.565
2026 | 8 | 8 | 23 | 44.3795 | 79.8526 | 330.7159
2026 | 8 | 9 | 0 | 42.6111 | 80.6977 | 305.0599
2026 | 8 | 9 | 1 | 40.3611 | 82.3317 | 279.4443
2026 | 8 | 9 | 2 | 38.9749 | 79.7335 | 269.068
2026 | 8 | 9 | 3 | 38.2745 | 79.1924 | 263.1225
2026 | 8 | 9 | 4 | 38.2732 | 78.9261 | 261.3568
2026 | 8 | 9 | 5 | 38.6775 | 79.0187 | 260.7881
2026 | 8 | 9 | 6 | 39.9672 | 74.9951 | 254.8284
2026 | 8 | 9 | 7 | 41.9906 | 76.8727 | 265.4109
2026 | 8 | 9 | 8 | 46.0914 | 83.0457 | 292.8484
2026 | 8 | 9 | 9 | 50.0644 | 91.4167 | 315.7044
2026 | 8 | 9 | 10 | 52.5391 | 99.9044 | 322.6254
2026 | 8 | 9 | 11 | 54.6453 | 104.2921 | 321.6196
2026 | 8 | 9 | 12 | 58.6304 | 106.3959 | 319.2716
2026 | 8 | 9 | 13 | 59.3152 | 108.7827 | 319.9723
2026 | 8 | 9 | 14 | 60.0338 | 110.08 | 317.8258
2026 | 8 | 9 | 15 | 62.3566 | 104.0891 | 322.3274
2026 | 8 | 9 | 16 | 65.3133 | 107.6027 | 341.4652
2026 | 8 | 9 | 17 | 67.3732 | 105.5565 | 379.2805
2026 | 8 | 9 | 18 | 64.6967 | 100.9566 | 397.5439
2026 | 8 | 9 | 19 | 62.4204 | 96.6623 | 390.5973
2026 | 8 | 9 | 20 | 58.8141 | 94.6084 | 383.2893
2026 | 8 | 9 | 21 | 54.3963 | 98.4208 | 368.1077
2026 | 8 | 9 | 22 | 49.0711 | 93.847 | 337.5005
2026 | 8 | 9 | 23 | 45.6465 | 87.3424 | 304.1869
2026 | 8 | 10 | 0 | 44.3152 | 88.4401 | 292.7711
2026 | 8 | 10 | 1 | 42.2583 | 85.8045 | 274.9673
2026 | 8 | 10 | 2 | 41.5314 | 83.3138 | 266.8078
2026 | 8 | 10 | 3 | 41.3097 | 83.3178 | 262.7398
2026 | 8 | 10 | 4 | 42.8464 | 84.6308 | 264.8966
2026 | 8 | 10 | 5 | 45.544 | 88.0795 | 273.572
2026 | 8 | 10 | 6 | 49.2862 | 94.5027 | 289.2279
2026 | 8 | 10 | 7 | 52.5693 | 107.6162 | 313.0626
2026 | 8 | 10 | 8 | 55.0733 | 117.1609 | 326.7819
2026 | 8 | 10 | 9 | 57.1337 | 122.5722 | 331.7079
2026 | 8 | 10 | 10 | 58.829 | 126.9729 | 329.6619
2026 | 8 | 10 | 11 | 60.2656 | 132.1541 | 329.7456
2026 | 8 | 10 | 12 | 61.4332 | 133.6048 | 333.7804
2026 | 8 | 10 | 13 | 61.9479 | 135.6005 | 336.6258
2026 | 8 | 10 | 14 | 62.8013 | 129.0635 | 338.3457
2026 | 8 | 10 | 15 | 64.9262 | 123.8998 | 343.4364
2026 | 8 | 10 | 16 | 68.1113 | 127.6905 | 363.1387
2026 | 8 | 10 | 17 | 70.8546 | 120.5329 | 398.9935
2026 | 8 | 10 | 18 | 68.9369 | 107.7844 | 421.204
2026 | 8 | 10 | 19 | 66.4705 | 105.3611 | 427.7675
2026 | 8 | 10 | 20 | 63.3184 | 100.2613 | 421.1924
2026 | 8 | 10 | 21 | 58.7093 | 102.0093 | 403.03
2026 | 8 | 10 | 22 | 53.0928 | 95.1721 | 366.4566
2026 | 8 | 10 | 23 | 48.4857 | 86.7429 | 327.2204
2026 | 8 | 11 | 0 | 46.7589 | 88.5463 | 308.2944
2026 | 8 | 11 | 1 | 44.2223 | 87.272 | 295.2051
2026 | 8 | 11 | 2 | 43.1077 | 84.3774 | 285.2833
2026 | 8 | 11 | 3 | 42.4566 | 83.626 | 279.6368
2026 | 8 | 11 | 4 | 43.7419 | 84.0242 | 279.9674
2026 | 8 | 11 | 5 | 45.7972 | 87.2844 | 287.0046
2026 | 8 | 11 | 6 | 49.7326 | 91.0849 | 301.4178
2026 | 8 | 11 | 7 | 52.6112 | 102.8916 | 327.6407
2026 | 8 | 11 | 8 | 54.8031 | 112.3392 | 348.8792
2026 | 8 | 11 | 9 | 56.5396 | 119.2089 | 360.3758
2026 | 8 | 11 | 10 | 58.1151 | 125.9362 | 363.364
2026 | 8 | 11 | 11 | 59.418 | 129.5436 | 364.6602
2026 | 8 | 11 | 12 | 60.0469 | 128.4443 | 360.3051
2026 | 8 | 11 | 13 | 60.6362 | 130.5603 | 366.5058
2026 | 8 | 11 | 14 | 61.643 | 125.1063 | 371.5537
2026 | 8 | 11 | 15 | 64.1703 | 120.3724 | 380.8603
2026 | 8 | 11 | 16 | 67.7863 | 122.8476 | 405.09
2026 | 8 | 11 | 17 | 70.8728 | 115.6332 | 440.7707
2026 | 8 | 11 | 18 | 67.6517 | 110.535 | 454.4289
2026 | 8 | 11 | 19 | 65.5999 | 107.4311 | 458.5844
2026 | 8 | 11 | 20 | 63.454 | 103.9577 | 452.2468
2026 | 8 | 11 | 21 | 59.0773 | 105.1949 | 433.2764
2026 | 8 | 11 | 22 | 53.2503 | 98.3957 | 394.7803
2026 | 8 | 11 | 23 | 48.6938 | 89.1311 | 352.7474
2026 | 8 | 12 | 0 | 48.231 | 88.6245 | 324.0739
2026 | 8 | 12 | 1 | 44.077 | 82.5295 | 311.5433
2026 | 8 | 12 | 2 | 42.9205 | 79.7273 | 299.8164
2026 | 8 | 12 | 3 | 42.2364 | 78.7251 | 292.1961
2026 | 8 | 12 | 4 | 43.5219 | 79.1821 | 291.5742
2026 | 8 | 12 | 5 | 45.6514 | 82.2004 | 297.7752
2026 | 8 | 12 | 6 | 49.3643 | 92.4948 | 316.391
2026 | 8 | 12 | 7 | 52.0235 | 104.5492 | 342.7752
2026 | 8 | 12 | 8 | 53.7115 | 111.3705 | 362.4685
2026 | 8 | 12 | 9 | 55.1579 | 117.7238 | 372.0266
2026 | 8 | 12 | 10 | 56.7303 | 120.4143 | 373.6473
2026 | 8 | 12 | 11 | 58.0773 | 123.0011 | 375.2781
2026 | 8 | 12 | 12 | 60.275 | 115.9637 | 394.9547
2026 | 8 | 12 | 13 | 60.857 | 117.7782 | 398.7178
2026 | 8 | 12 | 14 | 61.7119 | 114.0019 | 400.8322
2026 | 8 | 12 | 15 | 64.072 | 110.5438 | 406.8453
2026 | 8 | 12 | 16 | 67.338 | 109.4775 | 425.1665
2026 | 8 | 12 | 17 | 70.0991 | 102.9312 | 454.0673
2026 | 8 | 12 | 18 | 69.9121 | 96.1242 | 461.671
2026 | 8 | 12 | 19 | 68.1807 | 94.4576 | 454.139
2026 | 8 | 12 | 20 | 65.9818 | 88.8205 | 449.447
2026 | 8 | 12 | 21 | 61.6875 | 91.4474 | 430.3318
2026 | 8 | 12 | 22 | 55.8668 | 85.4576 | 392.8227
2026 | 8 | 12 | 23 | 50.7293 | 77.8124 | 353.0406
2026 | 8 | 13 | 0 | 48.1935 | 80.2028 | 338.5883
2026 | 8 | 13 | 1 | 43.6758 | 78.688 | 301.509
2026 | 8 | 13 | 2 | 42.7077 | 76.7197 | 290.8502
2026 | 8 | 13 | 3 | 42.2244 | 76.0008 | 283.8502
2026 | 8 | 13 | 4 | 43.7072 | 75.9377 | 283.6864
2026 | 8 | 13 | 5 | 46.0726 | 79.133 | 290.344
2026 | 8 | 13 | 6 | 49.1704 | 87.7528 | 309.2137
2026 | 8 | 13 | 7 | 50.8924 | 97.7864 | 330.1698
2026 | 8 | 13 | 8 | 51.4824 | 107.3153 | 337.0675
2026 | 8 | 13 | 9 | 52.3531 | 113.9363 | 331.0903
2026 | 8 | 13 | 10 | 53.5919 | 120.8245 | 320.6931
2026 | 8 | 13 | 11 | 54.7877 | 119.9264 | 314.8406
2026 | 8 | 13 | 12 | 55.5411 | 120.2256 | 311.9808
2026 | 8 | 13 | 13 | 55.768 | 124.327 | 306.9225
2026 | 8 | 13 | 14 | 56.5812 | 124.3803 | 302.9971
2026 | 8 | 13 | 15 | 58.6005 | 119.6797 | 304.8018
2026 | 8 | 13 | 16 | 61.5988 | 118.8268 | 325.4861
2026 | 8 | 13 | 17 | 64.0156 | 111.8958 | 363.4647
2026 | 8 | 13 | 18 | 64.7173 | 109.5674 | 388.6618
2026 | 8 | 13 | 19 | 63.1855 | 108.3247 | 402.9947
2026 | 8 | 13 | 20 | 62.1792 | 103.1423 | 403.5154
2026 | 8 | 13 | 21 | 58.5468 | 103.4652 | 388.0425
2026 | 8 | 13 | 22 | 53.4041 | 96.7451 | 355.8715
2026 | 8 | 13 | 23 | 49.0378 | 87.5836 | 320.1679
2026 | 8 | 14 | 0 | 45.6891 | 83.3231 | 302.3254
2026 | 8 | 14 | 1 | 43.9221 | 79.4708 | 279.1832
2026 | 8 | 14 | 2 | 42.7122 | 76.7165 | 270.5751
2026 | 8 | 14 | 3 | 42.0033 | 76.1122 | 265.875
2026 | 8 | 14 | 4 | 43.2771 | 76.413 | 268.1776
2026 | 8 | 14 | 5 | 45.3729 | 79.1978 | 276.4752
2026 | 8 | 14 | 6 | 46.9645 | 86.9768 | 295.7015
2026 | 8 | 14 | 7 | 49.221 | 97.0662 | 313.1721
2026 | 8 | 14 | 8 | 51.0171 | 106.0474 | 315.5179
2026 | 8 | 14 | 9 | 52.9754 | 114.252 | 309.4893
2026 | 8 | 14 | 10 | 55.2507 | 120.2953 | 303.0214
2026 | 8 | 14 | 11 | 57.1009 | 120.579 | 299.7362
2026 | 8 | 14 | 12 | 59.183 | 118.6719 | 308.4841
2026 | 8 | 14 | 13 | 60.45 | 121.8176 | 309.586
2026 | 8 | 14 | 14 | 62.0768 | 120.9438 | 309.6889
2026 | 8 | 14 | 15 | 64.8109 | 114.8249 | 310.7567
2026 | 8 | 14 | 16 | 68.2517 | 113.1601 | 327.2073
2026 | 8 | 14 | 17 | 70.8132 | 105.9953 | 360.9014
2026 | 8 | 14 | 18 | 70.0625 | 102.5092 | 382.4375
2026 | 8 | 14 | 19 | 67.7512 | 100.8546 | 395.9863
2026 | 8 | 14 | 20 | 65.149 | 97.0483 | 398.1788
2026 | 8 | 14 | 21 | 60.7023 | 98.0593 | 383.8765
2026 | 8 | 14 | 22 | 55.4377 | 91.4443 | 354.9881
2026 | 8 | 14 | 23 | 50.6634 | 81.1435 | 323.3694
2026 | 8 | 15 | 0 | 46.4785 | 78.1947 | 305.9697
2026 | 8 | 15 | 1 | 42.7157 | 74.3105 | 278.0902
2026 | 8 | 15 | 2 | 40.8113 | 72.0638 | 268.4301
2026 | 8 | 15 | 3 | 39.76 | 71.6047 | 262.7055
2026 | 8 | 15 | 4 | 39.7331 | 70.2931 | 261.3003
2026 | 8 | 15 | 5 | 40.3868 | 70.7093 | 263.1852
2026 | 8 | 15 | 6 | 40.2539 | 76.6599 | 261.5206
2026 | 8 | 15 | 7 | 42.4325 | 78.0452 | 274.1323
2026 | 8 | 15 | 8 | 47.0991 | 87.2927 | 296.7429
2026 | 8 | 15 | 9 | 51.8347 | 93.4546 | 310.3366
2026 | 8 | 15 | 10 | 55.2137 | 98.002 | 310.1578
2026 | 8 | 15 | 11 | 57.8696 | 100.6605 | 311.0604
2026 | 8 | 15 | 12 | 58.1466 | 97.2954 | 302.1799
2026 | 8 | 15 | 13 | 58.3658 | 97.2221 | 300.8957
2026 | 8 | 15 | 14 | 58.8481 | 99.2695 | 302.723
2026 | 8 | 15 | 15 | 60.3164 | 95.0262 | 312.947
2026 | 8 | 15 | 16 | 62.7861 | 90.7843 | 335.6624
2026 | 8 | 15 | 17 | 64.9849 | 87.5741 | 378.4631
2026 | 8 | 15 | 18 | 59.2332 | 87.8168 | 409.7605
2026 | 8 | 15 | 19 | 56.6714 | 86.172 | 414.2539
2026 | 8 | 15 | 20 | 54.405 | 81.9566 | 406.9192
2026 | 8 | 15 | 21 | 51.4705 | 84.9463 | 391.8417
2026 | 8 | 15 | 22 | 47.6782 | 80.9447 | 364.667
2026 | 8 | 15 | 23 | 45.0014 | 74.7535 | 333.5842
2026 | 8 | 16 | 0 | 45.3026 | 75.6969 | 310.3633
2026 | 8 | 16 | 1 | 40.7191 | 72.883 | 294.8942
2026 | 8 | 16 | 2 | 39.161 | 70.7907 | 283.2398
2026 | 8 | 16 | 3 | 38.3333 | 70.5793 | 275.4944
2026 | 8 | 16 | 4 | 38.3171 | 69.5036 | 273.2048
2026 | 8 | 16 | 5 | 38.7662 | 69.5634 | 273.016
2026 | 8 | 16 | 6 | 39.6814 | 68.2776 | 267.4047
2026 | 8 | 16 | 7 | 41.5154 | 68.977 | 279.4578
2026 | 8 | 16 | 8 | 45.7824 | 76.6551 | 312.858
2026 | 8 | 16 | 9 | 50.081 | 84.0366 | 343.168
2026 | 8 | 16 | 10 | 52.9495 | 90.5735 | 356.7123
2026 | 8 | 16 | 11 | 55.0737 | 92.9662 | 363.9007
2026 | 8 | 16 | 12 | 57.428 | 91.1686 | 362.5867
2026 | 8 | 16 | 13 | 57.9417 | 93.0931 | 367.9917
2026 | 8 | 16 | 14 | 58.3556 | 100.0042 | 374.6083
2026 | 8 | 16 | 15 | 60.1553 | 97.5694 | 391.2576
2026 | 8 | 16 | 16 | 62.7872 | 93.4992 | 420.9985
2026 | 8 | 16 | 17 | 65.4381 | 92.354 | 461.4989
2026 | 8 | 16 | 18 | 62.9343 | 94.8074 | 482.204
2026 | 8 | 16 | 19 | 60.6822 | 92.221 | 475.7909
2026 | 8 | 16 | 20 | 57.9722 | 88.3664 | 467.2577
2026 | 8 | 16 | 21 | 53.8023 | 89.5091 | 447.3462
2026 | 8 | 16 | 22 | 48.7958 | 85.4974 | 409.4814
2026 | 8 | 16 | 23 | 45.6312 | 79.1887 | 368.8677
2026 | 8 | 17 | 0 | 44.9389 | 79.0493 | 339.3369
2026 | 8 | 17 | 1 | 42.138 | 78.3505 | 304.4424
2026 | 8 | 17 | 2 | 41.4031 | 76.6095 | 293.1362
2026 | 8 | 17 | 3 | 41.0887 | 76.7888 | 285.8896
2026 | 8 | 17 | 4 | 42.6003 | 77.7449 | 285.9893
2026 | 8 | 17 | 5 | 44.9665 | 81.5417 | 293.4474
2026 | 8 | 17 | 6 | 48.9654 | 87.4275 | 309.5911
2026 | 8 | 17 | 7 | 51.4972 | 97.5108 | 337.7004
2026 | 8 | 17 | 8 | 53.1923 | 110.1734 | 361.6258
2026 | 8 | 17 | 9 | 54.669 | 116.4823 | 373.8579
2026 | 8 | 17 | 10 | 55.985 | 121.2018 | 374.4569
2026 | 8 | 17 | 11 | 57.2469 | 118.4118 | 377.4459
2026 | 8 | 17 | 12 | 58.7366 | 121.6516 | 379.2824
2026 | 8 | 17 | 13 | 59.4044 | 123.7831 | 383.0489
2026 | 8 | 17 | 14 | 60.4037 | 120.194 | 386.7925
2026 | 8 | 17 | 15 | 63.1229 | 115.8443 | 394.6686
2026 | 8 | 17 | 16 | 67.0598 | 114.6032 | 418.2294
2026 | 8 | 17 | 17 | 70.0335 | 108.0694 | 453.4884
2026 | 8 | 17 | 18 | 68.1976 | 102.6145 | 483.1115
2026 | 8 | 17 | 19 | 66.0741 | 101.1569 | 483.2267
2026 | 8 | 17 | 20 | 64.187 | 100.3737 | 476.527
2026 | 8 | 17 | 21 | 59.7705 | 101.3878 | 451.973
2026 | 8 | 17 | 22 | 53.9821 | 94.4975 | 410.7779
2026 | 8 | 17 | 23 | 49.052 | 85.6469 | 367.7294
2026 | 8 | 18 | 0 | 47.3268 | 85.3718 | 333.5887
2026 | 8 | 18 | 1 | 44.188 | 81.3107 | 312.1917
2026 | 8 | 18 | 2 | 43.0784 | 78.9186 | 300.0716
2026 | 8 | 18 | 3 | 42.4151 | 78.442 | 292.2647
2026 | 8 | 18 | 4 | 43.7091 | 78.7304 | 291.4456
2026 | 8 | 18 | 5 | 45.8961 | 82.4123 | 297.89
2026 | 8 | 18 | 6 | 47.9732 | 92.6789 | 311.1934
2026 | 8 | 18 | 7 | 50.5079 | 104.7504 | 336.7463
2026 | 8 | 18 | 8 | 52.9553 | 115.1991 | 361.3239
2026 | 8 | 18 | 9 | 55.4619 | 120.1312 | 375.4103
2026 | 8 | 18 | 10 | 57.9798 | 126.4777 | 375.986
2026 | 8 | 18 | 11 | 60.1594 | 128.852 | 374.7856
2026 | 8 | 18 | 12 | 61.5247 | 128.1488 | 370.5986
2026 | 8 | 18 | 13 | 63.392 | 130.8109 | 377.8425
2026 | 8 | 18 | 14 | 65.7383 | 128.7373 | 383.6906
2026 | 8 | 18 | 15 | 69.1796 | 123.4686 | 395.2488
2026 | 8 | 18 | 16 | 73.4408 | 123.7931 | 421.0984
2026 | 8 | 18 | 17 | 77.2531 | 116.4833 | 455.3666
2026 | 8 | 18 | 18 | 76.5596 | 101.2088 | 449.8711
2026 | 8 | 18 | 19 | 73.9736 | 97.2153 | 450.3397
2026 | 8 | 18 | 20 | 70.366 | 94.3268 | 444.6686
2026 | 8 | 18 | 21 | 64.6313 | 94.5005 | 422.8523
2026 | 8 | 18 | 22 | 58.058 | 88.3406 | 385.209
2026 | 8 | 18 | 23 | 52.5037 | 81.7623 | 345.8256
2026 | 8 | 19 | 0 | 49.5569 | 86.7205 | 326.6333
2026 | 8 | 19 | 1 | 44.9763 | 80.1701 | 296.0299
2026 | 8 | 19 | 2 | 43.6631 | 77.3853 | 286.9159
2026 | 8 | 19 | 3 | 42.8284 | 76.2557 | 280.405
2026 | 8 | 19 | 4 | 44.0365 | 76.1621 | 281.3609
2026 | 8 | 19 | 5 | 46.2267 | 79.4084 | 288.7133
2026 | 8 | 19 | 6 | 48.3076 | 91.5568 | 302.7009
2026 | 8 | 19 | 7 | 50.8419 | 102.4132 | 324.3222
2026 | 8 | 19 | 8 | 53.1444 | 110.1513 | 336.6408
2026 | 8 | 19 | 9 | 55.7719 | 115.2409 | 335.0583
2026 | 8 | 19 | 10 | 58.3766 | 116.2438 | 326.1819
2026 | 8 | 19 | 11 | 60.6724 | 117.812 | 320.0539
2026 | 8 | 19 | 12 | 62.3633 | 113.9256 | 309.4719
2026 | 8 | 19 | 13 | 64.2871 | 115.4064 | 304.959
2026 | 8 | 19 | 14 | 66.5905 | 111.4724 | 302.4445
2026 | 8 | 19 | 15 | 70.3514 | 107.8057 | 305.0392
2026 | 8 | 19 | 16 | 74.9298 | 106.9398 | 326.2795
2026 | 8 | 19 | 17 | 78.364 | 100.2854 | 365.4846
2026 | 8 | 19 | 18 | 76.72 | 96.3275 | 391.4884
2026 | 8 | 19 | 19 | 74.1965 | 94.1392 | 403.6269
2026 | 8 | 19 | 20 | 70.6079 | 89.1954 | 404.9985
2026 | 8 | 19 | 21 | 64.6812 | 89.9372 | 386.867
2026 | 8 | 19 | 22 | 57.9449 | 83.8558 | 353.6338
2026 | 8 | 19 | 23 | 52.3753 | 76.5981 | 318.4995
2026 | 8 | 20 | 0 | 49.5504 | 77.238 | 297.7188
2026 | 8 | 20 | 1 | 46.2814 | 79.6447 | 275.2788
2026 | 8 | 20 | 2 | 44.832 | 77.6998 | 267.9639
2026 | 8 | 20 | 3 | 43.9449 | 76.8712 | 263.832
2026 | 8 | 20 | 4 | 45.0277 | 76.2068 | 266.7586
2026 | 8 | 20 | 5 | 47.1174 | 79.8746 | 276.0567
2026 | 8 | 20 | 6 | 49.2964 | 89.5512 | 295.6046
2026 | 8 | 20 | 7 | 52.2647 | 99.7576 | 313.7543
2026 | 8 | 20 | 8 | 55.3291 | 112.4286 | 315.5796
2026 | 8 | 20 | 9 | 58.7651 | 119.5019 | 305.8113
2026 | 8 | 20 | 10 | 62.2562 | 128.2195 | 297.2607
2026 | 8 | 20 | 11 | 65.3567 | 126.0268 | 296.9097
2026 | 8 | 20 | 12 | 67.5186 | 124.9455 | 295.966
2026 | 8 | 20 | 13 | 69.9002 | 128.6016 | 295.9732
2026 | 8 | 20 | 14 | 72.4732 | 127.9241 | 297.0775
2026 | 8 | 20 | 15 | 76.4501 | 121.8247 | 300.6383
2026 | 8 | 20 | 16 | 80.6044 | 122.1085 | 320.8817
2026 | 8 | 20 | 17 | 83.6834 | 114.0203 | 359.8367
2026 | 8 | 20 | 18 | 81.8374 | 104.6753 | 390.6835
2026 | 8 | 20 | 19 | 79.1701 | 100.8465 | 402.9291
2026 | 8 | 20 | 20 | 75.6217 | 99.0334 | 407.1377
2026 | 8 | 20 | 21 | 69.4959 | 98.1409 | 389.3834
2026 | 8 | 20 | 22 | 62.5312 | 91.8166 | 355.731
2026 | 8 | 20 | 23 | 56.5983 | 84.8267 | 320.6062
2026 | 8 | 21 | 0 | 52.5288 | 86.2522 | 300.8754
2026 | 8 | 21 | 1 | 50.2753 | 88.1776 | 270.945
2026 | 8 | 21 | 2 | 48.3982 | 84.6347 | 263.5074
2026 | 8 | 21 | 3 | 47.2268 | 83.6817 | 259.4337
2026 | 8 | 21 | 4 | 48.01 | 83.5054 | 262.152
2026 | 8 | 21 | 5 | 50.2436 | 87.0056 | 270.8116
2026 | 8 | 21 | 6 | 52.8278 | 97.1516 | 286.78
2026 | 8 | 21 | 7 | 56.5703 | 107.7138 | 307.6734
2026 | 8 | 21 | 8 | 60.827 | 119.1038 | 318.3899
2026 | 8 | 21 | 9 | 65.3904 | 125.7128 | 318.0822
2026 | 8 | 21 | 10 | 69.7845 | 132.8957 | 311.5016
2026 | 8 | 21 | 11 | 73.7088 | 136.3903 | 307.907
2026 | 8 | 21 | 12 | 75.9978 | 141.1248 | 303.714
2026 | 8 | 21 | 13 | 77.9431 | 144.6224 | 303.5427
2026 | 8 | 21 | 14 | 79.3094 | 137.6336 | 306.0737
2026 | 8 | 21 | 15 | 81.2979 | 128.6824 | 312.1101
2026 | 8 | 21 | 16 | 83.7119 | 132.6804 | 331.4943
2026 | 8 | 21 | 17 | 84.718 | 123.1788 | 365.1139
2026 | 8 | 21 | 18 | 86.9445 | 113.847 | 388.2003
2026 | 8 | 21 | 19 | 83.6116 | 109.094 | 392.0094
2026 | 8 | 21 | 20 | 79.8792 | 106.782 | 392.9921
2026 | 8 | 21 | 21 | 73.6761 | 105.0976 | 376.5181
2026 | 8 | 21 | 22 | 66.6987 | 97.7039 | 348.5592
2026 | 8 | 21 | 23 | 60.5112 | 88.5646 | 318.7809
2026 | 8 | 22 | 0 | 55.4869 | 87.8805 | 297.5047
2026 | 8 | 22 | 1 | 51.2642 | 87.8283 | 271.9579
2026 | 8 | 22 | 2 | 48.4371 | 85.0703 | 263.2748
2026 | 8 | 22 | 3 | 46.7172 | 83.5691 | 258.1356
2026 | 8 | 22 | 4 | 46.2475 | 82.1234 | 257.6386
2026 | 8 | 22 | 5 | 46.9877 | 82.9349 | 259.7372
2026 | 8 | 22 | 6 | 48.0454 | 85.2538 | 255.4477
2026 | 8 | 22 | 7 | 51.971 | 87.0493 | 268.4799
2026 | 8 | 22 | 8 | 59.0148 | 97.312 | 298.1018
2026 | 8 | 22 | 9 | 66.6217 | 107.1815 | 318.1915
2026 | 8 | 22 | 10 | 72.6316 | 119.3678 | 320.9971
2026 | 8 | 22 | 11 | 77.3867 | 124.3356 | 320.5894
2026 | 8 | 22 | 12 | 79.0994 | 126.0962 | 319.192
2026 | 8 | 22 | 13 | 80.8371 | 128.5349 | 314.513
2026 | 8 | 22 | 14 | 81.8351 | 127.4224 | 309.259
2026 | 8 | 22 | 15 | 83.4213 | 116.3809 | 312.8259
2026 | 8 | 22 | 16 | 85.4809 | 125.269 | 328.8004
2026 | 8 | 22 | 17 | 86.2748 | 121.5905 | 359.941
2026 | 8 | 22 | 18 | 84.2606 | 120.7828 | 378.5766
2026 | 8 | 22 | 19 | 80.4912 | 116.2172 | 371.7403
2026 | 8 | 22 | 20 | 75.5322 | 110.502 | 369.2018
2026 | 8 | 22 | 21 | 69.4386 | 110.1405 | 353.3017
2026 | 8 | 22 | 22 | 63.3396 | 103.5023 | 329.7935
2026 | 8 | 22 | 23 | 58.7041 | 97.4449 | 305.6111
2026 | 8 | 23 | 0 | 55.4511 | 90.96 | 281.0205
2026 | 8 | 23 | 1 | 50.6769 | 87.1652 | 282.2038
2026 | 8 | 23 | 2 | 48.2423 | 84.6266 | 272.4895
2026 | 8 | 23 | 3 | 46.6733 | 83.1767 | 265.9784
2026 | 8 | 23 | 4 | 46.2375 | 81.6275 | 264.6808
2026 | 8 | 23 | 5 | 46.9984 | 81.8814 | 266.0282
2026 | 8 | 23 | 6 | 47.3393 | 83.3782 | 258.896
2026 | 8 | 23 | 7 | 50.9461 | 85.015 | 271.5871
2026 | 8 | 23 | 8 | 58.0324 | 92.7364 | 312.0194
2026 | 8 | 23 | 9 | 65.9299 | 102.9394 | 348.2981
2026 | 8 | 23 | 10 | 72.5031 | 116.2676 | 362.1583
2026 | 8 | 23 | 11 | 77.5846 | 122.1436 | 365.6164
2026 | 8 | 23 | 12 | 79.2229 | 124.1186 | 357.339
2026 | 8 | 23 | 13 | 81.116 | 128.2068 | 360.1994
2026 | 8 | 23 | 14 | 82.2541 | 127.8629 | 362.0585
2026 | 8 | 23 | 15 | 84.1906 | 116.4775 | 374.5823
2026 | 8 | 23 | 16 | 86.7755 | 127.5494 | 400.0652
2026 | 8 | 23 | 17 | 87.8088 | 124.9062 | 434.375
2026 | 8 | 23 | 18 | 83.776 | 125.2769 | 451.8266
2026 | 8 | 23 | 19 | 80.639 | 119.0423 | 444.5767
2026 | 8 | 23 | 20 | 77.1401 | 113.8905 | 439.6707
2026 | 8 | 23 | 21 | 71.0202 | 111.897 | 418.9657
2026 | 8 | 23 | 22 | 64.2838 | 105.3531 | 383.4049
2026 | 8 | 23 | 23 | 59.4903 | 100.0875 | 346.8344
2026 | 8 | 24 | 0 | 55.2551 | 94.5828 | 313.0427
2026 | 8 | 24 | 1 | 49.3394 | 94.0258 | 285.4079
2026 | 8 | 24 | 2 | 47.8722 | 91.2291 | 276.5934
2026 | 8 | 24 | 3 | 47.0824 | 90.4352 | 271.4895
2026 | 8 | 24 | 4 | 48.1901 | 88.8565 | 272.8287
2026 | 8 | 24 | 5 | 50.7735 | 92.5299 | 281.2536
2026 | 8 | 24 | 6 | 53.9656 | 101.7639 | 300.706
2026 | 8 | 24 | 7 | 56.6073 | 114.9998 | 325.5895
2026 | 8 | 24 | 8 | 58.6759 | 131.9324 | 338.2087
2026 | 8 | 24 | 9 | 60.3817 | 141.275 | 337.5951
2026 | 8 | 24 | 10 | 61.6981 | 152.5653 | 329.4158
2026 | 8 | 24 | 11 | 62.7095 | 158.8874 | 327.647
2026 | 8 | 24 | 12 | 62.6613 | 162.9028 | 315.4748
2026 | 8 | 24 | 13 | 62.3208 | 166.4735 | 317.6321
2026 | 8 | 24 | 14 | 62.3327 | 155.5514 | 323.4921
2026 | 8 | 24 | 15 | 63.4776 | 147.0325 | 332.991
2026 | 8 | 24 | 16 | 66.0295 | 160.1424 | 360.5649
2026 | 8 | 24 | 17 | 66.9185 | 150.4666 | 403.5996
2026 | 8 | 24 | 18 | 65.3418 | 138.3761 | 423.8923
2026 | 8 | 24 | 19 | 62.5883 | 130.9434 | 431.5582
2026 | 8 | 24 | 20 | 60.8684 | 126.2813 | 425.7401
2026 | 8 | 24 | 21 | 55.8865 | 120.7234 | 400.531
2026 | 8 | 24 | 22 | 50.155 | 112.1079 | 362.0948
2026 | 8 | 24 | 23 | 46.3636 | 104.6367 | 323.9388
2026 | 8 | 25 | 0 | 44.6363 | 104.5216 | 302.9844
2026 | 8 | 25 | 1 | 43.6137 | 99.7718 | 285.4524
2026 | 8 | 25 | 2 | 42.6525 | 95.8836 | 275.8078
2026 | 8 | 25 | 3 | 42.0738 | 94.1283 | 269.7686
2026 | 8 | 25 | 4 | 43.383 | 92.4569 | 270.5906
2026 | 8 | 25 | 5 | 45.9794 | 96.0884 | 278.7229
2026 | 8 | 25 | 6 | 50.3383 | 104.6102 | 294.864
2026 | 8 | 25 | 7 | 52.7864 | 116.4515 | 319.1142
2026 | 8 | 25 | 8 | 55.2173 | 129.1368 | 335.9758
2026 | 8 | 25 | 9 | 57.8757 | 136.0002 | 341.2908
2026 | 8 | 25 | 10 | 59.8102 | 143.3125 | 336.323
2026 | 8 | 25 | 11 | 61.3289 | 150.7309 | 334.8893
2026 | 8 | 25 | 12 | 62.941 | 153.7837 | 326.1845
2026 | 8 | 25 | 13 | 64.0127 | 156.9588 | 333.7352
2026 | 8 | 25 | 14 | 65.0722 | 142.9966 | 341.6641
2026 | 8 | 25 | 15 | 67.5517 | 136.4898 | 353.4271
2026 | 8 | 25 | 16 | 70.6733 | 149.2022 | 380.3318
2026 | 8 | 25 | 17 | 73.0495 | 140.2396 | 418.7735
2026 | 8 | 25 | 18 | 70.5858 | 133.2296 | 441.0141
2026 | 8 | 25 | 19 | 67.9729 | 127.1121 | 448.4448
2026 | 8 | 25 | 20 | 64.8281 | 123.2719 | 445.0336
2026 | 8 | 25 | 21 | 58.8228 | 118.8538 | 420.5757
2026 | 8 | 25 | 22 | 52.7211 | 110.6828 | 381.9085
2026 | 8 | 25 | 23 | 48.8342 | 102.3993 | 342.1522
2026 | 8 | 26 | 0 | 47.5854 | 101.521 | 313.7016
2026 | 8 | 26 | 1 | 44.3231 | 100.6385 | 290.8416
2026 | 8 | 26 | 2 | 43.1888 | 96.6984 | 281.5114
2026 | 8 | 26 | 3 | 42.5215 | 94.7971 | 274.786
2026 | 8 | 26 | 4 | 43.6622 | 93.3308 | 275.8838
2026 | 8 | 26 | 5 | 45.9047 | 97.2783 | 283.6903
2026 | 8 | 26 | 6 | 49.4324 | 104.4061 | 299.8827
2026 | 8 | 26 | 7 | 52.0767 | 116.3957 | 323.4315
2026 | 8 | 26 | 8 | 54.1615 | 129.455 | 334.9587
2026 | 8 | 26 | 9 | 56.6007 | 136.8981 | 333.504
2026 | 8 | 26 | 10 | 58.539 | 145.9216 | 327.2548
2026 | 8 | 26 | 11 | 60.0323 | 151.2726 | 329.5903
2026 | 8 | 26 | 12 | 59.5877 | 153.7955 | 323.9092
2026 | 8 | 26 | 13 | 60.3319 | 157.4769 | 329.528
2026 | 8 | 26 | 14 | 61.1068 | 147.842 | 339.838
2026 | 8 | 26 | 15 | 62.8762 | 141.373 | 352.6644
2026 | 8 | 26 | 16 | 65.7995 | 151.4976 | 381.7189
2026 | 8 | 26 | 17 | 68.3859 | 142.2177 | 425.8299
2026 | 8 | 26 | 18 | 68.0941 | 135.8347 | 453.8162
2026 | 8 | 26 | 19 | 66.3301 | 128.8387 | 463.3243
2026 | 8 | 26 | 20 | 63.9711 | 125.6372 | 458.4435
2026 | 8 | 26 | 21 | 58.8604 | 121.3989 | 432.6713
2026 | 8 | 26 | 22 | 53.1086 | 112.5746 | 391.1856
2026 | 8 | 26 | 23 | 48.5943 | 105.2524 | 348.8506
2026 | 8 | 27 | 0 | 47.6405 | 105.9521 | 316.8365
2026 | 8 | 27 | 1 | 45.0805 | 97.8025 | 292.8872
2026 | 8 | 27 | 2 | 43.9383 | 93.8267 | 282.6797
2026 | 8 | 27 | 3 | 43.2724 | 92.08 | 275.9791
2026 | 8 | 27 | 4 | 44.4918 | 91.6159 | 276.8423
2026 | 8 | 27 | 5 | 46.723 | 95.7571 | 284.6214
2026 | 8 | 27 | 6 | 51.1459 | 105.3909 | 301.5317
2026 | 8 | 27 | 7 | 53.5055 | 117.3627 | 325.7347
2026 | 8 | 27 | 8 | 54.9513 | 127.2399 | 337.6871
2026 | 8 | 27 | 9 | 56.5471 | 132.9234 | 336.9768
2026 | 8 | 27 | 10 | 58.3641 | 138.2697 | 329.8241
2026 | 8 | 27 | 11 | 59.8268 | 145.4163 | 332.0487
2026 | 8 | 27 | 12 | 61.232 | 144.8384 | 327.3688
2026 | 8 | 27 | 13 | 61.9731 | 148.1127 | 333.5514
2026 | 8 | 27 | 14 | 62.8566 | 133.9537 | 343.9791
2026 | 8 | 27 | 15 | 64.9707 | 128.2274 | 357.5884
2026 | 8 | 27 | 16 | 67.9229 | 138.3732 | 384.4655
2026 | 8 | 27 | 17 | 70.3597 | 129.4414 | 425.5887
2026 | 8 | 27 | 18 | 69.9349 | 118.6428 | 453.2233
2026 | 8 | 27 | 19 | 68.1125 | 114.7087 | 463.4011
2026 | 8 | 27 | 20 | 65.9871 | 108.5151 | 458.6182
2026 | 8 | 27 | 21 | 61.2749 | 105.7093 | 433.0699
2026 | 8 | 27 | 22 | 55.6125 | 98.3863 | 392.8548
2026 | 8 | 27 | 23 | 50.7841 | 92.1952 | 350.9708
2026 | 8 | 28 | 0 | 49.3038 | 94.9578 | 320.4221
2026 | 8 | 28 | 1 | 46.2401 | 86.8048 | 303.1718
2026 | 8 | 28 | 2 | 44.7477 | 83.4209 | 291.8224
2026 | 8 | 28 | 3 | 43.7747 | 82.2122 | 284.0334
2026 | 8 | 28 | 4 | 44.7489 | 82.2291 | 283.906
2026 | 8 | 28 | 5 | 46.6678 | 85.5587 | 290.7667
2026 | 8 | 28 | 6 | 49.6602 | 94.1119 | 308.7979
2026 | 8 | 28 | 7 | 52.6449 | 104.682 | 335.8971
2026 | 8 | 28 | 8 | 55.201 | 112.4397 | 352.6132
2026 | 8 | 28 | 9 | 57.3313 | 118.323 | 356.5441
2026 | 8 | 28 | 10 | 59.2021 | 120.274 | 352.6911
2026 | 8 | 28 | 11 | 60.1371 | 120.7676 | 355.4056
2026 | 8 | 28 | 12 | 60.5544 | 121.1045 | 358.0642
2026 | 8 | 28 | 13 | 60.6429 | 122.581 | 366.642
2026 | 8 | 28 | 14 | 60.3918 | 112.7111 | 378.1974
2026 | 8 | 28 | 15 | 61.7122 | 108.7647 | 392.2026
2026 | 8 | 28 | 16 | 64.141 | 110.9301 | 417.3242
2026 | 8 | 28 | 17 | 66.0255 | 103.5753 | 454.6031
2026 | 8 | 28 | 18 | 65.0881 | 96.5669 | 452.2654
2026 | 8 | 28 | 19 | 63.2469 | 94.3427 | 447.1169
2026 | 8 | 28 | 20 | 61.092 | 92.3749 | 443.2677
2026 | 8 | 28 | 21 | 56.4302 | 91.8887 | 419.8086
2026 | 8 | 28 | 22 | 51.3958 | 85.7056 | 386.9957
2026 | 8 | 28 | 23 | 47.5499 | 78.4529 | 353.2404
2026 | 8 | 29 | 0 | 46.5477 | 79.7825 | 337.2338
2026 | 8 | 29 | 1 | 41.9002 | 70.9673 | 309.0962
2026 | 8 | 29 | 2 | 40.3763 | 68.8237 | 296.3396
2026 | 8 | 29 | 3 | 39.6134 | 68.5566 | 287.5649
2026 | 8 | 29 | 4 | 39.7814 | 67.8309 | 283.9527
2026 | 8 | 29 | 5 | 40.8873 | 69.1592 | 284.1375
2026 | 8 | 29 | 6 | 42.3522 | 70.2752 | 283.5802
2026 | 8 | 29 | 7 | 44.9424 | 71.3027 | 301.4485
2026 | 8 | 29 | 8 | 49.489 | 82.1576 | 332.5246
2026 | 8 | 29 | 9 | 53.4077 | 91.2126 | 354.0615
2026 | 8 | 29 | 10 | 55.8157 | 95.9578 | 357.7884
2026 | 8 | 29 | 11 | 57.6782 | 93.139 | 357.8576
2026 | 8 | 29 | 12 | 57.2339 | 90.6316 | 361.0561
2026 | 8 | 29 | 13 | 57.2368 | 92.3049 | 362.0049
2026 | 8 | 29 | 14 | 57.1537 | 96.0007 | 363.8819
2026 | 8 | 29 | 15 | 58.5884 | 94.4237 | 371.8793
2026 | 8 | 29 | 16 | 60.9504 | 91.3981 | 392.0497
2026 | 8 | 29 | 17 | 62.6245 | 89.793 | 424.547
2026 | 8 | 29 | 18 | 60.1291 | 85.6494 | 433.2083
2026 | 8 | 29 | 19 | 58.1203 | 83.6986 | 426.4692
2026 | 8 | 29 | 20 | 55.297 | 80.0826 | 418.1921
2026 | 8 | 29 | 21 | 51.2225 | 80.7557 | 396.2408
2026 | 8 | 29 | 22 | 47.0817 | 77.0029 | 367.8372
2026 | 8 | 29 | 23 | 44.4575 | 73.9217 | 338.6518
2026 | 8 | 30 | 0 | 43.2626 | 74.5557 | 308.3217
2026 | 8 | 30 | 1 | 39.3643 | 73.1833 | 297.9508
2026 | 8 | 30 | 2 | 38.241 | 70.9257 | 287.0898
2026 | 8 | 30 | 3 | 37.7201 | 70.5458 | 279.3367
2026 | 8 | 30 | 4 | 37.9966 | 70.0679 | 276.4857
2026 | 8 | 30 | 5 | 38.8532 | 70.9421 | 276.8358
2026 | 8 | 30 | 6 | 40.2066 | 70.2931 | 281.9293
2026 | 8 | 30 | 7 | 42.2124 | 70.2616 | 298.5991
2026 | 8 | 30 | 8 | 45.8433 | 79.0739 | 333.7797
2026 | 8 | 30 | 9 | 49.4503 | 85.6164 | 365.7877
2026 | 8 | 30 | 10 | 51.9952 | 91.1223 | 376.1874
2026 | 8 | 30 | 11 | 53.8954 | 90.6452 | 375.6792
2026 | 8 | 30 | 12 | 54.7399 | 92.1604 | 388.7571
2026 | 8 | 30 | 13 | 55.2121 | 94.5772 | 384.801
2026 | 8 | 30 | 14 | 55.822 | 99.3654 | 377.7677
2026 | 8 | 30 | 15 | 58.0194 | 98.933 | 378.6219
2026 | 8 | 30 | 16 | 61.1241 | 96.7637 | 388.0364
2026 | 8 | 30 | 17 | 63.5169 | 96.4581 | 409.9718
2026 | 8 | 30 | 18 | 63.4552 | 88.6547 | 431.8719
2026 | 8 | 30 | 19 | 61.9117 | 85.6622 | 421.217
2026 | 8 | 30 | 20 | 58.8233 | 83.6889 | 413.207
2026 | 8 | 30 | 21 | 54.0676 | 85.1647 | 389.4392
2026 | 8 | 30 | 22 | 49.3387 | 81.147 | 355.695
2026 | 8 | 30 | 23 | 46.033 | 77.6245 | 322.2409
2026 | 8 | 31 | 0 | 43.2159 | 81.7705 | 300.4852
2026 | 8 | 31 | 1 | 43.6579 | 78.5745 | 276.2125
2026 | 8 | 31 | 2 | 42.9218 | 76.3779 | 268.3927
2026 | 8 | 31 | 3 | 42.7102 | 76.4673 | 262.331
2026 | 8 | 31 | 4 | 44.3207 | 78.2192 | 263.9009
2026 | 8 | 31 | 5 | 47.2556 | 82.8495 | 272.4883
2026 | 8 | 31 | 6 | 51.7432 | 88.2607 | 296.5696
2026 | 8 | 31 | 7 | 54.57 | 99.5647 | 322.7879
2026 | 8 | 31 | 8 | 56.3546 | 110.9247 | 340.6568
2026 | 8 | 31 | 9 | 58.2374 | 115.8827 | 347.6994
2026 | 8 | 31 | 10 | 60.6082 | 117.6769 | 342.6425
2026 | 8 | 31 | 11 | 62.8575 | 115.5105 | 336.9021
2026 | 8 | 31 | 12 | 64.7518 | 113.1738 | 333.3103
2026 | 8 | 31 | 13 | 66.0611 | 115.23 | 329.0811
2026 | 8 | 31 | 14 | 67.2624 | 111.454 | 329.6457
2026 | 8 | 31 | 15 | 69.7404 | 109.4632 | 336.0439
2026 | 8 | 31 | 16 | 73.1794 | 106.6179 | 356.1585
2026 | 8 | 31 | 17 | 75.4802 | 100.736 | 387.339
2026 | 8 | 31 | 18 | 79.4063 | 88.5395 | 393.8905
2026 | 8 | 31 | 19 | 77.1592 | 87.4028 | 403.749
2026 | 8 | 31 | 20 | 72.9057 | 84.7424 | 399.4578
2026 | 8 | 31 | 21 | 66.1249 | 85.3344 | 373.8463
2026 | 8 | 31 | 22 | 59.108 | 78.9444 | 340.0176
2026 | 8 | 31 | 23 | 53.511 | 73.9941 | 306.0601
2026 | 9 | 1 | 0 | 49.6455 | 83.7257 | 285.2328
2026 | 9 | 1 | 1 | 46.3289 | 80.3908 | 266.506
2026 | 9 | 1 | 2 | 44.8784 | 78.7281 | 259.7667
2026 | 9 | 1 | 3 | 44.0042 | 77.9457 | 256.4459
2026 | 9 | 1 | 4 | 45.3321 | 78.2572 | 259.0387
2026 | 9 | 1 | 5 | 47.896 | 81.4538 | 268.9595
2026 | 9 | 1 | 6 | 52.7696 | 97.0807 | 285.4578
2026 | 9 | 1 | 7 | 55.3319 | 107.5883 | 312.9217
2026 | 9 | 1 | 8 | 56.5132 | 116.0033 | 335.3323
2026 | 9 | 1 | 9 | 57.2737 | 119.8517 | 350.8495
2026 | 9 | 1 | 10 | 57.9075 | 125.8276 | 354.0938
2026 | 9 | 1 | 11 | 58.7627 | 125.0982 | 348.9361
2026 | 9 | 1 | 12 | 58.9347 | 119.9206 | 318.3756
2026 | 9 | 1 | 13 | 59.3103 | 120.8172 | 319.2099
2026 | 9 | 1 | 14 | 60.3488 | 119.0632 | 317.8369
2026 | 9 | 1 | 15 | 62.6603 | 113.2963 | 318.7283
2026 | 9 | 1 | 16 | 66.6815 | 114.9557 | 336.9481
2026 | 9 | 1 | 17 | 69.0752 | 109.1489 | 366.7002
2026 | 9 | 1 | 18 | 67.4163 | 108.3414 | 390.5609
2026 | 9 | 1 | 19 | 65.8026 | 107.0269 | 393.5726
2026 | 9 | 1 | 20 | 63.9734 | 107.0726 | 395.8773
2026 | 9 | 1 | 21 | 57.2956 | 101.8574 | 369.2503
2026 | 9 | 1 | 22 | 50.8176 | 96.6627 | 336.7563
2026 | 9 | 1 | 23 | 46.4656 | 88.5814 | 306.1622
2026 | 9 | 2 | 0 | 46.3933 | 84.2464 | 290.6064
2026 | 9 | 2 | 1 | 42.9681 | 80.7665 | 266.8141
2026 | 9 | 2 | 2 | 42.0551 | 78.7483 | 260.999
2026 | 9 | 2 | 3 | 41.5496 | 77.8085 | 258.4921
2026 | 9 | 2 | 4 | 43.1305 | 78.4172 | 261.8756
2026 | 9 | 2 | 5 | 45.9757 | 81.3732 | 271.9043
2026 | 9 | 2 | 6 | 49.7754 | 97.2766 | 288.7567
2026 | 9 | 2 | 7 | 51.7413 | 107.7172 | 312.8353
2026 | 9 | 2 | 8 | 52.4939 | 115.4874 | 318.9498
2026 | 9 | 2 | 9 | 53.6357 | 119.7714 | 315.8255
2026 | 9 | 2 | 10 | 54.85 | 124.922 | 310.5917
2026 | 9 | 2 | 11 | 56.1822 | 123.4815 | 308.407
2026 | 9 | 2 | 12 | 56.9604 | 120.3058 | 308.8275
2026 | 9 | 2 | 13 | 58.2151 | 121.499 | 305.6192
2026 | 9 | 2 | 14 | 60.2413 | 120.2259 | 300.3734
2026 | 9 | 2 | 15 | 63.5483 | 115.1144 | 298.0353
2026 | 9 | 2 | 16 | 67.9508 | 115.7067 | 311.417
2026 | 9 | 2 | 17 | 71.3368 | 109.895 | 340.0472
2026 | 9 | 2 | 18 | 66.244 | 107.0454 | 370.5664
2026 | 9 | 2 | 19 | 64.7373 | 106.6428 | 368.9962
2026 | 9 | 2 | 20 | 63.3256 | 106.336 | 373.9008
2026 | 9 | 2 | 21 | 57.2583 | 101.9318 | 349.8093
2026 | 9 | 2 | 22 | 51.223 | 95.8556 | 319.6249
2026 | 9 | 2 | 23 | 46.8673 | 88.5026 | 291.4526
2026 | 9 | 3 | 0 | 46.3164 | 84.2012 | 278.7547
2026 | 9 | 3 | 1 | 46.0513 | 78.5812 | 262.7286
2026 | 9 | 3 | 2 | 44.871 | 76.8542 | 256.2381
2026 | 9 | 3 | 3 | 44.3017 | 75.9645 | 252.9131
2026 | 9 | 3 | 4 | 45.7196 | 76.4848 | 255.0344
2026 | 9 | 3 | 5 | 48.822 | 79.9391 | 265.2464
2026 | 9 | 3 | 6 | 54.4762 | 95.2916 | 289.9805
2026 | 9 | 3 | 7 | 57.1711 | 104.7031 | 318.3191
2026 | 9 | 3 | 8 | 58.872 | 113.0829 | 334.1451
2026 | 9 | 3 | 9 | 61.4605 | 116.9252 | 340.3916
2026 | 9 | 3 | 10 | 63.8862 | 123.0218 | 339.3204
2026 | 9 | 3 | 11 | 66.6807 | 121.5653 | 335.3733
2026 | 9 | 3 | 12 | 68.7391 | 121.5182 | 320.7054
2026 | 9 | 3 | 13 | 70.0744 | 123.4989 | 320.8178
2026 | 9 | 3 | 14 | 71.3606 | 121.4994 | 319.6938
2026 | 9 | 3 | 15 | 73.2651 | 116.17 | 322.0293
2026 | 9 | 3 | 16 | 76.1449 | 117.1836 | 338.6815
2026 | 9 | 3 | 17 | 77.6938 | 110.6322 | 366.3739
2026 | 9 | 3 | 18 | 79.7994 | 106.93 | 384.5862
2026 | 9 | 3 | 19 | 77.8922 | 106.8359 | 390.9777
2026 | 9 | 3 | 20 | 74.7713 | 106.0372 | 393.797
2026 | 9 | 3 | 21 | 67.2177 | 101.4529 | 368.8759
2026 | 9 | 3 | 22 | 59.8295 | 95.738 | 337.533
2026 | 9 | 3 | 23 | 54.5241 | 87.377 | 307.0596
2026 | 9 | 4 | 0 | 51.6946 | 82.7346 | 289.9796
2026 | 9 | 4 | 1 | 49.9111 | 76.8552 | 273.9214
2026 | 9 | 4 | 2 | 48.0646 | 74.6179 | 267.7686
2026 | 9 | 4 | 3 | 47.003 | 74.035 | 265.4185
2026 | 9 | 4 | 4 | 48.0306 | 74.8417 | 268.7355
2026 | 9 | 4 | 5 | 50.8024 | 78.0073 | 279.5137
2026 | 9 | 4 | 6 | 56.4648 | 89.6088 | 298.3463
2026 | 9 | 4 | 7 | 59.5235 | 98.3124 | 324.6085
2026 | 9 | 4 | 8 | 61.6286 | 106.6852 | 327.0902
2026 | 9 | 4 | 9 | 64.075 | 113.0016 | 318.1408
2026 | 9 | 4 | 10 | 66.1953 | 118.7231 | 308.6382
2026 | 9 | 4 | 11 | 68.5635 | 114.7885 | 302.7082
2026 | 9 | 4 | 12 | 70.5896 | 110.7337 | 300.6142
2026 | 9 | 4 | 13 | 71.8003 | 112.8416 | 299.764
2026 | 9 | 4 | 14 | 72.9131 | 114.1834 | 296.6871
2026 | 9 | 4 | 15 | 74.3628 | 107.1277 | 295.0541
2026 | 9 | 4 | 16 | 76.7309 | 104.5733 | 310.5834
2026 | 9 | 4 | 17 | 77.2199 | 98.277 | 341.6894
2026 | 9 | 4 | 18 | 78.8781 | 92.5161 | 369.0169
2026 | 9 | 4 | 19 | 76.6423 | 92.845 | 381.005
2026 | 9 | 4 | 20 | 73.6293 | 93.2849 | 385.3002
2026 | 9 | 4 | 21 | 66.1126 | 90.7434 | 361.9344
2026 | 9 | 4 | 22 | 59.2319 | 84.9236 | 335.0315
2026 | 9 | 4 | 23 | 53.9739 | 75.4645 | 309.4045
2026 | 9 | 5 | 0 | 50.0467 | 75.3202 | 294.529
2026 | 9 | 5 | 1 | 46.5885 | 77.2575 | 272.652
2026 | 9 | 5 | 2 | 44.2909 | 75.1264 | 263.8176
2026 | 9 | 5 | 3 | 43.0179 | 74.6143 | 260.0152
2026 | 9 | 5 | 4 | 42.9634 | 74.5759 | 260.3298
2026 | 9 | 5 | 5 | 44.2422 | 76.0502 | 263.3666
2026 | 9 | 5 | 6 | 47.3664 | 79.6685 | 268.5228
2026 | 9 | 5 | 7 | 49.7081 | 80.5705 | 284.886
2026 | 9 | 5 | 8 | 53.2296 | 89.5608 | 300.431
2026 | 9 | 5 | 9 | 56.8998 | 95.6749 | 304.3006
2026 | 9 | 5 | 10 | 59.0347 | 103.2153 | 300.7802
2026 | 9 | 5 | 11 | 61.0809 | 104.2652 | 302.6704
2026 | 9 | 5 | 12 | 61.2631 | 107.0851 | 313.1743
2026 | 9 | 5 | 13 | 60.4072 | 107.3467 | 309.4872
2026 | 9 | 5 | 14 | 59.4911 | 108.7987 | 303.3112
2026 | 9 | 5 | 15 | 59.3598 | 102.8545 | 301.8218
2026 | 9 | 5 | 16 | 60.7889 | 102.8043 | 317.153
2026 | 9 | 5 | 17 | 61.5762 | 100.2641 | 347.2791
2026 | 9 | 5 | 18 | 64.6118 | 96.2905 | 368.127
2026 | 9 | 5 | 19 | 62.1826 | 95.2516 | 371.8502
2026 | 9 | 5 | 20 | 57.8524 | 94.4034 | 367.8159
2026 | 9 | 5 | 21 | 50.982 | 93.4465 | 343.309
2026 | 9 | 5 | 22 | 45.8176 | 89.3263 | 319.6464
2026 | 9 | 5 | 23 | 43.1335 | 83.3197 | 296.8526
2026 | 9 | 6 | 0 | 43.1509 | 81.1454 | 283.798
2026 | 9 | 6 | 1 | 40.7014 | 83.0023 | 281.5185
2026 | 9 | 6 | 2 | 39.379 | 80.5412 | 272.5623
2026 | 9 | 6 | 3 | 38.7431 | 79.6486 | 267.5691
2026 | 9 | 6 | 4 | 38.937 | 79.684 | 266.9695
2026 | 9 | 6 | 5 | 40.3125 | 80.6211 | 269.1858
2026 | 9 | 6 | 6 | 43.2853 | 84.1863 | 270.9104
2026 | 9 | 6 | 7 | 45.0871 | 84.4107 | 287.3391
2026 | 9 | 6 | 8 | 48.0834 | 91.7785 | 318.1779
2026 | 9 | 6 | 9 | 51.1489 | 97.5597 | 350.3574
2026 | 9 | 6 | 10 | 52.8952 | 106.8737 | 363.7467
2026 | 9 | 6 | 11 | 54.5868 | 110.8614 | 369.1937
2026 | 9 | 6 | 12 | 56.2407 | 110.2396 | 364.3018
2026 | 9 | 6 | 13 | 56.7321 | 112.4323 | 362.4143
2026 | 9 | 6 | 14 | 57.3159 | 116.3 | 355.1332
2026 | 9 | 6 | 15 | 58.9941 | 110.2046 | 357.8307
2026 | 9 | 6 | 16 | 61.8418 | 112.9942 | 373.7112
2026 | 9 | 6 | 17 | 63.5255 | 111.7234 | 400.7376
2026 | 9 | 6 | 18 | 63.1482 | 107.884 | 430.3558
2026 | 9 | 6 | 19 | 61.7021 | 105.1639 | 421.2403
2026 | 9 | 6 | 20 | 58.2547 | 103.8904 | 415.8736
2026 | 9 | 6 | 21 | 51.5677 | 101.8375 | 387.3021
2026 | 9 | 6 | 22 | 45.9737 | 96.832 | 355.1617
2026 | 9 | 6 | 23 | 43.1366 | 90.6024 | 324.1121
2026 | 9 | 7 | 0 | 42.3033 | 90.4981 | 302.7462
2026 | 9 | 7 | 1 | 38.1278 | 82.3356 | 278.875
2026 | 9 | 7 | 2 | 37.1922 | 80.2288 | 269.8107
2026 | 9 | 7 | 3 | 37.2689 | 79.3776 | 263.484
2026 | 9 | 7 | 4 | 37.7155 | 78.5185 | 263.9513
2026 | 9 | 7 | 5 | 39.3296 | 79.4835 | 265.1733
2026 | 9 | 7 | 6 | 42.1726 | 85.2099 | 261.6858
2026 | 9 | 7 | 7 | 43.4641 | 86.0635 | 277.2555
2026 | 9 | 7 | 8 | 47.0142 | 86.0833 | 309.2459
2026 | 9 | 7 | 9 | 51.5655 | 92.5511 | 342.4573
2026 | 9 | 7 | 10 | 54.8291 | 100.4847 | 363.2479
2026 | 9 | 7 | 11 | 57.4445 | 118.2232 | 364.3893
2026 | 9 | 7 | 12 | 55.2396 | 119.9915 | 356.3593
2026 | 9 | 7 | 13 | 55.8271 | 121.0602 | 352.8107
2026 | 9 | 7 | 14 | 56.3853 | 114.8219 | 337.4288
2026 | 9 | 7 | 15 | 58.3747 | 112.1633 | 348.5064
2026 | 9 | 7 | 16 | 61.8299 | 124.1566 | 360.4534
2026 | 9 | 7 | 17 | 63.7087 | 123.7567 | 385.2024
2026 | 9 | 7 | 18 | 61.3746 | 116.9989 | 393.1456
2026 | 9 | 7 | 19 | 60.1921 | 113.355 | 382.5893
2026 | 9 | 7 | 20 | 57.2376 | 109.3751 | 377.3225
2026 | 9 | 7 | 21 | 50.1972 | 105.5525 | 344.1281
2026 | 9 | 7 | 22 | 44.107 | 98.0685 | 311.9687
2026 | 9 | 7 | 23 | 41.5245 | 90.9735 | 281.0693
2026 | 9 | 8 | 0 | 41.4499 | 89.1131 | 264.2211
2026 | 9 | 8 | 1 | 43.5634 | 95.0298 | 298.7703
2026 | 9 | 8 | 2 | 42.5793 | 91.6503 | 288.899
2026 | 9 | 8 | 3 | 42.0572 | 90.0818 | 283.1624
2026 | 9 | 8 | 4 | 43.6287 | 89.5684 | 283.2223
2026 | 9 | 8 | 5 | 46.5457 | 93.3585 | 291.493
2026 | 9 | 8 | 6 | 51.3821 | 104.0629 | 317.4197
2026 | 9 | 8 | 7 | 54.4063 | 116.2382 | 352.0841
2026 | 9 | 8 | 8 | 55.6118 | 127.2513 | 375.2973
2026 | 9 | 8 | 9 | 56.4202 | 134.1281 | 390.5246
2026 | 9 | 8 | 10 | 56.8206 | 143.6909 | 395.5176
2026 | 9 | 8 | 11 | 57.3573 | 150.5914 | 395.5919
2026 | 9 | 8 | 12 | 56.3259 | 151.2688 | 403.2586
2026 | 9 | 8 | 13 | 56.2842 | 153.6416 | 406.638
2026 | 9 | 8 | 14 | 56.3686 | 146.9924 | 404.5207
2026 | 9 | 8 | 15 | 58.1973 | 140.8567 | 407.2503
2026 | 9 | 8 | 16 | 62.1564 | 151.4713 | 419.3898
2026 | 9 | 8 | 17 | 65.3345 | 143.6291 | 438.9162
2026 | 9 | 8 | 18 | 64.4188 | 136.4897 | 439.6325
2026 | 9 | 8 | 19 | 63.1857 | 132.0503 | 429.3863
2026 | 9 | 8 | 20 | 60.7855 | 127.3675 | 427.7212
2026 | 9 | 8 | 21 | 54.5013 | 119.3106 | 397.0025
2026 | 9 | 8 | 22 | 48.6288 | 111.165 | 362.4437
2026 | 9 | 8 | 23 | 44.9995 | 102.02 | 329.8662
2026 | 9 | 9 | 0 | 45.8826 | 98.8965 | 321.0222
2026 | 9 | 9 | 1 | 44.0856 | 99.0326 | 297.5006
2026 | 9 | 9 | 2 | 43.2917 | 95.3643 | 289.2909
2026 | 9 | 9 | 3 | 42.9917 | 93.2183 | 282.8359
2026 | 9 | 9 | 4 | 44.6595 | 91.6336 | 282.8897
2026 | 9 | 9 | 5 | 47.9741 | 95.1836 | 290.6976
2026 | 9 | 9 | 6 | 52.9243 | 109.3457 | 307.6131
2026 | 9 | 9 | 7 | 55.7807 | 122.4912 | 340.539
2026 | 9 | 9 | 8 | 55.9096 | 134.3782 | 363.4781
2026 | 9 | 9 | 9 | 55.446 | 142.6867 | 374.4574
2026 | 9 | 9 | 10 | 55.2052 | 154.2012 | 369.9697
2026 | 9 | 9 | 11 | 55.6153 | 162.4436 | 358.5494
2026 | 9 | 9 | 12 | 55.6291 | 163.6488 | 334.5595
2026 | 9 | 9 | 13 | 55.6173 | 166.9983 | 328.6891
2026 | 9 | 9 | 14 | 56.2772 | 157.8169 | 324.2121
2026 | 9 | 9 | 15 | 58.471 | 149.6469 | 326.6325
2026 | 9 | 9 | 16 | 62.3028 | 162.3014 | 343.5795
2026 | 9 | 9 | 17 | 65.1525 | 152.5362 | 373.2712
2026 | 9 | 9 | 18 | 64.4693 | 149.7249 | 385.7712
2026 | 9 | 9 | 19 | 63.9097 | 143.4364 | 395.53
2026 | 9 | 9 | 20 | 62.1459 | 140.6279 | 393.0181
2026 | 9 | 9 | 21 | 56.2349 | 132.2372 | 363.6074
2026 | 9 | 9 | 22 | 50.4595 | 122.5158 | 331.1917
2026 | 9 | 9 | 23 | 45.9726 | 113.0093 | 300.3058
2026 | 9 | 10 | 0 | 45.6669 | 106.385 | 285.9527
2026 | 9 | 10 | 1 | 44.5791 | 103.1138 | 275.1166
2026 | 9 | 10 | 2 | 43.6667 | 98.9922 | 269.2706
2026 | 9 | 10 | 3 | 43.3385 | 96.715 | 266.5062
2026 | 9 | 10 | 4 | 44.8684 | 95.848 | 269.9983
2026 | 9 | 10 | 5 | 48.0191 | 99.7735 | 281.4035
2026 | 9 | 10 | 6 | 53.5977 | 113.8943 | 302.398
2026 | 9 | 10 | 7 | 56.2459 | 126.2769 | 328.0976
2026 | 9 | 10 | 8 | 56.7738 | 136.213 | 327.2492
2026 | 9 | 10 | 9 | 56.776 | 142.0972 | 317.0336
2026 | 9 | 10 | 10 | 57.0409 | 150.4122 | 305.1231
2026 | 9 | 10 | 11 | 57.5814 | 160.1187 | 298.8698
2026 | 9 | 10 | 12 | 57.218 | 161.3825 | 314.6842
2026 | 9 | 10 | 13 | 57.4694 | 164.6526 | 317.7883
2026 | 9 | 10 | 14 | 58.3514 | 149.8908 | 318.0973
2026 | 9 | 10 | 15 | 60.6895 | 142.0334 | 320.1528
2026 | 9 | 10 | 16 | 64.0911 | 157.6156 | 334.5
2026 | 9 | 10 | 17 | 66.5076 | 147.7981 | 363.9376
2026 | 9 | 10 | 18 | 65.5779 | 141.4056 | 380.8301
2026 | 9 | 10 | 19 | 65.3158 | 137.2838 | 392.9875
2026 | 9 | 10 | 20 | 63.5475 | 133.2828 | 395.3942
2026 | 9 | 10 | 21 | 57.5085 | 125.6726 | 368.434
2026 | 9 | 10 | 22 | 51.4356 | 116.7392 | 337.5526
2026 | 9 | 10 | 23 | 47.2202 | 107.5778 | 307.7431
2026 | 9 | 11 | 0 | 46.4924 | 102.2037 | 290.5199
2026 | 9 | 11 | 1 | 43.6049 | 99.5163 | 271.2019
2026 | 9 | 11 | 2 | 42.5643 | 95.3886 | 265.4086
2026 | 9 | 11 | 3 | 42.2116 | 93.4958 | 262.1519
2026 | 9 | 11 | 4 | 43.7574 | 93.2768 | 265.2881
2026 | 9 | 11 | 5 | 46.9337 | 96.6978 | 274.7532
2026 | 9 | 11 | 6 | 50.8365 | 106.225 | 295.8828
2026 | 9 | 11 | 7 | 53.3051 | 118.4238 | 323.276
2026 | 9 | 11 | 8 | 53.9659 | 126.1018 | 324.7132
2026 | 9 | 11 | 9 | 54.4559 | 132.6055 | 314.0657
2026 | 9 | 11 | 10 | 55.944 | 139.454 | 304.1323
2026 | 9 | 11 | 11 | 57.3544 | 146.0233 | 302.4549
2026 | 9 | 11 | 12 | 59.0516 | 145.1361 | 304.7453
2026 | 9 | 11 | 13 | 59.9232 | 146.7017 | 303.0777
2026 | 9 | 11 | 14 | 61.5076 | 135.1522 | 302.7404
2026 | 9 | 11 | 15 | 64.2344 | 128.1208 | 306.8474
2026 | 9 | 11 | 16 | 67.7514 | 138.7371 | 320.345
2026 | 9 | 11 | 17 | 69.7989 | 130.0873 | 352.2979
2026 | 9 | 11 | 18 | 67.3693 | 128.3083 | 378.8222
2026 | 9 | 11 | 19 | 66.5737 | 124.6249 | 389.7484
2026 | 9 | 11 | 20 | 63.5705 | 120.9876 | 388.1843
2026 | 9 | 11 | 21 | 56.7013 | 113.9136 | 360.7806
2026 | 9 | 11 | 22 | 50.9444 | 106.0569 | 333.4658
2026 | 9 | 11 | 23 | 46.9408 | 96.8791 | 306.662
2026 | 9 | 12 | 0 | 46.27 | 94.5033 | 288.5233
2026 | 9 | 12 | 1 | 45.0944 | 87.1267 | 268.1974
2026 | 9 | 12 | 2 | 43.2541 | 84.5749 | 262.7012
2026 | 9 | 12 | 3 | 42.2581 | 82.9738 | 259.2467
2026 | 9 | 12 | 4 | 42.4896 | 82.5873 | 259.9698
2026 | 9 | 12 | 5 | 44.1091 | 83.6149 | 263.5077
2026 | 9 | 12 | 6 | 46.8238 | 90.8625 | 266.0904
2026 | 9 | 12 | 7 | 49.6751 | 94.1539 | 286.7078
2026 | 9 | 12 | 8 | 54.3924 | 101.212 | 305.5784
2026 | 9 | 12 | 9 | 59.9914 | 111.4059 | 314.3533
2026 | 9 | 12 | 10 | 64.6511 | 123.0689 | 313.1843
2026 | 9 | 12 | 11 | 68.2108 | 127.4361 | 309.2405
2026 | 9 | 12 | 12 | 69.4649 | 128.8972 | 302.5172
2026 | 9 | 12 | 13 | 70.5237 | 130.5267 | 295.4491
2026 | 9 | 12 | 14 | 71.495 | 127.5407 | 293.3541
2026 | 9 | 12 | 15 | 72.7592 | 118.4173 | 298.8215
2026 | 9 | 12 | 16 | 75.1572 | 131.6488 | 313.6503
2026 | 9 | 12 | 17 | 75.845 | 129.1699 | 348.3735
2026 | 9 | 12 | 18 | 72.7743 | 123.9122 | 369.4118
2026 | 9 | 12 | 19 | 71.2783 | 120.7534 | 375.2115
2026 | 9 | 12 | 20 | 68.4044 | 114.9247 | 370.2513
2026 | 9 | 12 | 21 | 62.2094 | 111.1587 | 344.0907
2026 | 9 | 12 | 22 | 56.2637 | 104.7729 | 319.7226
2026 | 9 | 12 | 23 | 52.5777 | 99.9291 | 297.2308
2026 | 9 | 13 | 0 | 51.4164 | 92.2404 | 284.9741
2026 | 9 | 13 | 1 | 47.0918 | 92.837 | 267.4838
2026 | 9 | 13 | 2 | 45.0002 | 89.941 | 260.6447
2026 | 9 | 13 | 3 | 43.8542 | 88.0761 | 256.3876
2026 | 9 | 13 | 4 | 43.7621 | 88.0589 | 257.0634
2026 | 9 | 13 | 5 | 45.3043 | 88.7713 | 260.5528
2026 | 9 | 13 | 6 | 47.7383 | 93.3787 | 264.176
2026 | 9 | 13 | 7 | 50.5936 | 96.1769 | 278.9141
2026 | 9 | 13 | 8 | 55.4942 | 101.4703 | 292.1279
2026 | 9 | 13 | 9 | 61.3119 | 110.9082 | 299.2854
2026 | 9 | 13 | 10 | 66.1105 | 124.8901 | 296.8585
2026 | 9 | 13 | 11 | 70.05 | 132.222 | 296.5616
2026 | 9 | 13 | 12 | 71.9773 | 132.8313 | 284.9045
2026 | 9 | 13 | 13 | 73.3295 | 135.9684 | 282.9517
2026 | 9 | 13 | 14 | 74.2576 | 132.8548 | 276.666
2026 | 9 | 13 | 15 | 75.86 | 122.4768 | 283.1612
2026 | 9 | 13 | 16 | 78.6938 | 138.1055 | 304.5726
2026 | 9 | 13 | 17 | 79.9752 | 136.1934 | 345.7962
2026 | 9 | 13 | 18 | 76.3747 | 133.1074 | 379.0645
2026 | 9 | 13 | 19 | 74.8119 | 128.7896 | 383.84
2026 | 9 | 13 | 20 | 71.2357 | 124.8985 | 378.6293
2026 | 9 | 13 | 21 | 64.433 | 121.4193 | 348.6769
2026 | 9 | 13 | 22 | 57.8535 | 114.0959 | 317.4043
2026 | 9 | 13 | 23 | 53.5933 | 108.1875 | 288.2767
2026 | 9 | 14 | 0 | 51.2722 | 101.7342 | 274.1987
2026 | 9 | 14 | 1 | 49.2834 | 96.7062 | 264.2433
2026 | 9 | 14 | 2 | 47.8068 | 93.5685 | 258.6864
2026 | 9 | 14 | 3 | 47.1277 | 92.5064 | 256.0438
2026 | 9 | 14 | 4 | 48.3276 | 92.2232 | 259.2877
2026 | 9 | 14 | 5 | 51.5931 | 96.1061 | 270.4787
2026 | 9 | 14 | 6 | 57.8992 | 109.0883 | 295.7871
2026 | 9 | 14 | 7 | 61.9059 | 123.2495 | 325.9592
2026 | 9 | 14 | 8 | 64.6119 | 136.847 | 334.8568
2026 | 9 | 14 | 9 | 67.0726 | 144.0135 | 335.2893
2026 | 9 | 14 | 10 | 69.2671 | 154.7693 | 329.2149
2026 | 9 | 14 | 11 | 71.3299 | 164.4412 | 326.789
2026 | 9 | 14 | 12 | 73.3811 | 165.3575 | 314.6737
2026 | 9 | 14 | 13 | 74.864 | 167.6224 | 316.9999
2026 | 9 | 14 | 14 | 75.9663 | 154.4624 | 318.5842
2026 | 9 | 14 | 15 | 78.0133 | 145.6053 | 323.7542
2026 | 9 | 14 | 16 | 80.9883 | 159.7599 | 341.3105
2026 | 9 | 14 | 17 | 81.8342 | 149.5943 | 376.5508
2026 | 9 | 14 | 18 | 79.7462 | 142.7858 | 401.6277
2026 | 9 | 14 | 19 | 78.0549 | 137.6556 | 407.9022
2026 | 9 | 14 | 20 | 75.1152 | 133.1821 | 401.1326
2026 | 9 | 14 | 21 | 67.4264 | 125.3684 | 368.3979
2026 | 9 | 14 | 22 | 59.7745 | 116.0975 | 333.439
2026 | 9 | 14 | 23 | 54.3398 | 107.6909 | 301.3177
2026 | 9 | 15 | 0 | 50.4993 | 104.7817 | 290.4384
2026 | 9 | 15 | 1 | 48.7785 | 104.3387 | 266.5643
2026 | 9 | 15 | 2 | 47.2618 | 100.0398 | 260.5502
2026 | 9 | 15 | 3 | 46.5066 | 97.982 | 256.9125
2026 | 9 | 15 | 4 | 47.6305 | 97.4337 | 259.1466
2026 | 9 | 15 | 5 | 50.7862 | 101.3092 | 269.2615
2026 | 9 | 15 | 6 | 56.4283 | 113.2068 | 296.2085
2026 | 9 | 15 | 7 | 59.6929 | 126.2718 | 328.5162
2026 | 9 | 15 | 8 | 61.6259 | 136.4884 | 340.14
2026 | 9 | 15 | 9 | 63.3837 | 141.4353 | 340.2029
2026 | 9 | 15 | 10 | 64.4216 | 149.6014 | 333.7105
2026 | 9 | 15 | 11 | 65.5972 | 161.1652 | 327.068
2026 | 9 | 15 | 12 | 64.7476 | 165.4723 | 299.634
2026 | 9 | 15 | 13 | 64.6372 | 167.9622 | 294.8979
2026 | 9 | 15 | 14 | 64.6177 | 153.1793 | 292.7724
2026 | 9 | 15 | 15 | 65.3739 | 145.9771 | 297.422
2026 | 9 | 15 | 16 | 67.6435 | 161.5993 | 316.8245
2026 | 9 | 15 | 17 | 68.2788 | 151.8147 | 350.5779
2026 | 9 | 15 | 18 | 68.0683 | 141.7482 | 372.6716
2026 | 9 | 15 | 19 | 66.7766 | 137.2278 | 386.4991
2026 | 9 | 15 | 20 | 64.0733 | 132.7445 | 383.1601
2026 | 9 | 15 | 21 | 57.1328 | 125.4301 | 352.7807
2026 | 9 | 15 | 22 | 50.6008 | 116.5408 | 320.525
2026 | 9 | 15 | 23 | 46.5375 | 107.3134 | 290.159
2026 | 9 | 16 | 0 | 46.8307 | 104.7458 | 277.5679
2026 | 9 | 16 | 1 | 45.9719 | 97.1559 | 266.0207
2026 | 9 | 16 | 2 | 44.7876 | 93.2159 | 261.3679
2026 | 9 | 16 | 3 | 44.1889 | 91.1027 | 259.1605
2026 | 9 | 16 | 4 | 45.4526 | 91.3612 | 263.2327
2026 | 9 | 16 | 5 | 48.5411 | 95.0486 | 275.1879
2026 | 9 | 16 | 6 | 53.2822 | 108.6835 | 298.1828
2026 | 9 | 16 | 7 | 56.638 | 121.3779 | 326.4777
2026 | 9 | 16 | 8 | 57.8691 | 127.4103 | 326.7148
2026 | 9 | 16 | 9 | 58.7526 | 131.5289 | 316.1177
2026 | 9 | 16 | 10 | 58.9961 | 134.5455 | 304.5082
2026 | 9 | 16 | 11 | 59.4732 | 142.415 | 297.7713
2026 | 9 | 16 | 12 | 60.3847 | 142.4963 | 281.612
2026 | 9 | 16 | 13 | 60.4332 | 143.4198 | 280.8143
2026 | 9 | 16 | 14 | 60.4674 | 130.7664 | 279.47
2026 | 9 | 16 | 15 | 62.2892 | 126.491 | 280.3433
2026 | 9 | 16 | 16 | 65.7363 | 135.5443 | 298.6446
2026 | 9 | 16 | 17 | 67.6592 | 127.1374 | 337.2107
2026 | 9 | 16 | 18 | 65.9684 | 114.2189 | 372.6261
2026 | 9 | 16 | 19 | 65.0504 | 112.5794 | 387.8627
2026 | 9 | 16 | 20 | 61.8431 | 108.2299 | 387.2607
2026 | 9 | 16 | 21 | 55.0861 | 104.5672 | 358.68
2026 | 9 | 16 | 22 | 48.8378 | 97.2856 | 326.2476
2026 | 9 | 16 | 23 | 44.9622 | 90.0654 | 296.1681
2026 | 9 | 17 | 0 | 45.3553 | 91.1824 | 280.8015
2026 | 9 | 17 | 1 | 44.3616 | 84.7292 | 269.3369
2026 | 9 | 17 | 2 | 43.6048 | 82.1851 | 264.6147
2026 | 9 | 17 | 3 | 43.4496 | 80.8353 | 262.7228
2026 | 9 | 17 | 4 | 44.9097 | 81.8941 | 266.5485
2026 | 9 | 17 | 5 | 48.2423 | 85.6733 | 278.1337
2026 | 9 | 17 | 6 | 53.3966 | 96.2067 | 302.3588
2026 | 9 | 17 | 7 | 56.227 | 106.4445 | 330.0281
2026 | 9 | 17 | 8 | 56.5719 | 112.1996 | 327.9554
2026 | 9 | 17 | 9 | 56.5794 | 117.1947 | 313.8579
2026 | 9 | 17 | 10 | 56.4632 | 122.5805 | 300.858
2026 | 9 | 17 | 11 | 56.9694 | 124.5883 | 297.0728
2026 | 9 | 17 | 12 | 57.3111 | 121.5306 | 287.5733
2026 | 9 | 17 | 13 | 57.6601 | 124.1073 | 286.2457
2026 | 9 | 17 | 14 | 58.6772 | 119.607 | 285.3045
2026 | 9 | 17 | 15 | 60.9193 | 116.4784 | 288.1553
2026 | 9 | 17 | 16 | 64.1391 | 119.2464 | 305.8107
2026 | 9 | 17 | 17 | 66.2631 | 112.7308 | 344.266
2026 | 9 | 17 | 18 | 64.913 | 107.532 | 379.8816
2026 | 9 | 17 | 19 | 64.6826 | 109.8598 | 394.4553
2026 | 9 | 17 | 20 | 62.0867 | 105.2148 | 391.636
2026 | 9 | 17 | 21 | 55.902 | 102.0865 | 363.0156
2026 | 9 | 17 | 22 | 50.1901 | 95.3605 | 331.113
2026 | 9 | 17 | 23 | 46.1454 | 87.521 | 300.7867
2026 | 9 | 18 | 0 | 45.5324 | 82.0115 | 283.756
2026 | 9 | 18 | 1 | 45.0812 | 79.1438 | 265.9311
2026 | 9 | 18 | 2 | 44.2328 | 76.5399 | 259.6171
2026 | 9 | 18 | 3 | 44.0033 | 75.7314 | 256.9473
2026 | 9 | 18 | 4 | 45.4834 | 77.5065 | 260.2892
2026 | 9 | 18 | 5 | 48.9208 | 80.6411 | 270.7839
2026 | 9 | 18 | 6 | 54.651 | 96.3338 | 292.313
2026 | 9 | 18 | 7 | 57.0384 | 107.0071 | 319.9773
2026 | 9 | 18 | 8 | 57.4231 | 112.3783 | 319.7905
2026 | 9 | 18 | 9 | 57.8872 | 116.6526 | 310.0082
2026 | 9 | 18 | 10 | 58.4386 | 121.4396 | 296.8049
2026 | 9 | 18 | 11 | 59.195 | 122.5699 | 291.7962
2026 | 9 | 18 | 12 | 59.4361 | 120.5829 | 277.6276
2026 | 9 | 18 | 13 | 59.1005 | 122.57 | 278.9723
2026 | 9 | 18 | 14 | 58.9051 | 119.5609 | 283.3674
2026 | 9 | 18 | 15 | 59.3351 | 115.7829 | 290.1031
2026 | 9 | 18 | 16 | 61.168 | 114.7086 | 308.6865
2026 | 9 | 18 | 17 | 61.6518 | 108.3126 | 345.9502
2026 | 9 | 18 | 18 | 61.8019 | 102.5404 | 372.515
2026 | 9 | 18 | 19 | 62.0029 | 105.4877 | 386.5084
2026 | 9 | 18 | 20 | 60.9996 | 102.1342 | 380.2752
2026 | 9 | 18 | 21 | 55.7701 | 98.6333 | 351.4743
2026 | 9 | 18 | 22 | 50.6519 | 92.4732 | 322.9688
2026 | 9 | 18 | 23 | 47.0055 | 84.8364 | 296.02
2026 | 9 | 19 | 0 | 45.2838 | 77.6134 | 284.3061
2026 | 9 | 19 | 1 | 44.0823 | 69.9466 | 269.623
2026 | 9 | 19 | 2 | 42.3864 | 68.2581 | 261.9442
2026 | 9 | 19 | 3 | 41.4816 | 68.0568 | 257.5691
2026 | 9 | 19 | 4 | 41.7596 | 68.4301 | 257.4
2026 | 9 | 19 | 5 | 43.3372 | 69.0845 | 260.1818
2026 | 9 | 19 | 6 | 46.1831 | 76.2457 | 263.3357
2026 | 9 | 19 | 7 | 49.1358 | 78.1701 | 282.9616
2026 | 9 | 19 | 8 | 53.1591 | 85.7384 | 300.4291
2026 | 9 | 19 | 9 | 57.0659 | 89.6969 | 311.0841
2026 | 9 | 19 | 10 | 59.4335 | 93.4757 | 310.2336
2026 | 9 | 19 | 11 | 60.6117 | 92.2443 | 313.6004
2026 | 9 | 19 | 12 | 59.1839 | 87.6456 | 295.5931
2026 | 9 | 19 | 13 | 58.7992 | 86.8005 | 292.5587
2026 | 9 | 19 | 14 | 58.2328 | 90.5595 | 291.9607
2026 | 9 | 19 | 15 | 58.3727 | 88.0392 | 299.6148
2026 | 9 | 19 | 16 | 60.0423 | 81.6568 | 318.868
2026 | 9 | 19 | 17 | 61.5558 | 79.0034 | 360.7155
2026 | 9 | 19 | 18 | 59.0854 | 80.521 | 381.7937
2026 | 9 | 19 | 19 | 57.9631 | 83.288 | 385.3053
2026 | 9 | 19 | 20 | 54.4294 | 80.2888 | 373.6112
2026 | 9 | 19 | 21 | 48.9768 | 79.8804 | 344.9935
2026 | 9 | 19 | 22 | 44.6407 | 76.7625 | 319.5412
2026 | 9 | 19 | 23 | 42.75 | 73.2441 | 296.0567
2026 | 9 | 20 | 0 | 43.3898 | 71.2797 | 286.2166
2026 | 9 | 20 | 1 | 41.788 | 68.3713 | 265.4621
2026 | 9 | 20 | 2 | 40.8125 | 66.7094 | 257.8267
2026 | 9 | 20 | 3 | 40.5805 | 66.7201 | 252.7919
2026 | 9 | 20 | 4 | 41.1897 | 67.7589 | 252.1565
2026 | 9 | 20 | 5 | 43.1554 | 68.2485 | 253.8986
2026 | 9 | 20 | 6 | 46.7811 | 75.1062 | 258.6778
2026 | 9 | 20 | 7 | 49.0069 | 76.3456 | 274.7555
2026 | 9 | 20 | 8 | 51.9586 | 81.9734 | 292.3121
2026 | 9 | 20 | 9 | 54.5209 | 84.2614 | 304.0494
2026 | 9 | 20 | 10 | 55.774 | 87.6961 | 306.103
2026 | 9 | 20 | 11 | 56.7096 | 86.3957 | 306.5719
2026 | 9 | 20 | 12 | 55.1063 | 80.8013 | 310.6388
2026 | 9 | 20 | 13 | 55.0172 | 80.788 | 309.3227
2026 | 9 | 20 | 14 | 55.06 | 85.5893 | 306.6724
2026 | 9 | 20 | 15 | 56.7712 | 86.8681 | 312.413
2026 | 9 | 20 | 16 | 60.3487 | 77.7057 | 328.8112
2026 | 9 | 20 | 17 | 63.1285 | 76.6223 | 364.3836
2026 | 9 | 20 | 18 | 64.9526 | 76.3837 | 394.6236
2026 | 9 | 20 | 19 | 65.1982 | 79.2284 | 393.8955
2026 | 9 | 20 | 20 | 62.2175 | 77.9263 | 381.658
2026 | 9 | 20 | 21 | 56.52 | 76.7752 | 349.8021
2026 | 9 | 20 | 22 | 50.8443 | 74.0271 | 317.8857
2026 | 9 | 20 | 23 | 47.7599 | 70.0586 | 288.9023
2026 | 9 | 21 | 0 | 47.5208 | 70.3197 | 271.9088
2026 | 9 | 21 | 1 | 45.6292 | 70.1619 | 251.6477
2026 | 9 | 21 | 2 | 45.2468 | 68.7426 | 246.2488
2026 | 9 | 21 | 3 | 45.3903 | 69.2884 | 243.3044
2026 | 9 | 21 | 4 | 47.1456 | 71.7885 | 246.2486
2026 | 9 | 21 | 5 | 50.7621 | 75.438 | 257.5265
2026 | 9 | 21 | 6 | 56.3831 | 88.4741 | 284.1574
2026 | 9 | 21 | 7 | 59.3991 | 98.3084 | 316.0726
2026 | 9 | 21 | 8 | 59.4322 | 108.9882 | 333.5631
2026 | 9 | 21 | 9 | 58.3577 | 112.1116 | 343.2082
2026 | 9 | 21 | 10 | 57.5237 | 114.6163 | 341.129
2026 | 9 | 21 | 11 | 57.3127 | 111.0615 | 335.5752
2026 | 9 | 21 | 12 | 56.5118 | 107.8031 | 325.1862
2026 | 9 | 21 | 13 | 56.126 | 109.1139 | 326.2651
2026 | 9 | 21 | 14 | 56.0954 | 107.2909 | 327.231
2026 | 9 | 21 | 15 | 57.5604 | 102.4296 | 330.6569
2026 | 9 | 21 | 16 | 60.9075 | 101.6794 | 346.5794
2026 | 9 | 21 | 17 | 63.8631 | 94.8399 | 374.1423
2026 | 9 | 21 | 18 | 65.485 | 89.8796 | 396.2133
2026 | 9 | 21 | 19 | 66.048 | 93.5824 | 400.3926
2026 | 9 | 21 | 20 | 63.7992 | 90.0666 | 389.2261
2026 | 9 | 21 | 21 | 57.8757 | 88.6859 | 355.0256
2026 | 9 | 21 | 22 | 51.9179 | 83.1438 | 320.6082
2026 | 9 | 21 | 23 | 47.6609 | 75.5235 | 290.2405
2026 | 9 | 22 | 0 | 46.3242 | 76.6434 | 275.1416
2026 | 9 | 22 | 1 | 46.0024 | 73.8005 | 255.3964
2026 | 9 | 22 | 2 | 45.2529 | 71.8957 | 249.7034
2026 | 9 | 22 | 3 | 45.0486 | 71.5117 | 246.3672
2026 | 9 | 22 | 4 | 46.6747 | 72.4817 | 248.6284
2026 | 9 | 22 | 5 | 50.1063 | 76.0201 | 258.9995
2026 | 9 | 22 | 6 | 55.0613 | 90.1724 | 284.9483
2026 | 9 | 22 | 7 | 58.3316 | 100.8697 | 316.4403
2026 | 9 | 22 | 8 | 58.8166 | 111.7875 | 330.3274
2026 | 9 | 22 | 9 | 58.1275 | 116.161 | 333.2894
2026 | 9 | 22 | 10 | 57.926 | 124.0148 | 328.6267
2026 | 9 | 22 | 11 | 57.9896 | 124.5966 | 323.5547
2026 | 9 | 22 | 12 | 56.5273 | 122.3022 | 301.8493
2026 | 9 | 22 | 13 | 56.335 | 125.7789 | 301.5956
2026 | 9 | 22 | 14 | 56.6477 | 128.8537 | 301.8157
2026 | 9 | 22 | 15 | 58.4316 | 123.617 | 306.3363
2026 | 9 | 22 | 16 | 62.0227 | 122.1917 | 323.5557
2026 | 9 | 22 | 17 | 65.1184 | 114.27 | 356.6769
2026 | 9 | 22 | 18 | 65.5873 | 100.9467 | 392.3128
2026 | 9 | 22 | 19 | 65.7743 | 101.4313 | 398.9233
2026 | 9 | 22 | 20 | 63.1684 | 96.9573 | 389.1233
2026 | 9 | 22 | 21 | 57.0888 | 94.2366 | 357.5014
2026 | 9 | 22 | 22 | 51.1939 | 88.9164 | 325.2212
2026 | 9 | 22 | 23 | 47.16 | 81.1929 | 295.2223
2026 | 9 | 23 | 0 | 46.8455 | 83.4739 | 276.9837
2026 | 9 | 23 | 1 | 44.3733 | 82.0891 | 260.8268
2026 | 9 | 23 | 2 | 43.69 | 79.0342 | 256.4598
2026 | 9 | 23 | 3 | 43.6127 | 77.7545 | 253.7211
2026 | 9 | 23 | 4 | 45.3486 | 78.218 | 256.5198
2026 | 9 | 23 | 5 | 49.1613 | 81.6472 | 268.1854
2026 | 9 | 23 | 6 | 54.7742 | 94.0968 | 293.6498
2026 | 9 | 23 | 7 | 57.9355 | 105.6601 | 326.9418
2026 | 9 | 23 | 8 | 58.4271 | 115.4935 | 345.0787
2026 | 9 | 23 | 9 | 58.2919 | 121.0008 | 353.7348
2026 | 9 | 23 | 10 | 58.5548 | 127.6818 | 350.3509
2026 | 9 | 23 | 11 | 58.8865 | 130.4343 | 340.4034
2026 | 9 | 23 | 12 | 59.6564 | 129.2792 | 328.0553
2026 | 9 | 23 | 13 | 59.7864 | 131.1294 | 327.2507
2026 | 9 | 23 | 14 | 60.1813 | 130.4344 | 327.8725
2026 | 9 | 23 | 15 | 62.0813 | 125.3014 | 330.6821
2026 | 9 | 23 | 16 | 65.202 | 125.9847 | 348.1728
2026 | 9 | 23 | 17 | 67.1818 | 117.7365 | 376.4434
2026 | 9 | 23 | 18 | 67.5072 | 113.7288 | 391.912
2026 | 9 | 23 | 19 | 67.9972 | 114.5945 | 400.099
2026 | 9 | 23 | 20 | 64.7692 | 105.8999 | 390.9941
2026 | 9 | 23 | 21 | 58.014 | 102.4637 | 360.387
2026 | 9 | 23 | 22 | 51.893 | 94.7002 | 326.6
2026 | 9 | 23 | 23 | 47.7318 | 85.2529 | 296.5278
2026 | 9 | 24 | 0 | 45.9726 | 84.3296 | 279.5447
2026 | 9 | 24 | 1 | 43.544 | 82.2663 | 270.8886
2026 | 9 | 24 | 2 | 42.7919 | 79.69 | 265.4234
2026 | 9 | 24 | 3 | 42.641 | 78.2606 | 262.8876
2026 | 9 | 24 | 4 | 44.2666 | 78.3197 | 265.8771
2026 | 9 | 24 | 5 | 47.8327 | 82.0533 | 277.5714
2026 | 9 | 24 | 6 | 53.4573 | 94.9109 | 300.6229
2026 | 9 | 24 | 7 | 56.3299 | 105.6059 | 333.1294
2026 | 9 | 24 | 8 | 57.0079 | 116.4764 | 350.676
2026 | 9 | 24 | 9 | 57.4848 | 121.8314 | 357.924
2026 | 9 | 24 | 10 | 58.2817 | 129.2568 | 353.7796
2026 | 9 | 24 | 11 | 58.7538 | 131.1262 | 345.5965
2026 | 9 | 24 | 12 | 56.5781 | 130.1629 | 325.656
2026 | 9 | 24 | 13 | 56.8618 | 132.4435 | 327.2683
2026 | 9 | 24 | 14 | 57.4087 | 130.8209 | 328.6104
2026 | 9 | 24 | 15 | 59.2331 | 124.7049 | 332.109
2026 | 9 | 24 | 16 | 61.9021 | 127.0508 | 346.635
2026 | 9 | 24 | 17 | 64.0261 | 117.5554 | 373.6411
2026 | 9 | 24 | 18 | 65.5536 | 110.2954 | 391.083
2026 | 9 | 24 | 19 | 66.0824 | 110.9823 | 401.8847
2026 | 9 | 24 | 20 | 63.1731 | 103.2353 | 394.0227
2026 | 9 | 24 | 21 | 56.4239 | 99.2537 | 364.2692
2026 | 9 | 24 | 22 | 50.4174 | 92.3776 | 332.3115
2026 | 9 | 24 | 23 | 46.6557 | 83.1498 | 302.9375
2026 | 9 | 25 | 0 | 45.5672 | 84.3221 | 285.1866
2026 | 9 | 25 | 1 | 43.6773 | 83.4267 | 270.8078
2026 | 9 | 25 | 2 | 42.8006 | 80.2901 | 266.0189
2026 | 9 | 25 | 3 | 42.5011 | 79.048 | 263.628
2026 | 9 | 25 | 4 | 44.0197 | 79.6883 | 266.2144
2026 | 9 | 25 | 5 | 47.2272 | 82.9457 | 278.0542
2026 | 9 | 25 | 6 | 52.3302 | 95.6688 | 301.8038
2026 | 9 | 25 | 7 | 55.5129 | 106.0913 | 336.6496
2026 | 9 | 25 | 8 | 56.0836 | 114.6002 | 356.8931
2026 | 9 | 25 | 9 | 56.0133 | 119.7946 | 366.7465
2026 | 9 | 25 | 10 | 55.8667 | 125.9151 | 359.8858
2026 | 9 | 25 | 11 | 55.9918 | 129.1254 | 345.8627
2026 | 9 | 25 | 12 | 55.9791 | 130.2254 | 328.1448
2026 | 9 | 25 | 13 | 55.8198 | 132.3382 | 326.3502
2026 | 9 | 25 | 14 | 55.7033 | 127.5838 | 325.7787
2026 | 9 | 25 | 15 | 57.2815 | 119.5585 | 329.5502
2026 | 9 | 25 | 16 | 60.3776 | 120.7792 | 342.9439
2026 | 9 | 25 | 17 | 62.2408 | 110.7844 | 370.3959
2026 | 9 | 25 | 18 | 61.6038 | 105.5328 | 390.6889
2026 | 9 | 25 | 19 | 61.3805 | 106.0724 | 397.0429
2026 | 9 | 25 | 20 | 58.311 | 102.2559 | 385.8248
2026 | 9 | 25 | 21 | 52.2296 | 99.9493 | 358.5863
2026 | 9 | 25 | 22 | 47.4034 | 92.9291 | 332.8693
2026 | 9 | 25 | 23 | 44.4967 | 82.3606 | 308.9425
2026 | 9 | 26 | 0 | 44.2794 | 81.3257 | 286.9246
2026 | 9 | 26 | 1 | 43.6783 | 74.1605 | 280.4478
2026 | 9 | 26 | 2 | 42.4452 | 71.6889 | 274.2784
2026 | 9 | 26 | 3 | 42.1369 | 70.6878 | 270.9107
2026 | 9 | 26 | 4 | 42.7766 | 70.5792 | 272.4885
2026 | 9 | 26 | 5 | 44.9115 | 71.5109 | 278.7334
2026 | 9 | 26 | 6 | 48.2532 | 78.7663 | 287.2366
2026 | 9 | 26 | 7 | 51.2015 | 80.0358 | 308.9741
2026 | 9 | 26 | 8 | 54.2355 | 84.5105 | 330.0021
2026 | 9 | 26 | 9 | 56.7558 | 87.5876 | 344.0273
2026 | 9 | 26 | 10 | 57.8382 | 90.0697 | 343.9345
2026 | 9 | 26 | 11 | 58.6871 | 94.5639 | 338.7049
2026 | 9 | 26 | 12 | 59.4895 | 91.4334 | 332.8911
2026 | 9 | 26 | 13 | 59.1195 | 90.1568 | 328.7882
2026 | 9 | 26 | 14 | 58.8574 | 91.6854 | 325.3684
2026 | 9 | 26 | 15 | 60.0571 | 85.2802 | 334.6483
2026 | 9 | 26 | 16 | 62.6653 | 80.711 | 352.7119
2026 | 9 | 26 | 17 | 64.1667 | 76.0291 | 382.8937
2026 | 9 | 26 | 18 | 63.995 | 67.1383 | 408.1009
2026 | 9 | 26 | 19 | 63.1933 | 69.2353 | 407.0665
2026 | 9 | 26 | 20 | 58.881 | 63.0184 | 391.9814
2026 | 9 | 26 | 21 | 53.0122 | 65.1798 | 362.5595
2026 | 9 | 26 | 22 | 48.3725 | 62.0058 | 337.4609
2026 | 9 | 26 | 23 | 45.9906 | 57.9828 | 314.4835
2026 | 9 | 27 | 0 | 45.9602 | 70.5799 | 300.6166
2026 | 9 | 27 | 1 | 42.5318 | 68.3164 | 290.6145
2026 | 9 | 27 | 2 | 41.7347 | 66.4824 | 284.6302
2026 | 9 | 27 | 3 | 41.6431 | 66.3396 | 282.1995
2026 | 9 | 27 | 4 | 42.5533 | 66.7182 | 283.866
2026 | 9 | 27 | 5 | 44.4741 | 67.2227 | 288.9387
2026 | 9 | 27 | 6 | 48.2291 | 70.8656 | 292.9521
2026 | 9 | 27 | 7 | 50.7191 | 71.163 | 310.5287
2026 | 9 | 27 | 8 | 53.4456 | 75.023 | 325.8944
2026 | 9 | 27 | 9 | 56.1282 | 77.5123 | 334.9214
2026 | 9 | 27 | 10 | 57.7421 | 80.0892 | 332.2665
2026 | 9 | 27 | 11 | 58.753 | 80.3793 | 324.9391
2026 | 9 | 27 | 12 | 58.3875 | 85.1696 | 336.9565
2026 | 9 | 27 | 13 | 58.1991 | 85.7538 | 335.0832
2026 | 9 | 27 | 14 | 58.2378 | 94.0991 | 335.9366
2026 | 9 | 27 | 15 | 59.8769 | 92.5938 | 342.4866
2026 | 9 | 27 | 16 | 62.7652 | 83.8027 | 360.1737
2026 | 9 | 27 | 17 | 64.9706 | 81.7084 | 391.4686
2026 | 9 | 27 | 18 | 63.8274 | 80.3719 | 415.5147
2026 | 9 | 27 | 19 | 63.5734 | 82.9432 | 416.3039
2026 | 9 | 27 | 20 | 59.8055 | 79.2321 | 400.6106
2026 | 9 | 27 | 21 | 53.1365 | 78.4955 | 369.5455
2026 | 9 | 27 | 22 | 47.7895 | 74.7867 | 339.5121
2026 | 9 | 27 | 23 | 44.8498 | 69.6898 | 310.9613
2026 | 9 | 28 | 0 | 44.4489 | 68.5059 | 294.3965
2026 | 9 | 28 | 1 | 45.4268 | 70.8482 | 286.697
2026 | 9 | 28 | 2 | 45.0505 | 69.9566 | 283.7794
2026 | 9 | 28 | 3 | 45.2381 | 70.5604 | 283.1958
2026 | 9 | 28 | 4 | 47.1135 | 73.0163 | 287.8756
2026 | 9 | 28 | 5 | 51.0598 | 76.8094 | 301.7126
2026 | 9 | 28 | 6 | 56.2925 | 90.8835 | 321.5515
2026 | 9 | 28 | 7 | 59.8339 | 101.8776 | 354.8075
2026 | 9 | 28 | 8 | 60.3007 | 109.5248 | 363.3735
2026 | 9 | 28 | 9 | 59.4762 | 110.5133 | 362.2758
2026 | 9 | 28 | 10 | 59.1044 | 114.1899 | 353.4164
2026 | 9 | 28 | 11 | 58.9919 | 114.7365 | 346.0533
2026 | 9 | 28 | 12 | 58.4866 | 112.9154 | 338.8222
2026 | 9 | 28 | 13 | 58.2551 | 113.8271 | 335.5423
2026 | 9 | 28 | 14 | 58.323 | 112.1252 | 335.1365
2026 | 9 | 28 | 15 | 60.2543 | 107.9611 | 340.2531
2026 | 9 | 28 | 16 | 64.0134 | 105.9111 | 356.6642
2026 | 9 | 28 | 17 | 66.7347 | 100.1579 | 386.0026
2026 | 9 | 28 | 18 | 65.6187 | 91.687 | 407.3703
2026 | 9 | 28 | 19 | 65.546 | 95.7499 | 410.731
2026 | 9 | 28 | 20 | 62.4971 | 89.8711 | 399.4394
2026 | 9 | 28 | 21 | 56.1665 | 89.4926 | 367.1273
2026 | 9 | 28 | 22 | 50.1711 | 83.3063 | 334.4014
2026 | 9 | 28 | 23 | 46.2439 | 75.4464 | 305.4594
2026 | 9 | 29 | 0 | 45.9647 | 76.5104 | 289.0857
2026 | 9 | 29 | 1 | 41.3759 | 72.4827 | 275.6373
2026 | 9 | 29 | 2 | 40.6775 | 70.481 | 271.9788
2026 | 9 | 29 | 3 | 40.6006 | 70.0917 | 270.7943
2026 | 9 | 29 | 4 | 42.1061 | 71.8199 | 274.6184
2026 | 9 | 29 | 5 | 45.2943 | 75.2891 | 287.1379
2026 | 9 | 29 | 6 | 50.141 | 89.0943 | 309.5895
2026 | 9 | 29 | 7 | 52.6131 | 99.0097 | 341.6421
2026 | 9 | 29 | 8 | 52.6557 | 106.3404 | 349.968
2026 | 9 | 29 | 9 | 52.0258 | 107.6656 | 348.0565
2026 | 9 | 29 | 10 | 52.1329 | 110.6258 | 339.2318
2026 | 9 | 29 | 11 | 52.4552 | 112.4759 | 331.0111
2026 | 9 | 29 | 12 | 52.556 | 113.9952 | 318.2408
2026 | 9 | 29 | 13 | 52.9448 | 116.3576 | 315.0412
2026 | 9 | 29 | 14 | 54.1243 | 116.0921 | 315.4661
2026 | 9 | 29 | 15 | 56.4116 | 112.6318 | 321.5619
2026 | 9 | 29 | 16 | 59.9682 | 111.0919 | 339.1317
2026 | 9 | 29 | 17 | 62.7004 | 104.0775 | 367.7241
2026 | 9 | 29 | 18 | 60.0083 | 97.2835 | 387.1575
2026 | 9 | 29 | 19 | 60.2639 | 99.7956 | 392.47
2026 | 9 | 29 | 20 | 57.7962 | 95.0952 | 383.5438
2026 | 9 | 29 | 21 | 51.7924 | 93.7602 | 354.19
2026 | 9 | 29 | 22 | 46.2079 | 88.3485 | 323.4304
2026 | 9 | 29 | 23 | 42.5197 | 79.3234 | 295.8693
2026 | 9 | 30 | 0 | 43.4423 | 77.4776 | 281.654
2026 | 9 | 30 | 1 | 37.8373 | 74.3492 | 268.7532
2026 | 9 | 30 | 2 | 37.0973 | 71.9186 | 265.5629
2026 | 9 | 30 | 3 | 36.8689 | 71.1254 | 264.3634
2026 | 9 | 30 | 4 | 38.2377 | 72.8521 | 268.3518
2026 | 9 | 30 | 5 | 41.1696 | 76.4651 | 280.6241
2026 | 9 | 30 | 6 | 46.1344 | 87.2977 | 307.0801
2026 | 9 | 30 | 7 | 48.9329 | 97.0691 | 336.2272
2026 | 9 | 30 | 8 | 49.4645 | 104.8708 | 334.336
2026 | 9 | 30 | 9 | 49.6746 | 107.5627 | 317.4535
2026 | 9 | 30 | 10 | 49.7893 | 110.6258 | 299.2306
2026 | 9 | 30 | 11 | 50.1297 | 107.9465 | 286.6164
2026 | 9 | 30 | 12 | 49.3987 | 109.46 | 264.477
2026 | 9 | 30 | 13 | 49.7415 | 111.5603 | 257.9255
2026 | 9 | 30 | 14 | 50.0023 | 116.3654 | 257.5136
2026 | 9 | 30 | 15 | 52.0904 | 113.6317 | 261.7867
2026 | 9 | 30 | 16 | 55.6502 | 108.5377 | 282.5964
2026 | 9 | 30 | 17 | 57.7117 | 101.8906 | 323.0175
2026 | 9 | 30 | 18 | 57.3415 | 96.6792 | 361.7603
2026 | 9 | 30 | 19 | 57.2894 | 98.8416 | 376.0873
2026 | 9 | 30 | 20 | 54.5406 | 92.3654 | 372.7067
2026 | 9 | 30 | 21 | 48.7383 | 91.4333 | 347.6401
2026 | 9 | 30 | 22 | 43.3964 | 85.5546 | 318.229
2026 | 9 | 30 | 23 | 40.2514 | 76.4663 | 291.9218
2026 | 10 | 1 | 0 | 39.9092 | 76.3929 | 282.2333
2026 | 10 | 1 | 1 | 35.9126 | 72.9941 | 272.1633
2026 | 10 | 1 | 2 | 35.3978 | 71.2638 | 269.0026
2026 | 10 | 1 | 3 | 35.3404 | 70.745 | 268.1343
2026 | 10 | 1 | 4 | 36.6629 | 71.9497 | 272.0659
2026 | 10 | 1 | 5 | 39.5964 | 75.6547 | 284.096
2026 | 10 | 1 | 6 | 44.3084 | 92.0305 | 309.6097
2026 | 10 | 1 | 7 | 46.7479 | 103.1482 | 340.3335
2026 | 10 | 1 | 8 | 46.475 | 112.0664 | 338.7819
2026 | 10 | 1 | 9 | 45.6645 | 116.0599 | 321.6242
2026 | 10 | 1 | 10 | 44.8722 | 121.4916 | 302.7741
2026 | 10 | 1 | 11 | 44.784 | 118.8199 | 292.3474
2026 | 10 | 1 | 12 | 43.748 | 114.3595 | 282.9304
2026 | 10 | 1 | 13 | 42.9449 | 116.3493 | 278.1006
2026 | 10 | 1 | 14 | 42.9597 | 118.0359 | 274.1623
2026 | 10 | 1 | 15 | 44.3024 | 114.7659 | 275.6644
2026 | 10 | 1 | 16 | 47.0679 | 109.1927 | 292.5189
2026 | 10 | 1 | 17 | 49.2897 | 102.1582 | 327.762
2026 | 10 | 1 | 18 | 52.056 | 94.9498 | 372.7478
2026 | 10 | 1 | 19 | 53.095 | 100.2392 | 385.2527
2026 | 10 | 1 | 20 | 50.2377 | 93.6919 | 374.8369
2026 | 10 | 1 | 21 | 45.2462 | 91.7147 | 349.0518
2026 | 10 | 1 | 22 | 40.9971 | 85.0177 | 320.9781
2026 | 10 | 1 | 23 | 37.9036 | 76.8752 | 294.029
2026 | 10 | 2 | 0 | 37.3353 | 76.0598 | 276.7506
2026 | 10 | 2 | 1 | 35.1981 | 76.487 | 255.522
2026 | 10 | 2 | 2 | 34.7338 | 73.993 | 250.6437
2026 | 10 | 2 | 3 | 34.6625 | 73.3922 | 248.1329
2026 | 10 | 2 | 4 | 35.7943 | 75.2255 | 250.6558
2026 | 10 | 2 | 5 | 38.4979 | 78.209 | 260.796
2026 | 10 | 2 | 6 | 42.6881 | 91.6663 | 282.3649
2026 | 10 | 2 | 7 | 45.0557 | 102.8854 | 314.8667
2026 | 10 | 2 | 8 | 45.3524 | 109.5056 | 330.0349
2026 | 10 | 2 | 9 | 44.9713 | 113.3913 | 333.6564
2026 | 10 | 2 | 10 | 44.306 | 116.3455 | 325.7904
2026 | 10 | 2 | 11 | 44.0609 | 114.7665 | 316.2107
2026 | 10 | 2 | 12 | 43.1888 | 114.4236 | 308.4729
2026 | 10 | 2 | 13 | 42.3177 | 114.8698 | 307.2054
2026 | 10 | 2 | 14 | 42.0362 | 113.8196 | 305.7846
2026 | 10 | 2 | 15 | 42.7073 | 110.7721 | 307.3422
2026 | 10 | 2 | 16 | 44.7603 | 105.4084 | 319.965
2026 | 10 | 2 | 17 | 46.4244 | 98.569 | 340.2219
2026 | 10 | 2 | 18 | 47.8292 | 93.6997 | 350.1197
2026 | 10 | 2 | 19 | 48.7108 | 98.6467 | 358.2077
2026 | 10 | 2 | 20 | 46.3974 | 93.0871 | 345.462
2026 | 10 | 2 | 21 | 42.3737 | 90.4744 | 320.9496
2026 | 10 | 2 | 22 | 38.8182 | 84.195 | 297.6393
2026 | 10 | 2 | 23 | 36.1263 | 74.8571 | 276.1511
2026 | 10 | 3 | 0 | 35.2766 | 72.7129 | 259.3561
2026 | 10 | 3 | 1 | 30.5297 | 66.9029 | 239.4337
2026 | 10 | 3 | 2 | 29.8429 | 65.2465 | 234.5846
2026 | 10 | 3 | 3 | 29.7081 | 65.3602 | 231.274
2026 | 10 | 3 | 4 | 30.292 | 65.6587 | 231.4602
2026 | 10 | 3 | 5 | 31.834 | 66.4983 | 235.7667
2026 | 10 | 3 | 6 | 34.4353 | 72.0228 | 242.3992
2026 | 10 | 3 | 7 | 36.1363 | 74.7224 | 263.9352
2026 | 10 | 3 | 8 | 37.4494 | 81.8959 | 282.6144
2026 | 10 | 3 | 9 | 38.5302 | 85.2683 | 292.1165
2026 | 10 | 3 | 10 | 38.4607 | 88.1547 | 289.2007
2026 | 10 | 3 | 11 | 38.3819 | 88.2809 | 287.3775
2026 | 10 | 3 | 12 | 37.41 | 89.0178 | 260.5549
2026 | 10 | 3 | 13 | 36.3102 | 87.6198 | 255.208
2026 | 10 | 3 | 14 | 35.706 | 92.6912 | 247.7648
2026 | 10 | 3 | 15 | 36.0402 | 92.9688 | 248.6503
2026 | 10 | 3 | 16 | 37.5831 | 82.4402 | 262.4933
2026 | 10 | 3 | 17 | 38.7557 | 79.8634 | 297.7006
2026 | 10 | 3 | 18 | 39.3816 | 78.154 | 322.6864
2026 | 10 | 3 | 19 | 39.7506 | 83.6653 | 330.8814
2026 | 10 | 3 | 20 | 36.7859 | 77.4637 | 316.5431
2026 | 10 | 3 | 21 | 32.8198 | 76.4371 | 294.4404
2026 | 10 | 3 | 22 | 30.1177 | 72.7419 | 276.2881
2026 | 10 | 3 | 23 | 28.6846 | 68.2566 | 258.5645
2026 | 10 | 4 | 0 | 28.5988 | 67.7408 | 246.477
2026 | 10 | 4 | 1 | 29.0105 | 66.2346 | 235.7693
2026 | 10 | 4 | 2 | 28.4926 | 64.5256 | 231.4834
2026 | 10 | 4 | 3 | 28.3526 | 64.6473 | 228.623
2026 | 10 | 4 | 4 | 28.9001 | 65.1323 | 229.6067
2026 | 10 | 4 | 5 | 30.3233 | 65.6864 | 233.9084
2026 | 10 | 4 | 6 | 32.4964 | 70.174 | 237.8528
2026 | 10 | 4 | 7 | 33.8154 | 71.3821 | 254.7028
2026 | 10 | 4 | 8 | 35.2743 | 77.2212 | 266.4734
2026 | 10 | 4 | 9 | 36.8651 | 79.3237 | 269.7352
2026 | 10 | 4 | 10 | 37.5789 | 82.2911 | 264.1657
2026 | 10 | 4 | 11 | 37.9332 | 83.3975 | 260.7379
2026 | 10 | 4 | 12 | 37.256 | 85.4795 | 251.2611
2026 | 10 | 4 | 13 | 36.5481 | 85.4385 | 248.4975
2026 | 10 | 4 | 14 | 36.4007 | 91.6816 | 242.78
2026 | 10 | 4 | 15 | 37.274 | 94.4374 | 246.994
2026 | 10 | 4 | 16 | 39.583 | 85.7409 | 266.5825
2026 | 10 | 4 | 17 | 41.3716 | 85.0353 | 305.0391
2026 | 10 | 4 | 18 | 42.524 | 86.0384 | 330.8177
2026 | 10 | 4 | 19 | 42.6287 | 90.172 | 338.0766
2026 | 10 | 4 | 20 | 39.5881 | 84.4654 | 324.5542
2026 | 10 | 4 | 21 | 35.3286 | 81.7847 | 299.8579
2026 | 10 | 4 | 22 | 31.8623 | 77.8332 | 274.7558
2026 | 10 | 4 | 23 | 29.9394 | 72.3174 | 251.0078
2026 | 10 | 5 | 0 | 30.1167 | 71.3038 | 237.7912
2026 | 10 | 5 | 1 | 29.7407 | 73.2095 | 228.8021
2026 | 10 | 5 | 2 | 29.5198 | 71.8019 | 226.2061
2026 | 10 | 5 | 3 | 29.73 | 72.3443 | 225.4563
2026 | 10 | 5 | 4 | 31.0054 | 74.9896 | 229.2276
2026 | 10 | 5 | 5 | 33.8261 | 79.3585 | 240.694
2026 | 10 | 5 | 6 | 37.7661 | 91.5295 | 262.415
2026 | 10 | 5 | 7 | 40.4985 | 102.8538 | 292.1016
2026 | 10 | 5 | 8 | 41.2118 | 114.3055 | 294.5523
2026 | 10 | 5 | 9 | 41.0892 | 116.6598 | 282.1176
2026 | 10 | 5 | 10 | 41.134 | 121.0452 | 267.1134
2026 | 10 | 5 | 11 | 41.2826 | 117.7626 | 260.4006
2026 | 10 | 5 | 12 | 39.5849 | 122.3015 | 261.6945
2026 | 10 | 5 | 13 | 39.1913 | 124.0644 | 259.197
2026 | 10 | 5 | 14 | 39.4007 | 124.5462 | 255.8729
2026 | 10 | 5 | 15 | 40.8 | 120.4604 | 256.5773
2026 | 10 | 5 | 16 | 43.3652 | 115.0874 | 274.5271
2026 | 10 | 5 | 17 | 44.9955 | 107.6297 | 308.104
2026 | 10 | 5 | 18 | 44.913 | 101.2736 | 328.3796
2026 | 10 | 5 | 19 | 45.2811 | 104.7256 | 340.8811
2026 | 10 | 5 | 20 | 42.3243 | 99.9293 | 329.4745
2026 | 10 | 5 | 21 | 37.8714 | 97.3751 | 304.2684
2026 | 10 | 5 | 22 | 34.0359 | 90.7859 | 277.846
2026 | 10 | 5 | 23 | 31.4695 | 82.4035 | 253.5577
2026 | 10 | 6 | 0 | 30.918 | 82.6656 | 239.3983
2026 | 10 | 6 | 1 | 30.0048 | 78.6671 | 229.7273
2026 | 10 | 6 | 2 | 29.5562 | 76.0751 | 226.1452
2026 | 10 | 6 | 3 | 29.4967 | 75.5771 | 224.6582
2026 | 10 | 6 | 4 | 30.615 | 77.6535 | 227.7582
2026 | 10 | 6 | 5 | 33.2284 | 81.5273 | 238.183
2026 | 10 | 6 | 6 | 37.1474 | 92.5411 | 261.0379
2026 | 10 | 6 | 7 | 39.4603 | 103.9583 | 289.3748
2026 | 10 | 6 | 8 | 39.9888 | 111.2948 | 289.8741
2026 | 10 | 6 | 9 | 40.0572 | 113.5178 | 275.218
2026 | 10 | 6 | 10 | 40.1631 | 115.7736 | 260.1011
2026 | 10 | 6 | 11 | 40.3703 | 115.2296 | 254.0789
2026 | 10 | 6 | 12 | 39.3557 | 112.4026 | 253.3147
2026 | 10 | 6 | 13 | 39.1171 | 112.6903 | 251.2596
2026 | 10 | 6 | 14 | 39.3456 | 109.6596 | 248.9485
2026 | 10 | 6 | 15 | 40.4335 | 107.058 | 251.0711
2026 | 10 | 6 | 16 | 42.5692 | 102.388 | 270.2483
2026 | 10 | 6 | 17 | 44.3496 | 96.0463 | 303.5816
2026 | 10 | 6 | 18 | 44.8351 | 84.5366 | 328.9796
2026 | 10 | 6 | 19 | 45.0919 | 88.9913 | 339.7175
2026 | 10 | 6 | 20 | 42.2547 | 82.9157 | 328.232
2026 | 10 | 6 | 21 | 37.881 | 82.8978 | 303.1384
2026 | 10 | 6 | 22 | 34.235 | 76.9256 | 276.5738
2026 | 10 | 6 | 23 | 31.8842 | 69.4383 | 251.9443
2026 | 10 | 7 | 0 | 31.1387 | 76.6677 | 239.3856
2026 | 10 | 7 | 1 | 29.6254 | 78.1309 | 223.6179
2026 | 10 | 7 | 2 | 29.1706 | 76.4468 | 219.5215
2026 | 10 | 7 | 3 | 29.0824 | 75.5839 | 217.435
2026 | 10 | 7 | 4 | 30.1912 | 77.0393 | 220.6898
2026 | 10 | 7 | 5 | 32.8377 | 81.2953 | 230.7469
2026 | 10 | 7 | 6 | 36.6102 | 91.244 | 252.9127
2026 | 10 | 7 | 7 | 38.9004 | 103.4402 | 280.787
2026 | 10 | 7 | 8 | 39.2116 | 108.1177 | 286.959
2026 | 10 | 7 | 9 | 39.2604 | 111.2117 | 281.2571
2026 | 10 | 7 | 10 | 39.3058 | 114.8395 | 269.9498
2026 | 10 | 7 | 11 | 39.5748 | 112.1249 | 263.6382
2026 | 10 | 7 | 12 | 39.4492 | 110.5193 | 252.9746
2026 | 10 | 7 | 13 | 39.2616 | 109.5352 | 252.6387
2026 | 10 | 7 | 14 | 39.4301 | 109.649 | 252.9167
2026 | 10 | 7 | 15 | 40.6411 | 107.7516 | 256.9813
2026 | 10 | 7 | 16 | 42.9395 | 101.2812 | 275.7272
2026 | 10 | 7 | 17 | 44.4784 | 95.2804 | 307.4467
2026 | 10 | 7 | 18 | 45.3335 | 90.5201 | 317.3722
2026 | 10 | 7 | 19 | 45.6137 | 92.3164 | 326.4448
2026 | 10 | 7 | 20 | 42.7282 | 88.2293 | 316.3145
2026 | 10 | 7 | 21 | 38.2882 | 86.4846 | 292.1126
2026 | 10 | 7 | 22 | 34.5602 | 82.9599 | 265.8254
2026 | 10 | 7 | 23 | 32.0234 | 76.5809 | 241.2876
2026 | 10 | 8 | 0 | 30.7954 | 78.2133 | 233.6109
2026 | 10 | 8 | 1 | 29.8473 | 73.9101 | 220.6768
2026 | 10 | 8 | 2 | 29.3988 | 72.9208 | 216.4452
2026 | 10 | 8 | 3 | 29.3249 | 72.94 | 214.4848
2026 | 10 | 8 | 4 | 30.4192 | 73.918 | 217.562
2026 | 10 | 8 | 5 | 33.0286 | 78.8671 | 227.6301
2026 | 10 | 8 | 6 | 36.6928 | 91.4686 | 248.5743
2026 | 10 | 8 | 7 | 39.1773 | 102.3049 | 280.9328
2026 | 10 | 8 | 8 | 39.5688 | 108.1167 | 297.0202
2026 | 10 | 8 | 9 | 39.5065 | 110.5639 | 299.1837
2026 | 10 | 8 | 10 | 39.3359 | 114.2396 | 291.4375
2026 | 10 | 8 | 11 | 39.4977 | 113.7906 | 284.8345
2026 | 10 | 8 | 12 | 39.8801 | 108.7267 | 251.7527
2026 | 10 | 8 | 13 | 39.5208 | 108.8711 | 249.8596
2026 | 10 | 8 | 14 | 39.4772 | 106.6629 | 248.9555
2026 | 10 | 8 | 15 | 40.6489 | 101.3965 | 253.6081
2026 | 10 | 8 | 16 | 42.8535 | 100.2156 | 270.538
2026 | 10 | 8 | 17 | 44.3846 | 93.6697 | 302.758
2026 | 10 | 8 | 18 | 44.8107 | 93.1362 | 327.3181
2026 | 10 | 8 | 19 | 45.0936 | 97.0981 | 338.4372
2026 | 10 | 8 | 20 | 42.253 | 90.7454 | 328.6492
2026 | 10 | 8 | 21 | 38.0581 | 89.7467 | 305.6234
2026 | 10 | 8 | 22 | 34.5035 | 83.5336 | 280.6049
2026 | 10 | 8 | 23 | 31.9733 | 76.407 | 255.3865
2026 | 10 | 9 | 0 | 30.6298 | 76.3754 | 237.8656
2026 | 10 | 9 | 1 | 30.2537 | 75.9647 | 228.1409
2026 | 10 | 9 | 2 | 29.7125 | 74.2631 | 223.9109
2026 | 10 | 9 | 3 | 29.5551 | 74.3109 | 222.0584
2026 | 10 | 9 | 4 | 30.5924 | 75.7058 | 224.97
2026 | 10 | 9 | 5 | 33.0455 | 80.052 | 235.3426
2026 | 10 | 9 | 6 | 36.872 | 92.192 | 255.9448
2026 | 10 | 9 | 7 | 39.2991 | 102.9454 | 287.5061
2026 | 10 | 9 | 8 | 39.9218 | 109.1981 | 300.02
2026 | 10 | 9 | 9 | 40.1124 | 113.1404 | 298.3061
2026 | 10 | 9 | 10 | 40.3232 | 115.0186 | 288.2603
2026 | 10 | 9 | 11 | 40.6655 | 114.5952 | 277.5386
2026 | 10 | 9 | 12 | 41.6715 | 110.3792 | 280.1746
2026 | 10 | 9 | 13 | 41.3842 | 110.7383 | 279.6136
2026 | 10 | 9 | 14 | 41.5246 | 108.723 | 278.7046
2026 | 10 | 9 | 15 | 42.4382 | 100.728 | 279.9235
2026 | 10 | 9 | 16 | 44.1884 | 99.3374 | 295.178
2026 | 10 | 9 | 17 | 45.3509 | 91.8176 | 318.9948
2026 | 10 | 9 | 18 | 44.8046 | 89.4888 | 332.5632
2026 | 10 | 9 | 19 | 44.529 | 90.7014 | 337.9102
2026 | 10 | 9 | 20 | 41.5878 | 87.5482 | 325.2578
2026 | 10 | 9 | 21 | 37.504 | 85.0896 | 302.1854
2026 | 10 | 9 | 22 | 34.2239 | 80.466 | 279.5105
2026 | 10 | 9 | 23 | 31.7847 | 73.553 | 258.7257
2026 | 10 | 10 | 0 | 30.6688 | 74.052 | 243.6998
2026 | 10 | 10 | 1 | 29.6923 | 71.884 | 230.414
2026 | 10 | 10 | 2 | 29.0224 | 70.7197 | 224.6178
2026 | 10 | 10 | 3 | 28.902 | 70.4844 | 221.6388
2026 | 10 | 10 | 4 | 29.4831 | 71.8583 | 222.2125
2026 | 10 | 10 | 5 | 31.0457 | 74.228 | 226.5428
2026 | 10 | 10 | 6 | 33.665 | 80.7294 | 232.8802
2026 | 10 | 10 | 7 | 35.8103 | 85.5782 | 256.0627
2026 | 10 | 10 | 8 | 37.6589 | 89.0193 | 278.1107
2026 | 10 | 10 | 9 | 39.3341 | 93.7553 | 284.8117
2026 | 10 | 10 | 10 | 39.8439 | 96.8598 | 279.668
2026 | 10 | 10 | 11 | 40.1937 | 94.7057 | 271.3743
2026 | 10 | 10 | 12 | 39.465 | 92.6904 | 282.5938
2026 | 10 | 10 | 13 | 38.6688 | 90.9836 | 280.3826
2026 | 10 | 10 | 14 | 38.3577 | 91.4965 | 279.9244
2026 | 10 | 10 | 15 | 38.8793 | 87.3941 | 285.1543
2026 | 10 | 10 | 16 | 40.5726 | 84.0705 | 300.8175
2026 | 10 | 10 | 17 | 41.9664 | 82.8442 | 326.1788
2026 | 10 | 10 | 18 | 41.4978 | 80.6839 | 331.1196
2026 | 10 | 10 | 19 | 41.4688 | 83.3387 | 337.1109
2026 | 10 | 10 | 20 | 38.377 | 77.5189 | 321.3686
2026 | 10 | 10 | 21 | 34.5039 | 77.3383 | 300.3253
2026 | 10 | 10 | 22 | 31.7558 | 72.1964 | 281.51
2026 | 10 | 10 | 23 | 30.3035 | 70.2433 | 262.7185
2026 | 10 | 11 | 0 | 30.0982 | 71.5838 | 248.3282
2026 | 10 | 11 | 1 | 29.4777 | 73.1455 | 245.5425
2026 | 10 | 11 | 2 | 28.9689 | 72.2001 | 241.6305
2026 | 10 | 11 | 3 | 28.8532 | 72.0959 | 240.2578
2026 | 10 | 11 | 4 | 29.4173 | 73.0273 | 242.5508
2026 | 10 | 11 | 5 | 30.8338 | 74.6 | 248.4786
2026 | 10 | 11 | 6 | 32.9712 | 80.3345 | 256.0185
2026 | 10 | 11 | 7 | 34.7023 | 84.6732 | 274.4684
2026 | 10 | 11 | 8 | 36.9357 | 84.0788 | 286.5166
2026 | 10 | 11 | 9 | 39.5481 | 87.344 | 285.5774
2026 | 10 | 11 | 10 | 41.1572 | 91.3567 | 274.6345
2026 | 10 | 11 | 11 | 42.0873 | 89.9085 | 264.3937
2026 | 10 | 11 | 12 | 42.3723 | 85.4932 | 249.5757
2026 | 10 | 11 | 13 | 42.1881 | 85.0676 | 244.7968
2026 | 10 | 11 | 14 | 42.4815 | 83.3688 | 242.342
2026 | 10 | 11 | 15 | 43.739 | 82.9801 | 246.2297
2026 | 10 | 11 | 16 | 46.0439 | 80.3176 | 269.9267
2026 | 10 | 11 | 17 | 47.4072 | 81.9877 | 310.5326
2026 | 10 | 11 | 18 | 45.8947 | 81.6113 | 355.2078
2026 | 10 | 11 | 19 | 45.0427 | 84.1146 | 361.2559
2026 | 10 | 11 | 20 | 41.2661 | 79.3151 | 345.9442
2026 | 10 | 11 | 21 | 36.5908 | 80.5595 | 322.5136
2026 | 10 | 11 | 22 | 32.9536 | 75.8018 | 298.8814
2026 | 10 | 11 | 23 | 30.9241 | 72.5964 | 275.7829
2026 | 10 | 12 | 0 | 30.7338 | 72.9998 | 258.369
2026 | 10 | 12 | 1 | 28.4457 | 68.9595 | 260.7919
2026 | 10 | 12 | 2 | 27.7321 | 68.0398 | 255.6233
2026 | 10 | 12 | 3 | 27.6885 | 68.274 | 253.6499
2026 | 10 | 12 | 4 | 28.0756 | 68.3928 | 255.5422
2026 | 10 | 12 | 5 | 29.5372 | 69.1123 | 259.6033
2026 | 10 | 12 | 6 | 31.5569 | 76.3572 | 261.8951
2026 | 10 | 12 | 7 | 33.1686 | 78.1013 | 279.0714
2026 | 10 | 12 | 8 | 35.9316 | 80.0911 | 300.3581
2026 | 10 | 12 | 9 | 38.9921 | 85.3595 | 309.3237
2026 | 10 | 12 | 10 | 41.2986 | 89.7209 | 298.5863
2026 | 10 | 12 | 11 | 42.5805 | 87.8342 | 292.2944
2026 | 10 | 12 | 12 | 42.7594 | 89.4874 | 283.9801
2026 | 10 | 12 | 13 | 42.4286 | 88.9225 | 276.2721
2026 | 10 | 12 | 14 | 42.7979 | 88.02 | 272.0875
2026 | 10 | 12 | 15 | 43.8004 | 86.072 | 273.4062
2026 | 10 | 12 | 16 | 45.4129 | 86.8784 | 288.0698
2026 | 10 | 12 | 17 | 45.9718 | 85.3258 | 315.4231
2026 | 10 | 12 | 18 | 44.2861 | 80.2208 | 338.6576
2026 | 10 | 12 | 19 | 43.8295 | 84.5358 | 344.3782
2026 | 10 | 12 | 20 | 40.0567 | 79.828 | 329.4015
2026 | 10 | 12 | 21 | 35.5599 | 79.385 | 305.5249
2026 | 10 | 12 | 22 | 31.9321 | 76.3451 | 280.1692
2026 | 10 | 12 | 23 | 30.3018 | 73.4951 | 256.7381
2026 | 10 | 13 | 0 | 30.1287 | 72.7277 | 245.3468
2026 | 10 | 13 | 1 | 31.0508 | 76.7631 | 255.0042
2026 | 10 | 13 | 2 | 30.5735 | 75.2359 | 252.1796
2026 | 10 | 13 | 3 | 30.5026 | 75.2794 | 251.5079
2026 | 10 | 13 | 4 | 31.5703 | 76.3195 | 255.0781
2026 | 10 | 13 | 5 | 34.1541 | 79.3176 | 266.5841
2026 | 10 | 13 | 6 | 37.7275 | 94.7162 | 291.935
2026 | 10 | 13 | 7 | 40.4725 | 107.9657 | 321.9663
2026 | 10 | 13 | 8 | 41.3131 | 114.6114 | 322.5194
2026 | 10 | 13 | 9 | 41.3613 | 115.0706 | 303.4851
2026 | 10 | 13 | 10 | 41.4366 | 118.5053 | 282.1461
2026 | 10 | 13 | 11 | 41.4642 | 117.7835 | 268.2133
2026 | 10 | 13 | 12 | 40.1909 | 114.6927 | 252.4754
2026 | 10 | 13 | 13 | 39.7578 | 115.0403 | 246.7372
2026 | 10 | 13 | 14 | 39.556 | 110.5822 | 244.3362
2026 | 10 | 13 | 15 | 40.252 | 108.6306 | 247.5672
2026 | 10 | 13 | 16 | 42.1367 | 109.1234 | 269.9137
2026 | 10 | 13 | 17 | 44.2376 | 103.9342 | 307.9596
2026 | 10 | 13 | 18 | 43.0173 | 101.1504 | 349.1938
2026 | 10 | 13 | 19 | 42.7757 | 104.1915 | 357.3685
2026 | 10 | 13 | 20 | 40.0524 | 98.0859 | 346.4768
2026 | 10 | 13 | 21 | 36.196 | 95.7801 | 323.0363
2026 | 10 | 13 | 22 | 33.0085 | 90.41 | 297.3789
2026 | 10 | 13 | 23 | 31.2539 | 83.281 | 273.559
2026 | 10 | 14 | 0 | 31.6226 | 79.937 | 260.1097
2026 | 10 | 14 | 1 | 31.7033 | 78.3396 | 250.1864
2026 | 10 | 14 | 2 | 31.3044 | 76.0976 | 246.3774
2026 | 10 | 14 | 3 | 31.3059 | 75.6363 | 244.2842
2026 | 10 | 14 | 4 | 32.4442 | 76.8554 | 246.9242
2026 | 10 | 14 | 5 | 35.1037 | 79.9683 | 257.1869
2026 | 10 | 14 | 6 | 38.6342 | 94.271 | 277.3502
2026 | 10 | 14 | 7 | 41.1007 | 107.4545 | 308.4649
2026 | 10 | 14 | 8 | 41.3571 | 113.9666 | 321.4141
2026 | 10 | 14 | 9 | 40.9524 | 115.4519 | 322.3321
2026 | 10 | 14 | 10 | 40.6831 | 118.1136 | 315.2481
2026 | 10 | 14 | 11 | 40.8029 | 115.8663 | 308.9976
2026 | 10 | 14 | 12 | 41.7393 | 113.0174 | 307.6251
2026 | 10 | 14 | 13 | 41.4486 | 113.3801 | 306.9527
2026 | 10 | 14 | 14 | 41.7707 | 111.2558 | 306.66
2026 | 10 | 14 | 15 | 43.1411 | 109.021 | 310.0703
2026 | 10 | 14 | 16 | 45.7455 | 107.5439 | 326.1568
2026 | 10 | 14 | 17 | 47.7707 | 101.8787 | 348.8679
2026 | 10 | 14 | 18 | 48.1805 | 97.1527 | 355.0737
2026 | 10 | 14 | 19 | 48.0755 | 100.3241 | 353.8879
2026 | 10 | 14 | 20 | 45.1314 | 93.8966 | 339.5764
2026 | 10 | 14 | 21 | 40.7827 | 92.6277 | 314.4486
2026 | 10 | 14 | 22 | 36.8729 | 87.7576 | 287.2557
2026 | 10 | 14 | 23 | 34.1038 | 80.1093 | 261.7873
2026 | 10 | 15 | 0 | 34.0272 | 80.1371 | 248.8414
2026 | 10 | 15 | 1 | 33.2434 | 76.7334 | 249.7674
2026 | 10 | 15 | 2 | 32.9426 | 75.423 | 246.4678
2026 | 10 | 15 | 3 | 33.0513 | 74.9878 | 245.6608
2026 | 10 | 15 | 4 | 34.2427 | 75.8795 | 249.075
2026 | 10 | 15 | 5 | 36.8752 | 80.4018 | 260.4628
2026 | 10 | 15 | 6 | 40.7488 | 92.0531 | 278.1177
2026 | 10 | 15 | 7 | 43.1891 | 104.0992 | 313.0174
2026 | 10 | 15 | 8 | 43.6301 | 108.8277 | 332.7772
2026 | 10 | 15 | 9 | 43.5512 | 109.8355 | 340.9154
2026 | 10 | 15 | 10 | 43.2682 | 114.5282 | 338.1029
2026 | 10 | 15 | 11 | 43.2694 | 112.9177 | 334.0502
2026 | 10 | 15 | 12 | 44.3675 | 112.2563 | 341.8131
2026 | 10 | 15 | 13 | 44.1735 | 112.0377 | 344.0052
2026 | 10 | 15 | 14 | 44.6448 | 109.6182 | 346.243
2026 | 10 | 15 | 15 | 46.3039 | 106.6438 | 352.7977
2026 | 10 | 15 | 16 | 48.8038 | 103.6033 | 369.5026
2026 | 10 | 15 | 17 | 50.3004 | 97.7869 | 389.6942
2026 | 10 | 15 | 18 | 49.1303 | 96.7503 | 388.0345
2026 | 10 | 15 | 19 | 48.9993 | 98.6279 | 389.8045
2026 | 10 | 15 | 20 | 45.8021 | 92.6909 | 377.2048
2026 | 10 | 15 | 21 | 41.4268 | 90.891 | 354.2045
2026 | 10 | 15 | 22 | 37.6323 | 87.0819 | 328.5037
2026 | 10 | 15 | 23 | 35.023 | 79.8091 | 303.377
2026 | 10 | 16 | 0 | 34.1663 | 77.366 | 286.7457
2026 | 10 | 16 | 1 | 34.844 | 77.7957 | 277.7342
2026 | 10 | 16 | 2 | 34.4883 | 75.8514 | 274.2866
2026 | 10 | 16 | 3 | 34.5521 | 75.8971 | 273.3301
2026 | 10 | 16 | 4 | 35.6758 | 77.0622 | 276.5795
2026 | 10 | 16 | 5 | 38.2484 | 80.1494 | 287.1256
2026 | 10 | 16 | 6 | 41.466 | 95.4393 | 309.5746
2026 | 10 | 16 | 7 | 44.0204 | 108.2535 | 341.5954
2026 | 10 | 16 | 8 | 44.7756 | 112.9429 | 352.2701
2026 | 10 | 16 | 9 | 44.6714 | 114.8571 | 346.5014
2026 | 10 | 16 | 10 | 44.6252 | 118.209 | 332.9922
2026 | 10 | 16 | 11 | 44.6255 | 116.4191 | 321.2218
2026 | 10 | 16 | 12 | 44.6713 | 104.1127 | 280.5946
2026 | 10 | 16 | 13 | 44.175 | 103.8281 | 274.0034
2026 | 10 | 16 | 14 | 44.3613 | 99.115 | 271.3297
2026 | 10 | 16 | 15 | 45.3833 | 92.3277 | 273.4875
2026 | 10 | 16 | 16 | 47.4891 | 91.8436 | 292.7338
2026 | 10 | 16 | 17 | 49.0468 | 85.905 | 327.9356
2026 | 10 | 16 | 18 | 47.6343 | 88.549 | 370.4938
2026 | 10 | 16 | 19 | 47.9152 | 91.6694 | 376.721
2026 | 10 | 16 | 20 | 45.3141 | 86.4372 | 365.151
2026 | 10 | 16 | 21 | 41.4464 | 86.2191 | 343.9764
2026 | 10 | 16 | 22 | 38.138 | 81.0938 | 322.3646
2026 | 10 | 16 | 23 | 35.7561 | 72.3603 | 301.2674
2026 | 10 | 17 | 0 | 35.0972 | 73.2452 | 290.479
2026 | 10 | 17 | 1 | 33.7027 | 71.7053 | 273.7472
2026 | 10 | 17 | 2 | 33.0103 | 70.7444 | 267.8786
2026 | 10 | 17 | 3 | 32.8223 | 70.6598 | 264.782
2026 | 10 | 17 | 4 | 33.6047 | 70.4915 | 265.528
2026 | 10 | 17 | 5 | 35.3608 | 72.7003 | 270.7419
2026 | 10 | 17 | 6 | 37.9306 | 80.5339 | 281.1702
2026 | 10 | 17 | 7 | 39.5577 | 86.4662 | 301.4842
2026 | 10 | 17 | 8 | 41.1963 | 89.3223 | 319.9562
2026 | 10 | 17 | 9 | 43.3672 | 92.6312 | 333.6907
2026 | 10 | 17 | 10 | 44.5572 | 96.112 | 333.0888
2026 | 10 | 17 | 11 | 45.1863 | 94.0993 | 329.8318
2026 | 10 | 17 | 12 | 45.7974 | 90.3271 | 303.8583
2026 | 10 | 17 | 13 | 45.3531 | 87.9868 | 296.3164
2026 | 10 | 17 | 14 | 45.3632 | 89.6165 | 291.39
2026 | 10 | 17 | 15 | 46.2823 | 85.0995 | 297.5657
2026 | 10 | 17 | 16 | 48.1125 | 82.9602 | 317.1065
2026 | 10 | 17 | 17 | 49.014 | 81.8394 | 345.9476
2026 | 10 | 17 | 18 | 47.2483 | 81.5614 | 362.4363
2026 | 10 | 17 | 19 | 46.0128 | 84.6668 | 358.3517
2026 | 10 | 17 | 20 | 41.9584 | 79.0881 | 338.9625
2026 | 10 | 17 | 21 | 37.5556 | 79.6506 | 314.3612
2026 | 10 | 17 | 22 | 34.5102 | 74.9673 | 293.9929
2026 | 10 | 17 | 23 | 32.7273 | 71.1955 | 275.2355
2026 | 10 | 18 | 0 | 32.3979 | 71.4078 | 266.5284
2026 | 10 | 18 | 1 | 30.9622 | 70.135 | 257.0539
2026 | 10 | 18 | 2 | 30.4091 | 68.7334 | 252.4085
2026 | 10 | 18 | 3 | 30.2219 | 68.5262 | 250.011
2026 | 10 | 18 | 4 | 30.963 | 69.4089 | 251.6593
2026 | 10 | 18 | 5 | 32.5135 | 70.8297 | 257.8979
2026 | 10 | 18 | 6 | 35.1487 | 75.3815 | 266.9202
2026 | 10 | 18 | 7 | 36.4453 | 79.1602 | 283.0777
2026 | 10 | 18 | 8 | 38.0307 | 80.5721 | 292.2702
2026 | 10 | 18 | 9 | 40.4124 | 83.2536 | 296.0899
2026 | 10 | 18 | 10 | 42.0073 | 86.4207 | 290.4515
2026 | 10 | 18 | 11 | 42.9256 | 86.8232 | 284.6868
2026 | 10 | 18 | 12 | 43.1791 | 80.3231 | 315.6243
2026 | 10 | 18 | 13 | 42.9966 | 80.4011 | 315.7575
2026 | 10 | 18 | 14 | 43.2346 | 82.0174 | 314.6314
2026 | 10 | 18 | 15 | 44.5359 | 82.562 | 319.7726
2026 | 10 | 18 | 16 | 46.9167 | 79.3312 | 338.2225
2026 | 10 | 18 | 17 | 48.4577 | 80.5106 | 363.9496
2026 | 10 | 18 | 18 | 47.2938 | 82.2902 | 369.4562
2026 | 10 | 18 | 19 | 46.2417 | 83.616 | 362.324
2026 | 10 | 18 | 20 | 42.4704 | 77.16 | 342.2812
2026 | 10 | 18 | 21 | 37.828 | 78.6562 | 315.6736
2026 | 10 | 18 | 22 | 34.2152 | 74.9653 | 290.6021
2026 | 10 | 18 | 23 | 32.1113 | 70.2651 | 267.175
2026 | 10 | 19 | 0 | 32.0586 | 72.6303 | 253.819
2026 | 10 | 19 | 1 | 31.8552 | 73.1638 | 244.3431
2026 | 10 | 19 | 2 | 31.6953 | 71.5312 | 240.5002
2026 | 10 | 19 | 3 | 31.9937 | 72.034 | 238.6704
2026 | 10 | 19 | 4 | 33.3427 | 74.2677 | 241.2394
2026 | 10 | 19 | 5 | 36.2297 | 77.2896 | 251.6505
2026 | 10 | 19 | 6 | 40.5913 | 90.8525 | 270.9239
2026 | 10 | 19 | 7 | 43.2173 | 103.8829 | 304.1811
2026 | 10 | 19 | 8 | 43.8562 | 114.892 | 322.2941
2026 | 10 | 19 | 9 | 43.5821 | 117.0983 | 328.0199
2026 | 10 | 19 | 10 | 43.1792 | 119.951 | 323.8324
2026 | 10 | 19 | 11 | 43.0648 | 113.928 | 320.0024
2026 | 10 | 19 | 12 | 42.755 | 112.5469 | 307.454
2026 | 10 | 19 | 13 | 42.3881 | 113.8443 | 306.9699
2026 | 10 | 19 | 14 | 42.5223 | 112.6641 | 307.0589
2026 | 10 | 19 | 15 | 43.8194 | 109.4902 | 311.3224
2026 | 10 | 19 | 16 | 46.4151 | 109.0288 | 327.5497
2026 | 10 | 19 | 17 | 48.447 | 103.0073 | 351.8982
2026 | 10 | 19 | 18 | 47.502 | 108.3247 | 351.4062
2026 | 10 | 19 | 19 | 47.5933 | 111.126 | 351.3313
2026 | 10 | 19 | 20 | 44.7419 | 104.6838 | 337.0882
2026 | 10 | 19 | 21 | 40.5435 | 101.3403 | 312.6561
2026 | 10 | 19 | 22 | 36.644 | 96.0864 | 286.7267
2026 | 10 | 19 | 23 | 34.083 | 87.7198 | 262.6684
2026 | 10 | 20 | 0 | 33.6467 | 81.6348 | 249.6865
2026 | 10 | 20 | 1 | 32.0305 | 76.3619 | 238.3203
2026 | 10 | 20 | 2 | 31.589 | 74.7788 | 234.7993
2026 | 10 | 20 | 3 | 31.5876 | 74.5773 | 233.409
2026 | 10 | 20 | 4 | 32.6544 | 75.9612 | 236.2888
2026 | 10 | 20 | 5 | 35.336 | 79.2992 | 247.2115
2026 | 10 | 20 | 6 | 38.9472 | 92.3618 | 266.1202
2026 | 10 | 20 | 7 | 41.4722 | 106.3019 | 299.5546
2026 | 10 | 20 | 8 | 42.1049 | 111.9994 | 315.4197
2026 | 10 | 20 | 9 | 42.0091 | 113.2495 | 316.6758
2026 | 10 | 20 | 10 | 41.8785 | 118.2492 | 309.2156
2026 | 10 | 20 | 11 | 41.9244 | 114.0719 | 302.3297
2026 | 10 | 20 | 12 | 40.7362 | 106.0373 | 305.8176
2026 | 10 | 20 | 13 | 40.6484 | 105.6204 | 305.9586
2026 | 10 | 20 | 14 | 40.7955 | 105.6628 | 307.2931
2026 | 10 | 20 | 15 | 41.9329 | 102.6146 | 313.6326
2026 | 10 | 20 | 16 | 44.1129 | 99.3102 | 332.8129
2026 | 10 | 20 | 17 | 46.0013 | 94.8606 | 356.4502
2026 | 10 | 20 | 18 | 45.793 | 101.3994 | 350.833
2026 | 10 | 20 | 19 | 45.5681 | 103.349 | 351.9115
2026 | 10 | 20 | 20 | 42.6863 | 96.3797 | 338.8167
2026 | 10 | 20 | 21 | 38.6257 | 94.4074 | 315.463
2026 | 10 | 20 | 22 | 35.0858 | 90.0356 | 290.0343
2026 | 10 | 20 | 23 | 32.84 | 82.5068 | 266.1794
2026 | 10 | 21 | 0 | 31.5829 | 79.1062 | 253.4191
2026 | 10 | 21 | 1 | 30.4804 | 74.9912 | 248.3678
2026 | 10 | 21 | 2 | 29.9267 | 73.339 | 245.5585
2026 | 10 | 21 | 3 | 29.7702 | 73.0093 | 244.5108
2026 | 10 | 21 | 4 | 30.8745 | 74.0454 | 247.9683
2026 | 10 | 21 | 5 | 33.4447 | 78.4306 | 259.2963
2026 | 10 | 21 | 6 | 37.1159 | 93.8814 | 279.2289
2026 | 10 | 21 | 7 | 39.8434 | 107.2219 | 312.0862
2026 | 10 | 21 | 8 | 40.7892 | 112.8153 | 327.3934
2026 | 10 | 21 | 9 | 41.4989 | 115.5397 | 327.5702
2026 | 10 | 21 | 10 | 42.2773 | 118.9511 | 318.1986
2026 | 10 | 21 | 11 | 43.0668 | 116.9379 | 309.5171
2026 | 10 | 21 | 12 | 43.1352 | 112.2271 | 306.9764
2026 | 10 | 21 | 13 | 43.1884 | 111.5416 | 305.8619
2026 | 10 | 21 | 14 | 43.6015 | 114.0578 | 306.9409
2026 | 10 | 21 | 15 | 45.1095 | 109.2042 | 312.572
2026 | 10 | 21 | 16 | 47.7653 | 105.1671 | 332.8699
2026 | 10 | 21 | 17 | 49.6152 | 99.8199 | 359.7476
2026 | 10 | 21 | 18 | 49.2016 | 97.2963 | 360.0749
2026 | 10 | 21 | 19 | 48.5038 | 98.0146 | 362.8332
2026 | 10 | 21 | 20 | 45.187 | 91.6399 | 350.9466
2026 | 10 | 21 | 21 | 40.7324 | 91.2828 | 328.7851
2026 | 10 | 21 | 22 | 36.7432 | 85.1374 | 303.008
2026 | 10 | 21 | 23 | 34.004 | 77.2646 | 278.7545
2026 | 10 | 22 | 0 | 32.7908 | 77.538 | 265.3616
2026 | 10 | 22 | 1 | 32.146 | 76.5796 | 262.7204
2026 | 10 | 22 | 2 | 31.7581 | 75.3724 | 259.4558
2026 | 10 | 22 | 3 | 31.7996 | 75.036 | 258.6779
2026 | 10 | 22 | 4 | 32.9053 | 75.1861 | 262.0863
2026 | 10 | 22 | 5 | 35.4213 | 79.878 | 273.4228
2026 | 10 | 22 | 6 | 39.4774 | 93.3487 | 290.4835
2026 | 10 | 22 | 7 | 42.0056 | 105.0832 | 324.5394
2026 | 10 | 22 | 8 | 42.3602 | 111.2719 | 343.1887
2026 | 10 | 22 | 9 | 42.064 | 112.9273 | 348.0884
2026 | 10 | 22 | 10 | 41.5201 | 115.1307 | 342.5825
2026 | 10 | 22 | 11 | 41.4698 | 114.4862 | 336.5558
2026 | 10 | 22 | 12 | 40.5688 | 113.8351 | 328.7147
2026 | 10 | 22 | 13 | 40.3333 | 114.7492 | 329.3939
2026 | 10 | 22 | 14 | 40.7351 | 112.9695 | 331.7803
2026 | 10 | 22 | 15 | 42.3775 | 106.1378 | 338.887
2026 | 10 | 22 | 16 | 45.149 | 106.5981 | 357.9323
2026 | 10 | 22 | 17 | 47.3404 | 99.2007 | 382.3952
2026 | 10 | 22 | 18 | 47.7124 | 96.7656 | 393.1732
2026 | 10 | 22 | 19 | 47.888 | 96.8254 | 391.7637
2026 | 10 | 22 | 20 | 45.2509 | 91.3144 | 377.9839
2026 | 10 | 22 | 21 | 41.2779 | 89.6478 | 355.677
2026 | 10 | 22 | 22 | 37.6433 | 84.4179 | 330.7508
2026 | 10 | 22 | 23 | 35.0638 | 77.2887 | 305.9396
2026 | 10 | 23 | 0 | 34.4005 | 77.4921 | 284.6033
2026 | 10 | 23 | 1 | 33.6171 | 77.9605 | 280.1143
2026 | 10 | 23 | 2 | 33.1525 | 75.9389 | 276.04
2026 | 10 | 23 | 3 | 33.0884 | 76.0422 | 274.6821
2026 | 10 | 23 | 4 | 34.0615 | 77.1962 | 277.3836
2026 | 10 | 23 | 5 | 36.46 | 80.8437 | 287.7719
2026 | 10 | 23 | 6 | 39.989 | 94.6966 | 306.9236
2026 | 10 | 23 | 7 | 42.6593 | 106.8103 | 341.0394
2026 | 10 | 23 | 8 | 43.5805 | 112.8327 | 360.6535
2026 | 10 | 23 | 9 | 43.9051 | 114.4936 | 365.4504
2026 | 10 | 23 | 10 | 43.9264 | 117.375 | 358.1881
2026 | 10 | 23 | 11 | 44.0335 | 115.4179 | 348.543
2026 | 10 | 23 | 12 | 44.5058 | 112.8378 | 338.3903
2026 | 10 | 23 | 13 | 44.3745 | 113.2644 | 337.0308
2026 | 10 | 23 | 14 | 44.5445 | 111.4763 | 337.9428
2026 | 10 | 23 | 15 | 45.7169 | 104.3091 | 343.4675
2026 | 10 | 23 | 16 | 47.8074 | 103.8769 | 360.7448
2026 | 10 | 23 | 17 | 49.0668 | 96.9555 | 383.3524
2026 | 10 | 23 | 18 | 46.838 | 95.5004 | 398.3584
2026 | 10 | 23 | 19 | 46.3189 | 95.2472 | 395.6644
2026 | 10 | 23 | 20 | 43.4798 | 91.1467 | 380.2932
2026 | 10 | 23 | 21 | 39.5922 | 89.7936 | 358.4189
2026 | 10 | 23 | 22 | 36.2298 | 85.8439 | 336.7064
2026 | 10 | 23 | 23 | 33.8134 | 77.3523 | 315.1282
2026 | 10 | 24 | 0 | 32.6466 | 77.5247 | 298.9688
2026 | 10 | 24 | 1 | 30.9409 | 75.8283 | 285.534
2026 | 10 | 24 | 2 | 30.2026 | 74.9114 | 280.249
2026 | 10 | 24 | 3 | 29.9465 | 74.8308 | 277.8533
2026 | 10 | 24 | 4 | 30.5751 | 76.3678 | 279.3777
2026 | 10 | 24 | 5 | 32.1345 | 79.2428 | 285.9277
2026 | 10 | 24 | 6 | 34.9166 | 87.9578 | 297.0523
2026 | 10 | 24 | 7 | 36.8972 | 93.4577 | 316.4907
2026 | 10 | 24 | 8 | 38.7883 | 94.7708 | 325.6906
2026 | 10 | 24 | 9 | 40.9041 | 97.3582 | 323.4707
2026 | 10 | 24 | 10 | 41.7337 | 99.8853 | 311.6492
2026 | 10 | 24 | 11 | 42.1806 | 98.9186 | 301.6964
2026 | 10 | 24 | 12 | 42.3316 | 95.4496 | 284.4866
2026 | 10 | 24 | 13 | 41.9043 | 94.06 | 275.3674
2026 | 10 | 24 | 14 | 41.7599 | 94.6299 | 271.0767
2026 | 10 | 24 | 15 | 42.5581 | 88.765 | 276.5753
2026 | 10 | 24 | 16 | 44.5518 | 88.3591 | 300.3111
2026 | 10 | 24 | 17 | 45.851 | 87.0563 | 337.1558
2026 | 10 | 24 | 18 | 43.6065 | 87.7259 | 366.1642
2026 | 10 | 24 | 19 | 42.9701 | 89.6228 | 366.0611
2026 | 10 | 24 | 20 | 39.8021 | 83.6595 | 348.4372
2026 | 10 | 24 | 21 | 36.0136 | 84.6573 | 326.3465
2026 | 10 | 24 | 22 | 33.1654 | 80.1404 | 307.3907
2026 | 10 | 24 | 23 | 31.5813 | 76.3463 | 290.0485
2026 | 10 | 25 | 0 | 31.265 | 77.9299 | 277.0332
2026 | 10 | 25 | 1 | 30.4236 | 78.0977 | 261.1927
2026 | 10 | 25 | 2 | 29.9094 | 77.1029 | 255.2994
2026 | 10 | 25 | 3 | 29.7751 | 77.1286 | 251.8651
2026 | 10 | 25 | 4 | 30.3149 | 78.6449 | 251.9955
2026 | 10 | 25 | 5 | 31.6862 | 80.7706 | 256.5788
2026 | 10 | 25 | 6 | 33.9723 | 88.5945 | 260.4618
2026 | 10 | 25 | 7 | 35.7247 | 93.1685 | 276.6803
2026 | 10 | 25 | 8 | 37.6538 | 93.8695 | 288.2055
2026 | 10 | 25 | 9 | 39.954 | 95.0455 | 290.7179
2026 | 10 | 25 | 10 | 41.3274 | 98.091 | 284.1078
2026 | 10 | 25 | 11 | 42.1583 | 97.2202 | 279.2184
2026 | 10 | 25 | 12 | 41.3972 | 93.1899 | 260.77
2026 | 10 | 25 | 13 | 41.1946 | 92.9025 | 257.5486
2026 | 10 | 25 | 14 | 41.3742 | 95.2289 | 254.6558
2026 | 10 | 25 | 15 | 42.5944 | 91.8527 | 259.2281
2026 | 10 | 25 | 16 | 45.1174 | 90.217 | 280.2017
2026 | 10 | 25 | 17 | 47.1094 | 90.7358 | 317.212
2026 | 10 | 25 | 18 | 45.6376 | 91.5069 | 336.5894
2026 | 10 | 25 | 19 | 44.9064 | 91.8213 | 333.4054
2026 | 10 | 25 | 20 | 41.8058 | 87.0943 | 316.0285
2026 | 10 | 25 | 21 | 37.6092 | 86.0218 | 292.7208
2026 | 10 | 25 | 22 | 34.0659 | 81.8147 | 269.822
2026 | 10 | 25 | 23 | 32.0583 | 77.8894 | 248.1425
2026 | 10 | 26 | 0 | 31.87 | 81.4027 | 235.9875
2026 | 10 | 26 | 1 | 31.2164 | 78.886 | 242.2734
2026 | 10 | 26 | 2 | 31.0423 | 78.0837 | 239.9748
2026 | 10 | 26 | 3 | 31.2844 | 78.1935 | 240.0838
2026 | 10 | 26 | 4 | 32.5644 | 79.3008 | 244.2887
2026 | 10 | 26 | 5 | 35.3112 | 83.2452 | 256.7712
2026 | 10 | 26 | 6 | 39.3999 | 96.223 | 279.8922
2026 | 10 | 26 | 7 | 42.3041 | 109.342 | 314.2311
2026 | 10 | 26 | 8 | 43.3068 | 116.9855 | 329.4258
2026 | 10 | 26 | 9 | 43.5888 | 116.8678 | 326.1968
2026 | 10 | 26 | 10 | 43.779 | 117.2313 | 314.1574
2026 | 10 | 26 | 11 | 44.0721 | 116.3882 | 304.5784
2026 | 10 | 26 | 12 | 44.1993 | 114.4053 | 275.8556
2026 | 10 | 26 | 13 | 44.1872 | 114.0273 | 270.3057
2026 | 10 | 26 | 14 | 44.6342 | 109.5864 | 270.41
2026 | 10 | 26 | 15 | 46.2023 | 103.6369 | 276.8052
2026 | 10 | 26 | 16 | 48.9481 | 106.0148 | 302.0222
2026 | 10 | 26 | 17 | 50.9316 | 100.9356 | 338.909
2026 | 10 | 26 | 18 | 50.0575 | 98.37 | 364.7057
2026 | 10 | 26 | 19 | 49.0292 | 98.8652 | 369.5317
2026 | 10 | 26 | 20 | 45.5566 | 92.7843 | 358.4672
2026 | 10 | 26 | 21 | 41.0324 | 89.9583 | 337.0902
2026 | 10 | 26 | 22 | 37.0629 | 84.5411 | 312.0739
2026 | 10 | 26 | 23 | 34.3174 | 79.4883 | 288.8078
2026 | 10 | 27 | 0 | 33.5442 | 80.879 | 275.4092
2026 | 10 | 27 | 1 | 32.6879 | 80.7026 | 270.5271
2026 | 10 | 27 | 2 | 32.36 | 79.1144 | 268.0669
2026 | 10 | 27 | 3 | 32.4136 | 78.6639 | 268.0246
2026 | 10 | 27 | 4 | 33.6598 | 78.9784 | 271.9966
2026 | 10 | 27 | 5 | 36.3114 | 81.3302 | 283.4851
2026 | 10 | 27 | 6 | 40.4201 | 94.7896 | 304.6802
2026 | 10 | 27 | 7 | 43.254 | 108.5764 | 337.0305
2026 | 10 | 27 | 8 | 44.1825 | 114.4465 | 345.9992
2026 | 10 | 27 | 9 | 44.2442 | 113.779 | 331.8548
2026 | 10 | 27 | 10 | 44.222 | 116.3986 | 312.0248
2026 | 10 | 27 | 11 | 44.3972 | 116.388 | 297.8371
2026 | 10 | 27 | 12 | 44.4656 | 111.9468 | 303.8716
2026 | 10 | 27 | 13 | 44.3942 | 112.3412 | 299.4399
2026 | 10 | 27 | 14 | 44.8329 | 105.3272 | 299.3293
2026 | 10 | 27 | 15 | 46.3276 | 102.2226 | 305.4052
2026 | 10 | 27 | 16 | 49.0669 | 106.6549 | 328.0359
2026 | 10 | 27 | 17 | 51.2605 | 101.5678 | 359.3987
2026 | 10 | 27 | 18 | 50.6416 | 106.8385 | 375.6461
2026 | 10 | 27 | 19 | 49.8247 | 108.0962 | 375.5417
2026 | 10 | 27 | 20 | 46.5346 | 101.8718 | 362.8435
2026 | 10 | 27 | 21 | 42.0894 | 100.0426 | 340.8268
2026 | 10 | 27 | 22 | 38.1516 | 94.1991 | 315.8961
2026 | 10 | 27 | 23 | 35.452 | 86.288 | 291.944
2026 | 10 | 28 | 0 | 35.0089 | 82.7243 | 279.1659
2026 | 10 | 28 | 1 | 33.9734 | 80.5943 | 261.1113
2026 | 10 | 28 | 2 | 33.5555 | 78.7437 | 256.5834
2026 | 10 | 28 | 3 | 33.5145 | 77.6165 | 253.8013
2026 | 10 | 28 | 4 | 34.6501 | 78.1076 | 255.6826
2026 | 10 | 28 | 5 | 37.2204 | 81.9123 | 265.8886
2026 | 10 | 28 | 6 | 41.0342 | 94.2407 | 286.8119
2026 | 10 | 28 | 7 | 43.7959 | 108.4439 | 318.796
2026 | 10 | 28 | 8 | 44.6388 | 114.3952 | 336.475
2026 | 10 | 28 | 9 | 44.9276 | 117.0506 | 335.2365
2026 | 10 | 28 | 10 | 45.1635 | 119.6317 | 322.867
2026 | 10 | 28 | 11 | 45.5094 | 117.7267 | 308.4893
2026 | 10 | 28 | 12 | 44.6184 | 115.0334 | 285.7774
2026 | 10 | 28 | 13 | 44.5137 | 114.401 | 283.2458
2026 | 10 | 28 | 14 | 44.8439 | 113.8081 | 284.4674
2026 | 10 | 28 | 15 | 46.3168 | 110.0589 | 289.5637
2026 | 10 | 28 | 16 | 49.0094 | 109.5722 | 311.0503
2026 | 10 | 28 | 17 | 50.9712 | 103.703 | 338.9284
2026 | 10 | 28 | 18 | 50.6496 | 100.4084 | 340.1799
2026 | 10 | 28 | 19 | 49.9085 | 99.0642 | 338.1404
2026 | 10 | 28 | 20 | 46.7552 | 93.0015 | 324.4881
2026 | 10 | 28 | 21 | 42.4242 | 91.6936 | 302.2164
2026 | 10 | 28 | 22 | 38.4515 | 87.5512 | 276.7523
2026 | 10 | 28 | 23 | 35.6677 | 80.7217 | 253.4527
2026 | 10 | 29 | 0 | 35.1894 | 82.1284 | 240.441
2026 | 10 | 29 | 1 | 34.5745 | 80.8615 | 235.3007
2026 | 10 | 29 | 2 | 34.1193 | 79.284 | 230.5414
2026 | 10 | 29 | 3 | 34.0986 | 79.0811 | 228.6415
2026 | 10 | 29 | 4 | 35.18 | 79.366 | 231.4751
2026 | 10 | 29 | 5 | 37.657 | 82.7133 | 242.429
2026 | 10 | 29 | 6 | 41.8842 | 95.1919 | 266.125
2026 | 10 | 29 | 7 | 44.4734 | 109.0825 | 297.4006
2026 | 10 | 29 | 8 | 44.9388 | 114.5025 | 307.501
2026 | 10 | 29 | 9 | 44.4868 | 114.7542 | 297.71
2026 | 10 | 29 | 10 | 43.8674 | 119.2686 | 282.1708
2026 | 10 | 29 | 11 | 43.6466 | 115.4445 | 272.1658
2026 | 10 | 29 | 12 | 43.0284 | 107.0553 | 251.1148
2026 | 10 | 29 | 13 | 42.7353 | 106.7613 | 248.9841
2026 | 10 | 29 | 14 | 43.0406 | 101.1475 | 251.2599
2026 | 10 | 29 | 15 | 44.4892 | 95.5586 | 258.4017
2026 | 10 | 29 | 16 | 47.1546 | 98.7905 | 281.8769
2026 | 10 | 29 | 17 | 49.4968 | 93.4643 | 316.2001
2026 | 10 | 29 | 18 | 52.376 | 95.7138 | 333.6491
2026 | 10 | 29 | 19 | 51.6646 | 97.6307 | 336.7846
2026 | 10 | 29 | 20 | 48.3911 | 90.5714 | 326.5376
2026 | 10 | 29 | 21 | 44.2438 | 90.466 | 306.0401
2026 | 10 | 29 | 22 | 40.4394 | 86.2985 | 281.7228
2026 | 10 | 29 | 23 | 37.6768 | 78.9918 | 258.2711
2026 | 10 | 30 | 0 | 36.1559 | 79.8913 | 246.0277
2026 | 10 | 30 | 1 | 34.7872 | 78.2528 | 232.3136
2026 | 10 | 30 | 2 | 34.1287 | 76.547 | 227.6971
2026 | 10 | 30 | 3 | 33.9445 | 76.9463 | 225.7885
2026 | 10 | 30 | 4 | 34.8416 | 77.6376 | 228.7425
2026 | 10 | 30 | 5 | 37.1491 | 81.5328 | 238.9907
2026 | 10 | 30 | 6 | 39.871 | 96.339 | 260.5157
2026 | 10 | 30 | 7 | 42.5381 | 108.7598 | 291.8991
2026 | 10 | 30 | 8 | 43.6889 | 114.6861 | 300.4787
2026 | 10 | 30 | 9 | 44.4098 | 115.5887 | 287.8143
2026 | 10 | 30 | 10 | 45.2161 | 118.9514 | 269.5116
2026 | 10 | 30 | 11 | 45.8692 | 116.461 | 258.1713
2026 | 10 | 30 | 12 | 45.9036 | 112.1596 | 248.2902
2026 | 10 | 30 | 13 | 45.9076 | 111.9048 | 244.5318
2026 | 10 | 30 | 14 | 46.2322 | 109.3176 | 245.313
2026 | 10 | 30 | 15 | 47.5685 | 102.7901 | 251.0216
2026 | 10 | 30 | 16 | 49.7097 | 103.7393 | 272.266
2026 | 10 | 30 | 17 | 51.0088 | 98.0854 | 306.2557
2026 | 10 | 30 | 18 | 49.8387 | 101.4353 | 323.9685
2026 | 10 | 30 | 19 | 48.7374 | 100.2688 | 326.6202
2026 | 10 | 30 | 20 | 45.2851 | 95.8694 | 315.212
2026 | 10 | 30 | 21 | 41.3656 | 94.0904 | 296.1403
2026 | 10 | 30 | 22 | 38.0529 | 90.2777 | 276.0709
2026 | 10 | 30 | 23 | 35.6346 | 81.3087 | 256.0738
2026 | 10 | 31 | 0 | 33.9625 | 79.3588 | 243.302
2026 | 10 | 31 | 1 | 31.2658 | 78.8519 | 231.437
2026 | 10 | 31 | 2 | 30.3293 | 77.7281 | 226.2571
2026 | 10 | 31 | 3 | 29.8765 | 77.2004 | 223.3596
2026 | 10 | 31 | 4 | 30.2962 | 76.8585 | 224.5986
2026 | 10 | 31 | 5 | 31.5964 | 78.4756 | 230.0949
2026 | 10 | 31 | 6 | 33.637 | 85.1691 | 236.7228
2026 | 10 | 31 | 7 | 35.5849 | 92.1655 | 258.9252
2026 | 10 | 31 | 8 | 37.6678 | 93.0426 | 278.481
2026 | 10 | 31 | 9 | 40.1274 | 95.308 | 279.4317
2026 | 10 | 31 | 10 | 41.6583 | 99.2123 | 267.6273
2026 | 10 | 31 | 11 | 42.603 | 97.263 | 258.6666
2026 | 10 | 31 | 12 | 40.2526 | 94.2214 | 242.6024
2026 | 10 | 31 | 13 | 39.775 | 92.9486 | 236.1073
2026 | 10 | 31 | 14 | 39.515 | 89.2661 | 233.2709
2026 | 10 | 31 | 15 | 40.2312 | 86.7095 | 242.1056
2026 | 10 | 31 | 16 | 42.2855 | 86.0471 | 268.1423
2026 | 10 | 31 | 17 | 43.9129 | 87.3328 | 307.0847
2026 | 10 | 31 | 18 | 43.3252 | 87.3568 | 323.3994
2026 | 10 | 31 | 19 | 42.0212 | 87.7727 | 319.4393
2026 | 10 | 31 | 20 | 38.6956 | 81.5554 | 303.4357
2026 | 10 | 31 | 21 | 34.8623 | 84.331 | 283.3303
2026 | 10 | 31 | 22 | 32.0001 | 80.5656 | 265.0216
2026 | 10 | 31 | 23 | 30.3633 | 76.1035 | 247.6036
2026 | 11 | 1 | 0 | 30.4984 | 73.5332 | 238.4291
2026 | 11 | 1 | 1 | 28.5327 | 71.6951 | 222.5663
2026 | 11 | 1 | 2 | 27.5899 | 69.4105 | 214.4185
2026 | 11 | 1 | 3 | 27.1774 | 69.3499 | 209.6424
2026 | 11 | 1 | 4 | 27.0094 | 69.3376 | 206.9304
2026 | 11 | 1 | 5 | 27.591 | 68.7128 | 204.8811
2026 | 11 | 1 | 6 | 28.8508 | 68.9967 | 201.3037
2026 | 11 | 1 | 7 | 30.9711 | 70.6614 | 217.2373
2026 | 11 | 1 | 8 | 34.2923 | 77.0645 | 249.5806
2026 | 11 | 1 | 9 | 37.4588 | 83.4847 | 261.2854
2026 | 11 | 1 | 10 | 39.2184 | 86.9538 | 256.5377
2026 | 11 | 1 | 11 | 40.722 | 86.6329 | 248.4305
2026 | 11 | 1 | 12 | 41.0301 | 84.053 | 244.4138
2026 | 11 | 1 | 13 | 41.3241 | 82.8999 | 244.2379
2026 | 11 | 1 | 14 | 41.369 | 87.8289 | 242.4849
2026 | 11 | 1 | 15 | 42.2805 | 88.2727 | 247.9989
2026 | 11 | 1 | 16 | 44.0382 | 83.0768 | 263.8855
2026 | 11 | 1 | 17 | 46.141 | 84.7265 | 300.6776
2026 | 11 | 1 | 18 | 46.9508 | 88.7344 | 333.4332
2026 | 11 | 1 | 19 | 45.2848 | 88.5439 | 320.8721
2026 | 11 | 1 | 20 | 41.7568 | 82.2929 | 305.0738
2026 | 11 | 1 | 21 | 38.3338 | 86.4123 | 288.5901
2026 | 11 | 1 | 22 | 35.2649 | 80.8863 | 269.6829
2026 | 11 | 1 | 23 | 33.2965 | 78.0545 | 248.4986
2026 | 11 | 2 | 0 | 31.8666 | 77.2782 | 230.5555
2026 | 11 | 2 | 1 | 30.9459 | 80.1314 | 222.6339
2026 | 11 | 2 | 2 | 30.3434 | 78.2405 | 216.6616
2026 | 11 | 2 | 3 | 30.3328 | 78.7403 | 213.6726
2026 | 11 | 2 | 4 | 30.8917 | 78.9209 | 213.4036
2026 | 11 | 2 | 5 | 32.8419 | 80.6704 | 218.3656
2026 | 11 | 2 | 6 | 35.7546 | 87.5507 | 230.0295
2026 | 11 | 2 | 7 | 38.9189 | 99.0171 | 261.413
2026 | 11 | 2 | 8 | 41.1882 | 111.3659 | 291.8048
2026 | 11 | 2 | 9 | 42.141 | 115.7861 | 300.6766
2026 | 11 | 2 | 10 | 42.3895 | 118.1346 | 295.3088
2026 | 11 | 2 | 11 | 43.13 | 116.8665 | 287.9399
2026 | 11 | 2 | 12 | 42.8178 | 111.529 | 290.1796
2026 | 11 | 2 | 13 | 43.126 | 109.6828 | 291.5162
2026 | 11 | 2 | 14 | 43.2828 | 108.5807 | 292.4348
2026 | 11 | 2 | 15 | 44.5387 | 106.6023 | 297.7702
2026 | 11 | 2 | 16 | 46.6722 | 105.7944 | 310.3343
2026 | 11 | 2 | 17 | 49.0214 | 102.6154 | 340.3764
2026 | 11 | 2 | 18 | 49.5146 | 102.9319 | 356.2641
2026 | 11 | 2 | 19 | 48.5663 | 102.7826 | 350.4349
2026 | 11 | 2 | 20 | 45.458 | 95.5682 | 337.9423
2026 | 11 | 2 | 21 | 41.9503 | 96.6207 | 320.9469
2026 | 11 | 2 | 22 | 38.462 | 92.3026 | 300.1341
2026 | 11 | 2 | 23 | 35.8348 | 86.0735 | 277.2201
2026 | 11 | 3 | 0 | 34.8664 | 85.7483 | 261.2511
2026 | 11 | 3 | 1 | 34.1839 | 84.8568 | 248.3946
2026 | 11 | 3 | 2 | 33.4721 | 81.7036 | 242.0787
2026 | 11 | 3 | 3 | 33.3329 | 81.2022 | 238.8905
2026 | 11 | 3 | 4 | 33.7569 | 81.2975 | 238.2768
2026 | 11 | 3 | 5 | 35.5426 | 82.5264 | 242.5255
2026 | 11 | 3 | 6 | 37.9472 | 88.6677 | 251.832
2026 | 11 | 3 | 7 | 40.9031 | 99.8403 | 282.0476
2026 | 11 | 3 | 8 | 42.7892 | 109.8044 | 309.1475
2026 | 11 | 3 | 9 | 43.109 | 113.0266 | 312.3283
2026 | 11 | 3 | 10 | 42.6622 | 115.6471 | 304.1052
2026 | 11 | 3 | 11 | 42.9733 | 117.717 | 294.7761
2026 | 11 | 3 | 12 | 44.1245 | 112.5836 | 311.6795
2026 | 11 | 3 | 13 | 44.4157 | 111.5833 | 313.6772
2026 | 11 | 3 | 14 | 44.657 | 112.2534 | 314.9355
2026 | 11 | 3 | 15 | 45.8026 | 108.7241 | 320.067
2026 | 11 | 3 | 16 | 47.8396 | 108.105 | 331.8263
2026 | 11 | 3 | 17 | 50.4024 | 104.9349 | 358.116
2026 | 11 | 3 | 18 | 51.9259 | 106.9971 | 367.8463
2026 | 11 | 3 | 19 | 50.9365 | 105.2656 | 361.0276
2026 | 11 | 3 | 20 | 47.816 | 97.9841 | 349.3327
2026 | 11 | 3 | 21 | 44.3216 | 97.787 | 332.9425
2026 | 11 | 3 | 22 | 40.8369 | 93.379 | 312.4761
2026 | 11 | 3 | 23 | 38.1024 | 87.2186 | 289.1616
2026 | 11 | 4 | 0 | 36.4412 | 86.7309 | 273.1446
2026 | 11 | 4 | 1 | 35.8272 | 86.7033 | 262.6003
2026 | 11 | 4 | 2 | 35.1418 | 83.2426 | 256.7563
2026 | 11 | 4 | 3 | 35.0299 | 82.3511 | 253.8298
2026 | 11 | 4 | 4 | 35.5132 | 81.9241 | 253.6399
2026 | 11 | 4 | 5 | 37.4205 | 82.3309 | 258.4399
2026 | 11 | 4 | 6 | 40.6012 | 89.2106 | 266.4053
2026 | 11 | 4 | 7 | 43.4439 | 100.9136 | 296.2203
2026 | 11 | 4 | 8 | 45.0727 | 109.6348 | 326.863
2026 | 11 | 4 | 9 | 45.091 | 113.716 | 336.3286
2026 | 11 | 4 | 10 | 44.0179 | 115.2853 | 331.7419
2026 | 11 | 4 | 11 | 43.8845 | 115.45 | 323.0847
2026 | 11 | 4 | 12 | 42.9062 | 110.2326 | 330.436
2026 | 11 | 4 | 13 | 42.8265 | 109.2324 | 333.4075
2026 | 11 | 4 | 14 | 42.8057 | 104.9623 | 335.391
2026 | 11 | 4 | 15 | 43.8179 | 103.1547 | 340.118
2026 | 11 | 4 | 16 | 46.1031 | 103.6201 | 351.5714
2026 | 11 | 4 | 17 | 49.022 | 100.1125 | 377.8184
2026 | 11 | 4 | 18 | 51.9661 | 106.0148 | 389.0848
2026 | 11 | 4 | 19 | 51.5684 | 105.4195 | 381.4018
2026 | 11 | 4 | 20 | 48.9887 | 98.3835 | 369.2705
2026 | 11 | 4 | 21 | 45.6747 | 99.8599 | 353.329
2026 | 11 | 4 | 22 | 42.0982 | 95.2208 | 332.0624
2026 | 11 | 4 | 23 | 39.3031 | 87.9891 | 307.7625
2026 | 11 | 5 | 0 | 38.3962 | 83.487 | 286.0446
2026 | 11 | 5 | 1 | 36.6072 | 80.897 | 272.618
2026 | 11 | 5 | 2 | 35.8239 | 78.2751 | 265.749
2026 | 11 | 5 | 3 | 35.6812 | 77.7756 | 262.4464
2026 | 11 | 5 | 4 | 36.1432 | 77.3562 | 261.8646
2026 | 11 | 5 | 5 | 37.9929 | 78.8846 | 265.9458
2026 | 11 | 5 | 6 | 40.9752 | 83.9276 | 273.2659
2026 | 11 | 5 | 7 | 43.7774 | 94.0888 | 302.6862
2026 | 11 | 5 | 8 | 45.7034 | 105.4641 | 332.3007
2026 | 11 | 5 | 9 | 46.159 | 110.7203 | 340.0238
2026 | 11 | 5 | 10 | 45.6796 | 115.1174 | 334.3935
2026 | 11 | 5 | 11 | 45.8462 | 113.3509 | 327.2086
2026 | 11 | 5 | 12 | 42.778 | 113.8312 | 326.9289
2026 | 11 | 5 | 13 | 42.6382 | 113.8053 | 328.2384
2026 | 11 | 5 | 14 | 42.4835 | 114.9291 | 330.0162
2026 | 11 | 5 | 15 | 43.4801 | 112.2449 | 335.1249
2026 | 11 | 5 | 16 | 45.4611 | 110.1285 | 344.734
2026 | 11 | 5 | 17 | 48.1803 | 105.1987 | 369.3102
2026 | 11 | 5 | 18 | 50.7789 | 108.1815 | 384.2296
2026 | 11 | 5 | 19 | 50.7371 | 105.579 | 374.7797
2026 | 11 | 5 | 20 | 48.292 | 98.1944 | 363.0143
2026 | 11 | 5 | 21 | 45.2567 | 97.7891 | 346.8832
2026 | 11 | 5 | 22 | 41.8346 | 94.4625 | 326.0012
2026 | 11 | 5 | 23 | 39.2563 | 88.4192 | 301.4076
2026 | 11 | 6 | 0 | 37.5473 | 85.2422 | 283.5198
2026 | 11 | 6 | 1 | 36.134 | 82.7301 | 268.187
2026 | 11 | 6 | 2 | 35.2041 | 79.826 | 260.3531
2026 | 11 | 6 | 3 | 34.9662 | 79.7105 | 256.4486
2026 | 11 | 6 | 4 | 35.2909 | 79.2865 | 255.4141
2026 | 11 | 6 | 5 | 37.0704 | 80.4924 | 258.8846
2026 | 11 | 6 | 6 | 39.4094 | 88.5379 | 271.4985
2026 | 11 | 6 | 7 | 42.2885 | 99.0549 | 300.6061
2026 | 11 | 6 | 8 | 44.6281 | 107.8858 | 329.6237
2026 | 11 | 6 | 9 | 45.5868 | 113.3556 | 336.4913
2026 | 11 | 6 | 10 | 45.613 | 115.9219 | 329.6329
2026 | 11 | 6 | 11 | 46.0454 | 115.3014 | 319.4592
2026 | 11 | 6 | 12 | 45.781 | 112.8492 | 305.3265
2026 | 11 | 6 | 13 | 45.8751 | 111.2698 | 304.53
2026 | 11 | 6 | 14 | 45.8313 | 110.267 | 305.153
2026 | 11 | 6 | 15 | 46.5907 | 105.6996 | 308.6535
2026 | 11 | 6 | 16 | 48.0433 | 104.6152 | 318.478
2026 | 11 | 6 | 17 | 49.9991 | 101.4337 | 345.7728
2026 | 11 | 6 | 18 | 51.1832 | 99.7696 | 373.3921
2026 | 11 | 6 | 19 | 50.0455 | 98.9847 | 366.3464
2026 | 11 | 6 | 20 | 46.933 | 93.0628 | 354.7829
2026 | 11 | 6 | 21 | 43.8615 | 95.2077 | 340.5272
2026 | 11 | 6 | 22 | 40.8496 | 91.1476 | 323.7066
2026 | 11 | 6 | 23 | 38.3523 | 82.8426 | 303.0597
2026 | 11 | 7 | 0 | 36.0027 | 78.8572 | 285.2896
2026 | 11 | 7 | 1 | 33.1339 | 80.2434 | 256.8358
2026 | 11 | 7 | 2 | 31.7879 | 77.822 | 246.9632
2026 | 11 | 7 | 3 | 31.131 | 77.116 | 240.9026
2026 | 11 | 7 | 4 | 30.9571 | 76.7142 | 237.4592
2026 | 11 | 7 | 5 | 31.6464 | 76.3083 | 235.7946
2026 | 11 | 7 | 6 | 33.052 | 79.3352 | 233.1065
2026 | 11 | 7 | 7 | 35.0401 | 83.2798 | 250.4529
2026 | 11 | 7 | 8 | 38.0429 | 89.1627 | 284.2117
2026 | 11 | 7 | 9 | 40.8258 | 95.6093 | 306.0162
2026 | 11 | 7 | 10 | 42.1186 | 99.3678 | 311.1507
2026 | 11 | 7 | 11 | 43.2683 | 100.4481 | 308.9875
2026 | 11 | 7 | 12 | 43.4464 | 97.1291 | 305.8363
2026 | 11 | 7 | 13 | 43.3736 | 94.3504 | 305.4471
2026 | 11 | 7 | 14 | 43.0274 | 97.4188 | 304.14
2026 | 11 | 7 | 15 | 43.4558 | 95.4677 | 308.3556
2026 | 11 | 7 | 16 | 44.6706 | 91.4552 | 316.906
2026 | 11 | 7 | 17 | 46.4096 | 93.5139 | 342.115
2026 | 11 | 7 | 18 | 47.4738 | 93.1136 | 351.2744
2026 | 11 | 7 | 19 | 45.4972 | 91.5054 | 337.1057
2026 | 11 | 7 | 20 | 41.7872 | 84.1157 | 318.9396
2026 | 11 | 7 | 21 | 38.568 | 86.6278 | 302.6386
2026 | 11 | 7 | 22 | 36.0058 | 82.5182 | 288.0347
2026 | 11 | 7 | 23 | 34.2041 | 79.4082 | 270.3987
2026 | 11 | 8 | 0 | 32.6392 | 79.0359 | 255.8834
2026 | 11 | 8 | 1 | 30.8293 | 78.0242 | 235.2205
2026 | 11 | 8 | 2 | 29.699 | 75.8918 | 226.0885
2026 | 11 | 8 | 3 | 29.1528 | 75.334 | 220.24
2026 | 11 | 8 | 4 | 28.9029 | 74.5558 | 217.0629
2026 | 11 | 8 | 5 | 29.397 | 73.3868 | 215.4541
2026 | 11 | 8 | 6 | 30.6803 | 72.186 | 212.7843
2026 | 11 | 8 | 7 | 32.7245 | 75.2826 | 228.1156
2026 | 11 | 8 | 8 | 36.1104 | 77.5468 | 261.4269
2026 | 11 | 8 | 9 | 39.3756 | 83.1313 | 278.8832
2026 | 11 | 8 | 10 | 41.1337 | 87.0867 | 277.426
2026 | 11 | 8 | 11 | 42.6003 | 86.8692 | 271.118
2026 | 11 | 8 | 12 | 42.7792 | 76.3585 | 271.6276
2026 | 11 | 8 | 13 | 43.0437 | 75.4135 | 272.2891
2026 | 11 | 8 | 14 | 43.1032 | 75.4957 | 271.4114
2026 | 11 | 8 | 15 | 43.9846 | 73.977 | 275.6725
2026 | 11 | 8 | 16 | 45.7905 | 72.7874 | 288.941
2026 | 11 | 8 | 17 | 48.2762 | 76.5003 | 321.4548
2026 | 11 | 8 | 18 | 48.0856 | 89.7594 | 343.0548
2026 | 11 | 8 | 19 | 46.548 | 88.3113 | 329.5535
2026 | 11 | 8 | 20 | 43.3732 | 82.4419 | 313.6913
2026 | 11 | 8 | 21 | 39.961 | 86.6921 | 297.4075
2026 | 11 | 8 | 22 | 36.7535 | 83.9276 | 279.144
2026 | 11 | 8 | 23 | 34.6173 | 80.3726 | 258.2921
2026 | 11 | 9 | 0 | 33.9827 | 78.519 | 239.1529
2026 | 11 | 9 | 1 | 31.7276 | 76.1479 | 231.555
2026 | 11 | 9 | 2 | 30.8334 | 74.669 | 225.0172
2026 | 11 | 9 | 3 | 30.6096 | 75.1641 | 221.6385
2026 | 11 | 9 | 4 | 30.974 | 75.084 | 221.3066
2026 | 11 | 9 | 5 | 32.7609 | 76.6935 | 225.8041
2026 | 11 | 9 | 6 | 35.3721 | 84.3677 | 236.4477
2026 | 11 | 9 | 7 | 38.4794 | 95.223 | 268.496
2026 | 11 | 9 | 8 | 40.8165 | 106.8863 | 303.4781
2026 | 11 | 9 | 9 | 41.8782 | 110.9526 | 317.4363
2026 | 11 | 9 | 10 | 42.3284 | 113.1725 | 315.1995
2026 | 11 | 9 | 11 | 43.243 | 112.5794 | 309.9181
2026 | 11 | 9 | 12 | 43.1609 | 110.0426 | 313.907
2026 | 11 | 9 | 13 | 43.5681 | 108.5515 | 314.9986
2026 | 11 | 9 | 14 | 43.6819 | 107.6662 | 317.2388
2026 | 11 | 9 | 15 | 44.8651 | 105.3512 | 323.5476
2026 | 11 | 9 | 16 | 46.8729 | 104.8837 | 335.8024
2026 | 11 | 9 | 17 | 49.3821 | 101.8465 | 363.3238
2026 | 11 | 9 | 18 | 51.6577 | 104.1877 | 389.0988
2026 | 11 | 9 | 19 | 50.1803 | 102.1269 | 376.4095
2026 | 11 | 9 | 20 | 46.7797 | 95.0558 | 362.15
2026 | 11 | 9 | 21 | 43.2536 | 96.3801 | 345.369
2026 | 11 | 9 | 22 | 39.6618 | 93.2128 | 324.8738
2026 | 11 | 9 | 23 | 36.8472 | 85.805 | 300.5564
2026 | 11 | 10 | 0 | 34.1578 | 82.5596 | 272.3513
2026 | 11 | 10 | 1 | 33.8712 | 82.0573 | 259.4762
2026 | 11 | 10 | 2 | 32.8645 | 79.1977 | 252.7277
2026 | 11 | 10 | 3 | 32.4903 | 78.8543 | 249.1685
2026 | 11 | 10 | 4 | 32.7549 | 78.412 | 248.3167
2026 | 11 | 10 | 5 | 34.3729 | 78.6374 | 252.1602
2026 | 11 | 10 | 6 | 36.6273 | 85.1879 | 262.4338
2026 | 11 | 10 | 7 | 39.8116 | 96.3483 | 293.4073
2026 | 11 | 10 | 8 | 42.23 | 106.327 | 324.3176
2026 | 11 | 10 | 9 | 43.0818 | 110.8592 | 330.915
2026 | 11 | 10 | 10 | 43.3058 | 113.6705 | 323.6749
2026 | 11 | 10 | 11 | 44.0652 | 112.9418 | 314.4855
2026 | 11 | 10 | 12 | 43.3181 | 113.4779 | 322.7517
2026 | 11 | 10 | 13 | 43.5462 | 112.8401 | 323.2704
2026 | 11 | 10 | 14 | 43.8243 | 110.6152 | 325.0776
2026 | 11 | 10 | 15 | 44.8348 | 109.6681 | 330.9782
2026 | 11 | 10 | 16 | 46.9713 | 111.0494 | 344.763
2026 | 11 | 10 | 17 | 50.3168 | 108.67 | 373.2542
2026 | 11 | 10 | 18 | 52.2207 | 106.7442 | 391.4139
2026 | 11 | 10 | 19 | 51.8161 | 106.2908 | 382.3226
2026 | 11 | 10 | 20 | 49.4231 | 98.6537 | 370.5282
2026 | 11 | 10 | 21 | 46.2906 | 100.9292 | 354.5673
2026 | 11 | 10 | 22 | 42.8016 | 96.4768 | 334.1563
2026 | 11 | 10 | 23 | 39.9575 | 87.5634 | 309.9419
2026 | 11 | 11 | 0 | 38.253 | 84.1915 | 293.1831
2026 | 11 | 11 | 1 | 36.5899 | 82.2894 | 281.0885
2026 | 11 | 11 | 2 | 35.6849 | 79.2542 | 275.1596
2026 | 11 | 11 | 3 | 35.4082 | 78.3243 | 272.3694
2026 | 11 | 11 | 4 | 35.6821 | 77.9978 | 272.5174
2026 | 11 | 11 | 5 | 37.3747 | 79.343 | 277.3683
2026 | 11 | 11 | 6 | 39.8172 | 85.9566 | 288.3978
2026 | 11 | 11 | 7 | 42.7034 | 96.6915 | 317.656
2026 | 11 | 11 | 8 | 44.5124 | 105.1426 | 345.2267
2026 | 11 | 11 | 9 | 44.7894 | 110.0185 | 346.6213
2026 | 11 | 11 | 10 | 44.0313 | 112.6972 | 333.537
2026 | 11 | 11 | 11 | 44.1534 | 113.2325 | 319.8044
2026 | 11 | 11 | 12 | 44.1169 | 112.913 | 302.2736
2026 | 11 | 11 | 13 | 44.239 | 111.7329 | 299.4054
2026 | 11 | 11 | 14 | 44.3028 | 112.5738 | 299.9811
2026 | 11 | 11 | 15 | 45.4297 | 111.8572 | 304.0181
2026 | 11 | 11 | 16 | 47.6818 | 108.6404 | 321.1099
2026 | 11 | 11 | 17 | 50.6737 | 105.6174 | 359.1786
2026 | 11 | 11 | 18 | 52.0314 | 105.5677 | 396.8915
2026 | 11 | 11 | 19 | 51.7699 | 102.6158 | 393.5624
2026 | 11 | 11 | 20 | 49.4608 | 96.2151 | 384.1286
2026 | 11 | 11 | 21 | 46.3259 | 98.7663 | 369.9295
2026 | 11 | 11 | 22 | 42.7231 | 96.6956 | 349.1986
2026 | 11 | 11 | 23 | 39.8784 | 87.2423 | 324.8989
2026 | 11 | 12 | 0 | 38.5901 | 83.8169 | 304.3228
2026 | 11 | 12 | 1 | 37.1247 | 82.5607 | 301.0429
2026 | 11 | 12 | 2 | 36.2743 | 79.4898 | 294.7585
2026 | 11 | 12 | 3 | 36.0712 | 78.9295 | 292.4359
2026 | 11 | 12 | 4 | 36.4613 | 78.7211 | 292.7682
2026 | 11 | 12 | 5 | 38.2211 | 78.6215 | 297.6206
2026 | 11 | 12 | 6 | 41.079 | 87.5582 | 307.0275
2026 | 11 | 12 | 7 | 44.1274 | 98.959 | 336.6909
2026 | 11 | 12 | 8 | 46.4888 | 109.3315 | 365.4922
2026 | 11 | 12 | 9 | 47.2926 | 112.5723 | 367.9168
2026 | 11 | 12 | 10 | 47.1392 | 116.8003 | 355.5662
2026 | 11 | 12 | 11 | 47.475 | 116.1724 | 343.4206
2026 | 11 | 12 | 12 | 46.2339 | 115.3994 | 333.0797
2026 | 11 | 12 | 13 | 46.2635 | 115.5281 | 330.3624
2026 | 11 | 12 | 14 | 46.4238 | 113.7528 | 331.3359
2026 | 11 | 12 | 15 | 47.4558 | 111.6042 | 336.4002
2026 | 11 | 12 | 16 | 49.4374 | 112.9391 | 350.9884
2026 | 11 | 12 | 17 | 52.3835 | 110.2576 | 383.8997
2026 | 11 | 12 | 18 | 53.6309 | 113.9558 | 409.5812
2026 | 11 | 12 | 19 | 53.3399 | 114.3026 | 408.5533
2026 | 11 | 12 | 20 | 51.0233 | 105.0488 | 401.1713
2026 | 11 | 12 | 21 | 47.9178 | 106.4889 | 388.387
2026 | 11 | 12 | 22 | 44.3874 | 100.4783 | 368.6996
2026 | 11 | 12 | 23 | 41.5055 | 91.2804 | 344.4026
2026 | 11 | 13 | 0 | 39.4196 | 84.2165 | 322.7212
2026 | 11 | 13 | 1 | 38.1815 | 81.2572 | 314.0469
2026 | 11 | 13 | 2 | 37.1741 | 77.7816 | 307.1
2026 | 11 | 13 | 3 | 36.8825 | 77.0271 | 304.4254
2026 | 11 | 13 | 4 | 37.1567 | 77.5625 | 304.4814
2026 | 11 | 13 | 5 | 38.855 | 77.4386 | 308.6479
2026 | 11 | 13 | 6 | 41.4857 | 85.6225 | 318.8379
2026 | 11 | 13 | 7 | 44.3614 | 96.6465 | 348.1402
2026 | 11 | 13 | 8 | 46.7045 | 106.2641 | 376.5643
2026 | 11 | 13 | 9 | 47.4305 | 112.8052 | 376.5074
2026 | 11 | 13 | 10 | 46.9099 | 116.3868 | 360.2559
2026 | 11 | 13 | 11 | 46.9673 | 114.0193 | 343.7781
2026 | 11 | 13 | 12 | 47.6526 | 105.243 | 363.4019
2026 | 11 | 13 | 13 | 47.6854 | 105.4812 | 360.9107
2026 | 11 | 13 | 14 | 47.6613 | 105.4645 | 361.2826
2026 | 11 | 13 | 15 | 48.4239 | 100.1689 | 364.8297
2026 | 11 | 13 | 16 | 50.0144 | 98.5938 | 375.1955
2026 | 11 | 13 | 17 | 52.3939 | 94.2897 | 400.1623
2026 | 11 | 13 | 18 | 53.8386 | 104.674 | 419.2517
2026 | 11 | 13 | 19 | 52.6661 | 102.2451 | 410.5544
2026 | 11 | 13 | 20 | 49.6614 | 97.2339 | 398.994
2026 | 11 | 13 | 21 | 46.5672 | 98.2304 | 384.8391
2026 | 11 | 13 | 22 | 43.4256 | 96.5962 | 367.4712
2026 | 11 | 13 | 23 | 40.762 | 87.2314 | 345.3886
2026 | 11 | 14 | 0 | 38.5737 | 79.7311 | 326.3406
2026 | 11 | 14 | 1 | 35.8808 | 74.0634 | 313.0326
2026 | 11 | 14 | 2 | 34.5085 | 71.7133 | 303.6567
2026 | 11 | 14 | 3 | 33.8748 | 71.2153 | 298.5419
2026 | 11 | 14 | 4 | 33.8547 | 71.7079 | 296.7565
2026 | 11 | 14 | 5 | 34.7132 | 70.6512 | 297.4121
2026 | 11 | 14 | 6 | 36.5497 | 71.9014 | 301.4325
2026 | 11 | 14 | 7 | 38.5412 | 74.1779 | 317.8355
2026 | 11 | 14 | 8 | 41.6674 | 83.3171 | 346.7415
2026 | 11 | 14 | 9 | 44.6673 | 91.8902 | 368.3763
2026 | 11 | 14 | 10 | 46.0036 | 94.9544 | 372.8471
2026 | 11 | 14 | 11 | 47.0895 | 94.9068 | 368.9805
2026 | 11 | 14 | 12 | 46.9785 | 92.6705 | 345.0275
2026 | 11 | 14 | 13 | 46.8904 | 91.3795 | 339.7429
2026 | 11 | 14 | 14 | 46.6079 | 101.2747 | 337.5698
2026 | 11 | 14 | 15 | 47.0889 | 98.2557 | 341.1471
2026 | 11 | 14 | 16 | 48.3889 | 89.1096 | 354.6833
2026 | 11 | 14 | 17 | 50.4638 | 89.6603 | 386.7419
2026 | 11 | 14 | 18 | 51.2617 | 91.4625 | 422.2869
2026 | 11 | 14 | 19 | 49.317 | 89.7261 | 408.6913
2026 | 11 | 14 | 20 | 45.6758 | 82.3492 | 389.5367
2026 | 11 | 14 | 21 | 42.2857 | 88.2577 | 371.9327
2026 | 11 | 14 | 22 | 39.5229 | 84.9955 | 356.7518
2026 | 11 | 14 | 23 | 37.48 | 80.7813 | 338.6836
2026 | 11 | 15 | 0 | 36.2338 | 78.5334 | 321.6151
2026 | 11 | 15 | 1 | 34.7612 | 75.6589 | 318.4679
2026 | 11 | 15 | 2 | 33.625 | 73.6221 | 310.6184
2026 | 11 | 15 | 3 | 33.1219 | 73.5534 | 306.4926
2026 | 11 | 15 | 4 | 33.0957 | 73.533 | 305.8653
2026 | 11 | 15 | 5 | 33.8354 | 72.3873 | 307.7561
2026 | 11 | 15 | 6 | 35.331 | 72.7953 | 310.3107
2026 | 11 | 15 | 7 | 37.1386 | 74.0382 | 324.278
2026 | 11 | 15 | 8 | 40.2726 | 80.3967 | 347.3128
2026 | 11 | 15 | 9 | 43.4602 | 84.5299 | 362.9385
2026 | 11 | 15 | 10 | 45.3158 | 87.1177 | 363.1624
2026 | 11 | 15 | 11 | 46.7692 | 86.9584 | 356.4088
2026 | 11 | 15 | 12 | 46.5094 | 86.6815 | 337.9799
2026 | 11 | 15 | 13 | 46.6849 | 85.5439 | 334.5318
2026 | 11 | 15 | 14 | 46.7924 | 91.4013 | 333.8249
2026 | 11 | 15 | 15 | 47.7265 | 93.2738 | 336.9456
2026 | 11 | 15 | 16 | 49.5984 | 86.5325 | 355.7288
2026 | 11 | 15 | 17 | 52.4737 | 89.0899 | 396.7364
2026 | 11 | 15 | 18 | 53.347 | 94.3981 | 442.6835
2026 | 11 | 15 | 19 | 52.0531 | 92.8482 | 436.4059
2026 | 11 | 15 | 20 | 48.8959 | 88.3622 | 420.7137
2026 | 11 | 15 | 21 | 45.4026 | 90.3139 | 403.2512
2026 | 11 | 15 | 22 | 42.0551 | 88.3557 | 384.2854
2026 | 11 | 15 | 23 | 39.6861 | 82.1193 | 362.5047
2026 | 11 | 16 | 0 | 37.9324 | 79.8058 | 342.4202
2026 | 11 | 16 | 1 | 37.1152 | 79.5342 | 329.04
2026 | 11 | 16 | 2 | 36.3669 | 78.0495 | 323.5685
2026 | 11 | 16 | 3 | 36.3394 | 78.45 | 322.0274
2026 | 11 | 16 | 4 | 36.7822 | 78.8436 | 323.0228
2026 | 11 | 16 | 5 | 38.6787 | 80.5713 | 328.0934
2026 | 11 | 16 | 6 | 41.595 | 88.8851 | 337.6252
2026 | 11 | 16 | 7 | 44.6303 | 99.0104 | 367.6948
2026 | 11 | 16 | 8 | 47.0068 | 109.8799 | 398.8854
2026 | 11 | 16 | 9 | 47.6089 | 114.2308 | 401.0007
2026 | 11 | 16 | 10 | 46.946 | 116.1961 | 385.7354
2026 | 11 | 16 | 11 | 46.9788 | 116.9157 | 371.4565
2026 | 11 | 16 | 12 | 45.1011 | 113.1033 | 365.5067
2026 | 11 | 16 | 13 | 44.9979 | 111.818 | 359.7981
2026 | 11 | 16 | 14 | 44.9246 | 108.9693 | 358.3495
2026 | 11 | 16 | 15 | 45.9767 | 105.4082 | 361.2066
2026 | 11 | 16 | 16 | 48.4369 | 106.5265 | 374.9281
2026 | 11 | 16 | 17 | 51.853 | 104.7054 | 408.1126
2026 | 11 | 16 | 18 | 55.9476 | 105.8497 | 432.0949
2026 | 11 | 16 | 19 | 54.9583 | 103.3196 | 429.4505
2026 | 11 | 16 | 20 | 51.9036 | 98.0735 | 420.6622
2026 | 11 | 16 | 21 | 48.4389 | 99.9262 | 406.5761
2026 | 11 | 16 | 22 | 44.663 | 97.3569 | 386.1106
2026 | 11 | 16 | 23 | 41.7277 | 88.8172 | 361.428
2026 | 11 | 17 | 0 | 39.9815 | 85.9522 | 338.2811
2026 | 11 | 17 | 1 | 37.8546 | 83.3619 | 324.3816
2026 | 11 | 17 | 2 | 36.7381 | 81.0979 | 316.9064
2026 | 11 | 17 | 3 | 36.3203 | 80.5197 | 313.5496
2026 | 11 | 17 | 4 | 36.5615 | 80.1223 | 312.7994
2026 | 11 | 17 | 5 | 38.1853 | 81.1466 | 316.1767
2026 | 11 | 17 | 6 | 40.4732 | 88.1355 | 323.8801
2026 | 11 | 17 | 7 | 43.4066 | 99.2119 | 353.1453
2026 | 11 | 17 | 8 | 45.7962 | 108.2656 | 387.1903
2026 | 11 | 17 | 9 | 46.5745 | 112.4302 | 395.9475
2026 | 11 | 17 | 10 | 46.5384 | 115.6744 | 387.8823
2026 | 11 | 17 | 11 | 47.0423 | 118.2129 | 377.163
2026 | 11 | 17 | 12 | 46.6644 | 116.5543 | 365.2373
2026 | 11 | 17 | 13 | 46.8439 | 115.3891 | 362.2641
2026 | 11 | 17 | 14 | 46.9399 | 115.7594 | 362.2995
2026 | 11 | 17 | 15 | 47.8659 | 111.7265 | 365.9906
2026 | 11 | 17 | 16 | 49.8381 | 112.3705 | 378.7139
2026 | 11 | 17 | 17 | 52.9871 | 111.2367 | 406.4329
2026 | 11 | 17 | 18 | 54.4867 | 109.89 | 420.2373
2026 | 11 | 17 | 19 | 53.6278 | 106.2528 | 412.8745
2026 | 11 | 17 | 20 | 50.8769 | 99.6347 | 402.5993
2026 | 11 | 17 | 21 | 47.5876 | 100.1931 | 387.4748
2026 | 11 | 17 | 22 | 43.8893 | 96.963 | 366.5285
2026 | 11 | 17 | 23 | 40.9848 | 89.6872 | 341.2422
2026 | 11 | 18 | 0 | 38.9126 | 86.0688 | 322.9061
2026 | 11 | 18 | 1 | 36.1124 | 84.5776 | 304.7886
2026 | 11 | 18 | 2 | 34.8497 | 81.6058 | 296.4033
2026 | 11 | 18 | 3 | 34.3175 | 80.3008 | 291.7665
2026 | 11 | 18 | 4 | 34.4239 | 80.1575 | 290.3153
2026 | 11 | 18 | 5 | 36.0334 | 80.9422 | 292.8653
2026 | 11 | 18 | 6 | 38.3768 | 87.786 | 302.3134
2026 | 11 | 18 | 7 | 41.2562 | 99.3639 | 330.3854
2026 | 11 | 18 | 8 | 43.4356 | 108.339 | 363.3434
2026 | 11 | 18 | 9 | 44.258 | 114.4503 | 372.4109
2026 | 11 | 18 | 10 | 44.3042 | 117.0064 | 366.3122
2026 | 11 | 18 | 11 | 44.9488 | 118.52 | 357.8036
2026 | 11 | 18 | 12 | 45.7757 | 114.8818 | 357.3594
2026 | 11 | 18 | 13 | 46.1236 | 113.5093 | 356.363
2026 | 11 | 18 | 14 | 46.2522 | 112.7084 | 357.546
2026 | 11 | 18 | 15 | 47.1822 | 109.3586 | 360.8161
2026 | 11 | 18 | 16 | 48.9952 | 109.7321 | 371.3649
2026 | 11 | 18 | 17 | 51.851 | 107.6124 | 396.9281
2026 | 11 | 18 | 18 | 52.7688 | 103.691 | 414.9963
2026 | 11 | 18 | 19 | 51.779 | 100.6503 | 403.1714
2026 | 11 | 18 | 20 | 49.1494 | 94.5965 | 391.8444
2026 | 11 | 18 | 21 | 45.9384 | 97.8263 | 376.8127
2026 | 11 | 18 | 22 | 42.2161 | 94.8303 | 355.223
2026 | 11 | 18 | 23 | 39.2245 | 86.2598 | 328.9544
2026 | 11 | 19 | 0 | 36.7335 | 84.5243 | 306.7504
2026 | 11 | 19 | 1 | 34.633 | 81.5773 | 288.5936
2026 | 11 | 19 | 2 | 33.4212 | 79.1092 | 279.916
2026 | 11 | 19 | 3 | 32.9662 | 78.3039 | 275.5014
2026 | 11 | 19 | 4 | 33.1637 | 78.056 | 274.1429
2026 | 11 | 19 | 5 | 34.808 | 79.0346 | 276.8772
2026 | 11 | 19 | 6 | 37.8646 | 86.4253 | 288.9592
2026 | 11 | 19 | 7 | 40.971 | 97.3127 | 318.2742
2026 | 11 | 19 | 8 | 43.5918 | 107.6894 | 352.678
2026 | 11 | 19 | 9 | 44.7596 | 113.6634 | 363.1753
2026 | 11 | 19 | 10 | 44.8836 | 118.5908 | 357.4408
2026 | 11 | 19 | 11 | 45.5028 | 118.1537 | 350.1165
2026 | 11 | 19 | 12 | 45.6262 | 116.4611 | 344.478
2026 | 11 | 19 | 13 | 45.9085 | 116.2749 | 342.9973
2026 | 11 | 19 | 14 | 46.1498 | 116.3445 | 344.7711
2026 | 11 | 19 | 15 | 47.2853 | 111.8223 | 349.8663
2026 | 11 | 19 | 16 | 49.216 | 112.1116 | 361.6101
2026 | 11 | 19 | 17 | 52.2309 | 108.987 | 388.4519
2026 | 11 | 19 | 18 | 54.3469 | 107.2167 | 408.2238
2026 | 11 | 19 | 19 | 53.1613 | 103.1087 | 399.2248
2026 | 11 | 19 | 20 | 50.2927 | 96.1908 | 389.7958
2026 | 11 | 19 | 21 | 47.0589 | 96.9685 | 376.3482
2026 | 11 | 19 | 22 | 43.4546 | 94.0572 | 356.1764
2026 | 11 | 19 | 23 | 40.4675 | 87.419 | 330.5178
2026 | 11 | 20 | 0 | 38.141 | 84.1399 | 310.0151
2026 | 11 | 20 | 1 | 35.6809 | 79.3735 | 287.9923
2026 | 11 | 20 | 2 | 34.4504 | 76.4911 | 278.964
2026 | 11 | 20 | 3 | 33.9358 | 76.3614 | 274.1324
2026 | 11 | 20 | 4 | 34.0912 | 76.8059 | 272.4529
2026 | 11 | 20 | 5 | 35.6223 | 77.3058 | 274.6927
2026 | 11 | 20 | 6 | 38.6368 | 83.7428 | 282.567
2026 | 11 | 20 | 7 | 41.7365 | 94.3057 | 312.792
2026 | 11 | 20 | 8 | 44.4566 | 104.7554 | 350.2117
2026 | 11 | 20 | 9 | 45.6909 | 112.5911 | 365.1689
2026 | 11 | 20 | 10 | 45.6265 | 117.1921 | 362.2844
2026 | 11 | 20 | 11 | 46.0281 | 114.1124 | 354.4284
2026 | 11 | 20 | 12 | 46.0908 | 113.7796 | 354.6739
2026 | 11 | 20 | 13 | 46.2519 | 113.2234 | 354.4149
2026 | 11 | 20 | 14 | 46.238 | 112.3853 | 356.2022
2026 | 11 | 20 | 15 | 47.1317 | 106.7069 | 360.7174
2026 | 11 | 20 | 16 | 48.8401 | 106.1876 | 369.6503
2026 | 11 | 20 | 17 | 51.3577 | 103.1442 | 392.8333
2026 | 11 | 20 | 18 | 52.6595 | 104.8765 | 406.3679
2026 | 11 | 20 | 19 | 51.3244 | 100.4797 | 395.8103
2026 | 11 | 20 | 20 | 48.5286 | 95.0967 | 384.317
2026 | 11 | 20 | 21 | 45.512 | 96.0936 | 371.4016
2026 | 11 | 20 | 22 | 42.3957 | 93.3684 | 355.0229
2026 | 11 | 20 | 23 | 39.6775 | 85.6683 | 332.8984
2026 | 11 | 21 | 0 | 37.4706 | 79.1505 | 312.0891
2026 | 11 | 21 | 1 | 34.8224 | 77.1472 | 290.051
2026 | 11 | 21 | 2 | 33.2856 | 75.2942 | 279.9297
2026 | 11 | 21 | 3 | 32.5195 | 74.9302 | 273.9374
2026 | 11 | 21 | 4 | 32.1834 | 75.52 | 271.3694
2026 | 11 | 21 | 5 | 32.7054 | 75.2436 | 270.7299
2026 | 11 | 21 | 6 | 34.1833 | 79.3128 | 270.1225
2026 | 11 | 21 | 7 | 36.7022 | 82.8322 | 288.3127
2026 | 11 | 21 | 8 | 40.6796 | 88.4148 | 325.5675
2026 | 11 | 21 | 9 | 44.0065 | 96.2011 | 352.4398
2026 | 11 | 21 | 10 | 45.3276 | 100.5954 | 358.8262
2026 | 11 | 21 | 11 | 46.3958 | 100.6197 | 356.4897
2026 | 11 | 21 | 12 | 46.3343 | 97.9679 | 354.8244
2026 | 11 | 21 | 13 | 46.3435 | 95.976 | 352.3607
2026 | 11 | 21 | 14 | 46.096 | 98.8239 | 351.4842
2026 | 11 | 21 | 15 | 46.4846 | 94.4607 | 357.3044
2026 | 11 | 21 | 16 | 47.8319 | 92.2231 | 370.2708
2026 | 11 | 21 | 17 | 50.2184 | 94.6104 | 396.9621
2026 | 11 | 21 | 18 | 51.3559 | 95.154 | 407.8128
2026 | 11 | 21 | 19 | 49.3774 | 92.6723 | 391.5865
2026 | 11 | 21 | 20 | 46.0024 | 86.2499 | 372.971
2026 | 11 | 21 | 21 | 42.835 | 90.3202 | 356.3958
2026 | 11 | 21 | 22 | 40.0355 | 87.728 | 341.6111
2026 | 11 | 21 | 23 | 37.9085 | 82.9702 | 322.9109
2026 | 11 | 22 | 0 | 36.1824 | 79.2801 | 309.0389
2026 | 11 | 22 | 1 | 33.6701 | 77.1154 | 289.4728
2026 | 11 | 22 | 2 | 32.2995 | 75.4579 | 279.5027
2026 | 11 | 22 | 3 | 31.5834 | 75.0138 | 273.6954
2026 | 11 | 22 | 4 | 31.1998 | 74.1913 | 271.3104
2026 | 11 | 22 | 5 | 31.5415 | 73.2726 | 270.0093
2026 | 11 | 22 | 6 | 32.705 | 74.4712 | 265.5585
2026 | 11 | 22 | 7 | 34.8153 | 76.7402 | 279.8965
2026 | 11 | 22 | 8 | 38.6292 | 80.0902 | 315.3628
2026 | 11 | 22 | 9 | 42.0609 | 85.579 | 343.8955
2026 | 11 | 22 | 10 | 43.8221 | 89.5605 | 352.5553
2026 | 11 | 22 | 11 | 45.2023 | 89.7426 | 350.769
2026 | 11 | 22 | 12 | 44.9457 | 87.4611 | 350.9692
2026 | 11 | 22 | 13 | 45.1744 | 86.5851 | 351.6008
2026 | 11 | 22 | 14 | 45.1882 | 88.5988 | 352.6439
2026 | 11 | 22 | 15 | 46.0051 | 87.0803 | 359.3429
2026 | 11 | 22 | 16 | 47.9163 | 85.8582 | 373.4091
2026 | 11 | 22 | 17 | 50.9138 | 90.5786 | 402.4395
2026 | 11 | 22 | 18 | 52.773 | 93.732 | 410.4403
2026 | 11 | 22 | 19 | 50.9199 | 90.2463 | 396.3951
2026 | 11 | 22 | 20 | 47.7142 | 85.0881 | 379.2648
2026 | 11 | 22 | 21 | 44.2099 | 89.5209 | 361.6807
2026 | 11 | 22 | 22 | 40.7829 | 87.384 | 342.1977
2026 | 11 | 22 | 23 | 38.2799 | 81.6744 | 318.6626
2026 | 11 | 23 | 0 | 36.6679 | 78.6119 | 298.2705
2026 | 11 | 23 | 1 | 34.351 | 78.0018 | 284.2816
2026 | 11 | 23 | 2 | 33.2944 | 76.8547 | 276.6947
2026 | 11 | 23 | 3 | 32.9441 | 77.271 | 273.0946
2026 | 11 | 23 | 4 | 33.2306 | 77.21 | 272.7505
2026 | 11 | 23 | 5 | 34.9079 | 78.4332 | 276.7143
2026 | 11 | 23 | 6 | 38.1873 | 86.7547 | 286.025
2026 | 11 | 23 | 7 | 41.352 | 97.3706 | 316.2731
2026 | 11 | 23 | 8 | 43.9384 | 109.1804 | 352.1482
2026 | 11 | 23 | 9 | 44.8857 | 113.5732 | 364.4886
2026 | 11 | 23 | 10 | 44.8852 | 117.1906 | 358.5656
2026 | 11 | 23 | 11 | 45.4032 | 116.5457 | 350.4297
2026 | 11 | 23 | 12 | 44.8008 | 111.9216 | 332.6152
2026 | 11 | 23 | 13 | 44.9857 | 110.3676 | 329.7032
2026 | 11 | 23 | 14 | 45.0625 | 107.6539 | 330.0888
2026 | 11 | 23 | 15 | 46.0173 | 104.7814 | 334.7094
2026 | 11 | 23 | 16 | 48.1212 | 106.0741 | 349.5645
2026 | 11 | 23 | 17 | 51.4972 | 105.043 | 382.7964
2026 | 11 | 23 | 18 | 54.9345 | 106.1094 | 395.6631
2026 | 11 | 23 | 19 | 53.3497 | 103.758 | 392.2802
2026 | 11 | 23 | 20 | 50.2901 | 97.6807 | 383.636
2026 | 11 | 23 | 21 | 46.7774 | 99.942 | 369.652
2026 | 11 | 23 | 22 | 43.0069 | 97.5477 | 349.4742
2026 | 11 | 23 | 23 | 39.9255 | 88.7414 | 325.2656
2026 | 11 | 24 | 0 | 37.4929 | 85.304 | 307.3652
2026 | 11 | 24 | 1 | 35.5846 | 81.6439 | 291.8397
2026 | 11 | 24 | 2 | 34.3567 | 79.7802 | 284.0164
2026 | 11 | 24 | 3 | 33.817 | 79.4282 | 280.2433
2026 | 11 | 24 | 4 | 34.0043 | 78.9466 | 279.587
2026 | 11 | 24 | 5 | 35.5447 | 79.9325 | 283.0288
2026 | 11 | 24 | 6 | 38.233 | 86.0474 | 290.6594
2026 | 11 | 24 | 7 | 41.4032 | 96.7079 | 319.8845
2026 | 11 | 24 | 8 | 44.1502 | 106.4225 | 352.9528
2026 | 11 | 24 | 9 | 45.2818 | 111.5906 | 360.4832
2026 | 11 | 24 | 10 | 45.5355 | 115.5945 | 351.8329
2026 | 11 | 24 | 11 | 46.25 | 115.6866 | 341.7524
2026 | 11 | 24 | 12 | 46.3961 | 113.3209 | 350.7286
2026 | 11 | 24 | 13 | 46.6727 | 112.1697 | 349.295
2026 | 11 | 24 | 14 | 46.9262 | 110.945 | 350.4747
2026 | 11 | 24 | 15 | 47.9385 | 106.8038 | 356.305
2026 | 11 | 24 | 16 | 50.0518 | 109.0586 | 369.6404
2026 | 11 | 24 | 17 | 53.4742 | 107.9338 | 397.1441
2026 | 11 | 24 | 18 | 55.0395 | 107.8802 | 422.329
2026 | 11 | 24 | 19 | 53.6354 | 104.1771 | 409.4967
2026 | 11 | 24 | 20 | 50.8521 | 98.5579 | 397.1417
2026 | 11 | 24 | 21 | 47.3959 | 100.2719 | 382.1832
2026 | 11 | 24 | 22 | 43.6442 | 97.6927 | 362.0181
2026 | 11 | 24 | 23 | 40.5612 | 90.4823 | 336.3462
2026 | 11 | 25 | 0 | 39.0912 | 86.5061 | 307.1621
2026 | 11 | 25 | 1 | 36.2676 | 86.1036 | 289.3306
2026 | 11 | 25 | 2 | 35.089 | 83.3115 | 280.7273
2026 | 11 | 25 | 3 | 34.5758 | 82.2324 | 275.7497
2026 | 11 | 25 | 4 | 34.8083 | 81.8464 | 274.3049
2026 | 11 | 25 | 5 | 36.4432 | 82.1224 | 276.9332
2026 | 11 | 25 | 6 | 39.5234 | 88.5226 | 284.0632
2026 | 11 | 25 | 7 | 42.6205 | 99.8273 | 312.8615
2026 | 11 | 25 | 8 | 45.1401 | 107.7338 | 348.6289
2026 | 11 | 25 | 9 | 46.164 | 112.8318 | 362.482
2026 | 11 | 25 | 10 | 46.1534 | 115.0976 | 359.7409
2026 | 11 | 25 | 11 | 46.6875 | 115.5152 | 353.0237
2026 | 11 | 25 | 12 | 46.713 | 111.1864 | 348.2643
2026 | 11 | 25 | 13 | 46.9308 | 109.8858 | 347.3408
2026 | 11 | 25 | 14 | 47.0771 | 104.1964 | 349.0727
2026 | 11 | 25 | 15 | 48.131 | 100.2601 | 354.114
2026 | 11 | 25 | 16 | 50.2928 | 103.3843 | 367.0502
2026 | 11 | 25 | 17 | 53.4911 | 102.0782 | 394.4012
2026 | 11 | 25 | 18 | 55.3607 | 105.8308 | 412.5243
2026 | 11 | 25 | 19 | 54.1234 | 102.8731 | 400.6003
2026 | 11 | 25 | 20 | 51.471 | 97.0876 | 389.2597
2026 | 11 | 25 | 21 | 48.0991 | 99.6731 | 374.5961
2026 | 11 | 25 | 22 | 44.3003 | 96.7472 | 353.5148
2026 | 11 | 25 | 23 | 41.1413 | 89.1049 | 327.3725
2026 | 11 | 26 | 0 | 39.1579 | 82.9039 | 305.1052
2026 | 11 | 26 | 1 | 37.3269 | 82.8949 | 292.3068
2026 | 11 | 26 | 2 | 36.1215 | 80.2766 | 283.8015
2026 | 11 | 26 | 3 | 35.6202 | 79.5317 | 279.6574
2026 | 11 | 26 | 4 | 35.7835 | 79.3855 | 278.6988
2026 | 11 | 26 | 5 | 37.2847 | 79.382 | 281.9212
2026 | 11 | 26 | 6 | 39.9948 | 86.2381 | 291.3025
2026 | 11 | 26 | 7 | 43.0901 | 97.1484 | 321.233
2026 | 11 | 26 | 8 | 45.7665 | 107.3931 | 358.1684
2026 | 11 | 26 | 9 | 46.8995 | 112.0472 | 372.2204
2026 | 11 | 26 | 10 | 47.1278 | 117.5006 | 368.1982
2026 | 11 | 26 | 11 | 47.7374 | 115.8632 | 361.1008
2026 | 11 | 26 | 12 | 47.9162 | 106.2571 | 356.5329
2026 | 11 | 26 | 13 | 48.1211 | 105.9937 | 355.4795
2026 | 11 | 26 | 14 | 48.4001 | 102.5123 | 357.6435
2026 | 11 | 26 | 15 | 49.4624 | 97.445 | 364.1901
2026 | 11 | 26 | 16 | 51.3758 | 100.3859 | 377.709
2026 | 11 | 26 | 17 | 54.5532 | 97.9774 | 405.3686
2026 | 11 | 26 | 18 | 56.03 | 101.9359 | 427.3805
2026 | 11 | 26 | 19 | 55.0087 | 99.8566 | 417.0976
2026 | 11 | 26 | 20 | 52.4486 | 93.8189 | 407.0498
2026 | 11 | 26 | 21 | 49.2508 | 95.9106 | 393.538
2026 | 11 | 26 | 22 | 45.6092 | 95.8243 | 373.4259
2026 | 11 | 26 | 23 | 42.5218 | 88.0961 | 347.3185
2026 | 11 | 27 | 0 | 40.094 | 84.0723 | 324.8937
2026 | 11 | 27 | 1 | 38.2978 | 80.8098 | 299.5411
2026 | 11 | 27 | 2 | 37.0317 | 78.6682 | 289.7166
2026 | 11 | 27 | 3 | 36.5089 | 78.8007 | 284.2965
2026 | 11 | 27 | 4 | 36.5701 | 78.6341 | 282.3298
2026 | 11 | 27 | 5 | 38.0162 | 79.5536 | 284.0198
2026 | 11 | 27 | 6 | 40.3472 | 85.9041 | 291.2317
2026 | 11 | 27 | 7 | 43.3633 | 96.0059 | 319.9389
2026 | 11 | 27 | 8 | 46.0995 | 106.0423 | 356.3
2026 | 11 | 27 | 9 | 47.2108 | 113.1011 | 370.2414
2026 | 11 | 27 | 10 | 47.1475 | 118.9253 | 366.1011
2026 | 11 | 27 | 11 | 47.4986 | 115.1873 | 357.6586
2026 | 11 | 27 | 12 | 48.2619 | 114.0868 | 349.0384
2026 | 11 | 27 | 13 | 48.3551 | 113.0271 | 347.4397
2026 | 11 | 27 | 14 | 48.4034 | 112.3453 | 348.2155
2026 | 11 | 27 | 15 | 49.1556 | 108.0223 | 352.1829
2026 | 11 | 27 | 16 | 50.794 | 106.7718 | 361.8574
2026 | 11 | 27 | 17 | 53.5608 | 104.9854 | 387.2928
2026 | 11 | 27 | 18 | 55.2699 | 107.083 | 407.1805
2026 | 11 | 27 | 19 | 53.8669 | 103.2077 | 395.5559
2026 | 11 | 27 | 20 | 51.118 | 98.3979 | 383.6824
2026 | 11 | 27 | 21 | 48.1286 | 100.4255 | 370.6535
2026 | 11 | 27 | 22 | 44.952 | 98.709 | 354.3469
2026 | 11 | 27 | 23 | 42.0992 | 89.2872 | 331.909
2026 | 11 | 28 | 0 | 39.2854 | 83.2647 | 309.9025
2026 | 11 | 28 | 1 | 36.6705 | 81.9499 | 293.7764
2026 | 11 | 28 | 2 | 35.0807 | 79.7532 | 283.6629
2026 | 11 | 28 | 3 | 34.2644 | 78.9572 | 277.7363
2026 | 11 | 28 | 4 | 34.0086 | 79.3506 | 275.5896
2026 | 11 | 28 | 5 | 34.5885 | 78.5436 | 275.6224
2026 | 11 | 28 | 6 | 36.0487 | 80.5778 | 273.5466
2026 | 11 | 28 | 7 | 38.3056 | 84.2276 | 291.9908
2026 | 11 | 28 | 8 | 41.9463 | 91.1346 | 330.9041
2026 | 11 | 28 | 9 | 45.1713 | 98.4087 | 361.5264
2026 | 11 | 28 | 10 | 46.702 | 103.1992 | 369.792
2026 | 11 | 28 | 11 | 47.9042 | 102.4187 | 369.7093
2026 | 11 | 28 | 12 | 47.8168 | 99.3349 | 350.4041
2026 | 11 | 28 | 13 | 47.6825 | 97.2524 | 347.0363
2026 | 11 | 28 | 14 | 47.4188 | 101.3849 | 345.4245
2026 | 11 | 28 | 15 | 47.7533 | 97.4132 | 350.7577
2026 | 11 | 28 | 16 | 49.0728 | 93.7025 | 366.045
2026 | 11 | 28 | 17 | 51.7378 | 97.2876 | 398.0966
2026 | 11 | 28 | 18 | 53.3645 | 97.5219 | 430.2481
2026 | 11 | 28 | 19 | 51.2662 | 94.0923 | 413.7474
2026 | 11 | 28 | 20 | 47.8892 | 87.5455 | 395.2594
2026 | 11 | 28 | 21 | 44.6526 | 90.0718 | 379.5931
2026 | 11 | 28 | 22 | 41.8204 | 88.2154 | 365.8358
2026 | 11 | 28 | 23 | 39.6295 | 83.3232 | 347.3172
2026 | 11 | 29 | 0 | 38.1764 | 81.3458 | 326.0487
2026 | 11 | 29 | 1 | 35.8382 | 75.019 | 319.9599
2026 | 11 | 29 | 2 | 34.4263 | 73.2668 | 311.1557
2026 | 11 | 29 | 3 | 33.6795 | 73.4902 | 306.5176
2026 | 11 | 29 | 4 | 33.3755 | 74.9351 | 305.6213
2026 | 11 | 29 | 5 | 33.7792 | 73.7923 | 306.4483
2026 | 11 | 29 | 6 | 34.9309 | 77.0768 | 302.6724
2026 | 11 | 29 | 7 | 36.8553 | 77.5962 | 317.1437
2026 | 11 | 29 | 8 | 40.49 | 83.6241 | 346.0212
2026 | 11 | 29 | 9 | 43.9399 | 88.8093 | 363.4754
2026 | 11 | 29 | 10 | 45.9397 | 93.3633 | 362.5737
2026 | 11 | 29 | 11 | 47.4571 | 92.7378 | 354.4417
2026 | 11 | 29 | 12 | 47.7147 | 93.4651 | 363.5913
2026 | 11 | 29 | 13 | 47.9148 | 92.0516 | 362.2485
2026 | 11 | 29 | 14 | 48.0214 | 96.2453 | 362.3913
2026 | 11 | 29 | 15 | 48.8613 | 93.2364 | 367.9541
2026 | 11 | 29 | 16 | 50.7205 | 91.173 | 386.132
2026 | 11 | 29 | 17 | 53.8695 | 94.8677 | 422.8116
2026 | 11 | 29 | 18 | 54.9019 | 99.1797 | 446.1959
2026 | 11 | 29 | 19 | 52.984 | 95.7735 | 436.8936
2026 | 11 | 29 | 20 | 49.8097 | 91.4769 | 421.3087
2026 | 11 | 29 | 21 | 46.2047 | 92.3352 | 404.5526
2026 | 11 | 29 | 22 | 42.7009 | 89.3638 | 385.3944
2026 | 11 | 29 | 23 | 40.1139 | 85.4063 | 362.2493
2026 | 11 | 30 | 0 | 38.8913 | 83.0856 | 342.6775
2026 | 11 | 30 | 1 | 37.0009 | 84.7635 | 322.6829
2026 | 11 | 30 | 2 | 36.0186 | 83.9373 | 314.5699
2026 | 11 | 30 | 3 | 35.7449 | 84.1936 | 310.7495
2026 | 11 | 30 | 4 | 36.1011 | 84.2583 | 310.1049
2026 | 11 | 30 | 5 | 37.8266 | 85.6445 | 313.3234
2026 | 11 | 30 | 6 | 40.4361 | 92.5923 | 322.5564
2026 | 11 | 30 | 7 | 43.5849 | 103.3262 | 352.0167
2026 | 11 | 30 | 8 | 46.4542 | 115.2422 | 389.8113
2026 | 11 | 30 | 9 | 47.6522 | 120.8731 | 404.0131
2026 | 11 | 30 | 10 | 48.0002 | 124.8263 | 397.9408
2026 | 11 | 30 | 11 | 48.672 | 123.3822 | 388.9204
2026 | 11 | 30 | 12 | 48.7045 | 120.5002 | 386.5926
2026 | 11 | 30 | 13 | 48.8545 | 118.3476 | 383.9155
2026 | 11 | 30 | 14 | 49.1066 | 115.0931 | 383.4845
2026 | 11 | 30 | 15 | 50.1494 | 111.5481 | 387.8668
2026 | 11 | 30 | 16 | 52.3948 | 113.3802 | 400.329
2026 | 11 | 30 | 17 | 55.9437 | 114.7947 | 427.889
2026 | 11 | 30 | 18 | 58.4078 | 113.0362 | 447.6805
2026 | 11 | 30 | 19 | 56.9545 | 110.1811 | 434.3636
2026 | 11 | 30 | 20 | 53.9371 | 104.6331 | 421.2164
2026 | 11 | 30 | 21 | 50.4774 | 104.0114 | 405.0567
2026 | 11 | 30 | 22 | 46.6562 | 100.6775 | 383.9071
2026 | 11 | 30 | 23 | 43.4948 | 95.4908 | 357.5836
2026 | 12 | 1 | 0 | 40.8949 | 91.7757 | 334.4389
2026 | 12 | 1 | 1 | 38.0756 | 89.8446 | 325.701
2026 | 12 | 1 | 2 | 36.9461 | 87.0526 | 318.6323
2026 | 12 | 1 | 3 | 36.626 | 85.5291 | 316.1249
2026 | 12 | 1 | 4 | 36.991 | 87.0865 | 316.2148
2026 | 12 | 1 | 5 | 38.8974 | 87.2907 | 320.9513
2026 | 12 | 1 | 6 | 41.8597 | 94.3501 | 327.5759
2026 | 12 | 1 | 7 | 45.1142 | 105.2553 | 359.3404
2026 | 12 | 1 | 8 | 47.8792 | 109.2 | 396.567
2026 | 12 | 1 | 9 | 48.9947 | 113.0419 | 408.4358
2026 | 12 | 1 | 10 | 49.1075 | 114.9252 | 403.0765
2026 | 12 | 1 | 11 | 49.4719 | 122.3046 | 394.0836
2026 | 12 | 1 | 12 | 49.104 | 118.1063 | 384.0282
2026 | 12 | 1 | 13 | 49.4766 | 116.8765 | 378.7512
2026 | 12 | 1 | 14 | 49.556 | 112.9415 | 380.4064
2026 | 12 | 1 | 15 | 50.5242 | 110.535 | 386.057
2026 | 12 | 1 | 16 | 52.6862 | 113.5551 | 400.5562
2026 | 12 | 1 | 17 | 56.1454 | 113.5944 | 432.861
2026 | 12 | 1 | 18 | 57.7377 | 111.6891 | 454.0236
2026 | 12 | 1 | 19 | 56.6171 | 105.189 | 452.6759
2026 | 12 | 1 | 20 | 53.7004 | 100.9219 | 445.6869
2026 | 12 | 1 | 21 | 50.13 | 101.3582 | 432.8444
2026 | 12 | 1 | 22 | 46.2488 | 98.5858 | 412.4634
2026 | 12 | 1 | 23 | 42.8493 | 94.2184 | 385.169
2026 | 12 | 2 | 0 | 40.5213 | 93.6177 | 363.7175
2026 | 12 | 2 | 1 | 39.2928 | 88.3578 | 344.6148
2026 | 12 | 2 | 2 | 38.1672 | 85.8537 | 336.57
2026 | 12 | 2 | 3 | 37.8513 | 84.219 | 332.7204
2026 | 12 | 2 | 4 | 38.1635 | 84.58 | 332.0943
2026 | 12 | 2 | 5 | 40.0737 | 85.1465 | 335.1105
2026 | 12 | 2 | 6 | 42.6711 | 92.8509 | 347.1091
2026 | 12 | 2 | 7 | 45.9333 | 103.2497 | 374.9193
2026 | 12 | 2 | 8 | 48.6959 | 106.6411 | 408.7506
2026 | 12 | 2 | 9 | 49.95 | 110.8566 | 418.3769
2026 | 12 | 2 | 10 | 50.2162 | 111.5786 | 411.587
2026 | 12 | 2 | 11 | 50.6667 | 118.2272 | 402.4441
2026 | 12 | 2 | 12 | 48.3858 | 113.3423 | 396.5827
2026 | 12 | 2 | 13 | 48.564 | 111.8052 | 391
2026 | 12 | 2 | 14 | 48.5954 | 106.489 | 391.2617
2026 | 12 | 2 | 15 | 49.5051 | 105.2804 | 394.0539
2026 | 12 | 2 | 16 | 51.8373 | 108.6183 | 403.0605
2026 | 12 | 2 | 17 | 55.6058 | 107.4994 | 430.7072
2026 | 12 | 2 | 18 | 57.9581 | 109.0362 | 453.5347
2026 | 12 | 2 | 19 | 57.7173 | 102.48 | 443.614
2026 | 12 | 2 | 20 | 55.4857 | 98.322 | 433.4913
2026 | 12 | 2 | 21 | 52.3132 | 100.2125 | 418.9116
2026 | 12 | 2 | 22 | 48.4738 | 97.5406 | 397.1171
2026 | 12 | 2 | 23 | 45.0358 | 92.4542 | 368.0009
2026 | 12 | 3 | 0 | 42.5055 | 91.0716 | 345.4382
2026 | 12 | 3 | 1 | 40.467 | 84.1353 | 317.5285
2026 | 12 | 3 | 2 | 39.3086 | 81.6044 | 307.2312
2026 | 12 | 3 | 3 | 39.0087 | 79.725 | 301.7448
2026 | 12 | 3 | 4 | 39.2645 | 80.1213 | 299.6228
2026 | 12 | 3 | 5 | 41.0628 | 80.5564 | 301.7302
2026 | 12 | 3 | 6 | 43.8418 | 86.9419 | 312.5248
2026 | 12 | 3 | 7 | 46.8352 | 97.3093 | 339.6801
2026 | 12 | 3 | 8 | 49.1752 | 102.349 | 372.7378
2026 | 12 | 3 | 9 | 49.8293 | 108.0702 | 384.501
2026 | 12 | 3 | 10 | 49.3663 | 109.7415 | 381.7577
2026 | 12 | 3 | 11 | 49.3273 | 114.5149 | 377.1436
2026 | 12 | 3 | 12 | 50.1012 | 113.6062 | 369.9754
2026 | 12 | 3 | 13 | 50.3445 | 113.1188 | 367.0691
2026 | 12 | 3 | 14 | 50.3838 | 108.8782 | 369.1978
2026 | 12 | 3 | 15 | 51.3707 | 105.1038 | 373.5106
2026 | 12 | 3 | 16 | 53.3308 | 108.9865 | 381.0702
2026 | 12 | 3 | 17 | 56.639 | 106.0836 | 404.8001
2026 | 12 | 3 | 18 | 60.2871 | 103.0745 | 417.726
2026 | 12 | 3 | 19 | 59.2648 | 96.6299 | 406.9172
2026 | 12 | 3 | 20 | 56.1801 | 91.559 | 396.7134
2026 | 12 | 3 | 21 | 52.8225 | 93.4307 | 381.555
2026 | 12 | 3 | 22 | 49.0602 | 90.827 | 360.1323
2026 | 12 | 3 | 23 | 45.6437 | 86.217 | 331.5344
2026 | 12 | 4 | 0 | 42.1844 | 84.1111 | 313.614
2026 | 12 | 4 | 1 | 40.288 | 79.0734 | 304.9616
2026 | 12 | 4 | 2 | 38.9168 | 75.9351 | 296.1922
2026 | 12 | 4 | 3 | 38.4148 | 75.0913 | 292.6538
2026 | 12 | 4 | 4 | 38.5333 | 76.4705 | 292.262
2026 | 12 | 4 | 5 | 40.1747 | 76.2137 | 296.008
2026 | 12 | 4 | 6 | 42.6193 | 85.2501 | 306.3652
2026 | 12 | 4 | 7 | 45.7313 | 95.8747 | 337.4015
2026 | 12 | 4 | 8 | 48.5526 | 101.5479 | 377.2332
2026 | 12 | 4 | 9 | 49.7637 | 107.6571 | 394.7892
2026 | 12 | 4 | 10 | 50.0003 | 110.9761 | 393.6767
2026 | 12 | 4 | 11 | 50.3132 | 113.935 | 386.5979
2026 | 12 | 4 | 12 | 50.2016 | 112.445 | 349.3235
2026 | 12 | 4 | 13 | 50.3742 | 111.9025 | 343.2105
2026 | 12 | 4 | 14 | 50.2517 | 111.2561 | 344.2772
2026 | 12 | 4 | 15 | 50.8529 | 106.4593 | 347.9881
2026 | 12 | 4 | 16 | 52.45 | 106.5633 | 359.9843
2026 | 12 | 4 | 17 | 55.3455 | 103.657 | 393.9819
2026 | 12 | 4 | 18 | 57.256 | 103.2105 | 424.9363
2026 | 12 | 4 | 19 | 56.0021 | 95.583 | 426.21
2026 | 12 | 4 | 20 | 53.1262 | 91.4125 | 421.0428
2026 | 12 | 4 | 21 | 49.9872 | 93.09 | 411.7256
2026 | 12 | 4 | 22 | 46.6823 | 91.0854 | 395.9695
2026 | 12 | 4 | 23 | 43.502 | 84.645 | 372.3905
2026 | 12 | 5 | 0 | 41.0591 | 80.392 | 350.1522
2026 | 12 | 5 | 1 | 38.3913 | 79.9741 | 330.4206
2026 | 12 | 5 | 2 | 36.9046 | 77.5938 | 320.3367
2026 | 12 | 5 | 3 | 36.2981 | 76.7522 | 315.4399
2026 | 12 | 5 | 4 | 36.4133 | 79.7724 | 314.4913
2026 | 12 | 5 | 5 | 37.5536 | 79.4713 | 315.8112
2026 | 12 | 5 | 6 | 39.7483 | 83.1528 | 319.4451
2026 | 12 | 5 | 7 | 41.9217 | 87.4998 | 334.9206
2026 | 12 | 5 | 8 | 45.071 | 87.3764 | 363.6489
2026 | 12 | 5 | 9 | 48.2393 | 94.4146 | 383.5615
2026 | 12 | 5 | 10 | 49.9819 | 98.4354 | 387.9679
2026 | 12 | 5 | 11 | 51.1295 | 102.9811 | 382.215
2026 | 12 | 5 | 12 | 50.5904 | 95.8296 | 384.0813
2026 | 12 | 5 | 13 | 50.5054 | 93.9217 | 378.8265
2026 | 12 | 5 | 14 | 50.1225 | 94.3926 | 378.351
2026 | 12 | 5 | 15 | 50.4917 | 90.2422 | 382.3284
2026 | 12 | 5 | 16 | 51.8915 | 90.8525 | 392.0633
2026 | 12 | 5 | 17 | 54.6855 | 92.9855 | 419.4872
2026 | 12 | 5 | 18 | 56.8166 | 96.7705 | 437.2883
2026 | 12 | 5 | 19 | 54.8475 | 92.5276 | 423.7441
2026 | 12 | 5 | 20 | 51.236 | 87.5687 | 405.1521
2026 | 12 | 5 | 21 | 47.6729 | 91.8253 | 387.6686
2026 | 12 | 5 | 22 | 44.7191 | 90.0346 | 371.6031
2026 | 12 | 5 | 23 | 42.1591 | 86.4254 | 350.3095
2026 | 12 | 6 | 0 | 40.5869 | 86.7655 | 332.6691
2026 | 12 | 6 | 1 | 38.5647 | 82.6546 | 320.893
2026 | 12 | 6 | 2 | 37.2031 | 80.4697 | 311.0131
2026 | 12 | 6 | 3 | 36.6251 | 79.9732 | 305.6677
2026 | 12 | 6 | 4 | 36.5968 | 81.882 | 304.0976
2026 | 12 | 6 | 5 | 37.4589 | 80.7284 | 304.3969
2026 | 12 | 6 | 6 | 39.2013 | 83.4865 | 303.4527
2026 | 12 | 6 | 7 | 40.9569 | 85.2436 | 316.9996
2026 | 12 | 6 | 8 | 43.9903 | 84.4603 | 350.1767
2026 | 12 | 6 | 9 | 47.0275 | 88.6567 | 382.5485
2026 | 12 | 6 | 10 | 48.9251 | 91.6895 | 394.6374
2026 | 12 | 6 | 11 | 50.1756 | 95.0851 | 395.8655
2026 | 12 | 6 | 12 | 50.6328 | 94.6667 | 388.0898
2026 | 12 | 6 | 13 | 50.9541 | 93.6254 | 383.9296
2026 | 12 | 6 | 14 | 50.9798 | 97.4623 | 384.1916
2026 | 12 | 6 | 15 | 51.794 | 95.62 | 390.8752
2026 | 12 | 6 | 16 | 53.5601 | 93.9301 | 404.9363
2026 | 12 | 6 | 17 | 56.8133 | 98.7662 | 435.603
2026 | 12 | 6 | 18 | 59.1581 | 102.182 | 443.8608
2026 | 12 | 6 | 19 | 57.5365 | 95.0015 | 435.9561
2026 | 12 | 6 | 20 | 54.1168 | 90.9191 | 420.9359
2026 | 12 | 6 | 21 | 50.3113 | 91.8552 | 403.5975
2026 | 12 | 6 | 22 | 46.723 | 90.5237 | 384.1273
2026 | 12 | 6 | 23 | 43.7201 | 87.4611 | 359.0882
2026 | 12 | 7 | 0 | 40.9228 | 87.008 | 336.8958
2026 | 12 | 7 | 1 | 39.221 | 84.4707 | 320.7413
2026 | 12 | 7 | 2 | 38.0934 | 82.2841 | 312.9791
2026 | 12 | 7 | 3 | 37.8142 | 82.1301 | 309.8657
2026 | 12 | 7 | 4 | 38.0902 | 84.7232 | 309.9416
2026 | 12 | 7 | 5 | 39.8903 | 85.0974 | 314.1647
2026 | 12 | 7 | 6 | 42.3171 | 94.2606 | 324.6814
2026 | 12 | 7 | 7 | 45.5157 | 105.4478 | 353.9665
2026 | 12 | 7 | 8 | 48.3537 | 113.838 | 389.2994
2026 | 12 | 7 | 9 | 49.6095 | 117.9892 | 400.4305
2026 | 12 | 7 | 10 | 50.113 | 121.6345 | 393.4354
2026 | 12 | 7 | 11 | 50.6662 | 124.7137 | 385.2179
2026 | 12 | 7 | 12 | 50.5693 | 121.0452 | 375.8819
2026 | 12 | 7 | 13 | 50.8969 | 119.3688 | 370.5239
2026 | 12 | 7 | 14 | 50.967 | 117.8894 | 370.3538
2026 | 12 | 7 | 15 | 51.9144 | 114.8373 | 373.7563
2026 | 12 | 7 | 16 | 54.0474 | 115.3273 | 384.4889
2026 | 12 | 7 | 17 | 57.3994 | 116.6107 | 416.137
2026 | 12 | 7 | 18 | 59.6331 | 112.8118 | 447.8981
2026 | 12 | 7 | 19 | 58.1895 | 107.4973 | 436.8503
2026 | 12 | 7 | 20 | 54.9348 | 102.8763 | 425.2858
2026 | 12 | 7 | 21 | 51.2959 | 103.1299 | 409.3596
2026 | 12 | 7 | 22 | 47.3694 | 100.506 | 387.7347
2026 | 12 | 7 | 23 | 43.9174 | 95.2579 | 359.3391
2026 | 12 | 8 | 0 | 41.4264 | 93.9279 | 335.3304
2026 | 12 | 8 | 1 | 38.9221 | 85.3635 | 309.1123
2026 | 12 | 8 | 2 | 37.6202 | 82.8834 | 299.0121
2026 | 12 | 8 | 3 | 37.1638 | 81.363 | 293.4431
2026 | 12 | 8 | 4 | 37.3815 | 82.0385 | 291.1281
2026 | 12 | 8 | 5 | 39.1315 | 82.2448 | 292.9045
2026 | 12 | 8 | 6 | 41.476 | 88.8937 | 301.7149
2026 | 12 | 8 | 7 | 44.628 | 99.5959 | 329.2069
2026 | 12 | 8 | 8 | 47.5199 | 105.2363 | 363.6264
2026 | 12 | 8 | 9 | 48.8648 | 110.1486 | 376.9725
2026 | 12 | 8 | 10 | 49.3835 | 112.1752 | 376.0553
2026 | 12 | 8 | 11 | 50.0094 | 117.7595 | 372.0578
2026 | 12 | 8 | 12 | 49.5104 | 115.9493 | 371.8874
2026 | 12 | 8 | 13 | 49.8344 | 114.6671 | 369.4104
2026 | 12 | 8 | 14 | 49.9043 | 111.0926 | 370.2779
2026 | 12 | 8 | 15 | 50.7942 | 108.2337 | 374.4955
2026 | 12 | 8 | 16 | 52.8926 | 111.1727 | 382.3531
2026 | 12 | 8 | 17 | 56.4277 | 110.8111 | 406.5366
2026 | 12 | 8 | 18 | 59.1726 | 107.7356 | 419.5442
2026 | 12 | 8 | 19 | 57.8718 | 101.6669 | 407.0781
2026 | 12 | 8 | 20 | 54.7828 | 97.0697 | 395.4276
2026 | 12 | 8 | 21 | 51.2943 | 97.7527 | 379.9248
2026 | 12 | 8 | 22 | 47.4581 | 94.7105 | 358.9485
2026 | 12 | 8 | 23 | 44.0711 | 90.3403 | 330.7554
2026 | 12 | 9 | 0 | 41.5211 | 87.7896 | 309.2238
2026 | 12 | 9 | 1 | 39.0196 | 85.001 | 286.9331
2026 | 12 | 9 | 2 | 37.7699 | 82.3904 | 277.4016
2026 | 12 | 9 | 3 | 37.3456 | 81.1561 | 272.1047
2026 | 12 | 9 | 4 | 37.5717 | 81.739 | 270.4536
2026 | 12 | 9 | 5 | 39.3851 | 82.1105 | 273.1503
2026 | 12 | 9 | 6 | 42.0572 | 91.025 | 280.0775
2026 | 12 | 9 | 7 | 45.1758 | 101.9233 | 308.5879
2026 | 12 | 9 | 8 | 47.8253 | 107.6353 | 345.8197
2026 | 12 | 9 | 9 | 48.9957 | 112.1233 | 364.2426
2026 | 12 | 9 | 10 | 49.1473 | 115.0082 | 367.7145
2026 | 12 | 9 | 11 | 49.5427 | 119.7131 | 365.9879
2026 | 12 | 9 | 12 | 49.1896 | 113.7142 | 368.7761
2026 | 12 | 9 | 13 | 49.4456 | 112.293 | 368.9724
2026 | 12 | 9 | 14 | 49.3876 | 109.5238 | 371.9235
2026 | 12 | 9 | 15 | 50.2379 | 108.0752 | 376.9355
2026 | 12 | 9 | 16 | 52.2877 | 109.6869 | 385.2598
2026 | 12 | 9 | 17 | 55.6955 | 108.7484 | 410.0657
2026 | 12 | 9 | 18 | 57.7082 | 109.9601 | 424.0439
2026 | 12 | 9 | 19 | 57.0215 | 103.3529 | 413.5107
2026 | 12 | 9 | 20 | 54.48 | 98.9574 | 403.3796
2026 | 12 | 9 | 21 | 51.2599 | 100.5177 | 389.75
2026 | 12 | 9 | 22 | 47.4465 | 97.9479 | 368.8629
2026 | 12 | 9 | 23 | 44.0779 | 92.7316 | 340.5027
2026 | 12 | 10 | 0 | 41.6093 | 90.9457 | 311.4426
2026 | 12 | 10 | 1 | 40.4185 | 86.1991 | 302.7285
2026 | 12 | 10 | 2 | 39.2811 | 83.8446 | 294.7532
2026 | 12 | 10 | 3 | 38.9913 | 82.6011 | 291.8634
2026 | 12 | 10 | 4 | 39.2057 | 83.175 | 292.1966
2026 | 12 | 10 | 5 | 40.9505 | 83.8523 | 296.5617
2026 | 12 | 10 | 6 | 43.7638 | 89.7595 | 311.3353
2026 | 12 | 10 | 7 | 46.741 | 99.936 | 341.8743
2026 | 12 | 10 | 8 | 49.0166 | 106.4507 | 379.9563
2026 | 12 | 10 | 9 | 49.4531 | 112.2337 | 394.8303
2026 | 12 | 10 | 10 | 48.6716 | 115.9815 | 390.2212
2026 | 12 | 10 | 11 | 48.4166 | 117.7978 | 382.7841
2026 | 12 | 10 | 12 | 47.1586 | 115.221 | 361.3045
2026 | 12 | 10 | 13 | 47.1008 | 114.5723 | 354.9132
2026 | 12 | 10 | 14 | 46.9801 | 110.3994 | 355.5555
2026 | 12 | 10 | 15 | 47.8878 | 106.9682 | 361.376
2026 | 12 | 10 | 16 | 50.1542 | 110.251 | 375.9623
2026 | 12 | 10 | 17 | 54.0284 | 108.3721 | 410.6982
2026 | 12 | 10 | 18 | 58.2556 | 108.6655 | 450.5473
2026 | 12 | 10 | 19 | 58.052 | 102.6488 | 443.6391
2026 | 12 | 10 | 20 | 55.8087 | 97.7302 | 435.8663
2026 | 12 | 10 | 21 | 52.7988 | 98.4987 | 423.215
2026 | 12 | 10 | 22 | 49.1495 | 95.7453 | 402.7133
2026 | 12 | 10 | 23 | 45.8711 | 91.7435 | 374.2326
2026 | 12 | 11 | 0 | 43.1538 | 89.7414 | 355.2183
2026 | 12 | 11 | 1 | 40.9422 | 84.2952 | 328.4238
2026 | 12 | 11 | 2 | 39.6725 | 81.1244 | 318.4941
2026 | 12 | 11 | 3 | 39.2491 | 80.3376 | 313.5773
2026 | 12 | 11 | 4 | 39.3661 | 81.5855 | 312.127
2026 | 12 | 11 | 5 | 40.9966 | 81.5694 | 314.1976
2026 | 12 | 11 | 6 | 43.556 | 88.8606 | 324.5483
2026 | 12 | 11 | 7 | 46.4804 | 99.1727 | 352.1151
2026 | 12 | 11 | 8 | 48.9568 | 106.0643 | 386.3796
2026 | 12 | 11 | 9 | 49.689 | 112.0651 | 398.4632
2026 | 12 | 11 | 10 | 49.1877 | 115.8768 | 392.885
2026 | 12 | 11 | 11 | 49.0143 | 117.623 | 383.9204
2026 | 12 | 11 | 12 | 49.5439 | 115.8818 | 366.1103
2026 | 12 | 11 | 13 | 49.5468 | 114.885 | 360.7713
2026 | 12 | 11 | 14 | 49.2104 | 113.5863 | 359.7949
2026 | 12 | 11 | 15 | 49.726 | 107.9533 | 362.365
2026 | 12 | 11 | 16 | 51.3066 | 108.1792 | 370.5136
2026 | 12 | 11 | 17 | 54.167 | 107.0337 | 400.063
2026 | 12 | 11 | 18 | 57.0103 | 105.8834 | 439.6339
2026 | 12 | 11 | 19 | 55.7513 | 99.8891 | 428.868
2026 | 12 | 11 | 20 | 52.9302 | 95.926 | 417.1476
2026 | 12 | 11 | 21 | 49.8463 | 96.7513 | 404.1707
2026 | 12 | 11 | 22 | 46.6044 | 94.14 | 387.731
2026 | 12 | 11 | 23 | 43.5137 | 87.7536 | 362.7552
2026 | 12 | 12 | 0 | 40.8727 | 83.7752 | 335.7372
2026 | 12 | 12 | 1 | 37.2756 | 79.9098 | 319.759
2026 | 12 | 12 | 2 | 35.6079 | 77.6439 | 309.1012
2026 | 12 | 12 | 3 | 34.7837 | 76.751 | 303.1879
2026 | 12 | 12 | 4 | 34.63 | 77.814 | 301.1808
2026 | 12 | 12 | 5 | 35.4222 | 77.0816 | 301.8497
2026 | 12 | 12 | 6 | 37.0755 | 80.4916 | 305.8375
2026 | 12 | 12 | 7 | 39.0501 | 84.4762 | 322.4111
2026 | 12 | 12 | 8 | 42.2904 | 86.6258 | 357.2548
2026 | 12 | 12 | 9 | 45.4236 | 92.5737 | 388.966
2026 | 12 | 12 | 10 | 47.1486 | 97.2802 | 398.4432
2026 | 12 | 12 | 11 | 48.246 | 100.4642 | 400.1146
2026 | 12 | 12 | 12 | 46.8319 | 95.2042 | 383.299
2026 | 12 | 12 | 13 | 46.6988 | 93.0766 | 375.7223
2026 | 12 | 12 | 14 | 46.0843 | 93.6595 | 372.5185
2026 | 12 | 12 | 15 | 46.2634 | 89.0487 | 377.3995
2026 | 12 | 12 | 16 | 47.5465 | 89.3357 | 391.1429
2026 | 12 | 12 | 17 | 50.2362 | 92.5932 | 423.0006
2026 | 12 | 12 | 18 | 53.2328 | 92.697 | 442.4903
2026 | 12 | 12 | 19 | 51.2492 | 88.758 | 433.0694
2026 | 12 | 12 | 20 | 47.8548 | 83.9657 | 417.2279
2026 | 12 | 12 | 21 | 44.4817 | 88.3152 | 401.6523
2026 | 12 | 12 | 22 | 41.688 | 86.2157 | 387.4482
2026 | 12 | 12 | 23 | 39.2537 | 82.7691 | 367.4793
2026 | 12 | 13 | 0 | 37.4925 | 83.0572 | 351.4417
2026 | 12 | 13 | 1 | 35.1009 | 79.8293 | 341.9723
2026 | 12 | 13 | 2 | 33.6014 | 77.625 | 332.2145
2026 | 12 | 13 | 3 | 32.829 | 76.9998 | 327.4783
2026 | 12 | 13 | 4 | 32.5033 | 78.7192 | 326.916
2026 | 12 | 13 | 5 | 32.9977 | 77.6949 | 328.6106
2026 | 12 | 13 | 6 | 34.0414 | 79.9875 | 329.47
2026 | 12 | 13 | 7 | 35.7512 | 82.6609 | 342.4029
2026 | 12 | 13 | 8 | 38.8407 | 82.9645 | 373.945
2026 | 12 | 13 | 9 | 41.8951 | 87.04 | 406.6286
2026 | 12 | 13 | 10 | 43.8865 | 91.489 | 420.9877
2026 | 12 | 13 | 11 | 45.2966 | 95.4661 | 420.9812
2026 | 12 | 13 | 12 | 45.1348 | 90.7332 | 430.2341
2026 | 12 | 13 | 13 | 45.3285 | 89.8976 | 430.8164
2026 | 12 | 13 | 14 | 45.1706 | 93.2787 | 431.8578
2026 | 12 | 13 | 15 | 45.8696 | 90.059 | 436.2623
2026 | 12 | 13 | 16 | 47.7949 | 89.5935 | 446.6808
2026 | 12 | 13 | 17 | 51.2055 | 94.1374 | 473.0746
2026 | 12 | 13 | 18 | 54.2563 | 96.2891 | 490.4907
2026 | 12 | 13 | 19 | 52.3129 | 91.7378 | 475.3852
2026 | 12 | 13 | 20 | 49.1098 | 88.2163 | 456.1028
2026 | 12 | 13 | 21 | 45.5029 | 91.0118 | 436.7861
2026 | 12 | 13 | 22 | 42.1029 | 89.0783 | 416.4425
2026 | 12 | 13 | 23 | 39.3344 | 85.4778 | 390.2817
2026 | 12 | 14 | 0 | 37.5186 | 86.9919 | 363.7291
2026 | 12 | 14 | 1 | 35.2872 | 82.2846 | 354.061
2026 | 12 | 14 | 2 | 34.227 | 80.6392 | 346.7572
2026 | 12 | 14 | 3 | 33.9719 | 80.6137 | 344.6451
2026 | 12 | 14 | 4 | 34.3502 | 81.8738 | 345.2929
2026 | 12 | 14 | 5 | 36.2539 | 82.657 | 349.8866
2026 | 12 | 14 | 6 | 39.7599 | 90.9435 | 363.1268
2026 | 12 | 14 | 7 | 43.0349 | 102.093 | 393.431
2026 | 12 | 14 | 8 | 45.872 | 111.7091 | 430.7487
2026 | 12 | 14 | 9 | 47.116 | 116.6117 | 442.0263
2026 | 12 | 14 | 10 | 47.3227 | 120.1064 | 432.1522
2026 | 12 | 14 | 11 | 47.723 | 121.3958 | 420.6132
2026 | 12 | 14 | 12 | 47.5839 | 117.8014 | 381.4708
2026 | 12 | 14 | 13 | 47.8712 | 115.8397 | 371.8648
2026 | 12 | 14 | 14 | 47.8521 | 113.9838 | 368.535
2026 | 12 | 14 | 15 | 48.8167 | 110.5074 | 370.7136
2026 | 12 | 14 | 16 | 51.0289 | 111.4752 | 386.3524
2026 | 12 | 14 | 17 | 54.4565 | 112.2171 | 428.5387
2026 | 12 | 14 | 18 | 57.1512 | 108.3732 | 491.9191
2026 | 12 | 14 | 19 | 55.6712 | 103.7397 | 484.5549
2026 | 12 | 14 | 20 | 52.6117 | 98.7177 | 474.4647
2026 | 12 | 14 | 21 | 49.0536 | 99.0762 | 459.7206
2026 | 12 | 14 | 22 | 45.2586 | 95.868 | 438.2098
2026 | 12 | 14 | 23 | 41.9231 | 91.3388 | 409.5286
2026 | 12 | 15 | 0 | 39.5073 | 89.3777 | 388.4818
2026 | 12 | 15 | 1 | 37.6587 | 85.4545 | 366.8427
2026 | 12 | 15 | 2 | 36.4307 | 82.958 | 357.3388
2026 | 12 | 15 | 3 | 35.9623 | 82.0968 | 352.8726
2026 | 12 | 15 | 4 | 36.1773 | 82.7458 | 351.0335
2026 | 12 | 15 | 5 | 37.8313 | 83.0902 | 352.9493
2026 | 12 | 15 | 6 | 40.8091 | 89.7906 | 362.3669
2026 | 12 | 15 | 7 | 43.7966 | 100.5215 | 390.0495
2026 | 12 | 15 | 8 | 46.0685 | 108.51 | 427.5654
2026 | 12 | 15 | 9 | 46.559 | 112.5573 | 442.69
2026 | 12 | 15 | 10 | 46.0695 | 117.1461 | 439.4834
2026 | 12 | 15 | 11 | 46.1048 | 120.5619 | 432.1607
2026 | 12 | 15 | 12 | 45.9575 | 116.419 | 421.4826
2026 | 12 | 15 | 13 | 46.0833 | 115.3031 | 417.779
2026 | 12 | 15 | 14 | 45.9776 | 114.5596 | 416.1099
2026 | 12 | 15 | 15 | 46.8491 | 111.3362 | 418.5732
2026 | 12 | 15 | 16 | 49.14 | 112.1421 | 426.3635
2026 | 12 | 15 | 17 | 52.9377 | 112.2433 | 453.0992
2026 | 12 | 15 | 18 | 57.6529 | 110.2444 | 484.7216
2026 | 12 | 15 | 19 | 56.328 | 105.0217 | 474.2433
2026 | 12 | 15 | 20 | 53.4427 | 100.3594 | 462.9148
2026 | 12 | 15 | 21 | 49.9659 | 100.7735 | 449.0546
2026 | 12 | 15 | 22 | 46.2404 | 97.8965 | 428.8856
2026 | 12 | 15 | 23 | 42.9226 | 92.6691 | 400.0903
2026 | 12 | 16 | 0 | 40.7716 | 91.4644 | 366.5783
2026 | 12 | 16 | 1 | 38.1508 | 84.6216 | 354.7307
2026 | 12 | 16 | 2 | 36.7756 | 82.0764 | 346.0793
2026 | 12 | 16 | 3 | 36.1456 | 80.8113 | 342.4055
2026 | 12 | 16 | 4 | 36.2236 | 80.4441 | 341.5221
2026 | 12 | 16 | 5 | 37.7628 | 81.1327 | 344.8009
2026 | 12 | 16 | 6 | 40.3419 | 88.4236 | 351.948
2026 | 12 | 16 | 7 | 43.3117 | 98.4656 | 380.4773
2026 | 12 | 16 | 8 | 45.6251 | 105.1903 | 416.2896
2026 | 12 | 16 | 9 | 46.5583 | 109.9356 | 427.5114
2026 | 12 | 16 | 10 | 46.7964 | 111.8758 | 421.6541
2026 | 12 | 16 | 11 | 47.2959 | 114.545 | 412.9303
2026 | 12 | 16 | 12 | 48.0646 | 112.8093 | 387.6597
2026 | 12 | 16 | 13 | 48.3987 | 111.3855 | 381.8227
2026 | 12 | 16 | 14 | 48.3811 | 108.6809 | 380.1474
2026 | 12 | 16 | 15 | 49.2107 | 105.6472 | 381.9703
2026 | 12 | 16 | 16 | 51.1253 | 107.0282 | 394.8153
2026 | 12 | 16 | 17 | 54.3019 | 105.7787 | 432.0503
2026 | 12 | 16 | 18 | 56.7854 | 104.78 | 482.8933
2026 | 12 | 16 | 19 | 55.4449 | 99.3048 | 475.3064
2026 | 12 | 16 | 20 | 52.6828 | 94.4357 | 466.7017
2026 | 12 | 16 | 21 | 49.2658 | 95.7874 | 453.2621
2026 | 12 | 16 | 22 | 45.5098 | 92.2728 | 431.1783
2026 | 12 | 16 | 23 | 42.1134 | 87.7136 | 401.6814
2026 | 12 | 17 | 0 | 39.7902 | 85.449 | 382.491
2026 | 12 | 17 | 1 | 37.7749 | 82.1785 | 360.5731
2026 | 12 | 17 | 2 | 36.5557 | 79.8696 | 350.9926
2026 | 12 | 17 | 3 | 36.1192 | 79.0554 | 346.8846
2026 | 12 | 17 | 4 | 36.3564 | 78.878 | 345.5663
2026 | 12 | 17 | 5 | 38.0473 | 79.588 | 347.6691
2026 | 12 | 17 | 6 | 40.8721 | 87.0181 | 357.4612
2026 | 12 | 17 | 7 | 43.9003 | 96.8016 | 384.8763
2026 | 12 | 17 | 8 | 46.4346 | 105.7307 | 422.5524
2026 | 12 | 17 | 9 | 47.4119 | 109.741 | 437.8176
2026 | 12 | 17 | 10 | 47.6178 | 114.6897 | 434.7089
2026 | 12 | 17 | 11 | 48.0209 | 115.9186 | 429.0176
2026 | 12 | 17 | 12 | 49.3344 | 113.7918 | 426.8685
2026 | 12 | 17 | 13 | 49.6054 | 113.1901 | 423.0436
2026 | 12 | 17 | 14 | 49.8115 | 112.4392 | 421.3388
2026 | 12 | 17 | 15 | 50.7598 | 108.1666 | 423.8291
2026 | 12 | 17 | 16 | 52.6737 | 109.3546 | 429.5894
2026 | 12 | 17 | 17 | 56.0704 | 107.6391 | 454.1532
2026 | 12 | 17 | 18 | 57.4019 | 107.2727 | 476.1441
2026 | 12 | 17 | 19 | 56.8824 | 102.7491 | 466.3041
2026 | 12 | 17 | 20 | 54.5818 | 97.2844 | 457.1654
2026 | 12 | 17 | 21 | 51.5663 | 98.3632 | 444.3862
2026 | 12 | 17 | 22 | 48.0319 | 95.6475 | 423.8205
2026 | 12 | 17 | 23 | 44.7866 | 89.5829 | 394.3445
2026 | 12 | 18 | 0 | 41.6686 | 86.7883 | 369.7904
2026 | 12 | 18 | 1 | 39.8142 | 80.5224 | 331.3399
2026 | 12 | 18 | 2 | 38.594 | 77.7226 | 319.3905
2026 | 12 | 18 | 3 | 38.1738 | 77.2063 | 312.8923
2026 | 12 | 18 | 4 | 38.3113 | 77.2925 | 309.7284
2026 | 12 | 18 | 5 | 39.913 | 77.5895 | 310.2301
2026 | 12 | 18 | 6 | 42.5523 | 82.566 | 318.1066
2026 | 12 | 18 | 7 | 45.4051 | 91.6925 | 343.8461
2026 | 12 | 18 | 8 | 47.7901 | 99.9634 | 379.4249
2026 | 12 | 18 | 9 | 48.495 | 105.6813 | 396.1817
2026 | 12 | 18 | 10 | 47.9136 | 108.8536 | 396.7918
2026 | 12 | 18 | 11 | 47.7131 | 107.8633 | 392.5906
2026 | 12 | 18 | 12 | 48.1149 | 108.874 | 388.5554
2026 | 12 | 18 | 13 | 48.0788 | 108.4185 | 386.7156
2026 | 12 | 18 | 14 | 47.7662 | 105.7326 | 385.3515
2026 | 12 | 18 | 15 | 48.3979 | 100.2899 | 386.753
2026 | 12 | 18 | 16 | 50.141 | 100.4864 | 389.2672
2026 | 12 | 18 | 17 | 53.0665 | 97.2984 | 409.8135
2026 | 12 | 18 | 18 | 56.3326 | 97.5711 | 437.2953
2026 | 12 | 18 | 19 | 55.2022 | 93.2311 | 424.5385
2026 | 12 | 18 | 20 | 52.4674 | 89.4916 | 412.2335
2026 | 12 | 18 | 21 | 49.507 | 92.1578 | 399.7164
2026 | 12 | 18 | 22 | 46.4117 | 89.6029 | 383.4864
2026 | 12 | 18 | 23 | 43.4653 | 82.3962 | 358.2755
2026 | 12 | 19 | 0 | 40.7885 | 78.6859 | 323.7825
2026 | 12 | 19 | 1 | 38.0173 | 76.9441 | 303.3855
2026 | 12 | 19 | 2 | 36.3735 | 75.0484 | 292.2701
2026 | 12 | 19 | 3 | 35.5639 | 74.5417 | 285.6618
2026 | 12 | 19 | 4 | 35.3243 | 74.886 | 283.1681
2026 | 12 | 19 | 5 | 36.0099 | 74.3818 | 284.3416
2026 | 12 | 19 | 6 | 36.8958 | 77.3494 | 288.6654
2026 | 12 | 19 | 7 | 38.8481 | 80.4005 | 304.4115
2026 | 12 | 19 | 8 | 42.1704 | 84.897 | 337.0424
2026 | 12 | 19 | 9 | 45.392 | 91.4814 | 368.9757
2026 | 12 | 19 | 10 | 47.3164 | 96.8338 | 383.1373
2026 | 12 | 19 | 11 | 48.5301 | 98.0063 | 387.6762
2026 | 12 | 19 | 12 | 48.2375 | 95.1152 | 354.4277
2026 | 12 | 19 | 13 | 48.2249 | 92.7887 | 352.5861
2026 | 12 | 19 | 14 | 47.7256 | 96.0363 | 350.0783
2026 | 12 | 19 | 15 | 47.9505 | 92.3422 | 349.6989
2026 | 12 | 19 | 16 | 49.0897 | 89.3657 | 359.3735
2026 | 12 | 19 | 17 | 51.5047 | 93.1376 | 395.1284
2026 | 12 | 19 | 18 | 53.0191 | 92.9903 | 444.202
2026 | 12 | 19 | 19 | 51.0754 | 89.5221 | 431.2444
2026 | 12 | 19 | 20 | 47.7186 | 83.594 | 413.5982
2026 | 12 | 19 | 21 | 44.3602 | 87.7443 | 398.2222
2026 | 12 | 19 | 22 | 41.6122 | 84.1274 | 384.7481
2026 | 12 | 19 | 23 | 39.2429 | 81.7996 | 365.1918
2026 | 12 | 20 | 0 | 37.6976 | 80.7456 | 349.1808
2026 | 12 | 20 | 1 | 35.74 | 77.0334 | 321.1536
2026 | 12 | 20 | 2 | 34.3414 | 74.9455 | 309.6295
2026 | 12 | 20 | 3 | 33.6392 | 74.5039 | 303.6595
2026 | 12 | 20 | 4 | 33.4675 | 75.1368 | 301.5128
2026 | 12 | 20 | 5 | 34.0838 | 74.1014 | 300.6516
2026 | 12 | 20 | 6 | 35.6852 | 74.2839 | 300.1452
2026 | 12 | 20 | 7 | 37.2785 | 76.7204 | 311.0179
2026 | 12 | 20 | 8 | 40.1557 | 80.0328 | 342.0965
2026 | 12 | 20 | 9 | 43.138 | 85.9007 | 371.351
2026 | 12 | 20 | 10 | 44.8984 | 91.5896 | 384.9388
2026 | 12 | 20 | 11 | 46.0805 | 91.6961 | 384.192
2026 | 12 | 20 | 12 | 47.8567 | 89.7026 | 385.6376
2026 | 12 | 20 | 13 | 48.1119 | 89.1581 | 386.4809
2026 | 12 | 20 | 14 | 48.0152 | 94.69 | 385.7695
2026 | 12 | 20 | 15 | 48.7282 | 92.3461 | 389.2945
2026 | 12 | 20 | 16 | 50.4374 | 88.646 | 397.2107
2026 | 12 | 20 | 17 | 53.4878 | 93.5651 | 424.7955
2026 | 12 | 20 | 18 | 56.3121 | 95.3067 | 444.2774
2026 | 12 | 20 | 19 | 54.3633 | 91.2816 | 428.2851
2026 | 12 | 20 | 20 | 50.9303 | 86.6795 | 409.4608
2026 | 12 | 20 | 21 | 47.2711 | 89.6282 | 390.6761
2026 | 12 | 20 | 22 | 43.9563 | 86.8231 | 369.8628
2026 | 12 | 20 | 23 | 41.2284 | 83.614 | 343.1962
2026 | 12 | 21 | 0 | 38.8927 | 82.7095 | 323.3863
2026 | 12 | 21 | 1 | 38.1403 | 75.0456 | 289.4017
2026 | 12 | 21 | 2 | 37.2522 | 73.0462 | 277.8426
2026 | 12 | 21 | 3 | 37.1902 | 73.2804 | 271.0439
2026 | 12 | 21 | 4 | 37.5719 | 74.4091 | 268.5973
2026 | 12 | 21 | 5 | 39.2506 | 75.0479 | 271.167
2026 | 12 | 21 | 6 | 41.9029 | 82.2724 | 279.866
2026 | 12 | 21 | 7 | 44.5648 | 91.6157 | 301.2608
2026 | 12 | 21 | 8 | 47.0579 | 101.3372 | 330.0861
2026 | 12 | 21 | 9 | 48.1281 | 103.7088 | 348.294
2026 | 12 | 21 | 10 | 48.037 | 108.7466 | 352.1504
2026 | 12 | 21 | 11 | 48.1299 | 109.8697 | 351.1271
2026 | 12 | 21 | 12 | 47.3071 | 106.1847 | 349.0848
2026 | 12 | 21 | 13 | 47.0262 | 104.7581 | 345.1893
2026 | 12 | 21 | 14 | 46.8236 | 106.3927 | 343.2027
2026 | 12 | 21 | 15 | 47.7928 | 101.8479 | 347.6166
2026 | 12 | 21 | 16 | 50.3712 | 99.9134 | 356.6918
2026 | 12 | 21 | 17 | 54.186 | 99.1906 | 382.7441
2026 | 12 | 21 | 18 | 57.7975 | 96.9166 | 402.4008
2026 | 12 | 21 | 19 | 57.263 | 93.5478 | 389.3643
2026 | 12 | 21 | 20 | 54.7448 | 87.397 | 374.8156
2026 | 12 | 21 | 21 | 51.6562 | 89.2986 | 357.597
2026 | 12 | 21 | 22 | 48.2421 | 86.7161 | 336.5827
2026 | 12 | 21 | 23 | 45.2275 | 80.6788 | 310.6168
2026 | 12 | 22 | 0 | 43.4362 | 80.1323 | 289.0393
2026 | 12 | 22 | 1 | 40.541 | 74.6758 | 271.4572
2026 | 12 | 22 | 2 | 39.3107 | 72.3814 | 260.6691
2026 | 12 | 22 | 3 | 38.8578 | 72.5508 | 254.746
2026 | 12 | 22 | 4 | 39.0282 | 72.9148 | 252.6516
2026 | 12 | 22 | 5 | 40.3846 | 73.372 | 255.9197
2026 | 12 | 22 | 6 | 42.2111 | 78.2917 | 261.3452
2026 | 12 | 22 | 7 | 44.4886 | 87.0688 | 285.6951
2026 | 12 | 22 | 8 | 46.5646 | 96.5413 | 319.23
2026 | 12 | 22 | 9 | 47.478 | 99.4499 | 342.0083
2026 | 12 | 22 | 10 | 47.702 | 107.028 | 350.661
2026 | 12 | 22 | 11 | 48.0746 | 107.1652 | 351.2769
2026 | 12 | 22 | 12 | 49.4922 | 107.0939 | 367.0768
2026 | 12 | 22 | 13 | 49.5548 | 106.4855 | 367.1088
2026 | 12 | 22 | 14 | 49.4314 | 110.2281 | 367.9449
2026 | 12 | 22 | 15 | 50.3085 | 106.9091 | 375.2831
2026 | 12 | 22 | 16 | 52.2298 | 103.889 | 385.6518
2026 | 12 | 22 | 17 | 55.3505 | 102.8614 | 409.9272
2026 | 12 | 22 | 18 | 57.4426 | 102.5948 | 425.7629
2026 | 12 | 22 | 19 | 56.6105 | 98.5479 | 414.989
2026 | 12 | 22 | 20 | 53.8539 | 93.0573 | 402.6345
2026 | 12 | 22 | 21 | 50.8236 | 94.9058 | 388.3796
2026 | 12 | 22 | 22 | 47.4956 | 93.0126 | 368.6578
2026 | 12 | 22 | 23 | 44.538 | 86.3126 | 342.7383
2026 | 12 | 23 | 0 | 40.9655 | 83.44 | 315.0919
2026 | 12 | 23 | 1 | 40.3431 | 82.5079 | 289.5273
2026 | 12 | 23 | 2 | 39.2324 | 79.6899 | 279.4248
2026 | 12 | 23 | 3 | 38.918 | 79.0936 | 273.7121
2026 | 12 | 23 | 4 | 39.147 | 79.3336 | 272.2043
2026 | 12 | 23 | 5 | 40.7103 | 80.1051 | 275.2606
2026 | 12 | 23 | 6 | 42.8041 | 85.3185 | 285.4636
2026 | 12 | 23 | 7 | 45.266 | 94.5071 | 307.8643
2026 | 12 | 23 | 8 | 47.5427 | 102.1498 | 335.5137
2026 | 12 | 23 | 9 | 48.5876 | 105.7045 | 348.6687
2026 | 12 | 23 | 10 | 48.8016 | 111.3189 | 347.9414
2026 | 12 | 23 | 11 | 49.1034 | 111.9269 | 343.252
2026 | 12 | 23 | 12 | 49.9265 | 108.7177 | 325.4889
2026 | 12 | 23 | 13 | 49.7825 | 107.1883 | 318.7031
2026 | 12 | 23 | 14 | 49.7893 | 109.1477 | 315.766
2026 | 12 | 23 | 15 | 50.5453 | 105.6581 | 319.7954
2026 | 12 | 23 | 16 | 52.6853 | 103.3091 | 333.7553
2026 | 12 | 23 | 17 | 56.2147 | 102.5625 | 371.6945
2026 | 12 | 23 | 18 | 57.1743 | 101.1935 | 436.4877
2026 | 12 | 23 | 19 | 56.7851 | 97.2819 | 425.4107
2026 | 12 | 23 | 20 | 54.6772 | 91.7667 | 413.1769
2026 | 12 | 23 | 21 | 51.6677 | 93.525 | 399.5958
2026 | 12 | 23 | 22 | 48.2137 | 90.5352 | 379.667
2026 | 12 | 23 | 23 | 45.0905 | 85.5452 | 353.0486
2026 | 12 | 24 | 0 | 43.7103 | 85.5009 | 322.7446
2026 | 12 | 24 | 1 | 41.0752 | 80.588 | 301.7882
2026 | 12 | 24 | 2 | 39.4728 | 77.2955 | 290.9988
2026 | 12 | 24 | 3 | 38.9464 | 76.3234 | 285.5887
2026 | 12 | 24 | 4 | 39.1078 | 76.2002 | 283.7555
2026 | 12 | 24 | 5 | 40.5217 | 76.994 | 285.8464
2026 | 12 | 24 | 6 | 42.099 | 82.6197 | 290.5306
2026 | 12 | 24 | 7 | 44.1128 | 90.1625 | 315.4217
2026 | 12 | 24 | 8 | 46.5692 | 106.4541 | 346.3764
2026 | 12 | 24 | 9 | 48.8397 | 112.2686 | 364.2521
2026 | 12 | 24 | 10 | 49.8249 | 115.8531 | 364.4332
2026 | 12 | 24 | 11 | 50.6184 | 106.9059 | 360.7905
2026 | 12 | 24 | 12 | 49.8363 | 101.26 | 365.7483
2026 | 12 | 24 | 13 | 49.9688 | 99.0236 | 364.5561
2026 | 12 | 24 | 14 | 49.3999 | 101.0256 | 363.4694
2026 | 12 | 24 | 15 | 50.3395 | 95.7179 | 368.1381
2026 | 12 | 24 | 16 | 51.6376 | 91.1991 | 373.912
2026 | 12 | 24 | 17 | 53.7075 | 89.1239 | 397.212
2026 | 12 | 24 | 18 | 54.6386 | 90.978 | 405.5066
2026 | 12 | 24 | 19 | 52.717 | 88.9999 | 392.2321
2026 | 12 | 24 | 20 | 49.1263 | 81.7405 | 380.6016
2026 | 12 | 24 | 21 | 46.4959 | 83.8631 | 368.2092
2026 | 12 | 24 | 22 | 44.2062 | 82.4877 | 356.899
2026 | 12 | 24 | 23 | 42.7826 | 78.3837 | 341.2029
2026 | 12 | 25 | 0 | 41.3109 | 78.77 | 331.242
2026 | 12 | 25 | 1 | 37.9147 | 76.3351 | 324.2544
2026 | 12 | 25 | 2 | 36.294 | 73.0185 | 312.5472
2026 | 12 | 25 | 3 | 35.47 | 72.5074 | 307.4294
2026 | 12 | 25 | 4 | 35.4139 | 73.4703 | 306.806
2026 | 12 | 25 | 5 | 36.1848 | 73.0487 | 308.1499
2026 | 12 | 25 | 6 | 37.5883 | 77.126 | 310.0925
2026 | 12 | 25 | 7 | 38.4665 | 79.4657 | 325.5485
2026 | 12 | 25 | 8 | 40.6192 | 86.9952 | 356.0858
2026 | 12 | 25 | 9 | 42.993 | 87.2005 | 385.9162
2026 | 12 | 25 | 10 | 43.9414 | 90.5367 | 393.8375
2026 | 12 | 25 | 11 | 44.3575 | 89.0264 | 386.7191
2026 | 12 | 25 | 12 | 45.4395 | 85.6351 | 352.2818
2026 | 12 | 25 | 13 | 45.6828 | 86.793 | 350.1383
2026 | 12 | 25 | 14 | 45.4897 | 85.7721 | 353.8952
2026 | 12 | 25 | 15 | 45.5358 | 80.7529 | 356.6596
2026 | 12 | 25 | 16 | 46.1573 | 83.341 | 367.4509
2026 | 12 | 25 | 17 | 47.0106 | 84.927 | 398.1638
2026 | 12 | 25 | 18 | 47.1894 | 88.8572 | 424.8232
2026 | 12 | 25 | 19 | 44.6266 | 86.8038 | 410.8967
2026 | 12 | 25 | 20 | 41.8344 | 81.7062 | 398.534
2026 | 12 | 25 | 21 | 39.7246 | 85.1331 | 391.6697
2026 | 12 | 25 | 22 | 38.4633 | 78.4197 | 387.5495
2026 | 12 | 25 | 23 | 37.4423 | 74.4337 | 376.5314
2026 | 12 | 26 | 0 | 36.563 | 74.7995 | 360.8469
2026 | 12 | 26 | 1 | 34.5801 | 75.095 | 352.3832
2026 | 12 | 26 | 2 | 33.0174 | 74.0139 | 341.5116
2026 | 12 | 26 | 3 | 32.3364 | 76.8777 | 336.8749
2026 | 12 | 26 | 4 | 32.1823 | 74.1669 | 336.0711
2026 | 12 | 26 | 5 | 33.1013 | 74.445 | 338.0011
2026 | 12 | 26 | 6 | 34.2424 | 80.0271 | 343.6748
2026 | 12 | 26 | 7 | 35.0793 | 78.9078 | 354.3196
2026 | 12 | 26 | 8 | 37.0879 | 85.2612 | 373.3921
2026 | 12 | 26 | 9 | 40.0199 | 85.9246 | 389.9904
2026 | 12 | 26 | 10 | 42.7185 | 90.1782 | 391.6398
2026 | 12 | 26 | 11 | 44.5124 | 89.8634 | 387.93
2026 | 12 | 26 | 12 | 45.7782 | 95.3786 | 392.4887
2026 | 12 | 26 | 13 | 45.8362 | 95.3136 | 386.1607
2026 | 12 | 26 | 14 | 45.5417 | 88.466 | 380.5865
2026 | 12 | 26 | 15 | 45.8212 | 83.9249 | 382.5674
2026 | 12 | 26 | 16 | 46.6869 | 91.8496 | 393.9866
2026 | 12 | 26 | 17 | 48.2943 | 94.6804 | 423.7994
2026 | 12 | 26 | 18 | 48.258 | 101.2004 | 464.202
2026 | 12 | 26 | 19 | 46.3497 | 100.7727 | 451.3811
2026 | 12 | 26 | 20 | 42.9146 | 98.1296 | 432.9305
2026 | 12 | 26 | 21 | 39.851 | 95.3924 | 415.2197
2026 | 12 | 26 | 22 | 37.6092 | 83.1676 | 402.0497
2026 | 12 | 26 | 23 | 35.893 | 78.254 | 384.92
2026 | 12 | 27 | 0 | 35.226 | 80.3028 | 366.3995
2026 | 12 | 27 | 1 | 33.4466 | 79.9535 | 344.1577
2026 | 12 | 27 | 2 | 32.0996 | 77.9642 | 331.876
2026 | 12 | 27 | 3 | 31.3748 | 78.0323 | 325.2527
2026 | 12 | 27 | 4 | 31.166 | 78.0667 | 321.9744
2026 | 12 | 27 | 5 | 31.6908 | 77.1936 | 320.4343
2026 | 12 | 27 | 6 | 33.2235 | 80.6475 | 317.2958
2026 | 12 | 27 | 7 | 34.9382 | 81.3728 | 325.543
2026 | 12 | 27 | 8 | 38.0995 | 86.4722 | 353.1312
2026 | 12 | 27 | 9 | 41.4384 | 88.4368 | 387.0556
2026 | 12 | 27 | 10 | 43.7302 | 93.6463 | 404.1453
2026 | 12 | 27 | 11 | 45.2853 | 93.7778 | 408.4692
2026 | 12 | 27 | 12 | 46.1147 | 91.0119 | 400.1588
2026 | 12 | 27 | 13 | 46.3205 | 90.1142 | 398.4981
2026 | 12 | 27 | 14 | 46.2031 | 92.8219 | 394.425
2026 | 12 | 27 | 15 | 46.937 | 89.9328 | 397.202
2026 | 12 | 27 | 16 | 48.6694 | 87.5562 | 404.1973
2026 | 12 | 27 | 17 | 51.4707 | 91.4903 | 432.7825
2026 | 12 | 27 | 18 | 52.8968 | 97.0488 | 461.3532
2026 | 12 | 27 | 19 | 50.8206 | 94.3375 | 447.2882
2026 | 12 | 27 | 20 | 47.5349 | 90.5636 | 428.3889
2026 | 12 | 27 | 21 | 43.9493 | 89.3381 | 409.5635
2026 | 12 | 27 | 22 | 40.7565 | 86.3326 | 389.2424
2026 | 12 | 27 | 23 | 38.2768 | 84.4076 | 363.1301
2026 | 12 | 28 | 0 | 36.7349 | 84.8727 | 335.7211
2026 | 12 | 28 | 1 | 32.6551 | 70.9995 | 319.1247
2026 | 12 | 28 | 2 | 31.635 | 69.8602 | 308.531
2026 | 12 | 28 | 3 | 30.9319 | 71.7377 | 304.0812
2026 | 12 | 28 | 4 | 31.2384 | 70.4808 | 302.9341
2026 | 12 | 28 | 5 | 32.3043 | 70.8563 | 304.1782
2026 | 12 | 28 | 6 | 34.1808 | 75.2333 | 308.3754
2026 | 12 | 28 | 7 | 35.9112 | 77.3996 | 323.931
2026 | 12 | 28 | 8 | 38.292 | 89.0809 | 348.729
2026 | 12 | 28 | 9 | 41.1912 | 92.6722 | 368.8593
2026 | 12 | 28 | 10 | 42.9386 | 94.547 | 376.9554
2026 | 12 | 28 | 11 | 44.8013 | 95.8071 | 380.072
2026 | 12 | 28 | 12 | 45.494 | 83.1847 | 352.8486
2026 | 12 | 28 | 13 | 45.7863 | 82.4429 | 349.0373
2026 | 12 | 28 | 14 | 45.6671 | 94.7036 | 344.9367
2026 | 12 | 28 | 15 | 46.2239 | 90.4278 | 343.0562
2026 | 12 | 28 | 16 | 47.7059 | 76.0355 | 350.9054
2026 | 12 | 28 | 17 | 49.7903 | 76.2003 | 391.7745
2026 | 12 | 28 | 18 | 52.3509 | 76.7997 | 449.694
2026 | 12 | 28 | 19 | 50.4583 | 76.8891 | 446.3634
2026 | 12 | 28 | 20 | 47.2265 | 72.0982 | 436.6351
2026 | 12 | 28 | 21 | 43.8276 | 73.4932 | 424.1187
2026 | 12 | 28 | 22 | 40.9209 | 79.3864 | 405.6537
2026 | 12 | 28 | 23 | 38.5721 | 73.1796 | 382.5771
2026 | 12 | 29 | 0 | 36.0938 | 75.7893 | 362.2407
2026 | 12 | 29 | 1 | 37.2641 | 80.327 | 343.7509
2026 | 12 | 29 | 2 | 36.2028 | 78.4713 | 334.9975
2026 | 12 | 29 | 3 | 35.7819 | 77.7779 | 331.727
2026 | 12 | 29 | 4 | 36.0849 | 75.9611 | 331.0555
2026 | 12 | 29 | 5 | 37.7024 | 76.7579 | 333.8911
2026 | 12 | 29 | 6 | 40.3355 | 82.7725 | 339.0871
2026 | 12 | 29 | 7 | 43.2159 | 92.4629 | 365.705
2026 | 12 | 29 | 8 | 45.5711 | 104.4093 | 400.1395
2026 | 12 | 29 | 9 | 46.324 | 107.9188 | 412.3326
2026 | 12 | 29 | 10 | 46.3535 | 112.4999 | 407.6616
2026 | 12 | 29 | 11 | 46.6548 | 113.5869 | 400.932
2026 | 12 | 29 | 12 | 48.1874 | 108.4088 | 409.7701
2026 | 12 | 29 | 13 | 48.3183 | 107.3914 | 406.7736
2026 | 12 | 29 | 14 | 48.4306 | 105.4513 | 401.609
2026 | 12 | 29 | 15 | 49.3212 | 103.0758 | 403.2608
2026 | 12 | 29 | 16 | 51.4572 | 103.0047 | 409.6014
2026 | 12 | 29 | 17 | 54.8505 | 101.2837 | 436.964
2026 | 12 | 29 | 18 | 56.9096 | 100.02 | 462.3261
2026 | 12 | 29 | 19 | 55.9759 | 98.5309 | 452.2697
2026 | 12 | 29 | 20 | 53.336 | 93.7306 | 441.7069
2026 | 12 | 29 | 21 | 50.0534 | 94.8136 | 427.7058
2026 | 12 | 29 | 22 | 46.5976 | 91.0292 | 406.9828
2026 | 12 | 29 | 23 | 43.5656 | 85.5176 | 378.4636
2026 | 12 | 30 | 0 | 41.9396 | 83.9049 | 355.3452
2026 | 12 | 30 | 1 | 39.5654 | 80.8907 | 336.3215
2026 | 12 | 30 | 2 | 38.4228 | 78.707 | 326.8151
2026 | 12 | 30 | 3 | 37.9152 | 78.1426 | 322.6167
2026 | 12 | 30 | 4 | 38.0899 | 76.1396 | 321.4304
2026 | 12 | 30 | 5 | 39.6081 | 77.3138 | 324.1726
2026 | 12 | 30 | 6 | 42.0863 | 83.369 | 329.2202
2026 | 12 | 30 | 7 | 44.6036 | 93.5171 | 355.6693
2026 | 12 | 30 | 8 | 46.3242 | 105.5872 | 391.714
2026 | 12 | 30 | 9 | 46.6689 | 110.0341 | 409.8279
2026 | 12 | 30 | 10 | 46.2472 | 114.3643 | 411.1675
2026 | 12 | 30 | 11 | 46.2773 | 113.2503 | 407.247
2026 | 12 | 30 | 12 | 47.2367 | 108.2456 | 367.9848
2026 | 12 | 30 | 13 | 47.2464 | 106.9572 | 365.0493
2026 | 12 | 30 | 14 | 46.9887 | 106.5435 | 360.4809
2026 | 12 | 30 | 15 | 47.8335 | 103.8983 | 361.1196
2026 | 12 | 30 | 16 | 49.8455 | 102.4415 | 371.1201
2026 | 12 | 30 | 17 | 52.6828 | 100.009 | 408.3263
2026 | 12 | 30 | 18 | 55.8886 | 100.2387 | 449.9987
2026 | 12 | 30 | 19 | 54.8767 | 98.0713 | 449.0145
2026 | 12 | 30 | 20 | 52.1157 | 92.7152 | 442.2766
2026 | 12 | 30 | 21 | 48.8615 | 94.0495 | 430.9415
2026 | 12 | 30 | 22 | 45.3655 | 89.7938 | 410.7428
2026 | 12 | 30 | 23 | 42.3737 | 84.7048 | 383.2033
2026 | 12 | 31 | 0 | 40.5429 | 83.2799 | 357.8513
2026 | 12 | 31 | 1 | 37.6523 | 69.2208 | 343.1613
2026 | 12 | 31 | 2 | 36.3992 | 66.1169 | 333.5317
2026 | 12 | 31 | 3 | 35.7491 | 66.9143 | 328.2865
2026 | 12 | 31 | 4 | 35.9087 | 65.7691 | 326.8322
2026 | 12 | 31 | 5 | 37.311 | 66.437 | 328.8315
2026 | 12 | 31 | 6 | 39.3083 | 67.6076 | 336.9754
2026 | 12 | 31 | 7 | 41.2962 | 73.3781 | 361.4336
2026 | 12 | 31 | 8 | 43.0041 | 86.7822 | 387.7063
2026 | 12 | 31 | 9 | 43.8931 | 98.6714 | 389.4468
2026 | 12 | 31 | 10 | 45.0525 | 94.6846 | 380.7666
2026 | 12 | 31 | 11 | 46.5584 | 88.9953 | 377.5068
2026 | 12 | 31 | 12 | 46.794 | 87.3781 | 384.9652
2026 | 12 | 31 | 13 | 47.1626 | 86.2056 | 378.0721
2026 | 12 | 31 | 14 | 47.1222 | 86.3186 | 371.3629
2026 | 12 | 31 | 15 | 47.9878 | 82.0396 | 372.2123
2026 | 12 | 31 | 16 | 49.8117 | 78.3941 | 379.5498
2026 | 12 | 31 | 17 | 51.835 | 72.9051 | 409.7778
2026 | 12 | 31 | 18 | 53.8593 | 80.4868 | 457.8492
2026 | 12 | 31 | 19 | 51.9847 | 78.1565 | 442.2676
2026 | 12 | 31 | 20 | 48.0978 | 70.3542 | 425.4259
2026 | 12 | 31 | 21 | 44.2409 | 80.3796 | 407.3224
2026 | 12 | 31 | 22 | 41.2234 | 72.8949 | 389.2771
2026 | 12 | 31 | 23 | 39.3744 | 67.7551 | 371.3909
2027 | 1 | 1 | 0 | 39.2845 | 67.4483 | 356.8781
2027 | 1 | 1 | 1 | 36.7663 | 80.9964 | 356.7453
2027 | 1 | 1 | 2 | 33.8674 | 77.4602 | 344.1428
2027 | 1 | 1 | 3 | 31.4623 | 69.2144 | 333.7993
2027 | 1 | 1 | 4 | 30.8983 | 76.0624 | 327.516
2027 | 1 | 1 | 5 | 32.7049 | 74.4591 | 325.654
2027 | 1 | 1 | 6 | 33.5629 | 78.1827 | 327.709
2027 | 1 | 1 | 7 | 33.5223 | 79.7113 | 335.9959
2027 | 1 | 1 | 8 | 34.6372 | 77.4564 | 354.6435
2027 | 1 | 1 | 9 | 36.5816 | 76.0937 | 377.7449
2027 | 1 | 1 | 10 | 39.0637 | 73.5253 | 393.6774
2027 | 1 | 1 | 11 | 41.3385 | 76.4748 | 395.4847
2027 | 1 | 1 | 12 | 43.721 | 83.7819 | 379.9175
2027 | 1 | 1 | 13 | 44.749 | 85.1547 | 374.8712
2027 | 1 | 1 | 14 | 44.8009 | 78.1781 | 377.7568
2027 | 1 | 1 | 15 | 45.3389 | 75.9215 | 384.5412
2027 | 1 | 1 | 16 | 45.9151 | 82.556 | 400.0135
2027 | 1 | 1 | 17 | 47.8927 | 82.0038 | 429.6861
2027 | 1 | 1 | 18 | 50.6913 | 92.8577 | 465.9474
2027 | 1 | 1 | 19 | 48.9134 | 92.3801 | 456.7546
2027 | 1 | 1 | 20 | 45.4884 | 79.0808 | 440.1478
2027 | 1 | 1 | 21 | 42.6149 | 89.4556 | 424.3229
2027 | 1 | 1 | 22 | 40.5828 | 82.3594 | 410.0155
2027 | 1 | 1 | 23 | 39.1098 | 76.317 | 391.5992
2027 | 1 | 2 | 0 | 37.4006 | 76.4287 | 375.5853
2027 | 1 | 2 | 1 | 37.319 | 79.6015 | 366.6885
2027 | 1 | 2 | 2 | 35.6307 | 76.9691 | 355.8385
2027 | 1 | 2 | 3 | 34.8028 | 76.7958 | 349.3866
2027 | 1 | 2 | 4 | 34.3293 | 78.6427 | 347.4641
2027 | 1 | 2 | 5 | 34.7691 | 77.8531 | 347.8467
2027 | 1 | 2 | 6 | 35.5647 | 81.8874 | 349.0519
2027 | 1 | 2 | 7 | 37.8993 | 83.7274 | 365.5367
2027 | 1 | 2 | 8 | 41.8988 | 92.8527 | 400.4317
2027 | 1 | 2 | 9 | 45.3125 | 98.4403 | 430.9546
2027 | 1 | 2 | 10 | 47.1118 | 100.6797 | 442.2401
2027 | 1 | 2 | 11 | 48.6667 | 100.3184 | 442.3817
2027 | 1 | 2 | 12 | 49.0358 | 96.4079 | 430.348
2027 | 1 | 2 | 13 | 49.4147 | 94.9385 | 425.3716
2027 | 1 | 2 | 14 | 49.1218 | 100.1703 | 424.2731
2027 | 1 | 2 | 15 | 49.3638 | 96.9622 | 429.109
2027 | 1 | 2 | 16 | 50.3981 | 90.4012 | 441.2989
2027 | 1 | 2 | 17 | 52.5805 | 90.048 | 470.0638
2027 | 1 | 2 | 18 | 52.9533 | 93.8431 | 481.5098
2027 | 1 | 2 | 19 | 51.6288 | 90.1414 | 472.6466
2027 | 1 | 2 | 20 | 48.2012 | 81.3123 | 454.0551
2027 | 1 | 2 | 21 | 45.1986 | 86.6737 | 436.7723
2027 | 1 | 2 | 22 | 42.5725 | 84.4607 | 420.7764
2027 | 1 | 2 | 23 | 40.7148 | 80.4089 | 400.9066
2027 | 1 | 3 | 0 | 38.6839 | 80.3618 | 383.7131
2027 | 1 | 3 | 1 | 37.2906 | 77.3531 | 361.3313
2027 | 1 | 3 | 2 | 35.9712 | 74.9489 | 350.2433
2027 | 1 | 3 | 3 | 35.4055 | 75.2574 | 343.3388
2027 | 1 | 3 | 4 | 35.0988 | 77.082 | 340.7069
2027 | 1 | 3 | 5 | 35.6203 | 75.8325 | 339.7504
2027 | 1 | 3 | 6 | 36.7904 | 78.5073 | 340.4057
2027 | 1 | 3 | 7 | 38.568 | 78.4438 | 351.797
2027 | 1 | 3 | 8 | 41.7097 | 86.9968 | 381.9696
2027 | 1 | 3 | 9 | 44.4113 | 90.8498 | 411.4788
2027 | 1 | 3 | 10 | 45.6195 | 93.0307 | 423.1013
2027 | 1 | 3 | 11 | 46.8466 | 92.4068 | 423.4736
2027 | 1 | 3 | 12 | 48.508 | 89.8614 | 418.9825
2027 | 1 | 3 | 13 | 48.9691 | 89.8398 | 417.2617
2027 | 1 | 3 | 14 | 48.9116 | 97.6858 | 417.635
2027 | 1 | 3 | 15 | 49.5863 | 96.3421 | 422.6938
2027 | 1 | 3 | 16 | 51.2536 | 88.6946 | 435.2254
2027 | 1 | 3 | 17 | 54.2631 | 89.5528 | 466.2908
2027 | 1 | 3 | 18 | 58.3772 | 92.8589 | 481.3953
2027 | 1 | 3 | 19 | 56.5743 | 89.3215 | 472.9316
2027 | 1 | 3 | 20 | 52.6369 | 82.5248 | 455.0115
2027 | 1 | 3 | 21 | 48.8876 | 87.8583 | 436.2341
2027 | 1 | 3 | 22 | 45.5156 | 85.8287 | 415.2344
2027 | 1 | 3 | 23 | 43.1414 | 80.9003 | 390.1936
2027 | 1 | 4 | 0 | 41.5092 | 81.8816 | 366.4798
2027 | 1 | 4 | 1 | 38.0126 | 82.3883 | 352.9031
2027 | 1 | 4 | 2 | 36.877 | 81.3116 | 345.5235
2027 | 1 | 4 | 3 | 36.5163 | 82.6935 | 342.319
2027 | 1 | 4 | 4 | 36.5941 | 83.6581 | 342.6302
2027 | 1 | 4 | 5 | 38.0844 | 84.9493 | 347.1631
2027 | 1 | 4 | 6 | 40.3109 | 93.6379 | 351.8627
2027 | 1 | 4 | 7 | 43.2998 | 102.0178 | 382.6801
2027 | 1 | 4 | 8 | 46.1192 | 119.4747 | 421.8214
2027 | 1 | 4 | 9 | 47.1871 | 122.7561 | 436.4192
2027 | 1 | 4 | 10 | 47.4249 | 124.3525 | 432.4628
2027 | 1 | 4 | 11 | 48.2212 | 121.0145 | 426.247
2027 | 1 | 4 | 12 | 48.5689 | 118.4202 | 400.7159
2027 | 1 | 4 | 13 | 49.1414 | 116.5915 | 396.2197
2027 | 1 | 4 | 14 | 49.0625 | 117.6685 | 395.5666
2027 | 1 | 4 | 15 | 49.9398 | 117.4478 | 398.746
2027 | 1 | 4 | 16 | 51.7452 | 112.6129 | 411.7607
2027 | 1 | 4 | 17 | 54.329 | 110.9705 | 447.521
2027 | 1 | 4 | 18 | 57.0561 | 113.2047 | 484.7777
2027 | 1 | 4 | 19 | 55.5645 | 110.1125 | 481.1305
2027 | 1 | 4 | 20 | 51.8186 | 102.0806 | 470.8993
2027 | 1 | 4 | 21 | 48.292 | 104.2152 | 456.4683
2027 | 1 | 4 | 22 | 44.6436 | 100.7005 | 434.7491
2027 | 1 | 4 | 23 | 41.9136 | 95.5506 | 407.4754
2027 | 1 | 5 | 0 | 39.2992 | 92.4838 | 375.9755
2027 | 1 | 5 | 1 | 37.7356 | 87.4858 | 362.1998
2027 | 1 | 5 | 2 | 36.5033 | 84.9323 | 353.9331
2027 | 1 | 5 | 3 | 36.0366 | 84.1908 | 349.6435
2027 | 1 | 5 | 4 | 36.0853 | 84.2114 | 348.5142
2027 | 1 | 5 | 5 | 37.5712 | 84.8765 | 351.4049
2027 | 1 | 5 | 6 | 39.917 | 91.1492 | 354.1697
2027 | 1 | 5 | 7 | 43.0753 | 100.0185 | 384.4305
2027 | 1 | 5 | 8 | 46.2046 | 114.8345 | 423.2426
2027 | 1 | 5 | 9 | 47.3964 | 119.2372 | 437.084
2027 | 1 | 5 | 10 | 47.6509 | 118.9764 | 433.9205
2027 | 1 | 5 | 11 | 48.4475 | 119.8421 | 427.9246
2027 | 1 | 5 | 12 | 48.5005 | 116.9878 | 425.201
2027 | 1 | 5 | 13 | 49.0124 | 115.8816 | 423.2037
2027 | 1 | 5 | 14 | 49.183 | 115.2393 | 423.097
2027 | 1 | 5 | 15 | 49.932 | 113.8329 | 426.9361
2027 | 1 | 5 | 16 | 51.8267 | 110.5088 | 437.3784
2027 | 1 | 5 | 17 | 55.0194 | 107.4628 | 466.475
2027 | 1 | 5 | 18 | 57.4521 | 104.0137 | 498.0215
2027 | 1 | 5 | 19 | 56.4333 | 100.9593 | 487.1692
2027 | 1 | 5 | 20 | 53.2549 | 93.0613 | 474.3381
2027 | 1 | 5 | 21 | 49.9147 | 96.1629 | 458.8621
2027 | 1 | 5 | 22 | 46.3381 | 91.9208 | 436.8564
2027 | 1 | 5 | 23 | 43.5511 | 87.063 | 408.4089
2027 | 1 | 6 | 0 | 41.6445 | 85.1997 | 379.5753
2027 | 1 | 6 | 1 | 38.4036 | 85.1566 | 361.1486
2027 | 1 | 6 | 2 | 37.2249 | 82.4902 | 352.8199
2027 | 1 | 6 | 3 | 36.7923 | 82.2389 | 348.3189
2027 | 1 | 6 | 4 | 36.8996 | 82.267 | 347.4719
2027 | 1 | 6 | 5 | 38.4806 | 82.9012 | 350.6013
2027 | 1 | 6 | 6 | 40.7714 | 92.6705 | 353.5301
2027 | 1 | 6 | 7 | 43.7026 | 101.6917 | 382.8798
2027 | 1 | 6 | 8 | 46.5149 | 117.8341 | 421.9832
2027 | 1 | 6 | 9 | 47.7513 | 121.4395 | 438.9436
2027 | 1 | 6 | 10 | 47.8879 | 123.4407 | 438.789
2027 | 1 | 6 | 11 | 48.6559 | 123.4255 | 434.0609
2027 | 1 | 6 | 12 | 48.4037 | 117.9991 | 415.4319
2027 | 1 | 6 | 13 | 48.8795 | 117.0123 | 413.6651
2027 | 1 | 6 | 14 | 48.7777 | 120.4555 | 413.768
2027 | 1 | 6 | 15 | 49.6868 | 120.9557 | 416.7924
2027 | 1 | 6 | 16 | 51.5918 | 113.8841 | 427.5088
2027 | 1 | 6 | 17 | 54.2158 | 110.5249 | 458.6611
2027 | 1 | 6 | 18 | 56.7609 | 111.4537 | 486.2963
2027 | 1 | 6 | 19 | 55.6999 | 108.1956 | 480.519
2027 | 1 | 6 | 20 | 52.3165 | 100.3067 | 470.2819
2027 | 1 | 6 | 21 | 49.0009 | 103.6608 | 456.1986
2027 | 1 | 6 | 22 | 45.4038 | 100.1257 | 433.7803
2027 | 1 | 6 | 23 | 42.708 | 93.3302 | 405.4911
2027 | 1 | 7 | 0 | 41.0221 | 90.7136 | 378.3208
2027 | 1 | 7 | 1 | 38.443 | 89.9795 | 363.7207
2027 | 1 | 7 | 2 | 37.0877 | 87.7791 | 355.1392
2027 | 1 | 7 | 3 | 36.4946 | 87.1026 | 351.1702
2027 | 1 | 7 | 4 | 36.4015 | 86.8623 | 350.6209
2027 | 1 | 7 | 5 | 37.6779 | 87.9578 | 353.9644
2027 | 1 | 7 | 6 | 39.7916 | 92.4317 | 361.5386
2027 | 1 | 7 | 7 | 42.6665 | 100.7334 | 390.3382
2027 | 1 | 7 | 8 | 45.3275 | 116.9458 | 423.1099
2027 | 1 | 7 | 9 | 46.3429 | 122.5017 | 428.8612
2027 | 1 | 7 | 10 | 46.6474 | 124.4293 | 419.2892
2027 | 1 | 7 | 11 | 47.4884 | 121.5995 | 410.7166
2027 | 1 | 7 | 12 | 46.7238 | 118.3147 | 386.398
2027 | 1 | 7 | 13 | 47.1568 | 116.9841 | 381.2556
2027 | 1 | 7 | 14 | 47.064 | 115.7561 | 380.1524
2027 | 1 | 7 | 15 | 47.7533 | 115.0618 | 383.1971
2027 | 1 | 7 | 16 | 49.1926 | 112.4882 | 396.1501
2027 | 1 | 7 | 17 | 51.852 | 108.9951 | 433.8309
2027 | 1 | 7 | 18 | 56.215 | 108.9099 | 477.9436
2027 | 1 | 7 | 19 | 55.0482 | 106.8044 | 477.4738
2027 | 1 | 7 | 20 | 51.6866 | 98.5646 | 470.0719
2027 | 1 | 7 | 21 | 48.4816 | 101.0697 | 457.7461
2027 | 1 | 7 | 22 | 45.0666 | 96.9953 | 436.6446
2027 | 1 | 7 | 23 | 42.362 | 92.5794 | 409.1376
2027 | 1 | 8 | 0 | 39.6133 | 91.267 | 384.6922
2027 | 1 | 8 | 1 | 36.9811 | 86.759 | 365.2375
2027 | 1 | 8 | 2 | 35.5773 | 83.4798 | 356.192
2027 | 1 | 8 | 3 | 34.9669 | 82.9344 | 351.9034
2027 | 1 | 8 | 4 | 34.8741 | 83.2052 | 351.1773
2027 | 1 | 8 | 5 | 36.2169 | 83.4398 | 354.0774
2027 | 1 | 8 | 6 | 38.4003 | 91.095 | 357.4847
2027 | 1 | 8 | 7 | 41.3979 | 99.2258 | 386.1844
2027 | 1 | 8 | 8 | 44.4357 | 114.3747 | 418.2054
2027 | 1 | 8 | 9 | 45.7839 | 119.2454 | 421.5
2027 | 1 | 8 | 10 | 46.2217 | 119.4548 | 408.3195
2027 | 1 | 8 | 11 | 47.0775 | 118.6899 | 395.9376
2027 | 1 | 8 | 12 | 47.1953 | 111.8253 | 413.7046
2027 | 1 | 8 | 13 | 47.6114 | 111.0223 | 410.9757
2027 | 1 | 8 | 14 | 47.4524 | 110.1873 | 410.0415
2027 | 1 | 8 | 15 | 47.9495 | 106.3933 | 412.1273
2027 | 1 | 8 | 16 | 49.2224 | 101.9575 | 419.3621
2027 | 1 | 8 | 17 | 51.4222 | 97.0024 | 446.8776
2027 | 1 | 8 | 18 | 52.9148 | 99.9062 | 468.356
2027 | 1 | 8 | 19 | 51.6388 | 97.5336 | 465.4066
2027 | 1 | 8 | 20 | 48.4745 | 90.3134 | 455.5165
2027 | 1 | 8 | 21 | 45.4659 | 93.4977 | 443.3818
2027 | 1 | 8 | 22 | 42.502 | 89.5389 | 426.0027
2027 | 1 | 8 | 23 | 40.0996 | 82.6626 | 402.0874
2027 | 1 | 9 | 0 | 38.5437 | 79.5996 | 374.6435
2027 | 1 | 9 | 1 | 36.8855 | 77.2837 | 352.9328
2027 | 1 | 9 | 2 | 35.482 | 74.8072 | 341.7404
2027 | 1 | 9 | 3 | 34.8753 | 74.6502 | 335.0665
2027 | 1 | 9 | 4 | 34.7727 | 75.0599 | 332.6568
2027 | 1 | 9 | 5 | 35.5836 | 74.4376 | 332.6816
2027 | 1 | 9 | 6 | 36.4146 | 78.4972 | 331.1901
2027 | 1 | 9 | 7 | 38.7413 | 80.1885 | 346.0654
2027 | 1 | 9 | 8 | 42.4525 | 90.4577 | 377.8998
2027 | 1 | 9 | 9 | 46.0765 | 94.7823 | 406.2414
2027 | 1 | 9 | 10 | 48.6228 | 97.6165 | 416.8594
2027 | 1 | 9 | 11 | 50.7281 | 97.0934 | 418.1504
2027 | 1 | 9 | 12 | 52.2045 | 94.2982 | 427.7438
2027 | 1 | 9 | 13 | 52.591 | 92.4934 | 425.887
2027 | 1 | 9 | 14 | 52.6367 | 96.4196 | 424.0857
2027 | 1 | 9 | 15 | 53.0586 | 93.1878 | 427.1797
2027 | 1 | 9 | 16 | 54.0622 | 87.1984 | 434.5693
2027 | 1 | 9 | 17 | 56.2042 | 86.8419 | 458.8636
2027 | 1 | 9 | 18 | 56.7338 | 90.122 | 474.8962
2027 | 1 | 9 | 19 | 55.104 | 89.1035 | 459.6527
2027 | 1 | 9 | 20 | 51.1378 | 79.9225 | 437.9478
2027 | 1 | 9 | 21 | 47.9913 | 85.2921 | 419.0132
2027 | 1 | 9 | 22 | 45.4418 | 81.8796 | 402.4572
2027 | 1 | 9 | 23 | 43.6488 | 77.9867 | 382.0683
2027 | 1 | 10 | 0 | 40.72 | 78.1828 | 363.113
2027 | 1 | 10 | 1 | 40.6064 | 79.3789 | 345.7723
2027 | 1 | 10 | 2 | 39.4751 | 77.0844 | 334.7417
2027 | 1 | 10 | 3 | 39.0834 | 77.5797 | 327.9549
2027 | 1 | 10 | 4 | 39.1013 | 80.4463 | 325.4232
2027 | 1 | 10 | 5 | 39.9376 | 80.2684 | 324.6797
2027 | 1 | 10 | 6 | 41.3004 | 80.2973 | 325.0233
2027 | 1 | 10 | 7 | 42.9591 | 80.0905 | 336.7107
2027 | 1 | 10 | 8 | 45.8785 | 88.2644 | 366.8741
2027 | 1 | 10 | 9 | 48.6638 | 91.9049 | 395.7114
2027 | 1 | 10 | 10 | 50.2516 | 94.6276 | 407.7766
2027 | 1 | 10 | 11 | 51.6512 | 93.3218 | 408.7596
2027 | 1 | 10 | 12 | 52.2724 | 92.021 | 415.8412
2027 | 1 | 10 | 13 | 52.6496 | 93.1776 | 417.0286
2027 | 1 | 10 | 14 | 52.7434 | 100.5825 | 417.0964
2027 | 1 | 10 | 15 | 53.5553 | 97.9234 | 420.6816
2027 | 1 | 10 | 16 | 55.1793 | 90.0782 | 430.978
2027 | 1 | 10 | 17 | 58.1022 | 87.8658 | 460.2434
2027 | 1 | 10 | 18 | 61.8259 | 96.1488 | 487.2173
2027 | 1 | 10 | 19 | 60.2743 | 94.9706 | 473.2965
2027 | 1 | 10 | 20 | 56.1765 | 88.1345 | 452.5938
2027 | 1 | 10 | 21 | 52.1577 | 90.1094 | 432.5449
2027 | 1 | 10 | 22 | 48.6811 | 87.6283 | 411.24
2027 | 1 | 10 | 23 | 46.2468 | 84.5176 | 385.7941
2027 | 1 | 11 | 0 | 45.0732 | 88.5749 | 362.8285
2027 | 1 | 11 | 1 | 43.5008 | 89.4109 | 336.6218
2027 | 1 | 11 | 2 | 42.801 | 88.5534 | 327.318
2027 | 1 | 11 | 3 | 42.7909 | 90.3252 | 322.1804
2027 | 1 | 11 | 4 | 43.1742 | 91.4862 | 320.7118
2027 | 1 | 11 | 5 | 44.8872 | 93.2442 | 323.1278
2027 | 1 | 11 | 6 | 47.676 | 102.9348 | 331.0012
2027 | 1 | 11 | 7 | 50.5239 | 111.4963 | 360.5612
2027 | 1 | 11 | 8 | 53.1669 | 129.6485 | 399.5642
2027 | 1 | 11 | 9 | 53.6201 | 133.9036 | 416.9711
2027 | 1 | 11 | 10 | 52.6885 | 137.1867 | 416.2471
2027 | 1 | 11 | 11 | 52.486 | 131.5292 | 412.8387
2027 | 1 | 11 | 12 | 51.7679 | 126.6981 | 401.1374
2027 | 1 | 11 | 13 | 51.743 | 123.9324 | 398.3616
2027 | 1 | 11 | 14 | 51.6365 | 123.4583 | 397.022
2027 | 1 | 11 | 15 | 52.482 | 124.4064 | 400.0905
2027 | 1 | 11 | 16 | 54.7939 | 119.0432 | 409.0356
2027 | 1 | 11 | 17 | 57.8456 | 119.614 | 437.9553
2027 | 1 | 11 | 18 | 62.9168 | 119.3995 | 470.905
2027 | 1 | 11 | 19 | 62.0417 | 118.2082 | 458.7911
2027 | 1 | 11 | 20 | 58.3057 | 110.7281 | 443.9895
2027 | 1 | 11 | 21 | 54.7267 | 110.7037 | 426.3736
2027 | 1 | 11 | 22 | 51.0346 | 106.4075 | 403.4989
2027 | 1 | 11 | 23 | 48.2531 | 103.8194 | 375.3865
2027 | 1 | 12 | 0 | 46.057 | 101.1989 | 351.2287
2027 | 1 | 12 | 1 | 43.7129 | 99.3714 | 328.1612
2027 | 1 | 12 | 2 | 42.55 | 97.3083 | 318.4482
2027 | 1 | 12 | 3 | 42.1464 | 97.1393 | 313.1413
2027 | 1 | 12 | 4 | 42.2827 | 97.5208 | 311.3992
2027 | 1 | 12 | 5 | 43.8055 | 98.6638 | 313.6392
2027 | 1 | 12 | 6 | 45.6704 | 107.6007 | 324.8397
2027 | 1 | 12 | 7 | 48.355 | 115.1448 | 354.0588
2027 | 1 | 12 | 8 | 51.1465 | 129.339 | 391.6096
2027 | 1 | 12 | 9 | 52.0453 | 131.7999 | 406.7938
2027 | 1 | 12 | 10 | 52.0351 | 133.6368 | 404.5355
2027 | 1 | 12 | 11 | 52.5014 | 134.3972 | 398.9462
2027 | 1 | 12 | 12 | 52.3088 | 128.9013 | 392.513
2027 | 1 | 12 | 13 | 52.5863 | 126.3552 | 389.4418
2027 | 1 | 12 | 14 | 52.5687 | 123.6122 | 388.716
2027 | 1 | 12 | 15 | 53.1683 | 124.5481 | 393.43
2027 | 1 | 12 | 16 | 54.7905 | 121.0557 | 404.9963
2027 | 1 | 12 | 17 | 57.5477 | 122.5932 | 432.9764
2027 | 1 | 12 | 18 | 60.3371 | 120.2445 | 460.5743
2027 | 1 | 12 | 19 | 59.4996 | 119.1929 | 450.8051
2027 | 1 | 12 | 20 | 55.8628 | 112.4674 | 437.712
2027 | 1 | 12 | 21 | 52.4879 | 111.4878 | 421.1323
2027 | 1 | 12 | 22 | 48.861 | 106.7797 | 398.5731
2027 | 1 | 12 | 23 | 46.2256 | 104.5079 | 370.6822
2027 | 1 | 13 | 0 | 43.6151 | 103.1983 | 350.912
2027 | 1 | 13 | 1 | 43.2744 | 98.5377 | 341.9237
2027 | 1 | 13 | 2 | 42.2254 | 95.9646 | 333.8458
2027 | 1 | 13 | 3 | 41.9911 | 93.9366 | 329.8405
2027 | 1 | 13 | 4 | 42.1639 | 93.3418 | 329.3401
2027 | 1 | 13 | 5 | 43.8916 | 93.9331 | 332.7359
2027 | 1 | 13 | 6 | 45.7032 | 99.8213 | 342.2893
2027 | 1 | 13 | 7 | 48.4929 | 107.3687 | 372.5593
2027 | 1 | 13 | 8 | 51.3824 | 121.2799 | 409.1835
2027 | 1 | 13 | 9 | 52.3883 | 125.3025 | 420.4933
2027 | 1 | 13 | 10 | 52.0821 | 123.2049 | 414.2816
2027 | 1 | 13 | 11 | 52.3709 | 126.2739 | 405.7584
2027 | 1 | 13 | 12 | 51.8143 | 120.9957 | 366.9306
2027 | 1 | 13 | 13 | 51.9262 | 119.4797 | 360.1142
2027 | 1 | 13 | 14 | 51.982 | 115.455 | 358.2541
2027 | 1 | 13 | 15 | 52.758 | 115.4315 | 361.2561
2027 | 1 | 13 | 16 | 54.8533 | 112.5039 | 378.27
2027 | 1 | 13 | 17 | 57.9885 | 109.9124 | 421.7566
2027 | 1 | 13 | 18 | 60.7809 | 109.0993 | 477.7152
2027 | 1 | 13 | 19 | 60.7799 | 108.2461 | 478.5725
2027 | 1 | 13 | 20 | 57.6998 | 101.4522 | 470.7525
2027 | 1 | 13 | 21 | 54.657 | 102.2308 | 457.9124
2027 | 1 | 13 | 22 | 51.0451 | 97.0744 | 435.8161
2027 | 1 | 13 | 23 | 48.3882 | 94.8035 | 408.2448
2027 | 1 | 14 | 0 | 46.7122 | 94.6786 | 389.2502
2027 | 1 | 14 | 1 | 45.0387 | 91.761 | 362.6051
2027 | 1 | 14 | 2 | 43.9903 | 90.907 | 353.2591
2027 | 1 | 14 | 3 | 43.7699 | 90.2483 | 348.4279
2027 | 1 | 14 | 4 | 43.8697 | 88.7863 | 347.0856
2027 | 1 | 14 | 5 | 45.4057 | 89.8905 | 349.2662
2027 | 1 | 14 | 6 | 47.2791 | 95.9172 | 351.1454
2027 | 1 | 14 | 7 | 49.745 | 102.1843 | 379.7851
2027 | 1 | 14 | 8 | 52.0908 | 118.5959 | 418.6518
2027 | 1 | 14 | 9 | 52.4911 | 122.5382 | 436.2553
2027 | 1 | 14 | 10 | 51.3119 | 125.0762 | 435.4351
2027 | 1 | 14 | 11 | 51.0264 | 123.9234 | 431.6252
2027 | 1 | 14 | 12 | 51.009 | 120.7041 | 420.4841
2027 | 1 | 14 | 13 | 51.0443 | 119.5925 | 418.4586
2027 | 1 | 14 | 14 | 50.8867 | 115.3979 | 417.7921
2027 | 1 | 14 | 15 | 51.8464 | 118.0229 | 421.5831
2027 | 1 | 14 | 16 | 53.79 | 115.5544 | 428.9801
2027 | 1 | 14 | 17 | 56.5308 | 112.6163 | 454.8413
2027 | 1 | 14 | 18 | 60.8756 | 116.4505 | 476.8005
2027 | 1 | 14 | 19 | 60.5041 | 116.167 | 470.486
2027 | 1 | 14 | 20 | 56.9124 | 109.5785 | 458.9676
2027 | 1 | 14 | 21 | 53.8262 | 109.9224 | 444.399
2027 | 1 | 14 | 22 | 50.3535 | 106.4467 | 422.9705
2027 | 1 | 14 | 23 | 47.8478 | 103.5003 | 394.7917
2027 | 1 | 15 | 0 | 45.947 | 100.2894 | 365.9404
2027 | 1 | 15 | 1 | 43.362 | 96.3085 | 339.3978
2027 | 1 | 15 | 2 | 42.274 | 94.9707 | 328.1575
2027 | 1 | 15 | 3 | 41.9498 | 94.2085 | 321.6893
2027 | 1 | 15 | 4 | 42.1639 | 92.8308 | 318.885
2027 | 1 | 15 | 5 | 43.7796 | 93.887 | 320.0646
2027 | 1 | 15 | 6 | 46.3275 | 98.3327 | 324.0079
2027 | 1 | 15 | 7 | 49.019 | 104.187 | 352.523
2027 | 1 | 15 | 8 | 51.7847 | 117.1068 | 390.7974
2027 | 1 | 15 | 9 | 52.4803 | 123.1387 | 408.9034
2027 | 1 | 15 | 10 | 51.9084 | 121.7735 | 409.0791
2027 | 1 | 15 | 11 | 51.8662 | 119.7398 | 404.0563
2027 | 1 | 15 | 12 | 49.983 | 117.8252 | 402.4493
2027 | 1 | 15 | 13 | 49.7878 | 115.3757 | 401.7003
2027 | 1 | 15 | 14 | 49.4204 | 106.0503 | 401.7261
2027 | 1 | 15 | 15 | 49.7478 | 106.7856 | 404.9168
2027 | 1 | 15 | 16 | 51.2679 | 106.1695 | 410.7043
2027 | 1 | 15 | 17 | 53.8697 | 103.4232 | 432.3612
2027 | 1 | 15 | 18 | 58.4471 | 107.0364 | 442.1782
2027 | 1 | 15 | 19 | 57.8928 | 106.5076 | 438.3944
2027 | 1 | 15 | 20 | 54.622 | 101.259 | 426.7585
2027 | 1 | 15 | 21 | 51.6776 | 101.6233 | 413.241
2027 | 1 | 15 | 22 | 48.6431 | 97.0169 | 395.5687
2027 | 1 | 15 | 23 | 46.2591 | 95.6116 | 371.917
2027 | 1 | 16 | 0 | 43.8471 | 91.8151 | 347.995
2027 | 1 | 16 | 1 | 41.0369 | 91.7386 | 321.5149
2027 | 1 | 16 | 2 | 39.4244 | 88.8648 | 310.467
2027 | 1 | 16 | 3 | 38.5799 | 88.6493 | 303.8764
2027 | 1 | 16 | 4 | 38.5119 | 90.386 | 301.3814
2027 | 1 | 16 | 5 | 39.2708 | 89.7874 | 301.1319
2027 | 1 | 16 | 6 | 40.0604 | 95.665 | 295.7331
2027 | 1 | 16 | 7 | 41.235 | 95.5261 | 311.409
2027 | 1 | 16 | 8 | 43.7702 | 104.1997 | 347.1874
2027 | 1 | 16 | 9 | 46.6994 | 102.3361 | 376.9972
2027 | 1 | 16 | 10 | 48.927 | 103.2947 | 387.7235
2027 | 1 | 16 | 11 | 50.6614 | 105.1798 | 389.4357
2027 | 1 | 16 | 12 | 51.136 | 100.1733 | 391.0366
2027 | 1 | 16 | 13 | 51.2121 | 97.8236 | 390.0683
2027 | 1 | 16 | 14 | 50.8761 | 94.0676 | 388.1021
2027 | 1 | 16 | 15 | 51.1831 | 89.6648 | 390.0253
2027 | 1 | 16 | 16 | 52.0199 | 89.1643 | 396.794
2027 | 1 | 16 | 17 | 53.6705 | 86.5539 | 422.4507
2027 | 1 | 16 | 18 | 54.7685 | 98.8005 | 443.4473
2027 | 1 | 16 | 19 | 53.0495 | 98.581 | 430.1359
2027 | 1 | 16 | 20 | 48.8756 | 91.2307 | 409.473
2027 | 1 | 16 | 21 | 45.2606 | 88.8242 | 391.9792
2027 | 1 | 16 | 22 | 42.6613 | 87.4018 | 376.3597
2027 | 1 | 16 | 23 | 40.8206 | 84.5379 | 356.4307
2027 | 1 | 17 | 0 | 39.7476 | 91.5448 | 335.9705
2027 | 1 | 17 | 1 | 38.1274 | 86.7231 | 319.8668
2027 | 1 | 17 | 2 | 36.8719 | 84.0933 | 308.6509
2027 | 1 | 17 | 3 | 36.2643 | 83.7268 | 301.8248
2027 | 1 | 17 | 4 | 36.2346 | 84.109 | 298.928
2027 | 1 | 17 | 5 | 36.9472 | 83.2954 | 297.0237
2027 | 1 | 17 | 6 | 38.048 | 87.0781 | 293.0231
2027 | 1 | 17 | 7 | 39.2043 | 87.9361 | 306.4248
2027 | 1 | 17 | 8 | 41.7368 | 93.1936 | 343.8568
2027 | 1 | 17 | 9 | 44.6881 | 91.5381 | 376.0249
2027 | 1 | 17 | 10 | 46.8317 | 93.813 | 388.0149
2027 | 1 | 17 | 11 | 48.5573 | 95.3082 | 388.575
2027 | 1 | 17 | 12 | 50.0471 | 94.9686 | 388.7095
2027 | 1 | 17 | 13 | 50.4206 | 95.0237 | 390.5188
2027 | 1 | 17 | 14 | 50.5537 | 96.6368 | 390.4535
2027 | 1 | 17 | 15 | 51.3861 | 92.3112 | 395.0701
2027 | 1 | 17 | 16 | 52.922 | 90.4925 | 405.185
2027 | 1 | 17 | 17 | 55.3961 | 90.2127 | 435.0493
2027 | 1 | 17 | 18 | 57.7131 | 97.3491 | 456.7073
2027 | 1 | 17 | 19 | 56.0894 | 96.9185 | 445.5939
2027 | 1 | 17 | 20 | 51.943 | 90.2967 | 426.3914
2027 | 1 | 17 | 21 | 48.0374 | 88.5267 | 407.7356
2027 | 1 | 17 | 22 | 44.828 | 87.5341 | 386.959
2027 | 1 | 17 | 23 | 42.6318 | 83.8272 | 361.5477
2027 | 1 | 18 | 0 | 40.9299 | 88.3575 | 339.7104
2027 | 1 | 18 | 1 | 38.3275 | 86.3798 | 316.7281
2027 | 1 | 18 | 2 | 37.2209 | 85.761 | 307.5759
2027 | 1 | 18 | 3 | 36.8927 | 85.7437 | 302.5794
2027 | 1 | 18 | 4 | 37.0178 | 85.4716 | 301.2063
2027 | 1 | 18 | 5 | 38.575 | 86.4022 | 303.8766
2027 | 1 | 18 | 6 | 40.6102 | 92.8654 | 311.7907
2027 | 1 | 18 | 7 | 43.439 | 100.8607 | 341.7633
2027 | 1 | 18 | 8 | 46.1718 | 118.8943 | 380.6051
2027 | 1 | 18 | 9 | 47.2306 | 123.3174 | 398.5598
2027 | 1 | 18 | 10 | 47.4474 | 123.9449 | 397.4377
2027 | 1 | 18 | 11 | 48.1385 | 121.9404 | 393.429
2027 | 1 | 18 | 12 | 48.1258 | 116.5373 | 383.1831
2027 | 1 | 18 | 13 | 48.4939 | 114.8105 | 379.8714
2027 | 1 | 18 | 14 | 48.3441 | 112.5954 | 378.5816
2027 | 1 | 18 | 15 | 49.1894 | 113.6751 | 382.8909
2027 | 1 | 18 | 16 | 50.936 | 109.6973 | 393.2367
2027 | 1 | 18 | 17 | 53.2612 | 106.1335 | 423.1067
2027 | 1 | 18 | 18 | 55.4032 | 108.1142 | 457.446
2027 | 1 | 18 | 19 | 54.4217 | 107.9357 | 448.7315
2027 | 1 | 18 | 20 | 50.7343 | 100.0705 | 434.1172
2027 | 1 | 18 | 21 | 47.2872 | 100.9792 | 416.6153
2027 | 1 | 18 | 22 | 43.7181 | 96.963 | 394.103
2027 | 1 | 18 | 23 | 41.2072 | 94.2485 | 366.6033
2027 | 1 | 19 | 0 | 39.4325 | 94.136 | 341.6601
2027 | 1 | 19 | 1 | 38.5989 | 87.0567 | 326.6081
2027 | 1 | 19 | 2 | 37.5646 | 85.1189 | 317.8393
2027 | 1 | 19 | 3 | 37.2394 | 83.8739 | 313.3429
2027 | 1 | 19 | 4 | 37.4868 | 82.89 | 311.982
2027 | 1 | 19 | 5 | 39.1291 | 83.4458 | 314.8371
2027 | 1 | 19 | 6 | 41.1614 | 88.4879 | 321.6086
2027 | 1 | 19 | 7 | 44.3367 | 96.7137 | 351.8682
2027 | 1 | 19 | 8 | 47.6482 | 111.9653 | 387.2995
2027 | 1 | 19 | 9 | 49.1061 | 117.2141 | 397.6301
2027 | 1 | 19 | 10 | 49.6704 | 116.5693 | 390.9233
2027 | 1 | 19 | 11 | 50.5296 | 116.4512 | 382.667
2027 | 1 | 19 | 12 | 49.7119 | 114.9359 | 391.1645
2027 | 1 | 19 | 13 | 50.0306 | 113.1929 | 388.213
2027 | 1 | 19 | 14 | 50.375 | 111.4188 | 387.7816
2027 | 1 | 19 | 15 | 51.2033 | 110.6329 | 393.415
2027 | 1 | 19 | 16 | 53.221 | 108.3882 | 405.8493
2027 | 1 | 19 | 17 | 56.463 | 104.367 | 436.1762
2027 | 1 | 19 | 18 | 58.1041 | 101.4167 | 471.3444
2027 | 1 | 19 | 19 | 58.2516 | 100.9709 | 465.4099
2027 | 1 | 19 | 20 | 55.4656 | 92.7333 | 452.6063
2027 | 1 | 19 | 21 | 52.4087 | 95.4168 | 436.6544
2027 | 1 | 19 | 22 | 48.9756 | 91.1978 | 414.6676
2027 | 1 | 19 | 23 | 46.3464 | 87.2468 | 387.1033
2027 | 1 | 20 | 0 | 43.9706 | 85.3934 | 362.3676
2027 | 1 | 20 | 1 | 42.525 | 88.2965 | 344.1721
2027 | 1 | 20 | 2 | 41.6602 | 85.9175 | 335.9651
2027 | 1 | 20 | 3 | 41.4649 | 85.7469 | 331.7436
2027 | 1 | 20 | 4 | 41.7687 | 85.9958 | 331.0548
2027 | 1 | 20 | 5 | 43.4648 | 86.5539 | 334.11
2027 | 1 | 20 | 6 | 46.2021 | 92.594 | 339.8429
2027 | 1 | 20 | 7 | 48.9818 | 101.1827 | 368.1713
2027 | 1 | 20 | 8 | 51.4241 | 118.9679 | 404.4766
2027 | 1 | 20 | 9 | 51.883 | 124.5323 | 418.2188
2027 | 1 | 20 | 10 | 50.7309 | 128.6558 | 413.3954
2027 | 1 | 20 | 11 | 50.4412 | 124.0459 | 405.5697
2027 | 1 | 20 | 12 | 51.4531 | 119.3903 | 406.9245
2027 | 1 | 20 | 13 | 51.5225 | 118.2835 | 403.4725
2027 | 1 | 20 | 14 | 51.4912 | 121.3247 | 402.3245
2027 | 1 | 20 | 15 | 52.4385 | 122.4508 | 406.1469
2027 | 1 | 20 | 16 | 54.583 | 115.0102 | 416.1992
2027 | 1 | 20 | 17 | 57.2575 | 111.0266 | 444.0776
2027 | 1 | 20 | 18 | 60.0858 | 112.6932 | 468.2975
2027 | 1 | 20 | 19 | 59.826 | 112.0806 | 462.9807
2027 | 1 | 20 | 20 | 56.5065 | 104.5907 | 450.8897
2027 | 1 | 20 | 21 | 53.1425 | 107.6329 | 435.1593
2027 | 1 | 20 | 22 | 49.5364 | 104.7299 | 412.2141
2027 | 1 | 20 | 23 | 46.8641 | 98.8194 | 383.8909
2027 | 1 | 21 | 0 | 45.7327 | 98.444 | 358.7808
2027 | 1 | 21 | 1 | 43.3931 | 97.5371 | 339.2853
2027 | 1 | 21 | 2 | 42.4066 | 95.939 | 329.1418
2027 | 1 | 21 | 3 | 42.1021 | 95.6684 | 323.8156
2027 | 1 | 21 | 4 | 42.3419 | 95.4672 | 321.9399
2027 | 1 | 21 | 5 | 43.8901 | 96.9839 | 323.8769
2027 | 1 | 21 | 6 | 46.603 | 103.943 | 329.8164
2027 | 1 | 21 | 7 | 49.1759 | 111.2512 | 358.6882
2027 | 1 | 21 | 8 | 51.2916 | 126.1877 | 397.186
2027 | 1 | 21 | 9 | 51.2997 | 131.1006 | 414.8988
2027 | 1 | 21 | 10 | 50.2862 | 134.1562 | 413.604
2027 | 1 | 21 | 11 | 50.0288 | 129.6723 | 409.2142
2027 | 1 | 21 | 12 | 48.8713 | 126.4487 | 400.6165
2027 | 1 | 21 | 13 | 48.7015 | 123.8926 | 398.025
2027 | 1 | 21 | 14 | 48.502 | 122.4602 | 397.7729
2027 | 1 | 21 | 15 | 49.1208 | 121.4852 | 402.6541
2027 | 1 | 21 | 16 | 50.8784 | 119.3742 | 411.3083
2027 | 1 | 21 | 17 | 53.7255 | 118.1402 | 436.6186
2027 | 1 | 21 | 18 | 57.7904 | 117.6609 | 464.1991
2027 | 1 | 21 | 19 | 57.8062 | 118.2031 | 459.2603
2027 | 1 | 21 | 20 | 54.9536 | 110.1956 | 447.3316
2027 | 1 | 21 | 21 | 51.8024 | 110.2523 | 432.2577
2027 | 1 | 21 | 22 | 48.3278 | 106.1115 | 410.5609
2027 | 1 | 21 | 23 | 45.6803 | 103.7894 | 382.5855
2027 | 1 | 22 | 0 | 43.8422 | 102.3747 | 354.5534
2027 | 1 | 22 | 1 | 41.5856 | 101.7852 | 338.9635
2027 | 1 | 22 | 2 | 40.3867 | 98.6321 | 329.2666
2027 | 1 | 22 | 3 | 39.9652 | 97.3888 | 324.518
2027 | 1 | 22 | 4 | 40.0964 | 97.8891 | 322.981
2027 | 1 | 22 | 5 | 41.6653 | 98.2296 | 325.2243
2027 | 1 | 22 | 6 | 44.0394 | 102.658 | 336.2703
2027 | 1 | 22 | 7 | 46.7915 | 108.9919 | 365.4713
2027 | 1 | 22 | 8 | 49.646 | 122.1131 | 398.1428
2027 | 1 | 22 | 9 | 50.6079 | 125.7061 | 403.3499
2027 | 1 | 22 | 10 | 50.4816 | 125.106 | 390.4098
2027 | 1 | 22 | 11 | 50.7141 | 124.7119 | 377.2332
2027 | 1 | 22 | 12 | 50.5783 | 120.0994 | 401.9073
2027 | 1 | 22 | 13 | 50.6016 | 117.7239 | 397.671
2027 | 1 | 22 | 14 | 50.3966 | 113.0106 | 396.5181
2027 | 1 | 22 | 15 | 50.7159 | 110.0641 | 400.2377
2027 | 1 | 22 | 16 | 51.8932 | 107.4711 | 408.7387
2027 | 1 | 22 | 17 | 53.953 | 105.4074 | 434.7769
2027 | 1 | 22 | 18 | 56.0452 | 107.3951 | 464.227
2027 | 1 | 22 | 19 | 55.4466 | 109.0709 | 461.2084
2027 | 1 | 22 | 20 | 52.1738 | 102.4012 | 449.3701
2027 | 1 | 22 | 21 | 49.1772 | 103.5691 | 435.6641
2027 | 1 | 22 | 22 | 46.1634 | 99.3453 | 417.5347
2027 | 1 | 22 | 23 | 43.7919 | 93.5188 | 393.3137
2027 | 1 | 23 | 0 | 41.4443 | 93.8558 | 371.643
2027 | 1 | 23 | 1 | 38.7681 | 87.7403 | 350.5335
2027 | 1 | 23 | 2 | 37.2698 | 85.0218 | 338.918
2027 | 1 | 23 | 3 | 36.4963 | 84.4408 | 332.2342
2027 | 1 | 23 | 4 | 36.4525 | 84.8107 | 329.1874
2027 | 1 | 23 | 5 | 37.2343 | 83.9641 | 327.7469
2027 | 1 | 23 | 6 | 38.8422 | 90.4938 | 326.6054
2027 | 1 | 23 | 7 | 40.3362 | 91.6861 | 342.8691
2027 | 1 | 23 | 8 | 42.9246 | 100.4014 | 379.4608
2027 | 1 | 23 | 9 | 45.6322 | 100.1492 | 408.43
2027 | 1 | 23 | 10 | 47.3305 | 102.4767 | 416.5991
2027 | 1 | 23 | 11 | 48.7313 | 104.0412 | 414.7697
2027 | 1 | 23 | 12 | 46.9679 | 100.264 | 399.7139
2027 | 1 | 23 | 13 | 46.6446 | 97.8948 | 394.5555
2027 | 1 | 23 | 14 | 46.14 | 98.2019 | 390.9909
2027 | 1 | 23 | 15 | 46.3311 | 92.293 | 394.6553
2027 | 1 | 23 | 16 | 47.4919 | 90.2308 | 404.3591
2027 | 1 | 23 | 17 | 49.6359 | 88.4703 | 434.72
2027 | 1 | 23 | 18 | 53.3021 | 93.4669 | 461.1177
2027 | 1 | 23 | 19 | 51.8885 | 94.3185 | 457.6128
2027 | 1 | 23 | 20 | 48.0078 | 85.8172 | 439.4806
2027 | 1 | 23 | 21 | 44.5835 | 85.6191 | 423.6276
2027 | 1 | 23 | 22 | 42.0586 | 83.4354 | 408.5373
2027 | 1 | 23 | 23 | 40.3255 | 80.8244 | 388.9622
2027 | 1 | 24 | 0 | 39.395 | 86.6916 | 365.9038
2027 | 1 | 24 | 1 | 37.2079 | 84.1017 | 356.0912
2027 | 1 | 24 | 2 | 35.8704 | 81.5515 | 346.3874
2027 | 1 | 24 | 3 | 35.1573 | 80.9993 | 340.9741
2027 | 1 | 24 | 4 | 34.9263 | 81.8392 | 339.1612
2027 | 1 | 24 | 5 | 35.3891 | 81.3185 | 338.9138
2027 | 1 | 24 | 6 | 36.094 | 86.8385 | 335.8457
2027 | 1 | 24 | 7 | 37.6031 | 88.2862 | 349.531
2027 | 1 | 24 | 8 | 40.6882 | 91.7449 | 382.8889
2027 | 1 | 24 | 9 | 43.8025 | 91.1821 | 411.4156
2027 | 1 | 24 | 10 | 46.2069 | 94.0989 | 417.8575
2027 | 1 | 24 | 11 | 48.0594 | 96.1654 | 415.2776
2027 | 1 | 24 | 12 | 47.5924 | 90.707 | 393.8057
2027 | 1 | 24 | 13 | 47.7887 | 90.2471 | 388.4388
2027 | 1 | 24 | 14 | 47.7587 | 90.829 | 385.4668
2027 | 1 | 24 | 15 | 48.3313 | 87.5487 | 390.0333
2027 | 1 | 24 | 16 | 49.7365 | 86.4225 | 406.3747
2027 | 1 | 24 | 17 | 52.2325 | 86.2026 | 445.6956
2027 | 1 | 24 | 18 | 55.1054 | 95.3288 | 483.6769
2027 | 1 | 24 | 19 | 53.8703 | 97.0149 | 484.8902
2027 | 1 | 24 | 20 | 50.1268 | 89.4615 | 469.1629
2027 | 1 | 24 | 21 | 46.4166 | 89.6484 | 451.8884
2027 | 1 | 24 | 22 | 43.2264 | 88.2793 | 431.9305
2027 | 1 | 24 | 23 | 41.0523 | 84.0433 | 407.9526
2027 | 1 | 25 | 0 | 39.6079 | 88.6594 | 384.1532
2027 | 1 | 25 | 1 | 37.4864 | 84.0683 | 370.0861
2027 | 1 | 25 | 2 | 36.4896 | 82.8429 | 363.3104
2027 | 1 | 25 | 3 | 36.1994 | 82.8013 | 361.1566
2027 | 1 | 25 | 4 | 36.4254 | 83.2945 | 361.7538
2027 | 1 | 25 | 5 | 38.0261 | 84.006 | 366.103
2027 | 1 | 25 | 6 | 40.291 | 89.6131 | 373.5954
2027 | 1 | 25 | 7 | 43.3391 | 98.2441 | 403.6595
2027 | 1 | 25 | 8 | 46.2554 | 116.7773 | 438.0354
2027 | 1 | 25 | 9 | 47.4493 | 122.5222 | 443.1025
2027 | 1 | 25 | 10 | 47.8927 | 122.9905 | 427.1324
2027 | 1 | 25 | 11 | 48.6477 | 118.6177 | 412.911
2027 | 1 | 25 | 12 | 48.4422 | 113.4341 | 415.9855
2027 | 1 | 25 | 13 | 48.7452 | 111.1283 | 407.586
2027 | 1 | 25 | 14 | 48.8242 | 110.0593 | 403.6441
2027 | 1 | 25 | 15 | 49.6755 | 108.6476 | 406.1274
2027 | 1 | 25 | 16 | 51.5172 | 105.961 | 418.4612
2027 | 1 | 25 | 17 | 53.995 | 101.8136 | 452.6372
2027 | 1 | 25 | 18 | 55.572 | 103.5352 | 481.6504
2027 | 1 | 25 | 19 | 54.9337 | 104.4664 | 486.1202
2027 | 1 | 25 | 20 | 51.5476 | 95.6818 | 476.5587
2027 | 1 | 25 | 21 | 48.0546 | 97.7328 | 461.61
2027 | 1 | 25 | 22 | 44.4979 | 93.8308 | 439.4293
2027 | 1 | 25 | 23 | 41.8551 | 90.2541 | 412.4891
2027 | 1 | 26 | 0 | 40.4827 | 89.7403 | 388.9186
2027 | 1 | 26 | 1 | 38.1515 | 86.2953 | 370.3893
2027 | 1 | 26 | 2 | 37.0871 | 83.9388 | 361.0638
2027 | 1 | 26 | 3 | 36.6905 | 83.3015 | 356.2519
2027 | 1 | 26 | 4 | 36.9384 | 83.3644 | 354.0607
2027 | 1 | 26 | 5 | 38.5374 | 83.6986 | 355.662
2027 | 1 | 26 | 6 | 40.7755 | 90.7006 | 360.199
2027 | 1 | 26 | 7 | 43.8139 | 99.4033 | 388.5366
2027 | 1 | 26 | 8 | 46.7652 | 115.8949 | 424.3035
2027 | 1 | 26 | 9 | 47.9191 | 120.9702 | 435.381
2027 | 1 | 26 | 10 | 48.2738 | 123.2952 | 428.412
2027 | 1 | 26 | 11 | 48.9814 | 121.0293 | 419.516
2027 | 1 | 26 | 12 | 48.7821 | 118.1044 | 415.1678
2027 | 1 | 26 | 13 | 49.0858 | 116.5299 | 409.5208
2027 | 1 | 26 | 14 | 49.2924 | 119.3206 | 406.7316
2027 | 1 | 26 | 15 | 50.0869 | 117.4773 | 409.6525
2027 | 1 | 26 | 16 | 51.8853 | 112.6196 | 418.7742
2027 | 1 | 26 | 17 | 54.6256 | 108.7403 | 445.742
2027 | 1 | 26 | 18 | 57.5026 | 107.1791 | 476.6466
2027 | 1 | 26 | 19 | 57.1071 | 107.6427 | 473.2412
2027 | 1 | 26 | 20 | 53.8039 | 98.5596 | 460.3126
2027 | 1 | 26 | 21 | 50.4818 | 100.761 | 443.9504
2027 | 1 | 26 | 22 | 47.0289 | 97.1948 | 421.6161
2027 | 1 | 26 | 23 | 44.3514 | 91.6508 | 393.7593
2027 | 1 | 27 | 0 | 41.5292 | 89.7667 | 368.2816
2027 | 1 | 27 | 1 | 40.5847 | 91.0457 | 349.1036
2027 | 1 | 27 | 2 | 39.6186 | 88.1658 | 339.3905
2027 | 1 | 27 | 3 | 39.2988 | 87.1915 | 334.1167
2027 | 1 | 27 | 4 | 39.5561 | 87.5543 | 331.9779
2027 | 1 | 27 | 5 | 41.1898 | 87.9852 | 333.5882
2027 | 1 | 27 | 6 | 43.5856 | 92.9708 | 343.2456
2027 | 1 | 27 | 7 | 46.5144 | 101.8105 | 371.9797
2027 | 1 | 27 | 8 | 49.0782 | 117.9964 | 410.5009
2027 | 1 | 27 | 9 | 49.7398 | 123.955 | 426.2122
2027 | 1 | 27 | 10 | 49.3319 | 125.9317 | 421.9811
2027 | 1 | 27 | 11 | 49.5158 | 122.1296 | 414.2055
2027 | 1 | 27 | 12 | 47.5914 | 118.5341 | 414.2326
2027 | 1 | 27 | 13 | 47.534 | 116.8107 | 410.8783
2027 | 1 | 27 | 14 | 47.5555 | 119.9347 | 409.9168
2027 | 1 | 27 | 15 | 48.3345 | 118.497 | 412.9529
2027 | 1 | 27 | 16 | 50.4877 | 112.6689 | 421.4758
2027 | 1 | 27 | 17 | 53.6103 | 108.1634 | 447.1672
2027 | 1 | 27 | 18 | 57.1723 | 108.3587 | 466.127
2027 | 1 | 27 | 19 | 57.9795 | 108.0844 | 466.1457
2027 | 1 | 27 | 20 | 55.6033 | 99.2276 | 455.6589
2027 | 1 | 27 | 21 | 52.7417 | 101.5042 | 441.0389
2027 | 1 | 27 | 22 | 49.3262 | 97.7444 | 418.331
2027 | 1 | 27 | 23 | 46.6327 | 93.272 | 390.3725
2027 | 1 | 28 | 0 | 44.4834 | 94.3892 | 366.1652
2027 | 1 | 28 | 1 | 42.3207 | 92.3476 | 342.3015
2027 | 1 | 28 | 2 | 41.2597 | 90.2052 | 332.2365
2027 | 1 | 28 | 3 | 40.8954 | 89.9234 | 326.883
2027 | 1 | 28 | 4 | 40.9968 | 90.3125 | 324.3925
2027 | 1 | 28 | 5 | 42.423 | 91.2353 | 325.5309
2027 | 1 | 28 | 6 | 44.3885 | 97.5995 | 334.7107
2027 | 1 | 28 | 7 | 47.1713 | 104.9839 | 363.4098
2027 | 1 | 28 | 8 | 49.7256 | 121.5131 | 397.4896
2027 | 1 | 28 | 9 | 50.5242 | 126.4281 | 404.9459
2027 | 1 | 28 | 10 | 50.3112 | 130.4837 | 394.4704
2027 | 1 | 28 | 11 | 50.5258 | 124.8149 | 385.6136
2027 | 1 | 28 | 12 | 50.0416 | 118.8072 | 350.3081
2027 | 1 | 28 | 13 | 50.1228 | 117.2283 | 342.5192
2027 | 1 | 28 | 14 | 50.1076 | 115.5684 | 339.9083
2027 | 1 | 28 | 15 | 50.882 | 114.8522 | 342.2114
2027 | 1 | 28 | 16 | 52.4128 | 112.0995 | 353.5306
2027 | 1 | 28 | 17 | 54.6211 | 108.1307 | 391.9523
2027 | 1 | 28 | 18 | 56.4689 | 112.0516 | 440.469
2027 | 1 | 28 | 19 | 56.3114 | 114.1638 | 447.7826
2027 | 1 | 28 | 20 | 53.1295 | 105.9326 | 441.0172
2027 | 1 | 28 | 21 | 49.781 | 108.1396 | 429.0489
2027 | 1 | 28 | 22 | 46.3103 | 105.1482 | 408.4541
2027 | 1 | 28 | 23 | 43.7312 | 100.0231 | 381.7975
2027 | 1 | 29 | 0 | 42.5236 | 99.1672 | 360.6044
2027 | 1 | 29 | 1 | 40.11 | 95.1945 | 328.7423
2027 | 1 | 29 | 2 | 38.9453 | 92.5373 | 318.3135
2027 | 1 | 29 | 3 | 38.4992 | 91.6514 | 312.7312
2027 | 1 | 29 | 4 | 38.6588 | 91.4023 | 310.3817
2027 | 1 | 29 | 5 | 40.2042 | 91.9569 | 311.6319
2027 | 1 | 29 | 6 | 42.9111 | 101.2106 | 317.0637
2027 | 1 | 29 | 7 | 45.7357 | 109.2774 | 345.5576
2027 | 1 | 29 | 8 | 48.3594 | 122.8733 | 380.2695
2027 | 1 | 29 | 9 | 48.9323 | 128.5871 | 390.4605
2027 | 1 | 29 | 10 | 48.5282 | 129.1487 | 381.6219
2027 | 1 | 29 | 11 | 48.5675 | 127.7815 | 371.4395
2027 | 1 | 29 | 12 | 46.0356 | 121.106 | 374.017
2027 | 1 | 29 | 13 | 45.7229 | 118.6712 | 368.7146
2027 | 1 | 29 | 14 | 45.3248 | 118.5864 | 366.8316
2027 | 1 | 29 | 15 | 45.4697 | 113.3669 | 369.7329
2027 | 1 | 29 | 16 | 46.795 | 109.6187 | 376.0006
2027 | 1 | 29 | 17 | 49.3004 | 106.2792 | 401.0765
2027 | 1 | 29 | 18 | 53.266 | 103.8992 | 430.2758
2027 | 1 | 29 | 19 | 53.4872 | 105.7156 | 428.4868
2027 | 1 | 29 | 20 | 50.8824 | 97.8813 | 415.9974
2027 | 1 | 29 | 21 | 48.0596 | 99.3756 | 401.5439
2027 | 1 | 29 | 22 | 45.1397 | 95.3413 | 383.3987
2027 | 1 | 29 | 23 | 42.8278 | 89.7128 | 359.6311
2027 | 1 | 30 | 0 | 40.9521 | 87.1926 | 338.1334
2027 | 1 | 30 | 1 | 38.5248 | 85.1239 | 323.2913
2027 | 1 | 30 | 2 | 37.0641 | 82.3275 | 312.7843
2027 | 1 | 30 | 3 | 36.3212 | 81.7898 | 306.812
2027 | 1 | 30 | 4 | 36.2126 | 82.9658 | 304.4419
2027 | 1 | 30 | 5 | 36.9286 | 81.869 | 303.9319
2027 | 1 | 30 | 6 | 38.2314 | 87.4347 | 303.1875
2027 | 1 | 30 | 7 | 40.0134 | 87.735 | 321.7119
2027 | 1 | 30 | 8 | 43.0071 | 97.1766 | 362.5527
2027 | 1 | 30 | 9 | 45.94 | 98.4929 | 393.9372
2027 | 1 | 30 | 10 | 47.7637 | 100.4502 | 400.3184
2027 | 1 | 30 | 11 | 49.1697 | 100.4434 | 398.6593
2027 | 1 | 30 | 12 | 49.7843 | 94.1905 | 394.3613
2027 | 1 | 30 | 13 | 49.7429 | 90.9837 | 389.1083
2027 | 1 | 30 | 14 | 49.5858 | 91.1487 | 385.4389
2027 | 1 | 30 | 15 | 49.8256 | 86.415 | 389.3004
2027 | 1 | 30 | 16 | 50.6905 | 84.4192 | 400.1797
2027 | 1 | 30 | 17 | 52.4244 | 82.4833 | 428.5905
2027 | 1 | 30 | 18 | 53.4528 | 90.2154 | 459.0379
2027 | 1 | 30 | 19 | 52.5344 | 92.6635 | 453.3904
2027 | 1 | 30 | 20 | 48.8307 | 83.6372 | 434.2335
2027 | 1 | 30 | 21 | 45.641 | 86.2857 | 417.8169
2027 | 1 | 30 | 22 | 43.189 | 83.9633 | 403.0562
2027 | 1 | 30 | 23 | 41.4115 | 80.2095 | 383.6328
2027 | 1 | 31 | 0 | 39.1492 | 85.7622 | 361.4508
2027 | 1 | 31 | 1 | 38.1455 | 83.336 | 339.9946
2027 | 1 | 31 | 2 | 37.0096 | 80.8194 | 328.9251
2027 | 1 | 31 | 3 | 36.5002 | 80.3213 | 322.6563
2027 | 1 | 31 | 4 | 36.4551 | 81.3381 | 319.3785
2027 | 1 | 31 | 5 | 37.1427 | 80.6265 | 316.5033
2027 | 1 | 31 | 6 | 38.4628 | 86.438 | 311.4561
2027 | 1 | 31 | 7 | 39.9851 | 87.9989 | 324.391
2027 | 1 | 31 | 8 | 42.6541 | 92.5342 | 358.928
2027 | 1 | 31 | 9 | 45.2102 | 93.7641 | 383.8078
2027 | 1 | 31 | 10 | 46.6634 | 97.0777 | 387.7226
2027 | 1 | 31 | 11 | 47.8468 | 97.5584 | 382.1266
2027 | 1 | 31 | 12 | 46.9329 | 91.506 | 369.8095
2027 | 1 | 31 | 13 | 46.9086 | 91.7999 | 364.3554
2027 | 1 | 31 | 14 | 46.8953 | 97.3337 | 361.4234
2027 | 1 | 31 | 15 | 47.5674 | 92.3231 | 366.5637
2027 | 1 | 31 | 16 | 49.2945 | 88.2029 | 379.5771
2027 | 1 | 31 | 17 | 52.1132 | 86.5256 | 414.7814
2027 | 1 | 31 | 18 | 54.5872 | 93.0699 | 462.0154
2027 | 1 | 31 | 19 | 54.4447 | 95.15 | 455.8018
2027 | 1 | 31 | 20 | 51.3376 | 87.1654 | 436.2203
2027 | 1 | 31 | 21 | 47.7964 | 88.15 | 417.0223
2027 | 1 | 31 | 22 | 44.618 | 86.8458 | 395.5757
2027 | 1 | 31 | 23 | 42.5053 | 83.2076 | 369.6663
2027 | 2 | 1 | 0 | 41.8762 | 87.5582 | 343.7322
2027 | 2 | 1 | 1 | 38.6859 | 89.4903 | 313.6737
2027 | 2 | 1 | 2 | 37.8424 | 88.9019 | 304.828
2027 | 2 | 1 | 3 | 37.7276 | 90.0588 | 300.1233
2027 | 2 | 1 | 4 | 37.9413 | 89.7609 | 299.2781
2027 | 2 | 1 | 5 | 39.5331 | 91.5983 | 302.7865
2027 | 2 | 1 | 6 | 41.6243 | 98.2617 | 307.8777
2027 | 2 | 1 | 7 | 44.5736 | 107.1614 | 337.22
2027 | 2 | 1 | 8 | 47.1439 | 123.3092 | 373.2526
2027 | 2 | 1 | 9 | 48.0479 | 127.7098 | 387.6297
2027 | 2 | 1 | 10 | 48.0089 | 131.4738 | 385.7546
2027 | 2 | 1 | 11 | 48.5126 | 126.7532 | 380.5744
2027 | 2 | 1 | 12 | 45.8751 | 121.1952 | 364.167
2027 | 2 | 1 | 13 | 45.8024 | 118.4921 | 362.0858
2027 | 2 | 1 | 14 | 45.3611 | 114.6353 | 358.2035
2027 | 2 | 1 | 15 | 46.0481 | 116.9211 | 360.0378
2027 | 2 | 1 | 16 | 47.8953 | 112.3971 | 370.1778
2027 | 2 | 1 | 17 | 50.6717 | 110.7629 | 400.0069
2027 | 2 | 1 | 18 | 54.814 | 110.3308 | 417.3792
2027 | 2 | 1 | 19 | 54.7443 | 113.9324 | 424.0437
2027 | 2 | 1 | 20 | 51.5498 | 107.682 | 414.3622
2027 | 2 | 1 | 21 | 48.0943 | 109.6398 | 398.5288
2027 | 2 | 1 | 22 | 44.53 | 106.3245 | 377.1261
2027 | 2 | 1 | 23 | 42.0298 | 100.612 | 351.3629
2027 | 2 | 2 | 0 | 40.3274 | 97.8416 | 331.5305
2027 | 2 | 2 | 1 | 38.394 | 96.7538 | 309.3289
2027 | 2 | 2 | 2 | 37.3347 | 94.9627 | 300.0535
2027 | 2 | 2 | 3 | 36.9808 | 94.516 | 295.1351
2027 | 2 | 2 | 4 | 37.163 | 93.2552 | 293.9814
2027 | 2 | 2 | 5 | 38.7008 | 94.7841 | 296.7858
2027 | 2 | 2 | 6 | 41.3518 | 98.2158 | 301.6859
2027 | 2 | 2 | 7 | 44.3681 | 107.4919 | 330.3056
2027 | 2 | 2 | 8 | 47.1065 | 120.8921 | 362.6992
2027 | 2 | 2 | 9 | 48.0994 | 125.6442 | 369.8231
2027 | 2 | 2 | 10 | 48.0961 | 128.5457 | 363.0914
2027 | 2 | 2 | 11 | 48.6224 | 127.5248 | 355.2455
2027 | 2 | 2 | 12 | 48.6709 | 119.7801 | 342.3939
2027 | 2 | 2 | 13 | 48.8103 | 117.7854 | 339.5883
2027 | 2 | 2 | 14 | 48.7137 | 113.0821 | 335.6313
2027 | 2 | 2 | 15 | 49.3525 | 113.6588 | 337.4745
2027 | 2 | 2 | 16 | 50.9711 | 110.8259 | 348.6247
2027 | 2 | 2 | 17 | 53.654 | 108.3343 | 380.9201
2027 | 2 | 2 | 18 | 55.8997 | 108.7697 | 415.5469
2027 | 2 | 2 | 19 | 55.9321 | 111.5775 | 421.324
2027 | 2 | 2 | 20 | 52.9009 | 104.9539 | 412.0454
2027 | 2 | 2 | 21 | 49.5321 | 106.2637 | 397.6117
2027 | 2 | 2 | 22 | 46.018 | 102.244 | 377.1295
2027 | 2 | 2 | 23 | 43.4255 | 97.127 | 351.2225
2027 | 2 | 3 | 0 | 41.2292 | 95.2489 | 325.2427
2027 | 2 | 3 | 1 | 39.6963 | 97.3432 | 303.049
2027 | 2 | 3 | 2 | 38.7272 | 94.6036 | 294.2377
2027 | 2 | 3 | 3 | 38.4673 | 93.6416 | 289.3322
2027 | 2 | 3 | 4 | 38.6945 | 93.2262 | 288.583
2027 | 2 | 3 | 5 | 40.3422 | 94.2056 | 291.7591
2027 | 2 | 3 | 6 | 42.9579 | 100.2514 | 297.8294
2027 | 2 | 3 | 7 | 45.9052 | 109.878 | 325.5769
2027 | 2 | 3 | 8 | 48.5202 | 123.2444 | 354.3203
2027 | 2 | 3 | 9 | 49.5526 | 127.6932 | 356.7075
2027 | 2 | 3 | 10 | 49.2616 | 131.0033 | 346.5929
2027 | 2 | 3 | 11 | 49.6027 | 130.6333 | 336.9895
2027 | 2 | 3 | 12 | 49.067 | 125.118 | 321.315
2027 | 2 | 3 | 13 | 49.0954 | 123.2125 | 316.9221
2027 | 2 | 3 | 14 | 48.9495 | 124.8283 | 312.7639
2027 | 2 | 3 | 15 | 49.8023 | 124.6612 | 313.68
2027 | 2 | 3 | 16 | 51.7317 | 117.8888 | 326.8014
2027 | 2 | 3 | 17 | 54.3747 | 115.2339 | 364.0769
2027 | 2 | 3 | 18 | 56.6082 | 111.4352 | 402.5072
2027 | 2 | 3 | 19 | 57.5249 | 113.442 | 412.344
2027 | 2 | 3 | 20 | 54.9532 | 106.5954 | 405.4447
2027 | 2 | 3 | 21 | 52.0219 | 107.9461 | 392.1128
2027 | 2 | 3 | 22 | 48.5783 | 104.0981 | 370.9982
2027 | 2 | 3 | 23 | 46.0035 | 98.4434 | 344.999
2027 | 2 | 4 | 0 | 43.3513 | 98.2875 | 324.0786
2027 | 2 | 4 | 1 | 42.5871 | 98.1354 | 309.9504
2027 | 2 | 4 | 2 | 41.7441 | 96.2867 | 301.1447
2027 | 2 | 4 | 3 | 41.6257 | 95.7746 | 297.1931
2027 | 2 | 4 | 4 | 41.8474 | 95.2345 | 297.1077
2027 | 2 | 4 | 5 | 43.4067 | 96.6904 | 300.8178
2027 | 2 | 4 | 6 | 45.9323 | 101.2482 | 308.9909
2027 | 2 | 4 | 7 | 48.7158 | 109.9232 | 339.7142
2027 | 2 | 4 | 8 | 50.9332 | 123.9231 | 378.1548
2027 | 2 | 4 | 9 | 51.1425 | 129.216 | 393.6441
2027 | 2 | 4 | 10 | 49.9641 | 134.5543 | 390.2866
2027 | 2 | 4 | 11 | 49.6332 | 131.1155 | 383.4093
2027 | 2 | 4 | 12 | 48.3589 | 126.0909 | 374.6042
2027 | 2 | 4 | 13 | 48.0261 | 124.3343 | 372.6537
2027 | 2 | 4 | 14 | 47.7151 | 122.256 | 370.2954
2027 | 2 | 4 | 15 | 48.4588 | 122.8173 | 374.145
2027 | 2 | 4 | 16 | 50.3316 | 118.871 | 385.2413
2027 | 2 | 4 | 17 | 53.2765 | 116.0865 | 413.3523
2027 | 2 | 4 | 18 | 56.9347 | 112.5185 | 441.3884
2027 | 2 | 4 | 19 | 58.3485 | 115.695 | 445.2078
2027 | 2 | 4 | 20 | 56.0962 | 109.482 | 435.6856
2027 | 2 | 4 | 21 | 53.3428 | 110.5497 | 420.9034
2027 | 2 | 4 | 22 | 50.0239 | 107.3097 | 399.6144
2027 | 2 | 4 | 23 | 47.5157 | 102.9866 | 372.4838
2027 | 2 | 5 | 0 | 45.3639 | 102.4971 | 352.2005
2027 | 2 | 5 | 1 | 43.4351 | 102.2875 | 335.1498
2027 | 2 | 5 | 2 | 42.3857 | 100.2047 | 326.0184
2027 | 2 | 5 | 3 | 42.0908 | 100.2426 | 321.9784
2027 | 2 | 5 | 4 | 42.1334 | 99.8329 | 321.704
2027 | 2 | 5 | 5 | 43.5368 | 101.1868 | 324.7705
2027 | 2 | 5 | 6 | 45.6658 | 105.2748 | 333.9061
2027 | 2 | 5 | 7 | 48.2517 | 112.7971 | 364.4448
2027 | 2 | 5 | 8 | 50.3199 | 124.6308 | 403.5855
2027 | 2 | 5 | 9 | 50.3681 | 129.3954 | 418.9824
2027 | 2 | 5 | 10 | 49.1367 | 132.7337 | 413.1278
2027 | 2 | 5 | 11 | 48.7049 | 129.3728 | 401.7221
2027 | 2 | 5 | 12 | 50.6289 | 124.2562 | 400.4217
2027 | 2 | 5 | 13 | 50.435 | 121.5427 | 397.4461
2027 | 2 | 5 | 14 | 49.9673 | 116.2379 | 393.5744
2027 | 2 | 5 | 15 | 50.2845 | 115.7341 | 395.432
2027 | 2 | 5 | 16 | 51.3572 | 112.0651 | 403.4749
2027 | 2 | 5 | 17 | 53.2186 | 110.456 | 427.5232
2027 | 2 | 5 | 18 | 55.5242 | 110.6998 | 447.2253
2027 | 2 | 5 | 19 | 55.7383 | 114.8036 | 452.7943
2027 | 2 | 5 | 20 | 52.6664 | 110.5731 | 442.3343
2027 | 2 | 5 | 21 | 49.6745 | 111.6648 | 428.6833
2027 | 2 | 5 | 22 | 46.6957 | 108.3426 | 411.4319
2027 | 2 | 5 | 23 | 44.4254 | 102.7047 | 388.1203
2027 | 2 | 6 | 0 | 42.0711 | 100.4213 | 367.5624
2027 | 2 | 6 | 1 | 39.9217 | 96.0359 | 354.9902
2027 | 2 | 6 | 2 | 38.4831 | 93.848 | 344.5992
2027 | 2 | 6 | 3 | 37.802 | 93.9106 | 339.1323
2027 | 2 | 6 | 4 | 37.8349 | 93.3789 | 337.6435
2027 | 2 | 6 | 5 | 38.6735 | 93.4613 | 337.6334
2027 | 2 | 6 | 6 | 39.6999 | 98.2638 | 335.6546
2027 | 2 | 6 | 7 | 41.1348 | 99.0389 | 353.9424
2027 | 2 | 6 | 8 | 43.6252 | 104.9973 | 393.6527
2027 | 2 | 6 | 9 | 46.7018 | 103.8888 | 425.3673
2027 | 2 | 6 | 10 | 48.8253 | 106.3532 | 433.021
2027 | 2 | 6 | 11 | 50.4325 | 106.58 | 430.4044
2027 | 2 | 6 | 12 | 50.3726 | 106.2273 | 427.0047
2027 | 2 | 6 | 13 | 50.2323 | 103.8394 | 420.7224
2027 | 2 | 6 | 14 | 49.7903 | 103.4448 | 413.6922
2027 | 2 | 6 | 15 | 50.1044 | 98.1997 | 417.5173
2027 | 2 | 6 | 16 | 50.9257 | 94.9699 | 429.7038
2027 | 2 | 6 | 17 | 52.5506 | 93.4575 | 455.6207
2027 | 2 | 6 | 18 | 52.6911 | 98.7059 | 470.8792
2027 | 2 | 6 | 19 | 52.7962 | 101.4634 | 469.816
2027 | 2 | 6 | 20 | 49.4516 | 94.7264 | 451.0252
2027 | 2 | 6 | 21 | 46.2335 | 92.4404 | 432.5599
2027 | 2 | 6 | 22 | 43.8054 | 91.7655 | 416.519
2027 | 2 | 6 | 23 | 42.1682 | 87.924 | 396.613
2027 | 2 | 7 | 0 | 40.6289 | 90.5264 | 382.545
2027 | 2 | 7 | 1 | 40.4266 | 88.7749 | 356.4163
2027 | 2 | 7 | 2 | 39.4179 | 86.3979 | 345.4682
2027 | 2 | 7 | 3 | 39.0826 | 86.613 | 339.3934
2027 | 2 | 7 | 4 | 39.2429 | 87.967 | 336.9491
2027 | 2 | 7 | 5 | 40.1746 | 87.5711 | 335.3587
2027 | 2 | 7 | 6 | 41.8899 | 92.2155 | 329.9214
2027 | 2 | 7 | 7 | 43.0145 | 92.6677 | 341.8772
2027 | 2 | 7 | 8 | 44.7116 | 97.2312 | 374.2175
2027 | 2 | 7 | 9 | 46.6793 | 96.7625 | 403.2369
2027 | 2 | 7 | 10 | 47.8189 | 100.8461 | 413.1888
2027 | 2 | 7 | 11 | 48.9024 | 102.6637 | 410.9085
2027 | 2 | 7 | 12 | 48.6762 | 99.133 | 416.8778
2027 | 2 | 7 | 13 | 48.3829 | 98.5375 | 416.1666
2027 | 2 | 7 | 14 | 48.0617 | 99.9077 | 412.2818
2027 | 2 | 7 | 15 | 48.6539 | 96.831 | 415.4391
2027 | 2 | 7 | 16 | 50.1538 | 92.9708 | 424.0471
2027 | 2 | 7 | 17 | 53.0161 | 91.6234 | 449.7914
2027 | 2 | 7 | 18 | 56.266 | 95.6923 | 459.8744
2027 | 2 | 7 | 19 | 56.5092 | 99.5567 | 463.7847
2027 | 2 | 7 | 20 | 53.3573 | 94.8021 | 446.9963
2027 | 2 | 7 | 21 | 49.6255 | 93.6396 | 428.6117
2027 | 2 | 7 | 22 | 46.3746 | 91.8166 | 408.3425
2027 | 2 | 7 | 23 | 44.2692 | 88.4474 | 383.7634
2027 | 2 | 8 | 0 | 43.6608 | 93.9514 | 354.3159
2027 | 2 | 8 | 1 | 40.6914 | 95.314 | 347.2376
2027 | 2 | 8 | 2 | 39.9305 | 95.3418 | 340.2771
2027 | 2 | 8 | 3 | 39.8936 | 95.9081 | 338.127
2027 | 2 | 8 | 4 | 40.2467 | 95.1599 | 339.044
2027 | 2 | 8 | 5 | 41.9763 | 97.0974 | 344.0305
2027 | 2 | 8 | 6 | 44.7897 | 103.0116 | 354.1466
2027 | 2 | 8 | 7 | 47.6082 | 111.2579 | 384.8529
2027 | 2 | 8 | 8 | 49.9117 | 125.2069 | 419.9011
2027 | 2 | 8 | 9 | 50.2975 | 129.0763 | 427.0833
2027 | 2 | 8 | 10 | 49.5219 | 131.1239 | 415.4602
2027 | 2 | 8 | 11 | 49.4195 | 128.4517 | 402.6275
2027 | 2 | 8 | 12 | 49.1596 | 121.9932 | 377.4572
2027 | 2 | 8 | 13 | 48.9826 | 118.3781 | 369.4322
2027 | 2 | 8 | 14 | 48.4937 | 111.7382 | 363.4203
2027 | 2 | 8 | 15 | 49.0584 | 114.6239 | 364.1555
2027 | 2 | 8 | 16 | 50.6266 | 112.9426 | 378.1394
2027 | 2 | 8 | 17 | 52.928 | 111.7772 | 415.0597
2027 | 2 | 8 | 18 | 55.5918 | 112.4457 | 460.359
2027 | 2 | 8 | 19 | 55.8467 | 117.2266 | 472.0768
2027 | 2 | 8 | 20 | 52.5462 | 111.5839 | 464.1981
2027 | 2 | 8 | 21 | 49.0357 | 112.2103 | 449.1686
2027 | 2 | 8 | 22 | 45.4138 | 108.7351 | 427.2249
2027 | 2 | 8 | 23 | 42.9434 | 105.5805 | 400.6858
2027 | 2 | 9 | 0 | 41.4991 | 104.1257 | 380.6449
2027 | 2 | 9 | 1 | 39.0694 | 102.9451 | 356.974
2027 | 2 | 9 | 2 | 38.0188 | 100.9284 | 347.8715
2027 | 2 | 9 | 3 | 37.6985 | 99.4973 | 343.3175
2027 | 2 | 9 | 4 | 37.9247 | 98.6952 | 341.8241
2027 | 2 | 9 | 5 | 39.5579 | 99.8924 | 343.6155
2027 | 2 | 9 | 6 | 42.2659 | 103.6372 | 348.2473
2027 | 2 | 9 | 7 | 45.1726 | 112.5122 | 377.6179
2027 | 2 | 9 | 8 | 47.7467 | 123.2439 | 415.1175
2027 | 2 | 9 | 9 | 48.5911 | 126.8314 | 427.5111
2027 | 2 | 9 | 10 | 48.4234 | 127.4169 | 422.6402
2027 | 2 | 9 | 11 | 48.7879 | 129.7841 | 414.3917
2027 | 2 | 9 | 12 | 48.239 | 123.9599 | 403.1799
2027 | 2 | 9 | 13 | 48.2483 | 121.1422 | 399.3529
2027 | 2 | 9 | 14 | 48.0424 | 117.788 | 394.3622
2027 | 2 | 9 | 15 | 48.5858 | 116.2686 | 394.6648
2027 | 2 | 9 | 16 | 50.1034 | 115.063 | 401.8652
2027 | 2 | 9 | 17 | 52.5834 | 113.4115 | 427.6363
2027 | 2 | 9 | 18 | 54.1018 | 109.871 | 445.3313
2027 | 2 | 9 | 19 | 54.3811 | 113.8239 | 452.5499
2027 | 2 | 9 | 20 | 51.418 | 107.2537 | 442.8752
2027 | 2 | 9 | 21 | 47.997 | 107.3728 | 427.802
2027 | 2 | 9 | 22 | 44.4227 | 102.9855 | 406.6537
2027 | 2 | 9 | 23 | 41.8682 | 99.5782 | 379.9064
2027 | 2 | 10 | 0 | 40.5301 | 99.585 | 358.5209
2027 | 2 | 10 | 1 | 37.7006 | 99.6586 | 355.1156
2027 | 2 | 10 | 2 | 36.6034 | 96.8835 | 348.3394
2027 | 2 | 10 | 3 | 36.2539 | 94.961 | 346.483
2027 | 2 | 10 | 4 | 36.4298 | 94.2832 | 347.7955
2027 | 2 | 10 | 5 | 38.102 | 94.9738 | 352.918
2027 | 2 | 10 | 6 | 40.4964 | 100.605 | 357.3744
2027 | 2 | 10 | 7 | 43.3718 | 109.9616 | 389.4219
2027 | 2 | 10 | 8 | 45.8439 | 121.6159 | 430.8582
2027 | 2 | 10 | 9 | 46.9386 | 125.949 | 448.0128
2027 | 2 | 10 | 10 | 46.989 | 127.3115 | 444.9541
2027 | 2 | 10 | 11 | 47.5857 | 129.4757 | 434.9124
2027 | 2 | 10 | 12 | 48.1209 | 123.7402 | 412.9213
2027 | 2 | 10 | 13 | 48.362 | 121.3925 | 408.7989
2027 | 2 | 10 | 14 | 48.2775 | 121.623 | 405.5162
2027 | 2 | 10 | 15 | 49.1398 | 121.1475 | 407.6529
2027 | 2 | 10 | 16 | 50.7332 | 116.1373 | 420.8384
2027 | 2 | 10 | 17 | 52.8253 | 112.8242 | 452.9297
2027 | 2 | 10 | 18 | 53.6872 | 109.4396 | 475.8295
2027 | 2 | 10 | 19 | 54.0419 | 112.8758 | 494.1905
2027 | 2 | 10 | 20 | 50.9212 | 105.5174 | 489.9484
2027 | 2 | 10 | 21 | 47.5896 | 106.7146 | 478.324
2027 | 2 | 10 | 22 | 44.0386 | 102.7186 | 457.0783
2027 | 2 | 10 | 23 | 41.5449 | 97.0811 | 430.4736
2027 | 2 | 11 | 0 | 39.6266 | 97.4767 | 404.91
2027 | 2 | 11 | 1 | 37.6809 | 95.7103 | 385.1517
2027 | 2 | 11 | 2 | 36.6156 | 93.667 | 377.0453
2027 | 2 | 11 | 3 | 36.2902 | 92.0296 | 373.82
2027 | 2 | 11 | 4 | 36.4212 | 90.9467 | 373.5166
2027 | 2 | 11 | 5 | 37.9358 | 91.9654 | 376.1853
2027 | 2 | 11 | 6 | 40.2126 | 94.4098 | 378.9843
2027 | 2 | 11 | 7 | 43.2278 | 103.2681 | 408.1413
2027 | 2 | 11 | 8 | 45.8738 | 116.2932 | 444.5647
2027 | 2 | 11 | 9 | 47.087 | 122.4863 | 453.9504
2027 | 2 | 11 | 10 | 47.3084 | 125.5222 | 444.584
2027 | 2 | 11 | 11 | 47.9475 | 123.7401 | 433.9581
2027 | 2 | 11 | 12 | 47.3582 | 121.5542 | 425.831
2027 | 2 | 11 | 13 | 47.4695 | 120.3307 | 421.5702
2027 | 2 | 11 | 14 | 47.3982 | 118.7282 | 416.7847
2027 | 2 | 11 | 15 | 48.2494 | 118.1878 | 416.8134
2027 | 2 | 11 | 16 | 49.7141 | 114.5263 | 422.0875
2027 | 2 | 11 | 17 | 51.9086 | 108.6515 | 447.5907
2027 | 2 | 11 | 18 | 51.4996 | 105.8249 | 478.7283
2027 | 2 | 11 | 19 | 52.959 | 109.1662 | 485.72
2027 | 2 | 11 | 20 | 50.8313 | 101.2553 | 476.2946
2027 | 2 | 11 | 21 | 48.0653 | 102.5696 | 462.2665
2027 | 2 | 11 | 22 | 44.8109 | 99.1739 | 441.4542
2027 | 2 | 11 | 23 | 42.409 | 94.5892 | 413.618
2027 | 2 | 12 | 0 | 40.4075 | 94.819 | 382.1143
2027 | 2 | 12 | 1 | 38.1844 | 93.9949 | 363.8346
2027 | 2 | 12 | 2 | 37.098 | 91.213 | 354.6912
2027 | 2 | 12 | 3 | 36.739 | 90.5866 | 350.7567
2027 | 2 | 12 | 4 | 36.7794 | 90.5281 | 349.7878
2027 | 2 | 12 | 5 | 38.2015 | 91.1204 | 352.6867
2027 | 2 | 12 | 6 | 40.3525 | 95.7516 | 358.6438
2027 | 2 | 12 | 7 | 43.3739 | 105.116 | 387.9557
2027 | 2 | 12 | 8 | 46.0047 | 117.7057 | 419.7093
2027 | 2 | 12 | 9 | 47.0426 | 124.9584 | 422.2015
2027 | 2 | 12 | 10 | 46.9222 | 128.7318 | 407.1911
2027 | 2 | 12 | 11 | 47.2436 | 125.1463 | 390.9697
2027 | 2 | 12 | 12 | 46.702 | 120.3848 | 391.1116
2027 | 2 | 12 | 13 | 46.6397 | 118.4831 | 385.878
2027 | 2 | 12 | 14 | 46.2488 | 119.2198 | 381.4746
2027 | 2 | 12 | 15 | 46.6928 | 116.2309 | 381.421
2027 | 2 | 12 | 16 | 47.8161 | 110.4476 | 389.2581
2027 | 2 | 12 | 17 | 49.5229 | 105.2506 | 416.3949
2027 | 2 | 12 | 18 | 50.8195 | 100.1399 | 440.5319
2027 | 2 | 12 | 19 | 51.2983 | 104.2336 | 456.2401
2027 | 2 | 12 | 20 | 48.5868 | 98.2823 | 449.3489
2027 | 2 | 12 | 21 | 45.627 | 101.9872 | 437.192
2027 | 2 | 12 | 22 | 42.7454 | 99.5265 | 420.0897
2027 | 2 | 12 | 23 | 40.495 | 91.328 | 397.413
2027 | 2 | 13 | 0 | 38.6922 | 90.2354 | 376.0943
2027 | 2 | 13 | 1 | 36.2439 | 89.2023 | 353.2535
2027 | 2 | 13 | 2 | 34.8255 | 86.9811 | 342.8647
2027 | 2 | 13 | 3 | 34.1485 | 86.6521 | 337.3347
2027 | 2 | 13 | 4 | 33.8559 | 86.4298 | 335.4169
2027 | 2 | 13 | 5 | 34.3818 | 86.5186 | 335.903
2027 | 2 | 13 | 6 | 35.1861 | 90.6158 | 333.1859
2027 | 2 | 13 | 7 | 37.3875 | 93.8615 | 347.3674
2027 | 2 | 13 | 8 | 40.8057 | 99.8785 | 369.5774
2027 | 2 | 13 | 9 | 43.979 | 104.7325 | 379.8655
2027 | 2 | 13 | 10 | 45.7433 | 109.5507 | 376.049
2027 | 2 | 13 | 11 | 47.1217 | 108.3253 | 367.1644
2027 | 2 | 13 | 12 | 46.9738 | 102.3277 | 393.5608
2027 | 2 | 13 | 13 | 46.8409 | 99.6652 | 389.919
2027 | 2 | 13 | 14 | 46.3509 | 104.7641 | 384.4651
2027 | 2 | 13 | 15 | 46.5106 | 99.9665 | 382.5618
2027 | 2 | 13 | 16 | 47.3274 | 93.7336 | 387.7588
2027 | 2 | 13 | 17 | 48.7896 | 93.1608 | 413.5426
2027 | 2 | 13 | 18 | 48.9747 | 92.9937 | 434.749
2027 | 2 | 13 | 19 | 48.6273 | 97.5329 | 441.8591
2027 | 2 | 13 | 20 | 45.165 | 88.8299 | 424.6792
2027 | 2 | 13 | 21 | 41.8057 | 92.0663 | 408.0234
2027 | 2 | 13 | 22 | 39.2617 | 90.4059 | 393.1484
2027 | 2 | 13 | 23 | 37.6297 | 85.4304 | 374.7879
2027 | 2 | 14 | 0 | 37.2466 | 86.1361 | 351.681
2027 | 2 | 14 | 1 | 34.4313 | 85.0787 | 334.908
2027 | 2 | 14 | 2 | 33.2291 | 82.6319 | 324.896
2027 | 2 | 14 | 3 | 32.6425 | 82.5731 | 319.2754
2027 | 2 | 14 | 4 | 32.3327 | 83.6484 | 317.1675
2027 | 2 | 14 | 5 | 32.7165 | 82.8415 | 316.5948
2027 | 2 | 14 | 6 | 33.9972 | 83.5949 | 316.043
2027 | 2 | 14 | 7 | 35.9049 | 84.6246 | 328.0861
2027 | 2 | 14 | 8 | 39.2282 | 90.4532 | 353.8221
2027 | 2 | 14 | 9 | 42.3506 | 94.8262 | 370.9867
2027 | 2 | 14 | 10 | 44.0776 | 99.4544 | 371.5118
2027 | 2 | 14 | 11 | 45.4428 | 97.446 | 364.6645
2027 | 2 | 14 | 12 | 45.8498 | 96.2468 | 377.4624
2027 | 2 | 14 | 13 | 46.0199 | 95.0747 | 374.8461
2027 | 2 | 14 | 14 | 45.8813 | 103.5906 | 370.5326
2027 | 2 | 14 | 15 | 46.5342 | 101.1028 | 371.0972
2027 | 2 | 14 | 16 | 47.9211 | 92.8838 | 381.0327
2027 | 2 | 14 | 17 | 49.8774 | 93.2402 | 411.0479
2027 | 2 | 14 | 18 | 50.8274 | 95.4801 | 439.9615
2027 | 2 | 14 | 19 | 50.6744 | 98.985 | 443.8236
2027 | 2 | 14 | 20 | 47.3411 | 91.2962 | 426.5434
2027 | 2 | 14 | 21 | 43.7295 | 93.5813 | 406.8047
2027 | 2 | 14 | 22 | 40.5754 | 91.109 | 385.8737
2027 | 2 | 14 | 23 | 38.5372 | 86.7111 | 361.6412
2027 | 2 | 15 | 0 | 37.0212 | 88.168 | 346.3275
2027 | 2 | 15 | 1 | 34.8631 | 88.7429 | 340.1717
2027 | 2 | 15 | 2 | 33.7759 | 85.7984 | 331.0536
2027 | 2 | 15 | 3 | 33.3667 | 85.9792 | 326.8155
2027 | 2 | 15 | 4 | 33.5541 | 86.9254 | 326.1245
2027 | 2 | 15 | 5 | 34.4198 | 86.8292 | 328.4973
2027 | 2 | 15 | 6 | 35.7444 | 91.0668 | 326.404
2027 | 2 | 15 | 7 | 36.9945 | 94.397 | 341.6828
2027 | 2 | 15 | 8 | 38.852 | 96.3778 | 368.3418
2027 | 2 | 15 | 9 | 41.4231 | 96.9255 | 388.2941
2027 | 2 | 15 | 10 | 43.4153 | 99.8416 | 382.9489
2027 | 2 | 15 | 11 | 44.7943 | 98.537 | 377.5108
2027 | 2 | 15 | 12 | 44.5812 | 94.9417 | 369.8993
2027 | 2 | 15 | 13 | 44.5185 | 94.4696 | 371.9354
2027 | 2 | 15 | 14 | 44.1183 | 98.843 | 369.545
2027 | 2 | 15 | 15 | 44.548 | 93.7382 | 370.9593
2027 | 2 | 15 | 16 | 45.782 | 88.8059 | 377.1695
2027 | 2 | 15 | 17 | 48.314 | 89.3637 | 411.0442
2027 | 2 | 15 | 18 | 51.6262 | 88.4269 | 431.9526
2027 | 2 | 15 | 19 | 51.7715 | 93.593 | 441.2086
2027 | 2 | 15 | 20 | 49.0151 | 87.3518 | 430.0703
2027 | 2 | 15 | 21 | 45.6238 | 90.7797 | 413.7624
2027 | 2 | 15 | 22 | 42.5793 | 89.4356 | 392.8849
2027 | 2 | 15 | 23 | 40.0216 | 84.7352 | 367.3337
2027 | 2 | 16 | 0 | 38.6934 | 88.8349 | 345.5858
2027 | 2 | 16 | 1 | 38.15 | 90.5363 | 335.8512
2027 | 2 | 16 | 2 | 37.204 | 87.9675 | 327.4679
2027 | 2 | 16 | 3 | 36.9086 | 87.8146 | 323.4441
2027 | 2 | 16 | 4 | 37.1406 | 88.3863 | 322.2687
2027 | 2 | 16 | 5 | 38.6821 | 89.1492 | 324.833
2027 | 2 | 16 | 6 | 40.8617 | 96.8203 | 335.0871
2027 | 2 | 16 | 7 | 43.9322 | 106.6221 | 364.6829
2027 | 2 | 16 | 8 | 46.4189 | 119.3331 | 398.2569
2027 | 2 | 16 | 9 | 47.2098 | 123.8593 | 404.4234
2027 | 2 | 16 | 10 | 47.1386 | 128.4316 | 392.7134
2027 | 2 | 16 | 11 | 47.5836 | 126.1474 | 379.7251
2027 | 2 | 16 | 12 | 45.1424 | 120.177 | 382.9264
2027 | 2 | 16 | 13 | 45.0247 | 118.1001 | 377.6609
2027 | 2 | 16 | 14 | 44.8344 | 121.0112 | 373.2713
2027 | 2 | 16 | 15 | 45.5243 | 119.3003 | 374.8877
2027 | 2 | 16 | 16 | 47.3246 | 114.454 | 384.1597
2027 | 2 | 16 | 17 | 50.0573 | 110.4438 | 409.7317
2027 | 2 | 16 | 18 | 51.8129 | 111.208 | 438.0067
2027 | 2 | 16 | 19 | 53.3039 | 114.4132 | 445.0943
2027 | 2 | 16 | 20 | 51.2169 | 106.1953 | 433.7246
2027 | 2 | 16 | 21 | 48.2662 | 107.5021 | 417.2976
2027 | 2 | 16 | 22 | 44.9184 | 104.5521 | 395.7578
2027 | 2 | 16 | 23 | 42.3646 | 98.4223 | 369.1862
2027 | 2 | 17 | 0 | 40.937 | 96.0201 | 344.7788
2027 | 2 | 17 | 1 | 38.106 | 96.6444 | 346.9739
2027 | 2 | 17 | 2 | 37.1327 | 93.6021 | 340.6358
2027 | 2 | 17 | 3 | 36.8003 | 92.7864 | 338.5953
2027 | 2 | 17 | 4 | 37.0218 | 93.312 | 339.1368
2027 | 2 | 17 | 5 | 38.6309 | 94.3295 | 343.8174
2027 | 2 | 17 | 6 | 41.431 | 99.0035 | 356.7015
2027 | 2 | 17 | 7 | 44.4518 | 108.887 | 388.5318
2027 | 2 | 17 | 8 | 46.724 | 120.9125 | 419.4041
2027 | 2 | 17 | 9 | 47.441 | 127.6883 | 417.4091
2027 | 2 | 17 | 10 | 47.1867 | 130.6203 | 398.1187
2027 | 2 | 17 | 11 | 47.4884 | 126.5785 | 379.3314
2027 | 2 | 17 | 12 | 46.5093 | 121.5246 | 344.3977
2027 | 2 | 17 | 13 | 46.4785 | 118.9331 | 332.7256
2027 | 2 | 17 | 14 | 46.2672 | 118.6957 | 327.1148
2027 | 2 | 17 | 15 | 46.9129 | 118.0137 | 327.9927
2027 | 2 | 17 | 16 | 48.4807 | 113.4425 | 347.7069
2027 | 2 | 17 | 17 | 50.6362 | 109.1052 | 394.5382
2027 | 2 | 17 | 18 | 52.1615 | 107.9812 | 465.6844
2027 | 2 | 17 | 19 | 53.0048 | 112.5099 | 486.5235
2027 | 2 | 17 | 20 | 50.4791 | 105.0147 | 482.3253
2027 | 2 | 17 | 21 | 47.1785 | 108.2741 | 469.8925
2027 | 2 | 17 | 22 | 43.6531 | 104.9869 | 448.1472
2027 | 2 | 17 | 23 | 40.954 | 98.4252 | 421.6922
2027 | 2 | 18 | 0 | 39.6249 | 97.4194 | 406.6656
2027 | 2 | 18 | 1 | 37.7114 | 98.4233 | 372.2124
2027 | 2 | 18 | 2 | 36.7016 | 95.4518 | 362.8928
2027 | 2 | 18 | 3 | 36.3989 | 94.1643 | 357.8599
2027 | 2 | 18 | 4 | 36.5999 | 94.4862 | 355.5698
2027 | 2 | 18 | 5 | 38.1712 | 95.497 | 356.4405
2027 | 2 | 18 | 6 | 40.962 | 103.5557 | 354.283
2027 | 2 | 18 | 7 | 43.9737 | 113.405 | 383.2295
2027 | 2 | 18 | 8 | 46.3055 | 124.9064 | 418.9759
2027 | 2 | 18 | 9 | 46.985 | 129.7802 | 429.4982
2027 | 2 | 18 | 10 | 46.7272 | 133.5641 | 423.3148
2027 | 2 | 18 | 11 | 46.9996 | 132.9477 | 415.7638
2027 | 2 | 18 | 12 | 46.3401 | 125.1453 | 407.0761
2027 | 2 | 18 | 13 | 46.2703 | 123.1542 | 403.0677
2027 | 2 | 18 | 14 | 46.14 | 124.875 | 398.7833
2027 | 2 | 18 | 15 | 46.8049 | 121.1688 | 398.6223
2027 | 2 | 18 | 16 | 48.1811 | 117.389 | 401.4974
2027 | 2 | 18 | 17 | 50.4091 | 112.9422 | 423.3032
2027 | 2 | 18 | 18 | 52.4065 | 109.4017 | 441.1647
2027 | 2 | 18 | 19 | 53.5279 | 114.2064 | 451.3674
2027 | 2 | 18 | 20 | 51.0918 | 105.2456 | 441.6876
2027 | 2 | 18 | 21 | 48.0644 | 106.5669 | 427.1073
2027 | 2 | 18 | 22 | 44.7334 | 103.1755 | 406.6043
2027 | 2 | 18 | 23 | 42.0951 | 96.6603 | 379.7315
2027 | 2 | 19 | 0 | 40.1702 | 96.1917 | 351.8372
2027 | 2 | 19 | 1 | 38.7552 | 95.6602 | 349.3809
2027 | 2 | 19 | 2 | 37.7616 | 92.2896 | 342.111
2027 | 2 | 19 | 3 | 37.4887 | 91.3055 | 340.0978
2027 | 2 | 19 | 4 | 37.6456 | 92.0695 | 340.4323
2027 | 2 | 19 | 5 | 39.1859 | 92.3062 | 345.2941
2027 | 2 | 19 | 6 | 41.723 | 98.6579 | 359.4434
2027 | 2 | 19 | 7 | 44.7485 | 107.88 | 391.0807
2027 | 2 | 19 | 8 | 47.2227 | 118.8116 | 421.9409
2027 | 2 | 19 | 9 | 47.9218 | 124.754 | 420.465
2027 | 2 | 19 | 10 | 47.3096 | 127.776 | 399.7104
2027 | 2 | 19 | 11 | 47.2577 | 126.0944 | 378.068
2027 | 2 | 19 | 12 | 47.4154 | 120.4837 | 366.445
2027 | 2 | 19 | 13 | 47.2181 | 118.3704 | 357.4141
2027 | 2 | 19 | 14 | 46.8959 | 120.3588 | 353.2988
2027 | 2 | 19 | 15 | 47.3052 | 116.1237 | 354.7289
2027 | 2 | 19 | 16 | 48.4545 | 110.6586 | 369.299
2027 | 2 | 19 | 17 | 50.2493 | 105.2274 | 404.8337
2027 | 2 | 19 | 18 | 52.5394 | 104.1694 | 458.1011
2027 | 2 | 19 | 19 | 53.445 | 108.3075 | 478.1273
2027 | 2 | 19 | 20 | 50.7171 | 101.0795 | 472.1912
2027 | 2 | 19 | 21 | 47.8361 | 102.9638 | 460.1214
2027 | 2 | 19 | 22 | 44.9769 | 100.1147 | 442.5415
2027 | 2 | 19 | 23 | 42.6328 | 92.5012 | 419.9297
2027 | 2 | 20 | 0 | 40.5211 | 91.3639 | 400.7899
2027 | 2 | 20 | 1 | 37.6457 | 90.017 | 374.5041
2027 | 2 | 20 | 2 | 36.2384 | 87.4141 | 363.2125
2027 | 2 | 20 | 3 | 35.5718 | 86.9571 | 357.2671
2027 | 2 | 20 | 4 | 35.3316 | 88.4433 | 354.27
2027 | 2 | 20 | 5 | 35.8971 | 88.5424 | 352.8622
2027 | 2 | 20 | 6 | 37.006 | 93.7111 | 350.2277
2027 | 2 | 20 | 7 | 39.11 | 96.352 | 364.3046
2027 | 2 | 20 | 8 | 42.3337 | 100.0792 | 389.9816
2027 | 2 | 20 | 9 | 45.2274 | 104.22 | 405.0742
2027 | 2 | 20 | 10 | 46.7054 | 107.801 | 407.5311
2027 | 2 | 20 | 11 | 47.8391 | 107.659 | 397.9497
2027 | 2 | 20 | 12 | 47.5196 | 103.4155 | 355.5201
2027 | 2 | 20 | 13 | 47.3564 | 100.7835 | 347.0103
2027 | 2 | 20 | 14 | 46.9297 | 105.4359 | 340.8003
2027 | 2 | 20 | 15 | 47.1849 | 99.2333 | 338.9254
2027 | 2 | 20 | 16 | 48.0307 | 95.0432 | 345.6617
2027 | 2 | 20 | 17 | 49.2834 | 92.6844 | 379.2108
2027 | 2 | 20 | 18 | 49.4977 | 96.6691 | 423.6321
2027 | 2 | 20 | 19 | 49.4765 | 101.5259 | 436.8934
2027 | 2 | 20 | 20 | 46.0557 | 92.9777 | 421.3104
2027 | 2 | 20 | 21 | 42.7085 | 94.3114 | 405.22
2027 | 2 | 20 | 22 | 40.149 | 92.5432 | 389.7332
2027 | 2 | 20 | 23 | 38.422 | 88.9687 | 370.9781
2027 | 2 | 21 | 0 | 37.3636 | 90.6582 | 348.6653
2027 | 2 | 21 | 1 | 35.3027 | 90.008 | 325.2235
2027 | 2 | 21 | 2 | 34.1738 | 87.0644 | 315.3254
2027 | 2 | 21 | 3 | 33.6651 | 86.5032 | 309.4274
2027 | 2 | 21 | 4 | 33.5434 | 87.728 | 306.5628
2027 | 2 | 21 | 5 | 34.1058 | 86.6668 | 305.1845
2027 | 2 | 21 | 6 | 35.3685 | 89.6315 | 302.163
2027 | 2 | 21 | 7 | 37.2227 | 91.6399 | 315.0055
2027 | 2 | 21 | 8 | 40.3877 | 94.9515 | 344.5743
2027 | 2 | 21 | 9 | 43.6328 | 98.7649 | 368.2862
2027 | 2 | 21 | 10 | 45.5591 | 102.8448 | 371.2884
2027 | 2 | 21 | 11 | 46.9883 | 101.8903 | 367.869
2027 | 2 | 21 | 12 | 46.9547 | 101.2384 | 372.2464
2027 | 2 | 21 | 13 | 47.0863 | 99.8736 | 367.8868
2027 | 2 | 21 | 14 | 47.0222 | 107.4596 | 363.2735
2027 | 2 | 21 | 15 | 47.6936 | 105.2876 | 365.1289
2027 | 2 | 21 | 16 | 49.0345 | 98.0211 | 375.767
2027 | 2 | 21 | 17 | 51.005 | 98.7653 | 404.786
2027 | 2 | 21 | 18 | 51.6759 | 97.4942 | 428.7324
2027 | 2 | 21 | 19 | 51.9119 | 100.3301 | 434.6793
2027 | 2 | 21 | 20 | 48.6647 | 93.1736 | 418.8056
2027 | 2 | 21 | 21 | 45.0159 | 94.0945 | 399.4809
2027 | 2 | 21 | 22 | 41.8736 | 92.7481 | 379.2223
2027 | 2 | 21 | 23 | 39.8019 | 88.5551 | 355.5568
2027 | 2 | 22 | 0 | 38.9348 | 90.5787 | 335.2763
2027 | 2 | 22 | 1 | 36.8264 | 91.4105 | 319.1649
2027 | 2 | 22 | 2 | 36.0766 | 89.3234 | 311.6073
2027 | 2 | 22 | 3 | 36.0295 | 89.4182 | 308.1306
2027 | 2 | 22 | 4 | 36.4293 | 91.096 | 307.4372
2027 | 2 | 22 | 5 | 38.2054 | 91.9286 | 310.5637
2027 | 2 | 22 | 6 | 40.7825 | 100.8815 | 319.7354
2027 | 2 | 22 | 7 | 43.8822 | 111.6263 | 351.3648
2027 | 2 | 22 | 8 | 46.3988 | 125.7723 | 387.7006
2027 | 2 | 22 | 9 | 47.2503 | 131.2514 | 397.0103
2027 | 2 | 22 | 10 | 47.2007 | 134.8101 | 388.1656
2027 | 2 | 22 | 11 | 47.6138 | 132.4581 | 378.2133
2027 | 2 | 22 | 12 | 47.3611 | 125.3325 | 374.173
2027 | 2 | 22 | 13 | 47.4351 | 122.9719 | 367.8816
2027 | 2 | 22 | 14 | 47.3906 | 125.7798 | 363.3576
2027 | 2 | 22 | 15 | 48.2457 | 123.9304 | 363.9376
2027 | 2 | 22 | 16 | 49.9202 | 118.3239 | 372.5165
2027 | 2 | 22 | 17 | 52.1113 | 114.4378 | 400.2211
2027 | 2 | 22 | 18 | 52.6299 | 111.3214 | 422.6677
2027 | 2 | 22 | 19 | 53.7794 | 115.0939 | 434.9473
2027 | 2 | 22 | 20 | 51.1386 | 107.3689 | 426.9615
2027 | 2 | 22 | 21 | 47.9812 | 108.1203 | 411.2328
2027 | 2 | 22 | 22 | 44.5617 | 104.943 | 389.5157
2027 | 2 | 22 | 23 | 42.0359 | 99.3415 | 363.6505
2027 | 2 | 23 | 0 | 39.7111 | 98.8612 | 345.2052
2027 | 2 | 23 | 1 | 37.6821 | 96.6602 | 333.9264
2027 | 2 | 23 | 2 | 36.7834 | 94.0134 | 327.5597
2027 | 2 | 23 | 3 | 36.5583 | 93.0369 | 325.4398
2027 | 2 | 23 | 4 | 36.8754 | 93.3946 | 325.757
2027 | 2 | 23 | 5 | 38.5363 | 94.1908 | 329.9836
2027 | 2 | 23 | 6 | 40.8439 | 99.121 | 337.3373
2027 | 2 | 23 | 7 | 43.928 | 109.2679 | 369.2603
2027 | 2 | 23 | 8 | 46.5393 | 120.4324 | 401.497
2027 | 2 | 23 | 9 | 47.5165 | 126.7599 | 403.2395
2027 | 2 | 23 | 10 | 47.6104 | 129.665 | 389.1399
2027 | 2 | 23 | 11 | 48.135 | 128.4308 | 374.4067
2027 | 2 | 23 | 12 | 48.1856 | 123.7985 | 342.8044
2027 | 2 | 23 | 13 | 48.3642 | 121.884 | 333.5749
2027 | 2 | 23 | 14 | 48.5343 | 121.7435 | 328.6017
2027 | 2 | 23 | 15 | 49.3994 | 120.6975 | 330.1006
2027 | 2 | 23 | 16 | 51.0434 | 117.4214 | 345.588
2027 | 2 | 23 | 17 | 53.3175 | 112.7954 | 385.7953
2027 | 2 | 23 | 18 | 53.9689 | 108.4891 | 430.1946
2027 | 2 | 23 | 19 | 54.8904 | 111.604 | 454.8475
2027 | 2 | 23 | 20 | 52.1867 | 105.2489 | 453.4483
2027 | 2 | 23 | 21 | 48.9444 | 106.9217 | 442.2367
2027 | 2 | 23 | 22 | 45.5382 | 103.7163 | 422.7157
2027 | 2 | 23 | 23 | 42.9551 | 98.9052 | 397.9365
2027 | 2 | 24 | 0 | 40.1404 | 98.7883 | 375.0382
2027 | 2 | 24 | 1 | 40.2086 | 99.7254 | 358.0188
2027 | 2 | 24 | 2 | 39.4669 | 96.525 | 351.86
2027 | 2 | 24 | 3 | 39.4038 | 95.2524 | 349.5095
2027 | 2 | 24 | 4 | 39.7753 | 95.5988 | 350.1555
2027 | 2 | 24 | 5 | 41.5506 | 96.5328 | 354.2713
2027 | 2 | 24 | 6 | 44.2192 | 102.8279 | 361.7988
2027 | 2 | 24 | 7 | 47.1843 | 113.3855 | 390.7073
2027 | 2 | 24 | 8 | 49.3995 | 124.1038 | 416.5405
2027 | 2 | 24 | 9 | 49.7446 | 130.8533 | 409.1826
2027 | 2 | 24 | 10 | 48.6987 | 133.3887 | 385.9774
2027 | 2 | 24 | 11 | 48.4664 | 132.4679 | 366.1594
2027 | 2 | 24 | 12 | 48.0354 | 128.472 | 350.3627
2027 | 2 | 24 | 13 | 47.787 | 126.4085 | 340.2275
2027 | 2 | 24 | 14 | 47.7628 | 128.0605 | 334.1611
2027 | 2 | 24 | 15 | 48.5332 | 127.4877 | 333.1078
2027 | 2 | 24 | 16 | 50.5016 | 121.6687 | 346.3254
2027 | 2 | 24 | 17 | 53.2731 | 117.1783 | 384.7359
2027 | 2 | 24 | 18 | 55.6439 | 110.65 | 423.9723
2027 | 2 | 24 | 19 | 57.3724 | 112.6735 | 445.8967
2027 | 2 | 24 | 20 | 55.3674 | 106.2554 | 443.8463
2027 | 2 | 24 | 21 | 52.5121 | 107.6015 | 431.1656
2027 | 2 | 24 | 22 | 49.111 | 104.0354 | 409.9358
2027 | 2 | 24 | 23 | 46.3438 | 99.3674 | 384.0954
2027 | 2 | 25 | 0 | 44.621 | 100.2209 | 363.784
2027 | 2 | 25 | 1 | 40.9639 | 99.7675 | 344.3666
2027 | 2 | 25 | 2 | 39.8553 | 97.7312 | 335.8211
2027 | 2 | 25 | 3 | 39.4745 | 97.6179 | 331.7938
2027 | 2 | 25 | 4 | 39.5814 | 97.8874 | 330.8443
2027 | 2 | 25 | 5 | 40.9731 | 99.4586 | 333.6341
2027 | 2 | 25 | 6 | 42.7021 | 107.8264 | 341.9268
2027 | 2 | 25 | 7 | 45.3354 | 116.4599 | 370.373
2027 | 2 | 25 | 8 | 47.3578 | 127.5931 | 399.9139
2027 | 2 | 25 | 9 | 47.9229 | 133.104 | 402.2247
2027 | 2 | 25 | 10 | 47.8633 | 138.6074 | 388.7069
2027 | 2 | 25 | 11 | 48.2848 | 135.1881 | 375.9549
2027 | 2 | 25 | 12 | 47.9409 | 129.409 | 377.0293
2027 | 2 | 25 | 13 | 47.9802 | 127.2054 | 372.1803
2027 | 2 | 25 | 14 | 47.7662 | 125.9306 | 368.7238
2027 | 2 | 25 | 15 | 48.5972 | 126.1152 | 369.5699
2027 | 2 | 25 | 16 | 49.8055 | 123.5657 | 376.7999
2027 | 2 | 25 | 17 | 51.3664 | 120.4396 | 400.4876
2027 | 2 | 25 | 18 | 52.3147 | 121.5333 | 422.9212
2027 | 2 | 25 | 19 | 52.9476 | 124.7068 | 432.7071
2027 | 2 | 25 | 20 | 49.9302 | 119.0964 | 425.7498
2027 | 2 | 25 | 21 | 46.5658 | 118.5928 | 409.5795
2027 | 2 | 25 | 22 | 43.1409 | 115.5797 | 387.4177
2027 | 2 | 25 | 23 | 40.7468 | 111.5566 | 360.4437
2027 | 2 | 26 | 0 | 39.1978 | 108.5015 | 341.607
2027 | 2 | 26 | 1 | 38.1555 | 103.3029 | 318.1761
2027 | 2 | 26 | 2 | 37.1794 | 99.6857 | 308.4533
2027 | 2 | 26 | 3 | 36.9539 | 97.6605 | 303.2832
2027 | 2 | 26 | 4 | 37.2859 | 97.9479 | 301.4099
2027 | 2 | 26 | 5 | 39.0177 | 98.5705 | 303.0525
2027 | 2 | 26 | 6 | 41.7975 | 102.408 | 309.4773
2027 | 2 | 26 | 7 | 44.9423 | 111.4448 | 339.5361
2027 | 2 | 26 | 8 | 47.8982 | 119.6378 | 375.4061
2027 | 2 | 26 | 9 | 49.0138 | 127.4787 | 387.3395
2027 | 2 | 26 | 10 | 49.1656 | 125.5731 | 381.6613
2027 | 2 | 26 | 11 | 49.5537 | 126.3588 | 371.9527
2027 | 2 | 26 | 12 | 48.4281 | 125.8705 | 365.8306
2027 | 2 | 26 | 13 | 48.1639 | 123.1873 | 362.2914
2027 | 2 | 26 | 14 | 48.0747 | 117.8429 | 358.9986
2027 | 2 | 26 | 15 | 48.3571 | 113.6218 | 358.498
2027 | 2 | 26 | 16 | 49.5255 | 112.4595 | 362.5498
2027 | 2 | 26 | 17 | 51.6987 | 107.9489 | 382.8979
2027 | 2 | 26 | 18 | 52.8978 | 100.1753 | 398.9158
2027 | 2 | 26 | 19 | 53.6572 | 103.0757 | 408.9423
2027 | 2 | 26 | 20 | 51.2649 | 98.2209 | 401.821
2027 | 2 | 26 | 21 | 48.2762 | 98.9559 | 387.5292
2027 | 2 | 26 | 22 | 45.322 | 94.4793 | 369.7888
2027 | 2 | 26 | 23 | 42.8364 | 90.2118 | 347.1463
2027 | 2 | 27 | 0 | 41.7317 | 88.2628 | 328.9599
2027 | 2 | 27 | 1 | 38.841 | 87.4567 | 304.854
2027 | 2 | 27 | 2 | 37.5759 | 84.4992 | 295.0734
2027 | 2 | 27 | 3 | 37.0836 | 84.3316 | 289.2611
2027 | 2 | 27 | 4 | 37.1257 | 87.6354 | 287.1221
2027 | 2 | 27 | 5 | 38.0238 | 87.1216 | 286.8318
2027 | 2 | 27 | 6 | 40.0458 | 94.4775 | 285.4231
2027 | 2 | 27 | 7 | 41.6661 | 95.2222 | 303.7939
2027 | 2 | 27 | 8 | 43.8877 | 101.6296 | 338.1774
2027 | 2 | 27 | 9 | 45.683 | 105.7004 | 360.3632
2027 | 2 | 27 | 10 | 46.3758 | 108.5024 | 363.8038
2027 | 2 | 27 | 11 | 47.1785 | 111.7988 | 359.5433
2027 | 2 | 27 | 12 | 45.6077 | 106.5484 | 358.8723
2027 | 2 | 27 | 13 | 44.9384 | 102.6922 | 355.825
2027 | 2 | 27 | 14 | 44.2488 | 104.1253 | 350.7899
2027 | 2 | 27 | 15 | 44.2143 | 100.1722 | 349.8683
2027 | 2 | 27 | 16 | 44.9822 | 97.1848 | 356.8868
2027 | 2 | 27 | 17 | 46.9602 | 94.5598 | 382.3759
2027 | 2 | 27 | 18 | 48.4356 | 99.0004 | 405.3457
2027 | 2 | 27 | 19 | 48.8557 | 102.0868 | 409.4447
2027 | 2 | 27 | 20 | 46.2045 | 96.2336 | 395.4615
2027 | 2 | 27 | 21 | 43.0973 | 95.9029 | 378.3633
2027 | 2 | 27 | 22 | 40.5528 | 91.0203 | 363.3916
2027 | 2 | 27 | 23 | 38.8788 | 91.0371 | 344.8453
2027 | 2 | 28 | 0 | 38.1104 | 95.3021 | 332.63
2027 | 2 | 28 | 1 | 36.0222 | 99.6792 | 324.8763
2027 | 2 | 28 | 2 | 34.9063 | 96.6138 | 316.4152
2027 | 2 | 28 | 3 | 34.4678 | 95.3646 | 311.5808
2027 | 2 | 28 | 4 | 34.3512 | 96.1716 | 310.2886
2027 | 2 | 28 | 5 | 34.9522 | 96.3347 | 310.032
2027 | 2 | 28 | 6 | 36.22 | 97.825 | 311.6889
2027 | 2 | 28 | 7 | 37.5434 | 101.1554 | 326.826
2027 | 2 | 28 | 8 | 39.9827 | 97.1641 | 356.948
2027 | 2 | 28 | 9 | 42.2827 | 97.9298 | 376.5602
2027 | 2 | 28 | 10 | 43.0731 | 100.0301 | 379.6973
2027 | 2 | 28 | 11 | 43.8405 | 103.284 | 373.4681
2027 | 2 | 28 | 12 | 42.5353 | 97.2532 | 319.4473
2027 | 2 | 28 | 13 | 42.3693 | 96.6746 | 311.9587
2027 | 2 | 28 | 14 | 41.9657 | 95.1172 | 306.0117
2027 | 2 | 28 | 15 | 42.5021 | 92.6325 | 306.9418
2027 | 2 | 28 | 16 | 43.9831 | 93.6963 | 324.5968
2027 | 2 | 28 | 17 | 46.3434 | 93.8225 | 369.3743
2027 | 2 | 28 | 18 | 48.6054 | 101.5044 | 425.9743
2027 | 2 | 28 | 19 | 49.4695 | 105.1183 | 442.7058
2027 | 2 | 28 | 20 | 47.0331 | 101.238 | 435.1798
2027 | 2 | 28 | 21 | 43.7123 | 100.731 | 419.1891
2027 | 2 | 28 | 22 | 40.6764 | 101.6085 | 400.1034
2027 | 2 | 28 | 23 | 38.6695 | 95.3062 | 377.136
2027 | 3 | 1 | 0 | 37.9229 | 98.8734 | 361.5984
2027 | 3 | 1 | 1 | 36.3793 | 93.4657 | 335.7154
2027 | 3 | 1 | 2 | 35.5688 | 92.0892 | 329.6214
2027 | 3 | 1 | 3 | 35.4684 | 92.6341 | 327.9446
2027 | 3 | 1 | 4 | 35.717 | 92.7854 | 329.385
2027 | 3 | 1 | 5 | 37.3771 | 94.0222 | 334.3652
2027 | 3 | 1 | 6 | 40.2685 | 101.3095 | 344.7269
2027 | 3 | 1 | 7 | 43.2263 | 109.8995 | 373.7426
2027 | 3 | 1 | 8 | 44.9352 | 123.5293 | 392.7134
2027 | 3 | 1 | 9 | 44.6849 | 127.7886 | 376.0071
2027 | 3 | 1 | 10 | 43.5091 | 130.2184 | 344.5059
2027 | 3 | 1 | 11 | 43.335 | 127.9108 | 319.7969
2027 | 3 | 1 | 12 | 43.5136 | 122.6068 | 300.7255
2027 | 3 | 1 | 13 | 43.5128 | 120.0113 | 292.7149
2027 | 3 | 1 | 14 | 43.1717 | 120.1508 | 286.8007
2027 | 3 | 1 | 15 | 43.657 | 116.3503 | 289.924
2027 | 3 | 1 | 16 | 45.1764 | 113.772 | 305.3257
2027 | 3 | 1 | 17 | 47.4793 | 109.4902 | 350.2989
2027 | 3 | 1 | 18 | 50.0419 | 106.8842 | 401.074
2027 | 3 | 1 | 19 | 50.9479 | 114.1427 | 424.3647
2027 | 3 | 1 | 20 | 48.8339 | 106.8453 | 422.6971
2027 | 3 | 1 | 21 | 45.7206 | 109.8243 | 409.2046
2027 | 3 | 1 | 22 | 42.2373 | 106.8577 | 388.7017
2027 | 3 | 1 | 23 | 39.6964 | 98.5748 | 364.8397
2027 | 3 | 2 | 0 | 37.9499 | 97.1136 | 345.9648
2027 | 3 | 2 | 1 | 36.0704 | 95.3502 | 325.9438
2027 | 3 | 2 | 2 | 35.0352 | 93.2696 | 316.8266
2027 | 3 | 2 | 3 | 34.6732 | 92.4652 | 312.1789
2027 | 3 | 2 | 4 | 34.8453 | 91.4462 | 310.7497
2027 | 3 | 2 | 5 | 36.3615 | 92.3048 | 312.8661
2027 | 3 | 2 | 6 | 38.419 | 97.7147 | 321.4978
2027 | 3 | 2 | 7 | 41.591 | 106.1148 | 349.7381
2027 | 3 | 2 | 8 | 44.0237 | 116.4112 | 375.9038
2027 | 3 | 2 | 9 | 44.9068 | 120.9405 | 374.2745
2027 | 3 | 2 | 10 | 45.1834 | 122.4148 | 357.6807
2027 | 3 | 2 | 11 | 45.9773 | 123.2013 | 341.1659
2027 | 3 | 2 | 12 | 45.7434 | 120.1117 | 299.1332
2027 | 3 | 2 | 13 | 46.0948 | 117.8843 | 295.3478
2027 | 3 | 2 | 14 | 46.2358 | 118.5486 | 291.3298
2027 | 3 | 2 | 15 | 46.9732 | 114.3948 | 294.8837
2027 | 3 | 2 | 16 | 48.5137 | 113.5602 | 306.4701
2027 | 3 | 2 | 17 | 50.7449 | 108.1787 | 342.7416
2027 | 3 | 2 | 18 | 51.0807 | 106.1404 | 384.1492
2027 | 3 | 2 | 19 | 51.8681 | 111.1685 | 400.3554
2027 | 3 | 2 | 20 | 49.625 | 103.8744 | 396.5666
2027 | 3 | 2 | 21 | 46.3685 | 106.142 | 381.842
2027 | 3 | 2 | 22 | 42.8953 | 102.7278 | 361.0082
2027 | 3 | 2 | 23 | 40.3913 | 96.1659 | 336.448
2027 | 3 | 3 | 0 | 38.7452 | 94.3202 | 319.6392
2027 | 3 | 3 | 1 | 35.7261 | 95.2184 | 297.319
2027 | 3 | 3 | 2 | 34.6153 | 92.1942 | 288.5768
2027 | 3 | 3 | 3 | 34.1645 | 91.2865 | 283.8191
2027 | 3 | 3 | 4 | 34.2533 | 91.2745 | 282.8054
2027 | 3 | 3 | 5 | 35.7244 | 91.8944 | 285.4031
2027 | 3 | 3 | 6 | 38.1624 | 95.7669 | 293.036
2027 | 3 | 3 | 7 | 41.1832 | 105.3763 | 320.9345
2027 | 3 | 3 | 8 | 43.2076 | 117.5516 | 343.9623
2027 | 3 | 3 | 9 | 43.9239 | 124.756 | 337.7839
2027 | 3 | 3 | 10 | 43.866 | 127.4038 | 318.883
2027 | 3 | 3 | 11 | 44.5075 | 125.1513 | 302.4135
2027 | 3 | 3 | 12 | 44.2505 | 125.0822 | 297.3109
2027 | 3 | 3 | 13 | 44.6064 | 123.322 | 296.805
2027 | 3 | 3 | 14 | 44.5689 | 127.2739 | 294.8226
2027 | 3 | 3 | 15 | 45.4104 | 123.7728 | 298.4219
2027 | 3 | 3 | 16 | 46.999 | 118.9446 | 307.6728
2027 | 3 | 3 | 17 | 48.8017 | 112.6578 | 340.47
2027 | 3 | 3 | 18 | 48.75 | 108.2127 | 365.1678
2027 | 3 | 3 | 19 | 49.4417 | 111.8906 | 383.9617
2027 | 3 | 3 | 20 | 47.248 | 104.5781 | 382.78
2027 | 3 | 3 | 21 | 43.8774 | 107.181 | 370.0947
2027 | 3 | 3 | 22 | 40.3201 | 103.8487 | 349.2568
2027 | 3 | 3 | 23 | 37.859 | 97.0749 | 324.8822
2027 | 3 | 4 | 0 | 37.0342 | 96.0092 | 303.8434
2027 | 3 | 4 | 1 | 34.7325 | 95.106 | 290.7244
2027 | 3 | 4 | 2 | 33.668 | 92.247 | 282.8257
2027 | 3 | 4 | 3 | 33.2814 | 91.2505 | 279.5203
2027 | 3 | 4 | 4 | 33.4268 | 90.9881 | 279.7013
2027 | 3 | 4 | 5 | 34.895 | 91.8858 | 283.3513
2027 | 3 | 4 | 6 | 37.7905 | 98.2441 | 290.4187
2027 | 3 | 4 | 7 | 40.9364 | 107.6176 | 321.9719
2027 | 3 | 4 | 8 | 43.1926 | 119.3914 | 355.5033
2027 | 3 | 4 | 9 | 44.0124 | 126.2488 | 362.9418
2027 | 3 | 4 | 10 | 44.048 | 129.5336 | 351.0986
2027 | 3 | 4 | 11 | 44.6797 | 127.7048 | 338.0333
2027 | 3 | 4 | 12 | 44.3461 | 126.6157 | 335.1204
2027 | 3 | 4 | 13 | 44.6647 | 124.8889 | 336.054
2027 | 3 | 4 | 14 | 44.8005 | 127.0051 | 335.2695
2027 | 3 | 4 | 15 | 45.6842 | 121.9994 | 341.5315
2027 | 3 | 4 | 16 | 47.1689 | 119.632 | 350.3874
2027 | 3 | 4 | 17 | 49.1044 | 113.4182 | 377.2664
2027 | 3 | 4 | 18 | 49.1942 | 105.6537 | 401.7388
2027 | 3 | 4 | 19 | 49.8986 | 110.108 | 413.8599
2027 | 3 | 4 | 20 | 47.8029 | 102.1778 | 410.5934
2027 | 3 | 4 | 21 | 44.4818 | 104.8274 | 397.1734
2027 | 3 | 4 | 22 | 41.0577 | 101.6283 | 376.724
2027 | 3 | 4 | 23 | 38.5977 | 94.0572 | 351.5215
2027 | 3 | 5 | 0 | 37.5316 | 92.2514 | 327.1855
2027 | 3 | 5 | 1 | 34.7338 | 94.5395 | 317.6568
2027 | 3 | 5 | 2 | 33.5817 | 90.8715 | 310.7641
2027 | 3 | 5 | 3 | 33.1243 | 90.4878 | 308.3495
2027 | 3 | 5 | 4 | 33.1943 | 91.2522 | 309.1577
2027 | 3 | 5 | 5 | 34.595 | 91.436 | 313.3114
2027 | 3 | 5 | 6 | 37.2465 | 100.0082 | 321.8335
2027 | 3 | 5 | 7 | 40.3012 | 109.7502 | 353.8404
2027 | 3 | 5 | 8 | 42.5876 | 121.0374 | 385.2132
2027 | 3 | 5 | 9 | 43.4604 | 128.5166 | 388.5096
2027 | 3 | 5 | 10 | 43.3947 | 133.0632 | 372.1367
2027 | 3 | 5 | 11 | 43.9279 | 131.2846 | 353.0343
2027 | 3 | 5 | 12 | 42.9034 | 127.2848 | 357.9701
2027 | 3 | 5 | 13 | 43.0783 | 125.3754 | 356.9905
2027 | 3 | 5 | 14 | 42.8406 | 130.2332 | 354.745
2027 | 3 | 5 | 15 | 43.2699 | 124.5999 | 359.9279
2027 | 3 | 5 | 16 | 44.2775 | 118.3523 | 368.3205
2027 | 3 | 5 | 17 | 45.8563 | 112.5635 | 395.3203
2027 | 3 | 5 | 18 | 46.502 | 104.5991 | 422.6705
2027 | 3 | 5 | 19 | 47.2684 | 108.0365 | 439.0969
2027 | 3 | 5 | 20 | 45.526 | 101.7279 | 436.5214
2027 | 3 | 5 | 21 | 42.856 | 104.4758 | 424.978
2027 | 3 | 5 | 22 | 40.0748 | 101.8794 | 408.9147
2027 | 3 | 5 | 23 | 37.8074 | 91.977 | 387.5626
2027 | 3 | 6 | 0 | 35.4931 | 90.4502 | 361.9692
2027 | 3 | 6 | 1 | 33.2381 | 90.254 | 350.1138
2027 | 3 | 6 | 2 | 31.9197 | 87.4054 | 341.5756
2027 | 3 | 6 | 3 | 31.3337 | 86.6575 | 337.5512
2027 | 3 | 6 | 4 | 31.0481 | 86.7656 | 336.9453
2027 | 3 | 6 | 5 | 31.5753 | 86.2325 | 337.2876
2027 | 3 | 6 | 6 | 32.9807 | 88.6484 | 334.346
2027 | 3 | 6 | 7 | 35.5491 | 92.095 | 351.0258
2027 | 3 | 6 | 8 | 39.1192 | 97.0352 | 372.7781
2027 | 3 | 6 | 9 | 42.2577 | 105.8694 | 376.1337
2027 | 3 | 6 | 10 | 43.5953 | 111.1637 | 361.5716
2027 | 3 | 6 | 11 | 44.8323 | 109.7783 | 344.7377
2027 | 3 | 6 | 12 | 44.9471 | 101.7034 | 363.9386
2027 | 3 | 6 | 13 | 45.0509 | 99.4745 | 357.6991
2027 | 3 | 6 | 14 | 44.8094 | 105.0502 | 351.1768
2027 | 3 | 6 | 15 | 45.0788 | 100.0001 | 358.1233
2027 | 3 | 6 | 16 | 46.0487 | 94.5359 | 370.3924
2027 | 3 | 6 | 17 | 47.3787 | 93.3486 | 401.1153
2027 | 3 | 6 | 18 | 47.1913 | 91.0532 | 423.028
2027 | 3 | 6 | 19 | 47.2541 | 95.6822 | 436.1353
2027 | 3 | 6 | 20 | 44.5575 | 88.1756 | 426.872
2027 | 3 | 6 | 21 | 41.5792 | 94.1106 | 411.1113
2027 | 3 | 6 | 22 | 39.1196 | 91.6761 | 396.2806
2027 | 3 | 6 | 23 | 37.609 | 86.5152 | 378.474
2027 | 3 | 7 | 0 | 35.5408 | 86.8177 | 354.1001
2027 | 3 | 7 | 1 | 36.1596 | 86.1226 | 339.6564
2027 | 3 | 7 | 2 | 35.1993 | 83.4736 | 330.8435
2027 | 3 | 7 | 3 | 34.906 | 83.5348 | 326.0413
2027 | 3 | 7 | 4 | 34.9356 | 85.3861 | 324.7005
2027 | 3 | 7 | 5 | 35.684 | 84.4308 | 324.296
2027 | 3 | 7 | 6 | 36.3819 | 86.9073 | 315.7579
2027 | 3 | 7 | 7 | 38.6396 | 87.5659 | 328.5447
2027 | 3 | 7 | 8 | 41.9722 | 92.4729 | 353.2426
2027 | 3 | 7 | 9 | 45.5188 | 100.401 | 372.9078
2027 | 3 | 7 | 10 | 48.0835 | 105.3902 | 374.0831
2027 | 3 | 7 | 11 | 50.1439 | 104.6147 | 366.8956
2027 | 3 | 7 | 12 | 50.4028 | 101.2904 | 349.0721
2027 | 3 | 7 | 13 | 50.8247 | 100.0505 | 347.2068
2027 | 3 | 7 | 14 | 51.2309 | 110.4836 | 342.9251
2027 | 3 | 7 | 15 | 52.0926 | 108.181 | 348.3176
2027 | 3 | 7 | 16 | 53.4963 | 99.3601 | 359.8778
2027 | 3 | 7 | 17 | 55.6707 | 99.4074 | 393.2667
2027 | 3 | 7 | 18 | 56.1184 | 93.9986 | 403.5736
2027 | 3 | 7 | 19 | 56.2512 | 97.0234 | 421.544
2027 | 3 | 7 | 20 | 53.256 | 91.4267 | 415.9428
2027 | 3 | 7 | 21 | 49.5759 | 95.6068 | 398.9679
2027 | 3 | 7 | 22 | 46.2724 | 92.2211 | 379.1404
2027 | 3 | 7 | 23 | 44.1352 | 88.7196 | 356.8862
2027 | 3 | 8 | 0 | 42.4461 | 91.1653 | 340.1109
2027 | 3 | 8 | 1 | 40.6955 | 93.179 | 319.3233
2027 | 3 | 8 | 2 | 40.0089 | 91.4677 | 311.6405
2027 | 3 | 8 | 3 | 39.9729 | 93.357 | 307.9257
2027 | 3 | 8 | 4 | 40.2905 | 95.6094 | 307.6563
2027 | 3 | 8 | 5 | 41.8312 | 97.0347 | 310.8588
2027 | 3 | 8 | 6 | 43.3896 | 104.2805 | 313.8955
2027 | 3 | 8 | 7 | 46.3455 | 114.6265 | 343.8665
2027 | 3 | 8 | 8 | 48.5816 | 130.6318 | 373.4736
2027 | 3 | 8 | 9 | 49.2307 | 139.5258 | 377.5183
2027 | 3 | 8 | 10 | 49.1852 | 146.7007 | 366.1252
2027 | 3 | 8 | 11 | 49.6694 | 138.8408 | 354.3326
2027 | 3 | 8 | 12 | 49.67 | 136.6063 | 332.0508
2027 | 3 | 8 | 13 | 49.835 | 134.4643 | 331.0113
2027 | 3 | 8 | 14 | 49.9392 | 138.7216 | 327.2497
2027 | 3 | 8 | 15 | 50.8298 | 136.9584 | 329.0373
2027 | 3 | 8 | 16 | 52.5386 | 130.2002 | 335.9632
2027 | 3 | 8 | 17 | 54.5386 | 127.2595 | 366.2254
2027 | 3 | 8 | 18 | 55.1936 | 120.7412 | 403.1823
2027 | 3 | 8 | 19 | 55.959 | 123.294 | 411.6238
2027 | 3 | 8 | 20 | 53.5127 | 117.9913 | 406.5839
2027 | 3 | 8 | 21 | 50.1668 | 117.1939 | 389.2735
2027 | 3 | 8 | 22 | 46.637 | 113.9755 | 366.968
2027 | 3 | 8 | 23 | 44.0166 | 110.0969 | 341.4477
2027 | 3 | 9 | 0 | 42.1806 | 107.9139 | 320.5774
2027 | 3 | 9 | 1 | 41.2248 | 102.6554 | 305.7333
2027 | 3 | 9 | 2 | 40.423 | 100.0764 | 298.1908
2027 | 3 | 9 | 3 | 40.3098 | 100.1045 | 294.7208
2027 | 3 | 9 | 4 | 40.6522 | 100.7379 | 294.5232
2027 | 3 | 9 | 5 | 42.3177 | 102.1797 | 297.8722
2027 | 3 | 9 | 6 | 44.7406 | 109.1819 | 301.7414
2027 | 3 | 9 | 7 | 47.507 | 118.2828 | 333.6715
2027 | 3 | 9 | 8 | 49.3867 | 128.8211 | 367.1168
2027 | 3 | 9 | 9 | 49.2319 | 136.7335 | 375.1262
2027 | 3 | 9 | 10 | 48.1338 | 139.8776 | 366.003
2027 | 3 | 9 | 11 | 47.9601 | 138.3483 | 353.8808
2027 | 3 | 9 | 12 | 48.0297 | 136.5507 | 347.9034
2027 | 3 | 9 | 13 | 47.9374 | 134.3722 | 350.0647
2027 | 3 | 9 | 14 | 47.9792 | 133.6716 | 348.6474
2027 | 3 | 9 | 15 | 48.4077 | 130.172 | 353.1914
2027 | 3 | 9 | 16 | 49.9629 | 127.999 | 360.7235
2027 | 3 | 9 | 17 | 52.7146 | 125.7059 | 386.8724
2027 | 3 | 9 | 18 | 53.7777 | 116.8801 | 403.1559
2027 | 3 | 9 | 19 | 55.4378 | 119.9893 | 419.6146
2027 | 3 | 9 | 20 | 54.052 | 115.732 | 419.4323
2027 | 3 | 9 | 21 | 51.2297 | 114.676 | 406.3053
2027 | 3 | 9 | 22 | 47.7996 | 110.1722 | 386.2292
2027 | 3 | 9 | 23 | 45.1242 | 107.3628 | 361.6647
2027 | 3 | 10 | 0 | 43.0015 | 103.0482 | 333.8936
2027 | 3 | 10 | 1 | 41.296 | 106.4128 | 331.1141
2027 | 3 | 10 | 2 | 40.4171 | 103.5879 | 326.6073
2027 | 3 | 10 | 3 | 40.3 | 102.7497 | 325.7306
2027 | 3 | 10 | 4 | 40.6147 | 102.7809 | 328.1336
2027 | 3 | 10 | 5 | 42.3879 | 103.9531 | 333.8885
2027 | 3 | 10 | 6 | 44.5813 | 112.2983 | 342.5064
2027 | 3 | 10 | 7 | 47.1866 | 120.2384 | 373.088
2027 | 3 | 10 | 8 | 49.0965 | 129.2028 | 396.1752
2027 | 3 | 10 | 9 | 49.4649 | 134.3862 | 387.035
2027 | 3 | 10 | 10 | 48.6204 | 136.0982 | 363.9265
2027 | 3 | 10 | 11 | 48.6629 | 138.5336 | 342.8629
2027 | 3 | 10 | 12 | 48.3021 | 132.156 | 356.583
2027 | 3 | 10 | 13 | 48.2997 | 130.0708 | 354.4581
2027 | 3 | 10 | 14 | 48.1629 | 128.6082 | 351.4792
2027 | 3 | 10 | 15 | 48.7698 | 126.9013 | 355.2098
2027 | 3 | 10 | 16 | 50.2572 | 124.7 | 366.8192
2027 | 3 | 10 | 17 | 52.4229 | 121.5665 | 400.9231
2027 | 3 | 10 | 18 | 53.9647 | 118.8218 | 424.2712
2027 | 3 | 10 | 19 | 55.3556 | 122.4618 | 448.7255
2027 | 3 | 10 | 20 | 53.5126 | 119.279 | 453.4991
2027 | 3 | 10 | 21 | 50.7569 | 119.2948 | 442.6607
2027 | 3 | 10 | 22 | 47.3024 | 115.2208 | 422.069
2027 | 3 | 10 | 23 | 44.704 | 110.2934 | 397.1493
2027 | 3 | 11 | 0 | 42.0221 | 108.2853 | 373.7506
2027 | 3 | 11 | 1 | 40.8487 | 106.2558 | 358.5727
2027 | 3 | 11 | 2 | 40.0291 | 104.4477 | 351.8874
2027 | 3 | 11 | 3 | 39.9907 | 102.9945 | 349.2752
2027 | 3 | 11 | 4 | 40.3841 | 101.9063 | 349.9299
2027 | 3 | 11 | 5 | 42.1723 | 103.3962 | 353.6164
2027 | 3 | 11 | 6 | 45.0665 | 108.9634 | 361.135
2027 | 3 | 11 | 7 | 47.6609 | 116.5777 | 389.6953
2027 | 3 | 11 | 8 | 49.505 | 125.5722 | 412.748
2027 | 3 | 11 | 9 | 49.5597 | 132.8164 | 406.6008
2027 | 3 | 11 | 10 | 48.2773 | 134.2804 | 386.2738
2027 | 3 | 11 | 11 | 47.9902 | 136.2678 | 368.2498
2027 | 3 | 11 | 12 | 47.8298 | 129.4156 | 361.2381
2027 | 3 | 11 | 13 | 47.6985 | 127.452 | 359.2089
2027 | 3 | 11 | 14 | 47.6344 | 121.3078 | 355.4651
2027 | 3 | 11 | 15 | 48.3045 | 119.5602 | 358.1819
2027 | 3 | 11 | 16 | 49.7928 | 121.9278 | 365.3728
2027 | 3 | 11 | 17 | 52.1584 | 117.3525 | 394.7952
2027 | 3 | 11 | 18 | 53.0626 | 114.0253 | 429.485
2027 | 3 | 11 | 19 | 55.1508 | 117.3998 | 442.8595
2027 | 3 | 11 | 20 | 53.899 | 114.302 | 442.4908
2027 | 3 | 11 | 21 | 51.4935 | 113.2914 | 427.7166
2027 | 3 | 11 | 22 | 48.244 | 108.9538 | 406.3018
2027 | 3 | 11 | 23 | 45.7511 | 107.3223 | 380.1755
2027 | 3 | 12 | 0 | 42.9169 | 105.6608 | 360.4516
2027 | 3 | 12 | 1 | 41.31 | 107.1181 | 341.3414
2027 | 3 | 12 | 2 | 40.3254 | 104.5146 | 332.4787
2027 | 3 | 12 | 3 | 40.1523 | 103.5427 | 328.1977
2027 | 3 | 12 | 4 | 40.3477 | 103.5344 | 327.5239
2027 | 3 | 12 | 5 | 41.9487 | 104.3081 | 330.0443
2027 | 3 | 12 | 6 | 44.141 | 109.7958 | 342.2276
2027 | 3 | 12 | 7 | 46.5827 | 116.9539 | 370.4635
2027 | 3 | 12 | 8 | 48.3422 | 124.8898 | 395.7792
2027 | 3 | 12 | 9 | 48.3625 | 132.132 | 395.4994
2027 | 3 | 12 | 10 | 47.0344 | 133.5372 | 380.2691
2027 | 3 | 12 | 11 | 46.7006 | 135.1645 | 362.8576
2027 | 3 | 12 | 12 | 45.4201 | 128.7377 | 355.8849
2027 | 3 | 12 | 13 | 45.1286 | 126.2423 | 355.1
2027 | 3 | 12 | 14 | 44.6215 | 120.6566 | 351.7152
2027 | 3 | 12 | 15 | 44.8778 | 118.704 | 353.304
2027 | 3 | 12 | 16 | 45.9716 | 118.6866 | 358.0505
2027 | 3 | 12 | 17 | 47.8748 | 114.7507 | 380.9744
2027 | 3 | 12 | 18 | 50.575 | 110.6456 | 406.8997
2027 | 3 | 12 | 19 | 52.0241 | 114.0509 | 417.3075
2027 | 3 | 12 | 20 | 50.5215 | 113.2762 | 414.9356
2027 | 3 | 12 | 21 | 48.3028 | 113.5664 | 399.5943
2027 | 3 | 12 | 22 | 45.554 | 110.0245 | 380.9636
2027 | 3 | 12 | 23 | 43.3025 | 105.6442 | 358.5555
2027 | 3 | 13 | 0 | 40.0934 | 104.8289 | 345.282
2027 | 3 | 13 | 1 | 37.4112 | 100.629 | 327.5697
2027 | 3 | 13 | 2 | 35.9678 | 98.0453 | 318.3213
2027 | 3 | 13 | 3 | 35.3029 | 97.5895 | 312.9598
2027 | 3 | 13 | 4 | 35.2289 | 97.4451 | 311.9772
2027 | 3 | 13 | 5 | 35.9427 | 97.906 | 313.215
2027 | 3 | 13 | 6 | 36.8943 | 103.603 | 319.3081
2027 | 3 | 13 | 7 | 38.3086 | 105.4611 | 334.0046
2027 | 3 | 13 | 8 | 40.7265 | 105.5532 | 351.7764
2027 | 3 | 13 | 9 | 43.5385 | 107.9356 | 363.1445
2027 | 3 | 13 | 10 | 45.2195 | 109.8362 | 362.8409
2027 | 3 | 13 | 11 | 46.6967 | 113.5183 | 355.5122
2027 | 3 | 13 | 12 | 45.3243 | 107.3794 | 347.1051
2027 | 3 | 13 | 13 | 45.2253 | 105.1562 | 346.4464
2027 | 3 | 13 | 14 | 44.8235 | 99.4536 | 341.6256
2027 | 3 | 13 | 15 | 45.0247 | 94.0105 | 341.4259
2027 | 3 | 13 | 16 | 45.757 | 97.1841 | 347.3094
2027 | 3 | 13 | 17 | 47.1066 | 94.4143 | 375.636
2027 | 3 | 13 | 18 | 46.6526 | 99.1835 | 409.284
2027 | 3 | 13 | 19 | 47.294 | 102.6014 | 416.429
2027 | 3 | 13 | 20 | 45.1505 | 99.9237 | 407.395
2027 | 3 | 13 | 21 | 42.3716 | 98.3027 | 389.1217
2027 | 3 | 13 | 22 | 40.0525 | 97.5355 | 373.4797
2027 | 3 | 13 | 23 | 38.4729 | 94.2813 | 356.0367
2027 | 3 | 14 | 0 | 36.4718 | 96.4961 | 347.2652
2027 | 3 | 14 | 1 | 35.0709 | 88.4392 | 314.8224
2027 | 3 | 14 | 2 | 34.6065 | 86.708 | 308.0956
2027 | 3 | 14 | 3 | 34.462 | 87.2958 | 304.4994
2027 | 3 | 14 | 4 | 35.3792 | 88.9288 | 304.8293
2027 | 3 | 14 | 5 | 37.1013 | 90.9258 | 309.3739
2027 | 3 | 14 | 6 | 39.7648 | 101.7686 | 316.7072
2027 | 3 | 14 | 7 | 40.5064 | 106.3059 | 328.5334
2027 | 3 | 14 | 8 | 41.0068 | 105.6284 | 336.882
2027 | 3 | 14 | 9 | 42.6178 | 104.2936 | 348.3671
2027 | 3 | 14 | 10 | 43.7883 | 108.3998 | 347.4102
2027 | 3 | 14 | 11 | 44.4741 | 108.1962 | 342.089
2027 | 3 | 14 | 12 | 43.62 | 101.0086 | 337.5849
2027 | 3 | 14 | 13 | 43.1208 | 101.0808 | 336.4063
2027 | 3 | 14 | 14 | 42.9263 | 99.4779 | 334.1218
2027 | 3 | 14 | 15 | 43.8675 | 95.0467 | 338.2908
2027 | 3 | 14 | 16 | 46.0535 | 92.8053 | 348.3579
2027 | 3 | 14 | 17 | 47.9711 | 90.6352 | 371.9383
2027 | 3 | 14 | 18 | 49.9233 | 88.0824 | 383.4264
2027 | 3 | 14 | 19 | 50.0505 | 93.7412 | 387.5941
2027 | 3 | 14 | 20 | 47.7408 | 92.2103 | 374.382
2027 | 3 | 14 | 21 | 43.2928 | 91.2851 | 346.3039
2027 | 3 | 14 | 22 | 39.8495 | 87.7686 | 319.5495
2027 | 3 | 14 | 23 | 37.7401 | 84.1926 | 295.4464
2027 | 3 | 15 | 0 | 37.232 | 90.8235 | 290.6959
2027 | 3 | 15 | 1 | 36.7704 | 90.965 | 275.0737
2027 | 3 | 15 | 2 | 36.5606 | 91.1382 | 270.5879
2027 | 3 | 15 | 3 | 36.7649 | 92.4792 | 268.4332
2027 | 3 | 15 | 4 | 38.0083 | 93.5629 | 270.4395
2027 | 3 | 15 | 5 | 40.6997 | 97.8778 | 280.0671
2027 | 3 | 15 | 6 | 44.4901 | 111.3096 | 302.9758
2027 | 3 | 15 | 7 | 46.6666 | 122.9815 | 331.9665
2027 | 3 | 15 | 8 | 47.1004 | 132.7394 | 338.3059
2027 | 3 | 15 | 9 | 46.7256 | 134.8195 | 326.8725
2027 | 3 | 15 | 10 | 45.9017 | 136.9229 | 306.1736
2027 | 3 | 15 | 11 | 45.4542 | 133.0442 | 295.1275
2027 | 3 | 15 | 12 | 42.8376 | 123.2685 | 318.8766
2027 | 3 | 15 | 13 | 42.3064 | 120.7769 | 317.5876
2027 | 3 | 15 | 14 | 41.9571 | 113.2595 | 316.1313
2027 | 3 | 15 | 15 | 43.0201 | 112.793 | 320.8308
2027 | 3 | 15 | 16 | 45.54 | 112.4424 | 330.6463
2027 | 3 | 15 | 17 | 47.4991 | 107.6789 | 351.9817
2027 | 3 | 15 | 18 | 48.7197 | 105.7544 | 375.8095
2027 | 3 | 15 | 19 | 50.1425 | 111.3007 | 380.669
2027 | 3 | 15 | 20 | 48.7122 | 108.7024 | 372.4973
2027 | 3 | 15 | 21 | 44.8965 | 107.4767 | 346.9512
2027 | 3 | 15 | 22 | 41.1916 | 102.0753 | 320.2097
2027 | 3 | 15 | 23 | 38.7114 | 98.3323 | 294.7808
2027 | 3 | 16 | 0 | 37.5811 | 99.6694 | 272.8073
2027 | 3 | 16 | 1 | 37.2644 | 95.4294 | 285.2301
2027 | 3 | 16 | 2 | 36.935 | 94.3693 | 283.5971
2027 | 3 | 16 | 3 | 36.9951 | 94.763 | 284.3602
2027 | 3 | 16 | 4 | 38.1834 | 95.4194 | 288.3377
2027 | 3 | 16 | 5 | 40.8177 | 99.553 | 300.1249
2027 | 3 | 16 | 6 | 44.3233 | 112.8154 | 319.4929
2027 | 3 | 16 | 7 | 46.4664 | 124.6208 | 354.2799
2027 | 3 | 16 | 8 | 46.8752 | 131.3386 | 371.5326
2027 | 3 | 16 | 9 | 46.399 | 133.7275 | 370.8007
2027 | 3 | 16 | 10 | 45.6165 | 135.3548 | 356.2613
2027 | 3 | 16 | 11 | 45.2362 | 133.8503 | 345.1029
2027 | 3 | 16 | 12 | 45.8599 | 123.4347 | 357.4661
2027 | 3 | 16 | 13 | 45.6006 | 121.2622 | 355.6705
2027 | 3 | 16 | 14 | 45.651 | 112.4499 | 355.418
2027 | 3 | 16 | 15 | 46.6298 | 111.0411 | 363.3784
2027 | 3 | 16 | 16 | 48.8146 | 112.4533 | 379.3799
2027 | 3 | 16 | 17 | 50.7223 | 107.747 | 405.2538
2027 | 3 | 16 | 18 | 49.5341 | 102.0904 | 416.8709
2027 | 3 | 16 | 19 | 50.8053 | 107.7792 | 436.3235
2027 | 3 | 16 | 20 | 49.4992 | 106.2444 | 436.583
2027 | 3 | 16 | 21 | 45.6317 | 106.6555 | 416.8365
2027 | 3 | 16 | 22 | 41.9285 | 101.2147 | 392.0293
2027 | 3 | 16 | 23 | 39.3159 | 96.5519 | 367.3106
2027 | 3 | 17 | 0 | 37.9551 | 96.9097 | 350.4789
2027 | 3 | 17 | 1 | 38.0439 | 98.4818 | 334.3636
2027 | 3 | 17 | 2 | 37.7296 | 96.8573 | 332.5242
2027 | 3 | 17 | 3 | 37.8188 | 97.0106 | 332.2312
2027 | 3 | 17 | 4 | 39.021 | 97.5812 | 335.8266
2027 | 3 | 17 | 5 | 41.7344 | 101.7864 | 346.1281
2027 | 3 | 17 | 6 | 45.4909 | 115.006 | 366.7921
2027 | 3 | 17 | 7 | 47.5316 | 126.7273 | 394.5413
2027 | 3 | 17 | 8 | 47.7887 | 133.425 | 396.8145
2027 | 3 | 17 | 9 | 47.336 | 135.6787 | 377.6931
2027 | 3 | 17 | 10 | 46.2598 | 137.1975 | 350.1743
2027 | 3 | 17 | 11 | 45.7046 | 135.645 | 333.0042
2027 | 3 | 17 | 12 | 45.6757 | 127.9605 | 340.1026
2027 | 3 | 17 | 13 | 45.2966 | 126.5067 | 333.5511
2027 | 3 | 17 | 14 | 45.2299 | 122.6283 | 329.2856
2027 | 3 | 17 | 15 | 46.3462 | 119.8282 | 332.2139
2027 | 3 | 17 | 16 | 48.7684 | 117.6671 | 344.7765
2027 | 3 | 17 | 17 | 50.5686 | 112.2384 | 373.6939
2027 | 3 | 17 | 18 | 50.7063 | 106.3876 | 398.7242
2027 | 3 | 17 | 19 | 51.931 | 111.1813 | 412.2205
2027 | 3 | 17 | 20 | 50.4779 | 109.5396 | 410.303
2027 | 3 | 17 | 21 | 46.5771 | 109.5549 | 387.6361
2027 | 3 | 17 | 22 | 42.7984 | 103.8738 | 360.8755
2027 | 3 | 17 | 23 | 40.1549 | 98.4428 | 334.6094
2027 | 3 | 18 | 0 | 39.143 | 99.5111 | 323.8402
2027 | 3 | 18 | 1 | 38.2143 | 98.6278 | 311.2367
2027 | 3 | 18 | 2 | 37.8418 | 97.6811 | 306.5477
2027 | 3 | 18 | 3 | 37.8936 | 98.0405 | 304.7321
2027 | 3 | 18 | 4 | 39.1063 | 98.4539 | 307.1184
2027 | 3 | 18 | 5 | 41.7364 | 102.9628 | 317.009
2027 | 3 | 18 | 6 | 45.3759 | 116.7974 | 342.0903
2027 | 3 | 18 | 7 | 47.4989 | 127.7157 | 369.2152
2027 | 3 | 18 | 8 | 48.252 | 134.7516 | 369.1264
2027 | 3 | 18 | 9 | 48.5465 | 137.1801 | 349.5501
2027 | 3 | 18 | 10 | 48.4265 | 140.4234 | 322.7701
2027 | 3 | 18 | 11 | 48.3872 | 137.7938 | 307.2228
2027 | 3 | 18 | 12 | 47.9299 | 130.0531 | 297.4393
2027 | 3 | 18 | 13 | 47.7476 | 128.5557 | 292.3619
2027 | 3 | 18 | 14 | 47.8792 | 121.7663 | 290.158
2027 | 3 | 18 | 15 | 49.2104 | 119.594 | 294.9637
2027 | 3 | 18 | 16 | 51.3397 | 119.941 | 308.7185
2027 | 3 | 18 | 17 | 52.6009 | 114.9536 | 337.5821
2027 | 3 | 18 | 18 | 51.4003 | 109.6007 | 354.7174
2027 | 3 | 18 | 19 | 51.9625 | 114.5083 | 378.2521
2027 | 3 | 18 | 20 | 49.7678 | 112.861 | 381.4945
2027 | 3 | 18 | 21 | 45.4599 | 111.2865 | 360.9835
2027 | 3 | 18 | 22 | 41.6717 | 105.8104 | 335.6491
2027 | 3 | 18 | 23 | 39.1985 | 101.7809 | 311.0286
2027 | 3 | 19 | 0 | 38.3575 | 101.8604 | 302.0455
2027 | 3 | 19 | 1 | 37.8826 | 101.8736 | 291.6732
2027 | 3 | 19 | 2 | 37.4986 | 99.7499 | 286.9076
2027 | 3 | 19 | 3 | 37.5529 | 99.6988 | 284.8556
2027 | 3 | 19 | 4 | 38.7951 | 101.1205 | 287.0055
2027 | 3 | 19 | 5 | 41.4894 | 104.7607 | 296.1944
2027 | 3 | 19 | 6 | 45.7238 | 118.0173 | 319.8899
2027 | 3 | 19 | 7 | 47.7413 | 130.0888 | 347.9502
2027 | 3 | 19 | 8 | 48.2301 | 136.1685 | 353.2
2027 | 3 | 19 | 9 | 47.809 | 140.4099 | 341.0595
2027 | 3 | 19 | 10 | 46.7545 | 142.3081 | 320.5269
2027 | 3 | 19 | 11 | 46.065 | 141.3229 | 307.3546
2027 | 3 | 19 | 12 | 46.1661 | 132.5431 | 278.0362
2027 | 3 | 19 | 13 | 45.6416 | 130.8328 | 272.7337
2027 | 3 | 19 | 14 | 45.432 | 124.6286 | 269.6344
2027 | 3 | 19 | 15 | 46.2689 | 120.5961 | 271.6645
2027 | 3 | 19 | 16 | 48.2246 | 118.3606 | 281.902
2027 | 3 | 19 | 17 | 49.5157 | 113.4221 | 311.3912
2027 | 3 | 19 | 18 | 48.8042 | 103.9317 | 349.1365
2027 | 3 | 19 | 19 | 49.6188 | 107.6994 | 366.4013
2027 | 3 | 19 | 20 | 48.0036 | 107.3023 | 366.8432
2027 | 3 | 19 | 21 | 44.1871 | 105.2568 | 347.2215
2027 | 3 | 19 | 22 | 40.9337 | 99.4621 | 325.8465
2027 | 3 | 19 | 23 | 38.6613 | 94.8934 | 304.72
2027 | 3 | 20 | 0 | 37.9216 | 96.3836 | 290.7306
2027 | 3 | 20 | 1 | 36.5355 | 94.5494 | 282.275
2027 | 3 | 20 | 2 | 35.7498 | 92.6603 | 277.692
2027 | 3 | 20 | 3 | 35.4299 | 93.2302 | 275.1106
2027 | 3 | 20 | 4 | 36.3648 | 96.0735 | 277.0273
2027 | 3 | 20 | 5 | 38.2043 | 98.9138 | 284.3835
2027 | 3 | 20 | 6 | 40.8633 | 111.1406 | 300.591
2027 | 3 | 20 | 7 | 41.7278 | 115.0081 | 317.6057
2027 | 3 | 20 | 8 | 42.555 | 114.9647 | 323.1149
2027 | 3 | 20 | 9 | 44.2936 | 114.8363 | 322.9776
2027 | 3 | 20 | 10 | 45.5538 | 117.1498 | 312.6568
2027 | 3 | 20 | 11 | 46.2648 | 118.2731 | 305.3045
2027 | 3 | 20 | 12 | 43.488 | 111.325 | 302.7588
2027 | 3 | 20 | 13 | 42.7509 | 108.7886 | 299.0639
2027 | 3 | 20 | 14 | 42.1597 | 103.9604 | 294.6132
2027 | 3 | 20 | 15 | 42.6006 | 98.9352 | 297.1829
2027 | 3 | 20 | 16 | 44.0837 | 98.3443 | 309.8102
2027 | 3 | 20 | 17 | 45.2639 | 95.439 | 338.5235
2027 | 3 | 20 | 18 | 45.3837 | 94.5055 | 370.332
2027 | 3 | 20 | 19 | 45.6575 | 99.3441 | 379.0276
2027 | 3 | 20 | 20 | 43.7317 | 97.9638 | 371.3198
2027 | 3 | 20 | 21 | 39.8174 | 95.6532 | 348.123
2027 | 3 | 20 | 22 | 37.0494 | 91.4143 | 329.1802
2027 | 3 | 20 | 23 | 35.3051 | 88.7258 | 311.5874
2027 | 3 | 21 | 0 | 34.7188 | 95.623 | 303.4225
2027 | 3 | 21 | 1 | 33.1946 | 94.4582 | 288.6177
2027 | 3 | 21 | 2 | 32.4746 | 92.5399 | 283.5714
2027 | 3 | 21 | 3 | 32.0984 | 92.9304 | 280.6721
2027 | 3 | 21 | 4 | 32.7808 | 95.0215 | 281.7078
2027 | 3 | 21 | 5 | 34.2055 | 97.4707 | 286.4326
2027 | 3 | 21 | 6 | 36.3631 | 106.2313 | 294.0764
2027 | 3 | 21 | 7 | 37.0063 | 110.562 | 307.0578
2027 | 3 | 21 | 8 | 38.1648 | 107.5986 | 312.7823
2027 | 3 | 21 | 9 | 40.4584 | 106.348 | 313.7705
2027 | 3 | 21 | 10 | 42.2488 | 108.8096 | 304.1437
2027 | 3 | 21 | 11 | 43.3189 | 110.2831 | 295.485
2027 | 3 | 21 | 12 | 42.7088 | 99.5772 | 306.7024
2027 | 3 | 21 | 13 | 42.5752 | 99.1566 | 304.8207
2027 | 3 | 21 | 14 | 42.473 | 93.7014 | 301.7305
2027 | 3 | 21 | 15 | 43.4438 | 91.0465 | 307.5518
2027 | 3 | 21 | 16 | 45.3273 | 91.8304 | 320.9422
2027 | 3 | 21 | 17 | 46.6196 | 90.4945 | 348.4333
2027 | 3 | 21 | 18 | 47.0197 | 94.1563 | 375.7464
2027 | 3 | 21 | 19 | 46.4074 | 98.3866 | 377.4991
2027 | 3 | 21 | 20 | 43.571 | 98.8497 | 367.2996
2027 | 3 | 21 | 21 | 38.7351 | 96.5927 | 339.6455
2027 | 3 | 21 | 22 | 35.2262 | 93.3273 | 313.2571
2027 | 3 | 21 | 23 | 33.2743 | 89.5759 | 288.6887
2027 | 3 | 22 | 0 | 33.0169 | 95.9557 | 277.6809
2027 | 3 | 22 | 1 | 32.2746 | 91.8015 | 283.206
2027 | 3 | 22 | 2 | 31.9082 | 90.8096 | 281.6129
2027 | 3 | 22 | 3 | 32.0076 | 91.2679 | 281.9482
2027 | 3 | 22 | 4 | 33.2994 | 93.07 | 286.2354
2027 | 3 | 22 | 5 | 36.0926 | 97.0084 | 298.4107
2027 | 3 | 22 | 6 | 40.3114 | 111.2131 | 326.2658
2027 | 3 | 22 | 7 | 42.5526 | 123.8532 | 357.0448
2027 | 3 | 22 | 8 | 43.3782 | 132.8221 | 359.2166
2027 | 3 | 22 | 9 | 43.7794 | 136.2091 | 341.2746
2027 | 3 | 22 | 10 | 43.9281 | 136.3916 | 315.9352
2027 | 3 | 22 | 11 | 44.2265 | 135.9318 | 300.7575
2027 | 3 | 22 | 12 | 43.4596 | 123.4789 | 269.9583
2027 | 3 | 22 | 13 | 43.3711 | 122.0203 | 262.083
2027 | 3 | 22 | 14 | 43.3575 | 114.0156 | 258.3595
2027 | 3 | 22 | 15 | 44.5504 | 111.9053 | 262.3403
2027 | 3 | 22 | 16 | 46.7705 | 111.9718 | 281.9288
2027 | 3 | 22 | 17 | 48.2504 | 105.8039 | 323.921
2027 | 3 | 22 | 18 | 47.7189 | 101.3744 | 369.0734
2027 | 3 | 22 | 19 | 47.7544 | 104.6103 | 395.738
2027 | 3 | 22 | 20 | 45.5652 | 103.1675 | 401.1263
2027 | 3 | 22 | 21 | 41.1557 | 101.5088 | 380.7324
2027 | 3 | 22 | 22 | 37.3182 | 95.4175 | 355.4767
2027 | 3 | 22 | 23 | 34.7829 | 91.8533 | 331.6263
2027 | 3 | 23 | 0 | 34.0637 | 94.0452 | 322.5625
2027 | 3 | 23 | 1 | 33.2534 | 91.548 | 311.8915
2027 | 3 | 23 | 2 | 32.8067 | 89.7338 | 309.8764
2027 | 3 | 23 | 3 | 32.7816 | 89.7046 | 309.519
2027 | 3 | 23 | 4 | 34.0309 | 90.9791 | 313.0475
2027 | 3 | 23 | 5 | 36.7213 | 94.5616 | 323.6126
2027 | 3 | 23 | 6 | 40.0668 | 109.1835 | 347.7781
2027 | 3 | 23 | 7 | 42.3153 | 122.1357 | 375.3601
2027 | 3 | 23 | 8 | 43.3183 | 129.1286 | 374.4779
2027 | 3 | 23 | 9 | 44.0461 | 132.4117 | 353.9844
2027 | 3 | 23 | 10 | 44.6302 | 134.5254 | 329.0886
2027 | 3 | 23 | 11 | 45.2731 | 135.8402 | 314.4148
2027 | 3 | 23 | 12 | 45.5522 | 125.8698 | 326.3657
2027 | 3 | 23 | 13 | 45.7331 | 124.6371 | 322.0961
2027 | 3 | 23 | 14 | 46.1369 | 120.0779 | 318.6871
2027 | 3 | 23 | 15 | 47.5847 | 119.0572 | 322.2953
2027 | 3 | 23 | 16 | 49.8702 | 117.8086 | 333.1883
2027 | 3 | 23 | 17 | 51.4174 | 111.8867 | 358.7349
2027 | 3 | 23 | 18 | 50.4986 | 103.8497 | 385.1289
2027 | 3 | 23 | 19 | 50.6317 | 105.7702 | 398.0462
2027 | 3 | 23 | 20 | 48.1494 | 104.753 | 398.1196
2027 | 3 | 23 | 21 | 43.6406 | 103.814 | 375.0397
2027 | 3 | 23 | 22 | 39.8524 | 98.2574 | 349.1392
2027 | 3 | 23 | 23 | 37.4389 | 93.5006 | 323.3589
2027 | 3 | 24 | 0 | 35.5434 | 94.6858 | 305.7416
2027 | 3 | 24 | 1 | 35.7115 | 94.5376 | 295.9352
2027 | 3 | 24 | 2 | 35.2575 | 92.2991 | 292.2788
2027 | 3 | 24 | 3 | 35.2056 | 92.5153 | 289.9589
2027 | 3 | 24 | 4 | 36.3071 | 94.1966 | 292.0105
2027 | 3 | 24 | 5 | 38.8576 | 98.1852 | 301.6039
2027 | 3 | 24 | 6 | 42.0052 | 109.8399 | 323.5266
2027 | 3 | 24 | 7 | 44.0272 | 123.0428 | 353.5358
2027 | 3 | 24 | 8 | 44.1011 | 130.7613 | 366.2855
2027 | 3 | 24 | 9 | 43.3938 | 136.9504 | 366.7765
2027 | 3 | 24 | 10 | 42.7886 | 139.6291 | 354.2819
2027 | 3 | 24 | 11 | 42.6806 | 136.1917 | 345.2101
2027 | 3 | 24 | 12 | 41.8526 | 129.2962 | 339.8244
2027 | 3 | 24 | 13 | 41.5377 | 128.518 | 339.9443
2027 | 3 | 24 | 14 | 41.4619 | 124.4047 | 339.0894
2027 | 3 | 24 | 15 | 42.5433 | 124.1196 | 342.7351
2027 | 3 | 24 | 16 | 44.8692 | 120.4137 | 352.488
2027 | 3 | 24 | 17 | 46.8696 | 113.441 | 371.9316
2027 | 3 | 24 | 18 | 47.6415 | 104.7731 | 387.6348
2027 | 3 | 24 | 19 | 48.9936 | 105.241 | 394.7661
2027 | 3 | 24 | 20 | 48.0552 | 104.8671 | 392.4366
2027 | 3 | 24 | 21 | 44.3719 | 104.2283 | 367.4333
2027 | 3 | 24 | 22 | 40.7426 | 98.6493 | 339.5215
2027 | 3 | 24 | 23 | 38.0875 | 95.2164 | 312.9916
2027 | 3 | 25 | 0 | 36.8165 | 98.1943 | 300.4857
2027 | 3 | 25 | 1 | 35.9638 | 93.8231 | 292.9835
2027 | 3 | 25 | 2 | 35.4473 | 92.2635 | 289.6798
2027 | 3 | 25 | 3 | 35.377 | 93.2191 | 288.5267
2027 | 3 | 25 | 4 | 36.437 | 94.4112 | 291.5241
2027 | 3 | 25 | 5 | 38.8989 | 99.0716 | 301.7267
2027 | 3 | 25 | 6 | 42.442 | 110.3691 | 334.782
2027 | 3 | 25 | 7 | 44.2968 | 121.2778 | 362.4041
2027 | 3 | 25 | 8 | 44.2417 | 128.7213 | 362.3859
2027 | 3 | 25 | 9 | 43.4212 | 131.1067 | 344.3232
2027 | 3 | 25 | 10 | 42.5896 | 132.6952 | 321.3482
2027 | 3 | 25 | 11 | 42.296 | 129.5342 | 308.6144
2027 | 3 | 25 | 12 | 41.7792 | 124.4942 | 288.3226
2027 | 3 | 25 | 13 | 41.4151 | 123.7984 | 283.1829
2027 | 3 | 25 | 14 | 41.2703 | 114.7282 | 280.5571
2027 | 3 | 25 | 15 | 42.2858 | 112.6234 | 283.8668
2027 | 3 | 25 | 16 | 44.2719 | 114.0786 | 296.8666
2027 | 3 | 25 | 17 | 45.9995 | 107.3824 | 328.7694
2027 | 3 | 25 | 18 | 47.8983 | 106.0337 | 369.0737
2027 | 3 | 25 | 19 | 48.3799 | 109.2287 | 387.3409
2027 | 3 | 25 | 20 | 46.7925 | 109.3455 | 392.4643
2027 | 3 | 25 | 21 | 42.725 | 109.0827 | 371.9459
2027 | 3 | 25 | 22 | 39.0708 | 103.7088 | 346.2978
2027 | 3 | 25 | 23 | 36.4734 | 98.6977 | 320.5817
2027 | 3 | 26 | 0 | 35.5753 | 96.6719 | 311.2496
2027 | 3 | 26 | 1 | 23.61 | 74.82 | 279.9525
2027 | 3 | 26 | 2 | 23.0115 | 71.9651 | 277.9175
2027 | 3 | 26 | 3 | 23.0234 | 82.2319 | 276.4874
2027 | 3 | 26 | 4 | 23.695 | 84.0718 | 282.9598
2027 | 3 | 26 | 5 | 25.0265 | 86.5452 | 291.1048
2027 | 3 | 26 | 6 | 26.9969 | 88.3619 | 296.2776
2027 | 3 | 26 | 7 | 27.836 | 95.3326 | 312.4698
2027 | 3 | 26 | 8 | 29.5957 | 83.0932 | 333.8598
2027 | 3 | 26 | 9 | 31.5913 | 97.8364 | 350.3155
2027 | 3 | 26 | 10 | 32.4662 | 99.6143 | 350.1888
2027 | 3 | 26 | 11 | 33.1589 | 95.7743 | 345.931
2027 | 3 | 26 | 12 | 32.0805 | 79.9695 | 347.6989
2027 | 3 | 26 | 13 | 31.62 | 80.9455 | 346.1023
2027 | 3 | 26 | 14 | 30.9838 | 79.9107 | 333.878
2027 | 3 | 26 | 15 | 32.4211 | 80.1782 | 336.2283
2027 | 3 | 26 | 16 | 33.9605 | 70.9502 | 339.9948
2027 | 3 | 26 | 17 | 35.7689 | 80.632 | 359.638
2027 | 3 | 26 | 18 | 37.8655 | 72.1922 | 374.9671
2027 | 3 | 26 | 19 | 37.0811 | 83.7204 | 376.7692
2027 | 3 | 26 | 20 | 35.3873 | 75.1348 | 375.5443
2027 | 3 | 26 | 21 | 33.1262 | 80.7289 | 354.6733
2027 | 3 | 26 | 22 | 32.2476 | 75.9939 | 335.4612
2027 | 3 | 26 | 23 | 31.5371 | 73.0525 | 315.6531
2027 | 3 | 27 | 0 | 30.7884 | 73.6716 | 299.1667
2027 | 3 | 27 | 1 | 33.1936 | 89.8705 | 298.2557
2027 | 3 | 27 | 2 | 32.4 | 87.8548 | 294.2768
2027 | 3 | 27 | 3 | 32.081 | 88.0914 | 292.2972
2027 | 3 | 27 | 4 | 32.8676 | 90.5443 | 295.0194
2027 | 3 | 27 | 5 | 34.5579 | 92.9441 | 303.0759
2027 | 3 | 27 | 6 | 37.5408 | 102.733 | 312.0253
2027 | 3 | 27 | 7 | 38.6498 | 107.5655 | 331.9074
2027 | 3 | 27 | 8 | 39.6589 | 108.6735 | 350.6044
2027 | 3 | 27 | 9 | 41.0307 | 112.3277 | 370.2099
2027 | 3 | 27 | 10 | 41.5067 | 115.6245 | 370.4095
2027 | 3 | 27 | 11 | 41.8609 | 117.1401 | 368.5282
2027 | 3 | 27 | 12 | 43.8792 | 103.9122 | 362.2697
2027 | 3 | 27 | 13 | 43.4087 | 101.7039 | 361.1717
2027 | 3 | 27 | 14 | 43.0297 | 98.9111 | 357.2273
2027 | 3 | 27 | 15 | 43.557 | 94.2298 | 360.6691
2027 | 3 | 27 | 16 | 45.0306 | 92.2735 | 371.8395
2027 | 3 | 27 | 17 | 45.9361 | 89.7937 | 392.8222
2027 | 3 | 27 | 18 | 45.7131 | 89.4494 | 394.1062
2027 | 3 | 27 | 19 | 44.4788 | 92.3915 | 405.5294
2027 | 3 | 27 | 20 | 41.3424 | 91.1257 | 401.2793
2027 | 3 | 27 | 21 | 36.6054 | 91.9161 | 379.3086
2027 | 3 | 27 | 22 | 33.5511 | 86.7185 | 360.6649
2027 | 3 | 27 | 23 | 32.1273 | 84.3245 | 343.4215
2027 | 3 | 28 | 0 | 32.9735 | 89.6553 | 327.4346
2027 | 3 | 28 | 1 | 31.1074 | 79.2636 | 339.3113
2027 | 3 | 28 | 2 | 30.1601 | 78.5156 | 335.7225
2027 | 3 | 28 | 3 | 30.114 | 79.4859 | 333.8261
2027 | 3 | 28 | 4 | 30.8535 | 82.5801 | 335.895
2027 | 3 | 28 | 5 | 32.0234 | 84.6366 | 342.5353
2027 | 3 | 28 | 6 | 33.699 | 88.8242 | 348.4928
2027 | 3 | 28 | 7 | 35.3854 | 88.3596 | 365.2581
2027 | 3 | 28 | 8 | 37.9982 | 82.5476 | 375.9639
2027 | 3 | 28 | 9 | 40.7282 | 80.1745 | 380.1209
2027 | 3 | 28 | 10 | 42.6053 | 81.6515 | 370.3579
2027 | 3 | 28 | 11 | 44.5163 | 80.0951 | 361.8721
2027 | 3 | 28 | 12 | 43.4885 | 89.2439 | 382.7484
2027 | 3 | 28 | 13 | 43.181 | 88.4507 | 377.1215
2027 | 3 | 28 | 14 | 42.6414 | 93.6533 | 377.9957
2027 | 3 | 28 | 15 | 43.1132 | 83.6774 | 382.7136
2027 | 3 | 28 | 16 | 43.9978 | 80.9041 | 376.3644
2027 | 3 | 28 | 17 | 44.05 | 75.7191 | 389.5443
2027 | 3 | 28 | 18 | 43.3595 | 73.1026 | 400.0182
2027 | 3 | 28 | 19 | 44.3359 | 78.0159 | 416.1673
2027 | 3 | 28 | 20 | 42.4386 | 74.2828 | 418.2904
2027 | 3 | 28 | 21 | 39.1783 | 81.6618 | 401.1575
2027 | 3 | 28 | 22 | 36.4395 | 79.2089 | 381.8757
2027 | 3 | 28 | 23 | 34.9782 | 74.6488 | 362.4453
2027 | 3 | 29 | 0 | 34.1037 | 80.394 | 345.1429
2027 | 3 | 29 | 1 | 33.5743 | 81.5703 | 331.2248
2027 | 3 | 29 | 2 | 33.469 | 81.0536 | 328.0612
2027 | 3 | 29 | 3 | 33.6631 | 83.5415 | 327.3469
2027 | 3 | 29 | 4 | 34.7657 | 88.0621 | 331.0376
2027 | 3 | 29 | 5 | 37.102 | 92.5087 | 338.9176
2027 | 3 | 29 | 6 | 39.7003 | 105.5944 | 351.255
2027 | 3 | 29 | 7 | 41.2051 | 117.1885 | 373.6247
2027 | 3 | 29 | 8 | 42.7532 | 127.2571 | 392.5557
2027 | 3 | 29 | 9 | 44.4204 | 134.7983 | 391.4672
2027 | 3 | 29 | 10 | 45.0768 | 138.8104 | 382.9881
2027 | 3 | 29 | 11 | 45.7885 | 133.1735 | 371.6757
2027 | 3 | 29 | 12 | 46.2961 | 122.2352 | 384.202
2027 | 3 | 29 | 13 | 46.0721 | 121.3691 | 387.329
2027 | 3 | 29 | 14 | 46.3442 | 127.374 | 384.2212
2027 | 3 | 29 | 15 | 47.3691 | 117.2935 | 379.9161
2027 | 3 | 29 | 16 | 49.1645 | 111.1317 | 380.2195
2027 | 3 | 29 | 17 | 50.7113 | 99.5391 | 397.8937
2027 | 3 | 29 | 18 | 47.8655 | 100.4622 | 381.5019
2027 | 3 | 29 | 19 | 48.7799 | 105.5398 | 406.5671
2027 | 3 | 29 | 20 | 47.644 | 101.6317 | 414.0967
2027 | 3 | 29 | 21 | 43.7647 | 105.5174 | 393.1886
2027 | 3 | 29 | 22 | 40.0443 | 96.7893 | 365.9703
2027 | 3 | 29 | 23 | 37.4345 | 89.0921 | 337.0897
2027 | 3 | 30 | 0 | 36.6646 | 90.7188 | 324.6797
2027 | 3 | 30 | 1 | 36.2605 | 93.3405 | 317.8104
2027 | 3 | 30 | 2 | 35.8623 | 91.8128 | 315.8097
2027 | 3 | 30 | 3 | 35.8557 | 92.7595 | 316.1917
2027 | 3 | 30 | 4 | 37.1263 | 94.8636 | 320.077
2027 | 3 | 30 | 5 | 39.7799 | 98.8317 | 331.7083
2027 | 3 | 30 | 6 | 42.8966 | 110.9872 | 358.3899
2027 | 3 | 30 | 7 | 44.8405 | 122.4616 | 384.0575
2027 | 3 | 30 | 8 | 45.3795 | 129.7964 | 379.4484
2027 | 3 | 30 | 9 | 45.2048 | 132.0694 | 351.238
2027 | 3 | 30 | 10 | 45.0741 | 134.7825 | 321.6416
2027 | 3 | 30 | 11 | 45.2244 | 135.8024 | 304.06
2027 | 3 | 30 | 12 | 44.733 | 130.3296 | 323.3825
2027 | 3 | 30 | 13 | 44.5126 | 129.5072 | 318.4306
2027 | 3 | 30 | 14 | 44.4972 | 127.4914 | 314.4939
2027 | 3 | 30 | 15 | 45.492 | 123.4201 | 315.3292
2027 | 3 | 30 | 16 | 47.6468 | 120.3803 | 328.7939
2027 | 3 | 30 | 17 | 49.4663 | 114.639 | 357.7501
2027 | 3 | 30 | 18 | 48.8202 | 104.7295 | 396.8489
2027 | 3 | 30 | 19 | 49.1452 | 106.819 | 412.6028
2027 | 3 | 30 | 20 | 47.5956 | 106.9378 | 416.888
2027 | 3 | 30 | 21 | 43.4531 | 106.053 | 396.7739
2027 | 3 | 30 | 22 | 39.6093 | 101.5993 | 370.2671
2027 | 3 | 30 | 23 | 37.0864 | 96.0009 | 344.6149
2027 | 3 | 31 | 0 | 36.5251 | 97.3273 | 326.4491
2027 | 3 | 31 | 1 | 35.7786 | 96.0852 | 332.285
2027 | 3 | 31 | 2 | 35.3979 | 94.2703 | 331.1438
2027 | 3 | 31 | 3 | 35.4194 | 94.4309 | 332.1022
2027 | 3 | 31 | 4 | 36.7167 | 95.8971 | 336.6969
2027 | 3 | 31 | 5 | 39.5076 | 100.0272 | 348.5297
2027 | 3 | 31 | 6 | 43.4173 | 109.8898 | 375.6095
2027 | 3 | 31 | 7 | 45.2331 | 120.8106 | 401.8929
2027 | 3 | 31 | 8 | 45.3748 | 127.2491 | 404.0508
2027 | 3 | 31 | 9 | 44.7904 | 130.399 | 385.7476
2027 | 3 | 31 | 10 | 43.9121 | 130.4888 | 363.0568
2027 | 3 | 31 | 11 | 43.6181 | 131.8849 | 348.1955
2027 | 3 | 31 | 12 | 43.407 | 126.5686 | 364.523
2027 | 3 | 31 | 13 | 43.0719 | 125.3362 | 360.2065
2027 | 3 | 31 | 14 | 42.9487 | 122.3584 | 356.3436
2027 | 3 | 31 | 15 | 43.8894 | 116.8357 | 356.0057
2027 | 3 | 31 | 16 | 46.1368 | 114.9805 | 368.0439
2027 | 3 | 31 | 17 | 48.0362 | 108.2261 | 394.4926
2027 | 3 | 31 | 18 | 48.3009 | 102.7951 | 422.8429
2027 | 3 | 31 | 19 | 49.2507 | 104.5917 | 435.8424
2027 | 3 | 31 | 20 | 48.3234 | 104.0645 | 440.0894
2027 | 3 | 31 | 21 | 44.6633 | 103.3392 | 420.0611
2027 | 3 | 31 | 22 | 40.8842 | 98.2866 | 391.9293
2027 | 3 | 31 | 23 | 38.2705 | 92.609 | 364.9006
2027 | 4 | 1 | 0 | 36.4526 | 93.8366 | 354.8337
2027 | 4 | 1 | 1 | 37.0835 | 108.1294 | 334.0281
2027 | 4 | 1 | 2 | 36.6433 | 106.2773 | 330.8407
2027 | 4 | 1 | 3 | 36.687 | 104.5269 | 328.9101
2027 | 4 | 1 | 4 | 37.8441 | 102.0597 | 331.3729
2027 | 4 | 1 | 5 | 40.5993 | 105.8824 | 340.7273
2027 | 4 | 1 | 6 | 43.8894 | 120.0616 | 361.1376
2027 | 4 | 1 | 7 | 45.8114 | 130.9117 | 387.9733
2027 | 4 | 1 | 8 | 45.941 | 139.7363 | 398.8382
2027 | 4 | 1 | 9 | 44.9636 | 140.8318 | 398.5944
2027 | 4 | 1 | 10 | 44.2295 | 142.5693 | 384.358
2027 | 4 | 1 | 11 | 43.8059 | 143.8368 | 374.9075
2027 | 4 | 1 | 12 | 42.3476 | 133.102 | 364.4851
2027 | 4 | 1 | 13 | 41.8185 | 131.3488 | 360.9252
2027 | 4 | 1 | 14 | 41.6 | 112.8622 | 360.7948
2027 | 4 | 1 | 15 | 42.6492 | 116.6136 | 368.3325
2027 | 4 | 1 | 16 | 44.6818 | 124.7822 | 378.0649
2027 | 4 | 1 | 17 | 46.4821 | 121.9104 | 391.3602
2027 | 4 | 1 | 18 | 47.6639 | 115.5873 | 407.5803
2027 | 4 | 1 | 19 | 49.1242 | 116.2339 | 410.2335
2027 | 4 | 1 | 20 | 48.9754 | 124.3706 | 412.2661
2027 | 4 | 1 | 21 | 45.5228 | 115.2128 | 387.7869
2027 | 4 | 1 | 22 | 41.7394 | 111.1863 | 360.6829
2027 | 4 | 1 | 23 | 39.032 | 110.9831 | 334.1727
2027 | 4 | 2 | 0 | 37.0985 | 112.6744 | 320.5671
2027 | 4 | 2 | 1 | 36.3061 | 104.4781 | 310.5515
2027 | 4 | 2 | 2 | 35.8341 | 102.57 | 306.6851
2027 | 4 | 2 | 3 | 35.8271 | 101.3221 | 304.5365
2027 | 4 | 2 | 4 | 36.9972 | 98.7163 | 306.9097
2027 | 4 | 2 | 5 | 39.7649 | 102.1856 | 316.6183
2027 | 4 | 2 | 6 | 43.937 | 110.8546 | 344.0412
2027 | 4 | 2 | 7 | 45.8632 | 120.5252 | 369.0568
2027 | 4 | 2 | 8 | 46.1419 | 129.0628 | 371.0688
2027 | 4 | 2 | 9 | 45.3316 | 131.3777 | 359.5387
2027 | 4 | 2 | 10 | 44.1646 | 130.4744 | 340.012
2027 | 4 | 2 | 11 | 43.3803 | 129.7961 | 326.0518
2027 | 4 | 2 | 12 | 42.8004 | 125.7806 | 272.8175
2027 | 4 | 2 | 13 | 42.2105 | 123.8291 | 264.9352
2027 | 4 | 2 | 14 | 41.796 | 103.1489 | 263.4152
2027 | 4 | 2 | 15 | 42.4855 | 105.5983 | 268.6768
2027 | 4 | 2 | 16 | 44.1584 | 113.4964 | 283.3011
2027 | 4 | 2 | 17 | 45.425 | 109.1658 | 312.9192
2027 | 4 | 2 | 18 | 45.6355 | 107.2962 | 347.8667
2027 | 4 | 2 | 19 | 46.6349 | 107.7078 | 371.0825
2027 | 4 | 2 | 20 | 46.4092 | 117.4286 | 382.8394
2027 | 4 | 2 | 21 | 43.0343 | 109.3112 | 365.585
2027 | 4 | 2 | 22 | 39.6742 | 105.5263 | 344.6155
2027 | 4 | 2 | 23 | 37.2269 | 104.1727 | 324.1274
2027 | 4 | 3 | 0 | 35.3651 | 102.9856 | 314.5174
2027 | 4 | 3 | 1 | 33.3771 | 99.3283 | 303.2273
2027 | 4 | 3 | 2 | 32.4657 | 97.7518 | 299.2893
2027 | 4 | 3 | 3 | 32.0087 | 96.5595 | 296.8246
2027 | 4 | 3 | 4 | 32.6183 | 94.3523 | 299.4684
2027 | 4 | 3 | 5 | 34.2111 | 96.855 | 307.8349
2027 | 4 | 3 | 6 | 36.466 | 107.4905 | 327.9533
2027 | 4 | 3 | 7 | 37.7212 | 111.2856 | 337.2346
2027 | 4 | 3 | 8 | 39.4693 | 113.2907 | 324.5479
2027 | 4 | 3 | 9 | 41.5233 | 114.4766 | 307.9098
2027 | 4 | 3 | 10 | 42.8483 | 116.5047 | 288.6304
2027 | 4 | 3 | 11 | 43.5041 | 118.4346 | 275.8682
2027 | 4 | 3 | 12 | 42.2037 | 108.3395 | 263.6005
2027 | 4 | 3 | 13 | 41.6511 | 105.6856 | 255.7279
2027 | 4 | 3 | 14 | 41.1188 | 91.0941 | 252.2431
2027 | 4 | 3 | 15 | 41.5263 | 91.7996 | 255.6416
2027 | 4 | 3 | 16 | 42.8619 | 98.1299 | 270.5389
2027 | 4 | 3 | 17 | 43.6054 | 98.541 | 303.2426
2027 | 4 | 3 | 18 | 43.8926 | 97.34 | 353.0843
2027 | 4 | 3 | 19 | 43.0665 | 98.3992 | 363.6018
2027 | 4 | 3 | 20 | 41.232 | 105.9037 | 364.6601
2027 | 4 | 3 | 21 | 37.0566 | 99.1915 | 342.3025
2027 | 4 | 3 | 22 | 33.9331 | 96.4432 | 322.6944
2027 | 4 | 3 | 23 | 32.2609 | 97.606 | 305.5634
2027 | 4 | 4 | 0 | 31.5407 | 100.9513 | 297.3515
2027 | 4 | 4 | 1 | 31.955 | 94.9206 | 284.0947
2027 | 4 | 4 | 2 | 31.4106 | 93.0248 | 278.8565
2027 | 4 | 4 | 3 | 31.2195 | 91.6456 | 275.0662
2027 | 4 | 4 | 4 | 31.9255 | 89.4397 | 275.9765
2027 | 4 | 4 | 5 | 33.5301 | 90.8392 | 281.0894
2027 | 4 | 4 | 6 | 35.999 | 97.4539 | 291.1494
2027 | 4 | 4 | 7 | 37.112 | 101.1943 | 299.7281
2027 | 4 | 4 | 8 | 38.4432 | 103.0132 | 306.1216
2027 | 4 | 4 | 9 | 40.0402 | 105.6119 | 317.9838
2027 | 4 | 4 | 10 | 40.9637 | 109.2049 | 316.7864
2027 | 4 | 4 | 11 | 41.4335 | 109.5646 | 312.6072
2027 | 4 | 4 | 12 | 39.8319 | 101.131 | 307.6429
2027 | 4 | 4 | 13 | 39.2766 | 100.5288 | 306.3657
2027 | 4 | 4 | 14 | 38.9456 | 91.19 | 305.8354
2027 | 4 | 4 | 15 | 39.7618 | 93.4068 | 313.0299
2027 | 4 | 4 | 16 | 41.9741 | 96.8038 | 325.5435
2027 | 4 | 4 | 17 | 43.9554 | 99.1454 | 344.6517
2027 | 4 | 4 | 18 | 45.9325 | 97.5429 | 361.8018
2027 | 4 | 4 | 19 | 45.8725 | 96.0813 | 358.3728
2027 | 4 | 4 | 20 | 44.9344 | 103.6268 | 353.9901
2027 | 4 | 4 | 21 | 40.8791 | 96.4283 | 326.4131
2027 | 4 | 4 | 22 | 37.2081 | 93.5932 | 299.3971
2027 | 4 | 4 | 23 | 35.0756 | 95.1285 | 275.5104
2027 | 4 | 5 | 0 | 35.0616 | 98.3856 | 268.5976
2027 | 4 | 5 | 1 | 33.2007 | 92.2018 | 264.8537
2027 | 4 | 5 | 2 | 32.9512 | 91.6126 | 262.8487
2027 | 4 | 5 | 3 | 33.0932 | 92.0836 | 261.7847
2027 | 4 | 5 | 4 | 34.4685 | 90.7996 | 265.3873
2027 | 4 | 5 | 5 | 37.3799 | 94.5785 | 277.0017
2027 | 4 | 5 | 6 | 41.6818 | 109.3574 | 297.4089
2027 | 4 | 5 | 7 | 43.7644 | 120.2629 | 323.4906
2027 | 4 | 5 | 8 | 44.0928 | 133.0722 | 330.2441
2027 | 4 | 5 | 9 | 43.3958 | 134.2693 | 325.6204
2027 | 4 | 5 | 10 | 42.7648 | 136.4248 | 311.6453
2027 | 4 | 5 | 11 | 42.4532 | 134.3547 | 303.5681
2027 | 4 | 5 | 12 | 41.0869 | 125.6024 | 295.0382
2027 | 4 | 5 | 13 | 40.7103 | 123.321 | 292.586
2027 | 4 | 5 | 14 | 40.3885 | 108.6922 | 292.8602
2027 | 4 | 5 | 15 | 41.4119 | 111.4468 | 299.5604
2027 | 4 | 5 | 16 | 43.5781 | 117.0269 | 313.3474
2027 | 4 | 5 | 17 | 45.2805 | 113.3641 | 335.3459
2027 | 4 | 5 | 18 | 45.1492 | 113.5193 | 353.1492
2027 | 4 | 5 | 19 | 45.9802 | 113.3068 | 359.7067
2027 | 4 | 5 | 20 | 45.7634 | 120.1816 | 364.2389
2027 | 4 | 5 | 21 | 42.0414 | 111.5229 | 340.8017
2027 | 4 | 5 | 22 | 38.0872 | 108.5532 | 313.4174
2027 | 4 | 5 | 23 | 35.4195 | 106.2809 | 288.7572
2027 | 4 | 6 | 0 | 33.8994 | 105.0028 | 277.0915
2027 | 4 | 6 | 1 | 34.115 | 100.8217 | 269.6432
2027 | 4 | 6 | 2 | 33.7563 | 98.9774 | 267.7175
2027 | 4 | 6 | 3 | 33.754 | 97.792 | 266.9185
2027 | 4 | 6 | 4 | 35.0615 | 95.8535 | 270.7543
2027 | 4 | 6 | 5 | 37.8859 | 99.3977 | 282.1843
2027 | 4 | 6 | 6 | 41.6713 | 110.942 | 306.9003
2027 | 4 | 6 | 7 | 43.7773 | 122.1419 | 329.9184
2027 | 4 | 6 | 8 | 44.3092 | 131.1425 | 323.7503
2027 | 4 | 6 | 9 | 43.9101 | 132.7194 | 298.715
2027 | 4 | 6 | 10 | 43.573 | 133.4085 | 271.1055
2027 | 4 | 6 | 11 | 43.4928 | 135.1535 | 255.6044
2027 | 4 | 6 | 12 | 44.082 | 124.361 | 257.3256
2027 | 4 | 6 | 13 | 43.9147 | 122.6433 | 250.953
2027 | 4 | 6 | 14 | 44.1155 | 107.4791 | 249.6701
2027 | 4 | 6 | 15 | 45.3174 | 107.4566 | 256.1118
2027 | 4 | 6 | 16 | 47.6835 | 115.1114 | 272.9262
2027 | 4 | 6 | 17 | 49.508 | 110.4134 | 301.632
2027 | 4 | 6 | 18 | 50.5151 | 105.5626 | 344.4108
2027 | 4 | 6 | 19 | 49.9328 | 105.5594 | 352.1332
2027 | 4 | 6 | 20 | 48.3474 | 113.0705 | 358.5373
2027 | 4 | 6 | 21 | 43.5282 | 106.213 | 336.657
2027 | 4 | 6 | 22 | 39.2419 | 103.05 | 309.859
2027 | 4 | 6 | 23 | 36.5442 | 100.5929 | 285.0346
2027 | 4 | 7 | 0 | 36.062 | 102.3531 | 274.1193
2027 | 4 | 7 | 1 | 35.6023 | 100.5697 | 272.2682
2027 | 4 | 7 | 2 | 35.1301 | 98.323 | 270.1369
2027 | 4 | 7 | 3 | 35.0212 | 97.4997 | 269.0901
2027 | 4 | 7 | 4 | 36.266 | 95.8759 | 273.1082
2027 | 4 | 7 | 5 | 39.0353 | 99.3966 | 284.6481
2027 | 4 | 7 | 6 | 42.5572 | 111.209 | 303.9602
2027 | 4 | 7 | 7 | 44.6605 | 121.9123 | 329.8406
2027 | 4 | 7 | 8 | 45.4526 | 131.917 | 340.0438
2027 | 4 | 7 | 9 | 45.8119 | 133.2383 | 340.328
2027 | 4 | 7 | 10 | 46.1318 | 135.3181 | 328.8734
2027 | 4 | 7 | 11 | 46.4556 | 135.666 | 320.046
2027 | 4 | 7 | 12 | 46.0538 | 134.9484 | 311.8936
2027 | 4 | 7 | 13 | 46.0081 | 133.3777 | 310.1443
2027 | 4 | 7 | 14 | 46.224 | 124.6351 | 311.1542
2027 | 4 | 7 | 15 | 47.7508 | 125.5825 | 318.174
2027 | 4 | 7 | 16 | 50.2468 | 126.8307 | 332.4278
2027 | 4 | 7 | 17 | 51.4924 | 122.955 | 351.5868
2027 | 4 | 7 | 18 | 49.7991 | 116.6209 | 349.32
2027 | 4 | 7 | 19 | 49.3378 | 114.0333 | 362.7251
2027 | 4 | 7 | 20 | 47.6865 | 119.8761 | 371.9495
2027 | 4 | 7 | 21 | 42.8563 | 110.5545 | 352.3744
2027 | 4 | 7 | 22 | 38.462 | 107.5238 | 325.466
2027 | 4 | 7 | 23 | 35.8566 | 104.7574 | 300.4246
2027 | 4 | 8 | 0 | 37.0075 | 105.9631 | 289.9483
2027 | 4 | 8 | 1 | 36.5422 | 100.2156 | 286.1478
2027 | 4 | 8 | 2 | 36.1332 | 98.2746 | 283.6175
2027 | 4 | 8 | 3 | 36.1145 | 97.247 | 282.8753
2027 | 4 | 8 | 4 | 37.3746 | 96.0369 | 286.9085
2027 | 4 | 8 | 5 | 40.1079 | 99.5474 | 298.324
2027 | 4 | 8 | 6 | 43.4338 | 113.7438 | 319.6612
2027 | 4 | 8 | 7 | 45.4947 | 124.8842 | 345.3154
2027 | 4 | 8 | 8 | 46.0127 | 135.5825 | 356.0641
2027 | 4 | 8 | 9 | 45.5196 | 139.8643 | 356.7211
2027 | 4 | 8 | 10 | 45.4621 | 144.1778 | 344.1502
2027 | 4 | 8 | 11 | 45.4673 | 143.1323 | 335.2079
2027 | 4 | 8 | 12 | 43.9034 | 139.3478 | 327.1828
2027 | 4 | 8 | 13 | 43.4854 | 138.05 | 324.8734
2027 | 4 | 8 | 14 | 43.481 | 126.4891 | 325.5238
2027 | 4 | 8 | 15 | 44.5381 | 127.085 | 332.6967
2027 | 4 | 8 | 16 | 46.5878 | 130.1517 | 345.3979
2027 | 4 | 8 | 17 | 48.4423 | 125.9484 | 361.4854
2027 | 4 | 8 | 18 | 50.2893 | 115.6034 | 376.4089
2027 | 4 | 8 | 19 | 50.8974 | 114.2863 | 379.4823
2027 | 4 | 8 | 20 | 50.278 | 119.6676 | 383.4973
2027 | 4 | 8 | 21 | 46.5056 | 110.0074 | 361.4242
2027 | 4 | 8 | 22 | 42.5372 | 107.0541 | 333.8627
2027 | 4 | 8 | 23 | 39.7359 | 105.0726 | 307.9249
2027 | 4 | 9 | 0 | 37.7509 | 104.462 | 297.4368
2027 | 4 | 9 | 1 | 37.7153 | 102.0514 | 291.1849
2027 | 4 | 9 | 2 | 37.3179 | 99.5784 | 287.7106
2027 | 4 | 9 | 3 | 37.3454 | 98.8906 | 286.2002
2027 | 4 | 9 | 4 | 38.5816 | 98.1299 | 289.4166
2027 | 4 | 9 | 5 | 41.3432 | 101.0911 | 299.9888
2027 | 4 | 9 | 6 | 45.2467 | 109.3143 | 318.4104
2027 | 4 | 9 | 7 | 47.1424 | 119.0649 | 344.0318
2027 | 4 | 9 | 8 | 47.6101 | 128.759 | 354.1736
2027 | 4 | 9 | 9 | 47.0618 | 130.8534 | 353.5885
2027 | 4 | 9 | 10 | 46.0211 | 132.1541 | 340.4892
2027 | 4 | 9 | 11 | 45.3197 | 132.5118 | 329.4233
2027 | 4 | 9 | 12 | 44.9826 | 127.2048 | 326.3058
2027 | 4 | 9 | 13 | 44.3771 | 126.1346 | 324.4481
2027 | 4 | 9 | 14 | 44.0861 | 112.4413 | 324.5903
2027 | 4 | 9 | 15 | 44.8639 | 110.0578 | 329.6644
2027 | 4 | 9 | 16 | 46.7343 | 114.304 | 339.7255
2027 | 4 | 9 | 17 | 48.0421 | 108.6159 | 354.4521
2027 | 4 | 9 | 18 | 48.0818 | 108.1518 | 354.53
2027 | 4 | 9 | 19 | 48.403 | 107.3891 | 368.2899
2027 | 4 | 9 | 20 | 47.7171 | 115.2249 | 375.9822
2027 | 4 | 9 | 21 | 44.0094 | 106.7393 | 358.8739
2027 | 4 | 9 | 22 | 40.4031 | 104.0209 | 337.1607
2027 | 4 | 9 | 23 | 37.9193 | 100.8729 | 316.202
2027 | 4 | 10 | 0 | 37.5557 | 101.004 | 300.2198
2027 | 4 | 10 | 1 | 36.1299 | 96.0202 | 299.6775
2027 | 4 | 10 | 2 | 35.3934 | 94.7379 | 296.068
2027 | 4 | 10 | 3 | 35.1309 | 94.2297 | 294.0882
2027 | 4 | 10 | 4 | 36.052 | 93.6117 | 296.9267
2027 | 4 | 10 | 5 | 37.9898 | 95.9202 | 305.231
2027 | 4 | 10 | 6 | 40.8155 | 106.0721 | 317.6985
2027 | 4 | 10 | 7 | 41.6846 | 107.9508 | 330.3171
2027 | 4 | 10 | 8 | 42.7075 | 110.8263 | 338.8975
2027 | 4 | 10 | 9 | 44.0579 | 111.6407 | 350.1835
2027 | 4 | 10 | 10 | 44.5019 | 113.1816 | 348.1067
2027 | 4 | 10 | 11 | 44.6291 | 117.0589 | 344.0727
2027 | 4 | 10 | 12 | 42.7012 | 111.2332 | 326.2548
2027 | 4 | 10 | 13 | 41.874 | 108.4906 | 320.4017
2027 | 4 | 10 | 14 | 41.1841 | 98.6519 | 316.8375
2027 | 4 | 10 | 15 | 41.5036 | 96.4186 | 322.5601
2027 | 4 | 10 | 16 | 42.9698 | 100.0376 | 336.9233
2027 | 4 | 10 | 17 | 44.1986 | 98.7267 | 358.3643
2027 | 4 | 10 | 18 | 44.7589 | 99.1419 | 370.7061
2027 | 4 | 10 | 19 | 45.0819 | 99.5254 | 378.3614
2027 | 4 | 10 | 20 | 44.452 | 105.3531 | 379.307
2027 | 4 | 10 | 21 | 41.159 | 97.5334 | 359.0018
2027 | 4 | 10 | 22 | 38.116 | 95.5436 | 338.969
2027 | 4 | 10 | 23 | 36.145 | 95.5396 | 320.963
2027 | 4 | 11 | 0 | 34.5715 | 98.1865 | 314.0494
2027 | 4 | 11 | 1 | 34.6851 | 97.1176 | 308.8698
2027 | 4 | 11 | 2 | 34.1137 | 95.5982 | 304.8072
2027 | 4 | 11 | 3 | 33.9114 | 94.8357 | 302.5586
2027 | 4 | 11 | 4 | 34.7171 | 94.102 | 304.8785
2027 | 4 | 11 | 5 | 36.4085 | 95.6102 | 311.6624
2027 | 4 | 11 | 6 | 38.4401 | 102.3753 | 323.5548
2027 | 4 | 11 | 7 | 39.1071 | 103.5158 | 330.9954
2027 | 4 | 11 | 8 | 40.1045 | 103.9489 | 335.1863
2027 | 4 | 11 | 9 | 41.4984 | 103.8099 | 345.1809
2027 | 4 | 11 | 10 | 42.5172 | 105.9913 | 344.0537
2027 | 4 | 11 | 11 | 43.0181 | 109.9312 | 338.5061
2027 | 4 | 11 | 12 | 44.9058 | 100.1974 | 323.7207
2027 | 4 | 11 | 13 | 44.6498 | 99.336 | 319.6791
2027 | 4 | 11 | 14 | 44.5548 | 89.423 | 317.4487
2027 | 4 | 11 | 15 | 45.4867 | 89.4424 | 323.4462
2027 | 4 | 11 | 16 | 47.3652 | 93.6432 | 338.7241
2027 | 4 | 11 | 17 | 48.7303 | 93.4631 | 362.1259
2027 | 4 | 11 | 18 | 49.4862 | 96.41 | 377.649
2027 | 4 | 11 | 19 | 48.5174 | 96.4736 | 384.0059
2027 | 4 | 11 | 20 | 46.3451 | 104.1332 | 384.1984
2027 | 4 | 11 | 21 | 41.6137 | 96.7488 | 361.3607
2027 | 4 | 11 | 22 | 37.6197 | 95.3504 | 334.9968
2027 | 4 | 11 | 23 | 35.4745 | 94.7752 | 311.0738
2027 | 4 | 12 | 0 | 35.6101 | 100.1926 | 302.7302
2027 | 4 | 12 | 1 | 35.1295 | 94.9425 | 302.6992
2027 | 4 | 12 | 2 | 34.8247 | 94.6021 | 301.5544
2027 | 4 | 12 | 3 | 34.958 | 94.663 | 302.0798
2027 | 4 | 12 | 4 | 36.3346 | 93.635 | 306.8111
2027 | 4 | 12 | 5 | 39.2497 | 97.2334 | 319.4036
2027 | 4 | 12 | 6 | 42.8186 | 107.9851 | 345.7843
2027 | 4 | 12 | 7 | 44.8997 | 117.8683 | 368.9894
2027 | 4 | 12 | 8 | 45.8737 | 128.9639 | 367.2957
2027 | 4 | 12 | 9 | 46.3757 | 129.1308 | 350.2092
2027 | 4 | 12 | 10 | 46.7514 | 128.7172 | 328.6606
2027 | 4 | 12 | 11 | 47.097 | 131.8504 | 314.9074
2027 | 4 | 12 | 12 | 46.9572 | 129.8989 | 283.1169
2027 | 4 | 12 | 13 | 46.9323 | 128.2316 | 275.0958
2027 | 4 | 12 | 14 | 47.1846 | 117.1144 | 272.0465
2027 | 4 | 12 | 15 | 48.7748 | 115.7035 | 274.8928
2027 | 4 | 12 | 16 | 51.3256 | 119.6341 | 291.9431
2027 | 4 | 12 | 17 | 52.5532 | 114.8367 | 325.5901
2027 | 4 | 12 | 18 | 51.1298 | 110.9517 | 368.3077
2027 | 4 | 12 | 19 | 50.2123 | 110.2374 | 386.62
2027 | 4 | 12 | 20 | 47.7652 | 115.4442 | 396.173
2027 | 4 | 12 | 21 | 42.7577 | 106.1947 | 378.5334
2027 | 4 | 12 | 22 | 38.2344 | 103.2943 | 352.1586
2027 | 4 | 12 | 23 | 35.7293 | 101.7165 | 327.6
2027 | 4 | 13 | 0 | 36.4825 | 101.9766 | 314.6242
2027 | 4 | 13 | 1 | 34.9099 | 97.7454 | 309.4946
2027 | 4 | 13 | 2 | 34.4859 | 96.1265 | 307.6111
2027 | 4 | 13 | 3 | 34.4648 | 95.0355 | 307.4846
2027 | 4 | 13 | 4 | 35.8283 | 93.9213 | 311.5136
2027 | 4 | 13 | 5 | 38.7071 | 96.807 | 322.9104
2027 | 4 | 13 | 6 | 42.5838 | 109.596 | 340.5457
2027 | 4 | 13 | 7 | 44.6527 | 120.7817 | 364.4185
2027 | 4 | 13 | 8 | 45.4833 | 130.0506 | 369.4199
2027 | 4 | 13 | 9 | 45.6172 | 133.845 | 360.1362
2027 | 4 | 13 | 10 | 45.6789 | 136.5608 | 342.0304
2027 | 4 | 13 | 11 | 45.8558 | 140.3053 | 329.3367
2027 | 4 | 13 | 12 | 45.2839 | 137.25 | 351.3777
2027 | 4 | 13 | 13 | 45.1381 | 135.9901 | 348.8977
2027 | 4 | 13 | 14 | 45.2671 | 124.9452 | 347.6166
2027 | 4 | 13 | 15 | 46.5214 | 126.236 | 351.57
2027 | 4 | 13 | 16 | 48.7968 | 128.1383 | 362.151
2027 | 4 | 13 | 17 | 50.353 | 123.4766 | 376.3182
2027 | 4 | 13 | 18 | 49.232 | 111.8466 | 386.9697
2027 | 4 | 13 | 19 | 48.8772 | 109.9509 | 387.6874
2027 | 4 | 13 | 20 | 47.4043 | 114.9443 | 389.2949
2027 | 4 | 13 | 21 | 43.0497 | 106.2171 | 367.6407
2027 | 4 | 13 | 22 | 38.745 | 103.528 | 339.4818
2027 | 4 | 13 | 23 | 36.0256 | 101.3181 | 312.9981
2027 | 4 | 14 | 0 | 35.9996 | 101.6268 | 300.0449
2027 | 4 | 14 | 1 | 34.686 | 101.9075 | 285.7987
2027 | 4 | 14 | 2 | 34.2373 | 99.5565 | 281.8639
2027 | 4 | 14 | 3 | 34.1839 | 97.9487 | 279.2577
2027 | 4 | 14 | 4 | 35.5162 | 97.1304 | 281.5097
2027 | 4 | 14 | 5 | 38.4224 | 99.995 | 291.1885
2027 | 4 | 14 | 6 | 42.2226 | 110.9747 | 308.8114
2027 | 4 | 14 | 7 | 44.232 | 122.3474 | 331.8315
2027 | 4 | 14 | 8 | 44.95 | 130.7012 | 342.0525
2027 | 4 | 14 | 9 | 45.3365 | 133.8315 | 345.404
2027 | 4 | 14 | 10 | 45.5834 | 135.0578 | 339.1171
2027 | 4 | 14 | 11 | 45.9379 | 139.724 | 333.5745
2027 | 4 | 14 | 12 | 44.4261 | 134.2774 | 327.8905
2027 | 4 | 14 | 13 | 44.2005 | 132.6165 | 327.6892
2027 | 4 | 14 | 14 | 44.162 | 123.0286 | 327.6005
2027 | 4 | 14 | 15 | 45.2151 | 122.8371 | 330.3423
2027 | 4 | 14 | 16 | 47.2627 | 124.7358 | 339.1162
2027 | 4 | 14 | 17 | 48.7602 | 119.3831 | 351.867
2027 | 4 | 14 | 18 | 48.5098 | 111.1043 | 362.0848
2027 | 4 | 14 | 19 | 48.713 | 109.6154 | 359.7822
2027 | 4 | 14 | 20 | 48.026 | 114.2784 | 360.238
2027 | 4 | 14 | 21 | 44.4047 | 106.9577 | 338.4401
2027 | 4 | 14 | 22 | 40.2671 | 103.9691 | 309.3818
2027 | 4 | 14 | 23 | 37.2316 | 100.6413 | 282.4581
2027 | 4 | 15 | 0 | 35.6341 | 103.0972 | 272.0352
2027 | 4 | 15 | 1 | 34.0705 | 100.6148 | 256.894
2027 | 4 | 15 | 2 | 33.4932 | 98.6112 | 252.5267
2027 | 4 | 15 | 3 | 33.3601 | 97.1807 | 250.0035
2027 | 4 | 15 | 4 | 34.5484 | 96.3675 | 252.2081
2027 | 4 | 15 | 5 | 37.2578 | 99.3683 | 262.1379
2027 | 4 | 15 | 6 | 41.0158 | 109.8528 | 275.0972
2027 | 4 | 15 | 7 | 42.9488 | 120.6057 | 299.8818
2027 | 4 | 15 | 8 | 43.5963 | 129.9919 | 313.645
2027 | 4 | 15 | 9 | 43.9912 | 133.5448 | 322.6252
2027 | 4 | 15 | 10 | 44.27 | 136.9177 | 322.0321
2027 | 4 | 15 | 11 | 44.6532 | 140.2752 | 321.5498
2027 | 4 | 15 | 12 | 43.3616 | 129.6069 | 313.9315
2027 | 4 | 15 | 13 | 43.2433 | 128.9002 | 316.4984
2027 | 4 | 15 | 14 | 43.2854 | 118.8698 | 318.4446
2027 | 4 | 15 | 15 | 44.5379 | 115.6751 | 323.1369
2027 | 4 | 15 | 16 | 46.4633 | 120.3281 | 330.588
2027 | 4 | 15 | 17 | 47.6751 | 113.3794 | 341.9013
2027 | 4 | 15 | 18 | 45.5024 | 109.3607 | 349.8291
2027 | 4 | 15 | 19 | 45.9566 | 109.062 | 349.6704
2027 | 4 | 15 | 20 | 45.3154 | 113.3302 | 351.7586
2027 | 4 | 15 | 21 | 41.688 | 105.9379 | 332.368
2027 | 4 | 15 | 22 | 37.6461 | 103.139 | 305.255
2027 | 4 | 15 | 23 | 34.9677 | 99.9793 | 278.8688
2027 | 4 | 16 | 0 | 33.8661 | 101.719 | 262.2335
2027 | 4 | 16 | 1 | 32.7512 | 97.4758 | 256.0555
2027 | 4 | 16 | 2 | 32.2145 | 94.8368 | 253.7121
2027 | 4 | 16 | 3 | 32.1431 | 93.5241 | 253.4199
2027 | 4 | 16 | 4 | 33.2768 | 92.8716 | 257.7952
2027 | 4 | 16 | 5 | 36.0795 | 95.22 | 269.7463
2027 | 4 | 16 | 6 | 39.9174 | 107.2351 | 294.8871
2027 | 4 | 16 | 7 | 42.0567 | 118.0881 | 317.3793
2027 | 4 | 16 | 8 | 42.9328 | 125.8939 | 312.6185
2027 | 4 | 16 | 9 | 43.1787 | 130.3468 | 291.9132
2027 | 4 | 16 | 10 | 43.0116 | 131.9834 | 268.6062
2027 | 4 | 16 | 11 | 43.0025 | 136.5668 | 253.0393
2027 | 4 | 16 | 12 | 43.261 | 127.6038 | 228.9118
2027 | 4 | 16 | 13 | 43.1196 | 126.635 | 221.3029
2027 | 4 | 16 | 14 | 42.9738 | 116.6705 | 218.9732
2027 | 4 | 16 | 15 | 43.8849 | 112.3476 | 221.3033
2027 | 4 | 16 | 16 | 45.5636 | 114.3119 | 236.8787
2027 | 4 | 16 | 17 | 46.3507 | 106.5273 | 270.3562
2027 | 4 | 16 | 18 | 44.9995 | 96.434 | 322.0704
2027 | 4 | 16 | 19 | 44.9185 | 96.3457 | 339.5544
2027 | 4 | 16 | 20 | 43.757 | 101.773 | 349.1718
2027 | 4 | 16 | 21 | 39.9239 | 97.3198 | 335.9093
2027 | 4 | 16 | 22 | 36.2139 | 95.3629 | 314.487
2027 | 4 | 16 | 23 | 33.6928 | 88.43 | 293.4811
2027 | 4 | 17 | 0 | 32.666 | 89.9335 | 281.5691
2027 | 4 | 17 | 1 | 31.1993 | 87.1741 | 265.1293
2027 | 4 | 17 | 2 | 30.3793 | 86.037 | 259.6595
2027 | 4 | 17 | 3 | 29.9983 | 85.2343 | 256.5748
2027 | 4 | 17 | 4 | 30.4261 | 83.5199 | 257.6778
2027 | 4 | 17 | 5 | 31.9026 | 84.8367 | 262.5687
2027 | 4 | 17 | 6 | 34.2348 | 91.2614 | 270.8807
2027 | 4 | 17 | 7 | 35.8401 | 94.7019 | 280.7575
2027 | 4 | 17 | 8 | 38.1577 | 96.1219 | 287.5262
2027 | 4 | 17 | 9 | 40.6177 | 99.7421 | 290.2898
2027 | 4 | 17 | 10 | 41.6806 | 104.1228 | 285.8006
2027 | 4 | 17 | 11 | 42.4298 | 111.8146 | 280.2096
2027 | 4 | 17 | 12 | 43.0313 | 110.5347 | 230.6951
2027 | 4 | 17 | 13 | 42.6796 | 108.5659 | 221.9113
2027 | 4 | 17 | 14 | 42.2814 | 98.461 | 216.1452
2027 | 4 | 17 | 15 | 42.6318 | 100.0496 | 220.1229
2027 | 4 | 17 | 16 | 44.0096 | 99.7912 | 235.1644
2027 | 4 | 17 | 17 | 44.6976 | 99.3594 | 266.9686
2027 | 4 | 17 | 18 | 43.3005 | 87.5351 | 293.1221
2027 | 4 | 17 | 19 | 42.4934 | 87.576 | 306.0793
2027 | 4 | 17 | 20 | 40.596 | 89.4682 | 310.0629
2027 | 4 | 17 | 21 | 36.5965 | 89.0635 | 295.3967
2027 | 4 | 17 | 22 | 33.1746 | 86.8105 | 276.0472
2027 | 4 | 17 | 23 | 31.4299 | 83.9062 | 257.6031
2027 | 4 | 18 | 0 | 30.8463 | 87.3348 | 251.8065
2027 | 4 | 18 | 1 | 29.8269 | 85.7208 | 243.7973
2027 | 4 | 18 | 2 | 29.1607 | 84.353 | 239.7498
2027 | 4 | 18 | 3 | 28.8794 | 83.7411 | 237.1764
2027 | 4 | 18 | 4 | 29.232 | 82.2219 | 238.5956
2027 | 4 | 18 | 5 | 30.636 | 83.0316 | 243.8099
2027 | 4 | 18 | 6 | 32.0577 | 88.5401 | 241.4917
2027 | 4 | 18 | 7 | 33.8454 | 91.19 | 251.7079
2027 | 4 | 18 | 8 | 36.6498 | 90.9392 | 267.1256
2027 | 4 | 18 | 9 | 39.2627 | 94.9364 | 280.3492
2027 | 4 | 18 | 10 | 40.6646 | 99.6251 | 276.5648
2027 | 4 | 18 | 11 | 41.5156 | 107.0109 | 273.5046
2027 | 4 | 18 | 12 | 41.0559 | 105.3053 | 279.932
2027 | 4 | 18 | 13 | 41.1155 | 105.4536 | 277.6304
2027 | 4 | 18 | 14 | 40.9506 | 101.0045 | 274.6127
2027 | 4 | 18 | 15 | 41.7361 | 102.8549 | 279.7788
2027 | 4 | 18 | 16 | 43.7135 | 101.6135 | 295.1641
2027 | 4 | 18 | 17 | 45.1023 | 102.3523 | 316.0827
2027 | 4 | 18 | 18 | 45.3026 | 97.4993 | 328.2521
2027 | 4 | 18 | 19 | 44.7111 | 96.5588 | 324.1866
2027 | 4 | 18 | 20 | 42.9928 | 98.5957 | 320.5074
2027 | 4 | 18 | 21 | 39.2357 | 96.7903 | 300.1513
2027 | 4 | 18 | 22 | 35.3223 | 94.8177 | 274.0836
2027 | 4 | 18 | 23 | 33.1195 | 90.4451 | 250.7254
2027 | 4 | 19 | 0 | 32.1988 | 89.2137 | 238.6375
2027 | 4 | 19 | 1 | 30.6477 | 87.5884 | 234.514
2027 | 4 | 19 | 2 | 30.3339 | 86.5552 | 231.7176
2027 | 4 | 19 | 3 | 30.3754 | 87.1842 | 230.3589
2027 | 4 | 19 | 4 | 31.6915 | 87.6727 | 233.8171
2027 | 4 | 19 | 5 | 34.4216 | 90.3779 | 245.1707
2027 | 4 | 19 | 6 | 38.5987 | 99.6336 | 265.6033
2027 | 4 | 19 | 7 | 40.741 | 111.0965 | 290.0202
2027 | 4 | 19 | 8 | 41.3933 | 120.6195 | 299.3057
2027 | 4 | 19 | 9 | 41.6266 | 121.3052 | 302.997
2027 | 4 | 19 | 10 | 41.6313 | 125.3708 | 298.5568
2027 | 4 | 19 | 11 | 41.9874 | 128.4922 | 295.0145
2027 | 4 | 19 | 12 | 40.892 | 126.7646 | 290.0284
2027 | 4 | 19 | 13 | 40.7634 | 125.6089 | 289.0057
2027 | 4 | 19 | 14 | 40.7049 | 118.8627 | 288.4929
2027 | 4 | 19 | 15 | 41.8111 | 118.4432 | 292.1969
2027 | 4 | 19 | 16 | 44.1224 | 115.5258 | 303.1307
2027 | 4 | 19 | 17 | 45.8766 | 109.2603 | 320.9374
2027 | 4 | 19 | 18 | 45.702 | 105.2273 | 333.8416
2027 | 4 | 19 | 19 | 45.4661 | 105.0693 | 333.7358
2027 | 4 | 19 | 20 | 44.7053 | 106.7828 | 333.6736
2027 | 4 | 19 | 21 | 40.919 | 102.0995 | 312.9097
2027 | 4 | 19 | 22 | 36.7368 | 100.669 | 284.5839
2027 | 4 | 19 | 23 | 33.6455 | 93.968 | 258.5755
2027 | 4 | 20 | 0 | 33.1708 | 93.397 | 251.9541
2027 | 4 | 20 | 1 | 32.264 | 90.4652 | 239.5349
2027 | 4 | 20 | 2 | 31.7932 | 88.4369 | 236.2648
2027 | 4 | 20 | 3 | 31.6589 | 88.1088 | 234.6547
2027 | 4 | 20 | 4 | 32.9017 | 88.3383 | 237.8255
2027 | 4 | 20 | 5 | 35.5785 | 91.244 | 248.7291
2027 | 4 | 20 | 6 | 39.3493 | 102.9683 | 266.7686
2027 | 4 | 20 | 7 | 41.5442 | 114.2088 | 290.8857
2027 | 4 | 20 | 8 | 42.276 | 122.5641 | 300.8317
2027 | 4 | 20 | 9 | 42.2108 | 125.1526 | 305.4212
2027 | 4 | 20 | 10 | 42.353 | 129.2839 | 301.7791
2027 | 4 | 20 | 11 | 42.7397 | 133.7909 | 297.3936
2027 | 4 | 20 | 12 | 43.018 | 125.5654 | 284.6184
2027 | 4 | 20 | 13 | 42.9647 | 124.5746 | 283.7406
2027 | 4 | 20 | 14 | 42.9872 | 120.741 | 283.378
2027 | 4 | 20 | 15 | 43.9752 | 118.0249 | 287.3935
2027 | 4 | 20 | 16 | 45.9958 | 116.4593 | 299.5743
2027 | 4 | 20 | 17 | 47.6464 | 109.5291 | 316.5618
2027 | 4 | 20 | 18 | 47.8366 | 106.5363 | 329.7269
2027 | 4 | 20 | 19 | 47.1819 | 106.1996 | 329.6395
2027 | 4 | 20 | 20 | 45.7498 | 108.42 | 329.9943
2027 | 4 | 20 | 21 | 41.5632 | 104.0461 | 309.9436
2027 | 4 | 20 | 22 | 37.2 | 101.3378 | 281.9894
2027 | 4 | 20 | 23 | 34.2907 | 93.8056 | 256.063
2027 | 4 | 21 | 0 | 33.9526 | 93.9359 | 250.9002
2027 | 4 | 21 | 1 | 32.8866 | 94.9727 | 235.2594
2027 | 4 | 21 | 2 | 32.4159 | 92.3081 | 231.5586
2027 | 4 | 21 | 3 | 32.2982 | 91.4112 | 229.2105
2027 | 4 | 21 | 4 | 33.5753 | 91.7476 | 232.4032
2027 | 4 | 21 | 5 | 36.3744 | 94.6002 | 243.2557
2027 | 4 | 21 | 6 | 40.2565 | 101.8675 | 265.86
2027 | 4 | 21 | 7 | 42.3767 | 112.7617 | 287.2308
2027 | 4 | 21 | 8 | 43.1645 | 121.0374 | 294.0572
2027 | 4 | 21 | 9 | 43.7379 | 123.2066 | 293.414
2027 | 4 | 21 | 10 | 44.1375 | 123.8297 | 286.492
2027 | 4 | 21 | 11 | 44.6895 | 130.249 | 279.9255
2027 | 4 | 21 | 12 | 43.7516 | 129.7492 | 275.6108
2027 | 4 | 21 | 13 | 43.6843 | 128.8435 | 276.2706
2027 | 4 | 21 | 14 | 43.7782 | 125.3798 | 278.0335
2027 | 4 | 21 | 15 | 44.9909 | 120.9974 | 281.6332
2027 | 4 | 21 | 16 | 47.2132 | 120.0297 | 293.9728
2027 | 4 | 21 | 17 | 48.6468 | 112.2875 | 310.9039
2027 | 4 | 21 | 18 | 47.5988 | 105.7083 | 313.6757
2027 | 4 | 21 | 19 | 47.2036 | 103.8052 | 322.3326
2027 | 4 | 21 | 20 | 45.9776 | 106.5299 | 325.1442
2027 | 4 | 21 | 21 | 41.9309 | 102.2384 | 307.1773
2027 | 4 | 21 | 22 | 37.5227 | 99.7261 | 278.5953
2027 | 4 | 21 | 23 | 34.5431 | 92.6634 | 252.1066
2027 | 4 | 22 | 0 | 34.4932 | 95.85 | 240.2887
2027 | 4 | 22 | 1 | 33.2567 | 95.3904 | 234.4111
2027 | 4 | 22 | 2 | 32.769 | 93.0859 | 229.5352
2027 | 4 | 22 | 3 | 32.6972 | 92.3553 | 226.8144
2027 | 4 | 22 | 4 | 33.9695 | 92.6771 | 229.9524
2027 | 4 | 22 | 5 | 36.7212 | 95.5371 | 240.6029
2027 | 4 | 22 | 6 | 40.7426 | 106.9571 | 259.8053
2027 | 4 | 22 | 7 | 42.7807 | 117.8812 | 282.2368
2027 | 4 | 22 | 8 | 43.4167 | 127.1498 | 285.1812
2027 | 4 | 22 | 9 | 43.6485 | 131.2224 | 279.849
2027 | 4 | 22 | 10 | 43.7636 | 135.9829 | 271.6696
2027 | 4 | 22 | 11 | 44.0835 | 140.7503 | 273.8449
2027 | 4 | 22 | 12 | 42.6954 | 132.7028 | 273.1074
2027 | 4 | 22 | 13 | 42.462 | 132.566 | 277.2013
2027 | 4 | 22 | 14 | 42.4771 | 127.7243 | 284.9586
2027 | 4 | 22 | 15 | 43.6347 | 122.7361 | 295.0962
2027 | 4 | 22 | 16 | 45.5877 | 123.1565 | 309.7764
2027 | 4 | 22 | 17 | 47.0326 | 114.8576 | 333.9037
2027 | 4 | 22 | 18 | 45.7668 | 107.8085 | 346.3381
2027 | 4 | 22 | 19 | 46.1795 | 106.8001 | 353.203
2027 | 4 | 22 | 20 | 45.7122 | 108.8719 | 352.7914
2027 | 4 | 22 | 21 | 42.4001 | 103.7174 | 334.0351
2027 | 4 | 22 | 22 | 38.3595 | 102.2725 | 303.0158
2027 | 4 | 22 | 23 | 35.3914 | 94.8794 | 272.0257
2027 | 4 | 23 | 0 | 34.3489 | 96.7485 | 253.8594
2027 | 4 | 23 | 1 | 34.1028 | 96.1624 | 251.587
2027 | 4 | 23 | 2 | 33.5889 | 93.3086 | 243.7162
2027 | 4 | 23 | 3 | 33.5242 | 92.7268 | 239.0399
2027 | 4 | 23 | 4 | 34.6928 | 93.3494 | 240.3559
2027 | 4 | 23 | 5 | 37.3815 | 95.4461 | 248.2845
2027 | 4 | 23 | 6 | 40.749 | 106.4722 | 269.5624
2027 | 4 | 23 | 7 | 42.8005 | 117.5042 | 294.3917
2027 | 4 | 23 | 8 | 43.5245 | 125.0321 | 300.9442
2027 | 4 | 23 | 9 | 43.6034 | 128.9577 | 298.2082
2027 | 4 | 23 | 10 | 43.515 | 131.9513 | 291.9865
2027 | 4 | 23 | 11 | 43.6268 | 137.5483 | 292.568
2027 | 4 | 23 | 12 | 43.1193 | 127.4867 | 307.5026
2027 | 4 | 23 | 13 | 42.7895 | 126.4653 | 309.4821
2027 | 4 | 23 | 14 | 42.6979 | 120.6838 | 313.232
2027 | 4 | 23 | 15 | 43.5732 | 113.8267 | 319.5049
2027 | 4 | 23 | 16 | 45.3127 | 114.4255 | 330.7455
2027 | 4 | 23 | 17 | 46.4951 | 106.267 | 347.7113
2027 | 4 | 23 | 18 | 45.2492 | 99.4817 | 359.1982
2027 | 4 | 23 | 19 | 45.8035 | 99.5386 | 362.8092
2027 | 4 | 23 | 20 | 45.5771 | 103.0434 | 361.544
2027 | 4 | 23 | 21 | 42.8619 | 99.6969 | 342.9446
2027 | 4 | 23 | 22 | 39.4202 | 98.1678 | 315.0734
2027 | 4 | 23 | 23 | 36.6093 | 89.2153 | 286.6305
2027 | 4 | 24 | 0 | 34.1966 | 90.4174 | 274.6723
2027 | 4 | 24 | 1 | 32.7235 | 85.2375 | 263.574
2027 | 4 | 24 | 2 | 31.6315 | 83.8602 | 251.6941
2027 | 4 | 24 | 3 | 31.0883 | 82.6484 | 244.1171
2027 | 4 | 24 | 4 | 30.989 | 80.6792 | 239.1861
2027 | 4 | 24 | 5 | 31.2026 | 79.05 | 231.7865
2027 | 4 | 24 | 6 | 30.9973 | 73.3648 | 212.3883
2027 | 4 | 24 | 7 | 31.5439 | 63.3258 | 210.6332
2027 | 4 | 24 | 8 | 34.8125 | 68.2479 | 241.3585
2027 | 4 | 24 | 9 | 38.7479 | 67.5006 | 272.9946
2027 | 4 | 24 | 10 | 40.1955 | 68.8529 | 289.0322
2027 | 4 | 24 | 11 | 41.0705 | 81.2059 | 293.3292
2027 | 4 | 24 | 12 | 39.0286 | 75.7745 | 283.5138
2027 | 4 | 24 | 13 | 37.9433 | 73.1195 | 281.5605
2027 | 4 | 24 | 14 | 36.9568 | 89.2608 | 283.709
2027 | 4 | 24 | 15 | 37.2836 | 83.0333 | 280.9072
2027 | 4 | 24 | 16 | 38.904 | 73.0152 | 293.187
2027 | 4 | 24 | 17 | 40.3689 | 74.8817 | 318.4448
2027 | 4 | 24 | 18 | 39.7501 | 71.4436 | 330.5859
2027 | 4 | 24 | 19 | 40.2891 | 72.4705 | 327.7912
2027 | 4 | 24 | 20 | 39.629 | 74.8855 | 316.9043
2027 | 4 | 24 | 21 | 37.7544 | 77.3571 | 298.6065
2027 | 4 | 24 | 22 | 35.0941 | 75.8214 | 274.2232
2027 | 4 | 24 | 23 | 33.7409 | 77.466 | 252.5051
2027 | 4 | 25 | 0 | 32.9022 | 83.3157 | 240.9381
2027 | 4 | 25 | 1 | 31.7027 | 85.7615 | 225.947
2027 | 4 | 25 | 2 | 31.1008 | 84.9284 | 219.6614
2027 | 4 | 25 | 3 | 30.9053 | 84.9772 | 215.1727
2027 | 4 | 25 | 4 | 31.4611 | 84.8316 | 214.0714
2027 | 4 | 25 | 5 | 32.9002 | 85.9242 | 215.9383
2027 | 4 | 25 | 6 | 34.8986 | 89.7103 | 219.1979
2027 | 4 | 25 | 7 | 35.893 | 90.5565 | 229.557
2027 | 4 | 25 | 8 | 37.5186 | 90.4744 | 249.0907
2027 | 4 | 25 | 9 | 39.2047 | 92.7661 | 264.3748
2027 | 4 | 25 | 10 | 39.7391 | 94.6487 | 268.6952
2027 | 4 | 25 | 11 | 40.0884 | 102.0346 | 269.2004
2027 | 4 | 25 | 12 | 41.0733 | 95.2341 | 251.5204
2027 | 4 | 25 | 13 | 40.8143 | 94.4649 | 254.7841
2027 | 4 | 25 | 14 | 40.644 | 90.9835 | 252.634
2027 | 4 | 25 | 15 | 41.4461 | 89.3955 | 255.1187
2027 | 4 | 25 | 16 | 43.3556 | 89.3466 | 263.3671
2027 | 4 | 25 | 17 | 44.8605 | 87.7702 | 291.47
2027 | 4 | 25 | 18 | 45.8818 | 89.2378 | 305.4649
2027 | 4 | 25 | 19 | 44.9399 | 90.438 | 315.0638
2027 | 4 | 25 | 20 | 42.9323 | 94.1036 | 314.2984
2027 | 4 | 25 | 21 | 38.9472 | 94.1086 | 298.6239
2027 | 4 | 25 | 22 | 34.9302 | 92.6025 | 272.4268
2027 | 4 | 25 | 23 | 32.6827 | 88.0302 | 245.2678
2027 | 4 | 26 | 0 | 32.2801 | 88.3794 | 227.2759
2027 | 4 | 26 | 1 | 31.64 | 89.8371 | 229.629
2027 | 4 | 26 | 2 | 31.3595 | 89.0713 | 227.6616
2027 | 4 | 26 | 3 | 31.5171 | 89.6461 | 227.0113
2027 | 4 | 26 | 4 | 32.9379 | 89.9388 | 230.9577
2027 | 4 | 26 | 5 | 35.8907 | 92.9571 | 242.5198
2027 | 4 | 26 | 6 | 40.1297 | 102.1487 | 267.8673
2027 | 4 | 26 | 7 | 42.3052 | 112.6212 | 289.8122
2027 | 4 | 26 | 8 | 43.1715 | 121.9748 | 293.8434
2027 | 4 | 26 | 9 | 43.6208 | 123.1946 | 290.7211
2027 | 4 | 26 | 10 | 43.777 | 123.4568 | 285.8987
2027 | 4 | 26 | 11 | 44.1484 | 129.7917 | 280.3012
2027 | 4 | 26 | 12 | 43.8999 | 124.6619 | 238.4067
2027 | 4 | 26 | 13 | 43.8561 | 123.6526 | 234.006
2027 | 4 | 26 | 14 | 44.0897 | 116.9647 | 231.5416
2027 | 4 | 26 | 15 | 45.4568 | 111.2263 | 232.2386
2027 | 4 | 26 | 16 | 47.7868 | 113.1124 | 248.0491
2027 | 4 | 26 | 17 | 49.2729 | 104.7065 | 284.5664
2027 | 4 | 26 | 18 | 47.3136 | 101.8499 | 320.8487
2027 | 4 | 26 | 19 | 47.0659 | 101.7604 | 341.0373
2027 | 4 | 26 | 20 | 45.6753 | 102.9742 | 349.0823
2027 | 4 | 26 | 21 | 41.862 | 98.9728 | 336.7532
2027 | 4 | 26 | 22 | 37.5426 | 97.0605 | 311.0419
2027 | 4 | 26 | 23 | 34.6259 | 90.3172 | 284.8113
2027 | 4 | 27 | 0 | 33.7614 | 91.6035 | 267.7596
2027 | 4 | 27 | 1 | 33.2598 | 92.3448 | 270.9998
2027 | 4 | 27 | 2 | 32.9006 | 90.3888 | 269.793
2027 | 4 | 27 | 3 | 32.9728 | 90.0215 | 270.6294
2027 | 4 | 27 | 4 | 34.3072 | 90.3191 | 275.2349
2027 | 4 | 27 | 5 | 37.1711 | 92.5558 | 287.7415
2027 | 4 | 27 | 6 | 40.6855 | 105.2203 | 313.4682
2027 | 4 | 27 | 7 | 42.7871 | 117.0923 | 332.933
2027 | 4 | 27 | 8 | 43.4688 | 124.8166 | 327.9307
2027 | 4 | 27 | 9 | 43.4531 | 127.4372 | 310.647
2027 | 4 | 27 | 10 | 43.2689 | 131.4628 | 296.0041
2027 | 4 | 27 | 11 | 43.4561 | 140.4701 | 283.0143
2027 | 4 | 27 | 12 | 44.3886 | 130.6293 | 294.4418
2027 | 4 | 27 | 13 | 44.3832 | 130.2812 | 292.1192
2027 | 4 | 27 | 14 | 44.7035 | 126.5024 | 288.8568
2027 | 4 | 27 | 15 | 46.1263 | 122.5289 | 288.2933
2027 | 4 | 27 | 16 | 48.4805 | 121.7669 | 302.3246
2027 | 4 | 27 | 17 | 50.0675 | 113.5184 | 328.2453
2027 | 4 | 27 | 18 | 46.9649 | 104.1354 | 356.9824
2027 | 4 | 27 | 19 | 47.0363 | 103.4728 | 367.4193
2027 | 4 | 27 | 20 | 45.9051 | 105.0507 | 371.2886
2027 | 4 | 27 | 21 | 42.232 | 101.9447 | 356.5986
2027 | 4 | 27 | 22 | 37.9617 | 100.704 | 329.469
2027 | 4 | 27 | 23 | 35.1209 | 92.442 | 302.5339
2027 | 4 | 28 | 0 | 34.7614 | 94.4019 | 292.9357
2027 | 4 | 28 | 1 | 33.5432 | 95.6825 | 291.1482
2027 | 4 | 28 | 2 | 33.0631 | 93.8403 | 288.897
2027 | 4 | 28 | 3 | 33.0028 | 93.4349 | 288.1554
2027 | 4 | 28 | 4 | 34.1666 | 93.0792 | 291.1529
2027 | 4 | 28 | 5 | 36.946 | 95.8818 | 302.2676
2027 | 4 | 28 | 6 | 40.3117 | 104.9737 | 319.4586
2027 | 4 | 28 | 7 | 42.5176 | 116.5568 | 341.6164
2027 | 4 | 28 | 8 | 43.1173 | 123.6024 | 354.1539
2027 | 4 | 28 | 9 | 43.1592 | 126.7465 | 362.7162
2027 | 4 | 28 | 10 | 42.9749 | 128.8151 | 361.3317
2027 | 4 | 28 | 11 | 43.1169 | 136.397 | 353.9731
2027 | 4 | 28 | 12 | 43.5193 | 132.6654 | 331.8082
2027 | 4 | 28 | 13 | 43.4962 | 131.7608 | 331.3811
2027 | 4 | 28 | 14 | 43.4752 | 127.5383 | 328.8338
2027 | 4 | 28 | 15 | 44.69 | 124.1685 | 328.4287
2027 | 4 | 28 | 16 | 46.7844 | 122.8171 | 338.7972
2027 | 4 | 28 | 17 | 47.9117 | 114.3838 | 358.6324
2027 | 4 | 28 | 18 | 45.7894 | 104.6734 | 342.5274
2027 | 4 | 28 | 19 | 45.3897 | 104.0783 | 362.7626
2027 | 4 | 28 | 20 | 43.7137 | 105.6896 | 370.8428
2027 | 4 | 28 | 21 | 39.7116 | 103.6557 | 360.004
2027 | 4 | 28 | 22 | 35.4865 | 102.1593 | 333.8305
2027 | 4 | 28 | 23 | 33.0198 | 93.8501 | 307.2693
2027 | 4 | 29 | 0 | 33.2212 | 95.727 | 299.8437
2027 | 4 | 29 | 1 | 36.4916 | 97.2871 | 292.0787
2027 | 4 | 29 | 2 | 35.8639 | 95.2589 | 289.4525
2027 | 4 | 29 | 3 | 35.7536 | 94.7003 | 289.2322
2027 | 4 | 29 | 4 | 36.9717 | 94.3888 | 293.1516
2027 | 4 | 29 | 5 | 39.8118 | 96.4031 | 304.8532
2027 | 4 | 29 | 6 | 43.4056 | 107.4643 | 329.1385
2027 | 4 | 29 | 7 | 45.6072 | 118.5645 | 346.2076
2027 | 4 | 29 | 8 | 46.1065 | 124.6456 | 331.3834
2027 | 4 | 29 | 9 | 45.9451 | 125.8704 | 302.8157
2027 | 4 | 29 | 10 | 45.7812 | 129.0902 | 281.2206
2027 | 4 | 29 | 11 | 46.0402 | 138.2765 | 268.1896
2027 | 4 | 29 | 12 | 46.5407 | 137.5427 | 257.8986
2027 | 4 | 29 | 13 | 46.3247 | 137.7777 | 251.9281
2027 | 4 | 29 | 14 | 46.3932 | 126.6228 | 248.7022
2027 | 4 | 29 | 15 | 47.6166 | 123.6903 | 247.9574
2027 | 4 | 29 | 16 | 49.769 | 125.7318 | 260.5483
2027 | 4 | 29 | 17 | 51.5676 | 116.7812 | 291.6462
2027 | 4 | 29 | 18 | 52.043 | 102.514 | 320.0868
2027 | 4 | 29 | 19 | 52.0993 | 103.5296 | 344.1548
2027 | 4 | 29 | 20 | 50.8525 | 103.7329 | 356.3078
2027 | 4 | 29 | 21 | 47.0792 | 101.2849 | 347.5551
2027 | 4 | 29 | 22 | 42.4912 | 100.6129 | 322.8874
2027 | 4 | 29 | 23 | 39.2552 | 92.0662 | 296.9978
2027 | 4 | 30 | 0 | 38.0122 | 92.8837 | 283.9328
2027 | 4 | 30 | 1 | 39.5047 | 92.3034 | 280.0787
2027 | 4 | 30 | 2 | 38.8949 | 90.1881 | 276.9169
2027 | 4 | 30 | 3 | 38.8317 | 90.2906 | 276.5257
2027 | 4 | 30 | 4 | 40.2969 | 90.3955 | 280.4303
2027 | 4 | 30 | 5 | 43.5144 | 92.8005 | 291.7825
2027 | 4 | 30 | 6 | 48.0276 | 103.4735 | 317.217
2027 | 4 | 30 | 7 | 50.452 | 114.0034 | 335.1928
2027 | 4 | 30 | 8 | 51.2297 | 121.4312 | 322.698
2027 | 4 | 30 | 9 | 51.236 | 124.5251 | 296.0744
2027 | 4 | 30 | 10 | 50.9429 | 127.3913 | 274.0653
2027 | 4 | 30 | 11 | 51.0567 | 134.6997 | 258.4682
2027 | 4 | 30 | 12 | 49.5928 | 129.1854 | 245.2809
2027 | 4 | 30 | 13 | 49.11 | 128.9861 | 239.012
2027 | 4 | 30 | 14 | 48.903 | 126.1886 | 235.2448
2027 | 4 | 30 | 15 | 49.9293 | 118.5993 | 233.0166
2027 | 4 | 30 | 16 | 51.9983 | 116.6297 | 243.8983
2027 | 4 | 30 | 17 | 53.4853 | 105.8442 | 274.9521
2027 | 4 | 30 | 18 | 52.31 | 103.3804 | 310.614
2027 | 4 | 30 | 19 | 53.1082 | 102.3676 | 334.3958
2027 | 4 | 30 | 20 | 52.8563 | 104.8586 | 345.4761
2027 | 4 | 30 | 21 | 49.9172 | 102.3617 | 338.4801
2027 | 4 | 30 | 22 | 45.8651 | 102.2274 | 318.0679
2027 | 4 | 30 | 23 | 42.5142 | 91.5163 | 296.1159
2027 | 5 | 1 | 0 | 40.1471 | 88.7516 | 280.5473
2027 | 5 | 1 | 1 | 41.3794 | 76.8173 | 272.1813
2027 | 5 | 1 | 2 | 40.4801 | 76.2726 | 267.633
2027 | 5 | 1 | 3 | 40.2267 | 76.3383 | 265.4321
2027 | 5 | 1 | 4 | 41.1444 | 78.464 | 268.2593
2027 | 5 | 1 | 5 | 43.3062 | 81.5475 | 276.3996
2027 | 5 | 1 | 6 | 45.8483 | 84.9321 | 277.1549
2027 | 5 | 1 | 7 | 47.9096 | 88.1218 | 287.7238
2027 | 5 | 1 | 8 | 50.4333 | 95.6426 | 302.1067
2027 | 5 | 1 | 9 | 52.8082 | 100.3724 | 321.9271
2027 | 5 | 1 | 10 | 54.0285 | 104.1016 | 335.576
2027 | 5 | 1 | 11 | 54.5095 | 101.0886 | 339.6432
2027 | 5 | 1 | 12 | 53.8768 | 91.1081 | 307.2416
2027 | 5 | 1 | 13 | 53.1039 | 90.7915 | 305.743
2027 | 5 | 1 | 14 | 52.3437 | 93.523 | 303.2108
2027 | 5 | 1 | 15 | 52.5837 | 85.7334 | 303.4495
2027 | 5 | 1 | 16 | 54.4736 | 79.8888 | 308.8259
2027 | 5 | 1 | 17 | 55.5299 | 74.9385 | 326.2512
2027 | 5 | 1 | 18 | 53.558 | 74.5665 | 320.1054
2027 | 5 | 1 | 19 | 52.7346 | 75.8467 | 332.938
2027 | 5 | 1 | 20 | 51.2371 | 73.8831 | 337.6489
2027 | 5 | 1 | 21 | 47.8296 | 80.7028 | 330.5066
2027 | 5 | 1 | 22 | 43.7237 | 77.2269 | 311.5915
2027 | 5 | 1 | 23 | 41.3255 | 72.7555 | 292.1101
2027 | 5 | 2 | 0 | 40.4412 | 75.8995 | 280.9146
2027 | 5 | 2 | 1 | 43.3063 | 77.5064 | 279.6356
2027 | 5 | 2 | 2 | 42.635 | 77.1096 | 275.7345
2027 | 5 | 2 | 3 | 42.4737 | 77.7936 | 273.9463
2027 | 5 | 2 | 4 | 43.4397 | 79.5564 | 276.919
2027 | 5 | 2 | 5 | 45.6146 | 81.9037 | 284.3223
2027 | 5 | 2 | 6 | 48.165 | 87.1039 | 285.9296
2027 | 5 | 2 | 7 | 49.6841 | 89.4044 | 292.6481
2027 | 5 | 2 | 8 | 51.9706 | 95.1578 | 302.4668
2027 | 5 | 2 | 9 | 54.3774 | 98.4279 | 318.3655
2027 | 5 | 2 | 10 | 55.7609 | 103.5512 | 328.7701
2027 | 5 | 2 | 11 | 56.3024 | 99.6687 | 329.7117
2027 | 5 | 2 | 12 | 55.7821 | 89.5035 | 312.4627
2027 | 5 | 2 | 13 | 55.2777 | 89.6622 | 311.344
2027 | 5 | 2 | 14 | 54.942 | 94.0059 | 309.6508
2027 | 5 | 2 | 15 | 55.9177 | 88.0369 | 312.4725
2027 | 5 | 2 | 16 | 59.0147 | 82.8722 | 321.647
2027 | 5 | 2 | 17 | 61.2222 | 79.9088 | 341.8028
2027 | 5 | 2 | 18 | 58.8725 | 81.5809 | 330.1359
2027 | 5 | 2 | 19 | 58.9264 | 81.3733 | 346.5693
2027 | 5 | 2 | 20 | 58.3116 | 81.0456 | 353.2058
2027 | 5 | 2 | 21 | 54.7872 | 84.839 | 344.856
2027 | 5 | 2 | 22 | 49.5644 | 81.0172 | 320.7443
2027 | 5 | 2 | 23 | 46.3564 | 76.4464 | 296.1161
2027 | 5 | 3 | 0 | 45.3288 | 79.0985 | 283.6632
2027 | 5 | 3 | 1 | 47.7407 | 82.2349 | 277.3404
2027 | 5 | 3 | 2 | 47.4991 | 82.427 | 275.6042
2027 | 5 | 3 | 3 | 47.8715 | 84.1911 | 275.8059
2027 | 5 | 3 | 4 | 49.9789 | 86.3034 | 280.8079
2027 | 5 | 3 | 5 | 54.3543 | 91.5271 | 293.7304
2027 | 5 | 3 | 6 | 60.1348 | 105.9453 | 318.2475
2027 | 5 | 3 | 7 | 62.969 | 118.5978 | 337.0888
2027 | 5 | 3 | 8 | 63.0777 | 133.3305 | 328.2959
2027 | 5 | 3 | 9 | 61.9515 | 134.7282 | 304.7187
2027 | 5 | 3 | 10 | 60.8972 | 138.4076 | 286.6499
2027 | 5 | 3 | 11 | 60.3283 | 133.5409 | 274.9722
2027 | 5 | 3 | 12 | 57.8891 | 121.2302 | 296.0055
2027 | 5 | 3 | 13 | 57.1272 | 120.9497 | 291.797
2027 | 5 | 3 | 14 | 56.6676 | 116.7638 | 289.7436
2027 | 5 | 3 | 15 | 57.8414 | 108.5768 | 289.8852
2027 | 5 | 3 | 16 | 61.3799 | 108.1305 | 297.9618
2027 | 5 | 3 | 17 | 64.3325 | 98.7206 | 319.7957
2027 | 5 | 3 | 18 | 64.5517 | 96.3032 | 364.4397
2027 | 5 | 3 | 19 | 65.3399 | 97.4308 | 363.1757
2027 | 5 | 3 | 20 | 65.4381 | 95.9972 | 363.3166
2027 | 5 | 3 | 21 | 61.9469 | 99.1862 | 349.4736
2027 | 5 | 3 | 22 | 55.9766 | 95.1541 | 320.7946
2027 | 5 | 3 | 23 | 51.5001 | 86.1946 | 292.945
2027 | 5 | 4 | 0 | 49.041 | 87.3086 | 277.7157
2027 | 5 | 4 | 1 | 47.9752 | 86.7559 | 275.8947
2027 | 5 | 4 | 2 | 47.3623 | 86.2263 | 272.3814
2027 | 5 | 4 | 3 | 47.3534 | 86.8316 | 270.8299
2027 | 5 | 4 | 4 | 49.2043 | 87.4693 | 273.7448
2027 | 5 | 4 | 5 | 53.284 | 92.4523 | 284.5796
2027 | 5 | 4 | 6 | 57.8796 | 105.8698 | 293.478
2027 | 5 | 4 | 7 | 60.9733 | 118.0142 | 318.0278
2027 | 5 | 4 | 8 | 61.6559 | 128.9509 | 336.2752
2027 | 5 | 4 | 9 | 61.2815 | 129.5603 | 351.8315
2027 | 5 | 4 | 10 | 61.1345 | 132.8357 | 361.0916
2027 | 5 | 4 | 11 | 61.1453 | 131.3006 | 362.3481
2027 | 5 | 4 | 12 | 61.5384 | 115.7485 | 346.8768
2027 | 5 | 4 | 13 | 61.3365 | 115.8507 | 347.5682
2027 | 5 | 4 | 14 | 61.2533 | 108.8571 | 347.827
2027 | 5 | 4 | 15 | 62.6228 | 101.314 | 349.8451
2027 | 5 | 4 | 16 | 65.9004 | 104.0995 | 355.6708
2027 | 5 | 4 | 17 | 68.2179 | 93.9047 | 364.9257
2027 | 5 | 4 | 18 | 67.7856 | 96.1903 | 382.2725
2027 | 5 | 4 | 19 | 66.867 | 96.8891 | 375.2985
2027 | 5 | 4 | 20 | 64.9245 | 96.0934 | 372.8644
2027 | 5 | 4 | 21 | 60.6265 | 99.9859 | 358.8256
2027 | 5 | 4 | 22 | 54.7721 | 95.7118 | 330.3316
2027 | 5 | 4 | 23 | 50.5168 | 86.7337 | 302.1041
2027 | 5 | 5 | 0 | 48.5885 | 87.0286 | 288.1625
2027 | 5 | 5 | 1 | 46.8152 | 88.924 | 277.3489
2027 | 5 | 5 | 2 | 46.091 | 87.4417 | 274.0807
2027 | 5 | 5 | 3 | 45.9557 | 87.4877 | 272.5125
2027 | 5 | 5 | 4 | 47.6465 | 88.2672 | 275.9022
2027 | 5 | 5 | 5 | 51.6578 | 92.57 | 286.795
2027 | 5 | 5 | 6 | 57.335 | 104.8634 | 302.0791
2027 | 5 | 5 | 7 | 60.1233 | 117.7817 | 324.3505
2027 | 5 | 5 | 8 | 60.8965 | 127.8051 | 336.0686
2027 | 5 | 5 | 9 | 61.4653 | 129.8241 | 343.3134
2027 | 5 | 5 | 10 | 61.9435 | 133.5644 | 346.5909
2027 | 5 | 5 | 11 | 62.3527 | 131.1035 | 344.5289
2027 | 5 | 5 | 12 | 63.0468 | 124.2547 | 314.464
2027 | 5 | 5 | 13 | 63.3585 | 124.4269 | 312.3762
2027 | 5 | 5 | 14 | 63.7502 | 116.4906 | 311.6898
2027 | 5 | 5 | 15 | 65.5406 | 111.7585 | 312.6041
2027 | 5 | 5 | 16 | 68.8412 | 111.029 | 318.9707
2027 | 5 | 5 | 17 | 70.3189 | 101.3605 | 335.2875
2027 | 5 | 5 | 18 | 69.3544 | 93.6004 | 339.1974
2027 | 5 | 5 | 19 | 68.7112 | 92.3389 | 350.342
2027 | 5 | 5 | 20 | 66.5231 | 90.0167 | 358.4603
2027 | 5 | 5 | 21 | 61.0357 | 94.1906 | 350.4469
2027 | 5 | 5 | 22 | 54.3084 | 90.5454 | 323.5415
2027 | 5 | 5 | 23 | 49.802 | 83.111 | 295.5508
2027 | 5 | 6 | 0 | 48.5701 | 86.9196 | 285.5591
2027 | 5 | 6 | 1 | 45.7971 | 88.5792 | 270.1471
2027 | 5 | 6 | 2 | 44.9597 | 86.7629 | 265.8724
2027 | 5 | 6 | 3 | 44.7709 | 86.9786 | 263.9117
2027 | 5 | 6 | 4 | 46.3127 | 88.4915 | 266.9245
2027 | 5 | 6 | 5 | 49.7607 | 91.2968 | 277.4145
2027 | 5 | 6 | 6 | 55.195 | 108.7045 | 291.3756
2027 | 5 | 6 | 7 | 57.4428 | 122.4874 | 313.1549
2027 | 5 | 6 | 8 | 57.699 | 136.2542 | 322.5065
2027 | 5 | 6 | 9 | 57.9831 | 138.6721 | 327.1878
2027 | 5 | 6 | 10 | 58.2537 | 144.8514 | 328.9518
2027 | 5 | 6 | 11 | 58.7242 | 139.1056 | 327.839
2027 | 5 | 6 | 12 | 58.7823 | 133.3996 | 298.8651
2027 | 5 | 6 | 13 | 59.3607 | 135.6524 | 298.8205
2027 | 5 | 6 | 14 | 60.2874 | 128.1514 | 299.2395
2027 | 5 | 6 | 15 | 62.7773 | 124.2199 | 300.943
2027 | 5 | 6 | 16 | 66.5218 | 125.3939 | 305.2078
2027 | 5 | 6 | 17 | 68.0752 | 114.9056 | 320.8212
2027 | 5 | 6 | 18 | 68.2144 | 110.8552 | 312.5821
2027 | 5 | 6 | 19 | 67.8722 | 111.3757 | 331.4163
2027 | 5 | 6 | 20 | 66.3859 | 107.2476 | 343.2152
2027 | 5 | 6 | 21 | 61.5898 | 109.3528 | 338.5298
2027 | 5 | 6 | 22 | 55.0832 | 103.3249 | 314.4765
2027 | 5 | 6 | 23 | 50.2549 | 92.7855 | 287.8351
2027 | 5 | 7 | 0 | 48.1896 | 89.8457 | 268.8679
2027 | 5 | 7 | 1 | 44.8185 | 86.7555 | 259.6025
2027 | 5 | 7 | 2 | 43.9322 | 84.1206 | 255.8015
2027 | 5 | 7 | 3 | 43.6644 | 84.3336 | 254.4799
2027 | 5 | 7 | 4 | 45.1291 | 86.267 | 258.1634
2027 | 5 | 7 | 5 | 48.4037 | 89.0215 | 269.382
2027 | 5 | 7 | 6 | 54.0796 | 102.5559 | 287.1866
2027 | 5 | 7 | 7 | 56.3221 | 115.5626 | 307.7419
2027 | 5 | 7 | 8 | 56.8018 | 128.7128 | 306.2647
2027 | 5 | 7 | 9 | 57.429 | 133.4195 | 294.618
2027 | 5 | 7 | 10 | 57.6119 | 138.7567 | 285.2883
2027 | 5 | 7 | 11 | 58.1437 | 130.24 | 276.3627
2027 | 5 | 7 | 12 | 58.1131 | 130.2268 | 266.3239
2027 | 5 | 7 | 13 | 58.6226 | 131.8447 | 262.2831
2027 | 5 | 7 | 14 | 59.2439 | 129.393 | 260.9942
2027 | 5 | 7 | 15 | 61.0216 | 125.269 | 261.9876
2027 | 5 | 7 | 16 | 64.1411 | 121.27 | 268.1886
2027 | 5 | 7 | 17 | 65.2424 | 110.9191 | 288.3176
2027 | 5 | 7 | 18 | 65.5458 | 98.7326 | 316.6065
2027 | 5 | 7 | 19 | 64.7867 | 98.9097 | 326.9976
2027 | 5 | 7 | 20 | 63.4417 | 95.6969 | 333.6846
2027 | 5 | 7 | 21 | 58.9953 | 99.6084 | 326.9065
2027 | 5 | 7 | 22 | 53.3123 | 94.73 | 304.864
2027 | 5 | 7 | 23 | 48.8369 | 82.5456 | 281.1021
2027 | 5 | 8 | 0 | 46.4439 | 83.9715 | 269.1989
2027 | 5 | 8 | 1 | 43.3521 | 75.6731 | 259.3156
2027 | 5 | 8 | 2 | 41.8748 | 74.2688 | 253.5298
2027 | 5 | 8 | 3 | 41.2795 | 74.5431 | 250.0759
2027 | 5 | 8 | 4 | 41.4669 | 74.6455 | 251.3015
2027 | 5 | 8 | 5 | 43.2701 | 75.9773 | 256.9577
2027 | 5 | 8 | 6 | 45.9519 | 81.988 | 255.785
2027 | 5 | 8 | 7 | 48.0818 | 84.1396 | 268.9002
2027 | 5 | 8 | 8 | 51.6155 | 95.2619 | 291.0622
2027 | 5 | 8 | 9 | 55.4167 | 102.5715 | 317.9723
2027 | 5 | 8 | 10 | 57.1816 | 107.9317 | 333.0923
2027 | 5 | 8 | 11 | 58.7302 | 106.9855 | 336.7711
2027 | 5 | 8 | 12 | 59.3204 | 102.0706 | 317.5951
2027 | 5 | 8 | 13 | 60.143 | 101.7115 | 315.8228
2027 | 5 | 8 | 14 | 61.0112 | 107.796 | 312.5294
2027 | 5 | 8 | 15 | 62.6895 | 105.5775 | 314.8414
2027 | 5 | 8 | 16 | 65.7288 | 95.6708 | 320.5111
2027 | 5 | 8 | 17 | 67.4932 | 91.6418 | 332.8663
2027 | 5 | 8 | 18 | 66.4947 | 81.3583 | 350.8128
2027 | 5 | 8 | 19 | 64.4459 | 80.3602 | 341.2507
2027 | 5 | 8 | 20 | 60.205 | 73.9363 | 333.9723
2027 | 5 | 8 | 21 | 55.3187 | 83.5079 | 322.0133
2027 | 5 | 8 | 22 | 49.8101 | 79.9766 | 301.3948
2027 | 5 | 8 | 23 | 46.2312 | 73.3939 | 280.0066
2027 | 5 | 9 | 0 | 44.5593 | 78.9039 | 268.2847
2027 | 5 | 9 | 1 | 41.6522 | 74.5001 | 261.775
2027 | 5 | 9 | 2 | 40.4528 | 72.8365 | 257.6265
2027 | 5 | 9 | 3 | 40.063 | 73.4654 | 255.4357
2027 | 5 | 9 | 4 | 40.2414 | 73.7014 | 257.7238
2027 | 5 | 9 | 5 | 41.8577 | 73.8857 | 263.799
2027 | 5 | 9 | 6 | 44.8707 | 77.2766 | 255.7101
2027 | 5 | 9 | 7 | 47.0867 | 78.7583 | 264.9733
2027 | 5 | 9 | 8 | 50.8661 | 89.2922 | 279.2035
2027 | 5 | 9 | 9 | 54.9072 | 95.4858 | 296.8817
2027 | 5 | 9 | 10 | 57.068 | 101.5843 | 305.5181
2027 | 5 | 9 | 11 | 58.6043 | 99.9705 | 306.0181
2027 | 5 | 9 | 12 | 58.4828 | 88.9481 | 278.5239
2027 | 5 | 9 | 13 | 58.9492 | 90.3718 | 276.0451
2027 | 5 | 9 | 14 | 58.9422 | 103.7869 | 273.2695
2027 | 5 | 9 | 15 | 60.0777 | 105.2984 | 277.4876
2027 | 5 | 9 | 16 | 62.6851 | 90.9198 | 288.2403
2027 | 5 | 9 | 17 | 64.2564 | 88.8299 | 313.0059
2027 | 5 | 9 | 18 | 61.9284 | 88.225 | 302.4861
2027 | 5 | 9 | 19 | 60.6685 | 87.8319 | 322.6445
2027 | 5 | 9 | 20 | 58.5521 | 80.094 | 331.5107
2027 | 5 | 9 | 21 | 54.593 | 84.9892 | 326.4223
2027 | 5 | 9 | 22 | 49.1435 | 82.1711 | 304.3576
2027 | 5 | 9 | 23 | 46.0357 | 74.437 | 279.7006
2027 | 5 | 10 | 0 | 45.2 | 82.2683 | 265.4102
2027 | 5 | 10 | 1 | 44.4474 | 80.034 | 256.2869
2027 | 5 | 10 | 2 | 43.9687 | 79.3707 | 253.8313
2027 | 5 | 10 | 3 | 43.9841 | 80.402 | 253.249
2027 | 5 | 10 | 4 | 45.7322 | 82.9388 | 257.7172
2027 | 5 | 10 | 5 | 49.3595 | 87.5016 | 269.7701
2027 | 5 | 10 | 6 | 54.6384 | 104.8225 | 293.4891
2027 | 5 | 10 | 7 | 57.9119 | 119.4633 | 311.8024
2027 | 5 | 10 | 8 | 59.1404 | 134.3302 | 298.0241
2027 | 5 | 10 | 9 | 60.0033 | 138.8511 | 270.158
2027 | 5 | 10 | 10 | 60.6227 | 145.1474 | 251.2443
2027 | 5 | 10 | 11 | 61.3189 | 136.759 | 239.7596
2027 | 5 | 10 | 12 | 60.3797 | 128.8564 | 223.1086
2027 | 5 | 10 | 13 | 60.1825 | 129.4723 | 215.7559
2027 | 5 | 10 | 14 | 59.7389 | 128.9994 | 212.3343
2027 | 5 | 10 | 15 | 60.7557 | 126.4446 | 212.7778
2027 | 5 | 10 | 16 | 63.9221 | 119.0621 | 223.7532
2027 | 5 | 10 | 17 | 66.3577 | 110.6915 | 257.392
2027 | 5 | 10 | 18 | 63.7458 | 97.3423 | 279.5983
2027 | 5 | 10 | 19 | 63.9044 | 97.8177 | 305.6977
2027 | 5 | 10 | 20 | 63.9959 | 94.4804 | 319.5117
2027 | 5 | 10 | 21 | 60.5445 | 98.3799 | 314.9095
2027 | 5 | 10 | 22 | 54.5415 | 94.2158 | 291.0311
2027 | 5 | 10 | 23 | 49.7381 | 85.1048 | 265.4678
2027 | 5 | 11 | 0 | 47.6815 | 89.557 | 252.8122
2027 | 5 | 11 | 1 | 47.1281 | 83.9383 | 244.3256
2027 | 5 | 11 | 2 | 46.3989 | 83.229 | 240.421
2027 | 5 | 11 | 3 | 46.2015 | 83.5753 | 238.7603
2027 | 5 | 11 | 4 | 47.7319 | 84.712 | 242.3489
2027 | 5 | 11 | 5 | 51.1966 | 90.2282 | 253.1351
2027 | 5 | 11 | 6 | 56.1371 | 105.177 | 268.364
2027 | 5 | 11 | 7 | 59.3079 | 119.4149 | 290.839
2027 | 5 | 11 | 8 | 60.0152 | 130.3047 | 298.695
2027 | 5 | 11 | 9 | 59.9443 | 133.3582 | 298.9072
2027 | 5 | 11 | 10 | 59.5949 | 139.3946 | 297.3484
2027 | 5 | 11 | 11 | 59.7489 | 136.8871 | 292.9059
2027 | 5 | 11 | 12 | 58.8215 | 123.9989 | 264.7354
2027 | 5 | 11 | 13 | 58.8195 | 123.6262 | 262.8966
2027 | 5 | 11 | 14 | 59.0421 | 126.3097 | 262.4611
2027 | 5 | 11 | 15 | 60.6722 | 119.5567 | 265.3855
2027 | 5 | 11 | 16 | 64.3191 | 114.4522 | 274.2899
2027 | 5 | 11 | 17 | 66.8905 | 105.849 | 294.0971
2027 | 5 | 11 | 18 | 66.8062 | 103.2137 | 304.2557
2027 | 5 | 11 | 19 | 66.1639 | 103.0152 | 317.173
2027 | 5 | 11 | 20 | 64.9837 | 102.1221 | 321.8689
2027 | 5 | 11 | 21 | 61.1214 | 106.7908 | 313.4883
2027 | 5 | 11 | 22 | 54.9565 | 101.2125 | 287.687
2027 | 5 | 11 | 23 | 49.7813 | 90.5452 | 260.3237
2027 | 5 | 12 | 0 | 48.2054 | 89.1573 | 243.4829
2027 | 5 | 12 | 1 | 46.7285 | 90.846 | 229.9549
2027 | 5 | 12 | 2 | 45.9036 | 89.0727 | 225.4454
2027 | 5 | 12 | 3 | 45.6676 | 89.0428 | 222.5999
2027 | 5 | 12 | 4 | 47.1508 | 89.9135 | 225.6258
2027 | 5 | 12 | 5 | 50.6707 | 94.7167 | 235.3495
2027 | 5 | 12 | 6 | 56.1041 | 107.2981 | 250.5154
2027 | 5 | 12 | 7 | 58.8204 | 120.8282 | 272.9352
2027 | 5 | 12 | 8 | 59.2085 | 128.9742 | 283.2474
2027 | 5 | 12 | 9 | 59.2422 | 131.9171 | 286.2715
2027 | 5 | 12 | 10 | 59.2806 | 136.2055 | 285.3439
2027 | 5 | 12 | 11 | 59.6369 | 135.3536 | 282.9
2027 | 5 | 12 | 12 | 59.5135 | 130.9727 | 277.2964
2027 | 5 | 12 | 13 | 59.8569 | 130.3859 | 277.0938
2027 | 5 | 12 | 14 | 60.5293 | 123.9896 | 278.9468
2027 | 5 | 12 | 15 | 62.493 | 121.2934 | 283.6376
2027 | 5 | 12 | 16 | 66.0769 | 118.2777 | 290.747
2027 | 5 | 12 | 17 | 68.1141 | 110.0541 | 305.6586
2027 | 5 | 12 | 18 | 67.8684 | 95.4734 | 326.293
2027 | 5 | 12 | 19 | 67.4913 | 94.1141 | 324.7223
2027 | 5 | 12 | 20 | 66.4185 | 91.7094 | 324.6161
2027 | 5 | 12 | 21 | 62.345 | 99.1326 | 313.4706
2027 | 5 | 12 | 22 | 55.8931 | 92.624 | 285.9927
2027 | 5 | 12 | 23 | 50.7376 | 82.2164 | 257.8072
2027 | 5 | 13 | 0 | 48.7635 | 90.5713 | 241.5557
2027 | 5 | 13 | 1 | 46.4856 | 90.9699 | 223.938
2027 | 5 | 13 | 2 | 45.527 | 88.8421 | 219.3548
2027 | 5 | 13 | 3 | 45.2976 | 88.8611 | 216.8944
2027 | 5 | 13 | 4 | 46.7964 | 89.8364 | 220.1121
2027 | 5 | 13 | 5 | 50.304 | 93.5508 | 230.057
2027 | 5 | 13 | 6 | 56.1792 | 107.3307 | 243.8686
2027 | 5 | 13 | 7 | 58.9553 | 120.5232 | 268.8791
2027 | 5 | 13 | 8 | 59.9223 | 133.1514 | 284.1379
2027 | 5 | 13 | 9 | 60.9857 | 136.2723 | 292.1387
2027 | 5 | 13 | 10 | 61.9557 | 141.966 | 292.4122
2027 | 5 | 13 | 11 | 63.0011 | 137.8223 | 288.9587
2027 | 5 | 13 | 12 | 63.4798 | 134.7276 | 260.3981
2027 | 5 | 13 | 13 | 64.198 | 136.7898 | 258.8078
2027 | 5 | 13 | 14 | 65.2549 | 129.2022 | 259.8955
2027 | 5 | 13 | 15 | 67.6299 | 125.7423 | 265.2684
2027 | 5 | 13 | 16 | 71.157 | 127.5031 | 273.0718
2027 | 5 | 13 | 17 | 73.0631 | 117.3402 | 291.6367
2027 | 5 | 13 | 18 | 66.388 | 105.296 | 302.6934
2027 | 5 | 13 | 19 | 65.6123 | 104.9852 | 314.458
2027 | 5 | 13 | 20 | 64.1727 | 102.3842 | 319.8721
2027 | 5 | 13 | 21 | 60.07 | 107.0843 | 312.8459
2027 | 5 | 13 | 22 | 54.1496 | 101.8462 | 288.581
2027 | 5 | 13 | 23 | 49.8614 | 91.2167 | 260.3147
2027 | 5 | 14 | 0 | 50.4774 | 95.2419 | 241.2381
2027 | 5 | 14 | 1 | 47.453 | 93.5623 | 238.7874
2027 | 5 | 14 | 2 | 46.1808 | 90.3706 | 235.1671
2027 | 5 | 14 | 3 | 45.5993 | 90.4761 | 234.1524
2027 | 5 | 14 | 4 | 46.9067 | 91.9538 | 238.2502
2027 | 5 | 14 | 5 | 50.1885 | 94.6495 | 249.3629
2027 | 5 | 14 | 6 | 54.5316 | 109.0982 | 267.1039
2027 | 5 | 14 | 7 | 58.2863 | 124.6216 | 289.6875
2027 | 5 | 14 | 8 | 60.2616 | 137.8014 | 292.5712
2027 | 5 | 14 | 9 | 61.5279 | 142.7198 | 288.2244
2027 | 5 | 14 | 10 | 62.305 | 149.8639 | 283.8515
2027 | 5 | 14 | 11 | 62.4285 | 144.0185 | 275.4574
2027 | 5 | 14 | 12 | 59.5485 | 130.7107 | 283.4115
2027 | 5 | 14 | 13 | 59.1747 | 132.2607 | 282.0621
2027 | 5 | 14 | 14 | 58.84 | 127.8647 | 281.3909
2027 | 5 | 14 | 15 | 60.1852 | 122.7362 | 284.0645
2027 | 5 | 14 | 16 | 63.351 | 120.4278 | 290.6571
2027 | 5 | 14 | 17 | 64.567 | 110.3282 | 307.4738
2027 | 5 | 14 | 18 | 64.3174 | 96.6551 | 342.1472
2027 | 5 | 14 | 19 | 63.4987 | 95.9762 | 343.9618
2027 | 5 | 14 | 20 | 61.8583 | 93.7431 | 344.8572
2027 | 5 | 14 | 21 | 58.1586 | 99.1549 | 336.3548
2027 | 5 | 14 | 22 | 52.8323 | 93.9762 | 314.1976
2027 | 5 | 14 | 23 | 48.2101 | 83.4227 | 289.1468
2027 | 5 | 15 | 0 | 45.9156 | 94.4826 | 271.0662
2027 | 5 | 15 | 1 | 43.7958 | 88.6494 | 254.7307
2027 | 5 | 15 | 2 | 42.4875 | 87.0096 | 247.2656
2027 | 5 | 15 | 3 | 42.1449 | 86.7478 | 243.2147
2027 | 5 | 15 | 4 | 42.5162 | 86.4845 | 242.9534
2027 | 5 | 15 | 5 | 44.5491 | 86.8744 | 245.6789
2027 | 5 | 15 | 6 | 47.5996 | 92.4445 | 240.9417
2027 | 5 | 15 | 7 | 50.5068 | 97.7821 | 255.9765
2027 | 5 | 15 | 8 | 54.0275 | 104.8051 | 285.131
2027 | 5 | 15 | 9 | 56.8014 | 113.9939 | 308.8499
2027 | 5 | 15 | 10 | 57.2873 | 121.002 | 314.8664
2027 | 5 | 15 | 11 | 57.86 | 116.9785 | 308.9936
2027 | 5 | 15 | 12 | 56.4311 | 108.8494 | 280.961
2027 | 5 | 15 | 13 | 55.9398 | 106.9823 | 276.7304
2027 | 5 | 15 | 14 | 55.457 | 109.5177 | 272.1461
2027 | 5 | 15 | 15 | 56.6784 | 105.9527 | 275.3282
2027 | 5 | 15 | 16 | 59.6276 | 97.7112 | 281.8863
2027 | 5 | 15 | 17 | 60.6966 | 94.9263 | 297.3654
2027 | 5 | 15 | 18 | 59.6058 | 82.3033 | 308.3809
2027 | 5 | 15 | 19 | 58.4263 | 82.1772 | 306.8215
2027 | 5 | 15 | 20 | 56.1065 | 77.5138 | 302.0088
2027 | 5 | 15 | 21 | 52.9738 | 90.812 | 294.7562
2027 | 5 | 15 | 22 | 48.3852 | 85.3841 | 277.8006
2027 | 5 | 15 | 23 | 45.1575 | 79.4186 | 256.6523
2027 | 5 | 16 | 0 | 43.731 | 87.0939 | 239.3152
2027 | 5 | 16 | 1 | 40.9304 | 80.6039 | 236.9888
2027 | 5 | 16 | 2 | 39.9737 | 79.3872 | 232.9317
2027 | 5 | 16 | 3 | 39.6704 | 80.0632 | 230.7092
2027 | 5 | 16 | 4 | 40.0277 | 80.6713 | 232.3196
2027 | 5 | 16 | 5 | 41.4704 | 81.4791 | 236.7728
2027 | 5 | 16 | 6 | 44.6688 | 83.4087 | 225.8144
2027 | 5 | 16 | 7 | 46.4627 | 86.0239 | 236.9026
2027 | 5 | 16 | 8 | 48.8063 | 93.8066 | 250.865
2027 | 5 | 16 | 9 | 51.57 | 96.0784 | 263.3468
2027 | 5 | 16 | 10 | 52.9627 | 100.2653 | 268.4319
2027 | 5 | 16 | 11 | 54.3571 | 97.7134 | 265.9051
2027 | 5 | 16 | 12 | 54.2748 | 97.9543 | 265.8699
2027 | 5 | 16 | 13 | 54.3346 | 97.6951 | 264.5269
2027 | 5 | 16 | 14 | 54.9416 | 101.6605 | 266.1787
2027 | 5 | 16 | 15 | 56.5863 | 108.4241 | 271.0658
2027 | 5 | 16 | 16 | 59.5579 | 94.2722 | 279.5496
2027 | 5 | 16 | 17 | 61.3737 | 93.3055 | 304.4897
2027 | 5 | 16 | 18 | 60.3718 | 81.4147 | 292.0515
2027 | 5 | 16 | 19 | 59.6637 | 81.1942 | 312.7625
2027 | 5 | 16 | 20 | 57.8241 | 80.0045 | 321.1045
2027 | 5 | 16 | 21 | 53.3984 | 88.0462 | 318.5993
2027 | 5 | 16 | 22 | 48.0308 | 84.0491 | 298.4358
2027 | 5 | 16 | 23 | 44.35 | 77.8034 | 273.5655
2027 | 5 | 17 | 0 | 42.5688 | 85.1538 | 254.1083
2027 | 5 | 17 | 1 | 42.8221 | 87.267 | 249.5218
2027 | 5 | 17 | 2 | 42.2179 | 85.6987 | 246.9688
2027 | 5 | 17 | 3 | 42.2618 | 86.9256 | 246.564
2027 | 5 | 17 | 4 | 43.9597 | 89.0702 | 251.271
2027 | 5 | 17 | 5 | 47.4217 | 92.3928 | 262.9147
2027 | 5 | 17 | 6 | 53.9335 | 108.8432 | 288.4164
2027 | 5 | 17 | 7 | 56.5336 | 123.9755 | 308.1347
2027 | 5 | 17 | 8 | 57.0663 | 138.9779 | 293.9673
2027 | 5 | 17 | 9 | 57.489 | 142.6952 | 265.0179
2027 | 5 | 17 | 10 | 57.6429 | 147.3716 | 245.0082
2027 | 5 | 17 | 11 | 58.1517 | 143.183 | 232.1624
2027 | 5 | 17 | 12 | 58.4625 | 140.0291 | 257.2816
2027 | 5 | 17 | 13 | 59.0344 | 141.8685 | 251.5211
2027 | 5 | 17 | 14 | 59.9552 | 133.9532 | 248.3866
2027 | 5 | 17 | 15 | 62.5279 | 132.5093 | 250.3186
2027 | 5 | 17 | 16 | 66.7352 | 134.2472 | 260.0033
2027 | 5 | 17 | 17 | 68.6191 | 126.0753 | 286.598
2027 | 5 | 17 | 18 | 68.4436 | 111.277 | 341.8997
2027 | 5 | 17 | 19 | 67.7815 | 112.5953 | 340.5672
2027 | 5 | 17 | 20 | 65.9346 | 109.1921 | 340.2141
2027 | 5 | 17 | 21 | 61.1718 | 114.3599 | 328.5171
2027 | 5 | 17 | 22 | 54.52 | 106.9342 | 301.6879
2027 | 5 | 17 | 23 | 49.382 | 95.9017 | 273.5304
2027 | 5 | 18 | 0 | 47.1787 | 99.1301 | 261.3199
2027 | 5 | 18 | 1 | 44.7617 | 90.6565 | 253.9329
2027 | 5 | 18 | 2 | 43.7556 | 88.3415 | 249.7464
2027 | 5 | 18 | 3 | 43.419 | 88.3402 | 247.7911
2027 | 5 | 18 | 4 | 44.8327 | 89.5995 | 250.5314
2027 | 5 | 18 | 5 | 47.9883 | 92.78 | 260.3934
2027 | 5 | 18 | 6 | 53.132 | 108.563 | 270.7047
2027 | 5 | 18 | 7 | 56.0917 | 124.1865 | 296.4001
2027 | 5 | 18 | 8 | 57.492 | 137.0507 | 313.475
2027 | 5 | 18 | 9 | 59.1369 | 140.0142 | 328.399
2027 | 5 | 18 | 10 | 60.4909 | 146.4111 | 333.9561
2027 | 5 | 18 | 11 | 62.1761 | 141.1228 | 331.0077
2027 | 5 | 18 | 12 | 63.8164 | 140.7525 | 307.8051
2027 | 5 | 18 | 13 | 65.9328 | 141.9652 | 306.915
2027 | 5 | 18 | 14 | 68.4075 | 138.4977 | 305.6293
2027 | 5 | 18 | 15 | 71.8893 | 140.1199 | 309.8681
2027 | 5 | 18 | 16 | 76.3998 | 138.0195 | 317.6127
2027 | 5 | 18 | 17 | 79.3471 | 130.556 | 332.4761
2027 | 5 | 18 | 18 | 79.5572 | 114.9799 | 342.9973
2027 | 5 | 18 | 19 | 77.7271 | 114.5408 | 341.8085
2027 | 5 | 18 | 20 | 73.2638 | 111.0789 | 340.6142
2027 | 5 | 18 | 21 | 67.0287 | 115.5345 | 329.734
2027 | 5 | 18 | 22 | 59.7513 | 109.9807 | 303.5191
2027 | 5 | 18 | 23 | 53.6116 | 98.5465 | 275.2681
2027 | 5 | 19 | 0 | 50.3013 | 99.7484 | 266.5398
2027 | 5 | 19 | 1 | 46.9858 | 94.0668 | 256.4888
2027 | 5 | 19 | 2 | 45.6308 | 91.2075 | 252.2412
2027 | 5 | 19 | 3 | 44.9342 | 90.7608 | 249.8649
2027 | 5 | 19 | 4 | 46.0302 | 91.6423 | 252.7349
2027 | 5 | 19 | 5 | 48.8413 | 94.5615 | 262.4438
2027 | 5 | 19 | 6 | 55.1078 | 109.4269 | 275.9253
2027 | 5 | 19 | 7 | 57.8095 | 126.4969 | 300.45
2027 | 5 | 19 | 8 | 58.7697 | 139.6671 | 313.6231
2027 | 5 | 19 | 9 | 60.1286 | 146.1831 | 324.3909
2027 | 5 | 19 | 10 | 60.5014 | 155.836 | 327.6088
2027 | 5 | 19 | 11 | 61.1789 | 149.2606 | 324.0486
2027 | 5 | 19 | 12 | 60.2594 | 140.0886 | 313.9488
2027 | 5 | 19 | 13 | 60.2576 | 141.7439 | 313.4323
2027 | 5 | 19 | 14 | 60.2522 | 143.3921 | 312.9865
2027 | 5 | 19 | 15 | 61.1984 | 143.8094 | 316.6696
2027 | 5 | 19 | 16 | 64.0937 | 139.8761 | 323.3868
2027 | 5 | 19 | 17 | 65.2863 | 133.304 | 336.9455
2027 | 5 | 19 | 18 | 58.9568 | 127.4008 | 357.4986
2027 | 5 | 19 | 19 | 57.9573 | 128.0226 | 352.0455
2027 | 5 | 19 | 20 | 57.2441 | 117.9974 | 349.685
2027 | 5 | 19 | 21 | 53.6298 | 120.9 | 338.606
2027 | 5 | 19 | 22 | 48.0443 | 111.6765 | 311.6065
2027 | 5 | 19 | 23 | 44.2185 | 100.1244 | 282.5485
2027 | 5 | 20 | 0 | 47.7431 | 101.5688 | 267.6433
2027 | 5 | 20 | 1 | 46.7417 | 91.0011 | 258.7289
2027 | 5 | 20 | 2 | 45.6735 | 88.4247 | 254.1791
2027 | 5 | 20 | 3 | 45.1684 | 87.722 | 252.0558
2027 | 5 | 20 | 4 | 46.5671 | 88.7314 | 254.8244
2027 | 5 | 20 | 5 | 49.6438 | 91.974 | 264.5103
2027 | 5 | 20 | 6 | 54.8018 | 111.5801 | 273.5296
2027 | 5 | 20 | 7 | 58.1675 | 127.926 | 299.2741
2027 | 5 | 20 | 8 | 59.7796 | 139.2671 | 314.7887
2027 | 5 | 20 | 9 | 61.3284 | 145.1329 | 328.9042
2027 | 5 | 20 | 10 | 62.5375 | 151.5482 | 335.2928
2027 | 5 | 20 | 11 | 63.5388 | 147.9267 | 334.7344
2027 | 5 | 20 | 12 | 59.4097 | 134.7456 | 319.3651
2027 | 5 | 20 | 13 | 58.9393 | 136.2218 | 320.6086
2027 | 5 | 20 | 14 | 58.4902 | 129.3261 | 321.3914
2027 | 5 | 20 | 15 | 59.6693 | 127.7825 | 326.8034
2027 | 5 | 20 | 16 | 62.6452 | 125.0018 | 331.1319
2027 | 5 | 20 | 17 | 65.3242 | 116.0001 | 343.0412
2027 | 5 | 20 | 18 | 64.6429 | 94.3162 | 328.7813
2027 | 5 | 20 | 19 | 65.8457 | 94.9169 | 340.2588
2027 | 5 | 20 | 20 | 66.6584 | 91.3219 | 346.8527
2027 | 5 | 20 | 21 | 64.4328 | 98.5731 | 341.6645
2027 | 5 | 20 | 22 | 58.92 | 92.2899 | 318.0703
2027 | 5 | 20 | 23 | 54.0639 | 82.9325 | 290.5036
2027 | 5 | 21 | 0 | 50.0732 | 92.0985 | 275.6655
2027 | 5 | 21 | 1 | 49.4611 | 93.3489 | 258.1823
2027 | 5 | 21 | 2 | 48.5496 | 91.1643 | 253.3159
2027 | 5 | 21 | 3 | 48.2874 | 90.9344 | 250.8662
2027 | 5 | 21 | 4 | 49.5852 | 92.6857 | 253.4955
2027 | 5 | 21 | 5 | 52.7786 | 97.304 | 262.7951
2027 | 5 | 21 | 6 | 58.1053 | 110.5441 | 284.4616
2027 | 5 | 21 | 7 | 61.0804 | 126.3474 | 303.0878
2027 | 5 | 21 | 8 | 61.5193 | 136.7143 | 288.1686
2027 | 5 | 21 | 9 | 60.9425 | 142.1155 | 260.8693
2027 | 5 | 21 | 10 | 60.038 | 148.6653 | 243.1548
2027 | 5 | 21 | 11 | 59.6607 | 142.9139 | 229.8738
2027 | 5 | 21 | 12 | 59.7946 | 128.782 | 214.6045
2027 | 5 | 21 | 13 | 59.177 | 127.3862 | 207.3809
2027 | 5 | 21 | 14 | 58.925 | 124.5515 | 203.9147
2027 | 5 | 21 | 15 | 59.4785 | 119.4519 | 205.4873
2027 | 5 | 21 | 16 | 61.4984 | 116.6316 | 213.4711
2027 | 5 | 21 | 17 | 63.4485 | 107.994 | 244.0908
2027 | 5 | 21 | 18 | 62.5099 | 108.8476 | 269.1403
2027 | 5 | 21 | 19 | 62.6745 | 108.1195 | 295.4085
2027 | 5 | 21 | 20 | 62.8176 | 110.0353 | 309.1401
2027 | 5 | 21 | 21 | 60.5656 | 115.5187 | 309.3117
2027 | 5 | 21 | 22 | 55.842 | 109.9643 | 291.6351
2027 | 5 | 21 | 23 | 51.1858 | 98.3799 | 268.5534
2027 | 5 | 22 | 0 | 48.8867 | 95.0265 | 255.0643
2027 | 5 | 22 | 1 | 44.462 | 89.8883 | 242.1037
2027 | 5 | 22 | 2 | 43.1676 | 88.2442 | 234.8841
2027 | 5 | 22 | 3 | 42.8053 | 88.5791 | 230.6974
2027 | 5 | 22 | 4 | 43.6698 | 89.0059 | 231.0308
2027 | 5 | 22 | 5 | 45.5941 | 90.135 | 234.7743
2027 | 5 | 22 | 6 | 49.9741 | 97.8271 | 234.4243
2027 | 5 | 22 | 7 | 52.7153 | 103.2853 | 249.6116
2027 | 5 | 22 | 8 | 55.503 | 114.6157 | 274.3759
2027 | 5 | 22 | 9 | 58.488 | 115.1277 | 299.1865
2027 | 5 | 22 | 10 | 59.6691 | 116.8651 | 306.9336
2027 | 5 | 22 | 11 | 60.2365 | 112.9549 | 310.0798
2027 | 5 | 22 | 12 | 59.1496 | 103.6116 | 281.3324
2027 | 5 | 22 | 13 | 58.2243 | 101.2736 | 277.9852
2027 | 5 | 22 | 14 | 57.5698 | 98.9142 | 268.9933
2027 | 5 | 22 | 15 | 58.157 | 100.8119 | 270.2824
2027 | 5 | 22 | 16 | 59.8866 | 96.2318 | 276.6468
2027 | 5 | 22 | 17 | 60.7862 | 92.8191 | 295.4713
2027 | 5 | 22 | 18 | 57.73 | 98.6022 | 318.3301
2027 | 5 | 22 | 19 | 56.5625 | 101.4698 | 310.8424
2027 | 5 | 22 | 20 | 54.2367 | 101.6213 | 303.9408
2027 | 5 | 22 | 21 | 50.5816 | 106.0879 | 295.3828
2027 | 5 | 22 | 22 | 46.5321 | 100.7959 | 278.1145
2027 | 5 | 22 | 23 | 43.7706 | 94.5016 | 257.962
2027 | 5 | 23 | 0 | 43.2049 | 91.3518 | 244.7754
2027 | 5 | 23 | 1 | 43.7907 | 92.9132 | 243.7017
2027 | 5 | 23 | 2 | 42.8408 | 90.7476 | 239.2888
2027 | 5 | 23 | 3 | 42.511 | 90.7913 | 236.2015
2027 | 5 | 23 | 4 | 43.2453 | 91.809 | 237.3998
2027 | 5 | 23 | 5 | 45.2604 | 92.2878 | 240.9747
2027 | 5 | 23 | 6 | 47.6681 | 102.0128 | 245.5081
2027 | 5 | 23 | 7 | 50.0401 | 110.1198 | 255.0961
2027 | 5 | 23 | 8 | 53.2388 | 114.8619 | 262.4246
2027 | 5 | 23 | 9 | 56.503 | 117.2882 | 269.3607
2027 | 5 | 23 | 10 | 58.3067 | 124.5488 | 273.6478
2027 | 5 | 23 | 11 | 59.0404 | 120.5337 | 267.476
2027 | 5 | 23 | 12 | 58.5764 | 108.213 | 234.0348
2027 | 5 | 23 | 13 | 58.027 | 105.5586 | 227.9174
2027 | 5 | 23 | 14 | 57.7956 | 101.6478 | 227.0014
2027 | 5 | 23 | 15 | 59.0413 | 102.4968 | 233.9699
2027 | 5 | 23 | 16 | 62.1754 | 103.7235 | 245.5854
2027 | 5 | 23 | 17 | 64.357 | 104.3607 | 280.2309
2027 | 5 | 23 | 18 | 62.359 | 103.8782 | 304.0697
2027 | 5 | 23 | 19 | 61.2958 | 105.0491 | 319.676
2027 | 5 | 23 | 20 | 59.2116 | 106.1924 | 326.8535
2027 | 5 | 23 | 21 | 56.1064 | 108.4482 | 323.3794
2027 | 5 | 23 | 22 | 51.0754 | 102.0426 | 301.9922
2027 | 5 | 23 | 23 | 47.2743 | 96.5634 | 275.5589
2027 | 5 | 24 | 0 | 45.3277 | 97.2083 | 266.9442
2027 | 5 | 24 | 1 | 44.6129 | 93.7561 | 257.1906
2027 | 5 | 24 | 2 | 44.0727 | 93.2022 | 253.681
2027 | 5 | 24 | 3 | 44.2779 | 94.3779 | 252.635
2027 | 5 | 24 | 4 | 46.0997 | 95.3522 | 256.6856
2027 | 5 | 24 | 5 | 49.9387 | 99.0318 | 267.2554
2027 | 5 | 24 | 6 | 55.7699 | 113.8516 | 289.8807
2027 | 5 | 24 | 7 | 59.2235 | 131.004 | 313.099
2027 | 5 | 24 | 8 | 59.9522 | 141.8084 | 312.2539
2027 | 5 | 24 | 9 | 59.5653 | 143.0279 | 303.7052
2027 | 5 | 24 | 10 | 59.2559 | 147.9195 | 296.7266
2027 | 5 | 24 | 11 | 59.1644 | 145.0868 | 288.702
2027 | 5 | 24 | 12 | 60.5199 | 135.041 | 301.6602
2027 | 5 | 24 | 13 | 60.3123 | 133.3658 | 298.7032
2027 | 5 | 24 | 14 | 60.6793 | 117.8675 | 296.4112
2027 | 5 | 24 | 15 | 62.8502 | 117.3912 | 299.7966
2027 | 5 | 24 | 16 | 66.6817 | 121.9891 | 308.2025
2027 | 5 | 24 | 17 | 68.8297 | 116.16 | 327.761
2027 | 5 | 24 | 18 | 66.0356 | 102.0323 | 348.7237
2027 | 5 | 24 | 19 | 65.4587 | 102.0552 | 353.6885
2027 | 5 | 24 | 20 | 63.5313 | 99.854 | 355.9879
2027 | 5 | 24 | 21 | 59.6915 | 106.8757 | 347.1192
2027 | 5 | 24 | 22 | 53.7423 | 101.6292 | 322.0355
2027 | 5 | 24 | 23 | 48.8981 | 93.5995 | 293.8289
2027 | 5 | 25 | 0 | 47.484 | 100.2539 | 280.9307
2027 | 5 | 25 | 1 | 45.3508 | 96.811 | 274.1944
2027 | 5 | 25 | 2 | 44.5073 | 95.0182 | 270.8519
2027 | 5 | 25 | 3 | 44.3693 | 95.287 | 269.7598
2027 | 5 | 25 | 4 | 45.9962 | 95.3955 | 272.8708
2027 | 5 | 25 | 5 | 49.5372 | 98.9532 | 282.984
2027 | 5 | 25 | 6 | 55.0642 | 113.6343 | 303.8829
2027 | 5 | 25 | 7 | 58.2291 | 130.6767 | 325.8145
2027 | 5 | 25 | 8 | 58.6465 | 139.7163 | 324.5489
2027 | 5 | 25 | 9 | 58.0672 | 141.1989 | 313.9951
2027 | 5 | 25 | 10 | 57.5729 | 147.3038 | 303.5426
2027 | 5 | 25 | 11 | 57.604 | 145.5459 | 291.1515
2027 | 5 | 25 | 12 | 56.8433 | 143.6229 | 306.2106
2027 | 5 | 25 | 13 | 56.8392 | 142.7897 | 302.8615
2027 | 5 | 25 | 14 | 57.5792 | 129.0303 | 299.8039
2027 | 5 | 25 | 15 | 59.8756 | 131.1477 | 304.092
2027 | 5 | 25 | 16 | 63.7723 | 135.5024 | 313.183
2027 | 5 | 25 | 17 | 66.38 | 129.8513 | 333.1453
2027 | 5 | 25 | 18 | 66.3038 | 109.9156 | 338.7841
2027 | 5 | 25 | 19 | 66.0094 | 109.3061 | 349.4556
2027 | 5 | 25 | 20 | 64.4929 | 106.9037 | 353.2544
2027 | 5 | 25 | 21 | 60.9586 | 113.9714 | 346.864
2027 | 5 | 25 | 22 | 55.0799 | 108.0881 | 322.8715
2027 | 5 | 25 | 23 | 49.9275 | 98.0727 | 294.9557
2027 | 5 | 26 | 0 | 47.5233 | 102.2265 | 283.109
2027 | 5 | 26 | 1 | 45.0863 | 99.59 | 279.2967
2027 | 5 | 26 | 2 | 44.2479 | 97.0454 | 275.7219
2027 | 5 | 26 | 3 | 44.0434 | 96.7792 | 274.2161
2027 | 5 | 26 | 4 | 45.6993 | 97.0574 | 277.6522
2027 | 5 | 26 | 5 | 49.5126 | 100.4897 | 287.5968
2027 | 5 | 26 | 6 | 55.1139 | 113.3358 | 301.4928
2027 | 5 | 26 | 7 | 58.7152 | 130.3051 | 325.2339
2027 | 5 | 26 | 8 | 59.746 | 138.8487 | 332.3928
2027 | 5 | 26 | 9 | 60.1308 | 141.2175 | 335.0258
2027 | 5 | 26 | 10 | 60.3673 | 145.9622 | 333.2134
2027 | 5 | 26 | 11 | 60.5402 | 143.228 | 326.0902
2027 | 5 | 26 | 12 | 60.5833 | 139.0979 | 307.0495
2027 | 5 | 26 | 13 | 60.3886 | 137.8973 | 302.9344
2027 | 5 | 26 | 14 | 60.4081 | 126.2482 | 300.6382
2027 | 5 | 26 | 15 | 62.0261 | 128.0754 | 304.5262
2027 | 5 | 26 | 16 | 65.2141 | 130.8974 | 312.7249
2027 | 5 | 26 | 17 | 67.2887 | 124.5251 | 332.0288
2027 | 5 | 26 | 18 | 66.4021 | 109.8698 | 332.1414
2027 | 5 | 26 | 19 | 65.5441 | 109.0427 | 346.6352
2027 | 5 | 26 | 20 | 62.8852 | 106.0751 | 354.2556
2027 | 5 | 26 | 21 | 58.1189 | 114.0729 | 349.7308
2027 | 5 | 26 | 22 | 52.0735 | 107.3311 | 325.5674
2027 | 5 | 26 | 23 | 47.8776 | 97.3347 | 297.2875
2027 | 5 | 27 | 0 | 47.0347 | 102.7301 | 285.2107
2027 | 5 | 27 | 1 | 45.4858 | 99.1711 | 275.7046
2027 | 5 | 27 | 2 | 44.5781 | 97.2494 | 271.2148
2027 | 5 | 27 | 3 | 44.3629 | 97.1802 | 269.4132
2027 | 5 | 27 | 4 | 45.8568 | 97.5324 | 272.4555
2027 | 5 | 27 | 5 | 49.3775 | 101.0112 | 281.8812
2027 | 5 | 27 | 6 | 55.4588 | 118.5703 | 302.0646
2027 | 5 | 27 | 7 | 58.8513 | 136.4491 | 322.6786
2027 | 5 | 27 | 8 | 59.8358 | 145.5727 | 315.6278
2027 | 5 | 27 | 9 | 60.2899 | 147.6588 | 299.2219
2027 | 5 | 27 | 10 | 60.4883 | 155.4793 | 287.3169
2027 | 5 | 27 | 11 | 60.6684 | 151.3121 | 277.533
2027 | 5 | 27 | 12 | 60.5821 | 140.477 | 284.8937
2027 | 5 | 27 | 13 | 60.4657 | 139.9504 | 280.9069
2027 | 5 | 27 | 14 | 60.7123 | 126.6164 | 278.9552
2027 | 5 | 27 | 15 | 62.3646 | 126.6909 | 283.7241
2027 | 5 | 27 | 16 | 65.0601 | 130.4557 | 289.5118
2027 | 5 | 27 | 17 | 66.9361 | 123.9149 | 309.5311
2027 | 5 | 27 | 18 | 65.4148 | 122.686 | 287.0701
2027 | 5 | 27 | 19 | 64.5238 | 122.6111 | 316.7955
2027 | 5 | 27 | 20 | 61.9534 | 119.6474 | 333.1723
2027 | 5 | 27 | 21 | 57.4427 | 124.6069 | 334.0887
2027 | 5 | 27 | 22 | 51.7739 | 117.9175 | 313.1806
2027 | 5 | 27 | 23 | 47.8979 | 107.3196 | 285.9203
2027 | 5 | 28 | 0 | 47.2346 | 103.0042 | 273.7621
2027 | 5 | 28 | 1 | 45.5467 | 99.8789 | 261.5839
2027 | 5 | 28 | 2 | 44.4396 | 97.0072 | 256.5034
2027 | 5 | 28 | 3 | 44.0544 | 97.2038 | 254.1557
2027 | 5 | 28 | 4 | 45.2974 | 98.2444 | 256.8504
2027 | 5 | 28 | 5 | 48.37 | 100.5244 | 265.7329
2027 | 5 | 28 | 6 | 53.5875 | 119.4134 | 281.897
2027 | 5 | 28 | 7 | 56.4187 | 137.4833 | 303.8657
2027 | 5 | 28 | 8 | 57.1923 | 145.9264 | 297.8745
2027 | 5 | 28 | 9 | 57.4893 | 149.0361 | 281.0876
2027 | 5 | 28 | 10 | 57.7295 | 155.4058 | 269.5602
2027 | 5 | 28 | 11 | 57.8726 | 151.5822 | 262.9568
2027 | 5 | 28 | 12 | 58.819 | 138.747 | 258.5475
2027 | 5 | 28 | 13 | 58.9344 | 137.9643 | 254.0001
2027 | 5 | 28 | 14 | 59.4897 | 124.1951 | 250.6963
2027 | 5 | 28 | 15 | 61.0494 | 122.552 | 253.1975
2027 | 5 | 28 | 16 | 63.5749 | 125.7897 | 258.8408
2027 | 5 | 28 | 17 | 64.9262 | 119.3441 | 281.8062
2027 | 5 | 28 | 18 | 63.7438 | 116.3956 | 297.4681
2027 | 5 | 28 | 19 | 63.2708 | 116.91 | 315.3796
2027 | 5 | 28 | 20 | 62.0477 | 115.4605 | 321.0115
2027 | 5 | 28 | 21 | 58.8818 | 121.0383 | 319.0945
2027 | 5 | 28 | 22 | 53.7667 | 113.8196 | 300.3864
2027 | 5 | 28 | 23 | 49.1497 | 102.1086 | 276.0118
2027 | 5 | 29 | 0 | 46.713 | 97.3186 | 258.4327
2027 | 5 | 29 | 1 | 43.6156 | 91.7823 | 245.2454
2027 | 5 | 29 | 2 | 41.9754 | 89.476 | 237.7618
2027 | 5 | 29 | 3 | 41.1939 | 89.2637 | 233.6049
2027 | 5 | 29 | 4 | 41.3068 | 89.2688 | 233.9658
2027 | 5 | 29 | 5 | 42.5583 | 89.6752 | 237.2581
2027 | 5 | 29 | 6 | 45.4419 | 94.1289 | 243.4828
2027 | 5 | 29 | 7 | 47.952 | 102.0772 | 253.361
2027 | 5 | 29 | 8 | 51.1707 | 108.0091 | 253.6588
2027 | 5 | 29 | 9 | 54.2633 | 114.9181 | 252.6474
2027 | 5 | 29 | 10 | 55.8651 | 121.8743 | 251.1982
2027 | 5 | 29 | 11 | 57.0417 | 119.04 | 257.8523
2027 | 5 | 29 | 12 | 58.7024 | 113.3802 | 258.9262
2027 | 5 | 29 | 13 | 58.5453 | 110.5892 | 255.3518
2027 | 5 | 29 | 14 | 58.773 | 102.0406 | 245.0972
2027 | 5 | 29 | 15 | 59.7493 | 105.1349 | 244.9063
2027 | 5 | 29 | 16 | 62.0762 | 106.1882 | 251.3262
2027 | 5 | 29 | 17 | 63.2162 | 106.294 | 276.8842
2027 | 5 | 29 | 18 | 60.2757 | 95.4638 | 302.6403
2027 | 5 | 29 | 19 | 59.2519 | 95.6383 | 305.0236
2027 | 5 | 29 | 20 | 57.3204 | 91.2011 | 301.0826
2027 | 5 | 29 | 21 | 54.5478 | 101.4457 | 295.6131
2027 | 5 | 29 | 22 | 49.9027 | 95.6554 | 280.3552
2027 | 5 | 29 | 23 | 46.2163 | 89.1085 | 259.6984
2027 | 5 | 30 | 0 | 44.4342 | 93.8384 | 245.9669
2027 | 5 | 30 | 1 | 42.1544 | 88.1638 | 237.5377
2027 | 5 | 30 | 2 | 40.7105 | 85.922 | 232.0067
2027 | 5 | 30 | 3 | 40.0458 | 86.0125 | 227.9011
2027 | 5 | 30 | 4 | 40.0189 | 85.9465 | 227.7756
2027 | 5 | 30 | 5 | 41.2394 | 86.1986 | 229.6158
2027 | 5 | 30 | 6 | 43.6775 | 89.1493 | 225.4235
2027 | 5 | 30 | 7 | 46.0019 | 94.7364 | 238.8112
2027 | 5 | 30 | 8 | 50.3518 | 99.127 | 262.1931
2027 | 5 | 30 | 9 | 55.4306 | 104.6726 | 285.2239
2027 | 5 | 30 | 10 | 58.961 | 111.3335 | 295.0413
2027 | 5 | 30 | 11 | 61.6925 | 110.7574 | 291.0614
2027 | 5 | 30 | 12 | 62.4052 | 112.9497 | 238.5276
2027 | 5 | 30 | 13 | 63.8025 | 112.4446 | 234.4137
2027 | 5 | 30 | 14 | 65.5072 | 111.1187 | 230.9913
2027 | 5 | 30 | 15 | 67.9036 | 115.4603 | 237.1009
2027 | 5 | 30 | 16 | 71.4804 | 113.3706 | 245.3801
2027 | 5 | 30 | 17 | 73.7458 | 114.9278 | 277.719
2027 | 5 | 30 | 18 | 73.1103 | 99.2352 | 300.9049
2027 | 5 | 30 | 19 | 71.2315 | 97.9414 | 310.3453
2027 | 5 | 30 | 20 | 66.9291 | 93.8246 | 310.8666
2027 | 5 | 30 | 21 | 62.102 | 104.441 | 306.2188
2027 | 5 | 30 | 22 | 55.5677 | 98.4518 | 285.0676
2027 | 5 | 30 | 23 | 50.8549 | 91.5803 | 258.237
2027 | 5 | 31 | 0 | 49.4616 | 96.1393 | 242.4248
2027 | 5 | 31 | 1 | 45.0207 | 92.7351 | 235.8052
2027 | 5 | 31 | 2 | 43.945 | 90.8434 | 232.7506
2027 | 5 | 31 | 3 | 43.6368 | 91.719 | 232.1733
2027 | 5 | 31 | 4 | 44.9048 | 93.2932 | 236.8688
2027 | 5 | 31 | 5 | 47.911 | 96.1368 | 247.9858
2027 | 5 | 31 | 6 | 52.7195 | 111.8838 | 274.0973
2027 | 5 | 31 | 7 | 56.0017 | 130.6835 | 295.177
2027 | 5 | 31 | 8 | 57.6404 | 146.7834 | 280.0581
2027 | 5 | 31 | 9 | 59.2853 | 153.4428 | 251.5801
2027 | 5 | 31 | 10 | 60.5374 | 163.8618 | 232.2179
2027 | 5 | 31 | 11 | 61.8896 | 155.8068 | 218.4086
2027 | 5 | 31 | 12 | 62.1882 | 143.8528 | 240.8279
2027 | 5 | 31 | 13 | 63.1532 | 144.6866 | 234.7188
2027 | 5 | 31 | 14 | 64.3865 | 140.5124 | 231.5296
2027 | 5 | 31 | 15 | 66.5473 | 141.359 | 235.5905
2027 | 5 | 31 | 16 | 70.1912 | 140.3579 | 247.3523
2027 | 5 | 31 | 17 | 72.2881 | 134.8397 | 277.4862
2027 | 5 | 31 | 18 | 71.3651 | 128.3821 | 331.0087
2027 | 5 | 31 | 19 | 69.9188 | 129.7214 | 334.9301
2027 | 5 | 31 | 20 | 67.402 | 121.1876 | 336.4376
2027 | 5 | 31 | 21 | 63.1402 | 125.0118 | 327.3652
2027 | 5 | 31 | 22 | 56.8675 | 115.704 | 302.1877
2027 | 5 | 31 | 23 | 51.1808 | 104.7463 | 273.5465
2027 | 6 | 1 | 0 | 47.9365 | 108.1415 | 260.8077
2027 | 6 | 1 | 1 | 45.116 | 110.4144 | 253.7433
2027 | 6 | 1 | 2 | 43.8268 | 107.0291 | 249.2005
2027 | 6 | 1 | 3 | 43.1189 | 105.8513 | 246.3725
2027 | 6 | 1 | 4 | 44.2984 | 106.5407 | 248.259
2027 | 6 | 1 | 5 | 46.5885 | 108.8639 | 255.7193
2027 | 6 | 1 | 6 | 51.6567 | 121.2687 | 267.6465
2027 | 6 | 1 | 7 | 55.175 | 137.9927 | 292.0277
2027 | 6 | 1 | 8 | 57.4044 | 150.8671 | 305.3739
2027 | 6 | 1 | 9 | 59.0969 | 159.8622 | 310.5368
2027 | 6 | 1 | 10 | 60.0569 | 168.3529 | 309.2672
2027 | 6 | 1 | 11 | 60.8848 | 169.3615 | 301.4552
2027 | 6 | 1 | 12 | 61.6523 | 157.6164 | 256.2969
2027 | 6 | 1 | 13 | 62.1454 | 159.988 | 255.207
2027 | 6 | 1 | 14 | 62.5096 | 151.8571 | 252.6788
2027 | 6 | 1 | 15 | 64.5144 | 148.3322 | 251.5151
2027 | 6 | 1 | 16 | 67.8881 | 156.0419 | 262.6121
2027 | 6 | 1 | 17 | 70.3816 | 149.3114 | 289.6793
2027 | 6 | 1 | 18 | 68.923 | 142.0823 | 300.3162
2027 | 6 | 1 | 19 | 67.0707 | 140.5056 | 318.005
2027 | 6 | 1 | 20 | 63.768 | 132.061 | 319.5059
2027 | 6 | 1 | 21 | 58.7911 | 135.6202 | 312.8226
2027 | 6 | 1 | 22 | 53.1134 | 127.8955 | 291.9147
2027 | 6 | 1 | 23 | 48.5705 | 114.3471 | 264.7242
2027 | 6 | 2 | 0 | 47.6605 | 117.2852 | 251.2393
2027 | 6 | 2 | 1 | 44.5611 | 113.3263 | 239.1805
2027 | 6 | 2 | 2 | 43.5489 | 109.745 | 234.3999
2027 | 6 | 2 | 3 | 43.102 | 108.1367 | 231.6313
2027 | 6 | 2 | 4 | 44.4812 | 109.4282 | 234.5052
2027 | 6 | 2 | 5 | 47.0185 | 111.2464 | 242.2338
2027 | 6 | 2 | 6 | 51.1143 | 127.1432 | 255.3001
2027 | 6 | 2 | 7 | 53.5135 | 145.2895 | 275.7812
2027 | 6 | 2 | 8 | 53.9232 | 156.0581 | 277.2004
2027 | 6 | 2 | 9 | 54.6616 | 162.82 | 273.0653
2027 | 6 | 2 | 10 | 55.0718 | 169.0306 | 267.192
2027 | 6 | 2 | 11 | 56.192 | 168.1339 | 263.127
2027 | 6 | 2 | 12 | 57.7122 | 164.0634 | 261.7952
2027 | 6 | 2 | 13 | 58.6601 | 164.392 | 262.3405
2027 | 6 | 2 | 14 | 59.9344 | 153.5704 | 263.2458
2027 | 6 | 2 | 15 | 62.2986 | 151.9693 | 264.5163
2027 | 6 | 2 | 16 | 66.1205 | 159.9298 | 276.1438
2027 | 6 | 2 | 17 | 68.6444 | 153.017 | 299.0222
2027 | 6 | 2 | 18 | 68.7938 | 151.5754 | 319.8183
2027 | 6 | 2 | 19 | 67.5108 | 148.9577 | 325.69
2027 | 6 | 2 | 20 | 65.1398 | 142.9661 | 323.5062
2027 | 6 | 2 | 21 | 60.9376 | 145.4159 | 313.2383
2027 | 6 | 2 | 22 | 55.3408 | 137.091 | 289.5652
2027 | 6 | 2 | 23 | 49.9942 | 123.9716 | 261.4732
2027 | 6 | 3 | 0 | 45.5177 | 116.626 | 249.96
2027 | 6 | 3 | 1 | 45.2173 | 109.7955 | 231.9425
2027 | 6 | 3 | 2 | 44.0067 | 106.4837 | 226.2135
2027 | 6 | 3 | 3 | 43.4766 | 105.4645 | 223.4347
2027 | 6 | 3 | 4 | 44.6894 | 107.5711 | 226.4299
2027 | 6 | 3 | 5 | 47.0723 | 110.5524 | 233.2446
2027 | 6 | 3 | 6 | 51.8536 | 126.2814 | 245.1963
2027 | 6 | 3 | 7 | 54.6009 | 141.1361 | 264.698
2027 | 6 | 3 | 8 | 55.7378 | 153.4839 | 262.8698
2027 | 6 | 3 | 9 | 57.2406 | 159.9781 | 256.1425
2027 | 6 | 3 | 10 | 58.332 | 167.2993 | 248.8982
2027 | 6 | 3 | 11 | 59.9921 | 164.6147 | 248.5434
2027 | 6 | 3 | 12 | 61.0496 | 160.6985 | 234.8936
2027 | 6 | 3 | 13 | 61.8054 | 164.2374 | 237.6017
2027 | 6 | 3 | 14 | 62.5872 | 156.0893 | 244.4311
2027 | 6 | 3 | 15 | 64.5815 | 152.5896 | 252.598
2027 | 6 | 3 | 16 | 67.8596 | 159.9232 | 266.7147
2027 | 6 | 3 | 17 | 69.7049 | 152.6982 | 295.0583
2027 | 6 | 3 | 18 | 73.0081 | 144.9541 | 324.8115
2027 | 6 | 3 | 19 | 71.6003 | 145.4291 | 343.4831
2027 | 6 | 3 | 20 | 68.5999 | 137.4651 | 339.825
2027 | 6 | 3 | 21 | 63.8528 | 141.2026 | 330.5599
2027 | 6 | 3 | 22 | 57.8306 | 132.2523 | 305.456
2027 | 6 | 3 | 23 | 52.3711 | 118.0293 | 272.1408
2027 | 6 | 4 | 0 | 48.988 | 110.9365 | 246.8617
2027 | 6 | 4 | 1 | 45.5707 | 111.7333 | 228.8451
2027 | 6 | 4 | 2 | 44.1177 | 107.77 | 222.1006
2027 | 6 | 4 | 3 | 43.3655 | 106.6321 | 218.4539
2027 | 6 | 4 | 4 | 44.4105 | 108.2044 | 221.0088
2027 | 6 | 4 | 5 | 46.5384 | 110.687 | 227.3381
2027 | 6 | 4 | 6 | 51.3316 | 125.4014 | 237.8982
2027 | 6 | 4 | 7 | 54.7356 | 140.0647 | 259.4169
2027 | 6 | 4 | 8 | 56.7497 | 152.8065 | 265.6151
2027 | 6 | 4 | 9 | 58.2001 | 161.1321 | 268.2128
2027 | 6 | 4 | 10 | 58.8604 | 168.7717 | 265.8987
2027 | 6 | 4 | 11 | 59.5519 | 167.0903 | 263.9535
2027 | 6 | 4 | 12 | 58.8472 | 166.296 | 260.7864
2027 | 6 | 4 | 13 | 59.1299 | 169.5519 | 261.1933
2027 | 6 | 4 | 14 | 59.4927 | 160.3704 | 262.6987
2027 | 6 | 4 | 15 | 61.233 | 154.352 | 265.3398
2027 | 6 | 4 | 16 | 64.2032 | 160.4052 | 273.6094
2027 | 6 | 4 | 17 | 66.0037 | 151.4808 | 292.4832
2027 | 6 | 4 | 18 | 65.079 | 146.3022 | 316.9911
2027 | 6 | 4 | 19 | 63.7195 | 144.4903 | 317.1855
2027 | 6 | 4 | 20 | 61.617 | 138.429 | 316.0313
2027 | 6 | 4 | 21 | 58.3238 | 141.3315 | 307.4685
2027 | 6 | 4 | 22 | 53.8127 | 133.436 | 289.6276
2027 | 6 | 4 | 23 | 48.9812 | 117.2602 | 264.8825
2027 | 6 | 5 | 0 | 46.2794 | 114.1006 | 250.4536
2027 | 6 | 5 | 1 | 42.4271 | 102.1916 | 247.6569
2027 | 6 | 5 | 2 | 40.7217 | 99.1444 | 238.4628
2027 | 6 | 5 | 3 | 40.0561 | 98.1954 | 232.0552
2027 | 6 | 5 | 4 | 40.1277 | 97.1044 | 230.5283
2027 | 6 | 5 | 5 | 41.001 | 95.7822 | 230.2416
2027 | 6 | 5 | 6 | 43.6226 | 101.3641 | 225.4589
2027 | 6 | 5 | 7 | 46.7369 | 107.1077 | 241.9652
2027 | 6 | 5 | 8 | 50.7057 | 117.2861 | 272.5165
2027 | 6 | 5 | 9 | 53.8546 | 125.0731 | 302.0276
2027 | 6 | 5 | 10 | 54.876 | 131.4726 | 315.2424
2027 | 6 | 5 | 11 | 55.975 | 136.1471 | 319.7698
2027 | 6 | 5 | 12 | 55.5696 | 130.5662 | 309.9949
2027 | 6 | 5 | 13 | 55.5172 | 128.7576 | 310.6105
2027 | 6 | 5 | 14 | 55.5154 | 125.8844 | 311.5156
2027 | 6 | 5 | 15 | 57.1031 | 123.9659 | 320.9106
2027 | 6 | 5 | 16 | 59.9185 | 126.0565 | 333.6555
2027 | 6 | 5 | 17 | 61.6273 | 123.3028 | 355.743
2027 | 6 | 5 | 18 | 59.2032 | 116.0894 | 374.7502
2027 | 6 | 5 | 19 | 57.6569 | 114.8379 | 374.907
2027 | 6 | 5 | 20 | 54.6528 | 107.1952 | 364.7279
2027 | 6 | 5 | 21 | 51.8397 | 114.8729 | 356.1107
2027 | 6 | 5 | 22 | 48.1146 | 110.4361 | 335.371
2027 | 6 | 5 | 23 | 44.8378 | 101.4416 | 306.6148
2027 | 6 | 6 | 0 | 43.5723 | 104.261 | 276.9303
2027 | 6 | 6 | 1 | 40.4726 | 97.8081 | 254.2911
2027 | 6 | 6 | 2 | 39.0679 | 95.1525 | 243.862
2027 | 6 | 6 | 3 | 38.4671 | 95.0368 | 237.4706
2027 | 6 | 6 | 4 | 38.452 | 94.8191 | 234.6251
2027 | 6 | 6 | 5 | 38.9814 | 93.5461 | 231.3491
2027 | 6 | 6 | 6 | 41.6102 | 96.1421 | 229.3776
2027 | 6 | 6 | 7 | 43.8322 | 100.5835 | 241.2024
2027 | 6 | 6 | 8 | 47.1816 | 109.618 | 265.0097
2027 | 6 | 6 | 9 | 50.2861 | 115.6676 | 288.8659
2027 | 6 | 6 | 10 | 51.7784 | 121.6551 | 299.7895
2027 | 6 | 6 | 11 | 53.4555 | 122.6724 | 295.9736
2027 | 6 | 6 | 12 | 54.8244 | 124.2343 | 287.3873
2027 | 6 | 6 | 13 | 55.2415 | 123.9485 | 285.3033
2027 | 6 | 6 | 14 | 55.9974 | 124.4898 | 283.8635
2027 | 6 | 6 | 15 | 58.2402 | 127.0499 | 282.0999
2027 | 6 | 6 | 16 | 61.6722 | 125.6335 | 287.3842
2027 | 6 | 6 | 17 | 64.0817 | 124.8631 | 308.5419
2027 | 6 | 6 | 18 | 61.5211 | 114.6509 | 326.2449
2027 | 6 | 6 | 19 | 60.2637 | 113.069 | 331.3487
2027 | 6 | 6 | 20 | 57.5405 | 108.2188 | 320.0272
2027 | 6 | 6 | 21 | 53.914 | 113.893 | 309.7892
2027 | 6 | 6 | 22 | 49.3285 | 110.5275 | 286.6362
2027 | 6 | 6 | 23 | 45.528 | 101.781 | 256.5706
2027 | 6 | 7 | 0 | 44.2581 | 104.8252 | 245.5639
2027 | 6 | 7 | 1 | 43.0809 | 103.1898 | 239.1803
2027 | 6 | 7 | 2 | 42.1226 | 100.9723 | 232.1473
2027 | 6 | 7 | 3 | 41.818 | 101.2517 | 228.4084
2027 | 6 | 7 | 4 | 43.2332 | 103.4236 | 229.7454
2027 | 6 | 7 | 5 | 45.6441 | 105.8491 | 235.5985
2027 | 6 | 7 | 6 | 50.1339 | 120.4255 | 252.508
2027 | 6 | 7 | 7 | 53.4558 | 136.9667 | 275.2828
2027 | 6 | 7 | 8 | 55.6208 | 151.1323 | 282.5092
2027 | 6 | 7 | 9 | 57.55 | 157.6652 | 285.9812
2027 | 6 | 7 | 10 | 58.8943 | 163.9056 | 284.0887
2027 | 6 | 7 | 11 | 60.3211 | 162.3241 | 281.0676
2027 | 6 | 7 | 12 | 61.2042 | 163.0146 | 279.2441
2027 | 6 | 7 | 13 | 62.9193 | 164.1604 | 280.9765
2027 | 6 | 7 | 14 | 64.943 | 153.3801 | 282.3398
2027 | 6 | 7 | 15 | 68.4914 | 150.8605 | 283.7045
2027 | 6 | 7 | 16 | 73.3611 | 159.6115 | 291.83
2027 | 6 | 7 | 17 | 76.8668 | 153.5169 | 315.1137
2027 | 6 | 7 | 18 | 76.9947 | 138.4662 | 338.602
2027 | 6 | 7 | 19 | 74.896 | 138.4763 | 340.0737
2027 | 6 | 7 | 20 | 70.2044 | 131.0252 | 334.4686
2027 | 6 | 7 | 21 | 64.7635 | 135.6072 | 322.5511
2027 | 6 | 7 | 22 | 58.3424 | 127.2566 | 298.4999
2027 | 6 | 7 | 23 | 52.2536 | 114.7866 | 268.1469
2027 | 6 | 8 | 0 | 48.8771 | 114.8017 | 253.6909
2027 | 6 | 8 | 1 | 46.069 | 103.1408 | 241.6733
2027 | 6 | 8 | 2 | 44.6323 | 100.5007 | 236.3833
2027 | 6 | 8 | 3 | 43.9313 | 99.7359 | 232.4667
2027 | 6 | 8 | 4 | 45.0864 | 100.5801 | 233.7681
2027 | 6 | 8 | 5 | 47.3988 | 102.7327 | 239.7256
2027 | 6 | 8 | 6 | 50.1808 | 117.7917 | 255.7812
2027 | 6 | 8 | 7 | 54.2203 | 134.3955 | 276.8264
2027 | 6 | 8 | 8 | 57.461 | 147.6031 | 275.1072
2027 | 6 | 8 | 9 | 60.3599 | 156.886 | 262.9725
2027 | 6 | 8 | 10 | 62.96 | 166.2007 | 256.2039
2027 | 6 | 8 | 11 | 65.5448 | 165.6659 | 252.8975
2027 | 6 | 8 | 12 | 66.9572 | 158.1828 | 255.4665
2027 | 6 | 8 | 13 | 69.0974 | 161.5483 | 252.554
2027 | 6 | 8 | 14 | 71.4668 | 157.5013 | 250.1996
2027 | 6 | 8 | 15 | 75.1821 | 154.9148 | 251.6095
2027 | 6 | 8 | 16 | 79.9146 | 161.4568 | 263.1945
2027 | 6 | 8 | 17 | 83.3238 | 154.9262 | 291.6061
2027 | 6 | 8 | 18 | 83.7789 | 149.8557 | 313.1002
2027 | 6 | 8 | 19 | 81.3151 | 148.068 | 324.8713
2027 | 6 | 8 | 20 | 75.9159 | 138.5179 | 323.4731
2027 | 6 | 8 | 21 | 69.9882 | 140.1446 | 315.0622
2027 | 6 | 8 | 22 | 63.1519 | 133.017 | 293.7516
2027 | 6 | 8 | 23 | 56.3227 | 119.0537 | 265.504
2027 | 6 | 9 | 0 | 52.3463 | 113.3826 | 249.9533
2027 | 6 | 9 | 1 | 50.3217 | 111.6495 | 241.1081
2027 | 6 | 9 | 2 | 48.3665 | 108.0644 | 236.6928
2027 | 6 | 9 | 3 | 47.2547 | 106.5797 | 233.991
2027 | 6 | 9 | 4 | 48.0347 | 106.7904 | 236.6777
2027 | 6 | 9 | 5 | 50.2623 | 108.9608 | 244.6017
2027 | 6 | 9 | 6 | 55.2764 | 117.2046 | 261.6943
2027 | 6 | 9 | 7 | 59.6793 | 134.709 | 280.7488
2027 | 6 | 9 | 8 | 63.1323 | 148.0196 | 277.2662
2027 | 6 | 9 | 9 | 66.5832 | 159.4077 | 265.6638
2027 | 6 | 9 | 10 | 69.3811 | 171.2217 | 256.0769
2027 | 6 | 9 | 11 | 72.3308 | 171.3844 | 245.1468
2027 | 6 | 9 | 12 | 74.3442 | 168.5099 | 246.2637
2027 | 6 | 9 | 13 | 76.2277 | 170.453 | 246.1713
2027 | 6 | 9 | 14 | 77.7421 | 164.8978 | 245.035
2027 | 6 | 9 | 15 | 80.3496 | 161.6988 | 243.6586
2027 | 6 | 9 | 16 | 84.0246 | 169.5399 | 254.6768
2027 | 6 | 9 | 17 | 86.0534 | 162.2981 | 282.8285
2027 | 6 | 9 | 18 | 86.9399 | 159.3954 | 270.5741
2027 | 6 | 9 | 19 | 84.2913 | 156.6069 | 299.0313
2027 | 6 | 9 | 20 | 79.474 | 143.9872 | 311.5816
2027 | 6 | 9 | 21 | 73.7085 | 145.2657 | 309.0369
2027 | 6 | 9 | 22 | 66.4267 | 135.9692 | 289.1038
2027 | 6 | 9 | 23 | 59.3039 | 122.1625 | 262.0589
2027 | 6 | 10 | 0 | 55.8765 | 120.7793 | 257.3755
2027 | 6 | 10 | 1 | 49.6756 | 114.4045 | 247.2794
2027 | 6 | 10 | 2 | 47.7792 | 110.877 | 243.0901
2027 | 6 | 10 | 3 | 46.736 | 109.1602 | 240.8191
2027 | 6 | 10 | 4 | 47.4603 | 108.6167 | 243.4453
2027 | 6 | 10 | 5 | 49.4557 | 110.936 | 251.3557
2027 | 6 | 10 | 6 | 54.1351 | 128.2364 | 260.0715
2027 | 6 | 10 | 7 | 57.5013 | 145.7256 | 284.7071
2027 | 6 | 10 | 8 | 59.4177 | 160.6948 | 301.2115
2027 | 6 | 10 | 9 | 60.6966 | 169.7963 | 311.5555
2027 | 6 | 10 | 10 | 61.105 | 182.4563 | 311.4823
2027 | 6 | 10 | 11 | 61.7058 | 186.6209 | 304.1444
2027 | 6 | 10 | 12 | 62.4571 | 182.3689 | 292.9466
2027 | 6 | 10 | 13 | 62.8023 | 185.6206 | 293.722
2027 | 6 | 10 | 14 | 63.4153 | 173.4544 | 294.4784
2027 | 6 | 10 | 15 | 65.573 | 165.6488 | 295.6524
2027 | 6 | 10 | 16 | 68.6846 | 179.4313 | 305.1018
2027 | 6 | 10 | 17 | 70.2251 | 168.9525 | 322.3843
2027 | 6 | 10 | 18 | 67.6584 | 168.2039 | 337.4066
2027 | 6 | 10 | 19 | 66.0535 | 163.4508 | 335.1388
2027 | 6 | 10 | 20 | 63.7354 | 151.9601 | 329.7635
2027 | 6 | 10 | 21 | 60.0146 | 151.7744 | 319.3171
2027 | 6 | 10 | 22 | 54.6003 | 142.2926 | 296.3985
2027 | 6 | 10 | 23 | 49.4888 | 128.194 | 269.2495
2027 | 6 | 11 | 0 | 47.3259 | 122.6865 | 254.5997
2027 | 6 | 11 | 1 | 45.1028 | 119.4351 | 238.9296
2027 | 6 | 11 | 2 | 43.8839 | 114.715 | 233.1646
2027 | 6 | 11 | 3 | 43.2841 | 112.7404 | 230.3985
2027 | 6 | 11 | 4 | 44.4149 | 113.2985 | 233.3513
2027 | 6 | 11 | 5 | 46.6553 | 114.9456 | 240.7614
2027 | 6 | 11 | 6 | 51.3425 | 125.9592 | 250.1649
2027 | 6 | 11 | 7 | 54.7061 | 142.727 | 271.3004
2027 | 6 | 11 | 8 | 56.5397 | 152.7944 | 281.0941
2027 | 6 | 11 | 9 | 57.7277 | 162.037 | 288.2526
2027 | 6 | 11 | 10 | 57.8546 | 166.4014 | 285.8336
2027 | 6 | 11 | 11 | 58.2636 | 168.509 | 278.3247
2027 | 6 | 11 | 12 | 57.9906 | 166.6943 | 274.8608
2027 | 6 | 11 | 13 | 58.1842 | 166.8019 | 271.8774
2027 | 6 | 11 | 14 | 58.495 | 149.3446 | 266.8168
2027 | 6 | 11 | 15 | 60.8023 | 144.6276 | 263.6294
2027 | 6 | 11 | 16 | 64.4043 | 158.0875 | 265.5504
2027 | 6 | 11 | 17 | 66.6812 | 149.5011 | 276.115
2027 | 6 | 11 | 18 | 66.0855 | 135.953 | 286.623
2027 | 6 | 11 | 19 | 64.6857 | 133.5786 | 283.9415
2027 | 6 | 11 | 20 | 62.4239 | 127.1234 | 283.2032
2027 | 6 | 11 | 21 | 59.3356 | 131.0816 | 277.1576
2027 | 6 | 11 | 22 | 54.6312 | 124.6935 | 263.1745
2027 | 6 | 11 | 23 | 49.6439 | 110.2444 | 243.7257
2027 | 6 | 12 | 0 | 47.0039 | 111.5569 | 239.957
2027 | 6 | 12 | 1 | 42.1693 | 99.1208 | 236.5215
2027 | 6 | 12 | 2 | 40.6637 | 96.5177 | 230.3191
2027 | 6 | 12 | 3 | 40.1024 | 96.3912 | 225.4997
2027 | 6 | 12 | 4 | 40.2595 | 96.1094 | 224.6898
2027 | 6 | 12 | 5 | 41.4839 | 95.5488 | 224.63
2027 | 6 | 12 | 6 | 44.5796 | 99.5485 | 221.9353
2027 | 6 | 12 | 7 | 47.7015 | 105.6079 | 236.9508
2027 | 6 | 12 | 8 | 51.22 | 115.6835 | 261.4931
2027 | 6 | 12 | 9 | 53.7963 | 123.4444 | 283.9399
2027 | 6 | 12 | 10 | 54.3769 | 128.6947 | 293.341
2027 | 6 | 12 | 11 | 55.2332 | 128.4024 | 293.4947
2027 | 6 | 12 | 12 | 55.748 | 129.4033 | 285.9557
2027 | 6 | 12 | 13 | 55.5493 | 127.957 | 281.8669
2027 | 6 | 12 | 14 | 55.5411 | 125.495 | 280.2356
2027 | 6 | 12 | 15 | 57.0042 | 124.8818 | 282.5647
2027 | 6 | 12 | 16 | 59.7643 | 124.8884 | 290.1774
2027 | 6 | 12 | 17 | 61.0469 | 122.2375 | 309.6022
2027 | 6 | 12 | 18 | 58.3139 | 114.1768 | 301.3642
2027 | 6 | 12 | 19 | 56.871 | 113.1649 | 308.1365
2027 | 6 | 12 | 20 | 53.8441 | 107.0115 | 304.1426
2027 | 6 | 12 | 21 | 51.117 | 113.2477 | 297.7548
2027 | 6 | 12 | 22 | 47.6056 | 109.0189 | 282.5821
2027 | 6 | 12 | 23 | 44.2902 | 100.9242 | 261.224
2027 | 6 | 13 | 0 | 43.0469 | 101.0757 | 251.4022
2027 | 6 | 13 | 1 | 42.0474 | 101.929 | 233.4895
2027 | 6 | 13 | 2 | 40.6333 | 99.3622 | 227.2576
2027 | 6 | 13 | 3 | 39.9991 | 98.9004 | 222.5573
2027 | 6 | 13 | 4 | 40.1645 | 99.138 | 222.6034
2027 | 6 | 13 | 5 | 40.7875 | 98.1715 | 222.9726
2027 | 6 | 13 | 6 | 42.5003 | 100.9284 | 220.2756
2027 | 6 | 13 | 7 | 45.4275 | 105.5329 | 228.2676
2027 | 6 | 13 | 8 | 50.019 | 114.5433 | 239.6848
2027 | 6 | 13 | 9 | 55.1142 | 119.095 | 250.5261
2027 | 6 | 13 | 10 | 58.9239 | 125.4681 | 254.535
2027 | 6 | 13 | 11 | 62.043 | 126.6775 | 255.5409
2027 | 6 | 13 | 12 | 63.9157 | 127.9407 | 241.0449
2027 | 6 | 13 | 13 | 65.3582 | 128.1989 | 240.1853
2027 | 6 | 13 | 14 | 67.0526 | 123.2482 | 235.3705
2027 | 6 | 13 | 15 | 69.7423 | 126.7993 | 241.1304
2027 | 6 | 13 | 16 | 73.3161 | 131.4311 | 256.2767
2027 | 6 | 13 | 17 | 75.9114 | 131.913 | 289.0427
2027 | 6 | 13 | 18 | 73.2114 | 122.7247 | 306.6879
2027 | 6 | 13 | 19 | 70.9899 | 120.0951 | 315.3428
2027 | 6 | 13 | 20 | 66.1954 | 115.0616 | 313.4629
2027 | 6 | 13 | 21 | 60.997 | 120.6119 | 304.4323
2027 | 6 | 13 | 22 | 55.3526 | 116.4429 | 282.2714
2027 | 6 | 13 | 23 | 50.7337 | 107.0782 | 254.2876
2027 | 6 | 14 | 0 | 49.1502 | 110.0736 | 243.0798
2027 | 6 | 14 | 1 | 48.4452 | 104.9295 | 229.7792
2027 | 6 | 14 | 2 | 47.0062 | 102.682 | 224.1731
2027 | 6 | 14 | 3 | 46.4383 | 103.0079 | 221.225
2027 | 6 | 14 | 4 | 47.7304 | 104.5299 | 223.7286
2027 | 6 | 14 | 5 | 50.519 | 107.0203 | 230.8666
2027 | 6 | 14 | 6 | 57.2215 | 121.6995 | 242.2742
2027 | 6 | 14 | 7 | 61.2836 | 138.6519 | 263.6572
2027 | 6 | 14 | 8 | 63.8419 | 156.5989 | 270.5478
2027 | 6 | 14 | 9 | 65.9309 | 165.639 | 272.8216
2027 | 6 | 14 | 10 | 67.3767 | 175.926 | 270.9247
2027 | 6 | 14 | 11 | 68.9983 | 174.7791 | 270.742
2027 | 6 | 14 | 12 | 70.5363 | 169.2363 | 270.3045
2027 | 6 | 14 | 13 | 71.3422 | 172.5812 | 274.287
2027 | 6 | 14 | 14 | 72.0881 | 163.8454 | 276.1266
2027 | 6 | 14 | 15 | 74.2031 | 157.625 | 278.355
2027 | 6 | 14 | 16 | 77.8336 | 168.2626 | 289.1909
2027 | 6 | 14 | 17 | 79.5784 | 159.9504 | 313.1053
2027 | 6 | 14 | 18 | 80.0741 | 151.7145 | 328.0906
2027 | 6 | 14 | 19 | 77.6037 | 148.8269 | 327.4777
2027 | 6 | 14 | 20 | 73.2212 | 139.6487 | 322.4837
2027 | 6 | 14 | 21 | 67.6567 | 141.1512 | 310.7947
2027 | 6 | 14 | 22 | 60.946 | 133.0399 | 287.6471
2027 | 6 | 14 | 23 | 54.904 | 120.3721 | 259.2895
2027 | 6 | 15 | 0 | 51.6271 | 121.2649 | 253.8816
2027 | 6 | 15 | 1 | 47.6325 | 117.4063 | 239.0124
2027 | 6 | 15 | 2 | 46.0708 | 113.2338 | 231.9572
2027 | 6 | 15 | 3 | 45.2379 | 112.0209 | 227.4694
2027 | 6 | 15 | 4 | 46.3823 | 112.9199 | 228.7824
2027 | 6 | 15 | 5 | 48.9409 | 115.3824 | 234.8166
2027 | 6 | 15 | 6 | 54.3149 | 130.7508 | 248.0734
2027 | 6 | 15 | 7 | 58.0856 | 149.6068 | 270.3661
2027 | 6 | 15 | 8 | 60.4551 | 162.3666 | 278.1604
2027 | 6 | 15 | 9 | 61.9946 | 167.6817 | 281.0139
2027 | 6 | 15 | 10 | 62.5454 | 175.6212 | 281.1451
2027 | 6 | 15 | 11 | 63.1225 | 181.691 | 282.1977
2027 | 6 | 15 | 12 | 63.2678 | 177.2705 | 273.5083
2027 | 6 | 15 | 13 | 63.4363 | 178.904 | 280.6279
2027 | 6 | 15 | 14 | 63.6489 | 163.9288 | 288.5295
2027 | 6 | 15 | 15 | 65.5397 | 157.9701 | 298.7538
2027 | 6 | 15 | 16 | 68.7744 | 171.37 | 316.4095
2027 | 6 | 15 | 17 | 70.8562 | 162.1343 | 344.1098
2027 | 6 | 15 | 18 | 68.3522 | 159.2599 | 352.1444
2027 | 6 | 15 | 19 | 66.1064 | 154.6853 | 363.6991
2027 | 6 | 15 | 20 | 62.52 | 145.2196 | 355.885
2027 | 6 | 15 | 21 | 57.5854 | 146.4599 | 343.4497
2027 | 6 | 15 | 22 | 52.119 | 138.6579 | 315.9233
2027 | 6 | 15 | 23 | 47.8549 | 124.985 | 281.0411
2027 | 6 | 16 | 0 | 46.7101 | 122.083 | 256.7698
2027 | 6 | 16 | 1 | 45.2183 | 119.3892 | 235.6388
2027 | 6 | 16 | 2 | 44.0988 | 115.5138 | 228.1963
2027 | 6 | 16 | 3 | 43.5119 | 113.5446 | 223.1771
2027 | 6 | 16 | 4 | 44.9414 | 113.8107 | 224.6978
2027 | 6 | 16 | 5 | 47.6217 | 115.821 | 230.2233
2027 | 6 | 16 | 6 | 52.8788 | 132.7333 | 246.5272
2027 | 6 | 16 | 7 | 56.3903 | 151.8766 | 266.5902
2027 | 6 | 16 | 8 | 58.4812 | 162.0222 | 269.9164
2027 | 6 | 16 | 9 | 60.7011 | 168.724 | 267.7391
2027 | 6 | 16 | 10 | 61.9838 | 173.731 | 263.9476
2027 | 6 | 16 | 11 | 63.3183 | 175.9254 | 260.7811
2027 | 6 | 16 | 12 | 63.9641 | 167.2383 | 246.3233
2027 | 6 | 16 | 13 | 64.4369 | 166.3551 | 245.3268
2027 | 6 | 16 | 14 | 65.2291 | 150.1653 | 244.6542
2027 | 6 | 16 | 15 | 68.0165 | 148.3839 | 245.1085
2027 | 6 | 16 | 16 | 72.1791 | 160.6544 | 257.2569
2027 | 6 | 16 | 17 | 74.7202 | 153.733 | 283.4079
2027 | 6 | 16 | 18 | 70.7155 | 150.0601 | 308.8845
2027 | 6 | 16 | 19 | 67.9705 | 147.2033 | 319.754
2027 | 6 | 16 | 20 | 63.8416 | 140.0697 | 318.2272
2027 | 6 | 16 | 21 | 58.5957 | 142.5014 | 307.1104
2027 | 6 | 16 | 22 | 52.6928 | 134.9109 | 283.3247
2027 | 6 | 16 | 23 | 48.3176 | 122.4909 | 253.5055
2027 | 6 | 17 | 0 | 49.4352 | 117.6033 | 243.0685
2027 | 6 | 17 | 1 | 47.359 | 110.5559 | 248.8045
2027 | 6 | 17 | 2 | 46.2292 | 108.2728 | 240.1093
2027 | 6 | 17 | 3 | 45.7831 | 107.0174 | 234.4311
2027 | 6 | 17 | 4 | 47.1561 | 108.3323 | 234.9779
2027 | 6 | 17 | 5 | 49.8333 | 112.3472 | 240.4621
2027 | 6 | 17 | 6 | 54.9056 | 130.6407 | 256.9705
2027 | 6 | 17 | 7 | 58.3425 | 148.1648 | 283.0948
2027 | 6 | 17 | 8 | 60.177 | 159.1571 | 300.8109
2027 | 6 | 17 | 9 | 61.9131 | 167.8507 | 314.7165
2027 | 6 | 17 | 10 | 63.0443 | 178.3214 | 323.0272
2027 | 6 | 17 | 11 | 64.2712 | 177.7351 | 329.7614
2027 | 6 | 17 | 12 | 64.6682 | 169.4449 | 340.5642
2027 | 6 | 17 | 13 | 65.0229 | 169.517 | 349.8143
2027 | 6 | 17 | 14 | 66.1494 | 163.1206 | 356.1109
2027 | 6 | 17 | 15 | 68.6312 | 158.4528 | 361.3208
2027 | 6 | 17 | 16 | 72.057 | 164.2406 | 367.3634
2027 | 6 | 17 | 17 | 74.2788 | 157.2873 | 382.6436
2027 | 6 | 17 | 18 | 69.6299 | 149.7465 | 391.9148
2027 | 6 | 17 | 19 | 68.0289 | 145.3276 | 392.2508
2027 | 6 | 17 | 20 | 64.7821 | 139.8077 | 387.4904
2027 | 6 | 17 | 21 | 60.5931 | 141.0313 | 376.3801
2027 | 6 | 17 | 22 | 55.326 | 134.329 | 348.4946
2027 | 6 | 17 | 23 | 50.6543 | 122.8134 | 312.5093
2027 | 6 | 18 | 0 | 49.5978 | 117.8879 | 297.173
2027 | 6 | 18 | 1 | 48.1481 | 111.7011 | 255.3409
2027 | 6 | 18 | 2 | 46.9159 | 108.3432 | 245.6375
2027 | 6 | 18 | 3 | 46.3793 | 107.5931 | 238.7151
2027 | 6 | 18 | 4 | 47.6224 | 109.4443 | 238.2155
2027 | 6 | 18 | 5 | 50.112 | 112.2656 | 241.7203
2027 | 6 | 18 | 6 | 54.4828 | 129.7969 | 254.8647
2027 | 6 | 18 | 7 | 58.0132 | 146.776 | 280.5944
2027 | 6 | 18 | 8 | 59.5269 | 155.44 | 303.4127
2027 | 6 | 18 | 9 | 59.732 | 165.5998 | 319.9039
2027 | 6 | 18 | 10 | 59.5792 | 172.8956 | 321.9233
2027 | 6 | 18 | 11 | 59.4846 | 175.8144 | 313.4871
2027 | 6 | 18 | 12 | 58.3626 | 164.6846 | 298.1551
2027 | 6 | 18 | 13 | 57.9902 | 165.0875 | 293.6069
2027 | 6 | 18 | 14 | 58.1074 | 152.6887 | 291.8695
2027 | 6 | 18 | 15 | 60.0412 | 144.2678 | 292.6768
2027 | 6 | 18 | 16 | 63.521 | 153.3984 | 302.2707
2027 | 6 | 18 | 17 | 66.0537 | 146.5023 | 316.3988
2027 | 6 | 18 | 18 | 64.3502 | 136.6798 | 326.7163
2027 | 6 | 18 | 19 | 63.4736 | 134.6724 | 328.6159
2027 | 6 | 18 | 20 | 61.8233 | 129.575 | 320.151
2027 | 6 | 18 | 21 | 59.7164 | 133.2581 | 307.6971
2027 | 6 | 18 | 22 | 55.5899 | 125.0866 | 286.9606
2027 | 6 | 18 | 23 | 50.6732 | 113.0035 | 260.9883
2027 | 6 | 19 | 0 | 47.9904 | 109.0821 | 249.543
2027 | 6 | 19 | 1 | 44.2995 | 106.6478 | 230.4449
2027 | 6 | 19 | 2 | 42.8243 | 104.5108 | 222.9707
2027 | 6 | 19 | 3 | 42.1387 | 103.7979 | 218.4348
2027 | 6 | 19 | 4 | 42.7067 | 103.2457 | 218.209
2027 | 6 | 19 | 5 | 43.9129 | 103.7811 | 218.4451
2027 | 6 | 19 | 6 | 46.7376 | 108.975 | 213.0617
2027 | 6 | 19 | 7 | 49.7801 | 117.3239 | 226.4447
2027 | 6 | 19 | 8 | 53.6715 | 122.0855 | 247.7515
2027 | 6 | 19 | 9 | 57.139 | 129.2555 | 267.1468
2027 | 6 | 19 | 10 | 58.5036 | 137.1926 | 274.678
2027 | 6 | 19 | 11 | 59.2138 | 137.0115 | 281.7569
2027 | 6 | 19 | 12 | 58.9087 | 132.3144 | 266.1701
2027 | 6 | 19 | 13 | 58.1404 | 128.6535 | 272.0034
2027 | 6 | 19 | 14 | 57.8162 | 114.0523 | 271.0863
2027 | 6 | 19 | 15 | 59.0876 | 113.3129 | 274.2242
2027 | 6 | 19 | 16 | 62.1594 | 122.9397 | 284.2603
2027 | 6 | 19 | 17 | 64.2109 | 123.1219 | 310.2512
2027 | 6 | 19 | 18 | 62.2423 | 108.9162 | 322.5166
2027 | 6 | 19 | 19 | 60.458 | 107.8003 | 327.975
2027 | 6 | 19 | 20 | 57.0222 | 102.9193 | 317.2136
2027 | 6 | 19 | 21 | 54.0568 | 110.4899 | 308.6771
2027 | 6 | 19 | 22 | 50.3854 | 105.977 | 289.6452
2027 | 6 | 19 | 23 | 46.8584 | 99.2149 | 263.5559
2027 | 6 | 20 | 0 | 44.8248 | 104.4957 | 232.1969
2027 | 6 | 20 | 1 | 42.5911 | 101.8716 | 231.3149
2027 | 6 | 20 | 2 | 41.3704 | 100.4203 | 223.7502
2027 | 6 | 20 | 3 | 40.7683 | 99.9287 | 217.708
2027 | 6 | 20 | 4 | 41.2042 | 99.9296 | 215.306
2027 | 6 | 20 | 5 | 42.2419 | 100.7172 | 214.2989
2027 | 6 | 20 | 6 | 44.5256 | 106.7078 | 211.3067
2027 | 6 | 20 | 7 | 47.2702 | 113.399 | 223.712
2027 | 6 | 20 | 8 | 51.6266 | 115.0109 | 251.9919
2027 | 6 | 20 | 9 | 55.8248 | 121.5575 | 279.0353
2027 | 6 | 20 | 10 | 58.2582 | 128.978 | 289.2313
2027 | 6 | 20 | 11 | 59.5 | 132.8392 | 283.4244
2027 | 6 | 20 | 12 | 59.9433 | 128.6932 | 269.2634
2027 | 6 | 20 | 13 | 59.7923 | 128.3324 | 268.8226
2027 | 6 | 20 | 14 | 60.0043 | 117.7475 | 269.1264
2027 | 6 | 20 | 15 | 61.9098 | 117.4163 | 273.6128
2027 | 6 | 20 | 16 | 65.5975 | 126.393 | 280.5383
2027 | 6 | 20 | 17 | 68.2464 | 128.5696 | 302.0515
2027 | 6 | 20 | 18 | 64.3462 | 122.7611 | 324.6154
2027 | 6 | 20 | 19 | 62.9129 | 119.6028 | 320.4286
2027 | 6 | 20 | 20 | 59.9166 | 114.1248 | 313.2104
2027 | 6 | 20 | 21 | 56.2616 | 122.61 | 302.1055
2027 | 6 | 20 | 22 | 51.3052 | 115.5799 | 280.9509
2027 | 6 | 20 | 23 | 47.2349 | 108.7827 | 253.8746
2027 | 6 | 21 | 0 | 46.1455 | 107.6487 | 243.7054
2027 | 6 | 21 | 1 | 42.9911 | 105.8021 | 219.49
2027 | 6 | 21 | 2 | 42.2837 | 104.2946 | 213.8135
2027 | 6 | 21 | 3 | 42.2703 | 104.9823 | 210.4387
2027 | 6 | 21 | 4 | 43.9539 | 106.6132 | 212.8313
2027 | 6 | 21 | 5 | 46.8966 | 108.998 | 220.1614
2027 | 6 | 21 | 6 | 52.715 | 126.4148 | 236.5594
2027 | 6 | 21 | 7 | 55.8318 | 144.8738 | 259.9613
2027 | 6 | 21 | 8 | 56.8177 | 158.1455 | 275.9298
2027 | 6 | 21 | 9 | 56.9633 | 163.245 | 289.0381
2027 | 6 | 21 | 10 | 56.9959 | 169.838 | 292.5487
2027 | 6 | 21 | 11 | 57.4713 | 167.5498 | 288.6797
2027 | 6 | 21 | 12 | 59.5082 | 163.0727 | 275.6661
2027 | 6 | 21 | 13 | 59.8881 | 162.5778 | 277.9064
2027 | 6 | 21 | 14 | 60.8068 | 146.17 | 278.9662
2027 | 6 | 21 | 15 | 63.4043 | 143.7625 | 279.4001
2027 | 6 | 21 | 16 | 67.3096 | 155.6098 | 289.7358
2027 | 6 | 21 | 17 | 69.9424 | 149.9717 | 308.3962
2027 | 6 | 21 | 18 | 69.0974 | 137.6408 | 314.6665
2027 | 6 | 21 | 19 | 68.1007 | 136.1808 | 323.0465
2027 | 6 | 21 | 20 | 65.3755 | 129.6423 | 320.2434
2027 | 6 | 21 | 21 | 61.0599 | 134.3822 | 308.9656
2027 | 6 | 21 | 22 | 55.4217 | 127.6217 | 285.0137
2027 | 6 | 21 | 23 | 49.9518 | 115.2325 | 256.2569
2027 | 6 | 22 | 0 | 47.4325 | 113.9497 | 242.8118
2027 | 6 | 22 | 1 | 43.9736 | 108.8042 | 225.6377
2027 | 6 | 22 | 2 | 42.8677 | 105.9191 | 220.1473
2027 | 6 | 22 | 3 | 42.4109 | 105.5728 | 216.4516
2027 | 6 | 22 | 4 | 43.8223 | 106.3521 | 217.8857
2027 | 6 | 22 | 5 | 46.2814 | 108.1345 | 224.3081
2027 | 6 | 22 | 6 | 52.2637 | 123.9641 | 239.1134
2027 | 6 | 22 | 7 | 55.394 | 141.1301 | 262.8695
2027 | 6 | 22 | 8 | 56.7615 | 153.2643 | 278.9538
2027 | 6 | 22 | 9 | 57.5278 | 157.9239 | 289.8709
2027 | 6 | 22 | 10 | 57.8453 | 164.7082 | 292.8044
2027 | 6 | 22 | 11 | 58.6031 | 164.7282 | 288.2028
2027 | 6 | 22 | 12 | 60.1072 | 162.2909 | 274.6905
2027 | 6 | 22 | 13 | 60.7144 | 163.3879 | 276.2652
2027 | 6 | 22 | 14 | 61.6674 | 149.8691 | 276.9336
2027 | 6 | 22 | 15 | 64.3196 | 147.261 | 278.9612
2027 | 6 | 22 | 16 | 68.3288 | 159.7758 | 289.1305
2027 | 6 | 22 | 17 | 70.8989 | 153.7746 | 308.2565
2027 | 6 | 22 | 18 | 69.0395 | 146.2183 | 320.5501
2027 | 6 | 22 | 19 | 68.1206 | 144.9108 | 324.8075
2027 | 6 | 22 | 20 | 65.5507 | 137.628 | 321.1085
2027 | 6 | 22 | 21 | 61.0575 | 141.6265 | 310.8578
2027 | 6 | 22 | 22 | 55.248 | 133.1699 | 288.6042
2027 | 6 | 22 | 23 | 49.8912 | 119.7758 | 260.5442
2027 | 6 | 23 | 0 | 47.9009 | 116.3339 | 246.4322
2027 | 6 | 23 | 1 | 43.9457 | 110.4625 | 228.922
2027 | 6 | 23 | 2 | 42.7692 | 106.9151 | 223.6892
2027 | 6 | 23 | 3 | 42.2208 | 105.7055 | 220.1203
2027 | 6 | 23 | 4 | 43.5596 | 106.7699 | 222.1379
2027 | 6 | 23 | 5 | 45.8851 | 108.7248 | 228.814
2027 | 6 | 23 | 6 | 51.1599 | 126.1847 | 240.5563
2027 | 6 | 23 | 7 | 53.7747 | 143.6862 | 262.6026
2027 | 6 | 23 | 8 | 54.5324 | 155.3258 | 271.5642
2027 | 6 | 23 | 9 | 55.3793 | 160.6733 | 273.4996
2027 | 6 | 23 | 10 | 55.7013 | 166.4004 | 271.6119
2027 | 6 | 23 | 11 | 56.5426 | 166.6647 | 268.1703
2027 | 6 | 23 | 12 | 56.9787 | 166.5603 | 263.4286
2027 | 6 | 23 | 13 | 57.9099 | 167.6467 | 265.4961
2027 | 6 | 23 | 14 | 59.3681 | 156.8085 | 266.3322
2027 | 6 | 23 | 15 | 62.247 | 156.0968 | 267.1234
2027 | 6 | 23 | 16 | 66.602 | 164.8163 | 276.9787
2027 | 6 | 23 | 17 | 69.7004 | 158.0347 | 298.6941
2027 | 6 | 23 | 18 | 70.0816 | 146.374 | 300.6572
2027 | 6 | 23 | 19 | 68.3855 | 144.3038 | 317.3593
2027 | 6 | 23 | 20 | 64.4001 | 137.2533 | 318.8856
2027 | 6 | 23 | 21 | 59.5687 | 141.4457 | 311.1576
2027 | 6 | 23 | 22 | 53.8749 | 133.5318 | 288.4196
2027 | 6 | 23 | 23 | 48.4739 | 119.6631 | 259.1975
2027 | 6 | 24 | 0 | 47.3054 | 116.2575 | 246.8637
2027 | 6 | 24 | 1 | 44.4129 | 104.7178 | 226.943
2027 | 6 | 24 | 2 | 43.1085 | 101.9041 | 221.2043
2027 | 6 | 24 | 3 | 42.4719 | 100.9746 | 218.1909
2027 | 6 | 24 | 4 | 43.6161 | 102.0483 | 220.7805
2027 | 6 | 24 | 5 | 45.633 | 104.2087 | 227.5493
2027 | 6 | 24 | 6 | 50.35 | 123.8238 | 242.621
2027 | 6 | 24 | 7 | 53.0633 | 140.5866 | 261.629
2027 | 6 | 24 | 8 | 54.4479 | 153.1032 | 260.3919
2027 | 6 | 24 | 9 | 56.056 | 160.2833 | 253.7276
2027 | 6 | 24 | 10 | 56.8737 | 168.3318 | 248.3211
2027 | 6 | 24 | 11 | 58.131 | 164.8801 | 247.7931
2027 | 6 | 24 | 12 | 58.4803 | 152.1719 | 258.8613
2027 | 6 | 24 | 13 | 59.6701 | 154.5291 | 260.8604
2027 | 6 | 24 | 14 | 61.3145 | 147.8981 | 262.577
2027 | 6 | 24 | 15 | 64.507 | 144.7609 | 264.3918
2027 | 6 | 24 | 16 | 68.7701 | 150.8031 | 275.0742
2027 | 6 | 24 | 17 | 71.8342 | 144.1681 | 296.4593
2027 | 6 | 24 | 18 | 73.0687 | 137.1817 | 300.1312
2027 | 6 | 24 | 19 | 71.2246 | 137.5619 | 318.2403
2027 | 6 | 24 | 20 | 66.6873 | 125.7314 | 319.9996
2027 | 6 | 24 | 21 | 61.7697 | 129.137 | 312.2212
2027 | 6 | 24 | 22 | 55.9439 | 121.7382 | 289.4647
2027 | 6 | 24 | 23 | 50.2025 | 109.2387 | 259.6972
2027 | 6 | 25 | 0 | 47.9534 | 108.5529 | 246.8
2027 | 6 | 25 | 1 | 46.2331 | 103.508 | 227.4872
2027 | 6 | 25 | 2 | 44.7486 | 100.2138 | 220.696
2027 | 6 | 25 | 3 | 44.0015 | 99.2881 | 217.071
2027 | 6 | 25 | 4 | 45.0088 | 100.5138 | 219.2735
2027 | 6 | 25 | 5 | 47.2021 | 102.2213 | 225.3123
2027 | 6 | 25 | 6 | 52.4185 | 121.4297 | 238.0892
2027 | 6 | 25 | 7 | 56.0089 | 137.3378 | 257.1444
2027 | 6 | 25 | 8 | 58.8614 | 149.7392 | 254.9243
2027 | 6 | 25 | 9 | 61.8371 | 160.2432 | 247.7093
2027 | 6 | 25 | 10 | 63.7023 | 168.3319 | 241.5743
2027 | 6 | 25 | 11 | 65.7275 | 165.2278 | 240.7835
2027 | 6 | 25 | 12 | 66.8065 | 151.9745 | 237.3652
2027 | 6 | 25 | 13 | 68.4709 | 153.9129 | 242.0595
2027 | 6 | 25 | 14 | 69.9756 | 148.502 | 248.9116
2027 | 6 | 25 | 15 | 72.5384 | 144.274 | 254.7943
2027 | 6 | 25 | 16 | 76.0245 | 148.1383 | 268.171
2027 | 6 | 25 | 17 | 78.215 | 141.0691 | 296.3566
2027 | 6 | 25 | 18 | 76.762 | 133.3723 | 326.9819
2027 | 6 | 25 | 19 | 74.6773 | 132.7911 | 346.4307
2027 | 6 | 25 | 20 | 71.1161 | 122.4254 | 340.5402
2027 | 6 | 25 | 21 | 66.8224 | 125.7064 | 331.446
2027 | 6 | 25 | 22 | 61.3457 | 118.6457 | 309.0237
2027 | 6 | 25 | 23 | 55.3726 | 104.2688 | 278.0476
2027 | 6 | 26 | 0 | 51.6576 | 103.1946 | 253.3993
2027 | 6 | 26 | 1 | 45.9817 | 104.3615 | 243.7184
2027 | 6 | 26 | 2 | 43.6173 | 101.3707 | 234.4978
2027 | 6 | 26 | 3 | 42.4463 | 100.5772 | 228.5056
2027 | 6 | 26 | 4 | 42.212 | 100.3494 | 226.9183
2027 | 6 | 26 | 5 | 43.0474 | 99.6384 | 225.8749
2027 | 6 | 26 | 6 | 45.9859 | 106.1343 | 222.2144
2027 | 6 | 26 | 7 | 49.5779 | 113.497 | 236.14
2027 | 6 | 26 | 8 | 54.3902 | 127.1189 | 255.0909
2027 | 6 | 26 | 9 | 58.4135 | 138.4987 | 270.4861
2027 | 6 | 26 | 10 | 59.962 | 150.3052 | 277.5564
2027 | 6 | 26 | 11 | 61.2152 | 154.5106 | 283.8195
2027 | 6 | 26 | 12 | 61.4514 | 143.8284 | 275.3152
2027 | 6 | 26 | 13 | 61.0748 | 144.6029 | 278.9125
2027 | 6 | 26 | 14 | 60.4668 | 141.6512 | 285.8297
2027 | 6 | 26 | 15 | 61.3935 | 137.333 | 298.11
2027 | 6 | 26 | 16 | 63.731 | 144.6159 | 316.407
2027 | 6 | 26 | 17 | 65.0523 | 142.1687 | 348.4652
2027 | 6 | 26 | 18 | 60.5118 | 136.568 | 371.676
2027 | 6 | 26 | 19 | 58.8532 | 133.9205 | 382.4283
2027 | 6 | 26 | 20 | 55.7373 | 123.1814 | 369.5241
2027 | 6 | 26 | 21 | 53.0582 | 129.2725 | 359.6565
2027 | 6 | 26 | 22 | 49.4291 | 124.1612 | 336.5545
2027 | 6 | 26 | 23 | 45.7786 | 114.4986 | 305.0109
2027 | 6 | 27 | 0 | 43.8586 | 115.4705 | 278.5488
2027 | 6 | 27 | 1 | 40.4161 | 105.5129 | 259.4601
2027 | 6 | 27 | 2 | 39.0521 | 102.1848 | 248.1449
2027 | 6 | 27 | 3 | 38.4796 | 101.0621 | 240.3324
2027 | 6 | 27 | 4 | 38.4711 | 99.7073 | 237.4871
2027 | 6 | 27 | 5 | 39.1136 | 97.3875 | 234.8535
2027 | 6 | 27 | 6 | 42.2809 | 104.7529 | 229.6084
2027 | 6 | 27 | 7 | 44.6439 | 109.8677 | 243.7152
2027 | 6 | 27 | 8 | 48.5488 | 116.7833 | 271.3684
2027 | 6 | 27 | 9 | 52.3409 | 123.0353 | 299.1231
2027 | 6 | 27 | 10 | 54.1593 | 129.8244 | 313.3723
2027 | 6 | 27 | 11 | 56.0698 | 136.007 | 318.4816
2027 | 6 | 27 | 12 | 57.7835 | 136.3745 | 316.8971
2027 | 6 | 27 | 13 | 58.3018 | 135.5792 | 323.9372
2027 | 6 | 27 | 14 | 58.7862 | 134.3155 | 331.5606
2027 | 6 | 27 | 15 | 60.7846 | 135.2694 | 342.6091
2027 | 6 | 27 | 16 | 63.7535 | 137.0383 | 360.039
2027 | 6 | 27 | 17 | 65.8001 | 136.0013 | 385.8405
2027 | 6 | 27 | 18 | 63.6029 | 119.0682 | 393.357
2027 | 6 | 27 | 19 | 62.0798 | 117.3305 | 388.8802
2027 | 6 | 27 | 20 | 58.5195 | 111.4269 | 377.7076
2027 | 6 | 27 | 21 | 54.0724 | 117.6874 | 365.6833
2027 | 6 | 27 | 22 | 49.1301 | 112.5659 | 339.1029
2027 | 6 | 27 | 23 | 45.551 | 102.0855 | 305.1183
2027 | 6 | 28 | 0 | 43.8181 | 107.5487 | 286.8735
2027 | 6 | 28 | 1 | 41.4767 | 104.6325 | 254.7189
2027 | 6 | 28 | 2 | 40.5174 | 102.4635 | 245.0678
2027 | 6 | 28 | 3 | 40.1977 | 102.213 | 238.562
2027 | 6 | 28 | 4 | 41.3973 | 104.8035 | 238.7728
2027 | 6 | 28 | 5 | 43.6927 | 106.8726 | 244.1795
2027 | 6 | 28 | 6 | 49.48 | 127.2355 | 255.9142
2027 | 6 | 28 | 7 | 53.2012 | 146.4233 | 282.9217
2027 | 6 | 28 | 8 | 55.3012 | 161.6002 | 305.9472
2027 | 6 | 28 | 9 | 57.0279 | 170.994 | 324.125
2027 | 6 | 28 | 10 | 57.9141 | 178.1349 | 329.5176
2027 | 6 | 28 | 11 | 58.9778 | 170.3815 | 327.0197
2027 | 6 | 28 | 12 | 58.1972 | 165.4642 | 318.3272
2027 | 6 | 28 | 13 | 58.3358 | 165.9062 | 322.9368
2027 | 6 | 28 | 14 | 58.8873 | 147.4987 | 325.6592
2027 | 6 | 28 | 15 | 60.9643 | 146.1612 | 330.4762
2027 | 6 | 28 | 16 | 64.8194 | 158.6687 | 344.15
2027 | 6 | 28 | 17 | 67.3859 | 152.2607 | 364.5895
2027 | 6 | 28 | 18 | 68.7762 | 145.9245 | 385.9932
2027 | 6 | 28 | 19 | 67.5736 | 144.7019 | 391.1024
2027 | 6 | 28 | 20 | 64.5893 | 139.6748 | 383.7776
2027 | 6 | 28 | 21 | 59.9981 | 142.1538 | 368.6934
2027 | 6 | 28 | 22 | 55.2391 | 133.3187 | 341.7204
2027 | 6 | 28 | 23 | 49.9989 | 120.3187 | 304.4012
2027 | 6 | 29 | 0 | 46.7436 | 120.963 | 265.2402
2027 | 6 | 29 | 1 | 43.0428 | 108.436 | 267.87
2027 | 6 | 29 | 2 | 41.8854 | 105.2845 | 256.4498
2027 | 6 | 29 | 3 | 41.3148 | 103.9971 | 248.2009
2027 | 6 | 29 | 4 | 42.5446 | 106.3495 | 246.8799
2027 | 6 | 29 | 5 | 44.5879 | 108.0126 | 250.5393
2027 | 6 | 29 | 6 | 50.3433 | 125.8526 | 264.0908
2027 | 6 | 29 | 7 | 53.2492 | 144.312 | 292.2176
2027 | 6 | 29 | 8 | 53.9424 | 154.1821 | 312.3087
2027 | 6 | 29 | 9 | 54.377 | 164.408 | 325.336
2027 | 6 | 29 | 10 | 54.6458 | 172.406 | 333.3066
2027 | 6 | 29 | 11 | 55.4419 | 170.7879 | 340.1328
2027 | 6 | 29 | 12 | 56.3606 | 161.1162 | 346.8309
2027 | 6 | 29 | 13 | 56.3734 | 162.4258 | 355.2428
2027 | 6 | 29 | 14 | 56.8871 | 143.98 | 365.1128
2027 | 6 | 29 | 15 | 58.4177 | 142.5631 | 374.7665
2027 | 6 | 29 | 16 | 61.7498 | 154.3075 | 389.1583
2027 | 6 | 29 | 17 | 64.0475 | 147.6717 | 411.4443
2027 | 6 | 29 | 18 | 65.108 | 142.1429 | 422.0944
2027 | 6 | 29 | 19 | 64.2741 | 139.9966 | 420.0853
2027 | 6 | 29 | 20 | 62.7027 | 134.402 | 411.4395
2027 | 6 | 29 | 21 | 57.9138 | 137.6202 | 395.0485
2027 | 6 | 29 | 22 | 53.0699 | 131.3377 | 365.3346
2027 | 6 | 29 | 23 | 48.3461 | 119.2863 | 325.6589
2027 | 6 | 30 | 0 | 45.492 | 120.2901 | 306.6923
2027 | 6 | 30 | 1 | 44.2238 | 106.2576 | 261.4337
2027 | 6 | 30 | 2 | 42.8389 | 102.4942 | 251.7266
2027 | 6 | 30 | 3 | 42.0884 | 101.169 | 244.7926
2027 | 6 | 30 | 4 | 43.1142 | 104.016 | 244.9089
2027 | 6 | 30 | 5 | 45.1928 | 105.8635 | 248.9227
2027 | 6 | 30 | 6 | 49.17 | 128.2399 | 259.0205
2027 | 6 | 30 | 7 | 52.9393 | 146.6055 | 282.1569
2027 | 6 | 30 | 8 | 55.3142 | 156.6679 | 298.6052
2027 | 6 | 30 | 9 | 57.5999 | 164.7192 | 309.8255
2027 | 6 | 30 | 10 | 59.3748 | 168.6113 | 309.9112
2027 | 6 | 30 | 11 | 61.2244 | 163.5791 | 301.3971
2027 | 6 | 30 | 12 | 61.142 | 162.4519 | 295.9171
2027 | 6 | 30 | 13 | 61.3446 | 164.4292 | 291.0682
2027 | 6 | 30 | 14 | 61.7575 | 146.7703 | 287.3922
2027 | 6 | 30 | 15 | 63.5612 | 144.6969 | 287.782
2027 | 6 | 30 | 16 | 67.1751 | 154.8684 | 298.4743
2027 | 6 | 30 | 17 | 69.4895 | 147.6129 | 316.4423
2027 | 6 | 30 | 18 | 70.6767 | 141.3285 | 348.5961
2027 | 6 | 30 | 19 | 69.3181 | 140.7116 | 352.122
2027 | 6 | 30 | 20 | 66.4035 | 135.8973 | 346.4279
2027 | 6 | 30 | 21 | 61.6169 | 140.9913 | 332.5281
2027 | 6 | 30 | 22 | 56.4009 | 131.6878 | 308.5374
2027 | 6 | 30 | 23 | 50.8427 | 116.4419 | 275.0393
2027 | 7 | 1 | 0 | 48.5803 | 108.754 | 243.7325
2027 | 7 | 1 | 1 | 44.516 | 97.6333 | 278.5496
2027 | 7 | 1 | 2 | 42.4358 | 99.6192 | 266.1179
2027 | 7 | 1 | 3 | 41.2352 | 97.9216 | 257.0078
2027 | 7 | 1 | 4 | 41.316 | 98.7334 | 255.1197
2027 | 7 | 1 | 5 | 41.8615 | 97.5641 | 255.0477
2027 | 7 | 1 | 6 | 44.6985 | 92.873 | 255.612
2027 | 7 | 1 | 7 | 47.3215 | 97.5061 | 273.0232
2027 | 7 | 1 | 8 | 49.8006 | 105.3973 | 295.3978
2027 | 7 | 1 | 9 | 52.5219 | 114.0621 | 326.792
2027 | 7 | 1 | 10 | 54.3476 | 122.3988 | 339.3326
2027 | 7 | 1 | 11 | 55.904 | 123.7258 | 350.0949
2027 | 7 | 1 | 12 | 55.8194 | 121.8621 | 340.1403
2027 | 7 | 1 | 13 | 55.7183 | 123.6781 | 348.424
2027 | 7 | 1 | 14 | 55.3085 | 124.2005 | 354.5695
2027 | 7 | 1 | 15 | 57.0328 | 123.7959 | 368.4976
2027 | 7 | 1 | 16 | 60.3672 | 124.686 | 381.5495
2027 | 7 | 1 | 17 | 62.9367 | 121.3328 | 417.0106
2027 | 7 | 1 | 18 | 62.053 | 122.3823 | 439.6323
2027 | 7 | 1 | 19 | 60.6616 | 123.5027 | 448.5087
2027 | 7 | 1 | 20 | 57.3893 | 119.6305 | 434.5088
2027 | 7 | 1 | 21 | 52.9153 | 123.9926 | 416.5978
2027 | 7 | 1 | 22 | 49.5395 | 119.857 | 389.338
2027 | 7 | 1 | 23 | 47.2295 | 111.7155 | 355.502
2027 | 7 | 2 | 0 | 44.6642 | 106.6502 | 310.8313
2027 | 7 | 2 | 1 | 42.3424 | 106.7311 | 303.616
2027 | 7 | 2 | 2 | 40.8414 | 102.2206 | 290.8866
2027 | 7 | 2 | 3 | 39.9502 | 100.6024 | 282.1211
2027 | 7 | 2 | 4 | 40.8355 | 102.9677 | 280.177
2027 | 7 | 2 | 5 | 42.197 | 104.6686 | 281.9203
2027 | 7 | 2 | 6 | 46.6634 | 115.9675 | 292.651
2027 | 7 | 2 | 7 | 49.9365 | 133.9126 | 323.434
2027 | 7 | 2 | 8 | 52.3761 | 139.4294 | 354.1476
2027 | 7 | 2 | 9 | 54.6344 | 149.1555 | 375.3639
2027 | 7 | 2 | 10 | 56.2642 | 154.1417 | 385.6595
2027 | 7 | 2 | 11 | 57.5783 | 153.1203 | 388.7254
2027 | 7 | 2 | 12 | 58.9103 | 147.1044 | 384.8104
2027 | 7 | 2 | 13 | 58.8886 | 146.2099 | 383.1353
2027 | 7 | 2 | 14 | 59.3396 | 127.7298 | 386.097
2027 | 7 | 2 | 15 | 61.3363 | 127.6589 | 394.2948
2027 | 7 | 2 | 16 | 64.5313 | 133.4221 | 408.8691
2027 | 7 | 2 | 17 | 67.1524 | 126.9298 | 433.4872
2027 | 7 | 2 | 18 | 66.0511 | 119.9889 | 448.1232
2027 | 7 | 2 | 19 | 64.7613 | 120.6703 | 447.1695
2027 | 7 | 2 | 20 | 62.1086 | 115.6393 | 436.1421
2027 | 7 | 2 | 21 | 58.1867 | 122.5888 | 423.86
2027 | 7 | 2 | 22 | 54.3313 | 115.7373 | 399.4854
2027 | 7 | 2 | 23 | 49.7113 | 101.5964 | 361.6006
2027 | 7 | 3 | 0 | 47.1223 | 108.7983 | 330.6768
2027 | 7 | 3 | 1 | 42.1163 | 93.7185 | 304.5059
2027 | 7 | 3 | 2 | 40.2186 | 90.4907 | 289.6649
2027 | 7 | 3 | 3 | 39.3088 | 90.1448 | 280.2433
2027 | 7 | 3 | 4 | 39.3089 | 89.9961 | 275.3437
2027 | 7 | 3 | 5 | 39.8072 | 89.3535 | 270.7375
2027 | 7 | 3 | 6 | 39.6195 | 94.3685 | 264.8611
2027 | 7 | 3 | 7 | 42.5359 | 100.8652 | 284.8182
2027 | 7 | 3 | 8 | 47.5352 | 108.3383 | 321.4295
2027 | 7 | 3 | 9 | 52.618 | 115.5469 | 353.9425
2027 | 7 | 3 | 10 | 56.2024 | 120.5334 | 367.0361
2027 | 7 | 3 | 11 | 59.1786 | 125.4035 | 371.2916
2027 | 7 | 3 | 12 | 59.458 | 123.2728 | 370.2001
2027 | 7 | 3 | 13 | 60.3621 | 120.4822 | 368.3227
2027 | 7 | 3 | 14 | 61.7525 | 119.0581 | 365.2555
2027 | 7 | 3 | 15 | 64.0373 | 123.5736 | 365.626
2027 | 7 | 3 | 16 | 67.2907 | 117.9105 | 375.2918
2027 | 7 | 3 | 17 | 70.0045 | 116.7419 | 398.7261
2027 | 7 | 3 | 18 | 71.3407 | 105.8409 | 415.9644
2027 | 7 | 3 | 19 | 68.7464 | 106.5731 | 414.1392
2027 | 7 | 3 | 20 | 63.1269 | 99.7947 | 396.851
2027 | 7 | 3 | 21 | 58.8806 | 108.211 | 386.6102
2027 | 7 | 3 | 22 | 54.4548 | 103.9764 | 364.3824
2027 | 7 | 3 | 23 | 50.3929 | 95.4868 | 332.9953
2027 | 7 | 4 | 0 | 47.1878 | 98.2733 | 317.2976
2027 | 7 | 4 | 1 | 42.0614 | 96.7556 | 292.0676
2027 | 7 | 4 | 2 | 40.2488 | 93.5256 | 279.4662
2027 | 7 | 4 | 3 | 39.3219 | 93.1342 | 271.0387
2027 | 7 | 4 | 4 | 39.2951 | 93.5395 | 266.5284
2027 | 7 | 4 | 5 | 39.629 | 93.0468 | 262.8214
2027 | 7 | 4 | 6 | 40.4611 | 87.7877 | 259.0199
2027 | 7 | 4 | 7 | 42.3189 | 92.1651 | 272.8685
2027 | 7 | 4 | 8 | 46.0133 | 99.8094 | 297.4802
2027 | 7 | 4 | 9 | 50.1304 | 110.5709 | 321.8077
2027 | 7 | 4 | 10 | 52.911 | 120.8717 | 331.8053
2027 | 7 | 4 | 11 | 55.244 | 124.069 | 336.5406
2027 | 7 | 4 | 12 | 55.2839 | 120.7378 | 319.43
2027 | 7 | 4 | 13 | 54.7613 | 121.5608 | 325.6322
2027 | 7 | 4 | 14 | 54.6297 | 124.1276 | 330.6714
2027 | 7 | 4 | 15 | 55.689 | 128.3577 | 341.2243
2027 | 7 | 4 | 16 | 58.5851 | 125.6212 | 360.8105
2027 | 7 | 4 | 17 | 61.5145 | 126.7701 | 400.6092
2027 | 7 | 4 | 18 | 61.8346 | 125.663 | 432.8352
2027 | 7 | 4 | 19 | 60.1145 | 124.8488 | 444.3858
2027 | 7 | 4 | 20 | 57.0436 | 115.7906 | 427.7744
2027 | 7 | 4 | 21 | 53.303 | 121.9058 | 415.0556
2027 | 7 | 4 | 22 | 48.9346 | 117.2293 | 384.4142
2027 | 7 | 4 | 23 | 45.9428 | 107.1683 | 342.7937
2027 | 7 | 5 | 0 | 45.1731 | 110.279 | 304.4669
2027 | 7 | 5 | 1 | 45.1375 | 105.1013 | 286.622
2027 | 7 | 5 | 2 | 43.8692 | 101.9589 | 276.1833
2027 | 7 | 5 | 3 | 43.2865 | 101.7989 | 269.2463
2027 | 7 | 5 | 4 | 44.6143 | 104.6536 | 268.9043
2027 | 7 | 5 | 5 | 46.7908 | 108.5667 | 272.3893
2027 | 7 | 5 | 6 | 52.7778 | 118.4971 | 281.3049
2027 | 7 | 5 | 7 | 56.3569 | 134.7922 | 307.5013
2027 | 7 | 5 | 8 | 59.3593 | 145.8479 | 327.5119
2027 | 7 | 5 | 9 | 62.5472 | 153.0053 | 339.8583
2027 | 7 | 5 | 10 | 64.9385 | 157.0409 | 343.1217
2027 | 7 | 5 | 11 | 67.1668 | 155.9349 | 347.8059
2027 | 7 | 5 | 12 | 68.8613 | 149.0416 | 340.9685
2027 | 7 | 5 | 13 | 70.1218 | 148.6995 | 345.0126
2027 | 7 | 5 | 14 | 71.4935 | 138.8509 | 351.4044
2027 | 7 | 5 | 15 | 74.4728 | 139.4288 | 362.9805
2027 | 7 | 5 | 16 | 78.7735 | 138.2612 | 382.0431
2027 | 7 | 5 | 17 | 82.2171 | 132.3823 | 417.4694
2027 | 7 | 5 | 18 | 85.2856 | 128.7071 | 443.4931
2027 | 7 | 5 | 19 | 82.1634 | 129.9466 | 452.921
2027 | 7 | 5 | 20 | 76.2756 | 124.7816 | 438.906
2027 | 7 | 5 | 21 | 70.3133 | 131.494 | 423.5955
2027 | 7 | 5 | 22 | 63.4748 | 123.405 | 391.3043
2027 | 7 | 5 | 23 | 57.1788 | 109.9302 | 348.9706
2027 | 7 | 6 | 0 | 53.8253 | 115.0251 | 315.7537
2027 | 7 | 6 | 1 | 48.2397 | 106.8293 | 300.4245
2027 | 7 | 6 | 2 | 46.319 | 103.3629 | 288.1788
2027 | 7 | 6 | 3 | 45.2029 | 102.5001 | 279.7077
2027 | 7 | 6 | 4 | 46.0854 | 103.7475 | 277.8082
2027 | 7 | 6 | 5 | 47.766 | 107.0018 | 280.0831
2027 | 7 | 6 | 6 | 50.9775 | 122.6124 | 291.3511
2027 | 7 | 6 | 7 | 53.9841 | 141.7318 | 319.6729
2027 | 7 | 6 | 8 | 56.1802 | 151.2035 | 342.6389
2027 | 7 | 6 | 9 | 58.3177 | 157.5318 | 356.633
2027 | 7 | 6 | 10 | 59.9426 | 167.1333 | 362.2381
2027 | 7 | 6 | 11 | 61.66 | 172.0619 | 368.5811
2027 | 7 | 6 | 12 | 62.2149 | 164.3498 | 363.2459
2027 | 7 | 6 | 13 | 63.0661 | 164.7391 | 370.5752
2027 | 7 | 6 | 14 | 64.5559 | 158.4497 | 379.7005
2027 | 7 | 6 | 15 | 66.8522 | 157.3708 | 394.0225
2027 | 7 | 6 | 16 | 70.7175 | 159.2784 | 415.6928
2027 | 7 | 6 | 17 | 73.9038 | 152.3113 | 450.1253
2027 | 7 | 6 | 18 | 69.7933 | 150.5094 | 470.0286
2027 | 7 | 6 | 19 | 67.7323 | 147.6927 | 480.5081
2027 | 7 | 6 | 20 | 64.4347 | 138.2835 | 465.1476
2027 | 7 | 6 | 21 | 59.6205 | 141.2489 | 448.9064
2027 | 7 | 6 | 22 | 53.9917 | 132.2524 | 413.9696
2027 | 7 | 6 | 23 | 49.392 | 119.6499 | 368.4046
2027 | 7 | 7 | 0 | 49.0627 | 119.129 | 334.9093
2027 | 7 | 7 | 1 | 45.8499 | 111.8531 | 322.1757
2027 | 7 | 7 | 2 | 44.3031 | 107.21 | 307.937
2027 | 7 | 7 | 3 | 43.374 | 105.2037 | 297.4302
2027 | 7 | 7 | 4 | 44.4487 | 106.1268 | 294.1489
2027 | 7 | 7 | 5 | 46.2987 | 109.0481 | 295.434
2027 | 7 | 7 | 6 | 50.913 | 121.1115 | 307.7709
2027 | 7 | 7 | 7 | 53.6951 | 137.7908 | 337.9476
2027 | 7 | 7 | 8 | 55.591 | 144.7671 | 367.67
2027 | 7 | 7 | 9 | 57.9584 | 154.7001 | 389.1601
2027 | 7 | 7 | 10 | 59.8356 | 158.8448 | 399.5065
2027 | 7 | 7 | 11 | 61.7753 | 163.5924 | 407.505
2027 | 7 | 7 | 12 | 63.8013 | 154.2303 | 406.9949
2027 | 7 | 7 | 13 | 65.4726 | 155.4856 | 418.332
2027 | 7 | 7 | 14 | 67.4164 | 144.9241 | 429.5637
2027 | 7 | 7 | 15 | 70.7866 | 145.5765 | 445.4797
2027 | 7 | 7 | 16 | 75.228 | 148.6654 | 467.3459
2027 | 7 | 7 | 17 | 78.95 | 142.5463 | 499.1383
2027 | 7 | 7 | 18 | 81.6899 | 135.8534 | 507.8848
2027 | 7 | 7 | 19 | 79.0233 | 135.9449 | 516.3821
2027 | 7 | 7 | 20 | 73.8121 | 128.9923 | 499.3352
2027 | 7 | 7 | 21 | 68.5258 | 135.895 | 481.6195
2027 | 7 | 7 | 22 | 62.0687 | 126.9542 | 442.9515
2027 | 7 | 7 | 23 | 55.869 | 112.7677 | 393.5705
2027 | 7 | 8 | 0 | 51.8866 | 111.5973 | 356.4098
2027 | 7 | 8 | 1 | 47.3776 | 106.876 | 338.7298
2027 | 7 | 8 | 2 | 45.7571 | 103.6696 | 322.176
2027 | 7 | 8 | 3 | 44.9392 | 102.2658 | 310.2886
2027 | 7 | 8 | 4 | 45.9705 | 102.9663 | 305.9952
2027 | 7 | 8 | 5 | 48.0135 | 106.2428 | 306.2239
2027 | 7 | 8 | 6 | 51.7154 | 123.5188 | 323.1499
2027 | 7 | 8 | 7 | 54.6393 | 140.1486 | 354.1169
2027 | 7 | 8 | 8 | 56.7391 | 150.4186 | 381.7063
2027 | 7 | 8 | 9 | 59.3147 | 157.6238 | 400.0531
2027 | 7 | 8 | 10 | 61.2374 | 166.2672 | 407.4108
2027 | 7 | 8 | 11 | 63.3307 | 165.9727 | 414.7913
2027 | 7 | 8 | 12 | 64.4287 | 160.1046 | 423.6775
2027 | 7 | 8 | 13 | 65.4246 | 162.6827 | 432.5837
2027 | 7 | 8 | 14 | 66.9287 | 158.18 | 442.5419
2027 | 7 | 8 | 15 | 69.2876 | 157.5949 | 458.7815
2027 | 7 | 8 | 16 | 72.7218 | 160.1228 | 477.9852
2027 | 7 | 8 | 17 | 75.2484 | 153.0461 | 506.3364
2027 | 7 | 8 | 18 | 71.8778 | 146.5497 | 516.4271
2027 | 7 | 8 | 19 | 70.1064 | 145.4162 | 521.9772
2027 | 7 | 8 | 20 | 67.0127 | 135.9923 | 504.0801
2027 | 7 | 8 | 21 | 62.5594 | 138.9826 | 485.6374
2027 | 7 | 8 | 22 | 57.0305 | 130.5059 | 447.7886
2027 | 7 | 8 | 23 | 52.2711 | 117.5426 | 398.7823
2027 | 7 | 9 | 0 | 50.0811 | 115.5725 | 365.1384
2027 | 7 | 9 | 1 | 47.1288 | 114.6608 | 343.5357
2027 | 7 | 9 | 2 | 45.4109 | 109.6591 | 326.2061
2027 | 7 | 9 | 3 | 44.4151 | 108.2865 | 313.6462
2027 | 7 | 9 | 4 | 45.4013 | 110.3738 | 308.9934
2027 | 7 | 9 | 5 | 47.1497 | 113.4941 | 308.5728
2027 | 7 | 9 | 6 | 51.5391 | 123.125 | 323.7798
2027 | 7 | 9 | 7 | 54.4285 | 139.5676 | 354.1216
2027 | 7 | 9 | 8 | 56.526 | 146.4517 | 383.2557
2027 | 7 | 9 | 9 | 58.5872 | 155.832 | 404.2166
2027 | 7 | 9 | 10 | 59.8709 | 162.8865 | 411.6913
2027 | 7 | 9 | 11 | 60.8463 | 167.5815 | 415.8606
2027 | 7 | 9 | 12 | 63.0043 | 161.0279 | 427.1504
2027 | 7 | 9 | 13 | 64.13 | 163.1335 | 435.4595
2027 | 7 | 9 | 14 | 65.7442 | 152.5947 | 444.3393
2027 | 7 | 9 | 15 | 68.563 | 149.8907 | 459.3952
2027 | 7 | 9 | 16 | 72.3751 | 152.609 | 475.5555
2027 | 7 | 9 | 17 | 75.3619 | 145.3813 | 500.799
2027 | 7 | 9 | 18 | 74.8932 | 135.2833 | 505.0206
2027 | 7 | 9 | 19 | 72.7055 | 135.3127 | 503.0489
2027 | 7 | 9 | 20 | 69.0569 | 129.9722 | 485.1621
2027 | 7 | 9 | 21 | 65.0565 | 136.5146 | 467.7202
2027 | 7 | 9 | 22 | 60.0559 | 127.7018 | 435.7336
2027 | 7 | 9 | 23 | 54.598 | 112.6919 | 393.2518
2027 | 7 | 10 | 0 | 47.9708 | 113.2957 | 364.7554
2027 | 7 | 10 | 1 | 43.1136 | 100.1816 | 330.0247
2027 | 7 | 10 | 2 | 41.0498 | 96.3835 | 313.1829
2027 | 7 | 10 | 3 | 39.9776 | 95.4852 | 301.2868
2027 | 7 | 10 | 4 | 39.9102 | 95.6322 | 294.0647
2027 | 7 | 10 | 5 | 40.5628 | 95.4225 | 289.5887
2027 | 7 | 10 | 6 | 43.2798 | 99.4827 | 290.8748
2027 | 7 | 10 | 7 | 46.1743 | 106.2497 | 309.8879
2027 | 7 | 10 | 8 | 50.8414 | 110.688 | 336.6726
2027 | 7 | 10 | 9 | 55.2935 | 117.9107 | 361.3835
2027 | 7 | 10 | 10 | 57.4865 | 122.433 | 371.171
2027 | 7 | 10 | 11 | 59.2315 | 130.1336 | 376.9053
2027 | 7 | 10 | 12 | 60.2243 | 124.3832 | 369.6862
2027 | 7 | 10 | 13 | 60.125 | 122.735 | 373.7196
2027 | 7 | 10 | 14 | 60.173 | 123.0168 | 377.2644
2027 | 7 | 10 | 15 | 61.5608 | 124.0078 | 384.8922
2027 | 7 | 10 | 16 | 64.0254 | 121.1011 | 400.1146
2027 | 7 | 10 | 17 | 65.9841 | 119.9284 | 433.6786
2027 | 7 | 10 | 18 | 62.2817 | 119.4456 | 443.2966
2027 | 7 | 10 | 19 | 59.9517 | 120.2269 | 449.7834
2027 | 7 | 10 | 20 | 54.855 | 111.9002 | 429.5726
2027 | 7 | 10 | 21 | 50.2911 | 119.5486 | 417.5116
2027 | 7 | 10 | 22 | 46.2641 | 113.7231 | 391.3645
2027 | 7 | 10 | 23 | 43.8477 | 103.2234 | 354.9388
2027 | 7 | 11 | 0 | 43.9168 | 99.1403 | 332.948
2027 | 7 | 11 | 1 | 40.4716 | 96.124 | 293.2974
2027 | 7 | 11 | 2 | 39.0303 | 92.8593 | 280.8979
2027 | 7 | 11 | 3 | 38.3424 | 92.4291 | 272.723
2027 | 7 | 11 | 4 | 38.4405 | 92.2748 | 267.452
2027 | 7 | 11 | 5 | 38.9124 | 90.6844 | 263.2389
2027 | 7 | 11 | 6 | 40.3903 | 98.0006 | 262.0905
2027 | 7 | 11 | 7 | 42.2884 | 103.735 | 273.776
2027 | 7 | 11 | 8 | 45.9881 | 108.4647 | 288.7984
2027 | 7 | 11 | 9 | 50.113 | 114.9494 | 303.4047
2027 | 7 | 11 | 10 | 52.9787 | 120.1349 | 305.9767
2027 | 7 | 11 | 11 | 55.4042 | 125.8862 | 306.1055
2027 | 7 | 11 | 12 | 57.4231 | 122.3174 | 292.264
2027 | 7 | 11 | 13 | 58.4403 | 121.19 | 295.5854
2027 | 7 | 11 | 14 | 60.0443 | 121.7772 | 293.3491
2027 | 7 | 11 | 15 | 62.839 | 127.492 | 295.2122
2027 | 7 | 11 | 16 | 66.7845 | 122.7643 | 306.2629
2027 | 7 | 11 | 17 | 70.2482 | 123.3119 | 344.3154
2027 | 7 | 11 | 18 | 74.9006 | 121.9288 | 365.7708
2027 | 7 | 11 | 19 | 72.4803 | 121.8123 | 376.8478
2027 | 7 | 11 | 20 | 66.4454 | 116.4852 | 362.3761
2027 | 7 | 11 | 21 | 61.0536 | 121.9409 | 351.2282
2027 | 7 | 11 | 22 | 55.3744 | 116.206 | 325.896
2027 | 7 | 11 | 23 | 50.7534 | 106.161 | 290.8072
2027 | 7 | 12 | 0 | 45.7526 | 102.4607 | 271.0209
2027 | 7 | 12 | 1 | 44.5129 | 102.2243 | 267.0905
2027 | 7 | 12 | 2 | 43.2112 | 99.5283 | 259.298
2027 | 7 | 12 | 3 | 42.6328 | 99.7856 | 254.6803
2027 | 7 | 12 | 4 | 43.8769 | 102.9431 | 255.9923
2027 | 7 | 12 | 5 | 45.9109 | 106.7273 | 260.5544
2027 | 7 | 12 | 6 | 49.0924 | 118.3481 | 272.3829
2027 | 7 | 12 | 7 | 52.4602 | 135.4576 | 295.9609
2027 | 7 | 12 | 8 | 55.2891 | 145.9269 | 311.3301
2027 | 7 | 12 | 9 | 58.209 | 152.4324 | 321.1961
2027 | 7 | 12 | 10 | 60.7411 | 158.4084 | 322.9104
2027 | 7 | 12 | 11 | 63.0682 | 157.7743 | 322.8238
2027 | 7 | 12 | 12 | 64.0685 | 149.7443 | 310.8167
2027 | 7 | 12 | 13 | 65.3135 | 150.4111 | 309.9987
2027 | 7 | 12 | 14 | 66.9973 | 145.5624 | 312.1663
2027 | 7 | 12 | 15 | 69.9934 | 146.0157 | 318.8622
2027 | 7 | 12 | 16 | 74.4642 | 144.7942 | 332.7888
2027 | 7 | 12 | 17 | 77.9308 | 139.8423 | 366.4028
2027 | 7 | 12 | 18 | 75.4852 | 144.3375 | 387.886
2027 | 7 | 12 | 19 | 73.2526 | 145.8231 | 391.9341
2027 | 7 | 12 | 20 | 69.3452 | 135.0123 | 381.5458
2027 | 7 | 12 | 21 | 64.5189 | 138.6365 | 369.6924
2027 | 7 | 12 | 22 | 58.6302 | 129.3812 | 343.413
2027 | 7 | 12 | 23 | 53.2109 | 116.1153 | 308.3768
2027 | 7 | 13 | 0 | 51.1409 | 114.1158 | 291.306
2027 | 7 | 13 | 1 | 46.9624 | 104.8099 | 277.6291
2027 | 7 | 13 | 2 | 45.4372 | 101.3275 | 268.6976
2027 | 7 | 13 | 3 | 44.6046 | 100.2811 | 262.7535
2027 | 7 | 13 | 4 | 45.7994 | 101.4298 | 262.9148
2027 | 7 | 13 | 5 | 47.9515 | 104.5499 | 267.0112
2027 | 7 | 13 | 6 | 51.9846 | 113.8728 | 277.6909
2027 | 7 | 13 | 7 | 55.0371 | 130.2883 | 302.8104
2027 | 7 | 13 | 8 | 57.2375 | 139.2396 | 317.1672
2027 | 7 | 13 | 9 | 59.6547 | 148.7642 | 322.379
2027 | 7 | 13 | 10 | 61.7496 | 157.7517 | 325.397
2027 | 7 | 13 | 11 | 64.0162 | 161.4698 | 331.4547
2027 | 7 | 13 | 12 | 65.2398 | 156.7702 | 328.1738
2027 | 7 | 13 | 13 | 65.9511 | 158.471 | 331.6249
2027 | 7 | 13 | 14 | 66.8263 | 152.597 | 338.4809
2027 | 7 | 13 | 15 | 68.88 | 152.8258 | 350.0117
2027 | 7 | 13 | 16 | 72.4773 | 153.9829 | 370.8616
2027 | 7 | 13 | 17 | 75.1381 | 147.9784 | 406.8722
2027 | 7 | 13 | 18 | 78.2262 | 138.2889 | 420.115
2027 | 7 | 13 | 19 | 75.8205 | 137.7614 | 420.9769
2027 | 7 | 13 | 20 | 71.6649 | 130.8424 | 409.8374
2027 | 7 | 13 | 21 | 65.9723 | 136.1073 | 396.1398
2027 | 7 | 13 | 22 | 59.4881 | 127.9558 | 367.0705
2027 | 7 | 13 | 23 | 54.1732 | 114.6215 | 329.2157
2027 | 7 | 14 | 0 | 51.6637 | 115.4796 | 304.9628
2027 | 7 | 14 | 1 | 48.3594 | 115.4926 | 296.826
2027 | 7 | 14 | 2 | 46.623 | 110.8554 | 285.2036
2027 | 7 | 14 | 3 | 45.6269 | 109.1131 | 277.2191
2027 | 7 | 14 | 4 | 46.6192 | 110.4451 | 275.599
2027 | 7 | 14 | 5 | 48.7188 | 114.2348 | 278.587
2027 | 7 | 14 | 6 | 52.0985 | 124.545 | 291.7997
2027 | 7 | 14 | 7 | 55.3339 | 141.2453 | 320.7084
2027 | 7 | 14 | 8 | 57.9619 | 150.9773 | 347.4974
2027 | 7 | 14 | 9 | 61.0471 | 158.3905 | 366.6679
2027 | 7 | 14 | 10 | 63.5053 | 164.7067 | 373.8336
2027 | 7 | 14 | 11 | 66.0863 | 167.3329 | 377.1871
2027 | 7 | 14 | 12 | 67.3272 | 167.7566 | 369.6863
2027 | 7 | 14 | 13 | 68.6986 | 168.6204 | 374.1385
2027 | 7 | 14 | 14 | 70.2752 | 159.4678 | 378.5066
2027 | 7 | 14 | 15 | 72.9676 | 158.8203 | 386.0047
2027 | 7 | 14 | 16 | 76.9309 | 160.9088 | 402.6404
2027 | 7 | 14 | 17 | 79.7745 | 153.0455 | 432.0023
2027 | 7 | 14 | 18 | 80.2174 | 148.573 | 444.2473
2027 | 7 | 14 | 19 | 77.9388 | 146.6138 | 440.5453
2027 | 7 | 14 | 20 | 74.0385 | 139.7644 | 429.7559
2027 | 7 | 14 | 21 | 68.7665 | 144.1363 | 415.7437
2027 | 7 | 14 | 22 | 62.2602 | 134.5559 | 385.2448
2027 | 7 | 14 | 23 | 56.3655 | 120.0865 | 346.0962
2027 | 7 | 15 | 0 | 52.2289 | 122.2216 | 329.3996
2027 | 7 | 15 | 1 | 49.2978 | 114.4966 | 303.2229
2027 | 7 | 15 | 2 | 47.4418 | 110.3087 | 290.7162
2027 | 7 | 15 | 3 | 46.4187 | 108.5448 | 282.4815
2027 | 7 | 15 | 4 | 47.2908 | 109.3794 | 280.9403
2027 | 7 | 15 | 5 | 49.2819 | 113.1506 | 284.1324
2027 | 7 | 15 | 6 | 52.9566 | 122.8362 | 295.8934
2027 | 7 | 15 | 7 | 56.426 | 138.8455 | 322.4422
2027 | 7 | 15 | 8 | 59.5126 | 149.7702 | 349.0897
2027 | 7 | 15 | 9 | 63.0347 | 159.3393 | 369.5295
2027 | 7 | 15 | 10 | 66.0226 | 168.8616 | 374.4207
2027 | 7 | 15 | 11 | 69.0221 | 172.0117 | 372.5863
2027 | 7 | 15 | 12 | 71.748 | 165.4552 | 357.5852
2027 | 7 | 15 | 13 | 73.8476 | 167.9266 | 361.2439
2027 | 7 | 15 | 14 | 76.2019 | 158.8356 | 364.7081
2027 | 7 | 15 | 15 | 79.8465 | 156.5541 | 374.1454
2027 | 7 | 15 | 16 | 84.0115 | 161.3638 | 390.1694
2027 | 7 | 15 | 17 | 86.9916 | 153.0311 | 417.2578
2027 | 7 | 15 | 18 | 85.6625 | 151.2662 | 424.2675
2027 | 7 | 15 | 19 | 82.7327 | 150.125 | 434.4609
2027 | 7 | 15 | 20 | 76.974 | 142.6293 | 421.3121
2027 | 7 | 15 | 21 | 71.1821 | 145.9744 | 408.0923
2027 | 7 | 15 | 22 | 64.4176 | 136.7422 | 377.9757
2027 | 7 | 15 | 23 | 58.1262 | 122.0145 | 337.7653
2027 | 7 | 16 | 0 | 54.4932 | 120.8848 | 309.2679
2027 | 7 | 16 | 1 | 50.5732 | 114.4444 | 281.4743
2027 | 7 | 16 | 2 | 48.4823 | 109.766 | 270.8796
2027 | 7 | 16 | 3 | 47.275 | 108.2358 | 264.8549
2027 | 7 | 16 | 4 | 48.0078 | 109.1296 | 264.6678
2027 | 7 | 16 | 5 | 49.8688 | 112.1643 | 267.8817
2027 | 7 | 16 | 6 | 54.3663 | 123.3007 | 279.3689
2027 | 7 | 16 | 7 | 58.0758 | 139.2028 | 298.9628
2027 | 7 | 16 | 8 | 61.5861 | 149.8235 | 305.7333
2027 | 7 | 16 | 9 | 65.0078 | 160.0383 | 306.3337
2027 | 7 | 16 | 10 | 67.3074 | 169.7776 | 298.7464
2027 | 7 | 16 | 11 | 69.1956 | 173.7501 | 290.4336
2027 | 7 | 16 | 12 | 70.2251 | 170.0843 | 280.6519
2027 | 7 | 16 | 13 | 71.1154 | 172.1723 | 278.8788
2027 | 7 | 16 | 14 | 72.156 | 164.5073 | 280.3212
2027 | 7 | 16 | 15 | 74.0861 | 160.4029 | 285.9599
2027 | 7 | 16 | 16 | 77.0775 | 165.1919 | 300.0413
2027 | 7 | 16 | 17 | 78.9371 | 156.4563 | 332.5054
2027 | 7 | 16 | 18 | 76.2749 | 144.6503 | 350.3844
2027 | 7 | 16 | 19 | 73.4619 | 141.9351 | 365.5067
2027 | 7 | 16 | 20 | 69.2772 | 132.6853 | 354.4013
2027 | 7 | 16 | 21 | 65.0344 | 135.393 | 345.4465
2027 | 7 | 16 | 22 | 59.8474 | 126.9794 | 324.7584
2027 | 7 | 16 | 23 | 54.6538 | 112.5414 | 294.4185
2027 | 7 | 17 | 0 | 52.2023 | 116.9839 | 278.4011
2027 | 7 | 17 | 1 | 46.5829 | 105.4918 | 255.0726
2027 | 7 | 17 | 2 | 44.1927 | 101.7259 | 246.9701
2027 | 7 | 17 | 3 | 42.9073 | 100.2167 | 242.0871
2027 | 7 | 17 | 4 | 42.6816 | 100.0449 | 240.2401
2027 | 7 | 17 | 5 | 43.1557 | 99.8396 | 239.8241
2027 | 7 | 17 | 6 | 45.0202 | 103.0978 | 236.6554
2027 | 7 | 17 | 7 | 48.0456 | 110.0647 | 248.7737
2027 | 7 | 17 | 8 | 52.4744 | 114.7539 | 263.7211
2027 | 7 | 17 | 9 | 56.3111 | 124.6059 | 273.357
2027 | 7 | 17 | 10 | 57.8721 | 133.3557 | 273.1389
2027 | 7 | 17 | 11 | 59.1496 | 143.1132 | 276.1822
2027 | 7 | 17 | 12 | 61.2466 | 136.9604 | 266.0018
2027 | 7 | 17 | 13 | 60.7562 | 135.7395 | 265.4909
2027 | 7 | 17 | 14 | 60.2013 | 131.3591 | 262.9408
2027 | 7 | 17 | 15 | 61.2 | 126.6178 | 269.3564
2027 | 7 | 17 | 16 | 63.6687 | 130.3367 | 281.6932
2027 | 7 | 17 | 17 | 65.6555 | 127.4907 | 319.1549
2027 | 7 | 17 | 18 | 61.6299 | 117.6527 | 350.2036
2027 | 7 | 17 | 19 | 59.3593 | 116.1361 | 364.8226
2027 | 7 | 17 | 20 | 54.9164 | 106.9464 | 351.8651
2027 | 7 | 17 | 21 | 51.5209 | 115.3261 | 344.0855
2027 | 7 | 17 | 22 | 47.9275 | 109.9016 | 324.2747
2027 | 7 | 17 | 23 | 45.0758 | 101.5194 | 294.6592
2027 | 7 | 18 | 0 | 44.5722 | 107.0683 | 270.8836
2027 | 7 | 18 | 1 | 40.4741 | 97.5461 | 259.1208
2027 | 7 | 18 | 2 | 39.1803 | 94.3209 | 250.2711
2027 | 7 | 18 | 3 | 38.594 | 93.5208 | 244.6628
2027 | 7 | 18 | 4 | 38.7233 | 92.8613 | 242.5515
2027 | 7 | 18 | 5 | 39.3131 | 91.9392 | 241.3643
2027 | 7 | 18 | 6 | 40.7634 | 92.6395 | 233.9229
2027 | 7 | 18 | 7 | 43.3258 | 96.1228 | 244.2035
2027 | 7 | 18 | 8 | 47.4831 | 98.2259 | 265.2199
2027 | 7 | 18 | 9 | 51.1251 | 105.6885 | 283.4413
2027 | 7 | 18 | 10 | 53.3363 | 110.3103 | 289.2931
2027 | 7 | 18 | 11 | 55.1933 | 115.7092 | 291.4754
2027 | 7 | 18 | 12 | 56.6771 | 116.842 | 275.1568
2027 | 7 | 18 | 13 | 57.0537 | 115.418 | 278.4969
2027 | 7 | 18 | 14 | 57.7707 | 117.4073 | 283.9675
2027 | 7 | 18 | 15 | 60.3089 | 119.1602 | 297.9361
2027 | 7 | 18 | 16 | 64.1366 | 113.3442 | 319.8824
2027 | 7 | 18 | 17 | 66.8443 | 112.5145 | 362.2839
2027 | 7 | 18 | 18 | 65.2187 | 101.2237 | 391.3947
2027 | 7 | 18 | 19 | 63.543 | 101.1595 | 405.5358
2027 | 7 | 18 | 20 | 59.2672 | 96.4009 | 392.315
2027 | 7 | 18 | 21 | 55.009 | 103.5498 | 381.9263
2027 | 7 | 18 | 22 | 50.294 | 99.4741 | 354.7325
2027 | 7 | 18 | 23 | 46.7122 | 91.3074 | 317.1725
2027 | 7 | 19 | 0 | 44.9878 | 97.4401 | 290.1918
2027 | 7 | 19 | 1 | 43.0156 | 97.6225 | 262.6065
2027 | 7 | 19 | 2 | 42.143 | 96.0098 | 254.3979
2027 | 7 | 19 | 3 | 41.8805 | 96.527 | 249.7947
2027 | 7 | 19 | 4 | 43.4049 | 99.0463 | 250.7792
2027 | 7 | 19 | 5 | 45.9558 | 102.8735 | 256.3421
2027 | 7 | 19 | 6 | 50.8655 | 112.6726 | 266.0961
2027 | 7 | 19 | 7 | 53.9809 | 128.8219 | 289.8575
2027 | 7 | 19 | 8 | 56.3482 | 136.9837 | 303.7599
2027 | 7 | 19 | 9 | 58.5716 | 141.7199 | 309.5347
2027 | 7 | 19 | 10 | 60.149 | 148.1562 | 308.9776
2027 | 7 | 19 | 11 | 61.4204 | 150.648 | 311.9377
2027 | 7 | 19 | 12 | 62.311 | 153.7453 | 302.7983
2027 | 7 | 19 | 13 | 62.9383 | 153.0358 | 306.7133
2027 | 7 | 19 | 14 | 64.0227 | 144.8982 | 311.6934
2027 | 7 | 19 | 15 | 66.4941 | 145.3602 | 319.249
2027 | 7 | 19 | 16 | 70.4164 | 145.7425 | 338.4698
2027 | 7 | 19 | 17 | 73.5097 | 140.7602 | 374.5224
2027 | 7 | 19 | 18 | 70.9203 | 129.2184 | 407.1953
2027 | 7 | 19 | 19 | 69.3597 | 129.5408 | 423.1256
2027 | 7 | 19 | 20 | 65.847 | 122.9177 | 410.5943
2027 | 7 | 19 | 21 | 61.0889 | 128.4221 | 395.8811
2027 | 7 | 19 | 22 | 55.3133 | 119.8649 | 364.5588
2027 | 7 | 19 | 23 | 50.219 | 108.7539 | 324.5451
2027 | 7 | 20 | 0 | 48.558 | 107.9253 | 294.0529
2027 | 7 | 20 | 1 | 44.1383 | 99.1729 | 280.8339
2027 | 7 | 20 | 2 | 42.8859 | 96.3201 | 270.4541
2027 | 7 | 20 | 3 | 42.2237 | 95.8985 | 263.9208
2027 | 7 | 20 | 4 | 43.6135 | 97.9272 | 263.1614
2027 | 7 | 20 | 5 | 45.652 | 100.5356 | 267.3648
2027 | 7 | 20 | 6 | 49.1631 | 116.8029 | 278.6309
2027 | 7 | 20 | 7 | 51.835 | 132.936 | 303.6328
2027 | 7 | 20 | 8 | 53.8354 | 140.5175 | 320.3424
2027 | 7 | 20 | 9 | 55.8223 | 146.5952 | 328.2341
2027 | 7 | 20 | 10 | 57.4807 | 152.6762 | 330.9245
2027 | 7 | 20 | 11 | 58.9862 | 157.9039 | 336.6516
2027 | 7 | 20 | 12 | 59.7696 | 152.2405 | 333.3125
2027 | 7 | 20 | 13 | 61.1254 | 153.8122 | 341.8299
2027 | 7 | 20 | 14 | 63.2021 | 145.4503 | 350.7124
2027 | 7 | 20 | 15 | 66.7895 | 145.3805 | 361.794
2027 | 7 | 20 | 16 | 71.8645 | 147.3275 | 383.1102
2027 | 7 | 20 | 17 | 76.435 | 141.0763 | 417.7366
2027 | 7 | 20 | 18 | 79.4642 | 127.0801 | 434.3698
2027 | 7 | 20 | 19 | 77.1302 | 127.4992 | 446.8613
2027 | 7 | 20 | 20 | 71.681 | 120.6101 | 433.9803
2027 | 7 | 20 | 21 | 65.8823 | 126.4802 | 418.9769
2027 | 7 | 20 | 22 | 59.6054 | 119.2682 | 386.1136
2027 | 7 | 20 | 23 | 53.7763 | 106.7004 | 344.186
2027 | 7 | 21 | 0 | 50.114 | 107.7801 | 317.4777
2027 | 7 | 21 | 1 | 46.4133 | 97.8061 | 297.9595
2027 | 7 | 21 | 2 | 44.9394 | 94.6114 | 286.4423
2027 | 7 | 21 | 3 | 44.1061 | 93.6151 | 278.4967
2027 | 7 | 21 | 4 | 45.3559 | 95.1384 | 277.0229
2027 | 7 | 21 | 5 | 47.5332 | 98.3022 | 280.335
2027 | 7 | 21 | 6 | 50.6985 | 110.1101 | 295.4323
2027 | 7 | 21 | 7 | 53.8757 | 125.7088 | 321.6115
2027 | 7 | 21 | 8 | 56.5677 | 134.6191 | 343.3373
2027 | 7 | 21 | 9 | 59.7632 | 143.7463 | 357.056
2027 | 7 | 21 | 10 | 62.5105 | 149.6592 | 362.104
2027 | 7 | 21 | 11 | 65.2509 | 149.5432 | 364.9981
2027 | 7 | 21 | 12 | 67.0394 | 138.8216 | 365.1747
2027 | 7 | 21 | 13 | 69.2835 | 140.0852 | 370.2356
2027 | 7 | 21 | 14 | 71.7712 | 140.0463 | 375.3815
2027 | 7 | 21 | 15 | 75.5827 | 139.861 | 383.4058
2027 | 7 | 21 | 16 | 80.511 | 135.8699 | 400.1179
2027 | 7 | 21 | 17 | 84.2023 | 129.199 | 428.4081
2027 | 7 | 21 | 18 | 83.9749 | 130.7019 | 439.5584
2027 | 7 | 21 | 19 | 81.4663 | 130.8309 | 447.9888
2027 | 7 | 21 | 20 | 76.1993 | 120.226 | 435.0993
2027 | 7 | 21 | 21 | 70.2234 | 123.9248 | 420.1416
2027 | 7 | 21 | 22 | 63.4794 | 117.1567 | 387.0374
2027 | 7 | 21 | 23 | 57.1483 | 104.3957 | 345.4225
2027 | 7 | 22 | 0 | 52.9679 | 104.3971 | 321.8981
2027 | 7 | 22 | 1 | 48.7151 | 100.6958 | 303.8145
2027 | 7 | 22 | 2 | 46.9969 | 97.5817 | 290.9667
2027 | 7 | 22 | 3 | 46.026 | 96.5979 | 282.3347
2027 | 7 | 22 | 4 | 47.0525 | 97.9624 | 280.6037
2027 | 7 | 22 | 5 | 49.0693 | 101.6048 | 283.8005
2027 | 7 | 22 | 6 | 52.2445 | 112.9209 | 296.1718
2027 | 7 | 22 | 7 | 55.2303 | 127.94 | 321.3944
2027 | 7 | 22 | 8 | 57.4518 | 140.0462 | 340.8239
2027 | 7 | 22 | 9 | 59.9646 | 149.8366 | 351.7664
2027 | 7 | 22 | 10 | 62.2967 | 161.1958 | 354.9869
2027 | 7 | 22 | 11 | 64.5929 | 161.7868 | 361.1821
2027 | 7 | 22 | 12 | 66.375 | 158.2724 | 356.4124
2027 | 7 | 22 | 13 | 67.8912 | 161.6306 | 365.9498
2027 | 7 | 22 | 14 | 69.5865 | 160.7692 | 376.9936
2027 | 7 | 22 | 15 | 72.33 | 157.591 | 390.3185
2027 | 7 | 22 | 16 | 76.1466 | 157.806 | 411.1615
2027 | 7 | 22 | 17 | 78.9429 | 149.4251 | 444.7702
2027 | 7 | 22 | 18 | 80.4227 | 140.0766 | 458.297
2027 | 7 | 22 | 19 | 78.1348 | 139.3771 | 467.7471
2027 | 7 | 22 | 20 | 73.9233 | 127.9836 | 454.0048
2027 | 7 | 22 | 21 | 68.7485 | 130.0833 | 437.4707
2027 | 7 | 22 | 22 | 62.5324 | 122.395 | 403.0919
2027 | 7 | 22 | 23 | 56.5691 | 109.4078 | 359.5627
2027 | 7 | 23 | 0 | 51.6817 | 108.001 | 329.9457
2027 | 7 | 23 | 1 | 47.2423 | 106.8184 | 317.8306
2027 | 7 | 23 | 2 | 45.5534 | 102.4391 | 303.7932
2027 | 7 | 23 | 3 | 44.5245 | 101.1603 | 294.0649
2027 | 7 | 23 | 4 | 45.4368 | 102.7183 | 291.2081
2027 | 7 | 23 | 5 | 47.0425 | 105.9885 | 293.0825
2027 | 7 | 23 | 6 | 50.7605 | 115.4606 | 306.1659
2027 | 7 | 23 | 7 | 53.6063 | 129.2452 | 334.6951
2027 | 7 | 23 | 8 | 56.081 | 138.9828 | 361.4533
2027 | 7 | 23 | 9 | 58.4081 | 147.7549 | 379.5506
2027 | 7 | 23 | 10 | 59.8889 | 154.0051 | 387.7348
2027 | 7 | 23 | 11 | 60.8016 | 156.0879 | 394.8055
2027 | 7 | 23 | 12 | 60.522 | 154.8048 | 399.9743
2027 | 7 | 23 | 13 | 60.773 | 157.8867 | 407.2177
2027 | 7 | 23 | 14 | 61.2078 | 152.8155 | 416.2463
2027 | 7 | 23 | 15 | 63.1875 | 147.1542 | 427.1308
2027 | 7 | 23 | 16 | 66.4187 | 147.5675 | 441.4147
2027 | 7 | 23 | 17 | 68.9109 | 138.4436 | 467.1663
2027 | 7 | 23 | 18 | 66.2892 | 130.6605 | 477.8101
2027 | 7 | 23 | 19 | 63.8906 | 129.5456 | 477.7326
2027 | 7 | 23 | 20 | 60.612 | 121.9598 | 462.448
2027 | 7 | 23 | 21 | 56.2631 | 125.4998 | 445.446
2027 | 7 | 23 | 22 | 51.6169 | 117.8398 | 414.043
2027 | 7 | 23 | 23 | 48.0729 | 102.6997 | 374.1574
2027 | 7 | 24 | 0 | 48.1402 | 104.4067 | 349.4666
2027 | 7 | 24 | 1 | 42.4605 | 92.0368 | 316.4896
2027 | 7 | 24 | 2 | 40.9482 | 88.7593 | 301.1155
2027 | 7 | 24 | 3 | 40.2451 | 87.9905 | 290.485
2027 | 7 | 24 | 4 | 40.5193 | 87.4396 | 284.685
2027 | 7 | 24 | 5 | 41.5387 | 87.1815 | 281.5884
2027 | 7 | 24 | 6 | 43.1533 | 91.1244 | 280.2525
2027 | 7 | 24 | 7 | 45.273 | 95.3641 | 298.8891
2027 | 7 | 24 | 8 | 49.1979 | 102.22 | 335.4117
2027 | 7 | 24 | 9 | 53.3553 | 111.3577 | 368.9534
2027 | 7 | 24 | 10 | 55.429 | 116.049 | 382.7633
2027 | 7 | 24 | 11 | 57.4057 | 119.9721 | 384.9366
2027 | 7 | 24 | 12 | 57.7107 | 112.8071 | 380.645
2027 | 7 | 24 | 13 | 58.1911 | 110.0908 | 383.5804
2027 | 7 | 24 | 14 | 59.0914 | 112.0903 | 383.291
2027 | 7 | 24 | 15 | 61.153 | 111.3322 | 386.1516
2027 | 7 | 24 | 16 | 64.4666 | 103.9651 | 398.5414
2027 | 7 | 24 | 17 | 66.9155 | 100.4519 | 421.5762
2027 | 7 | 24 | 18 | 65.0259 | 94.8373 | 440.1865
2027 | 7 | 24 | 19 | 62.5017 | 95.8163 | 435.5273
2027 | 7 | 24 | 20 | 57.5062 | 89.5246 | 420.1124
2027 | 7 | 24 | 21 | 53.3257 | 95.6672 | 406.1007
2027 | 7 | 24 | 22 | 49.2734 | 93.103 | 381.607
2027 | 7 | 24 | 23 | 46.1052 | 85.552 | 349.2247
2027 | 7 | 25 | 0 | 43.4536 | 89.4367 | 316.5668
2027 | 7 | 25 | 1 | 41.3065 | 91.4151 | 290.3171
2027 | 7 | 25 | 2 | 39.6935 | 88.2332 | 278.345
2027 | 7 | 25 | 3 | 38.8252 | 88.2938 | 269.8365
2027 | 7 | 25 | 4 | 38.8218 | 89.9085 | 265.8248
2027 | 7 | 25 | 5 | 39.2336 | 90.5803 | 263.7568
2027 | 7 | 25 | 6 | 41.324 | 88.2896 | 257.0139
2027 | 7 | 25 | 7 | 43.4518 | 91.3087 | 269.0614
2027 | 7 | 25 | 8 | 47.6579 | 99.1853 | 296.5974
2027 | 7 | 25 | 9 | 52.0449 | 107.3236 | 324.3537
2027 | 7 | 25 | 10 | 54.7611 | 112.8351 | 336.5181
2027 | 7 | 25 | 11 | 56.896 | 115.3766 | 343.1748
2027 | 7 | 25 | 12 | 57.58 | 106.3139 | 329.9402
2027 | 7 | 25 | 13 | 58.0711 | 106.8178 | 338.0395
2027 | 7 | 25 | 14 | 58.7113 | 113.0618 | 341.0409
2027 | 7 | 25 | 15 | 60.7123 | 116.3452 | 347.6599
2027 | 7 | 25 | 16 | 64.0904 | 107.9044 | 363.3696
2027 | 7 | 25 | 17 | 67.1012 | 107.3851 | 396.9406
2027 | 7 | 25 | 18 | 64.0474 | 99.9552 | 406.6736
2027 | 7 | 25 | 19 | 62.4107 | 99.0416 | 414.2507
2027 | 7 | 25 | 20 | 59.1027 | 90.9091 | 398.3049
2027 | 7 | 25 | 21 | 55.2243 | 95.6935 | 383.6561
2027 | 7 | 25 | 22 | 50.6102 | 93.3891 | 353.7448
2027 | 7 | 25 | 23 | 47.0591 | 85.9895 | 316.2385
2027 | 7 | 26 | 0 | 45.9794 | 97.6633 | 285.7441
2027 | 7 | 26 | 1 | 42.4105 | 92.9509 | 278.9238
2027 | 7 | 26 | 2 | 41.5742 | 90.9276 | 270.0229
2027 | 7 | 26 | 3 | 41.2361 | 91.139 | 264.084
2027 | 7 | 26 | 4 | 42.8212 | 94.0765 | 264.6793
2027 | 7 | 26 | 5 | 45.1436 | 97.6763 | 269.4769
2027 | 7 | 26 | 6 | 49.0263 | 113.398 | 280.8352
2027 | 7 | 26 | 7 | 52.1604 | 128.8167 | 303.787
2027 | 7 | 26 | 8 | 54.1834 | 140.0722 | 317.0687
2027 | 7 | 26 | 9 | 55.7194 | 146.9395 | 321.5798
2027 | 7 | 26 | 10 | 57.1255 | 152.2357 | 321.8639
2027 | 7 | 26 | 11 | 58.352 | 152.8875 | 326.8032
2027 | 7 | 26 | 12 | 60.1465 | 146.6866 | 322.1568
2027 | 7 | 26 | 13 | 60.6564 | 147.2608 | 325.651
2027 | 7 | 26 | 14 | 61.3223 | 141.6068 | 333.2955
2027 | 7 | 26 | 15 | 63.9213 | 141.2103 | 344.1219
2027 | 7 | 26 | 16 | 68.2665 | 139.2282 | 363.6562
2027 | 7 | 26 | 17 | 71.6977 | 132.965 | 400.1136
2027 | 7 | 26 | 18 | 71.7596 | 117.6004 | 429.9445
2027 | 7 | 26 | 19 | 69.8625 | 118.4339 | 442.7788
2027 | 7 | 26 | 20 | 66.1044 | 111.6323 | 429.4379
2027 | 7 | 26 | 21 | 60.7132 | 116.38 | 411.5494
2027 | 7 | 26 | 22 | 54.9122 | 110.5566 | 378.0675
2027 | 7 | 26 | 23 | 50.0812 | 99.8823 | 336.8245
2027 | 7 | 27 | 0 | 48.4569 | 103.4953 | 299.3194
2027 | 7 | 27 | 1 | 44.5566 | 94.8225 | 288.5014
2027 | 7 | 27 | 2 | 43.4293 | 92.5791 | 277.9142
2027 | 7 | 27 | 3 | 42.7586 | 92.0247 | 270.3984
2027 | 7 | 27 | 4 | 44.1909 | 93.5006 | 269.5924
2027 | 7 | 27 | 5 | 46.5132 | 97.3912 | 273.5814
2027 | 7 | 27 | 6 | 50.1689 | 107.1511 | 285.1197
2027 | 7 | 27 | 7 | 53.4053 | 121.4429 | 312.5364
2027 | 7 | 27 | 8 | 55.9049 | 129.4277 | 337.2974
2027 | 7 | 27 | 9 | 58.0981 | 133.6869 | 352.3676
2027 | 7 | 27 | 10 | 59.7936 | 139.8734 | 358.6505
2027 | 7 | 27 | 11 | 60.8857 | 141.1374 | 365.759
2027 | 7 | 27 | 12 | 61.1092 | 145.5252 | 370.5061
2027 | 7 | 27 | 13 | 61.3808 | 145.6232 | 374.6642
2027 | 7 | 27 | 14 | 61.6361 | 142.2242 | 379.1146
2027 | 7 | 27 | 15 | 63.494 | 142.7578 | 387.2981
2027 | 7 | 27 | 16 | 67.1905 | 139.4877 | 403.7059
2027 | 7 | 27 | 17 | 70.9012 | 133.7648 | 430.0425
2027 | 7 | 27 | 18 | 68.9595 | 129.5444 | 447.413
2027 | 7 | 27 | 19 | 66.7295 | 128.7227 | 445.379
2027 | 7 | 27 | 20 | 62.9053 | 123.3502 | 435.5072
2027 | 7 | 27 | 21 | 57.6763 | 126.5929 | 418.4533
2027 | 7 | 27 | 22 | 52.4646 | 118.6433 | 386.9345
2027 | 7 | 27 | 23 | 48.7972 | 106.7792 | 348.0138
2027 | 7 | 28 | 0 | 48.923 | 103.2966 | 324.214
2027 | 7 | 28 | 1 | 46.072 | 98.4992 | 308.8856
2027 | 7 | 28 | 2 | 44.7413 | 95.8281 | 296.9084
2027 | 7 | 28 | 3 | 43.9684 | 94.8229 | 288.0498
2027 | 7 | 28 | 4 | 45.2074 | 96.4721 | 286.0492
2027 | 7 | 28 | 5 | 47.3053 | 100.3264 | 289.4249
2027 | 7 | 28 | 6 | 50.0781 | 115.562 | 305.0174
2027 | 7 | 28 | 7 | 53.1247 | 131.0732 | 334.127
2027 | 7 | 28 | 8 | 55.6074 | 138.3522 | 361.9998
2027 | 7 | 28 | 9 | 58.2142 | 145.9512 | 380.4592
2027 | 7 | 28 | 10 | 60.6979 | 151.2818 | 387.9104
2027 | 7 | 28 | 11 | 62.8452 | 150.6253 | 392.6766
2027 | 7 | 28 | 12 | 63.6569 | 140.6654 | 401.0979
2027 | 7 | 28 | 13 | 65.077 | 140.3221 | 406.3481
2027 | 7 | 28 | 14 | 66.9346 | 134.2665 | 410.9071
2027 | 7 | 28 | 15 | 70.1597 | 133.4089 | 419.3941
2027 | 7 | 28 | 16 | 74.7474 | 130.5635 | 434.5398
2027 | 7 | 28 | 17 | 78.5915 | 124.1343 | 457.3884
2027 | 7 | 28 | 18 | 76.4988 | 121.3822 | 471.6931
2027 | 7 | 28 | 19 | 74.4411 | 120.3784 | 470.0144
2027 | 7 | 28 | 20 | 70.5832 | 116.3183 | 459.1095
2027 | 7 | 28 | 21 | 65.6235 | 119.9707 | 440.833
2027 | 7 | 28 | 22 | 59.7414 | 114.314 | 406.6054
2027 | 7 | 28 | 23 | 54.1151 | 104.6237 | 364.8725
2027 | 7 | 29 | 0 | 52.401 | 102.5636 | 327.5791
2027 | 7 | 29 | 1 | 48.0717 | 95.187 | 297.6975
2027 | 7 | 29 | 2 | 46.3523 | 92.5381 | 286.1231
2027 | 7 | 29 | 3 | 45.3313 | 91.8446 | 278.5306
2027 | 7 | 29 | 4 | 46.3959 | 92.7359 | 277.6652
2027 | 7 | 29 | 5 | 48.305 | 96.1646 | 281.6138
2027 | 7 | 29 | 6 | 52.7692 | 107.9289 | 294.6621
2027 | 7 | 29 | 7 | 55.8626 | 122.2016 | 318.2574
2027 | 7 | 29 | 8 | 58.2876 | 133.6792 | 338.2719
2027 | 7 | 29 | 9 | 60.7168 | 143.305 | 350.4989
2027 | 7 | 29 | 10 | 62.8531 | 152.6623 | 347.8704
2027 | 7 | 29 | 11 | 64.555 | 151.4843 | 341.6261
2027 | 7 | 29 | 12 | 64.5748 | 146.1251 | 319.9892
2027 | 7 | 29 | 13 | 64.7957 | 148.2364 | 317.6368
2027 | 7 | 29 | 14 | 65.1449 | 143.8792 | 319.0774
2027 | 7 | 29 | 15 | 67.0096 | 140.9336 | 325.6784
2027 | 7 | 29 | 16 | 70.5102 | 141.5507 | 340.4972
2027 | 7 | 29 | 17 | 73.0518 | 133.6985 | 369.2992
2027 | 7 | 29 | 18 | 73.6134 | 122.0657 | 388.9931
2027 | 7 | 29 | 19 | 71.7594 | 122.1134 | 402.8987
2027 | 7 | 29 | 20 | 68.6356 | 114.0045 | 391.6186
2027 | 7 | 29 | 21 | 63.7132 | 117.1699 | 376.4149
2027 | 7 | 29 | 22 | 57.959 | 109.5844 | 347.8028
2027 | 7 | 29 | 23 | 53.2271 | 99.3248 | 311.3022
2027 | 7 | 30 | 0 | 52.4701 | 102.6647 | 283.615
2027 | 7 | 30 | 1 | 47.2653 | 97.4517 | 266.5012
2027 | 7 | 30 | 2 | 45.8026 | 93.8204 | 257.2871
2027 | 7 | 30 | 3 | 44.9816 | 92.8039 | 251.6474
2027 | 7 | 30 | 4 | 46.2393 | 93.9933 | 252.6156
2027 | 7 | 30 | 5 | 48.4899 | 97.1487 | 257.4666
2027 | 7 | 30 | 6 | 49.7338 | 111.5555 | 267.374
2027 | 7 | 30 | 7 | 52.6516 | 125.8839 | 287.0128
2027 | 7 | 30 | 8 | 54.9738 | 135.3956 | 301.0935
2027 | 7 | 30 | 9 | 57.1664 | 143.8186 | 309.1708
2027 | 7 | 30 | 10 | 59.4349 | 149.2894 | 305.3896
2027 | 7 | 30 | 11 | 61.2382 | 150.2916 | 299.6303
2027 | 7 | 30 | 12 | 62.4196 | 145.1421 | 282.9723
2027 | 7 | 30 | 13 | 63.4838 | 146.3406 | 284.4714
2027 | 7 | 30 | 14 | 64.8924 | 138.2019 | 287.7673
2027 | 7 | 30 | 15 | 67.5771 | 132.8304 | 293.7291
2027 | 7 | 30 | 16 | 71.4571 | 131.5719 | 307.3888
2027 | 7 | 30 | 17 | 74.1648 | 121.8058 | 336.9877
2027 | 7 | 30 | 18 | 72.9076 | 119.0739 | 366.2825
2027 | 7 | 30 | 19 | 70.63 | 116.7335 | 376.1151
2027 | 7 | 30 | 20 | 66.9724 | 113.0096 | 368.4365
2027 | 7 | 30 | 21 | 62.0054 | 115.941 | 355.1097
2027 | 7 | 30 | 22 | 56.9649 | 110.5814 | 332.5182
2027 | 7 | 30 | 23 | 52.2192 | 98.2836 | 302.5844
2027 | 7 | 31 | 0 | 47.5805 | 96.6679 | 281.8768
2027 | 7 | 31 | 1 | 43.7871 | 96.8594 | 255.8581
2027 | 7 | 31 | 2 | 41.8509 | 93.5094 | 247.6598
2027 | 7 | 31 | 3 | 40.8036 | 92.5309 | 241.9942
2027 | 7 | 31 | 4 | 40.8169 | 92.8744 | 240.1558
2027 | 7 | 31 | 5 | 41.6093 | 94.2046 | 240.9683
2027 | 7 | 31 | 6 | 43.0161 | 88.4367 | 240.3033
2027 | 7 | 31 | 7 | 46.0007 | 90.2865 | 254.0774
2027 | 7 | 31 | 8 | 50.7054 | 98.6144 | 276.5743
2027 | 7 | 31 | 9 | 54.8093 | 109.5958 | 292.3448
2027 | 7 | 31 | 10 | 57.2815 | 116.0076 | 293.18
2027 | 7 | 31 | 11 | 59.1353 | 119.6374 | 293.4501
2027 | 7 | 31 | 12 | 60.2483 | 117.6091 | 287.5836
2027 | 7 | 31 | 13 | 60.247 | 117.5349 | 284.1941
2027 | 7 | 31 | 14 | 60.1664 | 121.7219 | 280.4118
2027 | 7 | 31 | 15 | 61.5171 | 119.9865 | 287.303
2027 | 7 | 31 | 16 | 64.2035 | 113.2577 | 298.8008
2027 | 7 | 31 | 17 | 66.0956 | 111.2579 | 329.1412
2027 | 7 | 31 | 18 | 62.3079 | 104.3709 | 363.1442
2027 | 7 | 31 | 19 | 60.2485 | 103.5325 | 370.1693
2027 | 7 | 31 | 20 | 56.2805 | 95.316 | 361.9939
2027 | 7 | 31 | 21 | 51.9614 | 102.599 | 351.9993
2027 | 7 | 31 | 22 | 47.9982 | 97.6753 | 333.1982
2027 | 7 | 31 | 23 | 45.3023 | 90.3502 | 306.0111
2027 | 8 | 1 | 0 | 44.4758 | 96.3418 | 281.4371
2027 | 8 | 1 | 1 | 39.8779 | 88.4286 | 274.6322
2027 | 8 | 1 | 2 | 38.4559 | 85.6095 | 263.9177
2027 | 8 | 1 | 3 | 37.7701 | 85.8324 | 257.1231
2027 | 8 | 1 | 4 | 37.809 | 85.4469 | 254.7976
2027 | 8 | 1 | 5 | 38.3011 | 84.0386 | 254.4393
2027 | 8 | 1 | 6 | 38.3668 | 83.9425 | 245.8868
2027 | 8 | 1 | 7 | 39.9147 | 86.004 | 258.9472
2027 | 8 | 1 | 8 | 44.1582 | 91.485 | 298.7164
2027 | 8 | 1 | 9 | 48.9262 | 95.7933 | 339.2796
2027 | 8 | 1 | 10 | 52.1667 | 99.5542 | 358.208
2027 | 8 | 1 | 11 | 54.9154 | 106.8442 | 360.4629
2027 | 8 | 1 | 12 | 55.4351 | 113.4832 | 349.2957
2027 | 8 | 1 | 13 | 56.4565 | 114.0319 | 353.2226
2027 | 8 | 1 | 14 | 58.2433 | 121.3465 | 355.7396
2027 | 8 | 1 | 15 | 61.1567 | 121.5244 | 367.0075
2027 | 8 | 1 | 16 | 64.7161 | 113.004 | 388.2705
2027 | 8 | 1 | 17 | 67.758 | 111.0626 | 420.6497
2027 | 8 | 1 | 18 | 68.4339 | 100.7888 | 446.5207
2027 | 8 | 1 | 19 | 65.5411 | 99.4098 | 441.5018
2027 | 8 | 1 | 20 | 60.3519 | 95.5217 | 429.2841
2027 | 8 | 1 | 21 | 55.6506 | 102.5289 | 415.0917
2027 | 8 | 1 | 22 | 50.1173 | 98.2028 | 381.332
2027 | 8 | 1 | 23 | 46.2007 | 88.5201 | 342.5028
2027 | 8 | 2 | 0 | 44.9627 | 91.6963 | 308.4094
2027 | 8 | 2 | 1 | 40.8157 | 90.226 | 298.2647
2027 | 8 | 2 | 2 | 39.6064 | 88.3429 | 284.7865
2027 | 8 | 2 | 3 | 38.8968 | 88.2468 | 276.1481
2027 | 8 | 2 | 4 | 39.3018 | 89.3865 | 274.099
2027 | 8 | 2 | 5 | 40.2602 | 90.0686 | 272.846
2027 | 8 | 2 | 6 | 41.1344 | 87.7787 | 270.2193
2027 | 8 | 2 | 7 | 43.1619 | 88.3221 | 285.75
2027 | 8 | 2 | 8 | 46.8136 | 79.7087 | 314.7023
2027 | 8 | 2 | 9 | 52.324 | 87.8559 | 344.8286
2027 | 8 | 2 | 10 | 57.0034 | 94.194 | 360.7949
2027 | 8 | 2 | 11 | 60.0886 | 108.2926 | 368.2939
2027 | 8 | 2 | 12 | 61.1257 | 103.7193 | 371.9888
2027 | 8 | 2 | 13 | 63.856 | 105.7139 | 370.1947
2027 | 8 | 2 | 14 | 64.9371 | 100.9451 | 384.8222
2027 | 8 | 2 | 15 | 67.2872 | 98.8002 | 393.7289
2027 | 8 | 2 | 16 | 71.1609 | 105.3839 | 410.284
2027 | 8 | 2 | 17 | 75.2037 | 106.2304 | 442.7618
2027 | 8 | 2 | 18 | 73.525 | 100.8691 | 449.6016
2027 | 8 | 2 | 19 | 71.4333 | 103.765 | 451.1828
2027 | 8 | 2 | 20 | 66.442 | 96.063 | 441.9674
2027 | 8 | 2 | 21 | 61.6792 | 104.2868 | 431.193
2027 | 8 | 2 | 22 | 55.7229 | 99.2642 | 394.0539
2027 | 8 | 2 | 23 | 51.7361 | 93.0203 | 353.0857
2027 | 8 | 3 | 0 | 51.1872 | 99.4671 | 324.069
2027 | 8 | 3 | 1 | 46.2534 | 95.5866 | 307.511
2027 | 8 | 3 | 2 | 44.7766 | 92.9067 | 294.6273
2027 | 8 | 3 | 3 | 43.9568 | 92.5512 | 286.2266
2027 | 8 | 3 | 4 | 45.1425 | 93.0916 | 284.0204
2027 | 8 | 3 | 5 | 47.2867 | 96.4005 | 288.1152
2027 | 8 | 3 | 6 | 49.5125 | 103.4092 | 302.6624
2027 | 8 | 3 | 7 | 52.3602 | 117.4072 | 330.0372
2027 | 8 | 3 | 8 | 55.3001 | 128.2334 | 360.4147
2027 | 8 | 3 | 9 | 58.5382 | 137.4248 | 384.1603
2027 | 8 | 3 | 10 | 61.2516 | 146.339 | 394.889
2027 | 8 | 3 | 11 | 63.8405 | 149.9115 | 397.5626
2027 | 8 | 3 | 12 | 65.4745 | 147.0261 | 399.8855
2027 | 8 | 3 | 13 | 67.3658 | 150.8943 | 404.5237
2027 | 8 | 3 | 14 | 69.9236 | 153.344 | 407.567
2027 | 8 | 3 | 15 | 73.774 | 148.4067 | 414.051
2027 | 8 | 3 | 16 | 78.2244 | 145.5201 | 430.0428
2027 | 8 | 3 | 17 | 81.781 | 137.6057 | 456.4936
2027 | 8 | 3 | 18 | 77.8817 | 129.6307 | 474.463
2027 | 8 | 3 | 19 | 74.8876 | 127.7613 | 473.9036
2027 | 8 | 3 | 20 | 70.6771 | 120.1794 | 461.3449
2027 | 8 | 3 | 21 | 65.4877 | 123.9899 | 442.4117
2027 | 8 | 3 | 22 | 58.9286 | 116.4148 | 403.3796
2027 | 8 | 3 | 23 | 53.2543 | 103.4285 | 359.9579
2027 | 8 | 4 | 0 | 50.5824 | 106.6989 | 329.111
2027 | 8 | 4 | 1 | 47.548 | 101.3086 | 320.7277
2027 | 8 | 4 | 2 | 46.1436 | 97.7088 | 306.7323
2027 | 8 | 4 | 3 | 45.3509 | 96.634 | 296.7277
2027 | 8 | 4 | 4 | 46.5989 | 96.9806 | 294.0825
2027 | 8 | 4 | 5 | 49.1254 | 100.3645 | 297.0949
2027 | 8 | 4 | 6 | 54.2362 | 105.4504 | 309.0856
2027 | 8 | 4 | 7 | 56.6278 | 119.831 | 335.3117
2027 | 8 | 4 | 8 | 58.3497 | 130.2457 | 361.6485
2027 | 8 | 4 | 9 | 60.8589 | 140.4025 | 379.6783
2027 | 8 | 4 | 10 | 62.702 | 147.3226 | 387.3229
2027 | 8 | 4 | 11 | 64.7896 | 150.1567 | 392.8185
2027 | 8 | 4 | 12 | 66.5313 | 146.5759 | 407.536
2027 | 8 | 4 | 13 | 67.0161 | 148.6271 | 415.1335
2027 | 8 | 4 | 14 | 67.5935 | 149.5306 | 421.5482
2027 | 8 | 4 | 15 | 69.4592 | 145.4317 | 432.3792
2027 | 8 | 4 | 16 | 72.3942 | 143.1395 | 452.5304
2027 | 8 | 4 | 17 | 74.1006 | 135.0173 | 481.5524
2027 | 8 | 4 | 18 | 73.8381 | 125.708 | 479.8545
2027 | 8 | 4 | 19 | 71.1471 | 123.6622 | 469.3772
2027 | 8 | 4 | 20 | 68.5741 | 116.5695 | 459.5113
2027 | 8 | 4 | 21 | 63.9562 | 121.5361 | 440.9004
2027 | 8 | 4 | 22 | 57.5163 | 112.9815 | 403.3305
2027 | 8 | 4 | 23 | 52.5727 | 100.1082 | 361.922
2027 | 8 | 5 | 0 | 50.8672 | 105.2319 | 337.4068
2027 | 8 | 5 | 1 | 48.2159 | 107.3535 | 319.947
2027 | 8 | 5 | 2 | 46.6749 | 103.6432 | 305.7142
2027 | 8 | 5 | 3 | 45.8592 | 102.602 | 296.3056
2027 | 8 | 5 | 4 | 46.962 | 103.4077 | 293.8175
2027 | 8 | 5 | 5 | 49.2999 | 107.7595 | 296.7216
2027 | 8 | 5 | 6 | 53.555 | 118.9529 | 313.0336
2027 | 8 | 5 | 7 | 55.8467 | 133.0502 | 339.1219
2027 | 8 | 5 | 8 | 57.5687 | 144.2809 | 364.1441
2027 | 8 | 5 | 9 | 59.9086 | 148.5503 | 381.6807
2027 | 8 | 5 | 10 | 61.6376 | 154.0412 | 386.7265
2027 | 8 | 5 | 11 | 63.5264 | 157.4797 | 388.0563
2027 | 8 | 5 | 12 | 64.7656 | 156.8994 | 385.8894
2027 | 8 | 5 | 13 | 65.2188 | 159.3384 | 392.0619
2027 | 8 | 5 | 14 | 66.0828 | 153.3529 | 399.2083
2027 | 8 | 5 | 15 | 68.0556 | 145.9498 | 411.0304
2027 | 8 | 5 | 16 | 70.7428 | 146.5473 | 430.0934
2027 | 8 | 5 | 17 | 72.2909 | 135.6021 | 460.4886
2027 | 8 | 5 | 18 | 74.0265 | 127.169 | 474.7354
2027 | 8 | 5 | 19 | 71.5496 | 124.032 | 480.4344
2027 | 8 | 5 | 20 | 68.8428 | 120.7061 | 468.4993
2027 | 8 | 5 | 21 | 64.2652 | 125.2295 | 449.9293
2027 | 8 | 5 | 22 | 58.0563 | 116.973 | 410.7852
2027 | 8 | 5 | 23 | 53.0267 | 104.4046 | 366.0024
2027 | 8 | 6 | 0 | 49.2981 | 111.2701 | 329.9797
2027 | 8 | 6 | 1 | 48.6963 | 107.7804 | 317.4352
2027 | 8 | 6 | 2 | 47.1067 | 103.2926 | 303.0578
2027 | 8 | 6 | 3 | 46.2408 | 102.3219 | 293.1871
2027 | 8 | 6 | 4 | 47.3003 | 103.4871 | 290.7551
2027 | 8 | 6 | 5 | 49.7401 | 107.077 | 293.4079
2027 | 8 | 6 | 6 | 51.7163 | 115.8676 | 305.1464
2027 | 8 | 6 | 7 | 54.9807 | 129.159 | 331.7212
2027 | 8 | 6 | 8 | 58.8107 | 138.3779 | 363.2775
2027 | 8 | 6 | 9 | 63.2012 | 144.7593 | 388.0376
2027 | 8 | 6 | 10 | 66.9054 | 148.2669 | 397.8105
2027 | 8 | 6 | 11 | 70.32 | 152.2371 | 400.8547
2027 | 8 | 6 | 12 | 72.0274 | 150.174 | 392.6051
2027 | 8 | 6 | 13 | 73.6375 | 152.6227 | 401.2873
2027 | 8 | 6 | 14 | 75.2967 | 146.0955 | 410.6286
2027 | 8 | 6 | 15 | 77.9902 | 137.5393 | 423.2351
2027 | 8 | 6 | 16 | 80.936 | 137.1755 | 442.3699
2027 | 8 | 6 | 17 | 82.653 | 126.7979 | 472.4089
2027 | 8 | 6 | 18 | 75.8757 | 123.4611 | 482.2723
2027 | 8 | 6 | 19 | 72.694 | 121.3286 | 485.145
2027 | 8 | 6 | 20 | 69.5502 | 118.7144 | 472.5696
2027 | 8 | 6 | 21 | 65.309 | 123.4855 | 454.1826
2027 | 8 | 6 | 22 | 59.5919 | 115.2022 | 417.8962
2027 | 8 | 6 | 23 | 54.6951 | 100.2104 | 376.2312
2027 | 8 | 7 | 0 | 52.3826 | 102.7597 | 342.556
2027 | 8 | 7 | 1 | 47.2464 | 100.8427 | 325.8775
2027 | 8 | 7 | 2 | 44.7423 | 97.4121 | 309.9284
2027 | 8 | 7 | 3 | 43.2873 | 96.8678 | 298.4313
2027 | 8 | 7 | 4 | 43.0241 | 97.0207 | 292.5114
2027 | 8 | 7 | 5 | 43.6207 | 97.8613 | 291.4434
2027 | 8 | 7 | 6 | 43.8652 | 92.5519 | 291.6965
2027 | 8 | 7 | 7 | 46.2037 | 96.0377 | 310.601
2027 | 8 | 7 | 8 | 50.7461 | 107.4513 | 345.273
2027 | 8 | 7 | 9 | 55.2489 | 118.9828 | 377.5708
2027 | 8 | 7 | 10 | 57.7902 | 130.4986 | 393.5326
2027 | 8 | 7 | 11 | 59.8456 | 135.9077 | 403.837
2027 | 8 | 7 | 12 | 59.4734 | 133.4114 | 407.3011
2027 | 8 | 7 | 13 | 59.5568 | 134.3715 | 414.4229
2027 | 8 | 7 | 14 | 60.0716 | 135.4891 | 423.6829
2027 | 8 | 7 | 15 | 61.4164 | 127.1641 | 439.5328
2027 | 8 | 7 | 16 | 63.7984 | 128.901 | 464.2966
2027 | 8 | 7 | 17 | 66.0341 | 124.7138 | 498.6204
2027 | 8 | 7 | 18 | 65.455 | 110.2944 | 511.6831
2027 | 8 | 7 | 19 | 61.9423 | 106.8749 | 504.1615
2027 | 8 | 7 | 20 | 56.3245 | 101.2502 | 488.6155
2027 | 8 | 7 | 21 | 52.0032 | 108.9066 | 472.0999
2027 | 8 | 7 | 22 | 47.7085 | 103.9972 | 438.0783
2027 | 8 | 7 | 23 | 44.5236 | 96.8162 | 398.9289
2027 | 8 | 8 | 0 | 43.1519 | 106.2338 | 357.4109
2027 | 8 | 8 | 1 | 40.9359 | 88.5563 | 326.0833
2027 | 8 | 8 | 2 | 39.5778 | 85.5559 | 309.7382
2027 | 8 | 8 | 3 | 38.935 | 84.9624 | 298.4069
2027 | 8 | 8 | 4 | 39.0272 | 83.542 | 291.9244
2027 | 8 | 8 | 5 | 39.6102 | 82.6593 | 288.5713
2027 | 8 | 8 | 6 | 40.998 | 82.33 | 287.4476
2027 | 8 | 8 | 7 | 42.8461 | 83.1629 | 301.9194
2027 | 8 | 8 | 8 | 46.8446 | 87.0472 | 335.5424
2027 | 8 | 8 | 9 | 50.9164 | 94.899 | 369.8402
2027 | 8 | 8 | 10 | 53.4089 | 99.3982 | 386.5406
2027 | 8 | 8 | 11 | 55.6143 | 106.947 | 390.797
2027 | 8 | 8 | 12 | 59.6113 | 101.2332 | 378.3016
2027 | 8 | 8 | 13 | 60.3373 | 102.6776 | 386.7279
2027 | 8 | 8 | 14 | 61.1826 | 112.2896 | 394.6485
2027 | 8 | 8 | 15 | 63.7158 | 108.4453 | 403.8756
2027 | 8 | 8 | 16 | 66.8506 | 100.8857 | 426.3777
2027 | 8 | 8 | 17 | 68.9015 | 98.971 | 462.8702
2027 | 8 | 8 | 18 | 66.0424 | 94.6711 | 480.3407
2027 | 8 | 8 | 19 | 63.619 | 93.1271 | 484.4997
2027 | 8 | 8 | 20 | 59.4187 | 86.2117 | 468.2368
2027 | 8 | 8 | 21 | 54.5275 | 91.577 | 449.1438
2027 | 8 | 8 | 22 | 49.0205 | 87.0613 | 409.8522
2027 | 8 | 8 | 23 | 45.7953 | 78.5078 | 365.8088
2027 | 8 | 9 | 0 | 44.8623 | 83.47 | 323.8603
2027 | 8 | 9 | 1 | 42.8121 | 91.6532 | 299.8776
2027 | 8 | 9 | 2 | 42.1095 | 90.4462 | 287.8929
2027 | 8 | 9 | 3 | 41.9443 | 91.029 | 280.0415
2027 | 8 | 9 | 4 | 43.5744 | 92.5512 | 279.1222
2027 | 8 | 9 | 5 | 46.4473 | 97.1662 | 283.3647
2027 | 8 | 9 | 6 | 50.3168 | 106.5861 | 294.6439
2027 | 8 | 9 | 7 | 53.4352 | 119.9275 | 317.148
2027 | 8 | 9 | 8 | 55.8295 | 131.6413 | 335.1739
2027 | 8 | 9 | 9 | 57.9777 | 136.1928 | 345.3245
2027 | 8 | 9 | 10 | 59.6815 | 141.4523 | 344.7641
2027 | 8 | 9 | 11 | 61.2108 | 140.1981 | 345.3086
2027 | 8 | 9 | 12 | 62.3795 | 148.3705 | 338.0958
2027 | 8 | 9 | 13 | 62.9316 | 148.7932 | 342.6026
2027 | 8 | 9 | 14 | 63.9199 | 147.165 | 349.9122
2027 | 8 | 9 | 15 | 66.2607 | 144.7668 | 361.4047
2027 | 8 | 9 | 16 | 69.622 | 140.8264 | 384.286
2027 | 8 | 9 | 17 | 72.3647 | 134.2172 | 423.3533
2027 | 8 | 9 | 18 | 70.2518 | 123.1218 | 448.33
2027 | 8 | 9 | 19 | 67.6422 | 120.8115 | 455.5618
2027 | 8 | 9 | 20 | 63.8934 | 118.6931 | 443.5453
2027 | 8 | 9 | 21 | 58.8285 | 121.7486 | 422.4936
2027 | 8 | 9 | 22 | 53.0391 | 114.6156 | 384.1709
2027 | 8 | 9 | 23 | 48.624 | 103.8548 | 342.1761
2027 | 8 | 10 | 0 | 47.2996 | 101.243 | 307.3223
2027 | 8 | 10 | 1 | 44.8113 | 94.4068 | 293.8127
2027 | 8 | 10 | 2 | 43.7259 | 92.3857 | 282.5672
2027 | 8 | 10 | 3 | 43.1326 | 92.4378 | 274.7172
2027 | 8 | 10 | 4 | 44.5162 | 93.275 | 273.9606
2027 | 8 | 10 | 5 | 46.7563 | 96.9669 | 278.2239
2027 | 8 | 10 | 6 | 50.7997 | 109.3271 | 288.5727
2027 | 8 | 10 | 7 | 53.5062 | 123.0319 | 313.4853
2027 | 8 | 10 | 8 | 55.5886 | 129.9338 | 338.8307
2027 | 8 | 10 | 9 | 57.4157 | 133.3388 | 355.5607
2027 | 8 | 10 | 10 | 59.0057 | 139.1881 | 361.8901
2027 | 8 | 10 | 11 | 60.4048 | 145.0861 | 367.0823
2027 | 8 | 10 | 12 | 61.0332 | 141.8299 | 375.9935
2027 | 8 | 10 | 13 | 61.6631 | 143.4396 | 380.2701
2027 | 8 | 10 | 14 | 62.7977 | 138.6974 | 384.369
2027 | 8 | 10 | 15 | 65.5362 | 134.4705 | 393.5992
2027 | 8 | 10 | 16 | 69.3329 | 133.299 | 411.9522
2027 | 8 | 10 | 17 | 72.4141 | 127.2374 | 439.988
2027 | 8 | 10 | 18 | 69.0083 | 119.6951 | 465.428
2027 | 8 | 10 | 19 | 66.8103 | 119.031 | 462.5271
2027 | 8 | 10 | 20 | 64.0758 | 115.0715 | 454.5711
2027 | 8 | 10 | 21 | 59.2258 | 119.3371 | 434.2935
2027 | 8 | 10 | 22 | 53.2153 | 111.6875 | 396.6947
2027 | 8 | 10 | 23 | 48.8539 | 101.361 | 355.4398
2027 | 8 | 11 | 0 | 48.7927 | 99.6526 | 322.3497
2027 | 8 | 11 | 1 | 44.6656 | 95.1354 | 294.8529
2027 | 8 | 11 | 2 | 43.538 | 92.3331 | 284.0752
2027 | 8 | 11 | 3 | 42.9116 | 91.7428 | 276.7373
2027 | 8 | 11 | 4 | 44.2953 | 92.2684 | 276.0146
2027 | 8 | 11 | 5 | 46.6099 | 96.3766 | 280.1157
2027 | 8 | 11 | 6 | 50.4301 | 109.2096 | 291.8684
2027 | 8 | 11 | 7 | 52.9163 | 122.2036 | 314.9221
2027 | 8 | 11 | 8 | 54.493 | 131.4067 | 333.3442
2027 | 8 | 11 | 9 | 56.0289 | 136.0574 | 342.3496
2027 | 8 | 11 | 10 | 57.6157 | 139.1869 | 343.3941
2027 | 8 | 11 | 11 | 59.0591 | 141.2179 | 345.0588
2027 | 8 | 11 | 12 | 61.2621 | 143.212 | 341.0854
2027 | 8 | 11 | 13 | 61.8848 | 144.6834 | 341.7693
2027 | 8 | 11 | 14 | 62.8669 | 141.4324 | 346.4305
2027 | 8 | 11 | 15 | 65.4375 | 138.1007 | 354.5766
2027 | 8 | 11 | 16 | 68.8829 | 135.7367 | 375.1611
2027 | 8 | 11 | 17 | 71.6375 | 127.9343 | 410.18
2027 | 8 | 11 | 18 | 71.2772 | 112.449 | 415.1438
2027 | 8 | 11 | 19 | 69.4007 | 110.2755 | 418.24
2027 | 8 | 11 | 20 | 66.6131 | 108.5668 | 409.7691
2027 | 8 | 11 | 21 | 61.8457 | 113.5992 | 392.1705
2027 | 8 | 11 | 22 | 55.8414 | 107.0745 | 357.0464
2027 | 8 | 11 | 23 | 50.897 | 95.979 | 319.3112
2027 | 8 | 12 | 0 | 48.755 | 98.5988 | 306.7254
2027 | 8 | 12 | 1 | 44.2629 | 94.3111 | 274.4749
2027 | 8 | 12 | 2 | 43.3244 | 91.7599 | 265.4308
2027 | 8 | 12 | 3 | 42.8996 | 91.3324 | 259.6099
2027 | 8 | 12 | 4 | 44.4814 | 91.8618 | 260.1387
2027 | 8 | 12 | 5 | 47.0327 | 95.7415 | 265.8202
2027 | 8 | 12 | 6 | 50.2354 | 106.6594 | 274.0318
2027 | 8 | 12 | 7 | 51.781 | 118.8794 | 293.7198
2027 | 8 | 12 | 8 | 52.2556 | 129.8347 | 306.6074
2027 | 8 | 12 | 9 | 53.2136 | 133.7013 | 308.3293
2027 | 8 | 12 | 10 | 54.4656 | 138.902 | 301.9452
2027 | 8 | 12 | 11 | 55.7572 | 138.0255 | 298.0453
2027 | 8 | 12 | 12 | 56.5106 | 139.1183 | 293.1554
2027 | 8 | 12 | 13 | 56.7769 | 141.4906 | 290.5362
2027 | 8 | 12 | 14 | 57.7171 | 137.2514 | 288.6668
2027 | 8 | 12 | 15 | 59.9457 | 131.9588 | 291.7606
2027 | 8 | 12 | 16 | 63.1224 | 131.9879 | 307.1242
2027 | 8 | 12 | 17 | 65.5314 | 123.5709 | 339.2782
2027 | 8 | 12 | 18 | 66.063 | 119.7024 | 355.765
2027 | 8 | 12 | 19 | 64.3869 | 118.2608 | 369.0831
2027 | 8 | 12 | 20 | 62.7963 | 115.1093 | 369.9046
2027 | 8 | 12 | 21 | 58.6933 | 118.1061 | 356.9234
2027 | 8 | 12 | 22 | 53.3696 | 110.7176 | 328.9678
2027 | 8 | 12 | 23 | 49.1992 | 100.2203 | 296.9902
2027 | 8 | 13 | 0 | 46.2413 | 98.2132 | 278.7954
2027 | 8 | 13 | 1 | 44.4821 | 97.2371 | 256.2816
2027 | 8 | 13 | 2 | 43.2948 | 93.5346 | 248.6886
2027 | 8 | 13 | 3 | 42.6404 | 93.3719 | 244.9833
2027 | 8 | 13 | 4 | 44.0067 | 95.2395 | 246.8282
2027 | 8 | 13 | 5 | 46.2756 | 99.005 | 253.2083
2027 | 8 | 13 | 6 | 47.9865 | 108.3238 | 267.0033
2027 | 8 | 13 | 7 | 50.0745 | 119.7323 | 284.9509
2027 | 8 | 13 | 8 | 51.7582 | 130.3638 | 292.0076
2027 | 8 | 13 | 9 | 53.804 | 135.1926 | 291.8885
2027 | 8 | 13 | 10 | 56.0899 | 137.5231 | 287.0485
2027 | 8 | 13 | 11 | 58.0342 | 133.2491 | 283.0286
2027 | 8 | 13 | 12 | 60.1209 | 131.2988 | 273.9724
2027 | 8 | 13 | 13 | 61.4282 | 134.1618 | 275.3529
2027 | 8 | 13 | 14 | 63.1928 | 132.5238 | 279.6736
2027 | 8 | 13 | 15 | 66.145 | 125.3756 | 284.9353
2027 | 8 | 13 | 16 | 69.7628 | 120.3527 | 301.3295
2027 | 8 | 13 | 17 | 72.3231 | 111.9092 | 335.8969
2027 | 8 | 13 | 18 | 71.3816 | 103.7514 | 358.8648
2027 | 8 | 13 | 19 | 68.9276 | 103.5026 | 371.1203
2027 | 8 | 13 | 20 | 65.7308 | 102.9694 | 367.3685
2027 | 8 | 13 | 21 | 60.8289 | 108.0045 | 354.7306
2027 | 8 | 13 | 22 | 55.3927 | 101.0016 | 328.147
2027 | 8 | 13 | 23 | 50.8098 | 88.6433 | 297.8993
2027 | 8 | 14 | 0 | 47.0181 | 92.5835 | 278.8178
2027 | 8 | 14 | 1 | 43.2712 | 85.5829 | 257.0294
2027 | 8 | 14 | 2 | 41.3867 | 83.1056 | 248.3745
2027 | 8 | 14 | 3 | 40.3887 | 83.1194 | 243.5137
2027 | 8 | 14 | 4 | 40.4495 | 82.5565 | 241.859
2027 | 8 | 14 | 5 | 41.271 | 83.8334 | 242.4654
2027 | 8 | 14 | 6 | 41.251 | 82.2313 | 239.3495
2027 | 8 | 14 | 7 | 43.2608 | 82.765 | 251.0459
2027 | 8 | 14 | 8 | 47.8256 | 93.3828 | 272.3172
2027 | 8 | 14 | 9 | 52.6591 | 101.8448 | 285.244
2027 | 8 | 14 | 10 | 56.0527 | 107.0445 | 285.6562
2027 | 8 | 14 | 11 | 58.8058 | 107.6081 | 285.1177
2027 | 8 | 14 | 12 | 59.0806 | 109.588 | 271.2107
2027 | 8 | 14 | 13 | 59.3362 | 110.637 | 269.572
2027 | 8 | 14 | 14 | 59.9521 | 118.3126 | 271.7636
2027 | 8 | 14 | 15 | 61.6338 | 114.2524 | 280.8581
2027 | 8 | 14 | 16 | 64.2769 | 106.6119 | 300.7366
2027 | 8 | 14 | 17 | 66.4732 | 104.3133 | 340.8523
2027 | 8 | 14 | 18 | 60.512 | 97.1746 | 371.802
2027 | 8 | 14 | 19 | 57.8066 | 95.7122 | 379.6577
2027 | 8 | 14 | 20 | 54.9469 | 90.2535 | 371.6756
2027 | 8 | 14 | 21 | 51.5627 | 96.8154 | 358.2821
2027 | 8 | 14 | 22 | 47.6044 | 92.3893 | 333.2008
2027 | 8 | 14 | 23 | 45.1268 | 85.1474 | 304.3613
2027 | 8 | 15 | 0 | 45.8379 | 87.731 | 280.3171
2027 | 8 | 15 | 1 | 41.2951 | 82.8124 | 263.9871
2027 | 8 | 15 | 2 | 39.7646 | 80.494 | 254.169
2027 | 8 | 15 | 3 | 38.994 | 80.603 | 248.1819
2027 | 8 | 15 | 4 | 39.0712 | 79.6245 | 246.2722
2027 | 8 | 15 | 5 | 39.6991 | 79.8571 | 245.4562
2027 | 8 | 15 | 6 | 40.7112 | 77.8783 | 237.808
2027 | 8 | 15 | 7 | 42.3691 | 77.0753 | 247.3041
2027 | 8 | 15 | 8 | 46.5344 | 86.8982 | 271.6447
2027 | 8 | 15 | 9 | 50.9331 | 94.8781 | 291.0948
2027 | 8 | 15 | 10 | 53.8209 | 100.6284 | 298.5489
2027 | 8 | 15 | 11 | 56.0444 | 102.2843 | 304.1134
2027 | 8 | 15 | 12 | 58.4046 | 98.3558 | 299.4845
2027 | 8 | 15 | 13 | 58.9587 | 99.6209 | 302.3548
2027 | 8 | 15 | 14 | 59.4981 | 109.8428 | 308.3637
2027 | 8 | 15 | 15 | 61.5062 | 108.3039 | 320.1163
2027 | 8 | 15 | 16 | 64.3152 | 97.1074 | 344.5693
2027 | 8 | 15 | 17 | 66.9592 | 95.7686 | 385.3436
2027 | 8 | 15 | 18 | 64.2734 | 86.7738 | 409.675
2027 | 8 | 15 | 19 | 61.8743 | 84.2867 | 414.2857
2027 | 8 | 15 | 20 | 58.5737 | 82.2124 | 404.5346
2027 | 8 | 15 | 21 | 53.9313 | 88.7431 | 387.4815
2027 | 8 | 15 | 22 | 48.7442 | 85.2558 | 353.8958
2027 | 8 | 15 | 23 | 45.78 | 79.0729 | 317.4687
2027 | 8 | 16 | 0 | 45.4883 | 90.4547 | 293.8681
2027 | 8 | 16 | 1 | 42.7193 | 87.1518 | 270.2285
2027 | 8 | 16 | 2 | 42.015 | 85.8826 | 261.0175
2027 | 8 | 16 | 3 | 41.7596 | 86.464 | 255.3454
2027 | 8 | 16 | 4 | 43.3704 | 87.8141 | 255.8844
2027 | 8 | 16 | 5 | 45.9225 | 92.5809 | 262.5362
2027 | 8 | 16 | 6 | 50.0297 | 104.0654 | 275.5468
2027 | 8 | 16 | 7 | 52.388 | 116.3565 | 299.4811
2027 | 8 | 16 | 8 | 53.9718 | 130.4822 | 317.3864
2027 | 8 | 16 | 9 | 55.5381 | 136.877 | 324.9115
2027 | 8 | 16 | 10 | 56.8676 | 141.1475 | 324.3336
2027 | 8 | 16 | 11 | 58.2256 | 135.6717 | 328.4677
2027 | 8 | 16 | 12 | 59.718 | 134.8485 | 322.4847
2027 | 8 | 16 | 13 | 60.4268 | 135.7522 | 328.2367
2027 | 8 | 16 | 14 | 61.5538 | 134.4867 | 335.6988
2027 | 8 | 16 | 15 | 64.4849 | 129.9849 | 345.2453
2027 | 8 | 16 | 16 | 68.6037 | 125.4964 | 368.6203
2027 | 8 | 16 | 17 | 71.5717 | 118.5182 | 406.3925
2027 | 8 | 16 | 18 | 69.5562 | 109.4057 | 432.9357
2027 | 8 | 16 | 19 | 67.2863 | 107.937 | 442.2037
2027 | 8 | 16 | 20 | 64.8116 | 106.0975 | 433.8593
2027 | 8 | 16 | 21 | 59.9216 | 108.6994 | 412.2301
2027 | 8 | 16 | 22 | 53.9498 | 102.7478 | 374.0897
2027 | 8 | 16 | 23 | 49.2134 | 93.3017 | 333.7304
2027 | 8 | 17 | 0 | 47.8851 | 96.3795 | 303.7482
2027 | 8 | 17 | 1 | 44.777 | 90.1071 | 292.1186
2027 | 8 | 17 | 2 | 43.6965 | 88.2276 | 280.5526
2027 | 8 | 17 | 3 | 43.0909 | 88.1116 | 272.7328
2027 | 8 | 17 | 4 | 44.4833 | 88.3288 | 271.3537
2027 | 8 | 17 | 5 | 46.8555 | 92.9454 | 276.3997
2027 | 8 | 17 | 6 | 49.0338 | 105.0035 | 292.6467
2027 | 8 | 17 | 7 | 51.395 | 116.7196 | 317.8583
2027 | 8 | 17 | 8 | 53.734 | 127.6295 | 338.0777
2027 | 8 | 17 | 9 | 56.3339 | 132.0119 | 347.0385
2027 | 8 | 17 | 10 | 58.8698 | 137.0125 | 349.3551
2027 | 8 | 17 | 11 | 61.1489 | 135.8971 | 355.2492
2027 | 8 | 17 | 12 | 62.5165 | 139.193 | 369.0345
2027 | 8 | 17 | 13 | 64.4292 | 140.6081 | 376.2484
2027 | 8 | 17 | 14 | 66.9083 | 140.1656 | 383.454
2027 | 8 | 17 | 15 | 70.5641 | 136.9888 | 393.8477
2027 | 8 | 17 | 16 | 75.0084 | 132.8339 | 415.6496
2027 | 8 | 17 | 17 | 78.8181 | 126.4276 | 446.2561
2027 | 8 | 17 | 18 | 77.9493 | 109.5943 | 456.2811
2027 | 8 | 17 | 19 | 75.2151 | 107.6784 | 456.4072
2027 | 8 | 17 | 20 | 71.0135 | 105.9529 | 448.974
2027 | 8 | 17 | 21 | 64.8005 | 109.2355 | 427.2189
2027 | 8 | 17 | 22 | 58.0408 | 102.3538 | 389.2329
2027 | 8 | 17 | 23 | 52.678 | 92.6444 | 349.0475
2027 | 8 | 18 | 0 | 50.1234 | 97.0499 | 325.563
2027 | 8 | 18 | 1 | 45.5402 | 92.8665 | 311.1987
2027 | 8 | 18 | 2 | 44.2492 | 90.0206 | 298.075
2027 | 8 | 18 | 3 | 43.4686 | 89.3409 | 288.4221
2027 | 8 | 18 | 4 | 44.7689 | 89.461 | 286.112
2027 | 8 | 18 | 5 | 47.1325 | 93.514 | 290.0565
2027 | 8 | 18 | 6 | 49.3346 | 102.1535 | 304.6608
2027 | 8 | 18 | 7 | 51.7014 | 113.9227 | 331.109
2027 | 8 | 18 | 8 | 53.8934 | 126.8365 | 357.1271
2027 | 8 | 18 | 9 | 56.6109 | 136.2802 | 372.0818
2027 | 8 | 18 | 10 | 59.2274 | 142.2017 | 376.4486
2027 | 8 | 18 | 11 | 61.6191 | 139.2568 | 382.3684
2027 | 8 | 18 | 12 | 63.313 | 135.3146 | 389.0801
2027 | 8 | 18 | 13 | 65.2795 | 138.8665 | 397.4178
2027 | 8 | 18 | 14 | 67.7232 | 141.6714 | 406.8322
2027 | 8 | 18 | 15 | 71.7061 | 137.2767 | 419.5046
2027 | 8 | 18 | 16 | 76.4658 | 133.3786 | 442.3684
2027 | 8 | 18 | 17 | 79.9021 | 125.8491 | 473.7539
2027 | 8 | 18 | 18 | 78.0638 | 121.1279 | 476.5747
2027 | 8 | 18 | 19 | 75.3968 | 119.3171 | 478.03
2027 | 8 | 18 | 20 | 71.2099 | 114.6005 | 469.7681
2027 | 8 | 18 | 21 | 64.8225 | 115.6945 | 447.4569
2027 | 8 | 18 | 22 | 57.9093 | 107.6677 | 407.1882
2027 | 8 | 18 | 23 | 52.5281 | 97.4862 | 364.3384
2027 | 8 | 19 | 0 | 50.1014 | 99.6369 | 336.2333
2027 | 8 | 19 | 1 | 46.8502 | 93.1652 | 321.4255
2027 | 8 | 19 | 2 | 45.4224 | 90.6123 | 307.0708
2027 | 8 | 19 | 3 | 44.5892 | 89.7789 | 296.8547
2027 | 8 | 19 | 4 | 45.7638 | 89.5188 | 294.0849
2027 | 8 | 19 | 5 | 48.0266 | 93.8959 | 297.731
2027 | 8 | 19 | 6 | 50.327 | 102.3787 | 313.5177
2027 | 8 | 19 | 7 | 53.1294 | 113.3327 | 340.8859
2027 | 8 | 19 | 8 | 56.0862 | 128.0102 | 368.7943
2027 | 8 | 19 | 9 | 59.6152 | 137.3119 | 385.7116
2027 | 8 | 19 | 10 | 63.1214 | 145.2539 | 390.017
2027 | 8 | 19 | 11 | 66.3207 | 140.5333 | 395.8486
2027 | 8 | 19 | 12 | 68.4875 | 137.2987 | 410.9721
2027 | 8 | 19 | 13 | 70.9135 | 141.123 | 417.651
2027 | 8 | 19 | 14 | 73.6278 | 143.403 | 424.7451
2027 | 8 | 19 | 15 | 77.8274 | 138.6463 | 436.3908
2027 | 8 | 19 | 16 | 82.1614 | 135.9709 | 455.0413
2027 | 8 | 19 | 17 | 85.2411 | 127.7672 | 480.2391
2027 | 8 | 19 | 18 | 83.2002 | 123.2332 | 492.1732
2027 | 8 | 19 | 19 | 80.3889 | 121.5725 | 486.2386
2027 | 8 | 19 | 20 | 76.2424 | 116.1932 | 477.8348
2027 | 8 | 19 | 21 | 69.6551 | 115.6238 | 453.1668
2027 | 8 | 19 | 22 | 62.5125 | 108.8919 | 413.0902
2027 | 8 | 19 | 23 | 56.7667 | 98.5254 | 370.9029
2027 | 8 | 20 | 0 | 53.0909 | 99.59 | 339.7523
2027 | 8 | 20 | 1 | 50.8589 | 94.4978 | 320.5613
2027 | 8 | 20 | 2 | 49.0018 | 91.35 | 306.1627
2027 | 8 | 20 | 3 | 47.8833 | 90.777 | 295.7229
2027 | 8 | 20 | 4 | 48.7571 | 90.5587 | 293.1477
2027 | 8 | 20 | 5 | 51.1644 | 94.2549 | 296.5091
2027 | 8 | 20 | 6 | 53.8716 | 104.1675 | 313.6511
2027 | 8 | 20 | 7 | 57.4511 | 115.6826 | 340.5864
2027 | 8 | 20 | 8 | 61.6045 | 130.8191 | 373.4515
2027 | 8 | 20 | 9 | 66.2652 | 140.9439 | 397.1612
2027 | 8 | 20 | 10 | 70.6777 | 150.6533 | 402.9773
2027 | 8 | 20 | 11 | 74.7038 | 146.3211 | 401.5607
2027 | 8 | 20 | 12 | 76.9981 | 145.4924 | 410.9242
2027 | 8 | 20 | 13 | 78.9862 | 148.8402 | 413.0398
2027 | 8 | 20 | 14 | 80.4893 | 151.324 | 414.8778
2027 | 8 | 20 | 15 | 82.6933 | 143.6326 | 422.3884
2027 | 8 | 20 | 16 | 85.2804 | 141.0136 | 435.586
2027 | 8 | 20 | 17 | 86.2796 | 132.3258 | 454.0767
2027 | 8 | 20 | 18 | 88.3263 | 130.0816 | 463.32
2027 | 8 | 20 | 19 | 84.8469 | 126.8926 | 453.3107
2027 | 8 | 20 | 20 | 80.5157 | 123.4397 | 446.3615
2027 | 8 | 20 | 21 | 73.8508 | 122.1749 | 424.1849
2027 | 8 | 20 | 22 | 66.6956 | 113.5191 | 391.5392
2027 | 8 | 20 | 23 | 60.6942 | 101.1311 | 357.0563
2027 | 8 | 21 | 0 | 56.06 | 96.6595 | 328.8088
2027 | 8 | 21 | 1 | 51.8515 | 100.4886 | 311.7325
2027 | 8 | 21 | 2 | 49.0409 | 97.4588 | 297.3435
2027 | 8 | 21 | 3 | 47.3718 | 96.3133 | 286.7885
2027 | 8 | 21 | 4 | 46.9881 | 95.098 | 281.5035
2027 | 8 | 21 | 5 | 47.8964 | 96.3404 | 280.9238
2027 | 8 | 21 | 6 | 49.0714 | 96.6322 | 283.7327
2027 | 8 | 21 | 7 | 52.8347 | 98.1866 | 301.6956
2027 | 8 | 21 | 8 | 59.7855 | 112.7816 | 336.1318
2027 | 8 | 21 | 9 | 67.501 | 123.9062 | 365.8218
2027 | 8 | 21 | 10 | 73.5354 | 137.7217 | 376.7126
2027 | 8 | 21 | 11 | 78.3954 | 140.3922 | 383.7873
2027 | 8 | 21 | 12 | 80.1112 | 143.9088 | 387.554
2027 | 8 | 21 | 13 | 81.891 | 146.2004 | 392.4869
2027 | 8 | 21 | 14 | 83.0244 | 145.5881 | 395.6681
2027 | 8 | 21 | 15 | 84.8245 | 134.5127 | 405.3708
2027 | 8 | 21 | 16 | 87.056 | 140.4832 | 423.7828
2027 | 8 | 21 | 17 | 87.8422 | 136.2357 | 451.4028
2027 | 8 | 21 | 18 | 85.6324 | 136.1738 | 462.2437
2027 | 8 | 21 | 19 | 81.7149 | 131.3859 | 460.4216
2027 | 8 | 21 | 20 | 76.1526 | 125.8805 | 448.1274
2027 | 8 | 21 | 21 | 69.5976 | 127.5788 | 427.755
2027 | 8 | 21 | 22 | 63.324 | 120.8314 | 394.9672
2027 | 8 | 21 | 23 | 58.8804 | 113.3998 | 360.2455
2027 | 8 | 22 | 0 | 56.0241 | 110.6995 | 327.8931
2027 | 8 | 22 | 1 | 51.262 | 103.3437 | 311.8022
2027 | 8 | 22 | 2 | 48.8454 | 100.1801 | 297.6974
2027 | 8 | 22 | 3 | 47.3277 | 98.6464 | 287.359
2027 | 8 | 22 | 4 | 46.9781 | 96.7421 | 281.7131
2027 | 8 | 22 | 5 | 47.9072 | 97.0803 | 280.2119
2027 | 8 | 22 | 6 | 48.3627 | 98.129 | 283.6244
2027 | 8 | 22 | 7 | 51.8059 | 99.001 | 299.291
2027 | 8 | 22 | 8 | 58.7995 | 109.786 | 334.961
2027 | 8 | 22 | 9 | 66.8067 | 121.4796 | 369.2965
2027 | 8 | 22 | 10 | 73.4064 | 136.7072 | 383.2413
2027 | 8 | 22 | 11 | 78.594 | 142.7613 | 387.8883
2027 | 8 | 22 | 12 | 80.2352 | 142.3608 | 399.9064
2027 | 8 | 22 | 13 | 82.1709 | 146.072 | 403.3767
2027 | 8 | 22 | 14 | 83.445 | 148.146 | 404.6297
2027 | 8 | 22 | 15 | 85.5967 | 136.7922 | 413.0085
2027 | 8 | 22 | 16 | 88.3554 | 144.7358 | 429.2966
2027 | 8 | 22 | 17 | 89.3819 | 141.7679 | 453.2377
2027 | 8 | 22 | 18 | 85.146 | 141.6176 | 477.8152
2027 | 8 | 22 | 19 | 81.8633 | 135.5464 | 473.6883
2027 | 8 | 22 | 20 | 77.7665 | 131.1837 | 463.203
2027 | 8 | 22 | 21 | 71.1851 | 130.992 | 440.605
2027 | 8 | 22 | 22 | 64.2717 | 123.36 | 402.596
2027 | 8 | 22 | 23 | 59.6695 | 115.6572 | 362.6268
2027 | 8 | 23 | 0 | 55.8273 | 113.6996 | 329.2195
2027 | 8 | 23 | 1 | 50.041 | 110.8062 | 305.1959
2027 | 8 | 23 | 2 | 48.5963 | 107.4362 | 292.9993
2027 | 8 | 23 | 3 | 47.8455 | 106.8469 | 283.9593
2027 | 8 | 23 | 4 | 49.0542 | 106.2703 | 282.6402
2027 | 8 | 23 | 5 | 51.8082 | 111.355 | 287.5315
2027 | 8 | 23 | 6 | 55.0677 | 117.1618 | 301.7617
2027 | 8 | 23 | 7 | 57.5142 | 131.5674 | 328.1653
2027 | 8 | 23 | 8 | 59.4964 | 152.399 | 358.1146
2027 | 8 | 23 | 9 | 61.3142 | 163.17 | 377.312
2027 | 8 | 23 | 10 | 62.6788 | 174.8263 | 381.6394
2027 | 8 | 23 | 11 | 63.7992 | 177.3976 | 385.4494
2027 | 8 | 23 | 12 | 63.7526 | 177.5546 | 386.5585
2027 | 8 | 23 | 13 | 63.4502 | 180.806 | 390.831
2027 | 8 | 23 | 14 | 63.5924 | 171.0172 | 396.9052
2027 | 8 | 23 | 15 | 64.9332 | 161.0482 | 408.3132
2027 | 8 | 23 | 16 | 67.6712 | 170.5662 | 428.7973
2027 | 8 | 23 | 17 | 68.5765 | 159.4047 | 457.8791
2027 | 8 | 23 | 18 | 66.7594 | 154.9495 | 457.1619
2027 | 8 | 23 | 19 | 63.7838 | 147.6314 | 451.4377
2027 | 8 | 23 | 20 | 61.5654 | 146.232 | 442.4586
2027 | 8 | 23 | 21 | 56.0998 | 141.8936 | 416.3773
2027 | 8 | 23 | 22 | 50.1876 | 131.8644 | 378.0435
2027 | 8 | 23 | 23 | 46.6172 | 121.258 | 339.9785
2027 | 8 | 24 | 0 | 45.3236 | 120.7114 | 322.2372
2027 | 8 | 24 | 1 | 44.3344 | 106.7615 | 296.4941
2027 | 8 | 24 | 2 | 43.398 | 102.7607 | 285.1939
2027 | 8 | 24 | 3 | 42.8541 | 101.4384 | 277.2958
2027 | 8 | 24 | 4 | 44.268 | 101.8686 | 276.1832
2027 | 8 | 24 | 5 | 47.0336 | 106.5284 | 280.7224
2027 | 8 | 24 | 6 | 51.4448 | 116.6858 | 298.5619
2027 | 8 | 24 | 7 | 53.6877 | 129.1812 | 321.857
2027 | 8 | 24 | 8 | 56.0419 | 139.8271 | 340.9247
2027 | 8 | 24 | 9 | 58.8244 | 144.9749 | 348.8589
2027 | 8 | 24 | 10 | 60.8231 | 146.0199 | 345.9831
2027 | 8 | 24 | 11 | 62.4588 | 148.5999 | 343.4705
2027 | 8 | 24 | 12 | 64.0802 | 146.5965 | 336.3809
2027 | 8 | 24 | 13 | 65.1966 | 148.0836 | 336.6032
2027 | 8 | 24 | 14 | 66.3896 | 135.296 | 341.4975
2027 | 8 | 24 | 15 | 69.0647 | 130.7671 | 351.602
2027 | 8 | 24 | 16 | 72.3785 | 135.0346 | 372.7885
2027 | 8 | 24 | 17 | 74.7845 | 126.8173 | 405.3939
2027 | 8 | 24 | 18 | 72.0615 | 116.7501 | 417.2921
2027 | 8 | 24 | 19 | 69.2012 | 114.2881 | 418.9785
2027 | 8 | 24 | 20 | 65.5835 | 113.7372 | 411.7602
2027 | 8 | 24 | 21 | 59.0819 | 114.4364 | 387.8476
2027 | 8 | 24 | 22 | 52.7956 | 107.2019 | 352.3104
2027 | 8 | 24 | 23 | 49.138 | 98.1542 | 316.5461
2027 | 8 | 25 | 0 | 48.3351 | 98.3126 | 299.5362
2027 | 8 | 25 | 1 | 45.0465 | 98.5425 | 267.8709
2027 | 8 | 25 | 2 | 43.9363 | 95.7465 | 259.4742
2027 | 8 | 25 | 3 | 43.3035 | 94.7214 | 253.4106
2027 | 8 | 25 | 4 | 44.5482 | 95.3333 | 254.7684
2027 | 8 | 25 | 5 | 46.9586 | 99.2544 | 261.2969
2027 | 8 | 25 | 6 | 50.5356 | 117.5589 | 272.6138
2027 | 8 | 25 | 7 | 52.9755 | 131.2115 | 291.7493
2027 | 8 | 25 | 8 | 54.9822 | 143.2979 | 307.9219
2027 | 8 | 25 | 9 | 57.5446 | 149.2666 | 315.3835
2027 | 8 | 25 | 10 | 59.5472 | 154.5172 | 309.9343
2027 | 8 | 25 | 11 | 61.1574 | 151.1176 | 304.1828
2027 | 8 | 25 | 12 | 60.7144 | 146.508 | 307.3176
2027 | 8 | 25 | 13 | 61.5021 | 148.8358 | 303.9582
2027 | 8 | 25 | 14 | 62.4095 | 146.4044 | 301.4946
2027 | 8 | 25 | 15 | 64.3718 | 144.6993 | 304.4582
2027 | 8 | 25 | 16 | 67.4866 | 142.8506 | 319.7071
2027 | 8 | 25 | 17 | 70.1035 | 135.9413 | 345.9185
2027 | 8 | 25 | 18 | 69.5606 | 129.046 | 361.0994
2027 | 8 | 25 | 19 | 67.5523 | 126.6696 | 357.2461
2027 | 8 | 25 | 20 | 64.7234 | 125.944 | 357.1413
2027 | 8 | 25 | 21 | 59.1197 | 124.483 | 337.8592
2027 | 8 | 25 | 22 | 53.1844 | 116.4281 | 309.0978
2027 | 8 | 25 | 23 | 48.8973 | 108.7823 | 280.6465
2027 | 8 | 26 | 0 | 48.3904 | 104.0263 | 270.464
2027 | 8 | 26 | 1 | 45.8067 | 92.7551 | 257.1684
2027 | 8 | 26 | 2 | 44.6885 | 90.2776 | 250.0829
2027 | 8 | 26 | 3 | 44.0572 | 89.545 | 245.6959
2027 | 8 | 26 | 4 | 45.3809 | 90.4339 | 247.6128
2027 | 8 | 26 | 5 | 47.7799 | 95.5367 | 254.8716
2027 | 8 | 26 | 6 | 52.2555 | 110.6878 | 269.6758
2027 | 8 | 26 | 7 | 54.4095 | 122.606 | 289.9198
2027 | 8 | 26 | 8 | 55.7749 | 132.8065 | 299.6516
2027 | 8 | 26 | 9 | 57.4909 | 140.1245 | 299.2696
2027 | 8 | 26 | 10 | 59.3717 | 146.7625 | 294.579
2027 | 8 | 26 | 11 | 60.9511 | 143.7786 | 296.7105
2027 | 8 | 26 | 12 | 62.3648 | 130.0352 | 296.6487
2027 | 8 | 26 | 13 | 63.1494 | 132.9072 | 301.4357
2027 | 8 | 26 | 14 | 64.1658 | 128.7015 | 309.4497
2027 | 8 | 26 | 15 | 66.4741 | 123.519 | 320.4213
2027 | 8 | 26 | 16 | 69.6179 | 121.2239 | 340.9407
2027 | 8 | 26 | 17 | 72.0847 | 113.9841 | 374.7059
2027 | 8 | 26 | 18 | 71.4082 | 110.6686 | 399.3152
2027 | 8 | 26 | 19 | 69.3413 | 110.4918 | 409.2099
2027 | 8 | 26 | 20 | 66.7468 | 107.1175 | 407.0428
2027 | 8 | 26 | 21 | 61.5431 | 108.4429 | 386.5031
2027 | 8 | 26 | 22 | 55.6977 | 102.3111 | 352.2554
2027 | 8 | 26 | 23 | 51.0952 | 95.0756 | 316.0729
2027 | 8 | 27 | 0 | 50.0599 | 96.0977 | 283.8976
2027 | 8 | 27 | 1 | 46.9706 | 88.9448 | 263.9781
2027 | 8 | 27 | 2 | 45.501 | 85.8547 | 255.7198
2027 | 8 | 27 | 3 | 44.5613 | 85.6857 | 250.2801
2027 | 8 | 27 | 4 | 45.639 | 86.596 | 251.3854
2027 | 8 | 27 | 5 | 47.7245 | 90.6335 | 257.9843
2027 | 8 | 27 | 6 | 50.7642 | 106.5636 | 272.2428
2027 | 8 | 27 | 7 | 53.5457 | 118.0513 | 294.9383
2027 | 8 | 27 | 8 | 56.0255 | 129.2256 | 308.0831
2027 | 8 | 27 | 9 | 58.278 | 133.8545 | 309.5985
2027 | 8 | 27 | 10 | 60.2127 | 136.3185 | 304.8406
2027 | 8 | 27 | 11 | 61.2625 | 132.8871 | 305.5048
2027 | 8 | 27 | 12 | 61.6847 | 129.9163 | 307.0283
2027 | 8 | 27 | 13 | 61.8143 | 132.3632 | 308.3998
2027 | 8 | 27 | 14 | 61.6918 | 129.9272 | 313.6292
2027 | 8 | 27 | 15 | 63.2035 | 122.6436 | 321.583
2027 | 8 | 27 | 16 | 65.822 | 117.4195 | 340.5925
2027 | 8 | 27 | 17 | 67.7344 | 108.6846 | 372.0136
2027 | 8 | 27 | 18 | 66.5434 | 99.5945 | 390.569
2027 | 8 | 27 | 19 | 64.4576 | 97.9806 | 395.2545
2027 | 8 | 27 | 20 | 61.8335 | 96.6544 | 390.9257
2027 | 8 | 27 | 21 | 56.6804 | 98.5538 | 370.2723
2027 | 8 | 27 | 22 | 51.4653 | 90.6929 | 340.6398
2027 | 8 | 27 | 23 | 47.8489 | 82.3894 | 310.0535
2027 | 8 | 28 | 0 | 47.2936 | 87.5612 | 288.7395
2027 | 8 | 28 | 1 | 42.6146 | 87.9785 | 274.1896
2027 | 8 | 28 | 2 | 41.1133 | 85.2774 | 263.4835
2027 | 8 | 28 | 3 | 40.3845 | 84.7626 | 256.105
2027 | 8 | 28 | 4 | 40.6531 | 83.1413 | 253.8754
2027 | 8 | 28 | 5 | 41.9226 | 84.3642 | 254.4116
2027 | 8 | 28 | 6 | 43.4291 | 88.2005 | 253.9089
2027 | 8 | 28 | 7 | 45.8146 | 90.4975 | 271.9191
2027 | 8 | 28 | 8 | 50.2923 | 99.5006 | 310.7368
2027 | 8 | 28 | 9 | 54.3398 | 107.8916 | 342.2134
2027 | 8 | 28 | 10 | 56.8138 | 112.655 | 352.1321
2027 | 8 | 28 | 11 | 58.7945 | 109.064 | 353.7097
2027 | 8 | 28 | 12 | 58.3519 | 102.6285 | 356.4774
2027 | 8 | 28 | 13 | 58.3955 | 100.7489 | 353.8155
2027 | 8 | 28 | 14 | 58.4417 | 102.1318 | 352.3588
2027 | 8 | 28 | 15 | 60.068 | 97.6045 | 358.2577
2027 | 8 | 28 | 16 | 62.6195 | 91.6459 | 372.6582
2027 | 8 | 28 | 17 | 64.3208 | 89.105 | 394.8223
2027 | 8 | 28 | 18 | 61.566 | 86.717 | 404.3169
2027 | 8 | 28 | 19 | 59.312 | 86.6309 | 396.9728
2027 | 8 | 28 | 20 | 56.017 | 85.6449 | 388.4912
2027 | 8 | 28 | 21 | 51.4534 | 89.7541 | 369.7783
2027 | 8 | 28 | 22 | 47.1351 | 85.4316 | 343.8051
2027 | 8 | 28 | 23 | 44.7451 | 81.2828 | 317.3044
2027 | 8 | 29 | 0 | 43.9963 | 85.9668 | 299.132
2027 | 8 | 29 | 1 | 40.0316 | 78.711 | 268.7395
2027 | 8 | 29 | 2 | 38.9328 | 76.7744 | 258.4001
2027 | 8 | 29 | 3 | 38.4503 | 77.1122 | 251.4516
2027 | 8 | 29 | 4 | 38.8247 | 76.9316 | 248.7583
2027 | 8 | 29 | 5 | 39.8468 | 78.2977 | 247.5846
2027 | 8 | 29 | 6 | 41.2567 | 80.6697 | 246.5375
2027 | 8 | 29 | 7 | 43.0669 | 80.0141 | 257.5659
2027 | 8 | 29 | 8 | 46.6186 | 89.2114 | 278.5682
2027 | 8 | 29 | 9 | 50.3412 | 92.2582 | 292.8153
2027 | 8 | 29 | 10 | 52.9458 | 93.65 | 293.4699
2027 | 8 | 29 | 11 | 54.9583 | 94.7918 | 291.4691
2027 | 8 | 29 | 12 | 55.801 | 94.8834 | 281.795
2027 | 8 | 29 | 13 | 56.3152 | 96.1675 | 281.9056
2027 | 8 | 29 | 14 | 57.053 | 102.4344 | 284.2944
2027 | 8 | 29 | 15 | 59.4462 | 106.5059 | 288.3199
2027 | 8 | 29 | 16 | 62.7375 | 93.2787 | 305.2837
2027 | 8 | 29 | 17 | 65.1503 | 92.9701 | 342.2177
2027 | 8 | 29 | 18 | 64.8641 | 84.3817 | 362.5782
2027 | 8 | 29 | 19 | 63.1085 | 82.4983 | 363.0436
2027 | 8 | 29 | 20 | 59.5331 | 82.2406 | 356.8957
2027 | 8 | 29 | 21 | 54.2797 | 85.7756 | 336.4379
2027 | 8 | 29 | 22 | 49.3771 | 81.9349 | 307.8379
2027 | 8 | 29 | 23 | 46.2991 | 78.8179 | 278.5724
2027 | 8 | 30 | 0 | 43.9011 | 84.7601 | 258.6158
2027 | 8 | 30 | 1 | 44.3411 | 84.7039 | 251.264
2027 | 8 | 30 | 2 | 43.6309 | 83.4134 | 244.9142
2027 | 8 | 30 | 3 | 43.459 | 84.1758 | 240.6918
2027 | 8 | 30 | 4 | 45.1723 | 85.7603 | 242.9432
2027 | 8 | 30 | 5 | 48.2805 | 91.1299 | 251.7377
2027 | 8 | 30 | 6 | 52.8362 | 104.6052 | 269.049
2027 | 8 | 30 | 7 | 55.4703 | 116.1215 | 291.7618
2027 | 8 | 30 | 8 | 57.1689 | 129.9582 | 306.7128
2027 | 8 | 30 | 9 | 59.1609 | 134.5427 | 313.4927
2027 | 8 | 30 | 10 | 61.5908 | 137.0369 | 310.0713
2027 | 8 | 30 | 11 | 63.9538 | 133.7634 | 307.7774
2027 | 8 | 30 | 12 | 65.8502 | 134.5947 | 309.3624
2027 | 8 | 30 | 13 | 67.2045 | 136.2733 | 314.2773
2027 | 8 | 30 | 14 | 68.536 | 132.3363 | 318.8489
2027 | 8 | 30 | 15 | 71.2107 | 131.0328 | 327.5572
2027 | 8 | 30 | 16 | 74.8375 | 126.7254 | 345.5083
2027 | 8 | 30 | 17 | 77.1581 | 120.2504 | 375.4634
2027 | 8 | 30 | 18 | 80.8745 | 111.3551 | 386.982
2027 | 8 | 30 | 19 | 78.4127 | 110.2494 | 392.2862
2027 | 8 | 30 | 20 | 73.6679 | 109.5838 | 387.0815
2027 | 8 | 30 | 21 | 66.3818 | 109.8563 | 363.639
2027 | 8 | 30 | 22 | 59.1827 | 102.94 | 330.515
2027 | 8 | 30 | 23 | 53.8049 | 97.0008 | 297.3903
2027 | 8 | 31 | 0 | 50.3547 | 95.9451 | 270.4876
2027 | 8 | 31 | 1 | 46.7238 | 92.6147 | 265.1347
2027 | 8 | 31 | 2 | 45.33 | 89.5863 | 257.6685
2027 | 8 | 31 | 3 | 44.5355 | 89.5685 | 252.5403
2027 | 8 | 31 | 4 | 45.7568 | 90.8022 | 253.2875
2027 | 8 | 31 | 5 | 48.1891 | 95.558 | 259.6559
2027 | 8 | 31 | 6 | 51.7657 | 111.547 | 278.0776
2027 | 8 | 31 | 7 | 54.4567 | 123.9251 | 302.9225
2027 | 8 | 31 | 8 | 56.1623 | 138.6715 | 314.9792
2027 | 8 | 31 | 9 | 57.4307 | 142.0715 | 314.8868
2027 | 8 | 31 | 10 | 58.6721 | 147.3119 | 310.0579
2027 | 8 | 31 | 11 | 59.8301 | 144.5378 | 310.9685
2027 | 8 | 31 | 12 | 60.0806 | 143.3199 | 306.8149
2027 | 8 | 31 | 13 | 60.6665 | 147.0236 | 310.4173
2027 | 8 | 31 | 14 | 61.5921 | 144.3915 | 318.7795
2027 | 8 | 31 | 15 | 64.4033 | 140.6262 | 331.7295
2027 | 8 | 31 | 16 | 68.5109 | 138.6787 | 355.7934
2027 | 8 | 31 | 17 | 70.8384 | 131.0215 | 391.8982
2027 | 8 | 31 | 18 | 69.8266 | 126.8639 | 408.2296
2027 | 8 | 31 | 19 | 68.2258 | 124.5539 | 419.2047
2027 | 8 | 31 | 20 | 65.1578 | 120.1753 | 412.0878
2027 | 8 | 31 | 21 | 59.0829 | 118.9862 | 387.4369
2027 | 8 | 31 | 22 | 52.8008 | 109.8448 | 351.4109
2027 | 8 | 31 | 23 | 48.2994 | 102.0428 | 314.3255
2027 | 9 | 1 | 0 | 47.1217 | 100.1894 | 287.6047
2027 | 9 | 1 | 1 | 43.6601 | 98.6813 | 274.6985
2027 | 9 | 1 | 2 | 42.7665 | 95.776 | 265.029
2027 | 9 | 1 | 3 | 42.2915 | 94.2225 | 259.1452
2027 | 9 | 1 | 4 | 43.9725 | 94.1143 | 259.1812
2027 | 9 | 1 | 5 | 46.9774 | 98.5516 | 265.5786
2027 | 9 | 1 | 6 | 50.8433 | 112.3909 | 282.1394
2027 | 9 | 1 | 7 | 52.6099 | 123.7757 | 307.4334
2027 | 9 | 1 | 8 | 53.2792 | 132.4852 | 321.5634
2027 | 9 | 1 | 9 | 54.5322 | 137.9173 | 326.6767
2027 | 9 | 1 | 10 | 55.8086 | 141.704 | 326.6205
2027 | 9 | 1 | 11 | 57.2529 | 141.8369 | 329.8898
2027 | 9 | 1 | 12 | 58.0305 | 145.8304 | 324.5546
2027 | 9 | 1 | 13 | 59.3284 | 145.7652 | 332.1106
2027 | 9 | 1 | 14 | 61.4953 | 143.0174 | 337.4935
2027 | 9 | 1 | 15 | 65.003 | 137.2749 | 344.7034
2027 | 9 | 1 | 16 | 69.598 | 137.8086 | 365.335
2027 | 9 | 1 | 17 | 73.022 | 130.0969 | 397.7273
2027 | 9 | 1 | 18 | 67.6556 | 119.2176 | 407.3428
2027 | 9 | 1 | 19 | 65.9157 | 117.4296 | 410.2703
2027 | 9 | 1 | 20 | 64.0493 | 116.1164 | 408.0042
2027 | 9 | 1 | 21 | 57.4885 | 112.8472 | 381.8731
2027 | 9 | 1 | 22 | 51.282 | 107.3162 | 347.1968
2027 | 9 | 1 | 23 | 47.1557 | 96.1964 | 313.3125
2027 | 9 | 2 | 0 | 47.0482 | 97.0562 | 299.358
2027 | 9 | 2 | 1 | 46.7548 | 93.7988 | 268.0568
2027 | 9 | 2 | 2 | 45.5929 | 91.9437 | 259.0334
2027 | 9 | 2 | 3 | 45.0538 | 91.1853 | 254.3769
2027 | 9 | 2 | 4 | 46.5712 | 91.3535 | 255.3047
2027 | 9 | 2 | 5 | 49.8343 | 95.5795 | 262.0273
2027 | 9 | 2 | 6 | 55.5617 | 109.5914 | 279.0117
2027 | 9 | 2 | 7 | 58.0599 | 120.8158 | 301.2519
2027 | 9 | 2 | 8 | 59.6809 | 132.7591 | 308.6826
2027 | 9 | 2 | 9 | 62.3861 | 139.1113 | 307.8334
2027 | 9 | 2 | 10 | 64.8783 | 148.0241 | 301.1141
2027 | 9 | 2 | 11 | 67.7904 | 140.9969 | 297.3747
2027 | 9 | 2 | 12 | 69.853 | 134.0999 | 275.9488
2027 | 9 | 2 | 13 | 71.2317 | 135.6731 | 276.7096
2027 | 9 | 2 | 14 | 72.6558 | 139.6447 | 279.0434
2027 | 9 | 2 | 15 | 74.7559 | 132.7902 | 284.7769
2027 | 9 | 2 | 16 | 77.8226 | 131.5467 | 303.847
2027 | 9 | 2 | 17 | 79.4026 | 124.7423 | 338.5353
2027 | 9 | 2 | 18 | 81.2613 | 117.263 | 367.546
2027 | 9 | 2 | 19 | 79.1194 | 118.0205 | 377.2081
2027 | 9 | 2 | 20 | 75.5375 | 116.3278 | 375.4206
2027 | 9 | 2 | 21 | 67.4849 | 112.4701 | 350.144
2027 | 9 | 2 | 22 | 59.9205 | 105.0048 | 318.9465
2027 | 9 | 2 | 23 | 54.8409 | 95.1651 | 287.9437
2027 | 9 | 3 | 0 | 52.4463 | 98.0301 | 267.4176
2027 | 9 | 3 | 1 | 50.6289 | 101.3401 | 254.1338
2027 | 9 | 3 | 2 | 48.7983 | 97.9328 | 246.1015
2027 | 9 | 3 | 3 | 47.7652 | 97.0786 | 242.2173
2027 | 9 | 3 | 4 | 48.8908 | 98.1058 | 243.7407
2027 | 9 | 3 | 5 | 51.8221 | 102.6555 | 250.8521
2027 | 9 | 3 | 6 | 57.5576 | 120.5579 | 267.6147
2027 | 9 | 3 | 7 | 60.421 | 131.5775 | 289.7009
2027 | 9 | 3 | 8 | 62.4478 | 143.6183 | 296.1795
2027 | 9 | 3 | 9 | 65.0102 | 149.4891 | 295.58
2027 | 9 | 3 | 10 | 67.196 | 159.2341 | 290.5408
2027 | 9 | 3 | 11 | 69.6802 | 159.8945 | 288.1762
2027 | 9 | 3 | 12 | 71.7103 | 157.1998 | 274.7707
2027 | 9 | 3 | 13 | 72.964 | 160.6806 | 277.919
2027 | 9 | 3 | 14 | 74.2141 | 159.4276 | 281.5394
2027 | 9 | 3 | 15 | 75.8577 | 146.9235 | 285.8804
2027 | 9 | 3 | 16 | 78.4107 | 147.4329 | 300.9422
2027 | 9 | 3 | 17 | 78.9269 | 136.8537 | 333.2284
2027 | 9 | 3 | 18 | 80.3366 | 135.7247 | 360.1072
2027 | 9 | 3 | 19 | 77.8649 | 132.7163 | 368.7955
2027 | 9 | 3 | 20 | 74.3913 | 131.3233 | 367.6149
2027 | 9 | 3 | 21 | 66.3757 | 125.1785 | 344.5798
2027 | 9 | 3 | 22 | 59.3207 | 117.8029 | 317.8582
2027 | 9 | 3 | 23 | 54.2886 | 105.9822 | 291.1175
2027 | 9 | 4 | 0 | 50.7924 | 105.2625 | 276.3005
2027 | 9 | 4 | 1 | 47.294 | 101.6902 | 257.1536
2027 | 9 | 4 | 2 | 45.0106 | 98.7321 | 248.084
2027 | 9 | 4 | 3 | 43.7653 | 97.0013 | 242.5791
2027 | 9 | 4 | 4 | 43.8048 | 95.8423 | 240.9309
2027 | 9 | 4 | 5 | 45.2374 | 96.9475 | 242.6385
2027 | 9 | 4 | 6 | 48.4255 | 107.5492 | 245.1915
2027 | 9 | 4 | 7 | 50.5692 | 108.4664 | 261.2404
2027 | 9 | 4 | 8 | 54.0177 | 117.7191 | 285.1168
2027 | 9 | 4 | 9 | 57.8084 | 125.3984 | 302.6498
2027 | 9 | 4 | 10 | 60.0088 | 136.0274 | 306.9747
2027 | 9 | 4 | 11 | 62.1698 | 142.5151 | 307.3135
2027 | 9 | 4 | 12 | 62.3492 | 141.4297 | 306.1256
2027 | 9 | 4 | 13 | 61.5286 | 141.9964 | 305.0599
2027 | 9 | 4 | 14 | 60.7422 | 143.4089 | 301.6077
2027 | 9 | 4 | 15 | 60.7989 | 131.492 | 307.6714
2027 | 9 | 4 | 16 | 62.4096 | 136.3416 | 321.4967
2027 | 9 | 4 | 17 | 63.225 | 132.6415 | 348.839
2027 | 9 | 4 | 18 | 66.0173 | 132.6485 | 372.5409
2027 | 9 | 4 | 19 | 63.3515 | 130.3118 | 371.3924
2027 | 9 | 4 | 20 | 58.5558 | 126.0031 | 366.5406
2027 | 9 | 4 | 21 | 51.1888 | 124.7671 | 343.5722
2027 | 9 | 4 | 22 | 45.8566 | 117.6021 | 319.6027
2027 | 9 | 4 | 23 | 43.408 | 108.8152 | 295.9056
2027 | 9 | 5 | 0 | 43.8709 | 103.5236 | 281.2338
2027 | 9 | 5 | 1 | 41.385 | 90.7452 | 262.4739
2027 | 9 | 5 | 2 | 40.0805 | 88.0022 | 252.4295
2027 | 9 | 5 | 3 | 39.4746 | 87.1338 | 246.3444
2027 | 9 | 5 | 4 | 39.7634 | 85.6351 | 244.3131
2027 | 9 | 5 | 5 | 41.2932 | 85.8185 | 244.0466
2027 | 9 | 5 | 6 | 44.3292 | 94.8965 | 243.1987
2027 | 9 | 5 | 7 | 45.931 | 94.1827 | 257.538
2027 | 9 | 5 | 8 | 48.8523 | 98.2471 | 279.5807
2027 | 9 | 5 | 9 | 52.0361 | 102.1804 | 297.0658
2027 | 9 | 5 | 10 | 53.8465 | 106.7769 | 303.7342
2027 | 9 | 5 | 11 | 55.6516 | 112.3323 | 308.1841
2027 | 9 | 5 | 12 | 57.3081 | 108.3561 | 298.3782
2027 | 9 | 5 | 13 | 57.8399 | 107.4771 | 301.9841
2027 | 9 | 5 | 14 | 58.559 | 113.2974 | 305.9504
2027 | 9 | 5 | 15 | 60.4319 | 107.4118 | 314.3101
2027 | 9 | 5 | 16 | 63.4663 | 101.4305 | 335.3242
2027 | 9 | 5 | 17 | 65.1817 | 98.8563 | 372.3991
2027 | 9 | 5 | 18 | 64.5483 | 104.0443 | 400.4537
2027 | 9 | 5 | 19 | 62.8692 | 103.2681 | 400.8399
2027 | 9 | 5 | 20 | 58.9595 | 100.3239 | 393.1285
2027 | 9 | 5 | 21 | 51.7768 | 96.2957 | 365.751
2027 | 9 | 5 | 22 | 46.0133 | 91.5494 | 333.2082
2027 | 9 | 5 | 23 | 43.4111 | 84.7791 | 301.4908
2027 | 9 | 6 | 0 | 43.0202 | 89.4372 | 284.9172
2027 | 9 | 6 | 1 | 38.7893 | 91.1951 | 264.2175
2027 | 9 | 6 | 2 | 37.879 | 89.8091 | 254.7284
2027 | 9 | 6 | 3 | 37.9965 | 89.3964 | 248.0899
2027 | 9 | 6 | 4 | 38.5416 | 89.9361 | 247.1487
2027 | 9 | 6 | 5 | 40.3242 | 91.8262 | 246.6016
2027 | 9 | 6 | 6 | 43.2292 | 95.486 | 244.9219
2027 | 9 | 6 | 7 | 44.3222 | 93.9507 | 258.6741
2027 | 9 | 6 | 8 | 47.7925 | 88.2797 | 284.6561
2027 | 9 | 6 | 9 | 52.463 | 93.0745 | 310.1677
2027 | 9 | 6 | 10 | 55.7891 | 97.6507 | 328.2371
2027 | 9 | 6 | 11 | 58.5195 | 113.6517 | 333.6458
2027 | 9 | 6 | 12 | 56.3017 | 113.7261 | 320.502
2027 | 9 | 6 | 13 | 56.9316 | 112.5127 | 323.9792
2027 | 9 | 6 | 14 | 57.6178 | 106.7636 | 318.8152
2027 | 9 | 6 | 15 | 59.8022 | 107.7906 | 333.243
2027 | 9 | 6 | 16 | 63.4453 | 113.9598 | 349.2995
2027 | 9 | 6 | 17 | 65.3424 | 116.9628 | 382.9184
2027 | 9 | 6 | 18 | 62.776 | 115.162 | 397.3313
2027 | 9 | 6 | 19 | 61.3828 | 115.2897 | 397.297
2027 | 9 | 6 | 20 | 57.9413 | 113.9503 | 386.9508
2027 | 9 | 6 | 21 | 50.3944 | 112.9058 | 354.3026
2027 | 9 | 6 | 22 | 44.1252 | 106.0858 | 319.5418
2027 | 9 | 6 | 23 | 41.773 | 99.2941 | 285.1908
2027 | 9 | 7 | 0 | 42.1277 | 94.7383 | 269.5624
2027 | 9 | 7 | 1 | 44.2576 | 94.0704 | 270.07
2027 | 9 | 7 | 2 | 43.2927 | 91.6834 | 260.9165
2027 | 9 | 7 | 3 | 42.801 | 91.2119 | 255.2838
2027 | 9 | 7 | 4 | 44.4726 | 92.7361 | 255.5451
2027 | 9 | 7 | 5 | 47.5496 | 96.0613 | 261.9973
2027 | 9 | 7 | 6 | 52.456 | 117.8541 | 280.1977
2027 | 9 | 7 | 7 | 55.2848 | 131.2266 | 306.8171
2027 | 9 | 7 | 8 | 56.4087 | 140.2268 | 317.7467
2027 | 9 | 7 | 9 | 57.327 | 144.3846 | 319.1038
2027 | 9 | 7 | 10 | 57.7865 | 150.9625 | 314.937
2027 | 9 | 7 | 11 | 58.4324 | 150.5092 | 314.9357
2027 | 9 | 7 | 12 | 57.3937 | 139.7165 | 300.4664
2027 | 9 | 7 | 13 | 57.3903 | 141.4332 | 304.0423
2027 | 9 | 7 | 14 | 57.6082 | 139.3744 | 308.8767
2027 | 9 | 7 | 15 | 59.6321 | 134.5336 | 317.5501
2027 | 9 | 7 | 16 | 63.7821 | 135.5032 | 338.9359
2027 | 9 | 7 | 17 | 66.9973 | 129.7116 | 374.3699
2027 | 9 | 7 | 18 | 65.8236 | 123.2836 | 394.3055
2027 | 9 | 7 | 19 | 64.3584 | 124.9412 | 400.1112
2027 | 9 | 7 | 20 | 61.4997 | 122.6065 | 394.4433
2027 | 9 | 7 | 21 | 54.7212 | 119.071 | 364.7106
2027 | 9 | 7 | 22 | 48.6782 | 110.9226 | 330.9484
2027 | 9 | 7 | 23 | 45.2809 | 101.9489 | 298.3388
2027 | 9 | 8 | 0 | 46.6127 | 100.4678 | 284.2203
2027 | 9 | 8 | 1 | 44.7818 | 92.7615 | 268.8097
2027 | 9 | 8 | 2 | 44.0078 | 91.1127 | 260.1415
2027 | 9 | 8 | 3 | 43.739 | 89.9494 | 254.3228
2027 | 9 | 8 | 4 | 45.5072 | 90.54 | 255.0035
2027 | 9 | 8 | 5 | 48.9833 | 96.9638 | 261.9814
2027 | 9 | 8 | 6 | 54.004 | 112.987 | 282.0779
2027 | 9 | 8 | 7 | 56.6643 | 124.3896 | 309.0491
2027 | 9 | 8 | 8 | 56.7076 | 129.3325 | 326.1636
2027 | 9 | 8 | 9 | 56.3492 | 134.7527 | 336.682
2027 | 9 | 8 | 10 | 56.165 | 139.6109 | 337.6675
2027 | 9 | 8 | 11 | 56.6839 | 139.5623 | 336.2028
2027 | 9 | 8 | 12 | 56.6943 | 133.1885 | 322.6883
2027 | 9 | 8 | 13 | 56.7209 | 132.225 | 325.9473
2027 | 9 | 8 | 14 | 57.5165 | 130.9435 | 328.1785
2027 | 9 | 8 | 15 | 59.9068 | 126.9392 | 333.1942
2027 | 9 | 8 | 16 | 63.9291 | 121.4746 | 348.8408
2027 | 9 | 8 | 17 | 66.8147 | 114.8068 | 377.8943
2027 | 9 | 8 | 18 | 65.8743 | 105.33 | 400.8508
2027 | 9 | 8 | 19 | 65.085 | 102.7373 | 402.2399
2027 | 9 | 8 | 20 | 62.8652 | 104.1173 | 399.0423
2027 | 9 | 8 | 21 | 56.4613 | 102.4618 | 370.4541
2027 | 9 | 8 | 22 | 50.5157 | 99.7504 | 337.0215
2027 | 9 | 8 | 23 | 46.2576 | 92.0881 | 304.6741
2027 | 9 | 9 | 0 | 46.3963 | 94.766 | 287.2428
2027 | 9 | 9 | 1 | 45.2771 | 93.7261 | 280.8293
2027 | 9 | 9 | 2 | 44.3842 | 92.3547 | 271.1214
2027 | 9 | 9 | 3 | 44.087 | 92.0222 | 264.7669
2027 | 9 | 9 | 4 | 45.7169 | 92.0927 | 264.7254
2027 | 9 | 9 | 5 | 49.0284 | 97.7355 | 271.065
2027 | 9 | 9 | 6 | 54.6799 | 113.9101 | 294.8994
2027 | 9 | 9 | 7 | 57.1312 | 125.0017 | 325.1382
2027 | 9 | 9 | 8 | 57.575 | 130.8324 | 344.0198
2027 | 9 | 9 | 9 | 57.6841 | 132.8896 | 354.8203
2027 | 9 | 9 | 10 | 58.0076 | 138.5451 | 358.0911
2027 | 9 | 9 | 11 | 58.6573 | 138.8366 | 361.0583
2027 | 9 | 9 | 12 | 58.2891 | 136.5921 | 355.4173
2027 | 9 | 9 | 13 | 58.5799 | 135.6796 | 359.6847
2027 | 9 | 9 | 14 | 59.5983 | 129.1691 | 364.3652
2027 | 9 | 9 | 15 | 62.1336 | 123.8788 | 372.8177
2027 | 9 | 9 | 16 | 65.724 | 124.6926 | 386.771
2027 | 9 | 9 | 17 | 68.1748 | 119.0116 | 412.3476
2027 | 9 | 9 | 18 | 66.987 | 108.4233 | 430.9236
2027 | 9 | 9 | 19 | 66.4963 | 109.2968 | 435.7005
2027 | 9 | 9 | 20 | 64.2721 | 107.5495 | 429.4303
2027 | 9 | 9 | 21 | 57.7396 | 106.7615 | 399.1583
2027 | 9 | 9 | 22 | 51.4955 | 98.7947 | 362.8064
2027 | 9 | 9 | 23 | 47.5098 | 90.259 | 326.5657
2027 | 9 | 10 | 0 | 47.2248 | 93.6703 | 304.807
2027 | 9 | 10 | 1 | 44.2993 | 93.6344 | 278.5809
2027 | 9 | 10 | 2 | 43.2776 | 90.9878 | 268.6464
2027 | 9 | 10 | 3 | 42.956 | 90.5936 | 262.7567
2027 | 9 | 10 | 4 | 44.6017 | 91.2894 | 262.591
2027 | 9 | 10 | 5 | 47.939 | 95.6762 | 268.0023
2027 | 9 | 10 | 6 | 51.9084 | 113.1052 | 287.6317
2027 | 9 | 10 | 7 | 54.1795 | 123.5741 | 315.7293
2027 | 9 | 10 | 8 | 54.7566 | 131.3416 | 328.75
2027 | 9 | 10 | 9 | 55.3554 | 135.331 | 333.3355
2027 | 9 | 10 | 10 | 56.9066 | 138.002 | 327.0309
2027 | 9 | 10 | 11 | 58.4294 | 138.7498 | 320.1754
2027 | 9 | 10 | 12 | 60.1294 | 136.8599 | 317.914
2027 | 9 | 10 | 13 | 61.0428 | 138.006 | 313.3442
2027 | 9 | 10 | 14 | 62.7662 | 130.6347 | 309.4975
2027 | 9 | 10 | 15 | 65.6917 | 123.6613 | 310.802
2027 | 9 | 10 | 16 | 69.3979 | 126.1871 | 320.1843
2027 | 9 | 10 | 17 | 71.4783 | 117.7723 | 342.5507
2027 | 9 | 10 | 18 | 68.785 | 107.0321 | 355.9324
2027 | 9 | 10 | 19 | 67.7589 | 106.4284 | 358.4398
2027 | 9 | 10 | 20 | 64.2951 | 108.8629 | 353.5718
2027 | 9 | 10 | 21 | 56.9294 | 106.8146 | 327.3846
2027 | 9 | 10 | 22 | 51.0024 | 101.3619 | 302.5014
2027 | 9 | 10 | 23 | 47.2294 | 91.2211 | 278.5564
2027 | 9 | 11 | 0 | 47.0016 | 92.2428 | 276.8896
2027 | 9 | 11 | 1 | 45.6568 | 87.3479 | 254.2241
2027 | 9 | 11 | 2 | 43.8296 | 85.6439 | 246.1558
2027 | 9 | 11 | 3 | 42.8695 | 84.9499 | 241.2947
2027 | 9 | 11 | 4 | 43.1974 | 84.8397 | 239.7913
2027 | 9 | 11 | 5 | 44.9806 | 87.7931 | 241.0503
2027 | 9 | 11 | 6 | 47.8015 | 92.4488 | 244.2013
2027 | 9 | 11 | 7 | 50.454 | 93.8328 | 262.3258
2027 | 9 | 11 | 8 | 55.0863 | 97.9495 | 279.6141
2027 | 9 | 11 | 9 | 60.7991 | 106.6588 | 290.5219
2027 | 9 | 11 | 10 | 65.5251 | 113.5246 | 289.95
2027 | 9 | 11 | 11 | 69.2045 | 114.328 | 291.7311
2027 | 9 | 11 | 12 | 70.4374 | 110.9284 | 270.02
2027 | 9 | 11 | 13 | 71.5389 | 109.8698 | 271.1947
2027 | 9 | 11 | 14 | 72.6469 | 108.8536 | 269.4765
2027 | 9 | 11 | 15 | 74.1165 | 104.1622 | 273.1072
2027 | 9 | 11 | 16 | 76.6913 | 105.8131 | 286.0174
2027 | 9 | 11 | 17 | 77.3915 | 106.4403 | 321.6835
2027 | 9 | 11 | 18 | 74.0822 | 101.5388 | 330.4329
2027 | 9 | 11 | 19 | 72.3665 | 100.6281 | 333.0752
2027 | 9 | 11 | 20 | 69.0074 | 95.0053 | 324.7947
2027 | 9 | 11 | 21 | 62.2943 | 97.3706 | 299.5755
2027 | 9 | 11 | 22 | 56.1904 | 91.348 | 277.0277
2027 | 9 | 11 | 23 | 52.7386 | 87.4288 | 256.2823
2027 | 9 | 12 | 0 | 52.0176 | 91.5466 | 248.022
2027 | 9 | 12 | 1 | 47.6616 | 93.4904 | 250.2934
2027 | 9 | 12 | 2 | 45.5822 | 91.404 | 242.9355
2027 | 9 | 12 | 3 | 44.4714 | 90.5973 | 237.8934
2027 | 9 | 12 | 4 | 44.4746 | 91.3316 | 236.5527
2027 | 9 | 12 | 5 | 46.1802 | 93.3582 | 238.4493
2027 | 9 | 12 | 6 | 48.7194 | 98.0498 | 240.0778
2027 | 9 | 12 | 7 | 51.3758 | 98.845 | 254.9702
2027 | 9 | 12 | 8 | 56.1923 | 105.3478 | 272.915
2027 | 9 | 12 | 9 | 62.1246 | 115.3399 | 288.1277
2027 | 9 | 12 | 10 | 66.99 | 127.2717 | 291.4239
2027 | 9 | 12 | 11 | 71.0506 | 130.9069 | 293.6833
2027 | 9 | 12 | 12 | 72.9591 | 130.4856 | 276.6168
2027 | 9 | 12 | 13 | 74.3551 | 133.2516 | 280.9871
2027 | 9 | 12 | 14 | 75.4199 | 135.2061 | 285.1795
2027 | 9 | 12 | 15 | 77.2288 | 126.9713 | 298.4151
2027 | 9 | 12 | 16 | 80.2409 | 132.2812 | 319.239
2027 | 9 | 12 | 17 | 81.5371 | 132.2561 | 359.4922
2027 | 9 | 12 | 18 | 77.6959 | 129.0445 | 382.2734
2027 | 9 | 12 | 19 | 75.9133 | 125.2423 | 386.1452
2027 | 9 | 12 | 20 | 71.8492 | 121.5843 | 378.0189
2027 | 9 | 12 | 21 | 64.5262 | 123.8928 | 349.8158
2027 | 9 | 12 | 22 | 57.7861 | 116.6097 | 318.9778
2027 | 9 | 12 | 23 | 53.7581 | 111.2273 | 288.6374
2027 | 9 | 13 | 0 | 51.8729 | 108.7562 | 269.3903
2027 | 9 | 13 | 1 | 49.8615 | 104.8308 | 259.5835
2027 | 9 | 13 | 2 | 48.3992 | 101.5876 | 252.2799
2027 | 9 | 13 | 3 | 47.7571 | 101.1971 | 247.7672
2027 | 9 | 13 | 4 | 49.0571 | 102.725 | 249.1067
2027 | 9 | 13 | 5 | 52.4924 | 107.8239 | 256.9048
2027 | 9 | 13 | 6 | 58.9181 | 122.1844 | 277.4528
2027 | 9 | 13 | 7 | 62.7302 | 135.8604 | 306.8986
2027 | 9 | 13 | 8 | 65.3438 | 151.7605 | 316.5133
2027 | 9 | 13 | 9 | 67.9067 | 157.0474 | 316.0849
2027 | 9 | 13 | 10 | 70.1583 | 164.9141 | 312.7791
2027 | 9 | 13 | 11 | 72.3353 | 165.8592 | 317.5108
2027 | 9 | 13 | 12 | 74.3681 | 163.9798 | 310.2304
2027 | 9 | 13 | 13 | 75.8953 | 165.4348 | 316.1637
2027 | 9 | 13 | 14 | 77.1349 | 158.2125 | 323.8594
2027 | 9 | 13 | 15 | 79.3901 | 150.9084 | 334.3518
2027 | 9 | 13 | 16 | 82.544 | 156.0617 | 356.0012
2027 | 9 | 13 | 17 | 83.4029 | 147.2005 | 393.5953
2027 | 9 | 13 | 18 | 81.0799 | 137.4635 | 412.2888
2027 | 9 | 13 | 19 | 79.1683 | 136.1112 | 418.5023
2027 | 9 | 13 | 20 | 75.7431 | 131.3974 | 410.2481
2027 | 9 | 13 | 21 | 67.5307 | 126.2248 | 377.9954
2027 | 9 | 13 | 22 | 59.7143 | 116.4548 | 342.3428
2027 | 9 | 13 | 23 | 54.5073 | 106.9746 | 308.1294
2027 | 9 | 14 | 0 | 51.0971 | 112.4931 | 288.7494
2027 | 9 | 14 | 1 | 49.3547 | 104.6268 | 279.9247
2027 | 9 | 14 | 2 | 47.8522 | 101.0086 | 270.0005
2027 | 9 | 14 | 3 | 47.1337 | 99.6087 | 263.3932
2027 | 9 | 14 | 4 | 48.3574 | 100.2046 | 262.7764
2027 | 9 | 14 | 5 | 51.6825 | 104.8191 | 269.0683
2027 | 9 | 14 | 6 | 57.4417 | 122.3233 | 289.3269
2027 | 9 | 14 | 7 | 60.509 | 136.9895 | 320.6912
2027 | 9 | 14 | 8 | 62.3468 | 147.0884 | 336.7966
2027 | 9 | 14 | 9 | 64.2041 | 150.0043 | 342.6172
2027 | 9 | 14 | 10 | 65.2948 | 156.0316 | 341.8625
2027 | 9 | 14 | 11 | 66.5812 | 162.6976 | 345.8474
2027 | 9 | 14 | 12 | 65.7025 | 168.3479 | 338.3649
2027 | 9 | 14 | 13 | 65.6305 | 171.0363 | 346.5486
2027 | 9 | 14 | 14 | 65.7441 | 163.978 | 355.1966
2027 | 9 | 14 | 15 | 66.7038 | 156.7934 | 367.232
2027 | 9 | 14 | 16 | 69.1497 | 163.7315 | 389.4535
2027 | 9 | 14 | 17 | 69.7972 | 153.8557 | 423.5931
2027 | 9 | 14 | 18 | 69.3587 | 147.4162 | 440.4391
2027 | 9 | 14 | 19 | 67.8481 | 144.2588 | 447.0918
2027 | 9 | 14 | 20 | 64.6601 | 142.7223 | 437.0266
2027 | 9 | 14 | 21 | 57.1988 | 136.7422 | 403.464
2027 | 9 | 14 | 22 | 50.5065 | 127.0053 | 365.4691
2027 | 9 | 14 | 23 | 46.676 | 115.9075 | 328.2972
2027 | 9 | 15 | 0 | 47.4149 | 105.775 | 306.3358
2027 | 9 | 15 | 1 | 46.5376 | 107.3897 | 295.5329
2027 | 9 | 15 | 2 | 45.3687 | 103.2188 | 284.3849
2027 | 9 | 15 | 3 | 44.8074 | 101.2594 | 276.279
2027 | 9 | 15 | 4 | 46.1715 | 102.2956 | 275.0116
2027 | 9 | 15 | 5 | 49.4291 | 107.006 | 280.532
2027 | 9 | 15 | 6 | 54.2839 | 121.2989 | 301.8169
2027 | 9 | 15 | 7 | 57.4427 | 136.0281 | 332.9818
2027 | 9 | 15 | 8 | 58.576 | 142.9651 | 349.1091
2027 | 9 | 15 | 9 | 59.5558 | 148.3163 | 355.187
2027 | 9 | 15 | 10 | 59.849 | 151.4804 | 354.5727
2027 | 9 | 15 | 11 | 60.4345 | 157.2506 | 358.874
2027 | 9 | 15 | 12 | 61.3234 | 151.9361 | 356.0753
2027 | 9 | 15 | 13 | 61.4109 | 152.3622 | 364.662
2027 | 9 | 15 | 14 | 61.5784 | 141.9448 | 374.5994
2027 | 9 | 15 | 15 | 63.6077 | 136.7641 | 387.3493
2027 | 9 | 15 | 16 | 67.2353 | 139.575 | 409.2759
2027 | 9 | 15 | 17 | 69.1752 | 130.1472 | 443.7248
2027 | 9 | 15 | 18 | 67.251 | 121.8991 | 454.5033
2027 | 9 | 15 | 19 | 66.1155 | 121.3529 | 458.937
2027 | 9 | 15 | 20 | 62.4217 | 117.9421 | 448.0378
2027 | 9 | 15 | 21 | 55.1445 | 115.6814 | 414.1018
2027 | 9 | 15 | 22 | 48.7369 | 107.4477 | 374.8107
2027 | 9 | 15 | 23 | 45.0948 | 98.8378 | 336.5465
2027 | 9 | 16 | 0 | 45.934 | 103.702 | 315.2299
2027 | 9 | 16 | 1 | 44.9213 | 97.9054 | 304.81
2027 | 9 | 16 | 2 | 44.1816 | 95.9909 | 292.6854
2027 | 9 | 16 | 3 | 44.0653 | 94.5784 | 284.2964
2027 | 9 | 16 | 4 | 45.6265 | 95.3218 | 282.669
2027 | 9 | 16 | 5 | 49.1292 | 101.6422 | 287.7966
2027 | 9 | 16 | 6 | 54.3987 | 115.777 | 310.2474
2027 | 9 | 16 | 7 | 57.0302 | 127.7385 | 342.1582
2027 | 9 | 16 | 8 | 57.2739 | 132.3762 | 360.4971
2027 | 9 | 16 | 9 | 57.3745 | 136.5098 | 369.1746
2027 | 9 | 16 | 10 | 57.3068 | 142.6557 | 369.4913
2027 | 9 | 16 | 11 | 57.9214 | 144.7863 | 373.6395
2027 | 9 | 16 | 12 | 58.2384 | 141.8125 | 385.2572
2027 | 9 | 16 | 13 | 58.6274 | 141.4644 | 389.7972
2027 | 9 | 16 | 14 | 59.7815 | 135.6371 | 395.351
2027 | 9 | 16 | 15 | 62.2326 | 131.8897 | 405.5521
2027 | 9 | 16 | 16 | 65.6322 | 130.8481 | 419.6951
2027 | 9 | 16 | 17 | 67.774 | 123.3649 | 444.3323
2027 | 9 | 16 | 18 | 66.1916 | 114.0086 | 432.1722
2027 | 9 | 16 | 19 | 65.7463 | 114.2083 | 426.4026
2027 | 9 | 16 | 20 | 62.6662 | 111.2715 | 417.2474
2027 | 9 | 16 | 21 | 55.9634 | 108.8497 | 386.2582
2027 | 9 | 16 | 22 | 50.0943 | 104.363 | 352.5785
2027 | 9 | 16 | 23 | 46.2824 | 95.9581 | 320.1543
2027 | 9 | 17 | 0 | 46.1118 | 95.9982 | 319.2146
2027 | 9 | 17 | 1 | 45.6311 | 92.8532 | 284.8894
2027 | 9 | 17 | 2 | 44.8053 | 90.5054 | 275.1757
2027 | 9 | 17 | 3 | 44.6226 | 90.3034 | 267.7615
2027 | 9 | 17 | 4 | 46.2066 | 91.7574 | 266.8642
2027 | 9 | 17 | 5 | 49.8277 | 96.418 | 272.1513
2027 | 9 | 17 | 6 | 55.6746 | 112.717 | 288.2521
2027 | 9 | 17 | 7 | 57.8649 | 124.0088 | 316.0236
2027 | 9 | 17 | 8 | 58.1418 | 128.3243 | 328.3926
2027 | 9 | 17 | 9 | 58.6959 | 131.8408 | 328.1625
2027 | 9 | 17 | 10 | 59.291 | 136.3001 | 317.2899
2027 | 9 | 17 | 11 | 60.1549 | 138.7247 | 307.6565
2027 | 9 | 17 | 12 | 60.3697 | 136.2527 | 299.5662
2027 | 9 | 17 | 13 | 60.0732 | 136.4448 | 294.1043
2027 | 9 | 17 | 14 | 60.0031 | 131.163 | 290.7112
2027 | 9 | 17 | 15 | 60.6345 | 124.816 | 294.7258
2027 | 9 | 17 | 16 | 62.641 | 123.4403 | 304.6322
2027 | 9 | 17 | 17 | 63.1225 | 116.6193 | 332.0143
2027 | 9 | 17 | 18 | 63.0769 | 103.3443 | 348.2908
2027 | 9 | 17 | 19 | 63.0859 | 106.7393 | 362.4755
2027 | 9 | 17 | 20 | 61.5776 | 103.6014 | 356.2577
2027 | 9 | 17 | 21 | 55.8242 | 103.6001 | 330.1567
2027 | 9 | 17 | 22 | 50.5435 | 96.0286 | 306.7016
2027 | 9 | 17 | 23 | 47.1258 | 86.3772 | 282.7782
2027 | 9 | 18 | 0 | 45.8263 | 87.5934 | 268.6653
2027 | 9 | 18 | 1 | 44.641 | 90.4864 | 244.1709
2027 | 9 | 18 | 2 | 42.9587 | 87.8209 | 237.8733
2027 | 9 | 18 | 3 | 42.09 | 87.3075 | 233.7347
2027 | 9 | 18 | 4 | 42.4647 | 88.4349 | 233.1413
2027 | 9 | 18 | 5 | 44.2058 | 91.4569 | 236.4413
2027 | 9 | 18 | 6 | 47.1584 | 97.8179 | 244.1238
2027 | 9 | 18 | 7 | 49.9126 | 101.0047 | 260.9347
2027 | 9 | 18 | 8 | 53.8485 | 105.5275 | 270.4277
2027 | 9 | 18 | 9 | 57.8628 | 107.9365 | 272.8533
2027 | 9 | 18 | 10 | 60.2881 | 112.7453 | 267.5285
2027 | 9 | 18 | 11 | 61.5772 | 114.0193 | 273.5408
2027 | 9 | 18 | 12 | 60.1182 | 111.5329 | 285.107
2027 | 9 | 18 | 13 | 59.7708 | 109.3073 | 286.8536
2027 | 9 | 18 | 14 | 59.3355 | 103.1119 | 280.2377
2027 | 9 | 18 | 15 | 59.6766 | 98.8899 | 283.7477
2027 | 9 | 18 | 16 | 61.5202 | 100.0874 | 293.2709
2027 | 9 | 18 | 17 | 63.0492 | 97.9136 | 323.4628
2027 | 9 | 18 | 18 | 60.3424 | 88.9183 | 337.9877
2027 | 9 | 18 | 19 | 59.0018 | 91.2595 | 344.6796
2027 | 9 | 18 | 20 | 54.9805 | 88.7486 | 335.9503
2027 | 9 | 18 | 21 | 49.0125 | 89.6127 | 310.4877
2027 | 9 | 18 | 22 | 44.5243 | 85.2487 | 288.6252
2027 | 9 | 18 | 23 | 42.8744 | 79.7868 | 267.3563
2027 | 9 | 19 | 0 | 43.9612 | 89.7551 | 248.6674
2027 | 9 | 19 | 1 | 42.3382 | 83.1927 | 254.0898
2027 | 9 | 19 | 2 | 41.3789 | 81.4346 | 247.2344
2027 | 9 | 19 | 3 | 41.1856 | 81.1246 | 242.7524
2027 | 9 | 19 | 4 | 41.8927 | 81.6847 | 241.3862
2027 | 9 | 19 | 5 | 44.0234 | 82.7022 | 243.9574
2027 | 9 | 19 | 6 | 47.7586 | 91.028 | 251.7117
2027 | 9 | 19 | 7 | 49.7832 | 92.3756 | 269.3354
2027 | 9 | 19 | 8 | 52.6435 | 93.8393 | 290.1641
2027 | 9 | 19 | 9 | 55.3083 | 99.6267 | 308.3765
2027 | 9 | 19 | 10 | 56.615 | 104.6617 | 311.7684
2027 | 9 | 19 | 11 | 57.6606 | 106.8882 | 310.0169
2027 | 9 | 19 | 12 | 56.0254 | 95.1318 | 303.1349
2027 | 9 | 19 | 13 | 55.9748 | 95.3845 | 300.2203
2027 | 9 | 19 | 14 | 56.1509 | 102.1095 | 300.4079
2027 | 9 | 19 | 15 | 58.0691 | 95.393 | 310.7197
2027 | 9 | 19 | 16 | 61.8277 | 90.1998 | 325.5321
2027 | 9 | 19 | 17 | 64.6278 | 89.6163 | 358.446
2027 | 9 | 19 | 18 | 66.2314 | 87.2973 | 388.4988
2027 | 9 | 19 | 19 | 66.2639 | 89.4265 | 390.8962
2027 | 9 | 19 | 20 | 62.7975 | 85.4262 | 381.333
2027 | 9 | 19 | 21 | 56.5837 | 88.612 | 354.472
2027 | 9 | 19 | 22 | 50.751 | 85.2137 | 325.6045
2027 | 9 | 19 | 23 | 47.9029 | 82.367 | 296.7259
2027 | 9 | 20 | 0 | 48.1076 | 84.8824 | 282.3208
2027 | 9 | 20 | 1 | 46.1936 | 81.8902 | 263.8028
2027 | 9 | 20 | 2 | 45.8297 | 81.7821 | 256.6654
2027 | 9 | 20 | 3 | 46.0133 | 83.1447 | 252.3571
2027 | 9 | 20 | 4 | 47.8707 | 85.8363 | 253.979
2027 | 9 | 20 | 5 | 51.6583 | 92.0396 | 262.8959
2027 | 9 | 20 | 6 | 57.3963 | 109.3084 | 283.6019
2027 | 9 | 20 | 7 | 60.214 | 121.4336 | 314.8973
2027 | 9 | 20 | 8 | 60.1449 | 132.039 | 331.4438
2027 | 9 | 20 | 9 | 59.1594 | 132.7336 | 339.0081
2027 | 9 | 20 | 10 | 58.3712 | 136.4681 | 337.8939
2027 | 9 | 20 | 11 | 58.2659 | 131.6626 | 338.4392
2027 | 9 | 20 | 12 | 57.4361 | 124.0438 | 333.9026
2027 | 9 | 20 | 13 | 57.0877 | 122.0887 | 335.1752
2027 | 9 | 20 | 14 | 57.1901 | 122.908 | 337.2238
2027 | 9 | 20 | 15 | 58.8612 | 117.4731 | 343.2266
2027 | 9 | 20 | 16 | 62.3886 | 112.5054 | 358.542
2027 | 9 | 20 | 17 | 65.3651 | 106.4952 | 386.9567
2027 | 9 | 20 | 18 | 66.7658 | 105.3193 | 393.8125
2027 | 9 | 20 | 19 | 67.1168 | 108.9215 | 395.4632
2027 | 9 | 20 | 20 | 64.3851 | 104.8915 | 386.7853
2027 | 9 | 20 | 21 | 57.9445 | 104.2391 | 356.4304
2027 | 9 | 20 | 22 | 51.8285 | 98.0236 | 324.5915
2027 | 9 | 20 | 23 | 47.8036 | 89.8751 | 294.8076
2027 | 9 | 21 | 0 | 46.9066 | 90.6677 | 277.5078
2027 | 9 | 21 | 1 | 46.5682 | 88.4845 | 264.1417
2027 | 9 | 21 | 2 | 45.8358 | 87.4292 | 256.6789
2027 | 9 | 21 | 3 | 45.6703 | 87.426 | 252.4661
2027 | 9 | 21 | 4 | 47.3981 | 88.4369 | 253.6684
2027 | 9 | 21 | 5 | 51 | 94.5073 | 261.9736
2027 | 9 | 21 | 6 | 56.0696 | 111.2208 | 280.5913
2027 | 9 | 21 | 7 | 59.1426 | 121.9015 | 308.0837
2027 | 9 | 21 | 8 | 59.527 | 127.9883 | 321.2326
2027 | 9 | 21 | 9 | 58.9284 | 129.0078 | 326.623
2027 | 9 | 21 | 10 | 58.775 | 129.7269 | 320.1848
2027 | 9 | 21 | 11 | 58.9454 | 133.3653 | 311.5186
2027 | 9 | 21 | 12 | 57.4517 | 123.9278 | 310.7868
2027 | 9 | 21 | 13 | 57.2975 | 123.9219 | 308.8592
2027 | 9 | 21 | 14 | 57.7445 | 119.1402 | 304.985
2027 | 9 | 21 | 15 | 59.7357 | 111.1162 | 307.5218
2027 | 9 | 21 | 16 | 63.5079 | 112.0022 | 320.1819
2027 | 9 | 21 | 17 | 66.625 | 104.098 | 343.3836
2027 | 9 | 21 | 18 | 66.8685 | 99.6819 | 353.001
2027 | 9 | 21 | 19 | 66.8421 | 102.9975 | 356.8633
2027 | 9 | 21 | 20 | 63.7519 | 100.262 | 349.8057
2027 | 9 | 21 | 21 | 57.1547 | 100.5937 | 321.816
2027 | 9 | 21 | 22 | 51.1019 | 94.1294 | 294.3637
2027 | 9 | 21 | 23 | 47.3008 | 86.0919 | 268.6598
2027 | 9 | 22 | 0 | 47.4297 | 88.1224 | 251.8516
2027 | 9 | 22 | 1 | 44.9331 | 90.8375 | 249.751
2027 | 9 | 22 | 2 | 44.2671 | 88.6461 | 244.1861
2027 | 9 | 22 | 3 | 44.229 | 88.0206 | 240.9304
2027 | 9 | 22 | 4 | 46.067 | 89.3774 | 243.6218
2027 | 9 | 22 | 5 | 50.0516 | 94.6359 | 252.9253
2027 | 9 | 22 | 6 | 55.7814 | 109.1771 | 272.0049
2027 | 9 | 22 | 7 | 58.745 | 119.9605 | 295.768
2027 | 9 | 22 | 8 | 59.1361 | 126.2323 | 300.5033
2027 | 9 | 22 | 9 | 59.0934 | 127.7243 | 298.6265
2027 | 9 | 22 | 10 | 59.4062 | 129.374 | 291.1764
2027 | 9 | 22 | 11 | 59.8456 | 132.0025 | 285.4299
2027 | 9 | 22 | 12 | 60.5924 | 125.4065 | 271.3657
2027 | 9 | 22 | 13 | 60.7616 | 125.4216 | 273.8008
2027 | 9 | 22 | 14 | 61.2912 | 121.7564 | 278.1606
2027 | 9 | 22 | 15 | 63.3989 | 115.6085 | 284.8603
2027 | 9 | 22 | 16 | 66.6991 | 113.3989 | 302.3459
2027 | 9 | 22 | 17 | 68.6961 | 104.8282 | 337.5634
2027 | 9 | 22 | 18 | 68.7955 | 98.0391 | 352.2792
2027 | 9 | 22 | 19 | 69.0732 | 100.0252 | 362.1585
2027 | 9 | 22 | 20 | 65.3587 | 97.2019 | 353.9405
2027 | 9 | 22 | 21 | 58.0833 | 97.5869 | 325.3466
2027 | 9 | 22 | 22 | 51.8035 | 93.555 | 295.0061
2027 | 9 | 22 | 23 | 47.8748 | 85.2024 | 266.9587
2027 | 9 | 23 | 0 | 46.5536 | 89.3501 | 249.7685
2027 | 9 | 23 | 1 | 44.0571 | 88.7683 | 249.3152
2027 | 9 | 23 | 2 | 43.3262 | 87.0548 | 243.5509
2027 | 9 | 23 | 3 | 43.2225 | 86.7313 | 240.6697
2027 | 9 | 23 | 4 | 44.9563 | 87.7669 | 243.3061
2027 | 9 | 23 | 5 | 48.708 | 92.1819 | 251.949
2027 | 9 | 23 | 6 | 54.4557 | 110.7644 | 271.3047
2027 | 9 | 23 | 7 | 57.1203 | 122.7911 | 297.1506
2027 | 9 | 23 | 8 | 57.6904 | 131.7765 | 299.9791
2027 | 9 | 23 | 9 | 58.2624 | 132.5791 | 293.3609
2027 | 9 | 23 | 10 | 59.1064 | 136.4487 | 285.4201
2027 | 9 | 23 | 11 | 59.6906 | 135.4963 | 286.2115
2027 | 9 | 23 | 12 | 57.4765 | 129.9333 | 276.5994
2027 | 9 | 23 | 13 | 57.8024 | 131.4074 | 279.4206
2027 | 9 | 23 | 14 | 58.4813 | 125.0671 | 286.6303
2027 | 9 | 23 | 15 | 60.5171 | 119.2092 | 296.1698
2027 | 9 | 23 | 16 | 63.3643 | 121.0395 | 315.2028
2027 | 9 | 23 | 17 | 65.494 | 111.9007 | 352.097
2027 | 9 | 23 | 18 | 66.8188 | 111.1348 | 374.3132
2027 | 9 | 23 | 19 | 67.1322 | 115.5923 | 387.0785
2027 | 9 | 23 | 20 | 63.7128 | 109.716 | 378.5569
2027 | 9 | 23 | 21 | 56.428 | 107.9668 | 349.7497
2027 | 9 | 23 | 22 | 50.2561 | 101.4763 | 318.0051
2027 | 9 | 23 | 23 | 46.7277 | 93.177 | 287.1658
2027 | 9 | 24 | 0 | 46.0843 | 89.47 | 269.0131
2027 | 9 | 24 | 1 | 44.2651 | 87.444 | 255.2097
2027 | 9 | 24 | 2 | 43.4254 | 84.7226 | 248.1868
2027 | 9 | 24 | 3 | 43.183 | 84.5937 | 244.4747
2027 | 9 | 24 | 4 | 44.8162 | 86.9111 | 246.2747
2027 | 9 | 24 | 5 | 48.236 | 90.0371 | 254.4486
2027 | 9 | 24 | 6 | 53.4391 | 110.4138 | 273.9411
2027 | 9 | 24 | 7 | 56.4083 | 123.0995 | 301.6095
2027 | 9 | 24 | 8 | 56.8383 | 132.7792 | 309.7876
2027 | 9 | 24 | 9 | 56.8429 | 136.5017 | 308.8743
2027 | 9 | 24 | 10 | 56.7362 | 139.984 | 302.2409
2027 | 9 | 24 | 11 | 56.9532 | 134.8089 | 299.8118
2027 | 9 | 24 | 12 | 56.9392 | 117.8981 | 299.2011
2027 | 9 | 24 | 13 | 56.7851 | 119.3044 | 302.1175
2027 | 9 | 24 | 14 | 56.7787 | 117.5615 | 306.2968
2027 | 9 | 24 | 15 | 58.5468 | 108.5877 | 312.9747
2027 | 9 | 24 | 16 | 61.8013 | 106.4308 | 327.6776
2027 | 9 | 24 | 17 | 63.6002 | 96.611 | 356.7086
2027 | 9 | 24 | 18 | 62.8075 | 100.2024 | 372.9075
2027 | 9 | 24 | 19 | 62.5325 | 105.2169 | 382.8632
2027 | 9 | 24 | 20 | 58.9022 | 100.052 | 373.9507
2027 | 9 | 24 | 21 | 52.2655 | 99.3288 | 346.7829
2027 | 9 | 24 | 22 | 47.2676 | 94.4655 | 319.9365
2027 | 9 | 24 | 23 | 44.5883 | 83.9986 | 293.685
2027 | 9 | 25 | 0 | 44.7841 | 83.1712 | 275.5434
2027 | 9 | 25 | 1 | 44.266 | 78.3068 | 274.9135
2027 | 9 | 25 | 2 | 43.0686 | 77.1941 | 264.7354
2027 | 9 | 25 | 3 | 42.8174 | 77.1051 | 258.2121
2027 | 9 | 25 | 4 | 43.5685 | 77.7616 | 256.2221
2027 | 9 | 25 | 5 | 45.9117 | 80.341 | 257.8525
2027 | 9 | 25 | 6 | 49.347 | 87.1291 | 264.7601
2027 | 9 | 25 | 7 | 52.0809 | 88.2579 | 288.9654
2027 | 9 | 25 | 8 | 54.9834 | 93.4958 | 319.8132
2027 | 9 | 25 | 9 | 57.5881 | 99.9451 | 343.76
2027 | 9 | 25 | 10 | 58.715 | 103.7395 | 352.002
2027 | 9 | 25 | 11 | 59.6585 | 103.5688 | 356.8328
2027 | 9 | 25 | 12 | 60.4626 | 98.4415 | 360.6603
2027 | 9 | 25 | 13 | 60.0971 | 97.3264 | 360.3936
2027 | 9 | 25 | 14 | 59.9444 | 104.7857 | 364.3233
2027 | 9 | 25 | 15 | 61.3327 | 98.7017 | 376.0352
2027 | 9 | 25 | 16 | 64.0975 | 87.9476 | 393.9196
2027 | 9 | 25 | 17 | 65.5334 | 85.2333 | 421.5103
2027 | 9 | 25 | 18 | 65.2076 | 77.7095 | 432.0987
2027 | 9 | 25 | 19 | 64.3521 | 82.2095 | 430.5066
2027 | 9 | 25 | 20 | 59.4743 | 75.7712 | 413.6318
2027 | 9 | 25 | 21 | 53.0509 | 81.8036 | 386.0405
2027 | 9 | 25 | 22 | 48.2403 | 78.875 | 357.8479
2027 | 9 | 25 | 23 | 46.0877 | 75.9983 | 330.5786
2027 | 9 | 26 | 0 | 46.4711 | 78.2153 | 316.4383
2027 | 9 | 26 | 1 | 43.1152 | 74.9706 | 297.39
2027 | 9 | 26 | 2 | 42.3555 | 73.9278 | 285.0385
2027 | 9 | 26 | 3 | 42.3218 | 74.5458 | 276.8669
2027 | 9 | 26 | 4 | 43.3444 | 77.2204 | 273.0324
2027 | 9 | 26 | 5 | 45.4726 | 79.3843 | 272.6762
2027 | 9 | 26 | 6 | 49.3228 | 86.7902 | 278.5623
2027 | 9 | 26 | 7 | 51.5967 | 85.8877 | 300.3453
2027 | 9 | 26 | 8 | 54.1905 | 92.8195 | 333.8179
2027 | 9 | 26 | 9 | 56.9581 | 94.8847 | 364.7342
2027 | 9 | 26 | 10 | 58.6185 | 95.7638 | 378.0357
2027 | 9 | 26 | 11 | 59.7246 | 94.4663 | 378.8754
2027 | 9 | 26 | 12 | 59.3566 | 94.0165 | 385.9503
2027 | 9 | 26 | 13 | 59.1733 | 94.5915 | 387.3719
2027 | 9 | 26 | 14 | 59.3226 | 107.0229 | 391.1746
2027 | 9 | 26 | 15 | 61.1519 | 104.7054 | 399.3896
2027 | 9 | 26 | 16 | 64.1978 | 90.6023 | 415.7103
2027 | 9 | 26 | 17 | 66.3402 | 87.4801 | 439.8255
2027 | 9 | 26 | 18 | 65.0394 | 87.1483 | 454.9485
2027 | 9 | 26 | 19 | 64.7336 | 90.8833 | 450.4959
2027 | 9 | 26 | 20 | 60.4022 | 87.5034 | 433.4789
2027 | 9 | 26 | 21 | 53.1758 | 88.2857 | 402.4221
2027 | 9 | 26 | 22 | 47.6551 | 83.6104 | 368.0635
2027 | 9 | 26 | 23 | 44.9428 | 79.889 | 334.6852
2027 | 9 | 27 | 0 | 44.9542 | 81.7536 | 306.8512
2027 | 9 | 27 | 1 | 46.021 | 86.1145 | 281.0171
2027 | 9 | 27 | 2 | 45.6836 | 85.2653 | 272.243
2027 | 9 | 27 | 3 | 45.9301 | 86.0208 | 266.9875
2027 | 9 | 27 | 4 | 47.9215 | 89.3943 | 267.4447
2027 | 9 | 27 | 5 | 52.0828 | 95.2256 | 275.2153
2027 | 9 | 27 | 6 | 57.4161 | 112.3184 | 298.1917
2027 | 9 | 27 | 7 | 60.7454 | 124.54 | 328.7355
2027 | 9 | 27 | 8 | 61.0712 | 135.0932 | 346.3097
2027 | 9 | 27 | 9 | 60.3186 | 137.1389 | 355.4542
2027 | 9 | 27 | 10 | 59.9859 | 138.5272 | 350.0198
2027 | 9 | 27 | 11 | 59.9644 | 138.2752 | 341.2219
2027 | 9 | 27 | 12 | 59.456 | 129.1078 | 336.9353
2027 | 9 | 27 | 13 | 59.2295 | 128.8331 | 335.7705
2027 | 9 | 27 | 14 | 59.4082 | 128.4437 | 334.8457
2027 | 9 | 27 | 15 | 61.5307 | 118.9414 | 340.0786
2027 | 9 | 27 | 16 | 65.4506 | 116.7021 | 353.5927
2027 | 9 | 27 | 17 | 68.1109 | 108.9283 | 379.0223
2027 | 9 | 27 | 18 | 66.8373 | 101.2213 | 393.7089
2027 | 9 | 27 | 19 | 66.7135 | 104.1371 | 399.7949
2027 | 9 | 27 | 20 | 63.1039 | 100.3384 | 384.7858
2027 | 9 | 27 | 21 | 56.217 | 99.5429 | 351.5084
2027 | 9 | 27 | 22 | 50.0456 | 93.9811 | 318.168
2027 | 9 | 27 | 23 | 46.342 | 86.6471 | 287.3653
2027 | 9 | 28 | 0 | 46.4755 | 91.2524 | 263.9487
2027 | 9 | 28 | 1 | 44.8293 | 89.8052 | 257.6088
2027 | 9 | 28 | 2 | 44.1201 | 88.31 | 250.5302
2027 | 9 | 28 | 3 | 44.0958 | 88.1688 | 246.3527
2027 | 9 | 28 | 4 | 45.8205 | 89.5725 | 248.1555
2027 | 9 | 28 | 5 | 49.4424 | 94.3889 | 256.1431
2027 | 9 | 28 | 6 | 54.7249 | 110.1525 | 274.6639
2027 | 9 | 28 | 7 | 57.1526 | 121.6483 | 301.2076
2027 | 9 | 28 | 8 | 57.0555 | 127.5462 | 309.829
2027 | 9 | 28 | 9 | 56.4546 | 127.0156 | 309.0443
2027 | 9 | 28 | 10 | 56.61 | 129.2052 | 299.8317
2027 | 9 | 28 | 11 | 57.0473 | 133.1485 | 293.6575
2027 | 9 | 28 | 12 | 57.1543 | 128.1044 | 297.4254
2027 | 9 | 28 | 13 | 57.5774 | 128.1289 | 294.7452
2027 | 9 | 28 | 14 | 58.9537 | 123.2191 | 293.9046
2027 | 9 | 28 | 15 | 61.5924 | 116.9971 | 298.4455
2027 | 9 | 28 | 16 | 65.5562 | 116.1801 | 312.0425
2027 | 9 | 28 | 17 | 68.4172 | 108.8172 | 339.2678
2027 | 9 | 28 | 18 | 65.3747 | 97.0292 | 330.4532
2027 | 9 | 28 | 19 | 65.5982 | 99.6085 | 327.9186
2027 | 9 | 28 | 20 | 62.4004 | 95.3302 | 319.9169
2027 | 9 | 28 | 21 | 55.4245 | 95.8693 | 293.5384
2027 | 9 | 28 | 22 | 49.2776 | 92.0769 | 268.9251
2027 | 9 | 28 | 23 | 45.5577 | 83.472 | 247.0887
2027 | 9 | 29 | 0 | 46.9616 | 87.9775 | 259.6463
2027 | 9 | 29 | 1 | 41.2082 | 84.5772 | 247.1421
2027 | 9 | 29 | 2 | 40.4476 | 82.0014 | 243.2307
2027 | 9 | 29 | 3 | 40.2558 | 81.5411 | 240.4449
2027 | 9 | 29 | 4 | 41.8341 | 83.0076 | 243.4577
2027 | 9 | 29 | 5 | 45.1837 | 85.9918 | 252.9954
2027 | 9 | 29 | 6 | 50.6146 | 104.0502 | 270.9544
2027 | 9 | 29 | 7 | 53.4222 | 116.1671 | 298.1853
2027 | 9 | 29 | 8 | 53.8619 | 124.9055 | 304.1874
2027 | 9 | 29 | 9 | 54.1588 | 126.4567 | 297.2953
2027 | 9 | 29 | 10 | 54.3204 | 127.158 | 287.3805
2027 | 9 | 29 | 11 | 54.773 | 125.6118 | 282.0274
2027 | 9 | 29 | 12 | 53.9834 | 119.3937 | 280.2943
2027 | 9 | 29 | 13 | 54.3586 | 120.4167 | 277.4584
2027 | 9 | 29 | 14 | 54.7433 | 118.386 | 279.0212
2027 | 9 | 29 | 15 | 57.1676 | 114.4268 | 284.0354
2027 | 9 | 29 | 16 | 61.1446 | 112.8351 | 300.7434
2027 | 9 | 29 | 17 | 63.3015 | 104.5275 | 335.0163
2027 | 9 | 29 | 18 | 62.7587 | 98.2664 | 356.0035
2027 | 9 | 29 | 19 | 62.6549 | 102.7548 | 365.2907
2027 | 9 | 29 | 20 | 59.1762 | 95.6107 | 357.4104
2027 | 9 | 29 | 21 | 52.4196 | 96.8883 | 330.2129
2027 | 9 | 29 | 22 | 46.5142 | 89.9599 | 300.6727
2027 | 9 | 29 | 23 | 43.3449 | 81.289 | 273.1607
2027 | 9 | 30 | 0 | 43.3629 | 84.5019 | 257.9811
2027 | 9 | 30 | 1 | 39.3046 | 83.5073 | 246.4441
2027 | 9 | 30 | 2 | 38.7127 | 81.9084 | 242.1434
2027 | 9 | 30 | 3 | 38.6457 | 81.0806 | 240.3879
2027 | 9 | 30 | 4 | 40.1074 | 82.3486 | 244.0182
2027 | 9 | 30 | 5 | 43.1621 | 87.4088 | 254.4466
2027 | 9 | 30 | 6 | 48.1775 | 103.9499 | 274.8212
2027 | 9 | 30 | 7 | 50.784 | 115.5539 | 300.851
2027 | 9 | 30 | 8 | 50.5063 | 123.627 | 302.4423
2027 | 9 | 30 | 9 | 49.5308 | 125.3237 | 291.151
2027 | 9 | 30 | 10 | 48.694 | 129.3878 | 279.8835
2027 | 9 | 30 | 11 | 48.6102 | 127.0172 | 275.7866
2027 | 9 | 30 | 12 | 47.0381 | 123.5846 | 263.4646
2027 | 9 | 30 | 13 | 46.8081 | 124.7549 | 262.8789
2027 | 9 | 30 | 14 | 46.9948 | 124.6152 | 264.4484
2027 | 9 | 30 | 15 | 48.8395 | 120.6473 | 268.7582
2027 | 9 | 30 | 16 | 52.1742 | 116.9292 | 284.7209
2027 | 9 | 30 | 17 | 54.9336 | 107.6951 | 320.1219
2027 | 9 | 30 | 18 | 57.9738 | 100.6885 | 350.463
2027 | 9 | 30 | 19 | 58.2986 | 102.8033 | 361.3499
2027 | 9 | 30 | 20 | 55.643 | 97.516 | 355.0342
2027 | 9 | 30 | 21 | 49.8627 | 96.3248 | 329.2637
2027 | 9 | 30 | 22 | 44.7817 | 94.3526 | 301.7501
2027 | 9 | 30 | 23 | 41.4111 | 86.4449 | 275.3731
2027 | 10 | 1 | 0 | 41.1103 | 85.3773 | 258.7129
2027 | 10 | 1 | 1 | 38.8195 | 81.577 | 252.7573
2027 | 10 | 1 | 2 | 38.3415 | 80.2616 | 248.3165
2027 | 10 | 1 | 3 | 38.3038 | 80.8379 | 246.0623
2027 | 10 | 1 | 4 | 39.6223 | 82.3435 | 248.5393
2027 | 10 | 1 | 5 | 42.7242 | 87.5014 | 258.2852
2027 | 10 | 1 | 6 | 47.3608 | 103.5968 | 280.606
2027 | 10 | 1 | 7 | 49.7729 | 115.7218 | 310.3669
2027 | 10 | 1 | 8 | 49.9888 | 121.2884 | 314.382
2027 | 10 | 1 | 9 | 49.6325 | 122.9566 | 304.8026
2027 | 10 | 1 | 10 | 48.9422 | 126.2656 | 290.9579
2027 | 10 | 1 | 11 | 48.7451 | 123.0659 | 283.9409
2027 | 10 | 1 | 12 | 47.7951 | 115.2683 | 291.6714
2027 | 10 | 1 | 13 | 46.8463 | 112.9209 | 290.3155
2027 | 10 | 1 | 14 | 46.6301 | 112.9343 | 286.9736
2027 | 10 | 1 | 15 | 47.5078 | 107.09 | 287.0113
2027 | 10 | 1 | 16 | 49.8676 | 100.08 | 301.4328
2027 | 10 | 1 | 17 | 51.6374 | 94.0162 | 332.7312
2027 | 10 | 1 | 18 | 53.0329 | 91.8389 | 351.0846
2027 | 10 | 1 | 19 | 53.9578 | 98.5232 | 368.4895
2027 | 10 | 1 | 20 | 51.0097 | 91.7166 | 356.1564
2027 | 10 | 1 | 21 | 46.1996 | 91.8388 | 331.6248
2027 | 10 | 1 | 22 | 42.1987 | 85.6448 | 307.8435
2027 | 10 | 1 | 23 | 39.4507 | 75.9906 | 284.5329
2027 | 10 | 2 | 0 | 38.8517 | 76.7206 | 269.3888
2027 | 10 | 2 | 1 | 33.9577 | 77.7476 | 253.1092
2027 | 10 | 2 | 2 | 33.2284 | 76.8788 | 245.8427
2027 | 10 | 2 | 3 | 33.1169 | 77.3344 | 241.6547
2027 | 10 | 2 | 4 | 33.8355 | 78.4124 | 241.4607
2027 | 10 | 2 | 5 | 35.6703 | 81.0653 | 244.4443
2027 | 10 | 2 | 6 | 38.5896 | 90.0366 | 251.0761
2027 | 10 | 2 | 7 | 40.3024 | 93.1008 | 271.9351
2027 | 10 | 2 | 8 | 41.6485 | 98.8969 | 289.7659
2027 | 10 | 2 | 9 | 42.8936 | 100.191 | 297.6555
2027 | 10 | 2 | 10 | 42.8505 | 101.7734 | 292.347
2027 | 10 | 2 | 11 | 42.8286 | 100.1572 | 295.4608
2027 | 10 | 2 | 12 | 41.7609 | 94.3387 | 302.2998
2027 | 10 | 2 | 13 | 40.5525 | 91.0103 | 298.9438
2027 | 10 | 2 | 14 | 39.9713 | 91.3674 | 289.3997
2027 | 10 | 2 | 15 | 40.4723 | 91.0913 | 289.1905
2027 | 10 | 2 | 16 | 42.2792 | 83.0154 | 304.8613
2027 | 10 | 2 | 17 | 43.5261 | 80.2029 | 336.437
2027 | 10 | 2 | 18 | 44.0876 | 80.43 | 353.9204
2027 | 10 | 2 | 19 | 44.4588 | 88.5246 | 359.4219
2027 | 10 | 2 | 20 | 40.8073 | 84.2253 | 341.3867
2027 | 10 | 2 | 21 | 36.0587 | 82.88 | 314.9359
2027 | 10 | 2 | 22 | 32.9756 | 78.8367 | 293.4297
2027 | 10 | 2 | 23 | 31.5745 | 74.2768 | 273.1412
2027 | 10 | 3 | 0 | 31.7827 | 77.6467 | 261.3134
2027 | 10 | 3 | 1 | 29.4765 | 77.9447 | 245.7689
2027 | 10 | 3 | 2 | 28.9803 | 77.351 | 239.777
2027 | 10 | 3 | 3 | 28.8733 | 77.6972 | 235.7568
2027 | 10 | 3 | 4 | 29.4929 | 78.21 | 235.2409
2027 | 10 | 3 | 5 | 31.0486 | 80.7461 | 237.1645
2027 | 10 | 3 | 6 | 33.2836 | 87.3776 | 240.7833
2027 | 10 | 3 | 7 | 34.4634 | 90.2133 | 262.7008
2027 | 10 | 3 | 8 | 35.8389 | 90.7704 | 295.1743
2027 | 10 | 3 | 9 | 37.4882 | 91.7381 | 320.2664
2027 | 10 | 3 | 10 | 38.2363 | 94.147 | 326.3107
2027 | 10 | 3 | 11 | 38.6515 | 92.699 | 322.9084
2027 | 10 | 3 | 12 | 37.973 | 87.2507 | 310.3397
2027 | 10 | 3 | 13 | 37.2636 | 85.5477 | 308.8715
2027 | 10 | 3 | 14 | 37.1921 | 85.6009 | 307.3041
2027 | 10 | 3 | 15 | 38.1914 | 84.4651 | 310.8956
2027 | 10 | 3 | 16 | 40.6112 | 80.4924 | 325.3441
2027 | 10 | 3 | 17 | 42.3688 | 80.7624 | 355.5801
2027 | 10 | 3 | 18 | 43.4106 | 81.2839 | 363.3611
2027 | 10 | 3 | 19 | 43.4839 | 87.1344 | 368.622
2027 | 10 | 3 | 20 | 40.0737 | 83.3446 | 351.7954
2027 | 10 | 3 | 21 | 35.4433 | 82.9088 | 325.1771
2027 | 10 | 3 | 22 | 31.8604 | 78.733 | 299.3161
2027 | 10 | 3 | 23 | 30.0888 | 74.2812 | 274.1133
2027 | 10 | 4 | 0 | 30.5434 | 78.0643 | 257.1774
2027 | 10 | 4 | 1 | 30.1809 | 78.057 | 242.2411
2027 | 10 | 4 | 2 | 29.9861 | 77.9039 | 238.7481
2027 | 10 | 4 | 3 | 30.2366 | 79.0976 | 237.0594
2027 | 10 | 4 | 4 | 31.5922 | 80.7182 | 240.4523
2027 | 10 | 4 | 5 | 34.5626 | 85.8422 | 251.4576
2027 | 10 | 4 | 6 | 38.5775 | 100.594 | 274.3511
2027 | 10 | 4 | 7 | 41.1719 | 112.7848 | 305.9628
2027 | 10 | 4 | 8 | 41.7925 | 122.1613 | 309.7749
2027 | 10 | 4 | 9 | 41.7199 | 122.5072 | 297.2266
2027 | 10 | 4 | 10 | 41.7923 | 123.4701 | 283.0649
2027 | 10 | 4 | 11 | 42.0033 | 121.8539 | 278.59
2027 | 10 | 4 | 12 | 40.2961 | 114.2995 | 273.1786
2027 | 10 | 4 | 13 | 39.9042 | 112.9099 | 270.8022
2027 | 10 | 4 | 14 | 40.1893 | 108.5482 | 267.3335
2027 | 10 | 4 | 15 | 41.7199 | 103.3983 | 267.5113
2027 | 10 | 4 | 16 | 44.3974 | 102.6336 | 286.1496
2027 | 10 | 4 | 17 | 45.9879 | 96.4204 | 324.1691
2027 | 10 | 4 | 18 | 45.8011 | 94.1968 | 351.9819
2027 | 10 | 4 | 19 | 46.137 | 99.6262 | 367.9617
2027 | 10 | 4 | 20 | 42.7943 | 93.4966 | 356.4802
2027 | 10 | 4 | 21 | 37.959 | 92.1837 | 328.9593
2027 | 10 | 4 | 22 | 34.0001 | 87.2384 | 300.4917
2027 | 10 | 4 | 23 | 31.5814 | 80.0823 | 273.8369
2027 | 10 | 5 | 0 | 31.3065 | 82.5076 | 260.8748
2027 | 10 | 5 | 1 | 30.4464 | 82.0731 | 244.2726
2027 | 10 | 5 | 2 | 30.0226 | 80.8744 | 239.3972
2027 | 10 | 5 | 3 | 30.0021 | 81.0909 | 236.8762
2027 | 10 | 5 | 4 | 31.1997 | 81.9873 | 239.3718
2027 | 10 | 5 | 5 | 33.9618 | 86.1227 | 249.2586
2027 | 10 | 5 | 6 | 37.9557 | 99.9299 | 273.4869
2027 | 10 | 5 | 7 | 40.1284 | 112.83 | 304.3406
2027 | 10 | 5 | 8 | 40.5632 | 118.3884 | 317.6399
2027 | 10 | 5 | 9 | 40.6826 | 117.4027 | 318.6559
2027 | 10 | 5 | 10 | 40.8163 | 120.1864 | 311.8695
2027 | 10 | 5 | 11 | 41.0863 | 122.6931 | 305.6664
2027 | 10 | 5 | 12 | 40.0657 | 119.0776 | 302.7757
2027 | 10 | 5 | 13 | 39.8297 | 118.4294 | 303.8669
2027 | 10 | 5 | 14 | 40.1339 | 112.8526 | 303.0366
2027 | 10 | 5 | 15 | 41.3515 | 110.2962 | 304.8994
2027 | 10 | 5 | 16 | 43.5973 | 109.4516 | 322.8769
2027 | 10 | 5 | 17 | 45.3387 | 103.5332 | 350.6574
2027 | 10 | 5 | 18 | 45.7228 | 96.7072 | 366.9004
2027 | 10 | 5 | 19 | 45.9468 | 101.5417 | 373.7693
2027 | 10 | 5 | 20 | 42.7243 | 95.3762 | 358.4955
2027 | 10 | 5 | 21 | 37.9686 | 94.4153 | 329.7376
2027 | 10 | 5 | 22 | 34.2003 | 89.1097 | 300.6241
2027 | 10 | 5 | 23 | 31.9982 | 81.8833 | 273.9334
2027 | 10 | 6 | 0 | 31.5284 | 83.2658 | 260.2208
2027 | 10 | 6 | 1 | 30.065 | 84.6141 | 252.3016
2027 | 10 | 6 | 2 | 29.6351 | 82.4185 | 246.8324
2027 | 10 | 6 | 3 | 29.5858 | 82.1863 | 243.3436
2027 | 10 | 6 | 4 | 30.7738 | 83.7747 | 245.3388
2027 | 10 | 6 | 5 | 33.5691 | 87.1615 | 254.9135
2027 | 10 | 6 | 6 | 37.4158 | 103.3966 | 282.6485
2027 | 10 | 6 | 7 | 39.5655 | 116.9873 | 315.5445
2027 | 10 | 6 | 8 | 39.7821 | 124.1772 | 327.7096
2027 | 10 | 6 | 9 | 39.8817 | 126.5237 | 327.0942
2027 | 10 | 6 | 10 | 39.9547 | 128.8532 | 320.7884
2027 | 10 | 6 | 11 | 40.2867 | 126.4362 | 319.2119
2027 | 10 | 6 | 12 | 40.1597 | 115.1454 | 325.7029
2027 | 10 | 6 | 13 | 39.9749 | 114.9436 | 327.6033
2027 | 10 | 6 | 14 | 40.2187 | 111.1424 | 328.5573
2027 | 10 | 6 | 15 | 41.5602 | 107.5861 | 332.605
2027 | 10 | 6 | 16 | 43.9695 | 105.8588 | 348.6874
2027 | 10 | 6 | 17 | 45.4681 | 98.9325 | 378.5034
2027 | 10 | 6 | 18 | 46.2238 | 98.673 | 390.0311
2027 | 10 | 6 | 19 | 46.4712 | 103.276 | 395.9541
2027 | 10 | 6 | 20 | 43.2003 | 97.0098 | 383.1336
2027 | 10 | 6 | 21 | 38.378 | 95.7004 | 355.7297
2027 | 10 | 6 | 22 | 34.5271 | 90.8625 | 324.8053
2027 | 10 | 6 | 23 | 32.1381 | 84.2968 | 294.8014
2027 | 10 | 7 | 0 | 31.1833 | 84.6714 | 278.5707
2027 | 10 | 7 | 1 | 30.2881 | 82.6787 | 278.5016
2027 | 10 | 7 | 2 | 29.8644 | 81.0935 | 269.9966
2027 | 10 | 7 | 3 | 29.8295 | 80.9713 | 265.1132
2027 | 10 | 7 | 4 | 31.003 | 82.3301 | 265.4423
2027 | 10 | 7 | 5 | 33.761 | 86.2745 | 272.97
2027 | 10 | 7 | 6 | 37.4988 | 101.5081 | 303.5466
2027 | 10 | 7 | 7 | 39.8439 | 114.3142 | 340.1161
2027 | 10 | 7 | 8 | 40.1411 | 121.7364 | 353.8869
2027 | 10 | 7 | 9 | 40.1291 | 123.5556 | 352.415
2027 | 10 | 7 | 10 | 39.9849 | 128.0128 | 346.6761
2027 | 10 | 7 | 11 | 40.2092 | 124.5193 | 347.411
2027 | 10 | 7 | 12 | 40.5928 | 117.9522 | 354.3745
2027 | 10 | 7 | 13 | 40.2354 | 118.155 | 355.2263
2027 | 10 | 7 | 14 | 40.2661 | 115.251 | 357.8488
2027 | 10 | 7 | 15 | 41.568 | 111.3928 | 363.8641
2027 | 10 | 7 | 16 | 43.8831 | 108.9451 | 380.4297
2027 | 10 | 7 | 17 | 45.3738 | 101.93 | 408.753
2027 | 10 | 7 | 18 | 45.6984 | 102.9801 | 404.2922
2027 | 10 | 7 | 19 | 45.9485 | 107.928 | 406.0592
2027 | 10 | 7 | 20 | 42.7226 | 100.6406 | 393.1528
2027 | 10 | 7 | 21 | 38.1467 | 98.334 | 365.6242
2027 | 10 | 7 | 22 | 34.4701 | 93.2374 | 335.1824
2027 | 10 | 7 | 23 | 32.0878 | 86.1773 | 305.1983
2027 | 10 | 8 | 0 | 31.0168 | 83.7056 | 300.5699
2027 | 10 | 8 | 1 | 30.6966 | 81.9022 | 281.9679
2027 | 10 | 8 | 2 | 30.1798 | 80.2014 | 272.4996
2027 | 10 | 8 | 3 | 30.0608 | 80.3551 | 266.7713
2027 | 10 | 8 | 4 | 31.177 | 81.897 | 266.6428
2027 | 10 | 8 | 5 | 33.778 | 85.9822 | 274.0978
2027 | 10 | 8 | 6 | 37.6789 | 100.2365 | 296.4806
2027 | 10 | 8 | 7 | 39.9663 | 112.557 | 330.4794
2027 | 10 | 8 | 8 | 40.4959 | 117.0245 | 351.5795
2027 | 10 | 8 | 9 | 40.738 | 118.9249 | 359.9334
2027 | 10 | 8 | 10 | 40.9773 | 122.4764 | 353.6182
2027 | 10 | 8 | 11 | 41.3831 | 121.3334 | 344.4567
2027 | 10 | 8 | 12 | 42.3934 | 117.2928 | 356.2137
2027 | 10 | 8 | 13 | 42.1084 | 116.2478 | 354.5274
2027 | 10 | 8 | 14 | 42.324 | 113.6315 | 349.0266
2027 | 10 | 8 | 15 | 43.3665 | 108.5621 | 349.0136
2027 | 10 | 8 | 16 | 45.2248 | 102.8462 | 359.7038
2027 | 10 | 8 | 17 | 46.3451 | 96.3473 | 378.6324
2027 | 10 | 8 | 18 | 45.6922 | 93.3821 | 377.6837
2027 | 10 | 8 | 19 | 45.381 | 97.0671 | 379.7889
2027 | 10 | 8 | 20 | 42.054 | 91.6118 | 365.5043
2027 | 10 | 8 | 21 | 37.5897 | 90.9452 | 339.4525
2027 | 10 | 8 | 22 | 34.1891 | 86.1715 | 315.3885
2027 | 10 | 8 | 23 | 31.8982 | 77.3329 | 291.598
2027 | 10 | 9 | 0 | 31.056 | 76.6018 | 275.2123
2027 | 10 | 9 | 1 | 30.1617 | 75.7909 | 261.5328
2027 | 10 | 9 | 2 | 29.5128 | 74.5612 | 253.6624
2027 | 10 | 9 | 3 | 29.4255 | 74.4002 | 247.6701
2027 | 10 | 9 | 4 | 30.0789 | 75.6709 | 245.4166
2027 | 10 | 9 | 5 | 31.7747 | 77.9471 | 247.2775
2027 | 10 | 9 | 6 | 34.4581 | 85.2025 | 257.3622
2027 | 10 | 9 | 7 | 36.4685 | 89.7813 | 283.8035
2027 | 10 | 9 | 8 | 38.2358 | 95.2435 | 313.4952
2027 | 10 | 9 | 9 | 39.9699 | 99.7012 | 326.7295
2027 | 10 | 9 | 10 | 40.5128 | 102.448 | 325.4192
2027 | 10 | 9 | 11 | 40.9237 | 100.2567 | 317.6091
2027 | 10 | 9 | 12 | 40.1933 | 95.1296 | 311.7907
2027 | 10 | 9 | 13 | 39.3952 | 93.4284 | 310.068
2027 | 10 | 9 | 14 | 39.1592 | 98.2479 | 308.6459
2027 | 10 | 9 | 15 | 39.805 | 95.2735 | 310.939
2027 | 10 | 9 | 16 | 41.6058 | 86.1558 | 323.409
2027 | 10 | 9 | 17 | 42.9667 | 83.9927 | 351.7767
2027 | 10 | 9 | 18 | 42.3791 | 81.0216 | 353.0349
2027 | 10 | 9 | 19 | 42.3181 | 85.5726 | 359.3285
2027 | 10 | 9 | 20 | 38.8564 | 79.195 | 341.753
2027 | 10 | 9 | 21 | 34.6144 | 80.7401 | 316.7035
2027 | 10 | 9 | 22 | 31.7533 | 75.584 | 294.2793
2027 | 10 | 9 | 23 | 30.4548 | 72.5636 | 273.1493
2027 | 10 | 10 | 0 | 30.5248 | 76.002 | 258.9644
2027 | 10 | 10 | 1 | 29.9251 | 76.0179 | 253.8139
2027 | 10 | 10 | 2 | 29.4394 | 75.22 | 246.9633
2027 | 10 | 10 | 3 | 29.3604 | 75.6343 | 242.9908
2027 | 10 | 10 | 4 | 29.9973 | 77.4232 | 242.2137
2027 | 10 | 10 | 5 | 31.5506 | 79.9329 | 245.941
2027 | 10 | 10 | 6 | 33.7528 | 86.8383 | 252.3102
2027 | 10 | 10 | 7 | 35.3503 | 90.2009 | 272.1766
2027 | 10 | 10 | 8 | 37.5051 | 91.3256 | 296.9068
2027 | 10 | 10 | 9 | 40.1812 | 93.3741 | 314.6923
2027 | 10 | 10 | 10 | 41.8249 | 96.0064 | 314.5159
2027 | 10 | 10 | 11 | 42.8208 | 94.5467 | 314.0293
2027 | 10 | 10 | 12 | 43.1036 | 87.8593 | 320.5081
2027 | 10 | 10 | 13 | 42.9277 | 87.2736 | 320.9299
2027 | 10 | 10 | 14 | 43.2978 | 89.2787 | 311.6922
2027 | 10 | 10 | 15 | 44.6861 | 87.8767 | 314.8737
2027 | 10 | 10 | 16 | 47.1045 | 82.6898 | 330.5682
2027 | 10 | 10 | 17 | 48.437 | 81.5644 | 358.647
2027 | 10 | 10 | 18 | 46.8119 | 85.1413 | 337.0073
2027 | 10 | 10 | 19 | 45.9098 | 89.7523 | 329.9868
2027 | 10 | 10 | 20 | 41.7503 | 85.3833 | 315.2974
2027 | 10 | 10 | 21 | 36.6993 | 85.8613 | 292.2743
2027 | 10 | 10 | 22 | 32.9413 | 81.061 | 270.5401
2027 | 10 | 10 | 23 | 31.0603 | 76.8752 | 249.8599
2027 | 10 | 11 | 0 | 31.1406 | 80.4831 | 253.5394
2027 | 10 | 11 | 1 | 28.8583 | 77.0243 | 257.4458
2027 | 10 | 11 | 2 | 28.1694 | 76.062 | 250.5321
2027 | 10 | 11 | 3 | 28.1686 | 76.3764 | 245.7755
2027 | 10 | 11 | 4 | 28.632 | 76.9264 | 245.2581
2027 | 10 | 11 | 5 | 30.2405 | 78.8935 | 246.5603
2027 | 10 | 11 | 6 | 32.3285 | 86.3798 | 243.5843
2027 | 10 | 11 | 7 | 33.7998 | 88.064 | 266.5622
2027 | 10 | 11 | 8 | 36.4815 | 90.1041 | 310.2421
2027 | 10 | 11 | 9 | 39.6082 | 97.527 | 340.8195
2027 | 10 | 11 | 10 | 41.9497 | 102.0265 | 340.2135
2027 | 10 | 11 | 11 | 43.3018 | 100.0572 | 336.1053
2027 | 10 | 11 | 12 | 43.4749 | 95.0969 | 314.6275
2027 | 10 | 11 | 13 | 43.1533 | 93.6877 | 307.3797
2027 | 10 | 11 | 14 | 43.5975 | 97.8502 | 303.5999
2027 | 10 | 11 | 15 | 44.7322 | 91.6985 | 307.0962
2027 | 10 | 11 | 16 | 46.4549 | 89.7092 | 320.5486
2027 | 10 | 11 | 17 | 46.9708 | 88.399 | 346.8353
2027 | 10 | 11 | 18 | 45.1843 | 79.9035 | 355.2855
2027 | 10 | 11 | 19 | 44.6774 | 83.781 | 358.923
2027 | 10 | 11 | 20 | 40.505 | 78.5698 | 338.8677
2027 | 10 | 11 | 21 | 35.623 | 77.7339 | 311.3027
2027 | 10 | 11 | 22 | 31.8696 | 75.0061 | 283.8503
2027 | 10 | 11 | 23 | 30.3895 | 74.0915 | 257.5169
2027 | 10 | 12 | 0 | 30.4901 | 79.2971 | 246.593
2027 | 10 | 12 | 1 | 31.4767 | 84.4719 | 248.5981
2027 | 10 | 12 | 2 | 31.0255 | 82.5862 | 244.2893
2027 | 10 | 12 | 3 | 30.9972 | 82.374 | 242.3988
2027 | 10 | 12 | 4 | 32.1446 | 84.1709 | 245.7103
2027 | 10 | 12 | 5 | 34.8811 | 88.3135 | 256.7568
2027 | 10 | 12 | 6 | 38.5307 | 104.3321 | 277.6982
2027 | 10 | 12 | 7 | 41.1412 | 118.4525 | 309.0808
2027 | 10 | 12 | 8 | 41.8906 | 125.529 | 315.6256
2027 | 10 | 12 | 9 | 41.9895 | 126.9725 | 304.8493
2027 | 10 | 12 | 10 | 42.0884 | 130.2711 | 290.4068
2027 | 10 | 12 | 11 | 42.1796 | 130.9617 | 281.8389
2027 | 10 | 12 | 12 | 40.8932 | 124.803 | 275.7908
2027 | 10 | 12 | 13 | 40.4688 | 124.1053 | 275.6895
2027 | 10 | 12 | 14 | 40.3389 | 123.7929 | 274.792
2027 | 10 | 12 | 15 | 41.1656 | 118.3258 | 277.3069
2027 | 10 | 12 | 16 | 43.1619 | 116.0841 | 297.107
2027 | 10 | 12 | 17 | 45.2277 | 110.8896 | 331.8296
2027 | 10 | 12 | 18 | 43.909 | 101.7982 | 360.7963
2027 | 10 | 12 | 19 | 43.6182 | 103.7615 | 366.5476
2027 | 10 | 12 | 20 | 40.5007 | 97.0727 | 353.7696
2027 | 10 | 12 | 21 | 36.2624 | 94.6253 | 327.5954
2027 | 10 | 12 | 22 | 32.9515 | 89.3797 | 300.4561
2027 | 10 | 12 | 23 | 31.3464 | 82.7785 | 275.397
2027 | 10 | 13 | 0 | 31.9916 | 85.8955 | 260.7157
2027 | 10 | 13 | 1 | 32.1536 | 86.8442 | 251.6322
2027 | 10 | 13 | 2 | 31.7798 | 84.8577 | 248.075
2027 | 10 | 13 | 3 | 31.8207 | 84.5011 | 245.5034
2027 | 10 | 13 | 4 | 33.0384 | 85.7011 | 247.4524
2027 | 10 | 13 | 5 | 35.8468 | 89.3662 | 257.7737
2027 | 10 | 13 | 6 | 39.4502 | 104.9009 | 281.5159
2027 | 10 | 13 | 7 | 41.7772 | 119.2505 | 313.7066
2027 | 10 | 13 | 8 | 41.9386 | 124.4373 | 324.2548
2027 | 10 | 13 | 9 | 41.5824 | 126.0061 | 320.7357
2027 | 10 | 13 | 10 | 41.339 | 128.1409 | 312.92
2027 | 10 | 13 | 11 | 41.5212 | 126.8196 | 305.87
2027 | 10 | 13 | 12 | 42.4615 | 110.8045 | 311.8914
2027 | 10 | 13 | 13 | 42.1732 | 109.9339 | 312.0237
2027 | 10 | 13 | 14 | 42.5714 | 103.1452 | 311.7404
2027 | 10 | 13 | 15 | 44.0731 | 98.0789 | 315.3528
2027 | 10 | 13 | 16 | 46.7899 | 98.6298 | 334.4267
2027 | 10 | 13 | 17 | 48.7773 | 92.0175 | 367.0534
2027 | 10 | 13 | 18 | 49.0854 | 89.619 | 376.0162
2027 | 10 | 13 | 19 | 48.9457 | 92.8443 | 383.1561
2027 | 10 | 13 | 20 | 45.6158 | 87.5992 | 369.115
2027 | 10 | 13 | 21 | 40.8853 | 87.382 | 344.1898
2027 | 10 | 13 | 22 | 36.8517 | 85.2131 | 316.4285
2027 | 10 | 13 | 23 | 34.2292 | 80.4409 | 290.1243
2027 | 10 | 14 | 0 | 34.4316 | 84.3968 | 275.9449
2027 | 10 | 14 | 1 | 33.7311 | 82.6911 | 267.2909
2027 | 10 | 14 | 2 | 33.4532 | 81.6889 | 263.6531
2027 | 10 | 14 | 3 | 33.5962 | 82.145 | 262.5046
2027 | 10 | 14 | 4 | 34.8629 | 83.006 | 266.1436
2027 | 10 | 14 | 5 | 37.6342 | 87.9666 | 277.8562
2027 | 10 | 14 | 6 | 41.5783 | 101.3265 | 305.8228
2027 | 10 | 14 | 7 | 43.8852 | 113.6236 | 337.0682
2027 | 10 | 14 | 8 | 44.2376 | 121.5893 | 341.2323
2027 | 10 | 14 | 9 | 44.2087 | 123.0648 | 328.9362
2027 | 10 | 14 | 10 | 43.9548 | 127.1585 | 314.1019
2027 | 10 | 14 | 11 | 44.0152 | 122.7681 | 304.3021
2027 | 10 | 14 | 12 | 45.1209 | 121.2893 | 294.0644
2027 | 10 | 14 | 13 | 44.9282 | 121.2165 | 291.6948
2027 | 10 | 14 | 14 | 45.4786 | 119.191 | 291.0774
2027 | 10 | 14 | 15 | 47.2677 | 113.607 | 294.7826
2027 | 10 | 14 | 16 | 49.8793 | 113.1921 | 315.0015
2027 | 10 | 14 | 17 | 51.3434 | 106.2284 | 349.3449
2027 | 10 | 14 | 18 | 50.0508 | 106.763 | 370.526
2027 | 10 | 14 | 19 | 49.8873 | 108.9 | 381.1363
2027 | 10 | 14 | 20 | 46.3197 | 102.1398 | 371.2452
2027 | 10 | 14 | 21 | 41.5728 | 99.7091 | 347.7535
2027 | 10 | 14 | 22 | 37.6599 | 95.1085 | 321.2703
2027 | 10 | 14 | 23 | 35.1985 | 88.5069 | 295.7511
2027 | 10 | 15 | 0 | 34.6138 | 87.9516 | 283.0675
2027 | 10 | 15 | 1 | 35.3189 | 89.7752 | 268.5248
2027 | 10 | 15 | 2 | 34.9871 | 87.998 | 263.6305
2027 | 10 | 15 | 3 | 35.0886 | 88.2949 | 261.0001
2027 | 10 | 15 | 4 | 36.2879 | 89.6126 | 263.1992
2027 | 10 | 15 | 5 | 39.0033 | 94.0881 | 273.4426
2027 | 10 | 15 | 6 | 42.2911 | 110.2935 | 294.7069
2027 | 10 | 15 | 7 | 44.7162 | 123.7447 | 327.6994
2027 | 10 | 15 | 8 | 45.3853 | 129.1475 | 341.4938
2027 | 10 | 15 | 9 | 45.3308 | 132.0527 | 338.138
2027 | 10 | 15 | 10 | 45.3106 | 135.3709 | 324.5877
2027 | 10 | 15 | 11 | 45.3721 | 132.8765 | 312.4253
2027 | 10 | 15 | 12 | 45.4144 | 127.9977 | 299.3331
2027 | 10 | 15 | 13 | 44.9249 | 126.7626 | 297.5995
2027 | 10 | 15 | 14 | 45.1872 | 124.7975 | 297.0626
2027 | 10 | 15 | 15 | 46.3388 | 117.5206 | 300.078
2027 | 10 | 15 | 16 | 48.5572 | 115.1133 | 317.1834
2027 | 10 | 15 | 17 | 50.0851 | 110.208 | 346.1076
2027 | 10 | 15 | 18 | 48.5603 | 100.5692 | 355.914
2027 | 10 | 15 | 19 | 48.7971 | 102.7564 | 362.6018
2027 | 10 | 15 | 20 | 45.8191 | 97.5538 | 348.5421
2027 | 10 | 15 | 21 | 41.5799 | 95.4817 | 324.8396
2027 | 10 | 15 | 22 | 38.1523 | 90.1613 | 302.1494
2027 | 10 | 15 | 23 | 35.9171 | 83.2061 | 280.7012
2027 | 10 | 16 | 0 | 35.5264 | 85.1904 | 268.1997
2027 | 10 | 16 | 1 | 34.1422 | 81.6704 | 255.2481
2027 | 10 | 16 | 2 | 33.4747 | 80.9789 | 249.6458
2027 | 10 | 16 | 3 | 33.3288 | 81.4369 | 246.397
2027 | 10 | 16 | 4 | 34.1895 | 83.3587 | 247.26
2027 | 10 | 16 | 5 | 36.0941 | 86.5004 | 252.3631
2027 | 10 | 16 | 6 | 38.7349 | 96.219 | 260.5164
2027 | 10 | 16 | 7 | 40.2217 | 100.2985 | 282.333
2027 | 10 | 16 | 8 | 41.7732 | 103.4544 | 297.2203
2027 | 10 | 16 | 9 | 44.0058 | 105.5176 | 298.9205
2027 | 10 | 16 | 10 | 45.2249 | 107.4996 | 289.3387
2027 | 10 | 16 | 11 | 45.9209 | 106.6361 | 287.5001
2027 | 10 | 16 | 12 | 46.5285 | 102.8045 | 277.8717
2027 | 10 | 16 | 13 | 46.0929 | 100.5799 | 271.7086
2027 | 10 | 16 | 14 | 46.1759 | 100.3768 | 265.8353
2027 | 10 | 16 | 15 | 47.2269 | 94.6408 | 268.6593
2027 | 10 | 16 | 16 | 49.1685 | 92.1562 | 290.0281
2027 | 10 | 16 | 17 | 50.0286 | 89.9679 | 328.7866
2027 | 10 | 16 | 18 | 48.1617 | 89.9018 | 354.406
2027 | 10 | 16 | 19 | 46.872 | 93.0338 | 353.0754
2027 | 10 | 16 | 20 | 42.4165 | 87.2693 | 334.4607
2027 | 10 | 16 | 21 | 37.6289 | 86.8818 | 310.1336
2027 | 10 | 16 | 22 | 34.4609 | 81.9033 | 290.2408
2027 | 10 | 16 | 23 | 32.8274 | 79.1067 | 272.071
2027 | 10 | 17 | 0 | 32.771 | 83.1335 | 262.353
2027 | 10 | 17 | 1 | 31.4087 | 85.4094 | 251.2236
2027 | 10 | 17 | 2 | 30.8799 | 84.4017 | 244.9641
2027 | 10 | 17 | 3 | 30.7311 | 84.3033 | 240.7583
2027 | 10 | 17 | 4 | 31.5496 | 85.8331 | 240.7842
2027 | 10 | 17 | 5 | 33.2433 | 88.4749 | 244.5205
2027 | 10 | 17 | 6 | 35.9468 | 99.0442 | 252.7031
2027 | 10 | 17 | 7 | 37.0979 | 103.9269 | 273.4239
2027 | 10 | 17 | 8 | 38.5951 | 102.4403 | 301.0866
2027 | 10 | 17 | 9 | 41.0396 | 102.933 | 320.2983
2027 | 10 | 17 | 10 | 42.67 | 106.2762 | 322.0215
2027 | 10 | 17 | 11 | 43.6548 | 107.0489 | 318.3728
2027 | 10 | 17 | 12 | 43.9087 | 102.0053 | 306.9248
2027 | 10 | 17 | 13 | 43.7291 | 101.8254 | 306.4498
2027 | 10 | 17 | 14 | 44.0428 | 103.9661 | 303.6098
2027 | 10 | 17 | 15 | 45.475 | 99.9321 | 309.8749
2027 | 10 | 17 | 16 | 47.9672 | 96.6441 | 330.4796
2027 | 10 | 17 | 17 | 49.4678 | 97.0782 | 362.032
2027 | 10 | 17 | 18 | 48.1942 | 95.155 | 369.8946
2027 | 10 | 17 | 19 | 47.1025 | 96.3778 | 363.2257
2027 | 10 | 17 | 20 | 42.9412 | 91.1812 | 343.8128
2027 | 10 | 17 | 21 | 37.9153 | 87.959 | 317.2033
2027 | 10 | 17 | 22 | 34.1804 | 83.5213 | 291.6536
2027 | 10 | 17 | 23 | 32.2265 | 81.2229 | 267.9577
2027 | 10 | 18 | 0 | 32.453 | 87.2432 | 253.49
2027 | 10 | 18 | 1 | 32.2853 | 87.1588 | 238.0509
2027 | 10 | 18 | 2 | 32.153 | 86.3626 | 233.7975
2027 | 10 | 18 | 3 | 32.4959 | 86.3776 | 231.3023
2027 | 10 | 18 | 4 | 33.926 | 88.4689 | 234.0333
2027 | 10 | 18 | 5 | 36.9674 | 92.7604 | 244.9238
2027 | 10 | 18 | 6 | 41.4092 | 107.9776 | 269.9696
2027 | 10 | 18 | 7 | 43.9001 | 122.0415 | 305.1316
2027 | 10 | 18 | 8 | 44.4468 | 130.3834 | 324.9748
2027 | 10 | 18 | 9 | 44.2218 | 131.8216 | 327.8392
2027 | 10 | 18 | 10 | 43.8399 | 133.5488 | 318.8997
2027 | 10 | 18 | 11 | 43.7885 | 132.8898 | 310.2422
2027 | 10 | 18 | 12 | 43.4705 | 125.4225 | 303.4795
2027 | 10 | 18 | 13 | 43.1127 | 124.2438 | 302.1787
2027 | 10 | 18 | 14 | 43.3204 | 120.0368 | 303.92
2027 | 10 | 18 | 15 | 44.7513 | 115.3269 | 309.7797
2027 | 10 | 18 | 16 | 47.4623 | 115.224 | 331.1144
2027 | 10 | 18 | 17 | 49.4587 | 110.514 | 359.3281
2027 | 10 | 18 | 18 | 48.4167 | 104.9022 | 366.772
2027 | 10 | 18 | 19 | 48.4605 | 107.2955 | 366.121
2027 | 10 | 18 | 20 | 45.2143 | 100.9013 | 349.5131
2027 | 10 | 18 | 21 | 40.6322 | 97.7086 | 321.4214
2027 | 10 | 18 | 22 | 36.6057 | 92.012 | 292.7561
2027 | 10 | 18 | 23 | 34.1901 | 86.9565 | 267.2197
2027 | 10 | 19 | 0 | 34.0262 | 91.4097 | 255.9034
2027 | 10 | 19 | 1 | 32.4909 | 88.2692 | 242.9866
2027 | 10 | 19 | 2 | 32.0729 | 87.2759 | 238.7887
2027 | 10 | 19 | 3 | 32.1089 | 86.8662 | 236.7316
2027 | 10 | 19 | 4 | 33.251 | 87.3603 | 239.421
2027 | 10 | 19 | 5 | 36.0759 | 91.6783 | 250.1869
2027 | 10 | 19 | 6 | 39.7594 | 106.1523 | 269.5521
2027 | 10 | 19 | 7 | 42.1549 | 119.9877 | 304.6468
2027 | 10 | 19 | 8 | 42.7008 | 125.6644 | 323.421
2027 | 10 | 19 | 9 | 42.6549 | 125.2827 | 329.5813
2027 | 10 | 19 | 10 | 42.5499 | 127.0882 | 326.9504
2027 | 10 | 19 | 11 | 42.657 | 129.1665 | 322.4409
2027 | 10 | 19 | 12 | 41.4591 | 121.9465 | 298.698
2027 | 10 | 19 | 13 | 41.3802 | 120.8823 | 298.3829
2027 | 10 | 19 | 14 | 41.6031 | 117.1097 | 299.2826
2027 | 10 | 19 | 15 | 42.8708 | 112.503 | 305.2151
2027 | 10 | 19 | 16 | 45.1636 | 114.4135 | 326.4873
2027 | 10 | 19 | 17 | 47.0239 | 109.5692 | 358.1833
2027 | 10 | 19 | 18 | 46.7096 | 104.6923 | 365.348
2027 | 10 | 19 | 19 | 46.4379 | 106.88 | 370.648
2027 | 10 | 19 | 20 | 43.1778 | 101.394 | 357.2445
2027 | 10 | 19 | 21 | 38.7447 | 100.1256 | 332.8516
2027 | 10 | 19 | 22 | 35.0844 | 95.249 | 306.613
2027 | 10 | 19 | 23 | 32.986 | 88.5598 | 281.3854
2027 | 10 | 20 | 0 | 31.994 | 91.628 | 264.7688
2027 | 10 | 20 | 1 | 30.9034 | 89.5857 | 264.5529
2027 | 10 | 20 | 2 | 30.3754 | 87.7196 | 262.0262
2027 | 10 | 20 | 3 | 30.261 | 86.7877 | 261.53
2027 | 10 | 20 | 4 | 31.4452 | 86.9582 | 265.8334
2027 | 10 | 20 | 5 | 34.1681 | 90.1266 | 278.4538
2027 | 10 | 20 | 6 | 37.916 | 106.1864 | 302.5133
2027 | 10 | 20 | 7 | 40.5088 | 120.7546 | 334.8148
2027 | 10 | 20 | 8 | 41.364 | 125.9104 | 339.6954
2027 | 10 | 20 | 9 | 42.1279 | 126.7594 | 322.6782
2027 | 10 | 20 | 10 | 42.9334 | 126.6666 | 301.907
2027 | 10 | 20 | 11 | 43.7905 | 126.5416 | 286.8078
2027 | 10 | 20 | 12 | 43.8526 | 119.0082 | 280.7399
2027 | 10 | 20 | 13 | 43.9171 | 118.6319 | 277.2682
2027 | 10 | 20 | 14 | 44.4052 | 110.08 | 276.6622
2027 | 10 | 20 | 15 | 46.048 | 106.4986 | 279.7843
2027 | 10 | 20 | 16 | 48.8195 | 109.9411 | 305.2125
2027 | 10 | 20 | 17 | 50.6329 | 103.7037 | 346.2105
2027 | 10 | 20 | 18 | 50.1251 | 101.6732 | 377.0929
2027 | 10 | 20 | 19 | 49.3757 | 104.7252 | 386.3955
2027 | 10 | 20 | 20 | 45.6617 | 98.4395 | 375.7055
2027 | 10 | 20 | 21 | 40.8221 | 97.5382 | 352.753
2027 | 10 | 20 | 22 | 36.7053 | 91.8643 | 325.7656
2027 | 10 | 20 | 23 | 34.1107 | 86.4117 | 300.7351
2027 | 10 | 21 | 0 | 33.1658 | 86.3233 | 286.9515
2027 | 10 | 21 | 1 | 32.5776 | 83.6612 | 273.7542
2027 | 10 | 21 | 2 | 32.2161 | 82.0286 | 269.5998
2027 | 10 | 21 | 3 | 32.3008 | 81.3555 | 267.6377
2027 | 10 | 21 | 4 | 33.4864 | 82.56 | 270.1866
2027 | 10 | 21 | 5 | 36.1548 | 86.9764 | 281.0998
2027 | 10 | 21 | 6 | 40.2896 | 101.3108 | 304.54
2027 | 10 | 21 | 7 | 42.6822 | 115.2584 | 335.3169
2027 | 10 | 21 | 8 | 42.943 | 123.4014 | 339.1008
2027 | 10 | 21 | 9 | 42.6959 | 125.8703 | 321.9644
2027 | 10 | 21 | 10 | 42.1723 | 130.9494 | 301.0161
2027 | 10 | 21 | 11 | 42.1853 | 127.9358 | 287.8351
2027 | 10 | 21 | 12 | 41.2731 | 123.4771 | 289.07
2027 | 10 | 21 | 13 | 41.0473 | 124.0997 | 286.8238
2027 | 10 | 21 | 14 | 41.5241 | 124.7689 | 286.728
2027 | 10 | 21 | 15 | 43.302 | 119.5779 | 291.4723
2027 | 10 | 21 | 16 | 46.1897 | 116.7862 | 311.619
2027 | 10 | 21 | 17 | 48.3464 | 108.9967 | 346.146
2027 | 10 | 21 | 18 | 48.6281 | 107.0737 | 377.2096
2027 | 10 | 21 | 19 | 48.7568 | 106.9493 | 374.9817
2027 | 10 | 21 | 20 | 45.7259 | 100.0345 | 358.4466
2027 | 10 | 21 | 21 | 41.3704 | 97.3307 | 332.7887
2027 | 10 | 21 | 22 | 37.6101 | 93.6276 | 305.672
2027 | 10 | 21 | 23 | 35.1759 | 86.8545 | 279.6415
2027 | 10 | 22 | 0 | 34.7838 | 88.0043 | 266.205
2027 | 10 | 22 | 1 | 34.0562 | 86.8219 | 259.7082
2027 | 10 | 22 | 2 | 33.6176 | 85.0149 | 254.4428
2027 | 10 | 22 | 3 | 33.5963 | 85.3314 | 252.0753
2027 | 10 | 22 | 4 | 34.6486 | 86.6895 | 254.7164
2027 | 10 | 22 | 5 | 37.1988 | 90.6709 | 265.5364
2027 | 10 | 22 | 6 | 40.8039 | 105.7146 | 287.3422
2027 | 10 | 22 | 7 | 43.3392 | 119.3438 | 322.4949
2027 | 10 | 22 | 8 | 44.1696 | 124.6693 | 341.2366
2027 | 10 | 22 | 9 | 44.5464 | 127.1232 | 347.0445
2027 | 10 | 22 | 10 | 44.5909 | 130.8551 | 341.8643
2027 | 10 | 22 | 11 | 44.7622 | 126.287 | 334.4438
2027 | 10 | 22 | 12 | 45.2303 | 121.4371 | 333.3743
2027 | 10 | 22 | 13 | 45.1093 | 120.0577 | 334.2586
2027 | 10 | 22 | 14 | 45.353 | 114.7893 | 336.8432
2027 | 10 | 22 | 15 | 46.6586 | 110.1901 | 343.5601
2027 | 10 | 22 | 16 | 48.8617 | 109.2788 | 361.1267
2027 | 10 | 22 | 17 | 50.0817 | 103.9113 | 382.8268
2027 | 10 | 22 | 18 | 47.7493 | 101.2292 | 391.0058
2027 | 10 | 22 | 19 | 47.1796 | 103.4081 | 386.6132
2027 | 10 | 22 | 20 | 43.9457 | 97.4449 | 369.2109
2027 | 10 | 22 | 21 | 39.676 | 97.4517 | 344.826
2027 | 10 | 22 | 22 | 36.1894 | 91.7344 | 321.7904
2027 | 10 | 22 | 23 | 33.9191 | 83.2952 | 299.47
2027 | 10 | 23 | 0 | 33.0209 | 84.952 | 280.685
2027 | 10 | 23 | 1 | 31.3663 | 85.0886 | 277.3549
2027 | 10 | 23 | 2 | 30.6526 | 83.9979 | 271.9073
2027 | 10 | 23 | 3 | 30.4383 | 83.8167 | 269.0966
2027 | 10 | 23 | 4 | 31.1443 | 83.8645 | 270.8771
2027 | 10 | 23 | 5 | 32.8511 | 86.4273 | 277.6718
2027 | 10 | 23 | 6 | 35.7055 | 97.6472 | 289.6713
2027 | 10 | 23 | 7 | 37.5475 | 104.9183 | 314.1327
2027 | 10 | 23 | 8 | 39.3528 | 106.9611 | 338.006
2027 | 10 | 23 | 9 | 41.53 | 109.3676 | 352.2126
2027 | 10 | 23 | 10 | 42.387 | 113.5003 | 351.9794
2027 | 10 | 23 | 11 | 42.8997 | 111.5089 | 347.6809
2027 | 10 | 23 | 12 | 43.0449 | 105.7708 | 340.7855
2027 | 10 | 23 | 13 | 42.6264 | 103.5904 | 337.6031
2027 | 10 | 23 | 14 | 42.5542 | 104.3638 | 335.6514
2027 | 10 | 23 | 15 | 43.4836 | 99.8886 | 342.7403
2027 | 10 | 23 | 16 | 45.5895 | 96.5238 | 364.7675
2027 | 10 | 23 | 17 | 46.8494 | 95.8199 | 393.733
2027 | 10 | 23 | 18 | 44.5012 | 91.961 | 405.8271
2027 | 10 | 23 | 19 | 43.8137 | 94.0147 | 396.8909
2027 | 10 | 23 | 20 | 40.2491 | 87.5994 | 374.6243
2027 | 10 | 23 | 21 | 36.079 | 87.3046 | 349.3477
2027 | 10 | 23 | 22 | 33.1092 | 83.1528 | 329.0152
2027 | 10 | 23 | 23 | 31.6756 | 78.662 | 309.8801
2027 | 10 | 24 | 0 | 31.6322 | 81.6004 | 301.8296
2027 | 10 | 24 | 1 | 30.8463 | 81.0166 | 285.7635
2027 | 10 | 24 | 2 | 30.3579 | 79.8754 | 279.7418
2027 | 10 | 24 | 3 | 30.266 | 79.7925 | 276.6036
2027 | 10 | 24 | 4 | 30.8827 | 81.5098 | 277.5615
2027 | 10 | 24 | 5 | 32.4006 | 83.5758 | 282.0945
2027 | 10 | 24 | 6 | 34.7562 | 92.1999 | 290.5697
2027 | 10 | 24 | 7 | 36.369 | 96.4939 | 309.4221
2027 | 10 | 24 | 8 | 38.2125 | 96.7538 | 329.1944
2027 | 10 | 24 | 9 | 40.5751 | 98.4114 | 341.411
2027 | 10 | 24 | 10 | 41.9786 | 101.93 | 339.6692
2027 | 10 | 24 | 11 | 42.8773 | 100.9048 | 333.6292
2027 | 10 | 24 | 12 | 42.1057 | 97.2283 | 328.8745
2027 | 10 | 24 | 13 | 41.913 | 96.6268 | 325.5298
2027 | 10 | 24 | 14 | 42.1665 | 99.76 | 324.279
2027 | 10 | 24 | 15 | 43.52 | 96.4997 | 333.7677
2027 | 10 | 24 | 16 | 46.158 | 93.2221 | 357.8971
2027 | 10 | 24 | 17 | 48.1143 | 94.1006 | 389.8174
2027 | 10 | 24 | 18 | 46.5428 | 91.5512 | 400.3828
2027 | 10 | 24 | 19 | 45.7599 | 92.9243 | 389.5764
2027 | 10 | 24 | 20 | 42.2631 | 87.4829 | 367.1538
2027 | 10 | 24 | 21 | 37.6828 | 89.0143 | 338.8132
2027 | 10 | 24 | 22 | 34.0144 | 83.5516 | 311.7946
2027 | 10 | 24 | 23 | 32.155 | 79.7816 | 286.3512
2027 | 10 | 25 | 0 | 32.2403 | 85.7832 | 277.3174
2027 | 10 | 25 | 1 | 31.6432 | 84.6201 | 264.9464
2027 | 10 | 25 | 2 | 31.4966 | 84.2956 | 260.4939
2027 | 10 | 25 | 3 | 31.783 | 84.9216 | 258.3189
2027 | 10 | 25 | 4 | 33.1438 | 85.9902 | 260.9522
2027 | 10 | 25 | 5 | 36.0441 | 90.6349 | 272.0894
2027 | 10 | 25 | 6 | 40.2117 | 107.1333 | 293.7037
2027 | 10 | 25 | 7 | 42.9822 | 122.2781 | 328.6352
2027 | 10 | 25 | 8 | 43.8946 | 130.6417 | 345.8369
2027 | 10 | 25 | 9 | 44.2286 | 131.7568 | 348.0498
2027 | 10 | 25 | 10 | 44.4427 | 133.9549 | 340.7464
2027 | 10 | 25 | 11 | 44.801 | 131.6688 | 334.6189
2027 | 10 | 25 | 12 | 44.9223 | 123.2733 | 334.2576
2027 | 10 | 25 | 13 | 44.921 | 121.9623 | 335.054
2027 | 10 | 25 | 14 | 45.4432 | 117.38 | 337.3465
2027 | 10 | 25 | 15 | 47.1465 | 112.5972 | 344.261
2027 | 10 | 25 | 16 | 50.0083 | 114.0099 | 363.3869
2027 | 10 | 25 | 17 | 51.956 | 109.0807 | 389.0868
2027 | 10 | 25 | 18 | 50.9853 | 104.2317 | 389.6525
2027 | 10 | 25 | 19 | 49.9039 | 106.1187 | 383.7819
2027 | 10 | 25 | 20 | 46.0332 | 99.5838 | 365.7037
2027 | 10 | 25 | 21 | 41.1236 | 98.782 | 338.485
2027 | 10 | 25 | 22 | 37.0267 | 93.6842 | 310.8032
2027 | 10 | 25 | 23 | 34.4257 | 86.7281 | 285.2924
2027 | 10 | 26 | 0 | 33.9231 | 89.5221 | 271.8329
2027 | 10 | 26 | 1 | 33.1517 | 88.5283 | 267.479
2027 | 10 | 26 | 2 | 32.8479 | 87.1059 | 264.0527
2027 | 10 | 26 | 3 | 32.9392 | 87.0028 | 263.123
2027 | 10 | 26 | 4 | 34.2615 | 87.7498 | 266.6276
2027 | 10 | 26 | 5 | 37.0564 | 91.9008 | 278.4506
2027 | 10 | 26 | 6 | 41.2398 | 108.0387 | 301.3708
2027 | 10 | 26 | 7 | 43.9459 | 123.3705 | 336.4711
2027 | 10 | 26 | 8 | 44.7891 | 130.0664 | 347.5637
2027 | 10 | 26 | 9 | 44.9014 | 130.6548 | 335.1194
2027 | 10 | 26 | 10 | 44.9054 | 134.8202 | 315.0296
2027 | 10 | 26 | 11 | 45.1426 | 134.3557 | 300.965
2027 | 10 | 26 | 12 | 45.2077 | 127.8416 | 336.089
2027 | 10 | 26 | 13 | 45.1452 | 127.3844 | 335.1117
2027 | 10 | 26 | 14 | 45.6612 | 126.5499 | 337.3069
2027 | 10 | 26 | 15 | 47.2879 | 121.1777 | 345.4138
2027 | 10 | 26 | 16 | 50.1431 | 121.0604 | 367.9891
2027 | 10 | 26 | 17 | 52.3101 | 116.3971 | 395.6008
2027 | 10 | 26 | 18 | 51.5831 | 111.7922 | 401.8052
2027 | 10 | 26 | 19 | 50.7164 | 111.7786 | 397.1125
2027 | 10 | 26 | 20 | 47.0458 | 104.8414 | 380.8962
2027 | 10 | 26 | 21 | 42.2262 | 102.2735 | 355.7572
2027 | 10 | 26 | 22 | 38.166 | 97.0457 | 328.8081
2027 | 10 | 26 | 23 | 35.6114 | 90.5107 | 303.1405
2027 | 10 | 27 | 0 | 35.4377 | 92.5918 | 288.6017
2027 | 10 | 27 | 1 | 34.4276 | 93.3917 | 280.3723
2027 | 10 | 27 | 2 | 34.0383 | 91.2406 | 276.8095
2027 | 10 | 27 | 3 | 34.0409 | 90.5737 | 275.3573
2027 | 10 | 27 | 4 | 35.2567 | 91.8809 | 278.7743
2027 | 10 | 27 | 5 | 37.9779 | 95.9326 | 290.0928
2027 | 10 | 27 | 6 | 41.8734 | 110.3736 | 318.1461
2027 | 10 | 27 | 7 | 44.512 | 125.578 | 351.0921
2027 | 10 | 27 | 8 | 45.2671 | 131.6877 | 359.1415
2027 | 10 | 27 | 9 | 45.604 | 133.2207 | 344.6251
2027 | 10 | 27 | 10 | 45.8588 | 136.284 | 323.9444
2027 | 10 | 27 | 11 | 46.2629 | 134.3324 | 309.2083
2027 | 10 | 27 | 12 | 45.3487 | 130.2405 | 304.1166
2027 | 10 | 27 | 13 | 45.2562 | 129.0163 | 298.9935
2027 | 10 | 27 | 14 | 45.6648 | 127.7796 | 299.4785
2027 | 10 | 27 | 15 | 47.2737 | 122.8931 | 305.547
2027 | 10 | 27 | 16 | 50.085 | 122.6372 | 330.6986
2027 | 10 | 27 | 17 | 52.0141 | 118.4688 | 367.7634
2027 | 10 | 27 | 18 | 51.5761 | 113.6965 | 398.8615
2027 | 10 | 27 | 19 | 50.792 | 113.5636 | 395.8779
2027 | 10 | 27 | 20 | 47.2524 | 106.8363 | 380.8937
2027 | 10 | 27 | 21 | 42.5426 | 104.6754 | 356.4115
2027 | 10 | 27 | 22 | 38.4438 | 99.0818 | 328.8109
2027 | 10 | 27 | 23 | 35.8028 | 92.8763 | 302.7245
2027 | 10 | 28 | 0 | 35.5972 | 96.3326 | 293.4191
2027 | 10 | 28 | 1 | 35.0373 | 93.24 | 281.8565
2027 | 10 | 28 | 2 | 34.6164 | 91.3927 | 276.985
2027 | 10 | 28 | 3 | 34.6448 | 90.6382 | 275.0233
2027 | 10 | 28 | 4 | 35.8071 | 91.7345 | 277.8379
2027 | 10 | 28 | 5 | 38.435 | 95.9214 | 288.721
2027 | 10 | 28 | 6 | 42.7577 | 111.2967 | 312.2495
2027 | 10 | 28 | 7 | 45.2492 | 126.0066 | 347.2563
2027 | 10 | 28 | 8 | 45.6325 | 132.6903 | 366.9744
2027 | 10 | 28 | 9 | 45.2167 | 133.8684 | 370.6627
2027 | 10 | 28 | 10 | 44.5968 | 137.8379 | 362.0991
2027 | 10 | 28 | 11 | 44.4188 | 136.0528 | 354.0809
2027 | 10 | 28 | 12 | 43.7491 | 130.5349 | 343.4572
2027 | 10 | 28 | 13 | 43.478 | 129.9235 | 342.286
2027 | 10 | 28 | 14 | 43.8676 | 126.6283 | 345.021
2027 | 10 | 28 | 15 | 45.4577 | 120.0526 | 353.4311
2027 | 10 | 28 | 16 | 48.2502 | 122.3859 | 374.9264
2027 | 10 | 28 | 17 | 50.5701 | 117.8285 | 400.1607
2027 | 10 | 28 | 18 | 53.316 | 113.479 | 402.3717
2027 | 10 | 28 | 19 | 52.5652 | 114.1346 | 396.6946
2027 | 10 | 28 | 20 | 48.9154 | 106.9471 | 380.6216
2027 | 10 | 28 | 21 | 44.3992 | 103.9476 | 355.6969
2027 | 10 | 28 | 22 | 40.4688 | 98.4253 | 328.6712
2027 | 10 | 28 | 23 | 37.8438 | 92.4489 | 302.5335
2027 | 10 | 29 | 0 | 36.5866 | 94.3542 | 292.5549
2027 | 10 | 29 | 1 | 35.2721 | 91.6744 | 289.4605
2027 | 10 | 29 | 2 | 34.6457 | 89.4668 | 285.0291
2027 | 10 | 29 | 3 | 34.506 | 89.0932 | 283.7706
2027 | 10 | 29 | 4 | 35.4823 | 90.4563 | 287.0852
2027 | 10 | 29 | 5 | 37.9355 | 94.0103 | 298.3997
2027 | 10 | 29 | 6 | 40.7422 | 109.1524 | 326.2075
2027 | 10 | 29 | 7 | 43.3086 | 122.3968 | 361.0193
2027 | 10 | 29 | 8 | 44.3799 | 127.5605 | 372.3411
2027 | 10 | 29 | 9 | 45.1431 | 128.0351 | 360.1675
2027 | 10 | 29 | 10 | 45.9604 | 130.271 | 339.1073
2027 | 10 | 29 | 11 | 46.659 | 128.6416 | 322.1742
2027 | 10 | 29 | 12 | 46.6509 | 124.5628 | 343.0245
2027 | 10 | 29 | 13 | 46.6715 | 123.8038 | 340.2695
2027 | 10 | 29 | 14 | 47.0819 | 117.6595 | 342.0064
2027 | 10 | 29 | 15 | 48.5562 | 111.649 | 348.8444
2027 | 10 | 29 | 16 | 50.819 | 113.0642 | 370.8972
2027 | 10 | 29 | 17 | 52.0881 | 107.9112 | 399.7018
2027 | 10 | 29 | 18 | 50.7524 | 109.1666 | 410.6804
2027 | 10 | 29 | 19 | 49.6234 | 108.8687 | 410.1902
2027 | 10 | 29 | 20 | 45.8035 | 103.544 | 395.6757
2027 | 10 | 29 | 21 | 41.5189 | 100.3869 | 373.8597
2027 | 10 | 29 | 22 | 38.0859 | 95.1062 | 351.4839
2027 | 10 | 29 | 23 | 35.8093 | 88.6091 | 329.5962
2027 | 10 | 30 | 0 | 34.405 | 89.5419 | 317.7291
2027 | 10 | 30 | 1 | 31.5192 | 83.7716 | 311.3449
2027 | 10 | 30 | 2 | 30.6263 | 82.3767 | 306.2158
2027 | 10 | 30 | 3 | 30.2236 | 81.8343 | 304.2727
2027 | 10 | 30 | 4 | 30.7245 | 82.2825 | 306.8566
2027 | 10 | 30 | 5 | 32.167 | 84.8665 | 314.558
2027 | 10 | 30 | 6 | 34.2774 | 93.6568 | 328.1251
2027 | 10 | 30 | 7 | 36.1022 | 101.3399 | 349.3101
2027 | 10 | 30 | 8 | 38.0802 | 102.8127 | 360.4692
2027 | 10 | 30 | 9 | 40.5803 | 105.8347 | 357.6525
2027 | 10 | 30 | 10 | 42.1358 | 110.1904 | 344.7439
2027 | 10 | 30 | 11 | 43.1438 | 107.0933 | 332.8251
2027 | 10 | 30 | 12 | 40.7476 | 107.5079 | 337.738
2027 | 10 | 30 | 13 | 40.2893 | 106.7568 | 330.3949
2027 | 10 | 30 | 14 | 40.0988 | 105.5301 | 327.5284
2027 | 10 | 30 | 15 | 40.9489 | 99.289 | 334.8134
2027 | 10 | 30 | 16 | 43.1107 | 98.2119 | 360.2233
2027 | 10 | 30 | 17 | 44.6672 | 97.2669 | 395.3763
2027 | 10 | 30 | 18 | 43.9341 | 94.6097 | 409.7003
2027 | 10 | 30 | 19 | 42.5725 | 94.872 | 404.1243
2027 | 10 | 30 | 20 | 38.857 | 87.8624 | 383.2148
2027 | 10 | 30 | 21 | 34.662 | 87.1016 | 358.5601
2027 | 10 | 30 | 22 | 31.7033 | 82.6145 | 337.9537
2027 | 10 | 30 | 23 | 30.243 | 79.975 | 319.2727
2027 | 10 | 31 | 0 | 30.6859 | 82.1591 | 310.9338
2027 | 10 | 31 | 1 | 29.3026 | 80.1976 | 300.2753
2027 | 10 | 31 | 2 | 28.716 | 78.9406 | 294.0528
2027 | 10 | 31 | 3 | 28.5059 | 78.4653 | 290.7493
2027 | 10 | 31 | 4 | 29.0512 | 78.8791 | 291.7733
2027 | 10 | 31 | 5 | 30.4431 | 80.8288 | 297.1643
2027 | 10 | 31 | 6 | 32.762 | 87.8028 | 307.0265
2027 | 10 | 31 | 7 | 34.6208 | 93.9981 | 324.2018
2027 | 10 | 31 | 8 | 36.8535 | 93.4672 | 339.6002
2027 | 10 | 31 | 9 | 39.7107 | 95.1035 | 351.5811
2027 | 10 | 31 | 10 | 41.7266 | 99.403 | 352.3323
2027 | 10 | 31 | 11 | 43.0653 | 97.6 | 348.5767
2027 | 10 | 31 | 12 | 43.458 | 92.9434 | 353.9744
2027 | 10 | 31 | 13 | 43.5189 | 93.0992 | 352.034
2027 | 10 | 31 | 14 | 43.9616 | 92.217 | 351.9867
2027 | 10 | 31 | 15 | 45.4591 | 89.1592 | 361.0223
2027 | 10 | 31 | 16 | 48.1525 | 88.8971 | 384.3767
2027 | 10 | 31 | 17 | 50.0365 | 90.0539 | 414.1181
2027 | 10 | 31 | 18 | 48.5655 | 92.9031 | 419.3648
2027 | 10 | 31 | 19 | 46.8513 | 93.4131 | 406.0947
2027 | 10 | 31 | 20 | 42.8293 | 87.5492 | 382.6698
2027 | 10 | 31 | 21 | 38.1701 | 89.1935 | 354.3246
2027 | 10 | 31 | 22 | 34.5153 | 84.1466 | 327.679
2027 | 10 | 31 | 23 | 32.5862 | 79.6935 | 302.66
2027 | 11 | 1 | 0 | 32.0739 | 82.9959 | 291.4719
2027 | 11 | 1 | 1 | 30.4908 | 80.4278 | 273.1548
2027 | 11 | 1 | 2 | 30.4826 | 79.4141 | 269.3228
2027 | 11 | 1 | 3 | 30.7088 | 80.6509 | 267.9294
2027 | 11 | 1 | 4 | 32.2068 | 81.7805 | 269.3898
2027 | 11 | 1 | 5 | 35.2201 | 86.0788 | 279.7608
2027 | 11 | 1 | 6 | 39.3645 | 99.3507 | 304.1807
2027 | 11 | 1 | 7 | 41.9247 | 115.1647 | 336.5044
2027 | 11 | 1 | 8 | 42.6985 | 128.0076 | 353.2361
2027 | 11 | 1 | 9 | 43.1655 | 127.6812 | 355.0834
2027 | 11 | 1 | 10 | 43.5918 | 130.8206 | 344.2079
2027 | 11 | 1 | 11 | 43.9066 | 126.0057 | 338.8714
2027 | 11 | 1 | 12 | 43.9657 | 121.8242 | 334.4245
2027 | 11 | 1 | 13 | 43.9808 | 120.9235 | 330.9713
2027 | 11 | 1 | 14 | 44.2886 | 121.4199 | 331.5672
2027 | 11 | 1 | 15 | 46.1392 | 117.6279 | 337.3146
2027 | 11 | 1 | 16 | 49.1183 | 111.7339 | 352.2746
2027 | 11 | 1 | 17 | 50.754 | 106.2693 | 379.4646
2027 | 11 | 1 | 18 | 49.6045 | 102.3001 | 395.9272
2027 | 11 | 1 | 19 | 48.3327 | 105.2272 | 385.9966
2027 | 11 | 1 | 20 | 44.6436 | 96.3222 | 367.1671
2027 | 11 | 1 | 21 | 39.5576 | 95.5991 | 340.353
2027 | 11 | 1 | 22 | 35.5852 | 89.2216 | 312.964
2027 | 11 | 1 | 23 | 33.1291 | 82.9002 | 287.8692
2027 | 11 | 2 | 0 | 33.4075 | 86.9068 | 279.2135
2027 | 11 | 2 | 1 | 33.7616 | 84.8695 | 270.5672
2027 | 11 | 2 | 2 | 33.6385 | 83.1056 | 267.1205
2027 | 11 | 2 | 3 | 33.729 | 84.0714 | 266.141
2027 | 11 | 2 | 4 | 35.0869 | 84.8573 | 267.8539
2027 | 11 | 2 | 5 | 37.9268 | 89.0864 | 278.3785
2027 | 11 | 2 | 6 | 41.5521 | 102.5955 | 301.7793
2027 | 11 | 2 | 7 | 43.8976 | 118.3103 | 333.9981
2027 | 11 | 2 | 8 | 44.2883 | 128.9028 | 349.7392
2027 | 11 | 2 | 9 | 44.1228 | 128.6552 | 349.3675
2027 | 11 | 2 | 10 | 43.8588 | 133.7461 | 337.7621
2027 | 11 | 2 | 11 | 43.7467 | 129.492 | 331.135
2027 | 11 | 2 | 12 | 45.2916 | 126.3044 | 332.1049
2027 | 11 | 2 | 13 | 45.2861 | 125.4344 | 328.7283
2027 | 11 | 2 | 14 | 45.6773 | 127.0675 | 330.0555
2027 | 11 | 2 | 15 | 47.413 | 123.3062 | 337.3072
2027 | 11 | 2 | 16 | 50.292 | 117.5911 | 354.0874
2027 | 11 | 2 | 17 | 52.1474 | 113.6559 | 381.5394
2027 | 11 | 2 | 18 | 52.0431 | 108.3186 | 400.2018
2027 | 11 | 2 | 19 | 50.7237 | 110.6851 | 392.3855
2027 | 11 | 2 | 20 | 47.029 | 102.3863 | 375.3987
2027 | 11 | 2 | 21 | 41.9611 | 101.7119 | 350.9361
2027 | 11 | 2 | 22 | 37.9958 | 95.6904 | 324.9108
2027 | 11 | 2 | 23 | 35.4338 | 88.5645 | 299.9748
2027 | 11 | 3 | 0 | 35.0122 | 90.6137 | 284.5985
2027 | 11 | 3 | 1 | 35.3972 | 90.2418 | 279.5932
2027 | 11 | 3 | 2 | 35.3056 | 88.3597 | 277.0109
2027 | 11 | 3 | 3 | 35.43 | 89.0879 | 276.5761
2027 | 11 | 3 | 4 | 36.852 | 89.3306 | 279.2565
2027 | 11 | 3 | 5 | 39.8223 | 94.072 | 290.5549
2027 | 11 | 3 | 6 | 44.236 | 107.7154 | 317.7413
2027 | 11 | 3 | 7 | 46.473 | 122.7059 | 349.1377
2027 | 11 | 3 | 8 | 46.6029 | 131.5786 | 362.0377
2027 | 11 | 3 | 9 | 46.1307 | 131.1279 | 356.7451
2027 | 11 | 3 | 10 | 45.2285 | 134.203 | 339.0586
2027 | 11 | 3 | 11 | 44.665 | 130.0115 | 328.0406
2027 | 11 | 3 | 12 | 44.0545 | 129.4245 | 332.6032
2027 | 11 | 3 | 13 | 43.6797 | 128.344 | 327.3011
2027 | 11 | 3 | 14 | 43.809 | 129.1637 | 328.2839
2027 | 11 | 3 | 15 | 45.4147 | 125.0607 | 334.7424
2027 | 11 | 3 | 16 | 48.5463 | 118.8701 | 353.8451
2027 | 11 | 3 | 17 | 50.7546 | 115.2117 | 384.9715
2027 | 11 | 3 | 18 | 52.0685 | 110.5416 | 409.4365
2027 | 11 | 3 | 19 | 51.3502 | 112.3473 | 402.6922
2027 | 11 | 3 | 20 | 48.1924 | 104.2097 | 386.6608
2027 | 11 | 3 | 21 | 43.3011 | 103.0039 | 362.5934
2027 | 11 | 3 | 22 | 39.24 | 96.2963 | 335.6205
2027 | 11 | 3 | 23 | 36.6153 | 90.2446 | 309.977
2027 | 11 | 4 | 0 | 36.9555 | 91.9381 | 296.5597
2027 | 11 | 4 | 1 | 36.1811 | 93.3434 | 293.3264
2027 | 11 | 4 | 2 | 35.9912 | 91.7949 | 290.135
2027 | 11 | 4 | 3 | 36.0847 | 92.3643 | 289.7579
2027 | 11 | 4 | 4 | 37.4852 | 92.894 | 292.2816
2027 | 11 | 4 | 5 | 40.3976 | 97.5813 | 303.4383
2027 | 11 | 4 | 6 | 44.612 | 112.4934 | 330.0527
2027 | 11 | 4 | 7 | 46.8082 | 126.2868 | 360.9573
2027 | 11 | 4 | 8 | 47.2368 | 134.9182 | 370.0116
2027 | 11 | 4 | 9 | 47.2041 | 132.7662 | 358.6101
2027 | 11 | 4 | 10 | 46.8988 | 137.4009 | 336.8194
2027 | 11 | 4 | 11 | 46.6368 | 134.3744 | 324.915
2027 | 11 | 4 | 12 | 43.9257 | 128.919 | 359.506
2027 | 11 | 4 | 13 | 43.4905 | 127.8801 | 355.8475
2027 | 11 | 4 | 14 | 43.4852 | 124.4277 | 358.0083
2027 | 11 | 4 | 15 | 45.0752 | 120.7726 | 366.1758
2027 | 11 | 4 | 16 | 47.901 | 118.1292 | 382.4447
2027 | 11 | 4 | 17 | 49.9086 | 115.2477 | 407.3896
2027 | 11 | 4 | 18 | 50.8753 | 114.6429 | 422.4132
2027 | 11 | 4 | 19 | 50.5146 | 117.9717 | 414.4638
2027 | 11 | 4 | 20 | 47.4921 | 110.0296 | 398.0138
2027 | 11 | 4 | 21 | 42.881 | 108.1577 | 374.0297
2027 | 11 | 4 | 22 | 38.9751 | 102.1386 | 347.9028
2027 | 11 | 4 | 23 | 36.5682 | 95.2418 | 322.0389
2027 | 11 | 5 | 0 | 36.1023 | 97.1166 | 305.5087
2027 | 11 | 5 | 1 | 35.7912 | 96.7555 | 302.6317
2027 | 11 | 5 | 2 | 35.4487 | 94.442 | 298.7605
2027 | 11 | 5 | 3 | 35.4466 | 94.171 | 297.9633
2027 | 11 | 5 | 4 | 36.7077 | 95.0336 | 300.0686
2027 | 11 | 5 | 5 | 39.5529 | 98.8283 | 310.6612
2027 | 11 | 5 | 6 | 43.1295 | 110.7255 | 337.6626
2027 | 11 | 5 | 7 | 45.4158 | 124.9135 | 368.7797
2027 | 11 | 5 | 8 | 46.2761 | 131.8934 | 379.9749
2027 | 11 | 5 | 9 | 46.7543 | 131.5471 | 371.4361
2027 | 11 | 5 | 10 | 46.9481 | 133.3557 | 351.0615
2027 | 11 | 5 | 11 | 46.9469 | 132.3927 | 337.2572
2027 | 11 | 5 | 12 | 47.0439 | 124.7325 | 306.5762
2027 | 11 | 5 | 13 | 46.8482 | 123.0445 | 297.1651
2027 | 11 | 5 | 14 | 46.9595 | 116.3117 | 296.6173
2027 | 11 | 5 | 15 | 48.3144 | 111.3913 | 301.5456
2027 | 11 | 5 | 16 | 50.6188 | 109.4421 | 321.2813
2027 | 11 | 5 | 17 | 51.8826 | 106.2036 | 358.8944
2027 | 11 | 5 | 18 | 51.4306 | 102.5425 | 399.5578
2027 | 11 | 5 | 19 | 49.9691 | 106.0207 | 401.7964
2027 | 11 | 5 | 20 | 46.2776 | 100.2694 | 388.9396
2027 | 11 | 5 | 21 | 41.6261 | 100.0226 | 368.616
2027 | 11 | 5 | 22 | 38.1185 | 94.0823 | 347.3787
2027 | 11 | 5 | 23 | 35.7753 | 86.2168 | 326.6294
2027 | 11 | 6 | 0 | 34.6452 | 90.2694 | 314.973
2027 | 11 | 6 | 1 | 32.7919 | 85.6974 | 305.1445
2027 | 11 | 6 | 2 | 32.0261 | 84.3464 | 299.557
2027 | 11 | 6 | 3 | 31.5966 | 84.5091 | 297.1557
2027 | 11 | 6 | 4 | 32.3518 | 84.8381 | 297.7493
2027 | 11 | 6 | 5 | 34.0932 | 87.5883 | 304.1213
2027 | 11 | 6 | 6 | 36.7231 | 97.3076 | 316.7062
2027 | 11 | 6 | 7 | 38.1087 | 104.9049 | 335.2492
2027 | 11 | 6 | 8 | 39.6377 | 107.8785 | 350.1982
2027 | 11 | 6 | 9 | 41.9532 | 107.0339 | 357.9621
2027 | 11 | 6 | 10 | 43.4287 | 111.1802 | 349.5079
2027 | 11 | 6 | 11 | 44.1532 | 110.5228 | 343.4461
2027 | 11 | 6 | 12 | 44.7098 | 107.1909 | 364.9888
2027 | 11 | 6 | 13 | 44.343 | 105.4384 | 357.8481
2027 | 11 | 6 | 14 | 44.1487 | 105.1722 | 356.0997
2027 | 11 | 6 | 15 | 45.1669 | 99.2611 | 363.4856
2027 | 11 | 6 | 16 | 47.2291 | 94.8347 | 379.8934
2027 | 11 | 6 | 17 | 48.28 | 94.8082 | 405.3408
2027 | 11 | 6 | 18 | 47.7171 | 93.1884 | 412.8443
2027 | 11 | 6 | 19 | 45.4061 | 95.4065 | 399.9563
2027 | 11 | 6 | 20 | 41.1208 | 87.359 | 376.1272
2027 | 11 | 6 | 21 | 36.3254 | 86.7708 | 350.7295
2027 | 11 | 6 | 22 | 33.2734 | 81.2004 | 330.5753
2027 | 11 | 6 | 23 | 31.6312 | 78.5664 | 311.8669
2027 | 11 | 7 | 0 | 31.2863 | 84.4773 | 298.4126
2027 | 11 | 7 | 1 | 31.0589 | 87.1105 | 298.5534
2027 | 11 | 7 | 2 | 29.9724 | 84.3908 | 289.8358
2027 | 11 | 7 | 3 | 29.4793 | 83.2955 | 284.5957
2027 | 11 | 7 | 4 | 29.3075 | 82.7077 | 282.4446
2027 | 11 | 7 | 5 | 29.9437 | 82.1864 | 282.1122
2027 | 11 | 7 | 6 | 31.2957 | 83.4184 | 283.0145
2027 | 11 | 7 | 7 | 33.2213 | 87.6905 | 298.4653
2027 | 11 | 7 | 8 | 36.5102 | 88.238 | 326.4442
2027 | 11 | 7 | 9 | 39.8198 | 91.8938 | 343.5429
2027 | 11 | 7 | 10 | 41.5992 | 95.5873 | 344.2575
2027 | 11 | 7 | 11 | 43.1335 | 98.9617 | 339.1915
2027 | 11 | 7 | 12 | 43.2738 | 98.2026 | 348.1642
2027 | 11 | 7 | 13 | 43.5685 | 97.7452 | 348.7922
2027 | 11 | 7 | 14 | 43.6972 | 100.9546 | 348.9121
2027 | 11 | 7 | 15 | 44.7158 | 98.659 | 354.2586
2027 | 11 | 7 | 16 | 46.6305 | 95.8659 | 368.9125
2027 | 11 | 7 | 17 | 49.052 | 99.284 | 404.0185
2027 | 11 | 7 | 18 | 48.7297 | 100.195 | 432.4455
2027 | 11 | 7 | 19 | 47.1199 | 98.4231 | 420.0416
2027 | 11 | 7 | 20 | 43.5477 | 91.5511 | 401.2829
2027 | 11 | 7 | 21 | 39.7745 | 93.1418 | 381.525
2027 | 11 | 7 | 22 | 36.4659 | 89.6487 | 361.1442
2027 | 11 | 7 | 23 | 34.5008 | 86.557 | 337.8373
2027 | 11 | 8 | 0 | 34.1645 | 88.5229 | 320.3706
2027 | 11 | 8 | 1 | 31.9618 | 85.1462 | 299.8528
2027 | 11 | 8 | 2 | 31.1126 | 83.224 | 292.8061
2027 | 11 | 8 | 3 | 30.9436 | 83.2577 | 289.2726
2027 | 11 | 8 | 4 | 31.3892 | 83.8155 | 288.6985
2027 | 11 | 8 | 5 | 33.3248 | 85.0539 | 292.6906
2027 | 11 | 8 | 6 | 36.0117 | 94.5773 | 301.71
2027 | 11 | 8 | 7 | 39.0057 | 107.1917 | 334.2636
2027 | 11 | 8 | 8 | 41.2404 | 120.0317 | 368.9407
2027 | 11 | 8 | 9 | 42.3353 | 125.4378 | 378.9973
2027 | 11 | 8 | 10 | 42.8001 | 127.9174 | 372.7564
2027 | 11 | 8 | 11 | 43.7796 | 128.3189 | 365.0889
2027 | 11 | 8 | 12 | 43.6575 | 122.9986 | 355.5964
2027 | 11 | 8 | 13 | 44.0956 | 121.3033 | 354.8394
2027 | 11 | 8 | 14 | 44.2789 | 121.2128 | 355.3962
2027 | 11 | 8 | 15 | 45.6008 | 118.7539 | 359.1932
2027 | 11 | 8 | 16 | 47.7184 | 116.7363 | 370.3546
2027 | 11 | 8 | 17 | 50.1636 | 113.6072 | 402.1273
2027 | 11 | 8 | 18 | 52.3201 | 111.8968 | 424.4653
2027 | 11 | 8 | 19 | 50.7708 | 110.5029 | 415.589
2027 | 11 | 8 | 20 | 46.9717 | 102.5812 | 402.1146
2027 | 11 | 8 | 21 | 43.084 | 103.9882 | 384.2146
2027 | 11 | 8 | 22 | 39.3891 | 99.9933 | 362.1815
2027 | 11 | 8 | 23 | 36.7422 | 93.2056 | 336.7774
2027 | 11 | 9 | 0 | 34.3404 | 91.8239 | 316.6254
2027 | 11 | 9 | 1 | 34.1164 | 88.1755 | 300.481
2027 | 11 | 9 | 2 | 33.1541 | 85.2773 | 293.0842
2027 | 11 | 9 | 3 | 32.8339 | 84.4902 | 289.4989
2027 | 11 | 9 | 4 | 33.1793 | 84.2597 | 288.7538
2027 | 11 | 9 | 5 | 34.9451 | 85.3174 | 292.6904
2027 | 11 | 9 | 6 | 37.2733 | 91.7514 | 306.4681
2027 | 11 | 9 | 7 | 40.3448 | 104.1439 | 338.2365
2027 | 11 | 9 | 8 | 42.6612 | 114.8357 | 371.3176
2027 | 11 | 9 | 9 | 43.545 | 120.8189 | 379.3144
2027 | 11 | 9 | 10 | 43.7825 | 123.5785 | 371.6167
2027 | 11 | 9 | 11 | 44.606 | 124.6642 | 361.386
2027 | 11 | 9 | 12 | 43.8155 | 123.5359 | 354.9584
2027 | 11 | 9 | 13 | 44.0736 | 122.2253 | 353.2069
2027 | 11 | 9 | 14 | 44.4219 | 122.7441 | 354.097
2027 | 11 | 9 | 15 | 45.5703 | 119.6547 | 359.5948
2027 | 11 | 9 | 16 | 47.8174 | 118.1183 | 373.6579
2027 | 11 | 9 | 17 | 51.103 | 114.9211 | 403.9453
2027 | 11 | 9 | 18 | 52.886 | 110.3282 | 426.2746
2027 | 11 | 9 | 19 | 52.415 | 107.1561 | 416.3044
2027 | 11 | 9 | 20 | 49.6287 | 99.3078 | 403.1356
2027 | 11 | 9 | 21 | 46.1366 | 100.5672 | 385.1354
2027 | 11 | 9 | 22 | 42.545 | 96.4155 | 362.6998
2027 | 11 | 9 | 23 | 39.8685 | 90.5482 | 336.8481
2027 | 11 | 10 | 0 | 38.4567 | 89.2796 | 322.6252
2027 | 11 | 10 | 1 | 36.8653 | 87.6835 | 300.4672
2027 | 11 | 10 | 2 | 36.0001 | 84.5595 | 292.4057
2027 | 11 | 10 | 3 | 35.7715 | 84.5565 | 287.7054
2027 | 11 | 10 | 4 | 36.1217 | 84.9781 | 286.4707
2027 | 11 | 10 | 5 | 37.9544 | 86.1892 | 289.5025
2027 | 11 | 10 | 6 | 40.4633 | 94.7448 | 298.1182
2027 | 11 | 10 | 7 | 43.2299 | 106.684 | 328.4613
2027 | 11 | 10 | 8 | 44.9359 | 118.1215 | 361.0434
2027 | 11 | 10 | 9 | 45.2457 | 124.1076 | 369.8202
2027 | 11 | 10 | 10 | 44.5047 | 128.4227 | 364.1619
2027 | 11 | 10 | 11 | 44.6923 | 126.3731 | 356.3418
2027 | 11 | 10 | 12 | 44.6309 | 124.3994 | 360.066
2027 | 11 | 10 | 13 | 44.779 | 123.132 | 361.4811
2027 | 11 | 10 | 14 | 44.9104 | 124.7287 | 363.6285
2027 | 11 | 10 | 15 | 46.1717 | 122.6355 | 367.7341
2027 | 11 | 10 | 16 | 48.5318 | 119.4349 | 377.5988
2027 | 11 | 10 | 17 | 51.4671 | 116.5035 | 405.1253
2027 | 11 | 10 | 18 | 52.7107 | 117.5386 | 419.4104
2027 | 11 | 10 | 19 | 52.3772 | 114.719 | 408.539
2027 | 11 | 10 | 20 | 49.6818 | 107.7133 | 395.6006
2027 | 11 | 10 | 21 | 46.1921 | 110.131 | 378.7537
2027 | 11 | 10 | 22 | 42.4897 | 106.7929 | 356.4337
2027 | 11 | 10 | 23 | 39.8144 | 98.8818 | 330.0041
2027 | 11 | 11 | 0 | 38.8173 | 95.2086 | 306.8051
2027 | 11 | 11 | 1 | 37.3867 | 94.6135 | 293.7251
2027 | 11 | 11 | 2 | 36.5814 | 92.3031 | 286.3514
2027 | 11 | 11 | 3 | 36.4332 | 92.0421 | 283.0611
2027 | 11 | 11 | 4 | 36.9047 | 91.4913 | 282.9167
2027 | 11 | 11 | 5 | 38.8131 | 93.4988 | 287.5166
2027 | 11 | 11 | 6 | 41.7478 | 101.3498 | 298.2141
2027 | 11 | 11 | 7 | 44.6827 | 112.153 | 329.4694
2027 | 11 | 11 | 8 | 46.9418 | 122.0102 | 357.5467
2027 | 11 | 11 | 9 | 47.7774 | 127.3995 | 356.4485
2027 | 11 | 11 | 10 | 47.6356 | 131.1618 | 340.9257
2027 | 11 | 11 | 11 | 48.0333 | 129.7687 | 328.2724
2027 | 11 | 11 | 12 | 46.7463 | 127.5743 | 355.3445
2027 | 11 | 11 | 13 | 46.8049 | 126.0714 | 355.6925
2027 | 11 | 11 | 14 | 47.0348 | 122.7253 | 358.5051
2027 | 11 | 11 | 15 | 48.2048 | 119.3835 | 364.8678
2027 | 11 | 11 | 16 | 50.2961 | 120.2002 | 377.3603
2027 | 11 | 11 | 17 | 53.1804 | 118.1568 | 406.2893
2027 | 11 | 11 | 18 | 54.3034 | 117.167 | 430.9652
2027 | 11 | 11 | 19 | 53.9466 | 116.0023 | 421.0488
2027 | 11 | 11 | 20 | 51.2371 | 108.8483 | 409.076
2027 | 11 | 11 | 21 | 47.7721 | 110.3679 | 392.9514
2027 | 11 | 11 | 22 | 44.1389 | 106.6451 | 371.3557
2027 | 11 | 11 | 23 | 41.4244 | 99.7624 | 344.9878
2027 | 11 | 12 | 0 | 39.6293 | 96.3247 | 320.0251
2027 | 11 | 12 | 1 | 38.4488 | 99.6602 | 299.4924
2027 | 11 | 12 | 2 | 37.4858 | 96.3093 | 290.3967
2027 | 11 | 12 | 3 | 37.2487 | 95.739 | 285.3399
2027 | 11 | 12 | 4 | 37.6037 | 96.2613 | 283.6296
2027 | 11 | 12 | 5 | 39.4503 | 97.2083 | 286.018
2027 | 11 | 12 | 6 | 42.1566 | 105.8458 | 297.1424
2027 | 11 | 12 | 7 | 44.9179 | 117.4671 | 327.7997
2027 | 11 | 12 | 8 | 47.1586 | 126.4301 | 360.3824
2027 | 11 | 12 | 9 | 47.9161 | 131.4959 | 369.025
2027 | 11 | 12 | 10 | 47.4051 | 135.3929 | 363.1267
2027 | 11 | 12 | 11 | 47.523 | 137.4619 | 354.0969
2027 | 11 | 12 | 12 | 48.1722 | 130.6725 | 331.9666
2027 | 11 | 12 | 13 | 48.234 | 128.7033 | 329.9555
2027 | 11 | 12 | 14 | 48.2787 | 128.2116 | 330.889
2027 | 11 | 12 | 15 | 49.1779 | 122.9002 | 334.4893
2027 | 11 | 12 | 16 | 50.876 | 120.7746 | 344.68
2027 | 11 | 12 | 17 | 53.1908 | 120.1858 | 376.3379
2027 | 11 | 12 | 18 | 54.5123 | 116.183 | 418.0403
2027 | 11 | 12 | 19 | 53.2694 | 114.4688 | 406.6706
2027 | 11 | 12 | 20 | 49.8682 | 108.9353 | 392.9018
2027 | 11 | 12 | 21 | 46.4145 | 109.8706 | 377.6952
2027 | 11 | 12 | 22 | 43.1723 | 106.4575 | 360.3524
2027 | 11 | 12 | 23 | 40.6771 | 97.7902 | 337.7591
2027 | 11 | 13 | 0 | 38.779 | 96.9034 | 315.36
2027 | 11 | 13 | 1 | 36.1364 | 92.1293 | 306.0034
2027 | 11 | 13 | 2 | 34.8066 | 89.7517 | 297.703
2027 | 11 | 13 | 3 | 34.2255 | 89.0366 | 292.8069
2027 | 11 | 13 | 4 | 34.2847 | 89.3133 | 291.2792
2027 | 11 | 13 | 5 | 35.2871 | 89.2993 | 292.4152
2027 | 11 | 13 | 6 | 37.1953 | 94.0836 | 296.6343
2027 | 11 | 13 | 7 | 39.0678 | 97.8599 | 316.3578
2027 | 11 | 13 | 8 | 42.0957 | 101.1166 | 344.3957
2027 | 11 | 13 | 9 | 45.1387 | 105.3194 | 353.1226
2027 | 11 | 13 | 10 | 46.4942 | 108.6053 | 343.7534
2027 | 11 | 13 | 11 | 47.6458 | 111.6475 | 334.256
2027 | 11 | 13 | 12 | 47.4946 | 108.9842 | 329.665
2027 | 11 | 13 | 13 | 47.435 | 106.593 | 322.6616
2027 | 11 | 13 | 14 | 47.2199 | 107.0311 | 319.7163
2027 | 11 | 13 | 15 | 47.836 | 101.8823 | 324.8082
2027 | 11 | 13 | 16 | 49.2422 | 100.5498 | 344.4238
2027 | 11 | 13 | 17 | 51.2508 | 102.1104 | 387.065
2027 | 11 | 13 | 18 | 51.9221 | 105.1586 | 445.4306
2027 | 11 | 13 | 19 | 49.903 | 102.9276 | 431.5623
2027 | 11 | 13 | 20 | 45.8621 | 95.5994 | 412.3538
2027 | 11 | 13 | 21 | 42.1111 | 95.6974 | 394.773
2027 | 11 | 13 | 22 | 39.2495 | 92.9053 | 379.9891
2027 | 11 | 13 | 23 | 37.3782 | 89.8399 | 361.5626
2027 | 11 | 14 | 0 | 36.4271 | 91.4283 | 345.7074
2027 | 11 | 14 | 1 | 35.1129 | 90.4291 | 308.9482
2027 | 11 | 14 | 2 | 34.0101 | 87.7486 | 298.2339
2027 | 11 | 14 | 3 | 33.5542 | 86.8721 | 291.5208
2027 | 11 | 14 | 4 | 33.6013 | 87.8669 | 287.0468
2027 | 11 | 14 | 5 | 34.4796 | 87.0461 | 282.8048
2027 | 11 | 14 | 6 | 36.0455 | 90.7706 | 269.8201
2027 | 11 | 14 | 7 | 37.7407 | 94.19 | 282.195
2027 | 11 | 14 | 8 | 40.7944 | 95.283 | 308.2423
2027 | 11 | 14 | 9 | 44.0351 | 98.3066 | 314.659
2027 | 11 | 14 | 10 | 45.9121 | 102.2049 | 308.5154
2027 | 11 | 14 | 11 | 47.4314 | 106.5765 | 299.747
2027 | 11 | 14 | 12 | 47.1354 | 103.3138 | 282.654
2027 | 11 | 14 | 13 | 47.3417 | 102.2158 | 278.6189
2027 | 11 | 14 | 14 | 47.5221 | 105.5836 | 276.131
2027 | 11 | 14 | 15 | 48.5931 | 102.2058 | 281.7158
2027 | 11 | 14 | 16 | 50.5806 | 100.3281 | 293.6801
2027 | 11 | 14 | 17 | 53.4222 | 104.2731 | 335.9979
2027 | 11 | 14 | 18 | 54.182 | 106.4108 | 369.5573
2027 | 11 | 14 | 19 | 52.8115 | 103.4345 | 360.1335
2027 | 11 | 14 | 20 | 49.2656 | 97.3675 | 344.2271
2027 | 11 | 14 | 21 | 45.4115 | 97.1637 | 327.2917
2027 | 11 | 14 | 22 | 41.9517 | 94.2886 | 308.1044
2027 | 11 | 14 | 23 | 39.7369 | 90.9111 | 284.3812
2027 | 11 | 15 | 0 | 38.2518 | 94.0901 | 263.0456
2027 | 11 | 15 | 1 | 37.3933 | 92.0628 | 252.0965
2027 | 11 | 15 | 2 | 36.6857 | 90.5216 | 243.6576
2027 | 11 | 15 | 3 | 36.7075 | 90.3336 | 238.7898
2027 | 11 | 15 | 4 | 37.2276 | 91.139 | 237.7353
2027 | 11 | 15 | 5 | 39.2652 | 92.3335 | 242.0326
2027 | 11 | 15 | 6 | 42.2502 | 100.0628 | 254.6324
2027 | 11 | 15 | 7 | 45.1667 | 112.2959 | 285.4975
2027 | 11 | 15 | 8 | 47.4431 | 124.432 | 312.7008
2027 | 11 | 15 | 9 | 48.0797 | 129.8082 | 309.8113
2027 | 11 | 15 | 10 | 47.4343 | 132.6299 | 295.2044
2027 | 11 | 15 | 11 | 47.5321 | 133.5858 | 284.9596
2027 | 11 | 15 | 12 | 45.6202 | 127.772 | 293.2255
2027 | 11 | 15 | 13 | 45.5418 | 125.5375 | 291.8285
2027 | 11 | 15 | 14 | 45.5354 | 122.8512 | 294.7514
2027 | 11 | 15 | 15 | 46.7216 | 120.691 | 301.7411
2027 | 11 | 15 | 16 | 49.2908 | 120.5607 | 316.9319
2027 | 11 | 15 | 17 | 52.6525 | 120.0417 | 352.2508
2027 | 11 | 15 | 18 | 56.647 | 116.5652 | 383.0679
2027 | 11 | 15 | 19 | 55.582 | 114.6035 | 373.1426
2027 | 11 | 15 | 20 | 52.1372 | 108.2193 | 360.7714
2027 | 11 | 15 | 21 | 48.3159 | 108.8471 | 343.6958
2027 | 11 | 15 | 22 | 44.4396 | 105.2263 | 322.1759
2027 | 11 | 15 | 23 | 41.6732 | 99.8416 | 298.1433
2027 | 11 | 16 | 0 | 40.2158 | 99.927 | 275.8179
2027 | 11 | 16 | 1 | 38.1365 | 95.4214 | 251.9283
2027 | 11 | 16 | 2 | 37.0588 | 93.6116 | 242.8021
2027 | 11 | 16 | 3 | 36.6883 | 93.0225 | 237.0048
2027 | 11 | 16 | 4 | 37.0057 | 92.3523 | 235.1543
2027 | 11 | 16 | 5 | 38.7692 | 93.7457 | 237.4168
2027 | 11 | 16 | 6 | 41.1227 | 102.1019 | 249.6268
2027 | 11 | 16 | 7 | 43.9367 | 113.528 | 281.0134
2027 | 11 | 16 | 8 | 46.2263 | 122.4531 | 316.8001
2027 | 11 | 16 | 9 | 47.04 | 127.1247 | 323.2625
2027 | 11 | 16 | 10 | 47.0247 | 130.4484 | 314.0921
2027 | 11 | 16 | 11 | 47.596 | 133.2489 | 303.6714
2027 | 11 | 16 | 12 | 47.1915 | 127.8391 | 295.938
2027 | 11 | 16 | 13 | 47.3973 | 125.3947 | 293.7413
2027 | 11 | 16 | 14 | 47.5611 | 120.7637 | 296.6412
2027 | 11 | 16 | 15 | 48.6205 | 119.8341 | 303.7
2027 | 11 | 16 | 16 | 50.6991 | 121.4124 | 318.2425
2027 | 11 | 16 | 17 | 53.7923 | 121.9093 | 351.3669
2027 | 11 | 16 | 18 | 55.1787 | 121.0273 | 374.9362
2027 | 11 | 16 | 19 | 54.2447 | 118.0669 | 366.2181
2027 | 11 | 16 | 20 | 51.1053 | 111.8675 | 355.25
2027 | 11 | 16 | 21 | 47.4603 | 111.8423 | 339.4482
2027 | 11 | 16 | 22 | 43.6619 | 108.146 | 318.4129
2027 | 11 | 16 | 23 | 40.9265 | 102.8739 | 293.4384
2027 | 11 | 17 | 0 | 39.1414 | 100.176 | 273.1098
2027 | 11 | 17 | 1 | 36.4548 | 97.1645 | 245.6128
2027 | 11 | 17 | 2 | 35.23 | 94.2146 | 236.8415
2027 | 11 | 17 | 3 | 34.7512 | 92.5102 | 231.0439
2027 | 11 | 17 | 4 | 34.936 | 92.3255 | 229.3965
2027 | 11 | 17 | 5 | 36.6967 | 93.3034 | 232.2565
2027 | 11 | 17 | 6 | 39.1231 | 99.5517 | 243.1364
2027 | 11 | 17 | 7 | 41.901 | 111.1697 | 274.5827
2027 | 11 | 17 | 8 | 43.993 | 119.7291 | 310.3702
2027 | 11 | 17 | 9 | 44.8526 | 125.8371 | 324.959
2027 | 11 | 17 | 10 | 44.9022 | 126.6733 | 323.4318
2027 | 11 | 17 | 11 | 45.604 | 129.4431 | 317.973
2027 | 11 | 17 | 12 | 46.3854 | 127.213 | 311.4165
2027 | 11 | 17 | 13 | 46.7684 | 125.2837 | 311.2483
2027 | 11 | 17 | 14 | 46.9717 | 122.1596 | 314.6677
2027 | 11 | 17 | 15 | 48.0425 | 118.8239 | 322.0167
2027 | 11 | 17 | 16 | 49.9739 | 119.6262 | 337.6499
2027 | 11 | 17 | 17 | 52.791 | 118.3889 | 370.3949
2027 | 11 | 17 | 18 | 53.5859 | 115.1385 | 390.4468
2027 | 11 | 17 | 19 | 52.5273 | 112.0535 | 378.5133
2027 | 11 | 17 | 20 | 49.5052 | 105.7583 | 365.379
2027 | 11 | 17 | 21 | 45.93 | 107.344 | 348.1456
2027 | 11 | 17 | 22 | 42.09 | 103.2684 | 325.7483
2027 | 11 | 17 | 23 | 39.2474 | 97.3453 | 298.9484
2027 | 11 | 18 | 0 | 37.0249 | 95.6285 | 281.5103
2027 | 11 | 18 | 1 | 34.9678 | 91.8516 | 269.1216
2027 | 11 | 18 | 2 | 33.7941 | 89.4254 | 260.7726
2027 | 11 | 18 | 3 | 33.393 | 87.7076 | 256.6787
2027 | 11 | 18 | 4 | 33.6694 | 86.7037 | 256.4636
2027 | 11 | 18 | 5 | 35.465 | 87.7214 | 260.7092
2027 | 11 | 18 | 6 | 38.6083 | 95.1956 | 272.2559
2027 | 11 | 18 | 7 | 41.6143 | 106.2681 | 303.3634
2027 | 11 | 18 | 8 | 44.15 | 115.8668 | 336.7778
2027 | 11 | 18 | 9 | 45.3568 | 121.3322 | 345.839
2027 | 11 | 18 | 10 | 45.4846 | 123.7432 | 339.3935
2027 | 11 | 18 | 11 | 46.1608 | 126.7456 | 331.1254
2027 | 11 | 18 | 12 | 46.2352 | 124.5054 | 327.8116
2027 | 11 | 18 | 13 | 46.5522 | 123.9288 | 327.6716
2027 | 11 | 18 | 14 | 46.8687 | 121.6811 | 330.6886
2027 | 11 | 18 | 15 | 48.1462 | 116.7883 | 337.2224
2027 | 11 | 18 | 16 | 50.1959 | 118.0622 | 353.128
2027 | 11 | 18 | 17 | 53.1729 | 114.6991 | 385.4345
2027 | 11 | 18 | 18 | 55.1721 | 111.3658 | 407.9605
2027 | 11 | 18 | 19 | 53.9167 | 108.5096 | 399.1344
2027 | 11 | 18 | 20 | 50.6543 | 101.1432 | 388.2992
2027 | 11 | 18 | 21 | 47.0562 | 102.9574 | 372.2361
2027 | 11 | 18 | 22 | 43.3348 | 99.6105 | 350.7036
2027 | 11 | 18 | 23 | 40.4968 | 92.3449 | 324.4568
2027 | 11 | 19 | 0 | 38.4396 | 89.7869 | 307.5527
2027 | 11 | 19 | 1 | 36.0211 | 89.7832 | 287.2535
2027 | 11 | 19 | 2 | 34.8286 | 86.7882 | 277.9739
2027 | 11 | 19 | 3 | 34.3675 | 85.9063 | 272.7815
2027 | 11 | 19 | 4 | 34.6016 | 86.1599 | 271.126
2027 | 11 | 19 | 5 | 36.2834 | 86.4189 | 273.9159
2027 | 11 | 19 | 6 | 39.3845 | 94.4763 | 284.2104
2027 | 11 | 19 | 7 | 42.3837 | 106.2129 | 314.9051
2027 | 11 | 19 | 8 | 45.0192 | 115.8962 | 352.0748
2027 | 11 | 19 | 9 | 46.2929 | 122.6108 | 365.8977
2027 | 11 | 19 | 10 | 46.2313 | 126.6632 | 359.8098
2027 | 11 | 19 | 11 | 46.6889 | 127.4954 | 348.6894
2027 | 11 | 19 | 12 | 46.7022 | 123.8867 | 339.8204
2027 | 11 | 19 | 13 | 46.8973 | 122.4016 | 339.5246
2027 | 11 | 19 | 14 | 46.9574 | 122.5272 | 341.0947
2027 | 11 | 19 | 15 | 47.9918 | 117.5469 | 345.9009
2027 | 11 | 19 | 16 | 49.8181 | 116.1175 | 358.0141
2027 | 11 | 19 | 17 | 52.2952 | 113.5543 | 388.2196
2027 | 11 | 19 | 18 | 53.4761 | 112.3173 | 404.2
2027 | 11 | 19 | 19 | 52.0704 | 107.9411 | 394.7863
2027 | 11 | 19 | 20 | 48.8811 | 101.8414 | 380.8906
2027 | 11 | 19 | 21 | 45.5014 | 103.3936 | 365.9485
2027 | 11 | 19 | 22 | 42.2705 | 100.6509 | 348.7072
2027 | 11 | 19 | 23 | 39.7028 | 92.4076 | 326.3761
2027 | 11 | 20 | 0 | 37.7657 | 89.6609 | 307.3914
2027 | 11 | 20 | 1 | 35.1582 | 88.5666 | 279.7484
2027 | 11 | 20 | 2 | 33.6578 | 86.055 | 268.5684
2027 | 11 | 20 | 3 | 32.944 | 84.9162 | 261.6106
2027 | 11 | 20 | 4 | 32.684 | 85.6609 | 257.9582
2027 | 11 | 20 | 5 | 33.3516 | 85.4384 | 255.2479
2027 | 11 | 20 | 6 | 34.9081 | 89.1041 | 252.3787
2027 | 11 | 20 | 7 | 37.3236 | 94.7462 | 270.2888
2027 | 11 | 20 | 8 | 41.2229 | 97.4931 | 306.504
2027 | 11 | 20 | 9 | 44.5998 | 105.1684 | 324.9607
2027 | 11 | 20 | 10 | 45.9309 | 110.2202 | 323.6831
2027 | 11 | 20 | 11 | 47.0585 | 111.8904 | 319.4158
2027 | 11 | 20 | 12 | 46.9469 | 106.898 | 321.7851
2027 | 11 | 20 | 13 | 46.9895 | 104.7675 | 316.9635
2027 | 11 | 20 | 14 | 46.8147 | 108.2167 | 315.147
2027 | 11 | 20 | 15 | 47.3413 | 102.8051 | 322.7548
2027 | 11 | 20 | 16 | 48.8048 | 100.271 | 337.4926
2027 | 11 | 20 | 17 | 51.1501 | 103.7239 | 370.8153
2027 | 11 | 20 | 18 | 52.1657 | 103.251 | 397.32
2027 | 11 | 20 | 19 | 50.1134 | 100.8149 | 378.2743
2027 | 11 | 20 | 20 | 46.342 | 92.8178 | 358.6432
2027 | 11 | 20 | 21 | 42.8107 | 96.7708 | 341.7638
2027 | 11 | 20 | 22 | 39.8981 | 94.5503 | 326.7813
2027 | 11 | 20 | 23 | 37.9246 | 89.5395 | 306.8934
2027 | 11 | 21 | 0 | 36.4709 | 88.7395 | 286.069
2027 | 11 | 21 | 1 | 34 | 85.0331 | 285.2968
2027 | 11 | 21 | 2 | 32.6666 | 82.5913 | 276.2586
2027 | 11 | 21 | 3 | 32.0031 | 82.0523 | 270.7345
2027 | 11 | 21 | 4 | 31.6954 | 83.4504 | 269.1111
2027 | 11 | 21 | 5 | 32.1817 | 82.0997 | 268.9481
2027 | 11 | 21 | 6 | 33.4222 | 84.2067 | 268.3133
2027 | 11 | 21 | 7 | 35.427 | 86.8212 | 286.4092
2027 | 11 | 21 | 8 | 39.1619 | 91.1516 | 327.4704
2027 | 11 | 21 | 9 | 42.6443 | 97.8006 | 357.3766
2027 | 11 | 21 | 10 | 44.4177 | 102.6132 | 363.455
2027 | 11 | 21 | 11 | 45.8588 | 103.3934 | 361.1995
2027 | 11 | 21 | 12 | 45.5512 | 100.5658 | 345.6069
2027 | 11 | 21 | 13 | 45.8143 | 99.302 | 345.4981
2027 | 11 | 21 | 14 | 45.9023 | 106.4911 | 346.4789
2027 | 11 | 21 | 15 | 46.8593 | 103.6389 | 353.7989
2027 | 11 | 21 | 16 | 48.8895 | 98.7783 | 373.5472
2027 | 11 | 21 | 17 | 51.8491 | 103.8297 | 412.654
2027 | 11 | 21 | 18 | 53.5901 | 104.8207 | 434.1657
2027 | 11 | 21 | 19 | 51.6638 | 100.404 | 426.1655
2027 | 11 | 21 | 20 | 48.0625 | 93.8621 | 411.4684
2027 | 11 | 21 | 21 | 44.1927 | 96.7343 | 395.6346
2027 | 11 | 21 | 22 | 40.6494 | 93.5143 | 377.4792
2027 | 11 | 21 | 23 | 38.2979 | 89.6424 | 354.5732
2027 | 11 | 22 | 0 | 36.959 | 89.7232 | 333.4299
2027 | 11 | 22 | 1 | 34.77 | 87.9859 | 318.5352
2027 | 11 | 22 | 2 | 33.7471 | 85.9964 | 312.0168
2027 | 11 | 22 | 3 | 33.4514 | 85.9966 | 309.4165
2027 | 11 | 22 | 4 | 33.8157 | 87.3415 | 310.1889
2027 | 11 | 22 | 5 | 35.648 | 88.2337 | 315.0746
2027 | 11 | 22 | 6 | 39.024 | 96.606 | 327.5933
2027 | 11 | 22 | 7 | 42.1014 | 109.2035 | 359.7501
2027 | 11 | 22 | 8 | 44.6185 | 122.0512 | 393.8731
2027 | 11 | 22 | 9 | 45.6089 | 128.0115 | 399.9608
2027 | 11 | 22 | 10 | 45.6025 | 131.669 | 387.9573
2027 | 11 | 22 | 11 | 46.1707 | 131.033 | 375.8433
2027 | 11 | 22 | 12 | 45.5053 | 127.4362 | 382.1812
2027 | 11 | 22 | 13 | 45.7288 | 125.2441 | 377.6691
2027 | 11 | 22 | 14 | 45.8853 | 125.3704 | 377.8999
2027 | 11 | 22 | 15 | 46.9843 | 120.5695 | 383.8964
2027 | 11 | 22 | 16 | 49.2179 | 120.1112 | 399.7506
2027 | 11 | 22 | 17 | 52.5814 | 120.1216 | 434.3913
2027 | 11 | 22 | 18 | 55.9116 | 116.2247 | 465.4194
2027 | 11 | 22 | 19 | 54.2557 | 112.9759 | 453.6875
2027 | 11 | 22 | 20 | 50.8032 | 105.5201 | 440.0679
2027 | 11 | 22 | 21 | 46.9208 | 106.648 | 422.6749
2027 | 11 | 22 | 22 | 43.0183 | 103.2928 | 400.5879
2027 | 11 | 22 | 23 | 40.0678 | 96.1552 | 373.7273
2027 | 11 | 23 | 0 | 37.8837 | 94.21 | 351.9224
2027 | 11 | 23 | 1 | 35.9243 | 90.0482 | 333.7711
2027 | 11 | 23 | 2 | 34.7344 | 87.391 | 324.8692
2027 | 11 | 23 | 3 | 34.2481 | 86.5223 | 320.1416
2027 | 11 | 23 | 4 | 34.5143 | 86.7481 | 318.7079
2027 | 11 | 23 | 5 | 36.2055 | 87.351 | 321.5093
2027 | 11 | 23 | 6 | 38.9787 | 96.7064 | 328.8024
2027 | 11 | 23 | 7 | 42.0487 | 109.0599 | 360.3712
2027 | 11 | 23 | 8 | 44.7113 | 119.1199 | 400.1559
2027 | 11 | 23 | 9 | 45.8817 | 124.1069 | 416.2106
2027 | 11 | 23 | 10 | 46.1399 | 128.279 | 411.9481
2027 | 11 | 23 | 11 | 46.9119 | 130.8201 | 403.0083
2027 | 11 | 23 | 12 | 47.009 | 122.729 | 391.1753
2027 | 11 | 23 | 13 | 47.3203 | 121.4897 | 388.866
2027 | 11 | 23 | 14 | 47.6492 | 120.5017 | 389.8594
2027 | 11 | 23 | 15 | 48.8027 | 116.2235 | 395.9554
2027 | 11 | 23 | 16 | 51.036 | 116.9699 | 410.5706
2027 | 11 | 23 | 17 | 54.4226 | 115.6197 | 439.2028
2027 | 11 | 23 | 18 | 55.8682 | 116.3806 | 453.8803
2027 | 11 | 23 | 19 | 54.3932 | 112.1585 | 441.4783
2027 | 11 | 23 | 20 | 51.2166 | 105.0382 | 427.7848
2027 | 11 | 23 | 21 | 47.395 | 106.3382 | 410.1553
2027 | 11 | 23 | 22 | 43.5255 | 103.1712 | 387.9869
2027 | 11 | 23 | 23 | 40.591 | 95.9024 | 360.9604
2027 | 11 | 24 | 0 | 39.3947 | 93.4763 | 343.3285
2027 | 11 | 24 | 1 | 36.627 | 91.4272 | 326.0767
2027 | 11 | 24 | 2 | 35.4816 | 88.4302 | 316.9188
2027 | 11 | 24 | 3 | 35.0155 | 87.4916 | 311.7058
2027 | 11 | 24 | 4 | 35.3226 | 87.8797 | 310.1503
2027 | 11 | 24 | 5 | 37.1007 | 88.5959 | 312.8107
2027 | 11 | 24 | 6 | 40.2594 | 96.5886 | 320.0595
2027 | 11 | 24 | 7 | 43.2507 | 108.9765 | 350.5986
2027 | 11 | 24 | 8 | 45.6869 | 119.4769 | 388.611
2027 | 11 | 24 | 9 | 46.7528 | 126.0794 | 402.5533
2027 | 11 | 24 | 10 | 46.7539 | 130.1799 | 398.1628
2027 | 11 | 24 | 11 | 47.3493 | 130.0455 | 390.0254
2027 | 11 | 24 | 12 | 47.3401 | 127.762 | 367.6379
2027 | 11 | 24 | 13 | 47.5888 | 125.9432 | 365.949
2027 | 11 | 24 | 14 | 47.8083 | 127.3043 | 367.6678
2027 | 11 | 24 | 15 | 48.9996 | 123.2859 | 372.0876
2027 | 11 | 24 | 16 | 51.2785 | 122.0201 | 386.4517
2027 | 11 | 24 | 17 | 54.4448 | 121.2683 | 420.2615
2027 | 11 | 24 | 18 | 56.2062 | 119.4492 | 432.3316
2027 | 11 | 24 | 19 | 54.8924 | 114.9999 | 429.0471
2027 | 11 | 24 | 20 | 51.854 | 107.8676 | 420.7263
2027 | 11 | 24 | 21 | 48.1219 | 109.683 | 406.9359
2027 | 11 | 24 | 22 | 44.2084 | 106.4089 | 385.3589
2027 | 11 | 24 | 23 | 41.1995 | 98.7165 | 358.9511
2027 | 11 | 25 | 0 | 39.4836 | 95.4761 | 339.6954
2027 | 11 | 25 | 1 | 37.7775 | 95.03 | 315.759
2027 | 11 | 25 | 2 | 36.5999 | 92.298 | 305.9661
2027 | 11 | 25 | 3 | 36.146 | 91.2345 | 300.7065
2027 | 11 | 25 | 4 | 36.382 | 91.6231 | 299.1217
2027 | 11 | 25 | 5 | 38.0291 | 92.5807 | 301.4653
2027 | 11 | 25 | 6 | 40.8246 | 100.2312 | 306.9807
2027 | 11 | 25 | 7 | 43.827 | 112.1322 | 337.2636
2027 | 11 | 25 | 8 | 46.4366 | 122.745 | 374.8339
2027 | 11 | 25 | 9 | 47.6175 | 128.7263 | 388.3631
2027 | 11 | 25 | 10 | 47.8496 | 134.151 | 384.5905
2027 | 11 | 25 | 11 | 48.5144 | 134.0613 | 379.0763
2027 | 11 | 25 | 12 | 48.6492 | 129.9115 | 371.2978
2027 | 11 | 25 | 13 | 48.8894 | 128.3875 | 369.7991
2027 | 11 | 25 | 14 | 49.2474 | 128.0215 | 371.7682
2027 | 11 | 25 | 15 | 50.4505 | 122.4967 | 377.3648
2027 | 11 | 25 | 16 | 52.4895 | 123.4696 | 388.8224
2027 | 11 | 25 | 17 | 55.6583 | 123.0113 | 416.8876
2027 | 11 | 25 | 18 | 57.0278 | 119.8 | 431.1079
2027 | 11 | 25 | 19 | 55.9318 | 116.2734 | 422.2427
2027 | 11 | 25 | 20 | 52.9881 | 108.8413 | 412.1946
2027 | 11 | 25 | 21 | 49.427 | 109.8752 | 398.1777
2027 | 11 | 25 | 22 | 45.6575 | 106.7888 | 377.504
2027 | 11 | 25 | 23 | 42.7028 | 99.4216 | 350.6164
2027 | 11 | 26 | 0 | 40.52 | 97.5013 | 325.0299
2027 | 11 | 26 | 1 | 38.6676 | 94.4177 | 299.7337
2027 | 11 | 26 | 2 | 37.4343 | 91.281 | 289.7883
2027 | 11 | 26 | 3 | 36.9586 | 90.635 | 284.4789
2027 | 11 | 26 | 4 | 37.0934 | 91.2287 | 283.0948
2027 | 11 | 26 | 5 | 38.6818 | 91.6469 | 285.6807
2027 | 11 | 26 | 6 | 41.0874 | 99.4081 | 294.0296
2027 | 11 | 26 | 7 | 43.9974 | 111.0224 | 322.8846
2027 | 11 | 26 | 8 | 46.6513 | 121.2714 | 349.9347
2027 | 11 | 26 | 9 | 47.805 | 127.8631 | 347.0403
2027 | 11 | 26 | 10 | 47.7532 | 132.688 | 330.7333
2027 | 11 | 26 | 11 | 48.1645 | 132.4712 | 317.0129
2027 | 11 | 26 | 12 | 48.8969 | 128.2487 | 316.6905
2027 | 11 | 26 | 13 | 49.0204 | 126.732 | 312.8098
2027 | 11 | 26 | 14 | 49.1414 | 126.9216 | 313.4821
2027 | 11 | 26 | 15 | 50.0295 | 119.7885 | 317.4127
2027 | 11 | 26 | 16 | 51.7823 | 118.535 | 330.5912
2027 | 11 | 26 | 17 | 54.5149 | 117.8956 | 366.9965
2027 | 11 | 26 | 18 | 56.1148 | 115.0469 | 410.2602
2027 | 11 | 26 | 19 | 54.6346 | 111.4209 | 401.0324
2027 | 11 | 26 | 20 | 51.4991 | 105.8282 | 389.6929
2027 | 11 | 26 | 21 | 48.1515 | 107.1791 | 376.2185
2027 | 11 | 26 | 22 | 44.8635 | 104.3669 | 359.253
2027 | 11 | 26 | 23 | 42.1624 | 95.5391 | 336.4065
2027 | 11 | 27 | 0 | 39.6117 | 92.3545 | 312.6195
2027 | 11 | 27 | 1 | 37.1177 | 87.6374 | 287.0941
2027 | 11 | 27 | 2 | 35.5538 | 85.8079 | 275.5486
2027 | 11 | 27 | 3 | 34.7832 | 85.2413 | 268.5131
2027 | 11 | 27 | 4 | 34.598 | 85.1619 | 265.3895
2027 | 11 | 27 | 5 | 35.3191 | 84.8987 | 263.6215
2027 | 11 | 27 | 6 | 36.8583 | 89.1629 | 261.2394
2027 | 11 | 27 | 7 | 39.0179 | 93.2244 | 279.7352
2027 | 11 | 27 | 8 | 42.5969 | 98.1226 | 320.0325
2027 | 11 | 27 | 9 | 45.8804 | 104.6869 | 345.5438
2027 | 11 | 27 | 10 | 47.4215 | 109.8133 | 349.0033
2027 | 11 | 27 | 11 | 48.6821 | 110.7073 | 345.7934
2027 | 11 | 27 | 12 | 48.5493 | 107.8533 | 339.8016
2027 | 11 | 27 | 13 | 48.4485 | 105.4449 | 336.9762
2027 | 11 | 27 | 14 | 48.2611 | 107.6244 | 335.8188
2027 | 11 | 27 | 15 | 48.7326 | 101.627 | 341.3141
2027 | 11 | 27 | 16 | 50.1746 | 99.8603 | 354.8184
2027 | 11 | 27 | 17 | 52.8285 | 103.3686 | 386.7173
2027 | 11 | 27 | 18 | 54.3486 | 103.7164 | 414.0656
2027 | 11 | 27 | 19 | 52.1701 | 100.457 | 395.1319
2027 | 11 | 27 | 20 | 48.4052 | 93.2772 | 375.4586
2027 | 11 | 27 | 21 | 44.8051 | 95.8091 | 359.2295
2027 | 11 | 27 | 22 | 41.8493 | 93.3482 | 344.7469
2027 | 11 | 27 | 23 | 39.7957 | 89.4228 | 324.9942
2027 | 11 | 28 | 0 | 38.5926 | 88.1324 | 303.6867
2027 | 11 | 28 | 1 | 36.1792 | 86.156 | 294.8071
2027 | 11 | 28 | 2 | 34.8044 | 83.9335 | 284.5385
2027 | 11 | 28 | 3 | 34.1099 | 83.4103 | 278.2366
2027 | 11 | 28 | 4 | 33.8822 | 84.6817 | 275.8384
2027 | 11 | 28 | 5 | 34.4309 | 83.6507 | 274.428
2027 | 11 | 28 | 6 | 35.6595 | 85.9799 | 266.4446
2027 | 11 | 28 | 7 | 37.4774 | 88.6795 | 284.253
2027 | 11 | 28 | 8 | 41.0323 | 92.0067 | 329.4515
2027 | 11 | 28 | 9 | 44.5329 | 96.9232 | 365.1705
2027 | 11 | 28 | 10 | 46.5462 | 101.9737 | 376.585
2027 | 11 | 28 | 11 | 48.1252 | 103.4462 | 376.7999
2027 | 11 | 28 | 12 | 48.3344 | 100.4799 | 374.4037
2027 | 11 | 28 | 13 | 48.5688 | 99.5153 | 376.1762
2027 | 11 | 28 | 14 | 48.75 | 103.9347 | 377.605
2027 | 11 | 28 | 15 | 49.7303 | 99.4456 | 385.8165
2027 | 11 | 28 | 16 | 51.7082 | 97.6057 | 402.777
2027 | 11 | 28 | 17 | 54.8199 | 102.3727 | 435.7349
2027 | 11 | 28 | 18 | 55.7299 | 107.002 | 452.6496
2027 | 11 | 28 | 19 | 53.7385 | 103.3022 | 437.9044
2027 | 11 | 28 | 20 | 50.1688 | 97.436 | 420.2933
2027 | 11 | 28 | 21 | 46.1977 | 98.6645 | 403.5686
2027 | 11 | 28 | 22 | 42.5772 | 96.0712 | 384.8612
2027 | 11 | 28 | 23 | 40.1414 | 91.9031 | 360.4201
2027 | 11 | 29 | 0 | 39.1938 | 92.042 | 331.8834
2027 | 11 | 29 | 1 | 37.4498 | 89.8528 | 311.1553
2027 | 11 | 29 | 2 | 36.4964 | 88.3498 | 303.4746
2027 | 11 | 29 | 3 | 36.2714 | 88.3168 | 299.6403
2027 | 11 | 29 | 4 | 36.7012 | 89.2872 | 299.4074
2027 | 11 | 29 | 5 | 38.5738 | 90.2188 | 303.5245
2027 | 11 | 29 | 6 | 41.2682 | 97.827 | 307.1334
2027 | 11 | 29 | 7 | 44.3243 | 110.0238 | 338.8182
2027 | 11 | 29 | 8 | 47.1278 | 123.4209 | 372.9096
2027 | 11 | 29 | 9 | 48.374 | 129.8936 | 378.299
2027 | 11 | 29 | 10 | 48.7264 | 134.0653 | 365.597
2027 | 11 | 29 | 11 | 49.4539 | 132.6128 | 354.5494
2027 | 11 | 29 | 12 | 49.4416 | 129.1495 | 379.6513
2027 | 11 | 29 | 13 | 49.6265 | 126.8276 | 377.0706
2027 | 11 | 29 | 14 | 49.9575 | 125.5753 | 377.7469
2027 | 11 | 29 | 15 | 51.141 | 120.9615 | 383.8991
2027 | 11 | 29 | 16 | 53.5137 | 121.2551 | 398.5236
2027 | 11 | 29 | 17 | 57.056 | 122.2639 | 430.5153
2027 | 11 | 29 | 18 | 59.4178 | 118.5687 | 454.6448
2027 | 11 | 29 | 19 | 57.8876 | 115.6218 | 440.6392
2027 | 11 | 29 | 20 | 54.4842 | 108.8628 | 426.2538
2027 | 11 | 29 | 21 | 50.6599 | 109.473 | 408.8357
2027 | 11 | 29 | 22 | 46.7099 | 106.1266 | 387.0039
2027 | 11 | 29 | 23 | 43.6809 | 99.6771 | 359.9694
2027 | 11 | 30 | 0 | 41.325 | 97.0067 | 334.0293
2027 | 11 | 30 | 1 | 38.8236 | 94.1737 | 313.8919
2027 | 11 | 30 | 2 | 37.6897 | 92.0081 | 303.9141
2027 | 11 | 30 | 3 | 37.2655 | 91.3246 | 298.2347
2027 | 11 | 30 | 4 | 37.6022 | 91.4328 | 296.2066
2027 | 11 | 30 | 5 | 39.353 | 92.1426 | 298.3987
2027 | 11 | 30 | 6 | 42.1384 | 96.1075 | 307.4587
2027 | 11 | 30 | 7 | 45.0633 | 107.5052 | 337.7835
2027 | 11 | 30 | 8 | 47.7801 | 119.3103 | 375.705
2027 | 11 | 30 | 9 | 48.9401 | 125.2203 | 390.1888
2027 | 11 | 30 | 10 | 49.0042 | 130.6172 | 386.0826
2027 | 11 | 30 | 11 | 49.559 | 130.2141 | 378.3422
2027 | 11 | 30 | 12 | 49.5797 | 128.1035 | 366.6452
2027 | 11 | 30 | 13 | 49.7619 | 126.8355 | 364.3545
2027 | 11 | 30 | 14 | 50.0278 | 125.5261 | 365.3152
2027 | 11 | 30 | 15 | 51.1424 | 121.6647 | 371.8274
2027 | 11 | 30 | 16 | 53.3948 | 121.984 | 387.0883
2027 | 11 | 30 | 17 | 56.8578 | 122.3545 | 417.9997
2027 | 11 | 30 | 18 | 58.2399 | 122.4578 | 437.8582
2027 | 11 | 30 | 19 | 56.8925 | 118.4272 | 424.8672
2027 | 11 | 30 | 20 | 53.7463 | 112.2573 | 411.6611
2027 | 11 | 30 | 21 | 50.0095 | 112.244 | 394.7167
2027 | 11 | 30 | 22 | 46.097 | 109.1277 | 372.9149
2027 | 11 | 30 | 23 | 43.1675 | 102.9619 | 345.915
2027 | 12 | 1 | 0 | 41.2698 | 100.5285 | 328.4788
2027 | 12 | 1 | 1 | 39.7528 | 100.2866 | 304.9284
2027 | 12 | 1 | 2 | 38.6553 | 96.9164 | 296.1402
2027 | 12 | 1 | 3 | 38.3877 | 95.0239 | 291.5682
2027 | 12 | 1 | 4 | 38.7733 | 96.8796 | 291.0943
2027 | 12 | 1 | 5 | 40.8312 | 97.2315 | 295.045
2027 | 12 | 1 | 6 | 43.5132 | 104.5398 | 309.213
2027 | 12 | 1 | 7 | 46.6837 | 116.8697 | 339.405
2027 | 12 | 1 | 8 | 49.3802 | 120.6664 | 373.9511
2027 | 12 | 1 | 9 | 50.6826 | 126.1987 | 385.0937
2027 | 12 | 1 | 10 | 50.9528 | 127.5954 | 380.024
2027 | 12 | 1 | 11 | 51.4576 | 133.9705 | 372.4522
2027 | 12 | 1 | 12 | 49.12 | 129.7022 | 369.9227
2027 | 12 | 1 | 13 | 49.3333 | 127.5448 | 366.3233
2027 | 12 | 1 | 14 | 49.4423 | 125.2661 | 369.4581
2027 | 12 | 1 | 15 | 50.4917 | 122.6637 | 375.223
2027 | 12 | 1 | 16 | 52.9515 | 123.8717 | 387.8518
2027 | 12 | 1 | 17 | 56.7144 | 124.0367 | 419.6481
2027 | 12 | 1 | 18 | 58.9641 | 120.5671 | 435.1718
2027 | 12 | 1 | 19 | 58.6529 | 113.1391 | 429.6368
2027 | 12 | 1 | 20 | 56.0401 | 108.1187 | 420.4973
2027 | 12 | 1 | 21 | 52.5052 | 109.5486 | 405.8396
2027 | 12 | 1 | 22 | 48.5372 | 106.3019 | 383.8297
2027 | 12 | 1 | 23 | 45.2297 | 102.3486 | 354.9691
2027 | 12 | 2 | 0 | 42.9432 | 103.4168 | 330.163
2027 | 12 | 2 | 1 | 40.933 | 98.1279 | 318.4274
2027 | 12 | 2 | 2 | 39.8026 | 95.4939 | 310.5012
2027 | 12 | 2 | 3 | 39.5511 | 94.2547 | 307.2696
2027 | 12 | 2 | 4 | 39.8799 | 95.8812 | 307.6634
2027 | 12 | 2 | 5 | 41.8254 | 96.5185 | 312.4803
2027 | 12 | 2 | 6 | 44.6899 | 104.7859 | 322.8053
2027 | 12 | 2 | 7 | 47.5902 | 116.1359 | 353.5791
2027 | 12 | 2 | 8 | 49.8619 | 121.7648 | 383.1528
2027 | 12 | 2 | 9 | 50.5612 | 126.8638 | 382.8561
2027 | 12 | 2 | 10 | 50.0985 | 131.2563 | 367.3884
2027 | 12 | 2 | 11 | 50.1113 | 135.7918 | 355.5685
2027 | 12 | 2 | 12 | 50.8442 | 128.3792 | 379.589
2027 | 12 | 2 | 13 | 51.123 | 127.1554 | 374.7625
2027 | 12 | 2 | 14 | 51.2399 | 122.3369 | 377.5258
2027 | 12 | 2 | 15 | 52.3669 | 120.0293 | 384.1635
2027 | 12 | 2 | 16 | 54.4526 | 122.8861 | 396.6211
2027 | 12 | 2 | 17 | 57.7529 | 122.4625 | 428.9657
2027 | 12 | 2 | 18 | 61.3051 | 122.5441 | 460.3938
2027 | 12 | 2 | 19 | 60.2083 | 116.5298 | 450.9888
2027 | 12 | 2 | 20 | 56.738 | 111.9036 | 440.6056
2027 | 12 | 2 | 21 | 53.0171 | 113.2447 | 425.5025
2027 | 12 | 2 | 22 | 49.1266 | 111.0268 | 403.8647
2027 | 12 | 2 | 23 | 45.8408 | 106.1702 | 374.2297
2027 | 12 | 3 | 0 | 42.6206 | 105.526 | 347.1248
2027 | 12 | 3 | 1 | 40.7531 | 100.2489 | 336.3747
2027 | 12 | 3 | 2 | 39.4088 | 97.2377 | 327.6277
2027 | 12 | 3 | 3 | 38.9542 | 95.8469 | 323.8977
2027 | 12 | 3 | 4 | 39.145 | 97.3422 | 323.7584
2027 | 12 | 3 | 5 | 40.9327 | 97.5612 | 327.774
2027 | 12 | 3 | 6 | 43.4612 | 103.9958 | 340.5159
2027 | 12 | 3 | 7 | 46.4806 | 114.3125 | 371.3608
2027 | 12 | 3 | 8 | 49.2361 | 117.6217 | 402.3573
2027 | 12 | 3 | 9 | 50.4953 | 123.249 | 403.9381
2027 | 12 | 3 | 10 | 50.7358 | 124.4515 | 388.5719
2027 | 12 | 3 | 11 | 51.1023 | 129.4019 | 373.7201
2027 | 12 | 3 | 12 | 50.9451 | 127.052 | 360.5802
2027 | 12 | 3 | 13 | 51.1528 | 125.2178 | 352.373
2027 | 12 | 3 | 14 | 51.1071 | 119.9322 | 352.8633
2027 | 12 | 3 | 15 | 51.8464 | 115.0383 | 356.869
2027 | 12 | 3 | 16 | 53.5672 | 117.3599 | 370.5577
2027 | 12 | 3 | 17 | 56.4528 | 116.974 | 409.7266
2027 | 12 | 3 | 18 | 58.2584 | 116.5286 | 453.9242
2027 | 12 | 3 | 19 | 56.9288 | 109.3017 | 451.5037
2027 | 12 | 3 | 20 | 53.6684 | 105.8668 | 442.8567
2027 | 12 | 3 | 21 | 50.1672 | 105.8697 | 430.3134
2027 | 12 | 3 | 22 | 46.7364 | 102.7837 | 413.179
2027 | 12 | 3 | 23 | 43.688 | 99.5058 | 388.1361
2027 | 12 | 4 | 0 | 41.4894 | 98.4022 | 366.1837
2027 | 12 | 4 | 1 | 38.8467 | 89.8423 | 346.0819
2027 | 12 | 4 | 2 | 37.3863 | 86.943 | 334.7637
2027 | 12 | 4 | 3 | 36.8266 | 85.9001 | 328.5252
2027 | 12 | 4 | 4 | 37.0141 | 88.2358 | 326.24
2027 | 12 | 4 | 5 | 38.2982 | 87.0842 | 325.9903
2027 | 12 | 4 | 6 | 40.5754 | 93.417 | 327.6105
2027 | 12 | 4 | 7 | 42.6515 | 97.3337 | 344.7444
2027 | 12 | 4 | 8 | 45.7366 | 96.7522 | 378.4921
2027 | 12 | 4 | 9 | 48.9631 | 100.3873 | 403.8106
2027 | 12 | 4 | 10 | 50.7173 | 103.423 | 409.3353
2027 | 12 | 4 | 11 | 51.9228 | 109.7017 | 406.8319
2027 | 12 | 4 | 12 | 51.336 | 107.844 | 407.8673
2027 | 12 | 4 | 13 | 51.2847 | 105.5332 | 401.2375
2027 | 12 | 4 | 14 | 50.9773 | 104.2136 | 400.4901
2027 | 12 | 4 | 15 | 51.4834 | 98.5294 | 406.6958
2027 | 12 | 4 | 16 | 53.0059 | 99.9011 | 417.96
2027 | 12 | 4 | 17 | 55.7894 | 102.4179 | 448.2738
2027 | 12 | 4 | 18 | 57.8167 | 105.8615 | 471.4654
2027 | 12 | 4 | 19 | 55.7683 | 99.3464 | 454.9269
2027 | 12 | 4 | 20 | 51.7686 | 94.0204 | 434.3352
2027 | 12 | 4 | 21 | 47.8411 | 94.6463 | 415.5252
2027 | 12 | 4 | 22 | 44.7632 | 92.8735 | 399.1866
2027 | 12 | 4 | 23 | 42.3383 | 91.4944 | 376.6644
2027 | 12 | 5 | 0 | 41.0149 | 92.7379 | 353.4264
2027 | 12 | 5 | 1 | 39.0371 | 91.1054 | 325.8284
2027 | 12 | 5 | 2 | 37.6975 | 88.3092 | 313.9065
2027 | 12 | 5 | 3 | 37.16 | 87.4676 | 306.52
2027 | 12 | 5 | 4 | 37.1988 | 91.1631 | 302.8449
2027 | 12 | 5 | 5 | 38.1951 | 90.1303 | 300.8835
2027 | 12 | 5 | 6 | 40.0094 | 96.1312 | 295.6821
2027 | 12 | 5 | 7 | 41.6602 | 99.153 | 308.7513
2027 | 12 | 5 | 8 | 44.6311 | 95.0984 | 343.6709
2027 | 12 | 5 | 9 | 47.7294 | 96.4025 | 377.5707
2027 | 12 | 5 | 10 | 49.648 | 99.6355 | 392.8314
2027 | 12 | 5 | 11 | 50.9616 | 108.5224 | 396.5061
2027 | 12 | 5 | 12 | 51.3911 | 103.5848 | 393.5183
2027 | 12 | 5 | 13 | 51.7448 | 102.3927 | 392.0716
2027 | 12 | 5 | 14 | 51.8464 | 104.0126 | 393.7326
2027 | 12 | 5 | 15 | 52.7958 | 99.2769 | 399.5315
2027 | 12 | 5 | 16 | 54.6833 | 100.9854 | 409.3277
2027 | 12 | 5 | 17 | 57.9334 | 105.051 | 438.9397
2027 | 12 | 5 | 18 | 60.1853 | 110.8246 | 452.3121
2027 | 12 | 5 | 19 | 58.4798 | 104.6718 | 437.882
2027 | 12 | 5 | 20 | 54.6795 | 100.8549 | 419.2155
2027 | 12 | 5 | 21 | 50.513 | 99.6139 | 399.9602
2027 | 12 | 5 | 22 | 46.8009 | 97.8864 | 379.2613
2027 | 12 | 5 | 23 | 43.9328 | 96.1945 | 352.151
2027 | 12 | 6 | 0 | 41.3743 | 100.9745 | 326.3032
2027 | 12 | 6 | 1 | 39.6807 | 95.9684 | 310.8971
2027 | 12 | 6 | 2 | 38.5812 | 94.3115 | 302.5072
2027 | 12 | 6 | 3 | 38.3504 | 93.6901 | 298.6062
2027 | 12 | 6 | 4 | 38.6996 | 95.9661 | 298.2681
2027 | 12 | 6 | 5 | 40.6469 | 96.6431 | 302.636
2027 | 12 | 6 | 6 | 43.1575 | 105.3448 | 307.1056
2027 | 12 | 6 | 7 | 46.2639 | 117.1641 | 339.5256
2027 | 12 | 6 | 8 | 49.0362 | 124.1096 | 381.233
2027 | 12 | 6 | 9 | 50.3403 | 129.0414 | 401.5428
2027 | 12 | 6 | 10 | 50.849 | 130.5402 | 403.3764
2027 | 12 | 6 | 11 | 51.4571 | 134.983 | 401.0909
2027 | 12 | 6 | 12 | 51.3148 | 129.3727 | 396.3879
2027 | 12 | 6 | 13 | 51.6782 | 126.782 | 393.6475
2027 | 12 | 6 | 14 | 51.8261 | 121.466 | 395.7851
2027 | 12 | 6 | 15 | 52.9134 | 118.9021 | 401.2764
2027 | 12 | 6 | 16 | 55.1729 | 121.6432 | 411.4726
2027 | 12 | 6 | 17 | 58.5172 | 123.0756 | 441.0933
2027 | 12 | 6 | 18 | 60.6477 | 118.6759 | 466.7604
2027 | 12 | 6 | 19 | 59.1275 | 112.6668 | 454.2347
2027 | 12 | 6 | 20 | 55.4864 | 108.3654 | 441.1407
2027 | 12 | 6 | 21 | 51.4826 | 108.2899 | 424.4566
2027 | 12 | 6 | 22 | 47.4271 | 104.9095 | 402.4313
2027 | 12 | 6 | 23 | 44.1056 | 103.4898 | 373.0023
2027 | 12 | 7 | 0 | 41.8587 | 104.3293 | 340.2049
2027 | 12 | 7 | 1 | 39.4658 | 94.7288 | 330.1034
2027 | 12 | 7 | 2 | 38.186 | 92.1792 | 322.1092
2027 | 12 | 7 | 3 | 37.7775 | 90.7657 | 318.8083
2027 | 12 | 7 | 4 | 38.0664 | 91.991 | 318.738
2027 | 12 | 7 | 5 | 39.9668 | 92.1893 | 322.9441
2027 | 12 | 7 | 6 | 42.4034 | 100.8745 | 336.8186
2027 | 12 | 7 | 7 | 45.4758 | 112.2414 | 368.3168
2027 | 12 | 7 | 8 | 48.3182 | 117.8723 | 400.372
2027 | 12 | 7 | 9 | 49.7171 | 122.4759 | 402.1161
2027 | 12 | 7 | 10 | 50.2321 | 124.8003 | 388.1305
2027 | 12 | 7 | 11 | 50.9069 | 131.5938 | 375.6048
2027 | 12 | 7 | 12 | 50.3501 | 129.0757 | 396.0313
2027 | 12 | 7 | 13 | 50.7144 | 127.6593 | 390.0615
2027 | 12 | 7 | 14 | 50.8673 | 124.3754 | 391.0508
2027 | 12 | 7 | 15 | 51.9001 | 121.5102 | 397.2213
2027 | 12 | 7 | 16 | 54.1346 | 123.2691 | 411.564
2027 | 12 | 7 | 17 | 57.6865 | 123.8521 | 446.5437
2027 | 12 | 7 | 18 | 60.3338 | 120.6341 | 485.5093
2027 | 12 | 7 | 19 | 58.9578 | 113.7686 | 475.7693
2027 | 12 | 7 | 20 | 55.4851 | 109.0944 | 464.6189
2027 | 12 | 7 | 21 | 51.6285 | 108.8332 | 449.384
2027 | 12 | 7 | 22 | 47.6497 | 105.5766 | 427.8252
2027 | 12 | 7 | 23 | 44.3758 | 102.5465 | 398.2194
2027 | 12 | 8 | 0 | 42.0494 | 99.7564 | 371.9543
2027 | 12 | 8 | 1 | 39.4944 | 95.5132 | 359.273
2027 | 12 | 8 | 2 | 38.2672 | 92.7043 | 351.2168
2027 | 12 | 8 | 3 | 37.8842 | 90.9149 | 347.5881
2027 | 12 | 8 | 4 | 38.1787 | 91.843 | 347.4352
2027 | 12 | 8 | 5 | 40.1312 | 92.0839 | 351.3748
2027 | 12 | 8 | 6 | 42.8799 | 99.2039 | 364.0845
2027 | 12 | 8 | 7 | 45.9008 | 110.6113 | 394.643
2027 | 12 | 8 | 8 | 48.4857 | 116.5967 | 432.2181
2027 | 12 | 8 | 9 | 49.7077 | 122.5048 | 445.4988
2027 | 12 | 8 | 10 | 49.8713 | 124.3746 | 439.8519
2027 | 12 | 8 | 11 | 50.3254 | 129.2626 | 430.3731
2027 | 12 | 8 | 12 | 49.9405 | 127.3633 | 422.3366
2027 | 12 | 8 | 13 | 50.2285 | 125.3864 | 416.8011
2027 | 12 | 8 | 14 | 50.2461 | 122.4206 | 417.4221
2027 | 12 | 8 | 15 | 51.2317 | 120.5119 | 422.3219
2027 | 12 | 8 | 16 | 53.4044 | 121.6845 | 435.1515
2027 | 12 | 8 | 17 | 56.8098 | 121.6289 | 468.6796
2027 | 12 | 8 | 18 | 58.728 | 119.6104 | 489.1245
2027 | 12 | 8 | 19 | 57.9621 | 112.4664 | 486.9922
2027 | 12 | 8 | 20 | 55.0445 | 107.7897 | 479.1983
2027 | 12 | 8 | 21 | 51.4665 | 108.3937 | 466.1093
2027 | 12 | 8 | 22 | 47.5282 | 105.0009 | 444.6254
2027 | 12 | 8 | 23 | 44.2924 | 102.061 | 415.2167
2027 | 12 | 9 | 0 | 42.0643 | 100.5285 | 389.1555
2027 | 12 | 9 | 1 | 40.9005 | 96.2075 | 379.1369
2027 | 12 | 9 | 2 | 39.7862 | 93.9375 | 371.2235
2027 | 12 | 9 | 3 | 39.5384 | 92.4856 | 368.6137
2027 | 12 | 9 | 4 | 39.8211 | 93.1634 | 369.1152
2027 | 12 | 9 | 5 | 41.7046 | 93.8395 | 373.8772
2027 | 12 | 9 | 6 | 44.5953 | 101.578 | 382.9438
2027 | 12 | 9 | 7 | 47.474 | 112.5616 | 412.9967
2027 | 12 | 9 | 8 | 49.6832 | 119.0149 | 444.37
2027 | 12 | 9 | 9 | 50.1674 | 124.1662 | 445.2234
2027 | 12 | 9 | 10 | 49.3932 | 127.7884 | 428.379
2027 | 12 | 9 | 11 | 49.1935 | 131.8497 | 414.0575
2027 | 12 | 9 | 12 | 47.899 | 126.1593 | 396.3421
2027 | 12 | 9 | 13 | 47.8717 | 124.6961 | 387.7004
2027 | 12 | 9 | 14 | 47.8262 | 120.7521 | 387.1542
2027 | 12 | 9 | 15 | 48.8695 | 116.8168 | 391.1411
2027 | 12 | 9 | 16 | 51.2599 | 120.5084 | 406.3703
2027 | 12 | 9 | 17 | 55.1342 | 119.9547 | 447.8044
2027 | 12 | 9 | 18 | 59.2781 | 118.8764 | 497.4155
2027 | 12 | 9 | 19 | 58.9979 | 113.227 | 496.3062
2027 | 12 | 9 | 20 | 56.3801 | 108.4352 | 489.389
2027 | 12 | 9 | 21 | 53.0133 | 109.4826 | 476.6201
2027 | 12 | 9 | 22 | 49.2399 | 106.7302 | 455.5831
2027 | 12 | 9 | 23 | 46.0948 | 102.9312 | 426.0737
2027 | 12 | 10 | 0 | 43.6167 | 101.5635 | 398.2566
2027 | 12 | 10 | 1 | 41.4963 | 97.4297 | 379.0361
2027 | 12 | 10 | 2 | 40.2489 | 95.0364 | 368.4642
2027 | 12 | 10 | 3 | 39.8734 | 94.4493 | 363.4514
2027 | 12 | 10 | 4 | 40.0611 | 95.1383 | 361.8277
2027 | 12 | 10 | 5 | 41.8414 | 95.6929 | 363.8751
2027 | 12 | 10 | 6 | 44.4941 | 103.791 | 370.8751
2027 | 12 | 10 | 7 | 47.3378 | 113.6071 | 400.6245
2027 | 12 | 10 | 8 | 49.7625 | 118.5034 | 440.1823
2027 | 12 | 10 | 9 | 50.5456 | 123.2099 | 456.0642
2027 | 12 | 10 | 10 | 50.0352 | 126.1142 | 452.1658
2027 | 12 | 10 | 11 | 49.9067 | 129.3309 | 443.6304
2027 | 12 | 10 | 12 | 50.3838 | 124.5492 | 404.2382
2027 | 12 | 10 | 13 | 50.4253 | 122.2746 | 397.8129
2027 | 12 | 10 | 14 | 50.1698 | 115.3632 | 396.9148
2027 | 12 | 10 | 15 | 50.8264 | 112.3911 | 398.2492
2027 | 12 | 10 | 16 | 52.5404 | 114.6833 | 406.6193
2027 | 12 | 10 | 17 | 55.4142 | 115.1481 | 440.3666
2027 | 12 | 10 | 18 | 58.1604 | 116.2282 | 470.5489
2027 | 12 | 10 | 19 | 56.8264 | 110.7707 | 468.5209
2027 | 12 | 10 | 20 | 53.623 | 107.9906 | 460.2887
2027 | 12 | 10 | 21 | 50.1731 | 109.5993 | 448.6256
2027 | 12 | 10 | 22 | 46.7917 | 107.2971 | 431.7464
2027 | 12 | 10 | 23 | 43.8155 | 101.5917 | 406.2098
2027 | 12 | 11 | 0 | 41.3976 | 99.1229 | 380.7333
2027 | 12 | 11 | 1 | 37.8109 | 93.0962 | 358.0509
2027 | 12 | 11 | 2 | 36.1634 | 90.8675 | 346.5808
2027 | 12 | 11 | 3 | 35.3852 | 90.1144 | 340.3604
2027 | 12 | 11 | 4 | 35.3007 | 90.8884 | 338.6492
2027 | 12 | 11 | 5 | 36.2384 | 90.4116 | 340.1252
2027 | 12 | 11 | 6 | 37.9804 | 97.0155 | 347.986
2027 | 12 | 11 | 7 | 39.8693 | 100.6959 | 362.876
2027 | 12 | 11 | 8 | 43.0619 | 100.1518 | 391.4158
2027 | 12 | 11 | 9 | 46.2583 | 102.3517 | 418.6573
2027 | 12 | 11 | 10 | 47.9857 | 105.6384 | 427.9054
2027 | 12 | 11 | 11 | 49.1344 | 111.318 | 428.0493
2027 | 12 | 11 | 12 | 47.6579 | 107.8647 | 418.1597
2027 | 12 | 11 | 13 | 47.5628 | 105.1797 | 412.1526
2027 | 12 | 11 | 14 | 47.0277 | 104.3203 | 410.3554
2027 | 12 | 11 | 15 | 47.3461 | 97.8265 | 412.118
2027 | 12 | 11 | 16 | 48.761 | 99.5969 | 421.9019
2027 | 12 | 11 | 17 | 51.4632 | 103.1716 | 453.4738
2027 | 12 | 11 | 18 | 54.3635 | 106.6175 | 476.2188
2027 | 12 | 11 | 19 | 52.3011 | 101.1037 | 466.6657
2027 | 12 | 11 | 20 | 48.5216 | 95.8506 | 448.5183
2027 | 12 | 11 | 21 | 44.7809 | 95.874 | 431.1513
2027 | 12 | 11 | 22 | 41.85 | 94.7496 | 415.9523
2027 | 12 | 11 | 23 | 39.5337 | 92.3552 | 395.2482
2027 | 12 | 12 | 0 | 38.0001 | 93.433 | 376.4679
2027 | 12 | 12 | 1 | 35.6251 | 89.2768 | 358.0837
2027 | 12 | 12 | 2 | 34.1466 | 86.6041 | 346.8073
2027 | 12 | 12 | 3 | 33.4204 | 85.6499 | 340.6331
2027 | 12 | 12 | 4 | 33.1631 | 87.2491 | 338.7668
2027 | 12 | 12 | 5 | 33.8015 | 85.6781 | 339.1854
2027 | 12 | 12 | 6 | 34.9306 | 89.1776 | 338.3105
2027 | 12 | 12 | 7 | 36.5535 | 92.0181 | 350.4754
2027 | 12 | 12 | 8 | 39.5945 | 90.8841 | 377.8599
2027 | 12 | 12 | 9 | 42.7117 | 92.6595 | 403.5342
2027 | 12 | 12 | 10 | 44.7068 | 96.7297 | 413.7957
2027 | 12 | 12 | 11 | 46.1698 | 102.9871 | 412.5892
2027 | 12 | 12 | 12 | 45.9521 | 97.7268 | 426.6993
2027 | 12 | 12 | 13 | 46.1854 | 96.3963 | 427.3396
2027 | 12 | 12 | 14 | 46.1093 | 97.0607 | 428.9736
2027 | 12 | 12 | 15 | 46.9502 | 93.3735 | 431.8773
2027 | 12 | 12 | 16 | 49.0106 | 94.5263 | 441.0701
2027 | 12 | 12 | 17 | 52.4375 | 99.7486 | 472.4826
2027 | 12 | 12 | 18 | 55.3923 | 104.9621 | 490.8314
2027 | 12 | 12 | 19 | 53.3703 | 98.9319 | 479.0946
2027 | 12 | 12 | 20 | 49.783 | 94.8384 | 460.3127
2027 | 12 | 12 | 21 | 45.8074 | 95.5496 | 440.8742
2027 | 12 | 12 | 22 | 42.267 | 93.3953 | 420.0196
2027 | 12 | 12 | 23 | 39.6148 | 91.3281 | 393.2724
2027 | 12 | 13 | 0 | 38.0263 | 95.0739 | 368.5752
2027 | 12 | 13 | 1 | 35.8285 | 87.8743 | 343.0234
2027 | 12 | 13 | 2 | 34.7865 | 86.4088 | 333.6334
2027 | 12 | 13 | 3 | 34.574 | 85.8701 | 329.0452
2027 | 12 | 13 | 4 | 35.0197 | 86.9479 | 327.936
2027 | 12 | 13 | 5 | 37.0665 | 87.4966 | 331.0737
2027 | 12 | 13 | 6 | 40.6623 | 92.5154 | 332.9417
2027 | 12 | 13 | 7 | 43.8531 | 103.2135 | 363.5677
2027 | 12 | 13 | 8 | 46.6425 | 113.0073 | 404.5465
2027 | 12 | 13 | 9 | 47.9437 | 118.2582 | 424.3969
2027 | 12 | 13 | 10 | 48.1536 | 119.8488 | 425.9113
2027 | 12 | 13 | 11 | 48.6063 | 121.2874 | 423.7802
2027 | 12 | 13 | 12 | 48.4262 | 119.1062 | 422.9639
2027 | 12 | 13 | 13 | 48.7502 | 117.1514 | 420.2815
2027 | 12 | 13 | 14 | 48.812 | 111.0636 | 420.224
2027 | 12 | 13 | 15 | 49.9159 | 109.0592 | 423.9161
2027 | 12 | 13 | 16 | 52.2616 | 111.5456 | 431.2877
2027 | 12 | 13 | 17 | 55.7104 | 110.6204 | 458.6306
2027 | 12 | 13 | 18 | 58.317 | 112.7814 | 475.5707
2027 | 12 | 13 | 19 | 56.7545 | 107.6946 | 462.0879
2027 | 12 | 13 | 20 | 53.3181 | 102.3722 | 448.4833
2027 | 12 | 13 | 21 | 49.3964 | 103.6511 | 431.1973
2027 | 12 | 13 | 22 | 45.4624 | 100.4236 | 408.7078
2027 | 12 | 13 | 23 | 42.2423 | 96.4591 | 378.7753
2027 | 12 | 14 | 0 | 40.047 | 95.4384 | 351.5167
2027 | 12 | 14 | 1 | 38.2122 | 91.9324 | 339.9642
2027 | 12 | 14 | 2 | 37.0016 | 89.548 | 331.027
2027 | 12 | 14 | 3 | 36.5746 | 88.7058 | 327.3565
2027 | 12 | 14 | 4 | 36.8563 | 89.4541 | 326.8667
2027 | 12 | 14 | 5 | 38.652 | 89.8046 | 330.7049
2027 | 12 | 14 | 6 | 41.7168 | 99.0593 | 337.555
2027 | 12 | 14 | 7 | 44.6187 | 110.9763 | 369.3602
2027 | 12 | 14 | 8 | 46.84 | 118.6873 | 410.5673
2027 | 12 | 14 | 9 | 47.3839 | 122.734 | 428.2709
2027 | 12 | 14 | 10 | 46.8939 | 127.4765 | 426.7626
2027 | 12 | 14 | 11 | 46.9798 | 131.9334 | 420.7378
2027 | 12 | 14 | 12 | 46.7915 | 124.9157 | 406.0984
2027 | 12 | 14 | 13 | 46.9532 | 123.1214 | 401.9912
2027 | 12 | 14 | 14 | 46.9279 | 122.3657 | 402.2116
2027 | 12 | 14 | 15 | 47.9382 | 119.6637 | 407.5432
2027 | 12 | 14 | 16 | 50.363 | 120.2844 | 420.4085
2027 | 12 | 14 | 17 | 54.1839 | 120.6648 | 454.6757
2027 | 12 | 14 | 18 | 58.8213 | 118.9557 | 475.6915
2027 | 12 | 14 | 19 | 57.4147 | 112.8467 | 474.6548
2027 | 12 | 14 | 20 | 54.1534 | 107.627 | 467.4886
2027 | 12 | 14 | 21 | 50.3133 | 108.4157 | 455.0215
2027 | 12 | 14 | 22 | 46.4493 | 105.502 | 434.5607
2027 | 12 | 14 | 23 | 43.2469 | 100.9822 | 406.0415
2027 | 12 | 15 | 0 | 41.3179 | 100.3109 | 378.3556
2027 | 12 | 15 | 1 | 38.7068 | 94.777 | 361.8379
2027 | 12 | 15 | 2 | 37.3482 | 92.0359 | 353.7595
2027 | 12 | 15 | 3 | 36.7587 | 91.1608 | 350.568
2027 | 12 | 15 | 4 | 36.9027 | 91.7536 | 350.9901
2027 | 12 | 15 | 5 | 38.5832 | 92.531 | 355.0746
2027 | 12 | 15 | 6 | 41.2472 | 100.0858 | 360.6746
2027 | 12 | 15 | 7 | 44.1313 | 110.734 | 390.2958
2027 | 12 | 15 | 8 | 46.3943 | 117.7621 | 427.0845
2027 | 12 | 15 | 9 | 47.3832 | 122.5166 | 438.1461
2027 | 12 | 15 | 10 | 47.6246 | 125.358 | 430.1803
2027 | 12 | 15 | 11 | 48.177 | 126.7855 | 420.6012
2027 | 12 | 15 | 12 | 48.9094 | 124.805 | 395.7061
2027 | 12 | 15 | 13 | 49.2805 | 122.3564 | 389.7304
2027 | 12 | 15 | 14 | 49.3437 | 118.6864 | 388.2698
2027 | 12 | 15 | 15 | 50.3119 | 116.8533 | 390.5221
2027 | 12 | 15 | 16 | 52.3584 | 117.7807 | 403.1563
2027 | 12 | 15 | 17 | 55.5551 | 118.2941 | 443.7065
2027 | 12 | 15 | 18 | 57.9494 | 119.4825 | 479.9809
2027 | 12 | 15 | 19 | 56.527 | 113.6103 | 479.1778
2027 | 12 | 15 | 20 | 53.3896 | 108.4674 | 472.4983
2027 | 12 | 15 | 21 | 49.6096 | 109.5043 | 460.6048
2027 | 12 | 15 | 22 | 45.715 | 105.8979 | 439.6455
2027 | 12 | 15 | 23 | 42.4335 | 101.8917 | 410.4229
2027 | 12 | 16 | 0 | 40.3314 | 99.9936 | 378.8156
2027 | 12 | 16 | 1 | 38.329 | 93.3412 | 356.8995
2027 | 12 | 16 | 2 | 37.1272 | 90.6463 | 346.859
2027 | 12 | 16 | 3 | 36.7323 | 89.5502 | 342.0344
2027 | 12 | 16 | 4 | 37.0362 | 89.9476 | 340.641
2027 | 12 | 16 | 5 | 38.8691 | 90.7027 | 343.4912
2027 | 12 | 16 | 6 | 41.7801 | 100.4077 | 346.9352
2027 | 12 | 16 | 7 | 44.7229 | 111.0016 | 375.1158
2027 | 12 | 16 | 8 | 47.208 | 119.4365 | 410.0283
2027 | 12 | 16 | 9 | 48.2412 | 123.9132 | 421.9129
2027 | 12 | 16 | 10 | 48.4502 | 128.1603 | 417.0431
2027 | 12 | 16 | 11 | 48.9058 | 130.4272 | 411.3208
2027 | 12 | 16 | 12 | 50.1857 | 126.5662 | 364.3827
2027 | 12 | 16 | 13 | 50.4933 | 125.5048 | 358.1633
2027 | 12 | 16 | 14 | 50.7815 | 123.3755 | 356.6774
2027 | 12 | 16 | 15 | 51.8689 | 117.9864 | 359.3801
2027 | 12 | 16 | 16 | 53.9148 | 119.3149 | 371.1575
2027 | 12 | 16 | 17 | 57.3326 | 118.6079 | 411.457
2027 | 12 | 16 | 18 | 58.569 | 116.7706 | 454.3372
2027 | 12 | 16 | 19 | 57.9719 | 112.1291 | 452.3712
2027 | 12 | 16 | 20 | 55.2984 | 106.2407 | 445.1597
2027 | 12 | 16 | 21 | 51.9219 | 106.6492 | 432.3562
2027 | 12 | 16 | 22 | 48.25 | 103.1021 | 411.7199
2027 | 12 | 16 | 23 | 45.1204 | 98.5751 | 382.8297
2027 | 12 | 17 | 0 | 42.2195 | 95.4702 | 357.2399
2027 | 12 | 17 | 1 | 40.4806 | 94.7729 | 339.1265
2027 | 12 | 17 | 2 | 39.2675 | 91.8193 | 328.6984
2027 | 12 | 17 | 3 | 38.8829 | 91.2821 | 324.1342
2027 | 12 | 17 | 4 | 39.0805 | 92.2569 | 323.2899
2027 | 12 | 17 | 5 | 40.8191 | 92.3771 | 326.4088
2027 | 12 | 17 | 6 | 43.5441 | 98.0457 | 336.5119
2027 | 12 | 17 | 7 | 46.3182 | 107.9497 | 364.6574
2027 | 12 | 17 | 8 | 48.6711 | 116.6163 | 394.8745
2027 | 12 | 17 | 9 | 49.4395 | 121.7352 | 397.7513
2027 | 12 | 17 | 10 | 48.8568 | 126.8078 | 384.8764
2027 | 12 | 17 | 11 | 48.7038 | 127.1802 | 372.7072
2027 | 12 | 17 | 12 | 49.0723 | 125.47 | 390.622
2027 | 12 | 17 | 13 | 49.0722 | 124.3028 | 386.2185
2027 | 12 | 17 | 14 | 48.8425 | 123.32 | 385.4099
2027 | 12 | 17 | 15 | 49.6111 | 118.3411 | 388.6232
2027 | 12 | 17 | 16 | 51.4918 | 116.6501 | 396.801
2027 | 12 | 17 | 17 | 54.4646 | 115.9776 | 427.2428
2027 | 12 | 17 | 18 | 57.6582 | 114.8914 | 462.4342
2027 | 12 | 17 | 19 | 56.4414 | 110.1783 | 452.2631
2027 | 12 | 17 | 20 | 53.34 | 106.7981 | 440.8625
2027 | 12 | 17 | 21 | 50.0196 | 108.1252 | 427.0234
2027 | 12 | 17 | 22 | 46.7785 | 105.6918 | 408.9722
2027 | 12 | 17 | 23 | 43.9336 | 99.1802 | 382.6257
2027 | 12 | 18 | 0 | 41.4522 | 98.1831 | 357.6691
2027 | 12 | 18 | 1 | 38.6583 | 91.896 | 328.5773
2027 | 12 | 18 | 2 | 37.0245 | 89.9414 | 315.829
2027 | 12 | 18 | 3 | 36.2548 | 89.5117 | 308.7972
2027 | 12 | 18 | 4 | 36.078 | 90.1361 | 305.9789
2027 | 12 | 18 | 5 | 36.9038 | 90.2474 | 305.0986
2027 | 12 | 18 | 6 | 37.8748 | 95.8997 | 306.4533
2027 | 12 | 18 | 7 | 39.749 | 99.1797 | 320.949
2027 | 12 | 18 | 8 | 43.042 | 99.7719 | 353.6749
2027 | 12 | 18 | 9 | 46.3363 | 102.4247 | 380.3267
2027 | 12 | 18 | 10 | 48.2635 | 106.5195 | 390.1952
2027 | 12 | 18 | 11 | 49.5275 | 110.1334 | 390.3726
2027 | 12 | 18 | 12 | 49.183 | 106.0567 | 375.8883
2027 | 12 | 18 | 13 | 49.2099 | 103.8077 | 372.1701
2027 | 12 | 18 | 14 | 48.7943 | 102.441 | 369.6099
2027 | 12 | 18 | 15 | 49.158 | 96.6302 | 371.8807
2027 | 12 | 18 | 16 | 50.4348 | 97.274 | 379.4241
2027 | 12 | 18 | 17 | 52.8894 | 100.1158 | 411.8815
2027 | 12 | 18 | 18 | 54.3127 | 105.7902 | 431.3037
2027 | 12 | 18 | 19 | 52.2847 | 102.2097 | 422.8061
2027 | 12 | 18 | 20 | 48.5515 | 96.8847 | 406.3229
2027 | 12 | 18 | 21 | 44.8264 | 97.0456 | 391.3319
2027 | 12 | 18 | 22 | 41.9309 | 95.7533 | 376.897
2027 | 12 | 18 | 23 | 39.664 | 92.9671 | 356.0125
2027 | 12 | 19 | 0 | 38.3236 | 93.8031 | 334.4109
2027 | 12 | 19 | 1 | 36.2999 | 88.0711 | 315.9519
2027 | 12 | 19 | 2 | 34.9126 | 86.0422 | 304.4986
2027 | 12 | 19 | 3 | 34.2443 | 85.8711 | 298.1681
2027 | 12 | 19 | 4 | 34.1327 | 86.2468 | 295.9336
2027 | 12 | 19 | 5 | 34.8774 | 85.1598 | 295.0812
2027 | 12 | 19 | 6 | 36.5504 | 88.1982 | 292.3411
2027 | 12 | 19 | 7 | 38.0456 | 89.9893 | 305.139
2027 | 12 | 19 | 8 | 40.8775 | 92.574 | 339.3338
2027 | 12 | 19 | 9 | 43.9297 | 94.8056 | 368.3697
2027 | 12 | 19 | 10 | 45.7099 | 99.7043 | 377.1633
2027 | 12 | 19 | 11 | 46.953 | 102.3572 | 377.3797
2027 | 12 | 19 | 12 | 48.713 | 99.2134 | 387.135
2027 | 12 | 19 | 13 | 49.0012 | 98.0181 | 386.261
2027 | 12 | 19 | 14 | 48.9834 | 101.0918 | 384.8287
2027 | 12 | 19 | 15 | 49.8304 | 97.3158 | 389.6516
2027 | 12 | 19 | 16 | 51.6673 | 95.5141 | 401.4015
2027 | 12 | 19 | 17 | 54.7421 | 100.517 | 434.8584
2027 | 12 | 19 | 18 | 57.4887 | 104.8123 | 461.9344
2027 | 12 | 19 | 19 | 55.4485 | 100.0851 | 444.938
2027 | 12 | 19 | 20 | 51.6434 | 95.8935 | 425.9135
2027 | 12 | 19 | 21 | 47.6247 | 95.8409 | 406.7415
2027 | 12 | 19 | 22 | 44.1771 | 93.44 | 386.0766
2027 | 12 | 19 | 23 | 41.5695 | 91.2173 | 358.7345
2027 | 12 | 20 | 0 | 39.4512 | 92.8662 | 336.3946
2027 | 12 | 20 | 1 | 39.5605 | 89.7129 | 312.7403
2027 | 12 | 20 | 2 | 38.7201 | 88.5264 | 302.6326
2027 | 12 | 20 | 3 | 38.6703 | 88.6142 | 297.5224
2027 | 12 | 20 | 4 | 39.1548 | 89.0978 | 296.2227
2027 | 12 | 20 | 5 | 41.1692 | 90.0296 | 299.0694
2027 | 12 | 20 | 6 | 44.1516 | 99.1975 | 304.3295
2027 | 12 | 20 | 7 | 47.0882 | 109.8599 | 334.4404
2027 | 12 | 20 | 8 | 49.5607 | 121.3026 | 375.0417
2027 | 12 | 20 | 9 | 50.2905 | 124.6845 | 397.2731
2027 | 12 | 20 | 10 | 49.7919 | 128.2658 | 401.3985
2027 | 12 | 20 | 11 | 49.7217 | 129.6869 | 401.2382
2027 | 12 | 20 | 12 | 48.9092 | 124.5891 | 382.9055
2027 | 12 | 20 | 13 | 48.8041 | 122.4685 | 380.7126
2027 | 12 | 20 | 14 | 48.7707 | 120.3511 | 379.4334
2027 | 12 | 20 | 15 | 49.8811 | 117.242 | 383.2997
2027 | 12 | 20 | 16 | 52.6318 | 117.1076 | 392.1225
2027 | 12 | 20 | 17 | 56.5437 | 117.7718 | 425.2163
2027 | 12 | 20 | 18 | 60.4569 | 116.4337 | 456.4377
2027 | 12 | 20 | 19 | 59.8238 | 112.7575 | 443.4159
2027 | 12 | 20 | 20 | 56.8164 | 107.6472 | 429.8914
2027 | 12 | 20 | 21 | 53.213 | 107.2023 | 412.911
2027 | 12 | 20 | 22 | 49.4155 | 103.4204 | 390.8918
2027 | 12 | 20 | 23 | 46.3838 | 100.3708 | 361.5629
2027 | 12 | 21 | 0 | 44.8115 | 99.6383 | 336.9458
2027 | 12 | 21 | 1 | 41.9898 | 93.841 | 314.2147
2027 | 12 | 21 | 2 | 40.8003 | 92.608 | 303.7779
2027 | 12 | 21 | 3 | 40.3512 | 92.9662 | 298.6033
2027 | 12 | 21 | 4 | 40.6188 | 92.6176 | 297.0425
2027 | 12 | 21 | 5 | 42.3011 | 93.8304 | 299.7433
2027 | 12 | 21 | 6 | 44.4451 | 101.6715 | 310.5056
2027 | 12 | 21 | 7 | 46.9901 | 111.3314 | 340.2011
2027 | 12 | 21 | 8 | 49.0454 | 121.2255 | 379.5841
2027 | 12 | 21 | 9 | 49.6214 | 124.7871 | 399.384
2027 | 12 | 21 | 10 | 49.4481 | 130.9572 | 400.4411
2027 | 12 | 21 | 11 | 49.6637 | 130.7953 | 396.6182
2027 | 12 | 21 | 12 | 51.118 | 127.8804 | 393.0438
2027 | 12 | 21 | 13 | 51.3547 | 125.3123 | 390.9992
2027 | 12 | 21 | 14 | 51.3992 | 120.7039 | 390.1597
2027 | 12 | 21 | 15 | 52.4131 | 121.1194 | 395.7673
2027 | 12 | 21 | 16 | 54.5002 | 121.8375 | 406.6498
2027 | 12 | 21 | 17 | 57.7196 | 124.4575 | 436.5078
2027 | 12 | 21 | 18 | 60.1152 | 124.9434 | 455.1354
2027 | 12 | 21 | 19 | 59.1767 | 121.4339 | 444.039
2027 | 12 | 21 | 20 | 55.9362 | 117.8407 | 432.026
2027 | 12 | 21 | 21 | 52.3962 | 117.3626 | 415.823
2027 | 12 | 21 | 22 | 48.6888 | 114.212 | 393.888
2027 | 12 | 21 | 23 | 45.7163 | 111.0343 | 364.5895
2027 | 12 | 22 | 0 | 42.3499 | 107.7221 | 346.1432
2027 | 12 | 22 | 1 | 41.8766 | 101.9624 | 340.0614
2027 | 12 | 22 | 2 | 40.8021 | 99.4072 | 331.8543
2027 | 12 | 22 | 3 | 40.4924 | 97.9151 | 328.771
2027 | 12 | 22 | 4 | 40.8173 | 97.4897 | 329.1694
2027 | 12 | 22 | 5 | 42.711 | 98.6235 | 333.6948
2027 | 12 | 22 | 6 | 45.1325 | 102.5527 | 342.0277
2027 | 12 | 22 | 7 | 47.8757 | 112.0153 | 372.9919
2027 | 12 | 22 | 8 | 50.1487 | 120.0582 | 409.9797
2027 | 12 | 22 | 9 | 50.8621 | 125.3832 | 422.0097
2027 | 12 | 22 | 10 | 50.6696 | 126.3809 | 415.172
2027 | 12 | 22 | 11 | 50.8077 | 127.3611 | 405.9052
2027 | 12 | 22 | 12 | 51.6542 | 128.3338 | 383.8776
2027 | 12 | 22 | 13 | 51.6878 | 126.2577 | 377.7939
2027 | 12 | 22 | 14 | 51.8683 | 119.4821 | 375.556
2027 | 12 | 22 | 15 | 52.7638 | 116.7253 | 379.4159
2027 | 12 | 22 | 16 | 55.0804 | 117.9346 | 395.953
2027 | 12 | 22 | 17 | 58.7341 | 118.5763 | 440.5537
2027 | 12 | 22 | 18 | 59.9945 | 113.7931 | 488.2683
2027 | 12 | 22 | 19 | 59.5017 | 110.5763 | 489.4662
2027 | 12 | 22 | 20 | 56.9152 | 106.85 | 483.4662
2027 | 12 | 22 | 21 | 53.392 | 106.9307 | 471.991
2027 | 12 | 22 | 22 | 49.544 | 101.992 | 451.0344
2027 | 12 | 22 | 23 | 46.3873 | 100.8691 | 422.162
2027 | 12 | 23 | 0 | 45.2043 | 100.5278 | 397.2752
2027 | 12 | 23 | 1 | 42.5048 | 97.5123 | 378.1812
2027 | 12 | 23 | 2 | 41.3635 | 96.0065 | 369.4219
2027 | 12 | 23 | 3 | 41.0681 | 95.5874 | 366.2976
2027 | 12 | 23 | 4 | 41.3209 | 94.6736 | 366.4457
2027 | 12 | 23 | 5 | 43.1244 | 95.9289 | 370.2906
2027 | 12 | 23 | 6 | 45.2648 | 104.1991 | 376.1283
2027 | 12 | 23 | 7 | 47.8064 | 112.7427 | 403.8611
2027 | 12 | 23 | 8 | 50.1414 | 123.4357 | 433.6913
2027 | 12 | 23 | 9 | 51.2265 | 125.875 | 435.7422
2027 | 12 | 23 | 10 | 51.1718 | 132.1835 | 420.9963
2027 | 12 | 23 | 11 | 51.3595 | 133.5037 | 409.11
2027 | 12 | 23 | 12 | 50.6788 | 131.2671 | 429.3787
2027 | 12 | 23 | 13 | 50.7421 | 130.1597 | 424.4472
2027 | 12 | 23 | 14 | 50.5895 | 126.9442 | 421.5276
2027 | 12 | 23 | 15 | 51.6175 | 125.0682 | 425.2054
2027 | 12 | 23 | 16 | 53.5246 | 124.5346 | 434.121
2027 | 12 | 23 | 17 | 56.4626 | 125.6694 | 466.0665
2027 | 12 | 23 | 18 | 58.8378 | 126.7389 | 494.9305
2027 | 12 | 23 | 19 | 57.9428 | 124.7524 | 489.4944
2027 | 12 | 23 | 20 | 54.6647 | 120.3978 | 480.3755
2027 | 12 | 23 | 21 | 51.2131 | 118.9237 | 466.8542
2027 | 12 | 23 | 22 | 47.5469 | 115.5364 | 445.9192
2027 | 12 | 23 | 23 | 44.713 | 111.087 | 416.1234
2027 | 12 | 24 | 0 | 42.4647 | 107.4792 | 387.0071
2027 | 12 | 24 | 1 | 40.2157 | 100.0657 | 361.1016
2027 | 12 | 24 | 2 | 38.4932 | 97.8607 | 348.5575
2027 | 12 | 24 | 3 | 37.7903 | 96.1335 | 342.3778
2027 | 12 | 24 | 4 | 37.9744 | 93.8008 | 339.5515
2027 | 12 | 24 | 5 | 39.6353 | 94.9627 | 339.3242
2027 | 12 | 24 | 6 | 42.1578 | 100.2469 | 340.5617
2027 | 12 | 24 | 7 | 44.445 | 109.2405 | 368.7846
2027 | 12 | 24 | 8 | 46.7025 | 125.8602 | 402.1021
2027 | 12 | 24 | 9 | 48.1627 | 135.8582 | 412.7803
2027 | 12 | 24 | 10 | 48.4107 | 134.0921 | 405.6672
2027 | 12 | 24 | 11 | 48.8133 | 125.9046 | 397.8647
2027 | 12 | 24 | 12 | 49.37 | 117.5925 | 409.5772
2027 | 12 | 24 | 13 | 49.5055 | 113.265 | 410.4277
2027 | 12 | 24 | 14 | 48.8855 | 106.319 | 408.0417
2027 | 12 | 24 | 15 | 49.373 | 101.5416 | 407.6432
2027 | 12 | 24 | 16 | 50.4306 | 100.2629 | 404.8468
2027 | 12 | 24 | 17 | 52.4251 | 99.7538 | 424.4241
2027 | 12 | 24 | 18 | 54.3729 | 97.5687 | 433.8174
2027 | 12 | 24 | 19 | 51.7999 | 96.6661 | 417.6779
2027 | 12 | 24 | 20 | 47.8705 | 92.7995 | 404.1477
2027 | 12 | 24 | 21 | 44.8301 | 93.8096 | 391.8404
2027 | 12 | 24 | 22 | 42.6229 | 90.7226 | 383.6144
2027 | 12 | 24 | 23 | 41.2847 | 90.2871 | 368.8054
2027 | 12 | 25 | 0 | 40.305 | 89.6154 | 347.5161
2027 | 12 | 25 | 1 | 34.7818 | 81.2247 | 296.1672
2027 | 12 | 25 | 2 | 32.9161 | 78.9495 | 278.9797
2027 | 12 | 25 | 3 | 32.213 | 79.7593 | 269.2386
2027 | 12 | 25 | 4 | 32.2379 | 77.7901 | 265.9595
2027 | 12 | 25 | 5 | 32.8626 | 77.0907 | 265.1572
2027 | 12 | 25 | 6 | 34.1943 | 84.6342 | 265.167
2027 | 12 | 25 | 7 | 35.6122 | 85.1626 | 280.4406
2027 | 12 | 25 | 8 | 38.1604 | 84.9095 | 310.2782
2027 | 12 | 25 | 9 | 41.5267 | 82.7254 | 338.8513
2027 | 12 | 25 | 10 | 43.644 | 85.6603 | 338.2767
2027 | 12 | 25 | 11 | 44.4412 | 116.8466 | 325.9031
2027 | 12 | 25 | 12 | 45.1181 | 126.936 | 327.6798
2027 | 12 | 25 | 13 | 45.0633 | 126.0676 | 326.492
2027 | 12 | 25 | 14 | 45.1276 | 82.8368 | 333.9434
2027 | 12 | 25 | 15 | 46.2513 | 76.562 | 344.24
2027 | 12 | 25 | 16 | 47.3562 | 125.9018 | 360.097
2027 | 12 | 25 | 17 | 48.1905 | 134.6024 | 392.4392
2027 | 12 | 25 | 18 | 46.2233 | 137.7014 | 393.0238
2027 | 12 | 25 | 19 | 43.549 | 138.0107 | 370.2202
2027 | 12 | 25 | 20 | 40.2119 | 136.2549 | 354.3136
2027 | 12 | 25 | 21 | 37.6815 | 134.8935 | 345.489
2027 | 12 | 25 | 22 | 36.3158 | 82.1564 | 342.879
2027 | 12 | 25 | 23 | 35.6926 | 79.9362 | 332.7349
2027 | 12 | 26 | 0 | 35.559 | 84.5239 | 322.7269
2027 | 12 | 26 | 1 | 32.9407 | 82.6799 | 297.7176
2027 | 12 | 26 | 2 | 31.6307 | 81.2645 | 285.68
2027 | 12 | 26 | 3 | 31.1132 | 83.6341 | 279.1241
2027 | 12 | 26 | 4 | 30.9521 | 79.5747 | 276.8696
2027 | 12 | 26 | 5 | 31.8106 | 79.3138 | 277.0775
2027 | 12 | 26 | 6 | 32.9887 | 83.699 | 272.3005
2027 | 12 | 26 | 7 | 33.7325 | 83.1407 | 282.2587
2027 | 12 | 26 | 8 | 35.9861 | 84.0444 | 312.2026
2027 | 12 | 26 | 9 | 39.2512 | 80.6591 | 344.9243
2027 | 12 | 26 | 10 | 42.2206 | 85.6129 | 362.5331
2027 | 12 | 26 | 11 | 44.2484 | 89.3607 | 369.5929
2027 | 12 | 26 | 12 | 45.5237 | 95.8685 | 382.0874
2027 | 12 | 26 | 13 | 45.939 | 97.1257 | 389.3372
2027 | 12 | 26 | 14 | 46.0774 | 89.6588 | 389.5524
2027 | 12 | 26 | 15 | 46.9458 | 86.1921 | 389.9196
2027 | 12 | 26 | 16 | 48.5219 | 96.0756 | 396.098
2027 | 12 | 26 | 17 | 50.7724 | 102.3043 | 422.7375
2027 | 12 | 26 | 18 | 51.622 | 106.5988 | 447.8375
2027 | 12 | 26 | 19 | 49.8418 | 107.1366 | 431.0826
2027 | 12 | 26 | 20 | 46.1913 | 105.1127 | 412.217
2027 | 12 | 26 | 21 | 42.5098 | 102.8245 | 393.9037
2027 | 12 | 26 | 22 | 39.5062 | 89.5629 | 377.1765
2027 | 12 | 26 | 23 | 37.5302 | 82.8698 | 355.0227
2027 | 12 | 27 | 0 | 36.6312 | 89.6873 | 331.1793
2027 | 12 | 27 | 1 | 35.2602 | 87.8102 | 334.1791
2027 | 12 | 27 | 2 | 34.2014 | 86.2049 | 325.2907
2027 | 12 | 27 | 3 | 33.4734 | 84.6014 | 320.6012
2027 | 12 | 27 | 4 | 33.5839 | 86.4261 | 318.552
2027 | 12 | 27 | 5 | 34.8532 | 86.9168 | 318.7323
2027 | 12 | 27 | 6 | 36.7617 | 89.356 | 316.4489
2027 | 12 | 27 | 7 | 38.1434 | 94.1074 | 330.2061
2027 | 12 | 27 | 8 | 40.954 | 108.2687 | 364.3012
2027 | 12 | 27 | 9 | 43.905 | 109.8969 | 400.7121
2027 | 12 | 27 | 10 | 45.8777 | 112.7875 | 429.008
2027 | 12 | 27 | 11 | 47.8073 | 84.0573 | 446.3461
2027 | 12 | 27 | 12 | 48.8403 | 67.7008 | 455.9772
2027 | 12 | 27 | 13 | 49.545 | 65.6815 | 459.0749
2027 | 12 | 27 | 14 | 49.4223 | 103.6646 | 453.2585
2027 | 12 | 27 | 15 | 49.5235 | 101.083 | 447.8187
2027 | 12 | 27 | 16 | 51.0509 | 56.726 | 442.1238
2027 | 12 | 27 | 17 | 53.5965 | 54.3152 | 460.298
2027 | 12 | 27 | 18 | 55.3816 | 56.2381 | 486.1003
2027 | 12 | 27 | 19 | 52.8108 | 53.4082 | 465.248
2027 | 12 | 27 | 20 | 48.7866 | 42.7073 | 441.7476
2027 | 12 | 27 | 21 | 44.7117 | 47.6151 | 419.9669
2027 | 12 | 27 | 22 | 41.4979 | 89.101 | 397.7529
2027 | 12 | 27 | 23 | 38.9869 | 88.414 | 370.667
2027 | 12 | 28 | 0 | 36.8867 | 89.8831 | 343.3976
2027 | 12 | 28 | 1 | 35.9669 | 79.6991 | 318.7317
2027 | 12 | 28 | 2 | 34.9222 | 77.7842 | 305.7133
2027 | 12 | 28 | 3 | 34.17 | 79.7418 | 298.475
2027 | 12 | 28 | 4 | 34.5096 | 78.0875 | 295.1783
2027 | 12 | 28 | 5 | 35.6104 | 78.3704 | 294.2006
2027 | 12 | 28 | 6 | 37.4316 | 83.9069 | 297.3196
2027 | 12 | 28 | 7 | 38.9726 | 86.4103 | 312.8398
2027 | 12 | 28 | 8 | 41.1184 | 96.7999 | 341.3135
2027 | 12 | 28 | 9 | 43.5915 | 100.3029 | 370.8255
2027 | 12 | 28 | 10 | 44.6763 | 104.4219 | 387.6845
2027 | 12 | 28 | 11 | 46.1619 | 106.2558 | 395.5264
2027 | 12 | 28 | 12 | 47.7715 | 89.0608 | 407.1606
2027 | 12 | 28 | 13 | 47.9385 | 88.5619 | 409.5381
2027 | 12 | 28 | 14 | 48.0426 | 104.5889 | 408.3593
2027 | 12 | 28 | 15 | 48.7054 | 100.0431 | 410.0794
2027 | 12 | 28 | 16 | 50.5221 | 82.9039 | 413.4137
2027 | 12 | 28 | 17 | 53.0968 | 83.1163 | 440.0453
2027 | 12 | 28 | 18 | 55.1025 | 84.8328 | 471.0364
2027 | 12 | 28 | 19 | 53.744 | 83.6951 | 455.1128
2027 | 12 | 28 | 20 | 50.6531 | 78.646 | 438.2454
2027 | 12 | 28 | 21 | 47.0417 | 80.6296 | 421.696
2027 | 12 | 28 | 22 | 44.042 | 87.7173 | 402.3135
2027 | 12 | 28 | 23 | 41.8048 | 81.696 | 377.2488
2027 | 12 | 29 | 0 | 40.7109 | 85.6806 | 352.3504
2027 | 12 | 29 | 1 | 39.1059 | 89.2499 | 331.4096
2027 | 12 | 29 | 2 | 37.9281 | 86.8597 | 319.9261
2027 | 12 | 29 | 3 | 37.4904 | 87.1868 | 313.483
2027 | 12 | 29 | 4 | 37.6744 | 87.0533 | 311.492
2027 | 12 | 29 | 5 | 39.0652 | 88.2122 | 314.7539
2027 | 12 | 29 | 6 | 41.2968 | 94.0417 | 317.5684
2027 | 12 | 29 | 7 | 43.2505 | 101.4294 | 340.4449
2027 | 12 | 29 | 8 | 44.8998 | 111.1062 | 376.6855
2027 | 12 | 29 | 9 | 45.8335 | 112.4861 | 406.9239
2027 | 12 | 29 | 10 | 45.9601 | 120.5373 | 419.1922
2027 | 12 | 29 | 11 | 46.3258 | 118.9996 | 420.2427
2027 | 12 | 29 | 12 | 47.1973 | 119.3974 | 416.0827
2027 | 12 | 29 | 13 | 47.0524 | 117.3224 | 413.5943
2027 | 12 | 29 | 14 | 46.7586 | 121.3137 | 411.0463
2027 | 12 | 29 | 15 | 47.7346 | 119.468 | 416.4919
2027 | 12 | 29 | 16 | 49.8338 | 113.1163 | 427.1806
2027 | 12 | 29 | 17 | 52.6253 | 114.0705 | 455.2747
2027 | 12 | 29 | 18 | 55.2599 | 114.3039 | 479.8876
2027 | 12 | 29 | 19 | 54.1833 | 112.5428 | 469.6989
2027 | 12 | 29 | 20 | 51.2143 | 106.8755 | 455.7962
2027 | 12 | 29 | 21 | 47.8059 | 107.4966 | 440.0838
2027 | 12 | 29 | 22 | 44.4909 | 104.3181 | 418.3581
2027 | 12 | 29 | 23 | 41.7791 | 99.8303 | 390.8935
2027 | 12 | 30 | 0 | 40.1509 | 98.8805 | 365.2266
2027 | 12 | 30 | 1 | 37.4242 | 93.0779 | 338.368
2027 | 12 | 30 | 2 | 36.0758 | 91.0697 | 326.422
2027 | 12 | 30 | 3 | 35.5323 | 90.6401 | 320.2341
2027 | 12 | 30 | 4 | 35.6365 | 89.5931 | 318.2968
2027 | 12 | 30 | 5 | 36.9409 | 91.1831 | 321.3703
2027 | 12 | 30 | 6 | 38.8829 | 97.5447 | 327.7504
2027 | 12 | 30 | 7 | 40.9734 | 103.9365 | 349.8742
2027 | 12 | 30 | 8 | 43.129 | 112.1427 | 382.8495
2027 | 12 | 30 | 9 | 44.7783 | 112.9043 | 407.8235
2027 | 12 | 30 | 10 | 46.123 | 118.9536 | 415.8421
2027 | 12 | 30 | 11 | 47.218 | 119.6593 | 415.8853
2027 | 12 | 30 | 12 | 47.225 | 119.0491 | 387.5737
2027 | 12 | 30 | 13 | 47.221 | 116.8685 | 381.6465
2027 | 12 | 30 | 14 | 47.0947 | 115.0913 | 377.6428
2027 | 12 | 30 | 15 | 47.9792 | 111.308 | 382.6245
2027 | 12 | 30 | 16 | 49.5946 | 109.7988 | 394.325
2027 | 12 | 30 | 17 | 52.1592 | 110.7111 | 428.2067
2027 | 12 | 30 | 18 | 53.8706 | 108.3608 | 470.1931
2027 | 12 | 30 | 19 | 52.4804 | 108.1862 | 462.0603
2027 | 12 | 30 | 20 | 49.4092 | 102.1155 | 449.7972
2027 | 12 | 30 | 21 | 45.9973 | 101.8985 | 434.6965
2027 | 12 | 30 | 22 | 42.7871 | 97.9324 | 413.6486
2027 | 12 | 30 | 23 | 40.1032 | 94.9925 | 386.3925
2027 | 12 | 31 | 0 | 38.139 | 93.4889 | 367.1373
2027 | 12 | 31 | 1 | 34.6673 | 78.7959 | 348.3819
2027 | 12 | 31 | 2 | 33.2942 | 74.7711 | 335.9611
2027 | 12 | 31 | 3 | 32.6846 | 74.9233 | 328.2386
2027 | 12 | 31 | 4 | 32.7239 | 74.5661 | 325.8502
2027 | 12 | 31 | 5 | 34.1361 | 74.2149 | 327.8918
2027 | 12 | 31 | 6 | 35.5506 | 78.281 | 332.4219
2027 | 12 | 31 | 7 | 37.1709 | 81.784 | 355.2303
2027 | 12 | 31 | 8 | 38.9672 | 89.8741 | 390.9917
2027 | 12 | 31 | 9 | 40.2547 | 98.7716 | 419.1721
2027 | 12 | 31 | 10 | 41.4237 | 92.7781 | 431.1547
2027 | 12 | 31 | 11 | 42.685 | 95.3658 | 434.9263
2027 | 12 | 31 | 12 | 42.2519 | 93.843 | 438.8784
2027 | 12 | 31 | 13 | 42.0862 | 91.0901 | 432.0086
2027 | 12 | 31 | 14 | 40.9662 | 95.0118 | 426.3644
2027 | 12 | 31 | 15 | 40.8467 | 88.7086 | 430.2492
2027 | 12 | 31 | 16 | 41.7451 | 79.7135 | 437.7575
2027 | 12 | 31 | 17 | 43.5547 | 77.003 | 459.8484
2027 | 12 | 31 | 18 | 46.4615 | 77.0531 | 473.0256
2027 | 12 | 31 | 19 | 44.9684 | 75.2453 | 460.5652
2027 | 12 | 31 | 20 | 41.3734 | 67.9727 | 440.4207
2027 | 12 | 31 | 21 | 38.2734 | 78.29 | 422.0216
2027 | 12 | 31 | 22 | 36.4226 | 70.5901 | 407.9764
2027 | 12 | 31 | 23 | 35.5347 | 65.7431 | 396.3247
2028 | 1 | 1 | 0 | 34.6413 | 67.5316 | 385.22
2028 | 1 | 1 | 1 | 40.4104 | 93.0644 | 357.4072
2028 | 1 | 1 | 2 | 38.0008 | 90.0577 | 347.4944
2028 | 1 | 1 | 3 | 35.8398 | 84.9955 | 337.4431
2028 | 1 | 1 | 4 | 35.3646 | 90.0832 | 332.8386
2028 | 1 | 1 | 5 | 36.3259 | 88.9845 | 333.677
2028 | 1 | 1 | 6 | 36.8746 | 91.4531 | 334.8364
2028 | 1 | 1 | 7 | 37.2494 | 91.0056 | 345.1839
2028 | 1 | 1 | 8 | 39.2475 | 73.9643 | 361.7627
2028 | 1 | 1 | 9 | 41.8762 | 74.2318 | 376.0544
2028 | 1 | 1 | 10 | 44.0545 | 91.4275 | 387.3353
2028 | 1 | 1 | 11 | 46.6897 | 111.7671 | 396.4763
2028 | 1 | 1 | 12 | 50.4216 | 121.0363 | 407.9958
2028 | 1 | 1 | 13 | 51.5566 | 121.2297 | 403.3925
2028 | 1 | 1 | 14 | 51.6288 | 116.9114 | 403.1764
2028 | 1 | 1 | 15 | 51.9655 | 114.8981 | 403.2606
2028 | 1 | 1 | 16 | 52.3857 | 120.3992 | 409.5558
2028 | 1 | 1 | 17 | 54.2148 | 120.8241 | 440.9608
2028 | 1 | 1 | 18 | 55.8253 | 133.5483 | 482.5223
2028 | 1 | 1 | 19 | 53.6459 | 131.4469 | 474.5469
2028 | 1 | 1 | 20 | 49.2466 | 81.479 | 455.6903
2028 | 1 | 1 | 21 | 45.2167 | 123.5316 | 438.0124
2028 | 1 | 1 | 22 | 43.0361 | 85.5462 | 428.1045
2028 | 1 | 1 | 23 | 41.9213 | 83.4768 | 414.5652
2028 | 1 | 2 | 0 | 40.365 | 86.8945 | 398.9061
2028 | 1 | 2 | 1 | 39.5025 | 89.566 | 384.6196
2028 | 1 | 2 | 2 | 37.9868 | 86.7765 | 375.4706
2028 | 1 | 2 | 3 | 37.2653 | 87.599 | 370.6794
2028 | 1 | 2 | 4 | 36.883 | 91.4429 | 370.0108
2028 | 1 | 2 | 5 | 37.381 | 89.9606 | 370.4086
2028 | 1 | 2 | 6 | 37.5878 | 96.5708 | 372.24
2028 | 1 | 2 | 7 | 39.2638 | 95.0646 | 382.3559
2028 | 1 | 2 | 8 | 42.9531 | 104.2827 | 402.7505
2028 | 1 | 2 | 9 | 46.6151 | 106.4922 | 415.9751
2028 | 1 | 2 | 10 | 49.1922 | 107.772 | 414.6722
2028 | 1 | 2 | 11 | 51.3319 | 108.4617 | 405.4948
2028 | 1 | 2 | 12 | 52.1134 | 102.8458 | 398.1706
2028 | 1 | 2 | 13 | 52.8612 | 101.9469 | 390.3473
2028 | 1 | 2 | 14 | 53.0402 | 110.6632 | 389.0979
2028 | 1 | 2 | 15 | 53.9794 | 108.5862 | 394.4432
2028 | 1 | 2 | 16 | 55.6782 | 100.0187 | 411.3742
2028 | 1 | 2 | 17 | 58.3998 | 100.5396 | 449.1897
2028 | 1 | 2 | 18 | 60.1637 | 109.3355 | 502.8727
2028 | 1 | 2 | 19 | 58.1317 | 103.9328 | 489.1472
2028 | 1 | 2 | 20 | 53.6838 | 96.1168 | 468.3277
2028 | 1 | 2 | 21 | 49.4589 | 98.3925 | 447.0029
2028 | 1 | 2 | 22 | 45.8542 | 96.2726 | 424.9754
2028 | 1 | 2 | 23 | 43.5159 | 92.9324 | 399.8011
2028 | 1 | 3 | 0 | 41.6877 | 96.2927 | 378.2053
2028 | 1 | 3 | 1 | 38.3967 | 90.4332 | 354.6641
2028 | 1 | 3 | 2 | 36.5109 | 88.9056 | 344.3658
2028 | 1 | 3 | 3 | 35.8057 | 86.0668 | 339.0567
2028 | 1 | 3 | 4 | 35.8202 | 92.0565 | 336.3803
2028 | 1 | 3 | 5 | 37.9695 | 91.9798 | 335.3336
2028 | 1 | 3 | 6 | 39.5675 | 99.8067 | 332.6167
2028 | 1 | 3 | 7 | 41.2262 | 102.611 | 347.1182
2028 | 1 | 3 | 8 | 44.1568 | 128.777 | 378.9408
2028 | 1 | 3 | 9 | 47.1389 | 129.7034 | 408.7077
2028 | 1 | 3 | 10 | 49.7887 | 110.2029 | 417.6961
2028 | 1 | 3 | 11 | 51.4911 | 92.1402 | 412.1588
2028 | 1 | 3 | 12 | 50.4838 | 88.2586 | 370.1116
2028 | 1 | 3 | 13 | 50.8438 | 86.8399 | 364.0235
2028 | 1 | 3 | 14 | 50.9318 | 90.5462 | 364.2226
2028 | 1 | 3 | 15 | 52.0732 | 86.3613 | 372.6719
2028 | 1 | 3 | 16 | 54.2488 | 80.6253 | 396.1777
2028 | 1 | 3 | 17 | 57.326 | 82.6615 | 430.0041
2028 | 1 | 3 | 18 | 60.0918 | 85.3398 | 451.7552
2028 | 1 | 3 | 19 | 58.3596 | 85.1071 | 444.7116
2028 | 1 | 3 | 20 | 53.9991 | 109.542 | 430.2288
2028 | 1 | 3 | 21 | 50.3912 | 81.7738 | 414.4179
2028 | 1 | 3 | 22 | 46.7343 | 109.087 | 393.0275
2028 | 1 | 3 | 23 | 44.3011 | 105.0483 | 368.8327
2028 | 1 | 4 | 0 | 43.0777 | 104.3071 | 353.7226
2028 | 1 | 4 | 1 | 41.1193 | 99.1331 | 331.7626
2028 | 1 | 4 | 2 | 39.8342 | 97.0772 | 322.5083
2028 | 1 | 4 | 3 | 39.3737 | 96.6811 | 317.2593
2028 | 1 | 4 | 4 | 39.4821 | 96.7177 | 315.4585
2028 | 1 | 4 | 5 | 41.1229 | 97.568 | 317.1167
2028 | 1 | 4 | 6 | 43.2572 | 104.389 | 322.0025
2028 | 1 | 4 | 7 | 46.2479 | 113.4116 | 348.9176
2028 | 1 | 4 | 8 | 49.2912 | 129.8788 | 384.4506
2028 | 1 | 4 | 9 | 50.5839 | 134.7159 | 397.951
2028 | 1 | 4 | 10 | 50.836 | 134.8204 | 397.0004
2028 | 1 | 4 | 11 | 51.7258 | 135.5337 | 393.5929
2028 | 1 | 4 | 12 | 51.8225 | 133.4504 | 391.7571
2028 | 1 | 4 | 13 | 52.433 | 132.2536 | 389.8633
2028 | 1 | 4 | 14 | 52.5432 | 130.9471 | 390.5077
2028 | 1 | 4 | 15 | 53.5718 | 130.6411 | 394.0001
2028 | 1 | 4 | 16 | 55.6137 | 126.1621 | 402.0222
2028 | 1 | 4 | 17 | 58.581 | 123.7192 | 425.7633
2028 | 1 | 4 | 18 | 60.7139 | 123.2472 | 444.2049
2028 | 1 | 4 | 19 | 59.3161 | 119.3255 | 432.1285
2028 | 1 | 4 | 20 | 55.2854 | 111.105 | 419.5065
2028 | 1 | 4 | 21 | 51.3698 | 113.1352 | 403.7224
2028 | 1 | 4 | 22 | 47.4873 | 108.6945 | 382.4397
2028 | 1 | 4 | 23 | 44.8142 | 105.3902 | 355.8497
2028 | 1 | 5 | 0 | 43.1735 | 101.6945 | 335.0052
2028 | 1 | 5 | 1 | 40.3027 | 101.9841 | 306.8837
2028 | 1 | 5 | 2 | 39.0339 | 99.1703 | 297.257
2028 | 1 | 5 | 3 | 38.5691 | 97.922 | 291.0325
2028 | 1 | 5 | 4 | 38.6737 | 98.0263 | 288.8434
2028 | 1 | 5 | 5 | 40.3884 | 98.6256 | 289.9421
2028 | 1 | 5 | 6 | 42.6776 | 105.2324 | 298.564
2028 | 1 | 5 | 7 | 45.654 | 114.3121 | 324.6192
2028 | 1 | 5 | 8 | 48.5116 | 130.3478 | 358.5759
2028 | 1 | 5 | 9 | 49.7637 | 135.1408 | 371.7675
2028 | 1 | 5 | 10 | 50.0572 | 134.1456 | 371.1152
2028 | 1 | 5 | 11 | 50.9969 | 135.2393 | 368.544
2028 | 1 | 5 | 12 | 50.9132 | 130.33 | 365.755
2028 | 1 | 5 | 13 | 51.4666 | 128.8566 | 364.1431
2028 | 1 | 5 | 14 | 51.548 | 127.4814 | 364.9087
2028 | 1 | 5 | 15 | 52.4802 | 128.2757 | 367.9334
2028 | 1 | 5 | 16 | 54.4771 | 122.9671 | 375.9657
2028 | 1 | 5 | 17 | 57.3988 | 119.2806 | 401.914
2028 | 1 | 5 | 18 | 59.204 | 120.8289 | 422.9337
2028 | 1 | 5 | 19 | 58.2474 | 117.7535 | 411.1699
2028 | 1 | 5 | 20 | 54.7494 | 109.6287 | 399.2708
2028 | 1 | 5 | 21 | 51.0437 | 113.6801 | 384.1832
2028 | 1 | 5 | 22 | 47.1754 | 109.3403 | 362.6333
2028 | 1 | 5 | 23 | 44.4447 | 104.2248 | 335.9672
2028 | 1 | 6 | 0 | 42.6976 | 103.5092 | 318.2297
2028 | 1 | 6 | 1 | 39.5687 | 100.7651 | 281.8921
2028 | 1 | 6 | 2 | 38.2526 | 98.4486 | 271.6889
2028 | 1 | 6 | 3 | 37.7832 | 97.031 | 264.9231
2028 | 1 | 6 | 4 | 37.8442 | 96.3391 | 262.4043
2028 | 1 | 6 | 5 | 39.4647 | 97.2794 | 263.7955
2028 | 1 | 6 | 6 | 41.617 | 101.4294 | 272.4205
2028 | 1 | 6 | 7 | 44.4538 | 109.8451 | 299.0939
2028 | 1 | 6 | 8 | 47.1762 | 127.033 | 332.9961
2028 | 1 | 6 | 9 | 48.3417 | 132.4285 | 342.1003
2028 | 1 | 6 | 10 | 48.643 | 132.4184 | 337.053
2028 | 1 | 6 | 11 | 49.6044 | 131.8867 | 330.3302
2028 | 1 | 6 | 12 | 50.7302 | 129.8959 | 323.6952
2028 | 1 | 6 | 13 | 51.3793 | 129.0286 | 322.1513
2028 | 1 | 6 | 14 | 51.5176 | 126.6071 | 324.3827
2028 | 1 | 6 | 15 | 52.6091 | 125.9022 | 329.1958
2028 | 1 | 6 | 16 | 54.3537 | 122.3053 | 337.9098
2028 | 1 | 6 | 17 | 56.9262 | 117.2824 | 364.2959
2028 | 1 | 6 | 18 | 59.0736 | 116.8057 | 385.4396
2028 | 1 | 6 | 19 | 57.7812 | 114.2455 | 376.4169
2028 | 1 | 6 | 20 | 53.8596 | 104.9024 | 366.2413
2028 | 1 | 6 | 21 | 50.1653 | 108.0808 | 352.8645
2028 | 1 | 6 | 22 | 46.4701 | 103.5835 | 333.4716
2028 | 1 | 6 | 23 | 43.8744 | 99.4077 | 309.1875
2028 | 1 | 7 | 0 | 41.4832 | 99.0538 | 285.8828
2028 | 1 | 7 | 1 | 38.5712 | 96.2159 | 257.7295
2028 | 1 | 7 | 2 | 37.1187 | 93.0694 | 247.3925
2028 | 1 | 7 | 3 | 36.5056 | 92.389 | 240.6077
2028 | 1 | 7 | 4 | 36.438 | 92.3544 | 238.2717
2028 | 1 | 7 | 5 | 37.9149 | 92.5279 | 239.8037
2028 | 1 | 7 | 6 | 40.0599 | 100.6798 | 250.1113
2028 | 1 | 7 | 7 | 43.0149 | 109.6423 | 277.8422
2028 | 1 | 7 | 8 | 46.0246 | 126.4259 | 313.2666
2028 | 1 | 7 | 9 | 47.4669 | 131.8311 | 325.0263
2028 | 1 | 7 | 10 | 47.9604 | 132.025 | 320.6278
2028 | 1 | 7 | 11 | 48.9612 | 131.7217 | 312.2629
2028 | 1 | 7 | 12 | 49.2554 | 125.2226 | 307.9039
2028 | 1 | 7 | 13 | 49.7905 | 124.1927 | 306.3739
2028 | 1 | 7 | 14 | 49.676 | 124.2315 | 308.7136
2028 | 1 | 7 | 15 | 50.3534 | 121.6987 | 314.1489
2028 | 1 | 7 | 16 | 51.733 | 114.8824 | 323.3772
2028 | 1 | 7 | 17 | 53.9032 | 109.1214 | 349.8824
2028 | 1 | 7 | 18 | 56.2006 | 109.4811 | 371.117
2028 | 1 | 7 | 19 | 54.8697 | 106.2711 | 364.3677
2028 | 1 | 7 | 20 | 51.1565 | 98.3507 | 353.8588
2028 | 1 | 7 | 21 | 47.8542 | 102.4492 | 341.9129
2028 | 1 | 7 | 22 | 44.7609 | 98.4594 | 326.9675
2028 | 1 | 7 | 23 | 42.4577 | 92.0263 | 306.5556
2028 | 1 | 8 | 0 | 39.5362 | 90.8793 | 283.8701
2028 | 1 | 8 | 1 | 37.7369 | 88.3973 | 268.241
2028 | 1 | 8 | 2 | 36.2226 | 86.0528 | 258.6464
2028 | 1 | 8 | 3 | 35.5584 | 87.11 | 252.1326
2028 | 1 | 8 | 4 | 35.3255 | 90.9071 | 249.7431
2028 | 1 | 8 | 5 | 36.0964 | 91.6074 | 248.2446
2028 | 1 | 8 | 6 | 37.2287 | 97.3115 | 236.3272
2028 | 1 | 8 | 7 | 39.5345 | 96.9199 | 256.0723
2028 | 1 | 8 | 8 | 43.3022 | 107.0687 | 302.2762
2028 | 1 | 8 | 9 | 46.8418 | 110.0645 | 336.6532
2028 | 1 | 8 | 10 | 48.8265 | 111.5669 | 351.5446
2028 | 1 | 8 | 11 | 50.6231 | 111.2226 | 355.0929
2028 | 1 | 8 | 12 | 51.3141 | 107.6865 | 349.419
2028 | 1 | 8 | 13 | 51.5842 | 106.4057 | 350.4706
2028 | 1 | 8 | 14 | 51.3674 | 108.406 | 351.6102
2028 | 1 | 8 | 15 | 51.746 | 103.3325 | 359.4712
2028 | 1 | 8 | 16 | 52.9406 | 97.6171 | 369.5153
2028 | 1 | 8 | 17 | 55.1777 | 92.8496 | 398.1361
2028 | 1 | 8 | 18 | 57.7299 | 105.5896 | 407.3053
2028 | 1 | 8 | 19 | 55.7201 | 106.0375 | 398.05
2028 | 1 | 8 | 20 | 51.2008 | 97.3955 | 382.6533
2028 | 1 | 8 | 21 | 47.5679 | 99.9066 | 369.943
2028 | 1 | 8 | 22 | 44.8316 | 97.4697 | 357.1437
2028 | 1 | 8 | 23 | 43.162 | 93.9069 | 339.2055
2028 | 1 | 9 | 0 | 41.035 | 97.3077 | 314.8279
2028 | 1 | 9 | 1 | 40.3868 | 100.1334 | 296.3265
2028 | 1 | 9 | 2 | 39.098 | 97.1055 | 286.7629
2028 | 1 | 9 | 3 | 38.5827 | 97.5508 | 281.0291
2028 | 1 | 9 | 4 | 38.3605 | 100.0462 | 278.999
2028 | 1 | 9 | 5 | 39.026 | 99.2766 | 276.9404
2028 | 1 | 9 | 6 | 39.766 | 103.5869 | 272.6875
2028 | 1 | 9 | 7 | 41.4847 | 103.1913 | 286.2066
2028 | 1 | 9 | 8 | 44.7165 | 110.802 | 322.8986
2028 | 1 | 9 | 9 | 47.7384 | 109.8186 | 345.7502
2028 | 1 | 9 | 10 | 49.552 | 110.9991 | 347.7479
2028 | 1 | 9 | 11 | 51.2243 | 110.6734 | 342.4091
2028 | 1 | 9 | 12 | 53.1744 | 104.2901 | 339.5381
2028 | 1 | 9 | 13 | 53.7376 | 104.5108 | 336.0587
2028 | 1 | 9 | 14 | 53.9129 | 109.7334 | 334.4103
2028 | 1 | 9 | 15 | 54.7863 | 106.1032 | 343.726
2028 | 1 | 9 | 16 | 56.4194 | 99.7929 | 360.5461
2028 | 1 | 9 | 17 | 59.2258 | 98.8909 | 394.9861
2028 | 1 | 9 | 18 | 62.04 | 112.7553 | 436.1011
2028 | 1 | 9 | 19 | 60.1843 | 109.7153 | 420.3806
2028 | 1 | 9 | 20 | 55.6489 | 102.2261 | 401.5385
2028 | 1 | 9 | 21 | 51.3324 | 100.147 | 383.2107
2028 | 1 | 9 | 22 | 47.7272 | 100.2872 | 362.8676
2028 | 1 | 9 | 23 | 45.4701 | 95.7526 | 337.7109
2028 | 1 | 10 | 0 | 44.1864 | 100.9318 | 313.8385
2028 | 1 | 10 | 1 | 40.9018 | 100.6145 | 293.0587
2028 | 1 | 10 | 2 | 39.8383 | 99.5477 | 284.0915
2028 | 1 | 10 | 3 | 39.5268 | 101.0435 | 278.4509
2028 | 1 | 10 | 4 | 39.7226 | 102.515 | 276.4018
2028 | 1 | 10 | 5 | 41.3662 | 103.8634 | 278.585
2028 | 1 | 10 | 6 | 43.5559 | 112.5079 | 288.2838
2028 | 1 | 10 | 7 | 46.5002 | 121.2122 | 315.4283
2028 | 1 | 10 | 8 | 49.3189 | 142.9862 | 349.7061
2028 | 1 | 10 | 9 | 50.4255 | 146.1819 | 364.4037
2028 | 1 | 10 | 10 | 50.8301 | 149.2713 | 361.9545
2028 | 1 | 10 | 11 | 51.7223 | 145.6333 | 357.3347
2028 | 1 | 10 | 12 | 51.88 | 139.5426 | 374.1214
2028 | 1 | 10 | 13 | 52.3715 | 137.4786 | 375.6067
2028 | 1 | 10 | 14 | 52.4177 | 137.3774 | 376.4041
2028 | 1 | 10 | 15 | 53.3969 | 138.4747 | 381.1667
2028 | 1 | 10 | 16 | 55.3691 | 130.7545 | 389.4414
2028 | 1 | 10 | 17 | 57.9541 | 130.7747 | 413.8348
2028 | 1 | 10 | 18 | 60.1081 | 131.8056 | 431.9925
2028 | 1 | 10 | 19 | 58.6204 | 131.66 | 418.5818
2028 | 1 | 10 | 20 | 54.4591 | 124.0078 | 401.9471
2028 | 1 | 10 | 21 | 50.3771 | 124.6084 | 384.0129
2028 | 1 | 10 | 22 | 46.5032 | 120.4833 | 362.852
2028 | 1 | 10 | 23 | 43.8508 | 116.5333 | 337.2014
2028 | 1 | 11 | 0 | 42.1739 | 115.022 | 313.2908
2028 | 1 | 11 | 1 | 40.0599 | 107.4139 | 296.6115
2028 | 1 | 11 | 2 | 38.8853 | 105.9461 | 287.9085
2028 | 1 | 11 | 3 | 38.4927 | 104.8743 | 282.9445
2028 | 1 | 11 | 4 | 38.7348 | 103.915 | 281.4689
2028 | 1 | 11 | 5 | 40.5122 | 105.0925 | 283.9096
2028 | 1 | 11 | 6 | 43.0371 | 109.8395 | 292.2093
2028 | 1 | 11 | 7 | 46.0629 | 117.9553 | 319.8909
2028 | 1 | 11 | 8 | 49.1746 | 134.1717 | 354.3759
2028 | 1 | 11 | 9 | 50.4809 | 139.4146 | 368.5664
2028 | 1 | 11 | 10 | 50.855 | 138.172 | 367.1059
2028 | 1 | 11 | 11 | 51.7474 | 139.13 | 362.6297
2028 | 1 | 11 | 12 | 51.2476 | 135.3072 | 360.5859
2028 | 1 | 11 | 13 | 51.6654 | 133.1977 | 358.8229
2028 | 1 | 11 | 14 | 51.8385 | 127.3134 | 359.2791
2028 | 1 | 11 | 15 | 52.7292 | 128.0236 | 364.9644
2028 | 1 | 11 | 16 | 54.8115 | 125.8363 | 376.4547
2028 | 1 | 11 | 17 | 57.9125 | 124.2251 | 403.8399
2028 | 1 | 11 | 18 | 60.6145 | 123.1752 | 421.6719
2028 | 1 | 11 | 19 | 59.3905 | 121.8315 | 414.3769
2028 | 1 | 11 | 20 | 55.5004 | 114.5358 | 402.4949
2028 | 1 | 11 | 21 | 51.5616 | 114.5023 | 386.7579
2028 | 1 | 11 | 22 | 47.724 | 108.859 | 365.8989
2028 | 1 | 11 | 23 | 45.0516 | 109.3285 | 340.5701
2028 | 1 | 12 | 0 | 43.5904 | 107.5329 | 326.0391
2028 | 1 | 12 | 1 | 40.8909 | 105.7763 | 306.7966
2028 | 1 | 12 | 2 | 39.7104 | 103.4004 | 298.8195
2028 | 1 | 12 | 3 | 39.3171 | 101.8647 | 294.3425
2028 | 1 | 12 | 4 | 39.5218 | 101.292 | 293.7833
2028 | 1 | 12 | 5 | 41.3158 | 101.9449 | 296.6254
2028 | 1 | 12 | 6 | 44.0139 | 107.0234 | 302.2979
2028 | 1 | 12 | 7 | 46.8647 | 114.3602 | 328.8112
2028 | 1 | 12 | 8 | 49.63 | 130.9168 | 361.663
2028 | 1 | 12 | 9 | 50.8168 | 135.2926 | 373.4016
2028 | 1 | 12 | 10 | 50.6894 | 133.7431 | 369.3119
2028 | 1 | 12 | 11 | 51.2887 | 134.4327 | 363.4572
2028 | 1 | 12 | 12 | 50.9679 | 132.541 | 365.3936
2028 | 1 | 12 | 13 | 51.352 | 130.875 | 363.5431
2028 | 1 | 12 | 14 | 51.2746 | 127.0297 | 363.7415
2028 | 1 | 12 | 15 | 52.2795 | 128.8791 | 367.9397
2028 | 1 | 12 | 16 | 54.3357 | 123.9531 | 377.6402
2028 | 1 | 12 | 17 | 56.9862 | 120.7693 | 405.5131
2028 | 1 | 12 | 18 | 59.9404 | 123.049 | 433.6766
2028 | 1 | 12 | 19 | 58.9357 | 121.6336 | 424.4436
2028 | 1 | 12 | 20 | 55.0101 | 114.1621 | 412.0374
2028 | 1 | 12 | 21 | 51.217 | 115.6497 | 396.795
2028 | 1 | 12 | 22 | 47.3855 | 110.6287 | 375.5776
2028 | 1 | 12 | 23 | 44.8056 | 108.4697 | 349.3178
2028 | 1 | 13 | 0 | 43.3669 | 107.7763 | 324.4793
2028 | 1 | 13 | 1 | 41.2783 | 103.5494 | 307.8464
2028 | 1 | 13 | 2 | 40.1332 | 102.9295 | 298.6291
2028 | 1 | 13 | 3 | 39.7697 | 102.2561 | 293.6785
2028 | 1 | 13 | 4 | 39.9666 | 100.1835 | 292.4655
2028 | 1 | 13 | 5 | 41.6556 | 101.8494 | 294.7336
2028 | 1 | 13 | 6 | 44.2424 | 108.5963 | 304.4571
2028 | 1 | 13 | 7 | 47.1779 | 115.1515 | 331.5294
2028 | 1 | 13 | 8 | 50.1067 | 132.0042 | 366.2672
2028 | 1 | 13 | 9 | 51.3766 | 136.8139 | 381.0252
2028 | 1 | 13 | 10 | 51.557 | 137.6474 | 378.3249
2028 | 1 | 13 | 11 | 52.2575 | 135.8271 | 373.692
2028 | 1 | 13 | 12 | 52.3553 | 131.5559 | 369.9978
2028 | 1 | 13 | 13 | 52.8081 | 129.9512 | 368.5455
2028 | 1 | 13 | 14 | 53.0494 | 122.2098 | 369.362
2028 | 1 | 13 | 15 | 54.077 | 124.9848 | 374.8132
2028 | 1 | 13 | 16 | 55.8577 | 123.3236 | 384.1926
2028 | 1 | 13 | 17 | 58.5739 | 119.6344 | 410.0286
2028 | 1 | 13 | 18 | 60.4044 | 124.1641 | 434.7046
2028 | 1 | 13 | 19 | 60.1291 | 123.8407 | 426.5027
2028 | 1 | 13 | 20 | 56.6992 | 116.3397 | 414.6301
2028 | 1 | 13 | 21 | 53.2962 | 117.5602 | 399.6424
2028 | 1 | 13 | 22 | 49.7171 | 113.2345 | 379.0942
2028 | 1 | 13 | 23 | 47.1928 | 111.8685 | 353.0127
2028 | 1 | 14 | 0 | 43.9146 | 108.7155 | 332.2145
2028 | 1 | 14 | 1 | 42.494 | 105.7674 | 316.9319
2028 | 1 | 14 | 2 | 41.2938 | 103.0528 | 307.7393
2028 | 1 | 14 | 3 | 40.9106 | 101.2878 | 303.1207
2028 | 1 | 14 | 4 | 40.9768 | 100.5781 | 302.1274
2028 | 1 | 14 | 5 | 42.5747 | 100.9142 | 304.3547
2028 | 1 | 14 | 6 | 44.4093 | 107.0938 | 314.6513
2028 | 1 | 14 | 7 | 47.2901 | 114.8427 | 342.5897
2028 | 1 | 14 | 8 | 50.3068 | 129.7532 | 379.2768
2028 | 1 | 14 | 9 | 51.5769 | 136.0813 | 395.2991
2028 | 1 | 14 | 10 | 51.6144 | 133.4285 | 391.8685
2028 | 1 | 14 | 11 | 52.142 | 134.2154 | 384.0484
2028 | 1 | 14 | 12 | 52.798 | 127.9245 | 378.3635
2028 | 1 | 14 | 13 | 53.1018 | 125.623 | 374.9466
2028 | 1 | 14 | 14 | 53.0893 | 118.9843 | 374.4065
2028 | 1 | 14 | 15 | 53.819 | 116.4243 | 378.4528
2028 | 1 | 14 | 16 | 55.3608 | 113.9915 | 387.2511
2028 | 1 | 14 | 17 | 57.5557 | 109.7417 | 412.7135
2028 | 1 | 14 | 18 | 59.7806 | 109.5819 | 441.0344
2028 | 1 | 14 | 19 | 58.7245 | 109.0767 | 434.7798
2028 | 1 | 14 | 20 | 54.8632 | 101.8903 | 422.7082
2028 | 1 | 14 | 21 | 51.4576 | 104.1597 | 409.2759
2028 | 1 | 14 | 22 | 48.3002 | 99.0117 | 392.4842
2028 | 1 | 14 | 23 | 45.9485 | 95.6996 | 369.9653
2028 | 1 | 15 | 0 | 43.3779 | 94.3201 | 349.6854
2028 | 1 | 15 | 1 | 40.2408 | 91.1139 | 334.4935
2028 | 1 | 15 | 2 | 38.4536 | 88.4282 | 324.1668
2028 | 1 | 15 | 3 | 37.4872 | 88.5124 | 318.2471
2028 | 1 | 15 | 4 | 37.0657 | 89.8261 | 316.173
2028 | 1 | 15 | 5 | 37.5396 | 89.4525 | 315.4437
2028 | 1 | 15 | 6 | 37.9496 | 98.7106 | 318.4566
2028 | 1 | 15 | 7 | 39.5775 | 99.812 | 333.4487
2028 | 1 | 15 | 8 | 42.8748 | 109.4702 | 363.2946
2028 | 1 | 15 | 9 | 46.0548 | 109.9439 | 381.8084
2028 | 1 | 15 | 10 | 48.1078 | 112.5878 | 381.1056
2028 | 1 | 15 | 11 | 49.8321 | 114.6946 | 375.6155
2028 | 1 | 15 | 12 | 50.3015 | 108.4444 | 389.0158
2028 | 1 | 15 | 13 | 50.5054 | 106.3675 | 382.7356
2028 | 1 | 15 | 14 | 50.1567 | 107.0158 | 379.0687
2028 | 1 | 15 | 15 | 50.4648 | 100.7925 | 383.86
2028 | 1 | 15 | 16 | 51.4458 | 96.9832 | 395.3633
2028 | 1 | 15 | 17 | 53.2024 | 94.1108 | 423.9038
2028 | 1 | 15 | 18 | 54.2217 | 98.2776 | 449.1756
2028 | 1 | 15 | 19 | 52.3265 | 99.2399 | 438.804
2028 | 1 | 15 | 20 | 47.9561 | 90.5428 | 419.6899
2028 | 1 | 15 | 21 | 44.1436 | 92.9884 | 402.481
2028 | 1 | 15 | 22 | 41.393 | 90.3072 | 387.2042
2028 | 1 | 15 | 23 | 39.6943 | 87.8737 | 368.1975
2028 | 1 | 16 | 0 | 39.1309 | 94.3775 | 354.4071
2028 | 1 | 16 | 1 | 37.7357 | 93.9998 | 329.3604
2028 | 1 | 16 | 2 | 36.207 | 92.0597 | 318.3627
2028 | 1 | 16 | 3 | 35.3798 | 93.1597 | 311.6343
2028 | 1 | 16 | 4 | 34.9287 | 96.3429 | 308.413
2028 | 1 | 16 | 5 | 35.2468 | 97.2762 | 305.7726
2028 | 1 | 16 | 6 | 35.5946 | 106.291 | 303.5061
2028 | 1 | 16 | 7 | 37.2169 | 105.2413 | 314.3689
2028 | 1 | 16 | 8 | 40.6697 | 108.7303 | 346.2963
2028 | 1 | 16 | 9 | 44.3374 | 106.0247 | 374.9106
2028 | 1 | 16 | 10 | 46.8809 | 107.2212 | 383.7884
2028 | 1 | 16 | 11 | 48.9435 | 109.962 | 383.2439
2028 | 1 | 16 | 12 | 49.4982 | 105.3341 | 376.5043
2028 | 1 | 16 | 13 | 49.981 | 104.9977 | 372.8193
2028 | 1 | 16 | 14 | 50.0576 | 106.621 | 370.7693
2028 | 1 | 16 | 15 | 50.9548 | 101.8013 | 375.999
2028 | 1 | 16 | 16 | 52.7273 | 99.6469 | 387.2639
2028 | 1 | 16 | 17 | 55.1956 | 97.2276 | 416.8419
2028 | 1 | 16 | 18 | 57.0125 | 114.7764 | 446.4409
2028 | 1 | 16 | 19 | 55.2686 | 116.3927 | 433.8096
2028 | 1 | 16 | 20 | 50.9556 | 109.0232 | 414.0936
2028 | 1 | 16 | 21 | 46.8277 | 105.9472 | 394.525
2028 | 1 | 16 | 22 | 43.4639 | 105.2135 | 373.9253
2028 | 1 | 16 | 23 | 41.4304 | 100.7568 | 349.5151
2028 | 1 | 17 | 0 | 41.3117 | 104.9894 | 330.9607
2028 | 1 | 17 | 1 | 40.0985 | 105.5123 | 322.5111
2028 | 1 | 17 | 2 | 39.2203 | 104.531 | 314.7511
2028 | 1 | 17 | 3 | 39.1208 | 104.7151 | 311.1377
2028 | 1 | 17 | 4 | 39.4277 | 105.0657 | 310.5795
2028 | 1 | 17 | 5 | 41.2532 | 106.7309 | 313.8116
2028 | 1 | 17 | 6 | 43.8489 | 113.8474 | 317.0146
2028 | 1 | 17 | 7 | 46.9561 | 122.0539 | 347.1958
2028 | 1 | 17 | 8 | 49.9867 | 140.131 | 387.7703
2028 | 1 | 17 | 9 | 51.1422 | 144.5369 | 407.3758
2028 | 1 | 17 | 10 | 50.9148 | 142.8346 | 406.9329
2028 | 1 | 17 | 11 | 51.3354 | 139.9693 | 402.7553
2028 | 1 | 17 | 12 | 52.3672 | 134.8996 | 387.4824
2028 | 1 | 17 | 13 | 52.7884 | 131.3053 | 384.2127
2028 | 1 | 17 | 14 | 53.0665 | 126.334 | 383.3969
2028 | 1 | 17 | 15 | 54.266 | 124.9261 | 387.4052
2028 | 1 | 17 | 16 | 56.564 | 122.5329 | 398.5245
2028 | 1 | 17 | 17 | 59.4807 | 121.9193 | 429.5925
2028 | 1 | 17 | 18 | 60.6698 | 117.8736 | 453.2777
2028 | 1 | 17 | 19 | 60.3148 | 119.7531 | 452.907
2028 | 1 | 17 | 20 | 56.6454 | 111.5632 | 442.8781
2028 | 1 | 17 | 21 | 52.9678 | 113.6302 | 428.4952
2028 | 1 | 17 | 22 | 49.2514 | 108.4085 | 407.8981
2028 | 1 | 17 | 23 | 46.7355 | 106.2574 | 382.7654
2028 | 1 | 18 | 0 | 45.0304 | 106.9682 | 363.2185
2028 | 1 | 18 | 1 | 43.673 | 105.2778 | 349.373
2028 | 1 | 18 | 2 | 42.4509 | 102.962 | 341.8857
2028 | 1 | 18 | 3 | 41.9567 | 101.92 | 338.4908
2028 | 1 | 18 | 4 | 41.9804 | 101.853 | 337.7981
2028 | 1 | 18 | 5 | 43.385 | 102.2711 | 340.3262
2028 | 1 | 18 | 6 | 44.4702 | 110.3871 | 344.7956
2028 | 1 | 18 | 7 | 47.3087 | 118.5997 | 373.6332
2028 | 1 | 18 | 8 | 50.0548 | 135.6651 | 409.8573
2028 | 1 | 18 | 9 | 51.0707 | 137.8751 | 420.5823
2028 | 1 | 18 | 10 | 51.3584 | 139.0577 | 412.339
2028 | 1 | 18 | 11 | 52.168 | 141.6301 | 402.8991
2028 | 1 | 18 | 12 | 52.929 | 134.8441 | 392.2067
2028 | 1 | 18 | 13 | 53.377 | 133.2145 | 386.6808
2028 | 1 | 18 | 14 | 53.6316 | 133.7287 | 384.5104
2028 | 1 | 18 | 15 | 54.6431 | 133.1627 | 387.7865
2028 | 1 | 18 | 16 | 56.6109 | 127.4719 | 399.3088
2028 | 1 | 18 | 17 | 59.3956 | 125.4067 | 431.8237
2028 | 1 | 18 | 18 | 62.5068 | 125.8243 | 461.7317
2028 | 1 | 18 | 19 | 61.6508 | 125.4127 | 464.6086
2028 | 1 | 18 | 20 | 57.6086 | 116.717 | 456.3315
2028 | 1 | 18 | 21 | 53.7854 | 116.9115 | 444.1668
2028 | 1 | 18 | 22 | 50.0698 | 112.3789 | 425.0038
2028 | 1 | 18 | 23 | 47.4405 | 108.977 | 400.091
2028 | 1 | 19 | 0 | 45.174 | 109.6273 | 374.6052
2028 | 1 | 19 | 1 | 43.0125 | 105.9349 | 367.7818
2028 | 1 | 19 | 2 | 41.7815 | 103.951 | 361.173
2028 | 1 | 19 | 3 | 41.2827 | 102.3839 | 358.4269
2028 | 1 | 19 | 4 | 41.3823 | 101.4551 | 358.4203
2028 | 1 | 19 | 5 | 42.9737 | 102.2523 | 361.9598
2028 | 1 | 19 | 6 | 45.2793 | 104.631 | 362.668
2028 | 1 | 19 | 7 | 48.134 | 112.5142 | 391.143
2028 | 1 | 19 | 8 | 50.7678 | 129.4763 | 425.5743
2028 | 1 | 19 | 9 | 51.6487 | 135.9433 | 433.3793
2028 | 1 | 19 | 10 | 51.5827 | 135.1389 | 422.0686
2028 | 1 | 19 | 11 | 52.1102 | 132.7461 | 410.0469
2028 | 1 | 19 | 12 | 52.2627 | 128.1326 | 408.329
2028 | 1 | 19 | 13 | 52.5724 | 125.4372 | 403.5405
2028 | 1 | 19 | 14 | 52.7949 | 119.4715 | 402.0449
2028 | 1 | 19 | 15 | 53.6496 | 122.232 | 404.8568
2028 | 1 | 19 | 16 | 55.6123 | 119.3819 | 416.8671
2028 | 1 | 19 | 17 | 58.5135 | 115.5701 | 450.3516
2028 | 1 | 19 | 18 | 61.6455 | 118.592 | 485.7451
2028 | 1 | 19 | 19 | 61.0346 | 119.2384 | 488.988
2028 | 1 | 19 | 20 | 57.3824 | 111.6758 | 480.9512
2028 | 1 | 19 | 21 | 53.6225 | 115.2784 | 468.7631
2028 | 1 | 19 | 22 | 49.8109 | 110.9579 | 448.3942
2028 | 1 | 19 | 23 | 47.0584 | 107.7534 | 422.3956
2028 | 1 | 20 | 0 | 45.2307 | 108.8495 | 394.3407
2028 | 1 | 20 | 1 | 43.2446 | 105.2757 | 383.0062
2028 | 1 | 20 | 2 | 42.0648 | 103.6382 | 375.1071
2028 | 1 | 20 | 3 | 41.6948 | 102.2944 | 371.7925
2028 | 1 | 20 | 4 | 41.844 | 100.8609 | 371.0408
2028 | 1 | 20 | 5 | 43.4875 | 102.1402 | 373.4329
2028 | 1 | 20 | 6 | 45.0868 | 108.6549 | 375.4443
2028 | 1 | 20 | 7 | 47.8595 | 116.5367 | 402.8809
2028 | 1 | 20 | 8 | 50.6779 | 133.4524 | 436.575
2028 | 1 | 20 | 9 | 51.8758 | 138.6946 | 443.4583
2028 | 1 | 20 | 10 | 52.1923 | 139.3164 | 431.6052
2028 | 1 | 20 | 11 | 52.9517 | 137.9561 | 420.8271
2028 | 1 | 20 | 12 | 52.3187 | 133.0167 | 416.3791
2028 | 1 | 20 | 13 | 52.5637 | 131.2699 | 410.7049
2028 | 1 | 20 | 14 | 52.7547 | 127.6774 | 408.5314
2028 | 1 | 20 | 15 | 53.7523 | 126.6474 | 410.8789
2028 | 1 | 20 | 16 | 55.5968 | 123.9067 | 419.731
2028 | 1 | 20 | 17 | 58.408 | 119.6029 | 449.4056
2028 | 1 | 20 | 18 | 61.558 | 119.4501 | 485.9825
2028 | 1 | 20 | 19 | 61.0759 | 120.4178 | 483.6759
2028 | 1 | 20 | 20 | 57.2444 | 111.0822 | 473.6114
2028 | 1 | 20 | 21 | 53.6039 | 112.8388 | 459.6213
2028 | 1 | 20 | 22 | 49.9322 | 108.2321 | 438.7513
2028 | 1 | 20 | 23 | 47.3866 | 105.2807 | 411.9163
2028 | 1 | 21 | 0 | 45.7211 | 104.408 | 391.2321
2028 | 1 | 21 | 1 | 43.4522 | 98.2227 | 369.2897
2028 | 1 | 21 | 2 | 42.3262 | 95.2843 | 359.2876
2028 | 1 | 21 | 3 | 41.979 | 93.7951 | 354.3218
2028 | 1 | 21 | 4 | 42.2195 | 92.9888 | 352.3302
2028 | 1 | 21 | 5 | 43.9395 | 93.0134 | 353.1802
2028 | 1 | 21 | 6 | 46.9913 | 99.6688 | 358.6699
2028 | 1 | 21 | 7 | 49.7402 | 107.7158 | 385.4475
2028 | 1 | 21 | 8 | 52.453 | 124.4242 | 423.6184
2028 | 1 | 21 | 9 | 53.175 | 130.9645 | 440.224
2028 | 1 | 21 | 10 | 52.3087 | 129.6163 | 436.22
2028 | 1 | 21 | 11 | 52.1572 | 128.5799 | 427.7738
2028 | 1 | 21 | 12 | 51.6227 | 125.3745 | 422.809
2028 | 1 | 21 | 13 | 51.5415 | 123.6697 | 419.2193
2028 | 1 | 21 | 14 | 51.3604 | 122.5334 | 417.3501
2028 | 1 | 21 | 15 | 52.04 | 117.8035 | 418.7201
2028 | 1 | 21 | 16 | 53.8416 | 112.9097 | 422.4057
2028 | 1 | 21 | 17 | 56.3092 | 106.7881 | 442.6361
2028 | 1 | 21 | 18 | 60.3334 | 105.6538 | 458.1838
2028 | 1 | 21 | 19 | 59.7138 | 106.0083 | 457.8613
2028 | 1 | 21 | 20 | 55.946 | 97.3903 | 447.4098
2028 | 1 | 21 | 21 | 52.5264 | 100.9386 | 435.4381
2028 | 1 | 21 | 22 | 49.3458 | 96.626 | 419.1713
2028 | 1 | 21 | 23 | 47.037 | 90.5033 | 396.6669
2028 | 1 | 22 | 0 | 45.1482 | 87.9108 | 369.2707
2028 | 1 | 22 | 1 | 43.169 | 87.8741 | 357.7012
2028 | 1 | 22 | 2 | 41.6158 | 85.2352 | 348.1444
2028 | 1 | 22 | 3 | 40.8745 | 85.2768 | 342.8009
2028 | 1 | 22 | 4 | 40.8932 | 87.489 | 341.484
2028 | 1 | 22 | 5 | 41.8288 | 87.4256 | 343.1907
2028 | 1 | 22 | 6 | 42.7715 | 94.1159 | 344.3967
2028 | 1 | 22 | 7 | 44.1986 | 95.5157 | 359.1798
2028 | 1 | 22 | 8 | 46.9674 | 105.0156 | 387.6179
2028 | 1 | 22 | 9 | 49.9364 | 108.2828 | 415.0212
2028 | 1 | 22 | 10 | 51.9621 | 111.5638 | 424.0498
2028 | 1 | 22 | 11 | 53.5751 | 111.4322 | 424.0108
2028 | 1 | 22 | 12 | 53.5583 | 103.8588 | 407.7666
2028 | 1 | 22 | 13 | 53.6056 | 102.0198 | 403.533
2028 | 1 | 22 | 14 | 53.4366 | 104.2438 | 400.7135
2028 | 1 | 22 | 15 | 53.8601 | 97.4604 | 400.5823
2028 | 1 | 22 | 16 | 54.8931 | 93.2714 | 409.3522
2028 | 1 | 22 | 17 | 56.8747 | 89.3159 | 439.771
2028 | 1 | 22 | 18 | 59.3003 | 99.5239 | 482.4382
2028 | 1 | 22 | 19 | 57.8327 | 102.4883 | 476.3736
2028 | 1 | 22 | 20 | 53.2219 | 92.2978 | 456.6717
2028 | 1 | 22 | 21 | 49.1964 | 95.9905 | 439.2384
2028 | 1 | 22 | 22 | 46.3732 | 92.9952 | 424.732
2028 | 1 | 22 | 23 | 44.5558 | 89.829 | 407.0474
2028 | 1 | 23 | 0 | 43.1852 | 94.4043 | 388.9026
2028 | 1 | 23 | 1 | 41.4575 | 96.7574 | 373.2979
2028 | 1 | 23 | 2 | 40.1542 | 94.2029 | 363.3377
2028 | 1 | 23 | 3 | 39.5337 | 94.6045 | 358.1354
2028 | 1 | 23 | 4 | 39.6025 | 97.5913 | 356.6991
2028 | 1 | 23 | 5 | 40.4575 | 97.6109 | 356.6308
2028 | 1 | 23 | 6 | 41.6606 | 102.7425 | 359.4969
2028 | 1 | 23 | 7 | 42.7074 | 102.6743 | 369.7273
2028 | 1 | 23 | 8 | 45.2121 | 108.0261 | 394.029
2028 | 1 | 23 | 9 | 48.1575 | 107.9635 | 416.1841
2028 | 1 | 23 | 10 | 50.2563 | 109.9899 | 421.5975
2028 | 1 | 23 | 11 | 51.9228 | 109.7638 | 415.8409
2028 | 1 | 23 | 12 | 53.0782 | 102.0117 | 378.5231
2028 | 1 | 23 | 13 | 53.423 | 101.7407 | 372.3761
2028 | 1 | 23 | 14 | 53.6063 | 107.2915 | 369.6428
2028 | 1 | 23 | 15 | 54.5618 | 102.1134 | 370.7704
2028 | 1 | 23 | 16 | 56.2116 | 97.4372 | 383.8928
2028 | 1 | 23 | 17 | 58.689 | 95.5229 | 423.2126
2028 | 1 | 23 | 18 | 60.8307 | 108.7302 | 484.022
2028 | 1 | 23 | 19 | 59.5387 | 111.1764 | 480.7561
2028 | 1 | 23 | 20 | 55.0538 | 103.0965 | 462.2577
2028 | 1 | 23 | 21 | 50.5953 | 103.6014 | 443.1325
2028 | 1 | 23 | 22 | 47.1008 | 103.7949 | 422.7429
2028 | 1 | 23 | 23 | 44.9178 | 97.4515 | 399.3816
2028 | 1 | 24 | 0 | 44.1176 | 103.251 | 378.9019
2028 | 1 | 24 | 1 | 44.0597 | 101.0848 | 364.7532
2028 | 1 | 24 | 2 | 43.4104 | 99.7641 | 357.3213
2028 | 1 | 24 | 3 | 43.5239 | 100.3968 | 354.2713
2028 | 1 | 24 | 4 | 44.0879 | 101.1129 | 353.7256
2028 | 1 | 24 | 5 | 46.168 | 102.558 | 356.6257
2028 | 1 | 24 | 6 | 48.8854 | 112.1024 | 361.5695
2028 | 1 | 24 | 7 | 51.7704 | 121.1464 | 390.462
2028 | 1 | 24 | 8 | 54.5748 | 140.5769 | 426.0768
2028 | 1 | 24 | 9 | 55.2494 | 144.5834 | 434.9459
2028 | 1 | 24 | 10 | 54.4506 | 144.8664 | 422.8999
2028 | 1 | 24 | 11 | 54.3464 | 141.2197 | 411.3935
2028 | 1 | 24 | 12 | 52.889 | 134.9844 | 400.439
2028 | 1 | 24 | 13 | 52.7457 | 132.0807 | 393.5976
2028 | 1 | 24 | 14 | 52.8474 | 133.15 | 390.4673
2028 | 1 | 24 | 15 | 53.9281 | 129.2074 | 392.14
2028 | 1 | 24 | 16 | 56.5912 | 124.0023 | 403.0022
2028 | 1 | 24 | 17 | 59.9688 | 122.1007 | 436.6447
2028 | 1 | 24 | 18 | 63.4978 | 120.9727 | 475.1493
2028 | 1 | 24 | 19 | 63.7531 | 123.037 | 476.9446
2028 | 1 | 24 | 20 | 60.1346 | 113.0141 | 466.5626
2028 | 1 | 24 | 21 | 56.4079 | 114.2803 | 451.8836
2028 | 1 | 24 | 22 | 52.584 | 109.3934 | 431.0313
2028 | 1 | 24 | 23 | 50.0747 | 105.6516 | 405.5103
2028 | 1 | 25 | 0 | 48.9089 | 104.8137 | 382.9619
2028 | 1 | 25 | 1 | 46.7444 | 102.4169 | 365.0928
2028 | 1 | 25 | 2 | 45.7561 | 99.8692 | 356.234
2028 | 1 | 25 | 3 | 45.5192 | 98.8002 | 351.9136
2028 | 1 | 25 | 4 | 45.7955 | 99.03 | 350.0406
2028 | 1 | 25 | 5 | 47.5347 | 99.265 | 351.1885
2028 | 1 | 25 | 6 | 49.5827 | 107.9763 | 360.4422
2028 | 1 | 25 | 7 | 52.0733 | 116.2467 | 387.8877
2028 | 1 | 25 | 8 | 54.319 | 133.033 | 424.5118
2028 | 1 | 25 | 9 | 54.527 | 135.8627 | 436.5841
2028 | 1 | 25 | 10 | 53.4099 | 136.9327 | 428.5462
2028 | 1 | 25 | 11 | 53.1594 | 137.6662 | 418.6639
2028 | 1 | 25 | 12 | 53.1221 | 129.7638 | 403.611
2028 | 1 | 25 | 13 | 53.1396 | 127.6835 | 396.265
2028 | 1 | 25 | 14 | 53.0989 | 126.4095 | 392.8991
2028 | 1 | 25 | 15 | 53.9491 | 126.1675 | 395.1229
2028 | 1 | 25 | 16 | 55.9692 | 121.69 | 404.4382
2028 | 1 | 25 | 17 | 58.8184 | 118.3348 | 432.3467
2028 | 1 | 25 | 18 | 62.8977 | 121.2071 | 462.6214
2028 | 1 | 25 | 19 | 62.6306 | 122.5298 | 460.4098
2028 | 1 | 25 | 20 | 58.6126 | 113.0661 | 449.2251
2028 | 1 | 25 | 21 | 54.8174 | 115.0082 | 433.7455
2028 | 1 | 25 | 22 | 51.0292 | 111.0288 | 412.309
2028 | 1 | 25 | 23 | 48.5581 | 105.9198 | 385.9952
2028 | 1 | 26 | 0 | 46.2829 | 106.3559 | 372.9383
2028 | 1 | 26 | 1 | 45.436 | 102.5134 | 350.8203
2028 | 1 | 26 | 2 | 44.3634 | 99.9663 | 342.0777
2028 | 1 | 26 | 3 | 44.0693 | 98.2447 | 337.602
2028 | 1 | 26 | 4 | 44.2926 | 97.5976 | 336.1128
2028 | 1 | 26 | 5 | 46.1037 | 98.1371 | 337.6269
2028 | 1 | 26 | 6 | 48.1577 | 103.0121 | 346.4134
2028 | 1 | 26 | 7 | 50.8418 | 111.7919 | 372.9904
2028 | 1 | 26 | 8 | 53.34 | 128.4797 | 408.3786
2028 | 1 | 26 | 9 | 53.9698 | 134.8107 | 420.45
2028 | 1 | 26 | 10 | 53.4565 | 133.8105 | 413.1276
2028 | 1 | 26 | 11 | 53.5928 | 131.8363 | 403.8996
2028 | 1 | 26 | 12 | 55.0603 | 124.908 | 393.4875
2028 | 1 | 26 | 13 | 55.2232 | 122.573 | 387.2412
2028 | 1 | 26 | 14 | 55.4903 | 118.8479 | 384.8687
2028 | 1 | 26 | 15 | 56.2804 | 119.4544 | 386.767
2028 | 1 | 26 | 16 | 58.1674 | 115.9017 | 395.5239
2028 | 1 | 26 | 17 | 60.9198 | 110.1209 | 423.0053
2028 | 1 | 26 | 18 | 63.9593 | 112.9905 | 448.9673
2028 | 1 | 26 | 19 | 63.603 | 114.2004 | 448.738
2028 | 1 | 26 | 20 | 59.7049 | 105.1835 | 438.9092
2028 | 1 | 26 | 21 | 55.9068 | 109.6015 | 424.513
2028 | 1 | 26 | 22 | 52.0341 | 105.4722 | 402.7943
2028 | 1 | 26 | 23 | 49.2794 | 101.1037 | 376.3698
2028 | 1 | 27 | 0 | 47.1024 | 102.493 | 359.4647
2028 | 1 | 27 | 1 | 45.8413 | 100.4731 | 341.5366
2028 | 1 | 27 | 2 | 44.7909 | 98.0749 | 332.9201
2028 | 1 | 27 | 3 | 44.5852 | 96.7582 | 329.0589
2028 | 1 | 27 | 4 | 44.8147 | 96.3906 | 327.9862
2028 | 1 | 27 | 5 | 46.5923 | 97.046 | 329.995
2028 | 1 | 27 | 6 | 48.4618 | 105.1079 | 336.9871
2028 | 1 | 27 | 7 | 51.0471 | 113.9102 | 364.2575
2028 | 1 | 27 | 8 | 53.6073 | 131.8933 | 399.4176
2028 | 1 | 27 | 9 | 54.3667 | 137.7978 | 410.4085
2028 | 1 | 27 | 10 | 53.7088 | 140.1867 | 401.639
2028 | 1 | 27 | 11 | 53.7272 | 137.116 | 392.858
2028 | 1 | 27 | 12 | 52.2097 | 132.0864 | 381.5246
2028 | 1 | 27 | 13 | 52.1371 | 130.5033 | 375.4656
2028 | 1 | 27 | 14 | 52.1969 | 131.8548 | 373.7068
2028 | 1 | 27 | 15 | 53.2414 | 129.1844 | 376.946
2028 | 1 | 27 | 16 | 55.3434 | 124.383 | 385.2252
2028 | 1 | 27 | 17 | 58.2597 | 118.7331 | 413.1689
2028 | 1 | 27 | 18 | 61.1636 | 117.4906 | 440.8492
2028 | 1 | 27 | 19 | 61.7723 | 118.8349 | 444.4725
2028 | 1 | 27 | 20 | 58.3296 | 108.0662 | 436.5473
2028 | 1 | 27 | 21 | 54.9441 | 110.4577 | 424.0436
2028 | 1 | 27 | 22 | 51.3035 | 106.5212 | 404.1263
2028 | 1 | 27 | 23 | 48.9743 | 101.995 | 378.5187
2028 | 1 | 28 | 0 | 47.7685 | 101.9175 | 355.8726
2028 | 1 | 28 | 1 | 46.2895 | 100.771 | 325.9686
2028 | 1 | 28 | 2 | 45.321 | 98.1246 | 315.2472
2028 | 1 | 28 | 3 | 45.1392 | 98.2352 | 309.0119
2028 | 1 | 28 | 4 | 45.4497 | 98.9358 | 305.8322
2028 | 1 | 28 | 5 | 47.2651 | 99.2387 | 305.6099
2028 | 1 | 28 | 6 | 49.9819 | 107.5662 | 312.2363
2028 | 1 | 28 | 7 | 52.6166 | 115.3442 | 338.6532
2028 | 1 | 28 | 8 | 55.1889 | 132.5644 | 374.2584
2028 | 1 | 28 | 9 | 55.6633 | 138.7513 | 388.8974
2028 | 1 | 28 | 10 | 54.332 | 142.0448 | 384.7373
2028 | 1 | 28 | 11 | 53.7655 | 135.7784 | 377.6726
2028 | 1 | 28 | 12 | 52.8341 | 130.9253 | 368.7192
2028 | 1 | 28 | 13 | 52.5272 | 128.2677 | 364.053
2028 | 1 | 28 | 14 | 52.3592 | 129.5323 | 362.1713
2028 | 1 | 28 | 15 | 53.0233 | 126.5915 | 364.0802
2028 | 1 | 28 | 16 | 54.9169 | 120.3256 | 367.9613
2028 | 1 | 28 | 17 | 57.4579 | 116.2573 | 390.2257
2028 | 1 | 28 | 18 | 60.7158 | 121.199 | 414.4363
2028 | 1 | 28 | 19 | 61.0119 | 121.9954 | 412.1073
2028 | 1 | 28 | 20 | 57.5635 | 113.528 | 400.0308
2028 | 1 | 28 | 21 | 54.2858 | 115.1701 | 386.4169
2028 | 1 | 28 | 22 | 51.1083 | 111.8477 | 369.7132
2028 | 1 | 28 | 23 | 48.914 | 106.4948 | 347.4019
2028 | 1 | 29 | 0 | 47.3988 | 104.2726 | 328.4171
2028 | 1 | 29 | 1 | 46.5016 | 102.6715 | 324.6209
2028 | 1 | 29 | 2 | 45.1711 | 99.3827 | 315.9132
2028 | 1 | 29 | 3 | 44.6476 | 99.1498 | 310.9568
2028 | 1 | 29 | 4 | 45.124 | 102.0352 | 309.8281
2028 | 1 | 29 | 5 | 46.542 | 101.4787 | 311.2911
2028 | 1 | 29 | 6 | 48.5152 | 108.3498 | 307.2264
2028 | 1 | 29 | 7 | 49.5413 | 109.1729 | 327.0136
2028 | 1 | 29 | 8 | 51.3143 | 118.3367 | 368.3768
2028 | 1 | 29 | 9 | 53.5311 | 119.2718 | 405.6211
2028 | 1 | 29 | 10 | 54.8578 | 121.0932 | 418.4858
2028 | 1 | 29 | 11 | 55.9442 | 119.6311 | 421.5132
2028 | 1 | 29 | 12 | 55.4001 | 112.1633 | 410.004
2028 | 1 | 29 | 13 | 55.1036 | 109.7916 | 406.9272
2028 | 1 | 29 | 14 | 54.9081 | 113.5945 | 404.6099
2028 | 1 | 29 | 15 | 55.3979 | 104.8783 | 407.7882
2028 | 1 | 29 | 16 | 56.5974 | 100.889 | 418.992
2028 | 1 | 29 | 17 | 58.8618 | 96.9292 | 447.0477
2028 | 1 | 29 | 18 | 61.6332 | 108.9795 | 478.791
2028 | 1 | 29 | 19 | 61.2717 | 111.0987 | 475.9631
2028 | 1 | 29 | 20 | 57.0158 | 100.975 | 457.9782
2028 | 1 | 29 | 21 | 52.9372 | 99.4315 | 442.7454
2028 | 1 | 29 | 22 | 50.0683 | 99.4125 | 430.041
2028 | 1 | 29 | 23 | 48.2724 | 95.234 | 413.048
2028 | 1 | 30 | 0 | 47.3748 | 101.7496 | 390.2325
2028 | 1 | 30 | 1 | 46.7237 | 96.5178 | 372.762
2028 | 1 | 30 | 2 | 45.5348 | 93.5407 | 363.0576
2028 | 1 | 30 | 3 | 45.0437 | 93.9862 | 358.1468
2028 | 1 | 30 | 4 | 45.416 | 97.1427 | 356.2449
2028 | 1 | 30 | 5 | 46.5894 | 95.6304 | 354.8332
2028 | 1 | 30 | 6 | 47.2731 | 104.0719 | 353.7746
2028 | 1 | 30 | 7 | 47.9234 | 102.2057 | 365.2154
2028 | 1 | 30 | 8 | 50.0212 | 111.6006 | 389.8907
2028 | 1 | 30 | 9 | 53.135 | 110.3963 | 403.4971
2028 | 1 | 30 | 10 | 55.9092 | 112.3351 | 399.6288
2028 | 1 | 30 | 11 | 57.8496 | 112.1798 | 387.6671
2028 | 1 | 30 | 12 | 58.3991 | 105.6455 | 357.9363
2028 | 1 | 30 | 13 | 58.7034 | 104.0463 | 347.3796
2028 | 1 | 30 | 14 | 59.0834 | 110.0645 | 343.0026
2028 | 1 | 30 | 15 | 60.187 | 104.2557 | 346.6435
2028 | 1 | 30 | 16 | 61.6622 | 99.2677 | 363.1617
2028 | 1 | 30 | 17 | 63.8274 | 97.0787 | 405.8576
2028 | 1 | 30 | 18 | 63.9388 | 107.2105 | 463.9507
2028 | 1 | 30 | 19 | 63.4505 | 108.791 | 466.201
2028 | 1 | 30 | 20 | 59.019 | 100.8901 | 449.7347
2028 | 1 | 30 | 21 | 54.3584 | 98.9391 | 431.3336
2028 | 1 | 30 | 22 | 50.7746 | 97.6586 | 410.5287
2028 | 1 | 30 | 23 | 48.5078 | 94.463 | 386.9051
2028 | 1 | 31 | 0 | 47.7803 | 102.4684 | 371.8746
2028 | 1 | 31 | 1 | 47.0284 | 100.366 | 347.3166
2028 | 1 | 31 | 2 | 46.2493 | 99.8902 | 338.3212
2028 | 1 | 31 | 3 | 46.2796 | 99.7882 | 333.5446
2028 | 1 | 31 | 4 | 46.697 | 99.5159 | 331.3872
2028 | 1 | 31 | 5 | 48.6601 | 100.7328 | 332.8967
2028 | 1 | 31 | 6 | 51.0011 | 109.3512 | 337.2829
2028 | 1 | 31 | 7 | 53.5693 | 117.0694 | 365.1584
2028 | 1 | 31 | 8 | 55.9357 | 135.089 | 403.4437
2028 | 1 | 31 | 9 | 56.1574 | 139.3493 | 421.6668
2028 | 1 | 31 | 10 | 54.9504 | 138.0468 | 418.5774
2028 | 1 | 31 | 11 | 54.5016 | 135.3933 | 412.0668
2028 | 1 | 31 | 12 | 53.8683 | 129.4363 | 402.9694
2028 | 1 | 31 | 13 | 53.6127 | 125.8764 | 398.389
2028 | 1 | 31 | 14 | 53.5161 | 121.1784 | 396.3675
2028 | 1 | 31 | 15 | 54.3439 | 120.8541 | 399.2026
2028 | 1 | 31 | 16 | 56.5727 | 118.6592 | 406.5662
2028 | 1 | 31 | 17 | 59.4136 | 115.5452 | 430.1472
2028 | 1 | 31 | 18 | 64.1259 | 116.6842 | 447.8023
2028 | 1 | 31 | 19 | 63.9919 | 120.7813 | 445.5812
2028 | 1 | 31 | 20 | 59.7689 | 111.635 | 431.7831
2028 | 1 | 31 | 21 | 55.8066 | 113.9734 | 414.0747
2028 | 1 | 31 | 22 | 51.8879 | 109.8571 | 392.1824
2028 | 1 | 31 | 23 | 49.3607 | 106.4367 | 366.4244
2028 | 2 | 1 | 0 | 47.9661 | 106.0708 | 348.5399
2028 | 2 | 1 | 1 | 44.8863 | 107.5501 | 326.0935
2028 | 2 | 1 | 2 | 43.7709 | 105.697 | 317.0847
2028 | 2 | 1 | 3 | 43.5075 | 104.4776 | 312.6243
2028 | 2 | 1 | 4 | 43.7263 | 103.0163 | 311.4274
2028 | 2 | 1 | 5 | 45.4784 | 104.1464 | 313.5598
2028 | 2 | 1 | 6 | 47.3834 | 107.958 | 320.3025
2028 | 2 | 1 | 7 | 50.0751 | 117.6122 | 348.3088
2028 | 2 | 1 | 8 | 52.8871 | 132.4282 | 385.5511
2028 | 2 | 1 | 9 | 54.1179 | 137.3237 | 400.4542
2028 | 2 | 1 | 10 | 54.0973 | 139.3244 | 398.6165
2028 | 2 | 1 | 11 | 54.6286 | 140.317 | 392.4845
2028 | 2 | 1 | 12 | 54.1261 | 137.4287 | 383.6682
2028 | 2 | 1 | 13 | 54.2046 | 134.9825 | 381.3207
2028 | 2 | 1 | 14 | 54.0825 | 132.317 | 377.6265
2028 | 2 | 1 | 15 | 54.9601 | 133.0742 | 379.1999
2028 | 2 | 1 | 16 | 56.8235 | 127.9901 | 388.0158
2028 | 2 | 1 | 17 | 59.4842 | 125.7638 | 412.9036
2028 | 2 | 1 | 18 | 62.12 | 119.1665 | 438.2146
2028 | 2 | 1 | 19 | 61.9851 | 122.0368 | 439.2972
2028 | 2 | 1 | 20 | 57.8727 | 114.8229 | 428.9945
2028 | 2 | 1 | 21 | 54.007 | 115.7329 | 414.104
2028 | 2 | 1 | 22 | 50.1583 | 111.1494 | 393.762
2028 | 2 | 1 | 23 | 47.7802 | 107.5346 | 368.1334
2028 | 2 | 2 | 0 | 45.978 | 106.6232 | 349.2604
2028 | 2 | 2 | 1 | 44.2761 | 107.9594 | 325.1404
2028 | 2 | 2 | 2 | 43.2574 | 105.9681 | 316.6859
2028 | 2 | 2 | 3 | 43.0631 | 105.6144 | 312.3177
2028 | 2 | 2 | 4 | 43.3398 | 104.8921 | 311.7105
2028 | 2 | 2 | 5 | 45.2091 | 106.2696 | 313.9229
2028 | 2 | 2 | 6 | 47.4882 | 107.5744 | 321.5933
2028 | 2 | 2 | 7 | 50.3118 | 116.9922 | 348.4486
2028 | 2 | 2 | 8 | 53.137 | 133.6861 | 383.3305
2028 | 2 | 2 | 9 | 54.47 | 140.3451 | 395.2518
2028 | 2 | 2 | 10 | 54.3361 | 144.7756 | 390.571
2028 | 2 | 2 | 11 | 54.7847 | 139.696 | 383.0388
2028 | 2 | 2 | 12 | 53.5475 | 134.9783 | 379.9267
2028 | 2 | 2 | 13 | 53.5289 | 132.6898 | 377.2819
2028 | 2 | 2 | 14 | 53.3994 | 129.4285 | 373.3966
2028 | 2 | 2 | 15 | 54.3236 | 132.9261 | 373.8132
2028 | 2 | 2 | 16 | 56.3527 | 126.3908 | 381.5904
2028 | 2 | 2 | 17 | 59.117 | 123.199 | 407.5162
2028 | 2 | 2 | 18 | 60.5866 | 126.6862 | 428.4127
2028 | 2 | 2 | 19 | 61.581 | 129.5075 | 430.2607
2028 | 2 | 2 | 20 | 58.3832 | 123.2898 | 420.7752
2028 | 2 | 2 | 21 | 54.9555 | 125.2302 | 406.3541
2028 | 2 | 2 | 22 | 51.1789 | 121.5195 | 385.4314
2028 | 2 | 2 | 23 | 48.824 | 117.1615 | 359.4139
2028 | 2 | 3 | 0 | 47.1697 | 116.0431 | 342.6562
2028 | 2 | 3 | 1 | 46.206 | 114.056 | 317.2539
2028 | 2 | 3 | 2 | 45.3434 | 112.2584 | 308.1455
2028 | 2 | 3 | 3 | 45.3115 | 111.1035 | 303.7201
2028 | 2 | 3 | 4 | 45.6012 | 109.6761 | 303.0371
2028 | 2 | 3 | 5 | 47.3994 | 111.6991 | 305.4283
2028 | 2 | 3 | 6 | 50.1715 | 117.5304 | 312.0314
2028 | 2 | 3 | 7 | 52.7967 | 127.0208 | 338.7158
2028 | 2 | 3 | 8 | 55.0572 | 140.6014 | 371.7992
2028 | 2 | 3 | 9 | 55.4074 | 146.5847 | 383.0307
2028 | 2 | 3 | 10 | 53.8743 | 149.1442 | 379.0269
2028 | 2 | 3 | 11 | 53.3562 | 147.5697 | 373.0527
2028 | 2 | 3 | 12 | 52.8532 | 139.7238 | 366.4913
2028 | 2 | 3 | 13 | 52.554 | 137.0115 | 364.9734
2028 | 2 | 3 | 14 | 52.2892 | 131.4027 | 362.3603
2028 | 2 | 3 | 15 | 53.3248 | 130.1591 | 364.5482
2028 | 2 | 3 | 16 | 55.4731 | 128.0218 | 371.7291
2028 | 2 | 3 | 17 | 58.278 | 125.4698 | 396.5037
2028 | 2 | 3 | 18 | 62.8031 | 121.3024 | 424.0059
2028 | 2 | 3 | 19 | 63.4274 | 125.0854 | 425.4977
2028 | 2 | 3 | 20 | 59.7912 | 117.4754 | 415.4446
2028 | 2 | 3 | 21 | 56.1919 | 117.7982 | 400.9949
2028 | 2 | 3 | 22 | 52.4849 | 112.799 | 381.111
2028 | 2 | 3 | 23 | 50.0977 | 110.8153 | 355.4783
2028 | 2 | 4 | 0 | 48.5374 | 109.752 | 332.9798
2028 | 2 | 4 | 1 | 45.8166 | 112.385 | 309.782
2028 | 2 | 4 | 2 | 44.6761 | 109.3713 | 299.9362
2028 | 2 | 4 | 3 | 44.3476 | 108.8947 | 294.8083
2028 | 2 | 4 | 4 | 44.494 | 109.2369 | 293.4422
2028 | 2 | 4 | 5 | 46.0966 | 109.8566 | 295.1057
2028 | 2 | 4 | 6 | 48.241 | 114.4782 | 304.2747
2028 | 2 | 4 | 7 | 50.8989 | 123.5162 | 331.4188
2028 | 2 | 4 | 8 | 53.5677 | 138.7176 | 366.0565
2028 | 2 | 4 | 9 | 54.6373 | 144.0344 | 378.6613
2028 | 2 | 4 | 10 | 54.3688 | 148.7525 | 373.3712
2028 | 2 | 4 | 11 | 54.5728 | 146.5381 | 364.2818
2028 | 2 | 4 | 12 | 54.4344 | 141.8046 | 362.4016
2028 | 2 | 4 | 13 | 54.3192 | 139.4614 | 360.6547
2028 | 2 | 4 | 14 | 53.931 | 140.2178 | 357.4812
2028 | 2 | 4 | 15 | 54.5141 | 137.5685 | 358.4162
2028 | 2 | 4 | 16 | 55.8087 | 129.2264 | 363.9766
2028 | 2 | 4 | 17 | 57.5448 | 127.2472 | 386.4119
2028 | 2 | 4 | 18 | 58.7708 | 125.5598 | 409.8102
2028 | 2 | 4 | 19 | 58.7582 | 128.7613 | 412.1019
2028 | 2 | 4 | 20 | 55.0027 | 122.547 | 401.1807
2028 | 2 | 4 | 21 | 51.4768 | 121.9749 | 387.7807
2028 | 2 | 4 | 22 | 48.2263 | 118.0818 | 371.681
2028 | 2 | 4 | 23 | 46.1003 | 112.3778 | 349.853
2028 | 2 | 5 | 0 | 44.4316 | 111.0145 | 328.9624
2028 | 2 | 5 | 1 | 42.0158 | 107.0739 | 312.7832
2028 | 2 | 5 | 2 | 40.5721 | 104.228 | 302.9662
2028 | 2 | 5 | 3 | 39.926 | 104.393 | 297.5085
2028 | 2 | 5 | 4 | 40.1021 | 106.558 | 296.1427
2028 | 2 | 5 | 5 | 41.179 | 107.3541 | 296.237
2028 | 2 | 5 | 6 | 42.3785 | 113.4194 | 294.4897
2028 | 2 | 5 | 7 | 43.6089 | 115.8635 | 311.6213
2028 | 2 | 5 | 8 | 45.8996 | 120.8908 | 348.5846
2028 | 2 | 5 | 9 | 49.0374 | 120.5318 | 376.8535
2028 | 2 | 5 | 10 | 51.2691 | 124.5653 | 384.3101
2028 | 2 | 5 | 11 | 53.0255 | 125.4823 | 382.8207
2028 | 2 | 5 | 12 | 50.8342 | 119.3264 | 379.6752
2028 | 2 | 5 | 13 | 50.4869 | 117.4139 | 376.8074
2028 | 2 | 5 | 14 | 49.8962 | 115.8543 | 371.472
2028 | 2 | 5 | 15 | 50.2801 | 107.8049 | 373.1738
2028 | 2 | 5 | 16 | 51.3991 | 105.6263 | 382.6295
2028 | 2 | 5 | 17 | 53.3909 | 101.7483 | 408.116
2028 | 2 | 5 | 18 | 55.5993 | 109.5821 | 429.7984
2028 | 2 | 5 | 19 | 55.4914 | 115.5322 | 428.6845
2028 | 2 | 5 | 20 | 51.5577 | 108.8694 | 411.4561
2028 | 2 | 5 | 21 | 47.7365 | 106.1204 | 395.4242
2028 | 2 | 5 | 22 | 45.0739 | 106.5314 | 381.815
2028 | 2 | 5 | 23 | 43.5754 | 101.4219 | 363.9203
2028 | 2 | 6 | 0 | 42.7237 | 107.3405 | 347.0221
2028 | 2 | 6 | 1 | 42.2413 | 106.1172 | 336.2906
2028 | 2 | 6 | 2 | 41.1693 | 103.3063 | 326.9588
2028 | 2 | 6 | 3 | 40.8098 | 103.5783 | 321.8249
2028 | 2 | 6 | 4 | 40.968 | 104.9183 | 320.4401
2028 | 2 | 6 | 5 | 41.9815 | 104.5032 | 319.8581
2028 | 2 | 6 | 6 | 43.4993 | 109.7713 | 320.2711
2028 | 2 | 6 | 7 | 44.4564 | 110.1591 | 333.3439
2028 | 2 | 6 | 8 | 46.2131 | 113.9512 | 363.1599
2028 | 2 | 6 | 9 | 48.522 | 111.0425 | 384.4948
2028 | 2 | 6 | 10 | 49.971 | 114.4958 | 387.7076
2028 | 2 | 6 | 11 | 51.3399 | 116.1259 | 381.7401
2028 | 2 | 6 | 12 | 51.401 | 111.1234 | 355.3191
2028 | 2 | 6 | 13 | 51.2531 | 110.511 | 349.5857
2028 | 2 | 6 | 14 | 51.0922 | 112.5393 | 344.0794
2028 | 2 | 6 | 15 | 51.9627 | 107.4309 | 346.6547
2028 | 2 | 6 | 16 | 53.6679 | 103.2862 | 362.5394
2028 | 2 | 6 | 17 | 56.4427 | 102.0084 | 400.6191
2028 | 2 | 6 | 18 | 58.3464 | 112.1863 | 438.1977
2028 | 2 | 6 | 19 | 58.4395 | 115.2395 | 445.5498
2028 | 2 | 6 | 20 | 54.7818 | 109.2464 | 432.0228
2028 | 2 | 6 | 21 | 50.5549 | 104.7185 | 414.9751
2028 | 2 | 6 | 22 | 47.0859 | 104.3861 | 395.9976
2028 | 2 | 6 | 23 | 45.1238 | 100.5377 | 373.4676
2028 | 2 | 7 | 0 | 44.609 | 106.8653 | 362.861
2028 | 2 | 7 | 1 | 42.5632 | 106.3841 | 336.0258
2028 | 2 | 7 | 2 | 41.7518 | 105.3037 | 328.0369
2028 | 2 | 7 | 3 | 41.7399 | 104.7686 | 324.3825
2028 | 2 | 7 | 4 | 42.0442 | 104.5772 | 324.0961
2028 | 2 | 7 | 5 | 43.8727 | 105.8698 | 326.9741
2028 | 2 | 7 | 6 | 46.2491 | 112.8101 | 336.6075
2028 | 2 | 7 | 7 | 49.0402 | 122.9277 | 363.857
2028 | 2 | 7 | 8 | 51.3894 | 139.3146 | 396.6977
2028 | 2 | 7 | 9 | 51.9846 | 144.0269 | 405.5367
2028 | 2 | 7 | 10 | 51.3086 | 145.2032 | 396.3121
2028 | 2 | 7 | 11 | 51.3841 | 145.2145 | 385.9532
2028 | 2 | 7 | 12 | 52.0757 | 138.2196 | 374.8899
2028 | 2 | 7 | 13 | 52.0755 | 135.292 | 369.4106
2028 | 2 | 7 | 14 | 51.8108 | 132.6777 | 364.0249
2028 | 2 | 7 | 15 | 52.6923 | 132.4104 | 364.5227
2028 | 2 | 7 | 16 | 54.5383 | 126.9119 | 373.3894
2028 | 2 | 7 | 17 | 56.841 | 124.3271 | 401.3749
2028 | 2 | 7 | 18 | 58.6028 | 118.4392 | 427.5234
2028 | 2 | 7 | 19 | 58.6561 | 123.2529 | 432.1581
2028 | 2 | 7 | 20 | 54.7772 | 115.4884 | 421.1106
2028 | 2 | 7 | 21 | 50.7579 | 115.8706 | 404.4453
2028 | 2 | 7 | 22 | 46.8928 | 111.3102 | 383.4774
2028 | 2 | 7 | 23 | 44.5046 | 108.2004 | 358.4055
2028 | 2 | 8 | 0 | 43.3372 | 108.9721 | 342.979
2028 | 2 | 8 | 1 | 40.4552 | 107.8742 | 323.0277
2028 | 2 | 8 | 2 | 39.3157 | 106.7734 | 314.05
2028 | 2 | 8 | 3 | 38.9603 | 106.7142 | 309.5135
2028 | 2 | 8 | 4 | 39.1767 | 105.7734 | 308.1459
2028 | 2 | 8 | 5 | 40.9083 | 107.1898 | 310.1443
2028 | 2 | 8 | 6 | 43.474 | 113.0195 | 316.256
2028 | 2 | 8 | 7 | 46.3514 | 121.9839 | 343.9781
2028 | 2 | 8 | 8 | 48.9306 | 136.2899 | 379.486
2028 | 2 | 8 | 9 | 49.907 | 140.4889 | 392.5497
2028 | 2 | 8 | 10 | 49.8872 | 145.1773 | 388.6454
2028 | 2 | 8 | 11 | 50.463 | 143.5268 | 381.045
2028 | 2 | 8 | 12 | 49.4 | 138.185 | 370.6236
2028 | 2 | 8 | 13 | 49.4521 | 135.0889 | 367.2288
2028 | 2 | 8 | 14 | 49.2323 | 132.4841 | 363.4862
2028 | 2 | 8 | 15 | 49.9273 | 135.6282 | 365.0995
2028 | 2 | 8 | 16 | 51.6116 | 130.8242 | 373.8816
2028 | 2 | 8 | 17 | 54.1852 | 129.307 | 398.2076
2028 | 2 | 8 | 18 | 56.6619 | 129.2844 | 424.8781
2028 | 2 | 8 | 19 | 56.7003 | 133.2361 | 428.2193
2028 | 2 | 8 | 20 | 53.1013 | 126.8177 | 417.2566
2028 | 2 | 8 | 21 | 49.1771 | 127.2661 | 401.7121
2028 | 2 | 8 | 22 | 45.378 | 123.9184 | 381.4722
2028 | 2 | 8 | 23 | 42.9477 | 120.4146 | 356.3288
2028 | 2 | 9 | 0 | 41.6838 | 118.7581 | 334.6729
2028 | 2 | 9 | 1 | 39.4771 | 115.7525 | 336.3264
2028 | 2 | 9 | 2 | 38.3264 | 113.3166 | 330.2226
2028 | 2 | 9 | 3 | 37.9641 | 111.5677 | 328.4032
2028 | 2 | 9 | 4 | 38.1314 | 110.6449 | 329.4595
2028 | 2 | 9 | 5 | 39.8889 | 112.2071 | 333.8163
2028 | 2 | 9 | 6 | 42.1895 | 113.8488 | 337.1563
2028 | 2 | 9 | 7 | 45.1442 | 123.4166 | 368.1901
2028 | 2 | 9 | 8 | 47.7214 | 135.9103 | 407.1679
2028 | 2 | 9 | 9 | 48.9153 | 143.4709 | 420.2923
2028 | 2 | 9 | 10 | 49.081 | 142.9812 | 413.8352
2028 | 2 | 9 | 11 | 49.8256 | 140.7764 | 403.1721
2028 | 2 | 9 | 12 | 48.6608 | 137.0647 | 405.1118
2028 | 2 | 9 | 13 | 48.7749 | 133.748 | 401.6051
2028 | 2 | 9 | 14 | 48.6292 | 127.2908 | 398.7071
2028 | 2 | 9 | 15 | 49.5127 | 127.1883 | 400.8834
2028 | 2 | 9 | 16 | 51.3467 | 124.4507 | 412.391
2028 | 2 | 9 | 17 | 53.8655 | 121.1455 | 441.95
2028 | 2 | 9 | 18 | 56.8321 | 118.6235 | 470.1979
2028 | 2 | 9 | 19 | 57.2661 | 122.8062 | 485.1802
2028 | 2 | 9 | 20 | 53.8569 | 115.6919 | 480.1427
2028 | 2 | 9 | 21 | 50.1955 | 116.8541 | 469.84
2028 | 2 | 9 | 22 | 46.4637 | 111.4724 | 450.8784
2028 | 2 | 9 | 23 | 43.9926 | 110.1547 | 425.9498
2028 | 2 | 10 | 0 | 42.1246 | 110.0054 | 394.5579
2028 | 2 | 10 | 1 | 40.1653 | 111.4266 | 382.2135
2028 | 2 | 10 | 2 | 39.0912 | 108.7385 | 376.0934
2028 | 2 | 10 | 3 | 38.8023 | 107.077 | 374.3109
2028 | 2 | 10 | 4 | 38.9373 | 106.6587 | 374.9247
2028 | 2 | 10 | 5 | 40.5586 | 107.6435 | 378.4499
2028 | 2 | 10 | 6 | 42.7974 | 115.6994 | 381.7788
2028 | 2 | 10 | 7 | 45.7975 | 125.2369 | 410.3743
2028 | 2 | 10 | 8 | 48.4214 | 139.31 | 444.5441
2028 | 2 | 10 | 9 | 49.6234 | 143.3033 | 450.5084
2028 | 2 | 10 | 10 | 49.6693 | 147.0061 | 436.9512
2028 | 2 | 10 | 11 | 50.2597 | 148.2648 | 423.1357
2028 | 2 | 10 | 12 | 50.4122 | 142.7479 | 426.7447
2028 | 2 | 10 | 13 | 50.6157 | 140.729 | 420.8832
2028 | 2 | 10 | 14 | 50.656 | 141.0266 | 416.0177
2028 | 2 | 10 | 15 | 51.7677 | 139.3217 | 417.1008
2028 | 2 | 10 | 16 | 53.4569 | 133.2661 | 424.6638
2028 | 2 | 10 | 17 | 55.6207 | 129.9047 | 450.6043
2028 | 2 | 10 | 18 | 57.4975 | 124.064 | 466.8587
2028 | 2 | 10 | 19 | 57.8294 | 128.6916 | 481.9798
2028 | 2 | 10 | 20 | 54.227 | 119.7487 | 476.8838
2028 | 2 | 10 | 21 | 50.4913 | 119.785 | 465.6542
2028 | 2 | 10 | 22 | 46.8802 | 115.741 | 446.9373
2028 | 2 | 10 | 23 | 44.4612 | 110.57 | 421.6808
2028 | 2 | 11 | 0 | 42.5748 | 110.4329 | 397.7136
2028 | 2 | 11 | 1 | 40.5134 | 110.1776 | 382.692
2028 | 2 | 11 | 2 | 39.3441 | 107.7009 | 374.0455
2028 | 2 | 11 | 3 | 38.9258 | 106.8848 | 370.6183
2028 | 2 | 11 | 4 | 39.0077 | 106.8288 | 369.9523
2028 | 2 | 11 | 5 | 40.5204 | 107.4426 | 372.2266
2028 | 2 | 11 | 6 | 42.1587 | 113.1883 | 382.3011
2028 | 2 | 11 | 7 | 45.2016 | 122.846 | 410.0864
2028 | 2 | 11 | 8 | 48.0451 | 136.4217 | 445.9904
2028 | 2 | 11 | 9 | 49.461 | 143.7695 | 456.9487
2028 | 2 | 11 | 10 | 50.0676 | 147.9393 | 446.4677
2028 | 2 | 11 | 11 | 50.9363 | 145.2249 | 431.28
2028 | 2 | 11 | 12 | 50.7653 | 140.3083 | 424.0167
2028 | 2 | 11 | 13 | 50.8637 | 137.4017 | 418.7484
2028 | 2 | 11 | 14 | 50.7588 | 136.5708 | 413.9683
2028 | 2 | 11 | 15 | 51.3599 | 135.7533 | 413.7822
2028 | 2 | 11 | 16 | 52.5382 | 128.4859 | 419.7726
2028 | 2 | 11 | 17 | 54.4109 | 124.8455 | 441.2523
2028 | 2 | 11 | 18 | 56.6178 | 120.9341 | 466.1044
2028 | 2 | 11 | 19 | 57.0842 | 124.4757 | 473.7565
2028 | 2 | 11 | 20 | 53.7389 | 118.0846 | 463.5532
2028 | 2 | 11 | 21 | 50.4799 | 118.3046 | 449.7425
2028 | 2 | 11 | 22 | 47.4699 | 114.7522 | 432.6889
2028 | 2 | 11 | 23 | 45.2366 | 110.6446 | 410.103
2028 | 2 | 12 | 0 | 41.6196 | 109.9264 | 391.487
2028 | 2 | 12 | 1 | 40.9227 | 108.2189 | 373.5294
2028 | 2 | 12 | 2 | 39.5489 | 105.0896 | 363.4107
2028 | 2 | 12 | 3 | 38.9924 | 104.8781 | 358.0758
2028 | 2 | 12 | 4 | 38.9583 | 107.2666 | 356.5105
2028 | 2 | 12 | 5 | 39.8451 | 107.6541 | 357.4649
2028 | 2 | 12 | 6 | 41.1278 | 114.3865 | 360.1019
2028 | 2 | 12 | 7 | 43.0805 | 117.2993 | 373.188
2028 | 2 | 12 | 8 | 45.8031 | 121.6947 | 396.6985
2028 | 2 | 12 | 9 | 48.4854 | 122.613 | 419.4435
2028 | 2 | 12 | 10 | 49.7879 | 126.6139 | 426.6236
2028 | 2 | 12 | 11 | 50.9712 | 127.2103 | 423.6883
2028 | 2 | 12 | 12 | 51.5955 | 122.1258 | 395.8504
2028 | 2 | 12 | 13 | 51.3221 | 119.581 | 388.3306
2028 | 2 | 12 | 14 | 50.9071 | 121.7945 | 381.8722
2028 | 2 | 12 | 15 | 51.1691 | 113.8932 | 379.4949
2028 | 2 | 12 | 16 | 52.1337 | 109.4605 | 386.864
2028 | 2 | 12 | 17 | 54.1233 | 106.3993 | 416.0137
2028 | 2 | 12 | 18 | 56.9195 | 111.9322 | 441.7703
2028 | 2 | 12 | 19 | 56.6052 | 117.4745 | 453.7326
2028 | 2 | 12 | 20 | 52.4545 | 109.0099 | 438.9864
2028 | 2 | 12 | 21 | 48.5687 | 105.9325 | 422.6136
2028 | 2 | 12 | 22 | 45.7832 | 106.0146 | 408.3822
2028 | 2 | 12 | 23 | 44.1056 | 101.6169 | 391.6885
2028 | 2 | 13 | 0 | 43.6403 | 106.8564 | 379.817
2028 | 2 | 13 | 1 | 41.1143 | 105.734 | 356.8563
2028 | 2 | 13 | 2 | 39.896 | 102.5938 | 346.8108
2028 | 2 | 13 | 3 | 39.3817 | 102.5767 | 341.1755
2028 | 2 | 13 | 4 | 39.248 | 104.6548 | 339.0547
2028 | 2 | 13 | 5 | 39.9111 | 103.678 | 338.7465
2028 | 2 | 13 | 6 | 40.6039 | 107.9194 | 338.1384
2028 | 2 | 13 | 7 | 42.0422 | 108.0783 | 348.1471
2028 | 2 | 13 | 8 | 44.8685 | 112.5091 | 371.4366
2028 | 2 | 13 | 9 | 47.8103 | 111.1189 | 394.9471
2028 | 2 | 13 | 10 | 49.7723 | 114.4535 | 403.507
2028 | 2 | 13 | 11 | 51.3117 | 115.5657 | 400.2344
2028 | 2 | 13 | 12 | 51.4126 | 109.8559 | 396.4875
2028 | 2 | 13 | 13 | 51.558 | 108.0405 | 394.7714
2028 | 2 | 13 | 14 | 51.4829 | 111.6189 | 391.3557
2028 | 2 | 13 | 15 | 52.2385 | 107.1935 | 389.8595
2028 | 2 | 13 | 16 | 53.5629 | 102.4649 | 396.0577
2028 | 2 | 13 | 17 | 55.6807 | 101.7304 | 422.1168
2028 | 2 | 13 | 18 | 57.0014 | 110.5844 | 444.7001
2028 | 2 | 13 | 19 | 56.9375 | 114.7248 | 450.0843
2028 | 2 | 13 | 20 | 53.039 | 107.7686 | 432.8303
2028 | 2 | 13 | 21 | 48.7462 | 105.0469 | 413.2561
2028 | 2 | 13 | 22 | 45.2387 | 104.1926 | 393.3244
2028 | 2 | 13 | 23 | 43.0958 | 99.8714 | 370.9619
2028 | 2 | 14 | 0 | 42.085 | 107.0565 | 356.1068
2028 | 2 | 14 | 1 | 41.5366 | 106.2609 | 344.827
2028 | 2 | 14 | 2 | 40.8564 | 104.9553 | 337.8004
2028 | 2 | 14 | 3 | 40.9079 | 104.447 | 335.2374
2028 | 2 | 14 | 4 | 41.3993 | 104.8859 | 335.1726
2028 | 2 | 14 | 5 | 43.3625 | 106.0545 | 338.394
2028 | 2 | 14 | 6 | 46.2204 | 110.6483 | 346.6332
2028 | 2 | 14 | 7 | 49.3673 | 120.8626 | 376.4708
2028 | 2 | 14 | 8 | 52.0436 | 137.0764 | 412.8315
2028 | 2 | 14 | 9 | 52.7498 | 142.704 | 422.7931
2028 | 2 | 14 | 10 | 52.4059 | 144.0442 | 413.7955
2028 | 2 | 14 | 11 | 52.5841 | 142.2577 | 403.0235
2028 | 2 | 14 | 12 | 50.0491 | 139.2431 | 379.0379
2028 | 2 | 14 | 13 | 49.7223 | 135.9128 | 371.4939
2028 | 2 | 14 | 14 | 49.5815 | 134.9806 | 366.0807
2028 | 2 | 14 | 15 | 50.3607 | 134.1719 | 366.0549
2028 | 2 | 14 | 16 | 52.5544 | 128.5401 | 376.0164
2028 | 2 | 14 | 17 | 55.6067 | 125.562 | 408.2743
2028 | 2 | 14 | 18 | 59.1289 | 119.5542 | 445.3159
2028 | 2 | 14 | 19 | 60.2742 | 124.8681 | 458.7928
2028 | 2 | 14 | 20 | 57.1982 | 116.3482 | 451.7326
2028 | 2 | 14 | 21 | 53.4923 | 116.6087 | 437.9692
2028 | 2 | 14 | 22 | 49.7241 | 112.3532 | 417.8104
2028 | 2 | 14 | 23 | 47.1603 | 109.2042 | 392.8924
2028 | 2 | 15 | 0 | 45.8007 | 110.2959 | 375.0652
2028 | 2 | 15 | 1 | 44.0585 | 109.063 | 358.9857
2028 | 2 | 15 | 2 | 43.1408 | 107.4211 | 351.9855
2028 | 2 | 15 | 3 | 42.9838 | 107.1837 | 349.4848
2028 | 2 | 15 | 4 | 43.272 | 107.3103 | 349.3128
2028 | 2 | 15 | 5 | 45.0362 | 108.4281 | 352.0506
2028 | 2 | 15 | 6 | 46.756 | 114.0976 | 362.9471
2028 | 2 | 15 | 7 | 49.5433 | 123.6082 | 391.1675
2028 | 2 | 15 | 8 | 51.8702 | 137.5257 | 420.9105
2028 | 2 | 15 | 9 | 52.4008 | 142.7942 | 419.5498
2028 | 2 | 15 | 10 | 51.8531 | 147.8327 | 401.3503
2028 | 2 | 15 | 11 | 51.9965 | 145.1867 | 384.6223
2028 | 2 | 15 | 12 | 50.5752 | 138.4577 | 363.1644
2028 | 2 | 15 | 13 | 50.4272 | 135.7435 | 353.1634
2028 | 2 | 15 | 14 | 50.2735 | 134.1087 | 346.6843
2028 | 2 | 15 | 15 | 51.142 | 136.0538 | 346.252
2028 | 2 | 15 | 16 | 53.0988 | 130.9672 | 358.5612
2028 | 2 | 15 | 17 | 55.8244 | 128.025 | 394.7122
2028 | 2 | 15 | 18 | 60.1272 | 129.4131 | 429.0461
2028 | 2 | 15 | 19 | 60.8114 | 134.0204 | 449.9743
2028 | 2 | 15 | 20 | 57.0531 | 127.0614 | 446.4864
2028 | 2 | 15 | 21 | 53.2381 | 127.2096 | 435.099
2028 | 2 | 15 | 22 | 49.492 | 124.0339 | 416.1816
2028 | 2 | 15 | 23 | 47.0635 | 121.0368 | 392.2151
2028 | 2 | 16 | 0 | 45.1018 | 120.3973 | 377.0728
2028 | 2 | 16 | 1 | 43.2536 | 118.8639 | 351.2732
2028 | 2 | 16 | 2 | 42.3425 | 116.885 | 343.7167
2028 | 2 | 16 | 3 | 42.1605 | 115.8608 | 340.1038
2028 | 2 | 16 | 4 | 42.5222 | 115.2874 | 339.4582
2028 | 2 | 16 | 5 | 44.4167 | 117.2259 | 341.8621
2028 | 2 | 16 | 6 | 46.6969 | 124.7735 | 345.7291
2028 | 2 | 16 | 7 | 49.6084 | 134.1503 | 371.8235
2028 | 2 | 16 | 8 | 52.0223 | 144.2181 | 400.7065
2028 | 2 | 16 | 9 | 52.803 | 149.865 | 401.9509
2028 | 2 | 16 | 10 | 52.596 | 150.4965 | 386.9423
2028 | 2 | 16 | 11 | 52.9308 | 149.4151 | 372.8229
2028 | 2 | 16 | 12 | 51.0742 | 145.1561 | 390.1061
2028 | 2 | 16 | 13 | 50.904 | 140.8664 | 385.5044
2028 | 2 | 16 | 14 | 50.844 | 137.0038 | 381.3219
2028 | 2 | 16 | 15 | 51.6475 | 137.3146 | 380.746
2028 | 2 | 16 | 16 | 53.594 | 133.6578 | 386.7255
2028 | 2 | 16 | 17 | 56.2824 | 132.3201 | 409.0979
2028 | 2 | 16 | 18 | 57.4458 | 128.6917 | 423.5746
2028 | 2 | 16 | 19 | 59.1458 | 133.5279 | 431.6279
2028 | 2 | 16 | 20 | 56.4816 | 126.3242 | 421.9846
2028 | 2 | 16 | 21 | 53.0336 | 125.766 | 406.6546
2028 | 2 | 16 | 22 | 49.2859 | 120.7685 | 385.4263
2028 | 2 | 16 | 23 | 46.7873 | 120.1933 | 359.8113
2028 | 2 | 17 | 0 | 45.469 | 119.0276 | 338.4096
2028 | 2 | 17 | 1 | 44.128 | 118.2668 | 323.967
2028 | 2 | 17 | 2 | 43.2272 | 115.6447 | 315.2049
2028 | 2 | 17 | 3 | 43.141 | 113.7532 | 311.016
2028 | 2 | 17 | 4 | 43.397 | 113.9167 | 309.5536
2028 | 2 | 17 | 5 | 45.1929 | 115.0862 | 311.531
2028 | 2 | 17 | 6 | 47.3743 | 122.1688 | 313.4227
2028 | 2 | 17 | 7 | 50.1909 | 131.3625 | 342.383
2028 | 2 | 17 | 8 | 52.5107 | 143.5253 | 379.7765
2028 | 2 | 17 | 9 | 53.1106 | 148.0589 | 395.1262
2028 | 2 | 17 | 10 | 52.3553 | 150.2545 | 393.3085
2028 | 2 | 17 | 11 | 52.2802 | 151.7237 | 387.8001
2028 | 2 | 17 | 12 | 52.9578 | 143.4346 | 372.9043
2028 | 2 | 17 | 13 | 52.9068 | 141.1152 | 369.9757
2028 | 2 | 17 | 14 | 52.8976 | 138.0787 | 367.8869
2028 | 2 | 17 | 15 | 53.8783 | 135.1742 | 369.718
2028 | 2 | 17 | 16 | 55.5037 | 132.3458 | 375.9451
2028 | 2 | 17 | 17 | 57.6 | 128.9502 | 398.7553
2028 | 2 | 17 | 18 | 59.8766 | 124.9877 | 417.8344
2028 | 2 | 17 | 19 | 61.0387 | 131.2814 | 428.7097
2028 | 2 | 17 | 20 | 57.5199 | 123.532 | 420.9922
2028 | 2 | 17 | 21 | 53.9841 | 122.7998 | 407.3912
2028 | 2 | 17 | 22 | 50.3682 | 118.5304 | 387.5402
2028 | 2 | 17 | 23 | 47.9573 | 116.1029 | 362.4731
2028 | 2 | 18 | 0 | 45.1345 | 116.4456 | 342.7522
2028 | 2 | 18 | 1 | 44.6961 | 115.3861 | 335.7787
2028 | 2 | 18 | 2 | 43.8654 | 113.5167 | 329.0153
2028 | 2 | 18 | 3 | 43.8211 | 113.0758 | 326.7986
2028 | 2 | 18 | 4 | 44.1635 | 113.346 | 326.8609
2028 | 2 | 18 | 5 | 46.0235 | 114.1657 | 330.1398
2028 | 2 | 18 | 6 | 48.8015 | 121.3223 | 336.0555
2028 | 2 | 18 | 7 | 51.7628 | 129.1065 | 366.6637
2028 | 2 | 18 | 8 | 54.399 | 140.9799 | 401.795
2028 | 2 | 18 | 9 | 55.0562 | 146.8379 | 408.3029
2028 | 2 | 18 | 10 | 53.9321 | 150.7654 | 395.2466
2028 | 2 | 18 | 11 | 53.4528 | 148.4347 | 380.0406
2028 | 2 | 18 | 12 | 53.6304 | 143.1377 | 386.6608
2028 | 2 | 18 | 13 | 53.2919 | 139.867 | 380.1835
2028 | 2 | 18 | 14 | 53.1433 | 134.8421 | 376.2858
2028 | 2 | 18 | 15 | 53.8029 | 135.9925 | 377.4486
2028 | 2 | 18 | 16 | 55.3986 | 130.6627 | 385.0553
2028 | 2 | 18 | 17 | 57.4338 | 128.1652 | 410.9985
2028 | 2 | 18 | 18 | 59.8029 | 129.7893 | 434.1815
2028 | 2 | 18 | 19 | 60.7851 | 135.5699 | 452.3318
2028 | 2 | 18 | 20 | 57.3208 | 130.8126 | 447.049
2028 | 2 | 18 | 21 | 53.892 | 129.4964 | 436.9147
2028 | 2 | 18 | 22 | 50.711 | 126.4148 | 421.6673
2028 | 2 | 18 | 23 | 48.4526 | 123.6774 | 400.5153
2028 | 2 | 19 | 0 | 46.6293 | 120.9681 | 380.5708
2028 | 2 | 19 | 1 | 45.0333 | 118.6171 | 370.6555
2028 | 2 | 19 | 2 | 43.7189 | 115.7224 | 362.0915
2028 | 2 | 19 | 3 | 43.2129 | 115.4118 | 358.1321
2028 | 2 | 19 | 4 | 43.4683 | 116.9581 | 357.3174
2028 | 2 | 19 | 5 | 44.6501 | 117.9967 | 358.1148
2028 | 2 | 19 | 6 | 45.5908 | 129.2551 | 361.3857
2028 | 2 | 19 | 7 | 46.8933 | 131.8258 | 377.2807
2028 | 2 | 19 | 8 | 48.9013 | 130.3586 | 402.8135
2028 | 2 | 19 | 9 | 51.2693 | 124.8403 | 416.3018
2028 | 2 | 19 | 10 | 53.0062 | 126.0632 | 412.459
2028 | 2 | 19 | 11 | 54.3799 | 130.5837 | 401.1301
2028 | 2 | 19 | 12 | 55.052 | 125.9 | 390.9722
2028 | 2 | 19 | 13 | 54.7786 | 122.9763 | 379.5624
2028 | 2 | 19 | 14 | 54.5198 | 117.6982 | 372.3016
2028 | 2 | 19 | 15 | 54.8895 | 108.1951 | 374.2575
2028 | 2 | 19 | 16 | 55.6069 | 110.7264 | 386.6299
2028 | 2 | 19 | 17 | 57.1865 | 106.3623 | 417.4586
2028 | 2 | 19 | 18 | 56.995 | 119.0466 | 439.8468
2028 | 2 | 19 | 19 | 57.6527 | 125.8054 | 458.2915
2028 | 2 | 19 | 20 | 53.8269 | 118.3523 | 446.021
2028 | 2 | 19 | 21 | 49.9031 | 109.627 | 431.3287
2028 | 2 | 19 | 22 | 47.0767 | 112.436 | 417.5548
2028 | 2 | 19 | 23 | 45.3534 | 107.1911 | 400.7021
2028 | 2 | 20 | 0 | 44.3011 | 113.0485 | 385.154
2028 | 2 | 20 | 1 | 43.2766 | 111.3239 | 370.976
2028 | 2 | 20 | 2 | 42.2657 | 107.9871 | 362.773
2028 | 2 | 20 | 3 | 41.9419 | 107.8062 | 358.8977
2028 | 2 | 20 | 4 | 42.3268 | 110.4869 | 357.9894
2028 | 2 | 20 | 5 | 43.5177 | 109.4916 | 358.3394
2028 | 2 | 20 | 6 | 44.9143 | 119.6497 | 356.774
2028 | 2 | 20 | 7 | 45.8376 | 119.7699 | 368.1316
2028 | 2 | 20 | 8 | 47.5705 | 121.1296 | 389.0469
2028 | 2 | 20 | 9 | 49.9686 | 115.5136 | 403.3944
2028 | 2 | 20 | 10 | 51.6304 | 117.6793 | 400.261
2028 | 2 | 20 | 11 | 52.8911 | 123.5517 | 390.8211
2028 | 2 | 20 | 12 | 54.4555 | 118.0919 | 391.5132
2028 | 2 | 20 | 13 | 54.4684 | 115.9143 | 381.6834
2028 | 2 | 20 | 14 | 54.4913 | 115.6424 | 375.6729
2028 | 2 | 20 | 15 | 55.4158 | 109.7389 | 378.173
2028 | 2 | 20 | 16 | 56.8191 | 108.7593 | 392.1013
2028 | 2 | 20 | 17 | 58.8667 | 106.3494 | 424.3588
2028 | 2 | 20 | 18 | 59.4654 | 114.1519 | 451.8584
2028 | 2 | 20 | 19 | 60.2624 | 118.8657 | 462.7
2028 | 2 | 20 | 20 | 56.4408 | 113.2298 | 447.7658
2028 | 2 | 20 | 21 | 52.0551 | 105.9179 | 427.9626
2028 | 2 | 20 | 22 | 48.5937 | 105.4951 | 407.4686
2028 | 2 | 20 | 23 | 46.4911 | 103.0902 | 384.9349
2028 | 2 | 21 | 0 | 45.7347 | 114.0486 | 372.6987
2028 | 2 | 21 | 1 | 43.1195 | 112.784 | 365.094
2028 | 2 | 21 | 2 | 42.2601 | 110.8576 | 356.1762
2028 | 2 | 21 | 3 | 42.1851 | 109.5275 | 352.047
2028 | 2 | 21 | 4 | 42.6868 | 109.6239 | 350.8123
2028 | 2 | 21 | 5 | 44.0167 | 109.4078 | 352.0233
2028 | 2 | 21 | 6 | 45.0442 | 111.0031 | 351.681
2028 | 2 | 21 | 7 | 45.9285 | 112.4489 | 365.615
2028 | 2 | 21 | 8 | 47.8469 | 110.8598 | 390.9061
2028 | 2 | 21 | 9 | 50.5717 | 110.7217 | 407.8615
2028 | 2 | 21 | 10 | 52.2897 | 109.9081 | 399.5522
2028 | 2 | 21 | 11 | 53.3309 | 113.8257 | 391.7017
2028 | 2 | 21 | 12 | 51.5404 | 108.3861 | 352.4967
2028 | 2 | 21 | 13 | 51.2123 | 106.3986 | 350.3136
2028 | 2 | 21 | 14 | 50.7719 | 102.4336 | 346.4125
2028 | 2 | 21 | 15 | 51.4735 | 100.1423 | 345.3443
2028 | 2 | 21 | 16 | 53.0881 | 100.2203 | 351.5965
2028 | 2 | 21 | 17 | 55.4822 | 102.9051 | 388.3166
2028 | 2 | 21 | 18 | 57.3464 | 105.8356 | 421.4113
2028 | 2 | 21 | 19 | 58.2752 | 112.6782 | 435.7266
2028 | 2 | 21 | 20 | 54.9439 | 108.4174 | 427.7061
2028 | 2 | 21 | 21 | 51.1587 | 108.3758 | 412.9699
2028 | 2 | 21 | 22 | 47.7753 | 106.0795 | 393.5115
2028 | 2 | 21 | 23 | 45.5531 | 107.9698 | 369.6296
2028 | 2 | 22 | 0 | 44.5524 | 114.4843 | 352.1117
2028 | 2 | 22 | 1 | 45.6888 | 117.7279 | 350.586
2028 | 2 | 22 | 2 | 45.0242 | 116.5166 | 344.1935
2028 | 2 | 22 | 3 | 45.1316 | 115.4375 | 342.0906
2028 | 2 | 22 | 4 | 45.7059 | 115.0552 | 342.0983
2028 | 2 | 22 | 5 | 47.7961 | 116.3286 | 345.3758
2028 | 2 | 22 | 6 | 50.7062 | 121.6118 | 354.9981
2028 | 2 | 22 | 7 | 53.5272 | 130.4761 | 382.8061
2028 | 2 | 22 | 8 | 55.9096 | 140.9614 | 409.7466
2028 | 2 | 22 | 9 | 56.1623 | 145.7517 | 404.8537
2028 | 2 | 22 | 10 | 54.7395 | 148.1084 | 385.0795
2028 | 2 | 22 | 11 | 54.1722 | 149.04 | 367.65
2028 | 2 | 22 | 12 | 52.3478 | 141.966 | 353.9893
2028 | 2 | 22 | 13 | 51.8972 | 138.3686 | 343.8236
2028 | 2 | 22 | 14 | 51.8191 | 131.1774 | 338.0065
2028 | 2 | 22 | 15 | 52.6751 | 135.1892 | 337.6487
2028 | 2 | 22 | 16 | 54.9437 | 133.7927 | 349.4333
2028 | 2 | 22 | 17 | 58.006 | 131.7827 | 383.2466
2028 | 2 | 22 | 18 | 61.8979 | 132.3732 | 425.4908
2028 | 2 | 22 | 19 | 63.3685 | 137.2068 | 444.0398
2028 | 2 | 22 | 20 | 60.1366 | 132.1588 | 440.0829
2028 | 2 | 22 | 21 | 56.5211 | 130.9569 | 427.7958
2028 | 2 | 22 | 22 | 52.7565 | 127.3568 | 408.4808
2028 | 2 | 22 | 23 | 50.2442 | 127.0903 | 384.3392
2028 | 2 | 23 | 0 | 48.6303 | 127.8303 | 362.8633
2028 | 2 | 23 | 1 | 46.9525 | 125.8005 | 347.8207
2028 | 2 | 23 | 2 | 46.2015 | 123.8967 | 341.6686
2028 | 2 | 23 | 3 | 46.214 | 121.9838 | 339.2577
2028 | 2 | 23 | 4 | 46.7522 | 121.2605 | 339.4969
2028 | 2 | 23 | 5 | 48.8187 | 123.0879 | 342.7549
2028 | 2 | 23 | 6 | 51.392 | 128.7288 | 349.6145
2028 | 2 | 23 | 7 | 54.0915 | 137.4651 | 376.1243
2028 | 2 | 23 | 8 | 56.4113 | 145.2692 | 398.9291
2028 | 2 | 23 | 9 | 56.9819 | 150.9661 | 389.0737
2028 | 2 | 23 | 10 | 56.0544 | 149.4468 | 366.5671
2028 | 2 | 23 | 11 | 55.8153 | 151.2413 | 348.5492
2028 | 2 | 23 | 12 | 55.1325 | 145.949 | 335.9254
2028 | 2 | 23 | 13 | 54.8496 | 141.2299 | 326.331
2028 | 2 | 23 | 14 | 54.734 | 131.0521 | 320.7203
2028 | 2 | 23 | 15 | 55.6687 | 134.1178 | 318.7405
2028 | 2 | 23 | 16 | 57.6392 | 133.9041 | 329.9046
2028 | 2 | 23 | 17 | 59.9224 | 132.8264 | 367.3225
2028 | 2 | 23 | 18 | 62.2604 | 130.9989 | 404.9737
2028 | 2 | 23 | 19 | 63.3571 | 135.9861 | 428.1751
2028 | 2 | 23 | 20 | 59.6899 | 130.8969 | 427.2904
2028 | 2 | 23 | 21 | 55.8491 | 129.6324 | 416.6069
2028 | 2 | 23 | 22 | 51.9519 | 124.4493 | 397.2757
2028 | 2 | 23 | 23 | 49.4608 | 125.2008 | 373.2448
2028 | 2 | 24 | 0 | 48.3016 | 125.3587 | 352.5058
2028 | 2 | 24 | 1 | 46.0864 | 124.615 | 337.1618
2028 | 2 | 24 | 2 | 45.1571 | 121.9838 | 330.1338
2028 | 2 | 24 | 3 | 45.0506 | 118.8923 | 327.4704
2028 | 2 | 24 | 4 | 45.4509 | 118.5315 | 327.5173
2028 | 2 | 24 | 5 | 47.3391 | 119.6003 | 330.7043
2028 | 2 | 24 | 6 | 49.7738 | 126.2804 | 336.6704
2028 | 2 | 24 | 7 | 52.4372 | 135.4257 | 364.1678
2028 | 2 | 24 | 8 | 54.8495 | 144.7049 | 390.2791
2028 | 2 | 24 | 9 | 55.616 | 149.7444 | 385.9803
2028 | 2 | 24 | 10 | 55.1992 | 149.5353 | 366.7222
2028 | 2 | 24 | 11 | 55.2697 | 155.0834 | 351.3686
2028 | 2 | 24 | 12 | 54.2263 | 149.5601 | 378.6549
2028 | 2 | 24 | 13 | 54.0162 | 146.3079 | 374.0225
2028 | 2 | 24 | 14 | 53.9463 | 139.7639 | 370.9768
2028 | 2 | 24 | 15 | 54.8587 | 139.4484 | 371.8278
2028 | 2 | 24 | 16 | 56.4628 | 138.3834 | 378.1897
2028 | 2 | 24 | 17 | 58.4713 | 136.0824 | 401.0415
2028 | 2 | 24 | 18 | 60.0634 | 126.5568 | 420.648
2028 | 2 | 24 | 19 | 60.9095 | 132.1506 | 431.473
2028 | 2 | 24 | 20 | 57.2194 | 125.6644 | 425.2434
2028 | 2 | 24 | 21 | 53.3534 | 124.0945 | 410.9884
2028 | 2 | 24 | 22 | 49.5584 | 119.3274 | 390.7308
2028 | 2 | 24 | 23 | 47.1596 | 117.558 | 365.4959
2028 | 2 | 25 | 0 | 46.0597 | 119.4215 | 344.3987
2028 | 2 | 25 | 1 | 43.4781 | 116.101 | 326.8671
2028 | 2 | 25 | 2 | 42.3896 | 114.1318 | 318.4696
2028 | 2 | 25 | 3 | 42.1817 | 112.1953 | 314.4498
2028 | 2 | 25 | 4 | 42.4913 | 110.8516 | 313.2997
2028 | 2 | 25 | 5 | 44.3751 | 111.6643 | 315.08
2028 | 2 | 25 | 6 | 47.0146 | 120.6235 | 325.0449
2028 | 2 | 25 | 7 | 49.7051 | 129.8787 | 353.5818
2028 | 2 | 25 | 8 | 52.3539 | 138.728 | 387.497
2028 | 2 | 25 | 9 | 53.4644 | 145.1116 | 396.7776
2028 | 2 | 25 | 10 | 53.0653 | 145.4367 | 387.4128
2028 | 2 | 25 | 11 | 53.1552 | 150.1126 | 374.8753
2028 | 2 | 25 | 12 | 51.9931 | 140.919 | 368.6532
2028 | 2 | 25 | 13 | 51.7513 | 137.713 | 363.4788
2028 | 2 | 25 | 14 | 51.4404 | 132.2747 | 359.7407
2028 | 2 | 25 | 15 | 52.0434 | 132.3191 | 359.328
2028 | 2 | 25 | 16 | 53.3554 | 129.1355 | 364.0336
2028 | 2 | 25 | 17 | 54.9577 | 124.8614 | 385.5103
2028 | 2 | 25 | 18 | 56.3846 | 119.0888 | 413.5165
2028 | 2 | 25 | 19 | 56.9681 | 123.1235 | 423.3009
2028 | 2 | 25 | 20 | 53.3547 | 119.2259 | 415.8103
2028 | 2 | 25 | 21 | 49.843 | 119.2031 | 402.6457
2028 | 2 | 25 | 22 | 46.614 | 115.5947 | 386.4294
2028 | 2 | 25 | 23 | 44.5283 | 112.4385 | 364.8713
2028 | 2 | 26 | 0 | 43.0407 | 111.9341 | 343.2565
2028 | 2 | 26 | 1 | 40.174 | 110.7427 | 347.0357
2028 | 2 | 26 | 2 | 38.7589 | 108.1452 | 340.155
2028 | 2 | 26 | 3 | 38.14 | 108.1961 | 336.7333
2028 | 2 | 26 | 4 | 38.1824 | 111.4896 | 337.149
2028 | 2 | 26 | 5 | 39.1252 | 113.392 | 340.3118
2028 | 2 | 26 | 6 | 40.0819 | 125.7363 | 346.7423
2028 | 2 | 26 | 7 | 41.5322 | 128.0975 | 365.2342
2028 | 2 | 26 | 8 | 44.0001 | 125.1616 | 392.8809
2028 | 2 | 26 | 9 | 46.9233 | 122.6621 | 411.6943
2028 | 2 | 26 | 10 | 49.0046 | 123.7079 | 412.4168
2028 | 2 | 26 | 11 | 50.7051 | 130.8905 | 405.7612
2028 | 2 | 26 | 12 | 50.6143 | 123.6388 | 392.2782
2028 | 2 | 26 | 13 | 50.3052 | 121.2727 | 385.0999
2028 | 2 | 26 | 14 | 49.9483 | 115.3779 | 379.3693
2028 | 2 | 26 | 15 | 50.3189 | 107.0276 | 379.2105
2028 | 2 | 26 | 16 | 51.1808 | 110.241 | 392.064
2028 | 2 | 26 | 17 | 52.5841 | 104.1382 | 423.8491
2028 | 2 | 26 | 18 | 52.3495 | 116.8791 | 458.4988
2028 | 2 | 26 | 19 | 52.1863 | 123.5707 | 473.534
2028 | 2 | 26 | 20 | 48.3059 | 118.7047 | 463.1072
2028 | 2 | 26 | 21 | 44.4685 | 112.6381 | 448.1129
2028 | 2 | 26 | 22 | 41.8029 | 112.9631 | 435.2719
2028 | 2 | 26 | 23 | 40.315 | 110.0442 | 419.1095
2028 | 2 | 27 | 0 | 39.7427 | 116.2014 | 405.5995
2028 | 2 | 27 | 1 | 38.1123 | 115.8722 | 394.0736
2028 | 2 | 27 | 2 | 36.9931 | 112.4677 | 386.7785
2028 | 2 | 27 | 3 | 36.5829 | 112.0515 | 383.8166
2028 | 2 | 27 | 4 | 36.5057 | 114.06 | 384.1581
2028 | 2 | 27 | 5 | 37.2484 | 113.7642 | 385.4738
2028 | 2 | 27 | 6 | 38.4188 | 119.9072 | 388.8258
2028 | 2 | 27 | 7 | 39.6945 | 121.5307 | 399.8704
2028 | 2 | 27 | 8 | 41.8992 | 120.4913 | 414.8385
2028 | 2 | 27 | 9 | 44.1024 | 118.065 | 420.2358
2028 | 2 | 27 | 10 | 45.1582 | 119.5739 | 412.8758
2028 | 2 | 27 | 11 | 46.2577 | 123.1877 | 397.921
2028 | 2 | 27 | 12 | 46.0796 | 119.7004 | 366.1007
2028 | 2 | 27 | 13 | 45.9192 | 118.7679 | 353.5849
2028 | 2 | 27 | 14 | 45.7617 | 118.34 | 346.538
2028 | 2 | 27 | 15 | 46.5091 | 113.2975 | 347.125
2028 | 2 | 27 | 16 | 48.1566 | 112.5294 | 364.1199
2028 | 2 | 27 | 17 | 50.7156 | 110.7581 | 406.5415
2028 | 2 | 27 | 18 | 54.1467 | 119.7791 | 454.0912
2028 | 2 | 27 | 19 | 54.6347 | 121.5972 | 475.1493
2028 | 2 | 27 | 20 | 51.2197 | 117.7232 | 467.1045
2028 | 2 | 27 | 21 | 47.3369 | 109.5699 | 449.5616
2028 | 2 | 27 | 22 | 44.0752 | 110.9226 | 429.5679
2028 | 2 | 27 | 23 | 42.2254 | 107.9057 | 407.4469
2028 | 2 | 28 | 0 | 40.3254 | 114.3309 | 394.0449
2028 | 2 | 28 | 1 | 38.4301 | 114.6822 | 369.8894
2028 | 2 | 28 | 2 | 37.549 | 113.0347 | 363.049
2028 | 2 | 28 | 3 | 37.471 | 112.3274 | 360.1561
2028 | 2 | 28 | 4 | 37.8257 | 113.8884 | 359.8846
2028 | 2 | 28 | 5 | 39.6775 | 114.9669 | 362.8462
2028 | 2 | 28 | 6 | 42.4051 | 121.0514 | 369.9065
2028 | 2 | 28 | 7 | 45.1597 | 130.0224 | 396.8608
2028 | 2 | 28 | 8 | 47.1158 | 143.1322 | 425.7974
2028 | 2 | 28 | 9 | 47.3603 | 147.9384 | 428.8671
2028 | 2 | 28 | 10 | 46.5688 | 148.2288 | 415.8253
2028 | 2 | 28 | 11 | 46.7027 | 149.6423 | 402.7192
2028 | 2 | 28 | 12 | 47.2251 | 143.2429 | 404.4464
2028 | 2 | 28 | 13 | 47.2102 | 139.6829 | 399.191
2028 | 2 | 28 | 14 | 47.0525 | 132.3778 | 394.1008
2028 | 2 | 28 | 15 | 47.9845 | 135.053 | 392.2831
2028 | 2 | 28 | 16 | 49.8279 | 132.9337 | 396.9723
2028 | 2 | 28 | 17 | 52.1485 | 131.2352 | 418.7681
2028 | 2 | 28 | 18 | 52.7175 | 131.4536 | 440.3848
2028 | 2 | 28 | 19 | 53.5985 | 135.8217 | 447.5156
2028 | 2 | 28 | 20 | 50.5561 | 131.396 | 439.0665
2028 | 2 | 28 | 21 | 46.7038 | 129.4192 | 421.0902
2028 | 2 | 28 | 22 | 42.9716 | 125.12 | 399.1846
2028 | 2 | 28 | 23 | 40.6792 | 123.3884 | 373.6495
2028 | 2 | 29 | 0 | 40.5481 | 124.0773 | 354.021
2028 | 2 | 29 | 1 | 38.3571 | 120.8714 | 342.5102
2028 | 2 | 29 | 2 | 37.431 | 119.174 | 334.9235
2028 | 2 | 29 | 3 | 37.2739 | 117.314 | 331.2424
2028 | 2 | 29 | 4 | 37.6686 | 116.9933 | 329.8677
2028 | 2 | 29 | 5 | 39.5632 | 118.3009 | 331.8456
2028 | 2 | 29 | 6 | 42.1803 | 124.0199 | 337.5175
2028 | 2 | 29 | 7 | 45.1458 | 133.9717 | 366.2993
2028 | 2 | 29 | 8 | 47.6632 | 142.9163 | 400.129
2028 | 2 | 29 | 9 | 48.5759 | 149.2536 | 409.7298
2028 | 2 | 29 | 10 | 48.4083 | 149.5437 | 404.8831
2028 | 2 | 29 | 11 | 48.9087 | 154.3292 | 396.6939
2028 | 2 | 29 | 12 | 49.1576 | 145.0849 | 369.3056
2028 | 2 | 29 | 13 | 49.3595 | 141.0846 | 364.3084
2028 | 2 | 29 | 14 | 49.576 | 133.3189 | 360.277
2028 | 2 | 29 | 15 | 50.6429 | 136.3509 | 359.1472
2028 | 2 | 29 | 16 | 52.5089 | 136.9816 | 366.0828
2028 | 2 | 29 | 17 | 54.8665 | 135.6246 | 392.9791
2028 | 2 | 29 | 18 | 56.3762 | 131.8592 | 420.528
2028 | 2 | 29 | 19 | 56.6306 | 134.1088 | 436.1494
2028 | 2 | 29 | 20 | 53.0833 | 130.7428 | 433.7417
2028 | 2 | 29 | 21 | 49.0307 | 128.0309 | 420.5723
2028 | 2 | 29 | 22 | 45.3022 | 123.2507 | 400.7622
2028 | 2 | 29 | 23 | 42.8252 | 124.9626 | 376.2994
2028 | 3 | 1 | 0 | 41.0911 | 125.95 | 357.1122
2028 | 3 | 1 | 1 | 40.8663 | 123.2503 | 332.2624
2028 | 3 | 1 | 2 | 39.9838 | 121.2262 | 325.1027
2028 | 3 | 1 | 3 | 39.7733 | 119.6163 | 322.0161
2028 | 3 | 1 | 4 | 40.081 | 118.6531 | 321.8896
2028 | 3 | 1 | 5 | 41.8386 | 119.9989 | 324.2563
2028 | 3 | 1 | 6 | 43.5424 | 124.9589 | 336.3309
2028 | 3 | 1 | 7 | 46.7874 | 133.6374 | 362.9954
2028 | 3 | 1 | 8 | 49.4056 | 143.5341 | 385.8248
2028 | 3 | 1 | 9 | 50.6763 | 149.5562 | 376.8276
2028 | 3 | 1 | 10 | 51.1484 | 149.8553 | 353.503
2028 | 3 | 1 | 11 | 52.0594 | 151.5124 | 333.6705
2028 | 3 | 1 | 12 | 50.8535 | 144.04 | 338.6789
2028 | 3 | 1 | 13 | 51.1068 | 140.3144 | 334.81
2028 | 3 | 1 | 14 | 51.4405 | 135.2225 | 331.0179
2028 | 3 | 1 | 15 | 52.5184 | 133.9052 | 333.2577
2028 | 3 | 1 | 16 | 54.5656 | 133.1858 | 341.384
2028 | 3 | 1 | 17 | 56.962 | 129.8866 | 372.4376
2028 | 3 | 1 | 18 | 56.4515 | 126.0673 | 408.398
2028 | 3 | 1 | 19 | 58.3037 | 133.4459 | 422.7485
2028 | 3 | 1 | 20 | 56.1959 | 128.0366 | 419.9668
2028 | 3 | 1 | 21 | 52.8465 | 129.2211 | 407.6462
2028 | 3 | 1 | 22 | 49.1662 | 124.7839 | 387.6154
2028 | 3 | 1 | 23 | 46.7102 | 121.9515 | 363.402
2028 | 3 | 2 | 0 | 45.0471 | 123.0641 | 344.612
2028 | 3 | 2 | 1 | 43.5357 | 120.892 | 311.4151
2028 | 3 | 2 | 2 | 42.7642 | 119.4513 | 302.2633
2028 | 3 | 2 | 3 | 42.6867 | 117.828 | 297.3446
2028 | 3 | 2 | 4 | 43.0482 | 116.0967 | 295.7036
2028 | 3 | 2 | 5 | 44.7868 | 117.725 | 296.8239
2028 | 3 | 2 | 6 | 47.2573 | 123.267 | 304.0596
2028 | 3 | 2 | 7 | 50.2707 | 130.528 | 329.9668
2028 | 3 | 2 | 8 | 52.5167 | 140.6291 | 354.4904
2028 | 3 | 2 | 9 | 53.0779 | 145.7232 | 352.7436
2028 | 3 | 2 | 10 | 52.4806 | 146.631 | 336.7804
2028 | 3 | 2 | 11 | 52.5664 | 148.5958 | 323.1997
2028 | 3 | 2 | 12 | 51.276 | 142.6647 | 331.7806
2028 | 3 | 2 | 13 | 51.2453 | 139.6598 | 332.6039
2028 | 3 | 2 | 14 | 51.3128 | 131.9232 | 330.9308
2028 | 3 | 2 | 15 | 52.3238 | 129.9394 | 334.6128
2028 | 3 | 2 | 16 | 54.1801 | 131.6293 | 338.1782
2028 | 3 | 2 | 17 | 56.3432 | 127.4151 | 360.0346
2028 | 3 | 2 | 18 | 58.549 | 124.3176 | 380.9615
2028 | 3 | 2 | 19 | 59.6572 | 132.4442 | 389.1243
2028 | 3 | 2 | 20 | 56.8881 | 126.518 | 383.2698
2028 | 3 | 2 | 21 | 53.238 | 127.2526 | 369.081
2028 | 3 | 2 | 22 | 49.553 | 123.1595 | 349.7312
2028 | 3 | 2 | 23 | 47.0714 | 119.6036 | 325.8167
2028 | 3 | 3 | 0 | 45.3881 | 118.9157 | 302.2169
2028 | 3 | 3 | 1 | 45.2635 | 119.3289 | 295.6901
2028 | 3 | 3 | 2 | 44.4658 | 116.4596 | 288.3017
2028 | 3 | 3 | 3 | 44.4067 | 114.3989 | 285.5056
2028 | 3 | 3 | 4 | 44.7405 | 113.9591 | 285.6921
2028 | 3 | 3 | 5 | 46.5075 | 114.2295 | 289.1938
2028 | 3 | 3 | 6 | 49.2234 | 119.4815 | 300.8243
2028 | 3 | 3 | 7 | 52.0704 | 128.0265 | 330.3891
2028 | 3 | 3 | 8 | 54.0862 | 137.588 | 358.8234
2028 | 3 | 3 | 9 | 53.9287 | 144.6366 | 360.7894
2028 | 3 | 3 | 10 | 52.3527 | 144.618 | 346.0006
2028 | 3 | 3 | 11 | 51.7036 | 147.918 | 328.7663
2028 | 3 | 3 | 12 | 51.7164 | 142.1155 | 311.7461
2028 | 3 | 3 | 13 | 51.3787 | 138.8552 | 308.8126
2028 | 3 | 3 | 14 | 51.2054 | 135.2474 | 306.7247
2028 | 3 | 3 | 15 | 51.6534 | 130.4106 | 311.5762
2028 | 3 | 3 | 16 | 53.1853 | 128.7366 | 321.7292
2028 | 3 | 3 | 17 | 55.3295 | 123.8626 | 352.7472
2028 | 3 | 3 | 18 | 56.1723 | 116.7601 | 391.4488
2028 | 3 | 3 | 19 | 57.9908 | 122.6949 | 409.7455
2028 | 3 | 3 | 20 | 55.9853 | 117.7074 | 408.6781
2028 | 3 | 3 | 21 | 52.9236 | 118.1912 | 398.1186
2028 | 3 | 3 | 22 | 49.7732 | 114.0536 | 382.6888
2028 | 3 | 3 | 23 | 47.6235 | 109.6052 | 362.7469
2028 | 3 | 4 | 0 | 46.1256 | 110.4832 | 347.1611
2028 | 3 | 4 | 1 | 44.7813 | 107.8881 | 332.5497
2028 | 3 | 4 | 2 | 43.5659 | 104.8796 | 323.4427
2028 | 3 | 4 | 3 | 43.1685 | 104.4654 | 318.8322
2028 | 3 | 4 | 4 | 43.5143 | 105.7024 | 317.7669
2028 | 3 | 4 | 5 | 44.8062 | 106.0434 | 317.567
2028 | 3 | 4 | 6 | 46.5811 | 110.3622 | 314.131
2028 | 3 | 4 | 7 | 47.6203 | 112.5368 | 331.0899
2028 | 3 | 4 | 8 | 48.8197 | 113.784 | 360.903
2028 | 3 | 4 | 9 | 50.2542 | 114.9722 | 379.5409
2028 | 3 | 4 | 10 | 50.7684 | 118.0084 | 379.9599
2028 | 3 | 4 | 11 | 51.4469 | 121.1646 | 369.2546
2028 | 3 | 4 | 12 | 51.1913 | 117.5298 | 340.2816
2028 | 3 | 4 | 13 | 50.7707 | 115.6257 | 337.682
2028 | 3 | 4 | 14 | 50.2419 | 113.2083 | 333.2993
2028 | 3 | 4 | 15 | 50.4904 | 103.347 | 337.1027
2028 | 3 | 4 | 16 | 51.3942 | 104.6344 | 345.6627
2028 | 3 | 4 | 17 | 53.1016 | 99.1949 | 375.1177
2028 | 3 | 4 | 18 | 54.1482 | 104.501 | 382.4055
2028 | 3 | 4 | 19 | 55.0008 | 112.6129 | 401.3563
2028 | 3 | 4 | 20 | 52.0966 | 106.6083 | 394.7349
2028 | 3 | 4 | 21 | 48.3243 | 106.7658 | 381.4783
2028 | 3 | 4 | 22 | 45.5095 | 106.0784 | 368.2704
2028 | 3 | 4 | 23 | 43.8638 | 101.2463 | 352.4786
2028 | 3 | 5 | 0 | 43.4751 | 107.5629 | 339.9886
2028 | 3 | 5 | 1 | 42.4066 | 106.4567 | 316.4466
2028 | 3 | 5 | 2 | 41.3019 | 103.8147 | 307.4608
2028 | 3 | 5 | 3 | 40.8913 | 103.8362 | 302.4886
2028 | 3 | 5 | 4 | 41.0798 | 104.7166 | 300.7232
2028 | 3 | 5 | 5 | 42.059 | 104.7601 | 299.0532
2028 | 3 | 5 | 6 | 42.9025 | 111.2807 | 294.0976
2028 | 3 | 5 | 7 | 43.6632 | 113.1611 | 305.6413
2028 | 3 | 5 | 8 | 45.2026 | 112.0444 | 329.2376
2028 | 3 | 5 | 9 | 47.4019 | 112.6251 | 345.2321
2028 | 3 | 5 | 10 | 49.0813 | 116.2559 | 342.3592
2028 | 3 | 5 | 11 | 50.5076 | 120.2565 | 333.473
2028 | 3 | 5 | 12 | 50.2196 | 118.6498 | 327.4762
2028 | 3 | 5 | 13 | 50.2677 | 118.0234 | 324.5454
2028 | 3 | 5 | 14 | 50.1594 | 122.8358 | 320.1765
2028 | 3 | 5 | 15 | 50.9188 | 116.0467 | 326.3785
2028 | 3 | 5 | 16 | 52.2761 | 112.8715 | 337.6966
2028 | 3 | 5 | 17 | 54.2829 | 111.321 | 368.3707
2028 | 3 | 5 | 18 | 54.2001 | 112.0455 | 384.5067
2028 | 3 | 5 | 19 | 55.1099 | 117.1721 | 393.8795
2028 | 3 | 5 | 20 | 52.3268 | 111.5652 | 384.6178
2028 | 3 | 5 | 21 | 48.2255 | 109.2441 | 366.4521
2028 | 3 | 5 | 22 | 44.8107 | 108.7426 | 346.8748
2028 | 3 | 5 | 23 | 42.8509 | 104.0021 | 325.1434
2028 | 3 | 6 | 0 | 42.5441 | 108.168 | 311.5156
2028 | 3 | 6 | 1 | 41.725 | 105.3411 | 306.1235
2028 | 3 | 6 | 2 | 41.0346 | 103.7033 | 300.043
2028 | 3 | 6 | 3 | 41.1729 | 103.8878 | 298.0575
2028 | 3 | 6 | 4 | 41.6756 | 104.8116 | 299.2096
2028 | 3 | 6 | 5 | 43.7441 | 105.9383 | 303.5513
2028 | 3 | 6 | 6 | 46.5207 | 114.1814 | 310.4665
2028 | 3 | 6 | 7 | 49.2889 | 124.328 | 340.1167
2028 | 3 | 6 | 8 | 51.3215 | 139.1858 | 369.9689
2028 | 3 | 6 | 9 | 51.5 | 146.5601 | 374.2134
2028 | 3 | 6 | 10 | 50.4276 | 147.8836 | 360.7021
2028 | 3 | 6 | 11 | 50.3034 | 146.4004 | 346.3623
2028 | 3 | 6 | 12 | 48.0372 | 141.0635 | 347.3488
2028 | 3 | 6 | 13 | 47.8338 | 138.1156 | 346.3899
2028 | 3 | 6 | 14 | 47.5929 | 137.3021 | 343.7536
2028 | 3 | 6 | 15 | 48.3937 | 133.5523 | 347.5896
2028 | 3 | 6 | 16 | 50.4759 | 131.0591 | 356.0589
2028 | 3 | 6 | 17 | 53.0972 | 126.3324 | 382.778
2028 | 3 | 6 | 18 | 54.7402 | 120.9509 | 407.4518
2028 | 3 | 6 | 19 | 56.2211 | 126.0634 | 417.4863
2028 | 3 | 6 | 20 | 53.8127 | 119.8584 | 412.9614
2028 | 3 | 6 | 21 | 50.2853 | 120.437 | 397.1177
2028 | 3 | 6 | 22 | 46.4841 | 116.0566 | 376.3195
2028 | 3 | 6 | 23 | 44.2427 | 112.533 | 352.6141
2028 | 3 | 7 | 0 | 43.453 | 110.4462 | 333.6177
2028 | 3 | 7 | 1 | 40.9887 | 113.067 | 325.1191
2028 | 3 | 7 | 2 | 40.0636 | 110.9323 | 318.7816
2028 | 3 | 7 | 3 | 39.9319 | 111.1243 | 316.2324
2028 | 3 | 7 | 4 | 40.3544 | 111.8085 | 316.3931
2028 | 3 | 7 | 5 | 42.2929 | 112.8905 | 319.3854
2028 | 3 | 7 | 6 | 45.5095 | 120.4225 | 324.146
2028 | 3 | 7 | 7 | 48.1363 | 130.1769 | 354.3104
2028 | 3 | 7 | 8 | 49.8762 | 142.7149 | 387.2496
2028 | 3 | 7 | 9 | 49.7253 | 148.7016 | 395.126
2028 | 3 | 7 | 10 | 48.2534 | 153.8074 | 385.0318
2028 | 3 | 7 | 11 | 47.9778 | 153.5658 | 371.7271
2028 | 3 | 7 | 12 | 47.6801 | 146.232 | 373.6633
2028 | 3 | 7 | 13 | 47.6606 | 143.0726 | 373.5845
2028 | 3 | 7 | 14 | 47.495 | 143.4751 | 371.0481
2028 | 3 | 7 | 15 | 48.2497 | 142.5739 | 375.1085
2028 | 3 | 7 | 16 | 50.0635 | 139.9252 | 382.4214
2028 | 3 | 7 | 17 | 52.5726 | 137.582 | 405.8639
2028 | 3 | 7 | 18 | 55.0965 | 133.6341 | 422.6288
2028 | 3 | 7 | 19 | 55.9368 | 138.3278 | 434.3704
2028 | 3 | 7 | 20 | 53.1821 | 134.1131 | 431.6292
2028 | 3 | 7 | 21 | 49.5217 | 134.59 | 417.9049
2028 | 3 | 7 | 22 | 45.7589 | 131.355 | 398.5007
2028 | 3 | 7 | 23 | 43.4375 | 126.7237 | 374.6111
2028 | 3 | 8 | 0 | 42.0913 | 125.2189 | 352.5541
2028 | 3 | 8 | 1 | 40.4942 | 123.1244 | 338.756
2028 | 3 | 8 | 2 | 39.5952 | 120.6768 | 332.7964
2028 | 3 | 8 | 3 | 39.4574 | 119.4064 | 330.2978
2028 | 3 | 8 | 4 | 39.8967 | 118.6376 | 330.8731
2028 | 3 | 8 | 5 | 41.8837 | 120.5468 | 334.3428
2028 | 3 | 8 | 6 | 44.8082 | 124.66 | 347.5216
2028 | 3 | 8 | 7 | 47.6929 | 133.2609 | 374.1196
2028 | 3 | 8 | 8 | 49.9284 | 141.6824 | 391.9777
2028 | 3 | 8 | 9 | 50.6809 | 148.9803 | 377.8725
2028 | 3 | 8 | 10 | 50.2414 | 147.3619 | 351.1146
2028 | 3 | 8 | 11 | 50.6012 | 148.4329 | 328.6597
2028 | 3 | 8 | 12 | 50.5154 | 146.2683 | 341.5209
2028 | 3 | 8 | 13 | 50.7396 | 142.5689 | 338.7548
2028 | 3 | 8 | 14 | 50.927 | 137.0748 | 335.3604
2028 | 3 | 8 | 15 | 51.888 | 134.6051 | 337.8374
2028 | 3 | 8 | 16 | 53.7033 | 134.8199 | 347.2334
2028 | 3 | 8 | 17 | 55.9101 | 131.5347 | 379.2933
2028 | 3 | 8 | 18 | 56.151 | 125.9445 | 394.428
2028 | 3 | 8 | 19 | 57.6724 | 129.9583 | 420.3658
2028 | 3 | 8 | 20 | 55.4126 | 125.7437 | 425.0668
2028 | 3 | 8 | 21 | 52.1153 | 125.6908 | 414.7427
2028 | 3 | 8 | 22 | 48.4369 | 120.2363 | 395.6541
2028 | 3 | 8 | 23 | 46.0097 | 119.1923 | 372.6055
2028 | 3 | 9 | 0 | 43.0805 | 118.8667 | 356.7855
2028 | 3 | 9 | 1 | 43.8155 | 115.403 | 344.721
2028 | 3 | 9 | 2 | 43.2093 | 112.5478 | 338.7003
2028 | 3 | 9 | 3 | 43.3793 | 110.9192 | 336.9024
2028 | 3 | 9 | 4 | 43.9508 | 110.6277 | 338.134
2028 | 3 | 9 | 5 | 45.9842 | 111.69 | 342.1526
2028 | 3 | 9 | 6 | 49.0156 | 119.3783 | 352.9494
2028 | 3 | 9 | 7 | 51.8473 | 127.9498 | 378.6389
2028 | 3 | 9 | 8 | 53.9362 | 139.2608 | 393.271
2028 | 3 | 9 | 9 | 54.0005 | 145.2864 | 374.5243
2028 | 3 | 9 | 10 | 52.465 | 146.3964 | 344.5015
2028 | 3 | 9 | 11 | 51.9876 | 150.0216 | 321.7861
2028 | 3 | 9 | 12 | 49.9878 | 147.7141 | 305.2755
2028 | 3 | 9 | 13 | 49.6366 | 145.7136 | 299.4756
2028 | 3 | 9 | 14 | 49.6769 | 143.3041 | 294.8964
2028 | 3 | 9 | 15 | 50.7533 | 139.4542 | 296.4624
2028 | 3 | 9 | 16 | 53.0815 | 138.2365 | 307.0396
2028 | 3 | 9 | 17 | 55.9801 | 133.6257 | 345.3672
2028 | 3 | 9 | 18 | 59.1434 | 127.0245 | 388.4392
2028 | 3 | 9 | 19 | 60.9546 | 131.6474 | 414.3438
2028 | 3 | 9 | 20 | 58.7831 | 126.0833 | 419.9848
2028 | 3 | 9 | 21 | 55.4516 | 125.3359 | 409.9613
2028 | 3 | 9 | 22 | 51.8186 | 120.7804 | 391.5383
2028 | 3 | 9 | 23 | 49.3961 | 116.2374 | 368.4628
2028 | 3 | 10 | 0 | 48.445 | 112.8641 | 348.5849
2028 | 3 | 10 | 1 | 45.0094 | 113.0905 | 336.468
2028 | 3 | 10 | 2 | 43.9097 | 110.2018 | 329.3861
2028 | 3 | 10 | 3 | 43.5979 | 108.6401 | 326.5186
2028 | 3 | 10 | 4 | 43.807 | 108.0737 | 326.7908
2028 | 3 | 10 | 5 | 45.4003 | 108.5343 | 329.7322
2028 | 3 | 10 | 6 | 47.456 | 111.7016 | 337.8583
2028 | 3 | 10 | 7 | 49.88 | 119.4728 | 363.9834
2028 | 3 | 10 | 8 | 51.7251 | 128.9976 | 380.9972
2028 | 3 | 10 | 9 | 52.0288 | 137.0268 | 366.1975
2028 | 3 | 10 | 10 | 51.3342 | 136.2449 | 339.7566
2028 | 3 | 10 | 11 | 51.3929 | 138.2631 | 317.7394
2028 | 3 | 10 | 12 | 50.9962 | 132.6426 | 332.4493
2028 | 3 | 10 | 13 | 50.9563 | 130.0877 | 330.2283
2028 | 3 | 10 | 14 | 50.5548 | 122.2543 | 326.5145
2028 | 3 | 10 | 15 | 51.0924 | 119.9991 | 327.2724
2028 | 3 | 10 | 16 | 52.1128 | 120.4256 | 331.8154
2028 | 3 | 10 | 17 | 53.2292 | 113.2741 | 359.1668
2028 | 3 | 10 | 18 | 53.7252 | 114.1689 | 399.9163
2028 | 3 | 10 | 19 | 54.1974 | 117.7876 | 412.7944
2028 | 3 | 10 | 20 | 51.2311 | 115.0124 | 411.6572
2028 | 3 | 10 | 21 | 47.7397 | 116.7865 | 399.1585
2028 | 3 | 10 | 22 | 44.5167 | 113.0427 | 382.9667
2028 | 3 | 10 | 23 | 42.5356 | 107.6585 | 362.1116
2028 | 3 | 11 | 0 | 40.8498 | 106.7648 | 339.7634
2028 | 3 | 11 | 1 | 39.0268 | 103.4684 | 323.5426
2028 | 3 | 11 | 2 | 37.667 | 100.5424 | 314.8321
2028 | 3 | 11 | 3 | 37.1061 | 99.9854 | 309.8084
2028 | 3 | 11 | 4 | 37.4256 | 99.8875 | 308.7614
2028 | 3 | 11 | 5 | 38.6069 | 100.2658 | 309.5844
2028 | 3 | 11 | 6 | 39.9629 | 105.7415 | 309.9732
2028 | 3 | 11 | 7 | 41.2617 | 108.4284 | 324.2532
2028 | 3 | 11 | 8 | 43.4933 | 108.0235 | 343.4058
2028 | 3 | 11 | 9 | 46.815 | 112.0287 | 357.2183
2028 | 3 | 11 | 10 | 48.9906 | 114.3764 | 358.5479
2028 | 3 | 11 | 11 | 50.7632 | 117.6003 | 352.4102
2028 | 3 | 11 | 12 | 50.0662 | 113.1751 | 296.0961
2028 | 3 | 11 | 13 | 50.0594 | 110.8692 | 292.0993
2028 | 3 | 11 | 14 | 49.8422 | 107.0416 | 286.5626
2028 | 3 | 11 | 15 | 50.4071 | 100.9711 | 285.8989
2028 | 3 | 11 | 16 | 51.4781 | 102.1409 | 294.481
2028 | 3 | 11 | 17 | 52.8073 | 99.3725 | 332.1802
2028 | 3 | 11 | 18 | 52.6866 | 101.5529 | 377.5784
2028 | 3 | 11 | 19 | 52.8496 | 107.279 | 395.294
2028 | 3 | 11 | 20 | 49.4033 | 102.6046 | 391.0274
2028 | 3 | 11 | 21 | 45.5561 | 106.2602 | 376.9231
2028 | 3 | 11 | 22 | 42.9427 | 105.1951 | 363.9566
2028 | 3 | 11 | 23 | 41.5661 | 99.8743 | 348.7096
2028 | 3 | 12 | 0 | 41.1948 | 100.8291 | 336.6715
2028 | 3 | 12 | 1 | 40.0926 | 95.2531 | 316.859
2028 | 3 | 12 | 2 | 39.6427 | 93.8013 | 311.8039
2028 | 3 | 12 | 3 | 39.5376 | 94.8444 | 309.5488
2028 | 3 | 12 | 4 | 40.7368 | 96.6197 | 311.2307
2028 | 3 | 12 | 5 | 42.818 | 99.3203 | 317.2268
2028 | 3 | 12 | 6 | 45.3615 | 109.0346 | 322.4777
2028 | 3 | 12 | 7 | 45.9604 | 113.6176 | 335.0014
2028 | 3 | 12 | 8 | 46.4675 | 112.2729 | 344.7843
2028 | 3 | 12 | 9 | 48.6159 | 110.7123 | 359.0233
2028 | 3 | 12 | 10 | 51.11 | 114.1396 | 358.4696
2028 | 3 | 12 | 11 | 52.6805 | 113.0078 | 353.4989
2028 | 3 | 12 | 12 | 51.345 | 111.1196 | 362.1697
2028 | 3 | 12 | 13 | 50.9379 | 110.6216 | 361.7577
2028 | 3 | 12 | 14 | 51.1126 | 115.5206 | 360.1919
2028 | 3 | 12 | 15 | 52.422 | 109.1266 | 364.5877
2028 | 3 | 12 | 16 | 54.6805 | 103.2115 | 374.7121
2028 | 3 | 12 | 17 | 56.4439 | 102.1338 | 394.8538
2028 | 3 | 12 | 18 | 54.1608 | 98.1057 | 390.6758
2028 | 3 | 12 | 19 | 54.5413 | 104.7941 | 398.477
2028 | 3 | 12 | 20 | 51.838 | 100.7549 | 386.6432
2028 | 3 | 12 | 21 | 46.6324 | 101.6753 | 360.6811
2028 | 3 | 12 | 22 | 42.7722 | 97.4264 | 336.3975
2028 | 3 | 12 | 23 | 40.8231 | 92.8704 | 314.6731
2028 | 3 | 13 | 0 | 41.3946 | 98.4191 | 307.9053
2028 | 3 | 13 | 1 | 40.4744 | 93.9581 | 296.4727
2028 | 3 | 13 | 2 | 40.4012 | 93.7449 | 293.4468
2028 | 3 | 13 | 3 | 40.7478 | 95.8072 | 292.8594
2028 | 3 | 13 | 4 | 42.1926 | 97.2102 | 295.9279
2028 | 3 | 13 | 5 | 45.1912 | 102.0641 | 305.6171
2028 | 3 | 13 | 6 | 49.4496 | 116.539 | 323.6313
2028 | 3 | 13 | 7 | 51.555 | 129.8756 | 351.2336
2028 | 3 | 13 | 8 | 51.7467 | 142.11 | 360.3939
2028 | 3 | 13 | 9 | 50.8407 | 143.9185 | 351.8656
2028 | 3 | 13 | 10 | 49.497 | 144.8634 | 331.4071
2028 | 3 | 13 | 11 | 48.6637 | 138.2948 | 319.2535
2028 | 3 | 13 | 12 | 50.2855 | 131.9751 | 293.0339
2028 | 3 | 13 | 13 | 49.9727 | 130.1171 | 286.1438
2028 | 3 | 13 | 14 | 50.0448 | 124.7887 | 282.2936
2028 | 3 | 13 | 15 | 51.463 | 120.463 | 285.4561
2028 | 3 | 13 | 16 | 54.1816 | 118.1101 | 297.6841
2028 | 3 | 13 | 17 | 55.807 | 110.3976 | 327.8129
2028 | 3 | 13 | 18 | 56.346 | 105.1774 | 355.9101
2028 | 3 | 13 | 19 | 56.4928 | 112.4542 | 370.3871
2028 | 3 | 13 | 20 | 53.2693 | 108.4234 | 367.3329
2028 | 3 | 13 | 21 | 48.0413 | 110.7294 | 345.1535
2028 | 3 | 13 | 22 | 43.7785 | 105.3385 | 320.344
2028 | 3 | 13 | 23 | 41.3295 | 98.7024 | 296.8825
2028 | 3 | 14 | 0 | 40.7478 | 99.1615 | 288.0443
2028 | 3 | 14 | 1 | 39.8881 | 102.0651 | 284.5913
2028 | 3 | 14 | 2 | 39.3746 | 100.7972 | 281.4795
2028 | 3 | 14 | 3 | 39.3081 | 102.2419 | 280.8559
2028 | 3 | 14 | 4 | 40.5215 | 103.4339 | 283.7195
2028 | 3 | 14 | 5 | 43.2774 | 108.009 | 293.29
2028 | 3 | 14 | 6 | 46.8963 | 121.3106 | 313.1344
2028 | 3 | 14 | 7 | 49.0369 | 134.5704 | 341.7799
2028 | 3 | 14 | 8 | 49.7261 | 144.1547 | 349.9814
2028 | 3 | 14 | 9 | 49.7935 | 144.8717 | 337.8678
2028 | 3 | 14 | 10 | 49.6684 | 148.5791 | 314.4323
2028 | 3 | 14 | 11 | 49.6958 | 144.428 | 299.7567
2028 | 3 | 14 | 12 | 49.836 | 138.5055 | 284.7782
2028 | 3 | 14 | 13 | 49.754 | 136.6351 | 278.6603
2028 | 3 | 14 | 14 | 49.9457 | 134.7674 | 275.9575
2028 | 3 | 14 | 15 | 51.3003 | 131.2273 | 280.6776
2028 | 3 | 14 | 16 | 53.7241 | 127.8509 | 295.5543
2028 | 3 | 14 | 17 | 55.2151 | 122.1365 | 326.9863
2028 | 3 | 14 | 18 | 54.0175 | 119.8375 | 359.2226
2028 | 3 | 14 | 19 | 54.014 | 125.1013 | 377.0298
2028 | 3 | 14 | 20 | 50.837 | 120.834 | 376.7015
2028 | 3 | 14 | 21 | 45.559 | 120.6006 | 356.9949
2028 | 3 | 14 | 22 | 41.3024 | 115.1757 | 333.5
2028 | 3 | 14 | 23 | 38.9785 | 108.2836 | 310.3049
2028 | 3 | 15 | 0 | 39.3522 | 108.8357 | 297.7581
2028 | 3 | 15 | 1 | 40.2153 | 109.669 | 295.6148
2028 | 3 | 15 | 2 | 39.961 | 107.2695 | 293.5073
2028 | 3 | 15 | 3 | 40.1463 | 107.3576 | 293.3443
2028 | 3 | 15 | 4 | 41.5698 | 108.9197 | 296.9077
2028 | 3 | 15 | 5 | 44.6244 | 113.4454 | 306.9236
2028 | 3 | 15 | 6 | 48.4562 | 126.5396 | 324.5709
2028 | 3 | 15 | 7 | 50.7958 | 140.8989 | 353.2723
2028 | 3 | 15 | 8 | 51.7207 | 148.9004 | 363.6066
2028 | 3 | 15 | 9 | 51.9326 | 151.9203 | 356.2446
2028 | 3 | 15 | 10 | 51.6368 | 153.0092 | 337.2217
2028 | 3 | 15 | 11 | 51.515 | 149.9672 | 324.4673
2028 | 3 | 15 | 12 | 50.3105 | 140.8895 | 287.7657
2028 | 3 | 15 | 13 | 49.9859 | 138.7599 | 281.2123
2028 | 3 | 15 | 14 | 50.3101 | 135.7186 | 278.3788
2028 | 3 | 15 | 15 | 51.8343 | 130.913 | 281.9776
2028 | 3 | 15 | 16 | 54.8109 | 127.712 | 297.2835
2028 | 3 | 15 | 17 | 56.9483 | 121.2598 | 332.7931
2028 | 3 | 15 | 18 | 56.1857 | 113.8913 | 357.6796
2028 | 3 | 15 | 19 | 57.6293 | 119.2282 | 384.8375
2028 | 3 | 15 | 20 | 55.5184 | 115.5619 | 389.5768
2028 | 3 | 15 | 21 | 50.9797 | 116.5685 | 373.1291
2028 | 3 | 15 | 22 | 46.8711 | 110.1894 | 350.3166
2028 | 3 | 15 | 23 | 44.399 | 104.1733 | 327.5764
2028 | 3 | 16 | 0 | 44.1906 | 107.7709 | 314.5351
2028 | 3 | 16 | 1 | 43.7444 | 106.3841 | 311.8005
2028 | 3 | 16 | 2 | 43.4936 | 103.9255 | 309.7486
2028 | 3 | 16 | 3 | 43.6859 | 103.8422 | 310.2834
2028 | 3 | 16 | 4 | 45.0372 | 105.6716 | 314.3827
2028 | 3 | 16 | 5 | 47.8631 | 109.873 | 324.971
2028 | 3 | 16 | 6 | 51.7932 | 126.5044 | 348.2649
2028 | 3 | 16 | 7 | 53.6607 | 140.3935 | 375.1129
2028 | 3 | 16 | 8 | 53.8082 | 149.5805 | 375.5047
2028 | 3 | 16 | 9 | 53.072 | 151.7677 | 352.8522
2028 | 3 | 16 | 10 | 51.6331 | 155.3441 | 321.2931
2028 | 3 | 16 | 11 | 50.7386 | 153.5305 | 302.4065
2028 | 3 | 16 | 12 | 51.9474 | 146.8948 | 304.7176
2028 | 3 | 16 | 13 | 51.5966 | 146.2247 | 297.4357
2028 | 3 | 16 | 14 | 51.7365 | 144.0326 | 294.3953
2028 | 3 | 16 | 15 | 53.3661 | 139.4859 | 298.8994
2028 | 3 | 16 | 16 | 55.9545 | 134.4445 | 313.4526
2028 | 3 | 16 | 17 | 57.4327 | 127.1469 | 344.9367
2028 | 3 | 16 | 18 | 56.3409 | 114.7665 | 383.0147
2028 | 3 | 16 | 19 | 57.744 | 119.5501 | 399.1825
2028 | 3 | 16 | 20 | 55.3075 | 115.0291 | 399.1194
2028 | 3 | 16 | 21 | 50.79 | 114.1362 | 378.7175
2028 | 3 | 16 | 22 | 46.818 | 108.156 | 354.4283
2028 | 3 | 16 | 23 | 44.5844 | 102.2356 | 330.229
2028 | 3 | 17 | 0 | 43.7682 | 105.3963 | 320.7444
2028 | 3 | 17 | 1 | 43.2482 | 101.6115 | 308.1467
2028 | 3 | 17 | 2 | 42.8277 | 99.0049 | 303.249
2028 | 3 | 17 | 3 | 42.8766 | 99.6275 | 300.9391
2028 | 3 | 17 | 4 | 44.0859 | 101.7126 | 302.4813
2028 | 3 | 17 | 5 | 46.83 | 105.3334 | 310.2482
2028 | 3 | 17 | 6 | 49.7944 | 118.3709 | 327.0944
2028 | 3 | 17 | 7 | 51.8092 | 131.7231 | 355.2094
2028 | 3 | 17 | 8 | 52.575 | 141.2259 | 369.8062
2028 | 3 | 17 | 9 | 52.6796 | 146.4468 | 371.044
2028 | 3 | 17 | 10 | 52.5747 | 149.3893 | 357.3726
2028 | 3 | 17 | 11 | 52.4294 | 144.1022 | 346.5945
2028 | 3 | 17 | 12 | 51.3871 | 136.5184 | 343.6425
2028 | 3 | 17 | 13 | 50.9414 | 135.2151 | 341.4295
2028 | 3 | 17 | 14 | 50.9012 | 129.9345 | 339.3616
2028 | 3 | 17 | 15 | 51.8417 | 125.2916 | 342.3169
2028 | 3 | 17 | 16 | 53.7809 | 121.1561 | 348.3859
2028 | 3 | 17 | 17 | 54.8788 | 112.8386 | 363.4503
2028 | 3 | 17 | 18 | 54.8144 | 108.5558 | 368.1
2028 | 3 | 17 | 19 | 54.9914 | 113.2901 | 376.6224
2028 | 3 | 17 | 20 | 52.0545 | 111.4337 | 371.7647
2028 | 3 | 17 | 21 | 47.2419 | 112.1897 | 350.0364
2028 | 3 | 17 | 22 | 43.5819 | 106.7622 | 328.7857
2028 | 3 | 17 | 23 | 41.4399 | 98.9453 | 307.9319
2028 | 3 | 18 | 0 | 40.6104 | 98.5851 | 299.29
2028 | 3 | 18 | 1 | 39.5448 | 99.5351 | 283.8962
2028 | 3 | 18 | 2 | 38.6521 | 97.3055 | 278.5848
2028 | 3 | 18 | 3 | 38.2478 | 97.5197 | 275.5016
2028 | 3 | 18 | 4 | 39.2765 | 99.3023 | 276.6625
2028 | 3 | 18 | 5 | 41.2634 | 102.0892 | 282.6753
2028 | 3 | 18 | 6 | 43.4186 | 112.2066 | 292.4247
2028 | 3 | 18 | 7 | 43.9467 | 119.1805 | 309.4926
2028 | 3 | 18 | 8 | 44.4981 | 119.7338 | 323.875
2028 | 3 | 18 | 9 | 46.6995 | 122.7033 | 339.5986
2028 | 3 | 18 | 10 | 48.7548 | 126.3847 | 337.2765
2028 | 3 | 18 | 11 | 49.9815 | 124.9273 | 334.6566
2028 | 3 | 18 | 12 | 50.5814 | 116.8599 | 340.9485
2028 | 3 | 18 | 13 | 50.1895 | 114.8048 | 339.5722
2028 | 3 | 18 | 14 | 50.0305 | 115.4994 | 336.3784
2028 | 3 | 18 | 15 | 51.0347 | 109.1211 | 339.5902
2028 | 3 | 18 | 16 | 52.717 | 103.9889 | 347.5277
2028 | 3 | 18 | 17 | 53.2151 | 102.0895 | 365.0394
2028 | 3 | 18 | 18 | 51.2304 | 96.5385 | 369.5958
2028 | 3 | 18 | 19 | 50.381 | 101.4587 | 373.3762
2028 | 3 | 18 | 20 | 46.5512 | 97.1524 | 362.4754
2028 | 3 | 18 | 21 | 41.1967 | 99.6758 | 338.6282
2028 | 3 | 18 | 22 | 38.0335 | 95.2575 | 320.3109
2028 | 3 | 18 | 23 | 36.5921 | 91.2529 | 303.6852
2028 | 3 | 19 | 0 | 37.6797 | 96.3286 | 293.3699
2028 | 3 | 19 | 1 | 37.6813 | 93.6621 | 290.801
2028 | 3 | 19 | 2 | 37.2148 | 91.7917 | 286.7524
2028 | 3 | 19 | 3 | 37.1272 | 93.1886 | 284.4744
2028 | 3 | 19 | 4 | 38.3241 | 97.5149 | 286.3335
2028 | 3 | 19 | 5 | 40.4106 | 100.0451 | 292.6003
2028 | 3 | 19 | 6 | 42.9165 | 104.8608 | 299.0134
2028 | 3 | 19 | 7 | 43.4793 | 107.6701 | 312.9586
2028 | 3 | 19 | 8 | 44.1698 | 109.6191 | 321.719
2028 | 3 | 19 | 9 | 46.5357 | 112.4863 | 331.385
2028 | 3 | 19 | 10 | 48.9351 | 115.3623 | 328.7368
2028 | 3 | 19 | 11 | 50.4583 | 112.4213 | 323.8456
2028 | 3 | 19 | 12 | 48.7955 | 104.2083 | 329.2528
2028 | 3 | 19 | 13 | 48.4685 | 103.8455 | 330.9763
2028 | 3 | 19 | 14 | 48.6051 | 105.3328 | 329.9594
2028 | 3 | 19 | 15 | 49.9995 | 101.6662 | 333.9103
2028 | 3 | 19 | 16 | 52.4027 | 96.5588 | 344.3952
2028 | 3 | 19 | 17 | 54.1161 | 93.4371 | 368.6861
2028 | 3 | 19 | 18 | 53.4601 | 97.6712 | 383.3957
2028 | 3 | 19 | 19 | 53.5792 | 102.0844 | 394.3076
2028 | 3 | 19 | 20 | 50.7804 | 101.0909 | 387.4711
2028 | 3 | 19 | 21 | 45.6805 | 102.2761 | 364.2953
2028 | 3 | 19 | 22 | 41.9543 | 96.4941 | 342.0888
2028 | 3 | 19 | 23 | 40.0059 | 94.9025 | 320.7215
2028 | 3 | 20 | 0 | 39.7754 | 102.2867 | 302.459
2028 | 3 | 20 | 1 | 39.2243 | 100.7214 | 297.3311
2028 | 3 | 20 | 2 | 39.0917 | 100.3516 | 296.2146
2028 | 3 | 20 | 3 | 39.4394 | 102.8828 | 296.736
2028 | 3 | 20 | 4 | 40.9105 | 105.2424 | 300.776
2028 | 3 | 20 | 5 | 43.9571 | 110.5991 | 311.6673
2028 | 3 | 20 | 6 | 47.976 | 124.6865 | 334.926
2028 | 3 | 20 | 7 | 50.0636 | 137.9945 | 362.9612
2028 | 3 | 20 | 8 | 50.6461 | 148.8432 | 366.7117
2028 | 3 | 20 | 9 | 50.4912 | 150.9035 | 351.3608
2028 | 3 | 20 | 10 | 49.8512 | 151.5976 | 327.2326
2028 | 3 | 20 | 11 | 49.5387 | 145.8754 | 312.7101
2028 | 3 | 20 | 12 | 49.0568 | 141.5296 | 292.1955
2028 | 3 | 20 | 13 | 48.7961 | 139.3622 | 284.5494
2028 | 3 | 20 | 14 | 48.8486 | 134.2919 | 280.3412
2028 | 3 | 20 | 15 | 50.4196 | 130.1847 | 283.3418
2028 | 3 | 20 | 16 | 53.2037 | 128.2151 | 297.8556
2028 | 3 | 20 | 17 | 54.7349 | 122.7989 | 332.3004
2028 | 3 | 20 | 18 | 54.6651 | 115.0211 | 369.6297
2028 | 3 | 20 | 19 | 54.608 | 120.4222 | 388.5941
2028 | 3 | 20 | 20 | 51.3203 | 119.4748 | 390.5648
2028 | 3 | 20 | 21 | 45.9757 | 119.5049 | 369.5938
2028 | 3 | 20 | 22 | 41.6984 | 113.3152 | 345.2684
2028 | 3 | 20 | 23 | 39.4045 | 109.2148 | 321.7196
2028 | 3 | 21 | 0 | 39.7907 | 109.1458 | 313.1188
2028 | 3 | 21 | 1 | 38.7159 | 110.2667 | 312.3125
2028 | 3 | 21 | 2 | 38.3347 | 108.5258 | 310.6867
2028 | 3 | 21 | 3 | 38.4212 | 109.4582 | 311.0603
2028 | 3 | 21 | 4 | 39.7758 | 111.1368 | 314.8726
2028 | 3 | 21 | 5 | 42.7082 | 115.9402 | 325.2767
2028 | 3 | 21 | 6 | 47.0602 | 129.3875 | 347.0735
2028 | 3 | 21 | 7 | 48.8865 | 142.3288 | 374.4365
2028 | 3 | 21 | 8 | 48.8444 | 149.364 | 375.4248
2028 | 3 | 21 | 9 | 47.8047 | 149.0136 | 355.0683
2028 | 3 | 21 | 10 | 46.413 | 149.7694 | 327.8455
2028 | 3 | 21 | 11 | 45.7453 | 150.6837 | 310.8777
2028 | 3 | 21 | 12 | 45.1989 | 143.6777 | 298.1876
2028 | 3 | 21 | 13 | 44.8164 | 141.6975 | 291.0975
2028 | 3 | 21 | 14 | 44.7681 | 136.248 | 287.2378
2028 | 3 | 21 | 15 | 46.0497 | 132.8515 | 290.349
2028 | 3 | 21 | 16 | 48.7361 | 131.7362 | 305.3929
2028 | 3 | 21 | 17 | 50.7732 | 127.5486 | 339.0319
2028 | 3 | 21 | 18 | 50.8818 | 123.6357 | 361.1242
2028 | 3 | 21 | 19 | 51.6301 | 127.4284 | 388.3994
2028 | 3 | 21 | 20 | 49.3905 | 126.1579 | 394.9364
2028 | 3 | 21 | 21 | 44.493 | 123.8078 | 377.0276
2028 | 3 | 21 | 22 | 40.3619 | 117.1593 | 354.1517
2028 | 3 | 21 | 23 | 38.1366 | 112.6706 | 331.5574
2028 | 3 | 22 | 0 | 38.2567 | 113.4876 | 321.2974
2028 | 3 | 22 | 1 | 37.1742 | 112.0096 | 319.6965
2028 | 3 | 22 | 2 | 36.6733 | 109.2303 | 318.1824
2028 | 3 | 22 | 3 | 36.6855 | 108.4728 | 318.2587
2028 | 3 | 22 | 4 | 37.9119 | 110.2502 | 322.1091
2028 | 3 | 22 | 5 | 40.8423 | 114.4928 | 332.4129
2028 | 3 | 22 | 6 | 44.9282 | 128.513 | 354.626
2028 | 3 | 22 | 7 | 46.679 | 142.177 | 380.4658
2028 | 3 | 22 | 8 | 46.4395 | 148.0347 | 379.0219
2028 | 3 | 22 | 9 | 45.5118 | 150.1231 | 356.0659
2028 | 3 | 22 | 10 | 44.2555 | 148.3318 | 327.1316
2028 | 3 | 22 | 11 | 43.7857 | 150.9073 | 309.4502
2028 | 3 | 22 | 12 | 43.4294 | 139.2108 | 293.4821
2028 | 3 | 22 | 13 | 43.1295 | 137.0274 | 285.7701
2028 | 3 | 22 | 14 | 42.9805 | 128.5747 | 281.5648
2028 | 3 | 22 | 15 | 44.2569 | 126.2583 | 282.8075
2028 | 3 | 22 | 16 | 46.8045 | 126.0498 | 297.0428
2028 | 3 | 22 | 17 | 48.588 | 119.8011 | 331.9966
2028 | 3 | 22 | 18 | 48.9136 | 115.7863 | 367.9157
2028 | 3 | 22 | 19 | 49.6795 | 118.8994 | 390.6504
2028 | 3 | 22 | 20 | 47.6151 | 117.8156 | 396.0388
2028 | 3 | 22 | 21 | 42.917 | 116.9703 | 377.0621
2028 | 3 | 22 | 22 | 38.8128 | 109.8348 | 352.5945
2028 | 3 | 22 | 23 | 36.5323 | 105.6106 | 328.7945
2028 | 3 | 23 | 0 | 36.4389 | 108.9395 | 319.2478
2028 | 3 | 23 | 1 | 35.0207 | 107.4534 | 318.4171
2028 | 3 | 23 | 2 | 34.3946 | 105.4688 | 315.8482
2028 | 3 | 23 | 3 | 34.3188 | 105.2999 | 315.6154
2028 | 3 | 23 | 4 | 35.443 | 106.7987 | 319.026
2028 | 3 | 23 | 5 | 38.2025 | 111.2371 | 328.7785
2028 | 3 | 23 | 6 | 42.2704 | 127.1599 | 354.7799
2028 | 3 | 23 | 7 | 44.1074 | 140.7013 | 381.316
2028 | 3 | 23 | 8 | 44.0907 | 148.8845 | 381.7474
2028 | 3 | 23 | 9 | 43.5501 | 152.8187 | 361.5775
2028 | 3 | 23 | 10 | 42.809 | 155.9648 | 334.7298
2028 | 3 | 23 | 11 | 42.6845 | 155.5362 | 319.1806
2028 | 3 | 23 | 12 | 41.6551 | 139.2044 | 287.7725
2028 | 3 | 23 | 13 | 41.436 | 138.8802 | 279.5784
2028 | 3 | 23 | 14 | 41.3033 | 130.1437 | 275.5506
2028 | 3 | 23 | 15 | 42.6253 | 128.6494 | 277.4071
2028 | 3 | 23 | 16 | 44.8606 | 127.9191 | 291.4232
2028 | 3 | 23 | 17 | 46.4644 | 119.3554 | 326.8285
2028 | 3 | 23 | 18 | 48.8469 | 114.352 | 358.8595
2028 | 3 | 23 | 19 | 48.993 | 117.6488 | 387.7677
2028 | 3 | 23 | 20 | 46.4073 | 117.1642 | 397.1461
2028 | 3 | 23 | 21 | 41.5945 | 116.6886 | 380.5824
2028 | 3 | 23 | 22 | 37.644 | 110.9376 | 357.7473
2028 | 3 | 23 | 23 | 35.4163 | 106.4621 | 334.5636
2028 | 3 | 24 | 0 | 34.4903 | 110.1738 | 327.3244
2028 | 3 | 24 | 1 | 33.8118 | 108.2878 | 313.7939
2028 | 3 | 24 | 2 | 33.2106 | 106.4135 | 310.6365
2028 | 3 | 24 | 3 | 33.1146 | 107.651 | 309.6881
2028 | 3 | 24 | 4 | 34.3184 | 109.5747 | 312.6385
2028 | 3 | 24 | 5 | 37.103 | 114.0727 | 321.6714
2028 | 3 | 24 | 6 | 41.0965 | 127.7697 | 336.8169
2028 | 3 | 24 | 7 | 43.3085 | 140.0424 | 364.1896
2028 | 3 | 24 | 8 | 44.1447 | 146.6444 | 372.4091
2028 | 3 | 24 | 9 | 44.5241 | 150.4707 | 364.6378
2028 | 3 | 24 | 10 | 44.6779 | 152.1215 | 346.2542
2028 | 3 | 24 | 11 | 45.0029 | 149.0897 | 333.87
2028 | 3 | 24 | 12 | 41.9969 | 140.7186 | 358.5783
2028 | 3 | 24 | 13 | 41.6407 | 138.5337 | 358.1311
2028 | 3 | 24 | 14 | 41.4624 | 128.557 | 356.2107
2028 | 3 | 24 | 15 | 42.5024 | 127.0725 | 357.6357
2028 | 3 | 24 | 16 | 44.6232 | 125.8247 | 360.9663
2028 | 3 | 24 | 17 | 46.1413 | 119.8088 | 373.8823
2028 | 3 | 24 | 18 | 46.2271 | 117.9494 | 376.6526
2028 | 3 | 24 | 19 | 46.9961 | 120.1832 | 384.4421
2028 | 3 | 24 | 20 | 45.3629 | 122.0214 | 382.5011
2028 | 3 | 24 | 21 | 41.2267 | 120.1759 | 360.8722
2028 | 3 | 24 | 22 | 37.9202 | 114.2441 | 339.407
2028 | 3 | 24 | 23 | 35.8556 | 110.3381 | 318.1288
2028 | 3 | 25 | 0 | 35.1984 | 110.1586 | 303.1849
2028 | 3 | 25 | 1 | 34.9926 | 106.1074 | 291.8903
2028 | 3 | 25 | 2 | 34.254 | 104.3726 | 287.3556
2028 | 3 | 25 | 3 | 34.0609 | 105.7849 | 284.6272
2028 | 3 | 25 | 4 | 34.8371 | 109.344 | 286.2296
2028 | 3 | 25 | 5 | 36.6582 | 113.0823 | 292.9677
2028 | 3 | 25 | 6 | 39.0322 | 125.4808 | 300.1665
2028 | 3 | 25 | 7 | 40.4904 | 128.815 | 315.1567
2028 | 3 | 25 | 8 | 41.8991 | 128.4145 | 318.3682
2028 | 3 | 25 | 9 | 43.4846 | 127.4045 | 321.0649
2028 | 3 | 25 | 10 | 44.2403 | 127.2551 | 314.2643
2028 | 3 | 25 | 11 | 44.8276 | 128.6523 | 310.3014
2028 | 3 | 25 | 12 | 45.1885 | 122.3978 | 275.6097
2028 | 3 | 25 | 13 | 44.6726 | 119.7194 | 269.9635
2028 | 3 | 25 | 14 | 44.3401 | 114.8333 | 264.7473
2028 | 3 | 25 | 15 | 44.9143 | 108.221 | 264.5105
2028 | 3 | 25 | 16 | 46.5476 | 107.4876 | 275.6171
2028 | 3 | 25 | 17 | 47.83 | 103.4886 | 308.5523
2028 | 3 | 25 | 18 | 48.4198 | 107.8892 | 338.3549
2028 | 3 | 25 | 19 | 47.928 | 111.1937 | 355.2082
2028 | 3 | 25 | 20 | 45.098 | 111.048 | 353.2837
2028 | 3 | 25 | 21 | 40.5332 | 106.6279 | 332.4638
2028 | 3 | 25 | 22 | 37.4417 | 103.0827 | 314.8436
2028 | 3 | 25 | 23 | 35.9508 | 101.0094 | 299.2898
2028 | 3 | 26 | 0 | 35.3279 | 105.5599 | 295.4473
2028 | 3 | 26 | 1 | 33.3029 | 103.3264 | 287.4453
2028 | 3 | 26 | 2 | 32.5846 | 101.2546 | 283.4331
2028 | 3 | 26 | 3 | 32.2667 | 102.5138 | 281.2521
2028 | 3 | 26 | 4 | 32.9385 | 106.0266 | 283.3292
2028 | 3 | 26 | 5 | 34.4382 | 108.2353 | 289.6303
2028 | 3 | 26 | 6 | 36.6082 | 119.6308 | 299.2709
2028 | 3 | 26 | 7 | 37.6046 | 121.4042 | 310.0972
2028 | 3 | 26 | 8 | 39.5911 | 120.2305 | 313.5187
2028 | 3 | 26 | 9 | 42.4725 | 116.791 | 319.6384
2028 | 3 | 26 | 10 | 44.3651 | 117.0588 | 317.0702
2028 | 3 | 26 | 11 | 45.572 | 120.3771 | 312.7053
2028 | 3 | 26 | 12 | 45.5185 | 111.1678 | 308.4511
2028 | 3 | 26 | 13 | 45.6789 | 109.6488 | 307.8645
2028 | 3 | 26 | 14 | 45.8267 | 104.5734 | 305.2569
2028 | 3 | 26 | 15 | 47.186 | 101.4147 | 306.935
2028 | 3 | 26 | 16 | 49.4454 | 100.7477 | 317.0414
2028 | 3 | 26 | 17 | 50.512 | 98.8526 | 341.9162
2028 | 3 | 26 | 18 | 48.769 | 103.7445 | 364.6951
2028 | 3 | 26 | 19 | 47.7165 | 106.4214 | 370.1979
2028 | 3 | 26 | 20 | 44.2689 | 108.1866 | 363.7811
2028 | 3 | 26 | 21 | 38.6351 | 104.6423 | 338.3719
2028 | 3 | 26 | 22 | 34.6728 | 100.8169 | 313.9244
2028 | 3 | 26 | 23 | 32.9262 | 97.8526 | 291.7561
2028 | 3 | 27 | 0 | 33.9325 | 105.4979 | 284.1649
2028 | 3 | 27 | 1 | 33.2615 | 102.415 | 282.1256
2028 | 3 | 27 | 2 | 32.9725 | 102.1429 | 280.2025
2028 | 3 | 27 | 3 | 33.1184 | 102.9358 | 280.0988
2028 | 3 | 27 | 4 | 34.6082 | 104.5709 | 283.8321
2028 | 3 | 27 | 5 | 37.6399 | 109.3139 | 294.3748
2028 | 3 | 27 | 6 | 42.2542 | 123.1583 | 316.0502
2028 | 3 | 27 | 7 | 44.4524 | 135.7177 | 343.9724
2028 | 3 | 27 | 8 | 45.1885 | 144.9284 | 353.7537
2028 | 3 | 27 | 9 | 45.4916 | 147.1824 | 349.6884
2028 | 3 | 27 | 10 | 45.6659 | 145.3363 | 336.1288
2028 | 3 | 27 | 11 | 46.0599 | 147.5617 | 327.8387
2028 | 3 | 27 | 12 | 46.0556 | 145.9987 | 299.6857
2028 | 3 | 27 | 13 | 46.0567 | 143.9324 | 295.2158
2028 | 3 | 27 | 14 | 46.2842 | 136.9692 | 291.8633
2028 | 3 | 27 | 15 | 47.7311 | 134.8386 | 293.5316
2028 | 3 | 27 | 16 | 50.2798 | 131.7789 | 305.2438
2028 | 3 | 27 | 17 | 51.8294 | 125.8825 | 334.1941
2028 | 3 | 27 | 18 | 50.6042 | 112.5034 | 352.3046
2028 | 3 | 27 | 19 | 49.8245 | 115.5005 | 373.9029
2028 | 3 | 27 | 20 | 46.7778 | 114.5458 | 379.3771
2028 | 3 | 27 | 21 | 41.1923 | 112.1321 | 360.614
2028 | 3 | 27 | 22 | 36.8541 | 105.8679 | 336.8667
2028 | 3 | 27 | 23 | 34.4958 | 102.4308 | 314.218
2028 | 3 | 28 | 0 | 35.5251 | 104.5343 | 301.8023
2028 | 3 | 28 | 1 | 35.048 | 102.0189 | 298.4464
2028 | 3 | 28 | 2 | 34.5788 | 100.6709 | 297.151
2028 | 3 | 28 | 3 | 34.5512 | 100.7623 | 297.7688
2028 | 3 | 28 | 4 | 35.8787 | 102.1375 | 301.9228
2028 | 3 | 28 | 5 | 38.735 | 106.246 | 312.8282
2028 | 3 | 28 | 6 | 42.6824 | 121.2554 | 336.0255
2028 | 3 | 28 | 7 | 44.7053 | 134.2647 | 361.0739
2028 | 3 | 28 | 8 | 45.1608 | 141.5234 | 357.8037
2028 | 3 | 28 | 9 | 44.9608 | 144.8829 | 332.3087
2028 | 3 | 28 | 10 | 44.5939 | 146.3147 | 303.6076
2028 | 3 | 28 | 11 | 44.7099 | 149.5449 | 286.7101
2028 | 3 | 28 | 12 | 46.0984 | 141.9887 | 266.6218
2028 | 3 | 28 | 13 | 46.143 | 140.6738 | 258.2832
2028 | 3 | 28 | 14 | 46.3781 | 136.2844 | 253.3099
2028 | 3 | 28 | 15 | 47.8709 | 134.1413 | 253.8689
2028 | 3 | 28 | 16 | 50.4151 | 130.997 | 269.8977
2028 | 3 | 28 | 17 | 52.0312 | 123.7313 | 307.6605
2028 | 3 | 28 | 18 | 50.7006 | 113.0715 | 338.4818
2028 | 3 | 28 | 19 | 50.4672 | 114.2582 | 366.1454
2028 | 3 | 28 | 20 | 47.7798 | 113.287 | 375.7756
2028 | 3 | 28 | 21 | 42.6123 | 111.6701 | 359.1469
2028 | 3 | 28 | 22 | 38.4314 | 106.353 | 335.7827
2028 | 3 | 28 | 23 | 36.196 | 101.8711 | 313.3056
2028 | 3 | 29 | 0 | 36.5788 | 104.5612 | 307.5684
2028 | 3 | 29 | 1 | 35.1983 | 106.8436 | 302.3491
2028 | 3 | 29 | 2 | 34.6592 | 105.0806 | 300.2993
2028 | 3 | 29 | 3 | 34.5211 | 105.7272 | 299.9537
2028 | 3 | 29 | 4 | 35.7959 | 107.9328 | 303.6218
2028 | 3 | 29 | 5 | 38.6052 | 112.4492 | 313.9072
2028 | 3 | 29 | 6 | 42.371 | 123.6873 | 332.097
2028 | 3 | 29 | 7 | 44.3516 | 136.5834 | 355.6701
2028 | 3 | 29 | 8 | 44.6998 | 144.6952 | 354.2185
2028 | 3 | 29 | 9 | 44.6801 | 149.1336 | 334.1577
2028 | 3 | 29 | 10 | 44.7378 | 151.4341 | 311.4893
2028 | 3 | 29 | 11 | 45.1496 | 150.0969 | 298.4026
2028 | 3 | 29 | 12 | 43.9249 | 143.6332 | 309.5118
2028 | 3 | 29 | 13 | 43.8076 | 142.1473 | 306.5817
2028 | 3 | 29 | 14 | 43.8106 | 139.7276 | 303.6836
2028 | 3 | 29 | 15 | 45.084 | 136.7018 | 303.8041
2028 | 3 | 29 | 16 | 47.5151 | 132.2111 | 313.7573
2028 | 3 | 29 | 17 | 49.1966 | 124.7942 | 339.7424
2028 | 3 | 29 | 18 | 50.0897 | 119.2027 | 358.018
2028 | 3 | 29 | 19 | 49.8244 | 120.122 | 373.6349
2028 | 3 | 29 | 20 | 47.4271 | 119.9167 | 378.4305
2028 | 3 | 29 | 21 | 42.4093 | 118.2589 | 359.357
2028 | 3 | 29 | 22 | 38.2052 | 112.7038 | 333.9991
2028 | 3 | 29 | 23 | 35.7986 | 109.3452 | 309.5043
2028 | 3 | 30 | 0 | 35.8607 | 112.6937 | 297.7862
2028 | 3 | 30 | 1 | 34.896 | 109.5112 | 285.3139
2028 | 3 | 30 | 2 | 34.3926 | 108.1103 | 280.903
2028 | 3 | 30 | 3 | 34.3363 | 108.9687 | 278.8569
2028 | 3 | 30 | 4 | 35.6047 | 111.256 | 280.8336
2028 | 3 | 30 | 5 | 38.3956 | 116.2839 | 289.5149
2028 | 3 | 30 | 6 | 42.4289 | 126.1087 | 304.277
2028 | 3 | 30 | 7 | 44.2921 | 136.5442 | 330.2095
2028 | 3 | 30 | 8 | 44.3789 | 144.1269 | 344.5258
2028 | 3 | 30 | 9 | 43.817 | 146.3468 | 347.9995
2028 | 3 | 30 | 10 | 43.2457 | 147.8275 | 340.4655
2028 | 3 | 30 | 11 | 43.2393 | 146.5907 | 336.4133
2028 | 3 | 30 | 12 | 42.8295 | 140.9137 | 330.1663
2028 | 3 | 30 | 13 | 42.6114 | 139.7039 | 330.8913
2028 | 3 | 30 | 14 | 42.6236 | 131.5933 | 329.5916
2028 | 3 | 30 | 15 | 43.8488 | 125.8522 | 330.3883
2028 | 3 | 30 | 16 | 46.1172 | 126.2169 | 336.39
2028 | 3 | 30 | 17 | 47.9754 | 118.8199 | 351.1795
2028 | 3 | 30 | 18 | 49.1863 | 116.1847 | 356.8795
2028 | 3 | 30 | 19 | 49.1169 | 119.9915 | 360.8697
2028 | 3 | 30 | 20 | 47.0321 | 119.9152 | 360.2633
2028 | 3 | 30 | 21 | 42.271 | 118.7298 | 338.4303
2028 | 3 | 30 | 22 | 38.2222 | 113.6519 | 312.287
2028 | 3 | 30 | 23 | 35.8595 | 108.9886 | 287.5836
2028 | 3 | 31 | 0 | 35.7157 | 110.6516 | 280.6484
2028 | 3 | 31 | 1 | 34.0561 | 108.6335 | 265.711
2028 | 3 | 31 | 2 | 33.4214 | 106.6668 | 261.0587
2028 | 3 | 31 | 3 | 33.2335 | 107.0486 | 258.9225
2028 | 3 | 31 | 4 | 34.4623 | 108.7019 | 260.8838
2028 | 3 | 31 | 5 | 37.2034 | 112.9471 | 269.5705
2028 | 3 | 31 | 6 | 41.0604 | 123.9559 | 283.3643
2028 | 3 | 31 | 7 | 42.9569 | 133.8464 | 309.7864
2028 | 3 | 31 | 8 | 43.5743 | 139.1765 | 324.8256
2028 | 3 | 31 | 9 | 43.9731 | 140.4225 | 329.7868
2028 | 3 | 31 | 10 | 44.1081 | 138.5195 | 325.038
2028 | 3 | 31 | 11 | 44.511 | 142.415 | 320.9946
2028 | 3 | 31 | 12 | 43.7639 | 136.27 | 333.3951
2028 | 3 | 31 | 13 | 43.6106 | 135.3281 | 337.654
2028 | 3 | 31 | 14 | 43.4659 | 129.8564 | 337.715
2028 | 3 | 31 | 15 | 44.4224 | 119.3366 | 338.0823
2028 | 3 | 31 | 16 | 46.2616 | 117.5084 | 340.6451
2028 | 3 | 31 | 17 | 47.3901 | 108.7182 | 351.8611
2028 | 3 | 31 | 18 | 45.8271 | 107.8773 | 357.9802
2028 | 3 | 31 | 19 | 46.0268 | 109.8507 | 362.6245
2028 | 3 | 31 | 20 | 44.5245 | 109.8275 | 361.5407
2028 | 3 | 31 | 21 | 40.5235 | 107.3319 | 342.8729
2028 | 3 | 31 | 22 | 37.1408 | 102.0223 | 321.857
2028 | 3 | 31 | 23 | 35.0315 | 95.844 | 301.1591
2028 | 4 | 1 | 0 | 33.6593 | 96.9634 | 278.8421
2028 | 4 | 1 | 1 | 33.2099 | 107.6663 | 271.6605
2028 | 4 | 1 | 2 | 32.4332 | 105.4417 | 268.7071
2028 | 4 | 1 | 3 | 32.1452 | 104.1141 | 266.4849
2028 | 4 | 1 | 4 | 32.9569 | 102.309 | 269.1917
2028 | 4 | 1 | 5 | 34.8801 | 104.6792 | 276.8956
2028 | 4 | 1 | 6 | 37.8831 | 115.9873 | 297.4197
2028 | 4 | 1 | 7 | 39.5871 | 120.9199 | 310.3693
2028 | 4 | 1 | 8 | 41.5202 | 124.832 | 306.9673
2028 | 4 | 1 | 9 | 43.4761 | 127.195 | 296.0287
2028 | 4 | 1 | 10 | 44.596 | 130.3587 | 277.1517
2028 | 4 | 1 | 11 | 45.1774 | 130.8648 | 265.1055
2028 | 4 | 1 | 12 | 43.2262 | 123.7564 | 248.4276
2028 | 4 | 1 | 13 | 42.5555 | 121.2962 | 240.5153
2028 | 4 | 1 | 14 | 42.0693 | 103.1946 | 237.3113
2028 | 4 | 1 | 15 | 42.6187 | 104.1167 | 243.3415
2028 | 4 | 1 | 16 | 44.3599 | 110.5272 | 261.8382
2028 | 4 | 1 | 17 | 45.6022 | 109.969 | 296.1495
2028 | 4 | 1 | 18 | 46.0096 | 105.4701 | 328.2252
2028 | 4 | 1 | 19 | 45.8348 | 106.709 | 346.8963
2028 | 4 | 1 | 20 | 44.2096 | 115.5423 | 351.984
2028 | 4 | 1 | 21 | 39.9495 | 106.8506 | 333.6593
2028 | 4 | 1 | 22 | 36.7014 | 103.3417 | 317.3541
2028 | 4 | 1 | 23 | 35.1535 | 106.9829 | 302.7992
2028 | 4 | 2 | 0 | 34.6469 | 111.5926 | 300.4275
2028 | 4 | 2 | 1 | 33.3652 | 107.9948 | 288.8565
2028 | 4 | 2 | 2 | 32.7936 | 106.3268 | 285.2667
2028 | 4 | 2 | 3 | 32.6023 | 105.3013 | 283.1415
2028 | 4 | 2 | 4 | 33.3735 | 103.8346 | 285.3626
2028 | 4 | 2 | 5 | 35.1297 | 106.6973 | 290.6833
2028 | 4 | 2 | 6 | 38.1327 | 117.9996 | 304.0954
2028 | 4 | 2 | 7 | 39.372 | 122.4963 | 310.5274
2028 | 4 | 2 | 8 | 41.0952 | 120.6904 | 302.5819
2028 | 4 | 2 | 9 | 42.8038 | 119.6948 | 288.7052
2028 | 4 | 2 | 10 | 43.8184 | 122.1584 | 268.873
2028 | 4 | 2 | 11 | 44.3333 | 126.466 | 254.3956
2028 | 4 | 2 | 12 | 43.5943 | 116.3724 | 243.3162
2028 | 4 | 2 | 13 | 43.2821 | 115.4935 | 234.1571
2028 | 4 | 2 | 14 | 43.1499 | 103.3691 | 231.02
2028 | 4 | 2 | 15 | 44.1844 | 104.0531 | 239.696
2028 | 4 | 2 | 16 | 46.3966 | 110.3478 | 258.8245
2028 | 4 | 2 | 17 | 48.0502 | 112.0666 | 293.0709
2028 | 4 | 2 | 18 | 49.179 | 112.1602 | 324.1382
2028 | 4 | 2 | 19 | 48.5719 | 113.0219 | 338.1381
2028 | 4 | 2 | 20 | 46.6132 | 122.4935 | 341.763
2028 | 4 | 2 | 21 | 41.5893 | 111.9597 | 319.655
2028 | 4 | 2 | 22 | 37.4733 | 109.1679 | 295.9401
2028 | 4 | 2 | 23 | 35.4171 | 111.7625 | 274.5
2028 | 4 | 3 | 0 | 35.2133 | 116.3586 | 267.7935
2028 | 4 | 3 | 1 | 34.4438 | 111.4982 | 266.7631
2028 | 4 | 3 | 2 | 34.0665 | 110.5044 | 264.4334
2028 | 4 | 3 | 3 | 34.1029 | 110.3464 | 263.3003
2028 | 4 | 3 | 4 | 35.4429 | 109.5756 | 266.8236
2028 | 4 | 3 | 5 | 38.4046 | 113.7981 | 277.451
2028 | 4 | 3 | 6 | 42.2135 | 128.3401 | 298.0857
2028 | 4 | 3 | 7 | 44.4269 | 140.6877 | 323.2731
2028 | 4 | 3 | 8 | 45.169 | 153.6168 | 333.0401
2028 | 4 | 3 | 9 | 45.4458 | 154.9393 | 333.8423
2028 | 4 | 3 | 10 | 46.0242 | 155.1737 | 322.008
2028 | 4 | 3 | 11 | 46.5499 | 153.8043 | 313.9493
2028 | 4 | 3 | 12 | 44.9235 | 143.1196 | 306.7512
2028 | 4 | 3 | 13 | 44.8006 | 139.9 | 304.0848
2028 | 4 | 3 | 14 | 44.8412 | 120.0994 | 304.4473
2028 | 4 | 3 | 15 | 46.1744 | 123.4835 | 311.6763
2028 | 4 | 3 | 16 | 48.5233 | 130.7748 | 324.5025
2028 | 4 | 3 | 17 | 49.9552 | 127.8358 | 341.2674
2028 | 4 | 3 | 18 | 49.7889 | 124.1123 | 349.2871
2028 | 4 | 3 | 19 | 49.4313 | 125.0111 | 353.2807
2028 | 4 | 3 | 20 | 47.7189 | 133.5234 | 355.1766
2028 | 4 | 3 | 21 | 42.6379 | 123.7392 | 330.8973
2028 | 4 | 3 | 22 | 38.1948 | 119.6612 | 304.5182
2028 | 4 | 3 | 23 | 35.5603 | 119.8861 | 281.1117
2028 | 4 | 4 | 0 | 35.1415 | 122.0979 | 274.2085
2028 | 4 | 4 | 1 | 34.7362 | 113.2466 | 265.685
2028 | 4 | 4 | 2 | 34.2741 | 110.7527 | 263.1433
2028 | 4 | 4 | 3 | 34.2154 | 108.7629 | 261.6119
2028 | 4 | 4 | 4 | 35.6032 | 106.8248 | 264.5123
2028 | 4 | 4 | 5 | 38.6195 | 110.3633 | 274.2059
2028 | 4 | 4 | 6 | 42.4341 | 123.4861 | 299.8129
2028 | 4 | 4 | 7 | 44.7072 | 135.7752 | 320.6398
2028 | 4 | 4 | 8 | 45.8076 | 145.6596 | 312.8503
2028 | 4 | 4 | 9 | 46.487 | 146.495 | 286.8534
2028 | 4 | 4 | 10 | 47.2153 | 145.4172 | 259.3089
2028 | 4 | 4 | 11 | 47.8626 | 149.5583 | 244.3701
2028 | 4 | 4 | 12 | 47.4387 | 144.8022 | 228.7761
2028 | 4 | 4 | 13 | 47.5331 | 143.2781 | 221.2483
2028 | 4 | 4 | 14 | 48.0273 | 127.9421 | 219.482
2028 | 4 | 4 | 15 | 49.62 | 128.0524 | 224.6954
2028 | 4 | 4 | 16 | 52.1834 | 133.4211 | 240.4984
2028 | 4 | 4 | 17 | 53.8347 | 128.4001 | 271.7744
2028 | 4 | 4 | 18 | 52.7278 | 118.589 | 307.045
2028 | 4 | 4 | 19 | 52.1145 | 117.1073 | 324.4584
2028 | 4 | 4 | 20 | 50.0103 | 124.1437 | 334.5835
2028 | 4 | 4 | 21 | 44.6897 | 114.1401 | 316.4586
2028 | 4 | 4 | 22 | 40.1734 | 110.1133 | 292.9974
2028 | 4 | 4 | 23 | 37.591 | 109.1402 | 270.9377
2028 | 4 | 5 | 0 | 37.5516 | 112.0595 | 260.9037
2028 | 4 | 5 | 1 | 37.4541 | 108.8762 | 253.8647
2028 | 4 | 5 | 2 | 37.1263 | 106.2257 | 252.0429
2028 | 4 | 5 | 3 | 37.1717 | 104.6497 | 250.867
2028 | 4 | 5 | 4 | 38.6019 | 102.9034 | 254.5137
2028 | 4 | 5 | 5 | 41.6796 | 106.3078 | 265.2445
2028 | 4 | 5 | 6 | 45.3422 | 120.1117 | 288.4579
2028 | 4 | 5 | 7 | 47.5027 | 132.3739 | 308.6639
2028 | 4 | 5 | 8 | 48.2245 | 143.743 | 300.3035
2028 | 4 | 5 | 9 | 48.3233 | 145.0506 | 275.0391
2028 | 4 | 5 | 10 | 48.4183 | 146.0065 | 248.7242
2028 | 4 | 5 | 11 | 48.6111 | 147.7795 | 234.28
2028 | 4 | 5 | 12 | 47.734 | 143.5603 | 225.0903
2028 | 4 | 5 | 13 | 47.5353 | 141.8472 | 219.3573
2028 | 4 | 5 | 14 | 47.7141 | 131.7368 | 218.9113
2028 | 4 | 5 | 15 | 49.174 | 132.6593 | 223.9542
2028 | 4 | 5 | 16 | 51.7455 | 134.7849 | 240.0927
2028 | 4 | 5 | 17 | 53.4211 | 128.9628 | 271.5972
2028 | 4 | 5 | 18 | 52.0185 | 124.2087 | 306.1021
2028 | 4 | 5 | 19 | 53.0484 | 121.4156 | 324.7004
2028 | 4 | 5 | 20 | 52.5129 | 127.9037 | 336.0285
2028 | 4 | 5 | 21 | 48.4034 | 118.3843 | 319.2509
2028 | 4 | 5 | 22 | 44.1653 | 115.2464 | 295.4792
2028 | 4 | 5 | 23 | 41.3882 | 112.51 | 273.1536
2028 | 4 | 6 | 0 | 39.8659 | 114.8706 | 256.615
2028 | 4 | 6 | 1 | 40.0144 | 109.0881 | 250.4405
2028 | 4 | 6 | 2 | 39.7331 | 107.5929 | 248.0209
2028 | 4 | 6 | 3 | 39.8498 | 107.0375 | 246.7448
2028 | 4 | 6 | 4 | 41.237 | 105.1425 | 250.1468
2028 | 4 | 6 | 5 | 44.2003 | 109.4536 | 260.6054
2028 | 4 | 6 | 6 | 47.9668 | 122.0281 | 280.8817
2028 | 4 | 6 | 7 | 49.9327 | 133.1196 | 301.6273
2028 | 4 | 6 | 8 | 50.3582 | 145.0198 | 296.1897
2028 | 4 | 6 | 9 | 49.9127 | 147.2232 | 275.6514
2028 | 4 | 6 | 10 | 49.3602 | 150.176 | 253.0871
2028 | 4 | 6 | 11 | 49.0358 | 147.6755 | 241.9775
2028 | 4 | 6 | 12 | 49.4209 | 142.5294 | 232.9829
2028 | 4 | 6 | 13 | 49.186 | 141.3118 | 228.2423
2028 | 4 | 6 | 14 | 49.4941 | 127.8659 | 228.3297
2028 | 4 | 6 | 15 | 51.0611 | 126.8778 | 234.311
2028 | 4 | 6 | 16 | 53.5222 | 132.8739 | 248.3663
2028 | 4 | 6 | 17 | 55.0298 | 126.2818 | 275.5628
2028 | 4 | 6 | 18 | 52.9704 | 125.9477 | 298.2495
2028 | 4 | 6 | 19 | 53.8138 | 124.5326 | 315.6748
2028 | 4 | 6 | 20 | 53.0029 | 131.4117 | 326.8329
2028 | 4 | 6 | 21 | 48.6891 | 121.1962 | 310.125
2028 | 4 | 6 | 22 | 44.4429 | 118.1407 | 286.8456
2028 | 4 | 6 | 23 | 41.7819 | 117.7201 | 264.6676
2028 | 4 | 7 | 0 | 40.533 | 117.2589 | 252.9099
2028 | 4 | 7 | 1 | 39.4747 | 116.429 | 242.1465
2028 | 4 | 7 | 2 | 39.0344 | 113.5116 | 238.4944
2028 | 4 | 7 | 3 | 39.0341 | 112.8086 | 236.2678
2028 | 4 | 7 | 4 | 40.4123 | 111.993 | 238.9791
2028 | 4 | 7 | 5 | 43.4096 | 115.5468 | 248.5351
2028 | 4 | 7 | 6 | 46.91 | 130.9808 | 272.0085
2028 | 4 | 7 | 7 | 48.8606 | 143.4209 | 293.0889
2028 | 4 | 7 | 8 | 49.8257 | 153.3197 | 291.6562
2028 | 4 | 7 | 9 | 50.3296 | 156.1105 | 278.5976
2028 | 4 | 7 | 10 | 50.6903 | 158.3029 | 260.5041
2028 | 4 | 7 | 11 | 50.8936 | 159.0505 | 248.9884
2028 | 4 | 7 | 12 | 49.3758 | 150.896 | 225.6086
2028 | 4 | 7 | 13 | 48.9965 | 148.503 | 220.4447
2028 | 4 | 7 | 14 | 48.9578 | 136.5559 | 219.8595
2028 | 4 | 7 | 15 | 50.0751 | 132.9565 | 224.7951
2028 | 4 | 7 | 16 | 52.0907 | 135.5657 | 237.4624
2028 | 4 | 7 | 17 | 52.9762 | 131.6016 | 262.2737
2028 | 4 | 7 | 18 | 51.3166 | 121.2872 | 299.7421
2028 | 4 | 7 | 19 | 51.0054 | 120.7646 | 308.4862
2028 | 4 | 7 | 20 | 49.2249 | 128.9732 | 313.6391
2028 | 4 | 7 | 21 | 44.4505 | 119.4747 | 295.1798
2028 | 4 | 7 | 22 | 40.4417 | 116.1039 | 274.3761
2028 | 4 | 7 | 23 | 38.2102 | 112.5332 | 255.3177
2028 | 4 | 8 | 0 | 38.2272 | 113.0317 | 246.3627
2028 | 4 | 8 | 1 | 36.6837 | 107.6759 | 234.0932
2028 | 4 | 8 | 2 | 35.8974 | 105.5484 | 229.5198
2028 | 4 | 8 | 3 | 35.5891 | 104.4726 | 226.279
2028 | 4 | 8 | 4 | 36.6333 | 103.6485 | 227.4005
2028 | 4 | 8 | 5 | 38.7538 | 105.178 | 232.3952
2028 | 4 | 8 | 6 | 41.5115 | 114.226 | 237.3906
2028 | 4 | 8 | 7 | 42.4436 | 117.3268 | 250.7228
2028 | 4 | 8 | 8 | 43.9522 | 123.5992 | 266.5266
2028 | 4 | 8 | 9 | 46.4705 | 126.7109 | 278.6832
2028 | 4 | 8 | 10 | 48.1694 | 129.7231 | 274.7024
2028 | 4 | 8 | 11 | 49.1078 | 131.727 | 271.4375
2028 | 4 | 8 | 12 | 48.9543 | 119.5265 | 249.3062
2028 | 4 | 8 | 13 | 48.5601 | 116.2917 | 245.8776
2028 | 4 | 8 | 14 | 48.4016 | 106.4477 | 243.263
2028 | 4 | 8 | 15 | 49.3957 | 104.5095 | 249.5119
2028 | 4 | 8 | 16 | 51.2084 | 106.6942 | 262.3321
2028 | 4 | 8 | 17 | 51.7339 | 105.9497 | 284.8786
2028 | 4 | 8 | 18 | 49.7353 | 104.4917 | 318.9221
2028 | 4 | 8 | 19 | 48.2567 | 104.1173 | 316.1539
2028 | 4 | 8 | 20 | 45.3443 | 110.5014 | 313.1034
2028 | 4 | 8 | 21 | 40.1882 | 103.8166 | 293.4777
2028 | 4 | 8 | 22 | 36.586 | 100.8767 | 275.5126
2028 | 4 | 8 | 23 | 35.0244 | 102.106 | 258.7137
2028 | 4 | 9 | 0 | 35.8495 | 107.9241 | 240.9397
2028 | 4 | 9 | 1 | 35.9695 | 103.3022 | 242.0593
2028 | 4 | 9 | 2 | 35.4689 | 101.6546 | 238.6924
2028 | 4 | 9 | 3 | 35.3416 | 100.9714 | 236.2398
2028 | 4 | 9 | 4 | 36.4475 | 100.5293 | 238.0822
2028 | 4 | 9 | 5 | 38.5137 | 102.3308 | 243.5076
2028 | 4 | 9 | 6 | 41.0772 | 109.9911 | 249.9542
2028 | 4 | 9 | 7 | 41.8965 | 112.4371 | 259.9499
2028 | 4 | 9 | 8 | 43.4792 | 114.1905 | 267.5268
2028 | 4 | 9 | 9 | 46.3486 | 115.8577 | 269.8341
2028 | 4 | 9 | 10 | 48.7057 | 119.2464 | 259.7051
2028 | 4 | 9 | 11 | 50.1322 | 122.9021 | 252.3143
2028 | 4 | 9 | 12 | 50.1835 | 114.6928 | 225.2397
2028 | 4 | 9 | 13 | 50.1089 | 113.8436 | 219.7051
2028 | 4 | 9 | 14 | 50.4626 | 107.0565 | 216.934
2028 | 4 | 9 | 15 | 52.0334 | 106.4114 | 223.8188
2028 | 4 | 9 | 16 | 54.4793 | 107.927 | 243.508
2028 | 4 | 9 | 17 | 55.7463 | 108.154 | 277.5377
2028 | 4 | 9 | 18 | 53.9849 | 107.7693 | 329.9773
2028 | 4 | 9 | 19 | 52.6371 | 107.4791 | 331.2505
2028 | 4 | 9 | 20 | 49.7155 | 115.0035 | 330.9504
2028 | 4 | 9 | 21 | 44.1381 | 106.8293 | 309.5641
2028 | 4 | 9 | 22 | 39.779 | 104.0168 | 285.8053
2028 | 4 | 9 | 23 | 37.7785 | 105.108 | 263.7794
2028 | 4 | 10 | 0 | 38.7239 | 110.3652 | 259.7572
2028 | 4 | 10 | 1 | 38.3162 | 105.7126 | 251.2164
2028 | 4 | 10 | 2 | 38.2158 | 104.8089 | 249.1725
2028 | 4 | 10 | 3 | 38.5384 | 104.9605 | 248.0545
2028 | 4 | 10 | 4 | 40.1904 | 104.8069 | 251.4436
2028 | 4 | 10 | 5 | 43.4513 | 108.6159 | 262.0002
2028 | 4 | 10 | 6 | 47.5177 | 123.0563 | 275.2195
2028 | 4 | 10 | 7 | 49.6303 | 135.9894 | 301.1733
2028 | 4 | 10 | 8 | 50.6835 | 150.1689 | 317.7145
2028 | 4 | 10 | 9 | 51.2203 | 155.0078 | 328.5145
2028 | 4 | 10 | 10 | 51.4151 | 157.8556 | 324.4329
2028 | 4 | 10 | 11 | 51.5951 | 156.5478 | 320.5432
2028 | 4 | 10 | 12 | 51.4508 | 153.5053 | 306.1971
2028 | 4 | 10 | 13 | 51.3676 | 151.4898 | 304.5558
2028 | 4 | 10 | 14 | 51.7837 | 139.5695 | 304.4682
2028 | 4 | 10 | 15 | 53.6467 | 140.705 | 310.0514
2028 | 4 | 10 | 16 | 56.5708 | 140.8983 | 321.8359
2028 | 4 | 10 | 17 | 57.92 | 136.1063 | 337.6457
2028 | 4 | 10 | 18 | 56.3195 | 122.2431 | 344.3889
2028 | 4 | 10 | 19 | 55.5736 | 121.1132 | 345.2644
2028 | 4 | 10 | 20 | 52.853 | 126.8225 | 345.7214
2028 | 4 | 10 | 21 | 47.4546 | 116.9043 | 323.4063
2028 | 4 | 10 | 22 | 42.719 | 113.752 | 297.235
2028 | 4 | 10 | 23 | 40.1649 | 112.7556 | 273.6352
2028 | 4 | 11 | 0 | 40.5005 | 114.7509 | 266.2471
2028 | 4 | 11 | 1 | 39.9616 | 111.618 | 255.9858
2028 | 4 | 11 | 2 | 39.6255 | 109.3753 | 252.982
2028 | 4 | 11 | 3 | 39.705 | 108.1914 | 251.2502
2028 | 4 | 11 | 4 | 41.1984 | 107.3964 | 253.9487
2028 | 4 | 11 | 5 | 44.2823 | 110.6798 | 263.7801
2028 | 4 | 11 | 6 | 48.0906 | 124.2556 | 283.3958
2028 | 4 | 11 | 7 | 50.054 | 136.9422 | 306.9552
2028 | 4 | 11 | 8 | 50.8932 | 147.3948 | 317.7689
2028 | 4 | 11 | 9 | 51.0906 | 150.4649 | 321.0792
2028 | 4 | 11 | 10 | 51.0481 | 153.3351 | 312.4852
2028 | 4 | 11 | 11 | 51.1079 | 157.303 | 305.0961
2028 | 4 | 11 | 12 | 51.1222 | 153.4787 | 298.8699
2028 | 4 | 11 | 13 | 51.0154 | 151.852 | 297.5174
2028 | 4 | 11 | 14 | 51.3966 | 141.3928 | 297.7693
2028 | 4 | 11 | 15 | 52.9421 | 141.6421 | 303.5264
2028 | 4 | 11 | 16 | 55.5073 | 142.2288 | 315.7332
2028 | 4 | 11 | 17 | 57.032 | 137.5031 | 330.3211
2028 | 4 | 11 | 18 | 55.6302 | 123.0384 | 340.6849
2028 | 4 | 11 | 19 | 55.5374 | 121.5495 | 340.6889
2028 | 4 | 11 | 20 | 53.4286 | 126.8293 | 341.0921
2028 | 4 | 11 | 21 | 48.5097 | 117.6552 | 319.4257
2028 | 4 | 11 | 22 | 43.9219 | 114.7257 | 293.3983
2028 | 4 | 11 | 23 | 41.3776 | 111.4936 | 269.613
2028 | 4 | 12 | 0 | 40.3518 | 114.3797 | 261.4379
2028 | 4 | 12 | 1 | 40.7823 | 108.6428 | 259.6146
2028 | 4 | 12 | 2 | 40.4937 | 105.9982 | 257.3527
2028 | 4 | 12 | 3 | 40.6598 | 104.3331 | 256.139
2028 | 4 | 12 | 4 | 42.1292 | 103.0724 | 259.4617
2028 | 4 | 12 | 5 | 45.3191 | 106.3214 | 269.8805
2028 | 4 | 12 | 6 | 49.1805 | 120.1915 | 294.4324
2028 | 4 | 12 | 7 | 50.9541 | 132.7391 | 315.7963
2028 | 4 | 12 | 8 | 51.1531 | 142.6209 | 315.242
2028 | 4 | 12 | 9 | 50.4274 | 146.4463 | 302.3466
2028 | 4 | 12 | 10 | 49.3625 | 147.1269 | 285.3083
2028 | 4 | 12 | 11 | 48.8212 | 151.2349 | 274.0673
2028 | 4 | 12 | 12 | 47.2344 | 144.967 | 268.1985
2028 | 4 | 12 | 13 | 46.6545 | 144.5186 | 264.0882
2028 | 4 | 12 | 14 | 46.6469 | 133.7139 | 263.7304
2028 | 4 | 12 | 15 | 48.0381 | 132.9459 | 268.2144
2028 | 4 | 12 | 16 | 50.9666 | 132.9896 | 282.5673
2028 | 4 | 12 | 17 | 53.0364 | 124.1941 | 307.7042
2028 | 4 | 12 | 18 | 53.9281 | 114.7747 | 318.0966
2028 | 4 | 12 | 19 | 54.6881 | 112.5105 | 338.9803
2028 | 4 | 12 | 20 | 53.5753 | 117.71 | 350.7512
2028 | 4 | 12 | 21 | 49.2574 | 110.5336 | 336.7874
2028 | 4 | 12 | 22 | 44.716 | 107.5632 | 312.9774
2028 | 4 | 12 | 23 | 41.9905 | 104.4454 | 290.032
2028 | 4 | 13 | 0 | 41.8968 | 107.5616 | 280.1523
2028 | 4 | 13 | 1 | 41.0018 | 104.6209 | 271.5087
2028 | 4 | 13 | 2 | 40.6386 | 102.8864 | 268.9
2028 | 4 | 13 | 3 | 40.7667 | 102.2751 | 267.8702
2028 | 4 | 13 | 4 | 42.229 | 101.0643 | 271.1789
2028 | 4 | 13 | 5 | 45.3277 | 104.6591 | 281.3432
2028 | 4 | 13 | 6 | 48.7465 | 117.6082 | 306.3482
2028 | 4 | 13 | 7 | 50.5429 | 129.3209 | 325.9393
2028 | 4 | 13 | 8 | 51.2733 | 141.4507 | 318.7571
2028 | 4 | 13 | 9 | 51.5455 | 145.0654 | 296.2697
2028 | 4 | 13 | 10 | 51.5993 | 149.5619 | 273.1663
2028 | 4 | 13 | 11 | 51.7202 | 150.5802 | 260.4289
2028 | 4 | 13 | 12 | 51.8113 | 138.5889 | 243.2045
2028 | 4 | 13 | 13 | 51.658 | 137.9844 | 236.8384
2028 | 4 | 13 | 14 | 51.9879 | 126.6586 | 235.2738
2028 | 4 | 13 | 15 | 53.6764 | 124.0825 | 238.7294
2028 | 4 | 13 | 16 | 56.0748 | 128.4175 | 252.6708
2028 | 4 | 13 | 17 | 57.2503 | 119.6601 | 282.8737
2028 | 4 | 13 | 18 | 56.8198 | 117.8109 | 310.5402
2028 | 4 | 13 | 19 | 56.3433 | 118.2553 | 333.9754
2028 | 4 | 13 | 20 | 53.6745 | 123.616 | 347.166
2028 | 4 | 13 | 21 | 48.7096 | 117.76 | 334.8351
2028 | 4 | 13 | 22 | 44.1029 | 115.9445 | 312.4785
2028 | 4 | 13 | 23 | 41.5858 | 110.5273 | 289.8336
2028 | 4 | 14 | 0 | 40.9093 | 110.3544 | 276.9041
2028 | 4 | 14 | 1 | 29.5787 | 83.3572 | 254.6839
2028 | 4 | 14 | 2 | 29.0289 | 80.4671 | 253.9111
2028 | 4 | 14 | 3 | 29.1469 | 90.7019 | 253.4305
2028 | 4 | 14 | 4 | 29.965 | 89.426 | 260.7047
2028 | 4 | 14 | 5 | 31.6113 | 91.2211 | 270.0858
2028 | 4 | 14 | 6 | 32.8949 | 89.4683 | 280.2118
2028 | 4 | 14 | 7 | 33.4965 | 95.8784 | 286.2364
2028 | 4 | 14 | 8 | 35.5263 | 83.6599 | 284.5487
2028 | 4 | 14 | 9 | 37.8569 | 99.3997 | 275.0426
2028 | 4 | 14 | 10 | 38.9873 | 99.8657 | 261.8973
2028 | 4 | 14 | 11 | 39.732 | 99.8291 | 250.8846
2028 | 4 | 14 | 12 | 39.7918 | 82.6271 | 237.9391
2028 | 4 | 14 | 13 | 39.3748 | 83.6875 | 230.5504
2028 | 4 | 14 | 14 | 39.0607 | 76.1711 | 218.9094
2028 | 4 | 14 | 15 | 41.0671 | 76.7703 | 221.0681
2028 | 4 | 14 | 16 | 43.051 | 71.9135 | 231.9577
2028 | 4 | 14 | 17 | 44.4951 | 80.8198 | 264.7801
2028 | 4 | 14 | 18 | 45.288 | 71.2902 | 295.0614
2028 | 4 | 14 | 19 | 43.6003 | 82.2553 | 312.5003
2028 | 4 | 14 | 20 | 41.0118 | 78.2091 | 324.7214
2028 | 4 | 14 | 21 | 37.887 | 81.6251 | 314.0592
2028 | 4 | 14 | 22 | 36.1517 | 80.2197 | 298.0237
2028 | 4 | 14 | 23 | 35.5552 | 77.2294 | 281.1343
2028 | 4 | 15 | 0 | 36.2087 | 79.5551 | 267.6048
2028 | 4 | 15 | 1 | 38.307 | 96.3478 | 255.2055
2028 | 4 | 15 | 2 | 37.5672 | 95.0985 | 250.7155
2028 | 4 | 15 | 3 | 37.3386 | 94.5637 | 248.0567
2028 | 4 | 15 | 4 | 38.4658 | 93.1747 | 249.5036
2028 | 4 | 15 | 5 | 40.6912 | 94.2768 | 255.1444
2028 | 4 | 15 | 6 | 43.7704 | 99.5862 | 265.5093
2028 | 4 | 15 | 7 | 44.3651 | 102.292 | 272.6581
2028 | 4 | 15 | 8 | 44.9952 | 105.3592 | 268.8653
2028 | 4 | 15 | 9 | 46.3014 | 109.5868 | 260.3613
2028 | 4 | 15 | 10 | 46.8957 | 114.3867 | 248.5876
2028 | 4 | 15 | 11 | 47.2388 | 120.8074 | 241.1797
2028 | 4 | 15 | 12 | 46.0514 | 116.0513 | 217.1257
2028 | 4 | 15 | 13 | 45.2216 | 113.0114 | 210.0064
2028 | 4 | 15 | 14 | 44.7389 | 103.3534 | 205.3483
2028 | 4 | 15 | 15 | 45.4827 | 104.3864 | 207.5164
2028 | 4 | 15 | 16 | 47.391 | 101.9983 | 219.8637
2028 | 4 | 15 | 17 | 48.5886 | 101.6745 | 251.1746
2028 | 4 | 15 | 18 | 47.891 | 88.7868 | 276.6911
2028 | 4 | 15 | 19 | 47.6556 | 89.2333 | 292.8929
2028 | 4 | 15 | 20 | 45.9027 | 92.798 | 298.4045
2028 | 4 | 15 | 21 | 41.6901 | 92.335 | 285.1962
2028 | 4 | 15 | 22 | 38.1985 | 91.7625 | 268.3259
2028 | 4 | 15 | 23 | 36.4947 | 92.8118 | 252.058
2028 | 4 | 16 | 0 | 37.0428 | 96.8187 | 241.707
2028 | 4 | 16 | 1 | 35.3062 | 87.2158 | 244.0943
2028 | 4 | 16 | 2 | 34.4052 | 87.1965 | 238.9645
2028 | 4 | 16 | 3 | 34.4776 | 87.2266 | 235.4133
2028 | 4 | 16 | 4 | 35.3296 | 86.7104 | 235.5674
2028 | 4 | 16 | 5 | 36.8392 | 87.9706 | 239.1074
2028 | 4 | 16 | 6 | 38.6543 | 85.7288 | 240.655
2028 | 4 | 16 | 7 | 39.7298 | 83.784 | 250.0444
2028 | 4 | 16 | 8 | 41.458 | 80.7561 | 261.1746
2028 | 4 | 16 | 9 | 42.9398 | 80.5717 | 268.2181
2028 | 4 | 16 | 10 | 43.5317 | 82.3446 | 263.112
2028 | 4 | 16 | 11 | 44.6131 | 82.8363 | 267.12
2028 | 4 | 16 | 12 | 43.3038 | 92.141 | 270.243
2028 | 4 | 16 | 13 | 42.5866 | 91.091 | 266.0274
2028 | 4 | 16 | 14 | 41.8026 | 94.5079 | 264.7909
2028 | 4 | 16 | 15 | 42.3573 | 84.3392 | 266.087
2028 | 4 | 16 | 16 | 43.5903 | 84.0924 | 259.6068
2028 | 4 | 16 | 17 | 43.8668 | 78.782 | 271.0779
2028 | 4 | 16 | 18 | 43.7033 | 76.0334 | 282.9979
2028 | 4 | 16 | 19 | 45.0066 | 80.6307 | 290.8403
2028 | 4 | 16 | 20 | 43.7485 | 81.7526 | 294.7464
2028 | 4 | 16 | 21 | 40.4337 | 90.3408 | 283.2408
2028 | 4 | 16 | 22 | 37.0813 | 89.9686 | 265.7195
2028 | 4 | 16 | 23 | 35.6144 | 86.2192 | 247.2507
2028 | 4 | 17 | 0 | 35.9204 | 89.1969 | 233.3252
2028 | 4 | 17 | 1 | 35.3094 | 89.081 | 223.5707
2028 | 4 | 17 | 2 | 35.1835 | 88.8905 | 220.287
2028 | 4 | 17 | 3 | 35.4683 | 91.3177 | 218.8796
2028 | 4 | 17 | 4 | 36.6319 | 93.0008 | 223.0603
2028 | 4 | 17 | 5 | 39.36 | 97.3561 | 230.6785
2028 | 4 | 17 | 6 | 42.2032 | 108.8518 | 247.2163
2028 | 4 | 17 | 7 | 43.3762 | 120.3331 | 260.7879
2028 | 4 | 17 | 8 | 44.3498 | 132.9874 | 264.0665
2028 | 4 | 17 | 9 | 45.1908 | 137.7311 | 252.6093
2028 | 4 | 17 | 10 | 44.9077 | 140.457 | 244.0544
2028 | 4 | 17 | 11 | 45.0859 | 138.4303 | 240.1512
2028 | 4 | 17 | 12 | 43.8041 | 132.6456 | 244.0268
2028 | 4 | 17 | 13 | 43.1631 | 131.2804 | 244.2908
2028 | 4 | 17 | 14 | 43.0124 | 133.3872 | 243.42
2028 | 4 | 17 | 15 | 43.8396 | 122.5311 | 242.4953
2028 | 4 | 17 | 16 | 45.6729 | 119.6557 | 249.1779
2028 | 4 | 17 | 17 | 47.6021 | 105.9707 | 274.6718
2028 | 4 | 17 | 18 | 48.1272 | 109.7239 | 293.0878
2028 | 4 | 17 | 19 | 48.6434 | 114.6695 | 311.3415
2028 | 4 | 17 | 20 | 47.5796 | 114.2366 | 317.7412
2028 | 4 | 17 | 21 | 43.4011 | 116.4769 | 299.7473
2028 | 4 | 17 | 22 | 38.9361 | 109.4741 | 272.7588
2028 | 4 | 17 | 23 | 36.2443 | 98.7966 | 244.4906
2028 | 4 | 18 | 0 | 36.6393 | 98.049 | 235.4587
2028 | 4 | 18 | 1 | 36.8408 | 104.8362 | 215.2775
2028 | 4 | 18 | 2 | 36.4114 | 102.6212 | 211.8601
2028 | 4 | 18 | 3 | 36.4728 | 102.3646 | 210.0794
2028 | 4 | 18 | 4 | 37.8104 | 102.1215 | 213.4321
2028 | 4 | 18 | 5 | 40.8312 | 105.4216 | 222.9404
2028 | 4 | 18 | 6 | 44.0978 | 116.135 | 245.0633
2028 | 4 | 18 | 7 | 45.9127 | 128.4632 | 262.635
2028 | 4 | 18 | 8 | 46.123 | 138.3082 | 253.9273
2028 | 4 | 18 | 9 | 45.4994 | 138.6909 | 235.2841
2028 | 4 | 18 | 10 | 44.8386 | 140.312 | 221.139
2028 | 4 | 18 | 11 | 44.7519 | 147.5666 | 219.2191
2028 | 4 | 18 | 12 | 43.402 | 139.9894 | 232.7032
2028 | 4 | 18 | 13 | 43.0184 | 139.1011 | 231.5405
2028 | 4 | 18 | 14 | 42.9832 | 133.0254 | 232.2947
2028 | 4 | 18 | 15 | 44.1334 | 127.4194 | 237.2055
2028 | 4 | 18 | 16 | 46.5758 | 129.3321 | 250.2793
2028 | 4 | 18 | 17 | 48.8269 | 121.2258 | 273.3046
2028 | 4 | 18 | 18 | 50.562 | 118.1281 | 293.6927
2028 | 4 | 18 | 19 | 51.1088 | 116.3618 | 304.4999
2028 | 4 | 18 | 20 | 49.9635 | 119.7185 | 307.9102
2028 | 4 | 18 | 21 | 46.0123 | 113.713 | 290.2597
2028 | 4 | 18 | 22 | 41.6494 | 111.8064 | 264.2427
2028 | 4 | 18 | 23 | 38.9462 | 105.0752 | 239.494
2028 | 4 | 19 | 0 | 37.4487 | 107.3939 | 228.3017
2028 | 4 | 19 | 1 | 37.1945 | 107.5586 | 213.4879
2028 | 4 | 19 | 2 | 36.8102 | 104.5165 | 210.2973
2028 | 4 | 19 | 3 | 36.8861 | 103.8048 | 208.1609
2028 | 4 | 19 | 4 | 38.2415 | 103.3103 | 211.1508
2028 | 4 | 19 | 5 | 41.313 | 104.8868 | 220.6452
2028 | 4 | 19 | 6 | 45.1575 | 117.037 | 240.6097
2028 | 4 | 19 | 7 | 46.9791 | 129.8024 | 259.0651
2028 | 4 | 19 | 8 | 47.0049 | 138.0424 | 257.3402
2028 | 4 | 19 | 9 | 46.2647 | 138.6431 | 246.5217
2028 | 4 | 19 | 10 | 45.2205 | 140.4779 | 235.3214
2028 | 4 | 19 | 11 | 44.8768 | 147.5174 | 231.5465
2028 | 4 | 19 | 12 | 43.4478 | 145.3341 | 235.1488
2028 | 4 | 19 | 13 | 42.9621 | 145.0898 | 234.8741
2028 | 4 | 19 | 14 | 42.8296 | 134.7686 | 235.5487
2028 | 4 | 19 | 15 | 44.0484 | 133.9443 | 238.4262
2028 | 4 | 19 | 16 | 46.6491 | 134.7912 | 251.6952
2028 | 4 | 19 | 17 | 48.7163 | 126.493 | 275.7887
2028 | 4 | 19 | 18 | 49.8398 | 110.8949 | 296.096
2028 | 4 | 19 | 19 | 50.5004 | 111.4657 | 306.3046
2028 | 4 | 19 | 20 | 49.5706 | 113.1811 | 308.9246
2028 | 4 | 19 | 21 | 45.5805 | 110.436 | 291.6039
2028 | 4 | 19 | 22 | 41.1033 | 108.2488 | 264.5067
2028 | 4 | 19 | 23 | 38.3178 | 100.4161 | 238.89
2028 | 4 | 20 | 0 | 38.1954 | 106.5692 | 228.32
2028 | 4 | 20 | 1 | 36.6355 | 102.9464 | 214.8765
2028 | 4 | 20 | 2 | 36.0764 | 101.0318 | 211.0034
2028 | 4 | 20 | 3 | 36.0112 | 100.2595 | 209.1693
2028 | 4 | 20 | 4 | 37.2345 | 99.3973 | 212.3804
2028 | 4 | 20 | 5 | 40.087 | 103.066 | 221.9269
2028 | 4 | 20 | 6 | 43.8768 | 110.7598 | 242.8345
2028 | 4 | 20 | 7 | 45.5903 | 122.0306 | 260.4743
2028 | 4 | 20 | 8 | 45.5225 | 129.5926 | 257.0306
2028 | 4 | 20 | 9 | 44.7991 | 131.6617 | 244.5478
2028 | 4 | 20 | 10 | 44.0646 | 136.9668 | 233.7926
2028 | 4 | 20 | 11 | 43.9148 | 140.9711 | 231.726
2028 | 4 | 20 | 12 | 42.6461 | 136.3284 | 235.1051
2028 | 4 | 20 | 13 | 42.2783 | 135.7137 | 236.1551
2028 | 4 | 20 | 14 | 42.1253 | 127.8714 | 237.3005
2028 | 4 | 20 | 15 | 43.3055 | 125.7139 | 240.166
2028 | 4 | 20 | 16 | 45.3768 | 123.2492 | 252.3426
2028 | 4 | 20 | 17 | 47.0351 | 113.6087 | 275.1647
2028 | 4 | 20 | 18 | 49.8454 | 104.4873 | 289.1856
2028 | 4 | 20 | 19 | 49.5597 | 103.2949 | 304.5364
2028 | 4 | 20 | 20 | 47.6633 | 105.883 | 309.2958
2028 | 4 | 20 | 21 | 43.26 | 102.6487 | 293.5621
2028 | 4 | 20 | 22 | 38.8012 | 105.058 | 267.9508
2028 | 4 | 20 | 23 | 36.1794 | 98.0379 | 242.2525
2028 | 4 | 21 | 0 | 35.3502 | 103.6693 | 230.5686
2028 | 4 | 21 | 1 | 35.0004 | 101.6944 | 215.1172
2028 | 4 | 21 | 2 | 34.2441 | 99.4747 | 211.0406
2028 | 4 | 21 | 3 | 34.0519 | 99.8894 | 209.0687
2028 | 4 | 21 | 4 | 35.1044 | 99.7559 | 211.9377
2028 | 4 | 21 | 5 | 37.6849 | 102.7053 | 221.2807
2028 | 4 | 21 | 6 | 42.0993 | 111.7371 | 243.6071
2028 | 4 | 21 | 7 | 43.8554 | 123.5907 | 260.8818
2028 | 4 | 21 | 8 | 44.4318 | 132.4277 | 255.3419
2028 | 4 | 21 | 9 | 44.6586 | 134.5184 | 240.8643
2028 | 4 | 21 | 10 | 44.7352 | 137.0698 | 228.1597
2028 | 4 | 21 | 11 | 44.9224 | 140.6842 | 223.5469
2028 | 4 | 21 | 12 | 45.1138 | 136.3452 | 234.4225
2028 | 4 | 21 | 13 | 44.9106 | 135.0924 | 234.4867
2028 | 4 | 21 | 14 | 45.1118 | 131.2283 | 234.0533
2028 | 4 | 21 | 15 | 46.1556 | 123.4853 | 235.1044
2028 | 4 | 21 | 16 | 48.0033 | 121.4441 | 245.7329
2028 | 4 | 21 | 17 | 48.9754 | 112.0168 | 268.7475
2028 | 4 | 21 | 18 | 46.7088 | 111.6261 | 287.0232
2028 | 4 | 21 | 19 | 46.0479 | 110.9559 | 301.1824
2028 | 4 | 21 | 20 | 43.8695 | 112.9825 | 303.6634
2028 | 4 | 21 | 21 | 39.7541 | 108.6152 | 289.4096
2028 | 4 | 21 | 22 | 35.8661 | 105.5827 | 267.4984
2028 | 4 | 21 | 23 | 33.4186 | 97.4666 | 245.4605
2028 | 4 | 22 | 0 | 35.7666 | 97.5279 | 232.5724
2028 | 4 | 22 | 1 | 35.1538 | 95.6957 | 218.288
2028 | 4 | 22 | 2 | 34.1551 | 93.708 | 212.7467
2028 | 4 | 22 | 3 | 33.7659 | 93.1937 | 209.215
2028 | 4 | 22 | 4 | 34.4732 | 92.3324 | 209.4307
2028 | 4 | 22 | 5 | 36.2835 | 92.7275 | 212.8122
2028 | 4 | 22 | 6 | 38.6052 | 99.0752 | 218.1849
2028 | 4 | 22 | 7 | 40.4354 | 103.4759 | 230.8081
2028 | 4 | 22 | 8 | 43.0359 | 109.2526 | 251.0425
2028 | 4 | 22 | 9 | 46.382 | 116.1255 | 263.8425
2028 | 4 | 22 | 10 | 48.4309 | 121.0682 | 263.7927
2028 | 4 | 22 | 11 | 49.6735 | 124.0175 | 260.4813
2028 | 4 | 22 | 12 | 49.9795 | 120.5615 | 248.2318
2028 | 4 | 22 | 13 | 49.847 | 117.5581 | 245.6447
2028 | 4 | 22 | 14 | 49.8397 | 116.1794 | 242.6912
2028 | 4 | 22 | 15 | 50.6028 | 114.3176 | 246.0954
2028 | 4 | 22 | 16 | 52.3464 | 108.2761 | 256.853
2028 | 4 | 22 | 17 | 53.119 | 105.9607 | 279.2588
2028 | 4 | 22 | 18 | 51.4236 | 94.5097 | 283.8614
2028 | 4 | 22 | 19 | 49.6943 | 95.5315 | 293.7585
2028 | 4 | 22 | 20 | 46.3905 | 98.1161 | 293.6999
2028 | 4 | 22 | 21 | 41.8917 | 96.7164 | 281.5654
2028 | 4 | 22 | 22 | 37.8954 | 95.8933 | 263.8409
2028 | 4 | 22 | 23 | 36.0512 | 91.3358 | 244.9849
2028 | 4 | 23 | 0 | 36.5963 | 91.1052 | 230.6023
2028 | 4 | 23 | 1 | 35.2396 | 92.1711 | 221.9562
2028 | 4 | 23 | 2 | 34.6383 | 90.7671 | 218.8044
2028 | 4 | 23 | 3 | 34.5554 | 90.9247 | 216.9441
2028 | 4 | 23 | 4 | 35.278 | 92.2579 | 218.2698
2028 | 4 | 23 | 5 | 37.3 | 92.8025 | 221.9587
2028 | 4 | 23 | 6 | 39.3514 | 95.6604 | 223.3394
2028 | 4 | 23 | 7 | 40.5844 | 96.3061 | 231.3915
2028 | 4 | 23 | 8 | 43.1701 | 99.6897 | 239.4194
2028 | 4 | 23 | 9 | 46.186 | 104.634 | 238.5775
2028 | 4 | 23 | 10 | 48.1111 | 108.0204 | 234.39
2028 | 4 | 23 | 11 | 49.6383 | 114.1444 | 227.1285
2028 | 4 | 23 | 12 | 49.41 | 113.6068 | 232.36
2028 | 4 | 23 | 13 | 49.5976 | 112.9473 | 230.2741
2028 | 4 | 23 | 14 | 49.9366 | 114.9599 | 232.2942
2028 | 4 | 23 | 15 | 51.4719 | 113.8683 | 237.6673
2028 | 4 | 23 | 16 | 53.8784 | 106.8385 | 250.7177
2028 | 4 | 23 | 17 | 55.1828 | 104.5651 | 278.2136
2028 | 4 | 23 | 18 | 53.4123 | 99.4757 | 295.5009
2028 | 4 | 23 | 19 | 52.7393 | 99.0267 | 304.307
2028 | 4 | 23 | 20 | 50.3851 | 101.917 | 303.9404
2028 | 4 | 23 | 21 | 46.1124 | 100.6175 | 289.8051
2028 | 4 | 23 | 22 | 41.6621 | 97.6354 | 265.3106
2028 | 4 | 23 | 23 | 39.3678 | 95.0006 | 241.1996
2028 | 4 | 24 | 0 | 38.8909 | 98.6487 | 228.896
2028 | 4 | 24 | 1 | 37.1424 | 100.6896 | 223.5429
2028 | 4 | 24 | 2 | 36.8062 | 99.6926 | 221.4768
2028 | 4 | 24 | 3 | 36.8841 | 100.8108 | 220.9199
2028 | 4 | 24 | 4 | 38.1834 | 102.3426 | 224.7807
2028 | 4 | 24 | 5 | 41.0809 | 105.6407 | 236.2496
2028 | 4 | 24 | 6 | 44.8047 | 117.8157 | 253.2597
2028 | 4 | 24 | 7 | 46.7706 | 130.7583 | 275.1931
2028 | 4 | 24 | 8 | 47.5716 | 142.8264 | 284.8298
2028 | 4 | 24 | 9 | 48.1115 | 146.6992 | 286.9979
2028 | 4 | 24 | 10 | 48.2116 | 149.8723 | 281.8197
2028 | 4 | 24 | 11 | 48.5788 | 153.4034 | 274.2932
2028 | 4 | 24 | 12 | 48.9987 | 148.9512 | 272.3381
2028 | 4 | 24 | 13 | 49.019 | 147.7057 | 272.7702
2028 | 4 | 24 | 14 | 49.1102 | 141.9501 | 272.2036
2028 | 4 | 24 | 15 | 50.4619 | 137.9142 | 272.1834
2028 | 4 | 24 | 16 | 52.8721 | 135.4728 | 283.3098
2028 | 4 | 24 | 17 | 54.0218 | 127.1288 | 300.9785
2028 | 4 | 24 | 18 | 52.1864 | 115.8738 | 307.6789
2028 | 4 | 24 | 19 | 50.9742 | 115.2476 | 311.9758
2028 | 4 | 24 | 20 | 48.297 | 117.0242 | 311.229
2028 | 4 | 24 | 21 | 43.2394 | 111.8588 | 294.1842
2028 | 4 | 24 | 22 | 38.1939 | 110.0247 | 268.2535
2028 | 4 | 24 | 23 | 35.414 | 104.5445 | 244.7329
2028 | 4 | 25 | 0 | 36.468 | 107.5322 | 231.8136
2028 | 4 | 25 | 1 | 35.0055 | 108.0579 | 222.2456
2028 | 4 | 25 | 2 | 34.5674 | 105.9173 | 218.79
2028 | 4 | 25 | 3 | 34.6112 | 106.1046 | 217.0816
2028 | 4 | 25 | 4 | 35.9977 | 107.2315 | 219.8775
2028 | 4 | 25 | 5 | 39.2146 | 110.067 | 229.8222
2028 | 4 | 25 | 6 | 42.5222 | 120.479 | 248.4495
2028 | 4 | 25 | 7 | 44.8504 | 132.8594 | 268.2014
2028 | 4 | 25 | 8 | 45.7466 | 142.4008 | 274.2085
2028 | 4 | 25 | 9 | 45.8162 | 145.0321 | 273.0048
2028 | 4 | 25 | 10 | 45.7082 | 149.5976 | 266.0852
2028 | 4 | 25 | 11 | 45.842 | 156.6136 | 260.4974
2028 | 4 | 25 | 12 | 43.9193 | 153.9335 | 264.3383
2028 | 4 | 25 | 13 | 43.7882 | 153.2587 | 265.5005
2028 | 4 | 25 | 14 | 43.9734 | 149.0022 | 265.8297
2028 | 4 | 25 | 15 | 45.3653 | 145.1861 | 268.6677
2028 | 4 | 25 | 16 | 47.9477 | 142.1354 | 279.1048
2028 | 4 | 25 | 17 | 49.7964 | 134.9145 | 296.5563
2028 | 4 | 25 | 18 | 49.08 | 123.5014 | 301.6605
2028 | 4 | 25 | 19 | 48.7343 | 122.175 | 308.7151
2028 | 4 | 25 | 20 | 46.8859 | 124.2124 | 308.7943
2028 | 4 | 25 | 21 | 42.6222 | 118.0735 | 293.1905
2028 | 4 | 25 | 22 | 38.1194 | 116.4157 | 268.3905
2028 | 4 | 25 | 23 | 35.3732 | 110.1021 | 244.1492
2028 | 4 | 26 | 0 | 35.2174 | 112.8324 | 230.93
2028 | 4 | 26 | 1 | 34.1075 | 110.9623 | 222.0266
2028 | 4 | 26 | 2 | 33.5836 | 108.7314 | 220.0529
2028 | 4 | 26 | 3 | 33.5719 | 107.9644 | 218.9562
2028 | 4 | 26 | 4 | 34.8145 | 108.0538 | 222.4983
2028 | 4 | 26 | 5 | 37.8208 | 111.1154 | 233.1028
2028 | 4 | 26 | 6 | 41.5246 | 121.2503 | 253.7992
2028 | 4 | 26 | 7 | 43.3442 | 132.9056 | 272.3572
2028 | 4 | 26 | 8 | 43.6682 | 140.1379 | 265.9171
2028 | 4 | 26 | 9 | 43.7424 | 142.959 | 250.5633
2028 | 4 | 26 | 10 | 43.3229 | 143.3993 | 238.059
2028 | 4 | 26 | 11 | 43.5063 | 152.2411 | 233.078
2028 | 4 | 26 | 12 | 43.6564 | 144.1989 | 243.2522
2028 | 4 | 26 | 13 | 43.8047 | 142.9439 | 240.9441
2028 | 4 | 26 | 14 | 44.0761 | 135.1806 | 239.9882
2028 | 4 | 26 | 15 | 45.6821 | 129.4626 | 242.057
2028 | 4 | 26 | 16 | 48.1721 | 130.7431 | 254.0416
2028 | 4 | 26 | 17 | 49.5036 | 121.8955 | 278.7646
2028 | 4 | 26 | 18 | 49.4965 | 115.0447 | 302.9778
2028 | 4 | 26 | 19 | 49.1694 | 116.0036 | 310.0505
2028 | 4 | 26 | 20 | 46.9506 | 119.3408 | 311.3515
2028 | 4 | 26 | 21 | 42.4021 | 116.424 | 297.3228
2028 | 4 | 26 | 22 | 37.8089 | 114.0593 | 271.2608
2028 | 4 | 26 | 23 | 35.2258 | 107.3476 | 246.4834
2028 | 4 | 27 | 0 | 35.0202 | 108.9253 | 232.0206
2028 | 4 | 27 | 1 | 33.5658 | 108.032 | 237.7455
2028 | 4 | 27 | 2 | 32.9932 | 106.7207 | 235.1595
2028 | 4 | 27 | 3 | 32.8979 | 105.9746 | 234.8148
2028 | 4 | 27 | 4 | 34.0696 | 105.0291 | 238.8282
2028 | 4 | 27 | 5 | 36.8492 | 108.3308 | 249.9534
2028 | 4 | 27 | 6 | 40.6434 | 117.4076 | 260.5637
2028 | 4 | 27 | 7 | 42.7194 | 127.3235 | 284.1739
2028 | 4 | 27 | 8 | 43.536 | 134.2982 | 299.0941
2028 | 4 | 27 | 9 | 44.1467 | 133.27 | 311.8344
2028 | 4 | 27 | 10 | 44.2849 | 132.918 | 315.1577
2028 | 4 | 27 | 11 | 44.6418 | 144.7493 | 314.006
2028 | 4 | 27 | 12 | 43.9911 | 140.3543 | 307.5815
2028 | 4 | 27 | 13 | 44.1148 | 139.5086 | 310.3704
2028 | 4 | 27 | 14 | 44.2311 | 129.0664 | 311.458
2028 | 4 | 27 | 15 | 45.6332 | 123.1086 | 313.3666
2028 | 4 | 27 | 16 | 47.7155 | 127.1986 | 322.5457
2028 | 4 | 27 | 17 | 48.9372 | 117.3552 | 335.7306
2028 | 4 | 27 | 18 | 49.5675 | 113.79 | 335.4288
2028 | 4 | 27 | 19 | 49.2099 | 115.6082 | 341.8809
2028 | 4 | 27 | 20 | 46.931 | 117.8469 | 344.9485
2028 | 4 | 27 | 21 | 42.257 | 114.5729 | 331.3568
2028 | 4 | 27 | 22 | 37.6769 | 112.8197 | 306.4817
2028 | 4 | 27 | 23 | 35.0539 | 105.2064 | 281.7254
2028 | 4 | 28 | 0 | 34.6588 | 105.5562 | 269.7169
2028 | 4 | 28 | 1 | 33.6742 | 103.5118 | 264.4174
2028 | 4 | 28 | 2 | 33.132 | 101.628 | 262.333
2028 | 4 | 28 | 3 | 33.0213 | 101.1128 | 262.3254
2028 | 4 | 28 | 4 | 34.3471 | 100.5569 | 266.0903
2028 | 4 | 28 | 5 | 37.1481 | 102.9949 | 277.0099
2028 | 4 | 28 | 6 | 41.155 | 112.4039 | 300.8982
2028 | 4 | 28 | 7 | 43.2925 | 122.6459 | 317.6817
2028 | 4 | 28 | 8 | 44.4062 | 128.844 | 307.6385
2028 | 4 | 28 | 9 | 45.4532 | 130.5417 | 284.8641
2028 | 4 | 28 | 10 | 45.8891 | 129.3544 | 264.6696
2028 | 4 | 28 | 11 | 46.5076 | 140.2242 | 248.8539
2028 | 4 | 28 | 12 | 46.505 | 137.3275 | 284.6418
2028 | 4 | 28 | 13 | 46.4694 | 136.5728 | 282.8947
2028 | 4 | 28 | 14 | 46.662 | 127.8981 | 280.3944
2028 | 4 | 28 | 15 | 48.0206 | 119.8942 | 279.9326
2028 | 4 | 28 | 16 | 50.2504 | 121.1728 | 287.4718
2028 | 4 | 28 | 17 | 51.2552 | 109.6964 | 307.3872
2028 | 4 | 28 | 18 | 50.9141 | 105.754 | 298.4869
2028 | 4 | 28 | 19 | 50.0203 | 105.8218 | 322.5306
2028 | 4 | 28 | 20 | 47.7167 | 108.9418 | 331.9384
2028 | 4 | 28 | 21 | 43.5041 | 105.9949 | 324.8745
2028 | 4 | 28 | 22 | 39.4706 | 104.4117 | 306.1502
2028 | 4 | 28 | 23 | 36.8482 | 96.0713 | 285.9674
2028 | 4 | 29 | 0 | 35.5946 | 94.9785 | 272.7667
2028 | 4 | 29 | 1 | 37.2105 | 96.0892 | 280.33
2028 | 4 | 29 | 2 | 36.359 | 94.6539 | 276.639
2028 | 4 | 29 | 3 | 36.2187 | 94.1103 | 275.4089
2028 | 4 | 29 | 4 | 36.9649 | 94.3209 | 278.0535
2028 | 4 | 29 | 5 | 38.9774 | 95.5914 | 284.8044
2028 | 4 | 29 | 6 | 41.1673 | 100.5189 | 291.8736
2028 | 4 | 29 | 7 | 42.9126 | 104.8346 | 299.9951
2028 | 4 | 29 | 8 | 45.3251 | 105.8486 | 299.2217
2028 | 4 | 29 | 9 | 47.9886 | 111.6836 | 294.575
2028 | 4 | 29 | 10 | 49.2203 | 115.7575 | 284.6157
2028 | 4 | 29 | 11 | 50.2979 | 125.0766 | 276.8282
2028 | 4 | 29 | 12 | 46.5977 | 120.1151 | 305.5867
2028 | 4 | 29 | 13 | 45.9625 | 118.5291 | 299.3791
2028 | 4 | 29 | 14 | 45.5223 | 115.0825 | 293.7456
2028 | 4 | 29 | 15 | 46.2417 | 109.4992 | 296.0998
2028 | 4 | 29 | 16 | 48.0573 | 106.5612 | 307.6424
2028 | 4 | 29 | 17 | 49.3962 | 102.1406 | 329.2276
2028 | 4 | 29 | 18 | 48.2956 | 93.7043 | 313.0643
2028 | 4 | 29 | 19 | 48.643 | 95.2935 | 329.9927
2028 | 4 | 29 | 20 | 47.4132 | 96.088 | 334.1503
2028 | 4 | 29 | 21 | 44.3159 | 96.9107 | 324.2652
2028 | 4 | 29 | 22 | 40.8614 | 95.3399 | 306.4479
2028 | 4 | 29 | 23 | 38.8248 | 91.5977 | 287.9235
2028 | 4 | 30 | 0 | 37.909 | 94.1849 | 278.4821
2028 | 4 | 30 | 1 | 38.347 | 97.3329 | 285.0271
2028 | 4 | 30 | 2 | 37.6755 | 95.7634 | 281.0039
2028 | 4 | 30 | 3 | 37.5869 | 95.3446 | 279.307
2028 | 4 | 30 | 4 | 38.3225 | 94.9527 | 281.6993
2028 | 4 | 30 | 5 | 40.048 | 95.2216 | 287.918
2028 | 4 | 30 | 6 | 41.9363 | 90.4124 | 300.7708
2028 | 4 | 30 | 7 | 42.8966 | 92.6538 | 302.9952
2028 | 4 | 30 | 8 | 44.2709 | 88.2978 | 292.207
2028 | 4 | 30 | 9 | 45.805 | 90.4181 | 281.0852
2028 | 4 | 30 | 10 | 46.2621 | 94.9972 | 270.7177
2028 | 4 | 30 | 11 | 46.6951 | 105.8777 | 261.8109
2028 | 4 | 30 | 12 | 45.5754 | 108.3817 | 307.5381
2028 | 4 | 30 | 13 | 45.081 | 107.8111 | 305.4562
2028 | 4 | 30 | 14 | 44.7472 | 103.8555 | 301.8062
2028 | 4 | 30 | 15 | 45.7317 | 103.7856 | 303.7901
2028 | 4 | 30 | 16 | 47.9146 | 99.7493 | 314.9813
2028 | 4 | 30 | 17 | 49.8812 | 99.214 | 338.5579
2028 | 4 | 30 | 18 | 50.1488 | 86.3276 | 372.9293
2028 | 4 | 30 | 19 | 50.6243 | 86.1755 | 368.0014
2028 | 4 | 30 | 20 | 49.3353 | 87.2715 | 360.9725
2028 | 4 | 30 | 21 | 45.3582 | 90.2008 | 342.2827
2028 | 4 | 30 | 22 | 41.0504 | 91.2637 | 315.6304
2028 | 4 | 30 | 23 | 38.5239 | 86.217 | 289.5577
2028 | 5 | 1 | 0 | 37.9407 | 94.4525 | 275.6649
2028 | 5 | 1 | 1 | 40.2755 | 77.9396 | 273.0071
2028 | 5 | 1 | 2 | 40.132 | 77.6995 | 269.3903
2028 | 5 | 1 | 3 | 40.5051 | 79.5241 | 267.6335
2028 | 5 | 1 | 4 | 42.2923 | 82.1628 | 271.2526
2028 | 5 | 1 | 5 | 45.988 | 86.5935 | 283.0369
2028 | 5 | 1 | 6 | 50.3816 | 95.4518 | 294.1019
2028 | 5 | 1 | 7 | 52.5529 | 107.7181 | 318.5175
2028 | 5 | 1 | 8 | 52.6335 | 121.634 | 334.8834
2028 | 5 | 1 | 9 | 51.5878 | 121.1943 | 348.1268
2028 | 5 | 1 | 10 | 50.837 | 125.9675 | 355.1124
2028 | 5 | 1 | 11 | 50.4257 | 121.4327 | 357.2904
2028 | 5 | 1 | 12 | 49.9986 | 124.9121 | 346.6783
2028 | 5 | 1 | 13 | 49.447 | 125.5744 | 348.0618
2028 | 5 | 1 | 14 | 49.2887 | 121.3442 | 348.5396
2028 | 5 | 1 | 15 | 50.3648 | 115.9175 | 349.3564
2028 | 5 | 1 | 16 | 53.3244 | 111.7988 | 352.8531
2028 | 5 | 1 | 17 | 55.6018 | 101.7852 | 363.6352
2028 | 5 | 1 | 18 | 56.8288 | 92.1728 | 377.3243
2028 | 5 | 1 | 19 | 56.3166 | 92.0343 | 370.0797
2028 | 5 | 1 | 20 | 54.7199 | 88.5676 | 366.9917
2028 | 5 | 1 | 21 | 50.5779 | 91.8062 | 350.6397
2028 | 5 | 1 | 22 | 45.3274 | 88.5267 | 320.3775
2028 | 5 | 1 | 23 | 42.0058 | 80.4214 | 291.5577
2028 | 5 | 2 | 0 | 41.5842 | 82.6792 | 275.9567
2028 | 5 | 2 | 1 | 42.7726 | 81.6964 | 269.2078
2028 | 5 | 2 | 2 | 42.3261 | 81.0654 | 265.1816
2028 | 5 | 2 | 3 | 42.4311 | 81.9498 | 262.9523
2028 | 5 | 2 | 4 | 44.0956 | 83.3919 | 266.3977
2028 | 5 | 2 | 5 | 47.7264 | 88.0221 | 278.6519
2028 | 5 | 2 | 6 | 51.4894 | 96.653 | 295.3992
2028 | 5 | 2 | 7 | 53.5895 | 109.1466 | 321.0423
2028 | 5 | 2 | 8 | 53.5551 | 118.6766 | 338.2619
2028 | 5 | 2 | 9 | 52.4495 | 118.2818 | 347.2456
2028 | 5 | 2 | 10 | 51.7414 | 124.1797 | 348.671
2028 | 5 | 2 | 11 | 51.474 | 121.958 | 343.2944
2028 | 5 | 2 | 12 | 50.0002 | 122.6056 | 324.0596
2028 | 5 | 2 | 13 | 49.4574 | 122.7526 | 323.3623
2028 | 5 | 2 | 14 | 49.2362 | 118.9772 | 324.6264
2028 | 5 | 2 | 15 | 50.3391 | 114.1436 | 326.9559
2028 | 5 | 2 | 16 | 53.3312 | 109.3955 | 334.5774
2028 | 5 | 2 | 17 | 55.8868 | 99.9078 | 348.3793
2028 | 5 | 2 | 18 | 56.8048 | 92.208 | 367.3185
2028 | 5 | 2 | 19 | 57.4745 | 90.5802 | 362.6285
2028 | 5 | 2 | 20 | 56.9835 | 87.4164 | 361.6095
2028 | 5 | 2 | 21 | 53.771 | 91.6006 | 347.1596
2028 | 5 | 2 | 22 | 48.7122 | 88.4064 | 317.0693
2028 | 5 | 2 | 23 | 45.249 | 79.6495 | 289.1069
2028 | 5 | 3 | 0 | 42.8384 | 82.3532 | 271.2768
2028 | 5 | 3 | 1 | 43.9651 | 85.4195 | 273.5567
2028 | 5 | 3 | 2 | 43.3874 | 83.4406 | 270.1484
2028 | 5 | 3 | 3 | 43.3664 | 83.9268 | 268.2982
2028 | 5 | 3 | 4 | 44.9649 | 85.8068 | 272.4959
2028 | 5 | 3 | 5 | 48.645 | 89.5418 | 285.1692
2028 | 5 | 3 | 6 | 52.8778 | 99.5712 | 297.8719
2028 | 5 | 3 | 7 | 55.0698 | 112.6115 | 323.4667
2028 | 5 | 3 | 8 | 54.7335 | 123.1714 | 335.6415
2028 | 5 | 3 | 9 | 53.4161 | 124.3988 | 342.4603
2028 | 5 | 3 | 10 | 52.5453 | 128.9817 | 345.7197
2028 | 5 | 3 | 11 | 52.2172 | 124.329 | 344.7648
2028 | 5 | 3 | 12 | 51.0284 | 123.6586 | 257.578
2028 | 5 | 3 | 13 | 50.4672 | 124.2911 | 252.0303
2028 | 5 | 3 | 14 | 50.2136 | 120.9202 | 251.1835
2028 | 5 | 3 | 15 | 51.3893 | 115.5837 | 252.3196
2028 | 5 | 3 | 16 | 54.5144 | 111.6508 | 265.1576
2028 | 5 | 3 | 17 | 56.9542 | 101.9073 | 301.1639
2028 | 5 | 3 | 18 | 57.9688 | 88.4994 | 325.69
2028 | 5 | 3 | 19 | 58.5958 | 88.4501 | 352.5117
2028 | 5 | 3 | 20 | 58.1839 | 84.498 | 368.2917
2028 | 5 | 3 | 21 | 54.7628 | 89.9458 | 362.8038
2028 | 5 | 3 | 22 | 49.4142 | 85.761 | 334.8367
2028 | 5 | 3 | 23 | 45.7072 | 77.1637 | 305.855
2028 | 5 | 4 | 0 | 44.0073 | 83.9051 | 296.3995
2028 | 5 | 4 | 1 | 42.1825 | 83.8807 | 282.6953
2028 | 5 | 4 | 2 | 41.522 | 82.1915 | 279.0434
2028 | 5 | 4 | 3 | 41.4976 | 82.4975 | 277.5625
2028 | 5 | 4 | 4 | 42.9076 | 84.2218 | 282.1481
2028 | 5 | 4 | 5 | 46.1529 | 88.3036 | 294.9166
2028 | 5 | 4 | 6 | 50.3378 | 98.0413 | 314.7025
2028 | 5 | 4 | 7 | 52.1436 | 109.9465 | 335.2026
2028 | 5 | 4 | 8 | 52.189 | 121.7916 | 327.2833
2028 | 5 | 4 | 9 | 52.0672 | 121.8835 | 308.2582
2028 | 5 | 4 | 10 | 52.3307 | 127.9319 | 298.4871
2028 | 5 | 4 | 11 | 52.631 | 124.3996 | 297.2653
2028 | 5 | 4 | 12 | 53.1599 | 127.1547 | 296.9721
2028 | 5 | 4 | 13 | 53.4548 | 129.4588 | 295.5353
2028 | 5 | 4 | 14 | 54.044 | 126.0441 | 295.6792
2028 | 5 | 4 | 15 | 55.5219 | 120.2992 | 297.4437
2028 | 5 | 4 | 16 | 57.8125 | 117.4302 | 305.2799
2028 | 5 | 4 | 17 | 59.2849 | 106.208 | 328.8569
2028 | 5 | 4 | 18 | 59.1722 | 97.8803 | 353.8144
2028 | 5 | 4 | 19 | 58.29 | 97.524 | 364.9868
2028 | 5 | 4 | 20 | 56.148 | 93.7893 | 370.4918
2028 | 5 | 4 | 21 | 51.4857 | 97.1333 | 361.0007
2028 | 5 | 4 | 22 | 46.1913 | 93.382 | 332.0121
2028 | 5 | 4 | 23 | 43.246 | 83.9041 | 302.2563
2028 | 5 | 5 | 0 | 43.1193 | 85.5709 | 279.6226
2028 | 5 | 5 | 1 | 41.9997 | 84.1326 | 274.5137
2028 | 5 | 5 | 2 | 41.2041 | 81.5231 | 270.6319
2028 | 5 | 5 | 3 | 40.9796 | 82.0494 | 269.1645
2028 | 5 | 5 | 4 | 42.4382 | 84.3857 | 273.4872
2028 | 5 | 5 | 5 | 45.7353 | 86.9623 | 286.4431
2028 | 5 | 5 | 6 | 49.8719 | 98.005 | 316.6905
2028 | 5 | 5 | 7 | 52.3272 | 110.654 | 337.2213
2028 | 5 | 5 | 8 | 52.9283 | 122.4518 | 327.1481
2028 | 5 | 5 | 9 | 52.8045 | 123.7719 | 304.337
2028 | 5 | 5 | 10 | 52.6054 | 129.0517 | 288.0508
2028 | 5 | 5 | 11 | 52.5591 | 123.404 | 274.8029
2028 | 5 | 5 | 12 | 50.6116 | 125.4181 | 291.6663
2028 | 5 | 5 | 13 | 49.9191 | 127.238 | 287.432
2028 | 5 | 5 | 14 | 49.2077 | 125.7085 | 286.7561
2028 | 5 | 5 | 15 | 50.123 | 119.4888 | 289.5619
2028 | 5 | 5 | 16 | 53.0301 | 114.4997 | 297.5755
2028 | 5 | 5 | 17 | 54.9511 | 104.1043 | 320.2437
2028 | 5 | 5 | 18 | 56.9888 | 96.3599 | 306.8653
2028 | 5 | 5 | 19 | 56.992 | 97.7204 | 337.2845
2028 | 5 | 5 | 20 | 55.9482 | 94.0796 | 353.1338
2028 | 5 | 5 | 21 | 52.4927 | 97.407 | 349.8
2028 | 5 | 5 | 22 | 47.7447 | 92.6155 | 327.4429
2028 | 5 | 5 | 23 | 44.5864 | 81.5351 | 303.0763
2028 | 5 | 6 | 0 | 42.7575 | 80.6005 | 294.6751
2028 | 5 | 6 | 1 | 40.5772 | 71.2367 | 282.3068
2028 | 5 | 6 | 2 | 39.5425 | 69.8883 | 275.9425
2028 | 5 | 6 | 3 | 39.2488 | 70.5189 | 272.2596
2028 | 5 | 6 | 4 | 40.0044 | 71.0831 | 273.9336
2028 | 5 | 6 | 5 | 42.4182 | 72.2517 | 280.052
2028 | 5 | 6 | 6 | 45.927 | 75.7568 | 280.0296
2028 | 5 | 6 | 7 | 47.8519 | 77.5088 | 294.6027
2028 | 5 | 6 | 8 | 50.6561 | 86.5273 | 319.564
2028 | 5 | 6 | 9 | 53.0516 | 92.1265 | 339.9789
2028 | 5 | 6 | 10 | 53.8374 | 96.5584 | 345.6681
2028 | 5 | 6 | 11 | 54.4022 | 94.4957 | 343.3573
2028 | 5 | 6 | 12 | 56.2554 | 92.625 | 333.1003
2028 | 5 | 6 | 13 | 55.9176 | 91.2312 | 329.335
2028 | 5 | 6 | 14 | 55.6688 | 94.882 | 324.5383
2028 | 5 | 6 | 15 | 56.7036 | 90.4662 | 328.0746
2028 | 5 | 6 | 16 | 59.3199 | 77.2807 | 336.8853
2028 | 5 | 6 | 17 | 60.0931 | 72.0464 | 352.8823
2028 | 5 | 6 | 18 | 57.9896 | 61.9985 | 368.4871
2028 | 5 | 6 | 19 | 55.3928 | 61.9703 | 357.8495
2028 | 5 | 6 | 20 | 51.5948 | 56.982 | 350.3326
2028 | 5 | 6 | 21 | 46.9656 | 67.6288 | 336.9668
2028 | 5 | 6 | 22 | 42.2328 | 65.4705 | 313.1658
2028 | 5 | 6 | 23 | 40.3041 | 60.1029 | 290.5081
2028 | 5 | 7 | 0 | 41.8359 | 70.5745 | 275.1201
2028 | 5 | 7 | 1 | 38.0234 | 75.3587 | 272.6513
2028 | 5 | 7 | 2 | 37.3414 | 74.3552 | 267.4085
2028 | 5 | 7 | 3 | 37.224 | 75.3237 | 264.014
2028 | 5 | 7 | 4 | 37.9323 | 75.9563 | 265.3953
2028 | 5 | 7 | 5 | 39.8331 | 76.3514 | 270.3461
2028 | 5 | 7 | 6 | 41.8534 | 79.1729 | 266.1466
2028 | 5 | 7 | 7 | 43.8577 | 80.6288 | 276.9002
2028 | 5 | 7 | 8 | 46.6063 | 89.1157 | 298.433
2028 | 5 | 7 | 9 | 49.5713 | 92.5586 | 323.5739
2028 | 5 | 7 | 10 | 51.1872 | 98.3679 | 337.2703
2028 | 5 | 7 | 11 | 52.0886 | 94.5202 | 339.9761
2028 | 5 | 7 | 12 | 51.3718 | 95.6875 | 295.3834
2028 | 5 | 7 | 13 | 51.0364 | 96.3304 | 291.8656
2028 | 5 | 7 | 14 | 50.5961 | 106.4961 | 290.3691
2028 | 5 | 7 | 15 | 51.3938 | 105.6751 | 295.3014
2028 | 5 | 7 | 16 | 53.5319 | 89.9457 | 307.5993
2028 | 5 | 7 | 17 | 55.0045 | 87.0386 | 336.3991
2028 | 5 | 7 | 18 | 54.2238 | 84.2141 | 335.9586
2028 | 5 | 7 | 19 | 53.003 | 84.1976 | 350.8337
2028 | 5 | 7 | 20 | 50.2898 | 82.0821 | 357.4427
2028 | 5 | 7 | 21 | 45.8134 | 89.6182 | 349.5496
2028 | 5 | 7 | 22 | 41.3728 | 86.0973 | 323.9912
2028 | 5 | 7 | 23 | 39.0463 | 80.1191 | 295.913
2028 | 5 | 8 | 0 | 37.7156 | 80.4129 | 287.8266
2028 | 5 | 8 | 1 | 39.4672 | 79.9866 | 276.1572
2028 | 5 | 8 | 2 | 39.0273 | 79.4534 | 273.2927
2028 | 5 | 8 | 3 | 39.1331 | 81.2381 | 272.3712
2028 | 5 | 8 | 4 | 40.9431 | 83.8844 | 277.3499
2028 | 5 | 8 | 5 | 44.6213 | 87.6616 | 290.6595
2028 | 5 | 8 | 6 | 49.3907 | 98.05 | 314.8684
2028 | 5 | 8 | 7 | 52.1635 | 111.5874 | 336.011
2028 | 5 | 8 | 8 | 53.0255 | 124.395 | 324.963
2028 | 5 | 8 | 9 | 53.2427 | 125.0647 | 302.0293
2028 | 5 | 8 | 10 | 54.0388 | 130.2715 | 288.987
2028 | 5 | 8 | 11 | 54.6827 | 125.4212 | 281.1437
2028 | 5 | 8 | 12 | 52.9087 | 128.8218 | 257.127
2028 | 5 | 8 | 13 | 52.5588 | 128.9973 | 250.3345
2028 | 5 | 8 | 14 | 52.4619 | 126.0951 | 247.5894
2028 | 5 | 8 | 15 | 53.815 | 122.2417 | 248.7805
2028 | 5 | 8 | 16 | 56.956 | 117.2637 | 260.441
2028 | 5 | 8 | 17 | 59.1483 | 109.3722 | 295.8808
2028 | 5 | 8 | 18 | 57.9663 | 97.4079 | 324.4608
2028 | 5 | 8 | 19 | 57.8161 | 98.9975 | 347.2177
2028 | 5 | 8 | 20 | 56.706 | 94.3251 | 359.2615
2028 | 5 | 8 | 21 | 52.9079 | 99.9484 | 351.6169
2028 | 5 | 8 | 22 | 47.5145 | 91.8483 | 324.1569
2028 | 5 | 8 | 23 | 43.783 | 81.8024 | 295.5339
2028 | 5 | 9 | 0 | 42.417 | 87.0021 | 283.6831
2028 | 5 | 9 | 1 | 41.7035 | 83.9239 | 274.3723
2028 | 5 | 9 | 2 | 41.2408 | 81.9436 | 270.1953
2028 | 5 | 9 | 3 | 41.3155 | 82.2554 | 267.7784
2028 | 5 | 9 | 4 | 43.0522 | 83.9897 | 271.0733
2028 | 5 | 9 | 5 | 46.6596 | 87.6054 | 283.0372
2028 | 5 | 9 | 6 | 51.5958 | 98.69 | 306.8424
2028 | 5 | 9 | 7 | 54.0473 | 111.3223 | 329.8472
2028 | 5 | 9 | 8 | 53.9705 | 123.7348 | 326.5037
2028 | 5 | 9 | 9 | 52.6153 | 125.1794 | 310.9009
2028 | 5 | 9 | 10 | 51.6432 | 130.0299 | 302.3611
2028 | 5 | 9 | 11 | 51.2758 | 127.9835 | 298.9748
2028 | 5 | 9 | 12 | 50.1614 | 132.0875 | 289.6031
2028 | 5 | 9 | 13 | 49.6087 | 134.7332 | 286.9967
2028 | 5 | 9 | 14 | 49.6342 | 132.5543 | 285.8621
2028 | 5 | 9 | 15 | 50.8845 | 129.5611 | 288.8549
2028 | 5 | 9 | 16 | 54.0409 | 126.5334 | 299.8308
2028 | 5 | 9 | 17 | 56.9542 | 116.4378 | 326.4262
2028 | 5 | 9 | 18 | 56.885 | 104.8585 | 343.0929
2028 | 5 | 9 | 19 | 57.5501 | 104.0455 | 358.93
2028 | 5 | 9 | 20 | 57.3113 | 101.8768 | 363.5771
2028 | 5 | 9 | 21 | 54.069 | 105.8309 | 353.5967
2028 | 5 | 9 | 22 | 48.9925 | 100.9934 | 324.2586
2028 | 5 | 9 | 23 | 45.2144 | 89.737 | 294.0047
2028 | 5 | 10 | 0 | 44.2051 | 91.8811 | 278.893
2028 | 5 | 10 | 1 | 43.622 | 88.567 | 270.295
2028 | 5 | 10 | 2 | 43.0091 | 85.9127 | 267.0043
2028 | 5 | 10 | 3 | 42.9167 | 85.7778 | 265.2387
2028 | 5 | 10 | 4 | 44.421 | 87.5771 | 269.6679
2028 | 5 | 10 | 5 | 47.8646 | 91.0653 | 282.2242
2028 | 5 | 10 | 6 | 52.3601 | 98.9509 | 302.5504
2028 | 5 | 10 | 7 | 54.6927 | 112.4622 | 327.1269
2028 | 5 | 10 | 8 | 54.417 | 125.3255 | 329.8041
2028 | 5 | 10 | 9 | 53.1581 | 130.075 | 322.2731
2028 | 5 | 10 | 10 | 52.3016 | 136.9777 | 316.6653
2028 | 5 | 10 | 11 | 51.974 | 128.6945 | 311.4646
2028 | 5 | 10 | 12 | 50.5848 | 123.7492 | 321.1704
2028 | 5 | 10 | 13 | 49.9988 | 126.0967 | 319.2266
2028 | 5 | 10 | 14 | 49.6955 | 128.1233 | 319.8345
2028 | 5 | 10 | 15 | 50.8037 | 125.0641 | 324.0225
2028 | 5 | 10 | 16 | 53.7701 | 117.0403 | 332.4682
2028 | 5 | 10 | 17 | 56.2335 | 108.0558 | 351.0503
2028 | 5 | 10 | 18 | 56.3595 | 107.8278 | 371.9456
2028 | 5 | 10 | 19 | 57.1168 | 108.4294 | 370.2312
2028 | 5 | 10 | 20 | 57.0916 | 103.7918 | 369.8581
2028 | 5 | 10 | 21 | 54.0734 | 108.4902 | 357.6794
2028 | 5 | 10 | 22 | 48.8244 | 101.769 | 327.1517
2028 | 5 | 10 | 23 | 44.9369 | 90.3458 | 297.2242
2028 | 5 | 11 | 0 | 43.437 | 92.6844 | 278.4111
2028 | 5 | 11 | 1 | 42.4434 | 92.7844 | 271.1461
2028 | 5 | 11 | 2 | 41.7848 | 90.1332 | 266.4667
2028 | 5 | 11 | 3 | 41.7273 | 89.8137 | 264.1222
2028 | 5 | 11 | 4 | 43.2907 | 91.2403 | 268.0194
2028 | 5 | 11 | 5 | 46.7384 | 95.2654 | 280.1441
2028 | 5 | 11 | 6 | 50.8388 | 102.2267 | 301.4467
2028 | 5 | 11 | 7 | 53.4338 | 115.4532 | 327.0265
2028 | 5 | 11 | 8 | 54.1731 | 129.7137 | 336.1837
2028 | 5 | 11 | 9 | 54.5993 | 134.2439 | 338.0703
2028 | 5 | 11 | 10 | 55.5503 | 144.613 | 336.5198
2028 | 5 | 11 | 11 | 56.2895 | 138.5118 | 331.2025
2028 | 5 | 11 | 12 | 57.052 | 139.5917 | 321.9178
2028 | 5 | 11 | 13 | 57.1143 | 143.1029 | 320.8113
2028 | 5 | 11 | 14 | 57.8385 | 142.5241 | 322.4589
2028 | 5 | 11 | 15 | 59.8708 | 136.9704 | 326.7502
2028 | 5 | 11 | 16 | 62.8897 | 132.8262 | 335.5302
2028 | 5 | 11 | 17 | 64.3922 | 122.1231 | 351.6875
2028 | 5 | 11 | 18 | 62.1812 | 122.5625 | 355.018
2028 | 5 | 11 | 19 | 60.7142 | 122.3833 | 364.4175
2028 | 5 | 11 | 20 | 57.7544 | 117.1372 | 368.6591
2028 | 5 | 11 | 21 | 52.8759 | 119.9209 | 359.2178
2028 | 5 | 11 | 22 | 47.3183 | 111.7924 | 330.5334
2028 | 5 | 11 | 23 | 43.9005 | 99.2283 | 300.2901
2028 | 5 | 12 | 0 | 43.5153 | 98.7175 | 281.8576
2028 | 5 | 12 | 1 | 41.9601 | 97.1692 | 271.2506
2028 | 5 | 12 | 2 | 41.2248 | 93.3542 | 266.0557
2028 | 5 | 12 | 3 | 41.1205 | 92.8786 | 263.3339
2028 | 5 | 12 | 4 | 42.5548 | 94.7308 | 266.6869
2028 | 5 | 12 | 5 | 46.0016 | 98.2727 | 277.3229
2028 | 5 | 12 | 6 | 50.3844 | 110.4216 | 298.189
2028 | 5 | 12 | 7 | 53.2042 | 124.7079 | 319.2061
2028 | 5 | 12 | 8 | 54.2553 | 136.9987 | 310.309
2028 | 5 | 12 | 9 | 54.5895 | 141.4799 | 290.6526
2028 | 5 | 12 | 10 | 54.8389 | 147.7708 | 279.4217
2028 | 5 | 12 | 11 | 54.9096 | 145.3071 | 276.8372
2028 | 5 | 12 | 12 | 54.147 | 147.0093 | 286.192
2028 | 5 | 12 | 13 | 53.9395 | 150.0234 | 284.1479
2028 | 5 | 12 | 14 | 53.9727 | 145.7301 | 283.9463
2028 | 5 | 12 | 15 | 55.2718 | 138.7215 | 286.6392
2028 | 5 | 12 | 16 | 57.6612 | 136.4708 | 295.2118
2028 | 5 | 12 | 17 | 58.6744 | 124.9478 | 318.9284
2028 | 5 | 12 | 18 | 56.9124 | 113.0533 | 334.8547
2028 | 5 | 12 | 19 | 55.9532 | 111.4268 | 352.7726
2028 | 5 | 12 | 20 | 53.5411 | 109.0082 | 357.339
2028 | 5 | 12 | 21 | 49.5045 | 113.0601 | 349.9235
2028 | 5 | 12 | 22 | 44.9527 | 105.342 | 325.6272
2028 | 5 | 12 | 23 | 42.1246 | 91.5187 | 298.2957
2028 | 5 | 13 | 0 | 41.3297 | 92.5179 | 283.6948
2028 | 5 | 13 | 1 | 39.8945 | 85.5178 | 268.6242
2028 | 5 | 13 | 2 | 38.7956 | 82.8669 | 262.8967
2028 | 5 | 13 | 3 | 38.3704 | 82.6883 | 259.2295
2028 | 5 | 13 | 4 | 38.9911 | 82.1044 | 260.4848
2028 | 5 | 13 | 5 | 40.8581 | 81.0409 | 264.8753
2028 | 5 | 13 | 6 | 43.328 | 89.7318 | 268.7943
2028 | 5 | 13 | 7 | 45.9 | 94.4364 | 282.0391
2028 | 5 | 13 | 8 | 49.2243 | 103.4034 | 295.8217
2028 | 5 | 13 | 9 | 52.5293 | 108.4488 | 303.7603
2028 | 5 | 13 | 10 | 54.1087 | 113.7345 | 306.8516
2028 | 5 | 13 | 11 | 54.6212 | 114.025 | 307.251
2028 | 5 | 13 | 12 | 54.3539 | 107.8736 | 322.8057
2028 | 5 | 13 | 13 | 53.733 | 105.7685 | 317.2515
2028 | 5 | 13 | 14 | 53.106 | 109.1805 | 313.95
2028 | 5 | 13 | 15 | 53.6369 | 107.939 | 319.8994
2028 | 5 | 13 | 16 | 55.8501 | 98.0425 | 327.8694
2028 | 5 | 13 | 17 | 56.764 | 93.1692 | 347.7216
2028 | 5 | 13 | 18 | 54.9081 | 88.6601 | 364.5011
2028 | 5 | 13 | 19 | 53.3704 | 89.8814 | 356.3834
2028 | 5 | 13 | 20 | 50.2177 | 85.5704 | 350.08
2028 | 5 | 13 | 21 | 46.4007 | 91.1846 | 339.4226
2028 | 5 | 13 | 22 | 42.1548 | 86.4386 | 317.3564
2028 | 5 | 13 | 23 | 39.9055 | 79.3584 | 294.3497
2028 | 5 | 14 | 0 | 39.7886 | 80.6018 | 278.6348
2028 | 5 | 14 | 1 | 37.8699 | 79.8752 | 271.2543
2028 | 5 | 14 | 2 | 37.0364 | 78.254 | 266.6637
2028 | 5 | 14 | 3 | 36.7333 | 79.2622 | 263.2405
2028 | 5 | 14 | 4 | 37.2323 | 80.1659 | 264.6029
2028 | 5 | 14 | 5 | 39.0575 | 79.7048 | 268.797
2028 | 5 | 14 | 6 | 40.8929 | 82.5585 | 268.078
2028 | 5 | 14 | 7 | 42.9183 | 86.1421 | 278.6259
2028 | 5 | 14 | 8 | 46.2296 | 95.1458 | 291.9169
2028 | 5 | 14 | 9 | 49.5669 | 99.5104 | 298.4805
2028 | 5 | 14 | 10 | 51.625 | 104.9306 | 301.8767
2028 | 5 | 14 | 11 | 52.7626 | 96.6741 | 297.838
2028 | 5 | 14 | 12 | 50.9317 | 90.661 | 270.1511
2028 | 5 | 14 | 13 | 50.8385 | 90.983 | 265.999
2028 | 5 | 14 | 14 | 51.1277 | 96.1554 | 263.2563
2028 | 5 | 14 | 15 | 52.763 | 97.3034 | 272.0774
2028 | 5 | 14 | 16 | 56.1388 | 86.0687 | 286.5941
2028 | 5 | 14 | 17 | 57.9619 | 83.7413 | 321.8444
2028 | 5 | 14 | 18 | 55.285 | 87.7578 | 345.842
2028 | 5 | 14 | 19 | 54.0933 | 88.4863 | 356.562
2028 | 5 | 14 | 20 | 51.9789 | 87.9113 | 358.1502
2028 | 5 | 14 | 21 | 48.4345 | 92.1566 | 349.9735
2028 | 5 | 14 | 22 | 43.6167 | 90.2612 | 322.6875
2028 | 5 | 14 | 23 | 40.7829 | 86.0913 | 292.5237
2028 | 5 | 15 | 0 | 40.297 | 84.676 | 276.2888
2028 | 5 | 15 | 1 | 39.4614 | 80.6049 | 267.9314
2028 | 5 | 15 | 2 | 39.0008 | 80.1722 | 264.2722
2028 | 5 | 15 | 3 | 39.0924 | 81.9848 | 262.3379
2028 | 5 | 15 | 4 | 40.7348 | 84.6594 | 265.9948
2028 | 5 | 15 | 5 | 44.167 | 89.7224 | 278.3104
2028 | 5 | 15 | 6 | 48.9739 | 106.7632 | 301.0461
2028 | 5 | 15 | 7 | 51.7805 | 122.4249 | 326.7385
2028 | 5 | 15 | 8 | 52.6522 | 135.7011 | 333.2791
2028 | 5 | 15 | 9 | 53.0532 | 140.2179 | 331.3585
2028 | 5 | 15 | 10 | 53.555 | 145.9773 | 328.2475
2028 | 5 | 15 | 11 | 54.0495 | 141.6317 | 321.8706
2028 | 5 | 15 | 12 | 50.833 | 128.3602 | 313.122
2028 | 5 | 15 | 13 | 50.3961 | 127.9855 | 311.3721
2028 | 5 | 15 | 14 | 50.2048 | 124.8495 | 309.8013
2028 | 5 | 15 | 15 | 51.5161 | 118.831 | 311.8006
2028 | 5 | 15 | 16 | 54.6835 | 116.7053 | 321.7701
2028 | 5 | 15 | 17 | 57.1625 | 108.8721 | 344.7969
2028 | 5 | 15 | 18 | 59.8115 | 103.7849 | 350.6533
2028 | 5 | 15 | 19 | 58.4307 | 105.8182 | 363.1433
2028 | 5 | 15 | 20 | 55.764 | 103.7466 | 365.0004
2028 | 5 | 15 | 21 | 50.9941 | 109.9611 | 354.7747
2028 | 5 | 15 | 22 | 45.2875 | 103.2179 | 325.6091
2028 | 5 | 15 | 23 | 41.7954 | 93.9986 | 295.3815
2028 | 5 | 16 | 0 | 42.0077 | 91.0221 | 279.1124
2028 | 5 | 16 | 1 | 40.4 | 89.1044 | 270.8689
2028 | 5 | 16 | 2 | 39.7996 | 87.9107 | 266.6041
2028 | 5 | 16 | 3 | 39.7468 | 88.561 | 264.1816
2028 | 5 | 16 | 4 | 41.2908 | 89.2648 | 267.2671
2028 | 5 | 16 | 5 | 44.7247 | 94.0295 | 278.4489
2028 | 5 | 16 | 6 | 48.7935 | 106.3036 | 290.7172
2028 | 5 | 16 | 7 | 51.8401 | 120.5168 | 320.2454
2028 | 5 | 16 | 8 | 52.7819 | 130.645 | 340.9063
2028 | 5 | 16 | 9 | 52.8545 | 130.1529 | 352.5167
2028 | 5 | 16 | 10 | 53.2168 | 131.571 | 352.1097
2028 | 5 | 16 | 11 | 53.4531 | 131.4289 | 343.2061
2028 | 5 | 16 | 12 | 52.83 | 122.2023 | 306.6296
2028 | 5 | 16 | 13 | 52.7654 | 121.6984 | 304.5891
2028 | 5 | 16 | 14 | 53.0884 | 113.9056 | 303.4314
2028 | 5 | 16 | 15 | 54.6091 | 107.44 | 308.8658
2028 | 5 | 16 | 16 | 57.4999 | 111.4065 | 317.7933
2028 | 5 | 16 | 17 | 59.5398 | 102.8047 | 340.3772
2028 | 5 | 16 | 18 | 58.1685 | 105.0991 | 344.2327
2028 | 5 | 16 | 19 | 57.2087 | 105.1136 | 358.9478
2028 | 5 | 16 | 20 | 54.8082 | 104.5847 | 362.704
2028 | 5 | 16 | 21 | 50.308 | 109.8741 | 354.8746
2028 | 5 | 16 | 22 | 45.0556 | 103.3168 | 328.2136
2028 | 5 | 16 | 23 | 41.6696 | 94.3643 | 298.1446
2028 | 5 | 17 | 0 | 41.6956 | 92.6588 | 280.3068
2028 | 5 | 17 | 1 | 40.6103 | 94.9279 | 274.5119
2028 | 5 | 17 | 2 | 39.887 | 92.9539 | 271.0141
2028 | 5 | 17 | 3 | 39.6942 | 93.0547 | 269.365
2028 | 5 | 17 | 4 | 41.1127 | 93.8898 | 273.7915
2028 | 5 | 17 | 5 | 44.4815 | 97.6004 | 285.8293
2028 | 5 | 17 | 6 | 49.4227 | 111.4699 | 304.261
2028 | 5 | 17 | 7 | 52.2221 | 127.2674 | 330.4327
2028 | 5 | 17 | 8 | 53.1189 | 135.0306 | 337.9832
2028 | 5 | 17 | 9 | 53.7158 | 135.7538 | 340.0263
2028 | 5 | 17 | 10 | 54.1537 | 140.2535 | 337.1103
2028 | 5 | 17 | 11 | 54.5039 | 139.8026 | 330.078
2028 | 5 | 17 | 12 | 53.2095 | 135.0822 | 345.8302
2028 | 5 | 17 | 13 | 53.2223 | 134.3901 | 345.8179
2028 | 5 | 17 | 14 | 53.3641 | 123.3987 | 346.4051
2028 | 5 | 17 | 15 | 54.7278 | 121.6945 | 351.7797
2028 | 5 | 17 | 16 | 57.4512 | 122.2259 | 360.1043
2028 | 5 | 17 | 17 | 59.2912 | 114.5705 | 377.2598
2028 | 5 | 17 | 18 | 57.5463 | 109.3129 | 377.2633
2028 | 5 | 17 | 19 | 56.2749 | 107.9222 | 384.0413
2028 | 5 | 17 | 20 | 53.8329 | 106.1277 | 387.4846
2028 | 5 | 17 | 21 | 49.5756 | 111.9897 | 378.6127
2028 | 5 | 17 | 22 | 44.5649 | 106.1789 | 350.496
2028 | 5 | 17 | 23 | 41.868 | 95.8766 | 319.3775
2028 | 5 | 18 | 0 | 42.1777 | 95.4563 | 296.8438
2028 | 5 | 18 | 1 | 40.9438 | 98.897 | 292.6165
2028 | 5 | 18 | 2 | 40.0063 | 95.7152 | 288.1367
2028 | 5 | 18 | 3 | 39.6724 | 95.9069 | 286.2647
2028 | 5 | 18 | 4 | 41.0354 | 97.5133 | 290.0783
2028 | 5 | 18 | 5 | 44.0493 | 100.5677 | 301.4134
2028 | 5 | 18 | 6 | 48.1281 | 108.7213 | 316.1998
2028 | 5 | 18 | 7 | 50.8128 | 122.94 | 342.0371
2028 | 5 | 18 | 8 | 51.6843 | 136.7842 | 348.3352
2028 | 5 | 18 | 9 | 52.5329 | 139.3809 | 349.781
2028 | 5 | 18 | 10 | 53.8725 | 146.0315 | 349.6483
2028 | 5 | 18 | 11 | 54.9683 | 138.3097 | 345.8741
2028 | 5 | 18 | 12 | 55.4237 | 130.639 | 334.9591
2028 | 5 | 18 | 13 | 55.5375 | 133.2275 | 334.1375
2028 | 5 | 18 | 14 | 56.1753 | 124.2364 | 334.1915
2028 | 5 | 18 | 15 | 58.1668 | 120.5555 | 339.4706
2028 | 5 | 18 | 16 | 61.0506 | 123.7499 | 346.2846
2028 | 5 | 18 | 17 | 62.6589 | 114.6787 | 365.6885
2028 | 5 | 18 | 18 | 61.5525 | 105.7482 | 358.2125
2028 | 5 | 18 | 19 | 60.2799 | 107.8489 | 375.9903
2028 | 5 | 18 | 20 | 57.3835 | 100.2436 | 385.7376
2028 | 5 | 18 | 21 | 52.9137 | 105.6816 | 380.327
2028 | 5 | 18 | 22 | 47.5848 | 98.4649 | 354.3619
2028 | 5 | 18 | 23 | 44.1067 | 89.2921 | 324.0951
2028 | 5 | 19 | 0 | 43.082 | 101.5041 | 310.1874
2028 | 5 | 19 | 1 | 41.5678 | 95.7252 | 293.8778
2028 | 5 | 19 | 2 | 40.6621 | 92.039 | 288.4519
2028 | 5 | 19 | 3 | 40.3606 | 91.8808 | 285.8307
2028 | 5 | 19 | 4 | 41.6853 | 94.1777 | 288.9931
2028 | 5 | 19 | 5 | 44.7094 | 97.0993 | 299.5344
2028 | 5 | 19 | 6 | 48.804 | 99.2664 | 328.722
2028 | 5 | 19 | 7 | 51.5025 | 113.9891 | 348.8279
2028 | 5 | 19 | 8 | 52.5262 | 124.8165 | 335.6021
2028 | 5 | 19 | 9 | 53.387 | 131.4468 | 312.0349
2028 | 5 | 19 | 10 | 54.5246 | 137.6971 | 296.6774
2028 | 5 | 19 | 11 | 55.3982 | 129.8039 | 282.8469
2028 | 5 | 19 | 12 | 55.4009 | 124.9388 | 282.9126
2028 | 5 | 19 | 13 | 55.3037 | 126.8128 | 277.8388
2028 | 5 | 19 | 14 | 55.7544 | 123.5813 | 275.195
2028 | 5 | 19 | 15 | 57.1981 | 121.4478 | 278.1132
2028 | 5 | 19 | 16 | 59.5361 | 117.8453 | 284.4891
2028 | 5 | 19 | 17 | 60.7264 | 109.3952 | 310.6189
2028 | 5 | 19 | 18 | 57.7256 | 107.7629 | 326.2237
2028 | 5 | 19 | 19 | 56.5103 | 108.6302 | 347.7308
2028 | 5 | 19 | 20 | 54.2408 | 103.1095 | 358.0911
2028 | 5 | 19 | 21 | 50.3827 | 107.4988 | 355.05
2028 | 5 | 19 | 22 | 45.7794 | 102.6844 | 334.1042
2028 | 5 | 19 | 23 | 42.5008 | 90.0396 | 307.7355
2028 | 5 | 20 | 0 | 42.2236 | 90.5927 | 292.0951
2028 | 5 | 20 | 1 | 39.4523 | 88.3603 | 288.364
2028 | 5 | 20 | 2 | 38.3387 | 86.206 | 282.0912
2028 | 5 | 20 | 3 | 37.9805 | 86.2792 | 278.3122
2028 | 5 | 20 | 4 | 38.5408 | 87.7458 | 279.8913
2028 | 5 | 20 | 5 | 40.2269 | 88.8707 | 285.5262
2028 | 5 | 20 | 6 | 42.0794 | 89.2167 | 290.0225
2028 | 5 | 20 | 7 | 44.5874 | 93.5029 | 304.9257
2028 | 5 | 20 | 8 | 47.3646 | 106.424 | 320.2962
2028 | 5 | 20 | 9 | 49.7971 | 116.5407 | 337.2476
2028 | 5 | 20 | 10 | 50.7753 | 127.5349 | 343.9711
2028 | 5 | 20 | 11 | 51.0845 | 126.6453 | 343.802
2028 | 5 | 20 | 12 | 52.2234 | 123.9875 | 350.0067
2028 | 5 | 20 | 13 | 51.409 | 126.1738 | 346.3608
2028 | 5 | 20 | 14 | 50.7549 | 128.3674 | 341.5333
2028 | 5 | 20 | 15 | 51.3157 | 124.1981 | 347.2094
2028 | 5 | 20 | 16 | 53.2811 | 121.4342 | 355.7817
2028 | 5 | 20 | 17 | 54.2424 | 118.7239 | 375.302
2028 | 5 | 20 | 18 | 51.9533 | 102.0391 | 391.0431
2028 | 5 | 20 | 19 | 50.6946 | 99.272 | 386.0733
2028 | 5 | 20 | 20 | 47.9153 | 89.8414 | 380.1972
2028 | 5 | 20 | 21 | 44.3927 | 102.5309 | 370.3553
2028 | 5 | 20 | 22 | 40.5404 | 97.1843 | 350.2547
2028 | 5 | 20 | 23 | 38.2771 | 92.3021 | 326.5523
2028 | 5 | 21 | 0 | 38.0525 | 99.3003 | 316.8337
2028 | 5 | 21 | 1 | 37.8474 | 94.3694 | 296.1616
2028 | 5 | 21 | 2 | 36.9585 | 91.6529 | 288.918
2028 | 5 | 21 | 3 | 36.6369 | 91.1933 | 284.6222
2028 | 5 | 21 | 4 | 37.1532 | 90.2001 | 285.2162
2028 | 5 | 21 | 5 | 38.622 | 88.9666 | 288.1172
2028 | 5 | 21 | 6 | 40.2119 | 87.503 | 287.3885
2028 | 5 | 21 | 7 | 42.1921 | 91.4765 | 295.8997
2028 | 5 | 21 | 8 | 44.9603 | 95.2509 | 306.6376
2028 | 5 | 21 | 9 | 47.7696 | 99.0334 | 321.4139
2028 | 5 | 21 | 10 | 49.4421 | 105.7478 | 330.2535
2028 | 5 | 21 | 11 | 50.2 | 104.0288 | 328.098
2028 | 5 | 21 | 12 | 51.9352 | 100.1362 | 318.7307
2028 | 5 | 21 | 13 | 51.5889 | 98.2136 | 316.5245
2028 | 5 | 21 | 14 | 51.4203 | 101.044 | 313.1619
2028 | 5 | 21 | 15 | 52.3784 | 100.2867 | 319.9374
2028 | 5 | 21 | 16 | 54.9274 | 92.3215 | 328.259
2028 | 5 | 21 | 17 | 56.8233 | 90.5671 | 352.0926
2028 | 5 | 21 | 18 | 55.5275 | 93.0957 | 335.6127
2028 | 5 | 21 | 19 | 54.027 | 94.7494 | 351.2193
2028 | 5 | 21 | 20 | 50.8839 | 94.3823 | 356.1854
2028 | 5 | 21 | 21 | 46.7036 | 101.6228 | 350.5712
2028 | 5 | 21 | 22 | 42.0158 | 97.4583 | 326.5692
2028 | 5 | 21 | 23 | 39.7759 | 91.7192 | 297.5424
2028 | 5 | 22 | 0 | 40.306 | 93.0002 | 282.1539
2028 | 5 | 22 | 1 | 38.1466 | 85.097 | 288.6433
2028 | 5 | 22 | 2 | 37.2554 | 84.2956 | 282.0208
2028 | 5 | 22 | 3 | 36.9818 | 85.0299 | 278.2476
2028 | 5 | 22 | 4 | 37.6759 | 85.0574 | 279.2528
2028 | 5 | 22 | 5 | 39.3076 | 86.4755 | 282.1766
2028 | 5 | 22 | 6 | 40.621 | 88.4838 | 277.4264
2028 | 5 | 22 | 7 | 42.8597 | 90.7535 | 288.6313
2028 | 5 | 22 | 8 | 46.2454 | 106.5653 | 308.7834
2028 | 5 | 22 | 9 | 49.7964 | 100.2874 | 326.9616
2028 | 5 | 22 | 10 | 51.9264 | 101.9389 | 338.1404
2028 | 5 | 22 | 11 | 52.9227 | 101.8852 | 335.9691
2028 | 5 | 22 | 12 | 52.0909 | 94.4275 | 320.1075
2028 | 5 | 22 | 13 | 51.4133 | 91.4938 | 312.9508
2028 | 5 | 22 | 14 | 50.8562 | 105.9433 | 313.7988
2028 | 5 | 22 | 15 | 52.2803 | 99.1023 | 313.5439
2028 | 5 | 22 | 16 | 55.1455 | 92.5345 | 324.133
2028 | 5 | 22 | 17 | 57.2622 | 91.0588 | 347.3793
2028 | 5 | 22 | 18 | 55.1304 | 95.5664 | 358.9013
2028 | 5 | 22 | 19 | 53.8978 | 96.1293 | 366.5167
2028 | 5 | 22 | 20 | 50.4081 | 95.8217 | 364.6263
2028 | 5 | 22 | 21 | 46.7431 | 103.6004 | 354.6416
2028 | 5 | 22 | 22 | 42.2624 | 95.3746 | 326.269
2028 | 5 | 22 | 23 | 40.3134 | 91.562 | 297.5301
2028 | 5 | 23 | 0 | 41.0918 | 94.9469 | 282.9967
2028 | 5 | 23 | 1 | 40.2455 | 97.5285 | 275.3435
2028 | 5 | 23 | 2 | 39.5593 | 95.3838 | 271.1371
2028 | 5 | 23 | 3 | 39.4479 | 95.6118 | 268.9459
2028 | 5 | 23 | 4 | 40.9189 | 96.8181 | 272.2872
2028 | 5 | 23 | 5 | 44.2427 | 100.0949 | 282.5359
2028 | 5 | 23 | 6 | 48.7109 | 108.3846 | 301.8195
2028 | 5 | 23 | 7 | 51.8256 | 123.9403 | 325.6825
2028 | 5 | 23 | 8 | 52.8573 | 129.9766 | 316.3606
2028 | 5 | 23 | 9 | 53.0292 | 131.5708 | 293.8834
2028 | 5 | 23 | 10 | 53.3753 | 136.79 | 280.9253
2028 | 5 | 23 | 11 | 53.5738 | 139.8249 | 277.6631
2028 | 5 | 23 | 12 | 53.0228 | 137.5385 | 275.7469
2028 | 5 | 23 | 13 | 52.9171 | 138.0349 | 270.6233
2028 | 5 | 23 | 14 | 53.228 | 123.9766 | 267.7927
2028 | 5 | 23 | 15 | 54.7258 | 122.2041 | 273.2298
2028 | 5 | 23 | 16 | 57.5091 | 126.8271 | 284.2799
2028 | 5 | 23 | 17 | 59.5824 | 120.017 | 315.8182
2028 | 5 | 23 | 18 | 58.0231 | 107.6012 | 337.2003
2028 | 5 | 23 | 19 | 56.968 | 107.1789 | 357.2362
2028 | 5 | 23 | 20 | 54.3592 | 105.3793 | 363.1374
2028 | 5 | 23 | 21 | 50.0785 | 112.1157 | 357.2079
2028 | 5 | 23 | 22 | 45.0395 | 106.6291 | 330.8392
2028 | 5 | 23 | 23 | 41.843 | 98.5627 | 299.6475
2028 | 5 | 24 | 0 | 41.7527 | 100.9904 | 284.5773
2028 | 5 | 24 | 1 | 39.9972 | 94.1127 | 267.9167
2028 | 5 | 24 | 2 | 39.2292 | 92.0897 | 262.95
2028 | 5 | 24 | 3 | 39.0458 | 92.3855 | 260.1079
2028 | 5 | 24 | 4 | 40.4267 | 92.9517 | 263.8385
2028 | 5 | 24 | 5 | 43.6628 | 97.2299 | 273.8599
2028 | 5 | 24 | 6 | 48.5321 | 109.6644 | 297.1491
2028 | 5 | 24 | 7 | 50.9782 | 125.8657 | 317.5782
2028 | 5 | 24 | 8 | 51.1676 | 136.0583 | 303.3209
2028 | 5 | 24 | 9 | 51.0319 | 136.1198 | 280.276
2028 | 5 | 24 | 10 | 50.956 | 138.116 | 268.679
2028 | 5 | 24 | 11 | 51.2322 | 135.3271 | 267.1249
2028 | 5 | 24 | 12 | 50.3706 | 126.6773 | 275.3627
2028 | 5 | 24 | 13 | 50.5399 | 125.7879 | 272.0341
2028 | 5 | 24 | 14 | 51.2867 | 118.3794 | 271.1777
2028 | 5 | 24 | 15 | 53.2805 | 114.257 | 276.245
2028 | 5 | 24 | 16 | 56.5121 | 117.6782 | 287.7539
2028 | 5 | 24 | 17 | 58.4975 | 109.2018 | 317.507
2028 | 5 | 24 | 18 | 58.1687 | 110.6045 | 346.4555
2028 | 5 | 24 | 19 | 57.7522 | 110.9469 | 359.8418
2028 | 5 | 24 | 20 | 56.17 | 110.7382 | 363.7405
2028 | 5 | 24 | 21 | 52.5327 | 118.1361 | 355.8092
2028 | 5 | 24 | 22 | 47.1835 | 112.2118 | 327.6977
2028 | 5 | 24 | 23 | 43.0971 | 102.5098 | 295.5096
2028 | 5 | 25 | 0 | 41.9102 | 99.2131 | 279.6533
2028 | 5 | 25 | 1 | 39.4721 | 99.0317 | 269.7216
2028 | 5 | 25 | 2 | 38.6315 | 97.008 | 262.5788
2028 | 5 | 25 | 3 | 38.4488 | 96.9921 | 258.8471
2028 | 5 | 25 | 4 | 39.7529 | 97.1933 | 261.7127
2028 | 5 | 25 | 5 | 42.633 | 101.0642 | 270.9132
2028 | 5 | 25 | 6 | 47.4368 | 108.6822 | 287.8772
2028 | 5 | 25 | 7 | 49.9305 | 124.5772 | 314.8461
2028 | 5 | 25 | 8 | 50.2732 | 131.7228 | 325.8423
2028 | 5 | 25 | 9 | 50.2623 | 132.7126 | 331.502
2028 | 5 | 25 | 10 | 50.3923 | 138.7061 | 331.177
2028 | 5 | 25 | 11 | 50.7517 | 135.1891 | 330.1381
2028 | 5 | 25 | 12 | 50.6389 | 134.5026 | 329.0851
2028 | 5 | 25 | 13 | 50.8439 | 133.2169 | 328.6447
2028 | 5 | 25 | 14 | 51.6211 | 118.5046 | 329.3015
2028 | 5 | 25 | 15 | 53.752 | 117.4795 | 337.2018
2028 | 5 | 25 | 16 | 56.7895 | 122.517 | 342.9609
2028 | 5 | 25 | 17 | 58.491 | 116.0115 | 360.386
2028 | 5 | 25 | 18 | 58.6415 | 99.8428 | 380.4839
2028 | 5 | 25 | 19 | 58.2938 | 100.7256 | 388.0166
2028 | 5 | 25 | 20 | 56.503 | 97.1895 | 387.7927
2028 | 5 | 25 | 21 | 52.9115 | 105.4358 | 379.0667
2028 | 5 | 25 | 22 | 47.7722 | 99.7269 | 349.2869
2028 | 5 | 25 | 23 | 43.6276 | 92.019 | 313.4261
2028 | 5 | 26 | 0 | 41.6468 | 98.3171 | 295.6829
2028 | 5 | 26 | 1 | 39.7485 | 96.0251 | 279.6595
2028 | 5 | 26 | 2 | 38.8358 | 92.4522 | 272.6726
2028 | 5 | 26 | 3 | 38.5392 | 92.7419 | 268.657
2028 | 5 | 26 | 4 | 39.7818 | 93.8233 | 270.6636
2028 | 5 | 26 | 5 | 42.6272 | 95.3387 | 279.3839
2028 | 5 | 26 | 6 | 47.5997 | 106.6079 | 302.7936
2028 | 5 | 26 | 7 | 50.5479 | 122.9504 | 329.2692
2028 | 5 | 26 | 8 | 51.7264 | 134.3921 | 332.2148
2028 | 5 | 26 | 9 | 52.541 | 139.2358 | 329.2294
2028 | 5 | 26 | 10 | 52.8262 | 146.7278 | 325.5406
2028 | 5 | 26 | 11 | 52.9942 | 141.6605 | 315.4785
2028 | 5 | 26 | 12 | 53.4689 | 134.9496 | 269.863
2028 | 5 | 26 | 13 | 53.2581 | 137.3519 | 260.2596
2028 | 5 | 26 | 14 | 53.1455 | 127.9865 | 255.807
2028 | 5 | 26 | 15 | 54.4153 | 123.2314 | 260.5624
2028 | 5 | 26 | 16 | 56.8623 | 125.9351 | 271.5121
2028 | 5 | 26 | 17 | 57.9653 | 117.291 | 304.441
2028 | 5 | 26 | 18 | 54.9559 | 105.2817 | 321.8021
2028 | 5 | 26 | 19 | 53.6513 | 105.8749 | 353.6839
2028 | 5 | 26 | 20 | 51.0961 | 103.2931 | 367.1164
2028 | 5 | 26 | 21 | 47.3651 | 110.6607 | 367.3707
2028 | 5 | 26 | 22 | 43.2097 | 103.1396 | 348.3791
2028 | 5 | 26 | 23 | 40.6029 | 91.7302 | 321.6302
2028 | 5 | 27 | 0 | 40.4589 | 97.0468 | 305.656
2028 | 5 | 27 | 1 | 39.5059 | 101.5546 | 286.0119
2028 | 5 | 27 | 2 | 38.1608 | 98.6664 | 278.5919
2028 | 5 | 27 | 3 | 37.751 | 97.8717 | 274.4466
2028 | 5 | 27 | 4 | 38.0401 | 98.2907 | 275.305
2028 | 5 | 27 | 5 | 39.5941 | 99.9745 | 278.7982
2028 | 5 | 27 | 6 | 42.3598 | 100.0548 | 291.0152
2028 | 5 | 27 | 7 | 44.71 | 108.5439 | 301.4254
2028 | 5 | 27 | 8 | 47.0462 | 112.1568 | 295.8541
2028 | 5 | 27 | 9 | 48.5617 | 121.8371 | 274.8296
2028 | 5 | 27 | 10 | 48.8842 | 133.1935 | 256.7791
2028 | 5 | 27 | 11 | 49.192 | 134.9768 | 241.3877
2028 | 5 | 27 | 12 | 47.5232 | 130.9488 | 224.4847
2028 | 5 | 27 | 13 | 46.5969 | 129.7734 | 214.3242
2028 | 5 | 27 | 14 | 45.9328 | 120.2691 | 206.0926
2028 | 5 | 27 | 15 | 46.3966 | 113.1237 | 213.9712
2028 | 5 | 27 | 16 | 48.3829 | 121.115 | 229.8276
2028 | 5 | 27 | 17 | 50.1492 | 119.7565 | 272.3198
2028 | 5 | 27 | 18 | 49.2064 | 93.291 | 293.0827
2028 | 5 | 27 | 19 | 49.7653 | 91.1454 | 323.5618
2028 | 5 | 27 | 20 | 49.3275 | 82.7354 | 335.2063
2028 | 5 | 27 | 21 | 47.8146 | 97.7404 | 336.1522
2028 | 5 | 27 | 22 | 44.4068 | 91.9013 | 318.3054
2028 | 5 | 27 | 23 | 41.8609 | 87.8535 | 293.9089
2028 | 5 | 28 | 0 | 40.3436 | 105.0492 | 282.1764
2028 | 5 | 28 | 1 | 37.847 | 97.176 | 275.1452
2028 | 5 | 28 | 2 | 36.9307 | 94.6653 | 266.9584
2028 | 5 | 28 | 3 | 36.7571 | 94.0201 | 263.1671
2028 | 5 | 28 | 4 | 37.2151 | 94.8541 | 263.3012
2028 | 5 | 28 | 5 | 38.6416 | 94.3908 | 265.3476
2028 | 5 | 28 | 6 | 41.2071 | 95.4293 | 268.3415
2028 | 5 | 28 | 7 | 43.1376 | 101.2497 | 276.2139
2028 | 5 | 28 | 8 | 45.4028 | 108.5536 | 275.3019
2028 | 5 | 28 | 9 | 47.4448 | 118.5047 | 270.3143
2028 | 5 | 28 | 10 | 48.4133 | 133.765 | 265.426
2028 | 5 | 28 | 11 | 49.0404 | 138.5369 | 268.9508
2028 | 5 | 28 | 12 | 47.6745 | 142.3657 | 276.7775
2028 | 5 | 28 | 13 | 47.0624 | 145.6936 | 272.8623
2028 | 5 | 28 | 14 | 46.8591 | 144.3479 | 266.4301
2028 | 5 | 28 | 15 | 47.8682 | 139.1672 | 266.5992
2028 | 5 | 28 | 16 | 50.2751 | 146.8187 | 276.6071
2028 | 5 | 28 | 17 | 52.5441 | 146.1532 | 309.4172
2028 | 5 | 28 | 18 | 50.4127 | 140.226 | 327.3191
2028 | 5 | 28 | 19 | 51.154 | 135.3013 | 345.734
2028 | 5 | 28 | 20 | 50.7314 | 125.6355 | 345.5565
2028 | 5 | 28 | 21 | 48.3943 | 135.7347 | 340.2439
2028 | 5 | 28 | 22 | 44.2434 | 127.1524 | 318.2493
2028 | 5 | 28 | 23 | 41.3309 | 119.7497 | 288.1738
2028 | 5 | 29 | 0 | 39.4765 | 111.0305 | 272.6084
2028 | 5 | 29 | 1 | 39.4049 | 110.2686 | 260.3837
2028 | 5 | 29 | 2 | 38.9085 | 106.5002 | 255.9215
2028 | 5 | 29 | 3 | 39.035 | 106.2074 | 253.8518
2028 | 5 | 29 | 4 | 40.5912 | 107.3237 | 257.9545
2028 | 5 | 29 | 5 | 43.9813 | 110.7127 | 268.638
2028 | 5 | 29 | 6 | 48.9417 | 118.4379 | 288.0926
2028 | 5 | 29 | 7 | 52.0106 | 138.6001 | 316.3422
2028 | 5 | 29 | 8 | 52.9266 | 152.0424 | 324.7977
2028 | 5 | 29 | 9 | 53.009 | 157.6229 | 326.184
2028 | 5 | 29 | 10 | 53.2375 | 165.6757 | 321.8922
2028 | 5 | 29 | 11 | 53.3364 | 168.9293 | 316.251
2028 | 5 | 29 | 12 | 52.5917 | 167.5121 | 319.319
2028 | 5 | 29 | 13 | 52.3813 | 167.412 | 314.4395
2028 | 5 | 29 | 14 | 52.6027 | 149.8972 | 313.5755
2028 | 5 | 29 | 15 | 54.0422 | 146.4673 | 320.7545
2028 | 5 | 29 | 16 | 56.7678 | 155.2837 | 331.0051
2028 | 5 | 29 | 17 | 58.8809 | 145.6424 | 351.7014
2028 | 5 | 29 | 18 | 58.6908 | 132.2365 | 373.5608
2028 | 5 | 29 | 19 | 57.6397 | 129.1745 | 370.7859
2028 | 5 | 29 | 20 | 54.9891 | 123.8331 | 366.7494
2028 | 5 | 29 | 21 | 51.0199 | 128.4367 | 354.5603
2028 | 5 | 29 | 22 | 45.9755 | 118.9807 | 325.6287
2028 | 5 | 29 | 23 | 42.4648 | 108.1763 | 294.277
2028 | 5 | 30 | 0 | 41.6156 | 115.515 | 277.8858
2028 | 5 | 30 | 1 | 40.1936 | 105.3334 | 269.454
2028 | 5 | 30 | 2 | 39.3864 | 101.7401 | 263.1131
2028 | 5 | 30 | 3 | 39.1882 | 100.8059 | 260.0306
2028 | 5 | 30 | 4 | 40.6029 | 101.325 | 263.5629
2028 | 5 | 30 | 5 | 43.7743 | 103.9602 | 273.3052
2028 | 5 | 30 | 6 | 48.6616 | 114.0469 | 288.2252
2028 | 5 | 30 | 7 | 51.8289 | 134.2728 | 314.829
2028 | 5 | 30 | 8 | 52.9325 | 141.991 | 320.954
2028 | 5 | 30 | 9 | 53.2149 | 146.1858 | 320.3244
2028 | 5 | 30 | 10 | 53.4473 | 152.5556 | 317.0803
2028 | 5 | 30 | 11 | 53.5896 | 155.3036 | 313.5289
2028 | 5 | 30 | 12 | 52.4904 | 155.9983 | 313.9821
2028 | 5 | 30 | 13 | 52.3402 | 157.0782 | 310.8018
2028 | 5 | 30 | 14 | 52.6753 | 146.9527 | 308.4746
2028 | 5 | 30 | 15 | 54.5128 | 147.6284 | 313.422
2028 | 5 | 30 | 16 | 57.7563 | 154.2634 | 320.1077
2028 | 5 | 30 | 17 | 59.867 | 147.1996 | 338.4913
2028 | 5 | 30 | 18 | 58.6469 | 139.652 | 353.3252
2028 | 5 | 30 | 19 | 57.8675 | 138.1672 | 360.0186
2028 | 5 | 30 | 20 | 55.25 | 130.7477 | 361.4033
2028 | 5 | 30 | 21 | 51.0967 | 133.587 | 353.7758
2028 | 5 | 30 | 22 | 45.8686 | 124.3705 | 326.7711
2028 | 5 | 30 | 23 | 42.2915 | 112.2218 | 294.5893
2028 | 5 | 31 | 0 | 41.8788 | 104.5719 | 280.7258
2028 | 5 | 31 | 1 | 39.705 | 108.2849 | 265.8064
2028 | 5 | 31 | 2 | 38.9867 | 104.4061 | 259.811
2028 | 5 | 31 | 3 | 38.864 | 103.1848 | 255.8428
2028 | 5 | 31 | 4 | 40.3399 | 103.8807 | 258.1605
2028 | 5 | 31 | 5 | 43.749 | 106.9388 | 267.0091
2028 | 5 | 31 | 6 | 48.5301 | 114.8449 | 279.4529
2028 | 5 | 31 | 7 | 51.4479 | 132.7024 | 309.5725
2028 | 5 | 31 | 8 | 51.9304 | 141.6981 | 330.3121
2028 | 5 | 31 | 9 | 51.8543 | 147.9827 | 342.5319
2028 | 5 | 31 | 10 | 51.7826 | 156.776 | 340.9575
2028 | 5 | 31 | 11 | 51.9653 | 155.9038 | 331.4589
2028 | 5 | 31 | 12 | 52.578 | 152.9404 | 311.6281
2028 | 5 | 31 | 13 | 52.493 | 155.1832 | 307.4902
2028 | 5 | 31 | 14 | 52.8642 | 147.1857 | 305.6514
2028 | 5 | 31 | 15 | 54.6681 | 147.4134 | 312.3798
2028 | 5 | 31 | 16 | 57.716 | 149.6848 | 322.3457
2028 | 5 | 31 | 17 | 59.5048 | 142.46 | 345.259
2028 | 5 | 31 | 18 | 58.3951 | 137.0241 | 344.3794
2028 | 5 | 31 | 19 | 57.9222 | 136.5362 | 360.2767
2028 | 5 | 31 | 20 | 55.7868 | 131.0774 | 361.9642
2028 | 5 | 31 | 21 | 51.9229 | 136.1189 | 354.3547
2028 | 5 | 31 | 22 | 46.6578 | 126.12 | 326.1583
2028 | 5 | 31 | 23 | 42.5763 | 114.3807 | 292.7889
2028 | 6 | 1 | 0 | 41.2773 | 114.137 | 276.7953
2028 | 6 | 1 | 1 | 40.1229 | 116.5637 | 274.8213
2028 | 6 | 1 | 2 | 39.1882 | 112.7696 | 267.3469
2028 | 6 | 1 | 3 | 38.8821 | 111.2612 | 263.8276
2028 | 6 | 1 | 4 | 40.1587 | 112.0267 | 266.5912
2028 | 6 | 1 | 5 | 42.5856 | 114.748 | 273.7355
2028 | 6 | 1 | 6 | 47.2571 | 128.7782 | 286.2974
2028 | 6 | 1 | 7 | 49.8617 | 146.6943 | 307.8207
2028 | 6 | 1 | 8 | 50.6216 | 157.4771 | 304.4425
2028 | 6 | 1 | 9 | 50.8389 | 164.7547 | 295.3662
2028 | 6 | 1 | 10 | 50.7914 | 175.125 | 289.5792
2028 | 6 | 1 | 11 | 51.1207 | 181.146 | 291.447
2028 | 6 | 1 | 12 | 53.0652 | 180.7811 | 297.112
2028 | 6 | 1 | 13 | 53.1982 | 183.9315 | 303.706
2028 | 6 | 1 | 14 | 53.7786 | 170.0569 | 311.0733
2028 | 6 | 1 | 15 | 56.0278 | 163.3572 | 316.7884
2028 | 6 | 1 | 16 | 59.1994 | 176.0113 | 328.8118
2028 | 6 | 1 | 17 | 61.3488 | 166.243 | 355.7921
2028 | 6 | 1 | 18 | 59.1548 | 150.7026 | 366.6777
2028 | 6 | 1 | 19 | 58.3267 | 147.7428 | 379.2517
2028 | 6 | 1 | 20 | 55.9509 | 138.9016 | 377.3049
2028 | 6 | 1 | 21 | 52.6931 | 142.4991 | 368.0881
2028 | 6 | 1 | 22 | 48.2985 | 133.968 | 342.487
2028 | 6 | 1 | 23 | 44.1461 | 121.4608 | 308.6078
2028 | 6 | 2 | 0 | 42.3282 | 122.0608 | 296.6238
2028 | 6 | 2 | 1 | 39.8772 | 111.8452 | 269.0989
2028 | 6 | 2 | 2 | 38.8631 | 108.2109 | 261.0594
2028 | 6 | 2 | 3 | 38.4691 | 106.7587 | 255.4156
2028 | 6 | 2 | 4 | 39.7159 | 108.1829 | 256.1134
2028 | 6 | 2 | 5 | 42.1305 | 111.6145 | 261.7589
2028 | 6 | 2 | 6 | 46.647 | 128.5884 | 277.5632
2028 | 6 | 2 | 7 | 49.7589 | 145.9945 | 305.5149
2028 | 6 | 2 | 8 | 51.3745 | 154.7507 | 330.6177
2028 | 6 | 2 | 9 | 52.2087 | 164.7396 | 352.0097
2028 | 6 | 2 | 10 | 52.6005 | 170.95 | 356.1113
2028 | 6 | 2 | 11 | 52.9775 | 174.5202 | 347.9544
2028 | 6 | 2 | 12 | 52.2163 | 165.0473 | 327.8888
2028 | 6 | 2 | 13 | 52.1926 | 163.8025 | 326.888
2028 | 6 | 2 | 14 | 52.5235 | 153.5156 | 327.5134
2028 | 6 | 2 | 15 | 54.48 | 146.1898 | 329.5294
2028 | 6 | 2 | 16 | 57.549 | 152.6382 | 338.9375
2028 | 6 | 2 | 17 | 59.3299 | 144.6129 | 356.6869
2028 | 6 | 2 | 18 | 57.0575 | 138.534 | 365.2406
2028 | 6 | 2 | 19 | 56.0931 | 133.6415 | 370.2847
2028 | 6 | 2 | 20 | 53.7004 | 128.2602 | 363.4218
2028 | 6 | 2 | 21 | 50.3923 | 130.8776 | 352.328
2028 | 6 | 2 | 22 | 46.3381 | 125.4443 | 330.6308
2028 | 6 | 2 | 23 | 42.4929 | 111.9051 | 302.3694
2028 | 6 | 3 | 0 | 41.1337 | 106.7288 | 287.9546
2028 | 6 | 3 | 1 | 38.3731 | 102.0673 | 264.971
2028 | 6 | 3 | 2 | 36.9152 | 99.7452 | 255.8063
2028 | 6 | 3 | 3 | 36.2173 | 99.5019 | 249.1967
2028 | 6 | 3 | 4 | 36.4134 | 99.7862 | 247.8071
2028 | 6 | 3 | 5 | 37.2585 | 99.1779 | 247.2833
2028 | 6 | 3 | 6 | 39.689 | 99.7156 | 247.6121
2028 | 6 | 3 | 7 | 42.007 | 106.406 | 264.855
2028 | 6 | 3 | 8 | 45.496 | 114.515 | 298.7024
2028 | 6 | 3 | 9 | 48.7397 | 117.1839 | 329.9297
2028 | 6 | 3 | 10 | 50.2194 | 121.6594 | 342.076
2028 | 6 | 3 | 11 | 51.3784 | 123.2591 | 345.1079
2028 | 6 | 3 | 12 | 52.3694 | 130.536 | 327.222
2028 | 6 | 3 | 13 | 52.1539 | 128.7153 | 327.5453
2028 | 6 | 3 | 14 | 52.2106 | 119.4499 | 322.2601
2028 | 6 | 3 | 15 | 53.471 | 123.2725 | 325.7045
2028 | 6 | 3 | 16 | 55.9648 | 123.2263 | 335.2232
2028 | 6 | 3 | 17 | 57.4459 | 121.9209 | 356.2351
2028 | 6 | 3 | 18 | 54.0875 | 114.6308 | 370.4565
2028 | 6 | 3 | 19 | 52.4176 | 113.9444 | 362.1346
2028 | 6 | 3 | 20 | 49.1428 | 109.1825 | 350.7025
2028 | 6 | 3 | 21 | 45.7869 | 114.1757 | 337.8962
2028 | 6 | 3 | 22 | 42.1923 | 109.6525 | 317.8139
2028 | 6 | 3 | 23 | 39.5632 | 101.7302 | 292.9656
2028 | 6 | 4 | 0 | 39.2777 | 99.6873 | 281.6776
2028 | 6 | 4 | 1 | 36.2809 | 102.6944 | 259.5363
2028 | 6 | 4 | 2 | 35.058 | 100.4505 | 250.4567
2028 | 6 | 4 | 3 | 34.4614 | 100.1494 | 244.3909
2028 | 6 | 4 | 4 | 34.5978 | 100.1837 | 242.7137
2028 | 6 | 4 | 5 | 35.1881 | 99.9284 | 240.9738
2028 | 6 | 4 | 6 | 37.3753 | 100.1688 | 242.8147
2028 | 6 | 4 | 7 | 39.1973 | 106.5078 | 254.5144
2028 | 6 | 4 | 8 | 42.3665 | 109.1776 | 281.1833
2028 | 6 | 4 | 9 | 45.6572 | 112.1544 | 307.83
2028 | 6 | 4 | 10 | 47.583 | 120.2807 | 320.8842
2028 | 6 | 4 | 11 | 49.2486 | 122.4791 | 321.7774
2028 | 6 | 4 | 12 | 50.9528 | 125.7985 | 318.7615
2028 | 6 | 4 | 13 | 51.3064 | 124.1437 | 319.7935
2028 | 6 | 4 | 14 | 51.8977 | 112.6501 | 320.238
2028 | 6 | 4 | 15 | 53.5805 | 113.0006 | 321.8199
2028 | 6 | 4 | 16 | 56.3623 | 124.9639 | 331.696
2028 | 6 | 4 | 17 | 58.5762 | 126.5048 | 354.1806
2028 | 6 | 4 | 18 | 57.0301 | 118.4463 | 372.9408
2028 | 6 | 4 | 19 | 55.6668 | 116.5784 | 366.3153
2028 | 6 | 4 | 20 | 52.5909 | 112.013 | 355.0673
2028 | 6 | 4 | 21 | 48.914 | 117.2543 | 340.5925
2028 | 6 | 4 | 22 | 44.6298 | 112.4162 | 315.6774
2028 | 6 | 4 | 23 | 41.3499 | 104.0702 | 285.2189
2028 | 6 | 5 | 0 | 39.7851 | 108.2162 | 274.5808
2028 | 6 | 5 | 1 | 37.5783 | 103.2439 | 284.8067
2028 | 6 | 5 | 2 | 36.831 | 101.5687 | 275.7635
2028 | 6 | 5 | 3 | 36.6456 | 102.2263 | 269.6308
2028 | 6 | 5 | 4 | 37.9965 | 103.9225 | 270.4571
2028 | 6 | 5 | 5 | 40.2595 | 106.6944 | 276.8989
2028 | 6 | 5 | 6 | 45.21 | 116.566 | 295.6401
2028 | 6 | 5 | 7 | 47.7792 | 133.3768 | 326.4068
2028 | 6 | 5 | 8 | 48.7364 | 146.0033 | 342.2181
2028 | 6 | 5 | 9 | 49.4201 | 149.7113 | 351.3643
2028 | 6 | 5 | 10 | 49.5587 | 155.671 | 359.9436
2028 | 6 | 5 | 11 | 50.1257 | 153.8717 | 373.5875
2028 | 6 | 5 | 12 | 52.1129 | 156.6263 | 387.6127
2028 | 6 | 5 | 13 | 52.4913 | 156.1897 | 402.1894
2028 | 6 | 5 | 14 | 53.0799 | 142.7563 | 415.5681
2028 | 6 | 5 | 15 | 55.4739 | 139.7567 | 427.3831
2028 | 6 | 5 | 16 | 59.2899 | 149.861 | 443.2166
2028 | 6 | 5 | 17 | 61.5731 | 143.7572 | 470.9904
2028 | 6 | 5 | 18 | 60.292 | 131.1918 | 491.3655
2028 | 6 | 5 | 19 | 58.6253 | 129.8758 | 496.4257
2028 | 6 | 5 | 20 | 54.9882 | 122.8108 | 484.8698
2028 | 6 | 5 | 21 | 50.0204 | 128.3442 | 465.4877
2028 | 6 | 5 | 22 | 44.995 | 122.3407 | 427.0388
2028 | 6 | 5 | 23 | 41.3761 | 111.2969 | 380.7085
2028 | 6 | 6 | 0 | 41.6044 | 112.2551 | 348.7677
2028 | 6 | 6 | 1 | 39.0725 | 107.0865 | 329.2372
2028 | 6 | 6 | 2 | 38.1871 | 104.0389 | 316.0396
2028 | 6 | 6 | 3 | 37.8008 | 103.7252 | 306.9306
2028 | 6 | 6 | 4 | 39.1121 | 104.8961 | 304.2852
2028 | 6 | 6 | 5 | 41.5354 | 106.5269 | 306.8141
2028 | 6 | 6 | 6 | 45.7909 | 118.1012 | 328.6336
2028 | 6 | 6 | 7 | 48.9645 | 134.9636 | 361.5703
2028 | 6 | 6 | 8 | 50.6631 | 146.177 | 382.2263
2028 | 6 | 6 | 9 | 51.7821 | 149.1101 | 393.8312
2028 | 6 | 6 | 10 | 52.3258 | 155.8718 | 398.5089
2028 | 6 | 6 | 11 | 52.9199 | 156.3317 | 400.4661
2028 | 6 | 6 | 12 | 52.9477 | 158.7658 | 399.1048
2028 | 6 | 6 | 13 | 53.0803 | 159.7053 | 406.1968
2028 | 6 | 6 | 14 | 53.2335 | 148.7785 | 414.3436
2028 | 6 | 6 | 15 | 54.9295 | 146.1064 | 426.4734
2028 | 6 | 6 | 16 | 58.0859 | 156.461 | 445.1385
2028 | 6 | 6 | 17 | 60.685 | 150.5233 | 470.6395
2028 | 6 | 6 | 18 | 58.2831 | 144.7147 | 473.5188
2028 | 6 | 6 | 19 | 56.4642 | 144.1175 | 481.5972
2028 | 6 | 6 | 20 | 53.1595 | 136.0721 | 467.3366
2028 | 6 | 6 | 21 | 48.8692 | 140.2435 | 448.4116
2028 | 6 | 6 | 22 | 44.4421 | 131.6659 | 412.1531
2028 | 6 | 6 | 23 | 41.2938 | 118.756 | 367.3235
2028 | 6 | 7 | 0 | 41.6312 | 114.3832 | 337.0189
2028 | 6 | 7 | 1 | 41.4079 | 111.1451 | 329.9356
2028 | 6 | 7 | 2 | 40.34 | 107.4334 | 316.0933
2028 | 6 | 7 | 3 | 39.8069 | 106.2831 | 306.1344
2028 | 6 | 7 | 4 | 40.9069 | 107.4804 | 303.7046
2028 | 6 | 7 | 5 | 43.138 | 109.9773 | 307.1835
2028 | 6 | 7 | 6 | 46.944 | 120.3867 | 324.5411
2028 | 6 | 7 | 7 | 49.6674 | 136.608 | 352.1525
2028 | 6 | 7 | 8 | 50.2563 | 149.2384 | 370.5647
2028 | 6 | 7 | 9 | 50.0668 | 156.4013 | 384.7258
2028 | 6 | 7 | 10 | 49.9773 | 164.1802 | 388.8476
2028 | 6 | 7 | 11 | 50.446 | 162.3598 | 388.6138
2028 | 6 | 7 | 12 | 49.0351 | 160.8909 | 393.5468
2028 | 6 | 7 | 13 | 48.6943 | 162.9584 | 406.8678
2028 | 6 | 7 | 14 | 48.6547 | 154.3145 | 417.3652
2028 | 6 | 7 | 15 | 50.0953 | 149.7029 | 428.5711
2028 | 6 | 7 | 16 | 53.2828 | 155.6175 | 444.6141
2028 | 6 | 7 | 17 | 56.6275 | 147.2044 | 470.2746
2028 | 6 | 7 | 18 | 55.8877 | 131.8558 | 482.6612
2028 | 6 | 7 | 19 | 56.8375 | 129.1961 | 485.3928
2028 | 6 | 7 | 20 | 57.0756 | 121.9803 | 474.1962
2028 | 6 | 7 | 21 | 55.3679 | 127.6191 | 455.7548
2028 | 6 | 7 | 22 | 51.1506 | 120.8013 | 419.8297
2028 | 6 | 7 | 23 | 46.6413 | 109.2358 | 375.3346
2028 | 6 | 8 | 0 | 43.6025 | 118.6704 | 332.971
2028 | 6 | 8 | 1 | 41.1902 | 110.8507 | 331.9479
2028 | 6 | 8 | 2 | 40.1813 | 107.9457 | 318.2543
2028 | 6 | 8 | 3 | 39.7989 | 106.5959 | 307.8926
2028 | 6 | 8 | 4 | 40.8955 | 107.4837 | 306.2013
2028 | 6 | 8 | 5 | 43.0045 | 110.9465 | 309.3229
2028 | 6 | 8 | 6 | 47.0056 | 117.5842 | 326.9961
2028 | 6 | 8 | 7 | 49.6666 | 133.3753 | 357.3162
2028 | 6 | 8 | 8 | 50.4639 | 140.9945 | 380.1812
2028 | 6 | 8 | 9 | 50.5462 | 146.0277 | 396.8842
2028 | 6 | 8 | 10 | 50.6433 | 153.5336 | 404.2959
2028 | 6 | 8 | 11 | 51.0036 | 154.8335 | 409.5039
2028 | 6 | 8 | 12 | 52.1266 | 158.6726 | 423.5016
2028 | 6 | 8 | 13 | 52.2899 | 157.9003 | 427.6045
2028 | 6 | 8 | 14 | 52.9353 | 145.4578 | 433.1387
2028 | 6 | 8 | 15 | 55.0126 | 142.3614 | 441.5334
2028 | 6 | 8 | 16 | 57.9494 | 149.4803 | 449.5638
2028 | 6 | 8 | 17 | 60.2641 | 142.5069 | 467.4929
2028 | 6 | 8 | 18 | 58.3172 | 132.4564 | 504.7995
2028 | 6 | 8 | 19 | 57.4886 | 129.6732 | 503.0939
2028 | 6 | 8 | 20 | 55.4673 | 121.5799 | 492.3657
2028 | 6 | 8 | 21 | 52.4549 | 127.276 | 473.1476
2028 | 6 | 8 | 22 | 48.1063 | 121.3376 | 436.9572
2028 | 6 | 8 | 23 | 43.9675 | 108.9378 | 391.3416
2028 | 6 | 9 | 0 | 42.9477 | 109.8313 | 343.1842
2028 | 6 | 9 | 1 | 40.2493 | 108.9762 | 314.9365
2028 | 6 | 9 | 2 | 39.2178 | 105.6871 | 302.2706
2028 | 6 | 9 | 3 | 38.8103 | 105.1995 | 293.238
2028 | 6 | 9 | 4 | 40.0757 | 106.3162 | 292.5575
2028 | 6 | 9 | 5 | 42.4891 | 108.1066 | 295.7911
2028 | 6 | 9 | 6 | 47.1234 | 118.8333 | 309.9307
2028 | 6 | 9 | 7 | 50.2822 | 134.7373 | 336.7158
2028 | 6 | 9 | 8 | 51.9013 | 143.571 | 359.7831
2028 | 6 | 9 | 9 | 52.6733 | 147.7478 | 379.1932
2028 | 6 | 9 | 10 | 52.8487 | 153.9835 | 382.1863
2028 | 6 | 9 | 11 | 53.0761 | 154.4461 | 374.4672
2028 | 6 | 9 | 12 | 53.8209 | 157.4906 | 376.6296
2028 | 6 | 9 | 13 | 53.6 | 157.8158 | 372.2479
2028 | 6 | 9 | 14 | 53.5378 | 145.0965 | 367.4446
2028 | 6 | 9 | 15 | 55.2742 | 138.968 | 366.8815
2028 | 6 | 9 | 16 | 58.2862 | 148.4017 | 369.3987
2028 | 6 | 9 | 17 | 60.0641 | 141.2708 | 381.9667
2028 | 6 | 9 | 18 | 57.9471 | 139.8923 | 404.6392
2028 | 6 | 9 | 19 | 56.7567 | 139.0829 | 405.4174
2028 | 6 | 9 | 20 | 53.847 | 133.7511 | 394.4789
2028 | 6 | 9 | 21 | 50.4044 | 138.1054 | 379.8038
2028 | 6 | 9 | 22 | 46.4183 | 128.441 | 355.3798
2028 | 6 | 9 | 23 | 42.8766 | 113.856 | 323.3477
2028 | 6 | 10 | 0 | 41.3968 | 107.2918 | 307.7907
2028 | 6 | 10 | 1 | 39.0305 | 107.4742 | 289.6606
2028 | 6 | 10 | 2 | 37.6255 | 104.2964 | 279.1082
2028 | 6 | 10 | 3 | 36.968 | 103.6773 | 271.96
2028 | 6 | 10 | 4 | 37.2673 | 104.5852 | 268.7418
2028 | 6 | 10 | 5 | 38.3873 | 105.0433 | 267.1679
2028 | 6 | 10 | 6 | 40.495 | 112.2711 | 270.2006
2028 | 6 | 10 | 7 | 43.1505 | 121.1273 | 286.1694
2028 | 6 | 10 | 8 | 47.1406 | 128.9645 | 302.9965
2028 | 6 | 10 | 9 | 50.6625 | 135.8554 | 317.7177
2028 | 6 | 10 | 10 | 52.2971 | 145.7566 | 322.2347
2028 | 6 | 10 | 11 | 53.1732 | 148.9048 | 326.372
2028 | 6 | 10 | 12 | 52.6035 | 144.6488 | 325.4849
2028 | 6 | 10 | 13 | 52.1061 | 144.0189 | 330.2311
2028 | 6 | 10 | 14 | 51.7324 | 132.3056 | 330.3936
2028 | 6 | 10 | 15 | 52.6593 | 126.0005 | 336.4867
2028 | 6 | 10 | 16 | 55.0421 | 141.2357 | 345.0237
2028 | 6 | 10 | 17 | 56.7554 | 139.6568 | 373.3871
2028 | 6 | 10 | 18 | 54.2277 | 138.8947 | 393.3966
2028 | 6 | 10 | 19 | 52.151 | 136.5912 | 401.7255
2028 | 6 | 10 | 20 | 48.3796 | 127.7023 | 388.2872
2028 | 6 | 10 | 21 | 45.0672 | 133.1755 | 376.9865
2028 | 6 | 10 | 22 | 41.7075 | 127.5726 | 353.8625
2028 | 6 | 10 | 23 | 39.6183 | 117.2139 | 322.1212
2028 | 6 | 11 | 0 | 39.9933 | 111.4839 | 297.5203
2028 | 6 | 11 | 1 | 36.4475 | 105.6101 | 274.2131
2028 | 6 | 11 | 2 | 35.3884 | 102.369 | 265.0952
2028 | 6 | 11 | 3 | 34.9504 | 101.314 | 257.8755
2028 | 6 | 11 | 4 | 35.3307 | 101.3559 | 255.0561
2028 | 6 | 11 | 5 | 36.2724 | 100.7801 | 253.4153
2028 | 6 | 11 | 6 | 38.5507 | 101.9271 | 251.4701
2028 | 6 | 11 | 7 | 40.9457 | 105.7761 | 264.1801
2028 | 6 | 11 | 8 | 44.5635 | 109.9149 | 289.8949
2028 | 6 | 11 | 9 | 48.0879 | 118.0739 | 314.2059
2028 | 6 | 11 | 10 | 49.9733 | 124.4486 | 323.9964
2028 | 6 | 11 | 11 | 51.2172 | 131.1313 | 319.8103
2028 | 6 | 11 | 12 | 51.6675 | 122.4691 | 288.2013
2028 | 6 | 11 | 13 | 51.6452 | 124.1089 | 288.4081
2028 | 6 | 11 | 14 | 51.818 | 125.1764 | 286.6946
2028 | 6 | 11 | 15 | 53.4418 | 119.9925 | 289.3111
2028 | 6 | 11 | 16 | 56.3215 | 124.089 | 297.4844
2028 | 6 | 11 | 17 | 58.4914 | 123.9561 | 329.2537
2028 | 6 | 11 | 18 | 55.2772 | 126.529 | 347.703
2028 | 6 | 11 | 19 | 53.7429 | 123.8361 | 358.6457
2028 | 6 | 11 | 20 | 50.2848 | 112.207 | 355.2298
2028 | 6 | 11 | 21 | 46.1552 | 120.5841 | 345.1009
2028 | 6 | 11 | 22 | 41.9384 | 114.2377 | 322.0584
2028 | 6 | 11 | 23 | 39.2729 | 104.1012 | 290.8497
2028 | 6 | 12 | 0 | 39.2781 | 106.6511 | 276.5896
2028 | 6 | 12 | 1 | 38.0234 | 103.5804 | 273.2622
2028 | 6 | 12 | 2 | 37.3475 | 101.6099 | 266.1662
2028 | 6 | 12 | 3 | 37.3006 | 101.7807 | 261.7968
2028 | 6 | 12 | 4 | 38.7596 | 103.1476 | 264.0604
2028 | 6 | 12 | 5 | 41.2766 | 105.511 | 271.4716
2028 | 6 | 12 | 6 | 44.8469 | 123.1908 | 284.6255
2028 | 6 | 12 | 7 | 47.5699 | 141.4558 | 310.0992
2028 | 6 | 12 | 8 | 49.0255 | 157.8804 | 323.3228
2028 | 6 | 12 | 9 | 50.0974 | 165.1666 | 332.3294
2028 | 6 | 12 | 10 | 51.0605 | 174.7995 | 336.9985
2028 | 6 | 12 | 11 | 52.1216 | 171.7901 | 340.8073
2028 | 6 | 12 | 12 | 52.2555 | 166.8965 | 336.6648
2028 | 6 | 12 | 13 | 53.2345 | 167.2811 | 348.2558
2028 | 6 | 12 | 14 | 54.9175 | 158.599 | 357.2755
2028 | 6 | 12 | 15 | 57.9732 | 153.955 | 365.9075
2028 | 6 | 12 | 16 | 62.1295 | 160.9476 | 381.2042
2028 | 6 | 12 | 17 | 65.0353 | 153.3703 | 410.3035
2028 | 6 | 12 | 18 | 61.9774 | 143.2613 | 431.2061
2028 | 6 | 12 | 19 | 60.5766 | 141.0786 | 436.785
2028 | 6 | 12 | 20 | 57.4987 | 131.0263 | 429.8662
2028 | 6 | 12 | 21 | 53.2906 | 133.9073 | 414.6784
2028 | 6 | 12 | 22 | 48.3505 | 125.6221 | 383.2986
2028 | 6 | 12 | 23 | 43.8703 | 113.7715 | 343.8802
2028 | 6 | 13 | 0 | 42.194 | 117.201 | 304.6087
2028 | 6 | 13 | 1 | 38.9801 | 110.4771 | 290.8166
2028 | 6 | 13 | 2 | 38.1278 | 106.9377 | 281.8261
2028 | 6 | 13 | 3 | 37.8365 | 105.8431 | 275.7261
2028 | 6 | 13 | 4 | 39.2664 | 106.9905 | 276.0809
2028 | 6 | 13 | 5 | 41.7688 | 109.3091 | 281.3517
2028 | 6 | 13 | 6 | 44.2855 | 118.7189 | 295.4321
2028 | 6 | 13 | 7 | 46.6721 | 135.648 | 323.2847
2028 | 6 | 13 | 8 | 47.5423 | 145.6758 | 342.1883
2028 | 6 | 13 | 9 | 48.1513 | 153.578 | 355.0919
2028 | 6 | 13 | 10 | 48.8565 | 161.6498 | 359.0942
2028 | 6 | 13 | 11 | 49.7855 | 165.9379 | 358.0136
2028 | 6 | 13 | 12 | 51.3123 | 162.468 | 350.1285
2028 | 6 | 13 | 13 | 52.3477 | 165.4977 | 354.4907
2028 | 6 | 13 | 14 | 53.9405 | 155.8634 | 358.0263
2028 | 6 | 13 | 15 | 56.9181 | 151.0971 | 365.8298
2028 | 6 | 13 | 16 | 61.133 | 160.0069 | 381.2264
2028 | 6 | 13 | 17 | 64.0948 | 152.8368 | 405.5473
2028 | 6 | 13 | 18 | 63.3246 | 142.112 | 424.2287
2028 | 6 | 13 | 19 | 61.6888 | 140.4978 | 438.7971
2028 | 6 | 13 | 20 | 57.7068 | 131.7773 | 427.6498
2028 | 6 | 13 | 21 | 52.9604 | 136.1867 | 412.0217
2028 | 6 | 13 | 22 | 47.7619 | 128.1169 | 379.3861
2028 | 6 | 13 | 23 | 43.2262 | 114.9183 | 337.8566
2028 | 6 | 14 | 0 | 39.8632 | 114.252 | 297.9532
2028 | 6 | 14 | 1 | 38.4198 | 112.8892 | 284.2868
2028 | 6 | 14 | 2 | 37.632 | 109.3007 | 274.7657
2028 | 6 | 14 | 3 | 37.3546 | 107.6914 | 268.3412
2028 | 6 | 14 | 4 | 38.7462 | 108.7656 | 269.3968
2028 | 6 | 14 | 5 | 41.2291 | 110.6716 | 275.178
2028 | 6 | 14 | 6 | 43.4654 | 129.8251 | 287.9069
2028 | 6 | 14 | 7 | 45.6538 | 148.0998 | 309.7786
2028 | 6 | 14 | 8 | 46.1345 | 159.115 | 313.5793
2028 | 6 | 14 | 9 | 46.7904 | 166.2694 | 312.4625
2028 | 6 | 14 | 10 | 47.5821 | 171.9697 | 307.9071
2028 | 6 | 14 | 11 | 48.7695 | 172.0951 | 306.1931
2028 | 6 | 14 | 12 | 50.0437 | 166.5106 | 316.9345
2028 | 6 | 14 | 13 | 50.8385 | 167.1141 | 323.6967
2028 | 6 | 14 | 14 | 52.0645 | 155.9558 | 328.8916
2028 | 6 | 14 | 15 | 54.6551 | 154.3716 | 335.3525
2028 | 6 | 14 | 16 | 58.5249 | 162.6889 | 349.865
2028 | 6 | 14 | 17 | 61.0741 | 155.4753 | 376.7488
2028 | 6 | 14 | 18 | 55.6632 | 150.7799 | 383.6948
2028 | 6 | 14 | 19 | 54.6735 | 148.77 | 386.6846
2028 | 6 | 14 | 20 | 53.0282 | 142.2842 | 381.8717
2028 | 6 | 14 | 21 | 49.1584 | 145.1103 | 369.3681
2028 | 6 | 14 | 22 | 44.5035 | 136.9402 | 342.5844
2028 | 6 | 14 | 23 | 40.8426 | 123.3967 | 308.4342
2028 | 6 | 15 | 0 | 39.7739 | 116.4928 | 294.2143
2028 | 6 | 15 | 1 | 39.2806 | 109.4071 | 274.1152
2028 | 6 | 15 | 2 | 38.1806 | 106.1765 | 266.1085
2028 | 6 | 15 | 3 | 37.6466 | 105.1665 | 261.2849
2028 | 6 | 15 | 4 | 38.6446 | 107.0877 | 263.4103
2028 | 6 | 15 | 5 | 40.5243 | 110.0739 | 269.8255
2028 | 6 | 15 | 6 | 44.6559 | 121.7749 | 281.9327
2028 | 6 | 15 | 7 | 47.3873 | 136.8643 | 303.7241
2028 | 6 | 15 | 8 | 48.98 | 148.1682 | 308.5254
2028 | 6 | 15 | 9 | 50.5212 | 154.56 | 308.7531
2028 | 6 | 15 | 10 | 51.5334 | 162.5421 | 304.5958
2028 | 6 | 15 | 11 | 52.3995 | 160.526 | 302.1511
2028 | 6 | 15 | 12 | 52.2665 | 153.679 | 301.4613
2028 | 6 | 15 | 13 | 52.7079 | 157.7415 | 303.9254
2028 | 6 | 15 | 14 | 53.061 | 152.637 | 306.9557
2028 | 6 | 15 | 15 | 54.6632 | 147.8945 | 311.6477
2028 | 6 | 15 | 16 | 57.1744 | 153.7493 | 322.67
2028 | 6 | 15 | 17 | 59.3404 | 146.481 | 348.6991
2028 | 6 | 15 | 18 | 58.3556 | 145.617 | 372.9549
2028 | 6 | 15 | 19 | 57.0025 | 145.8455 | 388.2565
2028 | 6 | 15 | 20 | 54.3639 | 136.1028 | 383.1448
2028 | 6 | 15 | 21 | 50.2989 | 139.5816 | 372.7129
2028 | 6 | 15 | 22 | 45.6017 | 130.9933 | 346.2271
2028 | 6 | 15 | 23 | 41.9992 | 117.2202 | 310.2054
2028 | 6 | 16 | 0 | 42.1013 | 112.7151 | 279.4659
2028 | 6 | 16 | 1 | 39.1535 | 111.8931 | 271.4751
2028 | 6 | 16 | 2 | 38.0927 | 107.6563 | 264.9534
2028 | 6 | 16 | 3 | 37.6015 | 106.6429 | 260.4256
2028 | 6 | 16 | 4 | 38.6547 | 109.0238 | 262.058
2028 | 6 | 16 | 5 | 40.6491 | 111.6874 | 268.3936
2028 | 6 | 16 | 6 | 45.1072 | 121.182 | 278.7232
2028 | 6 | 16 | 7 | 47.8606 | 136.1051 | 305.1305
2028 | 6 | 16 | 8 | 49.3411 | 146.1463 | 320.0194
2028 | 6 | 16 | 9 | 50.5036 | 153.6386 | 327.1646
2028 | 6 | 16 | 10 | 50.9291 | 159.1582 | 326.2639
2028 | 6 | 16 | 11 | 51.612 | 157.9821 | 319.7921
2028 | 6 | 16 | 12 | 53.1168 | 157.5404 | 321.6496
2028 | 6 | 16 | 13 | 53.4354 | 159.9835 | 322.2956
2028 | 6 | 16 | 14 | 53.7298 | 150.3578 | 322.9976
2028 | 6 | 16 | 15 | 55.351 | 144.5088 | 324.4882
2028 | 6 | 16 | 16 | 57.9935 | 148.8147 | 331.4758
2028 | 6 | 16 | 17 | 59.5421 | 140.3819 | 351.3448
2028 | 6 | 16 | 18 | 58.4197 | 133.7964 | 356.3006
2028 | 6 | 16 | 19 | 56.9631 | 133.3047 | 368.0638
2028 | 6 | 16 | 20 | 53.9504 | 128.8339 | 365.8963
2028 | 6 | 16 | 21 | 49.7106 | 134.3707 | 358.0026
2028 | 6 | 16 | 22 | 45.3534 | 126.6504 | 338.0778
2028 | 6 | 16 | 23 | 41.7884 | 110.6897 | 310.3062
2028 | 6 | 17 | 0 | 40.9654 | 109.4364 | 293.3642
2028 | 6 | 17 | 1 | 37.8241 | 109.1601 | 268.4273
2028 | 6 | 17 | 2 | 36.45 | 105.6207 | 259.9595
2028 | 6 | 17 | 3 | 35.9368 | 104.9305 | 254.3735
2028 | 6 | 17 | 4 | 36.2072 | 105.9717 | 253.6205
2028 | 6 | 17 | 5 | 37.3358 | 105.9122 | 254.3603
2028 | 6 | 17 | 6 | 39.457 | 104.4742 | 253.0111
2028 | 6 | 17 | 7 | 41.9395 | 110.2029 | 269.2416
2028 | 6 | 17 | 8 | 45.404 | 123.8327 | 293.824
2028 | 6 | 17 | 9 | 48.9557 | 133.7984 | 309.6978
2028 | 6 | 17 | 10 | 50.921 | 145.8795 | 310.9249
2028 | 6 | 17 | 11 | 52.7843 | 148.9858 | 306.7644
2028 | 6 | 17 | 12 | 53.2553 | 150.5589 | 310.7263
2028 | 6 | 17 | 13 | 53.1511 | 151.8321 | 309.1268
2028 | 6 | 17 | 14 | 53.1923 | 147.6715 | 306.2578
2028 | 6 | 17 | 15 | 54.2374 | 141.8891 | 310.0013
2028 | 6 | 17 | 16 | 56.3799 | 150.6444 | 320.3816
2028 | 6 | 17 | 17 | 57.6058 | 147.6762 | 342.6078
2028 | 6 | 17 | 18 | 56.7107 | 143.3451 | 362.1829
2028 | 6 | 17 | 19 | 54.6245 | 140.4103 | 359.1431
2028 | 6 | 17 | 20 | 50.493 | 131.1098 | 349.9055
2028 | 6 | 17 | 21 | 46.6396 | 137.7736 | 340.2888
2028 | 6 | 17 | 22 | 42.8605 | 131.967 | 323.3071
2028 | 6 | 17 | 23 | 40.1341 | 121.2957 | 299.3565
2028 | 6 | 18 | 0 | 39.5319 | 117.8773 | 285.0899
2028 | 6 | 18 | 1 | 38.2345 | 113.3221 | 269.7289
2028 | 6 | 18 | 2 | 36.6221 | 109.4382 | 262.2336
2028 | 6 | 18 | 3 | 35.8378 | 108.0472 | 257.8983
2028 | 6 | 18 | 4 | 35.7863 | 107.9819 | 257.6698
2028 | 6 | 18 | 5 | 36.3692 | 106.6423 | 257.1241
2028 | 6 | 18 | 6 | 38.1904 | 108.1226 | 250.1321
2028 | 6 | 18 | 7 | 40.6252 | 113.8 | 263.264
2028 | 6 | 18 | 8 | 44.4497 | 120.4207 | 290.1865
2028 | 6 | 18 | 9 | 48.0673 | 127.4242 | 313.7902
2028 | 6 | 18 | 10 | 50.0818 | 137.6509 | 322.6707
2028 | 6 | 18 | 11 | 51.5147 | 146.6641 | 319.6398
2028 | 6 | 18 | 12 | 53.3157 | 139.9586 | 315.7747
2028 | 6 | 18 | 13 | 53.4439 | 140.7351 | 315.876
2028 | 6 | 18 | 14 | 53.4156 | 138.6723 | 317.3762
2028 | 6 | 18 | 15 | 54.7026 | 133.0161 | 318.748
2028 | 6 | 18 | 16 | 57.2051 | 142.4969 | 329.0059
2028 | 6 | 18 | 17 | 59.1996 | 141.0019 | 351.9064
2028 | 6 | 18 | 18 | 56.5312 | 137.7472 | 358.123
2028 | 6 | 18 | 19 | 54.747 | 134.1884 | 362.6153
2028 | 6 | 18 | 20 | 50.8417 | 121.4552 | 355.1595
2028 | 6 | 18 | 21 | 46.6266 | 126.4301 | 344.9894
2028 | 6 | 18 | 22 | 42.3975 | 120.7778 | 322.3231
2028 | 6 | 18 | 23 | 39.8069 | 111.0916 | 292.5403
2028 | 6 | 19 | 0 | 39.9046 | 119.1664 | 277.7117
2028 | 6 | 19 | 1 | 37.6069 | 110.3952 | 260.4711
2028 | 6 | 19 | 2 | 36.9088 | 107.6133 | 255.2908
2028 | 6 | 19 | 3 | 36.7317 | 107.1341 | 253.0118
2028 | 6 | 19 | 4 | 38.0181 | 108.8708 | 256.8851
2028 | 6 | 19 | 5 | 40.3167 | 111.2799 | 265.5107
2028 | 6 | 19 | 6 | 45.3293 | 120.5959 | 273.1831
2028 | 6 | 19 | 7 | 48.0815 | 138.2441 | 297.2176
2028 | 6 | 19 | 8 | 49.6574 | 151.2668 | 305.2076
2028 | 6 | 19 | 9 | 51.0157 | 156.347 | 308.7049
2028 | 6 | 19 | 10 | 51.9188 | 161.4451 | 304.5474
2028 | 6 | 19 | 11 | 52.736 | 162.0356 | 301.7066
2028 | 6 | 19 | 12 | 54.1058 | 165.9174 | 291.1226
2028 | 6 | 19 | 13 | 54.7489 | 165.5855 | 293.1967
2028 | 6 | 19 | 14 | 55.5367 | 151.5079 | 294.0972
2028 | 6 | 19 | 15 | 57.9115 | 148.7396 | 297.08
2028 | 6 | 19 | 16 | 61.2781 | 159.8233 | 309.4648
2028 | 6 | 19 | 17 | 63.2422 | 152.7397 | 335.5299
2028 | 6 | 19 | 18 | 61.5321 | 147.581 | 362.3815
2028 | 6 | 19 | 19 | 59.9435 | 145.4725 | 377.9135
2028 | 6 | 19 | 20 | 56.4825 | 138.1464 | 372.0611
2028 | 6 | 19 | 21 | 51.2396 | 141.0431 | 359.6843
2028 | 6 | 19 | 22 | 45.8318 | 132.623 | 332.6087
2028 | 6 | 19 | 23 | 41.8275 | 119.3433 | 298.2429
2028 | 6 | 20 | 0 | 41.778 | 115.9631 | 268.9969
2028 | 6 | 20 | 1 | 40.0697 | 111.562 | 258.6349
2028 | 6 | 20 | 2 | 39.0669 | 108.5114 | 252.0564
2028 | 6 | 20 | 3 | 38.6543 | 107.7557 | 248.328
2028 | 6 | 20 | 4 | 39.8699 | 108.7223 | 250.9037
2028 | 6 | 20 | 5 | 42.2512 | 111.2174 | 257.8984
2028 | 6 | 20 | 6 | 45.5358 | 119.484 | 270.4822
2028 | 6 | 20 | 7 | 48.4886 | 135.856 | 292.2077
2028 | 6 | 20 | 8 | 50.3973 | 149.3661 | 293.4358
2028 | 6 | 20 | 9 | 52.2799 | 157.7513 | 289.4162
2028 | 6 | 20 | 10 | 53.8779 | 171.0999 | 284.7542
2028 | 6 | 20 | 11 | 55.6478 | 171.9399 | 284.7703
2028 | 6 | 20 | 12 | 58.1306 | 173.9939 | 294.5095
2028 | 6 | 20 | 13 | 60.1514 | 177.3546 | 296.7078
2028 | 6 | 20 | 14 | 62.3025 | 170.6351 | 299.0337
2028 | 6 | 20 | 15 | 65.3688 | 165.6064 | 304.3408
2028 | 6 | 20 | 16 | 69.3777 | 174.8819 | 318.2836
2028 | 6 | 20 | 17 | 72.2526 | 167.3195 | 344.545
2028 | 6 | 20 | 18 | 72.5055 | 151.8641 | 374.329
2028 | 6 | 20 | 19 | 70.4646 | 148.6783 | 379.2281
2028 | 6 | 20 | 20 | 65.7258 | 141.1391 | 375.4595
2028 | 6 | 20 | 21 | 60.595 | 144.252 | 363.0516
2028 | 6 | 20 | 22 | 54.6853 | 135.358 | 337.1919
2028 | 6 | 20 | 23 | 49.0244 | 122.8195 | 303.6208
2028 | 6 | 21 | 0 | 44.0107 | 124.1327 | 282.5427
2028 | 6 | 21 | 1 | 41.5308 | 115.5374 | 263.3256
2028 | 6 | 21 | 2 | 40.1039 | 111.1407 | 256.5657
2028 | 6 | 21 | 3 | 39.3485 | 109.2831 | 252.4429
2028 | 6 | 21 | 4 | 40.268 | 110.7055 | 255.3037
2028 | 6 | 21 | 5 | 42.2379 | 112.5609 | 262.4756
2028 | 6 | 21 | 6 | 45.8603 | 121.8846 | 276.5209
2028 | 6 | 21 | 7 | 48.8878 | 139.2307 | 298.1335
2028 | 6 | 21 | 8 | 50.8532 | 146.7693 | 300.7588
2028 | 6 | 21 | 9 | 52.6824 | 153.388 | 299.085
2028 | 6 | 21 | 10 | 53.8532 | 158.0991 | 296.1158
2028 | 6 | 21 | 11 | 55.078 | 164.1595 | 293.8392
2028 | 6 | 21 | 12 | 55.7394 | 167.6461 | 288.396
2028 | 6 | 21 | 13 | 57.1475 | 168.5755 | 292.733
2028 | 6 | 21 | 14 | 58.8803 | 153.6881 | 297.3505
2028 | 6 | 21 | 15 | 61.7534 | 151.8002 | 302.3927
2028 | 6 | 21 | 16 | 65.6938 | 162.0909 | 317.6681
2028 | 6 | 21 | 17 | 68.1724 | 154.8666 | 346.7949
2028 | 6 | 21 | 18 | 69.3065 | 141.3306 | 376.1108
2028 | 6 | 21 | 19 | 67.2771 | 139.643 | 383.117
2028 | 6 | 21 | 20 | 62.5179 | 130.2581 | 380.6775
2028 | 6 | 21 | 21 | 57.1741 | 135.8352 | 368.4861
2028 | 6 | 21 | 22 | 51.3113 | 127.8401 | 341.3626
2028 | 6 | 21 | 23 | 45.9007 | 114.7003 | 306.6585
2028 | 6 | 22 | 0 | 43.3524 | 114.8679 | 278.7582
2028 | 6 | 22 | 1 | 40.1056 | 108.6436 | 263.1126
2028 | 6 | 22 | 2 | 38.9233 | 105.8194 | 255.9622
2028 | 6 | 22 | 3 | 38.3464 | 104.6989 | 252.1203
2028 | 6 | 22 | 4 | 39.3083 | 105.6089 | 254.6704
2028 | 6 | 22 | 5 | 41.1775 | 107.8251 | 261.8737
2028 | 6 | 22 | 6 | 45.447 | 119.367 | 272.4968
2028 | 6 | 22 | 7 | 48.0686 | 135.4119 | 294.6147
2028 | 6 | 22 | 8 | 49.292 | 147.0303 | 302.1273
2028 | 6 | 22 | 9 | 50.2077 | 150.5212 | 305.6305
2028 | 6 | 22 | 10 | 50.6593 | 158.3758 | 302.9041
2028 | 6 | 22 | 11 | 51.4427 | 157.0945 | 299.9102
2028 | 6 | 22 | 12 | 51.4403 | 164.269 | 297.8189
2028 | 6 | 22 | 13 | 52.0106 | 165.824 | 302.0316
2028 | 6 | 22 | 14 | 52.8648 | 156.6641 | 303.7312
2028 | 6 | 22 | 15 | 55.376 | 153.8652 | 306.9323
2028 | 6 | 22 | 16 | 58.7573 | 162.5106 | 318.0195
2028 | 6 | 22 | 17 | 60.7649 | 154.9346 | 341.7863
2028 | 6 | 22 | 18 | 60.0968 | 146.4568 | 368.3158
2028 | 6 | 22 | 19 | 59.1034 | 144.8513 | 382.7854
2028 | 6 | 22 | 20 | 57.0944 | 137.621 | 378.6672
2028 | 6 | 22 | 21 | 53.6529 | 141.3043 | 368.1547
2028 | 6 | 22 | 22 | 48.744 | 131.9622 | 341.9282
2028 | 6 | 22 | 23 | 44.0797 | 118.8139 | 306.5343
2028 | 6 | 23 | 0 | 42.0259 | 115.9941 | 275.8159
2028 | 6 | 23 | 1 | 39.9766 | 113.7303 | 267.0884
2028 | 6 | 23 | 2 | 38.7691 | 109.5821 | 259.0188
2028 | 6 | 23 | 3 | 38.2089 | 108.6113 | 254.6529
2028 | 6 | 23 | 4 | 39.1495 | 110.0645 | 256.4008
2028 | 6 | 23 | 5 | 41.1218 | 112.5056 | 262.2219
2028 | 6 | 23 | 6 | 44.3166 | 123.9631 | 280.4937
2028 | 6 | 23 | 7 | 47.2177 | 140.2579 | 303.2333
2028 | 6 | 23 | 8 | 49.5906 | 152.6421 | 308.7437
2028 | 6 | 23 | 9 | 52.0839 | 161.5405 | 310.2954
2028 | 6 | 23 | 10 | 53.727 | 173.1894 | 308.2784
2028 | 6 | 23 | 11 | 55.4202 | 176.0269 | 303.6836
2028 | 6 | 23 | 12 | 56.5929 | 169.4281 | 299.8508
2028 | 6 | 23 | 13 | 58.2865 | 173.2798 | 304.9532
2028 | 6 | 23 | 14 | 60.2212 | 165.3448 | 309.5434
2028 | 6 | 23 | 15 | 63.2017 | 155.8194 | 313.7732
2028 | 6 | 23 | 16 | 66.7864 | 163.2621 | 323.8041
2028 | 6 | 23 | 17 | 68.9841 | 153.3677 | 348.6215
2028 | 6 | 23 | 18 | 64.759 | 147.2142 | 382.5029
2028 | 6 | 23 | 19 | 62.9799 | 143.7149 | 399.6223
2028 | 6 | 23 | 20 | 59.4685 | 132.1798 | 392.8723
2028 | 6 | 23 | 21 | 55.0945 | 134.4226 | 382.101
2028 | 6 | 23 | 22 | 50.257 | 126.5723 | 357.5074
2028 | 6 | 23 | 23 | 45.7333 | 113.315 | 323.3605
2028 | 6 | 24 | 0 | 43.5246 | 119.3809 | 294.4431
2028 | 6 | 24 | 1 | 39.6283 | 113.43 | 281.8903
2028 | 6 | 24 | 2 | 37.8234 | 109.6865 | 271.0113
2028 | 6 | 24 | 3 | 36.9872 | 107.8375 | 263.7147
2028 | 6 | 24 | 4 | 36.9662 | 106.9369 | 261.7398
2028 | 6 | 24 | 5 | 37.8695 | 105.8163 | 260.4899
2028 | 6 | 24 | 6 | 39.1348 | 105.8165 | 258.0465
2028 | 6 | 24 | 7 | 41.8647 | 111.9344 | 273.9309
2028 | 6 | 24 | 8 | 45.6939 | 120.9217 | 296.8018
2028 | 6 | 24 | 9 | 49.5463 | 132.4754 | 315.1264
2028 | 6 | 24 | 10 | 52.016 | 145.2255 | 323.5787
2028 | 6 | 24 | 11 | 54.2766 | 153.9533 | 329.0968
2028 | 6 | 24 | 12 | 56.0817 | 149.5731 | 338.2863
2028 | 6 | 24 | 13 | 57.0366 | 149.2475 | 341.2741
2028 | 6 | 24 | 14 | 58.126 | 144.3157 | 346.6676
2028 | 6 | 24 | 15 | 60.1824 | 136.1777 | 357.9753
2028 | 6 | 24 | 16 | 63.0385 | 147.1204 | 372.949
2028 | 6 | 24 | 17 | 64.7206 | 144.0158 | 400.8593
2028 | 6 | 24 | 18 | 61.3462 | 140.3072 | 412.9754
2028 | 6 | 24 | 19 | 59.0345 | 137.5585 | 418.6962
2028 | 6 | 24 | 20 | 54.109 | 128.1279 | 406.0623
2028 | 6 | 24 | 21 | 49.9543 | 135.9496 | 397.0691
2028 | 6 | 24 | 22 | 45.8423 | 128.6897 | 374.7001
2028 | 6 | 24 | 23 | 42.4802 | 117.2131 | 342.7326
2028 | 6 | 25 | 0 | 40.949 | 114.7001 | 320.8665
2028 | 6 | 25 | 1 | 37.987 | 104.7676 | 303.768
2028 | 6 | 25 | 2 | 36.4036 | 101.2519 | 290.7866
2028 | 6 | 25 | 3 | 35.6411 | 100.4613 | 281.6434
2028 | 6 | 25 | 4 | 35.5554 | 100.591 | 278.1969
2028 | 6 | 25 | 5 | 36.3021 | 99.0536 | 275.283
2028 | 6 | 25 | 6 | 37.8298 | 102.4663 | 270.6412
2028 | 6 | 25 | 7 | 40.5018 | 108.4984 | 287.4461
2028 | 6 | 25 | 8 | 44.779 | 112.8413 | 324.0374
2028 | 6 | 25 | 9 | 48.6764 | 119.0613 | 362.2676
2028 | 6 | 25 | 10 | 51.027 | 126.1731 | 382.376
2028 | 6 | 25 | 11 | 52.6667 | 135.3482 | 387.0782
2028 | 6 | 25 | 12 | 50.0382 | 129.6693 | 383.1074
2028 | 6 | 25 | 13 | 50.2393 | 128.6822 | 388.4705
2028 | 6 | 25 | 14 | 50.3801 | 124.1837 | 395.4868
2028 | 6 | 25 | 15 | 51.8133 | 119.1666 | 405.9013
2028 | 6 | 25 | 16 | 54.4305 | 123.5954 | 422.4291
2028 | 6 | 25 | 17 | 56.7181 | 120.8623 | 448.0755
2028 | 6 | 25 | 18 | 55.6546 | 123.0878 | 470.1905
2028 | 6 | 25 | 19 | 54.1939 | 120.1929 | 470.8359
2028 | 6 | 25 | 20 | 51.2377 | 108.1833 | 455.6546
2028 | 6 | 25 | 21 | 48.2045 | 112.6563 | 441.0336
2028 | 6 | 25 | 22 | 44.2791 | 107.9384 | 408.5393
2028 | 6 | 25 | 23 | 41.0878 | 99.795 | 367.0124
2028 | 6 | 26 | 0 | 39.3909 | 104.8106 | 333.3908
2028 | 6 | 26 | 1 | 37.8315 | 105.5828 | 306.417
2028 | 6 | 26 | 2 | 37.1184 | 103.2456 | 295.0301
2028 | 6 | 26 | 3 | 36.9573 | 103.0995 | 287.0242
2028 | 6 | 26 | 4 | 38.2015 | 104.5489 | 286.6105
2028 | 6 | 26 | 5 | 40.3973 | 106.7366 | 291.6983
2028 | 6 | 26 | 6 | 44.587 | 119.1364 | 304.8306
2028 | 6 | 26 | 7 | 47.3562 | 137.2008 | 334.7449
2028 | 6 | 26 | 8 | 48.661 | 151.5084 | 360.48
2028 | 6 | 26 | 9 | 49.5052 | 162.4435 | 381.2459
2028 | 6 | 26 | 10 | 50.0257 | 172.9634 | 387.3483
2028 | 6 | 26 | 11 | 50.7974 | 174.4646 | 387.6561
2028 | 6 | 26 | 12 | 51.9582 | 170.515 | 368.7465
2028 | 6 | 26 | 13 | 52.5577 | 173.7754 | 377.4128
2028 | 6 | 26 | 14 | 53.4176 | 164.4244 | 384.788
2028 | 6 | 26 | 15 | 55.8166 | 159.3393 | 394.2755
2028 | 6 | 26 | 16 | 59.4204 | 170.105 | 411.742
2028 | 6 | 26 | 17 | 61.7118 | 162.9696 | 440.7435
2028 | 6 | 26 | 18 | 61.0786 | 147.9872 | 462.3797
2028 | 6 | 26 | 19 | 59.7969 | 146.3789 | 471.2521
2028 | 6 | 26 | 20 | 57.2189 | 133.7405 | 458.3701
2028 | 6 | 26 | 21 | 53.4196 | 136.0269 | 439.3063
2028 | 6 | 26 | 22 | 48.4385 | 127.9226 | 403.9777
2028 | 6 | 26 | 23 | 43.7274 | 115.978 | 360.2456
2028 | 6 | 27 | 0 | 41.857 | 113.8272 | 317.504
2028 | 6 | 27 | 1 | 39.2118 | 114.9908 | 307.1015
2028 | 6 | 27 | 2 | 38.2781 | 111.2278 | 295.6465
2028 | 6 | 27 | 3 | 37.8983 | 110.1015 | 287.3442
2028 | 6 | 27 | 4 | 39.1375 | 111.7261 | 286.7782
2028 | 6 | 27 | 5 | 41.3681 | 114.5014 | 291.4896
2028 | 6 | 27 | 6 | 43.4579 | 126.207 | 303.8748
2028 | 6 | 27 | 7 | 46.1401 | 143.3213 | 332.6452
2028 | 6 | 27 | 8 | 47.6897 | 153.9508 | 359.3271
2028 | 6 | 27 | 9 | 49.0349 | 160.4267 | 381.914
2028 | 6 | 27 | 10 | 50.265 | 167.4308 | 389.0813
2028 | 6 | 27 | 11 | 51.5787 | 170.3873 | 387.0303
2028 | 6 | 27 | 12 | 52.7541 | 165.6729 | 381.9131
2028 | 6 | 27 | 13 | 54.0514 | 167.3664 | 387.0717
2028 | 6 | 27 | 14 | 55.8037 | 155.3959 | 389.3972
2028 | 6 | 27 | 15 | 58.5437 | 151.7632 | 395.5102
2028 | 6 | 27 | 16 | 62.4641 | 160.5213 | 406.1082
2028 | 6 | 27 | 17 | 65.5022 | 153.1759 | 424.8007
2028 | 6 | 27 | 18 | 68.6839 | 149.7812 | 435.6655
2028 | 6 | 27 | 19 | 66.8539 | 148.3549 | 437.081
2028 | 6 | 27 | 20 | 62.196 | 140.6278 | 426.895
2028 | 6 | 27 | 21 | 56.9662 | 144.1902 | 410.3552
2028 | 6 | 27 | 22 | 51.2537 | 135.6827 | 379.1981
2028 | 6 | 27 | 23 | 45.973 | 121.4177 | 340.2209
2028 | 6 | 28 | 0 | 41.2704 | 118.6193 | 312.2326
2028 | 6 | 28 | 1 | 41.4515 | 110.1879 | 296.2507
2028 | 6 | 28 | 2 | 40.0686 | 106.5868 | 286.302
2028 | 6 | 28 | 3 | 39.3401 | 105.17 | 279.0695
2028 | 6 | 28 | 4 | 40.2903 | 106.5348 | 279.5889
2028 | 6 | 28 | 5 | 42.3562 | 109.0318 | 284.091
2028 | 6 | 28 | 6 | 46.9219 | 116.3299 | 297.8855
2028 | 6 | 28 | 7 | 50.3553 | 133.0554 | 321.5211
2028 | 6 | 28 | 8 | 52.9918 | 142.2043 | 333.5219
2028 | 6 | 28 | 9 | 55.746 | 151.0874 | 341.0586
2028 | 6 | 28 | 10 | 57.8501 | 158.0105 | 341.0782
2028 | 6 | 28 | 11 | 60.0006 | 158.587 | 337.9356
2028 | 6 | 28 | 12 | 61.6021 | 154.139 | 343.3221
2028 | 6 | 28 | 13 | 63.4962 | 156.9105 | 345.0206
2028 | 6 | 28 | 14 | 65.316 | 151.2937 | 346.0092
2028 | 6 | 28 | 15 | 68.3579 | 147.9834 | 349.8597
2028 | 6 | 28 | 16 | 72.2861 | 153.0976 | 361.2135
2028 | 6 | 28 | 17 | 74.7614 | 146.2863 | 384.4876
2028 | 6 | 28 | 18 | 74.0139 | 143.4801 | 406.2803
2028 | 6 | 28 | 19 | 71.7167 | 142.5595 | 418.1236
2028 | 6 | 28 | 20 | 66.6956 | 132.7415 | 409.4454
2028 | 6 | 28 | 21 | 61.514 | 136.933 | 395.4327
2028 | 6 | 28 | 22 | 55.4322 | 128.4633 | 364.832
2028 | 6 | 28 | 23 | 49.6077 | 115.152 | 325.73
2028 | 6 | 29 | 0 | 47.7944 | 112.9202 | 299.2912
2028 | 6 | 29 | 1 | 45.2039 | 109.5325 | 277.2159
2028 | 6 | 29 | 2 | 43.3565 | 106.6439 | 268.6876
2028 | 6 | 29 | 3 | 42.3689 | 105.3947 | 263.3645
2028 | 6 | 29 | 4 | 42.9957 | 106.7302 | 265.2523
2028 | 6 | 29 | 5 | 44.918 | 108.9814 | 271.0762
2028 | 6 | 29 | 6 | 49.5255 | 126.5919 | 282.3742
2028 | 6 | 29 | 7 | 53.4129 | 143.7035 | 305.6043
2028 | 6 | 29 | 8 | 56.807 | 154.2306 | 319.2527
2028 | 6 | 29 | 9 | 60.1026 | 160.9372 | 329.7654
2028 | 6 | 29 | 10 | 62.4653 | 169.2926 | 329.9913
2028 | 6 | 29 | 11 | 64.8246 | 169.0602 | 326.2374
2028 | 6 | 29 | 12 | 67.2506 | 160.4072 | 320.0844
2028 | 6 | 29 | 13 | 69.878 | 161.9227 | 320.1601
2028 | 6 | 29 | 14 | 72.5267 | 150.8848 | 319.9807
2028 | 6 | 29 | 15 | 76.2771 | 147.1444 | 322.1958
2028 | 6 | 29 | 16 | 80.1743 | 155.4318 | 328.9042
2028 | 6 | 29 | 17 | 82.2067 | 147.8482 | 349.4355
2028 | 6 | 29 | 18 | 80.5174 | 145.3261 | 375.3835
2028 | 6 | 29 | 19 | 77.8831 | 144.5592 | 390.3858
2028 | 6 | 29 | 20 | 72.0392 | 137.5645 | 384.0596
2028 | 6 | 29 | 21 | 66.0035 | 139.8181 | 372.9595
2028 | 6 | 29 | 22 | 59.2868 | 133.5921 | 345.824
2028 | 6 | 29 | 23 | 52.8657 | 122.2725 | 309.5008
2028 | 6 | 30 | 0 | 48.7506 | 114.3998 | 288.6334
2028 | 6 | 30 | 1 | 47.4537 | 108.6706 | 271.2194
2028 | 6 | 30 | 2 | 45.383 | 105.145 | 263.1945
2028 | 6 | 30 | 3 | 44.2327 | 104.3695 | 258.4641
2028 | 6 | 30 | 4 | 44.6784 | 106.4412 | 260.3632
2028 | 6 | 30 | 5 | 46.7246 | 107.9659 | 265.9165
2028 | 6 | 30 | 6 | 51.0008 | 124.5066 | 277.5496
2028 | 6 | 30 | 7 | 55.5191 | 141.3772 | 299.0122
2028 | 6 | 30 | 8 | 60.271 | 150.486 | 299.9629
2028 | 6 | 30 | 9 | 64.9116 | 157.4431 | 295.2599
2028 | 6 | 30 | 10 | 68.3201 | 164.5699 | 290.8073
2028 | 6 | 30 | 11 | 71.5826 | 163.9498 | 290.7851
2028 | 6 | 30 | 12 | 73.9878 | 160.1191 | 286.4672
2028 | 6 | 30 | 13 | 76.6362 | 160.7678 | 290.9731
2028 | 6 | 30 | 14 | 78.8179 | 149.7576 | 299.0919
2028 | 6 | 30 | 15 | 82.0023 | 144.9088 | 306.1691
2028 | 6 | 30 | 16 | 85.1781 | 151.0055 | 319.9644
2028 | 6 | 30 | 17 | 86.2732 | 143.8131 | 352.2627
2028 | 6 | 30 | 18 | 84.7577 | 136.3966 | 384.0787
2028 | 6 | 30 | 19 | 81.4014 | 134.9141 | 400.7347
2028 | 6 | 30 | 20 | 75.2443 | 129.5906 | 394.1439
2028 | 6 | 30 | 21 | 69.1213 | 133.861 | 383.8018
2028 | 6 | 30 | 22 | 62.3572 | 126.3998 | 359.5082
2028 | 6 | 30 | 23 | 55.8913 | 112.6261 | 325.3385
2028 | 7 | 1 | 0 | 51.4852 | 106.3544 | 293.191
2028 | 7 | 1 | 1 | 48.9464 | 77.7349 | 308.1632
2028 | 7 | 1 | 2 | 45.873 | 96.1717 | 295.9818
2028 | 7 | 1 | 3 | 44.0607 | 95.7001 | 287.1375
2028 | 7 | 1 | 4 | 43.1592 | 95.3535 | 282.778
2028 | 7 | 1 | 5 | 43.4058 | 95.519 | 281.4443
2028 | 7 | 1 | 6 | 47.0276 | 81.0947 | 278.0652
2028 | 7 | 1 | 7 | 51.672 | 79.3652 | 295.6632
2028 | 7 | 1 | 8 | 58.567 | 87.1024 | 330.0529
2028 | 7 | 1 | 9 | 66.2622 | 95.1789 | 356.5322
2028 | 7 | 1 | 10 | 71.5266 | 102.9945 | 361.8826
2028 | 7 | 1 | 11 | 76.1567 | 116.5858 | 375.1132
2028 | 7 | 1 | 12 | 79.4998 | 124.302 | 401.2563
2028 | 7 | 1 | 13 | 82.4071 | 126.9395 | 397.1847
2028 | 7 | 1 | 14 | 84.0498 | 105.351 | 397.0173
2028 | 7 | 1 | 15 | 85.9545 | 107.3775 | 414.2052
2028 | 7 | 1 | 16 | 88.4307 | 135.4911 | 424.1682
2028 | 7 | 1 | 17 | 88.9502 | 124.4333 | 445.1513
2028 | 7 | 1 | 18 | 86.6843 | 123.0665 | 453.2724
2028 | 7 | 1 | 19 | 83.109 | 126.136 | 441.2905
2028 | 7 | 1 | 20 | 74.6016 | 102.6437 | 424.6835
2028 | 7 | 1 | 21 | 68.1692 | 110.2801 | 409.4862
2028 | 7 | 1 | 22 | 63.2997 | 106.9012 | 393.9891
2028 | 7 | 1 | 23 | 59.2986 | 122.8936 | 376.7229
2028 | 7 | 2 | 0 | 54.6009 | 115.1536 | 363.8951
2028 | 7 | 2 | 1 | 49.3 | 95.6257 | 315.0404
2028 | 7 | 2 | 2 | 46.2505 | 92.4174 | 302.5258
2028 | 7 | 2 | 3 | 44.3188 | 91.8508 | 295.2681
2028 | 7 | 2 | 4 | 43.4961 | 91.4189 | 291.6596
2028 | 7 | 2 | 5 | 43.6453 | 90.2966 | 286.9843
2028 | 7 | 2 | 6 | 46.6436 | 93.7595 | 278.8043
2028 | 7 | 2 | 7 | 50.753 | 99.3812 | 292.0459
2028 | 7 | 2 | 8 | 57.6809 | 100.9408 | 323.2787
2028 | 7 | 2 | 9 | 65.4652 | 107.0904 | 352.0127
2028 | 7 | 2 | 10 | 71.2581 | 113.2153 | 361.3551
2028 | 7 | 2 | 11 | 75.7463 | 120.9325 | 354.2868
2028 | 7 | 2 | 12 | 77.8757 | 118.4839 | 331.3904
2028 | 7 | 2 | 13 | 79.9305 | 116.7342 | 328.6481
2028 | 7 | 2 | 14 | 81.568 | 115.9342 | 325.9833
2028 | 7 | 2 | 15 | 84.0796 | 118.6858 | 326.773
2028 | 7 | 2 | 16 | 87.2364 | 116.8773 | 338.8699
2028 | 7 | 2 | 17 | 88.6619 | 117.8929 | 374.9714
2028 | 7 | 2 | 18 | 79.8149 | 117.7312 | 407.8377
2028 | 7 | 2 | 19 | 76.4258 | 117.4854 | 421.8324
2028 | 7 | 2 | 20 | 70.0938 | 110.8756 | 405.9989
2028 | 7 | 2 | 21 | 64.7245 | 118.7537 | 394.9227
2028 | 7 | 2 | 22 | 59.0425 | 112.4814 | 368.3411
2028 | 7 | 2 | 23 | 54.4086 | 102.6657 | 330.5263
2028 | 7 | 3 | 0 | 53.8721 | 101.4517 | 299.625
2028 | 7 | 3 | 1 | 45.6153 | 112.8201 | 288.8646
2028 | 7 | 3 | 2 | 43.4485 | 93.9092 | 278.8736
2028 | 7 | 3 | 3 | 42.3117 | 93.9329 | 273.7173
2028 | 7 | 3 | 4 | 42.4967 | 97.7434 | 275.3208
2028 | 7 | 3 | 5 | 43.8401 | 96.9654 | 275.6755
2028 | 7 | 3 | 6 | 44.9652 | 106.5155 | 271.9646
2028 | 7 | 3 | 7 | 48.0364 | 120.4686 | 285.871
2028 | 7 | 3 | 8 | 51.9594 | 128.6574 | 291.9516
2028 | 7 | 3 | 9 | 55.6556 | 133.3231 | 309.9138
2028 | 7 | 3 | 10 | 58.4955 | 138.8633 | 314.6383
2028 | 7 | 3 | 11 | 59.9908 | 127.2263 | 308.0465
2028 | 7 | 3 | 12 | 60.681 | 111.4246 | 285.531
2028 | 7 | 3 | 13 | 60.3785 | 106.9508 | 284.5787
2028 | 7 | 3 | 14 | 60.9041 | 128.4142 | 280.5891
2028 | 7 | 3 | 15 | 63.6442 | 128.6662 | 281.8597
2028 | 7 | 3 | 16 | 67.3687 | 96.3364 | 300.7812
2028 | 7 | 3 | 17 | 69.0922 | 106.0969 | 355.0084
2028 | 7 | 3 | 18 | 68.152 | 105.118 | 404.7968
2028 | 7 | 3 | 19 | 64.2335 | 105.2284 | 427.5833
2028 | 7 | 3 | 20 | 57.7146 | 112.1711 | 414.3947
2028 | 7 | 3 | 21 | 51.9535 | 117.7941 | 402.7761
2028 | 7 | 3 | 22 | 46.4344 | 111.5937 | 374.0886
2028 | 7 | 3 | 23 | 42.3724 | 80.0271 | 330.8656
2028 | 7 | 4 | 0 | 39.5942 | 92.4495 | 296.2277
2028 | 7 | 4 | 1 | 41.011 | 104.3455 | 286.3686
2028 | 7 | 4 | 2 | 39.4879 | 100.4695 | 277.8401
2028 | 7 | 4 | 3 | 38.716 | 99.0881 | 273.0291
2028 | 7 | 4 | 4 | 39.4165 | 101.8568 | 274.583
2028 | 7 | 4 | 5 | 41.1854 | 103.9456 | 279.7863
2028 | 7 | 4 | 6 | 44.08 | 113.143 | 286.3001
2028 | 7 | 4 | 7 | 47.4616 | 131.2517 | 310.5372
2028 | 7 | 4 | 8 | 50.6524 | 136.1109 | 318.2547
2028 | 7 | 4 | 9 | 53.9803 | 145.0211 | 315.3869
2028 | 7 | 4 | 10 | 56.7946 | 150.6912 | 312.3855
2028 | 7 | 4 | 11 | 59.4978 | 151.8982 | 315.4527
2028 | 7 | 4 | 12 | 61.3219 | 151.6749 | 308.2143
2028 | 7 | 4 | 13 | 62.6493 | 150.918 | 308.4563
2028 | 7 | 4 | 14 | 64.6822 | 133.7471 | 315.2313
2028 | 7 | 4 | 15 | 67.6058 | 136.703 | 325.4841
2028 | 7 | 4 | 16 | 71.1922 | 141.3683 | 350.0167
2028 | 7 | 4 | 17 | 73.8912 | 136.2389 | 395.219
2028 | 7 | 4 | 18 | 74.6333 | 118.2812 | 438.8036
2028 | 7 | 4 | 19 | 71.8365 | 118.5732 | 460.861
2028 | 7 | 4 | 20 | 65.8772 | 112.1632 | 450.6353
2028 | 7 | 4 | 21 | 59.907 | 120.2281 | 438.1061
2028 | 7 | 4 | 22 | 54.4769 | 114.0437 | 408.6573
2028 | 7 | 4 | 23 | 49.4283 | 102.3514 | 363.9812
2028 | 7 | 5 | 0 | 46.7693 | 113.5793 | 327.59
2028 | 7 | 5 | 1 | 42.7225 | 104.1884 | 297.2512
2028 | 7 | 5 | 2 | 40.9788 | 100.3427 | 287.1204
2028 | 7 | 5 | 3 | 40.0754 | 98.7134 | 280.6673
2028 | 7 | 5 | 4 | 40.6809 | 101.1058 | 281.3551
2028 | 7 | 5 | 5 | 42.5074 | 103.7298 | 286.3237
2028 | 7 | 5 | 6 | 46.3394 | 113.9854 | 295.4489
2028 | 7 | 5 | 7 | 49.8672 | 131.8077 | 320.9687
2028 | 7 | 5 | 8 | 52.9468 | 137.2883 | 331.6767
2028 | 7 | 5 | 9 | 56.4319 | 146.1782 | 332.1571
2028 | 7 | 5 | 10 | 58.9496 | 151.0328 | 330.7224
2028 | 7 | 5 | 11 | 61.5495 | 148.7143 | 334.8556
2028 | 7 | 5 | 12 | 62.7951 | 152.6265 | 330.6355
2028 | 7 | 5 | 13 | 63.57 | 151.5451 | 335.5661
2028 | 7 | 5 | 14 | 64.9888 | 136.2899 | 344.7842
2028 | 7 | 5 | 15 | 66.9626 | 139.7372 | 355.6716
2028 | 7 | 5 | 16 | 70.046 | 142.6579 | 381.5786
2028 | 7 | 5 | 17 | 71.8776 | 137.1036 | 426.7837
2028 | 7 | 5 | 18 | 70.2183 | 126.1808 | 460.3396
2028 | 7 | 5 | 19 | 68.1091 | 125.5619 | 480.4262
2028 | 7 | 5 | 20 | 63.5788 | 120.5952 | 469.9839
2028 | 7 | 5 | 21 | 58.2932 | 128.2171 | 457.0904
2028 | 7 | 5 | 22 | 53.2833 | 119.6706 | 425.4463
2028 | 7 | 5 | 23 | 48.3989 | 107.3148 | 378.7073
2028 | 7 | 6 | 0 | 46.3233 | 113.923 | 345.6514
2028 | 7 | 6 | 1 | 42.3406 | 103.4943 | 322.3743
2028 | 7 | 6 | 2 | 40.4325 | 99.8407 | 309.3238
2028 | 7 | 6 | 3 | 39.3066 | 98.4516 | 301.1739
2028 | 7 | 6 | 4 | 39.7879 | 100.753 | 299.9652
2028 | 7 | 6 | 5 | 40.961 | 103.5787 | 303.5637
2028 | 7 | 6 | 6 | 44.3807 | 111.7208 | 316.138
2028 | 7 | 6 | 7 | 47.7803 | 128.7074 | 346.0731
2028 | 7 | 6 | 8 | 50.8842 | 136.7107 | 364.9656
2028 | 7 | 6 | 9 | 53.8786 | 149.5186 | 373.201
2028 | 7 | 6 | 10 | 56.1107 | 159.1926 | 376.5712
2028 | 7 | 6 | 11 | 57.9041 | 155.9964 | 384.1243
2028 | 7 | 6 | 12 | 57.9385 | 149.0428 | 403.0411
2028 | 7 | 6 | 13 | 58.545 | 151.1752 | 408.6603
2028 | 7 | 6 | 14 | 59.843 | 138.7843 | 415.2669
2028 | 7 | 6 | 15 | 62.2674 | 138.9243 | 425.3017
2028 | 7 | 6 | 16 | 65.5289 | 143.3195 | 444.7826
2028 | 7 | 6 | 17 | 67.9282 | 136.7292 | 477.248
2028 | 7 | 6 | 18 | 70.768 | 127.985 | 499.2046
2028 | 7 | 6 | 19 | 68.4783 | 129.1051 | 500.6667
2028 | 7 | 6 | 20 | 63.2848 | 120.2553 | 490.5622
2028 | 7 | 6 | 21 | 58.1248 | 126.4286 | 475.7596
2028 | 7 | 6 | 22 | 53.2444 | 118.7548 | 444.8575
2028 | 7 | 6 | 23 | 48.043 | 106.0936 | 399.4353
2028 | 7 | 7 | 0 | 44.9898 | 115.2114 | 376.3221
2028 | 7 | 7 | 1 | 41.7908 | 106.2214 | 345.0387
2028 | 7 | 7 | 2 | 40.0561 | 101.723 | 329.4408
2028 | 7 | 7 | 3 | 39.0979 | 100.2401 | 318.9133
2028 | 7 | 7 | 4 | 39.6623 | 101.9723 | 316.2413
2028 | 7 | 7 | 5 | 41.2027 | 103.9602 | 318.5478
2028 | 7 | 7 | 6 | 43.7258 | 114.4733 | 332.8603
2028 | 7 | 7 | 7 | 47.477 | 132.0787 | 366.9799
2028 | 7 | 7 | 8 | 51.553 | 141.0917 | 401.1008
2028 | 7 | 7 | 9 | 55.893 | 154.8438 | 425.9896
2028 | 7 | 7 | 10 | 59.4041 | 165.5209 | 434.4527
2028 | 7 | 7 | 11 | 62.591 | 164.5162 | 434.5664
2028 | 7 | 7 | 12 | 63.8794 | 161.2768 | 447.5721
2028 | 7 | 7 | 13 | 65.409 | 163.3931 | 448.0445
2028 | 7 | 7 | 14 | 67.2759 | 149.0442 | 447.9706
2028 | 7 | 7 | 15 | 70.0866 | 145.1987 | 453.1239
2028 | 7 | 7 | 16 | 73.3504 | 151.4181 | 464.7756
2028 | 7 | 7 | 17 | 75.4387 | 142.8686 | 485.6659
2028 | 7 | 7 | 18 | 76.7336 | 136.1522 | 516.6578
2028 | 7 | 7 | 19 | 74.0629 | 134.0158 | 520.7636
2028 | 7 | 7 | 20 | 68.3891 | 127.4277 | 508.0704
2028 | 7 | 7 | 21 | 62.5976 | 132.4769 | 493.7391
2028 | 7 | 7 | 22 | 57.4415 | 124.4779 | 465.5882
2028 | 7 | 7 | 23 | 52.0177 | 109.4892 | 421.5982
2028 | 7 | 8 | 0 | 47.6121 | 113.791 | 380.8766
2028 | 7 | 8 | 1 | 43.563 | 111.2142 | 348.9938
2028 | 7 | 8 | 2 | 41.1108 | 107.1267 | 332.7053
2028 | 7 | 8 | 3 | 39.7374 | 105.4232 | 321.8997
2028 | 7 | 8 | 4 | 39.3678 | 105.3715 | 316.3984
2028 | 7 | 8 | 5 | 39.852 | 105.1864 | 311.9545
2028 | 7 | 8 | 6 | 41.349 | 101.4391 | 305.8331
2028 | 7 | 8 | 7 | 44.812 | 108.417 | 327.4221
2028 | 7 | 8 | 8 | 50.4705 | 114.6722 | 368.0922
2028 | 7 | 8 | 9 | 56.6137 | 128.3387 | 405.1242
2028 | 7 | 8 | 10 | 61.0343 | 142.082 | 419.511
2028 | 7 | 8 | 11 | 64.6394 | 152.2151 | 422.574
2028 | 7 | 8 | 12 | 65.796 | 144.9158 | 406.6982
2028 | 7 | 8 | 13 | 67.317 | 144.5287 | 405.9755
2028 | 7 | 8 | 14 | 68.8609 | 141.3187 | 405.5389
2028 | 7 | 8 | 15 | 71.1045 | 136.171 | 409.2904
2028 | 7 | 8 | 16 | 73.9907 | 141.9809 | 422.3679
2028 | 7 | 8 | 17 | 75.5671 | 140.1564 | 454.0912
2028 | 7 | 8 | 18 | 75.2089 | 134.5839 | 468.4984
2028 | 7 | 8 | 19 | 72.2097 | 133.1132 | 476.5584
2028 | 7 | 8 | 20 | 65.9307 | 121.2559 | 454.8634
2028 | 7 | 8 | 21 | 61.0583 | 130.4537 | 443.1616
2028 | 7 | 8 | 22 | 56.1959 | 123.2081 | 416.9365
2028 | 7 | 8 | 23 | 51.782 | 113.6118 | 379.7894
2028 | 7 | 9 | 0 | 48.0835 | 115.9893 | 355.0997
2028 | 7 | 9 | 1 | 44.0432 | 107.5205 | 325.8757
2028 | 7 | 9 | 2 | 41.6443 | 103.5802 | 312.5647
2028 | 7 | 9 | 3 | 40.2392 | 102.2978 | 303.8033
2028 | 7 | 9 | 4 | 39.7567 | 102.5888 | 299.1617
2028 | 7 | 9 | 5 | 39.9823 | 101.6258 | 294.8358
2028 | 7 | 9 | 6 | 41.7664 | 104.5666 | 289.0443
2028 | 7 | 9 | 7 | 45.395 | 110.6444 | 302.7211
2028 | 7 | 9 | 8 | 51.8866 | 113.458 | 325.3169
2028 | 7 | 9 | 9 | 59.2821 | 122.5744 | 346.4711
2028 | 7 | 9 | 10 | 65.1095 | 133.6311 | 352.9508
2028 | 7 | 9 | 11 | 69.7045 | 144.1306 | 356.0748
2028 | 7 | 9 | 12 | 71.8272 | 143.7195 | 341.8973
2028 | 7 | 9 | 13 | 74.2024 | 143.276 | 345.6445
2028 | 7 | 9 | 14 | 76.2905 | 137.2542 | 346.858
2028 | 7 | 9 | 15 | 79.1408 | 133.5663 | 353.0797
2028 | 7 | 9 | 16 | 82.4482 | 139.669 | 369.5118
2028 | 7 | 9 | 17 | 84.3304 | 138.1352 | 412.9495
2028 | 7 | 9 | 18 | 84.1674 | 125.0044 | 444.1933
2028 | 7 | 9 | 19 | 80.8635 | 122.1171 | 453.2052
2028 | 7 | 9 | 20 | 73.5858 | 115.349 | 436.5775
2028 | 7 | 9 | 21 | 67.4537 | 124.0127 | 423.4471
2028 | 7 | 9 | 22 | 61.1143 | 117.866 | 393.9269
2028 | 7 | 9 | 23 | 55.7436 | 109.4344 | 353.3148
2028 | 7 | 10 | 0 | 52.3473 | 113.323 | 323.7017
2028 | 7 | 10 | 1 | 48.738 | 110.5612 | 304.7522
2028 | 7 | 10 | 2 | 46.5727 | 106.9422 | 296.0291
2028 | 7 | 10 | 3 | 45.4486 | 106.3294 | 290.6551
2028 | 7 | 10 | 4 | 45.9629 | 108.7667 | 292.3254
2028 | 7 | 10 | 5 | 48.0467 | 111.2211 | 298.1037
2028 | 7 | 10 | 6 | 51.2639 | 118.052 | 305.123
2028 | 7 | 10 | 7 | 56.2073 | 136.6677 | 331.4298
2028 | 7 | 10 | 8 | 61.8777 | 144.2265 | 354.7427
2028 | 7 | 10 | 9 | 67.4125 | 150.081 | 372.6311
2028 | 7 | 10 | 10 | 71.8847 | 154.2653 | 375.7787
2028 | 7 | 10 | 11 | 75.9311 | 160.0784 | 373.4368
2028 | 7 | 10 | 12 | 77.8863 | 163.5505 | 352.5898
2028 | 7 | 10 | 13 | 80.4146 | 162.1907 | 353.5439
2028 | 7 | 10 | 14 | 82.8215 | 146.4188 | 354.9497
2028 | 7 | 10 | 15 | 86.0048 | 148.535 | 362.9862
2028 | 7 | 10 | 16 | 89.4623 | 155.4725 | 380.8931
2028 | 7 | 10 | 17 | 91.1115 | 150.177 | 417.7243
2028 | 7 | 10 | 18 | 86.7018 | 141.7707 | 451.8727
2028 | 7 | 10 | 19 | 82.897 | 142.2385 | 464.5976
2028 | 7 | 10 | 20 | 76.4897 | 133.8041 | 451.2636
2028 | 7 | 10 | 21 | 70.2331 | 138.8679 | 436.2899
2028 | 7 | 10 | 22 | 63.1253 | 129.7455 | 404.706
2028 | 7 | 10 | 23 | 56.8468 | 117.3249 | 362.4836
2028 | 7 | 11 | 0 | 53.3583 | 114.1735 | 318.6802
2028 | 7 | 11 | 1 | 50.2288 | 108.1975 | 313.5647
2028 | 7 | 11 | 2 | 47.7678 | 104.6923 | 303.4816
2028 | 7 | 11 | 3 | 46.3432 | 103.9894 | 296.8401
2028 | 7 | 11 | 4 | 46.6683 | 106.3272 | 297.1297
2028 | 7 | 11 | 5 | 48.5386 | 109.818 | 301.8499
2028 | 7 | 11 | 6 | 52.2844 | 118.0625 | 311.5546
2028 | 7 | 11 | 7 | 56.8469 | 134.7324 | 340.6381
2028 | 7 | 11 | 8 | 61.9846 | 141.8168 | 367.9639
2028 | 7 | 11 | 9 | 66.8889 | 147.722 | 388.142
2028 | 7 | 11 | 10 | 70.598 | 155.3146 | 395.9433
2028 | 7 | 11 | 11 | 73.9986 | 156.6707 | 398.0645
2028 | 7 | 11 | 12 | 75.6919 | 150.3108 | 388.3288
2028 | 7 | 11 | 13 | 77.5981 | 152.0818 | 392.8974
2028 | 7 | 11 | 14 | 79.5411 | 148.2781 | 396.254
2028 | 7 | 11 | 15 | 82.3251 | 149.0184 | 406.2775
2028 | 7 | 11 | 16 | 85.4635 | 148.7932 | 425.1063
2028 | 7 | 11 | 17 | 86.9159 | 143.9507 | 457.3769
2028 | 7 | 11 | 18 | 84.5319 | 137.4614 | 473.3761
2028 | 7 | 11 | 19 | 80.7258 | 138.0631 | 467.9265
2028 | 7 | 11 | 20 | 74.2084 | 127.7665 | 457.4261
2028 | 7 | 11 | 21 | 67.7338 | 132.7327 | 442.3255
2028 | 7 | 11 | 22 | 60.6355 | 124.5376 | 412.1434
2028 | 7 | 11 | 23 | 54.8306 | 112.8055 | 372.3299
2028 | 7 | 12 | 0 | 52.5983 | 116.5363 | 346.1395
2028 | 7 | 12 | 1 | 48.8566 | 103.9048 | 323.8712
2028 | 7 | 12 | 2 | 46.5615 | 100.1048 | 312.7758
2028 | 7 | 12 | 3 | 45.2458 | 98.802 | 305.4489
2028 | 7 | 12 | 4 | 45.6228 | 100.0145 | 305.0542
2028 | 7 | 12 | 5 | 47.5424 | 102.8387 | 309.0109
2028 | 7 | 12 | 6 | 50.687 | 112.4377 | 320.8647
2028 | 7 | 12 | 7 | 54.908 | 129.3068 | 347.5553
2028 | 7 | 12 | 8 | 59.5719 | 136.0385 | 368.0429
2028 | 7 | 12 | 9 | 64.1989 | 146.9938 | 381.1054
2028 | 7 | 12 | 10 | 67.5384 | 156.7277 | 383.3637
2028 | 7 | 12 | 11 | 70.5089 | 162.5116 | 381.7242
2028 | 7 | 12 | 12 | 72.8882 | 158.9918 | 364.9074
2028 | 7 | 12 | 13 | 75.5634 | 162.4392 | 364.8553
2028 | 7 | 12 | 14 | 78.5552 | 158.4265 | 368.0018
2028 | 7 | 12 | 15 | 82.4587 | 157.0743 | 375.6179
2028 | 7 | 12 | 16 | 86.4002 | 157.9406 | 394.1346
2028 | 7 | 12 | 17 | 88.4481 | 151.4798 | 431.7104
2028 | 7 | 12 | 18 | 86.1694 | 141.9707 | 441.2322
2028 | 7 | 12 | 19 | 82.5354 | 141.7067 | 445.2767
2028 | 7 | 12 | 20 | 75.5097 | 129.2779 | 433.1647
2028 | 7 | 12 | 21 | 69.0168 | 134.5171 | 420.1456
2028 | 7 | 12 | 22 | 61.8851 | 125.7229 | 390.4816
2028 | 7 | 12 | 23 | 55.5212 | 113.675 | 351.4087
2028 | 7 | 13 | 0 | 50.5608 | 112.0483 | 340.0677
2028 | 7 | 13 | 1 | 46.9394 | 109.1632 | 313.521
2028 | 7 | 13 | 2 | 45.0275 | 105.3782 | 302.8975
2028 | 7 | 13 | 3 | 44.0482 | 103.8027 | 296.9764
2028 | 7 | 13 | 4 | 44.667 | 103.7024 | 297.4072
2028 | 7 | 13 | 5 | 46.7857 | 106.7726 | 302.1824
2028 | 7 | 13 | 6 | 50.1525 | 116.3287 | 315.0009
2028 | 7 | 13 | 7 | 53.5441 | 133.6151 | 340.238
2028 | 7 | 13 | 8 | 56.8025 | 145.4084 | 357.4108
2028 | 7 | 13 | 9 | 60.2947 | 157.3174 | 368.6087
2028 | 7 | 13 | 10 | 62.9151 | 170.9978 | 366.032
2028 | 7 | 13 | 11 | 65.4959 | 176.0559 | 359.2801
2028 | 7 | 13 | 12 | 67.2494 | 172.2834 | 363.406
2028 | 7 | 13 | 13 | 68.6876 | 175.0956 | 358.3373
2028 | 7 | 13 | 14 | 70.4509 | 168.2803 | 352.1966
2028 | 7 | 13 | 15 | 72.9446 | 164.4246 | 352.5627
2028 | 7 | 13 | 16 | 75.7639 | 170.6863 | 360.2026
2028 | 7 | 13 | 17 | 77.1427 | 161.7676 | 384.146
2028 | 7 | 13 | 18 | 77.8307 | 153.7738 | 416.5921
2028 | 7 | 13 | 19 | 74.7499 | 151.1023 | 428.4708
2028 | 7 | 13 | 20 | 68.7801 | 138.4726 | 417.2154
2028 | 7 | 13 | 21 | 62.8375 | 140.7628 | 405.3233
2028 | 7 | 13 | 22 | 56.4627 | 131.6226 | 377.5945
2028 | 7 | 13 | 23 | 51.326 | 118.5225 | 339.5068
2028 | 7 | 14 | 0 | 47.836 | 119.1152 | 320.6264
2028 | 7 | 14 | 1 | 46.5968 | 114.5852 | 305.1491
2028 | 7 | 14 | 2 | 44.5432 | 109.6963 | 294.7607
2028 | 7 | 14 | 3 | 43.4233 | 107.968 | 288.6039
2028 | 7 | 14 | 4 | 43.9188 | 107.9955 | 289.4049
2028 | 7 | 14 | 5 | 45.7752 | 110.4495 | 293.9329
2028 | 7 | 14 | 6 | 49.5221 | 120.9386 | 302.6478
2028 | 7 | 14 | 7 | 53.3388 | 137.206 | 325.9019
2028 | 7 | 14 | 8 | 57.6289 | 147.6547 | 336.2731
2028 | 7 | 14 | 9 | 62.0578 | 158.3717 | 338.9516
2028 | 7 | 14 | 10 | 65.179 | 168.4703 | 336.01
2028 | 7 | 14 | 11 | 67.9693 | 174.9634 | 336.8418
2028 | 7 | 14 | 12 | 69.7782 | 173.1197 | 333.3815
2028 | 7 | 14 | 13 | 71.5134 | 175.4965 | 337.2379
2028 | 7 | 14 | 14 | 73.4525 | 164.1802 | 343.7923
2028 | 7 | 14 | 15 | 76.1667 | 157.3077 | 353.0151
2028 | 7 | 14 | 16 | 79.1769 | 165.0389 | 370.7394
2028 | 7 | 14 | 17 | 80.7077 | 154.9339 | 409.0525
2028 | 7 | 14 | 18 | 77.52 | 151.0083 | 439.5415
2028 | 7 | 14 | 19 | 74.364 | 147.1892 | 455.6264
2028 | 7 | 14 | 20 | 68.9168 | 138.1797 | 444.0656
2028 | 7 | 14 | 21 | 64.0586 | 140.965 | 432.9254
2028 | 7 | 14 | 22 | 58.6083 | 131.8335 | 406.4662
2028 | 7 | 14 | 23 | 53.273 | 116.4931 | 368.3525
2028 | 7 | 15 | 0 | 49.4895 | 114.7396 | 339.9976
2028 | 7 | 15 | 1 | 44.2704 | 109.4711 | 323.95
2028 | 7 | 15 | 2 | 41.9296 | 105.7039 | 311.0095
2028 | 7 | 15 | 3 | 40.5774 | 103.9167 | 302.1704
2028 | 7 | 15 | 4 | 40.3118 | 103.2915 | 298.765
2028 | 7 | 15 | 5 | 41.0476 | 102.7581 | 297.4655
2028 | 7 | 15 | 6 | 40.7148 | 102.4057 | 294.4943
2028 | 7 | 15 | 7 | 43.7955 | 109.7479 | 313.3239
2028 | 7 | 15 | 8 | 48.5831 | 115.5048 | 347.2098
2028 | 7 | 15 | 9 | 53.4287 | 130.1755 | 376.5184
2028 | 7 | 15 | 10 | 56.9314 | 145.0219 | 389.4952
2028 | 7 | 15 | 11 | 59.7463 | 155.2821 | 396.2525
2028 | 7 | 15 | 12 | 60.8008 | 150.6104 | 392.8325
2028 | 7 | 15 | 13 | 61.5572 | 150.7573 | 397.7222
2028 | 7 | 15 | 14 | 62.4943 | 145.9573 | 406.0203
2028 | 7 | 15 | 15 | 64.2803 | 138.0892 | 425.7363
2028 | 7 | 15 | 16 | 67.0736 | 147.6242 | 451.1935
2028 | 7 | 15 | 17 | 68.7374 | 144.6147 | 489.8449
2028 | 7 | 15 | 18 | 65.4522 | 140.4931 | 516.7066
2028 | 7 | 15 | 19 | 62.5884 | 138.2196 | 524.9303
2028 | 7 | 15 | 20 | 56.7675 | 127.1288 | 506.338
2028 | 7 | 15 | 21 | 52.1785 | 133.9506 | 494.5543
2028 | 7 | 15 | 22 | 48.0169 | 126.6829 | 465.6614
2028 | 7 | 15 | 23 | 44.7579 | 117.1143 | 424.2171
2028 | 7 | 16 | 0 | 42.2104 | 114.8295 | 376.7684
2028 | 7 | 16 | 1 | 39.3312 | 108.7129 | 346.3344
2028 | 7 | 16 | 2 | 37.6662 | 104.7887 | 330.3786
2028 | 7 | 16 | 3 | 36.7116 | 103.2849 | 319.4275
2028 | 7 | 16 | 4 | 36.5875 | 103.7356 | 314.3264
2028 | 7 | 16 | 5 | 37.0473 | 103.0607 | 310.1165
2028 | 7 | 16 | 6 | 37.6754 | 104.0611 | 303.1683
2028 | 7 | 16 | 7 | 39.5936 | 108.5016 | 319.2779
2028 | 7 | 16 | 8 | 43.1542 | 111.9528 | 354.7523
2028 | 7 | 16 | 9 | 46.9013 | 122.1683 | 388.7487
2028 | 7 | 16 | 10 | 49.5644 | 134.1125 | 406.3341
2028 | 7 | 16 | 11 | 51.647 | 143.2869 | 412.6097
2028 | 7 | 16 | 12 | 51.7393 | 146.0816 | 414.422
2028 | 7 | 16 | 13 | 51.6431 | 148.0525 | 420.0735
2028 | 7 | 16 | 14 | 51.8175 | 145.2544 | 428.9804
2028 | 7 | 16 | 15 | 53.0108 | 139.0546 | 442.0277
2028 | 7 | 16 | 16 | 55.7044 | 148.2548 | 465.9581
2028 | 7 | 16 | 17 | 57.6767 | 146.5986 | 503.1345
2028 | 7 | 16 | 18 | 55.0393 | 135.1035 | 524.8564
2028 | 7 | 16 | 19 | 53.2058 | 131.6244 | 525.1606
2028 | 7 | 16 | 20 | 49.7063 | 123.0665 | 506.212
2028 | 7 | 16 | 21 | 45.8239 | 129.5987 | 490.8854
2028 | 7 | 16 | 22 | 41.8007 | 123.075 | 456.7508
2028 | 7 | 16 | 23 | 39.4302 | 113.842 | 411.6395
2028 | 7 | 17 | 0 | 39.9816 | 113.0723 | 370.8912
2028 | 7 | 17 | 1 | 39.4745 | 109.215 | 344.179
2028 | 7 | 17 | 2 | 38.5899 | 105.6933 | 330.475
2028 | 7 | 17 | 3 | 38.3201 | 105.1256 | 321.1847
2028 | 7 | 17 | 4 | 39.6428 | 107.9722 | 319.4461
2028 | 7 | 17 | 5 | 41.9693 | 110.7088 | 323.319
2028 | 7 | 17 | 6 | 45.4066 | 114.9447 | 337.2935
2028 | 7 | 17 | 7 | 47.9406 | 132.1011 | 369.6755
2028 | 7 | 17 | 8 | 49.8604 | 139.9972 | 406.6811
2028 | 7 | 17 | 9 | 52.0508 | 147.5276 | 437.1593
2028 | 7 | 17 | 10 | 53.6893 | 151.8669 | 446.7319
2028 | 7 | 17 | 11 | 55.2877 | 155.9971 | 447.1224
2028 | 7 | 17 | 12 | 55.4578 | 158.7504 | 451.4782
2028 | 7 | 17 | 13 | 55.4677 | 157.3724 | 454.1774
2028 | 7 | 17 | 14 | 55.877 | 143.3292 | 452.5915
2028 | 7 | 17 | 15 | 57.4355 | 143.7471 | 457.2553
2028 | 7 | 17 | 16 | 60.6102 | 149.3331 | 468.9449
2028 | 7 | 17 | 17 | 62.854 | 143.1239 | 491.5352
2028 | 7 | 17 | 18 | 60.91 | 124.0749 | 517.4849
2028 | 7 | 17 | 19 | 58.628 | 124.0248 | 515.4316
2028 | 7 | 17 | 20 | 54.9898 | 115.6531 | 499.8359
2028 | 7 | 17 | 21 | 50.8206 | 121.7034 | 480.1326
2028 | 7 | 17 | 22 | 46.132 | 115.6463 | 444.5729
2028 | 7 | 17 | 23 | 42.5908 | 104.9654 | 399.9349
2028 | 7 | 18 | 0 | 43.2029 | 110.32 | 367.4402
2028 | 7 | 18 | 1 | 40.5186 | 96.493 | 346.2293
2028 | 7 | 18 | 2 | 39.185 | 93.962 | 332.65
2028 | 7 | 18 | 3 | 38.4291 | 93.6097 | 322.8732
2028 | 7 | 18 | 4 | 39.3891 | 95.6111 | 321.1983
2028 | 7 | 18 | 5 | 41.0983 | 98.5002 | 324.6479
2028 | 7 | 18 | 6 | 44.5129 | 107.3536 | 334.5389
2028 | 7 | 18 | 7 | 47.0407 | 123.4129 | 362.8391
2028 | 7 | 18 | 8 | 49.2847 | 130.3048 | 388.3683
2028 | 7 | 18 | 9 | 51.6272 | 139.2094 | 404.883
2028 | 7 | 18 | 10 | 53.297 | 148.2825 | 409.8352
2028 | 7 | 18 | 11 | 54.5056 | 150.0624 | 413.444
2028 | 7 | 18 | 12 | 54.9048 | 143.2296 | 417.363
2028 | 7 | 18 | 13 | 55.4318 | 145.1829 | 423.7729
2028 | 7 | 18 | 14 | 56.1842 | 144.6147 | 430.2911
2028 | 7 | 18 | 15 | 57.9102 | 144.7039 | 443.6176
2028 | 7 | 18 | 16 | 60.8089 | 143.0968 | 464.1621
2028 | 7 | 18 | 17 | 63.4996 | 138.0945 | 496.2793
2028 | 7 | 18 | 18 | 62.0137 | 125.4064 | 520.4759
2028 | 7 | 18 | 19 | 59.8401 | 126.7122 | 527.9736
2028 | 7 | 18 | 20 | 55.8143 | 117.3334 | 513.4846
2028 | 7 | 18 | 21 | 50.9738 | 122.8507 | 495.1261
2028 | 7 | 18 | 22 | 46.2328 | 115.3276 | 458.6548
2028 | 7 | 18 | 23 | 42.9161 | 104.2168 | 411.1741
2028 | 7 | 19 | 0 | 42.8511 | 102.9938 | 358.0166
2028 | 7 | 19 | 1 | 40.3433 | 104.6751 | 330.002
2028 | 7 | 19 | 2 | 39.2047 | 100.6629 | 318.4439
2028 | 7 | 19 | 3 | 38.5827 | 99.5275 | 310.0012
2028 | 7 | 19 | 4 | 39.7493 | 102.1816 | 310.0065
2028 | 7 | 19 | 5 | 41.8104 | 106.0789 | 314.7087
2028 | 7 | 19 | 6 | 44.1823 | 116.8245 | 322.4385
2028 | 7 | 19 | 7 | 46.8928 | 131.905 | 348.1326
2028 | 7 | 19 | 8 | 49.3491 | 138.5305 | 375.6357
2028 | 7 | 19 | 9 | 52.3524 | 145.9255 | 397.1939
2028 | 7 | 19 | 10 | 54.9018 | 151.2611 | 401.4398
2028 | 7 | 19 | 11 | 57.3199 | 155.5857 | 397.8286
2028 | 7 | 19 | 12 | 58.3803 | 152.3823 | 386.7758
2028 | 7 | 19 | 13 | 60.079 | 154.1625 | 387.8464
2028 | 7 | 19 | 14 | 61.8836 | 147.9512 | 387.4819
2028 | 7 | 19 | 15 | 64.8131 | 146.4066 | 393.0857
2028 | 7 | 19 | 16 | 68.7829 | 143.516 | 409.7614
2028 | 7 | 19 | 17 | 71.9255 | 135.6477 | 439.7412
2028 | 7 | 19 | 18 | 73.206 | 128.7867 | 457.4006
2028 | 7 | 19 | 19 | 70.8516 | 129.055 | 455.5974
2028 | 7 | 19 | 20 | 66.0035 | 121.7098 | 444.9494
2028 | 7 | 19 | 21 | 60.492 | 128.2704 | 429.2452
2028 | 7 | 19 | 22 | 54.4583 | 120.7849 | 398.848
2028 | 7 | 19 | 23 | 49.332 | 108.1986 | 360.0154
2028 | 7 | 20 | 0 | 46.2308 | 109.4941 | 329.1778
2028 | 7 | 20 | 1 | 43.652 | 107.9382 | 316.4929
2028 | 7 | 20 | 2 | 41.9508 | 104.3231 | 305.9745
2028 | 7 | 20 | 3 | 41.0088 | 103.1158 | 298.9352
2028 | 7 | 20 | 4 | 41.7717 | 103.445 | 299.8768
2028 | 7 | 20 | 5 | 43.4988 | 107.1715 | 305.6154
2028 | 7 | 20 | 6 | 46.4882 | 115.9764 | 312.9237
2028 | 7 | 20 | 7 | 49.6052 | 131.581 | 338.4028
2028 | 7 | 20 | 8 | 52.7921 | 145.6345 | 364.3216
2028 | 7 | 20 | 9 | 56.4093 | 154.6634 | 384.3378
2028 | 7 | 20 | 10 | 59.2372 | 170.6061 | 390.3628
2028 | 7 | 20 | 11 | 61.9471 | 176.0022 | 392.2485
2028 | 7 | 20 | 12 | 62.6336 | 181.6032 | 374.0046
2028 | 7 | 20 | 13 | 64.1822 | 186.0573 | 379.5278
2028 | 7 | 20 | 14 | 65.9308 | 182.2342 | 385.5018
2028 | 7 | 20 | 15 | 68.6552 | 174.0066 | 395.4912
2028 | 7 | 20 | 16 | 72.1681 | 179.3278 | 412.6272
2028 | 7 | 20 | 17 | 74.4793 | 167.8876 | 445.3505
2028 | 7 | 20 | 18 | 75.5325 | 158.0707 | 479.1391
2028 | 7 | 20 | 19 | 72.9779 | 153.1559 | 491.2079
2028 | 7 | 20 | 20 | 67.4312 | 143.4655 | 479.9505
2028 | 7 | 20 | 21 | 61.4636 | 144.7902 | 464.3681
2028 | 7 | 20 | 22 | 55.2448 | 135.2683 | 430.3924
2028 | 7 | 20 | 23 | 50.022 | 122.2487 | 385.744
2028 | 7 | 21 | 0 | 48.2188 | 122.2739 | 336.87
2028 | 7 | 21 | 1 | 44.5246 | 119.0412 | 315.4874
2028 | 7 | 21 | 2 | 42.7591 | 113.3848 | 304.7964
2028 | 7 | 21 | 3 | 41.7279 | 111.4062 | 297.7455
2028 | 7 | 21 | 4 | 42.4667 | 111.3507 | 298.4552
2028 | 7 | 21 | 5 | 44.258 | 114.2321 | 303.624
2028 | 7 | 21 | 6 | 47.2337 | 123.5037 | 313.8664
2028 | 7 | 21 | 7 | 50.4647 | 141.6355 | 339.6404
2028 | 7 | 21 | 8 | 53.9357 | 152.2724 | 363.1693
2028 | 7 | 21 | 9 | 57.54 | 163.3325 | 379.5313
2028 | 7 | 21 | 10 | 60.3166 | 173.9144 | 383.6718
2028 | 7 | 21 | 11 | 62.7174 | 188.6189 | 382.7313
2028 | 7 | 21 | 12 | 63.065 | 190.2975 | 364.0099
2028 | 7 | 21 | 13 | 63.9208 | 192.9253 | 368.2293
2028 | 7 | 21 | 14 | 64.6884 | 177.9888 | 373.8082
2028 | 7 | 21 | 15 | 66.5803 | 166.9121 | 382.9385
2028 | 7 | 21 | 16 | 69.4122 | 179.3941 | 400.4395
2028 | 7 | 21 | 17 | 70.9308 | 166.0087 | 433.2659
2028 | 7 | 21 | 18 | 68.1377 | 154.9199 | 452.6314
2028 | 7 | 21 | 19 | 65.632 | 148.1653 | 455.1739
2028 | 7 | 21 | 20 | 62.0717 | 137.2436 | 445.0079
2028 | 7 | 21 | 21 | 57.4028 | 138.0979 | 431.4189
2028 | 7 | 21 | 22 | 52.2996 | 129.1869 | 405.3261
2028 | 7 | 21 | 23 | 48.193 | 114.2965 | 369.7703
2028 | 7 | 22 | 0 | 47.5395 | 115.2621 | 335.3949
2028 | 7 | 22 | 1 | 41.5393 | 108.3902 | 308.6058
2028 | 7 | 22 | 2 | 39.4981 | 104.5196 | 297.3248
2028 | 7 | 22 | 3 | 38.3548 | 102.3075 | 290.3464
2028 | 7 | 22 | 4 | 38.2809 | 100.9584 | 287.7583
2028 | 7 | 22 | 5 | 38.9826 | 100.2146 | 286.3967
2028 | 7 | 22 | 6 | 40.3996 | 100.0305 | 277.7887
2028 | 7 | 22 | 7 | 42.3946 | 106.3804 | 293.6788
2028 | 7 | 22 | 8 | 45.5628 | 107.8374 | 327.3509
2028 | 7 | 22 | 9 | 48.5167 | 121.4654 | 355.4291
2028 | 7 | 22 | 10 | 49.8686 | 133.845 | 364.333
2028 | 7 | 22 | 11 | 50.8956 | 148.8018 | 365.0286
2028 | 7 | 22 | 12 | 50.8364 | 142.8271 | 357.7805
2028 | 7 | 22 | 13 | 50.0559 | 141.7675 | 354.8179
2028 | 7 | 22 | 14 | 49.5417 | 137.8991 | 348.9259
2028 | 7 | 22 | 15 | 50.0598 | 126.6071 | 348.84
2028 | 7 | 22 | 16 | 52.2779 | 133.0433 | 357.783
2028 | 7 | 22 | 17 | 54.275 | 127.8478 | 386.3208
2028 | 7 | 22 | 18 | 53.9274 | 123.1303 | 405.5948
2028 | 7 | 22 | 19 | 51.4301 | 121.1827 | 406.3204
2028 | 7 | 22 | 20 | 46.5996 | 108.8842 | 391.8178
2028 | 7 | 22 | 21 | 42.7363 | 114.5741 | 380.8779
2028 | 7 | 22 | 22 | 39.5187 | 107.7592 | 360.3528
2028 | 7 | 22 | 23 | 37.4338 | 99.409 | 331.7779
2028 | 7 | 23 | 0 | 37.281 | 102.8427 | 312.803
2028 | 7 | 23 | 1 | 37.4511 | 98.601 | 300.9273
2028 | 7 | 23 | 2 | 36.176 | 95.0611 | 290.9769
2028 | 7 | 23 | 3 | 35.5266 | 94.1311 | 284.7882
2028 | 7 | 23 | 4 | 35.6018 | 94.9099 | 282.4989
2028 | 7 | 23 | 5 | 36.1913 | 94.6155 | 280.857
2028 | 7 | 23 | 6 | 38.55 | 91.4129 | 272.2806
2028 | 7 | 23 | 7 | 40.8149 | 95.2044 | 284.3201
2028 | 7 | 23 | 8 | 45.4387 | 95.7119 | 315.1559
2028 | 7 | 23 | 9 | 50.9687 | 104.8406 | 344.363
2028 | 7 | 23 | 10 | 55.1426 | 111.4868 | 355.8242
2028 | 7 | 23 | 11 | 58.5445 | 119.4628 | 357.8935
2028 | 7 | 23 | 12 | 59.9114 | 114.8544 | 351.3376
2028 | 7 | 23 | 13 | 61.4942 | 115.7725 | 352.8533
2028 | 7 | 23 | 14 | 63.0794 | 117.9684 | 350.8352
2028 | 7 | 23 | 15 | 65.621 | 112.4702 | 356.1513
2028 | 7 | 23 | 16 | 68.9621 | 113.4414 | 370.2957
2028 | 7 | 23 | 17 | 70.7688 | 111.4279 | 403.7569
2028 | 7 | 23 | 18 | 65.5602 | 110.4729 | 446.6518
2028 | 7 | 23 | 19 | 63.2989 | 107.963 | 457.4012
2028 | 7 | 23 | 20 | 58.8563 | 96.1733 | 442.4347
2028 | 7 | 23 | 21 | 54.1945 | 100.3103 | 427.6916
2028 | 7 | 23 | 22 | 49.1276 | 96.2852 | 396.5311
2028 | 7 | 23 | 23 | 45.8412 | 89.8386 | 355.8913
2028 | 7 | 24 | 0 | 46.9155 | 95.4022 | 314.4183
2028 | 7 | 24 | 1 | 42.2156 | 93.8793 | 303.4353
2028 | 7 | 24 | 2 | 40.8576 | 91.799 | 294.5564
2028 | 7 | 24 | 3 | 40.2212 | 91.9929 | 289.0753
2028 | 7 | 24 | 4 | 41.2603 | 94.603 | 290.3312
2028 | 7 | 24 | 5 | 43.2555 | 97.7642 | 296.7629
2028 | 7 | 24 | 6 | 45.3086 | 110.7699 | 308.8951
2028 | 7 | 24 | 7 | 48.2447 | 128.1235 | 334.8708
2028 | 7 | 24 | 8 | 50.9366 | 135.6878 | 349.4227
2028 | 7 | 24 | 9 | 53.4875 | 144.5268 | 354.1857
2028 | 7 | 24 | 10 | 55.2919 | 150.8899 | 354.6703
2028 | 7 | 24 | 11 | 56.782 | 155.7312 | 361.1573
2028 | 7 | 24 | 12 | 56.6375 | 146.1101 | 363.1978
2028 | 7 | 24 | 13 | 57.5399 | 146.9916 | 368.9273
2028 | 7 | 24 | 14 | 59.0383 | 139.6299 | 376.1792
2028 | 7 | 24 | 15 | 61.4016 | 137.4412 | 385.9721
2028 | 7 | 24 | 16 | 65.2409 | 137.857 | 406.6665
2028 | 7 | 24 | 17 | 67.8262 | 131.4322 | 445.2532
2028 | 7 | 24 | 18 | 66.452 | 122.4498 | 468.3419
2028 | 7 | 24 | 19 | 63.6937 | 123.5434 | 478.7492
2028 | 7 | 24 | 20 | 58.1541 | 110.0573 | 465.5307
2028 | 7 | 24 | 21 | 52.8612 | 113.7993 | 447.4067
2028 | 7 | 24 | 22 | 47.6324 | 107.4421 | 412.8043
2028 | 7 | 24 | 23 | 43.1311 | 98.3788 | 370.0422
2028 | 7 | 25 | 0 | 42.1278 | 97.7899 | 339.6861
2028 | 7 | 25 | 1 | 40.1629 | 96.6715 | 319.1127
2028 | 7 | 25 | 2 | 38.9768 | 93.9588 | 308.2962
2028 | 7 | 25 | 3 | 38.2694 | 93.2924 | 301.3053
2028 | 7 | 25 | 4 | 39.3947 | 94.6288 | 300.9682
2028 | 7 | 25 | 5 | 41.2176 | 97.857 | 306.0165
2028 | 7 | 25 | 6 | 44.0285 | 107.9479 | 319.0464
2028 | 7 | 25 | 7 | 46.578 | 124.0011 | 348.2689
2028 | 7 | 25 | 8 | 49.0285 | 131.4053 | 378.1009
2028 | 7 | 25 | 9 | 51.5404 | 140.1225 | 399.5179
2028 | 7 | 25 | 10 | 53.564 | 149.3719 | 405.4274
2028 | 7 | 25 | 11 | 55.23 | 154.123 | 404.4909
2028 | 7 | 25 | 12 | 55.5956 | 150.4091 | 383.8086
2028 | 7 | 25 | 13 | 56.7406 | 153.1686 | 386.5423
2028 | 7 | 25 | 14 | 58.1593 | 152.0575 | 389.3412
2028 | 7 | 25 | 15 | 61.1745 | 150.2485 | 396.6944
2028 | 7 | 25 | 16 | 65.3932 | 149.5156 | 414.7106
2028 | 7 | 25 | 17 | 69.0464 | 143.1499 | 445.6611
2028 | 7 | 25 | 18 | 71.5011 | 132.6955 | 466.8728
2028 | 7 | 25 | 19 | 68.7768 | 132.3807 | 477.9545
2028 | 7 | 25 | 20 | 63.5326 | 120.8652 | 464.6046
2028 | 7 | 25 | 21 | 58.1232 | 123.5374 | 446.651
2028 | 7 | 25 | 22 | 52.4314 | 116.375 | 412.4733
2028 | 7 | 25 | 23 | 47.5315 | 105.6047 | 369.8619
2028 | 7 | 26 | 0 | 45.4168 | 105.2235 | 342.3761
2028 | 7 | 26 | 1 | 41.0934 | 102.3835 | 317.1456
2028 | 7 | 26 | 2 | 39.8141 | 98.7654 | 306.4087
2028 | 7 | 26 | 3 | 39.1242 | 97.3598 | 299.2837
2028 | 7 | 26 | 4 | 40.1658 | 98.0258 | 299.3223
2028 | 7 | 26 | 5 | 42.1793 | 101.4645 | 304.2542
2028 | 7 | 26 | 6 | 46.1741 | 111.6128 | 317.0269
2028 | 7 | 26 | 7 | 48.331 | 127.4707 | 342.103
2028 | 7 | 26 | 8 | 49.6965 | 137.9108 | 359.253
2028 | 7 | 26 | 9 | 51.6184 | 149.5832 | 367.5708
2028 | 7 | 26 | 10 | 52.939 | 160.4545 | 365.0481
2028 | 7 | 26 | 11 | 54.4133 | 165.1305 | 363.0303
2028 | 7 | 26 | 12 | 55.1765 | 161.7492 | 369.1297
2028 | 7 | 26 | 13 | 55.7448 | 165.2463 | 368.7789
2028 | 7 | 26 | 14 | 56.615 | 162.4665 | 368.3557
2028 | 7 | 26 | 15 | 58.4063 | 158.432 | 371.8934
2028 | 7 | 26 | 16 | 61.7422 | 159.4478 | 386.0338
2028 | 7 | 26 | 17 | 63.823 | 150.9183 | 415.1385
2028 | 7 | 26 | 18 | 63.9975 | 136.1827 | 440.944
2028 | 7 | 26 | 19 | 62.1806 | 133.6198 | 447.9934
2028 | 7 | 26 | 20 | 58.8557 | 123.8898 | 438.9102
2028 | 7 | 26 | 21 | 54.2054 | 126.9908 | 423.4921
2028 | 7 | 26 | 22 | 49.1543 | 118.7685 | 392.8769
2028 | 7 | 26 | 23 | 45.0322 | 107.8624 | 354.099
2028 | 7 | 27 | 0 | 44.1995 | 110.2251 | 333.8553
2028 | 7 | 27 | 1 | 41.4095 | 110.5132 | 315.0774
2028 | 7 | 27 | 2 | 40.215 | 106.5469 | 304.34
2028 | 7 | 27 | 3 | 39.5748 | 104.8768 | 297.3757
2028 | 7 | 27 | 4 | 40.7094 | 104.7646 | 297.8317
2028 | 7 | 27 | 5 | 42.7608 | 108.6766 | 303.3411
2028 | 7 | 27 | 6 | 45.0351 | 119.9778 | 314.6986
2028 | 7 | 27 | 7 | 47.4018 | 135.1859 | 339.4339
2028 | 7 | 27 | 8 | 49.2639 | 149.5736 | 356.025
2028 | 7 | 27 | 9 | 51.5526 | 159.352 | 363.6216
2028 | 7 | 27 | 10 | 53.6777 | 173.2154 | 363.9423
2028 | 7 | 27 | 11 | 55.6874 | 179.5237 | 368.7861
2028 | 7 | 27 | 12 | 56.4713 | 182.8457 | 374.8634
2028 | 7 | 27 | 13 | 57.4094 | 185.6121 | 380.2241
2028 | 7 | 27 | 14 | 58.4598 | 174.5717 | 386.669
2028 | 7 | 27 | 15 | 60.6617 | 166.6999 | 396.311
2028 | 7 | 27 | 16 | 63.9486 | 174.8628 | 412.8435
2028 | 7 | 27 | 17 | 66.2378 | 162.6948 | 444.4575
2028 | 7 | 27 | 18 | 65.4411 | 152.1838 | 461.7878
2028 | 7 | 27 | 19 | 63.7286 | 146.6511 | 473.3206
2028 | 7 | 27 | 20 | 60.9095 | 136.7467 | 462.5535
2028 | 7 | 27 | 21 | 56.3602 | 136.7423 | 446.1921
2028 | 7 | 27 | 22 | 51.243 | 128.2178 | 413.0811
2028 | 7 | 27 | 23 | 47.1064 | 116.7441 | 371.0103
2028 | 7 | 28 | 0 | 44.3198 | 118.8418 | 346.774
2028 | 7 | 28 | 1 | 42.4557 | 115.1172 | 319.7839
2028 | 7 | 28 | 2 | 41.0729 | 110.0405 | 308.3359
2028 | 7 | 28 | 3 | 40.2882 | 108.0919 | 300.8482
2028 | 7 | 28 | 4 | 41.3045 | 107.8632 | 300.7499
2028 | 7 | 28 | 5 | 43.2871 | 110.8804 | 305.1577
2028 | 7 | 28 | 6 | 46.1483 | 118.5289 | 317.0686
2028 | 7 | 28 | 7 | 48.7004 | 134.6437 | 342.171
2028 | 7 | 28 | 8 | 51.0314 | 146.4336 | 357.2062
2028 | 7 | 28 | 9 | 53.6441 | 159.1903 | 361.6764
2028 | 7 | 28 | 10 | 55.6364 | 170.0856 | 359.4094
2028 | 7 | 28 | 11 | 57.4026 | 178.4645 | 361.4794
2028 | 7 | 28 | 12 | 58.3109 | 176.7892 | 361.1119
2028 | 7 | 28 | 13 | 59.2568 | 179.4629 | 365.9673
2028 | 7 | 28 | 14 | 60.2527 | 166.9167 | 373.5595
2028 | 7 | 28 | 15 | 62.1642 | 158.1986 | 384.2294
2028 | 7 | 28 | 16 | 65.1922 | 168.3121 | 404.0493
2028 | 7 | 28 | 17 | 67.1394 | 156.8676 | 439.0636
2028 | 7 | 28 | 18 | 66.3103 | 153.7542 | 463.8115
2028 | 7 | 28 | 19 | 64.1373 | 148.7133 | 478.3901
2028 | 7 | 28 | 20 | 60.6269 | 139.9069 | 465.9988
2028 | 7 | 28 | 21 | 56.0438 | 139.326 | 449.1295
2028 | 7 | 28 | 22 | 51.3385 | 130.4591 | 418.9779
2028 | 7 | 28 | 23 | 47.1982 | 115.8757 | 379.5971
2028 | 7 | 29 | 0 | 43.6805 | 110.7629 | 346.7535
2028 | 7 | 29 | 1 | 41.2354 | 107.8698 | 322.5798
2028 | 7 | 29 | 2 | 39.2933 | 104.484 | 309.7148
2028 | 7 | 29 | 3 | 38.2378 | 102.6237 | 300.7594
2028 | 7 | 29 | 4 | 38.2332 | 102.1725 | 297.4951
2028 | 7 | 29 | 5 | 38.9692 | 102.291 | 296.3931
2028 | 7 | 29 | 6 | 40.1489 | 104.6815 | 291.7263
2028 | 7 | 29 | 7 | 42.9875 | 110.7072 | 311.718
2028 | 7 | 29 | 8 | 47.9605 | 119.0452 | 354.8411
2028 | 7 | 29 | 9 | 53.1541 | 134.8167 | 392.8176
2028 | 7 | 29 | 10 | 56.655 | 152.3537 | 407.4096
2028 | 7 | 29 | 11 | 59.3222 | 160.6828 | 412.3391
2028 | 7 | 29 | 12 | 60.2141 | 160.278 | 401.5511
2028 | 7 | 29 | 13 | 61.5234 | 161.7582 | 401.5758
2028 | 7 | 29 | 14 | 62.7685 | 157.2018 | 401.4717
2028 | 7 | 29 | 15 | 64.8289 | 145.7811 | 408.8606
2028 | 7 | 29 | 16 | 67.7554 | 160.0108 | 423.7978
2028 | 7 | 29 | 17 | 69.7541 | 156.2118 | 451.831
2028 | 7 | 29 | 18 | 65.6042 | 147.7585 | 469.4824
2028 | 7 | 29 | 19 | 62.9829 | 143.4536 | 465.5467
2028 | 7 | 29 | 20 | 58.0492 | 130.6629 | 449.5769
2028 | 7 | 29 | 21 | 53.6779 | 133.4743 | 434.2413
2028 | 7 | 29 | 22 | 49.6006 | 126.481 | 408.7263
2028 | 7 | 29 | 23 | 46.3085 | 119.3734 | 375.8824
2028 | 7 | 30 | 0 | 43.7079 | 114.6171 | 352.1067
2028 | 7 | 30 | 1 | 41.0428 | 112.5245 | 327.3096
2028 | 7 | 30 | 2 | 39.2385 | 108.8642 | 313.7628
2028 | 7 | 30 | 3 | 38.195 | 106.6046 | 304.3142
2028 | 7 | 30 | 4 | 38.1248 | 106.062 | 300.0437
2028 | 7 | 30 | 5 | 38.718 | 105.6853 | 297.0803
2028 | 7 | 30 | 6 | 39.0846 | 105.4149 | 293.0939
2028 | 7 | 30 | 7 | 41.677 | 109.7902 | 307.5024
2028 | 7 | 30 | 8 | 46.5636 | 115.3688 | 339.1932
2028 | 7 | 30 | 9 | 51.861 | 130.2851 | 367.6047
2028 | 7 | 30 | 10 | 56.0904 | 148.3336 | 378.7879
2028 | 7 | 30 | 11 | 59.2007 | 157.2657 | 382.6402
2028 | 7 | 30 | 12 | 60.61 | 156.7325 | 386.0088
2028 | 7 | 30 | 13 | 61.8401 | 160.4447 | 387.5723
2028 | 7 | 30 | 14 | 62.9803 | 157.6546 | 389.5199
2028 | 7 | 30 | 15 | 65.1315 | 146.3883 | 396.6494
2028 | 7 | 30 | 16 | 68.4467 | 163.3989 | 412.894
2028 | 7 | 30 | 17 | 70.9022 | 161.5576 | 445.301
2028 | 7 | 30 | 18 | 73.1305 | 158.6766 | 466.7313
2028 | 7 | 30 | 19 | 70.4927 | 153.032 | 471.0105
2028 | 7 | 30 | 20 | 64.8615 | 143.1046 | 455.2135
2028 | 7 | 30 | 21 | 59.4978 | 145.1508 | 437.7985
2028 | 7 | 30 | 22 | 54.2116 | 137.1203 | 405.9833
2028 | 7 | 30 | 23 | 49.8207 | 128.348 | 366.2681
2028 | 7 | 31 | 0 | 44.8703 | 121.6726 | 345.5795
2028 | 7 | 31 | 1 | 43.6471 | 118.0361 | 317.5203
2028 | 7 | 31 | 2 | 42.1721 | 114.2239 | 306.8867
2028 | 7 | 31 | 3 | 41.4057 | 113.1821 | 299.825
2028 | 7 | 31 | 4 | 42.3416 | 112.9587 | 300.0166
2028 | 7 | 31 | 5 | 44.4363 | 116.9169 | 305.5622
2028 | 7 | 31 | 6 | 48.0815 | 126.3739 | 319.9927
2028 | 7 | 31 | 7 | 51.5898 | 143.8713 | 348.0204
2028 | 7 | 31 | 8 | 55.2586 | 161.3308 | 369.8874
2028 | 7 | 31 | 9 | 59.0083 | 172.4092 | 381.6255
2028 | 7 | 31 | 10 | 62.1327 | 186.833 | 380.8801
2028 | 7 | 31 | 11 | 64.9176 | 195.5317 | 382.401
2028 | 7 | 31 | 12 | 66.3691 | 197.8619 | 382.4713
2028 | 7 | 31 | 13 | 68.2076 | 200.9135 | 385.5126
2028 | 7 | 31 | 14 | 69.9988 | 186.6705 | 389.201
2028 | 7 | 31 | 15 | 72.9965 | 178.6968 | 397.4439
2028 | 7 | 31 | 16 | 76.9671 | 194.2163 | 414.8412
2028 | 7 | 31 | 17 | 79.5282 | 183.2686 | 446.9533
2028 | 7 | 31 | 18 | 79.7107 | 173.394 | 465.6228
2028 | 7 | 31 | 19 | 76.3321 | 166.5268 | 471.9875
2028 | 7 | 31 | 20 | 70.0786 | 156.2065 | 459.5825
2028 | 7 | 31 | 21 | 63.5788 | 152.6001 | 438.7861
2028 | 7 | 31 | 22 | 57.0688 | 142.6633 | 405.0077
2028 | 7 | 31 | 23 | 51.4955 | 131.4919 | 364.5625
2028 | 8 | 1 | 0 | 49.2976 | 130.3444 | 343.1158
2028 | 8 | 1 | 1 | 45.1602 | 119.3657 | 323.5964
2028 | 8 | 1 | 2 | 43.4676 | 114.4989 | 312.6766
2028 | 8 | 1 | 3 | 42.5327 | 112.9757 | 306.2549
2028 | 8 | 1 | 4 | 43.38 | 112.4946 | 306.237
2028 | 8 | 1 | 5 | 45.532 | 115.3305 | 311.7757
2028 | 8 | 1 | 6 | 49.7897 | 120.9968 | 320.6191
2028 | 8 | 1 | 7 | 52.593 | 139.2793 | 345.4524
2028 | 8 | 1 | 8 | 55.5205 | 148.2414 | 369.1693
2028 | 8 | 1 | 9 | 58.8187 | 157.8714 | 386.262
2028 | 8 | 1 | 10 | 61.1416 | 167.674 | 391.0213
2028 | 8 | 1 | 11 | 63.55 | 185.4691 | 389.08
2028 | 8 | 1 | 12 | 64.8907 | 179.8173 | 389.3482
2028 | 8 | 1 | 13 | 65.9182 | 181.9667 | 388.8626
2028 | 8 | 1 | 14 | 67.1495 | 166.2204 | 387.74
2028 | 8 | 1 | 15 | 69.1502 | 156.4839 | 392.213
2028 | 8 | 1 | 16 | 71.7075 | 170.1576 | 408.8016
2028 | 8 | 1 | 17 | 73.0037 | 158.6036 | 440.287
2028 | 8 | 1 | 18 | 73.7002 | 152.5458 | 455.798
2028 | 8 | 1 | 19 | 70.4583 | 146.5875 | 457.459
2028 | 8 | 1 | 20 | 66.2205 | 134.5737 | 447.2861
2028 | 8 | 1 | 21 | 61.4481 | 136.4645 | 431.0884
2028 | 8 | 1 | 22 | 55.2893 | 127.6012 | 395.4287
2028 | 8 | 1 | 23 | 50.1592 | 115.2484 | 355.1731
2028 | 8 | 2 | 0 | 46.8818 | 116.1538 | 329.6628
2028 | 8 | 2 | 1 | 46.0102 | 114.9342 | 318.5698
2028 | 8 | 2 | 2 | 44.2378 | 110.5674 | 307.9775
2028 | 8 | 2 | 3 | 43.2278 | 108.8353 | 301.6942
2028 | 8 | 2 | 4 | 44.0078 | 107.9421 | 301.9181
2028 | 8 | 2 | 5 | 46.2377 | 110.7019 | 307.1921
2028 | 8 | 2 | 6 | 50.5109 | 119.6778 | 320.8196
2028 | 8 | 2 | 7 | 53.5037 | 136.7265 | 344.147
2028 | 8 | 2 | 8 | 56.5196 | 146.7688 | 360.0422
2028 | 8 | 2 | 9 | 60.1632 | 157.5612 | 369.0412
2028 | 8 | 2 | 10 | 63.012 | 167.7308 | 370.2913
2028 | 8 | 2 | 11 | 65.9169 | 179.3856 | 369.2677
2028 | 8 | 2 | 12 | 68.3766 | 177.1587 | 373.5437
2028 | 8 | 2 | 13 | 69.5597 | 178.8348 | 374.1483
2028 | 8 | 2 | 14 | 70.8301 | 167.9499 | 375.2066
2028 | 8 | 2 | 15 | 73.1433 | 160.5851 | 379.0215
2028 | 8 | 2 | 16 | 75.8435 | 169.9712 | 396.7252
2028 | 8 | 2 | 17 | 77.0385 | 158.8726 | 432.8189
2028 | 8 | 2 | 18 | 75.4252 | 140.7676 | 462.0553
2028 | 8 | 2 | 19 | 71.749 | 135.0239 | 467.8703
2028 | 8 | 2 | 20 | 66.3912 | 126.8019 | 458.6662
2028 | 8 | 2 | 21 | 60.6662 | 130.8939 | 442.3926
2028 | 8 | 2 | 22 | 53.9034 | 122.0779 | 404.6475
2028 | 8 | 2 | 23 | 48.9918 | 110.9849 | 362.1768
2028 | 8 | 3 | 0 | 48.7243 | 115.8437 | 338.8808
2028 | 8 | 3 | 1 | 45.2055 | 108.2175 | 318.0336
2028 | 8 | 3 | 2 | 43.316 | 104.4679 | 306.7992
2028 | 8 | 3 | 3 | 42.2416 | 103.1415 | 300.2576
2028 | 8 | 3 | 4 | 42.86 | 102.9529 | 300.6385
2028 | 8 | 3 | 5 | 44.5783 | 105.96 | 306.2714
2028 | 8 | 3 | 6 | 48.0122 | 116.0474 | 316.0749
2028 | 8 | 3 | 7 | 50.4504 | 132.2737 | 339.6419
2028 | 8 | 3 | 8 | 53.0548 | 139.9669 | 355.7447
2028 | 8 | 3 | 9 | 56.0153 | 149.2686 | 363.5669
2028 | 8 | 3 | 10 | 57.8602 | 157.9516 | 364.6719
2028 | 8 | 3 | 11 | 59.6409 | 169.0576 | 368.8939
2028 | 8 | 3 | 12 | 60.2031 | 161.5133 | 374.3268
2028 | 8 | 3 | 13 | 61.313 | 164.6443 | 379.8464
2028 | 8 | 3 | 14 | 63.1432 | 154.5453 | 385.7453
2028 | 8 | 3 | 15 | 65.9117 | 146.555 | 395.0868
2028 | 8 | 3 | 16 | 68.8492 | 153.513 | 416.473
2028 | 8 | 3 | 17 | 70.5224 | 143.1005 | 454.1486
2028 | 8 | 3 | 18 | 68.7838 | 135.9582 | 482.3467
2028 | 8 | 3 | 19 | 65.644 | 133.7614 | 488.9756
2028 | 8 | 3 | 20 | 60.7683 | 121.8453 | 481.5089
2028 | 8 | 3 | 21 | 56.0984 | 125.1857 | 465.2164
2028 | 8 | 3 | 22 | 50.452 | 117.1771 | 427.2671
2028 | 8 | 3 | 23 | 45.7715 | 105.9188 | 383.0544
2028 | 8 | 4 | 0 | 44.1415 | 106.8804 | 347.6271
2028 | 8 | 4 | 1 | 42.4226 | 108.4652 | 323.8213
2028 | 8 | 4 | 2 | 40.9383 | 104.2034 | 311.4179
2028 | 8 | 4 | 3 | 40.1387 | 103.296 | 303.7772
2028 | 8 | 4 | 4 | 40.9715 | 103.7153 | 303.5011
2028 | 8 | 4 | 5 | 42.954 | 106.6693 | 308.7222
2028 | 8 | 4 | 6 | 46.4506 | 112.0015 | 320.987
2028 | 8 | 4 | 7 | 49.0205 | 126.701 | 346.13
2028 | 8 | 4 | 8 | 52.231 | 135.9147 | 367.5637
2028 | 8 | 4 | 9 | 56.0522 | 145.4226 | 381.273
2028 | 8 | 4 | 10 | 58.718 | 154.817 | 384.6522
2028 | 8 | 4 | 11 | 61.1927 | 161.9668 | 385.5334
2028 | 8 | 4 | 12 | 62.4536 | 161.2383 | 402.3005
2028 | 8 | 4 | 13 | 64.2531 | 164.1689 | 406.56
2028 | 8 | 4 | 14 | 66.3145 | 157.663 | 408.3195
2028 | 8 | 4 | 15 | 69.2647 | 147.6802 | 413.8978
2028 | 8 | 4 | 16 | 72.1562 | 150.8402 | 429.819
2028 | 8 | 4 | 17 | 73.9098 | 139.9433 | 458.3882
2028 | 8 | 4 | 18 | 70.3801 | 128.9193 | 481.4671
2028 | 8 | 4 | 19 | 67.084 | 125.0972 | 475.4626
2028 | 8 | 4 | 20 | 62.423 | 121.7255 | 468.2973
2028 | 8 | 4 | 21 | 57.5893 | 126.7899 | 451.9855
2028 | 8 | 4 | 22 | 52.0722 | 118.3237 | 419.9931
2028 | 8 | 4 | 23 | 47.7147 | 104.8019 | 383.0007
2028 | 8 | 5 | 0 | 46.5326 | 106.9092 | 354.237
2028 | 8 | 5 | 1 | 41.971 | 98.5867 | 331.2501
2028 | 8 | 5 | 2 | 39.8915 | 95.0925 | 316.9872
2028 | 8 | 5 | 3 | 38.7438 | 94.2677 | 308.1451
2028 | 8 | 5 | 4 | 38.5563 | 94.2099 | 304.0287
2028 | 8 | 5 | 5 | 39.3812 | 94.4337 | 302.0923
2028 | 8 | 5 | 6 | 41.1343 | 94.2087 | 299.1621
2028 | 8 | 5 | 7 | 43.5713 | 98.3228 | 316.8893
2028 | 8 | 5 | 8 | 48.2888 | 103.7016 | 350.7019
2028 | 8 | 5 | 9 | 53.752 | 111.35 | 378.5437
2028 | 8 | 5 | 10 | 57.453 | 117.7342 | 388.9658
2028 | 8 | 5 | 11 | 60.6788 | 126.6016 | 392.9469
2028 | 8 | 5 | 12 | 62.3715 | 126.9702 | 392.4827
2028 | 8 | 5 | 13 | 63.9096 | 126.9609 | 392.8227
2028 | 8 | 5 | 14 | 65.749 | 128.4143 | 394.3734
2028 | 8 | 5 | 15 | 68.4144 | 119.1726 | 401.4445
2028 | 8 | 5 | 16 | 71.2841 | 121.1246 | 419.7397
2028 | 8 | 5 | 17 | 72.5104 | 117.0603 | 455.6574
2028 | 8 | 5 | 18 | 68.1056 | 104.8034 | 472.6555
2028 | 8 | 5 | 19 | 64.7241 | 101.95 | 471.6673
2028 | 8 | 5 | 20 | 58.9297 | 94.6113 | 457.9897
2028 | 8 | 5 | 21 | 53.7534 | 103.1889 | 444.4448
2028 | 8 | 5 | 22 | 48.6654 | 98.0015 | 414.6107
2028 | 8 | 5 | 23 | 45.3811 | 90.405 | 379.4981
2028 | 8 | 6 | 0 | 45.0334 | 94.3093 | 355.6794
2028 | 8 | 6 | 1 | 41.3776 | 92.1471 | 317.4441
2028 | 8 | 6 | 2 | 39.5288 | 88.9635 | 304.8595
2028 | 8 | 6 | 3 | 38.4984 | 88.7965 | 296.9831
2028 | 8 | 6 | 4 | 38.3629 | 88.9254 | 293.6003
2028 | 8 | 6 | 5 | 39.0744 | 88.6865 | 291.6136
2028 | 8 | 6 | 6 | 40.2273 | 83.7988 | 282.5521
2028 | 8 | 6 | 7 | 42.3483 | 85.1823 | 292.8196
2028 | 8 | 6 | 8 | 46.9333 | 90.7779 | 322.7548
2028 | 8 | 6 | 9 | 52.4633 | 99.334 | 350.9008
2028 | 8 | 6 | 10 | 56.863 | 106.9315 | 361.5222
2028 | 8 | 6 | 11 | 60.5051 | 113.4556 | 361.7777
2028 | 8 | 6 | 12 | 62.8297 | 111.8825 | 363.3
2028 | 8 | 6 | 13 | 64.1667 | 113.4374 | 364.3179
2028 | 8 | 6 | 14 | 65.4497 | 119.0301 | 360.3492
2028 | 8 | 6 | 15 | 67.5517 | 112.6016 | 360.2817
2028 | 8 | 6 | 16 | 70.1329 | 108.8182 | 374.4424
2028 | 8 | 6 | 17 | 71.6051 | 105.9809 | 409.3448
2028 | 8 | 6 | 18 | 72.2541 | 104.4961 | 417.6319
2028 | 8 | 6 | 19 | 69.3391 | 101.6314 | 407.7357
2028 | 8 | 6 | 20 | 64.6868 | 96.4826 | 398.3164
2028 | 8 | 6 | 21 | 59.7764 | 102.7637 | 383.0778
2028 | 8 | 6 | 22 | 54.1304 | 97.9307 | 353.2274
2028 | 8 | 6 | 23 | 49.8687 | 89.7478 | 320.579
2028 | 8 | 7 | 0 | 45.6565 | 91.7028 | 307.2942
2028 | 8 | 7 | 1 | 41.2915 | 91.6236 | 307.5441
2028 | 8 | 7 | 2 | 39.8018 | 89.3333 | 296.825
2028 | 8 | 7 | 3 | 38.9288 | 88.9827 | 291.0012
2028 | 8 | 7 | 4 | 39.0953 | 90.2269 | 291.3672
2028 | 8 | 7 | 5 | 40.3422 | 91.1525 | 291.4878
2028 | 8 | 7 | 6 | 41.7121 | 94.3098 | 290.9668
2028 | 8 | 7 | 7 | 43.9121 | 95.3255 | 302.0777
2028 | 8 | 7 | 8 | 47.6503 | 85.6725 | 328.3011
2028 | 8 | 7 | 9 | 52.9948 | 91.7417 | 359.7071
2028 | 8 | 7 | 10 | 57.5073 | 95.2549 | 372.8111
2028 | 8 | 7 | 11 | 60.7577 | 111.506 | 368.8212
2028 | 8 | 7 | 12 | 62.9349 | 101.3977 | 359.9665
2028 | 8 | 7 | 13 | 65.5391 | 102.6071 | 345.6265
2028 | 8 | 7 | 14 | 66.529 | 93.2171 | 351.9668
2028 | 8 | 7 | 15 | 68.5757 | 89.8321 | 352.1878
2028 | 8 | 7 | 16 | 71.5846 | 98.3339 | 359.3866
2028 | 8 | 7 | 17 | 73.9838 | 98.4561 | 390.3079
2028 | 8 | 7 | 18 | 71.8529 | 91.2239 | 411.183
2028 | 8 | 7 | 19 | 69.2363 | 93.1065 | 419.8628
2028 | 8 | 7 | 20 | 63.9882 | 85.3788 | 413.4551
2028 | 8 | 7 | 21 | 58.8277 | 93.2549 | 404.3412
2028 | 8 | 7 | 22 | 52.9265 | 89.5242 | 370.3042
2028 | 8 | 7 | 23 | 49.1317 | 85.9862 | 333.9349
2028 | 8 | 8 | 0 | 46.8704 | 92.892 | 317.485
2028 | 8 | 8 | 1 | 43.8584 | 90.5864 | 288.68
2028 | 8 | 8 | 2 | 42.4481 | 88.316 | 281.3635
2028 | 8 | 8 | 3 | 41.6992 | 88.1652 | 277.1401
2028 | 8 | 8 | 4 | 42.7136 | 88.7781 | 279.2926
2028 | 8 | 8 | 5 | 45.0892 | 92.0645 | 286.8325
2028 | 8 | 8 | 6 | 48.3382 | 102.8604 | 295.149
2028 | 8 | 8 | 7 | 50.655 | 115.8826 | 319.312
2028 | 8 | 8 | 8 | 52.8448 | 125.8737 | 340.1541
2028 | 8 | 8 | 9 | 55.4303 | 132.6396 | 351.296
2028 | 8 | 8 | 10 | 57.4673 | 140.0063 | 351.3571
2028 | 8 | 8 | 11 | 59.6318 | 141.4045 | 348.3234
2028 | 8 | 8 | 12 | 61.14 | 140.103 | 356.655
2028 | 8 | 8 | 13 | 62.0748 | 144.296 | 354.6956
2028 | 8 | 8 | 14 | 63.2929 | 147.2402 | 354.6597
2028 | 8 | 8 | 15 | 65.333 | 141.653 | 357.8734
2028 | 8 | 8 | 16 | 68.0325 | 137.8754 | 377.2387
2028 | 8 | 8 | 17 | 69.4527 | 130.5057 | 407.4331
2028 | 8 | 8 | 18 | 70.5245 | 126.2547 | 428.5299
2028 | 8 | 8 | 19 | 67.6514 | 125.0452 | 425.0185
2028 | 8 | 8 | 20 | 64.0627 | 117.9608 | 418.7283
2028 | 8 | 8 | 21 | 58.7758 | 121.0386 | 400.5414
2028 | 8 | 8 | 22 | 52.6252 | 113.1364 | 367.1385
2028 | 8 | 8 | 23 | 48.102 | 101.5318 | 332.1999
2028 | 8 | 9 | 0 | 44.5378 | 97.7156 | 314.1384
2028 | 8 | 9 | 1 | 43.5164 | 94.8431 | 287.7588
2028 | 8 | 9 | 2 | 42.1661 | 91.6767 | 280.9407
2028 | 8 | 9 | 3 | 41.4529 | 90.8633 | 276.9905
2028 | 8 | 9 | 4 | 42.4694 | 91.377 | 279.5062
2028 | 8 | 9 | 5 | 44.9647 | 94.8745 | 288.0798
2028 | 8 | 9 | 6 | 48.3226 | 104.6538 | 302.8944
2028 | 8 | 9 | 7 | 50.6809 | 117.9839 | 325.85
2028 | 8 | 9 | 8 | 52.9091 | 127.7402 | 345.3905
2028 | 8 | 9 | 9 | 56.0066 | 136.5179 | 357.7901
2028 | 8 | 9 | 10 | 58.5793 | 142.6938 | 359.8941
2028 | 8 | 9 | 11 | 61.3978 | 144.858 | 354.8856
2028 | 8 | 9 | 12 | 63.3429 | 141.6388 | 348.2167
2028 | 8 | 9 | 13 | 64.5603 | 144.827 | 347.704
2028 | 8 | 9 | 14 | 65.8578 | 146.2118 | 347.3425
2028 | 8 | 9 | 15 | 68.0508 | 140.9327 | 348.293
2028 | 8 | 9 | 16 | 70.7764 | 137.1616 | 367.0792
2028 | 8 | 9 | 17 | 71.9538 | 129.0564 | 399.2064
2028 | 8 | 9 | 18 | 71.4618 | 123.6817 | 408.0966
2028 | 8 | 9 | 19 | 68.8008 | 122.0917 | 416.9235
2028 | 8 | 9 | 20 | 65.6619 | 114.9718 | 416.1447
2028 | 8 | 9 | 21 | 60.3768 | 119.0327 | 401.6033
2028 | 8 | 9 | 22 | 54.0435 | 110.6029 | 368.5211
2028 | 8 | 9 | 23 | 49.4666 | 99.1714 | 333.3979
2028 | 8 | 10 | 0 | 46.532 | 98.124 | 314.0778
2028 | 8 | 10 | 1 | 45.4243 | 95.6176 | 297.0384
2028 | 8 | 10 | 2 | 43.8069 | 92.8021 | 288.9815
2028 | 8 | 10 | 3 | 42.9593 | 91.9869 | 285.4291
2028 | 8 | 10 | 4 | 43.7864 | 92.1124 | 287.4087
2028 | 8 | 10 | 5 | 46.1364 | 95.9986 | 295.1613
2028 | 8 | 10 | 6 | 49.1077 | 112.0511 | 308.1874
2028 | 8 | 10 | 7 | 52.0521 | 124.3371 | 330.5702
2028 | 8 | 10 | 8 | 55.2443 | 136.209 | 342.769
2028 | 8 | 10 | 9 | 59.0709 | 141.7853 | 346.0321
2028 | 8 | 10 | 10 | 62.3725 | 147.0885 | 342.5705
2028 | 8 | 10 | 11 | 65.6229 | 146.89 | 341.6283
2028 | 8 | 10 | 12 | 68.3657 | 142.6039 | 338.2769
2028 | 8 | 10 | 13 | 70.4312 | 145.455 | 342.7387
2028 | 8 | 10 | 14 | 72.6396 | 142.9349 | 346.5527
2028 | 8 | 10 | 15 | 75.6561 | 136.07 | 352.8836
2028 | 8 | 10 | 16 | 78.5981 | 133.8099 | 372.3885
2028 | 8 | 10 | 17 | 80.1121 | 124.0974 | 407.9784
2028 | 8 | 10 | 18 | 79.0644 | 122.6147 | 419.0263
2028 | 8 | 10 | 19 | 75.9356 | 121.0244 | 425.956
2028 | 8 | 10 | 20 | 71.2004 | 115.0299 | 422.655
2028 | 8 | 10 | 21 | 65.3701 | 117.9722 | 407.8822
2028 | 8 | 10 | 22 | 58.6582 | 110.1846 | 375.0154
2028 | 8 | 10 | 23 | 53.1605 | 98.5405 | 338.7246
2028 | 8 | 11 | 0 | 48.5433 | 99.3225 | 325.1269
2028 | 8 | 11 | 1 | 46.2457 | 95.3265 | 299.8242
2028 | 8 | 11 | 2 | 44.3533 | 91.9934 | 290.3327
2028 | 8 | 11 | 3 | 43.2526 | 91.4055 | 285.5071
2028 | 8 | 11 | 4 | 43.8763 | 91.7178 | 286.4962
2028 | 8 | 11 | 5 | 45.9065 | 94.933 | 292.977
2028 | 8 | 11 | 6 | 48.7062 | 103.8148 | 306.3809
2028 | 8 | 11 | 7 | 51.6515 | 116.5758 | 329.4535
2028 | 8 | 11 | 8 | 55.0931 | 127.196 | 342.7551
2028 | 8 | 11 | 9 | 58.9005 | 136.4976 | 347.0188
2028 | 8 | 11 | 10 | 62.0283 | 143.3402 | 342.0914
2028 | 8 | 11 | 11 | 64.9244 | 143.5619 | 338.8242
2028 | 8 | 11 | 12 | 66.5031 | 139.2916 | 342.7543
2028 | 8 | 11 | 13 | 67.9626 | 142.2493 | 345.9752
2028 | 8 | 11 | 14 | 69.4163 | 143.0418 | 349.1552
2028 | 8 | 11 | 15 | 71.5201 | 134.9202 | 356.8602
2028 | 8 | 11 | 16 | 73.7839 | 131.5052 | 376.314
2028 | 8 | 11 | 17 | 74.4501 | 122.3754 | 409.4666
2028 | 8 | 11 | 18 | 70.4661 | 121.3029 | 427.3499
2028 | 8 | 11 | 19 | 67.4205 | 119.2049 | 436.8372
2028 | 8 | 11 | 20 | 64.1259 | 113.9558 | 431.5169
2028 | 8 | 11 | 21 | 59.2546 | 116.3862 | 416.2277
2028 | 8 | 11 | 22 | 53.6758 | 108.5261 | 386.0422
2028 | 8 | 11 | 23 | 49.3583 | 95.4788 | 351.4605
2028 | 8 | 12 | 0 | 47.2662 | 94.5217 | 326.113
2028 | 8 | 12 | 1 | 43.4915 | 88.8935 | 299.9018
2028 | 8 | 12 | 2 | 41.5053 | 85.9813 | 289.0003
2028 | 8 | 12 | 3 | 40.3863 | 85.6645 | 282.3147
2028 | 8 | 12 | 4 | 40.3438 | 84.6632 | 280.5324
2028 | 8 | 12 | 5 | 41.4803 | 85.181 | 280.1089
2028 | 8 | 12 | 6 | 42.2984 | 83.7772 | 273.3537
2028 | 8 | 12 | 7 | 44.6875 | 84.6201 | 287.2672
2028 | 8 | 12 | 8 | 49.0661 | 94.5636 | 320.7189
2028 | 8 | 12 | 9 | 54.1152 | 102.6982 | 347.9011
2028 | 8 | 12 | 10 | 57.952 | 108.4751 | 355.1653
2028 | 8 | 12 | 11 | 61.3016 | 111.0837 | 356.5625
2028 | 8 | 12 | 12 | 63.3494 | 113.0395 | 341.9701
2028 | 8 | 12 | 13 | 64.484 | 112.9548 | 342.2812
2028 | 8 | 12 | 14 | 65.4815 | 116.9704 | 339.2425
2028 | 8 | 12 | 15 | 67.0611 | 111.0824 | 345.6572
2028 | 8 | 12 | 16 | 69.0464 | 104.3425 | 365.2024
2028 | 8 | 12 | 17 | 69.633 | 100.3137 | 402.2612
2028 | 8 | 12 | 18 | 68.9893 | 96.0832 | 418.6557
2028 | 8 | 12 | 19 | 65.9099 | 94.7558 | 419.2553
2028 | 8 | 12 | 20 | 61.1792 | 92.08 | 410.9204
2028 | 8 | 12 | 21 | 55.9536 | 98.9444 | 396.0203
2028 | 8 | 12 | 22 | 50.8805 | 94.1932 | 369.2941
2028 | 8 | 12 | 23 | 47.4853 | 86.1628 | 339.5725
2028 | 8 | 13 | 0 | 43.0205 | 88.6647 | 316.4342
2028 | 8 | 13 | 1 | 41.8312 | 88.2041 | 293.027
2028 | 8 | 13 | 2 | 39.9907 | 85.4707 | 282.9259
2028 | 8 | 13 | 3 | 38.8847 | 85.6615 | 276.801
2028 | 8 | 13 | 4 | 38.6768 | 86.2258 | 275.1277
2028 | 8 | 13 | 5 | 39.395 | 86.5818 | 274.372
2028 | 8 | 13 | 6 | 41.5586 | 88.6915 | 265.7425
2028 | 8 | 13 | 7 | 43.6802 | 91.4978 | 275.388
2028 | 8 | 13 | 8 | 48.345 | 99.553 | 299.8378
2028 | 8 | 13 | 9 | 54.0416 | 106.1244 | 318.3901
2028 | 8 | 13 | 10 | 58.3839 | 113.6321 | 322.9859
2028 | 8 | 13 | 11 | 61.9942 | 118.6951 | 326.2549
2028 | 8 | 13 | 12 | 64.5356 | 117.5862 | 327.4758
2028 | 8 | 13 | 13 | 66.7808 | 119.6917 | 330.9539
2028 | 8 | 13 | 14 | 69.0005 | 125.1202 | 333.3281
2028 | 8 | 13 | 15 | 71.9585 | 119.3963 | 342.3076
2028 | 8 | 13 | 16 | 75.1442 | 116.9311 | 364.4382
2028 | 8 | 13 | 17 | 76.6298 | 114.7236 | 406.7443
2028 | 8 | 13 | 18 | 74.48 | 99.2593 | 427.9763
2028 | 8 | 13 | 19 | 71.4549 | 95.185 | 428.8481
2028 | 8 | 13 | 20 | 66.3751 | 90.0857 | 421.9821
2028 | 8 | 13 | 21 | 60.8857 | 95.7306 | 405.6284
2028 | 8 | 13 | 22 | 54.9979 | 92.1901 | 373.5535
2028 | 8 | 13 | 23 | 50.5794 | 87.4065 | 337.8744
2028 | 8 | 14 | 0 | 46.6412 | 94.4814 | 311.9143
2028 | 8 | 14 | 1 | 44.7655 | 87.5611 | 285.0604
2028 | 8 | 14 | 2 | 43.3158 | 85.5725 | 277.6084
2028 | 8 | 14 | 3 | 42.6062 | 86.044 | 273.7111
2028 | 8 | 14 | 4 | 43.5757 | 87.4207 | 276.3533
2028 | 8 | 14 | 5 | 46.0454 | 91.2309 | 284.9359
2028 | 8 | 14 | 6 | 50.3545 | 107.2171 | 299.4209
2028 | 8 | 14 | 7 | 53.4759 | 120.9006 | 322.9847
2028 | 8 | 14 | 8 | 56.9146 | 132.6357 | 337.8049
2028 | 8 | 14 | 9 | 60.6922 | 137.8176 | 342.9335
2028 | 8 | 14 | 10 | 63.639 | 139.2594 | 337.9278
2028 | 8 | 14 | 11 | 66.4427 | 139.7469 | 335.1592
2028 | 8 | 14 | 12 | 68.9339 | 133.3076 | 333.1786
2028 | 8 | 14 | 13 | 71.1134 | 134.5598 | 333.6613
2028 | 8 | 14 | 14 | 73.3265 | 131.1059 | 333.5127
2028 | 8 | 14 | 15 | 76.377 | 125.3549 | 337.7573
2028 | 8 | 14 | 16 | 79.6697 | 122.6839 | 358.3029
2028 | 8 | 14 | 17 | 81.1953 | 115.1332 | 394.9848
2028 | 8 | 14 | 18 | 79.2212 | 109.0482 | 412.3446
2028 | 8 | 14 | 19 | 75.606 | 108.372 | 411.0117
2028 | 8 | 14 | 20 | 70.5671 | 100.6739 | 406.4474
2028 | 8 | 14 | 21 | 64.6417 | 103.5224 | 386.3346
2028 | 8 | 14 | 22 | 57.9681 | 96.6028 | 353.4186
2028 | 8 | 14 | 23 | 52.3953 | 87.6154 | 319.9437
2028 | 8 | 15 | 0 | 47.9679 | 89.3558 | 308.8694
2028 | 8 | 15 | 1 | 46.3225 | 92.1056 | 292.4013
2028 | 8 | 15 | 2 | 44.6259 | 89.8379 | 283.8693
2028 | 8 | 15 | 3 | 43.6354 | 89.5403 | 279.0773
2028 | 8 | 15 | 4 | 44.4879 | 89.3977 | 280.5652
2028 | 8 | 15 | 5 | 46.8243 | 93.2376 | 288.199
2028 | 8 | 15 | 6 | 50.0049 | 105.3882 | 303.1794
2028 | 8 | 15 | 7 | 52.9831 | 118.7423 | 326.6441
2028 | 8 | 15 | 8 | 56.2295 | 132.5188 | 340.9666
2028 | 8 | 15 | 9 | 59.7625 | 139.8503 | 344.7458
2028 | 8 | 15 | 10 | 62.7949 | 149.4698 | 341.2829
2028 | 8 | 15 | 11 | 65.7326 | 149.3 | 340.8411
2028 | 8 | 15 | 12 | 68.8643 | 146.2273 | 343.4647
2028 | 8 | 15 | 13 | 71.144 | 149.8347 | 346.2104
2028 | 8 | 15 | 14 | 73.5035 | 151.6785 | 349.3849
2028 | 8 | 15 | 15 | 76.6681 | 144.527 | 356.2244
2028 | 8 | 15 | 16 | 79.9813 | 142.305 | 376.9933
2028 | 8 | 15 | 17 | 81.7269 | 133.6139 | 412.5055
2028 | 8 | 15 | 18 | 79.0269 | 120.7478 | 431.7632
2028 | 8 | 15 | 19 | 75.5573 | 116.3932 | 439.8788
2028 | 8 | 15 | 20 | 70.7758 | 113.4424 | 434.7476
2028 | 8 | 15 | 21 | 64.6066 | 115.1023 | 415.1761
2028 | 8 | 15 | 22 | 57.8015 | 107.6154 | 379.3801
2028 | 8 | 15 | 23 | 52.4245 | 98.6481 | 341.4052
2028 | 8 | 16 | 0 | 47.6792 | 101.7298 | 324.405
2028 | 8 | 16 | 1 | 46.5784 | 105.4912 | 309.7956
2028 | 8 | 16 | 2 | 44.7941 | 101.3604 | 300.2928
2028 | 8 | 16 | 3 | 43.7231 | 100.1205 | 294.1943
2028 | 8 | 16 | 4 | 44.468 | 100.0509 | 294.7806
2028 | 8 | 16 | 5 | 46.7583 | 104.4233 | 301.7554
2028 | 8 | 16 | 6 | 50.1535 | 117.0975 | 315.5184
2028 | 8 | 16 | 7 | 53.1918 | 131.0056 | 340.8969
2028 | 8 | 16 | 8 | 56.4193 | 143.7078 | 362.4542
2028 | 8 | 16 | 9 | 60.1112 | 150.5342 | 373.7727
2028 | 8 | 16 | 10 | 63.2985 | 158.1038 | 375.2163
2028 | 8 | 16 | 11 | 66.308 | 164.1948 | 376.8297
2028 | 8 | 16 | 12 | 68.8595 | 169.098 | 372.1718
2028 | 8 | 16 | 13 | 70.8013 | 172.7166 | 378.6606
2028 | 8 | 16 | 14 | 72.6777 | 166.6229 | 385.2557
2028 | 8 | 16 | 15 | 75.3588 | 157.8801 | 394.3632
2028 | 8 | 16 | 16 | 78.2981 | 161.0344 | 418.1556
2028 | 8 | 16 | 17 | 79.4614 | 150.0712 | 455.23
2028 | 8 | 16 | 18 | 78.158 | 137.5475 | 468.4574
2028 | 8 | 16 | 19 | 74.9764 | 132.1682 | 473.6756
2028 | 8 | 16 | 20 | 70.8933 | 126.8759 | 468.4016
2028 | 8 | 16 | 21 | 64.9001 | 127.6403 | 447.3034
2028 | 8 | 16 | 22 | 58.0813 | 118.2581 | 408.0854
2028 | 8 | 16 | 23 | 52.7841 | 108.2471 | 366.6997
2028 | 8 | 17 | 0 | 48.7845 | 109.9695 | 338.2122
2028 | 8 | 17 | 1 | 46.2165 | 109.3282 | 325.8829
2028 | 8 | 17 | 2 | 44.4876 | 105.3729 | 313.8696
2028 | 8 | 17 | 3 | 43.51 | 103.7887 | 306.2598
2028 | 8 | 17 | 4 | 44.2481 | 102.3147 | 305.6949
2028 | 8 | 17 | 5 | 46.4835 | 106.7212 | 311.7599
2028 | 8 | 17 | 6 | 50.3684 | 117.5367 | 329.8562
2028 | 8 | 17 | 7 | 52.9942 | 130.2933 | 356.7179
2028 | 8 | 17 | 8 | 55.7013 | 147.487 | 377.8919
2028 | 8 | 17 | 9 | 58.8796 | 156.0671 | 387.541
2028 | 8 | 17 | 10 | 61.4667 | 167.3913 | 387.3571
2028 | 8 | 17 | 11 | 63.9674 | 171.5954 | 390.4544
2028 | 8 | 17 | 12 | 65.6433 | 174.4558 | 408.7387
2028 | 8 | 17 | 13 | 66.9106 | 179.8687 | 412.7272
2028 | 8 | 17 | 14 | 68.2698 | 173.891 | 416.5563
2028 | 8 | 17 | 15 | 70.4538 | 162.674 | 424.6552
2028 | 8 | 17 | 16 | 72.8565 | 171.549 | 441.949
2028 | 8 | 17 | 17 | 73.6171 | 159.2792 | 469.7258
2028 | 8 | 17 | 18 | 70.5545 | 156.5749 | 476.1288
2028 | 8 | 17 | 19 | 67.7096 | 149.8576 | 469.6624
2028 | 8 | 17 | 20 | 64.4588 | 142.7704 | 465.7745
2028 | 8 | 17 | 21 | 59.1716 | 139.1666 | 444.5127
2028 | 8 | 17 | 22 | 53.1788 | 129.4269 | 408.1324
2028 | 8 | 17 | 23 | 48.9003 | 117.6966 | 369.8233
2028 | 8 | 18 | 0 | 47.2675 | 113.7665 | 355.3376
2028 | 8 | 18 | 1 | 45.8497 | 111.7332 | 316.4981
2028 | 8 | 18 | 2 | 44.1813 | 107.1772 | 305.4948
2028 | 8 | 18 | 3 | 43.2208 | 105.5906 | 297.8684
2028 | 8 | 18 | 4 | 44.0076 | 103.6299 | 297.3854
2028 | 8 | 18 | 5 | 46.3167 | 107.054 | 303.3169
2028 | 8 | 18 | 6 | 49.9326 | 118.2328 | 321.1906
2028 | 8 | 18 | 7 | 52.7389 | 132.5829 | 342.7372
2028 | 8 | 18 | 8 | 55.957 | 148.2991 | 352.6839
2028 | 8 | 18 | 9 | 59.6239 | 159.1786 | 348.751
2028 | 8 | 18 | 10 | 62.5867 | 171.0701 | 337.178
2028 | 8 | 18 | 11 | 65.3046 | 178.1636 | 329.2511
2028 | 8 | 18 | 12 | 68.0123 | 179.1461 | 325.9972
2028 | 8 | 18 | 13 | 69.9906 | 183.9218 | 320.2884
2028 | 8 | 18 | 14 | 71.8659 | 174.9817 | 316.6519
2028 | 8 | 18 | 15 | 74.398 | 161.2723 | 317.6945
2028 | 8 | 18 | 16 | 76.9302 | 171.7777 | 336.3758
2028 | 8 | 18 | 17 | 77.8144 | 158.768 | 372.8227
2028 | 8 | 18 | 18 | 78.5192 | 154.4117 | 396.1175
2028 | 8 | 18 | 19 | 75.1695 | 146.0538 | 411.0067
2028 | 8 | 18 | 20 | 70.6287 | 139.9383 | 410.4332
2028 | 8 | 18 | 21 | 64.6641 | 135.9628 | 393.2422
2028 | 8 | 18 | 22 | 58.4278 | 126.478 | 365.4155
2028 | 8 | 18 | 23 | 53.2744 | 114.3092 | 335.2504
2028 | 8 | 19 | 0 | 47.2139 | 111.595 | 319.2769
2028 | 8 | 19 | 1 | 45.2845 | 109.6857 | 288.9917
2028 | 8 | 19 | 2 | 42.9789 | 106.3601 | 280.0656
2028 | 8 | 19 | 3 | 41.5906 | 104.2364 | 274.4279
2028 | 8 | 19 | 4 | 41.3128 | 102.3908 | 273.4894
2028 | 8 | 19 | 5 | 42.2319 | 102.9495 | 275.2583
2028 | 8 | 19 | 6 | 44.8007 | 106.7668 | 278.0386
2028 | 8 | 19 | 7 | 47.9353 | 110.9715 | 289.1723
2028 | 8 | 19 | 8 | 53.6791 | 121.0847 | 306.5989
2028 | 8 | 19 | 9 | 60.3302 | 135.5616 | 314.0817
2028 | 8 | 19 | 10 | 65.4293 | 153.2055 | 311.7553
2028 | 8 | 19 | 11 | 69.5793 | 161.5975 | 318.4526
2028 | 8 | 19 | 12 | 71.9374 | 164.3826 | 321.8711
2028 | 8 | 19 | 13 | 74.1901 | 167.1857 | 321.2618
2028 | 8 | 19 | 14 | 76.0421 | 162.3173 | 314.6316
2028 | 8 | 19 | 15 | 78.4379 | 144.3975 | 316.9432
2028 | 8 | 19 | 16 | 80.9065 | 162.8222 | 334.1218
2028 | 8 | 19 | 17 | 81.2595 | 157.7491 | 372.4029
2028 | 8 | 19 | 18 | 80.5226 | 146.6365 | 387.6645
2028 | 8 | 19 | 19 | 76.7571 | 139.5552 | 396.0989
2028 | 8 | 19 | 20 | 70.376 | 131.6283 | 392.9683
2028 | 8 | 19 | 21 | 63.7339 | 133.4691 | 375.8195
2028 | 8 | 19 | 22 | 57.6094 | 125.1452 | 349.2709
2028 | 8 | 19 | 23 | 53.2943 | 119.3707 | 321.5822
2028 | 8 | 20 | 0 | 50.1054 | 115.6276 | 303.584
2028 | 8 | 20 | 1 | 45.9933 | 107.5889 | 289.8281
2028 | 8 | 20 | 2 | 43.6275 | 103.9343 | 280.7374
2028 | 8 | 20 | 3 | 42.131 | 101.9533 | 274.8592
2028 | 8 | 20 | 4 | 41.6847 | 99.9287 | 273.4344
2028 | 8 | 20 | 5 | 42.3904 | 100.107 | 274.3901
2028 | 8 | 20 | 6 | 44.4807 | 102.8289 | 269.4054
2028 | 8 | 20 | 7 | 47.4651 | 102.9642 | 278.1295
2028 | 8 | 20 | 8 | 53.5617 | 108.9589 | 300.0633
2028 | 8 | 20 | 9 | 60.6976 | 118.5441 | 315.5089
2028 | 8 | 20 | 10 | 66.31 | 129.8414 | 316.3542
2028 | 8 | 20 | 11 | 70.7047 | 136.9806 | 318.1835
2028 | 8 | 20 | 12 | 73.8371 | 140.2596 | 309.3595
2028 | 8 | 20 | 13 | 76.6707 | 143.6009 | 310.9076
2028 | 8 | 20 | 14 | 79.128 | 143.0795 | 315.7801
2028 | 8 | 20 | 15 | 82.4848 | 128.806 | 327.7136
2028 | 8 | 20 | 16 | 85.9348 | 139.4336 | 352.7103
2028 | 8 | 20 | 17 | 87.4231 | 135.687 | 399.3198
2028 | 8 | 20 | 18 | 84.9188 | 134.1442 | 431.431
2028 | 8 | 20 | 19 | 81.1629 | 128.0667 | 436.4914
2028 | 8 | 20 | 20 | 74.5016 | 123.6148 | 430.0421
2028 | 8 | 20 | 21 | 67.2187 | 123.9867 | 409.8399
2028 | 8 | 20 | 22 | 60.2722 | 115.9228 | 376.4798
2028 | 8 | 20 | 23 | 55.2203 | 108.9065 | 340.5991
2028 | 8 | 21 | 0 | 51.236 | 108.1748 | 316.9843
2028 | 8 | 21 | 1 | 48.5053 | 111.4085 | 297.9298
2028 | 8 | 21 | 2 | 46.6349 | 108.2338 | 289.0486
2028 | 8 | 21 | 3 | 45.6241 | 107.8035 | 283.4691
2028 | 8 | 21 | 4 | 46.2876 | 107.1876 | 285.1177
2028 | 8 | 21 | 5 | 48.8203 | 111.9734 | 293.6328
2028 | 8 | 21 | 6 | 52.8433 | 121.7158 | 308.9241
2028 | 8 | 21 | 7 | 56.8835 | 135.9982 | 335.3241
2028 | 8 | 21 | 8 | 61.9054 | 155.3055 | 355.4
2028 | 8 | 21 | 9 | 67.1509 | 163.4336 | 363.459
2028 | 8 | 21 | 10 | 71.6311 | 175.2035 | 362.9253
2028 | 8 | 21 | 11 | 75.7458 | 179.1009 | 368.777
2028 | 8 | 21 | 12 | 78.5115 | 180.9044 | 370.5384
2028 | 8 | 21 | 13 | 81.1795 | 185.0473 | 378.4851
2028 | 8 | 21 | 14 | 83.4779 | 175.8175 | 387.0539
2028 | 8 | 21 | 15 | 86.7145 | 165.0559 | 398.8649
2028 | 8 | 21 | 16 | 89.8728 | 175.7006 | 424.5424
2028 | 8 | 21 | 17 | 90.8536 | 164.6463 | 462.3184
2028 | 8 | 21 | 18 | 87.8438 | 156.4726 | 480.7539
2028 | 8 | 21 | 19 | 83.3485 | 149.3588 | 480.7846
2028 | 8 | 21 | 20 | 76.9843 | 144.5066 | 476.9074
2028 | 8 | 21 | 21 | 69.2632 | 140.1356 | 451.5667
2028 | 8 | 21 | 22 | 61.3495 | 130.3472 | 411.9098
2028 | 8 | 21 | 23 | 55.554 | 121.4332 | 371.7239
2028 | 8 | 22 | 0 | 53.7006 | 123.2181 | 342.7202
2028 | 8 | 22 | 1 | 49.6451 | 113.0814 | 321.525
2028 | 8 | 22 | 2 | 47.5823 | 108.6064 | 309.9011
2028 | 8 | 22 | 3 | 46.3512 | 107.2292 | 301.9721
2028 | 8 | 22 | 4 | 46.9452 | 106.8928 | 301.4389
2028 | 8 | 22 | 5 | 49.3361 | 111.4448 | 307.9239
2028 | 8 | 22 | 6 | 51.8934 | 123.4671 | 323.4291
2028 | 8 | 22 | 7 | 55.4755 | 138.0517 | 351.0564
2028 | 8 | 22 | 8 | 59.7148 | 149.7733 | 375.4974
2028 | 8 | 22 | 9 | 63.8866 | 155.5082 | 386.4895
2028 | 8 | 22 | 10 | 67.455 | 161.7125 | 385.7065
2028 | 8 | 22 | 11 | 70.6281 | 171.3579 | 388.2485
2028 | 8 | 22 | 12 | 73.3975 | 169.3569 | 388.7911
2028 | 8 | 22 | 13 | 75.5898 | 172.7224 | 392.5218
2028 | 8 | 22 | 14 | 77.8929 | 159.4668 | 397.7636
2028 | 8 | 22 | 15 | 80.99 | 150.8071 | 407.2906
2028 | 8 | 22 | 16 | 84.1625 | 160.644 | 431.863
2028 | 8 | 22 | 17 | 85.4362 | 150.6247 | 466.6874
2028 | 8 | 22 | 18 | 79.9583 | 137.1167 | 493.2416
2028 | 8 | 22 | 19 | 75.7897 | 131.907 | 494.9288
2028 | 8 | 22 | 20 | 69.8226 | 124.5654 | 489.7083
2028 | 8 | 22 | 21 | 62.6463 | 122.4487 | 463.6948
2028 | 8 | 22 | 22 | 55.5199 | 114.3192 | 423.2364
2028 | 8 | 22 | 23 | 50.5486 | 106.5132 | 381.5064
2028 | 8 | 23 | 0 | 49.0582 | 111.1363 | 349.3257
2028 | 8 | 23 | 1 | 45.6022 | 102.1009 | 326.3552
2028 | 8 | 23 | 2 | 43.915 | 98.4921 | 314.7405
2028 | 8 | 23 | 3 | 42.873 | 97.0002 | 306.5244
2028 | 8 | 23 | 4 | 43.6285 | 96.7134 | 305.9988
2028 | 8 | 23 | 5 | 45.8148 | 101.0475 | 312.4189
2028 | 8 | 23 | 6 | 49.2776 | 111.624 | 325.2176
2028 | 8 | 23 | 7 | 51.7061 | 124.405 | 350.0741
2028 | 8 | 23 | 8 | 54.312 | 134.2027 | 374.6774
2028 | 8 | 23 | 9 | 57.1424 | 140.2397 | 388.425
2028 | 8 | 23 | 10 | 59.0569 | 142.1609 | 387.4502
2028 | 8 | 23 | 11 | 60.6732 | 142.8248 | 386.5626
2028 | 8 | 23 | 12 | 61.4119 | 142.9338 | 382.3714
2028 | 8 | 23 | 13 | 62.7613 | 144.3687 | 389.9246
2028 | 8 | 23 | 14 | 64.4806 | 136.4793 | 397.366
2028 | 8 | 23 | 15 | 67.2338 | 131.57 | 408.7268
2028 | 8 | 23 | 16 | 70.4484 | 132.3021 | 433.9744
2028 | 8 | 23 | 17 | 72.0575 | 123.5414 | 469.6412
2028 | 8 | 23 | 18 | 70.1412 | 115.1263 | 463.6371
2028 | 8 | 23 | 19 | 66.7318 | 112.0337 | 465.4412
2028 | 8 | 23 | 20 | 61.7421 | 108.1953 | 460.4733
2028 | 8 | 23 | 21 | 55.6697 | 108.7945 | 436.4781
2028 | 8 | 23 | 22 | 49.5592 | 101.5942 | 398.1062
2028 | 8 | 23 | 23 | 45.2525 | 94.1105 | 359.3049
2028 | 8 | 24 | 0 | 44.3365 | 98.2542 | 340.2232
2028 | 8 | 24 | 1 | 42.6223 | 94.1723 | 309.9259
2028 | 8 | 24 | 2 | 41.3093 | 91.7428 | 300.6354
2028 | 8 | 24 | 3 | 40.612 | 90.9393 | 294.1673
2028 | 8 | 24 | 4 | 41.5355 | 90.8947 | 295.2111
2028 | 8 | 24 | 5 | 43.7951 | 95.5473 | 302.4142
2028 | 8 | 24 | 6 | 46.7257 | 106.0206 | 316.1986
2028 | 8 | 24 | 7 | 49.1315 | 117.3715 | 338.8122
2028 | 8 | 24 | 8 | 51.9368 | 130.2175 | 352.0128
2028 | 8 | 24 | 9 | 55.405 | 138.9203 | 350.3063
2028 | 8 | 24 | 10 | 58.2368 | 147.9952 | 339.5611
2028 | 8 | 24 | 11 | 60.8628 | 144.9962 | 334.7512
2028 | 8 | 24 | 12 | 62.782 | 139.7711 | 323.586
2028 | 8 | 24 | 13 | 65.0768 | 144.4787 | 319.3225
2028 | 8 | 24 | 14 | 67.7268 | 145.4598 | 318.5977
2028 | 8 | 24 | 15 | 71.4567 | 140.2668 | 323.4635
2028 | 8 | 24 | 16 | 75.0671 | 138.2956 | 343.3141
2028 | 8 | 24 | 17 | 77.2107 | 130.4908 | 381.4548
2028 | 8 | 24 | 18 | 76.0526 | 123.052 | 405.6941
2028 | 8 | 24 | 19 | 73.0799 | 121.9534 | 419.4158
2028 | 8 | 24 | 20 | 67.7959 | 116.8746 | 420.6084
2028 | 8 | 24 | 21 | 61.1797 | 116.1291 | 400.2887
2028 | 8 | 24 | 22 | 54.6755 | 108.3854 | 368.2619
2028 | 8 | 24 | 23 | 49.7917 | 100.5164 | 334.4059
2028 | 8 | 25 | 0 | 46.5419 | 100.3298 | 313.723
2028 | 8 | 25 | 1 | 44.3106 | 93.1482 | 289.6547
2028 | 8 | 25 | 2 | 42.6946 | 89.7701 | 282.1576
2028 | 8 | 25 | 3 | 41.7877 | 89.1801 | 277.4318
2028 | 8 | 25 | 4 | 42.5379 | 89.6446 | 280.0715
2028 | 8 | 25 | 5 | 44.7263 | 93.7484 | 288.5808
2028 | 8 | 25 | 6 | 47.9161 | 103.6788 | 307.5577
2028 | 8 | 25 | 7 | 50.8117 | 114.7777 | 327.1371
2028 | 8 | 25 | 8 | 54.3444 | 125.9119 | 331.0158
2028 | 8 | 25 | 9 | 58.4382 | 134.3127 | 322.8743
2028 | 8 | 25 | 10 | 61.6844 | 140.6929 | 312.8823
2028 | 8 | 25 | 11 | 64.6739 | 139.6382 | 310.0346
2028 | 8 | 25 | 12 | 67.1826 | 138.4117 | 309.5771
2028 | 8 | 25 | 13 | 69.7031 | 142.3058 | 308.8017
2028 | 8 | 25 | 14 | 72.2805 | 142.0445 | 310.1928
2028 | 8 | 25 | 15 | 75.5889 | 134.7299 | 313.2842
2028 | 8 | 25 | 16 | 78.8396 | 130.8973 | 330.9976
2028 | 8 | 25 | 17 | 80.2732 | 122.4331 | 368.6828
2028 | 8 | 25 | 18 | 76.8202 | 109.6659 | 396.9305
2028 | 8 | 25 | 19 | 73.6452 | 108.0146 | 410.8114
2028 | 8 | 25 | 20 | 68.23 | 105.0334 | 412.3743
2028 | 8 | 25 | 21 | 61.7327 | 106.2435 | 392.9195
2028 | 8 | 25 | 22 | 55.6204 | 98.6009 | 363.8379
2028 | 8 | 25 | 23 | 50.628 | 89.577 | 333.97
2028 | 8 | 26 | 0 | 47.4808 | 93.263 | 316.3038
2028 | 8 | 26 | 1 | 43.9358 | 88.6902 | 284.8426
2028 | 8 | 26 | 2 | 41.7183 | 85.4956 | 276.1176
2028 | 8 | 26 | 3 | 40.4499 | 85.0506 | 270.5955
2028 | 8 | 26 | 4 | 40.2435 | 84.4253 | 269.7697
2028 | 8 | 26 | 5 | 41.2071 | 86.0189 | 271.8783
2028 | 8 | 26 | 6 | 42.9299 | 84.1868 | 271.5833
2028 | 8 | 26 | 7 | 45.9585 | 85.6679 | 285.0211
2028 | 8 | 26 | 8 | 51.508 | 94.989 | 309.0969
2028 | 8 | 26 | 9 | 57.6994 | 101.5158 | 322.613
2028 | 8 | 26 | 10 | 62.4666 | 104.9326 | 318.6784
2028 | 8 | 26 | 11 | 66.2396 | 107.32 | 316.7374
2028 | 8 | 26 | 12 | 68.6839 | 102.4447 | 311.9486
2028 | 8 | 26 | 13 | 70.7335 | 102.3973 | 308.1363
2028 | 8 | 26 | 14 | 72.4148 | 107.5802 | 305.9969
2028 | 8 | 26 | 15 | 74.9696 | 102.6467 | 312.9034
2028 | 8 | 26 | 16 | 77.6309 | 93.8133 | 330.3978
2028 | 8 | 26 | 17 | 78.6554 | 90.4435 | 367.3746
2028 | 8 | 26 | 18 | 75.029 | 78.9677 | 389.2034
2028 | 8 | 26 | 19 | 71.7421 | 77.5486 | 389.7376
2028 | 8 | 26 | 20 | 65.8979 | 73.6015 | 385.3384
2028 | 8 | 26 | 21 | 59.6277 | 78.4644 | 367.4228
2028 | 8 | 26 | 22 | 54.0807 | 74.6833 | 344.6009
2028 | 8 | 26 | 23 | 50.247 | 71.6688 | 320.0467
2028 | 8 | 27 | 0 | 47.6885 | 86.1785 | 304.2872
2028 | 8 | 27 | 1 | 44.4229 | 81.4055 | 282.4522
2028 | 8 | 27 | 2 | 42.3232 | 78.8363 | 274.632
2028 | 8 | 27 | 3 | 41.067 | 79.0177 | 269.4129
2028 | 8 | 27 | 4 | 40.7585 | 78.1942 | 268.9681
2028 | 8 | 27 | 5 | 41.6487 | 78.2361 | 270.0137
2028 | 8 | 27 | 6 | 43.9106 | 83.8692 | 263.1441
2028 | 8 | 27 | 7 | 46.9572 | 83.9696 | 273.7817
2028 | 8 | 27 | 8 | 52.9702 | 93.3429 | 300.8849
2028 | 8 | 27 | 9 | 60.1113 | 98.2103 | 322.0352
2028 | 8 | 27 | 10 | 65.9343 | 100.862 | 325.3617
2028 | 8 | 27 | 11 | 70.5133 | 99.7071 | 325.1443
2028 | 8 | 27 | 12 | 73.4662 | 94.4723 | 325.2386
2028 | 8 | 27 | 13 | 75.9954 | 95.2631 | 323.1938
2028 | 8 | 27 | 14 | 77.9818 | 103.0605 | 321.0494
2028 | 8 | 27 | 15 | 81.0033 | 102.8912 | 326.9653
2028 | 8 | 27 | 16 | 84.1401 | 91.8221 | 344.3617
2028 | 8 | 27 | 17 | 85.2202 | 90.3392 | 379.9351
2028 | 8 | 27 | 18 | 78.7602 | 91.2234 | 398.3714
2028 | 8 | 27 | 19 | 75.5013 | 89.923 | 394.0633
2028 | 8 | 27 | 20 | 69.6433 | 89.6657 | 389.681
2028 | 8 | 27 | 21 | 63.0553 | 90.7288 | 368.736
2028 | 8 | 27 | 22 | 56.7018 | 86.7349 | 339.4498
2028 | 8 | 27 | 23 | 52.4008 | 83.2688 | 309.9125
2028 | 8 | 28 | 0 | 51.3455 | 84.8411 | 285.3112
2028 | 8 | 28 | 1 | 46.3303 | 85.1055 | 285.2907
2028 | 8 | 28 | 2 | 44.6659 | 83.5874 | 278.4737
2028 | 8 | 28 | 3 | 43.8038 | 84.4568 | 274.0621
2028 | 8 | 28 | 4 | 44.5879 | 86.6538 | 276.723
2028 | 8 | 28 | 5 | 47.0442 | 90.9095 | 286.6819
2028 | 8 | 28 | 6 | 51.3453 | 107.4031 | 301.5926
2028 | 8 | 28 | 7 | 54.6422 | 120.2633 | 329.715
2028 | 8 | 28 | 8 | 58.1344 | 135.1444 | 353.729
2028 | 8 | 28 | 9 | 61.4507 | 140.0153 | 367.549
2028 | 8 | 28 | 10 | 63.8317 | 143.6454 | 367.4458
2028 | 8 | 28 | 11 | 65.7765 | 137.1363 | 368.2317
2028 | 8 | 28 | 12 | 66.9937 | 132.8277 | 364.9898
2028 | 8 | 28 | 13 | 68.5542 | 134.605 | 370.0243
2028 | 8 | 28 | 14 | 70.2212 | 132.1513 | 373.9989
2028 | 8 | 28 | 15 | 73.033 | 129.783 | 382.0934
2028 | 8 | 28 | 16 | 76.2557 | 125.13 | 402.9786
2028 | 8 | 28 | 17 | 77.493 | 119.0954 | 435.5149
2028 | 8 | 28 | 18 | 73.8901 | 112.0286 | 450.7089
2028 | 8 | 28 | 19 | 70.3233 | 112.4879 | 452.1744
2028 | 8 | 28 | 20 | 64.5087 | 110.7357 | 448.5399
2028 | 8 | 28 | 21 | 57.7877 | 110.8294 | 422.802
2028 | 8 | 28 | 22 | 51.2607 | 103.0825 | 386.1289
2028 | 8 | 28 | 23 | 46.5664 | 97.3002 | 349.3974
2028 | 8 | 29 | 0 | 45.7388 | 95.7841 | 317.4241
2028 | 8 | 29 | 1 | 42.4475 | 87.6199 | 301.0927
2028 | 8 | 29 | 2 | 41.1451 | 85.1515 | 292.3008
2028 | 8 | 29 | 3 | 40.4047 | 84.9452 | 286.5897
2028 | 8 | 29 | 4 | 41.2567 | 86.2127 | 287.3776
2028 | 8 | 29 | 5 | 43.2896 | 90.5921 | 294.6613
2028 | 8 | 29 | 6 | 46.0194 | 105.5993 | 314.3196
2028 | 8 | 29 | 7 | 48.1093 | 117.6666 | 340.5777
2028 | 8 | 29 | 8 | 49.9734 | 129.3018 | 351.6186
2028 | 8 | 29 | 9 | 51.7748 | 133.356 | 348.9586
2028 | 8 | 29 | 10 | 53.2686 | 136.8859 | 338.8617
2028 | 8 | 29 | 11 | 54.4063 | 134.2995 | 335.7527
2028 | 8 | 29 | 12 | 53.8995 | 133.753 | 324.1695
2028 | 8 | 29 | 13 | 54.6349 | 136.1883 | 326.0179
2028 | 8 | 29 | 14 | 55.6914 | 134.1614 | 333.3668
2028 | 8 | 29 | 15 | 58.0944 | 133.1014 | 345.2417
2028 | 8 | 29 | 16 | 61.0547 | 128.0064 | 372.704
2028 | 8 | 29 | 17 | 63.0387 | 121.6803 | 415.9285
2028 | 8 | 29 | 18 | 62.251 | 113.378 | 431.8935
2028 | 8 | 29 | 19 | 60.0266 | 112.5425 | 443.3688
2028 | 8 | 29 | 20 | 56.8528 | 111.1072 | 435.743
2028 | 8 | 29 | 21 | 51.6642 | 111.7907 | 409.1893
2028 | 8 | 29 | 22 | 46.3709 | 104.2155 | 372.0121
2028 | 8 | 29 | 23 | 42.9471 | 96.8929 | 334.5163
2028 | 8 | 30 | 0 | 42.1494 | 95.3403 | 315.8984
2028 | 8 | 30 | 1 | 39.0413 | 88.4593 | 298.58
2028 | 8 | 30 | 2 | 38.1852 | 85.458 | 289.7102
2028 | 8 | 30 | 3 | 37.8155 | 84.8367 | 283.3121
2028 | 8 | 30 | 4 | 39.0111 | 85.9305 | 284.4766
2028 | 8 | 30 | 5 | 41.5329 | 90.6942 | 292.3775
2028 | 8 | 30 | 6 | 44.187 | 101.0636 | 308.7238
2028 | 8 | 30 | 7 | 46.0626 | 112.3839 | 333.9774
2028 | 8 | 30 | 8 | 47.6568 | 124.5031 | 349.0153
2028 | 8 | 30 | 9 | 50.0253 | 131.6457 | 353.2991
2028 | 8 | 30 | 10 | 51.9084 | 134.5439 | 346.2453
2028 | 8 | 30 | 11 | 53.8222 | 128.2322 | 344.2213
2028 | 8 | 30 | 12 | 54.4256 | 123.6477 | 337.0289
2028 | 8 | 30 | 13 | 55.8901 | 126.4437 | 344.5737
2028 | 8 | 30 | 14 | 57.7561 | 128.284 | 354.0353
2028 | 8 | 30 | 15 | 60.7149 | 127.0089 | 366.3184
2028 | 8 | 30 | 16 | 64.272 | 118.3846 | 391.672
2028 | 8 | 30 | 17 | 66.5271 | 111.8269 | 432.167
2028 | 8 | 30 | 18 | 60.6552 | 101.333 | 452.5924
2028 | 8 | 30 | 19 | 59.093 | 101.1206 | 463.3532
2028 | 8 | 30 | 20 | 56.3317 | 99.4686 | 457.7043
2028 | 8 | 30 | 21 | 51.4244 | 102.7235 | 431.2673
2028 | 8 | 30 | 22 | 46.3677 | 94.4325 | 392.4211
2028 | 8 | 30 | 23 | 42.8009 | 87.3519 | 352.6719
2028 | 8 | 31 | 0 | 42.3546 | 92.5211 | 324.8749
2028 | 8 | 31 | 1 | 42.6043 | 93.8752 | 303.7355
2028 | 8 | 31 | 2 | 41.3543 | 90.7266 | 294.484
2028 | 8 | 31 | 3 | 40.7442 | 90.0194 | 287.8845
2028 | 8 | 31 | 4 | 41.769 | 91.223 | 289.1407
2028 | 8 | 31 | 5 | 44.2916 | 96.8324 | 296.6915
2028 | 8 | 31 | 6 | 49.23 | 106.718 | 313.191
2028 | 8 | 31 | 7 | 52.0962 | 117.2278 | 338.9657
2028 | 8 | 31 | 8 | 54.8923 | 131.6416 | 349.8742
2028 | 8 | 31 | 9 | 58.4786 | 136.9685 | 347.7863
2028 | 8 | 31 | 10 | 61.4492 | 142.6789 | 339.4121
2028 | 8 | 31 | 11 | 64.3523 | 137.6969 | 342.4197
2028 | 8 | 31 | 12 | 67.3173 | 142.2005 | 337.4101
2028 | 8 | 31 | 13 | 69.7721 | 146.4253 | 343.052
2028 | 8 | 31 | 14 | 71.9812 | 144.5042 | 355.0387
2028 | 8 | 31 | 15 | 75.2791 | 140.5487 | 370.4611
2028 | 8 | 31 | 16 | 78.5679 | 135.7638 | 397.2107
2028 | 8 | 31 | 17 | 80.174 | 126.4598 | 440.6533
2028 | 8 | 31 | 18 | 78.815 | 118.746 | 465.9627
2028 | 8 | 31 | 19 | 76.5538 | 117.1774 | 478.6047
2028 | 8 | 31 | 20 | 71.4918 | 116.2305 | 471.1812
2028 | 8 | 31 | 21 | 64.5757 | 116.9883 | 443.4627
2028 | 8 | 31 | 22 | 57.7119 | 108.3119 | 403.6075
2028 | 8 | 31 | 23 | 52.4131 | 99.8705 | 362.1219
2028 | 9 | 1 | 0 | 48.4281 | 100.5166 | 330.5857
2028 | 9 | 1 | 1 | 47.1178 | 103.1357 | 309.1283
2028 | 9 | 1 | 2 | 45.253 | 99.4099 | 297.8966
2028 | 9 | 1 | 3 | 44.169 | 98.3908 | 291.3471
2028 | 9 | 1 | 4 | 45.0448 | 98.9157 | 291.799
2028 | 9 | 1 | 5 | 47.6995 | 103.2108 | 298.6669
2028 | 9 | 1 | 6 | 52.6318 | 118.0931 | 314.6684
2028 | 9 | 1 | 7 | 55.6116 | 129.1673 | 341.3863
2028 | 9 | 1 | 8 | 58.3496 | 141.9146 | 354.4028
2028 | 9 | 1 | 9 | 61.5656 | 148.3673 | 357.4845
2028 | 9 | 1 | 10 | 64.2199 | 157.5777 | 354.4651
2028 | 9 | 1 | 11 | 66.987 | 157.4925 | 356.4713
2028 | 9 | 1 | 12 | 69.0293 | 155.8539 | 344.8252
2028 | 9 | 1 | 13 | 70.3116 | 159.1018 | 351.1634
2028 | 9 | 1 | 14 | 71.4961 | 158.959 | 357.8414
2028 | 9 | 1 | 15 | 73.1435 | 145.2739 | 365.8333
2028 | 9 | 1 | 16 | 75.4443 | 147.1299 | 386.9145
2028 | 9 | 1 | 17 | 75.7963 | 136.6611 | 424.6646
2028 | 9 | 1 | 18 | 70.6046 | 130.5671 | 457.2416
2028 | 9 | 1 | 19 | 67.7436 | 127.5372 | 464.7561
2028 | 9 | 1 | 20 | 64.142 | 126.8761 | 460.4805
2028 | 9 | 1 | 21 | 57.3634 | 121.9051 | 431.0615
2028 | 9 | 1 | 22 | 51.3315 | 113.8904 | 396.842
2028 | 9 | 1 | 23 | 47.2281 | 101.0572 | 362.5849
2028 | 9 | 2 | 0 | 46.9933 | 101.813 | 337.6596
2028 | 9 | 2 | 1 | 44.1256 | 96.8821 | 319.1186
2028 | 9 | 2 | 2 | 41.7532 | 94.5083 | 306.1199
2028 | 9 | 2 | 3 | 40.362 | 93.1322 | 297.8564
2028 | 9 | 2 | 4 | 40.2307 | 91.7087 | 294.6256
2028 | 9 | 2 | 5 | 41.3425 | 92.1282 | 294.8979
2028 | 9 | 2 | 6 | 45.0099 | 104.3406 | 295.4088
2028 | 9 | 2 | 7 | 47.3532 | 107.6687 | 315.8274
2028 | 9 | 2 | 8 | 51.3708 | 116.8231 | 344.4406
2028 | 9 | 2 | 9 | 55.6478 | 126.8185 | 365.5082
2028 | 9 | 2 | 10 | 57.8899 | 141.5548 | 373.7391
2028 | 9 | 2 | 11 | 59.7576 | 149.1871 | 383.0665
2028 | 9 | 2 | 12 | 60.1651 | 147.0335 | 375.459
2028 | 9 | 2 | 13 | 60.4091 | 147.6656 | 380.4445
2028 | 9 | 2 | 14 | 60.7699 | 149.9503 | 386.4489
2028 | 9 | 2 | 15 | 61.9531 | 135.7152 | 398.8678
2028 | 9 | 2 | 16 | 64.1441 | 144.4224 | 423.4773
2028 | 9 | 2 | 17 | 65.4564 | 140.4033 | 463.2523
2028 | 9 | 2 | 18 | 60.7161 | 134.2388 | 469.1449
2028 | 9 | 2 | 19 | 57.7929 | 130.9699 | 456.3883
2028 | 9 | 2 | 20 | 52.5881 | 124.2143 | 449.0196
2028 | 9 | 2 | 21 | 45.9638 | 121.4472 | 422.3384
2028 | 9 | 2 | 22 | 41.2974 | 115.3259 | 393.7189
2028 | 9 | 2 | 23 | 39.0445 | 108.3811 | 366.1237
2028 | 9 | 3 | 0 | 40.6836 | 102.7415 | 355.6169
2028 | 9 | 3 | 1 | 37.7224 | 104.4994 | 321.8081
2028 | 9 | 3 | 2 | 36.4212 | 101.3594 | 308.966
2028 | 9 | 3 | 3 | 35.7061 | 99.7474 | 300.8386
2028 | 9 | 3 | 4 | 35.8524 | 99.0279 | 297.1375
2028 | 9 | 3 | 5 | 37.1119 | 99.4267 | 296.2277
2028 | 9 | 3 | 6 | 39.4049 | 103.6826 | 292.416
2028 | 9 | 3 | 7 | 40.482 | 104.842 | 308.3072
2028 | 9 | 3 | 8 | 43.1116 | 110.9631 | 336.6976
2028 | 9 | 3 | 9 | 46.418 | 120.5858 | 361.8153
2028 | 9 | 3 | 10 | 48.4674 | 135.597 | 371.8707
2028 | 9 | 3 | 11 | 50.5078 | 143.6881 | 374.7852
2028 | 9 | 3 | 12 | 51.064 | 143.6564 | 371.3706
2028 | 9 | 3 | 13 | 52.065 | 145.8554 | 376.021
2028 | 9 | 3 | 14 | 53.624 | 150.7892 | 377.0048
2028 | 9 | 3 | 15 | 55.9993 | 138.0038 | 381.9549
2028 | 9 | 3 | 16 | 59.319 | 148.3491 | 400.6751
2028 | 9 | 3 | 17 | 61.313 | 146.1304 | 435.2341
2028 | 9 | 3 | 18 | 57.1179 | 143.0224 | 451.7298
2028 | 9 | 3 | 19 | 55.2438 | 138.7805 | 442.3878
2028 | 9 | 3 | 20 | 51.2112 | 132.9454 | 436.5671
2028 | 9 | 3 | 21 | 44.5179 | 128.1383 | 407.3158
2028 | 9 | 3 | 22 | 39.2771 | 121.1323 | 374.3304
2028 | 9 | 3 | 23 | 36.932 | 113.3003 | 342.3788
2028 | 9 | 4 | 0 | 37.8764 | 108.7616 | 315.37
2028 | 9 | 4 | 1 | 37.4631 | 108.1545 | 305.9538
2028 | 9 | 4 | 2 | 36.3691 | 105.0545 | 295.5817
2028 | 9 | 4 | 3 | 36.3403 | 103.8417 | 288.1691
2028 | 9 | 4 | 4 | 36.762 | 102.1033 | 287.4495
2028 | 9 | 4 | 5 | 38.6386 | 103.1787 | 287.272
2028 | 9 | 4 | 6 | 41.2905 | 107.8211 | 288.9976
2028 | 9 | 4 | 7 | 43.0405 | 109.0062 | 304.5667
2028 | 9 | 4 | 8 | 47.316 | 110.8817 | 342.9483
2028 | 9 | 4 | 9 | 53.0527 | 120.0708 | 384.3914
2028 | 9 | 4 | 10 | 57.6735 | 133.9362 | 409.4129
2028 | 9 | 4 | 11 | 62.0007 | 158.9329 | 407.8902
2028 | 9 | 4 | 12 | 63.3214 | 160.9408 | 411.2112
2028 | 9 | 4 | 13 | 64.5018 | 163.4158 | 404.4362
2028 | 9 | 4 | 14 | 65.1518 | 152.6746 | 384.0529
2028 | 9 | 4 | 15 | 66.962 | 144.749 | 388.0431
2028 | 9 | 4 | 16 | 70.0018 | 164.6651 | 388.4811
2028 | 9 | 4 | 17 | 70.9223 | 162.1065 | 405.148
2028 | 9 | 4 | 18 | 68.2406 | 159.3924 | 423.2172
2028 | 9 | 4 | 19 | 65.9229 | 153.0631 | 406.635
2028 | 9 | 4 | 20 | 61.486 | 149.0087 | 399.2617
2028 | 9 | 4 | 21 | 54.1477 | 143.4345 | 365.625
2028 | 9 | 4 | 22 | 47.6792 | 133.2272 | 333.4676
2028 | 9 | 4 | 23 | 44.6466 | 123.3892 | 303.0175
2028 | 9 | 5 | 0 | 44.6989 | 117.544 | 292.1755
2028 | 9 | 5 | 1 | 43.8021 | 119.2893 | 294.5181
2028 | 9 | 5 | 2 | 42.2276 | 114.6871 | 285.7073
2028 | 9 | 5 | 3 | 41.3314 | 112.6704 | 279.7264
2028 | 9 | 5 | 4 | 42.2813 | 111.7722 | 280.5708
2028 | 9 | 5 | 5 | 44.7027 | 116.0863 | 287.9938
2028 | 9 | 5 | 6 | 49.1637 | 133.5723 | 311.6017
2028 | 9 | 5 | 7 | 51.618 | 148.4822 | 339.4345
2028 | 9 | 5 | 8 | 53.1208 | 160.51 | 355.7527
2028 | 9 | 5 | 9 | 54.526 | 166.5004 | 363.1891
2028 | 9 | 5 | 10 | 55.3245 | 176.4435 | 361.9155
2028 | 9 | 5 | 11 | 56.2302 | 188.9481 | 357.6033
2028 | 9 | 5 | 12 | 55.0488 | 189.2884 | 346.2704
2028 | 9 | 5 | 13 | 55.332 | 192.6924 | 342.9008
2028 | 9 | 5 | 14 | 56.1802 | 178.9846 | 341.089
2028 | 9 | 5 | 15 | 57.8835 | 167.3693 | 344.5238
2028 | 9 | 5 | 16 | 60.9172 | 183.8063 | 361.9413
2028 | 9 | 5 | 17 | 62.311 | 172.6445 | 390.9627
2028 | 9 | 5 | 18 | 60.2955 | 164.7236 | 401.3397
2028 | 9 | 5 | 19 | 58.6368 | 159.1621 | 409.6662
2028 | 9 | 5 | 20 | 55.7209 | 154.6655 | 408.3085
2028 | 9 | 5 | 21 | 49.0947 | 146.4221 | 378.8953
2028 | 9 | 5 | 22 | 43.386 | 136.4313 | 347.3774
2028 | 9 | 5 | 23 | 39.9804 | 125.0301 | 316.7288
2028 | 9 | 6 | 0 | 40.4376 | 119.6942 | 301.4738
2028 | 9 | 6 | 1 | 38.2066 | 117.8397 | 279.794
2028 | 9 | 6 | 2 | 37.4823 | 113.3212 | 273.8085
2028 | 9 | 6 | 3 | 37.1386 | 110.9847 | 270.1092
2028 | 9 | 6 | 4 | 38.5709 | 110.355 | 273.0315
2028 | 9 | 6 | 5 | 41.3917 | 114.7895 | 282.707
2028 | 9 | 6 | 6 | 46.6616 | 126.6072 | 299.4072
2028 | 9 | 6 | 7 | 48.3532 | 141.4111 | 327.8555
2028 | 9 | 6 | 8 | 48.8838 | 151.17 | 348.4021
2028 | 9 | 6 | 9 | 49.8977 | 157.9804 | 362.8141
2028 | 9 | 6 | 10 | 50.7282 | 165.9572 | 363.9178
2028 | 9 | 6 | 11 | 51.8058 | 173.9302 | 358.2036
2028 | 9 | 6 | 12 | 52.8527 | 172.5035 | 329.3027
2028 | 9 | 6 | 13 | 53.6248 | 174.028 | 330.1759
2028 | 9 | 6 | 14 | 54.6231 | 164.0298 | 330.4031
2028 | 9 | 6 | 15 | 57.0416 | 155.3207 | 331.8903
2028 | 9 | 6 | 16 | 60.1793 | 166.5187 | 348.6182
2028 | 9 | 6 | 17 | 62.1262 | 156.2416 | 380.4868
2028 | 9 | 6 | 18 | 62.118 | 154.289 | 402.5257
2028 | 9 | 6 | 19 | 60.8163 | 149.3693 | 408.9058
2028 | 9 | 6 | 20 | 58.1406 | 143.5859 | 408.934
2028 | 9 | 6 | 21 | 51.4238 | 136.0713 | 380.3453
2028 | 9 | 6 | 22 | 45.4792 | 126.8099 | 347.628
2028 | 9 | 6 | 23 | 41.9738 | 116.9736 | 316.9728
2028 | 9 | 7 | 0 | 41.3083 | 116.5251 | 301.9761
2028 | 9 | 7 | 1 | 38.5911 | 111.965 | 279.9638
2028 | 9 | 7 | 2 | 37.8914 | 108.4009 | 274.1776
2028 | 9 | 7 | 3 | 37.7398 | 106.4743 | 271.7353
2028 | 9 | 7 | 4 | 39.2531 | 105.3577 | 275.2374
2028 | 9 | 7 | 5 | 42.335 | 109.6492 | 284.9405
2028 | 9 | 7 | 6 | 46.1861 | 126.9907 | 302.1526
2028 | 9 | 7 | 7 | 47.574 | 141.4159 | 328.5623
2028 | 9 | 7 | 8 | 47.6015 | 153.3692 | 334.0782
2028 | 9 | 7 | 9 | 48.537 | 161.9925 | 330.235
2028 | 9 | 7 | 10 | 49.4119 | 176.1451 | 322.6505
2028 | 9 | 7 | 11 | 50.7779 | 184.4629 | 321.0402
2028 | 9 | 7 | 12 | 51.412 | 184.4131 | 321.9821
2028 | 9 | 7 | 13 | 52.0378 | 188.4508 | 318.7611
2028 | 9 | 7 | 14 | 53.1977 | 180.5105 | 315.2898
2028 | 9 | 7 | 15 | 54.8846 | 170.9808 | 315.8317
2028 | 9 | 7 | 16 | 57.6294 | 184.0974 | 327.1241
2028 | 9 | 7 | 17 | 58.9998 | 173.5379 | 355.3134
2028 | 9 | 7 | 18 | 58.9117 | 164.3644 | 383.1515
2028 | 9 | 7 | 19 | 58.2688 | 160.3463 | 384.9029
2028 | 9 | 7 | 20 | 56.2689 | 153.4003 | 387.2649
2028 | 9 | 7 | 21 | 50.2445 | 144.6277 | 361.1741
2028 | 9 | 7 | 22 | 44.9349 | 134.7774 | 332.6077
2028 | 9 | 7 | 23 | 41.6493 | 124.8384 | 305.1988
2028 | 9 | 8 | 0 | 39.1638 | 118.6128 | 292.9206
2028 | 9 | 8 | 1 | 39.1047 | 117.1725 | 276.4859
2028 | 9 | 8 | 2 | 38.2308 | 112.2427 | 269.9787
2028 | 9 | 8 | 3 | 37.8787 | 110.2907 | 266.0915
2028 | 9 | 8 | 4 | 39.3302 | 109.5206 | 267.9672
2028 | 9 | 8 | 5 | 42.2194 | 113.4384 | 277.2655
2028 | 9 | 8 | 6 | 46.0054 | 129.0348 | 301.8293
2028 | 9 | 8 | 7 | 47.8918 | 144.2106 | 332.5438
2028 | 9 | 8 | 8 | 48.8958 | 155.9612 | 349.1817
2028 | 9 | 8 | 9 | 50.5157 | 166.1032 | 356.4877
2028 | 9 | 8 | 10 | 51.819 | 179.4516 | 353.5812
2028 | 9 | 8 | 11 | 53.2835 | 190.7901 | 346.6275
2028 | 9 | 8 | 12 | 54.0249 | 188.6874 | 333.4268
2028 | 9 | 8 | 13 | 55.0298 | 192.4887 | 332.5655
2028 | 9 | 8 | 14 | 56.369 | 180.6832 | 331.7188
2028 | 9 | 8 | 15 | 58.6503 | 167.5308 | 334.0241
2028 | 9 | 8 | 16 | 61.7588 | 181.2664 | 347.605
2028 | 9 | 8 | 17 | 63.3658 | 169.1493 | 374.5192
2028 | 9 | 8 | 18 | 60.5078 | 161.1234 | 389.5586
2028 | 9 | 8 | 19 | 59.2382 | 155.6396 | 398.8599
2028 | 9 | 8 | 20 | 56.4233 | 151.739 | 397.2894
2028 | 9 | 8 | 21 | 50.1104 | 143.9562 | 370.829
2028 | 9 | 8 | 22 | 44.9993 | 133.5069 | 344.3653
2028 | 9 | 8 | 23 | 41.6512 | 121.6134 | 318.7655
2028 | 9 | 9 | 0 | 39.6672 | 117.1683 | 304.0144
2028 | 9 | 9 | 1 | 38.6079 | 114.6649 | 284.6484
2028 | 9 | 9 | 2 | 37.0496 | 111.02 | 277.874
2028 | 9 | 9 | 3 | 36.3858 | 108.4079 | 273.8214
2028 | 9 | 9 | 4 | 36.7042 | 107.8069 | 274.6342
2028 | 9 | 9 | 5 | 38.3424 | 108.7608 | 278.2755
2028 | 9 | 9 | 6 | 40.8685 | 117.8647 | 279.9359
2028 | 9 | 9 | 7 | 42.7748 | 122.9502 | 299.349
2028 | 9 | 9 | 8 | 45.8166 | 129.18 | 318.0429
2028 | 9 | 9 | 9 | 49.4648 | 141.4088 | 324.3016
2028 | 9 | 9 | 10 | 51.9475 | 159.3189 | 319.0997
2028 | 9 | 9 | 11 | 54.3192 | 170.8163 | 314.6125
2028 | 9 | 9 | 12 | 55.466 | 169.1879 | 308.4585
2028 | 9 | 9 | 13 | 56.23 | 170.347 | 303.0973
2028 | 9 | 9 | 14 | 57.0418 | 161.6962 | 298.3724
2028 | 9 | 9 | 15 | 58.4314 | 143.0986 | 304.5623
2028 | 9 | 9 | 16 | 60.5974 | 164.3796 | 322.2037
2028 | 9 | 9 | 17 | 61.6129 | 159.5214 | 358.8965
2028 | 9 | 9 | 18 | 58.4469 | 155.1318 | 383.8909
2028 | 9 | 9 | 19 | 56.7988 | 150.0154 | 390.3436
2028 | 9 | 9 | 20 | 52.9166 | 144.0599 | 386.1746
2028 | 9 | 9 | 21 | 46.7023 | 141.8328 | 359.9264
2028 | 9 | 9 | 22 | 42.0549 | 132.4834 | 335.5156
2028 | 9 | 9 | 23 | 39.8866 | 126.5365 | 312.7444
2028 | 9 | 10 | 0 | 39.4328 | 118.5657 | 301.177
2028 | 9 | 10 | 1 | 37.1677 | 115.655 | 282.698
2028 | 9 | 10 | 2 | 35.7434 | 111.5195 | 274.836
2028 | 9 | 10 | 3 | 35.0726 | 108.966 | 270.9798
2028 | 9 | 10 | 4 | 35.2686 | 108.6126 | 271.3781
2028 | 9 | 10 | 5 | 36.546 | 109.3039 | 273.3619
2028 | 9 | 10 | 6 | 39.3753 | 116.9202 | 276.1061
2028 | 9 | 10 | 7 | 40.6639 | 118.784 | 290.4235
2028 | 9 | 10 | 8 | 43.2363 | 120.9706 | 303.0239
2028 | 9 | 10 | 9 | 46.1794 | 129.1127 | 307.8224
2028 | 9 | 10 | 10 | 47.7088 | 142.1557 | 304.7707
2028 | 9 | 10 | 11 | 48.9886 | 153.317 | 306.7001
2028 | 9 | 10 | 12 | 47.7457 | 157.3001 | 319.1041
2028 | 9 | 10 | 13 | 46.889 | 159.8551 | 318.0286
2028 | 9 | 10 | 14 | 46.2966 | 155.4347 | 315.0167
2028 | 9 | 10 | 15 | 46.8623 | 140.6296 | 316.0242
2028 | 9 | 10 | 16 | 49.0334 | 157.9935 | 332.5012
2028 | 9 | 10 | 17 | 50.53 | 154.7387 | 367.1559
2028 | 9 | 10 | 18 | 47.8846 | 149.1205 | 387.4329
2028 | 9 | 10 | 19 | 46.7993 | 144.4678 | 394.1373
2028 | 9 | 10 | 20 | 44.0066 | 140.6107 | 387.5253
2028 | 9 | 10 | 21 | 38.7043 | 136.8943 | 357.989
2028 | 9 | 10 | 22 | 34.6494 | 127.4353 | 328.6202
2028 | 9 | 10 | 23 | 33.2161 | 120.6415 | 300.3341
2028 | 9 | 11 | 0 | 36.2253 | 115.9445 | 287.2389
2028 | 9 | 11 | 1 | 36.4893 | 109.373 | 282.5915
2028 | 9 | 11 | 2 | 35.9817 | 106.0087 | 276.7427
2028 | 9 | 11 | 3 | 35.9261 | 105.1682 | 273.528
2028 | 9 | 11 | 4 | 37.4886 | 106.4765 | 276.6709
2028 | 9 | 11 | 5 | 40.5108 | 111.1105 | 287.3404
2028 | 9 | 11 | 6 | 45.2422 | 129.7579 | 310.6256
2028 | 9 | 11 | 7 | 47.3949 | 145.2646 | 343.5979
2028 | 9 | 11 | 8 | 48.22 | 155.7265 | 361.0574
2028 | 9 | 11 | 9 | 49.2344 | 160.1345 | 371.2586
2028 | 9 | 11 | 10 | 50.165 | 164.1825 | 370.273
2028 | 9 | 11 | 11 | 51.1454 | 170.7829 | 369.5696
2028 | 9 | 11 | 12 | 50.2239 | 168.7648 | 368.5245
2028 | 9 | 11 | 13 | 50.8368 | 169.2882 | 368.5349
2028 | 9 | 11 | 14 | 51.7321 | 153.8005 | 365.9428
2028 | 9 | 11 | 15 | 54.0905 | 147.7219 | 368.9035
2028 | 9 | 11 | 16 | 57.6309 | 158.455 | 380.8204
2028 | 9 | 11 | 17 | 59.7693 | 149.5341 | 406.2889
2028 | 9 | 11 | 18 | 59.499 | 132.9609 | 435.3518
2028 | 9 | 11 | 19 | 58.3622 | 131.4414 | 434.091
2028 | 9 | 11 | 20 | 55.3353 | 126.99 | 429.8319
2028 | 9 | 11 | 21 | 48.6899 | 122.3351 | 396.4484
2028 | 9 | 11 | 22 | 43.0481 | 113.8368 | 361.9208
2028 | 9 | 11 | 23 | 39.8168 | 106.329 | 329.9412
2028 | 9 | 12 | 0 | 39.9926 | 108.3568 | 309.6311
2028 | 9 | 12 | 1 | 37.8207 | 99.3624 | 296.1351
2028 | 9 | 12 | 2 | 37.0419 | 96.399 | 288.2465
2028 | 9 | 12 | 3 | 36.7754 | 95.355 | 283.3801
2028 | 9 | 12 | 4 | 38.1795 | 96.8207 | 285.3024
2028 | 9 | 12 | 5 | 40.941 | 101.0813 | 294.3509
2028 | 9 | 12 | 6 | 45.015 | 115.1228 | 313.6649
2028 | 9 | 12 | 7 | 46.8456 | 128.0909 | 346.1814
2028 | 9 | 12 | 8 | 47.5354 | 134.2222 | 362.5723
2028 | 9 | 12 | 9 | 48.7221 | 139.4257 | 369.8655
2028 | 9 | 12 | 10 | 49.698 | 145.1141 | 366.6981
2028 | 9 | 12 | 11 | 51.014 | 148.488 | 364.2424
2028 | 9 | 12 | 12 | 51.5828 | 142.567 | 360.9257
2028 | 9 | 12 | 13 | 52.862 | 144.8069 | 359.6551
2028 | 9 | 12 | 14 | 54.7899 | 140.6053 | 357.4882
2028 | 9 | 12 | 15 | 57.6233 | 137.5041 | 363.0655
2028 | 9 | 12 | 16 | 61.4565 | 139.5934 | 379.7604
2028 | 9 | 12 | 17 | 64.1019 | 133.5985 | 406.3917
2028 | 9 | 12 | 18 | 61.707 | 126.2735 | 419.6815
2028 | 9 | 12 | 19 | 60.653 | 127.9337 | 419.3619
2028 | 9 | 12 | 20 | 56.7749 | 124.0395 | 416.2578
2028 | 9 | 12 | 21 | 49.6193 | 120.8482 | 384.3525
2028 | 9 | 12 | 22 | 43.7683 | 112.7593 | 352.0261
2028 | 9 | 12 | 23 | 40.086 | 104.1865 | 321.4642
2028 | 9 | 13 | 0 | 40.4611 | 98.4909 | 302.629
2028 | 9 | 13 | 1 | 39.9931 | 95.4819 | 313.8758
2028 | 9 | 13 | 2 | 38.9581 | 92.5364 | 304.596
2028 | 9 | 13 | 3 | 38.4676 | 91.3644 | 298.587
2028 | 9 | 13 | 4 | 39.74 | 93.182 | 298.969
2028 | 9 | 13 | 5 | 42.6018 | 97.3918 | 307.0645
2028 | 9 | 13 | 6 | 48.0197 | 117.6924 | 332.5045
2028 | 9 | 13 | 7 | 50.3915 | 131.312 | 367.4919
2028 | 9 | 13 | 8 | 51.6794 | 137.4663 | 389.8287
2028 | 9 | 13 | 9 | 53.8238 | 141.8508 | 404.7647
2028 | 9 | 13 | 10 | 55.68 | 146.6339 | 408.2247
2028 | 9 | 13 | 11 | 57.8691 | 148.24 | 407.8445
2028 | 9 | 13 | 12 | 59.5968 | 144.4919 | 416.961
2028 | 9 | 13 | 13 | 61.4931 | 146.2159 | 420.37
2028 | 9 | 13 | 14 | 63.3082 | 143.619 | 419.7341
2028 | 9 | 13 | 15 | 66.1163 | 141.6197 | 422.5658
2028 | 9 | 13 | 16 | 69.7447 | 139.844 | 433.3848
2028 | 9 | 13 | 17 | 71.6721 | 133.4519 | 454.9435
2028 | 9 | 13 | 18 | 68.2812 | 125.7519 | 453.9107
2028 | 9 | 13 | 19 | 66.9884 | 128.2754 | 446.7147
2028 | 9 | 13 | 20 | 62.876 | 124.2292 | 442.4602
2028 | 9 | 13 | 21 | 55.5112 | 120.6553 | 410.5442
2028 | 9 | 13 | 22 | 48.9521 | 112.6709 | 375.6932
2028 | 9 | 13 | 23 | 44.6643 | 105.9311 | 343.077
2028 | 9 | 14 | 0 | 45.1592 | 99.3604 | 334.2472
2028 | 9 | 14 | 1 | 40.9461 | 90.1173 | 313.2963
2028 | 9 | 14 | 2 | 39.7403 | 88.3269 | 304.8745
2028 | 9 | 14 | 3 | 39.1718 | 87.5468 | 298.6366
2028 | 9 | 14 | 4 | 40.2879 | 89.3128 | 298.797
2028 | 9 | 14 | 5 | 42.9567 | 94.2668 | 306.3768
2028 | 9 | 14 | 6 | 47.7903 | 112.3203 | 322.7804
2028 | 9 | 14 | 7 | 49.7968 | 124.3853 | 357.12
2028 | 9 | 14 | 8 | 50.3374 | 130.2635 | 380.7329
2028 | 9 | 14 | 9 | 51.1581 | 133.5206 | 392.031
2028 | 9 | 14 | 10 | 51.7288 | 139.7736 | 386.0551
2028 | 9 | 14 | 11 | 52.5736 | 139.618 | 375.4682
2028 | 9 | 14 | 12 | 51.7813 | 130.6838 | 352.2528
2028 | 9 | 14 | 13 | 52.2745 | 131.8274 | 346.4005
2028 | 9 | 14 | 14 | 53.2528 | 129.472 | 343.5188
2028 | 9 | 14 | 15 | 55.4282 | 124.1411 | 348.1129
2028 | 9 | 14 | 16 | 58.4165 | 120.4719 | 363.1255
2028 | 9 | 14 | 17 | 59.6951 | 113.0884 | 392.1505
2028 | 9 | 14 | 18 | 59.6723 | 113.3552 | 401.9706
2028 | 9 | 14 | 19 | 59.1 | 115.4237 | 414.3956
2028 | 9 | 14 | 20 | 56.1663 | 111.9375 | 408.916
2028 | 9 | 14 | 21 | 49.3724 | 109.3032 | 378.5734
2028 | 9 | 14 | 22 | 43.6039 | 103.2497 | 347.6747
2028 | 9 | 14 | 23 | 40.1134 | 96.1501 | 317.5832
2028 | 9 | 15 | 0 | 39.8686 | 92.6681 | 302.9642
2028 | 9 | 15 | 1 | 38.0535 | 89.42 | 292.2398
2028 | 9 | 15 | 2 | 37.2175 | 86.8699 | 286.0928
2028 | 9 | 15 | 3 | 36.8648 | 86.6047 | 282.946
2028 | 9 | 15 | 4 | 38.1581 | 88.8779 | 286.1632
2028 | 9 | 15 | 5 | 40.802 | 93.1655 | 296.7985
2028 | 9 | 15 | 6 | 45.4169 | 112.415 | 316.6179
2028 | 9 | 15 | 7 | 47.1966 | 124.5603 | 343.6431
2028 | 9 | 15 | 8 | 47.9399 | 130.3547 | 345.3684
2028 | 9 | 15 | 9 | 49.1379 | 134.8208 | 337.6972
2028 | 9 | 15 | 10 | 49.8358 | 139.0577 | 325.1583
2028 | 9 | 15 | 11 | 50.5575 | 136.5044 | 316.2027
2028 | 9 | 15 | 12 | 50.894 | 125.4222 | 333.5766
2028 | 9 | 15 | 13 | 51.7226 | 125.3805 | 335.7509
2028 | 9 | 15 | 14 | 52.9034 | 121.9549 | 336.1584
2028 | 9 | 15 | 15 | 55.4701 | 114.087 | 337.2901
2028 | 9 | 15 | 16 | 58.801 | 109.7927 | 348.7229
2028 | 9 | 15 | 17 | 60.6869 | 102.1601 | 377.0388
2028 | 9 | 15 | 18 | 58.6745 | 98.0774 | 390.4683
2028 | 9 | 15 | 19 | 57.6855 | 100.1066 | 404.8654
2028 | 9 | 15 | 20 | 54.1452 | 98.8488 | 402.1113
2028 | 9 | 15 | 21 | 47.6391 | 98.2931 | 374.8673
2028 | 9 | 15 | 22 | 42.479 | 92.3196 | 348.6747
2028 | 9 | 15 | 23 | 39.3775 | 83.3663 | 323.7415
2028 | 9 | 16 | 0 | 39.4589 | 83.1808 | 307.9114
2028 | 9 | 16 | 1 | 36.7543 | 81.0462 | 287.107
2028 | 9 | 16 | 2 | 35.4694 | 78.6955 | 279.0413
2028 | 9 | 16 | 3 | 34.9877 | 78.4141 | 274.7195
2028 | 9 | 16 | 4 | 35.2776 | 78.9135 | 274.3641
2028 | 9 | 16 | 5 | 36.9201 | 80.6362 | 278.0511
2028 | 9 | 16 | 6 | 40.1005 | 88.0801 | 283.9682
2028 | 9 | 16 | 7 | 42.0199 | 90.357 | 302.5267
2028 | 9 | 16 | 8 | 44.8905 | 96.2486 | 316.1348
2028 | 9 | 16 | 9 | 48.3329 | 99.7047 | 320.0017
2028 | 9 | 16 | 10 | 50.3882 | 103.7167 | 311.6546
2028 | 9 | 16 | 11 | 52.4062 | 104.4463 | 312.5218
2028 | 9 | 16 | 12 | 53.3636 | 97.9218 | 317.3064
2028 | 9 | 16 | 13 | 54.6687 | 95.3021 | 312.5957
2028 | 9 | 16 | 14 | 56.2542 | 95.7497 | 304.8803
2028 | 9 | 16 | 15 | 58.5812 | 94.3481 | 306.0362
2028 | 9 | 16 | 16 | 61.4635 | 89.1231 | 317.4542
2028 | 9 | 16 | 17 | 62.6071 | 87.0742 | 351.255
2028 | 9 | 16 | 18 | 59.4409 | 84.0217 | 375.4766
2028 | 9 | 16 | 19 | 58.2991 | 87.5178 | 384.9504
2028 | 9 | 16 | 20 | 53.542 | 83.6215 | 376.2796
2028 | 9 | 16 | 21 | 46.7974 | 83.5584 | 349.2973
2028 | 9 | 16 | 22 | 41.792 | 80.094 | 328.5828
2028 | 9 | 16 | 23 | 39.3915 | 74.9692 | 307.1792
2028 | 9 | 17 | 0 | 39.3681 | 79.1579 | 294.3637
2028 | 9 | 17 | 1 | 37.74 | 82.0908 | 282.7712
2028 | 9 | 17 | 2 | 36.3323 | 80.4533 | 277.8187
2028 | 9 | 17 | 3 | 35.7289 | 80.4047 | 274.5041
2028 | 9 | 17 | 4 | 35.845 | 81.479 | 275.2526
2028 | 9 | 17 | 5 | 37.2175 | 83.2472 | 277.8624
2028 | 9 | 17 | 6 | 40.0935 | 90.0463 | 276.6821
2028 | 9 | 17 | 7 | 42.1408 | 92.2035 | 293.8798
2028 | 9 | 17 | 8 | 45.8645 | 97.4117 | 311.9676
2028 | 9 | 17 | 9 | 50.4387 | 105.9697 | 323.4232
2028 | 9 | 17 | 10 | 53.6757 | 117.1564 | 324.07
2028 | 9 | 17 | 11 | 56.4628 | 119.686 | 320.5117
2028 | 9 | 17 | 12 | 57.9576 | 115.1813 | 315.9378
2028 | 9 | 17 | 13 | 59.6629 | 117.6468 | 311.5239
2028 | 9 | 17 | 14 | 61.4092 | 123.8052 | 312.2913
2028 | 9 | 17 | 15 | 64.1793 | 116.6683 | 319.1493
2028 | 9 | 17 | 16 | 67.5733 | 118.2577 | 335.4104
2028 | 9 | 17 | 17 | 69.397 | 118.0964 | 374.2867
2028 | 9 | 17 | 18 | 66.1142 | 103.42 | 394.556
2028 | 9 | 17 | 19 | 64.9457 | 102.8241 | 402.4173
2028 | 9 | 17 | 20 | 59.9434 | 96.557 | 394.136
2028 | 9 | 17 | 21 | 52.4767 | 99.075 | 364.5765
2028 | 9 | 17 | 22 | 46.3866 | 94.2746 | 334.3235
2028 | 9 | 17 | 23 | 43.1775 | 90.1385 | 306.3561
2028 | 9 | 18 | 0 | 42.9225 | 94.2127 | 292.958
2028 | 9 | 18 | 1 | 40.8558 | 90.9467 | 278.2675
2028 | 9 | 18 | 2 | 39.8776 | 88.6649 | 274.2869
2028 | 9 | 18 | 3 | 39.5519 | 88.8438 | 272.9635
2028 | 9 | 18 | 4 | 40.7939 | 90.4027 | 277.7874
2028 | 9 | 18 | 5 | 43.7827 | 94.721 | 289.9449
2028 | 9 | 18 | 6 | 49.2165 | 111.9188 | 311.7707
2028 | 9 | 18 | 7 | 52.0829 | 126.0422 | 341.0705
2028 | 9 | 18 | 8 | 53.8563 | 141.1526 | 339.2979
2028 | 9 | 18 | 9 | 55.9227 | 147.259 | 325.2094
2028 | 9 | 18 | 10 | 57.5987 | 155.7884 | 311.7898
2028 | 9 | 18 | 11 | 59.4091 | 156.1308 | 308.5239
2028 | 9 | 18 | 12 | 60.6007 | 152.6008 | 303.4184
2028 | 9 | 18 | 13 | 61.9805 | 154.2573 | 300.9014
2028 | 9 | 18 | 14 | 63.3769 | 153.3944 | 299.6517
2028 | 9 | 18 | 15 | 66.0067 | 146.2671 | 301.1525
2028 | 9 | 18 | 16 | 69.5653 | 146.7639 | 318.9526
2028 | 9 | 18 | 17 | 71.137 | 138.0372 | 357.6037
2028 | 9 | 18 | 18 | 67.9641 | 132.3616 | 390.3562
2028 | 9 | 18 | 19 | 66.4839 | 133.9057 | 405.3313
2028 | 9 | 18 | 20 | 61.8075 | 124.1404 | 400.7355
2028 | 9 | 18 | 21 | 54.1099 | 119.7626 | 369.3571
2028 | 9 | 18 | 22 | 47.4683 | 110.6749 | 337.2205
2028 | 9 | 18 | 23 | 43.3201 | 100.4433 | 308.3261
2028 | 9 | 19 | 0 | 44.2586 | 99.9759 | 293.8604
2028 | 9 | 19 | 1 | 42.1385 | 96.2858 | 284.6006
2028 | 9 | 19 | 2 | 40.9562 | 93.276 | 278.6374
2028 | 9 | 19 | 3 | 40.412 | 92.1361 | 275.5661
2028 | 9 | 19 | 4 | 41.5297 | 92.4274 | 278.1892
2028 | 9 | 19 | 5 | 44.4284 | 96.648 | 288.3468
2028 | 9 | 19 | 6 | 49.1413 | 113.5277 | 312.4503
2028 | 9 | 19 | 7 | 51.8804 | 127.03 | 342.6192
2028 | 9 | 19 | 8 | 53.6256 | 139.3144 | 352.1484
2028 | 9 | 19 | 9 | 55.6929 | 144.9832 | 352.311
2028 | 9 | 19 | 10 | 57.2935 | 153.076 | 345.6709
2028 | 9 | 19 | 11 | 59.1412 | 156.4546 | 342.2223
2028 | 9 | 19 | 12 | 59.9335 | 153.073 | 330.818
2028 | 9 | 19 | 13 | 61.3745 | 154.9585 | 332.8505
2028 | 9 | 19 | 14 | 62.8864 | 154.1984 | 335.6831
2028 | 9 | 19 | 15 | 65.3413 | 147.5554 | 342.2012
2028 | 9 | 19 | 16 | 68.6533 | 149.0821 | 359.9975
2028 | 9 | 19 | 17 | 70.2742 | 139.4271 | 395.1414
2028 | 9 | 19 | 18 | 64.5774 | 129.4988 | 415.6648
2028 | 9 | 19 | 19 | 63.6702 | 129.0794 | 424.8609
2028 | 9 | 19 | 20 | 60.501 | 121.4414 | 415.5418
2028 | 9 | 19 | 21 | 54.0124 | 117.2012 | 383.1361
2028 | 9 | 19 | 22 | 48.0568 | 108.9225 | 349.2274
2028 | 9 | 19 | 23 | 44.1161 | 98.7071 | 317.7386
2028 | 9 | 20 | 0 | 43.9453 | 101.2197 | 308.026
2028 | 9 | 20 | 1 | 43.1376 | 99.962 | 284.3484
2028 | 9 | 20 | 2 | 41.9752 | 96.4092 | 278.6777
2028 | 9 | 20 | 3 | 41.4671 | 94.7451 | 274.86
2028 | 9 | 20 | 4 | 42.5948 | 95.2754 | 277.3705
2028 | 9 | 20 | 5 | 45.8027 | 99.6739 | 287.3673
2028 | 9 | 20 | 6 | 51.4396 | 116.1987 | 313.0738
2028 | 9 | 20 | 7 | 54.1833 | 129.3122 | 344.9879
2028 | 9 | 20 | 8 | 55.479 | 139.4029 | 357.0085
2028 | 9 | 20 | 9 | 57.4921 | 144.9456 | 357.8608
2028 | 9 | 20 | 10 | 59.1864 | 151.3427 | 350.6597
2028 | 9 | 20 | 11 | 61.3389 | 155.4951 | 343.7764
2028 | 9 | 20 | 12 | 62.8282 | 155.5417 | 318.1087
2028 | 9 | 20 | 13 | 63.8301 | 157.4319 | 313.4694
2028 | 9 | 20 | 14 | 64.5327 | 153.0679 | 312.6764
2028 | 9 | 20 | 15 | 66.0465 | 145.7946 | 316.8378
2028 | 9 | 20 | 16 | 68.5425 | 146.2394 | 335.0231
2028 | 9 | 20 | 17 | 68.8863 | 135.2555 | 370.5218
2028 | 9 | 20 | 18 | 69.8268 | 127.8553 | 390.6091
2028 | 9 | 20 | 19 | 68.9295 | 127.9868 | 406.8242
2028 | 9 | 20 | 20 | 65.2953 | 123.0585 | 400.4986
2028 | 9 | 20 | 21 | 57.8393 | 121.0521 | 369.8024
2028 | 9 | 20 | 22 | 51.012 | 112.073 | 337.1383
2028 | 9 | 20 | 23 | 46.7273 | 101.7428 | 306.7283
2028 | 9 | 21 | 0 | 45.382 | 102.9333 | 293.5803
2028 | 9 | 21 | 1 | 43.04 | 97.1273 | 283.4462
2028 | 9 | 21 | 2 | 41.8359 | 93.9181 | 278.4608
2028 | 9 | 21 | 3 | 41.3287 | 92.523 | 276.5355
2028 | 9 | 21 | 4 | 42.396 | 93.9701 | 280.6916
2028 | 9 | 21 | 5 | 45.3407 | 98.7573 | 292.4832
2028 | 9 | 21 | 6 | 50.5799 | 116.0997 | 314.5148
2028 | 9 | 21 | 7 | 52.771 | 128.3351 | 343.7978
2028 | 9 | 21 | 8 | 53.2043 | 135.8925 | 345.5199
2028 | 9 | 21 | 9 | 53.9965 | 138.0015 | 335.9503
2028 | 9 | 21 | 10 | 54.4218 | 141.1987 | 323.4136
2028 | 9 | 21 | 11 | 55.2013 | 144.6256 | 317.6268
2028 | 9 | 21 | 12 | 55.2103 | 139.5491 | 302.4346
2028 | 9 | 21 | 13 | 55.119 | 140.7014 | 301.6757
2028 | 9 | 21 | 14 | 55.2137 | 133.8942 | 301.8601
2028 | 9 | 21 | 15 | 56.2277 | 126.507 | 304.503
2028 | 9 | 21 | 16 | 58.343 | 124.8524 | 320.8726
2028 | 9 | 21 | 17 | 58.4945 | 113.8193 | 358.5345
2028 | 9 | 21 | 18 | 60.2043 | 99.2299 | 390.8994
2028 | 9 | 21 | 19 | 59.796 | 102.2936 | 408.5454
2028 | 9 | 21 | 20 | 56.6529 | 94.6358 | 404.5291
2028 | 9 | 21 | 21 | 49.8604 | 94.9073 | 375.5162
2028 | 9 | 21 | 22 | 43.988 | 88.5902 | 344.4971
2028 | 9 | 21 | 23 | 40.7143 | 81.0969 | 315.2052
2028 | 9 | 22 | 0 | 40.2425 | 95.5978 | 299.1409
2028 | 9 | 22 | 1 | 39.7063 | 90.4843 | 287.3182
2028 | 9 | 22 | 2 | 38.7894 | 87.86 | 282.2135
2028 | 9 | 22 | 3 | 38.4249 | 87.0686 | 279.9687
2028 | 9 | 22 | 4 | 39.5283 | 89.2826 | 283.5071
2028 | 9 | 22 | 5 | 42.1968 | 94.1728 | 294.3444
2028 | 9 | 22 | 6 | 46.9476 | 108.1771 | 317.1229
2028 | 9 | 22 | 7 | 48.961 | 119.6546 | 345.8595
2028 | 9 | 22 | 8 | 49.6093 | 124.3939 | 346.7665
2028 | 9 | 22 | 9 | 50.5661 | 127.8749 | 335.5653
2028 | 9 | 22 | 10 | 51.0388 | 131.8773 | 322.1926
2028 | 9 | 22 | 11 | 51.7171 | 133.1132 | 315.7434
2028 | 9 | 22 | 12 | 53.1466 | 134.5971 | 308.0043
2028 | 9 | 22 | 13 | 53.657 | 134.8499 | 305.7815
2028 | 9 | 22 | 14 | 54.1275 | 133.7205 | 304.8979
2028 | 9 | 22 | 15 | 55.6799 | 127.6028 | 306.627
2028 | 9 | 22 | 16 | 57.8776 | 121.1851 | 321.3962
2028 | 9 | 22 | 17 | 58.7664 | 112.2816 | 358.6042
2028 | 9 | 22 | 18 | 58.1531 | 104.7958 | 390.5896
2028 | 9 | 22 | 19 | 57.6657 | 107.5063 | 407.2215
2028 | 9 | 22 | 20 | 54.382 | 102.6675 | 399.1417
2028 | 9 | 22 | 21 | 47.9374 | 101.9493 | 370.5434
2028 | 9 | 22 | 22 | 42.7786 | 96.0973 | 343.3034
2028 | 9 | 22 | 23 | 39.9336 | 85.4467 | 317.8606
2028 | 9 | 23 | 0 | 39.7275 | 82.9649 | 302.0224
2028 | 9 | 23 | 1 | 36.7691 | 76.8636 | 287.2671
2028 | 9 | 23 | 2 | 35.6578 | 75.1049 | 279.2358
2028 | 9 | 23 | 3 | 35.2938 | 75.2171 | 275.3819
2028 | 9 | 23 | 4 | 35.5865 | 76.413 | 275.6982
2028 | 9 | 23 | 5 | 37.4001 | 77.7145 | 278.703
2028 | 9 | 23 | 6 | 40.0321 | 86.2661 | 281.152
2028 | 9 | 23 | 7 | 41.9833 | 87.5221 | 300.3266
2028 | 9 | 23 | 8 | 44.4894 | 95.9765 | 316.6149
2028 | 9 | 23 | 9 | 47.4072 | 97.1519 | 325.2768
2028 | 9 | 23 | 10 | 49.1625 | 99.5797 | 320.2555
2028 | 9 | 23 | 11 | 50.9772 | 100.5754 | 323.886
2028 | 9 | 23 | 12 | 52.0071 | 98.3394 | 307.9953
2028 | 9 | 23 | 13 | 53.0174 | 97.3116 | 304.9741
2028 | 9 | 23 | 14 | 54.288 | 103.1194 | 302.8435
2028 | 9 | 23 | 15 | 56.4156 | 102.3574 | 307.2842
2028 | 9 | 23 | 16 | 59.2325 | 90.7499 | 325.7241
2028 | 9 | 23 | 17 | 60.1685 | 87.2968 | 367.3317
2028 | 9 | 23 | 18 | 56.7117 | 79.7502 | 387.4732
2028 | 9 | 23 | 19 | 56.0854 | 85.0244 | 395.7267
2028 | 9 | 23 | 20 | 51.3047 | 78.8799 | 379.7666
2028 | 9 | 23 | 21 | 44.7065 | 80.3812 | 350.0977
2028 | 9 | 23 | 22 | 39.8564 | 77.638 | 325.867
2028 | 9 | 23 | 23 | 37.7181 | 72.222 | 303.3909
2028 | 9 | 24 | 0 | 38.1522 | 76.273 | 294.2842
2028 | 9 | 24 | 1 | 36.4543 | 75.6794 | 284.2927
2028 | 9 | 24 | 2 | 35.3223 | 73.6721 | 277.0323
2028 | 9 | 24 | 3 | 34.9069 | 73.8677 | 272.7333
2028 | 9 | 24 | 4 | 35.0945 | 74.806 | 272.5299
2028 | 9 | 24 | 5 | 36.5928 | 75.9766 | 274.2796
2028 | 9 | 24 | 6 | 39.4078 | 82.6222 | 273.5126
2028 | 9 | 24 | 7 | 41.0303 | 83.1765 | 289.6772
2028 | 9 | 24 | 8 | 43.6543 | 87.2584 | 306.7713
2028 | 9 | 24 | 9 | 46.8494 | 87.9534 | 320.1683
2028 | 9 | 24 | 10 | 48.7331 | 91.9691 | 320.9978
2028 | 9 | 24 | 11 | 50.4538 | 94.0918 | 324.5272
2028 | 9 | 24 | 12 | 50.2705 | 95.8547 | 308.2543
2028 | 9 | 24 | 13 | 50.684 | 95.637 | 307.751
2028 | 9 | 24 | 14 | 51.2012 | 102.9911 | 310.02
2028 | 9 | 24 | 15 | 52.7205 | 102.0464 | 319.2765
2028 | 9 | 24 | 16 | 55.4691 | 94.3757 | 340.3771
2028 | 9 | 24 | 17 | 57.11 | 93.0361 | 386.5242
2028 | 9 | 24 | 18 | 52.1329 | 88.3394 | 406.9287
2028 | 9 | 24 | 19 | 52.1583 | 92.6149 | 411.8221
2028 | 9 | 24 | 20 | 49.5122 | 86.6857 | 397.2774
2028 | 9 | 24 | 21 | 44.0601 | 86.5296 | 365.553
2028 | 9 | 24 | 22 | 39.4919 | 82.9623 | 334.3533
2028 | 9 | 24 | 23 | 37.4799 | 75.869 | 305.4524
2028 | 9 | 25 | 0 | 38.7201 | 78.6563 | 294.698
2028 | 9 | 25 | 1 | 38.2678 | 78.3839 | 271.0162
2028 | 9 | 25 | 2 | 37.7838 | 77.044 | 265.8967
2028 | 9 | 25 | 3 | 37.7588 | 77.9735 | 263.5399
2028 | 9 | 25 | 4 | 39.3299 | 81.4557 | 267.459
2028 | 9 | 25 | 5 | 42.4273 | 86.1221 | 278.595
2028 | 9 | 25 | 6 | 49.0614 | 100.6876 | 303.5123
2028 | 9 | 25 | 7 | 51.1826 | 111.905 | 333.4865
2028 | 9 | 25 | 8 | 51.1086 | 125.0342 | 336.9885
2028 | 9 | 25 | 9 | 51.1736 | 127.6572 | 328.9329
2028 | 9 | 25 | 10 | 51.0483 | 131.7654 | 317.7372
2028 | 9 | 25 | 11 | 51.0949 | 125.2813 | 314.5289
2028 | 9 | 25 | 12 | 51.3183 | 125.2952 | 323.0374
2028 | 9 | 25 | 13 | 51.0266 | 127.342 | 320.9882
2028 | 9 | 25 | 14 | 50.6617 | 135.0282 | 321.7671
2028 | 9 | 25 | 15 | 51.5686 | 130.2649 | 326.2696
2028 | 9 | 25 | 16 | 54.2209 | 121.2708 | 343.3224
2028 | 9 | 25 | 17 | 55.2156 | 113.6677 | 376.7001
2028 | 9 | 25 | 18 | 55.5623 | 105.4013 | 405.8722
2028 | 9 | 25 | 19 | 55.3152 | 110.8786 | 413.5183
2028 | 9 | 25 | 20 | 52.9977 | 102.2147 | 401.6326
2028 | 9 | 25 | 21 | 47.1047 | 101.4896 | 367.9853
2028 | 9 | 25 | 22 | 41.8321 | 94.9735 | 335.1146
2028 | 9 | 25 | 23 | 38.835 | 84.9654 | 305.6302
2028 | 9 | 26 | 0 | 38.9393 | 86.2924 | 288.4985
2028 | 9 | 26 | 1 | 39.2378 | 81.0789 | 270.2069
2028 | 9 | 26 | 2 | 38.4507 | 78.9842 | 264.2286
2028 | 9 | 26 | 3 | 38.1423 | 78.8034 | 260.7108
2028 | 9 | 26 | 4 | 39.4138 | 80.9248 | 262.9601
2028 | 9 | 26 | 5 | 42.1933 | 85.0596 | 273.0774
2028 | 9 | 26 | 6 | 46.8628 | 106.6485 | 298.4345
2028 | 9 | 26 | 7 | 49.2294 | 119.254 | 330.3133
2028 | 9 | 26 | 8 | 49.8301 | 129.3049 | 348.8562
2028 | 9 | 26 | 9 | 50.5571 | 131.543 | 357.8935
2028 | 9 | 26 | 10 | 50.9118 | 136.7632 | 355.0404
2028 | 9 | 26 | 11 | 51.588 | 135.8567 | 348.2813
2028 | 9 | 26 | 12 | 52.9588 | 128.4913 | 337.6869
2028 | 9 | 26 | 13 | 53.4625 | 131.0199 | 338.5796
2028 | 9 | 26 | 14 | 53.8497 | 137.2282 | 341.1935
2028 | 9 | 26 | 15 | 55.5638 | 131.1845 | 346.5197
2028 | 9 | 26 | 16 | 58.6377 | 122.9264 | 363.7168
2028 | 9 | 26 | 17 | 60.5231 | 114.5754 | 391.565
2028 | 9 | 26 | 18 | 59.5502 | 105.7474 | 408.9597
2028 | 9 | 26 | 19 | 59.1209 | 109.5693 | 413.6754
2028 | 9 | 26 | 20 | 55.6913 | 102.9117 | 401.042
2028 | 9 | 26 | 21 | 48.9356 | 103.3535 | 367.6368
2028 | 9 | 26 | 22 | 43.2349 | 96.1181 | 334.4841
2028 | 9 | 26 | 23 | 40.0789 | 85.8511 | 304.8559
2028 | 9 | 27 | 0 | 40.5294 | 85.4037 | 291.8225
2028 | 9 | 27 | 1 | 38.9277 | 88.3536 | 270.4894
2028 | 9 | 27 | 2 | 38.2887 | 85.4132 | 264.9238
2028 | 9 | 27 | 3 | 38.0999 | 84.3416 | 261.2086
2028 | 9 | 27 | 4 | 39.4362 | 86.7099 | 263.6519
2028 | 9 | 27 | 5 | 42.401 | 90.7003 | 273.7447
2028 | 9 | 27 | 6 | 47.4129 | 108.6722 | 298.4029
2028 | 9 | 27 | 7 | 49.6631 | 121.5278 | 329.4844
2028 | 9 | 27 | 8 | 49.7366 | 129.2606 | 344.3456
2028 | 9 | 27 | 9 | 50.059 | 131.4315 | 347.6757
2028 | 9 | 27 | 10 | 50.1042 | 133.4462 | 342.0805
2028 | 9 | 27 | 11 | 50.7724 | 133.1824 | 336.5163
2028 | 9 | 27 | 12 | 51.405 | 131.7234 | 315.3271
2028 | 9 | 27 | 13 | 51.9884 | 132.5665 | 315.3096
2028 | 9 | 27 | 14 | 52.6598 | 135.2033 | 317.4039
2028 | 9 | 27 | 15 | 54.7628 | 131.3264 | 322.1489
2028 | 9 | 27 | 16 | 58.143 | 124.1558 | 339.5234
2028 | 9 | 27 | 17 | 60.0642 | 115.4961 | 374.8127
2028 | 9 | 27 | 18 | 59.3988 | 109.8563 | 408.1529
2028 | 9 | 27 | 19 | 59.2615 | 113.3675 | 413.8942
2028 | 9 | 27 | 20 | 56.2394 | 106.1846 | 402.5994
2028 | 9 | 27 | 21 | 49.7284 | 105.9197 | 371.2575
2028 | 9 | 27 | 22 | 43.9835 | 98.6043 | 338.8501
2028 | 9 | 27 | 23 | 40.5304 | 88.4525 | 308.9614
2028 | 9 | 28 | 0 | 40.7559 | 87.597 | 291.4076
2028 | 9 | 28 | 1 | 39.2931 | 85.0413 | 274.8624
2028 | 9 | 28 | 2 | 38.5733 | 83.156 | 269.8536
2028 | 9 | 28 | 3 | 38.3717 | 82.4953 | 267.1304
2028 | 9 | 28 | 4 | 39.6767 | 84.5827 | 269.8841
2028 | 9 | 28 | 5 | 42.5032 | 89.4384 | 281.1508
2028 | 9 | 28 | 6 | 47.909 | 106.2692 | 305.491
2028 | 9 | 28 | 7 | 49.647 | 117.8937 | 339.6813
2028 | 9 | 28 | 8 | 49.1737 | 125.8152 | 360.0255
2028 | 9 | 28 | 9 | 49.1404 | 126.8438 | 369.1376
2028 | 9 | 28 | 10 | 49.2612 | 131.692 | 364.5116
2028 | 9 | 28 | 11 | 49.877 | 129.7646 | 355.2222
2028 | 9 | 28 | 12 | 49.5504 | 129.1668 | 342.0982
2028 | 9 | 28 | 13 | 49.2906 | 130.8261 | 341.5258
2028 | 9 | 28 | 14 | 49.1909 | 133.7072 | 344.3289
2028 | 9 | 28 | 15 | 50.1263 | 127.9123 | 349.8081
2028 | 9 | 28 | 16 | 52.4213 | 121.4563 | 367.1543
2028 | 9 | 28 | 17 | 53.4796 | 112.3664 | 395.1527
2028 | 9 | 28 | 18 | 51.5996 | 109.766 | 407.6041
2028 | 9 | 28 | 19 | 51.763 | 113.3463 | 413.9242
2028 | 9 | 28 | 20 | 49.8341 | 106.6519 | 403.4664
2028 | 9 | 28 | 21 | 44.7464 | 105.9033 | 373.2444
2028 | 9 | 28 | 22 | 40.0782 | 99.1457 | 341.2612
2028 | 9 | 28 | 23 | 37.4762 | 89.3373 | 312.1788
2028 | 9 | 29 | 0 | 40.1085 | 87.3584 | 296.0849
2028 | 9 | 29 | 1 | 37.3828 | 85.1407 | 275.165
2028 | 9 | 29 | 2 | 36.602 | 82.174 | 269.2271
2028 | 9 | 29 | 3 | 36.3158 | 81.8481 | 266.1366
2028 | 9 | 29 | 4 | 37.548 | 84.4945 | 268.6358
2028 | 9 | 29 | 5 | 40.3141 | 88.0381 | 279.0171
2028 | 9 | 29 | 6 | 45.0239 | 105.91 | 299.8795
2028 | 9 | 29 | 7 | 47.2664 | 117.1956 | 332.3284
2028 | 9 | 29 | 8 | 47.9293 | 124.911 | 352.831
2028 | 9 | 29 | 9 | 48.7561 | 127.7598 | 361.9
2028 | 9 | 29 | 10 | 49.1411 | 130.5808 | 357.2798
2028 | 9 | 29 | 11 | 49.5966 | 129.371 | 346.5697
2028 | 9 | 29 | 12 | 50.1714 | 128.9623 | 327.1596
2028 | 9 | 29 | 13 | 50.4241 | 131.1877 | 328.1818
2028 | 9 | 29 | 14 | 50.3623 | 133.2647 | 330.3625
2028 | 9 | 29 | 15 | 51.5235 | 125.7433 | 333.632
2028 | 9 | 29 | 16 | 53.7413 | 119.6809 | 346.8481
2028 | 9 | 29 | 17 | 55.126 | 110.3947 | 372.4235
2028 | 9 | 29 | 18 | 55.9712 | 108.6313 | 385.7817
2028 | 9 | 29 | 19 | 55.5304 | 113.2765 | 393.1751
2028 | 9 | 29 | 20 | 52.1891 | 106.8786 | 382.8205
2028 | 9 | 29 | 21 | 46.0854 | 106.5377 | 354.8351
2028 | 9 | 29 | 22 | 41.3393 | 98.5621 | 328.7772
2028 | 9 | 29 | 23 | 38.7307 | 86.8802 | 305.2628
2028 | 9 | 30 | 0 | 38.1574 | 82.1965 | 291.0954
2028 | 9 | 30 | 1 | 34.4559 | 83.8905 | 264.9171
2028 | 9 | 30 | 2 | 33.3221 | 81.2649 | 259.8236
2028 | 9 | 30 | 3 | 32.9177 | 81.1672 | 257.1851
2028 | 9 | 30 | 4 | 33.1248 | 83.0372 | 258.2025
2028 | 9 | 30 | 5 | 34.636 | 85.0497 | 262.511
2028 | 9 | 30 | 6 | 37.3889 | 91.5236 | 264.9567
2028 | 9 | 30 | 7 | 39.2082 | 93.8601 | 289.4275
2028 | 9 | 30 | 8 | 41.6846 | 101.7704 | 320.6412
2028 | 9 | 30 | 9 | 44.1818 | 104.9609 | 337.1063
2028 | 9 | 30 | 10 | 45.2013 | 111.0705 | 335.125
2028 | 9 | 30 | 11 | 46.3109 | 113.4646 | 322.2986
2028 | 9 | 30 | 12 | 47.4447 | 116.5398 | 305.5201
2028 | 9 | 30 | 13 | 47.555 | 116.5319 | 299.0659
2028 | 9 | 30 | 14 | 47.4186 | 121.1015 | 303.3041
2028 | 9 | 30 | 15 | 48.2645 | 113.1194 | 310.5574
2028 | 9 | 30 | 16 | 50.0934 | 108.3277 | 324.3514
2028 | 9 | 30 | 17 | 51.1344 | 103.8241 | 354.2586
2028 | 9 | 30 | 18 | 50.5969 | 97.9473 | 373.0268
2028 | 9 | 30 | 19 | 49.6303 | 99.9584 | 373.052
2028 | 9 | 30 | 20 | 45.6337 | 92.6729 | 358.3379
2028 | 9 | 30 | 21 | 40.1662 | 96.6791 | 333.9064
2028 | 9 | 30 | 22 | 36.2945 | 92.3603 | 313.5482
2028 | 9 | 30 | 23 | 34.9068 | 85.4327 | 294.6572
2028 | 10 | 1 | 0 | 34.9373 | 86.2064 | 277.577
2028 | 10 | 1 | 1 | 31.5117 | 84.0537 | 269.3752
2028 | 10 | 1 | 2 | 30.8172 | 81.3975 | 264.0771
2028 | 10 | 1 | 3 | 30.7345 | 81.2432 | 260.6569
2028 | 10 | 1 | 4 | 31.1632 | 82.3809 | 261.6728
2028 | 10 | 1 | 5 | 32.8329 | 83.4297 | 266.055
2028 | 10 | 1 | 6 | 35.197 | 87.7439 | 271.8725
2028 | 10 | 1 | 7 | 37.0357 | 87.2969 | 291.2909
2028 | 10 | 1 | 8 | 39.3497 | 91.9116 | 311.1798
2028 | 10 | 1 | 9 | 42.0248 | 95.358 | 325.4489
2028 | 10 | 1 | 10 | 43.2638 | 98.0393 | 326.3292
2028 | 10 | 1 | 11 | 44.1521 | 101.7904 | 322.8573
2028 | 10 | 1 | 12 | 44.8016 | 96.4482 | 322.9916
2028 | 10 | 1 | 13 | 44.5129 | 95.6366 | 322.247
2028 | 10 | 1 | 14 | 44.3603 | 105.584 | 318.1143
2028 | 10 | 1 | 15 | 45.3388 | 103.1099 | 324.6915
2028 | 10 | 1 | 16 | 47.3744 | 87.2661 | 343.2227
2028 | 10 | 1 | 17 | 48.7451 | 84.8829 | 375.4207
2028 | 10 | 1 | 18 | 48.3655 | 72.7334 | 396.6528
2028 | 10 | 1 | 19 | 48.4736 | 78.4662 | 399.8025
2028 | 10 | 1 | 20 | 44.0307 | 71.7009 | 381.8675
2028 | 10 | 1 | 21 | 38.4205 | 76.1236 | 353.1281
2028 | 10 | 1 | 22 | 34.4217 | 71.7755 | 325.6834
2028 | 10 | 1 | 23 | 32.9393 | 66.6522 | 299.3944
2028 | 10 | 2 | 0 | 33.4791 | 81.0934 | 285.6214
2028 | 10 | 2 | 1 | 31.8367 | 84.9479 | 265.4846
2028 | 10 | 2 | 2 | 31.6628 | 84.489 | 262.6207
2028 | 10 | 2 | 3 | 31.8984 | 85.3475 | 261.4086
2028 | 10 | 2 | 4 | 33.3331 | 88.646 | 264.5537
2028 | 10 | 2 | 5 | 36.4924 | 94.2462 | 275.5601
2028 | 10 | 2 | 6 | 40.9352 | 108.0347 | 296.7202
2028 | 10 | 2 | 7 | 43.291 | 122.5498 | 328.6705
2028 | 10 | 2 | 8 | 43.7395 | 131.8662 | 337.6031
2028 | 10 | 2 | 9 | 44.0591 | 135.0688 | 333.8774
2028 | 10 | 2 | 10 | 44.3154 | 139.8187 | 322.8778
2028 | 10 | 2 | 11 | 44.856 | 133.4588 | 315.4475
2028 | 10 | 2 | 12 | 45.0413 | 129.5679 | 329.6926
2028 | 10 | 2 | 13 | 44.9004 | 127.821 | 329.0772
2028 | 10 | 2 | 14 | 45.2864 | 129.6552 | 325.8399
2028 | 10 | 2 | 15 | 46.7278 | 126.0173 | 326.9955
2028 | 10 | 2 | 16 | 49.2725 | 115.0833 | 340.6825
2028 | 10 | 2 | 17 | 50.7695 | 108.0897 | 368.889
2028 | 10 | 2 | 18 | 50.2181 | 100.1288 | 386.5165
2028 | 10 | 2 | 19 | 50.2394 | 105.0683 | 392.951
2028 | 10 | 2 | 20 | 46.4442 | 99.269 | 377.0168
2028 | 10 | 2 | 21 | 40.8977 | 97.5137 | 348.7706
2028 | 10 | 2 | 22 | 36.6594 | 93.7805 | 321.0865
2028 | 10 | 2 | 23 | 34.1561 | 87.0006 | 295.5946
2028 | 10 | 3 | 0 | 33.7243 | 90.5325 | 280.9631
2028 | 10 | 3 | 1 | 31.501 | 85.4155 | 260.6019
2028 | 10 | 3 | 2 | 31.0385 | 84.4872 | 257.6357
2028 | 10 | 3 | 3 | 30.952 | 85.293 | 256.3283
2028 | 10 | 3 | 4 | 32.1243 | 87.1642 | 259.3625
2028 | 10 | 3 | 5 | 34.8815 | 93.1683 | 269.7928
2028 | 10 | 3 | 6 | 39.0778 | 109.537 | 287.0632
2028 | 10 | 3 | 7 | 41.1731 | 122.8954 | 317.7414
2028 | 10 | 3 | 8 | 41.9004 | 129.5898 | 326.8326
2028 | 10 | 3 | 9 | 42.7063 | 131.7108 | 324.838
2028 | 10 | 3 | 10 | 43.3462 | 135.2551 | 316.2944
2028 | 10 | 3 | 11 | 43.9691 | 135.7649 | 310.1312
2028 | 10 | 3 | 12 | 44.4123 | 127.4312 | 307.9946
2028 | 10 | 3 | 13 | 44.4649 | 126.783 | 305.6024
2028 | 10 | 3 | 14 | 44.832 | 127.0533 | 302.9864
2028 | 10 | 3 | 15 | 46.1159 | 120.7703 | 305.5592
2028 | 10 | 3 | 16 | 48.3733 | 115.457 | 320.3574
2028 | 10 | 3 | 17 | 49.7236 | 108.3692 | 345.9961
2028 | 10 | 3 | 18 | 48.7789 | 105.4915 | 359.2593
2028 | 10 | 3 | 19 | 48.9802 | 111.4672 | 366.6914
2028 | 10 | 3 | 20 | 45.486 | 103.727 | 353.6793
2028 | 10 | 3 | 21 | 39.9623 | 103.7341 | 327.546
2028 | 10 | 3 | 22 | 35.548 | 96.3172 | 301.3706
2028 | 10 | 3 | 23 | 33.1534 | 88.2433 | 276.9959
2028 | 10 | 4 | 0 | 32.9567 | 90.0892 | 263.9987
2028 | 10 | 4 | 1 | 31.2702 | 91.0343 | 256.5386
2028 | 10 | 4 | 2 | 30.8198 | 89.3024 | 253.4838
2028 | 10 | 4 | 3 | 30.7487 | 89.3327 | 251.8455
2028 | 10 | 4 | 4 | 32.018 | 91.1905 | 255.0159
2028 | 10 | 4 | 5 | 34.9212 | 97.1928 | 265.4425
2028 | 10 | 4 | 6 | 38.7708 | 112.9284 | 285.4786
2028 | 10 | 4 | 7 | 40.9372 | 126.3046 | 315.6876
2028 | 10 | 4 | 8 | 41.1079 | 134.0602 | 324.618
2028 | 10 | 4 | 9 | 41.3078 | 138.1287 | 322.782
2028 | 10 | 4 | 10 | 41.3279 | 139.2312 | 313.9091
2028 | 10 | 4 | 11 | 41.7387 | 139.0595 | 307.4429
2028 | 10 | 4 | 12 | 42.7978 | 132.681 | 301.1276
2028 | 10 | 4 | 13 | 42.5464 | 132.5139 | 299.0048
2028 | 10 | 4 | 14 | 42.5893 | 132.8022 | 297.1445
2028 | 10 | 4 | 15 | 43.9725 | 125.0304 | 299.1485
2028 | 10 | 4 | 16 | 46.6124 | 120.3099 | 314.1677
2028 | 10 | 4 | 17 | 48.0981 | 111.437 | 341.4881
2028 | 10 | 4 | 18 | 48.2776 | 106.6331 | 355.7802
2028 | 10 | 4 | 19 | 48.4289 | 109.2545 | 364.5825
2028 | 10 | 4 | 20 | 44.7032 | 103.7653 | 352.9642
2028 | 10 | 4 | 21 | 39.3471 | 102.0087 | 327.9941
2028 | 10 | 4 | 22 | 35.1917 | 95.9902 | 301.4309
2028 | 10 | 4 | 23 | 32.8352 | 89.8139 | 276.9172
2028 | 10 | 5 | 0 | 32.4299 | 93.5821 | 263.8844
2028 | 10 | 5 | 1 | 31.9246 | 91.836 | 258.511
2028 | 10 | 5 | 2 | 31.4673 | 89.9746 | 255.1131
2028 | 10 | 5 | 3 | 31.4196 | 89.9492 | 253.7947
2028 | 10 | 5 | 4 | 32.6628 | 92.1265 | 257.0235
2028 | 10 | 5 | 5 | 35.4496 | 97.4786 | 267.4834
2028 | 10 | 5 | 6 | 39.4539 | 113.4424 | 291.8098
2028 | 10 | 5 | 7 | 41.54 | 127.0152 | 321.4388
2028 | 10 | 5 | 8 | 41.63 | 136.3193 | 322.6134
2028 | 10 | 5 | 9 | 41.7272 | 139.0297 | 307.6375
2028 | 10 | 5 | 10 | 41.9074 | 142.3096 | 289.8185
2028 | 10 | 5 | 11 | 42.4923 | 139.6443 | 280.0775
2028 | 10 | 5 | 12 | 43.683 | 135.4126 | 264.1876
2028 | 10 | 5 | 13 | 43.5105 | 135.5308 | 258.8372
2028 | 10 | 5 | 14 | 43.9993 | 134.4595 | 256.3336
2028 | 10 | 5 | 15 | 45.5634 | 125.9704 | 258.8606
2028 | 10 | 5 | 16 | 47.9529 | 123.1591 | 276.8496
2028 | 10 | 5 | 17 | 49.4706 | 114.5277 | 313.4464
2028 | 10 | 5 | 18 | 48.1333 | 108.8096 | 344.8271
2028 | 10 | 5 | 19 | 48.4893 | 112.751 | 361.7739
2028 | 10 | 5 | 20 | 45.152 | 105.1763 | 354.6404
2028 | 10 | 5 | 21 | 40.168 | 102.3225 | 332.7322
2028 | 10 | 5 | 22 | 36.1498 | 96.6846 | 308.1069
2028 | 10 | 5 | 23 | 33.7007 | 90.4472 | 284.6541
2028 | 10 | 6 | 0 | 33.1727 | 92.7129 | 275.14
2028 | 10 | 6 | 1 | 33.4267 | 95.4783 | 264.1652
2028 | 10 | 6 | 2 | 32.9381 | 92.9778 | 260.6051
2028 | 10 | 6 | 3 | 32.8761 | 93.1082 | 259.2261
2028 | 10 | 6 | 4 | 34.0291 | 95.2088 | 262.5027
2028 | 10 | 6 | 5 | 36.8125 | 98.8643 | 272.8146
2028 | 10 | 6 | 6 | 40.6134 | 116.14 | 295.1634
2028 | 10 | 6 | 7 | 42.7803 | 130.5872 | 324.523
2028 | 10 | 6 | 8 | 43.2005 | 136.4116 | 326.3967
2028 | 10 | 6 | 9 | 43.4508 | 139.0264 | 312.446
2028 | 10 | 6 | 10 | 43.4718 | 141.5672 | 294.4191
2028 | 10 | 6 | 11 | 43.777 | 138.9293 | 282.2318
2028 | 10 | 6 | 12 | 45.6159 | 130.1635 | 273.2731
2028 | 10 | 6 | 13 | 45.3436 | 129.3173 | 268.2799
2028 | 10 | 6 | 14 | 45.6291 | 121.9186 | 265.3865
2028 | 10 | 6 | 15 | 46.8631 | 114.7559 | 266.7586
2028 | 10 | 6 | 16 | 48.9589 | 112.618 | 281.7651
2028 | 10 | 6 | 17 | 50.0611 | 104.7765 | 314.0011
2028 | 10 | 6 | 18 | 48.9036 | 100.9086 | 352.5213
2028 | 10 | 6 | 19 | 48.579 | 106.2498 | 361.4652
2028 | 10 | 6 | 20 | 44.8507 | 100.2822 | 349.4265
2028 | 10 | 6 | 21 | 39.9895 | 99.8926 | 326.2762
2028 | 10 | 6 | 22 | 36.2992 | 94.481 | 304.4912
2028 | 10 | 6 | 23 | 34.0286 | 85.2145 | 283.7685
2028 | 10 | 7 | 0 | 33.3373 | 85.2132 | 270.3396
2028 | 10 | 7 | 1 | 32.5203 | 84.8597 | 257.6365
2028 | 10 | 7 | 2 | 31.8284 | 84.0347 | 251.3251
2028 | 10 | 7 | 3 | 31.7143 | 83.9948 | 247.6104
2028 | 10 | 7 | 4 | 32.4161 | 84.8737 | 247.8175
2028 | 10 | 7 | 5 | 34.2457 | 87.6875 | 251.9095
2028 | 10 | 7 | 6 | 36.6731 | 98.9225 | 258.4548
2028 | 10 | 7 | 7 | 38.4256 | 105.0574 | 280.4208
2028 | 10 | 7 | 8 | 40.0425 | 105.6413 | 306.5143
2028 | 10 | 7 | 9 | 41.8713 | 110.3205 | 325.6713
2028 | 10 | 7 | 10 | 42.4948 | 114.9747 | 324.6602
2028 | 10 | 7 | 11 | 42.9668 | 115.5504 | 323.1771
2028 | 10 | 7 | 12 | 43.9517 | 113.0754 | 312.1315
2028 | 10 | 7 | 13 | 43.2111 | 110.8421 | 307.7442
2028 | 10 | 7 | 14 | 43.094 | 108.2042 | 300.1494
2028 | 10 | 7 | 15 | 43.9067 | 105.8644 | 301.4991
2028 | 10 | 7 | 16 | 45.8124 | 100.8367 | 317.2538
2028 | 10 | 7 | 17 | 46.9039 | 100.9107 | 341.9288
2028 | 10 | 7 | 18 | 46.2576 | 92.7063 | 345.9026
2028 | 10 | 7 | 19 | 45.671 | 98.302 | 344.5418
2028 | 10 | 7 | 20 | 41.353 | 89.4171 | 325.6541
2028 | 10 | 7 | 21 | 36.4675 | 93.4521 | 301.133
2028 | 10 | 7 | 22 | 33.3172 | 86.6508 | 282.3625
2028 | 10 | 7 | 23 | 31.9714 | 83.2272 | 265.3265
2028 | 10 | 8 | 0 | 32.2774 | 83.6592 | 253.5746
2028 | 10 | 8 | 1 | 32.4597 | 82.8403 | 247.6579
2028 | 10 | 8 | 2 | 31.9787 | 81.8799 | 242.9577
2028 | 10 | 8 | 3 | 31.9401 | 82.085 | 239.5029
2028 | 10 | 8 | 4 | 32.6709 | 83.1961 | 239.5652
2028 | 10 | 8 | 5 | 34.4247 | 85.2354 | 242.8113
2028 | 10 | 8 | 6 | 36.1144 | 94.3648 | 246.0301
2028 | 10 | 8 | 7 | 37.511 | 98.8407 | 264.5138
2028 | 10 | 8 | 8 | 39.4172 | 98.1617 | 283.3517
2028 | 10 | 8 | 9 | 42.1101 | 101.5194 | 294.7048
2028 | 10 | 8 | 10 | 43.9924 | 105.7734 | 293.0935
2028 | 10 | 8 | 11 | 45.2102 | 107.2028 | 291.2688
2028 | 10 | 8 | 12 | 44.7044 | 102.2769 | 264.7055
2028 | 10 | 8 | 13 | 44.3675 | 102.4113 | 261.7715
2028 | 10 | 8 | 14 | 44.722 | 105.6322 | 257.4089
2028 | 10 | 8 | 15 | 46.0827 | 104.1809 | 260.3828
2028 | 10 | 8 | 16 | 48.5948 | 97.4349 | 277.1501
2028 | 10 | 8 | 17 | 50.3141 | 98.7667 | 316.2728
2028 | 10 | 8 | 18 | 48.6399 | 96.4005 | 340.4808
2028 | 10 | 8 | 19 | 48.691 | 100.706 | 346.1128
2028 | 10 | 8 | 20 | 44.8625 | 92.6215 | 331.1363
2028 | 10 | 8 | 21 | 39.8552 | 95.4437 | 307.0577
2028 | 10 | 8 | 22 | 36.0085 | 90.0097 | 284.3692
2028 | 10 | 8 | 23 | 34.2347 | 85.8909 | 262.2732
2028 | 10 | 9 | 0 | 34.1926 | 86.0561 | 250.8203
2028 | 10 | 9 | 1 | 31.7058 | 79.7994 | 246.1886
2028 | 10 | 9 | 2 | 31.059 | 78.3209 | 240.4738
2028 | 10 | 9 | 3 | 31.154 | 78.8947 | 237.755
2028 | 10 | 9 | 4 | 31.6703 | 79.9567 | 239.4865
2028 | 10 | 9 | 5 | 33.445 | 80.7552 | 242.447
2028 | 10 | 9 | 6 | 35.0861 | 89.6907 | 241.4508
2028 | 10 | 9 | 7 | 36.4024 | 91.0726 | 258.4951
2028 | 10 | 9 | 8 | 38.9987 | 94.253 | 278.8131
2028 | 10 | 9 | 9 | 42.1016 | 100.9972 | 287.3684
2028 | 10 | 9 | 10 | 44.42 | 106.3643 | 277.9766
2028 | 10 | 9 | 11 | 45.7828 | 101.3163 | 276.8819
2028 | 10 | 9 | 12 | 46.8356 | 98.3393 | 277.0006
2028 | 10 | 9 | 13 | 46.5259 | 97.9053 | 270.8179
2028 | 10 | 9 | 14 | 47.0829 | 102.8939 | 267.6927
2028 | 10 | 9 | 15 | 48.2919 | 98.4699 | 268.6822
2028 | 10 | 9 | 16 | 49.9806 | 94.8803 | 282.3079
2028 | 10 | 9 | 17 | 50.503 | 92.6674 | 310.0138
2028 | 10 | 9 | 18 | 48.9195 | 85.6366 | 329.1167
2028 | 10 | 9 | 19 | 48.479 | 93.4358 | 336.6144
2028 | 10 | 9 | 20 | 43.7684 | 86.315 | 322.0586
2028 | 10 | 9 | 21 | 38.5193 | 87.2025 | 297.4237
2028 | 10 | 9 | 22 | 34.5823 | 84.8288 | 272.5749
2028 | 10 | 9 | 23 | 33.1696 | 81.884 | 249.166
2028 | 10 | 10 | 0 | 32.6977 | 85.3911 | 238.1777
2028 | 10 | 10 | 1 | 33.5028 | 88.9716 | 241.3998
2028 | 10 | 10 | 2 | 33.1022 | 87.6389 | 238.224
2028 | 10 | 10 | 3 | 33.1487 | 87.8723 | 236.8609
2028 | 10 | 10 | 4 | 34.5629 | 89.6348 | 239.9879
2028 | 10 | 10 | 5 | 37.6241 | 95.1013 | 250.3528
2028 | 10 | 10 | 6 | 41.7522 | 110.2733 | 270.9311
2028 | 10 | 10 | 7 | 44.0925 | 125.1555 | 300.4606
2028 | 10 | 10 | 8 | 44.6016 | 130.4853 | 304.0924
2028 | 10 | 10 | 9 | 44.7144 | 130.7933 | 291.0571
2028 | 10 | 10 | 10 | 45.0059 | 135.6185 | 275.537
2028 | 10 | 10 | 11 | 45.5083 | 134.6653 | 267.818
2028 | 10 | 10 | 12 | 44.8586 | 131.877 | 268.0897
2028 | 10 | 10 | 13 | 44.5955 | 130.7716 | 265.6673
2028 | 10 | 10 | 14 | 45.1379 | 130.7757 | 264.1223
2028 | 10 | 10 | 15 | 46.7366 | 127.3797 | 266.7841
2028 | 10 | 10 | 16 | 49.5004 | 119.7241 | 286.4396
2028 | 10 | 10 | 17 | 51.561 | 113.555 | 320.254
2028 | 10 | 10 | 18 | 51.7252 | 110.0436 | 336.5233
2028 | 10 | 10 | 19 | 51.5058 | 113.3941 | 347.2231
2028 | 10 | 10 | 20 | 47.5139 | 106.1775 | 335.6538
2028 | 10 | 10 | 21 | 42.2394 | 105.1754 | 311.4492
2028 | 10 | 10 | 22 | 38.0167 | 100.7865 | 286.2833
2028 | 10 | 10 | 23 | 35.572 | 92.5285 | 262.7583
2028 | 10 | 11 | 0 | 34.9897 | 91.3369 | 251.1897
2028 | 10 | 11 | 1 | 34.5026 | 93.4174 | 240.5549
2028 | 10 | 11 | 2 | 34.0864 | 91.3744 | 236.9808
2028 | 10 | 11 | 3 | 34.1313 | 91.3972 | 235.0802
2028 | 10 | 11 | 4 | 35.426 | 92.9451 | 238.2694
2028 | 10 | 11 | 5 | 38.4418 | 97.3484 | 248.3338
2028 | 10 | 11 | 6 | 42.2235 | 117.0525 | 269.9584
2028 | 10 | 11 | 7 | 44.3775 | 133.0692 | 297.8209
2028 | 10 | 11 | 8 | 44.3133 | 138.8625 | 299.4924
2028 | 10 | 11 | 9 | 43.8476 | 140.3332 | 285.2058
2028 | 10 | 11 | 10 | 43.5051 | 143.3092 | 269.3688
2028 | 10 | 11 | 11 | 43.6727 | 141.3742 | 262.8755
2028 | 10 | 11 | 12 | 45.3093 | 124.8465 | 261.8333
2028 | 10 | 11 | 13 | 45.0834 | 123.874 | 260.0574
2028 | 10 | 11 | 14 | 45.5442 | 120.7867 | 259.5316
2028 | 10 | 11 | 15 | 47.2231 | 114.4931 | 262.1157
2028 | 10 | 11 | 16 | 49.9757 | 110.984 | 281.8807
2028 | 10 | 11 | 17 | 51.7172 | 104.1166 | 317.0699
2028 | 10 | 11 | 18 | 51.226 | 105.6775 | 340.5325
2028 | 10 | 11 | 19 | 51.2646 | 110.6503 | 349.0978
2028 | 10 | 11 | 20 | 47.4857 | 102.514 | 337.1014
2028 | 10 | 11 | 21 | 42.3966 | 103.5999 | 312.5655
2028 | 10 | 11 | 22 | 38.1697 | 96.9509 | 286.0883
2028 | 10 | 11 | 23 | 35.7179 | 88.4415 | 261.6815
2028 | 10 | 12 | 0 | 35.2226 | 92.6635 | 250.2186
2028 | 10 | 12 | 1 | 34.6074 | 89.2581 | 234.3919
2028 | 10 | 12 | 2 | 34.2343 | 87.9968 | 229.7032
2028 | 10 | 12 | 3 | 34.3506 | 88.006 | 227.5874
2028 | 10 | 12 | 4 | 35.6392 | 88.9629 | 230.7567
2028 | 10 | 12 | 5 | 38.6004 | 95.0513 | 240.3899
2028 | 10 | 12 | 6 | 42.8164 | 113.3132 | 261.4675
2028 | 10 | 12 | 7 | 44.9672 | 127.0486 | 289.9875
2028 | 10 | 12 | 8 | 44.8667 | 134.9652 | 298.2452
2028 | 10 | 12 | 9 | 44.2188 | 136.4884 | 293.0385
2028 | 10 | 12 | 10 | 43.5048 | 139.3188 | 280.7456
2028 | 10 | 12 | 11 | 43.3683 | 138.4543 | 274.9368
2028 | 10 | 12 | 12 | 43.9228 | 131.6753 | 263.3179
2028 | 10 | 12 | 13 | 43.5253 | 132.0432 | 263.1768
2028 | 10 | 12 | 14 | 43.8869 | 132.9234 | 265.3381
2028 | 10 | 12 | 15 | 45.5406 | 124.0532 | 271.7515
2028 | 10 | 12 | 16 | 48.2107 | 121.366 | 290.5571
2028 | 10 | 12 | 17 | 50.0555 | 111.8323 | 321.986
2028 | 10 | 12 | 18 | 49.4084 | 108.978 | 329.4462
2028 | 10 | 12 | 19 | 49.7551 | 110.7572 | 336.2961
2028 | 10 | 12 | 20 | 46.334 | 104.0661 | 325.4324
2028 | 10 | 12 | 21 | 41.3677 | 102.8374 | 301.7626
2028 | 10 | 12 | 22 | 37.2625 | 98.5949 | 277.1261
2028 | 10 | 12 | 23 | 34.9558 | 90.035 | 253.5196
2028 | 10 | 13 | 0 | 35.0683 | 91.7202 | 246.7891
2028 | 10 | 13 | 1 | 34.3403 | 94.357 | 231.9685
2028 | 10 | 13 | 2 | 33.8414 | 91.0056 | 227.1034
2028 | 10 | 13 | 3 | 33.8521 | 91.3636 | 224.5791
2028 | 10 | 13 | 4 | 35.0293 | 93.6032 | 227.2581
2028 | 10 | 13 | 5 | 37.8981 | 96.3402 | 236.4075
2028 | 10 | 13 | 6 | 41.8751 | 114.1096 | 255.8755
2028 | 10 | 13 | 7 | 44.0287 | 129.6088 | 288.8977
2028 | 10 | 13 | 8 | 43.984 | 137.8191 | 308.218
2028 | 10 | 13 | 9 | 43.2345 | 140.0562 | 312.3526
2028 | 10 | 13 | 10 | 42.4511 | 142.9411 | 304.0442
2028 | 10 | 13 | 11 | 42.2162 | 137.3367 | 294.9175
2028 | 10 | 13 | 12 | 41.3258 | 127.338 | 261.8134
2028 | 10 | 13 | 13 | 40.7066 | 127.8153 | 259.3401
2028 | 10 | 13 | 14 | 40.6636 | 124.1385 | 259.0933
2028 | 10 | 13 | 15 | 41.8065 | 115.9036 | 263.6629
2028 | 10 | 13 | 16 | 44.1277 | 115.4499 | 279.8622
2028 | 10 | 13 | 17 | 45.8378 | 107.4664 | 311.4966
2028 | 10 | 13 | 18 | 46.9975 | 106.0431 | 332.9572
2028 | 10 | 13 | 19 | 47.1508 | 112.4076 | 341.5332
2028 | 10 | 13 | 20 | 43.8524 | 104.3042 | 329.4387
2028 | 10 | 13 | 21 | 39.2883 | 104.5894 | 307.3161
2028 | 10 | 13 | 22 | 35.7441 | 97.9432 | 286.678
2028 | 10 | 13 | 23 | 33.6854 | 87.152 | 265.8494
2028 | 10 | 14 | 0 | 33.0956 | 88.4407 | 250.957
2028 | 10 | 14 | 1 | 31.3334 | 83.5213 | 237.2784
2028 | 10 | 14 | 2 | 30.4924 | 81.4611 | 232.312
2028 | 10 | 14 | 3 | 30.1079 | 81.3494 | 229
2028 | 10 | 14 | 4 | 30.5194 | 81.8233 | 229.74
2028 | 10 | 14 | 5 | 32.0081 | 83.7479 | 234.0298
2028 | 10 | 14 | 6 | 34.3906 | 91.1618 | 238.4773
2028 | 10 | 14 | 7 | 35.6767 | 96.5148 | 262.6823
2028 | 10 | 14 | 8 | 37.3149 | 99.4466 | 291.0567
2028 | 10 | 14 | 9 | 39.6027 | 105.9299 | 302.5479
2028 | 10 | 14 | 10 | 40.7614 | 110.8238 | 297.1682
2028 | 10 | 14 | 11 | 41.8599 | 110.1859 | 286.6672
2028 | 10 | 14 | 12 | 41.8731 | 104.8956 | 283.7678
2028 | 10 | 14 | 13 | 41.4677 | 102.9032 | 279.5947
2028 | 10 | 14 | 14 | 41.8451 | 105.3033 | 278.7348
2028 | 10 | 14 | 15 | 42.9745 | 98.9305 | 287.8208
2028 | 10 | 14 | 16 | 45.2915 | 96.3088 | 306.8795
2028 | 10 | 14 | 17 | 46.7927 | 95.197 | 336.2099
2028 | 10 | 14 | 18 | 43.5776 | 101.3967 | 348.2937
2028 | 10 | 14 | 19 | 42.8174 | 105.1828 | 344.2156
2028 | 10 | 14 | 20 | 38.8355 | 94.0978 | 326.0897
2028 | 10 | 14 | 21 | 33.8951 | 96.9711 | 302.8037
2028 | 10 | 14 | 22 | 30.6845 | 91.0776 | 282.076
2028 | 10 | 14 | 23 | 29.3938 | 85.7665 | 263.7881
2028 | 10 | 15 | 0 | 30.6988 | 83.4544 | 252.0558
2028 | 10 | 15 | 1 | 30.0698 | 81.6387 | 239.1675
2028 | 10 | 15 | 2 | 29.3108 | 80.245 | 233.4976
2028 | 10 | 15 | 3 | 28.9324 | 80.6604 | 230.3655
2028 | 10 | 15 | 4 | 29.22 | 81.9375 | 230.7947
2028 | 10 | 15 | 5 | 30.4174 | 82.712 | 234.0339
2028 | 10 | 15 | 6 | 31.6859 | 89.2484 | 236.8847
2028 | 10 | 15 | 7 | 32.9413 | 92.3158 | 256.973
2028 | 10 | 15 | 8 | 34.9553 | 96.4255 | 279.2347
2028 | 10 | 15 | 9 | 37.8327 | 102.5763 | 287.9286
2028 | 10 | 15 | 10 | 39.9458 | 106.2871 | 284.1075
2028 | 10 | 15 | 11 | 41.609 | 102.6193 | 275.8547
2028 | 10 | 15 | 12 | 41.9764 | 92.0484 | 286.8687
2028 | 10 | 15 | 13 | 42.3342 | 92.9008 | 286.977
2028 | 10 | 15 | 14 | 43.2496 | 105.1744 | 289.4375
2028 | 10 | 15 | 15 | 44.692 | 100.671 | 296.6896
2028 | 10 | 15 | 16 | 47.3569 | 87.8261 | 315.2415
2028 | 10 | 15 | 17 | 49.4092 | 87.6067 | 344.634
2028 | 10 | 15 | 18 | 46.7066 | 95.7112 | 349.1287
2028 | 10 | 15 | 19 | 46.3589 | 98.6324 | 352.7407
2028 | 10 | 15 | 20 | 43.0357 | 90.2363 | 336.3987
2028 | 10 | 15 | 21 | 38.1093 | 95.4006 | 313.4019
2028 | 10 | 15 | 22 | 34.0138 | 91.1048 | 290.0706
2028 | 10 | 15 | 23 | 32.0225 | 87.502 | 266.9136
2028 | 10 | 16 | 0 | 31.8218 | 87.3852 | 253.1218
2028 | 10 | 16 | 1 | 29.2161 | 81.4692 | 250.5075
2028 | 10 | 16 | 2 | 28.954 | 81.0227 | 248.6014
2028 | 10 | 16 | 3 | 29.1192 | 82.551 | 248.5428
2028 | 10 | 16 | 4 | 30.3775 | 85.3971 | 252.6921
2028 | 10 | 16 | 5 | 33.12 | 91.1954 | 264.7682
2028 | 10 | 16 | 6 | 37.8306 | 111.9817 | 287.0712
2028 | 10 | 16 | 7 | 39.8844 | 128.0544 | 318.5666
2028 | 10 | 16 | 8 | 40.0972 | 138.3765 | 325.5002
2028 | 10 | 16 | 9 | 40.4356 | 141.0959 | 313.1207
2028 | 10 | 16 | 10 | 40.5165 | 145.4484 | 294.1003
2028 | 10 | 16 | 11 | 41.1752 | 140.2108 | 281.1814
2028 | 10 | 16 | 12 | 40.7266 | 132.425 | 265.0727
2028 | 10 | 16 | 13 | 41.169 | 131.0712 | 260.3265
2028 | 10 | 16 | 14 | 42.0553 | 135.8264 | 258.4004
2028 | 10 | 16 | 15 | 44.116 | 128.5891 | 261.4715
2028 | 10 | 16 | 16 | 47.2364 | 120.7057 | 284.1649
2028 | 10 | 16 | 17 | 48.9113 | 114.4929 | 325.0347
2028 | 10 | 16 | 18 | 49.0319 | 109.3395 | 367.1685
2028 | 10 | 16 | 19 | 48.6253 | 112.6945 | 373.2548
2028 | 10 | 16 | 20 | 44.8925 | 104.0282 | 359.5546
2028 | 10 | 16 | 21 | 38.8712 | 104.0414 | 335.4165
2028 | 10 | 16 | 22 | 34.3029 | 96.9775 | 310.2212
2028 | 10 | 16 | 23 | 31.8501 | 88.3133 | 287.2037
2028 | 10 | 17 | 0 | 32.0754 | 90.1628 | 271.3419
2028 | 10 | 17 | 1 | 30.8059 | 88.7883 | 266.669
2028 | 10 | 17 | 2 | 30.2944 | 87.573 | 263.9134
2028 | 10 | 17 | 3 | 30.1511 | 87.9277 | 263.0636
2028 | 10 | 17 | 4 | 31.1572 | 88.785 | 266.4504
2028 | 10 | 17 | 5 | 33.5193 | 94.468 | 277.3165
2028 | 10 | 17 | 6 | 37.9584 | 111.9284 | 298.6639
2028 | 10 | 17 | 7 | 40.2536 | 126.4373 | 329.1396
2028 | 10 | 17 | 8 | 40.926 | 133.5074 | 334.7414
2028 | 10 | 17 | 9 | 41.6774 | 134.6139 | 321.5561
2028 | 10 | 17 | 10 | 41.8948 | 136.2284 | 303.6895
2028 | 10 | 17 | 11 | 42.6403 | 136.6284 | 291.4645
2028 | 10 | 17 | 12 | 41.5337 | 133.8716 | 275.4357
2028 | 10 | 17 | 13 | 41.9602 | 134.2061 | 270.0531
2028 | 10 | 17 | 14 | 42.562 | 134.9587 | 268.5157
2028 | 10 | 17 | 15 | 44.208 | 126.7759 | 272.8862
2028 | 10 | 17 | 16 | 47.1071 | 123.5519 | 294.5969
2028 | 10 | 17 | 17 | 49.0289 | 115.389 | 330.9729
2028 | 10 | 17 | 18 | 49.1325 | 110.1325 | 355.7714
2028 | 10 | 17 | 19 | 48.7734 | 111.0669 | 363.3606
2028 | 10 | 17 | 20 | 45.5009 | 104.4095 | 351.6455
2028 | 10 | 17 | 21 | 40.0734 | 103.5904 | 328.542
2028 | 10 | 17 | 22 | 35.59 | 97.4071 | 303.8554
2028 | 10 | 17 | 23 | 32.9986 | 89.3467 | 280.9942
2028 | 10 | 18 | 0 | 32.9171 | 91.4937 | 270.6786
2028 | 10 | 18 | 1 | 31.395 | 93.569 | 266.0174
2028 | 10 | 18 | 2 | 30.8774 | 91.4089 | 263.1611
2028 | 10 | 18 | 3 | 30.722 | 91.5026 | 262.062
2028 | 10 | 18 | 4 | 31.7209 | 93.115 | 265.7
2028 | 10 | 18 | 5 | 34.1905 | 98.2429 | 276.8041
2028 | 10 | 18 | 6 | 38.6028 | 116.1297 | 300.8239
2028 | 10 | 18 | 7 | 41.122 | 131.2575 | 330.3384
2028 | 10 | 18 | 8 | 41.8746 | 138.5253 | 332.152
2028 | 10 | 18 | 9 | 42.7474 | 139.6856 | 313.6448
2028 | 10 | 18 | 10 | 43.0354 | 141.9012 | 291.6439
2028 | 10 | 18 | 11 | 43.6878 | 140.0707 | 277.2969
2028 | 10 | 18 | 12 | 42.029 | 135.7899 | 261.3475
2028 | 10 | 18 | 13 | 42.2233 | 135.7341 | 255.8636
2028 | 10 | 18 | 14 | 42.4192 | 136.1937 | 255.157
2028 | 10 | 18 | 15 | 43.6909 | 129.6083 | 258.8157
2028 | 10 | 18 | 16 | 46.2482 | 126.1391 | 281.7009
2028 | 10 | 18 | 17 | 48.1574 | 118.0149 | 321.5725
2028 | 10 | 18 | 18 | 48.2519 | 114.3443 | 360.8432
2028 | 10 | 18 | 19 | 47.8814 | 114.8665 | 367.0327
2028 | 10 | 18 | 20 | 44.724 | 108.2295 | 355.6486
2028 | 10 | 18 | 21 | 39.5624 | 107.8955 | 332.7823
2028 | 10 | 18 | 22 | 35.2328 | 102.716 | 307.2167
2028 | 10 | 18 | 23 | 32.7667 | 94.5848 | 283.6075
2028 | 10 | 19 | 0 | 33.0429 | 97.9522 | 271.2039
2028 | 10 | 19 | 1 | 32.0783 | 97.1115 | 261.133
2028 | 10 | 19 | 2 | 31.5428 | 95.6423 | 256.6967
2028 | 10 | 19 | 3 | 31.4219 | 96.0649 | 254.5686
2028 | 10 | 19 | 4 | 32.3902 | 97.4708 | 257.1127
2028 | 10 | 19 | 5 | 34.8029 | 102.8629 | 266.919
2028 | 10 | 19 | 6 | 38.9708 | 120.5226 | 285.9382
2028 | 10 | 19 | 7 | 41.2826 | 135.6045 | 317.6407
2028 | 10 | 19 | 8 | 41.6112 | 143.2518 | 332.6965
2028 | 10 | 19 | 9 | 41.8642 | 143.6144 | 334.157
2028 | 10 | 19 | 10 | 41.6632 | 147.712 | 326.0408
2028 | 10 | 19 | 11 | 42.0425 | 144.2366 | 320.2702
2028 | 10 | 19 | 12 | 41.5081 | 138.9074 | 317.7658
2028 | 10 | 19 | 13 | 41.6103 | 138.3533 | 317.2296
2028 | 10 | 19 | 14 | 41.9601 | 136.5292 | 318.734
2028 | 10 | 19 | 15 | 43.5745 | 128.618 | 324.4771
2028 | 10 | 19 | 16 | 46.3095 | 129.04 | 340.6326
2028 | 10 | 19 | 17 | 48.233 | 122.5183 | 363.1604
2028 | 10 | 19 | 18 | 48.0825 | 118.3818 | 367.0689
2028 | 10 | 19 | 19 | 47.7765 | 120.9146 | 363.925
2028 | 10 | 19 | 20 | 44.605 | 113.368 | 348.9464
2028 | 10 | 19 | 21 | 39.6984 | 112.2388 | 324.393
2028 | 10 | 19 | 22 | 35.5854 | 106.9765 | 298.8734
2028 | 10 | 19 | 23 | 33.2244 | 99.5429 | 274.3418
2028 | 10 | 20 | 0 | 33.3159 | 101.3092 | 262.3357
2028 | 10 | 20 | 1 | 32.2677 | 102.4767 | 262.0401
2028 | 10 | 20 | 2 | 31.7212 | 100.1433 | 257.9821
2028 | 10 | 20 | 3 | 31.6025 | 100.2429 | 256.577
2028 | 10 | 20 | 4 | 32.6045 | 101.9815 | 259.5326
2028 | 10 | 20 | 5 | 35.1666 | 106.6231 | 269.8926
2028 | 10 | 20 | 6 | 39.3195 | 124.1208 | 285.8965
2028 | 10 | 20 | 7 | 41.8945 | 139.7626 | 321.3696
2028 | 10 | 20 | 8 | 42.6827 | 145.9763 | 344.6566
2028 | 10 | 20 | 9 | 43.1539 | 147.6037 | 354.9902
2028 | 10 | 20 | 10 | 43.1058 | 150.5545 | 351.4753
2028 | 10 | 20 | 11 | 43.3518 | 148.7097 | 344.7364
2028 | 10 | 20 | 12 | 44.2585 | 140.567 | 351.825
2028 | 10 | 20 | 13 | 44.1234 | 139.4079 | 353.1933
2028 | 10 | 20 | 14 | 43.9752 | 136.4514 | 355.8404
2028 | 10 | 20 | 15 | 44.8842 | 127.2109 | 362.3174
2028 | 10 | 20 | 16 | 46.8607 | 125.7344 | 378.3712
2028 | 10 | 20 | 17 | 48.2215 | 119.9991 | 398.2039
2028 | 10 | 20 | 18 | 47.6363 | 113.1227 | 393.9615
2028 | 10 | 20 | 19 | 47.1075 | 115.5281 | 393.6223
2028 | 10 | 20 | 20 | 43.7412 | 109.5657 | 378.7927
2028 | 10 | 20 | 21 | 39.2374 | 108.3425 | 356.849
2028 | 10 | 20 | 22 | 35.8458 | 102.8877 | 335.6056
2028 | 10 | 20 | 23 | 33.7572 | 94.0308 | 314.8762
2028 | 10 | 21 | 0 | 32.5629 | 97.0006 | 300.7305
2028 | 10 | 21 | 1 | 31.382 | 91.7497 | 293.0822
2028 | 10 | 21 | 2 | 30.4521 | 90.4901 | 288.0059
2028 | 10 | 21 | 3 | 30.1458 | 90.0804 | 285.6713
2028 | 10 | 21 | 4 | 30.5301 | 90.2666 | 287.5082
2028 | 10 | 21 | 5 | 32.0075 | 93.0141 | 293.575
2028 | 10 | 21 | 6 | 33.3241 | 103.351 | 304.1324
2028 | 10 | 21 | 7 | 35.7093 | 109.9762 | 325.571
2028 | 10 | 21 | 8 | 38.3755 | 111.3306 | 342.4352
2028 | 10 | 21 | 9 | 41.3931 | 112.818 | 348.6599
2028 | 10 | 21 | 10 | 43.5506 | 115.4252 | 343.0892
2028 | 10 | 21 | 11 | 45.1551 | 114.099 | 335.1707
2028 | 10 | 21 | 12 | 43.9616 | 110.7924 | 291.5379
2028 | 10 | 21 | 13 | 43.7777 | 108.9768 | 282.6206
2028 | 10 | 21 | 14 | 43.8871 | 108.6382 | 278.5554
2028 | 10 | 21 | 15 | 44.8351 | 101.6639 | 284.4025
2028 | 10 | 21 | 16 | 46.7827 | 99.1735 | 308.4116
2028 | 10 | 21 | 17 | 48.1761 | 98.2151 | 347.7355
2028 | 10 | 21 | 18 | 47.3662 | 96.4231 | 386.7088
2028 | 10 | 21 | 19 | 46.074 | 97.3963 | 384.5618
2028 | 10 | 21 | 20 | 41.5995 | 89.1651 | 365.4123
2028 | 10 | 21 | 21 | 36.9213 | 90.4564 | 341.7378
2028 | 10 | 21 | 22 | 33.7613 | 84.8132 | 322.3212
2028 | 10 | 21 | 23 | 32.398 | 82.9964 | 304.5504
2028 | 10 | 22 | 0 | 32.3549 | 87.8317 | 298.403
2028 | 10 | 22 | 1 | 30.9587 | 87.2301 | 282.5051
2028 | 10 | 22 | 2 | 30.4108 | 86.0116 | 276.7316
2028 | 10 | 22 | 3 | 30.3499 | 85.8786 | 273.4774
2028 | 10 | 22 | 4 | 30.8744 | 86.6097 | 274.0606
2028 | 10 | 22 | 5 | 32.4301 | 88.3164 | 278.1439
2028 | 10 | 22 | 6 | 34.7382 | 97.0372 | 284.9687
2028 | 10 | 22 | 7 | 36.5976 | 103.399 | 302.1919
2028 | 10 | 22 | 8 | 38.662 | 100.3801 | 321.0024
2028 | 10 | 22 | 9 | 40.9402 | 100.5789 | 336.7728
2028 | 10 | 22 | 10 | 42.0742 | 104.862 | 337.4438
2028 | 10 | 22 | 11 | 42.9949 | 105.8973 | 334.1549
2028 | 10 | 22 | 12 | 44.6133 | 100.4562 | 308.2652
2028 | 10 | 22 | 13 | 44.6567 | 100.273 | 303.0344
2028 | 10 | 22 | 14 | 45.0854 | 97.9773 | 300.9795
2028 | 10 | 22 | 15 | 46.6353 | 95.3771 | 309.1454
2028 | 10 | 22 | 16 | 49.3038 | 94.6826 | 331.5187
2028 | 10 | 22 | 17 | 51.1295 | 96.5217 | 364.373
2028 | 10 | 22 | 18 | 50.0197 | 103.7355 | 380.4306
2028 | 10 | 22 | 19 | 48.6822 | 105.8424 | 374.2294
2028 | 10 | 22 | 20 | 44.216 | 98.1386 | 354.3015
2028 | 10 | 22 | 21 | 38.9591 | 100.1914 | 327.8154
2028 | 10 | 22 | 22 | 35.062 | 93.5876 | 302.9602
2028 | 10 | 22 | 23 | 33.2707 | 89.1084 | 279.8332
2028 | 10 | 23 | 0 | 33.4856 | 89.6605 | 271.6085
2028 | 10 | 23 | 1 | 33.07 | 88.6156 | 264.6438
2028 | 10 | 23 | 2 | 32.9196 | 87.8829 | 261.5878
2028 | 10 | 23 | 3 | 33.1955 | 88.3849 | 260.761
2028 | 10 | 23 | 4 | 34.5902 | 90.6264 | 264.3526
2028 | 10 | 23 | 5 | 37.6015 | 95.6889 | 275.6117
2028 | 10 | 23 | 6 | 42.0633 | 112.5763 | 297.1683
2028 | 10 | 23 | 7 | 44.6768 | 129.7869 | 328.86
2028 | 10 | 23 | 8 | 45.0854 | 140.3043 | 338.2197
2028 | 10 | 23 | 9 | 44.8117 | 142.9226 | 328.1212
2028 | 10 | 23 | 10 | 44.4133 | 146.0714 | 311.2619
2028 | 10 | 23 | 11 | 44.4964 | 141.2531 | 300.3567
2028 | 10 | 23 | 12 | 46.3526 | 136.0346 | 328.3497
2028 | 10 | 23 | 13 | 46.3452 | 134.761 | 327.0574
2028 | 10 | 23 | 14 | 46.8596 | 135.5282 | 328.1838
2028 | 10 | 23 | 15 | 48.6473 | 129.7959 | 333.8423
2028 | 10 | 23 | 16 | 51.6812 | 126.431 | 352.0186
2028 | 10 | 23 | 17 | 53.7216 | 119.5207 | 376.997
2028 | 10 | 23 | 18 | 52.4197 | 113.3949 | 381.6961
2028 | 10 | 23 | 19 | 51.4706 | 113.9551 | 376.3644
2028 | 10 | 23 | 20 | 47.4077 | 105.6935 | 359.4816
2028 | 10 | 23 | 21 | 42.0488 | 104.5301 | 333.5453
2028 | 10 | 23 | 22 | 37.6799 | 99.992 | 307.249
2028 | 10 | 23 | 23 | 35.1553 | 92.6797 | 283.0963
2028 | 10 | 24 | 0 | 35.1888 | 96.0112 | 270.0269
2028 | 10 | 24 | 1 | 33.7413 | 94.6373 | 258.4525
2028 | 10 | 24 | 2 | 33.3656 | 92.8805 | 253.8755
2028 | 10 | 24 | 3 | 33.4081 | 93.3364 | 251.409
2028 | 10 | 24 | 4 | 34.7706 | 94.4321 | 253.265
2028 | 10 | 24 | 5 | 37.7142 | 98.3558 | 262.4546
2028 | 10 | 24 | 6 | 42.2719 | 114.6844 | 280.3461
2028 | 10 | 24 | 7 | 44.9003 | 132.1217 | 313.3313
2028 | 10 | 24 | 8 | 45.5225 | 137.8723 | 332.9529
2028 | 10 | 24 | 9 | 45.5634 | 137.1078 | 338.2371
2028 | 10 | 24 | 10 | 45.5173 | 141.5123 | 333.2522
2028 | 10 | 24 | 11 | 45.819 | 138.0838 | 328.158
2028 | 10 | 24 | 12 | 46.3765 | 125.7081 | 314.4081
2028 | 10 | 24 | 13 | 46.4137 | 124.5237 | 313.6975
2028 | 10 | 24 | 14 | 47.019 | 120.529 | 315.2823
2028 | 10 | 24 | 15 | 48.8278 | 113.837 | 321.5612
2028 | 10 | 24 | 16 | 51.8093 | 114.3645 | 339.7008
2028 | 10 | 24 | 17 | 53.8647 | 108.7417 | 364.5576
2028 | 10 | 24 | 18 | 52.6702 | 109.6204 | 360.5138
2028 | 10 | 24 | 19 | 51.5526 | 112.6538 | 359.1205
2028 | 10 | 24 | 20 | 47.4386 | 103.905 | 344.7908
2028 | 10 | 24 | 21 | 42.091 | 105.1163 | 321.5938
2028 | 10 | 24 | 22 | 37.7973 | 100.304 | 297.0292
2028 | 10 | 24 | 23 | 35.2687 | 91.9466 | 273.7564
2028 | 10 | 25 | 0 | 35.1846 | 95.0164 | 263.2039
2028 | 10 | 25 | 1 | 33.9652 | 94.6617 | 250.7733
2028 | 10 | 25 | 2 | 33.5433 | 92.8162 | 247.1121
2028 | 10 | 25 | 3 | 33.5524 | 93.1819 | 245.2789
2028 | 10 | 25 | 4 | 34.856 | 94.2293 | 248.1766
2028 | 10 | 25 | 5 | 37.8193 | 99.5507 | 258.6073
2028 | 10 | 25 | 6 | 41.9137 | 118.8449 | 276.0416
2028 | 10 | 25 | 7 | 44.5677 | 134.6501 | 308.8603
2028 | 10 | 25 | 8 | 45.2544 | 141.5408 | 326.1636
2028 | 10 | 25 | 9 | 45.6532 | 141.6322 | 328.0275
2028 | 10 | 25 | 10 | 46.0965 | 144.5033 | 319.6755
2028 | 10 | 25 | 11 | 46.7343 | 141.8403 | 312.1679
2028 | 10 | 25 | 12 | 45.6675 | 135.5422 | 315.0091
2028 | 10 | 25 | 13 | 45.6341 | 134.5891 | 315.1427
2028 | 10 | 25 | 14 | 46.1207 | 134.3701 | 317.9176
2028 | 10 | 25 | 15 | 47.8638 | 128.2267 | 324.678
2028 | 10 | 25 | 16 | 50.8227 | 126.858 | 344.506
2028 | 10 | 25 | 17 | 52.851 | 120.2239 | 370.2196
2028 | 10 | 25 | 18 | 51.8725 | 122.942 | 363.3626
2028 | 10 | 25 | 19 | 51.114 | 122.3352 | 362.8672
2028 | 10 | 25 | 20 | 47.355 | 115.0108 | 349.3504
2028 | 10 | 25 | 21 | 42.2196 | 114.1965 | 326.7238
2028 | 10 | 25 | 22 | 37.9111 | 109.2611 | 301.4545
2028 | 10 | 25 | 23 | 35.3495 | 100.3502 | 277.8194
2028 | 10 | 26 | 0 | 35.4471 | 101.1034 | 265.9637
2028 | 10 | 26 | 1 | 34.024 | 100.8133 | 259.7715
2028 | 10 | 26 | 2 | 33.5544 | 98.745 | 256.2928
2028 | 10 | 26 | 3 | 33.5708 | 98.3311 | 255.1941
2028 | 10 | 26 | 4 | 34.718 | 99.1592 | 258.5309
2028 | 10 | 26 | 5 | 37.6455 | 103.471 | 269.3612
2028 | 10 | 26 | 6 | 41.4283 | 120.8397 | 288.0762
2028 | 10 | 26 | 7 | 44.0976 | 137.4379 | 321.4784
2028 | 10 | 26 | 8 | 44.5051 | 142.2808 | 338.9575
2028 | 10 | 26 | 9 | 44.2398 | 141.323 | 339.7978
2028 | 10 | 26 | 10 | 43.8717 | 144.198 | 329.4128
2028 | 10 | 26 | 11 | 43.9153 | 142.4645 | 321.2132
2028 | 10 | 26 | 12 | 43.5831 | 137.3936 | 317.4688
2028 | 10 | 26 | 13 | 43.4065 | 136.8264 | 316.433
2028 | 10 | 26 | 14 | 43.4769 | 128.033 | 319.2034
2028 | 10 | 26 | 15 | 44.9219 | 120.7304 | 327.1225
2028 | 10 | 26 | 16 | 47.3926 | 124.0732 | 347.4298
2028 | 10 | 26 | 17 | 49.3783 | 117.5449 | 374.0996
2028 | 10 | 26 | 18 | 48.2376 | 115.2817 | 372.3192
2028 | 10 | 26 | 19 | 47.8022 | 117.8149 | 373.2414
2028 | 10 | 26 | 20 | 44.4228 | 109.1466 | 360.6879
2028 | 10 | 26 | 21 | 39.8643 | 109.2252 | 339.1041
2028 | 10 | 26 | 22 | 36.0991 | 103.219 | 314.9996
2028 | 10 | 26 | 23 | 34.0903 | 95.297 | 291.6669
2028 | 10 | 27 | 0 | 33.6859 | 93.7698 | 279.1591
2028 | 10 | 27 | 1 | 33.6831 | 92.4047 | 275.3022
2028 | 10 | 27 | 2 | 33.007 | 89.6705 | 271.2468
2028 | 10 | 27 | 3 | 32.8366 | 89.8695 | 269.8648
2028 | 10 | 27 | 4 | 33.8229 | 91.5248 | 272.7981
2028 | 10 | 27 | 5 | 36.4077 | 95.4112 | 283.0767
2028 | 10 | 27 | 6 | 39.4711 | 113.7796 | 298.4165
2028 | 10 | 27 | 7 | 42.2229 | 129.7992 | 333.0289
2028 | 10 | 27 | 8 | 43.2801 | 138.0607 | 355.3054
2028 | 10 | 27 | 9 | 44.0547 | 139.5312 | 362.5466
2028 | 10 | 27 | 10 | 44.9618 | 143.8233 | 356.3611
2028 | 10 | 27 | 11 | 45.8369 | 140.0371 | 347.6456
2028 | 10 | 27 | 12 | 45.9165 | 132.6814 | 339.2031
2028 | 10 | 27 | 13 | 45.9711 | 132.8623 | 339.0117
2028 | 10 | 27 | 14 | 46.4637 | 132.5294 | 341.714
2028 | 10 | 27 | 15 | 48.0472 | 122.6696 | 348.7149
2028 | 10 | 27 | 16 | 50.5424 | 120.888 | 367.0683
2028 | 10 | 27 | 17 | 52.0418 | 112.475 | 391.1465
2028 | 10 | 27 | 18 | 50.6663 | 112.6593 | 399.3479
2028 | 10 | 27 | 19 | 49.4339 | 113.4199 | 396.0227
2028 | 10 | 27 | 20 | 45.5017 | 106.6366 | 380.0493
2028 | 10 | 27 | 21 | 40.7431 | 107.3885 | 358.825
2028 | 10 | 27 | 22 | 37.1264 | 103.0733 | 338.3619
2028 | 10 | 27 | 23 | 34.8507 | 90.7195 | 317.9412
2028 | 10 | 28 | 0 | 34.4369 | 90.9594 | 299.0784
2028 | 10 | 28 | 1 | 32.8295 | 92.5052 | 294.842
2028 | 10 | 28 | 2 | 32.1315 | 91.2462 | 289.3556
2028 | 10 | 28 | 3 | 31.9719 | 90.7261 | 286.504
2028 | 10 | 28 | 4 | 32.7215 | 91.8359 | 287.7781
2028 | 10 | 28 | 5 | 34.5703 | 95.259 | 293.6998
2028 | 10 | 28 | 6 | 37.3106 | 105.6131 | 300.8187
2028 | 10 | 28 | 7 | 39.7157 | 114.3045 | 324.1539
2028 | 10 | 28 | 8 | 42.1406 | 114.0518 | 349.3667
2028 | 10 | 28 | 9 | 44.8425 | 117.2717 | 367.5066
2028 | 10 | 28 | 10 | 46.5461 | 121.3899 | 368.4926
2028 | 10 | 28 | 11 | 47.7158 | 119.7073 | 364.8049
2028 | 10 | 28 | 12 | 47.6208 | 110.734 | 352.1345
2028 | 10 | 28 | 13 | 47.3301 | 109.1299 | 347.1767
2028 | 10 | 28 | 14 | 47.5289 | 110.4457 | 345.5312
2028 | 10 | 28 | 15 | 48.6387 | 102.9524 | 354.3946
2028 | 10 | 28 | 16 | 50.9039 | 101.1855 | 376.4704
2028 | 10 | 28 | 17 | 52.4589 | 100.5018 | 403.9297
2028 | 10 | 28 | 18 | 51.5639 | 100.7677 | 415.6764
2028 | 10 | 28 | 19 | 49.6527 | 103.5169 | 405.0862
2028 | 10 | 28 | 20 | 44.9291 | 94.6396 | 382.4719
2028 | 10 | 28 | 21 | 40.076 | 98.7189 | 358.1543
2028 | 10 | 28 | 22 | 36.7653 | 93.6649 | 339.0906
2028 | 10 | 28 | 23 | 35.2382 | 88.3125 | 321.146
2028 | 10 | 29 | 0 | 35.0023 | 92.6393 | 309.6745
2028 | 10 | 29 | 1 | 33.6449 | 90.5426 | 294.9326
2028 | 10 | 29 | 2 | 33.0775 | 89.0389 | 289.6784
2028 | 10 | 29 | 3 | 32.9565 | 88.9177 | 287.0618
2028 | 10 | 29 | 4 | 33.6355 | 90.7262 | 288.4233
2028 | 10 | 29 | 5 | 35.2426 | 92.8042 | 293.7961
2028 | 10 | 29 | 6 | 37.7074 | 100.5314 | 301.0592
2028 | 10 | 29 | 7 | 39.4772 | 106.5635 | 317.1941
2028 | 10 | 29 | 8 | 41.5059 | 107.1857 | 326.699
2028 | 10 | 29 | 9 | 43.9266 | 108.8971 | 327.2891
2028 | 10 | 29 | 10 | 45.4752 | 112.6469 | 317.5745
2028 | 10 | 29 | 11 | 46.5006 | 109.8761 | 308.2489
2028 | 10 | 29 | 12 | 46.8232 | 103.1992 | 291.2354
2028 | 10 | 29 | 13 | 46.8711 | 102.8986 | 284.7158
2028 | 10 | 29 | 14 | 47.3254 | 109.0404 | 282.9179
2028 | 10 | 29 | 15 | 48.8678 | 103.4979 | 290.0331
2028 | 10 | 29 | 16 | 51.5556 | 99.5841 | 315.9963
2028 | 10 | 29 | 17 | 53.613 | 100.7944 | 356.5918
2028 | 10 | 29 | 18 | 52.7304 | 104.8538 | 385.7192
2028 | 10 | 29 | 19 | 51.3631 | 104.5495 | 383.5581
2028 | 10 | 29 | 20 | 47.0209 | 96.911 | 365.4463
2028 | 10 | 29 | 21 | 41.7972 | 98.3473 | 341.3035
2028 | 10 | 29 | 22 | 37.809 | 92.4701 | 317.7613
2028 | 10 | 29 | 23 | 35.8156 | 88.885 | 295.8813
2028 | 10 | 30 | 0 | 35.757 | 93.9188 | 282.9919
2028 | 10 | 30 | 1 | 34.6844 | 93.3447 | 270.3337
2028 | 10 | 30 | 2 | 34.4605 | 92.1333 | 266.3075
2028 | 10 | 30 | 3 | 34.6861 | 93.2177 | 264.2305
2028 | 10 | 30 | 4 | 36.0662 | 95.3017 | 266.6189
2028 | 10 | 30 | 5 | 39.0308 | 98.966 | 276.6008
2028 | 10 | 30 | 6 | 43.7401 | 117.4382 | 293.0289
2028 | 10 | 30 | 7 | 46.3786 | 135.3923 | 324.7694
2028 | 10 | 30 | 8 | 46.8233 | 145.1173 | 336.1321
2028 | 10 | 30 | 9 | 46.428 | 144.968 | 324.6707
2028 | 10 | 30 | 10 | 45.9476 | 147.7289 | 307.4098
2028 | 10 | 30 | 11 | 45.9315 | 141.7751 | 298.031
2028 | 10 | 30 | 12 | 44.7047 | 132.9808 | 278.1358
2028 | 10 | 30 | 13 | 44.439 | 132.3435 | 274.5689
2028 | 10 | 30 | 14 | 44.7157 | 125.3144 | 274.5504
2028 | 10 | 30 | 15 | 46.2915 | 118.4326 | 279.4606
2028 | 10 | 30 | 16 | 49.3954 | 120.7129 | 299.5286
2028 | 10 | 30 | 17 | 51.9626 | 115.1495 | 335.1486
2028 | 10 | 30 | 18 | 53.595 | 118.6703 | 354.7011
2028 | 10 | 30 | 19 | 52.4833 | 120.9977 | 352.9434
2028 | 10 | 30 | 20 | 48.4667 | 112.6398 | 338.7437
2028 | 10 | 30 | 21 | 43.1991 | 112.3899 | 315.7746
2028 | 10 | 30 | 22 | 38.8487 | 106.4289 | 291.7994
2028 | 10 | 30 | 23 | 36.2773 | 97.6627 | 269.3576
2028 | 10 | 31 | 0 | 36.2479 | 95.8708 | 256.9166
2028 | 10 | 31 | 1 | 34.5389 | 91.2818 | 257.7934
2028 | 10 | 31 | 2 | 34.0096 | 89.8085 | 254.653
2028 | 10 | 31 | 3 | 33.9656 | 90.237 | 253.9676
2028 | 10 | 31 | 4 | 35.2033 | 91.4339 | 257.4942
2028 | 10 | 31 | 5 | 38.0618 | 96.0195 | 268.6931
2028 | 10 | 31 | 6 | 42.114 | 111.306 | 290.0082
2028 | 10 | 31 | 7 | 44.7541 | 127.7642 | 323.7358
2028 | 10 | 31 | 8 | 45.6353 | 136.8884 | 340.2649
2028 | 10 | 31 | 9 | 46.0739 | 137.9318 | 337.6996
2028 | 10 | 31 | 10 | 46.4621 | 143.0456 | 326.1104
2028 | 10 | 31 | 11 | 47.0719 | 138.563 | 316.3457
2028 | 10 | 31 | 12 | 46.4979 | 136.872 | 286.8715
2028 | 10 | 31 | 13 | 46.5804 | 137.1483 | 281.3965
2028 | 10 | 31 | 14 | 47.0863 | 138.2787 | 282.5789
2028 | 10 | 31 | 15 | 48.8226 | 131.8684 | 290.3409
2028 | 10 | 31 | 16 | 51.7544 | 129.8889 | 316.5405
2028 | 10 | 31 | 17 | 53.9558 | 123.2016 | 353.5522
2028 | 10 | 31 | 18 | 52.8281 | 122.8647 | 376.6301
2028 | 10 | 31 | 19 | 51.476 | 121.0166 | 380.3661
2028 | 10 | 31 | 20 | 47.3777 | 113.1743 | 369.4346
2028 | 10 | 31 | 21 | 42.1364 | 111.3808 | 348.9609
2028 | 10 | 31 | 22 | 37.8035 | 106.7873 | 325.1053
2028 | 10 | 31 | 23 | 35.2751 | 99.181 | 302.2295
2028 | 11 | 1 | 0 | 35.2458 | 99.3999 | 290.3165
2028 | 11 | 1 | 1 | 32.3868 | 95.181 | 276.8414
2028 | 11 | 1 | 2 | 32.0785 | 93.0221 | 275.0258
2028 | 11 | 1 | 3 | 32.05 | 93.9248 | 275.0362
2028 | 11 | 1 | 4 | 33.4953 | 94.19 | 277.9567
2028 | 11 | 1 | 5 | 36.6705 | 99.3782 | 288.4811
2028 | 11 | 1 | 6 | 41.1459 | 116.2409 | 310.4003
2028 | 11 | 1 | 7 | 43.4805 | 133.4486 | 339.0089
2028 | 11 | 1 | 8 | 43.9147 | 143.1172 | 346.0052
2028 | 11 | 1 | 9 | 44.3458 | 142.3348 | 332.4074
2028 | 11 | 1 | 10 | 44.6552 | 144.7758 | 310.1762
2028 | 11 | 1 | 11 | 45.0343 | 139.7347 | 297.7804
2028 | 11 | 1 | 12 | 44.9795 | 135.3853 | 309.5257
2028 | 11 | 1 | 13 | 45.0569 | 133.7292 | 303.4875
2028 | 11 | 1 | 14 | 45.3528 | 134.5898 | 303.5939
2028 | 11 | 1 | 15 | 47.1922 | 129.2588 | 308.713
2028 | 11 | 1 | 16 | 50.106 | 122.7501 | 325.4101
2028 | 11 | 1 | 17 | 51.7379 | 117.3805 | 357.4374
2028 | 11 | 1 | 18 | 50.2374 | 112.5443 | 381.3985
2028 | 11 | 1 | 19 | 49.1817 | 116.6238 | 379.5149
2028 | 11 | 1 | 20 | 45.5254 | 106.813 | 366.2494
2028 | 11 | 1 | 21 | 40.2318 | 109.3106 | 344.6184
2028 | 11 | 1 | 22 | 36.0269 | 101.7294 | 320.1578
2028 | 11 | 1 | 23 | 33.6019 | 93.0746 | 296.9085
2028 | 11 | 2 | 0 | 33.6276 | 95.2734 | 284.4131
2028 | 11 | 2 | 1 | 33.1705 | 98.4629 | 267.5002
2028 | 11 | 2 | 2 | 32.8816 | 96.1202 | 263.0579
2028 | 11 | 2 | 3 | 32.899 | 96.4101 | 260.7171
2028 | 11 | 2 | 4 | 34.2983 | 97.0667 | 261.4237
2028 | 11 | 2 | 5 | 37.3431 | 102.1485 | 270.6245
2028 | 11 | 2 | 6 | 41.6445 | 119.4551 | 292.4339
2028 | 11 | 2 | 7 | 44.0442 | 136.1182 | 321.8381
2028 | 11 | 2 | 8 | 44.6124 | 146.6242 | 338.4001
2028 | 11 | 2 | 9 | 45.0422 | 145.1012 | 337.7795
2028 | 11 | 2 | 10 | 45.3366 | 149.4742 | 322.6614
2028 | 11 | 2 | 11 | 45.6333 | 146.8091 | 311.055
2028 | 11 | 2 | 12 | 45.5743 | 140.5641 | 293.4854
2028 | 11 | 2 | 13 | 45.5938 | 140.3499 | 289.0937
2028 | 11 | 2 | 14 | 45.9332 | 141.7983 | 290.7553
2028 | 11 | 2 | 15 | 47.8753 | 134.3558 | 296.7732
2028 | 11 | 2 | 16 | 50.6891 | 128.2974 | 311.8171
2028 | 11 | 2 | 17 | 52.3044 | 122.2115 | 338.2357
2028 | 11 | 2 | 18 | 52.4719 | 117.3811 | 346.7128
2028 | 11 | 2 | 19 | 51.1744 | 120.2817 | 343.0801
2028 | 11 | 2 | 20 | 47.1776 | 109.8608 | 328.7723
2028 | 11 | 2 | 21 | 41.858 | 109.1763 | 306.7998
2028 | 11 | 2 | 22 | 37.7714 | 102.3575 | 283.3267
2028 | 11 | 2 | 23 | 35.3376 | 94.015 | 261.3469
2028 | 11 | 3 | 0 | 34.7331 | 97.8661 | 248.3334
2028 | 11 | 3 | 1 | 33.9147 | 96.9974 | 243.3215
2028 | 11 | 3 | 2 | 33.5327 | 94.2175 | 238.5303
2028 | 11 | 3 | 3 | 33.4492 | 94.7372 | 236.4897
2028 | 11 | 3 | 4 | 34.7512 | 95.3832 | 237.8059
2028 | 11 | 3 | 5 | 37.6779 | 98.7101 | 247.196
2028 | 11 | 3 | 6 | 41.8156 | 112.9655 | 271.2623
2028 | 11 | 3 | 7 | 44.2116 | 129.556 | 300.0423
2028 | 11 | 3 | 8 | 44.8358 | 137.9007 | 310.6277
2028 | 11 | 3 | 9 | 45.1404 | 137.2303 | 303.194
2028 | 11 | 3 | 10 | 45.2918 | 139.7602 | 285.1872
2028 | 11 | 3 | 11 | 45.401 | 134.3503 | 274.7022
2028 | 11 | 3 | 12 | 46.0901 | 117.4554 | 259.2537
2028 | 11 | 3 | 13 | 46.0381 | 116.7884 | 254.1434
2028 | 11 | 3 | 14 | 46.2043 | 111.0633 | 255.6581
2028 | 11 | 3 | 15 | 47.789 | 101.1861 | 261.3756
2028 | 11 | 3 | 16 | 50.2558 | 98.2682 | 277.8156
2028 | 11 | 3 | 17 | 51.4561 | 91.0382 | 310.4725
2028 | 11 | 3 | 18 | 50.8615 | 103.4647 | 334.5288
2028 | 11 | 3 | 19 | 49.1448 | 107.7175 | 335.9865
2028 | 11 | 3 | 20 | 45.1404 | 99.5722 | 323.5902
2028 | 11 | 3 | 21 | 39.963 | 101.6679 | 303.86
2028 | 11 | 3 | 22 | 36.3296 | 96.4207 | 284.3003
2028 | 11 | 3 | 23 | 34.085 | 86.2235 | 265.5677
2028 | 11 | 4 | 0 | 33.5046 | 87.2995 | 254.6813
2028 | 11 | 4 | 1 | 32.1163 | 85.002 | 242.7634
2028 | 11 | 4 | 2 | 31.397 | 84.0014 | 237.5884
2028 | 11 | 4 | 3 | 31.0411 | 84.6156 | 234.9592
2028 | 11 | 4 | 4 | 31.7891 | 84.4108 | 235.0567
2028 | 11 | 4 | 5 | 33.6206 | 87.8026 | 239.7436
2028 | 11 | 4 | 6 | 36.5319 | 96.5556 | 248.9437
2028 | 11 | 4 | 7 | 38.4285 | 104.4428 | 267.1457
2028 | 11 | 4 | 8 | 40.6145 | 107.5725 | 281.6527
2028 | 11 | 4 | 9 | 43.2598 | 109.3362 | 281.2257
2028 | 11 | 4 | 10 | 44.6087 | 113.4391 | 268.2844
2028 | 11 | 4 | 11 | 45.2557 | 110.0366 | 262.5987
2028 | 11 | 4 | 12 | 45.5479 | 105.2479 | 256.3477
2028 | 11 | 4 | 13 | 45.289 | 103.1452 | 249.9085
2028 | 11 | 4 | 14 | 45.1565 | 105.9737 | 247.8919
2028 | 11 | 4 | 15 | 46.2454 | 99.9181 | 252.4232
2028 | 11 | 4 | 16 | 48.4661 | 92.714 | 268.9197
2028 | 11 | 4 | 17 | 49.6201 | 92.9007 | 305.7651
2028 | 11 | 4 | 18 | 49.3842 | 94.3238 | 329.7676
2028 | 11 | 4 | 19 | 47.0508 | 98.5376 | 324.5737
2028 | 11 | 4 | 20 | 42.3907 | 87.7422 | 306.456
2028 | 11 | 4 | 21 | 37.2417 | 94.3355 | 286.1157
2028 | 11 | 4 | 22 | 34.0055 | 87.2581 | 269.5223
2028 | 11 | 4 | 23 | 32.4826 | 82.8014 | 253.6546
2028 | 11 | 5 | 0 | 32.2436 | 85.5033 | 243.7672
2028 | 11 | 5 | 1 | 31.9031 | 90.4538 | 237.0144
2028 | 11 | 5 | 2 | 30.8151 | 87.6914 | 229.3252
2028 | 11 | 5 | 3 | 30.3618 | 87.1917 | 224.2623
2028 | 11 | 5 | 4 | 30.1448 | 86.3028 | 221.7302
2028 | 11 | 5 | 5 | 30.83 | 85.3464 | 219.4244
2028 | 11 | 5 | 6 | 32.0849 | 83.3562 | 212.9627
2028 | 11 | 5 | 7 | 34.1493 | 85.9646 | 228.155
2028 | 11 | 5 | 8 | 37.5867 | 89.0321 | 257.0425
2028 | 11 | 5 | 9 | 40.6221 | 95.6102 | 264.2189
2028 | 11 | 5 | 10 | 42.0674 | 99.0186 | 255.9109
2028 | 11 | 5 | 11 | 43.4439 | 100.5945 | 247.5037
2028 | 11 | 5 | 12 | 42.206 | 100.6723 | 235.6286
2028 | 11 | 5 | 13 | 42.397 | 99.7177 | 232.8421
2028 | 11 | 5 | 14 | 42.3782 | 105.991 | 231.356
2028 | 11 | 5 | 15 | 43.4034 | 108.3103 | 238.7365
2028 | 11 | 5 | 16 | 45.5617 | 100.958 | 256.6833
2028 | 11 | 5 | 17 | 48.2809 | 105.5963 | 301.875
2028 | 11 | 5 | 18 | 49.3202 | 106.2089 | 338.29
2028 | 11 | 5 | 19 | 48.2468 | 105.3939 | 331.5001
2028 | 11 | 5 | 20 | 44.692 | 95.3737 | 318.2744
2028 | 11 | 5 | 21 | 40.7663 | 102.7565 | 302.4661
2028 | 11 | 5 | 22 | 37.3094 | 99.1586 | 284.1268
2028 | 11 | 5 | 23 | 35.5311 | 92.1548 | 262.7476
2028 | 11 | 6 | 0 | 34.8128 | 92.1567 | 247.4503
2028 | 11 | 6 | 1 | 32.6126 | 91.6146 | 232.3097
2028 | 11 | 6 | 2 | 31.8482 | 89.2727 | 225.9498
2028 | 11 | 6 | 3 | 31.801 | 90.083 | 222.472
2028 | 11 | 6 | 4 | 32.2249 | 90.7332 | 222.3589
2028 | 11 | 6 | 5 | 34.2042 | 92.7963 | 226.8382
2028 | 11 | 6 | 6 | 37.7356 | 102.4755 | 237.9325
2028 | 11 | 6 | 7 | 40.3932 | 115.6383 | 266.7851
2028 | 11 | 6 | 8 | 42.0238 | 130.0202 | 291.6602
2028 | 11 | 6 | 9 | 42.3578 | 134.5682 | 290.1362
2028 | 11 | 6 | 10 | 41.9804 | 137.8194 | 277.2651
2028 | 11 | 6 | 11 | 42.5367 | 135.4292 | 266.324
2028 | 11 | 6 | 12 | 42.3279 | 133.4494 | 262.857
2028 | 11 | 6 | 13 | 42.8438 | 131.5237 | 261.6843
2028 | 11 | 6 | 14 | 43.0822 | 134.5305 | 262.9269
2028 | 11 | 6 | 15 | 44.1162 | 132.8129 | 267.1789
2028 | 11 | 6 | 16 | 45.8904 | 125.7426 | 281.6181
2028 | 11 | 6 | 17 | 48.5942 | 121.9374 | 317.4249
2028 | 11 | 6 | 18 | 50.9994 | 120.9957 | 350.6678
2028 | 11 | 6 | 19 | 50.0707 | 120.1563 | 341.8216
2028 | 11 | 6 | 20 | 46.762 | 110.8927 | 328.5513
2028 | 11 | 6 | 21 | 42.5336 | 114.3796 | 311.0528
2028 | 11 | 6 | 22 | 38.7701 | 111.9039 | 290.6811
2028 | 11 | 6 | 23 | 36.4806 | 101.2793 | 269.0436
2028 | 11 | 7 | 0 | 35.2642 | 98.7492 | 250.5546
2028 | 11 | 7 | 1 | 32.9813 | 97.3648 | 240.8784
2028 | 11 | 7 | 2 | 31.8757 | 93.6168 | 233.9484
2028 | 11 | 7 | 3 | 31.4211 | 93.6898 | 230.08
2028 | 11 | 7 | 4 | 31.8148 | 93.7492 | 229.1676
2028 | 11 | 7 | 5 | 33.6691 | 93.456 | 232.7897
2028 | 11 | 7 | 6 | 36.5198 | 105.2705 | 242.4915
2028 | 11 | 7 | 7 | 39.5612 | 119.8032 | 273.3187
2028 | 11 | 7 | 8 | 41.945 | 132.2473 | 305.4689
2028 | 11 | 7 | 9 | 43.2892 | 134.5101 | 315.3026
2028 | 11 | 7 | 10 | 43.7852 | 138.3533 | 309.9533
2028 | 11 | 7 | 11 | 44.9045 | 138.7409 | 302.1078
2028 | 11 | 7 | 12 | 45.0236 | 136.1534 | 302.6247
2028 | 11 | 7 | 13 | 45.516 | 135.565 | 303.033
2028 | 11 | 7 | 14 | 45.6517 | 136.5837 | 305.0923
2028 | 11 | 7 | 15 | 46.9936 | 134.6495 | 311.8268
2028 | 11 | 7 | 16 | 49.3839 | 132.4789 | 325.8351
2028 | 11 | 7 | 17 | 52.194 | 129.7683 | 356.3389
2028 | 11 | 7 | 18 | 53.3355 | 133.3191 | 370.0558
2028 | 11 | 7 | 19 | 51.8603 | 134.6942 | 364.4126
2028 | 11 | 7 | 20 | 47.9871 | 122.8047 | 352.5076
2028 | 11 | 7 | 21 | 43.5155 | 125.7822 | 336.4667
2028 | 11 | 7 | 22 | 39.499 | 118.1455 | 316.7591
2028 | 11 | 7 | 23 | 36.991 | 107.5009 | 293.9622
2028 | 11 | 8 | 0 | 36.2479 | 100.7654 | 278.6436
2028 | 11 | 8 | 1 | 33.3257 | 98.7539 | 264.2252
2028 | 11 | 8 | 2 | 32.3576 | 94.5898 | 257.5842
2028 | 11 | 8 | 3 | 32.0316 | 93.6065 | 253.7224
2028 | 11 | 8 | 4 | 32.4825 | 94.0644 | 253.2194
2028 | 11 | 8 | 5 | 34.4882 | 94.4981 | 256.9006
2028 | 11 | 8 | 6 | 37.8099 | 105.3126 | 264.2484
2028 | 11 | 8 | 7 | 40.7374 | 119.4928 | 293.6028
2028 | 11 | 8 | 8 | 42.651 | 131.4921 | 322.3123
2028 | 11 | 8 | 9 | 43.6174 | 137.9762 | 327.4029
2028 | 11 | 8 | 10 | 43.7184 | 140.8273 | 319.104
2028 | 11 | 8 | 11 | 44.677 | 138.3102 | 309.9523
2028 | 11 | 8 | 12 | 44.7858 | 126.5292 | 325.7847
2028 | 11 | 8 | 13 | 45.3178 | 126.2893 | 327.135
2028 | 11 | 8 | 14 | 45.7281 | 129.2981 | 329.5797
2028 | 11 | 8 | 15 | 47.1235 | 125.3482 | 334.561
2028 | 11 | 8 | 16 | 49.3143 | 120.3692 | 346.5551
2028 | 11 | 8 | 17 | 51.9401 | 115.0564 | 374.8879
2028 | 11 | 8 | 18 | 53.2018 | 127.3638 | 384.6388
2028 | 11 | 8 | 19 | 51.7015 | 125.3513 | 377.6106
2028 | 11 | 8 | 20 | 48.0834 | 117.0267 | 366.147
2028 | 11 | 8 | 21 | 43.7972 | 119.5207 | 350.1748
2028 | 11 | 8 | 22 | 39.9607 | 116.7926 | 329.5963
2028 | 11 | 8 | 23 | 37.1634 | 107.5662 | 305.8431
2028 | 11 | 9 | 0 | 36.1139 | 101.5351 | 289.0137
2028 | 11 | 9 | 1 | 34.5471 | 96.6552 | 277.9875
2028 | 11 | 9 | 2 | 33.4758 | 93.4528 | 271.2397
2028 | 11 | 9 | 3 | 33.0574 | 92.9919 | 268.0409
2028 | 11 | 9 | 4 | 33.3857 | 93.521 | 267.7838
2028 | 11 | 9 | 5 | 35.2383 | 95.5249 | 271.9554
2028 | 11 | 9 | 6 | 38.39 | 104.9821 | 278.1191
2028 | 11 | 9 | 7 | 41.4118 | 118.3283 | 308.1881
2028 | 11 | 9 | 8 | 43.8067 | 130.2935 | 341.2857
2028 | 11 | 9 | 9 | 45.1924 | 135.4757 | 352.8011
2028 | 11 | 9 | 10 | 45.7084 | 141.7825 | 347.9254
2028 | 11 | 9 | 11 | 46.7616 | 139.705 | 340.4429
2028 | 11 | 9 | 12 | 46.7199 | 135.5505 | 346.0667
2028 | 11 | 9 | 13 | 47.1864 | 134.313 | 348.4039
2028 | 11 | 9 | 14 | 47.3774 | 141.9278 | 351.6147
2028 | 11 | 9 | 15 | 48.5828 | 137.1028 | 358.037
2028 | 11 | 9 | 16 | 50.4566 | 128.9098 | 369.0705
2028 | 11 | 9 | 17 | 53.0325 | 124.8557 | 395.1324
2028 | 11 | 9 | 18 | 55.048 | 126.5725 | 405.7861
2028 | 11 | 9 | 19 | 53.5842 | 124.71 | 397.883
2028 | 11 | 9 | 20 | 49.9425 | 113.869 | 385.7459
2028 | 11 | 9 | 21 | 45.8747 | 116.8158 | 370.165
2028 | 11 | 9 | 22 | 41.937 | 112.6479 | 350.3487
2028 | 11 | 9 | 23 | 39.1914 | 102.916 | 326.3626
2028 | 11 | 10 | 0 | 36.9774 | 100.8311 | 303.8811
2028 | 11 | 10 | 1 | 35.4184 | 99.0165 | 288.393
2028 | 11 | 10 | 2 | 34.3182 | 95.6683 | 280.588
2028 | 11 | 10 | 3 | 33.9262 | 95.7258 | 276.4834
2028 | 11 | 10 | 4 | 34.2839 | 95.7362 | 275.5238
2028 | 11 | 10 | 5 | 36.1813 | 97.3974 | 278.4891
2028 | 11 | 10 | 6 | 39.0548 | 106.9126 | 283.6137
2028 | 11 | 10 | 7 | 42.1476 | 118.6896 | 313.3552
2028 | 11 | 10 | 8 | 44.7212 | 128.3334 | 346.6814
2028 | 11 | 10 | 9 | 46.081 | 134.8494 | 358.0265
2028 | 11 | 10 | 10 | 46.5572 | 137.6291 | 352.5768
2028 | 11 | 10 | 11 | 47.4697 | 137.1856 | 343.5223
2028 | 11 | 10 | 12 | 47.5894 | 133.3642 | 342.2998
2028 | 11 | 10 | 13 | 47.9194 | 131.4938 | 342.2011
2028 | 11 | 10 | 14 | 48.2086 | 131.9759 | 343.9704
2028 | 11 | 10 | 15 | 49.3716 | 125.1502 | 348.3448
2028 | 11 | 10 | 16 | 51.2388 | 121.0231 | 356.7439
2028 | 11 | 10 | 17 | 53.584 | 117.3321 | 380.8618
2028 | 11 | 10 | 18 | 54.3926 | 117.3177 | 394.6444
2028 | 11 | 10 | 19 | 52.8765 | 115.7196 | 384.6921
2028 | 11 | 10 | 20 | 49.1951 | 108.4407 | 371.3476
2028 | 11 | 10 | 21 | 45.2909 | 113.1778 | 355.9619
2028 | 11 | 10 | 22 | 41.9448 | 108.4111 | 339.2687
2028 | 11 | 10 | 23 | 39.4711 | 96.9965 | 318.4437
2028 | 11 | 11 | 0 | 37.8149 | 94.7403 | 301.3376
2028 | 11 | 11 | 1 | 34.8173 | 94.7008 | 282.7811
2028 | 11 | 11 | 2 | 33.3745 | 92.1994 | 273.5741
2028 | 11 | 11 | 3 | 32.7252 | 92.0003 | 268.0832
2028 | 11 | 11 | 4 | 32.449 | 91.2987 | 265.7539
2028 | 11 | 11 | 5 | 33.2028 | 90.6186 | 264.9568
2028 | 11 | 11 | 6 | 34.8089 | 94.8413 | 265.0076
2028 | 11 | 11 | 7 | 37.2375 | 98.4002 | 282.6865
2028 | 11 | 11 | 8 | 41.12 | 104.355 | 316.3143
2028 | 11 | 11 | 9 | 44.4185 | 109.5256 | 337.6396
2028 | 11 | 11 | 10 | 45.5916 | 112.8662 | 339.5807
2028 | 11 | 11 | 11 | 46.7339 | 113.2885 | 336.1462
2028 | 11 | 11 | 12 | 46.6517 | 107.926 | 320.9628
2028 | 11 | 11 | 13 | 46.7432 | 103.4637 | 316.6181
2028 | 11 | 11 | 14 | 46.5778 | 103.9669 | 314.7823
2028 | 11 | 11 | 15 | 47.2009 | 101.6238 | 319.9257
2028 | 11 | 11 | 16 | 48.7123 | 98.4673 | 333.0472
2028 | 11 | 11 | 17 | 50.7943 | 100.5563 | 365.0677
2028 | 11 | 11 | 18 | 51.8394 | 106.562 | 390.7556
2028 | 11 | 11 | 19 | 49.8187 | 106.2698 | 377.4666
2028 | 11 | 11 | 20 | 45.596 | 98.2846 | 359.2257
2028 | 11 | 11 | 21 | 41.8071 | 103.1843 | 342.5203
2028 | 11 | 11 | 22 | 38.85 | 100.0243 | 328.4751
2028 | 11 | 11 | 23 | 37.1365 | 93.9059 | 311.1903
2028 | 11 | 12 | 0 | 35.0816 | 93.1168 | 296.4658
2028 | 11 | 12 | 1 | 33.5608 | 92.5282 | 270.2547
2028 | 11 | 12 | 2 | 32.4333 | 90.2619 | 260.2024
2028 | 11 | 12 | 3 | 31.9921 | 89.9426 | 253.7511
2028 | 11 | 12 | 4 | 31.8115 | 89.8532 | 250.1903
2028 | 11 | 12 | 5 | 32.5601 | 89.0869 | 247.24
2028 | 11 | 12 | 6 | 33.8173 | 90.3467 | 240.2951
2028 | 11 | 12 | 7 | 35.9885 | 93.2673 | 254.2022
2028 | 11 | 12 | 8 | 39.7856 | 96.5077 | 288.6605
2028 | 11 | 12 | 9 | 43.4333 | 102.4397 | 314.0529
2028 | 11 | 12 | 10 | 45.1214 | 106.2967 | 321.2753
2028 | 11 | 12 | 11 | 46.5842 | 107.8783 | 319.8293
2028 | 11 | 12 | 12 | 46.566 | 106.5688 | 316.1247
2028 | 11 | 12 | 13 | 46.9206 | 105.167 | 317.3234
2028 | 11 | 12 | 14 | 47.1106 | 113.8305 | 318.3167
2028 | 11 | 12 | 15 | 48.2907 | 110.4617 | 323.926
2028 | 11 | 12 | 16 | 50.5247 | 104.4303 | 334.8808
2028 | 11 | 12 | 17 | 53.3125 | 109.3815 | 364.1742
2028 | 11 | 12 | 18 | 54.5346 | 111.6172 | 374.6765
2028 | 11 | 12 | 19 | 52.6317 | 108.4051 | 359.9643
2028 | 11 | 12 | 20 | 48.4969 | 99.988 | 341.9101
2028 | 11 | 12 | 21 | 44.2084 | 104.6294 | 323.522
2028 | 11 | 12 | 22 | 40.553 | 100.4997 | 304.2113
2028 | 11 | 12 | 23 | 38.442 | 96.4143 | 281.5666
2028 | 11 | 13 | 0 | 37.6487 | 95.9719 | 265.7739
2028 | 11 | 13 | 1 | 36.6981 | 94.6558 | 247.1534
2028 | 11 | 13 | 2 | 35.9645 | 92.3556 | 239.5761
2028 | 11 | 13 | 3 | 35.9602 | 92.6245 | 235.0819
2028 | 11 | 13 | 4 | 36.5059 | 93.7137 | 234.2069
2028 | 11 | 13 | 5 | 38.6466 | 94.9959 | 237.9567
2028 | 11 | 13 | 6 | 41.7816 | 105.0533 | 248.0022
2028 | 11 | 13 | 7 | 44.7026 | 119.3836 | 277.945
2028 | 11 | 13 | 8 | 46.6799 | 133.911 | 309.1069
2028 | 11 | 13 | 9 | 47.0396 | 140.132 | 313.2486
2028 | 11 | 13 | 10 | 46.2548 | 143.0925 | 301.9422
2028 | 11 | 13 | 11 | 46.4385 | 142.3202 | 290.8091
2028 | 11 | 13 | 12 | 47.4288 | 136.2191 | 288.948
2028 | 11 | 13 | 13 | 47.6768 | 134.0553 | 287.0477
2028 | 11 | 13 | 14 | 47.9929 | 134.9064 | 289.216
2028 | 11 | 13 | 15 | 49.4242 | 129.8108 | 294.7542
2028 | 11 | 13 | 16 | 51.9963 | 127.5625 | 307.6851
2028 | 11 | 13 | 17 | 55.3273 | 124.9644 | 339.508
2028 | 11 | 13 | 18 | 58.9565 | 119.0852 | 362.588
2028 | 11 | 13 | 19 | 57.596 | 117.6891 | 352.9657
2028 | 11 | 13 | 20 | 53.6154 | 108.9105 | 340.7203
2028 | 11 | 13 | 21 | 49.3854 | 113.3682 | 324.3335
2028 | 11 | 13 | 22 | 45.3898 | 109.8849 | 304.2478
2028 | 11 | 13 | 23 | 42.6088 | 100.3207 | 282.0821
2028 | 11 | 14 | 0 | 40.1271 | 99.8925 | 261.8147
2028 | 11 | 14 | 1 | 39.6288 | 96.2852 | 249.703
2028 | 11 | 14 | 2 | 38.7221 | 93.2584 | 242.2261
2028 | 11 | 14 | 3 | 38.517 | 92.9538 | 238.0005
2028 | 11 | 14 | 4 | 38.9729 | 93.1716 | 237.0114
2028 | 11 | 14 | 5 | 40.9621 | 94.1614 | 240.1689
2028 | 11 | 14 | 6 | 44.057 | 104.1172 | 248.7967
2028 | 11 | 14 | 7 | 46.9363 | 118.1088 | 280.217
2028 | 11 | 14 | 8 | 48.9215 | 130.0438 | 316.8098
2028 | 11 | 14 | 9 | 49.0734 | 135.8662 | 331.8074
2028 | 11 | 14 | 10 | 48.0272 | 140.4538 | 329.7592
2028 | 11 | 14 | 11 | 48.001 | 141.4677 | 324.1134
2028 | 11 | 14 | 12 | 47.8953 | 137.7806 | 326.4263
2028 | 11 | 14 | 13 | 47.9214 | 136.7998 | 326.7931
2028 | 11 | 14 | 14 | 48.1487 | 140.0544 | 329.9295
2028 | 11 | 14 | 15 | 49.3738 | 135.0693 | 337.4822
2028 | 11 | 14 | 16 | 51.9747 | 131.8815 | 350.9136
2028 | 11 | 14 | 17 | 55.6537 | 128.6821 | 378.8082
2028 | 11 | 14 | 18 | 59.2048 | 125.284 | 402.5433
2028 | 11 | 14 | 19 | 58.2735 | 120.6033 | 390.1645
2028 | 11 | 14 | 20 | 54.7851 | 111.704 | 376.4494
2028 | 11 | 14 | 21 | 50.6084 | 113.9633 | 360.5839
2028 | 11 | 14 | 22 | 46.5748 | 110.3882 | 341.1821
2028 | 11 | 14 | 23 | 43.793 | 102.9162 | 317.0421
2028 | 11 | 15 | 0 | 42.6174 | 100.9212 | 289.7089
2028 | 11 | 15 | 1 | 40.6518 | 96.5402 | 275.1886
2028 | 11 | 15 | 2 | 39.6745 | 93.0853 | 268.1324
2028 | 11 | 15 | 3 | 39.4177 | 92.8201 | 263.932
2028 | 11 | 15 | 4 | 39.841 | 93.3715 | 263.1785
2028 | 11 | 15 | 5 | 41.8827 | 94.5161 | 266.454
2028 | 11 | 15 | 6 | 44.6502 | 103.2186 | 274.6953
2028 | 11 | 15 | 7 | 47.4032 | 116.9237 | 304.7349
2028 | 11 | 15 | 8 | 49.3508 | 129.4565 | 337.1149
2028 | 11 | 15 | 9 | 49.8494 | 137.6882 | 345.7164
2028 | 11 | 15 | 10 | 49.2648 | 141.687 | 338.592
2028 | 11 | 15 | 11 | 49.5391 | 138.6586 | 329.7118
2028 | 11 | 15 | 12 | 47.6258 | 137.5716 | 337.0581
2028 | 11 | 15 | 13 | 47.6123 | 136.3352 | 337.1451
2028 | 11 | 15 | 14 | 47.6833 | 138.2216 | 339.9019
2028 | 11 | 15 | 15 | 48.8697 | 133.7283 | 345.4994
2028 | 11 | 15 | 16 | 51.3811 | 130.3789 | 359.2278
2028 | 11 | 15 | 17 | 54.8346 | 126.7233 | 389.6262
2028 | 11 | 15 | 18 | 57.6792 | 128.0721 | 407.9521
2028 | 11 | 15 | 19 | 57.2414 | 123.1362 | 398.7299
2028 | 11 | 15 | 20 | 54.1836 | 114.3914 | 387.1069
2028 | 11 | 15 | 21 | 50.306 | 117.0017 | 371.5227
2028 | 11 | 15 | 22 | 46.2598 | 113.0574 | 350.9906
2028 | 11 | 15 | 23 | 43.5013 | 105.8763 | 326.3926
2028 | 11 | 16 | 0 | 41.8763 | 101.0561 | 308.9277
2028 | 11 | 16 | 1 | 40.0838 | 100.4314 | 296.6484
2028 | 11 | 16 | 2 | 39.0173 | 97.5314 | 289.7797
2028 | 11 | 16 | 3 | 38.7543 | 97.356 | 286.7217
2028 | 11 | 16 | 4 | 39.1013 | 97.6058 | 286.771
2028 | 11 | 16 | 5 | 41.0747 | 99.1761 | 290.9604
2028 | 11 | 16 | 6 | 44.1915 | 111.045 | 300.0127
2028 | 11 | 16 | 7 | 46.8282 | 124.2322 | 329.4087
2028 | 11 | 16 | 8 | 48.591 | 136.3111 | 359.4409
2028 | 11 | 16 | 9 | 48.7067 | 142.5225 | 363.2481
2028 | 11 | 16 | 10 | 47.6722 | 148.2013 | 350.2616
2028 | 11 | 16 | 11 | 47.6425 | 146.9504 | 337.9548
2028 | 11 | 16 | 12 | 46.8442 | 142.7924 | 319.0267
2028 | 11 | 16 | 13 | 46.7866 | 141.7373 | 315.8042
2028 | 11 | 16 | 14 | 46.8236 | 143.1069 | 317.3102
2028 | 11 | 16 | 15 | 47.9301 | 136.6728 | 322.8895
2028 | 11 | 16 | 16 | 50.1211 | 135.1983 | 339.214
2028 | 11 | 16 | 17 | 53.5451 | 132.714 | 376.8836
2028 | 11 | 16 | 18 | 57.6051 | 129.6488 | 414.0446
2028 | 11 | 16 | 19 | 56.7391 | 127.0326 | 410.4684
2028 | 11 | 16 | 20 | 53.3678 | 118.2676 | 400.945
2028 | 11 | 16 | 21 | 49.4358 | 121.0386 | 387.0876
2028 | 11 | 16 | 22 | 45.4718 | 117.7742 | 367.8081
2028 | 11 | 16 | 23 | 42.7504 | 108.8282 | 343.848
2028 | 11 | 17 | 0 | 41.0076 | 104.1028 | 322.5098
2028 | 11 | 17 | 1 | 38.1217 | 101.311 | 316.891
2028 | 11 | 17 | 2 | 36.8014 | 97.8848 | 309.6277
2028 | 11 | 17 | 3 | 36.3082 | 97.2406 | 306.4993
2028 | 11 | 17 | 4 | 36.5442 | 96.9057 | 306.4165
2028 | 11 | 17 | 5 | 38.4087 | 97.8353 | 310.1127
2028 | 11 | 17 | 6 | 41.1141 | 108.1941 | 317.1585
2028 | 11 | 17 | 7 | 43.9151 | 120.3568 | 347.0187
2028 | 11 | 17 | 8 | 46.4352 | 129.7451 | 379.5158
2028 | 11 | 17 | 9 | 47.7595 | 135.5809 | 385.8974
2028 | 11 | 17 | 10 | 47.994 | 137.237 | 374.0964
2028 | 11 | 17 | 11 | 48.7369 | 138.6439 | 360.3311
2028 | 11 | 17 | 12 | 48.6289 | 132.5623 | 349.229
2028 | 11 | 17 | 13 | 48.8616 | 130.8413 | 345.3653
2028 | 11 | 17 | 14 | 48.9055 | 127.5241 | 346.0274
2028 | 11 | 17 | 15 | 49.9034 | 119.6937 | 350.1979
2028 | 11 | 17 | 16 | 51.6164 | 119.5319 | 363.2352
2028 | 11 | 17 | 17 | 54.039 | 116.1661 | 395.509
2028 | 11 | 17 | 18 | 54.7095 | 115.8483 | 420.2719
2028 | 11 | 17 | 19 | 53.244 | 113.5512 | 418.6738
2028 | 11 | 17 | 20 | 49.6572 | 106.558 | 409.6121
2028 | 11 | 17 | 21 | 45.9425 | 111.2262 | 397.5382
2028 | 11 | 17 | 22 | 42.5036 | 108.0525 | 382.0342
2028 | 11 | 17 | 23 | 40.0698 | 96.6189 | 361.5284
2028 | 11 | 18 | 0 | 38.0295 | 92.4248 | 340.6797
2028 | 11 | 18 | 1 | 34.9856 | 91.2543 | 331.2655
2028 | 11 | 18 | 2 | 33.44 | 89.3651 | 322.6042
2028 | 11 | 18 | 3 | 32.6927 | 88.9327 | 318.1028
2028 | 11 | 18 | 4 | 32.3948 | 88.4147 | 317.1005
2028 | 11 | 18 | 5 | 33.1139 | 88.2094 | 317.9717
2028 | 11 | 18 | 6 | 35.0998 | 92.7881 | 318.3178
2028 | 11 | 18 | 7 | 37.222 | 96.3194 | 334.8517
2028 | 11 | 18 | 8 | 40.3933 | 101.0596 | 362.2246
2028 | 11 | 18 | 9 | 42.9418 | 108.5849 | 376.7809
2028 | 11 | 18 | 10 | 43.442 | 113.0394 | 372.5437
2028 | 11 | 18 | 11 | 44.2323 | 114.5561 | 364.0688
2028 | 11 | 18 | 12 | 45.3013 | 108.1025 | 383.457
2028 | 11 | 18 | 13 | 45.0943 | 104.6747 | 377.8781
2028 | 11 | 18 | 14 | 44.7447 | 105.14 | 376.0919
2028 | 11 | 18 | 15 | 45.1849 | 100.9943 | 381.5909
2028 | 11 | 18 | 16 | 46.8094 | 98.7226 | 395.3298
2028 | 11 | 18 | 17 | 49.5056 | 102.0756 | 424.2159
2028 | 11 | 18 | 18 | 52.8157 | 104.4543 | 441.6974
2028 | 11 | 18 | 19 | 50.4437 | 103.0056 | 426.8745
2028 | 11 | 18 | 20 | 46.2134 | 94.2532 | 406.9928
2028 | 11 | 18 | 21 | 42.3956 | 102.6992 | 388.4926
2028 | 11 | 18 | 22 | 39.4311 | 98.7055 | 373.1447
2028 | 11 | 18 | 23 | 37.6916 | 93.6678 | 354.8667
2028 | 11 | 19 | 0 | 36.2644 | 93.1117 | 339.69
2028 | 11 | 19 | 1 | 36.0916 | 92.178 | 326.0601
2028 | 11 | 19 | 2 | 34.793 | 90.0792 | 316.4941
2028 | 11 | 19 | 3 | 34.2201 | 89.6943 | 311.0106
2028 | 11 | 19 | 4 | 33.9395 | 90.1606 | 309.0626
2028 | 11 | 19 | 5 | 34.5539 | 89.7116 | 308.3883
2028 | 11 | 19 | 6 | 34.3752 | 90.2973 | 307.9483
2028 | 11 | 19 | 7 | 36.6669 | 93.5617 | 320.7955
2028 | 11 | 19 | 8 | 40.7161 | 94.9689 | 350.3359
2028 | 11 | 19 | 9 | 44.8963 | 101.2527 | 375.8297
2028 | 11 | 19 | 10 | 47.9488 | 105.6528 | 382.7473
2028 | 11 | 19 | 11 | 50.405 | 106.4927 | 379.8482
2028 | 11 | 19 | 12 | 51.3511 | 103.8333 | 355.6552
2028 | 11 | 19 | 13 | 51.8626 | 103.3105 | 352.3191
2028 | 11 | 19 | 14 | 52.5036 | 110.4246 | 352.0685
2028 | 11 | 19 | 15 | 53.77 | 105.0854 | 356.8204
2028 | 11 | 19 | 16 | 55.8962 | 101.7144 | 372.295
2028 | 11 | 19 | 17 | 59.1577 | 106.2068 | 408.2077
2028 | 11 | 19 | 18 | 60.8729 | 111.0614 | 445.2241
2028 | 11 | 19 | 19 | 58.8168 | 108.3896 | 431.1435
2028 | 11 | 19 | 20 | 54.4715 | 101.0002 | 412.0213
2028 | 11 | 19 | 21 | 50.3316 | 106.6655 | 392.3056
2028 | 11 | 19 | 22 | 46.6469 | 104.1706 | 372.4185
2028 | 11 | 19 | 23 | 44.3348 | 98.4772 | 349.4049
2028 | 11 | 20 | 0 | 41.5268 | 97.485 | 331.1898
2028 | 11 | 20 | 1 | 39.5073 | 96.5798 | 325.757
2028 | 11 | 20 | 2 | 38.5218 | 94.5156 | 319.4953
2028 | 11 | 20 | 3 | 38.2758 | 95.0373 | 317.3367
2028 | 11 | 20 | 4 | 38.5703 | 95.9228 | 318.005
2028 | 11 | 20 | 5 | 40.3579 | 96.5044 | 322.4988
2028 | 11 | 20 | 6 | 42.4058 | 106.0174 | 331.4933
2028 | 11 | 20 | 7 | 45.4859 | 120.0443 | 362.3897
2028 | 11 | 20 | 8 | 48.1007 | 133.0251 | 395.676
2028 | 11 | 20 | 9 | 49.3467 | 138.0803 | 399.8234
2028 | 11 | 20 | 10 | 49.6999 | 140.7039 | 385.5582
2028 | 11 | 20 | 11 | 50.5365 | 138.644 | 372.3736
2028 | 11 | 20 | 12 | 50.9308 | 131.7169 | 347.7631
2028 | 11 | 20 | 13 | 51.2851 | 129.6478 | 340.8577
2028 | 11 | 20 | 14 | 51.684 | 124.2823 | 339.8563
2028 | 11 | 20 | 15 | 53.153 | 118.3026 | 343.132
2028 | 11 | 20 | 16 | 55.6331 | 119.7696 | 360.5851
2028 | 11 | 20 | 17 | 58.7821 | 118.3409 | 402.3068
2028 | 11 | 20 | 18 | 60.5376 | 122.1019 | 449.7603
2028 | 11 | 20 | 19 | 58.8816 | 120.5068 | 447.3746
2028 | 11 | 20 | 20 | 54.881 | 112.136 | 438.3775
2028 | 11 | 20 | 21 | 50.5274 | 115.8863 | 424.5221
2028 | 11 | 20 | 22 | 46.4157 | 112.6335 | 404.7113
2028 | 11 | 20 | 23 | 43.5112 | 104.1448 | 380.4652
2028 | 11 | 21 | 0 | 42.015 | 97.9667 | 357.8673
2028 | 11 | 21 | 1 | 39.2586 | 97.9466 | 346.7478
2028 | 11 | 21 | 2 | 38.1525 | 94.7403 | 340.2711
2028 | 11 | 21 | 3 | 37.7644 | 94.4801 | 337.8736
2028 | 11 | 21 | 4 | 38.1479 | 94.9281 | 338.1562
2028 | 11 | 21 | 5 | 40.0574 | 94.6211 | 341.8324
2028 | 11 | 21 | 6 | 43.084 | 103.9175 | 349.1423
2028 | 11 | 21 | 7 | 46.0606 | 117.9788 | 378.421
2028 | 11 | 21 | 8 | 48.5202 | 129.5469 | 411.2241
2028 | 11 | 21 | 9 | 49.3896 | 133.8174 | 414.9203
2028 | 11 | 21 | 10 | 49.2861 | 139.0962 | 400.4266
2028 | 11 | 21 | 11 | 49.8376 | 138.6911 | 386.1739
2028 | 11 | 21 | 12 | 49.4322 | 125.0805 | 378.7688
2028 | 11 | 21 | 13 | 49.6295 | 124.0064 | 372.7354
2028 | 11 | 21 | 14 | 49.9628 | 122.7293 | 371.7538
2028 | 11 | 21 | 15 | 51.1459 | 116.9121 | 375.6494
2028 | 11 | 21 | 16 | 53.56 | 117.3148 | 390.0967
2028 | 11 | 21 | 17 | 57.1378 | 115.1621 | 423.4541
2028 | 11 | 21 | 18 | 59.1283 | 118.9538 | 445.9035
2028 | 11 | 21 | 19 | 57.6534 | 116.525 | 443.4938
2028 | 11 | 21 | 20 | 54.1467 | 108.8043 | 435.11
2028 | 11 | 21 | 21 | 49.8501 | 112.8227 | 421.9103
2028 | 11 | 21 | 22 | 45.7109 | 112.9479 | 402.5476
2028 | 11 | 21 | 23 | 42.7781 | 104.0093 | 378.0847
2028 | 11 | 22 | 0 | 41.4323 | 100.9513 | 355.7784
2028 | 11 | 22 | 1 | 38.7604 | 98.3513 | 339.9804
2028 | 11 | 22 | 2 | 37.5079 | 95.8391 | 332.1494
2028 | 11 | 22 | 3 | 37.0199 | 95.8722 | 328.1582
2028 | 11 | 22 | 4 | 37.3332 | 95.7562 | 327.4633
2028 | 11 | 22 | 5 | 39.2763 | 97.3694 | 330.2284
2028 | 11 | 22 | 6 | 42.326 | 105.9772 | 335.7081
2028 | 11 | 22 | 7 | 45.2008 | 119.1422 | 363.8737
2028 | 11 | 22 | 8 | 47.6134 | 130.9539 | 399.3207
2028 | 11 | 22 | 9 | 48.8257 | 138.3176 | 410.4832
2028 | 11 | 22 | 10 | 48.9555 | 143.8858 | 402.9945
2028 | 11 | 22 | 11 | 49.721 | 140.1211 | 392.8999
2028 | 11 | 22 | 12 | 49.723 | 138.1109 | 380.3778
2028 | 11 | 22 | 13 | 50.0372 | 136.2443 | 377.3399
2028 | 11 | 22 | 14 | 50.3045 | 138.2686 | 377.8763
2028 | 11 | 22 | 15 | 51.5779 | 135.3368 | 381.0466
2028 | 11 | 22 | 16 | 53.8833 | 131.3173 | 393.2879
2028 | 11 | 22 | 17 | 57.0502 | 129.3898 | 422.7784
2028 | 11 | 22 | 18 | 59.0209 | 131.1727 | 437.2817
2028 | 11 | 22 | 19 | 57.4882 | 126.5901 | 429.7955
2028 | 11 | 22 | 20 | 53.8364 | 118.6372 | 419.5915
2028 | 11 | 22 | 21 | 49.6766 | 122.65 | 404.8333
2028 | 11 | 22 | 22 | 45.5199 | 120.1183 | 383.7809
2028 | 11 | 22 | 23 | 42.5765 | 110.6749 | 358.1603
2028 | 11 | 23 | 0 | 40.6789 | 106.3535 | 339.1533
2028 | 11 | 23 | 1 | 38.4075 | 105.8709 | 320.1038
2028 | 11 | 23 | 2 | 37.1196 | 102.6595 | 310.8163
2028 | 11 | 23 | 3 | 36.6367 | 101.8015 | 305.9588
2028 | 11 | 23 | 4 | 36.9013 | 102.523 | 304.4104
2028 | 11 | 23 | 5 | 38.7344 | 103.8318 | 306.3173
2028 | 11 | 23 | 6 | 41.9871 | 113.482 | 313.7401
2028 | 11 | 23 | 7 | 44.9368 | 126.9145 | 341.8968
2028 | 11 | 23 | 8 | 47.5157 | 138.294 | 377.1607
2028 | 11 | 23 | 9 | 48.7913 | 145.1114 | 388.6922
2028 | 11 | 23 | 10 | 48.9039 | 150.735 | 382.8229
2028 | 11 | 23 | 11 | 49.6005 | 149.6329 | 375.8207
2028 | 11 | 23 | 12 | 49.4742 | 144.9286 | 373.8724
2028 | 11 | 23 | 13 | 49.7483 | 143.1664 | 372.7038
2028 | 11 | 23 | 14 | 50.0737 | 143.934 | 374.58
2028 | 11 | 23 | 15 | 51.4532 | 136.1481 | 379.2546
2028 | 11 | 23 | 16 | 53.6803 | 135.5992 | 388.8309
2028 | 11 | 23 | 17 | 56.8542 | 135.0535 | 414.0065
2028 | 11 | 23 | 18 | 58.7893 | 130.1768 | 431.9499
2028 | 11 | 23 | 19 | 57.3446 | 126.7571 | 420.0189
2028 | 11 | 23 | 20 | 53.7711 | 117.4954 | 408.5603
2028 | 11 | 23 | 21 | 49.7293 | 119.392 | 393.8417
2028 | 11 | 23 | 22 | 45.7227 | 115.075 | 373.7035
2028 | 11 | 23 | 23 | 42.8514 | 107.4368 | 347.8405
2028 | 11 | 24 | 0 | 41.1429 | 105.5631 | 324.9894
2028 | 11 | 24 | 1 | 38.2268 | 101.6371 | 304.5594
2028 | 11 | 24 | 2 | 36.7907 | 98.2048 | 294.94
2028 | 11 | 24 | 3 | 36.1613 | 98.1472 | 289.7691
2028 | 11 | 24 | 4 | 36.2846 | 99.2096 | 287.998
2028 | 11 | 24 | 5 | 37.9606 | 99.751 | 289.5926
2028 | 11 | 24 | 6 | 40.571 | 110.5498 | 299.2226
2028 | 11 | 24 | 7 | 43.488 | 122.2283 | 328.673
2028 | 11 | 24 | 8 | 46.1587 | 133.7845 | 366.6147
2028 | 11 | 24 | 9 | 47.5685 | 140.2769 | 381.1165
2028 | 11 | 24 | 10 | 47.9406 | 145.779 | 376.0668
2028 | 11 | 24 | 11 | 48.7767 | 144.7721 | 367.2075
2028 | 11 | 24 | 12 | 48.9723 | 142.5023 | 360.8252
2028 | 11 | 24 | 13 | 49.2227 | 141.2366 | 358.3865
2028 | 11 | 24 | 14 | 49.3191 | 143.2101 | 359.6097
2028 | 11 | 24 | 15 | 50.3313 | 134.6139 | 363.6654
2028 | 11 | 24 | 16 | 52.1153 | 131.4161 | 373.6162
2028 | 11 | 24 | 17 | 54.7949 | 130.394 | 399.7676
2028 | 11 | 24 | 18 | 56.6515 | 129.2589 | 418.9102
2028 | 11 | 24 | 19 | 54.9114 | 125.3209 | 409.4766
2028 | 11 | 24 | 20 | 51.3064 | 119.3643 | 398.3275
2028 | 11 | 24 | 21 | 47.5547 | 121.5961 | 385.5599
2028 | 11 | 24 | 22 | 44.0947 | 119.2296 | 369.5678
2028 | 11 | 24 | 23 | 41.4971 | 108.2368 | 347.7604
2028 | 11 | 25 | 0 | 38.9475 | 102.7617 | 328.1773
2028 | 11 | 25 | 1 | 36.0064 | 100.8766 | 303.6853
2028 | 11 | 25 | 2 | 34.3337 | 98.7817 | 293.0982
2028 | 11 | 25 | 3 | 33.4774 | 98.2944 | 286.6515
2028 | 11 | 25 | 4 | 32.9153 | 98.9245 | 283.9388
2028 | 11 | 25 | 5 | 33.4044 | 98.9605 | 282.882
2028 | 11 | 25 | 6 | 34.3587 | 104.6282 | 279.9753
2028 | 11 | 25 | 7 | 37.0488 | 108.9131 | 297.7148
2028 | 11 | 25 | 8 | 41.31 | 112.4805 | 335.6249
2028 | 11 | 25 | 9 | 44.6067 | 117.8238 | 364.0542
2028 | 11 | 25 | 10 | 45.6526 | 122.48 | 372.1912
2028 | 11 | 25 | 11 | 46.4081 | 124.6371 | 370.7407
2028 | 11 | 25 | 12 | 45.971 | 119.8328 | 371.6168
2028 | 11 | 25 | 13 | 45.6372 | 116.9816 | 371.0342
2028 | 11 | 25 | 14 | 44.816 | 118.4403 | 371.2499
2028 | 11 | 25 | 15 | 44.7608 | 110.6801 | 376.0473
2028 | 11 | 25 | 16 | 46.0246 | 109.6971 | 386.4226
2028 | 11 | 25 | 17 | 48.8605 | 112.9089 | 412.5056
2028 | 11 | 25 | 18 | 49.9212 | 117.4867 | 425.2185
2028 | 11 | 25 | 19 | 48.1244 | 114.6083 | 408.2089
2028 | 11 | 25 | 20 | 44.7038 | 106.3998 | 388.4101
2028 | 11 | 25 | 21 | 41.5495 | 108.1175 | 371.747
2028 | 11 | 25 | 22 | 39.0239 | 106.2403 | 357.688
2028 | 11 | 25 | 23 | 37.6904 | 101.5153 | 339.3634
2028 | 11 | 26 | 0 | 36.454 | 101.5643 | 322.0705
2028 | 11 | 26 | 1 | 35.0793 | 98.9214 | 302.9365
2028 | 11 | 26 | 2 | 33.7174 | 96.3758 | 292.6957
2028 | 11 | 26 | 3 | 33.0883 | 95.7448 | 286.3948
2028 | 11 | 26 | 4 | 32.6505 | 96.6455 | 283.6711
2028 | 11 | 26 | 5 | 33.1212 | 95.2263 | 281.7377
2028 | 11 | 26 | 6 | 33.9429 | 97.5911 | 276.7331
2028 | 11 | 26 | 7 | 36.2054 | 100.3644 | 291.3415
2028 | 11 | 26 | 8 | 40.2079 | 103.5544 | 328.9679
2028 | 11 | 26 | 9 | 43.8339 | 107.791 | 359.6216
2028 | 11 | 26 | 10 | 45.5755 | 112.8006 | 368.537
2028 | 11 | 26 | 11 | 47.1338 | 114.4411 | 367.2187
2028 | 11 | 26 | 12 | 45.4438 | 111.0573 | 365.138
2028 | 11 | 26 | 13 | 45.5128 | 109.8758 | 364.775
2028 | 11 | 26 | 14 | 45.576 | 113.9266 | 365.6567
2028 | 11 | 26 | 15 | 46.5078 | 109.0074 | 372.498
2028 | 11 | 26 | 16 | 48.876 | 106.5833 | 387.1579
2028 | 11 | 26 | 17 | 52.677 | 112.0113 | 417.6254
2028 | 11 | 26 | 18 | 55.1595 | 115.894 | 430.3291
2028 | 11 | 26 | 19 | 53.7946 | 111.636 | 413.7391
2028 | 11 | 26 | 20 | 50.5246 | 105.1537 | 395.0854
2028 | 11 | 26 | 21 | 46.6982 | 107.2089 | 376.3156
2028 | 11 | 26 | 22 | 43.0271 | 105.2228 | 356.7971
2028 | 11 | 26 | 23 | 40.8877 | 100.1779 | 333.2247
2028 | 11 | 27 | 0 | 39.5932 | 102.2547 | 318.3587
2028 | 11 | 27 | 1 | 37.3989 | 98.0733 | 298.2096
2028 | 11 | 27 | 2 | 36.2817 | 97.1795 | 289.938
2028 | 11 | 27 | 3 | 35.9294 | 97.4075 | 285.721
2028 | 11 | 27 | 4 | 36.1346 | 97.1843 | 285.1162
2028 | 11 | 27 | 5 | 37.8734 | 98.6118 | 288.1359
2028 | 11 | 27 | 6 | 40.6447 | 108.0349 | 293.5118
2028 | 11 | 27 | 7 | 43.5412 | 120.5461 | 323.4544
2028 | 11 | 27 | 8 | 45.5607 | 134.5145 | 362.165
2028 | 11 | 27 | 9 | 45.9 | 139.8746 | 378.9817
2028 | 11 | 27 | 10 | 45.2587 | 142.9685 | 376.0851
2028 | 11 | 27 | 11 | 45.5698 | 142.6852 | 370.2711
2028 | 11 | 27 | 12 | 45.1397 | 135.8695 | 367.7302
2028 | 11 | 27 | 13 | 45.2342 | 133.4222 | 366.9333
2028 | 11 | 27 | 14 | 45.2897 | 129.262 | 368.3222
2028 | 11 | 27 | 15 | 46.4944 | 124.9609 | 373.6146
2028 | 11 | 27 | 16 | 49.0593 | 126.0823 | 385.3511
2028 | 11 | 27 | 17 | 52.9099 | 125.8086 | 413.7436
2028 | 11 | 27 | 18 | 57.1662 | 126.3211 | 423.4667
2028 | 11 | 27 | 19 | 55.9978 | 123.8825 | 412.9481
2028 | 11 | 27 | 20 | 52.7806 | 116.3924 | 400.4231
2028 | 11 | 27 | 21 | 48.8024 | 118.9775 | 384.4586
2028 | 11 | 27 | 22 | 44.7895 | 115.8124 | 364.2444
2028 | 11 | 27 | 23 | 41.9505 | 107.7912 | 339.4709
2028 | 11 | 28 | 0 | 39.8254 | 105.0786 | 317.5006
2028 | 11 | 28 | 1 | 37.5301 | 98.0052 | 302.0659
2028 | 11 | 28 | 2 | 36.2689 | 95.7595 | 293.558
2028 | 11 | 28 | 3 | 35.7285 | 94.5295 | 289.1733
2028 | 11 | 28 | 4 | 35.9713 | 93.4541 | 288.1289
2028 | 11 | 28 | 5 | 37.7165 | 94.2246 | 290.7325
2028 | 11 | 28 | 6 | 40.4846 | 101.1143 | 297.8404
2028 | 11 | 28 | 7 | 43.5817 | 114.0319 | 327.2875
2028 | 11 | 28 | 8 | 46.2732 | 126.1326 | 364.5492
2028 | 11 | 28 | 9 | 47.4774 | 133.1021 | 378.3429
2028 | 11 | 28 | 10 | 47.8188 | 136.1828 | 373.1993
2028 | 11 | 28 | 11 | 48.7118 | 137.4411 | 365.0939
2028 | 11 | 28 | 12 | 48.6484 | 135.5605 | 345.9912
2028 | 11 | 28 | 13 | 48.9671 | 134.1218 | 342.907
2028 | 11 | 28 | 14 | 49.3924 | 132.6817 | 343.5896
2028 | 11 | 28 | 15 | 50.5605 | 126.7246 | 349.1002
2028 | 11 | 28 | 16 | 52.9016 | 127.5245 | 364.419
2028 | 11 | 28 | 17 | 56.6837 | 125.6711 | 397.6915
2028 | 11 | 28 | 18 | 59.3727 | 120.2773 | 409.2708
2028 | 11 | 28 | 19 | 57.618 | 116.332 | 406.2251
2028 | 11 | 28 | 20 | 54.1287 | 108.6468 | 397.9187
2028 | 11 | 28 | 21 | 49.8865 | 112.0345 | 384.7475
2028 | 11 | 28 | 22 | 45.7984 | 108.6698 | 365.6461
2028 | 11 | 28 | 23 | 42.784 | 100.9118 | 341.7192
2028 | 11 | 29 | 0 | 40.8443 | 97.6297 | 324.7914
2028 | 11 | 29 | 1 | 37.6614 | 94.8182 | 307.0273
2028 | 11 | 29 | 2 | 36.2636 | 91.8585 | 298.9647
2028 | 11 | 29 | 3 | 35.607 | 91.0681 | 294.6353
2028 | 11 | 29 | 4 | 35.7709 | 90.8494 | 294.0459
2028 | 11 | 29 | 5 | 37.5023 | 91.4609 | 296.9258
2028 | 11 | 29 | 6 | 40.5906 | 101.7192 | 302.431
2028 | 11 | 29 | 7 | 43.4379 | 115.168 | 330.6057
2028 | 11 | 29 | 8 | 45.6538 | 128.1586 | 364.8293
2028 | 11 | 29 | 9 | 46.6266 | 135.7427 | 374.5986
2028 | 11 | 29 | 10 | 46.589 | 140.5702 | 366.5319
2028 | 11 | 29 | 11 | 47.3184 | 139.1689 | 357.0687
2028 | 11 | 29 | 12 | 47.1357 | 137.48 | 365.2708
2028 | 11 | 29 | 13 | 47.423 | 136.1847 | 363.9172
2028 | 11 | 29 | 14 | 47.6082 | 138.9886 | 365.5148
2028 | 11 | 29 | 15 | 48.8606 | 133.7031 | 370.6863
2028 | 11 | 29 | 16 | 51.2422 | 130.7749 | 383.303
2028 | 11 | 29 | 17 | 54.6854 | 128.3559 | 412.4305
2028 | 11 | 29 | 18 | 57.3692 | 126.4769 | 438.2383
2028 | 11 | 29 | 19 | 55.7547 | 120.8572 | 425.4717
2028 | 11 | 29 | 20 | 52.402 | 112.5404 | 413.139
2028 | 11 | 29 | 21 | 48.2847 | 115.8224 | 398.4371
2028 | 11 | 29 | 22 | 44.1586 | 112.6955 | 378.1195
2028 | 11 | 29 | 23 | 41.1942 | 104.2557 | 352.2046
2028 | 11 | 30 | 0 | 39.6013 | 99.5592 | 322.7289
2028 | 11 | 30 | 1 | 37.5851 | 101.4721 | 304.9727
2028 | 11 | 30 | 2 | 36.2198 | 99.1142 | 295.4641
2028 | 11 | 30 | 3 | 35.6261 | 99.0537 | 290.3007
2028 | 11 | 30 | 4 | 35.795 | 99.3599 | 288.73
2028 | 11 | 30 | 5 | 37.4733 | 100.6196 | 290.6934
2028 | 11 | 30 | 6 | 40.3253 | 109.3565 | 295.685
2028 | 11 | 30 | 7 | 43.3642 | 122.677 | 324.4347
2028 | 11 | 30 | 8 | 46.0633 | 137.0363 | 362.3662
2028 | 11 | 30 | 9 | 47.4815 | 144.8339 | 378.9048
2028 | 11 | 30 | 10 | 48.0096 | 153.7373 | 376.7116
2028 | 11 | 30 | 11 | 49.0047 | 148.9876 | 371.7161
2028 | 11 | 30 | 12 | 50.0518 | 140.5237 | 365.6006
2028 | 11 | 30 | 13 | 50.4656 | 138.738 | 364.8157
2028 | 11 | 30 | 14 | 51.0242 | 138.205 | 366.8487
2028 | 11 | 30 | 15 | 52.3714 | 132.8189 | 373.0514
2028 | 11 | 30 | 16 | 54.4943 | 133.2876 | 384.5751
2028 | 11 | 30 | 17 | 57.904 | 132.7291 | 411.359
2028 | 11 | 30 | 18 | 60.5078 | 132.5751 | 429.7497
2028 | 11 | 30 | 19 | 59.1379 | 129.4724 | 417.7848
2028 | 11 | 30 | 20 | 55.7477 | 121.7387 | 406.2233
2028 | 11 | 30 | 21 | 51.9137 | 125.1325 | 391.8316
2028 | 11 | 30 | 22 | 48.0256 | 122.9321 | 372.1913
2028 | 11 | 30 | 23 | 45.0402 | 113.5345 | 346.5124
2028 | 12 | 1 | 0 | 41.281 | 110.5631 | 323.704
2028 | 12 | 1 | 1 | 39.3127 | 108.7273 | 302.0789
2028 | 12 | 1 | 2 | 38.0002 | 104.7978 | 293.0198
2028 | 12 | 1 | 3 | 37.5779 | 104.0763 | 288.4047
2028 | 12 | 1 | 4 | 37.8394 | 106.5109 | 287.2431
2028 | 12 | 1 | 5 | 39.7857 | 106.9298 | 290.0276
2028 | 12 | 1 | 6 | 42.6719 | 118.0369 | 300.3426
2028 | 12 | 1 | 7 | 45.9761 | 130.5267 | 330.5383
2028 | 12 | 1 | 8 | 48.9501 | 133.9519 | 368.3398
2028 | 12 | 1 | 9 | 50.5612 | 139.8683 | 384.93
2028 | 12 | 1 | 10 | 50.9783 | 142.0772 | 382.8548
2028 | 12 | 1 | 11 | 51.5808 | 146.2195 | 375.9069
2028 | 12 | 1 | 12 | 49.2615 | 143.3655 | 370.8087
2028 | 12 | 1 | 13 | 49.4782 | 140.8577 | 367.3825
2028 | 12 | 1 | 14 | 49.4695 | 138.7926 | 370.1824
2028 | 12 | 1 | 15 | 50.4796 | 131.5725 | 375.4975
2028 | 12 | 1 | 16 | 52.6662 | 131.4166 | 384.3479
2028 | 12 | 1 | 17 | 55.9977 | 131.5236 | 410.7966
2028 | 12 | 1 | 18 | 59.2214 | 127.1917 | 432.2917
2028 | 12 | 1 | 19 | 58.0812 | 119.4173 | 423.3536
2028 | 12 | 1 | 20 | 54.7266 | 114.0239 | 412.0038
2028 | 12 | 1 | 21 | 50.9162 | 116.3069 | 398.3953
2028 | 12 | 1 | 22 | 47.3889 | 113.2817 | 381.9119
2028 | 12 | 1 | 23 | 44.4069 | 106.7794 | 357.9775
2028 | 12 | 2 | 0 | 42.2015 | 104.9205 | 337.3329
2028 | 12 | 2 | 1 | 39.0664 | 97.431 | 309.2053
2028 | 12 | 2 | 2 | 37.3741 | 94.1351 | 298.0588
2028 | 12 | 2 | 3 | 36.6572 | 93.3572 | 291.463
2028 | 12 | 2 | 4 | 36.3776 | 97.0929 | 288.4957
2028 | 12 | 2 | 5 | 37.2762 | 95.2857 | 287.0054
2028 | 12 | 2 | 6 | 38.7535 | 103.1824 | 286.2241
2028 | 12 | 2 | 7 | 41.1568 | 106.3982 | 302.7142
2028 | 12 | 2 | 8 | 44.9982 | 108.1911 | 337.9826
2028 | 12 | 2 | 9 | 48.2965 | 114.0615 | 364.3425
2028 | 12 | 2 | 10 | 49.6592 | 117.5283 | 372.2365
2028 | 12 | 2 | 11 | 50.6637 | 123.6503 | 371.405
2028 | 12 | 2 | 12 | 48.1059 | 118.5803 | 361.9038
2028 | 12 | 2 | 13 | 48.1317 | 114.8075 | 356.5722
2028 | 12 | 2 | 14 | 47.6842 | 116.8165 | 356.4735
2028 | 12 | 2 | 15 | 48.1094 | 112.0098 | 362.0674
2028 | 12 | 2 | 16 | 49.7785 | 109.5879 | 371.4582
2028 | 12 | 2 | 17 | 52.8192 | 113.157 | 400.1507
2028 | 12 | 2 | 18 | 54.7778 | 113.0326 | 419.2683
2028 | 12 | 2 | 19 | 53.372 | 105.6252 | 403.5469
2028 | 12 | 2 | 20 | 49.7686 | 99.0767 | 384.3938
2028 | 12 | 2 | 21 | 45.909 | 103.2067 | 367.0549
2028 | 12 | 2 | 22 | 42.717 | 100.3518 | 352.0182
2028 | 12 | 2 | 23 | 40.4859 | 98.978 | 331.188
2028 | 12 | 3 | 0 | 39.1057 | 102.3401 | 313.5757
2028 | 12 | 3 | 1 | 36.5539 | 96.8211 | 300.4681
2028 | 12 | 3 | 2 | 35.1523 | 93.6946 | 290.6248
2028 | 12 | 3 | 3 | 34.5895 | 92.4107 | 284.6768
2028 | 12 | 3 | 4 | 34.3834 | 94.0316 | 282.5838
2028 | 12 | 3 | 5 | 35.2393 | 92.1525 | 282.0228
2028 | 12 | 3 | 6 | 36.4369 | 95.0825 | 278.923
2028 | 12 | 3 | 7 | 38.4862 | 99.5664 | 293.9189
2028 | 12 | 3 | 8 | 42.2915 | 95.8126 | 330.5406
2028 | 12 | 3 | 9 | 46.1365 | 100.1731 | 363.4761
2028 | 12 | 3 | 10 | 48.2076 | 104.3942 | 375.5313
2028 | 12 | 3 | 11 | 49.6628 | 110.2571 | 378.1309
2028 | 12 | 3 | 12 | 49.7529 | 109.2923 | 358.8116
2028 | 12 | 3 | 13 | 50.3022 | 108.5576 | 356.143
2028 | 12 | 3 | 14 | 50.4054 | 112.5873 | 357.4869
2028 | 12 | 3 | 15 | 51.5033 | 108.4374 | 363.669
2028 | 12 | 3 | 16 | 53.7202 | 106.9654 | 377.7686
2028 | 12 | 3 | 17 | 56.9215 | 113.1199 | 413.0304
2028 | 12 | 3 | 18 | 58.3321 | 114.195 | 446.9563
2028 | 12 | 3 | 19 | 56.2638 | 106.37 | 431.8612
2028 | 12 | 3 | 20 | 52.1109 | 100.6073 | 413.7457
2028 | 12 | 3 | 21 | 47.5851 | 104.165 | 395.0982
2028 | 12 | 3 | 22 | 43.7312 | 102.7499 | 376.0465
2028 | 12 | 3 | 23 | 41.0505 | 99.5814 | 350.9713
2028 | 12 | 4 | 0 | 39.6412 | 100.7739 | 329.6241
2028 | 12 | 4 | 1 | 37.4514 | 95.4421 | 318.0197
2028 | 12 | 4 | 2 | 36.3948 | 93.5591 | 311.5441
2028 | 12 | 4 | 3 | 36.233 | 93.7492 | 309.1517
2028 | 12 | 4 | 4 | 36.7593 | 96.2691 | 309.9116
2028 | 12 | 4 | 5 | 39.0352 | 96.7987 | 314.7048
2028 | 12 | 4 | 6 | 42.5391 | 109.6244 | 321.7524
2028 | 12 | 4 | 7 | 45.7981 | 123.3395 | 352.5693
2028 | 12 | 4 | 8 | 48.6122 | 132.5852 | 385.7314
2028 | 12 | 4 | 9 | 50.0583 | 137.1597 | 390.7604
2028 | 12 | 4 | 10 | 50.4508 | 140.3885 | 377.7189
2028 | 12 | 4 | 11 | 51.1226 | 144.4015 | 366.7207
2028 | 12 | 4 | 12 | 51.3097 | 135.5051 | 371.9802
2028 | 12 | 4 | 13 | 51.8496 | 133.2948 | 366.0136
2028 | 12 | 4 | 14 | 52.098 | 131.4124 | 366.737
2028 | 12 | 4 | 15 | 53.4577 | 128.3302 | 371.1363
2028 | 12 | 4 | 16 | 55.9565 | 128.5974 | 384.1487
2028 | 12 | 4 | 17 | 59.404 | 127.8804 | 420.8925
2028 | 12 | 4 | 18 | 62.0761 | 128.3242 | 446.1269
2028 | 12 | 4 | 19 | 60.3638 | 121.1605 | 442.8246
2028 | 12 | 4 | 20 | 56.2752 | 114.6838 | 433.823
2028 | 12 | 4 | 21 | 51.879 | 117.4177 | 419.3765
2028 | 12 | 4 | 22 | 47.6728 | 114.9917 | 399.17
2028 | 12 | 4 | 23 | 44.3875 | 109.3864 | 372.6272
2028 | 12 | 5 | 0 | 41.1405 | 108.6013 | 351.9985
2028 | 12 | 5 | 1 | 39.9791 | 102.2017 | 333.9257
2028 | 12 | 5 | 2 | 38.6532 | 99.3229 | 325.2867
2028 | 12 | 5 | 3 | 38.1915 | 98.3517 | 320.972
2028 | 12 | 5 | 4 | 38.4763 | 99.9635 | 319.8438
2028 | 12 | 5 | 5 | 40.4108 | 100.3868 | 322.4161
2028 | 12 | 5 | 6 | 42.4766 | 108.5526 | 332.8057
2028 | 12 | 5 | 7 | 45.6373 | 121.8046 | 361.6091
2028 | 12 | 5 | 8 | 48.414 | 128.1174 | 398.1244
2028 | 12 | 5 | 9 | 49.8342 | 134.0359 | 412.3303
2028 | 12 | 5 | 10 | 50.6385 | 137.1426 | 408.3181
2028 | 12 | 5 | 11 | 51.6458 | 141.4209 | 401.0239
2028 | 12 | 5 | 12 | 49.9934 | 136.7615 | 397.477
2028 | 12 | 5 | 13 | 50.4153 | 135.2107 | 393.2147
2028 | 12 | 5 | 14 | 50.7372 | 132.9256 | 394.2794
2028 | 12 | 5 | 15 | 51.9995 | 128.9221 | 399.3766
2028 | 12 | 5 | 16 | 54.603 | 130.2862 | 409.4687
2028 | 12 | 5 | 17 | 58.6823 | 129.0522 | 436.6139
2028 | 12 | 5 | 18 | 62.8143 | 128.1589 | 455.1836
2028 | 12 | 5 | 19 | 61.4258 | 120.0917 | 444.07
2028 | 12 | 5 | 20 | 57.6855 | 113.9107 | 431.7176
2028 | 12 | 5 | 21 | 53.4254 | 116.4737 | 415.615
2028 | 12 | 5 | 22 | 49.2847 | 113.5309 | 395.0013
2028 | 12 | 5 | 23 | 45.9886 | 109.1184 | 367.298
2028 | 12 | 6 | 0 | 43.5989 | 108.4027 | 346.0198
2028 | 12 | 6 | 1 | 40.7846 | 102.9925 | 340.6911
2028 | 12 | 6 | 2 | 39.3396 | 99.1365 | 333.3702
2028 | 12 | 6 | 3 | 38.76 | 97.8757 | 330.3257
2028 | 12 | 6 | 4 | 38.9053 | 99.9552 | 330.4466
2028 | 12 | 6 | 5 | 40.7497 | 100.2177 | 334.5881
2028 | 12 | 6 | 6 | 43.0213 | 110.1562 | 338.9642
2028 | 12 | 6 | 7 | 46.0681 | 123.7862 | 369.5261
2028 | 12 | 6 | 8 | 48.5849 | 130.6657 | 407.7494
2028 | 12 | 6 | 9 | 49.9763 | 136.9845 | 422.0801
2028 | 12 | 6 | 10 | 50.6319 | 139.8432 | 417.6234
2028 | 12 | 6 | 11 | 51.5392 | 143.6589 | 409.4694
2028 | 12 | 6 | 12 | 50.3521 | 140.9759 | 398.938
2028 | 12 | 6 | 13 | 50.8312 | 139.1996 | 394.0916
2028 | 12 | 6 | 14 | 51.0157 | 140.2515 | 395.7728
2028 | 12 | 6 | 15 | 52.2802 | 135.4342 | 400.5407
2028 | 12 | 6 | 16 | 54.7081 | 133.9793 | 413.8943
2028 | 12 | 6 | 17 | 58.2048 | 133.1077 | 447.6111
2028 | 12 | 6 | 18 | 61.5106 | 130.683 | 469.8301
2028 | 12 | 6 | 19 | 60.3137 | 122.4596 | 468.4971
2028 | 12 | 6 | 20 | 56.7775 | 115.7163 | 461.3893
2028 | 12 | 6 | 21 | 52.6909 | 118.4898 | 448.746
2028 | 12 | 6 | 22 | 48.5475 | 115.2092 | 428.2091
2028 | 12 | 6 | 23 | 45.2403 | 109.417 | 400.7466
2028 | 12 | 7 | 0 | 42.3078 | 107.5019 | 379.0291
2028 | 12 | 7 | 1 | 40.8878 | 103.8015 | 358.9353
2028 | 12 | 7 | 2 | 39.5037 | 100.5917 | 350.0927
2028 | 12 | 7 | 3 | 39.0367 | 99.2833 | 346.1203
2028 | 12 | 7 | 4 | 39.2025 | 100.8761 | 345.3728
2028 | 12 | 7 | 5 | 41.0467 | 101.396 | 347.7719
2028 | 12 | 7 | 6 | 43.3491 | 111.6218 | 357.6842
2028 | 12 | 7 | 7 | 46.4691 | 124.6211 | 385.5036
2028 | 12 | 7 | 8 | 49.1451 | 131.9777 | 421.2586
2028 | 12 | 7 | 9 | 50.4486 | 137.4966 | 433.4312
2028 | 12 | 7 | 10 | 50.9991 | 142.0994 | 427.2308
2028 | 12 | 7 | 11 | 51.7648 | 146.0726 | 419.8323
2028 | 12 | 7 | 12 | 51.5777 | 138.3649 | 412.6602
2028 | 12 | 7 | 13 | 52.0017 | 136.9959 | 407.4234
2028 | 12 | 7 | 14 | 52.4043 | 135.7516 | 407.9286
2028 | 12 | 7 | 15 | 53.6737 | 129.768 | 411.7881
2028 | 12 | 7 | 16 | 55.9556 | 131.6615 | 419.1918
2028 | 12 | 7 | 17 | 59.6961 | 130.1929 | 446.1165
2028 | 12 | 7 | 18 | 62.7613 | 127.2875 | 469.2027
2028 | 12 | 7 | 19 | 61.6818 | 121.1109 | 459.3552
2028 | 12 | 7 | 20 | 58.2115 | 114.64 | 448.9318
2028 | 12 | 7 | 21 | 54.2013 | 118.594 | 434.5165
2028 | 12 | 7 | 22 | 50.1719 | 116.3414 | 414.1314
2028 | 12 | 7 | 23 | 46.8684 | 109.1243 | 385.5953
2028 | 12 | 8 | 0 | 44.2759 | 108.6277 | 362.7629
2028 | 12 | 8 | 1 | 42.2281 | 105.1896 | 333.1529
2028 | 12 | 8 | 2 | 40.9841 | 101.4224 | 321.9693
2028 | 12 | 8 | 3 | 40.6317 | 100.4853 | 315.8236
2028 | 12 | 8 | 4 | 40.961 | 102.4818 | 313.253
2028 | 12 | 8 | 5 | 42.9507 | 102.4131 | 314.2137
2028 | 12 | 8 | 6 | 46.0743 | 112.3836 | 322.3806
2028 | 12 | 8 | 7 | 49.1043 | 125.3306 | 349.4969
2028 | 12 | 8 | 8 | 51.8461 | 131.8356 | 385.7981
2028 | 12 | 8 | 9 | 53.0367 | 137.7254 | 401.9354
2028 | 12 | 8 | 10 | 52.7366 | 141.5936 | 400.4511
2028 | 12 | 8 | 11 | 52.8092 | 145.5255 | 394.6736
2028 | 12 | 8 | 12 | 52.1221 | 136.8784 | 386.9727
2028 | 12 | 8 | 13 | 52.1919 | 134.7347 | 383.7259
2028 | 12 | 8 | 14 | 52.1948 | 133.8612 | 384.6064
2028 | 12 | 8 | 15 | 53.2911 | 126.5359 | 387.4509
2028 | 12 | 8 | 16 | 55.6604 | 126.4508 | 392.4481
2028 | 12 | 8 | 17 | 58.9948 | 125.5606 | 415.1756
2028 | 12 | 8 | 18 | 60.7177 | 122.3007 | 428.2309
2028 | 12 | 8 | 19 | 60.186 | 116.0366 | 417.1733
2028 | 12 | 8 | 20 | 57.1385 | 111.4523 | 405.0759
2028 | 12 | 8 | 21 | 53.5802 | 115.6525 | 390.5056
2028 | 12 | 8 | 22 | 50.0956 | 113.5303 | 373.2492
2028 | 12 | 8 | 23 | 47.2632 | 105.0653 | 348.6701
2028 | 12 | 9 | 0 | 45.1086 | 104.9473 | 331.9379
2028 | 12 | 9 | 1 | 42.628 | 97.9735 | 318.7016
2028 | 12 | 9 | 2 | 41.043 | 95.1505 | 308.8459
2028 | 12 | 9 | 3 | 40.4303 | 94.1446 | 303.3229
2028 | 12 | 9 | 4 | 40.4696 | 95.7512 | 302.3481
2028 | 12 | 9 | 5 | 41.6852 | 94.6431 | 304.5487
2028 | 12 | 9 | 6 | 43.6725 | 100.3614 | 306.7233
2028 | 12 | 9 | 7 | 45.4462 | 105.3547 | 323.9882
2028 | 12 | 9 | 8 | 48.2823 | 106.1745 | 357.8107
2028 | 12 | 9 | 9 | 50.9202 | 112.5702 | 389.2703
2028 | 12 | 9 | 10 | 51.8222 | 117.5224 | 401.7531
2028 | 12 | 9 | 11 | 52.5097 | 122.0201 | 404.6262
2028 | 12 | 9 | 12 | 51.821 | 116.7104 | 373.5884
2028 | 12 | 9 | 13 | 51.7401 | 113.6275 | 370.0492
2028 | 12 | 9 | 14 | 51.3582 | 116.643 | 369.6192
2028 | 12 | 9 | 15 | 51.9431 | 110.5255 | 370.5871
2028 | 12 | 9 | 16 | 53.6633 | 108.2554 | 381.6663
2028 | 12 | 9 | 17 | 56.6952 | 113.0445 | 416.9225
2028 | 12 | 9 | 18 | 58.7085 | 112.4351 | 446.9298
2028 | 12 | 9 | 19 | 57.3562 | 106.2334 | 441.1321
2028 | 12 | 9 | 20 | 53.5852 | 98.9169 | 425.7205
2028 | 12 | 9 | 21 | 49.5193 | 103.6392 | 411.1763
2028 | 12 | 9 | 22 | 46.2869 | 101.5061 | 398.6411
2028 | 12 | 9 | 23 | 43.9832 | 98.697 | 380.5493
2028 | 12 | 10 | 0 | 42.4133 | 99.6989 | 362.7522
2028 | 12 | 10 | 1 | 40.2768 | 95.0464 | 342.8501
2028 | 12 | 10 | 2 | 38.8022 | 92.1969 | 332.6857
2028 | 12 | 10 | 3 | 38.1589 | 91.4916 | 327.5553
2028 | 12 | 10 | 4 | 38.0664 | 93.9324 | 326.3912
2028 | 12 | 10 | 5 | 38.9801 | 92.1836 | 326.3844
2028 | 12 | 10 | 6 | 40.4928 | 94.829 | 325.3899
2028 | 12 | 10 | 7 | 41.7018 | 97.7132 | 337.1148
2028 | 12 | 10 | 8 | 44.2302 | 97.5645 | 365.9923
2028 | 12 | 10 | 9 | 46.9468 | 102.5698 | 390.1382
2028 | 12 | 10 | 10 | 48.1994 | 107.6008 | 397.6978
2028 | 12 | 10 | 11 | 49.1284 | 111.9857 | 393.396
2028 | 12 | 10 | 12 | 48.9784 | 107.8653 | 395.0074
2028 | 12 | 10 | 13 | 49.2019 | 106.7053 | 392.4845
2028 | 12 | 10 | 14 | 49.0945 | 113.1662 | 393.0689
2028 | 12 | 10 | 15 | 50.1671 | 108.8858 | 397.6495
2028 | 12 | 10 | 16 | 52.5005 | 105.2859 | 408.2988
2028 | 12 | 10 | 17 | 56.0199 | 111.0144 | 439.1483
2028 | 12 | 10 | 18 | 58.4356 | 113.3429 | 459.4229
2028 | 12 | 10 | 19 | 57.18 | 106.6128 | 445.6557
2028 | 12 | 10 | 20 | 53.5512 | 100.9521 | 426.8441
2028 | 12 | 10 | 21 | 49.1756 | 104.8593 | 407.066
2028 | 12 | 10 | 22 | 45.404 | 102.1247 | 386.2535
2028 | 12 | 10 | 23 | 42.8183 | 99.7916 | 360.2519
2028 | 12 | 11 | 0 | 41.712 | 102.9995 | 341.9497
2028 | 12 | 11 | 1 | 40.4597 | 95.0457 | 328.7968
2028 | 12 | 11 | 2 | 39.4635 | 93.2356 | 320.5774
2028 | 12 | 11 | 3 | 39.3799 | 93.3206 | 317.1584
2028 | 12 | 11 | 4 | 39.9502 | 94.8501 | 317.157
2028 | 12 | 11 | 5 | 42.2682 | 95.6818 | 321.07
2028 | 12 | 11 | 6 | 45.4004 | 106.5208 | 327.9811
2028 | 12 | 11 | 7 | 48.533 | 119.251 | 357.7399
2028 | 12 | 11 | 8 | 51.5247 | 129.3143 | 397.8137
2028 | 12 | 11 | 9 | 53.09 | 134.3819 | 417.8063
2028 | 12 | 11 | 10 | 53.5187 | 136.3813 | 417.1402
2028 | 12 | 11 | 11 | 54.1063 | 138.1161 | 412.1422
2028 | 12 | 11 | 12 | 52.9921 | 134.6626 | 400.4223
2028 | 12 | 11 | 13 | 53.2401 | 132.4552 | 396.6573
2028 | 12 | 11 | 14 | 53.4062 | 130.5511 | 397.098
2028 | 12 | 11 | 15 | 54.6844 | 125.2964 | 401.7732
2028 | 12 | 11 | 16 | 57.3434 | 125.6736 | 412.1245
2028 | 12 | 11 | 17 | 61.0609 | 124.7442 | 441.5423
2028 | 12 | 11 | 18 | 62.5708 | 122.3476 | 452.6834
2028 | 12 | 11 | 19 | 61.5522 | 116.0838 | 448.2281
2028 | 12 | 11 | 20 | 57.9462 | 109.1044 | 438.3406
2028 | 12 | 11 | 21 | 53.7731 | 111.7378 | 423.5637
2028 | 12 | 11 | 22 | 49.5752 | 108.3429 | 403.2841
2028 | 12 | 11 | 23 | 46.453 | 103.4458 | 376.521
2028 | 12 | 12 | 0 | 44.5181 | 101.9192 | 352.3663
2028 | 12 | 12 | 1 | 42.8891 | 97.2974 | 337.7436
2028 | 12 | 12 | 2 | 41.7829 | 94.4429 | 329.1515
2028 | 12 | 12 | 3 | 41.5499 | 93.9275 | 325.3574
2028 | 12 | 12 | 4 | 41.9931 | 94.8524 | 324.6989
2028 | 12 | 12 | 5 | 44.1226 | 95.2119 | 327.5737
2028 | 12 | 12 | 6 | 46.9003 | 105.3914 | 335.7676
2028 | 12 | 12 | 7 | 49.8666 | 118.2743 | 364.1223
2028 | 12 | 12 | 8 | 52.5952 | 127.0135 | 400.4617
2028 | 12 | 12 | 9 | 53.7814 | 130.8714 | 413.287
2028 | 12 | 12 | 10 | 53.6357 | 135.3686 | 407.5861
2028 | 12 | 12 | 11 | 53.8733 | 139.3393 | 399.7316
2028 | 12 | 12 | 12 | 53.0849 | 135.3275 | 389.2019
2028 | 12 | 12 | 13 | 53.2749 | 133.8421 | 384.279
2028 | 12 | 12 | 14 | 53.3918 | 135.7499 | 383.7972
2028 | 12 | 12 | 15 | 54.6573 | 130.5525 | 387.6799
2028 | 12 | 12 | 16 | 57.3165 | 129.7033 | 398.1262
2028 | 12 | 12 | 17 | 61.0761 | 128.8169 | 429.4694
2028 | 12 | 12 | 18 | 63.639 | 127.0185 | 460.3479
2028 | 12 | 12 | 19 | 62.713 | 120.2356 | 449.9209
2028 | 12 | 12 | 20 | 59.1452 | 113.4497 | 438.538
2028 | 12 | 12 | 21 | 55.0697 | 116.5715 | 423.2993
2028 | 12 | 12 | 22 | 50.9595 | 113.9052 | 402.7244
2028 | 12 | 12 | 23 | 47.8648 | 106.7961 | 374.8112
2028 | 12 | 13 | 0 | 45.637 | 104.993 | 352.2167
2028 | 12 | 13 | 1 | 44.1435 | 98.1639 | 324.0755
2028 | 12 | 13 | 2 | 42.9852 | 94.8085 | 313.7981
2028 | 12 | 13 | 3 | 42.6794 | 93.8752 | 307.7768
2028 | 12 | 13 | 4 | 43.0109 | 94.5407 | 305.5019
2028 | 12 | 13 | 5 | 45.0615 | 95.1452 | 306.7198
2028 | 12 | 13 | 6 | 47.6602 | 102.1453 | 313.2042
2028 | 12 | 13 | 7 | 50.3552 | 114.2905 | 339.4673
2028 | 12 | 13 | 8 | 52.3801 | 122.8634 | 374.7206
2028 | 12 | 13 | 9 | 52.863 | 128.9332 | 390.6296
2028 | 12 | 13 | 10 | 52.1897 | 131.0978 | 390.8226
2028 | 12 | 13 | 11 | 52.1471 | 131.4131 | 387.7802
2028 | 12 | 13 | 12 | 51.2575 | 132.2328 | 387.1232
2028 | 12 | 13 | 13 | 51.2735 | 131.1422 | 385.3398
2028 | 12 | 13 | 14 | 51.2548 | 130.402 | 385.9343
2028 | 12 | 13 | 15 | 52.3893 | 125.6368 | 389.0727
2028 | 12 | 13 | 16 | 55.0774 | 124.3712 | 395.4552
2028 | 12 | 13 | 17 | 58.9715 | 121.1093 | 420.9524
2028 | 12 | 13 | 18 | 62.5434 | 120.4686 | 435.3953
2028 | 12 | 13 | 19 | 61.9192 | 114.0959 | 423.1587
2028 | 12 | 13 | 20 | 58.7674 | 107.7151 | 411.3424
2028 | 12 | 13 | 21 | 54.8014 | 112.9056 | 395.9924
2028 | 12 | 13 | 22 | 50.6495 | 109.8303 | 374.8458
2028 | 12 | 13 | 23 | 47.4866 | 102.89 | 346.5732
2028 | 12 | 14 | 0 | 45.704 | 101.1384 | 324.9676
2028 | 12 | 14 | 1 | 43.1541 | 100.3919 | 302.0038
2028 | 12 | 14 | 2 | 41.8998 | 97.3524 | 291.6839
2028 | 12 | 14 | 3 | 41.5501 | 96.8129 | 286.3103
2028 | 12 | 14 | 4 | 41.8881 | 97.6436 | 284.5194
2028 | 12 | 14 | 5 | 43.9089 | 98.476 | 286.5814
2028 | 12 | 14 | 6 | 47.2312 | 109.6711 | 291.3368
2028 | 12 | 14 | 7 | 49.8792 | 122.2758 | 319.7234
2028 | 12 | 14 | 8 | 51.9908 | 131.9535 | 358.7311
2028 | 12 | 14 | 9 | 52.5772 | 136.4309 | 379.8814
2028 | 12 | 14 | 10 | 51.9278 | 142.8356 | 384.1923
2028 | 12 | 14 | 11 | 51.8501 | 144.1127 | 384.3689
2028 | 12 | 14 | 12 | 51.9784 | 139.6156 | 385.8644
2028 | 12 | 14 | 13 | 52.0669 | 138.4306 | 386.6603
2028 | 12 | 14 | 14 | 52.0696 | 140.7306 | 389.4414
2028 | 12 | 14 | 15 | 53.2323 | 134.3754 | 395.273
2028 | 12 | 14 | 16 | 55.5445 | 132.9854 | 401.5851
2028 | 12 | 14 | 17 | 59.0301 | 131.6432 | 425.5359
2028 | 12 | 14 | 18 | 62.6121 | 129.7162 | 440.2546
2028 | 12 | 14 | 19 | 61.3218 | 123.6693 | 429.8649
2028 | 12 | 14 | 20 | 57.6341 | 115.8303 | 419.3437
2028 | 12 | 14 | 21 | 53.5002 | 118.3385 | 405.8314
2028 | 12 | 14 | 22 | 49.4112 | 115.4982 | 386.3393
2028 | 12 | 14 | 23 | 46.2929 | 108.0997 | 358.6107
2028 | 12 | 15 | 0 | 44.3581 | 106.3853 | 329.4514
2028 | 12 | 15 | 1 | 41.57 | 100.9602 | 318.308
2028 | 12 | 15 | 2 | 40.1532 | 97.0797 | 309.4678
2028 | 12 | 15 | 3 | 39.6616 | 96.5545 | 305.9467
2028 | 12 | 15 | 4 | 39.905 | 98.0317 | 305.7917
2028 | 12 | 15 | 5 | 41.8531 | 98.1005 | 308.9944
2028 | 12 | 15 | 6 | 44.7651 | 107.2938 | 321.0448
2028 | 12 | 15 | 7 | 47.5871 | 120.0555 | 351.4418
2028 | 12 | 15 | 8 | 50.3366 | 129.3831 | 392.5258
2028 | 12 | 15 | 9 | 51.7965 | 136.2854 | 411.8585
2028 | 12 | 15 | 10 | 52.0563 | 141.2726 | 408.7793
2028 | 12 | 15 | 11 | 52.4899 | 141.3715 | 400.3733
2028 | 12 | 15 | 12 | 52.5784 | 136.3978 | 378.5929
2028 | 12 | 15 | 13 | 52.7765 | 134.735 | 372.1873
2028 | 12 | 15 | 14 | 52.6898 | 135.6624 | 371.2894
2028 | 12 | 15 | 15 | 53.5508 | 127.4406 | 375.4156
2028 | 12 | 15 | 16 | 55.3565 | 125.0127 | 386.9729
2028 | 12 | 15 | 17 | 58.1643 | 123.3214 | 420.4164
2028 | 12 | 15 | 18 | 60.205 | 120.5098 | 460.4222
2028 | 12 | 15 | 19 | 58.6099 | 114.7059 | 453.3294
2028 | 12 | 15 | 20 | 54.8615 | 108.906 | 443.545
2028 | 12 | 15 | 21 | 51.0632 | 112.3172 | 431.3834
2028 | 12 | 15 | 22 | 47.5528 | 109.3853 | 415.0185
2028 | 12 | 15 | 23 | 44.7338 | 100.9849 | 390.635
2028 | 12 | 16 | 0 | 42.0277 | 98.8921 | 373.011
2028 | 12 | 16 | 1 | 38.6154 | 92.8032 | 346.4406
2028 | 12 | 16 | 2 | 36.845 | 90.0864 | 334.5898
2028 | 12 | 16 | 3 | 35.9601 | 89.1634 | 328.2671
2028 | 12 | 16 | 4 | 35.7227 | 89.3214 | 325.5999
2028 | 12 | 16 | 5 | 36.5525 | 87.8441 | 323.9154
2028 | 12 | 16 | 6 | 37.7961 | 91.4345 | 324.0268
2028 | 12 | 16 | 7 | 39.688 | 95.9629 | 338.7822
2028 | 12 | 16 | 8 | 43.018 | 100.5933 | 372.3315
2028 | 12 | 16 | 9 | 46.5208 | 108.6503 | 398.3854
2028 | 12 | 16 | 10 | 48.6934 | 114.8689 | 405.3486
2028 | 12 | 16 | 11 | 50.2744 | 115.9658 | 402.5702
2028 | 12 | 16 | 12 | 50.3333 | 109.8076 | 382.6902
2028 | 12 | 16 | 13 | 50.3585 | 106.7187 | 374.5972
2028 | 12 | 16 | 14 | 50.0467 | 111.0868 | 370.9767
2028 | 12 | 16 | 15 | 50.5659 | 106.357 | 376.4555
2028 | 12 | 16 | 16 | 52.0825 | 101.3891 | 387.5917
2028 | 12 | 16 | 17 | 54.6813 | 106.8945 | 420.5079
2028 | 12 | 16 | 18 | 56.2014 | 104.2691 | 459.4745
2028 | 12 | 16 | 19 | 53.6977 | 98.9 | 443.3404
2028 | 12 | 16 | 20 | 49.4095 | 91.017 | 423.1912
2028 | 12 | 16 | 21 | 45.34 | 98.7593 | 405.5154
2028 | 12 | 16 | 22 | 42.3135 | 95.3318 | 389.9888
2028 | 12 | 16 | 23 | 40.173 | 92.9417 | 368.3022
2028 | 12 | 17 | 0 | 38.8253 | 93.227 | 345.8207
2028 | 12 | 17 | 1 | 36.4062 | 85.3582 | 331.558
2028 | 12 | 17 | 2 | 34.9855 | 83.1347 | 320.9384
2028 | 12 | 17 | 3 | 34.3269 | 83.2347 | 314.8757
2028 | 12 | 17 | 4 | 34.1883 | 85.0839 | 312.6762
2028 | 12 | 17 | 5 | 35.0055 | 83.791 | 312.0759
2028 | 12 | 17 | 6 | 36.3136 | 84.2216 | 311.5293
2028 | 12 | 17 | 7 | 38.2119 | 86.1483 | 324.39
2028 | 12 | 17 | 8 | 41.7887 | 90.0532 | 359.065
2028 | 12 | 17 | 9 | 45.6915 | 97.9543 | 394.7128
2028 | 12 | 17 | 10 | 48.3628 | 104.3317 | 407.2934
2028 | 12 | 17 | 11 | 50.2781 | 103.9513 | 410.3406
2028 | 12 | 17 | 12 | 51.5685 | 103.7099 | 393.4892
2028 | 12 | 17 | 13 | 52.0604 | 102.9051 | 388.8277
2028 | 12 | 17 | 14 | 52.3413 | 111.446 | 386.6396
2028 | 12 | 17 | 15 | 53.4328 | 107.7425 | 391.9983
2028 | 12 | 17 | 16 | 55.4909 | 101.3143 | 406.3853
2028 | 12 | 17 | 17 | 58.7411 | 106.5184 | 441.4743
2028 | 12 | 17 | 18 | 60.8039 | 108.2283 | 463.4587
2028 | 12 | 17 | 19 | 58.4839 | 103.5172 | 453.9076
2028 | 12 | 17 | 20 | 54.1619 | 97.5264 | 437.7494
2028 | 12 | 17 | 21 | 49.8002 | 103.7325 | 419.7518
2028 | 12 | 17 | 22 | 46.1328 | 99.735 | 400.7437
2028 | 12 | 17 | 23 | 43.5631 | 97.5307 | 376.1409
2028 | 12 | 18 | 0 | 40.7627 | 96.818 | 359.6958
2028 | 12 | 18 | 1 | 39.1659 | 96.2699 | 346.4003
2028 | 12 | 18 | 2 | 38.1874 | 94.2738 | 338.7341
2028 | 12 | 18 | 3 | 38.0161 | 95.1436 | 336.2181
2028 | 12 | 18 | 4 | 38.5222 | 96.97 | 336.7782
2028 | 12 | 18 | 5 | 40.6346 | 98.0374 | 340.7271
2028 | 12 | 18 | 6 | 43.8027 | 107.687 | 346.7632
2028 | 12 | 18 | 7 | 46.9015 | 121.3636 | 376.9087
2028 | 12 | 18 | 8 | 49.66 | 135.3616 | 419.8622
2028 | 12 | 18 | 9 | 51.0153 | 141.3542 | 442.0557
2028 | 12 | 18 | 10 | 51.333 | 146.8483 | 441.5926
2028 | 12 | 18 | 11 | 51.8821 | 144.1261 | 436.5489
2028 | 12 | 18 | 12 | 52.5206 | 137.8415 | 439.5892
2028 | 12 | 18 | 13 | 52.8464 | 135.4965 | 436.7444
2028 | 12 | 18 | 14 | 53.0753 | 136.5236 | 435.4518
2028 | 12 | 18 | 15 | 54.3806 | 130.8281 | 439.0516
2028 | 12 | 18 | 16 | 56.9111 | 128.5716 | 446.8894
2028 | 12 | 18 | 17 | 60.4236 | 128.5423 | 474.2001
2028 | 12 | 18 | 18 | 62.4978 | 124.6227 | 494.2447
2028 | 12 | 18 | 19 | 61.0118 | 120.0041 | 483.6071
2028 | 12 | 18 | 20 | 57.1937 | 112.9998 | 471.4896
2028 | 12 | 18 | 21 | 52.9085 | 115.2414 | 456.2877
2028 | 12 | 18 | 22 | 48.8413 | 111.5674 | 435.6298
2028 | 12 | 18 | 23 | 45.7206 | 106.5519 | 407.4422
2028 | 12 | 19 | 0 | 43.7903 | 106.4691 | 379.0952
2028 | 12 | 19 | 1 | 42.1516 | 100.6329 | 370.357
2028 | 12 | 19 | 2 | 41.0443 | 97.4122 | 362.2817
2028 | 12 | 19 | 3 | 40.7102 | 97.1354 | 359.5301
2028 | 12 | 19 | 4 | 41.1054 | 98.0277 | 359.4368
2028 | 12 | 19 | 5 | 43.0622 | 98.6079 | 362.7016
2028 | 12 | 19 | 6 | 46.2318 | 108.5856 | 373.6085
2028 | 12 | 19 | 7 | 48.9958 | 121.1879 | 402.964
2028 | 12 | 19 | 8 | 51.1261 | 132.0293 | 441.0892
2028 | 12 | 19 | 9 | 51.5717 | 135.6357 | 454.0345
2028 | 12 | 19 | 10 | 50.8386 | 141.2208 | 445.5847
2028 | 12 | 19 | 11 | 50.7405 | 143.033 | 434.5082
2028 | 12 | 19 | 12 | 51.1253 | 134.5884 | 394.5189
2028 | 12 | 19 | 13 | 51.1975 | 133.1568 | 385.5711
2028 | 12 | 19 | 14 | 51.25 | 132.9039 | 381.8099
2028 | 12 | 19 | 15 | 52.3656 | 127.7299 | 384.35
2028 | 12 | 19 | 16 | 54.9526 | 126.3552 | 399.4026
2028 | 12 | 19 | 17 | 58.7795 | 125.8532 | 441.0467
2028 | 12 | 19 | 18 | 62.2622 | 127.0478 | 503.3616
2028 | 12 | 19 | 19 | 61.1069 | 121.7267 | 496.6762
2028 | 12 | 19 | 20 | 57.6442 | 114.8002 | 486.6876
2028 | 12 | 19 | 21 | 53.4489 | 116.4401 | 472.5465
2028 | 12 | 19 | 22 | 49.4073 | 112.7423 | 452.0611
2028 | 12 | 19 | 23 | 46.3371 | 106.7897 | 423.9319
2028 | 12 | 20 | 0 | 44.7615 | 106.1193 | 404.4543
2028 | 12 | 20 | 1 | 42.2504 | 102.615 | 381.034
2028 | 12 | 20 | 2 | 40.9649 | 99.4763 | 371.3914
2028 | 12 | 20 | 3 | 40.4648 | 99.2049 | 366.5161
2028 | 12 | 20 | 4 | 40.7609 | 99.7202 | 364.6973
2028 | 12 | 20 | 5 | 42.6776 | 100.5538 | 366.06
2028 | 12 | 20 | 6 | 44.9232 | 111.0859 | 373.0901
2028 | 12 | 20 | 7 | 47.6817 | 123.989 | 399.4726
2028 | 12 | 20 | 8 | 50.1336 | 135.8192 | 437.6002
2028 | 12 | 20 | 9 | 51.5181 | 140.8839 | 455.3857
2028 | 12 | 20 | 10 | 52.2758 | 147.221 | 453.5644
2028 | 12 | 20 | 11 | 53.1432 | 147.0015 | 447.3963
2028 | 12 | 20 | 12 | 53.1679 | 139.9953 | 436.4254
2028 | 12 | 20 | 13 | 53.4724 | 138.1062 | 433.7189
2028 | 12 | 20 | 14 | 53.6259 | 140.2062 | 431.4954
2028 | 12 | 20 | 15 | 54.7768 | 136.4415 | 432.6861
2028 | 12 | 20 | 16 | 57.0477 | 132.398 | 438.6059
2028 | 12 | 20 | 17 | 60.2035 | 132.2419 | 466.4502
2028 | 12 | 20 | 18 | 61.6511 | 131.4705 | 499.6182
2028 | 12 | 20 | 19 | 60.1499 | 126.3101 | 489.4529
2028 | 12 | 20 | 20 | 56.4937 | 120.001 | 477.8617
2028 | 12 | 20 | 21 | 52.2406 | 121.5475 | 464.0646
2028 | 12 | 20 | 22 | 48.1248 | 117.6865 | 443.6969
2028 | 12 | 20 | 23 | 44.9933 | 112.4756 | 414.9078
2028 | 12 | 21 | 0 | 43.5932 | 111.4954 | 381.633
2028 | 12 | 21 | 1 | 41.1033 | 103.8619 | 368.5633
2028 | 12 | 21 | 2 | 39.7947 | 101.6287 | 359.2093
2028 | 12 | 21 | 3 | 39.3429 | 101.5122 | 355.5193
2028 | 12 | 21 | 4 | 39.6473 | 101.2584 | 354.4871
2028 | 12 | 21 | 5 | 41.5753 | 102.7494 | 357.1599
2028 | 12 | 21 | 6 | 44.4799 | 111.948 | 362.1582
2028 | 12 | 21 | 7 | 47.2449 | 123.461 | 390.5512
2028 | 12 | 21 | 8 | 49.7924 | 135.9069 | 427.8851
2028 | 12 | 21 | 9 | 51.1548 | 141.7227 | 441.869
2028 | 12 | 21 | 10 | 51.6342 | 148.5427 | 437.0961
2028 | 12 | 21 | 11 | 52.2715 | 146.2202 | 430.4448
2028 | 12 | 21 | 12 | 52.4334 | 141.8357 | 404.235
2028 | 12 | 21 | 13 | 52.6921 | 140.5396 | 399.3288
2028 | 12 | 21 | 14 | 52.8554 | 139.0443 | 397.3028
2028 | 12 | 21 | 15 | 54.0314 | 133.4171 | 399.7809
2028 | 12 | 21 | 16 | 56.1041 | 132.7309 | 410.1923
2028 | 12 | 21 | 17 | 59.2516 | 132.1858 | 446.25
2028 | 12 | 21 | 18 | 60.8721 | 131.6526 | 497.665
2028 | 12 | 21 | 19 | 59.528 | 127.545 | 490.3344
2028 | 12 | 21 | 20 | 55.903 | 121.0967 | 481.2265
2028 | 12 | 21 | 21 | 51.8464 | 120.6701 | 467.7935
2028 | 12 | 21 | 22 | 47.912 | 116.3525 | 447.0814
2028 | 12 | 21 | 23 | 44.935 | 113.7356 | 418.3277
2028 | 12 | 22 | 0 | 43.3145 | 110.1766 | 399.2161
2028 | 12 | 22 | 1 | 40.3203 | 106.635 | 374.4702
2028 | 12 | 22 | 2 | 38.8708 | 103.1864 | 364.2038
2028 | 12 | 22 | 3 | 38.2927 | 102.4989 | 359.5733
2028 | 12 | 22 | 4 | 38.4584 | 102.8479 | 357.8096
2028 | 12 | 22 | 5 | 40.2556 | 103.2546 | 358.8513
2028 | 12 | 22 | 6 | 43.1114 | 113.3771 | 366.1486
2028 | 12 | 22 | 7 | 45.6824 | 124.2946 | 393.5586
2028 | 12 | 22 | 8 | 47.9145 | 134.3541 | 433.9068
2028 | 12 | 22 | 9 | 48.8877 | 139.1504 | 453.2948
2028 | 12 | 22 | 10 | 48.7761 | 143.2821 | 451.6018
2028 | 12 | 22 | 11 | 49.056 | 144.4899 | 444.856
2028 | 12 | 22 | 12 | 50.389 | 138.03 | 442.2279
2028 | 12 | 22 | 13 | 50.5488 | 136.0318 | 438.5026
2028 | 12 | 22 | 14 | 50.3451 | 133.8417 | 435.2893
2028 | 12 | 22 | 15 | 51.1881 | 126.2189 | 436.0168
2028 | 12 | 22 | 16 | 52.9168 | 124.4422 | 438.626
2028 | 12 | 22 | 17 | 55.5346 | 124.1469 | 461.8315
2028 | 12 | 22 | 18 | 57.9577 | 123.2527 | 484.1003
2028 | 12 | 22 | 19 | 56.3413 | 120.0067 | 474.2784
2028 | 12 | 22 | 20 | 52.6416 | 115.0407 | 463.0679
2028 | 12 | 22 | 21 | 48.9256 | 115.7168 | 450.6359
2028 | 12 | 22 | 22 | 45.5812 | 111.4477 | 434.1541
2028 | 12 | 22 | 23 | 42.9523 | 105.4777 | 408.8934
2028 | 12 | 23 | 0 | 40.5833 | 103.0453 | 386.1414
2028 | 12 | 23 | 1 | 38.0089 | 96.1214 | 340.4081
2028 | 12 | 23 | 2 | 36.3725 | 93.5855 | 327.1193
2028 | 12 | 23 | 3 | 35.578 | 92.8706 | 319.3896
2028 | 12 | 23 | 4 | 35.4855 | 91.849 | 315.2472
2028 | 12 | 23 | 5 | 36.4222 | 90.9554 | 313.073
2028 | 12 | 23 | 6 | 37.8184 | 94.2226 | 311.5282
2028 | 12 | 23 | 7 | 39.8094 | 98.2855 | 322.7674
2028 | 12 | 23 | 8 | 43.1728 | 103.7927 | 352.1311
2028 | 12 | 23 | 9 | 46.8245 | 108.3496 | 383.3475
2028 | 12 | 23 | 10 | 49.1884 | 114.9226 | 397.8212
2028 | 12 | 23 | 11 | 50.8683 | 115.7619 | 401.8583
2028 | 12 | 23 | 12 | 50.7265 | 113.0849 | 400.9913
2028 | 12 | 23 | 13 | 50.7048 | 110.3773 | 398.0518
2028 | 12 | 23 | 14 | 50.4284 | 111.3451 | 394.3132
2028 | 12 | 23 | 15 | 50.9465 | 105.0416 | 395.5142
2028 | 12 | 23 | 16 | 52.4424 | 102.1684 | 397.9085
2028 | 12 | 23 | 17 | 55.0779 | 106.4832 | 421.4795
2028 | 12 | 23 | 18 | 57.3424 | 106.4094 | 448.9942
2028 | 12 | 23 | 19 | 54.9031 | 103.6974 | 431.5566
2028 | 12 | 23 | 20 | 50.5451 | 96.5397 | 410.2294
2028 | 12 | 23 | 21 | 46.5026 | 99.9846 | 392.8695
2028 | 12 | 23 | 22 | 43.5792 | 96.5893 | 378.3346
2028 | 12 | 23 | 23 | 41.5508 | 94.5793 | 357.5353
2028 | 12 | 24 | 0 | 40.1704 | 96.1431 | 327.9973
2028 | 12 | 24 | 1 | 38.7102 | 89.292 | 312.2279
2028 | 12 | 24 | 2 | 36.8792 | 86.2969 | 300.1354
2028 | 12 | 24 | 3 | 35.9989 | 85.2356 | 292.7634
2028 | 12 | 24 | 4 | 35.8946 | 83.7597 | 289.2778
2028 | 12 | 24 | 5 | 36.6338 | 82.8019 | 287.0488
2028 | 12 | 24 | 6 | 37.2986 | 83.6297 | 286.2118
2028 | 12 | 24 | 7 | 38.6198 | 86.7304 | 299.3949
2028 | 12 | 24 | 8 | 41.8014 | 98.9179 | 333.0782
2028 | 12 | 24 | 9 | 46.1314 | 107.9579 | 371.2304
2028 | 12 | 24 | 10 | 49.3163 | 111.2482 | 389.1088
2028 | 12 | 24 | 11 | 51.6117 | 100.131 | 396.2151
2028 | 12 | 24 | 12 | 53.1231 | 94.2201 | 359.4397
2028 | 12 | 24 | 13 | 53.7507 | 91.4834 | 363.3942
2028 | 12 | 24 | 14 | 53.7113 | 98.91 | 361.7144
2028 | 12 | 24 | 15 | 54.8346 | 93.4936 | 359.4855
2028 | 12 | 24 | 16 | 56.3436 | 85.0462 | 362.5968
2028 | 12 | 24 | 17 | 58.698 | 90.5297 | 395.2333
2028 | 12 | 24 | 18 | 57.8263 | 89.8184 | 432.8529
2028 | 12 | 24 | 19 | 54.8878 | 89.3294 | 412.9407
2028 | 12 | 24 | 20 | 50.1745 | 82.1245 | 393.355
2028 | 12 | 24 | 21 | 46.1533 | 89.6249 | 376.8607
2028 | 12 | 24 | 22 | 43.5403 | 87.9109 | 367.3155
2028 | 12 | 24 | 23 | 42.5705 | 86.2613 | 353.6475
2028 | 12 | 25 | 0 | 42.5762 | 89.6654 | 344.0437
2028 | 12 | 25 | 1 | 38.0599 | 80.5483 | 315.0447
2028 | 12 | 25 | 2 | 36.759 | 78.3787 | 303.4794
2028 | 12 | 25 | 3 | 36.2248 | 78.6142 | 297.6337
2028 | 12 | 25 | 4 | 36.5014 | 79.5912 | 296.6317
2028 | 12 | 25 | 5 | 37.6753 | 79.728 | 296.9665
2028 | 12 | 25 | 6 | 38.8049 | 84.3518 | 298.2056
2028 | 12 | 25 | 7 | 39.8484 | 87.9991 | 312.1513
2028 | 12 | 25 | 8 | 42.3387 | 100.159 | 340.9082
2028 | 12 | 25 | 9 | 45.5316 | 99.2409 | 368.5883
2028 | 12 | 25 | 10 | 47.6045 | 100.4534 | 376.1354
2028 | 12 | 25 | 11 | 48.9089 | 97.435 | 373.4643
2028 | 12 | 25 | 12 | 49.4916 | 92.2694 | 376.985
2028 | 12 | 25 | 13 | 50.1579 | 93.0752 | 376.3287
2028 | 12 | 25 | 14 | 50.5445 | 93.1508 | 379.8272
2028 | 12 | 25 | 15 | 51.4572 | 87.4396 | 382.3386
2028 | 12 | 25 | 16 | 53.0093 | 90.7605 | 388.1046
2028 | 12 | 25 | 17 | 54.2657 | 91.72 | 411.5724
2028 | 12 | 25 | 18 | 53.7932 | 95.548 | 411.7312
2028 | 12 | 25 | 19 | 50.7912 | 94.2787 | 388.3223
2028 | 12 | 25 | 20 | 46.7588 | 85.1244 | 371.4306
2028 | 12 | 25 | 21 | 43.3398 | 92.6446 | 358.8503
2028 | 12 | 25 | 22 | 41.227 | 84.2825 | 349.5985
2028 | 12 | 25 | 23 | 40.1289 | 80.743 | 334.9583
2028 | 12 | 26 | 0 | 39.2411 | 84.2122 | 325.2161
2028 | 12 | 26 | 1 | 37.5556 | 74.0978 | 286.504
2028 | 12 | 26 | 2 | 36.501 | 72.5379 | 273.2415
2028 | 12 | 26 | 3 | 35.9545 | 78.9721 | 265.6565
2028 | 12 | 26 | 4 | 36.3498 | 73.7531 | 262.4064
2028 | 12 | 26 | 5 | 37.8688 | 74.1351 | 261.6734
2028 | 12 | 26 | 6 | 39.3224 | 79.313 | 265.4451
2028 | 12 | 26 | 7 | 39.8976 | 76.9501 | 275.3374
2028 | 12 | 26 | 8 | 41.3314 | 90.2525 | 293.1764
2028 | 12 | 26 | 9 | 44.022 | 89.9089 | 315.2794
2028 | 12 | 26 | 10 | 46.0315 | 92.8841 | 329.796
2028 | 12 | 26 | 11 | 48.1146 | 91.2889 | 339.3212
2028 | 12 | 26 | 12 | 47.3464 | 84.5776 | 344.0576
2028 | 12 | 26 | 13 | 47.5731 | 86.5325 | 347.1658
2028 | 12 | 26 | 14 | 47.7473 | 95.2762 | 346.996
2028 | 12 | 26 | 15 | 48.4509 | 89.6947 | 345.8784
2028 | 12 | 26 | 16 | 50.1885 | 82.3831 | 347.5528
2028 | 12 | 26 | 17 | 52.3785 | 81.6325 | 369.286
2028 | 12 | 26 | 18 | 56.0481 | 92.9846 | 389.5921
2028 | 12 | 26 | 19 | 54.6522 | 93.9062 | 375.4155
2028 | 12 | 26 | 20 | 50.8399 | 89.863 | 360.432
2028 | 12 | 26 | 21 | 46.9434 | 93.0291 | 343.8396
2028 | 12 | 26 | 22 | 43.9944 | 90.1304 | 328.1156
2028 | 12 | 26 | 23 | 42.1799 | 75.5159 | 309.5013
2028 | 12 | 27 | 0 | 41.3822 | 82.6987 | 294.5998
2028 | 12 | 27 | 1 | 40.2211 | 94.3082 | 285.6358
2028 | 12 | 27 | 2 | 38.8565 | 90.8114 | 274.6029
2028 | 12 | 27 | 3 | 38.3428 | 90.9485 | 268.11
2028 | 12 | 27 | 4 | 38.5065 | 91.1801 | 266.007
2028 | 12 | 27 | 5 | 40.0481 | 92.1379 | 268.9519
2028 | 12 | 27 | 6 | 41.5414 | 100.8171 | 271.7289
2028 | 12 | 27 | 7 | 43.5639 | 111.2256 | 293.5259
2028 | 12 | 27 | 8 | 45.685 | 121.5653 | 326.268
2028 | 12 | 27 | 9 | 47.5094 | 122.8736 | 352.4325
2028 | 12 | 27 | 10 | 48.8272 | 131.2651 | 363.5306
2028 | 12 | 27 | 11 | 50.0465 | 131.466 | 365.554
2028 | 12 | 27 | 12 | 48.2281 | 122.2528 | 381.062
2028 | 12 | 27 | 13 | 48.2068 | 120.3135 | 381.4524
2028 | 12 | 27 | 14 | 47.9901 | 127.7796 | 381.5588
2028 | 12 | 27 | 15 | 49.098 | 122.0014 | 387.8777
2028 | 12 | 27 | 16 | 51.2951 | 114.8349 | 396.8669
2028 | 12 | 27 | 17 | 54.3215 | 113.2988 | 422.0884
2028 | 12 | 27 | 18 | 56.1913 | 114.2909 | 439.6874
2028 | 12 | 27 | 19 | 55.4442 | 111.7918 | 429.5756
2028 | 12 | 27 | 20 | 52.3659 | 103.6687 | 416.5171
2028 | 12 | 27 | 21 | 48.8024 | 108.4897 | 402.0892
2028 | 12 | 27 | 22 | 45.3117 | 105.7148 | 382.2149
2028 | 12 | 27 | 23 | 42.7431 | 97.349 | 356.9208
2028 | 12 | 28 | 0 | 40.6757 | 99.0456 | 330.0109
2028 | 12 | 28 | 1 | 38.4682 | 94.1316 | 303.4098
2028 | 12 | 28 | 2 | 37.0276 | 91.5876 | 292.4502
2028 | 12 | 28 | 3 | 36.4907 | 92.2217 | 286.5439
2028 | 12 | 28 | 4 | 36.5357 | 91.6448 | 284.8485
2028 | 12 | 28 | 5 | 37.9456 | 93.2368 | 287.5165
2028 | 12 | 28 | 6 | 39.2946 | 102.7596 | 295.1584
2028 | 12 | 28 | 7 | 41.4005 | 111.814 | 316.1412
2028 | 12 | 28 | 8 | 43.6337 | 123.3095 | 344.0271
2028 | 12 | 28 | 9 | 45.4846 | 124.0953 | 360.8801
2028 | 12 | 28 | 10 | 47.0494 | 134.1686 | 362.4651
2028 | 12 | 28 | 11 | 48.4091 | 132.8576 | 360.2073
2028 | 12 | 28 | 12 | 48.8843 | 125.8294 | 341.7123
2028 | 12 | 28 | 13 | 49.006 | 124.5962 | 335.2861
2028 | 12 | 28 | 14 | 49.0211 | 130.3424 | 331.781
2028 | 12 | 28 | 15 | 50.0877 | 123.5102 | 336.7311
2028 | 12 | 28 | 16 | 51.8499 | 117.8087 | 348.7431
2028 | 12 | 28 | 17 | 54.6471 | 116.2488 | 385.3287
2028 | 12 | 28 | 18 | 56.0286 | 118.3789 | 450.7095
2028 | 12 | 28 | 19 | 54.5277 | 116.5331 | 440.2309
2028 | 12 | 28 | 20 | 51.0644 | 107.8531 | 427.0829
2028 | 12 | 28 | 21 | 47.2754 | 109.7186 | 413.3053
2028 | 12 | 28 | 22 | 43.8638 | 106.5608 | 394.7922
2028 | 12 | 28 | 23 | 41.2247 | 100.5281 | 369.5157
2028 | 12 | 29 | 0 | 39.7472 | 99.2496 | 339.8741
2028 | 12 | 29 | 1 | 35.9655 | 97.8466 | 318.7775
2028 | 12 | 29 | 2 | 34.5332 | 94.1945 | 308.1912
2028 | 12 | 29 | 3 | 33.9866 | 94.4499 | 302.7522
2028 | 12 | 29 | 4 | 34.1447 | 94.7385 | 301.209
2028 | 12 | 29 | 5 | 35.6826 | 95.3269 | 304.5733
2028 | 12 | 29 | 6 | 38.1106 | 101.3268 | 306.9273
2028 | 12 | 29 | 7 | 40.2657 | 110.0653 | 329.2238
2028 | 12 | 29 | 8 | 42.6918 | 121.1242 | 360.1489
2028 | 12 | 29 | 9 | 44.7242 | 123.3978 | 381.0489
2028 | 12 | 29 | 10 | 45.9468 | 131.9672 | 383.6347
2028 | 12 | 29 | 11 | 47.022 | 130.6252 | 378.3624
2028 | 12 | 29 | 12 | 47.3827 | 124.8966 | 386.8372
2028 | 12 | 29 | 13 | 47.4084 | 123.3174 | 382.6009
2028 | 12 | 29 | 14 | 47.1034 | 128.3726 | 379.4879
2028 | 12 | 29 | 15 | 47.9679 | 120.1399 | 384.7484
2028 | 12 | 29 | 16 | 49.5433 | 112.3399 | 394.5743
2028 | 12 | 29 | 17 | 51.7656 | 110.7528 | 422.4428
2028 | 12 | 29 | 18 | 52.5729 | 110.754 | 445.42
2028 | 12 | 29 | 19 | 50.908 | 109.3643 | 439.4768
2028 | 12 | 29 | 20 | 47.4638 | 102.7569 | 426.8708
2028 | 12 | 29 | 21 | 43.9872 | 104.9114 | 413.2378
2028 | 12 | 29 | 22 | 41.1559 | 101.6067 | 397.2271
2028 | 12 | 29 | 23 | 38.9215 | 94.4901 | 375.8018
2028 | 12 | 30 | 0 | 37.0987 | 95.0856 | 361.3515
2028 | 12 | 30 | 1 | 35.3442 | 93.1711 | 354.1936
2028 | 12 | 30 | 2 | 33.8103 | 91.4118 | 343.619
2028 | 12 | 30 | 3 | 33.0439 | 92.4963 | 338.4953
2028 | 12 | 30 | 4 | 32.9032 | 93.2349 | 337.1496
2028 | 12 | 30 | 5 | 33.7488 | 93.6575 | 337.6945
2028 | 12 | 30 | 6 | 35.3126 | 101.2727 | 336.1254
2028 | 12 | 30 | 7 | 37.4063 | 102.2635 | 352.7406
2028 | 12 | 30 | 8 | 40.8806 | 112.1101 | 390.6499
2028 | 12 | 30 | 9 | 44.4611 | 115.9555 | 426.9747
2028 | 12 | 30 | 10 | 46.6916 | 122.3648 | 440.8357
2028 | 12 | 30 | 11 | 48.3161 | 121.2613 | 443.212
2028 | 12 | 30 | 12 | 48.9014 | 115.7041 | 403.3374
2028 | 12 | 30 | 13 | 48.8821 | 112.5975 | 397.4826
2028 | 12 | 30 | 14 | 48.5539 | 116.9389 | 390.5483
2028 | 12 | 30 | 15 | 49.0077 | 110.1898 | 394.0461
2028 | 12 | 30 | 16 | 50.3742 | 104.0042 | 406.7522
2028 | 12 | 30 | 17 | 52.6341 | 105.6091 | 444.8788
2028 | 12 | 30 | 18 | 53.8971 | 111.5364 | 491.8678
2028 | 12 | 30 | 19 | 51.4317 | 111.2372 | 483.5574
2028 | 12 | 30 | 20 | 47.2042 | 104.335 | 466.1526
2028 | 12 | 30 | 21 | 43.3012 | 103.8678 | 450.612
2028 | 12 | 30 | 22 | 40.5412 | 98.9229 | 436.9998
2028 | 12 | 30 | 23 | 38.7629 | 99.3293 | 417.3734
2028 | 12 | 31 | 0 | 37.5189 | 100.7871 | 395.8794
2028 | 12 | 31 | 1 | 35.4867 | 82.1951 | 379.3782
2028 | 12 | 31 | 2 | 34.2193 | 78.8143 | 368.2411
2028 | 12 | 31 | 3 | 33.5211 | 80.2432 | 361.5557
2028 | 12 | 31 | 4 | 33.4361 | 78.7021 | 359.4286
2028 | 12 | 31 | 5 | 34.1016 | 77.0288 | 357.9435
2028 | 12 | 31 | 6 | 35.0428 | 79.5985 | 358.3726
2028 | 12 | 31 | 7 | 36.1056 | 77.9097 | 367.0562
2028 | 12 | 31 | 8 | 38.9796 | 83.2208 | 390.2437
2028 | 12 | 31 | 9 | 42.5081 | 93.9584 | 412.3838
2028 | 12 | 31 | 10 | 45.533 | 87.9523 | 420.056
2028 | 12 | 31 | 11 | 48.1807 | 84.8346 | 421.9314
2028 | 12 | 31 | 12 | 48.2822 | 84.0086 | 425.1898
2028 | 12 | 31 | 13 | 48.8022 | 81.6491 | 416.5968
2028 | 12 | 31 | 14 | 48.8901 | 90.0723 | 408.5717
2028 | 12 | 31 | 15 | 49.9589 | 85.2301 | 411.6948
2028 | 12 | 31 | 16 | 52.1842 | 75.0535 | 423.4003
2028 | 12 | 31 | 17 | 54.4994 | 78.9629 | 456.8612
2028 | 12 | 31 | 18 | 55.5604 | 83.2951 | 497.929
2028 | 12 | 31 | 19 | 53.2469 | 80.2387 | 478.2267
2028 | 12 | 31 | 20 | 48.3641 | 72.2579 | 451.3673
2028 | 12 | 31 | 21 | 43.5529 | 83.5822 | 425.9701
2028 | 12 | 31 | 22 | 40.4981 | 76.5283 | 407.4039
2028 | 12 | 31 | 23 | 39.4844 | 74.7515 | 392.1111
2029 | 1 | 1 | 0 | 40.505 | 76.4148 | 384.1224
2029 | 1 | 1 | 1 | 38.8956 | 97.4093 | 333.8909
2029 | 1 | 1 | 2 | 36.292 | 95.2901 | 322.8525
2029 | 1 | 1 | 3 | 34.2066 | 85.9191 | 313.153
2029 | 1 | 1 | 4 | 34.056 | 94.7348 | 307.4887
2029 | 1 | 1 | 5 | 36.5275 | 93.6046 | 306.2272
2029 | 1 | 1 | 6 | 38.1877 | 97.9638 | 304.1581
2029 | 1 | 1 | 7 | 37.9982 | 99.7309 | 311.3489
2029 | 1 | 1 | 8 | 38.9707 | 98.996 | 321.685
2029 | 1 | 1 | 9 | 40.829 | 94.9485 | 330.5954
2029 | 1 | 1 | 10 | 43.2635 | 89.4509 | 336.7642
2029 | 1 | 1 | 11 | 45.6375 | 94.2513 | 338.0594
2029 | 1 | 1 | 12 | 47.5165 | 103.9413 | 330.9476
2029 | 1 | 1 | 13 | 48.5703 | 104.2054 | 324.2936
2029 | 1 | 1 | 14 | 48.8207 | 96.8728 | 325.9958
2029 | 1 | 1 | 15 | 49.8046 | 95.0539 | 331.5333
2029 | 1 | 1 | 16 | 51.2141 | 102.7809 | 348.9299
2029 | 1 | 1 | 17 | 53.899 | 105.5451 | 388.5669
2029 | 1 | 1 | 18 | 57.0516 | 110.6668 | 444.4891
2029 | 1 | 1 | 19 | 54.9456 | 112.3479 | 434.0306
2029 | 1 | 1 | 20 | 50.4373 | 95.092 | 416.641
2029 | 1 | 1 | 21 | 46.1739 | 106.4193 | 398.0957
2029 | 1 | 1 | 22 | 43.1044 | 96.9084 | 380.2513
2029 | 1 | 1 | 23 | 41.5464 | 95.1605 | 359.8864
2029 | 1 | 2 | 0 | 41.2363 | 100.4526 | 341.9667
2029 | 1 | 2 | 1 | 41.1751 | 105.0187 | 325.6539
2029 | 1 | 2 | 2 | 39.8558 | 102.6647 | 316.6551
2029 | 1 | 2 | 3 | 39.3967 | 102.8119 | 311.1795
2029 | 1 | 2 | 4 | 39.538 | 104.1608 | 309.573
2029 | 1 | 2 | 5 | 41.3019 | 104.7464 | 311.4815
2029 | 1 | 2 | 6 | 43.7161 | 114.636 | 315.3556
2029 | 1 | 2 | 7 | 46.6613 | 124.0302 | 343.8176
2029 | 1 | 2 | 8 | 49.6597 | 140.5459 | 380.6494
2029 | 1 | 2 | 9 | 50.9599 | 143.7623 | 395.2945
2029 | 1 | 2 | 10 | 51.1487 | 146.1021 | 394.4259
2029 | 1 | 2 | 11 | 52.0678 | 146.5167 | 391.202
2029 | 1 | 2 | 12 | 51.8905 | 140.1548 | 390.9531
2029 | 1 | 2 | 13 | 52.5113 | 138.0474 | 388.7356
2029 | 1 | 2 | 14 | 52.6147 | 135.8946 | 390.0069
2029 | 1 | 2 | 15 | 53.6917 | 139.1309 | 395.1519
2029 | 1 | 2 | 16 | 55.8233 | 133.0757 | 405.1231
2029 | 1 | 2 | 17 | 58.8718 | 131.745 | 431.8728
2029 | 1 | 2 | 18 | 62.0449 | 131.2032 | 448.1931
2029 | 1 | 2 | 19 | 60.5133 | 127.819 | 435.8454
2029 | 1 | 2 | 20 | 56.1585 | 119.5152 | 422.2495
2029 | 1 | 2 | 21 | 51.9749 | 124.4359 | 405.4353
2029 | 1 | 2 | 22 | 47.9815 | 121.5116 | 383.956
2029 | 1 | 2 | 23 | 45.368 | 115.2194 | 357.1967
2029 | 1 | 3 | 0 | 43.0827 | 115.3611 | 338.6084
2029 | 1 | 3 | 1 | 40.51 | 110.9117 | 319.1898
2029 | 1 | 3 | 2 | 39.1779 | 108.1385 | 310.3733
2029 | 1 | 3 | 3 | 38.6954 | 107.0409 | 305.0292
2029 | 1 | 3 | 4 | 38.7828 | 107.2482 | 303.9955
2029 | 1 | 3 | 5 | 40.5644 | 108.3402 | 306.5474
2029 | 1 | 3 | 6 | 43.2917 | 115.7683 | 314.9248
2029 | 1 | 3 | 7 | 46.2048 | 125.5964 | 343.5953
2029 | 1 | 3 | 8 | 48.9073 | 140.8935 | 381.2396
2029 | 1 | 3 | 9 | 49.9842 | 146.849 | 398.0394
2029 | 1 | 3 | 10 | 49.8508 | 144.9709 | 397.4737
2029 | 1 | 3 | 11 | 50.5995 | 145.4 | 393.1998
2029 | 1 | 3 | 12 | 51.8147 | 140.9574 | 392.4027
2029 | 1 | 3 | 13 | 52.4861 | 138.7957 | 391.3541
2029 | 1 | 3 | 14 | 52.6744 | 136.5188 | 393.6201
2029 | 1 | 3 | 15 | 53.7869 | 136.3427 | 398.9921
2029 | 1 | 3 | 16 | 55.9154 | 130.9172 | 410.3745
2029 | 1 | 3 | 17 | 58.8217 | 127.9431 | 438.6286
2029 | 1 | 3 | 18 | 62.3769 | 125.4733 | 454.5016
2029 | 1 | 3 | 19 | 60.9099 | 121.4495 | 445.7712
2029 | 1 | 3 | 20 | 56.6522 | 112.57 | 433.9521
2029 | 1 | 3 | 21 | 52.5638 | 116.4206 | 418.4691
2029 | 1 | 3 | 22 | 48.5764 | 111.2688 | 396.6614
2029 | 1 | 3 | 23 | 45.839 | 108.8259 | 369.8314
2029 | 1 | 4 | 0 | 43.1257 | 108.9721 | 349.762
2029 | 1 | 4 | 1 | 40.7986 | 107.7062 | 327.0911
2029 | 1 | 4 | 2 | 39.3895 | 105.4972 | 317.5471
2029 | 1 | 4 | 3 | 38.8582 | 104.8112 | 311.9104
2029 | 1 | 4 | 4 | 38.8425 | 104.5219 | 310.3197
2029 | 1 | 4 | 5 | 40.4163 | 105.6632 | 312.1605
2029 | 1 | 4 | 6 | 42.158 | 115.435 | 317.7154
2029 | 1 | 4 | 7 | 45.0719 | 123.5018 | 346.078
2029 | 1 | 4 | 8 | 48.0362 | 140.4815 | 383.46
2029 | 1 | 4 | 9 | 49.5765 | 143.3752 | 400.5176
2029 | 1 | 4 | 10 | 50.2872 | 144.5227 | 401.0161
2029 | 1 | 4 | 11 | 51.5555 | 145.3857 | 399.135
2029 | 1 | 4 | 12 | 51.689 | 138.5407 | 396.4052
2029 | 1 | 4 | 13 | 52.3634 | 137.0718 | 396.2613
2029 | 1 | 4 | 14 | 52.5838 | 132.1493 | 398.4113
2029 | 1 | 4 | 15 | 53.7791 | 133.7676 | 403.9424
2029 | 1 | 4 | 16 | 55.6553 | 129.2941 | 412.4281
2029 | 1 | 4 | 17 | 58.3987 | 126.0279 | 438.642
2029 | 1 | 4 | 18 | 61.4859 | 129.5423 | 461.56
2029 | 1 | 4 | 19 | 60.1909 | 127.0608 | 449.991
2029 | 1 | 4 | 20 | 55.9531 | 117.2871 | 436.9612
2029 | 1 | 4 | 21 | 52.0245 | 120.1425 | 421.5486
2029 | 1 | 4 | 22 | 48.2407 | 115.9859 | 400.8709
2029 | 1 | 4 | 23 | 45.6968 | 111.127 | 373.9039
2029 | 1 | 5 | 0 | 43.3175 | 110.0946 | 348.6289
2029 | 1 | 5 | 1 | 40.1297 | 105.1556 | 336.4306
2029 | 1 | 5 | 2 | 38.8424 | 102.5156 | 327.5873
2029 | 1 | 5 | 3 | 38.3885 | 101.7297 | 323.1213
2029 | 1 | 5 | 4 | 38.5195 | 101.2835 | 322.4229
2029 | 1 | 5 | 5 | 40.2423 | 101.772 | 325.3048
2029 | 1 | 5 | 6 | 42.9421 | 108.3066 | 333.5709
2029 | 1 | 5 | 7 | 45.9456 | 116.9724 | 364.2734
2029 | 1 | 5 | 8 | 49.0874 | 133.6909 | 406.2301
2029 | 1 | 5 | 9 | 50.5849 | 140.2379 | 427.5119
2029 | 1 | 5 | 10 | 50.8239 | 139.0978 | 427.4133
2029 | 1 | 5 | 11 | 51.6393 | 138.5406 | 420.8101
2029 | 1 | 5 | 12 | 51.425 | 134.9946 | 417.3993
2029 | 1 | 5 | 13 | 51.8508 | 132.9458 | 416.3729
2029 | 1 | 5 | 14 | 51.7972 | 129.2299 | 417.9581
2029 | 1 | 5 | 15 | 52.648 | 127.7322 | 423.3077
2029 | 1 | 5 | 16 | 54.3849 | 121.9729 | 432.8544
2029 | 1 | 5 | 17 | 56.7488 | 117.4929 | 458.8051
2029 | 1 | 5 | 18 | 58.8383 | 112.4098 | 483.0237
2029 | 1 | 5 | 19 | 57.4009 | 110.9174 | 474.6049
2029 | 1 | 5 | 20 | 53.3783 | 103.7565 | 461.7268
2029 | 1 | 5 | 21 | 49.5997 | 109.9404 | 447.7861
2029 | 1 | 5 | 22 | 46.2905 | 106.1552 | 430.596
2029 | 1 | 5 | 23 | 44.0173 | 99.3682 | 407.3164
2029 | 1 | 6 | 0 | 42.2769 | 98.0747 | 385.1207
2029 | 1 | 6 | 1 | 39.6268 | 96.2594 | 373.5973
2029 | 1 | 6 | 2 | 38.0108 | 93.6987 | 363.8012
2029 | 1 | 6 | 3 | 37.2705 | 94.0107 | 358.2096
2029 | 1 | 6 | 4 | 37.0543 | 94.6154 | 356.8408
2029 | 1 | 6 | 5 | 37.8718 | 94.6077 | 357.1997
2029 | 1 | 6 | 6 | 39.2717 | 100.6017 | 358.2085
2029 | 1 | 6 | 7 | 41.21 | 102.2152 | 373.7974
2029 | 1 | 6 | 8 | 44.7171 | 111.8519 | 401.2185
2029 | 1 | 6 | 9 | 47.9773 | 113.3698 | 416.8016
2029 | 1 | 6 | 10 | 49.6519 | 115.4684 | 415.1075
2029 | 1 | 6 | 11 | 51.2696 | 116.4629 | 408.2219
2029 | 1 | 6 | 12 | 51.2242 | 114.1706 | 413.4521
2029 | 1 | 6 | 13 | 51.4784 | 112.0801 | 406.8451
2029 | 1 | 6 | 14 | 51.1607 | 114.666 | 403.8442
2029 | 1 | 6 | 15 | 51.6086 | 109.2504 | 408.561
2029 | 1 | 6 | 16 | 52.8868 | 102.882 | 422.1759
2029 | 1 | 6 | 17 | 55.0713 | 101.3393 | 456.7505
2029 | 1 | 6 | 18 | 56.6096 | 106.472 | 505.2236
2029 | 1 | 6 | 19 | 54.6404 | 105.4265 | 489.6464
2029 | 1 | 6 | 20 | 50.0415 | 94.8236 | 467.3172
2029 | 1 | 6 | 21 | 45.9907 | 98.3107 | 447.8762
2029 | 1 | 6 | 22 | 43.0619 | 95.9665 | 431.6135
2029 | 1 | 6 | 23 | 41.4944 | 92.0981 | 411.6007
2029 | 1 | 7 | 0 | 40.9131 | 95.8931 | 391.9699
2029 | 1 | 7 | 1 | 38.6922 | 95.3028 | 366.9417
2029 | 1 | 7 | 2 | 37.2511 | 92.4797 | 355.7012
2029 | 1 | 7 | 3 | 36.5639 | 92.6517 | 348.6497
2029 | 1 | 7 | 4 | 36.3013 | 93.4835 | 345.5029
2029 | 1 | 7 | 5 | 36.9211 | 92.6395 | 343.2196
2029 | 1 | 7 | 6 | 37.745 | 97.5487 | 343.3534
2029 | 1 | 7 | 7 | 39.3285 | 98.5421 | 353.302
2029 | 1 | 7 | 8 | 42.9074 | 105.1865 | 379.9415
2029 | 1 | 7 | 9 | 46.6182 | 105.2215 | 404.0233
2029 | 1 | 7 | 10 | 49.0736 | 107.6822 | 410.6124
2029 | 1 | 7 | 11 | 51.1617 | 109.121 | 409.2205
2029 | 1 | 7 | 12 | 52.0702 | 105.3182 | 416.5455
2029 | 1 | 7 | 13 | 52.7993 | 104.9109 | 412.7026
2029 | 1 | 7 | 14 | 52.9826 | 112.1857 | 411.1144
2029 | 1 | 7 | 15 | 54.001 | 108.7599 | 416.8302
2029 | 1 | 7 | 16 | 55.742 | 101.117 | 428.8163
2029 | 1 | 7 | 17 | 58.2683 | 102.577 | 459.9464
2029 | 1 | 7 | 18 | 60.5718 | 107.7817 | 491.5725
2029 | 1 | 7 | 19 | 58.6183 | 106.0389 | 476.2586
2029 | 1 | 7 | 20 | 53.8169 | 96.5937 | 454.769
2029 | 1 | 7 | 21 | 49.3908 | 100.1572 | 433.4838
2029 | 1 | 7 | 22 | 45.8434 | 98.3265 | 412.0245
2029 | 1 | 7 | 23 | 43.8079 | 93.2354 | 386.8174
2029 | 1 | 8 | 0 | 41.756 | 97.5907 | 365.363
2029 | 1 | 8 | 1 | 41.8776 | 97.0483 | 341.6824
2029 | 1 | 8 | 2 | 41.0745 | 95.4616 | 332.4509
2029 | 1 | 8 | 3 | 41.0717 | 96.5576 | 327.3037
2029 | 1 | 8 | 4 | 41.5033 | 98.0196 | 325.9126
2029 | 1 | 8 | 5 | 43.5139 | 99.0071 | 328.1166
2029 | 1 | 8 | 6 | 46.1598 | 106.6505 | 336.9428
2029 | 1 | 8 | 7 | 49.2008 | 117.0919 | 364.4913
2029 | 1 | 8 | 8 | 52.186 | 140.1137 | 398.9273
2029 | 1 | 8 | 9 | 53.1604 | 145.1299 | 410.461
2029 | 1 | 8 | 10 | 52.8668 | 147.1242 | 405.45
2029 | 1 | 8 | 11 | 53.3297 | 142.2723 | 400.1501
2029 | 1 | 8 | 12 | 52.2009 | 137.3517 | 377.1316
2029 | 1 | 8 | 13 | 52.4186 | 135.1571 | 373.1545
2029 | 1 | 8 | 14 | 52.615 | 138.1145 | 371.7456
2029 | 1 | 8 | 15 | 53.8246 | 137.5671 | 373.8589
2029 | 1 | 8 | 16 | 56.5529 | 128.7864 | 384.0005
2029 | 1 | 8 | 17 | 60.158 | 125.6222 | 418.3259
2029 | 1 | 8 | 18 | 63.9657 | 124.3195 | 460.1201
2029 | 1 | 8 | 19 | 63.4679 | 122.6067 | 449.639
2029 | 1 | 8 | 20 | 59.5448 | 112.1485 | 435.6058
2029 | 1 | 8 | 21 | 55.5459 | 115.7909 | 417.8555
2029 | 1 | 8 | 22 | 51.6439 | 111.4848 | 395.5385
2029 | 1 | 8 | 23 | 49.1513 | 106.5871 | 368.8687
2029 | 1 | 9 | 0 | 47.7156 | 107.4711 | 350.5793
2029 | 1 | 9 | 1 | 45.6903 | 106.7629 | 329.6854
2029 | 1 | 9 | 2 | 44.726 | 104.4532 | 320.7393
2029 | 1 | 9 | 3 | 44.5407 | 105.0744 | 315.8929
2029 | 1 | 9 | 4 | 44.8502 | 106.1764 | 314.6616
2029 | 1 | 9 | 5 | 46.6954 | 107.1499 | 316.8489
2029 | 1 | 9 | 6 | 49.2793 | 114.3911 | 322.6816
2029 | 1 | 9 | 7 | 51.8801 | 124.5124 | 351.0299
2029 | 1 | 9 | 8 | 54.2757 | 144.3536 | 388.5075
2029 | 1 | 9 | 9 | 54.6431 | 148.8995 | 403.9316
2029 | 1 | 9 | 10 | 53.4271 | 153.116 | 402.3829
2029 | 1 | 9 | 11 | 53.3034 | 149.6978 | 398.2138
2029 | 1 | 9 | 12 | 52.9042 | 141.9551 | 370.1159
2029 | 1 | 9 | 13 | 53.0743 | 139.7488 | 365.9681
2029 | 1 | 9 | 14 | 53.0154 | 142.0312 | 364.9957
2029 | 1 | 9 | 15 | 54.125 | 142.4166 | 368.5461
2029 | 1 | 9 | 16 | 56.5859 | 134.9568 | 380.019
2029 | 1 | 9 | 17 | 59.7596 | 133.5609 | 413.5239
2029 | 1 | 9 | 18 | 64.9525 | 133.9465 | 444.7338
2029 | 1 | 9 | 19 | 63.8747 | 131.8633 | 439.4885
2029 | 1 | 9 | 20 | 59.4041 | 122.8731 | 428.7378
2029 | 1 | 9 | 21 | 55.2085 | 125.3967 | 413.75
2029 | 1 | 9 | 22 | 51.2676 | 121.2782 | 392.8224
2029 | 1 | 9 | 23 | 48.8075 | 117.5505 | 366.8911
2029 | 1 | 10 | 0 | 46.8936 | 118.1682 | 348.2767
2029 | 1 | 10 | 1 | 45.1592 | 114.8948 | 317.8488
2029 | 1 | 10 | 2 | 43.8708 | 111.9841 | 307.8523
2029 | 1 | 10 | 3 | 43.3931 | 111.5142 | 301.2984
2029 | 1 | 10 | 4 | 43.4769 | 112.1806 | 298.9907
2029 | 1 | 10 | 5 | 45.1679 | 113.4601 | 299.9265
2029 | 1 | 10 | 6 | 46.7087 | 119.9463 | 308.0315
2029 | 1 | 10 | 7 | 49.3615 | 129.549 | 334.4922
2029 | 1 | 10 | 8 | 52.0202 | 147.662 | 369.0549
2029 | 1 | 10 | 9 | 53.1708 | 153.6234 | 383.1644
2029 | 1 | 10 | 10 | 53.5688 | 154.2624 | 381.6434
2029 | 1 | 10 | 11 | 54.5196 | 151.387 | 378.2722
2029 | 1 | 10 | 12 | 53.4464 | 144.7009 | 381.0057
2029 | 1 | 10 | 13 | 53.7825 | 141.8205 | 380.2144
2029 | 1 | 10 | 14 | 53.8289 | 139.5339 | 380.6304
2029 | 1 | 10 | 15 | 54.7519 | 139.8739 | 384.1268
2029 | 1 | 10 | 16 | 56.8172 | 133.5674 | 391.5763
2029 | 1 | 10 | 17 | 59.6232 | 132.4816 | 417.8023
2029 | 1 | 10 | 18 | 61.07 | 129.416 | 442.6194
2029 | 1 | 10 | 19 | 60.5936 | 129.0385 | 430.3662
2029 | 1 | 10 | 20 | 56.9483 | 120.9262 | 416.3244
2029 | 1 | 10 | 21 | 53.0451 | 124.702 | 400.0657
2029 | 1 | 10 | 22 | 49.0815 | 119.6627 | 378.4149
2029 | 1 | 10 | 23 | 46.5915 | 116.1216 | 351.4023
2029 | 1 | 11 | 0 | 45.4728 | 116.765 | 326.5441
2029 | 1 | 11 | 1 | 42.2213 | 114.9742 | 307.8874
2029 | 1 | 11 | 2 | 40.9115 | 113.2618 | 298.5133
2029 | 1 | 11 | 3 | 40.5212 | 112.822 | 293.3465
2029 | 1 | 11 | 4 | 40.6306 | 112.2198 | 292.0622
2029 | 1 | 11 | 5 | 42.4305 | 113.803 | 294.5581
2029 | 1 | 11 | 6 | 44.5442 | 123.5459 | 301.0919
2029 | 1 | 11 | 7 | 47.1838 | 131.1596 | 330.2762
2029 | 1 | 11 | 8 | 49.9525 | 148.9952 | 368.5933
2029 | 1 | 11 | 9 | 51.2614 | 151.541 | 387.0523
2029 | 1 | 11 | 10 | 51.4767 | 153.4794 | 387.55
2029 | 1 | 11 | 11 | 52.321 | 153.621 | 385.1557
2029 | 1 | 11 | 12 | 52.3606 | 148.0453 | 386.0331
2029 | 1 | 11 | 13 | 52.8372 | 145.5837 | 385.8378
2029 | 1 | 11 | 14 | 52.911 | 142.6847 | 387.8061
2029 | 1 | 11 | 15 | 53.9883 | 142.7835 | 394.3099
2029 | 1 | 11 | 16 | 55.7686 | 138.0431 | 404.3525
2029 | 1 | 11 | 17 | 58.2571 | 137.592 | 431.0548
2029 | 1 | 11 | 18 | 60.5403 | 134.8968 | 451.0313
2029 | 1 | 11 | 19 | 59.3914 | 135.4841 | 445.4229
2029 | 1 | 11 | 20 | 55.0796 | 126.8614 | 434.4593
2029 | 1 | 11 | 21 | 51.1195 | 128.1058 | 420.3481
2029 | 1 | 11 | 22 | 47.2931 | 123.5285 | 400.1449
2029 | 1 | 11 | 23 | 44.9155 | 120.2388 | 374.0444
2029 | 1 | 12 | 0 | 43.0023 | 119.1794 | 348.5232
2029 | 1 | 12 | 1 | 39.9133 | 117.8711 | 334.2
2029 | 1 | 12 | 2 | 38.4602 | 116.2146 | 325.8409
2029 | 1 | 12 | 3 | 37.9065 | 115.4791 | 321.7288
2029 | 1 | 12 | 4 | 37.9295 | 114.3715 | 321.2247
2029 | 1 | 12 | 5 | 39.6108 | 115.4428 | 324.0141
2029 | 1 | 12 | 6 | 42.0668 | 119.9384 | 333.7409
2029 | 1 | 12 | 7 | 44.8237 | 127.0918 | 362.4067
2029 | 1 | 12 | 8 | 47.7634 | 143.3922 | 394.937
2029 | 1 | 12 | 9 | 49.2302 | 148.8495 | 401.2471
2029 | 1 | 12 | 10 | 49.4272 | 148.3574 | 389.3875
2029 | 1 | 12 | 11 | 50.2289 | 147.8338 | 377.2947
2029 | 1 | 12 | 12 | 50.184 | 140.5936 | 375.1636
2029 | 1 | 12 | 13 | 50.5941 | 137.1611 | 369.2348
2029 | 1 | 12 | 14 | 50.4114 | 127.4604 | 367.848
2029 | 1 | 12 | 15 | 51.1968 | 129.0093 | 371.7851
2029 | 1 | 12 | 16 | 52.7013 | 125.5461 | 382.856
2029 | 1 | 12 | 17 | 54.7489 | 124.2204 | 416.3793
2029 | 1 | 12 | 18 | 56.8048 | 125.2143 | 449.7448
2029 | 1 | 12 | 19 | 55.4915 | 126.2239 | 450.3929
2029 | 1 | 12 | 20 | 51.3313 | 120.253 | 441.1778
2029 | 1 | 12 | 21 | 47.6759 | 122.5905 | 429.1497
2029 | 1 | 12 | 22 | 44.4353 | 118.1479 | 412.8827
2029 | 1 | 12 | 23 | 42.3601 | 114.5615 | 390.7141
2029 | 1 | 13 | 0 | 40.5223 | 114.2935 | 372.6274
2029 | 1 | 13 | 1 | 36.7343 | 110.0847 | 352.9558
2029 | 1 | 13 | 2 | 35.027 | 107.4668 | 342.3988
2029 | 1 | 13 | 3 | 34.113 | 107.7773 | 336.4254
2029 | 1 | 13 | 4 | 33.4596 | 108.8202 | 334.282
2029 | 1 | 13 | 5 | 33.9372 | 109.2421 | 332.9233
2029 | 1 | 13 | 6 | 34.3818 | 120.9938 | 330.8599
2029 | 1 | 13 | 7 | 36.5641 | 121.861 | 346.3712
2029 | 1 | 13 | 8 | 40.4435 | 128.1971 | 382.0596
2029 | 1 | 13 | 9 | 43.5144 | 122.5131 | 407.9583
2029 | 1 | 13 | 10 | 44.9571 | 123.1045 | 411.3224
2029 | 1 | 13 | 11 | 46.2411 | 128.0883 | 407.7271
2029 | 1 | 13 | 12 | 46.6908 | 120.585 | 404.7215
2029 | 1 | 13 | 13 | 46.6525 | 117.6661 | 396.5179
2029 | 1 | 13 | 14 | 45.7989 | 111.5444 | 392.1988
2029 | 1 | 13 | 15 | 45.616 | 104.4602 | 398.7125
2029 | 1 | 13 | 16 | 46.4748 | 105.1783 | 411.1701
2029 | 1 | 13 | 17 | 48.507 | 102.1254 | 440.6463
2029 | 1 | 13 | 18 | 50.2279 | 112.9378 | 467.4313
2029 | 1 | 13 | 19 | 48.7634 | 114.3434 | 453.9616
2029 | 1 | 13 | 20 | 44.8314 | 106.058 | 432.9743
2029 | 1 | 13 | 21 | 41.4468 | 102.8244 | 414.2508
2029 | 1 | 13 | 22 | 39.028 | 103.3392 | 398.0759
2029 | 1 | 13 | 23 | 37.7921 | 98.7654 | 377.9547
2029 | 1 | 14 | 0 | 35.8438 | 108.0052 | 359.5963
2029 | 1 | 14 | 1 | 33.5162 | 106.0611 | 351.6914
2029 | 1 | 14 | 2 | 32.0342 | 103.052 | 341.524
2029 | 1 | 14 | 3 | 31.2145 | 103.4288 | 335.276
2029 | 1 | 14 | 4 | 30.4632 | 106.2122 | 333.0554
2029 | 1 | 14 | 5 | 30.6721 | 105.781 | 332.0104
2029 | 1 | 14 | 6 | 31.1072 | 113.7358 | 329.9702
2029 | 1 | 14 | 7 | 33.2785 | 112.8359 | 343.5761
2029 | 1 | 14 | 8 | 37.5139 | 117.5141 | 380.6799
2029 | 1 | 14 | 9 | 41.0965 | 110.9429 | 416.7672
2029 | 1 | 14 | 10 | 43.0479 | 111.7229 | 428.8483
2029 | 1 | 14 | 11 | 44.6922 | 116.7137 | 430.4631
2029 | 1 | 14 | 12 | 45.5763 | 110.4343 | 425.2803
2029 | 1 | 14 | 13 | 46.014 | 109.992 | 422.0932
2029 | 1 | 14 | 14 | 45.6582 | 108.3085 | 420.3339
2029 | 1 | 14 | 15 | 45.9342 | 102.0931 | 426.0205
2029 | 1 | 14 | 16 | 47.346 | 101.7665 | 440.1394
2029 | 1 | 14 | 17 | 50.0522 | 99.1029 | 471.0357
2029 | 1 | 14 | 18 | 51.5747 | 113.7018 | 490.5138
2029 | 1 | 14 | 19 | 50.2706 | 114.5205 | 478.926
2029 | 1 | 14 | 20 | 46.6137 | 107.9296 | 458.9775
2029 | 1 | 14 | 21 | 43.0241 | 103.866 | 438.1415
2029 | 1 | 14 | 22 | 40.017 | 103.7215 | 417.1171
2029 | 1 | 14 | 23 | 38.5903 | 100.1452 | 392.7397
2029 | 1 | 15 | 0 | 36.8941 | 112.0643 | 381.8806
2029 | 1 | 15 | 1 | 34.8677 | 105.0933 | 352.1597
2029 | 1 | 15 | 2 | 33.7908 | 105.2302 | 343.0872
2029 | 1 | 15 | 3 | 33.4476 | 105.2343 | 338.0202
2029 | 1 | 15 | 4 | 33.698 | 104.1754 | 336.4479
2029 | 1 | 15 | 5 | 35.4316 | 105.7806 | 338.0731
2029 | 1 | 15 | 6 | 37.1714 | 112.5667 | 340.0444
2029 | 1 | 15 | 7 | 40.4044 | 119.9845 | 368.6256
2029 | 1 | 15 | 8 | 43.6242 | 139.3135 | 408.5668
2029 | 1 | 15 | 9 | 45.5703 | 143.6472 | 427.9509
2029 | 1 | 15 | 10 | 47.0318 | 140.5191 | 427.9361
2029 | 1 | 15 | 11 | 48.8296 | 138.9342 | 425.1392
2029 | 1 | 15 | 12 | 48.6243 | 136.0809 | 413.675
2029 | 1 | 15 | 13 | 49.3603 | 132.2769 | 410.5529
2029 | 1 | 15 | 14 | 49.6487 | 124.1932 | 408.793
2029 | 1 | 15 | 15 | 50.8334 | 125.7664 | 411.3075
2029 | 1 | 15 | 16 | 53.0045 | 123.9186 | 418.0617
2029 | 1 | 15 | 17 | 55.9599 | 122.088 | 445.3129
2029 | 1 | 15 | 18 | 57.5313 | 121.2898 | 462.6971
2029 | 1 | 15 | 19 | 56.8691 | 122.9977 | 456.6443
2029 | 1 | 15 | 20 | 53.1398 | 114.5845 | 443.3463
2029 | 1 | 15 | 21 | 49.1676 | 117.0021 | 426.732
2029 | 1 | 15 | 22 | 45.45 | 111.8709 | 405.4248
2029 | 1 | 15 | 23 | 43.0428 | 110.8278 | 379.2333
2029 | 1 | 16 | 0 | 40.4065 | 109.6977 | 356.6559
2029 | 1 | 16 | 1 | 38.6982 | 107.2622 | 340.2018
2029 | 1 | 16 | 2 | 37.5411 | 105.3975 | 331.6252
2029 | 1 | 16 | 3 | 37.0709 | 104.0752 | 327.2478
2029 | 1 | 16 | 4 | 37.1539 | 103.3421 | 326.0088
2029 | 1 | 16 | 5 | 38.6853 | 103.82 | 328.5721
2029 | 1 | 16 | 6 | 41.0897 | 110.4453 | 334.9683
2029 | 1 | 16 | 7 | 44.1148 | 119.1577 | 363.4629
2029 | 1 | 16 | 8 | 46.7924 | 137.2485 | 396.0234
2029 | 1 | 16 | 9 | 47.7863 | 141.7542 | 401.452
2029 | 1 | 16 | 10 | 47.7389 | 141.5336 | 389.6162
2029 | 1 | 16 | 11 | 48.5105 | 142.9372 | 378.9201
2029 | 1 | 16 | 12 | 49.0468 | 138.6697 | 390.6867
2029 | 1 | 16 | 13 | 49.6136 | 136.3355 | 386.2826
2029 | 1 | 16 | 14 | 49.8282 | 134.3722 | 385.2847
2029 | 1 | 16 | 15 | 50.8375 | 134.767 | 389.8047
2029 | 1 | 16 | 16 | 52.8722 | 129.9968 | 401.9009
2029 | 1 | 16 | 17 | 55.7691 | 127.0327 | 432.9482
2029 | 1 | 16 | 18 | 59.4437 | 125.665 | 470.7631
2029 | 1 | 16 | 19 | 58.1877 | 125.7259 | 464.0567
2029 | 1 | 16 | 20 | 54.201 | 116.3018 | 451.128
2029 | 1 | 16 | 21 | 50.017 | 118.1819 | 434.7221
2029 | 1 | 16 | 22 | 46.2667 | 113.3243 | 413.1163
2029 | 1 | 16 | 23 | 43.6468 | 110.6026 | 386.5095
2029 | 1 | 17 | 0 | 41.6497 | 110.0408 | 365.1623
2029 | 1 | 17 | 1 | 39.7121 | 107.3876 | 338.4971
2029 | 1 | 17 | 2 | 38.3309 | 105.9508 | 328.7488
2029 | 1 | 17 | 3 | 37.6346 | 105.3998 | 322.5256
2029 | 1 | 17 | 4 | 37.6052 | 103.9339 | 320.0034
2029 | 1 | 17 | 5 | 39.0696 | 105.2354 | 320.5995
2029 | 1 | 17 | 6 | 41.3544 | 111.688 | 320.0203
2029 | 1 | 17 | 7 | 44.2975 | 119.521 | 347.3562
2029 | 1 | 17 | 8 | 46.9228 | 137.2831 | 385.4609
2029 | 1 | 17 | 9 | 48.0969 | 142.6272 | 403.795
2029 | 1 | 17 | 10 | 48.5709 | 142.4859 | 405.6014
2029 | 1 | 17 | 11 | 49.6459 | 139.4481 | 403.9986
2029 | 1 | 17 | 12 | 51.4614 | 135.1541 | 395.4183
2029 | 1 | 17 | 13 | 52.1786 | 132.3061 | 394.2859
2029 | 1 | 17 | 14 | 52.4947 | 126.9543 | 394.0178
2029 | 1 | 17 | 15 | 53.4824 | 130.6479 | 396.6215
2029 | 1 | 17 | 16 | 55.3055 | 125.7474 | 402.7175
2029 | 1 | 17 | 17 | 57.8634 | 122.0103 | 429.7659
2029 | 1 | 17 | 18 | 60.0809 | 126.3399 | 447.5648
2029 | 1 | 17 | 19 | 58.8917 | 126.9871 | 441.8474
2029 | 1 | 17 | 20 | 54.9503 | 118.6339 | 429.8103
2029 | 1 | 17 | 21 | 50.8545 | 122.963 | 414.7437
2029 | 1 | 17 | 22 | 46.9565 | 118.8028 | 393.4567
2029 | 1 | 17 | 23 | 44.244 | 114.9862 | 366.7858
2029 | 1 | 18 | 0 | 41.9527 | 113.5623 | 343.7562
2029 | 1 | 18 | 1 | 39.5406 | 114.1145 | 321.3134
2029 | 1 | 18 | 2 | 38.2429 | 112.6329 | 312.1763
2029 | 1 | 18 | 3 | 37.7267 | 111.6037 | 307.4346
2029 | 1 | 18 | 4 | 37.7962 | 110.2435 | 306.2816
2029 | 1 | 18 | 5 | 39.3898 | 111.9049 | 308.8229
2029 | 1 | 18 | 6 | 41.6342 | 119.6228 | 313.7854
2029 | 1 | 18 | 7 | 44.599 | 127.2268 | 341.4292
2029 | 1 | 18 | 8 | 47.4184 | 143.7666 | 373.5724
2029 | 1 | 18 | 9 | 48.739 | 148.145 | 381.8412
2029 | 1 | 18 | 10 | 49.2903 | 148.5401 | 373.9602
2029 | 1 | 18 | 11 | 50.3385 | 146.9144 | 367.1503
2029 | 1 | 18 | 12 | 50.364 | 143.2571 | 385.3639
2029 | 1 | 18 | 13 | 50.838 | 140.3812 | 384.0169
2029 | 1 | 18 | 14 | 51.0967 | 137.0314 | 385.0991
2029 | 1 | 18 | 15 | 52.1316 | 135.7631 | 390.7966
2029 | 1 | 18 | 16 | 53.8876 | 132.7603 | 399.4132
2029 | 1 | 18 | 17 | 56.5358 | 130.1587 | 425.9702
2029 | 1 | 18 | 18 | 58.2161 | 127.8328 | 458.5119
2029 | 1 | 18 | 19 | 57.4571 | 128.8052 | 452.6809
2029 | 1 | 18 | 20 | 53.7354 | 118.834 | 440.453
2029 | 1 | 18 | 21 | 49.7484 | 120.3176 | 425.7747
2029 | 1 | 18 | 22 | 46.0212 | 115.2882 | 405.4376
2029 | 1 | 18 | 23 | 43.535 | 113.5887 | 378.997
2029 | 1 | 19 | 0 | 42.5411 | 113.8874 | 345.7554
2029 | 1 | 19 | 1 | 39.9276 | 110.8309 | 330.9826
2029 | 1 | 19 | 2 | 38.6793 | 107.8403 | 321.0561
2029 | 1 | 19 | 3 | 38.2161 | 106.7361 | 315.3579
2029 | 1 | 19 | 4 | 38.3176 | 106.7203 | 312.926
2029 | 1 | 19 | 5 | 39.9757 | 106.8921 | 313.8322
2029 | 1 | 19 | 6 | 42.2505 | 114.6413 | 319.5274
2029 | 1 | 19 | 7 | 45.1597 | 122.5921 | 349.3061
2029 | 1 | 19 | 8 | 48.0453 | 139.6465 | 390.9874
2029 | 1 | 19 | 9 | 49.3358 | 144.6911 | 412.5259
2029 | 1 | 19 | 10 | 49.5018 | 144.416 | 413.0688
2029 | 1 | 19 | 11 | 50.1998 | 143.6916 | 407.9419
2029 | 1 | 19 | 12 | 50.7557 | 136.5122 | 399.0073
2029 | 1 | 19 | 13 | 51.1124 | 133.7351 | 395.9141
2029 | 1 | 19 | 14 | 51.1344 | 131.0874 | 395.3556
2029 | 1 | 19 | 15 | 51.8993 | 127.5472 | 399.402
2029 | 1 | 19 | 16 | 53.3819 | 122.2131 | 406.4296
2029 | 1 | 19 | 17 | 55.5171 | 118.5565 | 432.2331
2029 | 1 | 19 | 18 | 57.8857 | 116.6703 | 459.3674
2029 | 1 | 19 | 19 | 56.8545 | 119.0627 | 455.5222
2029 | 1 | 19 | 20 | 52.8813 | 111.1438 | 443.1841
2029 | 1 | 19 | 21 | 49.1756 | 115.6612 | 429.8657
2029 | 1 | 19 | 22 | 45.9981 | 111.7692 | 413.2751
2029 | 1 | 19 | 23 | 43.7919 | 104.5321 | 390.4556
2029 | 1 | 20 | 0 | 41.2748 | 104.3583 | 370.0296
2029 | 1 | 20 | 1 | 38.4276 | 100.4785 | 336.1718
2029 | 1 | 20 | 2 | 36.8515 | 97.467 | 324.4932
2029 | 1 | 20 | 3 | 36.0867 | 96.9896 | 317.3625
2029 | 1 | 20 | 4 | 35.849 | 97.1184 | 313.6569
2029 | 1 | 20 | 5 | 36.5896 | 96.5868 | 310.6311
2029 | 1 | 20 | 6 | 37.965 | 103.5435 | 306.5598
2029 | 1 | 20 | 7 | 40.0922 | 105.9787 | 321.7311
2029 | 1 | 20 | 8 | 43.9218 | 114.3827 | 356.7643
2029 | 1 | 20 | 9 | 47.4221 | 114.6118 | 380.2
2029 | 1 | 20 | 10 | 49.2309 | 117.4627 | 383.036
2029 | 1 | 20 | 11 | 50.7871 | 118.0296 | 379.8968
2029 | 1 | 20 | 12 | 50.9632 | 115.2901 | 349.0689
2029 | 1 | 20 | 13 | 51.1604 | 112.9757 | 340.4297
2029 | 1 | 20 | 14 | 50.9571 | 114.7813 | 335.6636
2029 | 1 | 20 | 15 | 51.3652 | 107.0147 | 339.9797
2029 | 1 | 20 | 16 | 52.5438 | 102.6622 | 352.0844
2029 | 1 | 20 | 17 | 54.4204 | 100.7655 | 389.4726
2029 | 1 | 20 | 18 | 55.9579 | 104.2952 | 446.5701
2029 | 1 | 20 | 19 | 54.2295 | 106.0071 | 436.0255
2029 | 1 | 20 | 20 | 49.5986 | 94.9219 | 415.6814
2029 | 1 | 20 | 21 | 45.585 | 96.9697 | 398.5264
2029 | 1 | 20 | 22 | 42.7468 | 95.6393 | 383.458
2029 | 1 | 20 | 23 | 41.1918 | 91.772 | 363.7982
2029 | 1 | 21 | 0 | 39.8935 | 97.7851 | 341.0365
2029 | 1 | 21 | 1 | 37.8122 | 92.3393 | 330.5975
2029 | 1 | 21 | 2 | 36.5312 | 89.5488 | 320.987
2029 | 1 | 21 | 3 | 35.9429 | 89.5613 | 314.8373
2029 | 1 | 21 | 4 | 35.8286 | 90.4278 | 312.1635
2029 | 1 | 21 | 5 | 36.5733 | 89.4469 | 310.7575
2029 | 1 | 21 | 6 | 37.8951 | 92.5467 | 301.6789
2029 | 1 | 21 | 7 | 39.684 | 93.3172 | 315.6851
2029 | 1 | 21 | 8 | 43.3529 | 100.417 | 350.9355
2029 | 1 | 21 | 9 | 47.043 | 101.4085 | 379.7544
2029 | 1 | 21 | 10 | 49.3557 | 104.5038 | 386.7429
2029 | 1 | 21 | 11 | 51.2375 | 103.3811 | 386.9228
2029 | 1 | 21 | 12 | 51.5167 | 101.8193 | 351.0068
2029 | 1 | 21 | 13 | 51.9928 | 101.8451 | 344.8566
2029 | 1 | 21 | 14 | 52.1925 | 109.0607 | 341.7273
2029 | 1 | 21 | 15 | 53.1571 | 102.709 | 346.1366
2029 | 1 | 21 | 16 | 54.9553 | 96.7888 | 363.1779
2029 | 1 | 21 | 17 | 57.4416 | 95.8797 | 406.5289
2029 | 1 | 21 | 18 | 59.3738 | 103.989 | 451.8747
2029 | 1 | 21 | 19 | 57.9106 | 104.7221 | 452.0136
2029 | 1 | 21 | 20 | 53.3447 | 94.7844 | 437.1116
2029 | 1 | 21 | 21 | 48.8805 | 97.4101 | 420.412
2029 | 1 | 21 | 22 | 45.3321 | 95.4636 | 401.7238
2029 | 1 | 21 | 23 | 43.3508 | 92.2679 | 379.0921
2029 | 1 | 22 | 0 | 42.024 | 96.9084 | 362.9554
2029 | 1 | 22 | 1 | 40.2412 | 100.4461 | 339.6504
2029 | 1 | 22 | 2 | 39.365 | 100.0529 | 331.4059
2029 | 1 | 22 | 3 | 39.2213 | 102.154 | 327.2922
2029 | 1 | 22 | 4 | 39.6511 | 103.3307 | 326.5222
2029 | 1 | 22 | 5 | 41.6013 | 104.8344 | 328.928
2029 | 1 | 22 | 6 | 44.8997 | 114.7929 | 335.8966
2029 | 1 | 22 | 7 | 47.8092 | 123.9438 | 364.6047
2029 | 1 | 22 | 8 | 50.3874 | 146.3328 | 402.007
2029 | 1 | 22 | 9 | 51.1022 | 150.721 | 416.8371
2029 | 1 | 22 | 10 | 50.5906 | 155.24 | 411.2621
2029 | 1 | 22 | 11 | 50.8546 | 146.7275 | 404.4626
2029 | 1 | 22 | 12 | 52.167 | 138.683 | 403.5982
2029 | 1 | 22 | 13 | 52.4836 | 134.9159 | 398.672
2029 | 1 | 22 | 14 | 52.6798 | 135.0329 | 396.534
2029 | 1 | 22 | 15 | 53.8421 | 137.2212 | 399.9927
2029 | 1 | 22 | 16 | 56.1051 | 130.0562 | 408.4648
2029 | 1 | 22 | 17 | 58.7772 | 128.3376 | 436.9969
2029 | 1 | 22 | 18 | 60.4943 | 134.2091 | 464.1783
2029 | 1 | 22 | 19 | 59.698 | 135.9922 | 458.3772
2029 | 1 | 22 | 20 | 55.5363 | 125.9534 | 444.1555
2029 | 1 | 22 | 21 | 51.2196 | 128.5199 | 426.7424
2029 | 1 | 22 | 22 | 47.2987 | 125.1863 | 405.0576
2029 | 1 | 22 | 23 | 44.8227 | 120.7289 | 378.6925
2029 | 1 | 23 | 0 | 43.7815 | 120.5439 | 356.0673
2029 | 1 | 23 | 1 | 41.1393 | 110.3541 | 341.6763
2029 | 1 | 23 | 2 | 39.9721 | 107.8097 | 333.0896
2029 | 1 | 23 | 3 | 39.5301 | 106.6339 | 328.8295
2029 | 1 | 23 | 4 | 39.7982 | 106.2906 | 327.5714
2029 | 1 | 23 | 5 | 41.5648 | 107.3589 | 329.902
2029 | 1 | 23 | 6 | 44.1857 | 113.8152 | 340.0163
2029 | 1 | 23 | 7 | 47.0397 | 122.9374 | 368.393
2029 | 1 | 23 | 8 | 49.7568 | 139.4402 | 400.2513
2029 | 1 | 23 | 9 | 50.768 | 145.2309 | 404.6069
2029 | 1 | 23 | 10 | 50.8726 | 142.9537 | 390.2913
2029 | 1 | 23 | 11 | 51.56 | 141.3606 | 377.359
2029 | 1 | 23 | 12 | 51.4001 | 138.9574 | 371.8225
2029 | 1 | 23 | 13 | 51.7515 | 135.9568 | 364.651
2029 | 1 | 23 | 14 | 51.9235 | 133.6405 | 362.4488
2029 | 1 | 23 | 15 | 52.8615 | 128.9758 | 366.742
2029 | 1 | 23 | 16 | 54.8028 | 126.1423 | 380.624
2029 | 1 | 23 | 17 | 57.5271 | 122.9571 | 416.2505
2029 | 1 | 23 | 18 | 60.1939 | 116.6437 | 459.9565
2029 | 1 | 23 | 19 | 59.3509 | 118.4373 | 459.8921
2029 | 1 | 23 | 20 | 55.2397 | 107.9349 | 448.656
2029 | 1 | 23 | 21 | 51.0274 | 111.0421 | 433.0145
2029 | 1 | 23 | 22 | 47.173 | 105.379 | 411.8706
2029 | 1 | 23 | 23 | 44.6927 | 103.0464 | 386.0355
2029 | 1 | 24 | 0 | 42.894 | 102.4935 | 367.9239
2029 | 1 | 24 | 1 | 41.6329 | 100.2549 | 351.1288
2029 | 1 | 24 | 2 | 40.5009 | 96.545 | 343.0313
2029 | 1 | 24 | 3 | 40.1084 | 94.84 | 338.8265
2029 | 1 | 24 | 4 | 40.385 | 94.7273 | 337.9395
2029 | 1 | 24 | 5 | 42.2472 | 94.5637 | 340.2432
2029 | 1 | 24 | 6 | 44.2005 | 106.0738 | 345.2434
2029 | 1 | 24 | 7 | 47.1113 | 115.5224 | 372.6326
2029 | 1 | 24 | 8 | 49.9488 | 134.2381 | 403.5787
2029 | 1 | 24 | 9 | 51.2989 | 137.8923 | 406.7044
2029 | 1 | 24 | 10 | 51.8691 | 137.3109 | 391.7637
2029 | 1 | 24 | 11 | 52.8781 | 138.6501 | 379.1063
2029 | 1 | 24 | 12 | 52.3553 | 134.5971 | 357.3137
2029 | 1 | 24 | 13 | 52.6785 | 132.7187 | 348.7512
2029 | 1 | 24 | 14 | 53.0259 | 138.6454 | 345.7549
2029 | 1 | 24 | 15 | 54.0554 | 134.888 | 347.6069
2029 | 1 | 24 | 16 | 56.1732 | 125.9919 | 360.9302
2029 | 1 | 24 | 17 | 59.1003 | 120.3593 | 401.2549
2029 | 1 | 24 | 18 | 60.5857 | 119.0209 | 444.708
2029 | 1 | 24 | 19 | 60.6184 | 120.037 | 451.2247
2029 | 1 | 24 | 20 | 57.1377 | 107.9044 | 443.6433
2029 | 1 | 24 | 21 | 53.2905 | 112.5456 | 430.4759
2029 | 1 | 24 | 22 | 49.4566 | 108.2467 | 409.5619
2029 | 1 | 24 | 23 | 46.9144 | 99.7506 | 383.9209
2029 | 1 | 25 | 0 | 45.4978 | 98.1115 | 364.551
2029 | 1 | 25 | 1 | 43.8078 | 96.9822 | 343.1238
2029 | 1 | 25 | 2 | 42.7316 | 94.7966 | 333.2307
2029 | 1 | 25 | 3 | 42.4278 | 93.1565 | 327.9684
2029 | 1 | 25 | 4 | 42.6778 | 91.759 | 326.0168
2029 | 1 | 25 | 5 | 44.432 | 92.2378 | 327.2597
2029 | 1 | 25 | 6 | 46.6424 | 98.3978 | 334.9254
2029 | 1 | 25 | 7 | 49.3609 | 107.4003 | 362.189
2029 | 1 | 25 | 8 | 51.9227 | 126.4986 | 397.496
2029 | 1 | 25 | 9 | 52.8236 | 132.9146 | 410.4098
2029 | 1 | 25 | 10 | 52.559 | 133.7576 | 404.029
2029 | 1 | 25 | 11 | 52.9391 | 130.1422 | 397.053
2029 | 1 | 25 | 12 | 52.5518 | 124.9643 | 397.8505
2029 | 1 | 25 | 13 | 52.7268 | 123.507 | 394.374
2029 | 1 | 25 | 14 | 52.9589 | 124.2857 | 393.852
2029 | 1 | 25 | 15 | 54.1375 | 121.5009 | 398.1826
2029 | 1 | 25 | 16 | 56.1838 | 117.6099 | 405.3904
2029 | 1 | 25 | 17 | 58.9009 | 108.3015 | 430.6696
2029 | 1 | 25 | 18 | 61.0241 | 109.2459 | 452.1969
2029 | 1 | 25 | 19 | 61.5527 | 110.218 | 449.2519
2029 | 1 | 25 | 20 | 58.1109 | 98.1055 | 437.3692
2029 | 1 | 25 | 21 | 54.5545 | 104.2243 | 421.7551
2029 | 1 | 25 | 22 | 50.9379 | 100.8164 | 400.5913
2029 | 1 | 25 | 23 | 48.6115 | 95.0398 | 373.93
2029 | 1 | 26 | 0 | 46.253 | 96.7709 | 353.2041
2029 | 1 | 26 | 1 | 46.054 | 98.5691 | 345.6934
2029 | 1 | 26 | 2 | 44.9958 | 95.183 | 336.7455
2029 | 1 | 26 | 3 | 44.7101 | 95.5532 | 332.7678
2029 | 1 | 26 | 4 | 44.8975 | 96.7621 | 331.7042
2029 | 1 | 26 | 5 | 46.5892 | 96.7669 | 333.9082
2029 | 1 | 26 | 6 | 48.1692 | 104.0651 | 342.5089
2029 | 1 | 26 | 7 | 50.8951 | 114.221 | 373.6531
2029 | 1 | 26 | 8 | 53.5769 | 134.6518 | 417.2008
2029 | 1 | 26 | 9 | 54.3405 | 143.2359 | 438.4381
2029 | 1 | 26 | 10 | 53.9117 | 148.3929 | 434.7101
2029 | 1 | 26 | 11 | 54.0494 | 138.9833 | 424.9896
2029 | 1 | 26 | 12 | 54.6446 | 133.2759 | 413.4462
2029 | 1 | 26 | 13 | 54.6459 | 131.8587 | 407.8189
2029 | 1 | 26 | 14 | 54.8504 | 138.7084 | 406.6663
2029 | 1 | 26 | 15 | 55.648 | 133.7227 | 410.9047
2029 | 1 | 26 | 16 | 57.4621 | 122.87 | 420.5532
2029 | 1 | 26 | 17 | 59.9888 | 115.0872 | 448.0355
2029 | 1 | 26 | 18 | 62.1502 | 115.6479 | 478.0293
2029 | 1 | 26 | 19 | 62.3732 | 115.6386 | 479.0674
2029 | 1 | 26 | 20 | 58.8183 | 105.3322 | 468.0467
2029 | 1 | 26 | 21 | 55.3736 | 110.5398 | 454.7656
2029 | 1 | 26 | 22 | 52.1948 | 107.7849 | 437.4674
2029 | 1 | 26 | 23 | 49.9715 | 100.3354 | 414.4789
2029 | 1 | 27 | 0 | 47.6827 | 101.1737 | 396.9067
2029 | 1 | 27 | 1 | 45.8644 | 98.4307 | 386.5736
2029 | 1 | 27 | 2 | 44.3782 | 95.5679 | 376.4255
2029 | 1 | 27 | 3 | 43.734 | 96.1143 | 371.2791
2029 | 1 | 27 | 4 | 43.852 | 99.3591 | 369.8535
2029 | 1 | 27 | 5 | 44.9628 | 98.9219 | 369.7258
2029 | 1 | 27 | 6 | 45.8048 | 106.8873 | 371.7501
2029 | 1 | 27 | 7 | 46.9355 | 106.3643 | 388.5526
2029 | 1 | 27 | 8 | 49.2031 | 117.6683 | 424.7522
2029 | 1 | 27 | 9 | 51.7162 | 121.5422 | 454.0672
2029 | 1 | 27 | 10 | 53.2618 | 123.4216 | 460.0923
2029 | 1 | 27 | 11 | 54.5739 | 119.451 | 454.6483
2029 | 1 | 27 | 12 | 55.151 | 111.0609 | 447.7018
2029 | 1 | 27 | 13 | 55.0864 | 107.8584 | 439.668
2029 | 1 | 27 | 14 | 54.9374 | 115.5939 | 435.653
2029 | 1 | 27 | 15 | 55.4515 | 108.8278 | 440.2232
2029 | 1 | 27 | 16 | 56.5626 | 100.097 | 451.3009
2029 | 1 | 27 | 17 | 58.4818 | 96.8043 | 478.8877
2029 | 1 | 27 | 18 | 60.1851 | 107.4964 | 503.0762
2029 | 1 | 27 | 19 | 59.002 | 110.8179 | 498.1214
2029 | 1 | 27 | 20 | 54.1979 | 98.8264 | 477.5355
2029 | 1 | 27 | 21 | 49.7194 | 103.6324 | 458.6195
2029 | 1 | 27 | 22 | 46.7166 | 102.6721 | 442.3638
2029 | 1 | 27 | 23 | 45.0031 | 96.5423 | 422.8401
2029 | 1 | 28 | 0 | 45.0265 | 100.0214 | 408.0533
2029 | 1 | 28 | 1 | 41.9993 | 97.7205 | 391.5838
2029 | 1 | 28 | 2 | 40.6951 | 94.6218 | 381.2512
2029 | 1 | 28 | 3 | 40.0626 | 95.1407 | 375.4924
2029 | 1 | 28 | 4 | 40.1802 | 97.4343 | 372.9526
2029 | 1 | 28 | 5 | 41.1231 | 95.2275 | 371.2972
2029 | 1 | 28 | 6 | 42.2066 | 100.2306 | 369.6994
2029 | 1 | 28 | 7 | 43.0621 | 98.0592 | 381.5225
2029 | 1 | 28 | 8 | 45.6706 | 110.5025 | 411.8995
2029 | 1 | 28 | 9 | 48.9144 | 112.2722 | 440.05
2029 | 1 | 28 | 10 | 51.3069 | 114.5454 | 445.1776
2029 | 1 | 28 | 11 | 53.0932 | 110.4003 | 441.0274
2029 | 1 | 28 | 12 | 53.8114 | 102.1035 | 402.1769
2029 | 1 | 28 | 13 | 54.2019 | 100.1563 | 391.3212
2029 | 1 | 28 | 14 | 54.4296 | 109.1591 | 386.627
2029 | 1 | 28 | 15 | 55.4574 | 105.4163 | 391.286
2029 | 1 | 28 | 16 | 57.0417 | 96.1329 | 407.6862
2029 | 1 | 28 | 17 | 59.1183 | 95.3519 | 448.5344
2029 | 1 | 28 | 18 | 59.624 | 107.5978 | 487.8464
2029 | 1 | 28 | 19 | 58.9572 | 108.1142 | 493.5087
2029 | 1 | 28 | 20 | 54.5226 | 97.6864 | 478.1149
2029 | 1 | 28 | 21 | 49.9772 | 100.1654 | 459.7216
2029 | 1 | 28 | 22 | 46.4933 | 98.4516 | 439.4838
2029 | 1 | 28 | 23 | 44.523 | 94.0414 | 416.2378
2029 | 1 | 29 | 0 | 42.8566 | 99.5817 | 399.5743
2029 | 1 | 29 | 1 | 42.7681 | 98.0954 | 376.7707
2029 | 1 | 29 | 2 | 41.9777 | 96.6186 | 368.4249
2029 | 1 | 29 | 3 | 41.9943 | 96.9093 | 364.577
2029 | 1 | 29 | 4 | 42.5258 | 97.4987 | 363.3775
2029 | 1 | 29 | 5 | 44.6813 | 98.2949 | 365.448
2029 | 1 | 29 | 6 | 47.1883 | 107.2539 | 369.4948
2029 | 1 | 29 | 7 | 50.1081 | 116.4475 | 398.0769
2029 | 1 | 29 | 8 | 53.1038 | 137.7509 | 436.9535
2029 | 1 | 29 | 9 | 54.2818 | 141.9149 | 452.0682
2029 | 1 | 29 | 10 | 54.2614 | 141.8345 | 444.8744
2029 | 1 | 29 | 11 | 54.6947 | 137.7019 | 436.1409
2029 | 1 | 29 | 12 | 53.4485 | 131.4629 | 411.3081
2029 | 1 | 29 | 13 | 53.5158 | 128.9391 | 404.0007
2029 | 1 | 29 | 14 | 53.749 | 130.0506 | 400.6038
2029 | 1 | 29 | 15 | 54.8329 | 126.8889 | 402.1075
2029 | 1 | 29 | 16 | 57.1736 | 120.5593 | 410.0773
2029 | 1 | 29 | 17 | 60.1312 | 114.9672 | 441.0076
2029 | 1 | 29 | 18 | 63.0944 | 117.9227 | 468.1796
2029 | 1 | 29 | 19 | 62.8539 | 121.0816 | 473.8838
2029 | 1 | 29 | 20 | 58.5802 | 109.0823 | 463.8019
2029 | 1 | 29 | 21 | 54.3943 | 112.8786 | 448.85
2029 | 1 | 29 | 22 | 50.4516 | 108.8504 | 427.9356
2029 | 1 | 29 | 23 | 48.0126 | 102.8515 | 402.3438
2029 | 1 | 30 | 0 | 46.686 | 103.1514 | 376.47
2029 | 1 | 30 | 1 | 44.0906 | 101.3877 | 355.6218
2029 | 1 | 30 | 2 | 43.1777 | 98.8156 | 346.5182
2029 | 1 | 30 | 3 | 43.0064 | 97.8169 | 341.7744
2029 | 1 | 30 | 4 | 43.5254 | 97.8917 | 339.5626
2029 | 1 | 30 | 5 | 45.5851 | 98.0401 | 340.7022
2029 | 1 | 30 | 6 | 48.6303 | 106.8298 | 344.6509
2029 | 1 | 30 | 7 | 51.3391 | 117.0126 | 371.8495
2029 | 1 | 30 | 8 | 53.989 | 135.4676 | 402.0831
2029 | 1 | 30 | 9 | 54.7992 | 140.6977 | 403.3525
2029 | 1 | 30 | 10 | 54.0865 | 142.5302 | 388.1954
2029 | 1 | 30 | 11 | 54.1009 | 140.6899 | 376.2024
2029 | 1 | 30 | 12 | 51.4154 | 133.6552 | 357.6338
2029 | 1 | 30 | 13 | 51.3368 | 131.0896 | 348.3393
2029 | 1 | 30 | 14 | 51.3568 | 135.466 | 344.6563
2029 | 1 | 30 | 15 | 52.4078 | 132.5293 | 346.2709
2029 | 1 | 30 | 16 | 54.801 | 126.2877 | 357.361
2029 | 1 | 30 | 17 | 57.847 | 120.7243 | 394.2593
2029 | 1 | 30 | 18 | 62.0091 | 118.9114 | 435.3763
2029 | 1 | 30 | 19 | 62.2431 | 120.597 | 442.8776
2029 | 1 | 30 | 20 | 58.3162 | 108.7515 | 434.8021
2029 | 1 | 30 | 21 | 54.3636 | 112.8661 | 420.975
2029 | 1 | 30 | 22 | 50.541 | 109.1894 | 400.4536
2029 | 1 | 30 | 23 | 48.2344 | 103.6086 | 375.1201
2029 | 1 | 31 | 0 | 46.2579 | 105.2593 | 356.7071
2029 | 1 | 31 | 1 | 45.1763 | 103.0887 | 336.4475
2029 | 1 | 31 | 2 | 44.1847 | 99.8812 | 327.7432
2029 | 1 | 31 | 3 | 43.9216 | 98.9255 | 323.1491
2029 | 1 | 31 | 4 | 44.2918 | 99.2939 | 321.6789
2029 | 1 | 31 | 5 | 46.2399 | 99.7638 | 323.3202
2029 | 1 | 31 | 6 | 48.7046 | 109.2907 | 331.6467
2029 | 1 | 31 | 7 | 51.3433 | 119.9507 | 359.3507
2029 | 1 | 31 | 8 | 53.6544 | 138.1721 | 392.9915
2029 | 1 | 31 | 9 | 54.2164 | 145.413 | 400.727
2029 | 1 | 31 | 10 | 53.5801 | 146.9638 | 389.484
2029 | 1 | 31 | 11 | 53.6786 | 142.1518 | 378.7823
2029 | 1 | 31 | 12 | 53.2876 | 134.6555 | 333.7979
2029 | 1 | 31 | 13 | 53.3199 | 132.425 | 324.0495
2029 | 1 | 31 | 14 | 53.5525 | 137.4728 | 320.958
2029 | 1 | 31 | 15 | 54.5718 | 134.2831 | 322.2233
2029 | 1 | 31 | 16 | 56.8183 | 126.0647 | 335.5703
2029 | 1 | 31 | 17 | 59.6549 | 118.9967 | 377.8757
2029 | 1 | 31 | 18 | 62.0494 | 115.7952 | 432.7561
2029 | 1 | 31 | 19 | 62.492 | 117.3911 | 441.2732
2029 | 1 | 31 | 20 | 58.8938 | 106.0971 | 434.0406
2029 | 1 | 31 | 21 | 54.9774 | 112.1022 | 421.1561
2029 | 1 | 31 | 22 | 51.0823 | 108.4566 | 400.2982
2029 | 1 | 31 | 23 | 48.5861 | 102.8138 | 374.74
2029 | 2 | 1 | 0 | 47.1321 | 105.2177 | 354.6642
2029 | 2 | 1 | 1 | 43.8708 | 109.5464 | 318.8103
2029 | 2 | 1 | 2 | 42.7506 | 107.7079 | 308.9248
2029 | 2 | 1 | 3 | 42.4731 | 108.5257 | 303.4239
2029 | 2 | 1 | 4 | 42.6914 | 107.6875 | 301.9668
2029 | 2 | 1 | 5 | 44.4568 | 109.8835 | 303.5961
2029 | 2 | 1 | 6 | 47.2554 | 120.6001 | 308.4301
2029 | 2 | 1 | 7 | 49.9159 | 130.7903 | 335.3038
2029 | 2 | 1 | 8 | 52.386 | 147.5338 | 367.0707
2029 | 2 | 1 | 9 | 53.3811 | 151.4144 | 375.5556
2029 | 2 | 1 | 10 | 52.9955 | 158.2581 | 370.5499
2029 | 2 | 1 | 11 | 53.3421 | 153.581 | 365.493
2029 | 2 | 1 | 12 | 52.9025 | 144.7016 | 334.7778
2029 | 2 | 1 | 13 | 52.9264 | 142.5661 | 331.6673
2029 | 2 | 1 | 14 | 52.7315 | 144.7349 | 328.323
2029 | 2 | 1 | 15 | 53.7294 | 142.5173 | 329.6277
2029 | 2 | 1 | 16 | 55.4853 | 135.286 | 338.1893
2029 | 2 | 1 | 17 | 57.8628 | 132.1066 | 372.2275
2029 | 2 | 1 | 18 | 60.074 | 133.2423 | 414.9088
2029 | 2 | 1 | 19 | 60.0243 | 136.7338 | 420.3966
2029 | 2 | 1 | 20 | 56.0415 | 127.3381 | 412.0327
2029 | 2 | 1 | 21 | 51.9487 | 129.2243 | 398.4463
2029 | 2 | 1 | 22 | 48.0911 | 125.5068 | 379.0618
2029 | 2 | 1 | 23 | 45.8159 | 119.3471 | 353.5846
2029 | 2 | 2 | 0 | 45.0703 | 115.5272 | 331.6291
2029 | 2 | 2 | 1 | 42.4158 | 111.6098 | 304.0129
2029 | 2 | 2 | 2 | 41.251 | 108.1512 | 293.8861
2029 | 2 | 2 | 3 | 40.9373 | 107.5901 | 288.1592
2029 | 2 | 2 | 4 | 41.1399 | 107.3306 | 286.5109
2029 | 2 | 2 | 5 | 42.9344 | 108.3118 | 288.2956
2029 | 2 | 2 | 6 | 45.7798 | 117.2667 | 289.5652
2029 | 2 | 2 | 7 | 48.5345 | 127.6383 | 317.8489
2029 | 2 | 2 | 8 | 51.2484 | 141.912 | 354.2852
2029 | 2 | 2 | 9 | 52.4197 | 148.5668 | 370.219
2029 | 2 | 2 | 10 | 52.104 | 150.1738 | 369.4971
2029 | 2 | 2 | 11 | 52.4217 | 147.8618 | 364.0372
2029 | 2 | 2 | 12 | 52.3716 | 139.2356 | 341.9682
2029 | 2 | 2 | 13 | 52.3384 | 136.4879 | 340.0645
2029 | 2 | 2 | 14 | 51.9928 | 132.7783 | 337.1705
2029 | 2 | 2 | 15 | 52.6616 | 128.2047 | 338.5507
2029 | 2 | 2 | 16 | 54.1073 | 121.7618 | 345.8292
2029 | 2 | 2 | 17 | 56.0546 | 117.3376 | 373.8934
2029 | 2 | 2 | 18 | 57.3542 | 112.4802 | 398.8977
2029 | 2 | 2 | 19 | 57.2651 | 116.2044 | 404.4308
2029 | 2 | 2 | 20 | 53.4717 | 108.5038 | 394.4853
2029 | 2 | 2 | 21 | 49.7248 | 111.82 | 381.0095
2029 | 2 | 2 | 22 | 46.4252 | 107.2026 | 364.91
2029 | 2 | 2 | 23 | 44.4277 | 100.8718 | 343.4478
2029 | 2 | 3 | 0 | 43.0287 | 98.0057 | 325.8351
2029 | 2 | 3 | 1 | 40.5741 | 92.7589 | 315.9303
2029 | 2 | 3 | 2 | 39.1225 | 90.2089 | 306.7096
2029 | 2 | 3 | 3 | 38.4992 | 91.1402 | 301.8162
2029 | 2 | 3 | 4 | 38.4258 | 92.4418 | 301.4039
2029 | 2 | 3 | 5 | 39.3456 | 92.0079 | 302.1953
2029 | 2 | 3 | 6 | 40.8269 | 98.6697 | 298.331
2029 | 2 | 3 | 7 | 42.4189 | 99.4057 | 316.6204
2029 | 2 | 3 | 8 | 45.1427 | 111.3222 | 350.7391
2029 | 2 | 3 | 9 | 48.1061 | 116.3849 | 368.1474
2029 | 2 | 3 | 10 | 49.6561 | 121.9615 | 365.7921
2029 | 2 | 3 | 11 | 51.1083 | 118.7314 | 359.7477
2029 | 2 | 3 | 12 | 51.7264 | 115.2217 | 359.8289
2029 | 2 | 3 | 13 | 51.5638 | 112.6933 | 356.5028
2029 | 2 | 3 | 14 | 51.0789 | 116.9005 | 350.9172
2029 | 2 | 3 | 15 | 51.4628 | 111.5237 | 352.8785
2029 | 2 | 3 | 16 | 52.4891 | 101.7025 | 365.6398
2029 | 2 | 3 | 17 | 54.2475 | 98.5695 | 401.4384
2029 | 2 | 3 | 18 | 54.9151 | 100.9449 | 429.0334
2029 | 2 | 3 | 19 | 54.1625 | 104.7605 | 436.9282
2029 | 2 | 3 | 20 | 49.8456 | 95.4891 | 423.6425
2029 | 2 | 3 | 21 | 45.7389 | 99.2533 | 410.2586
2029 | 2 | 3 | 22 | 42.9073 | 95.2695 | 398.1832
2029 | 2 | 3 | 23 | 41.5267 | 94.0907 | 381.3984
2029 | 2 | 4 | 0 | 40.8355 | 95.8874 | 361.6273
2029 | 2 | 4 | 1 | 37.9664 | 98.2629 | 348.7155
2029 | 2 | 4 | 2 | 36.5246 | 96.4291 | 339.5982
2029 | 2 | 4 | 3 | 35.7819 | 97.619 | 335.1082
2029 | 2 | 4 | 4 | 35.3721 | 98.6547 | 334.4585
2029 | 2 | 4 | 5 | 35.763 | 99.4904 | 333.7155
2029 | 2 | 4 | 6 | 36.5014 | 106.3905 | 326.2551
2029 | 2 | 4 | 7 | 37.9188 | 107.3556 | 339.4606
2029 | 2 | 4 | 8 | 41.0438 | 110.0371 | 372.431
2029 | 2 | 4 | 9 | 44.3493 | 110.3178 | 393.972
2029 | 2 | 4 | 10 | 46.4724 | 114.6309 | 395.4192
2029 | 2 | 4 | 11 | 48.2899 | 114.5143 | 387.8216
2029 | 2 | 4 | 12 | 49.081 | 109.6948 | 371.5384
2029 | 2 | 4 | 13 | 49.3749 | 109.151 | 365.3025
2029 | 2 | 4 | 14 | 49.2355 | 114.7757 | 359.4061
2029 | 2 | 4 | 15 | 50.0596 | 109.5917 | 363.8451
2029 | 2 | 4 | 16 | 51.5581 | 103.071 | 379.6171
2029 | 2 | 4 | 17 | 53.6501 | 102.2353 | 416.5808
2029 | 2 | 4 | 18 | 54.6559 | 110.8656 | 442.8429
2029 | 2 | 4 | 19 | 53.7783 | 116.93 | 449.3196
2029 | 2 | 4 | 20 | 49.5187 | 109.3854 | 434.9752
2029 | 2 | 4 | 21 | 45.0872 | 111.1247 | 417.1769
2029 | 2 | 4 | 22 | 41.6109 | 110.563 | 397.3778
2029 | 2 | 4 | 23 | 39.7837 | 103.9977 | 373.8982
2029 | 2 | 5 | 0 | 39.0601 | 103.9141 | 357.1408
2029 | 2 | 5 | 1 | 38.9068 | 107.2246 | 339.6515
2029 | 2 | 5 | 2 | 38.1323 | 105.9683 | 331.3926
2029 | 2 | 5 | 3 | 38.1289 | 106.9376 | 327.5611
2029 | 2 | 5 | 4 | 38.6108 | 107.1786 | 327.4371
2029 | 2 | 5 | 5 | 40.6418 | 109.168 | 330.7484
2029 | 2 | 5 | 6 | 42.7348 | 115.2784 | 339.1213
2029 | 2 | 5 | 7 | 46.0309 | 126.4029 | 367.6119
2029 | 2 | 5 | 8 | 49.3126 | 145.4705 | 400.6494
2029 | 2 | 5 | 9 | 51.123 | 151.7203 | 408.4431
2029 | 2 | 5 | 10 | 52.1621 | 154.4891 | 397.8513
2029 | 2 | 5 | 11 | 53.4434 | 148.6102 | 386.8035
2029 | 2 | 5 | 12 | 52.8339 | 145.7764 | 373.0291
2029 | 2 | 5 | 13 | 53.0318 | 143.11 | 367.899
2029 | 2 | 5 | 14 | 53.2903 | 143.8174 | 363.0961
2029 | 2 | 5 | 15 | 54.359 | 141.1893 | 364.3298
2029 | 2 | 5 | 16 | 56.4741 | 132.5079 | 375.2794
2029 | 2 | 5 | 17 | 59.4633 | 129.198 | 407.9881
2029 | 2 | 5 | 18 | 62.2097 | 116.9478 | 442.1693
2029 | 2 | 5 | 19 | 62.3778 | 122.1233 | 448.5275
2029 | 2 | 5 | 20 | 58.4265 | 113.7074 | 437.5937
2029 | 2 | 5 | 21 | 54.3224 | 117.234 | 420.7242
2029 | 2 | 5 | 22 | 50.4906 | 113.1265 | 399.6524
2029 | 2 | 5 | 23 | 47.9912 | 108.6912 | 374.2942
2029 | 2 | 6 | 0 | 45.6665 | 109.5544 | 355.3051
2029 | 2 | 6 | 1 | 43.6204 | 110.5277 | 329.9193
2029 | 2 | 6 | 2 | 42.6675 | 108.6432 | 320.2326
2029 | 2 | 6 | 3 | 42.4522 | 109.3219 | 314.6906
2029 | 2 | 6 | 4 | 42.7295 | 109.1361 | 312.6375
2029 | 2 | 6 | 5 | 44.4615 | 110.6051 | 313.9388
2029 | 2 | 6 | 6 | 47.0783 | 117.0978 | 318.9394
2029 | 2 | 6 | 7 | 49.7465 | 127.1784 | 346.0425
2029 | 2 | 6 | 8 | 51.7787 | 144.0579 | 378.2764
2029 | 2 | 6 | 9 | 51.9983 | 147.8996 | 386.4675
2029 | 2 | 6 | 10 | 50.7644 | 153.9762 | 380.3157
2029 | 2 | 6 | 11 | 50.6304 | 150.7203 | 372.8353
2029 | 2 | 6 | 12 | 49.0148 | 145.0502 | 381.3711
2029 | 2 | 6 | 13 | 48.8143 | 142.9199 | 379.8451
2029 | 2 | 6 | 14 | 48.4473 | 145.445 | 376.6165
2029 | 2 | 6 | 15 | 49.4373 | 144.9237 | 378.1768
2029 | 2 | 6 | 16 | 51.7111 | 136.4433 | 384.7272
2029 | 2 | 6 | 17 | 54.6955 | 133.8957 | 408.3517
2029 | 2 | 6 | 18 | 58.6346 | 134.7747 | 429.9026
2029 | 2 | 6 | 19 | 59.4444 | 138.918 | 430.4623
2029 | 2 | 6 | 20 | 56.0143 | 130.6621 | 417.6354
2029 | 2 | 6 | 21 | 52.1047 | 132.022 | 400.7362
2029 | 2 | 6 | 22 | 48.324 | 128.6166 | 380.0652
2029 | 2 | 6 | 23 | 46.1176 | 122.8127 | 354.347
2029 | 2 | 7 | 0 | 45.3147 | 120.3429 | 331.239
2029 | 2 | 7 | 1 | 42.9334 | 121.8248 | 326.8066
2029 | 2 | 7 | 2 | 41.7829 | 119.8068 | 319.549
2029 | 2 | 7 | 3 | 41.3563 | 119.2168 | 316.6235
2029 | 2 | 7 | 4 | 41.5243 | 118.295 | 317.1943
2029 | 2 | 7 | 5 | 43.2064 | 120.3676 | 321.1853
2029 | 2 | 7 | 6 | 45.1847 | 127.1555 | 329.3496
2029 | 2 | 7 | 7 | 48.0097 | 137.2353 | 360.1805
2029 | 2 | 7 | 8 | 50.4255 | 150.1341 | 399.7402
2029 | 2 | 7 | 9 | 51.5225 | 155.4448 | 415.3758
2029 | 2 | 7 | 10 | 51.9672 | 157.3041 | 411.0753
2029 | 2 | 7 | 11 | 52.8849 | 155.2262 | 401.7698
2029 | 2 | 7 | 12 | 53.0563 | 147.2148 | 374.2581
2029 | 2 | 7 | 13 | 53.273 | 142.9822 | 368.8214
2029 | 2 | 7 | 14 | 53.3584 | 138.9249 | 365.4459
2029 | 2 | 7 | 15 | 54.2813 | 139.7566 | 367.8218
2029 | 2 | 7 | 16 | 56.0445 | 134.7377 | 382.0318
2029 | 2 | 7 | 17 | 58.3336 | 133.2895 | 417.5727
2029 | 2 | 7 | 18 | 59.2933 | 128.3489 | 456.1402
2029 | 2 | 7 | 19 | 59.3346 | 133.6901 | 467.3811
2029 | 2 | 7 | 20 | 55.6272 | 126.6848 | 460.7299
2029 | 2 | 7 | 21 | 51.4006 | 129.5258 | 447.2505
2029 | 2 | 7 | 22 | 47.4427 | 125.0611 | 426.1448
2029 | 2 | 7 | 23 | 44.8895 | 121.7879 | 400.0984
2029 | 2 | 8 | 0 | 43.7357 | 122.6058 | 384.6612
2029 | 2 | 8 | 1 | 41.3125 | 122.8639 | 363.8895
2029 | 2 | 8 | 2 | 40.1708 | 121.1532 | 355.8027
2029 | 2 | 8 | 3 | 39.8672 | 120.4108 | 352.2309
2029 | 2 | 8 | 4 | 40.0913 | 119.207 | 351.9197
2029 | 2 | 8 | 5 | 41.8964 | 121.3393 | 354.2071
2029 | 2 | 8 | 6 | 44.5204 | 129.0417 | 357.231
2029 | 2 | 8 | 7 | 47.3792 | 137.537 | 386.9463
2029 | 2 | 8 | 8 | 50.0139 | 151.0473 | 426.8535
2029 | 2 | 8 | 9 | 51.2652 | 154.8096 | 442.7478
2029 | 2 | 8 | 10 | 51.4087 | 158.4266 | 437.6167
2029 | 2 | 8 | 11 | 52.0945 | 157.3725 | 429.5106
2029 | 2 | 8 | 12 | 51.6299 | 149.8957 | 425.5486
2029 | 2 | 8 | 13 | 51.7419 | 147.1171 | 421.7818
2029 | 2 | 8 | 14 | 51.7352 | 141.6065 | 417.8846
2029 | 2 | 8 | 15 | 52.756 | 141.5065 | 419.5787
2029 | 2 | 8 | 16 | 54.4484 | 137.0557 | 426.1075
2029 | 2 | 8 | 17 | 56.7488 | 134.8341 | 450.136
2029 | 2 | 8 | 18 | 59.0912 | 131.3263 | 466.5103
2029 | 2 | 8 | 19 | 59.298 | 137.8056 | 472.2411
2029 | 2 | 8 | 20 | 55.3799 | 129.8772 | 462.3336
2029 | 2 | 8 | 21 | 51.3429 | 130.9445 | 447.5976
2029 | 2 | 8 | 22 | 47.5601 | 126.9401 | 427.3874
2029 | 2 | 8 | 23 | 45.2318 | 122.6667 | 401.041
2029 | 2 | 9 | 0 | 43.637 | 122.7127 | 381.0388
2029 | 2 | 9 | 1 | 40.752 | 122.4535 | 356.2764
2029 | 2 | 9 | 2 | 39.6144 | 120.465 | 346.3976
2029 | 2 | 9 | 3 | 39.2994 | 119.8401 | 341.3727
2029 | 2 | 9 | 4 | 39.527 | 119.0514 | 339.7509
2029 | 2 | 9 | 5 | 41.3307 | 120.299 | 341.362
2029 | 2 | 9 | 6 | 44.1874 | 124.1278 | 350.4807
2029 | 2 | 9 | 7 | 47.0687 | 131.8711 | 378.7246
2029 | 2 | 9 | 8 | 49.7737 | 144.8075 | 415.0063
2029 | 2 | 9 | 9 | 50.992 | 150.6476 | 428.06
2029 | 2 | 9 | 10 | 50.7782 | 153.0223 | 420.5958
2029 | 2 | 9 | 11 | 51.157 | 150.5977 | 408.4544
2029 | 2 | 9 | 12 | 51.0105 | 148.0493 | 405.7913
2029 | 2 | 9 | 13 | 51.035 | 144.4824 | 402.3493
2029 | 2 | 9 | 14 | 50.7695 | 138.7421 | 398.7015
2029 | 2 | 9 | 15 | 51.5686 | 138.2576 | 399.5603
2029 | 2 | 9 | 16 | 53.0356 | 132.3893 | 405.7306
2029 | 2 | 9 | 17 | 54.809 | 130.2591 | 427.464
2029 | 2 | 9 | 18 | 56.0306 | 128.5479 | 452.255
2029 | 2 | 9 | 19 | 56.1539 | 134.1597 | 456.7358
2029 | 2 | 9 | 20 | 52.3482 | 128.3167 | 444.2712
2029 | 2 | 9 | 21 | 48.5976 | 128.6083 | 429.1375
2029 | 2 | 9 | 22 | 45.3596 | 124.7281 | 412.1126
2029 | 2 | 9 | 23 | 43.3684 | 120.6287 | 389.6243
2029 | 2 | 10 | 0 | 41.8878 | 119.473 | 367.935
2029 | 2 | 10 | 1 | 38.731 | 118.1521 | 369.404
2029 | 2 | 10 | 2 | 37.2965 | 115.5037 | 360.9727
2029 | 2 | 10 | 3 | 36.6612 | 115.8253 | 356.6946
2029 | 2 | 10 | 4 | 36.5419 | 117.7323 | 356.7365
2029 | 2 | 10 | 5 | 37.3919 | 118.8236 | 359.5046
2029 | 2 | 10 | 6 | 38.7319 | 131.5864 | 363.1165
2029 | 2 | 10 | 7 | 40.6903 | 132.7443 | 380.8692
2029 | 2 | 10 | 8 | 43.9859 | 133.9107 | 409.1075
2029 | 2 | 10 | 9 | 47.2665 | 128.5664 | 428.5523
2029 | 2 | 10 | 10 | 49.0546 | 130.7733 | 428.4276
2029 | 2 | 10 | 11 | 50.5835 | 135.7049 | 422.1626
2029 | 2 | 10 | 12 | 50.6485 | 128.1675 | 382.4227
2029 | 2 | 10 | 13 | 50.5799 | 124.7298 | 373.0329
2029 | 2 | 10 | 14 | 50.202 | 119.4504 | 365.6911
2029 | 2 | 10 | 15 | 50.6062 | 111.4289 | 364.3137
2029 | 2 | 10 | 16 | 51.6246 | 111.2296 | 380.2192
2029 | 2 | 10 | 17 | 53.1681 | 107.0661 | 422.8137
2029 | 2 | 10 | 18 | 54.1829 | 115.5632 | 470.6047
2029 | 2 | 10 | 19 | 53.4477 | 122.748 | 488.3189
2029 | 2 | 10 | 20 | 48.9728 | 115.4754 | 476.4461
2029 | 2 | 10 | 21 | 44.8369 | 110.523 | 462.0532
2029 | 2 | 10 | 22 | 41.9991 | 111.7383 | 449.4917
2029 | 2 | 10 | 23 | 40.5512 | 106.9999 | 433.6769
2029 | 2 | 11 | 0 | 39.2592 | 116.7205 | 422.9006
2029 | 2 | 11 | 1 | 36.8816 | 115.2251 | 396.6618
2029 | 2 | 11 | 2 | 35.6174 | 112.7657 | 386.8928
2029 | 2 | 11 | 3 | 35.0309 | 113.4782 | 382.2485
2029 | 2 | 11 | 4 | 34.7981 | 115.402 | 381.07
2029 | 2 | 11 | 5 | 35.388 | 115.7498 | 380.421
2029 | 2 | 11 | 6 | 36.8082 | 126.0169 | 377.7623
2029 | 2 | 11 | 7 | 38.5239 | 125.0606 | 387.2712
2029 | 2 | 11 | 8 | 41.8279 | 125.022 | 409.1291
2029 | 2 | 11 | 9 | 45.2252 | 117.9408 | 424.8044
2029 | 2 | 11 | 10 | 47.1016 | 119.9279 | 425.7963
2029 | 2 | 11 | 11 | 48.6824 | 124.7028 | 415.5449
2029 | 2 | 11 | 12 | 49.1569 | 121.1926 | 381.2104
2029 | 2 | 11 | 13 | 49.4193 | 119.6298 | 372.8211
2029 | 2 | 11 | 14 | 49.4016 | 118.4765 | 366.8313
2029 | 2 | 11 | 15 | 50.3155 | 112.3178 | 367.5962
2029 | 2 | 11 | 16 | 51.9557 | 110.5357 | 379.6167
2029 | 2 | 11 | 17 | 54.057 | 107.9725 | 418.1287
2029 | 2 | 11 | 18 | 55.3732 | 117.3867 | 458.4094
2029 | 2 | 11 | 19 | 54.8768 | 123.3783 | 473.0642
2029 | 2 | 11 | 20 | 50.6026 | 117.7145 | 459.299
2029 | 2 | 11 | 21 | 46.1704 | 111.5143 | 441.506
2029 | 2 | 11 | 22 | 42.6951 | 112.4687 | 421.5322
2029 | 2 | 11 | 23 | 40.8689 | 107.9548 | 398.3726
2029 | 2 | 12 | 0 | 39.6755 | 118.101 | 374.4302
2029 | 2 | 12 | 1 | 38.148 | 118.753 | 362.2062
2029 | 2 | 12 | 2 | 37.3708 | 118.6425 | 354.6125
2029 | 2 | 12 | 3 | 37.3389 | 118.3081 | 351.4327
2029 | 2 | 12 | 4 | 37.8272 | 117.7369 | 351.0861
2029 | 2 | 12 | 5 | 39.8601 | 119.6588 | 354.5313
2029 | 2 | 12 | 6 | 42.8312 | 124.7333 | 357.8278
2029 | 2 | 12 | 7 | 46.031 | 134.5146 | 387.4459
2029 | 2 | 12 | 8 | 48.8592 | 150.4424 | 422.7392
2029 | 2 | 12 | 9 | 50.1877 | 156.3149 | 431.1545
2029 | 2 | 12 | 10 | 50.4798 | 157.1492 | 419.9524
2029 | 2 | 12 | 11 | 51.2507 | 156.097 | 407.9442
2029 | 2 | 12 | 12 | 51.0477 | 149.5889 | 396.5274
2029 | 2 | 12 | 13 | 51.2429 | 145.8859 | 391.9646
2029 | 2 | 12 | 14 | 51.3698 | 139.663 | 387.8234
2029 | 2 | 12 | 15 | 52.5558 | 140.9157 | 388.161
2029 | 2 | 12 | 16 | 54.6832 | 136.0865 | 396.9067
2029 | 2 | 12 | 17 | 57.1014 | 133.999 | 427.3834
2029 | 2 | 12 | 18 | 58.7988 | 127.5397 | 448.0227
2029 | 2 | 12 | 19 | 58.9094 | 134.6406 | 464.7881
2029 | 2 | 12 | 20 | 54.8673 | 127.4833 | 457.695
2029 | 2 | 12 | 21 | 50.5299 | 127.4617 | 443.5294
2029 | 2 | 12 | 22 | 46.6432 | 122.9081 | 423.4683
2029 | 2 | 12 | 23 | 44.2181 | 122.2 | 398.8559
2029 | 2 | 13 | 0 | 42.6763 | 123.7851 | 372.9159
2029 | 2 | 13 | 1 | 41.4502 | 119.8551 | 368.1061
2029 | 2 | 13 | 2 | 40.5107 | 118.5138 | 361.468
2029 | 2 | 13 | 3 | 40.2785 | 116.895 | 359.3814
2029 | 2 | 13 | 4 | 40.6388 | 115.4898 | 359.6748
2029 | 2 | 13 | 5 | 42.4555 | 116.7808 | 363.1397
2029 | 2 | 13 | 6 | 45.1899 | 123.318 | 371.5546
2029 | 2 | 13 | 7 | 48.2033 | 132.4493 | 401.4144
2029 | 2 | 13 | 8 | 50.7242 | 144.1884 | 434.6371
2029 | 2 | 13 | 9 | 51.5555 | 148.7888 | 436.407
2029 | 2 | 13 | 10 | 51.2109 | 149.3759 | 419.8555
2029 | 2 | 13 | 11 | 51.5715 | 152.1792 | 403.8822
2029 | 2 | 13 | 12 | 49.8538 | 148.6631 | 366.7117
2029 | 2 | 13 | 13 | 49.7858 | 145.017 | 355.743
2029 | 2 | 13 | 14 | 49.7596 | 140.2805 | 349.2064
2029 | 2 | 13 | 15 | 50.7997 | 141.4645 | 348.9861
2029 | 2 | 13 | 16 | 53.014 | 137.5642 | 363.0118
2029 | 2 | 13 | 17 | 55.852 | 135.363 | 403.8789
2029 | 2 | 13 | 18 | 57.9272 | 127.3349 | 448.2355
2029 | 2 | 13 | 19 | 58.9123 | 133.5293 | 471.9676
2029 | 2 | 13 | 20 | 55.6037 | 126.0459 | 469.6908
2029 | 2 | 13 | 21 | 51.5902 | 126.6781 | 458.9841
2029 | 2 | 13 | 22 | 47.7949 | 122.4013 | 440.0723
2029 | 2 | 13 | 23 | 45.4582 | 120.338 | 415.6766
2029 | 2 | 14 | 0 | 44.9555 | 120.5151 | 395.8567
2029 | 2 | 14 | 1 | 41.8569 | 118.4718 | 369.3883
2029 | 2 | 14 | 2 | 40.8947 | 115.8745 | 361.6307
2029 | 2 | 14 | 3 | 40.628 | 112.9805 | 357.6324
2029 | 2 | 14 | 4 | 40.9922 | 111.4824 | 356.7019
2029 | 2 | 14 | 5 | 42.8928 | 112.427 | 358.6644
2029 | 2 | 14 | 6 | 45.9207 | 114.9087 | 362.265
2029 | 2 | 14 | 7 | 48.7965 | 124.9367 | 388.339
2029 | 2 | 14 | 8 | 51.0364 | 137.0289 | 412.621
2029 | 2 | 14 | 9 | 51.826 | 144.3198 | 404.9137
2029 | 2 | 14 | 10 | 51.4866 | 142.3011 | 384.3075
2029 | 2 | 14 | 11 | 51.8393 | 143.8977 | 368.2864
2029 | 2 | 14 | 12 | 51.2386 | 141.5816 | 354.2534
2029 | 2 | 14 | 13 | 51.2559 | 138.7098 | 345.307
2029 | 2 | 14 | 14 | 51.1613 | 134.8004 | 339.1091
2029 | 2 | 14 | 15 | 52.0923 | 134.2854 | 337.0584
2029 | 2 | 14 | 16 | 53.9528 | 129.3544 | 346.4393
2029 | 2 | 14 | 17 | 56.1761 | 123.1418 | 383.8731
2029 | 2 | 14 | 18 | 57.641 | 117.0382 | 431.3554
2029 | 2 | 14 | 19 | 58.256 | 121.7934 | 446.7115
2029 | 2 | 14 | 20 | 54.7385 | 112.9339 | 440.1702
2029 | 2 | 14 | 21 | 50.5695 | 115.0647 | 426.8771
2029 | 2 | 14 | 22 | 46.6481 | 110.0185 | 406.593
2029 | 2 | 14 | 23 | 44.189 | 108.1032 | 381.1943
2029 | 2 | 15 | 0 | 43.1615 | 110.4951 | 358.383
2029 | 2 | 15 | 1 | 40.8468 | 106.5178 | 337.357
2029 | 2 | 15 | 2 | 39.7768 | 104.1893 | 328.2432
2029 | 2 | 15 | 3 | 39.4902 | 102.3246 | 323.8533
2029 | 2 | 15 | 4 | 39.7772 | 101.2155 | 322.6183
2029 | 2 | 15 | 5 | 41.6116 | 102.0391 | 324.803
2029 | 2 | 15 | 6 | 44.3458 | 110.0475 | 331.5241
2029 | 2 | 15 | 7 | 47.2467 | 120.144 | 359.8953
2029 | 2 | 15 | 8 | 49.71 | 134.5691 | 394.515
2029 | 2 | 15 | 9 | 50.7927 | 140.9974 | 404.6758
2029 | 2 | 15 | 10 | 50.9268 | 143.3459 | 396.6465
2029 | 2 | 15 | 11 | 51.5648 | 142.7614 | 387.3082
2029 | 2 | 15 | 12 | 51.0396 | 139.7051 | 383.1387
2029 | 2 | 15 | 13 | 51.1368 | 137.8134 | 379.1117
2029 | 2 | 15 | 14 | 51.192 | 137.7167 | 376.4061
2029 | 2 | 15 | 15 | 52.2201 | 135.9779 | 378.2007
2029 | 2 | 15 | 16 | 53.8678 | 130.4236 | 385.6814
2029 | 2 | 15 | 17 | 55.9563 | 122.6666 | 409.5982
2029 | 2 | 15 | 18 | 57.9638 | 118.3163 | 435.2445
2029 | 2 | 15 | 19 | 58.5184 | 123.4775 | 442.2488
2029 | 2 | 15 | 20 | 54.7953 | 112.8331 | 431.8028
2029 | 2 | 15 | 21 | 50.7805 | 115.7098 | 415.9461
2029 | 2 | 15 | 22 | 47.0349 | 112.2351 | 394.9954
2029 | 2 | 15 | 23 | 44.6366 | 106.8295 | 369.1287
2029 | 2 | 16 | 0 | 42.4412 | 105.2015 | 347.8198
2029 | 2 | 16 | 1 | 42.2963 | 105.998 | 333.9669
2029 | 2 | 16 | 2 | 41.4135 | 102.8568 | 325.3017
2029 | 2 | 16 | 3 | 41.3176 | 102.0427 | 321.4327
2029 | 2 | 16 | 4 | 41.7335 | 102.1463 | 320.5478
2029 | 2 | 16 | 5 | 43.7083 | 102.5307 | 322.6171
2029 | 2 | 16 | 6 | 45.9589 | 110.5498 | 327.7009
2029 | 2 | 16 | 7 | 49.0386 | 121.2693 | 358.7568
2029 | 2 | 16 | 8 | 52.0012 | 134.548 | 399.1669
2029 | 2 | 16 | 9 | 53.3411 | 142.7109 | 415.1617
2029 | 2 | 16 | 10 | 53.3583 | 145.4592 | 410.0892
2029 | 2 | 16 | 11 | 53.7817 | 141.6153 | 399.8981
2029 | 2 | 16 | 12 | 53.9726 | 135.4983 | 383.2913
2029 | 2 | 16 | 13 | 53.8784 | 132.8264 | 377.3146
2029 | 2 | 16 | 14 | 54.0118 | 133.7344 | 373.5357
2029 | 2 | 16 | 15 | 54.8623 | 129.9681 | 374.5251
2029 | 2 | 16 | 16 | 56.5232 | 122.544 | 381.229
2029 | 2 | 16 | 17 | 58.7254 | 114.4941 | 407.0075
2029 | 2 | 16 | 18 | 60.4971 | 111.2149 | 432.4401
2029 | 2 | 16 | 19 | 61.9202 | 115.9027 | 445.8575
2029 | 2 | 16 | 20 | 58.5612 | 107.1288 | 437.8548
2029 | 2 | 16 | 21 | 55.2455 | 111.8511 | 425.4447
2029 | 2 | 16 | 22 | 52.1549 | 109.0826 | 409.2793
2029 | 2 | 16 | 23 | 50.0236 | 101.7398 | 387.4195
2029 | 2 | 17 | 0 | 46.6236 | 101.0223 | 369.6409
2029 | 2 | 17 | 1 | 46.5832 | 104.8019 | 357.3059
2029 | 2 | 17 | 2 | 45.2885 | 101.6808 | 348.4721
2029 | 2 | 17 | 3 | 44.872 | 101.1142 | 344.1971
2029 | 2 | 17 | 4 | 44.9793 | 102.4427 | 343.5549
2029 | 2 | 17 | 5 | 46.1146 | 102.2375 | 344.3245
2029 | 2 | 17 | 6 | 46.8888 | 106.2473 | 345.4126
2029 | 2 | 17 | 7 | 48.5275 | 110.1329 | 363.5606
2029 | 2 | 17 | 8 | 50.9782 | 115.7607 | 398.4017
2029 | 2 | 17 | 9 | 53.5239 | 122.1326 | 422.0122
2029 | 2 | 17 | 10 | 55.0069 | 127.471 | 423.6152
2029 | 2 | 17 | 11 | 56.2608 | 125.641 | 415.8022
2029 | 2 | 17 | 12 | 57.0206 | 119.3894 | 410.0949
2029 | 2 | 17 | 13 | 56.8084 | 116.3836 | 403.0269
2029 | 2 | 17 | 14 | 56.623 | 125.0153 | 397.2688
2029 | 2 | 17 | 15 | 57.0659 | 118.7918 | 399.4846
2029 | 2 | 17 | 16 | 57.8494 | 108.1245 | 409.9304
2029 | 2 | 17 | 17 | 59.4535 | 106.0961 | 437.4361
2029 | 2 | 17 | 18 | 59.065 | 103.7919 | 462.2927
2029 | 2 | 17 | 19 | 59.5321 | 109.9162 | 469.9174
2029 | 2 | 17 | 20 | 55.4367 | 98.0933 | 452.738
2029 | 2 | 17 | 21 | 51.247 | 103.3409 | 435.41
2029 | 2 | 17 | 22 | 48.2388 | 101.686 | 420.9198
2029 | 2 | 17 | 23 | 46.529 | 97.0814 | 402.8788
2029 | 2 | 18 | 0 | 46.0138 | 102.019 | 385.1479
2029 | 2 | 18 | 1 | 43.1626 | 98.8008 | 392.8216
2029 | 2 | 18 | 2 | 42.0566 | 95.6828 | 385.5286
2029 | 2 | 18 | 3 | 41.6518 | 96.0348 | 382.2503
2029 | 2 | 18 | 4 | 41.9783 | 99.2651 | 382.5045
2029 | 2 | 18 | 5 | 43.1368 | 98.141 | 384.3004
2029 | 2 | 18 | 6 | 44.7776 | 102.4964 | 389.7718
2029 | 2 | 18 | 7 | 45.8015 | 103.0631 | 404.7996
2029 | 2 | 18 | 8 | 48.167 | 108.964 | 430.5816
2029 | 2 | 18 | 9 | 51.229 | 113.9326 | 447.5027
2029 | 2 | 18 | 10 | 53.1548 | 118.6088 | 444.0333
2029 | 2 | 18 | 11 | 54.5291 | 116.2055 | 432.9483
2029 | 2 | 18 | 12 | 54.9061 | 111.9964 | 396.5224
2029 | 2 | 18 | 13 | 55.136 | 110.5494 | 384.8535
2029 | 2 | 18 | 14 | 55.2237 | 123.398 | 378.228
2029 | 2 | 18 | 15 | 56.3283 | 119.12 | 380.9935
2029 | 2 | 18 | 16 | 57.8361 | 106.8001 | 402.0412
2029 | 2 | 18 | 17 | 59.5973 | 105.3186 | 447.9172
2029 | 2 | 18 | 18 | 60.5853 | 106.6735 | 492.522
2029 | 2 | 18 | 19 | 60.6759 | 111.0199 | 516.099
2029 | 2 | 18 | 20 | 55.9803 | 101.3881 | 505.7652
2029 | 2 | 18 | 21 | 50.9381 | 104.2335 | 488.9158
2029 | 2 | 18 | 22 | 47.2518 | 101.9359 | 470.2364
2029 | 2 | 18 | 23 | 45.1835 | 99.2753 | 448.7859
2029 | 2 | 19 | 0 | 44.7844 | 104.2727 | 437.7423
2029 | 2 | 19 | 1 | 42.4061 | 108.2795 | 418.3134
2029 | 2 | 19 | 2 | 41.4764 | 105.9465 | 409.9371
2029 | 2 | 19 | 3 | 41.3447 | 108.2674 | 406.4423
2029 | 2 | 19 | 4 | 41.8709 | 110.1023 | 405.8623
2029 | 2 | 19 | 5 | 43.2866 | 110.745 | 407.3043
2029 | 2 | 19 | 6 | 44.4524 | 115.4539 | 407.8896
2029 | 2 | 19 | 7 | 45.3174 | 117.4194 | 420.6613
2029 | 2 | 19 | 8 | 47.2822 | 119.6947 | 439.1131
2029 | 2 | 19 | 9 | 50.2177 | 119.5359 | 442.7847
2029 | 2 | 19 | 10 | 52.308 | 125.7029 | 421.2066
2029 | 2 | 19 | 11 | 53.6566 | 118.4916 | 405.4615
2029 | 2 | 19 | 12 | 52.2637 | 115.5879 | 392.3273
2029 | 2 | 19 | 13 | 52.0631 | 114.2407 | 388.6198
2029 | 2 | 19 | 14 | 51.7589 | 117.741 | 383.2926
2029 | 2 | 19 | 15 | 52.5079 | 114.334 | 381.5911
2029 | 2 | 19 | 16 | 54.0853 | 107.1585 | 387.5545
2029 | 2 | 19 | 17 | 56.4642 | 110.2211 | 427.0352
2029 | 2 | 19 | 18 | 57.0191 | 117.333 | 470.9079
2029 | 2 | 19 | 19 | 57.8111 | 124.7335 | 482.9125
2029 | 2 | 19 | 20 | 54.2662 | 118.3332 | 472.1481
2029 | 2 | 19 | 21 | 50.1118 | 121.0384 | 455.4992
2029 | 2 | 19 | 22 | 46.5964 | 120.451 | 435.2277
2029 | 2 | 19 | 23 | 44.4925 | 117.371 | 409.8457
2029 | 2 | 20 | 0 | 44.1138 | 120.6927 | 388.3719
2029 | 2 | 20 | 1 | 43.6155 | 123.8358 | 380.4951
2029 | 2 | 20 | 2 | 42.6635 | 121.2649 | 371.5314
2029 | 2 | 20 | 3 | 42.5222 | 120.3511 | 367.106
2029 | 2 | 20 | 4 | 42.9394 | 120.5852 | 364.9497
2029 | 2 | 20 | 5 | 44.9406 | 122.2261 | 366.1986
2029 | 2 | 20 | 6 | 47.4658 | 130.8 | 371.325
2029 | 2 | 20 | 7 | 50.2632 | 140.9964 | 400.2945
2029 | 2 | 20 | 8 | 52.7412 | 150.8581 | 437.3865
2029 | 2 | 20 | 9 | 53.5883 | 155.1741 | 448.5743
2029 | 2 | 20 | 10 | 53.1457 | 155.8938 | 440.6413
2029 | 2 | 20 | 11 | 53.3606 | 156.3732 | 429.254
2029 | 2 | 20 | 12 | 52.6035 | 150.9343 | 416.4906
2029 | 2 | 20 | 13 | 52.585 | 147.133 | 411.2895
2029 | 2 | 20 | 14 | 52.588 | 143.4235 | 407.35
2029 | 2 | 20 | 15 | 53.582 | 141.4398 | 407.5485
2029 | 2 | 20 | 16 | 55.4932 | 137.8193 | 414.1575
2029 | 2 | 20 | 17 | 57.8592 | 135.5409 | 437.0125
2029 | 2 | 20 | 18 | 58.6702 | 130.4673 | 441.2181
2029 | 2 | 20 | 19 | 59.6429 | 136.7096 | 460.2415
2029 | 2 | 20 | 20 | 55.8914 | 127.9385 | 454.3349
2029 | 2 | 20 | 21 | 51.8161 | 128.5938 | 440.8372
2029 | 2 | 20 | 22 | 47.9306 | 123.914 | 421.0999
2029 | 2 | 20 | 23 | 45.6951 | 120.77 | 396.645
2029 | 2 | 21 | 0 | 44.796 | 120.813 | 374.3684
2029 | 2 | 21 | 1 | 42.907 | 122.2555 | 364.3772
2029 | 2 | 21 | 2 | 42.0054 | 118.6307 | 357.4186
2029 | 2 | 21 | 3 | 41.8852 | 116.5897 | 354.6979
2029 | 2 | 21 | 4 | 42.3529 | 117.2536 | 354.4979
2029 | 2 | 21 | 5 | 44.4468 | 117.9132 | 357.3334
2029 | 2 | 21 | 6 | 47.1496 | 125.3576 | 369.1171
2029 | 2 | 21 | 7 | 50.0172 | 136.2587 | 398.8162
2029 | 2 | 21 | 8 | 52.4785 | 148.2474 | 433.5368
2029 | 2 | 21 | 9 | 53.4796 | 153.358 | 438.9542
2029 | 2 | 21 | 10 | 53.1776 | 154.5358 | 426.0277
2029 | 2 | 21 | 11 | 53.5137 | 156.7642 | 411.6758
2029 | 2 | 21 | 12 | 52.0402 | 149.1964 | 397.1249
2029 | 2 | 21 | 13 | 51.9413 | 145.8117 | 388.8323
2029 | 2 | 21 | 14 | 51.9541 | 145.8084 | 384.3574
2029 | 2 | 21 | 15 | 52.9629 | 144.8567 | 384.0656
2029 | 2 | 21 | 16 | 55.0007 | 138.4341 | 394.0264
2029 | 2 | 21 | 17 | 57.4821 | 134.8113 | 425.648
2029 | 2 | 21 | 18 | 59.7287 | 130.6928 | 453.6152
2029 | 2 | 21 | 19 | 60.8492 | 136.2833 | 474.1576
2029 | 2 | 21 | 20 | 57.3398 | 127.879 | 471.3801
2029 | 2 | 21 | 21 | 53.4153 | 129.6365 | 459.712
2029 | 2 | 21 | 22 | 49.535 | 125.6176 | 439.2055
2029 | 2 | 21 | 23 | 47.0867 | 119.9969 | 413.6608
2029 | 2 | 22 | 0 | 45.7869 | 121.93 | 395.6082
2029 | 2 | 22 | 1 | 43.6607 | 121.048 | 369.3913
2029 | 2 | 22 | 2 | 42.8114 | 119.2801 | 362.2229
2029 | 2 | 22 | 3 | 42.7619 | 117.6486 | 359.2144
2029 | 2 | 22 | 4 | 43.2365 | 116.8372 | 358.7679
2029 | 2 | 22 | 5 | 45.2528 | 118.3763 | 361.1378
2029 | 2 | 22 | 6 | 48.5068 | 124.9148 | 366.0289
2029 | 2 | 22 | 7 | 51.2107 | 134.767 | 393.6233
2029 | 2 | 22 | 8 | 53.3112 | 146.5311 | 418.8063
2029 | 2 | 22 | 9 | 53.682 | 152.7981 | 410.4473
2029 | 2 | 22 | 10 | 52.5365 | 155.5415 | 387.9942
2029 | 2 | 22 | 11 | 52.2805 | 155.4251 | 371.5231
2029 | 2 | 22 | 12 | 50.6101 | 143.9931 | 352.9274
2029 | 2 | 22 | 13 | 50.3288 | 140.5372 | 343.4878
2029 | 2 | 22 | 14 | 50.2014 | 132.5815 | 338.0301
2029 | 2 | 22 | 15 | 51.2816 | 134.6057 | 336.7194
2029 | 2 | 22 | 16 | 53.2744 | 133.6937 | 345.0287
2029 | 2 | 22 | 17 | 55.7454 | 128.8138 | 382.035
2029 | 2 | 22 | 18 | 57.6346 | 129.006 | 439.9323
2029 | 2 | 22 | 19 | 59.3488 | 135.0874 | 459.0533
2029 | 2 | 22 | 20 | 56.2553 | 127.6845 | 455.5064
2029 | 2 | 22 | 21 | 52.5485 | 129.425 | 444.4071
2029 | 2 | 22 | 22 | 48.8421 | 126.0797 | 426.1097
2029 | 2 | 22 | 23 | 46.6553 | 122.8658 | 401.1285
2029 | 2 | 23 | 0 | 45.6239 | 124.4576 | 367.2915
2029 | 2 | 23 | 1 | 43.2545 | 123.8088 | 344.8923
2029 | 2 | 23 | 2 | 42.2439 | 121.3267 | 336.4151
2029 | 2 | 23 | 3 | 42.0607 | 120.2164 | 332.151
2029 | 2 | 23 | 4 | 42.3406 | 119.7907 | 330.7013
2029 | 2 | 23 | 5 | 44.2004 | 121.0427 | 332.7036
2029 | 2 | 23 | 6 | 46.8094 | 127.9441 | 335.9056
2029 | 2 | 23 | 7 | 49.44 | 136.9823 | 364.1575
2029 | 2 | 23 | 8 | 51.6183 | 146.0599 | 392.875
2029 | 2 | 23 | 9 | 52.2021 | 152.6882 | 393.2533
2029 | 2 | 23 | 10 | 51.3087 | 153.0648 | 378.6051
2029 | 2 | 23 | 11 | 51.1841 | 152.694 | 364.0706
2029 | 2 | 23 | 12 | 52.2251 | 145.6635 | 331.0105
2029 | 2 | 23 | 13 | 52.1677 | 141.3057 | 322.7643
2029 | 2 | 23 | 14 | 52.0266 | 132.8664 | 318.0273
2029 | 2 | 23 | 15 | 52.829 | 132.6215 | 316.639
2029 | 2 | 23 | 16 | 54.22 | 130.0482 | 325.227
2029 | 2 | 23 | 17 | 55.6897 | 126.3096 | 359.855
2029 | 2 | 23 | 18 | 55.8339 | 123.3632 | 411.3428
2029 | 2 | 23 | 19 | 56.2862 | 129.1222 | 427.5128
2029 | 2 | 23 | 20 | 52.5589 | 123.9585 | 421.8232
2029 | 2 | 23 | 21 | 48.6754 | 126.1011 | 409.0906
2029 | 2 | 23 | 22 | 45.377 | 122.5234 | 392.9062
2029 | 2 | 23 | 23 | 43.3664 | 117.7882 | 371.5927
2029 | 2 | 24 | 0 | 41.9593 | 117.9267 | 352.142
2029 | 2 | 24 | 1 | 39.3123 | 115.2657 | 349.4033
2029 | 2 | 24 | 2 | 37.8933 | 112.2698 | 342.2567
2029 | 2 | 24 | 3 | 37.2794 | 111.9862 | 338.8697
2029 | 2 | 24 | 4 | 37.3125 | 113.1321 | 339.4293
2029 | 2 | 24 | 5 | 38.2887 | 113.3198 | 342.483
2029 | 2 | 24 | 6 | 39.0026 | 123.6014 | 344.0433
2029 | 2 | 24 | 7 | 40.6491 | 125.6144 | 361.3094
2029 | 2 | 24 | 8 | 43.5693 | 127.5236 | 383.6393
2029 | 2 | 24 | 9 | 47.0005 | 127.1818 | 391.241
2029 | 2 | 24 | 10 | 49.3583 | 129.3523 | 382.6001
2029 | 2 | 24 | 11 | 51.2486 | 132.9894 | 371.498
2029 | 2 | 24 | 12 | 51.033 | 128.5714 | 391.8749
2029 | 2 | 24 | 13 | 50.9154 | 124.8991 | 386.1449
2029 | 2 | 24 | 14 | 50.6896 | 124.8425 | 380.9046
2029 | 2 | 24 | 15 | 51.2287 | 117.7738 | 379.7031
2029 | 2 | 24 | 16 | 52.2589 | 114.5774 | 390.1364
2029 | 2 | 24 | 17 | 53.6205 | 111.429 | 421.6303
2029 | 2 | 24 | 18 | 53.6875 | 114.0311 | 445.6442
2029 | 2 | 24 | 19 | 53.2313 | 118.4521 | 462.0983
2029 | 2 | 24 | 20 | 48.7765 | 110.7051 | 451.0961
2029 | 2 | 24 | 21 | 44.5551 | 108.2535 | 436.1207
2029 | 2 | 24 | 22 | 41.7789 | 107.6043 | 423.3141
2029 | 2 | 24 | 23 | 40.385 | 104.9443 | 407.3257
2029 | 2 | 25 | 0 | 39.9385 | 112.0573 | 389.4699
2029 | 2 | 25 | 1 | 40.175 | 107.9575 | 379.6471
2029 | 2 | 25 | 2 | 39.1363 | 105.2392 | 371.3758
2029 | 2 | 25 | 3 | 38.8339 | 105.9613 | 367.4774
2029 | 2 | 25 | 4 | 38.9637 | 109.5647 | 367.093
2029 | 2 | 25 | 5 | 39.9699 | 109.8481 | 367.3386
2029 | 2 | 25 | 6 | 40.9104 | 121.523 | 371.8632
2029 | 2 | 25 | 7 | 42.4148 | 120.6467 | 383.7707
2029 | 2 | 25 | 8 | 44.9885 | 119.5296 | 406.0984
2029 | 2 | 25 | 9 | 48.0759 | 117.1075 | 419.6006
2029 | 2 | 25 | 10 | 50.1868 | 118.4673 | 417.0463
2029 | 2 | 25 | 11 | 52.0084 | 123.4414 | 404.9608
2029 | 2 | 25 | 12 | 53.4855 | 118.9318 | 384.9881
2029 | 2 | 25 | 13 | 53.5891 | 117.0705 | 375.8376
2029 | 2 | 25 | 14 | 53.8596 | 116.0157 | 370.0885
2029 | 2 | 25 | 15 | 54.8745 | 112.0716 | 371.5615
2029 | 2 | 25 | 16 | 56.434 | 110.3752 | 385.285
2029 | 2 | 25 | 17 | 58.7512 | 107.044 | 421.2958
2029 | 2 | 25 | 18 | 59.1483 | 119.9189 | 455.7184
2029 | 2 | 25 | 19 | 59.1689 | 124.9885 | 471.6184
2029 | 2 | 25 | 20 | 55.0562 | 119.91 | 460.7706
2029 | 2 | 25 | 21 | 50.5603 | 115.3778 | 442.1588
2029 | 2 | 25 | 22 | 47.0285 | 114.3405 | 421.9041
2029 | 2 | 25 | 23 | 45.1077 | 111.5531 | 398.9364
2029 | 2 | 26 | 0 | 44.7588 | 117.217 | 384.5251
2029 | 2 | 26 | 1 | 42.7607 | 118.6701 | 374.0986
2029 | 2 | 26 | 2 | 42.1669 | 116.9392 | 368.5479
2029 | 2 | 26 | 3 | 42.3342 | 115.6929 | 367.0445
2029 | 2 | 26 | 4 | 42.9517 | 116.6176 | 368.1169
2029 | 2 | 26 | 5 | 45.0581 | 118.0735 | 372.636
2029 | 2 | 26 | 6 | 47.8433 | 126.7003 | 384.5087
2029 | 2 | 26 | 7 | 50.71 | 137.891 | 413.7184
2029 | 2 | 26 | 8 | 53.0543 | 149.9062 | 438.7825
2029 | 2 | 26 | 9 | 53.6038 | 157.0182 | 430.5639
2029 | 2 | 26 | 10 | 52.8939 | 154.5662 | 406.0797
2029 | 2 | 26 | 11 | 52.9318 | 156.3959 | 385.9425
2029 | 2 | 26 | 12 | 52.2146 | 146.8351 | 351.7819
2029 | 2 | 26 | 13 | 52.0289 | 142.568 | 339.1536
2029 | 2 | 26 | 14 | 51.9775 | 134.5282 | 331.9802
2029 | 2 | 26 | 15 | 53.093 | 134.0068 | 330.2669
2029 | 2 | 26 | 16 | 55.2732 | 132.9778 | 344.9636
2029 | 2 | 26 | 17 | 57.7164 | 129.346 | 388.8518
2029 | 2 | 26 | 18 | 59.0894 | 122.8245 | 442.0881
2029 | 2 | 26 | 19 | 60.3624 | 127.3624 | 467.6021
2029 | 2 | 26 | 20 | 56.9937 | 120.6673 | 466.8979
2029 | 2 | 26 | 21 | 52.9991 | 120.5904 | 453.5311
2029 | 2 | 26 | 22 | 49.1779 | 115.1606 | 433.3293
2029 | 2 | 26 | 23 | 46.8701 | 115.2772 | 409.1258
2029 | 2 | 27 | 0 | 45.7276 | 117.1618 | 392.6718
2029 | 2 | 27 | 1 | 44.1219 | 114.0252 | 386.4268
2029 | 2 | 27 | 2 | 43.362 | 110.8218 | 380.6748
2029 | 2 | 27 | 3 | 43.3617 | 108.6115 | 378.945
2029 | 2 | 27 | 4 | 43.9247 | 108.5668 | 379.4564
2029 | 2 | 27 | 5 | 45.9937 | 108.9832 | 383.052
2029 | 2 | 27 | 6 | 48.5924 | 118.0978 | 391.1108
2029 | 2 | 27 | 7 | 51.2678 | 129.2301 | 419.6708
2029 | 2 | 27 | 8 | 53.4483 | 140.3177 | 444.3938
2029 | 2 | 27 | 9 | 53.7683 | 145.9661 | 434.6636
2029 | 2 | 27 | 10 | 52.9374 | 146.2053 | 410.8928
2029 | 2 | 27 | 11 | 52.9305 | 151.8133 | 391.1756
2029 | 2 | 27 | 12 | 52.5271 | 146.4839 | 359.4262
2029 | 2 | 27 | 13 | 52.3415 | 143.7574 | 347.2619
2029 | 2 | 27 | 14 | 52.3833 | 142.2735 | 340.0683
2029 | 2 | 27 | 15 | 53.2884 | 142.518 | 337.9383
2029 | 2 | 27 | 16 | 55.2682 | 137.7454 | 351.0579
2029 | 2 | 27 | 17 | 57.9109 | 132.8395 | 392.9166
2029 | 2 | 27 | 18 | 59.4089 | 124.9528 | 447.8707
2029 | 2 | 27 | 19 | 60.1686 | 127.6531 | 472.3862
2029 | 2 | 27 | 20 | 56.7205 | 120.286 | 472.8519
2029 | 2 | 27 | 21 | 52.5011 | 121.4284 | 460.9709
2029 | 2 | 27 | 22 | 48.5886 | 117.304 | 441.511
2029 | 2 | 27 | 23 | 46.1651 | 112.2549 | 416.9894
2029 | 2 | 28 | 0 | 45.6492 | 112.5933 | 396.5994
2029 | 2 | 28 | 1 | 43.3965 | 113.733 | 383.0463
2029 | 2 | 28 | 2 | 42.5164 | 110.4097 | 376.9825
2029 | 2 | 28 | 3 | 42.45 | 108.2308 | 374.4382
2029 | 2 | 28 | 4 | 42.9854 | 108.0859 | 374.6262
2029 | 2 | 28 | 5 | 45.1541 | 108.8584 | 377.8047
2029 | 2 | 28 | 6 | 47.8687 | 117.4639 | 387.5193
2029 | 2 | 28 | 7 | 50.4895 | 129.5769 | 413.7336
2029 | 2 | 28 | 8 | 52.816 | 140.1594 | 433.1706
2029 | 2 | 28 | 9 | 53.7809 | 148.4948 | 418.7656
2029 | 2 | 28 | 10 | 53.4519 | 148.925 | 394.2343
2029 | 2 | 28 | 11 | 53.8039 | 150.965 | 375.0376
2029 | 2 | 28 | 12 | 51.5354 | 143.0762 | 347.7998
2029 | 2 | 28 | 13 | 51.3934 | 139.8974 | 336.3026
2029 | 2 | 28 | 14 | 51.33 | 138.5521 | 329.4625
2029 | 2 | 28 | 15 | 52.3574 | 140.7018 | 325.9697
2029 | 2 | 28 | 16 | 54.3796 | 135.3008 | 337.5573
2029 | 2 | 28 | 17 | 56.7065 | 128.4992 | 379.8512
2029 | 2 | 28 | 18 | 57.8152 | 123.0049 | 433.7877
2029 | 2 | 28 | 19 | 58.9526 | 123.8709 | 458.8013
2029 | 2 | 28 | 20 | 55.6711 | 116.9378 | 460.5953
2029 | 2 | 28 | 21 | 51.6862 | 119.7323 | 449.1279
2029 | 2 | 28 | 22 | 47.7748 | 115.715 | 428.9048
2029 | 2 | 28 | 23 | 45.4766 | 111.9255 | 403.8613
2029 | 3 | 1 | 0 | 44.4208 | 114.7292 | 385.0516
2029 | 3 | 1 | 1 | 43.6593 | 110.5191 | 364.079
2029 | 3 | 1 | 2 | 42.7485 | 107.6764 | 356.5643
2029 | 3 | 1 | 3 | 42.6631 | 107.1579 | 353.8514
2029 | 3 | 1 | 4 | 42.9469 | 107.1755 | 354.02
2029 | 3 | 1 | 5 | 44.8251 | 108.2493 | 356.9684
2029 | 3 | 1 | 6 | 47.3916 | 116.2662 | 365.9519
2029 | 3 | 1 | 7 | 50.1605 | 127.1968 | 391.7444
2029 | 3 | 1 | 8 | 52.055 | 141.9747 | 407.4898
2029 | 3 | 1 | 9 | 52.1933 | 150.8924 | 387.362
2029 | 3 | 1 | 10 | 51.0277 | 156.5928 | 356.2536
2029 | 3 | 1 | 11 | 50.8585 | 151.245 | 333.4475
2029 | 3 | 1 | 12 | 49.9114 | 147.6773 | 315.4803
2029 | 3 | 1 | 13 | 49.8308 | 145.4164 | 308.7075
2029 | 3 | 1 | 14 | 49.7694 | 149.9983 | 304.138
2029 | 3 | 1 | 15 | 50.7065 | 144.0242 | 306.3379
2029 | 3 | 1 | 16 | 52.5576 | 138.5469 | 316.7811
2029 | 3 | 1 | 17 | 54.8935 | 130.8819 | 357.7425
2029 | 3 | 1 | 18 | 56.9429 | 122.5473 | 401.748
2029 | 3 | 1 | 19 | 58.63 | 128.9643 | 429.0309
2029 | 3 | 1 | 20 | 56.0618 | 118.3562 | 431.7823
2029 | 3 | 1 | 21 | 52.575 | 122.386 | 421.8648
2029 | 3 | 1 | 22 | 48.8735 | 119.1773 | 403.2707
2029 | 3 | 1 | 23 | 46.6342 | 111.7575 | 379.6724
2029 | 3 | 2 | 0 | 44.8129 | 111.1201 | 360.5898
2029 | 3 | 2 | 1 | 43.2732 | 113.3127 | 340.2483
2029 | 3 | 2 | 2 | 42.3083 | 109.0883 | 331.2079
2029 | 3 | 2 | 3 | 42.1685 | 108.7372 | 327.0063
2029 | 3 | 2 | 4 | 42.4016 | 109.8347 | 326.0688
2029 | 3 | 2 | 5 | 44.2281 | 110.1161 | 327.685
2029 | 3 | 2 | 6 | 46.6196 | 118.9109 | 335.4911
2029 | 3 | 2 | 7 | 49.2975 | 129.9722 | 363.2629
2029 | 3 | 2 | 8 | 51.1342 | 142.9936 | 391.4675
2029 | 3 | 2 | 9 | 51.172 | 151.4281 | 392.2505
2029 | 3 | 2 | 10 | 49.7735 | 155.5215 | 376.2663
2029 | 3 | 2 | 11 | 49.437 | 152.1919 | 359.3332
2029 | 3 | 2 | 12 | 48.2916 | 145.9025 | 362.4008
2029 | 3 | 2 | 13 | 48.0766 | 143.6249 | 360.7956
2029 | 3 | 2 | 14 | 47.7508 | 149.5668 | 357.8501
2029 | 3 | 2 | 15 | 48.3546 | 140.1228 | 360.4116
2029 | 3 | 2 | 16 | 49.9479 | 132.0683 | 364.2153
2029 | 3 | 2 | 17 | 52.0114 | 124.3746 | 387.2909
2029 | 3 | 2 | 18 | 53.4056 | 115.0177 | 403.6332
2029 | 3 | 2 | 19 | 55.1859 | 120.4024 | 415.1077
2029 | 3 | 2 | 20 | 52.9444 | 111.7863 | 409.3452
2029 | 3 | 2 | 21 | 49.8263 | 115.9409 | 395.472
2029 | 3 | 2 | 22 | 46.6832 | 112.7065 | 378.4962
2029 | 3 | 2 | 23 | 44.8037 | 103.684 | 357.5278
2029 | 3 | 3 | 0 | 43.0174 | 104.6366 | 344.379
2029 | 3 | 3 | 1 | 40.7553 | 101.2552 | 315.2975
2029 | 3 | 3 | 2 | 39.4539 | 98.2106 | 305.1808
2029 | 3 | 3 | 3 | 38.956 | 98.3207 | 299.5345
2029 | 3 | 3 | 4 | 38.9865 | 99.4031 | 297.7669
2029 | 3 | 3 | 5 | 40.0034 | 98.5828 | 297.1592
2029 | 3 | 3 | 6 | 41.4632 | 97.927 | 296.3011
2029 | 3 | 3 | 7 | 42.9794 | 99.5443 | 310.9736
2029 | 3 | 3 | 8 | 45.0133 | 108.7981 | 334.9081
2029 | 3 | 3 | 9 | 47.074 | 118.819 | 347.9318
2029 | 3 | 3 | 10 | 47.7909 | 124.4381 | 344.9043
2029 | 3 | 3 | 11 | 48.7195 | 119.0511 | 335.8779
2029 | 3 | 3 | 12 | 51.2614 | 119.5582 | 340.0228
2029 | 3 | 3 | 13 | 51.2695 | 117.0907 | 339.6517
2029 | 3 | 3 | 14 | 51.072 | 125.653 | 335.8147
2029 | 3 | 3 | 15 | 51.5449 | 118.0787 | 338.0102
2029 | 3 | 3 | 16 | 52.5305 | 108.2176 | 342.8438
2029 | 3 | 3 | 17 | 53.8094 | 104.3557 | 368.7415
2029 | 3 | 3 | 18 | 53.2682 | 96.7149 | 381.7919
2029 | 3 | 3 | 19 | 53.0533 | 103.3715 | 389.3502
2029 | 3 | 3 | 20 | 49.248 | 94.2285 | 376.9458
2029 | 3 | 3 | 21 | 45.076 | 102.3753 | 359.9884
2029 | 3 | 3 | 22 | 42.181 | 100.0727 | 345.5781
2029 | 3 | 3 | 23 | 40.7419 | 95.5713 | 329.0785
2029 | 3 | 4 | 0 | 40.1365 | 99.6127 | 320.1274
2029 | 3 | 4 | 1 | 38.2801 | 97.2694 | 301.1826
2029 | 3 | 4 | 2 | 37.1188 | 95.1353 | 291.4657
2029 | 3 | 4 | 3 | 36.6273 | 96.0134 | 285.8072
2029 | 3 | 4 | 4 | 36.6146 | 96.1678 | 283.8849
2029 | 3 | 4 | 5 | 37.4072 | 95.6748 | 282.1253
2029 | 3 | 4 | 6 | 38.7768 | 96.9975 | 279.5916
2029 | 3 | 4 | 7 | 40.2344 | 96.2901 | 291.9777
2029 | 3 | 4 | 8 | 42.8643 | 100.0643 | 317.2846
2029 | 3 | 4 | 9 | 45.9243 | 105.9211 | 332.0668
2029 | 3 | 4 | 10 | 47.8617 | 109.7812 | 329.6536
2029 | 3 | 4 | 11 | 49.5566 | 106.4106 | 320.3047
2029 | 3 | 4 | 12 | 50.0495 | 103.8944 | 314.0887
2029 | 3 | 4 | 13 | 50.4029 | 102.6897 | 315.5396
2029 | 3 | 4 | 14 | 50.5834 | 109.8665 | 313.0381
2029 | 3 | 4 | 15 | 51.5628 | 104.8386 | 317.3666
2029 | 3 | 4 | 16 | 53.1421 | 98.7529 | 326.048
2029 | 3 | 4 | 17 | 54.9952 | 97.1012 | 358.2534
2029 | 3 | 4 | 18 | 55.5241 | 103.2318 | 387.9047
2029 | 3 | 4 | 19 | 55.4093 | 110.0615 | 395.1427
2029 | 3 | 4 | 20 | 51.6927 | 102.6114 | 384.2552
2029 | 3 | 4 | 21 | 47.2486 | 109.8458 | 366.2901
2029 | 3 | 4 | 22 | 43.7329 | 108.017 | 347.2316
2029 | 3 | 4 | 23 | 41.8995 | 101.0797 | 325.3863
2029 | 3 | 5 | 0 | 40.5093 | 100.0198 | 310.5753
2029 | 3 | 5 | 1 | 41.3193 | 106.031 | 293.184
2029 | 3 | 5 | 2 | 40.7546 | 104.3983 | 286.0239
2029 | 3 | 5 | 3 | 40.9431 | 105.9334 | 282.6519
2029 | 3 | 5 | 4 | 41.5677 | 106.7729 | 282.9522
2029 | 3 | 5 | 5 | 43.7026 | 108.4598 | 286.4009
2029 | 3 | 5 | 6 | 46.3578 | 117.455 | 292.1981
2029 | 3 | 5 | 7 | 49.5416 | 128.3183 | 322.9933
2029 | 3 | 5 | 8 | 52.1901 | 144.6302 | 356.3357
2029 | 3 | 5 | 9 | 53.0909 | 151.2356 | 364.9336
2029 | 3 | 5 | 10 | 52.8525 | 154.6272 | 352.6383
2029 | 3 | 5 | 11 | 53.2672 | 149.4472 | 339.4991
2029 | 3 | 5 | 12 | 52.2133 | 140.5062 | 331.2191
2029 | 3 | 5 | 13 | 52.2423 | 137.0018 | 330.3862
2029 | 3 | 5 | 14 | 52.5219 | 138.0287 | 327.8805
2029 | 3 | 5 | 15 | 53.6325 | 133.6674 | 332.2393
2029 | 3 | 5 | 16 | 55.9367 | 129.6762 | 341.1298
2029 | 3 | 5 | 17 | 58.6865 | 123.9453 | 369.8442
2029 | 3 | 5 | 18 | 60.5343 | 121.188 | 380.6341
2029 | 3 | 5 | 19 | 61.6862 | 128.219 | 393.1548
2029 | 3 | 5 | 20 | 58.7115 | 120.0235 | 388.5315
2029 | 3 | 5 | 21 | 54.8083 | 125.4107 | 371.9967
2029 | 3 | 5 | 22 | 50.9529 | 122.4442 | 351.1243
2029 | 3 | 5 | 23 | 48.5 | 113.1984 | 327.831
2029 | 3 | 6 | 0 | 47.1349 | 112.7568 | 315.6886
2029 | 3 | 6 | 1 | 45.755 | 113.6618 | 282.808
2029 | 3 | 6 | 2 | 45.101 | 110.8035 | 273.7196
2029 | 3 | 6 | 3 | 45.1653 | 110.9457 | 268.2515
2029 | 3 | 6 | 4 | 45.7146 | 111.0649 | 266.9774
2029 | 3 | 6 | 5 | 47.7115 | 112.3601 | 268.4332
2029 | 3 | 6 | 6 | 50.3361 | 119.8132 | 275.1353
2029 | 3 | 6 | 7 | 52.9892 | 131.3626 | 300.7679
2029 | 3 | 6 | 8 | 54.7755 | 145.0271 | 320.3116
2029 | 3 | 6 | 9 | 54.5896 | 152.8738 | 310.3525
2029 | 3 | 6 | 10 | 52.9924 | 157.6894 | 290.7321
2029 | 3 | 6 | 11 | 52.5602 | 155.8103 | 277.0432
2029 | 3 | 6 | 12 | 50.257 | 152.0079 | 278.6209
2029 | 3 | 6 | 13 | 49.9667 | 149.402 | 278.4348
2029 | 3 | 6 | 14 | 49.8161 | 154.5287 | 277.177
2029 | 3 | 6 | 15 | 50.7757 | 149.9271 | 281.7777
2029 | 3 | 6 | 16 | 53.1064 | 143.2359 | 290.6321
2029 | 3 | 6 | 17 | 55.9458 | 138.2143 | 320.7361
2029 | 3 | 6 | 18 | 58.3943 | 127.5113 | 339.5492
2029 | 3 | 6 | 19 | 60.2889 | 132.0452 | 355.5697
2029 | 3 | 6 | 20 | 57.9358 | 123.8445 | 352.4987
2029 | 3 | 6 | 21 | 54.3222 | 126.7252 | 336.9601
2029 | 3 | 6 | 22 | 50.5364 | 123.0575 | 316.7819
2029 | 3 | 6 | 23 | 48.3078 | 115.6676 | 293.8259
2029 | 3 | 7 | 0 | 47.1169 | 115.2849 | 276.477
2029 | 3 | 7 | 1 | 44.9445 | 118.1942 | 250.74
2029 | 3 | 7 | 2 | 44.0655 | 114.239 | 242.8188
2029 | 3 | 7 | 3 | 43.9373 | 113.5875 | 237.7808
2029 | 3 | 7 | 4 | 44.3644 | 114.7034 | 237.1962
2029 | 3 | 7 | 5 | 46.3556 | 115.6347 | 240.3149
2029 | 3 | 7 | 6 | 48.7574 | 122.984 | 250.0986
2029 | 3 | 7 | 7 | 51.3449 | 134.5067 | 280.6867
2029 | 3 | 7 | 8 | 53.159 | 147.4575 | 313.5762
2029 | 3 | 7 | 9 | 53.4585 | 155.7264 | 320.1759
2029 | 3 | 7 | 10 | 52.8393 | 159.23 | 306.515
2029 | 3 | 7 | 11 | 53.0653 | 157.542 | 288.5577
2029 | 3 | 7 | 12 | 53.467 | 150.7804 | 266.8631
2029 | 3 | 7 | 13 | 53.6161 | 148.6317 | 265.4148
2029 | 3 | 7 | 14 | 53.7591 | 152.9921 | 264.7628
2029 | 3 | 7 | 15 | 54.6524 | 148.8186 | 270.519
2029 | 3 | 7 | 16 | 56.3886 | 141.4155 | 282.3689
2029 | 3 | 7 | 17 | 58.3673 | 134.8833 | 315.9159
2029 | 3 | 7 | 18 | 58.5864 | 126.9575 | 337.5212
2029 | 3 | 7 | 19 | 59.2864 | 130.7479 | 353.8952
2029 | 3 | 7 | 20 | 56.2156 | 123.7348 | 352.1473
2029 | 3 | 7 | 21 | 52.1005 | 127.1546 | 338.1688
2029 | 3 | 7 | 22 | 48.0787 | 123.325 | 317.6068
2029 | 3 | 7 | 23 | 45.6298 | 116.9367 | 294.5402
2029 | 3 | 8 | 0 | 44.0884 | 119.5838 | 274.8968
2029 | 3 | 8 | 1 | 42.8492 | 118.2906 | 258.0352
2029 | 3 | 8 | 2 | 41.7942 | 115.8248 | 249.8703
2029 | 3 | 8 | 3 | 41.627 | 116.106 | 245.4227
2029 | 3 | 8 | 4 | 41.9623 | 116.3665 | 245.5567
2029 | 3 | 8 | 5 | 43.9036 | 118.1827 | 248.7606
2029 | 3 | 8 | 6 | 45.9354 | 129.3389 | 255.6811
2029 | 3 | 8 | 7 | 48.5982 | 138.5017 | 284.1733
2029 | 3 | 8 | 8 | 50.8781 | 150.638 | 308.9198
2029 | 3 | 8 | 9 | 51.8051 | 157.0466 | 305.4638
2029 | 3 | 8 | 10 | 51.8717 | 162.215 | 288.6095
2029 | 3 | 8 | 11 | 52.5705 | 159.7106 | 273.2628
2029 | 3 | 8 | 12 | 50.9911 | 154.6738 | 265.1217
2029 | 3 | 8 | 13 | 51.1046 | 152.2069 | 265.5603
2029 | 3 | 8 | 14 | 51.2605 | 153.5725 | 265.044
2029 | 3 | 8 | 15 | 52.2149 | 149.5001 | 268.9202
2029 | 3 | 8 | 16 | 53.836 | 145.6764 | 278.4621
2029 | 3 | 8 | 17 | 56.0834 | 140.8618 | 309.901
2029 | 3 | 8 | 18 | 56.4595 | 136.494 | 334.4867
2029 | 3 | 8 | 19 | 57.9729 | 141.2011 | 351.4494
2029 | 3 | 8 | 20 | 55.4671 | 134.4322 | 351.8902
2029 | 3 | 8 | 21 | 52.0446 | 135.3051 | 338.4264
2029 | 3 | 8 | 22 | 48.3577 | 131.6895 | 318.6015
2029 | 3 | 8 | 23 | 46.1154 | 126.4594 | 296.1107
2029 | 3 | 9 | 0 | 44.0717 | 124.2051 | 276.7218
2029 | 3 | 9 | 1 | 41.6151 | 123.0046 | 254.5716
2029 | 3 | 9 | 2 | 40.5678 | 119.6291 | 246.0963
2029 | 3 | 9 | 3 | 40.4008 | 119.0617 | 241.1661
2029 | 3 | 9 | 4 | 40.7562 | 119.2096 | 240.2206
2029 | 3 | 9 | 5 | 42.7137 | 120.3346 | 242.6623
2029 | 3 | 9 | 6 | 45.889 | 126.0555 | 245.9995
2029 | 3 | 9 | 7 | 48.4723 | 134.5621 | 275.228
2029 | 3 | 9 | 8 | 50.519 | 144.2555 | 307.0408
2029 | 3 | 9 | 9 | 50.9446 | 151.7853 | 317.5125
2029 | 3 | 9 | 10 | 49.7437 | 151.4663 | 308.7823
2029 | 3 | 9 | 11 | 49.5876 | 151.3118 | 295.7988
2029 | 3 | 9 | 12 | 49.6965 | 147.5654 | 295.1625
2029 | 3 | 9 | 13 | 49.6742 | 144.5825 | 297.8824
2029 | 3 | 9 | 14 | 49.462 | 141.2498 | 296.609
2029 | 3 | 9 | 15 | 50.2274 | 133.7661 | 301.0022
2029 | 3 | 9 | 16 | 51.7012 | 132.0544 | 307.2187
2029 | 3 | 9 | 17 | 53.3793 | 126.3958 | 331.7869
2029 | 3 | 9 | 18 | 54.926 | 120.0668 | 349.1261
2029 | 3 | 9 | 19 | 55.6 | 125.878 | 356.0379
2029 | 3 | 9 | 20 | 52.4704 | 122.3134 | 348.9564
2029 | 3 | 9 | 21 | 48.9001 | 125.4114 | 333.0644
2029 | 3 | 9 | 22 | 45.6536 | 121.3016 | 316.2814
2029 | 3 | 9 | 23 | 43.8006 | 114.6787 | 296.1892
2029 | 3 | 10 | 0 | 42.1535 | 113.0116 | 280.0633
2029 | 3 | 10 | 1 | 38.5898 | 109.798 | 261.6149
2029 | 3 | 10 | 2 | 37.0531 | 106.5942 | 252.3739
2029 | 3 | 10 | 3 | 36.3417 | 106.5906 | 246.6441
2029 | 3 | 10 | 4 | 36.1322 | 107.488 | 244.8075
2029 | 3 | 10 | 5 | 36.8489 | 106.91 | 242.7059
2029 | 3 | 10 | 6 | 38.1385 | 112.6428 | 235.6196
2029 | 3 | 10 | 7 | 39.6458 | 113.8526 | 255.3952
2029 | 3 | 10 | 8 | 42.2156 | 119.4765 | 294.2474
2029 | 3 | 10 | 9 | 44.7559 | 125.0542 | 313.9876
2029 | 3 | 10 | 10 | 45.9135 | 128.6367 | 309.4494
2029 | 3 | 10 | 11 | 47.1868 | 129.9214 | 300.6834
2029 | 3 | 10 | 12 | 47.6204 | 124.5795 | 290.9676
2029 | 3 | 10 | 13 | 47.6317 | 121.0862 | 290.7344
2029 | 3 | 10 | 14 | 47.2944 | 121.5157 | 286.0204
2029 | 3 | 10 | 15 | 47.6311 | 114.4825 | 293.3922
2029 | 3 | 10 | 16 | 48.4872 | 111.4962 | 303.1649
2029 | 3 | 10 | 17 | 49.6698 | 108.2895 | 332.9326
2029 | 3 | 10 | 18 | 50.2449 | 107.7804 | 352.3983
2029 | 3 | 10 | 19 | 49.6825 | 112.2499 | 357.8916
2029 | 3 | 10 | 20 | 45.9299 | 106.4729 | 350.2135
2029 | 3 | 10 | 21 | 41.8801 | 108.4025 | 335.2024
2029 | 3 | 10 | 22 | 39.0703 | 105.8359 | 321.7107
2029 | 3 | 10 | 23 | 37.7301 | 102.9276 | 304.5046
2029 | 3 | 11 | 0 | 36.5273 | 107.4081 | 288.3639
2029 | 3 | 11 | 1 | 35.7172 | 99.9641 | 283.0785
2029 | 3 | 11 | 2 | 35.1853 | 98.657 | 278.8911
2029 | 3 | 11 | 3 | 34.9917 | 100.6791 | 277.1457
2029 | 3 | 11 | 4 | 35.9613 | 105.065 | 279.13
2029 | 3 | 11 | 5 | 37.8223 | 108.7315 | 284.2716
2029 | 3 | 11 | 6 | 40.1522 | 120.2803 | 285.2334
2029 | 3 | 11 | 7 | 41.3227 | 123.5231 | 303.5522
2029 | 3 | 11 | 8 | 42.6382 | 121.7766 | 326.4517
2029 | 3 | 11 | 9 | 45.334 | 118.6962 | 341.2986
2029 | 3 | 11 | 10 | 47.7174 | 122.0569 | 333.0237
2029 | 3 | 11 | 11 | 49.1952 | 120.2414 | 324.6961
2029 | 3 | 11 | 12 | 49.3042 | 115.0593 | 321.5677
2029 | 3 | 11 | 13 | 49.1666 | 115.8354 | 318.3124
2029 | 3 | 11 | 14 | 49.3671 | 116.681 | 316.3383
2029 | 3 | 11 | 15 | 50.7 | 107.3002 | 325.7501
2029 | 3 | 11 | 16 | 53.096 | 103.8626 | 343.8614
2029 | 3 | 11 | 17 | 54.7519 | 97.4365 | 374.0796
2029 | 3 | 11 | 18 | 55.5163 | 104.9035 | 364.6971
2029 | 3 | 11 | 19 | 54.9502 | 114.5385 | 384.6338
2029 | 3 | 11 | 20 | 51.085 | 111.4959 | 379.5043
2029 | 3 | 11 | 21 | 45.3945 | 109.3818 | 358.53
2029 | 3 | 11 | 22 | 41.5042 | 105.76 | 336.8718
2029 | 3 | 11 | 23 | 39.7217 | 101.8488 | 315.6778
2029 | 3 | 12 | 0 | 40.3354 | 110.1109 | 307.7581
2029 | 3 | 12 | 1 | 39.2967 | 111.2719 | 302.2209
2029 | 3 | 12 | 2 | 39.1139 | 111.4825 | 300.1371
2029 | 3 | 12 | 3 | 39.3438 | 113.2124 | 300.502
2029 | 3 | 12 | 4 | 40.7534 | 114.8517 | 304.8279
2029 | 3 | 12 | 5 | 43.7138 | 120.3116 | 315.9138
2029 | 3 | 12 | 6 | 47.2753 | 133.1183 | 338.2333
2029 | 3 | 12 | 7 | 49.6017 | 146.2984 | 367.681
2029 | 3 | 12 | 8 | 50.4821 | 157.1456 | 377.4032
2029 | 3 | 12 | 9 | 50.9903 | 158.4752 | 370.0116
2029 | 3 | 12 | 10 | 51.1486 | 157.7661 | 349.3694
2029 | 3 | 12 | 11 | 51.3732 | 151.7935 | 335.702
2029 | 3 | 12 | 12 | 49.7289 | 146.251 | 343.2455
2029 | 3 | 12 | 13 | 49.5986 | 143.3131 | 338.5
2029 | 3 | 12 | 14 | 49.77 | 134.4847 | 336.2787
2029 | 3 | 12 | 15 | 51.5472 | 129.8607 | 342.8651
2029 | 3 | 12 | 16 | 54.5135 | 128.5848 | 356.4251
2029 | 3 | 12 | 17 | 56.0589 | 122.7362 | 382.774
2029 | 3 | 12 | 18 | 54.0092 | 118.0919 | 400.5336
2029 | 3 | 12 | 19 | 54.9995 | 127.0085 | 412.6298
2029 | 3 | 12 | 20 | 52.2135 | 122.5666 | 406.0995
2029 | 3 | 12 | 21 | 47.1693 | 122.0216 | 382.087
2029 | 3 | 12 | 22 | 42.9951 | 114.9796 | 356.8605
2029 | 3 | 12 | 23 | 40.8337 | 112.3332 | 332.8955
2029 | 3 | 13 | 0 | 40.7545 | 114.5203 | 317.7101
2029 | 3 | 13 | 1 | 39.4224 | 115.5691 | 314.6361
2029 | 3 | 13 | 2 | 39.0377 | 113.5635 | 311.1545
2029 | 3 | 13 | 3 | 39.0297 | 113.5514 | 310.0374
2029 | 3 | 13 | 4 | 40.3543 | 115.5002 | 312.5134
2029 | 3 | 13 | 5 | 43.2233 | 119.5788 | 321.9085
2029 | 3 | 13 | 6 | 46.9475 | 135.8095 | 339.2918
2029 | 3 | 13 | 7 | 49.182 | 150.3474 | 369.1234
2029 | 3 | 13 | 8 | 49.7832 | 159.3642 | 382.7356
2029 | 3 | 13 | 9 | 49.7548 | 159.8558 | 380.1167
2029 | 3 | 13 | 10 | 49.7456 | 162.559 | 363.1874
2029 | 3 | 13 | 11 | 49.8934 | 163.222 | 350.9767
2029 | 3 | 13 | 12 | 49.6621 | 152.0539 | 309.9705
2029 | 3 | 13 | 13 | 49.5861 | 150.142 | 303.4256
2029 | 3 | 13 | 14 | 49.8902 | 148.2367 | 300.5854
2029 | 3 | 13 | 15 | 51.3116 | 142.9413 | 306.1546
2029 | 3 | 13 | 16 | 53.8921 | 138.4069 | 321.8556
2029 | 3 | 13 | 17 | 55.5881 | 133.1713 | 354.2167
2029 | 3 | 13 | 18 | 54.4658 | 121.7419 | 360.6797
2029 | 3 | 13 | 19 | 54.5868 | 128.8797 | 389.9593
2029 | 3 | 13 | 20 | 51.4843 | 124.3624 | 393.0235
2029 | 3 | 13 | 21 | 45.9434 | 123.5626 | 374.5845
2029 | 3 | 13 | 22 | 41.6207 | 117.3037 | 351.7352
2029 | 3 | 13 | 23 | 39.2926 | 111.7431 | 329.3022
2029 | 3 | 14 | 0 | 39.4225 | 116.7537 | 320.7224
2029 | 3 | 14 | 1 | 38.8613 | 114.9876 | 310.1541
2029 | 3 | 14 | 2 | 38.5269 | 113.5813 | 306.874
2029 | 3 | 14 | 3 | 38.6171 | 113.8626 | 305.5372
2029 | 3 | 14 | 4 | 40.0352 | 114.9993 | 308.2912
2029 | 3 | 14 | 5 | 43.1433 | 119.6757 | 317.7863
2029 | 3 | 14 | 6 | 47.1531 | 134.0921 | 338.5592
2029 | 3 | 14 | 7 | 49.3873 | 148.4529 | 364.8346
2029 | 3 | 14 | 8 | 50.109 | 157.5588 | 364.7116
2029 | 3 | 14 | 9 | 50.4594 | 160.1005 | 342.0673
2029 | 3 | 14 | 10 | 50.4784 | 162.178 | 311.7973
2029 | 3 | 14 | 11 | 50.6709 | 159.58 | 294.0272
2029 | 3 | 14 | 12 | 51.0721 | 150.3213 | 269.9468
2029 | 3 | 14 | 13 | 51.0511 | 147.9135 | 261.6684
2029 | 3 | 14 | 14 | 51.4477 | 144.5964 | 258.0891
2029 | 3 | 14 | 15 | 53.1083 | 141.8192 | 261.0262
2029 | 3 | 14 | 16 | 55.893 | 137.4759 | 276.8513
2029 | 3 | 14 | 17 | 57.3831 | 131.2604 | 315.8865
2029 | 3 | 14 | 18 | 56.4502 | 126.063 | 355.2902
2029 | 3 | 14 | 19 | 56.5395 | 131.3822 | 379.6831
2029 | 3 | 14 | 20 | 53.1754 | 127.8059 | 381.9307
2029 | 3 | 14 | 21 | 47.6522 | 126.3358 | 362.8168
2029 | 3 | 14 | 22 | 43.2665 | 119.6592 | 338.6344
2029 | 3 | 14 | 23 | 40.8937 | 117.2479 | 314.947
2029 | 3 | 15 | 0 | 40.7063 | 120.438 | 302.7187
2029 | 3 | 15 | 1 | 40.7368 | 121.0519 | 289.387
2029 | 3 | 15 | 2 | 40.343 | 119.8157 | 284.312
2029 | 3 | 15 | 3 | 40.4098 | 120.2612 | 281.7382
2029 | 3 | 15 | 4 | 41.7408 | 122.158 | 283.3237
2029 | 3 | 15 | 5 | 44.6342 | 127.2373 | 291.5769
2029 | 3 | 15 | 6 | 48.0779 | 139.9003 | 309.4452
2029 | 3 | 15 | 7 | 50.2399 | 152.3935 | 338.1699
2029 | 3 | 15 | 8 | 51.1367 | 160.8877 | 350.8819
2029 | 3 | 15 | 9 | 51.8042 | 162.376 | 349.1054
2029 | 3 | 15 | 10 | 52.1414 | 165.201 | 334.6312
2029 | 3 | 15 | 11 | 52.4866 | 160.8865 | 326.7761
2029 | 3 | 15 | 12 | 52.7838 | 152.3805 | 328.7417
2029 | 3 | 15 | 13 | 52.8153 | 150.0529 | 328.0081
2029 | 3 | 15 | 14 | 53.3352 | 140.0168 | 327.9113
2029 | 3 | 15 | 15 | 55.27 | 137.571 | 333.657
2029 | 3 | 15 | 16 | 57.9579 | 137.4248 | 341.905
2029 | 3 | 15 | 17 | 59.1787 | 132.007 | 361.397
2029 | 3 | 15 | 18 | 58.4271 | 126.7803 | 374.42
2029 | 3 | 15 | 19 | 58.6051 | 134.4151 | 381.7543
2029 | 3 | 15 | 20 | 54.964 | 132.0429 | 376.1469
2029 | 3 | 15 | 21 | 49.6051 | 130.6588 | 352.7697
2029 | 3 | 15 | 22 | 45.4174 | 124.3612 | 327.5869
2029 | 3 | 15 | 23 | 43.175 | 122.2563 | 302.9731
2029 | 3 | 16 | 0 | 42.2012 | 126.4353 | 290.4662
2029 | 3 | 16 | 1 | 42.0387 | 123.8524 | 290.6931
2029 | 3 | 16 | 2 | 41.6423 | 121.9969 | 287.4966
2029 | 3 | 16 | 3 | 41.6959 | 122.5469 | 287.1292
2029 | 3 | 16 | 4 | 43.0051 | 124.3907 | 290.6684
2029 | 3 | 16 | 5 | 45.8611 | 128.9647 | 300.8657
2029 | 3 | 16 | 6 | 50.0993 | 143.0139 | 319.5175
2029 | 3 | 16 | 7 | 52.083 | 156.0112 | 351.4444
2029 | 3 | 16 | 8 | 52.4847 | 163.5467 | 367.9759
2029 | 3 | 16 | 9 | 52.0275 | 166.7529 | 368.6351
2029 | 3 | 16 | 10 | 50.9101 | 168.3889 | 353.5023
2029 | 3 | 16 | 11 | 50.2148 | 165.9588 | 341.2335
2029 | 3 | 16 | 12 | 51.3963 | 155.6945 | 320.5601
2029 | 3 | 16 | 13 | 50.977 | 153.0481 | 315.9931
2029 | 3 | 16 | 14 | 51.0186 | 143.4997 | 314.6052
2029 | 3 | 16 | 15 | 52.1712 | 138.4035 | 320.1582
2029 | 3 | 16 | 16 | 54.3721 | 135.7396 | 333.0216
2029 | 3 | 16 | 17 | 55.6509 | 131.2687 | 361.0512
2029 | 3 | 16 | 18 | 53.9801 | 122.486 | 365.3027
2029 | 3 | 16 | 19 | 55.0206 | 129.6573 | 395.062
2029 | 3 | 16 | 20 | 52.6157 | 129.4439 | 400.2698
2029 | 3 | 16 | 21 | 48.0045 | 127.3374 | 384.9635
2029 | 3 | 16 | 22 | 44.4261 | 120.7154 | 366.3554
2029 | 3 | 16 | 23 | 42.4541 | 117.1421 | 347.119
2029 | 3 | 17 | 0 | 42.0236 | 119.1461 | 335.1979
2029 | 3 | 17 | 1 | 41.1113 | 114.7403 | 334.1433
2029 | 3 | 17 | 2 | 40.4074 | 112.9332 | 330.2614
2029 | 3 | 17 | 3 | 40.2303 | 114.3004 | 329.2104
2029 | 3 | 17 | 4 | 41.4094 | 117.2962 | 332.4316
2029 | 3 | 17 | 5 | 43.6667 | 120.9931 | 339.6759
2029 | 3 | 17 | 6 | 46.8525 | 136.509 | 353.296
2029 | 3 | 17 | 7 | 47.3636 | 140.0804 | 369.7148
2029 | 3 | 17 | 8 | 47.5329 | 138.9113 | 374.3423
2029 | 3 | 17 | 9 | 48.7549 | 132.4203 | 369.357
2029 | 3 | 17 | 10 | 49.238 | 132.8611 | 351.8956
2029 | 3 | 17 | 11 | 49.4789 | 135.2606 | 337.3752
2029 | 3 | 17 | 12 | 49.314 | 131.0248 | 351.0533
2029 | 3 | 17 | 13 | 48.692 | 128.3378 | 342.8701
2029 | 3 | 17 | 14 | 48.3425 | 120.9473 | 337.5246
2029 | 3 | 17 | 15 | 49.2873 | 110.6429 | 344.0334
2029 | 3 | 17 | 16 | 51.2174 | 111.9223 | 358.6599
2029 | 3 | 17 | 17 | 52.2576 | 106.1324 | 386.1382
2029 | 3 | 17 | 18 | 51.5801 | 107.3171 | 388.7147
2029 | 3 | 17 | 19 | 51.7506 | 114.8608 | 406.4153
2029 | 3 | 17 | 20 | 48.6162 | 113.6465 | 401.0255
2029 | 3 | 17 | 21 | 43.4793 | 108.4464 | 378.9183
2029 | 3 | 17 | 22 | 40.2536 | 105.6258 | 360.1485
2029 | 3 | 17 | 23 | 38.8097 | 102.706 | 342.8374
2029 | 3 | 18 | 0 | 39.1776 | 113.5985 | 336.3201
2029 | 3 | 18 | 1 | 39.0166 | 112.2623 | 326.4896
2029 | 3 | 18 | 2 | 38.4626 | 110.6748 | 322.0635
2029 | 3 | 18 | 3 | 38.315 | 111.8546 | 319.8543
2029 | 3 | 18 | 4 | 39.3977 | 113.8682 | 321.4049
2029 | 3 | 18 | 5 | 41.4151 | 117.4056 | 326.485
2029 | 3 | 18 | 6 | 44.0695 | 130.6777 | 336.4845
2029 | 3 | 18 | 7 | 44.1792 | 134.16 | 346.5734
2029 | 3 | 18 | 8 | 44.2951 | 127.5602 | 342.2408
2029 | 3 | 18 | 9 | 45.8074 | 118.9242 | 333.3811
2029 | 3 | 18 | 10 | 46.9227 | 119.2337 | 315.4002
2029 | 3 | 18 | 11 | 47.6284 | 123.8749 | 303.9302
2029 | 3 | 18 | 12 | 49.6324 | 118.0339 | 289.7185
2029 | 3 | 18 | 13 | 49.5093 | 117.4249 | 279.8854
2029 | 3 | 18 | 14 | 49.6574 | 108.3462 | 274.2036
2029 | 3 | 18 | 15 | 51.1066 | 102.3743 | 280.4395
2029 | 3 | 18 | 16 | 53.4 | 105.0959 | 298.8178
2029 | 3 | 18 | 17 | 54.7532 | 101.8441 | 339.36
2029 | 3 | 18 | 18 | 55.3004 | 108.5773 | 368.839
2029 | 3 | 18 | 19 | 54.5158 | 114.8776 | 391.521
2029 | 3 | 18 | 20 | 50.4545 | 114.8505 | 389.5699
2029 | 3 | 18 | 21 | 44.4003 | 109.31 | 367.0871
2029 | 3 | 18 | 22 | 40.394 | 106.7927 | 344.1468
2029 | 3 | 18 | 23 | 38.5593 | 103.1225 | 322.6065
2029 | 3 | 19 | 0 | 38.9291 | 113.9918 | 309.2054
2029 | 3 | 19 | 1 | 39.0178 | 111.9316 | 316.0344
2029 | 3 | 19 | 2 | 38.8139 | 112.1453 | 314.6091
2029 | 3 | 19 | 3 | 39.1206 | 112.8598 | 315.4221
2029 | 3 | 19 | 4 | 40.6426 | 114.0526 | 319.9158
2029 | 3 | 19 | 5 | 43.8226 | 119.1483 | 331.4118
2029 | 3 | 19 | 6 | 47.5269 | 133.4377 | 353.0055
2029 | 3 | 19 | 7 | 49.6226 | 146.7767 | 382.1025
2029 | 3 | 19 | 8 | 50.475 | 155.9869 | 385.5148
2029 | 3 | 19 | 9 | 50.9431 | 156.679 | 368.1094
2029 | 3 | 19 | 10 | 51.147 | 154.1662 | 342.8267
2029 | 3 | 19 | 11 | 51.4522 | 155.2809 | 327.85
2029 | 3 | 19 | 12 | 47.5383 | 142.2531 | 320.3161
2029 | 3 | 19 | 13 | 47.1486 | 139.0217 | 313.6735
2029 | 3 | 19 | 14 | 47.1626 | 124.6582 | 310.3581
2029 | 3 | 19 | 15 | 48.682 | 124.5649 | 314.0139
2029 | 3 | 19 | 16 | 51.6345 | 126.1644 | 328.459
2029 | 3 | 19 | 17 | 53.6313 | 120.2306 | 362.8558
2029 | 3 | 19 | 18 | 54.5611 | 114.7262 | 380.2943
2029 | 3 | 19 | 19 | 55.1635 | 122.078 | 409.2315
2029 | 3 | 19 | 20 | 52.2685 | 121.2042 | 414.9923
2029 | 3 | 19 | 21 | 47.1281 | 121.3903 | 395.982
2029 | 3 | 19 | 22 | 42.8775 | 114.7551 | 372.0679
2029 | 3 | 19 | 23 | 40.6462 | 111.7845 | 348.8597
2029 | 3 | 20 | 0 | 40.4546 | 116.2803 | 337.1974
2029 | 3 | 20 | 1 | 39.1962 | 113.7134 | 332.0847
2029 | 3 | 20 | 2 | 38.8287 | 112.9469 | 329.9669
2029 | 3 | 20 | 3 | 38.9488 | 113.0079 | 329.8926
2029 | 3 | 20 | 4 | 40.3869 | 113.0826 | 333.415
2029 | 3 | 20 | 5 | 43.4665 | 118.0394 | 343.2089
2029 | 3 | 20 | 6 | 47.0587 | 131.5617 | 366.2523
2029 | 3 | 20 | 7 | 49.04 | 144.7999 | 393.5504
2029 | 3 | 20 | 8 | 49.7546 | 150.9987 | 395.9754
2029 | 3 | 20 | 9 | 50.1229 | 151.2609 | 377.8345
2029 | 3 | 20 | 10 | 50.1635 | 149.9452 | 353.0165
2029 | 3 | 20 | 11 | 50.4379 | 153.0837 | 337.9522
2029 | 3 | 20 | 12 | 50.7505 | 143.8178 | 333.723
2029 | 3 | 20 | 13 | 50.7907 | 141.3043 | 327.0012
2029 | 3 | 20 | 14 | 51.1619 | 132.6571 | 322.9877
2029 | 3 | 20 | 15 | 52.8972 | 130.4241 | 326.2085
2029 | 3 | 20 | 16 | 55.6182 | 131.2362 | 337.7114
2029 | 3 | 20 | 17 | 57.0413 | 125.0206 | 366.9259
2029 | 3 | 20 | 18 | 54.4228 | 117.7113 | 371.4804
2029 | 3 | 20 | 19 | 54.357 | 123.0552 | 399.5095
2029 | 3 | 20 | 20 | 50.9408 | 121.9492 | 405.9454
2029 | 3 | 20 | 21 | 45.3231 | 122.1406 | 387.6587
2029 | 3 | 20 | 22 | 40.9679 | 115.6549 | 364.4039
2029 | 3 | 20 | 23 | 38.8451 | 111.6767 | 341.0511
2029 | 3 | 21 | 0 | 39.484 | 114.9109 | 331.1974
2029 | 3 | 21 | 1 | 38.2448 | 113.8309 | 320.7461
2029 | 3 | 21 | 2 | 37.7897 | 112.1907 | 318.3524
2029 | 3 | 21 | 3 | 37.8263 | 112.0257 | 317.5218
2029 | 3 | 21 | 4 | 39.1459 | 112.2866 | 320.8563
2029 | 3 | 21 | 5 | 42.1886 | 117.3943 | 330.8649
2029 | 3 | 21 | 6 | 46.0595 | 131.7501 | 354.5624
2029 | 3 | 21 | 7 | 47.927 | 145.5549 | 379.6147
2029 | 3 | 21 | 8 | 48.1847 | 151.4077 | 374.7032
2029 | 3 | 21 | 9 | 48.2125 | 153.1393 | 348.3201
2029 | 3 | 21 | 10 | 47.8765 | 150.8664 | 318.5657
2029 | 3 | 21 | 11 | 47.985 | 152.3866 | 301.4066
2029 | 3 | 21 | 12 | 46.9122 | 143.9763 | 300.9331
2029 | 3 | 21 | 13 | 46.7788 | 141.4221 | 294.477
2029 | 3 | 21 | 14 | 46.8495 | 133.5904 | 291.0895
2029 | 3 | 21 | 15 | 48.3764 | 131.5179 | 293.2943
2029 | 3 | 21 | 16 | 51.0265 | 130.3974 | 305.9259
2029 | 3 | 21 | 17 | 52.508 | 122.9857 | 338.5125
2029 | 3 | 21 | 18 | 52.3237 | 117.0109 | 354.3105
2029 | 3 | 21 | 19 | 52.2579 | 120.7908 | 382.5383
2029 | 3 | 21 | 20 | 49.1458 | 118.9697 | 389.7351
2029 | 3 | 21 | 21 | 43.6346 | 119.7721 | 371.335
2029 | 3 | 21 | 22 | 39.2656 | 112.8958 | 347.1637
2029 | 3 | 21 | 23 | 37.0253 | 108.406 | 323.4291
2029 | 3 | 22 | 0 | 37.6499 | 111.6994 | 311.7806
2029 | 3 | 22 | 1 | 37.1037 | 110.0078 | 308.6907
2029 | 3 | 22 | 2 | 36.6383 | 108.5011 | 305.9235
2029 | 3 | 22 | 3 | 36.701 | 108.6727 | 305.3248
2029 | 3 | 22 | 4 | 38.0368 | 109.0051 | 308.7324
2029 | 3 | 22 | 5 | 41.0332 | 114.2691 | 318.8058
2029 | 3 | 22 | 6 | 45.3986 | 129.5397 | 342.3696
2029 | 3 | 22 | 7 | 47.2805 | 142.7033 | 368.4958
2029 | 3 | 22 | 8 | 47.5147 | 149.8103 | 364.2937
2029 | 3 | 22 | 9 | 47.3167 | 151.0436 | 338.7883
2029 | 3 | 22 | 10 | 46.7026 | 150.8953 | 310.9398
2029 | 3 | 22 | 11 | 46.6196 | 151.1501 | 296.5517
2029 | 3 | 22 | 12 | 46.6609 | 142.7249 | 321.4531
2029 | 3 | 22 | 13 | 46.5413 | 141.6809 | 317.7345
2029 | 3 | 22 | 14 | 46.7972 | 133.2589 | 316.0587
2029 | 3 | 22 | 15 | 48.4798 | 129.6871 | 320.2363
2029 | 3 | 22 | 16 | 51.0825 | 129.3471 | 330.0189
2029 | 3 | 22 | 17 | 52.6754 | 120.0348 | 355.9069
2029 | 3 | 22 | 18 | 53.3791 | 114.6165 | 378.9556
2029 | 3 | 22 | 19 | 53.4708 | 118.4047 | 396.7385
2029 | 3 | 22 | 20 | 50.3929 | 115.7848 | 399.9465
2029 | 3 | 22 | 21 | 45.129 | 116.5129 | 379.5747
2029 | 3 | 22 | 22 | 40.9883 | 110.462 | 355.1807
2029 | 3 | 22 | 23 | 38.7706 | 104.7933 | 330.4225
2029 | 3 | 23 | 0 | 38.2546 | 107.7343 | 315.541
2029 | 3 | 23 | 1 | 38.1323 | 110.2195 | 300.0542
2029 | 3 | 23 | 2 | 37.6813 | 107.6744 | 295.4579
2029 | 3 | 23 | 3 | 37.7418 | 108.8149 | 292.8545
2029 | 3 | 23 | 4 | 39.0699 | 111.0686 | 294.515
2029 | 3 | 23 | 5 | 42.017 | 115.4235 | 302.4549
2029 | 3 | 23 | 6 | 45.6263 | 132.6259 | 318.1283
2029 | 3 | 23 | 7 | 47.6296 | 147.3584 | 347.9961
2029 | 3 | 23 | 8 | 48.3627 | 155.2149 | 363.6615
2029 | 3 | 23 | 9 | 48.7158 | 159.1794 | 367.1244
2029 | 3 | 23 | 10 | 48.6379 | 162.1394 | 356.6367
2029 | 3 | 23 | 11 | 48.7888 | 160.1583 | 348.9394
2029 | 3 | 23 | 12 | 46.9287 | 149.2334 | 344.4945
2029 | 3 | 23 | 13 | 46.6155 | 147.4371 | 343.2277
2029 | 3 | 23 | 14 | 46.6627 | 144.4046 | 341.4773
2029 | 3 | 23 | 15 | 48.0382 | 139.6436 | 343.8941
2029 | 3 | 23 | 16 | 50.4511 | 134.0118 | 349.0696
2029 | 3 | 23 | 17 | 51.8403 | 126.4944 | 365.1976
2029 | 3 | 23 | 18 | 51.0119 | 114.3964 | 367.7563
2029 | 3 | 23 | 19 | 51.9073 | 117.2382 | 375.8976
2029 | 3 | 23 | 20 | 49.7136 | 117.4114 | 373.2216
2029 | 3 | 23 | 21 | 45.2746 | 118.283 | 350.2519
2029 | 3 | 23 | 22 | 41.8247 | 112.8685 | 328.12
2029 | 3 | 23 | 23 | 39.876 | 105.8885 | 306.8033
2029 | 3 | 24 | 0 | 38.828 | 109.2193 | 303.645
2029 | 3 | 24 | 1 | 38.5073 | 105.586 | 283.4458
2029 | 3 | 24 | 2 | 37.7921 | 104.045 | 278.1757
2029 | 3 | 24 | 3 | 37.6505 | 105.6014 | 274.7255
2029 | 3 | 24 | 4 | 38.7161 | 108.6992 | 275.7901
2029 | 3 | 24 | 5 | 40.8769 | 112.8741 | 281.1827
2029 | 3 | 24 | 6 | 43.9082 | 125.4381 | 289.9798
2029 | 3 | 24 | 7 | 44.7829 | 129.6876 | 307.7356
2029 | 3 | 24 | 8 | 45.5643 | 128.6799 | 322.4931
2029 | 3 | 24 | 9 | 47.1038 | 129.5189 | 336.5562
2029 | 3 | 24 | 10 | 47.6856 | 129.8178 | 334.1168
2029 | 3 | 24 | 11 | 48.1118 | 130.0326 | 331.8188
2029 | 3 | 24 | 12 | 48.5976 | 120.6864 | 316.8472
2029 | 3 | 24 | 13 | 48.1142 | 117.6826 | 313.2268
2029 | 3 | 24 | 14 | 47.8715 | 111.851 | 308.7959
2029 | 3 | 24 | 15 | 48.8283 | 107.0193 | 312.1444
2029 | 3 | 24 | 16 | 50.7205 | 105.327 | 321.763
2029 | 3 | 24 | 17 | 51.7209 | 101.8262 | 344.9522
2029 | 3 | 24 | 18 | 51.9129 | 103.8786 | 342.7614
2029 | 3 | 24 | 19 | 50.8803 | 109.586 | 354.3077
2029 | 3 | 24 | 20 | 46.9853 | 108.8651 | 350.3626
2029 | 3 | 24 | 21 | 41.339 | 110.5937 | 327.3599
2029 | 3 | 24 | 22 | 37.9271 | 106.4554 | 308.725
2029 | 3 | 24 | 23 | 36.5255 | 102.4386 | 291.6651
2029 | 3 | 25 | 0 | 37.8491 | 106.2788 | 293.1829
2029 | 3 | 25 | 1 | 36.3202 | 105.1776 | 279.472
2029 | 3 | 25 | 2 | 35.6034 | 103.604 | 274.4296
2029 | 3 | 25 | 3 | 35.3105 | 105.3938 | 271.2074
2029 | 3 | 25 | 4 | 36.2091 | 108.2874 | 272.3921
2029 | 3 | 25 | 5 | 37.9875 | 111.1303 | 276.9225
2029 | 3 | 25 | 6 | 40.2136 | 120.6345 | 285.9351
2029 | 3 | 25 | 7 | 40.656 | 122.3247 | 299.1566
2029 | 3 | 25 | 8 | 41.9625 | 121.5295 | 309.8004
2029 | 3 | 25 | 9 | 44.7199 | 120.0679 | 320.37
2029 | 3 | 25 | 10 | 46.8616 | 120.1247 | 317.1911
2029 | 3 | 25 | 11 | 48.2484 | 120.6015 | 312.9091
2029 | 3 | 25 | 12 | 48.5592 | 111.8998 | 311.3654
2029 | 3 | 25 | 13 | 48.7154 | 110.7137 | 311.0811
2029 | 3 | 25 | 14 | 48.9839 | 108.0366 | 308.5688
2029 | 3 | 25 | 15 | 50.6096 | 105.5309 | 312.7086
2029 | 3 | 25 | 16 | 52.9791 | 102.0358 | 323.7143
2029 | 3 | 25 | 17 | 53.9124 | 99.9722 | 348.6073
2029 | 3 | 25 | 18 | 51.8259 | 104.7964 | 358.5832
2029 | 3 | 25 | 19 | 50.6959 | 108.2382 | 363.7867
2029 | 3 | 25 | 20 | 46.6795 | 109.3129 | 357.3491
2029 | 3 | 25 | 21 | 40.5207 | 109.5255 | 331.0347
2029 | 3 | 25 | 22 | 36.4482 | 105.1243 | 306.2201
2029 | 3 | 25 | 23 | 34.7681 | 101.4387 | 283.3687
2029 | 3 | 26 | 0 | 36.0272 | 107.5742 | 279.7089
2029 | 3 | 26 | 1 | 35.6197 | 105.8409 | 270.1789
2029 | 3 | 26 | 2 | 35.3739 | 105.2396 | 267.3965
2029 | 3 | 26 | 3 | 35.6299 | 106.9199 | 266.173
2029 | 3 | 26 | 4 | 37.2231 | 109.1663 | 269.415
2029 | 3 | 26 | 5 | 40.4733 | 114.3916 | 279.6173
2029 | 3 | 26 | 6 | 45.0127 | 132.8413 | 298.7251
2029 | 3 | 26 | 7 | 47.0485 | 146.4563 | 328.3215
2029 | 3 | 26 | 8 | 47.8534 | 155.9123 | 341.0688
2029 | 3 | 26 | 9 | 48.4255 | 157.5912 | 341.6575
2029 | 3 | 26 | 10 | 48.6277 | 156.9173 | 330.089
2029 | 3 | 26 | 11 | 49.0488 | 157.2767 | 323.6049
2029 | 3 | 26 | 12 | 49.5369 | 148.043 | 326.3856
2029 | 3 | 26 | 13 | 49.6417 | 145.6192 | 325.9464
2029 | 3 | 26 | 14 | 50.0826 | 139.9909 | 324.5203
2029 | 3 | 26 | 15 | 51.8416 | 135.5914 | 327.8718
2029 | 3 | 26 | 16 | 54.6038 | 132.8509 | 337.1247
2029 | 3 | 26 | 17 | 56.0224 | 126.6072 | 358.1127
2029 | 3 | 26 | 18 | 54.6124 | 117.6376 | 368.3388
2029 | 3 | 26 | 19 | 53.916 | 121.3133 | 373.1937
2029 | 3 | 26 | 20 | 50.2729 | 119.5406 | 369.3991
2029 | 3 | 26 | 21 | 44.5129 | 118.4686 | 343.3194
2029 | 3 | 26 | 22 | 40.1011 | 112.0168 | 316.3636
2029 | 3 | 26 | 23 | 37.8544 | 107.02 | 292.0549
2029 | 3 | 27 | 0 | 37.5729 | 109.1218 | 285.655
2029 | 3 | 27 | 1 | 37.9213 | 105.7834 | 275.2074
2029 | 3 | 27 | 2 | 37.4813 | 104.0163 | 272.0439
2029 | 3 | 27 | 3 | 37.5373 | 104.4866 | 270.6077
2029 | 3 | 27 | 4 | 38.9153 | 106.2573 | 273.4515
2029 | 3 | 27 | 5 | 41.9007 | 110.6656 | 283.1221
2029 | 3 | 27 | 6 | 45.2245 | 124.9319 | 304.9686
2029 | 3 | 27 | 7 | 47.123 | 138.4811 | 333.4608
2029 | 3 | 27 | 8 | 47.8043 | 146.3345 | 344.6152
2029 | 3 | 27 | 9 | 48.2164 | 148.6507 | 342.2669
2029 | 3 | 27 | 10 | 48.2732 | 149.1222 | 328.7238
2029 | 3 | 27 | 11 | 48.6853 | 151.275 | 320.0189
2029 | 3 | 27 | 12 | 49.5539 | 137.9479 | 319.4659
2029 | 3 | 27 | 13 | 49.6865 | 137.1302 | 318.1859
2029 | 3 | 27 | 14 | 50.1827 | 129.9593 | 316.5406
2029 | 3 | 27 | 15 | 51.9406 | 126.3358 | 319.9642
2029 | 3 | 27 | 16 | 54.6723 | 125.0624 | 330.9562
2029 | 3 | 27 | 17 | 56.3482 | 115.463 | 352.7392
2029 | 3 | 27 | 18 | 56.0877 | 113.9343 | 369.9533
2029 | 3 | 27 | 19 | 55.7783 | 115.8807 | 376.1235
2029 | 3 | 27 | 20 | 52.2859 | 114.8219 | 373.9946
2029 | 3 | 27 | 21 | 46.8304 | 114.5237 | 349.9287
2029 | 3 | 27 | 22 | 42.5591 | 108.5626 | 323.9127
2029 | 3 | 27 | 23 | 40.3993 | 104.291 | 299.5392
2029 | 3 | 28 | 0 | 39.5411 | 107.2785 | 289.3085
2029 | 3 | 28 | 1 | 39.7084 | 104.3285 | 280.2872
2029 | 3 | 28 | 2 | 39.3223 | 102.1046 | 277.2736
2029 | 3 | 28 | 3 | 39.3863 | 103.0018 | 275.5024
2029 | 3 | 28 | 4 | 40.7291 | 105.4804 | 278.1659
2029 | 3 | 28 | 5 | 43.6895 | 110.037 | 287.8067
2029 | 3 | 28 | 6 | 47.1169 | 126.7948 | 304.5445
2029 | 3 | 28 | 7 | 48.9587 | 141.0589 | 332.8806
2029 | 3 | 28 | 8 | 49.2493 | 150.1719 | 346.6996
2029 | 3 | 28 | 9 | 49.1028 | 156.4761 | 349.5242
2029 | 3 | 28 | 10 | 48.6332 | 159.2395 | 341.2286
2029 | 3 | 28 | 11 | 48.6671 | 156.3995 | 335.4397
2029 | 3 | 28 | 12 | 47.7428 | 152.5075 | 340.4723
2029 | 3 | 28 | 13 | 47.4948 | 150.9716 | 341.918
2029 | 3 | 28 | 14 | 47.6328 | 150.0677 | 341.5647
2029 | 3 | 28 | 15 | 49.1527 | 147.115 | 344.2545
2029 | 3 | 28 | 16 | 51.9807 | 139.6947 | 353.2455
2029 | 3 | 28 | 17 | 53.8305 | 131.4246 | 372.316
2029 | 3 | 28 | 18 | 55.0944 | 119.3439 | 379.168
2029 | 3 | 28 | 19 | 55.0308 | 119.7751 | 386.4625
2029 | 3 | 28 | 20 | 52.2235 | 117.8881 | 385.3804
2029 | 3 | 28 | 21 | 46.9641 | 117.4717 | 362.7154
2029 | 3 | 28 | 22 | 42.6313 | 111.8744 | 336.3229
2029 | 3 | 28 | 23 | 40.2203 | 106.9893 | 311.5883
2029 | 3 | 29 | 0 | 40.7464 | 108.2324 | 298.3969
2029 | 3 | 29 | 1 | 40.3714 | 108.7934 | 288.2473
2029 | 3 | 29 | 2 | 40.0641 | 106.9812 | 284.9408
2029 | 3 | 29 | 3 | 40.2262 | 108.4158 | 283.4855
2029 | 3 | 29 | 4 | 41.6833 | 111.486 | 286.1249
2029 | 3 | 29 | 5 | 44.7026 | 116.4925 | 295.8586
2029 | 3 | 29 | 6 | 48.4827 | 129.4298 | 315.7244
2029 | 3 | 29 | 7 | 50.1731 | 142.2292 | 342.482
2029 | 3 | 29 | 8 | 50.3356 | 152.5819 | 349.363
2029 | 3 | 29 | 9 | 49.9059 | 157.258 | 341.8773
2029 | 3 | 29 | 10 | 49.1613 | 161.8153 | 327.2182
2029 | 3 | 29 | 11 | 48.9586 | 157.3777 | 319.4664
2029 | 3 | 29 | 12 | 48.3745 | 152.5905 | 327.0661
2029 | 3 | 29 | 13 | 48.0228 | 151.7227 | 326.6845
2029 | 3 | 29 | 14 | 48.1909 | 150.1563 | 325.7906
2029 | 3 | 29 | 15 | 49.6935 | 143.0875 | 328.7463
2029 | 3 | 29 | 16 | 52.3313 | 139.1023 | 337.771
2029 | 3 | 29 | 17 | 54.214 | 130.9821 | 359.2494
2029 | 3 | 29 | 18 | 53.7774 | 125.4719 | 369.3777
2029 | 3 | 29 | 19 | 54.6977 | 127.7619 | 382.6212
2029 | 3 | 29 | 20 | 52.7639 | 125.7527 | 385.5757
2029 | 3 | 29 | 21 | 48.1514 | 123.6108 | 365.3439
2029 | 3 | 29 | 22 | 44.0779 | 118.1831 | 340.3325
2029 | 3 | 29 | 23 | 41.7803 | 113.6799 | 315.8223
2029 | 3 | 30 | 0 | 41.1272 | 114.0434 | 304.887
2029 | 3 | 30 | 1 | 30.4159 | 90.5282 | 285.526
2029 | 3 | 30 | 2 | 29.9647 | 87.2513 | 284.8779
2029 | 3 | 30 | 3 | 30.1874 | 99.9252 | 285.1019
2029 | 3 | 30 | 4 | 30.9946 | 103.709 | 292.8543
2029 | 3 | 30 | 5 | 32.5828 | 106.3517 | 302.4241
2029 | 3 | 30 | 6 | 33.9279 | 106.4333 | 309.633
2029 | 3 | 30 | 7 | 34.2477 | 114.2228 | 322.5276
2029 | 3 | 30 | 8 | 35.5396 | 99.9169 | 333.2938
2029 | 3 | 30 | 9 | 36.9075 | 118.3597 | 333.7868
2029 | 3 | 30 | 10 | 36.8334 | 122.0629 | 324.2838
2029 | 3 | 30 | 11 | 36.9793 | 117.8398 | 315.0325
2029 | 3 | 30 | 12 | 37.0847 | 99.9762 | 334.0705
2029 | 3 | 30 | 13 | 36.4676 | 101.1973 | 331.006
2029 | 3 | 30 | 14 | 35.9222 | 106.524 | 318.9174
2029 | 3 | 30 | 15 | 37.829 | 103.1323 | 320.1483
2029 | 3 | 30 | 16 | 40.0904 | 86.7559 | 327.2179
2029 | 3 | 30 | 17 | 42.11 | 98.7133 | 354.2363
2029 | 3 | 30 | 18 | 44.4195 | 82.3597 | 353.5283
2029 | 3 | 30 | 19 | 43.6806 | 95.7823 | 372.3104
2029 | 3 | 30 | 20 | 41.1419 | 84.3693 | 380.4919
2029 | 3 | 30 | 21 | 38.1273 | 90.3252 | 365.8119
2029 | 3 | 30 | 22 | 36.8684 | 85.906 | 348.7466
2029 | 3 | 30 | 23 | 36.6341 | 83.8447 | 331.2304
2029 | 3 | 31 | 0 | 36.8219 | 89.5649 | 320.3922
2029 | 3 | 31 | 1 | 39.5624 | 103.1347 | 315.8082
2029 | 3 | 31 | 2 | 38.8368 | 101.2973 | 311.4117
2029 | 3 | 31 | 3 | 38.629 | 102.6406 | 309.5736
2029 | 3 | 31 | 4 | 39.9229 | 106.4541 | 311.9694
2029 | 3 | 31 | 5 | 42.2463 | 109.2736 | 318.7983
2029 | 3 | 31 | 6 | 45.2688 | 118.4311 | 328.0384
2029 | 3 | 31 | 7 | 45.6584 | 120.0168 | 341.2712
2029 | 3 | 31 | 8 | 46.141 | 121.3457 | 346.8507
2029 | 3 | 31 | 9 | 47.8867 | 120.6452 | 348.7453
2029 | 3 | 31 | 10 | 48.9511 | 121.3367 | 341.389
2029 | 3 | 31 | 11 | 49.712 | 123.8793 | 335.2689
2029 | 3 | 31 | 12 | 48.3921 | 117.5376 | 349.038
2029 | 3 | 31 | 13 | 47.7372 | 115.4913 | 345.2621
2029 | 3 | 31 | 14 | 47.3758 | 111.8297 | 340.1966
2029 | 3 | 31 | 15 | 48.2972 | 102.122 | 342.0719
2029 | 3 | 31 | 16 | 50.3507 | 99.1306 | 351.5848
2029 | 3 | 31 | 17 | 51.5495 | 92.2353 | 373.874
2029 | 3 | 31 | 18 | 50.7292 | 95.4092 | 376.8865
2029 | 3 | 31 | 19 | 50.4189 | 99.2854 | 387.194
2029 | 3 | 31 | 20 | 47.5561 | 98.4969 | 383.6289
2029 | 3 | 31 | 21 | 42.5678 | 98.7478 | 362.3308
2029 | 3 | 31 | 22 | 39.2681 | 95.4148 | 342.701
2029 | 3 | 31 | 23 | 37.9187 | 92.0462 | 325.2852
2029 | 4 | 1 | 0 | 38.7806 | 101.0436 | 314.9101
2029 | 4 | 1 | 1 | 37.5164 | 108.15 | 309.6856
2029 | 4 | 1 | 2 | 36.5964 | 107.3137 | 305.9583
2029 | 4 | 1 | 3 | 36.6681 | 106.8395 | 302.6644
2029 | 4 | 1 | 4 | 37.6525 | 106.0358 | 303.5644
2029 | 4 | 1 | 5 | 39.3672 | 108.2513 | 308.2808
2029 | 4 | 1 | 6 | 40.996 | 118.0361 | 312.9634
2029 | 4 | 1 | 7 | 41.9781 | 117.3565 | 324.9057
2029 | 4 | 1 | 8 | 43.8072 | 112.1685 | 330.2802
2029 | 4 | 1 | 9 | 45.9613 | 104.6824 | 331.0431
2029 | 4 | 1 | 10 | 47.6581 | 105.3358 | 316.7538
2029 | 4 | 1 | 11 | 49.3323 | 105.7045 | 308.102
2029 | 4 | 1 | 12 | 50.7438 | 116.8005 | 306.6089
2029 | 4 | 1 | 13 | 50.5717 | 114.5029 | 296.0761
2029 | 4 | 1 | 14 | 50.3613 | 105.3811 | 298.1385
2029 | 4 | 1 | 15 | 51.5323 | 100.5697 | 308.0296
2029 | 4 | 1 | 16 | 52.7114 | 106.0576 | 304.2891
2029 | 4 | 1 | 17 | 52.0718 | 103.5531 | 319.3073
2029 | 4 | 1 | 18 | 49.3017 | 95.8455 | 320.5819
2029 | 4 | 1 | 19 | 49.6001 | 99.5146 | 342.3244
2029 | 4 | 1 | 20 | 46.6362 | 105.4447 | 353.0027
2029 | 4 | 1 | 21 | 41.6629 | 102.3715 | 338.0416
2029 | 4 | 1 | 22 | 38.0863 | 101.467 | 321.0857
2029 | 4 | 1 | 23 | 36.8034 | 103.7708 | 303.7449
2029 | 4 | 2 | 0 | 37.3328 | 113.0078 | 292.1117
2029 | 4 | 2 | 1 | 37.367 | 106.8073 | 281.1213
2029 | 4 | 2 | 2 | 37.228 | 106.2012 | 277.0285
2029 | 4 | 2 | 3 | 37.506 | 106.1405 | 274.0194
2029 | 4 | 2 | 4 | 38.7262 | 106.3005 | 276.423
2029 | 4 | 2 | 5 | 41.5719 | 110.9092 | 282.6375
2029 | 4 | 2 | 6 | 44.171 | 126.9894 | 293.5825
2029 | 4 | 2 | 7 | 45.4012 | 139.5472 | 313.6626
2029 | 4 | 2 | 8 | 46.6719 | 152.5265 | 333.737
2029 | 4 | 2 | 9 | 47.9712 | 159.2721 | 340.6868
2029 | 4 | 2 | 10 | 48.4437 | 158.988 | 337.7231
2029 | 4 | 2 | 11 | 48.9934 | 155.3294 | 331.0593
2029 | 4 | 2 | 12 | 46.9391 | 147.8168 | 321.2685
2029 | 4 | 2 | 13 | 46.3802 | 146.3651 | 322.5362
2029 | 4 | 2 | 14 | 46.4672 | 136.3621 | 322.6868
2029 | 4 | 2 | 15 | 47.6319 | 133.0004 | 324.576
2029 | 4 | 2 | 16 | 49.7669 | 133.6994 | 327.9002
2029 | 4 | 2 | 17 | 51.6114 | 121.5913 | 343.3406
2029 | 4 | 2 | 18 | 51.3847 | 117.7873 | 343.5694
2029 | 4 | 2 | 19 | 51.9355 | 120.8598 | 356.0113
2029 | 4 | 2 | 20 | 50.3491 | 125.4368 | 362.1811
2029 | 4 | 2 | 21 | 45.238 | 121.2159 | 338.3506
2029 | 4 | 2 | 22 | 40.7006 | 111.7791 | 311.8945
2029 | 4 | 2 | 23 | 38.2814 | 111.0245 | 284.579
2029 | 4 | 3 | 0 | 39.2826 | 114.7615 | 273.8932
2029 | 4 | 3 | 1 | 38.8613 | 116.6294 | 258.509
2029 | 4 | 3 | 2 | 38.4896 | 114.9385 | 255.3554
2029 | 4 | 3 | 3 | 38.6081 | 114.6955 | 253.0425
2029 | 4 | 3 | 4 | 40.0781 | 113.4011 | 255.3791
2029 | 4 | 3 | 5 | 43.3146 | 117.2612 | 264.8969
2029 | 4 | 3 | 6 | 47.1753 | 135.5662 | 286.2101
2029 | 4 | 3 | 7 | 49.1277 | 149.0557 | 312.9914
2029 | 4 | 3 | 8 | 49.8813 | 162.1385 | 325.5418
2029 | 4 | 3 | 9 | 50.0535 | 163.6886 | 328.4716
2029 | 4 | 3 | 10 | 49.9283 | 169.0605 | 318.0897
2029 | 4 | 3 | 11 | 49.9858 | 168.4048 | 310.9428
2029 | 4 | 3 | 12 | 48.978 | 155.3585 | 303.1338
2029 | 4 | 3 | 13 | 48.8092 | 153.5192 | 300.6914
2029 | 4 | 3 | 14 | 48.9811 | 139.1855 | 301.8243
2029 | 4 | 3 | 15 | 50.6151 | 143.6001 | 310.4282
2029 | 4 | 3 | 16 | 53.313 | 147.139 | 324.3519
2029 | 4 | 3 | 17 | 54.8184 | 143.5672 | 341.7515
2029 | 4 | 3 | 18 | 54.4977 | 139.1904 | 361.4664
2029 | 4 | 3 | 19 | 54.0393 | 138.0066 | 362.8444
2029 | 4 | 3 | 20 | 51.5166 | 147.524 | 364.1916
2029 | 4 | 3 | 21 | 45.9697 | 136.2133 | 340.1962
2029 | 4 | 3 | 22 | 41.3156 | 132.9752 | 314.2623
2029 | 4 | 3 | 23 | 38.9521 | 133.7081 | 290.4097
2029 | 4 | 4 | 0 | 39.3438 | 134.9423 | 278.9226
2029 | 4 | 4 | 1 | 38.9478 | 129.2726 | 273.4612
2029 | 4 | 4 | 2 | 38.5791 | 127.6301 | 271.7768
2029 | 4 | 4 | 3 | 38.6448 | 126.4195 | 270.5449
2029 | 4 | 4 | 4 | 40.1493 | 123.7713 | 274.1685
2029 | 4 | 4 | 5 | 43.4139 | 128.8821 | 284.6887
2029 | 4 | 4 | 6 | 47.3418 | 142.5357 | 310.0872
2029 | 4 | 4 | 7 | 49.3413 | 154.6156 | 334.2762
2029 | 4 | 4 | 8 | 50.0875 | 163.1726 | 335.5863
2029 | 4 | 4 | 9 | 50.4333 | 165.3764 | 322.2999
2029 | 4 | 4 | 10 | 50.653 | 163.9926 | 301.7636
2029 | 4 | 4 | 11 | 50.9387 | 163.6685 | 289.1502
2029 | 4 | 4 | 12 | 48.6963 | 156.5372 | 272.4816
2029 | 4 | 4 | 13 | 48.4319 | 152.2909 | 266.5397
2029 | 4 | 4 | 14 | 48.5921 | 130.4245 | 266.3392
2029 | 4 | 4 | 15 | 50.1239 | 133.786 | 273.1102
2029 | 4 | 4 | 16 | 52.8225 | 142.0644 | 290.1023
2029 | 4 | 4 | 17 | 54.489 | 140.0068 | 320.5757
2029 | 4 | 4 | 18 | 53.5704 | 131.2839 | 342.6967
2029 | 4 | 4 | 19 | 54.415 | 132.1235 | 364.0454
2029 | 4 | 4 | 20 | 53.2808 | 142.2504 | 376.063
2029 | 4 | 4 | 21 | 48.6681 | 132.9615 | 358.959
2029 | 4 | 4 | 22 | 44.2267 | 128.2097 | 335.0649
2029 | 4 | 4 | 23 | 41.6394 | 129.9833 | 312.2576
2029 | 4 | 5 | 0 | 40.4549 | 132.0386 | 299.9061
2029 | 4 | 5 | 1 | 40.6485 | 127.7938 | 297.0198
2029 | 4 | 5 | 2 | 40.3489 | 125.8545 | 295.7522
2029 | 4 | 5 | 3 | 40.5255 | 124.1467 | 295.7987
2029 | 4 | 5 | 4 | 41.9709 | 121.5835 | 300.4562
2029 | 4 | 5 | 5 | 45.1314 | 126.2052 | 312.1134
2029 | 4 | 5 | 6 | 49.227 | 140.0504 | 334.3016
2029 | 4 | 5 | 7 | 50.965 | 150.7235 | 358.1324
2029 | 4 | 5 | 8 | 51.1003 | 161.084 | 361.4006
2029 | 4 | 5 | 9 | 50.3592 | 160.0874 | 351.5977
2029 | 4 | 5 | 10 | 49.268 | 160.2459 | 332.1779
2029 | 4 | 5 | 11 | 48.6762 | 163.5745 | 319.8116
2029 | 4 | 5 | 12 | 46.7629 | 154.5834 | 322.9947
2029 | 4 | 5 | 13 | 46.2025 | 152.8671 | 319.3755
2029 | 4 | 5 | 14 | 46.1728 | 133.163 | 320.1602
2029 | 4 | 5 | 15 | 47.7119 | 132.4862 | 328.3772
2029 | 4 | 5 | 16 | 50.4721 | 140.2285 | 342.1298
2029 | 4 | 5 | 17 | 52.3491 | 135.7879 | 362.3364
2029 | 4 | 5 | 18 | 52.4767 | 131.5935 | 376.9167
2029 | 4 | 5 | 19 | 53.4522 | 133.2185 | 386.7566
2029 | 4 | 5 | 20 | 52.4914 | 141.6639 | 393.1832
2029 | 4 | 5 | 21 | 47.913 | 130.6289 | 372.2974
2029 | 4 | 5 | 22 | 43.543 | 126.488 | 346.8778
2029 | 4 | 5 | 23 | 41.1071 | 125.7174 | 322.8162
2029 | 4 | 6 | 0 | 41.1857 | 127.7568 | 310.4978
2029 | 4 | 6 | 1 | 40.7357 | 120.9317 | 303.0389
2029 | 4 | 6 | 2 | 40.3446 | 118.9867 | 299.7695
2029 | 4 | 6 | 3 | 40.434 | 117.2531 | 298.0012
2029 | 4 | 6 | 4 | 41.8412 | 114.3606 | 300.9773
2029 | 4 | 6 | 5 | 44.9713 | 117.9971 | 310.7714
2029 | 4 | 6 | 6 | 48.5491 | 132.8068 | 334.2922
2029 | 4 | 6 | 7 | 50.2685 | 143.5698 | 355.0034
2029 | 4 | 6 | 8 | 50.7007 | 152.5605 | 347.9118
2029 | 4 | 6 | 9 | 50.3956 | 153.5279 | 323.4923
2029 | 4 | 6 | 10 | 49.8292 | 152.1553 | 295.6571
2029 | 4 | 6 | 11 | 49.5113 | 156.7317 | 278.4414
2029 | 4 | 6 | 12 | 49.8251 | 145.1664 | 306.1415
2029 | 4 | 6 | 13 | 49.443 | 142.6801 | 302.0759
2029 | 4 | 6 | 14 | 49.4518 | 121.9558 | 301.6195
2029 | 4 | 6 | 15 | 50.7042 | 121.2857 | 306.8406
2029 | 4 | 6 | 16 | 52.8907 | 128.3616 | 316.4369
2029 | 4 | 6 | 17 | 53.9549 | 122.15 | 334.7052
2029 | 4 | 6 | 18 | 53.5842 | 117.4856 | 335.379
2029 | 4 | 6 | 19 | 53.2244 | 118.1698 | 353.1277
2029 | 4 | 6 | 20 | 51.2048 | 128.6877 | 362.6628
2029 | 4 | 6 | 21 | 46.3278 | 119.8914 | 345.3145
2029 | 4 | 6 | 22 | 42.2996 | 116.7181 | 324.7691
2029 | 4 | 6 | 23 | 40.0654 | 114.4917 | 305.0912
2029 | 4 | 7 | 0 | 39.438 | 116.164 | 294.2548
2029 | 4 | 7 | 1 | 37.4213 | 110.5413 | 282.671
2029 | 4 | 7 | 2 | 36.5493 | 109.3167 | 277.8761
2029 | 4 | 7 | 3 | 36.1708 | 108.4518 | 274.4745
2029 | 4 | 7 | 4 | 37.1349 | 106.031 | 275.7897
2029 | 4 | 7 | 5 | 39.2172 | 109.4769 | 281.8113
2029 | 4 | 7 | 6 | 41.7442 | 120.0437 | 286.9595
2029 | 4 | 7 | 7 | 42.5367 | 123.75 | 299.9782
2029 | 4 | 7 | 8 | 44.1013 | 123.7328 | 315.551
2029 | 4 | 7 | 9 | 46.7397 | 122.9367 | 335.4149
2029 | 4 | 7 | 10 | 48.5003 | 124.2798 | 336.8388
2029 | 4 | 7 | 11 | 49.5163 | 128.7348 | 336.3079
2029 | 4 | 7 | 12 | 49.0303 | 121.8279 | 327.7587
2029 | 4 | 7 | 13 | 48.6926 | 119.0871 | 324.6844
2029 | 4 | 7 | 14 | 48.5382 | 101.6183 | 322.4702
2029 | 4 | 7 | 15 | 49.6847 | 99.1854 | 328.1024
2029 | 4 | 7 | 16 | 51.6622 | 106.6415 | 338.422
2029 | 4 | 7 | 17 | 52.0129 | 105.0049 | 353.5976
2029 | 4 | 7 | 18 | 49.306 | 106.0438 | 367.4513
2029 | 4 | 7 | 19 | 47.6754 | 108.8453 | 361.7367
2029 | 4 | 7 | 20 | 44.4611 | 116.5974 | 355.7011
2029 | 4 | 7 | 21 | 38.8499 | 109.8531 | 331.4976
2029 | 4 | 7 | 22 | 35.0988 | 108.2431 | 311.2708
2029 | 4 | 7 | 23 | 33.7271 | 108.5904 | 293.9344
2029 | 4 | 8 | 0 | 35.4007 | 112.4821 | 284.2302
2029 | 4 | 8 | 1 | 34.4721 | 109.5352 | 273.1494
2029 | 4 | 8 | 2 | 33.8534 | 108.2059 | 268.4867
2029 | 4 | 8 | 3 | 33.603 | 107.6164 | 264.9922
2029 | 4 | 8 | 4 | 34.5131 | 105.9425 | 266.0474
2029 | 4 | 8 | 5 | 36.4182 | 108.3726 | 271.1015
2029 | 4 | 8 | 6 | 38.3436 | 115.3818 | 274.1395
2029 | 4 | 8 | 7 | 39.0932 | 117.0752 | 283.1443
2029 | 4 | 8 | 8 | 40.8201 | 116.4685 | 294.5425
2029 | 4 | 8 | 9 | 43.7271 | 115.8188 | 310.3249
2029 | 4 | 8 | 10 | 46.2188 | 117.5823 | 312.1923
2029 | 4 | 8 | 11 | 47.7884 | 120.7141 | 310.267
2029 | 4 | 8 | 12 | 48.3223 | 116.9924 | 302.9975
2029 | 4 | 8 | 13 | 48.3707 | 116.2846 | 304.2428
2029 | 4 | 8 | 14 | 48.71 | 105.6037 | 304.4277
2029 | 4 | 8 | 15 | 50.1337 | 106.2499 | 309.7679
2029 | 4 | 8 | 16 | 52.3799 | 108.6516 | 320.794
2029 | 4 | 8 | 17 | 53.6344 | 108.9517 | 340.8346
2029 | 4 | 8 | 18 | 53.0427 | 111.4624 | 340.7698
2029 | 4 | 8 | 19 | 51.7729 | 111.2575 | 346.5338
2029 | 4 | 8 | 20 | 48.7867 | 119.0235 | 346.8006
2029 | 4 | 8 | 21 | 43.3451 | 110.5947 | 324.9471
2029 | 4 | 8 | 22 | 39.1241 | 108.9439 | 301.0804
2029 | 4 | 8 | 23 | 37.2827 | 109.3384 | 279.4445
2029 | 4 | 9 | 0 | 36.1158 | 114.1944 | 269.2303
2029 | 4 | 9 | 1 | 37.0029 | 108.9097 | 266.7335
2029 | 4 | 9 | 2 | 36.8491 | 107.9506 | 265.4128
2029 | 4 | 9 | 3 | 37.1629 | 108.4877 | 265.1668
2029 | 4 | 9 | 4 | 38.7626 | 108.4525 | 269.547
2029 | 4 | 9 | 5 | 42.0871 | 112.4964 | 281.3124
2029 | 4 | 9 | 6 | 46.6031 | 129.4384 | 303.7843
2029 | 4 | 9 | 7 | 48.5963 | 142.8482 | 327.8292
2029 | 4 | 9 | 8 | 48.9994 | 158.2241 | 328.771
2029 | 4 | 9 | 9 | 48.4167 | 161.6489 | 313.6857
2029 | 4 | 9 | 10 | 47.5197 | 164.4694 | 290.3732
2029 | 4 | 9 | 11 | 47.1334 | 163.2342 | 276.9023
2029 | 4 | 9 | 12 | 45.5962 | 152.4187 | 240.7899
2029 | 4 | 9 | 13 | 45.1224 | 150.4723 | 232.9161
2029 | 4 | 9 | 14 | 45.1267 | 138.295 | 230.9186
2029 | 4 | 9 | 15 | 46.6318 | 137.0077 | 235.2815
2029 | 4 | 9 | 16 | 49.6335 | 139.0343 | 252.9163
2029 | 4 | 9 | 17 | 51.8582 | 133.1344 | 289.4138
2029 | 4 | 9 | 18 | 52.4184 | 122.9487 | 356.2575
2029 | 4 | 9 | 19 | 53.0615 | 123.8591 | 363.5465
2029 | 4 | 9 | 20 | 51.8211 | 131.0967 | 367.7399
2029 | 4 | 9 | 21 | 47.1762 | 123.0743 | 346.2919
2029 | 4 | 9 | 22 | 42.6746 | 120.2685 | 320.0321
2029 | 4 | 9 | 23 | 40.1423 | 118.0131 | 296.1283
2029 | 4 | 10 | 0 | 40.3889 | 119.7668 | 285.1104
2029 | 4 | 10 | 1 | 38.9155 | 115.7562 | 281.3811
2029 | 4 | 10 | 2 | 38.6192 | 114.4262 | 278.8822
2029 | 4 | 10 | 3 | 38.7395 | 114.1582 | 277.4071
2029 | 4 | 10 | 4 | 40.246 | 112.3251 | 280.2335
2029 | 4 | 10 | 5 | 43.424 | 116.5344 | 290.203
2029 | 4 | 10 | 6 | 47.6648 | 130.612 | 304.8168
2029 | 4 | 10 | 7 | 49.3792 | 142.5572 | 330.4462
2029 | 4 | 10 | 8 | 49.3033 | 153.237 | 342.4928
2029 | 4 | 10 | 9 | 48.1918 | 154.0774 | 344.9651
2029 | 4 | 10 | 10 | 46.8917 | 155.8616 | 336.3664
2029 | 4 | 10 | 11 | 46.2932 | 158.6846 | 329.7323
2029 | 4 | 10 | 12 | 45.4943 | 148.8533 | 301.2978
2029 | 4 | 10 | 13 | 45.0427 | 146.739 | 297.7542
2029 | 4 | 10 | 14 | 44.9045 | 130.7349 | 297.4264
2029 | 4 | 10 | 15 | 46.1887 | 131.1007 | 303.4608
2029 | 4 | 10 | 16 | 48.7911 | 136.3614 | 316.9433
2029 | 4 | 10 | 17 | 50.7793 | 130.895 | 339.7383
2029 | 4 | 10 | 18 | 51.5831 | 130.5905 | 341.167
2029 | 4 | 10 | 19 | 51.909 | 129.7205 | 360.7718
2029 | 4 | 10 | 20 | 50.5196 | 136.455 | 371.287
2029 | 4 | 10 | 21 | 45.7308 | 126.583 | 354.9425
2029 | 4 | 10 | 22 | 41.2038 | 123.3096 | 331.3148
2029 | 4 | 10 | 23 | 38.7181 | 122.0023 | 308.4342
2029 | 4 | 11 | 0 | 38.5571 | 122.176 | 297.972
2029 | 4 | 11 | 1 | 37.6193 | 123.4134 | 287.4162
2029 | 4 | 11 | 2 | 37.2425 | 120.596 | 285.199
2029 | 4 | 11 | 3 | 37.274 | 118.9758 | 283.6792
2029 | 4 | 11 | 4 | 38.8329 | 118.3867 | 286.831
2029 | 4 | 11 | 5 | 42.1343 | 122.0343 | 297.2191
2029 | 4 | 11 | 6 | 46.3351 | 137.2811 | 319.6449
2029 | 4 | 11 | 7 | 48.2828 | 150.6525 | 340.8606
2029 | 4 | 11 | 8 | 48.948 | 160.4365 | 339.0083
2029 | 4 | 11 | 9 | 49.3246 | 163.4906 | 323.8238
2029 | 4 | 11 | 10 | 49.6696 | 165.1409 | 304.2349
2029 | 4 | 11 | 11 | 50.1171 | 169.2793 | 291.8557
2029 | 4 | 11 | 12 | 49.9445 | 162.7161 | 293.8237
2029 | 4 | 11 | 13 | 49.9265 | 160.0533 | 290.1202
2029 | 4 | 11 | 14 | 50.3589 | 148.939 | 289.7585
2029 | 4 | 11 | 15 | 52.0574 | 149.167 | 294.1466
2029 | 4 | 11 | 16 | 54.7878 | 149.2855 | 307.3919
2029 | 4 | 11 | 17 | 56.1372 | 144.7489 | 331.5031
2029 | 4 | 11 | 18 | 54.2118 | 130.9653 | 331.808
2029 | 4 | 11 | 19 | 53.5268 | 129.7005 | 352.9221
2029 | 4 | 11 | 20 | 51.1933 | 135.534 | 364.487
2029 | 4 | 11 | 21 | 45.7014 | 126.23 | 348.7347
2029 | 4 | 11 | 22 | 40.858 | 122.6816 | 324.1068
2029 | 4 | 11 | 23 | 38.2416 | 120.4317 | 300.6453
2029 | 4 | 12 | 0 | 38.687 | 125.2559 | 290.9875
2029 | 4 | 12 | 1 | 37.7848 | 122.2731 | 279.8417
2029 | 4 | 12 | 2 | 37.3046 | 120.1225 | 276.8093
2029 | 4 | 12 | 3 | 37.3435 | 118.8448 | 275.2717
2029 | 4 | 12 | 4 | 38.7203 | 118.2463 | 278.4286
2029 | 4 | 12 | 5 | 41.8449 | 121.9956 | 288.7239
2029 | 4 | 12 | 6 | 46.2124 | 135.3636 | 316.0906
2029 | 4 | 12 | 7 | 47.8433 | 147.6419 | 333.9679
2029 | 4 | 12 | 8 | 47.7185 | 159.3714 | 318.9422
2029 | 4 | 12 | 9 | 46.7925 | 163.1512 | 286.8586
2029 | 4 | 12 | 10 | 45.6656 | 167.9351 | 258.9355
2029 | 4 | 12 | 11 | 45.2143 | 169.7786 | 244.7182
2029 | 4 | 12 | 12 | 44.1151 | 165.5048 | 253.2046
2029 | 4 | 12 | 13 | 43.6688 | 164.1573 | 248.4538
2029 | 4 | 12 | 14 | 43.5129 | 152.1728 | 247.8825
2029 | 4 | 12 | 15 | 44.8139 | 151.9204 | 252.0993
2029 | 4 | 12 | 16 | 47.1284 | 152.6538 | 264.5987
2029 | 4 | 12 | 17 | 48.9176 | 147.0508 | 292.9922
2029 | 4 | 12 | 18 | 50.437 | 134.1288 | 331.7213
2029 | 4 | 12 | 19 | 50.8686 | 133.4225 | 344.3286
2029 | 4 | 12 | 20 | 49.4906 | 138.7778 | 352.2051
2029 | 4 | 12 | 21 | 45.0356 | 128.0943 | 334.8861
2029 | 4 | 12 | 22 | 40.6258 | 125.0835 | 310.1211
2029 | 4 | 12 | 23 | 38.1719 | 123.5733 | 285.8863
2029 | 4 | 13 | 0 | 37.4612 | 127.3165 | 272.7387
2029 | 4 | 13 | 1 | 37.1426 | 122.2709 | 261.2044
2029 | 4 | 13 | 2 | 36.6253 | 119.7574 | 256.9333
2029 | 4 | 13 | 3 | 36.6289 | 118.6283 | 253.9511
2029 | 4 | 13 | 4 | 37.9228 | 118.0917 | 255.8766
2029 | 4 | 13 | 5 | 40.9809 | 121.2872 | 265.1393
2029 | 4 | 13 | 6 | 44.9005 | 132.2454 | 279.4557
2029 | 4 | 13 | 7 | 46.6738 | 143.1133 | 305.3909
2029 | 4 | 13 | 8 | 46.8411 | 151.8038 | 323.2981
2029 | 4 | 13 | 9 | 46.1125 | 154.287 | 329.3128
2029 | 4 | 13 | 10 | 45.1564 | 154.3321 | 319.9714
2029 | 4 | 13 | 11 | 44.7519 | 158.4054 | 309.122
2029 | 4 | 13 | 12 | 43.9601 | 148.317 | 291.251
2029 | 4 | 13 | 13 | 43.4443 | 145.9278 | 289.9433
2029 | 4 | 13 | 14 | 43.198 | 127.2159 | 290.8076
2029 | 4 | 13 | 15 | 44.1329 | 124.6924 | 295.1693
2029 | 4 | 13 | 16 | 46.1477 | 129.8475 | 302.5399
2029 | 4 | 13 | 17 | 47.6936 | 122.9979 | 316.4697
2029 | 4 | 13 | 18 | 49.1023 | 119.254 | 333.2051
2029 | 4 | 13 | 19 | 49.483 | 120.2398 | 333.3277
2029 | 4 | 13 | 20 | 48.3551 | 128.7167 | 333.5109
2029 | 4 | 13 | 21 | 44.3721 | 121.4821 | 314.0654
2029 | 4 | 13 | 22 | 40.5504 | 118.8764 | 291.1651
2029 | 4 | 13 | 23 | 38.2263 | 115.0501 | 271.2503
2029 | 4 | 14 | 0 | 36.6012 | 117.9134 | 260.8471
2029 | 4 | 14 | 1 | 35.5707 | 112.4597 | 247.4765
2029 | 4 | 14 | 2 | 34.7717 | 110.8448 | 243.0112
2029 | 4 | 14 | 3 | 34.5128 | 110.3703 | 239.6651
2029 | 4 | 14 | 4 | 35.2265 | 110.1461 | 240.7321
2029 | 4 | 14 | 5 | 37.1187 | 112.4384 | 245.9107
2029 | 4 | 14 | 6 | 39.2289 | 123.4215 | 251.0276
2029 | 4 | 14 | 7 | 40.4197 | 125.7306 | 264.0999
2029 | 4 | 14 | 8 | 41.968 | 127.4576 | 280.6592
2029 | 4 | 14 | 9 | 43.6526 | 126.3574 | 296.5397
2029 | 4 | 14 | 10 | 44.2722 | 127.497 | 298.947
2029 | 4 | 14 | 11 | 44.7277 | 135.1135 | 297.4945
2029 | 4 | 14 | 12 | 43.9992 | 129.4774 | 269.129
2029 | 4 | 14 | 13 | 43.328 | 126.1084 | 265.5974
2029 | 4 | 14 | 14 | 42.8637 | 115.1793 | 263.8159
2029 | 4 | 14 | 15 | 43.4725 | 110.088 | 268.4098
2029 | 4 | 14 | 16 | 45.2957 | 113.4898 | 279.0864
2029 | 4 | 14 | 17 | 46.4808 | 110.8159 | 301.9817
2029 | 4 | 14 | 18 | 45.6492 | 111.3439 | 286.0404
2029 | 4 | 14 | 19 | 45.2044 | 111.6795 | 304.972
2029 | 4 | 14 | 20 | 43.4318 | 116.5628 | 312.3116
2029 | 4 | 14 | 21 | 39.256 | 107.7085 | 299.5424
2029 | 4 | 14 | 22 | 35.7667 | 106.2713 | 283.0605
2029 | 4 | 14 | 23 | 34.2396 | 106.412 | 267.1397
2029 | 4 | 15 | 0 | 34.4579 | 112.706 | 263.096
2029 | 4 | 15 | 1 | 32.8647 | 111.1752 | 248.2851
2029 | 4 | 15 | 2 | 32.2555 | 109.2744 | 242.9357
2029 | 4 | 15 | 3 | 32.0531 | 108.701 | 239.4389
2029 | 4 | 15 | 4 | 32.7422 | 109.1592 | 240.2797
2029 | 4 | 15 | 5 | 34.4508 | 110.7205 | 244.1722
2029 | 4 | 15 | 6 | 36.7429 | 121.2242 | 247.408
2029 | 4 | 15 | 7 | 37.7929 | 123.8856 | 254.4364
2029 | 4 | 15 | 8 | 39.7729 | 122.9107 | 260.9107
2029 | 4 | 15 | 9 | 42.1817 | 122.1403 | 264.0973
2029 | 4 | 15 | 10 | 43.4382 | 125.2357 | 256.7694
2029 | 4 | 15 | 11 | 44.2629 | 133.3346 | 256.4827
2029 | 4 | 15 | 12 | 42.7989 | 129.1751 | 249.2578
2029 | 4 | 15 | 13 | 42.5586 | 128.1228 | 248.0105
2029 | 4 | 15 | 14 | 42.4963 | 121.7513 | 242.1841
2029 | 4 | 15 | 15 | 43.7239 | 119.925 | 245.7739
2029 | 4 | 15 | 16 | 46.2423 | 119.6765 | 261.1346
2029 | 4 | 15 | 17 | 47.8315 | 119.3088 | 291.1159
2029 | 4 | 15 | 18 | 47.0394 | 112.0602 | 307.2918
2029 | 4 | 15 | 19 | 46.5101 | 112.2831 | 315.8728
2029 | 4 | 15 | 20 | 44.5982 | 118.8274 | 315.9745
2029 | 4 | 15 | 21 | 39.89 | 110.0169 | 297.0965
2029 | 4 | 15 | 22 | 35.6754 | 109.02 | 272.9903
2029 | 4 | 15 | 23 | 33.7881 | 108.0689 | 249.8157
2029 | 4 | 16 | 0 | 34.1976 | 115.6943 | 238.3592
2029 | 4 | 16 | 1 | 33.5436 | 112.7306 | 231.7812
2029 | 4 | 16 | 2 | 33.2491 | 112.7177 | 229.8904
2029 | 4 | 16 | 3 | 33.4146 | 113.1473 | 229.0672
2029 | 4 | 16 | 4 | 34.9322 | 112.4664 | 233.1706
2029 | 4 | 16 | 5 | 38.163 | 116.6382 | 244.6858
2029 | 4 | 16 | 6 | 42.4044 | 131.0174 | 262.802
2029 | 4 | 16 | 7 | 44.4935 | 142.5458 | 285.3987
2029 | 4 | 16 | 8 | 45.1092 | 154.057 | 286.0082
2029 | 4 | 16 | 9 | 45.2731 | 155.3275 | 274.9032
2029 | 4 | 16 | 10 | 45.4351 | 155.6436 | 258.2554
2029 | 4 | 16 | 11 | 45.8732 | 160.0374 | 251.436
2029 | 4 | 16 | 12 | 44.6066 | 156.4712 | 260.1276
2029 | 4 | 16 | 13 | 44.5107 | 153.8063 | 257.2522
2029 | 4 | 16 | 14 | 44.685 | 140.4143 | 256.8153
2029 | 4 | 16 | 15 | 46.1573 | 139.9763 | 261.4449
2029 | 4 | 16 | 16 | 48.7084 | 141.6317 | 275.2659
2029 | 4 | 16 | 17 | 50.4902 | 135.9799 | 300.3441
2029 | 4 | 16 | 18 | 52.4071 | 122.9613 | 308.6175
2029 | 4 | 16 | 19 | 51.5659 | 124.3946 | 322.3815
2029 | 4 | 16 | 20 | 48.9087 | 129.9695 | 325.334
2029 | 4 | 16 | 21 | 43.6338 | 123.0456 | 306.6593
2029 | 4 | 16 | 22 | 38.9181 | 120.6597 | 280.2335
2029 | 4 | 16 | 23 | 36.4012 | 117.2905 | 255.9958
2029 | 4 | 17 | 0 | 35.4822 | 120.4625 | 243.1272
2029 | 4 | 17 | 1 | 35.5283 | 117.75 | 239.0712
2029 | 4 | 17 | 2 | 35.0961 | 116.788 | 236.5615
2029 | 4 | 17 | 3 | 35.0997 | 116.09 | 235.461
2029 | 4 | 17 | 4 | 36.516 | 114.3005 | 239.3667
2029 | 4 | 17 | 5 | 39.5942 | 118.1991 | 250.3455
2029 | 4 | 17 | 6 | 43.6499 | 130.8245 | 272.302
2029 | 4 | 17 | 7 | 45.5928 | 142.1293 | 292.1609
2029 | 4 | 17 | 8 | 45.8907 | 149.9621 | 284.4422
2029 | 4 | 17 | 9 | 45.4677 | 150.1639 | 264.5565
2029 | 4 | 17 | 10 | 44.9177 | 150.4649 | 248.0978
2029 | 4 | 17 | 11 | 44.955 | 159.2097 | 242.3707
2029 | 4 | 17 | 12 | 43.9353 | 156.9691 | 249.4208
2029 | 4 | 17 | 13 | 43.6272 | 154.6171 | 246.9008
2029 | 4 | 17 | 14 | 43.6971 | 142.3969 | 246.3713
2029 | 4 | 17 | 15 | 45.0196 | 141.4127 | 249.742
2029 | 4 | 17 | 16 | 47.645 | 143.7062 | 264.1502
2029 | 4 | 17 | 17 | 49.8173 | 138.054 | 289.9302
2029 | 4 | 17 | 18 | 52.4362 | 125.3055 | 311.5184
2029 | 4 | 17 | 19 | 51.6408 | 125.1871 | 322.4976
2029 | 4 | 17 | 20 | 49.2418 | 130.144 | 326.4506
2029 | 4 | 17 | 21 | 43.9659 | 122.8147 | 308.6944
2029 | 4 | 17 | 22 | 39.2215 | 120.4386 | 282.6505
2029 | 4 | 17 | 23 | 36.633 | 116.6821 | 258.8757
2029 | 4 | 18 | 0 | 37.8131 | 119.758 | 246.4099
2029 | 4 | 18 | 1 | 36.845 | 118.7506 | 255.5705
2029 | 4 | 18 | 2 | 36.3811 | 116.8017 | 250.1866
2029 | 4 | 18 | 3 | 36.3232 | 115.3064 | 246.3906
2029 | 4 | 18 | 4 | 37.7372 | 113.888 | 248.2308
2029 | 4 | 18 | 5 | 40.8195 | 117.5073 | 257.2917
2029 | 4 | 18 | 6 | 44.3518 | 129.4377 | 281.2571
2029 | 4 | 18 | 7 | 46.3159 | 141.5291 | 304.7666
2029 | 4 | 18 | 8 | 47.0193 | 149.5002 | 309.7404
2029 | 4 | 18 | 9 | 47.7788 | 151.995 | 305.0515
2029 | 4 | 18 | 10 | 48.4198 | 151.5161 | 299.034
2029 | 4 | 18 | 11 | 49.2062 | 159.7431 | 301.7438
2029 | 4 | 18 | 12 | 48.7439 | 148.9696 | 311.6069
2029 | 4 | 18 | 13 | 48.8311 | 147.5204 | 319.8059
2029 | 4 | 18 | 14 | 49.2943 | 136.1162 | 329.0178
2029 | 4 | 18 | 15 | 51.177 | 132.6867 | 338.6649
2029 | 4 | 18 | 16 | 53.9906 | 134.9263 | 353.3662
2029 | 4 | 18 | 17 | 55.2346 | 125.8481 | 376.842
2029 | 4 | 18 | 18 | 53.5914 | 118.106 | 386.0455
2029 | 4 | 18 | 19 | 52.7378 | 118.6289 | 393.6083
2029 | 4 | 18 | 20 | 50.1188 | 123.7887 | 390.9449
2029 | 4 | 18 | 21 | 44.7725 | 119.2545 | 369.3741
2029 | 4 | 18 | 22 | 39.9215 | 116.6945 | 335.2547
2029 | 4 | 18 | 23 | 37.2936 | 111.8534 | 301.9984
2029 | 4 | 19 | 0 | 38.1508 | 116.468 | 285.0098
2029 | 4 | 19 | 1 | 36.8229 | 112.1947 | 270.8917
2029 | 4 | 19 | 2 | 36.3448 | 110.8877 | 262.5303
2029 | 4 | 19 | 3 | 36.3215 | 109.7542 | 257.0308
2029 | 4 | 19 | 4 | 37.7442 | 107.7592 | 257.0373
2029 | 4 | 19 | 5 | 40.8039 | 111.5576 | 263.5278
2029 | 4 | 19 | 6 | 45.151 | 125.6858 | 284.37
2029 | 4 | 19 | 7 | 47.0655 | 137.2446 | 310.1813
2029 | 4 | 19 | 8 | 47.6863 | 146.5099 | 319.5389
2029 | 4 | 19 | 9 | 48.1335 | 149.3334 | 318.2514
2029 | 4 | 19 | 10 | 48.3015 | 151.1162 | 309.9373
2029 | 4 | 19 | 11 | 48.6973 | 158.1564 | 311.2709
2029 | 4 | 19 | 12 | 48.3853 | 154.0482 | 313.0628
2029 | 4 | 19 | 13 | 48.368 | 153.1293 | 315.4456
2029 | 4 | 19 | 14 | 48.7868 | 142.6194 | 323.2517
2029 | 4 | 19 | 15 | 50.5534 | 138.8589 | 336.3632
2029 | 4 | 19 | 16 | 53.0378 | 140.5861 | 353.196
2029 | 4 | 19 | 17 | 54.248 | 131.0812 | 377.2197
2029 | 4 | 19 | 18 | 53.1447 | 119.7103 | 384.5842
2029 | 4 | 19 | 19 | 52.316 | 119.6756 | 390.683
2029 | 4 | 19 | 20 | 49.7078 | 122.3755 | 385.8476
2029 | 4 | 19 | 21 | 44.4892 | 116.5174 | 363.1736
2029 | 4 | 19 | 22 | 39.7621 | 114.5496 | 330.206
2029 | 4 | 19 | 23 | 37.1977 | 108.614 | 296.9426
2029 | 4 | 20 | 0 | 37.5283 | 109.8689 | 281.1953
2029 | 4 | 20 | 1 | 37.3058 | 111.872 | 268.9242
2029 | 4 | 20 | 2 | 36.8129 | 109.153 | 259.2452
2029 | 4 | 20 | 3 | 36.8093 | 108.3729 | 253.0527
2029 | 4 | 20 | 4 | 38.2295 | 108.5057 | 253.3109
2029 | 4 | 20 | 5 | 41.3263 | 111.0046 | 259.9143
2029 | 4 | 20 | 6 | 45.4784 | 124.2737 | 279.3361
2029 | 4 | 20 | 7 | 47.3753 | 136.7406 | 301.8524
2029 | 4 | 20 | 8 | 47.8925 | 145.9629 | 307.2579
2029 | 4 | 20 | 9 | 47.6389 | 151.1291 | 304.1638
2029 | 4 | 20 | 10 | 47.1891 | 154.2837 | 294.8073
2029 | 4 | 20 | 11 | 47.1134 | 159.7881 | 292.5117
2029 | 4 | 20 | 12 | 47.1083 | 153.6391 | 309.9092
2029 | 4 | 20 | 13 | 46.6741 | 152.24 | 315.3865
2029 | 4 | 20 | 14 | 46.6346 | 144.4468 | 321.5016
2029 | 4 | 20 | 15 | 47.6558 | 139.5422 | 330.061
2029 | 4 | 20 | 16 | 49.6548 | 137.1753 | 341.9431
2029 | 4 | 20 | 17 | 51.045 | 127.5969 | 360.3246
2029 | 4 | 20 | 18 | 50.3125 | 115.975 | 371.0312
2029 | 4 | 20 | 19 | 50.8762 | 114.5711 | 377.7643
2029 | 4 | 20 | 20 | 49.8981 | 118.3697 | 373.9512
2029 | 4 | 20 | 21 | 46.2846 | 112.8664 | 352.589
2029 | 4 | 20 | 22 | 42.4502 | 111.4781 | 324.0728
2029 | 4 | 20 | 23 | 39.9041 | 103.7215 | 295.3404
2029 | 4 | 21 | 0 | 38.2761 | 107.0156 | 281.13
2029 | 4 | 21 | 1 | 37.1922 | 105.8171 | 258.1087
2029 | 4 | 21 | 2 | 36.4074 | 103.9821 | 248.9979
2029 | 4 | 21 | 3 | 36.1842 | 103.4801 | 242.5845
2029 | 4 | 21 | 4 | 37.0929 | 104.8987 | 240.1556
2029 | 4 | 21 | 5 | 39.1554 | 106.7487 | 241.4184
2029 | 4 | 21 | 6 | 41.8467 | 114.3122 | 245.1663
2029 | 4 | 21 | 7 | 42.8675 | 118.3293 | 258.112
2029 | 4 | 21 | 8 | 44.1252 | 120.9588 | 273.0788
2029 | 4 | 21 | 9 | 45.5325 | 127.6249 | 281.4986
2029 | 4 | 21 | 10 | 45.9354 | 132.3517 | 278.8239
2029 | 4 | 21 | 11 | 46.2642 | 138.1807 | 279.4096
2029 | 4 | 21 | 12 | 45.1729 | 135.3152 | 275.5214
2029 | 4 | 21 | 13 | 44.3884 | 133.2171 | 277.617
2029 | 4 | 21 | 14 | 43.8702 | 129.9985 | 279.5067
2029 | 4 | 21 | 15 | 44.409 | 125.9982 | 284.4916
2029 | 4 | 21 | 16 | 46.1434 | 120.625 | 295.8554
2029 | 4 | 21 | 17 | 47.4795 | 116.9886 | 324.2054
2029 | 4 | 21 | 18 | 47.525 | 107.1494 | 340.5816
2029 | 4 | 21 | 19 | 47.613 | 107.8996 | 345.8118
2029 | 4 | 21 | 20 | 46.1605 | 109.3869 | 339.2569
2029 | 4 | 21 | 21 | 42.5453 | 106.1208 | 321.9767
2029 | 4 | 21 | 22 | 39.0889 | 104.8926 | 298.8672
2029 | 4 | 21 | 23 | 37.2656 | 101.8089 | 274.9418
2029 | 4 | 22 | 0 | 36.2471 | 106.9298 | 256.4771
2029 | 4 | 22 | 1 | 35.6523 | 106.4351 | 239.2714
2029 | 4 | 22 | 2 | 35.0915 | 104.6154 | 232.5722
2029 | 4 | 22 | 3 | 34.9854 | 104.3526 | 227.8004
2029 | 4 | 22 | 4 | 35.8094 | 105.4552 | 226.6565
2029 | 4 | 22 | 5 | 37.6738 | 106.1879 | 228.4598
2029 | 4 | 22 | 6 | 39.9363 | 107.744 | 227.387
2029 | 4 | 22 | 7 | 40.5718 | 109.1464 | 235.4621
2029 | 4 | 22 | 8 | 41.7173 | 110.765 | 249.3098
2029 | 4 | 22 | 9 | 43.1999 | 113.5739 | 260.3707
2029 | 4 | 22 | 10 | 43.6782 | 116.3123 | 259.9771
2029 | 4 | 22 | 11 | 44.0268 | 122.7563 | 260.4087
2029 | 4 | 22 | 12 | 42.9046 | 118.1485 | 262.9509
2029 | 4 | 22 | 13 | 42.4279 | 117.3997 | 268.1086
2029 | 4 | 22 | 14 | 42.1812 | 117.2047 | 268.5432
2029 | 4 | 22 | 15 | 43.2237 | 113.2526 | 274.0274
2029 | 4 | 22 | 16 | 45.6263 | 109.7878 | 285.2169
2029 | 4 | 22 | 17 | 47.5409 | 107.9412 | 312.4408
2029 | 4 | 22 | 18 | 48.0831 | 106.1713 | 328.8458
2029 | 4 | 22 | 19 | 48.409 | 106.4174 | 331.5097
2029 | 4 | 22 | 20 | 47.1611 | 110.2203 | 327.3227
2029 | 4 | 22 | 21 | 43.2218 | 107.1022 | 309.058
2029 | 4 | 22 | 22 | 39.1222 | 106.1392 | 282.504
2029 | 4 | 22 | 23 | 36.917 | 102.3644 | 255.6036
2029 | 4 | 23 | 0 | 36.4149 | 107.7909 | 235.029
2029 | 4 | 23 | 1 | 35.6971 | 107.863 | 225.1485
2029 | 4 | 23 | 2 | 35.4261 | 107.0924 | 221.3062
2029 | 4 | 23 | 3 | 35.6812 | 107.883 | 218.8694
2029 | 4 | 23 | 4 | 37.1716 | 108.4336 | 222.0321
2029 | 4 | 23 | 5 | 40.4186 | 111.9938 | 231.6247
2029 | 4 | 23 | 6 | 44.4331 | 119.205 | 253.1335
2029 | 4 | 23 | 7 | 46.2497 | 131.1915 | 272.7343
2029 | 4 | 23 | 8 | 46.306 | 144.0968 | 276.1911
2029 | 4 | 23 | 9 | 45.5217 | 145.9622 | 271.7995
2029 | 4 | 23 | 10 | 44.7227 | 146.5703 | 264.5695
2029 | 4 | 23 | 11 | 44.5805 | 151.3395 | 262.1275
2029 | 4 | 23 | 12 | 43.186 | 156.0764 | 264.337
2029 | 4 | 23 | 13 | 42.7818 | 154.7602 | 263.6599
2029 | 4 | 23 | 14 | 42.6448 | 147.4583 | 263.5796
2029 | 4 | 23 | 15 | 43.8663 | 143.4225 | 265.8526
2029 | 4 | 23 | 16 | 46.3444 | 140.9734 | 278.0774
2029 | 4 | 23 | 17 | 48.3891 | 132.4233 | 303.5744
2029 | 4 | 23 | 18 | 49.0416 | 121.7359 | 325.2168
2029 | 4 | 23 | 19 | 49.5061 | 121.6382 | 330.7941
2029 | 4 | 23 | 20 | 48.3645 | 123.1955 | 329.024
2029 | 4 | 23 | 21 | 44.4508 | 117.4063 | 309.166
2029 | 4 | 23 | 22 | 39.9753 | 115.4029 | 281.46
2029 | 4 | 23 | 23 | 37.1778 | 108.9418 | 254.9584
2029 | 4 | 24 | 0 | 35.9097 | 112.412 | 241.3559
2029 | 4 | 24 | 1 | 34.7886 | 110.4006 | 230.897
2029 | 4 | 24 | 2 | 34.3264 | 108.5106 | 227.614
2029 | 4 | 24 | 3 | 34.3868 | 108.2349 | 225.7497
2029 | 4 | 24 | 4 | 35.7319 | 108.6732 | 228.4094
2029 | 4 | 24 | 5 | 38.7865 | 111.4783 | 238.1482
2029 | 4 | 24 | 6 | 42.3895 | 124.3762 | 261.7329
2029 | 4 | 24 | 7 | 44.2132 | 137.4732 | 280.1603
2029 | 4 | 24 | 8 | 44.5565 | 147.0015 | 275.5518
2029 | 4 | 24 | 9 | 44.3803 | 150.14 | 261.5818
2029 | 4 | 24 | 10 | 44.0116 | 153.8916 | 251.5834
2029 | 4 | 24 | 11 | 44.2436 | 162.3329 | 243.9861
2029 | 4 | 24 | 12 | 44.1955 | 157.6723 | 238.1645
2029 | 4 | 24 | 13 | 44.3588 | 156.6839 | 236.5441
2029 | 4 | 24 | 14 | 44.8692 | 150.4209 | 235.0979
2029 | 4 | 24 | 15 | 46.5805 | 147.5683 | 236.3107
2029 | 4 | 24 | 16 | 49.2397 | 145.216 | 249.1319
2029 | 4 | 24 | 17 | 50.8774 | 136.5936 | 279.2196
2029 | 4 | 24 | 18 | 50.5864 | 122.2723 | 290.6916
2029 | 4 | 24 | 19 | 50.3241 | 121.2376 | 313.8226
2029 | 4 | 24 | 20 | 48.3093 | 123.6887 | 323.6683
2029 | 4 | 24 | 21 | 43.7106 | 118.7589 | 312.4427
2029 | 4 | 24 | 22 | 39.0307 | 117.3381 | 289.0815
2029 | 4 | 24 | 23 | 36.1652 | 111.077 | 264.7399
2029 | 4 | 25 | 0 | 35.7429 | 114.6984 | 250.6931
2029 | 4 | 25 | 1 | 33.9138 | 113.6593 | 251.7454
2029 | 4 | 25 | 2 | 33.3898 | 111.3145 | 250.4219
2029 | 4 | 25 | 3 | 33.3618 | 110.543 | 250.4955
2029 | 4 | 25 | 4 | 34.6463 | 110.6078 | 254.9931
2029 | 4 | 25 | 5 | 37.6073 | 113.7308 | 266.9717
2029 | 4 | 25 | 6 | 41.463 | 122.3018 | 287.7361
2029 | 4 | 25 | 7 | 43.12 | 134.9459 | 306.0963
2029 | 4 | 25 | 8 | 43.2785 | 143.766 | 299.2694
2029 | 4 | 25 | 9 | 43.3661 | 148.0373 | 279.3767
2029 | 4 | 25 | 10 | 43.0324 | 148.7449 | 261.363
2029 | 4 | 25 | 11 | 43.4063 | 155.731 | 247.8694
2029 | 4 | 25 | 12 | 43.1827 | 145.6746 | 231.6995
2029 | 4 | 25 | 13 | 43.5039 | 144.1551 | 228.3057
2029 | 4 | 25 | 14 | 44.0316 | 132.6419 | 225.6585
2029 | 4 | 25 | 15 | 45.9842 | 128.8345 | 224.0721
2029 | 4 | 25 | 16 | 48.8845 | 130.7609 | 240.3175
2029 | 4 | 25 | 17 | 50.2688 | 120.3083 | 277.4395
2029 | 4 | 25 | 18 | 50.4573 | 115.8682 | 298.5957
2029 | 4 | 25 | 19 | 50.3076 | 116.7515 | 327.2998
2029 | 4 | 25 | 20 | 48.3426 | 120.1197 | 340.3421
2029 | 4 | 25 | 21 | 43.5628 | 118.4113 | 331.243
2029 | 4 | 25 | 22 | 38.6123 | 116.3559 | 307.4615
2029 | 4 | 25 | 23 | 35.6479 | 109.2735 | 283.4808
2029 | 4 | 26 | 0 | 35.3449 | 112.2131 | 271.7209
2029 | 4 | 26 | 1 | 33.469 | 112.6112 | 268.6614
2029 | 4 | 26 | 2 | 32.9016 | 111.0157 | 266.6012
2029 | 4 | 26 | 3 | 32.8379 | 110.3295 | 266.4362
2029 | 4 | 26 | 4 | 34.007 | 109.3759 | 270.3891
2029 | 4 | 26 | 5 | 36.6481 | 112.9067 | 281.7622
2029 | 4 | 26 | 6 | 40.6386 | 122.284 | 304.8905
2029 | 4 | 26 | 7 | 42.2053 | 132.8443 | 322.8096
2029 | 4 | 26 | 8 | 42.3592 | 140.257 | 317.419
2029 | 4 | 26 | 9 | 42.56 | 139.5554 | 301.0189
2029 | 4 | 26 | 10 | 42.41 | 139.3459 | 283.4433
2029 | 4 | 26 | 11 | 42.963 | 150.0344 | 270.9318
2029 | 4 | 26 | 12 | 43.4095 | 144.8414 | 263.3088
2029 | 4 | 26 | 13 | 43.8349 | 144.2943 | 260.1242
2029 | 4 | 26 | 14 | 44.4339 | 133.2143 | 257.7453
2029 | 4 | 26 | 15 | 46.1873 | 126.8129 | 258.4461
2029 | 4 | 26 | 16 | 48.495 | 130.1166 | 269.9952
2029 | 4 | 26 | 17 | 49.6876 | 118.4816 | 298.4116
2029 | 4 | 26 | 18 | 50.786 | 117.4466 | 320.2533
2029 | 4 | 26 | 19 | 50.492 | 117.8376 | 335.6233
2029 | 4 | 26 | 20 | 48.3344 | 118.7733 | 341.7036
2029 | 4 | 26 | 21 | 43.4301 | 115.1913 | 329.1708
2029 | 4 | 26 | 22 | 38.6966 | 113.6463 | 304.4619
2029 | 4 | 26 | 23 | 35.7975 | 105.669 | 279.3923
2029 | 4 | 27 | 0 | 35.1223 | 108.5783 | 270.6676
2029 | 4 | 27 | 1 | 33.5643 | 110.1286 | 267.8533
2029 | 4 | 27 | 2 | 32.907 | 107.1895 | 264.639
2029 | 4 | 27 | 3 | 32.7122 | 106.7149 | 263.6834
2029 | 4 | 27 | 4 | 33.7805 | 106.5227 | 267.3075
2029 | 4 | 27 | 5 | 36.2996 | 107.6006 | 278.0674
2029 | 4 | 27 | 6 | 39.9859 | 119.2776 | 296.0209
2029 | 4 | 27 | 7 | 41.782 | 131.636 | 316.3811
2029 | 4 | 27 | 8 | 42.509 | 138.4056 | 318.7681
2029 | 4 | 27 | 9 | 43.253 | 140.427 | 314.9938
2029 | 4 | 27 | 10 | 43.3015 | 142.2208 | 306.4285
2029 | 4 | 27 | 11 | 43.8092 | 151.5127 | 297.3697
2029 | 4 | 27 | 12 | 44.0812 | 142.0702 | 302.1308
2029 | 4 | 27 | 13 | 44.3742 | 142.0682 | 301.3992
2029 | 4 | 27 | 14 | 44.6047 | 130.085 | 300.7305
2029 | 4 | 27 | 15 | 46.0092 | 123.6653 | 301.9832
2029 | 4 | 27 | 16 | 48.2226 | 124.7185 | 308.8115
2029 | 4 | 27 | 17 | 49.0246 | 113.0641 | 324.2238
2029 | 4 | 27 | 18 | 49.4219 | 108.9964 | 352.2229
2029 | 4 | 27 | 19 | 48.9409 | 110.6603 | 351.9296
2029 | 4 | 27 | 20 | 46.8889 | 111.7971 | 349.6959
2029 | 4 | 27 | 21 | 42.2961 | 110.7308 | 334.1026
2029 | 4 | 27 | 22 | 37.9214 | 109.1652 | 311.5541
2029 | 4 | 27 | 23 | 35.1267 | 97.571 | 289.2228
2029 | 4 | 28 | 0 | 34.3346 | 101.0065 | 273.2605
2029 | 4 | 28 | 1 | 32.1299 | 99.7221 | 260.0689
2029 | 4 | 28 | 2 | 31.1417 | 97.9138 | 254.4668
2029 | 4 | 28 | 3 | 30.8206 | 97.4609 | 251.0546
2029 | 4 | 28 | 4 | 31.084 | 96.7068 | 251.5788
2029 | 4 | 28 | 5 | 32.6563 | 96.7826 | 255.9563
2029 | 4 | 28 | 6 | 34.7351 | 104.2222 | 257.1944
2029 | 4 | 28 | 7 | 36.284 | 108.8049 | 267.4719
2029 | 4 | 28 | 8 | 38.7753 | 108.8644 | 282.0047
2029 | 4 | 28 | 9 | 41.3047 | 115.5641 | 299.7022
2029 | 4 | 28 | 10 | 42.1367 | 121.3164 | 306.8668
2029 | 4 | 28 | 11 | 43.2535 | 133.0353 | 308.2035
2029 | 4 | 28 | 12 | 43.1075 | 124.7847 | 273.011
2029 | 4 | 28 | 13 | 43.1904 | 123.0706 | 268.9504
2029 | 4 | 28 | 14 | 43.2052 | 118.3273 | 264.0638
2029 | 4 | 28 | 15 | 44.1638 | 113.6551 | 265.0741
2029 | 4 | 28 | 16 | 45.937 | 111.1821 | 274.1812
2029 | 4 | 28 | 17 | 46.5776 | 107.6977 | 297.3393
2029 | 4 | 28 | 18 | 45.1645 | 92.0966 | 296.1771
2029 | 4 | 28 | 19 | 44.3463 | 93.5343 | 306.4185
2029 | 4 | 28 | 20 | 41.9411 | 91.4933 | 307.9361
2029 | 4 | 28 | 21 | 37.7842 | 95.5061 | 296.3188
2029 | 4 | 28 | 22 | 33.9191 | 96.6289 | 278.1328
2029 | 4 | 28 | 23 | 32.1554 | 91.5573 | 259.4779
2029 | 4 | 29 | 0 | 32.4263 | 97.6504 | 258.5565
2029 | 4 | 29 | 1 | 32.3343 | 98.7933 | 258.5184
2029 | 4 | 29 | 2 | 31.5744 | 97.152 | 254.2015
2029 | 4 | 29 | 3 | 31.4282 | 97.2802 | 251.8852
2029 | 4 | 29 | 4 | 31.7873 | 97.7325 | 253.801
2029 | 4 | 29 | 5 | 33.3437 | 97.0051 | 259.1796
2029 | 4 | 29 | 6 | 35.4331 | 96.243 | 265.2534
2029 | 4 | 29 | 7 | 36.7919 | 97.4435 | 271.5355
2029 | 4 | 29 | 8 | 39.1368 | 97.6829 | 277.7948
2029 | 4 | 29 | 9 | 41.759 | 103.7828 | 285.234
2029 | 4 | 29 | 10 | 42.6926 | 108.6419 | 283.9793
2029 | 4 | 29 | 11 | 43.9261 | 116.6236 | 280.2022
2029 | 4 | 29 | 12 | 44.362 | 117.7393 | 268.4374
2029 | 4 | 29 | 13 | 44.7798 | 118.0574 | 266.9249
2029 | 4 | 29 | 14 | 45.1399 | 123.5425 | 263.5231
2029 | 4 | 29 | 15 | 46.7309 | 122.4345 | 265.1953
2029 | 4 | 29 | 16 | 49.2435 | 109.1743 | 278.0679
2029 | 4 | 29 | 17 | 50.532 | 107.0753 | 307.6086
2029 | 4 | 29 | 18 | 49.8403 | 91.0712 | 317.0918
2029 | 4 | 29 | 19 | 49.2365 | 91.3787 | 330.152
2029 | 4 | 29 | 20 | 46.7145 | 91.3518 | 333.7374
2029 | 4 | 29 | 21 | 42.0629 | 97.9809 | 321.4522
2029 | 4 | 29 | 22 | 37.3872 | 98.4649 | 298.2659
2029 | 4 | 29 | 23 | 35.0332 | 91.9332 | 273.9808
2029 | 4 | 30 | 0 | 34.7359 | 99.3191 | 264.5303
2029 | 4 | 30 | 1 | 35.6264 | 101.6034 | 266.7846
2029 | 4 | 30 | 2 | 35.3193 | 100.6045 | 264.3393
2029 | 4 | 30 | 3 | 35.4787 | 102.1109 | 263.8163
2029 | 4 | 30 | 4 | 36.9811 | 103.7662 | 268.1644
2029 | 4 | 30 | 5 | 40.27 | 107.2138 | 280.1187
2029 | 4 | 30 | 6 | 44.9475 | 121.4876 | 296.0647
2029 | 4 | 30 | 7 | 47.2039 | 135.8557 | 320.8891
2029 | 4 | 30 | 8 | 48.1112 | 147.2634 | 332.2381
2029 | 4 | 30 | 9 | 49.0018 | 150.5927 | 338.6832
2029 | 4 | 30 | 10 | 49.078 | 154.5905 | 334.7441
2029 | 4 | 30 | 11 | 49.7508 | 161.6202 | 329.8187
2029 | 4 | 30 | 12 | 49.2875 | 159.2032 | 322.1789
2029 | 4 | 30 | 13 | 49.6788 | 157.4163 | 321.2304
2029 | 4 | 30 | 14 | 50.0398 | 157.2233 | 319.5594
2029 | 4 | 30 | 15 | 51.7971 | 152.0529 | 320.2993
2029 | 4 | 30 | 16 | 54.6983 | 144.0585 | 330.2924
2029 | 4 | 30 | 17 | 56.2325 | 135.3537 | 351.0124
2029 | 4 | 30 | 18 | 54.5238 | 117.7847 | 366.6064
2029 | 4 | 30 | 19 | 53.6133 | 118.1676 | 366.6132
2029 | 4 | 30 | 20 | 51.3809 | 116.7579 | 364.1883
2029 | 4 | 30 | 21 | 46.4911 | 115.0872 | 345.7598
2029 | 4 | 30 | 22 | 41.4388 | 112.071 | 317.1293
2029 | 4 | 30 | 23 | 38.3904 | 101.5523 | 289.8556
2029 | 5 | 1 | 0 | 38.2195 | 106.7747 | 280.334
2029 | 5 | 1 | 1 | 39.3206 | 88.4582 | 271.2715
2029 | 5 | 1 | 2 | 38.7659 | 87.6752 | 267.3824
2029 | 5 | 1 | 3 | 38.6162 | 89.0948 | 265.0602
2029 | 5 | 1 | 4 | 40.0743 | 91.6852 | 268.5607
2029 | 5 | 1 | 5 | 43.2291 | 97.3677 | 280.2882
2029 | 5 | 1 | 6 | 46.6265 | 112.4097 | 297.4325
2029 | 5 | 1 | 7 | 49.3089 | 125.7506 | 318.5314
2029 | 5 | 1 | 8 | 50.3021 | 141.025 | 319.3424
2029 | 5 | 1 | 9 | 50.7874 | 145.8153 | 309.5911
2029 | 5 | 1 | 10 | 51.1054 | 153.1237 | 302.8412
2029 | 5 | 1 | 11 | 51.572 | 147.6655 | 301.2167
2029 | 5 | 1 | 12 | 50.9754 | 140.3332 | 280.9735
2029 | 5 | 1 | 13 | 51.0249 | 141.8979 | 279.3988
2029 | 5 | 1 | 14 | 50.9022 | 144.5427 | 279.423
2029 | 5 | 1 | 15 | 52.3661 | 135.3006 | 281.0483
2029 | 5 | 1 | 16 | 55.7838 | 127.0349 | 290.916
2029 | 5 | 1 | 17 | 57.7211 | 115.3827 | 316.255
2029 | 5 | 1 | 18 | 57.5655 | 104.7409 | 338.2413
2029 | 5 | 1 | 19 | 56.5481 | 100.9227 | 351.1995
2029 | 5 | 1 | 20 | 54.428 | 99.4083 | 356.1191
2029 | 5 | 1 | 21 | 49.8336 | 100.5881 | 345.7455
2029 | 5 | 1 | 22 | 44.3011 | 97.4711 | 319.0247
2029 | 5 | 1 | 23 | 40.7974 | 90.2266 | 291.3576
2029 | 5 | 2 | 0 | 40.5549 | 94.8611 | 270.5089
2029 | 5 | 2 | 1 | 41.4496 | 95.1057 | 269.3672
2029 | 5 | 2 | 2 | 40.9633 | 93.9918 | 264.9862
2029 | 5 | 2 | 3 | 40.925 | 94.8849 | 262.9577
2029 | 5 | 2 | 4 | 42.5263 | 96.5129 | 266.9159
2029 | 5 | 2 | 5 | 46.2093 | 102.2418 | 278.3964
2029 | 5 | 2 | 6 | 50.4382 | 115.8308 | 292.2446
2029 | 5 | 2 | 7 | 53.2112 | 128.7942 | 314.8376
2029 | 5 | 2 | 8 | 54.0561 | 140.819 | 324.2498
2029 | 5 | 2 | 9 | 54.599 | 141.2618 | 327.516
2029 | 5 | 2 | 10 | 54.9662 | 143.0119 | 326.693
2029 | 5 | 2 | 11 | 55.4421 | 139.3945 | 325.8085
2029 | 5 | 2 | 12 | 55.6369 | 140.4918 | 320.8174
2029 | 5 | 2 | 13 | 55.681 | 140.2393 | 319.4027
2029 | 5 | 2 | 14 | 55.6351 | 139.6118 | 319.6112
2029 | 5 | 2 | 15 | 57.0672 | 130.8736 | 321.0622
2029 | 5 | 2 | 16 | 60.1655 | 124.9819 | 325.8917
2029 | 5 | 2 | 17 | 61.6625 | 114.8346 | 341.7398
2029 | 5 | 2 | 18 | 59.3848 | 101.5545 | 363.2846
2029 | 5 | 2 | 19 | 58.337 | 100.8349 | 365.2358
2029 | 5 | 2 | 20 | 56.0324 | 98.6093 | 366.6642
2029 | 5 | 2 | 21 | 51.0021 | 103.01 | 353.5592
2029 | 5 | 2 | 22 | 45.2853 | 98.8628 | 322.587
2029 | 5 | 2 | 23 | 41.9343 | 90.2023 | 291.9298
2029 | 5 | 3 | 0 | 42.2976 | 93.4211 | 275.6348
2029 | 5 | 3 | 1 | 43.1469 | 94.7982 | 276.0713
2029 | 5 | 3 | 2 | 42.5689 | 93.921 | 271.9087
2029 | 5 | 3 | 3 | 42.5438 | 94.4076 | 269.5447
2029 | 5 | 3 | 4 | 44.1383 | 95.7817 | 273.5473
2029 | 5 | 3 | 5 | 47.8711 | 101.3165 | 285.8556
2029 | 5 | 3 | 6 | 52.6622 | 118.9822 | 304.1402
2029 | 5 | 3 | 7 | 55.0197 | 132.5961 | 331.5411
2029 | 5 | 3 | 8 | 55.6837 | 146.2751 | 345.8836
2029 | 5 | 3 | 9 | 56.2059 | 149.2296 | 350.5634
2029 | 5 | 3 | 10 | 56.7061 | 155.3437 | 350.0063
2029 | 5 | 3 | 11 | 57.2997 | 151.1881 | 345.6434
2029 | 5 | 3 | 12 | 58.0515 | 142.3039 | 322.3823
2029 | 5 | 3 | 13 | 58.3389 | 142.9339 | 319.3425
2029 | 5 | 3 | 14 | 58.5877 | 140.7902 | 319.6489
2029 | 5 | 3 | 15 | 60.0116 | 131.3855 | 324.8365
2029 | 5 | 3 | 16 | 62.5035 | 127.2909 | 331.213
2029 | 5 | 3 | 17 | 63.8588 | 116.4265 | 352.0986
2029 | 5 | 3 | 18 | 62.099 | 105.5706 | 376.0254
2029 | 5 | 3 | 19 | 61.1343 | 104.6857 | 380.4961
2029 | 5 | 3 | 20 | 58.8871 | 100.923 | 383.1347
2029 | 5 | 3 | 21 | 53.76 | 102.7514 | 372.3159
2029 | 5 | 3 | 22 | 47.8776 | 98.4122 | 344.1018
2029 | 5 | 3 | 23 | 44.6718 | 90.5312 | 314.2098
2029 | 5 | 4 | 0 | 44.4903 | 92.7264 | 287.5891
2029 | 5 | 4 | 1 | 43.1423 | 90.7268 | 292.591
2029 | 5 | 4 | 2 | 42.3897 | 88.9477 | 287.8666
2029 | 5 | 4 | 3 | 42.2063 | 89.3882 | 286.0372
2029 | 5 | 4 | 4 | 43.7862 | 91.4195 | 290.2822
2029 | 5 | 4 | 5 | 47.2921 | 95.7483 | 302.9768
2029 | 5 | 4 | 6 | 51.0892 | 109.9063 | 310.5458
2029 | 5 | 4 | 7 | 53.9656 | 122.8546 | 337.9304
2029 | 5 | 4 | 8 | 54.9035 | 135.5929 | 357.3832
2029 | 5 | 4 | 9 | 55.1551 | 139.6316 | 373.7463
2029 | 5 | 4 | 10 | 55.2872 | 142.769 | 382.5057
2029 | 5 | 4 | 11 | 55.4718 | 137.7553 | 380.7869
2029 | 5 | 4 | 12 | 54.8745 | 128.3249 | 342.1392
2029 | 5 | 4 | 13 | 54.5573 | 129.2711 | 344.6554
2029 | 5 | 4 | 14 | 54.1967 | 123.1497 | 345.553
2029 | 5 | 4 | 15 | 55.6204 | 112.5926 | 344.9601
2029 | 5 | 4 | 16 | 58.8231 | 109.5304 | 351.2116
2029 | 5 | 4 | 17 | 60.2359 | 95.6828 | 370.509
2029 | 5 | 4 | 18 | 61.1386 | 94.7909 | 342.4326
2029 | 5 | 4 | 19 | 59.9818 | 92.6009 | 373.9124
2029 | 5 | 4 | 20 | 57.1785 | 90.8574 | 390.6386
2029 | 5 | 4 | 21 | 52.5204 | 93.7286 | 387.1551
2029 | 5 | 4 | 22 | 47.4823 | 89.4942 | 364.7309
2029 | 5 | 4 | 23 | 44.3695 | 81.2498 | 340.3496
2029 | 5 | 5 | 0 | 43.2266 | 82.6444 | 330.5487
2029 | 5 | 5 | 1 | 42.7923 | 85.0386 | 310.8453
2029 | 5 | 5 | 2 | 41.7686 | 84.5762 | 304.9371
2029 | 5 | 5 | 3 | 41.5312 | 85.45 | 303.0536
2029 | 5 | 5 | 4 | 42.4429 | 89.0212 | 305.5513
2029 | 5 | 5 | 5 | 45.0236 | 92.8068 | 311.5702
2029 | 5 | 5 | 6 | 47.579 | 100.9534 | 313.5681
2029 | 5 | 5 | 7 | 49.786 | 104.9927 | 324.7593
2029 | 5 | 5 | 8 | 53.3385 | 111.1745 | 334.3968
2029 | 5 | 5 | 9 | 57.5424 | 115.356 | 333.8816
2029 | 5 | 5 | 10 | 60.0992 | 119.7279 | 329.8141
2029 | 5 | 5 | 11 | 61.8127 | 116.918 | 320.539
2029 | 5 | 5 | 12 | 61.3507 | 109.8295 | 332.2177
2029 | 5 | 5 | 13 | 61.2063 | 108.4771 | 325.5015
2029 | 5 | 5 | 14 | 61.3129 | 108.8392 | 325.0157
2029 | 5 | 5 | 15 | 62.7789 | 99.2332 | 327.0735
2029 | 5 | 5 | 16 | 65.737 | 94.6822 | 333.0657
2029 | 5 | 5 | 17 | 66.4547 | 88.7836 | 352.8923
2029 | 5 | 5 | 18 | 61.7003 | 85.0633 | 370.2809
2029 | 5 | 5 | 19 | 59.7143 | 88.0935 | 373.4928
2029 | 5 | 5 | 20 | 56.0354 | 85.9471 | 370.15
2029 | 5 | 5 | 21 | 51.326 | 94.0764 | 359.1027
2029 | 5 | 5 | 22 | 46.523 | 88.9659 | 336.9434
2029 | 5 | 5 | 23 | 44.6227 | 85.2318 | 312.6579
2029 | 5 | 6 | 0 | 45.5907 | 89.1638 | 301.0952
2029 | 5 | 6 | 1 | 43.6451 | 92.0367 | 293.9124
2029 | 5 | 6 | 2 | 43.0486 | 91.784 | 287.7197
2029 | 5 | 6 | 3 | 43.1344 | 92.4793 | 283.763
2029 | 5 | 6 | 4 | 44.1577 | 93.5242 | 285.0033
2029 | 5 | 6 | 5 | 46.3858 | 96.6193 | 289.7426
2029 | 5 | 6 | 6 | 48.9008 | 97.4838 | 284.9996
2029 | 5 | 6 | 7 | 50.3939 | 100.002 | 294.5739
2029 | 5 | 6 | 8 | 52.0836 | 102.2294 | 316.8578
2029 | 5 | 6 | 9 | 53.7432 | 101.44 | 346.1873
2029 | 5 | 6 | 10 | 54.6095 | 103.3173 | 360.8026
2029 | 5 | 6 | 11 | 55.1318 | 100.1159 | 365.3743
2029 | 5 | 6 | 12 | 57.7751 | 94.2623 | 332.4053
2029 | 5 | 6 | 13 | 57.419 | 95.0988 | 329.7084
2029 | 5 | 6 | 14 | 57.3123 | 95.9979 | 326.7687
2029 | 5 | 6 | 15 | 58.4182 | 88.0223 | 332.2413
2029 | 5 | 6 | 16 | 60.8744 | 85.7434 | 342.6377
2029 | 5 | 6 | 17 | 62.7224 | 82.5052 | 366.1553
2029 | 5 | 6 | 18 | 59.4226 | 89.9132 | 337.627
2029 | 5 | 6 | 19 | 59.652 | 90.1748 | 355.2623
2029 | 5 | 6 | 20 | 58.2489 | 89.2098 | 362.8762
2029 | 5 | 6 | 21 | 54.184 | 95.3964 | 354.3112
2029 | 5 | 6 | 22 | 49.2209 | 92.1054 | 328.236
2029 | 5 | 6 | 23 | 46.4334 | 86.941 | 300.4266
2029 | 5 | 7 | 0 | 44.7849 | 90.3795 | 292.9619
2029 | 5 | 7 | 1 | 45.9853 | 91.7331 | 283.7623
2029 | 5 | 7 | 2 | 45.8436 | 91.0894 | 280.5939
2029 | 5 | 7 | 3 | 46.2784 | 92.7838 | 279.4492
2029 | 5 | 7 | 4 | 48.3066 | 96.3173 | 284.5098
2029 | 5 | 7 | 5 | 52.4062 | 101.1219 | 297.812
2029 | 5 | 7 | 6 | 57.2857 | 118.4121 | 317.7105
2029 | 5 | 7 | 7 | 59.7386 | 133.9988 | 340.3385
2029 | 5 | 7 | 8 | 59.7235 | 150.9138 | 334.3373
2029 | 5 | 7 | 9 | 58.389 | 153.6124 | 317.2098
2029 | 5 | 7 | 10 | 57.6271 | 159.3955 | 306.3545
2029 | 5 | 7 | 11 | 57.2525 | 153.4653 | 304.9419
2029 | 5 | 7 | 12 | 59.9705 | 142.913 | 312.4793
2029 | 5 | 7 | 13 | 59.6304 | 143.0292 | 309.5467
2029 | 5 | 7 | 14 | 59.9081 | 141.2029 | 308.6768
2029 | 5 | 7 | 15 | 61.5791 | 133.5895 | 310.2668
2029 | 5 | 7 | 16 | 64.9926 | 128.131 | 320.0521
2029 | 5 | 7 | 17 | 67.1521 | 118.512 | 346.6494
2029 | 5 | 7 | 18 | 64.8274 | 109.9637 | 381.2839
2029 | 5 | 7 | 19 | 64.3851 | 109.1934 | 384.4284
2029 | 5 | 7 | 20 | 62.3087 | 105.8086 | 384.3237
2029 | 5 | 7 | 21 | 57.5522 | 107.7096 | 370.4437
2029 | 5 | 7 | 22 | 51.6766 | 102.7091 | 339.3311
2029 | 5 | 7 | 23 | 48.062 | 95.2075 | 309.444
2029 | 5 | 8 | 0 | 47.4087 | 99.2554 | 290.0791
2029 | 5 | 8 | 1 | 46.6562 | 92.9916 | 273.0357
2029 | 5 | 8 | 2 | 46.1955 | 92.0222 | 267.5867
2029 | 5 | 8 | 3 | 46.3469 | 92.6177 | 264.3952
2029 | 5 | 8 | 4 | 48.2386 | 94.1535 | 267.843
2029 | 5 | 8 | 5 | 52.2169 | 98.8635 | 278.9367
2029 | 5 | 8 | 6 | 57.2239 | 118.7594 | 300.399
2029 | 5 | 8 | 7 | 59.525 | 134.461 | 324.3302
2029 | 5 | 8 | 8 | 59.4198 | 146.8809 | 332.412
2029 | 5 | 8 | 9 | 57.9817 | 150.5148 | 333.2466
2029 | 5 | 8 | 10 | 56.9194 | 155.8585 | 331.6608
2029 | 5 | 8 | 11 | 56.4131 | 152.9064 | 330.0495
2029 | 5 | 8 | 12 | 59.7818 | 139.9596 | 314.9881
2029 | 5 | 8 | 13 | 59.5287 | 140.2478 | 313.8712
2029 | 5 | 8 | 14 | 59.8345 | 134.9347 | 315.6839
2029 | 5 | 8 | 15 | 61.4432 | 128.8581 | 320.436
2029 | 5 | 8 | 16 | 64.6221 | 126.7402 | 331.1556
2029 | 5 | 8 | 17 | 66.7585 | 116.2077 | 352.0104
2029 | 5 | 8 | 18 | 66.8466 | 106.1105 | 372.2338
2029 | 5 | 8 | 19 | 65.2289 | 104.4002 | 377.9924
2029 | 5 | 8 | 20 | 61.7196 | 102.1229 | 378.672
2029 | 5 | 8 | 21 | 56.1107 | 105.458 | 364.7494
2029 | 5 | 8 | 22 | 50.0315 | 100.453 | 333.1529
2029 | 5 | 8 | 23 | 46.6959 | 94.0428 | 301.6972
2029 | 5 | 9 | 0 | 47.0228 | 95.5102 | 286.4584
2029 | 5 | 9 | 1 | 45.319 | 94.9816 | 268.202
2029 | 5 | 9 | 2 | 44.6291 | 93.6436 | 263.9743
2029 | 5 | 9 | 3 | 44.5496 | 94.0931 | 260.7225
2029 | 5 | 9 | 4 | 46.3417 | 94.9025 | 264.0458
2029 | 5 | 9 | 5 | 50.2502 | 99.9881 | 275.4666
2029 | 5 | 9 | 6 | 54.8102 | 110.8527 | 290.104
2029 | 5 | 9 | 7 | 57.1809 | 124.7787 | 320.0502
2029 | 5 | 9 | 8 | 57.7794 | 136.8155 | 343.3404
2029 | 5 | 9 | 9 | 58.4677 | 137.7079 | 357.0058
2029 | 5 | 9 | 10 | 59.3869 | 138.2141 | 358.5575
2029 | 5 | 9 | 11 | 60.2472 | 134.1114 | 352.507
2029 | 5 | 9 | 12 | 60.3923 | 131.3766 | 326.0215
2029 | 5 | 9 | 13 | 60.4784 | 131.7172 | 324.0071
2029 | 5 | 9 | 14 | 61.0646 | 126.1706 | 325.3198
2029 | 5 | 9 | 15 | 63.2289 | 117.9748 | 331.0333
2029 | 5 | 9 | 16 | 66.7168 | 117.7393 | 339.2323
2029 | 5 | 9 | 17 | 68.1884 | 105.4287 | 359.1657
2029 | 5 | 9 | 18 | 65.6492 | 107.8042 | 385.6213
2029 | 5 | 9 | 19 | 63.8881 | 106.7418 | 381.8782
2029 | 5 | 9 | 20 | 60.1935 | 104.1108 | 380.0881
2029 | 5 | 9 | 21 | 54.4852 | 108.9325 | 365.8456
2029 | 5 | 9 | 22 | 48.3193 | 103.2516 | 334.2072
2029 | 5 | 9 | 23 | 45.013 | 95.1071 | 302.9477
2029 | 5 | 10 | 0 | 45.7753 | 94.5029 | 286.5895
2029 | 5 | 10 | 1 | 44.152 | 97.0308 | 276.2948
2029 | 5 | 10 | 2 | 43.5425 | 96.1488 | 271.2003
2029 | 5 | 10 | 3 | 43.5919 | 96.6401 | 268.6255
2029 | 5 | 10 | 4 | 45.3131 | 97.1642 | 272.6652
2029 | 5 | 10 | 5 | 49.3361 | 102.5202 | 284.7973
2029 | 5 | 10 | 6 | 54.1026 | 113.6878 | 299.4737
2029 | 5 | 10 | 7 | 56.8689 | 127.038 | 327.4025
2029 | 5 | 10 | 8 | 57.6632 | 139.2854 | 345.9815
2029 | 5 | 10 | 9 | 57.9366 | 138.9642 | 356.2901
2029 | 5 | 10 | 10 | 58.1031 | 141.6986 | 357.6
2029 | 5 | 10 | 11 | 58.2782 | 137.5415 | 351.9164
2029 | 5 | 10 | 12 | 57.8949 | 130.3665 | 316.0078
2029 | 5 | 10 | 13 | 57.6919 | 130.8452 | 316.444
2029 | 5 | 10 | 14 | 57.7334 | 124.5691 | 317.406
2029 | 5 | 10 | 15 | 59.3913 | 114.4433 | 320.8869
2029 | 5 | 10 | 16 | 62.2415 | 117.4845 | 327.7137
2029 | 5 | 10 | 17 | 63.7844 | 105.254 | 348.8282
2029 | 5 | 10 | 18 | 62.4156 | 106.4308 | 370.2345
2029 | 5 | 10 | 19 | 61.5008 | 107.7391 | 377.9629
2029 | 5 | 10 | 20 | 58.3308 | 105.2985 | 382.1093
2029 | 5 | 10 | 21 | 53.0851 | 110.934 | 372.1701
2029 | 5 | 10 | 22 | 47.3865 | 105.6494 | 344.2286
2029 | 5 | 10 | 23 | 44.3702 | 96.6095 | 314.0728
2029 | 5 | 11 | 0 | 44.3233 | 97.0209 | 291.5184
2029 | 5 | 11 | 1 | 43.5874 | 97.4046 | 282.2922
2029 | 5 | 11 | 2 | 42.8146 | 95.6602 | 276.9254
2029 | 5 | 11 | 3 | 42.6901 | 96.5231 | 273.9707
2029 | 5 | 11 | 4 | 44.3734 | 97.7819 | 276.6082
2029 | 5 | 11 | 5 | 48.0576 | 102.3318 | 287.488
2029 | 5 | 11 | 6 | 52.5155 | 115.9766 | 295.9918
2029 | 5 | 11 | 7 | 55.1079 | 130.7576 | 324.5183
2029 | 5 | 11 | 8 | 55.816 | 142.0351 | 348.5167
2029 | 5 | 11 | 9 | 55.7875 | 143.0781 | 371.1781
2029 | 5 | 11 | 10 | 56.2985 | 145.5674 | 380.3286
2029 | 5 | 11 | 11 | 56.738 | 142.1493 | 377.5224
2029 | 5 | 11 | 12 | 53.0421 | 140.1318 | 353.9673
2029 | 5 | 11 | 13 | 52.3178 | 139.3312 | 356.6147
2029 | 5 | 11 | 14 | 52.0207 | 133.9919 | 356.8376
2029 | 5 | 11 | 15 | 53.0904 | 125.274 | 359.1803
2029 | 5 | 11 | 16 | 55.823 | 123.0829 | 362.9793
2029 | 5 | 11 | 17 | 57.9313 | 112.9644 | 378.0229
2029 | 5 | 11 | 18 | 57.6563 | 104.951 | 395.1254
2029 | 5 | 11 | 19 | 58.1759 | 104.1449 | 394.9064
2029 | 5 | 11 | 20 | 57.5334 | 102.3114 | 392.4082
2029 | 5 | 11 | 21 | 54.4214 | 107.2769 | 381.4665
2029 | 5 | 11 | 22 | 49.7637 | 102.3542 | 356.7191
2029 | 5 | 11 | 23 | 46.4422 | 91.4183 | 329.2451
2029 | 5 | 12 | 0 | 44.718 | 91.6272 | 307.9313
2029 | 5 | 12 | 1 | 42.8068 | 91.7799 | 292.5515
2029 | 5 | 12 | 2 | 41.6879 | 91.0642 | 285.956
2029 | 5 | 12 | 3 | 41.3068 | 91.3702 | 282.1172
2029 | 5 | 12 | 4 | 41.9383 | 92.3845 | 283.4972
2029 | 5 | 12 | 5 | 43.9509 | 95.3929 | 288.5136
2029 | 5 | 12 | 6 | 45.764 | 106.7602 | 288.8828
2029 | 5 | 12 | 7 | 48.0406 | 114.1155 | 302.8
2029 | 5 | 12 | 8 | 50.9369 | 119.9358 | 318.0984
2029 | 5 | 12 | 9 | 53.4672 | 126.3769 | 325.9116
2029 | 5 | 12 | 10 | 54.5686 | 132.8769 | 324.275
2029 | 5 | 12 | 11 | 55.1772 | 129.2867 | 318.528
2029 | 5 | 12 | 12 | 53.7182 | 117.233 | 303.6919
2029 | 5 | 12 | 13 | 53.0232 | 114.8732 | 296.5024
2029 | 5 | 12 | 14 | 52.6511 | 114.3185 | 291.3209
2029 | 5 | 12 | 15 | 53.6009 | 108.8894 | 296.656
2029 | 5 | 12 | 16 | 56.3429 | 103.6211 | 308.2811
2029 | 5 | 12 | 17 | 57.6179 | 101.7725 | 336.5692
2029 | 5 | 12 | 18 | 56.3433 | 89.2357 | 352.6531
2029 | 5 | 12 | 19 | 54.5884 | 90.4105 | 359.1885
2029 | 5 | 12 | 20 | 51.3723 | 87.1401 | 360.1244
2029 | 5 | 12 | 21 | 47.4917 | 97.8557 | 351.701
2029 | 5 | 12 | 22 | 43.3398 | 92.2536 | 330.5733
2029 | 5 | 12 | 23 | 41.3163 | 87.3239 | 306.5074
2029 | 5 | 13 | 0 | 41.2644 | 90.3736 | 302.3732
2029 | 5 | 13 | 1 | 40.4211 | 87.1846 | 293.0089
2029 | 5 | 13 | 2 | 39.6299 | 86.8262 | 286.4942
2029 | 5 | 13 | 3 | 39.462 | 87.945 | 282.7119
2029 | 5 | 13 | 4 | 40.2402 | 89.7163 | 283.9638
2029 | 5 | 13 | 5 | 42.1494 | 92.386 | 287.9384
2029 | 5 | 13 | 6 | 44.982 | 99.0367 | 290.4943
2029 | 5 | 13 | 7 | 46.6426 | 102.886 | 299.9548
2029 | 5 | 13 | 8 | 48.9172 | 106.6888 | 314.5206
2029 | 5 | 13 | 9 | 51.3246 | 109.4989 | 331.2979
2029 | 5 | 13 | 10 | 52.5008 | 113.5139 | 340.0848
2029 | 5 | 13 | 11 | 53.0643 | 109.8424 | 339.6455
2029 | 5 | 13 | 12 | 55.3079 | 99.4256 | 360.735
2029 | 5 | 13 | 13 | 55.0939 | 98.9966 | 360.8709
2029 | 5 | 13 | 14 | 55.2056 | 100.3997 | 359.9333
2029 | 5 | 13 | 15 | 56.6123 | 94.5516 | 365.9782
2029 | 5 | 13 | 16 | 59.637 | 92.6074 | 375.3143
2029 | 5 | 13 | 17 | 61.4472 | 90.8579 | 394.3602
2029 | 5 | 13 | 18 | 55.7259 | 96.8686 | 413.4831
2029 | 5 | 13 | 19 | 55.964 | 97.1542 | 402.0041
2029 | 5 | 13 | 20 | 55.0048 | 95.4568 | 392.8367
2029 | 5 | 13 | 21 | 51.6554 | 103.3853 | 377.4275
2029 | 5 | 13 | 22 | 46.7493 | 96.7263 | 349.0974
2029 | 5 | 13 | 23 | 43.865 | 93.1317 | 318.5081
2029 | 5 | 14 | 0 | 43.4866 | 93.2076 | 304.0408
2029 | 5 | 14 | 1 | 41.9505 | 95.8089 | 289.8225
2029 | 5 | 14 | 2 | 41.6318 | 95.0149 | 285.3396
2029 | 5 | 14 | 3 | 41.9341 | 96.6697 | 282.9244
2029 | 5 | 14 | 4 | 43.8061 | 99.5934 | 286.5385
2029 | 5 | 14 | 5 | 47.8025 | 104.3844 | 298.0473
2029 | 5 | 14 | 6 | 52.7287 | 117.1125 | 313.0206
2029 | 5 | 14 | 7 | 55.6446 | 133.2566 | 340.8391
2029 | 5 | 14 | 8 | 56.3837 | 148.0465 | 354.5728
2029 | 5 | 14 | 9 | 56.4667 | 147.8736 | 365.0249
2029 | 5 | 14 | 10 | 56.5315 | 149.5544 | 368.2172
2029 | 5 | 14 | 11 | 56.6373 | 144.2386 | 366.5306
2029 | 5 | 14 | 12 | 57.2523 | 131.5742 | 347.7086
2029 | 5 | 14 | 13 | 57.0825 | 129.9381 | 346.025
2029 | 5 | 14 | 14 | 57.1875 | 119.1295 | 345.0564
2029 | 5 | 14 | 15 | 59.0361 | 112.4324 | 349.0175
2029 | 5 | 14 | 16 | 62.3792 | 116.6903 | 355.8553
2029 | 5 | 14 | 17 | 64.0671 | 107.7073 | 375.3008
2029 | 5 | 14 | 18 | 62.5507 | 107.8427 | 375.2034
2029 | 5 | 14 | 19 | 61.3384 | 110.5269 | 380.0519
2029 | 5 | 14 | 20 | 57.8212 | 108.9214 | 381.5738
2029 | 5 | 14 | 21 | 52.2907 | 115.9978 | 368.6533
2029 | 5 | 14 | 22 | 46.4356 | 109.9852 | 339.0001
2029 | 5 | 14 | 23 | 43.1309 | 100.6937 | 308.3737
2029 | 5 | 15 | 0 | 43.2983 | 102.4622 | 302.7515
2029 | 5 | 15 | 1 | 43.4368 | 99.9437 | 288.4829
2029 | 5 | 15 | 2 | 42.671 | 98.7254 | 284.1776
2029 | 5 | 15 | 3 | 42.499 | 99.6224 | 282.1065
2029 | 5 | 15 | 4 | 44.1172 | 100.4406 | 286.0576
2029 | 5 | 15 | 5 | 47.6332 | 105.2344 | 297.7896
2029 | 5 | 15 | 6 | 51.9358 | 118.5553 | 318.037
2029 | 5 | 15 | 7 | 54.6894 | 134.5389 | 342.686
2029 | 5 | 15 | 8 | 55.6316 | 146.037 | 340.6672
2029 | 5 | 15 | 9 | 56.2231 | 144.6687 | 327.1613
2029 | 5 | 15 | 10 | 57.2616 | 147.4733 | 318.009
2029 | 5 | 15 | 11 | 58.1904 | 146.0787 | 313.3295
2029 | 5 | 15 | 12 | 55.395 | 139.3872 | 326.199
2029 | 5 | 15 | 13 | 55.0888 | 138.7793 | 323.2212
2029 | 5 | 15 | 14 | 55.3187 | 132.8188 | 322.9603
2029 | 5 | 15 | 15 | 56.8317 | 125.7801 | 327.7162
2029 | 5 | 15 | 16 | 60.0196 | 127.7683 | 338.3166
2029 | 5 | 15 | 17 | 62.5727 | 119.0965 | 359.4581
2029 | 5 | 15 | 18 | 61.1964 | 117.0068 | 373.9673
2029 | 5 | 15 | 19 | 60.9887 | 116.6912 | 379.6371
2029 | 5 | 15 | 20 | 59.568 | 114.0857 | 380.5556
2029 | 5 | 15 | 21 | 55.5528 | 118.7398 | 369.7052
2029 | 5 | 15 | 22 | 50.0043 | 112.6092 | 341.1371
2029 | 5 | 15 | 23 | 46.2173 | 103.6067 | 311.1266
2029 | 5 | 16 | 0 | 45.7311 | 103.4802 | 292.968
2029 | 5 | 16 | 1 | 43.8715 | 103.5155 | 282.1533
2029 | 5 | 16 | 2 | 43.1864 | 101.2333 | 277.5817
2029 | 5 | 16 | 3 | 43.1191 | 100.9118 | 274.4721
2029 | 5 | 16 | 4 | 44.75 | 102.0257 | 277.8503
2029 | 5 | 16 | 5 | 48.4095 | 106.4967 | 289.0467
2029 | 5 | 16 | 6 | 52.8835 | 117.6305 | 304.9228
2029 | 5 | 16 | 7 | 55.3464 | 133.3379 | 333.2644
2029 | 5 | 16 | 8 | 55.1661 | 143.2751 | 349.6272
2029 | 5 | 16 | 9 | 54.199 | 142.6357 | 357.787
2029 | 5 | 16 | 10 | 53.9754 | 142.2649 | 356.4039
2029 | 5 | 16 | 11 | 54.1736 | 140.7135 | 348.9815
2029 | 5 | 16 | 12 | 52.603 | 135.2259 | 328.5069
2029 | 5 | 16 | 13 | 52.1263 | 134.0923 | 326.0269
2029 | 5 | 16 | 14 | 52.1954 | 125.0068 | 326.6614
2029 | 5 | 16 | 15 | 53.7029 | 118.9834 | 331.4579
2029 | 5 | 16 | 16 | 56.8601 | 122.0624 | 341.2025
2029 | 5 | 16 | 17 | 59.3636 | 111.9784 | 361.9263
2029 | 5 | 16 | 18 | 58.7399 | 112.1929 | 375.8592
2029 | 5 | 16 | 19 | 59.2623 | 111.2139 | 380.3485
2029 | 5 | 16 | 20 | 58.5758 | 108.4879 | 381.17
2029 | 5 | 16 | 21 | 55.126 | 114.409 | 370.0244
2029 | 5 | 16 | 22 | 49.7748 | 107.6867 | 339.895
2029 | 5 | 16 | 23 | 45.9016 | 99.289 | 308.6542
2029 | 5 | 17 | 0 | 44.735 | 102.0214 | 293.2575
2029 | 5 | 17 | 1 | 43.5315 | 102.1354 | 280.1445
2029 | 5 | 17 | 2 | 42.8042 | 100.3788 | 275.0383
2029 | 5 | 17 | 3 | 42.7192 | 100.7473 | 272.4284
2029 | 5 | 17 | 4 | 44.2597 | 101.5599 | 276.2922
2029 | 5 | 17 | 5 | 47.8472 | 104.979 | 287.7618
2029 | 5 | 17 | 6 | 51.573 | 120.6929 | 312.589
2029 | 5 | 17 | 7 | 54.502 | 137.5304 | 338.0167
2029 | 5 | 17 | 8 | 55.1597 | 147.8126 | 342.0061
2029 | 5 | 17 | 9 | 54.9841 | 147.6387 | 338.5386
2029 | 5 | 17 | 10 | 55.3122 | 154.3992 | 334.8361
2029 | 5 | 17 | 11 | 55.5043 | 151.9054 | 330.0871
2029 | 5 | 17 | 12 | 54.0878 | 147.8623 | 324.3531
2029 | 5 | 17 | 13 | 53.9568 | 148.0642 | 321.8715
2029 | 5 | 17 | 14 | 54.4621 | 134.6421 | 322.7553
2029 | 5 | 17 | 15 | 56.5249 | 132.2028 | 328.4799
2029 | 5 | 17 | 16 | 59.79 | 135.4892 | 337.8517
2029 | 5 | 17 | 17 | 61.7606 | 126.2583 | 358.193
2029 | 5 | 17 | 18 | 61.4663 | 120.6907 | 365.1584
2029 | 5 | 17 | 19 | 61.0292 | 121.4948 | 376.9969
2029 | 5 | 17 | 20 | 58.9425 | 117.5892 | 380.7968
2029 | 5 | 17 | 21 | 54.9048 | 123.1371 | 371.7141
2029 | 5 | 17 | 22 | 49.409 | 116.6835 | 342.7526
2029 | 5 | 17 | 23 | 45.3969 | 106.1197 | 311.2134
2029 | 5 | 18 | 0 | 44.2174 | 103.5573 | 294.1534
2029 | 5 | 18 | 1 | 42.9556 | 101.8685 | 280.7389
2029 | 5 | 18 | 2 | 42.1498 | 98.8947 | 274.6906
2029 | 5 | 18 | 3 | 42.0233 | 99.42 | 271.8019
2029 | 5 | 18 | 4 | 43.5581 | 101.0655 | 275.5853
2029 | 5 | 18 | 5 | 47.0575 | 103.0961 | 285.9279
2029 | 5 | 18 | 6 | 51.3233 | 123.5185 | 306.5036
2029 | 5 | 18 | 7 | 54.4492 | 141.266 | 328.5808
2029 | 5 | 18 | 8 | 55.5718 | 152.7439 | 321.1857
2029 | 5 | 18 | 9 | 55.8523 | 155.4071 | 304.4915
2029 | 5 | 18 | 10 | 56.0714 | 160.8968 | 293.4932
2029 | 5 | 18 | 11 | 56.072 | 155.6814 | 289.8245
2029 | 5 | 18 | 12 | 56.361 | 147.9649 | 296.3742
2029 | 5 | 18 | 13 | 55.8552 | 148.5125 | 294.0567
2029 | 5 | 18 | 14 | 55.492 | 136.7064 | 293.5462
2029 | 5 | 18 | 15 | 56.6035 | 133.4835 | 296.8612
2029 | 5 | 18 | 16 | 59.029 | 135.2242 | 305.3611
2029 | 5 | 18 | 17 | 60.4092 | 125.65 | 330.4979
2029 | 5 | 18 | 18 | 59.819 | 118.1021 | 353.8915
2029 | 5 | 18 | 19 | 58.7639 | 119.349 | 368.5089
2029 | 5 | 18 | 20 | 55.716 | 116.9707 | 371.2911
2029 | 5 | 18 | 21 | 51.2784 | 122.3188 | 363.1326
2029 | 5 | 18 | 22 | 46.462 | 116.0425 | 338.5951
2029 | 5 | 18 | 23 | 43.5018 | 104.103 | 310.6526
2029 | 5 | 19 | 0 | 42.9768 | 98.7946 | 295.389
2029 | 5 | 19 | 1 | 41.1096 | 91.912 | 278.2532
2029 | 5 | 19 | 2 | 40.0102 | 90.3429 | 270.6345
2029 | 5 | 19 | 3 | 39.6505 | 90.8841 | 265.7842
2029 | 5 | 19 | 4 | 40.3216 | 93.4989 | 265.8231
2029 | 5 | 19 | 5 | 42.5396 | 95.4087 | 268.3431
2029 | 5 | 19 | 6 | 45.3468 | 105.8678 | 273.5848
2029 | 5 | 19 | 7 | 47.9782 | 113.0427 | 287.5348
2029 | 5 | 19 | 8 | 51.4113 | 122.0539 | 302.1369
2029 | 5 | 19 | 9 | 54.6486 | 133.0365 | 310.7119
2029 | 5 | 19 | 10 | 56.0039 | 140.5752 | 313.5534
2029 | 5 | 19 | 11 | 56.6996 | 133.4127 | 316.5737
2029 | 5 | 19 | 12 | 56.0951 | 124.0036 | 312.9092
2029 | 5 | 19 | 13 | 55.4051 | 122.173 | 306.7845
2029 | 5 | 19 | 14 | 54.9418 | 126.4721 | 301.1273
2029 | 5 | 19 | 15 | 55.8032 | 120.6646 | 304.8158
2029 | 5 | 19 | 16 | 58.308 | 112.2552 | 312.6236
2029 | 5 | 19 | 17 | 59.3003 | 108.9239 | 339.9998
2029 | 5 | 19 | 18 | 55.8248 | 101.3436 | 348.1708
2029 | 5 | 19 | 19 | 54.1548 | 101.7156 | 357.2803
2029 | 5 | 19 | 20 | 50.8265 | 97.1778 | 355.0277
2029 | 5 | 19 | 21 | 46.8394 | 107.8959 | 347.4078
2029 | 5 | 19 | 22 | 42.5367 | 100.9493 | 326.8821
2029 | 5 | 19 | 23 | 40.5106 | 97.5909 | 302.2157
2029 | 5 | 20 | 0 | 40.8438 | 98.8208 | 290.0528
2029 | 5 | 20 | 1 | 39.5362 | 93.9954 | 276.1929
2029 | 5 | 20 | 2 | 38.5288 | 92.4538 | 268.8524
2029 | 5 | 20 | 3 | 38.1184 | 93.2873 | 263.8874
2029 | 5 | 20 | 4 | 38.4968 | 96.0846 | 263.9173
2029 | 5 | 20 | 5 | 39.8018 | 97.3453 | 265.4273
2029 | 5 | 20 | 6 | 41.475 | 102.3122 | 263.2076
2029 | 5 | 20 | 7 | 43.2131 | 106.3593 | 271.8728
2029 | 5 | 20 | 8 | 45.851 | 114.9096 | 281.7703
2029 | 5 | 20 | 9 | 48.7136 | 116.4878 | 290.4623
2029 | 5 | 20 | 10 | 50.5689 | 118.7589 | 293.6625
2029 | 5 | 20 | 11 | 51.7778 | 114.5923 | 298.3762
2029 | 5 | 20 | 12 | 52.1458 | 101.8165 | 316.0602
2029 | 5 | 20 | 13 | 52.1097 | 101.9276 | 314.1111
2029 | 5 | 20 | 14 | 52.7036 | 103.7606 | 309.058
2029 | 5 | 20 | 15 | 54.5471 | 103.889 | 315.4483
2029 | 5 | 20 | 16 | 57.9234 | 96.9772 | 327.6101
2029 | 5 | 20 | 17 | 59.8496 | 94.2587 | 356.0677
2029 | 5 | 20 | 18 | 57.4951 | 99.7043 | 362.1603
2029 | 5 | 20 | 19 | 56.356 | 101.5341 | 368.3601
2029 | 5 | 20 | 20 | 53.6917 | 101.981 | 366.1472
2029 | 5 | 20 | 21 | 49.2906 | 110.6431 | 355.1096
2029 | 5 | 20 | 22 | 44.1364 | 105.0018 | 326.876
2029 | 5 | 20 | 23 | 41.3063 | 99.4047 | 295.3047
2029 | 5 | 21 | 0 | 41.6817 | 101.1198 | 282.7119
2029 | 5 | 21 | 1 | 38.9204 | 97.185 | 275.9997
2029 | 5 | 21 | 2 | 38.0173 | 96.3647 | 267.997
2029 | 5 | 21 | 3 | 37.7747 | 97.0258 | 263.2404
2029 | 5 | 21 | 4 | 38.5506 | 96.7988 | 263.9301
2029 | 5 | 21 | 5 | 40.1939 | 98.5207 | 265.4295
2029 | 5 | 21 | 6 | 42.2878 | 100.6219 | 265.1869
2029 | 5 | 21 | 7 | 44.0778 | 100.9346 | 272.4009
2029 | 5 | 21 | 8 | 47.0839 | 116.743 | 287.4791
2029 | 5 | 21 | 9 | 50.6534 | 108.6778 | 303.1261
2029 | 5 | 21 | 10 | 52.5879 | 107.3486 | 314.9234
2029 | 5 | 21 | 11 | 53.9408 | 112.0987 | 317.1406
2029 | 5 | 21 | 12 | 55.5139 | 105.3028 | 319.0814
2029 | 5 | 21 | 13 | 55.2048 | 103.5397 | 313.7883
2029 | 5 | 21 | 14 | 55.0007 | 118.182 | 315.5562
2029 | 5 | 21 | 15 | 56.9594 | 107.4465 | 314.5674
2029 | 5 | 21 | 16 | 60.3348 | 101.4228 | 326.2369
2029 | 5 | 21 | 17 | 62.1303 | 99.0979 | 351.9607
2029 | 5 | 21 | 18 | 59.7899 | 97.6456 | 370.1813
2029 | 5 | 21 | 19 | 58.5839 | 99.4803 | 377.6296
2029 | 5 | 21 | 20 | 54.6291 | 100.4162 | 373.2271
2029 | 5 | 21 | 21 | 49.9848 | 109.3955 | 360.0616
2029 | 5 | 21 | 22 | 44.7204 | 103.6668 | 328.3598
2029 | 5 | 21 | 23 | 42.4102 | 100.0991 | 296.7267
2029 | 5 | 22 | 0 | 42.7867 | 105.0671 | 284.094
2029 | 5 | 22 | 1 | 42.3397 | 105.4856 | 269.6356
2029 | 5 | 22 | 2 | 41.525 | 103.9329 | 264.314
2029 | 5 | 22 | 3 | 41.3157 | 104.0649 | 261.2881
2029 | 5 | 22 | 4 | 42.7558 | 104.4057 | 263.9747
2029 | 5 | 22 | 5 | 45.8224 | 108.7498 | 273.9062
2029 | 5 | 22 | 6 | 49.5422 | 123.7964 | 291.2929
2029 | 5 | 22 | 7 | 52.944 | 141.8837 | 318.7052
2029 | 5 | 22 | 8 | 54.0818 | 152.6474 | 330.6647
2029 | 5 | 22 | 9 | 54.2206 | 153.3546 | 338.9794
2029 | 5 | 22 | 10 | 54.6769 | 156.4691 | 342.2065
2029 | 5 | 22 | 11 | 54.9699 | 156.0932 | 337.6855
2029 | 5 | 22 | 12 | 52.2052 | 140.5079 | 303.2219
2029 | 5 | 22 | 13 | 52.0655 | 139.7121 | 299.5778
2029 | 5 | 22 | 14 | 52.5071 | 127.5021 | 297.2653
2029 | 5 | 22 | 15 | 54.6049 | 123.2126 | 302.4876
2029 | 5 | 22 | 16 | 58.4258 | 128.5858 | 312.898
2029 | 5 | 22 | 17 | 60.94 | 120.0289 | 339.7079
2029 | 5 | 22 | 18 | 60.3032 | 115.6376 | 325.3267
2029 | 5 | 22 | 19 | 59.4008 | 116.9155 | 351.2485
2029 | 5 | 22 | 20 | 57.0637 | 115.7559 | 363.253
2029 | 5 | 22 | 21 | 53.0904 | 122.9097 | 358.5745
2029 | 5 | 22 | 22 | 47.8698 | 115.9238 | 332.9377
2029 | 5 | 22 | 23 | 44.0189 | 106.9054 | 301.9758
2029 | 5 | 23 | 0 | 43.9 | 107.2953 | 295.7522
2029 | 5 | 23 | 1 | 42.7619 | 106.6334 | 287.5138
2029 | 5 | 23 | 2 | 42.0054 | 104.611 | 283.2712
2029 | 5 | 23 | 3 | 41.8221 | 104.3138 | 281.0173
2029 | 5 | 23 | 4 | 43.2872 | 104.3218 | 284.6883
2029 | 5 | 23 | 5 | 46.7811 | 108.6962 | 295.9066
2029 | 5 | 23 | 6 | 51.357 | 120.1183 | 318.794
2029 | 5 | 23 | 7 | 54.6407 | 137.3708 | 339.5094
2029 | 5 | 23 | 8 | 55.5819 | 147.0471 | 323.8424
2029 | 5 | 23 | 9 | 55.8594 | 146.5475 | 293.8661
2029 | 5 | 23 | 10 | 56.105 | 146.6295 | 275.0543
2029 | 5 | 23 | 11 | 56.4382 | 145.4846 | 260.1512
2029 | 5 | 23 | 12 | 55.8191 | 138.6227 | 251.3266
2029 | 5 | 23 | 13 | 55.6996 | 137.0205 | 246.5637
2029 | 5 | 23 | 14 | 55.9243 | 125.4451 | 243.0578
2029 | 5 | 23 | 15 | 57.6944 | 121.7694 | 243.5246
2029 | 5 | 23 | 16 | 60.944 | 127.1339 | 256.9115
2029 | 5 | 23 | 17 | 62.8696 | 118.0702 | 298.158
2029 | 5 | 23 | 18 | 61.3231 | 120.2839 | 322.1621
2029 | 5 | 23 | 19 | 60.6993 | 119.5776 | 353.9229
2029 | 5 | 23 | 20 | 58.5888 | 116.9706 | 369.1047
2029 | 5 | 23 | 21 | 54.7517 | 123.629 | 367.2297
2029 | 5 | 23 | 22 | 49.2835 | 116.1521 | 342.1206
2029 | 5 | 23 | 23 | 45.0604 | 107.1326 | 312.2457
2029 | 5 | 24 | 0 | 43.9074 | 107.6987 | 298.4193
2029 | 5 | 24 | 1 | 42.9266 | 106.3473 | 286.8636
2029 | 5 | 24 | 2 | 42.0934 | 104.7475 | 281.4048
2029 | 5 | 24 | 3 | 41.9243 | 104.8947 | 278.7333
2029 | 5 | 24 | 4 | 43.3325 | 105.1075 | 281.9274
2029 | 5 | 24 | 5 | 46.6303 | 108.8822 | 292.0708
2029 | 5 | 24 | 6 | 51.6508 | 126.3734 | 311.7343
2029 | 5 | 24 | 7 | 54.634 | 144.7733 | 333.6481
2029 | 5 | 24 | 8 | 55.6411 | 153.3598 | 326.2695
2029 | 5 | 24 | 9 | 56.1941 | 154.4032 | 308.6134
2029 | 5 | 24 | 10 | 56.6639 | 161.1678 | 296.4753
2029 | 5 | 24 | 11 | 56.8853 | 158.6901 | 293.2784
2029 | 5 | 24 | 12 | 55.1545 | 149.2855 | 291.0762
2029 | 5 | 24 | 13 | 54.9484 | 148.1252 | 289.7709
2029 | 5 | 24 | 14 | 55.0851 | 130.8862 | 288.2292
2029 | 5 | 24 | 15 | 56.5803 | 130.2998 | 293.1554
2029 | 5 | 24 | 16 | 59.1073 | 135.5016 | 302.8452
2029 | 5 | 24 | 17 | 61.076 | 127.394 | 334.21
2029 | 5 | 24 | 18 | 59.993 | 120.5071 | 350.8779
2029 | 5 | 24 | 19 | 59.3901 | 120.6961 | 373.5618
2029 | 5 | 24 | 20 | 57.4281 | 117.5298 | 378.3845
2029 | 5 | 24 | 21 | 54.0268 | 124.8577 | 371.9935
2029 | 5 | 24 | 22 | 48.9899 | 118.3103 | 344.4594
2029 | 5 | 24 | 23 | 45.2543 | 108.2574 | 311.6609
2029 | 5 | 25 | 0 | 44.1628 | 107.0777 | 296.3463
2029 | 5 | 25 | 1 | 42.9989 | 106.0049 | 275.5146
2029 | 5 | 25 | 2 | 42.1585 | 103.0332 | 268.7308
2029 | 5 | 25 | 3 | 42.0022 | 103.6558 | 265.7044
2029 | 5 | 25 | 4 | 43.5336 | 104.8105 | 268.9257
2029 | 5 | 25 | 5 | 46.9034 | 106.973 | 277.6771
2029 | 5 | 25 | 6 | 52.1704 | 126.2951 | 290.7045
2029 | 5 | 25 | 7 | 54.9506 | 145.1681 | 314.0654
2029 | 5 | 25 | 8 | 55.9041 | 154.5957 | 310.9324
2029 | 5 | 25 | 9 | 56.5591 | 156.1507 | 300.8458
2029 | 5 | 25 | 10 | 56.9356 | 161.927 | 289.5392
2029 | 5 | 25 | 11 | 57.2859 | 158.6185 | 285.4994
2029 | 5 | 25 | 12 | 58.2257 | 149.0529 | 282.6129
2029 | 5 | 25 | 13 | 58.0922 | 148.3849 | 280.4978
2029 | 5 | 25 | 14 | 58.6762 | 133.8983 | 284.2533
2029 | 5 | 25 | 15 | 60.6062 | 131.4376 | 294.4311
2029 | 5 | 25 | 16 | 63.5373 | 135.0113 | 304.2275
2029 | 5 | 25 | 17 | 64.8229 | 126.8279 | 331.6663
2029 | 5 | 25 | 18 | 60.3252 | 112.8911 | 358.2722
2029 | 5 | 25 | 19 | 59.936 | 113.2903 | 375.7296
2029 | 5 | 25 | 20 | 58.0313 | 110.3596 | 373.9216
2029 | 5 | 25 | 21 | 54.5593 | 119.4805 | 367.0393
2029 | 5 | 25 | 22 | 49.9443 | 111.8102 | 342.5054
2029 | 5 | 25 | 23 | 46.5783 | 99.5787 | 311.3443
2029 | 5 | 26 | 0 | 44.2695 | 102.8942 | 290.9977
2029 | 5 | 26 | 1 | 43.1044 | 102.7241 | 295.8887
2029 | 5 | 26 | 2 | 41.8539 | 100.1917 | 286.4801
2029 | 5 | 26 | 3 | 41.4541 | 100.0649 | 279.7912
2029 | 5 | 26 | 4 | 42.1257 | 101.3288 | 278.5763
2029 | 5 | 26 | 5 | 44.0863 | 103.6641 | 280.1697
2029 | 5 | 26 | 6 | 46.5477 | 104.3469 | 277.1867
2029 | 5 | 26 | 7 | 48.7639 | 112.6901 | 297.3247
2029 | 5 | 26 | 8 | 51.7677 | 118.0906 | 331.5425
2029 | 5 | 26 | 9 | 55.0333 | 126.8027 | 367.0768
2029 | 5 | 26 | 10 | 57.0828 | 137.3303 | 382.6981
2029 | 5 | 26 | 11 | 58.316 | 136.5737 | 390.0346
2029 | 5 | 26 | 12 | 57.6186 | 128.7427 | 372.0141
2029 | 5 | 26 | 13 | 57.0437 | 126.8827 | 368.8872
2029 | 5 | 26 | 14 | 57.0449 | 119.0101 | 366.7465
2029 | 5 | 26 | 15 | 58.0381 | 117.3588 | 383.0872
2029 | 5 | 26 | 16 | 60.229 | 122.5732 | 397.4736
2029 | 5 | 26 | 17 | 61.466 | 122.9903 | 424.9335
2029 | 5 | 26 | 18 | 55.7254 | 101.4761 | 434.2007
2029 | 5 | 26 | 19 | 55.3879 | 99.8906 | 431.4917
2029 | 5 | 26 | 20 | 53.7121 | 89.2331 | 421.496
2029 | 5 | 26 | 21 | 51.0755 | 103.51 | 412.9034
2029 | 5 | 26 | 22 | 47.1317 | 97.3717 | 386.9036
2029 | 5 | 26 | 23 | 44.603 | 92.3347 | 355.2095
2029 | 5 | 27 | 0 | 43.5138 | 107.5629 | 338.6358
2029 | 5 | 27 | 1 | 40.6531 | 108.76 | 303.5197
2029 | 5 | 27 | 2 | 39.7041 | 106.1028 | 291.6675
2029 | 5 | 27 | 3 | 39.4438 | 105.53 | 283.959
2029 | 5 | 27 | 4 | 40.0916 | 106.4086 | 281.0799
2029 | 5 | 27 | 5 | 41.7401 | 106.8836 | 279.3207
2029 | 5 | 27 | 6 | 44.4933 | 115.8792 | 275.5152
2029 | 5 | 27 | 7 | 46.1593 | 123.3615 | 289.6075
2029 | 5 | 27 | 8 | 48.3655 | 130.967 | 314.468
2029 | 5 | 27 | 9 | 50.3838 | 142.0067 | 338.4329
2029 | 5 | 27 | 10 | 51.6048 | 159.2518 | 347.4011
2029 | 5 | 27 | 11 | 52.1822 | 161.9035 | 342.2371
2029 | 5 | 27 | 12 | 52.6963 | 147.351 | 332.7115
2029 | 5 | 27 | 13 | 52.2876 | 148.15 | 325.0283
2029 | 5 | 27 | 14 | 52.3897 | 141.0304 | 319.4282
2029 | 5 | 27 | 15 | 53.7356 | 132.7811 | 320.6784
2029 | 5 | 27 | 16 | 56.4743 | 143.8119 | 325.2555
2029 | 5 | 27 | 17 | 58.5295 | 143.4203 | 351.48
2029 | 5 | 27 | 18 | 58.2382 | 139.8155 | 371.5007
2029 | 5 | 27 | 19 | 57.0707 | 134.5159 | 366.4595
2029 | 5 | 27 | 20 | 54.2486 | 123.1526 | 359.2701
2029 | 5 | 27 | 21 | 50.1206 | 136.3476 | 349.4008
2029 | 5 | 27 | 22 | 45.1893 | 128.0968 | 323.5331
2029 | 5 | 27 | 23 | 42.3747 | 121.5946 | 293.0505
2029 | 5 | 28 | 0 | 41.5722 | 126.4108 | 283.7365
2029 | 5 | 28 | 1 | 42.0891 | 114.7681 | 276.9882
2029 | 5 | 28 | 2 | 41.5712 | 110.9445 | 270.5141
2029 | 5 | 28 | 3 | 41.7485 | 111.1703 | 266.7546
2029 | 5 | 28 | 4 | 43.5634 | 112.9499 | 269.1713
2029 | 5 | 28 | 5 | 47.2437 | 116.2542 | 278.9782
2029 | 5 | 28 | 6 | 52.5057 | 131.4426 | 290.5257
2029 | 5 | 28 | 7 | 55.4454 | 153.5345 | 319.7865
2029 | 5 | 28 | 8 | 56.2802 | 168.2759 | 339.1232
2029 | 5 | 28 | 9 | 56.4508 | 171.7348 | 357.4859
2029 | 5 | 28 | 10 | 57.163 | 178.2214 | 361.5614
2029 | 5 | 28 | 11 | 57.7956 | 177.3287 | 354.5635
2029 | 5 | 28 | 12 | 59.0351 | 176.7891 | 290.8818
2029 | 5 | 28 | 13 | 58.9762 | 176.6093 | 286.9879
2029 | 5 | 28 | 14 | 59.9106 | 160.0092 | 282.7815
2029 | 5 | 28 | 15 | 62.2408 | 157.4355 | 286.426
2029 | 5 | 28 | 16 | 65.8146 | 164.727 | 296.9629
2029 | 5 | 28 | 17 | 67.9226 | 155.6088 | 331.578
2029 | 5 | 28 | 18 | 64.9822 | 147.2834 | 330.8433
2029 | 5 | 28 | 19 | 63.3895 | 146.5519 | 360.3415
2029 | 5 | 28 | 20 | 59.7504 | 140.5937 | 371.9141
2029 | 5 | 28 | 21 | 54.6248 | 146.3442 | 367.911
2029 | 5 | 28 | 22 | 48.8387 | 134.9345 | 343.1858
2029 | 5 | 28 | 23 | 45.3012 | 120.9042 | 312.3164
2029 | 5 | 29 | 0 | 46.1942 | 116.8499 | 302.3449
2029 | 5 | 29 | 1 | 43.8514 | 115.0508 | 293.989
2029 | 5 | 29 | 2 | 43.0106 | 111.4559 | 288.9204
2029 | 5 | 29 | 3 | 42.8512 | 110.598 | 286.05
2029 | 5 | 29 | 4 | 44.4383 | 111.4551 | 289.2864
2029 | 5 | 29 | 5 | 47.8485 | 113.8766 | 298.8801
2029 | 5 | 29 | 6 | 52.5097 | 125.0969 | 314.8891
2029 | 5 | 29 | 7 | 55.1367 | 145.2568 | 338.0466
2029 | 5 | 29 | 8 | 55.6304 | 155.2559 | 331.8881
2029 | 5 | 29 | 9 | 55.6431 | 157.4431 | 313.499
2029 | 5 | 29 | 10 | 56.1629 | 163.7762 | 303.4409
2029 | 5 | 29 | 11 | 56.7751 | 162.9757 | 299.0445
2029 | 5 | 29 | 12 | 55.7584 | 162.5385 | 310.2714
2029 | 5 | 29 | 13 | 55.5109 | 161.6493 | 307.7491
2029 | 5 | 29 | 14 | 55.9263 | 150.1064 | 305.4575
2029 | 5 | 29 | 15 | 57.627 | 152.6641 | 308.6378
2029 | 5 | 29 | 16 | 60.4609 | 157.0126 | 319.6104
2029 | 5 | 29 | 17 | 62.731 | 149.6794 | 349.2135
2029 | 5 | 29 | 18 | 59.6422 | 135.0989 | 378.3569
2029 | 5 | 29 | 19 | 60.0296 | 134.7157 | 385.5243
2029 | 5 | 29 | 20 | 58.6854 | 130.4143 | 385.4062
2029 | 5 | 29 | 21 | 55.3999 | 136.7512 | 376.0426
2029 | 5 | 29 | 22 | 50.2385 | 128.286 | 347.8545
2029 | 5 | 29 | 23 | 46.5466 | 115.6126 | 316.1091
2029 | 5 | 30 | 0 | 44.3405 | 119.1257 | 298.6156
2029 | 5 | 30 | 1 | 43.1161 | 110.4498 | 280.5869
2029 | 5 | 30 | 2 | 42.2604 | 107.0699 | 275.2048
2029 | 5 | 30 | 3 | 42.0925 | 106.3372 | 272.1079
2029 | 5 | 30 | 4 | 43.5288 | 108.154 | 275.0966
2029 | 5 | 30 | 5 | 46.7981 | 111.3648 | 284.7533
2029 | 5 | 30 | 6 | 51.1143 | 123.15 | 298.2332
2029 | 5 | 30 | 7 | 54.1671 | 142.5649 | 323.9554
2029 | 5 | 30 | 8 | 54.7463 | 149.5172 | 337.111
2029 | 5 | 30 | 9 | 54.4971 | 152.714 | 345.4116
2029 | 5 | 30 | 10 | 54.7447 | 160.3425 | 342.6381
2029 | 5 | 30 | 11 | 54.9191 | 158.6716 | 333.9621
2029 | 5 | 30 | 12 | 54.6353 | 158.7412 | 320.4805
2029 | 5 | 30 | 13 | 54.4429 | 158.6042 | 316.7915
2029 | 5 | 30 | 14 | 54.9413 | 150.6299 | 312.8138
2029 | 5 | 30 | 15 | 56.8267 | 153.418 | 316.1702
2029 | 5 | 30 | 16 | 60.0602 | 152.1558 | 322.2306
2029 | 5 | 30 | 17 | 62.2106 | 145.6216 | 344.5397
2029 | 5 | 30 | 18 | 60.6786 | 137.7184 | 376.5416
2029 | 5 | 30 | 19 | 60.1159 | 137.9717 | 385.2082
2029 | 5 | 30 | 20 | 58.0485 | 132.9853 | 382.9361
2029 | 5 | 30 | 21 | 54.4711 | 140.4022 | 374.521
2029 | 5 | 30 | 22 | 49.2712 | 130.368 | 345.5886
2029 | 5 | 30 | 23 | 45.2387 | 119.071 | 311.0641
2029 | 5 | 31 | 0 | 44.5401 | 116.2969 | 280.7094
2029 | 5 | 31 | 1 | 42.9741 | 105.077 | 271.4394
2029 | 5 | 31 | 2 | 42.0192 | 102.6645 | 264.8513
2029 | 5 | 31 | 3 | 41.8213 | 102.365 | 261.8657
2029 | 5 | 31 | 4 | 43.135 | 103.4772 | 265.3099
2029 | 5 | 31 | 5 | 46.1226 | 107.8144 | 274.1415
2029 | 5 | 31 | 6 | 50.2216 | 121.8474 | 292.1448
2029 | 5 | 31 | 7 | 53.0319 | 139.5275 | 317.1788
2029 | 5 | 31 | 8 | 53.4759 | 146.5064 | 315.4946
2029 | 5 | 31 | 9 | 53.1674 | 149.1251 | 307.1321
2029 | 5 | 31 | 10 | 53.2442 | 157.6369 | 296.8233
2029 | 5 | 31 | 11 | 53.36 | 157.2764 | 292.4759
2029 | 5 | 31 | 12 | 52.1002 | 156.5731 | 277.6324
2029 | 5 | 31 | 13 | 51.9933 | 156.9092 | 273.2458
2029 | 5 | 31 | 14 | 52.6359 | 145.7055 | 276.1359
2029 | 5 | 31 | 15 | 54.8901 | 146.4251 | 286.6551
2029 | 5 | 31 | 16 | 58.1687 | 146.2197 | 298.3969
2029 | 5 | 31 | 17 | 60.2739 | 139.2193 | 329.3558
2029 | 5 | 31 | 18 | 60.1461 | 134.1916 | 369.0024
2029 | 5 | 31 | 19 | 59.7472 | 136.0312 | 387.3339
2029 | 5 | 31 | 20 | 57.6091 | 130.6475 | 386.2933
2029 | 5 | 31 | 21 | 54.1249 | 137.5774 | 377.7515
2029 | 5 | 31 | 22 | 49.0078 | 128.4996 | 348.2139
2029 | 5 | 31 | 23 | 45.1467 | 116.3494 | 311.2835
2029 | 6 | 1 | 0 | 44.3823 | 110.3698 | 283.2655
2029 | 6 | 1 | 1 | 41.9535 | 112.8452 | 271.1679
2029 | 6 | 1 | 2 | 40.8905 | 110.2417 | 263.5846
2029 | 6 | 1 | 3 | 40.5443 | 110.0439 | 259.0196
2029 | 6 | 1 | 4 | 41.8268 | 111.1245 | 261.489
2029 | 6 | 1 | 5 | 44.2331 | 115.0403 | 268.4852
2029 | 6 | 1 | 6 | 48.5138 | 128.781 | 284.1094
2029 | 6 | 1 | 7 | 51.293 | 144.4662 | 312.0973
2029 | 6 | 1 | 8 | 52.2368 | 154.5837 | 332.4676
2029 | 6 | 1 | 9 | 52.2982 | 158.7138 | 348.7651
2029 | 6 | 1 | 10 | 52.3704 | 161.1695 | 352.2494
2029 | 6 | 1 | 11 | 52.8295 | 162.5015 | 345.6029
2029 | 6 | 1 | 12 | 52.6728 | 155.7467 | 328.893
2029 | 6 | 1 | 13 | 52.8325 | 154.7794 | 329.8529
2029 | 6 | 1 | 14 | 53.6938 | 143.3369 | 331.9211
2029 | 6 | 1 | 15 | 56.0738 | 132.0333 | 333.5599
2029 | 6 | 1 | 16 | 59.3977 | 142.7264 | 341.7842
2029 | 6 | 1 | 17 | 61.3524 | 133.1372 | 359.2007
2029 | 6 | 1 | 18 | 59.9055 | 135.9858 | 376.7208
2029 | 6 | 1 | 19 | 58.7121 | 134.7993 | 379.4581
2029 | 6 | 1 | 20 | 55.789 | 131.9611 | 374.5603
2029 | 6 | 1 | 21 | 51.9775 | 139.5245 | 362.4517
2029 | 6 | 1 | 22 | 47.8746 | 132.7548 | 340.2254
2029 | 6 | 1 | 23 | 44.3022 | 117.6793 | 312.2813
2029 | 6 | 2 | 0 | 43.4004 | 111.8073 | 299.514
2029 | 6 | 2 | 1 | 41.0965 | 108.9074 | 284.8931
2029 | 6 | 2 | 2 | 39.5936 | 107.1803 | 275.1143
2029 | 6 | 2 | 3 | 38.8725 | 107.0347 | 269.195
2029 | 6 | 2 | 4 | 39.2106 | 106.6514 | 268.4304
2029 | 6 | 2 | 5 | 40.3346 | 107.5291 | 268.4848
2029 | 6 | 2 | 6 | 42.5011 | 114.2511 | 262.2562
2029 | 6 | 2 | 7 | 44.8718 | 121.3615 | 279.0417
2029 | 6 | 2 | 8 | 48.5846 | 130.0377 | 310.7969
2029 | 6 | 2 | 9 | 52.8062 | 133.6106 | 339.5729
2029 | 6 | 2 | 10 | 55.7597 | 136.0418 | 348.4528
2029 | 6 | 2 | 11 | 58.1065 | 137.0859 | 350.4141
2029 | 6 | 2 | 12 | 58.5842 | 128.769 | 336.5814
2029 | 6 | 2 | 13 | 58.5615 | 125.5481 | 335.9087
2029 | 6 | 2 | 14 | 58.8337 | 114.8008 | 333.2472
2029 | 6 | 2 | 15 | 59.8577 | 110.6143 | 338.0339
2029 | 6 | 2 | 16 | 62.2746 | 119.788 | 349.0006
2029 | 6 | 2 | 17 | 63.5225 | 117.3846 | 374.1616
2029 | 6 | 2 | 18 | 62.115 | 123.6155 | 388.5661
2029 | 6 | 2 | 19 | 59.8119 | 125.1887 | 393.9671
2029 | 6 | 2 | 20 | 55.6279 | 120.6624 | 380.3074
2029 | 6 | 2 | 21 | 51.6271 | 129.3917 | 370.5655
2029 | 6 | 2 | 22 | 47.3812 | 122.7744 | 350.4179
2029 | 6 | 2 | 23 | 44.3844 | 114.7224 | 321.7912
2029 | 6 | 3 | 0 | 44.8964 | 109.4866 | 304.0069
2029 | 6 | 3 | 1 | 42.8941 | 109.6762 | 286.643
2029 | 6 | 3 | 2 | 41.1293 | 107.6534 | 277.1744
2029 | 6 | 3 | 3 | 40.3023 | 107.3318 | 270.9562
2029 | 6 | 3 | 4 | 40.4821 | 108.2489 | 269.0548
2029 | 6 | 3 | 5 | 41.4667 | 108.627 | 265.7637
2029 | 6 | 3 | 6 | 43.1738 | 115.1733 | 252.8531
2029 | 6 | 3 | 7 | 45.7148 | 123.0959 | 267.9667
2029 | 6 | 3 | 8 | 49.9135 | 127.9518 | 303.4059
2029 | 6 | 3 | 9 | 54.2084 | 133.8113 | 335.3308
2029 | 6 | 3 | 10 | 57.0756 | 139.649 | 348.9114
2029 | 6 | 3 | 11 | 58.9225 | 140.5307 | 346.0259
2029 | 6 | 3 | 12 | 55.069 | 132.8682 | 328.3554
2029 | 6 | 3 | 13 | 54.8242 | 131.7302 | 327.9288
2029 | 6 | 3 | 14 | 54.6836 | 126.3794 | 329.7455
2029 | 6 | 3 | 15 | 55.9894 | 121.938 | 329.1258
2029 | 6 | 3 | 16 | 59.0805 | 129.9658 | 336.2303
2029 | 6 | 3 | 17 | 62.0733 | 130.702 | 361.505
2029 | 6 | 3 | 18 | 60.3728 | 130.245 | 375.9974
2029 | 6 | 3 | 19 | 60.2543 | 129.1483 | 377.4517
2029 | 6 | 3 | 20 | 58.3796 | 124.6114 | 368.3852
2029 | 6 | 3 | 21 | 56.1382 | 132.0559 | 356.417
2029 | 6 | 3 | 22 | 51.9564 | 124.7461 | 333.551
2029 | 6 | 3 | 23 | 48.4613 | 117.3092 | 303.2921
2029 | 6 | 4 | 0 | 46.0111 | 114.8796 | 289.2772
2029 | 6 | 4 | 1 | 42.5947 | 113.7139 | 269.5765
2029 | 6 | 4 | 2 | 41.987 | 112.0545 | 263.4857
2029 | 6 | 4 | 3 | 41.9655 | 113.2065 | 260.9891
2029 | 6 | 4 | 4 | 43.4569 | 115.0491 | 264.2394
2029 | 6 | 4 | 5 | 46.1983 | 118.3156 | 271.6932
2029 | 6 | 4 | 6 | 50.9107 | 128.8118 | 285.5761
2029 | 6 | 4 | 7 | 53.5971 | 146.8593 | 308.0252
2029 | 6 | 4 | 8 | 53.7256 | 159.4935 | 306.9772
2029 | 6 | 4 | 9 | 52.3424 | 163.1095 | 301.1412
2029 | 6 | 4 | 10 | 51.2579 | 169.3604 | 293.8007
2029 | 6 | 4 | 11 | 51.0314 | 168.488 | 291.1257
2029 | 6 | 4 | 12 | 50.1066 | 166.68 | 286.2215
2029 | 6 | 4 | 13 | 49.5938 | 165.3624 | 291.296
2029 | 6 | 4 | 14 | 49.575 | 148.2241 | 296.7127
2029 | 6 | 4 | 15 | 51.4083 | 142.7861 | 301.9521
2029 | 6 | 4 | 16 | 54.8909 | 155.3862 | 316.3813
2029 | 6 | 4 | 17 | 58.4276 | 148.6693 | 349.2996
2029 | 6 | 4 | 18 | 57.6479 | 139.4676 | 381.699
2029 | 6 | 4 | 19 | 57.9768 | 138.0474 | 400.8045
2029 | 6 | 4 | 20 | 57.4209 | 130.7658 | 393.2085
2029 | 6 | 4 | 21 | 54.9305 | 137.7235 | 379.0492
2029 | 6 | 4 | 22 | 50.4992 | 131.6442 | 349.899
2029 | 6 | 4 | 23 | 46.2406 | 119.8269 | 313.1202
2029 | 6 | 5 | 0 | 44.4196 | 120.9385 | 288.3385
2029 | 6 | 5 | 1 | 42.8046 | 118.0612 | 269.5486
2029 | 6 | 5 | 2 | 41.8644 | 115.1693 | 263.0326
2029 | 6 | 5 | 3 | 41.5898 | 115.1933 | 259.1858
2029 | 6 | 5 | 4 | 42.8915 | 116.3046 | 261.7248
2029 | 6 | 5 | 5 | 45.4815 | 118.2667 | 268.383
2029 | 6 | 5 | 6 | 49.313 | 129.7573 | 278.9164
2029 | 6 | 5 | 7 | 52.2086 | 147.7035 | 301.5851
2029 | 6 | 5 | 8 | 53.4815 | 158.6065 | 306.6774
2029 | 6 | 5 | 9 | 53.8277 | 161.2997 | 305.7981
2029 | 6 | 5 | 10 | 54.226 | 168.1688 | 301.9919
2029 | 6 | 5 | 11 | 54.8811 | 170.3243 | 301.206
2029 | 6 | 5 | 12 | 54.5736 | 167.5653 | 311.9104
2029 | 6 | 5 | 13 | 54.9762 | 167.7093 | 312.3112
2029 | 6 | 5 | 14 | 56.0882 | 152.79 | 312.2514
2029 | 6 | 5 | 15 | 58.3138 | 147.9977 | 314.9556
2029 | 6 | 5 | 16 | 61.8334 | 161.2025 | 325.5507
2029 | 6 | 5 | 17 | 64.6442 | 154.0337 | 350.363
2029 | 6 | 5 | 18 | 62.9126 | 145.7746 | 372.3047
2029 | 6 | 5 | 19 | 61.8383 | 144.0318 | 373.4451
2029 | 6 | 5 | 20 | 59.2294 | 136.2742 | 368.8238
2029 | 6 | 5 | 21 | 55.4577 | 143.0373 | 356.5404
2029 | 6 | 5 | 22 | 50.4396 | 136.2882 | 332.2672
2029 | 6 | 5 | 23 | 46.1007 | 122.6643 | 300.9606
2029 | 6 | 6 | 0 | 45.115 | 124.0337 | 291.9599
2029 | 6 | 6 | 1 | 41.4914 | 115.4781 | 288.2575
2029 | 6 | 6 | 2 | 40.547 | 112.8235 | 280.5139
2029 | 6 | 6 | 3 | 40.2546 | 112.3524 | 275.3965
2029 | 6 | 6 | 4 | 41.7764 | 113.2768 | 276.9303
2029 | 6 | 6 | 5 | 44.6248 | 117.2518 | 283.5167
2029 | 6 | 6 | 6 | 49.3354 | 129.8837 | 299.3337
2029 | 6 | 6 | 7 | 52.434 | 147.8236 | 326.6819
2029 | 6 | 6 | 8 | 53.6778 | 159.4234 | 343.6594
2029 | 6 | 6 | 9 | 54.2961 | 162.4296 | 356.7086
2029 | 6 | 6 | 10 | 54.5844 | 164.87 | 362.8143
2029 | 6 | 6 | 11 | 55.1183 | 165.276 | 363.8044
2029 | 6 | 6 | 12 | 56.3557 | 155.9172 | 356.6315
2029 | 6 | 6 | 13 | 56.4602 | 154.7314 | 363.4739
2029 | 6 | 6 | 14 | 56.8076 | 141.8373 | 368.8074
2029 | 6 | 6 | 15 | 59.2983 | 134.7287 | 372.9645
2029 | 6 | 6 | 16 | 63.1959 | 147.0202 | 384.7239
2029 | 6 | 6 | 17 | 65.4252 | 137.7248 | 410.1122
2029 | 6 | 6 | 18 | 63.2342 | 142.8867 | 435.3061
2029 | 6 | 6 | 19 | 61.9376 | 141.639 | 437.5246
2029 | 6 | 6 | 20 | 57.9847 | 137.1577 | 430.2152
2029 | 6 | 6 | 21 | 52.8703 | 144.7371 | 414.3967
2029 | 6 | 6 | 22 | 47.5881 | 138.6369 | 382.35
2029 | 6 | 6 | 23 | 44.029 | 126.1891 | 343.3593
2029 | 6 | 7 | 0 | 44.0633 | 119.87 | 316.6557
2029 | 6 | 7 | 1 | 42.0355 | 120.4623 | 314.8587
2029 | 6 | 7 | 2 | 41.1375 | 117.5714 | 303.6373
2029 | 6 | 7 | 3 | 40.9545 | 117.1503 | 296.2624
2029 | 6 | 7 | 4 | 42.4158 | 117.9155 | 295.7649
2029 | 6 | 7 | 5 | 45.194 | 121.0898 | 300.2291
2029 | 6 | 7 | 6 | 48.5514 | 131.1689 | 313.8546
2029 | 6 | 7 | 7 | 51.1963 | 148.3453 | 341.6281
2029 | 6 | 7 | 8 | 52.2243 | 157.4454 | 355.6781
2029 | 6 | 7 | 9 | 53.104 | 160.9792 | 362.5652
2029 | 6 | 7 | 10 | 54.2329 | 168.5844 | 365.2784
2029 | 6 | 7 | 11 | 55.5893 | 169.1848 | 371.1073
2029 | 6 | 7 | 12 | 55.6466 | 168.2579 | 396.4211
2029 | 6 | 7 | 13 | 56.0805 | 167.5426 | 404.5136
2029 | 6 | 7 | 14 | 57.2065 | 151.1336 | 409.7894
2029 | 6 | 7 | 15 | 59.5569 | 145.1671 | 417.3571
2029 | 6 | 7 | 16 | 62.7998 | 157.8847 | 429.5696
2029 | 6 | 7 | 17 | 64.9415 | 150.6927 | 449.9808
2029 | 6 | 7 | 18 | 60.1629 | 134.7646 | 472.6962
2029 | 6 | 7 | 19 | 58.8614 | 134.3043 | 477.154
2029 | 6 | 7 | 20 | 56.0346 | 125.3371 | 467.341
2029 | 6 | 7 | 21 | 51.8995 | 133.811 | 449.8191
2029 | 6 | 7 | 22 | 47.2538 | 126.4947 | 415.7037
2029 | 6 | 7 | 23 | 43.6003 | 114.1215 | 372.7895
2029 | 6 | 8 | 0 | 44.8744 | 119.6381 | 339.0864
2029 | 6 | 8 | 1 | 43.1439 | 117.7784 | 318.1873
2029 | 6 | 8 | 2 | 41.7874 | 114.2929 | 305.4846
2029 | 6 | 8 | 3 | 41.1312 | 113.8943 | 297.238
2029 | 6 | 8 | 4 | 42.2408 | 114.9523 | 296.2182
2029 | 6 | 8 | 5 | 44.5275 | 117.5691 | 299.6826
2029 | 6 | 8 | 6 | 48.7574 | 128.2569 | 311.9174
2029 | 6 | 8 | 7 | 52.0144 | 144.3183 | 337.8593
2029 | 6 | 8 | 8 | 54.2208 | 153.6697 | 349.3899
2029 | 6 | 8 | 9 | 55.8862 | 158.1508 | 354.6983
2029 | 6 | 8 | 10 | 56.7125 | 163.9142 | 351.5463
2029 | 6 | 8 | 11 | 57.202 | 166.8414 | 349.7026
2029 | 6 | 8 | 12 | 57.1697 | 170.9318 | 349.8701
2029 | 6 | 8 | 13 | 57.0396 | 171.3307 | 357.2803
2029 | 6 | 8 | 14 | 56.7931 | 156.8577 | 365.0264
2029 | 6 | 8 | 15 | 58.2205 | 150.1937 | 373.106
2029 | 6 | 8 | 16 | 60.9419 | 160.226 | 387.7362
2029 | 6 | 8 | 17 | 62.4629 | 151.0262 | 416.4674
2029 | 6 | 8 | 18 | 60.8076 | 132.4809 | 430.6247
2029 | 6 | 8 | 19 | 59.4311 | 129.4065 | 440.4836
2029 | 6 | 8 | 20 | 56.4213 | 124.356 | 428.7709
2029 | 6 | 8 | 21 | 52.6358 | 132.3822 | 413.8973
2029 | 6 | 8 | 22 | 48.2036 | 127.2253 | 386.7534
2029 | 6 | 8 | 23 | 44.3301 | 111.9733 | 350.8108
2029 | 6 | 9 | 0 | 42.8318 | 116.2502 | 331.2758
2029 | 6 | 9 | 1 | 40.5477 | 108.402 | 314.4642
2029 | 6 | 9 | 2 | 38.9633 | 106.3188 | 301.713
2029 | 6 | 9 | 3 | 38.2231 | 105.6795 | 292.7287
2029 | 6 | 9 | 4 | 38.3641 | 105.4019 | 289.0425
2029 | 6 | 9 | 5 | 39.4457 | 106.3539 | 286.7584
2029 | 6 | 9 | 6 | 40.6574 | 108.5374 | 285.0877
2029 | 6 | 9 | 7 | 43.2504 | 115.2306 | 303.4387
2029 | 6 | 9 | 8 | 47.7841 | 120.1744 | 331.4493
2029 | 6 | 9 | 9 | 52.2442 | 128.1948 | 357.725
2029 | 6 | 9 | 10 | 54.9213 | 135.2447 | 369.453
2029 | 6 | 9 | 11 | 57.2524 | 140.8093 | 376.5179
2029 | 6 | 9 | 12 | 56.9811 | 139.5116 | 359.4126
2029 | 6 | 9 | 13 | 57.5167 | 137.6242 | 369.4623
2029 | 6 | 9 | 14 | 58.4306 | 128.8368 | 378.7216
2029 | 6 | 9 | 15 | 60.5308 | 125.3391 | 392.2046
2029 | 6 | 9 | 16 | 63.7352 | 132.6079 | 411.4291
2029 | 6 | 9 | 17 | 65.5659 | 132.1068 | 446.484
2029 | 6 | 9 | 18 | 61.2352 | 119.6358 | 463.516
2029 | 6 | 9 | 19 | 58.7436 | 117.3904 | 465.5826
2029 | 6 | 9 | 20 | 53.9533 | 107.3093 | 449.2676
2029 | 6 | 9 | 21 | 50.1808 | 120.6345 | 434.5974
2029 | 6 | 9 | 22 | 46.2213 | 114.7741 | 407.4357
2029 | 6 | 9 | 23 | 43.1517 | 106.3885 | 371.6822
2029 | 6 | 10 | 0 | 43.1963 | 111.1006 | 338.0884
2029 | 6 | 10 | 1 | 39.3304 | 104.9776 | 323.3359
2029 | 6 | 10 | 2 | 37.8555 | 102.5463 | 309.7626
2029 | 6 | 10 | 3 | 37.1874 | 102.3511 | 299.4582
2029 | 6 | 10 | 4 | 37.3389 | 102.4402 | 295.1006
2029 | 6 | 10 | 5 | 38.2571 | 101.8658 | 292.4944
2029 | 6 | 10 | 6 | 41.0773 | 107.7138 | 288.5337
2029 | 6 | 10 | 7 | 43.5271 | 113.3119 | 303.9828
2029 | 6 | 10 | 8 | 47.1865 | 119.2262 | 334.7271
2029 | 6 | 10 | 9 | 50.9932 | 125.9574 | 368.1774
2029 | 6 | 10 | 10 | 52.9228 | 133.1603 | 385.3289
2029 | 6 | 10 | 11 | 54.3869 | 138.4875 | 391.7454
2029 | 6 | 10 | 12 | 55.1902 | 132.3996 | 405.867
2029 | 6 | 10 | 13 | 55.3917 | 132.8889 | 413.9103
2029 | 6 | 10 | 14 | 55.6115 | 128.4885 | 419.5503
2029 | 6 | 10 | 15 | 57.2397 | 126.5588 | 431.3642
2029 | 6 | 10 | 16 | 60.0323 | 132.6472 | 447.0549
2029 | 6 | 10 | 17 | 61.8849 | 133.0953 | 472.3207
2029 | 6 | 10 | 18 | 59.2253 | 135.4057 | 482.1086
2029 | 6 | 10 | 19 | 57.5701 | 132.5659 | 479.0109
2029 | 6 | 10 | 20 | 53.2426 | 124.3297 | 463.1783
2029 | 6 | 10 | 21 | 48.4185 | 132.2779 | 447.0304
2029 | 6 | 10 | 22 | 43.8697 | 126.8286 | 414.5863
2029 | 6 | 10 | 23 | 41.0661 | 118.2392 | 373.7
2029 | 6 | 11 | 0 | 40.7671 | 113.4023 | 348.5516
2029 | 6 | 11 | 1 | 38.9248 | 113.0304 | 325.8477
2029 | 6 | 11 | 2 | 38.3225 | 110.3357 | 314.2337
2029 | 6 | 11 | 3 | 38.2914 | 111.0279 | 306.2973
2029 | 6 | 11 | 4 | 39.8551 | 114.6763 | 305.3771
2029 | 6 | 11 | 5 | 42.6623 | 117.9367 | 309.2897
2029 | 6 | 11 | 6 | 47.9248 | 133.4476 | 325.9563
2029 | 6 | 11 | 7 | 50.6948 | 151.5461 | 356.7018
2029 | 6 | 11 | 8 | 52.1512 | 167.78 | 379.8979
2029 | 6 | 11 | 9 | 53.438 | 172.9948 | 397.5265
2029 | 6 | 11 | 10 | 54.241 | 178.8761 | 402.7684
2029 | 6 | 11 | 11 | 55.0745 | 172.9055 | 402.9367
2029 | 6 | 11 | 12 | 55.7024 | 164.4228 | 407.0372
2029 | 6 | 11 | 13 | 56.2301 | 165.3588 | 410.4328
2029 | 6 | 11 | 14 | 56.9538 | 156.7028 | 413.0338
2029 | 6 | 11 | 15 | 59.2987 | 152.1287 | 418.8648
2029 | 6 | 11 | 16 | 62.6843 | 155.9181 | 429.0253
2029 | 6 | 11 | 17 | 64.9258 | 148.54 | 450.9517
2029 | 6 | 11 | 18 | 63.882 | 146.3583 | 459.6918
2029 | 6 | 11 | 19 | 62.1064 | 147.014 | 453.9582
2029 | 6 | 11 | 20 | 58.1555 | 135.7294 | 441.6725
2029 | 6 | 11 | 21 | 52.5755 | 140.8018 | 422.5774
2029 | 6 | 11 | 22 | 47.1328 | 132.9271 | 390.6397
2029 | 6 | 11 | 23 | 43.2935 | 119.0739 | 352.1398
2029 | 6 | 12 | 0 | 43.1369 | 121.8522 | 334.8354
2029 | 6 | 12 | 1 | 40.2682 | 114.9456 | 303.205
2029 | 6 | 12 | 2 | 39.3557 | 112.058 | 292.9319
2029 | 6 | 12 | 3 | 39.0101 | 111.4505 | 285.1144
2029 | 6 | 12 | 4 | 40.3714 | 113.0123 | 284.7842
2029 | 6 | 12 | 5 | 43.0336 | 114.9887 | 289.1243
2029 | 6 | 12 | 6 | 48.1828 | 136.6875 | 304.5942
2029 | 6 | 12 | 7 | 50.9241 | 156.1317 | 330.4628
2029 | 6 | 12 | 8 | 52.6114 | 168.4149 | 347.4253
2029 | 6 | 12 | 9 | 54.2658 | 173.6388 | 356.636
2029 | 6 | 12 | 10 | 55.1014 | 181.6716 | 354.9017
2029 | 6 | 12 | 11 | 56.1715 | 182.1012 | 347.3009
2029 | 6 | 12 | 12 | 57.5566 | 173.8679 | 305.7047
2029 | 6 | 12 | 13 | 58.3208 | 174.7213 | 302.1828
2029 | 6 | 12 | 14 | 59.1922 | 165.1912 | 299.2706
2029 | 6 | 12 | 15 | 61.4296 | 162.4734 | 301.2316
2029 | 6 | 12 | 16 | 64.8359 | 169.4184 | 313.6813
2029 | 6 | 12 | 17 | 66.8655 | 162.5981 | 346.7017
2029 | 6 | 12 | 18 | 65.002 | 157.4121 | 365.4258
2029 | 6 | 12 | 19 | 63.5404 | 156.2966 | 384.777
2029 | 6 | 12 | 20 | 59.6565 | 147.6462 | 382.1672
2029 | 6 | 12 | 21 | 53.925 | 152.2223 | 369.9466
2029 | 6 | 12 | 22 | 48.1406 | 143.4881 | 344.3726
2029 | 6 | 12 | 23 | 44.1142 | 128.5566 | 310.9934
2029 | 6 | 13 | 0 | 43.5511 | 123.4175 | 298.06
2029 | 6 | 13 | 1 | 45.2047 | 117.4366 | 278.0728
2029 | 6 | 13 | 2 | 43.7437 | 114.2106 | 271.2617
2029 | 6 | 13 | 3 | 43.0666 | 113.0847 | 266.2785
2029 | 6 | 13 | 4 | 44.0933 | 114.5823 | 268.9644
2029 | 6 | 13 | 5 | 46.7854 | 117.1717 | 275.6121
2029 | 6 | 13 | 6 | 50.9781 | 136.805 | 293.3997
2029 | 6 | 13 | 7 | 55.4573 | 155.9831 | 312.7377
2029 | 6 | 13 | 8 | 59.7603 | 166.8799 | 311.8852
2029 | 6 | 13 | 9 | 64.5907 | 174.207 | 306.6371
2029 | 6 | 13 | 10 | 68.9016 | 181.1355 | 303.4552
2029 | 6 | 13 | 11 | 73.3475 | 179.2615 | 302.7984
2029 | 6 | 13 | 12 | 76.2948 | 168.0919 | 326.4077
2029 | 6 | 13 | 13 | 79.3858 | 168.2067 | 329.7652
2029 | 6 | 13 | 14 | 81.889 | 158.5127 | 333.2956
2029 | 6 | 13 | 15 | 85.5764 | 154.5806 | 335.2091
2029 | 6 | 13 | 16 | 89.6489 | 160.4876 | 345.9712
2029 | 6 | 13 | 17 | 91.7594 | 152.8236 | 370.6414
2029 | 6 | 13 | 18 | 92.9068 | 144.1445 | 385.9403
2029 | 6 | 13 | 19 | 89.952 | 142.0369 | 392.4779
2029 | 6 | 13 | 20 | 83.451 | 134.4903 | 389.068
2029 | 6 | 13 | 21 | 76.2763 | 141.6599 | 375.9001
2029 | 6 | 13 | 22 | 68.3092 | 133.9043 | 347.8174
2029 | 6 | 13 | 23 | 61.0649 | 120.0068 | 314.0929
2029 | 6 | 14 | 0 | 56.9042 | 122.4406 | 299.1056
2029 | 6 | 14 | 1 | 53.55 | 115.7138 | 285.2184
2029 | 6 | 14 | 2 | 50.927 | 113.0404 | 278.155
2029 | 6 | 14 | 3 | 49.4626 | 112.1595 | 273.461
2029 | 6 | 14 | 4 | 49.7808 | 113.0231 | 275.8365
2029 | 6 | 14 | 5 | 51.9119 | 116.2232 | 282.5434
2029 | 6 | 14 | 6 | 56.8366 | 131.3518 | 294.6687
2029 | 6 | 14 | 7 | 61.9566 | 148.1818 | 322.2565
2029 | 6 | 14 | 8 | 66.8803 | 159.1835 | 343.8441
2029 | 6 | 14 | 9 | 71.3526 | 164.6504 | 361.3131
2029 | 6 | 14 | 10 | 74.7046 | 172.6455 | 368.8876
2029 | 6 | 14 | 11 | 77.8205 | 173.2409 | 371.1027
2029 | 6 | 14 | 12 | 80.0846 | 173.7573 | 351.229
2029 | 6 | 14 | 13 | 82.4132 | 175.2539 | 352.0979
2029 | 6 | 14 | 14 | 84.4375 | 162.7165 | 355.2095
2029 | 6 | 14 | 15 | 87.2811 | 157.7527 | 358.8902
2029 | 6 | 14 | 16 | 90.3669 | 166.979 | 367.4275
2029 | 6 | 14 | 17 | 91.0192 | 158.4595 | 391.7815
2029 | 6 | 14 | 18 | 89.2884 | 159.0781 | 424.1007
2029 | 6 | 14 | 19 | 85.9128 | 158.3188 | 435.0253
2029 | 6 | 14 | 20 | 79.2035 | 150.427 | 427.6255
2029 | 6 | 14 | 21 | 72.3389 | 154.5159 | 414.7001
2029 | 6 | 14 | 22 | 64.7766 | 145.5692 | 384.2457
2029 | 6 | 14 | 23 | 57.8967 | 130.7493 | 344.6657
2029 | 6 | 15 | 0 | 54.1423 | 122.1725 | 312.2849
2029 | 6 | 15 | 1 | 52.8476 | 119.8483 | 295.8559
2029 | 6 | 15 | 2 | 50.489 | 115.329 | 286.3005
2029 | 6 | 15 | 3 | 49.1452 | 114.7663 | 280.4501
2029 | 6 | 15 | 4 | 49.6088 | 117.6208 | 281.463
2029 | 6 | 15 | 5 | 51.9937 | 120.2007 | 286.9306
2029 | 6 | 15 | 6 | 55.6741 | 136.0013 | 297.7283
2029 | 6 | 15 | 7 | 60.5478 | 151.8123 | 323.5717
2029 | 6 | 15 | 8 | 65.5673 | 165.0259 | 333.8616
2029 | 6 | 15 | 9 | 70.0787 | 172.2416 | 337.9955
2029 | 6 | 15 | 10 | 73.5973 | 177.5937 | 335.3971
2029 | 6 | 15 | 11 | 76.7134 | 173.5262 | 333.5963
2029 | 6 | 15 | 12 | 79.4031 | 169.7851 | 343.5674
2029 | 6 | 15 | 13 | 81.6601 | 172.6305 | 348.4136
2029 | 6 | 15 | 14 | 83.3821 | 161.8971 | 351.7028
2029 | 6 | 15 | 15 | 86.4195 | 154.6058 | 357.2292
2029 | 6 | 15 | 16 | 89.367 | 160.7656 | 368.1772
2029 | 6 | 15 | 17 | 89.8715 | 151.2697 | 389.5352
2029 | 6 | 15 | 18 | 84.0369 | 133.1566 | 391.9018
2029 | 6 | 15 | 19 | 80.5014 | 132.8835 | 394.3871
2029 | 6 | 15 | 20 | 75.3769 | 128.6286 | 388.5573
2029 | 6 | 15 | 21 | 69.3878 | 136.5685 | 377.7004
2029 | 6 | 15 | 22 | 62.5675 | 128.7148 | 356.2655
2029 | 6 | 15 | 23 | 56.864 | 112.5117 | 326.4743
2029 | 6 | 16 | 0 | 52.3819 | 115.7649 | 307.2386
2029 | 6 | 16 | 1 | 50.32 | 107.7935 | 286.8027
2029 | 6 | 16 | 2 | 47.7616 | 104.8034 | 275.8474
2029 | 6 | 16 | 3 | 46.3325 | 104.4209 | 268.0182
2029 | 6 | 16 | 4 | 45.9295 | 104.1583 | 265.1409
2029 | 6 | 16 | 5 | 47.3189 | 102.631 | 262.1565
2029 | 6 | 16 | 6 | 49.8415 | 115.3654 | 256.3866
2029 | 6 | 16 | 7 | 54.2938 | 123.1479 | 275.3492
2029 | 6 | 16 | 8 | 60.4108 | 133.735 | 310.8175
2029 | 6 | 16 | 9 | 66.8404 | 142.5641 | 339.4664
2029 | 6 | 16 | 10 | 71.4074 | 150.2446 | 349.6887
2029 | 6 | 16 | 11 | 75.2195 | 154.1622 | 350.4529
2029 | 6 | 16 | 12 | 76.0981 | 148.8533 | 343.5871
2029 | 6 | 16 | 13 | 76.9825 | 147.1354 | 343.7289
2029 | 6 | 16 | 14 | 77.3051 | 142.4369 | 341.602
2029 | 6 | 16 | 15 | 78.415 | 140.024 | 340.7904
2029 | 6 | 16 | 16 | 80.4127 | 143.9976 | 345.7922
2029 | 6 | 16 | 17 | 79.5085 | 141.9065 | 366.6526
2029 | 6 | 16 | 18 | 82.876 | 136.4265 | 379.6324
2029 | 6 | 16 | 19 | 79.7646 | 135.2966 | 374.943
2029 | 6 | 16 | 20 | 73.3822 | 125.6803 | 362.846
2029 | 6 | 16 | 21 | 67.413 | 133.8349 | 350.4727
2029 | 6 | 16 | 22 | 61.4977 | 127.635 | 331.2469
2029 | 6 | 16 | 23 | 56.5114 | 117.2537 | 306.09
2029 | 6 | 17 | 0 | 50.675 | 111.5751 | 292.7548
2029 | 6 | 17 | 1 | 46.9142 | 104.9193 | 273.2748
2029 | 6 | 17 | 2 | 44.6414 | 101.5565 | 265.9717
2029 | 6 | 17 | 3 | 43.3216 | 101.6561 | 260.1157
2029 | 6 | 17 | 4 | 42.8724 | 102.9928 | 258.7026
2029 | 6 | 17 | 5 | 43.8527 | 102.2722 | 257.6736
2029 | 6 | 17 | 6 | 46.2458 | 104.3592 | 247.3497
2029 | 6 | 17 | 7 | 48.9482 | 107.5437 | 263.8018
2029 | 6 | 17 | 8 | 52.7878 | 116.8137 | 302.2177
2029 | 6 | 17 | 9 | 56.8514 | 122.2529 | 337.5472
2029 | 6 | 17 | 10 | 59.4276 | 126.1244 | 350.0546
2029 | 6 | 17 | 11 | 61.8131 | 129.1523 | 344.4975
2029 | 6 | 17 | 12 | 62.1799 | 126.9037 | 323.4443
2029 | 6 | 17 | 13 | 62.0633 | 127.7376 | 325.431
2029 | 6 | 17 | 14 | 61.7883 | 129.2531 | 327.6901
2029 | 6 | 17 | 15 | 62.5469 | 129.6199 | 334.2196
2029 | 6 | 17 | 16 | 64.9282 | 125.2416 | 344.0257
2029 | 6 | 17 | 17 | 65.4666 | 123.9485 | 369.808
2029 | 6 | 17 | 18 | 68.6947 | 117.3905 | 391.4847
2029 | 6 | 17 | 19 | 65.9358 | 115.566 | 384.9508
2029 | 6 | 17 | 20 | 59.7138 | 109.6664 | 374.6347
2029 | 6 | 17 | 21 | 53.9758 | 119.9437 | 360.9421
2029 | 6 | 17 | 22 | 48.6034 | 115.5672 | 335.7057
2029 | 6 | 17 | 23 | 44.8243 | 104.7378 | 304.7766
2029 | 6 | 18 | 0 | 44.0305 | 108.5079 | 289.7703
2029 | 6 | 18 | 1 | 43.6704 | 117.841 | 278.3705
2029 | 6 | 18 | 2 | 42.4394 | 115.0267 | 272.383
2029 | 6 | 18 | 3 | 42.022 | 115.3353 | 268.9271
2029 | 6 | 18 | 4 | 43.0802 | 117.9234 | 272.2111
2029 | 6 | 18 | 5 | 45.6215 | 121.6432 | 280.3232
2029 | 6 | 18 | 6 | 50.4046 | 131.9725 | 288.8174
2029 | 6 | 18 | 7 | 53.8917 | 150.1319 | 313.1282
2029 | 6 | 18 | 8 | 56.7858 | 169.9648 | 319.5175
2029 | 6 | 18 | 9 | 59.4191 | 179.5124 | 319.3335
2029 | 6 | 18 | 10 | 60.9069 | 192.8223 | 317.0644
2029 | 6 | 18 | 11 | 62.3196 | 190.6002 | 320.0636
2029 | 6 | 18 | 12 | 62.6744 | 193.0935 | 309.6796
2029 | 6 | 18 | 13 | 63.6567 | 196.4876 | 316.9023
2029 | 6 | 18 | 14 | 64.9468 | 191.5883 | 324.9314
2029 | 6 | 18 | 15 | 67.5909 | 185.0106 | 331.9556
2029 | 6 | 18 | 16 | 71.181 | 192.8804 | 349.0486
2029 | 6 | 18 | 17 | 72.8144 | 183.6781 | 384.7144
2029 | 6 | 18 | 18 | 75.6295 | 178.099 | 414.2275
2029 | 6 | 18 | 19 | 72.5258 | 175.1054 | 431.7909
2029 | 6 | 18 | 20 | 66.3026 | 164.0927 | 422.5994
2029 | 6 | 18 | 21 | 60.2304 | 165.4385 | 407.5246
2029 | 6 | 18 | 22 | 53.8616 | 155.1242 | 375.9205
2029 | 6 | 18 | 23 | 48.6416 | 139.1933 | 336.3972
2029 | 6 | 19 | 0 | 46.7075 | 136.4546 | 298.1338
2029 | 6 | 19 | 1 | 43.0951 | 131.5819 | 289.7007
2029 | 6 | 19 | 2 | 41.8233 | 126.6347 | 281.1295
2029 | 6 | 19 | 3 | 41.2911 | 125.1762 | 275.598
2029 | 6 | 19 | 4 | 42.3237 | 126.2661 | 276.3362
2029 | 6 | 19 | 5 | 44.7539 | 129.4362 | 281.9204
2029 | 6 | 19 | 6 | 49.2364 | 142.345 | 297.8997
2029 | 6 | 19 | 7 | 52.4095 | 162.0541 | 326.1126
2029 | 6 | 19 | 8 | 54.5988 | 177.4666 | 341.1388
2029 | 6 | 19 | 9 | 56.5154 | 186.5557 | 349.8942
2029 | 6 | 19 | 10 | 57.3241 | 197.0562 | 350.2913
2029 | 6 | 19 | 11 | 58.3549 | 203.337 | 350.2988
2029 | 6 | 19 | 12 | 57.0014 | 197.4447 | 349.2426
2029 | 6 | 19 | 13 | 57.6587 | 201.0964 | 351.5392
2029 | 6 | 19 | 14 | 58.7739 | 190.4675 | 353.9499
2029 | 6 | 19 | 15 | 60.9915 | 183.9105 | 358.8356
2029 | 6 | 19 | 16 | 64.3834 | 198.3156 | 370.969
2029 | 6 | 19 | 17 | 66.254 | 188.9979 | 396.2783
2029 | 6 | 19 | 18 | 64.0158 | 175.3588 | 408.3279
2029 | 6 | 19 | 19 | 62.2762 | 171.5415 | 406.3702
2029 | 6 | 19 | 20 | 58.5652 | 158.6985 | 398.6582
2029 | 6 | 19 | 21 | 53.8526 | 160.7729 | 384.665
2029 | 6 | 19 | 22 | 48.6033 | 150.6815 | 357.5114
2029 | 6 | 19 | 23 | 44.4033 | 134.4865 | 323.2536
2029 | 6 | 20 | 0 | 43.4058 | 136.8498 | 317.0099
2029 | 6 | 20 | 1 | 43.1753 | 131.8249 | 291.1176
2029 | 6 | 20 | 2 | 42.0732 | 126.8985 | 282.7718
2029 | 6 | 20 | 3 | 41.6308 | 124.8046 | 277.5429
2029 | 6 | 20 | 4 | 42.8272 | 125.6455 | 279.3398
2029 | 6 | 20 | 5 | 45.5213 | 128.713 | 285.4401
2029 | 6 | 20 | 6 | 48.4781 | 138.4421 | 295.157
2029 | 6 | 20 | 7 | 51.7621 | 157.2149 | 320.7012
2029 | 6 | 20 | 8 | 54.1238 | 170.4329 | 336.7593
2029 | 6 | 20 | 9 | 56.8622 | 179.4276 | 349.2384
2029 | 6 | 20 | 10 | 59.3827 | 185.9728 | 348.6698
2029 | 6 | 20 | 11 | 62.1555 | 187.206 | 341.703
2029 | 6 | 20 | 12 | 64.5151 | 184.9535 | 322.5972
2029 | 6 | 20 | 13 | 66.6582 | 185.4842 | 321.7852
2029 | 6 | 20 | 14 | 68.7664 | 173.4438 | 320.9168
2029 | 6 | 20 | 15 | 71.8642 | 169.6357 | 321.7343
2029 | 6 | 20 | 16 | 75.6648 | 180.7104 | 332.41
2029 | 6 | 20 | 17 | 77.9082 | 171.2532 | 356.6963
2029 | 6 | 20 | 18 | 75.064 | 169.4655 | 380.0255
2029 | 6 | 20 | 19 | 73.1288 | 165.7274 | 390.086
2029 | 6 | 20 | 20 | 69.4071 | 158.3386 | 383.4011
2029 | 6 | 20 | 21 | 64.2001 | 162.1555 | 369.8471
2029 | 6 | 20 | 22 | 57.9674 | 152.1228 | 341.9685
2029 | 6 | 20 | 23 | 52.4887 | 135.0765 | 307.1323
2029 | 6 | 21 | 0 | 48.8162 | 132.0706 | 289.8468
2029 | 6 | 21 | 1 | 47.0274 | 130.4125 | 280.7149
2029 | 6 | 21 | 2 | 45.3518 | 126.2202 | 273.6686
2029 | 6 | 21 | 3 | 44.5562 | 124.608 | 269.2211
2029 | 6 | 21 | 4 | 45.4417 | 125.6984 | 271.3983
2029 | 6 | 21 | 5 | 47.8853 | 129.1171 | 278.4594
2029 | 6 | 21 | 6 | 51.109 | 138.4682 | 295.1141
2029 | 6 | 21 | 7 | 54.6829 | 156.2831 | 318.4443
2029 | 6 | 21 | 8 | 57.3927 | 170.211 | 324.5654
2029 | 6 | 21 | 9 | 60.1081 | 178.8951 | 324.9226
2029 | 6 | 21 | 10 | 62.312 | 190.9227 | 321.378
2029 | 6 | 21 | 11 | 64.626 | 192.1201 | 317.1226
2029 | 6 | 21 | 12 | 66.2235 | 185.6596 | 314.9725
2029 | 6 | 21 | 13 | 67.7171 | 189.8142 | 316.3751
2029 | 6 | 21 | 14 | 69.2296 | 179.8658 | 317.2882
2029 | 6 | 21 | 15 | 71.5739 | 172.7525 | 318.9474
2029 | 6 | 21 | 16 | 74.679 | 184.191 | 329.7802
2029 | 6 | 21 | 17 | 75.9266 | 174.2666 | 356.5119
2029 | 6 | 21 | 18 | 79.3586 | 184.2587 | 367.0215
2029 | 6 | 21 | 19 | 76.8626 | 182.2206 | 384.1983
2029 | 6 | 21 | 20 | 71.0326 | 170.3379 | 384.0135
2029 | 6 | 21 | 21 | 64.9726 | 171.4504 | 374.4252
2029 | 6 | 21 | 22 | 58.3709 | 160.9687 | 348.8588
2029 | 6 | 21 | 23 | 52.4202 | 144.1912 | 315.8059
2029 | 6 | 22 | 0 | 47.4414 | 137.6441 | 299.8551
2029 | 6 | 22 | 1 | 45.4283 | 131.1956 | 287.8352
2029 | 6 | 22 | 2 | 43.8348 | 126.0587 | 280.5269
2029 | 6 | 22 | 3 | 43.0343 | 124.5633 | 276.4161
2029 | 6 | 22 | 4 | 43.9288 | 125.4341 | 278.9611
2029 | 6 | 22 | 5 | 46.2008 | 127.8743 | 285.9212
2029 | 6 | 22 | 6 | 48.6658 | 142.4219 | 292.7698
2029 | 6 | 22 | 7 | 51.9988 | 161.6976 | 318.1991
2029 | 6 | 22 | 8 | 54.8291 | 176.5048 | 337.5063
2029 | 6 | 22 | 9 | 57.4294 | 189.3483 | 353.4381
2029 | 6 | 22 | 10 | 59.3623 | 203.3011 | 357.5482
2029 | 6 | 22 | 11 | 61.1757 | 208.7182 | 353.0985
2029 | 6 | 22 | 12 | 61.3641 | 199.2643 | 344.8305
2029 | 6 | 22 | 13 | 62.4537 | 202.889 | 346.4306
2029 | 6 | 22 | 14 | 63.6443 | 192.084 | 344.4667
2029 | 6 | 22 | 15 | 66.0284 | 182.9329 | 341.9245
2029 | 6 | 22 | 16 | 69.1544 | 196.4474 | 345.9333
2029 | 6 | 22 | 17 | 70.6429 | 185.8215 | 362.6158
2029 | 6 | 22 | 18 | 62.7049 | 178.5511 | 374.7427
2029 | 6 | 22 | 19 | 60.5724 | 174.8081 | 372.7412
2029 | 6 | 22 | 20 | 57.6089 | 159.4491 | 368.1904
2029 | 6 | 22 | 21 | 53.3317 | 160.1677 | 357.8815
2029 | 6 | 22 | 22 | 48.5828 | 150.1434 | 338.0364
2029 | 6 | 22 | 23 | 44.915 | 133.3422 | 311.6217
2029 | 6 | 23 | 0 | 45.3169 | 133.9586 | 300.4638
2029 | 6 | 23 | 1 | 41.547 | 118.1312 | 288.6434
2029 | 6 | 23 | 2 | 39.8461 | 114.3385 | 279.1424
2029 | 6 | 23 | 3 | 39.0664 | 112.6373 | 273.6637
2029 | 6 | 23 | 4 | 39.1289 | 111.0361 | 272.1818
2029 | 6 | 23 | 5 | 40.3452 | 109.2766 | 270.6672
2029 | 6 | 23 | 6 | 41.3546 | 112.1431 | 257.9344
2029 | 6 | 23 | 7 | 43.8899 | 119.4252 | 274.2989
2029 | 6 | 23 | 8 | 47.5402 | 128.3965 | 303.6053
2029 | 6 | 23 | 9 | 51.0239 | 141.9508 | 328.7185
2029 | 6 | 23 | 10 | 52.7453 | 154.7984 | 335.9382
2029 | 6 | 23 | 11 | 54.4619 | 163.5373 | 335.0223
2029 | 6 | 23 | 12 | 54.0654 | 159.8797 | 327.3116
2029 | 6 | 23 | 13 | 54.1775 | 159.5923 | 323.168
2029 | 6 | 23 | 14 | 54.4996 | 157.7185 | 320.2491
2029 | 6 | 23 | 15 | 55.8112 | 150.5812 | 317.9013
2029 | 6 | 23 | 16 | 58.3065 | 161.1636 | 322.9582
2029 | 6 | 23 | 17 | 59.5273 | 157.9712 | 346.6687
2029 | 6 | 23 | 18 | 57.3255 | 135.8274 | 381.636
2029 | 6 | 23 | 19 | 55.1456 | 133.6796 | 382.451
2029 | 6 | 23 | 20 | 50.4868 | 120.5214 | 370.9175
2029 | 6 | 23 | 21 | 46.4904 | 128.3717 | 360.1379
2029 | 6 | 23 | 22 | 42.7504 | 122.1579 | 342.009
2029 | 6 | 23 | 23 | 40.0705 | 111.953 | 315.7104
2029 | 6 | 24 | 0 | 38.8638 | 117.8434 | 288.21
2029 | 6 | 24 | 1 | 38.7485 | 112.114 | 280.3739
2029 | 6 | 24 | 2 | 37.4263 | 108.2327 | 271.8793
2029 | 6 | 24 | 3 | 36.9115 | 107.6644 | 266.1028
2029 | 6 | 24 | 4 | 36.9424 | 107.5996 | 264.9409
2029 | 6 | 24 | 5 | 37.7225 | 106.1393 | 263.1839
2029 | 6 | 24 | 6 | 39.943 | 105.3619 | 256.5283
2029 | 6 | 24 | 7 | 42.4213 | 108.8263 | 268.287
2029 | 6 | 24 | 8 | 46.056 | 116.4909 | 294.9746
2029 | 6 | 24 | 9 | 49.3971 | 124.9569 | 324.5398
2029 | 6 | 24 | 10 | 51.056 | 132.0362 | 336.5808
2029 | 6 | 24 | 11 | 52.3125 | 135.976 | 337.0541
2029 | 6 | 24 | 12 | 53.4721 | 134.0901 | 317.9911
2029 | 6 | 24 | 13 | 53.8639 | 135.9173 | 319.2069
2029 | 6 | 24 | 14 | 54.0384 | 138.0495 | 315.4861
2029 | 6 | 24 | 15 | 55.7272 | 135.0653 | 319.3064
2029 | 6 | 24 | 16 | 58.5406 | 136.5048 | 329.2315
2029 | 6 | 24 | 17 | 60.2863 | 134.5567 | 358.5894
2029 | 6 | 24 | 18 | 58.7585 | 135.4127 | 381.8822
2029 | 6 | 24 | 19 | 57.1771 | 133.7875 | 389.8155
2029 | 6 | 24 | 20 | 53.1528 | 127.5946 | 378.137
2029 | 6 | 24 | 21 | 49.2941 | 133.365 | 365.64
2029 | 6 | 24 | 22 | 44.9775 | 127.4742 | 338.7932
2029 | 6 | 24 | 23 | 42.077 | 114.8456 | 304.3778
2029 | 6 | 25 | 0 | 41.7086 | 112.2369 | 279.5705
2029 | 6 | 25 | 1 | 40.0692 | 120.839 | 278.1921
2029 | 6 | 25 | 2 | 39.4449 | 117.8313 | 271.13
2029 | 6 | 25 | 3 | 39.4102 | 118.0115 | 267.2073
2029 | 6 | 25 | 4 | 40.8903 | 121.1073 | 269.3409
2029 | 6 | 25 | 5 | 43.6979 | 124.6977 | 275.8954
2029 | 6 | 25 | 6 | 48.1084 | 133.2471 | 289.1508
2029 | 6 | 25 | 7 | 51.1257 | 151.6585 | 314.1477
2029 | 6 | 25 | 8 | 52.4868 | 167.5256 | 320.9506
2029 | 6 | 25 | 9 | 53.3345 | 176.0633 | 321.9257
2029 | 6 | 25 | 10 | 53.6978 | 186.4939 | 320.5333
2029 | 6 | 25 | 11 | 54.4086 | 185.3044 | 323.2505
2029 | 6 | 25 | 12 | 56.1125 | 188.4438 | 318.5819
2029 | 6 | 25 | 13 | 56.4663 | 191.8777 | 327.205
2029 | 6 | 25 | 14 | 57.0853 | 182.6577 | 335.9586
2029 | 6 | 25 | 15 | 59.2101 | 177.1765 | 344.7006
2029 | 6 | 25 | 16 | 62.6571 | 185.7567 | 362.5287
2029 | 6 | 25 | 17 | 64.9908 | 177.6158 | 397.6083
2029 | 6 | 25 | 18 | 62.8757 | 167.6343 | 421.3299
2029 | 6 | 25 | 19 | 61.2202 | 166.6961 | 436.5867
2029 | 6 | 25 | 20 | 57.8188 | 159.2917 | 426.5449
2029 | 6 | 25 | 21 | 53.5133 | 163.5271 | 410.7206
2029 | 6 | 25 | 22 | 48.635 | 153.3527 | 378.6018
2029 | 6 | 25 | 23 | 44.4861 | 137.6624 | 338.2909
2029 | 6 | 26 | 0 | 43.3961 | 133.2538 | 309.389
2029 | 6 | 26 | 1 | 41.7274 | 124.6584 | 299.2035
2029 | 6 | 26 | 2 | 40.7635 | 120.3328 | 289.6503
2029 | 6 | 26 | 3 | 40.3781 | 119.2791 | 283.4883
2029 | 6 | 26 | 4 | 41.696 | 121.8036 | 283.6615
2029 | 6 | 26 | 5 | 44.173 | 125.137 | 288.555
2029 | 6 | 26 | 6 | 48.7421 | 134.1728 | 305.5676
2029 | 6 | 26 | 7 | 51.8492 | 151.5277 | 332.252
2029 | 6 | 26 | 8 | 53.6061 | 162.3015 | 344.0853
2029 | 6 | 26 | 9 | 54.7872 | 168.844 | 349.4476
2029 | 6 | 26 | 10 | 55.453 | 174.5852 | 352.128
2029 | 6 | 26 | 11 | 56.1712 | 176.2562 | 354.7874
2029 | 6 | 26 | 12 | 57.138 | 169.9514 | 362.9474
2029 | 6 | 26 | 13 | 57.4412 | 171.4343 | 370.7902
2029 | 6 | 26 | 14 | 57.8282 | 158.5859 | 377.5613
2029 | 6 | 26 | 15 | 59.7966 | 154.5481 | 386.0157
2029 | 6 | 26 | 16 | 63.1535 | 161.0253 | 401.1896
2029 | 6 | 26 | 17 | 65.6163 | 153.2502 | 427.7521
2029 | 6 | 26 | 18 | 63.5408 | 139.0708 | 436.026
2029 | 6 | 26 | 19 | 62.0289 | 139.0248 | 444.1064
2029 | 6 | 26 | 20 | 58.4684 | 130.9801 | 433.9035
2029 | 6 | 26 | 21 | 53.67 | 138.537 | 418.1519
2029 | 6 | 26 | 22 | 48.4397 | 130.6345 | 386.278
2029 | 6 | 26 | 23 | 44.6312 | 116.6433 | 346.3302
2029 | 6 | 27 | 0 | 44.4009 | 126.6613 | 329.0472
2029 | 6 | 27 | 1 | 41.1609 | 124.7351 | 335.4159
2029 | 6 | 27 | 2 | 40.2816 | 120.4972 | 322.6417
2029 | 6 | 27 | 3 | 40.0031 | 119.1637 | 313.1253
2029 | 6 | 27 | 4 | 41.463 | 121.1636 | 310.9256
2029 | 6 | 27 | 5 | 44.1188 | 124.6709 | 314.4499
2029 | 6 | 27 | 6 | 46.7404 | 139.2643 | 336.6225
2029 | 6 | 27 | 7 | 49.0901 | 157.3688 | 371.9285
2029 | 6 | 27 | 8 | 49.8636 | 171.0712 | 400.8426
2029 | 6 | 27 | 9 | 50.6314 | 177.6519 | 423.166
2029 | 6 | 27 | 10 | 51.4947 | 185.7932 | 435.54
2029 | 6 | 27 | 11 | 52.6637 | 184.717 | 443.0287
2029 | 6 | 27 | 12 | 52.5812 | 187.0801 | 440.9648
2029 | 6 | 27 | 13 | 53.2534 | 189.9549 | 453.2839
2029 | 6 | 27 | 14 | 54.5465 | 182.6516 | 464.9989
2029 | 6 | 27 | 15 | 57.045 | 177.5527 | 475.0426
2029 | 6 | 27 | 16 | 60.8269 | 183.6868 | 489.011
2029 | 6 | 27 | 17 | 63.295 | 174.0812 | 514.213
2029 | 6 | 27 | 18 | 65.1105 | 158.8938 | 519.7979
2029 | 6 | 27 | 19 | 63.6611 | 155.596 | 521.3132
2029 | 6 | 27 | 20 | 59.8425 | 149.6981 | 508.384
2029 | 6 | 27 | 21 | 55.0735 | 155.2772 | 489.6631
2029 | 6 | 27 | 22 | 49.772 | 145.5562 | 450.7224
2029 | 6 | 27 | 23 | 45.1486 | 130.4906 | 403.2572
2029 | 6 | 28 | 0 | 42.7678 | 131.9777 | 374.4854
2029 | 6 | 28 | 1 | 41.224 | 125.6683 | 329.8159
2029 | 6 | 28 | 2 | 40.1371 | 121.3057 | 317.1797
2029 | 6 | 28 | 3 | 39.7239 | 119.8022 | 308.9872
2029 | 6 | 28 | 4 | 40.9973 | 121.3962 | 308.0467
2029 | 6 | 28 | 5 | 43.3605 | 124.7393 | 311.2181
2029 | 6 | 28 | 6 | 46.1589 | 138.841 | 322.6889
2029 | 6 | 28 | 7 | 48.7497 | 155.7964 | 346.8698
2029 | 6 | 28 | 8 | 50.1355 | 169.6374 | 359.2589
2029 | 6 | 28 | 9 | 51.6243 | 177.844 | 365.8363
2029 | 6 | 28 | 10 | 53.1113 | 187.4805 | 359.4492
2029 | 6 | 28 | 11 | 54.7346 | 189.3609 | 349.4706
2029 | 6 | 28 | 12 | 55.2917 | 190.2146 | 330.4822
2029 | 6 | 28 | 13 | 56.4328 | 194.4676 | 328.114
2029 | 6 | 28 | 14 | 57.9809 | 181.942 | 329.1792
2029 | 6 | 28 | 15 | 60.942 | 175.0263 | 335.4152
2029 | 6 | 28 | 16 | 64.8513 | 186.3179 | 350.3374
2029 | 6 | 28 | 17 | 67.415 | 176.0264 | 379.3116
2029 | 6 | 28 | 18 | 65.7415 | 156.0994 | 387.1496
2029 | 6 | 28 | 19 | 64.529 | 154.4754 | 397.1151
2029 | 6 | 28 | 20 | 61.4761 | 143.4671 | 387.7782
2029 | 6 | 28 | 21 | 56.8903 | 148.3489 | 374.4796
2029 | 6 | 28 | 22 | 51.5931 | 139.5002 | 348.6539
2029 | 6 | 28 | 23 | 47.1518 | 124.8897 | 314.1106
2029 | 6 | 29 | 0 | 44.8573 | 128.0162 | 294.2469
2029 | 6 | 29 | 1 | 41.7761 | 121.757 | 286.1731
2029 | 6 | 29 | 2 | 40.607 | 117.3521 | 276.8692
2029 | 6 | 29 | 3 | 40.1221 | 116.0976 | 270.2658
2029 | 6 | 29 | 4 | 41.3261 | 117.2472 | 271.1444
2029 | 6 | 29 | 5 | 43.6565 | 119.4352 | 276.7753
2029 | 6 | 29 | 6 | 45.6157 | 134.5565 | 293.6159
2029 | 6 | 29 | 7 | 48.4195 | 152.9251 | 315.6322
2029 | 6 | 29 | 8 | 50.131 | 165.0553 | 324.761
2029 | 6 | 29 | 9 | 51.6943 | 173.7422 | 329.9404
2029 | 6 | 29 | 10 | 53.1798 | 181.705 | 327.1789
2029 | 6 | 29 | 11 | 54.5929 | 182.7418 | 320.2151
2029 | 6 | 29 | 12 | 55.2475 | 182.4183 | 314.2949
2029 | 6 | 29 | 13 | 55.9645 | 185.4464 | 318.341
2029 | 6 | 29 | 14 | 57.0135 | 178.7173 | 319.9697
2029 | 6 | 29 | 15 | 59.2636 | 171.3121 | 321.2141
2029 | 6 | 29 | 16 | 62.5692 | 180.721 | 327.1032
2029 | 6 | 29 | 17 | 64.2423 | 171.0868 | 351.7926
2029 | 6 | 29 | 18 | 63.8372 | 163.4825 | 372.3567
2029 | 6 | 29 | 19 | 62.2899 | 160.5705 | 383.1576
2029 | 6 | 29 | 20 | 59.2568 | 152.3567 | 380.4772
2029 | 6 | 29 | 21 | 54.8594 | 155.6388 | 370.3638
2029 | 6 | 29 | 22 | 50.2182 | 146.0904 | 350.1183
2029 | 6 | 29 | 23 | 46.0069 | 128.0244 | 321.549
2029 | 6 | 30 | 0 | 42.8168 | 119.4573 | 307.8053
2029 | 6 | 30 | 1 | 39.9993 | 115.7004 | 278.7632
2029 | 6 | 30 | 2 | 38.3742 | 111.7298 | 270.6328
2029 | 6 | 30 | 3 | 37.7108 | 110.7837 | 264.2361
2029 | 6 | 30 | 4 | 37.8794 | 110.8338 | 262.3412
2029 | 6 | 30 | 5 | 39.0189 | 110.023 | 263.2684
2029 | 6 | 30 | 6 | 39.5892 | 117.6209 | 267.477
2029 | 6 | 30 | 7 | 41.9852 | 123.7859 | 280.1506
2029 | 6 | 30 | 8 | 45.5804 | 134.5637 | 292.9582
2029 | 6 | 30 | 9 | 49.0935 | 142.8822 | 300.0977
2029 | 6 | 30 | 10 | 51.0398 | 150.3579 | 298.1638
2029 | 6 | 30 | 11 | 52.9745 | 155.2158 | 295.7909
2029 | 6 | 30 | 12 | 52.6625 | 144.0456 | 290.1736
2029 | 6 | 30 | 13 | 52.6027 | 140.6791 | 286.7536
2029 | 6 | 30 | 14 | 52.6453 | 133.3106 | 280.5995
2029 | 6 | 30 | 15 | 53.6716 | 127.9277 | 285.5157
2029 | 6 | 30 | 16 | 55.9283 | 132.3716 | 294.2909
2029 | 6 | 30 | 17 | 57.2454 | 128.2238 | 326.3833
2029 | 6 | 30 | 18 | 55.923 | 131.478 | 349.577
2029 | 6 | 30 | 19 | 53.9603 | 129.8906 | 361.4885
2029 | 6 | 30 | 20 | 49.9319 | 116.5457 | 358.3773
2029 | 6 | 30 | 21 | 45.9069 | 123.7759 | 350.9562
2029 | 6 | 30 | 22 | 42.125 | 118.7978 | 334.5835
2029 | 6 | 30 | 23 | 39.7684 | 108.759 | 309.4459
2029 | 7 | 1 | 0 | 39.1775 | 114.5033 | 298.427
2029 | 7 | 1 | 1 | 38.4922 | 82.0245 | 309.2875
2029 | 7 | 1 | 2 | 36.7534 | 102.0907 | 298.7393
2029 | 7 | 1 | 3 | 35.8779 | 101.6131 | 291.3886
2029 | 7 | 1 | 4 | 35.5385 | 100.0542 | 288.192
2029 | 7 | 1 | 5 | 35.5553 | 98.278 | 286.9403
2029 | 7 | 1 | 6 | 36.727 | 83.8322 | 271.8914
2029 | 7 | 1 | 7 | 38.9188 | 79.3406 | 285.2033
2029 | 7 | 1 | 8 | 42.8966 | 84.4326 | 322.076
2029 | 7 | 1 | 9 | 47.1611 | 90.302 | 354.9187
2029 | 7 | 1 | 10 | 49.8464 | 94.9162 | 361.9446
2029 | 7 | 1 | 11 | 52.2774 | 111.6737 | 375.3067
2029 | 7 | 1 | 12 | 53.6303 | 132.3864 | 394.6274
2029 | 7 | 1 | 13 | 55.0294 | 134.8218 | 392.515
2029 | 7 | 1 | 14 | 56.1016 | 116.4142 | 390.5657
2029 | 7 | 1 | 15 | 57.9106 | 121.6678 | 403.879
2029 | 7 | 1 | 16 | 61.1736 | 148.0969 | 414.5815
2029 | 7 | 1 | 17 | 64.1308 | 136.1739 | 437.9277
2029 | 7 | 1 | 18 | 65.2869 | 133.4074 | 444.7633
2029 | 7 | 1 | 19 | 63.4498 | 136.1318 | 429.3656
2029 | 7 | 1 | 20 | 57.6971 | 113.9479 | 413.6695
2029 | 7 | 1 | 21 | 52.664 | 121.5859 | 395.7798
2029 | 7 | 1 | 22 | 48.9943 | 117.3618 | 377.234
2029 | 7 | 1 | 23 | 46.7804 | 134.4663 | 357.9449
2029 | 7 | 2 | 0 | 44.0903 | 125.3371 | 341.3673
2029 | 7 | 2 | 1 | 40.7239 | 119.5209 | 327.6069
2029 | 7 | 2 | 2 | 39.2188 | 99.255 | 315.5485
2029 | 7 | 2 | 3 | 38.5368 | 99.2738 | 308.0846
2029 | 7 | 2 | 4 | 39.2145 | 103.2926 | 308.1435
2029 | 7 | 2 | 5 | 40.6778 | 101.3519 | 307.5538
2029 | 7 | 2 | 6 | 41.4344 | 120.2777 | 309.2664
2029 | 7 | 2 | 7 | 44.4027 | 135.669 | 332.4922
2029 | 7 | 2 | 8 | 48.5691 | 144.3902 | 354.4611
2029 | 7 | 2 | 9 | 53.45 | 150.6823 | 386.3056
2029 | 7 | 2 | 10 | 57.9185 | 157.2673 | 400.3265
2029 | 7 | 2 | 11 | 61.21 | 146.4624 | 398.5205
2029 | 7 | 2 | 12 | 61.7827 | 132.4381 | 371.7582
2029 | 7 | 2 | 13 | 62.5165 | 128.7734 | 369.9413
2029 | 7 | 2 | 14 | 63.5706 | 151.7562 | 366.5119
2029 | 7 | 2 | 15 | 66.8615 | 154.5597 | 369.6734
2029 | 7 | 2 | 16 | 71.3803 | 121.2078 | 388.6948
2029 | 7 | 2 | 17 | 74.3953 | 132.8308 | 439.0372
2029 | 7 | 2 | 18 | 73.0355 | 130.8453 | 474.847
2029 | 7 | 2 | 19 | 69.9345 | 131.6643 | 489.8905
2029 | 7 | 2 | 20 | 64.4206 | 142.6843 | 473.0733
2029 | 7 | 2 | 21 | 58.9051 | 148.3426 | 458.0829
2029 | 7 | 2 | 22 | 53.3385 | 140.0355 | 424.837
2029 | 7 | 2 | 23 | 48.5762 | 102.8378 | 377.1928
2029 | 7 | 3 | 0 | 46.1872 | 98.9071 | 338.3367
2029 | 7 | 3 | 1 | 45.808 | 102.7817 | 327.6796
2029 | 7 | 3 | 2 | 43.8984 | 99.2959 | 315.6368
2029 | 7 | 3 | 3 | 42.8284 | 98.5875 | 308.3588
2029 | 7 | 3 | 4 | 43.5355 | 102.3787 | 307.8526
2029 | 7 | 3 | 5 | 45.428 | 104.9866 | 311.9082
2029 | 7 | 3 | 6 | 48.2057 | 119.8292 | 322.3498
2029 | 7 | 3 | 7 | 52.5305 | 140.9153 | 351.0333
2029 | 7 | 3 | 8 | 56.8314 | 144.9473 | 368.4114
2029 | 7 | 3 | 9 | 61.1934 | 155.9075 | 375.7002
2029 | 7 | 3 | 10 | 65.2759 | 161.9062 | 372.9368
2029 | 7 | 3 | 11 | 69.0857 | 161.2098 | 369.2737
2029 | 7 | 3 | 12 | 71.3807 | 148.2057 | 370.6782
2029 | 7 | 3 | 13 | 72.9529 | 148.3939 | 367.151
2029 | 7 | 3 | 14 | 74.6785 | 136.3346 | 367.0451
2029 | 7 | 3 | 15 | 77.3934 | 138.3101 | 372.9087
2029 | 7 | 3 | 16 | 81.0199 | 138.1439 | 390.6884
2029 | 7 | 3 | 17 | 83.4439 | 132.993 | 424.6014
2029 | 7 | 3 | 18 | 82.2672 | 126.5253 | 451.5475
2029 | 7 | 3 | 19 | 79.4267 | 128.7287 | 467.0641
2029 | 7 | 3 | 20 | 73.8261 | 116.4876 | 455.0179
2029 | 7 | 3 | 21 | 67.3081 | 124.6411 | 441.667
2029 | 7 | 3 | 22 | 61.1477 | 117.3216 | 413.6353
2029 | 7 | 3 | 23 | 55.3672 | 104.6601 | 370.9971
2029 | 7 | 4 | 0 | 52.2204 | 110.5262 | 344.6173
2029 | 7 | 4 | 1 | 48.1628 | 108.5952 | 313.231
2029 | 7 | 4 | 2 | 45.959 | 104.5623 | 303.1427
2029 | 7 | 4 | 3 | 44.6715 | 102.9131 | 296.8648
2029 | 7 | 4 | 4 | 45.1653 | 105.4052 | 297.8376
2029 | 7 | 4 | 5 | 47.0401 | 108.1096 | 302.9631
2029 | 7 | 4 | 6 | 49.1224 | 118.406 | 311.0738
2029 | 7 | 4 | 7 | 53.4395 | 138.2931 | 335.5071
2029 | 7 | 4 | 8 | 57.5894 | 145.3021 | 351.3653
2029 | 7 | 4 | 9 | 61.8258 | 160.641 | 360.3003
2029 | 7 | 4 | 10 | 65.8093 | 168.4189 | 358.1138
2029 | 7 | 4 | 11 | 69.5142 | 164.2715 | 351.5472
2029 | 7 | 4 | 12 | 72.7507 | 154.9549 | 350.8238
2029 | 7 | 4 | 13 | 74.8345 | 156.0409 | 347.8333
2029 | 7 | 4 | 14 | 77.2315 | 146.3819 | 346.0537
2029 | 7 | 4 | 15 | 80.7201 | 148.6805 | 349.1388
2029 | 7 | 4 | 16 | 84.7273 | 148.5793 | 365.0699
2029 | 7 | 4 | 17 | 87.0092 | 142.4782 | 398.7454
2029 | 7 | 4 | 18 | 85.149 | 134.9763 | 436.3003
2029 | 7 | 4 | 19 | 82.1603 | 135.971 | 450.1365
2029 | 7 | 4 | 20 | 76.1283 | 125.2215 | 441.0326
2029 | 7 | 4 | 21 | 69.4966 | 132.9939 | 428.9556
2029 | 7 | 4 | 22 | 63.056 | 124.8215 | 402.0987
2029 | 7 | 4 | 23 | 56.7147 | 110.6464 | 360.9567
2029 | 7 | 5 | 0 | 51.1952 | 120.0088 | 327.0495
2029 | 7 | 5 | 1 | 47.4929 | 115.7628 | 303.842
2029 | 7 | 5 | 2 | 45.4679 | 111.6551 | 294.7568
2029 | 7 | 5 | 3 | 44.3733 | 109.9679 | 289.6991
2029 | 7 | 5 | 4 | 44.9427 | 111.8035 | 291.5673
2029 | 7 | 5 | 5 | 46.8973 | 115.0061 | 297.3184
2029 | 7 | 5 | 6 | 50.6287 | 123.5671 | 308.8075
2029 | 7 | 5 | 7 | 54.3616 | 142.1511 | 334.2137
2029 | 7 | 5 | 8 | 57.8177 | 153.3712 | 350.4875
2029 | 7 | 5 | 9 | 61.5517 | 167.7327 | 359.7836
2029 | 7 | 5 | 10 | 64.621 | 181.2789 | 360.0105
2029 | 7 | 5 | 11 | 67.6598 | 177.5285 | 356.0195
2029 | 7 | 5 | 12 | 69.316 | 173.3324 | 345.2584
2029 | 7 | 5 | 13 | 70.2169 | 176.1233 | 343.205
2029 | 7 | 5 | 14 | 71.5081 | 163.2588 | 344.7284
2029 | 7 | 5 | 15 | 73.8993 | 161.191 | 351.1686
2029 | 7 | 5 | 16 | 76.8439 | 166.7476 | 366.185
2029 | 7 | 5 | 17 | 78.4068 | 158.0646 | 399.8914
2029 | 7 | 5 | 18 | 79.4153 | 151.468 | 438.5317
2029 | 7 | 5 | 19 | 76.4943 | 150.7346 | 456.5186
2029 | 7 | 5 | 20 | 70.7237 | 139.355 | 449.3643
2029 | 7 | 5 | 21 | 64.7589 | 144.6283 | 439.5849
2029 | 7 | 5 | 22 | 59.0588 | 135.5772 | 413.6312
2029 | 7 | 5 | 23 | 53.6475 | 121.1231 | 371.5207
2029 | 7 | 6 | 0 | 49.6956 | 132.4454 | 329.695
2029 | 7 | 6 | 1 | 45.4868 | 116.0786 | 300.1386
2029 | 7 | 6 | 2 | 43.453 | 110.9033 | 290.2533
2029 | 7 | 6 | 3 | 42.3414 | 109.0685 | 284.2324
2029 | 7 | 6 | 4 | 42.8182 | 111.2221 | 285.1844
2029 | 7 | 6 | 5 | 44.4144 | 113.2741 | 289.8188
2029 | 7 | 6 | 6 | 47.5967 | 127.3497 | 305.5864
2029 | 7 | 6 | 7 | 51.0038 | 147.7662 | 330.447
2029 | 7 | 6 | 8 | 54.2509 | 153.7128 | 339.7182
2029 | 7 | 6 | 9 | 57.4924 | 168.2682 | 337.8028
2029 | 7 | 6 | 10 | 59.8097 | 173.9812 | 334.0811
2029 | 7 | 6 | 11 | 61.8363 | 174.0971 | 331.9685
2029 | 7 | 6 | 12 | 62.3021 | 164.2453 | 346.5101
2029 | 7 | 6 | 13 | 62.529 | 164.2368 | 341.7962
2029 | 7 | 6 | 14 | 63.471 | 146.0255 | 340.0249
2029 | 7 | 6 | 15 | 65.2856 | 144.6826 | 341.8421
2029 | 7 | 6 | 16 | 67.9799 | 150.4491 | 355.0028
2029 | 7 | 6 | 17 | 69.1162 | 142.4394 | 386.2949
2029 | 7 | 6 | 18 | 70.9481 | 133.7607 | 407.7827
2029 | 7 | 6 | 19 | 68.2062 | 134.1104 | 424.233
2029 | 7 | 6 | 20 | 62.651 | 126.6352 | 419.7265
2029 | 7 | 6 | 21 | 57.3057 | 134.6514 | 411.6254
2029 | 7 | 6 | 22 | 52.8628 | 126.3755 | 392.0343
2029 | 7 | 6 | 23 | 48.3684 | 109.3394 | 358.2694
2029 | 7 | 7 | 0 | 45.89 | 116.2286 | 340.1885
2029 | 7 | 7 | 1 | 41.3953 | 112.1016 | 306.1079
2029 | 7 | 7 | 2 | 39.5028 | 108.0634 | 296.0314
2029 | 7 | 7 | 3 | 38.5036 | 107.4052 | 290.2233
2029 | 7 | 7 | 4 | 38.4464 | 108.0727 | 288.8515
2029 | 7 | 7 | 5 | 39.161 | 108.1271 | 287.4957
2029 | 7 | 7 | 6 | 40.455 | 114.3949 | 279.0331
2029 | 7 | 7 | 7 | 42.5187 | 121.3973 | 296.9844
2029 | 7 | 7 | 8 | 45.9031 | 130.8692 | 334.4351
2029 | 7 | 7 | 9 | 49.4979 | 141.1098 | 366.4958
2029 | 7 | 7 | 10 | 51.6467 | 151.3659 | 375.5717
2029 | 7 | 7 | 11 | 53.6853 | 157.1462 | 373.8726
2029 | 7 | 7 | 12 | 53.4762 | 154.3378 | 363.0908
2029 | 7 | 7 | 13 | 53.2323 | 152.8365 | 357.6651
2029 | 7 | 7 | 14 | 53.4877 | 146.9136 | 350.2653
2029 | 7 | 7 | 15 | 54.6798 | 144.405 | 354.1489
2029 | 7 | 7 | 16 | 57.1858 | 145.707 | 365.067
2029 | 7 | 7 | 17 | 58.886 | 142.6679 | 395.2996
2029 | 7 | 7 | 18 | 60.4866 | 134.5916 | 419.7423
2029 | 7 | 7 | 19 | 57.7702 | 133.8148 | 411.8994
2029 | 7 | 7 | 20 | 51.6625 | 126.0689 | 398.9948
2029 | 7 | 7 | 21 | 47.4079 | 136.3994 | 390.5045
2029 | 7 | 7 | 22 | 43.7189 | 130.2905 | 373.4561
2029 | 7 | 7 | 23 | 41.015 | 119.9331 | 346.6121
2029 | 7 | 8 | 0 | 40.8271 | 121.1383 | 328.7946
2029 | 7 | 8 | 1 | 38.199 | 126.5939 | 323.2637
2029 | 7 | 8 | 2 | 36.7147 | 122.2704 | 311.484
2029 | 7 | 8 | 3 | 35.9568 | 120.6568 | 303.8414
2029 | 7 | 8 | 4 | 35.9543 | 121.8889 | 301.2631
2029 | 7 | 8 | 5 | 36.417 | 121.3275 | 298.6147
2029 | 7 | 8 | 6 | 36.4264 | 120.7976 | 285.4983
2029 | 7 | 8 | 7 | 38.3839 | 129.7617 | 303.2424
2029 | 7 | 8 | 8 | 42.5141 | 136.6063 | 350.2778
2029 | 7 | 8 | 9 | 47.0828 | 150.123 | 397.029
2029 | 7 | 8 | 10 | 50.3948 | 170.2902 | 416.311
2029 | 7 | 8 | 11 | 53.0827 | 181.668 | 417.5184
2029 | 7 | 8 | 12 | 54.0865 | 179.0669 | 406.4239
2029 | 7 | 8 | 13 | 55.5783 | 180.4529 | 404.4778
2029 | 7 | 8 | 14 | 57.8354 | 174.4411 | 402.4594
2029 | 7 | 8 | 15 | 61.3605 | 167.7213 | 410.5104
2029 | 7 | 8 | 16 | 65.7302 | 186.1403 | 427.3903
2029 | 7 | 8 | 17 | 69.0464 | 185.9431 | 458.8709
2029 | 7 | 8 | 18 | 66.0942 | 189.2007 | 491.088
2029 | 7 | 8 | 19 | 63.8847 | 183.7991 | 484.9627
2029 | 7 | 8 | 20 | 58.375 | 166.9188 | 469.2464
2029 | 7 | 8 | 21 | 53.74 | 172.658 | 456.4802
2029 | 7 | 8 | 22 | 48.9811 | 164.1645 | 427.9222
2029 | 7 | 8 | 23 | 45.2898 | 152.9714 | 388.617
2029 | 7 | 9 | 0 | 42.9616 | 147.5421 | 358.9421
2029 | 7 | 9 | 1 | 42.3138 | 123.8623 | 326.5757
2029 | 7 | 9 | 2 | 41.0433 | 119.5174 | 315.7513
2029 | 7 | 9 | 3 | 40.5237 | 118.4845 | 309.3379
2029 | 7 | 9 | 4 | 41.6813 | 119.169 | 309.5654
2029 | 7 | 9 | 5 | 43.846 | 122.1851 | 314.267
2029 | 7 | 9 | 6 | 47.4432 | 129.7725 | 325.8193
2029 | 7 | 9 | 7 | 51.0311 | 151.5325 | 355.121
2029 | 7 | 9 | 8 | 54.6722 | 162.9379 | 376.1707
2029 | 7 | 9 | 9 | 58.5763 | 175.9561 | 388.8663
2029 | 7 | 9 | 10 | 61.775 | 183.7348 | 387.5623
2029 | 7 | 9 | 11 | 64.6423 | 192.973 | 385.2977
2029 | 7 | 9 | 12 | 65.178 | 184.6359 | 380.5481
2029 | 7 | 9 | 13 | 66.5035 | 183.5385 | 378.4385
2029 | 7 | 9 | 14 | 68.0176 | 165.899 | 376.783
2029 | 7 | 9 | 15 | 70.723 | 163.7806 | 381.5954
2029 | 7 | 9 | 16 | 74.5983 | 175.1839 | 397.5049
2029 | 7 | 9 | 17 | 77.3853 | 166.9262 | 432.1703
2029 | 7 | 9 | 18 | 71.8979 | 165.5807 | 466.2196
2029 | 7 | 9 | 19 | 69.274 | 163.9977 | 478.7063
2029 | 7 | 9 | 20 | 64.7711 | 148.0846 | 463.0403
2029 | 7 | 9 | 21 | 59.7124 | 151.3339 | 446.7288
2029 | 7 | 9 | 22 | 54.065 | 141.5075 | 414.4437
2029 | 7 | 9 | 23 | 49.5651 | 126.6493 | 372.0427
2029 | 7 | 10 | 0 | 50.7637 | 127.7685 | 347.1695
2029 | 7 | 10 | 1 | 44.9057 | 123.8668 | 339.2946
2029 | 7 | 10 | 2 | 43.1995 | 119.7331 | 326.9613
2029 | 7 | 10 | 3 | 42.2157 | 118.2849 | 318.9712
2029 | 7 | 10 | 4 | 43.2028 | 119.076 | 317.7802
2029 | 7 | 10 | 5 | 44.9595 | 122.3141 | 321.606
2029 | 7 | 10 | 6 | 48.0804 | 129.4853 | 332.8855
2029 | 7 | 10 | 7 | 50.6928 | 148.8512 | 363.8274
2029 | 7 | 10 | 8 | 52.4249 | 158.1794 | 389.6665
2029 | 7 | 10 | 9 | 53.8917 | 168.2964 | 407.3098
2029 | 7 | 10 | 10 | 54.9644 | 178.0378 | 412.0142
2029 | 7 | 10 | 11 | 55.7989 | 180.9936 | 415.1758
2029 | 7 | 10 | 12 | 56.6173 | 175.3908 | 410.3449
2029 | 7 | 10 | 13 | 57.0248 | 176.4355 | 418.2486
2029 | 7 | 10 | 14 | 58.1618 | 166.6782 | 425.18
2029 | 7 | 10 | 15 | 60.388 | 166.7689 | 436.918
2029 | 7 | 10 | 16 | 64.1228 | 172.1333 | 456.9897
2029 | 7 | 10 | 17 | 67.1661 | 165.2809 | 493.0904
2029 | 7 | 10 | 18 | 71.0643 | 143.2122 | 507.9935
2029 | 7 | 10 | 19 | 68.3012 | 141.5776 | 515.7508
2029 | 7 | 10 | 20 | 62.4019 | 135.7012 | 501.8633
2029 | 7 | 10 | 21 | 57.0979 | 143.2379 | 486.7201
2029 | 7 | 10 | 22 | 51.615 | 134.9379 | 452.8955
2029 | 7 | 10 | 23 | 46.6661 | 122.0065 | 407.4146
2029 | 7 | 11 | 0 | 43.1826 | 130.891 | 375.9405
2029 | 7 | 11 | 1 | 40.8976 | 121.0465 | 357.6126
2029 | 7 | 11 | 2 | 39.6327 | 116.7144 | 344.2388
2029 | 7 | 11 | 3 | 38.9109 | 115.2015 | 334.5507
2029 | 7 | 11 | 4 | 40.0537 | 117.5849 | 332.8141
2029 | 7 | 11 | 5 | 41.8261 | 120.3547 | 335.4556
2029 | 7 | 11 | 6 | 43.6454 | 133.6999 | 348.4184
2029 | 7 | 11 | 7 | 45.8675 | 154.2602 | 379.6361
2029 | 7 | 11 | 8 | 47.5388 | 157.4481 | 405.029
2029 | 7 | 11 | 9 | 49.6076 | 165.9193 | 420.8691
2029 | 7 | 11 | 10 | 51.445 | 172.9734 | 425.2296
2029 | 7 | 11 | 11 | 53.0958 | 178.8738 | 428.6195
2029 | 7 | 11 | 12 | 53.9811 | 164.0797 | 433.7224
2029 | 7 | 11 | 13 | 55.2848 | 163.6097 | 435.1337
2029 | 7 | 11 | 14 | 57.2927 | 150.9499 | 438.3351
2029 | 7 | 11 | 15 | 60.9597 | 151.4656 | 447.3889
2029 | 7 | 11 | 16 | 65.644 | 154.8074 | 465.1868
2029 | 7 | 11 | 17 | 69.5324 | 148.9002 | 498.9651
2029 | 7 | 11 | 18 | 71.127 | 144.9042 | 507.9415
2029 | 7 | 11 | 19 | 68.7729 | 145.8757 | 501.5617
2029 | 7 | 11 | 20 | 63.5283 | 137.2415 | 487.9208
2029 | 7 | 11 | 21 | 58.3483 | 144.4474 | 471.6108
2029 | 7 | 11 | 22 | 52.7361 | 137.4968 | 438.9442
2029 | 7 | 11 | 23 | 47.827 | 127.6163 | 396.6584
2029 | 7 | 12 | 0 | 44.6627 | 124.2279 | 379.1882
2029 | 7 | 12 | 1 | 41.2092 | 107.8158 | 362.2081
2029 | 7 | 12 | 2 | 39.9273 | 104.363 | 347.5729
2029 | 7 | 12 | 3 | 39.3338 | 103.7632 | 337.6762
2029 | 7 | 12 | 4 | 40.4206 | 106.4758 | 335.6092
2029 | 7 | 12 | 5 | 42.2783 | 109.8377 | 338.5142
2029 | 7 | 12 | 6 | 43.8892 | 119.3709 | 349.5535
2029 | 7 | 12 | 7 | 46.4456 | 138.2648 | 379.9018
2029 | 7 | 12 | 8 | 48.8509 | 143.0061 | 407.4235
2029 | 7 | 12 | 9 | 51.858 | 151.7983 | 427.049
2029 | 7 | 12 | 10 | 54.3246 | 159.2421 | 431.891
2029 | 7 | 12 | 11 | 56.6762 | 161.8659 | 435.022
2029 | 7 | 12 | 12 | 57.807 | 149.9494 | 434.166
2029 | 7 | 12 | 13 | 59.6902 | 150.3074 | 442.628
2029 | 7 | 12 | 14 | 62.4264 | 144.7669 | 450.4003
2029 | 7 | 12 | 15 | 66.4087 | 144.6391 | 464.3066
2029 | 7 | 12 | 16 | 71.0015 | 142.9685 | 483.8874
2029 | 7 | 12 | 17 | 74.6386 | 136.7974 | 517.2417
2029 | 7 | 12 | 18 | 75.1834 | 127.8595 | 525.4172
2029 | 7 | 12 | 19 | 72.8701 | 131.1142 | 523.9597
2029 | 7 | 12 | 20 | 66.6815 | 117.2292 | 510.3265
2029 | 7 | 12 | 21 | 60.885 | 125.6585 | 493.5989
2029 | 7 | 12 | 22 | 55.064 | 117.3105 | 459.9435
2029 | 7 | 12 | 23 | 49.8288 | 105.8263 | 415.1266
2029 | 7 | 13 | 0 | 46.2598 | 109.064 | 382.0447
2029 | 7 | 13 | 1 | 43.2539 | 108.3416 | 355.8433
2029 | 7 | 13 | 2 | 41.6765 | 104.3571 | 341.8237
2029 | 7 | 13 | 3 | 40.8348 | 103.5524 | 332.3004
2029 | 7 | 13 | 4 | 41.754 | 105.2026 | 330.9078
2029 | 7 | 13 | 5 | 43.5651 | 107.9722 | 333.6178
2029 | 7 | 13 | 6 | 45.4253 | 121.1596 | 340.2337
2029 | 7 | 13 | 7 | 48.5557 | 139.0436 | 370.4195
2029 | 7 | 13 | 8 | 51.9822 | 147.5365 | 405.9293
2029 | 7 | 13 | 9 | 55.8417 | 159.6024 | 435.3921
2029 | 7 | 13 | 10 | 59.0132 | 169.4282 | 441.4118
2029 | 7 | 13 | 11 | 61.8781 | 171.9701 | 436.0242
2029 | 7 | 13 | 12 | 63.595 | 162.3842 | 425.8151
2029 | 7 | 13 | 13 | 65.7922 | 164.1393 | 423.9173
2029 | 7 | 13 | 14 | 68.3581 | 160.3896 | 421.2053
2029 | 7 | 13 | 15 | 72.1069 | 156.5476 | 425.8898
2029 | 7 | 13 | 16 | 76.3707 | 154.2368 | 436.3262
2029 | 7 | 13 | 17 | 79.392 | 145.4986 | 460.4095
2029 | 7 | 13 | 18 | 77.937 | 136.2217 | 492.6525
2029 | 7 | 13 | 19 | 75.137 | 135.4851 | 498.6528
2029 | 7 | 13 | 20 | 69.0137 | 124.1988 | 482.8405
2029 | 7 | 13 | 21 | 63.4034 | 130.3722 | 467.0496
2029 | 7 | 13 | 22 | 57.7884 | 123.4027 | 438.2582
2029 | 7 | 13 | 23 | 52.36 | 109.1499 | 398.4476
2029 | 7 | 14 | 0 | 48.6288 | 113.2389 | 361.1387
2029 | 7 | 14 | 1 | 44.7159 | 107.7459 | 334.5234
2029 | 7 | 14 | 2 | 42.3021 | 104.0124 | 321.3288
2029 | 7 | 14 | 3 | 41.033 | 103.0737 | 312.5411
2029 | 7 | 14 | 4 | 40.8349 | 103.9515 | 308.4624
2029 | 7 | 14 | 5 | 41.422 | 103.8831 | 305.6445
2029 | 7 | 14 | 6 | 42.6705 | 110.6309 | 299.209
2029 | 7 | 14 | 7 | 46.4598 | 116.7058 | 316.5622
2029 | 7 | 14 | 8 | 53.0146 | 123.9612 | 344.5434
2029 | 7 | 14 | 9 | 60.2403 | 134.1796 | 367.4934
2029 | 7 | 14 | 10 | 65.6926 | 143.4431 | 372.9887
2029 | 7 | 14 | 11 | 70.0137 | 152.2089 | 377.1434
2029 | 7 | 14 | 12 | 71.6507 | 148.1283 | 371.8686
2029 | 7 | 14 | 13 | 73.5958 | 147.0404 | 373.7214
2029 | 7 | 14 | 14 | 75.3772 | 145.7769 | 371.5533
2029 | 7 | 14 | 15 | 78.0365 | 142.3385 | 377.2486
2029 | 7 | 14 | 16 | 81.1388 | 142.2567 | 391.2955
2029 | 7 | 14 | 17 | 82.8074 | 139.9094 | 428.5203
2029 | 7 | 14 | 18 | 79.8376 | 136.6332 | 451.5065
2029 | 7 | 14 | 19 | 76.5864 | 136.0459 | 458.085
2029 | 7 | 14 | 20 | 69.9939 | 122.7014 | 439.883
2029 | 7 | 14 | 21 | 64.6639 | 133.5254 | 427.4582
2029 | 7 | 14 | 22 | 59.4097 | 126.812 | 403.3654
2029 | 7 | 14 | 23 | 55.035 | 116.0165 | 369.0443
2029 | 7 | 15 | 0 | 52.3088 | 109.7566 | 345.9064
2029 | 7 | 15 | 1 | 47.2977 | 112.2268 | 316.2646
2029 | 7 | 15 | 2 | 44.7622 | 108.0205 | 305.673
2029 | 7 | 15 | 3 | 43.3158 | 107.1529 | 298.6466
2029 | 7 | 15 | 4 | 42.9452 | 107.569 | 295.7513
2029 | 7 | 15 | 5 | 43.5218 | 106.9858 | 293.6214
2029 | 7 | 15 | 6 | 45.6218 | 106.6708 | 283.1973
2029 | 7 | 15 | 7 | 49.1613 | 110.8067 | 296.0721
2029 | 7 | 15 | 8 | 55.5006 | 115.5504 | 327.5371
2029 | 7 | 15 | 9 | 62.8129 | 123.7416 | 358.3618
2029 | 7 | 15 | 10 | 68.4575 | 132.7611 | 367.0766
2029 | 7 | 15 | 11 | 72.8624 | 141.2172 | 364.8376
2029 | 7 | 15 | 12 | 74.5277 | 141.2463 | 348.5117
2029 | 7 | 15 | 13 | 75.8318 | 141.1135 | 349.9036
2029 | 7 | 15 | 14 | 76.7128 | 141.3817 | 344.9949
2029 | 7 | 15 | 15 | 78.6069 | 140.0059 | 349.2126
2029 | 7 | 15 | 16 | 81.51 | 138.2632 | 362.1151
2029 | 7 | 15 | 17 | 82.8985 | 136.6103 | 398.739
2029 | 7 | 15 | 18 | 84.1796 | 130.3308 | 429.3739
2029 | 7 | 15 | 19 | 81.05 | 129.2726 | 427.5295
2029 | 7 | 15 | 20 | 74.84 | 121.0024 | 415.8253
2029 | 7 | 15 | 21 | 69.073 | 129.5777 | 403.3824
2029 | 7 | 15 | 22 | 62.9968 | 123.6381 | 378.5016
2029 | 7 | 15 | 23 | 58.0145 | 112.5905 | 343.6806
2029 | 7 | 16 | 0 | 53.7492 | 119.5427 | 312.6905
2029 | 7 | 16 | 1 | 49.2021 | 107.8498 | 307.6303
2029 | 7 | 16 | 2 | 47.3089 | 105.0285 | 299.7206
2029 | 7 | 16 | 3 | 46.3611 | 105.1442 | 295.1628
2029 | 7 | 16 | 4 | 47.2016 | 107.9642 | 297.2449
2029 | 7 | 16 | 5 | 49.5762 | 111.6618 | 303.9746
2029 | 7 | 16 | 6 | 52.4834 | 119.8268 | 314.0312
2029 | 7 | 16 | 7 | 56.4949 | 137.7229 | 340.5768
2029 | 7 | 16 | 8 | 60.63 | 149.9508 | 362.2407
2029 | 7 | 16 | 9 | 64.5998 | 161.7246 | 377.7648
2029 | 7 | 16 | 10 | 67.8691 | 170.0012 | 381.6434
2029 | 7 | 16 | 11 | 70.7917 | 170.0406 | 381.8652
2029 | 7 | 16 | 12 | 72.5819 | 161.4785 | 372.2546
2029 | 7 | 16 | 13 | 73.9744 | 161.3516 | 374.78
2029 | 7 | 16 | 14 | 75.5601 | 153.9077 | 376.399
2029 | 7 | 16 | 15 | 78.519 | 152.8544 | 382.6272
2029 | 7 | 16 | 16 | 82.2713 | 152.3811 | 398.8866
2029 | 7 | 16 | 17 | 84.1857 | 145.3894 | 433.781
2029 | 7 | 16 | 18 | 82.8022 | 131.9872 | 463.3083
2029 | 7 | 16 | 19 | 78.6007 | 132.9335 | 468.2551
2029 | 7 | 16 | 20 | 70.9879 | 125.7796 | 456.085
2029 | 7 | 16 | 21 | 64.3513 | 133.8371 | 439.9466
2029 | 7 | 16 | 22 | 57.5211 | 125.7492 | 408.6823
2029 | 7 | 16 | 23 | 52.0071 | 112.4581 | 368.5468
2029 | 7 | 17 | 0 | 50.296 | 114.9556 | 334.9923
2029 | 7 | 17 | 1 | 46.9024 | 110.4519 | 318.9772
2029 | 7 | 17 | 2 | 45.0695 | 107.1626 | 309.0103
2029 | 7 | 17 | 3 | 44.0674 | 106.4245 | 302.8846
2029 | 7 | 17 | 4 | 44.8814 | 108.6996 | 303.4048
2029 | 7 | 17 | 5 | 46.9085 | 111.9573 | 308.1985
2029 | 7 | 17 | 6 | 49.5215 | 126.2041 | 316.2959
2029 | 7 | 17 | 7 | 52.8503 | 144.1574 | 343.2717
2029 | 7 | 17 | 8 | 56.367 | 151.892 | 360.9978
2029 | 7 | 17 | 9 | 59.6927 | 159.7365 | 368.8801
2029 | 7 | 17 | 10 | 61.9923 | 166.9315 | 368.3577
2029 | 7 | 17 | 11 | 63.8981 | 168.4094 | 370.6277
2029 | 7 | 17 | 12 | 64.8799 | 164.9777 | 358.4072
2029 | 7 | 17 | 13 | 66.4657 | 164.952 | 361.6106
2029 | 7 | 17 | 14 | 68.744 | 157.7995 | 366.8204
2029 | 7 | 17 | 15 | 72.2725 | 158.4825 | 376.6249
2029 | 7 | 17 | 16 | 76.5257 | 158.1088 | 399.3695
2029 | 7 | 17 | 17 | 79.4455 | 151.7612 | 440.1424
2029 | 7 | 17 | 18 | 77.1836 | 132.9106 | 459.8216
2029 | 7 | 17 | 19 | 73.8833 | 132.889 | 470.7595
2029 | 7 | 17 | 20 | 67.5539 | 125.0736 | 458.1533
2029 | 7 | 17 | 21 | 61.659 | 132.7576 | 443.2553
2029 | 7 | 17 | 22 | 55.5335 | 125.9911 | 411.8595
2029 | 7 | 17 | 23 | 50.4574 | 113.9067 | 370.6005
2029 | 7 | 18 | 0 | 47.6748 | 117.8116 | 349.8243
2029 | 7 | 18 | 1 | 44.3654 | 109.0342 | 322.5315
2029 | 7 | 18 | 2 | 43.0148 | 105.4568 | 312.1608
2029 | 7 | 18 | 3 | 42.3611 | 104.442 | 305.5979
2029 | 7 | 18 | 4 | 43.4954 | 106.7011 | 305.968
2029 | 7 | 18 | 5 | 45.9178 | 110.6266 | 310.9011
2029 | 7 | 18 | 6 | 48.7444 | 122.561 | 320.9574
2029 | 7 | 18 | 7 | 51.1752 | 139.7576 | 346.1678
2029 | 7 | 18 | 8 | 53.0212 | 145.5646 | 361.5433
2029 | 7 | 18 | 9 | 55.503 | 153.1098 | 368.6968
2029 | 7 | 18 | 10 | 57.3601 | 158.8651 | 366.9827
2029 | 7 | 18 | 11 | 59.4034 | 160.8926 | 367.3442
2029 | 7 | 18 | 12 | 61.2454 | 158.3851 | 361.9969
2029 | 7 | 18 | 13 | 62.5633 | 158.1209 | 366.407
2029 | 7 | 18 | 14 | 64.3833 | 152.1066 | 371.0519
2029 | 7 | 18 | 15 | 67.2278 | 151.8655 | 378.2075
2029 | 7 | 18 | 16 | 71.0676 | 149.089 | 398.5712
2029 | 7 | 18 | 17 | 73.3582 | 142.2067 | 437.7635
2029 | 7 | 18 | 18 | 74.2442 | 124.335 | 473.4633
2029 | 7 | 18 | 19 | 71.5665 | 124.5713 | 486.8421
2029 | 7 | 18 | 20 | 65.9613 | 116.2809 | 473.9156
2029 | 7 | 18 | 21 | 60.0408 | 126.0231 | 457.5826
2029 | 7 | 18 | 22 | 53.9594 | 118.7752 | 423.2859
2029 | 7 | 18 | 23 | 49.2212 | 107.082 | 379.4839
2029 | 7 | 19 | 0 | 45.7698 | 113.8324 | 350.4604
2029 | 7 | 19 | 1 | 45.5351 | 105.8234 | 328.7028
2029 | 7 | 19 | 2 | 44.0205 | 102.7027 | 317.5522
2029 | 7 | 19 | 3 | 43.2982 | 101.9884 | 310.7953
2029 | 7 | 19 | 4 | 44.3126 | 103.5694 | 310.9449
2029 | 7 | 19 | 5 | 46.6438 | 107.2277 | 315.6159
2029 | 7 | 19 | 6 | 48.9691 | 115.9025 | 327.5108
2029 | 7 | 19 | 7 | 52.1589 | 131.9864 | 354.0864
2029 | 7 | 19 | 8 | 55.2494 | 142.505 | 371.2909
2029 | 7 | 19 | 9 | 58.9746 | 153.78 | 379.7832
2029 | 7 | 19 | 10 | 62.3448 | 164.8565 | 379.9744
2029 | 7 | 19 | 11 | 65.6581 | 165.5924 | 383.4803
2029 | 7 | 19 | 12 | 67.683 | 159.1 | 367.1316
2029 | 7 | 19 | 13 | 69.5061 | 162.0651 | 373.9375
2029 | 7 | 19 | 14 | 71.4404 | 160.8584 | 383.3992
2029 | 7 | 19 | 15 | 74.2397 | 157.4175 | 395.0164
2029 | 7 | 19 | 16 | 77.6477 | 155.8438 | 417.2289
2029 | 7 | 19 | 17 | 79.6043 | 147.1371 | 458.9698
2029 | 7 | 19 | 18 | 77.0435 | 139.3396 | 492.5478
2029 | 7 | 19 | 19 | 74.6021 | 140.47 | 502.9291
2029 | 7 | 19 | 20 | 69.9264 | 129.2287 | 489.7721
2029 | 7 | 19 | 21 | 64.2816 | 135.0574 | 472.4202
2029 | 7 | 19 | 22 | 58.1408 | 126.6582 | 437.5938
2029 | 7 | 19 | 23 | 53.2634 | 112.9582 | 392.876
2029 | 7 | 20 | 0 | 50.5321 | 115.179 | 362.2932
2029 | 7 | 20 | 1 | 47.8064 | 111.122 | 339.7253
2029 | 7 | 20 | 2 | 45.8387 | 106.7023 | 327.0725
2029 | 7 | 20 | 3 | 44.73 | 105.7761 | 318.9562
2029 | 7 | 20 | 4 | 45.4724 | 107.7485 | 318.1182
2029 | 7 | 20 | 5 | 47.4377 | 111.0992 | 321.8386
2029 | 7 | 20 | 6 | 49.8818 | 116.1076 | 332.1166
2029 | 7 | 20 | 7 | 53.2463 | 131.2805 | 360.1436
2029 | 7 | 20 | 8 | 56.6658 | 141.5509 | 382.1026
2029 | 7 | 20 | 9 | 60.1994 | 153.3647 | 395.0035
2029 | 7 | 20 | 10 | 63.1208 | 162.5607 | 397.7351
2029 | 7 | 20 | 11 | 65.6761 | 163.8366 | 401.4463
2029 | 7 | 20 | 12 | 67.9271 | 160.3818 | 401.9375
2029 | 7 | 20 | 13 | 69.3097 | 163.316 | 408.7369
2029 | 7 | 20 | 14 | 70.9478 | 160.0976 | 415.9681
2029 | 7 | 20 | 15 | 73.6865 | 153.4041 | 425.4738
2029 | 7 | 20 | 16 | 77.1909 | 151.1218 | 443.531
2029 | 7 | 20 | 17 | 79.149 | 140.8582 | 477.3911
2029 | 7 | 20 | 18 | 72.7023 | 127.5545 | 505.4925
2029 | 7 | 20 | 19 | 69.543 | 126.2246 | 512.7827
2029 | 7 | 20 | 20 | 64.0109 | 118.3649 | 499.0244
2029 | 7 | 20 | 21 | 58.8501 | 125.0098 | 482.8151
2029 | 7 | 20 | 22 | 53.6385 | 118.5752 | 451.9159
2029 | 7 | 20 | 23 | 49.1827 | 103.6084 | 410.6163
2029 | 7 | 21 | 0 | 48.5756 | 111.3024 | 376.3074
2029 | 7 | 21 | 1 | 44.2391 | 108.5569 | 348.9701
2029 | 7 | 21 | 2 | 42.0361 | 104.8277 | 333.8057
2029 | 7 | 21 | 3 | 40.8067 | 103.9662 | 323.5977
2029 | 7 | 21 | 4 | 40.7331 | 104.9705 | 319.0442
2029 | 7 | 21 | 5 | 41.4474 | 105.6288 | 315.9602
2029 | 7 | 21 | 6 | 42.7621 | 106.2241 | 310.2741
2029 | 7 | 21 | 7 | 45.2565 | 110.5854 | 329.6871
2029 | 7 | 21 | 8 | 49.5423 | 118.964 | 367.2451
2029 | 7 | 21 | 9 | 53.8668 | 129.4771 | 399.4264
2029 | 7 | 21 | 10 | 56.3311 | 138.8644 | 412.8583
2029 | 7 | 21 | 11 | 58.2635 | 146.8527 | 419.9239
2029 | 7 | 21 | 12 | 57.1431 | 144.9418 | 406.0526
2029 | 7 | 21 | 13 | 56.1714 | 144.409 | 409.802
2029 | 7 | 21 | 14 | 55.271 | 146.3899 | 416.1148
2029 | 7 | 21 | 15 | 55.5247 | 141.3013 | 426.6751
2029 | 7 | 21 | 16 | 57.4925 | 139.3037 | 448.2659
2029 | 7 | 21 | 17 | 58.8311 | 135.6812 | 487.2199
2029 | 7 | 21 | 18 | 62.2227 | 125.6342 | 515.7757
2029 | 7 | 21 | 19 | 59.1594 | 124.618 | 519.0133
2029 | 7 | 21 | 20 | 52.8185 | 113.0688 | 497.9635
2029 | 7 | 21 | 21 | 47.6959 | 123.4015 | 481.8837
2029 | 7 | 21 | 22 | 43.5978 | 117.8162 | 452.138
2029 | 7 | 21 | 23 | 41.2224 | 107.9229 | 413.0218
2029 | 7 | 22 | 0 | 41.7679 | 112.8551 | 382.8104
2029 | 7 | 22 | 1 | 39.9041 | 115.3661 | 352.647
2029 | 7 | 22 | 2 | 38.3964 | 111.3036 | 337.4541
2029 | 7 | 22 | 3 | 37.5964 | 110.3195 | 326.8288
2029 | 7 | 22 | 4 | 37.6061 | 111.8174 | 321.8449
2029 | 7 | 22 | 5 | 38.2502 | 111.9576 | 318.0402
2029 | 7 | 22 | 6 | 38.1453 | 107.5825 | 308.8998
2029 | 7 | 22 | 7 | 40.2778 | 112.628 | 324.5258
2029 | 7 | 22 | 8 | 44.8689 | 119.7808 | 361.1915
2029 | 7 | 22 | 9 | 50.1032 | 131.8057 | 397.1667
2029 | 7 | 22 | 10 | 54.1232 | 146.7831 | 414.9106
2029 | 7 | 22 | 11 | 57.4415 | 156.3221 | 425.3108
2029 | 7 | 22 | 12 | 58.6826 | 152.4515 | 412.7244
2029 | 7 | 22 | 13 | 60.5066 | 154.1157 | 421.4436
2029 | 7 | 22 | 14 | 62.7081 | 155.899 | 431.7303
2029 | 7 | 22 | 15 | 66.0831 | 149.6618 | 445.7501
2029 | 7 | 22 | 16 | 70.3168 | 154.7936 | 470.7319
2029 | 7 | 22 | 17 | 73.1824 | 152.5206 | 513.381
2029 | 7 | 22 | 18 | 71.8689 | 151.235 | 537.0708
2029 | 7 | 22 | 19 | 69.2618 | 147.7567 | 538.3149
2029 | 7 | 22 | 20 | 63.0179 | 134.5207 | 518.4163
2029 | 7 | 22 | 21 | 57.4567 | 140.007 | 500.3788
2029 | 7 | 22 | 22 | 52.0355 | 134.0677 | 464.08
2029 | 7 | 22 | 23 | 47.9612 | 123.5413 | 418.2875
2029 | 7 | 23 | 0 | 45.3851 | 126.9802 | 385.3881
2029 | 7 | 23 | 1 | 45.0809 | 118.5824 | 345.2895
2029 | 7 | 23 | 2 | 43.7742 | 114.6507 | 333.033
2029 | 7 | 23 | 3 | 43.2552 | 114.3048 | 324.4112
2029 | 7 | 23 | 4 | 44.4462 | 117.1155 | 324.0504
2029 | 7 | 23 | 5 | 47.0868 | 121.7384 | 328.9271
2029 | 7 | 23 | 6 | 49.6203 | 131.4618 | 339.6274
2029 | 7 | 23 | 7 | 53.5586 | 148.6257 | 368.9094
2029 | 7 | 23 | 8 | 57.8231 | 162.5663 | 396.4611
2029 | 7 | 23 | 9 | 62.4923 | 170.9195 | 414.9646
2029 | 7 | 23 | 10 | 66.7007 | 176.9426 | 418.5352
2029 | 7 | 23 | 11 | 70.6417 | 181.3914 | 421.2948
2029 | 7 | 23 | 12 | 73.6617 | 178.0761 | 437.5619
2029 | 7 | 23 | 13 | 76.6567 | 178.861 | 437.0509
2029 | 7 | 23 | 14 | 79.5252 | 166.9423 | 434.7115
2029 | 7 | 23 | 15 | 83.2758 | 161.8559 | 438.3154
2029 | 7 | 23 | 16 | 87.6711 | 166.1364 | 451.3716
2029 | 7 | 23 | 17 | 90.4206 | 156.0207 | 477.5091
2029 | 7 | 23 | 18 | 90.1586 | 144.4813 | 493.0445
2029 | 7 | 23 | 19 | 86.7867 | 143.2137 | 480.3448
2029 | 7 | 23 | 20 | 80.0875 | 130.249 | 466.8271
2029 | 7 | 23 | 21 | 73.1389 | 133.8363 | 446.2951
2029 | 7 | 23 | 22 | 65.8428 | 125.8903 | 414.5673
2029 | 7 | 23 | 23 | 59.2626 | 112.8037 | 376.6518
2029 | 7 | 24 | 0 | 53.0779 | 122.7828 | 361.1335
2029 | 7 | 24 | 1 | 50.6657 | 118.1107 | 325.2631
2029 | 7 | 24 | 2 | 48.6071 | 114.2271 | 314.8202
2029 | 7 | 24 | 3 | 47.4459 | 113.1408 | 306.9729
2029 | 7 | 24 | 4 | 48.2442 | 114.207 | 306.4617
2029 | 7 | 24 | 5 | 50.6674 | 118.252 | 310.9149
2029 | 7 | 24 | 6 | 52.6742 | 126.7296 | 325.1554
2029 | 7 | 24 | 7 | 56.9951 | 145.4064 | 348.8032
2029 | 7 | 24 | 8 | 61.8011 | 157.7302 | 363.7335
2029 | 7 | 24 | 9 | 66.6151 | 168.3105 | 367.0728
2029 | 7 | 24 | 10 | 70.8513 | 181.5566 | 362.4591
2029 | 7 | 24 | 11 | 74.7594 | 188.4443 | 358.1864
2029 | 7 | 24 | 12 | 77.3945 | 178.5558 | 334.0037
2029 | 7 | 24 | 13 | 79.9769 | 179.7078 | 328.3243
2029 | 7 | 24 | 14 | 82.366 | 173.4009 | 324.4877
2029 | 7 | 24 | 15 | 85.609 | 168.2356 | 326.7365
2029 | 7 | 24 | 16 | 89.5042 | 171.7431 | 342.9573
2029 | 7 | 24 | 17 | 91.6742 | 161.5914 | 382.2671
2029 | 7 | 24 | 18 | 86.7965 | 162.1207 | 405.5922
2029 | 7 | 24 | 19 | 83.3722 | 158.1286 | 424.9443
2029 | 7 | 24 | 20 | 77.5791 | 145.2592 | 419.8971
2029 | 7 | 24 | 21 | 70.9176 | 146.18 | 406.4276
2029 | 7 | 24 | 22 | 63.7628 | 137.6678 | 379.64
2029 | 7 | 24 | 23 | 57.7831 | 124.6776 | 344.2732
2029 | 7 | 25 | 0 | 53.4765 | 128.1086 | 330.8098
2029 | 7 | 25 | 1 | 51.7584 | 122.5132 | 306.9716
2029 | 7 | 25 | 2 | 49.5114 | 117.6523 | 299.3062
2029 | 7 | 25 | 3 | 48.1751 | 115.6823 | 294.6115
2029 | 7 | 25 | 4 | 48.7864 | 115.9102 | 296.8009
2029 | 7 | 25 | 5 | 51.1142 | 119.6163 | 303.0928
2029 | 7 | 25 | 6 | 55.7139 | 127.9718 | 313.4096
2029 | 7 | 25 | 7 | 59.6654 | 146.5743 | 333.9614
2029 | 7 | 25 | 8 | 63.7271 | 157.8503 | 339.9648
2029 | 7 | 25 | 9 | 68.1168 | 171.9182 | 337.8902
2029 | 7 | 25 | 10 | 71.6846 | 185.1854 | 334.0681
2029 | 7 | 25 | 11 | 75.1525 | 195.7371 | 336.1123
2029 | 7 | 25 | 12 | 77.1132 | 188.3622 | 330.4397
2029 | 7 | 25 | 13 | 78.4715 | 191.0994 | 334.5793
2029 | 7 | 25 | 14 | 79.3851 | 182.1117 | 342.0511
2029 | 7 | 25 | 15 | 81.4965 | 176.016 | 349.5989
2029 | 7 | 25 | 16 | 84.467 | 182.6661 | 369.5005
2029 | 7 | 25 | 17 | 85.2907 | 171.7878 | 412.3334
2029 | 7 | 25 | 18 | 85.7059 | 171.9028 | 442.7643
2029 | 7 | 25 | 19 | 82.24 | 168.1388 | 454.3668
2029 | 7 | 25 | 20 | 76.9168 | 152.8491 | 444.6948
2029 | 7 | 25 | 21 | 70.3753 | 153.764 | 428.9958
2029 | 7 | 25 | 22 | 63.1224 | 143.7211 | 397.0656
2029 | 7 | 25 | 23 | 57.4736 | 129.9752 | 357.5044
2029 | 7 | 26 | 0 | 54.9762 | 129.2675 | 337.2559
2029 | 7 | 26 | 1 | 51.6587 | 123.9203 | 317.8623
2029 | 7 | 26 | 2 | 49.5257 | 119.404 | 308.547
2029 | 7 | 26 | 3 | 48.384 | 117.3537 | 302.6001
2029 | 7 | 26 | 4 | 49.0257 | 117.1195 | 303.6886
2029 | 7 | 26 | 5 | 51.4982 | 121.1837 | 309.2075
2029 | 7 | 26 | 6 | 52.9454 | 131.9775 | 321.899
2029 | 7 | 26 | 7 | 57.0994 | 149.291 | 347.7692
2029 | 7 | 26 | 8 | 61.8382 | 162.4276 | 361.2875
2029 | 7 | 26 | 9 | 66.7203 | 173.6178 | 363.7348
2029 | 7 | 26 | 10 | 70.8839 | 185.7985 | 363.7906
2029 | 7 | 26 | 11 | 74.6652 | 192.977 | 372.4995
2029 | 7 | 26 | 12 | 76.3068 | 188.9599 | 369.7011
2029 | 7 | 26 | 13 | 78.5402 | 191.9037 | 375.6278
2029 | 7 | 26 | 14 | 80.7783 | 179.365 | 386.0308
2029 | 7 | 26 | 15 | 83.8479 | 171.968 | 399.0154
2029 | 7 | 26 | 16 | 87.1243 | 181.0044 | 421.3574
2029 | 7 | 26 | 17 | 88.515 | 168.7519 | 461.8639
2029 | 7 | 26 | 18 | 87.0199 | 159.5059 | 488.6616
2029 | 7 | 26 | 19 | 83.7296 | 155.5202 | 502.6929
2029 | 7 | 26 | 20 | 77.9855 | 146.0725 | 491.1545
2029 | 7 | 26 | 21 | 71.5207 | 148.1593 | 473.9624
2029 | 7 | 26 | 22 | 64.526 | 139.2258 | 438.7464
2029 | 7 | 26 | 23 | 58.6292 | 125.6591 | 393.9065
2029 | 7 | 27 | 0 | 52.5088 | 129.1119 | 361.7672
2029 | 7 | 27 | 1 | 48.9659 | 119.9355 | 332.9522
2029 | 7 | 27 | 2 | 47.1267 | 114.8166 | 320.6336
2029 | 7 | 27 | 3 | 46.1601 | 113.3745 | 312.6711
2029 | 7 | 27 | 4 | 46.9714 | 115.2726 | 312.275
2029 | 7 | 27 | 5 | 49.4184 | 118.8839 | 316.9286
2029 | 7 | 27 | 6 | 51.8765 | 133.4897 | 328.3527
2029 | 7 | 27 | 7 | 54.8704 | 151.1782 | 355.1617
2029 | 7 | 27 | 8 | 57.9089 | 158.7692 | 371.6129
2029 | 7 | 27 | 9 | 61.1301 | 166.4523 | 377.1104
2029 | 7 | 27 | 10 | 63.4528 | 171.5079 | 375.0926
2029 | 7 | 27 | 11 | 65.6371 | 178.2668 | 378.9137
2029 | 7 | 27 | 12 | 66.8718 | 166.9635 | 391.2352
2029 | 7 | 27 | 13 | 67.8607 | 164.8515 | 398.0501
2029 | 7 | 27 | 14 | 69.0407 | 146.856 | 405.069
2029 | 7 | 27 | 15 | 71.0465 | 139.6599 | 414.9166
2029 | 7 | 27 | 16 | 73.7771 | 142.544 | 433.5937
2029 | 7 | 27 | 17 | 74.4314 | 130.7113 | 465.694
2029 | 7 | 27 | 18 | 70.5205 | 125.3777 | 485.9957
2029 | 7 | 27 | 19 | 67.6004 | 122.6793 | 494.9205
2029 | 7 | 27 | 20 | 63.2176 | 112.1455 | 483.802
2029 | 7 | 27 | 21 | 57.9092 | 116.7956 | 467.2455
2029 | 7 | 27 | 22 | 52.7044 | 110.4713 | 437.807
2029 | 7 | 27 | 23 | 48.9124 | 99.1627 | 398.9278
2029 | 7 | 28 | 0 | 46.3486 | 109.7838 | 368.6351
2029 | 7 | 28 | 1 | 43.8257 | 100.9805 | 341.3515
2029 | 7 | 28 | 2 | 42.0807 | 97.0272 | 326.9659
2029 | 7 | 28 | 3 | 41.1462 | 96.1855 | 317.142
2029 | 7 | 28 | 4 | 41.2485 | 96.0968 | 313.3085
2029 | 7 | 28 | 5 | 42.5409 | 95.9532 | 310.7649
2029 | 7 | 28 | 6 | 42.777 | 93.84 | 303.3943
2029 | 7 | 28 | 7 | 45.3267 | 97.0493 | 323.3003
2029 | 7 | 28 | 8 | 49.4989 | 104.0464 | 362.4949
2029 | 7 | 28 | 9 | 54.209 | 114.0074 | 394.4866
2029 | 7 | 28 | 10 | 57.9176 | 118.4753 | 406.1314
2029 | 7 | 28 | 11 | 61.2215 | 118.8607 | 413.2424
2029 | 7 | 28 | 12 | 62.9455 | 113.1813 | 422.0138
2029 | 7 | 28 | 13 | 64.2328 | 110.559 | 420.9986
2029 | 7 | 28 | 14 | 65.5345 | 112.6683 | 419.8356
2029 | 7 | 28 | 15 | 67.5535 | 109.278 | 423.9468
2029 | 7 | 28 | 16 | 70.4892 | 104.1864 | 437.6859
2029 | 7 | 28 | 17 | 71.6314 | 100.4902 | 465.1763
2029 | 7 | 28 | 18 | 71.6294 | 95.6097 | 487.4161
2029 | 7 | 28 | 19 | 68.7902 | 95.7385 | 480.3608
2029 | 7 | 28 | 20 | 62.6575 | 88.1579 | 464.4329
2029 | 7 | 28 | 21 | 56.7891 | 95.7 | 448.9674
2029 | 7 | 28 | 22 | 51.7734 | 93.3008 | 424.0303
2029 | 7 | 28 | 23 | 48.3577 | 87.3875 | 391.4097
2029 | 7 | 29 | 0 | 44.4088 | 96.7796 | 368.6138
2029 | 7 | 29 | 1 | 42.3828 | 89.5438 | 338.842
2029 | 7 | 29 | 2 | 40.72 | 86.9754 | 325.7864
2029 | 7 | 29 | 3 | 39.7978 | 87.3438 | 316.7717
2029 | 7 | 29 | 4 | 39.8021 | 88.1896 | 312.6988
2029 | 7 | 29 | 5 | 40.7821 | 88.1994 | 309.8557
2029 | 7 | 29 | 6 | 40.9449 | 86.3179 | 298.4338
2029 | 7 | 29 | 7 | 43.1106 | 88.933 | 313.3562
2029 | 7 | 29 | 8 | 47.279 | 96.7658 | 351.9632
2029 | 7 | 29 | 9 | 52.0814 | 106.6503 | 388.7491
2029 | 7 | 29 | 10 | 56.0163 | 113.792 | 403.0317
2029 | 7 | 29 | 11 | 59.216 | 113.8619 | 406.7806
2029 | 7 | 29 | 12 | 60.9643 | 108.9426 | 404.9078
2029 | 7 | 29 | 13 | 62.5142 | 110.2302 | 407.1785
2029 | 7 | 29 | 14 | 64.1697 | 119.4259 | 406.2683
2029 | 7 | 29 | 15 | 66.7379 | 121.319 | 411.0909
2029 | 7 | 29 | 16 | 70.4722 | 112.5754 | 425.267
2029 | 7 | 29 | 17 | 72.7084 | 112.6268 | 455.5561
2029 | 7 | 29 | 18 | 68.9988 | 108.819 | 467.524
2029 | 7 | 29 | 19 | 66.722 | 107.6398 | 460.439
2029 | 7 | 29 | 20 | 62.0588 | 99.3338 | 446.3276
2029 | 7 | 29 | 21 | 56.7398 | 104.8284 | 429.1592
2029 | 7 | 29 | 22 | 51.6322 | 102.3146 | 400.2702
2029 | 7 | 29 | 23 | 48.2151 | 95.1759 | 364.3833
2029 | 7 | 30 | 0 | 45.6269 | 99.4905 | 342.6804
2029 | 7 | 30 | 1 | 43.2248 | 100.2653 | 316.2046
2029 | 7 | 30 | 2 | 42.1277 | 98.0862 | 307.5598
2029 | 7 | 30 | 3 | 41.6569 | 98.4959 | 302.3291
2029 | 7 | 30 | 4 | 42.9903 | 100.8737 | 303.9343
2029 | 7 | 30 | 5 | 45.4404 | 105.3321 | 310.3928
2029 | 7 | 30 | 6 | 48.2006 | 114.5286 | 324.3187
2029 | 7 | 30 | 7 | 50.7534 | 130.3853 | 350.1724
2029 | 7 | 30 | 8 | 52.7746 | 145.6982 | 372.6687
2029 | 7 | 30 | 9 | 54.9489 | 158.3193 | 387.6383
2029 | 7 | 30 | 10 | 56.8849 | 169.5652 | 385.6863
2029 | 7 | 30 | 11 | 58.6557 | 167.6484 | 378.0488
2029 | 7 | 30 | 12 | 58.9768 | 162.2959 | 363.3879
2029 | 7 | 30 | 13 | 59.2744 | 164.9355 | 357.246
2029 | 7 | 30 | 14 | 59.8339 | 165.6577 | 352.2647
2029 | 7 | 30 | 15 | 61.7678 | 163.3046 | 352.958
2029 | 7 | 30 | 16 | 65.3574 | 160.3558 | 365.1601
2029 | 7 | 30 | 17 | 67.5027 | 153.479 | 395.1679
2029 | 7 | 30 | 18 | 68.4564 | 141.8685 | 415.9686
2029 | 7 | 30 | 19 | 65.6677 | 142.5284 | 411.7226
2029 | 7 | 30 | 20 | 60.7798 | 129.2022 | 402.5225
2029 | 7 | 30 | 21 | 54.9388 | 131.0148 | 384.1427
2029 | 7 | 30 | 22 | 49.358 | 123.0818 | 357.8406
2029 | 7 | 30 | 23 | 45.4407 | 111.7307 | 326.5802
2029 | 7 | 31 | 0 | 44.952 | 116.1767 | 317.2667
2029 | 7 | 31 | 1 | 43.3443 | 108.1046 | 300.8782
2029 | 7 | 31 | 2 | 42.0772 | 104.7092 | 293.2775
2029 | 7 | 31 | 3 | 41.3801 | 103.8245 | 288.6516
2029 | 7 | 31 | 4 | 42.6012 | 104.5545 | 290.8174
2029 | 7 | 31 | 5 | 44.81 | 108.6961 | 297.6529
2029 | 7 | 31 | 6 | 47.6592 | 119.9009 | 307.0318
2029 | 7 | 31 | 7 | 50.176 | 135.8829 | 330.826
2029 | 7 | 31 | 8 | 52.2689 | 148.8918 | 349.7929
2029 | 7 | 31 | 9 | 54.5823 | 157.3323 | 360.5076
2029 | 7 | 31 | 10 | 56.7039 | 167.8169 | 358.5108
2029 | 7 | 31 | 11 | 58.6521 | 169.6879 | 354.5523
2029 | 7 | 31 | 12 | 59.8364 | 169.3528 | 338.7157
2029 | 7 | 31 | 13 | 61.0808 | 172.1223 | 337.1557
2029 | 7 | 31 | 14 | 62.5614 | 170.2033 | 336.896
2029 | 7 | 31 | 15 | 65.0911 | 165.8046 | 341.2487
2029 | 7 | 31 | 16 | 68.9889 | 166.1842 | 357.3592
2029 | 7 | 31 | 17 | 72.0276 | 157.5302 | 390.5597
2029 | 7 | 31 | 18 | 76.2911 | 153.3636 | 421.8878
2029 | 7 | 31 | 19 | 73.6358 | 150.6054 | 429.4315
2029 | 7 | 31 | 20 | 68.1915 | 139.0494 | 421.3293
2029 | 7 | 31 | 21 | 61.6891 | 139.3454 | 403.728
2029 | 7 | 31 | 22 | 55.486 | 130.703 | 375.0089
2029 | 7 | 31 | 23 | 50.5889 | 118.4017 | 339.7419
2029 | 8 | 1 | 0 | 46.7761 | 119.0426 | 319.782
2029 | 8 | 1 | 1 | 44.606 | 117.9553 | 306.5113
2029 | 8 | 1 | 2 | 43.1107 | 113.424 | 298.198
2029 | 8 | 1 | 3 | 42.3329 | 112.0003 | 293.6522
2029 | 8 | 1 | 4 | 43.3579 | 111.6884 | 295.6917
2029 | 8 | 1 | 5 | 45.6984 | 115.1802 | 302.3685
2029 | 8 | 1 | 6 | 48.19 | 123.2036 | 309.5997
2029 | 8 | 1 | 7 | 51.0292 | 140.007 | 331.934
2029 | 8 | 1 | 8 | 54.2354 | 150.9336 | 347.1566
2029 | 8 | 1 | 9 | 58.3454 | 159.9893 | 355.3805
2029 | 8 | 1 | 10 | 61.6849 | 167.3692 | 355.8929
2029 | 8 | 1 | 11 | 65.0488 | 175.7688 | 356.0171
2029 | 8 | 1 | 12 | 67.2092 | 173.2156 | 356.5707
2029 | 8 | 1 | 13 | 69.4997 | 175.7613 | 356.832
2029 | 8 | 1 | 14 | 72.1534 | 171.6984 | 356.9499
2029 | 8 | 1 | 15 | 75.8142 | 163.0111 | 359.8289
2029 | 8 | 1 | 16 | 79.6869 | 164.9188 | 378.4391
2029 | 8 | 1 | 17 | 82.1013 | 153.1622 | 416.8548
2029 | 8 | 1 | 18 | 80.8461 | 140.2698 | 447.2357
2029 | 8 | 1 | 19 | 77.4441 | 135.7896 | 455.5747
2029 | 8 | 1 | 20 | 71.5205 | 125.5851 | 447.8032
2029 | 8 | 1 | 21 | 65.4742 | 131.8494 | 433.1887
2029 | 8 | 1 | 22 | 58.4995 | 122.652 | 397.188
2029 | 8 | 1 | 23 | 52.7749 | 109.2638 | 356.4256
2029 | 8 | 2 | 0 | 49.7605 | 123.1978 | 335.939
2029 | 8 | 2 | 1 | 47.184 | 116.7341 | 316.5263
2029 | 8 | 2 | 2 | 45.3865 | 112.7435 | 306.3383
2029 | 8 | 2 | 3 | 44.4188 | 111.519 | 300.8977
2029 | 8 | 2 | 4 | 45.2621 | 111.1953 | 302.0124
2029 | 8 | 2 | 5 | 47.4526 | 114.8719 | 308.6155
2029 | 8 | 2 | 6 | 51.3231 | 128.649 | 318.1342
2029 | 8 | 2 | 7 | 54.0706 | 145.211 | 341.7515
2029 | 8 | 2 | 8 | 56.8814 | 158.0921 | 355.882
2029 | 8 | 2 | 9 | 60.4208 | 166.8471 | 361.6726
2029 | 8 | 2 | 10 | 63.3333 | 176.9557 | 361.9664
2029 | 8 | 2 | 11 | 66.3201 | 184.7541 | 366.747
2029 | 8 | 2 | 12 | 68.9465 | 179.9941 | 376.4981
2029 | 8 | 2 | 13 | 70.634 | 183.5379 | 382.8324
2029 | 8 | 2 | 14 | 72.6042 | 176.7624 | 388.2483
2029 | 8 | 2 | 15 | 75.6538 | 166.5432 | 396.2121
2029 | 8 | 2 | 16 | 78.757 | 171.8584 | 416.9717
2029 | 8 | 2 | 17 | 80.3829 | 159.002 | 455.1587
2029 | 8 | 2 | 18 | 81.7494 | 160.2726 | 480.555
2029 | 8 | 2 | 19 | 78.1186 | 156.4467 | 488.7011
2029 | 8 | 2 | 20 | 71.8897 | 146.3926 | 480.7698
2029 | 8 | 2 | 21 | 65.7421 | 149.4499 | 465.0135
2029 | 8 | 2 | 22 | 58.7587 | 139.3588 | 427.3747
2029 | 8 | 2 | 23 | 53.1038 | 123.8828 | 383.7946
2029 | 8 | 3 | 0 | 49.9968 | 120.4375 | 354.9186
2029 | 8 | 3 | 1 | 46.714 | 111.9895 | 328.678
2029 | 8 | 3 | 2 | 44.849 | 107.4051 | 316.703
2029 | 8 | 3 | 3 | 43.7966 | 106.5541 | 309.6636
2029 | 8 | 3 | 4 | 44.5473 | 107.8181 | 309.8106
2029 | 8 | 3 | 5 | 46.5431 | 110.7266 | 315.5471
2029 | 8 | 3 | 6 | 49.6891 | 125.9437 | 323.5486
2029 | 8 | 3 | 7 | 52.4257 | 142.7579 | 348.0738
2029 | 8 | 3 | 8 | 55.7452 | 149.6157 | 366.4759
2029 | 8 | 3 | 9 | 59.4441 | 158.1336 | 376.4125
2029 | 8 | 3 | 10 | 61.9909 | 160.6895 | 376.4252
2029 | 8 | 3 | 11 | 64.2604 | 167.6547 | 377.1837
2029 | 8 | 3 | 12 | 64.3667 | 158.072 | 380.9684
2029 | 8 | 3 | 13 | 65.069 | 158.8511 | 385.4205
2029 | 8 | 3 | 14 | 66.1313 | 148.8159 | 389.6344
2029 | 8 | 3 | 15 | 68.281 | 140.3152 | 396.2034
2029 | 8 | 3 | 16 | 70.8054 | 140.3124 | 416.22
2029 | 8 | 3 | 17 | 71.8796 | 129.2557 | 453.5913
2029 | 8 | 3 | 18 | 71.4719 | 107.9792 | 484.3045
2029 | 8 | 3 | 19 | 68.1413 | 106.8565 | 492.0657
2029 | 8 | 3 | 20 | 63.7676 | 101.7687 | 481.5116
2029 | 8 | 3 | 21 | 59.2252 | 111.4223 | 464.8376
2029 | 8 | 3 | 22 | 53.8287 | 104.4476 | 430.515
2029 | 8 | 3 | 23 | 49.3291 | 90.8842 | 390.474
2029 | 8 | 4 | 0 | 47.1632 | 99.6848 | 355.9894
2029 | 8 | 4 | 1 | 43.5006 | 88.4347 | 333.4077
2029 | 8 | 4 | 2 | 41.5498 | 85.4825 | 319.5924
2029 | 8 | 4 | 3 | 40.5309 | 86.1886 | 311.1555
2029 | 8 | 4 | 4 | 40.5108 | 86.5779 | 307.8442
2029 | 8 | 4 | 5 | 41.5689 | 86.7539 | 305.8512
2029 | 8 | 4 | 6 | 42.213 | 84.6206 | 295.9697
2029 | 8 | 4 | 7 | 44.7653 | 87.8745 | 312.2445
2029 | 8 | 4 | 8 | 49.7912 | 95.3941 | 346.7415
2029 | 8 | 4 | 9 | 55.6497 | 104.3666 | 374.6574
2029 | 8 | 4 | 10 | 59.9876 | 107.3471 | 384.7312
2029 | 8 | 4 | 11 | 63.7872 | 111.3253 | 390.5236
2029 | 8 | 4 | 12 | 64.8855 | 105.7387 | 398.0493
2029 | 8 | 4 | 13 | 65.9876 | 105.1567 | 398.7698
2029 | 8 | 4 | 14 | 67.2389 | 115.7741 | 398.3006
2029 | 8 | 4 | 15 | 69.2905 | 112.3093 | 403.4063
2029 | 8 | 4 | 16 | 71.6295 | 100.299 | 421.2726
2029 | 8 | 4 | 17 | 72.3893 | 96.8253 | 457.0286
2029 | 8 | 4 | 18 | 70.8356 | 87.684 | 481.2446
2029 | 8 | 4 | 19 | 67.1578 | 87.6751 | 476.7201
2029 | 8 | 4 | 20 | 60.6768 | 76.7606 | 463.3605
2029 | 8 | 4 | 21 | 55.2422 | 85.4284 | 448.9229
2029 | 8 | 4 | 22 | 49.9895 | 82.6849 | 419.5412
2029 | 8 | 4 | 23 | 46.6963 | 75.6578 | 385.2464
2029 | 8 | 5 | 0 | 46.2573 | 82.1024 | 358.8083
2029 | 8 | 5 | 1 | 42.9885 | 91.5969 | 325.6211
2029 | 8 | 5 | 2 | 41.0228 | 88.6453 | 313.0127
2029 | 8 | 5 | 3 | 39.9159 | 89.2162 | 305.195
2029 | 8 | 5 | 4 | 39.7153 | 89.1596 | 301.9443
2029 | 8 | 5 | 5 | 40.439 | 88.6454 | 299.5592
2029 | 8 | 5 | 6 | 41.3031 | 87.7416 | 287.5647
2029 | 8 | 5 | 7 | 43.4209 | 88.1307 | 298.5813
2029 | 8 | 5 | 8 | 48.3457 | 96.8339 | 329.0293
2029 | 8 | 5 | 9 | 54.27 | 101.5882 | 356.8209
2029 | 8 | 5 | 10 | 58.6932 | 105.6959 | 366.5568
2029 | 8 | 5 | 11 | 62.4067 | 109.2453 | 369.1622
2029 | 8 | 5 | 12 | 64.1985 | 114.1874 | 371.1963
2029 | 8 | 5 | 13 | 66.2382 | 115.0488 | 374.5387
2029 | 8 | 5 | 14 | 68.5734 | 125.2558 | 373.632
2029 | 8 | 5 | 15 | 71.8169 | 124.7726 | 378.105
2029 | 8 | 5 | 16 | 75.363 | 115.5234 | 396.8767
2029 | 8 | 5 | 17 | 77.4793 | 113.9026 | 436.629
2029 | 8 | 5 | 18 | 76.5325 | 102.6448 | 467.8438
2029 | 8 | 5 | 19 | 73.1174 | 100.5063 | 459.9412
2029 | 8 | 5 | 20 | 66.6142 | 95.675 | 450.0548
2029 | 8 | 5 | 21 | 60.6152 | 104.7923 | 432.9917
2029 | 8 | 5 | 22 | 54.4512 | 101.0562 | 399.821
2029 | 8 | 5 | 23 | 50.0902 | 91.9466 | 362.4018
2029 | 8 | 6 | 0 | 47.2836 | 99.3164 | 333.4956
2029 | 8 | 6 | 1 | 42.9156 | 100.7044 | 321.3981
2029 | 8 | 6 | 2 | 41.4811 | 98.2766 | 309.7955
2029 | 8 | 6 | 3 | 40.6789 | 98.2876 | 302.6613
2029 | 8 | 6 | 4 | 40.983 | 99.6397 | 303.1023
2029 | 8 | 6 | 5 | 42.5026 | 101.204 | 303.589
2029 | 8 | 6 | 6 | 44.8228 | 99.9997 | 296.796
2029 | 8 | 6 | 7 | 46.9023 | 100.3812 | 310.9266
2029 | 8 | 6 | 8 | 50.4883 | 92.4419 | 348.6704
2029 | 8 | 6 | 9 | 56.0398 | 98.8578 | 391.6465
2029 | 8 | 6 | 10 | 60.7425 | 105.5889 | 409.1846
2029 | 8 | 6 | 11 | 64.3487 | 120.9446 | 407.5567
2029 | 8 | 6 | 12 | 66.7133 | 113.599 | 385.6313
2029 | 8 | 6 | 13 | 69.2041 | 115.4197 | 376.9589
2029 | 8 | 6 | 14 | 69.8597 | 112.4887 | 386.2786
2029 | 8 | 6 | 15 | 71.664 | 108.2176 | 389.9322
2029 | 8 | 6 | 16 | 74.5557 | 114.534 | 403.0938
2029 | 8 | 6 | 17 | 76.901 | 114.5198 | 437.1525
2029 | 8 | 6 | 18 | 74.5538 | 98.9103 | 449.566
2029 | 8 | 6 | 19 | 71.7806 | 100.5655 | 451.2793
2029 | 8 | 6 | 20 | 66.4532 | 94.7097 | 443.9473
2029 | 8 | 6 | 21 | 61.2259 | 104.9217 | 432.342
2029 | 8 | 6 | 22 | 55.1812 | 99.8524 | 396.5054
2029 | 8 | 6 | 23 | 51.5212 | 95.2311 | 358.8003
2029 | 8 | 7 | 0 | 50.0631 | 113.9875 | 337.7351
2029 | 8 | 7 | 1 | 47.6349 | 106.505 | 305.6312
2029 | 8 | 7 | 2 | 45.8385 | 102.8399 | 297.1574
2029 | 8 | 7 | 3 | 44.8635 | 102.6032 | 292.5716
2029 | 8 | 7 | 4 | 45.7269 | 104.1165 | 294.5444
2029 | 8 | 7 | 5 | 48.0917 | 108.4037 | 301.8286
2029 | 8 | 7 | 6 | 50.9329 | 121.343 | 311.0969
2029 | 8 | 7 | 7 | 54.0889 | 136.0951 | 333.4606
2029 | 8 | 7 | 8 | 57.732 | 148.9282 | 349.6842
2029 | 8 | 7 | 9 | 61.708 | 154.8178 | 357.8327
2029 | 8 | 7 | 10 | 64.9332 | 161.6454 | 355.7165
2029 | 8 | 7 | 11 | 68.0268 | 166.1929 | 351.8734
2029 | 8 | 7 | 12 | 69.4065 | 162.3512 | 344.4091
2029 | 8 | 7 | 13 | 70.8865 | 165.945 | 343.0417
2029 | 8 | 7 | 14 | 72.6559 | 165.0856 | 341.9374
2029 | 8 | 7 | 15 | 75.2941 | 156.4919 | 345.5678
2029 | 8 | 7 | 16 | 78.3914 | 154.5914 | 365.9231
2029 | 8 | 7 | 17 | 80.0104 | 144.1114 | 404.0281
2029 | 8 | 7 | 18 | 80.3719 | 139.2532 | 433.4726
2029 | 8 | 7 | 19 | 76.4716 | 135.9684 | 440.0648
2029 | 8 | 7 | 20 | 70.3065 | 132.4122 | 432.8103
2029 | 8 | 7 | 21 | 63.9379 | 137.7356 | 415.3218
2029 | 8 | 7 | 22 | 57.0187 | 128.6332 | 381.008
2029 | 8 | 7 | 23 | 51.7163 | 114.1348 | 343.3575
2029 | 8 | 8 | 0 | 50.0124 | 110.0798 | 320.8064
2029 | 8 | 8 | 1 | 47.352 | 115.9967 | 313.7736
2029 | 8 | 8 | 2 | 45.5598 | 111.4254 | 304.5207
2029 | 8 | 8 | 3 | 44.5383 | 110.2195 | 298.8814
2029 | 8 | 8 | 4 | 45.3634 | 111.0218 | 300.104
2029 | 8 | 8 | 5 | 47.687 | 115.5243 | 307.0822
2029 | 8 | 8 | 6 | 50.9736 | 121.5551 | 319.9958
2029 | 8 | 8 | 7 | 53.9941 | 136.1378 | 345.4123
2029 | 8 | 8 | 8 | 57.502 | 149.3466 | 366.25
2029 | 8 | 8 | 9 | 61.6079 | 157.9813 | 378.9894
2029 | 8 | 8 | 10 | 64.7567 | 164.2351 | 382.0615
2029 | 8 | 8 | 11 | 67.7554 | 166.2463 | 384.319
2029 | 8 | 8 | 12 | 68.9831 | 164.7467 | 399.3908
2029 | 8 | 8 | 13 | 70.7201 | 167.145 | 400.9247
2029 | 8 | 8 | 14 | 72.6654 | 165.46 | 400.0959
2029 | 8 | 8 | 15 | 75.6978 | 158.4707 | 401.1847
2029 | 8 | 8 | 16 | 79.0268 | 157.5096 | 416.0974
2029 | 8 | 8 | 17 | 80.681 | 146.9081 | 446.9445
2029 | 8 | 8 | 18 | 80.0894 | 136.7333 | 483.7444
2029 | 8 | 8 | 19 | 76.4155 | 133.1736 | 481.3661
2029 | 8 | 8 | 20 | 70.8006 | 125.955 | 477.0551
2029 | 8 | 8 | 21 | 64.661 | 130.6764 | 459.2873
2029 | 8 | 8 | 22 | 57.7196 | 121.5145 | 422.1648
2029 | 8 | 8 | 23 | 52.3479 | 108.2851 | 381.396
2029 | 8 | 9 | 0 | 50.3976 | 116.6752 | 354.78
2029 | 8 | 9 | 1 | 47.0271 | 112.3691 | 332.7755
2029 | 8 | 9 | 2 | 45.3836 | 108.6008 | 321.52
2029 | 8 | 9 | 3 | 44.5167 | 107.6248 | 314.571
2029 | 8 | 9 | 4 | 45.4579 | 108.4243 | 314.8603
2029 | 8 | 9 | 5 | 47.8353 | 113.0905 | 321.3498
2029 | 8 | 9 | 6 | 50.1853 | 122.8224 | 331.3576
2029 | 8 | 9 | 7 | 52.8226 | 136.4543 | 356.8926
2029 | 8 | 9 | 8 | 55.6313 | 149.1745 | 379.7915
2029 | 8 | 9 | 9 | 58.9707 | 156.2816 | 393.2608
2029 | 8 | 9 | 10 | 61.7653 | 162.9273 | 396.4125
2029 | 8 | 9 | 11 | 64.4038 | 163.6866 | 399.9415
2029 | 8 | 9 | 12 | 65.9412 | 159.3858 | 396.7124
2029 | 8 | 9 | 13 | 67.2968 | 164.0614 | 404.184
2029 | 8 | 9 | 14 | 69.1055 | 163.4825 | 411.6377
2029 | 8 | 9 | 15 | 71.914 | 155.5801 | 423.3277
2029 | 8 | 9 | 16 | 74.8969 | 155.3433 | 447.6342
2029 | 8 | 9 | 17 | 76.5224 | 144.91 | 485.4122
2029 | 8 | 9 | 18 | 75.3194 | 136.0032 | 500.9941
2029 | 8 | 9 | 19 | 71.8572 | 134.5163 | 508.6687
2029 | 8 | 9 | 20 | 66.3324 | 126.2412 | 499.7137
2029 | 8 | 9 | 21 | 60.5055 | 129.8222 | 479.4285
2029 | 8 | 9 | 22 | 54.1581 | 121.3406 | 439.1556
2029 | 8 | 9 | 23 | 49.4476 | 108.415 | 394.3005
2029 | 8 | 10 | 0 | 47.1317 | 113.2515 | 354.3929
2029 | 8 | 10 | 1 | 45.8918 | 105.4521 | 346.7766
2029 | 8 | 10 | 2 | 44.1613 | 101.6825 | 332.7468
2029 | 8 | 10 | 3 | 43.1882 | 101.1827 | 323.7659
2029 | 8 | 10 | 4 | 44.0022 | 102.0008 | 322.3352
2029 | 8 | 10 | 5 | 46.0601 | 105.4896 | 327.1928
2029 | 8 | 10 | 6 | 49.8429 | 116.8745 | 338.2403
2029 | 8 | 10 | 7 | 52.5022 | 131.1039 | 366.1017
2029 | 8 | 10 | 8 | 55.7201 | 142.5178 | 392.2796
2029 | 8 | 10 | 9 | 59.3656 | 153.2923 | 408.7731
2029 | 8 | 10 | 10 | 61.8756 | 161.2914 | 411.6774
2029 | 8 | 10 | 11 | 64.0301 | 162.0259 | 415.0304
2029 | 8 | 10 | 12 | 65.4639 | 155.9273 | 429.7504
2029 | 8 | 10 | 13 | 67.0083 | 158.8435 | 438.7652
2029 | 8 | 10 | 14 | 68.9544 | 158.2028 | 445.47
2029 | 8 | 10 | 15 | 71.922 | 149.5874 | 454.9229
2029 | 8 | 10 | 16 | 75.0235 | 146.2387 | 474.0974
2029 | 8 | 10 | 17 | 76.6506 | 136.0978 | 505.4832
2029 | 8 | 10 | 18 | 75.7961 | 129.4723 | 520.2463
2029 | 8 | 10 | 19 | 72.1848 | 127.9922 | 520.8968
2029 | 8 | 10 | 20 | 66.4875 | 123.6831 | 509.7029
2029 | 8 | 10 | 21 | 60.7147 | 128.4712 | 488.1871
2029 | 8 | 10 | 22 | 54.8046 | 119.7968 | 450.8444
2029 | 8 | 10 | 23 | 50.0776 | 105.1236 | 409.6406
2029 | 8 | 11 | 0 | 47.6272 | 103.2649 | 383.6709
2029 | 8 | 11 | 1 | 43.5622 | 100.2006 | 355.2205
2029 | 8 | 11 | 2 | 41.5385 | 97.1288 | 339.154
2029 | 8 | 11 | 3 | 40.4355 | 96.8341 | 328.44
2029 | 8 | 11 | 4 | 40.3674 | 96.2037 | 323.408
2029 | 8 | 11 | 5 | 41.3646 | 96.7768 | 320.9793
2029 | 8 | 11 | 6 | 42.2253 | 96.27 | 315.6814
2029 | 8 | 11 | 7 | 44.6993 | 99.0453 | 334.4582
2029 | 8 | 11 | 8 | 49.6976 | 112.6668 | 375.8762
2029 | 8 | 11 | 9 | 55.4143 | 125.7232 | 411.2889
2029 | 8 | 11 | 10 | 59.561 | 137.8449 | 423.9884
2029 | 8 | 11 | 11 | 63.0923 | 140.981 | 427.622
2029 | 8 | 11 | 12 | 64.2863 | 136.6274 | 437.0308
2029 | 8 | 11 | 13 | 65.8293 | 137.8795 | 437.5847
2029 | 8 | 11 | 14 | 67.5275 | 144.3458 | 436.2691
2029 | 8 | 11 | 15 | 70.0097 | 136.4565 | 440.5804
2029 | 8 | 11 | 16 | 72.7571 | 135.4912 | 457.2533
2029 | 8 | 11 | 17 | 73.9516 | 131.8521 | 486.6403
2029 | 8 | 11 | 18 | 71.1014 | 129.3497 | 504.7026
2029 | 8 | 11 | 19 | 67.8368 | 126.7241 | 492.823
2029 | 8 | 11 | 20 | 62.4509 | 116.5408 | 479.6877
2029 | 8 | 11 | 21 | 57.1589 | 122.0813 | 460.7306
2029 | 8 | 11 | 22 | 52.0525 | 116.4337 | 429.8854
2029 | 8 | 11 | 23 | 48.6193 | 107.3724 | 396.1454
2029 | 8 | 12 | 0 | 46.2605 | 106.9799 | 375.0537
2029 | 8 | 12 | 1 | 42.9402 | 102.2347 | 327.3209
2029 | 8 | 12 | 2 | 41.1295 | 99.1691 | 315.0774
2029 | 8 | 12 | 3 | 40.1282 | 98.626 | 306.03
2029 | 8 | 12 | 4 | 40.0529 | 97.5521 | 301.7692
2029 | 8 | 12 | 5 | 40.9778 | 97.2284 | 299.2142
2029 | 8 | 12 | 6 | 41.6095 | 96.4971 | 295.9726
2029 | 8 | 12 | 7 | 43.8467 | 97.9035 | 309.0967
2029 | 8 | 12 | 8 | 48.9492 | 108.4231 | 344.1928
2029 | 8 | 12 | 9 | 55.0859 | 120.5882 | 372.5817
2029 | 8 | 12 | 10 | 60.0434 | 134.591 | 382.9854
2029 | 8 | 12 | 11 | 64.0865 | 140.5109 | 379.8304
2029 | 8 | 12 | 12 | 65.4691 | 138.636 | 367.6371
2029 | 8 | 12 | 13 | 66.9786 | 141.6509 | 367.9942
2029 | 8 | 12 | 14 | 68.4271 | 150.3038 | 366.4555
2029 | 8 | 12 | 15 | 70.7568 | 142.4208 | 365.9128
2029 | 8 | 12 | 16 | 73.6221 | 143.7513 | 378.5357
2029 | 8 | 12 | 17 | 74.9166 | 141.5517 | 413.5046
2029 | 8 | 12 | 18 | 71.9914 | 139.9643 | 425.3135
2029 | 8 | 12 | 19 | 69.1971 | 135.7708 | 427.7969
2029 | 8 | 12 | 20 | 65.0797 | 126.6189 | 420.9778
2029 | 8 | 12 | 21 | 59.5095 | 130.3298 | 402.6466
2029 | 8 | 12 | 22 | 53.6389 | 123.7874 | 369.9864
2029 | 8 | 12 | 23 | 50.141 | 114.0892 | 335.6714
2029 | 8 | 13 | 0 | 48.4488 | 113.1088 | 316.3072
2029 | 8 | 13 | 1 | 45.9999 | 108.7644 | 301.1779
2029 | 8 | 13 | 2 | 44.5124 | 106.0154 | 294.0494
2029 | 8 | 13 | 3 | 43.7881 | 106.153 | 289.6092
2029 | 8 | 13 | 4 | 44.8277 | 105.9928 | 292.4134
2029 | 8 | 13 | 5 | 47.3194 | 110.3725 | 301.0078
2029 | 8 | 13 | 6 | 51.4994 | 121.5407 | 317.9572
2029 | 8 | 13 | 7 | 54.6602 | 137.4877 | 340.0351
2029 | 8 | 13 | 8 | 58.3763 | 157.7936 | 357.621
2029 | 8 | 13 | 9 | 62.4408 | 169.56 | 366.3614
2029 | 8 | 13 | 10 | 65.5143 | 181.9968 | 368.0681
2029 | 8 | 13 | 11 | 68.3174 | 184.4255 | 367.2858
2029 | 8 | 13 | 12 | 69.5109 | 182.5225 | 371.1901
2029 | 8 | 13 | 13 | 71.1111 | 186.377 | 371.9108
2029 | 8 | 13 | 14 | 72.8855 | 183.71 | 373.1602
2029 | 8 | 13 | 15 | 75.912 | 173.7852 | 376.7728
2029 | 8 | 13 | 16 | 79.4416 | 178.5983 | 392.7826
2029 | 8 | 13 | 17 | 81.1825 | 167.5376 | 424.5885
2029 | 8 | 13 | 18 | 78.3391 | 157.7965 | 449.9549
2029 | 8 | 13 | 19 | 74.6184 | 152.64 | 444.8165
2029 | 8 | 13 | 20 | 69.4204 | 143.9736 | 438.5383
2029 | 8 | 13 | 21 | 63.2327 | 143.2747 | 416.9488
2029 | 8 | 13 | 22 | 56.5238 | 133.1831 | 382.4548
2029 | 8 | 13 | 23 | 51.4742 | 120.7484 | 348.0305
2029 | 8 | 14 | 0 | 50.0001 | 122.9256 | 328.4623
2029 | 8 | 14 | 1 | 45.6597 | 122.232 | 298.7991
2029 | 8 | 14 | 2 | 44.2458 | 117.7991 | 292.2778
2029 | 8 | 14 | 3 | 43.4726 | 116.5424 | 288.6199
2029 | 8 | 14 | 4 | 44.6096 | 115.1973 | 291.311
2029 | 8 | 14 | 5 | 47.1191 | 119.6171 | 299.726
2029 | 8 | 14 | 6 | 49.2269 | 127.796 | 313.1355
2029 | 8 | 14 | 7 | 51.4383 | 143.8936 | 335.083
2029 | 8 | 14 | 8 | 53.5491 | 161.9145 | 350.4079
2029 | 8 | 14 | 9 | 55.91 | 173.0939 | 356.3883
2029 | 8 | 14 | 10 | 58.0057 | 187.8368 | 354.6946
2029 | 8 | 14 | 11 | 59.9968 | 196.4937 | 352.1279
2029 | 8 | 14 | 12 | 61.1493 | 196.0952 | 351.9265
2029 | 8 | 14 | 13 | 61.9939 | 200.5708 | 349.0307
2029 | 8 | 14 | 14 | 63.2881 | 194.2394 | 348.2903
2029 | 8 | 14 | 15 | 65.6213 | 183.2779 | 353.3596
2029 | 8 | 14 | 16 | 68.7748 | 193.0932 | 371.2064
2029 | 8 | 14 | 17 | 70.607 | 180.7883 | 405.1228
2029 | 8 | 14 | 18 | 67.2444 | 172.5834 | 424.9983
2029 | 8 | 14 | 19 | 64.1127 | 164.8423 | 428.6264
2029 | 8 | 14 | 20 | 60.1799 | 157.6164 | 424.29
2029 | 8 | 14 | 21 | 54.9548 | 155.6967 | 406.1678
2029 | 8 | 14 | 22 | 49.3005 | 144.9055 | 373.0898
2029 | 8 | 14 | 23 | 45.4599 | 131.6383 | 338.0987
2029 | 8 | 15 | 0 | 44.6464 | 132.6685 | 315.1727
2029 | 8 | 15 | 1 | 42.8183 | 130.4114 | 303.9302
2029 | 8 | 15 | 2 | 41.6656 | 125.0455 | 296.2868
2029 | 8 | 15 | 3 | 41.0179 | 122.8195 | 291.881
2029 | 8 | 15 | 4 | 42.2664 | 120.4053 | 294.2042
2029 | 8 | 15 | 5 | 44.655 | 124.6977 | 302.6996
2029 | 8 | 15 | 6 | 48.58 | 138.1333 | 316.6812
2029 | 8 | 15 | 7 | 50.1392 | 155.4422 | 340.1128
2029 | 8 | 15 | 8 | 51.1348 | 173.144 | 358.0975
2029 | 8 | 15 | 9 | 52.7837 | 184.303 | 367.7413
2029 | 8 | 15 | 10 | 54.003 | 197.5107 | 366.8188
2029 | 8 | 15 | 11 | 55.1992 | 209.0331 | 363.719
2029 | 8 | 15 | 12 | 56.092 | 209.6773 | 367.1431
2029 | 8 | 15 | 13 | 56.2405 | 213.916 | 366.8449
2029 | 8 | 15 | 14 | 56.9152 | 203.3265 | 365.6196
2029 | 8 | 15 | 15 | 58.9901 | 191.2989 | 368.1341
2029 | 8 | 15 | 16 | 62.1683 | 205.0933 | 385.1901
2029 | 8 | 15 | 17 | 64.1916 | 191.0096 | 415.8804
2029 | 8 | 15 | 18 | 67.662 | 181.8 | 431.1531
2029 | 8 | 15 | 19 | 64.6847 | 172.1039 | 426.93
2029 | 8 | 15 | 20 | 60.0814 | 162.7139 | 426.2932
2029 | 8 | 15 | 21 | 54.5058 | 159.7394 | 408.2161
2029 | 8 | 15 | 22 | 48.7156 | 148.088 | 375.4737
2029 | 8 | 15 | 23 | 44.7124 | 135.4757 | 341.68
2029 | 8 | 16 | 0 | 43.7338 | 138.6431 | 323.7293
2029 | 8 | 16 | 1 | 41.6797 | 129.976 | 315.9045
2029 | 8 | 16 | 2 | 40.6049 | 124.7967 | 306.0337
2029 | 8 | 16 | 3 | 40.0693 | 122.6001 | 300.4053
2029 | 8 | 16 | 4 | 41.2582 | 120.7308 | 301.572
2029 | 8 | 16 | 5 | 43.4606 | 125.256 | 308.9631
2029 | 8 | 16 | 6 | 47.1702 | 137.3081 | 322.1302
2029 | 8 | 16 | 7 | 48.8943 | 152.624 | 347.9481
2029 | 8 | 16 | 8 | 50.3642 | 169.9909 | 368.3328
2029 | 8 | 16 | 9 | 52.5103 | 180.4434 | 378.148
2029 | 8 | 16 | 10 | 53.9951 | 192.52 | 376.2644
2029 | 8 | 16 | 11 | 55.5229 | 201.8445 | 377.2327
2029 | 8 | 16 | 12 | 58.6889 | 204.6307 | 362.3884
2029 | 8 | 16 | 13 | 59.5136 | 209.5221 | 365.8072
2029 | 8 | 16 | 14 | 60.6624 | 193.8063 | 371.685
2029 | 8 | 16 | 15 | 63.2809 | 181.4074 | 379.5538
2029 | 8 | 16 | 16 | 66.3723 | 197.7419 | 401.9741
2029 | 8 | 16 | 17 | 68.1646 | 183.3945 | 441.2702
2029 | 8 | 16 | 18 | 65.933 | 168.855 | 468.147
2029 | 8 | 16 | 19 | 63.589 | 161.4532 | 474.8872
2029 | 8 | 16 | 20 | 59.6699 | 151.4699 | 469.578
2029 | 8 | 16 | 21 | 53.8897 | 148.7926 | 448.1672
2029 | 8 | 16 | 22 | 48.3453 | 138.7308 | 410.1944
2029 | 8 | 16 | 23 | 44.9849 | 126.9668 | 369.8433
2029 | 8 | 17 | 0 | 44.3834 | 128.713 | 346.4041
2029 | 8 | 17 | 1 | 41.2096 | 115.0506 | 324.5144
2029 | 8 | 17 | 2 | 40.2272 | 110.5479 | 313.0045
2029 | 8 | 17 | 3 | 39.7074 | 109.1423 | 305.9735
2029 | 8 | 17 | 4 | 41.0165 | 108.5573 | 306.156
2029 | 8 | 17 | 5 | 43.3864 | 111.9035 | 312.3253
2029 | 8 | 17 | 6 | 46.958 | 125.2956 | 326.2445
2029 | 8 | 17 | 7 | 49.1421 | 141.3496 | 350.7397
2029 | 8 | 17 | 8 | 51.0851 | 150.9967 | 371.5932
2029 | 8 | 17 | 9 | 53.2364 | 161.0807 | 382.3077
2029 | 8 | 17 | 10 | 54.7866 | 165.9793 | 380.3027
2029 | 8 | 17 | 11 | 56.1755 | 171.501 | 378.1308
2029 | 8 | 17 | 12 | 57.2488 | 162.4009 | 383.0865
2029 | 8 | 17 | 13 | 57.7103 | 165.0382 | 387.0537
2029 | 8 | 17 | 14 | 58.3308 | 155.426 | 390.3974
2029 | 8 | 17 | 15 | 60.4163 | 145.7415 | 397.033
2029 | 8 | 17 | 16 | 63.2308 | 151.3571 | 415.9055
2029 | 8 | 17 | 17 | 64.9801 | 140.5747 | 447.6752
2029 | 8 | 17 | 18 | 62.9734 | 132.2619 | 470.9541
2029 | 8 | 17 | 19 | 60.7628 | 128.8458 | 474.8788
2029 | 8 | 17 | 20 | 57.7676 | 121.2571 | 468.5122
2029 | 8 | 17 | 21 | 53.17 | 122.0484 | 447.1995
2029 | 8 | 17 | 22 | 48.5501 | 114.3774 | 413.6382
2029 | 8 | 17 | 23 | 45.11 | 102.7786 | 377.6994
2029 | 8 | 18 | 0 | 43.287 | 102.9107 | 354.7415
2029 | 8 | 18 | 1 | 39.6298 | 91.8553 | 333.6391
2029 | 8 | 18 | 2 | 38.1174 | 88.8225 | 320.1371
2029 | 8 | 18 | 3 | 37.3655 | 88.8471 | 311.163
2029 | 8 | 18 | 4 | 37.664 | 87.8184 | 307.8151
2029 | 8 | 18 | 5 | 38.6136 | 88.7692 | 306.8972
2029 | 8 | 18 | 6 | 40.05 | 93.9608 | 301.9563
2029 | 8 | 18 | 7 | 41.7624 | 94.7105 | 319.1033
2029 | 8 | 18 | 8 | 45.6646 | 106.7613 | 354.7639
2029 | 8 | 18 | 9 | 50.0514 | 115.3905 | 381.4196
2029 | 8 | 18 | 10 | 52.9523 | 118.0448 | 389.717
2029 | 8 | 18 | 11 | 55.3174 | 115.2387 | 397.1113
2029 | 8 | 18 | 12 | 55.7215 | 115.2096 | 397.8236
2029 | 8 | 18 | 13 | 56.3764 | 115.32 | 401.0431
2029 | 8 | 18 | 14 | 57.4371 | 121.0768 | 406.5922
2029 | 8 | 18 | 15 | 59.4493 | 116.0102 | 418.705
2029 | 8 | 18 | 16 | 62.0623 | 109.8233 | 443.4809
2029 | 8 | 18 | 17 | 63.9705 | 105.9347 | 482.6838
2029 | 8 | 18 | 18 | 60.8027 | 93.6454 | 503.1268
2029 | 8 | 18 | 19 | 57.8056 | 91.4585 | 501.1695
2029 | 8 | 18 | 20 | 53.2161 | 87.5045 | 487.3967
2029 | 8 | 18 | 21 | 48.4095 | 91.7586 | 465.3928
2029 | 8 | 18 | 22 | 44.3356 | 88.6238 | 431.3364
2029 | 8 | 18 | 23 | 42.0278 | 84.2284 | 395.5997
2029 | 8 | 19 | 0 | 42.3555 | 90.211 | 371.9591
2029 | 8 | 19 | 1 | 40.2246 | 86.2194 | 347.2409
2029 | 8 | 19 | 2 | 38.6306 | 83.768 | 332.3989
2029 | 8 | 19 | 3 | 37.6961 | 84.4482 | 321.8198
2029 | 8 | 19 | 4 | 37.8352 | 84.4208 | 317.3696
2029 | 8 | 19 | 5 | 38.4304 | 85.3089 | 315.4834
2029 | 8 | 19 | 6 | 39.2979 | 81.8845 | 310.2368
2029 | 8 | 19 | 7 | 40.7304 | 80.2059 | 326.0701
2029 | 8 | 19 | 8 | 44.8812 | 92.9935 | 366.4823
2029 | 8 | 19 | 9 | 49.9326 | 102.1879 | 402.692
2029 | 8 | 19 | 10 | 53.7939 | 108.4479 | 417.4464
2029 | 8 | 19 | 11 | 56.6111 | 103.8865 | 425.4788
2029 | 8 | 19 | 12 | 57.2873 | 98.7512 | 432.4643
2029 | 8 | 19 | 13 | 58.4929 | 102.5867 | 438.8945
2029 | 8 | 19 | 14 | 59.9645 | 116.1087 | 446.8653
2029 | 8 | 19 | 15 | 62.2732 | 112.9566 | 461.5475
2029 | 8 | 19 | 16 | 65.4144 | 102.5631 | 488.2146
2029 | 8 | 19 | 17 | 68.1134 | 101.5763 | 525.3164
2029 | 8 | 19 | 18 | 67.0616 | 99.5635 | 543.4726
2029 | 8 | 19 | 19 | 64.3543 | 96.7048 | 537.1674
2029 | 8 | 19 | 20 | 60.077 | 93.5407 | 523.8867
2029 | 8 | 19 | 21 | 54.6998 | 97.5268 | 498.7752
2029 | 8 | 19 | 22 | 49.4322 | 94.5783 | 457.1923
2029 | 8 | 19 | 23 | 46.1131 | 88.4379 | 413.8164
2029 | 8 | 20 | 0 | 44.6032 | 93.4419 | 387.4428
2029 | 8 | 20 | 1 | 40.8637 | 98.2267 | 351.7615
2029 | 8 | 20 | 2 | 40.0159 | 96.0837 | 338.843
2029 | 8 | 20 | 3 | 39.6708 | 97.0059 | 329.718
2029 | 8 | 20 | 4 | 41.1646 | 99.0607 | 328.6475
2029 | 8 | 20 | 5 | 43.6986 | 104.8234 | 334.6516
2029 | 8 | 20 | 6 | 47.748 | 110.9663 | 351.9874
2029 | 8 | 20 | 7 | 49.383 | 122.7331 | 383.1822
2029 | 8 | 20 | 8 | 50.5144 | 141.758 | 414.8938
2029 | 8 | 20 | 9 | 52.1512 | 149.8787 | 434.0653
2029 | 8 | 20 | 10 | 53.7605 | 158.3882 | 436.0565
2029 | 8 | 20 | 11 | 55.3912 | 152.1502 | 438.6495
2029 | 8 | 20 | 12 | 56.3075 | 150.3923 | 423.373
2029 | 8 | 20 | 13 | 57.2776 | 155.0213 | 429.3994
2029 | 8 | 20 | 14 | 58.6114 | 159.3561 | 438.5546
2029 | 8 | 20 | 15 | 61.2833 | 150.8314 | 451.5135
2029 | 8 | 20 | 16 | 64.9957 | 144.3517 | 478.0061
2029 | 8 | 20 | 17 | 67.3387 | 135.5608 | 519.129
2029 | 8 | 20 | 18 | 67.0423 | 127.7296 | 540.5467
2029 | 8 | 20 | 19 | 64.3799 | 126.1646 | 538.9149
2029 | 8 | 20 | 20 | 60.9727 | 121.018 | 528.0584
2029 | 8 | 20 | 21 | 55.2518 | 122.0541 | 498.1984
2029 | 8 | 20 | 22 | 49.5545 | 113.5455 | 453.8929
2029 | 8 | 20 | 23 | 45.6402 | 103.8007 | 408.8797
2029 | 8 | 21 | 0 | 44.6321 | 112.1319 | 370.4651
2029 | 8 | 21 | 1 | 41.8015 | 103.9134 | 353.4578
2029 | 8 | 21 | 2 | 40.7806 | 100.6486 | 340.3569
2029 | 8 | 21 | 3 | 40.2074 | 100.1601 | 331.0419
2029 | 8 | 21 | 4 | 41.5443 | 100.1766 | 329.621
2029 | 8 | 21 | 5 | 43.9418 | 105.253 | 335.071
2029 | 8 | 21 | 6 | 46.269 | 121.0246 | 348.3625
2029 | 8 | 21 | 7 | 48.2449 | 134.4607 | 376.5436
2029 | 8 | 21 | 8 | 50.4354 | 151.5714 | 406.2196
2029 | 8 | 21 | 9 | 53.1206 | 158.9225 | 423.8085
2029 | 8 | 21 | 10 | 55.4573 | 167.097 | 424.8622
2029 | 8 | 21 | 11 | 57.5711 | 166.9225 | 425.2086
2029 | 8 | 21 | 12 | 57.9409 | 162.1758 | 439.0419
2029 | 8 | 21 | 13 | 59.4574 | 167.4291 | 442.7408
2029 | 8 | 21 | 14 | 61.281 | 169.8677 | 445.3631
2029 | 8 | 21 | 15 | 64.235 | 161.0812 | 454.8653
2029 | 8 | 21 | 16 | 68.0752 | 159.6762 | 475.4673
2029 | 8 | 21 | 17 | 70.9721 | 149.9163 | 503.7295
2029 | 8 | 21 | 18 | 68.2336 | 132.1853 | 515.0072
2029 | 8 | 21 | 19 | 65.7669 | 127.9826 | 506.4096
2029 | 8 | 21 | 20 | 62.77 | 121.5711 | 499.2465
2029 | 8 | 21 | 21 | 57.3752 | 121.2488 | 471.4504
2029 | 8 | 21 | 22 | 51.718 | 112.9868 | 431.4506
2029 | 8 | 21 | 23 | 47.6157 | 103.3309 | 391.1919
2029 | 8 | 22 | 0 | 45.7656 | 111.7723 | 361.1029
2029 | 8 | 22 | 1 | 42.2154 | 102.3818 | 331.8084
2029 | 8 | 22 | 2 | 41.1491 | 99.0082 | 321.2793
2029 | 8 | 22 | 3 | 40.5285 | 97.8245 | 314.1313
2029 | 8 | 22 | 4 | 41.8245 | 97.079 | 314.5863
2029 | 8 | 22 | 5 | 44.2665 | 101.6291 | 320.429
2029 | 8 | 22 | 6 | 47.1472 | 115.8152 | 333.123
2029 | 8 | 22 | 7 | 48.9606 | 129.3346 | 354.8788
2029 | 8 | 22 | 8 | 50.6621 | 144.9862 | 370.4022
2029 | 8 | 22 | 9 | 53.0289 | 155.4874 | 374.6103
2029 | 8 | 22 | 10 | 54.9507 | 162.5344 | 366.0143
2029 | 8 | 22 | 11 | 56.6719 | 161.045 | 359.8455
2029 | 8 | 22 | 12 | 57.0186 | 158.5754 | 352.1089
2029 | 8 | 22 | 13 | 58.224 | 161.6016 | 349.5328
2029 | 8 | 22 | 14 | 59.7017 | 162.755 | 351.5874
2029 | 8 | 22 | 15 | 62.3294 | 156.0582 | 358.4278
2029 | 8 | 22 | 16 | 65.9737 | 154.6636 | 380.7303
2029 | 8 | 22 | 17 | 68.3108 | 144.7637 | 419.9274
2029 | 8 | 22 | 18 | 65.7379 | 130.3776 | 437.5252
2029 | 8 | 22 | 19 | 63.3096 | 125.7802 | 439.7475
2029 | 8 | 22 | 20 | 60.0578 | 120.8411 | 435.0244
2029 | 8 | 22 | 21 | 54.211 | 121.0903 | 411.1179
2029 | 8 | 22 | 22 | 48.4066 | 112.6466 | 375.423
2029 | 8 | 22 | 23 | 44.7244 | 102.9149 | 340.1257
2029 | 8 | 23 | 0 | 44.9673 | 103.9623 | 327.3801
2029 | 8 | 23 | 1 | 42.8623 | 107.8827 | 306.6069
2029 | 8 | 23 | 2 | 41.7091 | 104.6914 | 297.9895
2029 | 8 | 23 | 3 | 41.0585 | 103.6491 | 292.7255
2029 | 8 | 23 | 4 | 42.2704 | 102.655 | 294.9235
2029 | 8 | 23 | 5 | 44.6006 | 107.8621 | 302.7198
2029 | 8 | 23 | 6 | 47.4381 | 123.5107 | 314.0625
2029 | 8 | 23 | 7 | 49.5818 | 137.2219 | 334.9035
2029 | 8 | 23 | 8 | 51.9372 | 155.0763 | 347.3828
2029 | 8 | 23 | 9 | 54.961 | 163.487 | 348.956
2029 | 8 | 23 | 10 | 57.6696 | 175.3018 | 341.963
2029 | 8 | 23 | 11 | 60.0327 | 175.4811 | 342.7518
2029 | 8 | 23 | 12 | 60.4079 | 173.9554 | 332.3221
2029 | 8 | 23 | 13 | 61.6728 | 178.5036 | 337.4764
2029 | 8 | 23 | 14 | 63.0812 | 174.8218 | 346.8094
2029 | 8 | 23 | 15 | 65.8353 | 163.642 | 358.7434
2029 | 8 | 23 | 16 | 69.2155 | 166.0993 | 383.2221
2029 | 8 | 23 | 17 | 71.5158 | 153.3844 | 425.7586
2029 | 8 | 23 | 18 | 72.6429 | 146.4907 | 447.4479
2029 | 8 | 23 | 19 | 69.8482 | 140.6834 | 455.3187
2029 | 8 | 23 | 20 | 65.4044 | 136.7224 | 452.5682
2029 | 8 | 23 | 21 | 59.1392 | 134.7391 | 429.4705
2029 | 8 | 23 | 22 | 52.9667 | 125.5041 | 392.8296
2029 | 8 | 23 | 23 | 48.5878 | 115.853 | 355.1769
2029 | 8 | 24 | 0 | 47.54 | 116.3416 | 333.577
2029 | 8 | 24 | 1 | 45.6412 | 110.8027 | 308.1117
2029 | 8 | 24 | 2 | 44.1303 | 106.1007 | 299.3955
2029 | 8 | 24 | 3 | 43.2446 | 104.9391 | 293.872
2029 | 8 | 24 | 4 | 44.2536 | 105.2322 | 295.688
2029 | 8 | 24 | 5 | 46.6219 | 109.777 | 302.9367
2029 | 8 | 24 | 6 | 49.1523 | 120.404 | 314.7821
2029 | 8 | 24 | 7 | 51.9555 | 132.4595 | 338.4873
2029 | 8 | 24 | 8 | 55.2868 | 144.7022 | 353.2231
2029 | 8 | 24 | 9 | 59.1712 | 152.7529 | 355.0997
2029 | 8 | 24 | 10 | 62.6962 | 155.9667 | 349.385
2029 | 8 | 24 | 11 | 65.7938 | 156.5608 | 350.6106
2029 | 8 | 24 | 12 | 67.7098 | 153.9527 | 341.6223
2029 | 8 | 24 | 13 | 69.6303 | 157.1704 | 343.6332
2029 | 8 | 24 | 14 | 71.3563 | 148.9591 | 351.5913
2029 | 8 | 24 | 15 | 74.0327 | 138.6569 | 361.4797
2029 | 8 | 24 | 16 | 77.0507 | 138.9254 | 384.69
2029 | 8 | 24 | 17 | 78.4207 | 127.8555 | 425.7539
2029 | 8 | 24 | 18 | 76.7722 | 117.0811 | 452.0244
2029 | 8 | 24 | 19 | 73.6141 | 114.5617 | 458.2827
2029 | 8 | 24 | 20 | 68.9857 | 111.1197 | 454.5245
2029 | 8 | 24 | 21 | 62.6907 | 112.8574 | 432.1269
2029 | 8 | 24 | 22 | 56.6391 | 105.0684 | 399.4647
2029 | 8 | 24 | 23 | 51.9456 | 94.3117 | 365.4903
2029 | 8 | 25 | 0 | 48.9401 | 100.8885 | 339.4913
2029 | 8 | 25 | 1 | 46.0568 | 91.9213 | 320.7447
2029 | 8 | 25 | 2 | 43.7688 | 89.076 | 308.9746
2029 | 8 | 25 | 3 | 42.4848 | 89.112 | 300.8672
2029 | 8 | 25 | 4 | 42.3797 | 88.4733 | 298.6514
2029 | 8 | 25 | 5 | 43.4925 | 90.0105 | 299.1782
2029 | 8 | 25 | 6 | 45.4533 | 91.319 | 295.1228
2029 | 8 | 25 | 7 | 48.4951 | 92.2153 | 313.9546
2029 | 8 | 25 | 8 | 54.3106 | 105.8944 | 357.0742
2029 | 8 | 25 | 9 | 60.836 | 116.9823 | 390.9267
2029 | 8 | 25 | 10 | 65.6909 | 124.9299 | 400.5812
2029 | 8 | 25 | 11 | 69.4583 | 123.9237 | 403.6739
2029 | 8 | 25 | 12 | 70.0461 | 123.5437 | 399.1119
2029 | 8 | 25 | 13 | 71.0158 | 126.1231 | 399.3843
2029 | 8 | 25 | 14 | 71.5101 | 135.4739 | 402.4337
2029 | 8 | 25 | 15 | 72.8661 | 128.7184 | 414.4253
2029 | 8 | 25 | 16 | 74.846 | 123.2267 | 436.3562
2029 | 8 | 25 | 17 | 75.5103 | 119.6644 | 469.2857
2029 | 8 | 25 | 18 | 71.6836 | 112.5007 | 490.6238
2029 | 8 | 25 | 19 | 68.4248 | 110.2603 | 487.843
2029 | 8 | 25 | 20 | 63.6966 | 103.3736 | 476.5956
2029 | 8 | 25 | 21 | 58.2304 | 104.8683 | 453.5352
2029 | 8 | 25 | 22 | 53.278 | 99.8278 | 421.2431
2029 | 8 | 25 | 23 | 50.2158 | 94.7909 | 388.0295
2029 | 8 | 26 | 0 | 49.5998 | 93.0541 | 359.9281
2029 | 8 | 26 | 1 | 44.0983 | 96.9049 | 328.5323
2029 | 8 | 26 | 2 | 42.0353 | 94.0635 | 315.7105
2029 | 8 | 26 | 3 | 40.7979 | 93.6455 | 306.7849
2029 | 8 | 26 | 4 | 40.5407 | 92.9468 | 303.5512
2029 | 8 | 26 | 5 | 41.3043 | 93.7814 | 302.0188
2029 | 8 | 26 | 6 | 41.5777 | 94.6691 | 296.3063
2029 | 8 | 26 | 7 | 43.4103 | 94.4617 | 310.4859
2029 | 8 | 26 | 8 | 47.3821 | 107.6056 | 343.0877
2029 | 8 | 26 | 9 | 51.3533 | 119.3223 | 368.2059
2029 | 8 | 26 | 10 | 53.9985 | 131.4445 | 374.3561
2029 | 8 | 26 | 11 | 56.0085 | 131.0174 | 376.7601
2029 | 8 | 26 | 12 | 55.6615 | 129.0106 | 379.4897
2029 | 8 | 26 | 13 | 55.7681 | 133.8536 | 379.1987
2029 | 8 | 26 | 14 | 55.9026 | 142.9307 | 382.5938
2029 | 8 | 26 | 15 | 57.7968 | 136.2178 | 389.3575
2029 | 8 | 26 | 16 | 60.8923 | 136.9826 | 409.7835
2029 | 8 | 26 | 17 | 62.9032 | 135.743 | 447.771
2029 | 8 | 26 | 18 | 60.7627 | 136.3417 | 467.1374
2029 | 8 | 26 | 19 | 58.4288 | 131.7671 | 465.1328
2029 | 8 | 26 | 20 | 54.338 | 125.3733 | 454.0881
2029 | 8 | 26 | 21 | 48.9807 | 126.0694 | 429.0235
2029 | 8 | 26 | 22 | 44.2114 | 119.7624 | 392.9075
2029 | 8 | 26 | 23 | 41.6942 | 112.9377 | 356.6566
2029 | 8 | 27 | 0 | 41.4615 | 108.6048 | 339.4578
2029 | 8 | 27 | 1 | 39.5104 | 101.2024 | 307.3242
2029 | 8 | 27 | 2 | 39.0093 | 98.7296 | 300.0139
2029 | 8 | 27 | 3 | 38.9567 | 98.9707 | 294.8798
2029 | 8 | 27 | 4 | 40.4669 | 99.272 | 296.9487
2029 | 8 | 27 | 5 | 43.1929 | 104.4355 | 305.9908
2029 | 8 | 27 | 6 | 47.0457 | 119.2372 | 321.7152
2029 | 8 | 27 | 7 | 48.9021 | 133.5573 | 346.6066
2029 | 8 | 27 | 8 | 50.2012 | 153.6546 | 359.1648
2029 | 8 | 27 | 9 | 51.6685 | 163.4094 | 357.5175
2029 | 8 | 27 | 10 | 53.0086 | 172.2684 | 344.8891
2029 | 8 | 27 | 11 | 54.4595 | 170.5875 | 338.1167
2029 | 8 | 27 | 12 | 55.4939 | 168.3143 | 327.5884
2029 | 8 | 27 | 13 | 56.5032 | 171.724 | 323.0054
2029 | 8 | 27 | 14 | 57.9384 | 167.9378 | 320.9187
2029 | 8 | 27 | 15 | 61.089 | 160.5905 | 324.0324
2029 | 8 | 27 | 16 | 64.8564 | 161.4925 | 345.4713
2029 | 8 | 27 | 17 | 67.1701 | 151.5191 | 388.1565
2029 | 8 | 27 | 18 | 65.7959 | 138.2975 | 418.5345
2029 | 8 | 27 | 19 | 63.7139 | 134.4383 | 430.0741
2029 | 8 | 27 | 20 | 60.4047 | 129.7825 | 426.7399
2029 | 8 | 27 | 21 | 54.5429 | 128.9209 | 401.5665
2029 | 8 | 27 | 22 | 48.6774 | 119.2789 | 367.1375
2029 | 8 | 27 | 23 | 44.8551 | 110.4493 | 333.6802
2029 | 8 | 28 | 0 | 44.0222 | 113.7332 | 317.7401
2029 | 8 | 28 | 1 | 41.1111 | 114.6586 | 301.9727
2029 | 8 | 28 | 2 | 40.197 | 110.5808 | 295.1556
2029 | 8 | 28 | 3 | 39.825 | 109.4954 | 290.8735
2029 | 8 | 28 | 4 | 41.1686 | 108.5957 | 293.6537
2029 | 8 | 28 | 5 | 43.8438 | 113.843 | 302.7369
2029 | 8 | 28 | 6 | 46.397 | 130.6623 | 315.6573
2029 | 8 | 28 | 7 | 48.5091 | 146.1935 | 338.2641
2029 | 8 | 28 | 8 | 50.6559 | 163.5986 | 351.0776
2029 | 8 | 28 | 9 | 53.3913 | 169.9962 | 352.8617
2029 | 8 | 28 | 10 | 55.7717 | 179.8641 | 346.4266
2029 | 8 | 28 | 11 | 58.061 | 185.1414 | 343.7503
2029 | 8 | 28 | 12 | 59.379 | 187.9438 | 354.4249
2029 | 8 | 28 | 13 | 61.447 | 191.6515 | 355.138
2029 | 8 | 28 | 14 | 63.9643 | 182.3961 | 355.5361
2029 | 8 | 28 | 15 | 67.4783 | 173.6193 | 359.9689
2029 | 8 | 28 | 16 | 71.6545 | 179.2722 | 377.7774
2029 | 8 | 28 | 17 | 74.5496 | 167.0734 | 409.265
2029 | 8 | 28 | 18 | 72.4205 | 158.4502 | 434.8886
2029 | 8 | 28 | 19 | 70.2108 | 151.3161 | 433.6133
2029 | 8 | 28 | 20 | 65.378 | 147.472 | 432.3312
2029 | 8 | 28 | 21 | 58.5283 | 144.7724 | 407.7587
2029 | 8 | 28 | 22 | 52.1967 | 134.0252 | 374.4201
2029 | 8 | 28 | 23 | 47.8275 | 124.2859 | 341.8062
2029 | 8 | 29 | 0 | 45.8634 | 126.305 | 322.3939
2029 | 8 | 29 | 1 | 43.9406 | 118.825 | 308.9721
2029 | 8 | 29 | 2 | 42.673 | 113.8277 | 301.6656
2029 | 8 | 29 | 3 | 42.0074 | 111.7551 | 295.7602
2029 | 8 | 29 | 4 | 43.1921 | 110.4315 | 297.4702
2029 | 8 | 29 | 5 | 45.9184 | 115.3159 | 306.0272
2029 | 8 | 29 | 6 | 49.2057 | 125.9284 | 321.4267
2029 | 8 | 29 | 7 | 51.9437 | 141.6133 | 348.965
2029 | 8 | 29 | 8 | 54.5864 | 156.6484 | 372.9315
2029 | 8 | 29 | 9 | 58.0934 | 168.054 | 386.0781
2029 | 8 | 29 | 10 | 61.5821 | 175.9447 | 385.9321
2029 | 8 | 29 | 11 | 65.0634 | 181.9629 | 386.8993
2029 | 8 | 29 | 12 | 67.2659 | 180.8033 | 386.0792
2029 | 8 | 29 | 13 | 69.677 | 184.1527 | 389.0678
2029 | 8 | 29 | 14 | 71.8431 | 175.3591 | 394.2434
2029 | 8 | 29 | 15 | 75.2061 | 169.624 | 404.5894
2029 | 8 | 29 | 16 | 78.9945 | 176.699 | 426.0867
2029 | 8 | 29 | 17 | 81.0308 | 165.7804 | 460.4768
2029 | 8 | 29 | 18 | 79.3677 | 153.7824 | 482.4024
2029 | 8 | 29 | 19 | 77.0981 | 147.9765 | 485.0028
2029 | 8 | 29 | 20 | 72.9663 | 139.247 | 478.9059
2029 | 8 | 29 | 21 | 66.1839 | 136.9564 | 451.7804
2029 | 8 | 29 | 22 | 59.2829 | 126.3824 | 412.1582
2029 | 8 | 29 | 23 | 53.9849 | 117.1796 | 372.1397
2029 | 8 | 30 | 0 | 50.7209 | 121.1142 | 334.5487
2029 | 8 | 30 | 1 | 47.8499 | 116.6699 | 319.4101
2029 | 8 | 30 | 2 | 46.1134 | 112.5518 | 309.8125
2029 | 8 | 30 | 3 | 45.1665 | 110.8413 | 303.2177
2029 | 8 | 30 | 4 | 46.0095 | 109.5593 | 304.7448
2029 | 8 | 30 | 5 | 48.5703 | 114.7909 | 313.1335
2029 | 8 | 30 | 6 | 51.5233 | 129.2076 | 327.9616
2029 | 8 | 30 | 7 | 54.8395 | 144.565 | 356.8525
2029 | 8 | 30 | 8 | 58.4393 | 161.6655 | 381.0772
2029 | 8 | 30 | 9 | 62.5462 | 171.6421 | 394.3873
2029 | 8 | 30 | 10 | 66.3635 | 182.7133 | 390.9984
2029 | 8 | 30 | 11 | 69.9251 | 185.7474 | 388.5256
2029 | 8 | 30 | 12 | 71.9949 | 183.3372 | 391.8019
2029 | 8 | 30 | 13 | 74.2813 | 187.524 | 390.8732
2029 | 8 | 30 | 14 | 76.3462 | 178.6186 | 391.0875
2029 | 8 | 30 | 15 | 79.7394 | 171.8486 | 397.7454
2029 | 8 | 30 | 16 | 83.1032 | 179.5041 | 414.161
2029 | 8 | 30 | 17 | 84.468 | 167.6057 | 439.9531
2029 | 8 | 30 | 18 | 81.7374 | 152.7405 | 459.6363
2029 | 8 | 30 | 19 | 79.1829 | 147.0943 | 459.1202
2029 | 8 | 30 | 20 | 74.6036 | 143.9532 | 456.1317
2029 | 8 | 30 | 21 | 67.6013 | 142.2176 | 429.808
2029 | 8 | 30 | 22 | 60.4973 | 131.6497 | 394.3758
2029 | 8 | 30 | 23 | 55.1015 | 122.6016 | 358.5444
2029 | 8 | 31 | 0 | 51.2392 | 122.9188 | 331.0606
2029 | 8 | 31 | 1 | 48.3776 | 122.3799 | 310.3961
2029 | 8 | 31 | 2 | 46.5579 | 116.6681 | 301.2037
2029 | 8 | 31 | 3 | 45.5272 | 115.1718 | 295.1275
2029 | 8 | 31 | 4 | 46.2934 | 115.7975 | 296.6554
2029 | 8 | 31 | 5 | 48.8163 | 120.9962 | 304.6843
2029 | 8 | 31 | 6 | 51.8965 | 131.2404 | 322.1485
2029 | 8 | 31 | 7 | 54.9505 | 145.4482 | 347.8852
2029 | 8 | 31 | 8 | 58.2573 | 158.2805 | 367.2119
2029 | 8 | 31 | 9 | 61.9494 | 165.9957 | 377.4009
2029 | 8 | 31 | 10 | 65.2301 | 171.7514 | 369.0513
2029 | 8 | 31 | 11 | 68.2608 | 176.5117 | 357.3079
2029 | 8 | 31 | 12 | 70.424 | 173.8984 | 345.1009
2029 | 8 | 31 | 13 | 72.3705 | 177.7811 | 341.7129
2029 | 8 | 31 | 14 | 73.9936 | 165.9532 | 341.4939
2029 | 8 | 31 | 15 | 76.7346 | 157.6419 | 345.718
2029 | 8 | 31 | 16 | 79.4771 | 162.6541 | 359.5327
2029 | 8 | 31 | 17 | 80.1499 | 151.1988 | 389.8645
2029 | 8 | 31 | 18 | 74.0347 | 139.0369 | 406.6827
2029 | 8 | 31 | 19 | 71.0111 | 134.9891 | 417.4012
2029 | 8 | 31 | 20 | 66.2595 | 127.9146 | 410.2832
2029 | 8 | 31 | 21 | 60.0729 | 127.0156 | 386.7385
2029 | 8 | 31 | 22 | 54.1508 | 117.2973 | 357.7167
2029 | 8 | 31 | 23 | 49.899 | 108.132 | 328.2282
2029 | 9 | 1 | 0 | 48.5354 | 117.2701 | 312.3584
2029 | 9 | 1 | 1 | 44.333 | 100.0047 | 301.1581
2029 | 9 | 1 | 2 | 42.2495 | 97.3443 | 293.8475
2029 | 9 | 1 | 3 | 41.0849 | 96.2164 | 289.198
2029 | 9 | 1 | 4 | 41.0761 | 94.4253 | 288.7109
2029 | 9 | 1 | 5 | 42.3997 | 94.9516 | 291.1508
2029 | 9 | 1 | 6 | 45.1091 | 103.8611 | 289.4033
2029 | 9 | 1 | 7 | 46.7675 | 105.4494 | 307.932
2029 | 9 | 1 | 8 | 49.7336 | 112.985 | 330.8968
2029 | 9 | 1 | 9 | 52.9647 | 123.504 | 339.041
2029 | 9 | 1 | 10 | 54.4287 | 133.6443 | 337.3068
2029 | 9 | 1 | 11 | 55.8204 | 138.0778 | 332.7427
2029 | 9 | 1 | 12 | 54.832 | 131.6404 | 316.803
2029 | 9 | 1 | 13 | 54.5324 | 131.9403 | 312.2863
2029 | 9 | 1 | 14 | 54.5403 | 139.9329 | 309.2292
2029 | 9 | 1 | 15 | 55.5048 | 126.5795 | 313.5766
2029 | 9 | 1 | 16 | 57.7356 | 128.2623 | 327.2818
2029 | 9 | 1 | 17 | 58.7413 | 124.379 | 367.6063
2029 | 9 | 1 | 18 | 55.9774 | 120.2763 | 405.2916
2029 | 9 | 1 | 19 | 53.5592 | 118.8297 | 408.5756
2029 | 9 | 1 | 20 | 49.6746 | 111.7528 | 407.2832
2029 | 9 | 1 | 21 | 43.6319 | 108.7463 | 383.5092
2029 | 9 | 1 | 22 | 39.4714 | 103.6704 | 358.1199
2029 | 9 | 1 | 23 | 38.0471 | 96.6019 | 334.4505
2029 | 9 | 2 | 0 | 39.3141 | 95.8695 | 319.818
2029 | 9 | 2 | 1 | 37.0014 | 97.8185 | 297.7897
2029 | 9 | 2 | 2 | 36.119 | 95.6112 | 288.6236
2029 | 9 | 2 | 3 | 35.7706 | 95.1647 | 283.3835
2029 | 9 | 2 | 4 | 36.2022 | 94.7105 | 282.6313
2029 | 9 | 2 | 5 | 37.7182 | 95.0894 | 284.5854
2029 | 9 | 2 | 6 | 40.5425 | 102.8984 | 283.8374
2029 | 9 | 2 | 7 | 41.4474 | 104.5404 | 298.5204
2029 | 9 | 2 | 8 | 43.6181 | 112.3734 | 329.2635
2029 | 9 | 2 | 9 | 46.3068 | 121.5694 | 354.737
2029 | 9 | 2 | 10 | 47.9504 | 134.5085 | 360.7686
2029 | 9 | 2 | 11 | 49.8805 | 138.0927 | 360.3059
2029 | 9 | 2 | 12 | 50.178 | 133.1982 | 354.4598
2029 | 9 | 2 | 13 | 50.9306 | 134.6832 | 355.2009
2029 | 9 | 2 | 14 | 52.3382 | 141.9446 | 350.3056
2029 | 9 | 2 | 15 | 54.9069 | 130.5322 | 353.2786
2029 | 9 | 2 | 16 | 58.417 | 134.9269 | 371.5035
2029 | 9 | 2 | 17 | 59.9943 | 132.8984 | 401.5851
2029 | 9 | 2 | 18 | 58.239 | 138.1915 | 416.7101
2029 | 9 | 2 | 19 | 56.7614 | 134.1148 | 414.4497
2029 | 9 | 2 | 20 | 53.4482 | 128.0723 | 410.3218
2029 | 9 | 2 | 21 | 46.6769 | 123.7391 | 381.6356
2029 | 9 | 2 | 22 | 41.1804 | 118.9313 | 350.6358
2029 | 9 | 2 | 23 | 38.8978 | 112.2237 | 321.4972
2029 | 9 | 3 | 0 | 39.4993 | 109.1936 | 308.6047
2029 | 9 | 3 | 1 | 35.9535 | 105.3776 | 300.4107
2029 | 9 | 3 | 2 | 35.152 | 102.5771 | 292.3826
2029 | 9 | 3 | 3 | 35.3448 | 101.9265 | 286.8309
2029 | 9 | 3 | 4 | 36.0257 | 101.842 | 287.1994
2029 | 9 | 3 | 5 | 37.8414 | 102.9873 | 288.2841
2029 | 9 | 3 | 6 | 39.4353 | 110.648 | 282.8696
2029 | 9 | 3 | 7 | 39.9006 | 110.3607 | 297.295
2029 | 9 | 3 | 8 | 42.5828 | 107.4806 | 333.2159
2029 | 9 | 3 | 9 | 46.6381 | 115.9416 | 370.7405
2029 | 9 | 3 | 10 | 49.5602 | 124.3102 | 394.9654
2029 | 9 | 3 | 11 | 52.2394 | 147.913 | 399.5217
2029 | 9 | 3 | 12 | 51.9632 | 142.737 | 388.6925
2029 | 9 | 3 | 13 | 52.6651 | 142.6331 | 390.3726
2029 | 9 | 3 | 14 | 53.6744 | 131.6647 | 378.8314
2029 | 9 | 3 | 15 | 55.9401 | 126.5237 | 390.8785
2029 | 9 | 3 | 16 | 59.8527 | 138.9037 | 402.556
2029 | 9 | 3 | 17 | 61.8618 | 138.6855 | 432.5298
2029 | 9 | 3 | 18 | 57.3383 | 131.8429 | 454.4207
2029 | 9 | 3 | 19 | 55.9175 | 130.5559 | 447.5626
2029 | 9 | 3 | 20 | 52.677 | 127.3241 | 437.8674
2029 | 9 | 3 | 21 | 45.8628 | 127.3375 | 402.4668
2029 | 9 | 3 | 22 | 40.3411 | 118.6139 | 365.7202
2029 | 9 | 3 | 23 | 38.4933 | 109.0774 | 330.2723
2029 | 9 | 4 | 0 | 38.9099 | 108.0446 | 304.7387
2029 | 9 | 4 | 1 | 40.0481 | 109.4378 | 302.4614
2029 | 9 | 4 | 2 | 39.3612 | 106.131 | 293.8629
2029 | 9 | 4 | 3 | 39.113 | 105.1496 | 288.6911
2029 | 9 | 4 | 4 | 40.9079 | 106.3112 | 290.2028
2029 | 9 | 4 | 5 | 44.0831 | 111.2839 | 298.2923
2029 | 9 | 4 | 6 | 47.3083 | 129.6117 | 320.2568
2029 | 9 | 4 | 7 | 48.8611 | 143.1963 | 350.1973
2029 | 9 | 4 | 8 | 49.2985 | 153.0278 | 368.4658
2029 | 9 | 4 | 9 | 50.262 | 155.9348 | 377.3119
2029 | 9 | 4 | 10 | 51.4133 | 160.7525 | 375.2111
2029 | 9 | 4 | 11 | 52.7803 | 162.6206 | 370.4412
2029 | 9 | 4 | 12 | 52.3843 | 163.2534 | 345.8208
2029 | 9 | 4 | 13 | 52.6013 | 164.9345 | 340.9643
2029 | 9 | 4 | 14 | 53.3159 | 160.6821 | 338.2816
2029 | 9 | 4 | 15 | 54.9915 | 152.0684 | 341.7416
2029 | 9 | 4 | 16 | 58.3093 | 154.7437 | 360.5767
2029 | 9 | 4 | 17 | 60.4861 | 145.6234 | 390.9595
2029 | 9 | 4 | 18 | 59.0756 | 142.0758 | 409.3464
2029 | 9 | 4 | 19 | 57.8539 | 140.7813 | 417.157
2029 | 9 | 4 | 20 | 56.0962 | 139.2866 | 416.0294
2029 | 9 | 4 | 21 | 49.7689 | 134.6654 | 385.3833
2029 | 9 | 4 | 22 | 44.318 | 126.2016 | 352.2819
2029 | 9 | 4 | 23 | 41.4427 | 114.1525 | 321.5302
2029 | 9 | 5 | 0 | 41.1985 | 107.5575 | 310.9467
2029 | 9 | 5 | 1 | 42.175 | 110.1285 | 299.3091
2029 | 9 | 5 | 2 | 41.2378 | 106.6168 | 291.3002
2029 | 9 | 5 | 3 | 40.827 | 105.3132 | 286.7364
2029 | 9 | 5 | 4 | 42.4075 | 106.5363 | 289.1089
2029 | 9 | 5 | 5 | 45.6931 | 111.7163 | 298.3964
2029 | 9 | 5 | 6 | 49.9301 | 124.1301 | 316.608
2029 | 9 | 5 | 7 | 52.0114 | 137.8651 | 343.9274
2029 | 9 | 5 | 8 | 53.0358 | 148.5798 | 353.6923
2029 | 9 | 5 | 9 | 55.1737 | 157.3961 | 355.4302
2029 | 9 | 5 | 10 | 57.4829 | 166.8447 | 351.3994
2029 | 9 | 5 | 11 | 60.2722 | 166.7954 | 352.413
2029 | 9 | 5 | 12 | 62.209 | 161.2811 | 345.7652
2029 | 9 | 5 | 13 | 63.7852 | 164.346 | 351.5661
2029 | 9 | 5 | 14 | 65.3642 | 167.2665 | 355.4567
2029 | 9 | 5 | 15 | 67.7831 | 159.9871 | 359.5317
2029 | 9 | 5 | 16 | 71.2121 | 159.6535 | 377.8141
2029 | 9 | 5 | 17 | 72.8595 | 151.3346 | 414.6287
2029 | 9 | 5 | 18 | 70.5302 | 148.0346 | 442.7598
2029 | 9 | 5 | 19 | 68.9312 | 147.1655 | 443.7596
2029 | 9 | 5 | 20 | 66.2086 | 142.1849 | 444.044
2029 | 9 | 5 | 21 | 59.0056 | 137.0762 | 414.1721
2029 | 9 | 5 | 22 | 52.4458 | 127.7285 | 379.1844
2029 | 9 | 5 | 23 | 48.2776 | 116.4966 | 345.9961
2029 | 9 | 6 | 0 | 46.6904 | 112.5928 | 332.3536
2029 | 9 | 6 | 1 | 44.9577 | 102.8553 | 314.352
2029 | 9 | 6 | 2 | 43.4347 | 100.1556 | 305.2803
2029 | 9 | 6 | 3 | 42.6336 | 98.9862 | 299.7685
2029 | 9 | 6 | 4 | 43.7477 | 99.2817 | 301.1705
2029 | 9 | 6 | 5 | 46.4242 | 104.004 | 309.0326
2029 | 9 | 6 | 6 | 51.3724 | 124.0224 | 325.2692
2029 | 9 | 6 | 7 | 53.8252 | 137.5821 | 356.1076
2029 | 9 | 6 | 8 | 55.6562 | 148.1541 | 371.5769
2029 | 9 | 6 | 9 | 58.0033 | 156.2327 | 375.9765
2029 | 9 | 6 | 10 | 59.7396 | 166.2678 | 373.3923
2029 | 9 | 6 | 11 | 61.5192 | 167.619 | 377.8386
2029 | 9 | 6 | 12 | 62.7958 | 158.0704 | 371.2054
2029 | 9 | 6 | 13 | 64.5175 | 161.8488 | 371.5559
2029 | 9 | 6 | 14 | 66.7167 | 161.1849 | 373.6475
2029 | 9 | 6 | 15 | 70.0008 | 151.8111 | 379.6394
2029 | 9 | 6 | 16 | 73.8041 | 152.6585 | 398.0517
2029 | 9 | 6 | 17 | 75.7139 | 143.1894 | 433.3058
2029 | 9 | 6 | 18 | 71.7284 | 133.6932 | 463.2503
2029 | 9 | 6 | 19 | 69.6557 | 133.8984 | 466.7299
2029 | 9 | 6 | 20 | 64.9865 | 127.0583 | 461.9905
2029 | 9 | 6 | 21 | 56.9226 | 122.8349 | 429.4463
2029 | 9 | 6 | 22 | 50.1289 | 114.7979 | 392.3351
2029 | 9 | 6 | 23 | 45.9107 | 105.419 | 356.2589
2029 | 9 | 7 | 0 | 45.7308 | 107.1664 | 337.3522
2029 | 9 | 7 | 1 | 43.9442 | 100.4512 | 317.8132
2029 | 9 | 7 | 2 | 42.5769 | 97.1884 | 307.3931
2029 | 9 | 7 | 3 | 41.8775 | 96.2523 | 301.2507
2029 | 9 | 7 | 4 | 43.0451 | 97.1272 | 302.0546
2029 | 9 | 7 | 5 | 45.8807 | 101.1414 | 309.8216
2029 | 9 | 7 | 6 | 49.9834 | 120.079 | 332.1451
2029 | 9 | 7 | 7 | 52.4489 | 132.836 | 363.4748
2029 | 9 | 7 | 8 | 54.6129 | 142.5731 | 383.5736
2029 | 9 | 7 | 9 | 57.3988 | 151.7856 | 396.1328
2029 | 9 | 7 | 10 | 59.7353 | 158.8071 | 394.4844
2029 | 9 | 7 | 11 | 62.0813 | 156.9887 | 388.4525
2029 | 9 | 7 | 12 | 63.349 | 150.2407 | 392.4397
2029 | 9 | 7 | 13 | 65.1242 | 152.4375 | 391.804
2029 | 9 | 7 | 14 | 67.0228 | 154.1303 | 387.2357
2029 | 9 | 7 | 15 | 69.9202 | 145.916 | 387.208
2029 | 9 | 7 | 16 | 73.2311 | 143.8657 | 395.185
2029 | 9 | 7 | 17 | 74.7218 | 135.3542 | 415.5709
2029 | 9 | 7 | 18 | 72.6373 | 128.6335 | 434.1926
2029 | 9 | 7 | 19 | 70.4869 | 129.1263 | 430.4513
2029 | 9 | 7 | 20 | 66.3821 | 124.9693 | 428.2961
2029 | 9 | 7 | 21 | 58.8879 | 120.9379 | 399.2985
2029 | 9 | 7 | 22 | 52.6039 | 112.8683 | 371.5193
2029 | 9 | 7 | 23 | 48.4182 | 100.3749 | 344.8472
2029 | 9 | 8 | 0 | 46.172 | 95.7666 | 332.166
2029 | 9 | 8 | 1 | 42.4543 | 92.0436 | 310.7227
2029 | 9 | 8 | 2 | 40.6253 | 89.5654 | 302.4631
2029 | 9 | 8 | 3 | 39.7616 | 89.2332 | 296.087
2029 | 9 | 8 | 4 | 39.9281 | 88.642 | 294.1862
2029 | 9 | 8 | 5 | 41.7079 | 89.7581 | 295.4569
2029 | 9 | 8 | 6 | 44.2262 | 98.1197 | 294.0622
2029 | 9 | 8 | 7 | 46.5736 | 99.5351 | 319.6531
2029 | 9 | 8 | 8 | 50.5489 | 110.7521 | 356.5765
2029 | 9 | 8 | 9 | 55.3231 | 120.8238 | 377.9005
2029 | 9 | 8 | 10 | 58.5835 | 130.1435 | 380.5089
2029 | 9 | 8 | 11 | 61.6525 | 131.078 | 368.632
2029 | 9 | 8 | 12 | 62.9676 | 125.4336 | 341.7275
2029 | 9 | 8 | 13 | 64.6485 | 125.1381 | 336.7521
2029 | 9 | 8 | 14 | 66.5272 | 133.8796 | 337.0311
2029 | 9 | 8 | 15 | 69.1484 | 128.739 | 341.8616
2029 | 9 | 8 | 16 | 72.2317 | 123.9706 | 352.1668
2029 | 9 | 8 | 17 | 73.309 | 121.4764 | 385.0182
2029 | 9 | 8 | 18 | 69.8677 | 115.3412 | 419.9637
2029 | 9 | 8 | 19 | 67.5851 | 115.7597 | 415.8712
2029 | 9 | 8 | 20 | 61.7903 | 109.1209 | 407.4029
2029 | 9 | 8 | 21 | 53.9194 | 107.4308 | 378.9721
2029 | 9 | 8 | 22 | 48.1589 | 102.6746 | 353.3717
2029 | 9 | 8 | 23 | 45.1969 | 96.4663 | 330.6832
2029 | 9 | 9 | 0 | 43.9812 | 97.3029 | 316.4184
2029 | 9 | 9 | 1 | 41.2499 | 95.1509 | 297.2662
2029 | 9 | 9 | 2 | 39.6064 | 92.6098 | 290.3604
2029 | 9 | 9 | 3 | 38.8148 | 92.1007 | 286.0026
2029 | 9 | 9 | 4 | 38.913 | 91.8887 | 286.5466
2029 | 9 | 9 | 5 | 40.4323 | 92.3302 | 290.0807
2029 | 9 | 9 | 6 | 42.5827 | 101.2681 | 288.4468
2029 | 9 | 9 | 7 | 44.6391 | 102.199 | 307.1315
2029 | 9 | 9 | 8 | 48.7353 | 110.7293 | 336.5111
2029 | 9 | 9 | 9 | 53.8876 | 119.4231 | 363.1012
2029 | 9 | 9 | 10 | 57.7984 | 130.8771 | 370.1478
2029 | 9 | 9 | 11 | 61.2992 | 134.4424 | 367.173
2029 | 9 | 9 | 12 | 62.9874 | 130.6307 | 296.7519
2029 | 9 | 9 | 13 | 64.9976 | 133.4436 | 295.562
2029 | 9 | 9 | 14 | 67.1613 | 142.7769 | 293.3744
2029 | 9 | 9 | 15 | 70.3072 | 136.8698 | 301.4163
2029 | 9 | 9 | 16 | 73.9767 | 136.6158 | 321.2212
2029 | 9 | 9 | 17 | 75.7619 | 135.7431 | 365.7976
2029 | 9 | 9 | 18 | 72.7755 | 137.2907 | 411.9975
2029 | 9 | 9 | 19 | 70.7599 | 135.7078 | 421.2733
2029 | 9 | 9 | 20 | 65 | 130.0631 | 419.127
2029 | 9 | 9 | 21 | 56.5272 | 126.8468 | 391.2887
2029 | 9 | 9 | 22 | 49.864 | 120.6823 | 361.472
2029 | 9 | 9 | 23 | 46.3749 | 112.8797 | 332.6926
2029 | 9 | 10 | 0 | 45.2183 | 106.4394 | 314.2607
2029 | 9 | 10 | 1 | 44.3663 | 102.9448 | 311.2941
2029 | 9 | 10 | 2 | 43.1625 | 100.6418 | 308.369
2029 | 9 | 10 | 3 | 42.7604 | 100.5922 | 307.198
2029 | 9 | 10 | 4 | 44.0511 | 101.4638 | 311.4187
2029 | 9 | 10 | 5 | 47.4054 | 106.4681 | 323.6368
2029 | 9 | 10 | 6 | 52.3575 | 127.5547 | 343.2317
2029 | 9 | 10 | 7 | 55.7041 | 143.0371 | 375.3398
2029 | 9 | 10 | 8 | 58.8165 | 159.9721 | 387.9276
2029 | 9 | 10 | 9 | 62.5586 | 168.868 | 391.6169
2029 | 9 | 10 | 10 | 65.6652 | 179.8744 | 386.2482
2029 | 9 | 10 | 11 | 68.9554 | 181.1296 | 380.2685
2029 | 9 | 10 | 12 | 71.0689 | 178.6998 | 333.4725
2029 | 9 | 10 | 13 | 73.7848 | 181.9564 | 328.6825
2029 | 9 | 10 | 14 | 76.5306 | 180.3715 | 325.2268
2029 | 9 | 10 | 15 | 80.2991 | 172.1314 | 327.1986
2029 | 9 | 10 | 16 | 84.3731 | 176.2503 | 345.5163
2029 | 9 | 10 | 17 | 86.0164 | 166.8423 | 389.296
2029 | 9 | 10 | 18 | 75.3726 | 159.7698 | 422.6046
2029 | 9 | 10 | 19 | 73.1783 | 157.7453 | 437.9875
2029 | 9 | 10 | 20 | 68.8915 | 151.4519 | 438.4347
2029 | 9 | 10 | 21 | 60.9057 | 144.1272 | 409.8373
2029 | 9 | 10 | 22 | 53.8255 | 133.4177 | 378.9794
2029 | 9 | 10 | 23 | 49.3969 | 122.3178 | 350.9788
2029 | 9 | 11 | 0 | 49.4947 | 116.9803 | 335.3704
2029 | 9 | 11 | 1 | 46.7259 | 109.6557 | 319.721
2029 | 9 | 11 | 2 | 45.2358 | 106.1295 | 315.6196
2029 | 9 | 11 | 3 | 44.535 | 104.7441 | 313.5168
2029 | 9 | 11 | 4 | 45.7332 | 104.4616 | 317.01
2029 | 9 | 11 | 5 | 48.9984 | 108.9291 | 328.2392
2029 | 9 | 11 | 6 | 53.4586 | 129.6392 | 346.5791
2029 | 9 | 11 | 7 | 56.2515 | 144.8506 | 377.2461
2029 | 9 | 11 | 8 | 58.2314 | 157.7826 | 380.4127
2029 | 9 | 11 | 9 | 60.6198 | 166.1873 | 370.9219
2029 | 9 | 11 | 10 | 62.5218 | 176.5851 | 356.7956
2029 | 9 | 11 | 11 | 64.7932 | 182.1957 | 348.8189
2029 | 9 | 11 | 12 | 66.0868 | 179.8992 | 327.9016
2029 | 9 | 11 | 13 | 67.6547 | 182.8647 | 323.0857
2029 | 9 | 11 | 14 | 69.3884 | 178.2983 | 319.9339
2029 | 9 | 11 | 15 | 71.7599 | 171.4018 | 322.3085
2029 | 9 | 11 | 16 | 74.8864 | 178.4222 | 340.0171
2029 | 9 | 11 | 17 | 75.9456 | 168.9942 | 377.8683
2029 | 9 | 11 | 18 | 70.9756 | 159.6362 | 411.7033
2029 | 9 | 11 | 19 | 69.2079 | 157.0122 | 420.2421
2029 | 9 | 11 | 20 | 65.5355 | 150.5423 | 417.7055
2029 | 9 | 11 | 21 | 57.9621 | 143.5681 | 387.6245
2029 | 9 | 11 | 22 | 51.3151 | 133.311 | 356.4286
2029 | 9 | 11 | 23 | 47.2269 | 121.9567 | 328.5289
2029 | 9 | 12 | 0 | 44.9794 | 115.3572 | 314.2934
2029 | 9 | 12 | 1 | 45.4749 | 114.633 | 304.015
2029 | 9 | 12 | 2 | 44.1898 | 110.5546 | 299.5697
2029 | 9 | 12 | 3 | 43.6031 | 108.5704 | 297.0754
2029 | 9 | 12 | 4 | 44.8772 | 108.344 | 301.0083
2029 | 9 | 12 | 5 | 48.2707 | 113.0793 | 312.8902
2029 | 9 | 12 | 6 | 54.4102 | 130.7445 | 332.694
2029 | 9 | 12 | 7 | 56.9973 | 145.8504 | 366.3751
2029 | 9 | 12 | 8 | 58.3507 | 156.7381 | 384.0107
2029 | 9 | 12 | 9 | 60.3 | 164.3232 | 392.9346
2029 | 9 | 12 | 10 | 61.728 | 172.2543 | 387.3409
2029 | 9 | 12 | 11 | 63.4113 | 176.6361 | 377.6601
2029 | 9 | 12 | 12 | 63.7103 | 174.9165 | 356.6719
2029 | 9 | 12 | 13 | 63.663 | 177.4649 | 353.9904
2029 | 9 | 12 | 14 | 63.5464 | 173.2003 | 354.5372
2029 | 9 | 12 | 15 | 64.5796 | 166.3953 | 358.5189
2029 | 9 | 12 | 16 | 66.8652 | 171.1519 | 375.8714
2029 | 9 | 12 | 17 | 67.0866 | 161.0774 | 404.4469
2029 | 9 | 12 | 18 | 68.1096 | 159.8877 | 423.0208
2029 | 9 | 12 | 19 | 66.4889 | 157.5747 | 426.158
2029 | 9 | 12 | 20 | 63.1844 | 150.9758 | 422.2424
2029 | 9 | 12 | 21 | 55.9958 | 144.7715 | 390.9703
2029 | 9 | 12 | 22 | 49.5168 | 134.088 | 357.8398
2029 | 9 | 12 | 23 | 45.8573 | 122.757 | 329.3837
2029 | 9 | 13 | 0 | 45.8826 | 119.0329 | 315.1171
2029 | 9 | 13 | 1 | 43.6838 | 111.9687 | 306.2686
2029 | 9 | 13 | 2 | 42.4223 | 108.436 | 301.6351
2029 | 9 | 13 | 3 | 41.8879 | 106.7488 | 299.3927
2029 | 9 | 13 | 4 | 43.0416 | 106.5965 | 303.2041
2029 | 9 | 13 | 5 | 46.1391 | 111.462 | 314.3881
2029 | 9 | 13 | 6 | 51.1849 | 131.5746 | 332.1953
2029 | 9 | 13 | 7 | 53.6576 | 146.6058 | 364.4008
2029 | 9 | 13 | 8 | 54.9741 | 158.5375 | 373.3885
2029 | 9 | 13 | 9 | 56.5568 | 166.6629 | 370.4033
2029 | 9 | 13 | 10 | 57.5064 | 178.2058 | 359.1136
2029 | 9 | 13 | 11 | 58.6271 | 183.479 | 353.2762
2029 | 9 | 13 | 12 | 59.1863 | 178.3361 | 351.876
2029 | 9 | 13 | 13 | 59.7606 | 182.3568 | 349.2657
2029 | 9 | 13 | 14 | 60.7105 | 177.1721 | 349.99
2029 | 9 | 13 | 15 | 62.7879 | 168.34 | 355.2086
2029 | 9 | 13 | 16 | 65.4271 | 174.8862 | 370.2634
2029 | 9 | 13 | 17 | 66.158 | 163.8208 | 398.9016
2029 | 9 | 13 | 18 | 62.812 | 157.8842 | 414.2977
2029 | 9 | 13 | 19 | 61.581 | 156.8488 | 423.374
2029 | 9 | 13 | 20 | 57.7275 | 149.7869 | 421.6731
2029 | 9 | 13 | 21 | 50.48 | 143.7339 | 392.4739
2029 | 9 | 13 | 22 | 44.6529 | 133.4398 | 361.5103
2029 | 9 | 13 | 23 | 41.6699 | 122.5439 | 332.8438
2029 | 9 | 14 | 0 | 41.7141 | 117.5454 | 318.1498
2029 | 9 | 14 | 1 | 40.3846 | 113.9327 | 298.9102
2029 | 9 | 14 | 2 | 39.568 | 109.3977 | 292.9374
2029 | 9 | 14 | 3 | 39.3054 | 107.9055 | 289.8213
2029 | 9 | 14 | 4 | 40.7101 | 108.3083 | 293.2228
2029 | 9 | 14 | 5 | 43.7691 | 112.6081 | 303.8674
2029 | 9 | 14 | 6 | 49.4803 | 131.759 | 324.6351
2029 | 9 | 14 | 7 | 51.6408 | 146.4793 | 356.9924
2029 | 9 | 14 | 8 | 52.7248 | 157.1023 | 368.7622
2029 | 9 | 14 | 9 | 54.3253 | 164.242 | 370.9239
2029 | 9 | 14 | 10 | 55.0863 | 173.7453 | 361.2752
2029 | 9 | 14 | 11 | 55.9973 | 180.6876 | 353.0287
2029 | 9 | 14 | 12 | 55.8672 | 178.7655 | 354.7449
2029 | 9 | 14 | 13 | 56.3609 | 181.1047 | 352.5265
2029 | 9 | 14 | 14 | 57.0373 | 172.559 | 353.4515
2029 | 9 | 14 | 15 | 59.1338 | 160.4553 | 357.9707
2029 | 9 | 14 | 16 | 62.0154 | 165.7576 | 371.1361
2029 | 9 | 14 | 17 | 63.1037 | 153.063 | 395.8357
2029 | 9 | 14 | 18 | 60.7163 | 138.8966 | 417.6368
2029 | 9 | 14 | 19 | 59.6246 | 136.4431 | 420.4805
2029 | 9 | 14 | 20 | 55.9606 | 132.8644 | 414.0032
2029 | 9 | 14 | 21 | 49.0771 | 129.5368 | 383.9979
2029 | 9 | 14 | 22 | 43.888 | 120.0487 | 356.7702
2029 | 9 | 14 | 23 | 41.256 | 108.9851 | 332.4701
2029 | 9 | 15 | 0 | 41.3837 | 112.4872 | 316.0059
2029 | 9 | 15 | 1 | 37.8371 | 100.3583 | 300.4152
2029 | 9 | 15 | 2 | 36.7036 | 96.6952 | 293.3832
2029 | 9 | 15 | 3 | 36.3471 | 95.3456 | 288.6275
2029 | 9 | 15 | 4 | 36.8597 | 95.4249 | 288.8241
2029 | 9 | 15 | 5 | 38.8082 | 96.4958 | 292.4057
2029 | 9 | 15 | 6 | 41.9147 | 110.6934 | 298.0163
2029 | 9 | 15 | 7 | 43.2465 | 113.1712 | 320.0056
2029 | 9 | 15 | 8 | 45.2087 | 114.9595 | 345.6375
2029 | 9 | 15 | 9 | 47.6393 | 117.6862 | 363.2215
2029 | 9 | 15 | 10 | 48.5888 | 119.3906 | 362.8775
2029 | 9 | 15 | 11 | 49.8556 | 128.6442 | 360.8447
2029 | 9 | 15 | 12 | 48.1643 | 123.5884 | 343.9285
2029 | 9 | 15 | 13 | 47.385 | 120.4138 | 337.7598
2029 | 9 | 15 | 14 | 47.0971 | 119.2681 | 332.2373
2029 | 9 | 15 | 15 | 47.6987 | 108.9642 | 337.7123
2029 | 9 | 15 | 16 | 49.706 | 105.2636 | 352.4342
2029 | 9 | 15 | 17 | 50.3475 | 99.5636 | 386.9007
2029 | 9 | 15 | 18 | 48.1935 | 84.6546 | 406.6707
2029 | 9 | 15 | 19 | 47.5581 | 86.153 | 408.7273
2029 | 9 | 15 | 20 | 44.8882 | 81.9109 | 398.7237
2029 | 9 | 15 | 21 | 39.5188 | 85.6535 | 369.582
2029 | 9 | 15 | 22 | 35.9263 | 80.46 | 345.8198
2029 | 9 | 15 | 23 | 34.9679 | 76.4421 | 324.4133
2029 | 9 | 16 | 0 | 36.6475 | 86.9245 | 312.5917
2029 | 9 | 16 | 1 | 36.9152 | 88.8588 | 304.8353
2029 | 9 | 16 | 2 | 35.9381 | 85.9566 | 299.772
2029 | 9 | 16 | 3 | 35.6693 | 86.1437 | 296.4346
2029 | 9 | 16 | 4 | 36.1979 | 88.0845 | 298.0833
2029 | 9 | 16 | 5 | 37.9115 | 89.2137 | 302.4392
2029 | 9 | 16 | 6 | 40.4844 | 101.3635 | 296.5687
2029 | 9 | 16 | 7 | 42.45 | 101.8296 | 317.3115
2029 | 9 | 16 | 8 | 45.6232 | 105.9752 | 349.8249
2029 | 9 | 16 | 9 | 49.1932 | 107.6473 | 382.4975
2029 | 9 | 16 | 10 | 51.521 | 109.8409 | 393.5856
2029 | 9 | 16 | 11 | 53.1126 | 113.3379 | 391.236
2029 | 9 | 16 | 12 | 53.4245 | 112.9115 | 374.0344
2029 | 9 | 16 | 13 | 53.8445 | 113.418 | 373.6041
2029 | 9 | 16 | 14 | 54.2256 | 118.9003 | 374.7215
2029 | 9 | 16 | 15 | 55.974 | 113.0444 | 384.9955
2029 | 9 | 16 | 16 | 58.74 | 105.512 | 401.7597
2029 | 9 | 16 | 17 | 60.3931 | 102.0918 | 434.083
2029 | 9 | 16 | 18 | 58.1819 | 98.7087 | 446.4824
2029 | 9 | 16 | 19 | 57.3847 | 99.5245 | 447.5116
2029 | 9 | 16 | 20 | 53.1788 | 97.2038 | 437.3147
2029 | 9 | 16 | 21 | 46.3602 | 97.7883 | 405.7905
2029 | 9 | 16 | 22 | 41.1621 | 93.4135 | 375.1738
2029 | 9 | 16 | 23 | 39.2387 | 88.2181 | 346.7836
2029 | 9 | 17 | 0 | 39.9134 | 86.3637 | 328.6877
2029 | 9 | 17 | 1 | 39.1709 | 95.9463 | 311.4239
2029 | 9 | 17 | 2 | 38.7781 | 93.8302 | 307.2597
2029 | 9 | 17 | 3 | 38.9086 | 94.2665 | 305.2143
2029 | 9 | 17 | 4 | 40.676 | 97.4534 | 308.7676
2029 | 9 | 17 | 5 | 44.0317 | 102.7076 | 320.4848
2029 | 9 | 17 | 6 | 49.1543 | 124.3127 | 337.5547
2029 | 9 | 17 | 7 | 51.5354 | 138.7621 | 370.1577
2029 | 9 | 17 | 8 | 51.7311 | 150.7871 | 382.0005
2029 | 9 | 17 | 9 | 51.8089 | 156.2141 | 385.8759
2029 | 9 | 17 | 10 | 51.927 | 161.8266 | 380.0442
2029 | 9 | 17 | 11 | 52.5945 | 162.4828 | 374.6936
2029 | 9 | 17 | 12 | 53.0255 | 158.4625 | 369.7625
2029 | 9 | 17 | 13 | 53.2756 | 160.9949 | 369.8437
2029 | 9 | 17 | 14 | 53.9435 | 158.0408 | 368.3676
2029 | 9 | 17 | 15 | 56.2899 | 151.294 | 369.9348
2029 | 9 | 17 | 16 | 60.0849 | 148.0099 | 382.6985
2029 | 9 | 17 | 17 | 62.3352 | 138.9953 | 412.8378
2029 | 9 | 17 | 18 | 61.5072 | 120.2372 | 424.7191
2029 | 9 | 17 | 19 | 60.8343 | 124.3166 | 432.941
2029 | 9 | 17 | 20 | 57.2092 | 119.0962 | 425.5479
2029 | 9 | 17 | 21 | 50.0715 | 118.8944 | 393.3867
2029 | 9 | 17 | 22 | 44.2776 | 110.2071 | 361.7469
2029 | 9 | 17 | 23 | 40.9839 | 100.7764 | 333.739
2029 | 9 | 18 | 0 | 41.8949 | 102.9368 | 315.8378
2029 | 9 | 18 | 1 | 40.6827 | 100.7658 | 302.5451
2029 | 9 | 18 | 2 | 40.0449 | 97.6486 | 297.3269
2029 | 9 | 18 | 3 | 39.9164 | 97.0926 | 294.3109
2029 | 9 | 18 | 4 | 41.5057 | 99.5786 | 296.9499
2029 | 9 | 18 | 5 | 44.7624 | 104.9484 | 307.8795
2029 | 9 | 18 | 6 | 49.6751 | 120.8288 | 328.2609
2029 | 9 | 18 | 7 | 51.7518 | 134.101 | 361.7781
2029 | 9 | 18 | 8 | 52.0127 | 144.1054 | 379.4325
2029 | 9 | 18 | 9 | 52.2764 | 146.9201 | 385.8884
2029 | 9 | 18 | 10 | 52.6606 | 152.9257 | 379.1086
2029 | 9 | 18 | 11 | 53.45 | 154.4391 | 371.1565
2029 | 9 | 18 | 12 | 55.0542 | 152.7944 | 346.6806
2029 | 9 | 18 | 13 | 55.5862 | 155.8782 | 345.501
2029 | 9 | 18 | 14 | 56.4335 | 158.6969 | 345.8974
2029 | 9 | 18 | 15 | 58.548 | 151.7895 | 351.3589
2029 | 9 | 18 | 16 | 61.8212 | 147.4278 | 367.5448
2029 | 9 | 18 | 17 | 63.9161 | 138.1052 | 398.674
2029 | 9 | 18 | 18 | 63.2078 | 133.4565 | 428.097
2029 | 9 | 18 | 19 | 62.8782 | 135.577 | 430.7562
2029 | 9 | 18 | 20 | 59.4933 | 128.0945 | 420.8316
2029 | 9 | 18 | 21 | 52.3601 | 125.2361 | 387.5381
2029 | 9 | 18 | 22 | 46.3143 | 116.4391 | 354.9238
2029 | 9 | 18 | 23 | 42.8493 | 105.3891 | 326.7314
2029 | 9 | 19 | 0 | 42.747 | 104.455 | 313.8957
2029 | 9 | 19 | 1 | 42.1524 | 102.7929 | 292.4875
2029 | 9 | 19 | 2 | 41.3674 | 99.2522 | 287.2466
2029 | 9 | 19 | 3 | 41.1703 | 97.9192 | 283.8839
2029 | 9 | 19 | 4 | 42.7712 | 99.2413 | 287.209
2029 | 9 | 19 | 5 | 46.364 | 104.2423 | 297.7851
2029 | 9 | 19 | 6 | 52.092 | 122.532 | 322.2508
2029 | 9 | 19 | 7 | 54.3446 | 136.3985 | 353.8268
2029 | 9 | 19 | 8 | 54.7562 | 147.6493 | 365.3575
2029 | 9 | 19 | 9 | 55.9053 | 154.724 | 367.9746
2029 | 9 | 19 | 10 | 57.3578 | 162.0682 | 359.9001
2029 | 9 | 19 | 11 | 59.2742 | 164.0119 | 354.4196
2029 | 9 | 19 | 12 | 60.4288 | 159.0547 | 322.4731
2029 | 9 | 19 | 13 | 61.148 | 161.8423 | 318.703
2029 | 9 | 19 | 14 | 61.8551 | 163.6137 | 319.2616
2029 | 9 | 19 | 15 | 63.6887 | 156.4064 | 324.7025
2029 | 9 | 19 | 16 | 66.7406 | 152.64 | 341.9994
2029 | 9 | 19 | 17 | 67.8483 | 141.9894 | 379.4871
2029 | 9 | 19 | 18 | 68.7772 | 125.4563 | 408.9539
2029 | 9 | 19 | 19 | 68.4426 | 126.8621 | 421.8157
2029 | 9 | 19 | 20 | 65.2912 | 121.0199 | 416.4591
2029 | 9 | 19 | 21 | 57.8513 | 120.599 | 385.6883
2029 | 9 | 19 | 22 | 51.2087 | 111.504 | 353.7487
2029 | 9 | 19 | 23 | 47.316 | 101.1963 | 323.7881
2029 | 9 | 20 | 0 | 46.4193 | 107.0162 | 308.6744
2029 | 9 | 20 | 1 | 44.6926 | 103.7741 | 290.0449
2029 | 9 | 20 | 2 | 43.5377 | 100.2638 | 284.7755
2029 | 9 | 20 | 3 | 43.1355 | 99.0361 | 282.5718
2029 | 9 | 20 | 4 | 44.5094 | 101.38 | 287.0468
2029 | 9 | 20 | 5 | 47.9192 | 107.0369 | 298.3059
2029 | 9 | 20 | 6 | 52.7123 | 121.8956 | 321.3346
2029 | 9 | 20 | 7 | 55.1324 | 133.6204 | 353.335
2029 | 9 | 20 | 8 | 55.8066 | 143.3391 | 364.4665
2029 | 9 | 20 | 9 | 57.0681 | 146.2172 | 366.7105
2029 | 9 | 20 | 10 | 58.4836 | 149.7633 | 360.7836
2029 | 9 | 20 | 11 | 60.388 | 149.2408 | 356.6799
2029 | 9 | 20 | 12 | 61.1263 | 145.9078 | 308.4535
2029 | 9 | 20 | 13 | 61.7874 | 148.2877 | 305.29
2029 | 9 | 20 | 14 | 62.5705 | 146.4347 | 306.274
2029 | 9 | 20 | 15 | 64.3955 | 138.7249 | 311.6253
2029 | 9 | 20 | 16 | 67.1242 | 134.3369 | 329.0989
2029 | 9 | 20 | 17 | 67.5479 | 123.1092 | 367.919
2029 | 9 | 20 | 18 | 65.5591 | 119.9301 | 404.2249
2029 | 9 | 20 | 19 | 65.2311 | 124.0648 | 420.6175
2029 | 9 | 20 | 20 | 62.2101 | 114.5482 | 416.658
2029 | 9 | 20 | 21 | 55.1341 | 113.127 | 386.2581
2029 | 9 | 20 | 22 | 49.0149 | 105.408 | 354.7641
2029 | 9 | 20 | 23 | 45.4614 | 94.5825 | 324.7086
2029 | 9 | 21 | 0 | 44.3995 | 100.715 | 308.708
2029 | 9 | 21 | 1 | 46.8209 | 95.7051 | 291.2452
2029 | 9 | 21 | 2 | 45.3698 | 93.4702 | 285.0391
2029 | 9 | 21 | 3 | 44.6818 | 92.9575 | 282.0659
2029 | 9 | 21 | 4 | 45.7914 | 95.2392 | 285.473
2029 | 9 | 21 | 5 | 49.0296 | 100.3543 | 295.7298
2029 | 9 | 21 | 6 | 55.5341 | 122.3034 | 317.4667
2029 | 9 | 21 | 7 | 58.8824 | 135.3971 | 347.9259
2029 | 9 | 21 | 8 | 61.2511 | 141.4029 | 356.4666
2029 | 9 | 21 | 9 | 64.1543 | 144.3353 | 355.2234
2029 | 9 | 21 | 10 | 66.5512 | 148.9074 | 346.001
2029 | 9 | 21 | 11 | 69.0857 | 149.539 | 339.8102
2029 | 9 | 21 | 12 | 70.6548 | 145.66 | 326.0098
2029 | 9 | 21 | 13 | 71.6481 | 145.7726 | 324.826
2029 | 9 | 21 | 14 | 72.0573 | 146.1454 | 325.4707
2029 | 9 | 21 | 15 | 73.537 | 139.3242 | 328.3918
2029 | 9 | 21 | 16 | 75.6426 | 130.4702 | 342.7483
2029 | 9 | 21 | 17 | 75.3005 | 120.7871 | 375.8034
2029 | 9 | 21 | 18 | 70.7744 | 113.4978 | 416.1647
2029 | 9 | 21 | 19 | 69.4536 | 116.2386 | 423.7466
2029 | 9 | 21 | 20 | 65.8055 | 111.8952 | 413.4394
2029 | 9 | 21 | 21 | 58.9795 | 111.0828 | 382.416
2029 | 9 | 21 | 22 | 52.9669 | 104.707 | 354.423
2029 | 9 | 21 | 23 | 49.1799 | 93.1346 | 328.886
2029 | 9 | 22 | 0 | 49.2485 | 89.9358 | 311.8204
2029 | 9 | 22 | 1 | 46.4449 | 84.5523 | 293.6354
2029 | 9 | 22 | 2 | 44.1258 | 82.8133 | 286.4661
2029 | 9 | 22 | 3 | 42.9458 | 83.0703 | 281.64
2029 | 9 | 22 | 4 | 42.7484 | 84.3986 | 281.0969
2029 | 9 | 22 | 5 | 44.3742 | 85.6472 | 283.684
2029 | 9 | 22 | 6 | 47.037 | 98.7912 | 286.4971
2029 | 9 | 22 | 7 | 50.0772 | 100.7404 | 312.0848
2029 | 9 | 22 | 8 | 53.7721 | 110.2759 | 350.5543
2029 | 9 | 22 | 9 | 57.1557 | 112.6313 | 378.807
2029 | 9 | 22 | 10 | 58.5303 | 115.747 | 383.7076
2029 | 9 | 22 | 11 | 59.3851 | 114.9325 | 377.5989
2029 | 9 | 22 | 12 | 57.9288 | 108.0608 | 358.2824
2029 | 9 | 22 | 13 | 57.1291 | 106.5029 | 353.0926
2029 | 9 | 22 | 14 | 55.8671 | 112.5089 | 352.7731
2029 | 9 | 22 | 15 | 55.906 | 111.6333 | 358.7762
2029 | 9 | 22 | 16 | 57.4413 | 98.0464 | 372.242
2029 | 9 | 22 | 17 | 58.0453 | 94.4313 | 401.7754
2029 | 9 | 22 | 18 | 56.2998 | 91.7531 | 418.2314
2029 | 9 | 22 | 19 | 55.1088 | 97.48 | 418.3119
2029 | 9 | 22 | 20 | 49.7642 | 91.4823 | 402.1982
2029 | 9 | 22 | 21 | 43.3331 | 92.7896 | 371.8437
2029 | 9 | 22 | 22 | 39.2175 | 88.7617 | 346.6868
2029 | 9 | 22 | 23 | 37.8361 | 83.6776 | 324.6117
2029 | 9 | 23 | 0 | 39.3175 | 83.7543 | 311.1958
2029 | 9 | 23 | 1 | 37.3311 | 83.0633 | 296.3831
2029 | 9 | 23 | 2 | 36.7075 | 81.2447 | 291.2081
2029 | 9 | 23 | 3 | 36.7115 | 81.719 | 287.4548
2029 | 9 | 23 | 4 | 37.2225 | 83.0643 | 288.0958
2029 | 9 | 23 | 5 | 39.1631 | 83.8738 | 291.7114
2029 | 9 | 23 | 6 | 42.1737 | 95.1106 | 288.3476
2029 | 9 | 23 | 7 | 43.9059 | 96.8795 | 311.7604
2029 | 9 | 23 | 8 | 46.1281 | 101.1628 | 350.554
2029 | 9 | 23 | 9 | 48.4733 | 102.4234 | 379.1968
2029 | 9 | 23 | 10 | 49.4015 | 107.1653 | 383.2965
2029 | 9 | 23 | 11 | 50.7197 | 107.3598 | 369.852
2029 | 9 | 23 | 12 | 52.604 | 100.5891 | 337.9565
2029 | 9 | 23 | 13 | 52.9542 | 99.9588 | 334.5325
2029 | 9 | 23 | 14 | 53.2874 | 106.5804 | 337.4003
2029 | 9 | 23 | 15 | 55.3803 | 105.1584 | 348.7015
2029 | 9 | 23 | 16 | 58.4179 | 96.0605 | 365.7794
2029 | 9 | 23 | 17 | 59.4423 | 94.5823 | 402.1745
2029 | 9 | 23 | 18 | 57.3012 | 94.1175 | 419.7145
2029 | 9 | 23 | 19 | 56.9542 | 99.2214 | 426.0721
2029 | 9 | 23 | 20 | 52.3121 | 93.6796 | 413.6094
2029 | 9 | 23 | 21 | 45.0841 | 93.2304 | 383.2907
2029 | 9 | 23 | 22 | 39.712 | 89.3181 | 353.0665
2029 | 9 | 23 | 23 | 37.8516 | 83.5536 | 325.1536
2029 | 9 | 24 | 0 | 38.3385 | 85.3892 | 308.1528
2029 | 9 | 24 | 1 | 39.9063 | 85.5077 | 302.8564
2029 | 9 | 24 | 2 | 39.5287 | 84.3598 | 300.095
2029 | 9 | 24 | 3 | 39.7942 | 85.6552 | 299.5763
2029 | 9 | 24 | 4 | 41.3742 | 89.6095 | 304.2919
2029 | 9 | 24 | 5 | 44.8891 | 94.1828 | 317.8305
2029 | 9 | 24 | 6 | 50.183 | 117.3714 | 335.6045
2029 | 9 | 24 | 7 | 52.2926 | 131.3208 | 368.8004
2029 | 9 | 24 | 8 | 52.5837 | 144.4955 | 378.4214
2029 | 9 | 24 | 9 | 53.172 | 145.3589 | 376.2525
2029 | 9 | 24 | 10 | 53.6255 | 148.9219 | 363.9419
2029 | 9 | 24 | 11 | 54.5422 | 144.8956 | 353.8295
2029 | 9 | 24 | 12 | 55.7989 | 139.1007 | 375.8961
2029 | 9 | 24 | 13 | 56.5936 | 139.9941 | 376.5121
2029 | 9 | 24 | 14 | 57.845 | 142.246 | 375.8105
2029 | 9 | 24 | 15 | 59.7841 | 136.2727 | 378.0142
2029 | 9 | 24 | 16 | 62.7085 | 128.6946 | 392.0773
2029 | 9 | 24 | 17 | 64.2783 | 119.7506 | 422.3985
2029 | 9 | 24 | 18 | 63.6665 | 110.5622 | 437.4345
2029 | 9 | 24 | 19 | 63.3539 | 116.7723 | 445.0583
2029 | 9 | 24 | 20 | 58.9802 | 109.1675 | 432.2295
2029 | 9 | 24 | 21 | 51.3864 | 108.6923 | 398.7564
2029 | 9 | 24 | 22 | 45.3305 | 102.8267 | 366.3424
2029 | 9 | 24 | 23 | 42.1832 | 93.6234 | 337.9137
2029 | 9 | 25 | 0 | 42.4376 | 93.2041 | 315.8794
2029 | 9 | 25 | 1 | 40.4683 | 90.3498 | 308.6328
2029 | 9 | 25 | 2 | 39.7961 | 88.0463 | 304.3451
2029 | 9 | 25 | 3 | 39.6369 | 88.1973 | 302.0141
2029 | 9 | 25 | 4 | 41.2585 | 91.3491 | 304.6256
2029 | 9 | 25 | 5 | 44.5109 | 95.6153 | 316.0328
2029 | 9 | 25 | 6 | 49.6716 | 117.439 | 335.2817
2029 | 9 | 25 | 7 | 52.144 | 131.688 | 368.6471
2029 | 9 | 25 | 8 | 52.5627 | 141.2814 | 379.1459
2029 | 9 | 25 | 9 | 52.9288 | 142.2667 | 378.0228
2029 | 9 | 25 | 10 | 53.1607 | 147.1483 | 366.8818
2029 | 9 | 25 | 11 | 53.772 | 144.1193 | 357.2289
2029 | 9 | 25 | 12 | 54.3648 | 134.5837 | 341.0392
2029 | 9 | 25 | 13 | 54.6807 | 135.6795 | 338.629
2029 | 9 | 25 | 14 | 55.0943 | 138.7276 | 337.8381
2029 | 9 | 25 | 15 | 57.3663 | 132.3305 | 341.752
2029 | 9 | 25 | 16 | 61.1944 | 125.1321 | 358.8005
2029 | 9 | 25 | 17 | 63.3701 | 116.5535 | 395.476
2029 | 9 | 25 | 18 | 62.9012 | 114.565 | 412.6158
2029 | 9 | 25 | 19 | 62.7445 | 120.1198 | 426.736
2029 | 9 | 25 | 20 | 58.7112 | 112.118 | 417.8925
2029 | 9 | 25 | 21 | 51.3469 | 111.7882 | 387.4551
2029 | 9 | 25 | 22 | 45.3048 | 105.0182 | 356.5316
2029 | 9 | 25 | 23 | 42.1564 | 95.1988 | 329.0546
2029 | 9 | 26 | 0 | 42.5526 | 92.9991 | 318.3254
2029 | 9 | 26 | 1 | 40.5747 | 92.9399 | 305.3785
2029 | 9 | 26 | 2 | 39.9887 | 89.8631 | 301.436
2029 | 9 | 26 | 3 | 39.9265 | 89.2847 | 299.5248
2029 | 9 | 26 | 4 | 41.5093 | 92.3551 | 303.8714
2029 | 9 | 26 | 5 | 44.8678 | 96.7816 | 316.1334
2029 | 9 | 26 | 6 | 49.7586 | 113.9752 | 336.7332
2029 | 9 | 26 | 7 | 51.9817 | 127.0449 | 367.7906
2029 | 9 | 26 | 8 | 51.6959 | 136.0601 | 371.3781
2029 | 9 | 26 | 9 | 51.541 | 139.0408 | 362.5396
2029 | 9 | 26 | 10 | 51.5552 | 141.7615 | 347.6609
2029 | 9 | 26 | 11 | 52.2257 | 137.4683 | 339.6866
2029 | 9 | 26 | 12 | 52.3017 | 132.8209 | 345.6924
2029 | 9 | 26 | 13 | 52.8251 | 133.8476 | 343.1517
2029 | 9 | 26 | 14 | 53.8379 | 138.4019 | 344.9746
2029 | 9 | 26 | 15 | 56.3967 | 132.0825 | 350.4274
2029 | 9 | 26 | 16 | 60.2063 | 123.6791 | 367.5156
2029 | 9 | 26 | 17 | 62.2436 | 113.9283 | 399.9936
2029 | 9 | 26 | 18 | 61.9961 | 105.2576 | 424.338
2029 | 9 | 26 | 19 | 61.9724 | 110.5511 | 430.3214
2029 | 9 | 26 | 20 | 58.4387 | 103.1183 | 419.7894
2029 | 9 | 26 | 21 | 51.3482 | 104.5471 | 387.9472
2029 | 9 | 26 | 22 | 45.5106 | 98.8248 | 355.0714
2029 | 9 | 26 | 23 | 42.0551 | 89.4774 | 326.7743
2029 | 9 | 27 | 0 | 42.3102 | 93.3778 | 310.451
2029 | 9 | 27 | 1 | 41.9814 | 91.0661 | 298.7754
2029 | 9 | 27 | 2 | 41.1937 | 88.9163 | 294.02
2029 | 9 | 27 | 3 | 41.016 | 88.4007 | 291.3367
2029 | 9 | 27 | 4 | 42.3926 | 90.9894 | 294.578
2029 | 9 | 27 | 5 | 45.6324 | 96.7892 | 306.0155
2029 | 9 | 27 | 6 | 50.4791 | 112.3813 | 325.083
2029 | 9 | 27 | 7 | 52.9004 | 124.1446 | 361.6858
2029 | 9 | 27 | 8 | 53.6191 | 132.4783 | 384.9369
2029 | 9 | 27 | 9 | 54.7916 | 135.0629 | 396.3704
2029 | 9 | 27 | 10 | 56.1606 | 140.0031 | 389.9861
2029 | 9 | 27 | 11 | 57.7639 | 135.7479 | 381.1014
2029 | 9 | 27 | 12 | 58.9434 | 133.5898 | 327.3816
2029 | 9 | 27 | 13 | 60.1708 | 134.6187 | 323.9501
2029 | 9 | 27 | 14 | 61.5286 | 138.7138 | 325.869
2029 | 9 | 27 | 15 | 64.1721 | 131.7048 | 333.671
2029 | 9 | 27 | 16 | 67.5865 | 122.9369 | 350.1096
2029 | 9 | 27 | 17 | 69.4213 | 112.5982 | 386.0929
2029 | 9 | 27 | 18 | 67.9152 | 103.9493 | 415.9528
2029 | 9 | 27 | 19 | 67.599 | 108.2403 | 425.8464
2029 | 9 | 27 | 20 | 63.5347 | 100.9786 | 417.2561
2029 | 9 | 27 | 21 | 56.0523 | 102.0945 | 387.0876
2029 | 9 | 27 | 22 | 49.5117 | 97.9343 | 356.1735
2029 | 9 | 27 | 23 | 45.675 | 88.1395 | 327.5409
2029 | 9 | 28 | 0 | 45.7869 | 91.4497 | 312.3609
2029 | 9 | 28 | 1 | 42.5024 | 91.4758 | 298.3289
2029 | 9 | 28 | 2 | 41.4559 | 88.2855 | 292.9611
2029 | 9 | 28 | 3 | 41.0493 | 88.2518 | 290.362
2029 | 9 | 28 | 4 | 42.3484 | 91.1449 | 294.0449
2029 | 9 | 28 | 5 | 45.4853 | 95.225 | 304.9107
2029 | 9 | 28 | 6 | 50.3059 | 114.1508 | 324.4281
2029 | 9 | 28 | 7 | 53.1263 | 126.3209 | 356.0932
2029 | 9 | 28 | 8 | 54.3773 | 134.8012 | 359.7574
2029 | 9 | 28 | 9 | 55.5753 | 137.1937 | 349.1394
2029 | 9 | 28 | 10 | 56.3438 | 140.004 | 334.0209
2029 | 9 | 28 | 11 | 56.9036 | 137.0267 | 327.1549
2029 | 9 | 28 | 12 | 55.3922 | 140.2496 | 323.6817
2029 | 9 | 28 | 13 | 55.6106 | 141.525 | 321.0544
2029 | 9 | 28 | 14 | 55.8752 | 144.7475 | 322.967
2029 | 9 | 28 | 15 | 57.7514 | 137.2498 | 328.729
2029 | 9 | 28 | 16 | 60.8425 | 129.2893 | 343.2218
2029 | 9 | 28 | 17 | 61.8818 | 119.4816 | 376.5272
2029 | 9 | 28 | 18 | 60.9412 | 106.0549 | 402.5018
2029 | 9 | 28 | 19 | 60.5064 | 111.709 | 414.6965
2029 | 9 | 28 | 20 | 56.616 | 104.4017 | 406.3963
2029 | 9 | 28 | 21 | 49.6249 | 106.2044 | 377.4923
2029 | 9 | 28 | 22 | 44.2177 | 98.2649 | 351.5702
2029 | 9 | 28 | 23 | 41.3084 | 85.2726 | 327.1052
2029 | 9 | 29 | 0 | 41.1418 | 86.2671 | 312.9678
2029 | 9 | 29 | 1 | 37.4737 | 82.5446 | 301.198
2029 | 9 | 29 | 2 | 36.4182 | 80.4128 | 293.3815
2029 | 9 | 29 | 3 | 36.1713 | 80.5311 | 289.654
2029 | 9 | 29 | 4 | 36.6295 | 81.0053 | 289.1116
2029 | 9 | 29 | 5 | 38.6307 | 82.623 | 291.8507
2029 | 9 | 29 | 6 | 41.5027 | 92.7501 | 301.0013
2029 | 9 | 29 | 7 | 43.6984 | 94.9329 | 324.8239
2029 | 9 | 29 | 8 | 46.4974 | 100.9955 | 350.2726
2029 | 9 | 29 | 9 | 49.1467 | 103.822 | 369.406
2029 | 9 | 29 | 10 | 50.0863 | 107.7829 | 371.0372
2029 | 9 | 29 | 11 | 51.1205 | 110.47 | 372.7023
2029 | 9 | 29 | 12 | 49.7224 | 111.6653 | 368.981
2029 | 9 | 29 | 13 | 49.8131 | 109.6382 | 360.4507
2029 | 9 | 29 | 14 | 49.8984 | 117.7799 | 354.9837
2029 | 9 | 29 | 15 | 51.5241 | 113.2736 | 359.736
2029 | 9 | 29 | 16 | 54.3841 | 102.9486 | 372.682
2029 | 9 | 29 | 17 | 55.5324 | 99.236 | 402.7358
2029 | 9 | 29 | 18 | 54.1835 | 93.7688 | 412.6524
2029 | 9 | 29 | 19 | 53.3637 | 98.4878 | 407.6667
2029 | 9 | 29 | 20 | 49.0122 | 89.7548 | 390.0042
2029 | 9 | 29 | 21 | 42.9077 | 92.8046 | 361.1381
2029 | 9 | 29 | 22 | 38.3889 | 88.3872 | 337.2307
2029 | 9 | 29 | 23 | 36.8431 | 81.5458 | 316.103
2029 | 9 | 30 | 0 | 37.6148 | 82.0178 | 315.5055
2029 | 9 | 30 | 1 | 33.7112 | 80.5808 | 289.4279
2029 | 9 | 30 | 2 | 33.0208 | 78.6279 | 280.6391
2029 | 9 | 30 | 3 | 32.9553 | 79.0794 | 275.3571
2029 | 9 | 30 | 4 | 33.4182 | 80.7976 | 273.9548
2029 | 9 | 30 | 5 | 35.0324 | 81.0717 | 274.3047
2029 | 9 | 30 | 6 | 37.7509 | 92.4154 | 273.359
2029 | 9 | 30 | 7 | 39.3456 | 93.0707 | 291.2912
2029 | 9 | 30 | 8 | 41.2376 | 99.2861 | 317.626
2029 | 9 | 30 | 9 | 43.3966 | 101.1592 | 339.2257
2029 | 9 | 30 | 10 | 44.363 | 104.1932 | 341.947
2029 | 9 | 30 | 11 | 45.5054 | 106.476 | 338.1137
2029 | 9 | 30 | 12 | 45.1042 | 97.1288 | 335.1487
2029 | 9 | 30 | 13 | 45.4942 | 98.2583 | 328.8123
2029 | 9 | 30 | 14 | 46.1159 | 111.5269 | 322.3519
2029 | 9 | 30 | 15 | 48.1776 | 108.6032 | 321.9718
2029 | 9 | 30 | 16 | 51.351 | 94.3721 | 332.9829
2029 | 9 | 30 | 17 | 53.1283 | 92.2038 | 362.9866
2029 | 9 | 30 | 18 | 52.4274 | 94.5979 | 370.5297
2029 | 9 | 30 | 19 | 51.9817 | 97.6064 | 362.2381
2029 | 9 | 30 | 20 | 48.079 | 90.4185 | 350.1766
2029 | 9 | 30 | 21 | 41.6515 | 93.4032 | 321.7629
2029 | 9 | 30 | 22 | 36.8638 | 90.0678 | 297.0043
2029 | 9 | 30 | 23 | 35.0287 | 85.2229 | 275.2541
2029 | 10 | 1 | 0 | 35.6849 | 85.01 | 278.6431
2029 | 10 | 1 | 1 | 34.0687 | 86.0187 | 268.2229
2029 | 10 | 1 | 2 | 33.8023 | 85.9093 | 263.6945
2029 | 10 | 1 | 3 | 34.0225 | 87.3434 | 261.0863
2029 | 10 | 1 | 4 | 35.539 | 90.788 | 263.6987
2029 | 10 | 1 | 5 | 38.7855 | 97.3882 | 274.2434
2029 | 10 | 1 | 6 | 43.2895 | 112.2176 | 294.4544
2029 | 10 | 1 | 7 | 45.1737 | 125.9394 | 330.5701
2029 | 10 | 1 | 8 | 45.4843 | 134.9794 | 353.8261
2029 | 10 | 1 | 9 | 46.2103 | 138.4321 | 371.24
2029 | 10 | 1 | 10 | 46.781 | 142.875 | 372.5601
2029 | 10 | 1 | 11 | 47.7213 | 137.7919 | 369.7878
2029 | 10 | 1 | 12 | 48.4707 | 137.483 | 350.4486
2029 | 10 | 1 | 13 | 49.0758 | 135.1515 | 350.1724
2029 | 10 | 1 | 14 | 50.5517 | 138.3612 | 346.811
2029 | 10 | 1 | 15 | 53.1954 | 135.0308 | 348.0823
2029 | 10 | 1 | 16 | 56.8426 | 120.7419 | 362.6681
2029 | 10 | 1 | 17 | 58.8038 | 113.6976 | 392.2987
2029 | 10 | 1 | 18 | 55.9871 | 98.3854 | 415.8166
2029 | 10 | 1 | 19 | 56.0919 | 104.8994 | 421.4928
2029 | 10 | 1 | 20 | 51.426 | 97.1873 | 403.9728
2029 | 10 | 1 | 21 | 44.5 | 98.1067 | 372.3797
2029 | 10 | 1 | 22 | 39.1835 | 93.5644 | 342.4143
2029 | 10 | 1 | 23 | 36.3284 | 84.5609 | 314.2261
2029 | 10 | 2 | 0 | 36.9117 | 91.7654 | 301.4412
2029 | 10 | 2 | 1 | 33.3639 | 91.0822 | 284.7056
2029 | 10 | 2 | 2 | 32.807 | 89.7977 | 280.8732
2029 | 10 | 2 | 3 | 32.711 | 90.4417 | 278.8105
2029 | 10 | 2 | 4 | 34.0079 | 92.5442 | 281.3397
2029 | 10 | 2 | 5 | 36.8915 | 98.56 | 291.2496
2029 | 10 | 2 | 6 | 40.9719 | 119.7123 | 306.2613
2029 | 10 | 2 | 7 | 42.8169 | 135.0831 | 340.8547
2029 | 10 | 2 | 8 | 43.2893 | 143.2499 | 363.7995
2029 | 10 | 2 | 9 | 44.2685 | 146.1583 | 378.37
2029 | 10 | 2 | 10 | 45.0002 | 150.4991 | 380.5623
2029 | 10 | 2 | 11 | 46.173 | 150.6172 | 378.3999
2029 | 10 | 2 | 12 | 47.049 | 141.9012 | 372.1497
2029 | 10 | 2 | 13 | 47.8006 | 140.5333 | 374.0391
2029 | 10 | 2 | 14 | 49.2192 | 144.7902 | 371.6902
2029 | 10 | 2 | 15 | 51.7344 | 137.3198 | 372.0072
2029 | 10 | 2 | 16 | 55.2173 | 128.2119 | 386.039
2029 | 10 | 2 | 17 | 57.1038 | 121.3418 | 410.1275
2029 | 10 | 2 | 18 | 53.7544 | 104.8169 | 415.6192
2029 | 10 | 2 | 19 | 53.8708 | 111.151 | 419.7131
2029 | 10 | 2 | 20 | 49.6703 | 102.8922 | 402.8363
2029 | 10 | 2 | 21 | 43.2132 | 103.6208 | 373.1052
2029 | 10 | 2 | 22 | 38.218 | 96.3108 | 344.2474
2029 | 10 | 2 | 23 | 35.4968 | 86.9999 | 317.4163
2029 | 10 | 3 | 0 | 35.8423 | 93.3752 | 305.276
2029 | 10 | 3 | 1 | 31.8699 | 95.9957 | 278.0184
2029 | 10 | 3 | 2 | 31.296 | 94.0717 | 274.1032
2029 | 10 | 3 | 3 | 31.1398 | 94.2111 | 271.3436
2029 | 10 | 3 | 4 | 32.2593 | 95.9048 | 272.9589
2029 | 10 | 3 | 5 | 34.9082 | 101.2927 | 282.234
2029 | 10 | 3 | 6 | 39.2301 | 119.2225 | 297.8446
2029 | 10 | 3 | 7 | 40.9161 | 133.6626 | 330.354
2029 | 10 | 3 | 8 | 40.9628 | 140.6382 | 352.605
2029 | 10 | 3 | 9 | 41.5682 | 143.7975 | 368.2231
2029 | 10 | 3 | 10 | 41.8564 | 145.8725 | 368.9605
2029 | 10 | 3 | 11 | 42.646 | 144.4155 | 365.5088
2029 | 10 | 3 | 12 | 44.0386 | 141.8666 | 358.2572
2029 | 10 | 3 | 13 | 44.2328 | 141.553 | 360.5405
2029 | 10 | 3 | 14 | 44.7891 | 137.2921 | 358.5735
2029 | 10 | 3 | 15 | 46.3641 | 132.3497 | 359.4903
2029 | 10 | 3 | 16 | 48.8818 | 127.3622 | 371.6203
2029 | 10 | 3 | 17 | 49.9302 | 118.3565 | 394.5601
2029 | 10 | 3 | 18 | 50.2098 | 107.1618 | 394.893
2029 | 10 | 3 | 19 | 50.2353 | 112.1652 | 397.4343
2029 | 10 | 3 | 20 | 46.2793 | 105.685 | 379.6994
2029 | 10 | 3 | 21 | 40.3032 | 106.6505 | 351.3274
2029 | 10 | 3 | 22 | 35.8572 | 100.9286 | 322.9801
2029 | 10 | 3 | 23 | 33.4372 | 91.5054 | 296.7325
2029 | 10 | 4 | 0 | 32.9784 | 96.5867 | 285.9049
2029 | 10 | 4 | 1 | 31.5645 | 95.7711 | 273.3856
2029 | 10 | 4 | 2 | 31.0575 | 93.9386 | 269.0936
2029 | 10 | 4 | 3 | 30.9399 | 94.2796 | 267.0684
2029 | 10 | 4 | 4 | 32.0361 | 95.9644 | 269.9501
2029 | 10 | 4 | 5 | 34.7041 | 101.0216 | 280.0499
2029 | 10 | 4 | 6 | 39.2123 | 117.9409 | 301.5051
2029 | 10 | 4 | 7 | 41.0622 | 132.1833 | 333.6679
2029 | 10 | 4 | 8 | 41.6194 | 140.7108 | 346.8571
2029 | 10 | 4 | 9 | 42.7764 | 141.8212 | 350.6039
2029 | 10 | 4 | 10 | 43.4696 | 146.4029 | 344.7738
2029 | 10 | 4 | 11 | 44.3606 | 142.977 | 340.7107
2029 | 10 | 4 | 12 | 45.3635 | 136.3845 | 325.5293
2029 | 10 | 4 | 13 | 45.6255 | 136.6301 | 324.1685
2029 | 10 | 4 | 14 | 46.0897 | 132.4983 | 323.0187
2029 | 10 | 4 | 15 | 47.5867 | 125.9653 | 326.2981
2029 | 10 | 4 | 16 | 49.7176 | 123.3233 | 340.4537
2029 | 10 | 4 | 17 | 50.6347 | 114.2212 | 366.8683
2029 | 10 | 4 | 18 | 50.7871 | 111.3435 | 382.016
2029 | 10 | 4 | 19 | 50.9135 | 118.3502 | 388.3674
2029 | 10 | 4 | 20 | 47.0047 | 109.7522 | 375.2187
2029 | 10 | 4 | 21 | 41.0819 | 108.259 | 348.4305
2029 | 10 | 4 | 22 | 36.5731 | 103.6084 | 321.2672
2029 | 10 | 4 | 23 | 34.083 | 96.7285 | 295.6408
2029 | 10 | 5 | 0 | 33.1544 | 96.444 | 287.3808
2029 | 10 | 5 | 1 | 31.6932 | 93.0479 | 274.7428
2029 | 10 | 5 | 2 | 31.1087 | 89.6091 | 270.1306
2029 | 10 | 5 | 3 | 30.9358 | 90.3683 | 267.9248
2029 | 10 | 5 | 4 | 31.966 | 94.2203 | 270.6936
2029 | 10 | 5 | 5 | 34.5715 | 97.9204 | 280.3648
2029 | 10 | 5 | 6 | 38.6658 | 120.0748 | 304.1966
2029 | 10 | 5 | 7 | 40.5091 | 134.8009 | 335.9957
2029 | 10 | 5 | 8 | 41.2275 | 142.9062 | 347.847
2029 | 10 | 5 | 9 | 42.4685 | 142.546 | 349.4845
2029 | 10 | 5 | 10 | 43.162 | 142.8074 | 342.2578
2029 | 10 | 5 | 11 | 43.9317 | 137.9326 | 335.3278
2029 | 10 | 5 | 12 | 43.9007 | 135.6672 | 335.0092
2029 | 10 | 5 | 13 | 44.0531 | 136.0078 | 333.1479
2029 | 10 | 5 | 14 | 44.4085 | 131.8298 | 331.3113
2029 | 10 | 5 | 15 | 45.5388 | 123.4528 | 333.4553
2029 | 10 | 5 | 16 | 47.4502 | 116.2836 | 345.4387
2029 | 10 | 5 | 17 | 48.2119 | 106.0564 | 368.2944
2029 | 10 | 5 | 18 | 48.535 | 87.1882 | 385.3722
2029 | 10 | 5 | 19 | 48.3164 | 94.8547 | 388.5952
2029 | 10 | 5 | 20 | 44.4101 | 88.1072 | 372.8089
2029 | 10 | 5 | 21 | 38.914 | 91.506 | 346.6877
2029 | 10 | 5 | 22 | 35.1776 | 84.9599 | 323.3817
2029 | 10 | 5 | 23 | 33.2697 | 75.6928 | 301.4035
2029 | 10 | 6 | 0 | 32.3926 | 81.6811 | 289.9491
2029 | 10 | 6 | 1 | 30.3918 | 88.8724 | 273.1681
2029 | 10 | 6 | 2 | 29.5164 | 87.2285 | 267.6957
2029 | 10 | 6 | 3 | 29.3539 | 87.4288 | 264.1713
2029 | 10 | 6 | 4 | 29.7432 | 88.4089 | 264.7958
2029 | 10 | 6 | 5 | 31.6125 | 89.8604 | 269.6091
2029 | 10 | 6 | 6 | 34.3909 | 100.8941 | 277.2725
2029 | 10 | 6 | 7 | 36.6503 | 105.9386 | 300.9645
2029 | 10 | 6 | 8 | 39.3337 | 109.7925 | 327.9732
2029 | 10 | 6 | 9 | 42.0542 | 117.3829 | 344.7965
2029 | 10 | 6 | 10 | 43.0741 | 122.6022 | 342.4439
2029 | 10 | 6 | 11 | 43.9296 | 120.8812 | 336.008
2029 | 10 | 6 | 12 | 44.2214 | 112.8837 | 322.1066
2029 | 10 | 6 | 13 | 43.9303 | 110.5781 | 316.5541
2029 | 10 | 6 | 14 | 43.6097 | 117.1648 | 311.1051
2029 | 10 | 6 | 15 | 44.414 | 110.1603 | 314.3952
2029 | 10 | 6 | 16 | 46.1442 | 99.2769 | 330.8902
2029 | 10 | 6 | 17 | 46.6022 | 97.3039 | 357.9253
2029 | 10 | 6 | 18 | 45.5555 | 90.4056 | 360.1508
2029 | 10 | 6 | 19 | 45.2933 | 97.2027 | 362.4349
2029 | 10 | 6 | 20 | 40.7108 | 87.2967 | 344.1594
2029 | 10 | 6 | 21 | 35.7882 | 93.1593 | 319.1997
2029 | 10 | 6 | 22 | 32.5119 | 88.3892 | 299.345
2029 | 10 | 6 | 23 | 31.2296 | 85.5661 | 281.64
2029 | 10 | 7 | 0 | 30.671 | 86.9533 | 271.1859
2029 | 10 | 7 | 1 | 29.0266 | 82.7636 | 264.7039
2029 | 10 | 7 | 2 | 28.4053 | 81.3869 | 260.1471
2029 | 10 | 7 | 3 | 28.3405 | 82.0675 | 257.3435
2029 | 10 | 7 | 4 | 28.6833 | 83.931 | 258.614
2029 | 10 | 7 | 5 | 30.4003 | 85.4005 | 263.1799
2029 | 10 | 7 | 6 | 32.9093 | 94.6207 | 264.5476
2029 | 10 | 7 | 7 | 34.5786 | 96.2927 | 283.307
2029 | 10 | 7 | 8 | 37.0006 | 102.4278 | 300.5515
2029 | 10 | 7 | 9 | 39.7352 | 105.9798 | 309.7403
2029 | 10 | 7 | 10 | 41.0716 | 108.2093 | 303.3159
2029 | 10 | 7 | 11 | 42.3351 | 106.3313 | 298.9844
2029 | 10 | 7 | 12 | 42.2839 | 95.8289 | 290.0822
2029 | 10 | 7 | 13 | 42.1555 | 95.9582 | 286.8063
2029 | 10 | 7 | 14 | 42.1798 | 106.3951 | 282.119
2029 | 10 | 7 | 15 | 43.3178 | 108.0315 | 285.7138
2029 | 10 | 7 | 16 | 45.3574 | 89.6008 | 305.1109
2029 | 10 | 7 | 17 | 46.6022 | 89.093 | 342.4426
2029 | 10 | 7 | 18 | 45.9665 | 89.6636 | 360.9019
2029 | 10 | 7 | 19 | 45.7221 | 95.3537 | 365.7837
2029 | 10 | 7 | 20 | 41.3905 | 88.0773 | 349.4828
2029 | 10 | 7 | 21 | 35.8781 | 91.1669 | 323.7257
2029 | 10 | 7 | 22 | 32.1408 | 87.2124 | 299.8025
2029 | 10 | 7 | 23 | 30.8269 | 83.8457 | 277.2213
2029 | 10 | 8 | 0 | 30.725 | 86.4757 | 264.4458
2029 | 10 | 8 | 1 | 29.8481 | 79.2784 | 266.476
2029 | 10 | 8 | 2 | 29.1369 | 78.8375 | 260.6458
2029 | 10 | 8 | 3 | 29.0932 | 79.5828 | 257.401
2029 | 10 | 8 | 4 | 29.4907 | 80.105 | 258.5127
2029 | 10 | 8 | 5 | 31.1969 | 83.3007 | 261.6013
2029 | 10 | 8 | 6 | 33.2561 | 92.5462 | 258.395
2029 | 10 | 8 | 7 | 34.8186 | 91.2085 | 279.6285
2029 | 10 | 8 | 8 | 37.8952 | 92.1792 | 312.0016
2029 | 10 | 8 | 9 | 41.6593 | 99.5686 | 330.9934
2029 | 10 | 8 | 10 | 43.854 | 102.5945 | 323.4251
2029 | 10 | 8 | 11 | 45.1284 | 101.6239 | 319.3439
2029 | 10 | 8 | 12 | 45.2507 | 100.3781 | 316.5789
2029 | 10 | 8 | 13 | 44.8227 | 99.1152 | 310.5007
2029 | 10 | 8 | 14 | 44.5793 | 107.5311 | 307.2493
2029 | 10 | 8 | 15 | 45.2912 | 99.3531 | 309.406
2029 | 10 | 8 | 16 | 46.9517 | 93.105 | 320.6083
2029 | 10 | 8 | 17 | 47.6064 | 89.1458 | 344.4946
2029 | 10 | 8 | 18 | 45.6519 | 83.8932 | 350.953
2029 | 10 | 8 | 19 | 45.506 | 88.5562 | 357.1814
2029 | 10 | 8 | 20 | 41.2118 | 82.8906 | 340.9498
2029 | 10 | 8 | 21 | 36.1641 | 84.1025 | 315.4169
2029 | 10 | 8 | 22 | 32.4069 | 82.1455 | 290.2563
2029 | 10 | 8 | 23 | 31.5108 | 79.7102 | 267.0476
2029 | 10 | 9 | 0 | 31.7091 | 85.1575 | 255.8801
2029 | 10 | 9 | 1 | 32.524 | 96.2308 | 261.7227
2029 | 10 | 9 | 2 | 32.1361 | 93.3547 | 258.5532
2029 | 10 | 9 | 3 | 32.1565 | 94.1297 | 257.134
2029 | 10 | 9 | 4 | 33.5405 | 96.7708 | 260.4114
2029 | 10 | 9 | 5 | 36.5463 | 100.6708 | 271.2655
2029 | 10 | 9 | 6 | 40.3643 | 116.2058 | 294.0309
2029 | 10 | 9 | 7 | 42.642 | 131.3565 | 325.0865
2029 | 10 | 9 | 8 | 42.9857 | 142.2269 | 327.9917
2029 | 10 | 9 | 9 | 43.1173 | 144.3652 | 313.6089
2029 | 10 | 9 | 10 | 43.5865 | 148.0373 | 295.9825
2029 | 10 | 9 | 11 | 44.3918 | 143.8973 | 285.2196
2029 | 10 | 9 | 12 | 44.8594 | 135.6987 | 264.1683
2029 | 10 | 9 | 13 | 44.7486 | 137.0559 | 258.9668
2029 | 10 | 9 | 14 | 45.3443 | 137.8795 | 256.6464
2029 | 10 | 9 | 15 | 46.9462 | 133.1318 | 259.5385
2029 | 10 | 9 | 16 | 49.6212 | 129.7817 | 280.6911
2029 | 10 | 9 | 17 | 51.5318 | 122.7322 | 321.0244
2029 | 10 | 9 | 18 | 51.4425 | 111.4474 | 364.4418
2029 | 10 | 9 | 19 | 50.8872 | 119.3299 | 373.6194
2029 | 10 | 9 | 20 | 46.7125 | 109.4918 | 361.3396
2029 | 10 | 9 | 21 | 41.0899 | 110.8941 | 335.9348
2029 | 10 | 9 | 22 | 36.8248 | 101.7997 | 310.0598
2029 | 10 | 9 | 23 | 34.3297 | 91.5041 | 286.2167
2029 | 10 | 10 | 0 | 34.288 | 98.9761 | 273.5708
2029 | 10 | 10 | 1 | 33.8492 | 96.9454 | 259.0017
2029 | 10 | 10 | 2 | 33.4188 | 93.7553 | 254.3287
2029 | 10 | 10 | 3 | 33.385 | 93.1661 | 251.2776
2029 | 10 | 10 | 4 | 34.7141 | 95.8797 | 253.8711
2029 | 10 | 10 | 5 | 37.7639 | 99.7568 | 263.2734
2029 | 10 | 10 | 6 | 41.8328 | 119.6306 | 283.6418
2029 | 10 | 10 | 7 | 44.02 | 136.0274 | 314.5589
2029 | 10 | 10 | 8 | 44.1424 | 145.9033 | 328.7455
2029 | 10 | 10 | 9 | 44.0867 | 148.993 | 328.3049
2029 | 10 | 10 | 10 | 44.1967 | 151.7542 | 318.4216
2029 | 10 | 10 | 11 | 44.7206 | 146.3884 | 311.977
2029 | 10 | 10 | 12 | 46.2957 | 138.2792 | 292.1345
2029 | 10 | 10 | 13 | 46.144 | 139.4868 | 291.5585
2029 | 10 | 10 | 14 | 46.5491 | 141.3715 | 292.2537
2029 | 10 | 10 | 15 | 48.0832 | 137.1704 | 296.5453
2029 | 10 | 10 | 16 | 50.6956 | 130.5511 | 313.7384
2029 | 10 | 10 | 17 | 52.3976 | 120.9752 | 344.8361
2029 | 10 | 10 | 18 | 52.1863 | 121.0244 | 365.7401
2029 | 10 | 10 | 19 | 51.8141 | 125.5133 | 370.947
2029 | 10 | 10 | 20 | 47.8109 | 117.9368 | 357.216
2029 | 10 | 10 | 21 | 42.3816 | 115.301 | 330.8439
2029 | 10 | 10 | 22 | 37.9399 | 111.8665 | 303.8475
2029 | 10 | 10 | 23 | 35.3826 | 104.0411 | 279.0273
2029 | 10 | 11 | 0 | 35.031 | 100.4427 | 266.0923
2029 | 10 | 11 | 1 | 34.3177 | 93.1705 | 249.9023
2029 | 10 | 11 | 2 | 33.8767 | 92.2926 | 246.1965
2029 | 10 | 11 | 3 | 33.9248 | 92.9336 | 243.7346
2029 | 10 | 11 | 4 | 35.2075 | 94.8799 | 246.0787
2029 | 10 | 11 | 5 | 38.2025 | 101.4802 | 256.0949
2029 | 10 | 11 | 6 | 41.935 | 122.0135 | 275.5428
2029 | 10 | 11 | 7 | 44.1262 | 137.4702 | 312.1726
2029 | 10 | 11 | 8 | 44.3251 | 144.9931 | 337.1591
2029 | 10 | 11 | 9 | 44.3845 | 146.2926 | 346.7788
2029 | 10 | 11 | 10 | 44.6418 | 153.9018 | 338.8437
2029 | 10 | 11 | 11 | 45.1893 | 147.3053 | 328.838
2029 | 10 | 11 | 12 | 45.7639 | 139.2114 | 302.3383
2029 | 10 | 11 | 13 | 45.582 | 137.7788 | 299.0447
2029 | 10 | 11 | 14 | 46.1294 | 143.9263 | 299.4701
2029 | 10 | 11 | 15 | 47.9854 | 138.6844 | 306.9976
2029 | 10 | 11 | 16 | 50.6477 | 127.2695 | 323.7114
2029 | 10 | 11 | 17 | 52.1228 | 120.2491 | 353.1192
2029 | 10 | 11 | 18 | 51.2837 | 118.4904 | 367.7602
2029 | 10 | 11 | 19 | 50.8093 | 123.6844 | 371.5391
2029 | 10 | 11 | 20 | 46.5378 | 113.1581 | 358.1106
2029 | 10 | 11 | 21 | 40.9575 | 112.7963 | 334.2755
2029 | 10 | 11 | 22 | 36.6723 | 106.9594 | 309.9245
2029 | 10 | 11 | 23 | 34.3445 | 97.7414 | 286.0099
2029 | 10 | 12 | 0 | 34.5331 | 98.6966 | 268.4849
2029 | 10 | 12 | 1 | 33.7211 | 100.3223 | 271.8002
2029 | 10 | 12 | 2 | 33.2258 | 98.504 | 268.0609
2029 | 10 | 12 | 3 | 33.2363 | 98.8215 | 266.8786
2029 | 10 | 12 | 4 | 34.5213 | 100.5288 | 270.5944
2029 | 10 | 12 | 5 | 37.5432 | 106.407 | 281.4798
2029 | 10 | 12 | 6 | 41.6441 | 124.6531 | 299.582
2029 | 10 | 12 | 7 | 43.9205 | 138.5518 | 333.6553
2029 | 10 | 12 | 8 | 44.3746 | 142.8992 | 347.7233
2029 | 10 | 12 | 9 | 44.5773 | 144.9137 | 348.2207
2029 | 10 | 12 | 10 | 44.6947 | 145.7479 | 341.2288
2029 | 10 | 12 | 11 | 45.0622 | 145.3152 | 333.7708
2029 | 10 | 12 | 12 | 45.0528 | 137.571 | 303.379
2029 | 10 | 12 | 13 | 44.7107 | 135.945 | 301.0099
2029 | 10 | 12 | 14 | 45.0108 | 133.5847 | 300.4918
2029 | 10 | 12 | 15 | 46.4653 | 123.1244 | 302.3389
2029 | 10 | 12 | 16 | 48.8345 | 118.5962 | 320.7978
2029 | 10 | 12 | 17 | 50.0842 | 111.227 | 354.4831
2029 | 10 | 12 | 18 | 48.7426 | 104.0503 | 378.1227
2029 | 10 | 12 | 19 | 48.4542 | 109.6055 | 392.3675
2029 | 10 | 12 | 20 | 44.6175 | 103.18 | 383.6702
2029 | 10 | 12 | 21 | 39.5881 | 104.8626 | 362.0414
2029 | 10 | 12 | 22 | 35.9113 | 96.7837 | 340.6027
2029 | 10 | 12 | 23 | 33.8381 | 86.5651 | 320.2008
2029 | 10 | 13 | 0 | 33.5406 | 91.9916 | 310.4027
2029 | 10 | 13 | 1 | 32.5228 | 92.861 | 295.8991
2029 | 10 | 13 | 2 | 31.7987 | 91.7149 | 290.7941
2029 | 10 | 13 | 3 | 31.6352 | 92.1886 | 289.4003
2029 | 10 | 13 | 4 | 32.356 | 92.5213 | 291.5262
2029 | 10 | 13 | 5 | 34.268 | 95.2645 | 296.7652
2029 | 10 | 13 | 6 | 37.0844 | 106.357 | 304.4692
2029 | 10 | 13 | 7 | 38.8422 | 111.9068 | 326.01
2029 | 10 | 13 | 8 | 40.4898 | 115.0021 | 340.7234
2029 | 10 | 13 | 9 | 42.2702 | 114.9928 | 338.2138
2029 | 10 | 13 | 10 | 42.8529 | 117.8061 | 325.1292
2029 | 10 | 13 | 11 | 43.3478 | 115.3995 | 311.9638
2029 | 10 | 13 | 12 | 42.4678 | 109.4163 | 293.9078
2029 | 10 | 13 | 13 | 41.6378 | 104.759 | 285.0499
2029 | 10 | 13 | 14 | 41.3916 | 101.647 | 283.2746
2029 | 10 | 13 | 15 | 42.2171 | 97.5333 | 285.9727
2029 | 10 | 13 | 16 | 44.4761 | 94.4776 | 305.7286
2029 | 10 | 13 | 17 | 46.01 | 92.2014 | 343.161
2029 | 10 | 13 | 18 | 45.4612 | 94.1438 | 376.0132
2029 | 10 | 13 | 19 | 45.0832 | 100.2025 | 384.0781
2029 | 10 | 13 | 20 | 41.1248 | 93.6347 | 366.0852
2029 | 10 | 13 | 21 | 36.3839 | 93.0954 | 343.2704
2029 | 10 | 13 | 22 | 33.1462 | 87.7776 | 324.4741
2029 | 10 | 13 | 23 | 31.9421 | 83.6742 | 306.0553
2029 | 10 | 14 | 0 | 32.7567 | 89.6803 | 290.5187
2029 | 10 | 14 | 1 | 31.8288 | 89.3345 | 279.027
2029 | 10 | 14 | 2 | 31.3237 | 88.5063 | 273.2481
2029 | 10 | 14 | 3 | 31.2733 | 88.5636 | 269.9328
2029 | 10 | 14 | 4 | 31.9087 | 88.8795 | 270.4774
2029 | 10 | 14 | 5 | 33.6166 | 91.9863 | 274.2371
2029 | 10 | 14 | 6 | 35.9614 | 98.8787 | 278.0372
2029 | 10 | 14 | 7 | 37.4126 | 103.6591 | 294.3385
2029 | 10 | 14 | 8 | 39.1053 | 100.3442 | 305.5415
2029 | 10 | 14 | 9 | 41.0501 | 101.7839 | 308.6821
2029 | 10 | 14 | 10 | 41.9422 | 105.7606 | 300.2311
2029 | 10 | 14 | 11 | 42.6063 | 106.3293 | 297.6657
2029 | 10 | 14 | 12 | 42.2431 | 100.8593 | 295.5704
2029 | 10 | 14 | 13 | 41.8318 | 100.1325 | 290.6411
2029 | 10 | 14 | 14 | 41.9641 | 100.6517 | 285.7884
2029 | 10 | 14 | 15 | 43.2527 | 98.3253 | 290.4899
2029 | 10 | 14 | 16 | 45.9561 | 93.7698 | 310.9302
2029 | 10 | 14 | 17 | 47.9831 | 95.5605 | 347.909
2029 | 10 | 14 | 18 | 49.0171 | 93.1658 | 371.3189
2029 | 10 | 14 | 19 | 48.1867 | 97.1947 | 367.8308
2029 | 10 | 14 | 20 | 43.7847 | 89.273 | 348.3327
2029 | 10 | 14 | 21 | 38.3554 | 93.0901 | 321.6244
2029 | 10 | 14 | 22 | 34.3466 | 88.7755 | 297.1564
2029 | 10 | 14 | 23 | 32.657 | 84.6175 | 274.8017
2029 | 10 | 15 | 0 | 33.1658 | 90.7539 | 260.9001
2029 | 10 | 15 | 1 | 32.2241 | 91.1083 | 259.9394
2029 | 10 | 15 | 2 | 32.0298 | 90.0805 | 256.4842
2029 | 10 | 15 | 3 | 32.3137 | 91.4036 | 255.04
2029 | 10 | 15 | 4 | 33.72 | 93.8942 | 258.3484
2029 | 10 | 15 | 5 | 36.8921 | 98.3175 | 269.285
2029 | 10 | 15 | 6 | 41.4874 | 119.9426 | 290.2029
2029 | 10 | 15 | 7 | 43.9349 | 137.0247 | 324.9112
2029 | 10 | 15 | 8 | 44.4356 | 149.2235 | 343.5104
2029 | 10 | 15 | 9 | 44.5448 | 150.3579 | 349.8215
2029 | 10 | 15 | 10 | 44.6772 | 153.1724 | 344.5822
2029 | 10 | 15 | 11 | 45.0421 | 147.0797 | 340.0666
2029 | 10 | 15 | 12 | 45.3796 | 143.2323 | 305.5328
2029 | 10 | 15 | 13 | 45.3238 | 143.1444 | 301.4955
2029 | 10 | 15 | 14 | 45.7126 | 139.316 | 300.7602
2029 | 10 | 15 | 15 | 47.2885 | 135.5202 | 305.5712
2029 | 10 | 15 | 16 | 49.9065 | 133.3658 | 325.128
2029 | 10 | 15 | 17 | 51.5427 | 125.9127 | 358.8265
2029 | 10 | 15 | 18 | 50.6898 | 119.9664 | 380.2495
2029 | 10 | 15 | 19 | 50.3084 | 125.4476 | 386.0054
2029 | 10 | 15 | 20 | 46.1699 | 116.4669 | 372.4374
2029 | 10 | 15 | 21 | 40.5531 | 114.9404 | 347.0643
2029 | 10 | 15 | 22 | 36.3285 | 109.3528 | 320.9177
2029 | 10 | 15 | 23 | 34.0992 | 101.8247 | 296.8627
2029 | 10 | 16 | 0 | 33.6373 | 99.1191 | 284.3423
2029 | 10 | 16 | 1 | 32.6492 | 92.7048 | 274.0227
2029 | 10 | 16 | 2 | 32.1453 | 90.9451 | 270.6567
2029 | 10 | 16 | 3 | 32.103 | 91.0486 | 269.2312
2029 | 10 | 16 | 4 | 33.3138 | 93.3719 | 272.3837
2029 | 10 | 16 | 5 | 36.129 | 98.7605 | 282.8343
2029 | 10 | 16 | 6 | 40.0989 | 119.1621 | 302.9586
2029 | 10 | 16 | 7 | 42.4904 | 136.7091 | 335.8175
2029 | 10 | 16 | 8 | 43.0064 | 144.7372 | 348.9109
2029 | 10 | 16 | 9 | 43.1503 | 147.08 | 347.3947
2029 | 10 | 16 | 10 | 43.2524 | 152.3949 | 339.2615
2029 | 10 | 16 | 11 | 43.6377 | 149.4905 | 332.8466
2029 | 10 | 16 | 12 | 41.785 | 143.1361 | 315.6545
2029 | 10 | 16 | 13 | 41.756 | 141.7359 | 312.0787
2029 | 10 | 16 | 14 | 42.1751 | 146.9221 | 311.3654
2029 | 10 | 16 | 15 | 43.8002 | 141.05 | 316.0682
2029 | 10 | 16 | 16 | 46.6917 | 132.8571 | 335.4493
2029 | 10 | 16 | 17 | 48.9493 | 126.1942 | 366.3428
2029 | 10 | 16 | 18 | 49.0124 | 116.885 | 371.9563
2029 | 10 | 16 | 19 | 48.6506 | 118.1329 | 380.889
2029 | 10 | 16 | 20 | 44.8611 | 108.642 | 369.8034
2029 | 10 | 16 | 21 | 39.4152 | 107.479 | 346.2818
2029 | 10 | 16 | 22 | 35.2212 | 102.4728 | 321.2069
2029 | 10 | 16 | 23 | 33.2967 | 94.5658 | 297.7795
2029 | 10 | 17 | 0 | 34.0843 | 96.8792 | 287.5584
2029 | 10 | 17 | 1 | 32.4664 | 98.3099 | 273.6694
2029 | 10 | 17 | 2 | 31.9897 | 95.6393 | 270.1239
2029 | 10 | 17 | 3 | 31.9695 | 95.5612 | 268.1023
2029 | 10 | 17 | 4 | 33.1604 | 98.024 | 271.0017
2029 | 10 | 17 | 5 | 35.9535 | 103.1008 | 281.5007
2029 | 10 | 17 | 6 | 40.0726 | 123.7451 | 303.7615
2029 | 10 | 17 | 7 | 42.2815 | 141.5299 | 335.3265
2029 | 10 | 17 | 8 | 42.2229 | 148.6915 | 347.211
2029 | 10 | 17 | 9 | 42.0451 | 151.3369 | 344.5277
2029 | 10 | 17 | 10 | 41.6939 | 155.0569 | 333.2586
2029 | 10 | 17 | 11 | 42.0385 | 152.4622 | 324.0964
2029 | 10 | 17 | 12 | 41.5902 | 145.2702 | 320.0812
2029 | 10 | 17 | 13 | 41.6372 | 143.726 | 318.038
2029 | 10 | 17 | 14 | 42.2033 | 147.0687 | 318.2383
2029 | 10 | 17 | 15 | 44.2166 | 139.8357 | 322.8496
2029 | 10 | 17 | 16 | 47.5019 | 133.1754 | 341.8938
2029 | 10 | 17 | 17 | 49.4488 | 126.5926 | 371.0089
2029 | 10 | 17 | 18 | 48.7969 | 117.1419 | 385.7408
2029 | 10 | 17 | 19 | 48.5667 | 119.2017 | 384.2527
2029 | 10 | 17 | 20 | 44.9316 | 109.0161 | 367.9806
2029 | 10 | 17 | 21 | 39.5074 | 109.4032 | 341.4246
2029 | 10 | 17 | 22 | 35.244 | 101.3695 | 314.0373
2029 | 10 | 17 | 23 | 33.0049 | 93.1651 | 288.8365
2029 | 10 | 18 | 0 | 33.7058 | 98.8223 | 278.8213
2029 | 10 | 18 | 1 | 32.821 | 99.1823 | 276.4991
2029 | 10 | 18 | 2 | 32.3331 | 97.0766 | 272.8883
2029 | 10 | 18 | 3 | 32.3067 | 97.1131 | 271.7247
2029 | 10 | 18 | 4 | 33.4298 | 99.3921 | 275.2659
2029 | 10 | 18 | 5 | 36.128 | 104.9444 | 286.3713
2029 | 10 | 18 | 6 | 40.2884 | 124.1428 | 304.7677
2029 | 10 | 18 | 7 | 42.5908 | 140.1971 | 338.894
2029 | 10 | 18 | 8 | 42.7821 | 149.784 | 356.115
2029 | 10 | 18 | 9 | 42.774 | 153.0148 | 359.1399
2029 | 10 | 18 | 10 | 42.5409 | 158.5332 | 350.9837
2029 | 10 | 18 | 11 | 42.8842 | 154.8848 | 344.337
2029 | 10 | 18 | 12 | 42.8176 | 147.9344 | 337.2272
2029 | 10 | 18 | 13 | 42.832 | 148.54 | 336.4783
2029 | 10 | 18 | 14 | 43.2847 | 149.5744 | 338.3576
2029 | 10 | 18 | 15 | 45.1187 | 140.2926 | 345.2034
2029 | 10 | 18 | 16 | 48.0008 | 136.9418 | 363.7746
2029 | 10 | 18 | 17 | 49.8415 | 127.9808 | 390.8305
2029 | 10 | 18 | 18 | 48.9988 | 120.2921 | 395.8316
2029 | 10 | 18 | 19 | 48.8131 | 121.7721 | 399.3045
2029 | 10 | 18 | 20 | 45.3227 | 114.0172 | 386.3143
2029 | 10 | 18 | 21 | 40.0887 | 112.7654 | 362.4573
2029 | 10 | 18 | 22 | 35.8716 | 107.7647 | 336.9121
2029 | 10 | 18 | 23 | 33.609 | 99.5753 | 312.3258
2029 | 10 | 19 | 0 | 33.9092 | 104.0176 | 298.4203
2029 | 10 | 19 | 1 | 32.6956 | 103.6664 | 295.0931
2029 | 10 | 19 | 2 | 32.1563 | 101.0223 | 291.4382
2029 | 10 | 19 | 3 | 32.0994 | 101.2995 | 290.4436
2029 | 10 | 19 | 4 | 33.1656 | 103.5542 | 294.0411
2029 | 10 | 19 | 5 | 35.8195 | 108.2792 | 304.7626
2029 | 10 | 19 | 6 | 40.1009 | 129.5554 | 326.9645
2029 | 10 | 19 | 7 | 42.2535 | 146.4659 | 360.9004
2029 | 10 | 19 | 8 | 42.5556 | 152.9702 | 374.8015
2029 | 10 | 19 | 9 | 42.6882 | 154.9788 | 370.3525
2029 | 10 | 19 | 10 | 42.4991 | 158.6987 | 355.0439
2029 | 10 | 19 | 11 | 42.819 | 156.5503 | 341.9132
2029 | 10 | 19 | 12 | 42.7529 | 145.8482 | 306.321
2029 | 10 | 19 | 13 | 42.8375 | 144.5248 | 300.3014
2029 | 10 | 19 | 14 | 43.3554 | 143.736 | 299.3584
2029 | 10 | 19 | 15 | 44.981 | 133.2472 | 303.1514
2029 | 10 | 19 | 16 | 47.5703 | 130.1872 | 324.2852
2029 | 10 | 19 | 17 | 48.9653 | 123.3639 | 362.1593
2029 | 10 | 19 | 18 | 48.5052 | 112.7945 | 393.1218
2029 | 10 | 19 | 19 | 48.195 | 115.7605 | 403.0444
2029 | 10 | 19 | 20 | 44.711 | 108.8824 | 391.9856
2029 | 10 | 19 | 21 | 39.5872 | 109.5362 | 371.1489
2029 | 10 | 19 | 22 | 35.7587 | 104.3471 | 350.2272
2029 | 10 | 19 | 23 | 33.6066 | 93.918 | 330.068
2029 | 10 | 20 | 0 | 33.1899 | 98.1876 | 319.2532
2029 | 10 | 20 | 1 | 31.0344 | 94.3531 | 303.4823
2029 | 10 | 20 | 2 | 30.1864 | 93.2091 | 297.9766
2029 | 10 | 20 | 3 | 29.8776 | 92.9042 | 295.2852
2029 | 10 | 20 | 4 | 30.2106 | 92.9932 | 296.7505
2029 | 10 | 20 | 5 | 31.7412 | 96.0091 | 302.2343
2029 | 10 | 20 | 6 | 33.9338 | 107.3332 | 310.9726
2029 | 10 | 20 | 7 | 35.4873 | 114.6894 | 331.0836
2029 | 10 | 20 | 8 | 37.2403 | 116.3403 | 344.7111
2029 | 10 | 20 | 9 | 39.433 | 120.3751 | 347.0543
2029 | 10 | 20 | 10 | 40.5223 | 124.3282 | 337.0907
2029 | 10 | 20 | 11 | 41.7224 | 121.4837 | 328.2467
2029 | 10 | 20 | 12 | 42.1026 | 117.575 | 334.5647
2029 | 10 | 20 | 13 | 42.0539 | 115.3558 | 327.6434
2029 | 10 | 20 | 14 | 42.4428 | 118.0871 | 324.0848
2029 | 10 | 20 | 15 | 43.4281 | 111.3011 | 331.1286
2029 | 10 | 20 | 16 | 45.5876 | 105.3513 | 350.7308
2029 | 10 | 20 | 17 | 47.0467 | 105.2474 | 381.0354
2029 | 10 | 20 | 18 | 43.7548 | 96.8027 | 399.9041
2029 | 10 | 20 | 19 | 42.993 | 99.3286 | 391.4258
2029 | 10 | 20 | 20 | 39.2986 | 89.8214 | 368.6158
2029 | 10 | 20 | 21 | 34.4679 | 94.5484 | 342.0153
2029 | 10 | 20 | 22 | 31.1628 | 88.7029 | 321.2574
2029 | 10 | 20 | 23 | 30.022 | 84.9835 | 302.1382
2029 | 10 | 21 | 0 | 30.7878 | 89.6033 | 289.5655
2029 | 10 | 21 | 1 | 30.1294 | 86.5201 | 289.5094
2029 | 10 | 21 | 2 | 29.3659 | 85.0542 | 284.3158
2029 | 10 | 21 | 3 | 29.1109 | 85.1199 | 281.1436
2029 | 10 | 21 | 4 | 29.3281 | 86.1631 | 282.4098
2029 | 10 | 21 | 5 | 30.6825 | 88.2994 | 288.0431
2029 | 10 | 21 | 6 | 32.9586 | 96.4262 | 292.2403
2029 | 10 | 21 | 7 | 34.8434 | 101.2831 | 313.0524
2029 | 10 | 21 | 8 | 37.61 | 99.8206 | 339.0928
2029 | 10 | 21 | 9 | 40.7375 | 100.7008 | 365.4284
2029 | 10 | 21 | 10 | 42.5626 | 104.5314 | 372.4252
2029 | 10 | 21 | 11 | 43.8211 | 107.3007 | 373.1503
2029 | 10 | 21 | 12 | 41.9256 | 100.3598 | 370.2514
2029 | 10 | 21 | 13 | 42.2251 | 99.9677 | 371.0038
2029 | 10 | 21 | 14 | 42.5814 | 101.0791 | 371.1493
2029 | 10 | 21 | 15 | 43.7973 | 99.1134 | 378.2479
2029 | 10 | 21 | 16 | 46.26 | 96.7609 | 398.8293
2029 | 10 | 21 | 17 | 48.2349 | 98.2939 | 426.0058
2029 | 10 | 21 | 18 | 47.7438 | 104.0631 | 421.3172
2029 | 10 | 21 | 19 | 46.9143 | 106.2382 | 415.5703
2029 | 10 | 21 | 20 | 42.9326 | 96.4703 | 394.5266
2029 | 10 | 21 | 21 | 37.9561 | 99.1938 | 367.4852
2029 | 10 | 21 | 22 | 34.0013 | 93.1463 | 343.2097
2029 | 10 | 21 | 23 | 32.5557 | 88.9684 | 320.4641
2029 | 10 | 22 | 0 | 32.9175 | 91.3023 | 308.2904
2029 | 10 | 22 | 1 | 30.9512 | 86.6887 | 298.7214
2029 | 10 | 22 | 2 | 30.7167 | 86.8969 | 296.004
2029 | 10 | 22 | 3 | 30.8849 | 88.4688 | 295.4726
2029 | 10 | 22 | 4 | 32.1593 | 90.3565 | 299.304
2029 | 10 | 22 | 5 | 34.9977 | 96.7857 | 310.4962
2029 | 10 | 22 | 6 | 39.4379 | 115.3877 | 335.0508
2029 | 10 | 22 | 7 | 42.1383 | 132.1322 | 368.4165
2029 | 10 | 22 | 8 | 42.801 | 143.2851 | 378.0281
2029 | 10 | 22 | 9 | 43.2037 | 144.648 | 364.903
2029 | 10 | 22 | 10 | 43.1535 | 147.5971 | 343.6784
2029 | 10 | 22 | 11 | 43.6114 | 140.4234 | 329.9493
2029 | 10 | 22 | 12 | 44.169 | 133.3464 | 315.4184
2029 | 10 | 22 | 13 | 44.2239 | 132.085 | 308.4724
2029 | 10 | 22 | 14 | 44.3197 | 131.5959 | 306.8866
2029 | 10 | 22 | 15 | 45.8093 | 126.6239 | 310.841
2029 | 10 | 22 | 16 | 48.6855 | 122.1248 | 333.5679
2029 | 10 | 22 | 17 | 50.6646 | 113.4781 | 373.4756
2029 | 10 | 22 | 18 | 50.8953 | 115.7374 | 401.775
2029 | 10 | 22 | 19 | 50.1212 | 116.8459 | 407.5406
2029 | 10 | 22 | 20 | 46.0555 | 109.3284 | 394.8345
2029 | 10 | 22 | 21 | 40.5036 | 109.608 | 370.9906
2029 | 10 | 22 | 22 | 36.2325 | 107.0573 | 345.3759
2029 | 10 | 22 | 23 | 33.7411 | 98.5902 | 321.7274
2029 | 10 | 23 | 0 | 33.1892 | 97.924 | 312.9204
2029 | 10 | 23 | 1 | 32.6902 | 99.8675 | 295.2419
2029 | 10 | 23 | 2 | 32.1819 | 98.458 | 291.3092
2029 | 10 | 23 | 3 | 32.0505 | 99.5078 | 289.4868
2029 | 10 | 23 | 4 | 33.2061 | 100.9082 | 292.1164
2029 | 10 | 23 | 5 | 35.923 | 106.1669 | 302.2636
2029 | 10 | 23 | 6 | 39.9784 | 125.8609 | 322.1868
2029 | 10 | 23 | 7 | 42.5228 | 143.2676 | 353.25
2029 | 10 | 23 | 8 | 43.1351 | 149.2283 | 360.2447
2029 | 10 | 23 | 9 | 43.4742 | 146.9452 | 346.1244
2029 | 10 | 23 | 10 | 43.7278 | 151.1373 | 326.7242
2029 | 10 | 23 | 11 | 44.4593 | 148.4222 | 314.0056
2029 | 10 | 23 | 12 | 46.0493 | 140.0593 | 297.857
2029 | 10 | 23 | 13 | 46.2993 | 137.8103 | 292.9675
2029 | 10 | 23 | 14 | 46.8059 | 137.2138 | 292.5277
2029 | 10 | 23 | 15 | 48.3631 | 130.2867 | 297.2304
2029 | 10 | 23 | 16 | 51.1083 | 128.5023 | 318.6914
2029 | 10 | 23 | 17 | 53.2211 | 124.3425 | 354.5803
2029 | 10 | 23 | 18 | 51.2824 | 125.2042 | 383.4015
2029 | 10 | 23 | 19 | 50.6816 | 128.3906 | 383.7507
2029 | 10 | 23 | 20 | 47.0522 | 116.7917 | 368.8609
2029 | 10 | 23 | 21 | 41.8542 | 116.7362 | 344.0857
2029 | 10 | 23 | 22 | 37.5028 | 107.9563 | 318.5496
2029 | 10 | 23 | 23 | 35.0351 | 99.4534 | 294.6169
2029 | 10 | 24 | 0 | 34.5515 | 102.7446 | 281.013
2029 | 10 | 24 | 1 | 34.2767 | 103.1913 | 278.4104
2029 | 10 | 24 | 2 | 33.8948 | 100.4036 | 275.1039
2029 | 10 | 24 | 3 | 33.925 | 99.6177 | 273.8596
2029 | 10 | 24 | 4 | 35.1324 | 100.3831 | 277.4152
2029 | 10 | 24 | 5 | 38.0512 | 104.8598 | 288.6683
2029 | 10 | 24 | 6 | 42.2884 | 126.552 | 310.8386
2029 | 10 | 24 | 7 | 44.7945 | 143.1951 | 343.0971
2029 | 10 | 24 | 8 | 45.0061 | 149.7809 | 352.9728
2029 | 10 | 24 | 9 | 44.7235 | 149.6282 | 342.6731
2029 | 10 | 24 | 10 | 44.2005 | 149.1592 | 325.4465
2029 | 10 | 24 | 11 | 44.3489 | 150.5256 | 313.063
2029 | 10 | 24 | 12 | 43.5847 | 148.5243 | 291.4341
2029 | 10 | 24 | 13 | 43.4023 | 149.4343 | 286.8206
2029 | 10 | 24 | 14 | 43.679 | 143.4055 | 287.7223
2029 | 10 | 24 | 15 | 45.2339 | 136.917 | 293.0186
2029 | 10 | 24 | 16 | 48.2984 | 138.207 | 317.2666
2029 | 10 | 24 | 17 | 50.8048 | 129.9949 | 356.402
2029 | 10 | 24 | 18 | 52.2587 | 126.5371 | 381.8382
2029 | 10 | 24 | 19 | 51.9777 | 128.947 | 387.1843
2029 | 10 | 24 | 20 | 48.5136 | 121.177 | 375.7073
2029 | 10 | 24 | 21 | 43.4382 | 121.3895 | 353.0674
2029 | 10 | 24 | 22 | 39.0721 | 113.3679 | 327.0615
2029 | 10 | 24 | 23 | 36.5529 | 102.8982 | 303.0878
2029 | 10 | 25 | 0 | 36.185 | 101.5173 | 293.4599
2029 | 10 | 25 | 1 | 35.3325 | 98.443 | 282.1681
2029 | 10 | 25 | 2 | 34.9232 | 96.6607 | 278.2552
2029 | 10 | 25 | 3 | 34.9898 | 96.2452 | 276.7278
2029 | 10 | 25 | 4 | 36.1957 | 96.945 | 279.9143
2029 | 10 | 25 | 5 | 39.0609 | 101.8706 | 290.3669
2029 | 10 | 25 | 6 | 43.0672 | 122.2655 | 311.5517
2029 | 10 | 25 | 7 | 45.5188 | 139.1189 | 343.1958
2029 | 10 | 25 | 8 | 45.7097 | 146.1742 | 351.4937
2029 | 10 | 25 | 9 | 45.3289 | 143.8651 | 338.6299
2029 | 10 | 25 | 10 | 44.933 | 148.8397 | 319.8291
2029 | 10 | 25 | 11 | 45.0719 | 147.8238 | 308.6098
2029 | 10 | 25 | 12 | 44.0833 | 141.0194 | 276.0662
2029 | 10 | 25 | 13 | 43.8488 | 141.5461 | 270.2065
2029 | 10 | 25 | 14 | 44.1366 | 138.6963 | 270.4875
2029 | 10 | 25 | 15 | 45.7996 | 132.6992 | 275.7281
2029 | 10 | 25 | 16 | 48.602 | 131.0366 | 298.2779
2029 | 10 | 25 | 17 | 50.8405 | 122.5047 | 338.5774
2029 | 10 | 25 | 18 | 50.9051 | 116.7237 | 371.6463
2029 | 10 | 25 | 19 | 50.7921 | 119.0118 | 376.5596
2029 | 10 | 25 | 20 | 47.3601 | 110.2866 | 365.3188
2029 | 10 | 25 | 21 | 42.3672 | 110.1134 | 343.6519
2029 | 10 | 25 | 22 | 38.1731 | 108.6034 | 319.2709
2029 | 10 | 25 | 23 | 35.8646 | 99.5802 | 295.7197
2029 | 10 | 26 | 0 | 35.9007 | 101.3884 | 283.4946
2029 | 10 | 26 | 1 | 35.1808 | 99.727 | 267.6464
2029 | 10 | 26 | 2 | 34.7266 | 97.3715 | 262.1159
2029 | 10 | 26 | 3 | 34.7664 | 97.5004 | 259.372
2029 | 10 | 26 | 4 | 35.9761 | 98.687 | 261.8546
2029 | 10 | 26 | 5 | 38.8704 | 102.7957 | 271.4331
2029 | 10 | 26 | 6 | 43.2749 | 120.0877 | 290.6898
2029 | 10 | 26 | 7 | 45.7394 | 137.6551 | 323.8845
2029 | 10 | 26 | 8 | 45.973 | 142.2459 | 342.4997
2029 | 10 | 26 | 9 | 45.3862 | 143.5865 | 341.9587
2029 | 10 | 26 | 10 | 44.5689 | 147.4107 | 329.0821
2029 | 10 | 26 | 11 | 44.3409 | 141.502 | 316.8699
2029 | 10 | 26 | 12 | 43.2641 | 134.0965 | 298.7433
2029 | 10 | 26 | 13 | 42.8346 | 132.5329 | 296.9286
2029 | 10 | 26 | 14 | 42.9586 | 127.0135 | 299.5521
2029 | 10 | 26 | 15 | 44.2742 | 118.5237 | 306.5469
2029 | 10 | 26 | 16 | 46.9108 | 117.0755 | 325.1528
2029 | 10 | 26 | 17 | 49.0225 | 109.6639 | 353.3123
2029 | 10 | 26 | 18 | 50.2715 | 113.1314 | 354.7406
2029 | 10 | 26 | 19 | 49.7477 | 115.8417 | 358.2969
2029 | 10 | 26 | 20 | 46.1386 | 106.9766 | 345.0415
2029 | 10 | 26 | 21 | 41.2801 | 108.8228 | 323.6691
2029 | 10 | 26 | 22 | 37.5876 | 102.6614 | 303.6776
2029 | 10 | 26 | 23 | 35.5153 | 92.5284 | 283.9862
2029 | 10 | 27 | 0 | 35.185 | 90.693 | 271.551
2029 | 10 | 27 | 1 | 33.0756 | 92.0457 | 254.9509
2029 | 10 | 27 | 2 | 32.2542 | 90.1381 | 247.8901
2029 | 10 | 27 | 3 | 31.979 | 90.0108 | 243.5063
2029 | 10 | 27 | 4 | 32.5663 | 91.8212 | 243.274
2029 | 10 | 27 | 5 | 34.277 | 93.9954 | 246.9153
2029 | 10 | 27 | 6 | 36.8642 | 104.3453 | 256.0808
2029 | 10 | 27 | 7 | 38.8624 | 112.6588 | 278.1183
2029 | 10 | 27 | 8 | 41.0824 | 117.9831 | 300.3235
2029 | 10 | 27 | 9 | 43.6739 | 122.8972 | 309.1515
2029 | 10 | 27 | 10 | 44.9379 | 128.2001 | 302.8314
2029 | 10 | 27 | 11 | 45.8256 | 122.8428 | 301.4853
2029 | 10 | 27 | 12 | 45.7617 | 119.176 | 284.0352
2029 | 10 | 27 | 13 | 45.4877 | 116.489 | 279.555
2029 | 10 | 27 | 14 | 45.5556 | 123.4868 | 275.5388
2029 | 10 | 27 | 15 | 46.7522 | 117.7536 | 279.4821
2029 | 10 | 27 | 16 | 49.1291 | 109.0373 | 299.915
2029 | 10 | 27 | 17 | 50.3099 | 107.6733 | 337.7854
2029 | 10 | 27 | 18 | 48.4759 | 103.6715 | 356.0125
2029 | 10 | 27 | 19 | 46.5651 | 106.3929 | 349.3028
2029 | 10 | 27 | 20 | 41.7557 | 96.8081 | 329.186
2029 | 10 | 27 | 21 | 36.6753 | 99.3544 | 306.4481
2029 | 10 | 27 | 22 | 33.3414 | 93.2416 | 289.1363
2029 | 10 | 27 | 23 | 31.9886 | 89.0703 | 272.6702
2029 | 10 | 28 | 0 | 32.2284 | 93.4737 | 263.0876
2029 | 10 | 28 | 1 | 32.1349 | 91.2973 | 253.5335
2029 | 10 | 28 | 2 | 31.6137 | 89.8052 | 248.9095
2029 | 10 | 28 | 3 | 31.5267 | 89.8691 | 245.2476
2029 | 10 | 28 | 4 | 32.2939 | 91.0881 | 245.913
2029 | 10 | 28 | 5 | 34.0478 | 93.1077 | 249.8311
2029 | 10 | 28 | 6 | 36.0646 | 101.2783 | 251.42
2029 | 10 | 28 | 7 | 37.9498 | 108.3898 | 274.064
2029 | 10 | 28 | 8 | 40.2299 | 109.7891 | 306.5572
2029 | 10 | 28 | 9 | 43.4521 | 113.0464 | 329.1577
2029 | 10 | 28 | 10 | 45.9349 | 117.8886 | 333.5059
2029 | 10 | 28 | 11 | 47.6668 | 112.8286 | 327.0158
2029 | 10 | 28 | 12 | 48.6904 | 110.7574 | 327.2236
2029 | 10 | 28 | 13 | 48.91 | 110.3833 | 327.6271
2029 | 10 | 28 | 14 | 49.6874 | 119.1184 | 332.3017
2029 | 10 | 28 | 15 | 51.5426 | 114.7021 | 346.5868
2029 | 10 | 28 | 16 | 54.4991 | 106.9119 | 368.7687
2029 | 10 | 28 | 17 | 56.4997 | 108.4125 | 399.5456
2029 | 10 | 28 | 18 | 54.7099 | 106.5145 | 396.9309
2029 | 10 | 28 | 19 | 53.0844 | 107.0848 | 383.4395
2029 | 10 | 28 | 20 | 48.2047 | 98.4627 | 362.283
2029 | 10 | 28 | 21 | 42.7646 | 101.1728 | 335.7483
2029 | 10 | 28 | 22 | 38.7625 | 95.4221 | 309.6365
2029 | 10 | 28 | 23 | 36.9678 | 90.6613 | 285.383
2029 | 10 | 29 | 0 | 36.635 | 93.8004 | 277.4483
2029 | 10 | 29 | 1 | 35.5019 | 94.5115 | 270.5062
2029 | 10 | 29 | 2 | 35.3551 | 93.0974 | 267.2182
2029 | 10 | 29 | 3 | 35.6691 | 94.4576 | 266.5258
2029 | 10 | 29 | 4 | 37.1135 | 97.4205 | 270.5061
2029 | 10 | 29 | 5 | 40.1889 | 102.2965 | 282.1541
2029 | 10 | 29 | 6 | 44.2782 | 122.8616 | 299.7835
2029 | 10 | 29 | 7 | 46.9246 | 141.7733 | 335.7514
2029 | 10 | 29 | 8 | 47.5144 | 154.0487 | 360.9539
2029 | 10 | 29 | 9 | 47.4482 | 154.8724 | 370.9033
2029 | 10 | 29 | 10 | 47.3334 | 159.5824 | 366.5598
2029 | 10 | 29 | 11 | 47.6012 | 154.0077 | 359.8654
2029 | 10 | 29 | 12 | 44.8728 | 147.696 | 360.5606
2029 | 10 | 29 | 13 | 44.564 | 146.7664 | 362.007
2029 | 10 | 29 | 14 | 44.8133 | 149.1109 | 364.1103
2029 | 10 | 29 | 15 | 46.6113 | 140.437 | 370.1351
2029 | 10 | 29 | 16 | 49.9632 | 136.8696 | 391.6153
2029 | 10 | 29 | 17 | 52.5695 | 130.7274 | 418.1944
2029 | 10 | 29 | 18 | 54.4476 | 123.7253 | 418.7349
2029 | 10 | 29 | 19 | 53.6473 | 124.6268 | 411.5439
2029 | 10 | 29 | 20 | 49.481 | 114.605 | 393.0071
2029 | 10 | 29 | 21 | 44.1189 | 114.1079 | 366.5298
2029 | 10 | 29 | 22 | 39.758 | 108.3799 | 340.0319
2029 | 10 | 29 | 23 | 37.3818 | 98.9621 | 315.4062
2029 | 10 | 30 | 0 | 37.5736 | 102.9577 | 302.2821
2029 | 10 | 30 | 1 | 35.98 | 99.8616 | 293.3985
2029 | 10 | 30 | 2 | 35.5524 | 97.8273 | 289.3288
2029 | 10 | 30 | 3 | 35.569 | 98.0488 | 287.4387
2029 | 10 | 30 | 4 | 36.8791 | 99.3843 | 289.516
2029 | 10 | 30 | 5 | 39.8069 | 104.1476 | 299.4772
2029 | 10 | 30 | 6 | 43.7994 | 123.6876 | 314.5683
2029 | 10 | 30 | 7 | 46.3816 | 141.8241 | 349.3155
2029 | 10 | 30 | 8 | 47.0897 | 149.6599 | 373.9604
2029 | 10 | 30 | 9 | 47.3401 | 149.1806 | 382.9823
2029 | 10 | 30 | 10 | 47.6615 | 153.1437 | 378.3464
2029 | 10 | 30 | 11 | 48.2428 | 151.1846 | 370.7219
2029 | 10 | 30 | 12 | 47.0279 | 145.8894 | 355.2421
2029 | 10 | 30 | 13 | 47.009 | 144.9099 | 355.458
2029 | 10 | 30 | 14 | 47.5184 | 145.5582 | 356.7899
2029 | 10 | 30 | 15 | 49.1747 | 137.5003 | 363.5267
2029 | 10 | 30 | 16 | 52.0846 | 136.4734 | 385.1466
2029 | 10 | 30 | 17 | 54.4456 | 130.6385 | 414.5098
2029 | 10 | 30 | 18 | 54.1318 | 121.3038 | 407.3719
2029 | 10 | 30 | 19 | 53.0003 | 121.9618 | 405.5275
2029 | 10 | 30 | 20 | 48.8515 | 112.9159 | 388.7296
2029 | 10 | 30 | 21 | 43.418 | 113.8518 | 364.6122
2029 | 10 | 30 | 22 | 39.0447 | 108.3205 | 339.3239
2029 | 10 | 30 | 23 | 36.5921 | 98.6062 | 315.4227
2029 | 10 | 31 | 0 | 36.3707 | 102.6547 | 307.559
2029 | 10 | 31 | 1 | 35.5733 | 100.794 | 298.9993
2029 | 10 | 31 | 2 | 35.1003 | 98.2472 | 295.0631
2029 | 10 | 31 | 3 | 35.1408 | 98.0277 | 293.3993
2029 | 10 | 31 | 4 | 36.3679 | 99.2032 | 296.6712
2029 | 10 | 31 | 5 | 39.3841 | 104.0299 | 307.354
2029 | 10 | 31 | 6 | 43.5737 | 122.2606 | 325.6423
2029 | 10 | 31 | 7 | 46.021 | 140.5664 | 359.9402
2029 | 10 | 31 | 8 | 46.323 | 148.6261 | 383.0879
2029 | 10 | 31 | 9 | 46.1708 | 150.2854 | 390.9364
2029 | 10 | 31 | 10 | 45.7712 | 153.3555 | 384.0391
2029 | 10 | 31 | 11 | 45.9673 | 149.5542 | 375.5152
2029 | 10 | 31 | 12 | 47.9036 | 146.8069 | 366.0598
2029 | 10 | 31 | 13 | 48.0433 | 146.1174 | 365.1283
2029 | 10 | 31 | 14 | 48.6697 | 147.5381 | 367.6966
2029 | 10 | 31 | 15 | 50.5829 | 139.2961 | 374.8899
2029 | 10 | 31 | 16 | 53.6527 | 136.5465 | 396.2836
2029 | 10 | 31 | 17 | 55.7066 | 129.5086 | 422.1473
2029 | 10 | 31 | 18 | 54.5036 | 122.0811 | 414.7872
2029 | 10 | 31 | 19 | 53.2609 | 121.6319 | 411.4859
2029 | 10 | 31 | 20 | 49.0096 | 112.1793 | 396.2286
2029 | 10 | 31 | 21 | 43.6072 | 113.2544 | 372.2619
2029 | 10 | 31 | 22 | 39.1565 | 107.2608 | 345.9416
2029 | 10 | 31 | 23 | 36.6159 | 97.6991 | 321.0559
2029 | 11 | 1 | 0 | 36.3682 | 100.6926 | 308.8149
2029 | 11 | 1 | 1 | 33.6679 | 96.8498 | 301.7015
2029 | 11 | 1 | 2 | 33.2707 | 94.8316 | 299.0026
2029 | 11 | 1 | 3 | 33.2164 | 96.0219 | 298.973
2029 | 11 | 1 | 4 | 34.5699 | 96.1708 | 301.5317
2029 | 11 | 1 | 5 | 37.6388 | 101.708 | 312.2423
2029 | 11 | 1 | 6 | 41.7017 | 119.9908 | 335.2573
2029 | 11 | 1 | 7 | 43.8888 | 137.9793 | 366.8431
2029 | 11 | 1 | 8 | 44.237 | 150.7493 | 381.1155
2029 | 11 | 1 | 9 | 44.6703 | 149.7156 | 375.9605
2029 | 11 | 1 | 10 | 45.11 | 155.4801 | 356.5342
2029 | 11 | 1 | 11 | 45.5921 | 149.3443 | 345.3747
2029 | 11 | 1 | 12 | 45.0839 | 143.6806 | 327.368
2029 | 11 | 1 | 13 | 45.1408 | 143.8323 | 320.2875
2029 | 11 | 1 | 14 | 45.4159 | 147.1306 | 320.7696
2029 | 11 | 1 | 15 | 47.3106 | 139.3365 | 327.1624
2029 | 11 | 1 | 16 | 49.9498 | 131.148 | 345.8942
2029 | 11 | 1 | 17 | 51.4653 | 122.9594 | 380.9889
2029 | 11 | 1 | 18 | 51.0314 | 118.706 | 408.4612
2029 | 11 | 1 | 19 | 49.9163 | 122.5786 | 410.0706
2029 | 11 | 1 | 20 | 45.8279 | 110.553 | 397.8176
2029 | 11 | 1 | 21 | 40.3832 | 111.5816 | 376.0374
2029 | 11 | 1 | 22 | 36.2616 | 104.6751 | 351.46
2029 | 11 | 1 | 23 | 34.0786 | 95.5189 | 327.9175
2029 | 11 | 2 | 0 | 33.8358 | 98.1819 | 320.9354
2029 | 11 | 2 | 1 | 33.3832 | 98.6465 | 310.6023
2029 | 11 | 2 | 2 | 32.9792 | 95.9444 | 306.5635
2029 | 11 | 2 | 3 | 32.9063 | 97.1528 | 305.3098
2029 | 11 | 2 | 4 | 34.2257 | 97.696 | 306.921
2029 | 11 | 2 | 5 | 37.2617 | 102.5502 | 316.1718
2029 | 11 | 2 | 6 | 41.2923 | 119.245 | 335.2996
2029 | 11 | 2 | 7 | 43.6056 | 136.149 | 365.9867
2029 | 11 | 2 | 8 | 44.1565 | 146.0676 | 382.2412
2029 | 11 | 2 | 9 | 44.5591 | 144.8048 | 381.2885
2029 | 11 | 2 | 10 | 44.8251 | 147.4451 | 365.3846
2029 | 11 | 2 | 11 | 45.1099 | 142.0509 | 354.6542
2029 | 11 | 2 | 12 | 45.8223 | 132.3306 | 366.9684
2029 | 11 | 2 | 13 | 45.806 | 131.0218 | 362.8186
2029 | 11 | 2 | 14 | 46.0516 | 128.6086 | 363.4572
2029 | 11 | 2 | 15 | 47.6931 | 119.7473 | 368.5409
2029 | 11 | 2 | 16 | 50.2083 | 114.3602 | 379.9089
2029 | 11 | 2 | 17 | 51.5017 | 106.4773 | 401.8141
2029 | 11 | 2 | 18 | 50.1957 | 107.3845 | 410.4668
2029 | 11 | 2 | 19 | 48.9099 | 112.041 | 402.6712
2029 | 11 | 2 | 20 | 45.0265 | 102.5847 | 384.9021
2029 | 11 | 2 | 21 | 39.8446 | 106.4775 | 361.6332
2029 | 11 | 2 | 22 | 36.2287 | 100.2618 | 340.0761
2029 | 11 | 2 | 23 | 34.1744 | 87.7589 | 319.0836
2029 | 11 | 3 | 0 | 33.7379 | 91.0446 | 308.005
2029 | 11 | 3 | 1 | 33.3509 | 90.0761 | 295.5518
2029 | 11 | 3 | 2 | 32.728 | 89.0321 | 289.8382
2029 | 11 | 3 | 3 | 32.4995 | 89.9179 | 286.838
2029 | 11 | 3 | 4 | 33.2651 | 89.4634 | 286.805
2029 | 11 | 3 | 5 | 35.2089 | 92.8539 | 292.2891
2029 | 11 | 3 | 6 | 37.7211 | 101.9279 | 307.3174
2029 | 11 | 3 | 7 | 39.6187 | 109.3478 | 325.9237
2029 | 11 | 3 | 8 | 41.6752 | 113.9743 | 344.5515
2029 | 11 | 3 | 9 | 44.2516 | 114.9195 | 359.4621
2029 | 11 | 3 | 10 | 45.5641 | 118.4553 | 355.4968
2029 | 11 | 3 | 11 | 46.3041 | 114.0217 | 352.8169
2029 | 11 | 3 | 12 | 46.1407 | 107.0244 | 336.6452
2029 | 11 | 3 | 13 | 45.7606 | 104.1494 | 328.4661
2029 | 11 | 3 | 14 | 45.6127 | 107.7741 | 325.924
2029 | 11 | 3 | 15 | 46.6897 | 102.0317 | 332.0068
2029 | 11 | 3 | 16 | 48.9535 | 93.1204 | 348.8393
2029 | 11 | 3 | 17 | 50.2792 | 93.639 | 379.4608
2029 | 11 | 3 | 18 | 49.2683 | 94.1373 | 404.7392
2029 | 11 | 3 | 19 | 47.4511 | 99.3956 | 393.2664
2029 | 11 | 3 | 20 | 42.9963 | 87.7203 | 369.9657
2029 | 11 | 3 | 21 | 37.7934 | 96.721 | 345.0615
2029 | 11 | 3 | 22 | 34.4995 | 89.5208 | 326.337
2029 | 11 | 3 | 23 | 33.2064 | 83.5794 | 309.305
2029 | 11 | 4 | 0 | 33.6619 | 87.7776 | 300.2721
2029 | 11 | 4 | 1 | 34.1842 | 93.5468 | 300.6072
2029 | 11 | 4 | 2 | 33.1755 | 90.755 | 293.0493
2029 | 11 | 4 | 3 | 32.8372 | 90.5817 | 288.4246
2029 | 11 | 4 | 4 | 32.772 | 89.7969 | 286.6945
2029 | 11 | 4 | 5 | 33.6705 | 88.7604 | 286.7808
2029 | 11 | 4 | 6 | 34.2489 | 91.1055 | 284.7914
2029 | 11 | 4 | 7 | 36.2824 | 94.1356 | 300.3821
2029 | 11 | 4 | 8 | 39.8186 | 97.2672 | 330.1991
2029 | 11 | 4 | 9 | 43.3672 | 101.8248 | 350.5752
2029 | 11 | 4 | 10 | 45.5038 | 105.5948 | 353.8758
2029 | 11 | 4 | 11 | 47.3677 | 110.358 | 349.5137
2029 | 11 | 4 | 12 | 47.0653 | 104.0683 | 368.3433
2029 | 11 | 4 | 13 | 47.5184 | 102.8701 | 371.9065
2029 | 11 | 4 | 14 | 47.8602 | 107.3784 | 373.0094
2029 | 11 | 4 | 15 | 49.1159 | 108.2754 | 377.823
2029 | 11 | 4 | 16 | 51.1781 | 101.6881 | 389.3003
2029 | 11 | 4 | 17 | 53.7588 | 106.1895 | 419.3707
2029 | 11 | 4 | 18 | 56.0117 | 110.4905 | 438.9942
2029 | 11 | 4 | 19 | 54.3263 | 110.1519 | 427.1463
2029 | 11 | 4 | 20 | 49.6228 | 99.4861 | 407.6538
2029 | 11 | 4 | 21 | 45.1039 | 107.0701 | 388.4053
2029 | 11 | 4 | 22 | 41.4783 | 102.4691 | 369.592
2029 | 11 | 4 | 23 | 39.6183 | 97.6912 | 347.8291
2029 | 11 | 5 | 0 | 37.8642 | 96.0382 | 322.5935
2029 | 11 | 5 | 1 | 36.7993 | 96.1609 | 307.6167
2029 | 11 | 5 | 2 | 36.1474 | 93.636 | 302.0745
2029 | 11 | 5 | 3 | 36.1681 | 94.7204 | 299.6241
2029 | 11 | 5 | 4 | 36.8396 | 96.2466 | 299.8403
2029 | 11 | 5 | 5 | 39.0891 | 98.4568 | 304.426
2029 | 11 | 5 | 6 | 41.7638 | 108.3175 | 311.0295
2029 | 11 | 5 | 7 | 44.7038 | 123.1743 | 342.2024
2029 | 11 | 5 | 8 | 46.8847 | 140.1556 | 372.1803
2029 | 11 | 5 | 9 | 47.8591 | 146.3029 | 376.267
2029 | 11 | 5 | 10 | 48.1871 | 150.9149 | 365.6705
2029 | 11 | 5 | 11 | 49.1017 | 146.6465 | 355.7437
2029 | 11 | 5 | 12 | 49.3275 | 140.342 | 355.588
2029 | 11 | 5 | 13 | 49.7022 | 138.5699 | 354.554
2029 | 11 | 5 | 14 | 50.1699 | 143.969 | 354.7473
2029 | 11 | 5 | 15 | 51.7743 | 140.4237 | 358.3325
2029 | 11 | 5 | 16 | 54.2913 | 131.6561 | 369.4525
2029 | 11 | 5 | 17 | 56.9609 | 126.4822 | 403.2251
2029 | 11 | 5 | 18 | 58.7564 | 125.3448 | 437.6864
2029 | 11 | 5 | 19 | 57.3025 | 124.2928 | 427.8021
2029 | 11 | 5 | 20 | 52.7895 | 114.3577 | 413.0061
2029 | 11 | 5 | 21 | 48.1243 | 118.4043 | 394.466
2029 | 11 | 5 | 22 | 44.0944 | 115.8582 | 373.2004
2029 | 11 | 5 | 23 | 41.5549 | 106.106 | 348.8611
2029 | 11 | 6 | 0 | 40.0407 | 106.1803 | 326.2248
2029 | 11 | 6 | 1 | 38.3743 | 103.279 | 315.149
2029 | 11 | 6 | 2 | 37.5082 | 100.1607 | 308.8703
2029 | 11 | 6 | 3 | 37.3472 | 100.6187 | 305.8473
2029 | 11 | 6 | 4 | 37.8576 | 100.3351 | 305.291
2029 | 11 | 6 | 5 | 39.999 | 102.1887 | 309.2132
2029 | 11 | 6 | 6 | 42.8926 | 114.3658 | 316.8618
2029 | 11 | 6 | 7 | 45.4765 | 128.3258 | 347.7573
2029 | 11 | 6 | 8 | 46.9476 | 138.9243 | 378.4475
2029 | 11 | 6 | 9 | 46.872 | 141.352 | 383.073
2029 | 11 | 6 | 10 | 45.8855 | 144.497 | 372.6876
2029 | 11 | 6 | 11 | 46.0361 | 145.698 | 361.4379
2029 | 11 | 6 | 12 | 44.9885 | 138.5702 | 361.4087
2029 | 11 | 6 | 13 | 45.0244 | 135.7911 | 360.2365
2029 | 11 | 6 | 14 | 45.0643 | 138.1453 | 361.076
2029 | 11 | 6 | 15 | 46.2656 | 133.2233 | 365.9614
2029 | 11 | 6 | 16 | 48.6881 | 129.8258 | 378.4771
2029 | 11 | 6 | 17 | 51.914 | 127.3347 | 409.6571
2029 | 11 | 6 | 18 | 55.2652 | 130.6009 | 423.423
2029 | 11 | 6 | 19 | 54.6879 | 129.4019 | 421.3338
2029 | 11 | 6 | 20 | 51.0891 | 117.3336 | 410.7206
2029 | 11 | 6 | 21 | 46.8555 | 120.2529 | 394.8723
2029 | 11 | 6 | 22 | 42.9168 | 113.8083 | 374.6961
2029 | 11 | 6 | 23 | 40.5527 | 105.8112 | 351.2455
2029 | 11 | 7 | 0 | 39.2306 | 104.7183 | 332.8565
2029 | 11 | 7 | 1 | 37.1527 | 101.4638 | 314.2772
2029 | 11 | 7 | 2 | 36.069 | 97.1242 | 307.3887
2029 | 11 | 7 | 3 | 35.7377 | 96.2913 | 303.407
2029 | 11 | 7 | 4 | 36.0316 | 96.6832 | 302.5125
2029 | 11 | 7 | 5 | 38.0152 | 98.2078 | 305.7248
2029 | 11 | 7 | 6 | 40.4324 | 110.9038 | 315.4295
2029 | 11 | 7 | 7 | 43.0509 | 124.5449 | 343.2532
2029 | 11 | 7 | 8 | 44.5888 | 136.3383 | 364.8586
2029 | 11 | 7 | 9 | 44.8361 | 142.9999 | 357.002
2029 | 11 | 7 | 10 | 44.3264 | 144.1576 | 338.9081
2029 | 11 | 7 | 11 | 44.6389 | 145.6168 | 324.9591
2029 | 11 | 7 | 12 | 43.0781 | 143.7329 | 325.1148
2029 | 11 | 7 | 13 | 43.2783 | 143.0706 | 322.3922
2029 | 11 | 7 | 14 | 43.2412 | 147.2379 | 322.7109
2029 | 11 | 7 | 15 | 44.3372 | 140.9584 | 325.3093
2029 | 11 | 7 | 16 | 46.4749 | 134.7688 | 337.5243
2029 | 11 | 7 | 17 | 49.4474 | 128.4031 | 374.6911
2029 | 11 | 7 | 18 | 51.8305 | 125.7593 | 410.2293
2029 | 11 | 7 | 19 | 51.0048 | 122.0128 | 407.1406
2029 | 11 | 7 | 20 | 47.5933 | 112.5073 | 396.9226
2029 | 11 | 7 | 21 | 43.5649 | 115.8788 | 381.6103
2029 | 11 | 7 | 22 | 39.8211 | 111.143 | 360.9186
2029 | 11 | 7 | 23 | 37.7075 | 102.998 | 336.797
2029 | 11 | 8 | 0 | 37.137 | 100.8941 | 315.469
2029 | 11 | 8 | 1 | 36.1559 | 103.0625 | 290.6005
2029 | 11 | 8 | 2 | 35.1766 | 99.7215 | 282.1926
2029 | 11 | 8 | 3 | 34.9838 | 100.0009 | 277.0894
2029 | 11 | 8 | 4 | 35.424 | 100.6477 | 275.2496
2029 | 11 | 8 | 5 | 37.5572 | 102.2227 | 277.4879
2029 | 11 | 8 | 6 | 40.4341 | 114.5952 | 283.7421
2029 | 11 | 8 | 7 | 43.3225 | 128.4353 | 310.6189
2029 | 11 | 8 | 8 | 45.4641 | 142.783 | 329.7499
2029 | 11 | 8 | 9 | 46.3548 | 148.2747 | 318.7205
2029 | 11 | 8 | 10 | 46.2589 | 155.4487 | 300.7482
2029 | 11 | 8 | 11 | 46.949 | 153.248 | 291.852
2029 | 11 | 8 | 12 | 45.0281 | 146.3905 | 280.5858
2029 | 11 | 8 | 13 | 45.116 | 145.7369 | 278.8584
2029 | 11 | 8 | 14 | 45.2191 | 148.9406 | 279.7488
2029 | 11 | 8 | 15 | 46.5193 | 144.3949 | 283.4911
2029 | 11 | 8 | 16 | 48.8097 | 139.6321 | 294.0794
2029 | 11 | 8 | 17 | 51.9493 | 134.7691 | 332.8585
2029 | 11 | 8 | 18 | 54.9146 | 136.2031 | 369.6062
2029 | 11 | 8 | 19 | 54.5355 | 134.2648 | 367.5918
2029 | 11 | 8 | 20 | 51.1497 | 124.1145 | 358.9598
2029 | 11 | 8 | 21 | 47.1488 | 126.6548 | 345.2534
2029 | 11 | 8 | 22 | 43.3029 | 123.1483 | 327.474
2029 | 11 | 8 | 23 | 40.9221 | 114.479 | 304.5508
2029 | 11 | 9 | 0 | 39.699 | 112.3883 | 282.4818
2029 | 11 | 9 | 1 | 38.0631 | 109.1968 | 263.6214
2029 | 11 | 9 | 2 | 37.1067 | 105.5798 | 255.5602
2029 | 11 | 9 | 3 | 36.9052 | 105.5834 | 250.7363
2029 | 11 | 9 | 4 | 37.3159 | 105.7943 | 249.211
2029 | 11 | 9 | 5 | 39.3629 | 107.2799 | 251.8332
2029 | 11 | 9 | 6 | 42.2502 | 116.3896 | 256.7941
2029 | 11 | 9 | 7 | 44.9412 | 129.0634 | 287.8684
2029 | 11 | 9 | 8 | 46.7666 | 139.5204 | 317.7991
2029 | 11 | 9 | 9 | 47.1498 | 146.971 | 317.7502
2029 | 11 | 9 | 10 | 46.2566 | 149.1903 | 303.0398
2029 | 11 | 9 | 11 | 46.3767 | 147.0119 | 290.4638
2029 | 11 | 9 | 12 | 46.8552 | 146.6317 | 297.1101
2029 | 11 | 9 | 13 | 46.918 | 144.3063 | 295.4408
2029 | 11 | 9 | 14 | 46.8741 | 143.9465 | 297.7014
2029 | 11 | 9 | 15 | 47.9364 | 135.8423 | 303.1089
2029 | 11 | 9 | 16 | 49.8135 | 132.7882 | 312.9408
2029 | 11 | 9 | 17 | 52.2964 | 129.4163 | 344.195
2029 | 11 | 9 | 18 | 54.6701 | 127.1109 | 372.5842
2029 | 11 | 9 | 19 | 53.688 | 124.8008 | 364.5763
2029 | 11 | 9 | 20 | 49.9706 | 116.5131 | 353.0598
2029 | 11 | 9 | 21 | 46.0702 | 118.5469 | 339.9639
2029 | 11 | 9 | 22 | 42.735 | 113.7773 | 325.1767
2029 | 11 | 9 | 23 | 40.5493 | 106.4755 | 306.3565
2029 | 11 | 10 | 0 | 38.9765 | 102.7421 | 284.7549
2029 | 11 | 10 | 1 | 35.9309 | 101.0874 | 280.588
2029 | 11 | 10 | 2 | 34.4991 | 98.1561 | 272.7353
2029 | 11 | 10 | 3 | 33.8884 | 98.1228 | 267.8039
2029 | 11 | 10 | 4 | 33.5728 | 99.9181 | 266.5965
2029 | 11 | 10 | 5 | 34.462 | 99.233 | 267.2921
2029 | 11 | 10 | 6 | 35.5378 | 104.9247 | 269.261
2029 | 11 | 10 | 7 | 37.926 | 107.4923 | 291.1805
2029 | 11 | 10 | 8 | 41.6411 | 115.1811 | 326.8608
2029 | 11 | 10 | 9 | 44.4809 | 120.7953 | 340.3348
2029 | 11 | 10 | 10 | 45.0279 | 123.5042 | 333.5562
2029 | 11 | 10 | 11 | 45.627 | 125.7283 | 323.4912
2029 | 11 | 10 | 12 | 44.2329 | 118.9421 | 310.861
2029 | 11 | 10 | 13 | 44.0496 | 115.0555 | 308.4373
2029 | 11 | 10 | 14 | 43.2985 | 118.211 | 307.6161
2029 | 11 | 10 | 15 | 43.6392 | 112.6963 | 313.5025
2029 | 11 | 10 | 16 | 45.0691 | 107.8233 | 331.6122
2029 | 11 | 10 | 17 | 47.1471 | 108.8216 | 374.9017
2029 | 11 | 10 | 18 | 48.1256 | 113.2785 | 414.2112
2029 | 11 | 10 | 19 | 46.771 | 111.3082 | 407.9846
2029 | 11 | 10 | 20 | 42.8357 | 101.9306 | 392.745
2029 | 11 | 10 | 21 | 39.0375 | 106.3515 | 378.1912
2029 | 11 | 10 | 22 | 36.2728 | 101.9888 | 365.3076
2029 | 11 | 10 | 23 | 34.9362 | 99.3854 | 349.0542
2029 | 11 | 11 | 0 | 33.8718 | 102.8945 | 334.9893
2029 | 11 | 11 | 1 | 32.4857 | 102.2304 | 318.2782
2029 | 11 | 11 | 2 | 31.3181 | 99.4324 | 310.2192
2029 | 11 | 11 | 3 | 30.8008 | 99.0587 | 306.2463
2029 | 11 | 11 | 4 | 30.4965 | 99.7209 | 305.1536
2029 | 11 | 11 | 5 | 31.2183 | 99.0079 | 304.0207
2029 | 11 | 11 | 6 | 32.4387 | 100.4018 | 299.9797
2029 | 11 | 11 | 7 | 34.3112 | 102.9105 | 315.1844
2029 | 11 | 11 | 8 | 37.63 | 104.3399 | 343.5778
2029 | 11 | 11 | 9 | 40.6773 | 107.5919 | 351.1911
2029 | 11 | 11 | 10 | 41.7469 | 110.5513 | 340.8284
2029 | 11 | 11 | 11 | 42.9752 | 112.7853 | 326.6078
2029 | 11 | 11 | 12 | 41.8463 | 110.5596 | 319.1791
2029 | 11 | 11 | 13 | 42.0369 | 109.8257 | 312.601
2029 | 11 | 11 | 14 | 42.074 | 112.0871 | 311.5027
2029 | 11 | 11 | 15 | 43.1777 | 108.8514 | 319.6447
2029 | 11 | 11 | 16 | 45.5777 | 105.3656 | 340.1932
2029 | 11 | 11 | 17 | 48.6824 | 108.0353 | 384.2086
2029 | 11 | 11 | 18 | 50.3671 | 118.0358 | 417.9433
2029 | 11 | 11 | 19 | 49.0094 | 115.452 | 412.8721
2029 | 11 | 11 | 20 | 45.3137 | 107.2634 | 397.3655
2029 | 11 | 11 | 21 | 41.0945 | 109.4362 | 379.3825
2029 | 11 | 11 | 22 | 37.5945 | 106.5511 | 359.4781
2029 | 11 | 11 | 23 | 35.9912 | 102.4927 | 336.5184
2029 | 11 | 12 | 0 | 35.4977 | 105.1392 | 320.0311
2029 | 11 | 12 | 1 | 33.8273 | 103.9625 | 309.8985
2029 | 11 | 12 | 2 | 32.9427 | 101.7128 | 303.3706
2029 | 11 | 12 | 3 | 32.8393 | 101.6259 | 300.429
2029 | 11 | 12 | 4 | 33.3039 | 102.8767 | 300.6979
2029 | 11 | 12 | 5 | 35.442 | 104.1323 | 305.431
2029 | 11 | 12 | 6 | 38.8669 | 112.7275 | 315.498
2029 | 11 | 12 | 7 | 41.6514 | 125.8161 | 346.0691
2029 | 11 | 12 | 8 | 43.4922 | 139.3859 | 377.5666
2029 | 11 | 12 | 9 | 44.0086 | 144.4249 | 383.2821
2029 | 11 | 12 | 10 | 43.3086 | 145.4115 | 370.8721
2029 | 11 | 12 | 11 | 43.7065 | 145.6969 | 358.465
2029 | 11 | 12 | 12 | 42.9634 | 140.7642 | 335.1837
2029 | 11 | 12 | 13 | 43.3453 | 138.4678 | 330.9001
2029 | 11 | 12 | 14 | 43.489 | 134.9052 | 331.0284
2029 | 11 | 12 | 15 | 45.0574 | 130.8952 | 335.3952
2029 | 11 | 12 | 16 | 47.7932 | 130.0411 | 351.5311
2029 | 11 | 12 | 17 | 50.9681 | 126.9713 | 389.8496
2029 | 11 | 12 | 18 | 53.0118 | 130.2806 | 423.233
2029 | 11 | 12 | 19 | 52.0075 | 128.0624 | 417.036
2029 | 11 | 12 | 20 | 48.3936 | 118.2997 | 404.0193
2029 | 11 | 12 | 21 | 43.9595 | 120.0067 | 385.6989
2029 | 11 | 12 | 22 | 39.9071 | 115.4057 | 364.11
2029 | 11 | 12 | 23 | 37.6363 | 109.1373 | 339.949
2029 | 11 | 13 | 0 | 36.8133 | 109.4673 | 324.2014
2029 | 11 | 13 | 1 | 34.6835 | 106.9899 | 312.0801
2029 | 11 | 13 | 2 | 33.6008 | 103.8079 | 304.8341
2029 | 11 | 13 | 3 | 33.23 | 102.6987 | 301.2119
2029 | 11 | 13 | 4 | 33.5621 | 102.9104 | 300.692
2029 | 11 | 13 | 5 | 35.4521 | 103.7719 | 304.1497
2029 | 11 | 13 | 6 | 38.5658 | 112.8301 | 311.3576
2029 | 11 | 13 | 7 | 41.4397 | 127.1765 | 341.0259
2029 | 11 | 13 | 8 | 43.2646 | 138.4608 | 371.2089
2029 | 11 | 13 | 9 | 43.6644 | 143.9068 | 373.7659
2029 | 11 | 13 | 10 | 43.0273 | 147.0655 | 360.6805
2029 | 11 | 13 | 11 | 43.5012 | 150.6513 | 348.664
2029 | 11 | 13 | 12 | 42.6904 | 143.8612 | 329.4424
2029 | 11 | 13 | 13 | 43.0484 | 141.7815 | 325.3599
2029 | 11 | 13 | 14 | 43.2835 | 142.3741 | 325.6428
2029 | 11 | 13 | 15 | 44.7071 | 137.7573 | 329.7097
2029 | 11 | 13 | 16 | 47.3831 | 136.3707 | 344.1863
2029 | 11 | 13 | 17 | 50.8564 | 133.8087 | 380.8865
2029 | 11 | 13 | 18 | 52.909 | 130.9606 | 407.1139
2029 | 11 | 13 | 19 | 51.949 | 127.584 | 404.6771
2029 | 11 | 13 | 20 | 48.6771 | 118.1026 | 394.9334
2029 | 11 | 13 | 21 | 44.314 | 120.7552 | 379.8062
2029 | 11 | 13 | 22 | 40.3436 | 116.718 | 359.9172
2029 | 11 | 13 | 23 | 37.8857 | 109.2337 | 336.2576
2029 | 11 | 14 | 0 | 37.1269 | 109.8291 | 315.5824
2029 | 11 | 14 | 1 | 35.1437 | 108.1708 | 302.0385
2029 | 11 | 14 | 2 | 34.0198 | 104.381 | 294.8321
2029 | 11 | 14 | 3 | 33.5983 | 103.0794 | 290.8986
2029 | 11 | 14 | 4 | 33.8474 | 103.4021 | 290.5217
2029 | 11 | 14 | 5 | 35.7507 | 104.4061 | 294.1231
2029 | 11 | 14 | 6 | 38.8765 | 113.1826 | 300.4874
2029 | 11 | 14 | 7 | 41.8399 | 127.8767 | 329.957
2029 | 11 | 14 | 8 | 43.8456 | 139.3516 | 362.6636
2029 | 11 | 14 | 9 | 44.6011 | 146.5765 | 370.9345
2029 | 11 | 14 | 10 | 44.3285 | 149.3058 | 362.9504
2029 | 11 | 14 | 11 | 44.9493 | 150.2642 | 353.6784
2029 | 11 | 14 | 12 | 44.9897 | 144.9383 | 352.5437
2029 | 11 | 14 | 13 | 45.4001 | 142.4363 | 351.3297
2029 | 11 | 14 | 14 | 45.49 | 143.6063 | 353.2728
2029 | 11 | 14 | 15 | 46.6544 | 139.242 | 358.0138
2029 | 11 | 14 | 16 | 48.9018 | 136.4402 | 370.1831
2029 | 11 | 14 | 17 | 51.9803 | 133.5379 | 400.714
2029 | 11 | 14 | 18 | 54.5956 | 130.4152 | 426.3181
2029 | 11 | 14 | 19 | 53.6761 | 127.0974 | 414.7527
2029 | 11 | 14 | 20 | 50.4002 | 117.5102 | 401.6452
2029 | 11 | 14 | 21 | 46.2472 | 121.7933 | 384.773
2029 | 11 | 14 | 22 | 42.3398 | 117.6309 | 363.1423
2029 | 11 | 14 | 23 | 39.6105 | 108.9333 | 337.5449
2029 | 11 | 15 | 0 | 37.4833 | 109.1298 | 314.2588
2029 | 11 | 15 | 1 | 35.7407 | 107.0447 | 289.0822
2029 | 11 | 15 | 2 | 34.5779 | 103.3247 | 279.7176
2029 | 11 | 15 | 3 | 34.1345 | 102.4131 | 274.0589
2029 | 11 | 15 | 4 | 34.4864 | 102.2147 | 272.1203
2029 | 11 | 15 | 5 | 36.3892 | 101.59 | 273.9505
2029 | 11 | 15 | 6 | 39.5478 | 113.7937 | 280.9972
2029 | 11 | 15 | 7 | 42.5688 | 128.0165 | 310.0693
2029 | 11 | 15 | 8 | 45.0012 | 140.6578 | 343.394
2029 | 11 | 15 | 9 | 46.3439 | 145.1165 | 354.2083
2029 | 11 | 15 | 10 | 46.7447 | 148.032 | 349.4842
2029 | 11 | 15 | 11 | 47.7904 | 147.6784 | 344.3677
2029 | 11 | 15 | 12 | 48.0839 | 139.011 | 339.4965
2029 | 11 | 15 | 13 | 48.5153 | 139.2196 | 339.3765
2029 | 11 | 15 | 14 | 48.86 | 133.5004 | 342.0881
2029 | 11 | 15 | 15 | 50.2528 | 127.2018 | 347.6641
2029 | 11 | 15 | 16 | 52.4574 | 131.671 | 357.228
2029 | 11 | 15 | 17 | 55.5306 | 127.1299 | 384.2981
2029 | 11 | 15 | 18 | 56.8721 | 135.1676 | 397.3637
2029 | 11 | 15 | 19 | 55.7752 | 135.2203 | 385.2966
2029 | 11 | 15 | 20 | 52.2452 | 124.3945 | 372.4643
2029 | 11 | 15 | 21 | 47.9783 | 127.6243 | 355.6805
2029 | 11 | 15 | 22 | 43.9518 | 122.5682 | 335.0181
2029 | 11 | 15 | 23 | 41.2846 | 113.5462 | 309.828
2029 | 11 | 16 | 0 | 39.5903 | 105.7347 | 293.2788
2029 | 11 | 16 | 1 | 37.7757 | 101.2205 | 278.5875
2029 | 11 | 16 | 2 | 36.6028 | 97.2664 | 270.6661
2029 | 11 | 16 | 3 | 36.1675 | 96.6453 | 266.8176
2029 | 11 | 16 | 4 | 36.4689 | 98.0867 | 266.6573
2029 | 11 | 16 | 5 | 38.3263 | 98.9349 | 270.5745
2029 | 11 | 16 | 6 | 41.1111 | 110.1451 | 280.1324
2029 | 11 | 16 | 7 | 44.0191 | 124.2067 | 310.4353
2029 | 11 | 16 | 8 | 46.399 | 136.2736 | 338.6086
2029 | 11 | 16 | 9 | 47.5547 | 144.0866 | 338.0678
2029 | 11 | 16 | 10 | 47.6399 | 150.2093 | 321.814
2029 | 11 | 16 | 11 | 48.3972 | 148.9118 | 307.184
2029 | 11 | 16 | 12 | 49.6407 | 144.8207 | 323.4886
2029 | 11 | 16 | 13 | 49.9902 | 142.9526 | 321.9725
2029 | 11 | 16 | 14 | 50.3226 | 150.8693 | 324.6494
2029 | 11 | 16 | 15 | 51.526 | 143.8923 | 330.3665
2029 | 11 | 16 | 16 | 53.4614 | 134.7857 | 343.3638
2029 | 11 | 16 | 17 | 56.0475 | 131.146 | 376.2177
2029 | 11 | 16 | 18 | 56.6515 | 129.6082 | 408.4735
2029 | 11 | 16 | 19 | 55.2285 | 123.995 | 400.5871
2029 | 11 | 16 | 20 | 51.5707 | 115.8254 | 388.4729
2029 | 11 | 16 | 21 | 47.5498 | 118.4738 | 374.2325
2029 | 11 | 16 | 22 | 44.0971 | 117.5796 | 357.9414
2029 | 11 | 16 | 23 | 41.6123 | 106.3159 | 336.9423
2029 | 11 | 17 | 0 | 39.7087 | 102.1531 | 313.1832
2029 | 11 | 17 | 1 | 37.667 | 99.816 | 305.5049
2029 | 11 | 17 | 2 | 36.2396 | 96.7494 | 296.1633
2029 | 11 | 17 | 3 | 35.6935 | 95.9758 | 290.792
2029 | 11 | 17 | 4 | 35.5841 | 98.0316 | 289.1094
2029 | 11 | 17 | 5 | 36.5556 | 97.1293 | 288.558
2029 | 11 | 17 | 6 | 37.6693 | 100.5316 | 286.436
2029 | 11 | 17 | 7 | 40.0763 | 104.0297 | 307.0352
2029 | 11 | 17 | 8 | 43.8833 | 112.5638 | 348.7333
2029 | 11 | 17 | 9 | 47.357 | 120.9923 | 374.888
2029 | 11 | 17 | 10 | 48.9293 | 124.3799 | 377.8279
2029 | 11 | 17 | 11 | 50.379 | 125.7054 | 372.4187
2029 | 11 | 17 | 12 | 50.5272 | 116.627 | 367.5569
2029 | 11 | 17 | 13 | 50.6259 | 114.7018 | 364.835
2029 | 11 | 17 | 14 | 50.5815 | 124.1037 | 364.3231
2029 | 11 | 17 | 15 | 51.2642 | 120.6206 | 371.2867
2029 | 11 | 17 | 16 | 52.7333 | 108.8171 | 385.5319
2029 | 11 | 17 | 17 | 55.1948 | 110.6322 | 416.3676
2029 | 11 | 17 | 18 | 56.5079 | 112.6122 | 429.8154
2029 | 11 | 17 | 19 | 54.4897 | 110.8994 | 414.8976
2029 | 11 | 17 | 20 | 49.9102 | 100.7606 | 395.5573
2029 | 11 | 17 | 21 | 45.6541 | 108.8184 | 378.1249
2029 | 11 | 17 | 22 | 42.5439 | 106.4441 | 363.4762
2029 | 11 | 17 | 23 | 40.8267 | 100.1717 | 345.0935
2029 | 11 | 18 | 0 | 39.1581 | 102.2288 | 333.0958
2029 | 11 | 18 | 1 | 37.5203 | 102.7854 | 312.5767
2029 | 11 | 18 | 2 | 36.2284 | 99.504 | 302.6568
2029 | 11 | 18 | 3 | 35.679 | 99.3381 | 296.6722
2029 | 11 | 18 | 4 | 35.4979 | 101.4562 | 293.9332
2029 | 11 | 18 | 5 | 36.2782 | 99.4728 | 291.2682
2029 | 11 | 18 | 6 | 37.0913 | 102.994 | 284.602
2029 | 11 | 18 | 7 | 38.8843 | 106.0226 | 299.6536
2029 | 11 | 18 | 8 | 42.5114 | 110.863 | 335.0081
2029 | 11 | 18 | 9 | 46.1658 | 114.7628 | 357.7753
2029 | 11 | 18 | 10 | 48.1661 | 119.7155 | 359.2976
2029 | 11 | 18 | 11 | 49.8643 | 120.9717 | 354.2105
2029 | 11 | 18 | 12 | 50.041 | 113.0299 | 360.2999
2029 | 11 | 18 | 13 | 50.4347 | 110.0201 | 357.4536
2029 | 11 | 18 | 14 | 50.7212 | 116.6549 | 357.4772
2029 | 11 | 18 | 15 | 51.927 | 113.8498 | 366.6779
2029 | 11 | 18 | 16 | 54.0537 | 108.6076 | 383.034
2029 | 11 | 18 | 17 | 57.0161 | 112.8337 | 417.0311
2029 | 11 | 18 | 18 | 58.108 | 118.9454 | 427.1839
2029 | 11 | 18 | 19 | 56.0261 | 116.7944 | 414.3324
2029 | 11 | 18 | 20 | 51.5593 | 110.2153 | 396.5323
2029 | 11 | 18 | 21 | 46.854 | 112.0972 | 377.4818
2029 | 11 | 18 | 22 | 42.955 | 109.8511 | 357.5033
2029 | 11 | 18 | 23 | 40.7556 | 103.4536 | 333.8266
2029 | 11 | 19 | 0 | 39.8824 | 107.5347 | 317.3462
2029 | 11 | 19 | 1 | 37.8712 | 106.5163 | 305.4005
2029 | 11 | 19 | 2 | 36.9656 | 104.5445 | 298.2488
2029 | 11 | 19 | 3 | 36.8378 | 105.2143 | 294.8938
2029 | 11 | 19 | 4 | 37.4096 | 106.9343 | 295.0261
2029 | 11 | 19 | 5 | 39.636 | 108.3817 | 299.3383
2029 | 11 | 19 | 6 | 42.9335 | 118.4608 | 310.2633
2029 | 11 | 19 | 7 | 45.9506 | 132.1088 | 340.615
2029 | 11 | 19 | 8 | 48.5224 | 146.4033 | 368.7587
2029 | 11 | 19 | 9 | 49.7128 | 151.929 | 366.5084
2029 | 11 | 19 | 10 | 49.888 | 155.8631 | 347.7034
2029 | 11 | 19 | 11 | 50.658 | 154.1358 | 333.0256
2029 | 11 | 19 | 12 | 49.596 | 150.1688 | 324.088
2029 | 11 | 19 | 13 | 49.8047 | 147.6219 | 318.8366
2029 | 11 | 19 | 14 | 50.0678 | 147.7528 | 319.1803
2029 | 11 | 19 | 15 | 51.4173 | 142.1143 | 323.8358
2029 | 11 | 19 | 16 | 53.9563 | 139.6044 | 341.247
2029 | 11 | 19 | 17 | 57.3442 | 139.4695 | 383.6528
2029 | 11 | 19 | 18 | 59.7574 | 136.0502 | 434.7807
2029 | 11 | 19 | 19 | 58.1816 | 133.275 | 426.8419
2029 | 11 | 19 | 20 | 54.1082 | 124.3322 | 414.2276
2029 | 11 | 19 | 21 | 49.5107 | 126.1377 | 397.1445
2029 | 11 | 19 | 22 | 45.2612 | 122.3318 | 376.19
2029 | 11 | 19 | 23 | 42.5053 | 115.3925 | 351.5053
2029 | 11 | 20 | 0 | 40.9479 | 115.4426 | 329.8412
2029 | 11 | 20 | 1 | 38.2759 | 111.8095 | 297.8968
2029 | 11 | 20 | 2 | 37.0053 | 109.3146 | 287.6228
2029 | 11 | 20 | 3 | 36.5255 | 108.884 | 280.7057
2029 | 11 | 20 | 4 | 36.8455 | 109.1802 | 277.7482
2029 | 11 | 20 | 5 | 38.8005 | 110.391 | 278.3933
2029 | 11 | 20 | 6 | 41.4616 | 120.7147 | 285.9521
2029 | 11 | 20 | 7 | 44.3035 | 134.1611 | 314.0048
2029 | 11 | 20 | 8 | 46.7334 | 145.0099 | 348.3863
2029 | 11 | 20 | 9 | 47.9428 | 149.7547 | 355.1472
2029 | 11 | 20 | 10 | 48.2681 | 154.3181 | 345.9034
2029 | 11 | 20 | 11 | 49.252 | 156.8398 | 335.6037
2029 | 11 | 20 | 12 | 49.2593 | 150.9172 | 321.7096
2029 | 11 | 20 | 13 | 49.7025 | 148.3548 | 319.7083
2029 | 11 | 20 | 14 | 50.0539 | 147.1418 | 321.8609
2029 | 11 | 20 | 15 | 51.4389 | 142.9046 | 327.3939
2029 | 11 | 20 | 16 | 53.7686 | 142.246 | 338.2543
2029 | 11 | 20 | 17 | 56.9828 | 142.9951 | 368.5489
2029 | 11 | 20 | 18 | 57.8594 | 141.2237 | 389.7464
2029 | 11 | 20 | 19 | 56.3239 | 137.5061 | 378.2952
2029 | 11 | 20 | 20 | 52.4206 | 129.1775 | 365.5493
2029 | 11 | 20 | 21 | 47.9737 | 130.2477 | 348.8953
2029 | 11 | 20 | 22 | 43.8071 | 126.4727 | 328.8501
2029 | 11 | 20 | 23 | 41.1491 | 119.8132 | 304.8352
2029 | 11 | 21 | 0 | 39.6226 | 118.104 | 283.9157
2029 | 11 | 21 | 1 | 37.0608 | 115.6798 | 260.561
2029 | 11 | 21 | 2 | 35.8178 | 112.6387 | 251.9756
2029 | 11 | 21 | 3 | 35.3631 | 111.3605 | 246.0299
2029 | 11 | 21 | 4 | 35.6107 | 111.5815 | 244.0847
2029 | 11 | 21 | 5 | 37.6939 | 112.7853 | 246.6008
2029 | 11 | 21 | 6 | 40.6118 | 123.0772 | 254.5484
2029 | 11 | 21 | 7 | 43.5692 | 136.1941 | 286.6323
2029 | 11 | 21 | 8 | 45.7791 | 145.7183 | 326.4417
2029 | 11 | 21 | 9 | 46.5651 | 151.5453 | 337.6578
2029 | 11 | 21 | 10 | 46.3007 | 153.8435 | 329.0719
2029 | 11 | 21 | 11 | 46.8095 | 156.1586 | 316.6828
2029 | 11 | 21 | 12 | 47.3265 | 151.957 | 300.1357
2029 | 11 | 21 | 13 | 47.5548 | 148.6059 | 297.2898
2029 | 11 | 21 | 14 | 47.422 | 145.8692 | 300.4941
2029 | 11 | 21 | 15 | 48.2329 | 142.1154 | 308.3434
2029 | 11 | 21 | 16 | 50.1362 | 141.7774 | 323.2068
2029 | 11 | 21 | 17 | 53.4934 | 142.5968 | 358.9484
2029 | 11 | 21 | 18 | 56.4095 | 139.2257 | 385.6862
2029 | 11 | 21 | 19 | 55.4762 | 135.5202 | 376.589
2029 | 11 | 21 | 20 | 52.1757 | 127.6362 | 366.0654
2029 | 11 | 21 | 21 | 48.1256 | 129.6507 | 352.3048
2029 | 11 | 21 | 22 | 44.1759 | 125.4167 | 333.2569
2029 | 11 | 21 | 23 | 41.4479 | 119.2088 | 309.621
2029 | 11 | 22 | 0 | 39.0002 | 118.1065 | 285.4759
2029 | 11 | 22 | 1 | 37.0855 | 115.7493 | 282.3769
2029 | 11 | 22 | 2 | 35.7935 | 113.7624 | 274.7394
2029 | 11 | 22 | 3 | 35.2974 | 112.6719 | 271.3481
2029 | 11 | 22 | 4 | 35.5941 | 111.8095 | 271.7909
2029 | 11 | 22 | 5 | 37.4795 | 113.5253 | 275.7711
2029 | 11 | 22 | 6 | 40.3852 | 123.7188 | 284.3643
2029 | 11 | 22 | 7 | 43.4194 | 135.6368 | 316.4439
2029 | 11 | 22 | 8 | 46.1609 | 145.8588 | 353.3122
2029 | 11 | 22 | 9 | 47.8674 | 150.9624 | 364.4933
2029 | 11 | 22 | 10 | 48.5267 | 155.1393 | 357.7885
2029 | 11 | 22 | 11 | 49.6948 | 157.1436 | 350.004
2029 | 11 | 22 | 12 | 50.1705 | 151.3349 | 349.5674
2029 | 11 | 22 | 13 | 50.6876 | 149.213 | 348.3283
2029 | 11 | 22 | 14 | 51.231 | 144.1404 | 351.555
2029 | 11 | 22 | 15 | 52.8725 | 139.4343 | 358.3521
2029 | 11 | 22 | 16 | 55.2562 | 141.1942 | 374.0231
2029 | 11 | 22 | 17 | 58.4182 | 140.8286 | 408.0892
2029 | 11 | 22 | 18 | 61.4062 | 137.3619 | 425.9049
2029 | 11 | 22 | 19 | 59.7877 | 135.185 | 423.9835
2029 | 11 | 22 | 20 | 55.6407 | 127.4883 | 417.1488
2029 | 11 | 22 | 21 | 51.3377 | 129.7435 | 404.6775
2029 | 11 | 22 | 22 | 47.3041 | 126.427 | 385.6681
2029 | 11 | 22 | 23 | 44.5067 | 119.4485 | 361.0498
2029 | 11 | 23 | 0 | 41.0852 | 118.2151 | 339.7416
2029 | 11 | 23 | 1 | 39.6919 | 114.8895 | 316.6345
2029 | 11 | 23 | 2 | 38.3773 | 112.4628 | 308.4055
2029 | 11 | 23 | 3 | 37.8346 | 111.5824 | 304.1062
2029 | 11 | 23 | 4 | 38.0282 | 110.9154 | 303.2892
2029 | 11 | 23 | 5 | 39.7419 | 111.9298 | 306.1222
2029 | 11 | 23 | 6 | 42.296 | 120.9142 | 313.1854
2029 | 11 | 23 | 7 | 45.2533 | 132.2951 | 341.8606
2029 | 11 | 23 | 8 | 47.8897 | 141.0957 | 372.3847
2029 | 11 | 23 | 9 | 49.2292 | 147.164 | 373.808
2029 | 11 | 23 | 10 | 49.4393 | 149.3593 | 356.4957
2029 | 11 | 23 | 11 | 50.2255 | 151.3092 | 339.7215
2029 | 11 | 23 | 12 | 50.8661 | 147.7547 | 327.7597
2029 | 11 | 23 | 13 | 51.1326 | 144.9893 | 323.9325
2029 | 11 | 23 | 14 | 51.5033 | 139.0579 | 323.8148
2029 | 11 | 23 | 15 | 52.7067 | 132.9356 | 327.002
2029 | 11 | 23 | 16 | 54.7541 | 133.5734 | 340.956
2029 | 11 | 23 | 17 | 57.7229 | 133.1376 | 380.6104
2029 | 11 | 23 | 18 | 59.7358 | 131.6836 | 422.9874
2029 | 11 | 23 | 19 | 58.0896 | 128.4011 | 418.0358
2029 | 11 | 23 | 20 | 54.2613 | 122.3853 | 405.8008
2029 | 11 | 23 | 21 | 50.1846 | 124.3303 | 392.8654
2029 | 11 | 23 | 22 | 46.6654 | 120.9301 | 377.7025
2029 | 11 | 23 | 23 | 44.0655 | 113.5091 | 356.7303
2029 | 11 | 24 | 0 | 42.2261 | 110.6924 | 328.7696
2029 | 11 | 24 | 1 | 39.9306 | 105.4392 | 309.8581
2029 | 11 | 24 | 2 | 38.4284 | 103.3797 | 299.1549
2029 | 11 | 24 | 3 | 37.8311 | 102.7308 | 292.5826
2029 | 11 | 24 | 4 | 37.7386 | 101.6359 | 289.4265
2029 | 11 | 24 | 5 | 38.7184 | 101.5433 | 287.1465
2029 | 11 | 24 | 6 | 40.3087 | 108.0187 | 282.4644
2029 | 11 | 24 | 7 | 42.5041 | 112.193 | 300.4468
2029 | 11 | 24 | 8 | 46.0352 | 114.0316 | 336.7534
2029 | 11 | 24 | 9 | 49.2155 | 117.3661 | 356.9065
2029 | 11 | 24 | 10 | 50.2694 | 121.537 | 353.5075
2029 | 11 | 24 | 11 | 51.3632 | 124.3538 | 348.333
2029 | 11 | 24 | 12 | 50.4108 | 119.9483 | 362.7455
2029 | 11 | 24 | 13 | 50.308 | 116.8035 | 356.4352
2029 | 11 | 24 | 14 | 50.1764 | 112.269 | 354.4329
2029 | 11 | 24 | 15 | 50.9334 | 105.2571 | 362.3882
2029 | 11 | 24 | 16 | 52.7492 | 107.016 | 377.7557
2029 | 11 | 24 | 17 | 55.6829 | 110.393 | 409.9779
2029 | 11 | 24 | 18 | 57.7497 | 113.7772 | 419.9656
2029 | 11 | 24 | 19 | 56.0726 | 112.0963 | 407.0534
2029 | 11 | 24 | 20 | 51.8659 | 104.1142 | 389.2047
2029 | 11 | 24 | 21 | 47.6615 | 108.5978 | 372.9963
2029 | 11 | 24 | 22 | 44.466 | 107.5563 | 359.1509
2029 | 11 | 24 | 23 | 42.6951 | 101.4238 | 340.8588
2029 | 11 | 25 | 0 | 41.4411 | 102.7338 | 323.2419
2029 | 11 | 25 | 1 | 40.7908 | 99.8042 | 313.0052
2029 | 11 | 25 | 2 | 39.4883 | 97.8332 | 303.3578
2029 | 11 | 25 | 3 | 38.9645 | 97.4456 | 297.5971
2029 | 11 | 25 | 4 | 38.9345 | 97.2814 | 295.8247
2029 | 11 | 25 | 5 | 39.8656 | 96.5887 | 295.0602
2029 | 11 | 25 | 6 | 40.9107 | 100.9211 | 291.7104
2029 | 11 | 25 | 7 | 42.4856 | 103.7473 | 306.2666
2029 | 11 | 25 | 8 | 45.7126 | 103.7364 | 336.3878
2029 | 11 | 25 | 9 | 49.0987 | 105.9193 | 353.2843
2029 | 11 | 25 | 10 | 50.8911 | 110.2327 | 350.7855
2029 | 11 | 25 | 11 | 52.4168 | 114.4642 | 344.1462
2029 | 11 | 25 | 12 | 52.2461 | 112.0335 | 326.8023
2029 | 11 | 25 | 13 | 52.4779 | 110.8256 | 323.4092
2029 | 11 | 25 | 14 | 52.7788 | 114.3066 | 323.1449
2029 | 11 | 25 | 15 | 54.0523 | 107.4487 | 327.9579
2029 | 11 | 25 | 16 | 56.3752 | 106.912 | 347.4934
2029 | 11 | 25 | 17 | 59.8358 | 112.2538 | 393.4958
2029 | 11 | 25 | 18 | 61.2505 | 119.3354 | 440.4978
2029 | 11 | 25 | 19 | 59.8369 | 115.8544 | 431.2619
2029 | 11 | 25 | 20 | 55.7761 | 108.1325 | 415.0797
2029 | 11 | 25 | 21 | 51.1745 | 110.9031 | 397.9524
2029 | 11 | 25 | 22 | 47.2303 | 108.2001 | 379.6053
2029 | 11 | 25 | 23 | 44.987 | 103.6966 | 357.1543
2029 | 11 | 26 | 0 | 44.0452 | 104.8705 | 337.5548
2029 | 11 | 26 | 1 | 42.4699 | 103.0942 | 317.9659
2029 | 11 | 26 | 2 | 41.6307 | 101.5897 | 309.8275
2029 | 11 | 26 | 3 | 41.5931 | 101.6086 | 305.5653
2029 | 11 | 26 | 4 | 42.1535 | 102.5584 | 304.9313
2029 | 11 | 26 | 5 | 44.351 | 103.6041 | 307.8861
2029 | 11 | 26 | 6 | 47.5592 | 111.5146 | 308.8437
2029 | 11 | 26 | 7 | 50.3493 | 124.89 | 340.4361
2029 | 11 | 26 | 8 | 52.734 | 139.8014 | 382.7811
2029 | 11 | 26 | 9 | 53.4536 | 146.5471 | 403.0317
2029 | 11 | 26 | 10 | 52.7146 | 149.781 | 401.9965
2029 | 11 | 26 | 11 | 52.8041 | 147.658 | 397.2814
2029 | 11 | 26 | 12 | 54.1739 | 145.9869 | 400.7068
2029 | 11 | 26 | 13 | 54.2823 | 142.8061 | 400.8147
2029 | 11 | 26 | 14 | 54.6288 | 140.8037 | 402.5082
2029 | 11 | 26 | 15 | 56.0932 | 135.8432 | 408.054
2029 | 11 | 26 | 16 | 58.8279 | 135.6067 | 418.4815
2029 | 11 | 26 | 17 | 62.2973 | 135.5893 | 445.7223
2029 | 11 | 26 | 18 | 64.0707 | 131.9468 | 457.5818
2029 | 11 | 26 | 19 | 62.367 | 128.7493 | 442.9986
2029 | 11 | 26 | 20 | 58.0883 | 119.8478 | 427.8871
2029 | 11 | 26 | 21 | 53.3882 | 122.3255 | 410.435
2029 | 11 | 26 | 22 | 49.0112 | 118.6795 | 389.6342
2029 | 11 | 26 | 23 | 46.1755 | 111.9165 | 363.7658
2029 | 11 | 27 | 0 | 45.0618 | 111.1946 | 336.719
2029 | 11 | 27 | 1 | 42.7934 | 109.0792 | 321.6031
2029 | 11 | 27 | 2 | 41.682 | 106.3437 | 313.0011
2029 | 11 | 27 | 3 | 41.3619 | 105.6694 | 308.639
2029 | 11 | 27 | 4 | 41.872 | 106.2167 | 307.75
2029 | 11 | 27 | 5 | 43.9922 | 106.9357 | 310.5723
2029 | 11 | 27 | 6 | 46.9808 | 115.3279 | 315.51
2029 | 11 | 27 | 7 | 49.7756 | 129.5024 | 346.7831
2029 | 11 | 27 | 8 | 52.508 | 142.2671 | 388.1472
2029 | 11 | 27 | 9 | 53.7835 | 148.6282 | 406.411
2029 | 11 | 27 | 10 | 53.8045 | 154.689 | 403.5195
2029 | 11 | 27 | 11 | 54.4065 | 155.2276 | 396.0029
2029 | 11 | 27 | 12 | 52.8019 | 148.9109 | 393.981
2029 | 11 | 27 | 13 | 52.8796 | 146.9329 | 393.0406
2029 | 11 | 27 | 14 | 53.2032 | 147.597 | 395.0594
2029 | 11 | 27 | 15 | 54.5379 | 142.0678 | 401.8959
2029 | 11 | 27 | 16 | 57.1999 | 140.6453 | 415.8913
2029 | 11 | 27 | 17 | 60.9877 | 140.6041 | 444.5314
2029 | 11 | 27 | 18 | 64.104 | 137.7467 | 455.6335
2029 | 11 | 27 | 19 | 62.6358 | 133.3235 | 446.2507
2029 | 11 | 27 | 20 | 58.5737 | 124.7323 | 434.0895
2029 | 11 | 27 | 21 | 54.1053 | 126.8308 | 418.6925
2029 | 11 | 27 | 22 | 49.8151 | 123.5228 | 398.6636
2029 | 11 | 27 | 23 | 47.0182 | 115.9268 | 373.2793
2029 | 11 | 28 | 0 | 44.9321 | 115.3694 | 348.0952
2029 | 11 | 28 | 1 | 43.8504 | 111.9847 | 336.4254
2029 | 11 | 28 | 2 | 42.7801 | 109.077 | 328.5776
2029 | 11 | 28 | 3 | 42.5138 | 108.3091 | 324.4455
2029 | 11 | 28 | 4 | 42.9992 | 108.3872 | 323.862
2029 | 11 | 28 | 5 | 45.1753 | 109.5758 | 326.8362
2029 | 11 | 28 | 6 | 48.2396 | 118.5193 | 332.8094
2029 | 11 | 28 | 7 | 50.9172 | 131.4172 | 363.1696
2029 | 11 | 28 | 8 | 53.2922 | 142.7373 | 402.6834
2029 | 11 | 28 | 9 | 54.1941 | 149.2289 | 417.7123
2029 | 11 | 28 | 10 | 53.5736 | 153.2771 | 411.7758
2029 | 11 | 28 | 11 | 53.794 | 152.1374 | 402.3356
2029 | 11 | 28 | 12 | 52.4924 | 150.1463 | 400.7432
2029 | 11 | 28 | 13 | 52.409 | 147.5308 | 398.764
2029 | 11 | 28 | 14 | 52.6966 | 147.0675 | 400.231
2029 | 11 | 28 | 15 | 54.1504 | 141.9714 | 405.5177
2029 | 11 | 28 | 16 | 57.1498 | 140.312 | 419.3515
2029 | 11 | 28 | 17 | 61.0909 | 140.4814 | 450.7313
2029 | 11 | 28 | 18 | 64.4604 | 139.2612 | 463.3193
2029 | 11 | 28 | 19 | 63.8086 | 134.6467 | 455.3026
2029 | 11 | 28 | 20 | 60.2927 | 126.3111 | 444.6959
2029 | 11 | 28 | 21 | 56.1637 | 128.5022 | 430.0083
2029 | 11 | 28 | 22 | 51.8945 | 124.6071 | 408.9702
2029 | 11 | 28 | 23 | 49.096 | 117.7788 | 382.723
2029 | 11 | 29 | 0 | 47.1733 | 115.9395 | 363.2685
2029 | 11 | 29 | 1 | 45.6674 | 111.1296 | 338.8012
2029 | 11 | 29 | 2 | 44.5904 | 108.3583 | 329.0997
2029 | 11 | 29 | 3 | 44.3643 | 107.29 | 323.7919
2029 | 11 | 29 | 4 | 44.7584 | 107.5382 | 322.1723
2029 | 11 | 29 | 5 | 46.7812 | 108.6052 | 323.8892
2029 | 11 | 29 | 6 | 49.6248 | 117.9141 | 327.341
2029 | 11 | 29 | 7 | 52.2204 | 130.882 | 356.2761
2029 | 11 | 29 | 8 | 54.6241 | 144.0456 | 394.6034
2029 | 11 | 29 | 9 | 55.5314 | 151.055 | 410.0755
2029 | 11 | 29 | 10 | 54.7718 | 156.8701 | 406.1209
2029 | 11 | 29 | 11 | 54.8059 | 155.8487 | 400.018
2029 | 11 | 29 | 12 | 54.684 | 149.4064 | 391.1779
2029 | 11 | 29 | 13 | 54.6501 | 147.7838 | 389.7158
2029 | 11 | 29 | 14 | 54.9167 | 145.645 | 391.3262
2029 | 11 | 29 | 15 | 56.4044 | 137.759 | 396.8446
2029 | 11 | 29 | 16 | 58.9616 | 139.0961 | 407.398
2029 | 11 | 29 | 17 | 62.3961 | 138.3854 | 435.1138
2029 | 11 | 29 | 18 | 63.8981 | 138.4211 | 450.3177
2029 | 11 | 29 | 19 | 63.2885 | 134.8809 | 439.1986
2029 | 11 | 29 | 20 | 59.7231 | 125.9657 | 427.3019
2029 | 11 | 29 | 21 | 55.6732 | 127.1524 | 412.1831
2029 | 11 | 29 | 22 | 51.5269 | 123.4354 | 392.0418
2029 | 11 | 29 | 23 | 48.8862 | 116.7065 | 365.7965
2029 | 11 | 30 | 0 | 47.0201 | 113.2562 | 342.3026
2029 | 11 | 30 | 1 | 44.8871 | 110.5411 | 325.9622
2029 | 11 | 30 | 2 | 43.643 | 107.325 | 316.0983
2029 | 11 | 30 | 3 | 43.2524 | 106.4568 | 311.1736
2029 | 11 | 30 | 4 | 43.5695 | 106.753 | 310.0286
2029 | 11 | 30 | 5 | 45.5186 | 107.0623 | 312.2937
2029 | 11 | 30 | 6 | 48.1633 | 117.9342 | 321.3471
2029 | 11 | 30 | 7 | 50.8238 | 130.9301 | 350.6481
2029 | 11 | 30 | 8 | 53.5751 | 142.8383 | 382.946
2029 | 11 | 30 | 9 | 54.8753 | 150.2377 | 386.2194
2029 | 11 | 30 | 10 | 54.7146 | 155.2776 | 371.0102
2029 | 11 | 30 | 11 | 55.0505 | 155.5867 | 356.4672
2029 | 11 | 30 | 12 | 54.4012 | 145.7123 | 362.0345
2029 | 11 | 30 | 13 | 54.3077 | 143.5606 | 358.4727
2029 | 11 | 30 | 14 | 54.4001 | 139.5071 | 359.2689
2029 | 11 | 30 | 15 | 55.4254 | 132.2963 | 363.7128
2029 | 11 | 30 | 16 | 57.5219 | 131.3868 | 376.8922
2029 | 11 | 30 | 17 | 60.5372 | 130.493 | 410.8023
2029 | 11 | 30 | 18 | 61.7122 | 128.1113 | 451.0966
2029 | 11 | 30 | 19 | 60.4158 | 125.6961 | 440.6788
2029 | 11 | 30 | 20 | 56.7227 | 119.4536 | 428.3771
2029 | 11 | 30 | 21 | 52.7582 | 123.5657 | 414.568
2029 | 11 | 30 | 22 | 49.0655 | 120.9357 | 397.9716
2029 | 11 | 30 | 23 | 46.5895 | 110.0811 | 375.3539
2029 | 12 | 1 | 0 | 44.7911 | 107.1227 | 352.8115
2029 | 12 | 1 | 1 | 41.2069 | 104.6808 | 324.6159
2029 | 12 | 1 | 2 | 39.5671 | 101.6378 | 313.9233
2029 | 12 | 1 | 3 | 38.8985 | 100.5673 | 307.7631
2029 | 12 | 1 | 4 | 38.9842 | 103.1408 | 305.6718
2029 | 12 | 1 | 5 | 40.3097 | 102.2866 | 305.4342
2029 | 12 | 1 | 6 | 42.1605 | 109.1865 | 306.3272
2029 | 12 | 1 | 7 | 43.8392 | 114.7883 | 323.3351
2029 | 12 | 1 | 8 | 46.7913 | 112.0217 | 357.4777
2029 | 12 | 1 | 9 | 50.13 | 117.3413 | 382.0989
2029 | 12 | 1 | 10 | 51.9498 | 121.1219 | 388.3185
2029 | 12 | 1 | 11 | 53.3062 | 128.8193 | 386.0423
2029 | 12 | 1 | 12 | 53.5418 | 124.9368 | 345.3723
2029 | 12 | 1 | 13 | 53.6861 | 122.1818 | 338.4244
2029 | 12 | 1 | 14 | 53.4982 | 123.2815 | 338.0421
2029 | 12 | 1 | 15 | 54.2924 | 116.1133 | 341.4212
2029 | 12 | 1 | 16 | 55.9914 | 115.1825 | 353.4943
2029 | 12 | 1 | 17 | 58.5214 | 118.2883 | 392.697
2029 | 12 | 1 | 18 | 59.8161 | 117.4334 | 427.9429
2029 | 12 | 1 | 19 | 57.3649 | 110.3451 | 419.7623
2029 | 12 | 1 | 20 | 52.4545 | 102.9646 | 402.9507
2029 | 12 | 1 | 21 | 47.7971 | 107.0199 | 386.8294
2029 | 12 | 1 | 22 | 44.4745 | 105.4888 | 372.6418
2029 | 12 | 1 | 23 | 42.2395 | 103.814 | 352.9473
2029 | 12 | 2 | 0 | 40.7149 | 107.563 | 335.2904
2029 | 12 | 2 | 1 | 38.7924 | 102.4559 | 314.5717
2029 | 12 | 2 | 2 | 37.3659 | 99.7792 | 304.4592
2029 | 12 | 2 | 3 | 36.7869 | 99.7236 | 298.57
2029 | 12 | 2 | 4 | 36.7865 | 104.3406 | 296.5252
2029 | 12 | 2 | 5 | 37.883 | 103.4266 | 295.4883
2029 | 12 | 2 | 6 | 39.6373 | 111.9354 | 293.0094
2029 | 12 | 2 | 7 | 41.3115 | 114.6702 | 305.6958
2029 | 12 | 2 | 8 | 44.5166 | 110.2353 | 332.4712
2029 | 12 | 2 | 9 | 48.1963 | 112.8801 | 347.4966
2029 | 12 | 2 | 10 | 50.5045 | 116.1779 | 345.6258
2029 | 12 | 2 | 11 | 52.2271 | 125.2118 | 340.2797
2029 | 12 | 2 | 12 | 52.415 | 121.5743 | 338.3248
2029 | 12 | 2 | 13 | 52.8522 | 120.148 | 332.9808
2029 | 12 | 2 | 14 | 53.0652 | 125.645 | 333.5866
2029 | 12 | 2 | 15 | 54.3629 | 120.105 | 339.3508
2029 | 12 | 2 | 16 | 56.7415 | 117.8512 | 354.0526
2029 | 12 | 2 | 17 | 60.027 | 122.0044 | 395.1792
2029 | 12 | 2 | 18 | 61.4787 | 127.3284 | 437.2973
2029 | 12 | 2 | 19 | 59.3155 | 119.7363 | 426.1568
2029 | 12 | 2 | 20 | 54.7307 | 114.0068 | 409.0896
2029 | 12 | 2 | 21 | 49.8531 | 114.2046 | 390.924
2029 | 12 | 2 | 22 | 45.8813 | 112.2793 | 371.6896
2029 | 12 | 2 | 23 | 43.3023 | 110.9112 | 346.4036
2029 | 12 | 3 | 0 | 41.9742 | 114.8325 | 319.4354
2029 | 12 | 3 | 1 | 40.0047 | 111.5596 | 307.8903
2029 | 12 | 3 | 2 | 38.9046 | 109.2625 | 299.9417
2029 | 12 | 3 | 3 | 38.7496 | 108.8142 | 296.0738
2029 | 12 | 3 | 4 | 39.2486 | 112.3114 | 295.893
2029 | 12 | 3 | 5 | 41.5548 | 113.0097 | 299.9457
2029 | 12 | 3 | 6 | 44.4848 | 123.6432 | 308.4004
2029 | 12 | 3 | 7 | 47.6345 | 137.5471 | 339.3207
2029 | 12 | 3 | 8 | 50.4681 | 144.9823 | 374.9655
2029 | 12 | 3 | 9 | 52.0412 | 149.9858 | 386.51
2029 | 12 | 3 | 10 | 52.5914 | 150.4434 | 380.5078
2029 | 12 | 3 | 11 | 53.4021 | 155.6625 | 374.0399
2029 | 12 | 3 | 12 | 53.4986 | 148.1079 | 346.3598
2029 | 12 | 3 | 13 | 54.056 | 144.4724 | 340.3875
2029 | 12 | 3 | 14 | 54.3793 | 138.0352 | 341.8175
2029 | 12 | 3 | 15 | 55.8919 | 133.7193 | 346.5788
2029 | 12 | 3 | 16 | 58.5252 | 136.8089 | 360.1604
2029 | 12 | 3 | 17 | 61.9639 | 138.3843 | 400.6563
2029 | 12 | 3 | 18 | 63.6126 | 136.7954 | 437.5576
2029 | 12 | 3 | 19 | 61.9237 | 129.9952 | 432.8654
2029 | 12 | 3 | 20 | 57.4941 | 123.3344 | 422.5551
2029 | 12 | 3 | 21 | 52.7599 | 124.5148 | 406.798
2029 | 12 | 3 | 22 | 48.3874 | 120.5752 | 386.1329
2029 | 12 | 3 | 23 | 45.248 | 118.4866 | 359.3351
2029 | 12 | 4 | 0 | 43.3612 | 119.4081 | 337.6452
2029 | 12 | 4 | 1 | 40.9324 | 113.114 | 324.624
2029 | 12 | 4 | 2 | 39.6603 | 109.9845 | 316.5545
2029 | 12 | 4 | 3 | 39.2835 | 108.6981 | 312.9675
2029 | 12 | 4 | 4 | 39.694 | 110.9774 | 312.9351
2029 | 12 | 4 | 5 | 41.8521 | 111.0765 | 316.6477
2029 | 12 | 4 | 6 | 44.661 | 122.5627 | 330.0387
2029 | 12 | 4 | 7 | 47.7659 | 136.0431 | 360.6196
2029 | 12 | 4 | 8 | 50.5639 | 141.948 | 397.4956
2029 | 12 | 4 | 9 | 52.0574 | 145.845 | 409.6709
2029 | 12 | 4 | 10 | 52.5956 | 149.315 | 402.3332
2029 | 12 | 4 | 11 | 53.4221 | 157.9137 | 392.943
2029 | 12 | 4 | 12 | 53.1696 | 152.0662 | 391.4426
2029 | 12 | 4 | 13 | 53.6988 | 150.2022 | 385.8049
2029 | 12 | 4 | 14 | 54.06 | 148.9573 | 387.2893
2029 | 12 | 4 | 15 | 55.4246 | 145.1893 | 393.6031
2029 | 12 | 4 | 16 | 57.9561 | 144.7794 | 406.7146
2029 | 12 | 4 | 17 | 61.6096 | 145.7105 | 438.6737
2029 | 12 | 4 | 18 | 63.222 | 140.6752 | 462.3929
2029 | 12 | 4 | 19 | 61.5998 | 132.6999 | 452.5331
2029 | 12 | 4 | 20 | 57.4716 | 126.7056 | 440.581
2029 | 12 | 4 | 21 | 52.7616 | 127.7659 | 424.0819
2029 | 12 | 4 | 22 | 48.4185 | 124.7257 | 402.9346
2029 | 12 | 4 | 23 | 45.2468 | 121.1434 | 374.9453
2029 | 12 | 5 | 0 | 43.7684 | 121.8767 | 355.3007
2029 | 12 | 5 | 1 | 40.7293 | 116.0651 | 326.5477
2029 | 12 | 5 | 2 | 39.4759 | 113.5713 | 316.6626
2029 | 12 | 5 | 3 | 39.1062 | 112.1515 | 310.5691
2029 | 12 | 5 | 4 | 39.549 | 113.0181 | 308.5965
2029 | 12 | 5 | 5 | 41.8171 | 113.9427 | 310.2659
2029 | 12 | 5 | 6 | 44.8038 | 124.4624 | 319.1333
2029 | 12 | 5 | 7 | 47.8351 | 137.2653 | 346.3205
2029 | 12 | 5 | 8 | 50.4278 | 141.5376 | 376.2571
2029 | 12 | 5 | 9 | 51.8995 | 147.026 | 381.9265
2029 | 12 | 5 | 10 | 52.431 | 148.3899 | 373.6855
2029 | 12 | 5 | 11 | 53.2758 | 154.7921 | 366.1823
2029 | 12 | 5 | 12 | 53.4535 | 148.0397 | 338.3583
2029 | 12 | 5 | 13 | 54.0349 | 144.5574 | 332.0962
2029 | 12 | 5 | 14 | 54.4134 | 137.1478 | 332.8808
2029 | 12 | 5 | 15 | 55.8337 | 136.7269 | 336.0199
2029 | 12 | 5 | 16 | 58.3394 | 139.0846 | 347.9197
2029 | 12 | 5 | 17 | 61.7723 | 140.0945 | 387.1692
2029 | 12 | 5 | 18 | 62.7477 | 138.9677 | 434.2663
2029 | 12 | 5 | 19 | 61.4807 | 131.9564 | 424.5189
2029 | 12 | 5 | 20 | 57.6495 | 126.9003 | 412.7622
2029 | 12 | 5 | 21 | 53.1563 | 130.2373 | 396.6302
2029 | 12 | 5 | 22 | 48.8189 | 127.1462 | 375.2942
2029 | 12 | 5 | 23 | 45.6091 | 123.3647 | 347.1627
2029 | 12 | 6 | 0 | 43.2193 | 123.2319 | 325.7529
2029 | 12 | 6 | 1 | 41.2942 | 119.7589 | 311.8401
2029 | 12 | 6 | 2 | 39.9992 | 116.8492 | 302.4416
2029 | 12 | 6 | 3 | 39.6379 | 114.6876 | 297.7963
2029 | 12 | 6 | 4 | 39.9922 | 116.0428 | 296.8795
2029 | 12 | 6 | 5 | 42.1142 | 116.7809 | 300.2032
2029 | 12 | 6 | 6 | 45.1859 | 126.6038 | 308.4836
2029 | 12 | 6 | 7 | 48.1994 | 139.5408 | 338.6093
2029 | 12 | 6 | 8 | 50.8468 | 144.83 | 373.38
2029 | 12 | 6 | 9 | 52.2651 | 150.3109 | 384.3565
2029 | 12 | 6 | 10 | 52.5986 | 153.0793 | 378.9513
2029 | 12 | 6 | 11 | 53.2478 | 160.2248 | 373.0411
2029 | 12 | 6 | 12 | 52.112 | 152.2047 | 377.2605
2029 | 12 | 6 | 13 | 52.4979 | 149.8628 | 374.8402
2029 | 12 | 6 | 14 | 52.7854 | 143.6353 | 378.5704
2029 | 12 | 6 | 15 | 54.2307 | 139.082 | 385.6103
2029 | 12 | 6 | 16 | 56.7104 | 142.3906 | 397.0023
2029 | 12 | 6 | 17 | 60.2621 | 142.7134 | 428.5211
2029 | 12 | 6 | 18 | 60.8293 | 137.7411 | 454.1852
2029 | 12 | 6 | 19 | 60.1926 | 131.1782 | 448.1559
2029 | 12 | 6 | 20 | 56.8757 | 124.7578 | 438.7014
2029 | 12 | 6 | 21 | 52.6772 | 126.0069 | 424.8257
2029 | 12 | 6 | 22 | 48.5238 | 122.4125 | 404.8806
2029 | 12 | 6 | 23 | 45.5222 | 119.8008 | 377.1929
2029 | 12 | 7 | 0 | 43.9021 | 121.7032 | 349.8064
2029 | 12 | 7 | 1 | 41.7752 | 114.4442 | 339.2025
2029 | 12 | 7 | 2 | 40.4461 | 110.7379 | 331.3122
2029 | 12 | 7 | 3 | 40.062 | 108.8355 | 328.4055
2029 | 12 | 7 | 4 | 40.3526 | 110.5625 | 329.0931
2029 | 12 | 7 | 5 | 42.4298 | 110.2417 | 333.1384
2029 | 12 | 7 | 6 | 45.2967 | 120.856 | 345.1159
2029 | 12 | 7 | 7 | 48.2703 | 133.4261 | 375.3335
2029 | 12 | 7 | 8 | 50.9654 | 138.2362 | 406.7455
2029 | 12 | 7 | 9 | 52.2943 | 144.0318 | 407.3509
2029 | 12 | 7 | 10 | 52.3336 | 145.6332 | 388.8405
2029 | 12 | 7 | 11 | 52.7159 | 153.3089 | 372.4825
2029 | 12 | 7 | 12 | 53.6615 | 146.4802 | 373.6033
2029 | 12 | 7 | 13 | 54.0288 | 144.1914 | 365.1963
2029 | 12 | 7 | 14 | 54.1705 | 139.3552 | 365.1439
2029 | 12 | 7 | 15 | 55.2702 | 133.2262 | 368.9802
2029 | 12 | 7 | 16 | 57.301 | 133.6103 | 381.7018
2029 | 12 | 7 | 17 | 60.2755 | 132.7636 | 420.5787
2029 | 12 | 7 | 18 | 62.885 | 128.3424 | 467.7151
2029 | 12 | 7 | 19 | 61.2282 | 121.7722 | 462.5772
2029 | 12 | 7 | 20 | 57.1094 | 116.9824 | 452.8612
2029 | 12 | 7 | 21 | 52.9578 | 120.1511 | 440.1266
2029 | 12 | 7 | 22 | 49.3011 | 117.3525 | 423.6272
2029 | 12 | 7 | 23 | 46.3931 | 110.7788 | 399.1539
2029 | 12 | 8 | 0 | 42.9721 | 110.8518 | 376.756
2029 | 12 | 8 | 1 | 40.173 | 104.4168 | 348.579
2029 | 12 | 8 | 2 | 38.4492 | 101.3314 | 336.3891
2029 | 12 | 8 | 3 | 37.6918 | 99.9133 | 329.4871
2029 | 12 | 8 | 4 | 37.5509 | 101.2875 | 326.3459
2029 | 12 | 8 | 5 | 38.5987 | 100.38 | 324.0922
2029 | 12 | 8 | 6 | 39.848 | 106.0313 | 323.0783
2029 | 12 | 8 | 7 | 41.9593 | 112.1629 | 338.608
2029 | 12 | 8 | 8 | 45.5926 | 109.6295 | 374.562
2029 | 12 | 8 | 9 | 49.2988 | 114.1133 | 402.8543
2029 | 12 | 8 | 10 | 51.447 | 119.0281 | 410.1959
2029 | 12 | 8 | 11 | 53.0275 | 126.0064 | 408.4119
2029 | 12 | 8 | 12 | 53.0488 | 122.546 | 404.6828
2029 | 12 | 8 | 13 | 53.2465 | 120.0402 | 396.8978
2029 | 12 | 8 | 14 | 53.0945 | 119.5866 | 395.093
2029 | 12 | 8 | 15 | 53.7936 | 111.7202 | 402.0279
2029 | 12 | 8 | 16 | 55.4443 | 111.9889 | 411.615
2029 | 12 | 8 | 17 | 58.1156 | 115.8214 | 439.7365
2029 | 12 | 8 | 18 | 59.5517 | 115.3611 | 454.9554
2029 | 12 | 8 | 19 | 57.144 | 109.5138 | 437.6355
2029 | 12 | 8 | 20 | 52.4499 | 101.9724 | 416.7136
2029 | 12 | 8 | 21 | 47.9934 | 106.0127 | 397.6198
2029 | 12 | 8 | 22 | 44.7099 | 104.3057 | 381.3922
2029 | 12 | 8 | 23 | 42.5085 | 102.3183 | 359.3045
2029 | 12 | 9 | 0 | 40.9434 | 106.2105 | 340.2148
2029 | 12 | 9 | 1 | 39.3883 | 97.6501 | 323.8909
2029 | 12 | 9 | 2 | 37.9194 | 94.7132 | 313.1575
2029 | 12 | 9 | 3 | 37.3019 | 93.6749 | 306.7347
2029 | 12 | 9 | 4 | 37.2172 | 94.9639 | 304.4781
2029 | 12 | 9 | 5 | 38.1877 | 93.2649 | 303.7512
2029 | 12 | 9 | 6 | 39.3636 | 95.026 | 302.5263
2029 | 12 | 9 | 7 | 41.2122 | 99.5863 | 315.7483
2029 | 12 | 9 | 8 | 44.7605 | 96.642 | 350.0315
2029 | 12 | 9 | 9 | 48.7136 | 101.7617 | 382.8533
2029 | 12 | 9 | 10 | 51.3342 | 107.1511 | 394.2289
2029 | 12 | 9 | 11 | 53.2293 | 111.6199 | 397.1309
2029 | 12 | 9 | 12 | 53.5505 | 109.8994 | 391.9822
2029 | 12 | 9 | 13 | 54.0531 | 109.5717 | 388.9291
2029 | 12 | 9 | 14 | 54.3392 | 114.0104 | 389.299
2029 | 12 | 9 | 15 | 55.5752 | 108.8644 | 395.0388
2029 | 12 | 9 | 16 | 57.8346 | 106.5713 | 407.6735
2029 | 12 | 9 | 17 | 61.2336 | 112.4594 | 441.4518
2029 | 12 | 9 | 18 | 63.3211 | 113.676 | 457.8565
2029 | 12 | 9 | 19 | 61.08 | 106.4747 | 446.3287
2029 | 12 | 9 | 20 | 56.4428 | 100.1511 | 429.1408
2029 | 12 | 9 | 21 | 51.5841 | 105.4279 | 410.3222
2029 | 12 | 9 | 22 | 47.6153 | 103.5515 | 391.0003
2029 | 12 | 9 | 23 | 44.9763 | 101.3553 | 365.9365
2029 | 12 | 10 | 0 | 43.5367 | 103.4781 | 347.9169
2029 | 12 | 10 | 1 | 40.553 | 99.7617 | 325.1949
2029 | 12 | 10 | 2 | 39.4165 | 97.8143 | 316.2735
2029 | 12 | 10 | 3 | 39.1775 | 98.7603 | 311.9017
2029 | 12 | 10 | 4 | 39.6198 | 101.8568 | 311.3162
2029 | 12 | 10 | 5 | 41.7927 | 102.4315 | 314.2393
2029 | 12 | 10 | 6 | 44.6648 | 112.8292 | 323.1859
2029 | 12 | 10 | 7 | 47.6717 | 127.0265 | 352.651
2029 | 12 | 10 | 8 | 50.3215 | 140.0933 | 390.4319
2029 | 12 | 10 | 9 | 51.6982 | 146.3407 | 405.6784